{"text_format":"1","workbook":"xlsx","n_sheets":16,"sheets":["Admin - Readme","Background info","GSP info","Direct Connect info","Years","MAIN DATA","MAIN DATA Flopzones","Generation ->","DG","Sub1MW","Demand ->","DxStorage","mBattery","LV Gain","Active","Gross Reactive"],"not_rendered":{"charts":0,"images":0,"macros":0,"external_links":0,"defined_names":53,"comments":8,"pivot_tables":0},"unopened":[],"bounds":{"document_bytes":16777216,"sheet_cells":100000,"rows_first":2000,"rows_last":500,"rows_between":2000,"halvings":0,"cell_chars":16384,"cell_head_chars":4096},"cells_cut":0,"cells_raw":0,"read":"whole","date_system":"1900"}

{"sheet":"Admin - Readme","index":0,"n_rows":25,"n_cols":6,"rows_kept":25,"cut":false,"hidden":false,"merged":[]}
["ETYS Spatial Demand data"]
["Electricity spatial data, provided by National Grid's Energy Analysis team (National Grid ESO)"]
[]
[null,"Key"]
[null,"Admin and info","Black Tab"]
[null,"Underlying data","Green Tab"]
[null,"Underlying data (NEEDING UPDATE)","Yellow Tab"]
[null,"Outputs / Frontend","Purple Tab"]
[]
[null,"Update Log"]
[null,"Activities  completed on the workbook","Worksheet","Date","Who","Version"]
[null,"Draft release to Transmission Owners for Statutory Obligations under the Grid Code - Winter Peak","<ALL>","2025-04-28","RM",1]
[null,"Final release to Transmission Owners for Statutory Obligations under the Grid Code - Winter Peak & Summer minimum ","<ALL>","2025-07-11","RM",1.3]
[]
[]
[]
[]
[]
[null,"Notes"]
[]
[null,"Note the peak demands here include distribution losses (~6%) but not transmission losses as we are illustrating demand here by Grid Supply Point"]
[null,"Also note these demands will differ from the  building blocks due to data definitions within the building blocks"]
[null,"Peak demands here are those at winter peak system demand (ACS Conditions, 5pm-6pm)"]
[null,"I&C DSR has not been deducted"]
[null,"Electrolysis is assumed to be zero at peak. "]

{"sheet":"Background info","index":1,"n_rows":37,"n_cols":33,"rows_kept":37,"cut":false,"hidden":false,"merged":[[39,0,39,10],[13,1,13,9],[12,1,12,9],[14,1,14,10],[36,0,36,10],[37,0,37,10],[38,0,38,10]]}
["Key definitions for FES"]
[]
["Winter peak:","It refers to the period modelled as the highest GB transmission system demand occurring in the winter (not the individual GSP's period of highest demand and not necessarily the period of highest combined GSP demand). Historically it typically occurs between 5-6pm on a weekday between November - February "]
["Summer am: ","It refers to the period modelled as the lowest GB transmission system demand in the summer am periods (not the individual GSP's period of lowest demand and not necessarily the period of lowest combined GSP demand). Historically it typically occurs between 3-6am on a weekend between May - August"]
["Summer pm: ","It refers to the period modelled as the lowest GB transmission system demand in the summer pm periods (not the individual GSP's period of lowest demand and not necessarily the period of lowest combined GSP demand). Historically it typically occurs between 1-3pm on a weekend between May - August"]
["P gross (Active sheet):","Underlying consumer active demand. Net active demand [P net] + distributed generation & storage charging/discharging (DG + Sub1MW + DxStorage + mBattery sheets, where the values representing battery charging in the DxStorage & mBattery sheets are negative). "]
["Q net: ","This is the net reactive power demand that we see at transmission level. For establishing the baseline values from the most recent year of history, NDD (NESO's operational demand metering) data has been used NGET GSPs, while the Standard Planning and Operating Code data required by the Grid Code (sometimes referred to as Week24) has been used for SHET and SPT GSPs."]
["Q gross (Gross Reactive sheet): ","This is Qnet + LV gain (in this case where LV Gain is presented as a positive number in the requisite sheet, but in fact is a capacitive effect which generates reactive power)"]
[]
[]
["Key assumptions for FES"]
[]
["AM/PM ratio (SHET and SPT only):","Week24 data provides only values for the lowest GB transmission system demand. This can either be in a Summer am or Summer pm period. For FES 2025 the baseline data used was for a Summer pm period. To estimate the summer am minimum value for SHET and SPT we apply an am/pm ratio calculated from the summer minimum day profile for the whole TO area that is submitted in week24 (schedule 10c)."]
["Demand Components modelling:","Detailed descriptions of how we estimated the demand component in each GSP is provided in the \"ETYS spatial demand - overview\" document and \"FES modelling methods\" document  \"Regional electricity demand\" section. Otherwise, please approach the FES analyst for further information. Please note that demand component behaviour in each GSP is different for winter peaks, summer am and summer pm and has been adjusted so that the total trends align with FES trends in each time period. For example in the baseline year, FES GB demand at winter peak consists of ~40% residential demand and ~60% industrial & commercial demand, while FES GB demand at summer am & pm consists of ~25-30% residential demand and ~70-75% of industrial & commercial demand."]
["Power Factors for Qgross:","The power factors that have been used for calculating the Qgross are provided below. Please note that these power factors were not used to calculate the absolute and final value of Qgross based on Pgross, but the trend of the Qgross in the coming years. For more details, please refer to the methodology document."]
[]
[null,"19/20","20/21","21/22","22/23","23/24","24/25","25/26","26/27","27/28","28/29","29/30","30/31","31/32","32/33","33/34","34/35","35/36","36/37","37/38","38/39","39/40","40/41","41/42","42/43","43/44","44/45","45/46","46/47","47/48","48/49","49/50","50/51"]
["Power Factor of Residential Demand excluding resistive heating"]
["HE",0.93138653185190678,0.92332866704838845,0.91880977129310215,0.91818038962247561,0.92095119735637188,0.92359512181001902,0.92581751080291552,0.92620150553832148,0.92659211371538386,0.92695343000295338,0.92690569764037944,0.92709606670128153,0.92746868117509496,0.92789996573071842,0.92825443691387244,0.92817245318779795,0.92808889960453178,0.92786688667255401,0.9275702826864608,0.92725217250087799,0.92690947078826902,0.92616446768692107,0.92579694191873596,0.92573359757918794,0.92525384905386265,0.92432357114947283,0.92351409107532778,0.92323210715636828,0.92290777075619512,0.92228582800449721,0.92169000168426807,0.92120827086836288]
["EE",0.93138653185190678,0.92373206839972433,0.92061159288157146,0.9211083037841481,0.923542737325874,0.92481251640693485,0.92607225634949586,0.92620319646976423,0.92622973573871925,0.92624920612391626,0.92589752107746626,0.92582033071196934,0.92611114292587771,0.92637214508285792,0.92640199209685248,0.92641940218859364,0.92626365009099709,0.92608005968057017,0.92588667360963839,0.92559308924892192,0.92545996417919729,0.92489236831575206,0.92429327357162661,0.92386736920093548,0.92341280971672624,0.92290022752329548,0.9225172337046168,0.92198076838029053,0.9214784618224241,0.92083984600311175,0.92063706008236368,0.92015374839198971]
["HT",0.93135450927963248,0.92402616621314904,0.92157965447327594,0.92195387626171776,0.92393091597581811,0.92468142174224843,0.92553091087122341,0.92652275739108725,0.92733398342846196,0.92683204206470426,0.92627994747455966,0.92656348213644513,0.92713509415314621,0.92769897822554692,0.92821324340302103,0.92870491637283936,0.92903523420718037,0.92933667888304849,0.92962147669513528,0.92986410887433346,0.93040800967235526,0.93045853872151429,0.930444525118578,0.93057726011939501,0.9308200815158465,0.93088442322761111,0.93153159938649477,0.93134027710563749,0.93116624637657097,0.93163870530210435,0.93182723547963497,0.93173415296712969]
[]
["Power Factor of Commercial Demand "]
["HE",0.96780180279369488,0.94538330089667766,0.92762222980349784,0.91669515783985223,0.91661017668835165,0.91652469064233621,0.91644648239360049,0.91646109267674536,0.91657020064483197,0.91669426601248349,0.9168423219563,0.9170024106016218,0.91689041716665909,0.91679233569985519,0.91671116764016536,0.91666578815082334,0.91658924619668769,0.91654004043867021,0.91648762123615102,0.916443726427973,0.9163953946429344,0.91636131453796565,0.91618999077751884,0.91601951537067094,0.91585691040265726,0.91568476728690273,0.91551434572724288,0.91534061585824367,0.91516021353990173,0.91497758312320143,0.91478135786503234,0.91457368399483907]
["EE",0.96780180279369488,0.94539353179476016,0.9279614080627141,0.91746100614539461,0.91779887710029506,0.91812902820738596,0.91849324100455909,0.91893688285800423,0.91946431203874379,0.92000932646288813,0.92058317536020351,0.92117960038658531,0.92133057121973161,0.92149636579618954,0.92167646512357093,0.92189239303539194,0.92207816271518761,0.92228196403857388,0.92247518388056216,0.92266782435677386,0.92285471850011713,0.92304766599200483,0.92302623596621225,0.9230014977621166,0.9229794826429758,0.92294490629382242,0.92290724596720586,0.92289934503547633,0.9228846047272391,0.92286655400728501,0.92283548582391361,0.92279052722018629]
["HT",0.96780180279369488,0.94536708604410613,0.92797940757393249,0.91741858497702178,0.91790287878625909,0.91840860031055649,0.91904310940289957,0.91980973474648997,0.92076115687913107,0.9217980312855576,0.92293103507756424,0.9241438142558287,0.92459608803799942,0.92505745133000927,0.92552131032438534,0.92599003863993423,0.92645738110813614,0.926929484975754,0.92739656736788045,0.92786044864124251,0.92831837711773424,0.92877903082684798,0.9288833945877335,0.9289800766432269,0.92907240215504339,0.9291493231509953,0.92921805082446562,0.92931612090533267,0.92940421400422202,0.92948773922170747,0.92955601002458377,0.92961013965352912]
[]
["Industrial Power Factor",0.96]
["EV power factor - for residential chargers",0.99]
["Heat Pumps Power Factor",0.90336000000000005]
["DH Power Factor",0.96]
["SMR Plants",0.96]
["Electrolysis Plants",0.96]
[]
["A note on LV Gain"]
[]
["From ETYS 21 onwards, LV gain at each GSP has been propagated forward as a flat forecast of the starting years LV gain value.\nThe starting year values of LV gain for GSP's in the SPT network are taken directly from SPT. The starting year values for GSP's in \nNGET and SHETL networks are based on simplified network models which allocate reactive power within the Major FLOP zones"]

{"sheet":"GSP info","index":2,"n_rows":381,"n_cols":8,"rows_kept":381,"cut":false,"hidden":false,"merged":[]}
["GSP info"]
[]
[null,"The following table gives the location and GSP Group (DNO Licence area) for each Grid Supply Point."]
[]
[null,"GSP ID","GSP Group","Minor FLOP","Name","Latitude","Longitude","Comments"]
[null,"ABHA1","_L","F6","Abham",50.471558645562503,-3.7294886910253102,""]
[null,"ABNE_P","_P","T4","Abernethy",56.33945602,-3.2937509330000001,""]
[null,"ABTH_1","_K","H2","Aberthaw",51.385209590649602,-3.40331839781902,""]
[null,"ACTL_2","_H","A7","Acton Lane 66kV",51.534950510661702,-0.25705026387638202]
[null,"ACTL_C","_C","A7","Acton Lane 22kV",51.534950510661702,-0.25705026387638202,""]
[null,"ALNE_P","_P","T5","Alness",57.708129730000003,-4.27420198,""]
[null,"ALST_3","_K","H2","Alpha Steel (Uskmouth)",51.548687450103401,-2.9755399392321902,"Assume no demand growth should be modelled here. Assumed single distribution connected industrial site. All other FES demand allocated to USKM_1."]
[null,"ALVE1","_L","F6","Alverdiscott",51.005691126424402,-4.13745511885055,""]
[null,"AMEM_1","_A","A6","Amersham Main",51.664249418894798,-0.65511620847658503,""]
[null,"ARBR_P","_P","T4","Arbroath",56.56385676,-2.619040477,""]
[null,"ARDK_P","_P","T3","Ardkinglas",56.287165999999999,-4.9555040000000004,"Generation Only GSP. Gross Demand (P&Q) is zero. All FES demand allocated to CLAC_P"]
[null,"ARMO_P","_P","T1","Ardmore",57.554428649999998,-6.645004363,"Apply rules from 2030. Demand Load splits based on SHEPD Feedback"]
[null,"AXMI_H","_H","E1","Axminster H",50.787070093277201,-2.9244075382194699]
[null,"AXMI1","_L","E1","Axminster",50.787070093277201,-2.9244075382194699,""]
[null,"AYRR","_N","S6","Ayr",55.45688294,-4.5873916650000002,""]
[null,"BAGA","_N","S5","Bathgate",55.900424579999999,-3.6738811290000002,""]
[null,"BAIN","_N","S5","Bainsford",56.013839930000003,-3.7677112149999998,""]
[null,"BARKR_A","_A","A1","Barking (Eastern)",51.518154907929201,0.113163451807943,"BARKC1 then renamed to BARKR_A in \"_A\" area and BARKR_C in \"_C\" area as per newly registered GSPs. BARKC1 no longer present in Elexon data"]
[null,"BARKR_C","_C","A1","Barking (London)",51.518154907929201,0.113163451807943,"BARKC1 then renamed to BARKR_A in \"_A\" area and BARKR_C in \"_C\" area as per newly registered GSPs. BARKC1 no longer present in Elexon data. 2024 Week24 submissions suggest 100% of DG is allocated to BARKR__C"]
[null,"BARKW3","_C","A1","Barking West",51.516466015002301,0.106957791886323,""]
[null,"BEAU_P","_P","T1","Beauly",57.467599069999999,-4.4898021190000001,""]
[null,"BEDD_1","_J","A8","Beddington SPN",51.374029999999998,-0.12917999999999999,""]
[null,"BEDDT1","_C","A8","Beddington LPN",51.374029999999998,-0.12917999999999999,"Links to DNO downstream substation before branching out."]
[null,"BERB_P","_P","T1","Berryburn",57.504052000000001,-3.5994130000000002,"Modelled as Generation Only GSP. Gross Demand (P&Q) is zero. All FES demand allocated to KEIT_P"]
[null,"BERW","_N","S6","Berwick",55.777424289999999,-2.0787000870000001]
[null,"BESW_1","_B","L3","Berkswell",52.386634952854102,-1.6139450123313399]
[null,"BICF_1","_B","K4","Bicker Fen",52.930800379562399,-0.22116384581281701,""]
[null,"BIRK_1","_D","N3","Birkenhead",53.365905372453497,-3.0612959206555002,""]
[null,"BISW_1","_E","L2","Bishops Wood",52.312496891654703,-2.2427354483667101,""]
[null,"BLYTB1","_F","Q6","Blyth 66kV",55.1411409076686,-1.53071263313482,""]
[null,"BLYTH132","_F","Q6","Blyth 132kV",55.1411409076686,-1.53071263313482,""]
[null,"BOAG_P","_P","T1","Boat of Garten",57.24932862,-3.723001408,""]
[null,"BOLN_1","_J","B1","Bolney",50.974373065395497,-0.23648575665413299,""]
[null,"BONN","_N","S5","Bonnybridge",56.007104900000002,-3.8603012790000002,""]
[null,"BOTW_1","_H","B2","Botley Wood",50.884971958810702,-1.2330034387387601,""]
[null,"BRAC_P","_P","T4","Braco West",56.276125749999999,-3.877741345,""]
[null,"BRAI_1","_A","J8","Braintree",51.865363492649699,0.57604329999272197,""]
[null,"BRAP","_N","S6","Braehead Park",55.880724389999997,-4.3810016269999998,""]
[null,"BRAW_1","_M","P1","Bradford West",53.810099723147701,-1.86698606768366,""]
[null,"BRED_1","_G","N2","Bredbury",53.415231770616799,-2.1312757196390901,""]
[null,"BRFO_1","_A","J5","Bramford",52.070181865662299,1.0628225733950301,""]
[null,"BRID_P","_P","T4","Bridge of Dun",56.720407229999999,-2.5565504419999998,""]
[null,"BRIM_1","_A","A3","Brimsdown",51.663503834951001,-2.4884614353775002E-2,""]
[null,"BRLE_1","_H","B4","Bramley",51.335450000000002,-1.0769500000000001]
[null,"BROA_P","_P","T1","Broadford",57.247928100000003,-5.9358034499999999,""]
[null,"BROR_P","_P","T5","Brora",58.019930549999998,-3.8747016799999998,""]
[null,"BROX","_N","S6","Broxburn",55.919324670000002,-3.4534009819999998,""]
[null,"BRWA1","_L","E7","Bridgewater",51.117315958031803,-2.9688394640832101,""]
[null,"BUMU_P","_P","T4","Burghmuir",56.396696169999998,-3.487501081,""]
[null,"BURM_1","_A","J7","Burwell Main",52.280053088948002,0.312061035588173,""]
[null,"BUSH_1","_E","L2","Bushbury",52.636223915464299,-2.1147552786977899,""]
[null,"BUST_1","_E","L3","Bustleholme",52.552951166408597,-1.9640234798663401,""]
[null,"CAAD_P","_P","T3","Carradale",55.590263149999998,-5.5023124140000004,""]
[null,"CAFA","_N","S6","Carsfad",55.14350194,-4.1892913150000002,"Generation Only GSP. Gross Demand (P&Q) is zero. Galloway hydros. All FES demand allocated to TONG1"]
[null,"CAIF_P","_P","T2","Cairnford",57.451749,-2.84971,"Modelled as Generation Only GSP. Gross Demand (P&Q) is zero. All embedded gen is large. All FES demand allocated to KEIT_P"]
[null,"CAMB_01","_M","P4","Camblesforth 66kV (Drax)",53.729460431834397,-1.00084877866135,""]
[null,"CANTN1","_J","C7","Canterbury",51.292335186480798,1.0941761170554101,""]
[null,"CAPEA1","_D","N3","Capenhurst",53.266210000000001,-2.948,""]
[null,"CARE_1","_K","H2","Cardiff East",51.495472026951902,-3.1447279061140598,""]
[null,"CARR_1","_G","N2","Carrington",53.434910000000002,-2.40035,""]
[null,"CASS_P","_P","T5","Cassley",56.542132449999997,-4.5166969029999997,""]
[null,"CATY","_N","S6","Carntyne",55.856984349999998,-4.1966114870000002,""]
[null,"CBNK_H","_H","A7","Canal Bank (Willesden 66kV)",51.534950510661702,-0.25705026387638202]
[null,"CEAN_P","_P","T1","Ceannacroc",57.154018129999997,-4.9367024400000004]
[null,"CELL_1","_E","L5","Cellarhead",53.041142555853497,-2.0857590007644098,""]
[null,"CHAP","_N","S6","Chapelcross",55.01352163,-3.2211007070000002,""]
[null,"CHAR_P","_P","T4","Charleston",56.473826459999998,-3.044800773,""]
[null,"CHAS","_N","S6","Charlotte Street",55.855054340000002,-4.2390115169999998,""]
[null,"CHIC_1","_H","E1","Chickerell",50.624372200497099,-2.4892612239175498,""]
[null,"CHSI_1","_J","A8","Chessington",51.343425918697903,-0.32334875941477298,""]
[null,"CHTE_1","_B","P3","Chesterfield",53.224282489469502,-1.3874859633021299,""]
[null,"CITR_1","_C","A7","City Road",51.53069,-9.5799999999999996E-2,""]
[null,"CLAC_P","_P","T3","Clachan",56.27712554,-4.9220021620000001,""]
[null,"CLAY_P","_P","T2","Clayhills",57.140228440000001,-2.0986001160000001,""]
[null,"CLT03","_A","J5","Clacton (Bramford)",51.825997999999998,1.1794199999999999,"Assumed Generation only GSP - Offshiore Wind/OFTO (Gunfleet Sands). All FES demand allocated to BRFO_1"]
[null,"CLYM","_N","S6","Clyde’s Mill",55.822417000000002,-4.1492781000000001,"Also known as Westburn Road"]
[null,"COAT","_N","S6","Coatbridge",55.851444370000003,-4.0134413550000003,""]
[null,"COCK","_N","S6","Cockenzie",55.966624869999997,-2.967000664,""]
[null,"CONQA1","_D","M5","Connah's Quay",53.227549494602997,-3.07266269828474]
[null,"COUA_P","_P","T4","Coupar Angus",56.538126630000001,-3.2730009450000002,""]
[null,"COVE_1","_B","L3","Coventry",52.4555290226171,-1.4639574818088801,""]
[null,"COWL_1","_H","D6","Cowley",51.710349999999998,-1.1909099999999999,""]
[null,"COYL","_N","S6","Coylton",55.44712294,-4.4290015509999998,""]
[null,"CRAI_P","_P","T2","Craigiebuckler",57.131128410000002,-2.1530001570000001]
[null,"CREB_1","_M","P8","Creyke Beck",53.800973104626799,-0.41449140040276,""]
[null,"CUMB","_N","S5","Cumbernauld",55.946977689999997,-3.9637953399999999,""]
[null,"CUPA","_N","S5","Cupar",56.314225970000003,-3.0350007479999999,""]
[null,"CURR","_N","S6","Currie",55.902224629999999,-3.3087008820000001,""]
[null,"DALL_P","_P","T1","Dallas",57.556815,-3.420461,"Modelled as Generation Only GSP. Gross Demand (P&Q) is zero.All embedded gen is large. All FES demand allocated to KEIT_P"]
[null,"DALM3","_N","S6","Dalmarnock",55.835349000000001,-4.2035400000000003,""]
[null,"DEVM","_N","S6","Devol Moor",55.927380479999997,-4.6768178630000001,""]
[null,"DEVO","_N","S5","Devonside",56.137325320000002,-3.779201246,""]
[null,"DEWP","_N","S6","Dewar Place",55.947194789999998,-3.2090008220000001,""]
[null,"DOUN_P","_P","T5","Dounreay",58.575921790000002,-3.7535016639999998,""]
[null,"DRAK_1","_B","L2","Drakelow",52.773204333119899,-1.64946033250986,""]
[null,"DRAX_1","_M","P4","Drax 132kV",53.732477832358803,-0.99256706174979004,""]
[null,"DRCR","_N","S5","Drumcross",55.906477610000003,-3.5876010709999999,""]
[null,"DRUM","_N","S5","Drumchapel",55.915724519999998,-4.3489016119999997,""]
[null,"DUBE_P","_P","T5","Dunbeath",58.252931140000001,-3.429801313,"Generation only GSP. Gross Demand (P&Q) is zero. All FES demand allocated to MYBS_P"]
[null,"DUDH_P","_P","T4","Dudhope",56.461726429999999,-2.9500007039999998,"Proposed to be offline from 2027, replaced by Stannahs Gate (G_EXTRA_20)."]
[null,"DUGR_P","_P","T1","Dunvegan",57.427928369999997,-6.5310041759999997,""]
[null,"DUNF","_N","S5","Dunfermline",56.089555220000001,-3.4489010050000002,""]
[null,"DUNO_P","_P","S5","Dunoon",55.974624570000003,-4.9400020839999996,"Demand at this GSP is fed from the SSE TO area."]
[null,"DYCE_P","_P","T2","Dyce",57.21142863,-2.1810001799999998,""]
[null,"EALI_6","_H","A7","Ealing",51.501600702978003,-0.296757437853786,""]
[null,"EASO_1","_A","J4","Eaton Socon",52.2149399443026,-0.30253289916264497,""]
[null,"EAST","_N","S6","Earlstoun",55.11022183,-4.1693012940000003,"Generation Only GSP. Gross Demand (P&Q) is zero. Galloway hydros. All FES demand allocated to TONG1"]
[null,"ECCL","_N","S6","Eccles",55.66812393,-2.3277002379999998,""]
[null,"ECLA_1","_B","D4","East Claydon",51.927172477648803,-0.90826357765338805,""]
[null,"ECLA_H","_H","D4","East Claydon",51.927172477648803,-0.90826357765338805]
[null,"EERH","_N","S6","Easterhouse",55.878604449999997,-4.0730014030000001,""]
[null,"EKIL","_N","S6","East Kilbride",55.784924119999999,-4.1916014659999998,""]
[null,"EKIS","_N","S6","East Kilbride South",55.73952397,-4.1611014339999999,""]
[null,"ELDE","_N","S6","Elderslie",55.839524240000003,-4.4629016769999996,""]
[null,"ELGI_P","_P","T1","Elgin",57.662329749999998,-3.3172011330000002]
[null,"ELLA_1","_M","P1","Elland",53.694923047392599,-1.8226103308305499,""]
[null,"ELST_1","_A","A6","Elstree",51.660005000982302,-0.34229799645570602,""]
[null,"ENDE_1","_B","L8","Enderby",52.598056680424897,-1.2148353996263801,""]
[null,"ERSK","_N","S6","Erskine",55.903624450000002,-4.4810017069999999,""]
[null,"EXET1","_L","F6","Exeter",50.7665385326492,-3.4059357727538102,""]
[null,"FASN_P","_P","T1","Fasnakyle",57.322828620000003,-4.7894023539999999,""]
[null,"FAUG_P","_P","T1","Fort Augustus",57.136628129999998,-4.7145022340000002]
[null,"FAWL_1","_H","B2","Fawley",50.821020617792797,-1.3297329894065899,""]
[null,"FECK_6","_E","L3","Feckenham",52.252412224971302,-1.97214992680696,""]
[null,"FERRA2","_M","P5","Ferrybridge A",53.720100000000002,-1.27258,""]
[null,"FERRB_M","_M","P6","Ferrybridge B",53.722145241683499,-1.2781773950312001,""]
[null,"FETT_P","_P","T2","Fetteresso",56.964638000000001,-2.3473730000000002,"Generation Only GSP. Gross Demand (P&Q) is zero. FES demand allocated 50:50 to KINT_P & ROTI3"]
[null,"FIDD_P","_P","T2","Fiddes",56.921027819999999,-2.2920002570000002,""]
[null,"FIDF_1","_D","N1","Fiddlers Ferry (Cuerdley 132kV)",53.371569999999998,-2.6883300000000001,""]
[null,"FINN","_N","S5","Finnieston",55.863397999999997,-4.2860860000000001,""]
[null,"FLEE_1","_H","B3","Fleet",51.2502357571882,-0.88102926970242901]
[null,"FOUR_1","_F","Q8","Fourstones",55.012320000000003,-2.1633900000000001,""]
[null,"FRAS_P","_P","T2","Fraserburgh",57.686249879999998,-2.023970061,""]
[null,"FROD_1","_D","N3","Frodsham",53.309379999999997,-2.7173400000000001,""]
[null,"FWIL_P","_P","T1","Fort William",56.819327139999999,-5.0743024620000003,""]
[null,"GALA","_N","S6","Galashiels",55.607823709999998,-2.7665005030000001,""]
[null,"GIFF","_N","S6","Giffnock",55.798024140000003,-4.2977015449999998,""]
[null,"GLEF_P","_P","T1","Glenfarclas",57.415992000000003,-3.3159879999999999,"Generation Only GSP. Gross Demand (P&Q) is zero. All FES demand allocated to KEIT_P"]
[null,"GLLE","_N","S6","Glenlee",55.097221779999998,-4.1810012990000001,"Generation Only GSP. Gross Demand (P&Q) is zero. Galloway hydros. All FES demand allocated to TONG1"]
[null,"GLLU","_N","S6","Glenluce",54.876620879999997,-4.7980016470000004,""]
[null,"GLNI","_N","S5","Glenniston",56.1084253,-3.2671008829999999,""]
[null,"GLRO","_N","S5","Glenrothes",56.204025610000002,-3.1963008469999998,""]
[null,"GORG","_N","S6","Gorgie",55.935024740000003,-3.2348008369999999,""]
[null,"GOVA","_N","S6","Govan",55.853524319999998,-4.3142015709999999,""]
[null,"GREE_H","_H","A7","Greenford (Willesden 66kV)",51.534950510661702,-0.25705026387638202]
[null,"GREN_1","_B","J6","Grendon",52.243364036254299,-0.725684495076799,""]
[null,"GRIW_1","_M","P7","Grimsby West",53.565963490349802,-0.15076043000502701,""]
[null,"GRUB_P","_P","T1","Grudie Bridge",57.61452938,-4.8299024729999998,""]
[null,"HACK_1","_C","A1","Hackney 132kV",51.559463905481103,-4.0783844142257997E-2,""]
[null,"HACK_6","_C","A1","Hackney 66kV",51.5595261634233,-4.4431146715644999E-2,""]
[null,"HAGR","_N","S6","Haggs Road",55.830024250000001,-4.2964765519999997,""]
[null,"HAMHC1","_E","L3","Hams Hall (Lea Marston 132kV)",52.528660929603497,-1.70874539818555,""]
[null,"HARG_P","_P","T1","Harris",57.845610345095999,-6.83056042672332,"Start date 2030. Demand Load splits based on SHEPD Feedback. DG splits based on SHEPD insights on the location of plant in the baseline."]
[null,"HARK_1","_G","Q8","Harker",54.941525567155999,-2.9644165442561201,""]
[null,"HARM_6","_F","Q4","HartMoor",54.701236464015999,-1.29057983701158,""]
[null,"HAWI","_N","S6","Hawick",55.428223099999997,-2.7910005020000002,""]
[null,"HAWP_6","_F","Q4","Hawthorn Pit",54.806251794134504,-1.4016064925959799,""]
[null,"HELE","_N","S5","Helensburgh",56.019924779999997,-4.7010019080000003,""]
[null,"HEYS_1","_G","R5","Heysham (NGET)",54.032691683698999,-2.8889586639543601,""]
[null,"HEYS1","_G","R5","Heysham (Barrow)",54.032243815472398,-2.8875945249579398,"Assumed Generation only GSP - Offshiore Wind/OFTO (Barrow Wind Farm). All FES demand allocated to HEYS_1\n"]
[null,"HUER","_N","S6","Hunterston Farm",55.743223839999999,-4.8635019530000001,""]
[null,"HURS_1","_C","A8","Hurst",51.435769999999998,0.15361,""]
[null,"HUTT_1","_G","R6","Hutton",54.297810872159999,-2.67214957404209,""]
[null,"IMPK_1","_D","H6","Imperial Park",51.547422485144203,-3.0314998375003301,""]
[null,"INDQ1","_L","F6","Indian Queens",50.3948954616802,-4.9008111884064496,""]
[null,"INKE","_N","S5","Inverkeithing",56.042175069999999,-3.3895209569999998,""]
[null,"INNE_P","_P","T1","Inverness",57.452029080000003,-4.2414018929999999,""]
[null,"IROA1","_L","G5","Iron Acton",51.5689827903254,-2.4812699250880401,""]
[null,"IRONB1","_E","L5","Ironbridge",52.6324841883131,-2.5099705810146302,""]
[null,"ISLI_1","_C","A7","Islington",51.561380999999997,-0.113443]
[null,"IVER_1","_H","A6","Iver 132kV",51.5418358172316,-0.49764055605733298]
[null,"IVER_6","_H","A6","Iver 66kV",51.541346458066698,-0.49650675906667502]
[null,"JOHN","_N","S6","Johnstone",55.84432425,-4.5041017090000004,""]
[null,"JORD_3","_M","P3","Jordanthorpe",53.330060000000003,-1.4534100000000001,""]
[null,"KAIM","_N","S6","Kaimes",55.89052461,-3.1634007839999998,""]
[null,"KEAD_1","_M","P8","Keadby",53.59722,-0.75792000000000004,""]
[null,"KEAR_1","_G","N4","Kearsley 132kV",53.538159999999998,-2.3590300000000002,""]
[null,"KEAR_3","_G","N4","Kearsley 33kV",53.538159999999998,-2.3590300000000002,""]
[null,"KEIT_P","_P","T1","Keith",57.537629469999999,-2.9327007979999999,""]
[null,"KEMS_1","_J","C3","Kemsley",51.367289360194498,0.740639339817038,""]
[null,"KEOO","_N","S6","Kendoon",55.160822009999997,-4.1805013129999997,"Generation Only GSP. Gross Demand (P&Q) is zero. Galloway hydros. All FES demand allocated to TONG1"]
[null,"KIBY_1","_D","N1","Kirkby SPEN",53.4693383312189,-2.8494751383713899,""]
[null,"KIBY_G","_G","N1","Kirkby ENW",53.4693383312189,-2.8494751383713899]
[null,"KIER","_N","S5","Killermont",55.903324480000002,-4.30990158,""]
[null,"KIIN_P","_P","T4","Killin",56.475426280000001,-4.3245017319999999,""]
[null,"KILS","_N","S6","Kilmarnock South",55.579623380000001,-4.4560016039999999,""]
[null,"KILT","_N","S6","Kilmarnock Town",55.593123419999998,-4.48700163,""]
[null,"KILW","_N","S6","Kilwinning",55.664023620000002,-4.6781017890000003,""]
[null,"KINL_P","_P","T1","Kinlochleven",56.713626859999998,-4.9500023190000002,""]
[null,"KINO_1","_J","C2","Kingsnorth",51.420019770669001,0.59621744062309601,""]
[null,"KINT_P","_P","T2","Kintore",57.21292863,-2.3740003299999999]
[null,"KIRKB1","_M","P1","Kirkstall B",53.80583,-1.59684,""]
[null,"KITW_1","_E","L2","Kitwell",52.431275745476597,-2.0132248291024899,""]
[null,"KNAR","_F","P2","Knaresborough",54.031210627930697,-1.4878437658314201,""]
[null,"LACK_6","_F","Q2","Lackenby",54.5676700530259,-1.1333907428799599,""]
[null,"LAIR_P","_P","T5","Lairg",58.008130430000001,-4.3950021619999999,""]
[null,"LALE1SG003","_H","A6","Laleham",51.424441335660298,-0.469384552311846,""]
[null,"LAND1","_L","F6","Landulph",50.444279510106703,-4.2420626915012001,""]
[null,"LEGA_1","_D","M4","Legacy",53.028871432385898,-3.0520357117317798,""]
[null,"LEVE","_N","S5","Leven",56.207825640000003,-2.99720071,""]
[null,"LING","_N","S6","Livingston East",55.907425619999998,-3.506793016,""]
[null,"LINM","_N","S6","Linnmill",55.903092489999999,-4.2568105410000001,""]
[null,"LISD_1","_D","N1","Lister Drive",53.419420000000002,-2.9238300000000002,""]
[null,"LITT_C","_C","A8","Littlebrook LPN",51.460620614015902,0.244394453575423,""]
[null,"LITT_J","_J","A8","Littlebrook SPN",51.460620614015902,0.244394453575423,""]
[null,"LODR_6","_C","A7","Lodge Road (St John's Wood)",51.5284427641569,-0.17052549053285801,""]
[null,"LOUD_H","_H","A6","Loudwater (Amersham)",51.664249418894798,-0.65511620847658503,""]
[null,"LOVE_1","_H","B2","Lovedean",50.916215679862603,-1.0402263012301101,""]
[null,"LUNA_P","_P","T4","Lunanhead",56.654427009999999,-2.8650006609999998,""]
[null,"LYND_P","_P","T4","Lyndhurst",56.481089480000001,-3.017000753,""]
[null,"MACC_3","_G","N6","Macclesfield",53.26858,-2.1205500000000002,""]
[null,"MACD_P","_P","T1","Macduff",57.659429809999999,-2.491000444,""]
[null,"MAGA_6","_K","H1","Margam (Grange 66kV)",51.560015258165002,-3.7540637432743602]
[null,"MANN_1","_H","E1","Mannington",50.847169999999998,-1.8948400000000001,""]
[null,"MAYB","_N","S6","Maybole",55.337022509999997,-4.6770016959999996,""]
[null,"MELK_1","_H","G6","Melksham",51.391814647867903,-2.1503834771722699,""]
[null,"MILC_P","_P","T4","Milton of Craigie",56.468626450000002,-2.9170006810000002,""]
[null,"MILH_1","_A","A6","Mill Hill",51.618032705311002,-0.209537732548296,""]
[null,"MITY_1","_H","G6","Minety",51.607484035197302,-2.0012338919372898,""]
[null,"MYBS_P","_P","T5","Mybster",58.444931560000001,-3.421901332,""]
[null,"NAIR_P","_P","T1","Nairn",57.574029459999998,-3.8445015709999999,""]
[null,"NEAR","_N","S6","Newarthill",55.821324279999999,-3.936001294,""]
[null,"NECE_1","_E","L3","Nechells",52.507019999999997,-1.85117,""]
[null,"NEEP_3","_M","P3","Neepsend",53.40605,-1.4892399999999999,""]
[null,"NETS","_N","S6","Newton Stewart",54.948421199999999,-4.4910014619999998,""]
[null,"NEWX_6","_C","A4","New Cross 66kV",51.483809999999998,-6.132E-2,""]
[null,"NFLE","_J","C2","Northfleet East",51.427952184880802,0.32973163858502402,""]
[null,"NHYD_6","_H","A6","North Hyde",51.4992286928277,-0.411422633225696,""]
[null,"NINF_1","_J","B1","Ninfield",50.880694687426498,0.44950181012006601,""]
[null,"NORL_3","_M","P3","Norton Lees",53.349870000000003,-1.46993,""]
[null,"NORM_1","_A","J3","Norwich Main",52.573270000000001,1.27176,""]
[null,"NORT_1","_F","Q4","Norton",54.592156341116997,-1.36280152878165,""]
[null,"NURS_1","_H","B2","Nursling",50.940893160083903,-1.4879388924788799,""]
[null,"OCKH_1","_E","L2","Ocker Hill",52.541005849111997,-2.0331130461238498,""]
[null,"OFFE_3","_F","Q4","Offerton",54.881230000000002,-1.4576100000000001,""]
[null,"OLDB_1","_E","L2","Oldbury",52.498548547636901,-2.0223497236076402,""]
[null,"ORMO","_G","R5","Ormonde (Heysham)",54.0328497499044,-2.8878027329109401,"Assumed Generation only GSP - Offshiore Wind/OFTO (Ormonde). All FES demand allocated to HEYS_1"]
[null,"ORRI_P","_P","T1","Orrin",57.553719000000001,-4.6162539999999996,"Generation Only GSP. Gross Demand (P&Q) is zero. All FES demand allocated to BEAU_P"]
[null,"OSBA_1","_F","P6","Osbaldwick",53.956423470777203,-1.02433922600574]
[null,"PADIB1","_G","N5","Padiham",53.794526873616498,-2.3274365593794202,""]
[null,"PAIS","_N","S6","Paisley",55.839124249999998,-4.4107016379999999,""]
[null,"PART","_N","S5","Partick",55.869524370000001,-4.3161015760000003,""]
[null,"PEHG_P","_P","T2","Peterhead Grange",57.504561420000002,-1.7841248679999999,""]
[null,"PEHS_P","_P","T2","Peterhead Shell",57.507898429999997,-1.784285868,""]
[null,"PELH_1","_A","D5","Pelham",51.935138402009002,0.116788355260503,""]
[null,"PEMB_1","_K","H6","Pembroke",51.682164624954098,-4.9872516447336004,""]
[null,"PENE_1","_G","R4","Penwortham East",53.744309999999999,-2.7551100000000002]
[null,"PENN_1","_E","L1","Penn",52.556484130602598,-2.2083447889073899,""]
[null,"PENT_1","_D","M6","Pentir",53.187012418507997,-4.1595641192355499,""]
[null,"PENW_1","_G","R4","Penwortham West",53.744309999999999,-2.7551100000000002]
[null,"PERI_H","_H","A7","Perivale (Willesden 66kV)",51.534950510661702,-0.25705026387638202]
[null,"PERS_P","_P","T2","Persley",57.174128529999997,-2.138400147,""]
[null,"PITS_3","_M","P3","Pitsmoor",53.399749999999997,-1.4462999999999999,""]
[null,"POOB","_N","S6","Portobello",55.95232481,-3.1225007649999998,""]
[null,"POPP_3","_F","P2","Poppleton",53.974420000000002,-1.1328800000000001,""]
[null,"PORA_P","_P","T3","Port Ann",56.026024630000002,-5.350002441,"Proposed to be offline from 2028, replaced by Craig Murrail (G_EXTRA_17)"]
[null,"PORD","_N","S5","Port Dundas",55.873124390000001,-4.2538015319999998,""]
[null,"PYLE_1","_K","H1","Pyle",51.535822203220903,-3.6876940460943102,""]
[null,"QUOI_P","_P","T1","Quoich",57.069516999999998,-5.1076519999999999,"Assume gross demand"]
[null,"RAIN_1","_D","N1","Rainhill",53.421064590724598,-2.7377593600129502,"ETYS 2025: DG in the ECR at Bold GSP is mapped here "]
[null,"RANN_P","_P","T4","Rannoch",56.69022691,-4.3987018449999997,""]
[null,"RASS_1","_K","H6","Rassau",51.808688623778799,-3.22573232493373]
[null,"RATS_1","_B","L7","Ratcliffe",52.8632993254963,-1.2527048576488899,""]
[null,"RAVE","_N","S6","Ravenscraig",55.764168089999998,-3.9287942779999998,"Assume no demand growth should be modelled here. This is a single distribution connected industrial site, Ravenscraig B (BOC). All other FES demand allocated to WISH. Note this is also now being run as a 'solid' board with T_RAVED-1 Ravenscraig A (Liberty Steel) and a 50MW battery, so take care when using metered data"]
[null,"RAYL_1","_A","C5","Rayleigh",51.593641850558903,0.56851544501698703,""]
[null,"REBR_3","_C","A1","Redbridge",51.589239999999997,4.4049999999999999E-2,""]
[null,"REDH","_N","S5","Redhouse",56.14532543,-3.1480008060000002,""]
[null,"REDM_P","_P","T2","Redmoss",57.108428349999997,-2.0916001099999999,""]
[null,"RICH_J","_J","C7","Richborough",51.308729999999997,1.3459000000000001]
[null,"ROCH_1","_G","N4","Rochdale",53.621671633726798,-2.2154610209454901,""]
[null,"ROTI3","_P","T2","Rothienorman",57.403858,-2.5178759999999998,"Demand Load splits based on SHEPD Feedback. DG splits based on SHEPD insights on the location of plant in the baseline."]
[null,"RRIG","_G","Q8","Robin Rigg (Harker)",54.941525567155999,-2.9644165442561201,"Assumed Generation only GSP - Offshiore Wind/OFTO (Robin Rigg). All FES demand allocated to HARK_1"]
[null,"RUGEB1","_E","L5","Rugeley",52.753784183321002,-1.91262533505471,""]
[null,"RYEH_1","_A","A9","Rye House",51.7581482690426,3.4607780126389999E-3,""]
[null,"SAFO_1","_L","E7","Sandford",51.341000000000001,-2.839]
[null,"SALH_1","_F","Q2","Saltholme",54.606969999999997,-1.23828,""]
[null,"SALL1","_A","J3","Sheringham Shoal (Norwich)",52.573270000000001,1.27176,"Assumed Generation only GSP - Offshiore Wind/OFTO. All FES demand allocated to NORM_1"]
[null,"SALT_1","_M","P8","Saltend North",53.742767343930502,-0.23807769867564901,""]
[null,"SANX","_N","S6","St Andrews Cross",56.340687070000001,-2.795897584,""]
[null,"SASA","_D","M6","St Asaph (Bodelwyddan)",53.256681999999998,-3.4691489999999998,"Assumed Generation only GSP - Offshiore Wind/OFTO. All FES demand allocated to CONQA1"]
[null,"SBAR","_B","L7","Stoke Bardolph",52.959758093000602,-1.0506165455844001,""]
[null,"SEAB1","_L","G7","Seabank",51.536286258093497,-2.67048621544359]
[null,"SELL_1","_J","C4","Sellindge",51.106172824648702,0.97755368604807102,""]
[null,"SFEG_P","_P","T2","St Fergus Gas Terminal",57.578779609999998,-1.841299912,""]
[null,"SFIL_P","_P","T4","St Fillans",56.434592209999998,-4.0653475200000004,""]
[null,"SHEC_3","_M","P3","Sheffield City",53.375259999999997,-1.47706,""]
[null,"SHIN_P","_P","T5","Shin",57.938230269999998,-4.4040021539999996,""]
[null,"SHRU","_N","S6","Shrubhill",55.965324850000002,-3.1849008080000001,""]
[null,"SHRW_1","_E","L5","Shrewsbury",52.709665608497197,-2.6926811762307201,""]
[null,"SIGH","_N","S6","Sighthill",55.925724709999997,-3.3000008799999998,""]
[null,"SJOW_1","_C","A7","St John's Wood",51.527100470334702,-0.17175157041547401,""]
[null,"SKLGB1","_M","P1","Skelton Grange",53.77561,-1.4964500000000001,""]
[null,"SLOY_P","_P","T3","Sloy",56.246425500000001,-4.7040019739999996,""]
[null,"SMAN_1","_G","N2","South Manchester",53.422068132722003,-2.2751159070032498,""]
[null,"SPAV","_N","S6","Spango Valley",55.935524479999998,-4.8113019699999997,""]
[null,"SPEN_1","_F","Q7","Spennymoor",54.7048395441197,-1.55440830707092,""]
[null,"SSHI_3","_F","Q4","South Shields",54.973294716793198,-1.45010039106732,""]
[null,"STAH_1","_G","R4","Stanah",53.879662005801102,-2.9897742077937299]
[null,"STAL_1","_G","N7","Stalybridge",53.492199999999997,-2.0436700000000001,""]
[null,"STAY_1","_B","K5","Staythorpe",53.077480614588303,-0.86896657906553298,""]
[null,"STEN_1","_F","Q5","Stella North",54.978057290375403,-1.7244882637810599,""]
[null,"STES_1","_F","Q5","Stella South",54.974352172039097,-1.7325101965645899,""]
[null,"STHA","_N","S6","Strathaven",55.75262403,-4.0802013800000001,""]
[null,"STIR","_N","S5","Stirling",56.115725240000003,-3.9146013399999999,""]
[null,"STLE","_N","S5","Strathleven",55.94692457,-4.5761017910000001,""]
[null,"STOR_P","_P","T1","Stornoway",58.203169939038901,-6.4225873823204997,"Start date 2030. Demand Load splits based on SHEPD Feedback. DG splits based on SHEPD insights on the location of plant in the baseline."]
[null,"STRI_P","_P","T2","Strichen",57.586229629999998,-2.070000098,""]
[null,"SUND_1","_A","D4","Sundon",51.933278304742203,-0.50157469872129101,""]
[null,"SWAN_1","_K","H6","Swansea North",51.682718259644403,-3.9609725070014501,""]
[null,"TARL_P","_P","T2","Tarland",57.151528450000001,-2.7880006470000001,""]
[null,"TAUN1","_L","E8","Taunton",51.016886615519098,-3.15281345742416,""]
[null,"TAYN_P","_P","T3","Taynuilt",56.430078940000001,-5.2140024599999997,""]
[null,"TELR","_N","S6","Telford Road",55.961524830000002,-3.241300845,""]
[null,"TEMP_3","_M","P3","Templeborough",53.412080000000003,-1.3849899999999999,""]
[null,"THOM_6","_M","P6","Thorpe Marsh",53.579186387605702,-1.08704167047602,""]
[null,"THSO_P","_P","T5","Thurso",58.572231809999998,-3.5094014310000001,""]
[null,"THUR_6","_M","P3","Thurcroft",53.404847309485298,-1.26659030986776,""]
[null,"TILBB_1","_A","C1","Tilbury",51.461078788446599,0.39161089666933302,""]
[null,"TONG","_N","S6","Tongland",54.854520960000002,-4.0260011479999998,"Assumed from Elexon metering that this is TONG 11 from the week 24 data"]
[null,"TONG1","_N","S6","Tongland",54.854520960000002,-4.0260011479999998,"Assumed from Elexon metering that this is TONG 33 from the week 24 data"]
[null,"TOTT_1","_A","A1","Tottenham",51.603780160840003,-4.8684300656885997E-2,""]
[null,"TRAW_1","_D","M7","Trawsfynydd",52.928928204449598,-3.95062815699155,""]
[null,"TUMB_P","_P","T4","Tummel Bridge",56.70642703,-4.01620154,"Proposed to be offline from 2026, replaced by Errochty (G_EXTRA_19)"]
[null,"TYNE_1","_F","Q4","Tynemouth 132kV",55.023809669813303,-1.4992885617896801]
[null,"TYNE_2","_F","Q4","Tynemouth 11kV",55.023809669813303,-1.4992885617896801]
[null,"UPPB_1","_K","H2","Upper Boat 132kV",51.575174144598101,-3.2975097029439602]
[null,"UPPB_3","_K","H2","Upper Boat 33kV",51.575749999999999,-3.2995999999999999]
[null,"USKM_1","_K","H2","Uskmouth",51.548687450103401,-2.9755399392321902]
[null,"WABO","_G","R4","Walney 2 (Heysham)",53.879662005801102,-2.9897742077937299,"Assumed Generation only GSP - Offshiore Wind/OFTO (Walney 2). FES demand allocated 50:50 to PENW_1 & STAH_1"]
[null,"WALH_1","_E","G1","Walham",51.871634667015996,-2.2662059107341301,""]
[null,"WALP_1","_A","J1","Walpole (_A)",52.727748112031001,0.198926176327788,""]
[null,"WALP_B","_B","J1","Walpole (_B)",52.727748112031001,0.198926176327788,""]
[null,"WARL_1","_A","C6","Warley",51.553019999999997,0.30064000000000002,""]
[null,"WASF_1","_G","N1","Washway Farm",53.562199999999997,-2.81975]
[null,"WATFS_1","_A","A6","Watford South",51.642275563441402,-0.40509463369660698,""]
[null,"WBOL_6","_F","Q4","West Boldon",54.940060200899701,-1.4719663703924,""]
[null,"WBUR_1","_B","K6","West Burton",53.360384502107202,-0.807174594665659,""]
[null,"WESA_H","_H","A7","Wesley Avenue (Willesden 66kV)",51.534950510661702,-0.25705026387638202]
[null,"WFIE","_N","S5","Westfield",56.162825470000001,-3.2959009099999999,""]
[null,"WGEO","_N","S5","West George Street",55.862624359999998,-4.2641015370000002,""]
[null,"WHAM_1","_C","A1","West Ham",51.519588890397799,1.8434471461940001E-3,""]
[null,"WHGA_1","_G","N4","Whitegate",53.529601761798801,-2.1635429320239301,""]
[null,"WHHO","_N","S6","Whitehouse",55.930224729999999,-3.199400813,""]
[null,"WIBA_3","_M","P3","Wincobank",53.413319999999999,-1.4176899999999999,""]
[null,"WIEN_1","_E","L2","Willenhall",52.576788222038303,-2.0597575298728898,""]
[null,"WILL_1","_B","L5","Willington",52.856120106284799,-1.5487808399966401]
[null,"WIMBN1","_C","A4","Wimbledon North",51.430996645544397,-0.188030020090066,"This is \"Wimbledon 1 & 2\""]
[null,"WIMBS1","_C","A4","Wimbledon South",51.430996645544397,-0.188030020090066,"This is \"Wimbledon 3 & 4\""]
[null,"WIOW_P","_P","T2","Willowdale",57.153828480000001,-2.0971001149999999,""]
[null,"WISD_1","_C","A7","Willesden 132kV",51.534610902326797,-0.25715122753811998,""]
[null,"WISD_6","_C","A7","Willesden 66kV",51.534950510661702,-0.25705026387638202,""]
[null,"WISH","_N","S6","Wishaw",55.764168089999998,-3.9287942779999998,""]
[null,"WMEL_1","_M","P3","West Melton",53.501866169268197,-1.3784743116373399,""]
[null,"WOHI_P","_P","T2","Woodhill",57.15422848,-2.1463001529999999,""]
[null,"WTHU31","_A","A1","West Thurrock",51.472299999999997,0.28938000000000003,""]
[null,"WWEY_1","_J","A8","West Weybridge",51.348047090025702,-0.48907881113426699,""]
[null,"WYLF_1","_D","M8","Wylfa",53.413643999999998,-4.4822790000000001,"Substation that feeds the DNO but also has NGET lines to Penrhos for Anglesey Aluminium (closed 2009)."]
[null,"WYMOM_1","_A","D5","Wymondley",51.9285,-0.25036999999999998,""]
[null,"G_EXTRA_2","_N","S6","Dumfries 33",55.061921759999997,-3.5830009239999998,"In place of GSP ID: DUMF"]
[null,"G_EXTRA_3","_N","S6","Dumfries ICI",55.061921759999997,-3.5830009239999998,"In place of GSP ID: DUMF. Assume no demand growth should be modelled here. All other FES demand allocated to G_EXTRA_2. This is a single distribution connected industrial site."]
[null,"G_EXTRA_4","_N","S6","Grangemouth A",56.001824900000003,-3.6893011580000001,"In place of GSP ID: GRMO. "]
[null,"G_EXTRA_5","_N","S6","Grangemouth C",56.001824900000003,-3.6893011580000001,"In place of GSP ID: GRMO."]
[null,"G_EXTRA_6","_N","S5","Kilbowie 11",55.904724469999998,-4.4121016559999999,"In place of GSP ID: KILB."]
[null,"G_EXTRA_7","_N","S5","Kilbowie 33",55.904724469999998,-4.4121016559999999,"In place of GSP ID: KILB. "]
[null,"G_EXTRA_8","_N","S6","Saltcoats A",55.646023530000001,-4.7938018710000003,"In place of GSP ID: SACO. "]
[null,"G_EXTRA_9","_N","S6","Saltcoats B",55.646023530000001,-4.7938018710000003,"In place of GSP ID: SACO.  "]
[null,"G_EXTRA_10","_N","S6","Crookston A",55.8211242,-4.3643016000000001,"In place of GSP ID: CROO. "]
[null,"G_EXTRA_11","_N","S6","Crookston B",55.8211242,-4.3643016000000001,"In place of GSP ID: CROO."]
[null,"G_EXTRA_12","_P",0,"Gremista (Shetland)",60.275830999999997,-1.275884,"Start Date: From 2025. Demand starting value: Used Week24 submission for Germista. "]
[null,"G_EXTRA_14","_P","T5","Finstown (Orkney)",59.002521656160802,-3.1474820089129798,"Start Date: From 2028. Demand Load splits based on SHEPD_Feedback. DG splits based on SHEPD insights on the location of plant in the baseline."]
[null,"G_EXTRA_17","_P","T3","Craig Murrail",56.026024630000002,-5.350002441,"Start Date: From 2028; Demand starting value: 100% from Port Ann (PORA_P) GSP; Generation starting value: 100% from Port Ann (PORA_P) GSP"]
[null,"G_EXTRA_18","_P","T5","Eday (Orkney)",59.002521656160802,-3.1474820089129798,"Start Date: From 2030. Demand Load splits based on SHEPD_Feedback. DG splits based on SHEPD insights on the location of plant in the baseline."]
[null,"G_EXTRA_19","_P","T4","Errochty",56.70642703,-4.01620154,"Start Date: From 2026; Demand starting value: 100% from Tummel Bridge (TUMB_P) GSP; Generation starting value: 100% from Tummel Bridge (TUMB_P) GSP"]
[null,"DUNB_A","_N","S6","Dunbar A",55.976604930000001,-2.5727004080000002,"DUNB GSP (Dunbar) split between Boards A and B. Not unique Elexon IDs but NMS has node ID DUNB3A.  "]
[null,"DUNB_B","_N","S6","Dunbar B ",55.976604930000001,-2.5727004080000002,"DUNB GSP (Dunbar) split between Boards A and B. Not unique Elexon IDs but NMS has node ID DUNB3B.  "]
[null,"G_EXTRA_20","_P","T4","Stannergate",56.461726429999999,-2.9500007039999998,"Start Date: From 2027; Demand starting value: 100% from Dudhope (DUDH_P) GSP; Generation starting value: 100% from Dudhope (DUDH_P) GSP"]

{"sheet":"Direct Connect info","index":3,"n_rows":163,"n_cols":6,"rows_kept":163,"cut":false,"hidden":false,"merged":[]}
["BMU ID","GSP Group","Minor FLOP","Name (RefNMS)","Alt name","Sub-Sector"]
["M_ACTLLU_C","_C","A7","LU Acton Lane Supply",null,"Rail"]
["M_GRTO","_F","Q2","BS Grangetown Supply",null,"Steel"]
["M_TEMP","_M","P3","BOC Brinsworth Supply",null,"Steel"]
["T__HYELT002","_H","D6","UKAEA Culham Jet",null,"R&D"]
["T__KYELT003","_K","H2","ASW Tremorfa",null,"Steel"]
["T__MYELT001","_M","P3","Corus Aldwarke",null,"Steel"]
["T_BAGED-1","_K","H1","Baglan Energy Park",null,"Other"]
["T_BAGTD-1","_N","S5","Railtrack Bathgate","Bathgate (Network Rail)","Rail"]
["T_BARK_NR","_C","A1","Barking NR",null,"Rail"]
["T_BARK-CTRL","_C","A1","Barking Chnl Tunnel RLink",null,"Rail"]
["T_BPGRD-1","_N","S6","Grangemouth 1","Grangemouth B (BP)","Chemical"]
["T_BPGRD-2","_N","S6","Grangemouth 2","Grangemouth B (BP)","Chemical"]
["T_BRBKD-1","_B","J4","Braybrooke NR 1",null,"Rail"]
["T_BRBKD-2","_B","J4","Braybrooke NR 2",null,"Rail"]
["T_BRER_RTK","_E","L5","Brereton NR",null,"Rail"]
["T_BUSH_RTK","_A","A6","Bushey NR",null,"Rail"]
["T_CASKD-1","_D","N3","Castner Kellner",null,"Chemical"]
["T_CORM_RTK","_A","D5","Correy's Mill NR",null,"Rail"]
["T_COWBD-1","_H","D6","Cowley Tesla Customer",null,"Transport"]
["T_COWBD-2","_H","D6","Cowley Fastned Customer",null,"Transport"]
["T_COWBD-3","_H","D6","Cowley Oxford City CC",null,"Transport"]
["T_COWBD-4","_H","D6","Cowley Oxford Bus Company",null,"Transport"]
["T_COWBD-5","_H","D6","Network Oxford Cowley",null,"Transport"]
["T_CURRD-2","_N","S6","Currie Feeder Station",null,"Rail"]
["T_DALRD-1","_N","S5","Railtrack - Dalreoch","Dalreoch (Network Rail)","Rail"]
["T_ECCFD-1","_N","S6","Railtrack - Ecclefechan","Ecclefechan (Network Rail)","Rail"]
["T_EGLSD-1","_N","S6","Railtrack - Eglington Street","Eglington  Street (Network Rail)","Rail"]
["T_ELSTR-1","_A","A6","Elstree NR",null,"Rail"]
["T_ELVAD-1","_N","S6","Railtrack - Elvanfoot","Elvanfoot (Network Rail)","Rail"]
["T_EXMOSSD-1","_N","S5","Exxon Mossmoran","Mossmoran Exxon","Chemical"]
["T_FERGD-1","_N","S6","NR Ferguslie 1",null,"Rail"]
["T_FERGD-2","_N","S6","NR Ferguslie 2",null,"Rail"]
["T_FOXJD-1","_H","D6","Didcot - Foxhall 1",null,"Rail"]
["T_FOXJD-2","_H","D6","Didcot - Foxhall 2",null,"Rail"]
["T_FROD_NR","_D","N3","Frodsham NR",null,"Rail"]
["T_GLNG","_J","C3","Grain LNG Terminal",null,"Chemical"]
["T_GNHLD-1","_N","S5","Greenhill NR","Bonnybridge (Network Rail)","Rail"]
["T_GNHLD-2","_N","S5","Greenhill NR 2","Bonnybridge (Network Rail)","Rail"]
["T_GNHLD-3","_N","S5","Greenhill NR 3","Bonnybridge (Network Rail)","Rail"]
["T_GOWKD-1","_N","S6","Railtrack - Gowkthrapple","Gowkthrapple (Network Rail)","Rail"]
["T_HARK_NR","_G","Q8","Harker NR",null,"Rail"]
["T_HOLCD-1","_J","B4","Holly Cross NR",null,"Rail"]
["T_HPC-CES","_L","E7","Hinkley Point C Construction Supply",null,"Construction"]
["T_IMPRK-1","_K","H6","Imperial Park 1",null,"Rail"]
["T_IMPRK-2","_K","H6","Imperial Park 2",null,"Rail"]
["T_INWID-1","_N","S6","Railtrack - Innerwick","Innerwick (Network Rail)","Rail"]
["T_KSGND-1","_C","A7","Kensal Green Crossrail 1",null,"Rail"]
["T_KSGND-2","_C","A7","Kensal Green Crossrail 2",null,"Rail"]
["T_LBUZ_RTK","_B","D4","LEIGHTON BUZZARD NR",null,"Rail"]
["T_LLWSD-1","_K","H2","Llanwern Steelworks",null,"Steel"]
["T_LONDG-D","_A","C5","Port of London Gateway Demand",null,"Rail"]
["T_LONGB-RTK","_B","L3","Long Buckby Wharf NR",null,"Rail"]
["T_MARMD-1","_N","S6","Railtrack - Marshall Meadows","Marshall Meadows (Network Rail)","Rail"]
["T_MEADD-1","_N","S6","Caledonian Paper","Meadowhead (Caledonian Paper)","Paper"]
["T_MILWWD-1","_P","T1","Millennium 132kV Import",null,"Com"]
["T_MOSED-1","_N","S5","Exxon Chemicals (Mossmorran)",null,"Chemical"]
["T_NCTBM-1","_C","A4","New Cross SGT4 Tertiary",null,"Construction"]
["T_NWCRS-1","_C","A4","New Cross 1",null,"Rail"]
["T_NWCRS-2","_C","A4","New Cross 2",null,"Rail"]
["T_OXEN_NR","_G","R6","Oxenholme NR",null,"Rail"]
["T_PARHD-1","_N","S6","Railtrack - Parkhead","Carntyne / Parkhead (Network Rail)","Rail"]
["T_PATB_RTK","_B","L3","Patford Bridge NR",null,"Rail"]
["T_POOBD-1","_N","S6","Railtrack - Portobello","Portobello (Network Rail)","Rail"]
["T_POPP_3RTK","_F","P2","Poppleton NR",null,"Rail"]
["T_PORGD-1","_N","S6","Railtrack - Port Glasgow","Port Glasgow (Network Rail)","Rail"]
["T_PUDMD-1","_C","A1","Pudding Mill Lane Crossrail","Pudding Mill Lane 1","Rail"]
["T_PUDMD-2","_C","A1","Pudding Mill Lane Crossrail","Pudding Mill Lane 2","Rail"]
["T_RAVED-1","_N","S6","Corus Dalzell","Ravenscraig A (Liberty Steel)","Steel"]
["T_RYHAD-1","_B","J7","Ryhall NR","Essendine 1","Rail"]
["T_RYHAD-2","_B","J7","Ryhall NR","Essendine 2","Rail"]
["T_SACOD-1","_N","S6","Railtrack - Saltcoats","Saltcoats / South Beach (Network Rail)","Rail"]
["T_SCCL-4","_M","P8","Saltend BP Load",null,"Chemical"]
["T_SELL-1","_J","C4","Sellindge NR",null,"Rail"]
["T_SFGSD-1","_P","T2","St Fergus Compressor",null,"Gas Network"]
["T_SFGSD-2","_P","T2","St Fergus Compressor 2",null,"Gas Network"]
["T_SINGL1","_J","C2","Singlewell NR",null,"Rail"]
["T_SNDND-1","_A","D4","Sundon 1",null,"Rail"]
["T_SNDND-2","_A","D4","Sundon 2",null,"Rail"]
["T_STBRD-1","_G","N7","Stalybridge 1",null,"Rail"]
["T_STBRD-2","_G","N7","Stalybridge 2",null,"Rail"]
["T_STFERGD-1","_P","T2","St. Fergus Mobil",null,"Chemical "]
["T_THNJD-1","_H","G6","Thingley Junction 1 NR",null,"Rail"]
["T_THNJD-2","_H","G6","Thingley Junction 2 NR",null,"Rail"]
["T_TINSD-1","_M","P3","Tinsley Park Steelworks",null,"Steel"]
["T_TODSD-1","_F","Q2","BS Tod Point Supply",null,"Steel"]
["T_TONTED-1","_K","H2","Tonteg Rail",null,"Rail"]
["T_UNPKD-1","_H","A6","UNION PARK-1",null,"Data Centre"]
["T_UNPKD-2","_H","A6","UNION PARK-2",null,"Data Centre"]
["T_UNPKD-3","_H","A6","Union Park Third Party Access3",null,"Data Centre"]
["T_UNPKD-4","_H","A6","Union Park Third Party Access4",null,"Data Centre"]
["T_WHISTLD-1","_N","S5","HMNB Whistlefield","MOD Harestanes Whistlefield","Military"]
["T_WILCT-1","_F","Q2","ETOL - Wilton Site",null,"Chemical"]
["B_EXTRA_74",null,"L3",null,"Berkswell 275 (HS2)","Rail"]
["B_EXTRA_75",null,"D4",null,"Ickenham (HS2)","Rail"]
["B_EXTRA_76",null,"A6",null,"Quainton (HS2)","Rail"]
["B_EXTRA_77",null,"L5",null,"Parkgate (Rail)","Rail"]
["B_EXTRA_78",null,"L5",null,"Parkgate (Rail)","Rail"]
["B_EXTRA_79",null,"H2",null,"Upper Boat 275 (TfW)","Rail"]
["B_EXTRA_80",null,"K5",null,"Staythorpe 400 (Network Rail)","Rail"]
["B_EXTRA_81",null,"D5",null,"Wymondley 400 (N_Rail)","Rail"]
["B_EXTRA_82",null,"B4",null,"Bramley 400 (Network Rail)","Rail"]
["B_EXTRA_83",null,"L3",null,"Dingley Wood 400 (N_Rail)","Rail"]
["B_EXTRA_84",null,"P3",null,"Hasland (New) (N_Rail)","Rail"]
["B_EXTRA_85",null,"L7",null,"Kegworth (Network Rail)","Rail"]
["B_EXTRA_86",null,"A6",null,"Laleham 275 (Network Rail)","Rail"]
["B_EXTRA_87","_A","A1",null,"Tx Connected Electrolysis Demand in Minor Flop A1","Electrolysis"]
["B_EXTRA_88","_A","A6",null,"Tx Connected Electrolysis Demand in Minor Flop A6","Electrolysis"]
["B_EXTRA_89","_H","A7",null,"Tx Connected Electrolysis Demand in Minor Flop A7","Electrolysis"]
["B_EXTRA_90","_J","B1",null,"Tx Connected Electrolysis Demand in Minor Flop B1","Electrolysis"]
["B_EXTRA_91","_H","B2",null,"Tx Connected Electrolysis Demand in Minor Flop B2","Electrolysis"]
["B_EXTRA_92","_J","C2",null,"Tx Connected Electrolysis Demand in Minor Flop C2","Electrolysis"]
["B_EXTRA_93","_J","C3",null,"Tx Connected Electrolysis Demand in Minor Flop C3","Electrolysis"]
["B_EXTRA_94","_J","C4",null,"Tx Connected Electrolysis Demand in Minor Flop C4","Electrolysis"]
["B_EXTRA_95","_J","C7",null,"Tx Connected Electrolysis Demand in Minor Flop C7","Electrolysis"]
["B_EXTRA_96","_H","D6",null,"Tx Connected Electrolysis Demand in Minor Flop D6","Electrolysis"]
["B_EXTRA_97","_H","E1",null,"Tx Connected Electrolysis Demand in Minor Flop E1","Electrolysis"]
["B_EXTRA_98","_L","E7",null,"Tx Connected Electrolysis Demand in Minor Flop E7","Electrolysis"]
["B_EXTRA_99","_L","F6",null,"Tx Connected Electrolysis Demand in Minor Flop F6","Electrolysis"]
["B_EXTRA_100","_H","G6",null,"Tx Connected Electrolysis Demand in Minor Flop G6","Electrolysis"]
["B_EXTRA_101","_K","H1",null,"Tx Connected Electrolysis Demand in Minor Flop H1","Electrolysis"]
["B_EXTRA_102","_K","H2",null,"Tx Connected Electrolysis Demand in Minor Flop H2","Electrolysis"]
["B_EXTRA_103","_D","H6",null,"Tx Connected Electrolysis Demand in Minor Flop H6","Electrolysis"]
["B_EXTRA_104","_A","J3",null,"Tx Connected Electrolysis Demand in Minor Flop J3","Electrolysis"]
["B_EXTRA_105","_A","J4",null,"Tx Connected Electrolysis Demand in Minor Flop J4","Electrolysis"]
["B_EXTRA_106","_A","J5",null,"Tx Connected Electrolysis Demand in Minor Flop J5","Electrolysis"]
["B_EXTRA_107","_B","J6",null,"Tx Connected Electrolysis Demand in Minor Flop J6","Electrolysis"]
["B_EXTRA_108","_A","J7",null,"Tx Connected Electrolysis Demand in Minor Flop J7","Electrolysis"]
["B_EXTRA_109","_B","K5",null,"Tx Connected Electrolysis Demand in Minor Flop K5","Electrolysis"]
["B_EXTRA_110","_B","K6",null,"Tx Connected Electrolysis Demand in Minor Flop K6","Electrolysis"]
["B_EXTRA_111","_E","L2",null,"Tx Connected Electrolysis Demand in Minor Flop L2","Electrolysis"]
["B_EXTRA_112","_B","L3",null,"Tx Connected Electrolysis Demand in Minor Flop L3","Electrolysis"]
["B_EXTRA_113","_E","L5",null,"Tx Connected Electrolysis Demand in Minor Flop L5","Electrolysis"]
["B_EXTRA_114","_B","L7",null,"Tx Connected Electrolysis Demand in Minor Flop L7","Electrolysis"]
["B_EXTRA_115","_B","L8",null,"Tx Connected Electrolysis Demand in Minor Flop L8","Electrolysis"]
["B_EXTRA_116","_D","M5",null,"Tx Connected Electrolysis Demand in Minor Flop M5","Electrolysis"]
["B_EXTRA_117","_D","M6",null,"Tx Connected Electrolysis Demand in Minor Flop M6","Electrolysis"]
["B_EXTRA_118","_D","M8",null,"Tx Connected Electrolysis Demand in Minor Flop M8","Electrolysis"]
["B_EXTRA_119","_D","N1",null,"Tx Connected Electrolysis Demand in Minor Flop N1","Electrolysis"]
["B_EXTRA_120","_G","N2",null,"Tx Connected Electrolysis Demand in Minor Flop N2","Electrolysis"]
["B_EXTRA_121","_D","N3",null,"Tx Connected Electrolysis Demand in Minor Flop N3","Electrolysis"]
["B_EXTRA_122","_M","P1",null,"Tx Connected Electrolysis Demand in Minor Flop P1","Electrolysis"]
["B_EXTRA_123","_B","P3",null,"Tx Connected Electrolysis Demand in Minor Flop P3","Electrolysis"]
["B_EXTRA_124","_M","P7",null,"Tx Connected Electrolysis Demand in Minor Flop P7","Electrolysis"]
["B_EXTRA_125","_M","P8",null,"Tx Connected Electrolysis Demand in Minor Flop P8","Electrolysis"]
["B_EXTRA_126","_F","Q2",null,"Tx Connected Electrolysis Demand in Minor Flop Q2","Electrolysis"]
["B_EXTRA_127","_F","Q4",null,"Tx Connected Electrolysis Demand in Minor Flop Q4","Electrolysis"]
["B_EXTRA_128","_F","Q7",null,"Tx Connected Electrolysis Demand in Minor Flop Q7","Electrolysis"]
["B_EXTRA_129","_G","R4",null,"Tx Connected Electrolysis Demand in Minor Flop R4","Electrolysis"]
["B_EXTRA_130","_G","R5",null,"Tx Connected Electrolysis Demand in Minor Flop R5","Electrolysis"]
["B_EXTRA_131","_N","S5",null,"Tx Connected Electrolysis Demand in Minor Flop S5","Electrolysis"]
["B_EXTRA_132","_N","S6",null,"Tx Connected Electrolysis Demand in Minor Flop S6","Electrolysis"]
["B_EXTRA_133","_P","T1",null,"Tx Connected Electrolysis Demand in Minor Flop T1","Electrolysis"]
["B_EXTRA_134","_P","T2",null,"Tx Connected Electrolysis Demand in Minor Flop T2","Electrolysis"]
["B_EXTRA_135","_P","T3",null,"Tx Connected Electrolysis Demand in Minor Flop T3","Electrolysis"]
["B_EXTRA_136","_P","T4",null,"Tx Connected Electrolysis Demand in Minor Flop T4","Electrolysis"]
["B_EXTRA_137","_P","T5",null,"Tx Connected Electrolysis Demand in Minor Flop T5","Electrolysis"]
["B_EXTRA_201","_P","T2",null,"Salamander INTOG","Offshore Oil & Gas"]
["B_EXTRA_202","_D","H6",null,"Port Talbot","Steel"]
["B_EXTRA_432","_P","T2",null,"Greenvolt INTOG","Offshore Oil & Gas"]
["B_EXTRA_433","_P","T2",null,"Cerulean 1 INTOG","Offshore Oil & Gas"]
["B_EXTRA_434","_N","S6",null,"Cerulean 2 INTOG","Offshore Oil & Gas"]
["B_EXTRA_435","_P","T2",null,"Cenos INTOG","Offshore Oil & Gas"]

{"sheet":"Years","index":4,"n_rows":34,"n_cols":1,"rows_kept":34,"cut":false,"hidden":true,"merged":[]}
[]
[]
[]
[]
[]
[]
[]
["2024/25"]
["2025/26"]
["2026/27"]
["2027/28"]
["2028/29"]
["2029/30"]
["2030/31"]
["2031/32"]
["2032/33"]
["2033/34"]
["2034/35"]
["2035/36"]
["2036/37"]
["2037/38"]
["2038/39"]
["2039/40"]
["2040/41"]
["2041/42"]
["2042/43"]
["2043/44"]
["2044/45"]
["2045/46"]
["2046/47"]
["2047/48"]
["2048/49"]
["2049/50"]
["2050/51"]

{"sheet":"MAIN DATA","index":5,"n_rows":554,"n_cols":14,"rows_kept":554,"cut":false,"hidden":false,"merged":[]}
["Please select Scenario, Study Period and Analysis Year in the Orange Cells below"]
[]
["Drop-Down Options:"]
["Scenario","Holistic Transition",null,{"$f":"IF(B4=\"Extensive Electrification\",\"EE\",LEFT(B4,1)&MID(B4,FIND( \" \", B4 )+1,1))","v":"HT"}]
["Study Period","Winter Peak",null,{"$f":"IF(B5=\"Winter Peak\",0,IF(B5=\"Summer Minimum AM\",1,IF(B5=\"Summer Minimum PM\",2,\"Err\")))","v":0},null,null,{"$f":"IF(B5=\"Winter Peak\",0,IF(B5=\"Summer Minimum AM\",1,IF(B5=\"Summer Minimum PM\",2,\"Err\")))","v":0}]
["Analysis Year","2039/40",null,{"$f":"MID(B6,3,2)+0","v":39}]
[]
[null,null,null,null,null,null,null,"Embedded Capacity Data (DG + Sub1MW sheets)"]
[]
["Total: FLOP A-R",null,null,null,{"$f":"E13-SUM(E11:E12)","v":80199.131063803259},6735.6946380931595,-712.32000987657977,14462.063999999995,52629.925000000003,11972.91,110.56400000000008,25694.647000000001]
["Total: FLOP T",null,null,null,{"$f":"SUMIF($D$17:$D$895,\"T\",E$17:E$895)","v":2838.9391883843946},{"$f":"SUMIF($D$17:$D$895,\"T\",F$17:F$895)","v":133.66431446189824},70.178159010635781,212.51099999999991,1848.5090000000002,1084.0250000000003,305.57299999999998,576.41399999999987]
["Total: FLOP S",null,null,null,{"$f":"SUMIF($D$17:$D$895,\"S\",E$17:E$895)","v":6270.0802743692766},{"$f":"SUMIF($D$17:$D$895,\"S\",F$17:F$895)","v":552.86823689427479},263.97209334868251,563.42999999999995,1918.058,2701.3629999999998,155.56500000000003,1311.1260000000002]
["Total: GB",null,null,null,{"$f":"SUM(E17:E895)","v":89308.150526556929},{"$f":"SUM(F17:F895)","v":7422.2271894493324},-378.16975751726147,15238.004999999996,56396.492000000006,15758.297999999999,571.70200000000011,27582.187000000002]
[]
["Elexon ID","Name","Minor FLOP","Major FLOP","P(Gross)","Q Gross","Q net","Embedded Storage","Embedded Solar","Embedded Wind","Embedded Hydro","Embedded Other","Dx Storage Demand","Micro storage Demand"]
[null,null,null,null,"Demand (MW)","Demand (MVAR)","Demand (MVAR)","Total Capacity (MW)","Total Capacity (MW)","Total Capacity (MW)","Total Capacity (MW)","Total Capacity (MW)","Demand (MW)","Demand (MW)"]
["ABHA1",{"$f":"INDEX('GSP info'!E:E,_xlfn.XMATCH('MAIN DATA'!A17,'GSP info'!B:B))","v":"Abham"},{"$f":"INDEX('GSP info'!D:D,_xlfn.XMATCH('MAIN DATA'!A17,'GSP info'!B:B))","v":"F6"},{"$f":"LEFT(C17,1)","v":"F"},{"$f":"SUMIFS(OFFSET(ActivePk,0,$D$5),ActiveLocation,A17,ActiveScenario,$D$4,ActiveYear,$D$6)","v":546.97924320640277},{"$f":"SUMIFS(OFFSET(QGrossPk,0,$D$5),QGrossLocation,A17,QGrossScenario,$D$4,QGrossYear,$D$6)","v":1.3922937820824799},{"$f":"F17-SUMIFS(OFFSET(LVGWintPk,0,$D$5),LVGLocation,A17,LVGScenario,$D$4,LVGYear,$D$6)","v":-20.352789088954399},{"$f":"SUMIFS(DGcapacity,DGlocation,A17,DGscenario,$D$4,DGyear,$D$6,DGtech,\"Storage\")+SUMIFS(micro_capacity,micro_location,A17,micro_scenario,$D$4,micro_year,$D$6,micro_tech,\"Battery\")","v":236.45},{"$f":"SUMIFS(DGcapacity,DGlocation,A17,DGscenario,$D$4,DGyear,$D$6,DGtech,\"Solar\")+SUMIFS(micro_capacity,micro_location,A17,micro_scenario,$D$4,micro_year,$D$6,micro_tech,\"Solar\")","v":711.31099999999992},{"$f":"SUMIFS(DGcapacity,DGlocation,A17,DGscenario,$D$4,DGyear,$D$6,DGtech,\"Wind\")+SUMIFS(micro_capacity,micro_location,A17,micro_scenario,$D$4,micro_year,$D$6,micro_tech,\"Wind\")","v":1.468},{"$f":"SUMIFS(DGcapacity,DGlocation,A17,DGscenario,$D$4,DGyear,$D$6,DGtech,\"Hydro\")+SUMIFS(micro_capacity,micro_location,A17,micro_scenario,$D$4,micro_year,$D$6,micro_tech,\"Hydro\")","v":1.917},{"$f":"SUMIFS(DGcapacity,DGlocation,A17,DGscenario,$D$4,DGyear,$D$6,DGtech,\"Other\")+SUMIFS(micro_capacity,micro_location,A17,micro_scenario,$D$4,micro_year,$D$6,micro_tech,\"Other\")","v":184.53300000000002},{"$f":"SUMIFS(OFFSET(DxStorWintpk,0,$G$5),DxStorLocation,A17,DxStorScenario,$D$4,DxStorYear,$D$6)*-1","v":0},{"$f":"SUMIFS(OFFSET(mbat_wintpk,0,$G$5),mbat_location,A17,mbat_scenario,$D$4,mbat_year,$D$6)*-1","v":0}]
["ABNE_P",{"$f":"INDEX('GSP info'!E:E,_xlfn.XMATCH('MAIN DATA'!A18,'GSP info'!B:B))","v":"Abernethy"},{"$f":"INDEX('GSP info'!D:D,_xlfn.XMATCH('MAIN DATA'!A18,'GSP info'!B:B))","v":"T4"},"T",54.678947693790249,-0.52086465923403003,-1.8445309250357389,{"$f":"SUMIFS(DGcapacity,DGlocation,A18,DGscenario,$D$4,DGyear,$D$6,DGtech,\"Storage\")+SUMIFS(micro_capacity,micro_location,A18,micro_scenario,$D$4,micro_year,$D$6,micro_tech,\"Battery\")","v":3.7909999999999999},74.888999999999996,44.446999999999996,0.129,10.260999999999999,0,0]
["ABTH_1",{"$f":"INDEX('GSP info'!E:E,_xlfn.XMATCH('MAIN DATA'!A19,'GSP info'!B:B))","v":"Aberthaw"},{"$f":"INDEX('GSP info'!D:D,_xlfn.XMATCH('MAIN DATA'!A19,'GSP info'!B:B))","v":"H2"},"H",286.24543545601381,13.632757992421899,-27.749611602103847,8.5830000000000002,168.517,0.81,0,70.900000000000006,0,0]
["ACTL_2",{"$f":"INDEX('GSP info'!E:E,_xlfn.XMATCH('MAIN DATA'!A20,'GSP info'!B:B))","v":"Acton Lane 66kV"},{"$f":"INDEX('GSP info'!D:D,_xlfn.XMATCH('MAIN DATA'!A20,'GSP info'!B:B))","v":"A7"},"A",41.506825547118261,-1.29984907456695,-1.8255484539629814,2.258,25.946999999999999,0,0.27900000000000003,6.2560000000000002,0,0]
["ACTL_C",{"$f":"INDEX('GSP info'!E:E,_xlfn.XMATCH('MAIN DATA'!A21,'GSP info'!B:B))","v":"Acton Lane 22kV"},{"$f":"INDEX('GSP info'!D:D,_xlfn.XMATCH('MAIN DATA'!A21,'GSP info'!B:B))","v":"A7"},"A",56.889835193648636,0.73387748343094195,-3.5156591007637905,0,9.4600000000000009,0,0,23.346,0,0]
["ALNE_P",{"$f":"INDEX('GSP info'!E:E,_xlfn.XMATCH('MAIN DATA'!A22,'GSP info'!B:B))","v":"Alness"},{"$f":"INDEX('GSP info'!D:D,_xlfn.XMATCH('MAIN DATA'!A22,'GSP info'!B:B))","v":"T5"},"T",43.424370053694119,-1.2206047211620199,-1.9407888990577078,1.407,39.540999999999997,12.235999999999999,7.1479999999999997,5.46,0,0]
["ALST_3",{"$f":"INDEX('GSP info'!E:E,_xlfn.XMATCH('MAIN DATA'!A23,'GSP info'!B:B))","v":"Alpha Steel (Uskmouth)"},{"$f":"INDEX('GSP info'!D:D,_xlfn.XMATCH('MAIN DATA'!A23,'GSP info'!B:B))","v":"H2"},"H",0,0,0,0,17.34,0,0,46.76,0,0]
["ALVE1",{"$f":"INDEX('GSP info'!E:E,_xlfn.XMATCH('MAIN DATA'!A24,'GSP info'!B:B))","v":"Alverdiscott"},{"$f":"INDEX('GSP info'!D:D,_xlfn.XMATCH('MAIN DATA'!A24,'GSP info'!B:B))","v":"F6"},"F",408.43086042170808,26.9512237237549,8.5582646296117595,108.58800000000001,857.36199999999997,426.38899999999995,2.4860000000000002,170.61699999999999,0,0]
["AMEM_1",{"$f":"INDEX('GSP info'!E:E,_xlfn.XMATCH('MAIN DATA'!A25,'GSP info'!B:B))","v":"Amersham Main"},{"$f":"INDEX('GSP info'!D:D,_xlfn.XMATCH('MAIN DATA'!A25,'GSP info'!B:B))","v":"A6"},"A",120.2368395561073,95.5477459490005,87.917092133631414,124.012,141.55600000000001,8.9999999999999993E-3,0,29.49,0,0]
["ARBR_P",{"$f":"INDEX('GSP info'!E:E,_xlfn.XMATCH('MAIN DATA'!A26,'GSP info'!B:B))","v":"Arbroath"},{"$f":"INDEX('GSP info'!D:D,_xlfn.XMATCH('MAIN DATA'!A26,'GSP info'!B:B))","v":"T4"},"T",{"$f":"SUMIFS(OFFSET(ActivePk,0,$D$5),ActiveLocation,A26,ActiveScenario,$D$4,ActiveYear,$D$6)","v":40.929312144585253},-0.74148088308273996,-1.4650665713795523,18.733000000000001,47.245999999999995,1.1479999999999999,0,5.335,0,0]
["ARDK_P",{"$f":"INDEX('GSP info'!E:E,_xlfn.XMATCH('MAIN DATA'!A27,'GSP info'!B:B))","v":"Ardkinglas"},{"$f":"INDEX('GSP info'!D:D,_xlfn.XMATCH('MAIN DATA'!A27,'GSP info'!B:B))","v":"T3"},"T",0,0,0,0,9.7899999999999991,0,0,0.91,0,0]
["ARMO_P",{"$f":"INDEX('GSP info'!E:E,_xlfn.XMATCH('MAIN DATA'!A28,'GSP info'!B:B))","v":"Ardmore"},{"$f":"INDEX('GSP info'!D:D,_xlfn.XMATCH('MAIN DATA'!A28,'GSP info'!B:B))","v":"T1"},"T",14.593188516733083,{"$f":"SUMIFS(OFFSET(QGrossPk,0,$D$5),QGrossLocation,A28,QGrossScenario,$D$4,QGrossYear,$D$6)","v":-1.30672310064718},-4.8679240148031342,0.95,69.995000000000005,46.919000000000004,0.13900000000000001,10.199999999999999,0,0]
["AXMI_H",{"$f":"INDEX('GSP info'!E:E,_xlfn.XMATCH('MAIN DATA'!A29,'GSP info'!B:B))","v":"Axminster H"},{"$f":"INDEX('GSP info'!D:D,_xlfn.XMATCH('MAIN DATA'!A29,'GSP info'!B:B))","v":"E1"},{"$f":"LEFT(C29,1)","v":"E"},{"$f":"SUMIFS(OFFSET(ActivePk,0,$D$5),ActiveLocation,A29,ActiveScenario,$D$4,ActiveYear,$D$6)","v":123.3707880869739},{"$f":"SUMIFS(OFFSET(QGrossPk,0,$D$5),QGrossLocation,A29,QGrossScenario,$D$4,QGrossYear,$D$6)","v":13.091257619306599},{"$f":"F29-SUMIFS(OFFSET(LVGWintPk,0,$D$5),LVGLocation,A29,LVGScenario,$D$4,LVGYear,$D$6)","v":4.7974149205200067},{"$f":"SUMIFS(DGcapacity,DGlocation,A29,DGscenario,$D$4,DGyear,$D$6,DGtech,\"Storage\")+SUMIFS(micro_capacity,micro_location,A29,micro_scenario,$D$4,micro_year,$D$6,micro_tech,\"Battery\")","v":0},{"$f":"SUMIFS(DGcapacity,DGlocation,A29,DGscenario,$D$4,DGyear,$D$6,DGtech,\"Solar\")+SUMIFS(micro_capacity,micro_location,A29,micro_scenario,$D$4,micro_year,$D$6,micro_tech,\"Solar\")","v":0},{"$f":"SUMIFS(DGcapacity,DGlocation,A29,DGscenario,$D$4,DGyear,$D$6,DGtech,\"Wind\")+SUMIFS(micro_capacity,micro_location,A29,micro_scenario,$D$4,micro_year,$D$6,micro_tech,\"Wind\")","v":0},{"$f":"SUMIFS(DGcapacity,DGlocation,A29,DGscenario,$D$4,DGyear,$D$6,DGtech,\"Hydro\")+SUMIFS(micro_capacity,micro_location,A29,micro_scenario,$D$4,micro_year,$D$6,micro_tech,\"Hydro\")","v":0},{"$f":"SUMIFS(DGcapacity,DGlocation,A29,DGscenario,$D$4,DGyear,$D$6,DGtech,\"Other\")+SUMIFS(micro_capacity,micro_location,A29,micro_scenario,$D$4,micro_year,$D$6,micro_tech,\"Other\")","v":0},{"$f":"SUMIFS(OFFSET(DxStorWintpk,0,$G$5),DxStorLocation,A29,DxStorScenario,$D$4,DxStorYear,$D$6)*-1","v":0},{"$f":"SUMIFS(OFFSET(mbat_wintpk,0,$G$5),mbat_location,A29,mbat_scenario,$D$4,mbat_year,$D$6)*-1","v":0}]
["AXMI1",{"$f":"INDEX('GSP info'!E:E,_xlfn.XMATCH('MAIN DATA'!A30,'GSP info'!B:B))","v":"Axminster"},{"$f":"INDEX('GSP info'!D:D,_xlfn.XMATCH('MAIN DATA'!A30,'GSP info'!B:B))","v":"E1"},"E",128.37973808977861,10.962290738019201,4.1264350069009303,41.915000000000006,669.625,0.40100000000000002,4.8000000000000001E-2,83.714999999999989,0,0]
["AYRR",{"$f":"INDEX('GSP info'!E:E,_xlfn.XMATCH('MAIN DATA'!A31,'GSP info'!B:B))","v":"Ayr"},{"$f":"INDEX('GSP info'!D:D,_xlfn.XMATCH('MAIN DATA'!A31,'GSP info'!B:B))","v":"S6"},"S",74.66771494208696,3.0532887056302802,-0.53574207036971977,0.91100000000000003,6.6529999999999996,1.7000000000000001E-2,0,2.738,0,0]
["BAGA",{"$f":"INDEX('GSP info'!E:E,_xlfn.XMATCH('MAIN DATA'!A32,'GSP info'!B:B))","v":"Bathgate"},{"$f":"INDEX('GSP info'!D:D,_xlfn.XMATCH('MAIN DATA'!A32,'GSP info'!B:B))","v":"S5"},"S",{"$f":"SUMIFS(OFFSET(ActivePk,0,$D$5),ActiveLocation,A32,ActiveScenario,$D$4,ActiveYear,$D$6)","v":78.913087586465139},6.7537861235450798,0.52167568184508006,2.5059999999999998,50.677000000000007,113.937,0,25.908000000000001,0,0]
["BAIN",{"$f":"INDEX('GSP info'!E:E,_xlfn.XMATCH('MAIN DATA'!A33,'GSP info'!B:B))","v":"Bainsford"},{"$f":"INDEX('GSP info'!D:D,_xlfn.XMATCH('MAIN DATA'!A33,'GSP info'!B:B))","v":"S5"},"S",44.825288221516132,7.1794711405521401,3.9778306206521399,0.73499999999999999,37.747,5.81,0,8.4879999999999995,0,0]
["BARKR_A",{"$f":"INDEX('GSP info'!E:E,_xlfn.XMATCH('MAIN DATA'!A34,'GSP info'!B:B))","v":"Barking (Eastern)"},{"$f":"INDEX('GSP info'!D:D,_xlfn.XMATCH('MAIN DATA'!A34,'GSP info'!B:B))","v":"A1"},"A",104.9943591644501,38.564875514999898,14.97423703925902,0,0,0,0,0,0,0]
["BARKR_C",{"$f":"INDEX('GSP info'!E:E,_xlfn.XMATCH('MAIN DATA'!A35,'GSP info'!B:B))","v":"Barking (London)"},{"$f":"INDEX('GSP info'!D:D,_xlfn.XMATCH('MAIN DATA'!A35,'GSP info'!B:B))","v":"A1"},"A",13.874038713089302,23.9859577195536,7.8109492517904826,8.2309999999999999,74.457999999999998,0,0,111.361,0,0]
["BARKW3",{"$f":"INDEX('GSP info'!E:E,_xlfn.XMATCH('MAIN DATA'!A36,'GSP info'!B:B))","v":"Barking West"},{"$f":"INDEX('GSP info'!D:D,_xlfn.XMATCH('MAIN DATA'!A36,'GSP info'!B:B))","v":"A1"},"A",340.87309368353453,53.6979598063823,24.468989626297088,0,13,0,0,62.418999999999997,0,0]
["BEAU_P",{"$f":"INDEX('GSP info'!E:E,_xlfn.XMATCH('MAIN DATA'!A37,'GSP info'!B:B))","v":"Beauly"},{"$f":"INDEX('GSP info'!D:D,_xlfn.XMATCH('MAIN DATA'!A37,'GSP info'!B:B))","v":"T1"},"T",40.491989350458454,0.38380946159884799,-1.2137288635452168,2.2759999999999998,16.616,3.706,5.8719999999999999,1.821,0,0]
["BEDD_1",{"$f":"INDEX('GSP info'!E:E,_xlfn.XMATCH('MAIN DATA'!A38,'GSP info'!B:B))","v":"Beddington SPN"},{"$f":"INDEX('GSP info'!D:D,_xlfn.XMATCH('MAIN DATA'!A38,'GSP info'!B:B))","v":"A8"},"A",765.53313773574962,132.66415325998199,10.954696241121212,22.097999999999999,88.588999999999999,0,0.83699999999999997,215.851,0,0]
["BEDDT1",{"$f":"INDEX('GSP info'!E:E,_xlfn.XMATCH('MAIN DATA'!A39,'GSP info'!B:B))","v":"Beddington LPN"},{"$f":"INDEX('GSP info'!D:D,_xlfn.XMATCH('MAIN DATA'!A39,'GSP info'!B:B))","v":"A8"},"A",276.69246786261527,63.997979513608797,25.666973121073681,4.3710000000000004,32.17,0,0,43.594000000000001,0,0]
["BERB_P",{"$f":"INDEX('GSP info'!E:E,_xlfn.XMATCH('MAIN DATA'!A40,'GSP info'!B:B))","v":"Berryburn"},{"$f":"INDEX('GSP info'!D:D,_xlfn.XMATCH('MAIN DATA'!A40,'GSP info'!B:B))","v":"T1"},"T",0,0,0,0,0,0,0,5.577,0,0]
["BERW",{"$f":"INDEX('GSP info'!E:E,_xlfn.XMATCH('MAIN DATA'!A41,'GSP info'!B:B))","v":"Berwick"},{"$f":"INDEX('GSP info'!D:D,_xlfn.XMATCH('MAIN DATA'!A41,'GSP info'!B:B))","v":"S6"},"S",58.101053126470646,4.6127413800160797,-2.6276003201839204,4.1609999999999996,26.846,232.88499999999999,0,8.5220000000000002,0,0]
["BESW_1",{"$f":"INDEX('GSP info'!E:E,_xlfn.XMATCH('MAIN DATA'!A42,'GSP info'!B:B))","v":"Berkswell"},{"$f":"INDEX('GSP info'!D:D,_xlfn.XMATCH('MAIN DATA'!A42,'GSP info'!B:B))","v":"L3"},"L",494.35310412110778,-25.642407711724601,-55.927203398089077,226.94800000000001,250.614,6.8000000000000005E-2,1.7000000000000001E-2,145.607,0,0]
["BICF_1",{"$f":"INDEX('GSP info'!E:E,_xlfn.XMATCH('MAIN DATA'!A43,'GSP info'!B:B))","v":"Bicker Fen"},{"$f":"INDEX('GSP info'!D:D,_xlfn.XMATCH('MAIN DATA'!A43,'GSP info'!B:B))","v":"K4"},"K",189.85135930274998,13.461994589775999,-0.99882231963399981,119.667,1010.067,251.43600000000001,0,104.755,0,0]
["BIRK_1",{"$f":"INDEX('GSP info'!E:E,_xlfn.XMATCH('MAIN DATA'!A44,'GSP info'!B:B))","v":"Birkenhead"},{"$f":"INDEX('GSP info'!D:D,_xlfn.XMATCH('MAIN DATA'!A44,'GSP info'!B:B))","v":"N3"},"N",407.96743153595258,-25.566949166709801,-71.092154172096954,12.841000000000001,68.355999999999995,0.122,0,141.16200000000001,0,0]
["BISW_1",{"$f":"INDEX('GSP info'!E:E,_xlfn.XMATCH('MAIN DATA'!A45,'GSP info'!B:B))","v":"Bishops Wood"},{"$f":"INDEX('GSP info'!D:D,_xlfn.XMATCH('MAIN DATA'!A45,'GSP info'!B:B))","v":"L2"},"L",786.75259624855266,40.496281681911697,5.9634131092267211,277.11199999999997,571.59399999999994,98.547999999999988,0.315,380.45600000000002,0,0]
["BLYTB1",{"$f":"INDEX('GSP info'!E:E,_xlfn.XMATCH('MAIN DATA'!A46,'GSP info'!B:B))","v":"Blyth 66kV"},{"$f":"INDEX('GSP info'!D:D,_xlfn.XMATCH('MAIN DATA'!A46,'GSP info'!B:B))","v":"Q6"},"Q",247.12720517119953,1.16383256268518,1.9354613343055158,15.14,162.55199999999999,188.95999999999998,0,68.543000000000006,0,0]
["BLYTH132",{"$f":"INDEX('GSP info'!E:E,_xlfn.XMATCH('MAIN DATA'!A47,'GSP info'!B:B))","v":"Blyth 132kV"},{"$f":"INDEX('GSP info'!D:D,_xlfn.XMATCH('MAIN DATA'!A47,'GSP info'!B:B))","v":"Q6"},"Q",79.460121182772568,0.51528676571353105,0.60967951826719535,7.8319999999999999,116.91900000000001,303.678,3.5000000000000003E-2,35.512,0,0]
["BOAG_P",{"$f":"INDEX('GSP info'!E:E,_xlfn.XMATCH('MAIN DATA'!A48,'GSP info'!B:B))","v":"Boat of Garten"},{"$f":"INDEX('GSP info'!D:D,_xlfn.XMATCH('MAIN DATA'!A48,'GSP info'!B:B))","v":"T1"},"T",41.277032362500513,-0.62135956185100905,-1.2570779963058181,1.546,18.54,5.0999999999999997E-2,1.65,13.893000000000001,0,0]
["BOLN_1",{"$f":"INDEX('GSP info'!E:E,_xlfn.XMATCH('MAIN DATA'!A49,'GSP info'!B:B))","v":"Bolney"},{"$f":"INDEX('GSP info'!D:D,_xlfn.XMATCH('MAIN DATA'!A49,'GSP info'!B:B))","v":"B1"},"B",1270.7789183416878,123.419499593686,-79.517011944724544,91.385999999999996,389.48399999999998,0.39,0,319.54300000000001,0,0]
["BONN",{"$f":"INDEX('GSP info'!E:E,_xlfn.XMATCH('MAIN DATA'!A50,'GSP info'!B:B))","v":"Bonnybridge"},{"$f":"INDEX('GSP info'!D:D,_xlfn.XMATCH('MAIN DATA'!A50,'GSP info'!B:B))","v":"S5"},"S",108.97808529675065,7.9064209472393197,1.9876596578393197,2.29,49.097000000000001,27.782,0.87,30.413,0,0]
["BOTW_1",{"$f":"INDEX('GSP info'!E:E,_xlfn.XMATCH('MAIN DATA'!A51,'GSP info'!B:B))","v":"Botley Wood"},{"$f":"INDEX('GSP info'!D:D,_xlfn.XMATCH('MAIN DATA'!A51,'GSP info'!B:B))","v":"B2"},"B",174.64183562399722,61.293102434487103,27.618924114941933,81.844999999999999,343.49099999999999,0,0,51.046999999999997,0,0]
["BRAC_P",{"$f":"INDEX('GSP info'!E:E,_xlfn.XMATCH('MAIN DATA'!A52,'GSP info'!B:B))","v":"Braco West"},{"$f":"INDEX('GSP info'!D:D,_xlfn.XMATCH('MAIN DATA'!A52,'GSP info'!B:B))","v":"T4"},"T",66.184812121283073,-11.2844443527639,-12.854698710261534,33.701000000000001,34.134,0.86699999999999999,3.8210000000000002,15.105,0,0]
["BRAI_1",{"$f":"INDEX('GSP info'!E:E,_xlfn.XMATCH('MAIN DATA'!A53,'GSP info'!B:B))","v":"Braintree"},{"$f":"INDEX('GSP info'!D:D,_xlfn.XMATCH('MAIN DATA'!A53,'GSP info'!B:B))","v":"J8"},"J",323.61944912052206,-12.8729064662504,-16.5499545093294,31.387,262.31,0.187,0,63.677,0,0]
["BRAP",{"$f":"INDEX('GSP info'!E:E,_xlfn.XMATCH('MAIN DATA'!A54,'GSP info'!B:B))","v":"Braehead Park"},{"$f":"INDEX('GSP info'!D:D,_xlfn.XMATCH('MAIN DATA'!A54,'GSP info'!B:B))","v":"S6"},"S",61.051115935148331,5.9445407461453099,4.94014268444531,1.1459999999999999,21.058999999999997,0,0,4.7489999999999997,0,0]
["BRAW_1",{"$f":"INDEX('GSP info'!E:E,_xlfn.XMATCH('MAIN DATA'!A55,'GSP info'!B:B))","v":"Bradford West"},{"$f":"INDEX('GSP info'!D:D,_xlfn.XMATCH('MAIN DATA'!A55,'GSP info'!B:B))","v":"P1"},"P",646.4945491951388,113.108870712192,-9.5309709431897289,29.725000000000001,147.41399999999999,59.622999999999998,1.3180000000000001,207.018,0,0]
["BRED_1",{"$f":"INDEX('GSP info'!E:E,_xlfn.XMATCH('MAIN DATA'!A56,'GSP info'!B:B))","v":"Bredbury"},{"$f":"INDEX('GSP info'!D:D,_xlfn.XMATCH('MAIN DATA'!A56,'GSP info'!B:B))","v":"N2"},"N",436.32523442118276,96.260006298075197,-1.1409536786822656,87.385000000000005,105.86399999999999,8.0000000000000002E-3,0.17299999999999999,234.18,0,0]
["BRFO_1",{"$f":"INDEX('GSP info'!E:E,_xlfn.XMATCH('MAIN DATA'!A57,'GSP info'!B:B))","v":"Bramford"},{"$f":"INDEX('GSP info'!D:D,_xlfn.XMATCH('MAIN DATA'!A57,'GSP info'!B:B))","v":"J5"},"J",1131.2495591383044,-42.994455609764799,-163.98359827105085,299.48500000000001,954.05399999999997,132.80799999999999,0,357.96300000000002,0,0]
["BRID_P",{"$f":"INDEX('GSP info'!E:E,_xlfn.XMATCH('MAIN DATA'!A58,'GSP info'!B:B))","v":"Bridge of Dun"},{"$f":"INDEX('GSP info'!D:D,_xlfn.XMATCH('MAIN DATA'!A58,'GSP info'!B:B))","v":"T4"},"T",45.527940734769572,-1.07476402707734,-2.1591055882761729,12.428000000000001,21.454000000000001,16.117999999999999,0.17,13.907999999999999,0,0]
["BRIM_1",{"$f":"INDEX('GSP info'!E:E,_xlfn.XMATCH('MAIN DATA'!A59,'GSP info'!B:B))","v":"Brimsdown"},{"$f":"INDEX('GSP info'!D:D,_xlfn.XMATCH('MAIN DATA'!A59,'GSP info'!B:B))","v":"A3"},"A",394.4427093783346,34.419045690159798,-34.874627945755201,7.2210000000000001,161.73099999999999,0,0,126.694,0,0]
["BRLE_1",{"$f":"INDEX('GSP info'!E:E,_xlfn.XMATCH('MAIN DATA'!A60,'GSP info'!B:B))","v":"Bramley"},{"$f":"INDEX('GSP info'!D:D,_xlfn.XMATCH('MAIN DATA'!A60,'GSP info'!B:B))","v":"B4"},"B",787.87820394673963,-20.023406285267399,-70.214946469567394,140.70499999999998,331.601,0.83199999999999996,0.124,346.76100000000002,0,0]
["BROA_P",{"$f":"INDEX('GSP info'!E:E,_xlfn.XMATCH('MAIN DATA'!A61,'GSP info'!B:B))","v":"Broadford"},{"$f":"INDEX('GSP info'!D:D,_xlfn.XMATCH('MAIN DATA'!A61,'GSP info'!B:B))","v":"T1"},"T",23.266662037588393,-0.27811407756119899,-0.64101730684954084,0.68,7.2249999999999996,1.4690000000000001,5.57,3.8210000000000002,0,0]
["BROR_P",{"$f":"INDEX('GSP info'!E:E,_xlfn.XMATCH('MAIN DATA'!A62,'GSP info'!B:B))","v":"Brora"},{"$f":"INDEX('GSP info'!D:D,_xlfn.XMATCH('MAIN DATA'!A62,'GSP info'!B:B))","v":"T5"},"T",11.959098120123786,0.22738392752978601,4.3453064522205403E-2,0.53,3.8679999999999999,1.6E-2,0.34200000000000003,2.6,0,0]
["BROX",{"$f":"INDEX('GSP info'!E:E,_xlfn.XMATCH('MAIN DATA'!A63,'GSP info'!B:B))","v":"Broxburn"},{"$f":"INDEX('GSP info'!D:D,_xlfn.XMATCH('MAIN DATA'!A63,'GSP info'!B:B))","v":"S6"},"S",100.24976053834948,2.8860375614739602,2.4601581773960213E-2,71.300000000000011,15.038,0,0,27.905999999999999,0,0]
["BRWA1",{"$f":"INDEX('GSP info'!E:E,_xlfn.XMATCH('MAIN DATA'!A64,'GSP info'!B:B))","v":"Bridgewater"},{"$f":"INDEX('GSP info'!D:D,_xlfn.XMATCH('MAIN DATA'!A64,'GSP info'!B:B))","v":"E7"},"E",220.69694616708551,4.3099157962358898,-2.8705918049051107,253.68100000000001,820.48299999999995,1.956,9.9000000000000005E-2,156.57000000000002,0,0]
["BUMU_P",{"$f":"INDEX('GSP info'!E:E,_xlfn.XMATCH('MAIN DATA'!A65,'GSP info'!B:B))","v":"Burghmuir"},{"$f":"INDEX('GSP info'!D:D,_xlfn.XMATCH('MAIN DATA'!A65,'GSP info'!B:B))","v":"T4"},"T",78.225507169945573,-0.161330026924804,-1.8245921402690177,3.383,18.416,0.24099999999999999,0.95899999999999996,3.4319999999999999,0,0]
["BURM_1",{"$f":"INDEX('GSP info'!E:E,_xlfn.XMATCH('MAIN DATA'!A66,'GSP info'!B:B))","v":"Burwell Main"},{"$f":"INDEX('GSP info'!D:D,_xlfn.XMATCH('MAIN DATA'!A66,'GSP info'!B:B))","v":"J7"},"J",544.11166038096053,47.215072102198903,23.494820213799905,92.62,1679.028,87.675000000000011,0,100.56700000000001,0,0]
["BUSH_1",{"$f":"INDEX('GSP info'!E:E,_xlfn.XMATCH('MAIN DATA'!A67,'GSP info'!B:B))","v":"Bushbury"},{"$f":"INDEX('GSP info'!D:D,_xlfn.XMATCH('MAIN DATA'!A67,'GSP info'!B:B))","v":"L2"},"L",270.54895542629043,10.788691278506899,-3.7525967666014513,188.49900000000002,140.74299999999999,13.799999999999999,3.0000000000000001E-3,102.042,0,0]
["BUST_1",{"$f":"INDEX('GSP info'!E:E,_xlfn.XMATCH('MAIN DATA'!A68,'GSP info'!B:B))","v":"Bustleholme"},{"$f":"INDEX('GSP info'!D:D,_xlfn.XMATCH('MAIN DATA'!A68,'GSP info'!B:B))","v":"L3"},"L",448.43596292242074,126.59329110277299,-44.483498663235579,57.883000000000003,121.744,0,0,124.09899999999999,0,0]
["CAAD_P",{"$f":"INDEX('GSP info'!E:E,_xlfn.XMATCH('MAIN DATA'!A69,'GSP info'!B:B))","v":"Carradale"},{"$f":"INDEX('GSP info'!D:D,_xlfn.XMATCH('MAIN DATA'!A69,'GSP info'!B:B))","v":"T3"},"T",21.383768927699808,2.5605376191882399,0.88404876935619958,0.83299999999999996,10.603,53.706000000000003,1.47,20.044,0,0]
["CAFA",{"$f":"INDEX('GSP info'!E:E,_xlfn.XMATCH('MAIN DATA'!A70,'GSP info'!B:B))","v":"Carsfad"},{"$f":"INDEX('GSP info'!D:D,_xlfn.XMATCH('MAIN DATA'!A70,'GSP info'!B:B))","v":"S6"},"S",0,0,-9.20950169E-3,0,3.77,0,12.64,1.8360000000000001,0,0]
["CAIF_P",{"$f":"INDEX('GSP info'!E:E,_xlfn.XMATCH('MAIN DATA'!A71,'GSP info'!B:B))","v":"Cairnford"},{"$f":"INDEX('GSP info'!D:D,_xlfn.XMATCH('MAIN DATA'!A71,'GSP info'!B:B))","v":"T2"},"T",0,0,0,0,0,0,0,5.577,0,0]
["CAMB_01",{"$f":"INDEX('GSP info'!E:E,_xlfn.XMATCH('MAIN DATA'!A72,'GSP info'!B:B))","v":"Camblesforth 66kV (Drax)"},{"$f":"INDEX('GSP info'!D:D,_xlfn.XMATCH('MAIN DATA'!A72,'GSP info'!B:B))","v":"P4"},"P",31.79086848442406,-2.78767210553272,-4.2455055572605307,35,52.01,149.47999999999999,0,26.661000000000001,0,0]
["CANTN1",{"$f":"INDEX('GSP info'!E:E,_xlfn.XMATCH('MAIN DATA'!A73,'GSP info'!B:B))","v":"Canterbury"},{"$f":"INDEX('GSP info'!D:D,_xlfn.XMATCH('MAIN DATA'!A73,'GSP info'!B:B))","v":"C7"},"C",242.9903954024407,-2.1415909652425702,-19.600626384946224,89.582000000000008,316.411,151.59899999999999,4.0000000000000001E-3,76.675000000000011,0,0]
["CAPEA1",{"$f":"INDEX('GSP info'!E:E,_xlfn.XMATCH('MAIN DATA'!A74,'GSP info'!B:B))","v":"Capenhurst"},{"$f":"INDEX('GSP info'!D:D,_xlfn.XMATCH('MAIN DATA'!A74,'GSP info'!B:B))","v":"N3"},"N",570.03266457974928,53.542855484171298,5.0637284047155688,49.034000000000006,80.311999999999998,8.9999999999999993E-3,0,60.698999999999998,0,0]
["CARE_1",{"$f":"INDEX('GSP info'!E:E,_xlfn.XMATCH('MAIN DATA'!A75,'GSP info'!B:B))","v":"Cardiff East"},{"$f":"INDEX('GSP info'!D:D,_xlfn.XMATCH('MAIN DATA'!A75,'GSP info'!B:B))","v":"H2"},"H",265.87558317938783,3.49721979997094,-28.117693521917122,68.263000000000005,107.952,7.1859999999999999,0,104.968,0,0]
["CARR_1",{"$f":"INDEX('GSP info'!E:E,_xlfn.XMATCH('MAIN DATA'!A76,'GSP info'!B:B))","v":"Carrington"},{"$f":"INDEX('GSP info'!D:D,_xlfn.XMATCH('MAIN DATA'!A76,'GSP info'!B:B))","v":"N2"},"N",661.80201831693807,43.095442044911103,29.786647963306859,47.631,61.039000000000001,0,2.6719999999999997,164.14500000000001,0,0]
["CASS_P",{"$f":"INDEX('GSP info'!E:E,_xlfn.XMATCH('MAIN DATA'!A77,'GSP info'!B:B))","v":"Cassley"},{"$f":"INDEX('GSP info'!D:D,_xlfn.XMATCH('MAIN DATA'!A77,'GSP info'!B:B))","v":"T5"},"T",5.7751221918701408,0.69499892059723201,0.48169179397706019,0,8.4700000000000006,0,0.52300000000000002,4.5620000000000003,0,0]
["CATY",{"$f":"INDEX('GSP info'!E:E,_xlfn.XMATCH('MAIN DATA'!A78,'GSP info'!B:B))","v":"Carntyne"},{"$f":"INDEX('GSP info'!D:D,_xlfn.XMATCH('MAIN DATA'!A78,'GSP info'!B:B))","v":"S6"},"S",29.60291339471307,2.9204397007799399,1.1546330627799399,0.14099999999999999,4.8019999999999996,0,0,8.2219999999999995,0,0]
["CBNK_H",{"$f":"INDEX('GSP info'!E:E,_xlfn.XMATCH('MAIN DATA'!A79,'GSP info'!B:B))","v":"Canal Bank (Willesden 66kV)"},{"$f":"INDEX('GSP info'!D:D,_xlfn.XMATCH('MAIN DATA'!A79,'GSP info'!B:B))","v":"A7"},"A",56.784758421007886,-1.78303524384543,-2.5251887700431759,0,9.4600000000000009,0,0,5.9379999999999997,0,0]
["CEAN_P",{"$f":"INDEX('GSP info'!E:E,_xlfn.XMATCH('MAIN DATA'!A80,'GSP info'!B:B))","v":"Ceannacroc"},{"$f":"INDEX('GSP info'!D:D,_xlfn.XMATCH('MAIN DATA'!A80,'GSP info'!B:B))","v":"T1"},"T",5.1207092739382718,-8.3375008163622297E-2,-8.3375008163622297E-2,0,0,0,2.11,1.1659999999999999,0,0]
["CELL_1",{"$f":"INDEX('GSP info'!E:E,_xlfn.XMATCH('MAIN DATA'!A81,'GSP info'!B:B))","v":"Cellarhead"},{"$f":"INDEX('GSP info'!D:D,_xlfn.XMATCH('MAIN DATA'!A81,'GSP info'!B:B))","v":"L5"},"L",1003.5736462255043,2.2212509612075202,-59.484984271155881,222.76600000000002,440.06400000000002,7.41,2.1999999999999999E-2,345.41999999999996,0,0]
["CHAP",{"$f":"INDEX('GSP info'!E:E,_xlfn.XMATCH('MAIN DATA'!A82,'GSP info'!B:B))","v":"Chapelcross"},{"$f":"INDEX('GSP info'!D:D,_xlfn.XMATCH('MAIN DATA'!A82,'GSP info'!B:B))","v":"S6"},{"$f":"LEFT(C82,1)","v":"S"},{"$f":"SUMIFS(OFFSET(ActivePk,0,$D$5),ActiveLocation,A82,ActiveScenario,$D$4,ActiveYear,$D$6)","v":79.622453015314321},{"$f":"SUMIFS(OFFSET(QGrossPk,0,$D$5),QGrossLocation,A82,QGrossScenario,$D$4,QGrossYear,$D$6)","v":10.539196328903},{"$f":"F82-SUMIFS(OFFSET(LVGWintPk,0,$D$5),LVGLocation,A82,LVGScenario,$D$4,LVGYear,$D$6)","v":1.1526311061029997},{"$f":"SUMIFS(DGcapacity,DGlocation,A82,DGscenario,$D$4,DGyear,$D$6,DGtech,\"Storage\")+SUMIFS(micro_capacity,micro_location,A82,micro_scenario,$D$4,micro_year,$D$6,micro_tech,\"Battery\")","v":2.91},{"$f":"SUMIFS(DGcapacity,DGlocation,A82,DGscenario,$D$4,DGyear,$D$6,DGtech,\"Solar\")+SUMIFS(micro_capacity,micro_location,A82,micro_scenario,$D$4,micro_year,$D$6,micro_tech,\"Solar\")","v":46.47},{"$f":"SUMIFS(DGcapacity,DGlocation,A82,DGscenario,$D$4,DGyear,$D$6,DGtech,\"Wind\")+SUMIFS(micro_capacity,micro_location,A82,micro_scenario,$D$4,micro_year,$D$6,micro_tech,\"Wind\")","v":52.558},{"$f":"SUMIFS(DGcapacity,DGlocation,A82,DGscenario,$D$4,DGyear,$D$6,DGtech,\"Hydro\")+SUMIFS(micro_capacity,micro_location,A82,micro_scenario,$D$4,micro_year,$D$6,micro_tech,\"Hydro\")","v":0.628},{"$f":"SUMIFS(DGcapacity,DGlocation,A82,DGscenario,$D$4,DGyear,$D$6,DGtech,\"Other\")+SUMIFS(micro_capacity,micro_location,A82,micro_scenario,$D$4,micro_year,$D$6,micro_tech,\"Other\")","v":16.567},{"$f":"SUMIFS(OFFSET(DxStorWintpk,0,$G$5),DxStorLocation,A82,DxStorScenario,$D$4,DxStorYear,$D$6)*-1","v":0},{"$f":"SUMIFS(OFFSET(mbat_wintpk,0,$G$5),mbat_location,A82,mbat_scenario,$D$4,mbat_year,$D$6)*-1","v":0}]
["CHAR_P",{"$f":"INDEX('GSP info'!E:E,_xlfn.XMATCH('MAIN DATA'!A83,'GSP info'!B:B))","v":"Charleston"},{"$f":"INDEX('GSP info'!D:D,_xlfn.XMATCH('MAIN DATA'!A83,'GSP info'!B:B))","v":"T4"},"T",30.70152206840114,-1.3165258689916499,-1.7739861931716894,0,0,0.126,0,5.423,0,0]
["CHAS",{"$f":"INDEX('GSP info'!E:E,_xlfn.XMATCH('MAIN DATA'!A84,'GSP info'!B:B))","v":"Charlotte Street"},{"$f":"INDEX('GSP info'!D:D,_xlfn.XMATCH('MAIN DATA'!A84,'GSP info'!B:B))","v":"S6"},"S",81.489833202470123,5.0344866696551298,2.5239360248551299,0.63700000000000001,8.4239999999999995,0,0,8.5060000000000002,0,0]
["CHIC_1",{"$f":"INDEX('GSP info'!E:E,_xlfn.XMATCH('MAIN DATA'!A85,'GSP info'!B:B))","v":"Chickerell"},{"$f":"INDEX('GSP info'!D:D,_xlfn.XMATCH('MAIN DATA'!A85,'GSP info'!B:B))","v":"E1"},"E",132.35829716992913,12.8098953341285,4.4727771403164773,15.23,474.51899999999995,1.01,4.2000000000000003E-2,35.146999999999998,0,0]
["CHSI_1",{"$f":"INDEX('GSP info'!E:E,_xlfn.XMATCH('MAIN DATA'!A86,'GSP info'!B:B))","v":"Chessington"},{"$f":"INDEX('GSP info'!D:D,_xlfn.XMATCH('MAIN DATA'!A86,'GSP info'!B:B))","v":"A8"},"A",497.43104184816104,127.86494046397,24.484753711959414,6.5670000000000002,70.521000000000001,0,0,90.191999999999993,0,0]
["CHTE_1",{"$f":"INDEX('GSP info'!E:E,_xlfn.XMATCH('MAIN DATA'!A87,'GSP info'!B:B))","v":"Chesterfield"},{"$f":"INDEX('GSP info'!D:D,_xlfn.XMATCH('MAIN DATA'!A87,'GSP info'!B:B))","v":"P3"},"P",842.77990586895362,-12.5371483565674,-34.755854413236293,309.04300000000001,530.01900000000001,75,4.8559999999999999,314.96600000000001,0,0]
["CITR_1",{"$f":"INDEX('GSP info'!E:E,_xlfn.XMATCH('MAIN DATA'!A88,'GSP info'!B:B))","v":"City Road"},{"$f":"INDEX('GSP info'!D:D,_xlfn.XMATCH('MAIN DATA'!A88,'GSP info'!B:B))","v":"A7"},"A",960.01188671753084,78.496482795547294,-19.192971636463881,0.56200000000000006,13.563000000000001,0,0,33.643999999999998,0,0]
["CLAC_P",{"$f":"INDEX('GSP info'!E:E,_xlfn.XMATCH('MAIN DATA'!A89,'GSP info'!B:B))","v":"Clachan"},{"$f":"INDEX('GSP info'!D:D,_xlfn.XMATCH('MAIN DATA'!A89,'GSP info'!B:B))","v":"T3"},"T",5.2276574682423602,-1.0833393933049299E-2,-1.0833393933049299E-2,0.13500000000000001,20.463999999999999,0,4.1509999999999998,0.91,0,0]
["CLAY_P",{"$f":"INDEX('GSP info'!E:E,_xlfn.XMATCH('MAIN DATA'!A90,'GSP info'!B:B))","v":"Clayhills"},{"$f":"INDEX('GSP info'!D:D,_xlfn.XMATCH('MAIN DATA'!A90,'GSP info'!B:B))","v":"T2"},"T",39.406911159858545,0.95847655311577895,-0.78145566584803106,0.69799999999999995,6.9779999999999998,8.9999999999999993E-3,0,1.7569999999999999,0,0]
["CLT03",{"$f":"INDEX('GSP info'!E:E,_xlfn.XMATCH('MAIN DATA'!A91,'GSP info'!B:B))","v":"Clacton (Bramford)"},{"$f":"INDEX('GSP info'!D:D,_xlfn.XMATCH('MAIN DATA'!A91,'GSP info'!B:B))","v":"J5"},"J",0,0,0,0,92.84,0,0,162.857,0,0]
["CLYM",{"$f":"INDEX('GSP info'!E:E,_xlfn.XMATCH('MAIN DATA'!A92,'GSP info'!B:B))","v":"Clyde’s Mill"},{"$f":"INDEX('GSP info'!D:D,_xlfn.XMATCH('MAIN DATA'!A92,'GSP info'!B:B))","v":"S6"},"S",122.33161019497992,7.9855689649310699,0.34041427263106971,0,3.77,0,0,15.456,0,0]
["COAT",{"$f":"INDEX('GSP info'!E:E,_xlfn.XMATCH('MAIN DATA'!A93,'GSP info'!B:B))","v":"Coatbridge"},{"$f":"INDEX('GSP info'!D:D,_xlfn.XMATCH('MAIN DATA'!A93,'GSP info'!B:B))","v":"S6"},"S",103.15543892557739,5.340843901185,1.9798857985849998,12.467000000000001,21.785,3.8740000000000001,0,8.9939999999999998,0,0]
["COCK",{"$f":"INDEX('GSP info'!E:E,_xlfn.XMATCH('MAIN DATA'!A94,'GSP info'!B:B))","v":"Cockenzie"},{"$f":"INDEX('GSP info'!D:D,_xlfn.XMATCH('MAIN DATA'!A94,'GSP info'!B:B))","v":"S6"},"S",80.808896211136883,2.6919995087014601,-0.86690071319854001,17.95,21.542000000000002,1.1479999999999999,3.7999999999999999E-2,23.58,0,0]
["CONQA1",{"$f":"INDEX('GSP info'!E:E,_xlfn.XMATCH('MAIN DATA'!A95,'GSP info'!B:B))","v":"Connah's Quay"},{"$f":"INDEX('GSP info'!D:D,_xlfn.XMATCH('MAIN DATA'!A95,'GSP info'!B:B))","v":"M5"},"M",465.36310137531711,-10.2675497494977,-23.928410405500699,122.727,267.98500000000001,848.19,0.22900000000000001,63.713000000000001,0,0]
["COUA_P",{"$f":"INDEX('GSP info'!E:E,_xlfn.XMATCH('MAIN DATA'!A96,'GSP info'!B:B))","v":"Coupar Angus"},{"$f":"INDEX('GSP info'!D:D,_xlfn.XMATCH('MAIN DATA'!A96,'GSP info'!B:B))","v":"T4"},"T",46.07307842121196,-3.1614009007711701,-4.0045717038355821,2.7250000000000001,31.949000000000002,39.073999999999998,2.214,17.417999999999999,0,0]
["COVE_1",{"$f":"INDEX('GSP info'!E:E,_xlfn.XMATCH('MAIN DATA'!A97,'GSP info'!B:B))","v":"Coventry"},{"$f":"INDEX('GSP info'!D:D,_xlfn.XMATCH('MAIN DATA'!A97,'GSP info'!B:B))","v":"L3"},"L",767.50451086020644,34.398240075080302,-10.130214762107258,33.134999999999998,405.77599999999995,257.42700000000002,0,307.34199999999998,0,0]
["COWL_1",{"$f":"INDEX('GSP info'!E:E,_xlfn.XMATCH('MAIN DATA'!A98,'GSP info'!B:B))","v":"Cowley"},{"$f":"INDEX('GSP info'!D:D,_xlfn.XMATCH('MAIN DATA'!A98,'GSP info'!B:B))","v":"D6"},"D",861.70153588866833,62.827091006172601,-50.245437353630415,77.210000000000008,906.86300000000006,8.5000000000000006E-2,1.1240000000000001,126.239,0,0]
["COYL",{"$f":"INDEX('GSP info'!E:E,_xlfn.XMATCH('MAIN DATA'!A99,'GSP info'!B:B))","v":"Coylton"},{"$f":"INDEX('GSP info'!D:D,_xlfn.XMATCH('MAIN DATA'!A99,'GSP info'!B:B))","v":"S6"},"S",87.443954783731897,1.3137611777303699,-0.25408526696963007,32.417999999999999,86.933999999999997,152.77900000000002,2.2170000000000001,44.192999999999998,0,0]
["CRAI_P",{"$f":"INDEX('GSP info'!E:E,_xlfn.XMATCH('MAIN DATA'!A100,'GSP info'!B:B))","v":"Craigiebuckler"},{"$f":"INDEX('GSP info'!D:D,_xlfn.XMATCH('MAIN DATA'!A100,'GSP info'!B:B))","v":"T2"},"T",45.17286384394248,-2.1501722476537002,-2.275755889306736,0.182,1.3260000000000001,1.629,0,12.314,0,0]
["CREB_1",{"$f":"INDEX('GSP info'!E:E,_xlfn.XMATCH('MAIN DATA'!A101,'GSP info'!B:B))","v":"Creyke Beck"},{"$f":"INDEX('GSP info'!D:D,_xlfn.XMATCH('MAIN DATA'!A101,'GSP info'!B:B))","v":"P8"},"P",858.84315000969821,102.90198648591,20.604260336464066,134.68799999999999,417.15,444.30500000000001,0,293.04899999999998,0,0]
["CUMB",{"$f":"INDEX('GSP info'!E:E,_xlfn.XMATCH('MAIN DATA'!A102,'GSP info'!B:B))","v":"Cumbernauld"},{"$f":"INDEX('GSP info'!D:D,_xlfn.XMATCH('MAIN DATA'!A102,'GSP info'!B:B))","v":"S5"},"S",87.966752498779229,3.9118557304736798,-0.42596304312631972,1.83,45.742000000000004,42.294000000000004,0,42.855000000000004,0,0]
["CUPA",{"$f":"INDEX('GSP info'!E:E,_xlfn.XMATCH('MAIN DATA'!A103,'GSP info'!B:B))","v":"Cupar"},{"$f":"INDEX('GSP info'!D:D,_xlfn.XMATCH('MAIN DATA'!A103,'GSP info'!B:B))","v":"S5"},"S",108.91980072074884,4.4599138576523902,4.0303137572223902,17.216000000000001,71.920999999999992,8.7159999999999993,0,53.228999999999999,0,0]
["CURR",{"$f":"INDEX('GSP info'!E:E,_xlfn.XMATCH('MAIN DATA'!A104,'GSP info'!B:B))","v":"Currie"},{"$f":"INDEX('GSP info'!D:D,_xlfn.XMATCH('MAIN DATA'!A104,'GSP info'!B:B))","v":"S6"},"S",22.8695742472657,-0.29459992826655002,-0.29459992826655002,0.05,0.36499999999999999,0,0,9.6329999999999991,0,0]
["DALL_P",{"$f":"INDEX('GSP info'!E:E,_xlfn.XMATCH('MAIN DATA'!A105,'GSP info'!B:B))","v":"Dallas"},{"$f":"INDEX('GSP info'!D:D,_xlfn.XMATCH('MAIN DATA'!A105,'GSP info'!B:B))","v":"T1"},"T",0,0,0,0,0,0,0,5.577,0,0]
["DALM3",{"$f":"INDEX('GSP info'!E:E,_xlfn.XMATCH('MAIN DATA'!A106,'GSP info'!B:B))","v":"Dalmarnock"},{"$f":"INDEX('GSP info'!D:D,_xlfn.XMATCH('MAIN DATA'!A106,'GSP info'!B:B))","v":"S6"},"S",49.632234977570199,2.1698386053195802,-0.14008691818041985,7.3840000000000003,14.606999999999999,0,0,17.347999999999999,0,0]
["DEVM",{"$f":"INDEX('GSP info'!E:E,_xlfn.XMATCH('MAIN DATA'!A107,'GSP info'!B:B))","v":"Devol Moor"},{"$f":"INDEX('GSP info'!D:D,_xlfn.XMATCH('MAIN DATA'!A107,'GSP info'!B:B))","v":"S6"},"S",40.848339758555198,7.8086859066891998,6.5346220247891997,0.83299999999999996,9.8539999999999992,50.756999999999998,2.5999999999999999E-2,4.4210000000000003,0,0]
["DEVO",{"$f":"INDEX('GSP info'!E:E,_xlfn.XMATCH('MAIN DATA'!A108,'GSP info'!B:B))","v":"Devonside"},{"$f":"INDEX('GSP info'!D:D,_xlfn.XMATCH('MAIN DATA'!A108,'GSP info'!B:B))","v":"S5"},"S",86.691018264773504,4.73171079203129,-2.3931638761687104,10.386000000000001,60.432000000000002,165.095,1.095,19.03,0,0]
["DEWP",{"$f":"INDEX('GSP info'!E:E,_xlfn.XMATCH('MAIN DATA'!A109,'GSP info'!B:B))","v":"Dewar Place"},{"$f":"INDEX('GSP info'!D:D,_xlfn.XMATCH('MAIN DATA'!A109,'GSP info'!B:B))","v":"S6"},"S",123.36367638858351,-0.69378833150457297,-4.199204362504573,0.24399999999999999,1.7789999999999999,0,0,2.972,0,0]
["DOUN_P",{"$f":"INDEX('GSP info'!E:E,_xlfn.XMATCH('MAIN DATA'!A110,'GSP info'!B:B))","v":"Dounreay"},{"$f":"INDEX('GSP info'!D:D,_xlfn.XMATCH('MAIN DATA'!A110,'GSP info'!B:B))","v":"T5"},"T",21.599712986464102,0.234404560275352,-0.13688161798266824,0.82699999999999996,29.774999999999999,1.556,0,0.36699999999999999,0,0]
["DRAK_1",{"$f":"INDEX('GSP info'!E:E,_xlfn.XMATCH('MAIN DATA'!A111,'GSP info'!B:B))","v":"Drakelow"},{"$f":"INDEX('GSP info'!D:D,_xlfn.XMATCH('MAIN DATA'!A111,'GSP info'!B:B))","v":"L2"},"L",287.59704085445992,6.8491653422457297,1.3260845096848941,155.279,229.881,2.452,0.08,84.085999999999999,0,0]
["DRAX_1",{"$f":"INDEX('GSP info'!E:E,_xlfn.XMATCH('MAIN DATA'!A112,'GSP info'!B:B))","v":"Drax 132kV"},{"$f":"INDEX('GSP info'!D:D,_xlfn.XMATCH('MAIN DATA'!A112,'GSP info'!B:B))","v":"P4"},"P",189.22145970980688,11.5161879662156,2.0036937179134089,11.31,76.91,101.21300000000001,0.36,77.042999999999992,0,0]
["DRCR",{"$f":"INDEX('GSP info'!E:E,_xlfn.XMATCH('MAIN DATA'!A113,'GSP info'!B:B))","v":"Drumcross"},{"$f":"INDEX('GSP info'!D:D,_xlfn.XMATCH('MAIN DATA'!A113,'GSP info'!B:B))","v":"S5"},"S",22.380336381375734,3.3430611078996799,1.6250006361996798,59.8,32.380000000000003,56.63,0,1.724,0,0]
["DRUM",{"$f":"INDEX('GSP info'!E:E,_xlfn.XMATCH('MAIN DATA'!A114,'GSP info'!B:B))","v":"Drumchapel"},{"$f":"INDEX('GSP info'!D:D,_xlfn.XMATCH('MAIN DATA'!A114,'GSP info'!B:B))","v":"S5"},"S",109.88672294620054,10.581333656540901,-0.32358201245909868,0.90500000000000003,6.6070000000000002,0,0,16.073,0,0]
["DUBE_P",{"$f":"INDEX('GSP info'!E:E,_xlfn.XMATCH('MAIN DATA'!A115,'GSP info'!B:B))","v":"Dunbeath"},{"$f":"INDEX('GSP info'!D:D,_xlfn.XMATCH('MAIN DATA'!A115,'GSP info'!B:B))","v":"T5"},"T",0,0,0,0,0,0,0,1E-3,0,0]
["DUDH_P",{"$f":"INDEX('GSP info'!E:E,_xlfn.XMATCH('MAIN DATA'!A116,'GSP info'!B:B))","v":"Dudhope"},{"$f":"INDEX('GSP info'!D:D,_xlfn.XMATCH('MAIN DATA'!A116,'GSP info'!B:B))","v":"T4"},"T",0,0,-1.9556451800538415,1.889,19.439999999999998,0.251,0,3.1019999999999999,0,0]
["DUGR_P",{"$f":"INDEX('GSP info'!E:E,_xlfn.XMATCH('MAIN DATA'!A117,'GSP info'!B:B))","v":"Dunvegan"},{"$f":"INDEX('GSP info'!D:D,_xlfn.XMATCH('MAIN DATA'!A117,'GSP info'!B:B))","v":"T1"},"T",25.825490249329668,-0.168902240874063,-0.45578997176029135,1.125,5.7750000000000004,0.11799999999999999,0,3.6680000000000001,0,0]
["DUNF",{"$f":"INDEX('GSP info'!E:E,_xlfn.XMATCH('MAIN DATA'!A118,'GSP info'!B:B))","v":"Dunfermline"},{"$f":"INDEX('GSP info'!D:D,_xlfn.XMATCH('MAIN DATA'!A118,'GSP info'!B:B))","v":"S5"},"S",85.092145203988196,-0.34878680475109203,-1.614935721851092,1.244,41.466000000000001,1.5429999999999999,0,19.808,0,0]
["DUNO_P",{"$f":"INDEX('GSP info'!E:E,_xlfn.XMATCH('MAIN DATA'!A119,'GSP info'!B:B))","v":"Dunoon"},{"$f":"INDEX('GSP info'!D:D,_xlfn.XMATCH('MAIN DATA'!A119,'GSP info'!B:B))","v":"S5"},"S",31.544671490842259,-0.50620062371371699,-2.1233089884120515,4.5739999999999998,40.219000000000001,0.14699999999999999,1.605,3.6520000000000001,0,0]
["DYCE_P",{"$f":"INDEX('GSP info'!E:E,_xlfn.XMATCH('MAIN DATA'!A120,'GSP info'!B:B))","v":"Dyce"},{"$f":"INDEX('GSP info'!D:D,_xlfn.XMATCH('MAIN DATA'!A120,'GSP info'!B:B))","v":"T2"},"T",53.597056885668636,-2.39590777995913,-4.399005865456,2.9860000000000002,54.558999999999997,53.39,4.1000000000000002E-2,14.061999999999999,0,0]
["EALI_6",{"$f":"INDEX('GSP info'!E:E,_xlfn.XMATCH('MAIN DATA'!A121,'GSP info'!B:B))","v":"Ealing"},{"$f":"INDEX('GSP info'!D:D,_xlfn.XMATCH('MAIN DATA'!A121,'GSP info'!B:B))","v":"A7"},"A",325.36979204812599,-8.5704295944616593,-12.654945180731115,2.9670000000000001,31.122,0.16700000000000001,0,54.497,0,0]
["EASO_1",{"$f":"INDEX('GSP info'!E:E,_xlfn.XMATCH('MAIN DATA'!A122,'GSP info'!B:B))","v":"Eaton Socon"},{"$f":"INDEX('GSP info'!D:D,_xlfn.XMATCH('MAIN DATA'!A122,'GSP info'!B:B))","v":"J4"},"J",453.39843914780312,51.759752992050103,28.686003419441107,82.079000000000008,600.31200000000001,153.17500000000001,4.9000000000000002E-2,110.693,0,0]
["EAST",{"$f":"INDEX('GSP info'!E:E,_xlfn.XMATCH('MAIN DATA'!A123,'GSP info'!B:B))","v":"Earlstoun"},{"$f":"INDEX('GSP info'!D:D,_xlfn.XMATCH('MAIN DATA'!A123,'GSP info'!B:B))","v":"S6"},"S",0,0,0,0,3.77,0,16.010000000000002,1.8360000000000001,0,0]
["ECCL",{"$f":"INDEX('GSP info'!E:E,_xlfn.XMATCH('MAIN DATA'!A124,'GSP info'!B:B))","v":"Eccles"},{"$f":"INDEX('GSP info'!D:D,_xlfn.XMATCH('MAIN DATA'!A124,'GSP info'!B:B))","v":"S6"},"S",34.774369775414364,10.2289628300449,8.4353805281449006,4.79,38.74,58.69,0,13.335000000000001,0,0]
["ECLA_1",{"$f":"INDEX('GSP info'!E:E,_xlfn.XMATCH('MAIN DATA'!A125,'GSP info'!B:B))","v":"East Claydon"},{"$f":"INDEX('GSP info'!D:D,_xlfn.XMATCH('MAIN DATA'!A125,'GSP info'!B:B))","v":"D4"},"D",610.34294058305727,-38.873500447328702,-91.988275120103125,208.63,477.80599999999998,1.083,0,325.55500000000001,0,0]
["ECLA_H",{"$f":"INDEX('GSP info'!E:E,_xlfn.XMATCH('MAIN DATA'!A126,'GSP info'!B:B))","v":"East Claydon"},{"$f":"INDEX('GSP info'!D:D,_xlfn.XMATCH('MAIN DATA'!A126,'GSP info'!B:B))","v":"D4"},"D",21.168688036437057,-0.63389361943047695,-2.5922948246594744,0,0,0,0,99.466999999999999,0,0]
["EERH",{"$f":"INDEX('GSP info'!E:E,_xlfn.XMATCH('MAIN DATA'!A127,'GSP info'!B:B))","v":"Easterhouse"},{"$f":"INDEX('GSP info'!D:D,_xlfn.XMATCH('MAIN DATA'!A127,'GSP info'!B:B))","v":"S6"},"S",148.23092933288348,3.3113886187997901,-2.1907412047002097,2.6859999999999999,19.613,3.6999999999999998E-2,0,35.204999999999998,0,0]
["EKIL",{"$f":"INDEX('GSP info'!E:E,_xlfn.XMATCH('MAIN DATA'!A128,'GSP info'!B:B))","v":"East Kilbride"},{"$f":"INDEX('GSP info'!D:D,_xlfn.XMATCH('MAIN DATA'!A128,'GSP info'!B:B))","v":"S6"},"S",75.647172542772651,4.1702112024765299,-0.33036149912347046,23.268000000000001,27.629000000000001,0.38900000000000001,0.66200000000000003,4.6849999999999996,0,0]
["EKIS",{"$f":"INDEX('GSP info'!E:E,_xlfn.XMATCH('MAIN DATA'!A129,'GSP info'!B:B))","v":"East Kilbride South"},{"$f":"INDEX('GSP info'!D:D,_xlfn.XMATCH('MAIN DATA'!A129,'GSP info'!B:B))","v":"S6"},"S",32.844946670721725,4.6611032034091098,-3.5818953135908904,29.9,3.77,175.78,0,7.9750000000000005,0,0]
["ELDE",{"$f":"INDEX('GSP info'!E:E,_xlfn.XMATCH('MAIN DATA'!A130,'GSP info'!B:B))","v":"Elderslie"},{"$f":"INDEX('GSP info'!D:D,_xlfn.XMATCH('MAIN DATA'!A130,'GSP info'!B:B))","v":"S6"},"S",47.192608883222746,0.85406854099521801,-1.5169958947047821,1.516,11.066000000000001,0,0,5.9219999999999997,0,0]
["ELGI_P",{"$f":"INDEX('GSP info'!E:E,_xlfn.XMATCH('MAIN DATA'!A131,'GSP info'!B:B))","v":"Elgin"},{"$f":"INDEX('GSP info'!D:D,_xlfn.XMATCH('MAIN DATA'!A131,'GSP info'!B:B))","v":"T1"},"T",57.475797383845652,2.4299145715478798,-0.24166289840024424,4.0960000000000001,31.172000000000001,1.159,5.6000000000000001E-2,6.5359999999999996,0,0]
["ELLA_1",{"$f":"INDEX('GSP info'!E:E,_xlfn.XMATCH('MAIN DATA'!A132,'GSP info'!B:B))","v":"Elland"},{"$f":"INDEX('GSP info'!D:D,_xlfn.XMATCH('MAIN DATA'!A132,'GSP info'!B:B))","v":"P1"},"P",563.42729736191086,55.643219863016803,6.9600345821268164,117.53,140.99099999999999,113.02500000000001,9.9000000000000005E-2,189.37700000000001,0,0]
["ELST_1",{"$f":"INDEX('GSP info'!E:E,_xlfn.XMATCH('MAIN DATA'!A133,'GSP info'!B:B))","v":"Elstree"},{"$f":"INDEX('GSP info'!D:D,_xlfn.XMATCH('MAIN DATA'!A133,'GSP info'!B:B))","v":"A6"},"A",534.90418751648258,73.7090243626145,13.355426846394316,14.413,84.850000000000009,7.3999999999999996E-2,0.27900000000000003,127.78400000000001,0,0]
["ENDE_1",{"$f":"INDEX('GSP info'!E:E,_xlfn.XMATCH('MAIN DATA'!A134,'GSP info'!B:B))","v":"Enderby"},{"$f":"INDEX('GSP info'!D:D,_xlfn.XMATCH('MAIN DATA'!A134,'GSP info'!B:B))","v":"L8"},"L",729.0623810507883,53.929545805777799,8.8874064713818015,105.36600000000001,477.87,4.3090000000000002,0,153.15900000000002,0,0]
["ERSK",{"$f":"INDEX('GSP info'!E:E,_xlfn.XMATCH('MAIN DATA'!A135,'GSP info'!B:B))","v":"Erskine"},{"$f":"INDEX('GSP info'!D:D,_xlfn.XMATCH('MAIN DATA'!A135,'GSP info'!B:B))","v":"S6"},"S",31.44984647649661,5.5112458048113799,4.7602391557313801,30.476999999999997,4.2089999999999996,0,0,10.992000000000001,0,0]
["EXET1",{"$f":"INDEX('GSP info'!E:E,_xlfn.XMATCH('MAIN DATA'!A136,'GSP info'!B:B))","v":"Exeter"},{"$f":"INDEX('GSP info'!D:D,_xlfn.XMATCH('MAIN DATA'!A136,'GSP info'!B:B))","v":"F6"},"F",419.07918074408349,10.5071208998129,-13.881101168552913,44.74,682.11300000000006,1.9910000000000001,0.38,111.02500000000001,0,0]
["FASN_P",{"$f":"INDEX('GSP info'!E:E,_xlfn.XMATCH('MAIN DATA'!A137,'GSP info'!B:B))","v":"Fasnakyle"},{"$f":"INDEX('GSP info'!D:D,_xlfn.XMATCH('MAIN DATA'!A137,'GSP info'!B:B))","v":"T1"},"T",27.358153903100234,-0.32229588536822801,-0.32229588536822801,0,4.71,0,0,1.4470000000000001,0,0]
["FAUG_P",{"$f":"INDEX('GSP info'!E:E,_xlfn.XMATCH('MAIN DATA'!A138,'GSP info'!B:B))","v":"Fort Augustus"},{"$f":"INDEX('GSP info'!D:D,_xlfn.XMATCH('MAIN DATA'!A138,'GSP info'!B:B))","v":"T1"},"T",6.3596739995393836,0.45762878810672702,-6.4986366598453471E-2,0.26900000000000002,15.227,2.4E-2,10.422000000000001,2.8050000000000002,0,0]
["FAWL_1",{"$f":"INDEX('GSP info'!E:E,_xlfn.XMATCH('MAIN DATA'!A139,'GSP info'!B:B))","v":"Fawley"},{"$f":"INDEX('GSP info'!D:D,_xlfn.XMATCH('MAIN DATA'!A139,'GSP info'!B:B))","v":"B2"},"B",226.31856064352056,38.774654635454297,-11.169522938387694,13.599,414.46699999999998,1.2E-2,0,68.757000000000005,0,0]
["FECK_6",{"$f":"INDEX('GSP info'!E:E,_xlfn.XMATCH('MAIN DATA'!A140,'GSP info'!B:B))","v":"Feckenham"},{"$f":"INDEX('GSP info'!D:D,_xlfn.XMATCH('MAIN DATA'!A140,'GSP info'!B:B))","v":"L3"},"L",583.95765544265805,90.952071023257503,41.539580799289027,35.276000000000003,646.86400000000003,1.1020000000000001,0.42499999999999999,292.69,0,0]
["FERRA2",{"$f":"INDEX('GSP info'!E:E,_xlfn.XMATCH('MAIN DATA'!A141,'GSP info'!B:B))","v":"Ferrybridge A"},{"$f":"INDEX('GSP info'!D:D,_xlfn.XMATCH('MAIN DATA'!A141,'GSP info'!B:B))","v":"P5"},"P",272.95804162087319,20.955698613205399,9.4610181144445402,4.8869999999999996,137.02000000000001,1.4970000000000001,0,71.537000000000006,0,0]
["FERRB_M",{"$f":"INDEX('GSP info'!E:E,_xlfn.XMATCH('MAIN DATA'!A142,'GSP info'!B:B))","v":"Ferrybridge B"},{"$f":"INDEX('GSP info'!D:D,_xlfn.XMATCH('MAIN DATA'!A142,'GSP info'!B:B))","v":"P6"},"P",395.26264350626974,-1.5557709751214699,-9.6313826570856111,26.129000000000001,190.77199999999999,38.462000000000003,0.83099999999999996,262.08999999999997,0,0]
["FETT_P",{"$f":"INDEX('GSP info'!E:E,_xlfn.XMATCH('MAIN DATA'!A143,'GSP info'!B:B))","v":"Fetteresso"},{"$f":"INDEX('GSP info'!D:D,_xlfn.XMATCH('MAIN DATA'!A143,'GSP info'!B:B))","v":"T2"},"T",0,0,0,0,0,0,0,11.445,0,0]
["FIDD_P",{"$f":"INDEX('GSP info'!E:E,_xlfn.XMATCH('MAIN DATA'!A144,'GSP info'!B:B))","v":"Fiddes"},{"$f":"INDEX('GSP info'!D:D,_xlfn.XMATCH('MAIN DATA'!A144,'GSP info'!B:B))","v":"T2"},"T",27.293803427388877,-5.5833184469634402E-2,-9.2967614228675749E-2,5.4279999999999999,79.67,94.445999999999998,1.2999999999999999E-2,8.2420000000000009,0,0]
["FIDF_1",{"$f":"INDEX('GSP info'!E:E,_xlfn.XMATCH('MAIN DATA'!A145,'GSP info'!B:B))","v":"Fiddlers Ferry (Cuerdley 132kV)"},{"$f":"INDEX('GSP info'!D:D,_xlfn.XMATCH('MAIN DATA'!A145,'GSP info'!B:B))","v":"N1"},"N",531.67605039897853,-3.7719777367382998,-24.097009477041972,16.658000000000001,129.18099999999998,0.84,9.5000000000000001E-2,170.26300000000001,0,0]
["FINN",{"$f":"INDEX('GSP info'!E:E,_xlfn.XMATCH('MAIN DATA'!A146,'GSP info'!B:B))","v":"Finnieston"},{"$f":"INDEX('GSP info'!D:D,_xlfn.XMATCH('MAIN DATA'!A146,'GSP info'!B:B))","v":"S5"},{"$f":"LEFT(C146,1)","v":"S"},{"$f":"SUMIFS(OFFSET(ActivePk,0,$D$5),ActiveLocation,A146,ActiveScenario,$D$4,ActiveYear,$D$6)","v":54.519726654985845},{"$f":"SUMIFS(OFFSET(QGrossPk,0,$D$5),QGrossLocation,A146,QGrossScenario,$D$4,QGrossYear,$D$6)","v":4.1524599144236998},{"$f":"F146-SUMIFS(OFFSET(LVGWintPk,0,$D$5),LVGLocation,A146,LVGScenario,$D$4,LVGYear,$D$6)","v":1.4391735925236997},{"$f":"SUMIFS(DGcapacity,DGlocation,A146,DGscenario,$D$4,DGyear,$D$6,DGtech,\"Storage\")+SUMIFS(micro_capacity,micro_location,A146,micro_scenario,$D$4,micro_year,$D$6,micro_tech,\"Battery\")","v":0},{"$f":"SUMIFS(DGcapacity,DGlocation,A146,DGscenario,$D$4,DGyear,$D$6,DGtech,\"Solar\")+SUMIFS(micro_capacity,micro_location,A146,micro_scenario,$D$4,micro_year,$D$6,micro_tech,\"Solar\")","v":0},{"$f":"SUMIFS(DGcapacity,DGlocation,A146,DGscenario,$D$4,DGyear,$D$6,DGtech,\"Wind\")+SUMIFS(micro_capacity,micro_location,A146,micro_scenario,$D$4,micro_year,$D$6,micro_tech,\"Wind\")","v":0},{"$f":"SUMIFS(DGcapacity,DGlocation,A146,DGscenario,$D$4,DGyear,$D$6,DGtech,\"Hydro\")+SUMIFS(micro_capacity,micro_location,A146,micro_scenario,$D$4,micro_year,$D$6,micro_tech,\"Hydro\")","v":0},{"$f":"SUMIFS(DGcapacity,DGlocation,A146,DGscenario,$D$4,DGyear,$D$6,DGtech,\"Other\")+SUMIFS(micro_capacity,micro_location,A146,micro_scenario,$D$4,micro_year,$D$6,micro_tech,\"Other\")","v":1.5449999999999999},{"$f":"SUMIFS(OFFSET(DxStorWintpk,0,$G$5),DxStorLocation,A146,DxStorScenario,$D$4,DxStorYear,$D$6)*-1","v":0},{"$f":"SUMIFS(OFFSET(mbat_wintpk,0,$G$5),mbat_location,A146,mbat_scenario,$D$4,mbat_year,$D$6)*-1","v":0}]
["FLEE_1",{"$f":"INDEX('GSP info'!E:E,_xlfn.XMATCH('MAIN DATA'!A147,'GSP info'!B:B))","v":"Fleet"},{"$f":"INDEX('GSP info'!D:D,_xlfn.XMATCH('MAIN DATA'!A147,'GSP info'!B:B))","v":"B3"},"B",1206.941039664249,86.345309142508896,-117.83904933876205,40.421999999999997,463.53099999999995,4.3999999999999997E-2,0.29799999999999999,346.02800000000002,0,0]
["FOUR_1",{"$f":"INDEX('GSP info'!E:E,_xlfn.XMATCH('MAIN DATA'!A148,'GSP info'!B:B))","v":"Fourstones"},{"$f":"INDEX('GSP info'!D:D,_xlfn.XMATCH('MAIN DATA'!A148,'GSP info'!B:B))","v":"Q8"},"Q",15.931274462471142,-9.1722549395995596,-11.074754346483015,20.257999999999999,79.897000000000006,257.7,0,12.94,0,0]
["FRAS_P",{"$f":"INDEX('GSP info'!E:E,_xlfn.XMATCH('MAIN DATA'!A149,'GSP info'!B:B))","v":"Fraserburgh"},{"$f":"INDEX('GSP info'!D:D,_xlfn.XMATCH('MAIN DATA'!A149,'GSP info'!B:B))","v":"T2"},"T",25.815321220871155,-0.54007674750040902,-2.2817831355583307,1,4.0599999999999996,3.07,0,1.673,0,0]
["FROD_1",{"$f":"INDEX('GSP info'!E:E,_xlfn.XMATCH('MAIN DATA'!A150,'GSP info'!B:B))","v":"Frodsham"},{"$f":"INDEX('GSP info'!D:D,_xlfn.XMATCH('MAIN DATA'!A150,'GSP info'!B:B))","v":"N3"},"N",562.83771903529862,13.723418991545,0.81578941575389408,548.68499999999995,255.35500000000002,163.458,0,291.14700000000005,0,0]
["FWIL_P",{"$f":"INDEX('GSP info'!E:E,_xlfn.XMATCH('MAIN DATA'!A151,'GSP info'!B:B))","v":"Fort William"},{"$f":"INDEX('GSP info'!D:D,_xlfn.XMATCH('MAIN DATA'!A151,'GSP info'!B:B))","v":"T1"},"T",45.317687454931963,0.76313357460295295,-0.58544753132210159,2.2160000000000002,59.027999999999999,0.60499999999999998,36.363,9.6159999999999997,0,0]
["GALA",{"$f":"INDEX('GSP info'!E:E,_xlfn.XMATCH('MAIN DATA'!A152,'GSP info'!B:B))","v":"Galashiels"},{"$f":"INDEX('GSP info'!D:D,_xlfn.XMATCH('MAIN DATA'!A152,'GSP info'!B:B))","v":"S6"},"S",65.698774474667786,11.011803376682099,7.1485937928820995,3.3370000000000002,28.135999999999999,35.151000000000003,0.49199999999999999,15.548999999999999,0,0]
["GIFF",{"$f":"INDEX('GSP info'!E:E,_xlfn.XMATCH('MAIN DATA'!A153,'GSP info'!B:B))","v":"Giffnock"},{"$f":"INDEX('GSP info'!D:D,_xlfn.XMATCH('MAIN DATA'!A153,'GSP info'!B:B))","v":"S6"},"S",132.96602422139415,3.3053450339391501,-2.5191860629608502,0.875,10.161,8.822000000000001,0,21.28,0,0]
["GLEF_P",{"$f":"INDEX('GSP info'!E:E,_xlfn.XMATCH('MAIN DATA'!A154,'GSP info'!B:B))","v":"Glenfarclas"},{"$f":"INDEX('GSP info'!D:D,_xlfn.XMATCH('MAIN DATA'!A154,'GSP info'!B:B))","v":"T1"},"T",0,0,0,0,0,0,0,5.577,0,0]
["GLLE",{"$f":"INDEX('GSP info'!E:E,_xlfn.XMATCH('MAIN DATA'!A155,'GSP info'!B:B))","v":"Glenlee"},{"$f":"INDEX('GSP info'!D:D,_xlfn.XMATCH('MAIN DATA'!A155,'GSP info'!B:B))","v":"S6"},"S",0,0,-2.1064309589999999E-3,0,3.77,0,25.28,1.8360000000000001,0,0]
["GLLU",{"$f":"INDEX('GSP info'!E:E,_xlfn.XMATCH('MAIN DATA'!A156,'GSP info'!B:B))","v":"Glenluce"},{"$f":"INDEX('GSP info'!D:D,_xlfn.XMATCH('MAIN DATA'!A156,'GSP info'!B:B))","v":"S6"},"S",32.524281467074282,5.5867703269879403,2.3359466755879401,1.9339999999999999,17.891999999999999,230.11499999999998,0.27,9.4710000000000001,0,0]
["GLNI",{"$f":"INDEX('GSP info'!E:E,_xlfn.XMATCH('MAIN DATA'!A157,'GSP info'!B:B))","v":"Glenniston"},{"$f":"INDEX('GSP info'!D:D,_xlfn.XMATCH('MAIN DATA'!A157,'GSP info'!B:B))","v":"S5"},"S",32.431938060375501,1.8400537010120499,0.66683166141204997,11.065,40.154000000000003,68.00200000000001,0,5.1580000000000004,0,0]
["GLRO",{"$f":"INDEX('GSP info'!E:E,_xlfn.XMATCH('MAIN DATA'!A158,'GSP info'!B:B))","v":"Glenrothes"},{"$f":"INDEX('GSP info'!D:D,_xlfn.XMATCH('MAIN DATA'!A158,'GSP info'!B:B))","v":"S5"},"S",46.142352811574241,8.1985048850319604,4.0566612448319601,1.43,42.82,0.57999999999999996,0.94399999999999995,7.6529999999999996,0,0]
["GORG",{"$f":"INDEX('GSP info'!E:E,_xlfn.XMATCH('MAIN DATA'!A159,'GSP info'!B:B))","v":"Gorgie"},{"$f":"INDEX('GSP info'!D:D,_xlfn.XMATCH('MAIN DATA'!A159,'GSP info'!B:B))","v":"S6"},"S",47.456311712543865,5.5310615702395296,4.7685433415595293,0.28100000000000003,2.0499999999999998,0,0,2.137,0,0]
["GOVA",{"$f":"INDEX('GSP info'!E:E,_xlfn.XMATCH('MAIN DATA'!A160,'GSP info'!B:B))","v":"Govan"},{"$f":"INDEX('GSP info'!D:D,_xlfn.XMATCH('MAIN DATA'!A160,'GSP info'!B:B))","v":"S6"},"S",67.729144066192646,2.46892142127404,0.73481398847404011,1.089,14.132,4.7E-2,0,6.6719999999999997,0,0]
["GREE_H",{"$f":"INDEX('GSP info'!E:E,_xlfn.XMATCH('MAIN DATA'!A161,'GSP info'!B:B))","v":"Greenford (Willesden 66kV)"},{"$f":"INDEX('GSP info'!D:D,_xlfn.XMATCH('MAIN DATA'!A161,'GSP info'!B:B))","v":"A7"},"A",53.648903808882693,-1.6824451103611,-2.3826040360472742,0,9.4600000000000009,0,0,5.9379999999999997,0,0]
["GREN_1",{"$f":"INDEX('GSP info'!E:E,_xlfn.XMATCH('MAIN DATA'!A162,'GSP info'!B:B))","v":"Grendon"},{"$f":"INDEX('GSP info'!D:D,_xlfn.XMATCH('MAIN DATA'!A162,'GSP info'!B:B))","v":"J6"},"J",1012.9048401272457,28.6105250482927,-12.386827588915295,174.256,1263.3779999999999,298.25799999999998,6.4000000000000001E-2,447.01400000000001,0,0]
["GRIW_1",{"$f":"INDEX('GSP info'!E:E,_xlfn.XMATCH('MAIN DATA'!A163,'GSP info'!B:B))","v":"Grimsby West"},{"$f":"INDEX('GSP info'!D:D,_xlfn.XMATCH('MAIN DATA'!A163,'GSP info'!B:B))","v":"P7"},"P",403.00298382085629,1.39528151591178,-15.229219046718217,158.22999999999999,323.84699999999998,76.281000000000006,0,195.10599999999999,0,0]
["GRUB_P",{"$f":"INDEX('GSP info'!E:E,_xlfn.XMATCH('MAIN DATA'!A164,'GSP info'!B:B))","v":"Grudie Bridge"},{"$f":"INDEX('GSP info'!D:D,_xlfn.XMATCH('MAIN DATA'!A164,'GSP info'!B:B))","v":"T1"},"T",16.145578722910834,1.484829848011,1.484829848011,0.49099999999999999,40.952999999999996,16.681000000000001,70.765999999999991,12.788,0,0]
["HACK_1",{"$f":"INDEX('GSP info'!E:E,_xlfn.XMATCH('MAIN DATA'!A165,'GSP info'!B:B))","v":"Hackney 132kV"},{"$f":"INDEX('GSP info'!D:D,_xlfn.XMATCH('MAIN DATA'!A165,'GSP info'!B:B))","v":"A1"},"A",248.60984300737147,6.5011617776449997,-0.45447846825174576,4.5919999999999996,46.529000000000003,0,0,32.64,0,0]
["HACK_6",{"$f":"INDEX('GSP info'!E:E,_xlfn.XMATCH('MAIN DATA'!A166,'GSP info'!B:B))","v":"Hackney 66kV"},{"$f":"INDEX('GSP info'!D:D,_xlfn.XMATCH('MAIN DATA'!A166,'GSP info'!B:B))","v":"A1"},"A",250.17188631123653,10.734359417763701,0.90598698263904787,0,13,0,0,32.621000000000002,0,0]
["HAGR",{"$f":"INDEX('GSP info'!E:E,_xlfn.XMATCH('MAIN DATA'!A167,'GSP info'!B:B))","v":"Haggs Road"},{"$f":"INDEX('GSP info'!D:D,_xlfn.XMATCH('MAIN DATA'!A167,'GSP info'!B:B))","v":"S6"},"S",33.620885721759301,2.5699976263984801,0.39784562169848003,0.59699999999999998,4.3570000000000002,0,0,8.7509999999999994,0,0]
["HAMHC1",{"$f":"INDEX('GSP info'!E:E,_xlfn.XMATCH('MAIN DATA'!A168,'GSP info'!B:B))","v":"Hams Hall (Lea Marston 132kV)"},{"$f":"INDEX('GSP info'!D:D,_xlfn.XMATCH('MAIN DATA'!A168,'GSP info'!B:B))","v":"L3"},"L",560.7578823372138,143.87409612933399,104.67589180988486,24.030999999999999,192.274,0.26200000000000001,0,135.47,0,0]
["HARG_P",{"$f":"INDEX('GSP info'!E:E,_xlfn.XMATCH('MAIN DATA'!A169,'GSP info'!B:B))","v":"Harris"},{"$f":"INDEX('GSP info'!D:D,_xlfn.XMATCH('MAIN DATA'!A169,'GSP info'!B:B))","v":"T1"},"T",2.1853116472293781,-0.19568014270997899,-0.19568014270997899,0,0,12.76,0,0,0,0]
["HARK_1",{"$f":"INDEX('GSP info'!E:E,_xlfn.XMATCH('MAIN DATA'!A170,'GSP info'!B:B))","v":"Harker"},{"$f":"INDEX('GSP info'!D:D,_xlfn.XMATCH('MAIN DATA'!A170,'GSP info'!B:B))","v":"Q8"},"Q",578.29644421785417,24.127927151011001,2.8926896803174529,128.54300000000001,296.42099999999999,582.68600000000004,13.718999999999999,145.47699999999998,0,0]
["HARM_6",{"$f":"INDEX('GSP info'!E:E,_xlfn.XMATCH('MAIN DATA'!A171,'GSP info'!B:B))","v":"HartMoor"},{"$f":"INDEX('GSP info'!D:D,_xlfn.XMATCH('MAIN DATA'!A171,'GSP info'!B:B))","v":"Q4"},"Q",225.83964671450209,-4.7581413842403402,-10.376141384240341,12.256,66,128.10300000000001,0,113.151,0,0]
["HAWI",{"$f":"INDEX('GSP info'!E:E,_xlfn.XMATCH('MAIN DATA'!A172,'GSP info'!B:B))","v":"Hawick"},{"$f":"INDEX('GSP info'!D:D,_xlfn.XMATCH('MAIN DATA'!A172,'GSP info'!B:B))","v":"S6"},"S",35.782391388572094,6.4001612278315898,3.4024748971315897,1.4570000000000001,14.405999999999999,31.916,1.7000000000000001E-2,8.8170000000000002,0,0]
["HAWP_6",{"$f":"INDEX('GSP info'!E:E,_xlfn.XMATCH('MAIN DATA'!A173,'GSP info'!B:B))","v":"Hawthorn Pit"},{"$f":"INDEX('GSP info'!D:D,_xlfn.XMATCH('MAIN DATA'!A173,'GSP info'!B:B))","v":"Q4"},"Q",204.97857106973319,-3.08277162192929,-5.0827716219292896,11.782999999999999,113.54100000000001,57.896999999999998,0,84.378,0,0]
["HELE",{"$f":"INDEX('GSP info'!E:E,_xlfn.XMATCH('MAIN DATA'!A174,'GSP info'!B:B))","v":"Helensburgh"},{"$f":"INDEX('GSP info'!D:D,_xlfn.XMATCH('MAIN DATA'!A174,'GSP info'!B:B))","v":"S5"},"S",31.49041164440882,-3.8888196227657601E-2,-0.94798978625765762,0.81899999999999995,5.9829999999999997,0,0,1.6040000000000001,0,0]
["HEYS_1",{"$f":"INDEX('GSP info'!E:E,_xlfn.XMATCH('MAIN DATA'!A175,'GSP info'!B:B))","v":"Heysham (NGET)"},{"$f":"INDEX('GSP info'!D:D,_xlfn.XMATCH('MAIN DATA'!A175,'GSP info'!B:B))","v":"R5"},"R",188.19006637708887,-3.8457086474489399,-9.4670756542469405,81.921999999999997,144.125,74.233000000000004,0.39500000000000002,23.802,0,0]
["HEYS1",{"$f":"INDEX('GSP info'!E:E,_xlfn.XMATCH('MAIN DATA'!A176,'GSP info'!B:B))","v":"Heysham (Barrow)"},{"$f":"INDEX('GSP info'!D:D,_xlfn.XMATCH('MAIN DATA'!A176,'GSP info'!B:B))","v":"R5"},"R",0,0,0,0,78.010000000000005,0,0,16.681999999999999,0,0]
["HUER",{"$f":"INDEX('GSP info'!E:E,_xlfn.XMATCH('MAIN DATA'!A177,'GSP info'!B:B))","v":"Hunterston Farm"},{"$f":"INDEX('GSP info'!D:D,_xlfn.XMATCH('MAIN DATA'!A177,'GSP info'!B:B))","v":"S6"},"S",6.9812032185248754,2.1234582490790102,0.60575041867901014,0,3.77,0,0,8.8999999999999996E-2,0,0]
["HURS_1",{"$f":"INDEX('GSP info'!E:E,_xlfn.XMATCH('MAIN DATA'!A178,'GSP info'!B:B))","v":"Hurst"},{"$f":"INDEX('GSP info'!D:D,_xlfn.XMATCH('MAIN DATA'!A178,'GSP info'!B:B))","v":"A8"},"A",327.03434278042721,-44.290872878024203,-120.49907091695462,5.42,54.433,0,0.105,67.816000000000003,0,0]
["HUTT_1",{"$f":"INDEX('GSP info'!E:E,_xlfn.XMATCH('MAIN DATA'!A179,'GSP info'!B:B))","v":"Hutton"},{"$f":"INDEX('GSP info'!D:D,_xlfn.XMATCH('MAIN DATA'!A179,'GSP info'!B:B))","v":"R6"},"R",249.70080633703742,62.830889041995398,48.665252433207399,11.513,299.66300000000001,5.6180000000000003,5.6120000000000001,70.533000000000001,0,0]
["IMPK_1",{"$f":"INDEX('GSP info'!E:E,_xlfn.XMATCH('MAIN DATA'!A180,'GSP info'!B:B))","v":"Imperial Park"},{"$f":"INDEX('GSP info'!D:D,_xlfn.XMATCH('MAIN DATA'!A180,'GSP info'!B:B))","v":"H6"},"H",55.991901776792659,7.8147213560383797,3.5485758542665611,0,312.04000000000002,0,0,1.512,0,0]
["INDQ1",{"$f":"INDEX('GSP info'!E:E,_xlfn.XMATCH('MAIN DATA'!A181,'GSP info'!B:B))","v":"Indian Queens"},{"$f":"INDEX('GSP info'!D:D,_xlfn.XMATCH('MAIN DATA'!A181,'GSP info'!B:B))","v":"F6"},"F",651.51361084998837,49.441029461407403,15.910161366749257,282.06099999999998,1029.287,325.99399999999997,0.70799999999999996,252.73499999999999,0,0]
["INKE",{"$f":"INDEX('GSP info'!E:E,_xlfn.XMATCH('MAIN DATA'!A182,'GSP info'!B:B))","v":"Inverkeithing"},{"$f":"INDEX('GSP info'!D:D,_xlfn.XMATCH('MAIN DATA'!A182,'GSP info'!B:B))","v":"S5"},"S",62.399495184541401,0.124565418313984,-1.672225553686016,1.919,46.393000000000001,3.19,0,3.8029999999999999,0,0]
["INNE_P",{"$f":"INDEX('GSP info'!E:E,_xlfn.XMATCH('MAIN DATA'!A183,'GSP info'!B:B))","v":"Inverness"},{"$f":"INDEX('GSP info'!D:D,_xlfn.XMATCH('MAIN DATA'!A183,'GSP info'!B:B))","v":"T1"},"T",98.402754065673719,-4.9137385287693602,-8.0673699772365914,2.657,28.808,8.9589999999999996,2.302,3.153,0,0]
["IROA1",{"$f":"INDEX('GSP info'!E:E,_xlfn.XMATCH('MAIN DATA'!A184,'GSP info'!B:B))","v":"Iron Acton"},{"$f":"INDEX('GSP info'!D:D,_xlfn.XMATCH('MAIN DATA'!A184,'GSP info'!B:B))","v":"G5"},"G",965.57509864956683,24.889646226164601,-51.856788684772383,591.23800000000006,807.28500000000008,39.945999999999998,9.7000000000000003E-2,360.69,0,0]
["IRONB1",{"$f":"INDEX('GSP info'!E:E,_xlfn.XMATCH('MAIN DATA'!A185,'GSP info'!B:B))","v":"Ironbridge"},{"$f":"INDEX('GSP info'!D:D,_xlfn.XMATCH('MAIN DATA'!A185,'GSP info'!B:B))","v":"L5"},"L",302.6947937041021,14.461769112028801,-5.0219088913697441,65.034999999999997,275.71699999999998,0.871,0,126.12100000000001,0,0]
["ISLI_1",{"$f":"INDEX('GSP info'!E:E,_xlfn.XMATCH('MAIN DATA'!A186,'GSP info'!B:B))","v":"Islington"},{"$f":"INDEX('GSP info'!D:D,_xlfn.XMATCH('MAIN DATA'!A186,'GSP info'!B:B))","v":"A7"},"A",239.1001323230405,105.48629998768899,45.354414856078826,2.85,0,0,0,30.843,0,0]
["IVER_1",{"$f":"INDEX('GSP info'!E:E,_xlfn.XMATCH('MAIN DATA'!A187,'GSP info'!B:B))","v":"Iver 132kV"},{"$f":"INDEX('GSP info'!D:D,_xlfn.XMATCH('MAIN DATA'!A187,'GSP info'!B:B))","v":"A6"},"A",542.29607306672006,61.3566443965275,-10.77144966559095,35.676000000000002,79.873000000000005,8.0000000000000002E-3,0.36,114.01600000000001,0,0]
["IVER_6",{"$f":"INDEX('GSP info'!E:E,_xlfn.XMATCH('MAIN DATA'!A188,'GSP info'!B:B))","v":"Iver 66kV"},{"$f":"INDEX('GSP info'!D:D,_xlfn.XMATCH('MAIN DATA'!A188,'GSP info'!B:B))","v":"A6"},"A",245.97370391803113,29.275593051721799,-3.876652256937966,2.4750000000000001,29.627000000000002,8.0000000000000002E-3,0,113.812,0,0]
["JOHN",{"$f":"INDEX('GSP info'!E:E,_xlfn.XMATCH('MAIN DATA'!A189,'GSP info'!B:B))","v":"Johnstone"},{"$f":"INDEX('GSP info'!D:D,_xlfn.XMATCH('MAIN DATA'!A189,'GSP info'!B:B))","v":"S6"},"S",86.326162804699166,-0.785698348028675,-1.729514804418675,1.347,13.602,2.5379999999999998,0,52.899000000000001,0,0]
["JORD_3",{"$f":"INDEX('GSP info'!E:E,_xlfn.XMATCH('MAIN DATA'!A190,'GSP info'!B:B))","v":"Jordanthorpe"},{"$f":"INDEX('GSP info'!D:D,_xlfn.XMATCH('MAIN DATA'!A190,'GSP info'!B:B))","v":"P3"},"P",75.796558778943222,-0.95889342368228703,-3.579329053545683,46.771000000000001,33.731000000000002,0.03,0,17.765999999999998,0,0]
["KAIM",{"$f":"INDEX('GSP info'!E:E,_xlfn.XMATCH('MAIN DATA'!A191,'GSP info'!B:B))","v":"Kaimes"},{"$f":"INDEX('GSP info'!D:D,_xlfn.XMATCH('MAIN DATA'!A191,'GSP info'!B:B))","v":"S6"},"S",172.88452553866011,5.4098843770683898,-1.2395247935316105,5.6580000000000004,48.167000000000002,60.548999999999999,0.47499999999999998,30.084,0,0]
["KEAD_1",{"$f":"INDEX('GSP info'!E:E,_xlfn.XMATCH('MAIN DATA'!A192,'GSP info'!B:B))","v":"Keadby"},{"$f":"INDEX('GSP info'!D:D,_xlfn.XMATCH('MAIN DATA'!A192,'GSP info'!B:B))","v":"P8"},"P",630.14933441304072,54.258339437685997,6.959489233070947,279.51800000000003,393.01800000000003,376.02499999999998,0,323.95699999999999,0,0]
["KEAR_1",{"$f":"INDEX('GSP info'!E:E,_xlfn.XMATCH('MAIN DATA'!A193,'GSP info'!B:B))","v":"Kearsley 132kV"},{"$f":"INDEX('GSP info'!D:D,_xlfn.XMATCH('MAIN DATA'!A193,'GSP info'!B:B))","v":"N4"},"N",782.10653761314416,109.667436023596,33.563585386644476,146.017,195.04400000000001,0.79800000000000004,0.20300000000000001,156.94200000000001,0,0]
["KEAR_3",{"$f":"INDEX('GSP info'!E:E,_xlfn.XMATCH('MAIN DATA'!A194,'GSP info'!B:B))","v":"Kearsley 33kV"},{"$f":"INDEX('GSP info'!D:D,_xlfn.XMATCH('MAIN DATA'!A194,'GSP info'!B:B))","v":"N4"},"N",222.33507536336344,5.8350809177500702,2.6337791762026583,7,25.48,0,0,176.12799999999999,0,0]
["KEIT_P",{"$f":"INDEX('GSP info'!E:E,_xlfn.XMATCH('MAIN DATA'!A195,'GSP info'!B:B))","v":"Keith"},{"$f":"INDEX('GSP info'!D:D,_xlfn.XMATCH('MAIN DATA'!A195,'GSP info'!B:B))","v":"T1"},"T",70.264484281016706,-1.41416869977924,-1.5475525676219055,2.9550000000000001,100.69200000000001,68.430999999999997,0.121,11.782,0,0]
["KEMS_1",{"$f":"INDEX('GSP info'!E:E,_xlfn.XMATCH('MAIN DATA'!A196,'GSP info'!B:B))","v":"Kemsley"},{"$f":"INDEX('GSP info'!D:D,_xlfn.XMATCH('MAIN DATA'!A196,'GSP info'!B:B))","v":"C3"},"C",254.56109649316659,1.1074843783763599,-23.160108569120645,106.155,350.59499999999997,68.612000000000009,0,273.52699999999999,0,0]
["KEOO",{"$f":"INDEX('GSP info'!E:E,_xlfn.XMATCH('MAIN DATA'!A197,'GSP info'!B:B))","v":"Kendoon"},{"$f":"INDEX('GSP info'!D:D,_xlfn.XMATCH('MAIN DATA'!A197,'GSP info'!B:B))","v":"S6"},"S",0,0,-2.0755264550000002E-3,0,3.77,0,27.39,1.8360000000000001,0,0]
["KIBY_1",{"$f":"INDEX('GSP info'!E:E,_xlfn.XMATCH('MAIN DATA'!A198,'GSP info'!B:B))","v":"Kirkby SPEN"},{"$f":"INDEX('GSP info'!D:D,_xlfn.XMATCH('MAIN DATA'!A198,'GSP info'!B:B))","v":"N1"},"N",319.88025952014141,8.8410690197401696,-37.336014374220525,10.191000000000001,61.826000000000001,1.649,0,61.128,0,0]
["KIBY_G",{"$f":"INDEX('GSP info'!E:E,_xlfn.XMATCH('MAIN DATA'!A199,'GSP info'!B:B))","v":"Kirkby ENW"},{"$f":"INDEX('GSP info'!D:D,_xlfn.XMATCH('MAIN DATA'!A199,'GSP info'!B:B))","v":"N1"},"N",106.78681316716964,1.8367451765457601,-4.8952049393262929,7.6120000000000001,55.579000000000001,3.5000000000000003E-2,0,24.992000000000001,0,0]
["KIER",{"$f":"INDEX('GSP info'!E:E,_xlfn.XMATCH('MAIN DATA'!A200,'GSP info'!B:B))","v":"Killermont"},{"$f":"INDEX('GSP info'!D:D,_xlfn.XMATCH('MAIN DATA'!A200,'GSP info'!B:B))","v":"S5"},"S",105.16876276137621,5.8336197512154397,-0.99648278178456007,1.4450000000000001,42.932000000000002,1.7000000000000001E-2,0,30.094999999999999,0,0]
["KIIN_P",{"$f":"INDEX('GSP info'!E:E,_xlfn.XMATCH('MAIN DATA'!A201,'GSP info'!B:B))","v":"Killin"},{"$f":"INDEX('GSP info'!D:D,_xlfn.XMATCH('MAIN DATA'!A201,'GSP info'!B:B))","v":"T4"},"T",19.0057360104576,1.5792639624523499,-0.38310853032601844,5.085,23.442,1.9E-2,9.7580000000000009,16.862000000000002,0,0]
["KILS",{"$f":"INDEX('GSP info'!E:E,_xlfn.XMATCH('MAIN DATA'!A202,'GSP info'!B:B))","v":"Kilmarnock South"},{"$f":"INDEX('GSP info'!D:D,_xlfn.XMATCH('MAIN DATA'!A202,'GSP info'!B:B))","v":"S6"},"S",38.321769913559741,0.91579660177084199,-1.2678245780291579,1.6419999999999999,36.257999999999996,30.027000000000001,0,8.9969999999999999,0,0]
["KILT",{"$f":"INDEX('GSP info'!E:E,_xlfn.XMATCH('MAIN DATA'!A203,'GSP info'!B:B))","v":"Kilmarnock Town"},{"$f":"INDEX('GSP info'!D:D,_xlfn.XMATCH('MAIN DATA'!A203,'GSP info'!B:B))","v":"S6"},"S",112.59504235829408,10.213391857504799,6.1909382518047993,1.7529999999999999,16.571000000000002,60.850999999999999,3.0000000000000001E-3,16.879000000000001,0,0]
["KILW",{"$f":"INDEX('GSP info'!E:E,_xlfn.XMATCH('MAIN DATA'!A204,'GSP info'!B:B))","v":"Kilwinning"},{"$f":"INDEX('GSP info'!D:D,_xlfn.XMATCH('MAIN DATA'!A204,'GSP info'!B:B))","v":"S6"},"S",44.117275164138952,2.1970640279496401,-3.5663239330503602,1.5669999999999999,15.209,19.446999999999999,0,6.5419999999999998,0,0]
["KINL_P",{"$f":"INDEX('GSP info'!E:E,_xlfn.XMATCH('MAIN DATA'!A205,'GSP info'!B:B))","v":"Kinlochleven"},{"$f":"INDEX('GSP info'!D:D,_xlfn.XMATCH('MAIN DATA'!A205,'GSP info'!B:B))","v":"T1"},"T",4.6964110825133822,2.9045241364639498,0.90407201004709048,6.5000000000000002E-2,0.47399999999999998,9.93,34.92,0.65100000000000002,0,0]
["KINO_1",{"$f":"INDEX('GSP info'!E:E,_xlfn.XMATCH('MAIN DATA'!A206,'GSP info'!B:B))","v":"Kingsnorth"},{"$f":"INDEX('GSP info'!D:D,_xlfn.XMATCH('MAIN DATA'!A206,'GSP info'!B:B))","v":"C2"},"C",341.96797389844778,-23.749303321686199,-61.146884425640089,11.95,180.12199999999999,0.104,0,92.501000000000005,0,0]
["KINT_P",{"$f":"INDEX('GSP info'!E:E,_xlfn.XMATCH('MAIN DATA'!A207,'GSP info'!B:B))","v":"Kintore"},{"$f":"INDEX('GSP info'!D:D,_xlfn.XMATCH('MAIN DATA'!A207,'GSP info'!B:B))","v":"T2"},"T",134.97344567753592,-2.0648608167774598,-2.6116566726704917,6.47,105.78899999999999,31.194000000000003,0,11.516999999999999,0,0]
["KIRKB1",{"$f":"INDEX('GSP info'!E:E,_xlfn.XMATCH('MAIN DATA'!A208,'GSP info'!B:B))","v":"Kirkstall B"},{"$f":"INDEX('GSP info'!D:D,_xlfn.XMATCH('MAIN DATA'!A208,'GSP info'!B:B))","v":"P1"},"P",353.16855308580222,-7.6157476032209797,-32.368449007685939,12.95,63.744,7.149,0,55.118000000000002,0,0]
["KITW_1",{"$f":"INDEX('GSP info'!E:E,_xlfn.XMATCH('MAIN DATA'!A209,'GSP info'!B:B))","v":"Kitwell"},{"$f":"INDEX('GSP info'!D:D,_xlfn.XMATCH('MAIN DATA'!A209,'GSP info'!B:B))","v":"L2"},"L",489.56116969190049,71.823163994144494,-103.48987435864012,29.164000000000001,96.63,0,0,76.631999999999991,0,0]
["KNAR",{"$f":"INDEX('GSP info'!E:E,_xlfn.XMATCH('MAIN DATA'!A210,'GSP info'!B:B))","v":"Knaresborough"},{"$f":"INDEX('GSP info'!D:D,_xlfn.XMATCH('MAIN DATA'!A210,'GSP info'!B:B))","v":"P2"},{"$f":"LEFT(C210,1)","v":"P"},{"$f":"SUMIFS(OFFSET(ActivePk,0,$D$5),ActiveLocation,A210,ActiveScenario,$D$4,ActiveYear,$D$6)","v":254.41547607170449},{"$f":"SUMIFS(OFFSET(QGrossPk,0,$D$5),QGrossLocation,A210,QGrossScenario,$D$4,QGrossYear,$D$6)","v":-7.4522426617867996},{"$f":"F210-SUMIFS(OFFSET(LVGWintPk,0,$D$5),LVGLocation,A210,LVGScenario,$D$4,LVGYear,$D$6)","v":-7.4522426617867996},{"$f":"SUMIFS(DGcapacity,DGlocation,A210,DGscenario,$D$4,DGyear,$D$6,DGtech,\"Storage\")+SUMIFS(micro_capacity,micro_location,A210,micro_scenario,$D$4,micro_year,$D$6,micro_tech,\"Battery\")","v":14.914999999999999},{"$f":"SUMIFS(DGcapacity,DGlocation,A210,DGscenario,$D$4,DGyear,$D$6,DGtech,\"Solar\")+SUMIFS(micro_capacity,micro_location,A210,micro_scenario,$D$4,micro_year,$D$6,micro_tech,\"Solar\")","v":121.25899999999999},{"$f":"SUMIFS(DGcapacity,DGlocation,A210,DGscenario,$D$4,DGyear,$D$6,DGtech,\"Wind\")+SUMIFS(micro_capacity,micro_location,A210,micro_scenario,$D$4,micro_year,$D$6,micro_tech,\"Wind\")","v":43.364000000000004},{"$f":"SUMIFS(DGcapacity,DGlocation,A210,DGscenario,$D$4,DGyear,$D$6,DGtech,\"Hydro\")+SUMIFS(micro_capacity,micro_location,A210,micro_scenario,$D$4,micro_year,$D$6,micro_tech,\"Hydro\")","v":0.38700000000000001},{"$f":"SUMIFS(DGcapacity,DGlocation,A210,DGscenario,$D$4,DGyear,$D$6,DGtech,\"Other\")+SUMIFS(micro_capacity,micro_location,A210,micro_scenario,$D$4,micro_year,$D$6,micro_tech,\"Other\")","v":101.28899999999999},{"$f":"SUMIFS(OFFSET(DxStorWintpk,0,$G$5),DxStorLocation,A210,DxStorScenario,$D$4,DxStorYear,$D$6)*-1","v":0},{"$f":"SUMIFS(OFFSET(mbat_wintpk,0,$G$5),mbat_location,A210,mbat_scenario,$D$4,mbat_year,$D$6)*-1","v":0}]
["LACK_6",{"$f":"INDEX('GSP info'!E:E,_xlfn.XMATCH('MAIN DATA'!A211,'GSP info'!B:B))","v":"Lackenby"},{"$f":"INDEX('GSP info'!D:D,_xlfn.XMATCH('MAIN DATA'!A211,'GSP info'!B:B))","v":"Q2"},"Q",215.69129558499552,13.6937489238097,-20.686251076190302,14.679,146.387,73.61,0,78.111000000000004,0,0]
["LAIR_P",{"$f":"INDEX('GSP info'!E:E,_xlfn.XMATCH('MAIN DATA'!A212,'GSP info'!B:B))","v":"Lairg"},{"$f":"INDEX('GSP info'!D:D,_xlfn.XMATCH('MAIN DATA'!A212,'GSP info'!B:B))","v":"T5"},"T",4.7299301143167245,3.7406151020571698,1.7170184809707871,0.34399999999999997,23.591999999999999,20.628,2.2389999999999999,3.5819999999999999,0,0]
["LALE1SG003",{"$f":"INDEX('GSP info'!E:E,_xlfn.XMATCH('MAIN DATA'!A213,'GSP info'!B:B))","v":"Laleham"},{"$f":"INDEX('GSP info'!D:D,_xlfn.XMATCH('MAIN DATA'!A213,'GSP info'!B:B))","v":"A6"},"A",328.82677443583884,4.5805071811909599,-44.517516710331925,3.149,37.599000000000004,0,0,44.328000000000003,0,0]
["LAND1",{"$f":"INDEX('GSP info'!E:E,_xlfn.XMATCH('MAIN DATA'!A214,'GSP info'!B:B))","v":"Landulph"},{"$f":"INDEX('GSP info'!D:D,_xlfn.XMATCH('MAIN DATA'!A214,'GSP info'!B:B))","v":"F6"},"F",429.8708620913327,-0.30064046052813698,-20.32825007948616,140.874,575.13499999999999,5.07,5.0869999999999997,143.10399999999998,0,0]
["LEGA_1",{"$f":"INDEX('GSP info'!E:E,_xlfn.XMATCH('MAIN DATA'!A215,'GSP info'!B:B))","v":"Legacy"},{"$f":"INDEX('GSP info'!D:D,_xlfn.XMATCH('MAIN DATA'!A215,'GSP info'!B:B))","v":"M4"},"M",496.61861297263391,22.395637150041601,4.6873696232376005,35.798999999999999,350.45600000000002,368.97400000000005,1.913,163.92699999999999,0,0]
["LEVE",{"$f":"INDEX('GSP info'!E:E,_xlfn.XMATCH('MAIN DATA'!A216,'GSP info'!B:B))","v":"Leven"},{"$f":"INDEX('GSP info'!D:D,_xlfn.XMATCH('MAIN DATA'!A216,'GSP info'!B:B))","v":"S5"},"S",69.979063510331514,1.4493783195216401,0.1251801235216401,1.9139999999999999,50.581000000000003,28.579000000000001,0,19.956,0,0]
["LING",{"$f":"INDEX('GSP info'!E:E,_xlfn.XMATCH('MAIN DATA'!A217,'GSP info'!B:B))","v":"Livingston East"},{"$f":"INDEX('GSP info'!D:D,_xlfn.XMATCH('MAIN DATA'!A217,'GSP info'!B:B))","v":"S6"},"S",107.55454393133907,13.636067016940901,2.966595757940901,2.6709999999999998,23.274999999999999,118.61300000000001,0,44.164999999999999,0,0]
["LINM",{"$f":"INDEX('GSP info'!E:E,_xlfn.XMATCH('MAIN DATA'!A218,'GSP info'!B:B))","v":"Linnmill"},{"$f":"INDEX('GSP info'!D:D,_xlfn.XMATCH('MAIN DATA'!A218,'GSP info'!B:B))","v":"S6"},"S",115.85613304308896,43.609832723595801,35.282765034795801,28.384999999999998,35.789000000000001,189.24699999999999,19.372,71.783000000000001,0,0]
["LISD_1",{"$f":"INDEX('GSP info'!E:E,_xlfn.XMATCH('MAIN DATA'!A219,'GSP info'!B:B))","v":"Lister Drive"},{"$f":"INDEX('GSP info'!D:D,_xlfn.XMATCH('MAIN DATA'!A219,'GSP info'!B:B))","v":"N1"},"N",612.48207706750327,-30.420152871454899,-90.444146332945124,37.960999999999999,104.944,51.160000000000004,0,149.49100000000001,0,0]
["LITT_C",{"$f":"INDEX('GSP info'!E:E,_xlfn.XMATCH('MAIN DATA'!A220,'GSP info'!B:B))","v":"Littlebrook LPN"},{"$f":"INDEX('GSP info'!D:D,_xlfn.XMATCH('MAIN DATA'!A220,'GSP info'!B:B))","v":"A8"},"A",181.55996462674239,41.449073363865999,0.25827369237588016,18.195,44.314999999999998,0.79100000000000004,0,43.045999999999999,0,0]
["LITT_J",{"$f":"INDEX('GSP info'!E:E,_xlfn.XMATCH('MAIN DATA'!A221,'GSP info'!B:B))","v":"Littlebrook SPN"},{"$f":"INDEX('GSP info'!D:D,_xlfn.XMATCH('MAIN DATA'!A221,'GSP info'!B:B))","v":"A8"},"A",69.542159440122063,16.006672707588301,14.067704631289942,0.12,15.738,0,0,8.8539999999999992,0,0]
["LODR_6",{"$f":"INDEX('GSP info'!E:E,_xlfn.XMATCH('MAIN DATA'!A222,'GSP info'!B:B))","v":"Lodge Road (St John's Wood)"},{"$f":"INDEX('GSP info'!D:D,_xlfn.XMATCH('MAIN DATA'!A222,'GSP info'!B:B))","v":"A7"},"A",412.9274780960543,92.745239725516299,37.011934191090063,1.2150000000000001,18.334000000000003,0,0,31.451000000000001,0,0]
["LOUD_H",{"$f":"INDEX('GSP info'!E:E,_xlfn.XMATCH('MAIN DATA'!A223,'GSP info'!B:B))","v":"Loudwater (Amersham)"},{"$f":"INDEX('GSP info'!D:D,_xlfn.XMATCH('MAIN DATA'!A223,'GSP info'!B:B))","v":"A6"},"A",70.671885021593525,13.3812072078347,4.0060999427122912,2.1960000000000002,27.596000000000004,8.9999999999999993E-3,0,13.484,0,0]
["LOVE_1",{"$f":"INDEX('GSP info'!E:E,_xlfn.XMATCH('MAIN DATA'!A224,'GSP info'!B:B))","v":"Lovedean"},{"$f":"INDEX('GSP info'!D:D,_xlfn.XMATCH('MAIN DATA'!A224,'GSP info'!B:B))","v":"B2"},"B",727.66565760490971,-12.925618612301401,-147.87279540605047,53.933999999999997,691.44499999999994,3.5000000000000003E-2,1.7000000000000001E-2,229.381,0,0]
["LUNA_P",{"$f":"INDEX('GSP info'!E:E,_xlfn.XMATCH('MAIN DATA'!A225,'GSP info'!B:B))","v":"Lunanhead"},{"$f":"INDEX('GSP info'!D:D,_xlfn.XMATCH('MAIN DATA'!A225,'GSP info'!B:B))","v":"T4"},"T",50.826210672987472,1.9279471092129301,0.62680055525751688,33.653999999999996,39.293999999999997,7.9470000000000001,1.6080000000000001,20.795999999999999,0,0]
["LYND_P",{"$f":"INDEX('GSP info'!E:E,_xlfn.XMATCH('MAIN DATA'!A226,'GSP info'!B:B))","v":"Lyndhurst"},{"$f":"INDEX('GSP info'!D:D,_xlfn.XMATCH('MAIN DATA'!A226,'GSP info'!B:B))","v":"T4"},"T",37.856986689570377,0.88798891417443504,0.39510868054095705,0.80100000000000005,5.8449999999999998,2.5089999999999999,0.19600000000000001,6.5570000000000004,0,0]
["MACC_3",{"$f":"INDEX('GSP info'!E:E,_xlfn.XMATCH('MAIN DATA'!A227,'GSP info'!B:B))","v":"Macclesfield"},{"$f":"INDEX('GSP info'!D:D,_xlfn.XMATCH('MAIN DATA'!A227,'GSP info'!B:B))","v":"N6"},"N",163.04823478523568,-1.2010456112455601,-1.2010456112455601,22.617000000000001,78.415999999999997,7.6999999999999999E-2,1.2999999999999999E-2,65.438000000000002,0,0]
["MACD_P",{"$f":"INDEX('GSP info'!E:E,_xlfn.XMATCH('MAIN DATA'!A228,'GSP info'!B:B))","v":"Macduff"},{"$f":"INDEX('GSP info'!D:D,_xlfn.XMATCH('MAIN DATA'!A228,'GSP info'!B:B))","v":"T1"},"T",29.172745226378332,1.66621081774741,1.3315811142123017,2.8959999999999999,84.206999999999994,122.364,0,3.69,0,0]
["MAGA_6",{"$f":"INDEX('GSP info'!E:E,_xlfn.XMATCH('MAIN DATA'!A229,'GSP info'!B:B))","v":"Margam (Grange 66kV)"},{"$f":"INDEX('GSP info'!D:D,_xlfn.XMATCH('MAIN DATA'!A229,'GSP info'!B:B))","v":"H1"},"H",123.28370080762092,147.914492090675,32.292382958190416,0.81699999999999995,57.971999999999994,307.89,1.4999999999999999E-2,58.119,0,0]
["MANN_1",{"$f":"INDEX('GSP info'!E:E,_xlfn.XMATCH('MAIN DATA'!A230,'GSP info'!B:B))","v":"Mannington"},{"$f":"INDEX('GSP info'!D:D,_xlfn.XMATCH('MAIN DATA'!A230,'GSP info'!B:B))","v":"E1"},"E",995.18729536612364,2.8725605281892199,-57.724547203200899,233.51900000000001,1132.0930000000001,0.25900000000000001,0.127,340.69899999999996,0,0]
["MAYB",{"$f":"INDEX('GSP info'!E:E,_xlfn.XMATCH('MAIN DATA'!A231,'GSP info'!B:B))","v":"Maybole"},{"$f":"INDEX('GSP info'!D:D,_xlfn.XMATCH('MAIN DATA'!A231,'GSP info'!B:B))","v":"S6"},"S",43.334909744175683,8.7495045855009703,5.2011033340009707,1.044,11.39,3.26,1.036,28.902999999999999,0,0]
["MELK_1",{"$f":"INDEX('GSP info'!E:E,_xlfn.XMATCH('MAIN DATA'!A232,'GSP info'!B:B))","v":"Melksham"},{"$f":"INDEX('GSP info'!D:D,_xlfn.XMATCH('MAIN DATA'!A232,'GSP info'!B:B))","v":"G6"},"G",654.96254533634908,141.09409659706699,33.447601566470382,234.166,1223.8589999999999,0.93799999999999994,3.819,380.55599999999998,0,0]
["MILC_P",{"$f":"INDEX('GSP info'!E:E,_xlfn.XMATCH('MAIN DATA'!A233,'GSP info'!B:B))","v":"Milton of Craigie"},{"$f":"INDEX('GSP info'!D:D,_xlfn.XMATCH('MAIN DATA'!A233,'GSP info'!B:B))","v":"T4"},"T",82.41885321102211,-0.62407594800878197,-0.7704877230442444,2.343,42.149000000000001,1.35,1.4E-2,29.393000000000001,0,0]
["MILH_1",{"$f":"INDEX('GSP info'!E:E,_xlfn.XMATCH('MAIN DATA'!A234,'GSP info'!B:B))","v":"Mill Hill"},{"$f":"INDEX('GSP info'!D:D,_xlfn.XMATCH('MAIN DATA'!A234,'GSP info'!B:B))","v":"A6"},"A",368.81005059498455,-19.302497010522,-53.567001775992168,2.7749999999999999,49.852000000000004,8.0000000000000002E-3,0.52300000000000002,67.147000000000006,0,0]
["MITY_1",{"$f":"INDEX('GSP info'!E:E,_xlfn.XMATCH('MAIN DATA'!A235,'GSP info'!B:B))","v":"Minety"},{"$f":"INDEX('GSP info'!D:D,_xlfn.XMATCH('MAIN DATA'!A235,'GSP info'!B:B))","v":"G6"},"G",363.97327068473038,22.854394862013301,-10.442467587085076,254.53,889.96699999999998,5.1999999999999998E-2,8.9999999999999993E-3,245.31,0,0]
["MYBS_P",{"$f":"INDEX('GSP info'!E:E,_xlfn.XMATCH('MAIN DATA'!A236,'GSP info'!B:B))","v":"Mybster"},{"$f":"INDEX('GSP info'!D:D,_xlfn.XMATCH('MAIN DATA'!A236,'GSP info'!B:B))","v":"T5"},"T",16.24226603652885,0.72393850790843195,5.7840486629189169E-2,0,51.13,26.89,0,8.3539999999999992,0,0]
["NAIR_P",{"$f":"INDEX('GSP info'!E:E,_xlfn.XMATCH('MAIN DATA'!A237,'GSP info'!B:B))","v":"Nairn"},{"$f":"INDEX('GSP info'!D:D,_xlfn.XMATCH('MAIN DATA'!A237,'GSP info'!B:B))","v":"T1"},"T",54.466686807166298,11.005990771484701,8.2314503158334666,2.2210000000000001,16.216999999999999,1.2669999999999999,0.107,11.933,0,0]
["NEAR",{"$f":"INDEX('GSP info'!E:E,_xlfn.XMATCH('MAIN DATA'!A238,'GSP info'!B:B))","v":"Newarthill"},{"$f":"INDEX('GSP info'!D:D,_xlfn.XMATCH('MAIN DATA'!A238,'GSP info'!B:B))","v":"S6"},"S",159.56357669503731,-0.34107924619597302,-3.029142759795973,0.83599999999999997,9.8770000000000007,6.3659999999999997,0,62.253999999999998,0,0]
["NECE_1",{"$f":"INDEX('GSP info'!E:E,_xlfn.XMATCH('MAIN DATA'!A239,'GSP info'!B:B))","v":"Nechells"},{"$f":"INDEX('GSP info'!D:D,_xlfn.XMATCH('MAIN DATA'!A239,'GSP info'!B:B))","v":"L3"},"L",640.58748391032884,133.975919929387,38.964647755599231,65.753999999999991,175.191,0,0,233.69300000000001,0,0]
["NEEP_3",{"$f":"INDEX('GSP info'!E:E,_xlfn.XMATCH('MAIN DATA'!A240,'GSP info'!B:B))","v":"Neepsend"},{"$f":"INDEX('GSP info'!D:D,_xlfn.XMATCH('MAIN DATA'!A240,'GSP info'!B:B))","v":"P3"},"P",127.14775642819254,5.4240315933200698,1.0584034799988302,3.2469999999999999,44.506,3.3000000000000002E-2,0,47.163000000000004,0,0]
["NETS",{"$f":"INDEX('GSP info'!E:E,_xlfn.XMATCH('MAIN DATA'!A241,'GSP info'!B:B))","v":"Newton Stewart"},{"$f":"INDEX('GSP info'!D:D,_xlfn.XMATCH('MAIN DATA'!A241,'GSP info'!B:B))","v":"S6"},"S",19.020445431531638,6.8743742984433203,5.9573083788233205,16,3.77,0,0,9.5139999999999993,0,0]
["NEWX_6",{"$f":"INDEX('GSP info'!E:E,_xlfn.XMATCH('MAIN DATA'!A242,'GSP info'!B:B))","v":"New Cross 66kV"},{"$f":"INDEX('GSP info'!D:D,_xlfn.XMATCH('MAIN DATA'!A242,'GSP info'!B:B))","v":"A4"},"A",526.69174143300688,143.66079385114699,46.508543309972964,5.2789999999999999,65.912999999999997,2.1000000000000001E-2,0.17399999999999999,61.637,0,0]
["NFLE",{"$f":"INDEX('GSP info'!E:E,_xlfn.XMATCH('MAIN DATA'!A243,'GSP info'!B:B))","v":"Northfleet East"},{"$f":"INDEX('GSP info'!D:D,_xlfn.XMATCH('MAIN DATA'!A243,'GSP info'!B:B))","v":"C2"},"C",605.52609801775145,124.899957318327,19.057783481139907,206.2,349.33799999999997,3.6999999999999998E-2,0,220.39499999999998,0,0]
["NHYD_6",{"$f":"INDEX('GSP info'!E:E,_xlfn.XMATCH('MAIN DATA'!A244,'GSP info'!B:B))","v":"North Hyde"},{"$f":"INDEX('GSP info'!D:D,_xlfn.XMATCH('MAIN DATA'!A244,'GSP info'!B:B))","v":"A6"},"A",227.81381551645558,47.459831611300899,15.781787593660415,4.5599999999999996,44.856000000000002,3.5000000000000003E-2,0,31.699000000000002,0,0]
["NINF_1",{"$f":"INDEX('GSP info'!E:E,_xlfn.XMATCH('MAIN DATA'!A245,'GSP info'!B:B))","v":"Ninfield"},{"$f":"INDEX('GSP info'!D:D,_xlfn.XMATCH('MAIN DATA'!A245,'GSP info'!B:B))","v":"B1"},"B",612.87136830352279,101.177503707946,21.277347412593542,164.405,386.32000000000005,204.54700000000003,0,250.52700000000002,0,0]
["NORL_3",{"$f":"INDEX('GSP info'!E:E,_xlfn.XMATCH('MAIN DATA'!A246,'GSP info'!B:B))","v":"Norton Lees"},{"$f":"INDEX('GSP info'!D:D,_xlfn.XMATCH('MAIN DATA'!A246,'GSP info'!B:B))","v":"P3"},"P",95.859599245978742,5.5550207310673603,2.496375326961938,1.1639999999999999,29.298000000000002,0,0.13900000000000001,17.074999999999999,0,0]
["NORM_1",{"$f":"INDEX('GSP info'!E:E,_xlfn.XMATCH('MAIN DATA'!A247,'GSP info'!B:B))","v":"Norwich Main"},{"$f":"INDEX('GSP info'!D:D,_xlfn.XMATCH('MAIN DATA'!A247,'GSP info'!B:B))","v":"J3"},"J",646.26376588704818,157.776249665336,38.096719483579989,224.91299999999998,1420.011,123.127,2.4E-2,105.19900000000001,0,0]
["NORT_1",{"$f":"INDEX('GSP info'!E:E,_xlfn.XMATCH('MAIN DATA'!A248,'GSP info'!B:B))","v":"Norton"},{"$f":"INDEX('GSP info'!D:D,_xlfn.XMATCH('MAIN DATA'!A248,'GSP info'!B:B))","v":"Q4"},"Q",650.60118938200026,-3.8735258748400199,-41.673525874840017,95.739000000000004,435.72,89.195999999999998,1.3129999999999999,256.61599999999999,0,0]
["NURS_1",{"$f":"INDEX('GSP info'!E:E,_xlfn.XMATCH('MAIN DATA'!A249,'GSP info'!B:B))","v":"Nursling"},{"$f":"INDEX('GSP info'!D:D,_xlfn.XMATCH('MAIN DATA'!A249,'GSP info'!B:B))","v":"B2"},"B",453.30851019962034,75.138096517905097,-13.434848978205721,23.111000000000001,475.50099999999998,8.2000000000000003E-2,0.03,155.595,0,0]
["OCKH_1",{"$f":"INDEX('GSP info'!E:E,_xlfn.XMATCH('MAIN DATA'!A250,'GSP info'!B:B))","v":"Ocker Hill"},{"$f":"INDEX('GSP info'!D:D,_xlfn.XMATCH('MAIN DATA'!A250,'GSP info'!B:B))","v":"L2"},"L",144.42234813442369,4.2640251257649497,2.9660557846219167,122.687,57.951999999999998,6.0000000000000001E-3,0,76.512,0,0]
["OFFE_3",{"$f":"INDEX('GSP info'!E:E,_xlfn.XMATCH('MAIN DATA'!A251,'GSP info'!B:B))","v":"Offerton"},{"$f":"INDEX('GSP info'!D:D,_xlfn.XMATCH('MAIN DATA'!A251,'GSP info'!B:B))","v":"Q4"},"Q",76.189524504521231,-1.4279135262644,-1.4279135262644,2.23,35.784999999999997,8.9999999999999993E-3,0,15.734999999999999,0,0]
["OLDB_1",{"$f":"INDEX('GSP info'!E:E,_xlfn.XMATCH('MAIN DATA'!A252,'GSP info'!B:B))","v":"Oldbury"},{"$f":"INDEX('GSP info'!D:D,_xlfn.XMATCH('MAIN DATA'!A252,'GSP info'!B:B))","v":"L2"},"L",191.00967118692139,23.7431040657243,8.6492655886043881,5.43,69.366,0,0,84.96,0,0]
["ORMO",{"$f":"INDEX('GSP info'!E:E,_xlfn.XMATCH('MAIN DATA'!A253,'GSP info'!B:B))","v":"Ormonde (Heysham)"},{"$f":"INDEX('GSP info'!D:D,_xlfn.XMATCH('MAIN DATA'!A253,'GSP info'!B:B))","v":"R5"},"R",0,0,0,0,0,0,0,16.681999999999999,0,0]
["ORRI_P",{"$f":"INDEX('GSP info'!E:E,_xlfn.XMATCH('MAIN DATA'!A254,'GSP info'!B:B))","v":"Orrin"},{"$f":"INDEX('GSP info'!D:D,_xlfn.XMATCH('MAIN DATA'!A254,'GSP info'!B:B))","v":"T1"},"T",0,0,0,0,0,0,0,1.821,0,0]
["OSBA_1",{"$f":"INDEX('GSP info'!E:E,_xlfn.XMATCH('MAIN DATA'!A255,'GSP info'!B:B))","v":"Osbaldwick"},{"$f":"INDEX('GSP info'!D:D,_xlfn.XMATCH('MAIN DATA'!A255,'GSP info'!B:B))","v":"P6"},"P",442.0578547318778,-9.6795935486245401,-9.7945853201520059,184.63300000000001,315.464,6.133,8.4930000000000003,212.465,0,0]
["PADIB1",{"$f":"INDEX('GSP info'!E:E,_xlfn.XMATCH('MAIN DATA'!A256,'GSP info'!B:B))","v":"Padiham"},{"$f":"INDEX('GSP info'!D:D,_xlfn.XMATCH('MAIN DATA'!A256,'GSP info'!B:B))","v":"N5"},"N",443.44166360864443,-0.64701696478686199,-3.1300410121838622,26.06,139.91999999999999,81.022000000000006,0.25800000000000001,148.59199999999998,0,0]
["PAIS",{"$f":"INDEX('GSP info'!E:E,_xlfn.XMATCH('MAIN DATA'!A257,'GSP info'!B:B))","v":"Paisley"},{"$f":"INDEX('GSP info'!D:D,_xlfn.XMATCH('MAIN DATA'!A257,'GSP info'!B:B))","v":"S6"},"S",56.73875790116761,3.1890251235653899,-1.9092859034610221E-2,2.0310000000000001,1.61,0,0,4.7619999999999996,0,0]
["PART",{"$f":"INDEX('GSP info'!E:E,_xlfn.XMATCH('MAIN DATA'!A258,'GSP info'!B:B))","v":"Partick"},{"$f":"INDEX('GSP info'!D:D,_xlfn.XMATCH('MAIN DATA'!A258,'GSP info'!B:B))","v":"S5"},"S",64.759238725400166,1.8744973237202001,0.32756391332019996,0.14199999999999999,1.038,0,0,6.3310000000000004,0,0]
["PEHG_P",{"$f":"INDEX('GSP info'!E:E,_xlfn.XMATCH('MAIN DATA'!A259,'GSP info'!B:B))","v":"Peterhead Grange"},{"$f":"INDEX('GSP info'!D:D,_xlfn.XMATCH('MAIN DATA'!A259,'GSP info'!B:B))","v":"T2"},"T",37.65725699449402,1.05644451753211,-0.14636412601380844,0,0,0,0,0.76900000000000002,0,0]
["PEHS_P",{"$f":"INDEX('GSP info'!E:E,_xlfn.XMATCH('MAIN DATA'!A260,'GSP info'!B:B))","v":"Peterhead Shell"},{"$f":"INDEX('GSP info'!D:D,_xlfn.XMATCH('MAIN DATA'!A260,'GSP info'!B:B))","v":"T2"},"T",8.8601483398292444,-0.126414238687902,-0.23327733748582696,6.2080000000000002,38.027000000000001,22.838000000000001,0,7.6310000000000002,0,0]
["PELH_1",{"$f":"INDEX('GSP info'!E:E,_xlfn.XMATCH('MAIN DATA'!A261,'GSP info'!B:B))","v":"Pelham"},{"$f":"INDEX('GSP info'!D:D,_xlfn.XMATCH('MAIN DATA'!A261,'GSP info'!B:B))","v":"D5"},"D",403.45568440107991,-3.7205751103937099,-15.944220040513073,148.74299999999999,406.44600000000003,0.86799999999999999,0,206.26500000000001,0,0]
["PEMB_1",{"$f":"INDEX('GSP info'!E:E,_xlfn.XMATCH('MAIN DATA'!A262,'GSP info'!B:B))","v":"Pembroke"},{"$f":"INDEX('GSP info'!D:D,_xlfn.XMATCH('MAIN DATA'!A262,'GSP info'!B:B))","v":"H6"},"H",290.9894043065521,3.35437436972096,-9.9663750316404354,12.718,598.98400000000004,38.465000000000003,0.54800000000000004,116.002,0,0]
["PENE_1",{"$f":"INDEX('GSP info'!E:E,_xlfn.XMATCH('MAIN DATA'!A263,'GSP info'!B:B))","v":"Penwortham East"},{"$f":"INDEX('GSP info'!D:D,_xlfn.XMATCH('MAIN DATA'!A263,'GSP info'!B:B))","v":"R4"},"R",621.28913392514551,16.153197085160699,-3.2000772256888581,164.161,173.28399999999999,91.919000000000011,0.23200000000000001,142.96,0,0]
["PENN_1",{"$f":"INDEX('GSP info'!E:E,_xlfn.XMATCH('MAIN DATA'!A264,'GSP info'!B:B))","v":"Penn"},{"$f":"INDEX('GSP info'!D:D,_xlfn.XMATCH('MAIN DATA'!A264,'GSP info'!B:B))","v":"L1"},"L",384.22202030738538,30.1059572595859,-9.4012740414100904E-2,302.46100000000001,19.428000000000001,1.6E-2,0,111.063,0,0]
["PENT_1",{"$f":"INDEX('GSP info'!E:E,_xlfn.XMATCH('MAIN DATA'!A265,'GSP info'!B:B))","v":"Pentir"},{"$f":"INDEX('GSP info'!D:D,_xlfn.XMATCH('MAIN DATA'!A265,'GSP info'!B:B))","v":"M6"},"M",157.14116181552828,26.562576298622499,3.7762515923025006,9.8230000000000004,356.75600000000003,68.738,5.8520000000000003,32.267000000000003,0,0]
["PENW_1",{"$f":"INDEX('GSP info'!E:E,_xlfn.XMATCH('MAIN DATA'!A266,'GSP info'!B:B))","v":"Penwortham West"},{"$f":"INDEX('GSP info'!D:D,_xlfn.XMATCH('MAIN DATA'!A266,'GSP info'!B:B))","v":"R4"},"R",428.04536699791811,-0.83278231959762095,-13.782735998213987,83.36099999999999,167.4,24.728999999999999,0.46500000000000002,121.904,0,0]
["PERI_H",{"$f":"INDEX('GSP info'!E:E,_xlfn.XMATCH('MAIN DATA'!A267,'GSP info'!B:B))","v":"Perivale (Willesden 66kV)"},{"$f":"INDEX('GSP info'!D:D,_xlfn.XMATCH('MAIN DATA'!A267,'GSP info'!B:B))","v":"A7"},"A",27.999609933777371,-0.85967506358208201,-1.2163449049132502,0,9.4600000000000009,0,0,5.9379999999999997,0,0]
["PERS_P",{"$f":"INDEX('GSP info'!E:E,_xlfn.XMATCH('MAIN DATA'!A268,'GSP info'!B:B))","v":"Persley"},{"$f":"INDEX('GSP info'!D:D,_xlfn.XMATCH('MAIN DATA'!A268,'GSP info'!B:B))","v":"T2"},"T",74.830754228575046,-2.69082419182502,-5.1837764820306269,1.3640000000000001,33.962000000000003,0.58299999999999996,0,15.554,0,0]
["PITS_3",{"$f":"INDEX('GSP info'!E:E,_xlfn.XMATCH('MAIN DATA'!A269,'GSP info'!B:B))","v":"Pitsmoor"},{"$f":"INDEX('GSP info'!D:D,_xlfn.XMATCH('MAIN DATA'!A269,'GSP info'!B:B))","v":"P3"},"P",74.777903222612579,6.9029444409375698,4.0084071267831884,2.2549999999999999,37.266000000000005,0,0,5.907,0,0]
["POOB",{"$f":"INDEX('GSP info'!E:E,_xlfn.XMATCH('MAIN DATA'!A270,'GSP info'!B:B))","v":"Portobello"},{"$f":"INDEX('GSP info'!D:D,_xlfn.XMATCH('MAIN DATA'!A270,'GSP info'!B:B))","v":"S6"},"S",151.57054716408754,5.3816533346039197,0.97745703120391969,1.919,17.777999999999999,11.851000000000001,0,54.185000000000002,0,0]
["POPP_3",{"$f":"INDEX('GSP info'!E:E,_xlfn.XMATCH('MAIN DATA'!A271,'GSP info'!B:B))","v":"Poppleton"},{"$f":"INDEX('GSP info'!D:D,_xlfn.XMATCH('MAIN DATA'!A271,'GSP info'!B:B))","v":"P2"},"P",74.217138777595181,-0.93767319701225005,-0.93767319701225005,4.1820000000000004,56.536000000000001,9.4639999999999986,0,10.202,0,0]
["PORA_P",{"$f":"INDEX('GSP info'!E:E,_xlfn.XMATCH('MAIN DATA'!A272,'GSP info'!B:B))","v":"Port Ann"},{"$f":"INDEX('GSP info'!D:D,_xlfn.XMATCH('MAIN DATA'!A272,'GSP info'!B:B))","v":"T3"},"T",0,0,-0.62598038736669703,1.042,66.44,39.214999999999996,9.2759999999999998,9.3740000000000006,0,0]
["PORD",{"$f":"INDEX('GSP info'!E:E,_xlfn.XMATCH('MAIN DATA'!A273,'GSP info'!B:B))","v":"Port Dundas"},{"$f":"INDEX('GSP info'!D:D,_xlfn.XMATCH('MAIN DATA'!A273,'GSP info'!B:B))","v":"S5"},"S",60.583585020971853,2.6033223106477101,-0.23474598405229008,10.422000000000001,39.11,0,0,9.8620000000000001,0,0]
["PYLE_1",{"$f":"INDEX('GSP info'!E:E,_xlfn.XMATCH('MAIN DATA'!A274,'GSP info'!B:B))","v":"Pyle"},{"$f":"INDEX('GSP info'!D:D,_xlfn.XMATCH('MAIN DATA'!A274,'GSP info'!B:B))","v":"H1"},{"$f":"LEFT(C274,1)","v":"H"},{"$f":"SUMIFS(OFFSET(ActivePk,0,$D$5),ActiveLocation,A274,ActiveScenario,$D$4,ActiveYear,$D$6)","v":139.39828587397139},{"$f":"SUMIFS(OFFSET(QGrossPk,0,$D$5),QGrossLocation,A274,QGrossScenario,$D$4,QGrossYear,$D$6)","v":21.969877317668701},{"$f":"F274-SUMIFS(OFFSET(LVGWintPk,0,$D$5),LVGLocation,A274,LVGScenario,$D$4,LVGYear,$D$6)","v":0.62056671021823107},{"$f":"SUMIFS(DGcapacity,DGlocation,A274,DGscenario,$D$4,DGyear,$D$6,DGtech,\"Storage\")+SUMIFS(micro_capacity,micro_location,A274,micro_scenario,$D$4,micro_year,$D$6,micro_tech,\"Battery\")","v":23.212},{"$f":"SUMIFS(DGcapacity,DGlocation,A274,DGscenario,$D$4,DGyear,$D$6,DGtech,\"Solar\")+SUMIFS(micro_capacity,micro_location,A274,micro_scenario,$D$4,micro_year,$D$6,micro_tech,\"Solar\")","v":131.27500000000001},{"$f":"SUMIFS(DGcapacity,DGlocation,A274,DGscenario,$D$4,DGyear,$D$6,DGtech,\"Wind\")+SUMIFS(micro_capacity,micro_location,A274,micro_scenario,$D$4,micro_year,$D$6,micro_tech,\"Wind\")","v":144.45500000000001},{"$f":"SUMIFS(DGcapacity,DGlocation,A274,DGscenario,$D$4,DGyear,$D$6,DGtech,\"Hydro\")+SUMIFS(micro_capacity,micro_location,A274,micro_scenario,$D$4,micro_year,$D$6,micro_tech,\"Hydro\")","v":3.3000000000000002E-2},{"$f":"SUMIFS(DGcapacity,DGlocation,A274,DGscenario,$D$4,DGyear,$D$6,DGtech,\"Other\")+SUMIFS(micro_capacity,micro_location,A274,micro_scenario,$D$4,micro_year,$D$6,micro_tech,\"Other\")","v":71.957999999999998},{"$f":"SUMIFS(OFFSET(DxStorWintpk,0,$G$5),DxStorLocation,A274,DxStorScenario,$D$4,DxStorYear,$D$6)*-1","v":0},{"$f":"SUMIFS(OFFSET(mbat_wintpk,0,$G$5),mbat_location,A274,mbat_scenario,$D$4,mbat_year,$D$6)*-1","v":0}]
["QUOI_P",{"$f":"INDEX('GSP info'!E:E,_xlfn.XMATCH('MAIN DATA'!A275,'GSP info'!B:B))","v":"Quoich"},{"$f":"INDEX('GSP info'!D:D,_xlfn.XMATCH('MAIN DATA'!A275,'GSP info'!B:B))","v":"T1"},"T",1.4001577001459098,-1.0389995565125199E-2,-1.0389995565125199E-2,0,6.49,0,0,1.028,0,0]
["RAIN_1",{"$f":"INDEX('GSP info'!E:E,_xlfn.XMATCH('MAIN DATA'!A276,'GSP info'!B:B))","v":"Rainhill"},{"$f":"INDEX('GSP info'!D:D,_xlfn.XMATCH('MAIN DATA'!A276,'GSP info'!B:B))","v":"N1"},"N",583.42746174742285,5.8033505345053698,-59.972258298624141,32.456000000000003,83.582000000000008,2.4380000000000002,0,173.90100000000001,0,0]
["RANN_P",{"$f":"INDEX('GSP info'!E:E,_xlfn.XMATCH('MAIN DATA'!A277,'GSP info'!B:B))","v":"Rannoch"},{"$f":"INDEX('GSP info'!D:D,_xlfn.XMATCH('MAIN DATA'!A277,'GSP info'!B:B))","v":"T4"},"T",34.601096345984772,-1.52698597116391,-2.3445827385191462,0.09,29.271000000000001,0,6.5490000000000004,8.9160000000000004,0,0]
["RASS_1",{"$f":"INDEX('GSP info'!E:E,_xlfn.XMATCH('MAIN DATA'!A278,'GSP info'!B:B))","v":"Rassau"},{"$f":"INDEX('GSP info'!D:D,_xlfn.XMATCH('MAIN DATA'!A278,'GSP info'!B:B))","v":"H6"},"H",385.37126223457619,6.6509551932331501,-4.8160260652126627,31.492000000000001,511.15200000000004,97.985000000000014,8.9700000000000006,178.77699999999999,0,0]
["RATS_1",{"$f":"INDEX('GSP info'!E:E,_xlfn.XMATCH('MAIN DATA'!A279,'GSP info'!B:B))","v":"Ratcliffe"},{"$f":"INDEX('GSP info'!D:D,_xlfn.XMATCH('MAIN DATA'!A279,'GSP info'!B:B))","v":"L7"},"L",630.89450861738533,46.8974051259353,-25.945964214056708,296.82100000000003,345.952,31.844999999999999,0,206.03899999999999,0,0]
["RAVE",{"$f":"INDEX('GSP info'!E:E,_xlfn.XMATCH('MAIN DATA'!A280,'GSP info'!B:B))","v":"Ravenscraig"},{"$f":"INDEX('GSP info'!D:D,_xlfn.XMATCH('MAIN DATA'!A280,'GSP info'!B:B))","v":"S6"},"S",14.0276975111033,5.0861069549565201,4.4685004733965199,0,0,0,0,21.246000000000002,0,0]
["RAYL_1",{"$f":"INDEX('GSP info'!E:E,_xlfn.XMATCH('MAIN DATA'!A281,'GSP info'!B:B))","v":"Rayleigh"},{"$f":"INDEX('GSP info'!D:D,_xlfn.XMATCH('MAIN DATA'!A281,'GSP info'!B:B))","v":"C5"},"C",700.87315048405549,68.468821056164401,-38.229804043470608,334.48399999999998,653.66399999999999,183.49099999999999,4.5999999999999999E-2,263.399,0,0]
["REBR_3",{"$f":"INDEX('GSP info'!E:E,_xlfn.XMATCH('MAIN DATA'!A282,'GSP info'!B:B))","v":"Redbridge"},{"$f":"INDEX('GSP info'!D:D,_xlfn.XMATCH('MAIN DATA'!A282,'GSP info'!B:B))","v":"A1"},"A",195.14841672190789,31.495623555941702,12.514221175428681,2.573,31.785,0,0,33.706000000000003,0,0]
["REDH",{"$f":"INDEX('GSP info'!E:E,_xlfn.XMATCH('MAIN DATA'!A283,'GSP info'!B:B))","v":"Redhouse"},{"$f":"INDEX('GSP info'!D:D,_xlfn.XMATCH('MAIN DATA'!A283,'GSP info'!B:B))","v":"S5"},"S",68.061439643758561,7.2869938628550202,4.8123456354550207,32.761000000000003,48.216999999999999,47.149000000000001,0,4.0540000000000003,0,0]
["REDM_P",{"$f":"INDEX('GSP info'!E:E,_xlfn.XMATCH('MAIN DATA'!A284,'GSP info'!B:B))","v":"Redmoss"},{"$f":"INDEX('GSP info'!D:D,_xlfn.XMATCH('MAIN DATA'!A284,'GSP info'!B:B))","v":"T2"},"T",45.168262812366876,-1.5932084408909699,-3.8014654755520807,6.1050000000000004,29.701000000000001,29.369,0,7.0490000000000004,0,0]
["RICH_J",{"$f":"INDEX('GSP info'!E:E,_xlfn.XMATCH('MAIN DATA'!A285,'GSP info'!B:B))","v":"Richborough"},{"$f":"INDEX('GSP info'!D:D,_xlfn.XMATCH('MAIN DATA'!A285,'GSP info'!B:B))","v":"C7"},"C",96.4946640085289,16.800763211285201,-0.46381951988815828,11.659000000000001,269.89800000000002,2.5000000000000001E-2,0,80.932000000000002,0,0]
["ROCH_1",{"$f":"INDEX('GSP info'!E:E,_xlfn.XMATCH('MAIN DATA'!A286,'GSP info'!B:B))","v":"Rochdale"},{"$f":"INDEX('GSP info'!D:D,_xlfn.XMATCH('MAIN DATA'!A286,'GSP info'!B:B))","v":"N4"},"N",384.36599119420003,2.7503416258640399,-3.5841683165005649,212.107,108.56400000000001,339.83699999999999,0.10100000000000001,95.584000000000003,0,0]
["ROTI3",{"$f":"INDEX('GSP info'!E:E,_xlfn.XMATCH('MAIN DATA'!A287,'GSP info'!B:B))","v":"Rothienorman"},{"$f":"INDEX('GSP info'!D:D,_xlfn.XMATCH('MAIN DATA'!A287,'GSP info'!B:B))","v":"T2"},"T",17.239445730591001,-0.30816306222502499,-0.30816306222502499,0,0,44.403999999999996,0,0,0,0]
["RRIG",{"$f":"INDEX('GSP info'!E:E,_xlfn.XMATCH('MAIN DATA'!A288,'GSP info'!B:B))","v":"Robin Rigg (Harker)"},{"$f":"INDEX('GSP info'!D:D,_xlfn.XMATCH('MAIN DATA'!A288,'GSP info'!B:B))","v":"Q8"},"Q",0,0,0,0,0,0,0,69.748999999999995,0,0]
["RUGEB1",{"$f":"INDEX('GSP info'!E:E,_xlfn.XMATCH('MAIN DATA'!A289,'GSP info'!B:B))","v":"Rugeley"},{"$f":"INDEX('GSP info'!D:D,_xlfn.XMATCH('MAIN DATA'!A289,'GSP info'!B:B))","v":"L5"},"L",309.34597405824968,36.837474505212597,-16.237083851551517,107.515,211.69400000000002,3.7320000000000002,3.0000000000000001E-3,34.585000000000001,0,0]
["RYEH_1",{"$f":"INDEX('GSP info'!E:E,_xlfn.XMATCH('MAIN DATA'!A290,'GSP info'!B:B))","v":"Rye House"},{"$f":"INDEX('GSP info'!D:D,_xlfn.XMATCH('MAIN DATA'!A290,'GSP info'!B:B))","v":"A9"},{"$f":"LEFT(C290,1)","v":"A"},{"$f":"SUMIFS(OFFSET(ActivePk,0,$D$5),ActiveLocation,A290,ActiveScenario,$D$4,ActiveYear,$D$6)","v":550.27391649483559},{"$f":"SUMIFS(OFFSET(QGrossPk,0,$D$5),QGrossLocation,A290,QGrossScenario,$D$4,QGrossYear,$D$6)","v":6.4853638655879502},{"$f":"F290-SUMIFS(OFFSET(LVGWintPk,0,$D$5),LVGLocation,A290,LVGScenario,$D$4,LVGYear,$D$6)","v":-3.8188642421460495},{"$f":"SUMIFS(DGcapacity,DGlocation,A290,DGscenario,$D$4,DGyear,$D$6,DGtech,\"Storage\")+SUMIFS(micro_capacity,micro_location,A290,micro_scenario,$D$4,micro_year,$D$6,micro_tech,\"Battery\")","v":19.582000000000001},{"$f":"SUMIFS(DGcapacity,DGlocation,A290,DGscenario,$D$4,DGyear,$D$6,DGtech,\"Solar\")+SUMIFS(micro_capacity,micro_location,A290,micro_scenario,$D$4,micro_year,$D$6,micro_tech,\"Solar\")","v":199.27600000000001},{"$f":"SUMIFS(DGcapacity,DGlocation,A290,DGscenario,$D$4,DGyear,$D$6,DGtech,\"Wind\")+SUMIFS(micro_capacity,micro_location,A290,micro_scenario,$D$4,micro_year,$D$6,micro_tech,\"Wind\")","v":0},{"$f":"SUMIFS(DGcapacity,DGlocation,A290,DGscenario,$D$4,DGyear,$D$6,DGtech,\"Hydro\")+SUMIFS(micro_capacity,micro_location,A290,micro_scenario,$D$4,micro_year,$D$6,micro_tech,\"Hydro\")","v":1.7000000000000001E-2},{"$f":"SUMIFS(DGcapacity,DGlocation,A290,DGscenario,$D$4,DGyear,$D$6,DGtech,\"Other\")+SUMIFS(micro_capacity,micro_location,A290,micro_scenario,$D$4,micro_year,$D$6,micro_tech,\"Other\")","v":148.495},{"$f":"SUMIFS(OFFSET(DxStorWintpk,0,$G$5),DxStorLocation,A290,DxStorScenario,$D$4,DxStorYear,$D$6)*-1","v":0},{"$f":"SUMIFS(OFFSET(mbat_wintpk,0,$G$5),mbat_location,A290,mbat_scenario,$D$4,mbat_year,$D$6)*-1","v":0}]
["SAFO_1",{"$f":"INDEX('GSP info'!E:E,_xlfn.XMATCH('MAIN DATA'!A291,'GSP info'!B:B))","v":"Sandford"},{"$f":"INDEX('GSP info'!D:D,_xlfn.XMATCH('MAIN DATA'!A291,'GSP info'!B:B))","v":"E7"},"E",160.96153155473138,1.98224420622703,-2.5340049297530216,0,0,2.84,0,0.54,0,0]
["SALH_1",{"$f":"INDEX('GSP info'!E:E,_xlfn.XMATCH('MAIN DATA'!A292,'GSP info'!B:B))","v":"Saltholme"},{"$f":"INDEX('GSP info'!D:D,_xlfn.XMATCH('MAIN DATA'!A292,'GSP info'!B:B))","v":"Q2"},"Q",404.4240375012609,24.707217217515101,3.707217217515101,0,78.010000000000005,0,0,312.28899999999999,0,0]
["SALL1",{"$f":"INDEX('GSP info'!E:E,_xlfn.XMATCH('MAIN DATA'!A293,'GSP info'!B:B))","v":"Sheringham Shoal (Norwich)"},{"$f":"INDEX('GSP info'!D:D,_xlfn.XMATCH('MAIN DATA'!A293,'GSP info'!B:B))","v":"J3"},"J",0,0,-2.5519949999999998,0,0,0,0,81.652000000000001,0,0]
["SALT_1",{"$f":"INDEX('GSP info'!E:E,_xlfn.XMATCH('MAIN DATA'!A294,'GSP info'!B:B))","v":"Saltend North"},{"$f":"INDEX('GSP info'!D:D,_xlfn.XMATCH('MAIN DATA'!A294,'GSP info'!B:B))","v":"P8"},"P",141.27308201168407,11.0229364318004,2.9581563292683715,24.805,113.42,107.74299999999999,0,83.231999999999999,0,0]
["SANX",{"$f":"INDEX('GSP info'!E:E,_xlfn.XMATCH('MAIN DATA'!A295,'GSP info'!B:B))","v":"St Andrews Cross"},{"$f":"INDEX('GSP info'!D:D,_xlfn.XMATCH('MAIN DATA'!A295,'GSP info'!B:B))","v":"S6"},"S",63.802089089131016,0.50343962983397805,-0.701593966266022,0,0,0,0,3.0019999999999998,0,0]
["SASA",{"$f":"INDEX('GSP info'!E:E,_xlfn.XMATCH('MAIN DATA'!A296,'GSP info'!B:B))","v":"St Asaph (Bodelwyddan)"},{"$f":"INDEX('GSP info'!D:D,_xlfn.XMATCH('MAIN DATA'!A296,'GSP info'!B:B))","v":"M6"},"M",0,0,0,0,0,0,0,31.712,0,0]
["SBAR",{"$f":"INDEX('GSP info'!E:E,_xlfn.XMATCH('MAIN DATA'!A297,'GSP info'!B:B))","v":"Stoke Bardolph"},{"$f":"INDEX('GSP info'!D:D,_xlfn.XMATCH('MAIN DATA'!A297,'GSP info'!B:B))","v":"L7"},"L",276.0977525671932,1.6159329373601901,-31.059315609477839,108.164,262.096,5.4779999999999998,0.58099999999999996,112.501,0,0]
["SEAB1",{"$f":"INDEX('GSP info'!E:E,_xlfn.XMATCH('MAIN DATA'!A298,'GSP info'!B:B))","v":"Seabank"},{"$f":"INDEX('GSP info'!D:D,_xlfn.XMATCH('MAIN DATA'!A298,'GSP info'!B:B))","v":"G7"},"G",346.21798831666649,-2.3059101435850601E-2,-5.9110462868757994,54.322000000000003,569.399,75.116,6.7000000000000004E-2,206.685,0,0]
["SELL_1",{"$f":"INDEX('GSP info'!E:E,_xlfn.XMATCH('MAIN DATA'!A299,'GSP info'!B:B))","v":"Sellindge"},{"$f":"INDEX('GSP info'!D:D,_xlfn.XMATCH('MAIN DATA'!A299,'GSP info'!B:B))","v":"C4"},"C",368.67088874837441,-8.4102910585725699,-73.407258497151574,28.908999999999999,444.83100000000002,0.13600000000000001,0,204.107,0,0]
["SFEG_P",{"$f":"INDEX('GSP info'!E:E,_xlfn.XMATCH('MAIN DATA'!A300,'GSP info'!B:B))","v":"St Fergus Gas Terminal"},{"$f":"INDEX('GSP info'!D:D,_xlfn.XMATCH('MAIN DATA'!A300,'GSP info'!B:B))","v":"T2"},"T",5.60995029421602,3.7252236087596802,2.9459198341710628,0,34.83,0,0,0.84199999999999997,0,0]
["SFIL_P",{"$f":"INDEX('GSP info'!E:E,_xlfn.XMATCH('MAIN DATA'!A301,'GSP info'!B:B))","v":"St Fillans"},{"$f":"INDEX('GSP info'!D:D,_xlfn.XMATCH('MAIN DATA'!A301,'GSP info'!B:B))","v":"T4"},"T",4.7458603042388496,1.1575620568784599,0.51547496715823571,0.16400000000000001,15.129999999999999,0,0.23200000000000001,2.0219999999999998,0,0]
["SHEC_3",{"$f":"INDEX('GSP info'!E:E,_xlfn.XMATCH('MAIN DATA'!A302,'GSP info'!B:B))","v":"Sheffield City"},{"$f":"INDEX('GSP info'!D:D,_xlfn.XMATCH('MAIN DATA'!A302,'GSP info'!B:B))","v":"P3"},"P",103.3015052661037,5.6090384460594898,1.5657445022478216,0.35299999999999998,23.379000000000001,0,0,8.5259999999999998,0,0]
["SHIN_P",{"$f":"INDEX('GSP info'!E:E,_xlfn.XMATCH('MAIN DATA'!A303,'GSP info'!B:B))","v":"Shin"},{"$f":"INDEX('GSP info'!D:D,_xlfn.XMATCH('MAIN DATA'!A303,'GSP info'!B:B))","v":"T5"},"T",4.9156715402818856,2.9678107080303202,2.5681271180737015,0.156,1.139,3.5999999999999997E-2,12.6,4.2960000000000003,0,0]
["SHRU",{"$f":"INDEX('GSP info'!E:E,_xlfn.XMATCH('MAIN DATA'!A304,'GSP info'!B:B))","v":"Shrubhill"},{"$f":"INDEX('GSP info'!D:D,_xlfn.XMATCH('MAIN DATA'!A304,'GSP info'!B:B))","v":"S6"},"S",97.659503872094874,12.144573374404199,8.4539390826041991,0.27200000000000002,1.9890000000000001,8.0000000000000002E-3,0,3.7919999999999998,0,0]
["SHRW_1",{"$f":"INDEX('GSP info'!E:E,_xlfn.XMATCH('MAIN DATA'!A305,'GSP info'!B:B))","v":"Shrewsbury"},{"$f":"INDEX('GSP info'!D:D,_xlfn.XMATCH('MAIN DATA'!A305,'GSP info'!B:B))","v":"L5"},"L",175.10707657904311,7.5966284706760296,-1.8947331954129263,140.96299999999999,382.11199999999997,1.395,0,65.646000000000001,0,0]
["SIGH",{"$f":"INDEX('GSP info'!E:E,_xlfn.XMATCH('MAIN DATA'!A306,'GSP info'!B:B))","v":"Sighthill"},{"$f":"INDEX('GSP info'!D:D,_xlfn.XMATCH('MAIN DATA'!A306,'GSP info'!B:B))","v":"S6"},"S",159.87106277946629,-1.57437659538495,-7.2466846101849498,2.0259999999999998,{"$f":"SUMIFS(DGcapacity,DGlocation,A306,DGscenario,$D$4,DGyear,$D$6,DGtech,\"Solar\")+SUMIFS(micro_capacity,micro_location,A306,micro_scenario,$D$4,micro_year,$D$6,micro_tech,\"Solar\")","v":18.559999999999999},4.0000000000000001E-3,0.28499999999999998,19.492999999999999,0,0]
["SJOW_1",{"$f":"INDEX('GSP info'!E:E,_xlfn.XMATCH('MAIN DATA'!A307,'GSP info'!B:B))","v":"St John's Wood"},{"$f":"INDEX('GSP info'!D:D,_xlfn.XMATCH('MAIN DATA'!A307,'GSP info'!B:B))","v":"A7"},"A",898.80288743065296,123.629544085538,15.019578196166904,1.607,21.19,0,0,52.882999999999996,0,0]
["SKLGB1",{"$f":"INDEX('GSP info'!E:E,_xlfn.XMATCH('MAIN DATA'!A308,'GSP info'!B:B))","v":"Skelton Grange"},{"$f":"INDEX('GSP info'!D:D,_xlfn.XMATCH('MAIN DATA'!A308,'GSP info'!B:B))","v":"P1"},"P",844.64354497377872,49.097582069570798,-29.879252365252533,26.408000000000001,223.47,8.5389999999999997,0,179.02699999999999,0,0]
["SLOY_P",{"$f":"INDEX('GSP info'!E:E,_xlfn.XMATCH('MAIN DATA'!A309,'GSP info'!B:B))","v":"Sloy"},{"$f":"INDEX('GSP info'!D:D,_xlfn.XMATCH('MAIN DATA'!A309,'GSP info'!B:B))","v":"T3"},"T",6.1425648839039386,-4.0590820334417903E-2,-0.13665748841222622,0,3.76,0,0,4.5819999999999999,0,0]
["SMAN_1",{"$f":"INDEX('GSP info'!E:E,_xlfn.XMATCH('MAIN DATA'!A310,'GSP info'!B:B))","v":"South Manchester"},{"$f":"INDEX('GSP info'!D:D,_xlfn.XMATCH('MAIN DATA'!A310,'GSP info'!B:B))","v":"N2"},"N",591.68823651686807,80.433743907767393,-20.452252842882899,10.896000000000001,96.89500000000001,0,6.5000000000000002E-2,119.649,0,0]
["SPAV",{"$f":"INDEX('GSP info'!E:E,_xlfn.XMATCH('MAIN DATA'!A311,'GSP info'!B:B))","v":"Spango Valley"},{"$f":"INDEX('GSP info'!D:D,_xlfn.XMATCH('MAIN DATA'!A311,'GSP info'!B:B))","v":"S6"},"S",55.38008784373298,-0.34624516318139997,-2.5253316695814001,5.6029999999999998,4.4039999999999999,1.2809999999999999,6.4000000000000001E-2,6.73,0,0]
["SPEN_1",{"$f":"INDEX('GSP info'!E:E,_xlfn.XMATCH('MAIN DATA'!A312,'GSP info'!B:B))","v":"Spennymoor"},{"$f":"INDEX('GSP info'!D:D,_xlfn.XMATCH('MAIN DATA'!A312,'GSP info'!B:B))","v":"Q7"},"Q",398.59602773049716,-10.782915807666701,-17.992915807666702,188.59,202.149,217.14699999999999,1.341,164.721,0,0]
["SSHI_3",{"$f":"INDEX('GSP info'!E:E,_xlfn.XMATCH('MAIN DATA'!A313,'GSP info'!B:B))","v":"South Shields"},{"$f":"INDEX('GSP info'!D:D,_xlfn.XMATCH('MAIN DATA'!A313,'GSP info'!B:B))","v":"Q4"},"Q",88.054983758752229,-1.32832108886287,-1.32832108886287,40.384,58.811999999999998,0.14499999999999999,0,11.595000000000001,0,0]
["STAH_1",{"$f":"INDEX('GSP info'!E:E,_xlfn.XMATCH('MAIN DATA'!A314,'GSP info'!B:B))","v":"Stanah"},{"$f":"INDEX('GSP info'!D:D,_xlfn.XMATCH('MAIN DATA'!A314,'GSP info'!B:B))","v":"R4"},"R",279.7450418470047,7.7705124894363804,-6.8243329014287104,7.8739999999999997,115.64099999999999,0.94199999999999995,0,49.122999999999998,0,0]
["STAL_1",{"$f":"INDEX('GSP info'!E:E,_xlfn.XMATCH('MAIN DATA'!A315,'GSP info'!B:B))","v":"Stalybridge"},{"$f":"INDEX('GSP info'!D:D,_xlfn.XMATCH('MAIN DATA'!A315,'GSP info'!B:B))","v":"N7"},"N",609.07347918520395,33.294154947132199,28.087484729293198,127.252,166.36099999999999,0.16700000000000001,0.14099999999999999,204.94900000000001,0,0]
["STAY_1",{"$f":"INDEX('GSP info'!E:E,_xlfn.XMATCH('MAIN DATA'!A316,'GSP info'!B:B))","v":"Staythorpe"},{"$f":"INDEX('GSP info'!D:D,_xlfn.XMATCH('MAIN DATA'!A316,'GSP info'!B:B))","v":"K5"},"K",389.26649632969406,42.250623073667697,-4.7275017503393002,177.45299999999997,985.8130000000001,10.013,0,189.352,0,0]
["STEN_1",{"$f":"INDEX('GSP info'!E:E,_xlfn.XMATCH('MAIN DATA'!A317,'GSP info'!B:B))","v":"Stella North"},{"$f":"INDEX('GSP info'!D:D,_xlfn.XMATCH('MAIN DATA'!A317,'GSP info'!B:B))","v":"Q5"},"Q",333.64728242322974,22.560855122138602,9.0838134821116725,67.094999999999999,105.29900000000001,4.0000000000000001E-3,0,82.908999999999992,0,0]
["STES_1",{"$f":"INDEX('GSP info'!E:E,_xlfn.XMATCH('MAIN DATA'!A318,'GSP info'!B:B))","v":"Stella South"},{"$f":"INDEX('GSP info'!D:D,_xlfn.XMATCH('MAIN DATA'!A318,'GSP info'!B:B))","v":"Q5"},"Q",325.1894804064442,-11.495129817832201,-28.115169946315273,22.189999999999998,177.4,78.345999999999989,0.221,66.095000000000013,0,0]
["STHA",{"$f":"INDEX('GSP info'!E:E,_xlfn.XMATCH('MAIN DATA'!A319,'GSP info'!B:B))","v":"Strathaven"},{"$f":"INDEX('GSP info'!D:D,_xlfn.XMATCH('MAIN DATA'!A319,'GSP info'!B:B))","v":"S6"},"S",96.464712188091099,4.2211660223142404,-0.30852731308575976,1.214,12.635,30.921999999999997,9.9000000000000005E-2,1.76,0,0]
["STIR",{"$f":"INDEX('GSP info'!E:E,_xlfn.XMATCH('MAIN DATA'!A320,'GSP info'!B:B))","v":"Stirling"},{"$f":"INDEX('GSP info'!D:D,_xlfn.XMATCH('MAIN DATA'!A320,'GSP info'!B:B))","v":"S5"},"S",116.15296320495727,16.823767307841301,12.1821779677413,7.3860000000000001,86.308999999999997,44.323999999999998,0.433,9.8290000000000006,0,0]
["STLE",{"$f":"INDEX('GSP info'!E:E,_xlfn.XMATCH('MAIN DATA'!A321,'GSP info'!B:B))","v":"Strathleven"},{"$f":"INDEX('GSP info'!D:D,_xlfn.XMATCH('MAIN DATA'!A321,'GSP info'!B:B))","v":"S5"},"S",72.937249866471234,12.864107168255,8.6949103551549989,3.073,54.814999999999998,44.468000000000004,4.5470000000000006,27.878,0,0]
["STOR_P",{"$f":"INDEX('GSP info'!E:E,_xlfn.XMATCH('MAIN DATA'!A322,'GSP info'!B:B))","v":"Stornoway"},{"$f":"INDEX('GSP info'!D:D,_xlfn.XMATCH('MAIN DATA'!A322,'GSP info'!B:B))","v":"T1"},"T",32.109903577186941,-2.8752285846065901,-2.8752285846065901,0,0,22.69,0,0,0,0]
["STRI_P",{"$f":"INDEX('GSP info'!E:E,_xlfn.XMATCH('MAIN DATA'!A323,'GSP info'!B:B))","v":"Strichen"},{"$f":"INDEX('GSP info'!D:D,_xlfn.XMATCH('MAIN DATA'!A323,'GSP info'!B:B))","v":"T2"},"T",49.032543381430884,0.38706732671156902,0.29658470291186612,19.399999999999999,49.37,43.52,0,6.6779999999999999,0,0]
["SUND_1",{"$f":"INDEX('GSP info'!E:E,_xlfn.XMATCH('MAIN DATA'!A324,'GSP info'!B:B))","v":"Sundon"},{"$f":"INDEX('GSP info'!D:D,_xlfn.XMATCH('MAIN DATA'!A324,'GSP info'!B:B))","v":"D4"},"D",868.0397483800308,46.083278685140002,-44.933105125479571,150.73099999999999,502.33799999999997,17.89,4.5999999999999999E-2,324.291,0,0]
["SWAN_1",{"$f":"INDEX('GSP info'!E:E,_xlfn.XMATCH('MAIN DATA'!A325,'GSP info'!B:B))","v":"Swansea North"},{"$f":"INDEX('GSP info'!D:D,_xlfn.XMATCH('MAIN DATA'!A325,'GSP info'!B:B))","v":"H6"},"H",942.55427505602188,57.687563742451403,21.168508382233433,108.111,918.76900000000001,671.75900000000001,11.253,299.464,0,0]
["TARL_P",{"$f":"INDEX('GSP info'!E:E,_xlfn.XMATCH('MAIN DATA'!A326,'GSP info'!B:B))","v":"Tarland"},{"$f":"INDEX('GSP info'!D:D,_xlfn.XMATCH('MAIN DATA'!A326,'GSP info'!B:B))","v":"T2"},"T",50.782449229795112,0.68744585906248901,4.7827311512865345E-2,1.0049999999999999,20.568000000000001,22.695999999999998,2.9290000000000003,30.262,0,0]
["TAUN1",{"$f":"INDEX('GSP info'!E:E,_xlfn.XMATCH('MAIN DATA'!A327,'GSP info'!B:B))","v":"Taunton"},{"$f":"INDEX('GSP info'!D:D,_xlfn.XMATCH('MAIN DATA'!A327,'GSP info'!B:B))","v":"E8"},"E",175.72866298400979,-2.3432340245039698,-2.3432340245039698,59.308999999999997,277.23200000000003,0.22600000000000001,0.151,83.418000000000006,0,0]
["TAYN_P",{"$f":"INDEX('GSP info'!E:E,_xlfn.XMATCH('MAIN DATA'!A328,'GSP info'!B:B))","v":"Taynuilt"},{"$f":"INDEX('GSP info'!D:D,_xlfn.XMATCH('MAIN DATA'!A328,'GSP info'!B:B))","v":"T3"},"T",45.996732176331435,8.0784985992133296E-2,-0.44314932461276385,1.552,55.73,23.807000000000002,36.713000000000001,10.664999999999999,0,0]
["TELR",{"$f":"INDEX('GSP info'!E:E,_xlfn.XMATCH('MAIN DATA'!A329,'GSP info'!B:B))","v":"Telford Road"},{"$f":"INDEX('GSP info'!D:D,_xlfn.XMATCH('MAIN DATA'!A329,'GSP info'!B:B))","v":"S6"},"S",43.455416024887704,1.8023410340339301,-0.10886427676606991,0.71799999999999997,9.01,0,0,4.8650000000000002,0,0]
["TEMP_3",{"$f":"INDEX('GSP info'!E:E,_xlfn.XMATCH('MAIN DATA'!A330,'GSP info'!B:B))","v":"Templeborough"},{"$f":"INDEX('GSP info'!D:D,_xlfn.XMATCH('MAIN DATA'!A330,'GSP info'!B:B))","v":"P3"},"P",27.19921123462899,26.728520751121099,26.185022990853135,40,20.8,0,0,1.4620000000000002,0,0]
["THOM_6",{"$f":"INDEX('GSP info'!E:E,_xlfn.XMATCH('MAIN DATA'!A331,'GSP info'!B:B))","v":"Thorpe Marsh"},{"$f":"INDEX('GSP info'!D:D,_xlfn.XMATCH('MAIN DATA'!A331,'GSP info'!B:B))","v":"P6"},"P",221.1671632819309,-4.9818234140864801,-5.0341129377050153,32.851999999999997,333.10199999999998,2.5710000000000002,0.11600000000000001,103.69199999999999,0,0]
["THSO_P",{"$f":"INDEX('GSP info'!E:E,_xlfn.XMATCH('MAIN DATA'!A332,'GSP info'!B:B))","v":"Thurso"},{"$f":"INDEX('GSP info'!D:D,_xlfn.XMATCH('MAIN DATA'!A332,'GSP info'!B:B))","v":"T5"},"T",29.224739721290867,-1.1313234037139801,-3.8637976983613767,5.444,116.73400000000001,69.578000000000003,4.9290000000000003,37.927999999999997,0,0]
["THUR_6",{"$f":"INDEX('GSP info'!E:E,_xlfn.XMATCH('MAIN DATA'!A333,'GSP info'!B:B))","v":"Thurcroft"},{"$f":"INDEX('GSP info'!D:D,_xlfn.XMATCH('MAIN DATA'!A333,'GSP info'!B:B))","v":"P3"},"P",342.09496498827718,0.66275754570463197,-6.9473875001253589,113.971,102.361,70.265000000000001,0.308,130.31,0,0]
["TILBB_1",{"$f":"INDEX('GSP info'!E:E,_xlfn.XMATCH('MAIN DATA'!A334,'GSP info'!B:B))","v":"Tilbury"},{"$f":"INDEX('GSP info'!D:D,_xlfn.XMATCH('MAIN DATA'!A334,'GSP info'!B:B))","v":"C1"},"C",253.54161175444889,7.5244375274920303,-11.325774709089973,53.843000000000004,348.15100000000001,26.13,0,110.435,0,0]
["TONG",{"$f":"INDEX('GSP info'!E:E,_xlfn.XMATCH('MAIN DATA'!A335,'GSP info'!B:B))","v":"Tongland"},{"$f":"INDEX('GSP info'!D:D,_xlfn.XMATCH('MAIN DATA'!A335,'GSP info'!B:B))","v":"S6"},"S",12.413089062665501,0.57601904627414002,0.57601904627414002,2.089,19.021000000000001,8.1609999999999996,36.097000000000001,2.411,0,0]
["TONG1",{"$f":"INDEX('GSP info'!E:E,_xlfn.XMATCH('MAIN DATA'!A336,'GSP info'!B:B))","v":"Tongland"},{"$f":"INDEX('GSP info'!D:D,_xlfn.XMATCH('MAIN DATA'!A336,'GSP info'!B:B))","v":"S6"},"S",34.041715572143403,1.2406130555382,1.2406130555382,0,0,0,0,0,0,0]
["TOTT_1",{"$f":"INDEX('GSP info'!E:E,_xlfn.XMATCH('MAIN DATA'!A337,'GSP info'!B:B))","v":"Tottenham"},{"$f":"INDEX('GSP info'!D:D,_xlfn.XMATCH('MAIN DATA'!A337,'GSP info'!B:B))","v":"A1"},"A",532.54068768223601,95.4060088437095,-5.9026576567255375,11.993,54.417999999999999,0,0.25600000000000001,140.41900000000001,0,0]
["TRAW_1",{"$f":"INDEX('GSP info'!E:E,_xlfn.XMATCH('MAIN DATA'!A338,'GSP info'!B:B))","v":"Trawsfynydd"},{"$f":"INDEX('GSP info'!D:D,_xlfn.XMATCH('MAIN DATA'!A338,'GSP info'!B:B))","v":"M7"},"M",171.73367142137747,-14.0493774984457,-14.9649860461077,8.35,127.59299999999999,381.66300000000001,12.058,79.080999999999989,0,0]
["TUMB_P",{"$f":"INDEX('GSP info'!E:E,_xlfn.XMATCH('MAIN DATA'!A339,'GSP info'!B:B))","v":"Tummel Bridge"},{"$f":"INDEX('GSP info'!D:D,_xlfn.XMATCH('MAIN DATA'!A339,'GSP info'!B:B))","v":"T4"},{"$f":"LEFT(C339,1)","v":"T"},{"$f":"SUMIFS(OFFSET(ActivePk,0,$D$5),ActiveLocation,A339,ActiveScenario,$D$4,ActiveYear,$D$6)","v":0},{"$f":"SUMIFS(OFFSET(QGrossPk,0,$D$5),QGrossLocation,A339,QGrossScenario,$D$4,QGrossYear,$D$6)","v":0},{"$f":"F339-SUMIFS(OFFSET(LVGWintPk,0,$D$5),LVGLocation,A339,LVGScenario,$D$4,LVGYear,$D$6)","v":-1.1376400479157369},{"$f":"SUMIFS(DGcapacity,DGlocation,A339,DGscenario,$D$4,DGyear,$D$6,DGtech,\"Storage\")+SUMIFS(micro_capacity,micro_location,A339,micro_scenario,$D$4,micro_year,$D$6,micro_tech,\"Battery\")","v":0.96299999999999997},{"$f":"SUMIFS(DGcapacity,DGlocation,A339,DGscenario,$D$4,DGyear,$D$6,DGtech,\"Solar\")+SUMIFS(micro_capacity,micro_location,A339,micro_scenario,$D$4,micro_year,$D$6,micro_tech,\"Solar\")","v":17.202999999999999},{"$f":"SUMIFS(DGcapacity,DGlocation,A339,DGscenario,$D$4,DGyear,$D$6,DGtech,\"Wind\")+SUMIFS(micro_capacity,micro_location,A339,micro_scenario,$D$4,micro_year,$D$6,micro_tech,\"Wind\")","v":0.83299999999999996},{"$f":"SUMIFS(DGcapacity,DGlocation,A339,DGscenario,$D$4,DGyear,$D$6,DGtech,\"Hydro\")+SUMIFS(micro_capacity,micro_location,A339,micro_scenario,$D$4,micro_year,$D$6,micro_tech,\"Hydro\")","v":19.341000000000001},{"$f":"SUMIFS(DGcapacity,DGlocation,A339,DGscenario,$D$4,DGyear,$D$6,DGtech,\"Other\")+SUMIFS(micro_capacity,micro_location,A339,micro_scenario,$D$4,micro_year,$D$6,micro_tech,\"Other\")","v":15.512},{"$f":"SUMIFS(OFFSET(DxStorWintpk,0,$G$5),DxStorLocation,A339,DxStorScenario,$D$4,DxStorYear,$D$6)*-1","v":0},{"$f":"SUMIFS(OFFSET(mbat_wintpk,0,$G$5),mbat_location,A339,mbat_scenario,$D$4,mbat_year,$D$6)*-1","v":0}]
["TYNE_1",{"$f":"INDEX('GSP info'!E:E,_xlfn.XMATCH('MAIN DATA'!A340,'GSP info'!B:B))","v":"Tynemouth 132kV"},{"$f":"INDEX('GSP info'!D:D,_xlfn.XMATCH('MAIN DATA'!A340,'GSP info'!B:B))","v":"Q4"},"Q",239.56554613018545,21.762960562609699,-11.859039437390301,39.5,19.5,0,0,21.571000000000002,0,0]
["TYNE_2",{"$f":"INDEX('GSP info'!E:E,_xlfn.XMATCH('MAIN DATA'!A341,'GSP info'!B:B))","v":"Tynemouth 11kV"},{"$f":"INDEX('GSP info'!D:D,_xlfn.XMATCH('MAIN DATA'!A341,'GSP info'!B:B))","v":"Q4"},"Q",50.907011792158485,-2.81815481702994,-2.81815481702994,36.010999999999996,99.89,8.9999999999999993E-3,0,40.36,0,0]
["UPPB_1",{"$f":"INDEX('GSP info'!E:E,_xlfn.XMATCH('MAIN DATA'!A342,'GSP info'!B:B))","v":"Upper Boat 132kV"},{"$f":"INDEX('GSP info'!D:D,_xlfn.XMATCH('MAIN DATA'!A342,'GSP info'!B:B))","v":"H2"},"H",360.68194194969163,23.9373935968868,-6.3666148661432089,14.191000000000001,142.67500000000001,200.619,0.77600000000000002,144.745,0,0]
["UPPB_3",{"$f":"INDEX('GSP info'!E:E,_xlfn.XMATCH('MAIN DATA'!A343,'GSP info'!B:B))","v":"Upper Boat 33kV"},{"$f":"INDEX('GSP info'!D:D,_xlfn.XMATCH('MAIN DATA'!A343,'GSP info'!B:B))","v":"H2"},"H",86.252744243841477,15.813770324844301,2.9564050803686861,0,38.58,0,0,61.27,0,0]
["USKM_1",{"$f":"INDEX('GSP info'!E:E,_xlfn.XMATCH('MAIN DATA'!A344,'GSP info'!B:B))","v":"Uskmouth"},{"$f":"INDEX('GSP info'!D:D,_xlfn.XMATCH('MAIN DATA'!A344,'GSP info'!B:B))","v":"H2"},"H",377.13610769385423,52.3152814025241,4.2055820640825985,68.344999999999999,305.71600000000001,24.275000000000002,4.4999999999999998E-2,82.90100000000001,0,0]
["WABO",{"$f":"INDEX('GSP info'!E:E,_xlfn.XMATCH('MAIN DATA'!A345,'GSP info'!B:B))","v":"Walney 2 (Heysham)"},{"$f":"INDEX('GSP info'!D:D,_xlfn.XMATCH('MAIN DATA'!A345,'GSP info'!B:B))","v":"R4"},"R",0,0,0,0,0,0,0,48.034999999999997,0,0]
["WALH_1",{"$f":"INDEX('GSP info'!E:E,_xlfn.XMATCH('MAIN DATA'!A346,'GSP info'!B:B))","v":"Walham"},{"$f":"INDEX('GSP info'!D:D,_xlfn.XMATCH('MAIN DATA'!A346,'GSP info'!B:B))","v":"G1"},"G",597.04371612040427,232.07612653924599,169.009369737936,74.322000000000003,452.58299999999997,4.1000000000000002E-2,8.0000000000000002E-3,127.648,0,0]
["WALP_1",{"$f":"INDEX('GSP info'!E:E,_xlfn.XMATCH('MAIN DATA'!A347,'GSP info'!B:B))","v":"Walpole (_A)"},{"$f":"INDEX('GSP info'!D:D,_xlfn.XMATCH('MAIN DATA'!A347,'GSP info'!B:B))","v":"J1"},"J",792.22171675231903,67.323065357775803,8.679662067301706,180.642,811.41599999999994,596.73500000000001,0,453.36699999999996,0,0]
["WALP_B",{"$f":"INDEX('GSP info'!E:E,_xlfn.XMATCH('MAIN DATA'!A348,'GSP info'!B:B))","v":"Walpole (_B)"},{"$f":"INDEX('GSP info'!D:D,_xlfn.XMATCH('MAIN DATA'!A348,'GSP info'!B:B))","v":"J1"},"J",358.19605990695317,35.317208834452401,10.380964852408475,32.087000000000003,589.85599999999999,134.77699999999999,0,204.81200000000001,0,0]
["WARL_1",{"$f":"INDEX('GSP info'!E:E,_xlfn.XMATCH('MAIN DATA'!A349,'GSP info'!B:B))","v":"Warley"},{"$f":"INDEX('GSP info'!D:D,_xlfn.XMATCH('MAIN DATA'!A349,'GSP info'!B:B))","v":"C6"},"C",361.74352258686241,71.365093115649998,-5.565239243649998,106.703,352.64,2.4220000000000002,0.42399999999999999,109.947,0,0]
["WASF_1",{"$f":"INDEX('GSP info'!E:E,_xlfn.XMATCH('MAIN DATA'!A350,'GSP info'!B:B))","v":"Washway Farm"},{"$f":"INDEX('GSP info'!D:D,_xlfn.XMATCH('MAIN DATA'!A350,'GSP info'!B:B))","v":"N1"},"N",261.06389853781894,39.788657001687596,13.687578704396739,191.37300000000002,28.131999999999998,6.5470000000000006,0,88.125,0,0]
["WATFS_1",{"$f":"INDEX('GSP info'!E:E,_xlfn.XMATCH('MAIN DATA'!A351,'GSP info'!B:B))","v":"Watford South"},{"$f":"INDEX('GSP info'!D:D,_xlfn.XMATCH('MAIN DATA'!A351,'GSP info'!B:B))","v":"A6"},{"$f":"LEFT(C351,1)","v":"A"},{"$f":"SUMIFS(OFFSET(ActivePk,0,$D$5),ActiveLocation,A351,ActiveScenario,$D$4,ActiveYear,$D$6)","v":421.3294705271968},{"$f":"SUMIFS(OFFSET(QGrossPk,0,$D$5),QGrossLocation,A351,QGrossScenario,$D$4,QGrossYear,$D$6)","v":102.531338367345},{"$f":"F351-SUMIFS(OFFSET(LVGWintPk,0,$D$5),LVGLocation,A351,LVGScenario,$D$4,LVGYear,$D$6)","v":37.839155359110478},{"$f":"SUMIFS(DGcapacity,DGlocation,A351,DGscenario,$D$4,DGyear,$D$6,DGtech,\"Storage\")+SUMIFS(micro_capacity,micro_location,A351,micro_scenario,$D$4,micro_year,$D$6,micro_tech,\"Battery\")","v":9.6539999999999999},{"$f":"SUMIFS(DGcapacity,DGlocation,A351,DGscenario,$D$4,DGyear,$D$6,DGtech,\"Solar\")+SUMIFS(micro_capacity,micro_location,A351,micro_scenario,$D$4,micro_year,$D$6,micro_tech,\"Solar\")","v":82.048000000000002},{"$f":"SUMIFS(DGcapacity,DGlocation,A351,DGscenario,$D$4,DGyear,$D$6,DGtech,\"Wind\")+SUMIFS(micro_capacity,micro_location,A351,micro_scenario,$D$4,micro_year,$D$6,micro_tech,\"Wind\")","v":0.36399999999999999},{"$f":"SUMIFS(DGcapacity,DGlocation,A351,DGscenario,$D$4,DGyear,$D$6,DGtech,\"Hydro\")+SUMIFS(micro_capacity,micro_location,A351,micro_scenario,$D$4,micro_year,$D$6,micro_tech,\"Hydro\")","v":0},{"$f":"SUMIFS(DGcapacity,DGlocation,A351,DGscenario,$D$4,DGyear,$D$6,DGtech,\"Other\")+SUMIFS(micro_capacity,micro_location,A351,micro_scenario,$D$4,micro_year,$D$6,micro_tech,\"Other\")","v":87.418000000000006},{"$f":"SUMIFS(OFFSET(DxStorWintpk,0,$G$5),DxStorLocation,A351,DxStorScenario,$D$4,DxStorYear,$D$6)*-1","v":0},{"$f":"SUMIFS(OFFSET(mbat_wintpk,0,$G$5),mbat_location,A351,mbat_scenario,$D$4,mbat_year,$D$6)*-1","v":0}]
["WBOL_6",{"$f":"INDEX('GSP info'!E:E,_xlfn.XMATCH('MAIN DATA'!A352,'GSP info'!B:B))","v":"West Boldon"},{"$f":"INDEX('GSP info'!D:D,_xlfn.XMATCH('MAIN DATA'!A352,'GSP info'!B:B))","v":"Q4"},"Q",343.20954203093663,37.371999832873499,37.371999832873499,23.387999999999998,107.997,17.427,0,71.111999999999995,0,0]
["WBUR_1",{"$f":"INDEX('GSP info'!E:E,_xlfn.XMATCH('MAIN DATA'!A353,'GSP info'!B:B))","v":"West Burton"},{"$f":"INDEX('GSP info'!D:D,_xlfn.XMATCH('MAIN DATA'!A353,'GSP info'!B:B))","v":"K6"},"K",305.83574471538606,7.0733154831922196,-4.6398322218417807,64.870999999999995,549.43000000000006,5.0919999999999996,0,78.206000000000003,0,0]
["WESA_H",{"$f":"INDEX('GSP info'!E:E,_xlfn.XMATCH('MAIN DATA'!A354,'GSP info'!B:B))","v":"Wesley Avenue (Willesden 66kV)"},{"$f":"INDEX('GSP info'!D:D,_xlfn.XMATCH('MAIN DATA'!A354,'GSP info'!B:B))","v":"A7"},"A",13.317647215141029,12.4179979582975,4.286675977565098,0,0,0,0,0,0,0]
["WFIE",{"$f":"INDEX('GSP info'!E:E,_xlfn.XMATCH('MAIN DATA'!A355,'GSP info'!B:B))","v":"Westfield"},{"$f":"INDEX('GSP info'!D:D,_xlfn.XMATCH('MAIN DATA'!A355,'GSP info'!B:B))","v":"S5"},"S",48.593661380257529,0.75850553081009697,-0.32641163338990298,26.293000000000003,41.087000000000003,43.984000000000002,0,21.675000000000001,0,0]
["WGEO",{"$f":"INDEX('GSP info'!E:E,_xlfn.XMATCH('MAIN DATA'!A356,'GSP info'!B:B))","v":"West George Street"},{"$f":"INDEX('GSP info'!D:D,_xlfn.XMATCH('MAIN DATA'!A356,'GSP info'!B:B))","v":"S5"},"S",77.084195033902091,0,-2.2990526169000001,0,8.5500000000000007,0,0,0.95399999999999996,0,0]
["WHAM_1",{"$f":"INDEX('GSP info'!E:E,_xlfn.XMATCH('MAIN DATA'!A357,'GSP info'!B:B))","v":"West Ham"},{"$f":"INDEX('GSP info'!D:D,_xlfn.XMATCH('MAIN DATA'!A357,'GSP info'!B:B))","v":"A1"},"A",609.28847402589167,-7.5060114908192102,-72.964149788357432,5.26,51.402999999999999,8.9999999999999993E-3,0.46500000000000002,64.692999999999998,0,0]
["WHGA_1",{"$f":"INDEX('GSP info'!E:E,_xlfn.XMATCH('MAIN DATA'!A358,'GSP info'!B:B))","v":"Whitegate"},{"$f":"INDEX('GSP info'!D:D,_xlfn.XMATCH('MAIN DATA'!A358,'GSP info'!B:B))","v":"N4"},"N",448.93483176942073,59.481932223048901,6.9515096906524363,76.888000000000005,126.078,0.112,0,123.67700000000001,0,0]
["WHHO",{"$f":"INDEX('GSP info'!E:E,_xlfn.XMATCH('MAIN DATA'!A359,'GSP info'!B:B))","v":"Whitehouse"},{"$f":"INDEX('GSP info'!D:D,_xlfn.XMATCH('MAIN DATA'!A359,'GSP info'!B:B))","v":"S6"},"S",95.352861073106439,0.24777976456148901,-2.5635506977385107,0.86899999999999999,6.3460000000000001,0,6.0000000000000001E-3,6.1829999999999998,0,0]
["WIBA_3",{"$f":"INDEX('GSP info'!E:E,_xlfn.XMATCH('MAIN DATA'!A360,'GSP info'!B:B))","v":"Wincobank"},{"$f":"INDEX('GSP info'!D:D,_xlfn.XMATCH('MAIN DATA'!A360,'GSP info'!B:B))","v":"P3"},"P",33.10503656117465,2.16933602691216,1.3528784884958613,2.6,20.8,0,0,25.538999999999998,0,0]
["WIEN_1",{"$f":"INDEX('GSP info'!E:E,_xlfn.XMATCH('MAIN DATA'!A361,'GSP info'!B:B))","v":"Willenhall"},{"$f":"INDEX('GSP info'!D:D,_xlfn.XMATCH('MAIN DATA'!A361,'GSP info'!B:B))","v":"L2"},"L",256.44338730579568,24.149995664107699,3.3199653421644264,67.05,103.90300000000001,5.0000000000000001E-3,0,101.09700000000001,0,0]
["WILL_1",{"$f":"INDEX('GSP info'!E:E,_xlfn.XMATCH('MAIN DATA'!A362,'GSP info'!B:B))","v":"Willington"},{"$f":"INDEX('GSP info'!D:D,_xlfn.XMATCH('MAIN DATA'!A362,'GSP info'!B:B))","v":"L5"},"L",837.50783072134254,38.158194653820303,-9.333679157483715,79.504999999999995,368.98099999999999,65.418000000000006,0.85599999999999998,318.45799999999997,0,0]
["WIMBN1",{"$f":"INDEX('GSP info'!E:E,_xlfn.XMATCH('MAIN DATA'!A363,'GSP info'!B:B))","v":"Wimbledon North"},{"$f":"INDEX('GSP info'!D:D,_xlfn.XMATCH('MAIN DATA'!A363,'GSP info'!B:B))","v":"A4"},"A",152.97235036068295,31.090063686112899,6.3138671260149337,0,34.67,0,0,72.272999999999996,0,0]
["WIMBS1",{"$f":"INDEX('GSP info'!E:E,_xlfn.XMATCH('MAIN DATA'!A364,'GSP info'!B:B))","v":"Wimbledon South"},{"$f":"INDEX('GSP info'!D:D,_xlfn.XMATCH('MAIN DATA'!A364,'GSP info'!B:B))","v":"A4"},"A",790.77994311571388,147.901185044144,29.782336705134952,8.0510000000000002,93.45,7.0000000000000001E-3,0.11600000000000001,85.442000000000007,0,0]
["WIOW_P",{"$f":"INDEX('GSP info'!E:E,_xlfn.XMATCH('MAIN DATA'!A365,'GSP info'!B:B))","v":"Willowdale"},{"$f":"INDEX('GSP info'!D:D,_xlfn.XMATCH('MAIN DATA'!A365,'GSP info'!B:B))","v":"T2"},"T",40.120934667908571,1.4509299116435901,0.45640107246582118,2.3120000000000003,1.5449999999999999,0,0,2.0089999999999999,0,0]
["WISD_1",{"$f":"INDEX('GSP info'!E:E,_xlfn.XMATCH('MAIN DATA'!A366,'GSP info'!B:B))","v":"Willesden 132kV"},{"$f":"INDEX('GSP info'!D:D,_xlfn.XMATCH('MAIN DATA'!A366,'GSP info'!B:B))","v":"A7"},"A",390.63302977026603,-1.49523401353134,-21.13196246146488,0.623,14.007000000000001,6.0000000000000001E-3,0,26.413,0,0]
["WISD_6",{"$f":"INDEX('GSP info'!E:E,_xlfn.XMATCH('MAIN DATA'!A367,'GSP info'!B:B))","v":"Willesden 66kV"},{"$f":"INDEX('GSP info'!D:D,_xlfn.XMATCH('MAIN DATA'!A367,'GSP info'!B:B))","v":"A7"},"A",118.76279402835223,1.8177830894185201,-6.1636481613410741,7.23,21.286999999999999,0,0,26.089000000000002,0,0]
["WISH",{"$f":"INDEX('GSP info'!E:E,_xlfn.XMATCH('MAIN DATA'!A368,'GSP info'!B:B))","v":"Wishaw"},{"$f":"INDEX('GSP info'!D:D,_xlfn.XMATCH('MAIN DATA'!A368,'GSP info'!B:B))","v":"S6"},"S",118.79066515724575,0.65385603705249795,-4.2712875234475014,2.6880000000000002,23.393999999999998,57.554000000000002,0,5.9459999999999997,0,0]
["WMEL_1",{"$f":"INDEX('GSP info'!E:E,_xlfn.XMATCH('MAIN DATA'!A369,'GSP info'!B:B))","v":"West Melton"},{"$f":"INDEX('GSP info'!D:D,_xlfn.XMATCH('MAIN DATA'!A369,'GSP info'!B:B))","v":"P3"},"P",949.10968013491151,-4.3160235200951496,-41.677121221530889,228.42099999999999,150.91500000000002,215.80999999999997,1.8620000000000001,376.87,0,0]
["WOHI_P",{"$f":"INDEX('GSP info'!E:E,_xlfn.XMATCH('MAIN DATA'!A370,'GSP info'!B:B))","v":"Woodhill"},{"$f":"INDEX('GSP info'!D:D,_xlfn.XMATCH('MAIN DATA'!A370,'GSP info'!B:B))","v":"T2"},"T",56.567281570476027,-1.7067446100172401,-2.0841379065449055,2.3359999999999999,17.053000000000001,0,0,8.4870000000000001,0,0]
["WTHU31",{"$f":"INDEX('GSP info'!E:E,_xlfn.XMATCH('MAIN DATA'!A371,'GSP info'!B:B))","v":"West Thurrock"},{"$f":"INDEX('GSP info'!D:D,_xlfn.XMATCH('MAIN DATA'!A371,'GSP info'!B:B))","v":"A1"},"A",62.46899620779228,10.9190286165737,6.6327239322482239,2.7430000000000003,25.724,0,0,4.9220000000000006,0,0]
["WWEY_1",{"$f":"INDEX('GSP info'!E:E,_xlfn.XMATCH('MAIN DATA'!A372,'GSP info'!B:B))","v":"West Weybridge"},{"$f":"INDEX('GSP info'!D:D,_xlfn.XMATCH('MAIN DATA'!A372,'GSP info'!B:B))","v":"A8"},"A",463.59965983543196,96.350627202932102,11.939026725576213,21.971,132.958,0,4.1000000000000002E-2,131.73400000000001,0,0]
["WYLF_1",{"$f":"INDEX('GSP info'!E:E,_xlfn.XMATCH('MAIN DATA'!A373,'GSP info'!B:B))","v":"Wylfa"},{"$f":"INDEX('GSP info'!D:D,_xlfn.XMATCH('MAIN DATA'!A373,'GSP info'!B:B))","v":"M8"},"M",83.77133985369386,26.264066562148901,-10.794551414791091,2.7530000000000001,275.35699999999997,175.124,0,52.25,0,0]
["WYMOM_1",{"$f":"INDEX('GSP info'!E:E,_xlfn.XMATCH('MAIN DATA'!A374,'GSP info'!B:B))","v":"Wymondley"},{"$f":"INDEX('GSP info'!D:D,_xlfn.XMATCH('MAIN DATA'!A374,'GSP info'!B:B))","v":"D5"},"D",392.26941003812772,60.133348887357201,6.4070020092065505,18.236000000000001,232.88900000000001,59.064,0,154.11599999999999,0,0]
["G_EXTRA_2",{"$f":"INDEX('GSP info'!E:E,_xlfn.XMATCH('MAIN DATA'!A375,'GSP info'!B:B))","v":"Dumfries 33"},{"$f":"INDEX('GSP info'!D:D,_xlfn.XMATCH('MAIN DATA'!A375,'GSP info'!B:B))","v":"S6"},"S",96.062986798415395,21.207897986765701,15.2482888501657,7.3170000000000002,13.385999999999999,35.94,0.30099999999999999,14.579000000000001,0,0]
["G_EXTRA_3",{"$f":"INDEX('GSP info'!E:E,_xlfn.XMATCH('MAIN DATA'!A376,'GSP info'!B:B))","v":"Dumfries ICI"},{"$f":"INDEX('GSP info'!D:D,_xlfn.XMATCH('MAIN DATA'!A376,'GSP info'!B:B))","v":"S6"},"S",6.5025169199814101,4.0273181021838802,2.4231716476838803,1.3169999999999999,9.6159999999999997,0.16,0.30099999999999999,6.6520000000000001,0,0]
["G_EXTRA_4",{"$f":"INDEX('GSP info'!E:E,_xlfn.XMATCH('MAIN DATA'!A377,'GSP info'!B:B))","v":"Grangemouth A"},{"$f":"INDEX('GSP info'!D:D,_xlfn.XMATCH('MAIN DATA'!A377,'GSP info'!B:B))","v":"S6"},{"$f":"LEFT(C377,1)","v":"S"},{"$f":"SUMIFS(OFFSET(ActivePk,0,$D$5),ActiveLocation,A377,ActiveScenario,$D$4,ActiveYear,$D$6)","v":62.977179626709543},{"$f":"SUMIFS(OFFSET(QGrossPk,0,$D$5),QGrossLocation,A377,QGrossScenario,$D$4,QGrossYear,$D$6)","v":3.8854750756048402},{"$f":"F377-SUMIFS(OFFSET(LVGWintPk,0,$D$5),LVGLocation,A377,LVGScenario,$D$4,LVGYear,$D$6)","v":1.5928102258048402},1.1950000000000001,8.7279999999999998,1.6519999999999999,0,26.510999999999999,0,0]
["G_EXTRA_5",{"$f":"INDEX('GSP info'!E:E,_xlfn.XMATCH('MAIN DATA'!A378,'GSP info'!B:B))","v":"Grangemouth C"},{"$f":"INDEX('GSP info'!D:D,_xlfn.XMATCH('MAIN DATA'!A378,'GSP info'!B:B))","v":"S6"},"S",46.868818984495775,2.60123451199446,0.71517722779445991,1.1950000000000001,12.497999999999999,1.6519999999999999,0,10.041,0,0]
["G_EXTRA_6",{"$f":"INDEX('GSP info'!E:E,_xlfn.XMATCH('MAIN DATA'!A379,'GSP info'!B:B))","v":"Kilbowie 11"},{"$f":"INDEX('GSP info'!D:D,_xlfn.XMATCH('MAIN DATA'!A379,'GSP info'!B:B))","v":"S5"},"S",13.319080559258513,-0.199451079475435,-0.199451079475435,0.57899999999999996,4.226,0,0,2.4380000000000002,0,0]
["G_EXTRA_7",{"$f":"INDEX('GSP info'!E:E,_xlfn.XMATCH('MAIN DATA'!A380,'GSP info'!B:B))","v":"Kilbowie 33"},{"$f":"INDEX('GSP info'!D:D,_xlfn.XMATCH('MAIN DATA'!A380,'GSP info'!B:B))","v":"S5"},"S",31.877577805290752,2.3765147683771399,1.0055004799771399,0.57899999999999996,36.606000000000002,0,0,2.4380000000000002,0,0]
["G_EXTRA_8",{"$f":"INDEX('GSP info'!E:E,_xlfn.XMATCH('MAIN DATA'!A381,'GSP info'!B:B))","v":"Saltcoats A"},{"$f":"INDEX('GSP info'!D:D,_xlfn.XMATCH('MAIN DATA'!A381,'GSP info'!B:B))","v":"S6"},"S",53.274643963234567,6.7714151323010601,0.93245485960106045,11.649000000000001,12.037000000000001,84.12,1.181,7.7809999999999997,0,0]
["G_EXTRA_9",{"$f":"INDEX('GSP info'!E:E,_xlfn.XMATCH('MAIN DATA'!A382,'GSP info'!B:B))","v":"Saltcoats B"},{"$f":"INDEX('GSP info'!D:D,_xlfn.XMATCH('MAIN DATA'!A382,'GSP info'!B:B))","v":"S6"},"S",47.39987332507863,0.67018335981631805,-1.2589195807836819,1.649,15.807,138.19,1.181,13.161,0,0]
["G_EXTRA_10",{"$f":"INDEX('GSP info'!E:E,_xlfn.XMATCH('MAIN DATA'!A383,'GSP info'!B:B))","v":"Crookston A"},{"$f":"INDEX('GSP info'!D:D,_xlfn.XMATCH('MAIN DATA'!A383,'GSP info'!B:B))","v":"S6"},"T",62.687017733648574,2.18288325273218,-0.47860112096782004,0.55400000000000005,4.0439999999999996,2.496,0,14.459,0,0]
["G_EXTRA_11",{"$f":"INDEX('GSP info'!E:E,_xlfn.XMATCH('MAIN DATA'!A384,'GSP info'!B:B))","v":"Crookston B"},{"$f":"INDEX('GSP info'!D:D,_xlfn.XMATCH('MAIN DATA'!A384,'GSP info'!B:B))","v":"S6"},"S",43.943765965486428,-0.23847837742188299,-3.4691052771218827,0.55400000000000005,7.8140000000000001,46.986000000000004,0,14.459,0,0]
["G_EXTRA_12",{"$f":"INDEX('GSP info'!E:E,_xlfn.XMATCH('MAIN DATA'!A385,'GSP info'!B:B))","v":"Gremista (Shetland)"},{"$f":"INDEX('GSP info'!D:D,_xlfn.XMATCH('MAIN DATA'!A385,'GSP info'!B:B))","v":0},"T",68.798961545922268,0,0,0,0,0,0,8.84,0,0]
["G_EXTRA_14",{"$f":"INDEX('GSP info'!E:E,_xlfn.XMATCH('MAIN DATA'!A386,'GSP info'!B:B))","v":"Finstown (Orkney)"},{"$f":"INDEX('GSP info'!D:D,_xlfn.XMATCH('MAIN DATA'!A386,'GSP info'!B:B))","v":"T5"},"T",30.522439989839359,-1.18155887882225,-1.18155887882225,0,0,25.56,3.65,0.48,0,0]
["G_EXTRA_17",{"$f":"INDEX('GSP info'!E:E,_xlfn.XMATCH('MAIN DATA'!A387,'GSP info'!B:B))","v":"Craig Murrail"},{"$f":"INDEX('GSP info'!D:D,_xlfn.XMATCH('MAIN DATA'!A387,'GSP info'!B:B))","v":"T3"},"T",30.579777564244647,-0.84746950187623804,-0.84746950187623804,0,0,0,0,0,0,0]
["G_EXTRA_18",{"$f":"INDEX('GSP info'!E:E,_xlfn.XMATCH('MAIN DATA'!A388,'GSP info'!B:B))","v":"Eday (Orkney)"},{"$f":"INDEX('GSP info'!D:D,_xlfn.XMATCH('MAIN DATA'!A388,'GSP info'!B:B))","v":"T5"},"T",6.4620176637924498,-0.250152161763671,-0.250152161763671,0,0,29.09,4.16,0.54,0,0]
["G_EXTRA_19",{"$f":"INDEX('GSP info'!E:E,_xlfn.XMATCH('MAIN DATA'!A389,'GSP info'!B:B))","v":"Errochty"},{"$f":"INDEX('GSP info'!D:D,_xlfn.XMATCH('MAIN DATA'!A389,'GSP info'!B:B))","v":"T4"},"T",29.075934389991648,1.2475904505798201,1.2475904505798201,0,0,0,0,0,0,0]
["DUNB_A",{"$f":"INDEX('GSP info'!E:E,_xlfn.XMATCH('MAIN DATA'!A390,'GSP info'!B:B))","v":"Dunbar A"},{"$f":"INDEX('GSP info'!D:D,_xlfn.XMATCH('MAIN DATA'!A390,'GSP info'!B:B))","v":"S6"},"S",40.912322249903987,-7.04914684953767E-2,-4.5754281373933763,0,0,0,0,0,0,0]
["DUNB_B",{"$f":"INDEX('GSP info'!E:E,_xlfn.XMATCH('MAIN DATA'!A391,'GSP info'!B:B))","v":"Dunbar B "},{"$f":"INDEX('GSP info'!D:D,_xlfn.XMATCH('MAIN DATA'!A391,'GSP info'!B:B))","v":"S6"},"S",20.78846659902473,2.67883825799233,0.8387937030903303,2.15,19.469000000000001,54.771999999999998,0,13.063000000000001,0,0]
["G_EXTRA_20",{"$f":"INDEX('GSP info'!E:E,_xlfn.XMATCH('MAIN DATA'!A392,'GSP info'!B:B))","v":"Stannergate"},{"$f":"INDEX('GSP info'!D:D,_xlfn.XMATCH('MAIN DATA'!A392,'GSP info'!B:B))","v":"T4"},"T",67.313494580824155,2.1197793034269199,2.1197793034269199,0,0,0,0,0,0,0]
["M_ACTLLU_C",{"$f":"INDEX('Direct Connect info'!D:D,_xlfn.XMATCH('MAIN DATA'!A393,'Direct Connect info'!A:A))","v":"LU Acton Lane Supply"},{"$f":"INDEX('Direct Connect info'!C:C,_xlfn.XMATCH('MAIN DATA'!A393,'Direct Connect info'!A:A))","v":"A7"},"A",5.4399999999999897,2.18885570408702,2.18885570408702,0,0,0,0,0,0,0]
["M_GRTO",{"$f":"INDEX('Direct Connect info'!D:D,_xlfn.XMATCH('MAIN DATA'!A394,'Direct Connect info'!A:A))","v":"BS Grangetown Supply"},{"$f":"INDEX('Direct Connect info'!C:C,_xlfn.XMATCH('MAIN DATA'!A394,'Direct Connect info'!A:A))","v":"Q2"},"Q",4.5090000000000003,1.3151249999999901,1.3151249999999901,0,0,0,0,0,0,0]
["M_TEMP",{"$f":"INDEX('Direct Connect info'!D:D,_xlfn.XMATCH('MAIN DATA'!A395,'Direct Connect info'!A:A))","v":"BOC Brinsworth Supply"},{"$f":"INDEX('Direct Connect info'!C:C,_xlfn.XMATCH('MAIN DATA'!A395,'Direct Connect info'!A:A))","v":"P3"},"P",16.076999999999899,4.6891249999999998,4.6891249999999998,0,0,0,0,0,0,0]
["T__HYELT002",{"$f":"INDEX('Direct Connect info'!D:D,_xlfn.XMATCH('MAIN DATA'!A396,'Direct Connect info'!A:A))","v":"UKAEA Culham Jet"},{"$f":"INDEX('Direct Connect info'!C:C,_xlfn.XMATCH('MAIN DATA'!A396,'Direct Connect info'!A:A))","v":"D6"},"D",0,0,0,0,0,0,0,0,0,0]
["T__KYELT003",{"$f":"INDEX('Direct Connect info'!D:D,_xlfn.XMATCH('MAIN DATA'!A397,'Direct Connect info'!A:A))","v":"ASW Tremorfa"},{"$f":"INDEX('Direct Connect info'!C:C,_xlfn.XMATCH('MAIN DATA'!A397,'Direct Connect info'!A:A))","v":"H2"},"H",2.7189999999999999,0.79304166666666598,0.79304166666666598,0,0,0,0,0,0,0]
["T__MYELT001",{"$f":"INDEX('Direct Connect info'!D:D,_xlfn.XMATCH('MAIN DATA'!A398,'Direct Connect info'!A:A))","v":"Corus Aldwarke"},{"$f":"INDEX('Direct Connect info'!C:C,_xlfn.XMATCH('MAIN DATA'!A398,'Direct Connect info'!A:A))","v":"P3"},"P",2.532,0.73850000000000005,0.73850000000000005,0,0,0,0,0,0,0]
["T_BAGED-1",{"$f":"INDEX('Direct Connect info'!D:D,_xlfn.XMATCH('MAIN DATA'!A399,'Direct Connect info'!A:A))","v":"Baglan Energy Park"},{"$f":"INDEX('Direct Connect info'!C:C,_xlfn.XMATCH('MAIN DATA'!A399,'Direct Connect info'!A:A))","v":"H1"},"H",0,0,0,0,0,0,0,0,0,0]
["T_BAGTD-1",{"$f":"INDEX('Direct Connect info'!D:D,_xlfn.XMATCH('MAIN DATA'!A400,'Direct Connect info'!A:A))","v":"Railtrack Bathgate"},{"$f":"INDEX('Direct Connect info'!C:C,_xlfn.XMATCH('MAIN DATA'!A400,'Direct Connect info'!A:A))","v":"S5"},"S",4.3280000000000003,1.3525,1.3525,0,0,0,0,0,0,0]
["T_BARK_NR",{"$f":"INDEX('Direct Connect info'!D:D,_xlfn.XMATCH('MAIN DATA'!A401,'Direct Connect info'!A:A))","v":"Barking NR"},{"$f":"INDEX('Direct Connect info'!C:C,_xlfn.XMATCH('MAIN DATA'!A401,'Direct Connect info'!A:A))","v":"A1"},"A",2.5044,1.0076783502418201,1.0076783502418201,0,0,0,0,0,0,0]
["T_BARK-CTRL",{"$f":"INDEX('Direct Connect info'!D:D,_xlfn.XMATCH('MAIN DATA'!A402,'Direct Connect info'!A:A))","v":"Barking Chnl Tunnel RLink"},{"$f":"INDEX('Direct Connect info'!C:C,_xlfn.XMATCH('MAIN DATA'!A402,'Direct Connect info'!A:A))","v":"A1"},"A",22.006799999999998,8.8547260493937898,8.8547260493937898,0,0,0,0,0,0,0]
["T_BPGRD-1",{"$f":"INDEX('Direct Connect info'!D:D,_xlfn.XMATCH('MAIN DATA'!A403,'Direct Connect info'!A:A))","v":"Grangemouth 1"},{"$f":"INDEX('Direct Connect info'!C:C,_xlfn.XMATCH('MAIN DATA'!A403,'Direct Connect info'!A:A))","v":"S6"},"S",44.94,30.6005921052631,30.6005921052631,0,0,0,0,0,0,0]
["T_BPGRD-2",{"$f":"INDEX('Direct Connect info'!D:D,_xlfn.XMATCH('MAIN DATA'!A404,'Direct Connect info'!A:A))","v":"Grangemouth 2"},{"$f":"INDEX('Direct Connect info'!C:C,_xlfn.XMATCH('MAIN DATA'!A404,'Direct Connect info'!A:A))","v":"S6"},"S",50.500399999999999,34.386785526315698,34.386785526315698,{"$f":"SUMIFS(DGcapacity,DGlocation,A404,DGscenario,$D$4,DGyear,$D$6,DGtech,\"Storage\")+SUMIFS(micro_capacity,micro_location,A404,micro_scenario,$D$4,micro_year,$D$6,micro_tech,\"Battery\")","v":0},{"$f":"SUMIFS(DGcapacity,DGlocation,A404,DGscenario,$D$4,DGyear,$D$6,DGtech,\"Solar\")+SUMIFS(micro_capacity,micro_location,A404,micro_scenario,$D$4,micro_year,$D$6,micro_tech,\"Solar\")","v":0},{"$f":"SUMIFS(DGcapacity,DGlocation,A404,DGscenario,$D$4,DGyear,$D$6,DGtech,\"Wind\")+SUMIFS(micro_capacity,micro_location,A404,micro_scenario,$D$4,micro_year,$D$6,micro_tech,\"Wind\")","v":0},{"$f":"SUMIFS(DGcapacity,DGlocation,A404,DGscenario,$D$4,DGyear,$D$6,DGtech,\"Hydro\")+SUMIFS(micro_capacity,micro_location,A404,micro_scenario,$D$4,micro_year,$D$6,micro_tech,\"Hydro\")","v":0},{"$f":"SUMIFS(DGcapacity,DGlocation,A404,DGscenario,$D$4,DGyear,$D$6,DGtech,\"Other\")+SUMIFS(micro_capacity,micro_location,A404,micro_scenario,$D$4,micro_year,$D$6,micro_tech,\"Other\")","v":0},{"$f":"SUMIFS(OFFSET(DxStorWintpk,0,$G$5),DxStorLocation,A404,DxStorScenario,$D$4,DxStorYear,$D$6)*-1","v":0},{"$f":"SUMIFS(OFFSET(mbat_wintpk,0,$G$5),mbat_location,A404,mbat_scenario,$D$4,mbat_year,$D$6)*-1","v":0}]
["T_BRBKD-1",{"$f":"INDEX('Direct Connect info'!D:D,_xlfn.XMATCH('MAIN DATA'!A405,'Direct Connect info'!A:A))","v":"Braybrooke NR 1"},{"$f":"INDEX('Direct Connect info'!C:C,_xlfn.XMATCH('MAIN DATA'!A405,'Direct Connect info'!A:A))","v":"J4"},"J",2.573,1.0352804644514499,1.0352804644514499,0,0,0,0,0,0,0]
["T_BRBKD-2",{"$f":"INDEX('Direct Connect info'!D:D,_xlfn.XMATCH('MAIN DATA'!A406,'Direct Connect info'!A:A))","v":"Braybrooke NR 2"},{"$f":"INDEX('Direct Connect info'!C:C,_xlfn.XMATCH('MAIN DATA'!A406,'Direct Connect info'!A:A))","v":"J4"},{"$f":"LEFT(C406,1)","v":"J"},{"$f":"SUMIFS(OFFSET(ActivePk,0,$D$5),ActiveLocation,A406,ActiveScenario,$D$4,ActiveYear,$D$6)","v":2.8000000000000001E-2},{"$f":"SUMIFS(OFFSET(QGrossPk,0,$D$5),QGrossLocation,A406,QGrossScenario,$D$4,QGrossYear,$D$6)","v":1.12661690651537E-2},{"$f":"F406-SUMIFS(OFFSET(LVGWintPk,0,$D$5),LVGLocation,A406,LVGScenario,$D$4,LVGYear,$D$6)","v":1.12661690651537E-2},0,0,0,0,0,0,0]
["T_BRER_RTK",{"$f":"INDEX('Direct Connect info'!D:D,_xlfn.XMATCH('MAIN DATA'!A407,'Direct Connect info'!A:A))","v":"Brereton NR"},{"$f":"INDEX('Direct Connect info'!C:C,_xlfn.XMATCH('MAIN DATA'!A407,'Direct Connect info'!A:A))","v":"L5"},"L",22,8.8519899797636903,8.8519899797636903,0,0,0,0,0,0,0]
["T_BUSH_RTK",{"$f":"INDEX('Direct Connect info'!D:D,_xlfn.XMATCH('MAIN DATA'!A408,'Direct Connect info'!A:A))","v":"Bushey NR"},{"$f":"INDEX('Direct Connect info'!C:C,_xlfn.XMATCH('MAIN DATA'!A408,'Direct Connect info'!A:A))","v":"A6"},"A",15.4,6.1963929858345796,6.1963929858345796,0,0,0,0,0,0,0]
["T_CASKD-1",{"$f":"INDEX('Direct Connect info'!D:D,_xlfn.XMATCH('MAIN DATA'!A409,'Direct Connect info'!A:A))","v":"Castner Kellner"},{"$f":"INDEX('Direct Connect info'!C:C,_xlfn.XMATCH('MAIN DATA'!A409,'Direct Connect info'!A:A))","v":"N3"},"N",11.1,3.2374999999999901,3.2374999999999901,0,0,0,0,0,0,0]
["T_CORM_RTK",{"$f":"INDEX('Direct Connect info'!D:D,_xlfn.XMATCH('MAIN DATA'!A410,'Direct Connect info'!A:A))","v":"Correy's Mill NR"},{"$f":"INDEX('Direct Connect info'!C:C,_xlfn.XMATCH('MAIN DATA'!A410,'Direct Connect info'!A:A))","v":"D5"},"D",18,7.2425372561702996,7.2425372561702996,0,0,0,0,0,0,0]
["T_COWBD-1",{"$f":"INDEX('Direct Connect info'!D:D,_xlfn.XMATCH('MAIN DATA'!A411,'Direct Connect info'!A:A))","v":"Cowley Tesla Customer"},{"$f":"INDEX('Direct Connect info'!C:C,_xlfn.XMATCH('MAIN DATA'!A411,'Direct Connect info'!A:A))","v":"D6"},"D",0.67920000000000003,0.198099999999999,0.198099999999999,0,0,0,0,0,0,0]
["T_COWBD-2",{"$f":"INDEX('Direct Connect info'!D:D,_xlfn.XMATCH('MAIN DATA'!A412,'Direct Connect info'!A:A))","v":"Cowley Fastned Customer"},{"$f":"INDEX('Direct Connect info'!C:C,_xlfn.XMATCH('MAIN DATA'!A412,'Direct Connect info'!A:A))","v":"D6"},"D",0.22519999999999901,6.5683333333333399E-2,6.5683333333333399E-2,0,0,0,0,0,0,0]
["T_COWBD-3",{"$f":"INDEX('Direct Connect info'!D:D,_xlfn.XMATCH('MAIN DATA'!A413,'Direct Connect info'!A:A))","v":"Cowley Oxford City CC"},{"$f":"INDEX('Direct Connect info'!C:C,_xlfn.XMATCH('MAIN DATA'!A413,'Direct Connect info'!A:A))","v":"D6"},"D",0,0,0,0,0,0,0,0,0,0]
["T_COWBD-4",{"$f":"INDEX('Direct Connect info'!D:D,_xlfn.XMATCH('MAIN DATA'!A414,'Direct Connect info'!A:A))","v":"Cowley Oxford Bus Company"},{"$f":"INDEX('Direct Connect info'!C:C,_xlfn.XMATCH('MAIN DATA'!A414,'Direct Connect info'!A:A))","v":"D6"},"D",0.64880000000000004,0.189233333333333,0.189233333333333,0,0,0,0,0,0,0]
["T_COWBD-5",{"$f":"INDEX('Direct Connect info'!D:D,_xlfn.XMATCH('MAIN DATA'!A415,'Direct Connect info'!A:A))","v":"Network Oxford Cowley"},{"$f":"INDEX('Direct Connect info'!C:C,_xlfn.XMATCH('MAIN DATA'!A415,'Direct Connect info'!A:A))","v":"D6"},"D",0.21919999999999901,6.39333333333333E-2,6.39333333333333E-2,0,0,0,0,0,0,0]
["T_CURRD-2",{"$f":"INDEX('Direct Connect info'!D:D,_xlfn.XMATCH('MAIN DATA'!A416,'Direct Connect info'!A:A))","v":"Currie Feeder Station"},{"$f":"INDEX('Direct Connect info'!C:C,_xlfn.XMATCH('MAIN DATA'!A416,'Direct Connect info'!A:A))","v":"S6"},"S",2.0903999999999998,0.84109999334991004,0.84109999334991004,0,0,0,0,0,0,0]
["T_DALRD-1",{"$f":"INDEX('Direct Connect info'!D:D,_xlfn.XMATCH('MAIN DATA'!A417,'Direct Connect info'!A:A))","v":"Railtrack - Dalreoch"},{"$f":"INDEX('Direct Connect info'!C:C,_xlfn.XMATCH('MAIN DATA'!A417,'Direct Connect info'!A:A))","v":"S5"},"S",5.5625999999999998,3.3161653846153798,3.3161653846153798,0,0,0,0,0,0,0]
["T_ECCFD-1",{"$f":"INDEX('Direct Connect info'!D:D,_xlfn.XMATCH('MAIN DATA'!A418,'Direct Connect info'!A:A))","v":"Railtrack - Ecclefechan"},{"$f":"INDEX('Direct Connect info'!C:C,_xlfn.XMATCH('MAIN DATA'!A418,'Direct Connect info'!A:A))","v":"S6"},"S",2.5615999999999999,0.426933333333332,0.426933333333332,0,0,0,0,0,0,0]
["T_EGLSD-1",{"$f":"INDEX('Direct Connect info'!D:D,_xlfn.XMATCH('MAIN DATA'!A419,'Direct Connect info'!A:A))","v":"Railtrack - Eglington Street"},{"$f":"INDEX('Direct Connect info'!C:C,_xlfn.XMATCH('MAIN DATA'!A419,'Direct Connect info'!A:A))","v":"S6"},"S",5.5888,1.0265142857142799,1.0265142857142799,0,0,0,0,0,0,0]
["T_ELSTR-1",{"$f":"INDEX('Direct Connect info'!D:D,_xlfn.XMATCH('MAIN DATA'!A420,'Direct Connect info'!A:A))","v":"Elstree NR"},{"$f":"INDEX('Direct Connect info'!C:C,_xlfn.XMATCH('MAIN DATA'!A420,'Direct Connect info'!A:A))","v":"A6"},"A",17.766999999999999,5.1820416666666604,5.1820416666666604,0,0,0,0,0,0,0]
["T_ELVAD-1",{"$f":"INDEX('Direct Connect info'!D:D,_xlfn.XMATCH('MAIN DATA'!A421,'Direct Connect info'!A:A))","v":"Railtrack - Elvanfoot"},{"$f":"INDEX('Direct Connect info'!C:C,_xlfn.XMATCH('MAIN DATA'!A421,'Direct Connect info'!A:A))","v":"S6"},"S",5.7519999999999998,1.91733333333333,1.91733333333333,0,0,0,0,0,0,0]
["T_EXMOSSD-1",{"$f":"INDEX('Direct Connect info'!D:D,_xlfn.XMATCH('MAIN DATA'!A422,'Direct Connect info'!A:A))","v":"Exxon Mossmoran"},{"$f":"INDEX('Direct Connect info'!C:C,_xlfn.XMATCH('MAIN DATA'!A422,'Direct Connect info'!A:A))","v":"S5"},"S",9.8209999999999997,6.2539386792452802,6.2539386792452802,0,0,0,0,0,0,0]
["T_FERGD-1",{"$f":"INDEX('Direct Connect info'!D:D,_xlfn.XMATCH('MAIN DATA'!A423,'Direct Connect info'!A:A))","v":"NR Ferguslie 1"},{"$f":"INDEX('Direct Connect info'!C:C,_xlfn.XMATCH('MAIN DATA'!A423,'Direct Connect info'!A:A))","v":"S6"},"S",1.2642,0.50866753329169401,0.50866753329169401,0,0,0,0,0,0,0]
["T_FERGD-2",{"$f":"INDEX('Direct Connect info'!D:D,_xlfn.XMATCH('MAIN DATA'!A424,'Direct Connect info'!A:A))","v":"NR Ferguslie 2"},{"$f":"INDEX('Direct Connect info'!C:C,_xlfn.XMATCH('MAIN DATA'!A424,'Direct Connect info'!A:A))","v":"S6"},"S",2.7332000000000001,1.0997390460313601,1.0997390460313601,0,0,0,0,0,0,0]
["T_FOXJD-1",{"$f":"INDEX('Direct Connect info'!D:D,_xlfn.XMATCH('MAIN DATA'!A425,'Direct Connect info'!A:A))","v":"Didcot - Foxhall 1"},{"$f":"INDEX('Direct Connect info'!C:C,_xlfn.XMATCH('MAIN DATA'!A425,'Direct Connect info'!A:A))","v":"D6"},"D",19.396599999999999,7.8044776746129196,7.8044776746129196,0,0,0,0,0,0,0]
["T_FOXJD-2",{"$f":"INDEX('Direct Connect info'!D:D,_xlfn.XMATCH('MAIN DATA'!A426,'Direct Connect info'!A:A))","v":"Didcot - Foxhall 2"},{"$f":"INDEX('Direct Connect info'!C:C,_xlfn.XMATCH('MAIN DATA'!A426,'Direct Connect info'!A:A))","v":"D6"},"D",9.9599999999999902,4.0075372817475596,4.0075372817475596,0,0,0,0,0,0,0]
["T_FROD_NR",{"$f":"INDEX('Direct Connect info'!D:D,_xlfn.XMATCH('MAIN DATA'!A427,'Direct Connect info'!A:A))","v":"Frodsham NR"},{"$f":"INDEX('Direct Connect info'!C:C,_xlfn.XMATCH('MAIN DATA'!A427,'Direct Connect info'!A:A))","v":"N3"},"N",11.412000000000001,4.5917686204119601,4.5917686204119601,0,0,0,0,0,0,0]
["T_GLNG",{"$f":"INDEX('Direct Connect info'!D:D,_xlfn.XMATCH('MAIN DATA'!A428,'Direct Connect info'!A:A))","v":"Grain LNG Terminal"},{"$f":"INDEX('Direct Connect info'!C:C,_xlfn.XMATCH('MAIN DATA'!A428,'Direct Connect info'!A:A))","v":"C3"},"C",42.935000000000002,12.5227083333333,12.5227083333333,0,0,0,0,0,0,0]
["T_GNHLD-1",{"$f":"INDEX('Direct Connect info'!D:D,_xlfn.XMATCH('MAIN DATA'!A429,'Direct Connect info'!A:A))","v":"Greenhill NR"},{"$f":"INDEX('Direct Connect info'!C:C,_xlfn.XMATCH('MAIN DATA'!A429,'Direct Connect info'!A:A))","v":"S5"},"S",4.5659999999999998,1.8371902839818599,1.8371902839818599,0,0,0,0,0,0,0]
["T_GNHLD-2",{"$f":"INDEX('Direct Connect info'!D:D,_xlfn.XMATCH('MAIN DATA'!A430,'Direct Connect info'!A:A))","v":"Greenhill NR 2"},{"$f":"INDEX('Direct Connect info'!C:C,_xlfn.XMATCH('MAIN DATA'!A430,'Direct Connect info'!A:A))","v":"S5"},"S",1.9770000000000001,0.79547200863603795,0.79547200863603795,0,0,0,0,0,0,0]
["T_GNHLD-3",{"$f":"INDEX('Direct Connect info'!D:D,_xlfn.XMATCH('MAIN DATA'!A431,'Direct Connect info'!A:A))","v":"Greenhill NR 3"},{"$f":"INDEX('Direct Connect info'!C:C,_xlfn.XMATCH('MAIN DATA'!A431,'Direct Connect info'!A:A))","v":"S5"},"S",6.8583999999999996,2.7595676398732398,2.7595676398732398,0,0,0,0,0,0,0]
["T_GOWKD-1",{"$f":"INDEX('Direct Connect info'!D:D,_xlfn.XMATCH('MAIN DATA'!A432,'Direct Connect info'!A:A))","v":"Railtrack - Gowkthrapple"},{"$f":"INDEX('Direct Connect info'!C:C,_xlfn.XMATCH('MAIN DATA'!A432,'Direct Connect info'!A:A))","v":"S6"},"S",7.2667999999999999,0.714767213114749,0.714767213114749,0,0,0,0,0,0,0]
["T_HARK_NR",{"$f":"INDEX('Direct Connect info'!D:D,_xlfn.XMATCH('MAIN DATA'!A433,'Direct Connect info'!A:A))","v":"Harker NR"},{"$f":"INDEX('Direct Connect info'!C:C,_xlfn.XMATCH('MAIN DATA'!A433,'Direct Connect info'!A:A))","v":"Q8"},"Q",7.07,2.8447076889513299,2.8447076889513299,0,0,0,0,0,0,0]
["T_HOLCD-1",{"$f":"INDEX('Direct Connect info'!D:D,_xlfn.XMATCH('MAIN DATA'!A434,'Direct Connect info'!A:A))","v":"Holly Cross NR"},{"$f":"INDEX('Direct Connect info'!C:C,_xlfn.XMATCH('MAIN DATA'!A434,'Direct Connect info'!A:A))","v":"B4"},"B",0,0,0,0,0,0,0,0,0,0]
["T_HPC-CES",{"$f":"INDEX('Direct Connect info'!D:D,_xlfn.XMATCH('MAIN DATA'!A435,'Direct Connect info'!A:A))","v":"Hinkley Point C Construction Supply"},{"$f":"INDEX('Direct Connect info'!C:C,_xlfn.XMATCH('MAIN DATA'!A435,'Direct Connect info'!A:A))","v":"E7"},"E",8.4339999999999993,2.4599166666666599,2.4599166666666599,0,0,0,0,0,0,0]
["T_IMPRK-1",{"$f":"INDEX('Direct Connect info'!D:D,_xlfn.XMATCH('MAIN DATA'!A436,'Direct Connect info'!A:A))","v":"Imperial Park 1"},{"$f":"INDEX('Direct Connect info'!C:C,_xlfn.XMATCH('MAIN DATA'!A436,'Direct Connect info'!A:A))","v":"H6"},"H",0.96260000000000001,0.38731479793275098,0.38731479793275098,0,0,0,0,0,0,0]
["T_IMPRK-2",{"$f":"INDEX('Direct Connect info'!D:D,_xlfn.XMATCH('MAIN DATA'!A437,'Direct Connect info'!A:A))","v":"Imperial Park 2"},{"$f":"INDEX('Direct Connect info'!C:C,_xlfn.XMATCH('MAIN DATA'!A437,'Direct Connect info'!A:A))","v":"H6"},"H",2.6219999999999999,1.0549962603154699,1.0549962603154699,0,0,0,0,0,0,0]
["T_INWID-1",{"$f":"INDEX('Direct Connect info'!D:D,_xlfn.XMATCH('MAIN DATA'!A438,'Direct Connect info'!A:A))","v":"Railtrack - Innerwick"},{"$f":"INDEX('Direct Connect info'!C:C,_xlfn.XMATCH('MAIN DATA'!A438,'Direct Connect info'!A:A))","v":"S6"},"S",4.3525999999999998,2.8291900000000001,2.8291900000000001,0,0,0,0,0,0,0]
["T_KSGND-1",{"$f":"INDEX('Direct Connect info'!D:D,_xlfn.XMATCH('MAIN DATA'!A439,'Direct Connect info'!A:A))","v":"Kensal Green Crossrail 1"},{"$f":"INDEX('Direct Connect info'!C:C,_xlfn.XMATCH('MAIN DATA'!A439,'Direct Connect info'!A:A))","v":"A7"},"A",0,0,0,0,0,0,0,0,0,0]
["T_KSGND-2",{"$f":"INDEX('Direct Connect info'!D:D,_xlfn.XMATCH('MAIN DATA'!A440,'Direct Connect info'!A:A))","v":"Kensal Green Crossrail 2"},{"$f":"INDEX('Direct Connect info'!C:C,_xlfn.XMATCH('MAIN DATA'!A440,'Direct Connect info'!A:A))","v":"A7"},"A",26.759399999999999,10.7669973029312,10.7669973029312,0,0,0,0,0,0,0]
["T_LBUZ_RTK",{"$f":"INDEX('Direct Connect info'!D:D,_xlfn.XMATCH('MAIN DATA'!A441,'Direct Connect info'!A:A))","v":"LEIGHTON BUZZARD NR"},{"$f":"INDEX('Direct Connect info'!C:C,_xlfn.XMATCH('MAIN DATA'!A441,'Direct Connect info'!A:A))","v":"D4"},"D",23.089600000000001,9.2904049016705397,9.2904049016705397,0,0,0,0,0,0,0]
["T_LLWSD-1",{"$f":"INDEX('Direct Connect info'!D:D,_xlfn.XMATCH('MAIN DATA'!A442,'Direct Connect info'!A:A))","v":"Llanwern Steelworks"},{"$f":"INDEX('Direct Connect info'!C:C,_xlfn.XMATCH('MAIN DATA'!A442,'Direct Connect info'!A:A))","v":"H2"},"H",26.2498,7.6561916666666603,7.6561916666666603,0,0,0,0,0,0,0]
["T_LONDG-D",{"$f":"INDEX('Direct Connect info'!D:D,_xlfn.XMATCH('MAIN DATA'!A443,'Direct Connect info'!A:A))","v":"Port of London Gateway Demand"},{"$f":"INDEX('Direct Connect info'!C:C,_xlfn.XMATCH('MAIN DATA'!A443,'Direct Connect info'!A:A))","v":"C5"},"C",17.196400000000001,6.9191982040003799,6.9191982040003799,0,0,0,0,0,0,0]
["T_LONGB-RTK",{"$f":"INDEX('Direct Connect info'!D:D,_xlfn.XMATCH('MAIN DATA'!A444,'Direct Connect info'!A:A))","v":"Long Buckby Wharf NR"},{"$f":"INDEX('Direct Connect info'!C:C,_xlfn.XMATCH('MAIN DATA'!A444,'Direct Connect info'!A:A))","v":"L3"},"L",14.264799999999999,5.7396303028787798,5.7396303028787798,0,0,0,0,0,0,0]
["T_MARMD-1",{"$f":"INDEX('Direct Connect info'!D:D,_xlfn.XMATCH('MAIN DATA'!A445,'Direct Connect info'!A:A))","v":"Railtrack - Marshall Meadows"},{"$f":"INDEX('Direct Connect info'!C:C,_xlfn.XMATCH('MAIN DATA'!A445,'Direct Connect info'!A:A))","v":"S6"},"S",3.64,2.2749999999999901,2.2749999999999901,0,0,0,0,0,0,0]
["T_MEADD-1",{"$f":"INDEX('Direct Connect info'!D:D,_xlfn.XMATCH('MAIN DATA'!A446,'Direct Connect info'!A:A))","v":"Caledonian Paper"},{"$f":"INDEX('Direct Connect info'!C:C,_xlfn.XMATCH('MAIN DATA'!A446,'Direct Connect info'!A:A))","v":"S6"},"S",17.3796,5.3847051282051197,5.3847051282051197,0,0,0,0,0,0,0]
["T_MILWWD-1",{"$f":"INDEX('Direct Connect info'!D:D,_xlfn.XMATCH('MAIN DATA'!A447,'Direct Connect info'!A:A))","v":"Millennium 132kV Import"},{"$f":"INDEX('Direct Connect info'!C:C,_xlfn.XMATCH('MAIN DATA'!A447,'Direct Connect info'!A:A))","v":"T1"},"T",0.27400000000000002,7.9916666666666594E-2,7.9916666666666594E-2,0,0,0,0,0,0,0]
["T_MOSED-1",{"$f":"INDEX('Direct Connect info'!D:D,_xlfn.XMATCH('MAIN DATA'!A448,'Direct Connect info'!A:A))","v":"Exxon Chemicals (Mossmorran)"},{"$f":"INDEX('Direct Connect info'!C:C,_xlfn.XMATCH('MAIN DATA'!A448,'Direct Connect info'!A:A))","v":"S5"},"S",13.7305999999999,7.7607739130434696,7.7607739130434696,0,0,0,0,0,0,0]
["T_NCTBM-1",{"$f":"INDEX('Direct Connect info'!D:D,_xlfn.XMATCH('MAIN DATA'!A449,'Direct Connect info'!A:A))","v":"New Cross SGT4 Tertiary"},{"$f":"INDEX('Direct Connect info'!C:C,_xlfn.XMATCH('MAIN DATA'!A449,'Direct Connect info'!A:A))","v":"A4"},"A",0,0,0,0,0,0,0,0,0,0]
["T_NWCRS-1",{"$f":"INDEX('Direct Connect info'!D:D,_xlfn.XMATCH('MAIN DATA'!A450,'Direct Connect info'!A:A))","v":"New Cross 1"},{"$f":"INDEX('Direct Connect info'!C:C,_xlfn.XMATCH('MAIN DATA'!A450,'Direct Connect info'!A:A))","v":"A4"},"A",27.3748,11.0146116044561,11.0146116044561,0,0,0,0,0,0,0]
["T_NWCRS-2",{"$f":"INDEX('Direct Connect info'!D:D,_xlfn.XMATCH('MAIN DATA'!A451,'Direct Connect info'!A:A))","v":"New Cross 2"},{"$f":"INDEX('Direct Connect info'!C:C,_xlfn.XMATCH('MAIN DATA'!A451,'Direct Connect info'!A:A))","v":"A4"},"A",19.352,7.7865322767448601,7.7865322767448601,0,0,0,0,0,0,0]
["T_OXEN_NR",{"$f":"INDEX('Direct Connect info'!D:D,_xlfn.XMATCH('MAIN DATA'!A452,'Direct Connect info'!A:A))","v":"Oxenholme NR"},{"$f":"INDEX('Direct Connect info'!C:C,_xlfn.XMATCH('MAIN DATA'!A452,'Direct Connect info'!A:A))","v":"R6"},"R",9.4174000000000007,3.7892150197921102,3.7892150197921102,0,0,0,0,0,0,0]
["T_PARHD-1",{"$f":"INDEX('Direct Connect info'!D:D,_xlfn.XMATCH('MAIN DATA'!A453,'Direct Connect info'!A:A))","v":"Railtrack - Parkhead"},{"$f":"INDEX('Direct Connect info'!C:C,_xlfn.XMATCH('MAIN DATA'!A453,'Direct Connect info'!A:A))","v":"S6"},"S",4.0341999999999896,2.42051999999999,2.42051999999999,0,0,0,0,0,0,0]
["T_PATB_RTK",{"$f":"INDEX('Direct Connect info'!D:D,_xlfn.XMATCH('MAIN DATA'!A454,'Direct Connect info'!A:A))","v":"Patford Bridge NR"},{"$f":"INDEX('Direct Connect info'!C:C,_xlfn.XMATCH('MAIN DATA'!A454,'Direct Connect info'!A:A))","v":"L3"},"L",9.8338000000000001,3.9567590483181898,3.9567590483181898,0,0,0,0,0,0,0]
["T_POOBD-1",{"$f":"INDEX('Direct Connect info'!D:D,_xlfn.XMATCH('MAIN DATA'!A455,'Direct Connect info'!A:A))","v":"Railtrack - Portobello"},{"$f":"INDEX('Direct Connect info'!C:C,_xlfn.XMATCH('MAIN DATA'!A455,'Direct Connect info'!A:A))","v":"S6"},"S",5.9855999999999998,3.12292173913043,3.12292173913043,0,0,0,0,0,0,0]
["T_POPP_3RTK",{"$f":"INDEX('Direct Connect info'!D:D,_xlfn.XMATCH('MAIN DATA'!A456,'Direct Connect info'!A:A))","v":"Poppleton NR"},{"$f":"INDEX('Direct Connect info'!C:C,_xlfn.XMATCH('MAIN DATA'!A456,'Direct Connect info'!A:A))","v":"P2"},"P",6.0217999999999998,2.42295060273368,2.42295060273368,0,0,0,0,0,0,0]
["T_PORGD-1",{"$f":"INDEX('Direct Connect info'!D:D,_xlfn.XMATCH('MAIN DATA'!A457,'Direct Connect info'!A:A))","v":"Railtrack - Port Glasgow"},{"$f":"INDEX('Direct Connect info'!C:C,_xlfn.XMATCH('MAIN DATA'!A457,'Direct Connect info'!A:A))","v":"S6"},"S",1.5978000000000001,0.34238571428571402,0.34238571428571402,0,0,0,0,0,0,0]
["T_PUDMD-1",{"$f":"INDEX('Direct Connect info'!D:D,_xlfn.XMATCH('MAIN DATA'!A458,'Direct Connect info'!A:A))","v":"Pudding Mill Lane Crossrail"},{"$f":"INDEX('Direct Connect info'!C:C,_xlfn.XMATCH('MAIN DATA'!A458,'Direct Connect info'!A:A))","v":"A1"},"A",14.045,5.6511908757173197,5.6511908757173197,0,0,0,0,0,0,0]
["T_PUDMD-2",{"$f":"INDEX('Direct Connect info'!D:D,_xlfn.XMATCH('MAIN DATA'!A459,'Direct Connect info'!A:A))","v":"Pudding Mill Lane Crossrail"},{"$f":"INDEX('Direct Connect info'!C:C,_xlfn.XMATCH('MAIN DATA'!A459,'Direct Connect info'!A:A))","v":"A1"},"A",0,0,0,0,0,0,0,0,0,0]
["T_RAVED-1",{"$f":"INDEX('Direct Connect info'!D:D,_xlfn.XMATCH('MAIN DATA'!A460,'Direct Connect info'!A:A))","v":"Corus Dalzell"},{"$f":"INDEX('Direct Connect info'!C:C,_xlfn.XMATCH('MAIN DATA'!A460,'Direct Connect info'!A:A))","v":"S6"},"S",0.57839999999999903,8.0975999999999604E-2,8.0975999999999604E-2,0,0,0,0,0,0,0]
["T_RYHAD-1",{"$f":"INDEX('Direct Connect info'!D:D,_xlfn.XMATCH('MAIN DATA'!A461,'Direct Connect info'!A:A))","v":"Ryhall NR"},{"$f":"INDEX('Direct Connect info'!C:C,_xlfn.XMATCH('MAIN DATA'!A461,'Direct Connect info'!A:A))","v":"J7"},"J",7.8575999999999997,3.16160893022687,3.16160893022687,0,0,0,0,0,0,0]
["T_RYHAD-2",{"$f":"INDEX('Direct Connect info'!D:D,_xlfn.XMATCH('MAIN DATA'!A462,'Direct Connect info'!A:A))","v":"Ryhall NR"},{"$f":"INDEX('Direct Connect info'!C:C,_xlfn.XMATCH('MAIN DATA'!A462,'Direct Connect info'!A:A))","v":"J7"},"J",0,0,0,0,0,0,0,0,0,0]
["T_SACOD-1",{"$f":"INDEX('Direct Connect info'!D:D,_xlfn.XMATCH('MAIN DATA'!A463,'Direct Connect info'!A:A))","v":"Railtrack - Saltcoats"},{"$f":"INDEX('Direct Connect info'!C:C,_xlfn.XMATCH('MAIN DATA'!A463,'Direct Connect info'!A:A))","v":"S6"},"S",3.9592000000000001,0.30455384615384501,0.30455384615384501,0,0,0,0,0,0,0]
["T_SCCL-4",{"$f":"INDEX('Direct Connect info'!D:D,_xlfn.XMATCH('MAIN DATA'!A464,'Direct Connect info'!A:A))","v":"Saltend BP Load"},{"$f":"INDEX('Direct Connect info'!C:C,_xlfn.XMATCH('MAIN DATA'!A464,'Direct Connect info'!A:A))","v":"P8"},"P",69.159000000000006,20.171374999999902,20.171374999999902,0,0,0,0,0,0,0]
["T_SELL-1",{"$f":"INDEX('Direct Connect info'!D:D,_xlfn.XMATCH('MAIN DATA'!A465,'Direct Connect info'!A:A))","v":"Sellindge NR"},{"$f":"INDEX('Direct Connect info'!C:C,_xlfn.XMATCH('MAIN DATA'!A465,'Direct Connect info'!A:A))","v":"C4"},"C",19.472799999999999,7.8351377489973801,7.8351377489973801,0,0,0,0,0,0,0]
["T_SFGSD-1",{"$f":"INDEX('Direct Connect info'!D:D,_xlfn.XMATCH('MAIN DATA'!A466,'Direct Connect info'!A:A))","v":"St Fergus Compressor"},{"$f":"INDEX('Direct Connect info'!C:C,_xlfn.XMATCH('MAIN DATA'!A466,'Direct Connect info'!A:A))","v":"T2"},"T",22.056000000000001,14.556959999999901,14.556959999999901,0,0,0,0,0,0,0]
["T_SFGSD-2",{"$f":"INDEX('Direct Connect info'!D:D,_xlfn.XMATCH('MAIN DATA'!A467,'Direct Connect info'!A:A))","v":"St Fergus Compressor 2"},{"$f":"INDEX('Direct Connect info'!C:C,_xlfn.XMATCH('MAIN DATA'!A467,'Direct Connect info'!A:A))","v":"T2"},"T",{"$f":"SUMIFS(OFFSET(ActivePk,0,$D$5),ActiveLocation,A467,ActiveScenario,$D$4,ActiveYear,$D$6)","v":3.4200000000000001E-2},{"$f":"SUMIFS(OFFSET(QGrossPk,0,$D$5),QGrossLocation,A467,QGrossScenario,$D$4,QGrossYear,$D$6)","v":2.2571999999999998E-2},{"$f":"F467-SUMIFS(OFFSET(LVGWintPk,0,$D$5),LVGLocation,A467,LVGScenario,$D$4,LVGYear,$D$6)","v":2.2571999999999998E-2},{"$f":"SUMIFS(DGcapacity,DGlocation,A467,DGscenario,$D$4,DGyear,$D$6,DGtech,\"Storage\")+SUMIFS(micro_capacity,micro_location,A467,micro_scenario,$D$4,micro_year,$D$6,micro_tech,\"Battery\")","v":0},{"$f":"SUMIFS(DGcapacity,DGlocation,A467,DGscenario,$D$4,DGyear,$D$6,DGtech,\"Solar\")+SUMIFS(micro_capacity,micro_location,A467,micro_scenario,$D$4,micro_year,$D$6,micro_tech,\"Solar\")","v":0},{"$f":"SUMIFS(DGcapacity,DGlocation,A467,DGscenario,$D$4,DGyear,$D$6,DGtech,\"Wind\")+SUMIFS(micro_capacity,micro_location,A467,micro_scenario,$D$4,micro_year,$D$6,micro_tech,\"Wind\")","v":0},{"$f":"SUMIFS(DGcapacity,DGlocation,A467,DGscenario,$D$4,DGyear,$D$6,DGtech,\"Hydro\")+SUMIFS(micro_capacity,micro_location,A467,micro_scenario,$D$4,micro_year,$D$6,micro_tech,\"Hydro\")","v":0},{"$f":"SUMIFS(DGcapacity,DGlocation,A467,DGscenario,$D$4,DGyear,$D$6,DGtech,\"Other\")+SUMIFS(micro_capacity,micro_location,A467,micro_scenario,$D$4,micro_year,$D$6,micro_tech,\"Other\")","v":0},{"$f":"SUMIFS(OFFSET(DxStorWintpk,0,$G$5),DxStorLocation,A467,DxStorScenario,$D$4,DxStorYear,$D$6)*-1","v":0},{"$f":"SUMIFS(OFFSET(mbat_wintpk,0,$G$5),mbat_location,A467,mbat_scenario,$D$4,mbat_year,$D$6)*-1","v":0}]
["T_SINGL1",{"$f":"INDEX('Direct Connect info'!D:D,_xlfn.XMATCH('MAIN DATA'!A468,'Direct Connect info'!A:A))","v":"Singlewell NR"},{"$f":"INDEX('Direct Connect info'!C:C,_xlfn.XMATCH('MAIN DATA'!A468,'Direct Connect info'!A:A))","v":"C2"},"C",17.647200000000002,7.1005835259493502,7.1005835259493502,0,0,0,0,0,0,0]
["T_SNDND-1",{"$f":"INDEX('Direct Connect info'!D:D,_xlfn.XMATCH('MAIN DATA'!A469,'Direct Connect info'!A:A))","v":"Sundon 1"},{"$f":"INDEX('Direct Connect info'!C:C,_xlfn.XMATCH('MAIN DATA'!A469,'Direct Connect info'!A:A))","v":"D4"},{"$f":"LEFT(C469,1)","v":"D"},3.7465999999999999,1.5074938935537501,1.5074938935537501,0,0,0,0,0,0,0]
["T_SNDND-2",{"$f":"INDEX('Direct Connect info'!D:D,_xlfn.XMATCH('MAIN DATA'!A470,'Direct Connect info'!A:A))","v":"Sundon 2"},{"$f":"INDEX('Direct Connect info'!C:C,_xlfn.XMATCH('MAIN DATA'!A470,'Direct Connect info'!A:A))","v":"D4"},"D",5.7194000000000003,2.3012759768300199,2.3012759768300199,0,0,0,0,0,0,0]
["T_STBRD-1",{"$f":"INDEX('Direct Connect info'!D:D,_xlfn.XMATCH('MAIN DATA'!A471,'Direct Connect info'!A:A))","v":"Stalybridge 1"},{"$f":"INDEX('Direct Connect info'!C:C,_xlfn.XMATCH('MAIN DATA'!A471,'Direct Connect info'!A:A))","v":"N7"},"N",6.3570000000000002,2.5578227409708099,2.5578227409708099,0,0,0,0,0,0,0]
["T_STBRD-2",{"$f":"INDEX('Direct Connect info'!D:D,_xlfn.XMATCH('MAIN DATA'!A472,'Direct Connect info'!A:A))","v":"Stalybridge 2"},{"$f":"INDEX('Direct Connect info'!C:C,_xlfn.XMATCH('MAIN DATA'!A472,'Direct Connect info'!A:A))","v":"N7"},"N",0,0,0,0,0,0,0,0,0,0]
["T_STFERGD-1",{"$f":"INDEX('Direct Connect info'!D:D,_xlfn.XMATCH('MAIN DATA'!A473,'Direct Connect info'!A:A))","v":"St. Fergus Mobil"},{"$f":"INDEX('Direct Connect info'!C:C,_xlfn.XMATCH('MAIN DATA'!A473,'Direct Connect info'!A:A))","v":"T2"},"T",4.6790000000000003,1.5596666666666601,1.5596666666666601,0,0,0,0,0,0,0]
["T_THNJD-1",{"$f":"INDEX('Direct Connect info'!D:D,_xlfn.XMATCH('MAIN DATA'!A474,'Direct Connect info'!A:A))","v":"Thingley Junction 1 NR"},{"$f":"INDEX('Direct Connect info'!C:C,_xlfn.XMATCH('MAIN DATA'!A474,'Direct Connect info'!A:A))","v":"G6"},"G",0,0,0,0,0,0,0,0,0,0]
["T_THNJD-2",{"$f":"INDEX('Direct Connect info'!D:D,_xlfn.XMATCH('MAIN DATA'!A475,'Direct Connect info'!A:A))","v":"Thingley Junction 2 NR"},{"$f":"INDEX('Direct Connect info'!C:C,_xlfn.XMATCH('MAIN DATA'!A475,'Direct Connect info'!A:A))","v":"G6"},"G",{"$f":"SUMIFS(OFFSET(ActivePk,0,$D$5),ActiveLocation,A475,ActiveScenario,$D$4,ActiveYear,$D$6)","v":6.4939999999999998},{"$f":"SUMIFS(OFFSET(QGrossPk,0,$D$5),QGrossLocation,A475,QGrossScenario,$D$4,QGrossYear,$D$6)","v":2.6129464967538798},{"$f":"F475-SUMIFS(OFFSET(LVGWintPk,0,$D$5),LVGLocation,A475,LVGScenario,$D$4,LVGYear,$D$6)","v":2.6129464967538798},{"$f":"SUMIFS(DGcapacity,DGlocation,A475,DGscenario,$D$4,DGyear,$D$6,DGtech,\"Storage\")+SUMIFS(micro_capacity,micro_location,A475,micro_scenario,$D$4,micro_year,$D$6,micro_tech,\"Battery\")","v":0},{"$f":"SUMIFS(DGcapacity,DGlocation,A475,DGscenario,$D$4,DGyear,$D$6,DGtech,\"Solar\")+SUMIFS(micro_capacity,micro_location,A475,micro_scenario,$D$4,micro_year,$D$6,micro_tech,\"Solar\")","v":0},{"$f":"SUMIFS(DGcapacity,DGlocation,A475,DGscenario,$D$4,DGyear,$D$6,DGtech,\"Wind\")+SUMIFS(micro_capacity,micro_location,A475,micro_scenario,$D$4,micro_year,$D$6,micro_tech,\"Wind\")","v":0},{"$f":"SUMIFS(DGcapacity,DGlocation,A475,DGscenario,$D$4,DGyear,$D$6,DGtech,\"Hydro\")+SUMIFS(micro_capacity,micro_location,A475,micro_scenario,$D$4,micro_year,$D$6,micro_tech,\"Hydro\")","v":0},{"$f":"SUMIFS(DGcapacity,DGlocation,A475,DGscenario,$D$4,DGyear,$D$6,DGtech,\"Other\")+SUMIFS(micro_capacity,micro_location,A475,micro_scenario,$D$4,micro_year,$D$6,micro_tech,\"Other\")","v":0},{"$f":"SUMIFS(OFFSET(DxStorWintpk,0,$G$5),DxStorLocation,A475,DxStorScenario,$D$4,DxStorYear,$D$6)*-1","v":0},{"$f":"SUMIFS(OFFSET(mbat_wintpk,0,$G$5),mbat_location,A475,mbat_scenario,$D$4,mbat_year,$D$6)*-1","v":0}]
["T_TINSD-1",{"$f":"INDEX('Direct Connect info'!D:D,_xlfn.XMATCH('MAIN DATA'!A476,'Direct Connect info'!A:A))","v":"Tinsley Park Steelworks"},{"$f":"INDEX('Direct Connect info'!C:C,_xlfn.XMATCH('MAIN DATA'!A476,'Direct Connect info'!A:A))","v":"P3"},"P",56.137999999999998,16.373583333333301,16.373583333333301,0,0,0,0,0,0,0]
["T_TODSD-1",{"$f":"INDEX('Direct Connect info'!D:D,_xlfn.XMATCH('MAIN DATA'!A477,'Direct Connect info'!A:A))","v":"BS Tod Point Supply"},{"$f":"INDEX('Direct Connect info'!C:C,_xlfn.XMATCH('MAIN DATA'!A477,'Direct Connect info'!A:A))","v":"Q2"},"Q",6.6879999999999997,1.9506666666666601,1.9506666666666601,0,0,0,0,0,0,0]
["T_TONTED-1",{"$f":"INDEX('Direct Connect info'!D:D,_xlfn.XMATCH('MAIN DATA'!A478,'Direct Connect info'!A:A))","v":"Tonteg Rail"},{"$f":"INDEX('Direct Connect info'!C:C,_xlfn.XMATCH('MAIN DATA'!A478,'Direct Connect info'!A:A))","v":"H2"},"H",1.05,0.42248133994326698,0.42248133994326698,0,0,0,0,0,0,0]
["T_UNPKD-1",{"$f":"INDEX('Direct Connect info'!D:D,_xlfn.XMATCH('MAIN DATA'!A479,'Direct Connect info'!A:A))","v":"UNION PARK-1"},{"$f":"INDEX('Direct Connect info'!C:C,_xlfn.XMATCH('MAIN DATA'!A479,'Direct Connect info'!A:A))","v":"A6"},"A",5.6000000000000001E-2,1.63333333333333E-2,1.63333333333333E-2,0,0,0,0,0,0,0]
["T_UNPKD-2",{"$f":"INDEX('Direct Connect info'!D:D,_xlfn.XMATCH('MAIN DATA'!A480,'Direct Connect info'!A:A))","v":"UNION PARK-2"},{"$f":"INDEX('Direct Connect info'!C:C,_xlfn.XMATCH('MAIN DATA'!A480,'Direct Connect info'!A:A))","v":"A6"},"A",4.6199999999999998E-2,1.3475000000000001E-2,1.3475000000000001E-2,0,0,0,0,0,0,0]
["T_UNPKD-3",{"$f":"INDEX('Direct Connect info'!D:D,_xlfn.XMATCH('MAIN DATA'!A481,'Direct Connect info'!A:A))","v":"Union Park Third Party Access3"},{"$f":"INDEX('Direct Connect info'!C:C,_xlfn.XMATCH('MAIN DATA'!A481,'Direct Connect info'!A:A))","v":"A6"},"A",2.9077999999999999,0.84810833333333302,0.84810833333333302,0,0,0,0,0,0,0]
["T_UNPKD-4",{"$f":"INDEX('Direct Connect info'!D:D,_xlfn.XMATCH('MAIN DATA'!A482,'Direct Connect info'!A:A))","v":"Union Park Third Party Access4"},{"$f":"INDEX('Direct Connect info'!C:C,_xlfn.XMATCH('MAIN DATA'!A482,'Direct Connect info'!A:A))","v":"A6"},"A",0.69319999999999904,0.20218333333333299,0.20218333333333299,0,0,0,0,0,0,0]
["T_WHISTLD-1",{"$f":"INDEX('Direct Connect info'!D:D,_xlfn.XMATCH('MAIN DATA'!A483,'Direct Connect info'!A:A))","v":"HMNB Whistlefield"},{"$f":"INDEX('Direct Connect info'!C:C,_xlfn.XMATCH('MAIN DATA'!A483,'Direct Connect info'!A:A))","v":"S5"},"S",12.3026,3.1967385826771602,3.1967385826771602,0,0,0,0,0,0,0]
["T_WILCT-1",{"$f":"INDEX('Direct Connect info'!D:D,_xlfn.XMATCH('MAIN DATA'!A484,'Direct Connect info'!A:A))","v":"ETOL - Wilton Site"},{"$f":"INDEX('Direct Connect info'!C:C,_xlfn.XMATCH('MAIN DATA'!A484,'Direct Connect info'!A:A))","v":"Q2"},"Q",12.064,3.5186666666666602,3.5186666666666602,0,0,0,0,0,0,0]
["B_EXTRA_74",{"$f":"INDEX('Direct Connect info'!E:E,_xlfn.XMATCH('MAIN DATA'!A485,'Direct Connect info'!A:A))","v":"Berkswell 275 (HS2)"},{"$f":"INDEX('Direct Connect info'!C:C,_xlfn.XMATCH('MAIN DATA'!A485,'Direct Connect info'!A:A))","v":"L3"},"L",125,50.295397612293598,50.295397612293598,0,0,0,0,0,0,0]
["B_EXTRA_75",{"$f":"INDEX('Direct Connect info'!E:E,_xlfn.XMATCH('MAIN DATA'!A486,'Direct Connect info'!A:A))","v":"Ickenham (HS2)"},{"$f":"INDEX('Direct Connect info'!C:C,_xlfn.XMATCH('MAIN DATA'!A486,'Direct Connect info'!A:A))","v":"D4"},"D",125,50.295397612293598,50.295397612293598,0,0,0,0,0,0,0]
["B_EXTRA_76",{"$f":"INDEX('Direct Connect info'!E:E,_xlfn.XMATCH('MAIN DATA'!A487,'Direct Connect info'!A:A))","v":"Quainton (HS2)"},{"$f":"INDEX('Direct Connect info'!C:C,_xlfn.XMATCH('MAIN DATA'!A487,'Direct Connect info'!A:A))","v":"A6"},"A",125,50.295397612293598,50.295397612293598,0,0,0,0,0,0,0]
["B_EXTRA_77",{"$f":"INDEX('Direct Connect info'!E:E,_xlfn.XMATCH('MAIN DATA'!A488,'Direct Connect info'!A:A))","v":"Parkgate (Rail)"},{"$f":"INDEX('Direct Connect info'!C:C,_xlfn.XMATCH('MAIN DATA'!A488,'Direct Connect info'!A:A))","v":"L5"},"L",0,0,0,0,0,0,0,0,0,0]
["B_EXTRA_78",{"$f":"INDEX('Direct Connect info'!E:E,_xlfn.XMATCH('MAIN DATA'!A489,'Direct Connect info'!A:A))","v":"Parkgate (Rail)"},{"$f":"INDEX('Direct Connect info'!C:C,_xlfn.XMATCH('MAIN DATA'!A489,'Direct Connect info'!A:A))","v":"L5"},"L",0,0,0,0,0,0,0,0,0,0]
["B_EXTRA_79",{"$f":"INDEX('Direct Connect info'!E:E,_xlfn.XMATCH('MAIN DATA'!A490,'Direct Connect info'!A:A))","v":"Upper Boat 275 (TfW)"},{"$f":"INDEX('Direct Connect info'!C:C,_xlfn.XMATCH('MAIN DATA'!A490,'Direct Connect info'!A:A))","v":"H2"},"H",35,14.0827113314422,14.0827113314422,0,0,0,0,0,0,0]
["B_EXTRA_80",{"$f":"INDEX('Direct Connect info'!E:E,_xlfn.XMATCH('MAIN DATA'!A491,'Direct Connect info'!A:A))","v":"Staythorpe 400 (Network Rail)"},{"$f":"INDEX('Direct Connect info'!C:C,_xlfn.XMATCH('MAIN DATA'!A491,'Direct Connect info'!A:A))","v":"K5"},"K",21,8.4496267988653297,8.4496267988653297,0,0,0,0,0,0,0]
["B_EXTRA_81",{"$f":"INDEX('Direct Connect info'!E:E,_xlfn.XMATCH('MAIN DATA'!A492,'Direct Connect info'!A:A))","v":"Wymondley 400 (N_Rail)"},{"$f":"INDEX('Direct Connect info'!C:C,_xlfn.XMATCH('MAIN DATA'!A492,'Direct Connect info'!A:A))","v":"D5"},"D",0,0,0,0,0,0,0,0,0,0]
["B_EXTRA_82",{"$f":"INDEX('Direct Connect info'!E:E,_xlfn.XMATCH('MAIN DATA'!A493,'Direct Connect info'!A:A))","v":"Bramley 400 (Network Rail)"},{"$f":"INDEX('Direct Connect info'!C:C,_xlfn.XMATCH('MAIN DATA'!A493,'Direct Connect info'!A:A))","v":"B4"},"B",68,27.360696301087799,27.360696301087799,0,0,0,0,0,0,0]
["B_EXTRA_83",{"$f":"INDEX('Direct Connect info'!E:E,_xlfn.XMATCH('MAIN DATA'!A494,'Direct Connect info'!A:A))","v":"Dingley Wood 400 (N_Rail)"},{"$f":"INDEX('Direct Connect info'!C:C,_xlfn.XMATCH('MAIN DATA'!A494,'Direct Connect info'!A:A))","v":"L3"},"L",0,0,0,0,0,0,0,0,0,0]
["B_EXTRA_84",{"$f":"INDEX('Direct Connect info'!E:E,_xlfn.XMATCH('MAIN DATA'!A495,'Direct Connect info'!A:A))","v":"Hasland (New) (N_Rail)"},{"$f":"INDEX('Direct Connect info'!C:C,_xlfn.XMATCH('MAIN DATA'!A495,'Direct Connect info'!A:A))","v":"P3"},"P",0,0,0,0,0,0,0,0,0,0]
["B_EXTRA_85",{"$f":"INDEX('Direct Connect info'!E:E,_xlfn.XMATCH('MAIN DATA'!A496,'Direct Connect info'!A:A))","v":"Kegworth (Network Rail)"},{"$f":"INDEX('Direct Connect info'!C:C,_xlfn.XMATCH('MAIN DATA'!A496,'Direct Connect info'!A:A))","v":"L7"},"L",120,48.283581707801901,48.283581707801901,0,0,0,0,0,0,0]
["B_EXTRA_86",{"$f":"INDEX('Direct Connect info'!E:E,_xlfn.XMATCH('MAIN DATA'!A497,'Direct Connect info'!A:A))","v":"Laleham 275 (Network Rail)"},{"$f":"INDEX('Direct Connect info'!C:C,_xlfn.XMATCH('MAIN DATA'!A497,'Direct Connect info'!A:A))","v":"A6"},"A",85,34.200870376359703,34.200870376359703,0,0,0,0,0,0,0]
["B_EXTRA_87",{"$f":"INDEX('Direct Connect info'!E:E,_xlfn.XMATCH('MAIN DATA'!A498,'Direct Connect info'!A:A))","v":"Tx Connected Electrolysis Demand in Minor Flop A1"},{"$f":"INDEX('Direct Connect info'!C:C,_xlfn.XMATCH('MAIN DATA'!A498,'Direct Connect info'!A:A))","v":"A1"},"A",0,0,0,0,0,0,0,0,0,0]
["B_EXTRA_88",{"$f":"INDEX('Direct Connect info'!E:E,_xlfn.XMATCH('MAIN DATA'!A499,'Direct Connect info'!A:A))","v":"Tx Connected Electrolysis Demand in Minor Flop A6"},{"$f":"INDEX('Direct Connect info'!C:C,_xlfn.XMATCH('MAIN DATA'!A499,'Direct Connect info'!A:A))","v":"A6"},"A",{"$f":"SUMIFS(OFFSET(ActivePk,0,$D$5),ActiveLocation,A499,ActiveScenario,$D$4,ActiveYear,$D$6)","v":0},{"$f":"SUMIFS(OFFSET(QGrossPk,0,$D$5),QGrossLocation,A499,QGrossScenario,$D$4,QGrossYear,$D$6)","v":0},{"$f":"F499-SUMIFS(OFFSET(LVGWintPk,0,$D$5),LVGLocation,A499,LVGScenario,$D$4,LVGYear,$D$6)","v":0},{"$f":"SUMIFS(DGcapacity,DGlocation,A499,DGscenario,$D$4,DGyear,$D$6,DGtech,\"Storage\")+SUMIFS(micro_capacity,micro_location,A499,micro_scenario,$D$4,micro_year,$D$6,micro_tech,\"Battery\")","v":0},{"$f":"SUMIFS(DGcapacity,DGlocation,A499,DGscenario,$D$4,DGyear,$D$6,DGtech,\"Solar\")+SUMIFS(micro_capacity,micro_location,A499,micro_scenario,$D$4,micro_year,$D$6,micro_tech,\"Solar\")","v":0},{"$f":"SUMIFS(DGcapacity,DGlocation,A499,DGscenario,$D$4,DGyear,$D$6,DGtech,\"Wind\")+SUMIFS(micro_capacity,micro_location,A499,micro_scenario,$D$4,micro_year,$D$6,micro_tech,\"Wind\")","v":0},{"$f":"SUMIFS(DGcapacity,DGlocation,A499,DGscenario,$D$4,DGyear,$D$6,DGtech,\"Hydro\")+SUMIFS(micro_capacity,micro_location,A499,micro_scenario,$D$4,micro_year,$D$6,micro_tech,\"Hydro\")","v":0},{"$f":"SUMIFS(DGcapacity,DGlocation,A499,DGscenario,$D$4,DGyear,$D$6,DGtech,\"Other\")+SUMIFS(micro_capacity,micro_location,A499,micro_scenario,$D$4,micro_year,$D$6,micro_tech,\"Other\")","v":0},{"$f":"SUMIFS(OFFSET(DxStorWintpk,0,$G$5),DxStorLocation,A499,DxStorScenario,$D$4,DxStorYear,$D$6)*-1","v":0},{"$f":"SUMIFS(OFFSET(mbat_wintpk,0,$G$5),mbat_location,A499,mbat_scenario,$D$4,mbat_year,$D$6)*-1","v":0}]
["B_EXTRA_89",{"$f":"INDEX('Direct Connect info'!E:E,_xlfn.XMATCH('MAIN DATA'!A500,'Direct Connect info'!A:A))","v":"Tx Connected Electrolysis Demand in Minor Flop A7"},{"$f":"INDEX('Direct Connect info'!C:C,_xlfn.XMATCH('MAIN DATA'!A500,'Direct Connect info'!A:A))","v":"A7"},"A",0,0,0,0,0,0,0,0,0,0]
["B_EXTRA_90",{"$f":"INDEX('Direct Connect info'!E:E,_xlfn.XMATCH('MAIN DATA'!A501,'Direct Connect info'!A:A))","v":"Tx Connected Electrolysis Demand in Minor Flop B1"},{"$f":"INDEX('Direct Connect info'!C:C,_xlfn.XMATCH('MAIN DATA'!A501,'Direct Connect info'!A:A))","v":"B1"},"B",0,0,0,0,0,0,0,0,0,0]
["B_EXTRA_91",{"$f":"INDEX('Direct Connect info'!E:E,_xlfn.XMATCH('MAIN DATA'!A502,'Direct Connect info'!A:A))","v":"Tx Connected Electrolysis Demand in Minor Flop B2"},{"$f":"INDEX('Direct Connect info'!C:C,_xlfn.XMATCH('MAIN DATA'!A502,'Direct Connect info'!A:A))","v":"B2"},"B",0,0,0,0,0,0,0,0,0,0]
["B_EXTRA_92",{"$f":"INDEX('Direct Connect info'!E:E,_xlfn.XMATCH('MAIN DATA'!A503,'Direct Connect info'!A:A))","v":"Tx Connected Electrolysis Demand in Minor Flop C2"},{"$f":"INDEX('Direct Connect info'!C:C,_xlfn.XMATCH('MAIN DATA'!A503,'Direct Connect info'!A:A))","v":"C2"},"C",0,0,0,0,0,0,0,0,0,0]
["B_EXTRA_93",{"$f":"INDEX('Direct Connect info'!E:E,_xlfn.XMATCH('MAIN DATA'!A504,'Direct Connect info'!A:A))","v":"Tx Connected Electrolysis Demand in Minor Flop C3"},{"$f":"INDEX('Direct Connect info'!C:C,_xlfn.XMATCH('MAIN DATA'!A504,'Direct Connect info'!A:A))","v":"C3"},"C",0,0,0,0,0,0,0,0,0,0]
["B_EXTRA_94",{"$f":"INDEX('Direct Connect info'!E:E,_xlfn.XMATCH('MAIN DATA'!A505,'Direct Connect info'!A:A))","v":"Tx Connected Electrolysis Demand in Minor Flop C4"},{"$f":"INDEX('Direct Connect info'!C:C,_xlfn.XMATCH('MAIN DATA'!A505,'Direct Connect info'!A:A))","v":"C4"},"C",0,0,0,0,0,0,0,0,0,0]
["B_EXTRA_95",{"$f":"INDEX('Direct Connect info'!E:E,_xlfn.XMATCH('MAIN DATA'!A506,'Direct Connect info'!A:A))","v":"Tx Connected Electrolysis Demand in Minor Flop C7"},{"$f":"INDEX('Direct Connect info'!C:C,_xlfn.XMATCH('MAIN DATA'!A506,'Direct Connect info'!A:A))","v":"C7"},"C",0,0,0,0,0,0,0,0,0,0]
["B_EXTRA_96",{"$f":"INDEX('Direct Connect info'!E:E,_xlfn.XMATCH('MAIN DATA'!A507,'Direct Connect info'!A:A))","v":"Tx Connected Electrolysis Demand in Minor Flop D6"},{"$f":"INDEX('Direct Connect info'!C:C,_xlfn.XMATCH('MAIN DATA'!A507,'Direct Connect info'!A:A))","v":"D6"},"D",0,0,0,0,0,0,0,0,0,0]
["B_EXTRA_97",{"$f":"INDEX('Direct Connect info'!E:E,_xlfn.XMATCH('MAIN DATA'!A508,'Direct Connect info'!A:A))","v":"Tx Connected Electrolysis Demand in Minor Flop E1"},{"$f":"INDEX('Direct Connect info'!C:C,_xlfn.XMATCH('MAIN DATA'!A508,'Direct Connect info'!A:A))","v":"E1"},"E",0,0,0,0,0,0,0,0,0,0]
["B_EXTRA_98",{"$f":"INDEX('Direct Connect info'!E:E,_xlfn.XMATCH('MAIN DATA'!A509,'Direct Connect info'!A:A))","v":"Tx Connected Electrolysis Demand in Minor Flop E7"},{"$f":"INDEX('Direct Connect info'!C:C,_xlfn.XMATCH('MAIN DATA'!A509,'Direct Connect info'!A:A))","v":"E7"},"E",0,0,0,0,0,0,0,0,0,0]
["B_EXTRA_99",{"$f":"INDEX('Direct Connect info'!E:E,_xlfn.XMATCH('MAIN DATA'!A510,'Direct Connect info'!A:A))","v":"Tx Connected Electrolysis Demand in Minor Flop F6"},{"$f":"INDEX('Direct Connect info'!C:C,_xlfn.XMATCH('MAIN DATA'!A510,'Direct Connect info'!A:A))","v":"F6"},"F",0,0,0,0,0,0,0,0,0,0]
["B_EXTRA_100",{"$f":"INDEX('Direct Connect info'!E:E,_xlfn.XMATCH('MAIN DATA'!A511,'Direct Connect info'!A:A))","v":"Tx Connected Electrolysis Demand in Minor Flop G6"},{"$f":"INDEX('Direct Connect info'!C:C,_xlfn.XMATCH('MAIN DATA'!A511,'Direct Connect info'!A:A))","v":"G6"},"G",0,0,0,0,0,0,0,0,0,0]
["B_EXTRA_101",{"$f":"INDEX('Direct Connect info'!E:E,_xlfn.XMATCH('MAIN DATA'!A512,'Direct Connect info'!A:A))","v":"Tx Connected Electrolysis Demand in Minor Flop H1"},{"$f":"INDEX('Direct Connect info'!C:C,_xlfn.XMATCH('MAIN DATA'!A512,'Direct Connect info'!A:A))","v":"H1"},"H",0,0,0,0,0,0,0,0,0,0]
["B_EXTRA_102",{"$f":"INDEX('Direct Connect info'!E:E,_xlfn.XMATCH('MAIN DATA'!A513,'Direct Connect info'!A:A))","v":"Tx Connected Electrolysis Demand in Minor Flop H2"},{"$f":"INDEX('Direct Connect info'!C:C,_xlfn.XMATCH('MAIN DATA'!A513,'Direct Connect info'!A:A))","v":"H2"},"H",0,0,0,0,0,0,0,0,0,0]
["B_EXTRA_103",{"$f":"INDEX('Direct Connect info'!E:E,_xlfn.XMATCH('MAIN DATA'!A514,'Direct Connect info'!A:A))","v":"Tx Connected Electrolysis Demand in Minor Flop H6"},{"$f":"INDEX('Direct Connect info'!C:C,_xlfn.XMATCH('MAIN DATA'!A514,'Direct Connect info'!A:A))","v":"H6"},"H",0,0,0,0,0,0,0,0,0,0]
["B_EXTRA_104",{"$f":"INDEX('Direct Connect info'!E:E,_xlfn.XMATCH('MAIN DATA'!A515,'Direct Connect info'!A:A))","v":"Tx Connected Electrolysis Demand in Minor Flop J3"},{"$f":"INDEX('Direct Connect info'!C:C,_xlfn.XMATCH('MAIN DATA'!A515,'Direct Connect info'!A:A))","v":"J3"},"J",0,0,0,0,0,0,0,0,0,0]
["B_EXTRA_105",{"$f":"INDEX('Direct Connect info'!E:E,_xlfn.XMATCH('MAIN DATA'!A516,'Direct Connect info'!A:A))","v":"Tx Connected Electrolysis Demand in Minor Flop J4"},{"$f":"INDEX('Direct Connect info'!C:C,_xlfn.XMATCH('MAIN DATA'!A516,'Direct Connect info'!A:A))","v":"J4"},"J",0,0,0,0,0,0,0,0,0,0]
["B_EXTRA_106",{"$f":"INDEX('Direct Connect info'!E:E,_xlfn.XMATCH('MAIN DATA'!A517,'Direct Connect info'!A:A))","v":"Tx Connected Electrolysis Demand in Minor Flop J5"},{"$f":"INDEX('Direct Connect info'!C:C,_xlfn.XMATCH('MAIN DATA'!A517,'Direct Connect info'!A:A))","v":"J5"},"J",0,0,0,0,0,0,0,0,0,0]
["B_EXTRA_107",{"$f":"INDEX('Direct Connect info'!E:E,_xlfn.XMATCH('MAIN DATA'!A518,'Direct Connect info'!A:A))","v":"Tx Connected Electrolysis Demand in Minor Flop J6"},{"$f":"INDEX('Direct Connect info'!C:C,_xlfn.XMATCH('MAIN DATA'!A518,'Direct Connect info'!A:A))","v":"J6"},"J",0,0,0,0,0,0,0,0,0,0]
["B_EXTRA_108",{"$f":"INDEX('Direct Connect info'!E:E,_xlfn.XMATCH('MAIN DATA'!A519,'Direct Connect info'!A:A))","v":"Tx Connected Electrolysis Demand in Minor Flop J7"},{"$f":"INDEX('Direct Connect info'!C:C,_xlfn.XMATCH('MAIN DATA'!A519,'Direct Connect info'!A:A))","v":"J7"},"J",0,0,0,0,0,0,0,0,0,0]
["B_EXTRA_109",{"$f":"INDEX('Direct Connect info'!E:E,_xlfn.XMATCH('MAIN DATA'!A520,'Direct Connect info'!A:A))","v":"Tx Connected Electrolysis Demand in Minor Flop K5"},{"$f":"INDEX('Direct Connect info'!C:C,_xlfn.XMATCH('MAIN DATA'!A520,'Direct Connect info'!A:A))","v":"K5"},"K",0,0,0,0,0,0,0,0,0,0]
["B_EXTRA_110",{"$f":"INDEX('Direct Connect info'!E:E,_xlfn.XMATCH('MAIN DATA'!A521,'Direct Connect info'!A:A))","v":"Tx Connected Electrolysis Demand in Minor Flop K6"},{"$f":"INDEX('Direct Connect info'!C:C,_xlfn.XMATCH('MAIN DATA'!A521,'Direct Connect info'!A:A))","v":"K6"},"K",0,0,0,0,0,0,0,0,0,0]
["B_EXTRA_111",{"$f":"INDEX('Direct Connect info'!E:E,_xlfn.XMATCH('MAIN DATA'!A522,'Direct Connect info'!A:A))","v":"Tx Connected Electrolysis Demand in Minor Flop L2"},{"$f":"INDEX('Direct Connect info'!C:C,_xlfn.XMATCH('MAIN DATA'!A522,'Direct Connect info'!A:A))","v":"L2"},"L",0,0,0,0,0,0,0,0,0,0]
["B_EXTRA_112",{"$f":"INDEX('Direct Connect info'!E:E,_xlfn.XMATCH('MAIN DATA'!A523,'Direct Connect info'!A:A))","v":"Tx Connected Electrolysis Demand in Minor Flop L3"},{"$f":"INDEX('Direct Connect info'!C:C,_xlfn.XMATCH('MAIN DATA'!A523,'Direct Connect info'!A:A))","v":"L3"},"L",0,0,0,0,0,0,0,0,0,0]
["B_EXTRA_113",{"$f":"INDEX('Direct Connect info'!E:E,_xlfn.XMATCH('MAIN DATA'!A524,'Direct Connect info'!A:A))","v":"Tx Connected Electrolysis Demand in Minor Flop L5"},{"$f":"INDEX('Direct Connect info'!C:C,_xlfn.XMATCH('MAIN DATA'!A524,'Direct Connect info'!A:A))","v":"L5"},"L",0,0,0,0,0,0,0,0,0,0]
["B_EXTRA_114",{"$f":"INDEX('Direct Connect info'!E:E,_xlfn.XMATCH('MAIN DATA'!A525,'Direct Connect info'!A:A))","v":"Tx Connected Electrolysis Demand in Minor Flop L7"},{"$f":"INDEX('Direct Connect info'!C:C,_xlfn.XMATCH('MAIN DATA'!A525,'Direct Connect info'!A:A))","v":"L7"},"L",0,0,0,0,0,0,0,0,0,0]
["B_EXTRA_115",{"$f":"INDEX('Direct Connect info'!E:E,_xlfn.XMATCH('MAIN DATA'!A526,'Direct Connect info'!A:A))","v":"Tx Connected Electrolysis Demand in Minor Flop L8"},{"$f":"INDEX('Direct Connect info'!C:C,_xlfn.XMATCH('MAIN DATA'!A526,'Direct Connect info'!A:A))","v":"L8"},"L",0,0,0,0,0,0,0,0,0,0]
["B_EXTRA_116",{"$f":"INDEX('Direct Connect info'!E:E,_xlfn.XMATCH('MAIN DATA'!A527,'Direct Connect info'!A:A))","v":"Tx Connected Electrolysis Demand in Minor Flop M5"},{"$f":"INDEX('Direct Connect info'!C:C,_xlfn.XMATCH('MAIN DATA'!A527,'Direct Connect info'!A:A))","v":"M5"},"M",0,0,0,0,0,0,0,0,0,0]
["B_EXTRA_117",{"$f":"INDEX('Direct Connect info'!E:E,_xlfn.XMATCH('MAIN DATA'!A528,'Direct Connect info'!A:A))","v":"Tx Connected Electrolysis Demand in Minor Flop M6"},{"$f":"INDEX('Direct Connect info'!C:C,_xlfn.XMATCH('MAIN DATA'!A528,'Direct Connect info'!A:A))","v":"M6"},"M",0,0,0,0,0,0,0,0,0,0]
["B_EXTRA_118",{"$f":"INDEX('Direct Connect info'!E:E,_xlfn.XMATCH('MAIN DATA'!A529,'Direct Connect info'!A:A))","v":"Tx Connected Electrolysis Demand in Minor Flop M8"},{"$f":"INDEX('Direct Connect info'!C:C,_xlfn.XMATCH('MAIN DATA'!A529,'Direct Connect info'!A:A))","v":"M8"},"M",0,0,0,0,0,0,0,0,0,0]
["B_EXTRA_119",{"$f":"INDEX('Direct Connect info'!E:E,_xlfn.XMATCH('MAIN DATA'!A530,'Direct Connect info'!A:A))","v":"Tx Connected Electrolysis Demand in Minor Flop N1"},{"$f":"INDEX('Direct Connect info'!C:C,_xlfn.XMATCH('MAIN DATA'!A530,'Direct Connect info'!A:A))","v":"N1"},"N",0,0,0,0,0,0,0,0,0,0]
["B_EXTRA_120",{"$f":"INDEX('Direct Connect info'!E:E,_xlfn.XMATCH('MAIN DATA'!A531,'Direct Connect info'!A:A))","v":"Tx Connected Electrolysis Demand in Minor Flop N2"},{"$f":"INDEX('Direct Connect info'!C:C,_xlfn.XMATCH('MAIN DATA'!A531,'Direct Connect info'!A:A))","v":"N2"},"N",{"$f":"SUMIFS(OFFSET(ActivePk,0,$D$5),ActiveLocation,A531,ActiveScenario,$D$4,ActiveYear,$D$6)","v":0},{"$f":"SUMIFS(OFFSET(QGrossPk,0,$D$5),QGrossLocation,A531,QGrossScenario,$D$4,QGrossYear,$D$6)","v":0},{"$f":"F531-SUMIFS(OFFSET(LVGWintPk,0,$D$5),LVGLocation,A531,LVGScenario,$D$4,LVGYear,$D$6)","v":0},{"$f":"SUMIFS(DGcapacity,DGlocation,A531,DGscenario,$D$4,DGyear,$D$6,DGtech,\"Storage\")+SUMIFS(micro_capacity,micro_location,A531,micro_scenario,$D$4,micro_year,$D$6,micro_tech,\"Battery\")","v":0},{"$f":"SUMIFS(DGcapacity,DGlocation,A531,DGscenario,$D$4,DGyear,$D$6,DGtech,\"Solar\")+SUMIFS(micro_capacity,micro_location,A531,micro_scenario,$D$4,micro_year,$D$6,micro_tech,\"Solar\")","v":0},{"$f":"SUMIFS(DGcapacity,DGlocation,A531,DGscenario,$D$4,DGyear,$D$6,DGtech,\"Wind\")+SUMIFS(micro_capacity,micro_location,A531,micro_scenario,$D$4,micro_year,$D$6,micro_tech,\"Wind\")","v":0},{"$f":"SUMIFS(DGcapacity,DGlocation,A531,DGscenario,$D$4,DGyear,$D$6,DGtech,\"Hydro\")+SUMIFS(micro_capacity,micro_location,A531,micro_scenario,$D$4,micro_year,$D$6,micro_tech,\"Hydro\")","v":0},{"$f":"SUMIFS(DGcapacity,DGlocation,A531,DGscenario,$D$4,DGyear,$D$6,DGtech,\"Other\")+SUMIFS(micro_capacity,micro_location,A531,micro_scenario,$D$4,micro_year,$D$6,micro_tech,\"Other\")","v":0},{"$f":"SUMIFS(OFFSET(DxStorWintpk,0,$G$5),DxStorLocation,A531,DxStorScenario,$D$4,DxStorYear,$D$6)*-1","v":0},{"$f":"SUMIFS(OFFSET(mbat_wintpk,0,$G$5),mbat_location,A531,mbat_scenario,$D$4,mbat_year,$D$6)*-1","v":0}]
["B_EXTRA_121",{"$f":"INDEX('Direct Connect info'!E:E,_xlfn.XMATCH('MAIN DATA'!A532,'Direct Connect info'!A:A))","v":"Tx Connected Electrolysis Demand in Minor Flop N3"},{"$f":"INDEX('Direct Connect info'!C:C,_xlfn.XMATCH('MAIN DATA'!A532,'Direct Connect info'!A:A))","v":"N3"},"N",0,0,0,0,0,0,0,0,0,0]
["B_EXTRA_122",{"$f":"INDEX('Direct Connect info'!E:E,_xlfn.XMATCH('MAIN DATA'!A533,'Direct Connect info'!A:A))","v":"Tx Connected Electrolysis Demand in Minor Flop P1"},{"$f":"INDEX('Direct Connect info'!C:C,_xlfn.XMATCH('MAIN DATA'!A533,'Direct Connect info'!A:A))","v":"P1"},{"$f":"LEFT(C533,1)","v":"P"},0,0,0,0,0,0,0,0,0,0]
["B_EXTRA_123",{"$f":"INDEX('Direct Connect info'!E:E,_xlfn.XMATCH('MAIN DATA'!A534,'Direct Connect info'!A:A))","v":"Tx Connected Electrolysis Demand in Minor Flop P3"},{"$f":"INDEX('Direct Connect info'!C:C,_xlfn.XMATCH('MAIN DATA'!A534,'Direct Connect info'!A:A))","v":"P3"},"P",0,0,0,0,0,0,0,0,0,0]
["B_EXTRA_124",{"$f":"INDEX('Direct Connect info'!E:E,_xlfn.XMATCH('MAIN DATA'!A535,'Direct Connect info'!A:A))","v":"Tx Connected Electrolysis Demand in Minor Flop P7"},{"$f":"INDEX('Direct Connect info'!C:C,_xlfn.XMATCH('MAIN DATA'!A535,'Direct Connect info'!A:A))","v":"P7"},"P",0,0,0,0,0,0,0,0,0,0]
["B_EXTRA_125",{"$f":"INDEX('Direct Connect info'!E:E,_xlfn.XMATCH('MAIN DATA'!A536,'Direct Connect info'!A:A))","v":"Tx Connected Electrolysis Demand in Minor Flop P8"},{"$f":"INDEX('Direct Connect info'!C:C,_xlfn.XMATCH('MAIN DATA'!A536,'Direct Connect info'!A:A))","v":"P8"},"P",0,0,0,0,0,0,0,0,0,0]
["B_EXTRA_126",{"$f":"INDEX('Direct Connect info'!E:E,_xlfn.XMATCH('MAIN DATA'!A537,'Direct Connect info'!A:A))","v":"Tx Connected Electrolysis Demand in Minor Flop Q2"},{"$f":"INDEX('Direct Connect info'!C:C,_xlfn.XMATCH('MAIN DATA'!A537,'Direct Connect info'!A:A))","v":"Q2"},"Q",0,0,0,0,0,0,0,0,0,0]
["B_EXTRA_127",{"$f":"INDEX('Direct Connect info'!E:E,_xlfn.XMATCH('MAIN DATA'!A538,'Direct Connect info'!A:A))","v":"Tx Connected Electrolysis Demand in Minor Flop Q4"},{"$f":"INDEX('Direct Connect info'!C:C,_xlfn.XMATCH('MAIN DATA'!A538,'Direct Connect info'!A:A))","v":"Q4"},"Q",0,0,0,0,0,0,0,0,0,0]
["B_EXTRA_128",{"$f":"INDEX('Direct Connect info'!E:E,_xlfn.XMATCH('MAIN DATA'!A539,'Direct Connect info'!A:A))","v":"Tx Connected Electrolysis Demand in Minor Flop Q7"},{"$f":"INDEX('Direct Connect info'!C:C,_xlfn.XMATCH('MAIN DATA'!A539,'Direct Connect info'!A:A))","v":"Q7"},"Q",0,0,0,0,0,0,0,0,0,0]
["B_EXTRA_129",{"$f":"INDEX('Direct Connect info'!E:E,_xlfn.XMATCH('MAIN DATA'!A540,'Direct Connect info'!A:A))","v":"Tx Connected Electrolysis Demand in Minor Flop R4"},{"$f":"INDEX('Direct Connect info'!C:C,_xlfn.XMATCH('MAIN DATA'!A540,'Direct Connect info'!A:A))","v":"R4"},"R",0,0,0,0,0,0,0,0,0,0]
["B_EXTRA_130",{"$f":"INDEX('Direct Connect info'!E:E,_xlfn.XMATCH('MAIN DATA'!A541,'Direct Connect info'!A:A))","v":"Tx Connected Electrolysis Demand in Minor Flop R5"},{"$f":"INDEX('Direct Connect info'!C:C,_xlfn.XMATCH('MAIN DATA'!A541,'Direct Connect info'!A:A))","v":"R5"},"R",0,0,0,0,0,0,0,0,0,0]
["B_EXTRA_131",{"$f":"INDEX('Direct Connect info'!E:E,_xlfn.XMATCH('MAIN DATA'!A542,'Direct Connect info'!A:A))","v":"Tx Connected Electrolysis Demand in Minor Flop S5"},{"$f":"INDEX('Direct Connect info'!C:C,_xlfn.XMATCH('MAIN DATA'!A542,'Direct Connect info'!A:A))","v":"S5"},"S",0,0,0,0,0,0,0,0,0,0]
["B_EXTRA_132",{"$f":"INDEX('Direct Connect info'!E:E,_xlfn.XMATCH('MAIN DATA'!A543,'Direct Connect info'!A:A))","v":"Tx Connected Electrolysis Demand in Minor Flop S6"},{"$f":"INDEX('Direct Connect info'!C:C,_xlfn.XMATCH('MAIN DATA'!A543,'Direct Connect info'!A:A))","v":"S6"},"S",0,0,0,0,0,0,0,0,0,0]
["B_EXTRA_133",{"$f":"INDEX('Direct Connect info'!E:E,_xlfn.XMATCH('MAIN DATA'!A544,'Direct Connect info'!A:A))","v":"Tx Connected Electrolysis Demand in Minor Flop T1"},{"$f":"INDEX('Direct Connect info'!C:C,_xlfn.XMATCH('MAIN DATA'!A544,'Direct Connect info'!A:A))","v":"T1"},"T",0,0,0,0,0,0,0,0,0,0]
["B_EXTRA_134",{"$f":"INDEX('Direct Connect info'!E:E,_xlfn.XMATCH('MAIN DATA'!A545,'Direct Connect info'!A:A))","v":"Tx Connected Electrolysis Demand in Minor Flop T2"},{"$f":"INDEX('Direct Connect info'!C:C,_xlfn.XMATCH('MAIN DATA'!A545,'Direct Connect info'!A:A))","v":"T2"},"T",0,0,0,0,0,0,0,0,0,0]
["B_EXTRA_135",{"$f":"INDEX('Direct Connect info'!E:E,_xlfn.XMATCH('MAIN DATA'!A546,'Direct Connect info'!A:A))","v":"Tx Connected Electrolysis Demand in Minor Flop T3"},{"$f":"INDEX('Direct Connect info'!C:C,_xlfn.XMATCH('MAIN DATA'!A546,'Direct Connect info'!A:A))","v":"T3"},"T",0,0,0,0,0,0,0,0,0,0]
["B_EXTRA_136",{"$f":"INDEX('Direct Connect info'!E:E,_xlfn.XMATCH('MAIN DATA'!A547,'Direct Connect info'!A:A))","v":"Tx Connected Electrolysis Demand in Minor Flop T4"},{"$f":"INDEX('Direct Connect info'!C:C,_xlfn.XMATCH('MAIN DATA'!A547,'Direct Connect info'!A:A))","v":"T4"},"T",0,0,0,0,0,0,0,0,0,0]
["B_EXTRA_137",{"$f":"INDEX('Direct Connect info'!E:E,_xlfn.XMATCH('MAIN DATA'!A548,'Direct Connect info'!A:A))","v":"Tx Connected Electrolysis Demand in Minor Flop T5"},{"$f":"INDEX('Direct Connect info'!C:C,_xlfn.XMATCH('MAIN DATA'!A548,'Direct Connect info'!A:A))","v":"T5"},"T",0,0,0,0,0,0,0,0,0,0]
["B_EXTRA_201",{"$f":"INDEX('Direct Connect info'!E:E,_xlfn.XMATCH('MAIN DATA'!A549,'Direct Connect info'!A:A))","v":"Salamander INTOG"},{"$f":"INDEX('Direct Connect info'!C:C,_xlfn.XMATCH('MAIN DATA'!A549,'Direct Connect info'!A:A))","v":"T2"},"T",60,17.5,17.5,0,0,0,0,0,0,0]
["B_EXTRA_202",{"$f":"INDEX('Direct Connect info'!E:E,_xlfn.XMATCH('MAIN DATA'!A550,'Direct Connect info'!A:A))","v":"Port Talbot"},{"$f":"INDEX('Direct Connect info'!C:C,_xlfn.XMATCH('MAIN DATA'!A550,'Direct Connect info'!A:A))","v":"H6"},"H",520,151.666666666666,151.666666666666,0,0,0,0,0,0,0]
["B_EXTRA_432",{"$f":"INDEX('Direct Connect info'!E:E,_xlfn.XMATCH('MAIN DATA'!A551,'Direct Connect info'!A:A))","v":"Greenvolt INTOG"},{"$f":"INDEX('Direct Connect info'!C:C,_xlfn.XMATCH('MAIN DATA'!A551,'Direct Connect info'!A:A))","v":"T2"},"T",60,17.5,17.5,0,0,0,0,0,0,0]
["B_EXTRA_433",{"$f":"INDEX('Direct Connect info'!E:E,_xlfn.XMATCH('MAIN DATA'!A552,'Direct Connect info'!A:A))","v":"Cerulean 1 INTOG"},{"$f":"INDEX('Direct Connect info'!C:C,_xlfn.XMATCH('MAIN DATA'!A552,'Direct Connect info'!A:A))","v":"T2"},"T",100,29.1666666666666,29.1666666666666,0,0,0,0,0,0,0]
["B_EXTRA_434",{"$f":"INDEX('Direct Connect info'!E:E,_xlfn.XMATCH('MAIN DATA'!A553,'Direct Connect info'!A:A))","v":"Cerulean 2 INTOG"},{"$f":"INDEX('Direct Connect info'!C:C,_xlfn.XMATCH('MAIN DATA'!A553,'Direct Connect info'!A:A))","v":"S6"},"S",100,29.1666666666666,29.1666666666666,0,0,0,0,0,0,0]
["B_EXTRA_435",{"$f":"INDEX('Direct Connect info'!E:E,_xlfn.XMATCH('MAIN DATA'!A554,'Direct Connect info'!A:A))","v":"Cenos INTOG"},{"$f":"INDEX('Direct Connect info'!C:C,_xlfn.XMATCH('MAIN DATA'!A554,'Direct Connect info'!A:A))","v":"T2"},"T",180,52.5,52.5,0,0,0,0,0,0,0]

{"sheet":"MAIN DATA Flopzones","index":6,"n_rows":102,"n_cols":12,"rows_kept":102,"cut":false,"hidden":false,"merged":[]}
[]
[]
[]
["Scenario",null,{"$f":"'MAIN DATA'!B4","v":"Holistic Transition"}]
["Study Period",null,{"$f":"'MAIN DATA'!B5","v":"Winter Peak"}]
["Analysis Year",null,{"$f":"'MAIN DATA'!B6","v":"2039/40"}]
[null,null,null,null,null,"Embedded Data (DG + Sub1MW)"]
[]
[]
["Total: FLOP A-R",null,{"$f":"C13-SUM(C11:C12)","v":80199.131063803186},6735.6946380931558,-712.32000987657875,14462.064000000004,52629.924999999996,11972.910000000002,110.56400000000014,25694.647000000001]
["Total: FLOP T",null,{"$f":"SUMIF($B$17:$B$102,\"T\",C$17:C$102)","v":2707.4532091048241},{"$f":"SUMIF($B$17:$B$102,\"T\",D$17:D$102)","v":131.48143120916606},{"$f":"SUMIF($B$17:$B$102,\"T\",E$17:E$102)","v":70.65676013160359},{"$f":"SUMIF($B$17:$B$102,\"T\",F$17:F$102)","v":211.95699999999999},{"$f":"SUMIF($B$17:$B$102,\"T\",G$17:G$102)","v":1844.4650000000001},1081.529,305.57299999999998,553.11500000000001]
["Total: FLOP S",null,{"$f":"SUMIF($B$17:$B$102,\"S\",C$17:C$102)","v":6332.7672921029243},{"$f":"SUMIF($B$17:$B$102,\"S\",D$17:D$102)","v":555.05112014700694},{"$f":"SUMIF($B$17:$B$102,\"S\",E$17:E$102)","v":263.49349222771474},{"$f":"SUMIF($B$17:$B$102,\"S\",F$17:F$102)","v":563.98399999999992},{"$f":"SUMIF($B$17:$B$102,\"S\",G$17:G$102)","v":1922.1019999999999},2703.8590000000008,155.565,1325.5849999999998]
["Total: GB",null,{"$f":"SUM(C17:C102)","v":89239.351565010933},7422.2271894493288,-378.16975751726045,15238.005000000005,56396.491999999998,15758.298000000003,571.70200000000011,27573.347000000002]
[]
["Minor FLOP","Major FLOP","P(Gross)","Q Gross","Q net","Embedded Storage","Embedded Solar","Embedded Wind","Embedded Hydro","Embedded Other","Dx Storage Demand","Micro storage Demand"]
[null,null,"Demand (MW)","Demand (MVAR)","Demand (MVAR)","Total Capacity (MW)","Total Capacity (MW)","Total Capacity (MW)","Total Capacity (MW)","Total Capacity (MW)","Demand (MW)","Demand (MW)"]
["A1","A",{"$f":"SUMIFS('MAIN DATA'!E$17:E$1066,'MAIN DATA'!$C$17:$C$1066,$A17)","v":2396.5259955175097},{"$f":"SUMIFS('MAIN DATA'!F$17:F$1066,'MAIN DATA'!$C$17:$C$1066,$A17)","v":279.31255903710309},{"$f":"SUMIFS('MAIN DATA'!G$17:G$1066,'MAIN DATA'!$C$17:$C$1066,$A17)","v":3.4994173696807573},{"$f":"SUMIFS('MAIN DATA'!H$17:H$1026,'MAIN DATA'!$C$17:$C$1026,$A17)","v":35.392000000000003},{"$f":"SUMIFS('MAIN DATA'!I$17:I$1026,'MAIN DATA'!$C$17:$C$1026,$A17)","v":310.31700000000001},{"$f":"SUMIFS('MAIN DATA'!J$17:J$1026,'MAIN DATA'!$C$17:$C$1026,$A17)","v":8.9999999999999993E-3},{"$f":"SUMIFS('MAIN DATA'!K$17:K$1026,'MAIN DATA'!$C$17:$C$1026,$A17)","v":0.72100000000000009},{"$f":"SUMIFS('MAIN DATA'!L$17:L$1026,'MAIN DATA'!$C$17:$C$1026,$A17)","v":482.78100000000006},{"$f":"SUMIFS('MAIN DATA'!M$17:M$1026,'MAIN DATA'!$C$17:$C$1026,$A17)","v":0},{"$f":"SUMIFS('MAIN DATA'!N$17:N$1026,'MAIN DATA'!$C$17:$C$1026,$A17)","v":0}]
["A3","A",{"$f":"SUMIFS('MAIN DATA'!E$17:E$1066,'MAIN DATA'!$C$17:$C$1066,$A18)","v":394.4427093783346},{"$f":"SUMIFS('MAIN DATA'!F$17:F$1066,'MAIN DATA'!$C$17:$C$1066,$A18)","v":34.419045690159798},{"$f":"SUMIFS('MAIN DATA'!G$17:G$1066,'MAIN DATA'!$C$17:$C$1066,$A18)","v":-34.874627945755201},{"$f":"SUMIFS('MAIN DATA'!H$17:H$1026,'MAIN DATA'!$C$17:$C$1026,$A18)","v":7.2210000000000001},{"$f":"SUMIFS('MAIN DATA'!I$17:I$1026,'MAIN DATA'!$C$17:$C$1026,$A18)","v":161.73099999999999},{"$f":"SUMIFS('MAIN DATA'!J$17:J$1026,'MAIN DATA'!$C$17:$C$1026,$A18)","v":0},{"$f":"SUMIFS('MAIN DATA'!K$17:K$1026,'MAIN DATA'!$C$17:$C$1026,$A18)","v":0},{"$f":"SUMIFS('MAIN DATA'!L$17:L$1026,'MAIN DATA'!$C$17:$C$1026,$A18)","v":126.694},{"$f":"SUMIFS('MAIN DATA'!M$17:M$1026,'MAIN DATA'!$C$17:$C$1026,$A18)","v":0},{"$f":"SUMIFS('MAIN DATA'!N$17:N$1026,'MAIN DATA'!$C$17:$C$1026,$A18)","v":0}]
["A4","A",{"$f":"SUMIFS('MAIN DATA'!E$17:E$1066,'MAIN DATA'!$C$17:$C$1066,$A19)","v":1517.170834909404},{"$f":"SUMIFS('MAIN DATA'!F$17:F$1066,'MAIN DATA'!$C$17:$C$1066,$A19)","v":341.45318646260483},{"$f":"SUMIFS('MAIN DATA'!G$17:G$1066,'MAIN DATA'!$C$17:$C$1066,$A19)","v":101.40589102232381},{"$f":"SUMIFS('MAIN DATA'!H$17:H$1026,'MAIN DATA'!$C$17:$C$1026,$A19)","v":13.33},{"$f":"SUMIFS('MAIN DATA'!I$17:I$1026,'MAIN DATA'!$C$17:$C$1026,$A19)","v":194.03300000000002},{"$f":"SUMIFS('MAIN DATA'!J$17:J$1026,'MAIN DATA'!$C$17:$C$1026,$A19)","v":2.8000000000000001E-2},{"$f":"SUMIFS('MAIN DATA'!K$17:K$1026,'MAIN DATA'!$C$17:$C$1026,$A19)","v":0.28999999999999998},{"$f":"SUMIFS('MAIN DATA'!L$17:L$1026,'MAIN DATA'!$C$17:$C$1026,$A19)","v":219.352},{"$f":"SUMIFS('MAIN DATA'!M$17:M$1026,'MAIN DATA'!$C$17:$C$1026,$A19)","v":0},{"$f":"SUMIFS('MAIN DATA'!N$17:N$1026,'MAIN DATA'!$C$17:$C$1026,$A19)","v":0}]
["A6","A",{"$f":"SUMIFS('MAIN DATA'!E$17:E$1066,'MAIN DATA'!$C$17:$C$1066,$A20)","v":3107.7330001534106},{"$f":"SUMIFS('MAIN DATA'!F$17:F$1066,'MAIN DATA'!$C$17:$C$1066,$A20)","v":505.4941977581683},{"$f":"SUMIFS('MAIN DATA'!G$17:G$1066,'MAIN DATA'!$C$17:$C$1066,$A20)","v":143.12174410781043},{"$f":"SUMIFS('MAIN DATA'!H$17:H$1026,'MAIN DATA'!$C$17:$C$1026,$A20)","v":198.91},{"$f":"SUMIFS('MAIN DATA'!I$17:I$1026,'MAIN DATA'!$C$17:$C$1026,$A20)","v":577.85699999999997},{"$f":"SUMIFS('MAIN DATA'!J$17:J$1026,'MAIN DATA'!$C$17:$C$1026,$A20)","v":0.51500000000000001},{"$f":"SUMIFS('MAIN DATA'!K$17:K$1026,'MAIN DATA'!$C$17:$C$1026,$A20)","v":1.1619999999999999},{"$f":"SUMIFS('MAIN DATA'!L$17:L$1026,'MAIN DATA'!$C$17:$C$1026,$A20)","v":629.178},{"$f":"SUMIFS('MAIN DATA'!M$17:M$1026,'MAIN DATA'!$C$17:$C$1026,$A20)","v":0},{"$f":"SUMIFS('MAIN DATA'!N$17:N$1026,'MAIN DATA'!$C$17:$C$1026,$A20)","v":0}]
["A7","A",{"$f":"SUMIFS('MAIN DATA'!E$17:E$1066,'MAIN DATA'!$C$17:$C$1066,$A21)","v":3627.9549805335987},{"$f":"SUMIFS('MAIN DATA'!F$17:F$1066,'MAIN DATA'!$C$17:$C$1066,$A21)","v":412.59241003210724},{"$f":"SUMIFS('MAIN DATA'!G$17:G$1066,'MAIN DATA'!$C$17:$C$1066,$A21)","v":44.019583522187688},{"$f":"SUMIFS('MAIN DATA'!H$17:H$1026,'MAIN DATA'!$C$17:$C$1026,$A21)","v":19.311999999999998},{"$f":"SUMIFS('MAIN DATA'!I$17:I$1026,'MAIN DATA'!$C$17:$C$1026,$A21)","v":183.29000000000002},{"$f":"SUMIFS('MAIN DATA'!J$17:J$1026,'MAIN DATA'!$C$17:$C$1026,$A21)","v":0.17300000000000001},{"$f":"SUMIFS('MAIN DATA'!K$17:K$1026,'MAIN DATA'!$C$17:$C$1026,$A21)","v":0.27900000000000003},{"$f":"SUMIFS('MAIN DATA'!L$17:L$1026,'MAIN DATA'!$C$17:$C$1026,$A21)","v":303.23599999999999},{"$f":"SUMIFS('MAIN DATA'!M$17:M$1026,'MAIN DATA'!$C$17:$C$1026,$A21)","v":0},{"$f":"SUMIFS('MAIN DATA'!N$17:N$1026,'MAIN DATA'!$C$17:$C$1026,$A21)","v":0}]
["A8","A",{"$f":"SUMIFS('MAIN DATA'!E$17:E$1066,'MAIN DATA'!$C$17:$C$1066,$A22)","v":2581.3927741292491},{"$f":"SUMIFS('MAIN DATA'!F$17:F$1066,'MAIN DATA'!$C$17:$C$1066,$A22)","v":434.04257363392298},{"$f":"SUMIFS('MAIN DATA'!G$17:G$1066,'MAIN DATA'!$C$17:$C$1066,$A22)","v":-33.12764279355828},{"$f":"SUMIFS('MAIN DATA'!H$17:H$1026,'MAIN DATA'!$C$17:$C$1026,$A22)","v":78.742000000000004},{"$f":"SUMIFS('MAIN DATA'!I$17:I$1026,'MAIN DATA'!$C$17:$C$1026,$A22)","v":438.72400000000005},{"$f":"SUMIFS('MAIN DATA'!J$17:J$1026,'MAIN DATA'!$C$17:$C$1026,$A22)","v":0.79100000000000004},{"$f":"SUMIFS('MAIN DATA'!K$17:K$1026,'MAIN DATA'!$C$17:$C$1026,$A22)","v":0.98299999999999998},{"$f":"SUMIFS('MAIN DATA'!L$17:L$1026,'MAIN DATA'!$C$17:$C$1026,$A22)","v":601.08699999999999},{"$f":"SUMIFS('MAIN DATA'!M$17:M$1026,'MAIN DATA'!$C$17:$C$1026,$A22)","v":0},{"$f":"SUMIFS('MAIN DATA'!N$17:N$1026,'MAIN DATA'!$C$17:$C$1026,$A22)","v":0}]
["A9","A",{"$f":"SUMIFS('MAIN DATA'!E$17:E$1066,'MAIN DATA'!$C$17:$C$1066,$A23)","v":550.27391649483559},{"$f":"SUMIFS('MAIN DATA'!F$17:F$1066,'MAIN DATA'!$C$17:$C$1066,$A23)","v":6.4853638655879502},{"$f":"SUMIFS('MAIN DATA'!G$17:G$1066,'MAIN DATA'!$C$17:$C$1066,$A23)","v":-3.8188642421460495},{"$f":"SUMIFS('MAIN DATA'!H$17:H$1026,'MAIN DATA'!$C$17:$C$1026,$A23)","v":19.582000000000001},{"$f":"SUMIFS('MAIN DATA'!I$17:I$1026,'MAIN DATA'!$C$17:$C$1026,$A23)","v":199.27600000000001},{"$f":"SUMIFS('MAIN DATA'!J$17:J$1026,'MAIN DATA'!$C$17:$C$1026,$A23)","v":0},{"$f":"SUMIFS('MAIN DATA'!K$17:K$1026,'MAIN DATA'!$C$17:$C$1026,$A23)","v":1.7000000000000001E-2},{"$f":"SUMIFS('MAIN DATA'!L$17:L$1026,'MAIN DATA'!$C$17:$C$1026,$A23)","v":148.495},{"$f":"SUMIFS('MAIN DATA'!M$17:M$1026,'MAIN DATA'!$C$17:$C$1026,$A23)","v":0},{"$f":"SUMIFS('MAIN DATA'!N$17:N$1026,'MAIN DATA'!$C$17:$C$1026,$A23)","v":0}]
["B1","B",{"$f":"SUMIFS('MAIN DATA'!E$17:E$1066,'MAIN DATA'!$C$17:$C$1066,$A24)","v":1883.6502866452106},{"$f":"SUMIFS('MAIN DATA'!F$17:F$1066,'MAIN DATA'!$C$17:$C$1066,$A24)","v":224.59700330163201},{"$f":"SUMIFS('MAIN DATA'!G$17:G$1066,'MAIN DATA'!$C$17:$C$1066,$A24)","v":-58.239664532131002},{"$f":"SUMIFS('MAIN DATA'!H$17:H$1026,'MAIN DATA'!$C$17:$C$1026,$A24)","v":255.791},{"$f":"SUMIFS('MAIN DATA'!I$17:I$1026,'MAIN DATA'!$C$17:$C$1026,$A24)","v":775.80400000000009},{"$f":"SUMIFS('MAIN DATA'!J$17:J$1026,'MAIN DATA'!$C$17:$C$1026,$A24)","v":204.93700000000001},{"$f":"SUMIFS('MAIN DATA'!K$17:K$1026,'MAIN DATA'!$C$17:$C$1026,$A24)","v":0},{"$f":"SUMIFS('MAIN DATA'!L$17:L$1026,'MAIN DATA'!$C$17:$C$1026,$A24)","v":570.07000000000005},{"$f":"SUMIFS('MAIN DATA'!M$17:M$1026,'MAIN DATA'!$C$17:$C$1026,$A24)","v":0},{"$f":"SUMIFS('MAIN DATA'!N$17:N$1026,'MAIN DATA'!$C$17:$C$1026,$A24)","v":0}]
["B2","B",{"$f":"SUMIFS('MAIN DATA'!E$17:E$1066,'MAIN DATA'!$C$17:$C$1066,$A25)","v":1581.9345640720478},{"$f":"SUMIFS('MAIN DATA'!F$17:F$1066,'MAIN DATA'!$C$17:$C$1066,$A25)","v":162.28023497554508},{"$f":"SUMIFS('MAIN DATA'!G$17:G$1066,'MAIN DATA'!$C$17:$C$1066,$A25)","v":-144.85824320770195},{"$f":"SUMIFS('MAIN DATA'!H$17:H$1026,'MAIN DATA'!$C$17:$C$1026,$A25)","v":172.48899999999998},{"$f":"SUMIFS('MAIN DATA'!I$17:I$1026,'MAIN DATA'!$C$17:$C$1026,$A25)","v":1924.9039999999998},{"$f":"SUMIFS('MAIN DATA'!J$17:J$1026,'MAIN DATA'!$C$17:$C$1026,$A25)","v":0.129},{"$f":"SUMIFS('MAIN DATA'!K$17:K$1026,'MAIN DATA'!$C$17:$C$1026,$A25)","v":4.7E-2},{"$f":"SUMIFS('MAIN DATA'!L$17:L$1026,'MAIN DATA'!$C$17:$C$1026,$A25)","v":504.78},{"$f":"SUMIFS('MAIN DATA'!M$17:M$1026,'MAIN DATA'!$C$17:$C$1026,$A25)","v":0},{"$f":"SUMIFS('MAIN DATA'!N$17:N$1026,'MAIN DATA'!$C$17:$C$1026,$A25)","v":0}]
["B3","B",{"$f":"SUMIFS('MAIN DATA'!E$17:E$1066,'MAIN DATA'!$C$17:$C$1066,$A26)","v":1206.941039664249},{"$f":"SUMIFS('MAIN DATA'!F$17:F$1066,'MAIN DATA'!$C$17:$C$1066,$A26)","v":86.345309142508896},{"$f":"SUMIFS('MAIN DATA'!G$17:G$1066,'MAIN DATA'!$C$17:$C$1066,$A26)","v":-117.83904933876205},{"$f":"SUMIFS('MAIN DATA'!H$17:H$1026,'MAIN DATA'!$C$17:$C$1026,$A26)","v":40.421999999999997},{"$f":"SUMIFS('MAIN DATA'!I$17:I$1026,'MAIN DATA'!$C$17:$C$1026,$A26)","v":463.53099999999995},{"$f":"SUMIFS('MAIN DATA'!J$17:J$1026,'MAIN DATA'!$C$17:$C$1026,$A26)","v":4.3999999999999997E-2},{"$f":"SUMIFS('MAIN DATA'!K$17:K$1026,'MAIN DATA'!$C$17:$C$1026,$A26)","v":0.29799999999999999},{"$f":"SUMIFS('MAIN DATA'!L$17:L$1026,'MAIN DATA'!$C$17:$C$1026,$A26)","v":346.02800000000002},{"$f":"SUMIFS('MAIN DATA'!M$17:M$1026,'MAIN DATA'!$C$17:$C$1026,$A26)","v":0},{"$f":"SUMIFS('MAIN DATA'!N$17:N$1026,'MAIN DATA'!$C$17:$C$1026,$A26)","v":0}]
["B4","B",{"$f":"SUMIFS('MAIN DATA'!E$17:E$1066,'MAIN DATA'!$C$17:$C$1066,$A27)","v":855.87820394673963},{"$f":"SUMIFS('MAIN DATA'!F$17:F$1066,'MAIN DATA'!$C$17:$C$1066,$A27)","v":7.3372900158204004},{"$f":"SUMIFS('MAIN DATA'!G$17:G$1066,'MAIN DATA'!$C$17:$C$1066,$A27)","v":-42.854250168479595},{"$f":"SUMIFS('MAIN DATA'!H$17:H$1026,'MAIN DATA'!$C$17:$C$1026,$A27)","v":140.70499999999998},{"$f":"SUMIFS('MAIN DATA'!I$17:I$1026,'MAIN DATA'!$C$17:$C$1026,$A27)","v":331.601},{"$f":"SUMIFS('MAIN DATA'!J$17:J$1026,'MAIN DATA'!$C$17:$C$1026,$A27)","v":0.83199999999999996},{"$f":"SUMIFS('MAIN DATA'!K$17:K$1026,'MAIN DATA'!$C$17:$C$1026,$A27)","v":0.124},{"$f":"SUMIFS('MAIN DATA'!L$17:L$1026,'MAIN DATA'!$C$17:$C$1026,$A27)","v":346.76100000000002},{"$f":"SUMIFS('MAIN DATA'!M$17:M$1026,'MAIN DATA'!$C$17:$C$1026,$A27)","v":0},{"$f":"SUMIFS('MAIN DATA'!N$17:N$1026,'MAIN DATA'!$C$17:$C$1026,$A27)","v":0}]
["C1","C",{"$f":"SUMIFS('MAIN DATA'!E$17:E$1066,'MAIN DATA'!$C$17:$C$1066,$A28)","v":253.54161175444889},{"$f":"SUMIFS('MAIN DATA'!F$17:F$1066,'MAIN DATA'!$C$17:$C$1066,$A28)","v":7.5244375274920303},{"$f":"SUMIFS('MAIN DATA'!G$17:G$1066,'MAIN DATA'!$C$17:$C$1066,$A28)","v":-11.325774709089973},{"$f":"SUMIFS('MAIN DATA'!H$17:H$1026,'MAIN DATA'!$C$17:$C$1026,$A28)","v":53.843000000000004},{"$f":"SUMIFS('MAIN DATA'!I$17:I$1026,'MAIN DATA'!$C$17:$C$1026,$A28)","v":348.15100000000001},{"$f":"SUMIFS('MAIN DATA'!J$17:J$1026,'MAIN DATA'!$C$17:$C$1026,$A28)","v":26.13},{"$f":"SUMIFS('MAIN DATA'!K$17:K$1026,'MAIN DATA'!$C$17:$C$1026,$A28)","v":0},{"$f":"SUMIFS('MAIN DATA'!L$17:L$1026,'MAIN DATA'!$C$17:$C$1026,$A28)","v":110.435},{"$f":"SUMIFS('MAIN DATA'!M$17:M$1026,'MAIN DATA'!$C$17:$C$1026,$A28)","v":0},{"$f":"SUMIFS('MAIN DATA'!N$17:N$1026,'MAIN DATA'!$C$17:$C$1026,$A28)","v":0}]
["C2","C",{"$f":"SUMIFS('MAIN DATA'!E$17:E$1066,'MAIN DATA'!$C$17:$C$1066,$A29)","v":965.14127191619923},{"$f":"SUMIFS('MAIN DATA'!F$17:F$1066,'MAIN DATA'!$C$17:$C$1066,$A29)","v":108.25123752259015},{"$f":"SUMIFS('MAIN DATA'!G$17:G$1066,'MAIN DATA'!$C$17:$C$1066,$A29)","v":-34.988517418550828},{"$f":"SUMIFS('MAIN DATA'!H$17:H$1026,'MAIN DATA'!$C$17:$C$1026,$A29)","v":218.14999999999998},{"$f":"SUMIFS('MAIN DATA'!I$17:I$1026,'MAIN DATA'!$C$17:$C$1026,$A29)","v":529.45999999999992},{"$f":"SUMIFS('MAIN DATA'!J$17:J$1026,'MAIN DATA'!$C$17:$C$1026,$A29)","v":0.14099999999999999},{"$f":"SUMIFS('MAIN DATA'!K$17:K$1026,'MAIN DATA'!$C$17:$C$1026,$A29)","v":0},{"$f":"SUMIFS('MAIN DATA'!L$17:L$1026,'MAIN DATA'!$C$17:$C$1026,$A29)","v":312.89599999999996},{"$f":"SUMIFS('MAIN DATA'!M$17:M$1026,'MAIN DATA'!$C$17:$C$1026,$A29)","v":0},{"$f":"SUMIFS('MAIN DATA'!N$17:N$1026,'MAIN DATA'!$C$17:$C$1026,$A29)","v":0}]
["C3","C",{"$f":"SUMIFS('MAIN DATA'!E$17:E$1066,'MAIN DATA'!$C$17:$C$1066,$A30)","v":297.49609649316659},{"$f":"SUMIFS('MAIN DATA'!F$17:F$1066,'MAIN DATA'!$C$17:$C$1066,$A30)","v":13.630192711709661},{"$f":"SUMIFS('MAIN DATA'!G$17:G$1066,'MAIN DATA'!$C$17:$C$1066,$A30)","v":-10.637400235787345},{"$f":"SUMIFS('MAIN DATA'!H$17:H$1026,'MAIN DATA'!$C$17:$C$1026,$A30)","v":106.155},{"$f":"SUMIFS('MAIN DATA'!I$17:I$1026,'MAIN DATA'!$C$17:$C$1026,$A30)","v":350.59499999999997},{"$f":"SUMIFS('MAIN DATA'!J$17:J$1026,'MAIN DATA'!$C$17:$C$1026,$A30)","v":68.612000000000009},{"$f":"SUMIFS('MAIN DATA'!K$17:K$1026,'MAIN DATA'!$C$17:$C$1026,$A30)","v":0},{"$f":"SUMIFS('MAIN DATA'!L$17:L$1026,'MAIN DATA'!$C$17:$C$1026,$A30)","v":273.52699999999999},{"$f":"SUMIFS('MAIN DATA'!M$17:M$1026,'MAIN DATA'!$C$17:$C$1026,$A30)","v":0},{"$f":"SUMIFS('MAIN DATA'!N$17:N$1026,'MAIN DATA'!$C$17:$C$1026,$A30)","v":0}]
["C4","C",{"$f":"SUMIFS('MAIN DATA'!E$17:E$1066,'MAIN DATA'!$C$17:$C$1066,$A31)","v":388.14368874837442},{"$f":"SUMIFS('MAIN DATA'!F$17:F$1066,'MAIN DATA'!$C$17:$C$1066,$A31)","v":-0.57515330957518973},{"$f":"SUMIFS('MAIN DATA'!G$17:G$1066,'MAIN DATA'!$C$17:$C$1066,$A31)","v":-65.572120748154191},{"$f":"SUMIFS('MAIN DATA'!H$17:H$1026,'MAIN DATA'!$C$17:$C$1026,$A31)","v":28.908999999999999},{"$f":"SUMIFS('MAIN DATA'!I$17:I$1026,'MAIN DATA'!$C$17:$C$1026,$A31)","v":444.83100000000002},{"$f":"SUMIFS('MAIN DATA'!J$17:J$1026,'MAIN DATA'!$C$17:$C$1026,$A31)","v":0.13600000000000001},{"$f":"SUMIFS('MAIN DATA'!K$17:K$1026,'MAIN DATA'!$C$17:$C$1026,$A31)","v":0},{"$f":"SUMIFS('MAIN DATA'!L$17:L$1026,'MAIN DATA'!$C$17:$C$1026,$A31)","v":204.107},{"$f":"SUMIFS('MAIN DATA'!M$17:M$1026,'MAIN DATA'!$C$17:$C$1026,$A31)","v":0},{"$f":"SUMIFS('MAIN DATA'!N$17:N$1026,'MAIN DATA'!$C$17:$C$1026,$A31)","v":0}]
["C5","C",{"$f":"SUMIFS('MAIN DATA'!E$17:E$1066,'MAIN DATA'!$C$17:$C$1066,$A32)","v":718.06955048405553},{"$f":"SUMIFS('MAIN DATA'!F$17:F$1066,'MAIN DATA'!$C$17:$C$1066,$A32)","v":75.388019260164782},{"$f":"SUMIFS('MAIN DATA'!G$17:G$1066,'MAIN DATA'!$C$17:$C$1066,$A32)","v":-31.310605839470227},{"$f":"SUMIFS('MAIN DATA'!H$17:H$1026,'MAIN DATA'!$C$17:$C$1026,$A32)","v":334.48399999999998},{"$f":"SUMIFS('MAIN DATA'!I$17:I$1026,'MAIN DATA'!$C$17:$C$1026,$A32)","v":653.66399999999999},{"$f":"SUMIFS('MAIN DATA'!J$17:J$1026,'MAIN DATA'!$C$17:$C$1026,$A32)","v":183.49099999999999},{"$f":"SUMIFS('MAIN DATA'!K$17:K$1026,'MAIN DATA'!$C$17:$C$1026,$A32)","v":4.5999999999999999E-2},{"$f":"SUMIFS('MAIN DATA'!L$17:L$1026,'MAIN DATA'!$C$17:$C$1026,$A32)","v":263.399},{"$f":"SUMIFS('MAIN DATA'!M$17:M$1026,'MAIN DATA'!$C$17:$C$1026,$A32)","v":0},{"$f":"SUMIFS('MAIN DATA'!N$17:N$1026,'MAIN DATA'!$C$17:$C$1026,$A32)","v":0}]
["C6","C",{"$f":"SUMIFS('MAIN DATA'!E$17:E$1066,'MAIN DATA'!$C$17:$C$1066,$A33)","v":361.74352258686241},{"$f":"SUMIFS('MAIN DATA'!F$17:F$1066,'MAIN DATA'!$C$17:$C$1066,$A33)","v":71.365093115649998},{"$f":"SUMIFS('MAIN DATA'!G$17:G$1066,'MAIN DATA'!$C$17:$C$1066,$A33)","v":-5.565239243649998},{"$f":"SUMIFS('MAIN DATA'!H$17:H$1026,'MAIN DATA'!$C$17:$C$1026,$A33)","v":106.703},{"$f":"SUMIFS('MAIN DATA'!I$17:I$1026,'MAIN DATA'!$C$17:$C$1026,$A33)","v":352.64},{"$f":"SUMIFS('MAIN DATA'!J$17:J$1026,'MAIN DATA'!$C$17:$C$1026,$A33)","v":2.4220000000000002},{"$f":"SUMIFS('MAIN DATA'!K$17:K$1026,'MAIN DATA'!$C$17:$C$1026,$A33)","v":0.42399999999999999},{"$f":"SUMIFS('MAIN DATA'!L$17:L$1026,'MAIN DATA'!$C$17:$C$1026,$A33)","v":109.947},{"$f":"SUMIFS('MAIN DATA'!M$17:M$1026,'MAIN DATA'!$C$17:$C$1026,$A33)","v":0},{"$f":"SUMIFS('MAIN DATA'!N$17:N$1026,'MAIN DATA'!$C$17:$C$1026,$A33)","v":0}]
["C7","C",{"$f":"SUMIFS('MAIN DATA'!E$17:E$1066,'MAIN DATA'!$C$17:$C$1066,$A34)","v":339.4850594109696},{"$f":"SUMIFS('MAIN DATA'!F$17:F$1066,'MAIN DATA'!$C$17:$C$1066,$A34)","v":14.65917224604263},{"$f":"SUMIFS('MAIN DATA'!G$17:G$1066,'MAIN DATA'!$C$17:$C$1066,$A34)","v":-20.064445904834383},{"$f":"SUMIFS('MAIN DATA'!H$17:H$1026,'MAIN DATA'!$C$17:$C$1026,$A34)","v":101.24100000000001},{"$f":"SUMIFS('MAIN DATA'!I$17:I$1026,'MAIN DATA'!$C$17:$C$1026,$A34)","v":586.30899999999997},{"$f":"SUMIFS('MAIN DATA'!J$17:J$1026,'MAIN DATA'!$C$17:$C$1026,$A34)","v":151.624},{"$f":"SUMIFS('MAIN DATA'!K$17:K$1026,'MAIN DATA'!$C$17:$C$1026,$A34)","v":4.0000000000000001E-3},{"$f":"SUMIFS('MAIN DATA'!L$17:L$1026,'MAIN DATA'!$C$17:$C$1026,$A34)","v":157.60700000000003},{"$f":"SUMIFS('MAIN DATA'!M$17:M$1026,'MAIN DATA'!$C$17:$C$1026,$A34)","v":0},{"$f":"SUMIFS('MAIN DATA'!N$17:N$1026,'MAIN DATA'!$C$17:$C$1026,$A34)","v":0}]
["D4","D",{"$f":"SUMIFS('MAIN DATA'!E$17:E$1066,'MAIN DATA'!$C$17:$C$1066,$A35)","v":1657.1069769995249},{"$f":"SUMIFS('MAIN DATA'!F$17:F$1066,'MAIN DATA'!$C$17:$C$1066,$A35)","v":69.970457002728736},{"$f":"SUMIFS('MAIN DATA'!G$17:G$1066,'MAIN DATA'!$C$17:$C$1066,$A35)","v":-76.119102685894276},{"$f":"SUMIFS('MAIN DATA'!H$17:H$1026,'MAIN DATA'!$C$17:$C$1026,$A35)","v":359.36099999999999},{"$f":"SUMIFS('MAIN DATA'!I$17:I$1026,'MAIN DATA'!$C$17:$C$1026,$A35)","v":980.14400000000001},{"$f":"SUMIFS('MAIN DATA'!J$17:J$1026,'MAIN DATA'!$C$17:$C$1026,$A35)","v":18.972999999999999},{"$f":"SUMIFS('MAIN DATA'!K$17:K$1026,'MAIN DATA'!$C$17:$C$1026,$A35)","v":4.5999999999999999E-2},{"$f":"SUMIFS('MAIN DATA'!L$17:L$1026,'MAIN DATA'!$C$17:$C$1026,$A35)","v":749.31299999999999},{"$f":"SUMIFS('MAIN DATA'!M$17:M$1026,'MAIN DATA'!$C$17:$C$1026,$A35)","v":0},{"$f":"SUMIFS('MAIN DATA'!N$17:N$1026,'MAIN DATA'!$C$17:$C$1026,$A35)","v":0}]
["D5","D",{"$f":"SUMIFS('MAIN DATA'!E$17:E$1066,'MAIN DATA'!$C$17:$C$1066,$A36)","v":813.72509443920762},{"$f":"SUMIFS('MAIN DATA'!F$17:F$1066,'MAIN DATA'!$C$17:$C$1066,$A36)","v":63.655311033133792},{"$f":"SUMIFS('MAIN DATA'!G$17:G$1066,'MAIN DATA'!$C$17:$C$1066,$A36)","v":-2.2946807751362233},{"$f":"SUMIFS('MAIN DATA'!H$17:H$1026,'MAIN DATA'!$C$17:$C$1026,$A36)","v":166.97899999999998},{"$f":"SUMIFS('MAIN DATA'!I$17:I$1026,'MAIN DATA'!$C$17:$C$1026,$A36)","v":639.33500000000004},{"$f":"SUMIFS('MAIN DATA'!J$17:J$1026,'MAIN DATA'!$C$17:$C$1026,$A36)","v":59.932000000000002},{"$f":"SUMIFS('MAIN DATA'!K$17:K$1026,'MAIN DATA'!$C$17:$C$1026,$A36)","v":0},{"$f":"SUMIFS('MAIN DATA'!L$17:L$1026,'MAIN DATA'!$C$17:$C$1026,$A36)","v":360.38099999999997},{"$f":"SUMIFS('MAIN DATA'!M$17:M$1026,'MAIN DATA'!$C$17:$C$1026,$A36)","v":0},{"$f":"SUMIFS('MAIN DATA'!N$17:N$1026,'MAIN DATA'!$C$17:$C$1026,$A36)","v":0}]
["D6","D",{"$f":"SUMIFS('MAIN DATA'!E$17:E$1066,'MAIN DATA'!$C$17:$C$1066,$A37)","v":892.83053588866846},{"$f":"SUMIFS('MAIN DATA'!F$17:F$1066,'MAIN DATA'!$C$17:$C$1066,$A37)","v":75.156055962533074},{"$f":"SUMIFS('MAIN DATA'!G$17:G$1066,'MAIN DATA'!$C$17:$C$1066,$A37)","v":-37.916472397269942},{"$f":"SUMIFS('MAIN DATA'!H$17:H$1026,'MAIN DATA'!$C$17:$C$1026,$A37)","v":77.210000000000008},{"$f":"SUMIFS('MAIN DATA'!I$17:I$1026,'MAIN DATA'!$C$17:$C$1026,$A37)","v":906.86300000000006},{"$f":"SUMIFS('MAIN DATA'!J$17:J$1026,'MAIN DATA'!$C$17:$C$1026,$A37)","v":8.5000000000000006E-2},{"$f":"SUMIFS('MAIN DATA'!K$17:K$1026,'MAIN DATA'!$C$17:$C$1026,$A37)","v":1.1240000000000001},{"$f":"SUMIFS('MAIN DATA'!L$17:L$1026,'MAIN DATA'!$C$17:$C$1026,$A37)","v":126.239},{"$f":"SUMIFS('MAIN DATA'!M$17:M$1026,'MAIN DATA'!$C$17:$C$1026,$A37)","v":0},{"$f":"SUMIFS('MAIN DATA'!N$17:N$1026,'MAIN DATA'!$C$17:$C$1026,$A37)","v":0}]
["E1","E",{"$f":"SUMIFS('MAIN DATA'!E$17:E$1066,'MAIN DATA'!$C$17:$C$1066,$A38)","v":1379.2961187128053},{"$f":"SUMIFS('MAIN DATA'!F$17:F$1066,'MAIN DATA'!$C$17:$C$1066,$A38)","v":39.736004219643519},{"$f":"SUMIFS('MAIN DATA'!G$17:G$1066,'MAIN DATA'!$C$17:$C$1066,$A38)","v":-44.327920135463486},{"$f":"SUMIFS('MAIN DATA'!H$17:H$1026,'MAIN DATA'!$C$17:$C$1026,$A38)","v":290.66399999999999},{"$f":"SUMIFS('MAIN DATA'!I$17:I$1026,'MAIN DATA'!$C$17:$C$1026,$A38)","v":2276.2370000000001},{"$f":"SUMIFS('MAIN DATA'!J$17:J$1026,'MAIN DATA'!$C$17:$C$1026,$A38)","v":1.67},{"$f":"SUMIFS('MAIN DATA'!K$17:K$1026,'MAIN DATA'!$C$17:$C$1026,$A38)","v":0.217},{"$f":"SUMIFS('MAIN DATA'!L$17:L$1026,'MAIN DATA'!$C$17:$C$1026,$A38)","v":459.56099999999992},{"$f":"SUMIFS('MAIN DATA'!M$17:M$1026,'MAIN DATA'!$C$17:$C$1026,$A38)","v":0},{"$f":"SUMIFS('MAIN DATA'!N$17:N$1026,'MAIN DATA'!$C$17:$C$1026,$A38)","v":0}]
["E7","E",{"$f":"SUMIFS('MAIN DATA'!E$17:E$1066,'MAIN DATA'!$C$17:$C$1066,$A39)","v":390.09247772181692},{"$f":"SUMIFS('MAIN DATA'!F$17:F$1066,'MAIN DATA'!$C$17:$C$1066,$A39)","v":8.752076669129579},{"$f":"SUMIFS('MAIN DATA'!G$17:G$1066,'MAIN DATA'!$C$17:$C$1066,$A39)","v":-2.9446800679914724},{"$f":"SUMIFS('MAIN DATA'!H$17:H$1026,'MAIN DATA'!$C$17:$C$1026,$A39)","v":253.68100000000001},{"$f":"SUMIFS('MAIN DATA'!I$17:I$1026,'MAIN DATA'!$C$17:$C$1026,$A39)","v":820.48299999999995},{"$f":"SUMIFS('MAIN DATA'!J$17:J$1026,'MAIN DATA'!$C$17:$C$1026,$A39)","v":4.7959999999999994},{"$f":"SUMIFS('MAIN DATA'!K$17:K$1026,'MAIN DATA'!$C$17:$C$1026,$A39)","v":9.9000000000000005E-2},{"$f":"SUMIFS('MAIN DATA'!L$17:L$1026,'MAIN DATA'!$C$17:$C$1026,$A39)","v":157.11000000000001},{"$f":"SUMIFS('MAIN DATA'!M$17:M$1026,'MAIN DATA'!$C$17:$C$1026,$A39)","v":0},{"$f":"SUMIFS('MAIN DATA'!N$17:N$1026,'MAIN DATA'!$C$17:$C$1026,$A39)","v":0}]
["E8","E",{"$f":"SUMIFS('MAIN DATA'!E$17:E$1066,'MAIN DATA'!$C$17:$C$1066,$A40)","v":175.72866298400979},{"$f":"SUMIFS('MAIN DATA'!F$17:F$1066,'MAIN DATA'!$C$17:$C$1066,$A40)","v":-2.3432340245039698},{"$f":"SUMIFS('MAIN DATA'!G$17:G$1066,'MAIN DATA'!$C$17:$C$1066,$A40)","v":-2.3432340245039698},{"$f":"SUMIFS('MAIN DATA'!H$17:H$1026,'MAIN DATA'!$C$17:$C$1026,$A40)","v":59.308999999999997},{"$f":"SUMIFS('MAIN DATA'!I$17:I$1026,'MAIN DATA'!$C$17:$C$1026,$A40)","v":277.23200000000003},{"$f":"SUMIFS('MAIN DATA'!J$17:J$1026,'MAIN DATA'!$C$17:$C$1026,$A40)","v":0.22600000000000001},{"$f":"SUMIFS('MAIN DATA'!K$17:K$1026,'MAIN DATA'!$C$17:$C$1026,$A40)","v":0.151},{"$f":"SUMIFS('MAIN DATA'!L$17:L$1026,'MAIN DATA'!$C$17:$C$1026,$A40)","v":83.418000000000006},{"$f":"SUMIFS('MAIN DATA'!M$17:M$1026,'MAIN DATA'!$C$17:$C$1026,$A40)","v":0},{"$f":"SUMIFS('MAIN DATA'!N$17:N$1026,'MAIN DATA'!$C$17:$C$1026,$A40)","v":0}]
["F6","F",{"$f":"SUMIFS('MAIN DATA'!E$17:E$1066,'MAIN DATA'!$C$17:$C$1066,$A41)","v":2455.8737573135154},{"$f":"SUMIFS('MAIN DATA'!F$17:F$1066,'MAIN DATA'!$C$17:$C$1066,$A41)","v":87.99102740652954},{"$f":"SUMIFS('MAIN DATA'!G$17:G$1066,'MAIN DATA'!$C$17:$C$1066,$A41)","v":-30.093714340632456},{"$f":"SUMIFS('MAIN DATA'!H$17:H$1026,'MAIN DATA'!$C$17:$C$1026,$A41)","v":812.71299999999997},{"$f":"SUMIFS('MAIN DATA'!I$17:I$1026,'MAIN DATA'!$C$17:$C$1026,$A41)","v":3855.2080000000005},{"$f":"SUMIFS('MAIN DATA'!J$17:J$1026,'MAIN DATA'!$C$17:$C$1026,$A41)","v":760.91199999999992},{"$f":"SUMIFS('MAIN DATA'!K$17:K$1026,'MAIN DATA'!$C$17:$C$1026,$A41)","v":10.577999999999999},{"$f":"SUMIFS('MAIN DATA'!L$17:L$1026,'MAIN DATA'!$C$17:$C$1026,$A41)","v":862.0139999999999},{"$f":"SUMIFS('MAIN DATA'!M$17:M$1026,'MAIN DATA'!$C$17:$C$1026,$A41)","v":0},{"$f":"SUMIFS('MAIN DATA'!N$17:N$1026,'MAIN DATA'!$C$17:$C$1026,$A41)","v":0}]
["G1","G",{"$f":"SUMIFS('MAIN DATA'!E$17:E$1066,'MAIN DATA'!$C$17:$C$1066,$A42)","v":597.04371612040427},{"$f":"SUMIFS('MAIN DATA'!F$17:F$1066,'MAIN DATA'!$C$17:$C$1066,$A42)","v":232.07612653924599},{"$f":"SUMIFS('MAIN DATA'!G$17:G$1066,'MAIN DATA'!$C$17:$C$1066,$A42)","v":169.009369737936},{"$f":"SUMIFS('MAIN DATA'!H$17:H$1026,'MAIN DATA'!$C$17:$C$1026,$A42)","v":74.322000000000003},{"$f":"SUMIFS('MAIN DATA'!I$17:I$1026,'MAIN DATA'!$C$17:$C$1026,$A42)","v":452.58299999999997},{"$f":"SUMIFS('MAIN DATA'!J$17:J$1026,'MAIN DATA'!$C$17:$C$1026,$A42)","v":4.1000000000000002E-2},{"$f":"SUMIFS('MAIN DATA'!K$17:K$1026,'MAIN DATA'!$C$17:$C$1026,$A42)","v":8.0000000000000002E-3},{"$f":"SUMIFS('MAIN DATA'!L$17:L$1026,'MAIN DATA'!$C$17:$C$1026,$A42)","v":127.648},{"$f":"SUMIFS('MAIN DATA'!M$17:M$1026,'MAIN DATA'!$C$17:$C$1026,$A42)","v":0},{"$f":"SUMIFS('MAIN DATA'!N$17:N$1026,'MAIN DATA'!$C$17:$C$1026,$A42)","v":0}]
["G5","G",{"$f":"SUMIFS('MAIN DATA'!E$17:E$1066,'MAIN DATA'!$C$17:$C$1066,$A43)","v":965.57509864956683},{"$f":"SUMIFS('MAIN DATA'!F$17:F$1066,'MAIN DATA'!$C$17:$C$1066,$A43)","v":24.889646226164601},{"$f":"SUMIFS('MAIN DATA'!G$17:G$1066,'MAIN DATA'!$C$17:$C$1066,$A43)","v":-51.856788684772383},{"$f":"SUMIFS('MAIN DATA'!H$17:H$1026,'MAIN DATA'!$C$17:$C$1026,$A43)","v":591.23800000000006},{"$f":"SUMIFS('MAIN DATA'!I$17:I$1026,'MAIN DATA'!$C$17:$C$1026,$A43)","v":807.28500000000008},{"$f":"SUMIFS('MAIN DATA'!J$17:J$1026,'MAIN DATA'!$C$17:$C$1026,$A43)","v":39.945999999999998},{"$f":"SUMIFS('MAIN DATA'!K$17:K$1026,'MAIN DATA'!$C$17:$C$1026,$A43)","v":9.7000000000000003E-2},{"$f":"SUMIFS('MAIN DATA'!L$17:L$1026,'MAIN DATA'!$C$17:$C$1026,$A43)","v":360.69},{"$f":"SUMIFS('MAIN DATA'!M$17:M$1026,'MAIN DATA'!$C$17:$C$1026,$A43)","v":0},{"$f":"SUMIFS('MAIN DATA'!N$17:N$1026,'MAIN DATA'!$C$17:$C$1026,$A43)","v":0}]
["G6","G",{"$f":"SUMIFS('MAIN DATA'!E$17:E$1066,'MAIN DATA'!$C$17:$C$1066,$A44)","v":1025.4298160210794},{"$f":"SUMIFS('MAIN DATA'!F$17:F$1066,'MAIN DATA'!$C$17:$C$1066,$A44)","v":166.56143795583418},{"$f":"SUMIFS('MAIN DATA'!G$17:G$1066,'MAIN DATA'!$C$17:$C$1066,$A44)","v":25.618080476139184},{"$f":"SUMIFS('MAIN DATA'!H$17:H$1026,'MAIN DATA'!$C$17:$C$1026,$A44)","v":488.69600000000003},{"$f":"SUMIFS('MAIN DATA'!I$17:I$1026,'MAIN DATA'!$C$17:$C$1026,$A44)","v":2113.826},{"$f":"SUMIFS('MAIN DATA'!J$17:J$1026,'MAIN DATA'!$C$17:$C$1026,$A44)","v":0.99},{"$f":"SUMIFS('MAIN DATA'!K$17:K$1026,'MAIN DATA'!$C$17:$C$1026,$A44)","v":3.8279999999999998},{"$f":"SUMIFS('MAIN DATA'!L$17:L$1026,'MAIN DATA'!$C$17:$C$1026,$A44)","v":625.86599999999999},{"$f":"SUMIFS('MAIN DATA'!M$17:M$1026,'MAIN DATA'!$C$17:$C$1026,$A44)","v":0},{"$f":"SUMIFS('MAIN DATA'!N$17:N$1026,'MAIN DATA'!$C$17:$C$1026,$A44)","v":0}]
["G7","G",{"$f":"SUMIFS('MAIN DATA'!E$17:E$1066,'MAIN DATA'!$C$17:$C$1066,$A45)","v":346.21798831666649},{"$f":"SUMIFS('MAIN DATA'!F$17:F$1066,'MAIN DATA'!$C$17:$C$1066,$A45)","v":-2.3059101435850601E-2},{"$f":"SUMIFS('MAIN DATA'!G$17:G$1066,'MAIN DATA'!$C$17:$C$1066,$A45)","v":-5.9110462868757994},{"$f":"SUMIFS('MAIN DATA'!H$17:H$1026,'MAIN DATA'!$C$17:$C$1026,$A45)","v":54.322000000000003},{"$f":"SUMIFS('MAIN DATA'!I$17:I$1026,'MAIN DATA'!$C$17:$C$1026,$A45)","v":569.399},{"$f":"SUMIFS('MAIN DATA'!J$17:J$1026,'MAIN DATA'!$C$17:$C$1026,$A45)","v":75.116},{"$f":"SUMIFS('MAIN DATA'!K$17:K$1026,'MAIN DATA'!$C$17:$C$1026,$A45)","v":6.7000000000000004E-2},{"$f":"SUMIFS('MAIN DATA'!L$17:L$1026,'MAIN DATA'!$C$17:$C$1026,$A45)","v":206.685},{"$f":"SUMIFS('MAIN DATA'!M$17:M$1026,'MAIN DATA'!$C$17:$C$1026,$A45)","v":0},{"$f":"SUMIFS('MAIN DATA'!N$17:N$1026,'MAIN DATA'!$C$17:$C$1026,$A45)","v":0}]
["H1","H",{"$f":"SUMIFS('MAIN DATA'!E$17:E$1066,'MAIN DATA'!$C$17:$C$1066,$A46)","v":262.68198668159232},{"$f":"SUMIFS('MAIN DATA'!F$17:F$1066,'MAIN DATA'!$C$17:$C$1066,$A46)","v":169.8843694083437},{"$f":"SUMIFS('MAIN DATA'!G$17:G$1066,'MAIN DATA'!$C$17:$C$1066,$A46)","v":32.912949668408643},{"$f":"SUMIFS('MAIN DATA'!H$17:H$1026,'MAIN DATA'!$C$17:$C$1026,$A46)","v":24.029},{"$f":"SUMIFS('MAIN DATA'!I$17:I$1026,'MAIN DATA'!$C$17:$C$1026,$A46)","v":189.24700000000001},{"$f":"SUMIFS('MAIN DATA'!J$17:J$1026,'MAIN DATA'!$C$17:$C$1026,$A46)","v":452.34500000000003},{"$f":"SUMIFS('MAIN DATA'!K$17:K$1026,'MAIN DATA'!$C$17:$C$1026,$A46)","v":4.8000000000000001E-2},{"$f":"SUMIFS('MAIN DATA'!L$17:L$1026,'MAIN DATA'!$C$17:$C$1026,$A46)","v":130.077},{"$f":"SUMIFS('MAIN DATA'!M$17:M$1026,'MAIN DATA'!$C$17:$C$1026,$A46)","v":0},{"$f":"SUMIFS('MAIN DATA'!N$17:N$1026,'MAIN DATA'!$C$17:$C$1026,$A46)","v":0}]
["H2","H",{"$f":"SUMIFS('MAIN DATA'!E$17:E$1066,'MAIN DATA'!$C$17:$C$1066,$A47)","v":1441.210612522789},{"$f":"SUMIFS('MAIN DATA'!F$17:F$1066,'MAIN DATA'!$C$17:$C$1066,$A47)","v":132.15084912136683},{"$f":"SUMIFS('MAIN DATA'!G$17:G$1066,'MAIN DATA'!$C$17:$C$1066,$A47)","v":-32.11750684099411},{"$f":"SUMIFS('MAIN DATA'!H$17:H$1026,'MAIN DATA'!$C$17:$C$1026,$A47)","v":159.38200000000001},{"$f":"SUMIFS('MAIN DATA'!I$17:I$1026,'MAIN DATA'!$C$17:$C$1026,$A47)","v":780.78},{"$f":"SUMIFS('MAIN DATA'!J$17:J$1026,'MAIN DATA'!$C$17:$C$1026,$A47)","v":232.89000000000001},{"$f":"SUMIFS('MAIN DATA'!K$17:K$1026,'MAIN DATA'!$C$17:$C$1026,$A47)","v":0.82100000000000006},{"$f":"SUMIFS('MAIN DATA'!L$17:L$1026,'MAIN DATA'!$C$17:$C$1026,$A47)","v":511.54399999999998},{"$f":"SUMIFS('MAIN DATA'!M$17:M$1026,'MAIN DATA'!$C$17:$C$1026,$A47)","v":0},{"$f":"SUMIFS('MAIN DATA'!N$17:N$1026,'MAIN DATA'!$C$17:$C$1026,$A47)","v":0}]
["H6","H",{"$f":"SUMIFS('MAIN DATA'!E$17:E$1066,'MAIN DATA'!$C$17:$C$1066,$A48)","v":2198.4914433739432},{"$f":"SUMIFS('MAIN DATA'!F$17:F$1066,'MAIN DATA'!$C$17:$C$1066,$A48)","v":228.61659238635812},{"$f":"SUMIFS('MAIN DATA'!G$17:G$1066,'MAIN DATA'!$C$17:$C$1066,$A48)","v":163.04366086456113},{"$f":"SUMIFS('MAIN DATA'!H$17:H$1026,'MAIN DATA'!$C$17:$C$1026,$A48)","v":152.321},{"$f":"SUMIFS('MAIN DATA'!I$17:I$1026,'MAIN DATA'!$C$17:$C$1026,$A48)","v":2340.9450000000002},{"$f":"SUMIFS('MAIN DATA'!J$17:J$1026,'MAIN DATA'!$C$17:$C$1026,$A48)","v":808.20900000000006},{"$f":"SUMIFS('MAIN DATA'!K$17:K$1026,'MAIN DATA'!$C$17:$C$1026,$A48)","v":20.771000000000001},{"$f":"SUMIFS('MAIN DATA'!L$17:L$1026,'MAIN DATA'!$C$17:$C$1026,$A48)","v":595.755},{"$f":"SUMIFS('MAIN DATA'!M$17:M$1026,'MAIN DATA'!$C$17:$C$1026,$A48)","v":0},{"$f":"SUMIFS('MAIN DATA'!N$17:N$1026,'MAIN DATA'!$C$17:$C$1026,$A48)","v":0}]
["J1","J",{"$f":"SUMIFS('MAIN DATA'!E$17:E$1066,'MAIN DATA'!$C$17:$C$1066,$A49)","v":1150.4177766592722},{"$f":"SUMIFS('MAIN DATA'!F$17:F$1066,'MAIN DATA'!$C$17:$C$1066,$A49)","v":102.6402741922282},{"$f":"SUMIFS('MAIN DATA'!G$17:G$1066,'MAIN DATA'!$C$17:$C$1066,$A49)","v":19.060626919710181},{"$f":"SUMIFS('MAIN DATA'!H$17:H$1026,'MAIN DATA'!$C$17:$C$1026,$A49)","v":212.72899999999998},{"$f":"SUMIFS('MAIN DATA'!I$17:I$1026,'MAIN DATA'!$C$17:$C$1026,$A49)","v":1401.2719999999999},{"$f":"SUMIFS('MAIN DATA'!J$17:J$1026,'MAIN DATA'!$C$17:$C$1026,$A49)","v":731.51199999999994},{"$f":"SUMIFS('MAIN DATA'!K$17:K$1026,'MAIN DATA'!$C$17:$C$1026,$A49)","v":0},{"$f":"SUMIFS('MAIN DATA'!L$17:L$1026,'MAIN DATA'!$C$17:$C$1026,$A49)","v":658.17899999999997},{"$f":"SUMIFS('MAIN DATA'!M$17:M$1026,'MAIN DATA'!$C$17:$C$1026,$A49)","v":0},{"$f":"SUMIFS('MAIN DATA'!N$17:N$1026,'MAIN DATA'!$C$17:$C$1026,$A49)","v":0}]
["J2","J",{"$f":"SUMIFS('MAIN DATA'!E$17:E$1066,'MAIN DATA'!$C$17:$C$1066,$A50)","v":0},{"$f":"SUMIFS('MAIN DATA'!F$17:F$1066,'MAIN DATA'!$C$17:$C$1066,$A50)","v":0},{"$f":"SUMIFS('MAIN DATA'!G$17:G$1066,'MAIN DATA'!$C$17:$C$1066,$A50)","v":0},{"$f":"SUMIFS('MAIN DATA'!H$17:H$1026,'MAIN DATA'!$C$17:$C$1026,$A50)","v":0},{"$f":"SUMIFS('MAIN DATA'!I$17:I$1026,'MAIN DATA'!$C$17:$C$1026,$A50)","v":0},{"$f":"SUMIFS('MAIN DATA'!J$17:J$1026,'MAIN DATA'!$C$17:$C$1026,$A50)","v":0},{"$f":"SUMIFS('MAIN DATA'!K$17:K$1026,'MAIN DATA'!$C$17:$C$1026,$A50)","v":0},{"$f":"SUMIFS('MAIN DATA'!L$17:L$1026,'MAIN DATA'!$C$17:$C$1026,$A50)","v":0},{"$f":"SUMIFS('MAIN DATA'!M$17:M$1026,'MAIN DATA'!$C$17:$C$1026,$A50)","v":0},{"$f":"SUMIFS('MAIN DATA'!N$17:N$1026,'MAIN DATA'!$C$17:$C$1026,$A50)","v":0}]
["J3","J",{"$f":"SUMIFS('MAIN DATA'!E$17:E$1066,'MAIN DATA'!$C$17:$C$1066,$A51)","v":646.26376588704818},{"$f":"SUMIFS('MAIN DATA'!F$17:F$1066,'MAIN DATA'!$C$17:$C$1066,$A51)","v":157.776249665336},{"$f":"SUMIFS('MAIN DATA'!G$17:G$1066,'MAIN DATA'!$C$17:$C$1066,$A51)","v":35.544724483579991},{"$f":"SUMIFS('MAIN DATA'!H$17:H$1026,'MAIN DATA'!$C$17:$C$1026,$A51)","v":224.91299999999998},{"$f":"SUMIFS('MAIN DATA'!I$17:I$1026,'MAIN DATA'!$C$17:$C$1026,$A51)","v":1420.011},{"$f":"SUMIFS('MAIN DATA'!J$17:J$1026,'MAIN DATA'!$C$17:$C$1026,$A51)","v":123.127},{"$f":"SUMIFS('MAIN DATA'!K$17:K$1026,'MAIN DATA'!$C$17:$C$1026,$A51)","v":2.4E-2},{"$f":"SUMIFS('MAIN DATA'!L$17:L$1026,'MAIN DATA'!$C$17:$C$1026,$A51)","v":186.851},{"$f":"SUMIFS('MAIN DATA'!M$17:M$1026,'MAIN DATA'!$C$17:$C$1026,$A51)","v":0},{"$f":"SUMIFS('MAIN DATA'!N$17:N$1026,'MAIN DATA'!$C$17:$C$1026,$A51)","v":0}]
["J4","J",{"$f":"SUMIFS('MAIN DATA'!E$17:E$1066,'MAIN DATA'!$C$17:$C$1066,$A52)","v":455.99943914780312},{"$f":"SUMIFS('MAIN DATA'!F$17:F$1066,'MAIN DATA'!$C$17:$C$1066,$A52)","v":52.806299625566709},{"$f":"SUMIFS('MAIN DATA'!G$17:G$1066,'MAIN DATA'!$C$17:$C$1066,$A52)","v":29.732550052957709},{"$f":"SUMIFS('MAIN DATA'!H$17:H$1026,'MAIN DATA'!$C$17:$C$1026,$A52)","v":82.079000000000008},{"$f":"SUMIFS('MAIN DATA'!I$17:I$1026,'MAIN DATA'!$C$17:$C$1026,$A52)","v":600.31200000000001},{"$f":"SUMIFS('MAIN DATA'!J$17:J$1026,'MAIN DATA'!$C$17:$C$1026,$A52)","v":153.17500000000001},{"$f":"SUMIFS('MAIN DATA'!K$17:K$1026,'MAIN DATA'!$C$17:$C$1026,$A52)","v":4.9000000000000002E-2},{"$f":"SUMIFS('MAIN DATA'!L$17:L$1026,'MAIN DATA'!$C$17:$C$1026,$A52)","v":110.693},{"$f":"SUMIFS('MAIN DATA'!M$17:M$1026,'MAIN DATA'!$C$17:$C$1026,$A52)","v":0},{"$f":"SUMIFS('MAIN DATA'!N$17:N$1026,'MAIN DATA'!$C$17:$C$1026,$A52)","v":0}]
["J5","J",{"$f":"SUMIFS('MAIN DATA'!E$17:E$1066,'MAIN DATA'!$C$17:$C$1066,$A53)","v":1131.2495591383044},{"$f":"SUMIFS('MAIN DATA'!F$17:F$1066,'MAIN DATA'!$C$17:$C$1066,$A53)","v":-42.994455609764799},{"$f":"SUMIFS('MAIN DATA'!G$17:G$1066,'MAIN DATA'!$C$17:$C$1066,$A53)","v":-163.98359827105085},{"$f":"SUMIFS('MAIN DATA'!H$17:H$1026,'MAIN DATA'!$C$17:$C$1026,$A53)","v":299.48500000000001},{"$f":"SUMIFS('MAIN DATA'!I$17:I$1026,'MAIN DATA'!$C$17:$C$1026,$A53)","v":1046.894},{"$f":"SUMIFS('MAIN DATA'!J$17:J$1026,'MAIN DATA'!$C$17:$C$1026,$A53)","v":132.80799999999999},{"$f":"SUMIFS('MAIN DATA'!K$17:K$1026,'MAIN DATA'!$C$17:$C$1026,$A53)","v":0},{"$f":"SUMIFS('MAIN DATA'!L$17:L$1026,'MAIN DATA'!$C$17:$C$1026,$A53)","v":520.82000000000005},{"$f":"SUMIFS('MAIN DATA'!M$17:M$1026,'MAIN DATA'!$C$17:$C$1026,$A53)","v":0},{"$f":"SUMIFS('MAIN DATA'!N$17:N$1026,'MAIN DATA'!$C$17:$C$1026,$A53)","v":0}]
["J6","J",{"$f":"SUMIFS('MAIN DATA'!E$17:E$1066,'MAIN DATA'!$C$17:$C$1066,$A54)","v":1012.9048401272457},{"$f":"SUMIFS('MAIN DATA'!F$17:F$1066,'MAIN DATA'!$C$17:$C$1066,$A54)","v":28.6105250482927},{"$f":"SUMIFS('MAIN DATA'!G$17:G$1066,'MAIN DATA'!$C$17:$C$1066,$A54)","v":-12.386827588915295},{"$f":"SUMIFS('MAIN DATA'!H$17:H$1026,'MAIN DATA'!$C$17:$C$1026,$A54)","v":174.256},{"$f":"SUMIFS('MAIN DATA'!I$17:I$1026,'MAIN DATA'!$C$17:$C$1026,$A54)","v":1263.3779999999999},{"$f":"SUMIFS('MAIN DATA'!J$17:J$1026,'MAIN DATA'!$C$17:$C$1026,$A54)","v":298.25799999999998},{"$f":"SUMIFS('MAIN DATA'!K$17:K$1026,'MAIN DATA'!$C$17:$C$1026,$A54)","v":6.4000000000000001E-2},{"$f":"SUMIFS('MAIN DATA'!L$17:L$1026,'MAIN DATA'!$C$17:$C$1026,$A54)","v":447.01400000000001},{"$f":"SUMIFS('MAIN DATA'!M$17:M$1026,'MAIN DATA'!$C$17:$C$1026,$A54)","v":0},{"$f":"SUMIFS('MAIN DATA'!N$17:N$1026,'MAIN DATA'!$C$17:$C$1026,$A54)","v":0}]
["J7","J",{"$f":"SUMIFS('MAIN DATA'!E$17:E$1066,'MAIN DATA'!$C$17:$C$1066,$A55)","v":551.96926038096058},{"$f":"SUMIFS('MAIN DATA'!F$17:F$1066,'MAIN DATA'!$C$17:$C$1066,$A55)","v":50.376681032425772},{"$f":"SUMIFS('MAIN DATA'!G$17:G$1066,'MAIN DATA'!$C$17:$C$1066,$A55)","v":26.656429144026774},{"$f":"SUMIFS('MAIN DATA'!H$17:H$1026,'MAIN DATA'!$C$17:$C$1026,$A55)","v":92.62},{"$f":"SUMIFS('MAIN DATA'!I$17:I$1026,'MAIN DATA'!$C$17:$C$1026,$A55)","v":1679.028},{"$f":"SUMIFS('MAIN DATA'!J$17:J$1026,'MAIN DATA'!$C$17:$C$1026,$A55)","v":87.675000000000011},{"$f":"SUMIFS('MAIN DATA'!K$17:K$1026,'MAIN DATA'!$C$17:$C$1026,$A55)","v":0},{"$f":"SUMIFS('MAIN DATA'!L$17:L$1026,'MAIN DATA'!$C$17:$C$1026,$A55)","v":100.56700000000001},{"$f":"SUMIFS('MAIN DATA'!M$17:M$1026,'MAIN DATA'!$C$17:$C$1026,$A55)","v":0},{"$f":"SUMIFS('MAIN DATA'!N$17:N$1026,'MAIN DATA'!$C$17:$C$1026,$A55)","v":0}]
["J8","J",{"$f":"SUMIFS('MAIN DATA'!E$17:E$1066,'MAIN DATA'!$C$17:$C$1066,$A56)","v":323.61944912052206},{"$f":"SUMIFS('MAIN DATA'!F$17:F$1066,'MAIN DATA'!$C$17:$C$1066,$A56)","v":-12.8729064662504},{"$f":"SUMIFS('MAIN DATA'!G$17:G$1066,'MAIN DATA'!$C$17:$C$1066,$A56)","v":-16.5499545093294},{"$f":"SUMIFS('MAIN DATA'!H$17:H$1026,'MAIN DATA'!$C$17:$C$1026,$A56)","v":31.387},{"$f":"SUMIFS('MAIN DATA'!I$17:I$1026,'MAIN DATA'!$C$17:$C$1026,$A56)","v":262.31},{"$f":"SUMIFS('MAIN DATA'!J$17:J$1026,'MAIN DATA'!$C$17:$C$1026,$A56)","v":0.187},{"$f":"SUMIFS('MAIN DATA'!K$17:K$1026,'MAIN DATA'!$C$17:$C$1026,$A56)","v":0},{"$f":"SUMIFS('MAIN DATA'!L$17:L$1026,'MAIN DATA'!$C$17:$C$1026,$A56)","v":63.677},{"$f":"SUMIFS('MAIN DATA'!M$17:M$1026,'MAIN DATA'!$C$17:$C$1026,$A56)","v":0},{"$f":"SUMIFS('MAIN DATA'!N$17:N$1026,'MAIN DATA'!$C$17:$C$1026,$A56)","v":0}]
["K4","K",{"$f":"SUMIFS('MAIN DATA'!E$17:E$1066,'MAIN DATA'!$C$17:$C$1066,$A57)","v":189.85135930274998},{"$f":"SUMIFS('MAIN DATA'!F$17:F$1066,'MAIN DATA'!$C$17:$C$1066,$A57)","v":13.461994589775999},{"$f":"SUMIFS('MAIN DATA'!G$17:G$1066,'MAIN DATA'!$C$17:$C$1066,$A57)","v":-0.99882231963399981},{"$f":"SUMIFS('MAIN DATA'!H$17:H$1026,'MAIN DATA'!$C$17:$C$1026,$A57)","v":119.667},{"$f":"SUMIFS('MAIN DATA'!I$17:I$1026,'MAIN DATA'!$C$17:$C$1026,$A57)","v":1010.067},{"$f":"SUMIFS('MAIN DATA'!J$17:J$1026,'MAIN DATA'!$C$17:$C$1026,$A57)","v":251.43600000000001},{"$f":"SUMIFS('MAIN DATA'!K$17:K$1026,'MAIN DATA'!$C$17:$C$1026,$A57)","v":0},{"$f":"SUMIFS('MAIN DATA'!L$17:L$1026,'MAIN DATA'!$C$17:$C$1026,$A57)","v":104.755},{"$f":"SUMIFS('MAIN DATA'!M$17:M$1026,'MAIN DATA'!$C$17:$C$1026,$A57)","v":0},{"$f":"SUMIFS('MAIN DATA'!N$17:N$1026,'MAIN DATA'!$C$17:$C$1026,$A57)","v":0}]
["K5","K",{"$f":"SUMIFS('MAIN DATA'!E$17:E$1066,'MAIN DATA'!$C$17:$C$1066,$A58)","v":410.26649632969406},{"$f":"SUMIFS('MAIN DATA'!F$17:F$1066,'MAIN DATA'!$C$17:$C$1066,$A58)","v":50.700249872533028},{"$f":"SUMIFS('MAIN DATA'!G$17:G$1066,'MAIN DATA'!$C$17:$C$1066,$A58)","v":3.7221250485260295},{"$f":"SUMIFS('MAIN DATA'!H$17:H$1026,'MAIN DATA'!$C$17:$C$1026,$A58)","v":177.45299999999997},{"$f":"SUMIFS('MAIN DATA'!I$17:I$1026,'MAIN DATA'!$C$17:$C$1026,$A58)","v":985.8130000000001},{"$f":"SUMIFS('MAIN DATA'!J$17:J$1026,'MAIN DATA'!$C$17:$C$1026,$A58)","v":10.013},{"$f":"SUMIFS('MAIN DATA'!K$17:K$1026,'MAIN DATA'!$C$17:$C$1026,$A58)","v":0},{"$f":"SUMIFS('MAIN DATA'!L$17:L$1026,'MAIN DATA'!$C$17:$C$1026,$A58)","v":189.352},{"$f":"SUMIFS('MAIN DATA'!M$17:M$1026,'MAIN DATA'!$C$17:$C$1026,$A58)","v":0},{"$f":"SUMIFS('MAIN DATA'!N$17:N$1026,'MAIN DATA'!$C$17:$C$1026,$A58)","v":0}]
["K6","K",{"$f":"SUMIFS('MAIN DATA'!E$17:E$1066,'MAIN DATA'!$C$17:$C$1066,$A59)","v":305.83574471538606},{"$f":"SUMIFS('MAIN DATA'!F$17:F$1066,'MAIN DATA'!$C$17:$C$1066,$A59)","v":7.0733154831922196},{"$f":"SUMIFS('MAIN DATA'!G$17:G$1066,'MAIN DATA'!$C$17:$C$1066,$A59)","v":-4.6398322218417807},{"$f":"SUMIFS('MAIN DATA'!H$17:H$1026,'MAIN DATA'!$C$17:$C$1026,$A59)","v":64.870999999999995},{"$f":"SUMIFS('MAIN DATA'!I$17:I$1026,'MAIN DATA'!$C$17:$C$1026,$A59)","v":549.43000000000006},{"$f":"SUMIFS('MAIN DATA'!J$17:J$1026,'MAIN DATA'!$C$17:$C$1026,$A59)","v":5.0919999999999996},{"$f":"SUMIFS('MAIN DATA'!K$17:K$1026,'MAIN DATA'!$C$17:$C$1026,$A59)","v":0},{"$f":"SUMIFS('MAIN DATA'!L$17:L$1026,'MAIN DATA'!$C$17:$C$1026,$A59)","v":78.206000000000003},{"$f":"SUMIFS('MAIN DATA'!M$17:M$1026,'MAIN DATA'!$C$17:$C$1026,$A59)","v":0},{"$f":"SUMIFS('MAIN DATA'!N$17:N$1026,'MAIN DATA'!$C$17:$C$1026,$A59)","v":0}]
["L1","L",{"$f":"SUMIFS('MAIN DATA'!E$17:E$1066,'MAIN DATA'!$C$17:$C$1066,$A60)","v":384.22202030738538},{"$f":"SUMIFS('MAIN DATA'!F$17:F$1066,'MAIN DATA'!$C$17:$C$1066,$A60)","v":30.1059572595859},{"$f":"SUMIFS('MAIN DATA'!G$17:G$1066,'MAIN DATA'!$C$17:$C$1066,$A60)","v":-9.4012740414100904E-2},{"$f":"SUMIFS('MAIN DATA'!H$17:H$1026,'MAIN DATA'!$C$17:$C$1026,$A60)","v":302.46100000000001},{"$f":"SUMIFS('MAIN DATA'!I$17:I$1026,'MAIN DATA'!$C$17:$C$1026,$A60)","v":19.428000000000001},{"$f":"SUMIFS('MAIN DATA'!J$17:J$1026,'MAIN DATA'!$C$17:$C$1026,$A60)","v":1.6E-2},{"$f":"SUMIFS('MAIN DATA'!K$17:K$1026,'MAIN DATA'!$C$17:$C$1026,$A60)","v":0},{"$f":"SUMIFS('MAIN DATA'!L$17:L$1026,'MAIN DATA'!$C$17:$C$1026,$A60)","v":111.063},{"$f":"SUMIFS('MAIN DATA'!M$17:M$1026,'MAIN DATA'!$C$17:$C$1026,$A60)","v":0},{"$f":"SUMIFS('MAIN DATA'!N$17:N$1026,'MAIN DATA'!$C$17:$C$1026,$A60)","v":0}]
["L2","L",{"$f":"SUMIFS('MAIN DATA'!E$17:E$1066,'MAIN DATA'!$C$17:$C$1066,$A61)","v":2426.335168848344},{"$f":"SUMIFS('MAIN DATA'!F$17:F$1066,'MAIN DATA'!$C$17:$C$1066,$A61)","v":182.1144271524058},{"$f":"SUMIFS('MAIN DATA'!G$17:G$1066,'MAIN DATA'!$C$17:$C$1066,$A61)","v":-85.017686790939223},{"$f":"SUMIFS('MAIN DATA'!H$17:H$1026,'MAIN DATA'!$C$17:$C$1026,$A61)","v":845.22099999999989},{"$f":"SUMIFS('MAIN DATA'!I$17:I$1026,'MAIN DATA'!$C$17:$C$1026,$A61)","v":1270.069},{"$f":"SUMIFS('MAIN DATA'!J$17:J$1026,'MAIN DATA'!$C$17:$C$1026,$A61)","v":114.81099999999998},{"$f":"SUMIFS('MAIN DATA'!K$17:K$1026,'MAIN DATA'!$C$17:$C$1026,$A61)","v":0.39800000000000002},{"$f":"SUMIFS('MAIN DATA'!L$17:L$1026,'MAIN DATA'!$C$17:$C$1026,$A61)","v":905.78500000000008},{"$f":"SUMIFS('MAIN DATA'!M$17:M$1026,'MAIN DATA'!$C$17:$C$1026,$A61)","v":0},{"$f":"SUMIFS('MAIN DATA'!N$17:N$1026,'MAIN DATA'!$C$17:$C$1026,$A61)","v":0}]
["L3","L",{"$f":"SUMIFS('MAIN DATA'!E$17:E$1066,'MAIN DATA'!$C$17:$C$1066,$A62)","v":3644.6951995939353},{"$f":"SUMIFS('MAIN DATA'!F$17:F$1066,'MAIN DATA'!$C$17:$C$1066,$A62)","v":564.14299751159774},{"$f":"SUMIFS('MAIN DATA'!G$17:G$1066,'MAIN DATA'!$C$17:$C$1066,$A62)","v":134.63099050483177},{"$f":"SUMIFS('MAIN DATA'!H$17:H$1026,'MAIN DATA'!$C$17:$C$1026,$A62)","v":443.02700000000004},{"$f":"SUMIFS('MAIN DATA'!I$17:I$1026,'MAIN DATA'!$C$17:$C$1026,$A62)","v":1792.463},{"$f":"SUMIFS('MAIN DATA'!J$17:J$1026,'MAIN DATA'!$C$17:$C$1026,$A62)","v":258.85899999999998},{"$f":"SUMIFS('MAIN DATA'!K$17:K$1026,'MAIN DATA'!$C$17:$C$1026,$A62)","v":0.442},{"$f":"SUMIFS('MAIN DATA'!L$17:L$1026,'MAIN DATA'!$C$17:$C$1026,$A62)","v":1238.9010000000001},{"$f":"SUMIFS('MAIN DATA'!M$17:M$1026,'MAIN DATA'!$C$17:$C$1026,$A62)","v":0},{"$f":"SUMIFS('MAIN DATA'!N$17:N$1026,'MAIN DATA'!$C$17:$C$1026,$A62)","v":0}]
["L5","L",{"$f":"SUMIFS('MAIN DATA'!E$17:E$1066,'MAIN DATA'!$C$17:$C$1066,$A63)","v":2650.2293212882419},{"$f":"SUMIFS('MAIN DATA'!F$17:F$1066,'MAIN DATA'!$C$17:$C$1066,$A63)","v":108.12730768270893},{"$f":"SUMIFS('MAIN DATA'!G$17:G$1066,'MAIN DATA'!$C$17:$C$1066,$A63)","v":-83.120399387210099},{"$f":"SUMIFS('MAIN DATA'!H$17:H$1026,'MAIN DATA'!$C$17:$C$1026,$A63)","v":615.78399999999999},{"$f":"SUMIFS('MAIN DATA'!I$17:I$1026,'MAIN DATA'!$C$17:$C$1026,$A63)","v":1678.568},{"$f":"SUMIFS('MAIN DATA'!J$17:J$1026,'MAIN DATA'!$C$17:$C$1026,$A63)","v":78.826000000000008},{"$f":"SUMIFS('MAIN DATA'!K$17:K$1026,'MAIN DATA'!$C$17:$C$1026,$A63)","v":0.88100000000000001},{"$f":"SUMIFS('MAIN DATA'!L$17:L$1026,'MAIN DATA'!$C$17:$C$1026,$A63)","v":890.2299999999999},{"$f":"SUMIFS('MAIN DATA'!M$17:M$1026,'MAIN DATA'!$C$17:$C$1026,$A63)","v":0},{"$f":"SUMIFS('MAIN DATA'!N$17:N$1026,'MAIN DATA'!$C$17:$C$1026,$A63)","v":0}]
["L7","L",{"$f":"SUMIFS('MAIN DATA'!E$17:E$1066,'MAIN DATA'!$C$17:$C$1066,$A64)","v":1026.9922611845786},{"$f":"SUMIFS('MAIN DATA'!F$17:F$1066,'MAIN DATA'!$C$17:$C$1066,$A64)","v":96.796919771097393},{"$f":"SUMIFS('MAIN DATA'!G$17:G$1066,'MAIN DATA'!$C$17:$C$1066,$A64)","v":-8.7216981157326501},{"$f":"SUMIFS('MAIN DATA'!H$17:H$1026,'MAIN DATA'!$C$17:$C$1026,$A64)","v":404.98500000000001},{"$f":"SUMIFS('MAIN DATA'!I$17:I$1026,'MAIN DATA'!$C$17:$C$1026,$A64)","v":608.048},{"$f":"SUMIFS('MAIN DATA'!J$17:J$1026,'MAIN DATA'!$C$17:$C$1026,$A64)","v":37.323},{"$f":"SUMIFS('MAIN DATA'!K$17:K$1026,'MAIN DATA'!$C$17:$C$1026,$A64)","v":0.58099999999999996},{"$f":"SUMIFS('MAIN DATA'!L$17:L$1026,'MAIN DATA'!$C$17:$C$1026,$A64)","v":318.53999999999996},{"$f":"SUMIFS('MAIN DATA'!M$17:M$1026,'MAIN DATA'!$C$17:$C$1026,$A64)","v":0},{"$f":"SUMIFS('MAIN DATA'!N$17:N$1026,'MAIN DATA'!$C$17:$C$1026,$A64)","v":0}]
["L8","L",{"$f":"SUMIFS('MAIN DATA'!E$17:E$1066,'MAIN DATA'!$C$17:$C$1066,$A65)","v":729.0623810507883},{"$f":"SUMIFS('MAIN DATA'!F$17:F$1066,'MAIN DATA'!$C$17:$C$1066,$A65)","v":53.929545805777799},{"$f":"SUMIFS('MAIN DATA'!G$17:G$1066,'MAIN DATA'!$C$17:$C$1066,$A65)","v":8.8874064713818015},{"$f":"SUMIFS('MAIN DATA'!H$17:H$1026,'MAIN DATA'!$C$17:$C$1026,$A65)","v":105.36600000000001},{"$f":"SUMIFS('MAIN DATA'!I$17:I$1026,'MAIN DATA'!$C$17:$C$1026,$A65)","v":477.87},{"$f":"SUMIFS('MAIN DATA'!J$17:J$1026,'MAIN DATA'!$C$17:$C$1026,$A65)","v":4.3090000000000002},{"$f":"SUMIFS('MAIN DATA'!K$17:K$1026,'MAIN DATA'!$C$17:$C$1026,$A65)","v":0},{"$f":"SUMIFS('MAIN DATA'!L$17:L$1026,'MAIN DATA'!$C$17:$C$1026,$A65)","v":153.15900000000002},{"$f":"SUMIFS('MAIN DATA'!M$17:M$1026,'MAIN DATA'!$C$17:$C$1026,$A65)","v":0},{"$f":"SUMIFS('MAIN DATA'!N$17:N$1026,'MAIN DATA'!$C$17:$C$1026,$A65)","v":0}]
["M4","M",{"$f":"SUMIFS('MAIN DATA'!E$17:E$1066,'MAIN DATA'!$C$17:$C$1066,$A66)","v":496.61861297263391},{"$f":"SUMIFS('MAIN DATA'!F$17:F$1066,'MAIN DATA'!$C$17:$C$1066,$A66)","v":22.395637150041601},{"$f":"SUMIFS('MAIN DATA'!G$17:G$1066,'MAIN DATA'!$C$17:$C$1066,$A66)","v":4.6873696232376005},{"$f":"SUMIFS('MAIN DATA'!H$17:H$1026,'MAIN DATA'!$C$17:$C$1026,$A66)","v":35.798999999999999},{"$f":"SUMIFS('MAIN DATA'!I$17:I$1026,'MAIN DATA'!$C$17:$C$1026,$A66)","v":350.45600000000002},{"$f":"SUMIFS('MAIN DATA'!J$17:J$1026,'MAIN DATA'!$C$17:$C$1026,$A66)","v":368.97400000000005},{"$f":"SUMIFS('MAIN DATA'!K$17:K$1026,'MAIN DATA'!$C$17:$C$1026,$A66)","v":1.913},{"$f":"SUMIFS('MAIN DATA'!L$17:L$1026,'MAIN DATA'!$C$17:$C$1026,$A66)","v":163.92699999999999},{"$f":"SUMIFS('MAIN DATA'!M$17:M$1026,'MAIN DATA'!$C$17:$C$1026,$A66)","v":0},{"$f":"SUMIFS('MAIN DATA'!N$17:N$1026,'MAIN DATA'!$C$17:$C$1026,$A66)","v":0}]
["M5","M",{"$f":"SUMIFS('MAIN DATA'!E$17:E$1066,'MAIN DATA'!$C$17:$C$1066,$A67)","v":465.36310137531711},{"$f":"SUMIFS('MAIN DATA'!F$17:F$1066,'MAIN DATA'!$C$17:$C$1066,$A67)","v":-10.2675497494977},{"$f":"SUMIFS('MAIN DATA'!G$17:G$1066,'MAIN DATA'!$C$17:$C$1066,$A67)","v":-23.928410405500699},{"$f":"SUMIFS('MAIN DATA'!H$17:H$1026,'MAIN DATA'!$C$17:$C$1026,$A67)","v":122.727},{"$f":"SUMIFS('MAIN DATA'!I$17:I$1026,'MAIN DATA'!$C$17:$C$1026,$A67)","v":267.98500000000001},{"$f":"SUMIFS('MAIN DATA'!J$17:J$1026,'MAIN DATA'!$C$17:$C$1026,$A67)","v":848.19},{"$f":"SUMIFS('MAIN DATA'!K$17:K$1026,'MAIN DATA'!$C$17:$C$1026,$A67)","v":0.22900000000000001},{"$f":"SUMIFS('MAIN DATA'!L$17:L$1026,'MAIN DATA'!$C$17:$C$1026,$A67)","v":63.713000000000001},{"$f":"SUMIFS('MAIN DATA'!M$17:M$1026,'MAIN DATA'!$C$17:$C$1026,$A67)","v":0},{"$f":"SUMIFS('MAIN DATA'!N$17:N$1026,'MAIN DATA'!$C$17:$C$1026,$A67)","v":0}]
["M6","M",{"$f":"SUMIFS('MAIN DATA'!E$17:E$1066,'MAIN DATA'!$C$17:$C$1066,$A68)","v":157.14116181552828},{"$f":"SUMIFS('MAIN DATA'!F$17:F$1066,'MAIN DATA'!$C$17:$C$1066,$A68)","v":26.562576298622499},{"$f":"SUMIFS('MAIN DATA'!G$17:G$1066,'MAIN DATA'!$C$17:$C$1066,$A68)","v":3.7762515923025006},{"$f":"SUMIFS('MAIN DATA'!H$17:H$1026,'MAIN DATA'!$C$17:$C$1026,$A68)","v":9.8230000000000004},{"$f":"SUMIFS('MAIN DATA'!I$17:I$1026,'MAIN DATA'!$C$17:$C$1026,$A68)","v":356.75600000000003},{"$f":"SUMIFS('MAIN DATA'!J$17:J$1026,'MAIN DATA'!$C$17:$C$1026,$A68)","v":68.738},{"$f":"SUMIFS('MAIN DATA'!K$17:K$1026,'MAIN DATA'!$C$17:$C$1026,$A68)","v":5.8520000000000003},{"$f":"SUMIFS('MAIN DATA'!L$17:L$1026,'MAIN DATA'!$C$17:$C$1026,$A68)","v":63.978999999999999},{"$f":"SUMIFS('MAIN DATA'!M$17:M$1026,'MAIN DATA'!$C$17:$C$1026,$A68)","v":0},{"$f":"SUMIFS('MAIN DATA'!N$17:N$1026,'MAIN DATA'!$C$17:$C$1026,$A68)","v":0}]
["M7","M",{"$f":"SUMIFS('MAIN DATA'!E$17:E$1066,'MAIN DATA'!$C$17:$C$1066,$A69)","v":171.73367142137747},{"$f":"SUMIFS('MAIN DATA'!F$17:F$1066,'MAIN DATA'!$C$17:$C$1066,$A69)","v":-14.0493774984457},{"$f":"SUMIFS('MAIN DATA'!G$17:G$1066,'MAIN DATA'!$C$17:$C$1066,$A69)","v":-14.9649860461077},{"$f":"SUMIFS('MAIN DATA'!H$17:H$1026,'MAIN DATA'!$C$17:$C$1026,$A69)","v":8.35},{"$f":"SUMIFS('MAIN DATA'!I$17:I$1026,'MAIN DATA'!$C$17:$C$1026,$A69)","v":127.59299999999999},{"$f":"SUMIFS('MAIN DATA'!J$17:J$1026,'MAIN DATA'!$C$17:$C$1026,$A69)","v":381.66300000000001},{"$f":"SUMIFS('MAIN DATA'!K$17:K$1026,'MAIN DATA'!$C$17:$C$1026,$A69)","v":12.058},{"$f":"SUMIFS('MAIN DATA'!L$17:L$1026,'MAIN DATA'!$C$17:$C$1026,$A69)","v":79.080999999999989},{"$f":"SUMIFS('MAIN DATA'!M$17:M$1026,'MAIN DATA'!$C$17:$C$1026,$A69)","v":0},{"$f":"SUMIFS('MAIN DATA'!N$17:N$1026,'MAIN DATA'!$C$17:$C$1026,$A69)","v":0}]
["M8","M",{"$f":"SUMIFS('MAIN DATA'!E$17:E$1066,'MAIN DATA'!$C$17:$C$1066,$A70)","v":83.77133985369386},{"$f":"SUMIFS('MAIN DATA'!F$17:F$1066,'MAIN DATA'!$C$17:$C$1066,$A70)","v":26.264066562148901},{"$f":"SUMIFS('MAIN DATA'!G$17:G$1066,'MAIN DATA'!$C$17:$C$1066,$A70)","v":-10.794551414791091},{"$f":"SUMIFS('MAIN DATA'!H$17:H$1026,'MAIN DATA'!$C$17:$C$1026,$A70)","v":2.7530000000000001},{"$f":"SUMIFS('MAIN DATA'!I$17:I$1026,'MAIN DATA'!$C$17:$C$1026,$A70)","v":275.35699999999997},{"$f":"SUMIFS('MAIN DATA'!J$17:J$1026,'MAIN DATA'!$C$17:$C$1026,$A70)","v":175.124},{"$f":"SUMIFS('MAIN DATA'!K$17:K$1026,'MAIN DATA'!$C$17:$C$1026,$A70)","v":0},{"$f":"SUMIFS('MAIN DATA'!L$17:L$1026,'MAIN DATA'!$C$17:$C$1026,$A70)","v":52.25},{"$f":"SUMIFS('MAIN DATA'!M$17:M$1026,'MAIN DATA'!$C$17:$C$1026,$A70)","v":0},{"$f":"SUMIFS('MAIN DATA'!N$17:N$1026,'MAIN DATA'!$C$17:$C$1026,$A70)","v":0}]
["N1","N",{"$f":"SUMIFS('MAIN DATA'!E$17:E$1066,'MAIN DATA'!$C$17:$C$1066,$A71)","v":2415.3165604390347},{"$f":"SUMIFS('MAIN DATA'!F$17:F$1066,'MAIN DATA'!$C$17:$C$1066,$A71)","v":22.077691124285696},{"$f":"SUMIFS('MAIN DATA'!G$17:G$1066,'MAIN DATA'!$C$17:$C$1066,$A71)","v":-203.05705471776133},{"$f":"SUMIFS('MAIN DATA'!H$17:H$1026,'MAIN DATA'!$C$17:$C$1026,$A71)","v":296.25100000000003},{"$f":"SUMIFS('MAIN DATA'!I$17:I$1026,'MAIN DATA'!$C$17:$C$1026,$A71)","v":463.24399999999997},{"$f":"SUMIFS('MAIN DATA'!J$17:J$1026,'MAIN DATA'!$C$17:$C$1026,$A71)","v":62.669000000000011},{"$f":"SUMIFS('MAIN DATA'!K$17:K$1026,'MAIN DATA'!$C$17:$C$1026,$A71)","v":9.5000000000000001E-2},{"$f":"SUMIFS('MAIN DATA'!L$17:L$1026,'MAIN DATA'!$C$17:$C$1026,$A71)","v":667.90000000000009},{"$f":"SUMIFS('MAIN DATA'!M$17:M$1026,'MAIN DATA'!$C$17:$C$1026,$A71)","v":0},{"$f":"SUMIFS('MAIN DATA'!N$17:N$1026,'MAIN DATA'!$C$17:$C$1026,$A71)","v":0}]
["N2","N",{"$f":"SUMIFS('MAIN DATA'!E$17:E$1066,'MAIN DATA'!$C$17:$C$1066,$A72)","v":1689.815489254989},{"$f":"SUMIFS('MAIN DATA'!F$17:F$1066,'MAIN DATA'!$C$17:$C$1066,$A72)","v":219.7891922507537},{"$f":"SUMIFS('MAIN DATA'!G$17:G$1066,'MAIN DATA'!$C$17:$C$1066,$A72)","v":8.1934414417416939},{"$f":"SUMIFS('MAIN DATA'!H$17:H$1026,'MAIN DATA'!$C$17:$C$1026,$A72)","v":145.91200000000003},{"$f":"SUMIFS('MAIN DATA'!I$17:I$1026,'MAIN DATA'!$C$17:$C$1026,$A72)","v":263.798},{"$f":"SUMIFS('MAIN DATA'!J$17:J$1026,'MAIN DATA'!$C$17:$C$1026,$A72)","v":8.0000000000000002E-3},{"$f":"SUMIFS('MAIN DATA'!K$17:K$1026,'MAIN DATA'!$C$17:$C$1026,$A72)","v":2.9099999999999997},{"$f":"SUMIFS('MAIN DATA'!L$17:L$1026,'MAIN DATA'!$C$17:$C$1026,$A72)","v":517.97400000000005},{"$f":"SUMIFS('MAIN DATA'!M$17:M$1026,'MAIN DATA'!$C$17:$C$1026,$A72)","v":0},{"$f":"SUMIFS('MAIN DATA'!N$17:N$1026,'MAIN DATA'!$C$17:$C$1026,$A72)","v":0}]
["N3","N",{"$f":"SUMIFS('MAIN DATA'!E$17:E$1066,'MAIN DATA'!$C$17:$C$1066,$A73)","v":1563.3498151510005},{"$f":"SUMIFS('MAIN DATA'!F$17:F$1066,'MAIN DATA'!$C$17:$C$1066,$A73)","v":49.528593929418449},{"$f":"SUMIFS('MAIN DATA'!G$17:G$1066,'MAIN DATA'!$C$17:$C$1066,$A73)","v":-57.383367731215529},{"$f":"SUMIFS('MAIN DATA'!H$17:H$1026,'MAIN DATA'!$C$17:$C$1026,$A73)","v":610.55999999999995},{"$f":"SUMIFS('MAIN DATA'!I$17:I$1026,'MAIN DATA'!$C$17:$C$1026,$A73)","v":404.02300000000002},{"$f":"SUMIFS('MAIN DATA'!J$17:J$1026,'MAIN DATA'!$C$17:$C$1026,$A73)","v":163.589},{"$f":"SUMIFS('MAIN DATA'!K$17:K$1026,'MAIN DATA'!$C$17:$C$1026,$A73)","v":0},{"$f":"SUMIFS('MAIN DATA'!L$17:L$1026,'MAIN DATA'!$C$17:$C$1026,$A73)","v":493.00800000000004},{"$f":"SUMIFS('MAIN DATA'!M$17:M$1026,'MAIN DATA'!$C$17:$C$1026,$A73)","v":0},{"$f":"SUMIFS('MAIN DATA'!N$17:N$1026,'MAIN DATA'!$C$17:$C$1026,$A73)","v":0}]
["N4","N",{"$f":"SUMIFS('MAIN DATA'!E$17:E$1066,'MAIN DATA'!$C$17:$C$1066,$A74)","v":1837.7424359401284},{"$f":"SUMIFS('MAIN DATA'!F$17:F$1066,'MAIN DATA'!$C$17:$C$1066,$A74)","v":177.73479079025901},{"$f":"SUMIFS('MAIN DATA'!G$17:G$1066,'MAIN DATA'!$C$17:$C$1066,$A74)","v":39.564705936999005},{"$f":"SUMIFS('MAIN DATA'!H$17:H$1026,'MAIN DATA'!$C$17:$C$1026,$A74)","v":442.01200000000006},{"$f":"SUMIFS('MAIN DATA'!I$17:I$1026,'MAIN DATA'!$C$17:$C$1026,$A74)","v":455.16600000000005},{"$f":"SUMIFS('MAIN DATA'!J$17:J$1026,'MAIN DATA'!$C$17:$C$1026,$A74)","v":340.74700000000001},{"$f":"SUMIFS('MAIN DATA'!K$17:K$1026,'MAIN DATA'!$C$17:$C$1026,$A74)","v":0.30400000000000005},{"$f":"SUMIFS('MAIN DATA'!L$17:L$1026,'MAIN DATA'!$C$17:$C$1026,$A74)","v":552.33100000000002},{"$f":"SUMIFS('MAIN DATA'!M$17:M$1026,'MAIN DATA'!$C$17:$C$1026,$A74)","v":0},{"$f":"SUMIFS('MAIN DATA'!N$17:N$1026,'MAIN DATA'!$C$17:$C$1026,$A74)","v":0}]
["N5","N",{"$f":"SUMIFS('MAIN DATA'!E$17:E$1066,'MAIN DATA'!$C$17:$C$1066,$A75)","v":443.44166360864443},{"$f":"SUMIFS('MAIN DATA'!F$17:F$1066,'MAIN DATA'!$C$17:$C$1066,$A75)","v":-0.64701696478686199},{"$f":"SUMIFS('MAIN DATA'!G$17:G$1066,'MAIN DATA'!$C$17:$C$1066,$A75)","v":-3.1300410121838622},{"$f":"SUMIFS('MAIN DATA'!H$17:H$1026,'MAIN DATA'!$C$17:$C$1026,$A75)","v":26.06},{"$f":"SUMIFS('MAIN DATA'!I$17:I$1026,'MAIN DATA'!$C$17:$C$1026,$A75)","v":139.91999999999999},{"$f":"SUMIFS('MAIN DATA'!J$17:J$1026,'MAIN DATA'!$C$17:$C$1026,$A75)","v":81.022000000000006},{"$f":"SUMIFS('MAIN DATA'!K$17:K$1026,'MAIN DATA'!$C$17:$C$1026,$A75)","v":0.25800000000000001},{"$f":"SUMIFS('MAIN DATA'!L$17:L$1026,'MAIN DATA'!$C$17:$C$1026,$A75)","v":148.59199999999998},{"$f":"SUMIFS('MAIN DATA'!M$17:M$1026,'MAIN DATA'!$C$17:$C$1026,$A75)","v":0},{"$f":"SUMIFS('MAIN DATA'!N$17:N$1026,'MAIN DATA'!$C$17:$C$1026,$A75)","v":0}]
["N6","N",{"$f":"SUMIFS('MAIN DATA'!E$17:E$1066,'MAIN DATA'!$C$17:$C$1066,$A76)","v":163.04823478523568},{"$f":"SUMIFS('MAIN DATA'!F$17:F$1066,'MAIN DATA'!$C$17:$C$1066,$A76)","v":-1.2010456112455601},{"$f":"SUMIFS('MAIN DATA'!G$17:G$1066,'MAIN DATA'!$C$17:$C$1066,$A76)","v":-1.2010456112455601},{"$f":"SUMIFS('MAIN DATA'!H$17:H$1026,'MAIN DATA'!$C$17:$C$1026,$A76)","v":22.617000000000001},{"$f":"SUMIFS('MAIN DATA'!I$17:I$1026,'MAIN DATA'!$C$17:$C$1026,$A76)","v":78.415999999999997},{"$f":"SUMIFS('MAIN DATA'!J$17:J$1026,'MAIN DATA'!$C$17:$C$1026,$A76)","v":7.6999999999999999E-2},{"$f":"SUMIFS('MAIN DATA'!K$17:K$1026,'MAIN DATA'!$C$17:$C$1026,$A76)","v":1.2999999999999999E-2},{"$f":"SUMIFS('MAIN DATA'!L$17:L$1026,'MAIN DATA'!$C$17:$C$1026,$A76)","v":65.438000000000002},{"$f":"SUMIFS('MAIN DATA'!M$17:M$1026,'MAIN DATA'!$C$17:$C$1026,$A76)","v":0},{"$f":"SUMIFS('MAIN DATA'!N$17:N$1026,'MAIN DATA'!$C$17:$C$1026,$A76)","v":0}]
["N7","N",{"$f":"SUMIFS('MAIN DATA'!E$17:E$1066,'MAIN DATA'!$C$17:$C$1066,$A77)","v":615.43047918520392},{"$f":"SUMIFS('MAIN DATA'!F$17:F$1066,'MAIN DATA'!$C$17:$C$1066,$A77)","v":35.851977688103005},{"$f":"SUMIFS('MAIN DATA'!G$17:G$1066,'MAIN DATA'!$C$17:$C$1066,$A77)","v":30.645307470264008},{"$f":"SUMIFS('MAIN DATA'!H$17:H$1026,'MAIN DATA'!$C$17:$C$1026,$A77)","v":127.252},{"$f":"SUMIFS('MAIN DATA'!I$17:I$1026,'MAIN DATA'!$C$17:$C$1026,$A77)","v":166.36099999999999},{"$f":"SUMIFS('MAIN DATA'!J$17:J$1026,'MAIN DATA'!$C$17:$C$1026,$A77)","v":0.16700000000000001},{"$f":"SUMIFS('MAIN DATA'!K$17:K$1026,'MAIN DATA'!$C$17:$C$1026,$A77)","v":0.14099999999999999},{"$f":"SUMIFS('MAIN DATA'!L$17:L$1026,'MAIN DATA'!$C$17:$C$1026,$A77)","v":204.94900000000001},{"$f":"SUMIFS('MAIN DATA'!M$17:M$1026,'MAIN DATA'!$C$17:$C$1026,$A77)","v":0},{"$f":"SUMIFS('MAIN DATA'!N$17:N$1026,'MAIN DATA'!$C$17:$C$1026,$A77)","v":0}]
["P1","P",{"$f":"SUMIFS('MAIN DATA'!E$17:E$1066,'MAIN DATA'!$C$17:$C$1066,$A78)","v":2407.7339446166307},{"$f":"SUMIFS('MAIN DATA'!F$17:F$1066,'MAIN DATA'!$C$17:$C$1066,$A78)","v":210.23392504155862},{"$f":"SUMIFS('MAIN DATA'!G$17:G$1066,'MAIN DATA'!$C$17:$C$1066,$A78)","v":-64.818637734001385},{"$f":"SUMIFS('MAIN DATA'!H$17:H$1026,'MAIN DATA'!$C$17:$C$1026,$A78)","v":186.613},{"$f":"SUMIFS('MAIN DATA'!I$17:I$1026,'MAIN DATA'!$C$17:$C$1026,$A78)","v":575.61900000000003},{"$f":"SUMIFS('MAIN DATA'!J$17:J$1026,'MAIN DATA'!$C$17:$C$1026,$A78)","v":188.33599999999998},{"$f":"SUMIFS('MAIN DATA'!K$17:K$1026,'MAIN DATA'!$C$17:$C$1026,$A78)","v":1.417},{"$f":"SUMIFS('MAIN DATA'!L$17:L$1026,'MAIN DATA'!$C$17:$C$1026,$A78)","v":630.54},{"$f":"SUMIFS('MAIN DATA'!M$17:M$1026,'MAIN DATA'!$C$17:$C$1026,$A78)","v":0},{"$f":"SUMIFS('MAIN DATA'!N$17:N$1026,'MAIN DATA'!$C$17:$C$1026,$A78)","v":0}]
["P2","P",{"$f":"SUMIFS('MAIN DATA'!E$17:E$1066,'MAIN DATA'!$C$17:$C$1066,$A79)","v":334.65441484929966},{"$f":"SUMIFS('MAIN DATA'!F$17:F$1066,'MAIN DATA'!$C$17:$C$1066,$A79)","v":-5.9669652560653699},{"$f":"SUMIFS('MAIN DATA'!G$17:G$1066,'MAIN DATA'!$C$17:$C$1066,$A79)","v":-5.9669652560653699},{"$f":"SUMIFS('MAIN DATA'!H$17:H$1026,'MAIN DATA'!$C$17:$C$1026,$A79)","v":19.097000000000001},{"$f":"SUMIFS('MAIN DATA'!I$17:I$1026,'MAIN DATA'!$C$17:$C$1026,$A79)","v":177.79499999999999},{"$f":"SUMIFS('MAIN DATA'!J$17:J$1026,'MAIN DATA'!$C$17:$C$1026,$A79)","v":52.828000000000003},{"$f":"SUMIFS('MAIN DATA'!K$17:K$1026,'MAIN DATA'!$C$17:$C$1026,$A79)","v":0.38700000000000001},{"$f":"SUMIFS('MAIN DATA'!L$17:L$1026,'MAIN DATA'!$C$17:$C$1026,$A79)","v":111.49099999999999},{"$f":"SUMIFS('MAIN DATA'!M$17:M$1026,'MAIN DATA'!$C$17:$C$1026,$A79)","v":0},{"$f":"SUMIFS('MAIN DATA'!N$17:N$1026,'MAIN DATA'!$C$17:$C$1026,$A79)","v":0}]
["P3","P",{"$f":"SUMIFS('MAIN DATA'!E$17:E$1066,'MAIN DATA'!$C$17:$C$1066,$A80)","v":2745.9191217297766},{"$f":"SUMIFS('MAIN DATA'!F$17:F$1066,'MAIN DATA'!$C$17:$C$1066,$A80)","v":57.040792568110838},{"$f":"SUMIFS('MAIN DATA'!G$17:G$1066,'MAIN DATA'!$C$17:$C$1066,$A80)","v":-28.491651939764147},{"$f":"SUMIFS('MAIN DATA'!H$17:H$1026,'MAIN DATA'!$C$17:$C$1026,$A80)","v":747.82500000000005},{"$f":"SUMIFS('MAIN DATA'!I$17:I$1026,'MAIN DATA'!$C$17:$C$1026,$A80)","v":993.07499999999982},{"$f":"SUMIFS('MAIN DATA'!J$17:J$1026,'MAIN DATA'!$C$17:$C$1026,$A80)","v":361.13799999999998},{"$f":"SUMIFS('MAIN DATA'!K$17:K$1026,'MAIN DATA'!$C$17:$C$1026,$A80)","v":7.165},{"$f":"SUMIFS('MAIN DATA'!L$17:L$1026,'MAIN DATA'!$C$17:$C$1026,$A80)","v":945.58399999999995},{"$f":"SUMIFS('MAIN DATA'!M$17:M$1026,'MAIN DATA'!$C$17:$C$1026,$A80)","v":0},{"$f":"SUMIFS('MAIN DATA'!N$17:N$1026,'MAIN DATA'!$C$17:$C$1026,$A80)","v":0}]
["P4","P",{"$f":"SUMIFS('MAIN DATA'!E$17:E$1066,'MAIN DATA'!$C$17:$C$1066,$A81)","v":221.01232819423095},{"$f":"SUMIFS('MAIN DATA'!F$17:F$1066,'MAIN DATA'!$C$17:$C$1066,$A81)","v":8.7285158606828794},{"$f":"SUMIFS('MAIN DATA'!G$17:G$1066,'MAIN DATA'!$C$17:$C$1066,$A81)","v":-2.2418118393471218},{"$f":"SUMIFS('MAIN DATA'!H$17:H$1026,'MAIN DATA'!$C$17:$C$1026,$A81)","v":46.31},{"$f":"SUMIFS('MAIN DATA'!I$17:I$1026,'MAIN DATA'!$C$17:$C$1026,$A81)","v":128.91999999999999},{"$f":"SUMIFS('MAIN DATA'!J$17:J$1026,'MAIN DATA'!$C$17:$C$1026,$A81)","v":250.69299999999998},{"$f":"SUMIFS('MAIN DATA'!K$17:K$1026,'MAIN DATA'!$C$17:$C$1026,$A81)","v":0.36},{"$f":"SUMIFS('MAIN DATA'!L$17:L$1026,'MAIN DATA'!$C$17:$C$1026,$A81)","v":103.70399999999999},{"$f":"SUMIFS('MAIN DATA'!M$17:M$1026,'MAIN DATA'!$C$17:$C$1026,$A81)","v":0},{"$f":"SUMIFS('MAIN DATA'!N$17:N$1026,'MAIN DATA'!$C$17:$C$1026,$A81)","v":0}]
["P5","P",{"$f":"SUMIFS('MAIN DATA'!E$17:E$1066,'MAIN DATA'!$C$17:$C$1066,$A82)","v":272.95804162087319},{"$f":"SUMIFS('MAIN DATA'!F$17:F$1066,'MAIN DATA'!$C$17:$C$1066,$A82)","v":20.955698613205399},{"$f":"SUMIFS('MAIN DATA'!G$17:G$1066,'MAIN DATA'!$C$17:$C$1066,$A82)","v":9.4610181144445402},{"$f":"SUMIFS('MAIN DATA'!H$17:H$1026,'MAIN DATA'!$C$17:$C$1026,$A82)","v":4.8869999999999996},{"$f":"SUMIFS('MAIN DATA'!I$17:I$1026,'MAIN DATA'!$C$17:$C$1026,$A82)","v":137.02000000000001},{"$f":"SUMIFS('MAIN DATA'!J$17:J$1026,'MAIN DATA'!$C$17:$C$1026,$A82)","v":1.4970000000000001},{"$f":"SUMIFS('MAIN DATA'!K$17:K$1026,'MAIN DATA'!$C$17:$C$1026,$A82)","v":0},{"$f":"SUMIFS('MAIN DATA'!L$17:L$1026,'MAIN DATA'!$C$17:$C$1026,$A82)","v":71.537000000000006},{"$f":"SUMIFS('MAIN DATA'!M$17:M$1026,'MAIN DATA'!$C$17:$C$1026,$A82)","v":0},{"$f":"SUMIFS('MAIN DATA'!N$17:N$1026,'MAIN DATA'!$C$17:$C$1026,$A82)","v":0}]
["P6","P",{"$f":"SUMIFS('MAIN DATA'!E$17:E$1066,'MAIN DATA'!$C$17:$C$1066,$A83)","v":1058.4876615200785},{"$f":"SUMIFS('MAIN DATA'!F$17:F$1066,'MAIN DATA'!$C$17:$C$1066,$A83)","v":-16.217187937832492},{"$f":"SUMIFS('MAIN DATA'!G$17:G$1066,'MAIN DATA'!$C$17:$C$1066,$A83)","v":-24.460080914942633},{"$f":"SUMIFS('MAIN DATA'!H$17:H$1026,'MAIN DATA'!$C$17:$C$1026,$A83)","v":243.614},{"$f":"SUMIFS('MAIN DATA'!I$17:I$1026,'MAIN DATA'!$C$17:$C$1026,$A83)","v":839.33799999999997},{"$f":"SUMIFS('MAIN DATA'!J$17:J$1026,'MAIN DATA'!$C$17:$C$1026,$A83)","v":47.166000000000004},{"$f":"SUMIFS('MAIN DATA'!K$17:K$1026,'MAIN DATA'!$C$17:$C$1026,$A83)","v":9.44},{"$f":"SUMIFS('MAIN DATA'!L$17:L$1026,'MAIN DATA'!$C$17:$C$1026,$A83)","v":578.24699999999996},{"$f":"SUMIFS('MAIN DATA'!M$17:M$1026,'MAIN DATA'!$C$17:$C$1026,$A83)","v":0},{"$f":"SUMIFS('MAIN DATA'!N$17:N$1026,'MAIN DATA'!$C$17:$C$1026,$A83)","v":0}]
["P7","P",{"$f":"SUMIFS('MAIN DATA'!E$17:E$1066,'MAIN DATA'!$C$17:$C$1066,$A84)","v":403.00298382085629},{"$f":"SUMIFS('MAIN DATA'!F$17:F$1066,'MAIN DATA'!$C$17:$C$1066,$A84)","v":1.39528151591178},{"$f":"SUMIFS('MAIN DATA'!G$17:G$1066,'MAIN DATA'!$C$17:$C$1066,$A84)","v":-15.229219046718217},{"$f":"SUMIFS('MAIN DATA'!H$17:H$1026,'MAIN DATA'!$C$17:$C$1026,$A84)","v":158.22999999999999},{"$f":"SUMIFS('MAIN DATA'!I$17:I$1026,'MAIN DATA'!$C$17:$C$1026,$A84)","v":323.84699999999998},{"$f":"SUMIFS('MAIN DATA'!J$17:J$1026,'MAIN DATA'!$C$17:$C$1026,$A84)","v":76.281000000000006},{"$f":"SUMIFS('MAIN DATA'!K$17:K$1026,'MAIN DATA'!$C$17:$C$1026,$A84)","v":0},{"$f":"SUMIFS('MAIN DATA'!L$17:L$1026,'MAIN DATA'!$C$17:$C$1026,$A84)","v":195.10599999999999},{"$f":"SUMIFS('MAIN DATA'!M$17:M$1026,'MAIN DATA'!$C$17:$C$1026,$A84)","v":0},{"$f":"SUMIFS('MAIN DATA'!N$17:N$1026,'MAIN DATA'!$C$17:$C$1026,$A84)","v":0}]
["P8","P",{"$f":"SUMIFS('MAIN DATA'!E$17:E$1066,'MAIN DATA'!$C$17:$C$1066,$A85)","v":1699.424566434423},{"$f":"SUMIFS('MAIN DATA'!F$17:F$1066,'MAIN DATA'!$C$17:$C$1066,$A85)","v":188.35463735539628},{"$f":"SUMIFS('MAIN DATA'!G$17:G$1066,'MAIN DATA'!$C$17:$C$1066,$A85)","v":50.69328089880328},{"$f":"SUMIFS('MAIN DATA'!H$17:H$1026,'MAIN DATA'!$C$17:$C$1026,$A85)","v":439.01100000000002},{"$f":"SUMIFS('MAIN DATA'!I$17:I$1026,'MAIN DATA'!$C$17:$C$1026,$A85)","v":923.58799999999997},{"$f":"SUMIFS('MAIN DATA'!J$17:J$1026,'MAIN DATA'!$C$17:$C$1026,$A85)","v":928.07299999999987},{"$f":"SUMIFS('MAIN DATA'!K$17:K$1026,'MAIN DATA'!$C$17:$C$1026,$A85)","v":0},{"$f":"SUMIFS('MAIN DATA'!L$17:L$1026,'MAIN DATA'!$C$17:$C$1026,$A85)","v":700.23799999999994},{"$f":"SUMIFS('MAIN DATA'!M$17:M$1026,'MAIN DATA'!$C$17:$C$1026,$A85)","v":0},{"$f":"SUMIFS('MAIN DATA'!N$17:N$1026,'MAIN DATA'!$C$17:$C$1026,$A85)","v":0}]
["Q2","Q",{"$f":"SUMIFS('MAIN DATA'!E$17:E$1066,'MAIN DATA'!$C$17:$C$1066,$A86)","v":643.37633308625641},{"$f":"SUMIFS('MAIN DATA'!F$17:F$1066,'MAIN DATA'!$C$17:$C$1066,$A86)","v":45.185424474658113},{"$f":"SUMIFS('MAIN DATA'!G$17:G$1066,'MAIN DATA'!$C$17:$C$1066,$A86)","v":-10.194575525341893},{"$f":"SUMIFS('MAIN DATA'!H$17:H$1026,'MAIN DATA'!$C$17:$C$1026,$A86)","v":14.679},{"$f":"SUMIFS('MAIN DATA'!I$17:I$1026,'MAIN DATA'!$C$17:$C$1026,$A86)","v":224.39699999999999},{"$f":"SUMIFS('MAIN DATA'!J$17:J$1026,'MAIN DATA'!$C$17:$C$1026,$A86)","v":73.61},{"$f":"SUMIFS('MAIN DATA'!K$17:K$1026,'MAIN DATA'!$C$17:$C$1026,$A86)","v":0},{"$f":"SUMIFS('MAIN DATA'!L$17:L$1026,'MAIN DATA'!$C$17:$C$1026,$A86)","v":390.4},{"$f":"SUMIFS('MAIN DATA'!M$17:M$1026,'MAIN DATA'!$C$17:$C$1026,$A86)","v":0},{"$f":"SUMIFS('MAIN DATA'!N$17:N$1026,'MAIN DATA'!$C$17:$C$1026,$A86)","v":0}]
["Q4","Q",{"$f":"SUMIFS('MAIN DATA'!E$17:E$1066,'MAIN DATA'!$C$17:$C$1066,$A87)","v":1879.3460153827896},{"$f":"SUMIFS('MAIN DATA'!F$17:F$1066,'MAIN DATA'!$C$17:$C$1066,$A87)","v":41.846132082316338},{"$f":"SUMIFS('MAIN DATA'!G$17:G$1066,'MAIN DATA'!$C$17:$C$1066,$A87)","v":-37.193867917683662},{"$f":"SUMIFS('MAIN DATA'!H$17:H$1026,'MAIN DATA'!$C$17:$C$1026,$A87)","v":261.291},{"$f":"SUMIFS('MAIN DATA'!I$17:I$1026,'MAIN DATA'!$C$17:$C$1026,$A87)","v":937.24499999999989},{"$f":"SUMIFS('MAIN DATA'!J$17:J$1026,'MAIN DATA'!$C$17:$C$1026,$A87)","v":292.78600000000006},{"$f":"SUMIFS('MAIN DATA'!K$17:K$1026,'MAIN DATA'!$C$17:$C$1026,$A87)","v":1.3129999999999999},{"$f":"SUMIFS('MAIN DATA'!L$17:L$1026,'MAIN DATA'!$C$17:$C$1026,$A87)","v":614.51800000000003},{"$f":"SUMIFS('MAIN DATA'!M$17:M$1026,'MAIN DATA'!$C$17:$C$1026,$A87)","v":0},{"$f":"SUMIFS('MAIN DATA'!N$17:N$1026,'MAIN DATA'!$C$17:$C$1026,$A87)","v":0}]
["Q5","Q",{"$f":"SUMIFS('MAIN DATA'!E$17:E$1066,'MAIN DATA'!$C$17:$C$1066,$A88)","v":658.83676282967394},{"$f":"SUMIFS('MAIN DATA'!F$17:F$1066,'MAIN DATA'!$C$17:$C$1066,$A88)","v":11.065725304306401},{"$f":"SUMIFS('MAIN DATA'!G$17:G$1066,'MAIN DATA'!$C$17:$C$1066,$A88)","v":-19.031356464203601},{"$f":"SUMIFS('MAIN DATA'!H$17:H$1026,'MAIN DATA'!$C$17:$C$1026,$A88)","v":89.284999999999997},{"$f":"SUMIFS('MAIN DATA'!I$17:I$1026,'MAIN DATA'!$C$17:$C$1026,$A88)","v":282.69900000000001},{"$f":"SUMIFS('MAIN DATA'!J$17:J$1026,'MAIN DATA'!$C$17:$C$1026,$A88)","v":78.349999999999994},{"$f":"SUMIFS('MAIN DATA'!K$17:K$1026,'MAIN DATA'!$C$17:$C$1026,$A88)","v":0.221},{"$f":"SUMIFS('MAIN DATA'!L$17:L$1026,'MAIN DATA'!$C$17:$C$1026,$A88)","v":149.00400000000002},{"$f":"SUMIFS('MAIN DATA'!M$17:M$1026,'MAIN DATA'!$C$17:$C$1026,$A88)","v":0},{"$f":"SUMIFS('MAIN DATA'!N$17:N$1026,'MAIN DATA'!$C$17:$C$1026,$A88)","v":0}]
["Q6","Q",{"$f":"SUMIFS('MAIN DATA'!E$17:E$1066,'MAIN DATA'!$C$17:$C$1066,$A89)","v":326.58732635397212},{"$f":"SUMIFS('MAIN DATA'!F$17:F$1066,'MAIN DATA'!$C$17:$C$1066,$A89)","v":1.6791193283987109},{"$f":"SUMIFS('MAIN DATA'!G$17:G$1066,'MAIN DATA'!$C$17:$C$1066,$A89)","v":2.5451408525727111},{"$f":"SUMIFS('MAIN DATA'!H$17:H$1026,'MAIN DATA'!$C$17:$C$1026,$A89)","v":22.972000000000001},{"$f":"SUMIFS('MAIN DATA'!I$17:I$1026,'MAIN DATA'!$C$17:$C$1026,$A89)","v":279.471},{"$f":"SUMIFS('MAIN DATA'!J$17:J$1026,'MAIN DATA'!$C$17:$C$1026,$A89)","v":492.63799999999998},{"$f":"SUMIFS('MAIN DATA'!K$17:K$1026,'MAIN DATA'!$C$17:$C$1026,$A89)","v":3.5000000000000003E-2},{"$f":"SUMIFS('MAIN DATA'!L$17:L$1026,'MAIN DATA'!$C$17:$C$1026,$A89)","v":104.05500000000001},{"$f":"SUMIFS('MAIN DATA'!M$17:M$1026,'MAIN DATA'!$C$17:$C$1026,$A89)","v":0},{"$f":"SUMIFS('MAIN DATA'!N$17:N$1026,'MAIN DATA'!$C$17:$C$1026,$A89)","v":0}]
["Q7","Q",{"$f":"SUMIFS('MAIN DATA'!E$17:E$1066,'MAIN DATA'!$C$17:$C$1066,$A90)","v":398.59602773049716},{"$f":"SUMIFS('MAIN DATA'!F$17:F$1066,'MAIN DATA'!$C$17:$C$1066,$A90)","v":-10.782915807666701},{"$f":"SUMIFS('MAIN DATA'!G$17:G$1066,'MAIN DATA'!$C$17:$C$1066,$A90)","v":-17.992915807666702},{"$f":"SUMIFS('MAIN DATA'!H$17:H$1026,'MAIN DATA'!$C$17:$C$1026,$A90)","v":188.59},{"$f":"SUMIFS('MAIN DATA'!I$17:I$1026,'MAIN DATA'!$C$17:$C$1026,$A90)","v":202.149},{"$f":"SUMIFS('MAIN DATA'!J$17:J$1026,'MAIN DATA'!$C$17:$C$1026,$A90)","v":217.14699999999999},{"$f":"SUMIFS('MAIN DATA'!K$17:K$1026,'MAIN DATA'!$C$17:$C$1026,$A90)","v":1.341},{"$f":"SUMIFS('MAIN DATA'!L$17:L$1026,'MAIN DATA'!$C$17:$C$1026,$A90)","v":164.721},{"$f":"SUMIFS('MAIN DATA'!M$17:M$1026,'MAIN DATA'!$C$17:$C$1026,$A90)","v":0},{"$f":"SUMIFS('MAIN DATA'!N$17:N$1026,'MAIN DATA'!$C$17:$C$1026,$A90)","v":0}]
["Q8","Q",{"$f":"SUMIFS('MAIN DATA'!E$17:E$1066,'MAIN DATA'!$C$17:$C$1066,$A91)","v":601.29771868032537},{"$f":"SUMIFS('MAIN DATA'!F$17:F$1066,'MAIN DATA'!$C$17:$C$1066,$A91)","v":17.800379900362771},{"$f":"SUMIFS('MAIN DATA'!G$17:G$1066,'MAIN DATA'!$C$17:$C$1066,$A91)","v":-5.3373569772142329},{"$f":"SUMIFS('MAIN DATA'!H$17:H$1026,'MAIN DATA'!$C$17:$C$1026,$A91)","v":148.80100000000002},{"$f":"SUMIFS('MAIN DATA'!I$17:I$1026,'MAIN DATA'!$C$17:$C$1026,$A91)","v":376.31799999999998},{"$f":"SUMIFS('MAIN DATA'!J$17:J$1026,'MAIN DATA'!$C$17:$C$1026,$A91)","v":840.38599999999997},{"$f":"SUMIFS('MAIN DATA'!K$17:K$1026,'MAIN DATA'!$C$17:$C$1026,$A91)","v":13.718999999999999},{"$f":"SUMIFS('MAIN DATA'!L$17:L$1026,'MAIN DATA'!$C$17:$C$1026,$A91)","v":228.16599999999997},{"$f":"SUMIFS('MAIN DATA'!M$17:M$1026,'MAIN DATA'!$C$17:$C$1026,$A91)","v":0},{"$f":"SUMIFS('MAIN DATA'!N$17:N$1026,'MAIN DATA'!$C$17:$C$1026,$A91)","v":0}]
["R4","R",{"$f":"SUMIFS('MAIN DATA'!E$17:E$1066,'MAIN DATA'!$C$17:$C$1066,$A92)","v":1329.0795427700682},{"$f":"SUMIFS('MAIN DATA'!F$17:F$1066,'MAIN DATA'!$C$17:$C$1066,$A92)","v":23.090927254999457},{"$f":"SUMIFS('MAIN DATA'!G$17:G$1066,'MAIN DATA'!$C$17:$C$1066,$A92)","v":-23.807146125331556},{"$f":"SUMIFS('MAIN DATA'!H$17:H$1026,'MAIN DATA'!$C$17:$C$1026,$A92)","v":255.39599999999999},{"$f":"SUMIFS('MAIN DATA'!I$17:I$1026,'MAIN DATA'!$C$17:$C$1026,$A92)","v":456.32499999999993},{"$f":"SUMIFS('MAIN DATA'!J$17:J$1026,'MAIN DATA'!$C$17:$C$1026,$A92)","v":117.59},{"$f":"SUMIFS('MAIN DATA'!K$17:K$1026,'MAIN DATA'!$C$17:$C$1026,$A92)","v":0.69700000000000006},{"$f":"SUMIFS('MAIN DATA'!L$17:L$1026,'MAIN DATA'!$C$17:$C$1026,$A92)","v":362.02200000000005},{"$f":"SUMIFS('MAIN DATA'!M$17:M$1026,'MAIN DATA'!$C$17:$C$1026,$A92)","v":0},{"$f":"SUMIFS('MAIN DATA'!N$17:N$1026,'MAIN DATA'!$C$17:$C$1026,$A92)","v":0}]
["R5","R",{"$f":"SUMIFS('MAIN DATA'!E$17:E$1066,'MAIN DATA'!$C$17:$C$1066,$A93)","v":188.19006637708887},{"$f":"SUMIFS('MAIN DATA'!F$17:F$1066,'MAIN DATA'!$C$17:$C$1066,$A93)","v":-3.8457086474489399},{"$f":"SUMIFS('MAIN DATA'!G$17:G$1066,'MAIN DATA'!$C$17:$C$1066,$A93)","v":-9.4670756542469405},{"$f":"SUMIFS('MAIN DATA'!H$17:H$1026,'MAIN DATA'!$C$17:$C$1026,$A93)","v":81.921999999999997},{"$f":"SUMIFS('MAIN DATA'!I$17:I$1026,'MAIN DATA'!$C$17:$C$1026,$A93)","v":222.13499999999999},{"$f":"SUMIFS('MAIN DATA'!J$17:J$1026,'MAIN DATA'!$C$17:$C$1026,$A93)","v":74.233000000000004},{"$f":"SUMIFS('MAIN DATA'!K$17:K$1026,'MAIN DATA'!$C$17:$C$1026,$A93)","v":0.39500000000000002},{"$f":"SUMIFS('MAIN DATA'!L$17:L$1026,'MAIN DATA'!$C$17:$C$1026,$A93)","v":57.165999999999997},{"$f":"SUMIFS('MAIN DATA'!M$17:M$1026,'MAIN DATA'!$C$17:$C$1026,$A93)","v":0},{"$f":"SUMIFS('MAIN DATA'!N$17:N$1026,'MAIN DATA'!$C$17:$C$1026,$A93)","v":0}]
["R6","R",{"$f":"SUMIFS('MAIN DATA'!E$17:E$1066,'MAIN DATA'!$C$17:$C$1066,$A94)","v":259.11820633703741},{"$f":"SUMIFS('MAIN DATA'!F$17:F$1066,'MAIN DATA'!$C$17:$C$1066,$A94)","v":66.620104061787515},{"$f":"SUMIFS('MAIN DATA'!G$17:G$1066,'MAIN DATA'!$C$17:$C$1066,$A94)","v":52.454467452999509},{"$f":"SUMIFS('MAIN DATA'!H$17:H$1026,'MAIN DATA'!$C$17:$C$1026,$A94)","v":11.513},{"$f":"SUMIFS('MAIN DATA'!I$17:I$1026,'MAIN DATA'!$C$17:$C$1026,$A94)","v":299.66300000000001},{"$f":"SUMIFS('MAIN DATA'!J$17:J$1026,'MAIN DATA'!$C$17:$C$1026,$A94)","v":5.6180000000000003},{"$f":"SUMIFS('MAIN DATA'!K$17:K$1026,'MAIN DATA'!$C$17:$C$1026,$A94)","v":5.6120000000000001},{"$f":"SUMIFS('MAIN DATA'!L$17:L$1026,'MAIN DATA'!$C$17:$C$1026,$A94)","v":70.533000000000001},{"$f":"SUMIFS('MAIN DATA'!M$17:M$1026,'MAIN DATA'!$C$17:$C$1026,$A94)","v":0},{"$f":"SUMIFS('MAIN DATA'!N$17:N$1026,'MAIN DATA'!$C$17:$C$1026,$A94)","v":0}]
["S5","S",{"$f":"SUMIFS('MAIN DATA'!E$17:E$1066,'MAIN DATA'!$C$17:$C$1066,$A95)","v":1779.8448504793018},{"$f":"SUMIFS('MAIN DATA'!F$17:F$1066,'MAIN DATA'!$C$17:$C$1066,$A95)","v":141.23286340586426},{"$f":"SUMIFS('MAIN DATA'!G$17:G$1066,'MAIN DATA'!$C$17:$C$1066,$A95)","v":59.167858742205922},{"$f":"SUMIFS('MAIN DATA'!H$17:H$1026,'MAIN DATA'!$C$17:$C$1026,$A95)","v":201.31300000000002},{"$f":"SUMIFS('MAIN DATA'!I$17:I$1026,'MAIN DATA'!$C$17:$C$1026,$A95)","v":985.10900000000004},{"$f":"SUMIFS('MAIN DATA'!J$17:J$1026,'MAIN DATA'!$C$17:$C$1026,$A95)","v":702.24699999999996},{"$f":"SUMIFS('MAIN DATA'!K$17:K$1026,'MAIN DATA'!$C$17:$C$1026,$A95)","v":9.4939999999999998},{"$f":"SUMIFS('MAIN DATA'!L$17:L$1026,'MAIN DATA'!$C$17:$C$1026,$A95)","v":376.45299999999997},{"$f":"SUMIFS('MAIN DATA'!M$17:M$1026,'MAIN DATA'!$C$17:$C$1026,$A95)","v":0},{"$f":"SUMIFS('MAIN DATA'!N$17:N$1026,'MAIN DATA'!$C$17:$C$1026,$A95)","v":0}]
["S6","S",{"$f":"SUMIFS('MAIN DATA'!E$17:E$1066,'MAIN DATA'!$C$17:$C$1066,$A96)","v":4552.922441623622},{"$f":"SUMIFS('MAIN DATA'!F$17:F$1066,'MAIN DATA'!$C$17:$C$1066,$A96)","v":413.8182567411427},{"$f":"SUMIFS('MAIN DATA'!G$17:G$1066,'MAIN DATA'!$C$17:$C$1066,$A96)","v":204.32563348550883},{"$f":"SUMIFS('MAIN DATA'!H$17:H$1026,'MAIN DATA'!$C$17:$C$1026,$A96)","v":362.67099999999994},{"$f":"SUMIFS('MAIN DATA'!I$17:I$1026,'MAIN DATA'!$C$17:$C$1026,$A96)","v":936.99299999999994},{"$f":"SUMIFS('MAIN DATA'!J$17:J$1026,'MAIN DATA'!$C$17:$C$1026,$A96)","v":2001.6120000000008},{"$f":"SUMIFS('MAIN DATA'!K$17:K$1026,'MAIN DATA'!$C$17:$C$1026,$A96)","v":146.071},{"$f":"SUMIFS('MAIN DATA'!L$17:L$1026,'MAIN DATA'!$C$17:$C$1026,$A96)","v":949.13199999999983},{"$f":"SUMIFS('MAIN DATA'!M$17:M$1026,'MAIN DATA'!$C$17:$C$1026,$A96)","v":0},{"$f":"SUMIFS('MAIN DATA'!N$17:N$1026,'MAIN DATA'!$C$17:$C$1026,$A96)","v":0}]
["T1","T",{"$f":"SUMIFS('MAIN DATA'!E$17:E$1066,'MAIN DATA'!$C$17:$C$1066,$A97)","v":596.2044176421872},{"$f":"SUMIFS('MAIN DATA'!F$17:F$1066,'MAIN DATA'!$C$17:$C$1066,$A97)","v":8.9859828103345372},{"$f":"SUMIFS('MAIN DATA'!G$17:G$1066,'MAIN DATA'!$C$17:$C$1066,$A97)","v":-10.397677156086317},{"$f":"SUMIFS('MAIN DATA'!H$17:H$1026,'MAIN DATA'!$C$17:$C$1026,$A97)","v":24.443000000000005},{"$f":"SUMIFS('MAIN DATA'!I$17:I$1026,'MAIN DATA'!$C$17:$C$1026,$A97)","v":506.12899999999996},{"$f":"SUMIFS('MAIN DATA'!J$17:J$1026,'MAIN DATA'!$C$17:$C$1026,$A97)","v":317.13300000000004},{"$f":"SUMIFS('MAIN DATA'!K$17:K$1026,'MAIN DATA'!$C$17:$C$1026,$A97)","v":170.398},{"$f":"SUMIFS('MAIN DATA'!L$17:L$1026,'MAIN DATA'!$C$17:$C$1026,$A97)","v":118.55},{"$f":"SUMIFS('MAIN DATA'!M$17:M$1026,'MAIN DATA'!$C$17:$C$1026,$A97)","v":0},{"$f":"SUMIFS('MAIN DATA'!N$17:N$1026,'MAIN DATA'!$C$17:$C$1026,$A97)","v":0}]
["T2","T",{"$f":"SUMIFS('MAIN DATA'!E$17:E$1066,'MAIN DATA'!$C$17:$C$1066,$A98)","v":1138.8976294649485},{"$f":"SUMIFS('MAIN DATA'!F$17:F$1066,'MAIN DATA'!$C$17:$C$1066,$A98)","v":127.43924779015188},{"$f":"SUMIFS('MAIN DATA'!G$17:G$1066,'MAIN DATA'!$C$17:$C$1066,$A98)","v":112.35278902147424},{"$f":"SUMIFS('MAIN DATA'!H$17:H$1026,'MAIN DATA'!$C$17:$C$1026,$A98)","v":55.494},{"$f":"SUMIFS('MAIN DATA'!I$17:I$1026,'MAIN DATA'!$C$17:$C$1026,$A98)","v":477.43799999999999},{"$f":"SUMIFS('MAIN DATA'!J$17:J$1026,'MAIN DATA'!$C$17:$C$1026,$A98)","v":347.14800000000002},{"$f":"SUMIFS('MAIN DATA'!K$17:K$1026,'MAIN DATA'!$C$17:$C$1026,$A98)","v":2.9830000000000001},{"$f":"SUMIFS('MAIN DATA'!L$17:L$1026,'MAIN DATA'!$C$17:$C$1026,$A98)","v":145.86799999999999},{"$f":"SUMIFS('MAIN DATA'!M$17:M$1026,'MAIN DATA'!$C$17:$C$1026,$A98)","v":0},{"$f":"SUMIFS('MAIN DATA'!N$17:N$1026,'MAIN DATA'!$C$17:$C$1026,$A98)","v":0}]
["T3","T",{"$f":"SUMIFS('MAIN DATA'!E$17:E$1066,'MAIN DATA'!$C$17:$C$1066,$A99)","v":109.33050102042219},{"$f":"SUMIFS('MAIN DATA'!F$17:F$1066,'MAIN DATA'!$C$17:$C$1066,$A99)","v":1.7424288890366677},{"$f":"SUMIFS('MAIN DATA'!G$17:G$1066,'MAIN DATA'!$C$17:$C$1066,$A99)","v":-1.1800413268447749},{"$f":"SUMIFS('MAIN DATA'!H$17:H$1026,'MAIN DATA'!$C$17:$C$1026,$A99)","v":3.5619999999999998},{"$f":"SUMIFS('MAIN DATA'!I$17:I$1026,'MAIN DATA'!$C$17:$C$1026,$A99)","v":166.78700000000001},{"$f":"SUMIFS('MAIN DATA'!J$17:J$1026,'MAIN DATA'!$C$17:$C$1026,$A99)","v":116.72799999999999},{"$f":"SUMIFS('MAIN DATA'!K$17:K$1026,'MAIN DATA'!$C$17:$C$1026,$A99)","v":51.61},{"$f":"SUMIFS('MAIN DATA'!L$17:L$1026,'MAIN DATA'!$C$17:$C$1026,$A99)","v":46.484999999999999},{"$f":"SUMIFS('MAIN DATA'!M$17:M$1026,'MAIN DATA'!$C$17:$C$1026,$A99)","v":0},{"$f":"SUMIFS('MAIN DATA'!N$17:N$1026,'MAIN DATA'!$C$17:$C$1026,$A99)","v":0}]
["T4","T",{"$f":"SUMIFS('MAIN DATA'!E$17:E$1066,'MAIN DATA'!$C$17:$C$1066,$A100)","v":688.16529255906357},{"$f":"SUMIFS('MAIN DATA'!F$17:F$1066,'MAIN DATA'!$C$17:$C$1066,$A100)","v":-11.491740841293407},{"$f":"SUMIFS('MAIN DATA'!G$17:G$1066,'MAIN DATA'!$C$17:$C$1066,$A100)","v":-27.613262095124824},{"$f":"SUMIFS('MAIN DATA'!H$17:H$1026,'MAIN DATA'!$C$17:$C$1026,$A100)","v":119.74999999999999},{"$f":"SUMIFS('MAIN DATA'!I$17:I$1026,'MAIN DATA'!$C$17:$C$1026,$A100)","v":419.86200000000002},{"$f":"SUMIFS('MAIN DATA'!J$17:J$1026,'MAIN DATA'!$C$17:$C$1026,$A100)","v":114.92999999999999},{"$f":"SUMIFS('MAIN DATA'!K$17:K$1026,'MAIN DATA'!$C$17:$C$1026,$A100)","v":44.991},{"$f":"SUMIFS('MAIN DATA'!L$17:L$1026,'MAIN DATA'!$C$17:$C$1026,$A100)","v":174.04199999999997},{"$f":"SUMIFS('MAIN DATA'!M$17:M$1026,'MAIN DATA'!$C$17:$C$1026,$A100)","v":0},{"$f":"SUMIFS('MAIN DATA'!N$17:N$1026,'MAIN DATA'!$C$17:$C$1026,$A100)","v":0}]
["T5","T",{"$f":"SUMIFS('MAIN DATA'!E$17:E$1066,'MAIN DATA'!$C$17:$C$1066,$A101)","v":174.85536841820229},{"$f":"SUMIFS('MAIN DATA'!F$17:F$1066,'MAIN DATA'!$C$17:$C$1066,$A101)","v":4.8055125609363714},{"$f":"SUMIFS('MAIN DATA'!G$17:G$1066,'MAIN DATA'!$C$17:$C$1066,$A101)","v":-2.50504831181473},{"$f":"SUMIFS('MAIN DATA'!H$17:H$1026,'MAIN DATA'!$C$17:$C$1026,$A101)","v":8.7080000000000002},{"$f":"SUMIFS('MAIN DATA'!I$17:I$1026,'MAIN DATA'!$C$17:$C$1026,$A101)","v":274.24900000000002},{"$f":"SUMIFS('MAIN DATA'!J$17:J$1026,'MAIN DATA'!$C$17:$C$1026,$A101)","v":185.59},{"$f":"SUMIFS('MAIN DATA'!K$17:K$1026,'MAIN DATA'!$C$17:$C$1026,$A101)","v":35.590999999999994},{"$f":"SUMIFS('MAIN DATA'!L$17:L$1026,'MAIN DATA'!$C$17:$C$1026,$A101)","v":68.17},{"$f":"SUMIFS('MAIN DATA'!M$17:M$1026,'MAIN DATA'!$C$17:$C$1026,$A101)","v":0},{"$f":"SUMIFS('MAIN DATA'!N$17:N$1026,'MAIN DATA'!$C$17:$C$1026,$A101)","v":0}]
["T6","T",{"$f":"SUMIFS('MAIN DATA'!E$17:E$1066,'MAIN DATA'!$C$17:$C$1066,$A102)","v":0},{"$f":"SUMIFS('MAIN DATA'!F$17:F$1066,'MAIN DATA'!$C$17:$C$1066,$A102)","v":0},{"$f":"SUMIFS('MAIN DATA'!G$17:G$1066,'MAIN DATA'!$C$17:$C$1066,$A102)","v":0},{"$f":"SUMIFS('MAIN DATA'!H$17:H$1026,'MAIN DATA'!$C$17:$C$1026,$A102)","v":0},{"$f":"SUMIFS('MAIN DATA'!I$17:I$1026,'MAIN DATA'!$C$17:$C$1026,$A102)","v":0},{"$f":"SUMIFS('MAIN DATA'!J$17:J$1026,'MAIN DATA'!$C$17:$C$1026,$A102)","v":0},{"$f":"SUMIFS('MAIN DATA'!K$17:K$1026,'MAIN DATA'!$C$17:$C$1026,$A102)","v":0},{"$f":"SUMIFS('MAIN DATA'!L$17:L$1026,'MAIN DATA'!$C$17:$C$1026,$A102)","v":0},{"$f":"SUMIFS('MAIN DATA'!M$17:M$1026,'MAIN DATA'!$C$17:$C$1026,$A102)","v":0},{"$f":"SUMIFS('MAIN DATA'!N$17:N$1026,'MAIN DATA'!$C$17:$C$1026,$A102)","v":0}]

{"sheet":"Generation ->","index":7,"n_rows":0,"n_cols":0,"rows_kept":0,"cut":false,"hidden":false,"merged":[]}

{"sheet":"DG","index":8,"n_rows":71161,"n_cols":10,"rows_kept":4500,"cut":true,"hidden":false,"merged":[],"bounds":{"rows_first":2000,"rows_last":500,"rows_between":2000,"halvings":0}}
[]
[null,null,null,null,null,null,null,null,null,"All values given in MW"]
["scenario","tech","year","etys_location","capacity","wintpk","summam","summpm"]
["EE","Hydro",24,"ALNE_P",3.8,3.23,0.65,0.91]
["EE","Hydro",24,"BROA_P",1.99,1.69,0.34,0.48]
["EE","Hydro",24,"CAFA",12,10.18,2.04,2.88]
["EE","Hydro",24,"CARR_1",1.44,1.22,0.24,0.34]
["EE","Hydro",24,"CEAN_P",1.75,1.49,0.3,0.42]
["EE","Hydro",24,"CHTE_1",3.7,3.14,0.63,0.89]
["EE","Hydro",24,"EAST",15.2,12.9,2.58,3.65]
["EE","Hydro",24,"FWIL_P",13.59,11.53,2.31,3.26]
["EE","Hydro",24,"GLLE",24,20.37,4.08,5.76]
["EE","Hydro",24,"GRUB_P",52.85,44.86,8.99,12.69]
["EE","Hydro",24,"G_EXTRA_14",0,0,0,0]
["EE","Hydro",24,"G_EXTRA_18",0,0,0,0]
["EE","Hydro",24,"HARK_1",9.5,8.06,1.62,2.2799999999999998]
["EE","Hydro",24,"KEOO",26,22.07,4.42,6.24]
["EE","Hydro",24,"KIIN_P",5.04,4.28,0.86,1.21]
["EE","Hydro",24,"KINL_P",28.97,24.59,4.93,6.95]
["EE","Hydro",24,"LAND1",2.62,2.23,0.45,0.63]
["EE","Hydro",24,"LINM",17,14.43,2.89,4.08]
["EE","Hydro",24,"MELK_1",2.54,2.15,0.43,0.61]
["EE","Hydro",24,"OSBA_1",6,5.09,1.02,1.44]
["EE","Hydro",24,"PORA_P",3.04,2.58,0.52,0.73]
["EE","Hydro",24,"RASS_1",5.3,4.5,0.9,1.27]
["EE","Hydro",24,"SHIN_P",8.83,7.5,1.5,2.12]
["EE","Hydro",24,"STLE",1.5,1.27,0.26,0.36]
["EE","Hydro",24,"SWAN_1",7.44,6.31,1.26,1.79]
["EE","Hydro",24,"TARL_P",2,1.7,0.34,0.48]
["EE","Hydro",24,"TAYN_P",20.71,17.579999999999998,3.52,4.97]
["EE","Hydro",24,"THSO_P",10.45,8.8699999999999992,1.78,2.5099999999999998]
["EE","Hydro",24,"TONG",33,28.01,5.61,7.92]
["EE","Hydro",24,"TUMB_P",3.99,3.39,0.68,0.96]
["EE","Hydro",25,"ALNE_P",4.07,3.45,0.69,0.98]
["EE","Hydro",25,"BROA_P",2.13,1.81,0.36,0.51]
["EE","Hydro",25,"CAFA",11.23,9.5299999999999994,1.91,2.69]
["EE","Hydro",25,"CARR_1",1.67,1.42,0.28000000000000003,0.4]
["EE","Hydro",25,"CEAN_P",1.87,1.59,0.32,0.45]
["EE","Hydro",25,"CHTE_1",4.3,3.65,0.73,1.03]
["EE","Hydro",25,"EAST",14.22,12.07,2.42,3.41]
["EE","Hydro",25,"FWIL_P",14.55,12.35,2.4700000000000002,3.49]
["EE","Hydro",25,"GLLE",22.45,19.05,3.82,5.39]
["EE","Hydro",25,"GRUB_P",56.58,48.02,9.6199999999999992,13.58]
["EE","Hydro",25,"G_EXTRA_14",0,0,0,0]
["EE","Hydro",25,"G_EXTRA_18",0,0,0,0]
["EE","Hydro",25,"HARK_1",11.05,9.3800000000000008,1.88,2.65]
["EE","Hydro",25,"KEOO",24.32,20.64,4.13,5.84]
["EE","Hydro",25,"KIIN_P",5.39,4.58,0.92,1.29]
["EE","Hydro",25,"KINL_P",31.01,26.32,5.27,7.44]
["EE","Hydro",25,"LAND1",3.05,2.59,0.52,0.73]
["EE","Hydro",25,"LINM",15.9,13.5,2.7,3.82]
["EE","Hydro",25,"MELK_1",2.95,2.5,0.5,0.71]
["EE","Hydro",25,"OSBA_1",6.98,5.92,1.19,1.67]
["EE","Hydro",25,"PORA_P",3.26,2.77,0.55000000000000004,0.78]
["EE","Hydro",25,"RASS_1",6.16,5.23,1.05,1.48]
["EE","Hydro",25,"SHIN_P",9.4600000000000009,8.0299999999999994,1.61,2.27]
["EE","Hydro",25,"STLE",1.4,1.19,0.24,0.34]
["EE","Hydro",25,"SWAN_1",8.65,7.34,1.47,2.08]
["EE","Hydro",25,"TARL_P",2.14,1.82,0.36,0.51]
["EE","Hydro",25,"TAYN_P",22.17,18.82,3.77,5.32]
["EE","Hydro",25,"THSO_P",11.19,9.49,1.9,2.68]
["EE","Hydro",25,"TONG",30.87,26.2,5.25,7.41]
["EE","Hydro",25,"TUMB_P",4.28,3.63,0.73,1.03]
["EE","Hydro",26,"ALNE_P",4.2,3.57,0.71,1.01]
["EE","Hydro",26,"BROA_P",2.2000000000000002,1.87,0.37,0.53]
["EE","Hydro",26,"CAFA",11.59,9.84,1.97,2.78]
["EE","Hydro",26,"CARR_1",1.72,1.46,0.28999999999999998,0.41]
["EE","Hydro",26,"CEAN_P",1.93,1.64,0.33,0.46]
["EE","Hydro",26,"CHTE_1",4.4400000000000004,3.77,0.76,1.07]
["EE","Hydro",26,"EAST",14.68,12.46,2.5,3.52]
["EE","Hydro",26,"FWIL_P",15.02,12.75,2.5499999999999998,3.61]
["EE","Hydro",26,"GLLE",23.19,19.68,3.94,5.56]
["EE","Hydro",26,"GRUB_P",58.43,49.59,9.93,14.02]
["EE","Hydro",26,"G_EXTRA_14",0,0,0,0]
["EE","Hydro",26,"G_EXTRA_18",0,0,0,0]
["EE","Hydro",26,"HARK_1",11.41,9.68,1.94,2.74]
["EE","Hydro",26,"KEOO",25.12,21.32,4.2699999999999996,6.03]
["EE","Hydro",26,"KIIN_P",5.57,4.7300000000000004,0.95,1.34]
["EE","Hydro",26,"KINL_P",32.03,27.18,5.45,7.69]
["EE","Hydro",26,"LAND1",3.15,2.67,0.54,0.76]
["EE","Hydro",26,"LINM",16.420000000000002,13.94,2.79,3.94]
["EE","Hydro",26,"MELK_1",3.04,2.58,0.52,0.73]
["EE","Hydro",26,"OSBA_1",7.21,6.12,1.23,1.73]
["EE","Hydro",26,"PORA_P",3.37,2.86,0.56999999999999995,0.81]
["EE","Hydro",26,"RASS_1",6.37,5.4,1.08,1.53]
["EE","Hydro",26,"SHIN_P",9.77,8.2899999999999991,1.66,2.34]
["EE","Hydro",26,"STLE",1.45,1.23,0.25,0.35]
["EE","Hydro",26,"SWAN_1",8.94,7.58,1.52,2.14]
["EE","Hydro",26,"TARL_P",2.21,1.88,0.38,0.53]
["EE","Hydro",26,"TAYN_P",22.9,19.43,3.89,5.49]
["EE","Hydro",26,"THSO_P",11.55,9.8000000000000007,1.96,2.77]
["EE","Hydro",26,"TONG",31.88,27.06,5.42,7.65]
["EE","Hydro",26,"TUMB_P",4.42,3.75,0.75,1.06]
["EE","Hydro",27,"ALNE_P",4.34,3.68,0.74,1.04]
["EE","Hydro",27,"BROA_P",2.27,1.93,0.39,0.55000000000000004]
["EE","Hydro",27,"CAFA",11.97,10.16,2.04,2.87]
["EE","Hydro",27,"CARR_1",1.78,1.51,0.3,0.43]
["EE","Hydro",27,"CEAN_P",2,1.7,0.34,0.48]
["EE","Hydro",27,"CHTE_1",4.59,3.89,0.78,1.1000000000000001]
["EE","Hydro",27,"EAST",15.16,12.87,2.58,3.64]
["EE","Hydro",27,"FWIL_P",15.51,13.17,2.64,3.72]
["EE","Hydro",27,"GLLE",23.94,20.32,4.07,5.75]
["EE","Hydro",27,"GRUB_P",60.34,51.21,10.26,14.48]
["EE","Hydro",27,"G_EXTRA_14",0,0,0,0]
["EE","Hydro",27,"G_EXTRA_18",0,0,0,0]
["EE","Hydro",27,"HARK_1",11.78,10,2,2.83]
["EE","Hydro",27,"KEOO",25.94,22.01,4.41,6.23]
["EE","Hydro",27,"KIIN_P",5.75,4.88,0.98,1.38]
["EE","Hydro",27,"KINL_P",33.08,28.07,5.62,7.94]
["EE","Hydro",27,"LAND1",3.25,2.76,0.55000000000000004,0.78]
["EE","Hydro",27,"LINM",16.96,14.39,2.88,4.07]
["EE","Hydro",27,"MELK_1",3.14,2.67,0.53,0.75]
["EE","Hydro",27,"OSBA_1",7.44,6.32,1.27,1.79]
["EE","Hydro",27,"PORA_P",3.48,2.95,0.59,0.83]
["EE","Hydro",27,"RASS_1",6.57,5.58,1.1200000000000001,1.58]
["EE","Hydro",27,"SHIN_P",10.09,8.56,1.71,2.42]
["EE","Hydro",27,"STLE",1.5,1.27,0.25,0.36]
["EE","Hydro",27,"SWAN_1",9.23,7.83,1.57,2.21]
["EE","Hydro",27,"TARL_P",2.2799999999999998,1.94,0.39,0.55000000000000004]
["EE","Hydro",27,"TAYN_P",23.64,20.07,4.0199999999999996,5.67]
["EE","Hydro",27,"THSO_P",11.93,10.119999999999999,2.0299999999999998,2.86]
["EE","Hydro",27,"TONG",32.92,27.94,5.6,7.9]
["EE","Hydro",27,"TUMB_P",4.5599999999999996,3.87,0.78,1.0900000000000001]
["EE","Hydro",28,"ALNE_P",4.4800000000000004,3.8,0.76,1.08]
["EE","Hydro",28,"BROA_P",2.35,1.99,0.4,0.56000000000000005]
["EE","Hydro",28,"CAFA",12.36,10.49,2.1,2.97]
["EE","Hydro",28,"CARR_1",1.84,1.56,0.31,0.44]
["EE","Hydro",28,"CEAN_P",2.06,1.75,0.35,0.5]
["EE","Hydro",28,"CHTE_1",4.74,4.0199999999999996,0.81,1.1399999999999999]
["EE","Hydro",28,"EAST",15.66,13.29,2.66,3.76]
["EE","Hydro",28,"FWIL_P",16.02,13.6,2.72,3.84]
["EE","Hydro",28,"GLLE",24.72,20.98,4.2,5.93]
["EE","Hydro",28,"GRUB_P",62.3,52.88,10.59,14.95]
["EE","Hydro",28,"G_EXTRA_14",3.57,3.03,0.61,0.86]
["EE","Hydro",28,"G_EXTRA_18",0,0,0,0]
["EE","Hydro",28,"HARK_1",12.17,10.33,2.0699999999999998,2.92]
["EE","Hydro",28,"KEOO",26.78,22.73,4.55,6.43]
["EE","Hydro",28,"KIIN_P",5.94,5.04,1.01,1.43]
["EE","Hydro",28,"KINL_P",34.15,28.99,5.81,8.1999999999999993]
["EE","Hydro",28,"LAND1",3.36,2.85,0.56999999999999995,0.81]
["EE","Hydro",28,"LINM",17.510000000000002,14.86,2.98,4.2]
["EE","Hydro",28,"MELK_1",3.25,2.76,0.55000000000000004,0.78]
["EE","Hydro",28,"OSBA_1",7.68,6.52,1.31,1.84]
["EE","Hydro",28,"PORA_P",3.59,3.05,0.61,0.86]
["EE","Hydro",28,"RASS_1",6.79,5.76,1.1499999999999999,1.63]
["EE","Hydro",28,"SHIN_P",10.41,8.84,1.77,2.5]
["EE","Hydro",28,"STLE",1.55,1.31,0.26,0.37]
["EE","Hydro",28,"SWAN_1",9.5299999999999994,8.09,1.62,2.29]
["EE","Hydro",28,"TARL_P",2.36,2,0.4,0.56999999999999995]
["EE","Hydro",28,"TAYN_P",24.41,20.72,4.1500000000000004,5.86]
["EE","Hydro",28,"THSO_P",8.75,7.42,1.49,2.1]
["EE","Hydro",28,"TONG",33.99,28.85,5.78,8.16]
["EE","Hydro",28,"TUMB_P",4.71,4,0.8,1.1299999999999999]
["EE","Hydro",29,"ALNE_P",4.62,3.92,0.79,1.1100000000000001]
["EE","Hydro",29,"BROA_P",2.42,2.06,0.41,0.57999999999999996]
["EE","Hydro",29,"CAFA",12.76,10.83,2.17,3.06]
["EE","Hydro",29,"CARR_1",1.9,1.61,0.32,0.46]
["EE","Hydro",29,"CEAN_P",2.13,1.81,0.36,0.51]
["EE","Hydro",29,"CHTE_1",4.8899999999999997,4.1500000000000004,0.83,1.17]
["EE","Hydro",29,"EAST",16.170000000000002,13.72,2.75,3.88]
["EE","Hydro",29,"FWIL_P",16.54,14.04,2.81,3.97]
["EE","Hydro",29,"GLLE",25.53,21.66,4.34,6.13]
["EE","Hydro",29,"GRUB_P",64.33,54.59,10.94,15.44]
["EE","Hydro",29,"G_EXTRA_14",3.69,3.13,0.63,0.89]
["EE","Hydro",29,"G_EXTRA_18",0,0,0,0]
["EE","Hydro",29,"HARK_1",12.56,10.66,2.14,3.01]
["EE","Hydro",29,"KEOO",27.65,23.47,4.7,6.64]
["EE","Hydro",29,"KIIN_P",6.13,5.21,1.04,1.47]
["EE","Hydro",29,"KINL_P",35.26,29.93,5.99,8.4600000000000009]
["EE","Hydro",29,"LAND1",3.47,2.94,0.59,0.83]
["EE","Hydro",29,"LINM",18.079999999999998,15.34,3.07,4.34]
["EE","Hydro",29,"MELK_1",3.35,2.84,0.56999999999999995,0.8]
["EE","Hydro",29,"OSBA_1",7.93,6.73,1.35,1.9]
["EE","Hydro",29,"PORA_P",3.71,3.15,0.63,0.89]
["EE","Hydro",29,"RASS_1",7.01,5.95,1.19,1.68]
["EE","Hydro",29,"SHIN_P",10.75,9.1300000000000008,1.83,2.58]
["EE","Hydro",29,"STLE",1.6,1.35,0.27,0.38]
["EE","Hydro",29,"SWAN_1",9.84,8.35,1.67,2.36]
["EE","Hydro",29,"TARL_P",2.4300000000000002,2.0699999999999998,0.41,0.57999999999999996]
["EE","Hydro",29,"TAYN_P",25.21,21.39,4.29,6.05]
["EE","Hydro",29,"THSO_P",9.0299999999999994,7.66,1.54,2.17]
["EE","Hydro",29,"TONG",35.1,29.79,5.97,8.42]
["EE","Hydro",29,"TUMB_P",4.8600000000000003,4.13,0.83,1.17]
["EE","Hydro",30,"ALNE_P",4.7699999999999996,4.05,0.81,1.1499999999999999]
["EE","Hydro",30,"BROA_P",2.5,2.12,0.43,0.6]
["EE","Hydro",30,"CAFA",13.18,11.18,2.2400000000000002,3.16]
["EE","Hydro",30,"CARR_1",1.96,1.66,0.33,0.47]
["EE","Hydro",30,"CEAN_P",2.2000000000000002,1.87,0.37,0.53]
["EE","Hydro",30,"CHTE_1",5.05,4.29,0.86,1.21]
["EE","Hydro",30,"EAST",16.690000000000001,14.16,2.84,4.01]
["EE","Hydro",30,"FWIL_P",17.079999999999998,14.49,2.9,4.0999999999999996]
["EE","Hydro",30,"GLLE",26.35,22.37,4.4800000000000004,6.32]
["EE","Hydro",30,"GRUB_P",66.41,56.36,11.29,15.94]
["EE","Hydro",30,"G_EXTRA_14",3.81,3.23,0.65,0.91]
["EE","Hydro",30,"G_EXTRA_18",4.33,3.68,0.74,1.04]
["EE","Hydro",30,"HARK_1",12.97,11.01,2.2000000000000002,3.11]
["EE","Hydro",30,"KEOO",28.55,24.23,4.8499999999999996,6.85]
["EE","Hydro",30,"KIIN_P",6.33,5.37,1.08,1.52]
["EE","Hydro",30,"KINL_P",36.4,30.9,6.19,8.74]
["EE","Hydro",30,"LAND1",3.58,3.04,0.61,0.86]
["EE","Hydro",30,"LINM",18.670000000000002,15.84,3.17,4.4800000000000004]
["EE","Hydro",30,"MELK_1",3.46,2.94,0.59,0.83]
["EE","Hydro",30,"OSBA_1",8.19,6.95,1.39,1.97]
["EE","Hydro",30,"PORA_P",3.83,3.25,0.65,0.92]
["EE","Hydro",30,"RASS_1",7.23,6.14,1.23,1.74]
["EE","Hydro",30,"SHIN_P",11.1,9.42,1.89,2.66]
["EE","Hydro",30,"STLE",1.65,1.4,0.28000000000000003,0.4]
["EE","Hydro",30,"SWAN_1",10.16,8.6199999999999992,1.73,2.44]
["EE","Hydro",30,"TARL_P",2.5099999999999998,2.13,0.43,0.6]
["EE","Hydro",30,"TAYN_P",26.02,22.09,4.42,6.25]
["EE","Hydro",30,"THSO_P",4.99,4.2300000000000004,0.85,1.2]
["EE","Hydro",30,"TONG",36.229999999999997,30.75,6.16,8.6999999999999993]
["EE","Hydro",30,"TUMB_P",5.0199999999999996,4.26,0.85,1.2]
["EE","Hydro",31,"ALNE_P",4.9000000000000004,4.16,0.83,1.18]
["EE","Hydro",31,"BROA_P",2.57,2.1800000000000002,0.44,0.62]
["EE","Hydro",31,"CAFA",13.54,11.49,2.2999999999999998,3.25]
["EE","Hydro",31,"CARR_1",2.0099999999999998,1.71,0.34,0.48]
["EE","Hydro",31,"CEAN_P",2.2599999999999998,1.92,0.38,0.54]
["EE","Hydro",31,"CHTE_1",5.19,4.4000000000000004,0.88,1.25]
["EE","Hydro",31,"EAST",17.149999999999999,14.55,2.91,4.12]
["EE","Hydro",31,"FWIL_P",17.54,14.89,2.98,4.21]
["EE","Hydro",31,"GLLE",27.07,22.98,4.5999999999999996,6.5]
["EE","Hydro",31,"GRUB_P",68.22,57.9,11.6,16.37]
["EE","Hydro",31,"G_EXTRA_14",3.91,3.32,0.66,0.94]
["EE","Hydro",31,"G_EXTRA_18",4.45,3.78,0.76,1.07]
["EE","Hydro",31,"HARK_1",13.32,11.31,2.2599999999999998,3.2]
["EE","Hydro",31,"KEOO",29.33,24.89,4.99,7.04]
["EE","Hydro",31,"KIIN_P",6.51,5.52,1.1100000000000001,1.56]
["EE","Hydro",31,"KINL_P",37.4,31.74,6.36,8.98]
["EE","Hydro",31,"LAND1",3.68,3.12,0.63,0.88]
["EE","Hydro",31,"LINM",19.18,16.27,3.26,4.5999999999999996]
["EE","Hydro",31,"MELK_1",3.56,3.02,0.6,0.85]
["EE","Hydro",31,"OSBA_1",8.41,7.14,1.43,2.02]
["EE","Hydro",31,"PORA_P",3.93,3.34,0.67,0.94]
["EE","Hydro",31,"RASS_1",7.43,6.31,1.26,1.78]
["EE","Hydro",31,"SHIN_P",11.4,9.68,1.94,2.74]
["EE","Hydro",31,"STLE",1.69,1.44,0.28999999999999998,0.41]
["EE","Hydro",31,"SWAN_1",10.43,8.86,1.77,2.5]
["EE","Hydro",31,"TARL_P",2.58,2.19,0.44,0.62]
["EE","Hydro",31,"TAYN_P",26.73,22.69,4.54,6.42]
["EE","Hydro",31,"THSO_P",5.13,4.3499999999999996,0.87,1.23]
["EE","Hydro",31,"TONG",37.22,31.59,6.33,8.93]
["EE","Hydro",31,"TUMB_P",5.16,4.38,0.88,1.24]
["EE","Hydro",32,"ALNE_P",5.04,4.28,0.86,1.21]
["EE","Hydro",32,"BROA_P",2.64,2.2400000000000002,0.45,0.63]
["EE","Hydro",32,"CAFA",13.91,11.8,2.36,3.34]
["EE","Hydro",32,"CARR_1",2.0699999999999998,1.75,0.35,0.5]
["EE","Hydro",32,"CEAN_P",2.3199999999999998,1.97,0.39,0.56000000000000005]
["EE","Hydro",32,"CHTE_1",5.33,4.5199999999999996,0.91,1.28]
["EE","Hydro",32,"EAST",17.61,14.95,2.99,4.2300000000000004]
["EE","Hydro",32,"FWIL_P",18.02,15.29,3.06,4.32]
["EE","Hydro",32,"GLLE",27.81,23.6,4.7300000000000004,6.67]
["EE","Hydro",32,"GRUB_P",70.08,59.48,11.91,16.82]
["EE","Hydro",32,"G_EXTRA_14",4.0199999999999996,3.41,0.68,0.96]
["EE","Hydro",32,"G_EXTRA_18",4.57,3.88,0.78,1.1000000000000001]
["EE","Hydro",32,"HARK_1",13.69,11.61,2.33,3.28]
["EE","Hydro",32,"KEOO",30.13,25.57,5.12,7.23]
["EE","Hydro",32,"KIIN_P",6.68,5.67,1.1399999999999999,1.6]
["EE","Hydro",32,"KINL_P",38.42,32.61,6.53,9.2200000000000006]
["EE","Hydro",32,"LAND1",3.78,3.21,0.64,0.91]
["EE","Hydro",32,"LINM",19.7,16.72,3.35,4.7300000000000004]
["EE","Hydro",32,"MELK_1",3.65,3.1,0.62,0.88]
["EE","Hydro",32,"OSBA_1",8.64,7.34,1.47,2.0699999999999998]
["EE","Hydro",32,"PORA_P",4.04,3.43,0.69,0.97]
["EE","Hydro",32,"RASS_1",7.64,6.48,1.3,1.83]
["EE","Hydro",32,"SHIN_P",11.71,9.94,1.99,2.81]
["EE","Hydro",32,"STLE",1.74,1.48,0.3,0.42]
["EE","Hydro",32,"SWAN_1",10.72,9.1,1.82,2.57]
["EE","Hydro",32,"TARL_P",2.65,2.25,0.45,0.64]
["EE","Hydro",32,"TAYN_P",27.46,23.31,4.67,6.59]
["EE","Hydro",32,"THSO_P",5.27,4.47,0.9,1.26]
["EE","Hydro",32,"TONG",38.24,32.450000000000003,6.5,9.18]
["EE","Hydro",32,"TUMB_P",5.3,4.5,0.9,1.27]
["EE","Hydro",33,"ALNE_P",5.18,4.3899999999999997,0.88,1.24]
["EE","Hydro",33,"BROA_P",2.71,2.2999999999999998,0.46,0.65]
["EE","Hydro",33,"CAFA",14.28,12.12,2.4300000000000002,3.43]
["EE","Hydro",33,"CARR_1",2.12,1.8,0.36,0.51]
["EE","Hydro",33,"CEAN_P",2.38,2.02,0.41,0.56999999999999995]
["EE","Hydro",33,"CHTE_1",5.48,4.6500000000000004,0.93,1.31]
["EE","Hydro",33,"EAST",18.09,15.35,3.08,4.34]
["EE","Hydro",33,"FWIL_P",18.510000000000002,15.71,3.15,4.4400000000000004]
["EE","Hydro",33,"GLLE",28.57,24.24,4.8600000000000003,6.86]
["EE","Hydro",33,"GRUB_P",71.989999999999995,61.1,12.24,17.28]
["EE","Hydro",33,"G_EXTRA_14",4.13,3.5,0.7,0.99]
["EE","Hydro",33,"G_EXTRA_18",4.7,3.99,0.8,1.1299999999999999]
["EE","Hydro",33,"HARK_1",14.06,11.93,2.39,3.37]
["EE","Hydro",33,"KEOO",30.95,26.26,5.26,7.43]
["EE","Hydro",33,"KIIN_P",6.86,5.83,1.17,1.65]
["EE","Hydro",33,"KINL_P",39.46,33.49,6.71,9.4700000000000006]
["EE","Hydro",33,"LAND1",3.88,3.29,0.66,0.93]
["EE","Hydro",33,"LINM",20.23,17.170000000000002,3.44,4.8600000000000003]
["EE","Hydro",33,"MELK_1",3.75,3.18,0.64,0.9]
["EE","Hydro",33,"OSBA_1",8.8800000000000008,7.54,1.51,2.13]
["EE","Hydro",33,"PORA_P",4.1500000000000004,3.52,0.71,1]
["EE","Hydro",33,"RASS_1",7.84,6.66,1.33,1.88]
["EE","Hydro",33,"SHIN_P",12.03,10.210000000000001,2.0499999999999998,2.89]
["EE","Hydro",33,"STLE",1.79,1.52,0.3,0.43]
["EE","Hydro",33,"SWAN_1",11.01,9.34,1.87,2.64]
["EE","Hydro",33,"TARL_P",2.72,2.31,0.46,0.65]
["EE","Hydro",33,"TAYN_P",28.21,23.94,4.8,6.77]
["EE","Hydro",33,"THSO_P",5.41,4.59,0.92,1.3]
["EE","Hydro",33,"TONG",39.28,33.340000000000003,6.68,9.43]
["EE","Hydro",33,"TUMB_P",5.44,4.62,0.93,1.31]
["EE","Hydro",34,"ALNE_P",5.32,4.51,0.9,1.28]
["EE","Hydro",34,"BROA_P",2.78,2.36,0.47,0.67]
["EE","Hydro",34,"CAFA",14.67,12.45,2.4900000000000002,3.52]
["EE","Hydro",34,"CARR_1",2.1800000000000002,1.85,0.37,0.52]
["EE","Hydro",34,"CEAN_P",2.4500000000000002,2.08,0.42,0.59]
["EE","Hydro",34,"CHTE_1",5.62,4.7699999999999996,0.96,1.35]
["EE","Hydro",34,"EAST",18.579999999999998,15.77,3.16,4.46]
["EE","Hydro",34,"FWIL_P",19.010000000000002,16.14,3.23,4.5599999999999996]
["EE","Hydro",34,"GLLE",29.34,24.9,4.99,7.04]
["EE","Hydro",34,"GRUB_P",73.94,62.75,12.57,17.75]
["EE","Hydro",34,"G_EXTRA_14",4.24,3.6,0.72,1.02]
["EE","Hydro",34,"G_EXTRA_18",4.82,4.09,0.82,1.1599999999999999]
["EE","Hydro",34,"HARK_1",14.44,12.25,2.4500000000000002,3.47]
["EE","Hydro",34,"KEOO",31.79,26.98,5.4,7.63]
["EE","Hydro",34,"KIIN_P",7.05,5.98,1.2,1.69]
["EE","Hydro",34,"KINL_P",40.53,34.4,6.89,9.73]
["EE","Hydro",34,"LAND1",3.99,3.38,0.68,0.96]
["EE","Hydro",34,"LINM",20.78,17.64,3.53,4.99]
["EE","Hydro",34,"MELK_1",3.85,3.27,0.65,0.92]
["EE","Hydro",34,"OSBA_1",9.1199999999999992,7.74,1.55,2.19]
["EE","Hydro",34,"PORA_P",4.26,3.62,0.72,1.02]
["EE","Hydro",34,"RASS_1",8.06,6.84,1.37,1.93]
["EE","Hydro",34,"SHIN_P",12.36,10.49,2.1,2.97]
["EE","Hydro",34,"STLE",1.83,1.56,0.31,0.44]
["EE","Hydro",34,"SWAN_1",11.31,9.6,1.92,2.71]
["EE","Hydro",34,"TARL_P",2.8,2.37,0.48,0.67]
["EE","Hydro",34,"TAYN_P",28.97,24.59,4.93,6.95]
["EE","Hydro",34,"THSO_P",5.56,4.71,0.94,1.33]
["EE","Hydro",34,"TONG",40.340000000000003,34.24,6.86,9.68]
["EE","Hydro",34,"TUMB_P",5.59,4.74,0.95,1.34]
["EE","Hydro",35,"ALNE_P",5.46,4.63,0.93,1.31]
["EE","Hydro",35,"BROA_P",2.86,2.4300000000000002,0.49,0.69]
["EE","Hydro",35,"CAFA",15.07,12.79,2.56,3.62]
["EE","Hydro",35,"CARR_1",2.2400000000000002,1.9,0.38,0.54]
["EE","Hydro",35,"CEAN_P",2.5099999999999998,2.13,0.43,0.6]
["EE","Hydro",35,"CHTE_1",5.78,4.9000000000000004,0.98,1.39]
["EE","Hydro",35,"EAST",19.09,16.2,3.24,4.58]
["EE","Hydro",35,"FWIL_P",19.53,16.57,3.32,4.6900000000000004]
["EE","Hydro",35,"GLLE",30.13,25.58,5.12,7.23]
["EE","Hydro",35,"GRUB_P",75.94,64.45,12.91,18.23]
["EE","Hydro",35,"G_EXTRA_14",4.3499999999999996,3.7,0.74,1.05]
["EE","Hydro",35,"G_EXTRA_18",4.95,4.21,0.84,1.19]
["EE","Hydro",35,"HARK_1",14.83,12.59,2.52,3.56]
["EE","Hydro",35,"KEOO",32.65,27.71,5.55,7.84]
["EE","Hydro",35,"KIIN_P",7.24,6.15,1.23,1.74]
["EE","Hydro",35,"KINL_P",41.63,35.33,7.08,9.99]
["EE","Hydro",35,"LAND1",4.09,3.47,0.7,0.98]
["EE","Hydro",35,"LINM",21.35,18.12,3.63,5.12]
["EE","Hydro",35,"MELK_1",3.96,3.36,0.67,0.95]
["EE","Hydro",35,"OSBA_1",9.3699999999999992,7.95,1.59,2.25]
["EE","Hydro",35,"PORA_P",4.38,3.71,0.74,1.05]
["EE","Hydro",35,"RASS_1",8.27,7.02,1.41,1.99]
["EE","Hydro",35,"SHIN_P",12.69,10.77,2.16,3.05]
["EE","Hydro",35,"STLE",1.88,1.6,0.32,0.45]
["EE","Hydro",35,"SWAN_1",11.61,9.86,1.97,2.79]
["EE","Hydro",35,"TARL_P",2.87,2.44,0.49,0.69]
["EE","Hydro",35,"TAYN_P",29.76,25.26,5.0599999999999996,7.14]
["EE","Hydro",35,"THSO_P",5.71,4.84,0.97,1.37]
["EE","Hydro",35,"TONG",41.44,35.17,7.04,9.94]
["EE","Hydro",35,"TUMB_P",5.74,4.87,0.98,1.38]
["EE","Hydro",36,"ALNE_P",5.58,4.74,0.95,1.34]
["EE","Hydro",36,"BROA_P",2.92,2.48,0.5,0.7]
["EE","Hydro",36,"CAFA",15.4,13.07,2.62,3.7]
["EE","Hydro",36,"CARR_1",2.29,1.94,0.39,0.55000000000000004]
["EE","Hydro",36,"CEAN_P",2.57,2.1800000000000002,0.44,0.62]
["EE","Hydro",36,"CHTE_1",5.9,5.01,1,1.42]
["EE","Hydro",36,"EAST",19.510000000000002,16.55,3.32,4.68]
["EE","Hydro",36,"FWIL_P",19.96,16.940000000000001,3.39,4.79]
["EE","Hydro",36,"GLLE",30.8,26.14,5.24,7.39]
["EE","Hydro",36,"GRUB_P",77.61,65.87,13.19,18.63]
["EE","Hydro",36,"G_EXTRA_14",4.45,3.78,0.76,1.07]
["EE","Hydro",36,"G_EXTRA_18",5.0599999999999996,4.3,0.86,1.22]
["EE","Hydro",36,"HARK_1",15.16,12.86,2.58,3.64]
["EE","Hydro",36,"KEOO",33.36,28.32,5.67,8.01]
["EE","Hydro",36,"KIIN_P",7.4,6.28,1.26,1.78]
["EE","Hydro",36,"KINL_P",42.55,36.11,7.23,10.210000000000001]
["EE","Hydro",36,"LAND1",4.18,3.55,0.71,1]
["EE","Hydro",36,"LINM",21.82,18.510000000000002,3.71,5.24]
["EE","Hydro",36,"MELK_1",4.04,3.43,0.69,0.97]
["EE","Hydro",36,"OSBA_1",9.57,8.1199999999999992,1.63,2.2999999999999998]
["EE","Hydro",36,"PORA_P",4.47,3.79,0.76,1.07]
["EE","Hydro",36,"RASS_1",8.4600000000000009,7.18,1.44,2.0299999999999998]
["EE","Hydro",36,"SHIN_P",12.97,11.01,2.21,3.11]
["EE","Hydro",36,"STLE",1.92,1.63,0.33,0.46]
["EE","Hydro",36,"SWAN_1",11.87,10.07,2.02,2.85]
["EE","Hydro",36,"TARL_P",2.94,2.4900000000000002,0.5,0.7]
["EE","Hydro",36,"TAYN_P",30.41,25.81,5.17,7.3]
["EE","Hydro",36,"THSO_P",5.83,4.95,0.99,1.4]
["EE","Hydro",36,"TONG",42.35,35.94,7.2,10.16]
["EE","Hydro",36,"TUMB_P",5.87,4.9800000000000004,1,1.41]
["EE","Hydro",37,"ALNE_P",5.7,4.84,0.97,1.37]
["EE","Hydro",37,"BROA_P",2.99,2.5299999999999998,0.51,0.72]
["EE","Hydro",37,"CAFA",15.74,13.36,2.68,3.78]
["EE","Hydro",37,"CARR_1",2.34,1.99,0.4,0.56000000000000005]
["EE","Hydro",37,"CEAN_P",2.63,2.23,0.45,0.63]
["EE","Hydro",37,"CHTE_1",6.03,5.12,1.03,1.45]
["EE","Hydro",37,"EAST",19.93,16.920000000000002,3.39,4.78]
["EE","Hydro",37,"FWIL_P",20.39,17.309999999999999,3.47,4.8899999999999997]
["EE","Hydro",37,"GLLE",31.47,26.71,5.35,7.55]
["EE","Hydro",37,"GRUB_P",79.319999999999993,67.319999999999993,13.48,19.04]
["EE","Hydro",37,"G_EXTRA_14",4.55,3.86,0.77,1.0900000000000001]
["EE","Hydro",37,"G_EXTRA_18",5.17,4.3899999999999997,0.88,1.24]
["EE","Hydro",37,"HARK_1",15.49,13.15,2.63,3.72]
["EE","Hydro",37,"KEOO",34.1,28.94,5.8,8.18]
["EE","Hydro",37,"KIIN_P",7.56,6.42,1.29,1.82]
["EE","Hydro",37,"KINL_P",43.48,36.9,7.39,10.44]
["EE","Hydro",37,"LAND1",4.2699999999999996,3.63,0.73,1.03]
["EE","Hydro",37,"LINM",22.29,18.920000000000002,3.79,5.35]
["EE","Hydro",37,"MELK_1",4.13,3.51,0.7,0.99]
["EE","Hydro",37,"OSBA_1",9.7799999999999994,8.3000000000000007,1.66,2.35]
["EE","Hydro",37,"PORA_P",4.57,3.88,0.78,1.1000000000000001]
["EE","Hydro",37,"RASS_1",8.64,7.33,1.47,2.0699999999999998]
["EE","Hydro",37,"SHIN_P",13.26,11.25,2.25,3.18]
["EE","Hydro",37,"STLE",1.97,1.67,0.33,0.47]
["EE","Hydro",37,"SWAN_1",12.13,10.29,2.06,2.91]
["EE","Hydro",37,"TARL_P",3,2.5499999999999998,0.51,0.72]
["EE","Hydro",37,"TAYN_P",31.08,26.38,5.28,7.46]
["EE","Hydro",37,"THSO_P",5.96,5.0599999999999996,1.01,1.43]
["EE","Hydro",37,"TONG",43.28,36.729999999999997,7.36,10.39]
["EE","Hydro",37,"TUMB_P",6,5.09,1.02,1.44]
["EE","Hydro",38,"ALNE_P",5.83,4.95,0.99,1.4]
["EE","Hydro",38,"BROA_P",3.05,2.59,0.52,0.73]
["EE","Hydro",38,"CAFA",16.079999999999998,13.65,2.73,3.86]
["EE","Hydro",38,"CARR_1",2.39,2.0299999999999998,0.41,0.56999999999999995]
["EE","Hydro",38,"CEAN_P",2.68,2.2799999999999998,0.46,0.64]
["EE","Hydro",38,"CHTE_1",6.16,5.23,1.05,1.48]
["EE","Hydro",38,"EAST",20.37,17.29,3.46,4.8899999999999997]
["EE","Hydro",38,"FWIL_P",20.84,17.690000000000001,3.54,5]
["EE","Hydro",38,"GLLE",32.159999999999997,27.3,5.47,7.72]
["EE","Hydro",38,"GRUB_P",81.05,68.790000000000006,13.78,19.45]
["EE","Hydro",38,"G_EXTRA_14",4.6500000000000004,3.94,0.79,1.1200000000000001]
["EE","Hydro",38,"G_EXTRA_18",5.29,4.49,0.9,1.27]
["EE","Hydro",38,"HARK_1",15.83,13.43,2.69,3.8]
["EE","Hydro",38,"KEOO",34.840000000000003,29.57,5.92,8.36]
["EE","Hydro",38,"KIIN_P",7.73,6.56,1.31,1.85]
["EE","Hydro",38,"KINL_P",44.43,37.71,7.55,10.66]
["EE","Hydro",38,"LAND1",4.37,3.71,0.74,1.05]
["EE","Hydro",38,"LINM",22.78,19.34,3.87,5.47]
["EE","Hydro",38,"MELK_1",4.22,3.58,0.72,1.01]
["EE","Hydro",38,"OSBA_1",10,8.48,1.7,2.4]
["EE","Hydro",38,"PORA_P",4.67,3.96,0.79,1.1200000000000001]
["EE","Hydro",38,"RASS_1",8.83,7.49,1.5,2.12]
["EE","Hydro",38,"SHIN_P",13.55,11.5,2.2999999999999998,3.25]
["EE","Hydro",38,"STLE",2.0099999999999998,1.71,0.34,0.48]
["EE","Hydro",38,"SWAN_1",12.4,10.52,2.11,2.97]
["EE","Hydro",38,"TARL_P",3.07,2.6,0.52,0.74]
["EE","Hydro",38,"TAYN_P",31.76,26.96,5.4,7.62]
["EE","Hydro",38,"THSO_P",6.09,5.17,1.04,1.46]
["EE","Hydro",38,"TONG",44.22,37.53,7.52,10.61]
["EE","Hydro",38,"TUMB_P",6.13,5.2,1.04,1.47]
["EE","Hydro",39,"ALNE_P",5.95,5.05,1.01,1.43]
["EE","Hydro",39,"BROA_P",3.12,2.65,0.53,0.75]
["EE","Hydro",39,"CAFA",16.43,13.95,2.79,3.94]
["EE","Hydro",39,"CARR_1",2.44,2.0699999999999998,0.42,0.59]
["EE","Hydro",39,"CEAN_P",2.74,2.33,0.47,0.66]
["EE","Hydro",39,"CHTE_1",6.3,5.35,1.07,1.51]
["EE","Hydro",39,"EAST",20.82,17.670000000000002,3.54,5]
["EE","Hydro",39,"FWIL_P",21.3,18.07,3.62,5.1100000000000003]
["EE","Hydro",39,"GLLE",32.869999999999997,27.89,5.59,7.89]
["EE","Hydro",39,"GRUB_P",82.82,70.290000000000006,14.08,19.88]
["EE","Hydro",39,"G_EXTRA_14",4.75,4.03,0.81,1.1399999999999999]
["EE","Hydro",39,"G_EXTRA_18",5.4,4.59,0.92,1.3]
["EE","Hydro",39,"HARK_1",16.170000000000002,13.73,2.75,3.88]
["EE","Hydro",39,"KEOO",35.6,30.22,6.05,8.5500000000000007]
["EE","Hydro",39,"KIIN_P",7.9,6.7,1.34,1.9]
["EE","Hydro",39,"KINL_P",45.4,38.53,7.72,10.9]
["EE","Hydro",39,"LAND1",4.46,3.79,0.76,1.07]
["EE","Hydro",39,"LINM",23.28,19.760000000000002,3.96,5.59]
["EE","Hydro",39,"MELK_1",4.32,3.66,0.73,1.04]
["EE","Hydro",39,"OSBA_1",10.210000000000001,8.67,1.74,2.4500000000000002]
["EE","Hydro",39,"PORA_P",4.7699999999999996,4.05,0.81,1.1499999999999999]
["EE","Hydro",39,"RASS_1",9.02,7.66,1.53,2.17]
["EE","Hydro",39,"SHIN_P",13.84,11.75,2.35,3.32]
["EE","Hydro",39,"STLE",2.0499999999999998,1.74,0.35,0.49]
["EE","Hydro",39,"SWAN_1",12.67,10.75,2.15,3.04]
["EE","Hydro",39,"TARL_P",3.13,2.66,0.53,0.75]
["EE","Hydro",39,"TAYN_P",32.450000000000003,27.54,5.52,7.79]
["EE","Hydro",39,"THSO_P",6.22,5.28,1.06,1.49]
["EE","Hydro",39,"TONG",45.19,38.35,7.68,10.85]
["EE","Hydro",39,"TUMB_P",6.26,5.31,1.06,1.5]
["EE","Hydro",40,"ALNE_P",6.08,5.16,1.03,1.46]
["EE","Hydro",40,"BROA_P",3.19,2.7,0.54,0.76]
["EE","Hydro",40,"CAFA",16.79,14.25,2.85,4.03]
["EE","Hydro",40,"CARR_1",2.5,2.12,0.42,0.6]
["EE","Hydro",40,"CEAN_P",2.8,2.38,0.48,0.67]
["EE","Hydro",40,"CHTE_1",6.44,5.46,1.0900000000000001,1.54]
["EE","Hydro",40,"EAST",21.27,18.05,3.62,5.0999999999999996]
["EE","Hydro",40,"FWIL_P",21.76,18.47,3.7,5.22]
["EE","Hydro",40,"GLLE",33.58,28.5,5.71,8.06]
["EE","Hydro",40,"GRUB_P",84.63,71.83,14.39,20.309999999999999]
["EE","Hydro",40,"G_EXTRA_14",4.8499999999999996,4.12,0.82,1.1599999999999999]
["EE","Hydro",40,"G_EXTRA_18",5.52,4.6900000000000004,0.94,1.33]
["EE","Hydro",40,"HARK_1",16.53,14.03,2.81,3.97]
["EE","Hydro",40,"KEOO",36.380000000000003,30.88,6.18,8.73]
["EE","Hydro",40,"KIIN_P",8.07,6.85,1.37,1.94]
["EE","Hydro",40,"KINL_P",46.39,39.369999999999997,7.89,11.13]
["EE","Hydro",40,"LAND1",4.5599999999999996,3.87,0.78,1.0900000000000001]
["EE","Hydro",40,"LINM",23.79,20.190000000000001,4.04,5.71]
["EE","Hydro",40,"MELK_1",4.41,3.74,0.75,1.06]
["EE","Hydro",40,"OSBA_1",10.44,8.86,1.77,2.5099999999999998]
["EE","Hydro",40,"PORA_P",4.88,4.1399999999999997,0.83,1.17]
["EE","Hydro",40,"RASS_1",9.2200000000000006,7.82,1.57,2.21]
["EE","Hydro",40,"SHIN_P",14.15,12.01,2.4,3.4]
["EE","Hydro",40,"STLE",2.1,1.78,0.36,0.5]
["EE","Hydro",40,"SWAN_1",12.94,10.98,2.2000000000000002,3.11]
["EE","Hydro",40,"TARL_P",3.2,2.72,0.54,0.77]
["EE","Hydro",40,"TAYN_P",33.159999999999997,28.14,5.64,7.96]
["EE","Hydro",40,"THSO_P",6.36,5.4,1.08,1.53]
["EE","Hydro",40,"TONG",46.18,39.19,7.85,11.08]
["EE","Hydro",40,"TUMB_P",6.4,5.43,1.0900000000000001,1.54]
["EE","Hydro",41,"ALNE_P",6.19,5.25,1.05,1.48]
["EE","Hydro",41,"BROA_P",3.24,2.75,0.55000000000000004,0.78]
["EE","Hydro",41,"CAFA",17.07,14.49,2.9,4.0999999999999996]
["EE","Hydro",41,"CARR_1",2.54,2.15,0.43,0.61]
["EE","Hydro",41,"CEAN_P",2.85,2.42,0.48,0.68]
["EE","Hydro",41,"CHTE_1",6.54,5.55,1.1100000000000001,1.57]
["EE","Hydro",41,"EAST",21.63,18.350000000000001,3.68,5.19]
["EE","Hydro",41,"FWIL_P",22.12,18.78,3.76,5.31]
["EE","Hydro",41,"GLLE",34.15,28.98,5.8,8.19]
["EE","Hydro",41,"GRUB_P",86.05,73.03,14.63,20.65]
["EE","Hydro",41,"G_EXTRA_14",4.93,4.1900000000000004,0.84,1.18]
["EE","Hydro",41,"G_EXTRA_18",5.61,4.76,0.95,1.35]
["EE","Hydro",41,"HARK_1",16.8,14.26,2.86,4.03]
["EE","Hydro",41,"KEOO",36.99,31.39,6.29,8.8800000000000008]
["EE","Hydro",41,"KIIN_P",8.2100000000000009,6.96,1.39,1.97]
["EE","Hydro",41,"KINL_P",47.17,40.03,8.02,11.32]
["EE","Hydro",41,"LAND1",4.6399999999999997,3.94,0.79,1.1100000000000001]
["EE","Hydro",41,"LINM",24.19,20.53,4.1100000000000003,5.8]
["EE","Hydro",41,"MELK_1",4.4800000000000004,3.81,0.76,1.08]
["EE","Hydro",41,"OSBA_1",10.61,9.01,1.8,2.5499999999999998]
["EE","Hydro",41,"PORA_P",4.96,4.21,0.84,1.19]
["EE","Hydro",41,"RASS_1",9.3699999999999992,7.96,1.59,2.25]
["EE","Hydro",41,"SHIN_P",14.38,12.21,2.4500000000000002,3.45]
["EE","Hydro",41,"STLE",2.13,1.81,0.36,0.51]
["EE","Hydro",41,"SWAN_1",13.16,11.17,2.2400000000000002,3.16]
["EE","Hydro",41,"TARL_P",3.26,2.76,0.55000000000000004,0.78]
["EE","Hydro",41,"TAYN_P",33.72,28.62,5.73,8.09]
["EE","Hydro",41,"THSO_P",6.46,5.49,1.1000000000000001,1.55]
["EE","Hydro",41,"TONG",46.95,39.85,7.98,11.27]
["EE","Hydro",41,"TUMB_P",6.5,5.52,1.1100000000000001,1.56]
["EE","Hydro",42,"ALNE_P",6.29,5.34,1.07,1.51]
["EE","Hydro",42,"BROA_P",3.29,2.8,0.56000000000000005,0.79]
["EE","Hydro",42,"CAFA",17.36,14.73,2.95,4.17]
["EE","Hydro",42,"CARR_1",2.58,2.19,0.44,0.62]
["EE","Hydro",42,"CEAN_P",2.9,2.46,0.49,0.7]
["EE","Hydro",42,"CHTE_1",6.65,5.65,1.1299999999999999,1.6]
["EE","Hydro",42,"EAST",21.99,18.66,3.74,5.28]
["EE","Hydro",42,"FWIL_P",22.49,19.09,3.82,5.4]
["EE","Hydro",42,"GLLE",34.72,29.46,5.9,8.33]
["EE","Hydro",42,"GRUB_P",87.49,74.25,14.87,21]
["EE","Hydro",42,"G_EXTRA_14",5.0199999999999996,4.26,0.85,1.2]
["EE","Hydro",42,"G_EXTRA_18",5.71,4.84,0.97,1.37]
["EE","Hydro",42,"HARK_1",17.079999999999998,14.5,2.9,4.0999999999999996]
["EE","Hydro",42,"KEOO",37.61,31.92,6.39,9.0299999999999994]
["EE","Hydro",42,"KIIN_P",8.34,7.08,1.42,2]
["EE","Hydro",42,"KINL_P",47.96,40.700000000000003,8.15,11.51]
["EE","Hydro",42,"LAND1",4.72,4,0.8,1.1299999999999999]
["EE","Hydro",42,"LINM",24.59,20.87,4.18,5.9]
["EE","Hydro",42,"MELK_1",4.5599999999999996,3.87,0.77,1.0900000000000001]
["EE","Hydro",42,"OSBA_1",10.79,9.16,1.83,2.59]
["EE","Hydro",42,"PORA_P",5.04,4.28,0.86,1.21]
["EE","Hydro",42,"RASS_1",9.5299999999999994,8.09,1.62,2.29]
["EE","Hydro",42,"SHIN_P",14.62,12.41,2.4900000000000002,3.51]
["EE","Hydro",42,"STLE",2.17,1.84,0.37,0.52]
["EE","Hydro",42,"SWAN_1",13.38,11.36,2.27,3.21]
["EE","Hydro",42,"TARL_P",3.31,2.81,0.56000000000000005,0.79]
["EE","Hydro",42,"TAYN_P",34.28,29.1,5.83,8.23]
["EE","Hydro",42,"THSO_P",6.57,5.58,1.1200000000000001,1.58]
["EE","Hydro",42,"TONG",47.74,40.51,8.11,11.46]
["EE","Hydro",42,"TUMB_P",6.61,5.61,1.1200000000000001,1.59]
["EE","Hydro",43,"ALNE_P",6.39,5.43,1.0900000000000001,1.53]
["EE","Hydro",43,"BROA_P",3.35,2.84,0.56999999999999995,0.8]
["EE","Hydro",43,"CAFA",17.649999999999999,14.98,3,4.24]
["EE","Hydro",43,"CARR_1",2.62,2.23,0.45,0.63]
["EE","Hydro",43,"CEAN_P",2.95,2.5,0.5,0.71]
["EE","Hydro",43,"CHTE_1",6.76,5.74,1.1499999999999999,1.62]
["EE","Hydro",43,"EAST",22.35,18.97,3.8,5.36]
["EE","Hydro",43,"FWIL_P",22.87,19.41,3.89,5.49]
["EE","Hydro",43,"GLLE",35.299999999999997,29.96,6,8.4700000000000006]
["EE","Hydro",43,"GRUB_P",88.95,75.489999999999995,15.12,21.35]
["EE","Hydro",43,"G_EXTRA_14",5.0999999999999996,4.33,0.87,1.22]
["EE","Hydro",43,"G_EXTRA_18",5.8,4.93,0.99,1.39]
["EE","Hydro",43,"HARK_1",17.37,14.74,2.95,4.17]
["EE","Hydro",43,"KEOO",38.24,32.450000000000003,6.5,9.18]
["EE","Hydro",43,"KIIN_P",8.48,7.2,1.44,2.04]
["EE","Hydro",43,"KINL_P",48.76,41.38,8.2899999999999991,11.7]
["EE","Hydro",43,"LAND1",4.79,4.07,0.81,1.1499999999999999]
["EE","Hydro",43,"LINM",25,21.22,4.25,6]
["EE","Hydro",43,"MELK_1",4.63,3.93,0.79,1.1100000000000001]
["EE","Hydro",43,"OSBA_1",10.97,9.31,1.86,2.63]
["EE","Hydro",43,"PORA_P",5.12,4.3499999999999996,0.87,1.23]
["EE","Hydro",43,"RASS_1",9.69,8.2200000000000006,1.65,2.33]
["EE","Hydro",43,"SHIN_P",14.87,12.62,2.5299999999999998,3.57]
["EE","Hydro",43,"STLE",2.21,1.87,0.38,0.53]
["EE","Hydro",43,"SWAN_1",13.6,11.54,2.31,3.26]
["EE","Hydro",43,"TARL_P",3.37,2.86,0.56999999999999995,0.81]
["EE","Hydro",43,"TAYN_P",34.85,29.58,5.93,8.36]
["EE","Hydro",43,"THSO_P",6.68,5.67,1.1399999999999999,1.6]
["EE","Hydro",43,"TONG",48.53,41.19,8.25,11.65]
["EE","Hydro",43,"TUMB_P",6.72,5.71,1.1399999999999999,1.61]
["EE","Hydro",44,"ALNE_P",6.5,5.52,1.1100000000000001,1.56]
["EE","Hydro",44,"BROA_P",3.4,2.89,0.57999999999999996,0.82]
["EE","Hydro",44,"CAFA",17.940000000000001,15.23,3.05,4.3099999999999996]
["EE","Hydro",44,"CARR_1",2.67,2.2599999999999998,0.45,0.64]
["EE","Hydro",44,"CEAN_P",2.99,2.54,0.51,0.72]
["EE","Hydro",44,"CHTE_1",6.88,5.84,1.17,1.65]
["EE","Hydro",44,"EAST",22.73,19.29,3.86,5.45]
["EE","Hydro",44,"FWIL_P",23.25,19.73,3.95,5.58]
["EE","Hydro",44,"GLLE",35.880000000000003,30.45,6.1,8.61]
["EE","Hydro",44,"GRUB_P",90.43,76.75,15.37,21.7]
["EE","Hydro",44,"G_EXTRA_14",5.18,4.4000000000000004,0.88,1.24]
["EE","Hydro",44,"G_EXTRA_18",5.9,5.01,1,1.42]
["EE","Hydro",44,"HARK_1",17.66,14.99,3,4.24]
["EE","Hydro",44,"KEOO",38.869999999999997,32.99,6.61,9.33]
["EE","Hydro",44,"KIIN_P",8.6199999999999992,7.32,1.47,2.0699999999999998]
["EE","Hydro",44,"KINL_P",49.57,42.07,8.43,11.9]
["EE","Hydro",44,"LAND1",4.87,4.1399999999999997,0.83,1.17]
["EE","Hydro",44,"LINM",25.42,21.57,4.32,6.1]
["EE","Hydro",44,"MELK_1",4.71,4,0.8,1.1299999999999999]
["EE","Hydro",44,"OSBA_1",11.15,9.4700000000000006,1.9,2.68]
["EE","Hydro",44,"PORA_P",5.21,4.42,0.89,1.25]
["EE","Hydro",44,"RASS_1",9.85,8.36,1.67,2.36]
["EE","Hydro",44,"SHIN_P",15.12,12.83,2.57,3.63]
["EE","Hydro",44,"STLE",2.2400000000000002,1.9,0.38,0.54]
["EE","Hydro",44,"SWAN_1",13.83,11.74,2.35,3.32]
["EE","Hydro",44,"TARL_P",3.42,2.9,0.57999999999999996,0.82]
["EE","Hydro",44,"TAYN_P",35.43,30.07,6.02,8.5]
["EE","Hydro",44,"THSO_P",6.79,5.77,1.1499999999999999,1.63]
["EE","Hydro",44,"TONG",49.34,41.87,8.39,11.84]
["EE","Hydro",44,"TUMB_P",6.83,5.8,1.1599999999999999,1.64]
["EE","Hydro",45,"ALNE_P",6.61,5.61,1.1200000000000001,1.59]
["EE","Hydro",45,"BROA_P",3.46,2.94,0.59,0.83]
["EE","Hydro",45,"CAFA",18.239999999999998,15.48,3.1,4.38]
["EE","Hydro",45,"CARR_1",2.71,2.2999999999999998,0.46,0.65]
["EE","Hydro",45,"CEAN_P",3.04,2.58,0.52,0.73]
["EE","Hydro",45,"CHTE_1",6.99,5.93,1.19,1.68]
["EE","Hydro",45,"EAST",23.1,19.61,3.93,5.54]
["EE","Hydro",45,"FWIL_P",23.64,20.059999999999999,4.0199999999999996,5.67]
["EE","Hydro",45,"GLLE",36.479999999999997,30.96,6.2,8.75]
["EE","Hydro",45,"GRUB_P",91.93,78.02,15.63,22.06]
["EE","Hydro",45,"G_EXTRA_14",5.27,4.47,0.9,1.27]
["EE","Hydro",45,"G_EXTRA_18",6,5.09,1.02,1.44]
["EE","Hydro",45,"HARK_1",17.95,15.24,3.05,4.3099999999999996]
["EE","Hydro",45,"KEOO",39.520000000000003,33.54,6.72,9.48]
["EE","Hydro",45,"KIIN_P",8.77,7.44,1.49,2.1]
["EE","Hydro",45,"KINL_P",50.39,42.77,8.57,12.09]
["EE","Hydro",45,"LAND1",4.95,4.21,0.84,1.19]
["EE","Hydro",45,"LINM",25.84,21.93,4.3899999999999997,6.2]
["EE","Hydro",45,"MELK_1",4.79,4.07,0.81,1.1499999999999999]
["EE","Hydro",45,"OSBA_1",11.34,9.6199999999999992,1.93,2.72]
["EE","Hydro",45,"PORA_P",5.3,4.49,0.9,1.27]
["EE","Hydro",45,"RASS_1",10.02,8.5,1.7,2.4]
["EE","Hydro",45,"SHIN_P",15.37,13.04,2.61,3.69]
["EE","Hydro",45,"STLE",2.2799999999999998,1.93,0.39,0.55000000000000004]
["EE","Hydro",45,"SWAN_1",14.06,11.93,2.39,3.37]
["EE","Hydro",45,"TARL_P",3.48,2.95,0.59,0.83]
["EE","Hydro",45,"TAYN_P",36.020000000000003,30.57,6.12,8.65]
["EE","Hydro",45,"THSO_P",6.91,5.86,1.17,1.66]
["EE","Hydro",45,"TONG",50.16,42.57,8.5299999999999994,12.04]
["EE","Hydro",45,"TUMB_P",6.95,5.9,1.18,1.67]
["EE","Hydro",46,"ALNE_P",6.72,5.7,1.1399999999999999,1.61]
["EE","Hydro",46,"BROA_P",3.52,2.99,0.6,0.84]
["EE","Hydro",46,"CAFA",18.54,15.74,3.15,4.45]
["EE","Hydro",46,"CARR_1",2.76,2.34,0.47,0.66]
["EE","Hydro",46,"CEAN_P",3.09,2.63,0.53,0.74]
["EE","Hydro",46,"CHTE_1",7.11,6.03,1.21,1.71]
["EE","Hydro",46,"EAST",23.49,19.93,3.99,5.64]
["EE","Hydro",46,"FWIL_P",24.03,20.39,4.08,5.77]
["EE","Hydro",46,"GLLE",37.08,31.47,6.3,8.9]
["EE","Hydro",46,"GRUB_P",93.45,79.31,15.89,22.43]
["EE","Hydro",46,"G_EXTRA_14",5.36,4.55,0.91,1.29]
["EE","Hydro",46,"G_EXTRA_18",6.1,5.17,1.04,1.46]
["EE","Hydro",46,"HARK_1",18.25,15.49,3.1,4.38]
["EE","Hydro",46,"KEOO",40.17,34.1,6.83,9.64]
["EE","Hydro",46,"KIIN_P",8.91,7.56,1.51,2.14]
["EE","Hydro",46,"KINL_P",51.23,43.48,8.7100000000000009,12.29]
["EE","Hydro",46,"LAND1",5.04,4.2699999999999996,0.86,1.21]
["EE","Hydro",46,"LINM",26.27,22.29,4.47,6.3]
["EE","Hydro",46,"MELK_1",4.87,4.13,0.83,1.17]
["EE","Hydro",46,"OSBA_1",11.53,9.7799999999999994,1.96,2.77]
["EE","Hydro",46,"PORA_P",5.38,4.57,0.92,1.29]
["EE","Hydro",46,"RASS_1",10.18,8.64,1.73,2.44]
["EE","Hydro",46,"SHIN_P",15.62,13.26,2.66,3.75]
["EE","Hydro",46,"STLE",2.3199999999999998,1.97,0.39,0.56000000000000005]
["EE","Hydro",46,"SWAN_1",14.29,12.13,2.4300000000000002,3.43]
["EE","Hydro",46,"TARL_P",3.54,3,0.6,0.85]
["EE","Hydro",46,"TAYN_P",36.619999999999997,31.08,6.23,8.7899999999999991]
["EE","Hydro",46,"THSO_P",7.02,5.96,1.19,1.69]
["EE","Hydro",46,"TONG",50.99,43.27,8.67,12.24]
["EE","Hydro",46,"TUMB_P",7.06,5.99,1.2,1.7]
["EE","Hydro",47,"ALNE_P",6.83,5.8,1.1599999999999999,1.64]
["EE","Hydro",47,"BROA_P",3.58,3.04,0.61,0.86]
["EE","Hydro",47,"CAFA",18.850000000000001,16,3.2,4.5199999999999996]
["EE","Hydro",47,"CARR_1",2.8,2.38,0.48,0.67]
["EE","Hydro",47,"CEAN_P",3.15,2.67,0.53,0.75]
["EE","Hydro",47,"CHTE_1",7.23,6.13,1.23,1.73]
["EE","Hydro",47,"EAST",23.87,20.260000000000002,4.0599999999999996,5.73]
["EE","Hydro",47,"FWIL_P",24.43,20.73,4.1500000000000004,5.86]
["EE","Hydro",47,"GLLE",37.700000000000003,31.99,6.41,9.0500000000000007]
["EE","Hydro",47,"GRUB_P",95,80.63,16.149999999999999,22.8]
["EE","Hydro",47,"G_EXTRA_14",5.45,4.62,0.93,1.31]
["EE","Hydro",47,"G_EXTRA_18",6.2,5.26,1.05,1.49]
["EE","Hydro",47,"HARK_1",18.55,15.74,3.15,4.45]
["EE","Hydro",47,"KEOO",40.840000000000003,34.659999999999997,6.94,9.8000000000000007]
["EE","Hydro",47,"KIIN_P",9.06,7.69,1.54,2.17]
["EE","Hydro",47,"KINL_P",52.08,44.2,8.85,12.5]
["EE","Hydro",47,"LAND1",5.12,4.3499999999999996,0.87,1.23]
["EE","Hydro",47,"LINM",26.7,22.66,4.54,6.41]
["EE","Hydro",47,"MELK_1",4.95,4.2,0.84,1.19]
["EE","Hydro",47,"OSBA_1",11.72,9.94,1.99,2.81]
["EE","Hydro",47,"PORA_P",5.47,4.6399999999999997,0.93,1.31]
["EE","Hydro",47,"RASS_1",10.35,8.7799999999999994,1.76,2.48]
["EE","Hydro",47,"SHIN_P",15.88,13.48,2.7,3.81]
["EE","Hydro",47,"STLE",2.36,2,0.4,0.56999999999999995]
["EE","Hydro",47,"SWAN_1",14.53,12.33,2.4700000000000002,3.49]
["EE","Hydro",47,"TARL_P",3.59,3.05,0.61,0.86]
["EE","Hydro",47,"TAYN_P",37.22,31.59,6.33,8.93]
["EE","Hydro",47,"THSO_P",7.14,6.06,1.21,1.71]
["EE","Hydro",47,"TONG",51.83,43.99,8.81,12.44]
["EE","Hydro",47,"TUMB_P",7.18,6.09,1.22,1.72]
["EE","Hydro",48,"ALNE_P",6.94,5.89,1.18,1.67]
["EE","Hydro",48,"BROA_P",3.64,3.09,0.62,0.87]
["EE","Hydro",48,"CAFA",19.16,16.260000000000002,3.26,4.5999999999999996]
["EE","Hydro",48,"CARR_1",2.85,2.42,0.48,0.68]
["EE","Hydro",48,"CEAN_P",3.2,2.71,0.54,0.77]
["EE","Hydro",48,"CHTE_1",7.34,6.23,1.25,1.76]
["EE","Hydro",48,"EAST",24.27,20.6,4.13,5.82]
["EE","Hydro",48,"FWIL_P",24.83,21.07,4.22,5.96]
["EE","Hydro",48,"GLLE",38.32,32.520000000000003,6.51,9.1999999999999993]
["EE","Hydro",48,"GRUB_P",96.57,81.96,16.420000000000002,23.18]
["EE","Hydro",48,"G_EXTRA_14",5.54,4.7,0.94,1.33]
["EE","Hydro",48,"G_EXTRA_18",6.3,5.35,1.07,1.51]
["EE","Hydro",48,"HARK_1",18.86,16,3.21,4.53]
["EE","Hydro",48,"KEOO",41.51,35.229999999999997,7.06,9.9600000000000009]
["EE","Hydro",48,"KIIN_P",9.2100000000000009,7.81,1.57,2.21]
["EE","Hydro",48,"KINL_P",52.94,44.93,9,12.7]
["EE","Hydro",48,"LAND1",5.2,4.42,0.88,1.25]
["EE","Hydro",48,"LINM",27.14,23.04,4.6100000000000003,6.51]
["EE","Hydro",48,"MELK_1",5.03,4.2699999999999996,0.86,1.21]
["EE","Hydro",48,"OSBA_1",11.91,10.11,2.02,2.86]
["EE","Hydro",48,"PORA_P",5.56,4.72,0.95,1.34]
["EE","Hydro",48,"RASS_1",10.52,8.93,1.79,2.52]
["EE","Hydro",48,"SHIN_P",16.14,13.7,2.74,3.87]
["EE","Hydro",48,"STLE",2.39,2.0299999999999998,0.41,0.56999999999999995]
["EE","Hydro",48,"SWAN_1",14.77,12.53,2.5099999999999998,3.54]
["EE","Hydro",48,"TARL_P",3.65,3.1,0.62,0.88]
["EE","Hydro",48,"TAYN_P",37.840000000000003,32.11,6.43,9.08]
["EE","Hydro",48,"THSO_P",7.26,6.16,1.23,1.74]
["EE","Hydro",48,"TONG",52.69,44.72,8.9600000000000009,12.65]
["EE","Hydro",48,"TUMB_P",7.3,6.19,1.24,1.75]
["EE","Hydro",49,"ALNE_P",7.06,5.99,1.2,1.69]
["EE","Hydro",49,"BROA_P",3.7,3.14,0.63,0.89]
["EE","Hydro",49,"CAFA",19.48,16.53,3.31,4.67]
["EE","Hydro",49,"CARR_1",2.9,2.46,0.49,0.69]
["EE","Hydro",49,"CEAN_P",3.25,2.76,0.55000000000000004,0.78]
["EE","Hydro",49,"CHTE_1",7.47,6.34,1.27,1.79]
["EE","Hydro",49,"EAST",24.67,20.94,4.1900000000000004,5.92]
["EE","Hydro",49,"FWIL_P",25.24,21.42,4.29,6.06]
["EE","Hydro",49,"GLLE",38.950000000000003,33.06,6.62,9.35]
["EE","Hydro",49,"GRUB_P",98.16,83.31,16.690000000000001,23.56]
["EE","Hydro",49,"G_EXTRA_14",5.63,4.78,0.96,1.35]
["EE","Hydro",49,"G_EXTRA_18",6.4,5.44,1.0900000000000001,1.54]
["EE","Hydro",49,"HARK_1",19.170000000000002,16.27,3.26,4.5999999999999996]
["EE","Hydro",49,"KEOO",42.2,35.81,7.17,10.130000000000001]
["EE","Hydro",49,"KIIN_P",9.36,7.94,1.59,2.25]
["EE","Hydro",49,"KINL_P",53.81,45.67,9.15,12.91]
["EE","Hydro",49,"LAND1",5.29,4.49,0.9,1.27]
["EE","Hydro",49,"LINM",27.59,23.42,4.6900000000000004,6.62]
["EE","Hydro",49,"MELK_1",5.1100000000000003,4.34,0.87,1.23]
["EE","Hydro",49,"OSBA_1",12.11,10.27,2.06,2.91]
["EE","Hydro",49,"PORA_P",5.65,4.8,0.96,1.36]
["EE","Hydro",49,"RASS_1",10.69,9.08,1.82,2.57]
["EE","Hydro",49,"SHIN_P",16.41,13.93,2.79,3.94]
["EE","Hydro",49,"STLE",2.4300000000000002,2.0699999999999998,0.41,0.57999999999999996]
["EE","Hydro",49,"SWAN_1",15.01,12.74,2.5499999999999998,3.6]
["EE","Hydro",49,"TARL_P",3.71,3.15,0.63,0.89]
["EE","Hydro",49,"TAYN_P",38.46,32.64,6.54,9.23]
["EE","Hydro",49,"THSO_P",7.37,6.26,1.25,1.77]
["EE","Hydro",49,"TONG",53.56,45.45,9.1,12.85]
["EE","Hydro",49,"TUMB_P",7.42,6.3,1.26,1.78]
["EE","Hydro",50,"ALNE_P",7.17,6.09,1.22,1.72]
["EE","Hydro",50,"BROA_P",3.76,3.19,0.64,0.9]
["EE","Hydro",50,"CAFA",19.8,16.8,3.37,4.75]
["EE","Hydro",50,"CARR_1",2.94,2.5,0.5,0.71]
["EE","Hydro",50,"CEAN_P",3.3,2.8,0.56000000000000005,0.79]
["EE","Hydro",50,"CHTE_1",7.59,6.44,1.29,1.82]
["EE","Hydro",50,"EAST",25.07,21.28,4.26,6.02]
["EE","Hydro",50,"FWIL_P",25.65,21.77,4.3600000000000003,6.16]
["EE","Hydro",50,"GLLE",39.590000000000003,33.6,6.73,9.5]
["EE","Hydro",50,"GRUB_P",99.77,84.68,16.96,23.95]
["EE","Hydro",50,"G_EXTRA_14",5.72,4.8499999999999996,0.97,1.37]
["EE","Hydro",50,"G_EXTRA_18",6.51,5.52,1.1100000000000001,1.56]
["EE","Hydro",50,"HARK_1",19.48,16.54,3.31,4.68]
["EE","Hydro",50,"KEOO",42.89,36.4,7.29,10.29]
["EE","Hydro",50,"KIIN_P",9.51,8.07,1.62,2.2799999999999998]
["EE","Hydro",50,"KINL_P",54.69,46.42,9.3000000000000007,13.13]
["EE","Hydro",50,"LAND1",5.38,4.5599999999999996,0.91,1.29]
["EE","Hydro",50,"LINM",28.04,23.8,4.7699999999999996,6.73]
["EE","Hydro",50,"MELK_1",5.2,4.41,0.88,1.25]
["EE","Hydro",50,"OSBA_1",12.31,10.44,2.09,2.95]
["EE","Hydro",50,"PORA_P",5.75,4.88,0.98,1.38]
["EE","Hydro",50,"RASS_1",10.87,9.2200000000000006,1.85,2.61]
["EE","Hydro",50,"SHIN_P",16.68,14.15,2.84,4]
["EE","Hydro",50,"STLE",2.4700000000000002,2.1,0.42,0.59]
["EE","Hydro",50,"SWAN_1",15.26,12.95,2.59,3.66]
["EE","Hydro",50,"TARL_P",3.78,3.2,0.64,0.91]
["EE","Hydro",50,"TAYN_P",39.1,33.18,6.65,9.3800000000000008]
["EE","Hydro",50,"THSO_P",7.5,6.36,1.27,1.8]
["EE","Hydro",50,"TONG",54.44,46.2,9.25,13.06]
["EE","Hydro",50,"TUMB_P",7.54,6.4,1.28,1.81]
["EE","Solar",24,"ABHA1",111.37,0,2.5099999999999998,79.66]
["EE","Solar",24,"ABNE_P",18,0,0.41,12.87]
["EE","Solar",24,"ABTH_1",88.51,0,2,63.31]
["EE","Solar",24,"ACTL_2",0,0,0,0]
["EE","Solar",24,"ACTL_C",0,0,0,0]
["EE","Solar",24,"ALNE_P",0,0,0,0]
["EE","Solar",24,"ALST_3",0,0,0,0]
["EE","Solar",24,"ALVE1",300.60000000000002,0,6.79,215]
["EE","Solar",24,"AMEM_1",99.83,0,2.25,71.400000000000006]
["EE","Solar",24,"ARBR_P",19.989999999999998,0,0.45,14.29]
["EE","Solar",24,"ARDK_P",0,0,0,0]
["EE","Solar",24,"ARMO_P",0,0,0,0]
["EE","Solar",24,"AXMI1",133.13,0,3.01,95.22]
["EE","Solar",24,"AYRR",0,0,0,0]
["EE","Solar",24,"BAGA",0,0,0,0]
["EE","Solar",24,"BAIN",0,0,0,0]
["EE","Solar",24,"BARKR_C",1.36,0,0.03,0.97]
["EE","Solar",24,"BARKW3",0,0,0,0]
["EE","Solar",24,"BEAU_P",0,0,0,0]
["EE","Solar",24,"BEDDT1",0,0,0,0]
["EE","Solar",24,"BEDD_1",0,0,0,0]
["EE","Solar",24,"BERB_P",0,0,0,0]
["EE","Solar",24,"BERW",0,0,0,0]
["EE","Solar",24,"BESW_1",90.44,0,2.04,64.680000000000007]
["EE","Solar",24,"BICF_1",186.21,0,4.2,133.18]
["EE","Solar",24,"BIRK_1",1.08,0,0.02,0.77]
["EE","Solar",24,"BISW_1",97.07,0,2.19,69.430000000000007]
["EE","Solar",24,"BLYTB1",0,0,0,0]
["EE","Solar",24,"BLYTH132",33.29,0,0.75,23.81]
["EE","Solar",24,"BOAG_P",0,0,0,0]
["EE","Solar",24,"BOLN_1",44.08,0,1,31.53]
["EE","Solar",24,"BONN",0,0,0,0]
["EE","Solar",24,"BOTW_1",38.6,0,0.87,27.61]
["EE","Solar",24,"BRAC_P",0,0,0,0]
["EE","Solar",24,"BRAI_1",51.07,0,1.1499999999999999,36.53]
["EE","Solar",24,"BRAP",12.69,0,0.28999999999999998,9.08]
["EE","Solar",24,"BRAW_1",5,0,0.11,3.57]
["EE","Solar",24,"BRED_1",3.22,0,7.0000000000000007E-2,2.2999999999999998]
["EE","Solar",24,"BRFO_1",302.05,0,6.82,216.04]
["EE","Solar",24,"BRID_P",0,0,0,0]
["EE","Solar",24,"BRIM_1",5,0,0.11,3.58]
["EE","Solar",24,"BRLE_1",96.86,0,2.19,69.28]
["EE","Solar",24,"BROA_P",0,0,0,0]
["EE","Solar",24,"BROR_P",0,0,0,0]
["EE","Solar",24,"BROX",1.05,0,0.02,0.75]
["EE","Solar",24,"BRWA1",164.36,0,3.71,117.55]
["EE","Solar",24,"BUMU_P",1.84,0,0.04,1.32]
["EE","Solar",24,"BURM_1",339.8,0,7.67,243.04]
["EE","Solar",24,"BUSH_1",25.62,0,0.57999999999999996,18.32]
["EE","Solar",24,"BUST_1",0,0,0,0]
["EE","Solar",24,"CAAD_P",0,0,0,0]
["EE","Solar",24,"CAFA",0,0,0,0]
["EE","Solar",24,"CAIF_P",0,0,0,0]
["EE","Solar",24,"CAMB_01",0,0,0,0]
["EE","Solar",24,"CANTN1",98.2,0,2.2200000000000002,70.239999999999995]
["EE","Solar",24,"CAPEA1",4.47,0,0.1,3.2]
["EE","Solar",24,"CARE_1",29.56,0,0.67,21.14]
["EE","Solar",24,"CARR_1",1.5,0,0.03,1.07]
["EE","Solar",24,"CASS_P",0,0,0,0]
["EE","Solar",24,"CATY",0,0,0,0]
["EE","Solar",24,"CBNK_H",0,0,0,0]
["EE","Solar",24,"CEAN_P",0,0,0,0]
["EE","Solar",24,"CELL_1",26.05,0,0.59,18.63]
["EE","Solar",24,"CHAP",21.46,0,0.48,15.35]
["EE","Solar",24,"CHAR_P",0,0,0,0]
["EE","Solar",24,"CHAS",0,0,0,0]
["EE","Solar",24,"CHIC_1",29.4,0,0.66,21.03]
["EE","Solar",24,"CHSI_1",7.71,0,0.17,5.52]
["EE","Solar",24,"CHTE_1",226.93,0,5.12,162.31]
["EE","Solar",24,"CITR_1",0,0,0,0]
["EE","Solar",24,"CLAC_P",0,0,0,0]
["EE","Solar",24,"CLAY_P",0,0,0,0]
["EE","Solar",24,"CLT03",0,0,0,0]
["EE","Solar",24,"CLYM",0,0,0,0]
["EE","Solar",24,"COAT",0,0,0,0]
["EE","Solar",24,"COCK",0,0,0,0]
["EE","Solar",24,"CONQA1",93.86,0,2.12,67.13]
["EE","Solar",24,"COUA_P",0,0,0,0]
["EE","Solar",24,"COVE_1",170.42,0,3.85,121.89]
["EE","Solar",24,"COWL_1",270.45999999999998,0,6.11,193.45]
["EE","Solar",24,"COYL",64.790000000000006,0,1.46,46.34]
["EE","Solar",24,"CRAI_P",0,0,0,0]
["EE","Solar",24,"CREB_1",93.45,0,2.11,66.84]
["EE","Solar",24,"CUMB",0,0,0,0]
["EE","Solar",24,"CUPA",5.1100000000000003,0,0.12,3.66]
["EE","Solar",24,"CURR",0,0,0,0]
["EE","Solar",24,"DALL_P",0,0,0,0]
["EE","Solar",24,"DALM3",0,0,0,0]
["EE","Solar",24,"DEVM",0,0,0,0]
["EE","Solar",24,"DEVO",9.9,0,0.22,7.08]
["EE","Solar",24,"DEWP",0,0,0,0]
["EE","Solar",24,"DOUN_P",0,0,0,0]
["EE","Solar",24,"DRAK_1",99.56,0,2.25,71.209999999999994]
["EE","Solar",24,"DRAX_1",0,0,0,0]
["EE","Solar",24,"DRCR",0,0,0,0]
["EE","Solar",24,"DRUM",0,0,0,0]
["EE","Solar",24,"DUBE_P",0,0,0,0]
["EE","Solar",24,"DUDH_P",0,0,0,0]
["EE","Solar",24,"DUGR_P",0,0,0,0]
["EE","Solar",24,"DUNB_B",0,0,0,0]
["EE","Solar",24,"DUNF",0,0,0,0]
["EE","Solar",24,"DUNO_P",0,0,0,0]
["EE","Solar",24,"DYCE_P",0,0,0,0]
["EE","Solar",24,"EALI_6",0,0,0,0]
["EE","Solar",24,"EASO_1",225.24,0,5.09,161.1]
["EE","Solar",24,"EAST",0,0,0,0]
["EE","Solar",24,"ECCL",0,0,0,0]
["EE","Solar",24,"ECLA_1",120.98,0,2.73,86.53]
["EE","Solar",24,"ECLA_H",0,0,0,0]
["EE","Solar",24,"EERH",0,0,0,0]
["EE","Solar",24,"EKIL",0,0,0,0]
["EE","Solar",24,"EKIS",0,0,0,0]
["EE","Solar",24,"ELDE",0,0,0,0]
["EE","Solar",24,"ELGI_P",1.27,0,0.03,0.91]
["EE","Solar",24,"ELLA_1",0,0,0,0]
["EE","Solar",24,"ELST_1",5,0,0.11,3.57]
["EE","Solar",24,"ENDE_1",166.02,0,3.75,118.74]
["EE","Solar",24,"ERSK",0,0,0,0]
["EE","Solar",24,"EXET1",112.18,0,2.5299999999999998,80.239999999999995]
["EE","Solar",24,"FASN_P",0,0,0,0]
["EE","Solar",24,"FAUG_P",0,0,0,0]
["EE","Solar",24,"FAWL_1",81.16,0,1.83,58.05]
["EE","Solar",24,"FECK_6",337.18,0,7.61,241.16]
["EE","Solar",24,"FERRA2",49.34,0,1.1100000000000001,35.29]
["EE","Solar",24,"OSBA_1",18.46,0,0.41,13.2]
["EE","Solar",24,"FERRB_M",0,0,0,0]
["EE","Solar",24,"FETT_P",0,0,0,0]
["EE","Solar",24,"FIDD_P",0,0,0,0]
["EE","Solar",24,"FIDF_1",7.56,0,0.17,5.41]
["EE","Solar",24,"FINN",0,0,0,0]
["EE","Solar",24,"FLEE_1",64.39,0,1.45,46.05]
["EE","Solar",24,"FOUR_1",0,0,0,0]
["EE","Solar",24,"FRAS_P",1.04,0,0.02,0.75]
["EE","Solar",24,"FROD_1",108.89,0,2.46,77.88]
["EE","Solar",24,"FWIL_P",0,0,0,0]
["EE","Solar",24,"GALA",0,0,0,0]
["EE","Solar",24,"GIFF",0,0,0,0]
["EE","Solar",24,"GLEF_P",0,0,0,0]
["EE","Solar",24,"GLLE",0,0,0,0]
["EE","Solar",24,"GLLU",0,0,0,0]
["EE","Solar",24,"GLNI",0,0,0,0]
["EE","Solar",24,"GLRO",0,0,0,0]
["EE","Solar",24,"GORG",0,0,0,0]
["EE","Solar",24,"GOVA",6.18,0,0.14000000000000001,4.42]
["EE","Solar",24,"GREE_H",0,0,0,0]
["EE","Solar",24,"GREN_1",256.82,0,5.8,183.69]
["EE","Solar",24,"GRIW_1",74.66,0,1.69,53.4]
["EE","Solar",24,"GRUB_P",0,0,0,0]
["EE","Solar",24,"G_EXTRA_11",0,0,0,0]
["EE","Solar",24,"G_EXTRA_2",0,0,0,0]
["EE","Solar",24,"G_EXTRA_5",0,0,0,0]
["EE","Solar",24,"G_EXTRA_7",0,0,0,0]
["EE","Solar",24,"G_EXTRA_8",0,0,0,0]
["EE","Solar",24,"G_EXTRA_9",0,0,0,0]
["EE","Solar",24,"HACK_1",0,0,0,0]
["EE","Solar",24,"HACK_6",0,0,0,0]
["EE","Solar",24,"HAGR",0,0,0,0]
["EE","Solar",24,"HAMHC1",23.1,0,0.52,16.52]
["EE","Solar",24,"HARK_1",69.52,0,1.57,49.72]
["EE","Solar",24,"HARM_6",9.9499999999999993,0,0.22,7.11]
["EE","Solar",24,"HAWI",0,0,0,0]
["EE","Solar",24,"HAWP_6",8.01,0,0.18,5.73]
["EE","Solar",24,"HELE",0,0,0,0]
["EE","Solar",24,"HEYS1",0,0,0,0]
["EE","Solar",24,"HEYS_1",22.88,0,0.52,16.37]
["EE","Solar",24,"HUER",0,0,0,0]
["EE","Solar",24,"HURS_1",0,0,0,0]
["EE","Solar",24,"HUTT_1",7.57,0,0.17,5.42]
["EE","Solar",24,"IMPK_1",0,0,0,0]
["EE","Solar",24,"INDQ1",319.02999999999997,0,7.2,228.18]
["EE","Solar",24,"INKE",0,0,0,0]
["EE","Solar",24,"INNE_P",0,0,0,0]
["EE","Solar",24,"IROA1",162.15,0,3.66,115.98]
["EE","Solar",24,"IRONB1",43.22,0,0.98,30.91]
["EE","Solar",24,"ISLI_1",0,0,0,0]
["EE","Solar",24,"IVER_1",0,0,0,0]
["EE","Solar",24,"IVER_6",0,0,0,0]
["EE","Solar",24,"JOHN",0,0,0,0]
["EE","Solar",24,"JORD_3",0,0,0,0]
["EE","Solar",24,"KAIM",3.09,0,7.0000000000000007E-2,2.21]
["EE","Solar",24,"KEAD_1",85.53,0,1.93,61.17]
["EE","Solar",24,"KEAR_1",1.43,0,0.03,1.02]
["EE","Solar",24,"KEAR_3",12.47,0,0.28000000000000003,8.92]
["EE","Solar",24,"KEIT_P",0,0,0,0]
["EE","Solar",24,"KEMS_1",56.39,0,1.27,40.33]
["EE","Solar",24,"KEOO",0,0,0,0]
["EE","Solar",24,"KIBY_1",2.02,0,0.05,1.44]
["EE","Solar",24,"KIBY_G",0,0,0,0]
["EE","Solar",24,"KIER",0,0,0,0]
["EE","Solar",24,"KIIN_P",0,0,0,0]
["EE","Solar",24,"KILS",20.51,0,0.46,14.67]
["EE","Solar",24,"KILT",0,0,0,0]
["EE","Solar",24,"KILW",0,0,0,0]
["EE","Solar",24,"KINL_P",0,0,0,0]
["EE","Solar",24,"KINO_1",5,0,0.11,3.58]
["EE","Solar",24,"KINT_P",1.8,0,0.04,1.29]
["EE","Solar",24,"KIRKB1",0,0,0,0]
["EE","Solar",24,"KITW_1",0,0,0,0]
["EE","Solar",24,"KNAR",44.77,0,1.01,32.020000000000003]
["EE","Solar",24,"LACK_6",5.01,0,0.11,3.58]
["EE","Solar",24,"LAIR_P",0,0,0,0]
["EE","Solar",24,"LALE1SG003",3.05,0,7.0000000000000007E-2,2.19]
["EE","Solar",24,"LAND1",126.9,0,2.86,90.76]
["EE","Solar",24,"LEGA_1",65.38,0,1.48,46.76]
["EE","Solar",24,"LEVE",4.2300000000000004,0,0.1,3.02]
["EE","Solar",24,"LING",0,0,0,0]
["EE","Solar",24,"LINM",0,0,0,0]
["EE","Solar",24,"LISD_1",3.01,0,7.0000000000000007E-2,2.15]
["EE","Solar",24,"LITT_C",1.02,0,0.02,0.73]
["EE","Solar",24,"LITT_J",0,0,0,0]
["EE","Solar",24,"LODR_6",0,0,0,0]
["EE","Solar",24,"LOUD_H",0,0,0,0]
["EE","Solar",24,"LOVE_1",181.84,0,4.1100000000000003,130.06]
["EE","Solar",24,"LUNA_P",16.5,0,0.37,11.8]
["EE","Solar",24,"LYND_P",0,0,0,0]
["EE","Solar",24,"MACC_3",0,0,0,0]
["EE","Solar",24,"MACD_P",0,0,0,0]
["EE","Solar",24,"MAGA_6",0,0,0,0]
["EE","Solar",24,"MANN_1",394.2,0,8.9,281.95]
["EE","Solar",24,"MAYB",0,0,0,0]
["EE","Solar",24,"MELK_1",542.51,0,12.25,388.03]
["EE","Solar",24,"MILC_P",0,0,0,0]
["EE","Solar",24,"MILH_1",18.03,0,0.41,12.9]
["EE","Solar",24,"MITY_1",360.09,0,8.1300000000000008,257.55]
["EE","Solar",24,"MYBS_P",0,0,0,0]
["EE","Solar",24,"NAIR_P",0,0,0,0]
["EE","Solar",24,"NEAR",0,0,0,0]
["EE","Solar",24,"NECE_1",0,0,0,0]
["EE","Solar",24,"NEEP_3",0,0,0,0]
["EE","Solar",24,"NETS",0,0,0,0]
["EE","Solar",24,"NEWX_6",0,0,0,0]
["EE","Solar",24,"NFLE",57.03,0,1.29,40.79]
["EE","Solar",24,"NHYD_6",0,0,0,0]
["EE","Solar",24,"NINF_1",80.849999999999994,0,1.83,57.83]
["EE","Solar",24,"NORL_3",0,0,0,0]
["EE","Solar",24,"NORM_1",245.43,0,5.54,175.54]
["EE","Solar",24,"NORT_1",145.86000000000001,0,3.29,104.33]
["EE","Solar",24,"NURS_1",113.18,0,2.56,80.95]
["EE","Solar",24,"OCKH_1",0,0,0,0]
["EE","Solar",24,"OFFE_3",0,0,0,0]
["EE","Solar",24,"OLDB_1",0,0,0,0]
["EE","Solar",24,"ORMO",0,0,0,0]
["EE","Solar",24,"ORRI_P",0,0,0,0]
["EE","Solar",24,"PADIB1",0,0,0,0]
["EE","Solar",24,"PAIS",0,0,0,0]
["EE","Solar",24,"PART",0,0,0,0]
["EE","Solar",24,"PEHG_P",0,0,0,0]
["EE","Solar",24,"PEHS_P",0,0,0,0]
["EE","Solar",24,"PELH_1",165.59,0,3.74,118.43]
["EE","Solar",24,"PEMB_1",194.09,0,4.38,138.82]
["EE","Solar",24,"PENE_1",3.51,0,0.08,2.5099999999999998]
["EE","Solar",24,"PENN_1",0,0,0,0]
["EE","Solar",24,"PENT_1",25.01,0,0.56000000000000005,17.89]
["EE","Solar",24,"PENW_1",11.28,0,0.25,8.07]
["EE","Solar",24,"PERI_H",0,0,0,0]
["EE","Solar",24,"PERS_P",0,0,0,0]
["EE","Solar",24,"PITS_3",0,0,0,0]
["EE","Solar",24,"POOB",0,0,0,0]
["EE","Solar",24,"POPP_3",0,0,0,0]
["EE","Solar",24,"PORA_P",0,0,0,0]
["EE","Solar",24,"PORD",0,0,0,0]
["EE","Solar",24,"PYLE_1",33.909999999999997,0,0.77,24.26]
["EE","Solar",24,"QUOI_P",0,0,0,0]
["EE","Solar",24,"RAIN_1",3.59,0,0.08,2.57]
["EE","Solar",24,"RANN_P",0,0,0,0]
["EE","Solar",24,"RASS_1",60.45,0,1.36,43.24]
["EE","Solar",24,"RATS_1",53.42,0,1.21,38.21]
["EE","Solar",24,"RAVE",0,0,0,0]
["EE","Solar",24,"RAYL_1",194.24,0,4.3899999999999997,138.93]
["EE","Solar",24,"REBR_3",0,0,0,0]
["EE","Solar",24,"REDH",10.28,0,0.23,7.35]
["EE","Solar",24,"REDM_P",0,0,0,0]
["EE","Solar",24,"RICH_J",59.96,0,1.35,42.88]
["EE","Solar",24,"ROCH_1",7.17,0,0.16,5.13]
["EE","Solar",24,"RRIG",0,0,0,0]
["EE","Solar",24,"RUGEB1",0,0,0,0]
["EE","Solar",24,"RYEH_1",5.01,0,0.11,3.58]
["EE","Solar",24,"SALH_1",0,0,0,0]
["EE","Solar",24,"SALL1",0,0,0,0]
["EE","Solar",24,"SALT_1",6.08,0,0.14000000000000001,4.3499999999999996]
["EE","Solar",24,"SANX",0,0,0,0]
["EE","Solar",24,"SASA",0,0,0,0]
["EE","Solar",24,"SBAR",34.96,0,0.79,25]
["EE","Solar",24,"SEAB1",87.08,0,1.97,62.28]
["EE","Solar",24,"SELL_1",60.79,0,1.37,43.48]
["EE","Solar",24,"SFEG_P",0,0,0,0]
["EE","Solar",24,"SFIL_P",0,0,0,0]
["EE","Solar",24,"SHEC_3",0,0,0,0]
["EE","Solar",24,"SHIN_P",0,0,0,0]
["EE","Solar",24,"SHRU",0,0,0,0]
["EE","Solar",24,"SHRW_1",62.23,0,1.4,44.51]
["EE","Solar",24,"SIGH",0,0,0,0]
["EE","Solar",24,"SJOW_1",0,0,0,0]
["EE","Solar",24,"SKLGB1",17.649999999999999,0,0.4,12.63]
["EE","Solar",24,"SLOY_P",0,0,0,0]
["EE","Solar",24,"SMAN_1",0,0,0,0]
["EE","Solar",24,"SPAV",0,0,0,0]
["EE","Solar",24,"SPEN_1",8.41,0,0.19,6.02]
["EE","Solar",24,"SSHI_3",0,0,0,0]
["EE","Solar",24,"STAH_1",6.14,0,0.14000000000000001,4.3899999999999997]
["EE","Solar",24,"STAL_1",3,0,7.0000000000000007E-2,2.14]
["EE","Solar",24,"STAY_1",319.27,0,7.21,228.36]
["EE","Solar",24,"STEN_1",2.96,0,7.0000000000000007E-2,2.12]
["EE","Solar",24,"STES_1",5,0,0.11,3.57]
["EE","Solar",24,"STHA",0,0,0,0]
["EE","Solar",24,"STIR",0,0,0,0]
["EE","Solar",24,"STLE",0,0,0,0]
["EE","Solar",24,"STRI_P",4,0,0.09,2.86]
["EE","Solar",24,"SUND_1",130.62,0,2.95,93.42]
["EE","Solar",24,"SWAN_1",284.08,0,6.41,203.19]
["EE","Solar",24,"TARL_P",4.95,0,0.11,3.54]
["EE","Solar",24,"TAUN1",71.66,0,1.62,51.26]
["EE","Solar",24,"TAYN_P",0,0,0,0]
["EE","Solar",24,"TELR",0,0,0,0]
["EE","Solar",24,"TEMP_3",0,0,0,0]
["EE","Solar",24,"THOM_6",20.43,0,0.46,14.61]
["EE","Solar",24,"THSO_P",0,0,0,0]
["EE","Solar",24,"THUR_6",0,0,0,0]
["EE","Solar",24,"TILBB_1",55.86,0,1.26,39.950000000000003]
["EE","Solar",24,"TONG",0,0,0,0]
["EE","Solar",24,"TOTT_1",0,0,0,0]
["EE","Solar",24,"TRAW_1",14.62,0,0.33,10.46]
["EE","Solar",24,"TUMB_P",0,0,0,0]
["EE","Solar",24,"TYNE_1",0,0,0,0]
["EE","Solar",24,"TYNE_2",0,0,0,0]
["EE","Solar",24,"UPPB_1",21.72,0,0.49,15.54]
["EE","Solar",24,"UPPB_3",21.24,0,0.48,15.19]
["EE","Solar",24,"USKM_1",160.57,0,3.63,114.85]
["EE","Solar",24,"WABO",0,0,0,0]
["EE","Solar",24,"WALH_1",51.48,0,1.1599999999999999,36.82]
["EE","Solar",24,"WALP_1",223.21,0,5.04,159.65]
["EE","Solar",24,"WALP_B",147.55000000000001,0,3.33,105.54]
["EE","Solar",24,"WARL_1",54.07,0,1.22,38.67]
["EE","Solar",24,"WASF_1",16.649999999999999,0,0.38,11.91]
["EE","Solar",24,"WATFS_1",0,0,0,0]
["EE","Solar",24,"WBOL_6",9.44,0,0.21,6.75]
["EE","Solar",24,"WBUR_1",143.47,0,3.24,102.61]
["EE","Solar",24,"WFIE",0,0,0,0]
["EE","Solar",24,"WGEO",8.5500000000000007,0,0.19,6.12]
["EE","Solar",24,"WHAM_1",0,0,0,0]
["EE","Solar",24,"WHGA_1",0,0,0,0]
["EE","Solar",24,"WHHO",0,0,0,0]
["EE","Solar",24,"WIBA_3",0,0,0,0]
["EE","Solar",24,"WIEN_1",0,0,0,0]
["EE","Solar",24,"WILL_1",66.38,0,1.5,47.47]
["EE","Solar",24,"WIMBN1",0,0,0,0]
["EE","Solar",24,"WIMBS1",0,0,0,0]
["EE","Solar",24,"WIOW_P",0,0,0,0]
["EE","Solar",24,"WISD_1",0,0,0,0]
["EE","Solar",24,"WISD_6",0,0,0,0]
["EE","Solar",24,"WISH",0,0,0,0]
["EE","Solar",24,"WMEL_1",0,0,0,0]
["EE","Solar",24,"WOHI_P",0,0,0,0]
["EE","Solar",24,"WTHU31",0,0,0,0]
["EE","Solar",24,"WWEY_1",1.49,0,0.03,1.07]
["EE","Solar",24,"WYLF_1",99.25,0,2.2400000000000002,70.98]
["EE","Solar",24,"WYMOM_1",39.53,0,0.89,28.28]
["EE","Solar",25,"ABHA1",119.2,0,2.69,85.25]
["EE","Solar",25,"ABNE_P",20.56,0,0.46,14.7]
["EE","Solar",25,"ABTH_1",88.98,0,2.0099999999999998,63.64]
["EE","Solar",25,"ACTL_2",0.26,0,0.01,0.18]
["EE","Solar",25,"ACTL_C",0.26,0,0.01,0.18]
["EE","Solar",25,"ALNE_P",2.56,0,0.06,1.83]
["EE","Solar",25,"ALST_3",0.47,0,0.01,0.34]
["EE","Solar",25,"ALVE1",308.42,0,6.96,220.59]
["EE","Solar",25,"AMEM_1",100.14,0,2.2599999999999998,71.63]
["EE","Solar",25,"ARBR_P",19.989999999999998,0,0.45,14.29]
["EE","Solar",25,"ARDK_P",0.86,0,0.02,0.61]
["EE","Solar",25,"ARMO_P",5.52,0,0.12,3.95]
["EE","Solar",25,"AXMI1",143.53,0,3.24,102.66]
["EE","Solar",25,"AYRR",0,0,0,0]
["EE","Solar",25,"BAGA",0,0,0,0]
["EE","Solar",25,"BAIN",0,0,0,0]
["EE","Solar",25,"BARKR_C",1.71,0,0.04,1.22]
["EE","Solar",25,"BARKW3",0.35,0,0.01,0.25]
["EE","Solar",25,"BEAU_P",0,0,0,0]
["EE","Solar",25,"BEDDT1",0.4,0,0.01,0.28999999999999998]
["EE","Solar",25,"BEDD_1",0.4,0,0.01,0.28999999999999998]
["EE","Solar",25,"BERB_P",0,0,0,0]
["EE","Solar",25,"BERW",0,0,0,0]
["EE","Solar",25,"BESW_1",92.06,0,2.08,65.84]
["EE","Solar",25,"BICF_1",206.05,0,4.6500000000000004,147.38]
["EE","Solar",25,"BIRK_1",1.55,0,0.04,1.1100000000000001]
["EE","Solar",25,"BISW_1",97.88,0,2.21,70.010000000000005]
["EE","Solar",25,"BLYTB1",1.42,0,0.03,1.01]
["EE","Solar",25,"BLYTH132",34.700000000000003,0,0.78,24.82]
["EE","Solar",25,"BOAG_P",0.63,0,0.01,0.45]
["EE","Solar",25,"BOLN_1",45.49,0,1.03,32.54]
["EE","Solar",25,"BONN",0,0,0,0]
["EE","Solar",25,"BOTW_1",44.98,0,1.02,32.17]
["EE","Solar",25,"BRAC_P",0.49,0,0.01,0.35]
["EE","Solar",25,"BRAI_1",53.91,0,1.22,38.56]
["EE","Solar",25,"BRAP",12.69,0,0.28999999999999998,9.08]
["EE","Solar",25,"BRAW_1",5.35,0,0.12,3.83]
["EE","Solar",25,"BRED_1",3.69,0,0.08,2.64]
["EE","Solar",25,"BRFO_1",304.58,0,6.88,217.85]
["EE","Solar",25,"BRID_P",0,0,0,0]
["EE","Solar",25,"BRIM_1",7.83,0,0.18,5.6]
["EE","Solar",25,"BRLE_1",99.69,0,2.25,71.31]
["EE","Solar",25,"BROA_P",0.2,0,0,0.14000000000000001]
["EE","Solar",25,"BROR_P",0,0,0,0]
["EE","Solar",25,"BROX",1.05,0,0.02,0.75]
["EE","Solar",25,"BRWA1",175.69,0,3.97,125.66]
["EE","Solar",25,"BUMU_P",2.0099999999999998,0,0.05,1.44]
["EE","Solar",25,"BURM_1",370.98,0,8.3800000000000008,265.33999999999997]
["EE","Solar",25,"BUSH_1",26.43,0,0.6,18.899999999999999]
["EE","Solar",25,"BUST_1",1.62,0,0.04,1.1599999999999999]
["EE","Solar",25,"CAAD_P",0.4,0,0.01,0.28000000000000003]
["EE","Solar",25,"CAFA",0,0,0,0]
["EE","Solar",25,"CAIF_P",0,0,0,0]
["EE","Solar",25,"CAMB_01",1.42,0,0.03,1.01]
["EE","Solar",25,"CANTN1",101.6,0,2.29,72.67]
["EE","Solar",25,"CAPEA1",4.9400000000000004,0,0.11,3.53]
["EE","Solar",25,"CARE_1",30.03,0,0.68,21.48]
["EE","Solar",25,"CARR_1",1.97,0,0.04,1.41]
["EE","Solar",25,"CASS_P",0.74,0,0.02,0.53]
["EE","Solar",25,"CATY",0,0,0,0]
["EE","Solar",25,"CBNK_H",0.26,0,0.01,0.18]
["EE","Solar",25,"CEAN_P",0,0,0,0]
["EE","Solar",25,"CELL_1",30.3,0,0.68,21.67]
["EE","Solar",25,"CHAP",21.46,0,0.48,15.35]
["EE","Solar",25,"CHAR_P",0,0,0,0]
["EE","Solar",25,"CHAS",0,0,0,0]
["EE","Solar",25,"CHIC_1",39.79,0,0.9,28.46]
["EE","Solar",25,"CHSI_1",8.1199999999999992,0,0.18,5.8]
["EE","Solar",25,"CHTE_1",227.5,0,5.14,162.72]
["EE","Solar",25,"CITR_1",0.26,0,0.01,0.18]
["EE","Solar",25,"CLAC_P",1.71,0,0.04,1.22]
["EE","Solar",25,"CLAY_P",0.16,0,0,0.12]
["EE","Solar",25,"CLT03",2.5299999999999998,0,0.06,1.81]
["EE","Solar",25,"CLYM",0,0,0,0]
["EE","Solar",25,"COAT",0,0,0,0]
["EE","Solar",25,"COCK",0,0,0,0]
["EE","Solar",25,"CONQA1",95.27,0,2.15,68.14]
["EE","Solar",25,"COUA_P",1.05,0,0.02,0.75]
["EE","Solar",25,"COVE_1",172.04,0,3.88,123.05]
["EE","Solar",25,"COWL_1",281.8,0,6.36,201.56]
["EE","Solar",25,"COYL",64.790000000000006,0,1.46,46.34]
["EE","Solar",25,"CRAI_P",0,0,0,0]
["EE","Solar",25,"CREB_1",95.34,0,2.15,68.19]
["EE","Solar",25,"CUMB",0,0,0,0]
["EE","Solar",25,"CUPA",5.1100000000000003,0,0.12,3.66]
["EE","Solar",25,"CURR",0,0,0,0]
["EE","Solar",25,"DALL_P",0,0,0,0]
["EE","Solar",25,"DALM3",0,0,0,0]
["EE","Solar",25,"DEVM",0,0,0,0]
["EE","Solar",25,"DEVO",9.9,0,0.22,7.08]
["EE","Solar",25,"DEWP",0,0,0,0]
["EE","Solar",25,"DOUN_P",2.08,0,0.05,1.49]
["EE","Solar",25,"DRAK_1",100.37,0,2.27,71.790000000000006]
["EE","Solar",25,"DRAX_1",1.42,0,0.03,1.01]
["EE","Solar",25,"DRCR",0,0,0,0]
["EE","Solar",25,"DRUM",0,0,0,0]
["EE","Solar",25,"DUBE_P",0,0,0,0]
["EE","Solar",25,"DUDH_P",0.49,0,0.01,0.35]
["EE","Solar",25,"DUGR_P",0.44,0,0.01,0.32]
["EE","Solar",25,"DUNB_B",0,0,0,0]
["EE","Solar",25,"DUNF",0,0,0,0]
["EE","Solar",25,"DUNO_P",0,0,0,0]
["EE","Solar",25,"DYCE_P",2.87,0,0.06,2.0499999999999998]
["EE","Solar",25,"EALI_6",0.26,0,0.01,0.18]
["EE","Solar",25,"EASO_1",230.91,0,5.21,165.16]
["EE","Solar",25,"EAST",0,0,0,0]
["EE","Solar",25,"ECCL",0,0,0,0]
["EE","Solar",25,"ECLA_1",126.65,0,2.86,90.59]
["EE","Solar",25,"ECLA_H",0,0,0,0]
["EE","Solar",25,"EERH",0,0,0,0]
["EE","Solar",25,"EKIL",0,0,0,0]
["EE","Solar",25,"EKIS",0,0,0,0]
["EE","Solar",25,"ELDE",0,0,0,0]
["EE","Solar",25,"ELGI_P",1.27,0,0.03,0.91]
["EE","Solar",25,"ELLA_1",0.35,0,0.01,0.25]
["EE","Solar",25,"ELST_1",5.31,0,0.12,3.8]
["EE","Solar",25,"ENDE_1",168.85,0,3.81,120.77]
["EE","Solar",25,"ERSK",0,0,0,0]
["EE","Solar",25,"EXET1",120,0,2.71,85.83]
["EE","Solar",25,"FASN_P",0.41,0,0.01,0.28999999999999998]
["EE","Solar",25,"FAUG_P",1.1599999999999999,0,0.03,0.83]
["EE","Solar",25,"FAWL_1",87.53,0,1.98,62.61]
["EE","Solar",25,"FECK_6",338.8,0,7.65,242.32]
["EE","Solar",25,"FERRA2",50.75,0,1.1499999999999999,36.299999999999997]
["EE","Solar",25,"OSBA_1",21.86,0,0.5,15.63]
["EE","Solar",25,"FERRB_M",0,0,0,0]
["EE","Solar",25,"FETT_P",0,0,0,0]
["EE","Solar",25,"FIDD_P",5.49,0,0.12,3.92]
["EE","Solar",25,"FIDF_1",7.56,0,0.17,5.41]
["EE","Solar",25,"FINN",0,0,0,0]
["EE","Solar",25,"FLEE_1",67.22,0,1.52,48.08]
["EE","Solar",25,"FOUR_1",2.13,0,0.05,1.52]
["EE","Solar",25,"FRAS_P",1.31,0,0.03,0.93]
["EE","Solar",25,"FROD_1",109.36,0,2.4700000000000002,78.22]
["EE","Solar",25,"FWIL_P",4.71,0,0.11,3.37]
["EE","Solar",25,"GALA",0,0,0,0]
["EE","Solar",25,"GIFF",0,0,0,0]
["EE","Solar",25,"GLEF_P",0,0,0,0]
["EE","Solar",25,"GLLE",0,0,0,0]
["EE","Solar",25,"GLLU",0,0,0,0]
["EE","Solar",25,"GLNI",0,0,0,0]
["EE","Solar",25,"GLRO",0,0,0,0]
["EE","Solar",25,"GORG",0,0,0,0]
["EE","Solar",25,"GOVA",6.18,0,0.14000000000000001,4.42]
["EE","Solar",25,"GREE_H",0.26,0,0.01,0.18]
["EE","Solar",25,"GREN_1",274.44,0,6.2,196.29]
["EE","Solar",25,"GRIW_1",78.91,0,1.78,56.44]
["EE","Solar",25,"GRUB_P",3.27,0,7.0000000000000007E-2,2.34]
["EE","Solar",25,"G_EXTRA_11",0,0,0,0]
["EE","Solar",25,"G_EXTRA_2",0,0,0,0]
["EE","Solar",25,"G_EXTRA_5",0,0,0,0]
["EE","Solar",25,"G_EXTRA_7",0,0,0,0]
["EE","Solar",25,"G_EXTRA_8",0,0,0,0]
["EE","Solar",25,"G_EXTRA_9",0,0,0,0]
["EE","Solar",25,"HACK_1",0.35,0,0.01,0.25]
["EE","Solar",25,"HACK_6",0.35,0,0.01,0.25]
["EE","Solar",25,"HAGR",0,0,0,0]
["EE","Solar",25,"HAMHC1",24.72,0,0.56000000000000005,17.68]
["EE","Solar",25,"HARK_1",71.650000000000006,0,1.62,51.24]
["EE","Solar",25,"HARM_6",10.48,0,0.24,7.49]
["EE","Solar",25,"HAWI",0,0,0,0]
["EE","Solar",25,"HAWP_6",8.5399999999999991,0,0.19,6.11]
["EE","Solar",25,"HELE",0,0,0,0]
["EE","Solar",25,"HEYS1",2.13,0,0.05,1.52]
["EE","Solar",25,"HEYS_1",25.01,0,0.56000000000000005,17.89]
["EE","Solar",25,"HUER",0,0,0,0]
["EE","Solar",25,"HURS_1",0.4,0,0.01,0.28999999999999998]
["EE","Solar",25,"HUTT_1",13.24,0,0.3,9.4700000000000006]
["EE","Solar",25,"IMPK_1",8.5,0,0.19,6.08]
["EE","Solar",25,"INDQ1",326.85000000000002,0,7.38,233.78]
["EE","Solar",25,"INKE",0,0,0,0]
["EE","Solar",25,"INNE_P",0.82,0,0.02,0.59]
["EE","Solar",25,"IROA1",172.07,0,3.88,123.07]
["EE","Solar",25,"IRONB1",47.47,0,1.07,33.96]
["EE","Solar",25,"ISLI_1",0,0,0,0]
["EE","Solar",25,"IVER_1",0.31,0,0.01,0.23]
["EE","Solar",25,"IVER_6",0.31,0,0.01,0.23]
["EE","Solar",25,"JOHN",0,0,0,0]
["EE","Solar",25,"JORD_3",0.56999999999999995,0,0.01,0.41]
["EE","Solar",25,"KAIM",3.09,0,7.0000000000000007E-2,2.21]
["EE","Solar",25,"KEAD_1",87.42,0,1.97,62.53]
["EE","Solar",25,"KEAR_1",1.78,0,0.04,1.28]
["EE","Solar",25,"KEAR_3",12.83,0,0.28999999999999998,9.18]
["EE","Solar",25,"KEIT_P",6.93,0,0.16,4.95]
["EE","Solar",25,"KEMS_1",63.19,0,1.43,45.2]
["EE","Solar",25,"KEOO",0,0,0,0]
["EE","Solar",25,"KIBY_1",2.02,0,0.05,1.44]
["EE","Solar",25,"KIBY_G",0,0,0,0]
["EE","Solar",25,"KIER",0,0,0,0]
["EE","Solar",25,"KIIN_P",1.89,0,0.04,1.36]
["EE","Solar",25,"KILS",20.51,0,0.46,14.67]
["EE","Solar",25,"KILT",0,0,0,0]
["EE","Solar",25,"KILW",0,0,0,0]
["EE","Solar",25,"KINL_P",0,0,0,0]
["EE","Solar",25,"KINO_1",8.41,0,0.19,6.01]
["EE","Solar",25,"KINT_P",6.76,0,0.15,4.84]
["EE","Solar",25,"KIRKB1",0.35,0,0.01,0.25]
["EE","Solar",25,"KITW_1",0.81,0,0.02,0.57999999999999996]
["EE","Solar",25,"KNAR",45.48,0,1.03,32.53]
["EE","Solar",25,"LACK_6",7.13,0,0.16,5.0999999999999996]
["EE","Solar",25,"LAIR_P",1.85,0,0.04,1.32]
["EE","Solar",25,"LALE1SG003",3.37,0,0.08,2.41]
["EE","Solar",25,"LAND1",134.72,0,3.04,96.36]
["EE","Solar",25,"LEGA_1",68.22,0,1.54,48.79]
["EE","Solar",25,"LEVE",4.2300000000000004,0,0.1,3.02]
["EE","Solar",25,"LING",0,0,0,0]
["EE","Solar",25,"LINM",0,0,0,0]
["EE","Solar",25,"LISD_1",3.01,0,7.0000000000000007E-2,2.15]
["EE","Solar",25,"LITT_C",1.42,0,0.03,1.02]
["EE","Solar",25,"LITT_J",0.4,0,0.01,0.28999999999999998]
["EE","Solar",25,"LODR_6",0.26,0,0.01,0.18]
["EE","Solar",25,"LOUD_H",0.31,0,0.01,0.23]
["EE","Solar",25,"LOVE_1",188.22,0,4.25,134.62]
["EE","Solar",25,"LUNA_P",16.66,0,0.38,11.92]
["EE","Solar",25,"LYND_P",0,0,0,0]
["EE","Solar",25,"MACC_3",1.42,0,0.03,1.01]
["EE","Solar",25,"MACD_P",5.52,0,0.12,3.95]
["EE","Solar",25,"MAGA_6",1.42,0,0.03,1.01]
["EE","Solar",25,"MANN_1",404.6,0,9.1300000000000008,289.38]
["EE","Solar",25,"MAYB",0,0,0,0]
["EE","Solar",25,"MELK_1",553.85,0,12.5,396.14]
["EE","Solar",25,"MILC_P",2.19,0,0.05,1.57]
["EE","Solar",25,"MILH_1",18.34,0,0.41,13.12]
["EE","Solar",25,"MITY_1",371.43,0,8.39,265.66000000000003]
["EE","Solar",25,"MYBS_P",4.4800000000000004,0,0.1,3.2]
["EE","Solar",25,"NAIR_P",0,0,0,0]
["EE","Solar",25,"NEAR",0,0,0,0]
["EE","Solar",25,"NECE_1",1.62,0,0.04,1.1599999999999999]
["EE","Solar",25,"NEEP_3",0.56999999999999995,0,0.01,0.41]
["EE","Solar",25,"NETS",0,0,0,0]
["EE","Solar",25,"NEWX_6",0.94,0,0.02,0.68]
["EE","Solar",25,"NFLE",60.43,0,1.36,43.23]
["EE","Solar",25,"NHYD_6",0.31,0,0.01,0.23]
["EE","Solar",25,"NINF_1",82.27,0,1.86,58.84]
["EE","Solar",25,"NORL_3",0.56999999999999995,0,0.01,0.41]
["EE","Solar",25,"NORM_1",265.27,0,5.99,189.73]
["EE","Solar",25,"NORT_1",146.38999999999999,0,3.31,104.71]
["EE","Solar",25,"NURS_1",119.56,0,2.7,85.51]
["EE","Solar",25,"OCKH_1",0.81,0,0.02,0.57999999999999996]
["EE","Solar",25,"OFFE_3",0.53,0,0.01,0.38]
["EE","Solar",25,"OLDB_1",0.81,0,0.02,0.57999999999999996]
["EE","Solar",25,"ORMO",0,0,0,0]
["EE","Solar",25,"ORRI_P",0,0,0,0]
["EE","Solar",25,"PADIB1",1.42,0,0.03,1.01]
["EE","Solar",25,"PAIS",0,0,0,0]
["EE","Solar",25,"PART",0,0,0,0]
["EE","Solar",25,"PEHG_P",0,0,0,0]
["EE","Solar",25,"PEHS_P",0,0,0,0]
["EE","Solar",25,"PELH_1",168.42,0,3.8,120.46]
["EE","Solar",25,"PEMB_1",202.6,0,4.57,144.9]
["EE","Solar",25,"PENE_1",4.92,0,0.11,3.52]
["EE","Solar",25,"PENN_1",0,0,0,0]
["EE","Solar",25,"PENT_1",32.1,0,0.72,22.96]
["EE","Solar",25,"PENW_1",12.7,0,0.28999999999999998,9.08]
["EE","Solar",25,"PERI_H",0.26,0,0.01,0.18]
["EE","Solar",25,"PERS_P",2.1,0,0.05,1.5]
["EE","Solar",25,"PITS_3",0.56999999999999995,0,0.01,0.41]
["EE","Solar",25,"POOB",0,0,0,0]
["EE","Solar",25,"POPP_3",0.71,0,0.02,0.51]
["EE","Solar",25,"PORA_P",5.15,0,0.12,3.68]
["EE","Solar",25,"PORD",0,0,0,0]
["EE","Solar",25,"PYLE_1",35.33,0,0.8,25.27]
["EE","Solar",25,"QUOI_P",0.56999999999999995,0,0.01,0.41]
["EE","Solar",25,"RAIN_1",3.59,0,0.08,2.57]
["EE","Solar",25,"RANN_P",2.5,0,0.06,1.79]
["EE","Solar",25,"RASS_1",68.95,0,1.56,49.32]
["EE","Solar",25,"RATS_1",56.25,0,1.27,40.229999999999997]
["EE","Solar",25,"RAVE",0,0,0,0]
["EE","Solar",25,"RAYL_1",201.04,0,4.54,143.79]
["EE","Solar",25,"REBR_3",0.35,0,0.01,0.25]
["EE","Solar",25,"REDH",10.28,0,0.23,7.35]
["EE","Solar",25,"REDM_P",1.89,0,0.04,1.35]
["EE","Solar",25,"RICH_J",63.36,0,1.43,45.32]
["EE","Solar",25,"ROCH_1",7.52,0,0.17,5.38]
["EE","Solar",25,"RRIG",0,0,0,0]
["EE","Solar",25,"RUGEB1",4.25,0,0.1,3.04]
["EE","Solar",25,"RYEH_1",7.84,0,0.18,5.61]
["EE","Solar",25,"SALH_1",2.13,0,0.05,1.52]
["EE","Solar",25,"SALL1",0,0,0,0]
["EE","Solar",25,"SALT_1",7.97,0,0.18,5.7]
["EE","Solar",25,"SANX",0,0,0,0]
["EE","Solar",25,"SASA",0,0,0,0]
["EE","Solar",25,"SBAR",37.79,0,0.85,27.03]
["EE","Solar",25,"SEAB1",95.58,0,2.16,68.37]
["EE","Solar",25,"SELL_1",67.59,0,1.53,48.35]
["EE","Solar",25,"SFEG_P",3.05,0,7.0000000000000007E-2,2.1800000000000002]
["EE","Solar",25,"SFIL_P",1.22,0,0.03,0.87]
["EE","Solar",25,"SHEC_3",0.56999999999999995,0,0.01,0.41]
["EE","Solar",25,"SHIN_P",0,0,0,0]
["EE","Solar",25,"SHRU",0,0,0,0]
["EE","Solar",25,"SHRW_1",66.48,0,1.5,47.55]
["EE","Solar",25,"SIGH",0,0,0,0]
["EE","Solar",25,"SJOW_1",0.26,0,0.01,0.18]
["EE","Solar",25,"SKLGB1",18.010000000000002,0,0.41,12.88]
["EE","Solar",25,"SLOY_P",0.33,0,0.01,0.24]
["EE","Solar",25,"SMAN_1",0.47,0,0.01,0.34]
["EE","Solar",25,"SPAV",0,0,0,0]
["EE","Solar",25,"SPEN_1",11.25,0,0.25,8.0399999999999991]
["EE","Solar",25,"SSHI_3",0.53,0,0.01,0.38]
["EE","Solar",25,"STAH_1",7.56,0,0.17,5.4]
["EE","Solar",25,"STAL_1",4.41,0,0.1,3.16]
["EE","Solar",25,"STAY_1",333.44,0,7.53,238.49]
["EE","Solar",25,"STEN_1",4.38,0,0.1,3.13]
["EE","Solar",25,"STES_1",6.42,0,0.14000000000000001,4.59]
["EE","Solar",25,"STHA",0,0,0,0]
["EE","Solar",25,"STIR",0,0,0,0]
["EE","Solar",25,"STLE",0,0,0,0]
["EE","Solar",25,"STRI_P",7.97,0,0.18,5.7]
["EE","Solar",25,"SUND_1",136.29,0,3.08,97.48]
["EE","Solar",25,"SWAN_1",292.58999999999997,0,6.61,209.27]
["EE","Solar",25,"TARL_P",5.67,0,0.13,4.0599999999999996]
["EE","Solar",25,"TAUN1",74.5,0,1.68,53.28]
["EE","Solar",25,"TAYN_P",3.89,0,0.09,2.78]
["EE","Solar",25,"TELR",0,0,0,0]
["EE","Solar",25,"TEMP_3",0.56999999999999995,0,0.01,0.41]
["EE","Solar",25,"THOM_6",22.42,0,0.51,16.03]
["EE","Solar",25,"THSO_P",8.66,0,0.2,6.19]
["EE","Solar",25,"THUR_6",0.56999999999999995,0,0.01,0.41]
["EE","Solar",25,"TILBB_1",62.66,0,1.41,44.82]
["EE","Solar",25,"TONG",0,0,0,0]
["EE","Solar",25,"TOTT_1",0.35,0,0.01,0.25]
["EE","Solar",25,"TRAW_1",16.04,0,0.36,11.47]
["EE","Solar",25,"TUMB_P",0.89,0,0.02,0.64]
["EE","Solar",25,"TYNE_1",0.53,0,0.01,0.38]
["EE","Solar",25,"TYNE_2",0.53,0,0.01,0.38]
["EE","Solar",25,"UPPB_1",22.2,0,0.5,15.88]
["EE","Solar",25,"UPPB_3",21.71,0,0.49,15.53]
["EE","Solar",25,"USKM_1",161.04,0,3.64,115.18]
["EE","Solar",25,"WABO",0,0,0,0]
["EE","Solar",25,"WALH_1",58.57,0,1.32,41.89]
["EE","Solar",25,"WALP_1",228.88,0,5.17,163.69999999999999]
["EE","Solar",25,"WALP_B",153.22,0,3.46,109.59]
["EE","Solar",25,"WARL_1",60.87,0,1.37,43.54]
["EE","Solar",25,"WASF_1",16.649999999999999,0,0.38,11.91]
["EE","Solar",25,"WATFS_1",0.31,0,0.01,0.23]
["EE","Solar",25,"WBOL_6",9.9700000000000006,0,0.23,7.13]
["EE","Solar",25,"WBUR_1",149.13999999999999,0,3.37,106.67]
["EE","Solar",25,"WFIE",0,0,0,0]
["EE","Solar",25,"WGEO",8.5500000000000007,0,0.19,6.12]
["EE","Solar",25,"WHAM_1",0.35,0,0.01,0.25]
["EE","Solar",25,"WHGA_1",0.35,0,0.01,0.25]
["EE","Solar",25,"WHHO",0,0,0,0]
["EE","Solar",25,"WIBA_3",0.56999999999999995,0,0.01,0.41]
["EE","Solar",25,"WIEN_1",0.81,0,0.02,0.57999999999999996]
["EE","Solar",25,"WILL_1",68,0,1.54,48.63]
["EE","Solar",25,"WIMBN1",0.94,0,0.02,0.68]
["EE","Solar",25,"WIMBS1",0.94,0,0.02,0.68]
["EE","Solar",25,"WIOW_P",0,0,0,0]
["EE","Solar",25,"WISD_1",0.26,0,0.01,0.18]
["EE","Solar",25,"WISD_6",0.26,0,0.01,0.18]
["EE","Solar",25,"WISH",0,0,0,0]
["EE","Solar",25,"WMEL_1",0.56999999999999995,0,0.01,0.41]
["EE","Solar",25,"WOHI_P",0,0,0,0]
["EE","Solar",25,"WTHU31",0.35,0,0.01,0.25]
["EE","Solar",25,"WWEY_1",1.9,0,0.04,1.36]
["EE","Solar",25,"WYLF_1",103.5,0,2.34,74.03]
["EE","Solar",25,"WYMOM_1",42.37,0,0.96,30.3]
["EE","Solar",26,"ABHA1",136.71,0,3.09,97.78]
["EE","Solar",26,"ABNE_P",21.74,0,0.49,15.55]
["EE","Solar",26,"ABTH_1",90.04,0,2.0299999999999998,64.400000000000006]
["EE","Solar",26,"ACTL_2",0.83,0,0.02,0.6]
["EE","Solar",26,"ACTL_C",0.83,0,0.02,0.6]
["EE","Solar",26,"ALNE_P",3.75,0,0.08,2.68]
["EE","Solar",26,"ALST_3",1.53,0,0.03,1.0900000000000001]
["EE","Solar",26,"ALVE1",325.93,0,7.36,233.12]
["EE","Solar",26,"AMEM_1",100.85,0,2.2799999999999998,72.13]
["EE","Solar",26,"ARBR_P",19.989999999999998,0,0.45,14.29]
["EE","Solar",26,"ARDK_P",1.25,0,0.03,0.9]
["EE","Solar",26,"ARMO_P",8.08,0,0.18,5.78]
["EE","Solar",26,"AXMI1",166.79,0,3.77,119.29]
["EE","Solar",26,"AYRR",0,0,0,0]
["EE","Solar",26,"BAGA",0,0,0,0]
["EE","Solar",26,"BAIN",0,0,0,0]
["EE","Solar",26,"BARKR_C",2.5,0,0.06,1.79]
["EE","Solar",26,"BARKW3",1.1499999999999999,0,0.03,0.82]
["EE","Solar",26,"BEAU_P",0,0,0,0]
["EE","Solar",26,"BEDDT1",1.31,0,0.03,0.94]
["EE","Solar",26,"BEDD_1",1.31,0,0.03,0.94]
["EE","Solar",26,"BERB_P",0,0,0,0]
["EE","Solar",26,"BERW",0,0,0,0]
["EE","Solar",26,"BESW_1",95.68,0,2.16,68.44]
["EE","Solar",26,"BICF_1",250.46,0,5.65,179.14]
["EE","Solar",26,"BIRK_1",2.61,0,0.06,1.87]
["EE","Solar",26,"BISW_1",99.69,0,2.25,71.31]
["EE","Solar",26,"BLYTB1",4.59,0,0.1,3.28]
["EE","Solar",26,"BLYTH132",37.880000000000003,0,0.86,27.09]
["EE","Solar",26,"BOAG_P",0.93,0,0.02,0.66]
["EE","Solar",26,"BOLN_1",48.67,0,1.1000000000000001,34.81]
["EE","Solar",26,"BONN",0,0,0,0]
["EE","Solar",26,"BOTW_1",59.25,0,1.34,42.38]
["EE","Solar",26,"BRAC_P",0.72,0,0.02,0.52]
["EE","Solar",26,"BRAI_1",60.25,0,1.36,43.09]
["EE","Solar",26,"BRAP",12.69,0,0.28999999999999998,9.08]
["EE","Solar",26,"BRAW_1",6.15,0,0.14000000000000001,4.4000000000000004]
["EE","Solar",26,"BRED_1",4.74,0,0.11,3.39]
["EE","Solar",26,"BRFO_1",310.24,0,7,221.9]
["EE","Solar",26,"BRID_P",0,0,0,0]
["EE","Solar",26,"BRIM_1",14.18,0,0.32,10.14]
["EE","Solar",26,"BRLE_1",106.04,0,2.39,75.84]
["EE","Solar",26,"BROA_P",0.28999999999999998,0,0.01,0.21]
["EE","Solar",26,"BROR_P",0,0,0,0]
["EE","Solar",26,"BROX",1.05,0,0.02,0.75]
["EE","Solar",26,"BRWA1",201.07,0,4.54,143.81]
["EE","Solar",26,"BUMU_P",2.08,0,0.05,1.49]
["EE","Solar",26,"BURM_1",440.76,0,9.9499999999999993,315.25]
["EE","Solar",26,"BUSH_1",28.24,0,0.64,20.2]
["EE","Solar",26,"BUST_1",5.24,0,0.12,3.75]
["EE","Solar",26,"CAAD_P",0.57999999999999996,0,0.01,0.41]
["EE","Solar",26,"CAFA",0,0,0,0]
["EE","Solar",26,"CAIF_P",0,0,0,0]
["EE","Solar",26,"CAMB_01",4.59,0,0.1,3.28]
["EE","Solar",26,"CANTN1",109.21,0,2.4700000000000002,78.11]
["EE","Solar",26,"CAPEA1",6,0,0.14000000000000001,4.29]
["EE","Solar",26,"CARE_1",31.09,0,0.7,22.23]
["EE","Solar",26,"CARR_1",3.03,0,7.0000000000000007E-2,2.16]
["EE","Solar",26,"CASS_P",1.08,0,0.02,0.78]
["EE","Solar",26,"CATY",0,0,0,0]
["EE","Solar",26,"CBNK_H",0.83,0,0.02,0.6]
["EE","Solar",26,"CEAN_P",0,0,0,0]
["EE","Solar",26,"CELL_1",39.82,0,0.9,28.48]
["EE","Solar",26,"CHAP",21.46,0,0.48,15.35]
["EE","Solar",26,"CHAR_P",0,0,0,0]
["EE","Solar",26,"CHAS",0,0,0,0]
["EE","Solar",26,"CHIC_1",63.05,0,1.42,45.1]
["EE","Solar",26,"CHSI_1",9.02,0,0.2,6.45]
["EE","Solar",26,"CHTE_1",228.77,0,5.16,163.62]
["EE","Solar",26,"CITR_1",0.83,0,0.02,0.6]
["EE","Solar",26,"CLAC_P",2.4900000000000002,0,0.06,1.78]
["EE","Solar",26,"CLAY_P",0.24,0,0.01,0.17]
["EE","Solar",26,"CLT03",8.19,0,0.18,5.86]
["EE","Solar",26,"CLYM",0,0,0,0]
["EE","Solar",26,"COAT",0,0,0,0]
["EE","Solar",26,"COCK",0,0,0,0]
["EE","Solar",26,"CONQA1",98.45,0,2.2200000000000002,70.41]
["EE","Solar",26,"COUA_P",1.54,0,0.03,1.1000000000000001]
["EE","Solar",26,"COVE_1",175.66,0,3.97,125.64]
["EE","Solar",26,"COWL_1",307.18,0,6.93,219.7]
["EE","Solar",26,"COYL",64.790000000000006,0,1.46,46.34]
["EE","Solar",26,"CRAI_P",0,0,0,0]
["EE","Solar",26,"CREB_1",99.57,0,2.25,71.209999999999994]
["EE","Solar",26,"CUMB",0,0,0,0]
["EE","Solar",26,"CUPA",5.1100000000000003,0,0.12,3.66]
["EE","Solar",26,"CURR",0,0,0,0]
["EE","Solar",26,"DALL_P",0,0,0,0]
["EE","Solar",26,"DALM3",0,0,0,0]
["EE","Solar",26,"DEVM",0,0,0,0]
["EE","Solar",26,"DEVO",9.9,0,0.22,7.08]
["EE","Solar",26,"DEWP",0,0,0,0]
["EE","Solar",26,"DOUN_P",3.04,0,7.0000000000000007E-2,2.17]
["EE","Solar",26,"DRAK_1",102.18,0,2.31,73.08]
["EE","Solar",26,"DRAX_1",4.59,0,0.1,3.28]
["EE","Solar",26,"DRCR",0,0,0,0]
["EE","Solar",26,"DRUM",0,0,0,0]
["EE","Solar",26,"DUBE_P",0,0,0,0]
["EE","Solar",26,"DUDH_P",0.72,0,0.02,0.52]
["EE","Solar",26,"DUGR_P",0.65,0,0.01,0.47]
["EE","Solar",26,"DUNB_B",0,0,0,0]
["EE","Solar",26,"DUNF",0,0,0,0]
["EE","Solar",26,"DUNO_P",0,0,0,0]
["EE","Solar",26,"DYCE_P",4.1900000000000004,0,0.09,3]
["EE","Solar",26,"EALI_6",0.83,0,0.02,0.6]
["EE","Solar",26,"EASO_1",243.6,0,5.5,174.23]
["EE","Solar",26,"EAST",0,0,0,0]
["EE","Solar",26,"ECCL",0,0,0,0]
["EE","Solar",26,"ECLA_1",139.34,0,3.15,99.66]
["EE","Solar",26,"ECLA_H",0,0,0,0]
["EE","Solar",26,"EERH",0,0,0,0]
["EE","Solar",26,"EKIL",0,0,0,0]
["EE","Solar",26,"EKIS",0,0,0,0]
["EE","Solar",26,"ELDE",0,0,0,0]
["EE","Solar",26,"ELGI_P",1.27,0,0.03,0.91]
["EE","Solar",26,"ELLA_1",1.1499999999999999,0,0.03,0.82]
["EE","Solar",26,"ELST_1",6.02,0,0.14000000000000001,4.3]
["EE","Solar",26,"ENDE_1",175.2,0,3.96,125.31]
["EE","Solar",26,"ERSK",0,0,0,0]
["EE","Solar",26,"EXET1",137.51,0,3.1,98.36]
["EE","Solar",26,"FASN_P",0.6,0,0.01,0.43]
["EE","Solar",26,"FAUG_P",1.7,0,0.04,1.21]
["EE","Solar",26,"FAWL_1",101.81,0,2.2999999999999998,72.819999999999993]
["EE","Solar",26,"FECK_6",342.42,0,7.73,244.91]
["EE","Solar",26,"FERRA2",53.93,0,1.22,38.57]
["EE","Solar",26,"OSBA_1",29.47,0,0.67,21.08]
["EE","Solar",26,"FERRB_M",0,0,0,0]
["EE","Solar",26,"FETT_P",0,0,0,0]
["EE","Solar",26,"FIDD_P",8.02,0,0.18,5.74]
["EE","Solar",26,"FIDF_1",7.56,0,0.17,5.41]
["EE","Solar",26,"FINN",0,0,0,0]
["EE","Solar",26,"FLEE_1",73.569999999999993,0,1.66,52.62]
["EE","Solar",26,"FOUR_1",6.88,0,0.16,4.92]
["EE","Solar",26,"FRAS_P",1.43,0,0.03,1.02]
["EE","Solar",26,"FROD_1",110.42,0,2.4900000000000002,78.98]
["EE","Solar",26,"FWIL_P",6.89,0,0.16,4.93]
["EE","Solar",26,"GALA",0,0,0,0]
["EE","Solar",26,"GIFF",0,0,0,0]
["EE","Solar",26,"GLEF_P",0,0,0,0]
["EE","Solar",26,"GLLE",0,0,0,0]
["EE","Solar",26,"GLLU",0,0,0,0]
["EE","Solar",26,"GLNI",0,0,0,0]
["EE","Solar",26,"GLRO",0,0,0,0]
["EE","Solar",26,"GORG",0,0,0,0]
["EE","Solar",26,"GOVA",6.18,0,0.14000000000000001,4.42]
["EE","Solar",26,"GREE_H",0.83,0,0.02,0.6]
["EE","Solar",26,"GREN_1",313.86,0,7.09,224.49]
["EE","Solar",26,"GRIW_1",88.43,0,2,63.25]
["EE","Solar",26,"GRUB_P",4.79,0,0.11,3.42]
["EE","Solar",26,"G_EXTRA_11",0,0,0,0]
["EE","Solar",26,"G_EXTRA_2",0,0,0,0]
["EE","Solar",26,"G_EXTRA_5",0,0,0,0]
["EE","Solar",26,"G_EXTRA_7",0,0,0,0]
["EE","Solar",26,"G_EXTRA_8",0,0,0,0]
["EE","Solar",26,"G_EXTRA_9",0,0,0,0]
["EE","Solar",26,"HACK_1",1.1499999999999999,0,0.03,0.82]
["EE","Solar",26,"HACK_6",1.1499999999999999,0,0.03,0.82]
["EE","Solar",26,"HAGR",0,0,0,0]
["EE","Solar",26,"HAMHC1",28.34,0,0.64,20.27]
["EE","Solar",26,"HARK_1",76.400000000000006,0,1.72,54.65]
["EE","Solar",26,"HARM_6",11.67,0,0.26,8.34]
["EE","Solar",26,"HAWI",0,0,0,0]
["EE","Solar",26,"HAWP_6",9.73,0,0.22,6.96]
["EE","Solar",26,"HELE",0,0,0,0]
["EE","Solar",26,"HEYS1",6.88,0,0.16,4.92]
["EE","Solar",26,"HEYS_1",29.77,0,0.67,21.29]
["EE","Solar",26,"HUER",0,0,0,0]
["EE","Solar",26,"HURS_1",1.31,0,0.03,0.94]
["EE","Solar",26,"HUTT_1",25.93,0,0.59,18.55]
["EE","Solar",26,"IMPK_1",27.53,0,0.62,19.690000000000001]
["EE","Solar",26,"INDQ1",344.36,0,7.77,246.3]
["EE","Solar",26,"INKE",0,0,0,0]
["EE","Solar",26,"INNE_P",1.21,0,0.03,0.86]
["EE","Solar",26,"IROA1",194.28,0,4.3899999999999997,138.94999999999999]
["EE","Solar",26,"IRONB1",56.99,0,1.29,40.76]
["EE","Solar",26,"ISLI_1",0,0,0,0]
["EE","Solar",26,"IVER_1",1.02,0,0.02,0.73]
["EE","Solar",26,"IVER_6",1.02,0,0.02,0.73]
["EE","Solar",26,"JOHN",0,0,0,0]
["EE","Solar",26,"JORD_3",1.84,0,0.04,1.31]
["EE","Solar",26,"KAIM",3.09,0,7.0000000000000007E-2,2.21]
["EE","Solar",26,"KEAD_1",91.65,0,2.0699999999999998,65.55]
["EE","Solar",26,"KEAR_1",2.58,0,0.06,1.84]
["EE","Solar",26,"KEAR_3",13.62,0,0.31,9.74]
["EE","Solar",26,"KEIT_P",10.130000000000001,0,0.23,7.25]
["EE","Solar",26,"KEMS_1",78.42,0,1.77,56.09]
["EE","Solar",26,"KEOO",0,0,0,0]
["EE","Solar",26,"KIBY_1",2.02,0,0.05,1.44]
["EE","Solar",26,"KIBY_G",0,0,0,0]
["EE","Solar",26,"KIER",0,0,0,0]
["EE","Solar",26,"KIIN_P",2.77,0,0.06,1.98]
["EE","Solar",26,"KILS",20.51,0,0.46,14.67]
["EE","Solar",26,"KILT",0,0,0,0]
["EE","Solar",26,"KILW",0,0,0,0]
["EE","Solar",26,"KINL_P",0,0,0,0]
["EE","Solar",26,"KINO_1",16.02,0,0.36,11.46]
["EE","Solar",26,"KINT_P",9.07,0,0.2,6.48]
["EE","Solar",26,"KIRKB1",1.1499999999999999,0,0.03,0.82]
["EE","Solar",26,"KITW_1",2.62,0,0.06,1.88]
["EE","Solar",26,"KNAR",47.07,0,1.06,33.659999999999997]
["EE","Solar",26,"LACK_6",11.89,0,0.27,8.5]
["EE","Solar",26,"LAIR_P",2.7,0,0.06,1.93]
["EE","Solar",26,"LALE1SG003",4.07,0,0.09,2.91]
["EE","Solar",26,"LAND1",152.22999999999999,0,3.44,108.88]
["EE","Solar",26,"LEGA_1",74.56,0,1.68,53.33]
["EE","Solar",26,"LEVE",4.2300000000000004,0,0.1,3.02]
["EE","Solar",26,"LING",0,0,0,0]
["EE","Solar",26,"LINM",0,0,0,0]
["EE","Solar",26,"LISD_1",3.01,0,7.0000000000000007E-2,2.15]
["EE","Solar",26,"LITT_C",2.33,0,0.05,1.67]
["EE","Solar",26,"LITT_J",1.31,0,0.03,0.94]
["EE","Solar",26,"LODR_6",0.83,0,0.02,0.6]
["EE","Solar",26,"LOUD_H",1.02,0,0.02,0.73]
["EE","Solar",26,"LOVE_1",202.49,0,4.57,144.83000000000001]
["EE","Solar",26,"LUNA_P",16.739999999999998,0,0.38,11.97]
["EE","Solar",26,"LYND_P",0,0,0,0]
["EE","Solar",26,"MACC_3",4.59,0,0.1,3.28]
["EE","Solar",26,"MACD_P",8.08,0,0.18,5.78]
["EE","Solar",26,"MAGA_6",4.59,0,0.1,3.28]
["EE","Solar",26,"MANN_1",427.86,0,9.66,306.02]
["EE","Solar",26,"MAYB",0,0,0,0]
["EE","Solar",26,"MELK_1",579.23,0,13.08,414.28]
["EE","Solar",26,"MILC_P",3.21,0,7.0000000000000007E-2,2.29]
["EE","Solar",26,"MILH_1",19.05,0,0.43,13.62]
["EE","Solar",26,"MITY_1",396.81,0,8.9600000000000009,283.81]
["EE","Solar",26,"MYBS_P",6.55,0,0.15,4.68]
["EE","Solar",26,"NAIR_P",0,0,0,0]
["EE","Solar",26,"NEAR",0,0,0,0]
["EE","Solar",26,"NECE_1",5.24,0,0.12,3.75]
["EE","Solar",26,"NEEP_3",1.84,0,0.04,1.31]
["EE","Solar",26,"NETS",0,0,0,0]
["EE","Solar",26,"NEWX_6",3.06,0,7.0000000000000007E-2,2.19]
["EE","Solar",26,"NFLE",68.05,0,1.54,48.67]
["EE","Solar",26,"NHYD_6",1.02,0,0.02,0.73]
["EE","Solar",26,"NINF_1",85.44,0,1.93,61.11]
["EE","Solar",26,"NORL_3",1.84,0,0.04,1.31]
["EE","Solar",26,"NORM_1",309.68,0,6.99,221.5]
["EE","Solar",26,"NORT_1",147.58000000000001,0,3.33,105.56]
["EE","Solar",26,"NURS_1",133.83000000000001,0,3.02,95.72]
["EE","Solar",26,"OCKH_1",2.62,0,0.06,1.88]
["EE","Solar",26,"OFFE_3",1.72,0,0.04,1.23]
["EE","Solar",26,"OLDB_1",2.62,0,0.06,1.88]
["EE","Solar",26,"ORMO",0,0,0,0]
["EE","Solar",26,"ORRI_P",0,0,0,0]
["EE","Solar",26,"PADIB1",4.59,0,0.1,3.28]
["EE","Solar",26,"PAIS",0,0,0,0]
["EE","Solar",26,"PART",0,0,0,0]
["EE","Solar",26,"PEHG_P",0,0,0,0]
["EE","Solar",26,"PEHS_P",0,0,0,0]
["EE","Solar",26,"PELH_1",174.76,0,3.95,125]
["EE","Solar",26,"PEMB_1",221.63,0,5,158.52000000000001]
["EE","Solar",26,"PENE_1",8.09,0,0.18,5.79]
["EE","Solar",26,"PENN_1",0,0,0,0]
["EE","Solar",26,"PENT_1",47.96,0,1.08,34.299999999999997]
["EE","Solar",26,"PENW_1",15.87,0,0.36,11.35]
["EE","Solar",26,"PERI_H",0.83,0,0.02,0.6]
["EE","Solar",26,"PERS_P",3.07,0,7.0000000000000007E-2,2.2000000000000002]
["EE","Solar",26,"PITS_3",1.84,0,0.04,1.31]
["EE","Solar",26,"POOB",0,0,0,0]
["EE","Solar",26,"POPP_3",2.29,0,0.05,1.64]
["EE","Solar",26,"PORA_P",7.53,0,0.17,5.39]
["EE","Solar",26,"PORD",0,0,0,0]
["EE","Solar",26,"PYLE_1",38.5,0,0.87,27.54]
["EE","Solar",26,"QUOI_P",0.83,0,0.02,0.59]
["EE","Solar",26,"RAIN_1",3.59,0,0.08,2.57]
["EE","Solar",26,"RANN_P",3.66,0,0.08,2.62]
["EE","Solar",26,"RASS_1",87.98,0,1.99,62.93]
["EE","Solar",26,"RATS_1",62.6,0,1.41,44.77]
["EE","Solar",26,"RAVE",0,0,0,0]
["EE","Solar",26,"RAYL_1",216.27,0,4.88,154.68]
["EE","Solar",26,"REBR_3",1.1499999999999999,0,0.03,0.82]
["EE","Solar",26,"REDH",10.28,0,0.23,7.35]
["EE","Solar",26,"REDM_P",2.77,0,0.06,1.98]
["EE","Solar",26,"RICH_J",70.97,0,1.6,50.76]
["EE","Solar",26,"ROCH_1",8.31,0,0.19,5.95]
["EE","Solar",26,"RRIG",0,0,0,0]
["EE","Solar",26,"RUGEB1",13.77,0,0.31,9.85]
["EE","Solar",26,"RYEH_1",14.19,0,0.32,10.15]
["EE","Solar",26,"SALH_1",6.88,0,0.16,4.92]
["EE","Solar",26,"SALL1",0,0,0,0]
["EE","Solar",26,"SALT_1",12.2,0,0.28000000000000003,8.73]
["EE","Solar",26,"SANX",0,0,0,0]
["EE","Solar",26,"SASA",0,0,0,0]
["EE","Solar",26,"SBAR",44.13,0,1,31.57]
["EE","Solar",26,"SEAB1",114.62,0,2.59,81.98]
["EE","Solar",26,"SELL_1",82.82,0,1.87,59.23]
["EE","Solar",26,"SFEG_P",4.46,0,0.1,3.19]
["EE","Solar",26,"SFIL_P",1.78,0,0.04,1.28]
["EE","Solar",26,"SHEC_3",1.84,0,0.04,1.31]
["EE","Solar",26,"SHIN_P",0,0,0,0]
["EE","Solar",26,"SHRU",0,0,0,0]
["EE","Solar",26,"SHRW_1",75.989999999999995,0,1.72,54.35]
["EE","Solar",26,"SIGH",0,0,0,0]
["EE","Solar",26,"SJOW_1",0.83,0,0.02,0.6]
["EE","Solar",26,"SKLGB1",18.8,0,0.42,13.45]
["EE","Solar",26,"SLOY_P",0.48,0,0.01,0.34]
["EE","Solar",26,"SMAN_1",1.53,0,0.03,1.0900000000000001]
["EE","Solar",26,"SPAV",0,0,0,0]
["EE","Solar",26,"SPEN_1",17.59,0,0.4,12.58]
["EE","Solar",26,"SSHI_3",1.72,0,0.04,1.23]
["EE","Solar",26,"STAH_1",10.73,0,0.24,7.67]
["EE","Solar",26,"STAL_1",7.58,0,0.17,5.42]
["EE","Solar",26,"STAY_1",365.16,0,8.24,261.18]
["EE","Solar",26,"STEN_1",7.55,0,0.17,5.4]
["EE","Solar",26,"STES_1",9.59,0,0.22,6.86]
["EE","Solar",26,"STHA",0,0,0,0]
["EE","Solar",26,"STIR",0,0,0,0]
["EE","Solar",26,"STLE",0,0,0,0]
["EE","Solar",26,"STRI_P",9.81,0,0.22,7.02]
["EE","Solar",26,"SUND_1",148.97999999999999,0,3.36,106.55]
["EE","Solar",26,"SWAN_1",311.62,0,7.04,222.88]
["EE","Solar",26,"TARL_P",6.01,0,0.14000000000000001,4.3]
["EE","Solar",26,"TAUN1",80.84,0,1.83,57.82]
["EE","Solar",26,"TAYN_P",5.69,0,0.13,4.07]
["EE","Solar",26,"TELR",0,0,0,0]
["EE","Solar",26,"TEMP_3",1.84,0,0.04,1.31]
["EE","Solar",26,"THOM_6",26.86,0,0.61,19.21]
["EE","Solar",26,"THSO_P",12.66,0,0.28999999999999998,9.06]
["EE","Solar",26,"THUR_6",1.84,0,0.04,1.31]
["EE","Solar",26,"TILBB_1",77.89,0,1.76,55.71]
["EE","Solar",26,"TONG",0,0,0,0]
["EE","Solar",26,"TOTT_1",1.1499999999999999,0,0.03,0.82]
["EE","Solar",26,"TRAW_1",19.21,0,0.43,13.74]
["EE","Solar",26,"TUMB_P",1.3,0,0.03,0.93]
["EE","Solar",26,"TYNE_1",1.72,0,0.04,1.23]
["EE","Solar",26,"TYNE_2",1.72,0,0.04,1.23]
["EE","Solar",26,"UPPB_1",23.25,0,0.52,16.63]
["EE","Solar",26,"UPPB_3",22.77,0,0.51,16.29]
["EE","Solar",26,"USKM_1",162.1,0,3.66,115.94]
["EE","Solar",26,"WABO",0,0,0,0]
["EE","Solar",26,"WALH_1",74.430000000000007,0,1.68,53.23]
["EE","Solar",26,"WALP_1",241.57,0,5.45,172.78]
["EE","Solar",26,"WALP_B",165.91,0,3.75,118.67]
["EE","Solar",26,"WARL_1",76.099999999999994,0,1.72,54.43]
["EE","Solar",26,"WASF_1",16.649999999999999,0,0.38,11.91]
["EE","Solar",26,"WATFS_1",1.02,0,0.02,0.73]
["EE","Solar",26,"WBOL_6",11.16,0,0.25,7.98]
["EE","Solar",26,"WBUR_1",161.83000000000001,0,3.65,115.74]
["EE","Solar",26,"WFIE",0,0,0,0]
["EE","Solar",26,"WGEO",8.5500000000000007,0,0.19,6.12]
["EE","Solar",26,"WHAM_1",1.1499999999999999,0,0.03,0.82]
["EE","Solar",26,"WHGA_1",1.1499999999999999,0,0.03,0.82]
["EE","Solar",26,"WHHO",0,0,0,0]
["EE","Solar",26,"WIBA_3",1.84,0,0.04,1.31]
["EE","Solar",26,"WIEN_1",2.62,0,0.06,1.88]
["EE","Solar",26,"WILL_1",71.62,0,1.62,51.23]
["EE","Solar",26,"WIMBN1",3.06,0,7.0000000000000007E-2,2.19]
["EE","Solar",26,"WIMBS1",3.06,0,7.0000000000000007E-2,2.19]
["EE","Solar",26,"WIOW_P",0,0,0,0]
["EE","Solar",26,"WISD_1",0.83,0,0.02,0.6]
["EE","Solar",26,"WISD_6",0.83,0,0.02,0.6]
["EE","Solar",26,"WISH",0,0,0,0]
["EE","Solar",26,"WMEL_1",1.84,0,0.04,1.31]
["EE","Solar",26,"WOHI_P",0,0,0,0]
["EE","Solar",26,"WTHU31",1.1499999999999999,0,0.03,0.82]
["EE","Solar",26,"WWEY_1",2.81,0,0.06,2.0099999999999998]
["EE","Solar",26,"WYLF_1",113.01,0,2.5499999999999998,80.83]
["EE","Solar",26,"WYMOM_1",48.71,0,1.1000000000000001,34.840000000000003]
["EE","Solar",27,"ABHA1",154.07,0,3.48,110.2]
["EE","Solar",27,"ABNE_P",23.07,0,0.52,16.5]
["EE","Solar",27,"ABTH_1",91.09,0,2.06,65.150000000000006]
["EE","Solar",27,"ACTL_2",1.41,0,0.03,1.01]
["EE","Solar",27,"ACTL_C",1.41,0,0.03,1.01]
["EE","Solar",27,"ALNE_P",5.08,0,0.11,3.63]
["EE","Solar",27,"ALST_3",2.58,0,0.06,1.84]
["EE","Solar",27,"ALVE1",343.3,0,7.75,245.54]
["EE","Solar",27,"AMEM_1",101.55,0,2.29,72.63]
["EE","Solar",27,"ARBR_P",19.989999999999998,0,0.45,14.29]
["EE","Solar",27,"ARDK_P",1.7,0,0.04,1.21]
["EE","Solar",27,"ARMO_P",10.94,0,0.25,7.82]
["EE","Solar",27,"AXMI1",189.86,0,4.29,135.80000000000001]
["EE","Solar",27,"AYRR",0,0,0,0]
["EE","Solar",27,"BAGA",0.15,0,0,0.11]
["EE","Solar",27,"BAIN",0.15,0,0,0.11]
["EE","Solar",27,"BARKR_C",3.29,0,7.0000000000000007E-2,2.35]
["EE","Solar",27,"BARKW3",1.93,0,0.04,1.38]
["EE","Solar",27,"BEAU_P",0,0,0,0]
["EE","Solar",27,"BEDDT1",2.21,0,0.05,1.58]
["EE","Solar",27,"BEDD_1",2.21,0,0.05,1.58]
["EE","Solar",27,"BERB_P",0,0,0,0]
["EE","Solar",27,"BERW",0.02,0,0,0.01]
["EE","Solar",27,"BESW_1",99.28,0,2.2400000000000002,71.010000000000005]
["EE","Solar",27,"BICF_1",294.5,0,6.65,210.64]
["EE","Solar",27,"BIRK_1",3.66,0,0.08,2.62]
["EE","Solar",27,"BISW_1",101.49,0,2.29,72.59]
["EE","Solar",27,"BLYTB1",7.74,0,0.17,5.53]
["EE","Solar",27,"BLYTH132",41.02,0,0.93,29.34]
["EE","Solar",27,"BOAG_P",1.26,0,0.03,0.9]
["EE","Solar",27,"BOLN_1",51.81,0,1.17,37.06]
["EE","Solar",27,"BONN",0.15,0,0,0.11]
["EE","Solar",27,"BOTW_1",73.41,0,1.66,52.51]
["EE","Solar",27,"BRAC_P",0.98,0,0.02,0.7]
["EE","Solar",27,"BRAI_1",66.540000000000006,0,1.5,47.59]
["EE","Solar",27,"BRAP",12.69,0,0.28999999999999998,9.08]
["EE","Solar",27,"BRAW_1",6.93,0,0.16,4.96]
["EE","Solar",27,"BRED_1",5.79,0,0.13,4.1399999999999997]
["EE","Solar",27,"BRFO_1",315.86,0,7.13,225.91]
["EE","Solar",27,"BRID_P",0,0,0,0]
["EE","Solar",27,"BRIM_1",20.47,0,0.46,14.64]
["EE","Solar",27,"BRLE_1",112.33,0,2.54,80.34]
["EE","Solar",27,"BROA_P",0.39,0,0.01,0.28000000000000003]
["EE","Solar",27,"BROR_P",0,0,0,0]
["EE","Solar",27,"BROX",1.07,0,0.02,0.76]
["EE","Solar",27,"BRWA1",226.24,0,5.1100000000000003,161.82]
["EE","Solar",27,"BUMU_P",2.17,0,0.05,1.55]
["EE","Solar",27,"BURM_1",509.98,0,11.51,364.76]
["EE","Solar",27,"BUSH_1",30.04,0,0.68,21.48]
["EE","Solar",27,"BUST_1",8.84,0,0.2,6.32]
["EE","Solar",27,"CAAD_P",0.78,0,0.02,0.56000000000000005]
["EE","Solar",27,"CAFA",0.02,0,0,0.01]
["EE","Solar",27,"CAIF_P",0,0,0,0]
["EE","Solar",27,"CAMB_01",7.74,0,0.17,5.53]
["EE","Solar",27,"CANTN1",116.76,0,2.64,83.51]
["EE","Solar",27,"CAPEA1",7.05,0,0.16,5.04]
["EE","Solar",27,"CARE_1",32.130000000000003,0,0.73,22.98]
["EE","Solar",27,"CARR_1",4.08,0,0.09,2.91]
["EE","Solar",27,"CASS_P",1.47,0,0.03,1.05]
["EE","Solar",27,"CATY",0.02,0,0,0.01]
["EE","Solar",27,"CBNK_H",1.41,0,0.03,1.01]
["EE","Solar",27,"CEAN_P",0,0,0,0]
["EE","Solar",27,"CELL_1",49.26,0,1.1100000000000001,35.229999999999997]
["EE","Solar",27,"CHAP",21.48,0,0.48,15.36]
["EE","Solar",27,"CHAR_P",0,0,0,0]
["EE","Solar",27,"CHAS",0.02,0,0,0.01]
["EE","Solar",27,"CHIC_1",86.13,0,1.94,61.6]
["EE","Solar",27,"CHSI_1",9.92,0,0.22,7.1]
["EE","Solar",27,"CHTE_1",230.03,0,5.19,164.52]
["EE","Solar",27,"CITR_1",1.41,0,0.03,1.01]
["EE","Solar",27,"CLAC_P",3.38,0,0.08,2.42]
["EE","Solar",27,"CLAY_P",0.33,0,0.01,0.23]
["EE","Solar",27,"CLT03",13.81,0,0.31,9.8800000000000008]
["EE","Solar",27,"CLYM",0.02,0,0,0.01]
["EE","Solar",27,"COAT",0.02,0,0,0.01]
["EE","Solar",27,"COCK",0,0,0,0]
["EE","Solar",27,"CONQA1",101.59,0,2.29,72.66]
["EE","Solar",27,"COUA_P",2.09,0,0.05,1.49]
["EE","Solar",27,"COVE_1",179.26,0,4.05,128.21]
["EE","Solar",27,"COWL_1",332.35,0,7.5,237.71]
["EE","Solar",27,"COYL",64.8,0,1.46,46.35]
["EE","Solar",27,"CRAI_P",0,0,0,0]
["EE","Solar",27,"CREB_1",103.76,0,2.34,74.209999999999994]
["EE","Solar",27,"CUMB",0.15,0,0,0.11]
["EE","Solar",27,"CUPA",5.26,0,0.12,3.77]
["EE","Solar",27,"CURR",0,0,0,0]
["EE","Solar",27,"DALL_P",0,0,0,0]
["EE","Solar",27,"DALM3",0.02,0,0,0.01]
["EE","Solar",27,"DEVM",0.02,0,0,0.01]
["EE","Solar",27,"DEVO",10.050000000000001,0,0.23,7.19]
["EE","Solar",27,"DEWP",0,0,0,0]
["EE","Solar",27,"DOUN_P",4.12,0,0.09,2.94]
["EE","Solar",27,"DRAK_1",103.98,0,2.35,74.37]
["EE","Solar",27,"DRAX_1",7.74,0,0.17,5.53]
["EE","Solar",27,"DRCR",0.15,0,0,0.11]
["EE","Solar",27,"DRUM",0,0,0,0]
["EE","Solar",27,"DUBE_P",0,0,0,0]
["EE","Solar",27,"DUDH_P",0.98,0,0.02,0.7]
["EE","Solar",27,"DUGR_P",0.88,0,0.02,0.63]
["EE","Solar",27,"DUNB_B",0.02,0,0,0.01]
["EE","Solar",27,"DUNF",0.15,0,0,0.11]
["EE","Solar",27,"DUNO_P",0.15,0,0,0.11]
["EE","Solar",27,"DYCE_P",5.68,0,0.13,4.0599999999999996]
["EE","Solar",27,"EALI_6",1.41,0,0.03,1.01]
["EE","Solar",27,"EASO_1",256.18,0,5.78,183.23]
["EE","Solar",27,"EAST",0.02,0,0,0.01]
["EE","Solar",27,"ECCL",0.02,0,0,0.01]
["EE","Solar",27,"ECLA_1",151.91999999999999,0,3.43,108.66]
["EE","Solar",27,"ECLA_H",0,0,0,0]
["EE","Solar",27,"EERH",0,0,0,0]
["EE","Solar",27,"EKIL",0.02,0,0,0.01]
["EE","Solar",27,"EKIS",0.02,0,0,0.01]
["EE","Solar",27,"ELDE",0,0,0,0]
["EE","Solar",27,"ELGI_P",1.27,0,0.03,0.91]
["EE","Solar",27,"ELLA_1",1.93,0,0.04,1.38]
["EE","Solar",27,"ELST_1",6.72,0,0.15,4.8]
["EE","Solar",27,"FASN_P",0.82,0,0.02,0.57999999999999996]
["EE","Solar",27,"HACK_1",1.93,0,0.04,1.38]
["EE","Solar",27,"LING",0.02,0,0,0.01]
["EE","Solar",27,"OLDB_1",4.42,0,0.1,3.16]
["EE","Solar",27,"POPP_3",3.87,0,0.09,2.77]
["EE","Solar",27,"SWAN_1",330.49,0,7.46,236.38]
["EE","Solar",27,"WALH_1",90.16,0,2.04,64.489999999999995]
["EE","Solar",28,"ALNE_P",6.62,0,0.15,4.74]
["EE","Solar",28,"BRIM_1",27.44,0,0.62,19.62]
["EE","Solar",28,"DUBE_P",0,0,0,0]
["EE","Solar",28,"EERH",0,0,0,0]
["EE","Solar",28,"GREE_H",2.04,0,0.05,1.46]
["EE","Solar",28,"KEOO",0.23,0,0.01,0.16]
["EE","Solar",28,"LUNA_P",16.93,0,0.38,12.11]
["EE","Solar",28,"PELH_1",188.02,0,4.24,134.47999999999999]
["EE","Solar",28,"RRIG",0,0,0,0]
["EE","Solar",28,"WBOL_6",13.65,0,0.31,9.76]
["EE","Solar",28,"WOHI_P",0,0,0,0]
["EE","Solar",29,"BRLE_1",126.93,0,2.87,90.78]
["EE","Solar",29,"CREB_1",113.49,0,2.56,81.17]
["EE","Solar",29,"DUNB_B",0.47,0,0.01,0.34]
["EE","Solar",29,"GLRO",4.07,0,0.09,2.91]
["EE","Solar",29,"KIBY_1",2.02,0,0.05,1.44]
["EE","Solar",29,"LEGA_1",95.45,0,2.15,68.27]
["EE","Solar",29,"NEWX_6",10.02,0,0.23,7.17]
["EE","Solar",29,"SHRW_1",107.33,0,2.42,76.77]
["EE","Solar",29,"STRI_P",17.04,0,0.38,12.19]
["EE","Solar",29,"WWEY_1",5.79,0,0.13,4.1399999999999997]
["EE","Solar",30,"BRED_1",9.99,0,0.23,7.15]
["EE","Solar",30,"CLT03",36.29,0,0.82,25.96]
["EE","Solar",30,"DALL_P",0,0,0,0]
["EE","Solar",30,"GLRO",5.39,0,0.12,3.85]
["EE","Solar",30,"IVER_6",4.5199999999999996,0,0.1,3.23]
["EE","Solar",30,"LODR_6",3.7,0,0.08,2.64]
["EE","Solar",30,"PART",0,0,0,0]
["EE","Solar",30,"PEHG_P",0,0,0,0]
["EE","Solar",30,"STAH_1",26.47,0,0.6,18.93]
["EE","Solar",30,"WASF_1",16.649999999999999,0,0.38,11.91]
["EE","Solar",30,"WISH",0.63,0,0.01,0.45]
["EE","Solar",31,"BONN",7.52,0,0.17,5.38]
["EE","Solar",31,"COYL",65.66,0,1.48,46.96]
["EE","Solar",31,"DUDH_P",2.17,0,0.05,1.55]
["EE","Solar",31,"FOUR_1",35.299999999999997,0,0.8,25.25]
["EE","Solar",31,"KEMS_1",169.36,0,3.82,121.13]
["EE","Solar",31,"LALE1SG003",8.2799999999999994,0,0.19,5.93]
["EE","Solar",31,"PERS_P",9.23,0,0.21,6.6]
["EE","Solar",31,"SHIN_P",0,0,0,0]
["EE","Solar",31,"STIR",7.52,0,0.17,5.38]
["EE","Solar",31,"WILL_1",93.27,0,2.11,66.709999999999994]
["EE","Solar",32,"BRAP",12.69,0,0.28999999999999998,9.08]
["EE","Solar",32,"CLAC_P",8.68,0,0.2,6.2]
["EE","Solar",32,"EKIS",1.1499999999999999,0,0.03,0.82]
["EE","Solar",32,"GLLU",1.1499999999999999,0,0.03,0.82]
["EE","Solar",32,"ISLI_1",0,0,0,0]
["EE","Solar",32,"LAIR_P",9.39,0,0.21,6.71]
["EE","Solar",32,"NECE_1",30.81,0,0.7,22.04]
["EE","Solar",32,"SALL1",0,0,0,0]
["EE","Solar",32,"SHRU",0,0,0,0]
["EE","Solar",32,"WALP_B",255.39,0,5.77,182.67]
["EE","Solar",33,"BIRK_1",11.06,0,0.25,7.91]
["EE","Solar",33,"CARE_1",39.54,0,0.89,28.28]
["EE","Solar",33,"COVE_1",204.65,0,4.62,146.37]
["EE","Solar",33,"FINN",0,0,0,0]
["EE","Solar",33,"HAGR",0,0,0,0]
["EE","Solar",33,"KEAR_3",19.96,0,0.45,14.28]
["EE","Solar",33,"NINF_1",110.81,0,2.5,79.25]
["EE","Solar",33,"PART",0,0,0,0]
["EE","Solar",33,"SFIL_P",7.05,0,0.16,5.04]
["EE","Solar",33,"WFIE",12.31,0,0.28000000000000003,8.81]
["EE","Solar",34,"AXMI1",380.43,0,8.59,272.10000000000002]
["EE","Solar",34,"BRAC_P",3.26,0,7.0000000000000007E-2,2.33]
["EE","Solar",34,"CHTE_1",240.42,0,5.43,171.96]
["EE","Solar",34,"DUNO_P",15.17,0,0.34,10.85]
["EE","Solar",34,"GLEF_P",0,0,0,0]
["EE","Solar",34,"IROA1",398.21,0,8.99,284.81]
["EE","Solar",34,"NAIR_P",0,0,0,0]
["EE","Solar",34,"PORA_P",33.99,0,0.77,24.31]
["EE","Solar",34,"RYEH_1",72.45,0,1.64,51.82]
["EE","Solar",34,"TEMP_3",13.49,0,0.3,9.65]
["EE","Solar",34,"WALH_1",220.09,0,4.97,157.41999999999999]
["EE","Solar",35,"BESW_1",131.57,0,2.97,94.11]
["EE","Solar",35,"BUMU_P",3.04,0,7.0000000000000007E-2,2.1800000000000002]
["EE","Solar",35,"CONQA1",129.85,0,2.93,92.87]
["EE","Solar",35,"FIDD_P",39.99,0,0.9,28.61]
["EE","Solar",35,"GRIW_1",182.64,0,4.12,130.63]
["EE","Solar",35,"KEAD_1",133.52000000000001,0,3.01,95.5]
["EE","Solar",35,"NFLE",143.41999999999999,0,3.24,102.58]
["EE","Solar",35,"REDH",27.96,0,0.63,19.989999999999998]
["EE","Solar",35,"SELL_1",233.56,0,5.27,167.05]
["EE","Solar",35,"WBOL_6",22.94,0,0.52,16.41]
["EE","Solar",36,"ABTH_1",101.07,0,2.2799999999999998,72.290000000000006]
["EE","Solar",36,"BONN",20.07,0,0.45,14.35]
["EE","Solar",36,"CHIC_1",305.72000000000003,0,6.9,218.66]
["EE","Solar",36,"FETT_P",0,0,0,0]
["EE","Solar",36,"GALA",2.33,0,0.05,1.67]
["EE","Solar",36,"INKE",20.07,0,0.45,14.35]
["EE","Solar",36,"MACC_3",37.68,0,0.85,26.95]
["EE","Solar",36,"POOB",2.33,0,0.05,1.67]
["EE","Solar",36,"RRIG",0,0,0,0]
["EE","Solar",36,"STHA",2.33,0,0.05,1.67]
["EE","Solar",37,"ACTL_C",6.94,0,0.16,4.96]
["EE","Solar",37,"BERB_P",0,0,0,0]
["EE","Solar",37,"CLAY_P",1.39,0,0.03,1]
["EE","Solar",37,"ECLA_H",0,0,0,0]
["EE","Solar",37,"FERRB_M",0,0,0,0]
["EE","Solar",37,"INNE_P",6.96,0,0.16,4.9800000000000004]
["EE","Solar",37,"LOVE_1",353.64,0,7.98,252.94]
["EE","Solar",37,"NETS",2.56,0,0.06,1.83]
["EE","Solar",37,"PORD",22.05,0,0.5,15.77]
["EE","Solar",37,"THSO_P",73.09,0,1.65,52.28]
["EE","Solar",37,"WMEL_1",15.27,0,0.34,10.92]
["EE","Solar",38,"BLYTB1",38.67,0,0.87,27.66]
["EE","Solar",38,"CHAP",24.26,0,0.55000000000000004,17.350000000000001]
["EE","Solar",38,"DUGR_P",3.99,0,0.09,2.85]
["EE","Solar",38,"ENDE_1",243.36,0,5.49,174.06]
["EE","Solar",38,"HUTT_1",162.25,0,3.66,116.05]
["EE","Solar",38,"LAND1",340.35,0,7.68,243.44]
["EE","Solar",38,"MAYB",2.8,0,0.06,2]
["EE","Solar",38,"RASS_1",292.47000000000003,0,6.6,209.18]
["EE","Solar",38,"STLE",24.06,0,0.54,17.21]
["EE","Solar",38,"TYNE_1",14.5,0,0.33,10.37]
["EE","Solar",38,"WWEY_1",12.54,0,0.28000000000000003,8.9700000000000006]
["EE","Solar",39,"CAMB_01",40.56,0,0.92,29.01]
["EE","Solar",39,"CLAC_P",16.54,0,0.37,11.83]
["EE","Solar",39,"FAWL_1",263.68,0,5.95,188.59]
["EE","Solar",39,"FERRA2",89.9,0,2.0299999999999998,64.3]
["EE","Solar",39,"HARK_1",130.36000000000001,0,2.94,93.24]
["EE","Solar",39,"LODR_6",7.37,0,0.17,5.27]
["EE","Solar",39,"NECE_1",46.35,0,1.05,33.15]
["EE","Solar",39,"QUOI_P",5.51,0,0.12,3.94]
["EE","Solar",39,"STAH_1",46.7,0,1.05,33.4]
["EE","Solar",39,"WISD_6",7.37,0,0.17,5.27]
["EE","Solar",40,"ARBR_P",19.989999999999998,0,0.45,14.29]
["EE","Solar",40,"CHIC_1",340.61,0,7.69,243.62]
["EE","Solar",40,"DUBE_P",0,0,0,0]
["EE","Solar",40,"ELGI_P",1.27,0,0.03,0.91]
["EE","Solar",40,"HACK_6",10.61,0,0.24,7.59]
["EE","Solar",40,"LAIR_P",19.3,0,0.44,13.81]
["EE","Solar",40,"MAGA_6",42.44,0,0.96,30.35]
["EE","Solar",40,"PERS_P",21.98,0,0.5,15.72]
["EE","Solar",40,"STHA",3.45,0,0.08,2.4700000000000002]
["EE","Solar",40,"TRAW_1",57.06,0,1.29,40.81]
["EE","Solar",41,"BERW",3.79,0,0.09,2.71]
["EE","Solar",41,"CAFA",3.79,0,0.09,2.71]
["EE","Solar",41,"DALL_P",0,0,0,0]
["EE","Solar",41,"EKIS",3.79,0,0.09,2.71]
["EE","Solar",41,"HACK_6",11.08,0,0.25,7.92]
["EE","Solar",41,"KILS",24.3,0,0.55000000000000004,17.38]
["EE","Solar",41,"LAIR_P",20.76,0,0.47,14.85]
["EE","Solar",41,"PORA_P",57.93,0,1.31,41.43]
["EE","Solar",41,"SLOY_P",3.71,0,0.08,2.65]
["EE","Solar",41,"TYNE_2",16.61,0,0.38,11.88]
["EE","Solar",41,"WIOW_P",0,0,0,0]
["EE","Solar",42,"BRLE_1",189.17,0,4.2699999999999996,135.30000000000001]
["EE","Solar",42,"CARE_1",44.94,0,1.01,32.14]
["EE","Solar",42,"DRCR",35.659999999999997,0,0.81,25.5]
["EE","Solar",42,"GREN_1",830.48,0,18.75,594]
["EE","Solar",42,"KEAD_1",147.07,0,3.32,105.19]
["EE","Solar",42,"KNAR",67.849999999999994,0,1.53,48.53]
["EE","Solar",42,"PEMB_1",471.01,0,10.63,336.89]
["EE","Solar",42,"SANX",0,0,0,0]
["EE","Solar",42,"STEN_1",49.11,0,1.1100000000000001,35.130000000000003]
["EE","Solar",42,"WTHU31",11.54,0,0.26,8.25]
["EE","Solar",43,"AXMI1",485.06,0,10.95,346.94]
["EE","Solar",43,"BUST_1",54.85,0,1.24,39.229999999999997]
["EE","Solar",43,"CUPA",43.94,0,0.99,31.43]
["EE","Solar",43,"GIFF",4.51,0,0.1,3.23]
["EE","Solar",43,"G_EXTRA_9",4.51,0,0.1,3.23]
["EE","Solar",43,"KIER",38.82,0,0.88,27.77]
["EE","Solar",43,"NAIR_P",0,0,0,0]
["EE","Solar",43,"POOB",4.51,0,0.1,3.23]
["EE","Solar",43,"SJOW_1",8.73,0,0.2,6.24]
["EE","Solar",43,"TEMP_3",19.2,0,0.43,13.73]
["EE","Solar",43,"WIMBN1",31.99,0,0.72,22.88]
["EE","Solar",44,"BRID_P",0,0,0,0]
["EE","Solar",44,"CRAI_P",0,0,0,0]
["EE","Solar",44,"DRAK_1",127.76,0,2.88,91.38]
["EE","Solar",44,"GOVA",6.18,0,0.14000000000000001,4.42]
["EE","Solar",44,"INKE",41.81,0,0.94,29.91]
["EE","Solar",44,"KIRKB1",12.34,0,0.28000000000000003,8.82]
["EE","Solar",44,"PEHS_P",0,0,0,0]
["EE","Solar",44,"REDH",52.09,0,1.18,37.26]
["EE","Solar",44,"STAL_1",52.35,0,1.18,37.44]
["EE","Solar",44,"WMEL_1",19.739999999999998,0,0.45,14.12]
["EE","Solar",45,"BRED_1",20.12,0,0.45,14.39]
["EE","Solar",45,"BURM_1",1455.34,0,32.86,1040.92]
["EE","Solar",45,"CREB_1",161.06,0,3.64,115.19]
["EE","Solar",45,"FETT_P",0,0,0,0]
["EE","Solar",45,"G_EXTRA_7",44.88,0,1.01,32.1]
["EE","Solar",45,"KIBY_1",2.02,0,0.05,1.44]
["EE","Solar",45,"MACC_3",50.71,0,1.1399999999999999,36.270000000000003]
["EE","Solar",45,"PERS_P",30.46,0,0.69,21.78]
["EE","Solar",45,"SHRW_1",214.35,0,4.84,153.31]
["EE","Solar",45,"WHAM_1",12.68,0,0.28999999999999998,9.07]
["EE","Solar",46,"BEDD_1",14.74,0,0.33,10.54]
["EE","Solar",46,"BRED_1",20.41,0,0.46,14.6]
["EE","Solar",46,"CLAY_P",2.5099999999999998,0,0.06,1.8]
["EE","Solar",46,"OSBA_1",142.28,0,3.21,101.76]
["EE","Solar",46,"GLRO",47.73,0,1.08,34.14]
["EE","Solar",46,"INNE_P",12.55,0,0.28000000000000003,8.98]
["EE","Solar",46,"NEEP_3",20.64,0,0.47,14.76]
["EE","Solar",46,"PART",0,0,0,0]
["EE","Solar",46,"SMAN_1",17.2,0,0.39,12.3]
["EE","Solar",46,"WARL_1",301.70999999999998,0,6.81,215.79]
["EE","Solar",46,"WISD_6",9.3800000000000008,0,0.21,6.71]
["EE","Solar",47,"BLYTB1",53.15,0,1.2,38.020000000000003]
["EE","Solar",47,"COWL_1",695.68,0,15.71,497.58]
["EE","Solar",47,"ELLA_1",13.29,0,0.3,9.5]
["EE","Solar",47,"ENDE_1",272.33,0,6.15,194.78]
["EE","Solar",47,"KEIT_P",111.65,0,2.52,79.86]
["EE","Solar",47,"MANN_1",783.99,0,17.7,560.74]
["EE","Solar",47,"OLDB_1",30.37,0,0.69,21.72]
["EE","Solar",47,"SHEC_3",21.26,0,0.48,15.21]
["EE","Solar",47,"SHIN_P",0,0,0,0]
["EE","Solar",47,"WALH_1",317.25,0,7.16,226.91]
["EE","Solar",48,"BEAU_P",0,0,0,0]
["EE","Solar",48,"BRAP",12.69,0,0.28999999999999998,9.08]
["EE","Solar",48,"DUBE_P",0,0,0,0]
["EE","Solar",48,"FECK_6",399.43,0,9.02,285.69]
["EE","Solar",48,"GLLU",6.33,0,0.14000000000000001,4.53]
["EE","Solar",48,"KIRKB1",13.62,0,0.31,9.74]
["EE","Solar",48,"NEAR",6.33,0,0.14000000000000001,4.53]
["EE","Solar",48,"PADIB1",54.47,0,1.23,38.96]
["EE","Solar",48,"SFEG_P",51.78,0,1.17,37.04]
["EE","Solar",48,"WALP_1",441.11,0,9.9600000000000009,315.5]
["EE","Solar",48,"WIOW_P",0,0,0,0]
["EE","Solar",49,"CAIF_P",0,0,0,0]
["EE","Solar",49,"COUA_P",18.850000000000001,0,0.43,13.48]
["EE","Solar",49,"ELDE",0,0,0,0]
["EE","Solar",49,"GLRO",57.84,0,1.31,41.37]
["EE","Solar",49,"KEAR_1",15.38,0,0.35,11]
["EE","Solar",49,"MACD_P",98.65,0,2.23,70.56]
["EE","Solar",49,"NEWX_6",37.19,0,0.84,26.6]
["EE","Solar",49,"SFEG_P",54.48,0,1.23,38.97]
["EE","Solar",49,"TOTT_1",13.95,0,0.31,9.98]
["EE","Solar",49,"WFIE",57.84,0,1.31,41.37]
["EE","Solar",50,"BERW",7.16,0,0.16,5.12]
["EE","Solar",50,"CHSI_1",24.12,0,0.54,17.25]
["EE","Solar",50,"CUPA",66.709999999999994,0,1.51,47.71]
["EE","Solar",50,"EKIS",7.16,0,0.16,5.12]
["EE","Solar",50,"INNE_P",15.53,0,0.35,11.11]
["EE","Solar",50,"LINM",7.16,0,0.16,5.12]
["EE","Solar",50,"NORM_1",1049.4000000000001,0,23.69,750.57]
["EE","Solar",50,"RUGEB1",172.28,0,3.89,123.22]
["EE","Solar",50,"TARL_P",18.62,0,0.42,13.32]
["EE","Solar",50,"TYNE_2",21.53,0,0.49,15.4]
["EE","Wind",24,"CONQA1",354.45,82.23,165.79,224.28]
["EE","Wind",24,"HARM_6",44.95,10.43,17.57,26.35]
["EE","Wind",24,"PEMB_1",8.1999999999999993,1.9,3.21,4.8099999999999996]
["EE","Wind",24,"SKLGB1",2,0.46,0.78,1.17]
["EE","Wind",25,"COUA_P",18.510000000000002,4.29,7.24,10.85]
["EE","Wind",25,"FROD_1",60.66,14.07,23.72,35.56]
["EE","Wind",25,"LACK_6",68.92,15.99,46.86,52.49]
["EE","Wind",25,"USKM_1",7.98,1.85,3.12,4.68]
["EE","Wind",26,"BAGA",59.9,13.9,23.42,35.11]
["EE","Wind",26,"FROD_1",65.7,15.24,25.69,38.51]
["EE","Wind",26,"PENT_1",65.150000000000006,15.12,44.74,49.89]
["EE","Wind",26,"WALP_1",239.07,55.46,93.47,140.12]
["EE","Wind",27,"BLYTB1",110.27,25.58,57.66,73.47]
["EE","Wind",27,"COYL",87.64,20.329999999999998,34.26,51.37]
["EE","Wind",27,"LEVE",11.6,2.69,4.54,6.8]
["EE","Wind",27,"STES_1",32.090000000000003,7.45,12.55,18.809999999999999]
["EE","Wind",28,"BLYTH132",148.05000000000001,34.35,57.88,86.77]
["EE","Wind",28,"DRAX_1",48.55,11.26,18.98,28.46]
["EE","Wind",28,"LEGA_1",174.69,40.53,68.290000000000006,102.38]
["EE","Wind",28,"STHA",16.97,3.94,6.63,9.94]
["EE","Wind",29,"CAMB_01",79.95,18.55,31.26,46.86]
["EE","Wind",29,"GIFF",5.69,1.32,2.23,3.34]
["EE","Wind",29,"LEVE",12.94,3,5.0599999999999996,7.58]
["EE","Wind",29,"ROTI3",21.97,5.0999999999999996,8.59,12.88]
["EE","Wind",29,"WFIE",27.3,6.33,10.67,16]
["EE","Wind",30,"GLLU",156.47,36.299999999999997,61.17,91.71]
["EE","Wind",30,"PADIB1",45.37,10.53,17.739999999999998,26.59]
["EE","Wind",30,"PORA_P",26.97,6.26,10.54,15.81]
["EE","Wind",31,"BLYTH132",191.52,44.43,74.87,112.25]
["EE","Wind",31,"G_EXTRA_14",19.059999999999999,4.42,7.45,11.17]
["EE","Wind",31,"INDQ1",183.05,42.47,71.56,107.29]
["EE","Wind",31,"STES_1",46.07,10.69,18.010000000000002,27]
["EE","Wind",32,"ABNE_P",32.200000000000003,7.47,12.59,18.87]
["EE","Wind",32,"CREB_1",279.31,64.8,109.2,163.69999999999999]
["EE","Wind",32,"LACK_6",70.209999999999994,16.29,47.36,53.25]
["EE","Wind",32,"NORM_1",108.15,25.09,66.69,78.209999999999994]
["EE","Wind",32,"WALP_1",399.53,92.69,156.19999999999999,234.16]
["EE","Wind",33,"COYL",122.84,28.5,48.02,71.989999999999995]
["EE","Wind",33,"KINL_P",8.2100000000000009,1.91,3.21,4.8099999999999996]
["EE","Wind",33,"PENT_1",65.150000000000006,15.12,44.74,49.89]
["EE","Wind",33,"USKM_1",15.52,3.6,6.07,9.1]
["EE","Wind",34,"CONQA1",682.83,158.41999999999999,296.51,418.16]
["EE","Wind",34,"KNAR",33.76,7.83,13.2,19.79]
["EE","Wind",34,"PENE_1",71.3,16.54,27.88,41.79]
["EE","Wind",35,"BICF_1",243.34,56.45,157.57,180.55]
["EE","Wind",35,"FOUR_1",214.31,49.72,83.78,125.6]
["EE","Wind",35,"HARK_1",463.76,107.59,181.31,271.81]
["EE","Wind",35,"PENW_1",19.68,4.5599999999999996,7.69,11.53]
["EE","Wind",36,"BAGA",104.37,24.21,40.799999999999997,61.17]
["EE","Wind",36,"CHTE_1",53.97,12.52,21.1,31.63]
["EE","Wind",36,"G_EXTRA_9",130.65,30.31,51.08,76.569999999999993]
["EE","Wind",36,"SALT_1",90.01,20.88,35.19,52.75]
["EE","Wind",36,"TILBB_1",23.26,5.4,9.09,13.63]
["EE","Wind",37,"BAGA",108.87,25.26,42.56,63.81]
["EE","Wind",37,"KILW",18.440000000000001,4.28,7.21,10.81]
["EE","Wind",37,"NORM_1",118.35,27.46,70.680000000000007,84.2]
["EE","Wind",37,"UPPB_1",186.53,43.28,72.92,109.33]
["EE","Wind",38,"ALVE1",377.73,87.63,147.66999999999999,221.39]
["EE","Wind",38,"ELLA_1",108.07,25.07,42.25,63.34]
["EE","Wind",38,"LACK_6",71.63,16.62,47.92,54.08]
["EE","Wind",38,"ROTI3",34.450000000000003,7.99,13.47,20.190000000000001]
["EE","Wind",39,"ALNE_P",11.66,2.7,4.5599999999999996,6.83]
["EE","Wind",39,"HEYS_1",78.72,18.260000000000002,30.78,46.14]
["EE","Wind",39,"NINF_1",218.17,50.61,85.29,127.87]
["EE","Wind",39,"ROCH_1",360.49,83.63,140.93,211.28]
["EE","Wind",40,"BONN",30.16,7,11.79,17.68]
["EE","Wind",40,"G_EXTRA_18",33.049999999999997,7.67,12.92,19.37]
["EE","Wind",40,"KEMS_1",77.78,18.04,30.41,45.59]
["EE","Wind",40,"PYLE_1",160.85,37.32,62.88,94.27]
["EE","Wind",41,"CAMB_01",178.69,41.46,69.86,104.73]
["EE","Wind",41,"DYCE_P",52.24,12.12,20.420000000000002,30.62]
["EE","Wind",41,"PENT_1",65.150000000000006,15.12,44.74,49.89]
["EE","Wind",41,"SWAN_1",765.64,177.63,299.33,448.74]
["EE","Wind",41,"WMEL_1",255.68,59.32,99.96,149.86000000000001]
["EE","Wind",42,"GALA",42.41,9.84,16.579999999999998,24.86]
["EE","Wind",42,"MACD_P",107.71,24.99,42.11,63.13]
["EE","Wind",42,"RATS_1",36.15,8.39,14.13,21.19]
["EE","Wind",42,"WASF_1",8.19,1.9,3.2,4.8]
["EE","Wind",43,"GRIW_1",96.79,22.46,37.840000000000003,56.73]
["EE","Wind",43,"LISD_1",67.069999999999993,15.56,26.22,39.31]
["EE","Wind",43,"STLE",58.03,13.46,22.69,34.01]
["EE","Wind",44,"BRFO_1",172.35,39.99,71.239999999999995,103.36]
["EE","Wind",44,"GREN_1",395.15,91.67,154.47999999999999,231.6]
["EE","Wind",44,"IROA1",46.35,10.75,18.12,27.17]
["EE","Wind",44,"RASS_1",114.91,26.66,44.93,67.349999999999994]
["EE","Wind",45,"BRAW_1",75.69,17.559999999999999,29.59,44.36]
["EE","Wind",45,"GRUB_P",22.55,5.23,8.82,13.22]
["EE","Wind",45,"INNE_P",11.47,2.66,4.49,6.72]
["EE","Wind",45,"STIR",63,14.62,24.63,36.92]
["EE","Wind",45,"WYLF_1",246.77,57.25,96.47,144.63]
["EE","Wind",46,"DEVM",73.94,17.149999999999999,28.91,43.34]
["EE","Wind",46,"LEGA_1",522.05999999999995,121.12,204.1,305.98]
["EE","Wind",46,"PORA_P",55.57,12.89,21.72,32.57]
["EE","Wind",46,"WASF_1",9.52,2.21,3.72,5.58]
["EE","Wind",47,"GALA",49.52,11.49,19.36,29.02]
["EE","Wind",47,"GREN_1",421.89,97.88,164.94,247.27]
["EE","Wind",47,"POOB",17.27,4.01,6.75,10.119999999999999]
["EE","Wind",47,"WALP_B",192.15,44.58,75.12,112.62]
["EE","Wind",48,"DRCR",83.3,19.32,32.56,48.82]
["EE","Wind",48,"HAWP_6",82.56,19.149999999999999,32.28,48.39]
["EE","Wind",48,"PENW_1",34.68,8.0500000000000007,13.56,20.32]
["EE","Wind",48,"SWAN_1",942.13,218.57,368.33,552.19000000000005]
["EE","Wind",49,"COVE_1",369.16,85.65,144.32,216.37]
["EE","Wind",49,"HAWI",47.05,10.91,18.39,27.57]
["EE","Wind",49,"REDM_P",43.2,10.02,16.89,25.32]
["EE","Wind",49,"SPEN_1",312.66000000000003,72.540000000000006,122.23,183.25]
["EE","Wind",50,"COUA_P",54.35,12.61,21.25,31.86]
["EE","Wind",50,"FOUR_1",379.23,87.98,148.26,222.27]
["EE","Wind",50,"LAIR_P",30.31,7.03,11.85,17.760000000000002]
["EE","Wind",50,"TRAW_1",550.09,127.62,215.06,322.41000000000003]
["HT","Hydro",24,"CEAN_P",1.75,1.49,0.3,0.42]
["HT","Hydro",26,"CAFA",11.15,9.4600000000000009,1.9,2.68]
["HT","Hydro",27,"BROA_P",2.14,1.81,0.36,0.51]
["HT","Hydro",28,"EAST",14.41,12.23,2.4500000000000002,3.46]
["HT","Hydro",29,"BROA_P",2.1800000000000002,1.85,0.37,0.52]
["HT","Hydro",30,"KINL_P",32.049999999999997,27.2,5.45,7.69]
["HT","Hydro",31,"PORA_P",3.4,2.89,0.57999999999999996,0.82]
["HT","Hydro",33,"CHTE_1",4.58,3.89,0.78,1.1000000000000001]
["HT","Hydro",33,"KEOO",25.88,21.96,4.4000000000000004,6.21]
["HT","Hydro",35,"CEAN_P",2.0299999999999998,1.72,0.35,0.49]
["HT","Hydro",36,"CEAN_P",2.0499999999999998,1.74,0.35,0.49]
["HT","Hydro",36,"THSO_P",4.6500000000000004,3.95,0.79,1.1200000000000001]
["HT","Hydro",38,"MELK_1",3.29,2.79,0.56000000000000005,0.79]
["HT","Hydro",39,"CARR_1",1.88,1.6,0.32,0.45]
["HT","Hydro",40,"G_EXTRA_18",4.1900000000000004,3.56,0.71,1.01]
["HT","Hydro",42,"CAFA",12.99,11.03,2.21,3.12]
["HT","Hydro",42,"KEOO",28.15,23.89,4.79,6.76]
["HT","Hydro",43,"TARL_P",2.5,2.12,0.43,0.6]
["HT","Hydro",45,"LAND1",3.63,3.08,0.62,0.87]
["HT","Hydro",46,"LINM",19.09,16.2,3.25,4.58]
["HT","Hydro",47,"GRUB_P",68.52,58.15,11.65,16.440000000000001]
["HT","Hydro",48,"KIIN_P",6.59,5.59,1.1200000000000001,1.58]
["HT","Hydro",49,"LAND1",3.76,3.19,0.64,0.9]
["HT","Hydro",50,"STLE",1.75,1.48,0.3,0.42]
["HT","Solar",24,"BLYTH132",33.29,0,0.75,23.81]
["HT","Solar",24,"COYL",64.790000000000006,0,1.46,46.34]
["HT","Solar",24,"DUDH_P",0,0,0,0]
["HT","Solar",24,"FRAS_P",1.04,0,0.02,0.75]
["HT","Solar",24,"INDQ1",319.02999999999997,0,7.2,228.18]
["HT","Solar",24,"MAYB",0,0,0,0]
["HT","Solar",24,"NORT_1",145.86000000000001,0,3.29,104.33]
["HT","Solar",24,"POPP_3",0,0,0,0]
["HT","Solar",24,"TYNE_1",0,0,0,0]
["HT","Solar",24,"WHGA_1",0,0,0,0]
["HT","Solar",25,"BIRK_1",2.41,0,0.05,1.72]
["HT","Solar",25,"BRAW_1",5.99,0,0.14000000000000001,4.29]
["HT","Solar",25,"DALM3",0,0,0,0]
["HT","Solar",25,"FERRB_M",0,0,0,0]
["HT","Solar",25,"GLNI",0,0,0,0]
["HT","Solar",25,"KILT",0,0,0,0]
["HT","Solar",25,"LYND_P",0,0,0,0]
["HT","Solar",25,"PAIS",0,0,0,0]
["HT","Solar",25,"SALT_1",11.39,0,0.26,8.15]
["HT","Solar",25,"WGEO",8.5500000000000007,0,0.19,6.12]
["HT","Solar",25,"WISD_1",0.72,0,0.02,0.52]
["HT","Solar",26,"BISW_1",101.57,0,2.29,72.650000000000006]
["HT","Solar",26,"CLAC_P",2.86,0,0.06,2.0499999999999998]
["HT","Solar",26,"DRUM",0,0,0,0]
["HT","Solar",26,"FLEE_1",80.14,0,1.81,57.32]
["HT","Solar",26,"HARM_6",12.9,0,0.28999999999999998,9.23]
["HT","Solar",26,"MAGA_6",7.88,0,0.18,5.63]
["HT","Solar",26,"NORL_3",3.15,0,7.0000000000000007E-2,2.25]
["HT","Solar",26,"SEAB1",134.34,0,3.03,96.08]
["HT","Solar",26,"TRAW_1",22.5,0,0.51,16.09]
["HT","Solar",26,"WGEO",8.5500000000000007,0,0.19,6.12]
["HT","Solar",27,"BAIN",0.92,0,0.02,0.65]
["HT","Solar",27,"CHTE_1",231.63,0,5.23,165.67]
["HT","Solar",27,"CURR",0,0,0,0]
["HT","Solar",27,"ELST_1",7.61,0,0.17,5.44]
["HT","Solar",27,"IROA1",244.31,0,5.52,174.74]
["HT","Solar",27,"KIIN_P",4.32,0,0.1,3.09]
["HT","Solar",27,"OFFE_3",4.4000000000000004,0,0.1,3.15]
["HT","Solar",27,"RYEH_1",28.48,0,0.64,20.37]
["HT","Solar",27,"TAUN1",95.14,0,2.15,68.05]
["HT","Solar",27,"WABO",0,0,0,0]
["HT","Solar",28,"BESW_1",108.23,0,2.44,77.41]
["HT","Solar",28,"CASS_P",2.1800000000000002,0,0.05,1.56]
["HT","Solar",28,"DRUM",0,0,0,0]
["HT","Solar",28,"FIDD_P",16.16,0,0.36,11.56]
["HT","Solar",28,"HELE",0,0,0,0]
["HT","Solar",28,"KEMS_1",131.11000000000001,0,2.96,93.78]
["HT","Solar",28,"MACC_3",15.57,0,0.35,11.13]
["HT","Solar",28,"RATS_1",84.55,0,1.91,60.48]
["HT","Solar",28,"ROCH_1",11.06,0,0.25,7.91]
["HT","Solar",28,"TONG",0.34,0,0.01,0.24]
["HT","Solar",29,"AYRR",0,0,0,0]
["HT","Solar",29,"BARKR_C",6.2,0,0.14000000000000001,4.43]
["HT","Solar",29,"CHIC_1",171.41,0,3.87,122.6]
["HT","Solar",29,"ERSK",0,0,0,0]
["HT","Solar",29,"GLNI",5.15,0,0.12,3.68]
["HT","Solar",29,"INKE",5.15,0,0.12,3.68]
["HT","Solar",29,"KIBY_G",0,0,0,0]
["HT","Solar",29,"NETS",0.6,0,0.01,0.43]
["HT","Solar",29,"RRIG",0,0,0,0]
["HT","Solar",29,"SWAN_1",400.27,0,9.0399999999999991,286.29000000000002]
["HT","Solar",29,"WTHU31",4.84,0,0.11,3.46]
["HT","Solar",30,"BERB_P",0,0,0,0]
["HT","Solar",30,"CARE_1",37.33,0,0.84,26.7]
["HT","Solar",30,"CURR",0,0,0,0]
["HT","Solar",30,"FERRB_M",0,0,0,0]
["HT","Solar",30,"HAWI",0.71,0,0.02,0.51]
["HT","Solar",30,"ISLI_1",0,0,0,0]
["HT","Solar",30,"LUNA_P",17.170000000000002,0,0.39,12.28]
["HT","Solar",30,"RANN_P",10.130000000000001,0,0.23,7.24]
["HT","Solar",30,"SSHI_3",8.75,0,0.2,6.26]
["HT","Solar",30,"THUR_6",9.33,0,0.21,6.68]
["HT","Solar",31,"ARMO_P",26.66,0,0.6,19.07]
["HT","Solar",31,"BRLE_1",152.80000000000001,0,3.45,109.29]
["HT","Solar",31,"CHAR_P",0,0,0,0]
["HT","Solar",31,"ELST_1",11.21,0,0.25,8.02]
["HT","Solar",31,"FLEE_1",120.33,0,2.72,86.07]
["HT","Solar",31,"IMPK_1",167.83,0,3.79,120.04]
["HT","Solar",31,"MAYB",1.02,0,0.02,0.73]
["HT","Solar",31,"PERI_H",5.09,0,0.11,3.64]
["HT","Solar",31,"RICH_J",127.09,0,2.87,90.9]
["HT","Solar",31,"STRI_P",23.18,0,0.52,16.579999999999998]
["HT","Solar",31,"WIEN_1",15.98,0,0.36,11.43]
["HT","Solar",32,"BEDDT1",9.44,0,0.21,6.76]
["HT","Solar",32,"CANTN1",177.54,0,4.01,126.98]
["HT","Solar",32,"EKIL",1.36,0,0.03,0.98]
["HT","Solar",32,"FERRA2",82.39,0,1.86,58.93]
["HT","Solar",32,"HARK_1",119.11,0,2.69,85.19]
["HT","Solar",32,"LACK_6",54.59,0,1.23,39.049999999999997]
["HT","Solar",32,"PART",0,0,0,0]
["HT","Solar",32,"QUOI_P",3.25,0,7.0000000000000007E-2,2.33]
["HT","Solar",32,"TELR",1.36,0,0.03,0.98]
["HT","Solar",32,"WISD_1",6.01,0,0.14000000000000001,4.3]
["HT","Solar",33,"ARBR_P",19.989999999999998,0,0.45,14.29]
["HT","Solar",33,"BROX",2.78,0,0.06,1.99]
["HT","Solar",33,"COYL",66.510000000000005,0,1.5,47.57]
["HT","Solar",33,"ELGI_P",1.27,0,0.03,0.91]
["HT","Solar",33,"G_EXTRA_11",1.73,0,0.04,1.23]
["HT","Solar",33,"INDQ1",527.14,0,11.9,377.03]
["HT","Solar",33,"MAGA_6",37.700000000000003,0,0.85,26.97]
["HT","Solar",33,"PENT_1",213.52,0,4.82,152.72]
["HT","Solar",33,"SKLGB1",27.08,0,0.61,19.37]
["HT","Solar",33,"STIR",14.85,0,0.34,10.62]
["HT","Solar",33,"WYMOM_1",114.94,0,2.59,82.21]
["HT","Solar",34,"BIRK_1",15.25,0,0.34,10.91]
["HT","Solar",34,"CAIF_P",0,0,0,0]
["HT","Solar",34,"EALI_6",7.73,0,0.17,5.53]
["HT","Solar",34,"FERRB_M",0,0,0,0]
["HT","Solar",34,"HAGR",0,0,0,0]
["HT","Solar",34,"LISD_1",3.01,0,7.0000000000000007E-2,2.15]
["HT","Solar",34,"PEMB_1",449.18,0,10.14,321.27]
["HT","Solar",34,"PORD",18.28,0,0.41,13.08]
["HT","Solar",34,"TAUN1",156.69,0,3.54,112.07]
["HT","Solar",34,"WGEO",8.5500000000000007,0,0.19,6.12]
["HT","Solar",35,"ALVE1",549.65,0,12.41,393.13]
["HT","Solar",35,"BROA_P",1.67,0,0.04,1.19]
["HT","Solar",35,"CLAC_P",14.37,0,0.32,10.28]
["HT","Solar",35,"EKIS",2.46,0,0.06,1.76]
["HT","Solar",35,"GRIW_1",210.01,0,4.74,150.21]
["HT","Solar",35,"KINO_1",113.29,0,2.56,81.03]
["HT","Solar",35,"MACC_3",45.12,0,1.02,32.270000000000003]
["HT","Solar",35,"PENE_1",48.62,0,1.1000000000000001,34.78]
["HT","Solar",35,"SEAB1",357.79,0,8.08,255.9]
["HT","Solar",35,"WFIE",21.14,0,0.48,15.12]
["HT","Solar",35,"WWEY_1",14.39,0,0.32,10.29]
["HT","Solar",36,"CAAD_P",3.63,0,0.08,2.6]
["HT","Solar",36,"CUPA",29.07,0,0.66,20.79]
["HT","Solar",36,"DUNO_P",23.96,0,0.54,17.14]
["HT","Solar",36,"G_EXTRA_5",2.79,0,0.06,1.99]
["HT","Solar",36,"KIER",23.96,0,0.54,17.14]
["HT","Solar",36,"LING",2.79,0,0.06,1.99]
["HT","Solar",36,"OFFE_3",17.72,0,0.4,12.67]
["HT","Solar",36,"SJOW_1",8.59,0,0.19,6.14]
["HT","Solar",36,"SWAN_1",567.55999999999995,0,12.81,405.94]
["HT","Solar",37,"ALST_3",16.14,0,0.36,11.54]
["HT","Solar",37,"BRID_P",0,0,0,0]
["HT","Solar",37,"COAT",3.08,0,7.0000000000000007E-2,2.2000000000000002]
["HT","Solar",37,"DRUM",0,0,0,0]
["HT","Solar",37,"GOVA",6.18,0,0.14000000000000001,4.42]
["HT","Solar",37,"JORD_3",19.37,0,0.44,13.85]
["HT","Solar",37,"KEMS_1",288.8,0,6.52,206.56]
["HT","Solar",37,"NFLE",173.24,0,3.91,123.91]
["HT","Solar",37,"SBAR",131.79,0,2.98,94.26]
["HT","Solar",37,"SUND_1",324.3,0,7.32,231.95]
["HT","Solar",37,"WBOL_6",27.6,0,0.62,19.739999999999998]
["HT","Solar",37,"WOHI_P",0,0,0,0]
["HT","Solar",38,"BRIM_1",103.7,0,2.34,74.17]
["HT","Solar",38,"CREB_1",159.24,0,3.6,113.9]
["HT","Solar",38,"DUNB_B",3.37,0,0.08,2.41]
["HT","Solar",38,"GLNI",28.98,0,0.65,20.73]
["HT","Solar",38,"KIBY_1",2.02,0,0.05,1.44]
["HT","Solar",38,"LEGA_1",164.08,0,3.7,117.36]
["HT","Solar",38,"RANN_P",26.3,0,0.59,18.809999999999999]
["HT","Solar",38,"SHRW_1",210.27,0,4.75,150.38999999999999]
["HT","Solar",38,"STRI_P",45.7,0,1.03,32.68]
["HT","Solar",38,"WTHU31",12.34,0,0.28000000000000003,8.82]
["HT","Solar",39,"BRED_1",20.55,0,0.46,14.7]
["HT","Solar",39,"CLT03",92.84,0,2.1,66.400000000000006]
["HT","Solar",39,"CURR",0,0,0,0]
["HT","Solar",39,"GLRO",32.380000000000003,0,0.73,23.16]
["HT","Solar",39,"IVER_6",11.56,0,0.26,8.27]
["HT","Solar",39,"LITT_J",14.86,0,0.34,10.63]
["HT","Solar",39,"NETS",3.77,0,0.09,2.69]
["HT","Solar",39,"SANX",0,0,0,0]
["HT","Solar",39,"SSHI_3",19.5,0,0.44,13.95]
["HT","Solar",39,"WASF_1",16.649999999999999,0,0.38,11.91]
["HT","Solar",40,"BLYTB1",55.41,0,1.25,39.630000000000003]
["HT","Solar",40,"CHAS",4.22,0,0.1,3.02]
["HT","Solar",40,"COYL",69.010000000000005,0,1.56,49.36]
["HT","Solar",40,"FOUR_1",83.12,0,1.88,59.45]
["HT","Solar",40,"HUER",4.22,0,0.1,3.02]
["HT","Solar",40,"KEMS_1",322.37,0,7.28,230.57]
["HT","Solar",40,"NORM_1",1021.2,0,23.06,730.41]
["HT","Solar",40,"PERI_H",10.07,0,0.23,7.21]
["HT","Solar",40,"SHIN_P",0,0,0,0]
["HT","Solar",40,"WHAM_1",13.85,0,0.31,9.91]
["HT","Solar",41,"BERB_P",0,0,0,0]
["HT","Solar",41,"BRAP",12.69,0,0.28999999999999998,9.08]
["HT","Solar",41,"CLAC_P",23.2,0,0.52,16.59]
["HT","Solar",41,"EKIL",4.6900000000000004,0,0.11,3.36]
["HT","Solar",41,"GLLU",4.6900000000000004,0,0.11,3.36]
["HT","Solar",41,"ISLI_1",0,0,0,0]
["HT","Solar",41,"LACK_6",92.9,0,2.1,66.44]
["HT","Solar",41,"PYLE_1",92.51,0,2.09,66.17]
["HT","Solar",41,"SALL1",0,0,0,0]
["HT","Solar",41,"TYNE_1",21.97,0,0.5,15.72]
["HT","Solar",42,"AMEM_1",113.45,0,2.56,81.14]
["HT","Solar",42,"BIRK_1",21.51,0,0.49,15.38]
["HT","Solar",42,"CAPEA1",24.9,0,0.56000000000000005,17.809999999999999]
["HT","Solar",42,"COVE_1",240.46,0,5.43,171.99]
["HT","Solar",42,"FINN",0,0,0,0]
["HT","Solar",42,"HACK_6",15.32,0,0.35,10.96]
["HT","Solar",42,"KEAR_3",27.8,0,0.63,19.88]
["HT","Solar",42,"NINF_1",142.13999999999999,0,3.21,101.67]
["HT","Solar",42,"SALT_1",87.8,0,1.98,62.8]
["HT","Solar",42,"SFIL_P",17.88,0,0.4,12.79]
["HT","Solar",42,"TRAW_1",75.92,0,1.71,54.3]
["HT","Solar",43,"ARMO_P",87.34,0,1.97,62.47]
["HT","Solar",43,"BRAC_P",7.82,0,0.18,5.59]
["HT","Solar",43,"CHTE_1",252.66,0,5.7,180.71]
["HT","Solar",43,"DUNF",48.59,0,1.1000000000000001,34.75]
["HT","Solar",43,"GLEF_P",0,0,0,0]
["HT","Solar",43,"IROA1",612.44000000000005,0,13.83,438.04]
["HT","Solar",43,"MYBS_P",70.81,0,1.6,50.65]
["HT","Solar",43,"PORA_P",81.48,0,1.84,58.28]
["HT","Solar",43,"RYEH_1",133.66,0,3.02,95.6]
["HT","Solar",43,"TELR",5.65,0,0.13,4.04]
["HT","Solar",44,"ALST_3",22.25,0,0.5,15.92]
["HT","Solar",44,"BESW_1",166.74,0,3.76,119.26]
["HT","Solar",44,"COAT",6.13,0,0.14000000000000001,4.38]
["HT","Solar",44,"EAST",6.13,0,0.14000000000000001,4.38]
["HT","Solar",44,"FIDD_P",92.81,0,2.1,66.38]
["HT","Solar",44,"HELE",0,0,0,0]
["HT","Solar",44,"KINO_1",165.24,0,3.73,118.18]
["HT","Solar",44,"NFLE",217.27,0,4.91,155.4]
["HT","Solar",44,"RATS_1",186.95,0,4.22,133.71]
["HT","Solar",44,"TILBB_1",376.32,0,8.5,269.16000000000003]
["HT","Solar",44,"WTHU31",16.690000000000001,0,0.38,11.94]
["HT","Solar",45,"AYRR",0,0,0,0]
["HT","Solar",45,"CAAD_P",7.03,0,0.16,5.03]
["HT","Solar",45,"DUNF",55.99,0,1.26,40.049999999999997]
["HT","Solar",45,"ERSK",0,0,0,0]
["HT","Solar",45,"GLLU",6.51,0,0.15,4.66]
["HT","Solar",45,"LEVE",60.22,0,1.36,43.07]
["HT","Solar",45,"MILC_P",38.93,0,0.88,27.85]
["HT","Solar",45,"RRIG",0,0,0,0]
["HT","Solar",45,"SUND_1",401.38,0,9.06,287.08999999999997]
["HT","Solar",45,"UPPB_1",44.29,0,1,31.68]
["HT","Solar",46,"ALST_3",22.46,0,0.51,16.059999999999999]
["HT","Solar",46,"CAPEA1",26.93,0,0.61,19.260000000000002]
["HT","Solar",46,"CLT03",120.28,0,2.72,86.03]
["HT","Solar",46,"DRUM",0,0,0,0]
["HT","Solar",46,"HARM_6",35.21,0,0.79,25.19]
["HT","Solar",46,"HAWI",6.8,0,0.15,4.87]
["HT","Solar",46,"MAYB",6.8,0,0.15,4.87]
["HT","Solar",46,"NETS",6.8,0,0.15,4.87]
["HT","Solar",46,"RANN_P",46.03,0,1.04,32.92]
["HT","Solar",46,"SUND_1",400.13,0,9.0299999999999994,286.19]
["HT","Solar",46,"WMEL_1",26.95,0,0.61,19.28]
["HT","Solar",47,"ARMO_P",104.84,0,2.37,74.989999999999995]
["HT","Solar",47,"COCK",0,0,0,0]
["HT","Solar",47,"DUGR_P",8.4499999999999993,0,0.19,6.04]
["HT","Solar",47,"ELST_1",19.899999999999999,0,0.45,14.23]
["HT","Solar",47,"HEYS_1",123.48,0,2.79,88.32]
["HT","Solar",47,"LAND1",497.09,0,11.22,355.54]
["HT","Solar",47,"MAYB",7.09,0,0.16,5.07]
["HT","Solar",47,"RANN_P",47.57,0,1.07,34.03]
["HT","Solar",47,"STLE",61.01,0,1.38,43.64]
["HT","Solar",47,"TYNE_1",25.15,0,0.56999999999999995,17.989999999999998]
["HT","Solar",47,"WTHU31",16.77,0,0.38,11.99]
["HT","Solar",48,"CAMB_01",66.98,0,1.51,47.9]
["HT","Solar",48,"DEVM",7.41,0,0.17,5.3]
["HT","Solar",48,"FAUG_P",22.82,0,0.52,16.32]
["HT","Solar",48,"HAMHC1",99.64,0,2.25,71.27]
["HT","Solar",48,"KILW",7.41,0,0.17,5.3]
["HT","Solar",48,"LITT_J",19.14,0,0.43,13.69]
["HT","Solar",48,"PYLE_1",100.89,0,2.2799999999999998,72.16]
["HT","Solar",48,"SPAV",0,0,0,0]
["HT","Solar",48,"WASF_1",16.649999999999999,0,0.38,11.91]
["HT","Solar",48,"WISD_6",12.18,0,0.27,8.7100000000000009]
["HT","Solar",49,"BROR_P",0,0,0,0]
["HT","Solar",49,"CHAS",7.72,0,0.17,5.52]
["HT","Solar",49,"DUBE_P",0,0,0,0]
["HT","Solar",49,"GRUB_P",66.48,0,1.5,47.55]
["HT","Solar",49,"HACK_1",16.72,0,0.38,11.96]
["HT","Solar",49,"LAIR_P",37.51,0,0.85,26.83]
["HT","Solar",49,"PENN_1",0,0,0,0]
["HT","Solar",49,"SHRU",0,0,0,0]
["HT","Solar",49,"STHA",7.72,0,0.17,5.52]
["HT","Solar",49,"WYLF_1",299.91000000000003,0,6.77,214.51]
["HT","Solar",50,"BERB_P",0,0,0,0]
["HT","Solar",50,"CAFA",8.1,0,0.18,5.8]
["HT","Solar",50,"DALL_P",0,0,0,0]
["HT","Solar",50,"EKIL",8.1,0,0.18,5.8]
["HT","Solar",50,"HACK_6",16.899999999999999,0,0.38,12.09]
["HT","Solar",50,"KILS",28.61,0,0.65,20.47]
["HT","Solar",50,"NORL_3",27.04,0,0.61,19.34]
["HT","Solar",50,"PORA_P",109.03,0,2.46,77.98]
["HT","Solar",50,"SLOY_P",6.98,0,0.16,4.99]
["HT","Solar",50,"TYNE_1",25.35,0,0.56999999999999995,18.13]
["HT","Solar",50,"WIOW_P",0,0,0,0]
["HT","Wind",24,"FRAS_P",1.23,0.28999999999999998,0.48,0.72]
["HT","Wind",24,"PADIB1",27.24,6.32,10.65,15.96]
["HT","Wind",24,"PENW_1",8.3000000000000007,1.93,3.24,4.8600000000000003]
["HT","Wind",25,"BISW_1",36.24,8.41,14.17,21.24]
["HT","Wind",25,"G_EXTRA_18",0,0,0,0]
["HT","Wind",25,"HEYS_1",27.5,6.38,10.75,16.12]
["HT","Wind",25,"SPEN_1",79.44,18.43,31.06,46.56]
["HT","Wind",26,"ARMO_P",37.69,8.74,14.73,22.09]
["HT","Wind",26,"CREB_1",167.84,38.94,65.62,98.37]
["HT","Wind",26,"LAIR_P",10.91,2.5299999999999998,4.26,6.39]
["HT","Wind",26,"PENE_1",37.159999999999997,8.6199999999999992,14.53,21.78]
["HT","Wind",26,"WASF_1",2.66,0.62,1.04,1.56]
["HT","Wind",27,"CUMB",23.96,5.56,9.3699999999999992,14.04]
["HT","Wind",27,"LEGA_1",158.66,36.81,62.03,92.99]
["HT","Wind",27,"POPP_3",4.18,0.97,1.64,2.4500000000000002]
["HT","Wind",27,"WBOL_6",7.55,1.75,2.95,4.42]
["HT","Wind",28,"DEVO",99.56,23.1,38.92,58.35]
["HT","Wind",28,"INKE",1.91,0.44,0.75,1.1200000000000001]
["HT","Wind",28,"PORA_P",23.13,5.37,9.0399999999999991,13.56]
["HT","Wind",29,"CAAD_P",34.21,7.94,13.37,20.05]
["HT","Wind",29,"GLNI",43.41,10.07,16.97,25.44]
["HT","Wind",29,"INNE_P",5.22,1.21,2.04,3.06]
["HT","Wind",29,"ROCH_1",177.65,41.21,69.45,104.12]
["HT","Wind",30,"BRFO_1",80.37,18.649999999999999,35.270000000000003,49.45]
["HT","Wind",30,"DEVO",114.71,26.61,44.85,67.23]
["HT","Wind",30,"KAIM",41.24,9.57,16.12,24.17]
["HT","Wind",30,"STLE",30.93,7.18,12.09,18.13]
["HT","Wind",30,"WBOL_6",9.8800000000000008,2.29,3.86,5.79]
["HT","Wind",31,"G_EXTRA_11",32.729999999999997,7.59,12.79,19.18]
["HT","Wind",31,"LEVE",14.46,3.36,5.65,8.48]
["HT","Wind",31,"POPP_3",5.88,1.36,2.2999999999999998,3.44]
["HT","Wind",31,"WYMOM_1",36.229999999999997,8.4,14.16,21.23]
["HT","Wind",32,"GIFF",6.69,1.55,2.61,3.92]
["HT","Wind",32,"LEGA_1",239.02,55.45,93.45,140.09]
["HT","Wind",32,"NINF_1",135.53,31.44,52.98,79.430000000000007]
["HT","Wind",33,"BLYTB1",148.61000000000001,34.479999999999997,72.650000000000006,95.94]
["HT","Wind",33,"GALA",27.46,6.37,10.74,16.100000000000001]
["HT","Wind",33,"KILW",15.12,3.51,5.91,8.86]
["HT","Wind",33,"SPEN_1",151.43,35.130000000000003,59.2,88.75]
["HT","Wind",34,"BISW_1",74.010000000000005,17.170000000000002,28.93,43.38]
["HT","Wind",34,"CHTE_1",46.47,10.78,18.170000000000002,27.24]
["HT","Wind",34,"HAWP_6",43.01,9.98,16.82,25.21]
["HT","Wind",34,"LACK_6",70.59,16.38,47.51,53.47]
["HT","Wind",35,"BERW",203.29,47.16,79.48,119.15]
["HT","Wind",35,"COVE_1",202.97,47.09,79.349999999999994,118.96]
["HT","Wind",35,"FRAS_P",2.71,0.63,1.06,1.59]
["HT","Wind",35,"KNAR",35.06,8.1300000000000008,13.71,20.55]
["HT","Wind",35,"SUND_1",13.84,3.21,5.41,8.11]
["HT","Wind",36,"BERW",209.94,48.71,82.08,123.05]
["HT","Wind",36,"FOUR_1",219.91,51.02,85.97,128.88999999999999]
["HT","Wind",36,"REDH",42.92,9.9600000000000009,16.78,25.16]
["HT","Wind",36,"SBAR",3.65,0.85,1.43,2.14]
["HT","Wind",37,"BAGA",103.82,24.09,40.590000000000003,60.85]
["HT","Wind",37,"G_EXTRA_18",27.46,6.37,10.74,16.100000000000001]
["HT","Wind",37,"PADIB1",69.959999999999994,16.23,27.35,41]
["HT","Wind",37,"SALT_1",91.45,21.22,35.75,53.6]
["HT","Wind",38,"ALNE_P",10.54,2.44,4.12,6.18]
["HT","Wind",38,"G_EXTRA_9",133.63999999999999,31,52.25,78.319999999999993]
["HT","Wind",38,"KILW",18.079999999999998,4.2,7.07,10.6]
["HT","Wind",38,"RATS_1",27.39,6.35,10.71,16.05]
["HT","Wind",39,"CELL_1",4.83,1.1200000000000001,1.89,2.83]
["HT","Wind",39,"EKIS",175.78,40.78,68.72,103.02]
["HT","Wind",39,"MAGA_6",307.89,71.430000000000007,120.37,180.45]
["HT","Wind",39,"THSO_P",33.49,7.77,13.09,19.63]
["HT","Wind",40,"ABNE_P",43.18,10.02,16.88,25.31]
["HT","Wind",40,"EASO_1",152.79,35.450000000000003,59.73,89.55]
["HT","Wind",40,"NEAR",4.1399999999999997,0.96,1.62,2.4300000000000002]
["HT","Wind",40,"TAYN_P",19.89,4.6100000000000003,7.77,11.65]
["HT","Wind",41,"CARE_1",7.22,1.68,2.82,4.2300000000000004]
["HT","Wind",41,"G_EXTRA_14",28.25,6.55,11.04,16.559999999999999]
["HT","Wind",41,"MYBS_P",29.72,6.9,11.62,17.420000000000002]
["HT","Wind",41,"SAFO_1",3.14,0.73,1.23,1.84]
["HT","Wind",42,"CAAD_P",60.73,14.09,23.74,35.6]
["HT","Wind",42,"G_EXTRA_11",51.46,11.94,20.12,30.16]
["HT","Wind",42,"HARG_P",14.76,3.42,5.77,8.65]
["HT","Wind",42,"REDH",54.34,12.61,21.25,31.85]
["HT","Wind",43,"BUSH_1",13.71,3.18,5.36,8.0399999999999991]
["HT","Wind",43,"FOUR_1",309.89999999999998,71.900000000000006,121.15,181.63]
["HT","Wind",43,"KEAD_1",444.18,103.05,173.65,260.33]
["HT","Wind",43,"STRI_P",52.53,12.19,20.54,30.79]
["HT","Wind",44,"ABNE_P",51.59,11.97,20.170000000000002,30.24]
["HT","Wind",44,"DRCR",71.3,16.54,27.87,41.79]
["HT","Wind",44,"LINM",202.13,46.89,79.02,118.47]
["HT","Wind",44,"NORM_1",130.09,30.18,75.27,91.08]
["HT","Wind",44,"WILL_1",77.959999999999994,18.09,30.48,45.69]
["HT","Wind",45,"GLNI",87.36,20.27,34.15,51.2]
["HT","Wind",45,"KINL_P",13.02,3.02,5.09,7.63]
["HT","Wind",45,"PYLE_1",185.54,43.04,72.540000000000006,108.74]
["HT","Wind",45,"WFIE",54.37,12.61,21.26,31.87]
["HT","Wind",46,"CONQA1",1096.45,254.38,458.21,660.58]
["HT","Wind",46,"INKE",4.21,0.98,1.64,2.46]
["HT","Wind",46,"PORA_P",50.97,11.82,19.93,29.87]
["HT","Wind",47,"BICF_1",263.12,61.04,165.31,192.15]
["HT","Wind",47,"BRAW_1",71.260000000000005,16.53,27.86,41.77]
["HT","Wind",47,"INDQ1",390.74,90.65,152.76,229.01]
["HT","Wind",47,"PENW_1",31.75,7.37,12.41,18.61]
["HT","Wind",47,"STIR",59.31,13.76,23.19,34.76]
["HT","Wind",48,"CREB_1",558.75,129.63,218.44,327.48]
["HT","Wind",48,"GIFF",11.74,2.72,4.59,6.88]
["HT","Wind",48,"LEGA_1",485.9,112.73,189.97,284.79000000000002]
["HT","Wind",48,"WALP_1",799.24,185.42,312.45999999999998,468.44]
["HT","Wind",49,"BAGA",150.19999999999999,34.85,58.72,88.03]
["HT","Wind",49,"GALA",46.2,10.72,18.059999999999999,27.08]
["HT","Wind",49,"PENT_1",65.150000000000006,15.12,44.74,49.89]
["HT","Wind",49,"UPPB_1",268.7,62.34,105.05,157.49]
["HT","Wind",50,"BISW_1",132.38,30.71,51.75,77.59]
["HT","Wind",50,"HARM_6",175.01,40.6,68.42,102.58]
["HT","Wind",50,"LACK_6",73.16,16.97,48.52,54.98]
["HT","Wind",50,"SKLGB1",7.79,1.81,3.04,4.5599999999999996]
["HE","Hydro",24,"EAST",15.2,12.9,2.58,3.65]
["HE","Hydro",26,"BROA_P",2.12,1.8,0.36,0.51]
["HE","Hydro",26,"KINL_P",30.79,26.13,5.24,7.39]
["HE","Hydro",27,"PORA_P",3.27,2.77,0.56000000000000005,0.78]
["HE","Hydro",29,"ALNE_P",4.16,3.53,0.71,1]
["HE","Hydro",30,"LINM",16.43,13.95,2.79,3.94]
["HE","Hydro",31,"CEAN_P",1.95,1.66,0.33,0.47]
["HE","Hydro",31,"TUMB_P",4.46,3.79,0.76,1.07]
["HE","Hydro",34,"BROA_P",2.29,1.94,0.39,0.55000000000000004]
["HE","Hydro",34,"MELK_1",3.17,2.69,0.54,0.76]
["HE","Hydro",36,"CARR_1",1.83,1.55,0.31,0.44]
["HE","Hydro",37,"KINL_P",34.270000000000003,29.09,5.83,8.2200000000000006]
["HE","Hydro",38,"CAFA",12.52,10.63,2.13,3.01]
["HE","Hydro",39,"KEOO",27.39,23.24,4.66,6.57]
["HE","Hydro",40,"TUMB_P",4.8600000000000003,4.12,0.83,1.17]
["HE","Hydro",41,"LAND1",3.5,2.97,0.59,0.84]
["HE","Hydro",42,"HARK_1",12.8,10.86,2.1800000000000002,3.07]
["HE","Hydro",44,"KEOO",28.67,24.33,4.87,6.88]
["HE","Hydro",45,"ALNE_P",4.84,4.1100000000000003,0.82,1.1599999999999999]
["HE","Hydro",46,"LAND1",3.66,3.11,0.62,0.88]
["HE","Hydro",47,"THSO_P",5.15,4.37,0.88,1.24]
["HE","Hydro",47,"TONG",37.39,31.73,6.36,8.9700000000000006]
["HE","Hydro",49,"KINL_P",38.24,32.450000000000003,6.5,9.18]
["HE","Hydro",50,"FWIL_P",18.100000000000001,15.36,3.08,4.34]
["HE","Solar",24,"AXMI1",133.13,0,3.01,95.22]
["HE","Solar",24,"COWL_1",270.45999999999998,0,6.11,193.45]
["HE","Solar",24,"DUNB_B",0,0,0,0]
["HE","Solar",24,"ENDE_1",166.02,0,3.75,118.74]
["HE","Solar",24,"IMPK_1",0,0,0,0]
["HE","Solar",24,"LEGA_1",65.38,0,1.48,46.76]
["HE","Solar",24,"MELK_1",542.51,0,12.25,388.03]
["HE","Solar",24,"POOB",0,0,0,0]
["HE","Solar",24,"STRI_P",4,0,0.09,2.86]
["HE","Solar",24,"TYNE_2",0,0,0,0]
["HE","Solar",25,"ABHA1",119.2,0,2.69,85.25]
["HE","Solar",25,"CANTN1",101.6,0,2.29,72.67]
["HE","Solar",25,"CLAY_P",0.16,0,0,0.12]
["HE","Solar",25,"OSBA_1",21.86,0,0.5,15.63]
["HE","Solar",25,"HARK_1",71.650000000000006,0,1.62,51.24]
["HE","Solar",25,"KINL_P",0,0,0,0]
["HE","Solar",25,"LUNA_P",16.66,0,0.38,11.92]
["HE","Solar",25,"QUOI_P",0.56999999999999995,0,0.01,0.41]
["HE","Solar",25,"SPEN_1",11.25,0,0.25,8.0399999999999991]
["HE","Solar",25,"WFIE",0,0,0,0]
["HE","Solar",26,"ARBR_P",19.989999999999998,0,0.45,14.29]
["HE","Solar",26,"BROX",1.05,0,0.02,0.75]
["HE","Solar",26,"CITR_1",0.83,0,0.02,0.6]
["HE","Solar",26,"DUDH_P",0.72,0,0.02,0.52]
["HE","Solar",26,"G_EXTRA_11",0,0,0,0]
["HE","Solar",26,"HARK_1",76.400000000000006,0,1.72,54.65]
["HE","Solar",26,"LALE1SG003",4.07,0,0.09,2.91]
["HE","Solar",26,"PENT_1",47.96,0,1.08,34.299999999999997]
["HE","Solar",26,"SBAR",44.13,0,1,31.57]
["HE","Solar",26,"STIR",0,0,0,0]
["HE","Solar",26,"WYMOM_1",48.71,0,1.1000000000000001,34.840000000000003]
["HE","Solar",27,"BRAI_1",66.540000000000006,0,1.5,47.59]
["HE","Solar",27,"BRID_P",0,0,0,0]
["HE","Solar",27,"EALI_6",1.41,0,0.03,1.01]
["HE","Solar",27,"GLLE",0.02,0,0,0.01]
["HE","Solar",27,"HEYS1",11.6,0,0.26,8.3000000000000007]
["HE","Solar",27,"KILT",0.02,0,0,0.01]
["HE","Solar",27,"ORRI_P",0,0,0,0]
["HE","Solar",27,"PENT_1",63.69,0,1.44,45.55]
["HE","Solar",27,"SMAN_1",2.58,0,0.06,1.84]
["HE","Solar",27,"WIMBS1",5.16,0,0.12,3.69]
["HE","Solar",28,"BEDDT1",3.21,0,7.0000000000000007E-2,2.29]
["HE","Solar",28,"BROA_P",0.51,0,0.01,0.37]
["HE","Solar",28,"CATY",0.23,0,0.01,0.16]
["HE","Solar",28,"FASN_P",1.06,0,0.02,0.76]
["HE","Solar",28,"GRIW_1",108.31,0,2.4500000000000002,77.47]
["HE","Solar",28,"HEYS1",16.829999999999998,0,0.38,12.04]
["HE","Solar",28,"LITT_C",4.22,0,0.1,3.02]
["HE","Solar",28,"PENE_1",14.72,0,0.33,10.53]
["HE","Solar",28,"RAVE",0,0,0,0]
["HE","Solar",28,"WARL_1",107.92,0,2.44,77.19]
["HE","Solar",28,"WWEY_1",4.7,0,0.11,3.36]
["HE","Solar",29,"BOTW_1",106.25,0,2.4,76]
["HE","Solar",29,"CHAR_P",0,0,0,0]
["HE","Solar",29,"DUNO_P",4.07,0,0.09,2.91]
["HE","Solar",29,"GIFF",0.47,0,0.01,0.34]
["HE","Solar",29,"G_EXTRA_9",0.47,0,0.01,0.34]
["HE","Solar",29,"KIIN_P",6.22,0,0.14000000000000001,4.45]
["HE","Solar",29,"OLDB_1",8.59,0,0.19,6.14]
["HE","Solar",29,"SALH_1",22.55,0,0.51,16.13]
["HE","Solar",29,"SKLGB1",21.41,0,0.48,15.32]
["HE","Solar",29,"WILL_1",83.56,0,1.89,59.76]
["HE","Solar",30,"ARBR_P",19.989999999999998,0,0.45,14.29]
["HE","Solar",30,"BRIM_1",45.66,0,1.03,32.65]
["HE","Solar",30,"DOUN_P",7.83,0,0.18,5.6]
["HE","Solar",30,"EERH",0,0,0,0]
["HE","Solar",30,"GREE_H",3.7,0,0.08,2.64]
["HE","Solar",30,"KINT_P",20.52,0,0.46,14.68]
["HE","Solar",30,"NINF_1",101.18,0,2.2799999999999998,72.37]
["HE","Solar",30,"PELH_1",206.24,0,4.66,147.51]
["HE","Solar",30,"SEAB1",209.05,0,4.72,149.52000000000001]
["HE","Solar",30,"TUMB_P",3.35,0,0.08,2.4]
["HE","Solar",30,"WOHI_P",0,0,0,0]
["HE","Solar",31,"BOLN_1",67.61,0,1.53,48.36]
["HE","Solar",31,"CANTN1",154.68,0,3.49,110.64]
["HE","Solar",31,"DUNB_B",0.87,0,0.02,0.63]
["HE","Solar",31,"FWIL_P",20.7,0,0.47,14.8]
["HE","Solar",31,"JORD_3",9.41,0,0.21,6.73]
["HE","Solar",31,"MILC_P",9.6300000000000008,0,0.22,6.89]
["HE","Solar",31,"OCKH_1",13.45,0,0.3,9.6199999999999992]
["HE","Solar",31,"RAVE",0,0,0,0]
["HE","Solar",31,"UPPB_1",29.57,0,0.67,21.15]
["HE","Solar",31,"WIBA_3",9.41,0,0.21,6.73]
["HE","Solar",32,"BRAI_1",104.99,0,2.37,75.09]
["HE","Solar",32,"CLT03",48.13,0,1.0900000000000001,34.42]
["HE","Solar",32,"DEVO",19.79,0,0.45,14.16]
["HE","Solar",32,"FWIL_P",23.96,0,0.54,17.13]
["HE","Solar",32,"GORG",0,0,0,0]
["HE","Solar",32,"KINL_P",0,0,0,0]
["HE","Solar",32,"MITY_1",575.77,0,13,411.82]
["HE","Solar",32,"PEHG_P",0,0,0,0]
["HE","Solar",32,"SASA",0,0,0,0]
["HE","Solar",32,"WIOW_P",0,0,0,0]
["HE","Solar",32,"WISH",1.1499999999999999,0,0.03,0.82]
["HE","Solar",33,"BLYTH132",63.24,0,1.43,45.23]
["HE","Solar",33,"COWL_1",510.1,0,11.52,364.84]
["HE","Solar",33,"DUDH_P",2.86,0,0.06,2.04]
["HE","Solar",33,"FRAS_P",2.57,0,0.06,1.84]
["HE","Solar",33,"IMPK_1",179.73,0,4.0599999999999996,128.55000000000001]
["HE","Solar",33,"MAYB",1.43,0,0.03,1.02]
["HE","Solar",33,"NORT_1",157.1,0,3.55,112.36]
["HE","Solar",33,"SJOW_1",5.45,0,0.12,3.9]
["HE","Solar",33,"TYNE_1",11.23,0,0.25,8.0299999999999994]
["HE","Solar",33,"WHGA_1",7.49,0,0.17,5.36]
["HE","Solar",34,"BRAP",12.69,0,0.28999999999999998,9.08]
["HE","Solar",34,"CLAC_P",11.26,0,0.25,8.0500000000000007]
["HE","Solar",34,"DALM3",1.76,0,0.04,1.26]
["HE","Solar",34,"OSBA_1",99.39,0,2.2400000000000002,71.09]
["HE","Solar",34,"ISLI_1",0,0,0,0]
["HE","Solar",34,"KILT",1.76,0,0.04,1.26]
["HE","Solar",34,"PELH_1",233.03,0,5.26,166.67]
["HE","Solar",34,"SALL1",0,0,0,0]
["HE","Solar",34,"TELR",1.76,0,0.04,1.26]
["HE","Solar",34,"WFIE",15.17,0,0.34,10.85]
["HE","Solar",35,"BIRK_1",13.08,0,0.3,9.35]
["HE","Solar",35,"CBNK_H",6.54,0,0.15,4.68]
["HE","Solar",35,"CITR_1",6.54,0,0.15,4.68]
["HE","Solar",35,"FINN",0,0,0,0]
["HE","Solar",35,"HEYS_1",76.88,0,1.74,54.98]
["HE","Solar",35,"KINL_P",0,0,0,0]
["HE","Solar",35,"MAGA_6",35.99,0,0.81,25.74]
["HE","Solar",35,"RAYL_1",367.01,0,8.2899999999999991,262.5]
["HE","Solar",35,"SBAR",106.94,0,2.41,76.489999999999995]
["HE","Solar",35,"TRAW_1",50.62,0,1.1399999999999999,36.200000000000003]
["HE","Solar",36,"BAIN",20.07,0,0.45,14.35]
["HE","Solar",36,"BIRK_1",13.64,0,0.31,9.76]
["HE","Solar",36,"CHTE_1",242,0,5.46,173.09]
["HE","Solar",36,"FASN_P",3.27,0,7.0000000000000007E-2,2.34]
["HE","Solar",36,"G_EXTRA_2",2.33,0,0.05,1.67]
["HE","Solar",36,"IROA1",425.91,0,9.6199999999999992,304.63]
["HE","Solar",36,"MITY_1",661.54,0,14.94,473.16]
["HE","Solar",36,"OCKH_1",21.53,0,0.49,15.4]
["HE","Solar",36,"RYEH_1",80.37,0,1.81,57.48]
["HE","Solar",36,"TAUN1",147.03,0,3.32,105.16]
["HE","Solar",36,"USKM_1",173.13,0,3.91,123.83]
["HE","Solar",37,"BESW_1",134.07,0,3.03,95.89]
["HE","Solar",37,"CASS_P",6.26,0,0.14000000000000001,4.4800000000000004]
["HE","Solar",37,"DRCR",22.05,0,0.5,15.77]
["HE","Solar",37,"FIDD_P",46.32,0,1.05,33.130000000000003]
["HE","Solar",37,"HELE",0,0,0,0]
["HE","Solar",37,"KEIT_P",58.48,0,1.32,41.83]
["HE","Solar",37,"MACC_3",38.18,0,0.86,27.31]
["HE","Solar",37,"RATS_1",129.77000000000001,0,2.93,92.82]
["HE","Solar",37,"STRI_P",37.53,0,0.85,26.84]
["HE","Solar",37,"TONG",2.56,0,0.06,1.83]
["HE","Solar",38,"AYRR",0,0,0,0]
["HE","Solar",38,"CAAD_P",3.54,0,0.08,2.5299999999999998]
["HE","Solar",38,"CHIC_1",312.98,0,7.07,223.85]
["HE","Solar",38,"ERSK",0,0,0,0]
["HE","Solar",38,"G_EXTRA_8",0,0,0,0]
["HE","Solar",38,"KIER",24.06,0,0.54,17.21]
["HE","Solar",38,"MILC_P",19.64,0,0.44,14.04]
["HE","Solar",38,"PITS_3",15.47,0,0.35,11.06]
["HE","Solar",38,"SALH_1",58,0,1.31,41.49]
["HE","Solar",38,"SWAN_1",516.1,0,11.65,369.13]
["HE","Solar",39,"ACTL_2",7.37,0,0.17,5.27]
["HE","Solar",39,"BROX",4.17,0,0.09,2.98]
["HE","Solar",39,"CARE_1",43.08,0,0.97,30.81]
["HE","Solar",39,"ECLA_1",283.22000000000003,0,6.39,202.57]
["HE","Solar",39,"GREE_H",7.37,0,0.17,5.27]
["HE","Solar",39,"HAWI",3.12,0,7.0000000000000007E-2,2.23]
["HE","Solar",39,"LOUD_H",9.01,0,0.2,6.45]
["HE","Solar",39,"NINF_1",121.41,0,2.74,86.84]
["HE","Solar",39,"RANN_P",24.29,0,0.55000000000000004,17.37]
["HE","Solar",39,"THOM_6",77.22,0,1.74,55.23]
["HE","Solar",39,"TUMB_P",8.6300000000000008,0,0.19,6.17]
["HE","Solar",40,"ARMO_P",57.74,0,1.3,41.3]
["HE","Solar",40,"BUMU_P",3.57,0,0.08,2.5499999999999998]
["HE","Solar",40,"DEVO",39.54,0,0.89,28.28]
["HE","Solar",40,"ELST_1",14.43,0,0.33,10.32]
["HE","Solar",40,"G_EXTRA_5",3.45,0,0.08,2.4700000000000002]
["HE","Solar",40,"JORD_3",16.98,0,0.38,12.14]
["HE","Solar",40,"MAYB",3.45,0,0.08,2.4700000000000002]
["HE","Solar",40,"PERI_H",7.72,0,0.17,5.52]
["HE","Solar",40,"STEN_1",45.4,0,1.02,32.47]
["HE","Solar",40,"STRI_P",45.54,0,1.03,32.57]
["HE","Solar",41,"ABNE_P",46.77,0,1.06,33.450000000000003]
["HE","Solar",41,"BRAI_1",139.68,0,3.15,99.9]
["HE","Solar",41,"CANTN1",204.53,0,4.62,146.28]
["HE","Solar",41,"EAST",3.79,0,0.09,2.71]
["HE","Solar",41,"FWIL_P",52.98,0,1.2,37.89]
["HE","Solar",41,"HARK_1",135.97,0,3.07,97.25]
["HE","Solar",41,"LITT_J",12.66,0,0.28999999999999998,9.0500000000000007]
["HE","Solar",41,"POPP_3",22.15,0,0.5,15.84]
["HE","Solar",41,"QUOI_P",6.4,0,0.14000000000000001,4.57]
["HE","Solar",41,"TELR",3.79,0,0.09,2.71]
["HE","Solar",41,"WIOW_P",0,0,0,0]
["HE","Solar",42,"ARBR_P",19.989999999999998,0,0.45,14.29]
["HE","Solar",42,"BROX",5.2,0,0.12,3.72]
["HE","Solar",42,"COWL_1",639.69000000000005,0,14.44,457.53]
["HE","Solar",42,"ELGI_P",1.27,0,0.03,0.91]
["HE","Solar",42,"G_EXTRA_11",4.1500000000000004,0,0.09,2.97]
["HE","Solar",42,"LEGA_1",157.69,0,3.56,112.78]
["HE","Solar",42,"NORM_1",891.57,0,20.13,637.69000000000005]
["HE","Solar",42,"PENT_1",255.78,0,5.77,182.94]
["HE","Solar",42,"SJOW_1",8.39,0,0.19,6]
["HE","Solar",42,"WHAM_1",11.54,0,0.26,8.25]
["HE","Solar",42,"WYMOM_1",131.84,0,2.98,94.3]
["HE","Solar",43,"CATY",4.51,0,0.1,3.23]
["HE","Solar",43,"DALL_P",0,0,0,0]
["HE","Solar",43,"EALI_6",8.73,0,0.2,6.24]
["HE","Solar",43,"HARM_6",27.94,0,0.63,19.989999999999998]
["HE","Solar",43,"KILS",25.02,0,0.56000000000000005,17.899999999999999]
["HE","Solar",43,"LISD_1",3.01,0,7.0000000000000007E-2,2.15]
["HE","Solar",43,"PELH_1",261.57,0,5.91,187.08]
["HE","Solar",43,"SLOY_P",4.25,0,0.1,3.04]
["HE","Solar",43,"TAUN1",167.64,0,3.78,119.91]
["HE","Solar",43,"WFIE",38.82,0,0.88,27.77]
["HE","Solar",44,"BRLE_1",195.57,0,4.42,139.88]
["HE","Solar",44,"CONQA1",143.21,0,3.23,102.43]
["HE","Solar",44,"EASO_1",422.65,0,9.5399999999999991,302.3]
["HE","Solar",44,"GREN_1",870.26,0,19.649999999999999,622.45000000000005]
["HE","Solar",44,"KEAD_1",151.33000000000001,0,3.42,108.24]
["HE","Solar",44,"KINL_P",0,0,0,0]
["HE","Solar",44,"NINF_1",130.21,0,2.94,93.13]
["HE","Solar",44,"SELL_1",297.69,0,6.72,212.92]
["HE","Solar",44,"THUR_6",19.739999999999998,0,0.45,14.12]
["HE","Solar",44,"WFIE",41.81,0,0.94,29.91]
["HE","Solar",45,"BONN",44.88,0,1.01,32.1]
["HE","Solar",45,"BUST_1",57.95,0,1.31,41.45]
["HE","Solar",45,"CUPA",50,0,1.1299999999999999,35.76]
["HE","Solar",45,"DUNO_P",44.88,0,1.01,32.1]
["HE","Solar",45,"G_EXTRA_2",5.22,0,0.12,3.73]
["HE","Solar",45,"KIER",44.88,0,1.01,32.1]
["HE","Solar",45,"LING",5.22,0,0.12,3.73]
["HE","Solar",45,"OCKH_1",28.98,0,0.65,20.72]
["HE","Solar",45,"SJOW_1",9.2200000000000006,0,0.21,6.59]
["HE","Solar",45,"SWAN_1",588.32000000000005,0,13.28,420.79]
["HE","Solar",46,"ALNE_P",39.03,0,0.88,27.91]
["HE","Solar",46,"BRID_P",0,0,0,0]
["HE","Solar",46,"COAT",5.55,0,0.13,3.97]
["HE","Solar",46,"DRCR",47.73,0,1.08,34.14]
["HE","Solar",46,"GOVA",6.18,0,0.14000000000000001,4.42]
["HE","Solar",46,"JORD_3",20.64,0,0.47,14.76]
["HE","Solar",46,"MANN_1",772.54,0,17.440000000000001,552.54999999999995]
["HE","Solar",46,"NFLE",180.85,0,4.08,129.35]
["HE","Solar",46,"SBAR",138.13999999999999,0,3.12,98.8]
["HE","Solar",46,"STRI_P",64.489999999999995,0,1.46,46.12]
["HE","Solar",46,"WBOL_6",28.79,0,0.65,20.59]
["HE","Solar",47,"BOAG_P",10.23,0,0.23,7.31]
["HE","Solar",47,"BRID_P",0,0,0,0]
["HE","Solar",47,"CREB_1",164.32,0,3.71,117.53]
["HE","Solar",47,"FROD_1",126.61,0,2.86,90.56]
["HE","Solar",47,"ISLI_1",0,0,0,0]
["HE","Solar",47,"KIBY_1",2.02,0,0.05,1.44]
["HE","Solar",47,"NURS_1",352.36,0,7.96,252.03]
["HE","Solar",47,"RAIN_1",3.59,0,0.08,2.57]
["HE","Solar",47,"SHRW_1",221.69,0,5,158.56]
["HE","Solar",47,"UPPB_1",39.44,0,0.89,28.21]
["HE","Solar",47,"WOHI_P",0,0,0,0]
["HE","Solar",48,"BRED_1",21.37,0,0.48,15.29]
["HE","Solar",48,"CLT03",97.25,0,2.2000000000000002,69.56]
["HE","Solar",48,"FASN_P",7,0,0.16,5]
["HE","Solar",48,"GLRO",54.44,0,1.23,38.93]
["HE","Solar",48,"IVER_6",12.11,0,0.27,8.66]
["HE","Solar",48,"LITT_C",16.579999999999998,0,0.37,11.86]
["HE","Solar",48,"RAIN_1",3.59,0,0.08,2.57]
["HE","Solar",48,"SANX",0,0,0,0]
["HE","Solar",48,"WARL_1",315.55,0,7.12,225.69]
["HE","Solar",49,"ARDK_P",15.31,0,0.35,10.95]
["HE","Solar",49,"BLYTB1",55.79,0,1.26,39.9]
["HE","Solar",49,"CHAR_P",0,0,0,0]
["HE","Solar",49,"ELLA_1",13.95,0,0.31,9.98]
["HE","Solar",49,"FOUR_1",83.68,0,1.89,59.85]
["HE","Solar",49,"HURS_1",15.94,0,0.36,11.4]
["HE","Solar",49,"LUNA_P",19.440000000000001,0,0.44,13.91]
["HE","Solar",49,"NORM_1",1026.44,0,23.17,734.15]
["HE","Solar",49,"REDH",68.12,0,1.54,48.72]
["HE","Solar",49,"STEN_1",58.74,0,1.33,42.02]
["HE","Solar",49,"TYNE_1",20.92,0,0.47,14.96]
["HE","Solar",50,"BARKW3",14.36,0,0.32,10.27]
["HE","Solar",50,"BRAI_1",165.92,0,3.75,118.67]
["HE","Solar",50,"CLAC_P",32.159999999999997,0,0.73,23]
["HE","Solar",50,"FAWL_1",339.57,0,7.67,242.88]
["HE","Solar",50,"HARK_1",155.66,0,3.51,111.33]
["HE","Solar",50,"ISLI_1",0,0,0,0]
["HE","Solar",50,"NAIR_P",0,0,0,0]
["HE","Solar",50,"POPP_3",28.71,0,0.65,20.54]
["HE","Solar",50,"SALL1",0,0,0,0]
["HE","Solar",50,"WALH_1",338.61,0,7.64,242.19]
["HE","Solar",50,"WIOW_P",0,0,0,0]
["HE","Wind",24,"COYL",75.55,17.53,29.54,44.28]
["HE","Wind",24,"LACK_6",63.5,14.73,43.16,48.36]
["HE","Wind",24,"STIR",22.4,5.2,8.76,13.13]
["HE","Wind",24,"WALP_B",46.2,10.72,18.059999999999999,27.08]
["HE","Wind",25,"CREB_1",152.13,35.29,59.48,89.17]
["HE","Wind",25,"KAIM",28.97,6.72,11.33,16.98]
["HE","Wind",25,"POOB",5.79,1.34,2.27,3.4]
["HE","Wind",25,"WASF_1",2.41,0.56000000000000005,0.94,1.41]
["HE","Wind",26,"G_EXTRA_14",0,0,0,0]
["HE","Wind",26,"LEVE",9.93,2.2999999999999998,3.88,5.82]
["HE","Wind",26,"POPP_3",3.66,0.85,1.43,2.14]
["HE","Wind",27,"ALVE1",153.71,35.659999999999997,60.09,90.09]
["HE","Wind",27,"GLLU",116.28,26.98,45.46,68.150000000000006]
["HE","Wind",27,"INKE",1.65,0.38,0.65,0.97]
["HE","Wind",27,"PEMB_1",9.57,2.2200000000000002,3.74,5.61]
["HE","Wind",28,"BRAW_1",23.07,5.35,9.02,13.52]
["HE","Wind",28,"DEVM",27.75,6.44,10.85,16.260000000000002]
["HE","Wind",28,"G_EXTRA_2",19.57,4.54,7.65,11.47]
["HE","Wind",28,"STLE",24.2,5.61,9.4600000000000009,14.18]
["HE","Wind",28,"WFIE",22.69,5.26,8.8699999999999992,13.3]
["HE","Wind",29,"FIDD_P",46.25,10.73,18.079999999999998,27.11]
["HE","Wind",29,"LINM",92.21,21.39,36.049999999999997,54.04]
["HE","Wind",29,"STRI_P",25,5.8,9.77,14.65]
["HE","Wind",29,"WALP_1",275.04000000000002,63.81,107.53,161.19999999999999]
["HE","Wind",30,"GREN_1",144.33000000000001,33.479999999999997,56.42,84.59]
["HE","Wind",30,"LINM",96.99,22.5,37.92,56.85]
["HE","Wind",30,"STHA",16.75,3.89,6.55,9.82]
["HE","Wind",31,"BRAW_1",27.61,6.4,10.79,16.18]
["HE","Wind",31,"BRFO_1",72.599999999999994,16.84,31.93,44.71]
["HE","Wind",31,"INKE",1.94,0.45,0.76,1.1399999999999999]
["HE","Wind",31,"PYLE_1",73.849999999999994,17.13,28.87,43.28]
["HE","Wind",31,"STLE",27.28,6.33,10.67,15.99]
["HE","Wind",32,"BRFO_1",75.06,17.41,32.9,46.15]
["HE","Wind",32,"INKE",1.98,0.46,0.77,1.1599999999999999]
["HE","Wind",32,"LEVE",12.37,2.87,4.83,7.25]
["HE","Wind",32,"WISH",30.52,7.08,11.93,17.89]
["HE","Wind",33,"CUMB",27.09,6.28,10.59,15.87]
["HE","Wind",33,"GIFF",5.54,1.29,2.17,3.25]
["HE","Wind",33,"POOB",7.56,1.75,2.96,4.43]
["HE","Wind",33,"WALP_B",74.069999999999993,17.18,28.96,43.41]
["HE","Wind",34,"BLYTB1",126.8,29.42,62.97,82.46]
["HE","Wind",34,"GLLU",144.25,33.47,56.39,84.54]
["HE","Wind",34,"PENW_1",13.82,3.21,5.4,8.1]
["HE","Wind",34,"WALP_1",345.48,80.150000000000006,135.07,202.49]
["HE","Wind",35,"DEVO",108.8,25.24,42.54,63.77]
["HE","Wind",35,"HAWI",21.12,4.9000000000000004,8.26,12.38]
["HE","Wind",35,"PENT_1",60,13.92,41.21,45.95]
["HE","Wind",35,"STRI_P",28.86,6.7,11.28,16.920000000000002]
["HE","Wind",36,"COUA_P",24.79,5.75,9.69,14.53]
["HE","Wind",36,"HARM_6",80.650000000000006,18.71,31.53,47.27]
["HE","Wind",36,"KEAD_1",232.47,53.93,90.88,136.25]
["HE","Wind",36,"SKLGB1",3.59,0.83,1.4,2.1]
["HE","Wind",37,"CONQA1",580.22,134.61000000000001,254.05,356.6]
["HE","Wind",37,"G_EXTRA_14",17.48,4.0599999999999996,6.83,10.24]
["HE","Wind",37,"KIRKB1",4.6500000000000004,1.08,1.82,2.73]
["HE","Wind",37,"TONG",3.23,0.75,1.26,1.89]
["HE","Wind",38,"BRAW_1",35.909999999999997,8.33,14.04,21.05]
["HE","Wind",38,"FIDD_P",55.85,12.96,21.83,32.729999999999997]
["HE","Wind",38,"NORT_1",58.5,13.57,22.87,34.29]
["HE","Wind",38,"RASS_1",56.86,13.19,22.23,33.33]
["HE","Wind",39,"ARMO_P",24.91,5.78,9.74,14.6]
["HE","Wind",39,"G_EXTRA_8",58.73,13.63,22.96,34.42]
["HE","Wind",39,"MACD_P",60.37,14.01,23.6,35.380000000000003]
["HE","Wind",39,"SAFO_1",2,0.46,0.78,1.17]
["HE","Wind",40,"ALVE1",270.70999999999998,62.81,105.84,158.66]
["HE","Wind",40,"DYCE_P",31.62,7.34,12.36,18.53]
["HE","Wind",40,"KILT",42.69,9.9,16.690000000000001,25.02]
["HE","Wind",40,"ROTI3",24.16,5.61,9.4499999999999993,14.16]
["HE","Wind",41,"CANTN1",139.5,32.36,95.8,106.83]
["HE","Wind",41,"ECCL",41.88,9.7200000000000006,16.37,24.54]
["HE","Wind",41,"KILS",20.94,4.8600000000000003,8.19,12.27]
["HE","Wind",41,"ROTI3",24.86,5.77,9.7200000000000006,14.57]
["HE","Wind",41,"THSO_P",24.94,5.79,9.75,14.62]
["HE","Wind",42,"EASO_1",111.07,25.77,43.42,65.099999999999994]
["HE","Wind",42,"G_EXTRA_9",105.43,24.46,41.22,61.79]
["HE","Wind",42,"NEAR",3.01,0.7,1.18,1.77]
["HE","Wind",42,"WYLF_1",132.15,30.66,51.66,77.45]
["HE","Wind",43,"CAAD_P",41.36,9.6,16.170000000000002,24.24]
["HE","Wind",43,"G_EXTRA_14",20.13,4.67,7.87,11.8]
["HE","Wind",43,"RAYL_1",144.06,33.42,56.32,84.43]
["HE","Wind",43,"WYMOM_1",45.86,10.64,17.93,26.88]
["HE","Wind",44,"CAAD_P",42.51,9.86,16.62,24.91]
["HE","Wind",44,"KAIM",47.74,11.08,18.670000000000002,27.98]
["HE","Wind",44,"NINF_1",164.38,38.14,64.260000000000005,96.34]
["HE","Wind",44,"SUND_1",13.79,3.2,5.39,8.08]
["HE","Wind",45,"BUSH_1",9.4499999999999993,2.19,3.69,5.54]
["HE","Wind",45,"KILW",15.49,3.59,6.05,9.08]
["HE","Wind",45,"LISD_1",42.51,9.86,16.62,24.92]
["HE","Wind",45,"STRI_P",36.19,8.4,14.15,21.21]
["HE","Wind",46,"CHTE_1",51.78,12.01,20.239999999999998,30.35]
["HE","Wind",46,"GREN_1",246.02,57.08,96.18,144.19]
["HE","Wind",46,"LINM",137.08000000000001,31.8,53.59,80.34]
["HE","Wind",46,"SEAB1",63.78,14.8,24.94,37.380000000000003]
["HE","Wind",47,"DEVO",143.82,33.369999999999997,56.23,84.29]
["HE","Wind",47,"GLNI",58.42,13.55,22.84,34.24]
["HE","Wind",47,"PENT_1",60,13.92,41.21,45.95]
["HE","Wind",47,"WBOL_6",14.94,3.47,5.84,8.75]
["HE","Wind",48,"BONN",23.88,5.54,9.33,13.99]
["HE","Wind",48,"G_EXTRA_8",75.16,17.440000000000001,29.38,44.05]
["HE","Wind",48,"POPP_3",8.49,1.97,3.32,4.9800000000000004]
["HE","Wind",48,"STHA",24.94,5.79,9.75,14.62]
["HE","Wind",49,"BLYTH132",280.08999999999997,64.98,109.5,164.16]
["HE","Wind",49,"G_EXTRA_18",26.84,6.23,10.49,15.73]
["HE","Wind",49,"LAIR_P",18.93,4.3899999999999997,7.4,11.1]
["HE","Wind",49,"STES_1",67.38,15.63,26.34,39.49]
["HE","Wind",50,"ALNE_P",10.27,2.38,4.01,6.02]
["HE","Wind",50,"HAWP_6",53.11,12.32,20.76,31.13]
["HE","Wind",50,"LACK_6",66.03,15.32,44.15,49.84]
["HE","Wind",50,"TILBB_1",24.73,5.74,9.67,14.49]
["EE","Storage",24,"ENDE_1",56.9,27.88,0,0]
["EE","Storage",24,"LAND1",62.9,30.82,0,0]
["EE","Storage",24,"WBOL_6",6.56,3.21,0,0]
["EE","Storage",25,"FOUR_1",20,8.1999999999999993,0,0]
["EE","Storage",25,"KEMS_1",50.15,20.56,0,0]
["EE","Storage",25,"RAYL_1",177.05,72.59,0,0]
["EE","Storage",26,"CHTE_1",161.80000000000001,66.34,0,0]
["EE","Storage",26,"FRAS_P",1,0.41,0,0]
["EE","Storage",26,"ROCH_1",23,11.58,0,0]
["EE","Storage",26,"SHRW_1",10.62,4.3600000000000003,0,0]
["EE","Storage",27,"BISW_1",109.79,45.02,0,0]
["EE","Storage",27,"JORD_3",45,18.45,0,0]
["EE","Storage",27,"NEWX_6",1,0.41,0,0]
["EE","Storage",27,"TYNE_1",67.5,27.67,0,0]
["EE","Storage",28,"BUST_1",49.35,20.23,0,0]
["EE","Storage",28,"HARK_1",57,23.37,0,0]
["EE","Storage",28,"NINF_1",101.48,41.61,0,0]
["EE","Storage",29,"BICF_1",6.65,2.73,0,0]
["EE","Storage",29,"EASO_1",9.4,3.85,0,0]
["EE","Storage",29,"HARM_6",1.25,0.51,0,0]
["EE","Storage",29,"PEHS_P",1,0.41,0,0]
["EE","Storage",30,"BEDD_1",12,4.92,0,0]
["EE","Storage",30,"BUST_1",49.35,20.23,0,0]
["EE","Storage",30,"HAWP_6",49.9,20.46,0,0]
["EE","Storage",30,"SBAR",91.3,37.43,0,0]
["EE","Storage",30,"TYNE_2",25,10.25,0,0]
["EE","Storage",31,"ELLA_1",100,41,0,0]
["EE","Storage",31,"KITW_1",90,36.9,0,0]
["EE","Storage",31,"NINF_1",101.48,41.61,0,0]
["EE","Storage",31,"WBOL_6",6.56,2.69,0,0]
["EE","Storage",32,"DRCR",59.8,24.52,0,0]
["EE","Storage",32,"KINO_1",5.0599999999999996,2.0699999999999998,0,0]
["EE","Storage",32,"LISD_1",24,9.84,0,0]
["EE","Storage",33,"AMEM_1",119.88,49.15,0,0]
["EE","Storage",33,"COWL_1",10,4.0999999999999996,0,0]
["EE","Storage",33,"G_EXTRA_2",6,2.46,0,0]
["EE","Storage",33,"NORM_1",163.76,67.14,0,0]
["EE","Storage",33,"TEMP_3",40,16.399999999999999,0,0]
["EE","Storage",33,"WBUR_1",37.76,15.48,0,0]
["EE","Storage",34,"CAMB_01",35,14.35,0,0]
["EE","Storage",34,"IRONB1",44.66,18.309999999999999,0,0]
["EE","Storage",34,"NORM_1",163.76,67.14,0,0]
["EE","Storage",34,"RUGEB1",99.89,40.950000000000003,0,0]
["EE","Storage",35,"BERW",1,0.41,0,0]
["EE","Storage",35,"CHTE_1",309.25,126.79,0,0]
["EE","Storage",35,"ERSK",29.9,12.26,0,0]
["EE","Storage",35,"NECE_1",49.9,20.46,0,0]
["EE","Storage",35,"PENW_1",69.099999999999994,28.33,0,0]
["EE","Storage",35,"WARL_1",100,41,0,0]
["EE","Storage",36,"CHTE_1",309.25,126.79,0,0]
["EE","Storage",36,"GREN_1",364.93,149.62,0,0]
["EE","Storage",36,"KEMS_1",100.05,41.02,0,0]
["EE","Storage",36,"PENN_1",449.8,184.42,0,0]
["EE","Storage",36,"TYNE_1",89.5,36.700000000000003,0,0]
["EE","Storage",37,"BOTW_1",72.14,29.58,0,0]
["EE","Storage",37,"DRCR",59.8,24.52,0,0]
["EE","Storage",37,"GLNI",10,4.0999999999999996,0,0]
["EE","Storage",37,"LINM",24,9.84,0,0]
["EE","Storage",37,"SWAN_1",63.92,26.21,0,0]
["EE","Storage",38,"BOLN_1",51.2,20.99,0,0]
["EE","Storage",38,"BUSH_1",176.8,72.489999999999995,0,0]
["EE","Storage",38,"HAWP_6",49.9,20.46,0,0]
["EE","Storage",38,"LINM",24,9.84,0,0]
["EE","Storage",38,"RASS_1",12.5,5.12,0,0]
["EE","Storage",39,"ALVE1",71.650000000000006,29.38,0,0]
["EE","Storage",39,"BROX",69.900000000000006,28.66,0,0]
["EE","Storage",39,"ECLA_1",188.25,77.180000000000007,0,0]
["EE","Storage",39,"LOVE_1",16.190000000000001,6.64,0,0]
["EE","Storage",39,"SSHI_3",35,14.35,0,0]
["EE","Storage",39,"TILBB_1",48,19.68,0,0]
["EE","Storage",40,"CANTN1",103.89,42.6,0,0]
["EE","Storage",40,"EKIL",20,8.1999999999999993,0,0]
["EE","Storage",40,"ISLI_1",2.85,1.17,0,0]
["EE","Storage",40,"NORT_1",58.71,25.49,0,0]
["EE","Storage",40,"SPAV",5,2.0499999999999998,0,0]
["EE","Storage",41,"BEDD_1",12,4.92,0,0]
["EE","Storage",41,"COWL_1",47.03,19.28,0,0]
["EE","Storage",41,"KEIT_P",69.930000000000007,28.67,0,0]
["EE","Storage",41,"PYLE_1",17,6.97,0,0]
["EE","Storage",41,"SPEN_1",176.3,72.28,0,0]
["EE","Storage",41,"WTHU31",1,0.41,0,0]
["EE","Storage",42,"DUNO_P",3.5,1.43,0,0]
["EE","Storage",42,"GLNI",10,4.0999999999999996,0,0]
["EE","Storage",42,"PAIS",1.81,0.74,0,0]
["EE","Storage",42,"THSO_P",21.31,8.74,0,0]
["EE","Storage",42,"WILL_1",6.2,2.54,0,0]
["EE","Storage",43,"COWL_1",47.03,19.28,0,0]
["EE","Storage",43,"IROA1",688.24,282.18,0,0]
["EE","Storage",43,"KNAR",8,3.28,0,0]
["EE","Storage",43,"RASS_1",12.5,5.12,0,0]
["EE","Storage",44,"AXMI1",20.67,8.48,0,0]
["EE","Storage",44,"CONQA1",106,86.42,0,0]
["EE","Storage",44,"HAMHC1",159,65.19,0,0]
["EE","Storage",44,"MANN_1",184.69,75.72,0,0]
["EE","Storage",44,"SHRW_1",118.52,48.6,0,0]
["EE","Storage",44,"WALH_1",55,22.55,0,0]
["EE","Storage",45,"CARR_1",41.85,17.16,0,0]
["EE","Storage",45,"CELL_1",187.43,76.849999999999994,0,0]
["EE","Storage",45,"G_EXTRA_2",6,2.46,0,0]
["EE","Storage",45,"PADIB1",14.02,5.75,0,0]
["EE","Storage",45,"RYEH_1",7.22,2.96,0,0]
["EE","Storage",46,"BRAI_1",16.7,6.85,0,0]
["EE","Storage",46,"CUPA",12.5,5.12,0,0]
["EE","Storage",46,"EXET1",6,2.46,0,0]
["EE","Storage",46,"LOVE_1",16.190000000000001,6.64,0,0]
["EE","Storage",46,"STAY_1",157.38999999999999,64.53,0,0]
["EE","Storage",46,"WARL_1",100,41,0,0]
["EE","Storage",47,"BURM_1",65.900000000000006,27.02,0,0]
["EE","Storage",47,"G_EXTRA_2",6,2.46,0,0]
["EE","Storage",47,"KEMS_1",100.05,41.02,0,0]
["EE","Storage",47,"PENE_1",148.03,60.69,0,0]
["EE","Storage",47,"WALH_1",55,22.55,0,0]
["EE","Storage",48,"CARE_1",59.9,24.56,0,0]
["EE","Storage",48,"DRAX_1",7.9,3.24,0,0]
["EE","Storage",48,"MACC_3",19,7.79,0,0]
["EE","Storage",48,"ROCH_1",200,127.15,0,0]
["EE","Storage",48,"SUND_1",128.31,52.61,0,0]
["EE","Storage",49,"BRAI_1",16.7,6.85,0,0]
["EE","Storage",49,"ENDE_1",76.900000000000006,31.53,0,0]
["EE","Storage",49,"HARM_6",7.25,2.97,0,0]
["EE","Storage",49,"NORM_1",163.76,67.14,0,0]
["EE","Storage",49,"WALH_1",55,22.55,0,0]
["EE","Storage",50,"ABHA1",193.6,79.38,0,0]
["EE","Storage",50,"BURM_1",65.900000000000006,27.02,0,0]
["EE","Storage",50,"KEAR_3",7,2.87,0,0]
["EE","Storage",50,"LITT_C",14.3,5.86,0,0]
["EE","Storage",50,"STEN_1",49.9,20.46,0,0]
["HT","Storage",24,"BROX",69.900000000000006,34.25,0,0]
["HT","Storage",24,"MACC_3",19,9.31,0,0]
["HT","Storage",24,"PEHS_P",1,0.49,0,0]
["HT","Storage",25,"COVE_1",5.04,2.06,0,0]
["HT","Storage",25,"MACC_3",19,7.79,0,0]
["HT","Storage",25,"TAUN1",45.4,18.61,0,0]
["HT","Storage",26,"AMEM_1",112.3,46.04,0,0]
["HT","Storage",26,"KEMS_1",100.05,41.02,0,0]
["HT","Storage",26,"NORM_1",58.76,24.09,0,0]
["HT","Storage",26,"WALP_1",98.57,40.409999999999997,0,0]
["HT","Storage",27,"FROD_1",31,12.71,0,0]
["HT","Storage",27,"GRIW_1",129.99,53.3,0,0]
["HT","Storage",27,"SPEN_1",171.8,70.44,0,0]
["HT","Storage",28,"CAPEA1",19.02,7.8,0,0]
["HT","Storage",28,"KEAR_1",88.28,36.19,0,0]
["HT","Storage",28,"NFLE",80.260000000000005,32.909999999999997,0,0]
["HT","Storage",28,"RUGEB1",99.89,40.950000000000003,0,0]
["HT","Storage",29,"BUMU_P",1.37,0.56000000000000005,0,0]
["HT","Storage",29,"IROA1",138.94,56.96,0,0]
["HT","Storage",29,"PENE_1",148.03,60.69,0,0]
["HT","Storage",29,"SWAN_1",63.92,26.21,0,0]
["HT","Storage",30,"CELL_1",174.43,71.52,0,0]
["HT","Storage",30,"KEAR_3",7,2.87,0,0]
["HT","Storage",30,"SEAB1",8.5,3.48,0,0]
["HT","Storage",30,"WWEY_1",6,2.46,0,0]
["HT","Storage",31,"DRAK_1",141.5,58.01,0,0]
["HT","Storage",31,"ISLI_1",2.85,1.17,0,0]
["HT","Storage",31,"PADIB1",8,3.28,0,0]
["HT","Storage",32,"BEDD_1",12,4.92,0,0]
["HT","Storage",32,"FROD_1",431,348.71,0,0]
["HT","Storage",32,"ISLI_1",2.85,1.17,0,0]
["HT","Storage",32,"SUND_1",123.51,50.64,0,0]
["HT","Storage",33,"BEDD_1",12,4.92,0,0]
["HT","Storage",33,"CHTE_1",270.38,110.86,0,0]
["HT","Storage",33,"NECE_1",49.9,20.46,0,0]
["HT","Storage",33,"SSHI_3",35,14.35,0,0]
["HT","Storage",34,"ABHA1",183.6,75.28,0,0]
["HT","Storage",34,"ERSK",29.9,12.26,0,0]
["HT","Storage",34,"GRIW_1",145.47,59.64,0,0]
["HT","Storage",34,"PAIS",1.81,0.74,0,0]
["HT","Storage",34,"TYNE_1",39.5,16.2,0,0]
["HT","Storage",35,"BUSH_1",176.8,72.489999999999995,0,0]
["HT","Storage",35,"EASO_1",9.4,3.85,0,0]
["HT","Storage",35,"KIIN_P",4.84,1.99,0,0]
["HT","Storage",35,"PENW_1",69.099999999999994,28.33,0,0]
["HT","Storage",35,"WARL_1",100,41,0,0]
["HT","Storage",36,"BRID_P",9.49,3.89,0,0]
["HT","Storage",36,"HAMHC1",9,3.69,0,0]
["HT","Storage",36,"NORM_1",163.76,67.14,0,0]
["HT","Storage",36,"REDH",32,13.12,0,0]
["HT","Storage",36,"WHGA_1",61.4,25.17,0,0]
["HT","Storage",37,"COYL",29.9,12.26,0,0]
["HT","Storage",37,"ERSK",29.9,12.26,0,0]
["HT","Storage",37,"KITW_1",20,8.1999999999999993,0,0]
["HT","Storage",37,"TAUN1",45.4,18.61,0,0]
["HT","Storage",37,"WIBA_3",2.6,1.07,0,0]
["HT","Storage",38,"CUPA",12.5,5.12,0,0]
["HT","Storage",38,"IRONB1",54.56,22.37,0,0]
["HT","Storage",38,"LINM",24,9.84,0,0]
["HT","Storage",38,"SBAR",91.3,37.43,0,0]
["HT","Storage",38,"THSO_P",3,1.23,0,0]
["HT","Storage",39,"BISW_1",216.19,88.64,0,0]
["HT","Storage",39,"DUGR_P",1.03,0.42,0,0]
["HT","Storage",39,"IVER_1",26.32,10.79,0,0]
["HT","Storage",39,"PEHS_P",1,0.41,0,0]
["HT","Storage",40,"ALVE1",71.650000000000006,29.38,0,0]
["HT","Storage",40,"BLYTH132",3.5,1.43,0,0]
["HT","Storage",40,"DRAX_1",7.9,3.24,0,0]
["HT","Storage",40,"KITW_1",20,8.1999999999999993,0,0]
["HT","Storage",40,"SELL_1",10.5,4.3,0,0]
["HT","Storage",40,"TOTT_1",6.32,2.59,0,0]
["HT","Storage",41,"CREB_1",99.85,40.94,0,0]
["HT","Storage",41,"FWIL_P",1.5,0.62,0,0]
["HT","Storage",41,"KEAR_1",121.28,49.72,0,0]
["HT","Storage",41,"STES_1",5.7,2.34,0,0]
["HT","Storage",41,"WWEY_1",6,2.46,0,0]
["HT","Storage",42,"BRAC_P",29.8,12.22,0,0]
["HT","Storage",42,"EXET1",6,2.46,0,0]
["HT","Storage",42,"MELK_1",197.83,81.11,0,0]
["HT","Storage",42,"PENW_1",69.099999999999994,28.33,0,0]
["HT","Storage",42,"THSO_P",3,1.23,0,0]
["HT","Storage",43,"CHIC_1",6.5,2.66,0,0]
["HT","Storage",43,"GRIW_1",145.47,59.64,0,0]
["HT","Storage",43,"MACC_3",19,7.79,0,0]
["HT","Storage",43,"SSHI_3",35,14.35,0,0]
["HT","Storage",44,"ALVE1",71.650000000000006,29.38,0,0]
["HT","Storage",44,"BRAW_1",12,4.92,0,0]
["HT","Storage",44,"G_EXTRA_2",6,2.46,0,0]
["HT","Storage",44,"NETS",16,6.56,0,0]
["HT","Storage",44,"STEN_1",60.2,24.68,0,0]
["HT","Storage",44,"WASF_1",189.8,77.819999999999993,0,0]
["HT","Storage",45,"COCK",15,6.15,0,0]
["HT","Storage",45,"ERSK",29.9,12.26,0,0]
["HT","Storage",45,"KITW_1",20,8.1999999999999993,0,0]
["HT","Storage",45,"STEN_1",60.2,24.68,0,0]
["HT","Storage",45,"WASF_1",189.8,77.819999999999993,0,0]
["HT","Storage",46,"BROX",69.900000000000006,28.66,0,0]
["HT","Storage",46,"HARK_1",126.15,51.72,0,0]
["HT","Storage",46,"NORT_1",58.71,25.49,0,0]
["HT","Storage",46,"REDH",32,13.12,0,0]
["HT","Storage",47,"BEDDT1",2,0.82,0,0]
["HT","Storage",47,"COWL_1",47.03,19.28,0,0]
["HT","Storage",47,"COYL",29.9,12.26,0,0]
["HT","Storage",47,"LAND1",118.8,48.71,0,0]
["HT","Storage",47,"NORT_1",58.71,25.49,0,0]
["HT","Storage",47,"WILL_1",46.2,18.940000000000001,0,0]
["HT","Storage",48,"BURM_1",65.900000000000006,27.02,0,0]
["HT","Storage",48,"CREB_1",99.85,40.94,0,0]
["HT","Storage",48,"LAND1",118.8,48.71,0,0]
["HT","Storage",48,"RUGEB1",99.89,40.950000000000003,0,0]
["HT","Storage",48,"TAUN1",45.4,18.61,0,0]
["HT","Storage",49,"BIRK_1",6,2.46,0,0]
["HT","Storage",49,"OSBA_1",161.05000000000001,66.03,0,0]
["HT","Storage",49,"IRONB1",54.56,22.37,0,0]
["HT","Storage",49,"SELL_1",10.5,4.3,0,0]
["HT","Storage",49,"WILL_1",46.2,18.940000000000001,0,0]
["HT","Storage",50,"CAMB_01",35,14.35,0,0]
["HT","Storage",50,"EASO_1",79.2,32.47,0,0]
["HT","Storage",50,"LITT_C",14.3,5.86,0,0]
["HT","Storage",50,"SBAR",91.3,37.43,0,0]
["HE","Storage",24,"BERW",1,0.49,0,0]
["HE","Storage",24,"FROD_1",31,15.19,0,0]
["HE","Storage",24,"REDH",32,15.68,0,0]
["HE","Storage",25,"ABHA1",76.42,31.33,0,0]
["HE","Storage",25,"DRCR",29.9,12.26,0,0]
["HE","Storage",25,"SALT_1",3.6,1.48,0,0]
["HE","Storage",25,"TILBB_1",48,19.68,0,0]
["HE","Storage",26,"CREB_1",99.85,40.94,0,0]
["HE","Storage",26,"PENE_1",148.03,60.69,0,0]
["HE","Storage",26,"SEAB1",3.5,1.43,0,0]
["HE","Storage",27,"BRWA1",195.8,80.28,0,0]
["HE","Storage",27,"MANN_1",52.12,21.37,0,0]
["HE","Storage",27,"STAY_1",155.19,63.63,0,0]
["HE","Storage",28,"ALVE1",71.650000000000006,29.38,0,0]
["HE","Storage",28,"IRONB1",4.66,1.91,0,0]
["HE","Storage",28,"LINM",20,8.1999999999999993,0,0]
["HE","Storage",28,"THSO_P",3,1.23,0,0]
["HE","Storage",29,"BROX",69.900000000000006,28.66,0,0]
["HE","Storage",29,"LEGA_1",5,2.0499999999999998,0,0]
["HE","Storage",29,"PENE_1",148.03,60.69,0,0]
["HE","Storage",29,"WHGA_1",50,20.5,0,0]
["HE","Storage",30,"CREB_1",99.85,40.94,0,0]
["HE","Storage",30,"KNAR",8,3.28,0,0]
["HE","Storage",30,"SPEN_1",171.8,70.44,0,0]
["HE","Storage",30,"WBOL_6",6.56,2.69,0,0]
["HE","Storage",31,"KEAR_1",58.28,23.89,0,0]
["HE","Storage",31,"NEWX_6",1,0.41,0,0]
["HE","Storage",31,"WALP_1",98.57,40.409999999999997,0,0]
["HE","Storage",32,"AMEM_1",112.3,46.04,0,0]
["HE","Storage",32,"IROA1",139.54,57.21,0,0]
["HE","Storage",32,"RASS_1",12.5,5.12,0,0]
["HE","Storage",32,"TAUN1",45.4,18.61,0,0]
["HE","Storage",33,"COVE_1",5.04,2.06,0,0]
["HE","Storage",33,"HAWP_6",49.9,20.46,0,0]
["HE","Storage",33,"PADIB1",8,3.28,0,0]
["HE","Storage",34,"BESW_1",213.15,87.39,0,0]
["HE","Storage",34,"GREN_1",111.93,45.89,0,0]
["HE","Storage",34,"KEAD_1",129.9,53.26,0,0]
["HE","Storage",34,"ROCH_1",200,127.15,0,0]
["HE","Storage",35,"BICF_1",106.55,43.69,0,0]
["HE","Storage",35,"COWL_1",10,4.0999999999999996,0,0]
["HE","Storage",35,"IVER_1",26.32,10.79,0,0]
["HE","Storage",35,"THSO_P",3,1.23,0,0]
["HE","Storage",36,"ALVE1",71.650000000000006,29.38,0,0]
["HE","Storage",36,"BRED_1",75.7,31.04,0,0]
["HE","Storage",36,"G_EXTRA_2",6,2.46,0,0]
["HE","Storage",36,"OCKH_1",118.82,48.72,0,0]
["HE","Storage",36,"RUGEB1",99.89,40.950000000000003,0,0]
["HE","Storage",36,"WFIE",25.1,10.29,0,0]
["HE","Storage",37,"DRAK_1",141.5,58.01,0,0]
["HE","Storage",37,"FRAS_P",1,0.41,0,0]
["HE","Storage",37,"KNAR",8,3.28,0,0]
["HE","Storage",37,"TYNE_1",67.5,27.67,0,0]
["HE","Storage",37,"WTHU31",1,0.41,0,0]
["HE","Storage",38,"DRAK_1",141.5,58.01,0,0]
["HE","Storage",38,"KEMS_1",100.05,41.02,0,0]
["HE","Storage",38,"MELK_1",197.83,81.11,0,0]
["HE","Storage",38,"SPEN_1",176.3,72.28,0,0]
["HE","Storage",39,"BRFO_1",222.9,91.39,0,0]
["HE","Storage",39,"ELST_1",5.0599999999999996,2.0699999999999998,0,0]
["HE","Storage",39,"KITW_1",20,8.1999999999999993,0,0]
["HE","Storage",39,"RAYL_1",235.75,96.66,0,0]
["HE","Storage",39,"WBUR_1",37.76,15.48,0,0]
["HE","Storage",40,"BESW_1",213.15,87.39,0,0]
["HE","Storage",40,"CREB_1",99.85,40.94,0,0]
["HE","Storage",40,"LAND1",118.8,48.71,0,0]
["HE","Storage",40,"LOVE_1",16.190000000000001,6.64,0,0]
["HE","Storage",40,"TEMP_3",40,16.399999999999999,0,0]
["HE","Storage",41,"BUSH_1",176.8,72.489999999999995,0,0]
["HE","Storage",41,"ECLA_1",188.25,77.180000000000007,0,0]
["HE","Storage",41,"IVER_1",26.32,10.79,0,0]
["HE","Storage",41,"SBAR",91.3,37.43,0,0]
["HE","Storage",41,"TYNE_2",25,10.25,0,0]
["HE","Storage",42,"BOLN_1",51.2,20.99,0,0]
["HE","Storage",42,"CAPEA1",41.02,16.82,0,0]
["HE","Storage",42,"HAMHC1",9,3.69,0,0]
["HE","Storage",42,"PENW_1",99.1,40.630000000000003,0,0]
["HE","Storage",42,"USKM_1",32.5,13.32,0,0]
["HE","Storage",43,"BUMU_P",1.37,0.56000000000000005,0,0]
["HE","Storage",43,"ECLA_1",188.25,77.180000000000007,0,0]
["HE","Storage",43,"KIIN_P",4.84,1.99,0,0]
["HE","Storage",43,"PEHS_P",1,0.41,0,0]
["HE","Storage",43,"WARL_1",100,41,0,0]
["HE","Storage",44,"BRID_P",9.49,3.89,0,0]
["HE","Storage",44,"GRIW_1",49.99,20.5,0,0]
["HE","Storage",44,"HAWP_6",49.9,20.46,0,0]
["HE","Storage",44,"REDH",32,13.12,0,0]
["HE","Storage",44,"WASF_1",189.8,77.819999999999993,0,0]
["HE","Storage",45,"BERW",1,0.41,0,0]
["HE","Storage",45,"FECK_6",1,0.41,0,0]
["HE","Storage",45,"INDQ1",221.1,90.65,0,0]
["HE","Storage",45,"PADIB1",14.02,5.75,0,0]
["HE","Storage",45,"WIEN_1",56.89,23.33,0,0]
["HE","Storage",46,"BEDDT1",2,0.82,0,0]
["HE","Storage",46,"DRAK_1",141.5,58.01,0,0]
["HE","Storage",46,"LITT_C",14.3,5.86,0,0]
["HE","Storage",46,"SALT_1",19.600000000000001,8.0399999999999991,0,0]
["HE","Storage",46,"TOTT_1",6.32,2.59,0,0]
["HE","Storage",47,"BOTW_1",72.14,29.58,0,0]
["HE","Storage",47,"GLNI",10,4.0999999999999996,0,0]
["HE","Storage",47,"LOVE_1",16.190000000000001,6.64,0,0]
["HE","Storage",47,"PORD",9.5,3.89,0,0]
["HE","Storage",47,"WYMOM_1",6,2.46,0,0]
["HE","Storage",48,"BRAI_1",16.7,6.85,0,0]
["HE","Storage",48,"EKIS",29.9,12.26,0,0]
["HE","Storage",48,"NETS",16,6.56,0,0]
["HE","Storage",48,"PENN_1",299.8,122.92,0,0]
["HE","Storage",48,"WASF_1",189.8,77.819999999999993,0,0]
["HE","Storage",49,"COCK",15,6.15,0,0]
["HE","Storage",49,"HAMHC1",9,3.69,0,0]
["HE","Storage",49,"KNAR",8,3.28,0,0]
["HE","Storage",49,"STRI_P",19.399999999999999,7.95,0,0]
["HE","Storage",49,"WFIE",25.1,10.29,0,0]
["HE","Storage",50,"BUMU_P",1.37,0.56000000000000005,0,0]
["HE","Storage",50,"OSBA_1",211.05,86.53,0,0]
["HE","Storage",50,"ISLI_1",2.85,1.17,0,0]
["HE","Storage",50,"RYEH_1",7.22,2.96,0,0]
["HE","Storage",50,"WILL_1",6.2,2.54,0,0]
["EE","Other",24,"CARE_1",57.19,43.86,22.55,22.55]
["EE","Other",24,"CUPA",4.96,3.96,2.29,2.7]
["EE","Other",24,"KIER",5.96,4.41,2.86,2.86]
["EE","Other",24,"MELK_1",15.36,9.49,2.4,2.4]
["EE","Other",24,"RATS_1",95.83,74.87,33.770000000000003,33.74]
["EE","Other",24,"WILL_1",99.37,86.1,15.76,15.75]
["EE","Other",25,"CARR_1",150.75,127.14,24.89,24.76]
["EE","Other",25,"COVE_1",83.77,65.959999999999994,33.75,34.03]
["EE","Other",25,"KEAR_1",74.16,62.46,12.48,12.42]
["EE","Other",25,"OFFE_3",3.24,2.82,0.39,0.39]
["EE","Other",25,"PYLE_1",75.72,65.37,33.119999999999997,45.85]
["EE","Other",25,"WHGA_1",57.38,53.17,1.83,1.83]
["EE","Other",26,"BESW_1",0.96,0.56999999999999995,0.56999999999999995,0.56999999999999995]
["EE","Other",26,"CITR_1",36.200000000000003,34.229999999999997,0,0]
["EE","Other",26,"GRIW_1",228.28,183.71,51.78,51.43]
["EE","Other",26,"OFFE_3",3.4,2.97,0.39,0.39]
["EE","Other",26,"PENN_1",73.91,67.400000000000006,4.76,4.76]
["EE","Other",26,"TAUN1",27.94,19.600000000000001,11.51,11.51]
["EE","Other",27,"BESW_1",0.95,0.56000000000000005,0.56000000000000005,0.56000000000000005]
["EE","Other",27,"CARR_1",148.26,124.9,24.7,24.58]
["EE","Other",27,"FIDF_1",284.67,250.07,32.06,31.94]
["EE","Other",27,"KILS",3.04,1.48,1.48,1.48]
["EE","Other",27,"RYEH_1",54.69,43.84,17.13,17.13]
["EE","Other",27,"STES_1",3.41,3,1.49,2.15]
["EE","Other",28,"BESW_1",0.93,0.55000000000000004,0.55000000000000004,0.55000000000000004]
["EE","Other",28,"CUMB",35,25.48,16.13,16.09]
["EE","Other",28,"ERSK",19.899999999999999,18.809999999999999,0,0]
["EE","Other",28,"KILS",3.12,1.52,1.52,1.52]
["EE","Other",28,"RATS_1",108.73,85.89,36.68,36.64]
["EE","Other",28,"SMAN_1",48.73,38.19,12.61,12.53]
["EE","Other",28,"WIBA_3",36.99,32.549999999999997,16.18,23.29]
["EE","Other",29,"CONQA1",77.52,63.53,19.899999999999999,19.87]
["EE","Other",29,"ECLA_1",99.95,82.64,30.84,30.82]
["EE","Other",29,"LEVE",30.29,26.5,3.4,3.37]
["EE","Other",29,"POOB",33.06,16.79,16.11,16.11]
["EE","Other",29,"THSO_P",12.1,4.05,3.12,3.52]
["EE","Other",29,"WIBA_3",36.99,32.549999999999997,16.18,23.29]
["EE","Other",30,"CHSI_1",0.64,0.6,0,0]
["EE","Other",30,"GLRO",3.89,2.88,1.27,1.26]
["EE","Other",30,"G_EXTRA_18",0.9,0.8,0.4,0.56999999999999995]
["EE","Other",30,"PEMB_1",86.61,81.55,0.56000000000000005,0.56000000000000005]
["EE","Other",30,"SUND_1",138.53,116.91,42.8,53.53]
["EE","Other",30,"WIBA_3",34.26,30.15,14.99,21.57]
["EE","Other",31,"BOLN_1",46.56,31.84,20.32,20.32]
["EE","Other",31,"CARE_1",62.11,48.17,23.63,23.63]
["EE","Other",31,"G_EXTRA_18",0.9,0.8,0.4,0.56999999999999995]
["EE","Other",31,"MANN_1",6.95,5.14,3.34,3.34]
["EE","Other",31,"OSBA_1",23.58,20.79,2.64,2.63]
["EE","Other",31,"WIBA_3",34.26,30.15,14.99,21.57]
["EE","Other",32,"BESW_1",0.8,0.48,0.48,0.48]
["EE","Other",32,"CAMB_01",15.5,12.93,2.75,2.73]
["EE","Other",32,"KEAR_1",64.599999999999994,54.68,10.43,10.39]
["EE","Other",32,"MILC_P",14.2,10.51,6.83,6.83]
["EE","Other",32,"PEMB_1",83.33,78.47,0.51,0.51]
["EE","Other",32,"USKM_1",38.369999999999997,36,0.45,0.45]
["EE","Other",33,"BRAW_1",37,32.020000000000003,4.8899999999999997,4.8600000000000003]
["EE","Other",33,"ECLA_1",93.65,77.31,31.23,31.22]
["EE","Other",33,"LACK_6",22.09,19.559999999999999,3.09,3.09]
["EE","Other",33,"NORT_1",111.79,89.06,36.68,36.64]
["EE","Other",33,"SPEN_1",12.99,11.14,5.77,7.87]
["EE","Other",33,"WIEN_1",31.95,27.95,5,4.99]
["EE","Other",34,"BUST_1",2.97,1.76,1.76,1.76]
["EE","Other",34,"FERRA2",15.11,12.83,2.86,3.16]
["EE","Other",34,"HARM_6",83.99,79.400000000000006,0,0]
["EE","Other",34,"MILC_P",13.72,10.15,6.6,6.6]
["EE","Other",34,"TAUN1",22.27,15.84,8.82,8.82]
["EE","Other",35,"ABTH_1",24.35,22.57,3.04,4.38]
["EE","Other",35,"BRAW_1",30.77,26.7,3.98,3.95]
["EE","Other",35,"G_EXTRA_18",0.67,0.59,0.28999999999999998,0.42]
["EE","Other",35,"LEGA_1",59.96,46.27,23.81,23.94]
["EE","Other",35,"NORT_1",102.14,80.930000000000007,34.799999999999997,34.78]
["EE","Other",35,"TYNE_2",19.309999999999999,15.65,5.03,5.0199999999999996]
["EE","Other",35,"WIMBS1",11.43,10.8,0,0]
["EE","Other",36,"CAPEA1",7.06,4.38,3.86,3.86]
["EE","Other",36,"IRONB1",60.29,44.69,32.75,33]
["EE","Other",36,"NINF_1",25.16,18.37,10.77,10.77]
["EE","Other",36,"PYLE_1",47.76,40.89,21.3,29.06]
["EE","Other",36,"TYNE_2",17.649999999999999,14.3,4.66,4.6500000000000004]
["EE","Other",37,"BLYTB1",24.79,20.64,11.25,14.51]
["EE","Other",37,"DRAK_1",22.99,16.059999999999999,9,9]
["EE","Other",37,"KAIM",1.59,1.19,0.56000000000000005,0.55000000000000004]
["EE","Other",37,"LODR_6",1.64,1.55,0,0]
["EE","Other",37,"SJOW_1",12.04,11.39,0,0]
["EE","Other",37,"WIMBS1",9.4600000000000009,8.94,0,0]
["EE","Other",38,"CONQA1",30.99,22.55,14.53,14.52]
["EE","Other",38,"KAIM",1.41,1.07,0.5,0.49]
["EE","Other",38,"LEGA_1",39.44,26.68,25.05,25.16]
["EE","Other",38,"PELH_1",11.47,9.1300000000000008,4.1399999999999997,4.1399999999999997]
["EE","Other",38,"SKLGB1",65.13,50.34,22.98,22.93]
["EE","Other",39,"BESW_1",0.52,0.31,0.31,0.31]
["EE","Other",39,"CLYM",6.44,4.01,3.7,3.7]
["EE","Other",39,"GRIW_1",100.86,84.7,17.52,17.41]
["EE","Other",39,"NEWX_6",3.69,3.49,0,0]
["EE","Other",39,"SUND_1",63.3,51.15,26.41,32.82]
["EE","Other",39,"TYNE_2",14.6,11.98,3.7,3.69]
["EE","Other",40,"CANTN1",35.21,25.59,17.28,17.28]
["EE","Other",40,"FECK_6",43.93,41.22,0.97,1.25]
["EE","Other",40,"KAIM",1.1399999999999999,0.86,0.4,0.39]
["EE","Other",40,"NFLE",17.84,14.89,3.34,3.34]
["EE","Other",40,"TRAW_1",0.45,0.27,0.27,0.27]
["EE","Other",41,"ABTH_1",18.72,17.37,2.16,3.11]
["EE","Other",41,"CAPEA1",4.68,2.9,2.58,2.58]
["EE","Other",41,"IRONB1",64.87,47.59,37.119999999999997,37.299999999999997]
["EE","Other",41,"LODR_6",1.57,1.48,0,0]
["EE","Other",41,"PYLE_1",35.06,29.89,15.67,21.19]
["EE","Other",41,"WILL_1",74.819999999999993,65.81,10.59,10.59]
["EE","Other",42,"CONQA1",25.99,19.010000000000002,12.33,12.33]
["EE","Other",42,"DRAK_1",18.97,13.7,6.57,6.57]
["EE","Other",42,"LAND1",53.32,38.22,33.340000000000003,33.340000000000003]
["EE","Other",42,"PELH_1",11.59,9.3000000000000007,4.1500000000000004,4.1500000000000004]
["EE","Other",42,"SJOW_1",12.16,11.49,0,0]
["EE","Other",42,"WIMBS1",9.5500000000000007,9.02,0,0]
["EE","Other",43,"BURM_1",17.03,14.49,7.24,9.91]
["EE","Other",43,"GREN_1",109.26,77.67,60.56,60.56]
["EE","Other",43,"LEGA_1",43.16,29.32,28.27,28.35]
["EE","Other",43,"SHRW_1",9.49,6.52,4.63,4.63]
["EE","Other",43,"TRAW_1",0.37,0.22,0.22,0.22]
["EE","Other",44,"BESW_1",0.38,0.22,0.22,0.22]
["EE","Other",44,"DRAK_1",20.260000000000002,15.25,6.01,6.01]
["EE","Other",44,"LEGA_1",43.6,29.64,28.68,28.76]
["EE","Other",44,"NEWX_6",4.9400000000000004,4.67,0,0]
["EE","Other",44,"USKM_1",33.32,31.38,0.21,0.21]
["EE","Other",45,"BESW_1",0.36,0.21,0.21,0.21]
["EE","Other",45,"CANTN1",28.61,20.82,14.02,14.02]
["EE","Other",45,"IROA1",33.119999999999997,24.46,15.96,15.96]
["EE","Other",45,"NEWX_6",5.59,5.29,0,0]
["EE","Other",45,"POPP_3",2.5299999999999998,2.39,0,0]
["EE","Other",45,"TYNE_2",13.41,11.7,2.21,2.21]
["EE","Other",46,"CANTN1",26.38,19.190000000000001,12.94,12.94]
["EE","Other",46,"DEVO",7.0000000000000007E-2,7.0000000000000007E-2,0,0]
["EE","Other",46,"G_EXTRA_18",0.35,0.3,0.15,0.22]
["EE","Other",46,"POPP_3",2.86,2.7,0,0]
["EE","Other",46,"PYLE_1",25.82,21.97,11.55,15.57]
["EE","Other",46,"WWEY_1",0.48,0.28000000000000003,0.28000000000000003,0.28000000000000003]
["EE","Other",47,"BESW_1",0.34,0.2,0.2,0.2]
["EE","Other",47,"DRAK_1",25.28,20.34,5.43,5.43]
["EE","Other",47,"KIIN_P",1.68,1.48,0.73,1.06]
["EE","Other",47,"NEWX_6",7.98,7.54,0,0]
["EE","Other",47,"SJOW_1",25.43,24.04,0,0]
["EE","Other",48,"BRFO_1",165.9,123.56,100.41,107.13]
["EE","Other",48,"DRAK_1",25.05,20.2,5.3,5.3]
["EE","Other",48,"GREN_1",116.34,85.01,58.49,58.49]
["EE","Other",48,"MELK_1",250.79,66.22,52.76,52.76]
["EE","Other",48,"SJOW_1",25.43,24.04,0,0]
["EE","Other",48,"TRAW_1",0.3,0.18,0.18,0.18]
["EE","Other",49,"BRAW_1",34.39,32.42,0.21,0.21]
["EE","Other",49,"GREN_1",115.79,84.59,58.16,58.16]
["EE","Other",49,"IRONB1",70.540000000000006,52.7,38.950000000000003,39.08]
["EE","Other",49,"SALT_1",65.75,62.16,0,0]
["EE","Other",49,"TRAW_1",0.3,0.18,0.18,0.18]
["EE","Other",49,"WILL_1",127.3,117.91,5.18,5.18]
["EE","Other",50,"CREB_1",164.62,153.94999999999999,6.24,7.94]
["EE","Other",50,"IRONB1",70.89,52.91,39.369999999999997,39.5]
["EE","Other",50,"NEWX_6",7.98,7.54,0,0]
["EE","Other",50,"PENW_1",73.290000000000006,66.19,6.24,6.24]
["EE","Other",50,"WILL_1",126.52,117.34,4.79,4.79]
["HE","Other",24,"BURM_1",63.8,55.08,19.78,27.09]
["HE","Other",24,"ERSK",19.899999999999999,18.809999999999999,0,0]
["HE","Other",24,"HACK_1",1.4,1.32,0,0]
["HE","Other",24,"NINF_1",28.27,20.29,12.54,12.54]
["HE","Other",24,"RATS_1",95.83,74.87,33.770000000000003,33.74]
["HE","Other",24,"TOTT_1",91.97,75.599999999999994,26.53,26.53]
["HE","Other",25,"BRIM_1",27.37,25.14,2.1,2.1]
["HE","Other",25,"ENDE_1",12.84,10.31,4.3,4.79]
["HE","Other",25,"G_EXTRA_18",0,0,0,0]
["HE","Other",25,"NEEP_3",5.49,4.0599999999999996,2.64,2.64]
["HE","Other",25,"SHRW_1",12.27,8.61,6.05,6.05]
["HE","Other",25,"THSO_P",14.33,5.35,3.88,4.5199999999999996]
["HE","Other",26,"BRAW_1",38.29,32.4,6.23,6.19]
["HE","Other",26,"CLYM",10.56,6.48,6.12,6.12]
["HE","Other",26,"GLRO",4.0199999999999996,2.98,1.31,1.31]
["HE","Other",26,"MILC_P",14.91,11.03,7.17,7.17]
["HE","Other",26,"NFLE",29.54,24.19,6.32,6.32]
["HE","Other",26,"SWAN_1",71.040000000000006,65.819999999999993,4.34,4.99]
["HE","Other",26,"WYMOM_1",49.22,40.49,11.03,11.52]
["HE","Other",27,"COCK",1.93,1.35,1.35,1.35]
["HE","Other",27,"FERRB_M",231.38,174.38,102.78,103.03]
["HE","Other",27,"KINO_1",57.65,51.54,4.71,4.68]
["HE","Other",27,"NINF_1",29.55,21.69,12.52,12.52]
["HE","Other",27,"RYEH_1",52.78,42.56,15.86,15.86]
["HE","Other",27,"WMEL_1",276.48,233.5,74.66,82.3]
["HE","Other",28,"COCK",1.98,1.38,1.38,1.38]
["HE","Other",28,"CUMB",33.11,24.16,14.79,14.74]
["HE","Other",28,"KIER",1.89,1.4,0.93,0.93]
["HE","Other",28,"NINF_1",29.76,21.95,12.44,12.44]
["HE","Other",28,"RATS_1",110.06,86.89,37.28,37.25]
["HE","Other",28,"WILL_1",117.28,103.12,15.98,15.97]
["HE","Other",29,"BONN",20.99,19.62,0.36,0.36]
["HE","Other",29,"CONQA1",77.36,63.53,19.7,19.670000000000002]
["HE","Other",29,"KEAD_1",297.81,249.01,72.17,82.17]
["HE","Other",29,"KITW_1",3.18,2.58,0.68,0.68]
["HE","Other",29,"POOB",31.69,16.149999999999999,15.45,15.45]
["HE","Other",29,"THSO_P",18.13,5.39,4.45,4.8600000000000003]
["HE","Other",30,"BONN",21,19.63,0.35,0.35]
["HE","Other",30,"CHSI_1",0.64,0.6,0,0]
["HE","Other",30,"GLRO",3.97,2.96,1.27,1.26]
["HE","Other",30,"KITW_1",3.22,2.62,0.67,0.67]
["HE","Other",30,"PEMB_1",86.45,81.459999999999994,0.47,0.47]
["HE","Other",30,"SUND_1",135.88,115.84,40.92,51.98]
["HE","Other",31,"BONN",20.98,19.62,0.33,0.33]
["HE","Other",31,"DEVM",20.9,19.760000000000002,0,0]
["HE","Other",31,"FERRA2",20.94,17.89,3.69,4.05]
["HE","Other",31,"KITW_1",3.22,2.64,0.64,0.63]
["HE","Other",31,"ROCH_1",17.97,16.170000000000002,1.96,2.38]
["HE","Other",31,"STAY_1",39.340000000000003,32.520000000000003,10.38,10.51]
["HE","Other",31,"WBOL_6",10.39,9.82,0,0]
["HE","Other",32,"DALM3",19.23,16.77,3.23,3.23]
["HE","Other",32,"FERRA2",21.42,18.46,3.5,3.87]
["HE","Other",32,"NECE_1",69.05,50.45,29.62,31.12]
["HE","Other",32,"SBAR",62.15,54.79,9.92,9.9]
["HE","Other",32,"TAUN1",21.93,16.13,7.79,7.79]
["HE","Other",33,"AXMI1",9.7100000000000009,9.02,0.26,0.25]
["HE","Other",33,"EASO_1",9.68,6.69,5.03,5.03]
["HE","Other",33,"KEAR_3",108.65,98.54,8.7799999999999994,8.7799999999999994]
["HE","Other",33,"KILW",14.65,11.28,4.0999999999999996,4.07]
["HE","Other",33,"SMAN_1",53.55,44.51,9.7899999999999991,9.73]
["HE","Other",33,"WISD_1",3.81,3.6,0,0]
["HE","Other",34,"BARKW3",29.44,25.32,5.88,5.88]
["HE","Other",34,"CELL_1",196.08,180.43,10.130000000000001,10.130000000000001]
["HE","Other",34,"KINO_1",36.07,32.049999999999997,3.31,3.29]
["HE","Other",34,"MAYB",3.89,3.37,1.72,2.4]
["HE","Other",34,"PENE_1",155.38,146.08000000000001,1.3,1.29]
["HE","Other",34,"TAUN1",20.239999999999998,15.11,6.8,6.8]
["HE","Other",35,"BONN",20.87,19.579999999999998,0.24,0.24]
["HE","Other",35,"ELST_1",11.58,10.6,0.59,0.59]
["HE","Other",35,"G_EXTRA_18",0.71,0.63,0.31,0.45]
["HE","Other",35,"NINF_1",30.52,23.62,10.62,10.62]
["HE","Other",35,"SAFO_1",6.04,5.52,0.32,0.32]
["HE","Other",35,"TYNE_2",30.69,26.26,5.31,5.3]
["HE","Other",36,"BESW_1",0.49,0.28999999999999998,0.28999999999999998,0.28999999999999998]
["HE","Other",36,"HAMHC1",13.31,10.23,5.14,5.13]
["HE","Other",36,"IRONB1",52.6,41.66,20.66,20.92]
["HE","Other",36,"NEWX_6",10.34,9.7799999999999994,0,0]
["HE","Other",36,"TAUN1",13.18,8.9700000000000006,5.91,5.91]
["HE","Other",37,"BESW_1",0.46,0.27,0.27,0.27]
["HE","Other",37,"CANTN1",39.14,28.52,19.16,19.16]
["HE","Other",37,"FERRB_M",216.92,165.73,91.58,91.73]
["HE","Other",37,"NEWX_6",10.51,9.94,0,0]
["HE","Other",37,"POPP_3",4.76,4.5,0,0]
["HE","Other",37,"WIEN_1",51.48,46.58,4.7,4.6900000000000004]
["HE","Other",38,"CANTN1",38.1,27.78,18.63,18.63]
["HE","Other",38,"DEVO",0.94,0.79,0.17,0.17]
["HE","Other",38,"KINO_1",11.71,9.76,2.12,2.1]
["HE","Other",38,"POPP_3",4.97,4.7,0,0]
["HE","Other",38,"SIGH",3.15,2.62,0.56999999999999995,0.56000000000000005]
["HE","Other",38,"WHGA_1",121.98,114.84,0.8,0.8]
["HE","Other",39,"DEVO",0.91,0.77,0.14000000000000001,0.14000000000000001]
["HE","Other",39,"IRONB1",51.89,41.32,19.88,20.100000000000001]
["HE","Other",39,"NEEP_3",4.87,3.6,2.34,2.34]
["HE","Other",39,"SIGH",3.05,2.58,0.48,0.47]
["HE","Other",39,"WILL_1",187.64,172.07,11.49,11.49]
["HE","Other",40,"BICF_1",4.8899999999999997,3.37,3.37,3.37]
["HE","Other",40,"GLRO",2.97,2.57,0.38,0.37]
["HE","Other",40,"LAND1",42.78,33.71,17.809999999999999,17.8]
["HE","Other",40,"RATS_1",128.75,109.02,28.45,28.44]
["HE","Other",40,"SJOW_1",36.1,34.130000000000003,0,0]
["HE","Other",41,"BEDD_1",33.93,25.71,13.82,13.82]
["HE","Other",41,"CITR_1",55.82,52.77,0,0]
["HE","Other",41,"GREN_1",118.79,90.81,51.99,51.99]
["HE","Other",41,"NEEP_3",4.62,3.42,2.2200000000000002,2.2200000000000002]
["HE","Other",41,"OLDB_1",36.700000000000003,28.05,15.56,15.56]
["HE","Other",41,"TRAW_1",0.32,0.19,0.19,0.19]
["HE","Other",42,"CAMB_01",26.44,24.78,0.35,0.35]
["HE","Other",42,"CELL_1",264.70999999999998,246.11,8.3800000000000008,8.3800000000000008]
["HE","Other",42,"IRONB1",55.11,44.35,20.11,20.309999999999999]
["HE","Other",42,"POOB",34.31,17.27,16.72,16.72]
["HE","Other",42,"STEN_1",62.28,57.27,3.57,3.57]
["HE","Other",42,"WILL_1",219.93,203.38,9.99,9.99]
["HE","Other",43,"CANTN1",32.659999999999997,23.88,15.92,15.92]
["HE","Other",43,"ELST_1",0.56000000000000005,0.33,0.33,0.33]
["HE","Other",43,"LAND1",45.65,37.090000000000003,16.43,16.43]
["HE","Other",43,"POPP_3",6.79,6.42,0,0]
["HE","Other",43,"WBUR_1",73.7,65.66,7.56,7.73]
["HE","Other",44,"BEDD_1",32.56,25.1,12.31,12.31]
["HE","Other",44,"DEVO",0.75,0.71,0,0]
["HE","Other",44,"HEYS_1",6.21,5.37,0.84,0.84]
["HE","Other",44,"LEGA_1",25.12,18.38,12.1,12.19]
["HE","Other",44,"SIGH",2.5099999999999998,2.38,0,0]
["HE","Other",44,"TILBB_1",117.66,108.57,4.51,4.51]
["HE","Other",45,"BESW_1",0.27,0.16,0.16,0.16]
["HE","Other",45,"GLRO",2.5499999999999998,2.41,0,0]
["HE","Other",45,"LEGA_1",25.33,18.53,12.25,12.34]
["HE","Other",45,"NEWX_6",16.25,15.36,0,0]
["HE","Other",45,"TOTT_1",43.08,31.84,20.94,20.94]
["HE","Other",46,"AXMI1",5,4.72,0,0]
["HE","Other",46,"CANTN1",28.3,20.7,13.79,13.79]
["HE","Other",46,"IROA1",33.520000000000003,24.77,16.14,16.14]
["HE","Other",46,"LACK_6",52.65,48.82,2.23,2.23]
["HE","Other",46,"POPP_3",7.6,7.19,0,0]
["HE","Other",46,"TRAW_1",0.24,0.14000000000000001,0.14000000000000001,0.14000000000000001]
["HE","Other",47,"CAPEA1",4.1900000000000004,3.19,1.3,1.3]
["HE","Other",47,"DEVO",0.75,0.71,0,0]
["HE","Other",47,"IRONB1",57.81,47.45,19.100000000000001,19.28]
["HE","Other",47,"NORM_1",29.36,26.56,2.73,2.96]
["HE","Other",47,"SIGH",2.5099999999999998,2.38,0,0]
["HE","Other",47,"WILL_1",272.06,253.9,7.31,7.31]
["HE","Other",48,"BOLN_1",31.14,25.78,5.9,5.9]
["HE","Other",48,"IRONB1",56.71,46.75,18.329999999999998,18.510000000000002]
["HE","Other",48,"LAND1",47.24,39.03,15.38,15.38]
["HE","Other",48,"RYEH_1",14.9,9.93,9.93,9.93]
["HE","Other",48,"WILL_1",276.26,258.24,6.46,6.46]
["HE","Other",49,"BEDD_1",24.55,19.45,7.88,7.88]
["HE","Other",49,"DUNF",3.14,2.0299999999999998,2.0299999999999998,2.0299999999999998]
["HE","Other",49,"LAND1",47.73,39.49,15.43,15.43]
["HE","Other",49,"NEEP_3",2.52,1.86,1.21,1.21]
["HE","Other",49,"RAYL_1",168.08,158.01,1.51,1.51]
["HE","Other",50,"BEDD_1",23.02,18.36,7.06,7.06]
["HE","Other",50,"CAMB_01",32.61,30.83,0,0]
["HE","Other",50,"HACK_6",7,6.61,0,0]
["HE","Other",50,"NEEP_3",2.2200000000000002,1.64,1.07,1.07]
["HE","Other",50,"NEWX_6",18.36,17.36,0,0]
["HE","Other",50,"SWAN_1",145.4,135.69,5.29,5.58]
["HE","Other",50,"WILL_1",283.68,265.85000000000002,5.1100000000000003,5.1100000000000003]
["HT","Other",24,"BURM_1",63.8,55.08,19.78,27.09]
["HT","Other",24,"KAIM",3.93,2.91,1.5,1.5]
["HT","Other",24,"KEIT_P",7.6,6.69,3.32,4.79]
["HT","Other",24,"NINF_1",28.27,20.29,12.54,12.54]
["HT","Other",24,"THSO_P",14.81,13.77,1.53,2.2000000000000002]
["HT","Other",25,"AXMI1",12.54,11.66,0.31,0.31]
["HT","Other",25,"BRLE_1",31.21,28.75,0,0]
["HT","Other",25,"ELLA_1",54.68,40.47,18.28,18.16]
["HT","Other",25,"LISD_1",53,41.44,13.8,13.7]
["HT","Other",25,"NORM_1",46.45,39.409999999999997,7.97,8.5]
["HT","Other",25,"SHRW_1",12.25,8.58,6.04,6.04]
["HT","Other",26,"BARKR_C",80.099999999999994,59.27,38.51,38.51]
["HT","Other",26,"BRWA1",47.19,38.58,11.67,11.67]
["HT","Other",26,"G_EXTRA_9",3.98,2.81,2.7,2.7]
["HT","Other",26,"LODR_6",7.75,7.1,0,0]
["HT","Other",26,"NURS_1",4,2.96,2.96,2.96]
["HT","Other",26,"STAL_1",62.87,57.66,2.86,2.84]
["HT","Other",27,"BARKW3",30.97,26.7,6.05,6.05]
["HT","Other",27,"CREB_1",176.44,156.35,27.83,33.15]
["HT","Other",27,"HAWP_6",50.17,46.62,1.61,1.6]
["HT","Other",27,"LOVE_1",26.51,25.06,0,0]
["HT","Other",27,"RAYL_1",60.36,53.14,6.44,6.44]
["HT","Other",27,"STAL_1",63.58,58.36,2.81,2.79]
["HT","Other",27,"WIEN_1",34.909999999999997,30.54,5.4,5.4]
["HT","Other",28,"CUMB",33.159999999999997,24.11,15.53,15.49]
["HT","Other",28,"EXET1",19.170000000000002,13.92,9.99,9.98]
["HT","Other",28,"LOVE_1",26.87,25.41,0,0]
["HT","Other",28,"ROCH_1",22.28,20,2.36,2.77]
["HT","Other",28,"STAY_1",49.86,41.68,12.36,12.51]
["HT","Other",28,"WMEL_1",260.58,219.3,71.63,78.42]
["HT","Other",29,"CUPA",4.3099999999999996,3.67,1.93,2.59]
["HT","Other",29,"HARM_6",81.739999999999995,77.28,0,0]
["HT","Other",29,"MILC_P",14.96,11.07,7.19,7.19]
["HT","Other",29,"RUGEB1",1.05,1,0,0]
["HT","Other",29,"WALP_1",235.76,193.87,71,71]
["HT","Other",30,"ABNE_P",6.53,3.88,3.88,3.88]
["HT","Other",30,"DRAX_1",76.89,70.64,3.78,3.76]
["HT","Other",30,"JOHN",0.43,0.41,0,0]
["HT","Other",30,"KIIN_P",4.38,3.86,1.92,2.76]
["HT","Other",30,"POPP_3",2.21,2.09,0,0]
["HT","Other",30,"WHGA_1",58.53,54.36,1.65,1.65]
["HT","Other",31,"BRAI_1",7.68,6.49,2.17,2.17]
["HT","Other",31,"CUPA",4.05,3.44,1.82,2.4300000000000002]
["HT","Other",31,"FIDF_1",67.86,48.46,26.63,26.54]
["HT","Other",31,"NORM_1",19.32,14.71,7.32,7.75]
["HT","Other",31,"SHEC_3",5.72,4.7699999999999996,1.02,1.01]
["HT","Other",31,"THUR_6",64.680000000000007,52.09,17.739999999999998,17.690000000000001]
["HT","Other",32,"BOLN_1",38.57,24.78,19.47,19.47]
["HT","Other",32,"FIDF_1",69.78,51.55,24.53,24.46]
["HT","Other",32,"HURS_1",2.88,2.72,0,0]
["HT","Other",32,"RYEH_1",28.48,19,19,19]
["HT","Other",32,"THUR_6",65.599999999999994,53.66,16.510000000000002,16.47]
["HT","Other",33,"BARKR_C",75.77,56.07,36.42,36.42]
["HT","Other",33,"COVE_1",123.69,94.35,62.52,62.72]
["HT","Other",33,"HURS_1",2.46,2.33,0,0]
["HT","Other",33,"NEAR",16.84,13.05,5.52,5.52]
["HT","Other",33,"PEMB_1",59.84,56.28,0.49,0.49]
["HT","Other",33,"WHGA_1",46.77,43.36,1.45,1.45]
["HT","Other",34,"BUSH_1",38.53,30.16,14.55,14.54]
["HT","Other",34,"FIDF_1",66.569999999999993,52.27,18.46,18.420000000000002]
["HT","Other",34,"INDQ1",101.39,39.409999999999997,29.81,29.81]
["HT","Other",34,"PENN_1",32.08,27.79,4.6900000000000004,4.6900000000000004]
["HT","Other",34,"SIGH",2.71,2.27,0.47,0.47]
["HT","Other",34,"WIBA_3",29.54,26,12.92,18.600000000000001]
["HT","Other",35,"CUMB",24.1,18.75,11.12,11.12]
["HT","Other",35,"FERRA2",9.2899999999999991,8.69,0.62,0.9]
["HT","Other",35,"KNAR",44.63,35.82,14.91,14.91]
["HT","Other",35,"SELL_1",38.31,35.340000000000003,2.82,3.8]
["HT","Other",35,"WIBA_3",25.4,22.35,11.11,15.99]
["HT","Other",36,"BARKR_C",72.45,53.61,34.83,34.83]
["HT","Other",36,"FERRB_M",193.56,145.56,87.83,88]
["HT","Other",36,"IRONB1",58.51,43.01,32.75,33]
["HT","Other",36,"NEAR",13.86,10.57,4.92,4.92]
["HT","Other",36,"SHEC_3",3.66,3.46,0,0]
["HT","Other",36,"UPPB_1",53.27,46.92,5.82,5.82]
["HT","Other",37,"BUSH_1",40.159999999999997,32.17,13.56,13.56]
["HT","Other",37,"FIDF_1",47.44,39.06,10.56,10.56]
["HT","Other",37,"LISD_1",24.68,23.33,0,0]
["HT","Other",37,"SHEC_3",4.09,3.86,0,0]
["HT","Other",37,"THUR_6",50.02,43.37,9.18,9.18]
["HT","Other",37,"WYLF_1",35.340000000000003,9.3699999999999992,9.3699999999999992,9.3699999999999992]
["HT","Other",38,"FIDF_1",46.36,38.409999999999997,9.92,9.92]
["HT","Other",38,"HURS_1",2.72,2.58,0,0]
["HT","Other",38,"OSBA_1",16.829999999999998,15.63,0.68,0.68]
["HT","Other",38,"THUR_6",52.17,45.52,8.91,8.91]
["HT","Other",38,"WHGA_1",50.86,47.45,1.06,1.06]
["HT","Other",39,"CHTE_1",146.03,129.81,16.809999999999999,18.920000000000002]
["HT","Other",39,"CUPA",2.64,2.2200000000000002,1.2,1.56]
["HT","Other",39,"KITW_1",1.19,1.1200000000000001,0,0]
["HT","Other",39,"OFFE_3",2.92,2.76,0,0]
["HT","Other",39,"SHEC_3",4.68,4.42,0,0]
["HT","Other",40,"AXMI1",1.85,1.75,0,0]
["HT","Other",40,"ENDE_1",9.3000000000000007,7.54,4.1399999999999997,4.88]
["HT","Other",40,"FIDF_1",44.5,37.29,8.8000000000000007,8.8000000000000007]
["HT","Other",40,"KNAR",63.51,54.35,13.33,13.33]
["HT","Other",40,"SBAR",76.84,62.39,29.25,29.25]
["HT","Other",40,"THUR_6",55.17,48.51,8.5399999999999991,8.5399999999999991]
["HT","Other",41,"BARKR_C",64.040000000000006,47.39,30.79,30.79]
["HT","Other",41,"CUMB",24.92,19.309999999999999,11.78,11.78]
["HT","Other",41,"KNAR",66.069999999999993,56.92,12.96,12.96]
["HT","Other",41,"NEAR",17.079999999999998,14.22,3.82,3.82]
["HT","Other",41,"TOTT_1",48.86,36.06,24.01,24.01]
["HT","Other",42,"BARKR_C",61.58,45.57,29.6,29.6]
["HT","Other",42,"BUSH_1",44.45,36.979999999999997,11.8,11.8]
["HT","Other",42,"GRIW_1",157.6,148.30000000000001,1.62,1.62]
["HT","Other",42,"NEAR",17.66,14.87,3.62,3.62]
["HT","Other",42,"PENN_1",68.209999999999994,62.16,4.0999999999999996,4.0999999999999996]
["HT","Other",42,"THUR_6",58.13,51.55,7.99,7.99]
["HT","Other",43,"BUSH_1",45.14,37.840000000000003,11.31,11.31]
["HT","Other",43,"CUMB",24.97,19.329999999999998,11.86,11.86]
["HT","Other",43,"LAND1",58.72,43.42,33.31,33.31]
["HT","Other",43,"PENN_1",73.38,67.11,3.98,3.98]
["HT","Other",43,"THUR_6",59.72,53.19,7.66,7.66]
["HT","Other",43,"WISD_1",3.15,2.98,0,0]
["HT","Other",44,"CUMB",24.82,19.23,11.78,11.78]
["HT","Other",44,"HURS_1",4.5999999999999996,4.3499999999999996,0,0]
["HT","Other",44,"KEAR_3",92.08,84.24,5.97,5.97]
["HT","Other",44,"SELL_1",79.47,74.36,1.97,2.58]
["HT","Other",44,"WHGA_1",84.08,79.069999999999993,0.71,0.71]
["HT","Other",45,"BONN",0.39,0.37,0,0]
["HT","Other",45,"CUPA",1.81,1.51,0.83,1.06]
["HT","Other",45,"KITW_1",1.2,1.1299999999999999,0,0]
["HT","Other",45,"MACC_3",62.57,58.55,1.02,1.02]
["HT","Other",45,"SHEC_3",6.1,5.77,0,0]
["HT","Other",46,"AXMI1",2.54,2.4,0,0]
["HT","Other",46,"COWL_1",30.27,26.32,3.87,3.87]
["HT","Other",46,"FIDF_1",40.43,34.76,6.41,6.41]
["HT","Other",46,"MILC_P",9.1,6.74,4.38,4.38]
["HT","Other",46,"ROCH_1",15.58,14.2,1.78,2.4300000000000002]
["HT","Other",46,"THUR_6",61.81,55.69,6.43,6.43]
["HT","Other",47,"BURM_1",15.7,13.49,6.1,8.35]
["HT","Other",47,"CONQA1",23.82,18.72,8.68,8.68]
["HT","Other",47,"HURS_1",5.26,4.97,0,0]
["HT","Other",47,"NEAR",19.54,17.079999999999998,2.74,2.74]
["HT","Other",47,"TAUN1",9.48,6.58,4.0199999999999996,4.0199999999999996]
["HT","Other",47,"WHGA_1",95.87,90.26,0.63,0.63]
["HT","Other",48,"BUSH_1",40.67,35.61,6.66,6.66]
["HT","Other",48,"FERRB_M",110.08,86.12,42.14,42.22]
["HT","Other",48,"HAWP_6",88.79,83.76,0.43,0.43]
["HT","Other",48,"HEYS_1",4.34,3.52,0.98,0.98]
["HT","Other",48,"HURS_1",5.43,5.13,0,0]
["HT","Other",48,"INDQ1",92.36,34.380000000000003,21.93,21.93]
["HT","Other",48,"IROA1",21.43,15.81,10.34,10.34]
["HT","Other",48,"IRONB1",72.39,54.4,38.93,39.06]
["HT","Other",48,"KAIM",1.08,0.98,0.1,0.1]
["HT","Other",48,"KEAD_1",254.61,238.08,11.48,15.08]
["HT","Other",48,"KEAR_1",68.39,63.61,1.76,1.76]
["HT","Other",48,"KEAR_3",102.76,95.18,4.08,4.08]
["HT","Other",48,"KEIT_P",3.34,2.64,1.63,2.0699999999999998]
["HT","Other",48,"KEMS_1",187.84,150.54,95.16,106.65]
["HT","Other",48,"KIER",0.84,0.62,0.42,0.42]
["HT","Other",48,"KIIN_P",1.68,1.48,0.73,1.06]
["HT","Other",48,"KILS",3.79,1.84,1.84,1.84]
["HT","Other",48,"KILT",3.75,2.61,2.02,2.2799999999999998]
["HT","Other",48,"KILW",5.65,5.34,0,0]
["HT","Other",48,"KINO_1",6.8,6.16,0.45,0.45]
["HT","Other",48,"KIRKB1",8.41,7.95,0,0]
["HT","Other",48,"KITW_1",1.2,1.1299999999999999,0,0]
["HT","Other",48,"KNAR",72.709999999999994,65.73,7.03,7.03]
["HT","Other",48,"LACK_6",28.41,26.25,1.42,1.42]
["HT","Other",48,"LAND1",63.11,47.08,34.93,34.93]
["HT","Other",48,"LEGA_1",49.01,34.18,30.62,30.68]
["HT","Other",48,"LEVE",3.75,3.55,0,0]
["HT","Other",48,"LING",0.42,0.31,0.21,0.21]
["HT","Other",48,"LINM",1.22,1.1499999999999999,0,0]
["HT","Other",48,"LISD_1",25.01,23.64,0,0]
["HT","Other",48,"LITT_C",2.89,2.73,0,0]
["HT","Other",48,"LODR_6",3.87,3.66,0,0]
["HT","Other",48,"LOVE_1",33.94,32.090000000000003,0,0]
["HT","Other",48,"MACC_3",69.569999999999993,65.22,0.92,0.92]
["HT","Other",48,"MAGA_6",35.840000000000003,31.49,22.51,22.51]
["HT","Other",48,"MANN_1",3.02,2.2400000000000002,1.45,1.45]
["HT","Other",48,"MAYB",1.67,1.44,0.74,1.03]
["HT","Other",48,"MELK_1",252.46,67.8,52.76,52.76]
["HT","Other",48,"MILC_P",6.38,4.72,3.07,3.07]
["HT","Other",48,"NEAR",19.46,17.13,2.4700000000000002,2.4700000000000002]
["HT","Other",48,"NECE_1",40.98,29.27,15.51,16.07]
["HT","Other",48,"NEEP_3",2.38,1.76,1.1399999999999999,1.1399999999999999]
["HT","Other",48,"NEWX_6",8.91,8.42,0,0]
["HT","Other",48,"NFLE",33.56,30.4,2.25,2.25]
["HT","Other",48,"NINF_1",19.559999999999999,15.51,5.6,5.6]
["HT","Other",48,"NORM_1",19.45,16.559999999999999,4.1399999999999997,4.3099999999999996]
["HT","Other",48,"NORT_1",90.58,79.38,14.63,14.63]
["HT","Other",48,"NURS_1",11,8.14,8.14,8.14]
["HT","Other",48,"OCKH_1",47.55,33.61,32.520000000000003,32.99]
["HT","Other",48,"OFFE_3",4.7,4.45,0,0]
["HT","Other",48,"OLDB_1",19.84,15.33,8.01,8.01]
["HT","Other",48,"OSBA_1",28.05,26.37,0.34,0.34]
["HT","Other",48,"PADIB1",61.51,57.57,0.97,0.97]
["HT","Other",48,"PELH_1",18.899999999999999,16.239999999999998,4.21,4.21]
["HT","Other",48,"PEMB_1",130.61000000000001,123.36,0.21,0.21]
["HT","Other",48,"PENE_1",144.31,136.43,0,0]
["HT","Other",48,"PENN_1",87.46,80.92,2.79,2.79]
["HT","Other",48,"PENW_1",96.69,88.12,6.6,6.6]
["HT","Other",48,"POOB",36.979999999999997,18.32,18.03,18.03]
["HT","Other",48,"POPP_3",4.03,3.81,0,0]
["HT","Other",48,"PYLE_1",24.44,20.95,10.89,14.9]
["HT","Other",48,"RAIN_1",103.8,96.25,5.18,6.36]
["HT","Other",48,"RASS_1",154.66,145.9,0.67,0.76]
["HT","Other",48,"RATS_1",84.15,72.95,14.88,14.88]
["HT","Other",48,"RAVE",9.81,8.6300000000000008,4.29,6.18]
["HT","Other",48,"RAYL_1",85.53,79.55,2.21,2.21]
["HT","Other",48,"ROCH_1",16.54,15.12,1.82,2.5099999999999998]
["HT","Other",48,"RYEH_1",31.36,21.34,21.34,21.34]
["HT","Other",48,"SAFO_1",0.34,0.2,0.2,0.2]
["HT","Other",48,"SALH_1",477.56,450.01,7.75,10.65]
["HT","Other",48,"SALT_1",88.23,83.42,0,0]
["HT","Other",48,"SBAR",108.41,89.42,37.299999999999997,37.299999999999997]
["HT","Other",48,"SEAB1",52.79,34.409999999999997,26.56,26.56]
["HT","Other",48,"SELL_1",89.59,83.96,1.76,2.27]
["HT","Other",48,"SHEC_3",6.57,6.21,0,0]
["HT","Other",48,"SHRW_1",6.41,4.25,3.14,3.14]
["HT","Other",48,"SIGH",1.41,1.34,0,0]
["HT","Other",48,"SJOW_1",28.4,26.85,0,0]
["HT","Other",48,"SKLGB1",65.989999999999995,58.94,8.0500000000000007,8.0500000000000007]
["HT","Other",48,"SMAN_1",38.31,35.979999999999997,0.4,0.4]
["HT","Other",48,"SPEN_1",5.8,4.9800000000000004,2.58,3.51]
["HT","Other",48,"STAL_1",85.42,80.650000000000006,0.19,0.19]
["HT","Other",48,"STAY_1",60.49,47.16,28.29,28.35]
["HT","Other",48,"STEN_1",39.43,36.57,1.67,1.67]
["HT","Other",48,"STES_1",1.08,0.95,0.47,0.68]
["HT","Other",48,"STIR",5.47,5.17,0,0]
["HT","Other",48,"SUND_1",58.08,49.31,17.12,21.23]
["HT","Other",48,"SWAN_1",84.57,75.75,12.12,12.32]
["HT","Other",48,"TAUN1",9.36,6.54,3.9,3.9]
["HT","Other",48,"TEMP_3",0.56000000000000005,0.53,0,0]
["HT","Other",48,"THSO_P",20.399999999999999,4.75,4.57,4.6500000000000004]
["HT","Other",48,"THUR_6",60.14,54.93,4.51,4.51]
["HT","Other",48,"TILBB_1",71.39,64.400000000000006,5.23,5.23]
["HT","Other",48,"TOTT_1",27.79,20.46,13.92,13.92]
["HT","Other",48,"TRAW_1",0.3,0.18,0.18,0.18]
["HT","Other",48,"TYNE_2",21.23,19.52,1.3,1.3]
["HT","Other",48,"UPPB_1",139.47,130.13999999999999,2.9,2.9]
["HT","Other",48,"USKM_1",59.71,56.34,0.18,0.18]
["HT","Other",48,"WALH_1",56.97,51.15,3.03,3.03]
["HT","Other",48,"WALP_1",235.82,190.05,91.79,91.79]
["HT","Other",48,"WALP_B",90.56,77.87,27.03,30.82]
["HT","Other",48,"WARL_1",14.97,9.24,9.24,9.24]
["HT","Other",48,"WASF_1",101.85,96.18,0.19,0.19]
["HT","Other",48,"WATFS_1",3.42,2.39,2.39,2.39]
["HT","Other",48,"WBOL_6",12.73,12.03,0,0]
["HT","Other",48,"WBUR_1",45.72,39.840000000000003,5.46,5.58]
["HT","Other",48,"WFIE",6.14,4.55,3.06,3.06]
["HT","Other",48,"WHAM_1",59.67,56.41,0,0]
["HT","Other",48,"WHGA_1",98.88,93.12,0.61,0.61]
["HT","Other",48,"WIBA_3",13.14,11.56,5.75,8.27]
["HT","Other",48,"WIEN_1",39.53,36.520000000000003,2,2]
["HT","Other",48,"WILL_1",144.78,134.12,5.91,5.91]
["HT","Other",48,"WIMBS1",22.3,21.08,0,0]
["HT","Other",48,"WISD_1",3.95,3.73,0,0]
["HT","Other",48,"WISD_6",4.24,4.01,0,0]
["HT","Other",48,"WMEL_1",258.07,233.55,27.98,30.4]
["HT","Other",48,"WTHU31",1.36,0.81,0.81,0.81]
["HT","Other",48,"WWEY_1",0.45,0.26,0.26,0.26]
["HT","Other",48,"WYLF_1",35.619999999999997,9.6,9.6,9.6]
["HT","Other",48,"WYMOM_1",10.33,7.34,4.88,5.03]
["HT","Other",49,"ABHA1",32.159999999999997,24.29,9.6300000000000008,9.6300000000000008]
["HT","Other",49,"ABNE_P",2.34,1.39,1.39,1.39]
["HT","Other",49,"ABTH_1",38.409999999999997,36.07,1.57,2.2599999999999998]
["HT","Other",49,"ALNE_P",2.1,1.85,0.92,1.32]
["HT","Other",49,"ALVE1",13.68,10.57,6.45,6.45]
["HT","Other",49,"AXMI1",2.74,2.59,0,0]
["HT","Other",49,"BARKR_C",29.41,21.76,14.14,14.14]
["HT","Other",49,"BARKW3",21.21,19.11,2.21,2.21]
["HT","Other",49,"BEDD_1",18.350000000000001,13.89,6.99,6.99]
["HT","Other",49,"BESW_1",0.31,0.19,0.19,0.19]
["HT","Other",49,"BICF_1",16.57,11.56,11.56,11.56]
["HT","Other",49,"BIRK_1",53.42,49.92,0.98,0.98]
["HT","Other",49,"BISW_1",79.38,59.47,47.35,47.72]
["HT","Other",49,"BLYTB1",13.03,10.96,5.87,7.75]
["HT","Other",49,"BOLN_1",24.46,18.23,7.95,7.95]
["HT","Other",49,"BONN",0.4,0.37,0,0]
["HT","Other",49,"BRAI_1",12.94,11.22,2.89,2.89]
["HT","Other",49,"BRAW_1",47.2,44.54,0.21,0.21]
["HT","Other",49,"BRED_1",35.020000000000003,32.4,1.2,1.2]
["HT","Other",49,"BRFO_1",167.38,125,100.57,107.29]
["HT","Other",49,"BRIM_1",5.2,3.64,3.64,3.64]
["HT","Other",49,"BRWA1",29.1,25.44,4.03,4.03]
["HT","Other",49,"BURM_1",15.73,13.56,6.04,8.2899999999999991]
["HT","Other",49,"BUSH_1",39.200000000000003,34.65,5.64,5.64]
["HT","Other",49,"BUST_1",1.27,0.75,0.75,0.75]
["HT","Other",49,"CAMB_01",16.88,15.96,0,0]
["HT","Other",49,"CANTN1",16.38,11.82,8.11,8.11]
["HT","Other",49,"CAPEA1",3.99,2.76,1.7,1.7]
["HT","Other",49,"CARE_1",39.47,33.43,8.7100000000000009,8.7100000000000009]
["HT","Other",49,"CARR_1",117.3,109.53,2.2999999999999998,2.2999999999999998]
["HT","Other",49,"CELL_1",178.99,166.59,4.68,4.68]
["HT","Other",49,"CHTE_1",232.85,214.74,12.91,15.69]
["HT","Other",49,"CITR_1",41.97,39.68,0,0]
["HT","Other",49,"CLYM",3.72,2.29,2.15,2.15]
["HT","Other",49,"COCK",3.61,2.5299999999999998,2.5299999999999998,2.5299999999999998]
["HT","Other",49,"CONQA1",19.649999999999999,15.66,6.67,6.67]
["HT","Other",49,"COVE_1",155.05000000000001,123.78,64.66,64.75]
["HT","Other",49,"COWL_1",32.020000000000003,28.19,3.51,3.51]
["HT","Other",49,"COYL",4.9000000000000004,2.91,2.91,2.91]
["HT","Other",49,"CREB_1",199.68,187.01,6.44,8.14]
["HT","Other",49,"CUMB",24.52,18.97,11.86,11.86]
["HT","Other",49,"CUPA",1.56,1.32,0.7,0.94]
["HT","Other",49,"DALM3",17.37,15.95,1.1599999999999999,1.1599999999999999]
["HT","Other",49,"DEVO",0.42,0.4,0,0]
["HT","Other",49,"DRAK_1",27.12,22.24,5.16,5.16]
["HT","Other",49,"DRAX_1",116.69,110.07,0.57999999999999996,0.57999999999999996]
["HT","Other",49,"DUNB_B",5.97,4.42,2.99,2.99]
["HT","Other",49,"DUNF",6.35,4.2,4.2,4.2]
["HT","Other",49,"EASO_1",7.89,5.26,5.26,5.26]
["HT","Other",49,"ECLA_1",110.53,97.45,29.52,29.52]
["HT","Other",49,"EKIS",4.41,2.66,2.59,2.59]
["HT","Other",49,"ELLA_1",31.85,29.92,0.46,0.46]
["HT","Other",49,"ELST_1",0.59,0.35,0.35,0.35]
["HT","Other",49,"ENDE_1",9.15,7.61,3.87,4.82]
["HT","Other",49,"EXET1",25.34,18.53,15.16,15.16]
["HT","Other",49,"FECK_6",106.02,100.17,0.4,0.57999999999999996]
["HT","Other",49,"FERRA2",18.03,17,0.32,0.46]
["HT","Other",49,"FERRB_M",97.12,76.62,35.69,35.78]
["HT","Other",49,"FIDF_1",38.18,33.21,5.2,5.2]
["HT","Other",49,"FROD_1",88.56,74.92,20.29,20.29]
["HT","Other",49,"GLRO",1.43,1.35,0,0]
["HT","Other",49,"GREN_1",119.15,87.76,58.16,58.16]
["HT","Other",49,"GRIW_1",184.35,173.95,0.77,0.77]
["HT","Other",49,"G_EXTRA_14",0.3,0.27,0.13,0.19]
["HT","Other",49,"G_EXTRA_18",0.35,0.3,0.15,0.22]
["HT","Other",49,"G_EXTRA_2",2.41,1.69,1.69,1.69]
["HT","Other",49,"G_EXTRA_4",19.02,13.31,13.31,13.31]
["HT","Other",49,"G_EXTRA_9",5.95,4.17,4.13,4.13]
["HT","Other",49,"HACK_1",3.05,2.88,0,0]
["HT","Other",49,"HACK_6",3.48,3.29,0,0]
["HT","Other",49,"HAMHC1",5.92,4.88,1.68,1.68]
["HT","Other",49,"HARK_1",77.63,71.77,2.74,2.74]
["HT","Other",49,"HARM_6",151.19,142.93,0,0]
["HT","Other",49,"HAWP_6",90.86,85.75,0.37,0.37]
["HT","Other",49,"HEYS_1",4.29,3.5,0.95,0.95]
["HT","Other",49,"HURS_1",5.57,5.27,0,0]
["HT","Other",49,"INDQ1",90.62,33.15,20.97,20.97]
["HT","Other",49,"IROA1",18.18,13.41,8.7799999999999994,8.7799999999999994]
["HT","Other",49,"IRONB1",72.260000000000005,54.33,38.950000000000003,39.08]
["HT","Other",49,"KAIM",1.06,0.96,0.09,0.09]
["HT","Other",49,"KEAD_1",257.64999999999998,241.17,10.98,14.58]
["HT","Other",49,"KEAR_1",69.66,64.849999999999994,1.7,1.7]
["HT","Other",49,"KEAR_3",104.25,96.78,3.63,3.63]
["HT","Other",49,"KEIT_P",3.31,2.62,1.61,2.0499999999999998]
["HT","Other",49,"KEMS_1",187.16,150.27000000000001,94.39,106.27]
["HT","Other",49,"KIER",0.72,0.54,0.36,0.36]
["HT","Other",49,"KIIN_P",1.68,1.48,0.73,1.06]
["HT","Other",49,"KILS",3.79,1.84,1.84,1.84]
["HT","Other",49,"KILT",3.68,2.57,1.98,2.23]
["HT","Other",49,"KILW",5.66,5.35,0,0]
["HT","Other",49,"KINO_1",6.78,6.15,0.44,0.44]
["HT","Other",49,"KIRKB1",8.42,7.96,0,0]
["HT","Other",49,"KITW_1",1.2,1.1399999999999999,0,0]
["HT","Other",49,"KNAR",71.92,65.45,5.95,5.95]
["HT","Other",49,"LACK_6",28.6,26.53,1.2,1.2]
["HT","Other",49,"LAND1",63.98,47.77,35.36,35.36]
["HT","Other",49,"LEGA_1",49.81,34.75,31.18,31.25]
["HT","Other",49,"LEVE",3.76,3.55,0,0]
["HT","Other",49,"LING",0.36,0.27,0.18,0.18]
["HT","Other",49,"LINM",1.25,1.18,0,0]
["HT","Other",49,"LISD_1",25.04,23.67,0,0]
["HT","Other",49,"LITT_C",2.96,2.8,0,0]
["HT","Other",49,"LODR_6",3.97,3.75,0,0]
["HT","Other",49,"LOVE_1",34.81,32.909999999999997,0,0]
["HT","Other",49,"MACC_3",71.209999999999994,66.8,0.89,0.89]
["HT","Other",49,"MAGA_6",36.28,31.88,22.79,22.79]
["HT","Other",49,"MANN_1",2.56,1.89,1.23,1.23]
["HT","Other",49,"MAYB",1.64,1.43,0.73,1.02]
["HT","Other",49,"MELK_1",252.86,68.180000000000007,52.76,52.76]
["HT","Other",49,"MILC_P",5.4,4,2.6,2.6]
["HT","Other",49,"NEAR",19.47,17.22,2.2799999999999998,2.2799999999999998]
["HT","Other",49,"NECE_1",38.53,27.48,14.28,14.84]
["HT","Other",49,"NEEP_3",2.0099999999999998,1.49,0.97,0.97]
["HT","Other",49,"NEWX_6",9.14,8.64,0,0]
["HT","Other",49,"NFLE",34.200000000000003,31.05,2.1800000000000002,2.1800000000000002]
["HT","Other",49,"NINF_1",18.59,14.84,5.0199999999999996,5.0199999999999996]
["HT","Other",49,"NORM_1",19.72,16.829999999999998,4.1100000000000003,4.2699999999999996]
["HT","Other",49,"NORT_1",87.18,77.13,12.38,12.38]
["HT","Other",49,"NURS_1",11,8.14,8.14,8.14]
["HT","Other",49,"OCKH_1",48.14,34.020000000000003,32.93,33.4]
["HT","Other",49,"OFFE_3",4.8099999999999996,4.54,0,0]
["HT","Other",49,"OLDB_1",17.36,13.52,6.78,6.78]
["HT","Other",49,"OSBA_1",28.55,26.87,0.28999999999999998,0.28999999999999998]
["HT","Other",49,"PADIB1",62.98,58.98,0.94,0.94]
["HT","Other",49,"PELH_1",19.260000000000002,16.579999999999998,4.24,4.24]
["HT","Other",49,"PEMB_1",133.91,126.48,0.2,0.2]
["HT","Other",49,"PENE_1",147.91,139.83000000000001,0,0]
["HT","Other",49,"PENN_1",89,82.49,2.5299999999999998,2.5299999999999998]
["HT","Other",49,"PENW_1",98.12,89.56,6.43,6.43]
["HT","Other",49,"POOB",36.82,18.2,17.940000000000001,17.940000000000001]
["HT","Other",49,"POPP_3",4.13,3.91,0,0]
["HT","Other",49,"PYLE_1",23.94,20.58,10.64,14.66]
["HT","Other",49,"RAIN_1",105.09,97.52,5.0999999999999996,6.28]
["HT","Other",49,"RASS_1",158.52000000000001,149.57,0.66,0.75]
["HT","Other",49,"RATS_1",81.22,71.02,12.91,12.91]
["HT","Other",49,"RAVE",9.81,8.6300000000000008,4.29,6.18]
["HT","Other",49,"RAYL_1",87.5,81.45,2.14,2.14]
["HT","Other",49,"ROCH_1",16.940000000000001,15.5,1.84,2.5499999999999998]
["HT","Other",49,"RYEH_1",31.68,21.57,21.57,21.57]
["HT","Other",49,"SAFO_1",0.32,0.19,0.19,0.19]
["HT","Other",49,"SALH_1",487.92,459.87,7.57,10.47]
["HT","Other",49,"SALT_1",90.04,85.12,0,0]
["HT","Other",49,"SBAR",111.02,91.57,38.200000000000003,38.200000000000003]
["HT","Other",49,"SEAB1",47.98,30.88,24.23,24.23]
["HT","Other",49,"SELL_1",91.37,85.64,1.76,2.27]
["HT","Other",49,"SHEC_3",6.68,6.32,0,0]
["HT","Other",49,"SHRW_1",5.74,3.76,2.82,2.82]
["HT","Other",49,"SIGH",1.41,1.34,0,0]
["HT","Other",49,"SJOW_1",29.13,27.54,0,0]
["HT","Other",49,"SKLGB1",63.88,57.48,6.82,6.82]
["HT","Other",49,"SMAN_1",38.76,36.42,0.38,0.38]
["HT","Other",49,"SPEN_1",5.66,4.87,2.5099999999999998,3.44]
["HT","Other",49,"STAL_1",87.48,82.6,0.18,0.18]
["HT","Other",49,"STAY_1",61.78,48.16,28.94,29]
["HT","Other",49,"STEN_1",39.65,36.880000000000003,1.42,1.42]
["HT","Other",49,"STES_1",1.08,0.95,0.47,0.68]
["HT","Other",49,"STIR",5.48,5.18,0,0]
["HT","Other",49,"SUND_1",58.18,49.56,16.850000000000001,20.96]
["HT","Other",49,"SWAN_1",86.42,77.45,12.27,12.48]
["HT","Other",49,"TAUN1",9.2200000000000006,6.48,3.78,3.78]
["HT","Other",49,"TEMP_3",0.56000000000000005,0.53,0,0]
["HT","Other",49,"THSO_P",20.399999999999999,4.75,4.57,4.6500000000000004]
["HT","Other",49,"THUR_6",59.59,54.7,3.82,3.82]
["HT","Other",49,"TILBB_1",72.72,65.75,5.07,5.07]
["HT","Other",49,"TOTT_1",23.95,17.62,12.08,12.08]
["HT","Other",49,"TRAW_1",0.3,0.18,0.18,0.18]
["HT","Other",49,"TYNE_2",21.13,19.510000000000002,1.1000000000000001,1.1000000000000001]
["HT","Other",49,"UPPB_1",142.74,133.29,2.81,2.81]
["HT","Other",49,"USKM_1",61.21,57.77,0.18,0.18]
["HT","Other",49,"WALH_1",58.15,52.28,3.02,3.02]
["HT","Other",49,"WALP_1",239.58,193.31,92.72,92.72]
["HT","Other",49,"WALP_B",92.33,79.39,27.48,31.26]
["HT","Other",49,"WARL_1",14.66,9.06,9.06,9.06]
["HT","Other",49,"WASF_1",104.05,98.26,0.18,0.18]
["HT","Other",49,"WATFS_1",3.47,2.4300000000000002,2.4300000000000002,2.4300000000000002]
["HT","Other",49,"WBOL_6",13.05,12.34,0,0]
["HT","Other",49,"WBUR_1",45.62,39.93,5,5.12]
["HT","Other",49,"WFIE",5.29,3.92,2.65,2.65]
["HT","Other",49,"WHAM_1",61.19,57.85,0,0]
["HT","Other",49,"WHGA_1",101.34,95.45,0.59,0.59]
["HT","Other",49,"WIBA_3",13.14,11.56,5.75,8.27]
["HT","Other",49,"WIEN_1",39.76,36.86,1.69,1.69]
["HT","Other",49,"WILL_1",146.6,136.15,5.18,5.18]
["HT","Other",49,"WIMBS1",22.87,21.62,0,0]
["HT","Other",49,"WISD_1",4.05,3.83,0,0]
["HT","Other",49,"WISD_6",4.3499999999999996,4.1100000000000003,0,0]
["HT","Other",49,"WMEL_1",255.78,232.86,24.53,26.95]
["HT","Other",49,"WTHU31",1.32,0.78,0.78,0.78]
["HT","Other",49,"WWEY_1",0.43,0.26,0.26,0.26]
["HT","Other",49,"WYLF_1",35.659999999999997,9.6300000000000008,9.6300000000000008,9.6300000000000008]
["HT","Other",49,"WYMOM_1",10.25,7.31,4.8,4.95]
["HT","Other",50,"ABHA1",32.01,24.3,9.3699999999999992,9.3699999999999992]
["HT","Other",50,"ABNE_P",2.27,1.35,1.35,1.35]
["HT","Other",50,"ABTH_1",39.07,36.700000000000003,1.57,2.2599999999999998]
["HT","Other",50,"ALNE_P",2.1,1.85,0.92,1.32]
["HT","Other",50,"ALVE1",13.87,10.72,6.53,6.53]
["HT","Other",50,"AXMI1",2.78,2.63,0,0]
["HT","Other",50,"BARKR_C",26.73,19.78,12.85,12.85]
["HT","Other",50,"BARKW3",21.12,19.100000000000001,2.0099999999999998,2.0099999999999998]
["HT","Other",50,"BEDD_1",17.38,13.19,6.48,6.48]
["HT","Other",50,"BESW_1",0.3,0.18,0.18,0.18]
["HT","Other",50,"BICF_1",16.95,11.82,11.82,11.82]
["HT","Other",50,"BIRK_1",54.21,50.69,0.95,0.95]
["HT","Other",50,"BISW_1",76.94,57.67,45.92,46.3]
["HT","Other",50,"BLYTB1",12.75,10.75,5.74,7.61]
["HT","Other",50,"BOLN_1",24.28,18.2,7.72,7.72]
["HT","Other",50,"BONN",0.4,0.37,0,0]
["HT","Other",50,"BRAI_1",13.17,11.43,2.93,2.93]
["HT","Other",50,"BRAW_1",47.89,45.19,0.19,0.19]
["HT","Other",50,"BRED_1",35.549999999999997,32.92,1.1599999999999999,1.1599999999999999]
["HT","Other",50,"BRFO_1",168.13,125.52,101.22,107.94]
["HT","Other",50,"BRIM_1",5.28,3.7,3.7,3.7]
["HT","Other",50,"BRWA1",29.04,25.5,3.79,3.79]
["HT","Other",50,"BURM_1",15.73,13.57,6.01,8.26]
["HT","Other",50,"BUSH_1",38.65,34.35,5.12,5.12]
["HT","Other",50,"BUST_1",1.23,0.73,0.73,0.73]
["HT","Other",50,"CAMB_01",17.11,16.170000000000002,0,0]
["HT","Other",50,"CANTN1",15.01,10.82,7.44,7.44]
["HT","Other",50,"CAPEA1",3.9,2.71,1.65,1.65]
["HT","Other",50,"CARE_1",38.380000000000003,32.71,7.98,7.98]
["HT","Other",50,"CARR_1",118.8,110.99,2.23,2.23]
["HT","Other",50,"CELL_1",181.63,169.22,4.3899999999999997,4.3899999999999997]
["HT","Other",50,"CHTE_1",236.75,218.55,12.83,15.71]
["HT","Other",50,"CITR_1",42.78,40.44,0,0]
["HT","Other",50,"CLYM",3.57,2.2000000000000002,2.0699999999999998,2.0699999999999998]
["HT","Other",50,"COCK",3.66,2.57,2.57,2.57]
["HT","Other",50,"CONQA1",18.829999999999998,15.05,6.27,6.27]
["HT","Other",50,"COVE_1",156.01,124.68,64.680000000000007,64.77]
["HT","Other",50,"COWL_1",32.33,28.56,3.4,3.4]
["HT","Other",50,"COYL",4.75,2.82,2.82,2.82]
["HT","Other",50,"CREB_1",202.56,189.82,6.24,7.94]
["HT","Other",50,"CUMB",24.62,19.04,11.95,11.95]
["HT","Other",50,"CUPA",1.53,1.3,0.69,0.92]
["HT","Other",50,"DALM3",17.47,16.079999999999998,1.07,1.07]
["HT","Other",50,"DEVO",0.42,0.4,0,0]
["HT","Other",50,"DRAK_1",27.25,22.43,5.03,5.03]
["HT","Other",50,"DRAX_1",118.72,112.01,0.53,0.53]
["HT","Other",50,"DUNB_B",5.48,4.0599999999999996,2.75,2.75]
["HT","Other",50,"DUNF",6.34,4.21,4.21,4.21]
["HT","Other",50,"EASO_1",7.9,5.27,5.27,5.27]
["HT","Other",50,"ECLA_1",110.99,98.07,29.27,29.27]
["HT","Other",50,"EKIS",4.25,2.57,2.5,2.5]
["HT","Other",50,"ELLA_1",31.8,29.89,0.42,0.42]
["HT","Other",50,"ELST_1",0.56999999999999995,0.34,0.34,0.34]
["HT","Other",50,"ENDE_1",9.1999999999999993,7.67,3.88,4.8600000000000003]
["HT","Other",50,"EXET1",25.51,18.649999999999999,15.34,15.34]
["HT","Other",50,"FECK_6",108,102.04,0.4,0.57999999999999996]
["HT","Other",50,"FERRA2",18.27,17.22,0.32,0.46]
["HT","Other",50,"FERRB_M",90.76,71.98,32.47,32.549999999999997]
["HT","Other",50,"FIDF_1",37.78,32.950000000000003,4.97,4.97]
["HT","Other",50,"FROD_1",84.9,72.23,18.5,18.5]
["HT","Other",50,"GLRO",1.43,1.36,0,0]
["HT","Other",50,"GREN_1",118.96,87.71,57.74,57.74]
["HT","Other",50,"GRIW_1",186.16,175.7,0.7,0.7]
["HT","Other",50,"G_EXTRA_14",0.3,0.27,0.13,0.19]
["HT","Other",50,"G_EXTRA_18",0.35,0.3,0.15,0.22]
["HT","Other",50,"G_EXTRA_2",2.44,1.71,1.71,1.71]
["HT","Other",50,"G_EXTRA_4",19.3,13.51,13.51,13.51]
["HT","Other",50,"G_EXTRA_9",6.02,4.22,4.18,4.18]
["HT","Other",50,"HACK_1",3.1,2.93,0,0]
["HT","Other",50,"HACK_6",3.55,3.35,0,0]
["HT","Other",50,"HAMHC1",5.61,4.6500000000000004,1.52,1.52]
["HT","Other",50,"HARK_1",78.12,72.290000000000006,2.66,2.66]
["HT","Other",50,"HARM_6",154.09,145.68,0,0]
["HT","Other",50,"HAWP_6",92.51,87.31,0.33,0.33]
["HT","Other",50,"HEYS_1",4.24,3.47,0.92,0.92]
["HT","Other",50,"HURS_1",5.68,5.37,0,0]
["HT","Other",50,"INDQ1",89.8,32.590000000000003,20.48,20.48]
["HT","Other",50,"IROA1",16.55,12.2,7.99,7.99]
["HT","Other",50,"IRONB1",72.87,54.78,39.369999999999997,39.5]
["HT","Other",50,"KAIM",1.04,0.95,0.08,0.08]
["HT","Other",50,"KEAD_1",260.31,243.79,10.72,14.32]
["HT","Other",50,"KEAR_1",70.63,65.790000000000006,1.65,1.65]
["HT","Other",50,"KEAR_3",105.62,98.19,3.38,3.38]
["HT","Other",50,"KEIT_P",3.28,2.6,1.59,2.0299999999999998]
["HT","Other",50,"KEMS_1",186.08,149.71,93.35,105.63]
["HT","Other",50,"KIER",0.66,0.49,0.33,0.33]
["HT","Other",50,"KIIN_P",1.68,1.48,0.73,1.06]
["HT","Other",50,"KILS",3.79,1.84,1.84,1.84]
["HT","Other",50,"KILT",3.61,2.52,1.93,2.19]
["HT","Other",50,"KILW",5.66,5.35,0,0]
["HT","Other",50,"KINO_1",6.76,6.14,0.43,0.43]
["HT","Other",50,"KIRKB1",8.43,7.97,0,0]
["HT","Other",50,"KITW_1",1.2,1.1399999999999999,0,0]
["HT","Other",50,"KNAR",71.92,65.69,5.41,5.41]
["HT","Other",50,"LACK_6",28.88,26.83,1.0900000000000001,1.0900000000000001]
["HT","Other",50,"LAND1",64.849999999999994,48.43,35.82,35.82]
["HT","Other",50,"LEGA_1",50.63,35.33,31.76,31.83]
["HT","Other",50,"LEVE",3.76,3.56,0,0]
["HT","Other",50,"LING",0.33,0.25,0.17,0.17]
["HT","Other",50,"LINM",1.28,1.21,0,0]
["HT","Other",50,"LISD_1",25.07,23.7,0,0]
["HT","Other",50,"LITT_C",3.02,2.85,0,0]
["HT","Other",50,"LODR_6",4.04,3.82,0,0]
["HT","Other",50,"LOVE_1",35.479999999999997,33.54,0,0]
["HT","Other",50,"MACC_3",72.48,68.010000000000005,0.86,0.86]
["HT","Other",50,"MAGA_6",36.729999999999997,32.28,23.07,23.07]
["HT","Other",50,"MANN_1",2.33,1.72,1.1200000000000001,1.1200000000000001]
["HT","Other",50,"MAYB",1.63,1.42,0.72,1.01]
["HT","Other",50,"MELK_1",253.18,68.48,52.76,52.76]
["HT","Other",50,"MILC_P",4.91,3.64,2.36,2.36]
["HT","Other",50,"NEAR",19.54,17.350000000000001,2.16,2.16]
["HT","Other",50,"NECE_1",37.33,26.61,13.67,14.23]
["HT","Other",50,"NEEP_3",1.83,1.36,0.88,0.88]
["HT","Other",50,"NEWX_6",9.31,8.8000000000000007,0,0]
["HT","Other",50,"NFLE",34.67,31.53,2.11,2.11]
["HT","Other",50,"NINF_1",18.12,14.54,4.7,4.7]
["HT","Other",50,"NORM_1",19.91,17.04,4.08,4.25]
["HT","Other",50,"NORT_1",85.82,76.33,11.26,11.26]
["HT","Other",50,"NURS_1",11,8.14,8.14,8.14]
["HT","Other",50,"OCKH_1",48.77,34.46,33.380000000000003,33.85]
["HT","Other",50,"OFFE_3",4.8899999999999997,4.62,0,0]
["HT","Other",50,"OLDB_1",16.14,12.63,6.16,6.16]
["HT","Other",50,"OSBA_1",28.97,27.27,0.26,0.26]
["HT","Other",50,"PADIB1",64.11,60.07,0.91,0.91]
["HT","Other",50,"PELH_1",19.559999999999999,16.850000000000001,4.2699999999999996,4.2699999999999996]
["HT","Other",50,"PEMB_1",136.47,128.9,0.19,0.19]
["HT","Other",50,"PENE_1",150.69,142.46,0,0]
["HT","Other",50,"PENN_1",90.33,83.81,2.4,2.4]
["HT","Other",50,"PENW_1",99.15,90.64,6.24,6.24]
["HT","Other",50,"POOB",36.729999999999997,18.13,17.899999999999999,17.899999999999999]
["HT","Other",50,"POPP_3",4.21,3.98,0,0]
["HT","Other",50,"PYLE_1",23.68,20.399999999999999,10.52,14.53]
["HT","Other",50,"RAIN_1",106.07,98.5,5.03,6.21]
["HT","Other",50,"RASS_1",161.51,152.4,0.64,0.73]
["HT","Other",50,"RATS_1",80.09,70.37,11.94,11.94]
["HT","Other",50,"RAVE",9.81,8.6300000000000008,4.29,6.18]
["HT","Other",50,"RAYL_1",88.99,82.91,2.08,2.08]
["HT","Other",50,"ROCH_1",17.260000000000002,15.8,1.87,2.61]
["HT","Other",50,"RYEH_1",32.020000000000003,21.82,21.82,21.82]
["HT","Other",50,"SAFO_1",0.31,0.19,0.19,0.19]
["HT","Other",50,"SALH_1",496.04,467.59,7.48,10.38]
["HT","Other",50,"SALT_1",91.44,86.45,0,0]
["HT","Other",50,"SBAR",113.34,93.45,39.11,39.11]
["HT","Other",50,"SEAB1",45.5,29.06,23.02,23.02]
["HT","Other",50,"SELL_1",92.74,86.94,1.76,2.27]
["HT","Other",50,"SHEC_3",6.77,6.4,0,0]
["HT","Other",50,"SHRW_1",5.4,3.51,2.65,2.65]
["HT","Other",50,"SIGH",1.42,1.34,0,0]
["HT","Other",50,"SJOW_1",29.69,28.07,0,0]
["HT","Other",50,"SKLGB1",62.97,56.88,6.2,6.2]
["HT","Other",50,"SMAN_1",39.119999999999997,36.76,0.37,0.37]
["HT","Other",50,"SPEN_1",5.59,4.8099999999999996,2.4700000000000002,3.41]
["HT","Other",50,"STAL_1",89.07,84.1,0.18,0.18]
["HT","Other",50,"STAY_1",63,49.09,29.6,29.66]
["HT","Other",50,"STEN_1",39.97,37.229999999999997,1.29,1.29]
["HT","Other",50,"STES_1",1.08,0.95,0.47,0.68]
["HT","Other",50,"STIR",5.49,5.19,0,0]
["HT","Other",50,"SUND_1",58.26,49.76,16.64,20.75]
["HT","Other",50,"SWAN_1",88,78.87,12.49,12.69]
["HT","Other",50,"TAUN1",9.08,6.42,3.66,3.66]
["HT","Other",50,"TEMP_3",0.56000000000000005,0.53,0,0]
["HT","Other",50,"THSO_P",20.399999999999999,4.75,4.57,4.6500000000000004]
["HT","Other",50,"THUR_6",59.55,54.82,3.47,3.47]
["HT","Other",50,"TILBB_1",73.680000000000007,66.75,4.91,4.91]
["HT","Other",50,"TOTT_1",22.05,16.21,11.18,11.18]
["HT","Other",50,"TRAW_1",0.28999999999999998,0.17,0.17,0.17]
["HT","Other",50,"TYNE_2",21.17,19.579999999999998,1,1]
["HT","Other",50,"UPPB_1",145.25,135.71,2.72,2.72]
["HT","Other",50,"USKM_1",62.37,58.87,0.17,0.17]
["HT","Other",50,"WALH_1",59.06,53.14,3,3]
["HT","Other",50,"WALP_1",243.17,196.31,93.88,93.88]
["HT","Other",50,"WALP_B",93.85,80.67,27.93,31.72]
["HT","Other",50,"WARL_1",14.35,8.8800000000000008,8.8800000000000008,8.8800000000000008]
["HT","Other",50,"WASF_1",105.76,99.88,0.17,0.17]
["HT","Other",50,"WATFS_1",3.52,2.46,2.46,2.46]
["HT","Other",50,"WBOL_6",13.3,12.58,0,0]
["HT","Other",50,"WBUR_1",45.8,40.200000000000003,4.7699999999999996,4.8899999999999997]
["HT","Other",50,"WFIE",4.8600000000000003,3.59,2.44,2.44]
["HT","Other",50,"WHAM_1",62.36,58.96,0,0]
["HT","Other",50,"WHGA_1",103.23,97.26,0.56999999999999995,0.56999999999999995]
["HT","Other",50,"WIBA_3",13.14,11.56,5.75,8.27]
["HT","Other",50,"WIEN_1",40.11,37.26,1.54,1.54]
["HT","Other",50,"WILL_1",148.38,138.01,4.79,4.79]
["HT","Other",50,"WIMBS1",23.31,22.04,0,0]
["HT","Other",50,"WISD_1",4.12,3.9,0,0]
["HT","Other",50,"WISD_6",4.43,4.1900000000000004,0,0]
["HT","Other",50,"WMEL_1",255.96,233.77,22.8,25.22]
["HT","Other",50,"WTHU31",1.27,0.76,0.76,0.76]
["HT","Other",50,"WWEY_1",0.42,0.25,0.25,0.25]
["HT","Other",50,"WYLF_1",35.700000000000003,9.66,9.66,9.66]
["HT","Other",50,"WYMOM_1",10.15,7.28,4.72,4.87]

{"sheet":"Sub1MW","index":9,"n_rows":156327,"n_cols":10,"rows_kept":4500,"cut":true,"hidden":false,"merged":[],"bounds":{"rows_first":2000,"rows_last":500,"rows_between":2000,"halvings":0}}
[]
[null,null,null,null,null,null,null,null,null,"All values given in MW"]
["scenario","tech","year","etys_location","capacity","wintpk","summam","summpm"]
["EE","Battery",24,"ABHA1",2.6970000000000001,2.3410000000000002,0,0]
["EE","Battery",24,"ABNE_P",0.23899999999999999,0.20699999999999999,0,0]
["EE","Battery",24,"ABTH_1",0.54,0.46899999999999997,0,0]
["EE","Battery",24,"ACTL_2",0.14199999999999999,0.123,0,0]
["EE","Battery",24,"ACTL_C",0,0,0,0]
["EE","Battery",24,"ALNE_P",8.8999999999999996E-2,7.6999999999999999E-2,0,0]
["EE","Battery",24,"ALST_3",0,0,0,0]
["EE","Battery",24,"ALVE1",2.3239999999999998,2.0179999999999998,0,0]
["EE","Battery",24,"AMEM_1",0.26,0.22600000000000001,0,0]
["EE","Battery",24,"ARBR_P",0.23499999999999999,0.20399999999999999,0,0]
["EE","Battery",24,"ARDK_P",0,0,0,0]
["EE","Battery",24,"ARMO_P",0.06,5.1999999999999998E-2,0,0]
["EE","Battery",24,"AXMI1",1.337,1.1599999999999999,0,0]
["EE","Battery",24,"AXMI_H",0,0,0,0]
["EE","Battery",24,"AYRR",5.7000000000000002E-2,0.05,0,0]
["EE","Battery",24,"BAGA",0.158,0.13700000000000001,0,0]
["EE","Battery",24,"BAIN",4.5999999999999999E-2,0.04,0,0]
["EE","Battery",24,"BARKR_C",0.51800000000000002,0.45,0,0]
["EE","Battery",24,"BARKW3",0,0,0,0]
["EE","Battery",24,"BEAU_P",0.14299999999999999,0.124,0,0]
["EE","Battery",24,"BEDDT1",0.14899999999999999,0.13,0,0]
["EE","Battery",24,"BEDD_1",0.63500000000000001,0.55200000000000005,0,0]
["EE","Battery",24,"BERB_P",0,0,0,0]
["EE","Battery",24,"BERW",0.19900000000000001,0.17299999999999999,0,0]
["EE","Battery",24,"BESW_1",0.86799999999999999,0.754,0,0]
["EE","Battery",24,"BICF_1",0.82499999999999996,0.71599999999999997,0,0]
["EE","Battery",24,"BIRK_1",0.43,0.374,0,0]
["EE","Battery",24,"BISW_1",3.8340000000000001,3.3279999999999998,0,0]
["EE","Battery",24,"BLYTB1",0.95299999999999996,0.82699999999999996,0,0]
["EE","Battery",24,"BLYTH132",0.27300000000000002,0.23699999999999999,0,0]
["EE","Battery",24,"BOAG_P",9.7000000000000003E-2,8.4000000000000005E-2,0,0]
["EE","Battery",24,"BOLN_1",2.5289999999999999,2.1949999999999998,0,0]
["EE","Battery",24,"BONN",0.14399999999999999,0.125,0,0]
["EE","Battery",24,"BOTW_1",0.61099999999999999,0.53,0,0]
["EE","Battery",24,"BRAC_P",0.246,0.21299999999999999,0,0]
["EE","Battery",24,"BRAI_1",0.92400000000000004,0.80200000000000005,0,0]
["EE","Battery",24,"BRAP",7.1999999999999995E-2,6.3E-2,0,0]
["EE","Battery",24,"BRAW_1",1.115,0.96799999999999997,0,0]
["EE","Battery",24,"BRED_1",0.73499999999999999,0.63800000000000001,0,0]
["EE","Battery",24,"BRFO_1",4.819,4.1829999999999998,0,0]
["EE","Battery",24,"BRID_P",0.185,0.161,0,0]
["EE","Battery",24,"BRIM_1",0.45400000000000001,0.39400000000000002,0,0]
["EE","Battery",24,"BRLE_1",1.127,0.97799999999999998,0,0]
["EE","Battery",24,"BROA_P",4.2999999999999997E-2,3.6999999999999998E-2,0,0]
["EE","Battery",24,"BROR_P",3.3000000000000002E-2,2.9000000000000001E-2,0,0]
["EE","Battery",24,"BROX",8.7999999999999995E-2,7.5999999999999998E-2,0,0]
["EE","Battery",24,"BRWA1",2.069,1.796,0,0]
["EE","Battery",24,"BUMU_P",0.127,0.11,0,0]
["EE","Battery",24,"BURM_1",1.681,1.46,0,0]
["EE","Battery",24,"BUSH_1",0.73599999999999999,0.63900000000000001,0,0]
["EE","Battery",24,"BUST_1",0.53700000000000003,0.46600000000000003,0,0]
["EE","Battery",24,"CAAD_P",5.1999999999999998E-2,4.5999999999999999E-2,0,0]
["EE","Battery",24,"CAFA",0,0,0,0]
["EE","Battery",24,"CAIF_P",0,0,0,0]
["EE","Battery",24,"CAMB_01",0,0,0,0]
["EE","Battery",24,"CANTN1",0.80500000000000005,0.69899999999999995,0,0]
["EE","Battery",24,"CAPEA1",0.504,0.438,0,0]
["EE","Battery",24,"CARE_1",0.52600000000000002,0.45700000000000002,0,0]
["EE","Battery",24,"CARR_1",0.36399999999999999,0.316,0,0]
["EE","Battery",24,"CASS_P",0,0,0,0]
["EE","Battery",24,"CATY",8.9999999999999993E-3,8.0000000000000002E-3,0,0]
["EE","Battery",24,"CBNK_H",0,0,0,0]
["EE","Battery",24,"CEAN_P",0,0,0,0]
["EE","Battery",24,"CELL_1",2.2240000000000002,1.93,0,0]
["EE","Battery",24,"CHAP",0.183,0.159,0,0]
["EE","Battery",24,"CHAR_P",0,0,0,0]
["EE","Battery",24,"CHAS",0.04,3.5000000000000003E-2,0,0]
["EE","Battery",24,"CHIC_1",0.54900000000000004,0.47699999999999998,0,0]
["EE","Battery",24,"CHSI_1",0.41299999999999998,0.35899999999999999,0,0]
["EE","Battery",24,"CHTE_1",2.4329999999999998,2.1120000000000001,0,0]
["EE","Battery",24,"CITR_1",3.5000000000000003E-2,3.1E-2,0,0]
["EE","Battery",24,"CLAC_P",8.0000000000000002E-3,7.0000000000000001E-3,0,0]
["EE","Battery",24,"CLAY_P",4.3999999999999997E-2,3.7999999999999999E-2,0,0]
["EE","Battery",24,"CLT03",0,0,0,0]
["EE","Battery",24,"CLYM",0,0,0,0]
["EE","Battery",24,"COAT",0.155,0.13500000000000001,0,0]
["EE","Battery",24,"COCK",0.186,0.161,0,0]
["EE","Battery",24,"CONQA1",1.0529999999999999,0.91400000000000003,0,0]
["EE","Battery",24,"COUA_P",0.17199999999999999,0.14899999999999999,0,0]
["EE","Battery",24,"COVE_1",1.516,1.3160000000000001,0,0]
["EE","Battery",24,"COWL_1",1.899,1.649,0,0]
["EE","Battery",24,"COYL",0.158,0.13800000000000001,0,0]
["EE","Battery",24,"CRAI_P",1.0999999999999999E-2,0.01,0,0]
["EE","Battery",24,"CREB_1",2.1920000000000002,1.903,0,0]
["EE","Battery",24,"CUMB",0.115,0.1,0,0]
["EE","Battery",24,"CUPA",0.29699999999999999,0.25800000000000001,0,0]
["EE","Battery",24,"CURR",3.0000000000000001E-3,3.0000000000000001E-3,0,0]
["EE","Battery",24,"DALL_P",0,0,0,0]
["EE","Battery",24,"DALM3",9.2999999999999999E-2,8.1000000000000003E-2,0,0]
["EE","Battery",24,"DEVM",5.1999999999999998E-2,4.5999999999999999E-2,0,0]
["EE","Battery",24,"DEVO",0.156,0.13600000000000001,0,0]
["EE","Battery",24,"DEWP",1.4999999999999999E-2,1.2999999999999999E-2,0,0]
["EE","Battery",24,"DOUN_P",5.1999999999999998E-2,4.4999999999999998E-2,0,0]
["EE","Battery",24,"DRAK_1",0.86699999999999999,0.753,0,0]
["EE","Battery",24,"DRAX_1",0.215,0.186,0,0]
["EE","Battery",24,"DRCR",0,0,0,0]
["EE","Battery",24,"DRUM",5.7000000000000002E-2,4.9000000000000002E-2,0,0]
["EE","Battery",24,"DUBE_P",0,0,0,0]
["EE","Battery",24,"DUDH_P",0.11899999999999999,0.10299999999999999,0,0]
["EE","Battery",24,"DUGR_P",6.0000000000000001E-3,5.0000000000000001E-3,0,0]
["EE","Battery",24,"DUNB_A",0,0,0,0]
["EE","Battery",24,"DUNB_B",0.13500000000000001,0.11700000000000001,0,0]
["EE","Battery",24,"DUNF",7.8E-2,6.8000000000000005E-2,0,0]
["EE","Battery",24,"DUNO_P",6.8000000000000005E-2,5.8999999999999997E-2,0,0]
["EE","Battery",24,"DYCE_P",0.188,0.16300000000000001,0,0]
["EE","Battery",24,"EALI_6",0.187,0.16200000000000001,0,0]
["EE","Battery",24,"EASO_1",1.44,1.25,0,0]
["EE","Battery",24,"EAST",0,0,0,0]
["EE","Battery",24,"ECCL",0.30099999999999999,0.26200000000000001,0,0]
["EE","Battery",24,"ECLA_1",1.282,1.113,0,0]
["EE","Battery",24,"ECLA_H",0,0,0,0]
["EE","Battery",24,"EERH",0.16900000000000001,0.14699999999999999,0,0]
["EE","Battery",24,"EKIL",0.20599999999999999,0.17799999999999999,0,0]
["EE","Battery",24,"EKIS",0,0,0,0]
["EE","Battery",24,"ELDE",9.5000000000000001E-2,8.3000000000000004E-2,0,0]
["EE","Battery",24,"ELGI_P",0.25800000000000001,0.224,0,0]
["EE","Battery",24,"ELLA_1",1.103,0.95799999999999996,0,0]
["EE","Battery",24,"ELST_1",0.58899999999999997,0.51100000000000001,0,0]
["EE","Battery",24,"ENDE_1",1.7909999999999999,1.5549999999999999,0,0]
["EE","Battery",24,"ERSK",3.5999999999999997E-2,3.1E-2,0,0]
["EE","Battery",24,"EXET1",2.4380000000000002,2.1160000000000001,0,0]
["EE","Battery",24,"FASN_P",0,0,0,0]
["EE","Battery",24,"FAUG_P",1.7000000000000001E-2,1.4999999999999999E-2,0,0]
["EE","Battery",24,"FAWL_1",0.85599999999999998,0.74299999999999999,0,0]
["EE","Battery",24,"FECK_6",2.157,1.8720000000000001,0,0]
["EE","Battery",24,"FERRA2",0.308,0.26700000000000002,0,0]
["EE","Battery",24,"FERRB_M",1.6439999999999999,1.427,0,0]
["EE","Battery",24,"FETT_P",0,0,0,0]
["EE","Battery",24,"FIDD_P",0.14699999999999999,0.127,0,0]
["EE","Battery",24,"FIDF_1",1.048,0.91,0,0]
["EE","Battery",24,"FINN",0,0,0,0]
["EE","Battery",24,"FLEE_1",2.544,2.2080000000000002,0,0]
["EE","Battery",24,"FOUR_1",1.6E-2,1.4E-2,0,0]
["EE","Battery",24,"FRAS_P",0,0,0,0]
["EE","Battery",24,"FROD_1",1.113,0.96599999999999997,0,0]
["EE","Battery",24,"FWIL_P",4.4999999999999998E-2,3.9E-2,0,0]
["EE","Battery",24,"GALA",0.21,0.182,0,0]
["EE","Battery",24,"GIFF",5.5E-2,4.8000000000000001E-2,0,0]
["EE","Battery",24,"GLEF_P",0,0,0,0]
["EE","Battery",24,"GLLE",0,0,0,0]
["EE","Battery",24,"GLLU",0.122,0.106,0,0]
["EE","Battery",24,"GLNI",6.7000000000000004E-2,5.8000000000000003E-2,0,0]
["EE","Battery",24,"GLRO",0.09,7.8E-2,0,0]
["EE","Battery",24,"GORG",1.7999999999999999E-2,1.4999999999999999E-2,0,0]
["EE","Battery",24,"GOVA",6.9000000000000006E-2,5.8999999999999997E-2,0,0]
["EE","Battery",24,"GREE_H",0,0,0,0]
["EE","Battery",24,"GREN_1",3.1040000000000001,2.694,0,0]
["EE","Battery",24,"GRIW_1",0.80300000000000005,0.69699999999999995,0,0]
["EE","Battery",24,"GRUB_P",3.1E-2,2.7E-2,0,0]
["EE","Battery",24,"G_EXTRA_10",3.5000000000000003E-2,0.03,0,0]
["EE","Battery",24,"G_EXTRA_11",3.5000000000000003E-2,0.03,0,0]
["EE","Battery",24,"G_EXTRA_12",0,0,0,0]
["EE","Battery",24,"G_EXTRA_14",0,0,0,0]
["EE","Battery",24,"G_EXTRA_17",0,0,0,0]
["EE","Battery",24,"G_EXTRA_18",0,0,0,0]
["EE","Battery",24,"G_EXTRA_19",0,0,0,0]
["EE","Battery",24,"G_EXTRA_2",8.3000000000000004E-2,7.1999999999999995E-2,0,0]
["EE","Battery",24,"G_EXTRA_20",0,0,0,0]
["EE","Battery",24,"G_EXTRA_3",8.3000000000000004E-2,7.1999999999999995E-2,0,0]
["EE","Battery",24,"G_EXTRA_4",7.4999999999999997E-2,6.5000000000000002E-2,0,0]
["EE","Battery",24,"G_EXTRA_5",7.4999999999999997E-2,6.5000000000000002E-2,0,0]
["EE","Battery",24,"G_EXTRA_6",3.5999999999999997E-2,3.2000000000000001E-2,0,0]
["EE","Battery",24,"G_EXTRA_7",3.5999999999999997E-2,3.2000000000000001E-2,0,0]
["EE","Battery",24,"G_EXTRA_8",0.104,0.09,0,0]
["EE","Battery",24,"G_EXTRA_9",0.104,0.09,0,0]
["EE","Battery",24,"HACK_1",0.28899999999999998,0.251,0,0]
["EE","Battery",24,"HACK_6",0,0,0,0]
["EE","Battery",24,"HAGR",3.7999999999999999E-2,3.3000000000000002E-2,0,0]
["EE","Battery",24,"HAMHC1",0.94599999999999995,0.82099999999999995,0,0]
["EE","Battery",24,"HARK_1",1.2829999999999999,1.1140000000000001,0,0]
["EE","Battery",24,"HARM_6",0.315,0.27300000000000002,0,0]
["EE","Battery",24,"HAWI",9.1999999999999998E-2,0.08,0,0]
["EE","Battery",24,"HAWP_6",0.74099999999999999,0.64400000000000002,0,0]
["EE","Battery",24,"HELE",5.1999999999999998E-2,4.4999999999999998E-2,0,0]
["EE","Battery",24,"HEYS1",0,0,0,0]
["EE","Battery",24,"HEYS_1",0.373,0.32300000000000001,0,0]
["EE","Battery",24,"HUER",0,0,0,0]
["EE","Battery",24,"HURS_1",0.34100000000000003,0.29599999999999999,0,0]
["EE","Battery",24,"HUTT_1",0.72499999999999998,0.629,0,0]
["EE","Battery",24,"IMPK_1",0,0,0,0]
["EE","Battery",24,"INDQ1",3.6469999999999998,3.1659999999999999,0,0]
["EE","Battery",24,"INKE",0.121,0.105,0,0]
["EE","Battery",24,"INNE_P",0.16700000000000001,0.14499999999999999,0,0]
["EE","Battery",24,"IROA1",2.423,2.1030000000000002,0,0]
["EE","Battery",24,"IRONB1",0.65900000000000003,0.57199999999999995,0,0]
["EE","Battery",24,"ISLI_1",0,0,0,0]
["EE","Battery",24,"IVER_1",0.58899999999999997,0.51100000000000001,0,0]
["EE","Battery",24,"IVER_6",0.156,0.13500000000000001,0,0]
["EE","Battery",24,"JOHN",8.5000000000000006E-2,7.3999999999999996E-2,0,0]
["EE","Battery",24,"JORD_3",0.111,9.7000000000000003E-2,0,0]
["EE","Battery",24,"KAIM",0.35599999999999998,0.309,0,0]
["EE","Battery",24,"KEAD_1",2.0529999999999999,1.782,0,0]
["EE","Battery",24,"KEAR_1",1.5569999999999999,1.351,0,0]
["EE","Battery",24,"KEAR_3",0,0,0,0]
["EE","Battery",24,"KEIT_P",0.186,0.161,0,0]
["EE","Battery",24,"KEMS_1",0.38400000000000001,0.33300000000000002,0,0]
["EE","Battery",24,"KEOO",0,0,0,0]
["EE","Battery",24,"KIBY_1",0.51500000000000001,0.44700000000000001,0,0]
["EE","Battery",24,"KIBY_G",0.47899999999999998,0.41599999999999998,0,0]
["EE","Battery",24,"KIER",9.0999999999999998E-2,7.9000000000000001E-2,0,0]
["EE","Battery",24,"KIIN_P",1.4999999999999999E-2,1.2999999999999999E-2,0,0]
["EE","Battery",24,"KILS",0.10299999999999999,0.09,0,0]
["EE","Battery",24,"KILT",0.11,9.6000000000000002E-2,0,0]
["EE","Battery",24,"KILW",9.9000000000000005E-2,8.5999999999999993E-2,0,0]
["EE","Battery",24,"KINL_P",4.0000000000000001E-3,4.0000000000000001E-3,0,0]
["EE","Battery",24,"KINO_1",0.434,0.376,0,0]
["EE","Battery",24,"KINT_P",0.40699999999999997,0.35299999999999998,0,0]
["EE","Battery",24,"KIRKB1",0.437,0.38,0,0]
["EE","Battery",24,"KITW_1",0.57699999999999996,0.501,0,0]
["EE","Battery",24,"KNAR",0.435,0.378,0,0]
["EE","Battery",24,"LACK_6",0.54600000000000004,0.47399999999999998,0,0]
["EE","Battery",24,"LAIR_P",2.1999999999999999E-2,1.9E-2,0,0]
["EE","Battery",24,"LALE1SG003",0.19800000000000001,0.17199999999999999,0,0]
["EE","Battery",24,"LAND1",1.389,1.206,0,0]
["EE","Battery",24,"LEGA_1",1.5609999999999999,1.355,0,0]
["EE","Battery",24,"LEVE",0.12,0.105,0,0]
["EE","Battery",24,"LING",0.16800000000000001,0.14599999999999999,0,0]
["EE","Battery",24,"LINM",0.27600000000000002,0.24,0,0]
["EE","Battery",24,"LISD_1",0.879,0.76300000000000001,0,0]
["EE","Battery",24,"LITT_C",0.245,0.21299999999999999,0,0]
["EE","Battery",24,"LITT_J",8.0000000000000002E-3,7.0000000000000001E-3,0,0]
["EE","Battery",24,"LODR_6",7.5999999999999998E-2,6.6000000000000003E-2,0,0]
["EE","Battery",24,"LOUD_H",0.13800000000000001,0.12,0,0]
["EE","Battery",24,"LOVE_1",2.375,2.0619999999999998,0,0]
["EE","Battery",24,"LUNA_P",0.18,0.156,0,0]
["EE","Battery",24,"LYND_P",0.05,4.3999999999999997E-2,0,0]
["EE","Battery",24,"MACC_3",0.22800000000000001,0.19800000000000001,0,0]
["EE","Battery",24,"MACD_P",0.182,0.158,0,0]
["EE","Battery",24,"MAGA_6",5.0999999999999997E-2,4.4999999999999998E-2,0,0]
["EE","Battery",24,"MANN_1",3.073,2.6669999999999998,0,0]
["EE","Battery",24,"MAYB",6.6000000000000003E-2,5.7000000000000002E-2,0,0]
["EE","Battery",24,"MELK_1",2.2869999999999999,1.9850000000000001,0,0]
["EE","Battery",24,"MILC_P",0.14699999999999999,0.128,0,0]
["EE","Battery",24,"MILH_1",0.17499999999999999,0.152,0,0]
["EE","Battery",24,"MITY_1",0.98099999999999998,0.85199999999999998,0,0]
["EE","Battery",24,"MYBS_P",0,0,0,0]
["EE","Battery",24,"NAIR_P",0.14000000000000001,0.121,0,0]
["EE","Battery",24,"NEAR",5.2999999999999999E-2,4.5999999999999999E-2,0,0]
["EE","Battery",24,"NECE_1",0.998,0.86599999999999999,0,0]
["EE","Battery",24,"NEEP_3",0.20399999999999999,0.17699999999999999,0,0]
["EE","Battery",24,"NETS",0,0,0,0]
["EE","Battery",24,"NEWX_6",0.26900000000000002,0.23400000000000001,0,0]
["EE","Battery",24,"NFLE",1.444,1.2529999999999999,0,0]
["EE","Battery",24,"NHYD_6",0.28699999999999998,0.249,0,0]
["EE","Battery",24,"NINF_1",2.1850000000000001,1.8959999999999999,0,0]
["EE","Battery",24,"NORL_3",7.2999999999999995E-2,6.4000000000000001E-2,0,0]
["EE","Battery",24,"NORM_1",3.8479999999999999,3.34,0,0]
["EE","Battery",24,"NORT_1",2.33,2.0230000000000001,0,0]
["EE","Battery",24,"NURS_1",1.1060000000000001,0.96,0,0]
["EE","Battery",24,"OCKH_1",0.24299999999999999,0.21099999999999999,0,0]
["EE","Battery",24,"OFFE_3",0.14000000000000001,0.122,0,0]
["EE","Battery",24,"OLDB_1",0.34200000000000003,0.29699999999999999,0,0]
["EE","Battery",24,"ORMO",0,0,0,0]
["EE","Battery",24,"ORRI_P",0,0,0,0]
["EE","Battery",24,"OSBA_1",1.484,1.288,0,0]
["EE","Battery",24,"PADIB1",0.75800000000000001,0.65800000000000003,0,0]
["EE","Battery",24,"PAIS",1.4E-2,1.2E-2,0,0]
["EE","Battery",24,"PART",8.9999999999999993E-3,8.0000000000000002E-3,0,0]
["EE","Battery",24,"PEHG_P",0,0,0,0]
["EE","Battery",24,"PEHS_P",0.32800000000000001,0.28399999999999997,0,0]
["EE","Battery",24,"PELH_1",1.179,1.024,0,0]
["EE","Battery",24,"PEMB_1",0.8,0.69499999999999995,0,0]
["EE","Battery",24,"PENE_1",1.0149999999999999,0.88100000000000001,0,0]
["EE","Battery",24,"PENN_1",0.16700000000000001,0.14499999999999999,0,0]
["EE","Battery",24,"PENT_1",0.61799999999999999,0.53700000000000003,0,0]
["EE","Battery",24,"PENW_1",0.89700000000000002,0.77900000000000003,0,0]
["EE","Battery",24,"PERI_H",0,0,0,0]
["EE","Battery",24,"PERS_P",8.5999999999999993E-2,7.4999999999999997E-2,0,0]
["EE","Battery",24,"PITS_3",0.14199999999999999,0.123,0,0]
["EE","Battery",24,"POOB",0.121,0.105,0,0]
["EE","Battery",24,"POPP_3",0.26300000000000001,0.22800000000000001,0,0]
["EE","Battery",24,"PORA_P",6.6000000000000003E-2,5.7000000000000002E-2,0,0]
["EE","Battery",24,"PORD",5.8000000000000003E-2,0.05,0,0]
["EE","Battery",24,"PYLE_1",0.39100000000000001,0.33900000000000002,0,0]
["EE","Battery",24,"QUOI_P",0,0,0,0]
["EE","Battery",24,"RAIN_1",0.68899999999999995,0.59799999999999998,0,0]
["EE","Battery",24,"RANN_P",6.0000000000000001E-3,5.0000000000000001E-3,0,0]
["EE","Battery",24,"RASS_1",1.1950000000000001,1.0369999999999999,0,0]
["EE","Battery",24,"RATS_1",1.625,1.41,0,0]
["EE","Battery",24,"RAVE",0,0,0,0]
["EE","Battery",24,"RAYL_1",1.8080000000000001,1.57,0,0]
["EE","Battery",24,"REBR_3",0.16200000000000001,0.14099999999999999,0,0]
["EE","Battery",24,"REDH",4.8000000000000001E-2,4.2000000000000003E-2,0,0]
["EE","Battery",24,"REDM_P",7.0000000000000007E-2,0.06,0,0]
["EE","Battery",24,"RICH_J",0.73399999999999999,0.63700000000000001,0,0]
["EE","Battery",24,"ROCH_1",0.76200000000000001,0.66100000000000003,0,0]
["EE","Battery",24,"ROTI3",0,0,0,0]
["EE","Battery",24,"RRIG",0,0,0,0]
["EE","Battery",24,"RUGEB1",0.48,0.41699999999999998,0,0]
["EE","Battery",24,"RYEH_1",0.77800000000000002,0.67500000000000004,0,0]
["EE","Battery",24,"SAFO_1",0,0,0,0]
["EE","Battery",24,"SALH_1",0,0,0,0]
["EE","Battery",24,"SALL1",0,0,0,0]
["EE","Battery",24,"SALT_1",0.32800000000000001,0.28399999999999997,0,0]
["EE","Battery",24,"SANX",0,0,0,0]
["EE","Battery",24,"SASA",0,0,0,0]
["EE","Battery",24,"SBAR",1.0609999999999999,0.92100000000000004,0,0]
["EE","Battery",24,"SEAB1",1.468,1.274,0,0]
["EE","Battery",24,"SELL_1",1.1579999999999999,1.006,0,0]
["EE","Battery",24,"SFEG_P",0,0,0,0]
["EE","Battery",24,"SFIL_P",0.01,8.9999999999999993E-3,0,0]
["EE","Battery",24,"SHEC_3",2.1999999999999999E-2,1.9E-2,0,0]
["EE","Battery",24,"SHIN_P",0.01,8.9999999999999993E-3,0,0]
["EE","Battery",24,"SHRU",1.7000000000000001E-2,1.4999999999999999E-2,0,0]
["EE","Battery",24,"SHRW_1",1.4119999999999999,1.226,0,0]
["EE","Battery",24,"SIGH",0.127,0.111,0,0]
["EE","Battery",24,"SJOW_1",0.10100000000000001,8.7999999999999995E-2,0,0]
["EE","Battery",24,"SKLGB1",1.6619999999999999,1.4419999999999999,0,0]
["EE","Battery",24,"SLOY_P",0,0,0,0]
["EE","Battery",24,"SMAN_1",0.68600000000000005,0.59499999999999997,0,0]
["EE","Battery",24,"SPAV",3.7999999999999999E-2,3.3000000000000002E-2,0,0]
["EE","Battery",24,"SPEN_1",0.77300000000000002,0.67100000000000004,0,0]
["EE","Battery",24,"SSHI_3",0.33900000000000002,0.29399999999999998,0,0]
["EE","Battery",24,"STAH_1",0.496,0.43,0,0]
["EE","Battery",24,"STAL_1",0.96,0.83299999999999996,0,0]
["EE","Battery",24,"STAY_1",1.2629999999999999,1.0960000000000001,0,0]
["EE","Battery",24,"STEN_1",0.434,0.377,0,0]
["EE","Battery",24,"STES_1",1.038,0.90100000000000002,0,0]
["EE","Battery",24,"STHA",7.5999999999999998E-2,6.6000000000000003E-2,0,0]
["EE","Battery",24,"STIR",0.46500000000000002,0.40300000000000002,0,0]
["EE","Battery",24,"STLE",0.193,0.16800000000000001,0,0]
["EE","Battery",24,"STRI_P",0,0,0,0]
["EE","Battery",24,"SUND_1",1.411,1.2250000000000001,0,0]
["EE","Battery",24,"SWAN_1",2.7810000000000001,2.4140000000000001,0,0]
["EE","Battery",24,"TARL_P",6.3E-2,5.5E-2,0,0]
["EE","Battery",24,"TAUN1",0.875,0.76,0,0]
["EE","Battery",24,"TAYN_P",9.8000000000000004E-2,8.5000000000000006E-2,0,0]
["EE","Battery",24,"TELR",4.4999999999999998E-2,3.9E-2,0,0]
["EE","Battery",24,"TEMP_3",0,0,0,0]
["EE","Battery",24,"THOM_6",2.0670000000000002,1.794,0,0]
["EE","Battery",24,"THSO_P",0.154,0.13300000000000001,0,0]
["EE","Battery",24,"THUR_6",0.70299999999999996,0.61,0,0]
["EE","Battery",24,"TILBB_1",0.36799999999999999,0.31900000000000001,0,0]
["EE","Battery",24,"TONG",0.13100000000000001,0.114,0,0]
["EE","Battery",24,"TONG1",0,0,0,0]
["EE","Battery",24,"TOTT_1",0.35699999999999998,0.31,0,0]
["EE","Battery",24,"TRAW_1",0.52500000000000002,0.45600000000000002,0,0]
["EE","Battery",24,"TUMB_P",6.0999999999999999E-2,5.2999999999999999E-2,0,0]
["EE","Battery",24,"TYNE_1",0,0,0,0]
["EE","Battery",24,"TYNE_2",0.69299999999999995,0.60099999999999998,0,0]
["EE","Battery",24,"UPPB_1",0.89300000000000002,0.77500000000000002,0,0]
["EE","Battery",24,"UPPB_3",0,0,0,0]
["EE","Battery",24,"USKM_1",1.1020000000000001,0.95599999999999996,0,0]
["EE","Battery",24,"Unknown",0,0,0,0]
["EE","Battery",24,"WABO",0,0,0,0]
["EE","Battery",24,"WALH_1",1.216,1.0549999999999999,0,0]
["EE","Battery",24,"WALP_1",3.2770000000000001,2.8439999999999999,0,0]
["EE","Battery",24,"WALP_B",2.0190000000000001,1.7529999999999999,0,0]
["EE","Battery",24,"WARL_1",0.42199999999999999,0.36599999999999999,0,0]
["EE","Battery",24,"WASF_1",9.9000000000000005E-2,8.5999999999999993E-2,0,0]
["EE","Battery",24,"WATFS_1",0.60799999999999998,0.52700000000000002,0,0]
["EE","Battery",24,"WBOL_6",0.68100000000000005,0.59099999999999997,0,0]
["EE","Battery",24,"WBUR_1",1.706,1.4810000000000001,0,0]
["EE","Battery",24,"WESA_H",0,0,0,0]
["EE","Battery",24,"WFIE",7.4999999999999997E-2,6.5000000000000002E-2,0,0]
["EE","Battery",24,"WGEO",0,0,0,0]
["EE","Battery",24,"WHAM_1",0.33100000000000002,0.28699999999999998,0,0]
["EE","Battery",24,"WHGA_1",0.97499999999999998,0.84599999999999997,0,0]
["EE","Battery",24,"WHHO",5.5E-2,4.7E-2,0,0]
["EE","Battery",24,"WIBA_3",0,0,0,0]
["EE","Battery",24,"WIEN_1",0.63900000000000001,0.55500000000000005,0,0]
["EE","Battery",24,"WILL_1",2.0960000000000001,1.819,0,0]
["EE","Battery",24,"WIMBN1",0,0,0,0]
["EE","Battery",24,"WIMBS1",0.50700000000000001,0.44,0,0]
["EE","Battery",24,"WIOW_P",1.2999999999999999E-2,1.2E-2,0,0]
["EE","Battery",24,"WISD_1",3.9E-2,3.4000000000000002E-2,0,0]
["EE","Battery",24,"WISD_6",0.10199999999999999,8.7999999999999995E-2,0,0]
["EE","Battery",24,"WISH",0.16900000000000001,0.14699999999999999,0,0]
["EE","Battery",24,"WMEL_1",1.121,0.97299999999999998,0,0]
["EE","Battery",24,"WOHI_P",0.14699999999999999,0.128,0,0]
["EE","Battery",24,"WTHU31",0.11,9.5000000000000001E-2,0,0]
["EE","Battery",24,"WWEY_1",1.0049999999999999,0.872,0,0]
["EE","Battery",24,"WYLF_1",0.17299999999999999,0.15,0,0]
["EE","Battery",24,"WYMOM_1",0.77,0.66800000000000004,0,0]
["EE","Battery",25,"ABHA1",5.1269999999999998,4.45,0,0]
["EE","Battery",25,"ABNE_P",0.45400000000000001,0.39400000000000002,0,0]
["EE","Battery",25,"ABTH_1",1.0269999999999999,0.89100000000000001,0,0]
["EE","Battery",25,"ACTL_2",0.27,0.23499999999999999,0,0]
["EE","Battery",25,"ACTL_C",0,0,0,0]
["EE","Battery",25,"ALNE_P",0.16800000000000001,0.14599999999999999,0,0]
["EE","Battery",25,"ALST_3",0,0,0,0]
["EE","Battery",25,"ALVE1",4.42,3.8359999999999999,0,0]
["EE","Battery",25,"AMEM_1",0.49399999999999999,0.42899999999999999,0,0]
["EE","Battery",25,"ARBR_P",0.44700000000000001,0.38800000000000001,0,0]
["EE","Battery",25,"ARDK_P",0,0,0,0]
["EE","Battery",25,"ARMO_P",0.114,9.9000000000000005E-2,0,0]
["EE","Battery",25,"AXMI1",2.5419999999999998,2.2069999999999999,0,0]
["EE","Battery",25,"AXMI_H",0,0,0,0]
["EE","Battery",25,"AYRR",0.109,9.5000000000000001E-2,0,0]
["EE","Battery",25,"BAGA",0.3,0.26,0,0]
["EE","Battery",25,"BAIN",8.7999999999999995E-2,7.5999999999999998E-2,0,0]
["EE","Battery",25,"BARKR_C",0.98499999999999999,0.85499999999999998,0,0]
["EE","Battery",25,"BARKW3",0,0,0,0]
["EE","Battery",25,"BEAU_P",0.27200000000000002,0.23599999999999999,0,0]
["EE","Battery",25,"BEDDT1",0.28399999999999997,0.246,0,0]
["EE","Battery",25,"BEDD_1",1.208,1.0489999999999999,0,0]
["EE","Battery",25,"BERB_P",0,0,0,0]
["EE","Battery",25,"BERW",0.378,0.32800000000000001,0,0]
["EE","Battery",25,"BESW_1",1.651,1.4330000000000001,0,0]
["EE","Battery",25,"BICF_1",1.569,1.3620000000000001,0,0]
["EE","Battery",25,"BIRK_1",0.81899999999999995,0.71,0,0]
["EE","Battery",25,"BISW_1",7.29,6.327,0,0]
["EE","Battery",25,"BLYTB1",1.8120000000000001,1.5720000000000001,0,0]
["EE","Battery",25,"BLYTH132",0.51800000000000002,0.45,0,0]
["EE","Battery",25,"BOAG_P",0.185,0.161,0,0]
["EE","Battery",25,"BOLN_1",4.8079999999999998,4.1740000000000004,0,0]
["EE","Battery",25,"BONN",0.27400000000000002,0.23799999999999999,0,0]
["EE","Battery",25,"BOTW_1",1.161,1.008,0,0]
["EE","Battery",25,"BRAC_P",0.46700000000000003,0.40500000000000003,0,0]
["EE","Battery",25,"BRAI_1",1.7569999999999999,1.5249999999999999,0,0]
["EE","Battery",25,"BRAP",0.13700000000000001,0.11899999999999999,0,0]
["EE","Battery",25,"BRAW_1",2.121,1.841,0,0]
["EE","Battery",25,"BRED_1",1.3979999999999999,1.214,0,0]
["EE","Battery",25,"BRFO_1",9.1639999999999997,7.9539999999999997,0,0]
["EE","Battery",25,"BRID_P",0.35199999999999998,0.30499999999999999,0,0]
["EE","Battery",25,"BRIM_1",0.86399999999999999,0.75,0,0]
["EE","Battery",25,"BRLE_1",2.1419999999999999,1.86,0,0]
["EE","Battery",25,"BROA_P",8.1000000000000003E-2,7.0999999999999994E-2,0,0]
["EE","Battery",25,"BROR_P",6.3E-2,5.5E-2,0,0]
["EE","Battery",25,"BROX",0.16700000000000001,0.14499999999999999,0,0]
["EE","Battery",25,"BRWA1",3.9340000000000002,3.415,0,0]
["EE","Battery",25,"BUMU_P",0.24099999999999999,0.20899999999999999,0,0]
["EE","Battery",25,"BURM_1",3.1970000000000001,2.7749999999999999,0,0]
["EE","Battery",25,"BUSH_1",1.4,1.2150000000000001,0,0]
["EE","Battery",25,"BUST_1",1.0209999999999999,0.88600000000000001,0,0]
["EE","Battery",25,"CAAD_P",0.1,8.6999999999999994E-2,0,0]
["EE","Battery",25,"CAFA",0,0,0,0]
["EE","Battery",25,"CAIF_P",0,0,0,0]
["EE","Battery",25,"CAMB_01",0,0,0,0]
["EE","Battery",25,"CANTN1",1.5309999999999999,1.329,0,0]
["EE","Battery",25,"CAPEA1",0.95899999999999996,0.83199999999999996,0,0]
["EE","Battery",25,"CARE_1",1.0009999999999999,0.86899999999999999,0,0]
["EE","Battery",25,"CARR_1",0.69199999999999995,0.6,0,0]
["EE","Battery",25,"CASS_P",0,0,0,0]
["EE","Battery",25,"CATY",1.7000000000000001E-2,1.4999999999999999E-2,0,0]
["EE","Battery",25,"CBNK_H",0,0,0,0]
["EE","Battery",25,"CEAN_P",0,0,0,0]
["EE","Battery",25,"CELL_1",4.2279999999999998,3.67,0,0]
["EE","Battery",25,"CHAP",0.34799999999999998,0.30199999999999999,0,0]
["EE","Battery",25,"CHAR_P",0,0,0,0]
["EE","Battery",25,"CHAS",7.5999999999999998E-2,6.6000000000000003E-2,0,0]
["EE","Battery",25,"CHIC_1",1.0449999999999999,0.90700000000000003,0,0]
["EE","Battery",25,"CHSI_1",0.78600000000000003,0.68200000000000005,0,0]
["EE","Battery",25,"CHTE_1",4.6260000000000003,4.016,0,0]
["EE","Battery",25,"CITR_1",6.7000000000000004E-2,5.8000000000000003E-2,0,0]
["EE","Battery",25,"CLAC_P",1.6E-2,1.4E-2,0,0]
["EE","Battery",25,"CLAY_P",8.4000000000000005E-2,7.2999999999999995E-2,0,0]
["EE","Battery",25,"CLT03",0,0,0,0]
["EE","Battery",25,"CLYM",0,0,0,0]
["EE","Battery",25,"COAT",0.29499999999999998,0.25600000000000001,0,0]
["EE","Battery",25,"COCK",0.35299999999999998,0.30599999999999999,0,0]
["EE","Battery",25,"CONQA1",2.0009999999999999,1.7370000000000001,0,0]
["EE","Battery",25,"COUA_P",0.32600000000000001,0.28299999999999997,0,0]
["EE","Battery",25,"COVE_1",2.883,2.5030000000000001,0,0]
["EE","Battery",25,"COWL_1",3.6110000000000002,3.1349999999999998,0,0]
["EE","Battery",25,"COYL",0.30099999999999999,0.26200000000000001,0,0]
["EE","Battery",25,"CRAI_P",2.1999999999999999E-2,1.9E-2,0,0]
["EE","Battery",25,"CREB_1",4.1689999999999996,3.6179999999999999,0,0]
["EE","Battery",25,"CUMB",0.219,0.19,0,0]
["EE","Battery",25,"CUPA",0.56399999999999995,0.49,0,0]
["EE","Battery",25,"CURR",6.0000000000000001E-3,5.0000000000000001E-3,0,0]
["EE","Battery",25,"DALL_P",0,0,0,0]
["EE","Battery",25,"DALM3",0.17799999999999999,0.154,0,0]
["EE","Battery",25,"DEVM",0.1,8.6999999999999994E-2,0,0]
["EE","Battery",25,"DEVO",0.29699999999999999,0.25800000000000001,0,0]
["EE","Battery",25,"DEWP",2.9000000000000001E-2,2.5000000000000001E-2,0,0]
["EE","Battery",25,"DOUN_P",9.9000000000000005E-2,8.5999999999999993E-2,0,0]
["EE","Battery",25,"DRAK_1",1.649,1.431,0,0]
["EE","Battery",25,"DRAX_1",0.40799999999999997,0.35399999999999998,0,0]
["EE","Battery",25,"DRCR",0,0,0,0]
["EE","Battery",25,"DRUM",0.108,9.4E-2,0,0]
["EE","Battery",25,"DUBE_P",0,0,0,0]
["EE","Battery",25,"DUDH_P",0.22600000000000001,0.19600000000000001,0,0]
["EE","Battery",25,"DUGR_P",1.0999999999999999E-2,0.01,0,0]
["EE","Battery",25,"DUNB_A",0,0,0,0]
["EE","Battery",25,"DUNB_B",0.25700000000000001,0.223,0,0]
["EE","Battery",25,"DUNF",0.14899999999999999,0.129,0,0]
["EE","Battery",25,"DUNO_P",0.128,0.112,0,0]
["EE","Battery",25,"DYCE_P",0.35699999999999998,0.31,0,0]
["EE","Battery",25,"EALI_6",0.35499999999999998,0.308,0,0]
["EE","Battery",25,"EASO_1",2.738,2.3759999999999999,0,0]
["EE","Battery",25,"EAST",0,0,0,0]
["EE","Battery",25,"ECCL",0.57299999999999995,0.497,0,0]
["EE","Battery",25,"ECLA_1",2.4390000000000001,2.117,0,0]
["EE","Battery",25,"ECLA_H",0,0,0,0]
["EE","Battery",25,"EERH",0.32100000000000001,0.27900000000000003,0,0]
["EE","Battery",25,"EKIL",0.39100000000000001,0.33900000000000002,0,0]
["EE","Battery",25,"EKIS",0,0,0,0]
["EE","Battery",25,"ELDE",0.18099999999999999,0.157,0,0]
["EE","Battery",25,"ELGI_P",0.49,0.42499999999999999,0,0]
["EE","Battery",25,"ELLA_1",2.0979999999999999,1.821,0,0]
["EE","Battery",25,"ELST_1",1.119,0.97099999999999997,0,0]
["EE","Battery",25,"ENDE_1",3.4060000000000001,2.9569999999999999,0,0]
["EE","Battery",25,"ERSK",6.9000000000000006E-2,0.06,0,0]
["EE","Battery",25,"EXET1",4.6360000000000001,4.024,0,0]
["EE","Battery",25,"FASN_P",0,0,0,0]
["EE","Battery",25,"FAUG_P",3.2000000000000001E-2,2.8000000000000001E-2,0,0]
["EE","Battery",25,"FAWL_1",1.627,1.4119999999999999,0,0]
["EE","Battery",25,"FECK_6",4.101,3.56,0,0]
["EE","Battery",25,"FERRA2",0.58499999999999996,0.50800000000000001,0,0]
["EE","Battery",25,"FERRB_M",3.1259999999999999,2.714,0,0]
["EE","Battery",25,"FETT_P",0,0,0,0]
["EE","Battery",25,"FIDD_P",0.27900000000000003,0.24199999999999999,0,0]
["EE","Battery",25,"FIDF_1",1.9930000000000001,1.73,0,0]
["EE","Battery",25,"FINN",0,0,0,0]
["EE","Battery",25,"FLEE_1",4.8369999999999997,4.1980000000000004,0,0]
["EE","Battery",25,"FOUR_1",3.1E-2,2.7E-2,0,0]
["EE","Battery",25,"FRAS_P",0,0,0,0]
["EE","Battery",25,"FROD_1",2.1160000000000001,1.837,0,0]
["EE","Battery",25,"FWIL_P",8.5999999999999993E-2,7.3999999999999996E-2,0,0]
["EE","Battery",25,"GALA",0.39900000000000002,0.34699999999999998,0,0]
["EE","Battery",25,"GIFF",0.105,9.0999999999999998E-2,0,0]
["EE","Battery",25,"GLEF_P",0,0,0,0]
["EE","Battery",25,"GLLE",0,0,0,0]
["EE","Battery",25,"GLLU",0.23100000000000001,0.20100000000000001,0,0]
["EE","Battery",25,"GLNI",0.127,0.111,0,0]
["EE","Battery",25,"GLRO",0.17100000000000001,0.14899999999999999,0,0]
["EE","Battery",25,"GORG",3.4000000000000002E-2,2.9000000000000001E-2,0,0]
["EE","Battery",25,"GOVA",0.13,0.113,0,0]
["EE","Battery",25,"GREE_H",0,0,0,0]
["EE","Battery",25,"GREN_1",5.9020000000000001,5.1230000000000002,0,0]
["EE","Battery",25,"GRIW_1",1.5269999999999999,1.325,0,0]
["EE","Battery",25,"GRUB_P",5.8999999999999997E-2,5.0999999999999997E-2,0,0]
["EE","Battery",25,"G_EXTRA_10",6.6000000000000003E-2,5.8000000000000003E-2,0,0]
["EE","Battery",25,"G_EXTRA_11",6.6000000000000003E-2,5.8000000000000003E-2,0,0]
["EE","Battery",25,"G_EXTRA_12",0,0,0,0]
["EE","Battery",25,"G_EXTRA_14",0,0,0,0]
["EE","Battery",25,"G_EXTRA_17",0,0,0,0]
["EE","Battery",25,"G_EXTRA_18",0,0,0,0]
["EE","Battery",25,"G_EXTRA_19",0,0,0,0]
["EE","Battery",25,"G_EXTRA_2",0.158,0.13700000000000001,0,0]
["EE","Battery",25,"G_EXTRA_20",0,0,0,0]
["EE","Battery",25,"G_EXTRA_3",0.158,0.13700000000000001,0,0]
["EE","Battery",25,"G_EXTRA_4",0.14299999999999999,0.124,0,0]
["EE","Battery",25,"G_EXTRA_5",0.14299999999999999,0.124,0,0]
["EE","Battery",25,"G_EXTRA_6",6.9000000000000006E-2,0.06,0,0]
["EE","Battery",25,"G_EXTRA_7",6.9000000000000006E-2,0.06,0,0]
["EE","Battery",25,"G_EXTRA_8",0.19700000000000001,0.17100000000000001,0,0]
["EE","Battery",25,"G_EXTRA_9",0.19700000000000001,0.17100000000000001,0,0]
["EE","Battery",25,"HACK_1",0.54900000000000004,0.47699999999999998,0,0]
["EE","Battery",25,"HACK_6",0,0,0,0]
["EE","Battery",25,"HAGR",7.0999999999999994E-2,6.2E-2,0,0]
["EE","Battery",25,"HAMHC1",1.7989999999999999,1.5609999999999999,0,0]
["EE","Battery",25,"HARK_1",2.44,2.1179999999999999,0,0]
["EE","Battery",25,"HARM_6",0.59899999999999998,0.52,0,0]
["EE","Battery",25,"HAWI",0.17399999999999999,0.151,0,0]
["EE","Battery",25,"HAWP_6",1.41,1.224,0,0]
["EE","Battery",25,"HELE",9.8000000000000004E-2,8.5000000000000006E-2,0,0]
["EE","Battery",25,"HEYS1",0,0,0,0]
["EE","Battery",25,"HEYS_1",0.70899999999999996,0.61499999999999999,0,0]
["EE","Battery",25,"HUER",0,0,0,0]
["EE","Battery",25,"HURS_1",0.64900000000000002,0.56299999999999994,0,0]
["EE","Battery",25,"HUTT_1",1.3779999999999999,1.196,0,0]
["EE","Battery",25,"IMPK_1",0,0,0,0]
["EE","Battery",25,"INDQ1",6.9349999999999996,6.02,0,0]
["EE","Battery",25,"INKE",0.23,0.19900000000000001,0,0]
["EE","Battery",25,"INNE_P",0.318,0.27600000000000002,0,0]
["EE","Battery",25,"IROA1",4.6070000000000002,3.9980000000000002,0,0]
["EE","Battery",25,"IRONB1",1.2529999999999999,1.0880000000000001,0,0]
["EE","Battery",25,"ISLI_1",0,0,0,0]
["EE","Battery",25,"IVER_1",1.1200000000000001,0.97199999999999998,0,0]
["EE","Battery",25,"IVER_6",0.29599999999999999,0.25700000000000001,0,0]
["EE","Battery",25,"JOHN",0.161,0.14000000000000001,0,0]
["EE","Battery",25,"JORD_3",0.21199999999999999,0.184,0,0]
["EE","Battery",25,"KAIM",0.67700000000000005,0.58799999999999997,0,0]
["EE","Battery",25,"KEAD_1",3.903,3.3879999999999999,0,0]
["EE","Battery",25,"KEAR_1",2.96,2.569,0,0]
["EE","Battery",25,"KEAR_3",0,0,0,0]
["EE","Battery",25,"KEIT_P",0.35399999999999998,0.307,0,0]
["EE","Battery",25,"KEMS_1",0.73099999999999998,0.63400000000000001,0,0]
["EE","Battery",25,"KEOO",0,0,0,0]
["EE","Battery",25,"KIBY_1",0.98,0.85099999999999998,0,0]
["EE","Battery",25,"KIBY_G",0.91100000000000003,0.79100000000000004,0,0]
["EE","Battery",25,"KIER",0.17299999999999999,0.15,0,0]
["EE","Battery",25,"KIIN_P",2.9000000000000001E-2,2.5000000000000001E-2,0,0]
["EE","Battery",25,"KILS",0.19600000000000001,0.17100000000000001,0,0]
["EE","Battery",25,"KILT",0.21,0.182,0,0]
["EE","Battery",25,"KILW",0.187,0.16300000000000001,0,0]
["EE","Battery",25,"KINL_P",8.0000000000000002E-3,7.0000000000000001E-3,0,0]
["EE","Battery",25,"KINO_1",0.82399999999999995,0.71599999999999997,0,0]
["EE","Battery",25,"KINT_P",0.77400000000000002,0.67200000000000004,0,0]
["EE","Battery",25,"KIRKB1",0.83199999999999996,0.72199999999999998,0,0]
["EE","Battery",25,"KITW_1",1.097,0.95199999999999996,0,0]
["EE","Battery",25,"KNAR",0.82699999999999996,0.71799999999999997,0,0]
["EE","Battery",25,"LACK_6",1.038,0.90100000000000002,0,0]
["EE","Battery",25,"LAIR_P",4.1000000000000002E-2,3.5999999999999997E-2,0,0]
["EE","Battery",25,"LALE1SG003",0.377,0.32700000000000001,0,0]
["EE","Battery",25,"LAND1",2.641,2.2930000000000001,0,0]
["EE","Battery",25,"LEGA_1",2.9670000000000001,2.5760000000000001,0,0]
["EE","Battery",25,"LEVE",0.22900000000000001,0.19900000000000001,0,0]
["EE","Battery",25,"LING",0.32,0.27700000000000002,0,0]
["EE","Battery",25,"LINM",0.52500000000000002,0.45500000000000002,0,0]
["EE","Battery",25,"LISD_1",1.671,1.45,0,0]
["EE","Battery",25,"LITT_C",0.46600000000000003,0.40400000000000003,0,0]
["EE","Battery",25,"LITT_J",1.4E-2,1.2E-2,0,0]
["EE","Battery",25,"LODR_6",0.14499999999999999,0.126,0,0]
["EE","Battery",25,"LOUD_H",0.26300000000000001,0.22800000000000001,0,0]
["EE","Battery",25,"LOVE_1",4.516,3.92,0,0]
["EE","Battery",25,"LUNA_P",0.34300000000000003,0.29799999999999999,0,0]
["EE","Battery",25,"LYND_P",9.6000000000000002E-2,8.3000000000000004E-2,0,0]
["EE","Battery",25,"MACC_3",0.433,0.376,0,0]
["EE","Battery",25,"MACD_P",0.34699999999999998,0.30099999999999999,0,0]
["EE","Battery",25,"MAGA_6",9.8000000000000004E-2,8.5000000000000006E-2,0,0]
["EE","Battery",25,"MANN_1",5.843,5.0709999999999997,0,0]
["EE","Battery",25,"MAYB",0.125,0.108,0,0]
["EE","Battery",25,"MELK_1",4.3479999999999999,3.774,0,0]
["EE","Battery",25,"MILC_P",0.28000000000000003,0.24299999999999999,0,0]
["EE","Battery",25,"MILH_1",0.33200000000000002,0.28799999999999998,0,0]
["EE","Battery",25,"MITY_1",1.865,1.619,0,0]
["EE","Battery",25,"MYBS_P",0,0,0,0]
["EE","Battery",25,"NAIR_P",0.26600000000000001,0.23100000000000001,0,0]
["EE","Battery",25,"NEAR",0.1,8.6999999999999994E-2,0,0]
["EE","Battery",25,"NECE_1",1.897,1.647,0,0]
["EE","Battery",25,"NEEP_3",0.38900000000000001,0.33700000000000002,0,0]
["EE","Battery",25,"NETS",0,0,0,0]
["EE","Battery",25,"NEWX_6",0.51200000000000001,0.44400000000000001,0,0]
["EE","Battery",25,"NFLE",2.7450000000000001,2.383,0,0]
["EE","Battery",25,"NHYD_6",0.54600000000000004,0.47399999999999998,0,0]
["EE","Battery",25,"NINF_1",4.1539999999999999,3.6059999999999999,0,0]
["EE","Battery",25,"NORL_3",0.13900000000000001,0.121,0,0]
["EE","Battery",25,"NORM_1",7.3170000000000002,6.351,0,0]
["EE","Battery",25,"NORT_1",4.431,3.8460000000000001,0,0]
["EE","Battery",25,"NURS_1",2.1019999999999999,1.825,0,0]
["EE","Battery",25,"OCKH_1",0.46300000000000002,0.40200000000000002,0,0]
["EE","Battery",25,"OFFE_3",0.26700000000000002,0.23200000000000001,0,0]
["EE","Battery",25,"OLDB_1",0.65,0.56399999999999995,0,0]
["EE","Battery",25,"ORMO",0,0,0,0]
["EE","Battery",25,"ORRI_P",0,0,0,0]
["EE","Battery",25,"OSBA_1",2.8220000000000001,2.4489999999999998,0,0]
["EE","Battery",25,"PADIB1",1.4410000000000001,1.2509999999999999,0,0]
["EE","Battery",25,"PAIS",2.5999999999999999E-2,2.3E-2,0,0]
["EE","Battery",25,"PART",1.7000000000000001E-2,1.4999999999999999E-2,0,0]
["EE","Battery",25,"PEHG_P",0,0,0,0]
["EE","Battery",25,"PEHS_P",0.623,0.54100000000000004,0,0]
["EE","Battery",25,"PELH_1",2.2429999999999999,1.9470000000000001,0,0]
["EE","Battery",25,"PEMB_1",1.522,1.321,0,0]
["EE","Battery",25,"PENE_1",1.93,1.675,0,0]
["EE","Battery",25,"PENN_1",0.318,0.27600000000000002,0,0]
["EE","Battery",25,"PENT_1",1.175,1.02,0,0]
["EE","Battery",25,"PENW_1",1.706,1.4810000000000001,0,0]
["EE","Battery",25,"PERI_H",0,0,0,0]
["EE","Battery",25,"PERS_P",0.16300000000000001,0.14199999999999999,0,0]
["EE","Battery",25,"PITS_3",0.27,0.23400000000000001,0,0]
["EE","Battery",25,"POOB",0.23,0.19900000000000001,0,0]
["EE","Battery",25,"POPP_3",0.5,0.434,0,0]
["EE","Battery",25,"PORA_P",0.125,0.108,0,0]
["EE","Battery",25,"PORD",0.11,9.6000000000000002E-2,0,0]
["EE","Battery",25,"PYLE_1",0.74299999999999999,0.64500000000000002,0,0]
["EE","Battery",25,"QUOI_P",0,0,0,0]
["EE","Battery",25,"RAIN_1",1.3109999999999999,1.1379999999999999,0,0]
["EE","Battery",25,"RANN_P",1.0999999999999999E-2,8.9999999999999993E-3,0,0]
["EE","Battery",25,"RASS_1",2.2719999999999998,1.972,0,0]
["EE","Battery",25,"RATS_1",3.09,2.6819999999999999,0,0]
["EE","Battery",25,"RAVE",0,0,0,0]
["EE","Battery",25,"RAYL_1",3.4380000000000002,2.984,0,0]
["EE","Battery",25,"REBR_3",0.308,0.26700000000000002,0,0]
["EE","Battery",25,"REDH",9.0999999999999998E-2,7.9000000000000001E-2,0,0]
["EE","Battery",25,"REDM_P",0.13200000000000001,0.115,0,0]
["EE","Battery",25,"RICH_J",1.395,1.2110000000000001,0,0]
["EE","Battery",25,"ROCH_1",1.4490000000000001,1.2569999999999999,0,0]
["EE","Battery",25,"ROTI3",0,0,0,0]
["EE","Battery",25,"RRIG",0,0,0,0]
["EE","Battery",25,"RUGEB1",0.91200000000000003,0.79200000000000004,0,0]
["EE","Battery",25,"RYEH_1",1.4790000000000001,1.284,0,0]
["EE","Battery",25,"SAFO_1",0,0,0,0]
["EE","Battery",25,"SALH_1",0,0,0,0]
["EE","Battery",25,"SALL1",0,0,0,0]
["EE","Battery",25,"SALT_1",0.623,0.54100000000000004,0,0]
["EE","Battery",25,"SANX",0,0,0,0]
["EE","Battery",25,"SASA",0,0,0,0]
["EE","Battery",25,"SBAR",2.0179999999999998,1.7509999999999999,0,0]
["EE","Battery",25,"SEAB1",2.7909999999999999,2.4220000000000002,0,0]
["EE","Battery",25,"SELL_1",2.2029999999999998,1.9119999999999999,0,0]
["EE","Battery",25,"SFEG_P",0,0,0,0]
["EE","Battery",25,"SFIL_P",0.02,1.7000000000000001E-2,0,0]
["EE","Battery",25,"SHEC_3",4.2000000000000003E-2,3.6999999999999998E-2,0,0]
["EE","Battery",25,"SHIN_P",1.9E-2,1.6E-2,0,0]
["EE","Battery",25,"SHRU",3.3000000000000002E-2,2.8000000000000001E-2,0,0]
["EE","Battery",25,"SHRW_1",2.6850000000000001,2.331,0,0]
["EE","Battery",25,"SIGH",0.24199999999999999,0.21,0,0]
["EE","Battery",25,"SJOW_1",0.192,0.16700000000000001,0,0]
["EE","Battery",25,"SKLGB1",3.16,2.7429999999999999,0,0]
["EE","Battery",25,"SLOY_P",0,0,0,0]
["EE","Battery",25,"SMAN_1",1.304,1.1319999999999999,0,0]
["EE","Battery",25,"SPAV",7.1999999999999995E-2,6.3E-2,0,0]
["EE","Battery",25,"SPEN_1",1.4710000000000001,1.276,0,0]
["EE","Battery",25,"SSHI_3",0.64400000000000002,0.55900000000000005,0,0]
["EE","Battery",25,"STAH_1",0.94199999999999995,0.81799999999999995,0,0]
["EE","Battery",25,"STAL_1",1.825,1.5840000000000001,0,0]
["EE","Battery",25,"STAY_1",2.4009999999999998,2.0840000000000001,0,0]
["EE","Battery",25,"STEN_1",0.82499999999999996,0.71599999999999997,0,0]
["EE","Battery",25,"STES_1",1.9730000000000001,1.7130000000000001,0,0]
["EE","Battery",25,"STHA",0.14499999999999999,0.126,0,0]
["EE","Battery",25,"STIR",0.88400000000000001,0.76700000000000002,0,0]
["EE","Battery",25,"STLE",0.36799999999999999,0.31900000000000001,0,0]
["EE","Battery",25,"STRI_P",0,0,0,0]
["EE","Battery",25,"SUND_1",2.6829999999999998,2.3290000000000002,0,0]
["EE","Battery",25,"SWAN_1",5.2880000000000003,4.59,0,0]
["EE","Battery",25,"TARL_P",0.12,0.104,0,0]
["EE","Battery",25,"TAUN1",1.6639999999999999,1.4450000000000001,0,0]
["EE","Battery",25,"TAYN_P",0.186,0.161,0,0]
["EE","Battery",25,"TELR",8.5999999999999993E-2,7.4999999999999997E-2,0,0]
["EE","Battery",25,"TEMP_3",0,0,0,0]
["EE","Battery",25,"THOM_6",3.931,3.4119999999999999,0,0]
["EE","Battery",25,"THSO_P",0.29199999999999998,0.254,0,0]
["EE","Battery",25,"THUR_6",1.337,1.1599999999999999,0,0]
["EE","Battery",25,"TILBB_1",0.69899999999999995,0.60699999999999998,0,0]
["EE","Battery",25,"TONG",0.25,0.217,0,0]
["EE","Battery",25,"TONG1",0,0,0,0]
["EE","Battery",25,"TOTT_1",0.67900000000000005,0.58899999999999997,0,0]
["EE","Battery",25,"TRAW_1",0.999,0.86699999999999999,0,0]
["EE","Battery",25,"TUMB_P",0.115,0.1,0,0]
["EE","Battery",25,"TYNE_1",0,0,0,0]
["EE","Battery",25,"TYNE_2",1.3169999999999999,1.1439999999999999,0,0]
["EE","Battery",25,"UPPB_1",1.698,1.474,0,0]
["EE","Battery",25,"UPPB_3",0,0,0,0]
["EE","Battery",25,"USKM_1",2.0950000000000002,1.8180000000000001,0,0]
["EE","Battery",25,"Unknown",0,0,0,0]
["EE","Battery",25,"WABO",0,0,0,0]
["EE","Battery",25,"WALH_1",2.3119999999999998,2.0070000000000001,0,0]
["EE","Battery",25,"WALP_1",6.2309999999999999,5.4080000000000004,0,0]
["EE","Battery",25,"WALP_B",3.839,3.3330000000000002,0,0]
["EE","Battery",25,"WARL_1",0.80200000000000005,0.69599999999999995,0,0]
["EE","Battery",25,"WASF_1",0.188,0.16300000000000001,0,0]
["EE","Battery",25,"WATFS_1",1.155,1.0029999999999999,0,0]
["EE","Battery",25,"WBOL_6",1.296,1.125,0,0]
["EE","Battery",25,"WBUR_1",3.2440000000000002,2.8159999999999998,0,0]
["EE","Battery",25,"WESA_H",0,0,0,0]
["EE","Battery",25,"WFIE",0.14299999999999999,0.124,0,0]
["EE","Battery",25,"WGEO",0,0,0,0]
["EE","Battery",25,"WHAM_1",0.629,0.54600000000000004,0,0]
["EE","Battery",25,"WHGA_1",1.853,1.609,0,0]
["EE","Battery",25,"WHHO",0.104,0.09,0,0]
["EE","Battery",25,"WIBA_3",0,0,0,0]
["EE","Battery",25,"WIEN_1",1.216,1.0549999999999999,0,0]
["EE","Battery",25,"WILL_1",3.9849999999999999,3.4590000000000001,0,0]
["EE","Battery",25,"WIMBN1",0,0,0,0]
["EE","Battery",25,"WIMBS1",0.96299999999999997,0.83599999999999997,0,0]
["EE","Battery",25,"WIOW_P",2.5000000000000001E-2,2.1999999999999999E-2,0,0]
["EE","Battery",25,"WISD_1",7.4999999999999997E-2,6.5000000000000002E-2,0,0]
["EE","Battery",25,"WISD_6",0.19400000000000001,0.16800000000000001,0,0]
["EE","Battery",25,"WISH",0.32200000000000001,0.27900000000000003,0,0]
["EE","Battery",25,"WMEL_1",2.1320000000000001,1.851,0,0]
["EE","Battery",25,"WOHI_P",0.27900000000000003,0.24299999999999999,0,0]
["EE","Battery",25,"WTHU31",0.20899999999999999,0.18099999999999999,0,0]
["EE","Battery",25,"WWEY_1",1.911,1.659,0,0]
["EE","Battery",25,"WYLF_1",0.32900000000000001,0.28599999999999998,0,0]
["EE","Battery",25,"WYMOM_1",1.464,1.2709999999999999,0,0]
["EE","Battery",26,"ABHA1",6.593,5.7229999999999999,0,0]
["EE","Battery",26,"ABNE_P",0.58299999999999996,0.50600000000000001,0,0]
["EE","Battery",26,"ABTH_1",1.321,1.1459999999999999,0,0]
["EE","Battery",26,"ACTL_2",0.34699999999999998,0.30199999999999999,0,0]
["EE","Battery",26,"ACTL_C",0,0,0,0]
["EE","Battery",26,"ALNE_P",0.216,0.188,0,0]
["EE","Battery",26,"ALST_3",0,0,0,0]
["EE","Battery",26,"ALVE1",5.6829999999999998,4.9329999999999998,0,0]
["EE","Battery",26,"AMEM_1",0.63600000000000001,0.55200000000000005,0,0]
["EE","Battery",26,"ARBR_P",0.57399999999999995,0.499,0,0]
["EE","Battery",26,"ARDK_P",0,0,0,0]
["EE","Battery",26,"ARMO_P",0.14599999999999999,0.127,0,0]
["EE","Battery",26,"AXMI1",3.2690000000000001,2.8370000000000002,0,0]
["EE","Battery",26,"AXMI_H",0,0,0,0]
["EE","Battery",26,"AYRR",0.14000000000000001,0.122,0,0]
["EE","Battery",26,"BAGA",0.38600000000000001,0.33500000000000002,0,0]
["EE","Battery",26,"BAIN",0.113,9.8000000000000004E-2,0,0]
["EE","Battery",26,"BARKR_C",1.266,1.099,0,0]
["EE","Battery",26,"BARKW3",0,0,0,0]
["EE","Battery",26,"BEAU_P",0.35,0.30399999999999999,0,0]
["EE","Battery",26,"BEDDT1",0.36499999999999999,0.317,0,0]
["EE","Battery",26,"BEDD_1",1.554,1.349,0,0]
["EE","Battery",26,"BERB_P",0,0,0,0]
["EE","Battery",26,"BERW",0.48599999999999999,0.42199999999999999,0,0]
["EE","Battery",26,"BESW_1",2.1230000000000002,1.843,0,0]
["EE","Battery",26,"BICF_1",2.0179999999999998,1.752,0,0]
["EE","Battery",26,"BIRK_1",1.0529999999999999,0.91400000000000003,0,0]
["EE","Battery",26,"BISW_1",9.3729999999999993,8.1359999999999992,0,0]
["EE","Battery",26,"BLYTB1",2.3290000000000002,2.0219999999999998,0,0]
["EE","Battery",26,"BLYTH132",0.66700000000000004,0.57899999999999996,0,0]
["EE","Battery",26,"BOAG_P",0.23799999999999999,0.20699999999999999,0,0]
["EE","Battery",26,"BOLN_1",6.1829999999999998,5.367,0,0]
["EE","Battery",26,"BONN",0.35199999999999998,0.30599999999999999,0,0]
["EE","Battery",26,"BOTW_1",1.4930000000000001,1.296,0,0]
["EE","Battery",26,"BRAC_P",0.6,0.52100000000000002,0,0]
["EE","Battery",26,"BRAI_1",2.2599999999999998,1.9610000000000001,0,0]
["EE","Battery",26,"BRAP",0.17599999999999999,0.153,0,0]
["EE","Battery",26,"BRAW_1",2.7269999999999999,2.367,0,0]
["EE","Battery",26,"BRED_1",1.798,1.5609999999999999,0,0]
["EE","Battery",26,"BRFO_1",11.782999999999999,10.228,0,0]
["EE","Battery",26,"BRID_P",0.45200000000000001,0.39200000000000002,0,0]
["EE","Battery",26,"BRIM_1",1.111,0.96399999999999997,0,0]
["EE","Battery",26,"BRLE_1",2.7549999999999999,2.391,0,0]
["EE","Battery",26,"BROA_P",0.105,9.0999999999999998E-2,0,0]
["EE","Battery",26,"BROR_P",8.2000000000000003E-2,7.0999999999999994E-2,0,0]
["EE","Battery",26,"BROX",0.215,0.187,0,0]
["EE","Battery",26,"BRWA1",5.0590000000000002,4.391,0,0]
["EE","Battery",26,"BUMU_P",0.31,0.26900000000000002,0,0]
["EE","Battery",26,"BURM_1",4.1109999999999998,3.5680000000000001,0,0]
["EE","Battery",26,"BUSH_1",1.8,1.5620000000000001,0,0]
["EE","Battery",26,"BUST_1",1.3129999999999999,1.1399999999999999,0,0]
["EE","Battery",26,"CAAD_P",0.128,0.111,0,0]
["EE","Battery",26,"CAFA",0,0,0,0]
["EE","Battery",26,"CAIF_P",0,0,0,0]
["EE","Battery",26,"CAMB_01",0,0,0,0]
["EE","Battery",26,"CANTN1",1.968,1.708,0,0]
["EE","Battery",26,"CAPEA1",1.2330000000000001,1.07,0,0]
["EE","Battery",26,"CARE_1",1.2869999999999999,1.117,0,0]
["EE","Battery",26,"CARR_1",0.88900000000000001,0.77200000000000002,0,0]
["EE","Battery",26,"CASS_P",0,0,0,0]
["EE","Battery",26,"CATY",2.1999999999999999E-2,1.9E-2,0,0]
["EE","Battery",26,"CBNK_H",0,0,0,0]
["EE","Battery",26,"CEAN_P",0,0,0,0]
["EE","Battery",26,"CELL_1",5.4370000000000003,4.7190000000000003,0,0]
["EE","Battery",26,"CHAP",0.44800000000000001,0.38900000000000001,0,0]
["EE","Battery",26,"CHAR_P",0,0,0,0]
["EE","Battery",26,"CHAS",9.8000000000000004E-2,8.5000000000000006E-2,0,0]
["EE","Battery",26,"CHIC_1",1.343,1.1659999999999999,0,0]
["EE","Battery",26,"CHSI_1",1.01,0.877,0,0]
["EE","Battery",26,"CHTE_1",5.9489999999999998,5.1639999999999997,0,0]
["EE","Battery",26,"CITR_1",8.5999999999999993E-2,7.4999999999999997E-2,0,0]
["EE","Battery",26,"CLAC_P",2.1000000000000001E-2,1.7999999999999999E-2,0,0]
["EE","Battery",26,"CLAY_P",0.107,9.2999999999999999E-2,0,0]
["EE","Battery",26,"CLT03",0,0,0,0]
["EE","Battery",26,"CLYM",0,0,0,0]
["EE","Battery",26,"COAT",0.38,0.33,0,0]
["EE","Battery",26,"COCK",0.45400000000000001,0.39400000000000002,0,0]
["EE","Battery",26,"CONQA1",2.5739999999999998,2.234,0,0]
["EE","Battery",26,"COUA_P",0.41899999999999998,0.36399999999999999,0,0]
["EE","Battery",26,"COVE_1",3.7069999999999999,3.218,0,0]
["EE","Battery",26,"COWL_1",4.6440000000000001,4.0309999999999997,0,0]
["EE","Battery",26,"COYL",0.38700000000000001,0.33600000000000002,0,0]
["EE","Battery",26,"CRAI_P",2.8000000000000001E-2,2.4E-2,0,0]
["EE","Battery",26,"CREB_1",5.36,4.6529999999999996,0,0]
["EE","Battery",26,"CUMB",0.28199999999999997,0.24399999999999999,0,0]
["EE","Battery",26,"CUPA",0.72599999999999998,0.63,0,0]
["EE","Battery",26,"CURR",8.0000000000000002E-3,7.0000000000000001E-3,0,0]
["EE","Battery",26,"DALL_P",0,0,0,0]
["EE","Battery",26,"DALM3",0.22800000000000001,0.19800000000000001,0,0]
["EE","Battery",26,"DEVM",0.128,0.111,0,0]
["EE","Battery",26,"DEVO",0.38300000000000001,0.33200000000000002,0,0]
["EE","Battery",26,"DEWP",3.6999999999999998E-2,3.3000000000000002E-2,0,0]
["EE","Battery",26,"DOUN_P",0.127,0.11,0,0]
["EE","Battery",26,"DRAK_1",2.12,1.84,0,0]
["EE","Battery",26,"DRAX_1",0.52500000000000002,0.45500000000000002,0,0]
["EE","Battery",26,"DRCR",0,0,0,0]
["EE","Battery",26,"DRUM",0.13900000000000001,0.121,0,0]
["EE","Battery",26,"DUBE_P",0,0,0,0]
["EE","Battery",26,"DUDH_P",0.29099999999999998,0.252,0,0]
["EE","Battery",26,"DUGR_P",1.4999999999999999E-2,1.2999999999999999E-2,0,0]
["EE","Battery",26,"DUNB_A",0,0,0,0]
["EE","Battery",26,"DUNB_B",0.33100000000000002,0.28699999999999998,0,0]
["EE","Battery",26,"DUNF",0.191,0.16600000000000001,0,0]
["EE","Battery",26,"DUNO_P",0.16500000000000001,0.14299999999999999,0,0]
["EE","Battery",26,"DYCE_P",0.45900000000000002,0.39900000000000002,0,0]
["EE","Battery",26,"EALI_6",0.45600000000000002,0.39600000000000002,0,0]
["EE","Battery",26,"EASO_1",3.52,3.0550000000000002,0,0]
["EE","Battery",26,"EAST",0,0,0,0]
["EE","Battery",26,"ECCL",0.73699999999999999,0.64,0,0]
["EE","Battery",26,"ECLA_1",3.1360000000000001,2.722,0,0]
["EE","Battery",26,"ECLA_H",0,0,0,0]
["EE","Battery",26,"EERH",0.41299999999999998,0.35899999999999999,0,0]
["EE","Battery",26,"EKIL",0.503,0.436,0,0]
["EE","Battery",26,"EKIS",0,0,0,0]
["EE","Battery",26,"ELDE",0.23300000000000001,0.20200000000000001,0,0]
["EE","Battery",26,"ELGI_P",0.63,0.54700000000000004,0,0]
["EE","Battery",26,"ELLA_1",2.6970000000000001,2.3410000000000002,0,0]
["EE","Battery",26,"ELST_1",1.4390000000000001,1.2490000000000001,0,0]
["EE","Battery",26,"ENDE_1",4.38,3.802,0,0]
["EE","Battery",26,"ERSK",8.8999999999999996E-2,7.6999999999999999E-2,0,0]
["EE","Battery",26,"EXET1",5.9610000000000003,5.1740000000000004,0,0]
["EE","Battery",26,"FASN_P",0,0,0,0]
["EE","Battery",26,"FAUG_P",4.1000000000000002E-2,3.5999999999999997E-2,0,0]
["EE","Battery",26,"FAWL_1",2.0920000000000001,1.8160000000000001,0,0]
["EE","Battery",26,"FECK_6",5.274,4.5780000000000003,0,0]
["EE","Battery",26,"FERRA2",0.752,0.65300000000000002,0,0]
["EE","Battery",26,"FERRB_M",4.0199999999999996,3.49,0,0]
["EE","Battery",26,"FETT_P",0,0,0,0]
["EE","Battery",26,"FIDD_P",0.35799999999999998,0.311,0,0]
["EE","Battery",26,"FIDF_1",2.5630000000000002,2.2250000000000001,0,0]
["EE","Battery",26,"FINN",0,0,0,0]
["EE","Battery",26,"FLEE_1",6.2190000000000003,5.3979999999999997,0,0]
["EE","Battery",26,"FOUR_1",0.04,3.5000000000000003E-2,0,0]
["EE","Battery",26,"FRAS_P",0,0,0,0]
["EE","Battery",26,"FROD_1",2.7210000000000001,2.3620000000000001,0,0]
["EE","Battery",26,"FWIL_P",0.11,9.6000000000000002E-2,0,0]
["EE","Battery",26,"GALA",0.51300000000000001,0.44600000000000001,0,0]
["EE","Battery",26,"GIFF",0.13500000000000001,0.11700000000000001,0,0]
["EE","Battery",26,"GLEF_P",0,0,0,0]
["EE","Battery",26,"GLLE",0,0,0,0]
["EE","Battery",26,"GLLU",0.29799999999999999,0.25800000000000001,0,0]
["EE","Battery",26,"GLNI",0.16400000000000001,0.14199999999999999,0,0]
["EE","Battery",26,"GLRO",0.22,0.191,0,0]
["EE","Battery",26,"GORG",4.2999999999999997E-2,3.6999999999999998E-2,0,0]
["EE","Battery",26,"GOVA",0.16800000000000001,0.14499999999999999,0,0]
["EE","Battery",26,"GREE_H",0,0,0,0]
["EE","Battery",26,"GREN_1",7.5890000000000004,6.5880000000000001,0,0]
["EE","Battery",26,"GRIW_1",1.9630000000000001,1.704,0,0]
["EE","Battery",26,"GRUB_P",7.5999999999999998E-2,6.6000000000000003E-2,0,0]
["EE","Battery",26,"G_EXTRA_10",8.5000000000000006E-2,7.3999999999999996E-2,0,0]
["EE","Battery",26,"G_EXTRA_11",8.5000000000000006E-2,7.3999999999999996E-2,0,0]
["EE","Battery",26,"G_EXTRA_12",0,0,0,0]
["EE","Battery",26,"G_EXTRA_14",0,0,0,0]
["EE","Battery",26,"G_EXTRA_17",0,0,0,0]
["EE","Battery",26,"G_EXTRA_18",0,0,0,0]
["EE","Battery",26,"G_EXTRA_19",0,0,0,0]
["EE","Battery",26,"G_EXTRA_2",0.20300000000000001,0.17599999999999999,0,0]
["EE","Battery",26,"G_EXTRA_20",0,0,0,0]
["EE","Battery",26,"G_EXTRA_3",0.20300000000000001,0.17599999999999999,0,0]
["EE","Battery",26,"G_EXTRA_4",0.184,0.16,0,0]
["EE","Battery",26,"G_EXTRA_5",0.184,0.16,0,0]
["EE","Battery",26,"G_EXTRA_6",8.8999999999999996E-2,7.6999999999999999E-2,0,0]
["EE","Battery",26,"G_EXTRA_7",8.8999999999999996E-2,7.6999999999999999E-2,0,0]
["EE","Battery",26,"G_EXTRA_8",0.254,0.22,0,0]
["EE","Battery",26,"G_EXTRA_9",0.254,0.22,0,0]
["EE","Battery",26,"HACK_1",0.70699999999999996,0.61299999999999999,0,0]
["EE","Battery",26,"HACK_6",0,0,0,0]
["EE","Battery",26,"HAGR",9.1999999999999998E-2,0.08,0,0]
["EE","Battery",26,"HAMHC1",2.3130000000000002,2.0070000000000001,0,0]
["EE","Battery",26,"HARK_1",3.1379999999999999,2.7229999999999999,0,0]
["EE","Battery",26,"HARM_6",0.77,0.66900000000000004,0,0]
["EE","Battery",26,"HAWI",0.224,0.19500000000000001,0,0]
["EE","Battery",26,"HAWP_6",1.8129999999999999,1.5740000000000001,0,0]
["EE","Battery",26,"HELE",0.126,0.109,0,0]
["EE","Battery",26,"HEYS1",0,0,0,0]
["EE","Battery",26,"HEYS_1",0.91100000000000003,0.79100000000000004,0,0]
["EE","Battery",26,"HUER",0,0,0,0]
["EE","Battery",26,"HURS_1",0.83399999999999996,0.72399999999999998,0,0]
["EE","Battery",26,"HUTT_1",1.7709999999999999,1.538,0,0]
["EE","Battery",26,"IMPK_1",0,0,0,0]
["EE","Battery",26,"INDQ1",8.9179999999999993,7.7409999999999997,0,0]
["EE","Battery",26,"INKE",0.29499999999999998,0.25600000000000001,0,0]
["EE","Battery",26,"INNE_P",0.40899999999999997,0.35499999999999998,0,0]
["EE","Battery",26,"IROA1",5.923,5.141,0,0]
["EE","Battery",26,"IRONB1",1.6120000000000001,1.399,0,0]
["EE","Battery",26,"ISLI_1",0,0,0,0]
["EE","Battery",26,"IVER_1",1.44,1.25,0,0]
["EE","Battery",26,"IVER_6",0.38100000000000001,0.33,0,0]
["EE","Battery",26,"JOHN",0.20699999999999999,0.18,0,0]
["EE","Battery",26,"JORD_3",0.27300000000000002,0.23699999999999999,0,0]
["EE","Battery",26,"KAIM",0.87,0.75600000000000001,0,0]
["EE","Battery",26,"KEAD_1",5.0190000000000001,4.3559999999999999,0,0]
["EE","Battery",26,"KEAR_1",3.806,3.3039999999999998,0,0]
["EE","Battery",26,"KEAR_3",0,0,0,0]
["EE","Battery",26,"KEIT_P",0.45500000000000002,0.39500000000000002,0,0]
["EE","Battery",26,"KEMS_1",0.93899999999999995,0.81499999999999995,0,0]
["EE","Battery",26,"KEOO",0,0,0,0]
["EE","Battery",26,"KIBY_1",1.26,1.0940000000000001,0,0]
["EE","Battery",26,"KIBY_G",1.171,1.0169999999999999,0,0]
["EE","Battery",26,"KIER",0.222,0.193,0,0]
["EE","Battery",26,"KIIN_P",3.7999999999999999E-2,3.3000000000000002E-2,0,0]
["EE","Battery",26,"KILS",0.253,0.219,0,0]
["EE","Battery",26,"KILT",0.27,0.23400000000000001,0,0]
["EE","Battery",26,"KILW",0.24099999999999999,0.20899999999999999,0,0]
["EE","Battery",26,"KINL_P",0.01,8.9999999999999993E-3,0,0]
["EE","Battery",26,"KINO_1",1.06,0.92,0,0]
["EE","Battery",26,"KINT_P",0.995,0.86399999999999999,0,0]
["EE","Battery",26,"KIRKB1",1.069,0.92800000000000005,0,0]
["EE","Battery",26,"KITW_1",1.41,1.224,0,0]
["EE","Battery",26,"KNAR",1.0640000000000001,0.92400000000000004,0,0]
["EE","Battery",26,"LACK_6",1.335,1.159,0,0]
["EE","Battery",26,"LAIR_P",5.2999999999999999E-2,4.5999999999999999E-2,0,0]
["EE","Battery",26,"LALE1SG003",0.48399999999999999,0.42099999999999999,0,0]
["EE","Battery",26,"LAND1",3.3959999999999999,2.948,0,0]
["EE","Battery",26,"LEGA_1",3.8159999999999998,3.3119999999999998,0,0]
["EE","Battery",26,"LEVE",0.29399999999999998,0.25600000000000001,0,0]
["EE","Battery",26,"LING",0.41099999999999998,0.35699999999999998,0,0]
["EE","Battery",26,"LINM",0.67500000000000004,0.58599999999999997,0,0]
["EE","Battery",26,"LISD_1",2.1480000000000001,1.865,0,0]
["EE","Battery",26,"LITT_C",0.59899999999999998,0.52,0,0]
["EE","Battery",26,"LITT_J",1.9E-2,1.6E-2,0,0]
["EE","Battery",26,"LODR_6",0.187,0.16200000000000001,0,0]
["EE","Battery",26,"LOUD_H",0.33800000000000002,0.29299999999999998,0,0]
["EE","Battery",26,"LOVE_1",5.8070000000000004,5.0410000000000004,0,0]
["EE","Battery",26,"LUNA_P",0.441,0.38300000000000001,0,0]
["EE","Battery",26,"LYND_P",0.123,0.107,0,0]
["EE","Battery",26,"MACC_3",0.55600000000000005,0.48299999999999998,0,0]
["EE","Battery",26,"MACD_P",0.44600000000000001,0.38700000000000001,0,0]
["EE","Battery",26,"MAGA_6",0.126,0.109,0,0]
["EE","Battery",26,"MANN_1",7.5129999999999999,6.5209999999999999,0,0]
["EE","Battery",26,"MAYB",0.161,0.13900000000000001,0,0]
["EE","Battery",26,"MELK_1",5.5910000000000002,4.8529999999999998,0,0]
["EE","Battery",26,"MILC_P",0.36099999999999999,0.313,0,0]
["EE","Battery",26,"MILH_1",0.42699999999999999,0.371,0,0]
["EE","Battery",26,"MITY_1",2.399,2.0819999999999999,0,0]
["EE","Battery",26,"MYBS_P",0,0,0,0]
["EE","Battery",26,"NAIR_P",0.34200000000000003,0.29699999999999999,0,0]
["EE","Battery",26,"NEAR",0.129,0.112,0,0]
["EE","Battery",26,"NECE_1",2.4390000000000001,2.117,0,0]
["EE","Battery",26,"NEEP_3",0.5,0.434,0,0]
["EE","Battery",26,"NETS",0,0,0,0]
["EE","Battery",26,"NEWX_6",0.65800000000000003,0.57099999999999995,0,0]
["EE","Battery",26,"NFLE",3.53,3.0640000000000001,0,0]
["EE","Battery",26,"NHYD_6",0.70199999999999996,0.60899999999999999,0,0]
["EE","Battery",26,"NINF_1",5.3410000000000002,4.6360000000000001,0,0]
["EE","Battery",26,"NORL_3",0.17899999999999999,0.155,0,0]
["EE","Battery",26,"NORM_1",9.4090000000000007,8.1669999999999998,0,0]
["EE","Battery",26,"NORT_1",5.6970000000000001,4.9450000000000003,0,0]
["EE","Battery",26,"NURS_1",2.7040000000000002,2.347,0,0]
["EE","Battery",26,"OCKH_1",0.59499999999999997,0.51600000000000001,0,0]
["EE","Battery",26,"OFFE_3",0.34300000000000003,0.29799999999999999,0,0]
["EE","Battery",26,"OLDB_1",0.83499999999999996,0.72499999999999998,0,0]
["EE","Battery",26,"ORMO",0,0,0,0]
["EE","Battery",26,"ORRI_P",0,0,0,0]
["EE","Battery",26,"OSBA_1",3.6280000000000001,3.15,0,0]
["EE","Battery",26,"PADIB1",1.853,1.6080000000000001,0,0]
["EE","Battery",26,"PAIS",3.4000000000000002E-2,2.9000000000000001E-2,0,0]
["EE","Battery",26,"PART",2.1999999999999999E-2,1.9E-2,0,0]
["EE","Battery",26,"PEHG_P",0,0,0,0]
["EE","Battery",26,"PEHS_P",0.80100000000000005,0.69599999999999995,0,0]
["EE","Battery",26,"PELH_1",2.8839999999999999,2.5030000000000001,0,0]
["EE","Battery",26,"PEMB_1",1.9570000000000001,1.698,0,0]
["EE","Battery",26,"PENE_1",2.4820000000000002,2.1539999999999999,0,0]
["EE","Battery",26,"PENN_1",0.40899999999999997,0.35499999999999998,0,0]
["EE","Battery",26,"PENT_1",1.5109999999999999,1.3120000000000001,0,0]
["EE","Battery",26,"PENW_1",2.194,1.905,0,0]
["EE","Battery",26,"PERI_H",0,0,0,0]
["EE","Battery",26,"PERS_P",0.21,0.182,0,0]
["EE","Battery",26,"PITS_3",0.34699999999999998,0.30099999999999999,0,0]
["EE","Battery",26,"POOB",0.29499999999999998,0.25600000000000001,0,0]
["EE","Battery",26,"POPP_3",0.64300000000000002,0.55900000000000005,0,0]
["EE","Battery",26,"PORA_P",0.16,0.13900000000000001,0,0]
["EE","Battery",26,"PORD",0.14199999999999999,0.123,0,0]
["EE","Battery",26,"PYLE_1",0.95599999999999996,0.83,0,0]
["EE","Battery",26,"QUOI_P",0,0,0,0]
["EE","Battery",26,"RAIN_1",1.6859999999999999,1.4630000000000001,0,0]
["EE","Battery",26,"RANN_P",1.4E-2,1.2E-2,0,0]
["EE","Battery",26,"RASS_1",2.9220000000000002,2.536,0,0]
["EE","Battery",26,"RATS_1",3.9729999999999999,3.448,0,0]
["EE","Battery",26,"RAVE",0,0,0,0]
["EE","Battery",26,"RAYL_1",4.4210000000000003,3.8370000000000002,0,0]
["EE","Battery",26,"REBR_3",0.39600000000000002,0.34399999999999997,0,0]
["EE","Battery",26,"REDH",0.11700000000000001,0.10199999999999999,0,0]
["EE","Battery",26,"REDM_P",0.17,0.14799999999999999,0,0]
["EE","Battery",26,"RICH_J",1.794,1.5569999999999999,0,0]
["EE","Battery",26,"ROCH_1",1.863,1.617,0,0]
["EE","Battery",26,"ROTI3",0,0,0,0]
["EE","Battery",26,"RRIG",0,0,0,0]
["EE","Battery",26,"RUGEB1",1.173,1.018,0,0]
["EE","Battery",26,"RYEH_1",1.9019999999999999,1.651,0,0]
["EE","Battery",26,"SAFO_1",0,0,0,0]
["EE","Battery",26,"SALH_1",0,0,0,0]
["EE","Battery",26,"SALL1",0,0,0,0]
["EE","Battery",26,"SALT_1",0.80100000000000005,0.69499999999999995,0,0]
["EE","Battery",26,"SANX",0,0,0,0]
["EE","Battery",26,"SASA",0,0,0,0]
["EE","Battery",26,"SBAR",2.5950000000000002,2.2519999999999998,0,0]
["EE","Battery",26,"SEAB1",3.5880000000000001,3.1150000000000002,0,0]
["EE","Battery",26,"SELL_1",2.8319999999999999,2.4590000000000001,0,0]
["EE","Battery",26,"SFEG_P",0,0,0,0]
["EE","Battery",26,"SFIL_P",2.5000000000000001E-2,2.1999999999999999E-2,0,0]
["EE","Battery",26,"SHEC_3",5.3999999999999999E-2,4.7E-2,0,0]
["EE","Battery",26,"SHIN_P",2.4E-2,2.1000000000000001E-2,0,0]
["EE","Battery",26,"SHRU",4.2000000000000003E-2,3.5999999999999997E-2,0,0]
["EE","Battery",26,"SHRW_1",3.4529999999999998,2.9969999999999999,0,0]
["EE","Battery",26,"SIGH",0.312,0.27100000000000002,0,0]
["EE","Battery",26,"SJOW_1",0.247,0.215,0,0]
["EE","Battery",26,"SKLGB1",4.0629999999999997,3.5270000000000001,0,0]
["EE","Battery",26,"SLOY_P",0,0,0,0]
["EE","Battery",26,"SMAN_1",1.6759999999999999,1.4550000000000001,0,0]
["EE","Battery",26,"SPAV",9.2999999999999999E-2,8.1000000000000003E-2,0,0]
["EE","Battery",26,"SPEN_1",1.891,1.641,0,0]
["EE","Battery",26,"SSHI_3",0.82799999999999996,0.71899999999999997,0,0]
["EE","Battery",26,"STAH_1",1.212,1.052,0,0]
["EE","Battery",26,"STAL_1",2.347,2.0369999999999999,0,0]
["EE","Battery",26,"STAY_1",3.0870000000000002,2.6789999999999998,0,0]
["EE","Battery",26,"STEN_1",1.0609999999999999,0.92100000000000004,0,0]
["EE","Battery",26,"STES_1",2.5369999999999999,2.202,0,0]
["EE","Battery",26,"STHA",0.187,0.16200000000000001,0,0]
["EE","Battery",26,"STIR",1.1359999999999999,0.98599999999999999,0,0]
["EE","Battery",26,"STLE",0.47299999999999998,0.41,0,0]
["EE","Battery",26,"STRI_P",0,0,0,0]
["EE","Battery",26,"SUND_1",3.45,2.9940000000000002,0,0]
["EE","Battery",26,"SWAN_1",6.7990000000000004,5.9020000000000001,0,0]
["EE","Battery",26,"TARL_P",0.155,0.13400000000000001,0,0]
["EE","Battery",26,"TAUN1",2.14,1.8580000000000001,0,0]
["EE","Battery",26,"TAYN_P",0.23899999999999999,0.20699999999999999,0,0]
["EE","Battery",26,"TELR",0.11,9.6000000000000002E-2,0,0]
["EE","Battery",26,"TEMP_3",0,0,0,0]
["EE","Battery",26,"THOM_6",5.0549999999999997,4.3869999999999996,0,0]
["EE","Battery",26,"THSO_P",0.376,0.32600000000000001,0,0]
["EE","Battery",26,"THUR_6",1.7190000000000001,1.492,0,0]
["EE","Battery",26,"TILBB_1",0.89900000000000002,0.78,0,0]
["EE","Battery",26,"TONG",0.32100000000000001,0.27900000000000003,0,0]
["EE","Battery",26,"TONG1",0,0,0,0]
["EE","Battery",26,"TOTT_1",0.873,0.75800000000000001,0,0]
["EE","Battery",26,"TRAW_1",1.2849999999999999,1.115,0,0]
["EE","Battery",26,"TUMB_P",0.14799999999999999,0.129,0,0]
["EE","Battery",26,"TYNE_1",0,0,0,0]
["EE","Battery",26,"TYNE_2",1.694,1.47,0,0]
["EE","Battery",26,"UPPB_1",2.1840000000000002,1.895,0,0]
["EE","Battery",26,"UPPB_3",0,0,0,0]
["EE","Battery",26,"USKM_1",2.6930000000000001,2.3380000000000001,0,0]
["EE","Battery",26,"Unknown",0,0,0,0]
["EE","Battery",26,"WABO",0,0,0,0]
["EE","Battery",26,"WALH_1",2.9729999999999999,2.58,0,0]
["EE","Battery",26,"WALP_1",8.0120000000000005,6.9539999999999997,0,0]
["EE","Battery",26,"WALP_B",4.9370000000000003,4.2850000000000001,0,0]
["EE","Battery",26,"WARL_1",1.0309999999999999,0.89500000000000002,0,0]
["EE","Battery",26,"WASF_1",0.24199999999999999,0.21,0,0]
["EE","Battery",26,"WATFS_1",1.4850000000000001,1.2889999999999999,0,0]
["EE","Battery",26,"WBOL_6",1.6659999999999999,1.446,0,0]
["EE","Battery",26,"WBUR_1",4.1710000000000003,3.621,0,0]
["EE","Battery",26,"WESA_H",0,0,0,0]
["EE","Battery",26,"WFIE",0.183,0.159,0,0]
["EE","Battery",26,"WGEO",0,0,0,0]
["EE","Battery",26,"WHAM_1",0.80900000000000005,0.70199999999999996,0,0]
["EE","Battery",26,"WHGA_1",2.383,2.0680000000000001,0,0]
["EE","Battery",26,"WHHO",0.13400000000000001,0.11600000000000001,0,0]
["EE","Battery",26,"WIBA_3",0,0,0,0]
["EE","Battery",26,"WIEN_1",1.5629999999999999,1.357,0,0]
["EE","Battery",26,"WILL_1",5.1239999999999997,4.4480000000000004,0,0]
["EE","Battery",26,"WIMBN1",0,0,0,0]
["EE","Battery",26,"WIMBS1",1.2390000000000001,1.075,0,0]
["EE","Battery",26,"WIOW_P",3.3000000000000002E-2,2.8000000000000001E-2,0,0]
["EE","Battery",26,"WISD_1",9.6000000000000002E-2,8.3000000000000004E-2,0,0]
["EE","Battery",26,"WISD_6",0.249,0.216,0,0]
["EE","Battery",26,"WISH",0.41399999999999998,0.35899999999999999,0,0]
["EE","Battery",26,"WMEL_1",2.742,2.38,0,0]
["EE","Battery",26,"WOHI_P",0.35899999999999999,0.312,0,0]
["EE","Battery",26,"WTHU31",0.26800000000000002,0.23300000000000001,0,0]
["EE","Battery",26,"WWEY_1",2.4569999999999999,2.133,0,0]
["EE","Battery",26,"WYLF_1",0.42399999999999999,0.36799999999999999,0,0]
["EE","Battery",26,"WYMOM_1",1.883,1.6339999999999999,0,0]
["EE","Battery",27,"ABHA1",9.0609999999999999,7.8650000000000002,0,0]
["EE","Battery",27,"ABNE_P",0.80200000000000005,0.69599999999999995,0,0]
["EE","Battery",27,"ABTH_1",1.8149999999999999,1.575,0,0]
["EE","Battery",27,"ACTL_2",0.47799999999999998,0.41399999999999998,0,0]
["EE","Battery",27,"ACTL_C",0,0,0,0]
["EE","Battery",27,"ALNE_P",0.29699999999999999,0.25800000000000001,0,0]
["EE","Battery",27,"ALST_3",0,0,0,0]
["EE","Battery",27,"ALVE1",7.8109999999999999,6.78,0,0]
["EE","Battery",27,"AMEM_1",0.874,0.75800000000000001,0,0]
["EE","Battery",27,"ARBR_P",0.78900000000000003,0.68500000000000005,0,0]
["EE","Battery",27,"ARDK_P",0,0,0,0]
["EE","Battery",27,"ARMO_P",0.20100000000000001,0.17399999999999999,0,0]
["EE","Battery",27,"AXMI1",4.4930000000000003,3.899,0,0]
["EE","Battery",27,"AXMI_H",0,0,0,0]
["EE","Battery",27,"AYRR",0.193,0.16700000000000001,0,0]
["EE","Battery",27,"BAGA",0.53,0.46,0,0]
["EE","Battery",27,"BAIN",0.155,0.13500000000000001,0,0]
["EE","Battery",27,"BARKR_C",1.7410000000000001,1.5109999999999999,0,0]
["EE","Battery",27,"BARKW3",0,0,0,0]
["EE","Battery",27,"BEAU_P",0.48099999999999998,0.41799999999999998,0,0]
["EE","Battery",27,"BEDDT1",0.501,0.435,0,0]
["EE","Battery",27,"BEDD_1",2.1349999999999998,1.8540000000000001,0,0]
["EE","Battery",27,"BERB_P",0,0,0,0]
["EE","Battery",27,"BERW",0.66800000000000004,0.57999999999999996,0,0]
["EE","Battery",27,"BESW_1",2.9180000000000001,2.5329999999999999,0,0]
["EE","Battery",27,"BICF_1",2.774,2.4079999999999999,0,0]
["EE","Battery",27,"BIRK_1",1.4470000000000001,1.256,0,0]
["EE","Battery",27,"BISW_1",12.882999999999999,11.182,0,0]
["EE","Battery",27,"BLYTB1",3.202,2.7789999999999999,0,0]
["EE","Battery",27,"BLYTH132",0.91600000000000004,0.79500000000000004,0,0]
["EE","Battery",27,"BOAG_P",0.32700000000000001,0.28399999999999997,0,0]
["EE","Battery",27,"BOLN_1",8.4979999999999993,7.3760000000000003,0,0]
["EE","Battery",27,"BONN",0.48399999999999999,0.42,0,0]
["EE","Battery",27,"BOTW_1",2.052,1.7809999999999999,0,0]
["EE","Battery",27,"BRAC_P",0.82499999999999996,0.71599999999999997,0,0]
["EE","Battery",27,"BRAI_1",3.1059999999999999,2.6960000000000002,0,0]
["EE","Battery",27,"BRAP",0.24199999999999999,0.21,0,0]
["EE","Battery",27,"BRAW_1",3.7480000000000002,3.2530000000000001,0,0]
["EE","Battery",27,"BRED_1",2.4710000000000001,2.145,0,0]
["EE","Battery",27,"BRFO_1",16.195,14.057,0,0]
["EE","Battery",27,"BRID_P",0.621,0.53900000000000003,0,0]
["EE","Battery",27,"BRIM_1",1.5269999999999999,1.325,0,0]
["EE","Battery",27,"BRLE_1",3.786,3.286,0,0]
["EE","Battery",27,"BROA_P",0.14399999999999999,0.125,0,0]
["EE","Battery",27,"BROR_P",0.112,9.7000000000000003E-2,0,0]
["EE","Battery",27,"BROX",0.29599999999999999,0.25700000000000001,0,0]
["EE","Battery",27,"BRWA1",6.9530000000000003,6.0350000000000001,0,0]
["EE","Battery",27,"BUMU_P",0.42599999999999999,0.36899999999999999,0,0]
["EE","Battery",27,"BURM_1",5.65,4.9039999999999999,0,0]
["EE","Battery",27,"BUSH_1",2.4740000000000002,2.1469999999999998,0,0]
["EE","Battery",27,"BUST_1",1.804,1.5660000000000001,0,0]
["EE","Battery",27,"CAAD_P",0.17599999999999999,0.153,0,0]
["EE","Battery",27,"CAFA",0,0,0,0]
["EE","Battery",27,"CAIF_P",0,0,0,0]
["EE","Battery",27,"CAMB_01",0,0,0,0]
["EE","Battery",27,"CANTN1",2.7050000000000001,2.3479999999999999,0,0]
["EE","Battery",27,"CAPEA1",1.6950000000000001,1.4710000000000001,0,0]
["EE","Battery",27,"CARE_1",1.7689999999999999,1.5349999999999999,0,0]
["EE","Battery",27,"CARR_1",1.222,1.0609999999999999,0,0]
["EE","Battery",27,"CASS_P",0,0,0,0]
["EE","Battery",27,"CATY",0.03,2.5999999999999999E-2,0,0]
["EE","Battery",27,"CBNK_H",0,0,0,0]
["EE","Battery",27,"CEAN_P",0,0,0,0]
["EE","Battery",27,"CELL_1",7.4720000000000004,6.4859999999999998,0,0]
["EE","Battery",27,"CHAP",0.61499999999999999,0.53400000000000003,0,0]
["EE","Battery",27,"CHAR_P",0,0,0,0]
["EE","Battery",27,"CHAS",0.13500000000000001,0.11700000000000001,0,0]
["EE","Battery",27,"CHIC_1",1.8460000000000001,1.6020000000000001,0,0]
["EE","Battery",27,"CHSI_1",1.389,1.2050000000000001,0,0]
["EE","Battery",27,"CHTE_1",8.1760000000000002,7.0970000000000004,0,0]
["EE","Battery",27,"CITR_1",0.11899999999999999,0.10299999999999999,0,0]
["EE","Battery",27,"CLAC_P",2.8000000000000001E-2,2.5000000000000001E-2,0,0]
["EE","Battery",27,"CLAY_P",0.14799999999999999,0.128,0,0]
["EE","Battery",27,"CLT03",0,0,0,0]
["EE","Battery",27,"CLYM",0,0,0,0]
["EE","Battery",27,"COAT",0.52200000000000002,0.45300000000000001,0,0]
["EE","Battery",27,"COCK",0.624,0.54200000000000004,0,0]
["EE","Battery",27,"CONQA1",3.5369999999999999,3.07,0,0]
["EE","Battery",27,"COUA_P",0.57599999999999996,0.5,0,0]
["EE","Battery",27,"COVE_1",5.0949999999999998,4.423,0,0]
["EE","Battery",27,"COWL_1",6.3819999999999997,5.54,0,0]
["EE","Battery",27,"COYL",0.53200000000000003,0.46200000000000002,0,0]
["EE","Battery",27,"CRAI_P",3.7999999999999999E-2,3.3000000000000002E-2,0,0]
["EE","Battery",27,"CREB_1",7.367,6.3940000000000001,0,0]
["EE","Battery",27,"CUMB",0.38700000000000001,0.33600000000000002,0,0]
["EE","Battery",27,"CUPA",0.997,0.86599999999999999,0,0]
["EE","Battery",27,"CURR",1.0999999999999999E-2,8.9999999999999993E-3,0,0]
["EE","Battery",27,"DALL_P",0,0,0,0]
["EE","Battery",27,"DALM3",0.314,0.27200000000000002,0,0]
["EE","Battery",27,"DEVM",0.17599999999999999,0.153,0,0]
["EE","Battery",27,"DEVO",0.52600000000000002,0.45600000000000002,0,0]
["EE","Battery",27,"DEWP",5.1999999999999998E-2,4.4999999999999998E-2,0,0]
["EE","Battery",27,"DOUN_P",0.17499999999999999,0.152,0,0]
["EE","Battery",27,"DRAK_1",2.9140000000000001,2.5289999999999999,0,0]
["EE","Battery",27,"DRAX_1",0.72099999999999997,0.626,0,0]
["EE","Battery",27,"DRCR",0,0,0,0]
["EE","Battery",27,"DRUM",0.191,0.16600000000000001,0,0]
["EE","Battery",27,"DUBE_P",0,0,0,0]
["EE","Battery",27,"DUDH_P",0.39900000000000002,0.34699999999999998,0,0]
["EE","Battery",27,"DUGR_P",0.02,1.7000000000000001E-2,0,0]
["EE","Battery",27,"DUNB_A",0,0,0,0]
["EE","Battery",27,"DUNB_B",0.45500000000000002,0.39500000000000002,0,0]
["EE","Battery",27,"DUNF",0.26300000000000001,0.22800000000000001,0,0]
["EE","Battery",27,"DUNO_P",0.22700000000000001,0.19700000000000001,0,0]
["EE","Battery",27,"DYCE_P",0.63100000000000001,0.54800000000000004,0,0]
["EE","Battery",27,"EALI_6",0.627,0.54500000000000004,0,0]
["EE","Battery",27,"EASO_1",4.8380000000000001,4.1989999999999998,0,0]
["EE","Battery",27,"EAST",0,0,0,0]
["EE","Battery",27,"ECCL",1.0129999999999999,0.879,0,0]
["EE","Battery",27,"ECLA_1",4.3090000000000002,3.7410000000000001,0,0]
["EE","Battery",27,"ECLA_H",0,0,0,0]
["EE","Battery",27,"EERH",0.56799999999999995,0.49299999999999999,0,0]
["EE","Battery",27,"EKIL",0.69099999999999995,0.6,0,0]
["EE","Battery",27,"EKIS",0,0,0,0]
["EE","Battery",27,"ELDE",0.32,0.27800000000000002,0,0]
["EE","Battery",27,"ELGI_P",0.86599999999999999,0.752,0,0]
["EE","Battery",27,"ELLA_1",3.7069999999999999,3.218,0,0]
["EE","Battery",27,"ELST_1",1.978,1.7170000000000001,0,0]
["EE","Battery",27,"ENDE_1",6.02,5.2249999999999996,0,0]
["EE","Battery",27,"ERSK",0.122,0.106,0,0]
["EE","Battery",27,"EXET1",8.1920000000000002,7.1109999999999998,0,0]
["EE","Battery",27,"FASN_P",0,0,0,0]
["EE","Battery",27,"FAUG_P",5.7000000000000002E-2,4.9000000000000002E-2,0,0]
["EE","Battery",27,"FAWL_1",2.8759999999999999,2.496,0,0]
["EE","Battery",27,"FECK_6",7.2480000000000002,6.2910000000000004,0,0]
["EE","Battery",27,"FERRA2",1.0329999999999999,0.89700000000000002,0,0]
["EE","Battery",27,"FERRB_M",5.5250000000000004,4.7960000000000003,0,0]
["EE","Battery",27,"FETT_P",0,0,0,0]
["EE","Battery",27,"FIDD_P",0.49199999999999999,0.42699999999999999,0,0]
["EE","Battery",27,"FIDF_1",3.5219999999999998,3.0569999999999999,0,0]
["EE","Battery",27,"FINN",0,0,0,0]
["EE","Battery",27,"FLEE_1",8.548,7.4189999999999996,0,0]
["EE","Battery",27,"FOUR_1",5.5E-2,4.7E-2,0,0]
["EE","Battery",27,"FRAS_P",0,0,0,0]
["EE","Battery",27,"FROD_1",3.74,3.246,0,0]
["EE","Battery",27,"FWIL_P",0.151,0.13100000000000001,0,0]
["EE","Battery",27,"GALA",0.70599999999999996,0.61299999999999999,0,0]
["EE","Battery",27,"GIFF",0.185,0.161,0,0]
["EE","Battery",27,"GLEF_P",0,0,0,0]
["EE","Battery",27,"GLLE",0,0,0,0]
["EE","Battery",27,"GLLU",0.40899999999999997,0.35499999999999998,0,0]
["EE","Battery",27,"GLNI",0.22500000000000001,0.19500000000000001,0,0]
["EE","Battery",27,"GLRO",0.30199999999999999,0.26200000000000001,0,0]
["EE","Battery",27,"GORG",5.8999999999999997E-2,5.1999999999999998E-2,0,0]
["EE","Battery",27,"GOVA",0.23,0.2,0,0]
["EE","Battery",27,"GREE_H",0,0,0,0]
["EE","Battery",27,"GREN_1",10.43,9.0540000000000003,0,0]
["EE","Battery",27,"GRIW_1",2.698,2.3420000000000001,0,0]
["EE","Battery",27,"GRUB_P",0.104,0.09,0,0]
["EE","Battery",27,"G_EXTRA_10",0.11700000000000001,0.10199999999999999,0,0]
["EE","Battery",27,"G_EXTRA_11",0.11700000000000001,0.10199999999999999,0,0]
["EE","Battery",27,"G_EXTRA_12",0,0,0,0]
["EE","Battery",27,"G_EXTRA_14",0,0,0,0]
["EE","Battery",27,"G_EXTRA_17",0,0,0,0]
["EE","Battery",27,"G_EXTRA_18",0,0,0,0]
["EE","Battery",27,"G_EXTRA_19",0,0,0,0]
["EE","Battery",27,"G_EXTRA_2",0.27900000000000003,0.24199999999999999,0,0]
["EE","Battery",27,"G_EXTRA_20",0,0,0,0]
["EE","Battery",27,"G_EXTRA_3",0.27900000000000003,0.24199999999999999,0,0]
["EE","Battery",27,"G_EXTRA_4",0.253,0.219,0,0]
["EE","Battery",27,"G_EXTRA_5",0.253,0.219,0,0]
["EE","Battery",27,"G_EXTRA_6",0.122,0.106,0,0]
["EE","Battery",27,"G_EXTRA_7",0.122,0.106,0,0]
["EE","Battery",27,"G_EXTRA_8",0.34899999999999998,0.30299999999999999,0,0]
["EE","Battery",27,"G_EXTRA_9",0.34899999999999998,0.30299999999999999,0,0]
["EE","Battery",27,"HACK_1",0.97099999999999997,0.84299999999999997,0,0]
["EE","Battery",27,"HACK_6",0,0,0,0]
["EE","Battery",27,"HAGR",0.126,0.11,0,0]
["EE","Battery",27,"HAMHC1",3.1779999999999999,2.7589999999999999,0,0]
["EE","Battery",27,"HARK_1",4.3120000000000003,3.7429999999999999,0,0]
["EE","Battery",27,"HARM_6",1.0589999999999999,0.91900000000000004,0,0]
["EE","Battery",27,"HAWI",0.308,0.26700000000000002,0,0]
["EE","Battery",27,"HAWP_6",2.492,2.1629999999999998,0,0]
["EE","Battery",27,"HELE",0.17299999999999999,0.15,0,0]
["EE","Battery",27,"HEYS1",0,0,0,0]
["EE","Battery",27,"HEYS_1",1.252,1.087,0,0]
["EE","Battery",27,"HUER",0,0,0,0]
["EE","Battery",27,"HURS_1",1.1459999999999999,0.995,0,0]
["EE","Battery",27,"HUTT_1",2.4350000000000001,2.113,0,0]
["EE","Battery",27,"IMPK_1",0,0,0,0]
["EE","Battery",27,"INDQ1",12.256,10.638999999999999,0,0]
["EE","Battery",27,"INKE",0.40600000000000003,0.35199999999999998,0,0]
["EE","Battery",27,"INNE_P",0.56200000000000006,0.48799999999999999,0,0]
["EE","Battery",27,"IROA1",8.141,7.0659999999999998,0,0]
["EE","Battery",27,"IRONB1",2.2149999999999999,1.923,0,0]
["EE","Battery",27,"ISLI_1",0,0,0,0]
["EE","Battery",27,"IVER_1",1.978,1.7170000000000001,0,0]
["EE","Battery",27,"IVER_6",0.52300000000000002,0.45400000000000001,0,0]
["EE","Battery",27,"JOHN",0.28499999999999998,0.247,0,0]
["EE","Battery",27,"JORD_3",0.375,0.32500000000000001,0,0]
["EE","Battery",27,"KAIM",1.196,1.038,0,0]
["EE","Battery",27,"KEAD_1",6.8970000000000002,5.9870000000000001,0,0]
["EE","Battery",27,"KEAR_1",5.2309999999999999,4.5410000000000004,0,0]
["EE","Battery",27,"KEAR_3",0,0,0,0]
["EE","Battery",27,"KEIT_P",0.625,0.54200000000000004,0,0]
["EE","Battery",27,"KEMS_1",1.2909999999999999,1.121,0,0]
["EE","Battery",27,"KEOO",0,0,0,0]
["EE","Battery",27,"KIBY_1",1.732,1.5029999999999999,0,0]
["EE","Battery",27,"KIBY_G",1.61,1.397,0,0]
["EE","Battery",27,"KIER",0.30599999999999999,0.26500000000000001,0,0]
["EE","Battery",27,"KIIN_P",5.1999999999999998E-2,4.4999999999999998E-2,0,0]
["EE","Battery",27,"KILS",0.34699999999999998,0.30099999999999999,0,0]
["EE","Battery",27,"KILT",0.371,0.32200000000000001,0,0]
["EE","Battery",27,"KILW",0.33100000000000002,0.28799999999999998,0,0]
["EE","Battery",27,"KINL_P",1.4E-2,1.2E-2,0,0]
["EE","Battery",27,"KINO_1",1.4570000000000001,1.2649999999999999,0,0]
["EE","Battery",27,"KINT_P",1.3680000000000001,1.1879999999999999,0,0]
["EE","Battery",27,"KIRKB1",1.47,1.276,0,0]
["EE","Battery",27,"KITW_1",1.9379999999999999,1.6819999999999999,0,0]
["EE","Battery",27,"KNAR",1.462,1.2689999999999999,0,0]
["EE","Battery",27,"LACK_6",1.835,1.593,0,0]
["EE","Battery",27,"LAIR_P",7.2999999999999995E-2,6.3E-2,0,0]
["EE","Battery",27,"LALE1SG003",0.66600000000000004,0.57799999999999996,0,0]
["EE","Battery",27,"LAND1",4.6680000000000001,4.0519999999999996,0,0]
["EE","Battery",27,"LEGA_1",5.2439999999999998,4.5519999999999996,0,0]
["EE","Battery",27,"LEVE",0.40500000000000003,0.35099999999999998,0,0]
["EE","Battery",27,"LING",0.56499999999999995,0.49,0,0]
["EE","Battery",27,"LINM",0.92700000000000005,0.80500000000000005,0,0]
["EE","Battery",27,"LISD_1",2.952,2.5630000000000002,0,0]
["EE","Battery",27,"LITT_C",0.82399999999999995,0.71499999999999997,0,0]
["EE","Battery",27,"LITT_J",2.5000000000000001E-2,2.1999999999999999E-2,0,0]
["EE","Battery",27,"LODR_6",0.25700000000000001,0.223,0,0]
["EE","Battery",27,"LOUD_H",0.46400000000000002,0.40300000000000002,0,0]
["EE","Battery",27,"LOVE_1",7.9809999999999999,6.9279999999999999,0,0]
["EE","Battery",27,"LUNA_P",0.60599999999999998,0.52600000000000002,0,0]
["EE","Battery",27,"LYND_P",0.16900000000000001,0.14699999999999999,0,0]
["EE","Battery",27,"MACC_3",0.76500000000000001,0.66400000000000003,0,0]
["EE","Battery",27,"MACD_P",0.61199999999999999,0.53200000000000003,0,0]
["EE","Battery",27,"MAGA_6",0.17299999999999999,0.15,0,0]
["EE","Battery",27,"MANN_1",10.324999999999999,8.9629999999999992,0,0]
["EE","Battery",27,"MAYB",0.221,0.192,0,0]
["EE","Battery",27,"MELK_1",7.6840000000000002,6.6689999999999996,0,0]
["EE","Battery",27,"MILC_P",0.496,0.43,0,0]
["EE","Battery",27,"MILH_1",0.58699999999999997,0.50900000000000001,0,0]
["EE","Battery",27,"MITY_1",3.2970000000000002,2.8620000000000001,0,0]
["EE","Battery",27,"MYBS_P",0,0,0,0]
["EE","Battery",27,"NAIR_P",0.47,0.40799999999999997,0,0]
["EE","Battery",27,"NEAR",0.17699999999999999,0.154,0,0]
["EE","Battery",27,"NECE_1",3.3519999999999999,2.91,0,0]
["EE","Battery",27,"NEEP_3",0.68700000000000006,0.59599999999999997,0,0]
["EE","Battery",27,"NETS",0,0,0,0]
["EE","Battery",27,"NEWX_6",0.90500000000000003,0.78500000000000003,0,0]
["EE","Battery",27,"NFLE",4.851,4.2110000000000003,0,0]
["EE","Battery",27,"NHYD_6",0.96399999999999997,0.83699999999999997,0,0]
["EE","Battery",27,"NINF_1",7.3410000000000002,6.3719999999999999,0,0]
["EE","Battery",27,"NORL_3",0.246,0.214,0,0]
["EE","Battery",27,"NORM_1",12.930999999999999,11.224,0,0]
["EE","Battery",27,"NORT_1",7.83,6.7969999999999997,0,0]
["EE","Battery",27,"NURS_1",3.7160000000000002,3.2250000000000001,0,0]
["EE","Battery",27,"OCKH_1",0.81799999999999995,0.71,0,0]
["EE","Battery",27,"OFFE_3",0.47199999999999998,0.40899999999999997,0,0]
["EE","Battery",27,"OLDB_1",1.1479999999999999,0.997,0,0]
["EE","Battery",27,"ORMO",0,0,0,0]
["EE","Battery",27,"ORRI_P",0,0,0,0]
["EE","Battery",27,"OSBA_1",4.9870000000000001,4.3289999999999997,0,0]
["EE","Battery",27,"PADIB1",2.5459999999999998,2.21,0,0]
["EE","Battery",27,"PAIS",4.7E-2,0.04,0,0]
["EE","Battery",27,"PART",0.03,2.5999999999999999E-2,0,0]
["EE","Battery",27,"PEHG_P",0,0,0,0]
["EE","Battery",27,"PEHS_P",1.101,0.95599999999999996,0,0]
["EE","Battery",27,"PELH_1",3.9630000000000001,3.44,0,0]
["EE","Battery",27,"PEMB_1",2.6890000000000001,2.3340000000000001,0,0]
["EE","Battery",27,"PENE_1",3.411,2.9609999999999999,0,0]
["EE","Battery",27,"PENN_1",0.56299999999999994,0.48799999999999999,0,0]
["EE","Battery",27,"PENT_1",2.077,1.8029999999999999,0,0]
["EE","Battery",27,"PENW_1",3.016,2.617,0,0]
["EE","Battery",27,"PERI_H",0,0,0,0]
["EE","Battery",27,"PERS_P",0.28899999999999998,0.25,0,0]
["EE","Battery",27,"PITS_3",0.47699999999999998,0.41399999999999998,0,0]
["EE","Battery",27,"POOB",0.40600000000000003,0.35199999999999998,0,0]
["EE","Battery",27,"POPP_3",0.88400000000000001,0.76800000000000002,0,0]
["EE","Battery",27,"PORA_P",0.22,0.191,0,0]
["EE","Battery",27,"PORD",0.19500000000000001,0.16900000000000001,0,0]
["EE","Battery",27,"PYLE_1",1.3140000000000001,1.1399999999999999,0,0]
["EE","Battery",27,"QUOI_P",0,0,0,0]
["EE","Battery",27,"RAIN_1",2.3170000000000002,2.0110000000000001,0,0]
["EE","Battery",27,"RANN_P",1.9E-2,1.7000000000000001E-2,0,0]
["EE","Battery",27,"RASS_1",4.016,3.4860000000000002,0,0]
["EE","Battery",27,"RATS_1",5.46,4.7389999999999999,0,0]
["EE","Battery",27,"RAVE",0,0,0,0]
["EE","Battery",27,"RAYL_1",6.0759999999999996,5.274,0,0]
["EE","Battery",27,"REBR_3",0.54400000000000004,0.47199999999999998,0,0]
["EE","Battery",27,"REDH",0.161,0.14000000000000001,0,0]
["EE","Battery",27,"REDM_P",0.23400000000000001,0.20300000000000001,0,0]
["EE","Battery",27,"RICH_J",2.4660000000000002,2.14,0,0]
["EE","Battery",27,"ROCH_1",2.56,2.222,0,0]
["EE","Battery",27,"ROTI3",0,0,0,0]
["EE","Battery",27,"RRIG",0,0,0,0]
["EE","Battery",27,"RUGEB1",1.6120000000000001,1.4,0,0]
["EE","Battery",27,"RYEH_1",2.6139999999999999,2.2690000000000001,0,0]
["EE","Battery",27,"SAFO_1",0,0,0,0]
["EE","Battery",27,"SALH_1",0,0,0,0]
["EE","Battery",27,"SALL1",0,0,0,0]
["EE","Battery",27,"SALT_1",1.101,0.95499999999999996,0,0]
["EE","Battery",27,"SANX",0,0,0,0]
["EE","Battery",27,"SASA",0,0,0,0]
["EE","Battery",27,"SBAR",3.5659999999999998,3.0950000000000002,0,0]
["EE","Battery",27,"SEAB1",4.9320000000000004,4.2809999999999997,0,0]
["EE","Battery",27,"SELL_1",3.8929999999999998,3.379,0,0]
["EE","Battery",27,"SFEG_P",0,0,0,0]
["EE","Battery",27,"SFIL_P",3.5000000000000003E-2,0.03,0,0]
["EE","Battery",27,"SHEC_3",7.4999999999999997E-2,6.5000000000000002E-2,0,0]
["EE","Battery",27,"SHIN_P",3.3000000000000002E-2,2.9000000000000001E-2,0,0]
["EE","Battery",27,"SHRU",5.8000000000000003E-2,0.05,0,0]
["EE","Battery",27,"SHRW_1",4.7460000000000004,4.1189999999999998,0,0]
["EE","Battery",27,"SIGH",0.42799999999999999,0.372,0,0]
["EE","Battery",27,"SJOW_1",0.34,0.29499999999999998,0,0]
["EE","Battery",27,"SKLGB1",5.5839999999999996,4.8470000000000004,0,0]
["EE","Battery",27,"SLOY_P",0,0,0,0]
["EE","Battery",27,"SMAN_1",2.3039999999999998,2,0,0]
["EE","Battery",27,"SPAV",0.128,0.111,0,0]
["EE","Battery",27,"SPEN_1",2.5990000000000002,2.2559999999999998,0,0]
["EE","Battery",27,"SSHI_3",1.139,0.98799999999999999,0,0]
["EE","Battery",27,"STAH_1",1.665,1.4450000000000001,0,0]
["EE","Battery",27,"STAL_1",3.2250000000000001,2.8,0,0]
["EE","Battery",27,"STAY_1",4.242,3.6819999999999999,0,0]
["EE","Battery",27,"STEN_1",1.458,1.2649999999999999,0,0]
["EE","Battery",27,"STES_1",3.4870000000000001,3.0270000000000001,0,0]
["EE","Battery",27,"STHA",0.25700000000000001,0.223,0,0]
["EE","Battery",27,"STIR",1.5620000000000001,1.3560000000000001,0,0]
["EE","Battery",27,"STLE",0.65,0.56399999999999995,0,0]
["EE","Battery",27,"STRI_P",0,0,0,0]
["EE","Battery",27,"SUND_1",4.7409999999999997,4.1150000000000002,0,0]
["EE","Battery",27,"SWAN_1",9.3450000000000006,8.1110000000000007,0,0]
["EE","Battery",27,"TARL_P",0.21299999999999999,0.184,0,0]
["EE","Battery",27,"TAUN1",2.9409999999999998,2.5529999999999999,0,0]
["EE","Battery",27,"TAYN_P",0.32800000000000001,0.28499999999999998,0,0]
["EE","Battery",27,"TELR",0.152,0.13200000000000001,0,0]
["EE","Battery",27,"TEMP_3",0,0,0,0]
["EE","Battery",27,"THOM_6",6.9470000000000001,6.03,0,0]
["EE","Battery",27,"THSO_P",0.51700000000000002,0.44900000000000001,0,0]
["EE","Battery",27,"THUR_6",2.3620000000000001,2.0499999999999998,0,0]
["EE","Battery",27,"TILBB_1",1.236,1.0720000000000001,0,0]
["EE","Battery",27,"TONG",0.442,0.38300000000000001,0,0]
["EE","Battery",27,"TONG1",0,0,0,0]
["EE","Battery",27,"TOTT_1",1.2,1.0409999999999999,0,0]
["EE","Battery",27,"TRAW_1",1.766,1.5329999999999999,0,0]
["EE","Battery",27,"TUMB_P",0.20399999999999999,0.17699999999999999,0,0]
["EE","Battery",27,"TYNE_1",0,0,0,0]
["EE","Battery",27,"TYNE_2",2.3279999999999998,2.0209999999999999,0,0]
["EE","Battery",27,"UPPB_1",3.0009999999999999,2.605,0,0]
["EE","Battery",27,"UPPB_3",0,0,0,0]
["EE","Battery",27,"USKM_1",3.702,3.2130000000000001,0,0]
["EE","Battery",27,"Unknown",0,0,0,0]
["EE","Battery",27,"WABO",0,0,0,0]
["EE","Battery",27,"WALH_1",4.0860000000000003,3.5459999999999998,0,0]
["EE","Battery",27,"WALP_1",11.010999999999999,9.5579999999999998,0,0]
["EE","Battery",27,"WALP_B",6.7850000000000001,5.89,0,0]
["EE","Battery",27,"WARL_1",1.417,1.23,0,0]
["EE","Battery",27,"WASF_1",0.33300000000000002,0.28899999999999998,0,0]
["EE","Battery",27,"WATFS_1",2.0419999999999998,1.772,0,0]
["EE","Battery",27,"WBOL_6",2.29,1.9870000000000001,0,0]
["EE","Battery",27,"WBUR_1",5.7329999999999997,4.976,0,0]
["EE","Battery",27,"WESA_H",0,0,0,0]
["EE","Battery",27,"WFIE",0.252,0.219,0,0]
["EE","Battery",27,"WGEO",0,0,0,0]
["EE","Battery",27,"WHAM_1",1.1120000000000001,0.96499999999999997,0,0]
["EE","Battery",27,"WHGA_1",3.2749999999999999,2.843,0,0]
["EE","Battery",27,"WHHO",0.184,0.16,0,0]
["EE","Battery",27,"WIBA_3",0,0,0,0]
["EE","Battery",27,"WIEN_1",2.149,1.865,0,0]
["EE","Battery",27,"WILL_1",7.0430000000000001,6.1130000000000004,0,0]
["EE","Battery",27,"WIMBN1",0,0,0,0]
["EE","Battery",27,"WIMBS1",1.702,1.478,0,0]
["EE","Battery",27,"WIOW_P",4.4999999999999998E-2,3.9E-2,0,0]
["EE","Battery",27,"WISD_1",0.13200000000000001,0.114,0,0]
["EE","Battery",27,"WISD_6",0.34300000000000003,0.29699999999999999,0,0]
["EE","Battery",27,"WISH",0.56799999999999995,0.49299999999999999,0,0]
["EE","Battery",27,"WMEL_1",3.7679999999999998,3.2709999999999999,0,0]
["EE","Battery",27,"WOHI_P",0.49399999999999999,0.42899999999999999,0,0]
["EE","Battery",27,"WTHU31",0.36899999999999999,0.32,0,0]
["EE","Battery",27,"WWEY_1",3.3769999999999998,2.931,0,0]
["EE","Battery",27,"WYLF_1",0.58199999999999996,0.505,0,0]
["EE","Battery",27,"WYMOM_1",2.5870000000000002,2.246,0,0]
["EE","Battery",28,"ABHA1",10.914,9.4730000000000008,0,0]
["EE","Battery",28,"ABNE_P",0.96599999999999997,0.83799999999999997,0,0]
["EE","Battery",28,"ABTH_1",2.1859999999999999,1.8979999999999999,0,0]
["EE","Battery",28,"ACTL_2",0.57499999999999996,0.499,0,0]
["EE","Battery",28,"ACTL_C",0,0,0,0]
["EE","Battery",28,"ALNE_P",0.35799999999999998,0.311,0,0]
["EE","Battery",28,"ALST_3",0,0,0,0]
["EE","Battery",28,"ALVE1",9.4079999999999995,8.1660000000000004,0,0]
["EE","Battery",28,"AMEM_1",1.052,0.91300000000000003,0,0]
["EE","Battery",28,"ARBR_P",0.95099999999999996,0.82499999999999996,0,0]
["EE","Battery",28,"ARDK_P",0,0,0,0]
["EE","Battery",28,"ARMO_P",0.24199999999999999,0.21,0,0]
["EE","Battery",28,"AXMI1",5.4109999999999996,4.6970000000000001,0,0]
["EE","Battery",28,"AXMI_H",0,0,0,0]
["EE","Battery",28,"AYRR",0.23200000000000001,0.20100000000000001,0,0]
["EE","Battery",28,"BAGA",0.63800000000000001,0.55400000000000005,0,0]
["EE","Battery",28,"BAIN",0.187,0.16300000000000001,0,0]
["EE","Battery",28,"BARKR_C",2.0960000000000001,1.82,0,0]
["EE","Battery",28,"BARKW3",0,0,0,0]
["EE","Battery",28,"BEAU_P",0.57999999999999996,0.503,0,0]
["EE","Battery",28,"BEDDT1",0.60399999999999998,0.52400000000000002,0,0]
["EE","Battery",28,"BEDD_1",2.5720000000000001,2.2320000000000002,0,0]
["EE","Battery",28,"BERB_P",0,0,0,0]
["EE","Battery",28,"BERW",0.80500000000000005,0.69899999999999995,0,0]
["EE","Battery",28,"BESW_1",3.5139999999999998,3.05,0,0]
["EE","Battery",28,"BICF_1",3.3410000000000002,2.9,0,0]
["EE","Battery",28,"BIRK_1",1.742,1.512,0,0]
["EE","Battery",28,"BISW_1",15.516999999999999,13.468,0,0]
["EE","Battery",28,"BLYTB1",3.8559999999999999,3.347,0,0]
["EE","Battery",28,"BLYTH132",1.103,0.95799999999999996,0,0]
["EE","Battery",28,"BOAG_P",0.39400000000000002,0.34200000000000003,0,0]
["EE","Battery",28,"BOLN_1",10.234999999999999,8.8840000000000003,0,0]
["EE","Battery",28,"BONN",0.58299999999999996,0.50600000000000001,0,0]
["EE","Battery",28,"BOTW_1",2.472,2.1459999999999999,0,0]
["EE","Battery",28,"BRAC_P",0.99399999999999999,0.86199999999999999,0,0]
["EE","Battery",28,"BRAI_1",3.7410000000000001,3.2469999999999999,0,0]
["EE","Battery",28,"BRAP",0.29199999999999998,0.253,0,0]
["EE","Battery",28,"BRAW_1",4.5149999999999997,3.919,0,0]
["EE","Battery",28,"BRED_1",2.976,2.5830000000000002,0,0]
["EE","Battery",28,"BRFO_1",19.506,16.931000000000001,0,0]
["EE","Battery",28,"BRID_P",0.748,0.65,0,0]
["EE","Battery",28,"BRIM_1",1.839,1.5960000000000001,0,0]
["EE","Battery",28,"BRLE_1",4.5599999999999996,3.9580000000000002,0,0]
["EE","Battery",28,"BROA_P",0.17299999999999999,0.15,0,0]
["EE","Battery",28,"BROR_P",0.13500000000000001,0.11700000000000001,0,0]
["EE","Battery",28,"BROX",0.35599999999999998,0.309,0,0]
["EE","Battery",28,"BRWA1",8.375,7.2690000000000001,0,0]
["EE","Battery",28,"BUMU_P",0.51300000000000001,0.44500000000000001,0,0]
["EE","Battery",28,"BURM_1",6.8049999999999997,5.907,0,0]
["EE","Battery",28,"BUSH_1",2.98,2.5859999999999999,0,0]
["EE","Battery",28,"BUST_1",2.173,1.887,0,0]
["EE","Battery",28,"CAAD_P",0.21199999999999999,0.184,0,0]
["EE","Battery",28,"CAFA",0,0,0,0]
["EE","Battery",28,"CAIF_P",0,0,0,0]
["EE","Battery",28,"CAMB_01",0,0,0,0]
["EE","Battery",28,"CANTN1",3.258,2.8279999999999998,0,0]
["EE","Battery",28,"CAPEA1",2.0409999999999999,1.772,0,0]
["EE","Battery",28,"CARE_1",2.13,1.849,0,0]
["EE","Battery",28,"CARR_1",1.472,1.278,0,0]
["EE","Battery",28,"CASS_P",0,0,0,0]
["EE","Battery",28,"CATY",3.5999999999999997E-2,3.1E-2,0,0]
["EE","Battery",28,"CBNK_H",0,0,0,0]
["EE","Battery",28,"CEAN_P",0,0,0,0]
["EE","Battery",28,"CELL_1",9,7.8120000000000003,0,0]
["EE","Battery",28,"CHAP",0.74099999999999999,0.64300000000000002,0,0]
["EE","Battery",28,"CHAR_P",0,0,0,0]
["EE","Battery",28,"CHAS",0.16200000000000001,0.14099999999999999,0,0]
["EE","Battery",28,"CHIC_1",2.2240000000000002,1.93,0,0]
["EE","Battery",28,"CHSI_1",1.673,1.452,0,0]
["EE","Battery",28,"CHTE_1",9.8469999999999995,8.548,0,0]
["EE","Battery",28,"CITR_1",0.14299999999999999,0.124,0,0]
["EE","Battery",28,"CLAC_P",3.4000000000000002E-2,0.03,0,0]
["EE","Battery",28,"CLAY_P",0.17799999999999999,0.154,0,0]
["EE","Battery",28,"CLT03",0,0,0,0]
["EE","Battery",28,"CLYM",0,0,0,0]
["EE","Battery",28,"COAT",0.628,0.54500000000000004,0,0]
["EE","Battery",28,"COCK",0.751,0.65200000000000002,0,0]
["EE","Battery",28,"CONQA1",4.26,3.698,0,0]
["EE","Battery",28,"COUA_P",0.69399999999999995,0.60299999999999998,0,0]
["EE","Battery",28,"COVE_1",6.1369999999999996,5.327,0,0]
["EE","Battery",28,"COWL_1",7.6870000000000003,6.6719999999999997,0,0]
["EE","Battery",28,"COYL",0.64100000000000001,0.55700000000000005,0,0]
["EE","Battery",28,"CRAI_P",4.5999999999999999E-2,0.04,0,0]
["EE","Battery",28,"CREB_1",8.8729999999999993,7.702,0,0]
["EE","Battery",28,"CUMB",0.46600000000000003,0.40500000000000003,0,0]
["EE","Battery",28,"CUPA",1.2010000000000001,1.0429999999999999,0,0]
["EE","Battery",28,"CURR",1.2999999999999999E-2,1.0999999999999999E-2,0,0]
["EE","Battery",28,"DALL_P",0,0,0,0]
["EE","Battery",28,"DALM3",0.378,0.32800000000000001,0,0]
["EE","Battery",28,"DEVM",0.21199999999999999,0.184,0,0]
["EE","Battery",28,"DEVO",0.63300000000000001,0.55000000000000004,0,0]
["EE","Battery",28,"DEWP",6.2E-2,5.3999999999999999E-2,0,0]
["EE","Battery",28,"DOUN_P",0.21099999999999999,0.183,0,0]
["EE","Battery",28,"DRAK_1",3.5089999999999999,3.0459999999999998,0,0]
["EE","Battery",28,"DRAX_1",0.86899999999999999,0.754,0,0]
["EE","Battery",28,"DRCR",0,0,0,0]
["EE","Battery",28,"DRUM",0.23,0.2,0,0]
["EE","Battery",28,"DUBE_P",0,0,0,0]
["EE","Battery",28,"DUDH_P",0.48099999999999998,0.41799999999999998,0,0]
["EE","Battery",28,"DUGR_P",2.4E-2,2.1000000000000001E-2,0,0]
["EE","Battery",28,"DUNB_A",0,0,0,0]
["EE","Battery",28,"DUNB_B",0.54800000000000004,0.47499999999999998,0,0]
["EE","Battery",28,"DUNF",0.317,0.27500000000000002,0,0]
["EE","Battery",28,"DUNO_P",0.27300000000000002,0.23699999999999999,0,0]
["EE","Battery",28,"DYCE_P",0.76,0.66,0,0]
["EE","Battery",28,"EALI_6",0.75600000000000001,0.65600000000000003,0,0]
["EE","Battery",28,"EASO_1",5.827,5.0579999999999998,0,0]
["EE","Battery",28,"EAST",0,0,0,0]
["EE","Battery",28,"ECCL",1.22,1.0589999999999999,0,0]
["EE","Battery",28,"ECLA_1",5.1909999999999998,4.5049999999999999,0,0]
["EE","Battery",28,"ECLA_H",0,0,0,0]
["EE","Battery",28,"EERH",0.68400000000000005,0.59399999999999997,0,0]
["EE","Battery",28,"EKIL",0.83199999999999996,0.72199999999999998,0,0]
["EE","Battery",28,"EKIS",0,0,0,0]
["EE","Battery",28,"ELDE",0.38600000000000001,0.33500000000000002,0,0]
["EE","Battery",28,"ELGI_P",1.0429999999999999,0.90500000000000003,0,0]
["EE","Battery",28,"ELLA_1",4.4649999999999999,3.8759999999999999,0,0]
["EE","Battery",28,"ELST_1",2.3820000000000001,2.0680000000000001,0,0]
["EE","Battery",28,"ENDE_1",7.25,6.2930000000000001,0,0]
["EE","Battery",28,"ERSK",0.14699999999999999,0.127,0,0]
["EE","Battery",28,"EXET1",9.8670000000000009,8.5649999999999995,0,0]
["EE","Battery",28,"FASN_P",0,0,0,0]
["EE","Battery",28,"FAUG_P",6.9000000000000006E-2,0.06,0,0]
["EE","Battery",28,"FAWL_1",3.464,3.0059999999999998,0,0]
["EE","Battery",28,"FECK_6",8.73,7.5780000000000003,0,0]
["EE","Battery",28,"FERRA2",1.2450000000000001,1.08,0,0]
["EE","Battery",28,"FERRB_M",6.6550000000000002,5.7759999999999998,0,0]
["EE","Battery",28,"FETT_P",0,0,0,0]
["EE","Battery",28,"FIDD_P",0.59299999999999997,0.51500000000000001,0,0]
["EE","Battery",28,"FIDF_1",4.2430000000000003,3.6829999999999998,0,0]
["EE","Battery",28,"FINN",0,0,0,0]
["EE","Battery",28,"FLEE_1",10.295,8.9359999999999999,0,0]
["EE","Battery",28,"FOUR_1",6.6000000000000003E-2,5.7000000000000002E-2,0,0]
["EE","Battery",28,"FRAS_P",0,0,0,0]
["EE","Battery",28,"FROD_1",4.5039999999999996,3.91,0,0]
["EE","Battery",28,"FWIL_P",0.182,0.158,0,0]
["EE","Battery",28,"GALA",0.85,0.73799999999999999,0,0]
["EE","Battery",28,"GIFF",0.223,0.19400000000000001,0,0]
["EE","Battery",28,"GLEF_P",0,0,0,0]
["EE","Battery",28,"GLLE",0,0,0,0]
["EE","Battery",28,"GLLU",0.49299999999999999,0.42799999999999999,0,0]
["EE","Battery",28,"GLNI",0.27100000000000002,0.23499999999999999,0,0]
["EE","Battery",28,"GLRO",0.36399999999999999,0.316,0,0]
["EE","Battery",28,"GORG",7.1999999999999995E-2,6.2E-2,0,0]
["EE","Battery",28,"GOVA",0.27700000000000002,0.24099999999999999,0,0]
["EE","Battery",28,"GREE_H",0,0,0,0]
["EE","Battery",28,"GREN_1",12.563000000000001,10.904999999999999,0,0]
["EE","Battery",28,"GRIW_1",3.25,2.8210000000000002,0,0]
["EE","Battery",28,"GRUB_P",0.125,0.108,0,0]
["EE","Battery",28,"G_EXTRA_10",0.14099999999999999,0.122,0,0]
["EE","Battery",28,"G_EXTRA_11",0.14099999999999999,0.122,0,0]
["EE","Battery",28,"G_EXTRA_12",0,0,0,0]
["EE","Battery",28,"G_EXTRA_14",0,0,0,0]
["EE","Battery",28,"G_EXTRA_17",0,0,0,0]
["EE","Battery",28,"G_EXTRA_18",0,0,0,0]
["EE","Battery",28,"G_EXTRA_19",0,0,0,0]
["EE","Battery",28,"G_EXTRA_2",0.33500000000000002,0.29099999999999998,0,0]
["EE","Battery",28,"G_EXTRA_20",0,0,0,0]
["EE","Battery",28,"G_EXTRA_3",0.33500000000000002,0.29099999999999998,0,0]
["EE","Battery",28,"G_EXTRA_4",0.30399999999999999,0.26400000000000001,0,0]
["EE","Battery",28,"G_EXTRA_5",0.30399999999999999,0.26400000000000001,0,0]
["EE","Battery",28,"G_EXTRA_6",0.14699999999999999,0.128,0,0]
["EE","Battery",28,"G_EXTRA_7",0.14699999999999999,0.128,0,0]
["EE","Battery",28,"G_EXTRA_8",0.42,0.36399999999999999,0,0]
["EE","Battery",28,"G_EXTRA_9",0.42,0.36399999999999999,0,0]
["EE","Battery",28,"HACK_1",1.17,1.0149999999999999,0,0]
["EE","Battery",28,"HACK_6",0,0,0,0]
["EE","Battery",28,"HAGR",0.152,0.13200000000000001,0,0]
["EE","Battery",28,"HAMHC1",3.8279999999999998,3.323,0,0]
["EE","Battery",28,"HARK_1",5.194,4.508,0,0]
["EE","Battery",28,"HARM_6",1.2749999999999999,1.107,0,0]
["EE","Battery",28,"HAWI",0.371,0.32200000000000001,0,0]
["EE","Battery",28,"HAWP_6",3.0009999999999999,2.605,0,0]
["EE","Battery",28,"HELE",0.20899999999999999,0.18099999999999999,0,0]
["EE","Battery",28,"HEYS1",0,0,0,0]
["EE","Battery",28,"HEYS_1",1.508,1.3089999999999999,0,0]
["EE","Battery",28,"HUER",0,0,0,0]
["EE","Battery",28,"HURS_1",1.38,1.198,0,0]
["EE","Battery",28,"HUTT_1",2.9319999999999999,2.5449999999999999,0,0]
["EE","Battery",28,"IMPK_1",0,0,0,0]
["EE","Battery",28,"INDQ1",14.763,12.814,0,0]
["EE","Battery",28,"INKE",0.48899999999999999,0.42399999999999999,0,0]
["EE","Battery",28,"INNE_P",0.67700000000000005,0.58699999999999997,0,0]
["EE","Battery",28,"IROA1",9.8049999999999997,8.5109999999999992,0,0]
["EE","Battery",28,"IRONB1",2.6680000000000001,2.3159999999999998,0,0]
["EE","Battery",28,"ISLI_1",0,0,0,0]
["EE","Battery",28,"IVER_1",2.383,2.0680000000000001,0,0]
["EE","Battery",28,"IVER_6",0.63,0.54700000000000004,0,0]
["EE","Battery",28,"JOHN",0.34300000000000003,0.29799999999999999,0,0]
["EE","Battery",28,"JORD_3",0.45100000000000001,0.39200000000000002,0,0]
["EE","Battery",28,"KAIM",1.4410000000000001,1.2509999999999999,0,0]
["EE","Battery",28,"KEAD_1",8.3079999999999998,7.2110000000000003,0,0]
["EE","Battery",28,"KEAR_1",6.3010000000000002,5.4690000000000003,0,0]
["EE","Battery",28,"KEAR_3",0,0,0,0]
["EE","Battery",28,"KEIT_P",0.753,0.65300000000000002,0,0]
["EE","Battery",28,"KEMS_1",1.5549999999999999,1.35,0,0]
["EE","Battery",28,"KEOO",0,0,0,0]
["EE","Battery",28,"KIBY_1",2.0859999999999999,1.8109999999999999,0,0]
["EE","Battery",28,"KIBY_G",1.9390000000000001,1.6830000000000001,0,0]
["EE","Battery",28,"KIER",0.36799999999999999,0.32,0,0]
["EE","Battery",28,"KIIN_P",6.3E-2,5.3999999999999999E-2,0,0]
["EE","Battery",28,"KILS",0.41799999999999998,0.36299999999999999,0,0]
["EE","Battery",28,"KILT",0.44700000000000001,0.38800000000000001,0,0]
["EE","Battery",28,"KILW",0.39900000000000002,0.34599999999999997,0,0]
["EE","Battery",28,"KINL_P",1.7000000000000001E-2,1.4E-2,0,0]
["EE","Battery",28,"KINO_1",1.7549999999999999,1.5229999999999999,0,0]
["EE","Battery",28,"KINT_P",1.6479999999999999,1.43,0,0]
["EE","Battery",28,"KIRKB1",1.77,1.536,0,0]
["EE","Battery",28,"KITW_1",2.3340000000000001,2.0259999999999998,0,0]
["EE","Battery",28,"KNAR",1.7609999999999999,1.5289999999999999,0,0]
["EE","Battery",28,"LACK_6",2.2109999999999999,1.919,0,0]
["EE","Battery",28,"LAIR_P",8.7999999999999995E-2,7.5999999999999998E-2,0,0]
["EE","Battery",28,"LALE1SG003",0.80200000000000005,0.69599999999999995,0,0]
["EE","Battery",28,"LAND1",5.6219999999999999,4.88,0,0]
["EE","Battery",28,"LEGA_1",6.3159999999999998,5.4829999999999997,0,0]
["EE","Battery",28,"LEVE",0.48699999999999999,0.42299999999999999,0,0]
["EE","Battery",28,"LING",0.68,0.59099999999999997,0,0]
["EE","Battery",28,"LINM",1.117,0.97,0,0]
["EE","Battery",28,"LISD_1",3.556,3.0870000000000002,0,0]
["EE","Battery",28,"LITT_C",0.99199999999999999,0.86099999999999999,0,0]
["EE","Battery",28,"LITT_J",3.1E-2,2.7E-2,0,0]
["EE","Battery",28,"LODR_6",0.31,0.26900000000000002,0,0]
["EE","Battery",28,"LOUD_H",0.55900000000000005,0.48599999999999999,0,0]
["EE","Battery",28,"LOVE_1",9.6129999999999995,8.3439999999999994,0,0]
["EE","Battery",28,"LUNA_P",0.73,0.63300000000000001,0,0]
["EE","Battery",28,"LYND_P",0.20399999999999999,0.17699999999999999,0,0]
["EE","Battery",28,"MACC_3",0.92100000000000004,0.8,0,0]
["EE","Battery",28,"MACD_P",0.73799999999999999,0.64,0,0]
["EE","Battery",28,"MAGA_6",0.20799999999999999,0.18099999999999999,0,0]
["EE","Battery",28,"MANN_1",12.436999999999999,10.795,0,0]
["EE","Battery",28,"MAYB",0.26600000000000001,0.23100000000000001,0,0]
["EE","Battery",28,"MELK_1",9.2550000000000008,8.0329999999999995,0,0]
["EE","Battery",28,"MILC_P",0.59699999999999998,0.51800000000000002,0,0]
["EE","Battery",28,"MILH_1",0.70699999999999996,0.61399999999999999,0,0]
["EE","Battery",28,"MITY_1",3.9710000000000001,3.4470000000000001,0,0]
["EE","Battery",28,"MYBS_P",0,0,0,0]
["EE","Battery",28,"NAIR_P",0.56599999999999995,0.49099999999999999,0,0]
["EE","Battery",28,"NEAR",0.21299999999999999,0.185,0,0]
["EE","Battery",28,"NECE_1",4.0380000000000003,3.5049999999999999,0,0]
["EE","Battery",28,"NEEP_3",0.82699999999999996,0.71799999999999997,0,0]
["EE","Battery",28,"NETS",0,0,0,0]
["EE","Battery",28,"NEWX_6",1.0900000000000001,0.94599999999999995,0,0]
["EE","Battery",28,"NFLE",5.843,5.0709999999999997,0,0]
["EE","Battery",28,"NHYD_6",1.1619999999999999,1.008,0,0]
["EE","Battery",28,"NINF_1",8.8420000000000005,7.6749999999999998,0,0]
["EE","Battery",28,"NORL_3",0.29599999999999999,0.25700000000000001,0,0]
["EE","Battery",28,"NORM_1",15.574999999999999,13.52,0,0]
["EE","Battery",28,"NORT_1",9.4309999999999992,8.1859999999999999,0,0]
["EE","Battery",28,"NURS_1",4.4749999999999996,3.8849999999999998,0,0]
["EE","Battery",28,"OCKH_1",0.98499999999999999,0.85499999999999998,0,0]
["EE","Battery",28,"OFFE_3",0.56799999999999995,0.49299999999999999,0,0]
["EE","Battery",28,"OLDB_1",1.383,1.2,0,0]
["EE","Battery",28,"ORMO",0,0,0,0]
["EE","Battery",28,"ORRI_P",0,0,0,0]
["EE","Battery",28,"OSBA_1",6.0069999999999997,5.2140000000000004,0,0]
["EE","Battery",28,"PADIB1",3.0670000000000002,2.6619999999999999,0,0]
["EE","Battery",28,"PAIS",5.6000000000000001E-2,4.9000000000000002E-2,0,0]
["EE","Battery",28,"PART",3.5999999999999997E-2,3.1E-2,0,0]
["EE","Battery",28,"PEHG_P",0,0,0,0]
["EE","Battery",28,"PEHS_P",1.327,1.151,0,0]
["EE","Battery",28,"PELH_1",4.774,4.1440000000000001,0,0]
["EE","Battery",28,"PEMB_1",3.2389999999999999,2.8119999999999998,0,0]
["EE","Battery",28,"PENE_1",4.1079999999999997,3.5659999999999998,0,0]
["EE","Battery",28,"PENN_1",0.67800000000000005,0.58799999999999997,0,0]
["EE","Battery",28,"PENT_1",2.5019999999999998,2.1720000000000002,0,0]
["EE","Battery",28,"PENW_1",3.6320000000000001,3.153,0,0]
["EE","Battery",28,"PERI_H",0,0,0,0]
["EE","Battery",28,"PERS_P",0.34799999999999998,0.30199999999999999,0,0]
["EE","Battery",28,"PITS_3",0.57399999999999995,0.499,0,0]
["EE","Battery",28,"POOB",0.48899999999999999,0.42399999999999999,0,0]
["EE","Battery",28,"POPP_3",1.0649999999999999,0.92500000000000004,0,0]
["EE","Battery",28,"PORA_P",0.26500000000000001,0.23,0,0]
["EE","Battery",28,"PORD",0.23499999999999999,0.20399999999999999,0,0]
["EE","Battery",28,"PYLE_1",1.5820000000000001,1.373,0,0]
["EE","Battery",28,"QUOI_P",0,0,0,0]
["EE","Battery",28,"RAIN_1",2.79,2.4220000000000002,0,0]
["EE","Battery",28,"RANN_P",2.3E-2,0.02,0,0]
["EE","Battery",28,"RASS_1",4.8369999999999997,4.1989999999999998,0,0]
["EE","Battery",28,"RATS_1",6.5759999999999996,5.7080000000000002,0,0]
["EE","Battery",28,"RAVE",0,0,0,0]
["EE","Battery",28,"RAYL_1",7.3179999999999996,6.3520000000000003,0,0]
["EE","Battery",28,"REBR_3",0.65500000000000003,0.56899999999999995,0,0]
["EE","Battery",28,"REDH",0.19400000000000001,0.16800000000000001,0,0]
["EE","Battery",28,"REDM_P",0.28199999999999997,0.24399999999999999,0,0]
["EE","Battery",28,"RICH_J",2.97,2.5779999999999998,0,0]
["EE","Battery",28,"ROCH_1",3.0840000000000001,2.677,0,0]
["EE","Battery",28,"ROTI3",0,0,0,0]
["EE","Battery",28,"RRIG",0,0,0,0]
["EE","Battery",28,"RUGEB1",1.9419999999999999,1.6859999999999999,0,0]
["EE","Battery",28,"RYEH_1",3.149,2.7330000000000001,0,0]
["EE","Battery",28,"SAFO_1",0,0,0,0]
["EE","Battery",28,"SALH_1",0,0,0,0]
["EE","Battery",28,"SALL1",0,0,0,0]
["EE","Battery",28,"SALT_1",1.3260000000000001,1.151,0,0]
["EE","Battery",28,"SANX",0,0,0,0]
["EE","Battery",28,"SASA",0,0,0,0]
["EE","Battery",28,"SBAR",4.2949999999999999,3.7280000000000002,0,0]
["EE","Battery",28,"SEAB1",5.94,5.1559999999999997,0,0]
["EE","Battery",28,"SELL_1",4.6890000000000001,4.07,0,0]
["EE","Battery",28,"SFEG_P",0,0,0,0]
["EE","Battery",28,"SFIL_P",4.2000000000000003E-2,3.5999999999999997E-2,0,0]
["EE","Battery",28,"SHEC_3",0.09,7.8E-2,0,0]
["EE","Battery",28,"SHIN_P",0.04,3.4000000000000002E-2,0,0]
["EE","Battery",28,"SHRU",6.9000000000000006E-2,0.06,0,0]
["EE","Battery",28,"SHRW_1",5.7160000000000002,4.9619999999999997,0,0]
["EE","Battery",28,"SIGH",0.51600000000000001,0.44800000000000001,0,0]
["EE","Battery",28,"SJOW_1",0.40899999999999997,0.35499999999999998,0,0]
["EE","Battery",28,"SKLGB1",6.726,5.8380000000000001,0,0]
["EE","Battery",28,"SLOY_P",0,0,0,0]
["EE","Battery",28,"SMAN_1",2.7749999999999999,2.4089999999999998,0,0]
["EE","Battery",28,"SPAV",0.154,0.13300000000000001,0,0]
["EE","Battery",28,"SPEN_1",3.13,2.7170000000000001,0,0]
["EE","Battery",28,"SSHI_3",1.371,1.19,0,0]
["EE","Battery",28,"STAH_1",2.0059999999999998,1.7410000000000001,0,0]
["EE","Battery",28,"STAL_1",3.8849999999999998,3.3719999999999999,0,0]
["EE","Battery",28,"STAY_1",5.1100000000000003,4.4349999999999996,0,0]
["EE","Battery",28,"STEN_1",1.756,1.524,0,0]
["EE","Battery",28,"STES_1",4.2,3.6459999999999999,0,0]
["EE","Battery",28,"STHA",0.309,0.26800000000000002,0,0]
["EE","Battery",28,"STIR",1.881,1.633,0,0]
["EE","Battery",28,"STLE",0.78300000000000003,0.67900000000000005,0,0]
["EE","Battery",28,"STRI_P",0,0,0,0]
["EE","Battery",28,"SUND_1",5.71,4.9569999999999999,0,0]
["EE","Battery",28,"SWAN_1",11.255000000000001,9.77,0,0]
["EE","Battery",28,"TARL_P",0.25600000000000001,0.222,0,0]
["EE","Battery",28,"TAUN1",3.5430000000000001,3.0750000000000002,0,0]
["EE","Battery",28,"TAYN_P",0.39500000000000002,0.34300000000000003,0,0]
["EE","Battery",28,"TELR",0.183,0.159,0,0]
["EE","Battery",28,"TEMP_3",0,0,0,0]
["EE","Battery",28,"THOM_6",8.3670000000000009,7.2629999999999999,0,0]
["EE","Battery",28,"THSO_P",0.622,0.54,0,0]
["EE","Battery",28,"THUR_6",2.8450000000000002,2.4700000000000002,0,0]
["EE","Battery",28,"TILBB_1",1.488,1.292,0,0]
["EE","Battery",28,"TONG",0.53200000000000003,0.46200000000000002,0,0]
["EE","Battery",28,"TONG1",0,0,0,0]
["EE","Battery",28,"TOTT_1",1.4450000000000001,1.254,0,0]
["EE","Battery",28,"TRAW_1",2.1269999999999998,1.8460000000000001,0,0]
["EE","Battery",28,"TUMB_P",0.245,0.21299999999999999,0,0]
["EE","Battery",28,"TYNE_1",0,0,0,0]
["EE","Battery",28,"TYNE_2",2.8039999999999998,2.4340000000000002,0,0]
["EE","Battery",28,"UPPB_1",3.6150000000000002,3.137,0,0]
["EE","Battery",28,"UPPB_3",0,0,0,0]
["EE","Battery",28,"USKM_1",4.4580000000000002,3.87,0,0]
["EE","Battery",28,"Unknown",0,0,0,0]
["EE","Battery",28,"WABO",0,0,0,0]
["EE","Battery",28,"WALH_1",4.9210000000000003,4.2720000000000002,0,0]
["EE","Battery",28,"WALP_1",13.263,11.512,0,0]
["EE","Battery",28,"WALP_B",8.173,7.0940000000000003,0,0]
["EE","Battery",28,"WARL_1",1.7070000000000001,1.482,0,0]
["EE","Battery",28,"WASF_1",0.40100000000000002,0.34799999999999998,0,0]
["EE","Battery",28,"WATFS_1",2.4590000000000001,2.1339999999999999,0,0]
["EE","Battery",28,"WBOL_6",2.758,2.3940000000000001,0,0]
["EE","Battery",28,"WBUR_1",6.9050000000000002,5.9939999999999998,0,0]
["EE","Battery",28,"WESA_H",0,0,0,0]
["EE","Battery",28,"WFIE",0.30399999999999999,0.26400000000000001,0,0]
["EE","Battery",28,"WGEO",0,0,0,0]
["EE","Battery",28,"WHAM_1",1.34,1.163,0,0]
["EE","Battery",28,"WHGA_1",3.9449999999999998,3.4239999999999999,0,0]
["EE","Battery",28,"WHHO",0.221,0.192,0,0]
["EE","Battery",28,"WIBA_3",0,0,0,0]
["EE","Battery",28,"WIEN_1",2.5880000000000001,2.246,0,0]
["EE","Battery",28,"WILL_1",8.4830000000000005,7.3630000000000004,0,0]
["EE","Battery",28,"WIMBN1",0,0,0,0]
["EE","Battery",28,"WIMBS1",2.0510000000000002,1.78,0,0]
["EE","Battery",28,"WIOW_P",5.3999999999999999E-2,4.7E-2,0,0]
["EE","Battery",28,"WISD_1",0.159,0.13800000000000001,0,0]
["EE","Battery",28,"WISD_6",0.41299999999999998,0.35799999999999998,0,0]
["EE","Battery",28,"WISH",0.68500000000000005,0.59399999999999997,0,0]
["EE","Battery",28,"WMEL_1",4.5389999999999997,3.94,0,0]
["EE","Battery",28,"WOHI_P",0.59499999999999997,0.51600000000000001,0,0]
["EE","Battery",28,"WTHU31",0.44400000000000001,0.38500000000000001,0,0]
["EE","Battery",28,"WWEY_1",4.0679999999999996,3.5310000000000001,0,0]
["EE","Battery",28,"WYLF_1",0.70099999999999996,0.60899999999999999,0,0]
["EE","Battery",28,"WYMOM_1",3.117,2.7050000000000001,0,0]
["EE","Battery",29,"ABHA1",13.013999999999999,11.295999999999999,0,0]
["EE","Battery",29,"ABNE_P",1.151,0.999,0,0]
["EE","Battery",29,"ABTH_1",2.6070000000000002,2.2629999999999999,0,0]
["EE","Battery",29,"ACTL_2",0.68600000000000005,0.59499999999999997,0,0]
["EE","Battery",29,"ACTL_C",0,0,0,0]
["EE","Battery",29,"ALNE_P",0.42699999999999999,0.371,0,0]
["EE","Battery",29,"ALST_3",0,0,0,0]
["EE","Battery",29,"ALVE1",11.218999999999999,9.7379999999999995,0,0]
["EE","Battery",29,"AMEM_1",1.2549999999999999,1.089,0,0]
["EE","Battery",29,"ARBR_P",1.1339999999999999,0.98399999999999999,0,0]
["EE","Battery",29,"ARDK_P",0,0,0,0]
["EE","Battery",29,"ARMO_P",0.28799999999999998,0.25,0,0]
["EE","Battery",29,"AXMI1",6.452,5.601,0,0]
["EE","Battery",29,"AXMI_H",0,0,0,0]
["EE","Battery",29,"AYRR",0.27700000000000002,0.24,0,0]
["EE","Battery",29,"BAGA",0.76100000000000001,0.66100000000000003,0,0]
["EE","Battery",29,"BAIN",0.223,0.19400000000000001,0,0]
["EE","Battery",29,"BARKR_C",2.5,2.17,0,0]
["EE","Battery",29,"BARKW3",0,0,0,0]
["EE","Battery",29,"BEAU_P",0.69099999999999995,0.6,0,0]
["EE","Battery",29,"BEDDT1",0.72,0.625,0,0]
["EE","Battery",29,"BEDD_1",3.0670000000000002,2.6619999999999999,0,0]
["EE","Battery",29,"BERB_P",0,0,0,0]
["EE","Battery",29,"BERW",0.96,0.83299999999999996,0,0]
["EE","Battery",29,"BESW_1",4.1909999999999998,3.6379999999999999,0,0]
["EE","Battery",29,"BICF_1",3.984,3.4580000000000002,0,0]
["EE","Battery",29,"BIRK_1",2.0779999999999998,1.8029999999999999,0,0]
["EE","Battery",29,"BISW_1",18.503,16.059999999999999,0,0]
["EE","Battery",29,"BLYTB1",4.5979999999999999,3.9910000000000001,0,0]
["EE","Battery",29,"BLYTH132",1.3160000000000001,1.1419999999999999,0,0]
["EE","Battery",29,"BOAG_P",0.47,0.40799999999999997,0,0]
["EE","Battery",29,"BOLN_1",12.205,10.593999999999999,0,0]
["EE","Battery",29,"BONN",0.69499999999999995,0.60399999999999998,0,0]
["EE","Battery",29,"BOTW_1",2.948,2.5590000000000002,0,0]
["EE","Battery",29,"BRAC_P",1.1850000000000001,1.028,0,0]
["EE","Battery",29,"BRAI_1",4.4610000000000003,3.8719999999999999,0,0]
["EE","Battery",29,"BRAP",0.34799999999999998,0.30199999999999999,0,0]
["EE","Battery",29,"BRAW_1",5.383,4.673,0,0]
["EE","Battery",29,"BRED_1",3.5489999999999999,3.08,0,0]
["EE","Battery",29,"BRFO_1",23.26,20.190000000000001,0,0]
["EE","Battery",29,"BRID_P",0.89200000000000002,0.77500000000000002,0,0]
["EE","Battery",29,"BRIM_1",2.1930000000000001,1.9039999999999999,0,0]
["EE","Battery",29,"BRLE_1",5.4379999999999997,4.72,0,0]
["EE","Battery",29,"BROA_P",0.20699999999999999,0.17899999999999999,0,0]
["EE","Battery",29,"BROR_P",0.161,0.14000000000000001,0,0]
["EE","Battery",29,"BROX",0.42499999999999999,0.36899999999999999,0,0]
["EE","Battery",29,"BRWA1",9.9860000000000007,8.6679999999999993,0,0]
["EE","Battery",29,"BUMU_P",0.61099999999999999,0.53100000000000003,0,0]
["EE","Battery",29,"BURM_1",8.1150000000000002,7.0439999999999996,0,0]
["EE","Battery",29,"BUSH_1",3.5529999999999999,3.0840000000000001,0,0]
["EE","Battery",29,"BUST_1",2.5920000000000001,2.25,0,0]
["EE","Battery",29,"CAAD_P",0.253,0.22,0,0]
["EE","Battery",29,"CAFA",0,0,0,0]
["EE","Battery",29,"CAIF_P",0,0,0,0]
["EE","Battery",29,"CAMB_01",0,0,0,0]
["EE","Battery",29,"CANTN1",3.8849999999999998,3.3719999999999999,0,0]
["EE","Battery",29,"CAPEA1",2.4340000000000002,2.113,0,0]
["EE","Battery",29,"CARE_1",2.54,2.2050000000000001,0,0]
["EE","Battery",29,"CARR_1",1.756,1.524,0,0]
["EE","Battery",29,"CASS_P",0,0,0,0]
["EE","Battery",29,"CATY",4.2999999999999997E-2,3.6999999999999998E-2,0,0]
["EE","Battery",29,"CBNK_H",0,0,0,0]
["EE","Battery",29,"CEAN_P",0,0,0,0]
["EE","Battery",29,"CELL_1",10.731999999999999,9.3149999999999995,0,0]
["EE","Battery",29,"CHAP",0.88400000000000001,0.76700000000000002,0,0]
["EE","Battery",29,"CHAR_P",0,0,0,0]
["EE","Battery",29,"CHAS",0.19400000000000001,0.16800000000000001,0,0]
["EE","Battery",29,"CHIC_1",2.6509999999999998,2.3010000000000002,0,0]
["EE","Battery",29,"CHSI_1",1.9950000000000001,1.7310000000000001,0,0]
["EE","Battery",29,"CHTE_1",11.743,10.193,0,0]
["EE","Battery",29,"CITR_1",0.17100000000000001,0.14799999999999999,0,0]
["EE","Battery",29,"CLAC_P",4.1000000000000002E-2,3.5999999999999997E-2,0,0]
["EE","Battery",29,"CLAY_P",0.21199999999999999,0.184,0,0]
["EE","Battery",29,"CLT03",0,0,0,0]
["EE","Battery",29,"CLYM",0,0,0,0]
["EE","Battery",29,"COAT",0.749,0.65,0,0]
["EE","Battery",29,"COCK",0.89600000000000002,0.77800000000000002,0,0]
["EE","Battery",29,"CONQA1",5.08,4.41,0,0]
["EE","Battery",29,"COUA_P",0.82799999999999996,0.71799999999999997,0,0]
["EE","Battery",29,"COVE_1",7.3179999999999996,6.3520000000000003,0,0]
["EE","Battery",29,"COWL_1",9.1660000000000004,7.9560000000000004,0,0]
["EE","Battery",29,"COYL",0.76500000000000001,0.66400000000000003,0,0]
["EE","Battery",29,"CRAI_P",5.5E-2,4.8000000000000001E-2,0,0]
["EE","Battery",29,"CREB_1",10.581,9.1839999999999993,0,0]
["EE","Battery",29,"CUMB",0.55600000000000005,0.48199999999999998,0,0]
["EE","Battery",29,"CUPA",1.4319999999999999,1.2430000000000001,0,0]
["EE","Battery",29,"CURR",1.4999999999999999E-2,1.2999999999999999E-2,0,0]
["EE","Battery",29,"DALL_P",0,0,0,0]
["EE","Battery",29,"DALM3",0.45100000000000001,0.39100000000000001,0,0]
["EE","Battery",29,"DEVM",0.253,0.22,0,0]
["EE","Battery",29,"DEVO",0.755,0.65500000000000003,0,0]
["EE","Battery",29,"DEWP",7.3999999999999996E-2,6.4000000000000001E-2,0,0]
["EE","Battery",29,"DOUN_P",0.251,0.218,0,0]
["EE","Battery",29,"DRAK_1",4.1849999999999996,3.6320000000000001,0,0]
["EE","Battery",29,"DRAX_1",1.036,0.89900000000000002,0,0]
["EE","Battery",29,"DRCR",0,0,0,0]
["EE","Battery",29,"DRUM",0.27500000000000002,0.23899999999999999,0,0]
["EE","Battery",29,"DUBE_P",0,0,0,0]
["EE","Battery",29,"DUDH_P",0.57399999999999995,0.498,0,0]
["EE","Battery",29,"DUGR_P",2.9000000000000001E-2,2.5000000000000001E-2,0,0]
["EE","Battery",29,"DUNB_A",0,0,0,0]
["EE","Battery",29,"DUNB_B",0.65300000000000002,0.56699999999999995,0,0]
["EE","Battery",29,"DUNF",0.378,0.32800000000000001,0,0]
["EE","Battery",29,"DUNO_P",0.32600000000000001,0.28299999999999997,0,0]
["EE","Battery",29,"DYCE_P",0.90700000000000003,0.78700000000000003,0,0]
["EE","Battery",29,"EALI_6",0.90100000000000002,0.78200000000000003,0,0]
["EE","Battery",29,"EASO_1",6.9489999999999998,6.0309999999999997,0,0]
["EE","Battery",29,"EAST",0,0,0,0]
["EE","Battery",29,"ECCL",1.4550000000000001,1.2629999999999999,0,0]
["EE","Battery",29,"ECLA_1",6.19,5.3730000000000002,0,0]
["EE","Battery",29,"ECLA_H",0,0,0,0]
["EE","Battery",29,"EERH",0.81599999999999995,0.70799999999999996,0,0]
["EE","Battery",29,"EKIL",0.99199999999999999,0.86099999999999999,0,0]
["EE","Battery",29,"EKIS",0,0,0,0]
["EE","Battery",29,"ELDE",0.46,0.4,0,0]
["EE","Battery",29,"ELGI_P",1.244,1.08,0,0]
["EE","Battery",29,"ELLA_1",5.3239999999999998,4.6210000000000004,0,0]
["EE","Battery",29,"ELST_1",2.8410000000000002,2.4660000000000002,0,0]
["EE","Battery",29,"ENDE_1",8.6460000000000008,7.5039999999999996,0,0]
["EE","Battery",29,"ERSK",0.17499999999999999,0.152,0,0]
["EE","Battery",29,"EXET1",11.766,10.212999999999999,0,0]
["EE","Battery",29,"FASN_P",0,0,0,0]
["EE","Battery",29,"FAUG_P",8.2000000000000003E-2,7.0999999999999994E-2,0,0]
["EE","Battery",29,"FAWL_1",4.13,3.585,0,0]
["EE","Battery",29,"FECK_6",10.41,9.0359999999999996,0,0]
["EE","Battery",29,"FERRA2",1.484,1.288,0,0]
["EE","Battery",29,"FERRB_M",7.9359999999999999,6.8879999999999999,0,0]
["EE","Battery",29,"G_EXTRA_5",0.36299999999999999,0.315,0,0]
["EE","Battery",29,"KINO_1",2.0920000000000001,1.8160000000000001,0,0]
["EE","Battery",29,"TILBB_1",1.7749999999999999,1.54,0,0]
["EE","Battery",30,"AXMI1",7.617,6.6109999999999998,0,0]
["EE","Battery",30,"CEAN_P",0,0,0,0]
["EE","Battery",30,"JOHN",0.48299999999999998,0.41899999999999998,0,0]
["EE","Battery",30,"NFLE",8.2240000000000002,7.1379999999999999,0,0]
["EE","Battery",30,"SALL1",0,0,0,0]
["EE","Battery",31,"BURM_1",11.231999999999999,9.7490000000000006,0,0]
["EE","Battery",31,"DUDH_P",0.79400000000000004,0.68899999999999995,0,0]
["EE","Battery",31,"GRUB_P",0.20599999999999999,0.17899999999999999,0,0]
["EE","Battery",31,"PERI_H",0,0,0,0]
["EE","Battery",31,"TAYN_P",0.65200000000000002,0.56599999999999995,0,0]
["EE","Battery",32,"ABTH_1",4.202,3.6469999999999998,0,0]
["EE","Battery",32,"FRAS_P",0,0,0,0]
["EE","Battery",32,"INNE_P",1.3009999999999999,1.129,0,0]
["EE","Battery",32,"NAIR_P",1.087,0.94399999999999995,0,0]
["EE","Battery",32,"WIMBN1",0,0,0,0]
["EE","Battery",33,"BRED_1",6.6029999999999998,5.7309999999999999,0,0]
["EE","Battery",33,"DOUN_P",0.46700000000000003,0.40500000000000003,0,0]
["EE","Battery",33,"LISD_1",7.8890000000000002,6.8479999999999999,0,0]
["EE","Battery",33,"PORD",0.52100000000000002,0.45200000000000001,0,0]
["EE","Battery",33,"STRI_P",0,0,0,0]
["EE","Battery",34,"CURR",3.2000000000000001E-2,2.8000000000000001E-2,0,0]
["EE","Battery",34,"FETT_P",0,0,0,0]
["EE","Battery",34,"HUER",0,0,0,0]
["EE","Battery",34,"SHRU",0.17599999999999999,0.153,0,0]
["EE","Battery",34,"WHAM_1",3.4020000000000001,2.9529999999999998,0,0]
["EE","Battery",35,"BONN",1.6830000000000001,1.4610000000000001,0,0]
["EE","Battery",35,"G_EXTRA_8",1.212,1.052,0,0]
["EE","Battery",35,"LALE1SG003",2.3140000000000001,2.0089999999999999,0,0]
["EE","Battery",35,"PENE_1",11.856999999999999,10.292,0,0]
["EE","Battery",36,"BARKW3",0,0,0,0]
["EE","Battery",36,"CHSI_1",5.4459999999999997,4.7270000000000003,0,0]
["EE","Battery",36,"GRIW_1",10.582000000000001,9.1850000000000005,0,0]
["EE","Battery",36,"NORT_1",30.707000000000001,26.654,0,0]
["EE","Battery",36,"SEAB1",19.34,16.786999999999999,0,0]
["EE","Battery",36,"WATFS_1",8.0060000000000002,6.9489999999999998,0,0]
["EE","Battery",37,"DUNO_P",0.998,0.86599999999999999,0,0]
["EE","Battery",37,"G_EXTRA_17",0,0,0,0]
["EE","Battery",37,"KINT_P",6.0149999999999997,5.2210000000000001,0,0]
["EE","Battery",37,"TILBB_1",5.4320000000000004,4.7149999999999999,0,0]
["EE","Battery",38,"AXMI1",22.018000000000001,19.111999999999998,0,0]
["EE","Battery",38,"CEAN_P",0,0,0,0]
["EE","Battery",38,"JOHN",1.3959999999999999,1.2110000000000001,0,0]
["EE","Battery",38,"NFLE",23.774000000000001,20.635999999999999,0,0]
["EE","Battery",38,"SMAN_1",11.292,9.8019999999999996,0,0]
["EE","Battery",39,"BROA_P",0.78200000000000003,0.67800000000000005,0,0]
["EE","Battery",39,"DUBE_P",0,0,0,0]
["EE","Battery",39,"GRIW_1",14.666,12.73,0,0]
["EE","Battery",39,"RASS_1",21.827000000000002,18.946000000000002,0,0]
["EE","Battery",39,"TAYN_P",1.7829999999999999,1.548,0,0]
["EE","Battery",40,"ABTH_1",10.897,9.4589999999999996,0,0]
["EE","Battery",40,"FRAS_P",0,0,0,0]
["EE","Battery",40,"INNE_P",3.3730000000000002,2.9279999999999999,0,0]
["EE","Battery",40,"NAIR_P",2.82,2.448,0,0]
["EE","Battery",40,"WIMBN1",0,0,0,0]
["EE","Battery",41,"CLAC_P",0.188,0.16300000000000001,0,0]
["EE","Battery",41,"DEWP",0.34,0.29599999999999999,0,0]
["EE","Battery",41,"LINM",6.1289999999999996,5.32,0,0]
["EE","Battery",41,"PERS_P",1.907,1.655,0,0]
["EE","Battery",41,"STOR_P",0,0,0,0]
["EE","Battery",42,"CLT03",0,0,0,0]
["EE","Battery",42,"FETT_P",0,0,0,0]
["EE","Battery",42,"HUER",0,0,0,0]
["EE","Battery",42,"SHRU",0.41699999999999998,0.36199999999999999,0,0]
["EE","Battery",42,"WHAM_1",8.0570000000000004,6.9939999999999998,0,0]
["EE","Battery",43,"BONN",3.83,3.3239999999999998,0,0]
["EE","Battery",43,"G_EXTRA_4",2,1.736,0,0]
["EE","Battery",43,"MILH_1",4.6420000000000003,4.0289999999999999,0,0]
["EE","Battery",43,"PEMB_1",21.271999999999998,18.465,0,0]
["EE","Battery",44,"BARKR_C",14.981,13.003,0,0]
["EE","Battery",44,"CHIC_1",15.888,13.791,0,0]
["EE","Battery",44,"ELST_1",17.023,14.776,0,0]
["EE","Battery",44,"NORT_1",67.393000000000001,58.497,0,0]
["EE","Battery",44,"SEAB1",42.445999999999998,36.843000000000004,0,0]
["EE","Battery",44,"WATFS_1",17.571000000000002,15.250999999999999,0,0]
["EE","Battery",45,"DUNO_P",2.1190000000000002,1.839,0,0]
["EE","Battery",45,"G_EXTRA_17",0,0,0,0]
["EE","Battery",45,"KINT_P",12.77,11.085000000000001,0,0]
["EE","Battery",45,"SANX",0,0,0,0]
["EE","Battery",46,"ALVE1",78.825999999999993,68.421000000000006,0,0]
["EE","Battery",46,"CBNK_H",0,0,0,0]
["EE","Battery",46,"IVER_6",5.2809999999999997,4.5839999999999996,0,0]
["EE","Battery",46,"NEWX_6",9.1319999999999997,7.9260000000000002,0,0]
["EE","Battery",46,"SALH_1",0,0,0,0]
["EE","Battery",47,"BROA_P",1.5649999999999999,1.3580000000000001,0,0]
["EE","Battery",47,"DUBE_P",0,0,0,0]
["EE","Battery",47,"GRIW_1",29.358000000000001,25.483000000000001,0,0]
["EE","Battery",47,"PYLE_1",14.292,12.404999999999999,0,0]
["EE","Battery",47,"TAYN_P",3.57,3.0990000000000002,0,0]
["EE","Battery",48,"ABTH_1",21.234000000000002,18.431000000000001,0,0]
["EE","Battery",48,"CRAI_P",0.44900000000000001,0.39,0,0]
["EE","Battery",48,"INKE",4.7480000000000002,4.1210000000000004,0,0]
["EE","Battery",48,"MELK_1",89.893000000000001,78.027000000000001,0,0]
["EE","Battery",48,"WILL_1",82.394999999999996,71.519000000000005,0,0]
["EE","Battery",49,"BRAW_1",47.033999999999999,40.826000000000001,0,0]
["EE","Battery",49,"DEWP",0.64700000000000002,0.56100000000000005,0,0]
["EE","Battery",49,"LINM",11.637,10.101000000000001,0,0]
["EE","Battery",49,"PERS_P",3.621,3.1429999999999998,0,0]
["EE","Battery",49,"STOR_P",0,0,0,0]
["EE","Battery",50,"CLT03",0,0,0,0]
["EE","Battery",50,"FAWL_1",38.616,33.518999999999998,0,0]
["EE","Battery",50,"HUER",0,0,0,0]
["EE","Battery",50,"RANN_P",0.25700000000000001,0.223,0,0]
["EE","Battery",50,"WGEO",0,0,0,0]
["EE","Hydro",24,"BOLN_1",0,0,0,0]
["EE","Hydro",24,"G_EXTRA_3",0.30099999999999999,0.14499999999999999,0,0]
["EE","Hydro",24,"LALE1SG003",0,0,0,0]
["EE","Hydro",24,"PENE_1",0.23200000000000001,0.112,0,0]
["EE","Hydro",25,"BEAU_P",5.8719999999999999,2.819,1,1]
["EE","Hydro",25,"CHTE_1",6.0000000000000001E-3,3.0000000000000001E-3,0,0]
["EE","Hydro",25,"ERSK",0,0,0,0]
["EE","Hydro",25,"OFFE_3",0,0,0,0]
["EE","Hydro",25,"SFIL_P",0.23200000000000001,0.112,0,0]
["EE","Hydro",25,"UPPB_1",0.77600000000000002,0.373,0,0]
["EE","Hydro",26,"EASO_1",4.9000000000000002E-2,2.3E-2,0,0]
["EE","Hydro",26,"G_EXTRA_2",0.30099999999999999,0.14499999999999999,0,0]
["EE","Hydro",26,"LACK_6",0,0,0,0]
["EE","Hydro",26,"TUMB_P",14.531000000000001,6.9749999999999996,1,3]
["EE","Hydro",27,"AXMI_H",0,0,0,0]
["EE","Hydro",27,"CHIC_1",4.2000000000000003E-2,0.02,0,0]
["EE","Hydro",27,"KEIT_P",0.121,5.8000000000000003E-2,0,0]
["EE","Hydro",27,"NINF_1",0,0,0,0]
["EE","Hydro",27,"SELL_1",0,0,0,0]
["EE","Hydro",28,"CAAD_P",1.47,0.70599999999999996,0,0]
["EE","Hydro",28,"EALI_6",0,0,0,0]
["EE","Hydro",28,"FRAS_P",0,0,0,0]
["EE","Hydro",28,"REBR_3",0,0,0,0]
["EE","Hydro",28,"TOTT_1",0.25600000000000001,0.123,0,0]
["EE","Hydro",29,"ARMO_P",0.13900000000000001,6.7000000000000004E-2,0,0]
["EE","Hydro",29,"CHAR_P",0,0,0,0]
["EE","Hydro",29,"KEAR_1",0.20300000000000001,9.8000000000000004E-2,0,0]
["EE","Hydro",29,"NFLE",0,0,0,0]
["EE","Hydro",29,"SBAR",0.58099999999999996,0.27900000000000003,0,0]
["EE","Hydro",30,"BUSH_1",3.0000000000000001E-3,2E-3,0,0]
["EE","Hydro",30,"DUGR_P",0,0,0,0]
["EE","Hydro",30,"G_EXTRA_17",0,0,0,0]
["EE","Hydro",30,"PYLE_1",3.3000000000000002E-2,1.6E-2,0,0]
["EE","Hydro",30,"THUR_6",0.308,0.14799999999999999,0,0]
["EE","Hydro",31,"ALVE1",2.4860000000000002,1.1930000000000001,0,1]
["EE","Hydro",31,"FROD_1",0,0,0,0]
["EE","Hydro",31,"IVER_6",0,0,0,0]
["EE","Hydro",31,"NEAR",0,0,0,0]
["EE","Hydro",31,"WISH",0,0,0,0]
["EE","Hydro",32,"BROA_P",3.17,1.522,0,1]
["EE","Hydro",32,"DRAK_1",0.08,3.7999999999999999E-2,0,0]
["EE","Hydro",32,"LOVE_1",1.7000000000000001E-2,8.0000000000000002E-3,0,0]
["EE","Hydro",32,"PYLE_1",3.3000000000000002E-2,1.6E-2,0,0]
["EE","Hydro",32,"SUND_1",4.5999999999999999E-2,2.1999999999999999E-2,0,0]
["EE","Hydro",33,"CBNK_H",0,0,0,0]
["EE","Hydro",33,"FIDD_P",1.2999999999999999E-2,6.0000000000000001E-3,0,0]
["EE","Hydro",33,"INKE",0,0,0,0]
["EE","Hydro",33,"SLOY_P",0,0,0,0]
["EE","Hydro",33,"WHGA_1",0,0,0,0]
["EE","Hydro",34,"BRAW_1",1.3180000000000001,0.63300000000000001,0,0]
["EE","Hydro",34,"G_EXTRA_9",1.181,0.56699999999999995,0,0]
["EE","Hydro",34,"LAND1",1.647,0.79,0,0]
["EE","Hydro",34,"PERS_P",0,0,0,0]
["EE","Hydro",35,"BEAU_P",5.8719999999999999,2.819,1,1]
["EE","Hydro",35,"CLT03",0,0,0,0]
["EE","Hydro",35,"FAUG_P",10.422000000000001,5.0019999999999998,1,2]
["EE","Hydro",35,"NURS_1",0.03,1.4E-2,0,0]
["EE","Hydro",35,"SHIN_P",1.95,0.93600000000000005,0,0]
["EE","Hydro",35,"WBOL_6",0,0,0,0]
["EE","Hydro",36,"ECCL",0,0,0,0]
["EE","Hydro",36,"G_EXTRA_3",0.30099999999999999,0.14499999999999999,0,0]
["EE","Hydro",36,"KIRKB1",0,0,0,0]
["EE","Hydro",36,"TUMB_P",14.531000000000001,6.9749999999999996,1,3]
["EE","Hydro",37,"AXMI_H",0,0,0,0]
["EE","Hydro",37,"CELL_1",2.1999999999999999E-2,1.0999999999999999E-2,0,0]
["EE","Hydro",37,"KEAR_3",0,0,0,0]
["EE","Hydro",37,"NHYD_6",0,0,0,0]
["EE","Hydro",37,"WIBA_3",0,0,0,0]
["EE","Hydro",38,"BURM_1",0,0,0,0]
["EE","Hydro",38,"DUDH_P",0,0,0,0]
["EE","Hydro",38,"G_EXTRA_14",0,0,0,0]
["EE","Hydro",38,"RATS_1",0,0,0,0]
["EE","Hydro",38,"TELR",0,0,0,0]
["EE","Hydro",39,"ALVE1",2.4860000000000002,1.1930000000000001,0,1]
["EE","Hydro",39,"FROD_1",0,0,0,0]
["EE","Hydro",39,"IVER_6",0,0,0,0]
["EE","Hydro",39,"NEAR",0,0,0,0]
["EE","Hydro",39,"WIMBS1",0.11600000000000001,5.6000000000000001E-2,0,0]
["EE","Hydro",40,"BRWA1",9.9000000000000005E-2,4.8000000000000001E-2,0,0]
["EE","Hydro",40,"DOUN_P",0,0,0,0]
["EE","Hydro",40,"LOUD_H",0,0,0,0]
["EE","Hydro",40,"PORD",0,0,0,0]
["EE","Hydro",40,"STRI_P",0,0,0,0]
["EE","Hydro",41,"COUA_P",2.214,1.0629999999999999,0,1]
["EE","Hydro",41,"FIDD_P",1.2999999999999999E-2,6.0000000000000001E-3,0,0]
["EE","Hydro",41,"HURS_1",0.105,0.05,0,0]
["EE","Hydro",41,"SLOY_P",0,0,0,0]
["EE","Hydro",41,"WHGA_1",0,0,0,0]
["EE","Hydro",42,"BRAW_1",1.3180000000000001,0.63300000000000001,0,0]
["EE","Hydro",42,"G_EXTRA_9",1.181,0.56699999999999995,0,0]
["EE","Hydro",42,"NETS",0,0,0,0]
["EE","Hydro",42,"PERI_H",0,0,0,0]
["EE","Hydro",43,"BARKW3",0,0,0,0]
["EE","Hydro",43,"CLAY_P",0,0,0,0]
["EE","Hydro",43,"FAUG_P",10.422000000000001,5.0019999999999998,1,2]
["EE","Hydro",43,"NURS_1",0.03,1.4E-2,0,0]
["EE","Hydro",43,"SHIN_P",1.95,0.93600000000000005,0,0]
["EE","Hydro",43,"WBOL_6",0,0,0,0]
["EE","Hydro",44,"DYCE_P",4.1000000000000002E-2,0.02,0,0]
["EE","Hydro",44,"G_EXTRA_3",0.30099999999999999,0.14499999999999999,0,0]
["EE","Hydro",44,"KIRKB1",0,0,0,0]
["EE","Hydro",44,"TUMB_P",14.531000000000001,6.9749999999999996,1,3]
["EE","Hydro",45,"BLYTB1",0,0,0,0]
["EE","Hydro",45,"CEAN_P",0,0,0,0]
["EE","Hydro",45,"KEAR_1",0.20300000000000001,9.8000000000000004E-2,0,0]
["EE","Hydro",45,"NFLE",0,0,0,0]
["EE","Hydro",45,"SALL1",0,0,0,0]
["EE","Hydro",46,"BURM_1",0,0,0,0]
["EE","Hydro",46,"DUDH_P",0,0,0,0]
["EE","Hydro",46,"G_EXTRA_14",0,0,0,0]
["EE","Hydro",46,"RATS_1",0,0,0,0]
["EE","Hydro",46,"TELR",0,0,0,0]
["EE","Hydro",47,"ALVE1",2.4860000000000002,1.1930000000000001,0,1]
["EE","Hydro",47,"DEVM",2.5999999999999999E-2,1.2E-2,0,0]
["EE","Hydro",47,"IVER_1",0.36,0.17299999999999999,0,0]
["EE","Hydro",47,"NAIR_P",0.107,5.0999999999999997E-2,0,0]
["EE","Hydro",47,"WIMBN1",0,0,0,0]
["EE","Hydro",48,"BRLE_1",0.124,5.8999999999999997E-2,0,0]
["EE","Hydro",48,"DOUN_P",0,0,0,0]
["EE","Hydro",48,"LISD_1",0,0,0,0]
["EE","Hydro",48,"PORD",0,0,0,0]
["EE","Hydro",48,"STRI_P",0,0,0,0]
["EE","Hydro",49,"COUA_P",2.214,1.0629999999999999,0,1]
["EE","Hydro",49,"FIDD_P",1.2999999999999999E-2,6.0000000000000001E-3,0,0]
["EE","Hydro",49,"HURS_1",0.105,0.05,0,0]
["EE","Hydro",49,"OLDB_1",0,0,0,0]
["EE","Hydro",49,"WHAM_1",0.46500000000000002,0.223,0,0]
["EE","Hydro",50,"BONN",0.87,0.41799999999999998,0,0]
["EE","Hydro",50,"G_EXTRA_8",1.181,0.56699999999999995,0,0]
["EE","Hydro",50,"LALE1SG003",0,0,0,0]
["EE","Hydro",50,"PERI_H",0,0,0,0]
["EE","Other",24,"BARKW3",0,0,0,0]
["EE","Other",24,"CHSI_1",1.19,0.98699999999999999,1,1]
["EE","Other",24,"FASN_P",0,0,0,0]
["EE","Other",24,"NORT_1",3.194,2.649,1,1]
["EE","Other",24,"SHIN_P",0,0,0,0]
["EE","Other",25,"AYRR",4.0000000000000001E-3,3.0000000000000001E-3,0,0]
["EE","Other",25,"DUNO_P",4.0000000000000001E-3,2E-3,0,0]
["EE","Other",25,"G_EXTRA_19",0,0,0,0]
["EE","Other",25,"KINT_P",9.5000000000000001E-2,7.3999999999999996E-2,0,0]
["EE","Other",25,"TONG1",0,0,0,0]
["EE","Other",26,"AYRR",1.0999999999999999E-2,6.0000000000000001E-3,0,0]
["EE","Other",26,"CHAP",1.5840000000000001,1.2929999999999999,1,1]
["EE","Other",26,"ELST_1",0.45300000000000001,0.22800000000000001,0,0]
["EE","Other",26,"NHYD_6",0.113,5.6000000000000001E-2,0,0]
["EE","Other",26,"SANX",1.0999999999999999E-2,5.0000000000000001E-3,0,0]
["EE","Other",26,"WARL_1",1.7470000000000001,1.3440000000000001,1,1]
["EE","Other",27,"DUNB_A",0,0,0,0]
["EE","Other",27,"HURS_1",0.51900000000000002,0.26200000000000001,0,0]
["EE","Other",27,"KILT",1.222,0.98299999999999998,1,1]
["EE","Other",27,"THSO_P",5.9480000000000004,4.8810000000000002,3,3]
["EE","Other",28,"ARDK_P",1.4E-2,7.0000000000000001E-3,0,0]
["EE","Other",28,"CATY",0.124,6.2E-2,0,0]
["EE","Other",28,"ISLI_1",0.46700000000000003,0.23300000000000001,0,0]
["EE","Other",28,"NEEP_3",0.79900000000000004,0.45,0,0]
["EE","Other",28,"SAFO_1",0,0,0,0]
["EE","Other",29,"BUMU_P",9.5000000000000001E-2,4.8000000000000001E-2,0,0]
["EE","Other",29,"DUBE_P",0,0,0,0]
["EE","Other",29,"GREE_H",0.16400000000000001,8.2000000000000003E-2,0,0]
["EE","Other",29,"NETS",0.26400000000000001,0.13200000000000001,0,0]
["EE","Other",29,"TAYN_P",0.29499999999999998,0.14799999999999999,0,0]
["EE","Other",30,"ABTH_1",3.8079999999999998,2.4380000000000002,1,1]
["EE","Other",30,"FLEE_1",20.794,11.805999999999999,2,2]
["EE","Other",30,"INDQ1",11.27,6.9729999999999999,2,2]
["EE","Other",30,"MITY_1",14.327,8.0220000000000002,1,1]
["EE","Other",30,"WILL_1",12.994999999999999,7.3029999999999999,1,1]
["EE","Other",31,"BRAW_1",15.028,7.8159999999999998,0,0]
["EE","Other",31,"DEWP",0.23899999999999999,0.11899999999999999,0,0]
["EE","Other",31,"LEVE",1.3049999999999999,0.65300000000000002,0,0]
["EE","Other",31,"POPP_3",0.64600000000000002,0.32500000000000001,0,0]
["EE","Other",31,"STLE",2.9729999999999999,1.7410000000000001,0,0]
["EE","Other",32,"CATY",1.046,0.52300000000000002,0,0]
["EE","Other",32,"FECK_6",36.051000000000002,20.364000000000001,4,4]
["EE","Other",32,"HAWP_6",4.1970000000000001,2.0990000000000002,0,0]
["EE","Other",32,"SFIL_P",0.25700000000000001,0.129,0,0]
["EE","Other",32,"WESA_H",0,0,0,0]
["EE","Other",33,"BLYTH132",6.7839999999999998,3.391,0,0]
["EE","Other",33,"G_EXTRA_3",1.9059999999999999,1.2030000000000001,0,0]
["EE","Other",33,"KIRKB1",8.9429999999999996,4.4720000000000004,0,0]
["EE","Other",33,"PEHG_P",0.14699999999999999,7.2999999999999995E-2,0,0]
["EE","Other",34,"AYRR",0.746,0.373,0,0]
["EE","Other",34,"CHAP",5.4640000000000004,3.1509999999999998,1,1]
["EE","Other",34,"ELST_1",34.518000000000001,17.256,0,0]
["EE","Other",34,"LISD_1",35.064,18.015000000000001,1,1]
["EE","Other",34,"SALL1",22.225999999999999,11.11,0,0]
["EE","Other",34,"WALH_1",25.997,13.537000000000001,1,1]
["EE","Other",35,"DUDH_P",1.1379999999999999,0.56899999999999995,0,0]
["EE","Other",35,"GREN_1",123.857,63.387999999999998,2,2]
["EE","Other",35,"KIER",11.39,6.1639999999999997,1,1]
["EE","Other",35,"TAYN_P",3.9140000000000001,1.9570000000000001,0,0]
["EE","Other",36,"ALST_3",22.321999999999999,11.159000000000001,0,0]
["EE","Other",36,"CAPEA1",26.515999999999998,13.468999999999999,0,0]
["EE","Other",36,"INDQ1",74.403999999999996,38.354999999999997,2,2]
["EE","Other",36,"MITY_1",118.267,59.866999999999997,1,1]
["EE","Other",36,"RATS_1",56.908000000000001,29.08,1,1]
["EE","Other",37,"BRAP",2.8119999999999998,1.4059999999999999,0,0]
["EE","Other",37,"DEVO",11.019,5.5090000000000003,0,0]
["EE","Other",37,"GLEF_P",3.302,1.651,0,0]
["EE","Other",37,"POOB",9.5589999999999993,4.7779999999999996,0,0]
["EE","Other",37,"STIR",2.8580000000000001,1.6479999999999999,0,0]
["EE","Other",37,"WMEL_1",90.616,45.551000000000002,0,0]
["EE","Other",38,"FECK_6",165.096,84.548000000000002,3,4]
["EE","Other",38,"HAWP_6",23.167999999999999,11.583,0,0]
["EE","Other",38,"MACC_3",17.395,9.1959999999999997,1,1]
["EE","Other",38,"WESA_H",0,0,0,0]
["EE","Other",39,"BLYTH132",28.440999999999999,14.217000000000001,0,0]
["EE","Other",39,"GLEF_P",4.4660000000000002,2.2330000000000001,0,0]
["EE","Other",39,"KINT_P",9.2289999999999992,4.633,0,0]
["EE","Other",39,"PART",5.07,2.5350000000000001,0,0]
["EE","Other",39,"SPEN_1",124.726,63.609000000000002,2,2]
["EE","Other",40,"CELL_1",204.91399999999999,103.21599999999999,1,1]
["EE","Other",40,"ELLA_1",136.892,68.64,0,0]
["EE","Other",40,"HACK_1",27.07,13.599,0,0]
["EE","Other",40,"SALL1",71.358999999999995,35.671999999999997,0,0]
["EE","Other",40,"WALH_1",79.474000000000004,40.191000000000003,1,1]
["EE","Other",41,"BEDD_1",160.881,80.793999999999997,1,1]
["EE","Other",41,"GREN_1",287.90899999999999,145.17699999999999,2,2]
["EE","Other",41,"KEOO",1.605,0.80200000000000005,0,0]
["EE","Other",41,"NURS_1",126.29900000000001,63.588000000000001,1,1]
["EE","Other",42,"ALNE_P",1.899,0.97599999999999998,0,0]
["EE","Other",42,"CANTN1",35.424999999999997,17.86,0,0]
["EE","Other",42,"DYCE_P",12.192,6.5229999999999997,1,1]
["EE","Other",42,"MILH_1",58.62,29.576000000000001,0,1]
["EE","Other",42,"RICH_J",70.673000000000002,35.578000000000003,0,0]
["EE","Other",42,"TUMB_P",13.557,6.7770000000000001,0,0]
["EE","Other",43,"DEVO",16.263000000000002,8.1310000000000002,0,0]
["EE","Other",43,"GLEF_P",4.8739999999999997,2.4359999999999999,0,0]
["EE","Other",43,"KEAD_1",106.505,55.152000000000001,4,4]
["EE","Other",43,"STIR",3.7949999999999999,2.0830000000000002,0,0]
["EE","Other",44,"BAGA",22.641999999999999,11.319000000000001,0,0]
["EE","Other",44,"BUMU_P",3,1.4990000000000001,0,0]
["EE","Other",44,"HAWI",7.681,3.9020000000000001,0,0]
["EE","Other",44,"LYND_P",5.7240000000000002,2.8780000000000001,0,0]
["EE","Other",44,"RANN_P",7.7919999999999998,3.895,0,0]
["EE","Other",45,"BLYTB1",39.948,20.504999999999999,1,1]
["EE","Other",45,"CRAI_P",10.762,5.38,0,0]
["EE","Other",45,"FINN",1.351,0.67500000000000004,0,0]
["EE","Other",45,"PEMB_1",37.104999999999997,18.698,0,0]
["EE","Other",45,"SPEN_1",135.214,68.643000000000001,2,2]
["EE","Other",45,"WIEN_1",63.448,31.8,0,0]
["EE","Other",46,"ELST_1",110.818,55.398000000000003,0,0]
["EE","Other",46,"G_EXTRA_9",6.8,3.399,0,0]
["EE","Other",46,"LAND1",77.557000000000002,39.298000000000002,1,1]
["EE","Other",46,"WABO",41.978999999999999,20.984999999999999,0,0]
["EE","Other",47,"BEDDT1",38.098999999999997,19.045000000000002,0,0]
["EE","Other",47,"CLYM",7.8789999999999996,3.9390000000000001,0,0]
["EE","Other",47,"KIBY_G",21.725999999999999,11.023999999999999,0,0]
["EE","Other",47,"NURS_1",126.105,63.411999999999999,1,1]
["EE","Other",47,"SHRU",3.3140000000000001,1.657,0,0]
["EE","Other",48,"CANTN1",35.357999999999997,17.798999999999999,0,0]
["EE","Other",48,"DYCE_P",12.002000000000001,6.351,1,1]
["EE","Other",48,"G_EXTRA_20",0,0,0,0]
["EE","Other",48,"MILC_P",14.715999999999999,7.585,0,1]
["EE","Other",48,"TRAW_1",68.388999999999996,34.546999999999997,1,1]
["EE","Other",49,"AXMI1",71.116,36.107999999999997,1,1]
["EE","Other",49,"GIFF",18.597000000000001,9.2970000000000006,0,0]
["EE","Other",49,"KAIM",25.199000000000002,12.597,0,0]
["EE","Other",49,"NETS",8.3149999999999995,4.1559999999999997,0,0]
["EE","Other",49,"WWEY_1",114.261,57.378999999999998,1,1]
["EE","Other",50,"BUMU_P",3,1.4990000000000001,0,0]
["EE","Other",50,"DUBE_P",1E-3,0,0,0]
["EE","Other",50,"LYND_P",5.7160000000000002,2.871,0,0]
["EE","Other",50,"RANN_P",7.7919999999999998,3.895,0,0]
["EE","Other",50,"WISH",5.1959999999999997,2.597,0,0]
["EE","Solar",24,"COYL",5.9130000000000003,0,0,5]
["EE","Solar",24,"FLEE_1",94.933999999999997,0,4,80]
["EE","Solar",24,"ISLI_1",0,0,0,0]
["EE","Solar",24,"SSHI_3",12.645,0,1,11]
["EE","Solar",24,"WIMBN1",0,0,0,0]
["EE","Solar",25,"BRLE_1",49.057000000000002,0,2,41]
["EE","Solar",25,"HARK_1",55.872,0,2,47]
["EE","Solar",25,"LOVE_1",103.411,0,4,87]
["EE","Solar",25,"PYLE_1",17.02,0,1,14]
["EE","Solar",26,"BIRK_1",21.419,0,1,18]
["EE","Solar",26,"COWL_1",94.497,0,4,79]
["EE","Solar",26,"G_EXTRA_5",3.7429999999999999,0,0,3]
["EE","Solar",26,"PAIS",0.69099999999999995,0,0,1]
["EE","Solar",26,"SPAV",1.889,0,0,2]
["EE","Solar",26,"WIEN_1",31.812999999999999,0,1,27]
["EE","Solar",27,"BRID_P",10.35,0,0,9]
["EE","Solar",27,"HAGR",2.1019999999999999,0,0,2]
["EE","Solar",27,"LINM",15.446999999999999,0,1,13]
["EE","Solar",27,"PORA_P",3.6709999999999998,0,0,3]
["EE","Solar",28,"BESW_1",54.000999999999998,0,2,45]
["EE","Solar",28,"CLYM",0,0,0,0]
["EE","Solar",28,"FIDD_P",9.1120000000000001,0,0,8]
["EE","Solar",28,"PADIB1",47.121000000000002,0,2,40]
["EE","Solar",28,"TELR",2.8090000000000002,0,0,2]
["EE","Solar",28,"WHHO",3.4020000000000001,0,0,3]
["EE","Solar",29,"EERH",11.564,0,0,10]
["EE","Solar",29,"HACK_1",19.768999999999998,0,1,17]
["EE","Solar",29,"LEVE",8.2379999999999995,0,0,7]
["EE","Solar",29,"WALP_1",224.161,0,9,188]
["EE","Solar",30,"BERB_P",0,0,0,0]
["EE","Solar",30,"CLAY_P",3.2789999999999999,0,0,3]
["EE","Solar",30,"KILT",8.234,0,0,7]
["EE","Solar",30,"ORMO",0,0,0,0]
["EE","Solar",30,"SHIN_P",0.73199999999999998,0,0,1]
["EE","Solar",31,"BAIN",3.74,0,0,3]
["EE","Solar",31,"EAST",0,0,0,0]
["EE","Solar",31,"G_EXTRA_6",2.9449999999999998,0,0,2]
["EE","Solar",31,"RRIG",0,0,0,0]
["EE","Solar",31,"TRAW_1",42.478000000000002,0,2,36]
["EE","Solar",32,"BAIN",4.0270000000000001,0,0,3]
["EE","Solar",32,"GORG",1.538,0,0,1]
["EE","Solar",32,"KEAR_1",135.52799999999999,0,5,114]
["EE","Solar",32,"NORM_1",335.03500000000003,0,13,281]
["EE","Solar",32,"WYLF_1",15.08,0,1,13]
["EE","Solar",33,"CAFA",0,0,0,0]
["EE","Solar",33,"DUNF",7.3049999999999997,0,0,6]
["EE","Solar",33,"LACK_6",50.945,0,2,43]
["EE","Solar",33,"REBR_3",15.102,0,1,13]
["EE","Solar",33,"THSO_P",14.346,0,1,12]
["EE","Solar",34,"DALL_P",0,0,0,0]
["EE","Solar",34,"GIFF",5.4809999999999999,0,0,5]
["EE","Solar",34,"IVER_1",58.582000000000001,0,2,49]
["EE","Solar",34,"STES_1",103.249,0,4,87]
["EE","Solar",34,"WISD_6",10.141999999999999,0,0,9]
["EE","Solar",35,"BRLE_1",119.114,0,5,100]
["EE","Solar",35,"HAWP_6",78.385999999999996,0,3,66]
["EE","Solar",35,"LOUD_H",14.611000000000001,0,1,12]
["EE","Solar",35,"STAY_1",133.46600000000001,0,5,112]
["EE","Solar",36,"BISW_1",429.11399999999998,0,17,360]
["EE","Solar",36,"CONQA1",117.81699999999999,0,5,99]
["EE","Solar",36,"FLEE_1",284.721,0,11,239]
["EE","Solar",36,"PART",1.0009999999999999,0,0,1]
["EE","Solar",36,"SPEN_1",86.563999999999993,0,3,73]
["EE","Solar",36,"WIEN_1",71.566000000000003,0,3,60]
["EE","Solar",37,"EKIS",0,0,0,0]
["EE","Solar",37,"HAGR",4.4370000000000003,0,0,4]
["EE","Solar",37,"LING",19.861999999999998,0,1,17]
["EE","Solar",37,"USKM_1",130.14699999999999,0,5,109]
["EE","Solar",38,"BERB_P",0,0,0,0]
["EE","Solar",38,"FWIL_P",5.6040000000000001,0,0,5]
["EE","Solar",38,"KILS",12.85,0,1,11]
["EE","Solar",38,"OLDB_1",42.496000000000002,0,2,36]
["EE","Solar",38,"SHEC_3",2.7650000000000001,0,0,2]
["EE","Solar",39,"CARE_1",68.724999999999994,0,3,58]
["EE","Solar",39,"EAST",0,0,0,0]
["EE","Solar",39,"G_EXTRA_20",0,0,0,0]
["EE","Solar",39,"RRIG",0,0,0,0]
["EE","Solar",39,"TRAW_1",68.614000000000004,0,3,58]
["EE","Solar",40,"BAIN",6.3280000000000003,0,0,5]
["EE","Solar",40,"GORG",2.4169999999999998,0,0,2]
["EE","Solar",40,"KEMS_1",52.558,0,2,44]
["EE","Solar",40,"NORL_3",10.02,0,0,8]
["EE","Solar",40,"WWEY_1",137.49,0,5,115]
["EE","Solar",41,"CAAD_P",7.4989999999999997,0,0,6]
["EE","Solar",41,"DUNB_B",19.352,0,1,16]
["EE","Solar",41,"MACD_P",26.067,0,1,22]
["EE","Solar",41,"REBR_3",23.155999999999999,0,1,19]
["EE","Solar",41,"THSO_P",21.995000000000001,0,1,18]
["EE","Solar",42,"CREB_1",327.173,0,13,275]
["EE","Solar",42,"GIFF",8.2200000000000006,0,0,7]
["EE","Solar",42,"IVER_1",87.867999999999995,0,3,74]
["EE","Solar",42,"STES_1",154.86500000000001,0,6,130]
["EE","Solar",42,"WHGA_1",145.44800000000001,0,6,122]
["EE","Solar",43,"BRIM_1",70.638000000000005,0,3,59]
["EE","Solar",43,"HAWI",14.25,0,1,12]
["EE","Solar",43,"LODR_6",11.89,0,0,10]
["EE","Solar",43,"PORA_P",10.196,0,0,9]
["EE","Solar",44,"BISW_1",619.80399999999997,0,25,521]
["EE","Solar",44,"CONQA1",170.173,0,7,143]
["EE","Solar",44,"FLEE_1",411.245,0,16,345]
["EE","Solar",44,"PART",1.4470000000000001,0,0,1]
["EE","Solar",44,"SKLGB1",268.66699999999997,0,11,226]
["EE","Solar",44,"WIEN_1",103.369,0,4,87]
["EE","Solar",45,"EXET1",409.29500000000002,0,16,344]
["EE","Solar",45,"HACK_6",0,0,0,0]
["EE","Solar",45,"LEVE",20.216999999999999,0,1,17]
["EE","Solar",45,"UPPB_3",0,0,0,0]
["EE","Solar",46,"BEDD_1",110.639,0,4,93]
["EE","Solar",46,"CLAC_P",1.476,0,0,1]
["EE","Solar",46,"KIBY_1",89.745999999999995,0,4,75]
["EE","Solar",46,"OLDB_1",59.493000000000002,0,2,50]
["EE","Solar",46,"SHEC_3",3.87,0,0,3]
["EE","Solar",47,"CARE_1",94.903000000000006,0,4,80]
["EE","Solar",47,"EAST",0,0,0,0]
["EE","Solar",47,"G_EXTRA_20",0,0,0,0]
["EE","Solar",47,"REDH",8.6370000000000005,0,0,7]
["EE","Solar",47,"TOTT_1",64.372,0,3,54]
["EE","Solar",48,"BAGA",29.417000000000002,0,1,25]
["EE","Solar",48,"GLRO",16.785,0,1,14]
["EE","Solar",48,"KEAD_1",382.892,0,15,322]
["EE","Solar",48,"NORL_3",13.663,0,1,11]
["EE","Solar",48,"WWEY_1",187.48,0,7,157]
["EE","Solar",49,"BUMU_P",24.414999999999999,0,1,21]
["EE","Solar",49,"DUNB_B",26.082000000000001,0,1,22]
["EE","Solar",49,"MACD_P",35.133000000000003,0,1,30]
["EE","Solar",49,"REBR_3",31.209,0,1,26]
["EE","Solar",49,"THSO_P",29.645,0,1,25]
["EE","Solar",50,"BIRK_1",85.655000000000001,0,3,72]
["EE","Solar",50,"GALA",41.786000000000001,0,2,35]
["EE","Solar",50,"ISLI_1",0,0,0,0]
["EE","Solar",50,"SSHI_3",67.418999999999997,0,3,57]
["EE","Solar",50,"WISD_1",7.7990000000000004,0,0,7]
["EE","Wind",24,"BRIM_1",0,0,0,0]
["EE","Wind",24,"HAWP_6",1.196,0.19800000000000001,0,1]
["EE","Wind",24,"LOUD_H",6.0000000000000001E-3,1E-3,0,0]
["EE","Wind",24,"PORD",0,0,0,0]
["EE","Wind",25,"BLYTH132",9.0999999999999998E-2,1.4999999999999999E-2,0,0]
["EE","Wind",25,"COVE_1",5.2939999999999996,0.86499999999999999,2,3]
["EE","Wind",25,"FRAS_P",0,0,0,0]
["EE","Wind",25,"PEHS_P",16.149000000000001,2.64,6,9]
["EE","Wind",25,"SMAN_1",0,0,0,0]
["EE","Wind",25,"WIMBS1",5.0000000000000001E-3,1E-3,0,0]
["EE","Wind",26,"ELLA_1",4.4450000000000003,0.71799999999999997,2,3]
["EE","Wind",26,"HACK_6",0,0,0,0]
["EE","Wind",26,"LITT_J",0,0,0,0]
["EE","Wind",26,"WALP_B",2.6379999999999999,0.42599999999999999,1,2]
["EE","Wind",27,"BISW_1",1.534,0.24399999999999999,1,1]
["EE","Wind",27,"CONQA1",2.2189999999999999,0.35299999999999998,1,1]
["EE","Wind",27,"KINL_P",0,0,0,0]
["EE","Wind",27,"PEHG_P",0,0,0,0]
["EE","Wind",27,"TILBB_1",0,0,0,0]
["EE","Wind",27,"WILL_1",2.714,0.432,1,2]
["EE","Wind",28,"ELDE",0,0,0,0]
["EE","Wind",28,"G_EXTRA_9",0.45400000000000001,7.1999999999999995E-2,0,0]
["EE","Wind",28,"LISD_1",2.4E-2,4.0000000000000001E-3,0,0]
["EE","Wind",28,"WALH_1",3.4000000000000002E-2,5.0000000000000001E-3,0,0]
["EE","Wind",29,"BEDD_1",0,0,0,0]
["EE","Wind",29,"COAT",3.2709999999999999,0.51800000000000002,1,2]
["EE","Wind",29,"KILT",1.5720000000000001,0.249,1,1]
["EE","Wind",29,"PAIS",0,0,0,0]
["EE","Wind",29,"SJOW_1",0,0,0,0]
["EE","Wind",30,"BERW",2.6680000000000001,0.42199999999999999,1,2]
["EE","Wind",30,"EKIL",0.34200000000000003,5.3999999999999999E-2,0,0]
["EE","Wind",30,"G_EXTRA_7",0,0,0,0]
["EE","Wind",30,"RUGEB1",3.2789999999999999,0.51800000000000002,1,2]
["EE","Wind",30,"UPPB_3",0,0,0,0]
["EE","Wind",31,"BARKR_C",0,0,0,0]
["EE","Wind",31,"GRUB_P",0.83199999999999996,0.13100000000000001,0,0]
["EE","Wind",31,"KIBY_1",1.506,0.23699999999999999,1,1]
["EE","Wind",31,"NORT_1",2.7360000000000002,0.43099999999999999,1,2]
["EE","Wind",32,"ACTL_2",0,0,0,0]
["EE","Wind",32,"CAIF_P",0,0,0,0]
["EE","Wind",32,"EAST",0,0,0,0]
["EE","Wind",32,"ISLI_1",0,0,0,0]
["EE","Wind",32,"REDH",0.151,2.4E-2,0,0]
["EE","Wind",32,"TOTT_1",0,0,0,0]
["EE","Wind",33,"DALM3",0,0,0,0]
["EE","Wind",33,"GLEF_P",0,0,0,0]
["EE","Wind",33,"KEAD_1",7.859,1.2350000000000001,3,5]
["EE","Wind",33,"STHA",3.1440000000000001,0.49399999999999999,1,2]
["EE","Wind",33,"WWEY_1",0,0,0,0]
["EE","Wind",34,"BUMU_P",0.24399999999999999,3.7999999999999999E-2,0,0]
["EE","Wind",34,"HELE",0,0,0,0]
["EE","Wind",34,"MACD_P",37.063000000000002,5.8109999999999999,14,22]
["EE","Wind",34,"STRI_P",0,0,0,0]
["EE","Wind",35,"BLYTB1",0.83,0.13,0,0]
["EE","Wind",35,"CRAI_P",1.7110000000000001,0.26800000000000002,1,1]
["EE","Wind",35,"FOUR_1",0.98699999999999999,0.155,0,1]
["EE","Wind",35,"PENE_1",0.77600000000000002,0.122,0,0]
["EE","Wind",35,"SSHI_3",0.153,2.4E-2,0,0]
["EE","Wind",35,"WILL_1",3.6749999999999998,0.57499999999999996,1,2]
["EE","Wind",36,"ENDE_1",4.6749999999999998,0.73199999999999998,2,3]
["EE","Wind",36,"HAMHC1",0.28399999999999997,4.3999999999999997E-2,0,0]
["EE","Wind",36,"LODR_6",0,0,0,0]
["EE","Wind",36,"WALP_B",3.859,0.60399999999999998,2,2]
["EE","Wind",37,"BERW",3.3969999999999998,0.53200000000000003,1,2]
["EE","Wind",37,"ECLA_H",0,0,0,0]
["EE","Wind",37,"KILT",2.0830000000000002,0.32600000000000001,1,1]
["EE","Wind",37,"ORMO",0,0,0,0]
["EE","Wind",37,"SJOW_1",0,0,0,0]
["EE","Wind",38,"CARR_1",0,0,0,0]
["EE","Wind",38,"EKIL",0.44900000000000001,7.0000000000000007E-2,0,0]
["EE","Wind",38,"G_EXTRA_7",0,0,0,0]
["EE","Wind",38,"RUGEB1",4.3049999999999997,0.67400000000000004,2,3]
["EE","Wind",38,"UPPB_3",0,0,0,0]
["EE","Wind",39,"BARKR_C",0,0,0,0]
["EE","Wind",39,"GRUB_P",1.0820000000000001,0.16900000000000001,0,1]
["EE","Wind",39,"KIBY_1",1.9590000000000001,0.307,1,1]
["EE","Wind",39,"SHRW_1",1.657,0.25900000000000001,1,1]
["EE","Wind",40,"ABTH_1",0.98899999999999999,0.155,0,1]
["EE","Wind",40,"CAFA",0,0,0,0]
["EE","Wind",40,"DUNF",1.8859999999999999,0.29499999999999998,1,1]
["EE","Wind",40,"MILC_P",1.65,0.25800000000000001,1,1]
["EE","Wind",40,"REDH",0.19400000000000001,0.03,0,0]
["EE","Wind",40,"TOTT_1",0,0,0,0]
["EE","Wind",41,"DALM3",0,0,0,0]
["EE","Wind",41,"GLEF_P",0,0,0,0]
["EE","Wind",41,"KEAD_1",10.058,1.5740000000000001,4,6]
["EE","Wind",41,"STHA",4.0229999999999997,0.63,2,2]
["EE","Wind",41,"WIOW_P",0,0,0,0]
["EE","Wind",42,"BRWA1",2.5249999999999999,0.39500000000000002,1,1]
["EE","Wind",42,"HAWP_6",2.294,0.35899999999999999,1,1]
["EE","Wind",42,"MACC_3",0.1,1.6E-2,0,0]
["EE","Wind",42,"RANN_P",0,0,0,0]
["EE","Wind",43,"BLYTB1",1.046,0.16400000000000001,0,1]
["EE","Wind",43,"CRAI_P",2.1579999999999999,0.33800000000000002,1,1]
["EE","Wind",43,"FOUR_1",1.246,0.19500000000000001,0,1]
["EE","Wind",43,"PENE_1",0.97899999999999998,0.153,0,1]
["EE","Wind",43,"SSHI_3",0.193,0.03,0,0]
["EE","Wind",43,"WILL_1",4.6360000000000001,0.72599999999999998,2,3]
["EE","Wind",44,"ENDE_1",5.859,0.91700000000000004,2,3]
["EE","Wind",44,"G_EXTRA_17",0,0,0,0]
["EE","Wind",44,"LING",1.268,0.19900000000000001,0,1]
["EE","Wind",44,"WALP_1",10.353,1.62,4,6]
["EE","Wind",45,"BERB_P",0,0,0,0]
["EE","Wind",45,"COCK",1.6,0.25,1,1]
["EE","Wind",45,"KILT",2.5939999999999999,0.40600000000000003,1,2]
["EE","Wind",45,"ORMO",0,0,0,0]
["EE","Wind",45,"SJOW_1",0,0,0,0]
["EE","Wind",46,"CARR_1",0,0,0,0]
["EE","Wind",46,"ECCL",3.5139999999999998,0.55000000000000004,1,2]
["EE","Wind",46,"G_EXTRA_7",0,0,0,0]
["EE","Wind",46,"RYEH_1",0,0,0,0]
["EE","Wind",46,"UPPB_1",5.6109999999999998,0.878,2,3]
["EE","Wind",47,"BAIN",8.4979999999999993,1.33,3,5]
["EE","Wind",47,"GORG",0,0,0,0]
["EE","Wind",47,"KEOO",0,0,0,0]
["EE","Wind",47,"NORM_1",4.1349999999999998,0.64700000000000002,2,2]
["EE","Wind",48,"ABTH_1",1.212,0.19,0,1]
["EE","Wind",48,"CAFA",0,0,0,0]
["EE","Wind",48,"DUNF",2.31,0.36199999999999999,1,1]
["EE","Wind",48,"MILC_P",2.0209999999999999,0.316,1,1]
["EE","Wind",48,"REDH",0.23799999999999999,3.6999999999999998E-2,0,0]
["EE","Wind",48,"THUR_6",8.3000000000000004E-2,1.2999999999999999E-2,0,0]
["EE","Wind",49,"CONQA1",4.3789999999999996,0.68500000000000005,2,3]
["EE","Wind",49,"GIFF",0.26400000000000001,4.1000000000000002E-2,0,0]
["EE","Wind",49,"KAIM",2.3879999999999999,0.374,1,1]
["EE","Wind",49,"STES_1",8.1549999999999994,1.276,3,5]
["EE","Wind",49,"WISD_6",0,0,0,0]
["EE","Wind",50,"BRWA1",3.0630000000000002,0.47899999999999998,1,2]
["EE","Wind",50,"HAWP_6",2.782,0.435,1,2]
["EE","Wind",50,"MACC_3",0.121,1.9E-2,0,0]
["EE","Wind",50,"RANN_P",0,0,0,0]
["HT","Battery",24,"BLYTB1",0.95299999999999996,0.82699999999999996,0,0]
["HT","Battery",24,"CRAI_P",1.0999999999999999E-2,0.01,0,0]
["HT","Battery",24,"GLEF_P",0,0,0,0]
["HT","Battery",24,"PEHG_P",0,0,0,0]
["HT","Battery",24,"SSHI_3",0.33900000000000002,0.29399999999999998,0,0]
["HT","Battery",24,"WIMBN1",0,0,0,0]
["HT","Battery",25,"ERSK",4.8000000000000001E-2,4.1000000000000002E-2,0,0]
["HT","Battery",25,"HARK_1",1.6839999999999999,1.4610000000000001,0,0]
["HT","Battery",25,"LITT_C",0.32200000000000001,0.27900000000000003,0,0]
["HT","Battery",25,"WATFS_1",0.79700000000000004,0.69199999999999995,0,0]
["HT","Battery",26,"BIRK_1",0.873,0.75800000000000001,0,0]
["HT","Battery",26,"COCK",0.377,0.32700000000000001,0,0]
["HT","Battery",26,"KIRKB1",0.88700000000000001,0.77,0,0]
["HT","Battery",26,"PART",1.7999999999999999E-2,1.6E-2,0,0]
["HT","Battery",26,"SIGH",0.25900000000000001,0.22500000000000001,0,0]
["HT","Battery",27,"CELL_1",5.7359999999999998,4.9790000000000001,0,0]
["HT","Battery",27,"EKIS",0,0,0,0]
["HT","Battery",27,"HAGR",9.7000000000000003E-2,8.4000000000000005E-2,0,0]
["HT","Battery",27,"SANX",0,0,0,0]
["HT","Battery",27,"WARL_1",1.0880000000000001,0.94399999999999995,0,0]
["HT","Battery",28,"BESW_1",2.8780000000000001,2.4980000000000002,0,0]
["HT","Battery",28,"G_EXTRA_12",0,0,0,0]
["HT","Battery",28,"KINO_1",1.4370000000000001,1.2470000000000001,0,0]
["HT","Battery",28,"PADIB1",2.5110000000000001,2.1800000000000002,0,0]
["HT","Battery",29,"AMEM_1",1.137,0.98699999999999999,0,0]
["HT","Battery",29,"CLAY_P",0.192,0.16700000000000001,0,0]
["HT","Battery",29,"EERH",0.73899999999999999,0.64200000000000002,0,0]
["HT","Battery",29,"HACK_1",1.264,1.097,0,0]
["HT","Battery",29,"SALL1",0,0,0,0]
["HT","Battery",29,"USKM_1",4.8170000000000002,4.181,0,0]
["HT","Battery",30,"BERB_P",0,0,0,0]
["HT","Battery",30,"G_EXTRA_10",0.17799999999999999,0.155,0,0]
["HT","Battery",30,"KILT",0.56499999999999995,0.49,0,0]
["HT","Battery",30,"ORMO",0,0,0,0]
["HT","Battery",31,"ACTL_C",0,0,0,0]
["HT","Battery",31,"CARR_1",2.169,1.8819999999999999,0,0]
["HT","Battery",31,"ECCL",1.7969999999999999,1.56,0,0]
["HT","Battery",31,"KEAR_1",9.2799999999999994,8.0549999999999997,0,0]
["HT","Battery",31,"RRIG",0,0,0,0]
["HT","Battery",31,"TRAW_1",3.1320000000000001,2.7189999999999999,0,0]
["HT","Battery",32,"DRAK_1",5.9870000000000001,5.1959999999999997,0,0]
["HT","Battery",32,"GORG",0.122,0.106,0,0]
["HT","Battery",32,"KEAR_1",10.747999999999999,9.3290000000000006,0,0]
["HT","Battery",32,"SUND_1",9.7409999999999997,8.4559999999999995,0,0]
["HT","Battery",32,"WYLF_1",1.196,1.038,0,0]
["HT","Battery",33,"BURM_1",13.337999999999999,11.577,0,0]
["HT","Battery",33,"HUTT_1",5.7469999999999999,4.9889999999999999,0,0]
["HT","Battery",33,"MAGA_6",0.40799999999999997,0.35399999999999998,0,0]
["HT","Battery",33,"REDH",0.38,0.33,0,0]
["HT","Battery",33,"WFIE",0.59499999999999997,0.51700000000000002,0,0]
["HT","Battery",34,"CREB_1",19.831,17.213000000000001,0,0]
["HT","Battery",34,"GIFF",0.498,0.432,0,0]
["HT","Battery",34,"PENN_1",1.5149999999999999,1.3149999999999999,0,0]
["HT","Battery",34,"STES_1",9.3870000000000005,8.1479999999999997,0,0]
["HT","Battery",34,"WISD_6",0.92200000000000004,0.8,0,0]
["HT","Battery",35,"ERSK",0.372,0.32300000000000001,0,0]
["HT","Battery",35,"HAWP_6",7.5960000000000001,6.593,0,0]
["HT","Battery",35,"LOUD_H",1.4159999999999999,1.2290000000000001,0,0]
["HT","Battery",35,"WARL_1",4.3209999999999997,3.7509999999999999,0,0]
["HT","Battery",36,"BLYTB1",10.987,9.5370000000000008,0,0]
["HT","Battery",36,"ELST_1",6.7869999999999999,5.891,0,0]
["HT","Battery",36,"KIRKB1",5.0430000000000001,4.3780000000000001,0,0]
["HT","Battery",36,"PART",0.10299999999999999,0.09,0,0]
["HT","Battery",36,"SKLGB1",19.164000000000001,16.634,0,0]
["HT","Battery",37,"CELL_1",28.684000000000001,24.898,0,0]
["HT","Battery",37,"EKIS",0,0,0,0]
["HT","Battery",37,"G_EXTRA_8",1.3380000000000001,1.1619999999999999,0,0]
["HT","Battery",37,"SALT_1",4.2249999999999996,3.6669999999999998,0,0]
["HT","Battery",37,"USKM_1",14.21,12.334,0,0]
["HT","Battery",38,"BERB_P",0,0,0,0]
["HT","Battery",38,"G_EXTRA_10",0.5,0.434,0,0]
["HT","Battery",38,"KIBY_G",6.875,5.968,0,0]
["HT","Battery",38,"RAVE",0,0,0,0]
["HT","Battery",39,"ACTL_2",2.258,1.96,0,0]
["HT","Battery",39,"CARE_1",8.3629999999999995,7.2590000000000003,0,0]
["HT","Battery",39,"EAST",0,0,0,0]
["HT","Battery",39,"MILH_1",2.7749999999999999,2.4089999999999998,0,0]
["HT","Battery",39,"RRIG",0,0,0,0]
["HT","Battery",39,"TRAW_1",8.35,7.2480000000000002,0,0]
["HT","Battery",40,"DEVM",0.91900000000000004,0.79800000000000004,0,0]
["HT","Battery",40,"GORG",0.31,0.26900000000000002,0,0]
["HT","Battery",40,"KEAR_1",27.289000000000001,23.686,0,0]
["HT","Battery",40,"SUND_1",24.733000000000001,21.468,0,0]
["HT","Battery",40,"TYNE_2",12.146000000000001,10.542999999999999,0,0]
["HT","Battery",41,"BUMU_P",2.4409999999999998,2.1190000000000002,0,0]
["HT","Battery",41,"HURS_1",6.5730000000000004,5.7050000000000001,0,0]
["HT","Battery",41,"MACD_P",3.5129999999999999,3.0489999999999999,0,0]
["HT","Battery",41,"REBR_3",3.12,2.7080000000000002,0,0]
["HT","Battery",42,"BOTW_1",12.888,11.186999999999999,0,0]
["HT","Battery",42,"CREB_1",46.262,40.155000000000001,0,0]
["HT","Battery",42,"GIFF",1.1619999999999999,1.0089999999999999,0,0]
["HT","Battery",42,"PENN_1",3.5329999999999999,3.0670000000000002,0,0]
["HT","Battery",42,"STAH_1",10.456,9.0760000000000005,0,0]
["HT","Battery",42,"WISD_6",2.1509999999999998,1.867,0,0]
["HT","Battery",43,"ERSK",0.83499999999999996,0.72499999999999998,0,0]
["HT","Battery",43,"KILW",2.27,1.97,0,0]
["HT","Battery",43,"LODR_6",1.7609999999999999,1.528,0,0]
["HT","Battery",43,"WALP_B",46.481999999999999,40.347000000000001,0,0]
["HT","Battery",44,"BISW_1",95.944000000000003,83.28,0,0]
["HT","Battery",44,"CONQA1",26.341999999999999,22.864999999999998,0,0]
["HT","Battery",44,"KILW",2.4670000000000001,2.1419999999999999,0,0]
["HT","Battery",44,"PART",0.224,0.19400000000000001,0,0]
["HT","Battery",44,"SKLGB1",41.588999999999999,36.098999999999997,0,0]
["HT","Battery",45,"CELL_1",60.307000000000002,52.345999999999997,0,0]
["HT","Battery",45,"EKIS",0,0,0,0]
["HT","Battery",45,"G_EXTRA_8",2.8140000000000001,2.4420000000000002,0,0]
["HT","Battery",45,"PENT_1",16.763999999999999,14.551,0,0]
["HT","Battery",45,"UPPB_3",0,0,0,0]
["HT","Battery",46,"BEDD_1",18.620999999999999,16.163,0,0]
["HT","Battery",46,"GRUB_P",0.90500000000000003,0.78500000000000003,0,0]
["HT","Battery",46,"KIBY_1",15.105,13.111000000000001,0,0]
["HT","Battery",46,"OLDB_1",10.013,8.6910000000000007,0,0]
["HT","Battery",47,"ACTL_2",4.4870000000000001,3.895,0,0]
["HT","Battery",47,"CAIF_P",0,0,0,0]
["HT","Battery",47,"EAST",0,0,0,0]
["HT","Battery",47,"MILH_1",5.5140000000000002,4.7859999999999996,0,0]
["HT","Battery",47,"RRIG",0,0,0,0]
["HT","Battery",47,"TRAW_1",16.59,14.4,0,0]
["HT","Battery",48,"CUMB",3.9079999999999999,3.3919999999999999,0,0]
["HT","Battery",48,"GLRO",3.0529999999999999,2.65,0,0]
["HT","Battery",48,"KEAD_1",69.650999999999996,60.457000000000001,0,0]
["HT","Battery",48,"STRI_P",0,0,0,0]
["HT","Battery",48,"WWEY_1",34.103999999999999,29.602,0,0]
["HT","Battery",49,"BUMU_P",4.6079999999999997,4,0,0]
["HT","Battery",49,"HURS_1",12.407999999999999,10.771000000000001,0,0]
["HT","Battery",49,"MACD_P",6.6310000000000002,5.7560000000000002,0,0]
["HT","Battery",49,"RASS_1",43.478999999999999,37.74,0,0]
["HT","Battery",50,"BOTW_1",23.768000000000001,20.63,0,0]
["HT","Battery",50,"CREB_1",85.314999999999998,74.054000000000002,0,0]
["HT","Battery",50,"GIFF",2.1440000000000001,1.861,0,0]
["HT","Battery",50,"NORM_1",149.75800000000001,129.99,0,0]
["HT","Battery",50,"SSHI_3",13.186,11.445,0,0]
["HT","Battery",50,"WISD_1",1.5249999999999999,1.3240000000000001,0,0]
["HT","Hydro",24,"ENDE_1",0,0,0,0]
["HT","Hydro",24,"HAMHC1",0,0,0,0]
["HT","Hydro",24,"LOUD_H",0,0,0,0]
["HT","Hydro",24,"WASF_1",0,0,0,0]
["HT","Hydro",25,"BLYTH132",3.5000000000000003E-2,1.7000000000000001E-2,0,0]
["HT","Hydro",25,"COVE_1",0,0,0,0]
["HT","Hydro",25,"KINT_P",0,0,0,0]
["HT","Hydro",25,"PELH_1",0,0,0,0]
["HT","Hydro",25,"SPAV",6.4000000000000001E-2,3.1E-2,0,0]
["HT","Hydro",25,"WIMBS1",0.11600000000000001,5.6000000000000001E-2,0,0]
["HT","Hydro",26,"ELLA_1",9.9000000000000005E-2,4.7E-2,0,0]
["HT","Hydro",26,"HACK_6",0,0,0,0]
["HT","Hydro",26,"LITT_J",0,0,0,0]
["HT","Hydro",26,"WALP_B",0,0,0,0]
["HT","Hydro",27,"BERW",0,0,0,0]
["HT","Hydro",27,"CONQA1",0.22900000000000001,0.11,0,0]
["HT","Hydro",27,"KINL_P",0,0,0,0]
["HT","Hydro",27,"PEHG_P",0,0,0,0]
["HT","Hydro",27,"SLOY_P",0,0,0,0]
["HT","Hydro",28,"CBNK_H",0,0,0,0]
["HT","Hydro",28,"DUNO_P",1.605,0.77,0,0]
["HT","Hydro",28,"G_EXTRA_9",1.181,0.56699999999999995,0,0]
["HT","Hydro",28,"SALH_1",0,0,0,0]
["HT","Hydro",28,"WALH_1",8.0000000000000002E-3,4.0000000000000001E-3,0,0]
["HT","Hydro",29,"BEDD_1",0.83699999999999997,0.40200000000000002,0,0]
["HT","Hydro",29,"G_EXTRA_14",0,0,0,0]
["HT","Hydro",29,"KILT",3.0000000000000001E-3,1E-3,0,0]
["HT","Hydro",29,"ORMO",0,0,0,0]
["HT","Hydro",30,"ARBR_P",0,0,0,0]
["HT","Hydro",30,"CASS_P",0.52300000000000002,0.251,0,0]
["HT","Hydro",30,"EKIS",0,0,0,0]
["HT","Hydro",30,"NHYD_6",0,0,0,0]
["HT","Hydro",30,"RUGEB1",3.0000000000000001E-3,2E-3,0,0]
["HT","Hydro",30,"UPPB_3",0,0,0,0]
["HT","Hydro",31,"DRAX_1",0.36,0.17299999999999999,0,0]
["HT","Hydro",31,"GOVA",0,0,0,0]
["HT","Hydro",31,"KIBY_1",0,0,0,0]
["HT","Hydro",31,"SWAN_1",1.5029999999999999,0.72199999999999998,0,0]
["HT","Hydro",32,"ACTL_2",0.27900000000000003,0.13400000000000001,0,0]
["HT","Hydro",32,"CAIF_P",0,0,0,0]
["HT","Hydro",32,"IMPK_1",0,0,0,0]
["HT","Hydro",32,"MILH_1",0.52300000000000002,0.251,0,0]
["HT","Hydro",32,"REDM_P",0,0,0,0]
["HT","Hydro",33,"BOLN_1",0,0,0,0]
["HT","Hydro",33,"DALM3",0,0,0,0]
["HT","Hydro",33,"GLEF_P",0,0,0,0]
["HT","Hydro",33,"PITS_3",0,0,0,0]
["HT","Hydro",33,"STHA",9.9000000000000005E-2,4.7E-2,0,0]
["HT","Hydro",33,"WISH",0,0,0,0]
["HT","Hydro",34,"FECK_6",0.42499999999999999,0.20399999999999999,0,0]
["HT","Hydro",34,"HELE",0,0,0,0]
["HT","Hydro",34,"MACD_P",0,0,0,0]
["HT","Hydro",34,"WESA_H",0,0,0,0]
["HT","Hydro",35,"BLYTH132",3.5000000000000003E-2,1.7000000000000001E-2,0,0]
["HT","Hydro",35,"DOUN_P",0,0,0,0]
["HT","Hydro",35,"KITW_1",0,0,0,0]
["HT","Hydro",35,"PEHG_P",0,0,0,0]
["HT","Hydro",35,"SSHI_3",0,0,0,0]
["HT","Hydro",36,"CHAP",0.628,0.30099999999999999,0,0]
["HT","Hydro",36,"ENDE_1",0,0,0,0]
["HT","Hydro",36,"HAMHC1",0,0,0,0]
["HT","Hydro",36,"SANX",0,0,0,0]
["HT","Hydro",36,"WALP_B",0,0,0,0]
["HT","Hydro",37,"BERW",0,0,0,0]
["HT","Hydro",37,"G_EXTRA_18",0,0,0,0]
["HT","Hydro",37,"KILW",0,0,0,0]
["HT","Hydro",37,"ROTI3",0,0,0,0]
["HT","Hydro",38,"AMEM_1",0,0,0,0]
["HT","Hydro",38,"CARR_1",0.79200000000000004,0.38,0,0]
["HT","Hydro",38,"ECCL",0,0,0,0]
["HT","Hydro",38,"NECE_1",0,0,0,0]
["HT","Hydro",38,"RUGEB1",3.0000000000000001E-3,2E-3,0,0]
["HT","Hydro",38,"UPPB_3",0,0,0,0]
["HT","Hydro",39,"DRAX_1",0.36,0.17299999999999999,0,0]
["HT","Hydro",39,"GOVA",0,0,0,0]
["HT","Hydro",39,"KIBY_1",0,0,0,0]
["HT","Hydro",39,"SWAN_1",1.5029999999999999,0.72199999999999998,0,0]
["HT","Hydro",39,"WALP_1",0,0,0,0]
["HT","Hydro",40,"CAFA",0,0,0,0]
["HT","Hydro",40,"HUTT_1",5.6120000000000001,2.694,0,1]
["HT","Hydro",40,"MILC_P",1.4E-2,7.0000000000000001E-3,0,0]
["HT","Hydro",40,"REDH",0,0,0,0]
["HT","Hydro",41,"BRAC_P",3.8210000000000002,1.8340000000000001,0,1]
["HT","Hydro",41,"DALM3",0,0,0,0]
["HT","Hydro",41,"GLEF_P",0,0,0,0]
["HT","Hydro",41,"PITS_3",0,0,0,0]
["HT","Hydro",41,"STHA",9.9000000000000005E-2,4.7E-2,0,0]
["HT","Hydro",41,"WISH",0,0,0,0]
["HT","Hydro",42,"FECK_6",0.42499999999999999,0.20399999999999999,0,0]
["HT","Hydro",42,"FWIL_P",19.983000000000001,9.5920000000000005,2,5]
["HT","Hydro",42,"LOUD_H",0,0,0,0]
["HT","Hydro",42,"WBUR_1",0,0,0,0]
["HT","Hydro",43,"BLYTB1",0,0,0,0]
["HT","Hydro",43,"CRAI_P",0,0,0,0]
["HT","Hydro",43,"KITW_1",0,0,0,0]
["HT","Hydro",43,"PEHG_P",0,0,0,0]
["HT","Hydro",43,"SSHI_3",0,0,0,0]
["HT","Hydro",44,"CHAP",0.628,0.30099999999999999,0,0]
["HT","Hydro",44,"ENDE_1",0,0,0,0]
["HT","Hydro",44,"HAMHC1",0,0,0,0]
["HT","Hydro",44,"SANX",0,0,0,0]
["HT","Hydro",44,"WYLF_1",0,0,0,0]
["HT","Hydro",45,"BERB_P",0,0,0,0]
["HT","Hydro",45,"G_EXTRA_10",0,0,0,0]
["HT","Hydro",45,"KILT",3.0000000000000001E-3,1E-3,0,0]
["HT","Hydro",45,"ORMO",0,0,0,0]
["HT","Hydro",46,"AMEM_1",0,0,0,0]
["HT","Hydro",46,"CARR_1",0.79200000000000004,0.38,0,0]
["HT","Hydro",46,"ECCL",0,0,0,0]
["HT","Hydro",46,"NECE_1",0,0,0,0]
["HT","Hydro",46,"RUGEB1",3.0000000000000001E-3,2E-3,0,0]
["HT","Hydro",46,"TUMB_P",14.531000000000001,6.9749999999999996,1,3]
["HT","Hydro",47,"CASS_P",0.52300000000000002,0.251,0,0]
["HT","Hydro",47,"GORG",0,0,0,0]
["HT","Hydro",47,"KEOO",0,0,0,0]
["HT","Hydro",47,"SUND_1",4.5999999999999999E-2,2.1999999999999999E-2,0,0]
["HT","Hydro",47,"WYLF_1",0,0,0,0]
["HT","Hydro",48,"CAFA",0,0,0,0]
["HT","Hydro",48,"HUTT_1",5.6120000000000001,2.694,0,1]
["HT","Hydro",48,"MILC_P",1.4E-2,7.0000000000000001E-3,0,0]
["HT","Hydro",48,"REDH",0,0,0,0]
["HT","Hydro",49,"BRAC_P",3.8210000000000002,1.8340000000000001,0,1]
["HT","Hydro",49,"DALM3",0,0,0,0]
["HT","Hydro",49,"GLEF_P",0,0,0,0]
["HT","Hydro",49,"ORRI_P",0,0,0,0]
["HT","Hydro",49,"STES_1",0.221,0.106,0,0]
["HT","Hydro",49,"WISD_6",0,0,0,0]
["HT","Hydro",50,"FAWL_1",0,0,0,0]
["HT","Hydro",50,"HAWP_6",0,0,0,0]
["HT","Hydro",50,"LOUD_H",0,0,0,0]
["HT","Hydro",50,"WBUR_1",0,0,0,0]
["HT","Other",24,"BLYTB1",2.7509999999999999,2.282,1,1]
["HT","Other",24,"CRAI_P",2E-3,1E-3,0,0]
["HT","Other",24,"KIRKB1",5.0000000000000001E-3,4.0000000000000001E-3,0,0]
["HT","Other",24,"PEHG_P",0,0,0,0]
["HT","Other",24,"WHHO",3.0000000000000001E-3,3.0000000000000001E-3,0,0]
["HT","Other",25,"CHAP",1.589,1.306,1,1]
["HT","Other",25,"EKIS",1E-3,1E-3,0,0]
["HT","Other",25,"HACK_6",8.6999999999999994E-2,4.2999999999999997E-2,0,0]
["HT","Other",25,"SANX",6.0000000000000001E-3,3.0000000000000001E-3,0,0]
["HT","Other",25,"WARL_1",1.6619999999999999,1.3120000000000001,1,1]
["HT","Other",26,"BESW_1",1.756,1.1759999999999999,0,0]
["HT","Other",26,"G_EXTRA_2",0.96300000000000008,0.77400000000000002,0,0]
["HT","Other",26,"KILW",6.0000000000000001E-3,3.0000000000000001E-3,0,0]
["HT","Other",26,"ORRI_P",1.0999999999999999E-2,5.0000000000000001E-3,0,0]
["HT","Other",27,"ALVE1",3.452,2.1920000000000002,1,1]
["HT","Other",27,"CBNK_H",7.5999999999999998E-2,3.7999999999999999E-2,0,0]
["HT","Other",27,"DYCE_P",2.077,1.665,1,1]
["HT","Other",27,"G_EXTRA_7",3.1E-2,1.6E-2,0,0]
["HT","Other",27,"SAFO_1",0,0,0,0]
["HT","Other",27,"UPPB_1",1.139,0.68600000000000005,0,0]
["HT","Other",28,"BEDDT1",1.1399999999999999,0.56999999999999995,0,0]
["HT","Other",28,"GREE_H",0.155,7.8E-2,0,0]
["HT","Other",28,"KIER",2.419,1.7669999999999999,1,1]
["HT","Other",28,"OCKH_1",0.84299999999999997,0.42099999999999999,0,0]
["HT","Other",29,"ACTL_2",0.63600000000000001,0.43,0,0]
["HT","Other",29,"CARE_1",2.6360000000000001,1.319,0,0]
["HT","Other",29,"EASO_1",7.242,4.3869999999999996,1,1]
["HT","Other",29,"NFLE",15.23,9.5030000000000001,3,3]
["HT","Other",29,"ROTI3",0,0,0,0]
["HT","Other",29,"TRAW_1",5.7140000000000004,3.4910000000000001,1,1]
["HT","Other",30,"DRAK_1",8.1579999999999995,5.0919999999999996,1,1]
["HT","Other",30,"GLNI",0.45100000000000001,0.22500000000000001,0,0]
["HT","Other",30,"KAIM",2.5209999999999999,1.26,0,0]
["HT","Other",30,"STRI_P",0.58399999999999996,0.29199999999999998,0,0]
["HT","Other",30,"WWEY_1",12.816000000000001,6.8890000000000002,1,1]
["HT","Other",31,"BUMU_P",0.50700000000000001,0.253,0,0]
["HT","Other",31,"HEYS_1",4.49,2.907,1,1]
["HT","Other",31,"LYND_P",1.038,0.54500000000000004,0,0]
["HT","Other",31,"RAYL_1",33.155999999999999,17.285,1,1]
["HT","Other",32,"BOAG_P",3.3730000000000002,1.732,0,0]
["HT","Other",32,"COYL",8.6669999999999998,4.4119999999999999,0,0]
["HT","Other",32,"FRAS_P",0.39300000000000002,0.19600000000000001,0,0]
["HT","Other",32,"PELH_1",48.024999999999999,25.128,2,2]
["HT","Other",32,"STAL_1",37.098999999999997,18.835000000000001,0,0]
["HT","Other",32,"WIMBS1",17.756,9.1329999999999991,0,0]
["HT","Other",33,"ELGI_P",3.718,2.5150000000000001,1,1]
["HT","Other",33,"HAMHC1",45.542999999999999,23.161999999999999,1,1]
["HT","Other",33,"LINM",25.411999999999999,12.702999999999999,0,0]
["HT","Other",33,"WABO",17.167999999999999,8.5820000000000007,0,0]
["HT","Other",34,"BESW_1",75.221000000000004,37.94,0,0]
["HT","Other",34,"DEVM",2.274,1.137,0,0]
["HT","Other",34,"KILS",2.6779999999999999,1.339,0,0]
["HT","Other",34,"OLDB_1",26.771000000000001,13.695,0,0]
["HT","Other",34,"SHIN_P",2.21,1.105,0,0]
["HT","Other",35,"CARR_1",57.56,28.774000000000001,0,0]
["HT","Other",35,"EAST",1.286,0.64300000000000002,0,0]
["HT","Other",35,"G_EXTRA_5",7.03,3.5139999999999998,0,0]
["HT","Other",35,"RRIG",48.832000000000001,24.411000000000001,0,0]
["HT","Other",35,"TRAW_1",55.508000000000003,28.297999999999998,1,1]
["HT","Other",36,"BAIN",7.6589999999999998,3.8290000000000002,0,0]
["HT","Other",36,"GLNI",4.6539999999999999,2.327,0,0]
["HT","Other",36,"KAIM",26.018999999999998,13.007,0,0]
["HT","Other",36,"NORT_1",144.16,72.927999999999997,1,1]
["HT","Other",36,"WTHU31",2.4740000000000002,1.2370000000000001,0,0]
["HT","Other",37,"BUST_1",121.97,61.59,1,1]
["HT","Other",37,"DUNB",13.747,6.8719999999999999,0,0]
["HT","Other",37,"LUNA_P",20.795999999999999,10.396000000000001,0,0]
["HT","Other",37,"RAVE",5.9459999999999997,2.972,0,0]
["HT","Other",37,"TEMP_3",0.91200000000000003,0.45600000000000002,0,0]
["HT","Other",38,"COYL",36.082000000000001,18.103999999999999,0,0]
["HT","Other",38,"FRAS_P",1.673,0.83599999999999997,0,0]
["HT","Other",38,"INNE_P",3.1440000000000001,1.992,1,1]
["HT","Other",38,"STAL_1",154.98400000000001,77.718999999999994,0,0]
["HT","Other",38,"WIMBS1",72.956999999999994,36.686999999999998,0,0]
["HT","Other",39,"CHAS",8.5060000000000002,4.2519999999999998,0,0]
["HT","Other",39,"HAGR",8.7509999999999994,4.3739999999999997,0,0]
["HT","Other",39,"LING",43.384999999999998,21.689,0,0]
["HT","Other",39,"PORA_P",9.3740000000000006,4.7709999999999999,0,0]
["HT","Other",40,"BERW",8.5250000000000004,4.3730000000000002,0,0]
["HT","Other",40,"CLT03",162.857,81.411000000000001,0,0]
["HT","Other",40,"OSBA_1",194.303,98.36699999999999,2,2]
["HT","Other",40,"OLDB_1",50.985999999999997,25.73,0,0]
["HT","Other",40,"SHIN_P",4.2960000000000003,2.1469999999999998,0,0]
["HT","Other",40,"WGEO",0.95399999999999996,0.47699999999999998,0,0]
["HT","Other",41,"EAST",1.8360000000000001,0.91800000000000004,0,0]
["HT","Other",41,"HAGR",8.7509999999999994,4.3739999999999997,0,0]
["HT","Other",41,"KITW_1",75.441999999999993,37.713000000000001,0,0]
["HT","Other",41,"TOTT_1",89.412000000000006,44.758000000000003,0,0]
["HT","Other",42,"BAGA",25.908000000000001,12.951000000000001,0,0]
["HT","Other",42,"CHAR_P",5.423,2.7109999999999999,0,0]
["HT","Other",42,"KEAR_3",108.498,54.238,0,0]
["HT","Other",42,"NHYD_6",31.699000000000002,15.846,0,0]
["HT","Other",42,"SANX",3.0019999999999998,1.5009999999999999,0,0]
["HT","Other",43,"BUST_1",122.057,61.667000000000002,1,1]
["HT","Other",43,"DUNB",13.747,6.8719999999999999,0,0]
["HT","Other",43,"GRUB_P",12.788,6.3929999999999998,0,0]
["HT","Other",43,"RAVE",5.9459999999999997,2.972,0,0]
["HT","Other",43,"WIBA_3",5.0609999999999999,2.6669999999999998,0,0]
["HT","Other",44,"ALVE1",159.625,80.227999999999994,1,1]
["HT","Other",44,"FOUR_1",12.94,6.4690000000000003,0,0]
["HT","Other",44,"INKE",3.8029999999999999,1.901,0,0]
["HT","Other",44,"MYBS_P",8.3539999999999992,4.1760000000000002,0,0]
["HT","Other",44,"WIMBN1",72.272999999999996,36.128999999999998,0,0]
["HT","Other",45,"BRED_1",211.904,105.96599999999999,0,0]
["HT","Other",45,"DOUN_P",0.379,0.27900000000000003,0,0]
["HT","Other",45,"LING",43.384999999999998,21.689,0,0]
["HT","Other",45,"PORA_P",9.3859999999999992,4.7809999999999997,0,0]
["HT","Other",45,"STOR_P",0,0,0,0]
["HT","Other",46,"BROR_P",2.6,1.3,0,0]
["HT","Other",46,"FERRA2",58.726999999999997,30.274000000000001,1,2]
["HT","Other",46,"HELE",1.6040000000000001,0.80200000000000005,0,0]
["HT","Other",46,"SIGH",18.093,9.0440000000000005,0,0]
["HT","Other",46,"WFIE",10.287000000000001,5.3529999999999998,0,0]
["HT","Other",47,"BOAG_P",13.9,6.99,0,0]
["HT","Other",47,"G_EXTRA_4",10.041,5.0199999999999996,0,0]
["HT","Other",47,"KITW_1",75.441999999999993,37.713000000000001,0,0]
["HT","Other",47,"PEHS_P",7.6870000000000003,4.1660000000000004,1,1]
["HT","Other",48,"BAGA",25.908000000000001,12.951000000000001,0,0]
["HT","Other",48,"CHAR_P",5.423,2.7109999999999999,0,0]
["HT","Other",48,"ENDE_1",143.82,72.367000000000004,1,1]
["HT","Other",48,"KILT",10.989000000000001,5.8529999999999998,1,1]
["HT","Other",48,"SALT_1",26.12,13.568,1,1]
["HT","Other",48,"WALP_1",273.77800000000002,138.10599999999999,2,2]
["HT","Other",49,"DUGR_P",3.6680000000000001,1.833,0,0]
["HT","Other",49,"GRIW_1",53.781999999999996,27.379000000000001,1,1]
["HT","Other",49,"KIIN_P",14.242000000000001,7.12,0,0]
["HT","Other",49,"TELR",4.8650000000000002,2.4319999999999999,0,0]
["HT","Other",50,"ALVE1",159.68299999999999,80.278999999999996,1,1]
["HT","Other",50,"CARE_1",53.718000000000004,26.855,0,0]
["HT","Other",50,"INKE",3.8029999999999999,1.901,0,0]
["HT","Other",50,"MYBS_P",8.3539999999999992,4.1760000000000002,0,0]
["HT","Other",50,"TUMB_P",15.512,7.7539999999999996,0,0]
["HT","Solar",24,"BRIM_1",16.959,0,1,14]
["HT","Solar",24,"DEWP",0.57199999999999995,0,0,0]
["HT","Solar",24,"GLNI",2.5009999999999999,0,0,2]
["HT","Solar",24,"PORD",2.165,0,0,2]
["HT","Solar",24,"SUND_1",52.655999999999999,0,2,44]
["HT","Solar",24,"WYLF_1",6.4640000000000004,0,0,5]
["HT","Solar",25,"FIDF_1",44.621000000000002,0,2,37]
["HT","Solar",25,"IMPK_1",0,0,0,0]
["HT","Solar",25,"MILH_1",7.4340000000000002,0,0,6]
["HT","Solar",25,"WIEN_1",27.216999999999999,0,1,23]
["HT","Solar",26,"BRAP",3.4489999999999998,0,0,3]
["HT","Solar",26,"FINN",0,0,0,0]
["HT","Solar",26,"LING",8.0380000000000003,0,0,7]
["HT","Solar",26,"POPP_3",12.584,0,0,11]
["HT","Solar",26,"STLE",9.2460000000000004,0,0,8]
["HT","Solar",27,"CLT03",0,0,0,0]
["HT","Solar",27,"FETT_P",0,0,0,0]
["HT","Solar",27,"HURS_1",18.097999999999999,0,1,15]
["HT","Solar",27,"SHRW_1",74.938999999999993,0,3,63]
["HT","Solar",27,"WHHO",2.9020000000000001,0,0,2]
["HT","Solar",28,"BRAC_P",14.315,0,1,12]
["HT","Solar",28,"DALM3",5.4459999999999997,0,0,5]
["HT","Solar",28,"LEVE",7.0209999999999999,0,0,6]
["HT","Solar",28,"ORRI_P",0,0,0,0]
["HT","Solar",28,"STHA",4.4550000000000001,0,0,4]
["HT","Solar",29,"CLAC_P",0.53900000000000003,0,0,0]
["HT","Solar",29,"FASN_P",0,0,0,0]
["HT","Solar",29,"HEYS_1",23.683,0,1,20]
["HT","Solar",29,"SHIN_P",0.624,0,0,1]
["HT","Solar",29,"WHAM_1",21.036000000000001,0,1,18]
["HT","Solar",30,"BONN",9.9130000000000003,0,0,8]
["HT","Solar",30,"G_EXTRA_4",5.1760000000000002,0,0,4]
["HT","Solar",30,"LALE1SG003",13.632,0,1,11]
["HT","Solar",30,"PENE_1",69.84,0,3,59]
["HT","Solar",30,"WIEN_1",43.991,0,2,37]
["HT","Solar",31,"CHIC_1",40.68,0,2,34]
["HT","Solar",31,"ELST_1",43.584000000000003,0,2,37]
["HT","Solar",31,"NORT_1",172.55,0,7,145]
["HT","Solar",31,"SEAB1",108.676,0,4,91]
["HT","Solar",31,"WALP_1",242.643,0,10,204]
["HT","Solar",32,"DUNO_P",5.3570000000000002,0,0,4]
["HT","Solar",32,"G_EXTRA_17",0,0,0,0]
["HT","Solar",32,"KINT_P",32.284999999999997,0,1,27]
["HT","Solar",32,"TILBB_1",29.155999999999999,0,1,24]
["HT","Solar",33,"AMEM_1",21.981000000000002,0,1,18]
["HT","Solar",33,"CEAN_P",0,0,0,0]
["HT","Solar",33,"INDQ1",308.36200000000002,0,12,259]
["HT","Solar",33,"NEAR",4.45,0,0,4]
["HT","Solar",33,"SALH_1",0,0,0,0]
["HT","Solar",34,"BROA_P",3.843,0,0,3]
["HT","Solar",34,"DUBE_P",0,0,0,0]
["HT","Solar",34,"GRIW_1",72.100999999999999,0,3,61]
["HT","Solar",34,"PYLE_1",35.1,0,1,29]
["HT","Solar",34,"TAYN_P",8.7680000000000007,0,0,7]
["HT","Solar",35,"ABTH_1",51.331000000000003,0,2,43]
["HT","Solar",35,"FRAS_P",0,0,0,0]
["HT","Solar",35,"INNE_P",15.888999999999999,0,1,13]
["HT","Solar",35,"NEWX_6",25.591000000000001,0,1,21]
["HT","Solar",35,"WILL_1",199.184,0,8,167]
["HT","Solar",36,"BRAW_1",111.857,0,4,94]
["HT","Solar",36,"DALL_P",0,0,0,0]
["HT","Solar",36,"LINM",27.675000000000001,0,1,23]
["HT","Solar",36,"PERS_P",8.61,0,0,7]
["HT","Solar",36,"STOR_P",0,0,0,0]
["HT","Solar",37,"CLT03",0,0,0,0]
["HT","Solar",37,"FAWL_1",90.307000000000002,0,4,76]
["HT","Solar",37,"HUER",0,0,0,0]
["HT","Solar",37,"SHRU",1.8089999999999999,0,0,2]
["HT","Solar",37,"WHAM_1",34.929000000000002,0,1,29]
["HT","Solar",38,"BLYTH132",30.198,0,1,25]
["HT","Solar",38,"G_EXTRA_3",9.1809999999999992,0,0,8]
["HT","Solar",38,"LAIR_P",2.3980000000000001,0,0,2]
["HT","Solar",38,"PEMB_1",88.653999999999996,0,4,74]
["HT","Solar",39,"AXMI_H",0,0,0,0]
["HT","Solar",39,"CHIC_1",63.738999999999997,0,3,54]
["HT","Solar",39,"ELST_1",68.290000000000006,0,3,57]
["HT","Solar",39,"NORT_1",270.36,0,11,227]
["HT","Solar",39,"SEAB1",170.279,0,7,143]
["HT","Solar",39,"WALP_1",380.18599999999998,0,15,319]
["HT","Solar",40,"DUNO_P",8.1929999999999996,0,0,7]
["HT","Solar",40,"HACK_6",0,0,0,0]
["HT","Solar",40,"KILS",12.531000000000001,0,0,11]
["HT","Solar",40,"THUR_6",85.25,0,3,72]
["HT","Solar",41,"ALVE1",294.084,0,12,247]
["HT","Solar",41,"CBNK_H",0,0,0,0]
["HT","Solar",41,"IVER_6",19.701000000000001,0,1,17]
["HT","Solar",41,"NEAR",6.6589999999999998,0,0,6]
["HT","Solar",41,"SALH_1",0,0,0,0]
["HT","Solar",42,"BROA_P",5.6390000000000002,0,0,5]
["HT","Solar",42,"DUBE_P",0,0,0,0]
["HT","Solar",42,"GRIW_1",105.806,0,4,89]
["HT","Solar",42,"PYLE_1",51.508000000000003,0,2,43]
["HT","Solar",42,"TELR",5.9509999999999996,0,0,5]
["HT","Solar",43,"ABNE_P",32.686,0,1,27]
["HT","Solar",43,"FIDD_P",20.074999999999999,0,1,17]
["HT","Solar",43,"INKE",16.547999999999998,0,1,14]
["HT","Solar",43,"MELK_1",313.28899999999999,0,12,263]
["HT","Solar",43,"WILL_1",287.15800000000002,0,11,241]
["HT","Solar",44,"BRAW_1",158.67599999999999,0,6,133]
["HT","Solar",44,"DALL_P",0,0,0,0]
["HT","Solar",44,"LINM",39.259,0,2,33]
["HT","Solar",44,"PERS_P",12.214,0,0,10]
["HT","Solar",44,"STOR_P",0,0,0,0]
["HT","Solar",45,"AYRR",8.4580000000000002,0,0,7]
["HT","Solar",45,"FAUG_P",2.5,0,0,2]
["HT","Solar",45,"HEYS_1",54.966000000000001,0,2,46]
["HT","Solar",45,"SHIN_P",1.448,0,0,1]
["HT","Solar",45,"WBOL_6",100.508,0,4,84]
["HT","Solar",46,"BOLN_1",386.28300000000002,0,15,324]
["HT","Solar",46,"G_EXTRA_3",12.66,0,1,11]
["HT","Solar",46,"LAIR_P",3.3069999999999999,0,0,3]
["HT","Solar",46,"PEMB_1",122.247,0,5,103]
["HT","Solar",47,"AXMI_H",0,0,0,0]
["HT","Solar",47,"CHIC_1",86.799000000000007,0,3,73]
["HT","Solar",47,"ELST_1",92.995000000000005,0,4,78]
["HT","Solar",47,"KITW_1",91.116,0,4,77]
["HT","Solar",47,"SBAR",167.67,0,7,141]
["HT","Solar",47,"WALH_1",192.11,0,8,161]
["HT","Solar",48,"DUNF",12.784000000000001,0,1,11]
["HT","Solar",48,"G_EXTRA_14",0,0,0,0]
["HT","Solar",48,"KILS",16.867999999999999,0,1,14]
["HT","Solar",48,"THUR_6",114.75700000000001,0,5,96]
["HT","Solar",49,"ALVE1",391.65300000000002,0,16,329]
["HT","Solar",49,"CBNK_H",0,0,0,0]
["HT","Solar",49,"IVER_6",26.236999999999998,0,1,22]
["HT","Solar",49,"NEAR",8.8680000000000003,0,0,7]
["HT","Solar",49,"SALH_1",0,0,0,0]
["HT","Solar",49,"WTHU31",18.478000000000002,0,1,16]
["HT","Solar",50,"DOUN_P",9.0370000000000008,0,0,8]
["HT","Solar",50,"GREN_1",539.28700000000003,0,21,453]
["HT","Solar",50,"PORD",10.077999999999999,0,0,8]
["HT","Solar",50,"TAUN1",152.06899999999999,0,6,128]
["HT","Wind",24,"ABNE_P",2.3330000000000002,0.38600000000000001,1,1]
["HT","Wind",24,"FIDD_P",9.3620000000000001,1.5489999999999999,4,5]
["HT","Wind",24,"INNE_P",0.63200000000000001,0.105,0,0]
["HT","Wind",24,"MILC_P",0.90800000000000003,0.15,0,1]
["HT","Wind",24,"WIBA_3",0,0,0,0]
["HT","Wind",25,"BRFO_1",2.5059999999999998,0.41,1,1]
["HT","Wind",25,"FWIL_P",0.42,6.9000000000000006E-2,0,0]
["HT","Wind",25,"LITT_C",0.54900000000000004,0.09,0,0]
["HT","Wind",25,"POOB",3.5000000000000003E-2,6.0000000000000001E-3,0,0]
["HT","Wind",25,"STIR",0.19700000000000001,3.2000000000000001E-2,0,0]
["HT","Wind",26,"COCK",0.82299999999999995,0.13300000000000001,0,0]
["HT","Wind",26,"FERRB_M",7.8239999999999998,1.2649999999999999,3,5]
["HT","Wind",26,"INDQ1",25.693000000000001,4.1520000000000001,10,15]
["HT","Wind",26,"SKLGB1",2.048,0.33100000000000002,1,1]
["HT","Wind",26,"WHGA_1",0.08,1.2999999999999999E-2,0,0]
["HT","Wind",27,"BRAW_1",4.9560000000000004,0.78900000000000003,2,3]
["HT","Wind",27,"G_EXTRA_9",0.41299999999999998,6.6000000000000003E-2,0,0]
["HT","Wind",27,"LEGA_1",7.9829999999999997,1.27,3,5]
["HT","Wind",27,"SHIN_P",2.7E-2,4.0000000000000001E-3,0,0]
["HT","Wind",28,"BEDDT1",0,0,0,0]
["HT","Wind",28,"CLYM",0,0,0,0]
["HT","Wind",28,"FECK_6",0.83799999999999997,0.13300000000000001,0,0]
["HT","Wind",28,"OLDB_1",0,0,0,0]
["HT","Wind",28,"SIGH",3.0000000000000001E-3,0,0,0]
["HT","Wind",28,"WGEO",0,0,0,0]
["HT","Wind",29,"BRAI_1",0.14599999999999999,2.3E-2,0,0]
["HT","Wind",29,"G_EXTRA_7",0,0,0,0]
["HT","Wind",29,"LALE1SG003",0,0,0,0]
["HT","Wind",29,"PERI_H",0,0,0,0]
["HT","Wind",29,"WISH",7.0549999999999997,1.1180000000000001,3,4]
["HT","Wind",30,"CHSI_1",0,0,0,0]
["HT","Wind",30,"FAUG_P",1.9E-2,3.0000000000000001E-3,0,0]
["HT","Wind",30,"NURS_1",6.6000000000000003E-2,0.01,0,0]
["HT","Wind",30,"SHIN_P",2.9000000000000001E-2,5.0000000000000001E-3,0,0]
["HT","Wind",30,"WBOL_6",0.311,4.9000000000000002E-2,0,0]
["HT","Wind",31,"DYCE_P",7.9989999999999997,1.2609999999999999,3,5]
["HT","Wind",31,"G_EXTRA_3",0.13200000000000001,2.1000000000000001E-2,0,0]
["HT","Wind",31,"KIRKB1",0.04,6.0000000000000001E-3,0,0]
["HT","Wind",31,"TONG",2.84,0.44800000000000001,1,2]
["HT","Wind",32,"AXMI_H",0,0,0,0]
["HT","Wind",32,"CELL_1",2.1859999999999999,0.34399999999999997,1,1]
["HT","Wind",32,"G_EXTRA_2",0.13600000000000001,2.1000000000000001E-2,0,0]
["HT","Wind",32,"NFLE",3.1E-2,5.0000000000000001E-3,0,0]
["HT","Wind",32,"SALL1",0,0,0,0]
["HT","Wind",33,"BURM_1",0.26500000000000001,4.2000000000000003E-2,0,0]
["HT","Wind",33,"DUDH_P",0.219,3.4000000000000002E-2,0,0]
["HT","Wind",33,"G_EXTRA_14",0,0,0,0]
["HT","Wind",33,"RATS_1",2.621,0.41199999999999998,1,2]
["HT","Wind",33,"TELR",0,0,0,0]
["HT","Wind",34,"ALVE1",46.594000000000001,7.306,18,27]
["HT","Wind",34,"FROD_1",1.3879999999999999,0.218,1,1]
["HT","Wind",34,"IROA1",5.4749999999999996,0.85899999999999999,2,3]
["HT","Wind",34,"SALL1",0,0,0,0]
["HT","Wind",34,"WIMBN1",0,0,0,0]
["HT","Wind",35,"BRLE_1",0.75900000000000001,0.11899999999999999,0,0]
["HT","Wind",35,"DOUN_P",1.42,0.222,1,1]
["HT","Wind",35,"LISD_1",2.7E-2,4.0000000000000001E-3,0,0]
["HT","Wind",35,"PORD",0,0,0,0]
["HT","Wind",35,"STRI_P",0,0,0,0]
["HT","Wind",36,"CLYM",0,0,0,0]
["HT","Wind",36,"FIDD_P",13.005000000000001,2.0350000000000001,5,8]
["HT","Wind",36,"HURS_1",0,0,0,0]
["HT","Wind",36,"SLOY_P",0,0,0,0]
["HT","Wind",36,"WHGA_1",0.104,1.6E-2,0,0]
["HT","Wind",37,"BRAP",0,0,0,0]
["HT","Wind",37,"G_EXTRA_8",0.53500000000000003,8.4000000000000005E-2,0,0]
["HT","Wind",37,"LALE1SG003",0,0,0,0]
["HT","Wind",37,"PERI_H",0,0,0,0]
["HT","Wind",38,"BARKW3",0,0,0,0]
["HT","Wind",38,"CHSI_1",0,0,0,0]
["HT","Wind",38,"FAUG_P",2.3E-2,4.0000000000000001E-3,0,0]
["HT","Wind",38,"NURS_1",0.08,1.2999999999999999E-2,0,0]
["HT","Wind",38,"SELL_1",0.13300000000000001,2.1000000000000001E-2,0,0]
["HT","Wind",38,"WBOL_6",0.379,5.8999999999999997E-2,0,0]
["HT","Wind",39,"DYCE_P",9.69,1.516,4,6]
["HT","Wind",39,"GLNI",1.3520000000000001,0.21199999999999999,1,1]
["HT","Wind",39,"KINT_P",2.754,0.43099999999999999,1,2]
["HT","Wind",39,"TILBB_1",0,0,0,0]
["HT","Wind",40,"AXMI1",0.41,6.4000000000000001E-2,0,0]
["HT","Wind",40,"CEAN_P",0,0,0,0]
["HT","Wind",40,"KEAR_1",0.81499999999999995,0.128,0,0]
["HT","Wind",40,"NFLE",3.6999999999999998E-2,6.0000000000000001E-3,0,0]
["HT","Wind",40,"SALL1",0,0,0,0]
["HT","Wind",41,"BURM_1",0.318,0.05,0,0]
["HT","Wind",41,"DUDH_P",0.26200000000000001,4.1000000000000002E-2,0,0]
["HT","Wind",41,"GRUB_P",0.95099999999999996,0.14899999999999999,0,1]
["HT","Wind",41,"RATS_1",3.1469999999999998,0.49299999999999999,1,2]
["HT","Wind",41,"TONG1",0,0,0,0]
["HT","Wind",42,"ALST_3",0,0,0,0]
["HT","Wind",42,"FRAS_P",0,0,0,0]
["HT","Wind",42,"INNE_P",1.0009999999999999,0.157,0,1]
["HT","Wind",42,"NAIR_P",1.349,0.21099999999999999,1,1]
["HT","Wind",42,"WIMBN1",0,0,0,0]
["HT","Wind",43,"BRED_1",8.9999999999999993E-3,1E-3,0,0]
["HT","Wind",43,"DOUN_P",1.6910000000000001,0.26500000000000001,1,1]
["HT","Wind",43,"LISD_1",3.3000000000000002E-2,5.0000000000000001E-3,0,0]
["HT","Wind",43,"PORD",0,0,0,0]
["HT","Wind",43,"STRI_P",0,0,0,0]
["HT","Wind",44,"CLYM",0,0,0,0]
["HT","Wind",44,"FAWL_1",1.2999999999999999E-2,2E-3,0,0]
["HT","Wind",44,"HUER",0,0,0,0]
["HT","Wind",44,"SKLGB1",3.1709999999999998,0.496,1,2]
["HT","Wind",44,"WHAM_1",1.0999999999999999E-2,2E-3,0,0]
["HT","Wind",45,"BONN",1.405,0.22,1,1]
["HT","Wind",45,"G_EXTRA_8",0.63300000000000001,9.9000000000000005E-2,0,0]
["HT","Wind",45,"LALE1SG003",0,0,0,0]
["HT","Wind",45,"PENE_1",0.83599999999999997,0.13100000000000001,0,0]
["HT","Wind",46,"BARKW3",0,0,0,0]
["HT","Wind",46,"CHSI_1",0,0,0,0]
["HT","Wind",46,"FAUG_P",2.7E-2,4.0000000000000001E-3,0,0]
["HT","Wind",46,"IROA1",7.0839999999999996,1.109,3,4]
["HT","Wind",46,"SEAB1",0.47899999999999998,7.4999999999999997E-2,0,0]
["HT","Wind",46,"WATFS_1",0.41899999999999998,6.6000000000000003E-2,0,0]
["HT","Wind",47,"DUNO_P",0.17299999999999999,2.7E-2,0,0]
["HT","Wind",47,"G_EXTRA_20",0,0,0,0]
["HT","Wind",47,"KINT_P",3.234,0.50600000000000001,1,2]
["HT","Wind",47,"TILBB_1",0,0,0,0]
["HT","Wind",48,"AXMI1",0.48,7.4999999999999997E-2,0,0]
["HT","Wind",48,"CEAN_P",0,0,0,0]
["HT","Wind",48,"JOHN",3.036,0.47499999999999998,1,2]
["HT","Wind",48,"NFLE",4.3999999999999997E-2,7.0000000000000001E-3,0,0]
["HT","Wind",48,"SALL1",0,0,0,0]
["HT","Wind",49,"BUMU_P",0.29299999999999998,4.5999999999999999E-2,0,0]
["HT","Wind",49,"DUBE_P",0,0,0,0]
["HT","Wind",49,"GRIW_1",3.0470000000000002,0.47699999999999998,1,2]
["HT","Wind",49,"RASS_1",17.292000000000002,2.706,7,10]
["HT","Wind",49,"TAYN_P",6.0149999999999997,0.94099999999999995,2,4]
["HT","Wind",50,"ABTH_1",1.004,0.157,0,1]
["HT","Wind",50,"FRAS_P",0,0,0,0]
["HT","Wind",50,"INNE_P",1.165,0.182,0,1]
["HT","Wind",50,"NAIR_P",1.57,0.246,1,1]
["HT","Wind",50,"WIMBN1",0,0,0,0]
["HE","Battery",24,"BRED_1",0.73499999999999999,0.63800000000000001,0,0]
["HE","Battery",24,"ECCL",0.30099999999999999,0.26200000000000001,0,0]
["HE","Battery",24,"LISD_1",0.879,0.76300000000000001,0,0]
["HE","Battery",24,"PORD",5.8000000000000003E-2,0.05,0,0]
["HE","Battery",24,"SUND_1",1.411,1.2250000000000001,0,0]
["HE","Battery",25,"COAT",0.182,0.158,0,0]
["HE","Battery",25,"FIDF_1",1.2310000000000001,1.0680000000000001,0,0]
["HE","Battery",25,"IMPK_1",0,0,0,0]
["HE","Battery",25,"SJOW_1",0.11899999999999999,0.10299999999999999,0,0]
["HE","Battery",25,"WIEN_1",0.751,0.65200000000000002,0,0]
["HE","Battery",26,"BRAP",9.2999999999999999E-2,8.1000000000000003E-2,0,0]
["HE","Battery",26,"DEVO",0.20300000000000001,0.17599999999999999,0,0]
["HE","Battery",26,"LINM",0.35699999999999998,0.31,0,0]
["HE","Battery",26,"SKLGB1",2.1520000000000001,1.8680000000000001,0,0]
["HE","Battery",26,"STLE",0.25,0.217,0,0]
["HE","Battery",27,"CLT03",0,0,0,0]
["HE","Battery",27,"FAWL_1",1.478,1.2829999999999999,0,0]
["HE","Battery",27,"HURS_1",0.58899999999999997,0.51100000000000001,0,0]
["HE","Battery",27,"SHRW_1",2.4390000000000001,2.117,0,0]
["HE","Battery",27,"WHHO",9.4E-2,8.2000000000000003E-2,0,0]
["HE","Battery",28,"BRAC_P",0.47499999999999998,0.41299999999999998,0,0]
["HE","Battery",28,"G_EXTRA_6",7.0999999999999994E-2,6.0999999999999999E-2,0,0]
["HE","Battery",28,"LEVE",0.23300000000000001,0.20200000000000001,0,0]
["HE","Battery",28,"PENW_1",1.738,1.5089999999999999,0,0]
["HE","Battery",29,"BRLE_1",2.395,2.0790000000000002,0,0]
["HE","Battery",29,"CLAC_P",1.7999999999999999E-2,1.6E-2,0,0]
["HE","Battery",29,"FASN_P",0,0,0,0]
["HE","Battery",29,"ORMO",0,0,0,0]
["HE","Battery",29,"SHIN_P",2.1000000000000001E-2,1.7999999999999999E-2,0,0]
["HE","Battery",29,"WBUR_1",3.6259999999999999,3.1469999999999998,0,0]
["HE","Battery",30,"ECLA_1",2.992,2.597,0,0]
["HE","Battery",30,"G_EXTRA_4",0.17499999999999999,0.152,0,0]
["HE","Battery",30,"LALE1SG003",0.46200000000000002,0.40100000000000002,0,0]
["HE","Battery",30,"TYNE_1",0,0,0,0]
["HE","Battery",31,"AYRR",0.14699999999999999,0.128,0,0]
["HE","Battery",31,"CHSI_1",1.0589999999999999,0.92,0,0]
["HE","Battery",31,"G_EXTRA_8",0.26600000000000001,0.23100000000000001,0,0]
["HE","Battery",31,"NORT_1",5.9740000000000002,5.1849999999999996,0,0]
["HE","Battery",31,"SEAB1",3.762,3.266,0,0]
["HE","Battery",32,"BUSH_1",2.0750000000000002,1.8009999999999999,0,0]
["HE","Battery",32,"DUNO_P",0.19,0.16500000000000001,0,0]
["HE","Battery",32,"G_EXTRA_17",0,0,0,0]
["HE","Battery",32,"RAVE",0,0,0,0]
["HE","Battery",32,"TILBB_1",1.036,0.9,0,0]
["HE","Battery",33,"AMEM_1",0.80400000000000005,0.69799999999999995,0,0]
["HE","Battery",33,"GLLE",0,0,0,0]
["HE","Battery",33,"JOHN",0.26200000000000001,0.22800000000000001,0,0]
["HE","Battery",33,"NECE_1",3.0870000000000002,2.6789999999999998,0,0]
["HE","Battery",33,"TARL_P",0.19600000000000001,0.17,0,0]
["HE","Battery",34,"BROA_P",0.14499999999999999,0.126,0,0]
["HE","Battery",34,"DRAK_1",2.94,2.552,0,0]
["HE","Battery",34,"LOVE_1",8.0519999999999996,6.99,0,0]
["HE","Battery",34,"PYLE_1",1.325,1.1499999999999999,0,0]
["HE","Battery",34,"TAYN_P",0.33100000000000002,0.28699999999999998,0,0]
["HE","Battery",35,"COVE_1",5.6210000000000004,4.8789999999999996,0,0]
["HE","Battery",35,"FIDF_1",3.8860000000000001,3.3730000000000002,0,0]
["HE","Battery",35,"INNE_P",0.62,0.53800000000000003,0,0]
["HE","Battery",35,"SMAN_1",2.5419999999999998,2.206,0,0]
["HE","Battery",35,"WIMBN1",0,0,0,0]
["HE","Battery",36,"DALL_P",0,0,0,0]
["HE","Battery",36,"G_EXTRA_9",0.42,0.36399999999999999,0,0]
["HE","Battery",36,"LINM",1.1160000000000001,0.96899999999999997,0,0]
["HE","Battery",36,"PERS_P",0.34699999999999998,0.30099999999999999,0,0]
["HE","Battery",37,"BEAU_P",0.63100000000000001,0.54800000000000004,0,0]
["HE","Battery",37,"CLT03",0,0,0,0]
["HE","Battery",37,"FAWL_1",3.7709999999999999,3.2730000000000001,0,0]
["HE","Battery",37,"ORRI_P",0,0,0,0]
["HE","Battery",37,"SHRU",7.5999999999999998E-2,6.6000000000000003E-2,0,0]
["HE","Battery",37,"WBUR_1",7.5170000000000003,6.5250000000000004,0,0]
["HE","Battery",38,"ECLA_1",6.1349999999999998,5.3250000000000002,0,0]
["HE","Battery",38,"G_EXTRA_4",0.36,0.312,0,0]
["HE","Battery",38,"OCKH_1",1.1639999999999999,1.01,0,0]
["HE","Battery",38,"TUMB_P",0.28999999999999998,0.252,0,0]
["HE","Battery",39,"AXMI_H",0,0,0,0]
["HE","Battery",39,"CHIC_1",2.847,2.4710000000000001,0,0]
["HE","Battery",39,"KEAR_3",0,0,0,0]
["HE","Battery",39,"NHYD_6",1.4870000000000001,1.2909999999999999,0,0]
["HE","Battery",39,"SEAB1",7.6059999999999999,6.6020000000000003,0,0]
["HE","Battery",40,"BUSH_1",4.1230000000000002,3.5790000000000002,0,0]
["HE","Battery",40,"DUNO_P",0.378,0.32800000000000001,0,0]
["HE","Battery",40,"G_EXTRA_17",0,0,0,0]
["HE","Battery",40,"RAVE",0,0,0,0]
["HE","Battery",40,"SPAV",0.21299999999999999,0.185,0,0]
["HE","Battery",41,"ALVE1",14.041,12.186999999999999,0,0]
["HE","Battery",41,"FROD_1",6.7229999999999999,5.835,0,0]
["HE","Battery",41,"IVER_6",0.94099999999999995,0.81599999999999995,0,0]
["HE","Battery",41,"NEAR",0.318,0.27600000000000002,0,0]
["HE","Battery",41,"WISH",1.022,0.88700000000000001,0,0]
["HE","Battery",42,"BROA_P",0.27800000000000002,0.24099999999999999,0,0]
["HE","Battery",42,"DRAK_1",5.6360000000000001,4.8920000000000003,0,0]
["HE","Battery",42,"LOVE_1",15.439,13.401,0,0]
["HE","Battery",42,"PYLE_1",2.5409999999999999,2.206,0,0]
["HE","Battery",42,"TAYN_P",0.63500000000000001,0.55100000000000005,0,0]
["HE","Battery",43,"COVE_1",10.584,9.1869999999999994,0,0]
["HE","Battery",43,"FINN",0,0,0,0]
["HE","Battery",43,"INKE",0.84299999999999997,0.73199999999999998,0,0]
["HE","Battery",43,"SLOY_P",0,0,0,0]
["HE","Battery",43,"WHGA_1",6.8029999999999999,5.9050000000000002,0,0]
["HE","Battery",44,"BRAW_1",8.3439999999999994,7.2430000000000003,0,0]
["HE","Battery",44,"G_EXTRA_9",0.77600000000000002,0.67400000000000004,0,0]
["HE","Battery",44,"LINM",2.0649999999999999,1.792,0,0]
["HE","Battery",44,"PERS_P",0.64200000000000002,0.55800000000000005,0,0]
["HE","Battery",45,"BEAU_P",1.1459999999999999,0.995,0,0]
["HE","Battery",45,"CLT03",0,0,0,0]
["HE","Battery",45,"FAWL_1",6.8479999999999999,5.944,0,0]
["HE","Battery",45,"KAIM",2.8490000000000002,2.4729999999999999,0,0]
["HE","Battery",45,"SHIN_P",7.9000000000000001E-2,6.8000000000000005E-2,0,0]
["HE","Battery",45,"WBOL_6",5.4530000000000003,4.7329999999999997,0,0]
["HE","Battery",46,"ECCL",2.5750000000000002,2.2349999999999999,0,0]
["HE","Battery",46,"G_EXTRA_3",0.70799999999999996,0.61499999999999999,0,0]
["HE","Battery",46,"KIRKB1",3.7370000000000001,3.2429999999999999,0,0]
["HE","Battery",46,"TUMB_P",0.51800000000000002,0.45,0,0]
["HE","Battery",47,"AXMI_H",0,0,0,0]
["HE","Battery",47,"CHIC_1",5.0019999999999998,4.3419999999999996,0,0]
["HE","Battery",47,"KEAR_3",0,0,0,0]
["HE","Battery",47,"NHYD_6",2.613,2.2679999999999998,0,0]
["HE","Battery",47,"SEAB1",13.364000000000001,11.6,0,0]
["HE","Battery",48,"CAMB_01",0,0,0,0]
["HE","Battery",48,"DUDH_P",1.1519999999999999,1,0,0]
["HE","Battery",48,"G_EXTRA_14",0,0,0,0]
["HE","Battery",48,"RATS_1",15.742000000000001,13.664,0,0]
["HE","Battery",48,"THUR_6",6.8109999999999999,5.9119999999999999,0,0]
["HE","Battery",49,"ALVE1",23.922000000000001,20.763999999999999,0,0]
["HE","Battery",49,"FROD_1",11.452999999999999,9.9420000000000002,0,0]
["HE","Battery",49,"IVER_6",1.603,1.391,0,0]
["HE","Battery",49,"NEAR",0.54200000000000004,0.47,0,0]
["HE","Battery",49,"WISH",1.7410000000000001,1.5109999999999999,0,0]
["HE","Battery",50,"BROA_P",0.46700000000000003,0.40500000000000003,0,0]
["HE","Battery",50,"ELGI_P",2.8130000000000002,2.4420000000000002,0,0]
["HE","Battery",50,"LOUD_H",1.5089999999999999,1.3089999999999999,0,0]
["HE","Battery",50,"PORD",0.63300000000000001,0.55000000000000004,0,0]
["HE","Battery",50,"STRI_P",0,0,0,0]
["HE","Hydro",24,"COUA_P",2.214,1.0629999999999999,0,1]
["HE","Hydro",24,"FIDD_P",1.2999999999999999E-2,6.0000000000000001E-3,0,0]
["HE","Hydro",24,"INNE_P",2.302,1.105,0,1]
["HE","Hydro",24,"SMAN_1",6.5000000000000002E-2,3.1E-2,0,0]
["HE","Hydro",24,"WIBA_3",0,0,0,0]
["HE","Hydro",25,"BRFO_1",0,0,0,0]
["HE","Hydro",25,"HACK_6",0,0,0,0]
["HE","Hydro",25,"LING",0,0,0,0]
["HE","Hydro",25,"RAYL_1",4.5999999999999999E-2,2.1999999999999999E-2,0,0]
["HE","Hydro",26,"BERB_P",0,0,0,0]
["HE","Hydro",26,"COCK",3.7999999999999999E-2,1.7999999999999999E-2,0,0]
["HE","Hydro",26,"FERRB_M",0.83099999999999996,0.39900000000000002,0,0]
["HE","Hydro",26,"ORRI_P",0,0,0,0]
["HE","Hydro",26,"SKLGB1",0,0,0,0]
["HE","Hydro",26,"WHGA_1",0,0,0,0]
["HE","Hydro",27,"BRAW_1",1.3180000000000001,0.63300000000000001,0,0]
["HE","Hydro",27,"G_EXTRA_9",1.181,0.56699999999999995,0,0]
["HE","Hydro",27,"LEGA_1",1.913,0.91800000000000004,0,0]
["HE","Hydro",27,"PITS_3",0,0,0,0]
["HE","Hydro",28,"BEDD_1",0.83699999999999997,0.40200000000000002,0,0]
["HE","Hydro",28,"EALI_6",0,0,0,0]
["HE","Hydro",28,"FECK_6",0.42499999999999999,0.20399999999999999,0,0]
["HE","Hydro",28,"OLDB_1",0,0,0,0]
["HE","Hydro",28,"SIGH",0.28499999999999998,0.13700000000000001,0,0]
["HE","Hydro",28,"WGEO",0,0,0,0]
["HE","Hydro",29,"ECCL",0,0,0,0]
["HE","Hydro",29,"G_EXTRA_7",0,0,0,0]
["HE","Hydro",29,"LALE1SG003",0,0,0,0]
["HE","Hydro",29,"TYNE_2",0,0,0,0]
["HE","Hydro",30,"BEAU_P",5.8719999999999999,2.819,1,1]
["HE","Hydro",30,"CHTE_1",6.0000000000000001E-3,3.0000000000000001E-3,0,0]
["HE","Hydro",30,"LAND1",1.647,0.79,0,0]
["HE","Hydro",30,"NURS_1",0.03,1.4E-2,0,0]
["HE","Hydro",30,"SELL_1",0,0,0,0]
["HE","Hydro",31,"CAMB_01",0,0,0,0]
["HE","Hydro",31,"DYCE_P",4.1000000000000002E-2,0.02,0,0]
["HE","Hydro",31,"G_EXTRA_3",0.30099999999999999,0.14499999999999999,0,0]
["HE","Hydro",31,"RICH_J",0,0,0,0]
["HE","Hydro",31,"TONG",1.337,0.64200000000000002,0,0]
["HE","Hydro",32,"AXMI_H",0,0,0,0]
["HE","Hydro",32,"GLLU",0.27,0.129,0,0]
["HE","Hydro",32,"JORD_3",0,0,0,0]
["HE","Hydro",32,"NHYD_6",0,0,0,0]
["HE","Hydro",32,"THUR_6",0.308,0.14799999999999999,0,0]
["HE","Hydro",33,"BURM_1",0,0,0,0]
["HE","Hydro",33,"DUDH_P",0,0,0,0]
["HE","Hydro",33,"LUNA_P",1.6080000000000001,0.77200000000000002,0,0]
["HE","Hydro",33,"RATS_1",0,0,0,0]
["HE","Hydro",33,"TELR",0,0,0,0]
["HE","Hydro",34,"CUMB",0,0,0,0]
["HE","Hydro",34,"FROD_1",0,0,0,0]
["HE","Hydro",34,"IROA1",9.7000000000000003E-2,4.7E-2,0,0]
["HE","Hydro",34,"STAL_1",0.14099999999999999,6.7000000000000004E-2,0,0]
["HE","Hydro",34,"WIMBS1",0.11600000000000001,5.6000000000000001E-2,0,0]
["HE","Hydro",35,"DRAX_1",0.36,0.17299999999999999,0,0]
["HE","Hydro",35,"HARG_P",0,0,0,0]
["HE","Hydro",35,"LISD_1",0,0,0,0]
["HE","Hydro",35,"PORD",0,0,0,0]
["HE","Hydro",36,"BESW_1",1.7000000000000001E-2,8.0000000000000002E-3,0,0]
["HE","Hydro",36,"CLYM",0,0,0,0]
["HE","Hydro",36,"FIDD_P",1.2999999999999999E-2,6.0000000000000001E-3,0,0]
["HE","Hydro",36,"OSBA_1",0.63300000000000001,0.30399999999999999,0,0]
["HE","Hydro",36,"SHRW_1",0,0,0,0]
["HE","Hydro",36,"WHGA_1",0,0,0,0]
["HE","Hydro",37,"ECLA_H",0,0,0,0]
["HE","Hydro",37,"G_EXTRA_9",1.181,0.56699999999999995,0,0]
["HE","Hydro",37,"PAIS",0,0,0,0]
["HE","Hydro",37,"TYNE_1",0,0,0,0]
["HE","Hydro",38,"BARKW3",0,0,0,0]
["HE","Hydro",38,"CHSI_1",0,0,0,0]
["HE","Hydro",38,"KIBY_G",0,0,0,0]
["HE","Hydro",38,"NURS_1",0.03,1.4E-2,0,0]
["HE","Hydro",38,"SELL_1",0,0,0,0]
["HE","Hydro",39,"CAMB_01",0,0,0,0]
["HE","Hydro",39,"DYCE_P",4.1000000000000002E-2,0.02,0,0]
["HE","Hydro",39,"G_EXTRA_18",0,0,0,0]
["HE","Hydro",39,"RICH_J",0,0,0,0]
["HE","Hydro",39,"STES_1",0.221,0.106,0,0]
["HE","Hydro",40,"AXMI1",4.8000000000000001E-2,2.3E-2,0,0]
["HE","Hydro",40,"GLLE",0,0,0,0]
["HE","Hydro",40,"JOHN",0,0,0,0]
["HE","Hydro",40,"NFLE",0,0,0,0]
["HE","Hydro",40,"WMEL_1",1.8620000000000001,0.89400000000000002,0,0]
["HE","Hydro",41,"BURM_1",0,0,0,0]
["HE","Hydro",41,"DUDH_P",0,0,0,0]
["HE","Hydro",41,"LUNA_P",1.6080000000000001,0.77200000000000002,0,0]
["HE","Hydro",41,"RATS_1",0,0,0,0]
["HE","Hydro",41,"TELR",0,0,0,0]
["HE","Hydro",42,"COWL_1",1.1240000000000001,0.53900000000000003,0,0]
["HE","Hydro",42,"EALI_6",0,0,0,0]
["HE","Hydro",42,"INNE_P",2.302,1.105,0,1]
["HE","Hydro",42,"STAH_1",0,0,0,0]
["HE","Hydro",42,"WIMBN1",0,0,0,0]
["HE","Hydro",43,"BRED_1",0.17299999999999999,8.3000000000000004E-2,0,0]
["HE","Hydro",43,"HARG_P",0,0,0,0]
["HE","Hydro",43,"LISD_1",0,0,0,0]
["HE","Hydro",43,"PITS_3",0,0,0,0]
["HE","Hydro",44,"BESW_1",1.7000000000000001E-2,8.0000000000000002E-3,0,0]
["HE","Hydro",44,"CLYM",0,0,0,0]
["HE","Hydro",44,"FIDD_P",1.2999999999999999E-2,6.0000000000000001E-3,0,0]
["HE","Hydro",44,"OSBA_1",0.63300000000000001,0.30399999999999999,0,0]
["HE","Hydro",44,"SFEG_P",0,0,0,0]
["HE","Hydro",44,"WHAM_1",0.46500000000000002,0.223,0,0]
["HE","Hydro",45,"ECLA_1",0,0,0,0]
["HE","Hydro",45,"G_EXTRA_8",1.181,0.56699999999999995,0,0]
["HE","Hydro",45,"LALE1SG003",0,0,0,0]
["HE","Hydro",45,"TYNE_1",0,0,0,0]
["HE","Hydro",46,"BARKW3",0,0,0,0]
["HE","Hydro",46,"CHSI_1",0,0,0,0]
["HE","Hydro",46,"KEIT_P",0.121,5.8000000000000003E-2,0,0]
["HE","Hydro",46,"NURS_1",0.03,1.4E-2,0,0]
["HE","Hydro",46,"SELL_1",0,0,0,0]
["HE","Hydro",47,"BLYTH132",3.5000000000000003E-2,1.7000000000000001E-2,0,0]
["HE","Hydro",47,"DUNO_P",1.605,0.77,0,0]
["HE","Hydro",47,"G_EXTRA_17",0,0,0,0]
["HE","Hydro",47,"REDM_P",0,0,0,0]
["HE","Hydro",47,"TILBB_1",0,0,0,0]
["HE","Hydro",48,"AMEM_1",0,0,0,0]
["HE","Hydro",48,"GLLE",0,0,0,0]
["HE","Hydro",48,"JOHN",0,0,0,0]
["HE","Hydro",48,"NFLE",0,0,0,0]
["HE","Hydro",48,"WMEL_1",1.8620000000000001,0.89400000000000002,0,0]
["HE","Hydro",49,"BROR_P",0.34200000000000003,0.16400000000000001,0,0]
["HE","Hydro",49,"DUDH_P",0,0,0,0]
["HE","Hydro",49,"LOVE_1",1.7000000000000001E-2,8.0000000000000002E-3,0,0]
["HE","Hydro",49,"RASS_1",2.0299999999999998,0.97499999999999998,0,0]
["HE","Hydro",49,"TAYN_P",11.753,5.6420000000000003,1,3]
["HE","Hydro",50,"COVE_1",0,0,0,0]
["HE","Hydro",50,"FRAS_P",0,0,0,0]
["HE","Hydro",50,"INNE_P",2.302,1.105,0,1]
["HE","Hydro",50,"SMAN_1",6.5000000000000002E-2,3.1E-2,0,0]
["HE","Hydro",50,"WIMBN1",0,0,0,0]
["HE","Other",24,"BRED_1",0.126,0.104,0,0]
["HE","Other",24,"HAGR",0,0,0,0]
["HE","Other",24,"LINM",0,0,0,0]
["HE","Other",24,"RICH_J",1.165,0.96599999999999997,1,1]
["HE","Other",25,"BESW_1",0.94099999999999995,0.78100000000000003,0,0]
["HE","Other",25,"CLYM",0,0,0,0]
["HE","Other",25,"FERRB_M",5.4909999999999997,4.5570000000000004,2,3]
["HE","Other",25,"ORRI_P",0,0,0,0]
["HE","Other",25,"SHRW_1",13.007999999999999,10.795,6,6]
["HE","Other",25,"WHHO",3.0000000000000001E-3,3.0000000000000001E-3,0,0]
["HE","Other",26,"ECLA_H",0,0,0,0]
["HE","Other",26,"G_EXTRA_4",1E-3,1E-3,0,0]
["HE","Other",26,"LAND1",2.8330000000000002,2.351,1,1]
["HE","Other",26,"UPPB_3",0,0,0,0]
["HE","Other",27,"BEDD_1",1.706,1.417,1,1]
["HE","Other",27,"COAT",0,0,0,0]
["HE","Other",27,"KEMS_1",1.165,0.96799999999999997,1,1]
["HE","Other",27,"OCKH_1",0,0,0,0]
["HE","Other",27,"SFIL_P",0,0,0,0]
["HE","Other",28,"CAIF_P",2E-3,1E-3,0,0]
["HE","Other",28,"EASO_1",2.569,2.12,1,1]
["HE","Other",28,"G_EXTRA_18",0,0,0,0]
["HE","Other",28,"KNAR",1.151,0.95099999999999996,1,1]
["HE","Other",28,"TUMB_P",6.0000000000000001E-3,3.0000000000000001E-3,0,0]
["HE","Other",29,"AXMI_H",0,0,0,0]
["HE","Other",29,"CHIC_1",2.645,2.19,1,1]
["HE","Other",29,"LALE1SG003",0.499,0.40400000000000003,0,0]
["HE","Other",29,"NORL_3",1.2E-2,6.0000000000000001E-3,0,0]
["HE","Other",29,"SBAR",3.1230000000000002,2.5859999999999999,1,1]
["HE","Other",30,"BUSH_1",1.948,1.5860000000000001,1,1]
["HE","Other",30,"DUNF",1.9E-2,8.9999999999999993E-3,0,0]
["HE","Other",30,"G_EXTRA_11",2.1999999999999999E-2,1.0999999999999999E-2,0,0]
["HE","Other",30,"RATS_1",2.67,2.157,1,1]
["HE","Other",30,"THUR_6",1.1160000000000001,0.88800000000000001,0,0]
["HE","Other",31,"ALVE1",1.919,1.45,1,1]
["HE","Other",31,"GALA",2.9489999999999998,2.4340000000000002,1,1]
["HE","Other",31,"ISLI_1",8.3000000000000004E-2,4.2000000000000003E-2,0,0]
["HE","Other",31,"MYBS_P",2.3E-2,1.0999999999999999E-2,0,0]
["HE","Other",32,"ABHA1",3.6469999999999998,2.7970000000000002,1,1]
["HE","Other",32,"BRIM_1",2.1150000000000002,1.5660000000000001,1,1]
["HE","Other",32,"DEWP",1.4E-2,7.0000000000000001E-3,0,0]
["HE","Other",32,"LITT_C",0.97799999999999998,0.748,0,0]
["HE","Other",32,"POPP_3",4.7E-2,2.5999999999999999E-2,0,0]
["HE","Other",32,"SWAN_1",6.9340000000000002,5.3769999999999998,3,3]
["HE","Other",33,"COCK",0.16200000000000001,8.1000000000000003E-2,0,0]
["HE","Other",33,"FERRA2",3.5819999999999999,2.8279999999999998,1,1]
["HE","Other",33,"HURS_1",0.51600000000000001,0.26,0,0]
["HE","Other",33,"SIGH",0.14199999999999999,7.0999999999999994E-2,0,0]
["HE","Other",33,"WHHO",5.1999999999999998E-2,2.7E-2,0,0]
["HE","Other",34,"CASS_P",5.7000000000000002E-2,2.9000000000000001E-2,0,0]
["HE","Other",34,"G_EXTRA_3",1.0109999999999999,0.81499999999999995,0,0]
["HE","Other",34,"LAIR_P",4.4999999999999998E-2,2.1999999999999999E-2,0,0]
["HE","Other",34,"PENE_1",2.032,1.4390000000000001,1,1]
["HE","Other",35,"AYRR",5.3999999999999999E-2,2.7E-2,0,0]
["HE","Other",35,"CHSI_1",2.9430000000000001,1.875,1,1]
["HE","Other",35,"ELST_1",2.452,1.2270000000000001,0,0]
["HE","Other",35,"NORM_1",10.515000000000001,8.2140000000000004,4,4]
["HE","Other",35,"SEAB1",15.340999999999999,12.037000000000001,6,6]
["HE","Other",35,"WALP_1",9.4809999999999999,6.1520000000000001,2,2]
["HE","Other",36,"DUNF",0.36099999999999999,0.18,0,0]
["HE","Other",36,"G_EXTRA_11",0.41699999999999998,0.20799999999999999,0,0]
["HE","Other",36,"LINM",2.0489999999999999,1.024,0,0]
["HE","Other",36,"THSO_P",6.7060000000000004,5.4610000000000003,3,3]
["HE","Other",37,"ALST_3",1.948,0.97399999999999998,0,0]
["HE","Other",37,"CATY",0.34200000000000003,0.17100000000000001,0,0]
["HE","Other",37,"IRONB1",5.23,3.5339999999999998,1,1]
["HE","Other",37,"MITY_1",13.194000000000001,7.62,1,1]
["HE","Other",37,"RYEH_1",6.7140000000000004,3.96,1,1]
["HE","Other",38,"BRIM_1",8.6950000000000003,4.8849999999999998,1,1]
["HE","Other",38,"DRCR",0.10100000000000001,0.05,0,0]
["HE","Other",38,"GORG",0.90100000000000002,0.72199999999999998,0,0]
["HE","Other",38,"POPP_3",0.47399999999999998,0.24,0,0]
["HE","Other",38,"SWAN_1",20.198,12.118,3,3]
["HE","Other",39,"BRAP",0.38,0.19,0,0]
["HE","Other",39,"FECK_6",26.968,16.456,4,4]
["HE","Other",39,"HUER",7.0000000000000001E-3,4.0000000000000001E-3,0,0]
["HE","Other",39,"MACC_3",4.01,2.7429999999999999,1,1]
["HE","Other",39,"WHGA_1",8.1720000000000006,5.0810000000000004,1,1]
["HE","Other",40,"BOTW_1",5.4260000000000002,2.7130000000000001,0,0]
["HE","Other",40,"CREB_1",25.027000000000001,15.446999999999999,4,4]
["HE","Other",40,"LAIR_P",0.38100000000000001,0.19,0,0]
["HE","Other",40,"PENE_1",7.6929999999999996,4.2939999999999996,1,1]
["HE","Other",40,"STEN_1",5.65,2.8239999999999998,0,0]
["HE","Other",41,"CHSI_1",13.606,7.2290000000000001,1,1]
["HE","Other",41,"DRCR",0.23799999999999999,0.11899999999999999,0,0]
["HE","Other",41,"HARG_P",0,0,0,0]
["HE","Other",41,"SBAR",8.4979999999999993,5.3339999999999996,1,2]
["HE","Other",41,"WALH_1",14.526999999999999,7.9939999999999998,1,1]
["HE","Other",42,"BICF_1",20.460999999999999,11.89,2,2]
["HE","Other",42,"G_EXTRA_10",2.5350000000000001,1.2669999999999999,0,0]
["HE","Other",42,"KILW",0.16700000000000001,8.3000000000000004E-2,0,0]
["HE","Other",42,"ORRI_P",0.31900000000000001,0.16,0,0]
["HE","Other",43,"ALST_3",10.026999999999999,5.0119999999999996,0,0]
["HE","Other",43,"CATY",1.7629999999999999,0.88100000000000001,0,0]
["HE","Other",43,"ECLA_1",51.715000000000003,26.733000000000001,1,1]
["HE","Other",43,"NECE_1",39.280999999999999,20.135999999999999,1,1]
["HE","Other",43,"ORRI_P",0.39,0.19500000000000001,0,0]
["HE","Other",43,"TUMB_P",3.3260000000000001,1.663,0,0]
["HE","Other",44,"DRAX_1",2.7639999999999998,1.5569999999999999,0,0]
["HE","Other",44,"GLRO",1.5840000000000001,0.79200000000000004,0,0]
["HE","Other",44,"KEAD_1",38.99,22.794,5,5]
["HE","Other",44,"SUND_1",67.054000000000002,34.198999999999998,1,1]
["HE","Other",44,"WYLF_1",4.2809999999999997,2.14,0,0]
["HE","Other",45,"CAFA",0.53500000000000003,0.26700000000000002,0,0]
["HE","Other",45,"HUER",2.5999999999999999E-2,1.2999999999999999E-2,0,0]
["HE","Other",45,"MACC_3",8.77,5.1289999999999996,1,1]
["HE","Other",45,"REBR_3",9.8239999999999998,4.9119999999999999,0,0]
["HE","Other",46,"AYRR",0.89300000000000002,0.44700000000000001,0,0]
["HE","Other",46,"CRAI_P",4.0149999999999997,2.008,0,0]
["HE","Other",46,"FROD_1",50.058,25.507999999999999,1,1]
["HE","Other",46,"PEMB_1",14.458,7.4969999999999999,0,0]
["HE","Other",46,"STAY_1",48.247999999999998,24.620999999999999,1,1]
["HE","Other",46,"WIOW_P",0.65500000000000003,0.32700000000000001,0,0]
["HE","Other",47,"ELLA_1",56.337000000000003,28.481000000000002,0,0]
["HE","Other",47,"HARG_P",0,0,0,0]
["HE","Other",47,"LISD_1",45.668999999999997,23.463999999999999,1,1]
["HE","Other",47,"WASF_1",8.6,4.2990000000000004,0,0]
["HE","Other",48,"BICF_1",38.290999999999997,20.707000000000001,2,2]
["HE","Other",48,"COAT",3.4159999999999999,1.708,0,0]
["HE","Other",48,"HAWP_6",12.522,6.2610000000000001,0,0]
["HE","Other",48,"ORMO",6.3369999999999997,3.1680000000000001,0,0]
["HE","Other",48,"SHRU",1.44,0.72,0,0]
["HE","Other",49,"CASS_P",1.8160000000000001,0.90800000000000003,0,0]
["HE","Other",49,"ECCL",5.3730000000000002,2.7189999999999999,0,0]
["HE","Other",49,"G_EXTRA_6",0.97,0.48499999999999999,0,0]
["HE","Other",49,"RUGEB1",13.766999999999999,6.883,0,0]
["HE","Other",49,"TUMB_P",6.1740000000000004,3.0859999999999999,0,0]
["HE","Other",50,"BARKR_C",19.12,10.085000000000001,1,1]
["HE","Other",50,"GLRO",2.5489999999999999,1.274,0,0]
["HE","Other",50,"KEAD_1",56.32,31.295000000000002,4,5]
["HE","Other",50,"MELK_1",73.688000000000002,37.89,1,2]
["HE","Other",50,"WWEY_1",54.618000000000002,27.829000000000001,1,1]
["HE","Solar",24,"CAAD_P",1.9570000000000001,0,0,2]
["HE","Solar",24,"DUNB_B",5.05,0,0,4]
["HE","Solar",24,"MAGA_6",1.9179999999999999,0,0,2]
["HE","Solar",24,"REDH",1.788,0,0,2]
["HE","Solar",24,"TILBB_1",13.723000000000001,0,1,12]
["HE","Solar",25,"DEVM",2.1360000000000001,0,0,2]
["HE","Solar",25,"GLLE",0,0,0,0]
["HE","Solar",25,"JORD_3",4.54,0,0,4]
["HE","Solar",25,"STLE",7.8769999999999998,0,0,7]
["HE","Solar",25,"WTHU31",4.4669999999999996,0,0,4]
["HE","Solar",26,"CAPEA1",22.263999999999999,0,1,19]
["HE","Solar",26,"HUER",0,0,0,0]
["HE","Solar",26,"MACC_3",10.048,0,0,8]
["HE","Solar",26,"RAYL_1",79.828000000000003,0,3,67]
["HE","Solar",27,"BOTW_1",29.047999999999998,0,1,24]
["HE","Solar",27,"CREB_1",104.27,0,4,88]
["HE","Solar",27,"GIFF",2.62,0,0,2]
["HE","Solar",27,"PENT_1",29.399000000000001,0,1,25]
["HE","Solar",27,"STHA",3.6339999999999999,0,0,3]
["HE","Solar",27,"WMEL_1",53.338000000000001,0,2,45]
["HE","Solar",28,"FASN_P",0,0,0,0]
["HE","Solar",28,"HACK_1",14.731,0,1,12]
["HE","Solar",28,"LUNA_P",9.1880000000000006,0,0,8]
["HE","Solar",28,"WBOL_6",34.734000000000002,0,1,29]
["HE","Solar",29,"BOLN_1",137.54,0,5,116]
["HE","Solar",29,"COYL",8.6180000000000003,0,0,7]
["HE","Solar",29,"FWIL_P",2.4510000000000001,0,0,2]
["HE","Solar",29,"PENE_1",55.209000000000003,0,2,46]
["HE","Solar",29,"SSHI_3",18.428000000000001,0,1,15]
["HE","Solar",29,"WISD_6",5.5439999999999996,0,0,5]
["HE","Solar",30,"ERSK",2.097,0,0,2]
["HE","Solar",30,"HARG_P",0,0,0,0]
["HE","Solar",30,"LOUD_H",7.9889999999999999,0,0,7]
["HE","Solar",30,"WIMBN1",0,0,0,0]
["HE","Solar",31,"BISW_1",234.685,0,9,197]
["HE","Solar",31,"CONQA1",64.435000000000002,0,3,54]
["HE","Solar",31,"KILW",6.0359999999999996,0,0,5]
["HE","Solar",31,"PART",0.54800000000000004,0,0,0]
["HE","Solar",31,"SKLGB1",101.729,0,4,85]
["HE","Solar",32,"CELL_1",143.71199999999999,0,6,121]
["HE","Solar",32,"EKIS",0,0,0,0]
["HE","Solar",32,"G_EXTRA_8",6.7050000000000001,0,0,6]
["HE","Solar",32,"SALT_1",21.167999999999999,0,1,18]
["HE","Solar",32,"USKM_1",71.192999999999998,0,3,60]
["HE","Solar",33,"BARKW3",0,0,0,0]
["HE","Solar",33,"G_EXTRA_12",0,0,0,0]
["HE","Solar",33,"KIBY_1",35.073999999999998,0,1,29]
["HE","Solar",33,"OLDB_1",23.25,0,1,20]
["HE","Solar",34,"ACTL_2",10.154,0,0,9]
["HE","Solar",34,"CAIF_P",0,0,0,0]
["HE","Solar",34,"EAST",0,0,0,0]
["HE","Solar",34,"MILH_1",12.478999999999999,0,0,10]
["HE","Solar",34,"RRIG",0,0,0,0]
["HE","Solar",34,"TRAW_1",37.545999999999999,0,1,32]
["HE","Solar",35,"DEVM",3.9260000000000002,0,0,3]
["HE","Solar",35,"GORG",1.323,0,0,1]
["HE","Solar",35,"LAIR_P",1.621,0,0,1]
["HE","Solar",35,"STHA",5.72,0,0,5]
["HE","Solar",35,"WWEY_1",75.247,0,3,63]
["HE","Solar",36,"BUMU_P",9.9149999999999991,0,0,8]
["HE","Solar",36,"HURS_1",26.701000000000001,0,1,22]
["HE","Solar",36,"MACD_P",14.268000000000001,0,1,12]
["HE","Solar",36,"RASS_1",93.558000000000007,0,4,79]
["HE","Solar",37,"BOTW_1",49.896000000000001,0,2,42]
["HE","Solar",37,"CREB_1",179.10599999999999,0,7,150]
["HE","Solar",37,"FRAS_P",0,0,0,0]
["HE","Solar",37,"PENN_1",13.68,0,1,11]
["HE","Solar",37,"STAH_1",40.481999999999999,0,2,34]
["HE","Solar",37,"WYMOM_1",62.906999999999996,0,3,53]
["HE","Solar",38,"ENDE_1",152.464,0,6,128]
["HE","Solar",38,"HAMHC1",80.504000000000005,0,3,68]
["HE","Solar",38,"LODR_6",6.51,0,0,5]
["HE","Solar",38,"WALP_B",171.857,0,7,144]
["HE","Solar",39,"BISW_1",339.37900000000002,0,13,285]
["HE","Solar",39,"CONQA1",93.18,0,4,78]
["HE","Solar",39,"KILW",8.7279999999999998,0,0,7]
["HE","Solar",39,"PART",0.79200000000000004,0,0,1]
["HE","Solar",39,"SKLGB1",147.11099999999999,0,6,124]
["HE","Solar",40,"CASS_P",0,0,0,0]
["HE","Solar",40,"GALA",19.308,0,1,16]
["HE","Solar",40,"G_EXTRA_7",3.3490000000000002,0,0,3]
["HE","Solar",40,"SALL1",0,0,0,0]
["HE","Solar",40,"UPPB_3",0,0,0,0]
["HE","Solar",41,"BARKR_C",49.39,0,2,41]
["HE","Solar",41,"GRUB_P",2.9449999999999998,0,0,2]
["HE","Solar",41,"KIBY_1",49.151000000000003,0,2,41]
["HE","Solar",41,"NORT_1",222.19,0,9,187]
["HE","Solar",42,"ACTL_2",14.035,0,1,12]
["HE","Solar",42,"CAIF_P",0,0,0,0]
["HE","Solar",42,"EAST",0,0,0,0]
["HE","Solar",42,"MILH_1",17.248000000000001,0,1,14]
["HE","Solar",42,"OSBA_1",146.572,0,6,123]
["HE","Solar",42,"TOTT_1",35.256999999999998,0,1,30]
["HE","Solar",43,"DALM3",9.5440000000000005,0,0,8]
["HE","Solar",43,"GLRO",9.1940000000000008,0,0,8]
["HE","Solar",43,"KEAD_1",209.73,0,8,176]
["HE","Solar",43,"STHA",7.8070000000000004,0,0,7]
["HE","Solar",43,"WWEY_1",102.693,0,4,86]
["HE","Solar",44,"BUMU_P",13.374000000000001,0,1,11]
["HE","Solar",44,"HELE",5.4450000000000003,0,0,5]
["HE","Solar",44,"MACD_P",19.245999999999999,0,1,16]
["HE","Solar",44,"RASS_1",126.19499999999999,0,5,106]
["HE","Solar",44,"WHHO",5.7759999999999998,0,0,5]
["HE","Solar",45,"CRAI_P",1.246,0,0,1]
["HE","Solar",45,"FOUR_1",1.7729999999999999,0,0,1]
["HE","Solar",45,"PENE_1",110.65,0,4,93]
["HE","Solar",45,"SSHI_3",36.933999999999997,0,1,31]
["HE","Solar",45,"WISD_1",4.2720000000000002,0,0,4]
["HE","Solar",46,"ENDE_1",201.38300000000001,0,8,169]
["HE","Solar",46,"HAMHC1",106.334,0,4,89]
["HE","Solar",46,"LODR_6",8.5990000000000002,0,0,7]
["HE","Solar",46,"WALP_B",226.99799999999999,0,9,191]
["HE","Solar",47,"BERW",23.038,0,1,19]
["HE","Solar",47,"CONQA1",121.92400000000001,0,5,102]
["HE","Solar",47,"HUTT_1",83.924000000000007,0,3,70]
["HE","Solar",47,"PAIS",1.6080000000000001,0,0,1]
["HE","Solar",47,"SJOW_1",11.711,0,0,10]
["HE","Solar",48,"CARR_1",43.381,0,2,36]
["HE","Solar",48,"EKIL",24.521999999999998,0,1,21]
["HE","Solar",48,"G_EXTRA_7",4.343,0,0,4]
["HE","Solar",48,"RUGEB1",57.220999999999997,0,2,48]
["HE","Solar",48,"UPPB_3",0,0,0,0]
["HE","Solar",49,"BARKR_C",63.534999999999997,0,3,53]
["HE","Solar",49,"GRUB_P",3.7879999999999998,0,0,3]
["HE","Solar",49,"KIBY_1",63.226999999999997,0,3,53]
["HE","Solar",49,"NORT_1",285.82400000000001,0,11,240]
["HE","Solar",49,"UPPB_1",109.541,0,4,92]
["HE","Solar",50,"CAFA",0,0,0,0]
["HE","Solar",50,"EASO_1",181.511,0,7,152]
["HE","Solar",50,"MILC_P",18.591000000000001,0,1,16]
["HE","Solar",50,"REDH",6.0389999999999997,0,0,5]
["HE","Solar",50,"TOTT_1",45.006,0,2,38]
["HE","Wind",24,"DALM3",0,0,0,0]
["HE","Wind",24,"GLEF_P",0,0,0,0]
["HE","Wind",24,"KEAR_1",0.53700000000000003,8.8999999999999996E-2,0,0]
["HE","Wind",24,"STIR",0.191,3.2000000000000001E-2,0,0]
["HE","Wind",24,"WYMOM_1",0.56100000000000005,9.2999999999999999E-2,0,0]
["HE","Wind",25,"BLYTH132",8.6999999999999994E-2,1.4E-2,0,0]
["HE","Wind",25,"HEYS_1",0.64900000000000002,0.106,0,0]
["HE","Wind",25,"MANN_1",0.17699999999999999,2.9000000000000001E-2,0,0]
["HE","Wind",25,"RAVE",0,0,0,0]
["HE","Wind",26,"BONN",0.85199999999999998,0.13800000000000001,0,0]
["HE","Wind",26,"CURR",0,0,0,0]
["HE","Wind",26,"GALA",0.91300000000000003,0.14699999999999999,0,1]
["HE","Wind",26,"KAIM",1.069,0.17299999999999999,0,1]
["HE","Wind",26,"STES_1",3.6509999999999998,0.59,1,2]
["HE","Wind",26,"WISH",6.1859999999999999,1,2,4]
["HE","Wind",27,"BUMU_P",0.16600000000000001,2.5999999999999999E-2,0,0]
["HE","Wind",27,"HEYS1",0,0,0,0]
["HE","Wind",27,"PORD",0,0,0,0]
["HE","Wind",27,"RASS_1",9.8000000000000007,1.56,4,6]
["HE","Wind",28,"BOAG_P",3.5000000000000003E-2,6.0000000000000001E-3,0,0]
["HE","Wind",28,"CUMB",1.7000000000000001E-2,3.0000000000000001E-3,0,0]
["HE","Wind",28,"FROD_1",1.085,0.17199999999999999,0,1]
["HE","Wind",28,"PEMB_1",10.568,1.6779999999999999,4,6]
["HE","Wind",28,"STAY_1",6.9740000000000002,1.107,3,4]
["HE","Wind",28,"WISD_1",4.0000000000000001E-3,1E-3,0,0]
["HE","Wind",29,"FAUG_P",1.7000000000000001E-2,3.0000000000000001E-3,0,0]
["HE","Wind",29,"HAWP_6",1.2490000000000001,0.19800000000000001,0,1]
["HE","Wind",29,"LOUD_H",7.0000000000000001E-3,1E-3,0,0]
["HE","Wind",29,"TUMB_P",0.58499999999999996,9.2999999999999999E-2,0,0]
["HE","Wind",30,"BLYTB1",1.163,0.184,0,1]
["HE","Wind",30,"CRAI_P",2.399,0.379,1,1]
["HE","Wind",30,"KITW_1",0,0,0,0]
["HE","Wind",30,"PEHG_P",0,0,0,0]
["HE","Wind",30,"SSHI_3",0.214,3.4000000000000002E-2,0,0]
["HE","Wind",31,"CHAP",0.32700000000000001,5.1999999999999998E-2,0,0]
["HE","Wind",31,"ELDE",0,0,0,0]
["HE","Wind",31,"HAMHC1",0.187,2.9000000000000001E-2,0,0]
["HE","Wind",31,"SANX",0,0,0,0]
["HE","Wind",31,"WALP_B",2.5419999999999998,0.40100000000000002,1,1]
["HE","Wind",32,"BERW",2.1880000000000002,0.34399999999999997,1,1]
["HE","Wind",32,"G_EXTRA_3",0.115,1.7999999999999999E-2,0,0]
["HE","Wind",32,"KILT",1.341,0.21099999999999999,1,1]
["HE","Wind",32,"ORMO",0,0,0,0]
["HE","Wind",33,"ACTL_C",0,0,0,0]
["HE","Wind",33,"CARR_1",0,0,0,0]
["HE","Wind",33,"ECCL",1.788,0.28100000000000003,1,1]
["HE","Wind",33,"NECE_1",0,0,0,0]
["HE","Wind",33,"RUGEB1",2.7120000000000002,0.42599999999999999,1,2]
["HE","Wind",33,"TUMB_P",0.60599999999999998,9.5000000000000001E-2,0,0]
["HE","Wind",34,"DRAX_1",1.226,0.192,0,1]
["HE","Wind",34,"GOVA",3.5000000000000003E-2,5.0000000000000001E-3,0,0]
["HE","Wind",34,"PENE_1",0.54200000000000004,8.5000000000000006E-2,0,0]
["HE","Wind",34,"SUND_1",0.623,9.8000000000000004E-2,0,0]
["HE","Wind",34,"WYLF_1",1.915,0.3,1,1]
["HE","Wind",35,"CAFA",0,0,0,0]
["HE","Wind",35,"HUTT_1",4.1509999999999998,0.65,2,2]
["HE","Wind",35,"MAGA_6",0,0,0,0]
["HE","Wind",35,"REDH",0.11700000000000001,1.7999999999999999E-2,0,0]
["HE","Wind",36,"BRAC_P",0.64700000000000002,0.10100000000000001,0,0]
["HE","Wind",36,"DALM3",0,0,0,0]
["HE","Wind",36,"GLEF_P",0,0,0,0]
["HE","Wind",36,"PENT_1",2.677,0.41899999999999998,1,2]
["HE","Wind",36,"STHA",2.3889999999999998,0.374,1,1]
["HE","Wind",37,"ALST_3",0,0,0,0]
["HE","Wind",37,"FAWL_1",8.9999999999999993E-3,1E-3,0,0]
["HE","Wind",37,"HAWP_6",1.339,0.21,1,1]
["HE","Wind",37,"LOUD_H",7.0000000000000001E-3,1E-3,0,0]
["HE","Wind",37,"WBUR_1",3.8359999999999999,0.6,2,2]
["HE","Wind",38,"BLYTB1",0.60099999999999998,9.4E-2,0,0]
["HE","Wind",38,"COUA_P",1.73,0.27100000000000002,1,1]
["HE","Wind",38,"KITW_1",0,0,0,0]
["HE","Wind",38,"PEHG_P",0,0,0,0]
["HE","Wind",38,"SSHI_3",0.111,1.7000000000000001E-2,0,0]
["HE","Wind",39,"CHAP",0.35199999999999998,5.5E-2,0,0]
["HE","Wind",39,"GORG",0,0,0,0]
["HE","Wind",39,"HAGR",0,0,0,0]
["HE","Wind",39,"SALT_1",5.0780000000000003,0.79500000000000004,2,3]
["HE","Wind",39,"USKM_1",2.2839999999999998,0.35799999999999998,1,1]
["HE","Wind",40,"BERB_P",0,0,0,0]
["HE","Wind",40,"G_EXTRA_10",1.9350000000000001,0.30299999999999999,1,1]
["HE","Wind",40,"KILT",1.4430000000000001,0.22600000000000001,1,1]
["HE","Wind",40,"ORMO",0,0,0,0]
["HE","Wind",41,"ACTL_C",0,0,0,0]
["HE","Wind",41,"CARR_1",0,0,0,0]
["HE","Wind",41,"ECCL",1.9279999999999999,0.30199999999999999,1,1]
["HE","Wind",41,"NECE_1",0,0,0,0]
["HE","Wind",41,"SIGH",3.0000000000000001E-3,0,0,0]
["HE","Wind",41,"TRAW_1",7.2279999999999998,1.131,3,4]
["HE","Wind",42,"DRAK_1",1.9430000000000001,0.30399999999999999,1,1]
["HE","Wind",42,"GORG",0,0,0,0]
["HE","Wind",42,"KEAR_1",0.63200000000000001,9.9000000000000005E-2,0,0]
["HE","Wind",42,"SUND_1",0.67300000000000004,0.105,0,0]
["HE","Wind",42,"WYLF_1",2.0710000000000002,0.32400000000000001,1,1]
["HE","Wind",43,"CAFA",0,0,0,0]
["HE","Wind",43,"HUTT_1",4.4980000000000002,0.70399999999999996,2,3]
["HE","Wind",43,"MAGA_6",0,0,0,0]
["HE","Wind",43,"REDH",0.127,0.02,0,0]
["HE","Wind",44,"BRAC_P",0.70099999999999996,0.11,0,0]
["HE","Wind",44,"BUSH_1",1.974,0.309,1,1]
["HE","Wind",44,"GIFF",0.13900000000000001,2.1999999999999999E-2,0,0]
["HE","Wind",44,"PENN_1",1.2999999999999999E-2,2E-3,0,0]
["HE","Wind",44,"STES_1",4.3090000000000002,0.67400000000000004,2,3]
["HE","Wind",44,"WISD_6",0,0,0,0]
["HE","Wind",45,"ERSK",0,0,0,0]
["HE","Wind",45,"HAWP_6",1.4530000000000001,0.22700000000000001,1,1]
["HE","Wind",45,"LOUD_H",8.0000000000000002E-3,1E-3,0,0]
["HE","Wind",45,"WBUR_1",4.1630000000000003,0.65200000000000002,2,2]
["HE","Wind",46,"BLYTB1",0.65300000000000002,0.10199999999999999,0,0]
["HE","Wind",46,"COUA_P",1.881,0.29399999999999998,1,1]
["HE","Wind",46,"G_EXTRA_18",0,0,0,0]
["HE","Wind",46,"PART",0,0,0,0]
["HE","Wind",46,"SKLGB1",2.3650000000000002,0.37,1,1]
["HE","Wind",47,"CELL_1",2.16,0.33800000000000002,1,1]
["HE","Wind",47,"EKIS",0,0,0,0]
["HE","Wind",47,"HAGR",0,0,0,0]
["HE","Wind",47,"SALT_1",5.5350000000000001,0.86599999999999999,2,3]
["HE","Wind",47,"USKM_1",2.4900000000000002,0.39,1,1]
["HE","Wind",48,"BERB_P",0,0,0,0]
["HE","Wind",48,"G_EXTRA_10",2.1139999999999999,0.33100000000000002,1,1]
["HE","Wind",48,"KILT",1.5760000000000001,0.247,1,1]
["HE","Wind",48,"ORMO",0,0,0,0]
["HE","Wind",48,"WALP_B",3.012,0.47099999999999997,1,2]
["HE","Wind",49,"CARE_1",0.56200000000000006,8.7999999999999995E-2,0,0]
["HE","Wind",49,"EAST",0,0,0,0]
["HE","Wind",49,"MILH_1",7.0000000000000001E-3,1E-3,0,0]
["HE","Wind",49,"RRIG",0,0,0,0]
["HE","Wind",49,"TRAW_1",7.8979999999999997,1.236,3,5]
["HE","Wind",50,"DRAK_1",2.1240000000000001,0.33200000000000002,1,1]
["HE","Wind",50,"GORG",0,0,0,0]
["HE","Wind",50,"KEAR_1",0.69099999999999995,0.108,0,0]
["HE","Wind",50,"SUND_1",0.73599999999999999,0.115,0,0]
["HE","Wind",50,"WYLF_1",2.2639999999999998,0.35399999999999998,1,1]
[null,null,""]
[null,null,""]
[null,null,""]
[null,null,""]
[null,null,""]
[null,null,""]
[null,null,""]
[null,null,""]
[null,null,""]
[null,null,""]
[null,null,""]
[null,null,""]
[null,null,""]
[null,null,""]
[null,null,""]
[null,null,""]
[null,null,""]
[null,null,""]
[null,null,""]
[null,null,""]
[null,null,""]
[null,null,""]
[null,null,""]
[null,null,""]
[null,null,""]
[null,null,""]
[null,null,""]
[null,null,""]
[null,null,""]
[null,null,""]
[null,null,""]
[null,null,""]
[null,null,""]
[null,null,""]
[null,null,""]
[null,null,""]
[null,null,""]
[null,null,""]
[null,null,""]
[null,null,""]
[null,null,""]
[null,null,""]
[null,null,""]
[null,null,""]
[null,null,""]
[null,null,""]
[null,null,""]
[null,null,""]
[null,null,""]
[null,null,""]
[null,null,""]
[null,null,""]
[null,null,""]
[null,null,""]
[null,null,""]
[null,null,""]
[null,null,""]
[null,null,""]
[null,null,""]
[null,null,""]
[null,null,""]
[null,null,""]
[null,null,""]
[null,null,""]
[null,null,""]
[null,null,""]
[null,null,""]
[null,null,""]
[null,null,""]
[null,null,""]
[null,null,""]
[null,null,""]
[null,null,""]
[null,null,""]
[null,null,""]
[null,null,""]
[null,null,""]
[null,null,""]
[null,null,""]
[null,null,""]
[null,null,""]
[null,null,""]
[null,null,""]
[null,null,""]
[null,null,""]
[null,null,""]
[null,null,""]
[null,null,""]
[null,null,""]
[null,null,""]
[null,null,""]
[null,null,""]
[null,null,""]
[null,null,""]
[null,null,""]
[null,null,""]
[null,null,""]
[null,null,""]
[null,null,""]
[null,null,""]
[null,null,""]
[null,null,""]
[null,null,""]
[null,null,""]
[null,null,""]
[null,null,""]
[null,null,""]
[null,null,""]
[null,null,""]
[null,null,""]
[null,null,""]
[null,null,""]
[null,null,""]
[null,null,""]
[null,null,""]
[null,null,""]
[null,null,""]
[null,null,""]
[null,null,""]
[null,null,""]
[null,null,""]
[null,null,""]
[null,null,""]
[null,null,""]
[null,null,""]
[null,null,""]
[null,null,""]
[null,null,""]
[null,null,""]
[null,null,""]
[null,null,""]
[null,null,""]
[null,null,""]
[null,null,""]
[null,null,""]
[null,null,""]
[null,null,""]
[null,null,""]
[null,null,""]
[null,null,""]
[null,null,""]
[null,null,""]
[null,null,""]
[null,null,""]
[null,null,""]
[null,null,""]
[null,null,""]
[null,null,""]
[null,null,""]
[null,null,""]
[null,null,""]
[null,null,""]
[null,null,""]
[null,null,""]
[null,null,""]
[null,null,""]
[null,null,""]
[null,null,""]
[null,null,""]
[null,null,""]
[null,null,""]
[null,null,""]
[null,null,""]
[null,null,""]
[null,null,""]
[null,null,""]
[null,null,""]
[null,null,""]
[null,null,""]
[null,null,""]
[null,null,""]
[null,null,""]
[null,null,""]
[null,null,""]
[null,null,""]
[null,null,""]
[null,null,""]
[null,null,""]
[null,null,""]
[null,null,""]
[null,null,""]
[null,null,""]
[null,null,""]
[null,null,""]
[null,null,""]
[null,null,""]
[null,null,""]
[null,null,""]
[null,null,""]
[null,null,""]
[null,null,""]
[null,null,""]
[null,null,""]
[null,null,""]
[null,null,""]
[null,null,""]
[null,null,""]
[null,null,""]
[null,null,""]
[null,null,""]
[null,null,""]
[null,null,""]
[null,null,""]
[null,null,""]
[null,null,""]
[null,null,""]
[null,null,""]
[null,null,""]
[null,null,""]
[null,null,""]
[null,null,""]
[null,null,""]
[null,null,""]
[null,null,""]
[null,null,""]
[null,null,""]
[null,null,""]
[null,null,""]
[null,null,""]
[null,null,""]
[null,null,""]
[null,null,""]
[null,null,""]
[null,null,""]
[null,null,""]
[null,null,""]
[null,null,""]
[null,null,""]
[null,null,""]
[null,null,""]
[null,null,""]
[null,null,""]
[null,null,""]
[null,null,""]
[null,null,""]
[null,null,""]
[null,null,""]
[null,null,""]
[null,null,""]
[null,null,""]
[null,null,""]
[null,null,""]
[null,null,""]
[null,null,""]
[null,null,""]
[null,null,""]
[null,null,""]
[null,null,""]
[null,null,""]
[null,null,""]
[null,null,""]
[null,null,""]
[null,null,""]
[null,null,""]
[null,null,""]
[null,null,""]
[null,null,""]
[null,null,""]
[null,null,""]
[null,null,""]
[null,null,""]
[null,null,""]
[null,null,""]
[null,null,""]
[null,null,""]
[null,null,""]
[null,null,""]
[null,null,""]
[null,null,""]
[null,null,""]
[null,null,""]
[null,null,""]
[null,null,""]
[null,null,""]
[null,null,""]
[null,null,""]
[null,null,""]
[null,null,""]
[null,null,""]
[null,null,""]
[null,null,""]
[null,null,""]
[null,null,""]
[null,null,""]
[null,null,""]
[null,null,""]
[null,null,""]
[null,null,""]
[null,null,""]
[null,null,""]
[null,null,""]
[null,null,""]
[null,null,""]
[null,null,""]
[null,null,""]
[null,null,""]
[null,null,""]
[null,null,""]
[null,null,""]
[null,null,""]
[null,null,""]
[null,null,""]
[null,null,""]
[null,null,""]
[null,null,""]
[null,null,""]
[null,null,""]
[null,null,""]
[null,null,""]
[null,null,""]
[null,null,""]
[null,null,""]
[null,null,""]
[null,null,""]
[null,null,""]
[null,null,""]
[null,null,""]
[null,null,""]
[null,null,""]
[null,null,""]
[null,null,""]
[null,null,""]
[null,null,""]
[null,null,""]
[null,null,""]
[null,null,""]
[null,null,""]
[null,null,""]
[null,null,""]
[null,null,""]
[null,null,""]
[null,null,""]
[null,null,""]
[null,null,""]
[null,null,""]
[null,null,""]
[null,null,""]
[null,null,""]
[null,null,""]
[null,null,""]
[null,null,""]
[null,null,""]
[null,null,""]
[null,null,""]
[null,null,""]
[null,null,""]
[null,null,""]
[null,null,""]
[null,null,""]
[null,null,""]
[null,null,""]
[null,null,""]
[null,null,""]
[null,null,""]
[null,null,""]
[null,null,""]
[null,null,""]
[null,null,""]
[null,null,""]
[null,null,""]
[null,null,""]
[null,null,""]
[null,null,""]
[null,null,""]
[null,null,""]
[null,null,""]
[null,null,""]
[null,null,""]
[null,null,""]
[null,null,""]
[null,null,""]
[null,null,""]
[null,null,""]
[null,null,""]
[null,null,""]
[null,null,""]
[null,null,""]
[null,null,""]
[null,null,""]
[null,null,""]
[null,null,""]
[null,null,""]
[null,null,""]
[null,null,""]
[null,null,""]
[null,null,""]
[null,null,""]
[null,null,""]
[null,null,""]
[null,null,""]
[null,null,""]
[null,null,""]
[null,null,""]
[null,null,""]
[null,null,""]
[null,null,""]
[null,null,""]
[null,null,""]
[null,null,""]
[null,null,""]
[null,null,""]
[null,null,""]
[null,null,""]
[null,null,""]
[null,null,""]
[null,null,""]
[null,null,""]
[null,null,""]
[null,null,""]
[null,null,""]
[null,null,""]
[null,null,""]
[null,null,""]
[null,null,""]
[null,null,""]
[null,null,""]
[null,null,""]
[null,null,""]
[null,null,""]
[null,null,""]
[null,null,""]
[null,null,""]
[null,null,""]
[null,null,""]
[null,null,""]
[null,null,""]
[null,null,""]
[null,null,""]
[null,null,""]
[null,null,""]
[null,null,""]
[null,null,""]
[null,null,""]
[null,null,""]
[null,null,""]
[null,null,""]
[null,null,""]
[null,null,""]
[null,null,""]
[null,null,""]
[null,null,""]
[null,null,""]
[null,null,""]
[null,null,""]
[null,null,""]
[null,null,""]
[null,null,""]
[null,null,""]
[null,null,""]
[null,null,""]
[null,null,""]
[null,null,""]
[null,null,""]
[null,null,""]
[null,null,""]
[null,null,""]
[null,null,""]
[null,null,""]
[null,null,""]
[null,null,""]
[null,null,""]
[null,null,""]
[null,null,""]
[null,null,""]
[null,null,""]
[null,null,""]
[null,null,""]
[null,null,""]
[null,null,""]
[null,null,""]
[null,null,""]
[null,null,""]
[null,null,""]
[null,null,""]
[null,null,""]
[null,null,""]
[null,null,""]
[null,null,""]
[null,null,""]
[null,null,""]
[null,null,""]
[null,null,""]
[null,null,""]
[null,null,""]
[null,null,""]
[null,null,""]
[null,null,""]
[null,null,""]
[null,null,""]
[null,null,""]
[null,null,""]
[null,null,""]
[null,null,""]
[null,null,""]
[null,null,""]
[null,null,""]
[null,null,""]
[null,null,""]
[null,null,""]
[null,null,""]
[null,null,""]
[null,null,""]
[null,null,""]
[null,null,""]
[null,null,""]
[null,null,""]
[null,null,""]
[null,null,""]
[null,null,""]
[null,null,""]
[null,null,""]
[null,null,""]
[null,null,""]
[null,null,""]
[null,null,""]
[null,null,""]
[null,null,""]
[null,null,""]
[null,null,""]
[null,null,""]
[null,null,""]
[null,null,""]
[null,null,""]
[null,null,""]
[null,null,""]
[null,null,""]
[null,null,""]
[null,null,""]
[null,null,""]
[null,null,""]
[null,null,""]
[null,null,""]
[null,null,""]
[null,null,""]
[null,null,""]
[null,null,""]
[null,null,""]
[null,null,""]
[null,null,""]
[null,null,""]
[null,null,""]
[null,null,""]
[null,null,""]
[null,null,""]
[null,null,""]
[null,null,""]
[null,null,""]

{"sheet":"Demand ->","index":10,"n_rows":0,"n_cols":0,"rows_kept":0,"cut":false,"hidden":false,"merged":[]}

{"sheet":"DxStorage","index":11,"n_rows":12789,"n_cols":10,"rows_kept":4500,"cut":true,"hidden":false,"merged":[],"bounds":{"rows_first":2000,"rows_last":500,"rows_between":2000,"halvings":0}}
[]
[null,null,null,null,null,null,null,null,null,"All values given in MW"]
["scenario","tech","year","location","Capacity","wintpk","summam","summpm"]
["EE","Battery",24,"ABHA1",58.024000000000001,0,0,-20.367999999999999]
["EE","Battery",24,"ALVE1",56.65,0,0,-19.885999999999999,null,"This data is storage demand (taken from the grid) aggregated to each GSP for distributed storage (only individual sites with capacity more than 1MW ie. excluding micro/mbattery). It is zero in Winter Peak as we assume storage is exporting (generation) at this time."]
["EE","Battery",24,"AMEM_1",112.3,0,0,-39.420999999999999]
["EE","Battery",24,"BERW",1,0,0,-0.35099999999999998]
["EE","Battery",24,"BICF_1",6.65,0,0,-2.3340000000000001]
["EE","Battery",24,"BISW_1",44.792999999999999,0,0,-15.724]
["EE","Battery",24,"BOLN_1",44,0,0,-15.445]
["EE","Battery",24,"BRAC_P",9.9990000000000006,0,0,-3.51]
["EE","Battery",24,"BRAI_1",16.7,0,0,-5.8620000000000001]
["EE","Battery",24,"BRFO_1",207.904,0,0,-72.98]
["EE","Battery",24,"BRLE_1",1,0,0,-0.35099999999999998]
["EE","Battery",24,"BROX",69.900000000000006,0,0,-24.536999999999999]
["EE","Battery",24,"BUMU_P",1.3660000000000001,0,0,-0.48]
["EE","Battery",24,"BURM_1",49.9,0,0,-17.515999999999998]
["EE","Battery",24,"CAPEA1",19.02,0,0,-6.6769999999999996]
["EE","Battery",24,"CARR_1",12,0,0,-4.2119999999999997]
["EE","Battery",24,"CELL_1",5.18,0,0,-1.8180000000000001]
["EE","Battery",24,"CHTE_1",83.802000000000007,0,0,-29.417000000000002]
["EE","Battery",24,"COVE_1",5.0350000000000001,0,0,-1.7669999999999999]
["EE","Battery",24,"CREB_1",99.85,0,0,-35.049999999999997]
["EE","Battery",24,"DRAK_1",9.5,0,0,-3.335]
["EE","Battery",24,"DRCR",29.9,0,0,-10.496]
["EE","Battery",24,"ECLA_1",77.405000000000001,0,0,-27.170999999999999]
["EE","Battery",24,"ELST_1",5.0579999999999998,0,0,-1.776]
["EE","Battery",24,"ENDE_1",56.905000000000001,0,0,-19.975000000000001]
["EE","Battery",24,"FECK_6",1,0,0,-0.35099999999999998]
["EE","Battery",24,"OSBA_1",59.15,0,0,-20.762999999999998]
["EE","Battery",24,"FOUR_1",20,0,0,-7.0209999999999999]
["EE","Battery",24,"FRAS_P",1,0,0,-0.35099999999999998]
["EE","Battery",24,"FROD_1",31,0,0,-10.882]
["EE","Battery",24,"GREN_1",21.93,0,0,-7.6980000000000004]
["EE","Battery",24,"HARK_1",57,0,0,-20.009]
["EE","Battery",24,"HARM_6",1.25,0,0,-0.439]
["EE","Battery",24,"INDQ1",47.5,0,0,-16.673999999999999]
["EE","Battery",24,"IROA1",67.436999999999998,0,0,-23.672000000000001]
["EE","Battery",24,"IRONB1",3.661,0,0,-1.2849999999999999]
["EE","Battery",24,"ISLI_1",2.85,0,0,-1]
["EE","Battery",24,"IVER_1",20,0,0,-7.0209999999999999]
["EE","Battery",24,"KEAR_1",23.274999999999999,0,0,-8.17]
["EE","Battery",24,"KEMS_1",50.152000000000001,0,0,-17.605]
["EE","Battery",24,"LACK_6",6,0,0,-2.1059999999999999]
["EE","Battery",24,"LAND1",62.899000000000001,0,0,-22.08]
["EE","Battery",24,"LINM",20,0,0,-7.0209999999999999]
["EE","Battery",24,"LISD_1",24,0,0,-8.4250000000000007]
["EE","Battery",24,"LITT_C",12.8,0,0,-4.4930000000000003]
["EE","Battery",24,"LOVE_1",4,0,0,-1.4039999999999999]
["EE","Battery",24,"MACC_3",19,0,0,-6.67]
["EE","Battery",24,"MANN_1",32.125,0,0,-11.276999999999999]
["EE","Battery",24,"MELK_1",82.8,0,0,-29.065000000000001]
["EE","Battery",24,"MITY_1",157.345,0,0,-55.232999999999997]
["EE","Battery",24,"NEWX_6",1,0,0,-0.35099999999999998]
["EE","Battery",24,"NFLE",80.260000000000005,0,0,-28.173999999999999]
["EE","Battery",24,"NINF_1",101.48,0,0,-35.622]
["EE","Battery",24,"NORM_1",58.76,0,0,-20.626000000000001]
["EE","Battery",24,"NORT_1",5.415,0,0,-1.901]
["EE","Battery",24,"OCKH_1",19.417999999999999,0,0,-6.8159999999999998]
["EE","Battery",24,"PADIB1",8,0,0,-2.8079999999999998]
["EE","Battery",24,"PAIS",1.8140000000000001,0,0,-0.63700000000000001]
["EE","Battery",24,"PEHS_P",1,0,0,-0.35099999999999998]
["EE","Battery",24,"PELH_1",109.6,0,0,-38.472999999999999]
["EE","Battery",24,"PENE_1",98.83,0,0,-34.692]
["EE","Battery",24,"PENW_1",25.3,0,0,-8.8810000000000002]
["EE","Battery",24,"RATS_1",21,0,0,-7.3719999999999999]
["EE","Battery",24,"RAYL_1",118.3,0,0,-41.527000000000001]
["EE","Battery",24,"REDH",32,0,0,-11.233000000000001]
["EE","Battery",24,"ROCH_1",18,0,0,-6.319]
["EE","Battery",24,"SALT_1",3.6,0,0,-1.264]
["EE","Battery",24,"SPEN_1",51.8,0,0,-18.183]
["EE","Battery",24,"SSHI_3",35,0,0,-12.286]
["EE","Battery",24,"STAL_1",16,0,0,-5.6159999999999997]
["EE","Battery",24,"STAY_1",49.99,0,0,-17.547999999999998]
["EE","Battery",24,"SUND_1",117.30800000000001,0,0,-41.179000000000002]
["EE","Battery",24,"SWAN_1",63.915999999999997,0,0,-22.436]
["EE","Battery",24,"TAUN1",29.998999999999999,0,0,-10.531000000000001]
["EE","Battery",24,"THSO_P",3,0,0,-1.0529999999999999]
["EE","Battery",24,"THUR_6",49.9,0,0,-17.515999999999998]
["EE","Battery",24,"TILBB_1",28,0,0,-9.8290000000000006]
["EE","Battery",24,"TOTT_1",5.2,0,0,-1.825]
["EE","Battery",24,"TYNE_1",17.5,0,0,-6.1429999999999998]
["EE","Battery",24,"TYNE_2",25,0,0,-8.7759999999999998]
["EE","Battery",24,"USKM_1",19.998999999999999,0,0,-7.02]
["EE","Battery",24,"WALH_1",4.5739999999999998,0,0,-1.6060000000000001]
["EE","Battery",24,"WALP_1",91.07,0,0,-31.968]
["EE","Battery",24,"WARL_1",100,0,0,-35.103000000000002]
["EE","Battery",24,"WASF_1",69.900000000000006,0,0,-24.536999999999999]
["EE","Battery",24,"WBOL_6",6.5549999999999997,0,0,-2.3010000000000002]
["EE","Battery",24,"WBUR_1",36.6,0,0,-12.848000000000001]
["EE","Battery",24,"WFIE",25.1,0,0,-8.8109999999999999]
["EE","Battery",24,"WHGA_1",20,0,0,-7.0209999999999999]
["EE","Battery",24,"WIEN_1",56.895000000000003,0,0,-19.972000000000001]
["EE","Battery",24,"WMEL_1",103.2,0,0,-36.225999999999999]
["EE","Battery",24,"WWEY_1",6,0,0,-2.1059999999999999]
["EE","Battery",25,"ABHA1",76.424000000000007,0,0,-26.827000000000002]
["EE","Battery",25,"ALVE1",71.650000000000006,0,0,-25.151]
["EE","Battery",25,"AMEM_1",112.3,0,0,-39.420999999999999]
["EE","Battery",25,"BEDD_1",12,0,0,-4.2119999999999997]
["EE","Battery",25,"BERW",1,0,0,-0.35099999999999998]
["EE","Battery",25,"BESW_1",60,0,0,-21.062000000000001]
["EE","Battery",25,"BICF_1",6.65,0,0,-2.3340000000000001]
["EE","Battery",25,"BISW_1",109.79300000000001,0,0,-38.540999999999997]
["EE","Battery",25,"BOLN_1",44,0,0,-15.445]
["EE","Battery",25,"BRAC_P",9.9990000000000006,0,0,-3.51]
["EE","Battery",25,"BRAI_1",16.7,0,0,-5.8620000000000001]
["EE","Battery",25,"BRFO_1",207.904,0,0,-72.98]
["EE","Battery",25,"BRLE_1",1,0,0,-0.35099999999999998]
["EE","Battery",25,"BROX",69.900000000000006,0,0,-24.536999999999999]
["EE","Battery",25,"BRWA1",6,0,0,-2.1059999999999999]
["EE","Battery",25,"BUMU_P",1.3660000000000001,0,0,-0.48]
["EE","Battery",25,"BURM_1",49.9,0,0,-17.515999999999998]
["EE","Battery",25,"BUSH_1",7,0,0,-2.4569999999999999]
["EE","Battery",25,"CAMB_01",35,0,0,-12.286]
["EE","Battery",25,"CAPEA1",19.02,0,0,-6.6769999999999996]
["EE","Battery",25,"CARR_1",12,0,0,-4.2119999999999997]
["EE","Battery",25,"CELL_1",75.180000000000007,0,0,-26.39]
["EE","Battery",25,"CHSI_1",98,0,0,-34.401000000000003]
["EE","Battery",25,"CHTE_1",161.80199999999999,0,0,-56.796999999999997]
["EE","Battery",25,"COVE_1",5.0350000000000001,0,0,-1.7669999999999999]
["EE","Battery",25,"COYL",29.9,0,0,-10.496]
["EE","Battery",25,"CREB_1",99.85,0,0,-35.049999999999997]
["EE","Battery",25,"DALM3",36,0,0,-12.637]
["EE","Battery",25,"DRAK_1",26.5,0,0,-9.3019999999999996]
["EE","Battery",25,"DRCR",29.9,0,0,-10.496]
["EE","Battery",25,"ECLA_1",77.405000000000001,0,0,-27.170999999999999]
["EE","Battery",25,"ELST_1",5.0579999999999998,0,0,-1.776]
["EE","Battery",25,"ENDE_1",76.905000000000001,0,0,-26.995999999999999]
["EE","Battery",25,"ERSK",29.9,0,0,-10.496]
["EE","Battery",25,"FECK_6",1,0,0,-0.35099999999999998]
["EE","Battery",25,"OSBA_1",199.05,0,0,-69.872]
["EE","Battery",25,"FOUR_1",20,0,0,-7.0209999999999999]
["EE","Battery",25,"FRAS_P",1,0,0,-0.35099999999999998]
["EE","Battery",25,"FROD_1",31,0,0,-10.882]
["EE","Battery",25,"GREN_1",301.93,0,0,-105.986]
["EE","Battery",25,"GRIW_1",49.99,0,0,-17.547999999999998]
["EE","Battery",25,"HARK_1",57,0,0,-20.009]
["EE","Battery",25,"HARM_6",1.25,0,0,-0.439]
["EE","Battery",25,"HAWP_6",49.9,0,0,-17.515999999999998]
["EE","Battery",25,"INDQ1",49.4,0,0,-17.341000000000001]
["EE","Battery",25,"IROA1",388.93700000000001,0,0,-136.52799999999999]
["EE","Battery",25,"IRONB1",3.661,0,0,-1.2849999999999999]
["EE","Battery",25,"ISLI_1",2.85,0,0,-1]
["EE","Battery",25,"IVER_1",20,0,0,-7.0209999999999999]
["EE","Battery",25,"JORD_3",45,0,0,-15.795999999999999]
["EE","Battery",25,"KEAD_1",49.9,0,0,-17.515999999999998]
["EE","Battery",25,"KEAR_1",88.275000000000006,0,0,-30.986999999999998]
["EE","Battery",25,"KEAR_3",7,0,0,-2.4569999999999999]
["EE","Battery",25,"KEMS_1",50.152000000000001,0,0,-17.605]
["EE","Battery",25,"KINO_1",5.0579999999999998,0,0,-1.776]
["EE","Battery",25,"KITW_1",20,0,0,-7.0209999999999999]
["EE","Battery",25,"KNAR",8,0,0,-2.8079999999999998]
["EE","Battery",25,"LACK_6",6,0,0,-2.1059999999999999]
["EE","Battery",25,"LAND1",62.899000000000001,0,0,-22.08]
["EE","Battery",25,"LINM",20,0,0,-7.0209999999999999]
["EE","Battery",25,"LISD_1",24,0,0,-8.4250000000000007]
["EE","Battery",25,"LITT_C",12.8,0,0,-4.4930000000000003]
["EE","Battery",25,"LOVE_1",4,0,0,-1.4039999999999999]
["EE","Battery",25,"MACC_3",19,0,0,-6.67]
["EE","Battery",25,"MANN_1",52.125,0,0,-18.297000000000001]
["EE","Battery",25,"MELK_1",167.011,0,0,-58.625999999999998]
["EE","Battery",25,"MITY_1",169.345,0,0,-59.445]
["EE","Battery",25,"NECE_1",49.9,0,0,-17.515999999999998]
["EE","Battery",25,"NEWX_6",1,0,0,-0.35099999999999998]
["EE","Battery",25,"NFLE",180.26,0,0,-63.277000000000001]
["EE","Battery",25,"NINF_1",101.48,0,0,-35.622]
["EE","Battery",25,"NORM_1",58.76,0,0,-20.626000000000001]
["EE","Battery",25,"NORT_1",55.414999999999999,0,0,-19.452000000000002]
["EE","Battery",25,"OCKH_1",19.417999999999999,0,0,-6.8159999999999998]
["EE","Battery",25,"PADIB1",8,0,0,-2.8079999999999998]
["EE","Battery",25,"PAIS",1.8140000000000001,0,0,-0.63700000000000001]
["EE","Battery",25,"PEHS_P",1,0,0,-0.35099999999999998]
["EE","Battery",25,"PELH_1",109.6,0,0,-38.472999999999999]
["EE","Battery",25,"PENE_1",148.03,0,0,-51.963000000000001]
["EE","Battery",25,"PENW_1",45.3,0,0,-15.901999999999999]
["EE","Battery",25,"RASS_1",12.5,0,0,-4.3879999999999999]
["EE","Battery",25,"RATS_1",71,0,0,-24.922999999999998]
["EE","Battery",25,"RAYL_1",177.05,0,0,-62.15]
["EE","Battery",25,"REDH",32,0,0,-11.233000000000001]
["EE","Battery",25,"ROCH_1",18,0,0,-6.319]
["EE","Battery",25,"SALT_1",3.6,0,0,-1.264]
["EE","Battery",25,"SBAR",1.3,0,0,-0.45600000000000002]
["EE","Battery",25,"SEAB1",3.5,0,0,-1.2290000000000001]
["EE","Battery",25,"SHRW_1",10.625,0,0,-3.73]
["EE","Battery",25,"SPEN_1",101.8,0,0,-35.734999999999999]
["EE","Battery",25,"SSHI_3",35,0,0,-12.286]
["EE","Battery",25,"STAL_1",102.5,0,0,-35.981000000000002]
["EE","Battery",25,"STAY_1",105.29,0,0,-36.96]
["EE","Battery",25,"STEN_1",49.9,0,0,-17.515999999999998]
["EE","Battery",25,"SUND_1",117.30800000000001,0,0,-41.179000000000002]
["EE","Battery",25,"SWAN_1",63.915999999999997,0,0,-22.436]
["EE","Battery",25,"TAUN1",45.399000000000001,0,0,-15.936]
["EE","Battery",25,"THSO_P",3,0,0,-1.0529999999999999]
["EE","Battery",25,"THUR_6",99.8,0,0,-35.033000000000001]
["EE","Battery",25,"TILBB_1",48,0,0,-16.849]
["EE","Battery",25,"TOTT_1",5.2,0,0,-1.825]
["EE","Battery",25,"TYNE_1",67.5,0,0,-23.693999999999999]
["EE","Battery",25,"TYNE_2",25,0,0,-8.7759999999999998]
["EE","Battery",25,"USKM_1",19.998999999999999,0,0,-7.02]
["EE","Battery",25,"WALH_1",44.573999999999998,0,0,-15.647]
["EE","Battery",25,"WALP_1",98.57,0,0,-34.600999999999999]
["EE","Battery",25,"WARL_1",100,0,0,-35.103000000000002]
["EE","Battery",25,"WASF_1",119.8,0,0,-42.052999999999997]
["EE","Battery",25,"WBOL_6",6.5549999999999997,0,0,-2.3010000000000002]
["EE","Battery",25,"WBUR_1",36.6,0,0,-12.848000000000001]
["EE","Battery",25,"WFIE",25.1,0,0,-8.8109999999999999]
["EE","Battery",25,"WHGA_1",50,0,0,-17.550999999999998]
["EE","Battery",25,"WIEN_1",56.895000000000003,0,0,-19.972000000000001]
["EE","Battery",25,"WMEL_1",129.19999999999999,0,0,-45.353000000000002]
["EE","Battery",25,"WWEY_1",6,0,0,-2.1059999999999999]
["EE","Battery",26,"ABHA1",76.424000000000007,0,0,-26.827000000000002]
["EE","Battery",26,"ALVE1",71.650000000000006,0,0,-25.151]
["EE","Battery",26,"AMEM_1",112.3,0,0,-39.420999999999999]
["EE","Battery",26,"BEDDT1",0.4,0,0,-0.14000000000000001]
["EE","Battery",26,"BEDD_1",12,0,0,-4.2119999999999997]
["EE","Battery",26,"BERW",1,0,0,-0.35099999999999998]
["EE","Battery",26,"BESW_1",68.653000000000006,0,0,-24.099]
["EE","Battery",26,"BICF_1",6.65,0,0,-2.3340000000000001]
["EE","Battery",26,"BISW_1",109.79300000000001,0,0,-38.540999999999997]
["EE","Battery",26,"BOLN_1",44,0,0,-15.445]
["EE","Battery",26,"BRAC_P",9.9990000000000006,0,0,-3.51]
["EE","Battery",26,"BRAI_1",16.7,0,0,-5.8620000000000001]
["EE","Battery",26,"BRFO_1",207.904,0,0,-72.98]
["EE","Battery",26,"BRLE_1",1,0,0,-0.35099999999999998]
["EE","Battery",26,"BROX",69.900000000000006,0,0,-24.536999999999999]
["EE","Battery",26,"BRWA1",6,0,0,-2.1059999999999999]
["EE","Battery",26,"BUMU_P",1.3660000000000001,0,0,-0.48]
["EE","Battery",26,"BURM_1",49.9,0,0,-17.515999999999998]
["EE","Battery",26,"BUSH_1",7,0,0,-2.4569999999999999]
["EE","Battery",26,"CAMB_01",35,0,0,-12.286]
["EE","Battery",26,"CAPEA1",19.02,0,0,-6.6769999999999996]
["EE","Battery",26,"CARE_1",49.9,0,0,-17.515999999999998]
["EE","Battery",26,"CARR_1",12,0,0,-4.2119999999999997]
["EE","Battery",26,"CELL_1",75.180000000000007,0,0,-26.39]
["EE","Battery",26,"CHSI_1",98,0,0,-34.401000000000003]
["EE","Battery",26,"CHTE_1",161.80199999999999,0,0,-56.796999999999997]
["EE","Battery",26,"COVE_1",5.0350000000000001,0,0,-1.7669999999999999]
["EE","Battery",26,"COYL",29.9,0,0,-10.496]
["EE","Battery",26,"CREB_1",99.85,0,0,-35.049999999999997]
["EE","Battery",26,"DALM3",36,0,0,-12.637]
["EE","Battery",26,"DRAK_1",51.5,0,0,-18.077999999999999]
["EE","Battery",26,"DRAX_1",0.95,0,0,-0.33300000000000002]
["EE","Battery",26,"DRCR",29.9,0,0,-10.496]
["EE","Battery",26,"ECLA_1",77.405000000000001,0,0,-27.170999999999999]
["EE","Battery",26,"ELLA_1",100,0,0,-35.103000000000002]
["EE","Battery",26,"ELST_1",5.0579999999999998,0,0,-1.776]
["EE","Battery",26,"ENDE_1",76.905000000000001,0,0,-26.995999999999999]
["EE","Battery",26,"ERSK",29.9,0,0,-10.496]
["EE","Battery",26,"EXET1",0.8,0,0,-0.28100000000000003]
["EE","Battery",26,"FECK_6",101,0,0,-35.454000000000001]
["EE","Battery",26,"OSBA_1",199.05,0,0,-69.872]
["EE","Battery",26,"FOUR_1",20,0,0,-7.0209999999999999]
["EE","Battery",26,"FRAS_P",1,0,0,-0.35099999999999998]
["EE","Battery",26,"FROD_1",31,0,0,-10.882]
["EE","Battery",26,"GREN_1",301.93,0,0,-105.986]
["EE","Battery",26,"GRIW_1",49.99,0,0,-17.547999999999998]
["EE","Battery",26,"HAMHC1",150,0,0,-52.654000000000003]
["EE","Battery",26,"HARK_1",57,0,0,-20.009]
["EE","Battery",26,"HARM_6",1.25,0,0,-0.439]
["EE","Battery",26,"HAWP_6",49.9,0,0,-17.515999999999998]
["EE","Battery",26,"INDQ1",119.6,0,0,-41.982999999999997]
["EE","Battery",26,"IROA1",388.93700000000001,0,0,-136.52799999999999]
["EE","Battery",26,"IRONB1",3.8610000000000002,0,0,-1.355]
["EE","Battery",26,"ISLI_1",2.85,0,0,-1]
["EE","Battery",26,"IVER_1",20,0,0,-7.0209999999999999]
["EE","Battery",26,"JORD_3",45,0,0,-15.795999999999999]
["EE","Battery",26,"KEAD_1",49.9,0,0,-17.515999999999998]
["EE","Battery",26,"KEAR_1",88.275000000000006,0,0,-30.986999999999998]
["EE","Battery",26,"KEAR_3",7,0,0,-2.4569999999999999]
["EE","Battery",26,"KEMS_1",50.152000000000001,0,0,-17.605]
["EE","Battery",26,"KINO_1",5.0579999999999998,0,0,-1.776]
["EE","Battery",26,"KITW_1",20,0,0,-7.0209999999999999]
["EE","Battery",26,"KNAR",8,0,0,-2.8079999999999998]
["EE","Battery",26,"LACK_6",6,0,0,-2.1059999999999999]
["EE","Battery",26,"LAND1",62.899000000000001,0,0,-22.08]
["EE","Battery",26,"LINM",20,0,0,-7.0209999999999999]
["EE","Battery",26,"LISD_1",24,0,0,-8.4250000000000007]
["EE","Battery",26,"LITT_C",12.8,0,0,-4.4930000000000003]
["EE","Battery",26,"LOVE_1",4,0,0,-1.4039999999999999]
["EE","Battery",26,"MACC_3",19,0,0,-6.67]
["EE","Battery",26,"MANN_1",52.125,0,0,-18.297000000000001]
["EE","Battery",26,"MELK_1",167.011,0,0,-58.625999999999998]
["EE","Battery",26,"MITY_1",169.345,0,0,-59.445]
["EE","Battery",26,"NECE_1",49.9,0,0,-17.515999999999998]
["EE","Battery",26,"NEWX_6",1,0,0,-0.35099999999999998]
["EE","Battery",26,"NFLE",180.26,0,0,-63.277000000000001]
["EE","Battery",26,"NINF_1",101.48,0,0,-35.622]
["EE","Battery",26,"NORM_1",58.76,0,0,-20.626000000000001]
["EE","Battery",26,"NORT_1",55.414999999999999,0,0,-19.452000000000002]
["EE","Battery",26,"OCKH_1",19.417999999999999,0,0,-6.8159999999999998]
["EE","Battery",26,"PADIB1",8,0,0,-2.8079999999999998]
["EE","Battery",26,"PAIS",1.8140000000000001,0,0,-0.63700000000000001]
["EE","Battery",26,"PEHS_P",1,0,0,-0.35099999999999998]
["EE","Battery",26,"PELH_1",109.6,0,0,-38.472999999999999]
["EE","Battery",26,"PENE_1",148.03,0,0,-51.963000000000001]
["EE","Battery",26,"PENN_1",150,0,0,-52.654000000000003]
["EE","Battery",26,"PENW_1",45.3,0,0,-15.901999999999999]
["EE","Battery",26,"RASS_1",12.5,0,0,-4.3879999999999999]
["EE","Battery",26,"RATS_1",71,0,0,-24.922999999999998]
["EE","Battery",26,"RAYL_1",277.45,0,0,-97.393000000000001]
["EE","Battery",26,"REDH",32,0,0,-11.233000000000001]
["EE","Battery",26,"ROCH_1",18,0,0,-6.319]
["EE","Battery",26,"SALT_1",3.6,0,0,-1.264]
["EE","Battery",26,"SBAR",91.3,0,0,-32.048999999999999]
["EE","Battery",26,"SEAB1",3.5,0,0,-1.2290000000000001]
["EE","Battery",26,"SHRW_1",10.625,0,0,-3.73]
["EE","Battery",26,"SPEN_1",101.8,0,0,-35.734999999999999]
["EE","Battery",26,"SSHI_3",35,0,0,-12.286]
["EE","Battery",26,"STAL_1",102.5,0,0,-35.981000000000002]
["EE","Battery",26,"STAY_1",105.49,0,0,-37.03]
["EE","Battery",26,"STEN_1",49.9,0,0,-17.515999999999998]
["EE","Battery",26,"SUND_1",118.508,0,0,-41.6]
["EE","Battery",26,"SWAN_1",63.915999999999997,0,0,-22.436]
["EE","Battery",26,"TAUN1",45.399000000000001,0,0,-15.936]
["EE","Battery",26,"THSO_P",3,0,0,-1.0529999999999999]
["EE","Battery",26,"THUR_6",99.8,0,0,-35.033000000000001]
["EE","Battery",26,"TILBB_1",48,0,0,-16.849]
["EE","Battery",26,"TOTT_1",5.2,0,0,-1.825]
["EE","Battery",26,"TYNE_1",67.5,0,0,-23.693999999999999]
["EE","Battery",26,"TYNE_2",25,0,0,-8.7759999999999998]
["EE","Battery",26,"USKM_1",19.998999999999999,0,0,-7.02]
["EE","Battery",26,"WALH_1",44.573999999999998,0,0,-15.647]
["EE","Battery",26,"WALP_1",98.57,0,0,-34.600999999999999]
["EE","Battery",26,"WARL_1",100,0,0,-35.103000000000002]
["EE","Battery",26,"WASF_1",119.8,0,0,-42.052999999999997]
["EE","Battery",26,"WBOL_6",6.5549999999999997,0,0,-2.3010000000000002]
["EE","Battery",26,"WBUR_1",36.6,0,0,-12.848000000000001]
["EE","Battery",26,"WFIE",25.1,0,0,-8.8109999999999999]
["EE","Battery",26,"WHGA_1",50,0,0,-17.550999999999998]
["EE","Battery",26,"WIEN_1",56.895000000000003,0,0,-19.972000000000001]
["EE","Battery",26,"WMEL_1",179.1,0,0,-62.869]
["EE","Battery",26,"WWEY_1",6,0,0,-2.1059999999999999]
["EE","Battery",27,"ABHA1",179.482,0,0,-63.003]
["EE","Battery",27,"ALVE1",71.650000000000006,0,0,-25.151]
["EE","Battery",27,"AMEM_1",112.3,0,0,-39.420999999999999]
["EE","Battery",27,"BEDDT1",0.4,0,0,-0.14000000000000001]
["EE","Battery",27,"BEDD_1",12,0,0,-4.2119999999999997]
["EE","Battery",27,"BERW",1,0,0,-0.35099999999999998]
["EE","Battery",27,"BESW_1",114.15300000000001,0,0,-40.070999999999998]
["EE","Battery",27,"BICF_1",6.65,0,0,-2.3340000000000001]
["EE","Battery",27,"BISW_1",109.79300000000001,0,0,-38.540999999999997]
["EE","Battery",27,"BOLN_1",44,0,0,-15.445]
["EE","Battery",27,"BOTW_1",55.290999999999997,0,0,-19.408999999999999]
["EE","Battery",27,"BRAC_P",9.9990000000000006,0,0,-3.51]
["EE","Battery",27,"BRAI_1",16.7,0,0,-5.8620000000000001]
["EE","Battery",27,"BRFO_1",207.904,0,0,-72.98]
["EE","Battery",27,"BRLE_1",1,0,0,-0.35099999999999998]
["EE","Battery",27,"BROX",69.900000000000006,0,0,-24.536999999999999]
["EE","Battery",27,"BRWA1",145.9,0,0,-51.215000000000003]
["EE","Battery",27,"BUMU_P",1.3660000000000001,0,0,-0.48]
["EE","Battery",27,"BURM_1",49.9,0,0,-17.515999999999998]
["EE","Battery",27,"BUSH_1",106.4,0,0,-37.35]
["EE","Battery",27,"BUST_1",49.35,0,0,-17.323]
["EE","Battery",27,"CAMB_01",35,0,0,-12.286]
["EE","Battery",27,"CANTN1",49.9,0,0,-17.515999999999998]
["EE","Battery",27,"CAPEA1",19.02,0,0,-6.6769999999999996]
["EE","Battery",27,"CARE_1",49.9,0,0,-17.515999999999998]
["EE","Battery",27,"CARR_1",12,0,0,-4.2119999999999997]
["EE","Battery",27,"CELL_1",124.53,0,0,-43.713999999999999]
["EE","Battery",27,"CHSI_1",98,0,0,-34.401000000000003]
["EE","Battery",27,"CHTE_1",161.80199999999999,0,0,-56.796999999999997]
["EE","Battery",27,"COVE_1",5.0350000000000001,0,0,-1.7669999999999999]
["EE","Battery",27,"COYL",29.9,0,0,-10.496]
["EE","Battery",27,"CREB_1",99.85,0,0,-35.049999999999997]
["EE","Battery",27,"DALM3",36,0,0,-12.637]
["EE","Battery",27,"DRAK_1",51.5,0,0,-18.077999999999999]
["EE","Battery",27,"DRAX_1",0.95,0,0,-0.33300000000000002]
["EE","Battery",27,"DRCR",29.9,0,0,-10.496]
["EE","Battery",27,"ECLA_1",77.405000000000001,0,0,-27.170999999999999]
["EE","Battery",27,"ELLA_1",100,0,0,-35.103000000000002]
["EE","Battery",27,"ELST_1",5.0579999999999998,0,0,-1.776]
["EE","Battery",27,"ENDE_1",76.905000000000001,0,0,-26.995999999999999]
["EE","Battery",27,"ERSK",29.9,0,0,-10.496]
["EE","Battery",27,"EXET1",0.8,0,0,-0.28100000000000003]
["EE","Battery",27,"FECK_6",101,0,0,-35.454000000000001]
["EE","Battery",27,"OSBA_1",199.05,0,0,-69.872]
["EE","Battery",27,"FOUR_1",20,0,0,-7.0209999999999999]
["EE","Battery",27,"FRAS_P",1,0,0,-0.35099999999999998]
["EE","Battery",27,"FROD_1",31,0,0,-10.882]
["EE","Battery",27,"GREN_1",351.93,0,0,-123.538]
["EE","Battery",27,"GRIW_1",49.99,0,0,-17.547999999999998]
["EE","Battery",27,"HAMHC1",150,0,0,-52.654000000000003]
["EE","Battery",27,"HARK_1",57,0,0,-20.009]
["EE","Battery",27,"HARM_6",1.25,0,0,-0.439]
["EE","Battery",27,"HAWP_6",49.9,0,0,-17.515999999999998]
["EE","Battery",27,"INDQ1",169.1,0,0,-59.359000000000002]
["EE","Battery",27,"IROA1",438.43700000000001,0,0,-153.904]
["EE","Battery",27,"IRONB1",3.8610000000000002,0,0,-1.355]
["EE","Battery",27,"ISLI_1",2.85,0,0,-1]
["EE","Battery",27,"IVER_1",20,0,0,-7.0209999999999999]
["EE","Battery",27,"JORD_3",45,0,0,-15.795999999999999]
["EE","Battery",27,"KEAD_1",49.9,0,0,-17.515999999999998]
["EE","Battery",27,"KEAR_1",88.275000000000006,0,0,-30.986999999999998]
["EE","Battery",27,"KEAR_3",7,0,0,-2.4569999999999999]
["EE","Battery",27,"KEMS_1",100.05200000000001,0,0,-35.121000000000002]
["EE","Battery",27,"KINO_1",5.0579999999999998,0,0,-1.776]
["EE","Battery",27,"KITW_1",20,0,0,-7.0209999999999999]
["EE","Battery",27,"KNAR",8,0,0,-2.8079999999999998]
["EE","Battery",27,"LACK_6",6,0,0,-2.1059999999999999]
["EE","Battery",27,"LAND1",62.899000000000001,0,0,-22.08]
["EE","Battery",27,"LINM",20,0,0,-7.0209999999999999]
["EE","Battery",27,"LISD_1",24,0,0,-8.4250000000000007]
["EE","Battery",27,"LITT_C",12.8,0,0,-4.4930000000000003]
["EE","Battery",27,"LOVE_1",4,0,0,-1.4039999999999999]
["EE","Battery",27,"MACC_3",19,0,0,-6.67]
["EE","Battery",27,"MANN_1",52.125,0,0,-18.297000000000001]
["EE","Battery",27,"MELK_1",167.011,0,0,-58.625999999999998]
["EE","Battery",27,"MITY_1",169.345,0,0,-59.445]
["EE","Battery",27,"NECE_1",49.9,0,0,-17.515999999999998]
["EE","Battery",27,"NEWX_6",1,0,0,-0.35099999999999998]
["EE","Battery",27,"NFLE",180.26,0,0,-63.277000000000001]
["EE","Battery",27,"NINF_1",101.48,0,0,-35.622]
["EE","Battery",27,"NORM_1",58.76,0,0,-20.626000000000001]
["EE","Battery",27,"NORT_1",55.414999999999999,0,0,-19.452000000000002]
["EE","Battery",27,"OCKH_1",19.417999999999999,0,0,-6.8159999999999998]
["EE","Battery",27,"PADIB1",8,0,0,-2.8079999999999998]
["EE","Battery",27,"PAIS",1.8140000000000001,0,0,-0.63700000000000001]
["EE","Battery",27,"PEHS_P",1,0,0,-0.35099999999999998]
["EE","Battery",27,"PELH_1",109.6,0,0,-38.472999999999999]
["EE","Battery",27,"PENE_1",148.03,0,0,-51.963000000000001]
["EE","Battery",27,"PENN_1",299.39999999999998,0,0,-105.098]
["EE","Battery",27,"PENW_1",45.3,0,0,-15.901999999999999]
["EE","Battery",27,"RASS_1",12.5,0,0,-4.3879999999999999]
["EE","Battery",27,"RATS_1",71,0,0,-24.922999999999998]
["EE","Battery",27,"RAYL_1",327.35000000000002,0,0,-114.90900000000001]
["EE","Battery",27,"REDH",32,0,0,-11.233000000000001]
["EE","Battery",27,"ROCH_1",18,0,0,-6.319]
["EE","Battery",27,"RUGEB1",99.89,0,0,-35.064]
["EE","Battery",27,"SALT_1",3.6,0,0,-1.264]
["EE","Battery",27,"SBAR",91.3,0,0,-32.048999999999999]
["EE","Battery",27,"SEAB1",3.5,0,0,-1.2290000000000001]
["EE","Battery",27,"SHRW_1",10.625,0,0,-3.73]
["EE","Battery",27,"SPEN_1",101.8,0,0,-35.734999999999999]
["EE","Battery",27,"SSHI_3",35,0,0,-12.286]
["EE","Battery",27,"STAL_1",102.5,0,0,-35.981000000000002]
["EE","Battery",27,"STAY_1",155.38999999999999,0,0,-54.545999999999999]
["EE","Battery",27,"STEN_1",49.9,0,0,-17.515999999999998]
["EE","Battery",27,"SUND_1",118.508,0,0,-41.6]
["EE","Battery",27,"SWAN_1",63.915999999999997,0,0,-22.436]
["EE","Battery",27,"TAUN1",45.399000000000001,0,0,-15.936]
["EE","Battery",27,"THSO_P",3,0,0,-1.0529999999999999]
["EE","Battery",27,"THUR_6",99.8,0,0,-35.033000000000001]
["EE","Battery",27,"TILBB_1",48,0,0,-16.849]
["EE","Battery",27,"TOTT_1",5.2,0,0,-1.825]
["EE","Battery",27,"TYNE_1",67.5,0,0,-23.693999999999999]
["EE","Battery",27,"TYNE_2",25,0,0,-8.7759999999999998]
["EE","Battery",27,"USKM_1",19.998999999999999,0,0,-7.02]
["EE","Battery",27,"WALH_1",44.573999999999998,0,0,-15.647]
["EE","Battery",27,"WALP_1",98.57,0,0,-34.600999999999999]
["EE","Battery",27,"WARL_1",100,0,0,-35.103000000000002]
["EE","Battery",27,"WASF_1",119.8,0,0,-42.052999999999997]
["EE","Battery",27,"WBOL_6",6.5549999999999997,0,0,-2.3010000000000002]
["EE","Battery",27,"WBUR_1",36.6,0,0,-12.848000000000001]
["EE","Battery",27,"WFIE",25.1,0,0,-8.8109999999999999]
["EE","Battery",27,"WHGA_1",50,0,0,-17.550999999999998]
["EE","Battery",27,"WIEN_1",56.895000000000003,0,0,-19.972000000000001]
["EE","Battery",27,"WMEL_1",179.1,0,0,-62.869]
["EE","Battery",27,"WWEY_1",6,0,0,-2.1059999999999999]
["EE","Battery",28,"ABHA1",179.482,0,0,-63.003]
["EE","Battery",28,"ALVE1",71.650000000000006,0,0,-25.151]
["EE","Battery",28,"AMEM_1",112.3,0,0,-39.420999999999999]
["EE","Battery",28,"BEDDT1",2,0,0,-0.70199999999999996]
["EE","Battery",28,"BEDD_1",12,0,0,-4.2119999999999997]
["EE","Battery",28,"BERW",1,0,0,-0.35099999999999998]
["EE","Battery",28,"BESW_1",263.053,0,0,-92.338999999999999]
["EE","Battery",28,"BICF_1",6.65,0,0,-2.3340000000000001]
["EE","Battery",28,"BISW_1",109.79300000000001,0,0,-38.540999999999997]
["EE","Battery",28,"BOLN_1",44,0,0,-15.445]
["EE","Battery",28,"BOTW_1",55.290999999999997,0,0,-19.408999999999999]
["EE","Battery",28,"BRAC_P",9.9990000000000006,0,0,-3.51]
["EE","Battery",28,"BRAI_1",16.7,0,0,-5.8620000000000001]
["EE","Battery",28,"BRED_1",115.7,0,0,-40.613999999999997]
["EE","Battery",28,"BRFO_1",207.904,0,0,-72.98]
["EE","Battery",28,"BRLE_1",61,0,0,-21.413]
["EE","Battery",28,"BROX",69.900000000000006,0,0,-24.536999999999999]
["EE","Battery",28,"BRWA1",145.9,0,0,-51.215000000000003]
["EE","Battery",28,"BUMU_P",1.3660000000000001,0,0,-0.48]
["EE","Battery",28,"BURM_1",49.9,0,0,-17.515999999999998]
["EE","Battery",28,"BUSH_1",176.8,0,0,-62.061999999999998]
["EE","Battery",28,"BUST_1",49.35,0,0,-17.323]
["EE","Battery",28,"CAMB_01",35,0,0,-12.286]
["EE","Battery",28,"CANTN1",77.003,0,0,-27.03]
["EE","Battery",28,"CAPEA1",19.02,0,0,-6.6769999999999996]
["EE","Battery",28,"CARE_1",49.9,0,0,-17.515999999999998]
["EE","Battery",28,"CARR_1",12,0,0,-4.2119999999999997]
["EE","Battery",28,"CELL_1",174.43,0,0,-61.23]
["EE","Battery",28,"CHSI_1",98,0,0,-34.401000000000003]
["EE","Battery",28,"CHTE_1",209.34800000000001,0,0,-73.486999999999995]
["EE","Battery",28,"COCK",44,0,0,-15.445]
["EE","Battery",28,"COVE_1",5.0350000000000001,0,0,-1.7669999999999999]
["EE","Battery",28,"COYL",29.9,0,0,-10.496]
["EE","Battery",28,"CREB_1",99.85,0,0,-35.049999999999997]
["EE","Battery",28,"DALM3",86,0,0,-30.189]
["EE","Battery",28,"DRAK_1",51.5,0,0,-18.077999999999999]
["EE","Battery",28,"DRAX_1",7.9,0,0,-2.7730000000000001]
["EE","Battery",28,"DRCR",29.9,0,0,-10.496]
["EE","Battery",28,"DUNB_B",35.4,0,0,-12.426]
["EE","Battery",28,"EASO_1",9.4,0,0,-3.3]
["EE","Battery",28,"ECLA_1",77.405000000000001,0,0,-27.170999999999999]
["EE","Battery",28,"EKIL",20,0,0,-7.0209999999999999]
["EE","Battery",28,"ELLA_1",100,0,0,-35.103000000000002]
["EE","Battery",28,"ELST_1",5.0579999999999998,0,0,-1.776]
["EE","Battery",28,"ENDE_1",76.905000000000001,0,0,-26.995999999999999]
["EE","Battery",28,"ERSK",29.9,0,0,-10.496]
["EE","Battery",28,"EXET1",6,0,0,-2.1059999999999999]
["EE","Battery",28,"FECK_6",101,0,0,-35.454000000000001]
["EE","Battery",28,"OSBA_1",199.05,0,0,-69.872]
["EE","Battery",28,"FOUR_1",20,0,0,-7.0209999999999999]
["EE","Battery",28,"FRAS_P",1,0,0,-0.35099999999999998]
["EE","Battery",28,"FROD_1",31,0,0,-10.882]
["EE","Battery",28,"GREN_1",351.93,0,0,-123.538]
["EE","Battery",28,"GRIW_1",49.99,0,0,-17.547999999999998]
["EE","Battery",28,"HAMHC1",150,0,0,-52.654000000000003]
["EE","Battery",28,"HARK_1",57,0,0,-20.009]
["EE","Battery",28,"HARM_6",1.25,0,0,-0.439]
["EE","Battery",28,"HAWP_6",49.9,0,0,-17.515999999999998]
["EE","Battery",28,"HEYS_1",1,0,0,-0.35099999999999998]
["EE","Battery",28,"INDQ1",182.1,0,0,-63.921999999999997]
["EE","Battery",28,"IROA1",474.43700000000001,0,0,-166.541]
["EE","Battery",28,"IRONB1",44.661000000000001,0,0,-15.677]
["EE","Battery",28,"ISLI_1",2.85,0,0,-1]
["EE","Battery",28,"IVER_1",20,0,0,-7.0209999999999999]
["EE","Battery",28,"JORD_3",45,0,0,-15.795999999999999]
["EE","Battery",28,"KEAD_1",49.9,0,0,-17.515999999999998]
["EE","Battery",28,"KEAR_1",88.275000000000006,0,0,-30.986999999999998]
["EE","Battery",28,"KEAR_3",7,0,0,-2.4569999999999999]
["EE","Battery",28,"KEIT_P",69.933999999999997,0,0,-24.548999999999999]
["EE","Battery",28,"KEMS_1",100.05200000000001,0,0,-35.121000000000002]
["EE","Battery",28,"KILT",42,0,0,-14.743]
["EE","Battery",28,"KILW",29.86,0,0,-10.481999999999999]
["EE","Battery",28,"KINO_1",5.0579999999999998,0,0,-1.776]
["EE","Battery",28,"KITW_1",20,0,0,-7.0209999999999999]
["EE","Battery",28,"KNAR",8,0,0,-2.8079999999999998]
["EE","Battery",28,"LACK_6",6,0,0,-2.1059999999999999]
["EE","Battery",28,"LAND1",62.899000000000001,0,0,-22.08]
["EE","Battery",28,"LEGA_1",5,0,0,-1.7549999999999999]
["EE","Battery",28,"LEVE",20,0,0,-7.0209999999999999]
["EE","Battery",28,"LINM",20,0,0,-7.0209999999999999]
["EE","Battery",28,"LISD_1",24,0,0,-8.4250000000000007]
["EE","Battery",28,"LITT_C",12.8,0,0,-4.4930000000000003]
["EE","Battery",28,"LOVE_1",4,0,0,-1.4039999999999999]
["EE","Battery",28,"MACC_3",19,0,0,-6.67]
["EE","Battery",28,"MANN_1",52.125,0,0,-18.297000000000001]
["EE","Battery",28,"MELK_1",167.011,0,0,-58.625999999999998]
["EE","Battery",28,"MITY_1",219.245,0,0,-76.960999999999999]
["EE","Battery",28,"NECE_1",49.9,0,0,-17.515999999999998]
["EE","Battery",28,"NEWX_6",1,0,0,-0.35099999999999998]
["EE","Battery",28,"NFLE",180.26,0,0,-63.277000000000001]
["EE","Battery",28,"NINF_1",101.48,0,0,-35.622]
["EE","Battery",28,"NORM_1",58.76,0,0,-20.626000000000001]
["EE","Battery",28,"NORT_1",55.414999999999999,0,0,-19.452000000000002]
["EE","Battery",28,"OCKH_1",19.417999999999999,0,0,-6.8159999999999998]
["EE","Battery",28,"PADIB1",8,0,0,-2.8079999999999998]
["EE","Battery",28,"PAIS",1.8140000000000001,0,0,-0.63700000000000001]
["EE","Battery",28,"PEHS_P",1,0,0,-0.35099999999999998]
["EE","Battery",28,"PELH_1",109.6,0,0,-38.472999999999999]
["EE","Battery",28,"PENE_1",148.03,0,0,-51.963000000000001]
["EE","Battery",28,"PENN_1",299.39999999999998,0,0,-105.098]
["EE","Battery",28,"PENW_1",45.3,0,0,-15.901999999999999]
["EE","Battery",28,"RASS_1",12.5,0,0,-4.3879999999999999]
["EE","Battery",28,"RATS_1",71,0,0,-24.922999999999998]
["EE","Battery",28,"RAYL_1",329.55,0,0,-115.682]
["EE","Battery",28,"REDH",32,0,0,-11.233000000000001]
["EE","Battery",28,"ROCH_1",95,0,0,-33.347999999999999]
["EE","Battery",28,"RUGEB1",99.89,0,0,-35.064]
["EE","Battery",28,"SALT_1",3.6,0,0,-1.264]
["EE","Battery",28,"SBAR",91.3,0,0,-32.048999999999999]
["EE","Battery",28,"SEAB1",8.5,0,0,-2.984]
["EE","Battery",28,"SHRW_1",10.625,0,0,-3.73]
["EE","Battery",28,"SPEN_1",101.8,0,0,-35.734999999999999]
["EE","Battery",28,"SSHI_3",35,0,0,-12.286]
["EE","Battery",28,"STAL_1",102.5,0,0,-35.981000000000002]
["EE","Battery",28,"STAY_1",156.38999999999999,0,0,-54.896999999999998]
["EE","Battery",28,"STEN_1",49.9,0,0,-17.515999999999998]
["EE","Battery",28,"SUND_1",123.508,0,0,-43.354999999999997]
["EE","Battery",28,"SWAN_1",63.915999999999997,0,0,-22.436]
["EE","Battery",28,"TAUN1",45.399000000000001,0,0,-15.936]
["EE","Battery",28,"THSO_P",21.31,0,0,-7.48]
["EE","Battery",28,"THUR_6",102.8,0,0,-36.085999999999999]
["EE","Battery",28,"TILBB_1",48,0,0,-16.849]
["EE","Battery",28,"TOTT_1",5.2,0,0,-1.825]
["EE","Battery",28,"TYNE_1",67.5,0,0,-23.693999999999999]
["EE","Battery",28,"TYNE_2",25,0,0,-8.7759999999999998]
["EE","Battery",28,"USKM_1",32.499000000000002,0,0,-11.407999999999999]
["EE","Battery",28,"WALH_1",44.573999999999998,0,0,-15.647]
["EE","Battery",28,"WALP_1",98.57,0,0,-34.600999999999999]
["EE","Battery",28,"WARL_1",100,0,0,-35.103000000000002]
["EE","Battery",28,"WASF_1",119.8,0,0,-42.052999999999997]
["EE","Battery",28,"WBOL_6",6.5549999999999997,0,0,-2.3010000000000002]
["EE","Battery",28,"WBUR_1",36.6,0,0,-12.848000000000001]
["EE","Battery",28,"WFIE",25.1,0,0,-8.8109999999999999]
["EE","Battery",28,"WHGA_1",50,0,0,-17.550999999999998]
["EE","Battery",28,"WIEN_1",56.895000000000003,0,0,-19.972000000000001]
["EE","Battery",28,"WMEL_1",179.1,0,0,-62.869]
["EE","Battery",28,"WTHU31",1,0,0,-0.35099999999999998]
["EE","Battery",28,"WWEY_1",6,0,0,-2.1059999999999999]
["EE","Battery",29,"ABHA1",179.482,0,0,-63.003]
["EE","Battery",29,"ALVE1",71.650000000000006,0,0,-25.151]
["EE","Battery",29,"AMEM_1",112.3,0,0,-39.420999999999999]
["EE","Battery",29,"BEDDT1",2,0,0,-0.70199999999999996]
["EE","Battery",29,"BEDD_1",12,0,0,-4.2119999999999997]
["EE","Battery",29,"BERW",1,0,0,-0.35099999999999998]
["EE","Battery",29,"BESW_1",263.053,0,0,-92.338999999999999]
["EE","Battery",29,"BICF_1",6.65,0,0,-2.3340000000000001]
["EE","Battery",29,"BISW_1",109.79300000000001,0,0,-38.540999999999997]
["EE","Battery",29,"BOLN_1",44,0,0,-15.445]
["EE","Battery",29,"BOTW_1",55.290999999999997,0,0,-19.408999999999999]
["EE","Battery",29,"BRAC_P",9.9990000000000006,0,0,-3.51]
["EE","Battery",29,"BRAI_1",16.7,0,0,-5.8620000000000001]
["EE","Battery",29,"BRED_1",115.7,0,0,-40.613999999999997]
["EE","Battery",29,"BRFO_1",207.904,0,0,-72.98]
["EE","Battery",29,"BRLE_1",160.9,0,0,-56.481000000000002]
["EE","Battery",29,"BROX",69.900000000000006,0,0,-24.536999999999999]
["EE","Battery",29,"BRWA1",195.8,0,0,-68.731999999999999]
["EE","Battery",29,"BUMU_P",1.3660000000000001,0,0,-0.48]
["EE","Battery",29,"BURM_1",49.9,0,0,-17.515999999999998]
["EE","Battery",29,"BUSH_1",176.8,0,0,-62.061999999999998]
["EE","Battery",29,"BUST_1",49.35,0,0,-17.323]
["EE","Battery",29,"CAMB_01",35,0,0,-12.286]
["EE","Battery",29,"CANTN1",78.391000000000005,0,0,-27.518000000000001]
["EE","Battery",29,"CAPEA1",19.02,0,0,-6.6769999999999996]
["EE","Battery",29,"CARE_1",49.9,0,0,-17.515999999999998]
["EE","Battery",29,"CARR_1",12,0,0,-4.2119999999999997]
["EE","Battery",29,"CELL_1",174.43,0,0,-61.23]
["EE","Battery",29,"CHSI_1",98,0,0,-34.401000000000003]
["EE","Battery",29,"CHTE_1",209.34800000000001,0,0,-73.486999999999995]
["EE","Battery",29,"COCK",44,0,0,-15.445]
["EE","Battery",29,"COVE_1",5.0350000000000001,0,0,-1.7669999999999999]
["EE","Battery",29,"COYL",29.9,0,0,-10.496]
["EE","Battery",29,"CREB_1",99.85,0,0,-35.049999999999997]
["EE","Battery",29,"DALM3",86,0,0,-30.189]
["EE","Battery",29,"DRAK_1",51.5,0,0,-18.077999999999999]
["EE","Battery",29,"DRAX_1",7.9,0,0,-2.7730000000000001]
["EE","Battery",29,"DRCR",29.9,0,0,-10.496]
["EE","Battery",29,"DUNB_B",35.4,0,0,-12.426]
["EE","Battery",29,"EASO_1",9.4,0,0,-3.3]
["EE","Battery",29,"ECLA_1",77.405000000000001,0,0,-27.170999999999999]
["EE","Battery",29,"EKIL",20,0,0,-7.0209999999999999]
["EE","Battery",29,"ELLA_1",100,0,0,-35.103000000000002]
["EE","Battery",29,"ELST_1",5.0579999999999998,0,0,-1.776]
["EE","Battery",29,"ENDE_1",76.905000000000001,0,0,-26.995999999999999]
["EE","Battery",29,"ERSK",29.9,0,0,-10.496]
["EE","Battery",29,"EXET1",6,0,0,-2.1059999999999999]
["EE","Battery",29,"FECK_6",101,0,0,-35.454000000000001]
["EE","Battery",29,"OSBA_1",199.05,0,0,-69.872]
["EE","Battery",29,"FOUR_1",20,0,0,-7.0209999999999999]
["EE","Battery",29,"FRAS_P",1,0,0,-0.35099999999999998]
["EE","Battery",29,"FROD_1",31,0,0,-10.882]
["EE","Battery",29,"GREN_1",351.93,0,0,-123.538]
["EE","Battery",29,"GRIW_1",49.99,0,0,-17.547999999999998]
["EE","Battery",29,"HAMHC1",150,0,0,-52.654000000000003]
["EE","Battery",29,"HARK_1",57,0,0,-20.009]
["EE","Battery",29,"HARM_6",1.25,0,0,-0.439]
["EE","Battery",29,"HAWP_6",49.9,0,0,-17.515999999999998]
["EE","Battery",29,"HEYS_1",1,0,0,-0.35099999999999998]
["EE","Battery",29,"INDQ1",182.1,0,0,-63.921999999999997]
["EE","Battery",29,"IROA1",475.03699999999998,0,0,-166.75200000000001]
["EE","Battery",29,"IRONB1",44.661000000000001,0,0,-15.677]
["EE","Battery",29,"ISLI_1",2.85,0,0,-1]
["EE","Battery",29,"IVER_1",20,0,0,-7.0209999999999999]
["EE","Battery",29,"JORD_3",45,0,0,-15.795999999999999]
["EE","Battery",29,"KEAD_1",228.9,0,0,-80.350999999999999]
["EE","Battery",29,"KEAR_1",88.275000000000006,0,0,-30.986999999999998]
["EE","Battery",29,"KEAR_3",7,0,0,-2.4569999999999999]
["EE","Battery",29,"KEIT_P",69.933999999999997,0,0,-24.548999999999999]
["EE","Battery",29,"KEMS_1",100.05200000000001,0,0,-35.121000000000002]
["EE","Battery",29,"KILT",42,0,0,-14.743]
["EE","Battery",29,"KILW",29.86,0,0,-10.481999999999999]
["EE","Battery",29,"KINO_1",5.0579999999999998,0,0,-1.776]
["EE","Battery",29,"KITW_1",90,0,0,-31.593]
["EE","Battery",29,"KNAR",8,0,0,-2.8079999999999998]
["EE","Battery",29,"LACK_6",6,0,0,-2.1059999999999999]
["EE","Battery",29,"LAND1",112.79900000000001,0,0,-39.595999999999997]
["EE","Battery",29,"LEGA_1",5,0,0,-1.7549999999999999]
["EE","Battery",29,"LEVE",20,0,0,-7.0209999999999999]
["EE","Battery",29,"LINM",20,0,0,-7.0209999999999999]
["EE","Battery",29,"LISD_1",24,0,0,-8.4250000000000007]
["EE","Battery",29,"LITT_C",12.8,0,0,-4.4930000000000003]
["EE","Battery",29,"LOVE_1",4,0,0,-1.4039999999999999]
["EE","Battery",29,"MACC_3",19,0,0,-6.67]
["EE","Battery",29,"MANN_1",52.125,0,0,-18.297000000000001]
["EE","Battery",29,"MELK_1",167.011,0,0,-58.625999999999998]
["EE","Battery",29,"MITY_1",219.245,0,0,-76.960999999999999]
["EE","Battery",29,"NECE_1",49.9,0,0,-17.515999999999998]
["EE","Battery",29,"NEWX_6",1,0,0,-0.35099999999999998]
["EE","Battery",29,"NFLE",180.26,0,0,-63.277000000000001]
["EE","Battery",29,"NINF_1",101.48,0,0,-35.622]
["EE","Battery",29,"NORM_1",58.76,0,0,-20.626000000000001]
["EE","Battery",29,"NORT_1",55.414999999999999,0,0,-19.452000000000002]
["EE","Battery",29,"OCKH_1",19.417999999999999,0,0,-6.8159999999999998]
["EE","Battery",29,"PADIB1",8,0,0,-2.8079999999999998]
["EE","Battery",29,"PAIS",1.8140000000000001,0,0,-0.63700000000000001]
["EE","Battery",29,"PEHS_P",1,0,0,-0.35099999999999998]
["EE","Battery",29,"PELH_1",109.6,0,0,-38.472999999999999]
["EE","Battery",29,"PENE_1",148.03,0,0,-51.963000000000001]
["EE","Battery",29,"PENN_1",299.39999999999998,0,0,-105.098]
["EE","Battery",29,"PENW_1",45.3,0,0,-15.901999999999999]
["EE","Battery",29,"RASS_1",12.5,0,0,-4.3879999999999999]
["EE","Battery",29,"RATS_1",71,0,0,-24.922999999999998]
["EE","Battery",29,"RAYL_1",399.55,0,0,-140.25399999999999]
["EE","Battery",29,"REDH",32,0,0,-11.233000000000001]
["EE","Battery",29,"ROCH_1",95,0,0,-33.347999999999999]
["EE","Battery",29,"RUGEB1",99.89,0,0,-35.064]
["EE","Battery",29,"SALT_1",3.6,0,0,-1.264]
["EE","Battery",29,"SBAR",91.3,0,0,-32.048999999999999]
["EE","Battery",29,"SEAB1",8.5,0,0,-2.984]
["EE","Battery",29,"SHRW_1",10.625,0,0,-3.73]
["EE","Battery",29,"SPEN_1",171.8,0,0,-60.307000000000002]
["EE","Battery",29,"SSHI_3",35,0,0,-12.286]
["EE","Battery",29,"STAL_1",102.5,0,0,-35.981000000000002]
["EE","Battery",29,"STAY_1",157.38999999999999,0,0,-55.249000000000002]
["EE","Battery",29,"STEN_1",49.9,0,0,-17.515999999999998]
["EE","Battery",29,"SUND_1",123.508,0,0,-43.354999999999997]
["EE","Battery",29,"SWAN_1",63.915999999999997,0,0,-22.436]
["EE","Battery",29,"TAUN1",45.399000000000001,0,0,-15.936]
["EE","Battery",29,"TEMP_3",40,0,0,-14.041]
["EE","Battery",29,"THSO_P",21.31,0,0,-7.48]
["EE","Battery",29,"THUR_6",102.8,0,0,-36.085999999999999]
["EE","Battery",29,"TILBB_1",48,0,0,-16.849]
["EE","Battery",29,"TOTT_1",5.2,0,0,-1.825]
["EE","Battery",29,"TYNE_1",67.5,0,0,-23.693999999999999]
["EE","Battery",29,"TYNE_2",25,0,0,-8.7759999999999998]
["EE","Battery",29,"USKM_1",32.499000000000002,0,0,-11.407999999999999]
["EE","Battery",29,"WALH_1",44.573999999999998,0,0,-15.647]
["EE","Battery",29,"WALP_1",98.57,0,0,-34.600999999999999]
["EE","Battery",29,"WARL_1",100,0,0,-35.103000000000002]
["EE","Battery",29,"WASF_1",119.8,0,0,-42.052999999999997]
["EE","Battery",29,"WBOL_6",6.5549999999999997,0,0,-2.3010000000000002]
["EE","Battery",29,"WBUR_1",36.6,0,0,-12.848000000000001]
["EE","Battery",29,"WFIE",25.1,0,0,-8.8109999999999999]
["EE","Battery",29,"WHGA_1",50,0,0,-17.550999999999998]
["EE","Battery",29,"WIEN_1",56.895000000000003,0,0,-19.972000000000001]
["EE","Battery",29,"WMEL_1",179.1,0,0,-62.869]
["EE","Battery",29,"WTHU31",1,0,0,-0.35099999999999998]
["EE","Battery",29,"WWEY_1",6,0,0,-2.1059999999999999]
["EE","Battery",30,"ABHA1",179.482,0,0,-63.003]
["EE","Battery",30,"ALVE1",71.650000000000006,0,0,-25.151]
["EE","Battery",30,"AMEM_1",112.3,0,0,-39.420999999999999]
["EE","Battery",30,"BEDDT1",2,0,0,-0.70199999999999996]
["EE","Battery",30,"BEDD_1",12,0,0,-4.2119999999999997]
["EE","Battery",30,"BERW",1,0,0,-0.35099999999999998]
["EE","Battery",30,"BESW_1",263.053,0,0,-92.338999999999999]
["EE","Battery",30,"BICF_1",6.65,0,0,-2.3340000000000001]
["EE","Battery",30,"BISW_1",109.79300000000001,0,0,-38.540999999999997]
["EE","Battery",30,"BOLN_1",44,0,0,-15.445]
["EE","Battery",30,"BOTW_1",55.290999999999997,0,0,-19.408999999999999]
["EE","Battery",30,"BRAC_P",9.9990000000000006,0,0,-3.51]
["EE","Battery",30,"BRAI_1",16.7,0,0,-5.8620000000000001]
["EE","Battery",30,"BRED_1",115.7,0,0,-40.613999999999997]
["EE","Battery",30,"BRFO_1",207.904,0,0,-72.98]
["EE","Battery",30,"BRLE_1",160.9,0,0,-56.481000000000002]
["EE","Battery",30,"BROX",69.900000000000006,0,0,-24.536999999999999]
["EE","Battery",30,"BRWA1",195.8,0,0,-68.731999999999999]
["EE","Battery",30,"BUMU_P",1.3660000000000001,0,0,-0.48]
["EE","Battery",30,"BURM_1",49.9,0,0,-17.515999999999998]
["EE","Battery",30,"BUSH_1",176.8,0,0,-62.061999999999998]
["EE","Battery",30,"BUST_1",49.35,0,0,-17.323]
["EE","Battery",30,"CAMB_01",35,0,0,-12.286]
["EE","Battery",30,"CANTN1",78.391000000000005,0,0,-27.518000000000001]
["EE","Battery",30,"CAPEA1",19.02,0,0,-6.6769999999999996]
["EE","Battery",30,"CARE_1",49.9,0,0,-17.515999999999998]
["EE","Battery",30,"CARR_1",12,0,0,-4.2119999999999997]
["EE","Battery",30,"CELL_1",174.43,0,0,-61.23]
["EE","Battery",30,"CHSI_1",98,0,0,-34.401000000000003]
["EE","Battery",30,"CHTE_1",209.34800000000001,0,0,-73.486999999999995]
["EE","Battery",30,"COCK",44,0,0,-15.445]
["EE","Battery",30,"COVE_1",5.0350000000000001,0,0,-1.7669999999999999]
["EE","Battery",30,"COYL",29.9,0,0,-10.496]
["EE","Battery",30,"CREB_1",99.85,0,0,-35.049999999999997]
["EE","Battery",30,"DALM3",86,0,0,-30.189]
["EE","Battery",30,"DRAK_1",51.5,0,0,-18.077999999999999]
["EE","Battery",30,"DRAX_1",7.9,0,0,-2.7730000000000001]
["EE","Battery",30,"DRCR",29.9,0,0,-10.496]
["EE","Battery",30,"DUNB_B",35.4,0,0,-12.426]
["EE","Battery",30,"EASO_1",9.4,0,0,-3.3]
["EE","Battery",30,"ECLA_1",186.352,0,0,-65.415000000000006]
["EE","Battery",30,"EKIL",20,0,0,-7.0209999999999999]
["EE","Battery",30,"ELLA_1",100,0,0,-35.103000000000002]
["EE","Battery",30,"ELST_1",5.0579999999999998,0,0,-1.776]
["EE","Battery",30,"ENDE_1",76.905000000000001,0,0,-26.995999999999999]
["EE","Battery",30,"ERSK",29.9,0,0,-10.496]
["EE","Battery",30,"EXET1",6,0,0,-2.1059999999999999]
["EE","Battery",30,"FECK_6",101,0,0,-35.454000000000001]
["EE","Battery",30,"OSBA_1",199.05,0,0,-69.872]
["EE","Battery",30,"FOUR_1",20,0,0,-7.0209999999999999]
["EE","Battery",30,"FRAS_P",1,0,0,-0.35099999999999998]
["EE","Battery",30,"FROD_1",31,0,0,-10.882]
["EE","Battery",30,"GREN_1",351.93,0,0,-123.538]
["EE","Battery",30,"GRIW_1",49.99,0,0,-17.547999999999998]
["EE","Battery",30,"HAMHC1",150,0,0,-52.654000000000003]
["EE","Battery",30,"HARK_1",57,0,0,-20.009]
["EE","Battery",30,"HARM_6",1.25,0,0,-0.439]
["EE","Battery",30,"HAWP_6",49.9,0,0,-17.515999999999998]
["EE","Battery",30,"HEYS_1",1,0,0,-0.35099999999999998]
["EE","Battery",30,"INDQ1",182.1,0,0,-63.921999999999997]
["EE","Battery",30,"IROA1",475.03699999999998,0,0,-166.75200000000001]
["EE","Battery",30,"IRONB1",44.661000000000001,0,0,-15.677]
["EE","Battery",30,"ISLI_1",2.85,0,0,-1]
["EE","Battery",30,"IVER_1",20,0,0,-7.0209999999999999]
["EE","Battery",30,"JORD_3",45,0,0,-15.795999999999999]
["EE","Battery",30,"KEAD_1",228.9,0,0,-80.350999999999999]
["EE","Battery",30,"KEAR_1",88.275000000000006,0,0,-30.986999999999998]
["EE","Battery",30,"KEAR_3",7,0,0,-2.4569999999999999]
["EE","Battery",30,"KEIT_P",69.933999999999997,0,0,-24.548999999999999]
["EE","Battery",30,"KEMS_1",100.05200000000001,0,0,-35.121000000000002]
["EE","Battery",30,"KILT",42,0,0,-14.743]
["EE","Battery",30,"KILW",29.86,0,0,-10.481999999999999]
["EE","Battery",30,"KINO_1",5.0579999999999998,0,0,-1.776]
["EE","Battery",30,"KITW_1",90,0,0,-31.593]
["EE","Battery",30,"KNAR",8,0,0,-2.8079999999999998]
["EE","Battery",30,"LACK_6",6,0,0,-2.1059999999999999]
["EE","Battery",30,"LAND1",112.79900000000001,0,0,-39.595999999999997]
["EE","Battery",30,"LEGA_1",5,0,0,-1.7549999999999999]
["EE","Battery",30,"LEVE",20,0,0,-7.0209999999999999]
["EE","Battery",30,"LINM",20,0,0,-7.0209999999999999]
["EE","Battery",30,"LISD_1",24,0,0,-8.4250000000000007]
["EE","Battery",30,"LITT_C",12.8,0,0,-4.4930000000000003]
["EE","Battery",30,"LOVE_1",4,0,0,-1.4039999999999999]
["EE","Battery",30,"MACC_3",19,0,0,-6.67]
["EE","Battery",30,"MANN_1",52.125,0,0,-18.297000000000001]
["EE","Battery",30,"MELK_1",167.011,0,0,-58.625999999999998]
["EE","Battery",30,"MITY_1",219.245,0,0,-76.960999999999999]
["EE","Battery",30,"NECE_1",49.9,0,0,-17.515999999999998]
["EE","Battery",30,"NEWX_6",1,0,0,-0.35099999999999998]
["EE","Battery",30,"NFLE",180.26,0,0,-63.277000000000001]
["EE","Battery",30,"NINF_1",101.48,0,0,-35.622]
["EE","Battery",30,"NORM_1",58.76,0,0,-20.626000000000001]
["EE","Battery",30,"NORT_1",55.414999999999999,0,0,-19.452000000000002]
["EE","Battery",30,"OCKH_1",19.417999999999999,0,0,-6.8159999999999998]
["EE","Battery",30,"PADIB1",8,0,0,-2.8079999999999998]
["EE","Battery",30,"PAIS",1.8140000000000001,0,0,-0.63700000000000001]
["EE","Battery",30,"PEHS_P",1,0,0,-0.35099999999999998]
["EE","Battery",30,"PELH_1",109.6,0,0,-38.472999999999999]
["EE","Battery",30,"PENE_1",148.03,0,0,-51.963000000000001]
["EE","Battery",30,"PENN_1",350.8,0,0,-123.14100000000001]
["EE","Battery",30,"PENW_1",45.3,0,0,-15.901999999999999]
["EE","Battery",30,"RASS_1",12.5,0,0,-4.3879999999999999]
["EE","Battery",30,"RATS_1",71,0,0,-24.922999999999998]
["EE","Battery",30,"RAYL_1",399.55,0,0,-140.25399999999999]
["EE","Battery",30,"REDH",32,0,0,-11.233000000000001]
["EE","Battery",30,"ROCH_1",95,0,0,-33.347999999999999]
["EE","Battery",30,"RUGEB1",99.89,0,0,-35.064]
["EE","Battery",30,"SALT_1",3.6,0,0,-1.264]
["EE","Battery",30,"SBAR",91.3,0,0,-32.048999999999999]
["EE","Battery",30,"SEAB1",8.5,0,0,-2.984]
["EE","Battery",30,"SHRW_1",10.625,0,0,-3.73]
["EE","Battery",30,"SPEN_1",171.8,0,0,-60.307000000000002]
["EE","Battery",30,"SSHI_3",35,0,0,-12.286]
["EE","Battery",30,"STAL_1",102.5,0,0,-35.981000000000002]
["EE","Battery",30,"STAY_1",157.38999999999999,0,0,-55.249000000000002]
["EE","Battery",30,"STEN_1",49.9,0,0,-17.515999999999998]
["EE","Battery",30,"SUND_1",123.508,0,0,-43.354999999999997]
["EE","Battery",30,"SWAN_1",63.915999999999997,0,0,-22.436]
["EE","Battery",30,"TAUN1",45.399000000000001,0,0,-15.936]
["EE","Battery",30,"TEMP_3",40,0,0,-14.041]
["EE","Battery",30,"THSO_P",21.31,0,0,-7.48]
["EE","Battery",30,"THUR_6",102.8,0,0,-36.085999999999999]
["EE","Battery",30,"TILBB_1",48,0,0,-16.849]
["EE","Battery",30,"TOTT_1",5.2,0,0,-1.825]
["EE","Battery",30,"TYNE_1",89.5,0,0,-31.417000000000002]
["EE","Battery",30,"TYNE_2",25,0,0,-8.7759999999999998]
["EE","Battery",30,"USKM_1",32.499000000000002,0,0,-11.407999999999999]
["EE","Battery",30,"WALH_1",44.573999999999998,0,0,-15.647]
["EE","Battery",30,"WALP_1",98.57,0,0,-34.600999999999999]
["EE","Battery",30,"WARL_1",100,0,0,-35.103000000000002]
["EE","Battery",30,"WASF_1",189.8,0,0,-66.625]
["EE","Battery",30,"WBOL_6",6.5549999999999997,0,0,-2.3010000000000002]
["EE","Battery",30,"WBUR_1",36.6,0,0,-12.848000000000001]
["EE","Battery",30,"WFIE",25.1,0,0,-8.8109999999999999]
["EE","Battery",30,"WHGA_1",50,0,0,-17.550999999999998]
["EE","Battery",30,"WIEN_1",56.895000000000003,0,0,-19.972000000000001]
["EE","Battery",30,"WMEL_1",179.1,0,0,-62.869]
["EE","Battery",30,"WTHU31",1,0,0,-0.35099999999999998]
["EE","Battery",30,"WWEY_1",6,0,0,-2.1059999999999999]
["EE","Battery",31,"ABHA1",179.482,0,0,-63.003]
["EE","Battery",31,"ALVE1",71.650000000000006,0,0,-25.151]
["EE","Battery",31,"AMEM_1",112.3,0,0,-39.420999999999999]
["EE","Battery",31,"BEDDT1",2,0,0,-0.70199999999999996]
["EE","Battery",31,"BEDD_1",12,0,0,-4.2119999999999997]
["EE","Battery",31,"BERW",1,0,0,-0.35099999999999998]
["EE","Battery",31,"BESW_1",263.053,0,0,-92.338999999999999]
["EE","Battery",31,"BICF_1",106.55,0,0,-37.402000000000001]
["EE","Battery",31,"BISW_1",209.19300000000001,0,0,-73.433000000000007]
["EE","Battery",31,"BOLN_1",44,0,0,-15.445]
["EE","Battery",31,"BOTW_1",55.290999999999997,0,0,-19.408999999999999]
["EE","Battery",31,"BRAC_P",9.9990000000000006,0,0,-3.51]
["EE","Battery",31,"BRAI_1",16.7,0,0,-5.8620000000000001]
["EE","Battery",31,"BRED_1",115.7,0,0,-40.613999999999997]
["EE","Battery",31,"BRFO_1",207.904,0,0,-72.98]
["EE","Battery",31,"BRLE_1",160.9,0,0,-56.481000000000002]
["EE","Battery",31,"BROX",69.900000000000006,0,0,-24.536999999999999]
["EE","Battery",31,"BRWA1",195.8,0,0,-68.731999999999999]
["EE","Battery",31,"BUMU_P",1.3660000000000001,0,0,-0.48]
["EE","Battery",31,"BURM_1",49.9,0,0,-17.515999999999998]
["EE","Battery",31,"BUSH_1",176.8,0,0,-62.061999999999998]
["EE","Battery",31,"BUST_1",49.35,0,0,-17.323]
["EE","Battery",31,"CAMB_01",35,0,0,-12.286]
["EE","Battery",31,"CANTN1",78.391000000000005,0,0,-27.518000000000001]
["EE","Battery",31,"CAPEA1",19.02,0,0,-6.6769999999999996]
["EE","Battery",31,"CARE_1",49.9,0,0,-17.515999999999998]
["EE","Battery",31,"CARR_1",12,0,0,-4.2119999999999997]
["EE","Battery",31,"CELL_1",174.43,0,0,-61.23]
["EE","Battery",31,"CHSI_1",98,0,0,-34.401000000000003]
["EE","Battery",31,"CHTE_1",309.24799999999999,0,0,-108.55500000000001]
["EE","Battery",31,"COCK",44,0,0,-15.445]
["EE","Battery",31,"COVE_1",5.0350000000000001,0,0,-1.7669999999999999]
["EE","Battery",31,"COYL",29.9,0,0,-10.496]
["EE","Battery",31,"CREB_1",99.85,0,0,-35.049999999999997]
["EE","Battery",31,"DALM3",86,0,0,-30.189]
["EE","Battery",31,"DRAK_1",141.5,0,0,-49.670999999999999]
["EE","Battery",31,"DRAX_1",7.9,0,0,-2.7730000000000001]
["EE","Battery",31,"DRCR",29.9,0,0,-10.496]
["EE","Battery",31,"DUNB_B",35.4,0,0,-12.426]
["EE","Battery",31,"EASO_1",9.4,0,0,-3.3]
["EE","Battery",31,"ECLA_1",186.352,0,0,-65.415000000000006]
["EE","Battery",31,"EKIL",20,0,0,-7.0209999999999999]
["EE","Battery",31,"ELLA_1",100,0,0,-35.103000000000002]
["EE","Battery",31,"ELST_1",5.0579999999999998,0,0,-1.776]
["EE","Battery",31,"ENDE_1",76.905000000000001,0,0,-26.995999999999999]
["EE","Battery",31,"ERSK",29.9,0,0,-10.496]
["EE","Battery",31,"EXET1",6,0,0,-2.1059999999999999]
["EE","Battery",31,"FECK_6",101,0,0,-35.454000000000001]
["EE","Battery",31,"OSBA_1",199.05,0,0,-69.872]
["EE","Battery",31,"FOUR_1",20,0,0,-7.0209999999999999]
["EE","Battery",31,"FRAS_P",1,0,0,-0.35099999999999998]
["EE","Battery",31,"FROD_1",31,0,0,-10.882]
["EE","Battery",31,"GREN_1",351.93,0,0,-123.538]
["EE","Battery",31,"GRIW_1",49.99,0,0,-17.547999999999998]
["EE","Battery",31,"HAMHC1",150,0,0,-52.654000000000003]
["EE","Battery",31,"HARK_1",57,0,0,-20.009]
["EE","Battery",31,"HARM_6",1.25,0,0,-0.439]
["EE","Battery",31,"HAWP_6",49.9,0,0,-17.515999999999998]
["EE","Battery",31,"HEYS_1",1,0,0,-0.35099999999999998]
["EE","Battery",31,"INDQ1",182.1,0,0,-63.921999999999997]
["EE","Battery",31,"IROA1",673.83699999999999,0,0,-236.536]
["EE","Battery",31,"IRONB1",44.661000000000001,0,0,-15.677]
["EE","Battery",31,"ISLI_1",2.85,0,0,-1]
["EE","Battery",31,"IVER_1",20,0,0,-7.0209999999999999]
["EE","Battery",31,"JORD_3",45,0,0,-15.795999999999999]
["EE","Battery",31,"KEAD_1",228.9,0,0,-80.350999999999999]
["EE","Battery",31,"KEAR_1",88.275000000000006,0,0,-30.986999999999998]
["EE","Battery",31,"KEAR_3",7,0,0,-2.4569999999999999]
["EE","Battery",31,"KEIT_P",69.933999999999997,0,0,-24.548999999999999]
["EE","Battery",31,"KEMS_1",100.05200000000001,0,0,-35.121000000000002]
["EE","Battery",31,"KILT",42,0,0,-14.743]
["EE","Battery",31,"KILW",29.86,0,0,-10.481999999999999]
["EE","Battery",31,"KINO_1",5.0579999999999998,0,0,-1.776]
["EE","Battery",31,"KITW_1",90,0,0,-31.593]
["EE","Battery",31,"KNAR",8,0,0,-2.8079999999999998]
["EE","Battery",31,"LACK_6",6,0,0,-2.1059999999999999]
["EE","Battery",31,"LAND1",112.79900000000001,0,0,-39.595999999999997]
["EE","Battery",31,"LEGA_1",5,0,0,-1.7549999999999999]
["EE","Battery",31,"LEVE",20,0,0,-7.0209999999999999]
["EE","Battery",31,"LINM",20,0,0,-7.0209999999999999]
["EE","Battery",31,"LISD_1",24,0,0,-8.4250000000000007]
["EE","Battery",31,"LITT_C",12.8,0,0,-4.4930000000000003]
["EE","Battery",31,"LOVE_1",4,0,0,-1.4039999999999999]
["EE","Battery",31,"MACC_3",19,0,0,-6.67]
["EE","Battery",31,"MANN_1",157.28299999999999,0,0,-55.210999999999999]
["EE","Battery",31,"MELK_1",167.011,0,0,-58.625999999999998]
["EE","Battery",31,"MITY_1",219.245,0,0,-76.960999999999999]
["EE","Battery",31,"NECE_1",49.9,0,0,-17.515999999999998]
["EE","Battery",31,"NEWX_6",1,0,0,-0.35099999999999998]
["EE","Battery",31,"NFLE",180.26,0,0,-63.277000000000001]
["EE","Battery",31,"NINF_1",101.48,0,0,-35.622]
["EE","Battery",31,"NORM_1",58.76,0,0,-20.626000000000001]
["EE","Battery",31,"NORT_1",55.414999999999999,0,0,-19.452000000000002]
["EE","Battery",31,"OCKH_1",19.417999999999999,0,0,-6.8159999999999998]
["EE","Battery",31,"PADIB1",8,0,0,-2.8079999999999998]
["EE","Battery",31,"PAIS",1.8140000000000001,0,0,-0.63700000000000001]
["EE","Battery",31,"PEHS_P",1,0,0,-0.35099999999999998]
["EE","Battery",31,"PELH_1",109.6,0,0,-38.472999999999999]
["EE","Battery",31,"PENE_1",148.03,0,0,-51.963000000000001]
["EE","Battery",31,"PENN_1",449.8,0,0,-157.893]
["EE","Battery",31,"PENW_1",45.3,0,0,-15.901999999999999]
["EE","Battery",31,"RASS_1",12.5,0,0,-4.3879999999999999]
["EE","Battery",31,"RATS_1",271,0,0,-95.129000000000005]
["EE","Battery",31,"RAYL_1",399.55,0,0,-140.25399999999999]
["EE","Battery",31,"REDH",32,0,0,-11.233000000000001]
["EE","Battery",31,"ROCH_1",95,0,0,-33.347999999999999]
["EE","Battery",31,"RUGEB1",99.89,0,0,-35.064]
["EE","Battery",31,"SALT_1",3.6,0,0,-1.264]
["EE","Battery",31,"SBAR",91.3,0,0,-32.048999999999999]
["EE","Battery",31,"SEAB1",8.5,0,0,-2.984]
["EE","Battery",31,"SHRW_1",110.52500000000001,0,0,-38.798000000000002]
["EE","Battery",31,"SPEN_1",171.8,0,0,-60.307000000000002]
["EE","Battery",31,"SSHI_3",35,0,0,-12.286]
["EE","Battery",31,"STAL_1",102.5,0,0,-35.981000000000002]
["EE","Battery",31,"STAY_1",157.38999999999999,0,0,-55.249000000000002]
["EE","Battery",31,"STEN_1",49.9,0,0,-17.515999999999998]
["EE","Battery",31,"SUND_1",123.508,0,0,-43.354999999999997]
["EE","Battery",31,"SWAN_1",63.915999999999997,0,0,-22.436]
["EE","Battery",31,"TAUN1",45.399000000000001,0,0,-15.936]
["EE","Battery",31,"TEMP_3",40,0,0,-14.041]
["EE","Battery",31,"THSO_P",21.31,0,0,-7.48]
["EE","Battery",31,"THUR_6",102.8,0,0,-36.085999999999999]
["EE","Battery",31,"TILBB_1",48,0,0,-16.849]
["EE","Battery",31,"TOTT_1",5.2,0,0,-1.825]
["EE","Battery",31,"TYNE_1",89.5,0,0,-31.417000000000002]
["EE","Battery",31,"TYNE_2",25,0,0,-8.7759999999999998]
["EE","Battery",31,"USKM_1",32.499000000000002,0,0,-11.407999999999999]
["EE","Battery",31,"WALH_1",44.573999999999998,0,0,-15.647]
["EE","Battery",31,"WALP_1",98.57,0,0,-34.600999999999999]
["EE","Battery",31,"WARL_1",100,0,0,-35.103000000000002]
["EE","Battery",31,"WASF_1",189.8,0,0,-66.625]
["EE","Battery",31,"WBOL_6",6.5549999999999997,0,0,-2.3010000000000002]
["EE","Battery",31,"WBUR_1",36.6,0,0,-12.848000000000001]
["EE","Battery",31,"WFIE",25.1,0,0,-8.8109999999999999]
["EE","Battery",31,"WHGA_1",50,0,0,-17.550999999999998]
["EE","Battery",31,"WIEN_1",56.895000000000003,0,0,-19.972000000000001]
["EE","Battery",31,"WMEL_1",179.1,0,0,-62.869]
["EE","Battery",31,"WTHU31",1,0,0,-0.35099999999999998]
["EE","Battery",31,"WWEY_1",6,0,0,-2.1059999999999999]
["EE","Battery",32,"ABHA1",179.482,0,0,-63.003]
["EE","Battery",32,"ALVE1",71.650000000000006,0,0,-25.151]
["EE","Battery",32,"AMEM_1",112.3,0,0,-39.420999999999999]
["EE","Battery",32,"BEDDT1",2,0,0,-0.70199999999999996]
["EE","Battery",32,"BEDD_1",12,0,0,-4.2119999999999997]
["EE","Battery",32,"BERW",1,0,0,-0.35099999999999998]
["EE","Battery",32,"BESW_1",263.053,0,0,-92.338999999999999]
["EE","Battery",32,"BICF_1",106.55,0,0,-37.402000000000001]
["EE","Battery",32,"BISW_1",209.19300000000001,0,0,-73.433000000000007]
["EE","Battery",32,"BOLN_1",44,0,0,-15.445]
["EE","Battery",32,"BOTW_1",55.290999999999997,0,0,-19.408999999999999]
["EE","Battery",32,"BRAC_P",9.9990000000000006,0,0,-3.51]
["EE","Battery",32,"BRAI_1",16.7,0,0,-5.8620000000000001]
["EE","Battery",32,"BRED_1",115.7,0,0,-40.613999999999997]
["EE","Battery",32,"BRFO_1",207.904,0,0,-72.98]
["EE","Battery",32,"BRLE_1",160.9,0,0,-56.481000000000002]
["EE","Battery",32,"BROX",69.900000000000006,0,0,-24.536999999999999]
["EE","Battery",32,"BRWA1",195.8,0,0,-68.731999999999999]
["EE","Battery",32,"BUMU_P",1.3660000000000001,0,0,-0.48]
["EE","Battery",32,"BURM_1",49.9,0,0,-17.515999999999998]
["EE","Battery",32,"BUSH_1",176.8,0,0,-62.061999999999998]
["EE","Battery",32,"BUST_1",49.35,0,0,-17.323]
["EE","Battery",32,"CAMB_01",35,0,0,-12.286]
["EE","Battery",32,"CANTN1",78.391000000000005,0,0,-27.518000000000001]
["EE","Battery",32,"CAPEA1",19.02,0,0,-6.6769999999999996]
["EE","Battery",32,"CARE_1",49.9,0,0,-17.515999999999998]
["EE","Battery",32,"CARR_1",12,0,0,-4.2119999999999997]
["EE","Battery",32,"CELL_1",174.43,0,0,-61.23]
["EE","Battery",32,"CHSI_1",98,0,0,-34.401000000000003]
["EE","Battery",32,"CHTE_1",309.24799999999999,0,0,-108.55500000000001]
["EE","Battery",32,"COCK",44,0,0,-15.445]
["EE","Battery",32,"COVE_1",5.0350000000000001,0,0,-1.7669999999999999]
["EE","Battery",32,"COYL",29.9,0,0,-10.496]
["EE","Battery",32,"CREB_1",99.85,0,0,-35.049999999999997]
["EE","Battery",32,"DALM3",86,0,0,-30.189]
["EE","Battery",32,"DRAK_1",141.5,0,0,-49.670999999999999]
["EE","Battery",32,"DRAX_1",7.9,0,0,-2.7730000000000001]
["EE","Battery",32,"DRCR",59.8,0,0,-20.992000000000001]
["EE","Battery",32,"DUNB_B",35.4,0,0,-12.426]
["EE","Battery",32,"EASO_1",9.4,0,0,-3.3]
["EE","Battery",32,"ECLA_1",186.352,0,0,-65.415000000000006]
["EE","Battery",32,"EKIL",20,0,0,-7.0209999999999999]
["EE","Battery",32,"ELLA_1",100,0,0,-35.103000000000002]
["EE","Battery",32,"ELST_1",5.0579999999999998,0,0,-1.776]
["EE","Battery",32,"ENDE_1",76.905000000000001,0,0,-26.995999999999999]
["EE","Battery",32,"ERSK",29.9,0,0,-10.496]
["EE","Battery",32,"EXET1",6,0,0,-2.1059999999999999]
["EE","Battery",32,"FECK_6",101,0,0,-35.454000000000001]
["EE","Battery",32,"OSBA_1",199.05,0,0,-69.872]
["EE","Battery",32,"FOUR_1",20,0,0,-7.0209999999999999]
["EE","Battery",32,"FRAS_P",1,0,0,-0.35099999999999998]
["EE","Battery",32,"FROD_1",31,0,0,-10.882]
["EE","Battery",32,"GREN_1",351.93,0,0,-123.538]
["EE","Battery",32,"GRIW_1",129.99,0,0,-45.63]
["EE","Battery",32,"HAMHC1",150,0,0,-52.654000000000003]
["EE","Battery",32,"HARK_1",57,0,0,-20.009]
["EE","Battery",32,"HARM_6",1.25,0,0,-0.439]
["EE","Battery",32,"HAWP_6",49.9,0,0,-17.515999999999998]
["EE","Battery",32,"HEYS_1",76,0,0,-26.678000000000001]
["EE","Battery",32,"INDQ1",182.1,0,0,-63.921999999999997]
["EE","Battery",32,"IROA1",673.83699999999999,0,0,-236.536]
["EE","Battery",32,"IRONB1",44.661000000000001,0,0,-15.677]
["EE","Battery",32,"ISLI_1",2.85,0,0,-1]
["EE","Battery",32,"IVER_1",20,0,0,-7.0209999999999999]
["EE","Battery",32,"JORD_3",45,0,0,-15.795999999999999]
["EE","Battery",32,"KEAD_1",228.9,0,0,-80.350999999999999]
["EE","Battery",32,"KEAR_1",88.275000000000006,0,0,-30.986999999999998]
["EE","Battery",32,"KEAR_3",7,0,0,-2.4569999999999999]
["EE","Battery",32,"KEIT_P",69.933999999999997,0,0,-24.548999999999999]
["EE","Battery",32,"KEMS_1",100.05200000000001,0,0,-35.121000000000002]
["EE","Battery",32,"KILT",42,0,0,-14.743]
["EE","Battery",32,"KILW",29.86,0,0,-10.481999999999999]
["EE","Battery",32,"KINO_1",5.0579999999999998,0,0,-1.776]
["EE","Battery",32,"KITW_1",90,0,0,-31.593]
["EE","Battery",32,"KNAR",8,0,0,-2.8079999999999998]
["EE","Battery",32,"LACK_6",6,0,0,-2.1059999999999999]
["EE","Battery",32,"LAND1",112.79900000000001,0,0,-39.595999999999997]
["EE","Battery",32,"LEGA_1",5,0,0,-1.7549999999999999]
["EE","Battery",32,"LEVE",20,0,0,-7.0209999999999999]
["EE","Battery",32,"LINM",20,0,0,-7.0209999999999999]
["EE","Battery",32,"LISD_1",24,0,0,-8.4250000000000007]
["EE","Battery",32,"LITT_C",12.8,0,0,-4.4930000000000003]
["EE","Battery",32,"LOVE_1",4,0,0,-1.4039999999999999]
["EE","Battery",32,"MACC_3",19,0,0,-6.67]
["EE","Battery",32,"MANN_1",157.28299999999999,0,0,-55.210999999999999]
["EE","Battery",32,"MELK_1",167.011,0,0,-58.625999999999998]
["EE","Battery",32,"MITY_1",219.245,0,0,-76.960999999999999]
["EE","Battery",32,"NECE_1",49.9,0,0,-17.515999999999998]
["EE","Battery",32,"NEWX_6",1,0,0,-0.35099999999999998]
["EE","Battery",32,"NFLE",180.26,0,0,-63.277000000000001]
["EE","Battery",32,"NINF_1",101.48,0,0,-35.622]
["EE","Battery",32,"NORM_1",158.76,0,0,-55.728999999999999]
["EE","Battery",32,"NORT_1",55.414999999999999,0,0,-19.452000000000002]
["EE","Battery",32,"OCKH_1",118.818,0,0,-41.709000000000003]
["EE","Battery",32,"PADIB1",8,0,0,-2.8079999999999998]
["EE","Battery",32,"PAIS",1.8140000000000001,0,0,-0.63700000000000001]
["EE","Battery",32,"PEHS_P",1,0,0,-0.35099999999999998]
["EE","Battery",32,"PELH_1",109.6,0,0,-38.472999999999999]
["EE","Battery",32,"PENE_1",148.03,0,0,-51.963000000000001]
["EE","Battery",32,"PENN_1",449.8,0,0,-157.893]
["EE","Battery",32,"PENW_1",45.3,0,0,-15.901999999999999]
["EE","Battery",32,"RASS_1",12.5,0,0,-4.3879999999999999]
["EE","Battery",32,"RATS_1",271,0,0,-95.129000000000005]
["EE","Battery",32,"RAYL_1",399.55,0,0,-140.25399999999999]
["EE","Battery",32,"REDH",32,0,0,-11.233000000000001]
["EE","Battery",32,"ROCH_1",95,0,0,-33.347999999999999]
["EE","Battery",32,"RUGEB1",99.89,0,0,-35.064]
["EE","Battery",32,"SALT_1",3.6,0,0,-1.264]
["EE","Battery",32,"SBAR",91.3,0,0,-32.048999999999999]
["EE","Battery",32,"SEAB1",8.5,0,0,-2.984]
["EE","Battery",32,"SHRW_1",110.52500000000001,0,0,-38.798000000000002]
["EE","Battery",32,"SPEN_1",171.8,0,0,-60.307000000000002]
["EE","Battery",32,"SSHI_3",35,0,0,-12.286]
["EE","Battery",32,"STAL_1",102.5,0,0,-35.981000000000002]
["EE","Battery",32,"STAY_1",157.38999999999999,0,0,-55.249000000000002]
["EE","Battery",32,"STEN_1",49.9,0,0,-17.515999999999998]
["EE","Battery",32,"SUND_1",123.508,0,0,-43.354999999999997]
["EE","Battery",32,"SWAN_1",63.915999999999997,0,0,-22.436]
["EE","Battery",32,"TAUN1",45.399000000000001,0,0,-15.936]
["EE","Battery",32,"TEMP_3",40,0,0,-14.041]
["EE","Battery",32,"THSO_P",21.31,0,0,-7.48]
["EE","Battery",32,"THUR_6",102.8,0,0,-36.085999999999999]
["EE","Battery",32,"TILBB_1",48,0,0,-16.849]
["EE","Battery",32,"TOTT_1",5.2,0,0,-1.825]
["EE","Battery",32,"TYNE_1",89.5,0,0,-31.417000000000002]
["EE","Battery",32,"TYNE_2",25,0,0,-8.7759999999999998]
["EE","Battery",32,"USKM_1",32.499000000000002,0,0,-11.407999999999999]
["EE","Battery",32,"WALH_1",44.573999999999998,0,0,-15.647]
["EE","Battery",32,"WALP_1",98.57,0,0,-34.600999999999999]
["EE","Battery",32,"WARL_1",100,0,0,-35.103000000000002]
["EE","Battery",32,"WASF_1",189.8,0,0,-66.625]
["EE","Battery",32,"WBOL_6",6.5549999999999997,0,0,-2.3010000000000002]
["EE","Battery",32,"WBUR_1",36.6,0,0,-12.848000000000001]
["EE","Battery",32,"WFIE",25.1,0,0,-8.8109999999999999]
["EE","Battery",32,"WHGA_1",50,0,0,-17.550999999999998]
["EE","Battery",32,"WIEN_1",56.895000000000003,0,0,-19.972000000000001]
["EE","Battery",32,"WMEL_1",179.1,0,0,-62.869]
["EE","Battery",32,"WTHU31",1,0,0,-0.35099999999999998]
["EE","Battery",32,"WWEY_1",6,0,0,-2.1059999999999999]
["EE","Battery",33,"ABHA1",183.602,0,0,-64.45]
["EE","Battery",33,"ALVE1",71.650000000000006,0,0,-25.151]
["EE","Battery",33,"AMEM_1",119.879,0,0,-42.081000000000003]
["EE","Battery",33,"ARBR_P",5,0,0,-1.7549999999999999]
["EE","Battery",33,"BEDDT1",2,0,0,-0.70199999999999996]
["EE","Battery",33,"BEDD_1",12,0,0,-4.2119999999999997]
["EE","Battery",33,"BERW",1,0,0,-0.35099999999999998]
["EE","Battery",33,"BESW_1",263.053,0,0,-92.338999999999999]
["EE","Battery",33,"BICF_1",106.55,0,0,-37.402000000000001]
["EE","Battery",33,"BIRK_1",6,0,0,-2.1059999999999999]
["EE","Battery",33,"BISW_1",216.19300000000001,0,0,-75.89]
["EE","Battery",33,"BLYTH132",3.5,0,0,-1.2290000000000001]
["EE","Battery",33,"BOLN_1",51.2,0,0,-17.972999999999999]
["EE","Battery",33,"BOTW_1",56.354999999999997,0,0,-19.782]
["EE","Battery",33,"BRAC_P",9.9990000000000006,0,0,-3.51]
["EE","Battery",33,"BRAI_1",16.7,0,0,-5.8620000000000001]
["EE","Battery",33,"BRED_1",115.7,0,0,-40.613999999999997]
["EE","Battery",33,"BRFO_1",212.904,0,0,-74.736000000000004]
["EE","Battery",33,"BRLE_1",182.804,0,0,-64.17]
["EE","Battery",33,"BROX",69.900000000000006,0,0,-24.536999999999999]
["EE","Battery",33,"BRWA1",200.8,0,0,-70.486999999999995]
["EE","Battery",33,"BUMU_P",1.3660000000000001,0,0,-0.48]
["EE","Battery",33,"BURM_1",55.9,0,0,-19.623000000000001]
["EE","Battery",33,"BUSH_1",176.8,0,0,-62.061999999999998]
["EE","Battery",33,"BUST_1",49.35,0,0,-17.323]
["EE","Battery",33,"CAMB_01",35,0,0,-12.286]
["EE","Battery",33,"CANTN1",78.391000000000005,0,0,-27.518000000000001]
["EE","Battery",33,"CAPEA1",26.02,0,0,-9.1340000000000003]
["EE","Battery",33,"CARE_1",49.9,0,0,-17.515999999999998]
["EE","Battery",33,"CARR_1",14.85,0,0,-5.2130000000000001]
["EE","Battery",33,"CELL_1",174.43,0,0,-61.23]
["EE","Battery",33,"CHIC_1",6.5,0,0,-2.282]
["EE","Battery",33,"CHSI_1",98,0,0,-34.401000000000003]
["EE","Battery",33,"CHTE_1",309.24799999999999,0,0,-108.55500000000001]
["EE","Battery",33,"COCK",44,0,0,-15.445]
["EE","Battery",33,"CONQA1",6.1,0,0,-2.141]
["EE","Battery",33,"COVE_1",9.0350000000000001,0,0,-3.1720000000000002]
["EE","Battery",33,"COWL_1",10,0,0,-3.51]
["EE","Battery",33,"COYL",29.9,0,0,-10.496]
["EE","Battery",33,"CREB_1",99.85,0,0,-35.049999999999997]
["EE","Battery",33,"DALM3",91.9,0,0,-32.26]
["EE","Battery",33,"DEVO",7.9,0,0,-2.7730000000000001]
["EE","Battery",33,"DRAK_1",141.5,0,0,-49.670999999999999]
["EE","Battery",33,"DRAX_1",7.9,0,0,-2.7730000000000001]
["EE","Battery",33,"DRCR",59.8,0,0,-20.992000000000001]
["EE","Battery",33,"DUGR_P",1.032,0,0,-0.36199999999999999]
["EE","Battery",33,"DUNB_B",35.4,0,0,-12.426]
["EE","Battery",33,"DUNO_P",3.5,0,0,-1.2290000000000001]
["EE","Battery",33,"EASO_1",9.4,0,0,-3.3]
["EE","Battery",33,"ECLA_1",188.25200000000001,0,0,-66.081999999999994]
["EE","Battery",33,"EKIL",20,0,0,-7.0209999999999999]
["EE","Battery",33,"ELLA_1",100,0,0,-35.103000000000002]
["EE","Battery",33,"ELST_1",5.0579999999999998,0,0,-1.776]
["EE","Battery",33,"ENDE_1",76.905000000000001,0,0,-26.995999999999999]
["EE","Battery",33,"ERSK",29.9,0,0,-10.496]
["EE","Battery",33,"EXET1",6,0,0,-2.1059999999999999]
["EE","Battery",33,"FECK_6",101,0,0,-35.454000000000001]
["EE","Battery",33,"OSBA_1",200.25,0,0,-70.294000000000011]
["EE","Battery",33,"FIDD_P",3.0990000000000002,0,0,-1.0880000000000001]
["EE","Battery",33,"FOUR_1",20,0,0,-7.0209999999999999]
["EE","Battery",33,"FRAS_P",1,0,0,-0.35099999999999998]
["EE","Battery",33,"FROD_1",31,0,0,-10.882]
["EE","Battery",33,"FWIL_P",1.5,0,0,-0.52700000000000002]
["EE","Battery",33,"GREN_1",355.93,0,0,-124.94199999999999]
["EE","Battery",33,"GRIW_1",129.99,0,0,-45.63]
["EE","Battery",33,"G_EXTRA_2",6,0,0,-2.1059999999999999]
["EE","Battery",33,"HAMHC1",151,0,0,-53.005000000000003]
["EE","Battery",33,"HARK_1",78.150000000000006,0,0,-27.433]
["EE","Battery",33,"HARM_6",7.25,0,0,-2.5449999999999999]
["EE","Battery",33,"HAWP_6",49.9,0,0,-17.515999999999998]
["EE","Battery",33,"HEYS_1",76,0,0,-26.678000000000001]
["EE","Battery",33,"INDQ1",193.1,0,0,-67.784000000000006]
["EE","Battery",33,"IROA1",688.23699999999997,0,0,-241.59100000000001]
["EE","Battery",33,"IRONB1",44.661000000000001,0,0,-15.677]
["EE","Battery",33,"ISLI_1",2.85,0,0,-1]
["EE","Battery",33,"IVER_1",26.315999999999999,0,0,-9.2379999999999995]
["EE","Battery",33,"JORD_3",45,0,0,-15.795999999999999]
["EE","Battery",33,"KEAD_1",228.9,0,0,-80.350999999999999]
["EE","Battery",33,"KEAR_1",95.275000000000006,0,0,-33.444000000000003]
["EE","Battery",33,"KEAR_3",7,0,0,-2.4569999999999999]
["EE","Battery",33,"KEIT_P",69.933999999999997,0,0,-24.548999999999999]
["EE","Battery",33,"KEMS_1",100.05200000000001,0,0,-35.121000000000002]
["EE","Battery",33,"KIBY_1",2,0,0,-0.70199999999999996]
["EE","Battery",33,"KIIN_P",4.8419999999999996,0,0,-1.7]
["EE","Battery",33,"KILT",42,0,0,-14.743]
["EE","Battery",33,"KILW",29.86,0,0,-10.481999999999999]
["EE","Battery",33,"KINO_1",5.0579999999999998,0,0,-1.776]
["EE","Battery",33,"KIRKB1",6,0,0,-2.1059999999999999]
["EE","Battery",33,"KITW_1",90,0,0,-31.593]
["EE","Battery",33,"KNAR",8,0,0,-2.8079999999999998]
["EE","Battery",33,"LACK_6",6,0,0,-2.1059999999999999]
["EE","Battery",33,"LAND1",118.79900000000001,0,0,-41.701999999999998]
["EE","Battery",33,"LEGA_1",11,0,0,-3.8610000000000002]
["EE","Battery",33,"LEVE",20,0,0,-7.0209999999999999]
["EE","Battery",33,"LINM",24,0,0,-8.4250000000000007]
["EE","Battery",33,"LISD_1",24,0,0,-8.4250000000000007]
["EE","Battery",33,"LITT_C",14.3,0,0,-5.0199999999999996]
["EE","Battery",33,"LOVE_1",16.187000000000001,0,0,-5.6820000000000004]
["EE","Battery",33,"MACC_3",19,0,0,-6.67]
["EE","Battery",33,"MANN_1",163.21299999999999,0,0,-57.292999999999999]
["EE","Battery",33,"MELK_1",187.834,0,0,-65.935000000000002]
["EE","Battery",33,"MITY_1",228.94300000000001,0,0,-80.366]
["EE","Battery",33,"NECE_1",49.9,0,0,-17.515999999999998]
["EE","Battery",33,"NEWX_6",1,0,0,-0.35099999999999998]
["EE","Battery",33,"NFLE",183.26,0,0,-64.33]
["EE","Battery",33,"NINF_1",112.69,0,0,-39.558]
["EE","Battery",33,"NORM_1",163.76,0,0,-57.484999999999999]
["EE","Battery",33,"NORT_1",55.414999999999999,0,0,-19.452000000000002]
["EE","Battery",33,"NURS_1",5.5369999999999999,0,0,-1.944]
["EE","Battery",33,"OCKH_1",118.818,0,0,-41.709000000000003]
["EE","Battery",33,"PADIB1",14.02,0,0,-4.9210000000000003]
["EE","Battery",33,"PAIS",1.8140000000000001,0,0,-0.63700000000000001]
["EE","Battery",33,"PEHS_P",1,0,0,-0.35099999999999998]
["EE","Battery",33,"PELH_1",109.6,0,0,-38.472999999999999]
["EE","Battery",33,"PENE_1",148.03,0,0,-51.963000000000001]
["EE","Battery",33,"PENN_1",449.8,0,0,-157.893]
["EE","Battery",33,"PENW_1",69.094999999999999,0,0,-24.254000000000001]
["EE","Battery",33,"PYLE_1",7,0,0,-2.4569999999999999]
["EE","Battery",33,"RAIN_1",8.1,0,0,-2.843]
["EE","Battery",33,"RASS_1",12.5,0,0,-4.3879999999999999]
["EE","Battery",33,"RATS_1",271,0,0,-95.129000000000005]
["EE","Battery",33,"RAYL_1",405.55,0,0,-142.36000000000001]
["EE","Battery",33,"REDH",32,0,0,-11.233000000000001]
["EE","Battery",33,"REDM_P",5,0,0,-1.7549999999999999]
["EE","Battery",33,"ROCH_1",95,0,0,-33.347999999999999]
["EE","Battery",33,"RUGEB1",99.89,0,0,-35.064]
["EE","Battery",33,"RYEH_1",7.2149999999999999,0,0,-2.5329999999999999]
["EE","Battery",33,"SALT_1",9.6,0,0,-3.37]
["EE","Battery",33,"SBAR",91.3,0,0,-32.048999999999999]
["EE","Battery",33,"SEAB1",11,0,0,-3.8610000000000002]
["EE","Battery",33,"SHRW_1",110.52500000000001,0,0,-38.798000000000002]
["EE","Battery",33,"SPAV",5,0,0,-1.7549999999999999]
["EE","Battery",33,"SPEN_1",176.3,0,0,-61.886000000000003]
["EE","Battery",33,"SSHI_3",35,0,0,-12.286]
["EE","Battery",33,"STAL_1",102.5,0,0,-35.981000000000002]
["EE","Battery",33,"STAY_1",157.38999999999999,0,0,-55.249000000000002]
["EE","Battery",33,"STEN_1",49.9,0,0,-17.515999999999998]
["EE","Battery",33,"STES_1",5.7,0,0,-2.0009999999999999]
["EE","Battery",33,"SUND_1",128.30799999999999,0,0,-45.04]
["EE","Battery",33,"SWAN_1",63.915999999999997,0,0,-22.436]
["EE","Battery",33,"TAUN1",45.399000000000001,0,0,-15.936]
["EE","Battery",33,"TEMP_3",40,0,0,-14.041]
["EE","Battery",33,"THSO_P",21.31,0,0,-7.48]
["EE","Battery",33,"THUR_6",102.8,0,0,-36.085999999999999]
["EE","Battery",33,"TILBB_1",48,0,0,-16.849]
["EE","Battery",33,"TOTT_1",6.32,0,0,-2.2189999999999999]
["EE","Battery",33,"TYNE_1",89.5,0,0,-31.417000000000002]
["EE","Battery",33,"TYNE_2",25,0,0,-8.7759999999999998]
["EE","Battery",33,"USKM_1",32.499000000000002,0,0,-11.407999999999999]
["EE","Battery",33,"WALH_1",54.999000000000002,0,0,-19.306000000000001]
["EE","Battery",33,"WALP_1",101.57,0,0,-35.654000000000003]
["EE","Battery",33,"WARL_1",100,0,0,-35.103000000000002]
["EE","Battery",33,"WASF_1",189.8,0,0,-66.625]
["EE","Battery",33,"WBOL_6",12.555,0,0,-4.407]
["EE","Battery",33,"WBUR_1",37.756999999999998,0,0,-13.254]
["EE","Battery",33,"WFIE",25.1,0,0,-8.8109999999999999]
["EE","Battery",33,"WHGA_1",61.4,0,0,-21.553000000000001]
["EE","Battery",33,"WIBA_3",2.5990000000000002,0,0,-0.91200000000000003]
["EE","Battery",33,"WIEN_1",56.895000000000003,0,0,-19.972000000000001]
["EE","Battery",33,"WILL_1",6.2,0,0,-2.1760000000000002]
["EE","Battery",33,"WIOW_P",2.105,0,0,-0.73899999999999999]
["EE","Battery",33,"WISD_6",5.6139999999999999,0,0,-1.9710000000000001]
["EE","Battery",33,"WMEL_1",179.1,0,0,-62.869]
["EE","Battery",33,"WTHU31",1,0,0,-0.35099999999999998]
["EE","Battery",33,"WWEY_1",6,0,0,-2.1059999999999999]
["EE","Battery",33,"WYMOM_1",6,0,0,-2.1059999999999999]
["EE","Battery",34,"ABHA1",183.602,0,0,-64.45]
["EE","Battery",34,"ALVE1",71.650000000000006,0,0,-25.151]
["EE","Battery",34,"AMEM_1",119.879,0,0,-42.081000000000003]
["EE","Battery",34,"ARBR_P",5,0,0,-1.7549999999999999]
["EE","Battery",34,"AXMI1",8.0399999999999991,0,0,-2.8220000000000001]
["EE","Battery",34,"BEDDT1",2,0,0,-0.70199999999999996]
["EE","Battery",34,"BEDD_1",12,0,0,-4.2119999999999997]
["EE","Battery",34,"BERW",1,0,0,-0.35099999999999998]
["EE","Battery",34,"BESW_1",263.053,0,0,-92.338999999999999]
["EE","Battery",34,"BICF_1",106.55,0,0,-37.402000000000001]
["EE","Battery",34,"BIRK_1",6,0,0,-2.1059999999999999]
["EE","Battery",34,"BISW_1",216.19300000000001,0,0,-75.89]
["EE","Battery",34,"BLYTH132",3.5,0,0,-1.2290000000000001]
["EE","Battery",34,"BOLN_1",51.2,0,0,-17.972999999999999]
["EE","Battery",34,"BOTW_1",56.354999999999997,0,0,-19.782]
["EE","Battery",34,"BRAC_P",29.798999999999999,0,0,-10.46]
["EE","Battery",34,"BRAI_1",16.7,0,0,-5.8620000000000001]
["EE","Battery",34,"BRAW_1",12,0,0,-4.2119999999999997]
["EE","Battery",34,"BRED_1",115.7,0,0,-40.613999999999997]
["EE","Battery",34,"BRFO_1",222.904,0,0,-78.245999999999995]
["EE","Battery",34,"BRID_P",9.49,0,0,-3.331]
["EE","Battery",34,"BRLE_1",182.804,0,0,-64.17]
["EE","Battery",34,"BROX",69.900000000000006,0,0,-24.536999999999999]
["EE","Battery",34,"BRWA1",200.8,0,0,-70.486999999999995]
["EE","Battery",34,"BUMU_P",1.3660000000000001,0,0,-0.48]
["EE","Battery",34,"BURM_1",65.900000000000006,0,0,-23.132999999999999]
["EE","Battery",34,"BUSH_1",176.8,0,0,-62.061999999999998]
["EE","Battery",34,"BUST_1",49.35,0,0,-17.323]
["EE","Battery",34,"CAMB_01",35,0,0,-12.286]
["EE","Battery",34,"CANTN1",78.391000000000005,0,0,-27.518000000000001]
["EE","Battery",34,"CAPEA1",26.02,0,0,-9.1340000000000003]
["EE","Battery",34,"CARE_1",49.9,0,0,-17.515999999999998]
["EE","Battery",34,"CARR_1",26.85,0,0,-9.4250000000000007]
["EE","Battery",34,"CELL_1",174.43,0,0,-61.23]
["EE","Battery",34,"CHIC_1",6.5,0,0,-2.282]
["EE","Battery",34,"CHSI_1",98,0,0,-34.401000000000003]
["EE","Battery",34,"CHTE_1",309.24799999999999,0,0,-108.55500000000001]
["EE","Battery",34,"COAT",10,0,0,-3.51]
["EE","Battery",34,"COCK",44,0,0,-15.445]
["EE","Battery",34,"CONQA1",6.1,0,0,-2.141]
["EE","Battery",34,"COVE_1",9.0350000000000001,0,0,-3.1720000000000002]
["EE","Battery",34,"COWL_1",20.526,0,0,-7.2050000000000001]
["EE","Battery",34,"COYL",29.9,0,0,-10.496]
["EE","Battery",34,"CREB_1",99.85,0,0,-35.049999999999997]
["EE","Battery",34,"DALM3",91.9,0,0,-32.26]
["EE","Battery",34,"DEVO",7.9,0,0,-2.7730000000000001]
["EE","Battery",34,"DRAK_1",141.5,0,0,-49.670999999999999]
["EE","Battery",34,"DRAX_1",7.9,0,0,-2.7730000000000001]
["EE","Battery",34,"DRCR",59.8,0,0,-20.992000000000001]
["EE","Battery",34,"DUGR_P",1.032,0,0,-0.36199999999999999]
["EE","Battery",34,"DUNB_B",35.4,0,0,-12.426]
["EE","Battery",34,"DUNO_P",3.5,0,0,-1.2290000000000001]
["EE","Battery",34,"EASO_1",9.4,0,0,-3.3]
["EE","Battery",34,"ECLA_1",188.25200000000001,0,0,-66.081999999999994]
["EE","Battery",34,"EKIL",20,0,0,-7.0209999999999999]
["EE","Battery",34,"ELLA_1",100,0,0,-35.103000000000002]
["EE","Battery",34,"ELST_1",5.0579999999999998,0,0,-1.776]
["EE","Battery",34,"ENDE_1",76.905000000000001,0,0,-26.995999999999999]
["EE","Battery",34,"ERSK",29.9,0,0,-10.496]
["EE","Battery",34,"EXET1",6,0,0,-2.1059999999999999]
["EE","Battery",34,"FECK_6",101,0,0,-35.454000000000001]
["EE","Battery",34,"OSBA_1",211.05,0,0,-74.085000000000008]
["EE","Battery",34,"FIDD_P",3.0990000000000002,0,0,-1.0880000000000001]
["EE","Battery",34,"FOUR_1",20,0,0,-7.0209999999999999]
["EE","Battery",34,"FRAS_P",1,0,0,-0.35099999999999998]
["EE","Battery",34,"FROD_1",31,0,0,-10.882]
["EE","Battery",34,"FWIL_P",1.5,0,0,-0.52700000000000002]
["EE","Battery",34,"GLNI",10,0,0,-3.51]
["EE","Battery",34,"GREN_1",364.93,0,0,-128.101]
["EE","Battery",34,"GRIW_1",129.99,0,0,-45.63]
["EE","Battery",34,"G_EXTRA_2",6,0,0,-2.1059999999999999]
["EE","Battery",34,"G_EXTRA_8",10,0,0,-3.51]
["EE","Battery",34,"HAMHC1",159,0,0,-55.814]
["EE","Battery",34,"HARK_1",78.150000000000006,0,0,-27.433]
["EE","Battery",34,"HARM_6",7.25,0,0,-2.5449999999999999]
["EE","Battery",34,"HAWP_6",49.9,0,0,-17.515999999999998]
["EE","Battery",34,"HEYS_1",76,0,0,-26.678000000000001]
["EE","Battery",34,"INDQ1",201.1,0,0,-70.591999999999999]
["EE","Battery",34,"IROA1",688.23699999999997,0,0,-241.59100000000001]
["EE","Battery",34,"IRONB1",44.661000000000001,0,0,-15.677]
["EE","Battery",34,"ISLI_1",2.85,0,0,-1]
["EE","Battery",34,"IVER_1",26.315999999999999,0,0,-9.2379999999999995]
["EE","Battery",34,"JORD_3",45,0,0,-15.795999999999999]
["EE","Battery",34,"KEAD_1",228.9,0,0,-80.350999999999999]
["EE","Battery",34,"KEAR_1",106.27500000000001,0,0,-37.305999999999997]
["EE","Battery",34,"KEAR_3",7,0,0,-2.4569999999999999]
["EE","Battery",34,"KEIT_P",69.933999999999997,0,0,-24.548999999999999]
["EE","Battery",34,"KEMS_1",100.05200000000001,0,0,-35.121000000000002]
["EE","Battery",34,"KIBY_1",2,0,0,-0.70199999999999996]
["EE","Battery",34,"KIIN_P",4.8419999999999996,0,0,-1.7]
["EE","Battery",34,"KILT",42,0,0,-14.743]
["EE","Battery",34,"KILW",29.86,0,0,-10.481999999999999]
["EE","Battery",34,"KINO_1",5.0579999999999998,0,0,-1.776]
["EE","Battery",34,"KIRKB1",6,0,0,-2.1059999999999999]
["EE","Battery",34,"KITW_1",90,0,0,-31.593]
["EE","Battery",34,"KNAR",8,0,0,-2.8079999999999998]
["EE","Battery",34,"LACK_6",6,0,0,-2.1059999999999999]
["EE","Battery",34,"LAND1",118.79900000000001,0,0,-41.701999999999998]
["EE","Battery",34,"LEGA_1",11,0,0,-3.8610000000000002]
["EE","Battery",34,"LEVE",20,0,0,-7.0209999999999999]
["EE","Battery",34,"LINM",24,0,0,-8.4250000000000007]
["EE","Battery",34,"LISD_1",24,0,0,-8.4250000000000007]
["EE","Battery",34,"LITT_C",14.3,0,0,-5.0199999999999996]
["EE","Battery",34,"LOVE_1",16.187000000000001,0,0,-5.6820000000000004]
["EE","Battery",34,"MACC_3",19,0,0,-6.67]
["EE","Battery",34,"MANN_1",184.68700000000001,0,0,-64.83]
["EE","Battery",34,"MELK_1",197.834,0,0,-69.444999999999993]
["EE","Battery",34,"MITY_1",238.94300000000001,0,0,-83.876000000000005]
["EE","Battery",34,"NECE_1",49.9,0,0,-17.515999999999998]
["EE","Battery",34,"NEWX_6",1,0,0,-0.35099999999999998]
["EE","Battery",34,"NFLE",183.26,0,0,-64.33]
["EE","Battery",34,"NINF_1",112.69,0,0,-39.558]
["EE","Battery",34,"NORM_1",163.76,0,0,-57.484999999999999]
["EE","Battery",34,"NORT_1",55.414999999999999,0,0,-19.452000000000002]
["EE","Battery",34,"NURS_1",5.5369999999999999,0,0,-1.944]
["EE","Battery",34,"OCKH_1",118.818,0,0,-41.709000000000003]
["EE","Battery",34,"PADIB1",14.02,0,0,-4.9210000000000003]
["EE","Battery",34,"PAIS",1.8140000000000001,0,0,-0.63700000000000001]
["EE","Battery",34,"PEHS_P",1,0,0,-0.35099999999999998]
["EE","Battery",34,"PELH_1",120,0,0,-42.124000000000002]
["EE","Battery",34,"PENE_1",148.03,0,0,-51.963000000000001]
["EE","Battery",34,"PENN_1",449.8,0,0,-157.893]
["EE","Battery",34,"PENW_1",69.094999999999999,0,0,-24.254000000000001]
["EE","Battery",34,"PORD",9.5,0,0,-3.335]
["EE","Battery",34,"PYLE_1",7,0,0,-2.4569999999999999]
["EE","Battery",34,"RAIN_1",8.1,0,0,-2.843]
["EE","Battery",34,"RASS_1",12.5,0,0,-4.3879999999999999]
["EE","Battery",34,"RATS_1",271,0,0,-95.129000000000005]
["EE","Battery",34,"RAYL_1",405.55,0,0,-142.36000000000001]
["EE","Battery",34,"REDH",32,0,0,-11.233000000000001]
["EE","Battery",34,"REDM_P",5,0,0,-1.7549999999999999]
["EE","Battery",34,"ROCH_1",95,0,0,-33.347999999999999]
["EE","Battery",34,"RUGEB1",99.89,0,0,-35.064]
["EE","Battery",34,"RYEH_1",7.2149999999999999,0,0,-2.5329999999999999]
["EE","Battery",34,"SALT_1",19.600000000000001,0,0,-6.88]
["EE","Battery",34,"SBAR",91.3,0,0,-32.048999999999999]
["EE","Battery",34,"SEAB1",11,0,0,-3.8610000000000002]
["EE","Battery",34,"SELL_1",10.5,0,0,-3.6859999999999999]
["EE","Battery",34,"SHRW_1",118.52500000000001,0,0,-41.606000000000002]
["EE","Battery",34,"SPAV",5,0,0,-1.7549999999999999]
["EE","Battery",34,"SPEN_1",176.3,0,0,-61.886000000000003]
["EE","Battery",34,"SSHI_3",35,0,0,-12.286]
["EE","Battery",34,"STAL_1",112,0,0,-39.314999999999998]
["EE","Battery",34,"STAY_1",157.38999999999999,0,0,-55.249000000000002]
["EE","Battery",34,"STEN_1",49.9,0,0,-17.515999999999998]
["EE","Battery",34,"STES_1",5.7,0,0,-2.0009999999999999]
["EE","Battery",34,"STRI_P",19.399999999999999,0,0,-6.81]
["EE","Battery",34,"SUND_1",128.30799999999999,0,0,-45.04]
["EE","Battery",34,"SWAN_1",63.915999999999997,0,0,-22.436]
["EE","Battery",34,"TAUN1",45.399000000000001,0,0,-15.936]
["EE","Battery",34,"TEMP_3",40,0,0,-14.041]
["EE","Battery",34,"THSO_P",21.31,0,0,-7.48]
["EE","Battery",34,"THUR_6",102.8,0,0,-36.085999999999999]
["EE","Battery",34,"TILBB_1",48,0,0,-16.849]
["EE","Battery",34,"TOTT_1",6.32,0,0,-2.2189999999999999]
["EE","Battery",34,"TYNE_1",89.5,0,0,-31.417000000000002]
["EE","Battery",34,"TYNE_2",25,0,0,-8.7759999999999998]
["EE","Battery",34,"USKM_1",32.499000000000002,0,0,-11.407999999999999]
["EE","Battery",34,"WALH_1",54.999000000000002,0,0,-19.306000000000001]
["EE","Battery",34,"WALP_1",101.57,0,0,-35.654000000000003]
["EE","Battery",34,"WARL_1",100,0,0,-35.103000000000002]
["EE","Battery",34,"WASF_1",189.8,0,0,-66.625]
["EE","Battery",34,"WBOL_6",12.555,0,0,-4.407]
["EE","Battery",34,"WBUR_1",37.756999999999998,0,0,-13.254]
["EE","Battery",34,"WFIE",25.1,0,0,-8.8109999999999999]
["EE","Battery",34,"WHGA_1",61.4,0,0,-21.553000000000001]
["EE","Battery",34,"WIBA_3",2.5990000000000002,0,0,-0.91200000000000003]
["EE","Battery",34,"WIEN_1",56.895000000000003,0,0,-19.972000000000001]
["EE","Battery",34,"WILL_1",6.2,0,0,-2.1760000000000002]
["EE","Battery",34,"WIOW_P",2.105,0,0,-0.73899999999999999]
["EE","Battery",34,"WISD_6",5.6139999999999999,0,0,-1.9710000000000001]
["EE","Battery",34,"WMEL_1",179.1,0,0,-62.869]
["EE","Battery",34,"WTHU31",1,0,0,-0.35099999999999998]
["EE","Battery",34,"WWEY_1",6,0,0,-2.1059999999999999]
["EE","Battery",34,"WYMOM_1",6,0,0,-2.1059999999999999]
["EE","Battery",35,"ABHA1",193.602,0,0,-67.959999999999994]
["EE","Battery",35,"ALVE1",71.650000000000006,0,0,-25.151]
["EE","Battery",35,"AMEM_1",119.879,0,0,-42.081000000000003]
["EE","Battery",35,"ARBR_P",5,0,0,-1.7549999999999999]
["EE","Battery",35,"AXMI1",20.672000000000001,0,0,-7.2560000000000002]
["EE","Battery",35,"BEDDT1",2,0,0,-0.70199999999999996]
["EE","Battery",35,"BEDD_1",12,0,0,-4.2119999999999997]
["EE","Battery",35,"BERW",1,0,0,-0.35099999999999998]
["EE","Battery",35,"BESW_1",263.053,0,0,-92.338999999999999]
["EE","Battery",35,"BICF_1",106.55,0,0,-37.402000000000001]
["EE","Battery",35,"BIRK_1",6,0,0,-2.1059999999999999]
["EE","Battery",35,"BISW_1",216.19300000000001,0,0,-75.89]
["EE","Battery",35,"BLYTH132",3.5,0,0,-1.2290000000000001]
["EE","Battery",35,"BOLN_1",51.2,0,0,-17.972999999999999]
["EE","Battery",35,"BOTW_1",56.354999999999997,0,0,-19.782]
["EE","Battery",35,"BRAC_P",29.798999999999999,0,0,-10.46]
["EE","Battery",35,"BRAI_1",16.7,0,0,-5.8620000000000001]
["EE","Battery",35,"BRAW_1",12,0,0,-4.2119999999999997]
["EE","Battery",35,"BRED_1",115.7,0,0,-40.613999999999997]
["EE","Battery",35,"BRFO_1",222.904,0,0,-78.245999999999995]
["EE","Battery",35,"BRID_P",9.49,0,0,-3.331]
["EE","Battery",35,"BRLE_1",182.804,0,0,-64.17]
["EE","Battery",35,"BROX",69.900000000000006,0,0,-24.536999999999999]
["EE","Battery",35,"BRWA1",200.8,0,0,-70.486999999999995]
["EE","Battery",35,"BUMU_P",1.3660000000000001,0,0,-0.48]
["EE","Battery",35,"BURM_1",65.900000000000006,0,0,-23.132999999999999]
["EE","Battery",35,"BUSH_1",176.8,0,0,-62.061999999999998]
["EE","Battery",35,"BUST_1",49.35,0,0,-17.323]
["EE","Battery",35,"CAMB_01",35,0,0,-12.286]
["EE","Battery",35,"CANTN1",78.391000000000005,0,0,-27.518000000000001]
["EE","Battery",35,"CAPEA1",26.02,0,0,-9.1340000000000003]
["EE","Battery",35,"CARE_1",59.9,0,0,-21.027000000000001]
["EE","Battery",35,"CARR_1",26.85,0,0,-9.4250000000000007]
["EE","Battery",35,"CELL_1",174.43,0,0,-61.23]
["EE","Battery",35,"CHIC_1",6.5,0,0,-2.282]
["EE","Battery",35,"CHSI_1",98,0,0,-34.401000000000003]
["EE","Battery",35,"CHTE_1",309.24799999999999,0,0,-108.55500000000001]
["EE","Battery",35,"COAT",10,0,0,-3.51]
["EE","Battery",35,"COCK",44,0,0,-15.445]
["EE","Battery",35,"CONQA1",6.1,0,0,-2.141]
["EE","Battery",35,"COVE_1",9.0350000000000001,0,0,-3.1720000000000002]
["EE","Battery",35,"COWL_1",47.026000000000003,0,0,-16.507999999999999]
["EE","Battery",35,"COYL",29.9,0,0,-10.496]
["EE","Battery",35,"CREB_1",99.85,0,0,-35.049999999999997]
["EE","Battery",35,"CUPA",12.5,0,0,-4.3879999999999999]
["EE","Battery",35,"DALM3",91.9,0,0,-32.26]
["EE","Battery",35,"DEVO",7.9,0,0,-2.7730000000000001]
["EE","Battery",35,"DRAK_1",141.5,0,0,-49.670999999999999]
["EE","Battery",35,"DRAX_1",7.9,0,0,-2.7730000000000001]
["EE","Battery",35,"DRCR",59.8,0,0,-20.992000000000001]
["EE","Battery",35,"DUGR_P",1.032,0,0,-0.36199999999999999]
["EE","Battery",35,"DUNB_B",35.4,0,0,-12.426]
["EE","Battery",35,"DUNO_P",3.5,0,0,-1.2290000000000001]
["EE","Battery",35,"EASO_1",24.4,0,0,-8.5649999999999995]
["EE","Battery",35,"ECLA_1",188.25200000000001,0,0,-66.081999999999994]
["EE","Battery",35,"EKIL",20,0,0,-7.0209999999999999]
["EE","Battery",35,"EKIS",13.4,0,0,-4.7039999999999997]
["EE","Battery",35,"ELLA_1",100,0,0,-35.103000000000002]
["EE","Battery",35,"ELST_1",5.0579999999999998,0,0,-1.776]
["EE","Battery",35,"ENDE_1",76.905000000000001,0,0,-26.995999999999999]
["EE","Battery",35,"ERSK",29.9,0,0,-10.496]
["EE","Battery",35,"EXET1",6,0,0,-2.1059999999999999]
["EE","Battery",35,"FECK_6",101,0,0,-35.454000000000001]
["EE","Battery",35,"OSBA_1",211.05,0,0,-74.085000000000008]
["EE","Battery",35,"FIDD_P",3.0990000000000002,0,0,-1.0880000000000001]
["EE","Battery",35,"FOUR_1",20,0,0,-7.0209999999999999]
["EE","Battery",35,"FRAS_P",1,0,0,-0.35099999999999998]
["EE","Battery",35,"FROD_1",31,0,0,-10.882]
["EE","Battery",35,"FWIL_P",1.5,0,0,-0.52700000000000002]
["EE","Battery",35,"GLNI",10,0,0,-3.51]
["EE","Battery",35,"GREN_1",364.93,0,0,-128.101]
["EE","Battery",35,"GRIW_1",129.99,0,0,-45.63]
["EE","Battery",35,"G_EXTRA_2",6,0,0,-2.1059999999999999]
["EE","Battery",35,"G_EXTRA_8",10,0,0,-3.51]
["EE","Battery",35,"HAMHC1",159,0,0,-55.814]
["EE","Battery",35,"HARK_1",78.150000000000006,0,0,-27.433]
["EE","Battery",35,"HARM_6",7.25,0,0,-2.5449999999999999]
["EE","Battery",35,"HAWP_6",49.9,0,0,-17.515999999999998]
["EE","Battery",35,"HEYS_1",76,0,0,-26.678000000000001]
["EE","Battery",35,"INDQ1",221.1,0,0,-77.613]
["EE","Battery",35,"IROA1",688.23699999999997,0,0,-241.59100000000001]
["EE","Battery",35,"IRONB1",44.661000000000001,0,0,-15.677]
["EE","Battery",35,"ISLI_1",2.85,0,0,-1]
["EE","Battery",35,"IVER_1",26.315999999999999,0,0,-9.2379999999999995]
["EE","Battery",35,"JORD_3",45,0,0,-15.795999999999999]
["EE","Battery",35,"KEAD_1",228.9,0,0,-80.350999999999999]
["EE","Battery",35,"KEAR_1",106.27500000000001,0,0,-37.305999999999997]
["EE","Battery",35,"KEAR_3",7,0,0,-2.4569999999999999]
["EE","Battery",35,"KEIT_P",69.933999999999997,0,0,-24.548999999999999]
["EE","Battery",35,"KEMS_1",100.05200000000001,0,0,-35.121000000000002]
["EE","Battery",35,"KIBY_1",2,0,0,-0.70199999999999996]
["EE","Battery",35,"KIIN_P",4.8419999999999996,0,0,-1.7]
["EE","Battery",35,"KILT",42,0,0,-14.743]
["EE","Battery",35,"KILW",29.86,0,0,-10.481999999999999]
["EE","Battery",35,"KINO_1",5.0579999999999998,0,0,-1.776]
["EE","Battery",35,"KIRKB1",6,0,0,-2.1059999999999999]
["EE","Battery",35,"KITW_1",90,0,0,-31.593]
["EE","Battery",35,"KNAR",8,0,0,-2.8079999999999998]
["EE","Battery",35,"LACK_6",6,0,0,-2.1059999999999999]
["EE","Battery",35,"LAND1",118.79900000000001,0,0,-41.701999999999998]
["EE","Battery",35,"LEGA_1",11,0,0,-3.8610000000000002]
["EE","Battery",35,"LEVE",20,0,0,-7.0209999999999999]
["EE","Battery",35,"LINM",24,0,0,-8.4250000000000007]
["EE","Battery",35,"LISD_1",24,0,0,-8.4250000000000007]
["EE","Battery",35,"LITT_C",14.3,0,0,-5.0199999999999996]
["EE","Battery",35,"LOVE_1",16.187000000000001,0,0,-5.6820000000000004]
["EE","Battery",35,"LUNA_P",9.99,0,0,-3.5070000000000001]
["EE","Battery",35,"MACC_3",19,0,0,-6.67]
["EE","Battery",35,"MANN_1",184.68700000000001,0,0,-64.83]
["EE","Battery",35,"MELK_1",197.834,0,0,-69.444999999999993]
["EE","Battery",35,"MITY_1",238.94300000000001,0,0,-83.876000000000005]
["EE","Battery",35,"NECE_1",49.9,0,0,-17.515999999999998]
["EE","Battery",35,"NEWX_6",1,0,0,-0.35099999999999998]
["EE","Battery",35,"NFLE",183.26,0,0,-64.33]
["EE","Battery",35,"NINF_1",112.69,0,0,-39.558]
["EE","Battery",35,"NORM_1",163.76,0,0,-57.484999999999999]
["EE","Battery",35,"NORT_1",55.414999999999999,0,0,-19.452000000000002]
["EE","Battery",35,"NURS_1",5.5369999999999999,0,0,-1.944]
["EE","Battery",35,"OCKH_1",118.818,0,0,-41.709000000000003]
["EE","Battery",35,"PADIB1",14.02,0,0,-4.9210000000000003]
["EE","Battery",35,"PAIS",1.8140000000000001,0,0,-0.63700000000000001]
["EE","Battery",35,"PEHS_P",1,0,0,-0.35099999999999998]
["EE","Battery",35,"PELH_1",130,0,0,-45.634]
["EE","Battery",35,"PENE_1",148.03,0,0,-51.963000000000001]
["EE","Battery",35,"PENN_1",449.8,0,0,-157.893]
["EE","Battery",35,"PENW_1",69.094999999999999,0,0,-24.254000000000001]
["EE","Battery",35,"PORD",9.5,0,0,-3.335]
["EE","Battery",35,"PYLE_1",17,0,0,-5.9669999999999996]
["EE","Battery",35,"RAIN_1",21.5,0,0,-7.5469999999999997]
["EE","Battery",35,"RASS_1",12.5,0,0,-4.3879999999999999]
["EE","Battery",35,"RATS_1",271,0,0,-95.129000000000005]
["EE","Battery",35,"RAYL_1",405.55,0,0,-142.36000000000001]
["EE","Battery",35,"REDH",32,0,0,-11.233000000000001]
["EE","Battery",35,"REDM_P",5,0,0,-1.7549999999999999]
["EE","Battery",35,"ROCH_1",95,0,0,-33.347999999999999]
["EE","Battery",35,"RUGEB1",99.89,0,0,-35.064]
["EE","Battery",35,"RYEH_1",7.2149999999999999,0,0,-2.5329999999999999]
["EE","Battery",35,"SALT_1",19.600000000000001,0,0,-6.88]
["EE","Battery",35,"SBAR",91.3,0,0,-32.048999999999999]
["EE","Battery",35,"SEAB1",31,0,0,-10.882]
["EE","Battery",35,"SELL_1",10.5,0,0,-3.6859999999999999]
["EE","Battery",35,"SHRW_1",118.52500000000001,0,0,-41.606000000000002]
["EE","Battery",35,"SPAV",5,0,0,-1.7549999999999999]
["EE","Battery",35,"SPEN_1",176.3,0,0,-61.886000000000003]
["EE","Battery",35,"SSHI_3",35,0,0,-12.286]
["EE","Battery",35,"STAL_1",112,0,0,-39.314999999999998]
["EE","Battery",35,"STAY_1",157.38999999999999,0,0,-55.249000000000002]
["EE","Battery",35,"STEN_1",49.9,0,0,-17.515999999999998]
["EE","Battery",35,"STES_1",5.7,0,0,-2.0009999999999999]
["EE","Battery",35,"STRI_P",19.399999999999999,0,0,-6.81]
["EE","Battery",35,"SUND_1",128.30799999999999,0,0,-45.04]
["EE","Battery",35,"SWAN_1",63.915999999999997,0,0,-22.436]
["EE","Battery",35,"TAUN1",45.399000000000001,0,0,-15.936]
["EE","Battery",35,"TEMP_3",40,0,0,-14.041]
["EE","Battery",35,"THSO_P",21.31,0,0,-7.48]
["EE","Battery",35,"THUR_6",102.8,0,0,-36.085999999999999]
["EE","Battery",35,"TILBB_1",48,0,0,-16.849]
["EE","Battery",35,"TOTT_1",6.32,0,0,-2.2189999999999999]
["EE","Battery",35,"TYNE_1",89.5,0,0,-31.417000000000002]
["EE","Battery",35,"TYNE_2",25,0,0,-8.7759999999999998]
["EE","Battery",35,"USKM_1",32.499000000000002,0,0,-11.407999999999999]
["EE","Battery",35,"WALH_1",54.999000000000002,0,0,-19.306000000000001]
["EE","Battery",35,"WALP_1",101.57,0,0,-35.654000000000003]
["EE","Battery",35,"WARL_1",100,0,0,-35.103000000000002]
["EE","Battery",35,"WASF_1",189.8,0,0,-66.625]
["EE","Battery",35,"WBOL_6",12.555,0,0,-4.407]
["EE","Battery",35,"WBUR_1",37.756999999999998,0,0,-13.254]
["EE","Battery",35,"WFIE",25.1,0,0,-8.8109999999999999]
["EE","Battery",35,"WHGA_1",61.4,0,0,-21.553000000000001]
["EE","Battery",35,"WIBA_3",2.5990000000000002,0,0,-0.91200000000000003]
["EE","Battery",35,"WIEN_1",56.895000000000003,0,0,-19.972000000000001]
["EE","Battery",35,"WILL_1",6.2,0,0,-2.1760000000000002]
["EE","Battery",35,"WIOW_P",2.105,0,0,-0.73899999999999999]
["EE","Battery",35,"WISD_6",5.6139999999999999,0,0,-1.9710000000000001]
["EE","Battery",35,"WMEL_1",179.1,0,0,-62.869]
["EE","Battery",35,"WTHU31",1,0,0,-0.35099999999999998]
["EE","Battery",35,"WWEY_1",6,0,0,-2.1059999999999999]
["EE","Battery",35,"WYMOM_1",6,0,0,-2.1059999999999999]
["EE","Battery",36,"ABHA1",193.602,0,0,-67.959999999999994]
["EE","Battery",36,"ALVE1",71.650000000000006,0,0,-25.151]
["EE","Battery",36,"AMEM_1",119.879,0,0,-42.081000000000003]
["EE","Battery",36,"ARBR_P",5,0,0,-1.7549999999999999]
["EE","Battery",36,"AXMI1",20.672000000000001,0,0,-7.2560000000000002]
["EE","Battery",36,"BEDDT1",2,0,0,-0.70199999999999996]
["EE","Battery",36,"BEDD_1",12,0,0,-4.2119999999999997]
["EE","Battery",36,"BERW",1,0,0,-0.35099999999999998]
["EE","Battery",36,"BESW_1",263.053,0,0,-92.338999999999999]
["EE","Battery",36,"BICF_1",106.55,0,0,-37.402000000000001]
["EE","Battery",36,"BIRK_1",6,0,0,-2.1059999999999999]
["EE","Battery",36,"BISW_1",216.19300000000001,0,0,-75.89]
["EE","Battery",36,"BLYTH132",3.5,0,0,-1.2290000000000001]
["EE","Battery",36,"BOLN_1",51.2,0,0,-17.972999999999999]
["EE","Battery",36,"BOTW_1",56.354999999999997,0,0,-19.782]
["EE","Battery",36,"BRAC_P",29.798999999999999,0,0,-10.46]
["EE","Battery",36,"BRAI_1",16.7,0,0,-5.8620000000000001]
["EE","Battery",36,"BRAW_1",12,0,0,-4.2119999999999997]
["EE","Battery",36,"BRED_1",115.7,0,0,-40.613999999999997]
["EE","Battery",36,"BRFO_1",222.904,0,0,-78.245999999999995]
["EE","Battery",36,"BRID_P",9.49,0,0,-3.331]
["EE","Battery",36,"BRLE_1",182.804,0,0,-64.17]
["EE","Battery",36,"BROX",69.900000000000006,0,0,-24.536999999999999]
["EE","Battery",36,"BRWA1",200.8,0,0,-70.486999999999995]
["EE","Battery",36,"BUMU_P",1.3660000000000001,0,0,-0.48]
["EE","Battery",36,"BURM_1",65.900000000000006,0,0,-23.132999999999999]
["EE","Battery",36,"BUSH_1",176.8,0,0,-62.061999999999998]
["EE","Battery",36,"BUST_1",49.35,0,0,-17.323]
["EE","Battery",36,"CAMB_01",35,0,0,-12.286]
["EE","Battery",36,"CANTN1",78.391000000000005,0,0,-27.518000000000001]
["EE","Battery",36,"CAPEA1",41.02,0,0,-14.398999999999999]
["EE","Battery",36,"CARE_1",59.9,0,0,-21.027000000000001]
["EE","Battery",36,"CARR_1",41.85,0,0,-14.691000000000001]
["EE","Battery",36,"CELL_1",174.43,0,0,-61.23]
["EE","Battery",36,"CHIC_1",6.5,0,0,-2.282]
["EE","Battery",36,"CHSI_1",98,0,0,-34.401000000000003]
["EE","Battery",36,"CHTE_1",309.24799999999999,0,0,-108.55500000000001]
["EE","Battery",36,"COAT",10,0,0,-3.51]
["EE","Battery",36,"COCK",59,0,0,-20.710999999999999]
["EE","Battery",36,"CONQA1",6.1,0,0,-2.141]
["EE","Battery",36,"COVE_1",9.0350000000000001,0,0,-3.1720000000000002]
["EE","Battery",36,"COWL_1",47.026000000000003,0,0,-16.507999999999999]
["EE","Battery",36,"COYL",29.9,0,0,-10.496]
["EE","Battery",36,"CREB_1",99.85,0,0,-35.049999999999997]
["EE","Battery",36,"CUPA",12.5,0,0,-4.3879999999999999]
["EE","Battery",36,"DALM3",91.9,0,0,-32.26]
["EE","Battery",36,"DEVO",7.9,0,0,-2.7730000000000001]
["EE","Battery",36,"DRAK_1",141.5,0,0,-49.670999999999999]
["EE","Battery",36,"DRAX_1",7.9,0,0,-2.7730000000000001]
["EE","Battery",36,"DRCR",59.8,0,0,-20.992000000000001]
["EE","Battery",36,"DUGR_P",1.032,0,0,-0.36199999999999999]
["EE","Battery",36,"DUNB_B",35.4,0,0,-12.426]
["EE","Battery",36,"DUNO_P",3.5,0,0,-1.2290000000000001]
["EE","Battery",36,"EASO_1",40.4,0,0,-14.182]
["EE","Battery",36,"ECLA_1",188.25200000000001,0,0,-66.081999999999994]
["EE","Battery",36,"EKIL",20,0,0,-7.0209999999999999]
["EE","Battery",36,"EKIS",13.4,0,0,-4.7039999999999997]
["EE","Battery",36,"ELLA_1",100,0,0,-35.103000000000002]
["EE","Battery",36,"ELST_1",5.0579999999999998,0,0,-1.776]
["EE","Battery",36,"ENDE_1",76.905000000000001,0,0,-26.995999999999999]
["EE","Battery",36,"ERSK",29.9,0,0,-10.496]
["EE","Battery",36,"EXET1",6,0,0,-2.1059999999999999]
["EE","Battery",36,"FECK_6",101,0,0,-35.454000000000001]
["EE","Battery",36,"OSBA_1",211.05,0,0,-74.085000000000008]
["EE","Battery",36,"FIDD_P",3.0990000000000002,0,0,-1.0880000000000001]
["EE","Battery",36,"FOUR_1",20,0,0,-7.0209999999999999]
["EE","Battery",36,"FRAS_P",1,0,0,-0.35099999999999998]
["EE","Battery",36,"FROD_1",31,0,0,-10.882]
["EE","Battery",36,"FWIL_P",1.5,0,0,-0.52700000000000002]
["EE","Battery",36,"GLNI",10,0,0,-3.51]
["EE","Battery",36,"GREN_1",364.93,0,0,-128.101]
["EE","Battery",36,"GRIW_1",129.99,0,0,-45.63]
["EE","Battery",36,"G_EXTRA_2",6,0,0,-2.1059999999999999]
["EE","Battery",36,"G_EXTRA_8",10,0,0,-3.51]
["EE","Battery",36,"HAMHC1",159,0,0,-55.814]
["EE","Battery",36,"HARK_1",108.15,0,0,-37.963999999999999]
["EE","Battery",36,"HARM_6",7.25,0,0,-2.5449999999999999]
["EE","Battery",36,"HAWP_6",49.9,0,0,-17.515999999999998]
["EE","Battery",36,"HEYS_1",76,0,0,-26.678000000000001]
["EE","Battery",36,"INDQ1",221.1,0,0,-77.613]
["EE","Battery",36,"IROA1",688.23699999999997,0,0,-241.59100000000001]
["EE","Battery",36,"IRONB1",44.661000000000001,0,0,-15.677]
["EE","Battery",36,"ISLI_1",2.85,0,0,-1]
["EE","Battery",36,"IVER_1",26.315999999999999,0,0,-9.2379999999999995]
["EE","Battery",36,"JORD_3",45,0,0,-15.795999999999999]
["EE","Battery",36,"KEAD_1",228.9,0,0,-80.350999999999999]
["EE","Battery",36,"KEAR_1",106.27500000000001,0,0,-37.305999999999997]
["EE","Battery",36,"KEAR_3",7,0,0,-2.4569999999999999]
["EE","Battery",36,"KEIT_P",69.933999999999997,0,0,-24.548999999999999]
["EE","Battery",36,"KEMS_1",100.05200000000001,0,0,-35.121000000000002]
["EE","Battery",36,"KIBY_1",2,0,0,-0.70199999999999996]
["EE","Battery",36,"KIIN_P",4.8419999999999996,0,0,-1.7]
["EE","Battery",36,"KILT",42,0,0,-14.743]
["EE","Battery",36,"KILW",29.86,0,0,-10.481999999999999]
["EE","Battery",36,"KINO_1",5.0579999999999998,0,0,-1.776]
["EE","Battery",36,"KIRKB1",6,0,0,-2.1059999999999999]
["EE","Battery",36,"KITW_1",90,0,0,-31.593]
["EE","Battery",36,"KNAR",8,0,0,-2.8079999999999998]
["EE","Battery",36,"LACK_6",6,0,0,-2.1059999999999999]
["EE","Battery",36,"LAND1",118.79900000000001,0,0,-41.701999999999998]
["EE","Battery",36,"LEGA_1",11,0,0,-3.8610000000000002]
["EE","Battery",36,"LEVE",20,0,0,-7.0209999999999999]
["EE","Battery",36,"LINM",24,0,0,-8.4250000000000007]
["EE","Battery",36,"LISD_1",24,0,0,-8.4250000000000007]
["EE","Battery",36,"LITT_C",14.3,0,0,-5.0199999999999996]
["EE","Battery",36,"LOVE_1",16.187000000000001,0,0,-5.6820000000000004]
["EE","Battery",36,"LUNA_P",9.99,0,0,-3.5070000000000001]
["EE","Battery",36,"MACC_3",19,0,0,-6.67]
["EE","Battery",36,"MANN_1",184.68700000000001,0,0,-64.83]
["EE","Battery",36,"MELK_1",197.834,0,0,-69.444999999999993]
["EE","Battery",36,"MITY_1",238.94300000000001,0,0,-83.876000000000005]
["EE","Battery",36,"NECE_1",49.9,0,0,-17.515999999999998]
["EE","Battery",36,"NEWX_6",1,0,0,-0.35099999999999998]
["EE","Battery",36,"NFLE",183.26,0,0,-64.33]
["EE","Battery",36,"NINF_1",112.69,0,0,-39.558]
["EE","Battery",36,"NORM_1",163.76,0,0,-57.484999999999999]
["EE","Battery",36,"NORT_1",55.414999999999999,0,0,-19.452000000000002]
["EE","Battery",36,"NURS_1",5.5369999999999999,0,0,-1.944]
["EE","Battery",36,"OCKH_1",118.818,0,0,-41.709000000000003]
["EE","Battery",36,"PADIB1",14.02,0,0,-4.9210000000000003]
["EE","Battery",36,"PAIS",1.8140000000000001,0,0,-0.63700000000000001]
["EE","Battery",36,"PEHS_P",1,0,0,-0.35099999999999998]
["EE","Battery",36,"PELH_1",130,0,0,-45.634]
["EE","Battery",36,"PENE_1",148.03,0,0,-51.963000000000001]
["EE","Battery",36,"PENN_1",449.8,0,0,-157.893]
["EE","Battery",36,"PENW_1",69.094999999999999,0,0,-24.254000000000001]
["EE","Battery",36,"PORD",9.5,0,0,-3.335]
["EE","Battery",36,"PYLE_1",17,0,0,-5.9669999999999996]
["EE","Battery",36,"RAIN_1",21.5,0,0,-7.5469999999999997]
["EE","Battery",36,"RASS_1",12.5,0,0,-4.3879999999999999]
["EE","Battery",36,"RATS_1",271,0,0,-95.129000000000005]
["EE","Battery",36,"RAYL_1",405.55,0,0,-142.36000000000001]
["EE","Battery",36,"REDH",32,0,0,-11.233000000000001]
["EE","Battery",36,"REDM_P",5,0,0,-1.7549999999999999]
["EE","Battery",36,"ROCH_1",95,0,0,-33.347999999999999]
["EE","Battery",36,"RUGEB1",99.89,0,0,-35.064]
["EE","Battery",36,"RYEH_1",7.2149999999999999,0,0,-2.5329999999999999]
["EE","Battery",36,"SALT_1",19.600000000000001,0,0,-6.88]
["EE","Battery",36,"SBAR",91.3,0,0,-32.048999999999999]
["EE","Battery",36,"SEAB1",31,0,0,-10.882]
["EE","Battery",36,"SELL_1",10.5,0,0,-3.6859999999999999]
["EE","Battery",36,"SHRW_1",118.52500000000001,0,0,-41.606000000000002]
["EE","Battery",36,"SPAV",5,0,0,-1.7549999999999999]
["EE","Battery",36,"SPEN_1",176.3,0,0,-61.886000000000003]
["EE","Battery",36,"SSHI_3",35,0,0,-12.286]
["EE","Battery",36,"STAL_1",112,0,0,-39.314999999999998]
["EE","Battery",36,"STAY_1",157.38999999999999,0,0,-55.249000000000002]
["EE","Battery",36,"STEN_1",49.9,0,0,-17.515999999999998]
["EE","Battery",36,"STES_1",5.7,0,0,-2.0009999999999999]
["EE","Battery",36,"STRI_P",19.399999999999999,0,0,-6.81]
["EE","Battery",36,"SUND_1",128.30799999999999,0,0,-45.04]
["EE","Battery",36,"SWAN_1",63.915999999999997,0,0,-22.436]
["EE","Battery",36,"TAUN1",45.399000000000001,0,0,-15.936]
["EE","Battery",36,"TEMP_3",40,0,0,-14.041]
["EE","Battery",36,"THSO_P",21.31,0,0,-7.48]
["EE","Battery",36,"THUR_6",102.8,0,0,-36.085999999999999]
["EE","Battery",36,"TILBB_1",48,0,0,-16.849]
["EE","Battery",36,"TOTT_1",6.32,0,0,-2.2189999999999999]
["EE","Battery",36,"TYNE_1",89.5,0,0,-31.417000000000002]
["EE","Battery",36,"TYNE_2",25,0,0,-8.7759999999999998]
["EE","Battery",36,"USKM_1",32.499000000000002,0,0,-11.407999999999999]
["EE","Battery",36,"WALH_1",54.999000000000002,0,0,-19.306000000000001]
["EE","Battery",36,"WALP_1",128.57,0,0,-45.131999999999998]
["EE","Battery",36,"WARL_1",100,0,0,-35.103000000000002]
["EE","Battery",36,"WASF_1",189.8,0,0,-66.625]
["EE","Battery",36,"WBOL_6",12.555,0,0,-4.407]
["EE","Battery",36,"WBUR_1",37.756999999999998,0,0,-13.254]
["EE","Battery",36,"WFIE",25.1,0,0,-8.8109999999999999]
["EE","Battery",36,"WHGA_1",61.4,0,0,-21.553000000000001]
["EE","Battery",36,"WIBA_3",2.5990000000000002,0,0,-0.91200000000000003]
["EE","Battery",36,"WIEN_1",56.895000000000003,0,0,-19.972000000000001]
["EE","Battery",36,"WILL_1",6.2,0,0,-2.1760000000000002]
["EE","Battery",36,"WIOW_P",2.105,0,0,-0.73899999999999999]
["EE","Battery",36,"WISD_6",5.6139999999999999,0,0,-1.9710000000000001]
["EE","Battery",36,"WMEL_1",194.1,0,0,-68.135000000000005]
["EE","Battery",36,"WTHU31",1,0,0,-0.35099999999999998]
["EE","Battery",36,"WWEY_1",6,0,0,-2.1059999999999999]
["EE","Battery",36,"WYMOM_1",6,0,0,-2.1059999999999999]
["EE","Battery",37,"ABHA1",193.602,0,0,-67.959999999999994]
["EE","Battery",37,"ALVE1",71.650000000000006,0,0,-25.151]
["EE","Battery",37,"AMEM_1",119.879,0,0,-42.081000000000003]
["EE","Battery",37,"ARBR_P",5,0,0,-1.7549999999999999]
["EE","Battery",37,"AXMI1",20.672000000000001,0,0,-7.2560000000000002]
["EE","Battery",37,"BEDDT1",2,0,0,-0.70199999999999996]
["EE","Battery",37,"BEDD_1",12,0,0,-4.2119999999999997]
["EE","Battery",37,"BERW",1,0,0,-0.35099999999999998]
["EE","Battery",37,"BESW_1",263.053,0,0,-92.338999999999999]
["EE","Battery",37,"BICF_1",106.55,0,0,-37.402000000000001]
["EE","Battery",37,"BIRK_1",6,0,0,-2.1059999999999999]
["EE","Battery",37,"BISW_1",216.19300000000001,0,0,-75.89]
["EE","Battery",37,"BLYTH132",3.5,0,0,-1.2290000000000001]
["EE","Battery",37,"BOLN_1",51.2,0,0,-17.972999999999999]
["EE","Battery",37,"BOTW_1",72.144000000000005,0,0,-25.324999999999999]
["EE","Battery",37,"BRAC_P",29.798999999999999,0,0,-10.46]
["EE","Battery",37,"BRAI_1",16.7,0,0,-5.8620000000000001]
["EE","Battery",37,"BRAW_1",12,0,0,-4.2119999999999997]
["EE","Battery",37,"BRED_1",115.7,0,0,-40.613999999999997]
["EE","Battery",37,"BRFO_1",222.904,0,0,-78.245999999999995]
["EE","Battery",37,"BRID_P",9.49,0,0,-3.331]
["EE","Battery",37,"BRLE_1",182.804,0,0,-64.17]
["EE","Battery",37,"BROX",69.900000000000006,0,0,-24.536999999999999]
["EE","Battery",37,"BRWA1",200.8,0,0,-70.486999999999995]
["EE","Battery",37,"BUMU_P",1.3660000000000001,0,0,-0.48]
["EE","Battery",37,"BURM_1",65.900000000000006,0,0,-23.132999999999999]
["EE","Battery",37,"BUSH_1",176.8,0,0,-62.061999999999998]
["EE","Battery",37,"BUST_1",49.35,0,0,-17.323]
["EE","Battery",37,"CAMB_01",35,0,0,-12.286]
["EE","Battery",37,"CANTN1",103.89100000000001,0,0,-36.469000000000001]
["EE","Battery",37,"CAPEA1",41.02,0,0,-14.398999999999999]
["EE","Battery",37,"CARE_1",59.9,0,0,-21.027000000000001]
["EE","Battery",37,"CARR_1",41.85,0,0,-14.691000000000001]
["EE","Battery",37,"CELL_1",187.43,0,0,-65.793000000000006]
["EE","Battery",37,"CHIC_1",6.5,0,0,-2.282]
["EE","Battery",37,"CHSI_1",98,0,0,-34.401000000000003]
["EE","Battery",37,"CHTE_1",309.24799999999999,0,0,-108.55500000000001]
["EE","Battery",37,"COAT",10,0,0,-3.51]
["EE","Battery",37,"COCK",59,0,0,-20.710999999999999]
["EE","Battery",37,"CONQA1",6.1,0,0,-2.141]
["EE","Battery",37,"COVE_1",9.0350000000000001,0,0,-3.1720000000000002]
["EE","Battery",37,"COWL_1",47.026000000000003,0,0,-16.507999999999999]
["EE","Battery",37,"COYL",29.9,0,0,-10.496]
["EE","Battery",37,"CREB_1",99.85,0,0,-35.049999999999997]
["EE","Battery",37,"CUPA",12.5,0,0,-4.3879999999999999]
["EE","Battery",37,"DALM3",91.9,0,0,-32.26]
["EE","Battery",37,"DEVO",7.9,0,0,-2.7730000000000001]
["EE","Battery",37,"DRAK_1",141.5,0,0,-49.670999999999999]
["EE","Battery",37,"DRAX_1",7.9,0,0,-2.7730000000000001]
["EE","Battery",37,"DRCR",59.8,0,0,-20.992000000000001]
["EE","Battery",37,"DUGR_P",1.032,0,0,-0.36199999999999999]
["EE","Battery",37,"DUNB_B",35.4,0,0,-12.426]
["EE","Battery",37,"DUNO_P",3.5,0,0,-1.2290000000000001]
["EE","Battery",37,"EASO_1",40.4,0,0,-14.182]
["EE","Battery",37,"ECLA_1",188.25200000000001,0,0,-66.081999999999994]
["EE","Battery",37,"EKIL",20,0,0,-7.0209999999999999]
["EE","Battery",37,"EKIS",29.9,0,0,-10.496]
["EE","Battery",37,"ELLA_1",100,0,0,-35.103000000000002]
["EE","Battery",37,"ELST_1",5.0579999999999998,0,0,-1.776]
["EE","Battery",37,"ENDE_1",76.905000000000001,0,0,-26.995999999999999]
["EE","Battery",37,"ERSK",29.9,0,0,-10.496]
["EE","Battery",37,"EXET1",6,0,0,-2.1059999999999999]
["EE","Battery",37,"FECK_6",101,0,0,-35.454000000000001]
["EE","Battery",37,"OSBA_1",211.05,0,0,-74.085000000000008]
["EE","Battery",37,"FIDD_P",3.0990000000000002,0,0,-1.0880000000000001]
["EE","Battery",37,"FOUR_1",20,0,0,-7.0209999999999999]
["EE","Battery",37,"FRAS_P",1,0,0,-0.35099999999999998]
["EE","Battery",37,"FROD_1",31,0,0,-10.882]
["EE","Battery",37,"FWIL_P",1.5,0,0,-0.52700000000000002]
["EE","Battery",37,"GLNI",10,0,0,-3.51]
["EE","Battery",37,"GREN_1",364.93,0,0,-128.101]
["EE","Battery",37,"GRIW_1",129.99,0,0,-45.63]
["EE","Battery",37,"G_EXTRA_2",6,0,0,-2.1059999999999999]
["EE","Battery",37,"G_EXTRA_8",10,0,0,-3.51]
["EE","Battery",37,"HAMHC1",159,0,0,-55.814]
["EE","Battery",37,"HARK_1",108.15,0,0,-37.963999999999999]
["EE","Battery",37,"HARM_6",7.25,0,0,-2.5449999999999999]
["EE","Battery",37,"HAWP_6",49.9,0,0,-17.515999999999998]
["EE","Battery",37,"HEYS_1",76,0,0,-26.678000000000001]
["EE","Battery",37,"INDQ1",221.1,0,0,-77.613]
["EE","Battery",37,"IROA1",688.23699999999997,0,0,-241.59100000000001]
["EE","Battery",37,"IRONB1",44.661000000000001,0,0,-15.677]
["EE","Battery",37,"ISLI_1",2.85,0,0,-1]
["EE","Battery",37,"IVER_1",26.315999999999999,0,0,-9.2379999999999995]
["EE","Battery",37,"JORD_3",45,0,0,-15.795999999999999]
["EE","Battery",37,"KEAD_1",228.9,0,0,-80.350999999999999]
["EE","Battery",37,"KEAR_1",121.27500000000001,0,0,-42.570999999999998]
["EE","Battery",37,"KEAR_3",7,0,0,-2.4569999999999999]
["EE","Battery",37,"KEIT_P",69.933999999999997,0,0,-24.548999999999999]
["EE","Battery",37,"KEMS_1",100.05200000000001,0,0,-35.121000000000002]
["EE","Battery",37,"KIBY_1",2,0,0,-0.70199999999999996]
["EE","Battery",37,"KIIN_P",4.8419999999999996,0,0,-1.7]
["EE","Battery",37,"KILT",42,0,0,-14.743]
["EE","Battery",37,"KILW",29.86,0,0,-10.481999999999999]
["EE","Battery",37,"KINO_1",5.0579999999999998,0,0,-1.776]
["EE","Battery",37,"KIRKB1",6,0,0,-2.1059999999999999]
["EE","Battery",37,"KITW_1",90,0,0,-31.593]
["EE","Battery",37,"KNAR",8,0,0,-2.8079999999999998]
["EE","Battery",37,"LACK_6",6,0,0,-2.1059999999999999]
["EE","Battery",37,"LAND1",118.79900000000001,0,0,-41.701999999999998]
["EE","Battery",37,"LEGA_1",11,0,0,-3.8610000000000002]
["EE","Battery",37,"LEVE",20,0,0,-7.0209999999999999]
["EE","Battery",37,"LINM",24,0,0,-8.4250000000000007]
["EE","Battery",37,"LISD_1",24,0,0,-8.4250000000000007]
["EE","Battery",37,"LITT_C",14.3,0,0,-5.0199999999999996]
["EE","Battery",37,"LOVE_1",16.187000000000001,0,0,-5.6820000000000004]
["EE","Battery",37,"LUNA_P",9.99,0,0,-3.5070000000000001]
["EE","Battery",37,"MACC_3",19,0,0,-6.67]
["EE","Battery",37,"MANN_1",184.68700000000001,0,0,-64.83]
["EE","Battery",37,"MELK_1",197.834,0,0,-69.444999999999993]
["EE","Battery",37,"MITY_1",238.94300000000001,0,0,-83.876000000000005]
["EE","Battery",37,"NECE_1",49.9,0,0,-17.515999999999998]
["EE","Battery",37,"NETS",16,0,0,-5.6159999999999997]
["EE","Battery",37,"NEWX_6",1,0,0,-0.35099999999999998]
["EE","Battery",37,"NFLE",183.26,0,0,-64.33]
["EE","Battery",37,"NINF_1",112.69,0,0,-39.558]
["EE","Battery",37,"NORM_1",163.76,0,0,-57.484999999999999]
["EE","Battery",37,"NORT_1",55.414999999999999,0,0,-19.452000000000002]
["EE","Battery",37,"NURS_1",5.5369999999999999,0,0,-1.944]
["EE","Battery",37,"OCKH_1",118.818,0,0,-41.709000000000003]
["EE","Battery",37,"PADIB1",14.02,0,0,-4.9210000000000003]
["EE","Battery",37,"PAIS",1.8140000000000001,0,0,-0.63700000000000001]
["EE","Battery",37,"PEHS_P",1,0,0,-0.35099999999999998]
["EE","Battery",37,"PELH_1",130,0,0,-45.634]
["EE","Battery",37,"PENE_1",148.03,0,0,-51.963000000000001]
["EE","Battery",37,"PENN_1",449.8,0,0,-157.893]
["EE","Battery",37,"PENW_1",69.094999999999999,0,0,-24.254000000000001]
["EE","Battery",37,"PORD",9.5,0,0,-3.335]
["EE","Battery",37,"PYLE_1",17,0,0,-5.9669999999999996]
["EE","Battery",37,"RAIN_1",21.5,0,0,-7.5469999999999997]
["EE","Battery",37,"RASS_1",12.5,0,0,-4.3879999999999999]
["EE","Battery",37,"RATS_1",271,0,0,-95.129000000000005]
["EE","Battery",37,"RAYL_1",405.55,0,0,-142.36000000000001]
["EE","Battery",37,"REDH",32,0,0,-11.233000000000001]
["EE","Battery",37,"REDM_P",5,0,0,-1.7549999999999999]
["EE","Battery",37,"ROCH_1",95,0,0,-33.347999999999999]
["EE","Battery",37,"RUGEB1",99.89,0,0,-35.064]
["EE","Battery",37,"RYEH_1",7.2149999999999999,0,0,-2.5329999999999999]
["EE","Battery",37,"SALT_1",19.600000000000001,0,0,-6.88]
["EE","Battery",37,"SBAR",91.3,0,0,-32.048999999999999]
["EE","Battery",37,"SEAB1",31,0,0,-10.882]
["EE","Battery",37,"SELL_1",10.5,0,0,-3.6859999999999999]
["EE","Battery",37,"SHRW_1",118.52500000000001,0,0,-41.606000000000002]
["EE","Battery",37,"SPAV",5,0,0,-1.7549999999999999]
["EE","Battery",37,"SPEN_1",176.3,0,0,-61.886000000000003]
["EE","Battery",37,"SSHI_3",35,0,0,-12.286]
["EE","Battery",37,"STAL_1",112,0,0,-39.314999999999998]
["EE","Battery",37,"STAY_1",157.38999999999999,0,0,-55.249000000000002]
["EE","Battery",37,"STEN_1",49.9,0,0,-17.515999999999998]
["EE","Battery",37,"STES_1",5.7,0,0,-2.0009999999999999]
["EE","Battery",37,"STRI_P",19.399999999999999,0,0,-6.81]
["EE","Battery",37,"SUND_1",128.30799999999999,0,0,-45.04]
["EE","Battery",37,"TILBB_1",48,0,0,-16.849]
["EE","Battery",37,"WALH_1",54.999000000000002,0,0,-19.306000000000001]
["EE","Battery",37,"WFIE",25.1,0,0,-8.8109999999999999]
["EE","Battery",37,"WIOW_P",2.105,0,0,-0.73899999999999999]
["EE","Battery",37,"WYMOM_1",6,0,0,-2.1059999999999999]
["EE","Battery",38,"BEDDT1",2,0,0,-0.70199999999999996]
["EE","Battery",38,"BISW_1",216.19300000000001,0,0,-75.89]
["EE","Battery",38,"BRAW_1",12,0,0,-4.2119999999999997]
["EE","Battery",38,"BROX",69.900000000000006,0,0,-24.536999999999999]
["EE","Battery",38,"BUST_1",49.35,0,0,-17.323]
["EE","Battery",38,"CAMB_01",35,0,0,-12.286]
["EE","Battery",38,"CELL_1",187.43,0,0,-65.793000000000006]
["EE","Battery",38,"COVE_1",9.0350000000000001,0,0,-3.1720000000000002]
["EE","Battery",38,"DALM3",91.9,0,0,-32.26]
["EE","Battery",38,"DUGR_P",1.032,0,0,-0.36199999999999999]
["EE","Battery",38,"EKIS",29.9,0,0,-10.496]
["EE","Battery",38,"EXET1",6,0,0,-2.1059999999999999]
["EE","Battery",38,"FRAS_P",1,0,0,-0.35099999999999998]
["EE","Battery",38,"G_EXTRA_2",6,0,0,-2.1059999999999999]
["EE","Battery",38,"INDQ1",221.1,0,0,-77.613]
["EE","Battery",38,"JORD_3",45,0,0,-15.795999999999999]
["EE","Battery",38,"KEMS_1",100.05200000000001,0,0,-35.121000000000002]
["EE","Battery",38,"KINO_1",5.0579999999999998,0,0,-1.776]
["EE","Battery",38,"KIRKB1",6,0,0,-2.1059999999999999]
["EE","Battery",38,"LEGA_1",11,0,0,-3.8610000000000002]
["EE","Battery",38,"LOVE_1",16.187000000000001,0,0,-5.6820000000000004]
["EE","Battery",38,"NETS",16,0,0,-5.6159999999999997]
["EE","Battery",38,"NORT_1",55.414999999999999,0,0,-19.452000000000002]
["EE","Battery",38,"PELH_1",130,0,0,-45.634]
["EE","Battery",38,"PYLE_1",17,0,0,-5.9669999999999996]
["EE","Battery",38,"REDH",32,0,0,-11.233000000000001]
["EE","Battery",38,"SBAR",91.3,0,0,-32.048999999999999]
["EE","Battery",38,"SPEN_1",176.3,0,0,-61.886000000000003]
["EE","Battery",38,"STAY_1",157.38999999999999,0,0,-55.249000000000002]
["EE","Battery",38,"THUR_6",102.8,0,0,-36.085999999999999]
["EE","Battery",38,"USKM_1",32.499000000000002,0,0,-11.407999999999999]
["EE","Battery",38,"WALH_1",54.999000000000002,0,0,-19.306000000000001]
["EE","Battery",38,"WBUR_1",37.756999999999998,0,0,-13.254]
["EE","Battery",38,"WILL_1",6.2,0,0,-2.1760000000000002]
["EE","Battery",38,"WYMOM_1",6,0,0,-2.1059999999999999]
["EE","Battery",39,"BERW",1,0,0,-0.35099999999999998]
["EE","Battery",39,"BISW_1",216.19300000000001,0,0,-75.89]
["EE","Battery",39,"BRAI_1",16.7,0,0,-5.8620000000000001]
["EE","Battery",39,"BRLE_1",182.804,0,0,-64.17]
["EE","Battery",39,"BUST_1",49.35,0,0,-17.323]
["EE","Battery",39,"CARR_1",41.85,0,0,-14.691000000000001]
["EE","Battery",39,"COAT",10,0,0,-3.51]
["EE","Battery",39,"COVE_1",9.0350000000000001,0,0,-3.1720000000000002]
["EE","Battery",39,"DRCR",59.8,0,0,-20.992000000000001]
["EE","Battery",39,"DUGR_P",1.032,0,0,-0.36199999999999999]
["EE","Battery",39,"EKIL",20,0,0,-7.0209999999999999]
["EE","Battery",39,"ERSK",29.9,0,0,-10.496]
["EE","Battery",39,"FRAS_P",1,0,0,-0.35099999999999998]
["EE","Battery",39,"GRIW_1",129.99,0,0,-45.63]
["EE","Battery",39,"INDQ1",221.1,0,0,-77.613]
["EE","Battery",39,"IVER_1",26.315999999999999,0,0,-9.2379999999999995]
["EE","Battery",39,"KEIT_P",69.933999999999997,0,0,-24.548999999999999]
["EE","Battery",39,"KINO_1",5.0579999999999998,0,0,-1.776]
["EE","Battery",39,"LAND1",118.79900000000001,0,0,-41.701999999999998]
["EE","Battery",39,"LITT_C",14.3,0,0,-5.0199999999999996]
["EE","Battery",39,"MITY_1",238.94300000000001,0,0,-83.876000000000005]
["EE","Battery",39,"NFLE",183.26,0,0,-64.33]
["EE","Battery",39,"NORT_1",55.414999999999999,0,0,-19.452000000000002]
["EE","Battery",39,"PEHS_P",1,0,0,-0.35099999999999998]
["EE","Battery",39,"PORD",9.5,0,0,-3.335]
["EE","Battery",39,"REDH",32,0,0,-11.233000000000001]
["EE","Battery",39,"SALT_1",19.600000000000001,0,0,-6.88]
["EE","Battery",39,"SPAV",5,0,0,-1.7549999999999999]
["EE","Battery",39,"STAY_1",157.38999999999999,0,0,-55.249000000000002]
["EE","Battery",39,"THSO_P",21.31,0,0,-7.48]
["EE","Battery",39,"USKM_1",32.499000000000002,0,0,-11.407999999999999]
["EE","Battery",39,"WBOL_6",12.555,0,0,-4.407]
["EE","Battery",39,"WIEN_1",56.895000000000003,0,0,-19.972000000000001]
["EE","Battery",39,"WWEY_1",6,0,0,-2.1059999999999999]
["EE","Battery",40,"ARBR_P",5,0,0,-1.7549999999999999]
["EE","Battery",40,"BERW",1,0,0,-0.35099999999999998]
["EE","Battery",40,"BIRK_1",6,0,0,-2.1059999999999999]
["EE","Battery",40,"BRAC_P",29.798999999999999,0,0,-10.46]
["EE","Battery",40,"BRLE_1",182.804,0,0,-64.17]
["EE","Battery",40,"BUSH_1",176.8,0,0,-62.061999999999998]
["EE","Battery",40,"CARE_1",59.9,0,0,-21.027000000000001]
["EE","Battery",40,"COAT",10,0,0,-3.51]
["EE","Battery",40,"COYL",29.9,0,0,-10.496]
["EE","Battery",40,"DRCR",59.8,0,0,-20.992000000000001]
["EE","Battery",40,"ECLA_1",188.25200000000001,0,0,-66.081999999999994]
["EE","Battery",40,"ENDE_1",76.905000000000001,0,0,-26.995999999999999]
["EE","Battery",40,"FOUR_1",20,0,0,-7.0209999999999999]
["EE","Battery",40,"GREN_1",364.93,0,0,-128.101]
["EE","Battery",40,"HARK_1",126.15,0,0,-44.281999999999996]
["EE","Battery",40,"HAWP_6",49.9,0,0,-17.515999999999998]
["EE","Battery",40,"ISLI_1",2.85,0,0,-1]
["EE","Battery",40,"KEIT_P",69.933999999999997,0,0,-24.548999999999999]
["EE","Battery",40,"KILW",29.86,0,0,-10.481999999999999]
["EE","Battery",40,"LACK_6",6,0,0,-2.1059999999999999]
["EE","Battery",40,"LITT_C",14.3,0,0,-5.0199999999999996]
["EE","Battery",40,"MANN_1",184.68700000000001,0,0,-64.83]
["EE","Battery",40,"NORM_1",163.76,0,0,-57.484999999999999]
["EE","Battery",40,"PAIS",1.8140000000000001,0,0,-0.63700000000000001]
["EE","Battery",40,"PENW_1",69.094999999999999,0,0,-24.254000000000001]
["EE","Battery",40,"RAYL_1",422.55,0,0,-148.327]
["EE","Battery",40,"RYEH_1",7.2149999999999999,0,0,-2.5329999999999999]
["EE","Battery",40,"SHRW_1",118.52500000000001,0,0,-41.606000000000002]
["EE","Battery",40,"STAY_1",157.38999999999999,0,0,-55.249000000000002]
["EE","Battery",40,"STES_1",5.7,0,0,-2.0009999999999999]
["EE","Battery",40,"THSO_P",21.31,0,0,-7.48]
["EE","Battery",40,"TYNE_2",25,0,0,-8.7759999999999998]
["EE","Battery",40,"WASF_1",189.8,0,0,-66.625]
["EE","Battery",40,"WIEN_1",56.895000000000003,0,0,-19.972000000000001]
["EE","Battery",40,"WTHU31",1,0,0,-0.35099999999999998]
["EE","Battery",41,"ALVE1",71.650000000000006,0,0,-25.151]
["EE","Battery",41,"BICF_1",106.55,0,0,-37.402000000000001]
["EE","Battery",41,"BOTW_1",72.144000000000005,0,0,-25.324999999999999]
["EE","Battery",41,"BRID_P",9.49,0,0,-3.331]
["EE","Battery",41,"BURM_1",65.900000000000006,0,0,-23.132999999999999]
["EE","Battery",41,"CAPEA1",41.02,0,0,-14.398999999999999]
["EE","Battery",41,"CARE_1",59.9,0,0,-21.027000000000001]
["EE","Battery",41,"CHTE_1",309.24799999999999,0,0,-108.55500000000001]
["EE","Battery",41,"CREB_1",99.85,0,0,-35.049999999999997]
["EE","Battery",41,"DRAX_1",7.9,0,0,-2.7730000000000001]
["EE","Battery",41,"EASO_1",79.2,0,0,-27.802]
["EE","Battery",41,"ENDE_1",76.905000000000001,0,0,-26.995999999999999]
["EE","Battery",41,"FIDD_P",3.0990000000000002,0,0,-1.0880000000000001]
["EE","Battery",41,"GLNI",10,0,0,-3.51]
["EE","Battery",41,"HARK_1",126.15,0,0,-44.281999999999996]
["EE","Battery",41,"IRONB1",44.661000000000001,0,0,-15.677]
["EE","Battery",41,"KEAR_3",7,0,0,-2.4569999999999999]
["EE","Battery",41,"KILT",42,0,0,-14.743]
["EE","Battery",41,"KNAR",8,0,0,-2.8079999999999998]
["EE","Battery",41,"LACK_6",6,0,0,-2.1059999999999999]
["EE","Battery",41,"LISD_1",24,0,0,-8.4250000000000007]
["EE","Battery",41,"MANN_1",184.68700000000001,0,0,-64.83]
["EE","Battery",41,"NINF_1",146.69,0,0,-51.493000000000002]
["EE","Battery",41,"PADIB1",14.02,0,0,-4.9210000000000003]
["EE","Battery",41,"PENW_1",69.094999999999999,0,0,-24.254000000000001]
["EE","Battery",41,"RATS_1",271,0,0,-95.129000000000005]
["EE","Battery",41,"RUGEB1",99.89,0,0,-35.064]
["EE","Battery",41,"SHRW_1",118.52500000000001,0,0,-41.606000000000002]
["EE","Battery",41,"STES_1",5.7,0,0,-2.0009999999999999]
["EE","Battery",41,"TEMP_3",40,0,0,-14.041]
["EE","Battery",41,"TYNE_1",89.5,0,0,-31.417000000000002]
["EE","Battery",41,"WARL_1",100,0,0,-35.103000000000002]
["EE","Battery",41,"WASF_1",189.8,0,0,-66.625]
["EE","Battery",41,"WIBA_3",2.5990000000000002,0,0,-0.91200000000000003]
["EE","Battery",41,"WTHU31",1,0,0,-0.35099999999999998]
["EE","Battery",42,"ARBR_P",5,0,0,-1.7549999999999999]
["EE","Battery",42,"BESW_1",263.053,0,0,-92.338999999999999]
["EE","Battery",42,"BOTW_1",72.144000000000005,0,0,-25.324999999999999]
["EE","Battery",42,"BRFO_1",222.904,0,0,-78.245999999999995]
["EE","Battery",42,"BUMU_P",1.3660000000000001,0,0,-0.48]
["EE","Battery",42,"CAPEA1",41.02,0,0,-14.398999999999999]
["EE","Battery",42,"CHSI_1",98,0,0,-34.401000000000003]
["EE","Battery",42,"COYL",29.9,0,0,-10.496]
["EE","Battery",42,"DRAK_1",141.5,0,0,-49.670999999999999]
["EE","Battery",42,"DUNO_P",3.5,0,0,-1.2290000000000001]
["EE","Battery",42,"EASO_1",79.2,0,0,-27.802]
["EE","Battery",42,"ELST_1",5.0579999999999998,0,0,-1.776]
["EE","Battery",42,"OSBA_1",211.05,0,0,-74.085000000000008]
["EE","Battery",42,"GLNI",10,0,0,-3.51]
["EE","Battery",42,"HAWP_6",49.9,0,0,-17.515999999999998]
["EE","Battery",42,"IRONB1",44.661000000000001,0,0,-15.677]
["EE","Battery",42,"KEAR_1",121.27500000000001,0,0,-42.570999999999998]
["EE","Battery",42,"KIIN_P",4.8419999999999996,0,0,-1.7]
["EE","Battery",42,"KNAR",8,0,0,-2.8079999999999998]
["EE","Battery",42,"LINM",24,0,0,-8.4250000000000007]
["EE","Battery",42,"MANN_1",184.68700000000001,0,0,-64.83]
["EE","Battery",42,"MITY_1",238.94300000000001,0,0,-83.876000000000005]
["EE","Battery",42,"OCKH_1",118.818,0,0,-41.709000000000003]
["EE","Battery",42,"PADIB1",14.02,0,0,-4.9210000000000003]
["EE","Battery",42,"PENN_1",449.8,0,0,-157.893]
["EE","Battery",42,"RASS_1",12.5,0,0,-4.3879999999999999]
["EE","Battery",42,"RUGEB1",99.89,0,0,-35.064]
["EE","Battery",42,"SELL_1",10.5,0,0,-3.6859999999999999]
["EE","Battery",42,"STES_1",5.7,0,0,-2.0009999999999999]
["EE","Battery",42,"TAUN1",45.399000000000001,0,0,-15.936]
["EE","Battery",42,"TOTT_1",6.32,0,0,-2.2189999999999999]
["EE","Battery",42,"WARL_1",100,0,0,-35.103000000000002]
["EE","Battery",42,"WHGA_1",61.4,0,0,-21.553000000000001]
["EE","Battery",42,"WISD_6",5.6139999999999999,0,0,-1.9710000000000001]
["EE","Battery",42,"WTHU31",1,0,0,-0.35099999999999998]
["EE","Battery",43,"BERW",1,0,0,-0.35099999999999998]
["EE","Battery",43,"BESW_1",263.053,0,0,-92.338999999999999]
["EE","Battery",43,"BOLN_1",51.2,0,0,-17.972999999999999]
["EE","Battery",43,"BRED_1",115.7,0,0,-40.613999999999997]
["EE","Battery",43,"BUMU_P",1.3660000000000001,0,0,-0.48]
["EE","Battery",43,"CANTN1",103.89100000000001,0,0,-36.469000000000001]
["EE","Battery",43,"CHTE_1",309.24799999999999,0,0,-108.55500000000001]
["EE","Battery",43,"COWL_1",47.026000000000003,0,0,-16.507999999999999]
["EE","Battery",43,"DEVO",7.9,0,0,-2.7730000000000001]
["EE","Battery",43,"DUNO_P",3.5,0,0,-1.2290000000000001]
["EE","Battery",43,"ELLA_1",100,0,0,-35.103000000000002]
["EE","Battery",43,"FECK_6",101,0,0,-35.454000000000001]
["EE","Battery",43,"FWIL_P",1.5,0,0,-0.52700000000000002]
["EE","Battery",43,"GRIW_1",129.99,0,0,-45.63]
["EE","Battery",43,"HARK_1",126.15,0,0,-44.281999999999996]
["EE","Battery",43,"IROA1",688.23699999999997,0,0,-241.59100000000001]
["EE","Battery",43,"KEAD_1",228.9,0,0,-80.350999999999999]
["EE","Battery",43,"KIIN_P",4.8419999999999996,0,0,-1.7]
["EE","Battery",43,"KITW_1",90,0,0,-31.593]
["EE","Battery",43,"LINM",24,0,0,-8.4250000000000007]
["EE","Battery",43,"MITY_1",238.94300000000001,0,0,-83.876000000000005]
["EE","Battery",43,"NEWX_6",1,0,0,-0.35099999999999998]
["EE","Battery",43,"OCKH_1",118.818,0,0,-41.709000000000003]
["EE","Battery",43,"PENE_1",148.03,0,0,-51.963000000000001]
["EE","Battery",43,"RAIN_1",21.5,0,0,-7.5469999999999997]
["EE","Battery",43,"ROCH_1",95,0,0,-33.347999999999999]
["EE","Battery",43,"SEAB1",31,0,0,-10.882]
["EE","Battery",43,"SPAV",5,0,0,-1.7549999999999999]
["EE","Battery",43,"STAY_1",157.38999999999999,0,0,-55.249000000000002]
["EE","Battery",43,"SWAN_1",63.915999999999997,0,0,-22.436]
["EE","Battery",43,"TOTT_1",6.32,0,0,-2.2189999999999999]
["EE","Battery",43,"WALP_1",128.57,0,0,-45.131999999999998]
["EE","Battery",43,"WFIE",25.1,0,0,-8.8109999999999999]
["EE","Battery",43,"WISD_6",5.6139999999999999,0,0,-1.9710000000000001]
["EE","Battery",43,"WYMOM_1",6,0,0,-2.1059999999999999]
["EE","Battery",44,"BERW",1,0,0,-0.35099999999999998]
["EE","Battery",44,"BLYTH132",3.5,0,0,-1.2290000000000001]
["EE","Battery",44,"BRAW_1",12,0,0,-4.2119999999999997]
["EE","Battery",44,"BRWA1",220.8,0,0,-77.507000000000005]
["EE","Battery",44,"CAMB_01",35,0,0,-12.286]
["EE","Battery",44,"CANTN1",103.89100000000001,0,0,-36.469000000000001]
["EE","Battery",44,"COCK",59,0,0,-20.710999999999999]
["EE","Battery",44,"COVE_1",9.0350000000000001,0,0,-3.1720000000000002]
["EE","Battery",44,"DEVO",7.9,0,0,-2.7730000000000001]
["EE","Battery",44,"DUNB_B",35.4,0,0,-12.426]
["EE","Battery",44,"EKIS",29.9,0,0,-10.496]
["EE","Battery",44,"FECK_6",101,0,0,-35.454000000000001]
["EE","Battery",44,"FROD_1",31,0,0,-10.882]
["EE","Battery",44,"GRIW_1",129.99,0,0,-45.63]
["EE","Battery",44,"INDQ1",221.1,0,0,-77.613]
["EE","Battery",44,"JORD_3",45,0,0,-15.795999999999999]
["EE","Battery",44,"KIBY_1",2,0,0,-0.70199999999999996]
["EE","Battery",44,"KIRKB1",6,0,0,-2.1059999999999999]
["EE","Battery",44,"LEGA_1",11,0,0,-3.8610000000000002]
["EE","Battery",44,"LEVE",20,0,0,-7.0209999999999999]
["EE","Battery",44,"LUNA_P",9.99,0,0,-3.5070000000000001]
["EE","Battery",44,"NEWX_6",1,0,0,-0.35099999999999998]
["EE","Battery",44,"NURS_1",5.5369999999999999,0,0,-1.944]
["EE","Battery",44,"PELH_1",130,0,0,-45.634]
["EE","Battery",44,"RAIN_1",21.5,0,0,-7.5469999999999997]
["EE","Battery",44,"REDM_P",5,0,0,-1.7549999999999999]
["EE","Battery",44,"SEAB1",31,0,0,-10.882]
["EE","Battery",44,"SSHI_3",35,0,0,-12.286]
["EE","Battery",44,"SUND_1",128.30799999999999,0,0,-45.04]
["EE","Battery",44,"TILBB_1",48,0,0,-16.849]
["EE","Battery",44,"WALH_1",54.999000000000002,0,0,-19.306000000000001]
["EE","Battery",44,"WBUR_1",37.756999999999998,0,0,-13.254]
["EE","Battery",44,"WFIE",25.1,0,0,-8.8109999999999999]
["EE","Battery",44,"WIOW_P",2.105,0,0,-0.73899999999999999]
["EE","Battery",44,"WYMOM_1",6,0,0,-2.1059999999999999]
["EE","Battery",45,"BEDD_1",12,0,0,-4.2119999999999997]
["EE","Battery",45,"BISW_1",216.19300000000001,0,0,-75.89]
["EE","Battery",45,"BRAW_1",12,0,0,-4.2119999999999997]
["EE","Battery",45,"BROX",69.900000000000006,0,0,-24.536999999999999]
["EE","Battery",45,"CAMB_01",35,0,0,-12.286]
["EE","Battery",45,"CELL_1",187.43,0,0,-65.793000000000006]
["EE","Battery",45,"COVE_1",9.0350000000000001,0,0,-3.1720000000000002]
["EE","Battery",45,"DALM3",91.9,0,0,-32.26]
["EE","Battery",45,"DUGR_P",1.032,0,0,-0.36199999999999999]
["EE","Battery",45,"EKIL",20,0,0,-7.0209999999999999]
["EE","Battery",45,"EKIS",29.9,0,0,-10.496]
["EE","Battery",45,"EXET1",6,0,0,-2.1059999999999999]
["EE","Battery",45,"GRIW_1",129.99,0,0,-45.63]
["EE","Battery",45,"G_EXTRA_8",10,0,0,-3.51]
["EE","Battery",45,"HEYS_1",76,0,0,-26.678000000000001]
["EE","Battery",45,"JORD_3",45,0,0,-15.795999999999999]
["EE","Battery",45,"KEMS_1",100.05200000000001,0,0,-35.121000000000002]
["EE","Battery",45,"KINO_1",5.0579999999999998,0,0,-1.776]
["EE","Battery",45,"LEGA_1",11,0,0,-3.8610000000000002]
["EE","Battery",45,"LUNA_P",9.99,0,0,-3.5070000000000001]
["EE","Battery",45,"NETS",16,0,0,-5.6159999999999997]
["EE","Battery",45,"NORT_1",55.414999999999999,0,0,-19.452000000000002]
["EE","Battery",45,"PEHS_P",1,0,0,-0.35099999999999998]
["EE","Battery",45,"PELH_1",130,0,0,-45.634]
["EE","Battery",45,"PYLE_1",17,0,0,-5.9669999999999996]
["EE","Battery",45,"REDM_P",5,0,0,-1.7549999999999999]
["EE","Battery",45,"SBAR",91.3,0,0,-32.048999999999999]
["EE","Battery",45,"SSHI_3",35,0,0,-12.286]
["EE","Battery",45,"SUND_1",128.30799999999999,0,0,-45.04]
["EE","Battery",45,"THUR_6",102.8,0,0,-36.085999999999999]
["EE","Battery",45,"USKM_1",32.499000000000002,0,0,-11.407999999999999]
["EE","Battery",45,"WBUR_1",37.756999999999998,0,0,-13.254]
["EE","Battery",45,"WILL_1",6.2,0,0,-2.1760000000000002]
["EE","Battery",45,"WYMOM_1",6,0,0,-2.1059999999999999]
["EE","Battery",46,"BEDDT1",2,0,0,-0.70199999999999996]
["EE","Battery",46,"BIRK_1",6,0,0,-2.1059999999999999]
["EE","Battery",46,"BISW_1",216.19300000000001,0,0,-75.89]
["EE","Battery",46,"BRAI_1",16.7,0,0,-5.8620000000000001]
["EE","Battery",46,"BROX",69.900000000000006,0,0,-24.536999999999999]
["EE","Battery",46,"BUST_1",49.35,0,0,-17.323]
["EE","Battery",46,"CHIC_1",6.5,0,0,-2.282]
["EE","Battery",46,"CONQA1",6.1,0,0,-2.141]
["EE","Battery",46,"CUPA",12.5,0,0,-4.3879999999999999]
["EE","Battery",46,"DRCR",59.8,0,0,-20.992000000000001]
["EE","Battery",46,"EKIL",20,0,0,-7.0209999999999999]
["EE","Battery",46,"ERSK",29.9,0,0,-10.496]
["EE","Battery",46,"FRAS_P",1,0,0,-0.35099999999999998]
["EE","Battery",46,"FROD_1",31,0,0,-10.882]
["EE","Battery",46,"HAWP_6",49.9,0,0,-17.515999999999998]
["EE","Battery",46,"HEYS_1",76,0,0,-26.678000000000001]
["EE","Battery",46,"IVER_1",26.315999999999999,0,0,-9.2379999999999995]
["EE","Battery",46,"KEIT_P",69.933999999999997,0,0,-24.548999999999999]
["EE","Battery",46,"KINO_1",5.0579999999999998,0,0,-1.776]
["EE","Battery",46,"LAND1",118.79900000000001,0,0,-41.701999999999998]
["EE","Battery",46,"LUNA_P",9.99,0,0,-3.5070000000000001]
["EE","Battery",46,"NECE_1",49.9,0,0,-17.515999999999998]
["EE","Battery",46,"NORM_1",163.76,0,0,-57.484999999999999]
["EE","Battery",46,"PEHS_P",1,0,0,-0.35099999999999998]
["EE","Battery",46,"PORD",9.5,0,0,-3.335]
["EE","Battery",46,"REDH",32,0,0,-11.233000000000001]
["EE","Battery",46,"SALT_1",19.600000000000001,0,0,-6.88]
["EE","Battery",46,"SELL_1",10.5,0,0,-3.6859999999999999]
["EE","Battery",46,"SSHI_3",35,0,0,-12.286]
["EE","Battery",46,"STRI_P",19.399999999999999,0,0,-6.81]
["EE","Battery",46,"THSO_P",21.31,0,0,-7.48]
["EE","Battery",46,"USKM_1",32.499000000000002,0,0,-11.407999999999999]
["EE","Battery",46,"WBOL_6",12.555,0,0,-4.407]
["EE","Battery",46,"WILL_1",6.2,0,0,-2.1760000000000002]
["EE","Battery",47,"ALVE1",71.650000000000006,0,0,-25.151]
["EE","Battery",47,"AXMI1",20.672000000000001,0,0,-7.2560000000000002]
["EE","Battery",47,"BIRK_1",6,0,0,-2.1059999999999999]
["EE","Battery",47,"BRAC_P",29.798999999999999,0,0,-10.46]
["EE","Battery",47,"BRID_P",9.49,0,0,-3.331]
["EE","Battery",47,"BUSH_1",176.8,0,0,-62.061999999999998]
["EE","Battery",47,"CARE_1",59.9,0,0,-21.027000000000001]
["EE","Battery",47,"CHIC_1",6.5,0,0,-2.282]
["EE","Battery",47,"COCK",59,0,0,-20.710999999999999]
["EE","Battery",47,"CREB_1",99.85,0,0,-35.049999999999997]
["EE","Battery",47,"DRCR",59.8,0,0,-20.992000000000001]
["EE","Battery",47,"ECLA_1",188.25200000000001,0,0,-66.081999999999994]
["EE","Battery",47,"ERSK",29.9,0,0,-10.496]
["EE","Battery",47,"FOUR_1",20,0,0,-7.0209999999999999]
["EE","Battery",47,"GLNI",10,0,0,-3.51]
["EE","Battery",47,"HAWP_6",49.9,0,0,-17.515999999999998]
["EE","Battery",47,"ISLI_1",2.85,0,0,-1]
["EE","Battery",47,"KEAR_3",7,0,0,-2.4569999999999999]
["EE","Battery",47,"KILW",29.86,0,0,-10.481999999999999]
["EE","Battery",47,"LACK_6",6,0,0,-2.1059999999999999]
["EE","Battery",47,"LAND1",118.79900000000001,0,0,-41.701999999999998]
["EE","Battery",47,"MANN_1",184.68700000000001,0,0,-64.83]
["EE","Battery",47,"MITY_1",238.94300000000001,0,0,-83.876000000000005]
["EE","Battery",47,"NORM_1",163.76,0,0,-57.484999999999999]
["EE","Battery",47,"PAIS",1.8140000000000001,0,0,-0.63700000000000001]
["EE","Battery",47,"PORD",9.5,0,0,-3.335]
["EE","Battery",47,"RAYL_1",422.55,0,0,-148.327]
["EE","Battery",47,"RYEH_1",7.2149999999999999,0,0,-2.5329999999999999]
["EE","Battery",47,"SELL_1",10.5,0,0,-3.6859999999999999]
["EE","Battery",47,"STES_1",5.7,0,0,-2.0009999999999999]
["EE","Battery",47,"TEMP_3",40,0,0,-14.041]
["EE","Battery",47,"TYNE_2",25,0,0,-8.7759999999999998]
["EE","Battery",47,"WASF_1",189.8,0,0,-66.625]
["EE","Battery",47,"WBOL_6",12.555,0,0,-4.407]
["EE","Battery",47,"WISD_6",5.6139999999999999,0,0,-1.9710000000000001]
["EE","Battery",47,"WWEY_1",6,0,0,-2.1059999999999999]
["EE","Battery",48,"AXMI1",20.672000000000001,0,0,-7.2560000000000002]
["EE","Battery",48,"BICF_1",106.55,0,0,-37.402000000000001]
["EE","Battery",48,"BOTW_1",72.144000000000005,0,0,-25.324999999999999]
["EE","Battery",48,"BRID_P",9.49,0,0,-3.331]
["EE","Battery",48,"BURM_1",65.900000000000006,0,0,-23.132999999999999]
["EE","Battery",48,"CAMB_01",35,0,0,-12.286]
["EE","Battery",48,"COAT",10,0,0,-3.51]
["EE","Battery",48,"COYL",29.9,0,0,-10.496]
["EE","Battery",48,"DRAX_1",7.9,0,0,-2.7730000000000001]
["EE","Battery",48,"EASO_1",79.2,0,0,-27.802]
["EE","Battery",48,"ECLA_1",188.25200000000001,0,0,-66.081999999999994]
["EE","Battery",48,"ENDE_1",76.905000000000001,0,0,-26.995999999999999]
["EE","Battery",48,"GLNI",10,0,0,-3.51]
["EE","Battery",48,"GRIW_1",129.99,0,0,-45.63]
["EE","Battery",48,"HARM_6",7.25,0,0,-2.5449999999999999]
["EE","Battery",48,"IRONB1",44.661000000000001,0,0,-15.677]
["EE","Battery",48,"KEAR_3",7,0,0,-2.4569999999999999]
["EE","Battery",48,"KILT",42,0,0,-14.743]
["EE","Battery",48,"LACK_6",6,0,0,-2.1059999999999999]
["EE","Battery",48,"LINM",24,0,0,-8.4250000000000007]
["EE","Battery",48,"MELK_1",197.834,0,0,-69.444999999999993]
["EE","Battery",48,"NINF_1",146.69,0,0,-51.493000000000002]
["EE","Battery",48,"PADIB1",14.02,0,0,-4.9210000000000003]
["EE","Battery",48,"PAIS",1.8140000000000001,0,0,-0.63700000000000001]
["EE","Battery",48,"PENW_1",69.094999999999999,0,0,-24.254000000000001]
["EE","Battery",48,"RATS_1",271,0,0,-95.129000000000005]
["EE","Battery",48,"SELL_1",10.5,0,0,-3.6859999999999999]
["EE","Battery",48,"SPAV",5,0,0,-1.7549999999999999]
["EE","Battery",48,"STEN_1",49.9,0,0,-17.515999999999998]
["EE","Battery",48,"TEMP_3",40,0,0,-14.041]
["EE","Battery",48,"TYNE_1",89.5,0,0,-31.417000000000002]
["EE","Battery",48,"WASF_1",189.8,0,0,-66.625]
["EE","Battery",48,"WIBA_3",2.5990000000000002,0,0,-0.91200000000000003]
["EE","Battery",48,"WTHU31",1,0,0,-0.35099999999999998]
["EE","Battery",49,"ARBR_P",5,0,0,-1.7549999999999999]
["EE","Battery",49,"BESW_1",263.053,0,0,-92.338999999999999]
["EE","Battery",49,"BOLN_1",51.2,0,0,-17.972999999999999]
["EE","Battery",49,"BOTW_1",72.144000000000005,0,0,-25.324999999999999]
["EE","Battery",49,"BRFO_1",222.904,0,0,-78.245999999999995]
["EE","Battery",49,"BURM_1",65.900000000000006,0,0,-23.132999999999999]
["EE","Battery",49,"CAPEA1",41.02,0,0,-14.398999999999999]
["EE","Battery",49,"CHTE_1",309.24799999999999,0,0,-108.55500000000001]
["EE","Battery",49,"COYL",29.9,0,0,-10.496]
["EE","Battery",49,"DRAK_1",141.5,0,0,-49.670999999999999]
["EE","Battery",49,"EASO_1",79.2,0,0,-27.802]
["EE","Battery",49,"ELST_1",5.0579999999999998,0,0,-1.776]
["EE","Battery",49,"OSBA_1",211.05,0,0,-74.085000000000008]
["EE","Battery",49,"GLNI",10,0,0,-3.51]
["EE","Battery",49,"HARK_1",126.15,0,0,-44.281999999999996]
["EE","Battery",49,"IROA1",688.23699999999997,0,0,-241.59100000000001]
["EE","Battery",49,"IRONB1",44.661000000000001,0,0,-15.677]
["EE","Battery",49,"KEAR_1",121.27500000000001,0,0,-42.570999999999998]
["EE","Battery",49,"KILT",42,0,0,-14.743]
["EE","Battery",49,"KNAR",8,0,0,-2.8079999999999998]
["EE","Battery",49,"LITT_C",14.3,0,0,-5.0199999999999996]
["EE","Battery",49,"MELK_1",197.834,0,0,-69.444999999999993]
["EE","Battery",49,"NFLE",197.81,0,0,-69.436999999999998]
["EE","Battery",49,"OCKH_1",118.818,0,0,-41.709000000000003]
["EE","Battery",49,"PENN_1",449.8,0,0,-157.893]
["EE","Battery",49,"RASS_1",12.5,0,0,-4.3879999999999999]
["EE","Battery",49,"RUGEB1",99.89,0,0,-35.064]
["EE","Battery",49,"RYEH_1",7.2149999999999999,0,0,-2.5329999999999999]
["EE","Battery",49,"STAY_1",157.38999999999999,0,0,-55.249000000000002]
["EE","Battery",49,"STEN_1",49.9,0,0,-17.515999999999998]
["EE","Battery",49,"TAUN1",45.399000000000001,0,0,-15.936]
["EE","Battery",49,"TYNE_1",89.5,0,0,-31.417000000000002]
["EE","Battery",49,"WARL_1",100,0,0,-35.103000000000002]
["EE","Battery",49,"WHGA_1",61.4,0,0,-21.553000000000001]
["EE","Battery",49,"WTHU31",1,0,0,-0.35099999999999998]
["EE","Battery",50,"AMEM_1",119.879,0,0,-42.081000000000003]
["EE","Battery",50,"BERW",1,0,0,-0.35099999999999998]
["EE","Battery",50,"BOLN_1",51.2,0,0,-17.972999999999999]
["EE","Battery",50,"BRED_1",115.7,0,0,-40.613999999999997]
["EE","Battery",50,"BUMU_P",1.3660000000000001,0,0,-0.48]
["EE","Battery",50,"CANTN1",103.89100000000001,0,0,-36.469000000000001]
["EE","Battery",50,"CARR_1",41.85,0,0,-14.691000000000001]
["EE","Battery",50,"CHTE_1",309.24799999999999,0,0,-108.55500000000001]
["EE","Battery",50,"COWL_1",47.026000000000003,0,0,-16.507999999999999]
["EE","Battery",50,"DRAK_1",141.5,0,0,-49.670999999999999]
["EE","Battery",50,"DUNO_P",3.5,0,0,-1.2290000000000001]
["EE","Battery",50,"ELLA_1",100,0,0,-35.103000000000002]
["EE","Battery",50,"OSBA_1",211.05,0,0,-74.085000000000008]
["EE","Battery",50,"GLNI",10,0,0,-3.51]
["EE","Battery",50,"HAMHC1",159,0,0,-55.814]
["EE","Battery",50,"IROA1",688.23699999999997,0,0,-241.59100000000001]
["EE","Battery",50,"KEAD_1",228.9,0,0,-80.350999999999999]
["EE","Battery",50,"KIIN_P",4.8419999999999996,0,0,-1.7]
["EE","Battery",50,"KITW_1",90,0,0,-31.593]
["EE","Battery",50,"LACK_6",6,0,0,-2.1059999999999999]
["EE","Battery",50,"LISD_1",24,0,0,-8.4250000000000007]
["EE","Battery",50,"MANN_1",184.68700000000001,0,0,-64.83]
["EE","Battery",50,"NEWX_6",1,0,0,-0.35099999999999998]
["EE","Battery",50,"OCKH_1",118.818,0,0,-41.709000000000003]
["EE","Battery",50,"PENE_1",148.03,0,0,-51.963000000000001]
["EE","Battery",50,"RASS_1",12.5,0,0,-4.3879999999999999]
["EE","Battery",50,"RYEH_1",7.2149999999999999,0,0,-2.5329999999999999]
["EE","Battery",50,"SELL_1",10.5,0,0,-3.6859999999999999]
["EE","Battery",50,"STAY_1",157.38999999999999,0,0,-55.249000000000002]
["EE","Battery",50,"SWAN_1",63.915999999999997,0,0,-22.436]
["EE","Battery",50,"TOTT_1",6.32,0,0,-2.2189999999999999]
["EE","Battery",50,"WALP_1",128.57,0,0,-45.131999999999998]
["EE","Battery",50,"WFIE",25.1,0,0,-8.8109999999999999]
["EE","Battery",50,"WIBA_3",2.5990000000000002,0,0,-0.91200000000000003]
["EE","Battery",50,"WMEL_1",210.6,0,0,-73.927000000000007]
["EE","LAES",25,"ROCH_1",5,0,0,-2.5]
["EE","LAES",30,"ROCH_1",105,0,0,-52.5]
["EE","LAES",33,"FROD_1",300,0,0,-150]
["EE","LAES",36,"FROD_1",500,0,0,-250]
["EE","LAES",38,"ROCH_1",105,0,0,-52.5]
["EE","LAES",40,"FROD_1",500,0,0,-250]
["EE","LAES",44,"ROCH_1",105,0,0,-52.5]
["EE","LAES",47,"FROD_1",500,0,0,-250]
["EE","LAES",49,"ROCH_1",105,0,0,-52.5]
["EE","CAES",27,"NORT_1",3.294,0,0,-1.647]
["EE","CAES",32,"NORT_1",3.294,0,0,-1.647]
["EE","CAES",33,"NORT_1",3.294,0,0,-1.647]
["EE","CAES",37,"SALL1",120,0,0,-60]
["EE","CAES",39,"NORT_1",3.294,0,0,-1.647]
["EE","CAES",42,"NORT_1",3.294,0,0,-1.647]
["EE","CAES",44,"SALL1",120,0,0,-60]
["EE","CAES",47,"SALL1",120,0,0,-60]
["EE","CAES",50,"NORT_1",3.294,0,0,-1.647]
["EE","PHES",35,"CONQA1",99.9,0,0,-49.95]
["EE","PHES",38,"CONQA1",99.9,0,0,-49.95]
["EE","PHES",47,"CONQA1",99.9,0,0,-49.95]
["HE","Battery",24,"ALVE1",56.65,0,0,-19.885999999999999]
["HE","Battery",24,"BRAC_P",9.9990000000000006,0,0,-3.51]
["HE","Battery",24,"BUMU_P",1.3660000000000001,0,0,-0.48]
["HE","Battery",24,"BURM_1",49.9,0,0,-17.515999999999998]
["HE","Battery",24,"COVE_1",5.0350000000000001,0,0,-1.7669999999999999]
["HE","Battery",24,"FRAS_P",1,0,0,-0.35099999999999998]
["HE","Battery",24,"GREN_1",21.93,0,0,-7.6980000000000004]
["HE","Battery",24,"IRONB1",3.661,0,0,-1.2849999999999999]
["HE","Battery",24,"LAND1",62.899000000000001,0,0,-22.08]
["HE","Battery",24,"MACC_3",19,0,0,-6.67]
["HE","Battery",24,"NFLE",80.260000000000005,0,0,-28.173999999999999]
["HE","Battery",24,"PAIS",1.8140000000000001,0,0,-0.63700000000000001]
["HE","Battery",24,"PENW_1",25.3,0,0,-8.8810000000000002]
["HE","Battery",24,"SSHI_3",35,0,0,-12.286]
["HE","Battery",24,"THSO_P",3,0,0,-1.0529999999999999]
["HE","Battery",24,"TYNE_2",25,0,0,-8.7759999999999998]
["HE","Battery",24,"USKM_1",19.998999999999999,0,0,-7.02]
["HE","Battery",24,"WBOL_6",6.5549999999999997,0,0,-2.3010000000000002]
["HE","Battery",24,"WMEL_1",103.2,0,0,-36.225999999999999]
["HE","Battery",25,"BRAC_P",9.9990000000000006,0,0,-3.51]
["HE","Battery",25,"BRFO_1",207.904,0,0,-72.98]
["HE","Battery",25,"BURM_1",49.9,0,0,-17.515999999999998]
["HE","Battery",25,"CHTE_1",161.80199999999999,0,0,-56.796999999999997]
["HE","Battery",25,"ECLA_1",77.405000000000001,0,0,-27.170999999999999]
["HE","Battery",25,"FOUR_1",20,0,0,-7.0209999999999999]
["HE","Battery",25,"HARM_6",1.25,0,0,-0.439]
["HE","Battery",25,"KEAR_1",58.274999999999999,0,0,-20.456]
["HE","Battery",25,"LACK_6",6,0,0,-2.1059999999999999]
["HE","Battery",25,"LOVE_1",4,0,0,-1.4039999999999999]
["HE","Battery",25,"MACC_3",19,0,0,-6.67]
["HE","Battery",25,"NFLE",80.260000000000005,0,0,-28.173999999999999]
["HE","Battery",25,"PADIB1",8,0,0,-2.8079999999999998]
["HE","Battery",25,"RASS_1",12.5,0,0,-4.3879999999999999]
["HE","Battery",25,"SALT_1",3.6,0,0,-1.264]
["HE","Battery",25,"STAL_1",102.5,0,0,-35.981000000000002]
["HE","Battery",25,"THUR_6",49.9,0,0,-17.515999999999998]
["HE","Battery",25,"USKM_1",19.998999999999999,0,0,-7.02]
["HE","Battery",25,"WBUR_1",36.6,0,0,-12.848000000000001]
["HE","Battery",25,"WWEY_1",6,0,0,-2.1059999999999999]
["HE","Battery",26,"BESW_1",105.5,0,0,-37.033999999999999]
["HE","Battery",26,"BRAI_1",16.7,0,0,-5.8620000000000001]
["HE","Battery",26,"BURM_1",49.9,0,0,-17.515999999999998]
["HE","Battery",26,"BUSH_1",56.5,0,0,-19.832999999999998]
["HE","Battery",26,"CHTE_1",161.80199999999999,0,0,-56.796999999999997]
["HE","Battery",26,"DRCR",29.9,0,0,-10.496]
["HE","Battery",26,"OSBA_1",199.05,0,0,-69.872]
["HE","Battery",26,"GREN_1",61.93,0,0,-21.739000000000001]
["HE","Battery",26,"IRONB1",3.661,0,0,-1.2849999999999999]
["HE","Battery",26,"KEAR_3",7,0,0,-2.4569999999999999]
["HE","Battery",26,"LACK_6",6,0,0,-2.1059999999999999]
["HE","Battery",26,"MACC_3",19,0,0,-6.67]
["HE","Battery",26,"NFLE",80.260000000000005,0,0,-28.173999999999999]
["HE","Battery",26,"PADIB1",8,0,0,-2.8079999999999998]
["HE","Battery",26,"PENW_1",45.3,0,0,-15.901999999999999]
["HE","Battery",26,"SBAR",1.3,0,0,-0.45600000000000002]
["HE","Battery",26,"STAL_1",122.5,0,0,-43.000999999999998]
["HE","Battery",26,"STAY_1",105.29,0,0,-36.96]
["HE","Battery",26,"THSO_P",3,0,0,-1.0529999999999999]
["HE","Battery",26,"USKM_1",19.998999999999999,0,0,-7.02]
["HE","Battery",26,"WBOL_6",6.5549999999999997,0,0,-2.3010000000000002]
["HE","Battery",26,"WWEY_1",6,0,0,-2.1059999999999999]
["HE","Battery",27,"BESW_1",105.5,0,0,-37.033999999999999]
["HE","Battery",27,"BRAC_P",9.9990000000000006,0,0,-3.51]
["HE","Battery",27,"BRWA1",195.8,0,0,-68.731999999999999]
["HE","Battery",27,"CAMB_01",35,0,0,-12.286]
["HE","Battery",27,"CHTE_1",161.80199999999999,0,0,-56.796999999999997]
["HE","Battery",27,"ECLA_1",77.405000000000001,0,0,-27.170999999999999]
["HE","Battery",27,"FOUR_1",20,0,0,-7.0209999999999999]
["HE","Battery",27,"HARK_1",57,0,0,-20.009]
["HE","Battery",27,"HARM_6",1.25,0,0,-0.439]
["HE","Battery",27,"IRONB1",3.661,0,0,-1.2849999999999999]
["HE","Battery",27,"KEAR_3",7,0,0,-2.4569999999999999]
["HE","Battery",27,"LACK_6",6,0,0,-2.1059999999999999]
["HE","Battery",27,"LOVE_1",4,0,0,-1.4039999999999999]
["HE","Battery",27,"NFLE",80.260000000000005,0,0,-28.173999999999999]
["HE","Battery",27,"PAIS",1.8140000000000001,0,0,-0.63700000000000001]
["HE","Battery",27,"PENW_1",45.3,0,0,-15.901999999999999]
["HE","Battery",27,"RUGEB1",99.89,0,0,-35.064]
["HE","Battery",27,"SPEN_1",171.8,0,0,-60.307000000000002]
["HE","Battery",27,"SWAN_1",63.915999999999997,0,0,-22.436]
["HE","Battery",27,"TOTT_1",5.2,0,0,-1.825]
["HE","Battery",27,"TYNE_2",25,0,0,-8.7759999999999998]
["HE","Battery",27,"WASF_1",189.8,0,0,-66.625]
["HE","Battery",27,"WIEN_1",56.895000000000003,0,0,-19.972000000000001]
["HE","Battery",28,"BEDDT1",2,0,0,-0.70199999999999996]
["HE","Battery",28,"BISW_1",109.79300000000001,0,0,-38.540999999999997]
["HE","Battery",28,"BRED_1",75.7,0,0,-26.573]
["HE","Battery",28,"BURM_1",49.9,0,0,-17.515999999999998]
["HE","Battery",28,"CARR_1",12,0,0,-4.2119999999999997]
["HE","Battery",28,"CREB_1",99.85,0,0,-35.049999999999997]
["HE","Battery",28,"ENDE_1",76.905000000000001,0,0,-26.995999999999999]
["HE","Battery",28,"FOUR_1",20,0,0,-7.0209999999999999]
["HE","Battery",28,"HARM_6",1.25,0,0,-0.439]
["HE","Battery",28,"IRONB1",4.6609999999999996,0,0,-1.6359999999999999]
["HE","Battery",28,"KEAR_1",58.274999999999999,0,0,-20.456]
["HE","Battery",28,"KEMS_1",100.05200000000001,0,0,-35.121000000000002]
["HE","Battery",28,"LAND1",112.79900000000001,0,0,-39.595999999999997]
["HE","Battery",28,"MACC_3",19,0,0,-6.67]
["HE","Battery",28,"NFLE",80.260000000000005,0,0,-28.173999999999999]
["HE","Battery",28,"PADIB1",8,0,0,-2.8079999999999998]
["HE","Battery",28,"PENW_1",75.3,0,0,-26.433]
["HE","Battery",28,"ROCH_1",95,0,0,-33.347999999999999]
["HE","Battery",28,"SBAR",1.3,0,0,-0.45600000000000002]
["HE","Battery",28,"SWAN_1",63.915999999999997,0,0,-22.436]
["HE","Battery",28,"TOTT_1",5.2,0,0,-1.825]
["HE","Battery",28,"WARL_1",100,0,0,-35.103000000000002]
["HE","Battery",28,"WHGA_1",50,0,0,-17.550999999999998]
["HE","Battery",29,"ABHA1",179.482,0,0,-63.003]
["HE","Battery",29,"ALVE1",71.650000000000006,0,0,-25.151]
["HE","Battery",29,"BOLN_1",44,0,0,-15.445]
["HE","Battery",29,"BRAI_1",16.7,0,0,-5.8620000000000001]
["HE","Battery",29,"BUMU_P",1.3660000000000001,0,0,-0.48]
["HE","Battery",29,"CANTN1",49.9,0,0,-17.515999999999998]
["HE","Battery",29,"COVE_1",5.0350000000000001,0,0,-1.7669999999999999]
["HE","Battery",29,"ECLA_1",186.352,0,0,-65.415000000000006]
["HE","Battery",29,"EXET1",6,0,0,-2.1059999999999999]
["HE","Battery",29,"FOUR_1",20,0,0,-7.0209999999999999]
["HE","Battery",29,"INDQ1",182.1,0,0,-63.921999999999997]
["HE","Battery",29,"KEAD_1",129.9,0,0,-45.598999999999997]
["HE","Battery",29,"KITW_1",20,0,0,-7.0209999999999999]
["HE","Battery",29,"LINM",20,0,0,-7.0209999999999999]
["HE","Battery",29,"LISD_1",24,0,0,-8.4250000000000007]
["HE","Battery",29,"MELK_1",167.011,0,0,-58.625999999999998]
["HE","Battery",29,"PEHS_P",1,0,0,-0.35099999999999998]
["HE","Battery",29,"PENE_1",148.03,0,0,-51.963000000000001]
["HE","Battery",29,"RAYL_1",229.75,0,0,-80.649000000000001]
["HE","Battery",29,"SEAB1",8.5,0,0,-2.984]
["HE","Battery",29,"STAY_1",156.38999999999999,0,0,-54.896999999999998]
["HE","Battery",29,"THSO_P",3,0,0,-1.0529999999999999]
["HE","Battery",29,"WALP_1",98.57,0,0,-34.600999999999999]
["HE","Battery",29,"WBUR_1",36.6,0,0,-12.848000000000001]
["HE","Battery",29,"WTHU31",1,0,0,-0.35099999999999998]
["HE","Battery",30,"BEDD_1",12,0,0,-4.2119999999999997]
["HE","Battery",30,"BOLN_1",44,0,0,-15.445]
["HE","Battery",30,"BOTW_1",55.290999999999997,0,0,-19.408999999999999]
["HE","Battery",30,"BRLE_1",100.9,0,0,-35.418999999999997]
["HE","Battery",30,"CAPEA1",19.02,0,0,-6.6769999999999996]
["HE","Battery",30,"CELL_1",174.43,0,0,-61.23]
["HE","Battery",30,"DRAX_1",47.9,0,0,-16.814]
["HE","Battery",30,"ENDE_1",76.905000000000001,0,0,-26.995999999999999]
["HE","Battery",30,"FOUR_1",20,0,0,-7.0209999999999999]
["HE","Battery",30,"HARK_1",57,0,0,-20.009]
["HE","Battery",30,"IRONB1",4.6609999999999996,0,0,-1.6359999999999999]
["HE","Battery",30,"JORD_3",45,0,0,-15.795999999999999]
["HE","Battery",30,"LACK_6",6,0,0,-2.1059999999999999]
["HE","Battery",30,"LOVE_1",4,0,0,-1.4039999999999999]
["HE","Battery",30,"NEWX_6",1,0,0,-0.35099999999999998]
["HE","Battery",30,"NFLE",80.260000000000005,0,0,-28.173999999999999]
["HE","Battery",30,"PADIB1",8,0,0,-2.8079999999999998]
["HE","Battery",30,"PENN_1",200.8,0,0,-70.486999999999995]
["HE","Battery",30,"SBAR",91.3,0,0,-32.048999999999999]
["HE","Battery",30,"SPEN_1",171.8,0,0,-60.307000000000002]
["HE","Battery",30,"SWAN_1",63.915999999999997,0,0,-22.436]
["HE","Battery",30,"TILBB_1",48,0,0,-16.849]
["HE","Battery",30,"WALH_1",44.573999999999998,0,0,-15.647]
["HE","Battery",30,"WFIE",25.1,0,0,-8.8109999999999999]
["HE","Battery",30,"WWEY_1",6,0,0,-2.1059999999999999]
["HE","Battery",31,"BEDD_1",12,0,0,-4.2119999999999997]
["HE","Battery",31,"BRAC_P",9.9990000000000006,0,0,-3.51]
["HE","Battery",31,"BROX",69.900000000000006,0,0,-24.536999999999999]
["HE","Battery",31,"BRWA1",195.8,0,0,-68.731999999999999]
["HE","Battery",31,"CAMB_01",35,0,0,-12.286]
["HE","Battery",31,"CELL_1",174.43,0,0,-61.23]
["HE","Battery",31,"DRCR",59.8,0,0,-20.992000000000001]
["HE","Battery",31,"ELST_1",5.0579999999999998,0,0,-1.776]
["HE","Battery",31,"FRAS_P",1,0,0,-0.35099999999999998]
["HE","Battery",31,"HAWP_6",49.9,0,0,-17.515999999999998]
["HE","Battery",31,"ISLI_1",2.85,0,0,-1]
["HE","Battery",31,"KEMS_1",100.05200000000001,0,0,-35.121000000000002]
["HE","Battery",31,"LAND1",112.79900000000001,0,0,-39.595999999999997]
["HE","Battery",31,"LOVE_1",4,0,0,-1.4039999999999999]
["HE","Battery",31,"NEWX_6",1,0,0,-0.35099999999999998]
["HE","Battery",31,"PAIS",1.8140000000000001,0,0,-0.63700000000000001]
["HE","Battery",31,"PEHS_P",1,0,0,-0.35099999999999998]
["HE","Battery",31,"RASS_1",12.5,0,0,-4.3879999999999999]
["HE","Battery",31,"RUGEB1",99.89,0,0,-35.064]
["HE","Battery",31,"SSHI_3",35,0,0,-12.286]
["HE","Battery",31,"SWAN_1",63.915999999999997,0,0,-22.436]
["HE","Battery",31,"TOTT_1",5.2,0,0,-1.825]
["HE","Battery",31,"WARL_1",100,0,0,-35.103000000000002]
["HE","Battery",31,"WHGA_1",50,0,0,-17.550999999999998]
["HE","Battery",32,"ALVE1",71.650000000000006,0,0,-25.151]
["HE","Battery",32,"BESW_1",213.15299999999999,0,0,-74.822999999999993]
["HE","Battery",32,"BRAC_P",9.9990000000000006,0,0,-3.51]
["HE","Battery",32,"BRWA1",195.8,0,0,-68.731999999999999]
["HE","Battery",32,"CANTN1",51.287999999999997,0,0,-18.004000000000001]
["HE","Battery",32,"CAPEA1",19.02,0,0,-6.6769999999999996]
["HE","Battery",32,"COVE_1",5.0350000000000001,0,0,-1.7669999999999999]
["HE","Battery",32,"EASO_1",9.4,0,0,-3.3]
["HE","Battery",32,"EXET1",6,0,0,-2.1059999999999999]
["HE","Battery",32,"FROD_1",31,0,0,-10.882]
["HE","Battery",32,"HAWP_6",49.9,0,0,-17.515999999999998]
["HE","Battery",32,"IVER_1",20,0,0,-7.0209999999999999]
["HE","Battery",32,"KINO_1",5.0579999999999998,0,0,-1.776]
["HE","Battery",32,"LINM",20,0,0,-7.0209999999999999]
["HE","Battery",32,"MANN_1",157.28299999999999,0,0,-55.210999999999999]
["HE","Battery",32,"NINF_1",101.48,0,0,-35.622]
["HE","Battery",32,"PEHS_P",1,0,0,-0.35099999999999998]
["HE","Battery",32,"RASS_1",12.5,0,0,-4.3879999999999999]
["HE","Battery",32,"RAYL_1",229.75,0,0,-80.649000000000001]
["HE","Battery",32,"SBAR",91.3,0,0,-32.048999999999999]
["HE","Battery",32,"STAL_1",122.5,0,0,-43.000999999999998]
["HE","Battery",32,"TEMP_3",40,0,0,-14.041]
["HE","Battery",32,"TYNE_1",67.5,0,0,-23.693999999999999]
["HE","Battery",32,"WARL_1",100,0,0,-35.103000000000002]
["HE","Battery",32,"WIEN_1",56.895000000000003,0,0,-19.972000000000001]
["HE","Battery",33,"BEDDT1",2,0,0,-0.70199999999999996]
["HE","Battery",33,"BISW_1",209.19300000000001,0,0,-73.433000000000007]
["HE","Battery",33,"BRED_1",75.7,0,0,-26.573]
["HE","Battery",33,"BUMU_P",1.3660000000000001,0,0,-0.48]
["HE","Battery",33,"CAPEA1",19.02,0,0,-6.6769999999999996]
["HE","Battery",33,"COVE_1",5.0350000000000001,0,0,-1.7669999999999999]
["HE","Battery",33,"EASO_1",9.4,0,0,-3.3]
["HE","Battery",33,"ELLA_1",100,0,0,-35.103000000000002]
["HE","Battery",33,"FECK_6",1,0,0,-0.35099999999999998]
["HE","Battery",33,"GRIW_1",49.99,0,0,-17.547999999999998]
["HE","Battery",33,"INDQ1",182.1,0,0,-63.921999999999997]
["HE","Battery",33,"JORD_3",45,0,0,-15.795999999999999]
["HE","Battery",33,"KITW_1",20,0,0,-7.0209999999999999]
["HE","Battery",33,"LISD_1",24,0,0,-8.4250000000000007]
["HE","Battery",33,"MELK_1",167.011,0,0,-58.625999999999998]
["HE","Battery",33,"NORT_1",55.414999999999999,0,0,-19.452000000000002]
["HE","Battery",33,"PELH_1",109.6,0,0,-38.472999999999999]
["HE","Battery",33,"RAYL_1",229.75,0,0,-80.649000000000001]
["HE","Battery",33,"SBAR",91.3,0,0,-32.048999999999999]
["HE","Battery",33,"STAL_1",122.5,0,0,-43.000999999999998]
["HE","Battery",33,"STAY_1",157.38999999999999,0,0,-55.249000000000002]
["HE","Battery",33,"THSO_P",3,0,0,-1.0529999999999999]
["HE","Battery",33,"USKM_1",32.499000000000002,0,0,-11.407999999999999]
["HE","Battery",33,"WBOL_6",6.5549999999999997,0,0,-2.3010000000000002]
["HE","Battery",33,"WMEL_1",179.1,0,0,-62.869]
["HE","Battery",34,"BEDDT1",2,0,0,-0.70199999999999996]
["HE","Battery",34,"BISW_1",209.19300000000001,0,0,-73.433000000000007]
["HE","Battery",34,"BROX",69.900000000000006,0,0,-24.536999999999999]
["HE","Battery",34,"BUSH_1",176.8,0,0,-62.061999999999998]
["HE","Battery",34,"CARE_1",49.9,0,0,-17.515999999999998]
["HE","Battery",34,"DRAK_1",141.5,0,0,-49.670999999999999]
["HE","Battery",34,"ELLA_1",100,0,0,-35.103000000000002]
["HE","Battery",34,"FECK_6",1,0,0,-0.35099999999999998]
["HE","Battery",34,"OSBA_1",199.05,0,0,-69.872]
["HE","Battery",34,"HARM_6",1.25,0,0,-0.439]
["HE","Battery",34,"IRONB1",4.6609999999999996,0,0,-1.6359999999999999]
["HE","Battery",34,"KEAR_1",58.274999999999999,0,0,-20.456]
["HE","Battery",34,"KNAR",8,0,0,-2.8079999999999998]
["HE","Battery",34,"LITT_C",12.8,0,0,-4.4930000000000003]
["HE","Battery",34,"MITY_1",271.77100000000002,0,0,-95.4]
["HE","Battery",34,"NORT_1",55.414999999999999,0,0,-19.452000000000002]
["HE","Battery",34,"PENW_1",75.3,0,0,-26.433]
["HE","Battery",34,"REDH",32,0,0,-11.233000000000001]
["HE","Battery",34,"SHRW_1",110.52500000000001,0,0,-38.798000000000002]
["HE","Battery",34,"STEN_1",49.9,0,0,-17.515999999999998]
["HE","Battery",34,"THSO_P",3,0,0,-1.0529999999999999]
["HE","Battery",34,"THUR_6",102.8,0,0,-36.085999999999999]
["HE","Battery",34,"USKM_1",32.499000000000002,0,0,-11.407999999999999]
["HE","Battery",34,"WIEN_1",56.895000000000003,0,0,-19.972000000000001]
["HE","Battery",34,"WWEY_1",6,0,0,-2.1059999999999999]
["HE","Battery",35,"BEDDT1",2,0,0,-0.70199999999999996]
["HE","Battery",35,"BISW_1",216.19300000000001,0,0,-75.89]
["HE","Battery",35,"BRAI_1",16.7,0,0,-5.8620000000000001]
["HE","Battery",35,"BRWA1",200.8,0,0,-70.486999999999995]
["HE","Battery",35,"CANTN1",51.287999999999997,0,0,-18.004000000000001]
["HE","Battery",35,"CARR_1",14.85,0,0,-5.2130000000000001]
["HE","Battery",35,"DEVO",7.9,0,0,-2.7730000000000001]
["HE","Battery",35,"DUNO_P",3.5,0,0,-1.2290000000000001]
["HE","Battery",35,"ENDE_1",76.905000000000001,0,0,-26.995999999999999]
["HE","Battery",35,"ERSK",29.9,0,0,-10.496]
["HE","Battery",35,"FOUR_1",20,0,0,-7.0209999999999999]
["HE","Battery",35,"GRIW_1",49.99,0,0,-17.547999999999998]
["HE","Battery",35,"IRONB1",4.6609999999999996,0,0,-1.6359999999999999]
["HE","Battery",35,"JORD_3",45,0,0,-15.795999999999999]
["HE","Battery",35,"KIIN_P",4.8419999999999996,0,0,-1.7]
["HE","Battery",35,"LACK_6",6,0,0,-2.1059999999999999]
["HE","Battery",35,"LITT_C",14.3,0,0,-5.0199999999999996]
["HE","Battery",35,"NEWX_6",1,0,0,-0.35099999999999998]
["HE","Battery",35,"NURS_1",5.5369999999999999,0,0,-1.944]
["HE","Battery",35,"PAIS",1.8140000000000001,0,0,-0.63700000000000001]
["HE","Battery",35,"RATS_1",271,0,0,-95.129000000000005]
["HE","Battery",35,"RUGEB1",99.89,0,0,-35.064]
["HE","Battery",35,"RYEH_1",7.2149999999999999,0,0,-2.5329999999999999]
["HE","Battery",35,"SPAV",5,0,0,-1.7549999999999999]
["HE","Battery",35,"STEN_1",49.9,0,0,-17.515999999999998]
["HE","Battery",35,"THSO_P",3,0,0,-1.0529999999999999]
["HE","Battery",35,"TYNE_1",67.5,0,0,-23.693999999999999]
["HE","Battery",35,"WBUR_1",37.756999999999998,0,0,-13.254]
["HE","Battery",35,"WILL_1",6.2,0,0,-2.1760000000000002]
["HE","Battery",35,"WWEY_1",6,0,0,-2.1059999999999999]
["HE","Battery",36,"AXMI1",8.0399999999999991,0,0,-2.8220000000000001]
["HE","Battery",36,"BICF_1",106.55,0,0,-37.402000000000001]
["HE","Battery",36,"BOTW_1",56.354999999999997,0,0,-19.782]
["HE","Battery",36,"BRFO_1",222.904,0,0,-78.245999999999995]
["HE","Battery",36,"BUSH_1",176.8,0,0,-62.061999999999998]
["HE","Battery",36,"BUST_1",49.35,0,0,-17.323]
["HE","Battery",36,"CARR_1",26.85,0,0,-9.4250000000000007]
["HE","Battery",36,"CONQA1",6.1,0,0,-2.141]
["HE","Battery",36,"DRAK_1",141.5,0,0,-49.670999999999999]
["HE","Battery",36,"EASO_1",9.4,0,0,-3.3]
["HE","Battery",36,"ENDE_1",76.905000000000001,0,0,-26.995999999999999]
["HE","Battery",36,"FROD_1",31,0,0,-10.882]
["HE","Battery",36,"G_EXTRA_2",6,0,0,-2.1059999999999999]
["HE","Battery",36,"HEYS_1",76,0,0,-26.678000000000001]
["HE","Battery",36,"IVER_1",26.315999999999999,0,0,-9.2379999999999995]
["HE","Battery",36,"KEMS_1",100.05200000000001,0,0,-35.121000000000002]
["HE","Battery",36,"KNAR",8,0,0,-2.8079999999999998]
["HE","Battery",36,"LITT_C",14.3,0,0,-5.0199999999999996]
["HE","Battery",36,"LOVE_1",16.187000000000001,0,0,-5.6820000000000004]
["HE","Battery",36,"NEWX_6",1,0,0,-0.35099999999999998]
["HE","Battery",36,"NURS_1",5.5369999999999999,0,0,-1.944]
["HE","Battery",36,"PENE_1",148.03,0,0,-51.963000000000001]
["HE","Battery",36,"RAIN_1",8.1,0,0,-2.843]
["HE","Battery",36,"REDM_P",5,0,0,-1.7549999999999999]
["HE","Battery",36,"SELL_1",10.5,0,0,-3.6859999999999999]
["HE","Battery",36,"STAL_1",132,0,0,-46.335999999999999]
["HE","Battery",36,"SWAN_1",63.915999999999997,0,0,-22.436]
["HE","Battery",36,"TILBB_1",48,0,0,-16.849]
["HE","Battery",36,"WALH_1",54.999000000000002,0,0,-19.306000000000001]
["HE","Battery",36,"WFIE",25.1,0,0,-8.8109999999999999]
["HE","Battery",36,"WIOW_P",2.105,0,0,-0.73899999999999999]
["HE","Battery",36,"WMEL_1",179.1,0,0,-62.869]
["HE","Battery",37,"ALVE1",71.650000000000006,0,0,-25.151]
["HE","Battery",37,"BEDD_1",12,0,0,-4.2119999999999997]
["HE","Battery",37,"BLYTH132",3.5,0,0,-1.2290000000000001]
["HE","Battery",37,"BRAW_1",12,0,0,-4.2119999999999997]
["HE","Battery",37,"BROX",69.900000000000006,0,0,-24.536999999999999]
["HE","Battery",37,"BUST_1",49.35,0,0,-17.323]
["HE","Battery",37,"CHIC_1",6.5,0,0,-2.282]
["HE","Battery",37,"CREB_1",99.85,0,0,-35.049999999999997]
["HE","Battery",37,"DRAX_1",47.9,0,0,-16.814]
["HE","Battery",37,"ECLA_1",188.25200000000001,0,0,-66.081999999999994]
["HE","Battery",37,"EXET1",6,0,0,-2.1059999999999999]
["HE","Battery",37,"FRAS_P",1,0,0,-0.35099999999999998]
["HE","Battery",37,"GRIW_1",49.99,0,0,-17.547999999999998]
["HE","Battery",37,"G_EXTRA_8",10,0,0,-3.51]
["HE","Battery",37,"HEYS_1",76,0,0,-26.678000000000001]
["HE","Battery",37,"JORD_3",45,0,0,-15.795999999999999]
["HE","Battery",37,"KIBY_1",2,0,0,-0.70199999999999996]
["HE","Battery",37,"KNAR",8,0,0,-2.8079999999999998]
["HE","Battery",37,"LITT_C",14.3,0,0,-5.0199999999999996]
["HE","Battery",37,"MITY_1",291.46899999999999,0,0,-102.31399999999999]
["HE","Battery",37,"NURS_1",5.5369999999999999,0,0,-1.944]
["HE","Battery",37,"PELH_1",130,0,0,-45.634]
["HE","Battery",37,"PYLE_1",17,0,0,-5.9669999999999996]
["HE","Battery",37,"REDM_P",5,0,0,-1.7549999999999999]
["HE","Battery",37,"SBAR",91.3,0,0,-32.048999999999999]
["HE","Battery",37,"SPEN_1",176.3,0,0,-61.886000000000003]
["HE","Battery",37,"SSHI_3",35,0,0,-12.286]
["HE","Battery",37,"SUND_1",128.30799999999999,0,0,-45.04]
["HE","Battery",37,"TILBB_1",48,0,0,-16.849]
["HE","Battery",37,"WALH_1",54.999000000000002,0,0,-19.306000000000001]
["HE","Battery",37,"WBUR_1",37.756999999999998,0,0,-13.254]
["HE","Battery",37,"WIOW_P",2.105,0,0,-0.73899999999999999]
["HE","Battery",37,"WYMOM_1",6,0,0,-2.1059999999999999]
["HE","Battery",38,"BEDDT1",2,0,0,-0.70199999999999996]
["HE","Battery",38,"BISW_1",216.19300000000001,0,0,-75.89]
["HE","Battery",38,"BRAI_1",16.7,0,0,-5.8620000000000001]
["HE","Battery",38,"BROX",69.900000000000006,0,0,-24.536999999999999]
["HE","Battery",38,"BUST_1",49.35,0,0,-17.323]
["HE","Battery",38,"CARR_1",41.85,0,0,-14.691000000000001]
["HE","Battery",38,"CELL_1",174.43,0,0,-61.23]
["HE","Battery",38,"COWL_1",47.026000000000003,0,0,-16.507999999999999]
["HE","Battery",38,"DRAK_1",141.5,0,0,-49.670999999999999]
["HE","Battery",38,"EASO_1",40.4,0,0,-14.182]
["HE","Battery",38,"ENDE_1",76.905000000000001,0,0,-26.995999999999999]
["HE","Battery",38,"FOUR_1",20,0,0,-7.0209999999999999]
["HE","Battery",38,"GREN_1",124.93,0,0,-43.853999999999999]
["HE","Battery",38,"HARK_1",108.15,0,0,-37.963999999999999]
["HE","Battery",38,"IVER_1",26.315999999999999,0,0,-9.2379999999999995]
["HE","Battery",38,"KEAR_3",7,0,0,-2.4569999999999999]
["HE","Battery",38,"KITW_1",20,0,0,-7.0209999999999999]
["HE","Battery",38,"LINM",24,0,0,-8.4250000000000007]
["HE","Battery",38,"MACC_3",19,0,0,-6.67]
["HE","Battery",38,"MANN_1",184.68700000000001,0,0,-64.83]
["HE","Battery",38,"NINF_1",112.69,0,0,-39.558]
["HE","Battery",38,"PEHS_P",1,0,0,-0.35099999999999998]
["HE","Battery",38,"PORD",9.5,0,0,-3.335]
["HE","Battery",38,"RAYL_1",235.75,0,0,-82.754999999999995]
["HE","Battery",38,"SALT_1",19.600000000000001,0,0,-6.88]
["HE","Battery",38,"SPAV",5,0,0,-1.7549999999999999]
["HE","Battery",38,"STEN_1",49.9,0,0,-17.515999999999998]
["HE","Battery",38,"TEMP_3",40,0,0,-14.041]
["HE","Battery",38,"TILBB_1",48,0,0,-16.849]
["HE","Battery",38,"WBOL_6",12.555,0,0,-4.407]
["HE","Battery",38,"WIEN_1",56.895000000000003,0,0,-19.972000000000001]
["HE","Battery",38,"WTHU31",1,0,0,-0.35099999999999998]
["HE","Battery",38,"WWEY_1",6,0,0,-2.1059999999999999]
["HE","Battery",39,"ARBR_P",5,0,0,-1.7549999999999999]
["HE","Battery",39,"BICF_1",106.55,0,0,-37.402000000000001]
["HE","Battery",39,"BRAW_1",12,0,0,-4.2119999999999997]
["HE","Battery",39,"BRID_P",9.49,0,0,-3.331]
["HE","Battery",39,"BUSH_1",176.8,0,0,-62.061999999999998]
["HE","Battery",39,"CARE_1",59.9,0,0,-21.027000000000001]
["HE","Battery",39,"COAT",10,0,0,-3.51]
["HE","Battery",39,"CUPA",12.5,0,0,-4.3879999999999999]
["HE","Battery",39,"DEVO",7.9,0,0,-2.7730000000000001]
["HE","Battery",39,"ELST_1",5.0579999999999998,0,0,-1.776]
["HE","Battery",39,"OSBA_1",211.05,0,0,-74.085000000000008]
["HE","Battery",39,"FWIL_P",1.5,0,0,-0.52700000000000002]
["HE","Battery",39,"GLNI",10,0,0,-3.51]
["HE","Battery",39,"HAMHC1",9,0,0,-3.1589999999999998]
["HE","Battery",39,"INDQ1",221.1,0,0,-77.613]
["HE","Battery",39,"KEAR_3",7,0,0,-2.4569999999999999]
["HE","Battery",39,"KINO_1",5.0579999999999998,0,0,-1.776]
["HE","Battery",39,"LEGA_1",11,0,0,-3.8610000000000002]
["HE","Battery",39,"LUNA_P",9.99,0,0,-3.5070000000000001]
["HE","Battery",39,"NETS",16,0,0,-5.6159999999999997]
["HE","Battery",39,"NURS_1",5.5369999999999999,0,0,-1.944]
["HE","Battery",39,"PELH_1",130,0,0,-45.634]
["HE","Battery",39,"PENN_1",299.8,0,0,-105.239]
["HE","Battery",39,"ROCH_1",95,0,0,-33.347999999999999]
["HE","Battery",39,"SEAB1",31,0,0,-10.882]
["HE","Battery",39,"SELL_1",10.5,0,0,-3.6859999999999999]
["HE","Battery",39,"STAL_1",132,0,0,-46.335999999999999]
["HE","Battery",39,"SUND_1",128.30799999999999,0,0,-45.04]
["HE","Battery",39,"TILBB_1",48,0,0,-16.849]
["HE","Battery",39,"WBOL_6",12.555,0,0,-4.407]
["HE","Battery",39,"WHGA_1",61.4,0,0,-21.553000000000001]
["HE","Battery",39,"WISD_6",5.6139999999999999,0,0,-1.9710000000000001]
["HE","Battery",40,"ABHA1",193.602,0,0,-67.959999999999994]
["HE","Battery",40,"BEDD_1",12,0,0,-4.2119999999999997]
["HE","Battery",40,"BISW_1",216.19300000000001,0,0,-75.89]
["HE","Battery",40,"BRAW_1",12,0,0,-4.2119999999999997]
["HE","Battery",40,"BRID_P",9.49,0,0,-3.331]
["HE","Battery",40,"CAMB_01",35,0,0,-12.286]
["HE","Battery",40,"CANTN1",76.787999999999997,0,0,-26.954999999999998]
["HE","Battery",40,"CHIC_1",6.5,0,0,-2.282]
["HE","Battery",40,"COVE_1",9.0350000000000001,0,0,-3.1720000000000002]
["HE","Battery",40,"DRAK_1",141.5,0,0,-49.670999999999999]
["HE","Battery",40,"EASO_1",59.2,0,0,-20.780999999999999]
["HE","Battery",40,"OSBA_1",211.05,0,0,-74.085000000000008]
["HE","Battery",40,"FRAS_P",1,0,0,-0.35099999999999998]
["HE","Battery",40,"GRIW_1",49.99,0,0,-17.547999999999998]
["HE","Battery",40,"HAWP_6",49.9,0,0,-17.515999999999998]
["HE","Battery",40,"ISLI_1",2.85,0,0,-1]
["HE","Battery",40,"KEAR_3",7,0,0,-2.4569999999999999]
["HE","Battery",40,"KITW_1",20,0,0,-7.0209999999999999]
["HE","Battery",40,"LINM",24,0,0,-8.4250000000000007]
["HE","Battery",40,"LITT_C",14.3,0,0,-5.0199999999999996]
["HE","Battery",40,"MELK_1",197.834,0,0,-69.444999999999993]
["HE","Battery",40,"NINF_1",129.69,0,0,-45.524999999999999]
["HE","Battery",40,"PAIS",1.8140000000000001,0,0,-0.63700000000000001]
["HE","Battery",40,"PENW_1",99.094999999999999,0,0,-34.784999999999997]
["HE","Battery",40,"RAYL_1",235.75,0,0,-82.754999999999995]
["HE","Battery",40,"RUGEB1",99.89,0,0,-35.064]
["HE","Battery",40,"SPAV",5,0,0,-1.7549999999999999]
["HE","Battery",40,"STES_1",5.7,0,0,-2.0009999999999999]
["HE","Battery",40,"TEMP_3",40,0,0,-14.041]
["HE","Battery",40,"TYNE_1",67.5,0,0,-23.693999999999999]
["HE","Battery",40,"WASF_1",189.8,0,0,-66.625]
["HE","Battery",40,"WIBA_3",2.5990000000000002,0,0,-0.91200000000000003]
["HE","Battery",40,"WMEL_1",210.6,0,0,-73.927000000000007]
["HE","Battery",40,"WWEY_1",6,0,0,-2.1059999999999999]
["HE","Battery",41,"ARBR_P",5,0,0,-1.7549999999999999]
["HE","Battery",41,"BICF_1",106.55,0,0,-37.402000000000001]
["HE","Battery",41,"BOTW_1",72.144000000000005,0,0,-25.324999999999999]
["HE","Battery",41,"BRFO_1",222.904,0,0,-78.245999999999995]
["HE","Battery",41,"BURM_1",65.900000000000006,0,0,-23.132999999999999]
["HE","Battery",41,"CARE_1",59.9,0,0,-21.027000000000001]
["HE","Battery",41,"COCK",15,0,0,-5.2649999999999997]
["HE","Battery",41,"CUPA",12.5,0,0,-4.3879999999999999]
["HE","Battery",41,"DRCR",59.8,0,0,-20.992000000000001]
["HE","Battery",41,"ELLA_1",100,0,0,-35.103000000000002]
["HE","Battery",41,"FECK_6",1,0,0,-0.35099999999999998]
["HE","Battery",41,"OSBA_1",211.05,0,0,-74.085000000000008]
["HE","Battery",41,"FWIL_P",1.5,0,0,-0.52700000000000002]
["HE","Battery",41,"HAMHC1",9,0,0,-3.1589999999999998]
["HE","Battery",41,"IROA1",352.73700000000002,0,0,-123.821]
["HE","Battery",41,"KEAD_1",129.9,0,0,-45.598999999999997]
["HE","Battery",41,"KIIN_P",4.8419999999999996,0,0,-1.7]
["HE","Battery",41,"LAND1",118.79900000000001,0,0,-41.701999999999998]
["HE","Battery",41,"LOVE_1",16.187000000000001,0,0,-5.6820000000000004]
["HE","Battery",41,"NETS",16,0,0,-5.6159999999999997]
["HE","Battery",41,"NURS_1",5.5369999999999999,0,0,-1.944]
["HE","Battery",41,"PELH_1",130,0,0,-45.634]
["HE","Battery",41,"RAIN_1",21.5,0,0,-7.5469999999999997]
["HE","Battery",41,"REDM_P",5,0,0,-1.7549999999999999]
["HE","Battery",41,"ROCH_1",95,0,0,-33.347999999999999]
["HE","Battery",41,"SEAB1",31,0,0,-10.882]
["HE","Battery",41,"STAY_1",157.38999999999999,0,0,-55.249000000000002]
["HE","Battery",41,"SWAN_1",63.915999999999997,0,0,-22.436]
["HE","Battery",41,"TILBB_1",48,0,0,-16.849]
["HE","Battery",41,"WALH_1",54.999000000000002,0,0,-19.306000000000001]
["HE","Battery",41,"WFIE",25.1,0,0,-8.8109999999999999]
["HE","Battery",41,"WIOW_P",2.105,0,0,-0.73899999999999999]
["HE","Battery",41,"WYMOM_1",6,0,0,-2.1059999999999999]
["HE","Battery",42,"BEDD_1",12,0,0,-4.2119999999999997]
["HE","Battery",42,"BISW_1",216.19300000000001,0,0,-75.89]
["HE","Battery",42,"BRAW_1",12,0,0,-4.2119999999999997]
["HE","Battery",42,"BROX",69.900000000000006,0,0,-24.536999999999999]
["HE","Battery",42,"BUST_1",49.35,0,0,-17.323]
["HE","Battery",42,"CAMB_01",35,0,0,-12.286]
["HE","Battery",42,"CHIC_1",6.5,0,0,-2.282]
["HE","Battery",42,"COWL_1",47.026000000000003,0,0,-16.507999999999999]
["HE","Battery",42,"DRAK_1",141.5,0,0,-49.670999999999999]
["HE","Battery",42,"EASO_1",79.2,0,0,-27.802]
["HE","Battery",42,"ERSK",29.9,0,0,-10.496]
["HE","Battery",42,"FOUR_1",20,0,0,-7.0209999999999999]
["HE","Battery",42,"GRIW_1",49.99,0,0,-17.547999999999998]
["HE","Battery",42,"HAWP_6",49.9,0,0,-17.515999999999998]
["HE","Battery",42,"ISLI_1",2.85,0,0,-1]
["HE","Battery",42,"KEMS_1",100.05200000000001,0,0,-35.121000000000002]
["HE","Battery",42,"KITW_1",20,0,0,-7.0209999999999999]
["HE","Battery",42,"LINM",24,0,0,-8.4250000000000007]
["HE","Battery",42,"LISD_1",24,0,0,-8.4250000000000007]
["HE","Battery",42,"MANN_1",184.68700000000001,0,0,-64.83]
["HE","Battery",42,"NINF_1",146.69,0,0,-51.493000000000002]
["HE","Battery",42,"PAIS",1.8140000000000001,0,0,-0.63700000000000001]
["HE","Battery",42,"PENW_1",99.094999999999999,0,0,-34.784999999999997]
["HE","Battery",42,"RAYL_1",252.75,0,0,-88.722999999999999]
["HE","Battery",42,"RYEH_1",7.2149999999999999,0,0,-2.5329999999999999]
["HE","Battery",42,"SPAV",5,0,0,-1.7549999999999999]
["HE","Battery",42,"STEN_1",49.9,0,0,-17.515999999999998]
["HE","Battery",42,"STRI_P",19.399999999999999,0,0,-6.81]
["HE","Battery",42,"TYNE_2",25,0,0,-8.7759999999999998]
["HE","Battery",42,"WASF_1",189.8,0,0,-66.625]
["HE","Battery",42,"WIBA_3",2.5990000000000002,0,0,-0.91200000000000003]
["HE","Battery",42,"WIEN_1",56.895000000000003,0,0,-19.972000000000001]
["HE","Battery",42,"WTHU31",1,0,0,-0.35099999999999998]
["HE","Battery",43,"ARBR_P",5,0,0,-1.7549999999999999]
["HE","Battery",43,"BIRK_1",6,0,0,-2.1059999999999999]
["HE","Battery",43,"BOTW_1",72.144000000000005,0,0,-25.324999999999999]
["HE","Battery",43,"BRID_P",9.49,0,0,-3.331]
["HE","Battery",43,"BURM_1",65.900000000000006,0,0,-23.132999999999999]
["HE","Battery",43,"CAPEA1",41.02,0,0,-14.398999999999999]
["HE","Battery",43,"COAT",10,0,0,-3.51]
["HE","Battery",43,"CREB_1",99.85,0,0,-35.049999999999997]
["HE","Battery",43,"DALM3",5.9,0,0,-2.0710000000000002]
["HE","Battery",43,"ELLA_1",100,0,0,-35.103000000000002]
["HE","Battery",43,"FECK_6",1,0,0,-0.35099999999999998]
["HE","Battery",43,"OSBA_1",211.05,0,0,-74.085000000000008]
["HE","Battery",43,"FWIL_P",1.5,0,0,-0.52700000000000002]
["HE","Battery",43,"HAMHC1",9,0,0,-3.1589999999999998]
["HE","Battery",43,"INDQ1",221.1,0,0,-77.613]
["HE","Battery",43,"KEMS_1",100.05200000000001,0,0,-35.121000000000002]
["HE","Battery",43,"KINO_1",5.0579999999999998,0,0,-1.776]
["HE","Battery",43,"LAND1",118.79900000000001,0,0,-41.701999999999998]
["HE","Battery",43,"LOVE_1",16.187000000000001,0,0,-5.6820000000000004]
["HE","Battery",43,"NETS",16,0,0,-5.6159999999999997]
["HE","Battery",43,"NORT_1",55.414999999999999,0,0,-19.452000000000002]
["HE","Battery",43,"PELH_1",130,0,0,-45.634]
["HE","Battery",43,"PENW_1",99.094999999999999,0,0,-34.784999999999997]
["HE","Battery",43,"REDM_P",5,0,0,-1.7549999999999999]
["HE","Battery",43,"ROCH_1",95,0,0,-33.347999999999999]
["HE","Battery",43,"SEAB1",31,0,0,-10.882]
["HE","Battery",43,"SSHI_3",35,0,0,-12.286]
["HE","Battery",43,"SUND_1",128.30799999999999,0,0,-45.04]
["HE","Battery",43,"THUR_6",102.8,0,0,-36.085999999999999]
["HE","Battery",43,"WASF_1",189.8,0,0,-66.625]
["HE","Battery",43,"WFIE",25.1,0,0,-8.8109999999999999]
["HE","Battery",43,"WIOW_P",2.105,0,0,-0.73899999999999999]
["HE","Battery",44,"ABHA1",193.602,0,0,-67.959999999999994]
["HE","Battery",44,"BEDDT1",2,0,0,-0.70199999999999996]
["HE","Battery",44,"BISW_1",216.19300000000001,0,0,-75.89]
["HE","Battery",44,"BRAI_1",16.7,0,0,-5.8620000000000001]
["HE","Battery",44,"BRLE_1",122.804,0,0,-43.107999999999997]
["HE","Battery",44,"BRWA1",220.8,0,0,-77.507000000000005]
["HE","Battery",44,"CAMB_01",35,0,0,-12.286]
["HE","Battery",44,"CELL_1",187.43,0,0,-65.793000000000006]
["HE","Battery",44,"COVE_1",9.0350000000000001,0,0,-3.1720000000000002]
["HE","Battery",44,"DEVO",7.9,0,0,-2.7730000000000001]
["HE","Battery",44,"EASO_1",79.2,0,0,-27.802]
["HE","Battery",44,"ELST_1",5.0579999999999998,0,0,-1.776]
["HE","Battery",44,"FOUR_1",20,0,0,-7.0209999999999999]
["HE","Battery",44,"GRIW_1",49.99,0,0,-17.547999999999998]
["HE","Battery",44,"HARM_6",7.25,0,0,-2.5449999999999999]
["HE","Battery",44,"ISLI_1",2.85,0,0,-1]
["HE","Battery",44,"KEAR_3",7,0,0,-2.4569999999999999]
["HE","Battery",44,"KINO_1",5.0579999999999998,0,0,-1.776]
["HE","Battery",44,"KNAR",8,0,0,-2.8079999999999998]
["HE","Battery",44,"LISD_1",24,0,0,-8.4250000000000007]
["HE","Battery",44,"MANN_1",184.68700000000001,0,0,-64.83]
["HE","Battery",44,"NINF_1",146.69,0,0,-51.493000000000002]
["HE","Battery",44,"PADIB1",14.02,0,0,-4.9210000000000003]
["HE","Battery",44,"PENW_1",99.094999999999999,0,0,-34.784999999999997]
["HE","Battery",44,"RAIN_1",21.5,0,0,-7.5469999999999997]
["HE","Battery",44,"RYEH_1",7.2149999999999999,0,0,-2.5329999999999999]
["HE","Battery",44,"SPAV",5,0,0,-1.7549999999999999]
["HE","Battery",44,"STEN_1",49.9,0,0,-17.515999999999998]
["HE","Battery",44,"TAUN1",45.399000000000001,0,0,-15.936]
["HE","Battery",44,"TYNE_1",67.5,0,0,-23.693999999999999]
["HE","Battery",44,"WARL_1",100,0,0,-35.103000000000002]
["HE","Battery",44,"WFIE",25.1,0,0,-8.8109999999999999]
["HE","Battery",44,"WIEN_1",56.895000000000003,0,0,-19.972000000000001]
["HE","Battery",44,"WTHU31",1,0,0,-0.35099999999999998]
["HE","Battery",45,"ARBR_P",5,0,0,-1.7549999999999999]
["HE","Battery",45,"BESW_1",213.15299999999999,0,0,-74.822999999999993]
["HE","Battery",45,"BOTW_1",72.144000000000005,0,0,-25.324999999999999]
["HE","Battery",45,"BRFO_1",222.904,0,0,-78.245999999999995]
["HE","Battery",45,"BUMU_P",1.3660000000000001,0,0,-0.48]
["HE","Battery",45,"CARE_1",59.9,0,0,-21.027000000000001]
["HE","Battery",45,"COAT",10,0,0,-3.51]
["HE","Battery",45,"CREB_1",99.85,0,0,-35.049999999999997]
["HE","Battery",45,"DRCR",59.8,0,0,-20.992000000000001]
["HE","Battery",45,"EKIS",29.9,0,0,-10.496]
["HE","Battery",45,"ELLA_1",100,0,0,-35.103000000000002]
["HE","Battery",45,"FROD_1",31,0,0,-10.882]
["HE","Battery",45,"FWIL_P",1.5,0,0,-0.52700000000000002]
["HE","Battery",45,"HAMHC1",9,0,0,-3.1589999999999998]
["HE","Battery",45,"INDQ1",221.1,0,0,-77.613]
["HE","Battery",45,"JORD_3",45,0,0,-15.795999999999999]
["HE","Battery",45,"KIIN_P",4.8419999999999996,0,0,-1.7]
["HE","Battery",45,"LACK_6",6,0,0,-2.1059999999999999]
["HE","Battery",45,"LITT_C",14.3,0,0,-5.0199999999999996]
["HE","Battery",45,"NETS",16,0,0,-5.6159999999999997]
["HE","Battery",45,"NORT_1",55.414999999999999,0,0,-19.452000000000002]
["HE","Battery",45,"PELH_1",130,0,0,-45.634]
["HE","Battery",45,"PYLE_1",17,0,0,-5.9669999999999996]
["HE","Battery",45,"RAIN_1",21.5,0,0,-7.5469999999999997]
["HE","Battery",45,"REDM_P",5,0,0,-1.7549999999999999]
["HE","Battery",45,"SEAB1",31,0,0,-10.882]
["HE","Battery",45,"STAL_1",132,0,0,-46.335999999999999]
["HE","Battery",45,"SUND_1",128.30799999999999,0,0,-45.04]
["HE","Battery",45,"THUR_6",102.8,0,0,-36.085999999999999]
["HE","Battery",45,"WALH_1",54.999000000000002,0,0,-19.306000000000001]
["HE","Battery",45,"WBUR_1",37.756999999999998,0,0,-13.254]
["HE","Battery",45,"WIOW_P",2.105,0,0,-0.73899999999999999]
["HE","Battery",46,"ABHA1",193.602,0,0,-67.959999999999994]
["HE","Battery",46,"BEDDT1",2,0,0,-0.70199999999999996]
["HE","Battery",46,"BISW_1",216.19300000000001,0,0,-75.89]
["HE","Battery",46,"BRAI_1",16.7,0,0,-5.8620000000000001]
["HE","Battery",46,"BRAW_1",12,0,0,-4.2119999999999997]
["HE","Battery",46,"BROX",69.900000000000006,0,0,-24.536999999999999]
["HE","Battery",46,"BUST_1",49.35,0,0,-17.323]
["HE","Battery",46,"CELL_1",187.43,0,0,-65.793000000000006]
["HE","Battery",46,"COVE_1",9.0350000000000001,0,0,-3.1720000000000002]
["HE","Battery",46,"DEVO",7.9,0,0,-2.7730000000000001]
["HE","Battery",46,"EASO_1",79.2,0,0,-27.802]
["HE","Battery",46,"ENDE_1",76.905000000000001,0,0,-26.995999999999999]
["HE","Battery",46,"FOUR_1",20,0,0,-7.0209999999999999]
["HE","Battery",46,"GREN_1",124.93,0,0,-43.853999999999999]
["HE","Battery",46,"G_EXTRA_2",6,0,0,-2.1059999999999999]
["HE","Battery",46,"ISLI_1",2.85,0,0,-1]
["HE","Battery",46,"KEAR_3",7,0,0,-2.4569999999999999]
["HE","Battery",46,"KIRKB1",6,0,0,-2.1059999999999999]
["HE","Battery",46,"KITW_1",20,0,0,-7.0209999999999999]
["HE","Battery",46,"LINM",24,0,0,-8.4250000000000007]
["HE","Battery",46,"MANN_1",184.68700000000001,0,0,-64.83]
["HE","Battery",46,"NORM_1",63.76,0,0,-22.382000000000001]
["HE","Battery",46,"PADIB1",14.02,0,0,-4.9210000000000003]
["HE","Battery",46,"PENW_1",99.094999999999999,0,0,-34.784999999999997]
["HE","Battery",46,"RATS_1",271,0,0,-95.129000000000005]
["HE","Battery",46,"RYEH_1",7.2149999999999999,0,0,-2.5329999999999999]
["HE","Battery",46,"SHRW_1",118.52500000000001,0,0,-41.606000000000002]
["HE","Battery",46,"STAY_1",157.38999999999999,0,0,-55.249000000000002]
["HE","Battery",46,"STES_1",5.7,0,0,-2.0009999999999999]
["HE","Battery",46,"TYNE_1",67.5,0,0,-23.693999999999999]
["HE","Battery",46,"WARL_1",100,0,0,-35.103000000000002]
["HE","Battery",46,"WASF_1",189.8,0,0,-66.625]
["HE","Battery",46,"WIBA_3",2.5990000000000002,0,0,-0.91200000000000003]
["HE","Battery",46,"WTHU31",1,0,0,-0.35099999999999998]
["HE","Battery",47,"AMEM_1",119.879,0,0,-42.081000000000003]
["HE","Battery",47,"BISW_1",216.19300000000001,0,0,-75.89]
["HE","Battery",47,"BOTW_1",72.144000000000005,0,0,-25.324999999999999]
["HE","Battery",47,"BRFO_1",222.904,0,0,-78.245999999999995]
["HE","Battery",47,"BURM_1",65.900000000000006,0,0,-23.132999999999999]
["HE","Battery",47,"CAPEA1",41.02,0,0,-14.398999999999999]
["HE","Battery",47,"CHTE_1",270.38200000000001,0,0,-94.912000000000006]
["HE","Battery",47,"CUPA",12.5,0,0,-4.3879999999999999]
["HE","Battery",47,"DRCR",59.8,0,0,-20.992000000000001]
["HE","Battery",47,"EKIS",29.9,0,0,-10.496]
["HE","Battery",47,"ELLA_1",100,0,0,-35.103000000000002]
["HE","Battery",47,"FECK_6",1,0,0,-0.35099999999999998]
["HE","Battery",47,"FWIL_P",1.5,0,0,-0.52700000000000002]
["HE","Battery",47,"G_EXTRA_8",10,0,0,-3.51]
["HE","Battery",47,"IRONB1",4.6609999999999996,0,0,-1.6359999999999999]
["HE","Battery",47,"KEAD_1",129.9,0,0,-45.598999999999997]
["HE","Battery",47,"KIIN_P",4.8419999999999996,0,0,-1.7]
["HE","Battery",47,"LACK_6",6,0,0,-2.1059999999999999]
["HE","Battery",47,"LOVE_1",16.187000000000001,0,0,-5.6820000000000004]
["HE","Battery",47,"MITY_1",291.46899999999999,0,0,-102.31399999999999]
["HE","Battery",47,"NORT_1",55.414999999999999,0,0,-19.452000000000002]
["HE","Battery",47,"OCKH_1",118.818,0,0,-41.709000000000003]
["HE","Battery",47,"PYLE_1",17,0,0,-5.9669999999999996]
["HE","Battery",47,"RAIN_1",21.5,0,0,-7.5469999999999997]
["HE","Battery",47,"REDM_P",5,0,0,-1.7549999999999999]
["HE","Battery",47,"SEAB1",31,0,0,-10.882]
["HE","Battery",47,"SSHI_3",35,0,0,-12.286]
["HE","Battery",47,"STRI_P",19.399999999999999,0,0,-6.81]
["HE","Battery",47,"TOTT_1",6.32,0,0,-2.2189999999999999]
["HE","Battery",47,"WALH_1",54.999000000000002,0,0,-19.306000000000001]
["HE","Battery",47,"WBUR_1",37.756999999999998,0,0,-13.254]
["HE","Battery",47,"WIOW_P",2.105,0,0,-0.73899999999999999]
["HE","Battery",47,"WYMOM_1",6,0,0,-2.1059999999999999]
["HE","Battery",48,"BEDDT1",2,0,0,-0.70199999999999996]
["HE","Battery",48,"BIRK_1",6,0,0,-2.1059999999999999]
["HE","Battery",48,"BOTW_1",72.144000000000005,0,0,-25.324999999999999]
["HE","Battery",48,"BRAW_1",12,0,0,-4.2119999999999997]
["HE","Battery",48,"BROX",69.900000000000006,0,0,-24.536999999999999]
["HE","Battery",48,"BUST_1",49.35,0,0,-17.323]
["HE","Battery",48,"CELL_1",187.43,0,0,-65.793000000000006]
["HE","Battery",48,"CONQA1",6.1,0,0,-2.141]
["HE","Battery",48,"DEVO",7.9,0,0,-2.7730000000000001]
["HE","Battery",48,"DRCR",59.8,0,0,-20.992000000000001]
["HE","Battery",48,"ENDE_1",76.905000000000001,0,0,-26.995999999999999]
["HE","Battery",48,"FOUR_1",20,0,0,-7.0209999999999999]
["HE","Battery",48,"GREN_1",124.93,0,0,-43.853999999999999]
["HE","Battery",48,"HARM_6",7.25,0,0,-2.5449999999999999]
["HE","Battery",48,"IRONB1",4.6609999999999996,0,0,-1.6359999999999999]
["HE","Battery",48,"KEAR_1",91.275000000000006,0,0,-32.04]
["HE","Battery",48,"KIIN_P",4.8419999999999996,0,0,-1.7]
["HE","Battery",48,"KITW_1",20,0,0,-7.0209999999999999]
["HE","Battery",48,"LINM",24,0,0,-8.4250000000000007]
["HE","Battery",48,"MANN_1",184.68700000000001,0,0,-64.83]
["HE","Battery",48,"NFLE",97.81,0,0,-34.334000000000003]
["HE","Battery",48,"PADIB1",14.02,0,0,-4.9210000000000003]
["HE","Battery",48,"PENN_1",299.8,0,0,-105.239]
["HE","Battery",48,"RASS_1",12.5,0,0,-4.3879999999999999]
["HE","Battery",48,"RYEH_1",7.2149999999999999,0,0,-2.5329999999999999]
["HE","Battery",48,"SHRW_1",118.52500000000001,0,0,-41.606000000000002]
["HE","Battery",48,"STEN_1",49.9,0,0,-17.515999999999998]
["HE","Battery",48,"TAUN1",45.399000000000001,0,0,-15.936]
["HE","Battery",48,"TOTT_1",6.32,0,0,-2.2189999999999999]
["HE","Battery",48,"TYNE_1",67.5,0,0,-23.693999999999999]
["HE","Battery",48,"WHGA_1",61.4,0,0,-21.553000000000001]
["HE","Battery",48,"WIBA_3",2.5990000000000002,0,0,-0.91200000000000003]
["HE","Battery",48,"WTHU31",1,0,0,-0.35099999999999998]
["HE","Battery",49,"AMEM_1",119.879,0,0,-42.081000000000003]
["HE","Battery",49,"BESW_1",213.15299999999999,0,0,-74.822999999999993]
["HE","Battery",49,"BOLN_1",51.2,0,0,-17.972999999999999]
["HE","Battery",49,"BRED_1",75.7,0,0,-26.573]
["HE","Battery",49,"BRWA1",220.8,0,0,-77.507000000000005]
["HE","Battery",49,"CAPEA1",41.02,0,0,-14.398999999999999]
["HE","Battery",49,"CHTE_1",270.38200000000001,0,0,-94.912000000000006]
["HE","Battery",49,"CREB_1",99.85,0,0,-35.049999999999997]
["HE","Battery",49,"DRAX_1",47.9,0,0,-16.814]
["HE","Battery",49,"DRCR",59.8,0,0,-20.992000000000001]
["HE","Battery",49,"EKIS",29.9,0,0,-10.496]
["HE","Battery",49,"FECK_6",1,0,0,-0.35099999999999998]
["HE","Battery",49,"FWIL_P",1.5,0,0,-0.52700000000000002]
["HE","Battery",49,"G_EXTRA_8",10,0,0,-3.51]
["HE","Battery",49,"INDQ1",221.1,0,0,-77.613]
["HE","Battery",49,"JORD_3",45,0,0,-15.795999999999999]
["HE","Battery",49,"KIBY_1",2,0,0,-0.70199999999999996]
["HE","Battery",49,"LACK_6",6,0,0,-2.1059999999999999]
["HE","Battery",49,"LOVE_1",16.187000000000001,0,0,-5.6820000000000004]
["HE","Battery",49,"MITY_1",291.46899999999999,0,0,-102.31399999999999]
["HE","Battery",49,"NORT_1",55.414999999999999,0,0,-19.452000000000002]
["HE","Battery",49,"PEHS_P",1,0,0,-0.35099999999999998]
["HE","Battery",49,"PELH_1",130,0,0,-45.634]
["HE","Battery",49,"PYLE_1",17,0,0,-5.9669999999999996]
["HE","Battery",49,"REDH",32,0,0,-11.233000000000001]
["HE","Battery",49,"SEAB1",31,0,0,-10.882]
["HE","Battery",49,"SSHI_3",35,0,0,-12.286]
["HE","Battery",49,"STRI_P",19.399999999999999,0,0,-6.81]
["HE","Battery",49,"THUR_6",102.8,0,0,-36.085999999999999]
["HE","Battery",49,"USKM_1",32.499000000000002,0,0,-11.407999999999999]
["HE","Battery",49,"WBUR_1",37.756999999999998,0,0,-13.254]
["HE","Battery",49,"WILL_1",6.2,0,0,-2.1760000000000002]
["HE","Battery",49,"WYMOM_1",6,0,0,-2.1059999999999999]
["HE","Battery",50,"BEDDT1",2,0,0,-0.70199999999999996]
["HE","Battery",50,"BIRK_1",6,0,0,-2.1059999999999999]
["HE","Battery",50,"BISW_1",216.19300000000001,0,0,-75.89]
["HE","Battery",50,"BRAI_1",16.7,0,0,-5.8620000000000001]
["HE","Battery",50,"BRLE_1",122.804,0,0,-43.107999999999997]
["HE","Battery",50,"BUSH_1",176.8,0,0,-62.061999999999998]
["HE","Battery",50,"CELL_1",187.43,0,0,-65.793000000000006]
["HE","Battery",50,"CONQA1",6.1,0,0,-2.141]
["HE","Battery",50,"DEVO",7.9,0,0,-2.7730000000000001]
["HE","Battery",50,"DUNO_P",3.5,0,0,-1.2290000000000001]
["HE","Battery",50,"ENDE_1",76.905000000000001,0,0,-26.995999999999999]
["HE","Battery",50,"FIDD_P",3.0990000000000002,0,0,-1.0880000000000001]
["HE","Battery",50,"GRIW_1",49.99,0,0,-17.547999999999998]
["HE","Battery",50,"HARM_6",7.25,0,0,-2.5449999999999999]
["HE","Battery",50,"IRONB1",4.6609999999999996,0,0,-1.6359999999999999]
["HE","Battery",50,"ISLI_1",2.85,0,0,-1]
["HE","Battery",50,"KEAR_3",7,0,0,-2.4569999999999999]
["HE","Battery",50,"KIRKB1",6,0,0,-2.1059999999999999]
["HE","Battery",50,"LINM",24,0,0,-8.4250000000000007]
["HE","Battery",50,"MANN_1",184.68700000000001,0,0,-64.83]
["HE","Battery",50,"NFLE",97.81,0,0,-34.334000000000003]
["HE","Battery",50,"PADIB1",14.02,0,0,-4.9210000000000003]
["HE","Battery",50,"PENN_1",299.8,0,0,-105.239]
["HE","Battery",50,"RATS_1",271,0,0,-95.129000000000005]
["HE","Battery",50,"RUGEB1",99.89,0,0,-35.064]
["HE","Battery",50,"SELL_1",10.5,0,0,-3.6859999999999999]
["HE","Battery",50,"STEN_1",49.9,0,0,-17.515999999999998]
["HE","Battery",50,"TAUN1",45.399000000000001,0,0,-15.936]
["HE","Battery",50,"TOTT_1",6.32,0,0,-2.2189999999999999]
["HE","Battery",50,"TYNE_1",67.5,0,0,-23.693999999999999]
["HE","Battery",50,"WARL_1",100,0,0,-35.103000000000002]
["HE","Battery",50,"WIBA_3",2.5990000000000002,0,0,-0.91200000000000003]
["HE","Battery",50,"WMEL_1",210.6,0,0,-73.927000000000007]
["HE","LAES",28,"ROCH_1",5,0,0,-2.5]
["HE","LAES",32,"ROCH_1",105,0,0,-52.5]
["HE","LAES",35,"ROCH_1",105,0,0,-52.5]
["HE","LAES",38,"ROCH_1",105,0,0,-52.5]
["HE","LAES",41,"FROD_1",200,0,0,-100]
["HE","LAES",43,"ROCH_1",105,0,0,-52.5]
["HE","LAES",46,"ROCH_1",105,0,0,-52.5]
["HE","LAES",47,"ROCH_1",105,0,0,-52.5]
["HE","CAES",26,"NORT_1",3.294,0,0,-1.647]
["HE","CAES",27,"NORT_1",3.294,0,0,-1.647]
["HE","CAES",32,"NORT_1",3.294,0,0,-1.647]
["HE","CAES",38,"NORT_1",3.294,0,0,-1.647]
["HE","CAES",43,"NORT_1",3.294,0,0,-1.647]
["HE","CAES",48,"NORT_1",3.294,0,0,-1.647]
["HE","PHES",38,"CONQA1",99.9,0,0,-49.95]
["HE","PHES",42,"CONQA1",99.9,0,0,-49.95]
["HE","PHES",48,"CONQA1",99.9,0,0,-49.95]
["HT","Battery",24,"AMEM_1",112.3,0,0,-39.420999999999999]
["HT","Battery",24,"BRAC_P",9.9990000000000006,0,0,-3.51]
["HT","Battery",24,"BURM_1",49.9,0,0,-17.515999999999998]
["HT","Battery",24,"COVE_1",5.0350000000000001,0,0,-1.7669999999999999]
["HT","Battery",24,"ECLA_1",77.405000000000001,0,0,-27.170999999999999]
["HT","Battery",24,"FECK_6",1,0,0,-0.35099999999999998]
["HT","Battery",24,"GREN_1",21.93,0,0,-7.6980000000000004]
["HT","Battery",24,"ISLI_1",2.85,0,0,-1]
["HT","Battery",24,"LAND1",62.899000000000001,0,0,-22.08]
["HT","Battery",24,"MACC_3",19,0,0,-6.67]
["HT","Battery",24,"NINF_1",101.48,0,0,-35.622]
["HT","Battery",24,"OCKH_1",19.417999999999999,0,0,-6.8159999999999998]
["HT","Battery",24,"RAYL_1",118.3,0,0,-41.527000000000001]
["HT","Battery",24,"STAL_1",16,0,0,-5.6159999999999997]
["HT","Battery",24,"THSO_P",3,0,0,-1.0529999999999999]
["HT","Battery",24,"USKM_1",19.998999999999999,0,0,-7.02]
["HT","Battery",24,"WBOL_6",6.5549999999999997,0,0,-2.3010000000000002]
["HT","Battery",24,"WMEL_1",103.2,0,0,-36.225999999999999]
["HT","Battery",25,"AMEM_1",112.3,0,0,-39.420999999999999]
["HT","Battery",25,"BESW_1",60,0,0,-21.062000000000001]
["HT","Battery",25,"BRFO_1",207.904,0,0,-72.98]
["HT","Battery",25,"BURM_1",49.9,0,0,-17.515999999999998]
["HT","Battery",25,"CELL_1",75.180000000000007,0,0,-26.39]
["HT","Battery",25,"ECLA_1",77.405000000000001,0,0,-27.170999999999999]
["HT","Battery",25,"OSBA_1",99.15,0,0,-34.804000000000002]
["HT","Battery",25,"HARK_1",57,0,0,-20.009]
["HT","Battery",25,"JORD_3",45,0,0,-15.795999999999999]
["HT","Battery",25,"KINO_1",5.0579999999999998,0,0,-1.776]
["HT","Battery",25,"LISD_1",24,0,0,-8.4250000000000007]
["HT","Battery",25,"MELK_1",167.011,0,0,-58.625999999999998]
["HT","Battery",25,"NORM_1",58.76,0,0,-20.626000000000001]
["HT","Battery",25,"PADIB1",8,0,0,-2.8079999999999998]
["HT","Battery",25,"PENE_1",148.03,0,0,-51.963000000000001]
["HT","Battery",25,"REDH",32,0,0,-11.233000000000001]
["HT","Battery",25,"SPEN_1",51.8,0,0,-18.183]
["HT","Battery",25,"SUND_1",117.30800000000001,0,0,-41.179000000000002]
["HT","Battery",25,"TOTT_1",5.2,0,0,-1.825]
["HT","Battery",25,"WALP_1",98.57,0,0,-34.600999999999999]
["HT","Battery",25,"WBUR_1",36.6,0,0,-12.848000000000001]
["HT","Battery",26,"AMEM_1",112.3,0,0,-39.420999999999999]
["HT","Battery",26,"BICF_1",6.65,0,0,-2.3340000000000001]
["HT","Battery",26,"BRFO_1",207.904,0,0,-72.98]
["HT","Battery",26,"BURM_1",49.9,0,0,-17.515999999999998]
["HT","Battery",26,"CAPEA1",19.02,0,0,-6.6769999999999996]
["HT","Battery",26,"CARR_1",12,0,0,-4.2119999999999997]
["HT","Battery",26,"ENDE_1",76.905000000000001,0,0,-26.995999999999999]
["HT","Battery",26,"FECK_6",1,0,0,-0.35099999999999998]
["HT","Battery",26,"GRIW_1",49.99,0,0,-17.547999999999998]
["HT","Battery",26,"IRONB1",53.561,0,0,-18.800999999999998]
["HT","Battery",26,"KEAR_3",7,0,0,-2.4569999999999999]
["HT","Battery",26,"LACK_6",6,0,0,-2.1059999999999999]
["HT","Battery",26,"LOVE_1",4,0,0,-1.4039999999999999]
["HT","Battery",26,"MITY_1",169.345,0,0,-59.445]
["HT","Battery",26,"PAIS",1.8140000000000001,0,0,-0.63700000000000001]
["HT","Battery",26,"RASS_1",12.5,0,0,-4.3879999999999999]
["HT","Battery",26,"RUGEB1",99.89,0,0,-35.064]
["HT","Battery",26,"SPEN_1",101.8,0,0,-35.734999999999999]
["HT","Battery",26,"SSHI_3",35,0,0,-12.286]
["HT","Battery",26,"SWAN_1",63.915999999999997,0,0,-22.436]
["HT","Battery",26,"TOTT_1",5.2,0,0,-1.825]
["HT","Battery",26,"WASF_1",119.8,0,0,-42.052999999999997]
["HT","Battery",26,"WIEN_1",56.895000000000003,0,0,-19.972000000000001]
["HT","Battery",27,"ARBR_P",9.9990000000000006,0,0,-3.51]
["HT","Battery",27,"BISW_1",109.79300000000001,0,0,-38.540999999999997]
["HT","Battery",27,"BRED_1",75.7,0,0,-26.573]
["HT","Battery",27,"BURM_1",49.9,0,0,-17.515999999999998]
["HT","Battery",27,"CAPEA1",19.02,0,0,-6.6769999999999996]
["HT","Battery",27,"CREB_1",99.85,0,0,-35.049999999999997]
["HT","Battery",27,"ERSK",29.9,0,0,-10.496]
["HT","Battery",27,"FROD_1",31,0,0,-10.882]
["HT","Battery",27,"GREN_1",111.93,0,0,-39.290999999999997]
["HT","Battery",27,"INDQ1",101.9,0,0,-35.770000000000003]
["HT","Battery",27,"JORD_3",45,0,0,-15.795999999999999]
["HT","Battery",27,"KINO_1",5.0579999999999998,0,0,-1.776]
["HT","Battery",27,"LITT_C",12.8,0,0,-4.4930000000000003]
["HT","Battery",27,"NECE_1",49.9,0,0,-17.515999999999998]
["HT","Battery",27,"NORT_1",55.414999999999999,0,0,-19.452000000000002]
["HT","Battery",27,"PELH_1",109.6,0,0,-38.472999999999999]
["HT","Battery",27,"RAYL_1",226.95,0,0,-79.665999999999997]
["HT","Battery",27,"SBAR",1.3,0,0,-0.45600000000000002]
["HT","Battery",27,"STEN_1",60.204999999999998,0,0,-21.134]
["HT","Battery",27,"THUR_6",99.8,0,0,-35.033000000000001]
["HT","Battery",27,"USKM_1",38.340000000000003,0,0,-13.459]
["HT","Battery",27,"WALH_1",44.573999999999998,0,0,-15.647]
["HT","Battery",27,"WBUR_1",36.6,0,0,-12.848000000000001]
["HT","Battery",27,"WWEY_1",6,0,0,-2.1059999999999999]
["HT","Battery",28,"BEDD_1",12,0,0,-4.2119999999999997]
["HT","Battery",28,"BOTW_1",55.290999999999997,0,0,-19.408999999999999]
["HT","Battery",28,"BROX",69.900000000000006,0,0,-24.536999999999999]
["HT","Battery",28,"BUST_1",49.35,0,0,-17.323]
["HT","Battery",28,"CARR_1",12,0,0,-4.2119999999999997]
["HT","Battery",28,"DRAK_1",51.5,0,0,-18.077999999999999]
["HT","Battery",28,"ENDE_1",76.905000000000001,0,0,-26.995999999999999]
["HT","Battery",28,"FOUR_1",20,0,0,-7.0209999999999999]
["HT","Battery",28,"HEYS_1",76,0,0,-26.678000000000001]
["HT","Battery",28,"IVER_1",20,0,0,-7.0209999999999999]
["HT","Battery",28,"JORD_3",45,0,0,-15.795999999999999]
["HT","Battery",28,"KINO_1",5.0579999999999998,0,0,-1.776]
["HT","Battery",28,"LEGA_1",5,0,0,-1.7549999999999999]
["HT","Battery",28,"MACC_3",19,0,0,-6.67]
["HT","Battery",28,"NEWX_6",1,0,0,-0.35099999999999998]
["HT","Battery",28,"PEHS_P",1,0,0,-0.35099999999999998]
["HT","Battery",28,"PENW_1",45.3,0,0,-15.901999999999999]
["HT","Battery",28,"ROCH_1",95,0,0,-33.347999999999999]
["HT","Battery",28,"SPEN_1",171.8,0,0,-60.307000000000002]
["HT","Battery",28,"SUND_1",123.508,0,0,-43.354999999999997]
["HT","Battery",28,"TILBB_1",48,0,0,-16.849]
["HT","Battery",28,"WALP_1",98.57,0,0,-34.600999999999999]
["HT","Battery",28,"WASF_1",189.8,0,0,-66.625]
["HT","Battery",28,"WIEN_1",56.895000000000003,0,0,-19.972000000000001]
["HT","Battery",29,"ABHA1",179.482,0,0,-63.003]
["HT","Battery",29,"BEDD_1",12,0,0,-4.2119999999999997]
["HT","Battery",29,"BOTW_1",55.290999999999997,0,0,-19.408999999999999]
["HT","Battery",29,"BRLE_1",100.9,0,0,-35.418999999999997]
["HT","Battery",29,"BUSH_1",176.8,0,0,-62.061999999999998]
["HT","Battery",29,"CHTE_1",170.482,0,0,-59.844000000000001]
["HT","Battery",29,"DRAK_1",51.5,0,0,-18.077999999999999]
["HT","Battery",29,"ELST_1",5.0579999999999998,0,0,-1.776]
["HT","Battery",29,"OSBA_1",149.05000000000001,0,0,-52.321000000000005]
["HT","Battery",29,"GRIW_1",145.47,0,0,-51.064]
["HT","Battery",29,"IRONB1",54.561,0,0,-19.152999999999999]
["HT","Battery",29,"ISLI_1",2.85,0,0,-1]
["HT","Battery",29,"LACK_6",6,0,0,-2.1059999999999999]
["HT","Battery",29,"LAND1",112.79900000000001,0,0,-39.595999999999997]
["HT","Battery",29,"LOVE_1",4,0,0,-1.4039999999999999]
["HT","Battery",29,"NECE_1",49.9,0,0,-17.515999999999998]
["HT","Battery",29,"NORT_1",55.414999999999999,0,0,-19.452000000000002]
["HT","Battery",29,"PELH_1",109.6,0,0,-38.472999999999999]
["HT","Battery",29,"REDH",32,0,0,-11.233000000000001]
["HT","Battery",29,"SEAB1",8.5,0,0,-2.984]
["HT","Battery",29,"STEN_1",60.204999999999998,0,0,-21.134]
["HT","Battery",29,"THUR_6",102.8,0,0,-36.085999999999999]
["HT","Battery",29,"USKM_1",50.84,0,0,-17.846]
["HT","Battery",29,"WBUR_1",36.6,0,0,-12.848000000000001]
["HT","Battery",29,"WMEL_1",179.1,0,0,-62.869]
["HT","Battery",30,"ABHA1",179.482,0,0,-63.003]
["HT","Battery",30,"BEDDT1",2,0,0,-0.70199999999999996]
["HT","Battery",30,"BISW_1",109.79300000000001,0,0,-38.540999999999997]
["HT","Battery",30,"BRFO_1",207.904,0,0,-72.98]
["HT","Battery",30,"BURM_1",49.9,0,0,-17.515999999999998]
["HT","Battery",30,"CAPEA1",19.02,0,0,-6.6769999999999996]
["HT","Battery",30,"COYL",29.9,0,0,-10.496]
["HT","Battery",30,"ELLA_1",100,0,0,-35.103000000000002]
["HT","Battery",30,"EXET1",6,0,0,-2.1059999999999999]
["HT","Battery",30,"FROD_1",31,0,0,-10.882]
["HT","Battery",30,"HEYS_1",76,0,0,-26.678000000000001]
["HT","Battery",30,"JORD_3",45,0,0,-15.795999999999999]
["HT","Battery",30,"KINO_1",5.0579999999999998,0,0,-1.776]
["HT","Battery",30,"LEGA_1",5,0,0,-1.7549999999999999]
["HT","Battery",30,"LITT_C",12.8,0,0,-4.4930000000000003]
["HT","Battery",30,"MANN_1",157.28299999999999,0,0,-55.210999999999999]
["HT","Battery",30,"NINF_1",101.48,0,0,-35.622]
["HT","Battery",30,"PAIS",1.8140000000000001,0,0,-0.63700000000000001]
["HT","Battery",30,"PENW_1",45.3,0,0,-15.901999999999999]
["HT","Battery",30,"RUGEB1",99.89,0,0,-35.064]
["HT","Battery",30,"SPEN_1",171.8,0,0,-60.307000000000002]
["HT","Battery",30,"STEN_1",60.204999999999998,0,0,-21.134]
["HT","Battery",30,"TOTT_1",5.2,0,0,-1.825]
["HT","Battery",30,"WALP_1",98.57,0,0,-34.600999999999999]
["HT","Battery",30,"WHGA_1",50,0,0,-17.550999999999998]
["HT","Battery",30,"WWEY_1",6,0,0,-2.1059999999999999]
["HT","Battery",31,"BEDDT1",2,0,0,-0.70199999999999996]
["HT","Battery",31,"BEDD_1",12,0,0,-4.2119999999999997]
["HT","Battery",31,"BRED_1",75.7,0,0,-26.573]
["HT","Battery",31,"BROX",69.900000000000006,0,0,-24.536999999999999]
["HT","Battery",31,"BUST_1",49.35,0,0,-17.323]
["HT","Battery",31,"CARR_1",12,0,0,-4.2119999999999997]
["HT","Battery",31,"DRAK_1",141.5,0,0,-49.670999999999999]
["HT","Battery",31,"EKIL",20,0,0,-7.0209999999999999]
["HT","Battery",31,"EXET1",6,0,0,-2.1059999999999999]
["HT","Battery",31,"FRAS_P",1,0,0,-0.35099999999999998]
["HT","Battery",31,"IROA1",339.53699999999998,0,0,-119.187]
["HT","Battery",31,"KEAR_1",88.275000000000006,0,0,-30.986999999999998]
["HT","Battery",31,"KNAR",8,0,0,-2.8079999999999998]
["HT","Battery",31,"LISD_1",24,0,0,-8.4250000000000007]
["HT","Battery",31,"LITT_C",12.8,0,0,-4.4930000000000003]
["HT","Battery",31,"MELK_1",167.011,0,0,-58.625999999999998]
["HT","Battery",31,"NINF_1",101.48,0,0,-35.622]
["HT","Battery",31,"PELH_1",109.6,0,0,-38.472999999999999]
["HT","Battery",31,"RATS_1",71,0,0,-24.922999999999998]
["HT","Battery",31,"SBAR",91.3,0,0,-32.048999999999999]
["HT","Battery",31,"STAL_1",102.5,0,0,-35.981000000000002]
["HT","Battery",31,"TAUN1",45.399000000000001,0,0,-15.936]
["HT","Battery",31,"TYNE_1",39.5,0,0,-13.866]
["HT","Battery",31,"WARL_1",100,0,0,-35.103000000000002]
["HT","Battery",31,"WILL_1",40,0,0,-14.041]
["HT","Battery",32,"ALVE1",71.650000000000006,0,0,-25.151]
["HT","Battery",32,"BERW",1,0,0,-0.35099999999999998]
["HT","Battery",32,"BESW_1",213.15299999999999,0,0,-74.822999999999993]
["HT","Battery",32,"BRAC_P",9.9990000000000006,0,0,-3.51]
["HT","Battery",32,"BROX",69.900000000000006,0,0,-24.536999999999999]
["HT","Battery",32,"BUST_1",49.35,0,0,-17.323]
["HT","Battery",32,"CHTE_1",270.38200000000001,0,0,-94.912000000000006]
["HT","Battery",32,"DRCR",59.8,0,0,-20.992000000000001]
["HT","Battery",32,"ELST_1",5.0579999999999998,0,0,-1.776]
["HT","Battery",32,"OSBA_1",149.05000000000001,0,0,-52.321000000000005]
["HT","Battery",32,"HARK_1",57,0,0,-20.009]
["HT","Battery",32,"IRONB1",54.561,0,0,-19.152999999999999]
["HT","Battery",32,"KEAR_1",88.275000000000006,0,0,-30.986999999999998]
["HT","Battery",32,"LAND1",112.79900000000001,0,0,-39.595999999999997]
["HT","Battery",32,"LOVE_1",4,0,0,-1.4039999999999999]
["HT","Battery",32,"LUNA_P",20.8,0,0,-7.3010000000000002]
["HT","Battery",32,"NECE_1",49.9,0,0,-17.515999999999998]
["HT","Battery",32,"NORT_1",55.414999999999999,0,0,-19.452000000000002]
["HT","Battery",32,"RATS_1",271,0,0,-95.129000000000005]
["HT","Battery",32,"REDH",32,0,0,-11.233000000000001]
["HT","Battery",32,"SHRW_1",110.52500000000001,0,0,-38.798000000000002]
["HT","Battery",32,"STEN_1",60.204999999999998,0,0,-21.134]
["HT","Battery",32,"THSO_P",3,0,0,-1.0529999999999999]
["HT","Battery",32,"USKM_1",50.84,0,0,-17.846]
["HT","Battery",32,"WBOL_6",6.5549999999999997,0,0,-2.3010000000000002]
["HT","Battery",32,"WMEL_1",179.1,0,0,-62.869]
["HT","Battery",33,"ARBR_P",9.9990000000000006,0,0,-3.51]
["HT","Battery",33,"BICF_1",106.55,0,0,-37.402000000000001]
["HT","Battery",33,"BISW_1",209.19300000000001,0,0,-73.433000000000007]
["HT","Battery",33,"BRED_1",75.7,0,0,-26.573]
["HT","Battery",33,"BUMU_P",1.3660000000000001,0,0,-0.48]
["HT","Battery",33,"CAPEA1",19.02,0,0,-6.6769999999999996]
["HT","Battery",33,"COVE_1",5.0350000000000001,0,0,-1.7669999999999999]
["HT","Battery",33,"ECLA_1",186.352,0,0,-65.415000000000006]
["HT","Battery",33,"ERSK",29.9,0,0,-10.496]
["HT","Battery",33,"FRAS_P",1,0,0,-0.35099999999999998]
["HT","Battery",33,"HEYS_1",76,0,0,-26.678000000000001]
["HT","Battery",33,"IVER_1",20,0,0,-7.0209999999999999]
["HT","Battery",33,"KEMS_1",100.05200000000001,0,0,-35.121000000000002]
["HT","Battery",33,"LEGA_1",5,0,0,-1.7549999999999999]
["HT","Battery",33,"MACC_3",19,0,0,-6.67]
["HT","Battery",33,"MANN_1",157.28299999999999,0,0,-55.210999999999999]
["HT","Battery",33,"NFLE",180.26,0,0,-63.277000000000001]
["HT","Battery",33,"PADIB1",8,0,0,-2.8079999999999998]
["HT","Battery",33,"PENW_1",45.3,0,0,-15.901999999999999]
["HT","Battery",33,"ROCH_1",95,0,0,-33.347999999999999]
["HT","Battery",33,"SHRW_1",110.52500000000001,0,0,-38.798000000000002]
["HT","Battery",33,"SWAN_1",63.915999999999997,0,0,-22.436]
["HT","Battery",33,"TILBB_1",48,0,0,-16.849]
["HT","Battery",33,"WALP_1",98.57,0,0,-34.600999999999999]
["HT","Battery",33,"WFIE",25.1,0,0,-8.8109999999999999]
["HT","Battery",33,"WTHU31",1,0,0,-0.35099999999999998]
["HT","Battery",34,"BEDDT1",2,0,0,-0.70199999999999996]
["HT","Battery",34,"BEDD_1",12,0,0,-4.2119999999999997]
["HT","Battery",34,"BLYTH132",3.5,0,0,-1.2290000000000001]
["HT","Battery",34,"BRED_1",75.7,0,0,-26.573]
["HT","Battery",34,"BUMU_P",1.3660000000000001,0,0,-0.48]
["HT","Battery",34,"CAPEA1",26.02,0,0,-9.1340000000000003]
["HT","Battery",34,"CHTE_1",270.38200000000001,0,0,-94.912000000000006]
["HT","Battery",34,"CREB_1",99.85,0,0,-35.049999999999997]
["HT","Battery",34,"DUNO_P",3.5,0,0,-1.2290000000000001]
["HT","Battery",34,"ELST_1",5.0579999999999998,0,0,-1.776]
["HT","Battery",34,"FIDD_P",3.0990000000000002,0,0,-1.0880000000000001]
["HT","Battery",34,"GREN_1",115.93,0,0,-40.695]
["HT","Battery",34,"HARM_6",7.25,0,0,-2.5449999999999999]
["HT","Battery",34,"IVER_1",26.315999999999999,0,0,-9.2379999999999995]
["HT","Battery",34,"KEMS_1",100.05200000000001,0,0,-35.121000000000002]
["HT","Battery",34,"KIBY_1",2,0,0,-0.70199999999999996]
["HT","Battery",34,"LACK_6",6,0,0,-2.1059999999999999]
["HT","Battery",34,"LITT_C",14.3,0,0,-5.0199999999999996]
["HT","Battery",34,"MITY_1",228.94300000000001,0,0,-80.366]
["HT","Battery",34,"NORM_1",163.76,0,0,-57.484999999999999]
["HT","Battery",34,"PAIS",1.8140000000000001,0,0,-0.63700000000000001]
["HT","Battery",34,"PYLE_1",7,0,0,-2.4569999999999999]
["HT","Battery",34,"RUGEB1",99.89,0,0,-35.064]
["HT","Battery",34,"SEAB1",11,0,0,-3.8610000000000002]
["HT","Battery",34,"STAL_1",102.5,0,0,-35.981000000000002]
["HT","Battery",34,"SWAN_1",63.915999999999997,0,0,-22.436]
["HT","Battery",34,"TOTT_1",6.32,0,0,-2.2189999999999999]
["HT","Battery",34,"WALP_1",101.57,0,0,-35.654000000000003]
["HT","Battery",34,"WFIE",25.1,0,0,-8.8109999999999999]
["HT","Battery",34,"WIEN_1",56.895000000000003,0,0,-19.972000000000001]
["HT","Battery",34,"WMEL_1",179.1,0,0,-62.869]
["HT","Battery",35,"AMEM_1",119.879,0,0,-42.081000000000003]
["HT","Battery",35,"BERW",1,0,0,-0.35099999999999998]
["HT","Battery",35,"BLYTH132",3.5,0,0,-1.2290000000000001]
["HT","Battery",35,"BRED_1",75.7,0,0,-26.573]
["HT","Battery",35,"BRWA1",200.8,0,0,-70.486999999999995]
["HT","Battery",35,"CARE_1",49.9,0,0,-17.515999999999998]
["HT","Battery",35,"CHTE_1",270.38200000000001,0,0,-94.912000000000006]
["HT","Battery",35,"COYL",29.9,0,0,-10.496]
["HT","Battery",35,"DRCR",59.8,0,0,-20.992000000000001]
["HT","Battery",35,"EKIL",20,0,0,-7.0209999999999999]
["HT","Battery",35,"EXET1",6,0,0,-2.1059999999999999]
["HT","Battery",35,"FECK_6",1,0,0,-0.35099999999999998]
["HT","Battery",35,"GRIW_1",145.47,0,0,-51.064]
["HT","Battery",35,"HAMHC1",9,0,0,-3.1589999999999998]
["HT","Battery",35,"IROA1",552.73699999999997,0,0,-194.02699999999999]
["HT","Battery",35,"KEAD_1",246.9,0,0,-86.668999999999997]
["HT","Battery",35,"KINO_1",5.0579999999999998,0,0,-1.776]
["HT","Battery",35,"LAND1",118.79900000000001,0,0,-41.701999999999998]
["HT","Battery",35,"LUNA_P",20.8,0,0,-7.3010000000000002]
["HT","Battery",35,"MELK_1",197.834,0,0,-69.444999999999993]
["HT","Battery",35,"NURS_1",5.5369999999999999,0,0,-1.944]
["HT","Battery",35,"PENE_1",148.03,0,0,-51.963000000000001]
["HT","Battery",35,"RAIN_1",8.1,0,0,-2.843]
["HT","Battery",35,"REDM_P",5,0,0,-1.7549999999999999]
["HT","Battery",35,"ROCH_1",95,0,0,-33.347999999999999]
["HT","Battery",35,"SPAV",5,0,0,-1.7549999999999999]
["HT","Battery",35,"STAY_1",157.38999999999999,0,0,-55.249000000000002]
["HT","Battery",35,"SWAN_1",63.915999999999997,0,0,-22.436]
["HT","Battery",35,"TILBB_1",48,0,0,-16.849]
["HT","Battery",35,"WALP_1",101.57,0,0,-35.654000000000003]
["HT","Battery",35,"WFIE",25.1,0,0,-8.8109999999999999]
["HT","Battery",35,"WIOW_P",2.105,0,0,-0.73899999999999999]
["HT","Battery",35,"WTHU31",1,0,0,-0.35099999999999998]
["HT","Battery",36,"BEDD_1",12,0,0,-4.2119999999999997]
["HT","Battery",36,"BLYTH132",3.5,0,0,-1.2290000000000001]
["HT","Battery",36,"BRAW_1",12,0,0,-4.2119999999999997]
["HT","Battery",36,"BROX",69.900000000000006,0,0,-24.536999999999999]
["HT","Battery",36,"BRWA1",200.8,0,0,-70.486999999999995]
["HT","Battery",36,"CAMB_01",35,0,0,-12.286]
["HT","Battery",36,"COAT",10,0,0,-3.51]
["HT","Battery",36,"COYL",29.9,0,0,-10.496]
["HT","Battery",36,"DRAK_1",141.5,0,0,-49.670999999999999]
["HT","Battery",36,"ECLA_1",188.25200000000001,0,0,-66.081999999999994]
["HT","Battery",36,"ENDE_1",76.905000000000001,0,0,-26.995999999999999]
["HT","Battery",36,"FIDD_P",3.0990000000000002,0,0,-1.0880000000000001]
["HT","Battery",36,"GREN_1",124.93,0,0,-43.853999999999999]
["HT","Battery",36,"HAMHC1",9,0,0,-3.1589999999999998]
["HT","Battery",36,"IVER_1",26.315999999999999,0,0,-9.2379999999999995]
["HT","Battery",36,"KEMS_1",100.05200000000001,0,0,-35.121000000000002]
["HT","Battery",36,"KITW_1",20,0,0,-7.0209999999999999]
["HT","Battery",36,"KNAR",8,0,0,-2.8079999999999998]
["HT","Battery",36,"LISD_1",24,0,0,-8.4250000000000007]
["HT","Battery",36,"MANN_1",184.68700000000001,0,0,-64.83]
["HT","Battery",36,"OCKH_1",118.818,0,0,-41.709000000000003]
["HT","Battery",36,"PAIS",1.8140000000000001,0,0,-0.63700000000000001]
["HT","Battery",36,"PORD",9.5,0,0,-3.335]
["HT","Battery",36,"RAYL_1",305.75,0,0,-107.327]
["HT","Battery",36,"RYEH_1",7.2149999999999999,0,0,-2.5329999999999999]
["HT","Battery",36,"SPAV",5,0,0,-1.7549999999999999]
["HT","Battery",36,"STEN_1",60.204999999999998,0,0,-21.134]
["HT","Battery",36,"SWAN_1",63.915999999999997,0,0,-22.436]
["HT","Battery",36,"TYNE_2",25,0,0,-8.7759999999999998]
["HT","Battery",36,"WASF_1",189.8,0,0,-66.625]
["HT","Battery",36,"WBOL_6",12.555,0,0,-4.407]
["HT","Battery",36,"WIEN_1",56.895000000000003,0,0,-19.972000000000001]
["HT","Battery",36,"WTHU31",1,0,0,-0.35099999999999998]
["HT","Battery",37,"ARBR_P",14.999000000000001,0,0,-5.2649999999999997]
["HT","Battery",37,"BESW_1",213.15299999999999,0,0,-74.822999999999993]
["HT","Battery",37,"BRAC_P",29.798999999999999,0,0,-10.46]
["HT","Battery",37,"BRID_P",9.49,0,0,-3.331]
["HT","Battery",37,"BURM_1",65.900000000000006,0,0,-23.132999999999999]
["HT","Battery",37,"CARE_1",59.9,0,0,-21.027000000000001]
["HT","Battery",37,"COAT",10,0,0,-3.51]
["HT","Battery",37,"CREB_1",99.85,0,0,-35.049999999999997]
["HT","Battery",37,"DRAX_1",7.9,0,0,-2.7730000000000001]
["HT","Battery",37,"EKIL",20,0,0,-7.0209999999999999]
["HT","Battery",37,"EKIS",13.4,0,0,-4.7039999999999997]
["HT","Battery",37,"EXET1",6,0,0,-2.1059999999999999]
["HT","Battery",37,"FRAS_P",1,0,0,-0.35099999999999998]
["HT","Battery",37,"G_EXTRA_2",6,0,0,-2.1059999999999999]
["HT","Battery",37,"HEYS_1",76,0,0,-26.678000000000001]
["HT","Battery",37,"IVER_1",26.315999999999999,0,0,-9.2379999999999995]
["HT","Battery",37,"KIIN_P",4.8419999999999996,0,0,-1.7]
["HT","Battery",37,"LACK_6",6,0,0,-2.1059999999999999]
["HT","Battery",37,"LOVE_1",16.187000000000001,0,0,-5.6820000000000004]
["HT","Battery",37,"MITY_1",238.94300000000001,0,0,-83.876000000000005]
["HT","Battery",37,"NORM_1",163.76,0,0,-57.484999999999999]
["HT","Battery",37,"PEHS_P",1,0,0,-0.35099999999999998]
["HT","Battery",37,"PELH_1",130,0,0,-45.634]
["HT","Battery",37,"RAIN_1",21.5,0,0,-7.5469999999999997]
["HT","Battery",37,"REDM_P",5,0,0,-1.7549999999999999]
["HT","Battery",37,"SBAR",91.3,0,0,-32.048999999999999]
["HT","Battery",37,"SSHI_3",35,0,0,-12.286]
["HT","Battery",37,"STRI_P",19.399999999999999,0,0,-6.81]
["HT","Battery",37,"THUR_6",102.8,0,0,-36.085999999999999]
["HT","Battery",37,"WALH_1",54.999000000000002,0,0,-19.306000000000001]
["HT","Battery",37,"WBUR_1",37.756999999999998,0,0,-13.254]
["HT","Battery",37,"WIOW_P",2.105,0,0,-0.73899999999999999]
["HT","Battery",37,"WYMOM_1",6,0,0,-2.1059999999999999]
["HT","Battery",38,"AXMI1",20.672000000000001,0,0,-7.2560000000000002]
["HT","Battery",38,"BIRK_1",6,0,0,-2.1059999999999999]
["HT","Battery",38,"BRAC_P",29.798999999999999,0,0,-10.46]
["HT","Battery",38,"BRAI_1",16.7,0,0,-5.8620000000000001]
["HT","Battery",38,"BROX",69.900000000000006,0,0,-24.536999999999999]
["HT","Battery",38,"BUST_1",49.35,0,0,-17.323]
["HT","Battery",38,"CELL_1",187.43,0,0,-65.793000000000006]
["HT","Battery",38,"CONQA1",6.1,0,0,-2.141]
["HT","Battery",38,"DALM3",5.9,0,0,-2.0710000000000002]
["HT","Battery",38,"DUGR_P",1.032,0,0,-0.36199999999999999]
["HT","Battery",38,"ELLA_1",100,0,0,-35.103000000000002]
["HT","Battery",38,"OSBA_1",161.05000000000001,0,0,-56.533000000000001]
["HT","Battery",38,"FWIL_P",1.5,0,0,-0.52700000000000002]
["HT","Battery",38,"G_EXTRA_8",10,0,0,-3.51]
["HT","Battery",38,"IROA1",552.73699999999997,0,0,-194.02699999999999]
["HT","Battery",38,"KEAD_1",246.9,0,0,-86.668999999999997]
["HT","Battery",38,"KINO_1",5.0579999999999998,0,0,-1.776]
["HT","Battery",38,"KIRKB1",6,0,0,-2.1059999999999999]
["HT","Battery",38,"LEGA_1",11,0,0,-3.8610000000000002]
["HT","Battery",38,"MACC_3",19,0,0,-6.67]
["HT","Battery",38,"NETS",16,0,0,-5.6159999999999997]
["HT","Battery",38,"NORT_1",55.414999999999999,0,0,-19.452000000000002]
["HT","Battery",38,"PELH_1",130,0,0,-45.634]
["HT","Battery",38,"RASS_1",12.5,0,0,-4.3879999999999999]
["HT","Battery",38,"ROCH_1",95,0,0,-33.347999999999999]
["HT","Battery",38,"SEAB1",31,0,0,-10.882]
["HT","Battery",38,"SSHI_3",35,0,0,-12.286]
["HT","Battery",38,"SUND_1",128.30799999999999,0,0,-45.04]
["HT","Battery",38,"THUR_6",102.8,0,0,-36.085999999999999]
["HT","Battery",38,"TILBB_1",48,0,0,-16.849]
["HT","Battery",38,"WALP_1",128.57,0,0,-45.131999999999998]
["HT","Battery",38,"WFIE",25.1,0,0,-8.8109999999999999]
["HT","Battery",38,"WISD_6",5.6139999999999999,0,0,-1.9710000000000001]
["HT","Battery",39,"ABHA1",193.602,0,0,-67.959999999999994]
["HT","Battery",39,"BEDDT1",2,0,0,-0.70199999999999996]
["HT","Battery",39,"BISW_1",216.19300000000001,0,0,-75.89]
["HT","Battery",39,"BRAI_1",16.7,0,0,-5.8620000000000001]
["HT","Battery",39,"BRWA1",220.8,0,0,-77.507000000000005]
["HT","Battery",39,"CAMB_01",35,0,0,-12.286]
["HT","Battery",39,"CELL_1",187.43,0,0,-65.793000000000006]
["HT","Battery",39,"COVE_1",9.0350000000000001,0,0,-3.1720000000000002]
["HT","Battery",39,"DALM3",5.9,0,0,-2.0710000000000002]
["HT","Battery",39,"DUGR_P",1.032,0,0,-0.36199999999999999]
["HT","Battery",39,"DUNO_P",3.5,0,0,-1.2290000000000001]
["HT","Battery",39,"ERSK",29.9,0,0,-10.496]
["HT","Battery",39,"FIDD_P",3.0990000000000002,0,0,-1.0880000000000001]
["HT","Battery",39,"GLNI",10,0,0,-3.51]
["HT","Battery",39,"HAMHC1",9,0,0,-3.1589999999999998]
["HT","Battery",39,"IRONB1",54.561,0,0,-19.152999999999999]
["HT","Battery",39,"KEAR_1",121.27500000000001,0,0,-42.570999999999998]
["HT","Battery",39,"KIRKB1",6,0,0,-2.1059999999999999]
["HT","Battery",39,"KNAR",8,0,0,-2.8079999999999998]
["HT","Battery",39,"MACC_3",19,0,0,-6.67]
["HT","Battery",39,"NEWX_6",1,0,0,-0.35099999999999998]
["HT","Battery",39,"NURS_1",5.5369999999999999,0,0,-1.944]
["HT","Battery",39,"PELH_1",130,0,0,-45.634]
["HT","Battery",39,"PENE_1",148.03,0,0,-51.963000000000001]
["HT","Battery",39,"RAIN_1",21.5,0,0,-7.5469999999999997]
["HT","Battery",39,"RYEH_1",7.2149999999999999,0,0,-2.5329999999999999]
["HT","Battery",39,"SELL_1",10.5,0,0,-3.6859999999999999]
["HT","Battery",39,"STAL_1",112,0,0,-39.314999999999998]
["HT","Battery",39,"SWAN_1",63.915999999999997,0,0,-22.436]
["HT","Battery",39,"TILBB_1",48,0,0,-16.849]
["HT","Battery",39,"WALP_1",128.57,0,0,-45.131999999999998]
["HT","Battery",39,"WFIE",25.1,0,0,-8.8109999999999999]
["HT","Battery",39,"WILL_1",46.2,0,0,-16.218]
["HT","Battery",40,"ALVE1",71.650000000000006,0,0,-25.151]
["HT","Battery",40,"BEDD_1",12,0,0,-4.2119999999999997]
["HT","Battery",40,"BISW_1",216.19300000000001,0,0,-75.89]
["HT","Battery",40,"BLYTH132",3.5,0,0,-1.2290000000000001]
["HT","Battery",40,"BRAW_1",12,0,0,-4.2119999999999997]
["HT","Battery",40,"BRWA1",220.8,0,0,-77.507000000000005]
["HT","Battery",40,"CARR_1",41.85,0,0,-14.691000000000001]
["HT","Battery",40,"CHIC_1",6.5,0,0,-2.282]
["HT","Battery",40,"COWL_1",47.026000000000003,0,0,-16.507999999999999]
["HT","Battery",40,"DEVO",7.9,0,0,-2.7730000000000001]
["HT","Battery",40,"DUNO_P",3.5,0,0,-1.2290000000000001]
["HT","Battery",40,"ELST_1",5.0579999999999998,0,0,-1.776]
["HT","Battery",40,"OSBA_1",161.05000000000001,0,0,-56.533000000000001]
["HT","Battery",40,"FROD_1",31,0,0,-10.882]
["HT","Battery",40,"HARK_1",126.15,0,0,-44.281999999999996]
["HT","Battery",40,"IRONB1",54.561,0,0,-19.152999999999999]
["HT","Battery",40,"ISLI_1",2.85,0,0,-1]
["HT","Battery",40,"KEAR_3",7,0,0,-2.4569999999999999]
["HT","Battery",40,"KITW_1",20,0,0,-7.0209999999999999]
["HT","Battery",40,"LINM",24,0,0,-8.4250000000000007]
["HT","Battery",40,"MACC_3",19,0,0,-6.67]
["HT","Battery",40,"NFLE",183.26,0,0,-64.33]
["HT","Battery",40,"OCKH_1",118.818,0,0,-41.709000000000003]
["HT","Battery",40,"PENE_1",148.03,0,0,-51.963000000000001]
["HT","Battery",40,"RASS_1",12.5,0,0,-4.3879999999999999]
["HT","Battery",40,"ROCH_1",95,0,0,-33.347999999999999]
["HT","Battery",40,"SELL_1",10.5,0,0,-3.6859999999999999]
["HT","Battery",40,"STAL_1",112,0,0,-39.314999999999998]
["HT","Battery",40,"SWAN_1",63.915999999999997,0,0,-22.436]
["HT","Battery",40,"TAUN1",45.399000000000001,0,0,-15.936]
["HT","Battery",40,"TOTT_1",6.32,0,0,-2.2189999999999999]
["HT","Battery",40,"WARL_1",100,0,0,-35.103000000000002]
["HT","Battery",40,"WHGA_1",61.4,0,0,-21.553000000000001]
["HT","Battery",40,"WIOW_P",2.105,0,0,-0.73899999999999999]
["HT","Battery",41,"AMEM_1",119.879,0,0,-42.081000000000003]
["HT","Battery",41,"BERW",1,0,0,-0.35099999999999998]
["HT","Battery",41,"BLYTH132",3.5,0,0,-1.2290000000000001]
["HT","Battery",41,"BRED_1",75.7,0,0,-26.573]
["HT","Battery",41,"BRWA1",220.8,0,0,-77.507000000000005]
["HT","Battery",41,"CANTN1",76.787999999999997,0,0,-26.954999999999998]
["HT","Battery",41,"CELL_1",187.43,0,0,-65.793000000000006]
["HT","Battery",41,"COWL_1",47.026000000000003,0,0,-16.507999999999999]
["HT","Battery",41,"COYL",29.9,0,0,-10.496]
["HT","Battery",41,"DRAK_1",141.5,0,0,-49.670999999999999]
["HT","Battery",41,"EASO_1",79.2,0,0,-27.802]
["HT","Battery",41,"ENDE_1",76.905000000000001,0,0,-26.995999999999999]
["HT","Battery",41,"FIDD_P",3.0990000000000002,0,0,-1.0880000000000001]
["HT","Battery",41,"FWIL_P",1.5,0,0,-0.52700000000000002]
["HT","Battery",41,"HARM_6",7.25,0,0,-2.5449999999999999]
["HT","Battery",41,"ISLI_1",2.85,0,0,-1]
["HT","Battery",41,"KEMS_1",100.05200000000001,0,0,-35.121000000000002]
["HT","Battery",41,"KITW_1",20,0,0,-7.0209999999999999]
["HT","Battery",41,"LISD_1",24,0,0,-8.4250000000000007]
["HT","Battery",41,"MANN_1",184.68700000000001,0,0,-64.83]
["HT","Battery",41,"NFLE",197.81,0,0,-69.436999999999998]
["HT","Battery",41,"NINF_1",146.69,0,0,-51.493000000000002]
["HT","Battery",41,"PADIB1",14.02,0,0,-4.9210000000000003]
["HT","Battery",41,"PENN_1",299.8,0,0,-105.239]
["HT","Battery",41,"RATS_1",271,0,0,-95.129000000000005]
["HT","Battery",41,"RUGEB1",99.89,0,0,-35.064]
["HT","Battery",41,"SHRW_1",118.52500000000001,0,0,-41.606000000000002]
["HT","Battery",41,"STAY_1",157.38999999999999,0,0,-55.249000000000002]
["HT","Battery",41,"TAUN1",45.399000000000001,0,0,-15.936]
["HT","Battery",41,"TYNE_1",39.5,0,0,-13.866]
["HT","Battery",41,"WARL_1",100,0,0,-35.103000000000002]
["HT","Battery",41,"WHGA_1",61.4,0,0,-21.553000000000001]
["HT","Battery",41,"WMEL_1",210.6,0,0,-73.927000000000007]
["HT","Battery",42,"ALVE1",71.650000000000006,0,0,-25.151]
["HT","Battery",42,"BERW",1,0,0,-0.35099999999999998]
["HT","Battery",42,"BESW_1",213.15299999999999,0,0,-74.822999999999993]
["HT","Battery",42,"BOLN_1",51.2,0,0,-17.972999999999999]
["HT","Battery",42,"BRFO_1",222.904,0,0,-78.245999999999995]
["HT","Battery",42,"BUMU_P",1.3660000000000001,0,0,-0.48]
["HT","Battery",42,"CAPEA1",41.02,0,0,-14.398999999999999]
["HT","Battery",42,"CHTE_1",270.38200000000001,0,0,-94.912000000000006]
["HT","Battery",42,"CREB_1",99.85,0,0,-35.049999999999997]
["HT","Battery",42,"DRAX_1",7.9,0,0,-2.7730000000000001]
["HT","Battery",42,"ECLA_1",188.25200000000001,0,0,-66.081999999999994]
["HT","Battery",42,"ENDE_1",76.905000000000001,0,0,-26.995999999999999]
["HT","Battery",42,"FOUR_1",20,0,0,-7.0209999999999999]
["HT","Battery",42,"GREN_1",124.93,0,0,-43.853999999999999]
["HT","Battery",42,"GRIW_1",145.47,0,0,-51.064]
["HT","Battery",42,"HEYS_1",76,0,0,-26.678000000000001]
["HT","Battery",42,"IVER_1",26.315999999999999,0,0,-9.2379999999999995]
["HT","Battery",42,"KIBY_1",2,0,0,-0.70199999999999996]
["HT","Battery",42,"KNAR",8,0,0,-2.8079999999999998]
["HT","Battery",42,"LITT_C",14.3,0,0,-5.0199999999999996]
["HT","Battery",42,"MELK_1",197.834,0,0,-69.444999999999993]
["HT","Battery",42,"NFLE",197.81,0,0,-69.436999999999998]
["HT","Battery",42,"PAIS",1.8140000000000001,0,0,-0.63700000000000001]
["HT","Battery",42,"PENW_1",69.094999999999999,0,0,-24.254000000000001]
["HT","Battery",42,"RATS_1",271,0,0,-95.129000000000005]
["HT","Battery",42,"RYEH_1",7.2149999999999999,0,0,-2.5329999999999999]
["HT","Battery",42,"SHRW_1",118.52500000000001,0,0,-41.606000000000002]
["HT","Battery",42,"SPAV",5,0,0,-1.7549999999999999]
["HT","Battery",42,"STEN_1",60.204999999999998,0,0,-21.134]
["HT","Battery",42,"THUR_6",102.8,0,0,-36.085999999999999]
["HT","Battery",42,"TYNE_2",25,0,0,-8.7759999999999998]
["HT","Battery",42,"WASF_1",189.8,0,0,-66.625]
["HT","Battery",42,"WIBA_3",2.5990000000000002,0,0,-0.91200000000000003]
["HT","Battery",42,"WTHU31",1,0,0,-0.35099999999999998]
["HT","Battery",43,"AMEM_1",119.879,0,0,-42.081000000000003]
["HT","Battery",43,"BESW_1",213.15299999999999,0,0,-74.822999999999993]
["HT","Battery",43,"BIRK_1",6,0,0,-2.1059999999999999]
["HT","Battery",43,"BRFO_1",222.904,0,0,-78.245999999999995]
["HT","Battery",43,"BURM_1",65.900000000000006,0,0,-23.132999999999999]
["HT","Battery",43,"CAPEA1",41.02,0,0,-14.398999999999999]
["HT","Battery",43,"CARE_1",59.9,0,0,-21.027000000000001]
["HT","Battery",43,"COAT",10,0,0,-3.51]
["HT","Battery",43,"COYL",29.9,0,0,-10.496]
["HT","Battery",43,"DUGR_P",1.032,0,0,-0.36199999999999999]
["HT","Battery",43,"EKIL",20,0,0,-7.0209999999999999]
["HT","Battery",43,"ERSK",29.9,0,0,-10.496]
["HT","Battery",43,"FRAS_P",1,0,0,-0.35099999999999998]
["HT","Battery",43,"GRIW_1",145.47,0,0,-51.064]
["HT","Battery",43,"HEYS_1",76,0,0,-26.678000000000001]
["HT","Battery",43,"KEAD_1",246.9,0,0,-86.668999999999997]
["HT","Battery",43,"KIBY_1",2,0,0,-0.70199999999999996]
["HT","Battery",43,"LACK_6",6,0,0,-2.1059999999999999]
["HT","Battery",43,"LITT_C",14.3,0,0,-5.0199999999999996]
["HT","Battery",43,"MELK_1",197.834,0,0,-69.444999999999993]
["HT","Battery",43,"MITY_1",238.94300000000001,0,0,-83.876000000000005]
["HT","Battery",43,"NINF_1",146.69,0,0,-51.493000000000002]
["HT","Battery",43,"PEHS_P",1,0,0,-0.35099999999999998]
["HT","Battery",43,"PORD",9.5,0,0,-3.335]
["HT","Battery",43,"RAYL_1",322.75,0,0,-113.295]
["HT","Battery",43,"SALT_1",19.600000000000001,0,0,-6.88]
["HT","Battery",43,"SPAV",5,0,0,-1.7549999999999999]
["HT","Battery",43,"STES_1",5.7,0,0,-2.0009999999999999]
["HT","Battery",43,"TEMP_3",40,0,0,-14.041]
["HT","Battery",43,"TILBB_1",48,0,0,-16.849]
["HT","Battery",43,"WBOL_6",12.555,0,0,-4.407]
["HT","Battery",43,"WIEN_1",56.895000000000003,0,0,-19.972000000000001]
["HT","Battery",43,"WTHU31",1,0,0,-0.35099999999999998]
["HT","Battery",43,"WWEY_1",6,0,0,-2.1059999999999999]
["HT","Battery",44,"ARBR_P",14.999000000000001,0,0,-5.2649999999999997]
["HT","Battery",44,"BICF_1",106.55,0,0,-37.402000000000001]
["HT","Battery",44,"BRAW_1",12,0,0,-4.2119999999999997]
["HT","Battery",44,"BRID_P",9.49,0,0,-3.331]
["HT","Battery",44,"BUSH_1",176.8,0,0,-62.061999999999998]
["HT","Battery",44,"CARE_1",59.9,0,0,-21.027000000000001]
["HT","Battery",44,"COCK",15,0,0,-5.2649999999999997]
["HT","Battery",44,"CREB_1",99.85,0,0,-35.049999999999997]
["HT","Battery",44,"DRAX_1",7.9,0,0,-2.7730000000000001]
["HT","Battery",44,"DUNO_P",3.5,0,0,-1.2290000000000001]
["HT","Battery",44,"EXET1",6,0,0,-2.1059999999999999]
["HT","Battery",44,"FRAS_P",1,0,0,-0.35099999999999998]
["HT","Battery",44,"FROD_1",31,0,0,-10.882]
["HT","Battery",44,"G_EXTRA_2",6,0,0,-2.1059999999999999]
["HT","Battery",44,"INDQ1",224.1,0,0,-78.665999999999997]
["HT","Battery",44,"JORD_3",45,0,0,-15.795999999999999]
["HT","Battery",44,"KEMS_1",100.05200000000001,0,0,-35.121000000000002]
["HT","Battery",44,"LAND1",118.79900000000001,0,0,-41.701999999999998]
["HT","Battery",44,"LOVE_1",16.187000000000001,0,0,-5.6820000000000004]
["HT","Battery",44,"MITY_1",238.94300000000001,0,0,-83.876000000000005]
["HT","Battery",44,"NORM_1",163.76,0,0,-57.484999999999999]
["HT","Battery",44,"PAIS",1.8140000000000001,0,0,-0.63700000000000001]
["HT","Battery",44,"PORD",9.5,0,0,-3.335]
["HT","Battery",44,"RATS_1",271,0,0,-95.129000000000005]
["HT","Battery",44,"SALT_1",19.600000000000001,0,0,-6.88]
["HT","Battery",44,"SBAR",91.3,0,0,-32.048999999999999]
["HT","Battery",44,"SPEN_1",176.3,0,0,-61.886000000000003]
["HT","Battery",44,"STRI_P",19.399999999999999,0,0,-6.81]
["HT","Battery",44,"THSO_P",3,0,0,-1.0529999999999999]
["HT","Battery",44,"TYNE_2",25,0,0,-8.7759999999999998]
["HT","Battery",44,"WARL_1",100,0,0,-35.103000000000002]
["HT","Battery",44,"WILL_1",46.2,0,0,-16.218]
["HT","Battery",44,"WWEY_1",6,0,0,-2.1059999999999999]
["HT","Battery",45,"AXMI1",20.672000000000001,0,0,-7.2560000000000002]
["HT","Battery",45,"BICF_1",106.55,0,0,-37.402000000000001]
["HT","Battery",45,"BRAC_P",29.798999999999999,0,0,-10.46]
["HT","Battery",45,"BRID_P",9.49,0,0,-3.331]
["HT","Battery",45,"BUSH_1",176.8,0,0,-62.061999999999998]
["HT","Battery",45,"BUST_1",49.35,0,0,-17.323]
["HT","Battery",45,"CARR_1",41.85,0,0,-14.691000000000001]
["HT","Battery",45,"CONQA1",6.1,0,0,-2.141]
["HT","Battery",45,"CUPA",12.5,0,0,-4.3879999999999999]
["HT","Battery",45,"DRCR",59.8,0,0,-20.992000000000001]
["HT","Battery",45,"EKIS",29.9,0,0,-10.496]
["HT","Battery",45,"EXET1",6,0,0,-2.1059999999999999]
["HT","Battery",45,"FROD_1",31,0,0,-10.882]
["HT","Battery",45,"G_EXTRA_8",10,0,0,-3.51]
["HT","Battery",45,"INDQ1",224.1,0,0,-78.665999999999997]
["HT","Battery",45,"KEAD_1",246.9,0,0,-86.668999999999997]
["HT","Battery",45,"KIIN_P",4.8419999999999996,0,0,-1.7]
["HT","Battery",45,"LACK_6",6,0,0,-2.1059999999999999]
["HT","Battery",45,"LOVE_1",16.187000000000001,0,0,-5.6820000000000004]
["HT","Battery",45,"LUNA_P",30.79,0,0,-10.808]
["HT","Battery",45,"NECE_1",49.9,0,0,-17.515999999999998]
["HT","Battery",45,"NORT_1",55.414999999999999,0,0,-19.452000000000002]
["HT","Battery",45,"PEHS_P",1,0,0,-0.35099999999999998]
["HT","Battery",45,"PYLE_1",17,0,0,-5.9669999999999996]
["HT","Battery",45,"REDH",32,0,0,-11.233000000000001]
["HT","Battery",45,"SEAB1",31,0,0,-10.882]
["HT","Battery",45,"SSHI_3",35,0,0,-12.286]
["HT","Battery",45,"STRI_P",19.399999999999999,0,0,-6.81]
["HT","Battery",45,"THUR_6",102.8,0,0,-36.085999999999999]
["HT","Battery",45,"USKM_1",50.84,0,0,-17.846]
["HT","Battery",45,"WBOL_6",12.555,0,0,-4.407]
["HT","Battery",45,"WBUR_1",37.756999999999998,0,0,-13.254]
["HT","Battery",45,"WIOW_P",2.105,0,0,-0.73899999999999999]
["HT","Battery",45,"WYMOM_1",6,0,0,-2.1059999999999999]
["HT","Battery",46,"BEDDT1",2,0,0,-0.70199999999999996]
["HT","Battery",46,"BIRK_1",6,0,0,-2.1059999999999999]
["HT","Battery",46,"BRAI_1",16.7,0,0,-5.8620000000000001]
["HT","Battery",46,"BRLE_1",122.804,0,0,-43.107999999999997]
["HT","Battery",46,"BUST_1",49.35,0,0,-17.323]
["HT","Battery",46,"CELL_1",187.43,0,0,-65.793000000000006]
["HT","Battery",46,"CONQA1",6.1,0,0,-2.141]
["HT","Battery",46,"CUPA",12.5,0,0,-4.3879999999999999]
["HT","Battery",46,"DUGR_P",1.032,0,0,-0.36199999999999999]
["HT","Battery",46,"EKIS",29.9,0,0,-10.496]
["HT","Battery",46,"ELLA_1",100,0,0,-35.103000000000002]
["HT","Battery",46,"FECK_6",1,0,0,-0.35099999999999998]
["HT","Battery",46,"FWIL_P",1.5,0,0,-0.52700000000000002]
["HT","Battery",46,"HAMHC1",9,0,0,-3.1589999999999998]
["HT","Battery",46,"IROA1",552.73699999999997,0,0,-194.02699999999999]
["HT","Battery",46,"KEAR_1",121.27500000000001,0,0,-42.570999999999998]
["HT","Battery",46,"KINO_1",5.0579999999999998,0,0,-1.776]
["HT","Battery",46,"LAND1",118.79900000000001,0,0,-41.701999999999998]
["HT","Battery",46,"LUNA_P",30.79,0,0,-10.808]
["HT","Battery",46,"NETS",16,0,0,-5.6159999999999997]
["HT","Battery",46,"NORT_1",55.414999999999999,0,0,-19.452000000000002]
["HT","Battery",46,"PELH_1",130,0,0,-45.634]
["HT","Battery",46,"PYLE_1",17,0,0,-5.9669999999999996]
["HT","Battery",46,"RAIN_1",21.5,0,0,-7.5469999999999997]
["HT","Battery",46,"REDM_P",5,0,0,-1.7549999999999999]
["HT","Battery",46,"SELL_1",10.5,0,0,-3.6859999999999999]
["HT","Battery",46,"STAL_1",112,0,0,-39.314999999999998]
["HT","Battery",46,"SUND_1",128.30799999999999,0,0,-45.04]
["HT","Battery",46,"TILBB_1",48,0,0,-16.849]
["HT","Battery",46,"WALH_1",54.999000000000002,0,0,-19.306000000000001]
["HT","Battery",46,"WBUR_1",37.756999999999998,0,0,-13.254]
["HT","Battery",46,"WIOW_P",2.105,0,0,-0.73899999999999999]
["HT","Battery",47,"ALVE1",71.650000000000006,0,0,-25.151]
["HT","Battery",47,"BEDDT1",2,0,0,-0.70199999999999996]
["HT","Battery",47,"BISW_1",216.19300000000001,0,0,-75.89]
["HT","Battery",47,"BRAI_1",16.7,0,0,-5.8620000000000001]
["HT","Battery",47,"BRAW_1",12,0,0,-4.2119999999999997]
["HT","Battery",47,"BROX",69.900000000000006,0,0,-24.536999999999999]
["HT","Battery",47,"BUST_1",49.35,0,0,-17.323]
["HT","Battery",47,"CHIC_1",6.5,0,0,-2.282]
["HT","Battery",47,"COVE_1",9.0350000000000001,0,0,-3.1720000000000002]
["HT","Battery",47,"DALM3",5.9,0,0,-2.0710000000000002]
["HT","Battery",47,"DUNO_P",3.5,0,0,-1.2290000000000001]
["HT","Battery",47,"ELLA_1",100,0,0,-35.103000000000002]
["HT","Battery",47,"OSBA_1",161.05000000000001,0,0,-56.533000000000001]
["HT","Battery",47,"FWIL_P",1.5,0,0,-0.52700000000000002]
["HT","Battery",47,"GRIW_1",145.47,0,0,-51.064]
["HT","Battery",47,"IRONB1",54.561,0,0,-19.152999999999999]
["HT","Battery",47,"KEAR_1",121.27500000000001,0,0,-42.570999999999998]
["HT","Battery",47,"KEAR_3",7,0,0,-2.4569999999999999]
["HT","Battery",47,"KIRKB1",6,0,0,-2.1059999999999999]
["HT","Battery",47,"LEGA_1",11,0,0,-3.8610000000000002]
["HT","Battery",47,"MACC_3",19,0,0,-6.67]
["HT","Battery",47,"NINF_1",146.69,0,0,-51.493000000000002]
["HT","Battery",47,"NURS_1",5.5369999999999999,0,0,-1.944]
["HT","Battery",47,"PENE_1",148.03,0,0,-51.963000000000001]
["HT","Battery",47,"RAIN_1",21.5,0,0,-7.5469999999999997]
["HT","Battery",47,"ROCH_1",95,0,0,-33.347999999999999]
["HT","Battery",47,"SEAB1",31,0,0,-10.882]
["HT","Battery",47,"SSHI_3",35,0,0,-12.286]
["HT","Battery",47,"STEN_1",60.204999999999998,0,0,-21.134]
["HT","Battery",47,"TILBB_1",48,0,0,-16.849]
["HT","Battery",47,"TOTT_1",6.32,0,0,-2.2189999999999999]
["HT","Battery",47,"WALP_1",128.57,0,0,-45.131999999999998]
["HT","Battery",47,"WFIE",25.1,0,0,-8.8109999999999999]
["HT","Battery",47,"WISD_6",5.6139999999999999,0,0,-1.9710000000000001]
["HT","Battery",48,"ABHA1",193.602,0,0,-67.959999999999994]
["HT","Battery",48,"AXMI1",20.672000000000001,0,0,-7.2560000000000002]
["HT","Battery",48,"BLYTH132",3.5,0,0,-1.2290000000000001]
["HT","Battery",48,"BRAW_1",12,0,0,-4.2119999999999997]
["HT","Battery",48,"BRWA1",220.8,0,0,-77.507000000000005]
["HT","Battery",48,"CAMB_01",35,0,0,-12.286]
["HT","Battery",48,"CELL_1",187.43,0,0,-65.793000000000006]
["HT","Battery",48,"COVE_1",9.0350000000000001,0,0,-3.1720000000000002]
["HT","Battery",48,"CUPA",12.5,0,0,-4.3879999999999999]
["HT","Battery",48,"DUNO_P",3.5,0,0,-1.2290000000000001]
["HT","Battery",48,"EASO_1",79.2,0,0,-27.802]
["HT","Battery",48,"ELST_1",5.0579999999999998,0,0,-1.776]
["HT","Battery",48,"FIDD_P",3.0990000000000002,0,0,-1.0880000000000001]
["HT","Battery",48,"GLNI",10,0,0,-3.51]
["HT","Battery",48,"HAMHC1",9,0,0,-3.1589999999999998]
["HT","Battery",48,"INDQ1",224.1,0,0,-78.665999999999997]
["HT","Battery",48,"KEAR_3",7,0,0,-2.4569999999999999]
["HT","Battery",48,"KITW_1",20,0,0,-7.0209999999999999]
["HT","Battery",48,"LINM",24,0,0,-8.4250000000000007]
["HT","Battery",48,"MACC_3",19,0,0,-6.67]
["HT","Battery",48,"NEWX_6",1,0,0,-0.35099999999999998]
["HT","Battery",48,"NORM_1",163.76,0,0,-57.484999999999999]
["HT","Battery",48,"PADIB1",14.02,0,0,-4.9210000000000003]
["HT","Battery",48,"PAIS",1.8140000000000001,0,0,-0.63700000000000001]
["HT","Battery",48,"PEHS_P",1,0,0,-0.35099999999999998]
["HT","Battery",48,"PELH_1",130,0,0,-45.634]
["HT","Battery",48,"PENE_1",148.03,0,0,-51.963000000000001]
["HT","Battery",48,"PENN_1",299.8,0,0,-105.239]
["HT","Battery",48,"PENW_1",69.094999999999999,0,0,-24.254000000000001]
["HT","Battery",48,"PORD",9.5,0,0,-3.335]
["HT","Battery",48,"PYLE_1",17,0,0,-5.9669999999999996]
["HT","Battery",48,"RAIN_1",21.5,0,0,-7.5469999999999997]
["HT","Battery",48,"RASS_1",12.5,0,0,-4.3879999999999999]
["HT","Battery",48,"RATS_1",271,0,0,-95.129000000000005]
["HT","Battery",48,"RAYL_1",322.75,0,0,-113.295]
["HT","Battery",48,"REDH",32,0,0,-11.233000000000001]
["HT","Battery",48,"REDM_P",5,0,0,-1.7549999999999999]
["HT","Battery",48,"ROCH_1",95,0,0,-33.347999999999999]
["HT","Battery",48,"RUGEB1",99.89,0,0,-35.064]
["HT","Battery",48,"RYEH_1",7.2149999999999999,0,0,-2.5329999999999999]
["HT","Battery",48,"SALT_1",19.600000000000001,0,0,-6.88]
["HT","Battery",48,"SBAR",91.3,0,0,-32.048999999999999]
["HT","Battery",48,"SEAB1",31,0,0,-10.882]
["HT","Battery",48,"SELL_1",10.5,0,0,-3.6859999999999999]
["HT","Battery",48,"SHRW_1",118.52500000000001,0,0,-41.606000000000002]
["HT","Battery",48,"SPAV",5,0,0,-1.7549999999999999]
["HT","Battery",48,"SPEN_1",176.3,0,0,-61.886000000000003]
["HT","Battery",48,"SSHI_3",35,0,0,-12.286]
["HT","Battery",48,"STAL_1",112,0,0,-39.314999999999998]
["HT","Battery",48,"STAY_1",157.38999999999999,0,0,-55.249000000000002]
["HT","Battery",48,"STEN_1",60.204999999999998,0,0,-21.134]
["HT","Battery",48,"STES_1",5.7,0,0,-2.0009999999999999]
["HT","Battery",48,"STRI_P",19.399999999999999,0,0,-6.81]
["HT","Battery",48,"SUND_1",128.30799999999999,0,0,-45.04]
["HT","Battery",48,"SWAN_1",63.915999999999997,0,0,-22.436]
["HT","Battery",48,"TAUN1",45.399000000000001,0,0,-15.936]
["HT","Battery",48,"TEMP_3",40,0,0,-14.041]
["HT","Battery",48,"THSO_P",3,0,0,-1.0529999999999999]
["HT","Battery",48,"THUR_6",102.8,0,0,-36.085999999999999]
["HT","Battery",48,"TILBB_1",48,0,0,-16.849]
["HT","Battery",48,"TOTT_1",6.32,0,0,-2.2189999999999999]
["HT","Battery",48,"TYNE_1",39.5,0,0,-13.866]
["HT","Battery",48,"TYNE_2",25,0,0,-8.7759999999999998]
["HT","Battery",48,"USKM_1",50.84,0,0,-17.846]
["HT","Battery",48,"WALH_1",54.999000000000002,0,0,-19.306000000000001]
["HT","Battery",48,"WALP_1",128.57,0,0,-45.131999999999998]
["HT","Battery",48,"WARL_1",100,0,0,-35.103000000000002]
["HT","Battery",48,"WASF_1",189.8,0,0,-66.625]
["HT","Battery",48,"WBOL_6",12.555,0,0,-4.407]
["HT","Battery",48,"WBUR_1",37.756999999999998,0,0,-13.254]
["HT","Battery",48,"WFIE",25.1,0,0,-8.8109999999999999]
["HT","Battery",48,"WHGA_1",61.4,0,0,-21.553000000000001]
["HT","Battery",48,"WIBA_3",2.5990000000000002,0,0,-0.91200000000000003]
["HT","Battery",48,"WIEN_1",56.895000000000003,0,0,-19.972000000000001]
["HT","Battery",48,"WILL_1",46.2,0,0,-16.218]
["HT","Battery",48,"WIOW_P",2.105,0,0,-0.73899999999999999]
["HT","Battery",48,"WISD_6",5.6139999999999999,0,0,-1.9710000000000001]
["HT","Battery",48,"WMEL_1",210.6,0,0,-73.927000000000007]
["HT","Battery",48,"WTHU31",1,0,0,-0.35099999999999998]
["HT","Battery",48,"WWEY_1",6,0,0,-2.1059999999999999]
["HT","Battery",48,"WYMOM_1",6,0,0,-2.1059999999999999]
["HT","Battery",49,"ABHA1",193.602,0,0,-67.959999999999994]
["HT","Battery",49,"ALVE1",71.650000000000006,0,0,-25.151]
["HT","Battery",49,"AMEM_1",119.879,0,0,-42.081000000000003]
["HT","Battery",49,"ARBR_P",14.999000000000001,0,0,-5.2649999999999997]
["HT","Battery",49,"AXMI1",20.672000000000001,0,0,-7.2560000000000002]
["HT","Battery",49,"BEDDT1",2,0,0,-0.70199999999999996]
["HT","Battery",49,"BEDD_1",12,0,0,-4.2119999999999997]
["HT","Battery",49,"BERW",1,0,0,-0.35099999999999998]
["HT","Battery",49,"BESW_1",213.15299999999999,0,0,-74.822999999999993]
["HT","Battery",49,"BICF_1",106.55,0,0,-37.402000000000001]
["HT","Battery",49,"BIRK_1",6,0,0,-2.1059999999999999]
["HT","Battery",49,"BISW_1",216.19300000000001,0,0,-75.89]
["HT","Battery",49,"BLYTH132",3.5,0,0,-1.2290000000000001]
["HT","Battery",49,"BOLN_1",51.2,0,0,-17.972999999999999]
["HT","Battery",49,"BOTW_1",72.144000000000005,0,0,-25.324999999999999]
["HT","Battery",49,"BRAC_P",29.798999999999999,0,0,-10.46]
["HT","Battery",49,"BRAI_1",16.7,0,0,-5.8620000000000001]
["HT","Battery",49,"BRAW_1",12,0,0,-4.2119999999999997]
["HT","Battery",49,"BRED_1",75.7,0,0,-26.573]
["HT","Battery",49,"BRFO_1",222.904,0,0,-78.245999999999995]
["HT","Battery",49,"BRID_P",9.49,0,0,-3.331]
["HT","Battery",49,"BRLE_1",122.804,0,0,-43.107999999999997]
["HT","Battery",49,"BROX",69.900000000000006,0,0,-24.536999999999999]
["HT","Battery",49,"BRWA1",220.8,0,0,-77.507000000000005]
["HT","Battery",49,"BUMU_P",1.3660000000000001,0,0,-0.48]
["HT","Battery",49,"BURM_1",65.900000000000006,0,0,-23.132999999999999]
["HT","Battery",49,"BUSH_1",176.8,0,0,-62.061999999999998]
["HT","Battery",49,"BUST_1",49.35,0,0,-17.323]
["HT","Battery",49,"CAMB_01",35,0,0,-12.286]
["HT","Battery",49,"CANTN1",76.787999999999997,0,0,-26.954999999999998]
["HT","Battery",49,"CAPEA1",41.02,0,0,-14.398999999999999]
["HT","Battery",49,"CARE_1",59.9,0,0,-21.027000000000001]
["HT","Battery",49,"CARR_1",41.85,0,0,-14.691000000000001]
["HT","Battery",49,"CELL_1",187.43,0,0,-65.793000000000006]
["HT","Battery",49,"CHIC_1",6.5,0,0,-2.282]
["HT","Battery",49,"CHTE_1",270.38200000000001,0,0,-94.912000000000006]
["HT","Battery",49,"COAT",10,0,0,-3.51]
["HT","Battery",49,"COCK",15,0,0,-5.2649999999999997]
["HT","Battery",49,"CONQA1",6.1,0,0,-2.141]
["HT","Battery",49,"COVE_1",9.0350000000000001,0,0,-3.1720000000000002]
["HT","Battery",49,"COWL_1",47.026000000000003,0,0,-16.507999999999999]
["HT","Battery",49,"COYL",29.9,0,0,-10.496]
["HT","Battery",49,"CREB_1",99.85,0,0,-35.049999999999997]
["HT","Battery",49,"CUPA",12.5,0,0,-4.3879999999999999]
["HT","Battery",49,"DALM3",5.9,0,0,-2.0710000000000002]
["HT","Battery",49,"DEVO",7.9,0,0,-2.7730000000000001]
["HT","Battery",49,"DRAK_1",141.5,0,0,-49.670999999999999]
["HT","Battery",49,"DRAX_1",7.9,0,0,-2.7730000000000001]
["HT","Battery",49,"DRCR",59.8,0,0,-20.992000000000001]
["HT","Battery",49,"DUGR_P",1.032,0,0,-0.36199999999999999]
["HT","Battery",49,"DUNO_P",3.5,0,0,-1.2290000000000001]
["HT","Battery",49,"EASO_1",79.2,0,0,-27.802]
["HT","Battery",49,"ECLA_1",188.25200000000001,0,0,-66.081999999999994]
["HT","Battery",49,"EKIL",20,0,0,-7.0209999999999999]
["HT","Battery",49,"EKIS",29.9,0,0,-10.496]
["HT","Battery",49,"ELLA_1",100,0,0,-35.103000000000002]
["HT","Battery",49,"ELST_1",5.0579999999999998,0,0,-1.776]
["HT","Battery",49,"ENDE_1",76.905000000000001,0,0,-26.995999999999999]
["HT","Battery",49,"ERSK",29.9,0,0,-10.496]
["HT","Battery",49,"EXET1",6,0,0,-2.1059999999999999]
["HT","Battery",49,"FECK_6",1,0,0,-0.35099999999999998]
["HT","Battery",49,"OSBA_1",161.05000000000001,0,0,-56.533000000000001]
["HT","Battery",49,"FIDD_P",3.0990000000000002,0,0,-1.0880000000000001]
["HT","Battery",49,"FOUR_1",20,0,0,-7.0209999999999999]
["HT","Battery",49,"FRAS_P",1,0,0,-0.35099999999999998]
["HT","Battery",49,"FROD_1",31,0,0,-10.882]
["HT","Battery",49,"FWIL_P",1.5,0,0,-0.52700000000000002]
["HT","Battery",49,"GLNI",10,0,0,-3.51]
["HT","Battery",49,"GREN_1",124.93,0,0,-43.853999999999999]
["HT","Battery",49,"GRIW_1",145.47,0,0,-51.064]
["HT","Battery",49,"G_EXTRA_2",6,0,0,-2.1059999999999999]
["HT","Battery",49,"G_EXTRA_8",10,0,0,-3.51]
["HT","Battery",49,"HAMHC1",9,0,0,-3.1589999999999998]
["HT","Battery",49,"HARK_1",126.15,0,0,-44.281999999999996]
["HT","Battery",49,"HARM_6",7.25,0,0,-2.5449999999999999]
["HT","Battery",49,"HEYS_1",76,0,0,-26.678000000000001]
["HT","Battery",49,"INDQ1",224.1,0,0,-78.665999999999997]
["HT","Battery",49,"IROA1",552.73699999999997,0,0,-194.02699999999999]
["HT","Battery",49,"IRONB1",54.561,0,0,-19.152999999999999]
["HT","Battery",49,"ISLI_1",2.85,0,0,-1]
["HT","Battery",49,"IVER_1",26.315999999999999,0,0,-9.2379999999999995]
["HT","Battery",49,"JORD_3",45,0,0,-15.795999999999999]
["HT","Battery",49,"KEAD_1",246.9,0,0,-86.668999999999997]
["HT","Battery",49,"KEAR_1",121.27500000000001,0,0,-42.570999999999998]
["HT","Battery",49,"KEAR_3",7,0,0,-2.4569999999999999]
["HT","Battery",49,"KEMS_1",100.05200000000001,0,0,-35.121000000000002]
["HT","Battery",49,"KIBY_1",2,0,0,-0.70199999999999996]
["HT","Battery",49,"KIIN_P",4.8419999999999996,0,0,-1.7]
["HT","Battery",49,"KINO_1",5.0579999999999998,0,0,-1.776]
["HT","Battery",49,"KIRKB1",6,0,0,-2.1059999999999999]
["HT","Battery",49,"KITW_1",20,0,0,-7.0209999999999999]
["HT","Battery",49,"KNAR",8,0,0,-2.8079999999999998]
["HT","Battery",49,"LACK_6",6,0,0,-2.1059999999999999]
["HT","Battery",49,"LAND1",118.79900000000001,0,0,-41.701999999999998]
["HT","Battery",49,"LEGA_1",11,0,0,-3.8610000000000002]
["HT","Battery",49,"LINM",24,0,0,-8.4250000000000007]
["HT","Battery",49,"LISD_1",24,0,0,-8.4250000000000007]
["HT","Battery",49,"LITT_C",14.3,0,0,-5.0199999999999996]
["HT","Battery",49,"LOVE_1",16.187000000000001,0,0,-5.6820000000000004]
["HT","Battery",49,"LUNA_P",30.79,0,0,-10.808]
["HT","Battery",49,"MACC_3",19,0,0,-6.67]
["HT","Battery",49,"MANN_1",184.68700000000001,0,0,-64.83]
["HT","Battery",49,"MELK_1",197.834,0,0,-69.444999999999993]
["HT","Battery",49,"MITY_1",238.94300000000001,0,0,-83.876000000000005]
["HT","Battery",49,"NECE_1",49.9,0,0,-17.515999999999998]
["HT","Battery",49,"NETS",16,0,0,-5.6159999999999997]
["HT","Battery",49,"NEWX_6",1,0,0,-0.35099999999999998]
["HT","Battery",49,"NFLE",197.81,0,0,-69.436999999999998]
["HT","Battery",49,"NINF_1",146.69,0,0,-51.493000000000002]
["HT","Battery",49,"NORM_1",163.76,0,0,-57.484999999999999]
["HT","Battery",49,"NORT_1",55.414999999999999,0,0,-19.452000000000002]
["HT","Battery",49,"NURS_1",5.5369999999999999,0,0,-1.944]
["HT","Battery",49,"OCKH_1",118.818,0,0,-41.709000000000003]
["HT","Battery",49,"PADIB1",14.02,0,0,-4.9210000000000003]
["HT","Battery",49,"PAIS",1.8140000000000001,0,0,-0.63700000000000001]
["HT","Battery",49,"PEHS_P",1,0,0,-0.35099999999999998]
["HT","Battery",49,"PELH_1",130,0,0,-45.634]
["HT","Battery",49,"PENE_1",148.03,0,0,-51.963000000000001]
["HT","Battery",49,"PENN_1",299.8,0,0,-105.239]
["HT","Battery",49,"PENW_1",69.094999999999999,0,0,-24.254000000000001]
["HT","Battery",49,"PORD",9.5,0,0,-3.335]
["HT","Battery",49,"PYLE_1",17,0,0,-5.9669999999999996]
["HT","Battery",49,"RAIN_1",21.5,0,0,-7.5469999999999997]
["HT","Battery",49,"RASS_1",12.5,0,0,-4.3879999999999999]
["HT","Battery",49,"RATS_1",271,0,0,-95.129000000000005]
["HT","Battery",49,"RAYL_1",322.75,0,0,-113.295]
["HT","Battery",49,"REDH",32,0,0,-11.233000000000001]
["HT","Battery",49,"REDM_P",5,0,0,-1.7549999999999999]
["HT","Battery",49,"ROCH_1",95,0,0,-33.347999999999999]
["HT","Battery",49,"RUGEB1",99.89,0,0,-35.064]
["HT","Battery",49,"RYEH_1",7.2149999999999999,0,0,-2.5329999999999999]
["HT","Battery",49,"SALT_1",19.600000000000001,0,0,-6.88]
["HT","Battery",49,"SBAR",91.3,0,0,-32.048999999999999]
["HT","Battery",49,"SEAB1",31,0,0,-10.882]
["HT","Battery",49,"SELL_1",10.5,0,0,-3.6859999999999999]
["HT","Battery",49,"SHRW_1",118.52500000000001,0,0,-41.606000000000002]
["HT","Battery",49,"SPAV",5,0,0,-1.7549999999999999]
["HT","Battery",49,"SPEN_1",176.3,0,0,-61.886000000000003]
["HT","Battery",49,"SSHI_3",35,0,0,-12.286]
["HT","Battery",49,"STAL_1",112,0,0,-39.314999999999998]
["HT","Battery",49,"STAY_1",157.38999999999999,0,0,-55.249000000000002]
["HT","Battery",49,"STEN_1",60.204999999999998,0,0,-21.134]
["HT","Battery",49,"STES_1",5.7,0,0,-2.0009999999999999]
["HT","Battery",49,"STRI_P",19.399999999999999,0,0,-6.81]
["HT","Battery",49,"SUND_1",128.30799999999999,0,0,-45.04]
["HT","Battery",49,"SWAN_1",63.915999999999997,0,0,-22.436]
["HT","Battery",49,"TAUN1",45.399000000000001,0,0,-15.936]
["HT","Battery",49,"TEMP_3",40,0,0,-14.041]
["HT","Battery",49,"THSO_P",3,0,0,-1.0529999999999999]
["HT","Battery",49,"THUR_6",102.8,0,0,-36.085999999999999]
["HT","Battery",49,"TILBB_1",48,0,0,-16.849]
["HT","Battery",49,"TOTT_1",6.32,0,0,-2.2189999999999999]
["HT","Battery",49,"TYNE_1",39.5,0,0,-13.866]
["HT","Battery",49,"TYNE_2",25,0,0,-8.7759999999999998]
["HT","Battery",49,"USKM_1",50.84,0,0,-17.846]
["HT","Battery",49,"WALH_1",54.999000000000002,0,0,-19.306000000000001]
["HT","Battery",49,"WALP_1",128.57,0,0,-45.131999999999998]
["HT","Battery",49,"WARL_1",100,0,0,-35.103000000000002]
["HT","Battery",49,"WASF_1",189.8,0,0,-66.625]
["HT","Battery",49,"WBOL_6",12.555,0,0,-4.407]
["HT","Battery",49,"WBUR_1",37.756999999999998,0,0,-13.254]
["HT","Battery",49,"WFIE",25.1,0,0,-8.8109999999999999]
["HT","Battery",49,"WHGA_1",61.4,0,0,-21.553000000000001]
["HT","Battery",49,"WIBA_3",2.5990000000000002,0,0,-0.91200000000000003]
["HT","Battery",49,"WIEN_1",56.895000000000003,0,0,-19.972000000000001]
["HT","Battery",49,"WILL_1",46.2,0,0,-16.218]
["HT","Battery",49,"WIOW_P",2.105,0,0,-0.73899999999999999]
["HT","Battery",49,"WISD_6",5.6139999999999999,0,0,-1.9710000000000001]
["HT","Battery",49,"WMEL_1",210.6,0,0,-73.927000000000007]
["HT","Battery",49,"WTHU31",1,0,0,-0.35099999999999998]
["HT","Battery",49,"WWEY_1",6,0,0,-2.1059999999999999]
["HT","Battery",49,"WYMOM_1",6,0,0,-2.1059999999999999]
["HT","Battery",50,"ABHA1",193.602,0,0,-67.959999999999994]
["HT","Battery",50,"ALVE1",71.650000000000006,0,0,-25.151]
["HT","Battery",50,"AMEM_1",119.879,0,0,-42.081000000000003]
["HT","Battery",50,"ARBR_P",14.999000000000001,0,0,-5.2649999999999997]
["HT","Battery",50,"AXMI1",20.672000000000001,0,0,-7.2560000000000002]
["HT","Battery",50,"BEDDT1",2,0,0,-0.70199999999999996]
["HT","Battery",50,"BEDD_1",12,0,0,-4.2119999999999997]
["HT","Battery",50,"BERW",1,0,0,-0.35099999999999998]
["HT","Battery",50,"BESW_1",213.15299999999999,0,0,-74.822999999999993]
["HT","Battery",50,"BICF_1",106.55,0,0,-37.402000000000001]
["HT","Battery",50,"BIRK_1",6,0,0,-2.1059999999999999]
["HT","Battery",50,"BISW_1",216.19300000000001,0,0,-75.89]
["HT","Battery",50,"BLYTH132",3.5,0,0,-1.2290000000000001]
["HT","Battery",50,"BOLN_1",51.2,0,0,-17.972999999999999]
["HT","Battery",50,"BOTW_1",72.144000000000005,0,0,-25.324999999999999]
["HT","Battery",50,"BRAC_P",29.798999999999999,0,0,-10.46]
["HT","Battery",50,"BRAI_1",16.7,0,0,-5.8620000000000001]
["HT","Battery",50,"BRAW_1",12,0,0,-4.2119999999999997]
["HT","Battery",50,"BRED_1",75.7,0,0,-26.573]
["HT","Battery",50,"BRFO_1",222.904,0,0,-78.245999999999995]
["HT","Battery",50,"BRID_P",9.49,0,0,-3.331]
["HT","Battery",50,"BRLE_1",122.804,0,0,-43.107999999999997]
["HT","Battery",50,"BROX",69.900000000000006,0,0,-24.536999999999999]
["HT","Battery",50,"BRWA1",220.8,0,0,-77.507000000000005]
["HT","Battery",50,"BUMU_P",1.3660000000000001,0,0,-0.48]
["HT","Battery",50,"BURM_1",65.900000000000006,0,0,-23.132999999999999]
["HT","Battery",50,"BUSH_1",176.8,0,0,-62.061999999999998]
["HT","Battery",50,"BUST_1",49.35,0,0,-17.323]
["HT","Battery",50,"CAMB_01",35,0,0,-12.286]
["HT","Battery",50,"CANTN1",76.787999999999997,0,0,-26.954999999999998]
["HT","Battery",50,"CAPEA1",41.02,0,0,-14.398999999999999]
["HT","Battery",50,"CARE_1",59.9,0,0,-21.027000000000001]
["HT","Battery",50,"CARR_1",41.85,0,0,-14.691000000000001]
["HT","Battery",50,"CELL_1",187.43,0,0,-65.793000000000006]
["HT","Battery",50,"CHIC_1",6.5,0,0,-2.282]
["HT","Battery",50,"CHTE_1",270.38200000000001,0,0,-94.912000000000006]
["HT","Battery",50,"COAT",10,0,0,-3.51]
["HT","Battery",50,"COCK",15,0,0,-5.2649999999999997]
["HT","Battery",50,"CONQA1",6.1,0,0,-2.141]
["HT","Battery",50,"COVE_1",9.0350000000000001,0,0,-3.1720000000000002]
["HT","Battery",50,"COWL_1",47.026000000000003,0,0,-16.507999999999999]
["HT","Battery",50,"COYL",29.9,0,0,-10.496]
["HT","Battery",50,"CREB_1",99.85,0,0,-35.049999999999997]
["HT","Battery",50,"CUPA",12.5,0,0,-4.3879999999999999]
["HT","Battery",50,"DALM3",5.9,0,0,-2.0710000000000002]
["HT","Battery",50,"DEVO",7.9,0,0,-2.7730000000000001]
["HT","Battery",50,"DRAK_1",141.5,0,0,-49.670999999999999]
["HT","Battery",50,"DRAX_1",7.9,0,0,-2.7730000000000001]
["HT","Battery",50,"DRCR",59.8,0,0,-20.992000000000001]
["HT","Battery",50,"DUGR_P",1.032,0,0,-0.36199999999999999]
["HT","Battery",50,"DUNO_P",3.5,0,0,-1.2290000000000001]
["HT","Battery",50,"EASO_1",79.2,0,0,-27.802]
["HT","Battery",50,"ECLA_1",188.25200000000001,0,0,-66.081999999999994]
["HT","Battery",50,"EKIL",20,0,0,-7.0209999999999999]
["HT","Battery",50,"EKIS",29.9,0,0,-10.496]
["HT","Battery",50,"ELLA_1",100,0,0,-35.103000000000002]
["HT","Battery",50,"ELST_1",5.0579999999999998,0,0,-1.776]
["HT","Battery",50,"ENDE_1",76.905000000000001,0,0,-26.995999999999999]
["HT","Battery",50,"ERSK",29.9,0,0,-10.496]
["HT","Battery",50,"EXET1",6,0,0,-2.1059999999999999]
["HT","Battery",50,"FECK_6",1,0,0,-0.35099999999999998]
["HT","Battery",50,"OSBA_1",161.05000000000001,0,0,-56.533000000000001]
["HT","Battery",50,"FIDD_P",3.0990000000000002,0,0,-1.0880000000000001]
["HT","Battery",50,"FOUR_1",20,0,0,-7.0209999999999999]
["HT","Battery",50,"FRAS_P",1,0,0,-0.35099999999999998]
["HT","Battery",50,"FROD_1",31,0,0,-10.882]
["HT","Battery",50,"FWIL_P",1.5,0,0,-0.52700000000000002]
["HT","Battery",50,"GLNI",10,0,0,-3.51]
["HT","Battery",50,"GREN_1",124.93,0,0,-43.853999999999999]
["HT","Battery",50,"GRIW_1",145.47,0,0,-51.064]
["HT","Battery",50,"G_EXTRA_2",6,0,0,-2.1059999999999999]
["HT","Battery",50,"G_EXTRA_8",10,0,0,-3.51]
["HT","Battery",50,"HAMHC1",9,0,0,-3.1589999999999998]
["HT","Battery",50,"HARK_1",126.15,0,0,-44.281999999999996]
["HT","Battery",50,"HARM_6",7.25,0,0,-2.5449999999999999]
["HT","Battery",50,"HEYS_1",76,0,0,-26.678000000000001]
["HT","Battery",50,"INDQ1",224.1,0,0,-78.665999999999997]
["HT","Battery",50,"IROA1",552.73699999999997,0,0,-194.02699999999999]
["HT","Battery",50,"IRONB1",54.561,0,0,-19.152999999999999]
["HT","Battery",50,"ISLI_1",2.85,0,0,-1]
["HT","Battery",50,"IVER_1",26.315999999999999,0,0,-9.2379999999999995]
["HT","Battery",50,"JORD_3",45,0,0,-15.795999999999999]
["HT","Battery",50,"KEAD_1",246.9,0,0,-86.668999999999997]
["HT","Battery",50,"KEAR_1",121.27500000000001,0,0,-42.570999999999998]
["HT","Battery",50,"KEAR_3",7,0,0,-2.4569999999999999]
["HT","Battery",50,"KEMS_1",100.05200000000001,0,0,-35.121000000000002]
["HT","Battery",50,"KIBY_1",2,0,0,-0.70199999999999996]
["HT","Battery",50,"KIIN_P",4.8419999999999996,0,0,-1.7]
["HT","Battery",50,"KINO_1",5.0579999999999998,0,0,-1.776]
["HT","Battery",50,"KIRKB1",6,0,0,-2.1059999999999999]
["HT","Battery",50,"KITW_1",20,0,0,-7.0209999999999999]
["HT","Battery",50,"KNAR",8,0,0,-2.8079999999999998]
["HT","Battery",50,"LACK_6",6,0,0,-2.1059999999999999]
["HT","Battery",50,"LAND1",118.79900000000001,0,0,-41.701999999999998]
["HT","Battery",50,"LEGA_1",11,0,0,-3.8610000000000002]
["HT","Battery",50,"LINM",24,0,0,-8.4250000000000007]
["HT","Battery",50,"LISD_1",24,0,0,-8.4250000000000007]
["HT","Battery",50,"LITT_C",14.3,0,0,-5.0199999999999996]
["HT","Battery",50,"LOVE_1",16.187000000000001,0,0,-5.6820000000000004]
["HT","Battery",50,"LUNA_P",30.79,0,0,-10.808]
["HT","Battery",50,"MACC_3",19,0,0,-6.67]
["HT","Battery",50,"MANN_1",184.68700000000001,0,0,-64.83]
["HT","Battery",50,"MELK_1",197.834,0,0,-69.444999999999993]
["HT","Battery",50,"MITY_1",238.94300000000001,0,0,-83.876000000000005]
["HT","Battery",50,"NECE_1",49.9,0,0,-17.515999999999998]
["HT","Battery",50,"NETS",16,0,0,-5.6159999999999997]
["HT","Battery",50,"NEWX_6",1,0,0,-0.35099999999999998]
["HT","Battery",50,"NFLE",197.81,0,0,-69.436999999999998]
["HT","Battery",50,"NINF_1",146.69,0,0,-51.493000000000002]
["HT","Battery",50,"NORM_1",163.76,0,0,-57.484999999999999]
["HT","Battery",50,"NORT_1",55.414999999999999,0,0,-19.452000000000002]
["HT","Battery",50,"NURS_1",5.5369999999999999,0,0,-1.944]
["HT","Battery",50,"OCKH_1",118.818,0,0,-41.709000000000003]
["HT","Battery",50,"PADIB1",14.02,0,0,-4.9210000000000003]
["HT","Battery",50,"PAIS",1.8140000000000001,0,0,-0.63700000000000001]
["HT","Battery",50,"PEHS_P",1,0,0,-0.35099999999999998]
["HT","Battery",50,"PELH_1",130,0,0,-45.634]
["HT","Battery",50,"PENE_1",148.03,0,0,-51.963000000000001]
["HT","Battery",50,"PENN_1",299.8,0,0,-105.239]
["HT","Battery",50,"PENW_1",69.094999999999999,0,0,-24.254000000000001]
["HT","Battery",50,"PORD",9.5,0,0,-3.335]
["HT","Battery",50,"PYLE_1",17,0,0,-5.9669999999999996]
["HT","Battery",50,"RAIN_1",21.5,0,0,-7.5469999999999997]
["HT","Battery",50,"RASS_1",12.5,0,0,-4.3879999999999999]
["HT","Battery",50,"RATS_1",271,0,0,-95.129000000000005]
["HT","Battery",50,"RAYL_1",322.75,0,0,-113.295]
["HT","Battery",50,"REDH",32,0,0,-11.233000000000001]
["HT","Battery",50,"REDM_P",5,0,0,-1.7549999999999999]
["HT","Battery",50,"ROCH_1",95,0,0,-33.347999999999999]
["HT","Battery",50,"RUGEB1",99.89,0,0,-35.064]
["HT","Battery",50,"RYEH_1",7.2149999999999999,0,0,-2.5329999999999999]
["HT","Battery",50,"SALT_1",19.600000000000001,0,0,-6.88]
["HT","Battery",50,"SBAR",91.3,0,0,-32.048999999999999]
["HT","Battery",50,"SEAB1",31,0,0,-10.882]
["HT","Battery",50,"SELL_1",10.5,0,0,-3.6859999999999999]
["HT","Battery",50,"SHRW_1",118.52500000000001,0,0,-41.606000000000002]
["HT","Battery",50,"SPAV",5,0,0,-1.7549999999999999]
["HT","Battery",50,"SPEN_1",176.3,0,0,-61.886000000000003]
["HT","Battery",50,"SSHI_3",35,0,0,-12.286]
["HT","Battery",50,"STAL_1",112,0,0,-39.314999999999998]
["HT","Battery",50,"STAY_1",157.38999999999999,0,0,-55.249000000000002]
["HT","Battery",50,"STEN_1",60.204999999999998,0,0,-21.134]
["HT","Battery",50,"STES_1",5.7,0,0,-2.0009999999999999]
["HT","Battery",50,"STRI_P",19.399999999999999,0,0,-6.81]
["HT","Battery",50,"SUND_1",128.30799999999999,0,0,-45.04]
["HT","Battery",50,"SWAN_1",63.915999999999997,0,0,-22.436]
["HT","Battery",50,"TAUN1",45.399000000000001,0,0,-15.936]
["HT","Battery",50,"TEMP_3",40,0,0,-14.041]
["HT","Battery",50,"THSO_P",3,0,0,-1.0529999999999999]
["HT","Battery",50,"THUR_6",102.8,0,0,-36.085999999999999]
["HT","Battery",50,"TILBB_1",48,0,0,-16.849]
["HT","Battery",50,"TOTT_1",6.32,0,0,-2.2189999999999999]
["HT","Battery",50,"TYNE_1",39.5,0,0,-13.866]
["HT","Battery",50,"TYNE_2",25,0,0,-8.7759999999999998]
["HT","Battery",50,"USKM_1",50.84,0,0,-17.846]
["HT","Battery",50,"WALH_1",54.999000000000002,0,0,-19.306000000000001]
["HT","Battery",50,"WALP_1",128.57,0,0,-45.131999999999998]
["HT","Battery",50,"WARL_1",100,0,0,-35.103000000000002]
["HT","Battery",50,"WASF_1",189.8,0,0,-66.625]
["HT","Battery",50,"WBOL_6",12.555,0,0,-4.407]
["HT","Battery",50,"WBUR_1",37.756999999999998,0,0,-13.254]
["HT","Battery",50,"WFIE",25.1,0,0,-8.8109999999999999]
["HT","Battery",50,"WHGA_1",61.4,0,0,-21.553000000000001]
["HT","Battery",50,"WIBA_3",2.5990000000000002,0,0,-0.91200000000000003]
["HT","Battery",50,"WIEN_1",56.895000000000003,0,0,-19.972000000000001]
["HT","Battery",50,"WILL_1",46.2,0,0,-16.218]
["HT","Battery",50,"WIOW_P",2.105,0,0,-0.73899999999999999]
["HT","Battery",50,"WISD_6",5.6139999999999999,0,0,-1.9710000000000001]
["HT","Battery",50,"WMEL_1",210.6,0,0,-73.927000000000007]
["HT","Battery",50,"WTHU31",1,0,0,-0.35099999999999998]
["HT","Battery",50,"WWEY_1",6,0,0,-2.1059999999999999]
["HT","Battery",50,"WYMOM_1",6,0,0,-2.1059999999999999]
["HT","LAES",24,"ROCH_1",5,0,0,-2.5]
["HT","LAES",25,"ROCH_1",5,0,0,-2.5]
["HT","LAES",26,"ROCH_1",5,0,0,-2.5]
["HT","LAES",27,"ROCH_1",5,0,0,-2.5]
["HT","LAES",28,"ROCH_1",5,0,0,-2.5]
["HT","LAES",29,"FROD_1",100,0,0,-50]
["HT","LAES",29,"ROCH_1",105,0,0,-52.5]
["HT","LAES",30,"FROD_1",200,0,0,-100]
["HT","LAES",30,"ROCH_1",105,0,0,-52.5]
["HT","LAES",31,"FROD_1",300,0,0,-150]
["HT","LAES",31,"ROCH_1",105,0,0,-52.5]
["HT","LAES",32,"FROD_1",400,0,0,-200]
["HT","LAES",32,"ROCH_1",105,0,0,-52.5]
["HT","LAES",33,"FROD_1",500,0,0,-250]
["HT","LAES",33,"ROCH_1",105,0,0,-52.5]
["HT","LAES",34,"FROD_1",500,0,0,-250]
["HT","LAES",34,"ROCH_1",105,0,0,-52.5]
["HT","LAES",35,"FROD_1",500,0,0,-250]
["HT","LAES",35,"ROCH_1",105,0,0,-52.5]
["HT","LAES",36,"FROD_1",500,0,0,-250]
["HT","LAES",36,"ROCH_1",105,0,0,-52.5]
["HT","LAES",37,"FROD_1",500,0,0,-250]
["HT","LAES",37,"ROCH_1",105,0,0,-52.5]
["HT","LAES",38,"FROD_1",500,0,0,-250]
["HT","LAES",38,"ROCH_1",105,0,0,-52.5]
["HT","LAES",39,"FROD_1",500,0,0,-250]
["HT","LAES",39,"ROCH_1",105,0,0,-52.5]
["HT","LAES",40,"FROD_1",500,0,0,-250]
["HT","LAES",40,"ROCH_1",105,0,0,-52.5]
["HT","LAES",41,"FROD_1",500,0,0,-250]
["HT","LAES",41,"ROCH_1",105,0,0,-52.5]
["HT","LAES",42,"FROD_1",500,0,0,-250]
["HT","LAES",42,"ROCH_1",105,0,0,-52.5]
["HT","LAES",43,"FROD_1",500,0,0,-250]
["HT","LAES",43,"ROCH_1",105,0,0,-52.5]
["HT","LAES",44,"FROD_1",500,0,0,-250]
["HT","LAES",44,"ROCH_1",105,0,0,-52.5]
["HT","LAES",45,"FROD_1",500,0,0,-250]
["HT","LAES",45,"ROCH_1",105,0,0,-52.5]
["HT","LAES",46,"FROD_1",500,0,0,-250]
["HT","LAES",46,"ROCH_1",105,0,0,-52.5]
["HT","LAES",47,"FROD_1",500,0,0,-250]
["HT","LAES",47,"ROCH_1",105,0,0,-52.5]
["HT","LAES",48,"FROD_1",500,0,0,-250]
["HT","LAES",48,"ROCH_1",105,0,0,-52.5]
["HT","LAES",49,"FROD_1",500,0,0,-250]
["HT","LAES",49,"ROCH_1",105,0,0,-52.5]
["HT","LAES",50,"FROD_1",500,0,0,-250]
["HT","LAES",50,"ROCH_1",105,0,0,-52.5]
["HT","CAES",24,"NORT_1",3.294,0,0,-1.647]
["HT","CAES",25,"NORT_1",3.294,0,0,-1.647]
["HT","CAES",26,"NORT_1",3.294,0,0,-1.647]
["HT","CAES",27,"NORT_1",3.294,0,0,-1.647]
["HT","CAES",28,"NORT_1",3.294,0,0,-1.647]
["HT","CAES",29,"NORT_1",3.294,0,0,-1.647]
["HT","CAES",30,"NORT_1",3.294,0,0,-1.647]
["HT","CAES",31,"NORT_1",3.294,0,0,-1.647]
["HT","CAES",32,"NORT_1",3.294,0,0,-1.647]
["HT","CAES",33,"NORT_1",3.294,0,0,-1.647]
["HT","CAES",34,"NORT_1",3.294,0,0,-1.647]
["HT","CAES",35,"NORT_1",3.294,0,0,-1.647]
["HT","CAES",36,"NORT_1",3.294,0,0,-1.647]
["HT","CAES",37,"NORT_1",3.294,0,0,-1.647]
["HT","CAES",38,"NORT_1",3.294,0,0,-1.647]
["HT","CAES",39,"NORT_1",3.294,0,0,-1.647]
["HT","CAES",40,"NORT_1",3.294,0,0,-1.647]
["HT","CAES",41,"NORT_1",3.294,0,0,-1.647]
["HT","CAES",42,"NORT_1",3.294,0,0,-1.647]
["HT","CAES",43,"NORT_1",3.294,0,0,-1.647]
["HT","CAES",44,"NORT_1",3.294,0,0,-1.647]
["HT","CAES",45,"NORT_1",3.294,0,0,-1.647]
["HT","CAES",46,"NORT_1",3.294,0,0,-1.647]
["HT","CAES",47,"NORT_1",3.294,0,0,-1.647]
["HT","CAES",48,"NORT_1",3.294,0,0,-1.647]
["HT","CAES",49,"NORT_1",3.294,0,0,-1.647]
["HT","CAES",50,"NORT_1",3.294,0,0,-1.647]
["HT","PHES",30,"CONQA1",99.9,0,0,-49.95]
["HT","PHES",31,"CONQA1",99.9,0,0,-49.95]
["HT","PHES",32,"CONQA1",99.9,0,0,-49.95]
["HT","PHES",33,"CONQA1",99.9,0,0,-49.95]
["HT","PHES",34,"CONQA1",99.9,0,0,-49.95]
["HT","PHES",35,"CONQA1",99.9,0,0,-49.95]
["HT","PHES",36,"CONQA1",99.9,0,0,-49.95]
["HT","PHES",37,"CONQA1",99.9,0,0,-49.95]
["HT","PHES",38,"CONQA1",99.9,0,0,-49.95]
["HT","PHES",39,"CONQA1",99.9,0,0,-49.95]
["HT","PHES",40,"CONQA1",99.9,0,0,-49.95]
["HT","PHES",41,"CONQA1",99.9,0,0,-49.95]
["HT","PHES",42,"CONQA1",99.9,0,0,-49.95]
["HT","PHES",43,"CONQA1",99.9,0,0,-49.95]
["HT","PHES",44,"CONQA1",99.9,0,0,-49.95]
["HT","PHES",45,"CONQA1",99.9,0,0,-49.95]
["HT","PHES",46,"CONQA1",99.9,0,0,-49.95]
["HT","PHES",47,"CONQA1",99.9,0,0,-49.95]
["HT","PHES",48,"CONQA1",99.9,0,0,-49.95]
["HT","PHES",49,"CONQA1",99.9,0,0,-49.95]
["HT","PHES",50,"CONQA1",99.9,0,0,-49.95]

{"sheet":"mBattery","index":12,"n_rows":30423,"n_cols":10,"rows_kept":4500,"cut":true,"hidden":false,"merged":[],"bounds":{"rows_first":2000,"rows_last":500,"rows_between":2000,"halvings":0}}
[]
[null,null,null,null,null,null,null,null,null,"All values given in MW"]
["scenario","tech","year","etys_location","capacity","wintpk","summam","summpm"]
["EE","Battery",24,"ABHA1",2.6970000000000001,0,0,-2.0489999999999999]
["EE","Battery",24,"ABNE_P",0.23899999999999999,0,0,-0.18099999999999999,null,"This data is storage demand (take from the grid) aggregated to each GSP for individual storage sites with capacity below 1MW. It is zero in Winter Peak as we assume storage is exporting (generation) at this time."]
["EE","Battery",24,"ABTH_1",0.54,0,0,-0.41]
["EE","Battery",24,"ACTL_2",0.14199999999999999,0,0,-0.108]
["EE","Battery",24,"ACTL_C",0,0,0,0]
["EE","Battery",24,"ALNE_P",8.8999999999999996E-2,0,0,-6.7000000000000004E-2]
["EE","Battery",24,"ALST_3",0,0,0,0]
["EE","Battery",24,"ALVE1",2.3239999999999998,0,0,-1.7669999999999999]
["EE","Battery",24,"AMEM_1",0.26,0,0,-0.19800000000000001]
["EE","Battery",24,"ARBR_P",0.23499999999999999,0,0,-0.17899999999999999]
["EE","Battery",24,"ARDK_P",0,0,0,0]
["EE","Battery",24,"ARMO_P",0.06,0,0,-4.4999999999999998E-2]
["EE","Battery",24,"AXMI_H",0,0,0,0]
["EE","Battery",24,"AXMI1",1.337,0,0,-1.016]
["EE","Battery",24,"AYRR",5.7000000000000002E-2,0,0,-4.3999999999999997E-2]
["EE","Battery",24,"BAGA",0.158,0,0,-0.12]
["EE","Battery",24,"BAIN",4.5999999999999999E-2,0,0,-3.5000000000000003E-2]
["EE","Battery",24,"BARKR_C",0.51800000000000002,0,0,-0.39400000000000002]
["EE","Battery",24,"BARKW3",0,0,0,0]
["EE","Battery",24,"BEAU_P",0.14299999999999999,0,0,-0.109]
["EE","Battery",24,"BEDD_1",0.63500000000000001,0,0,-0.48299999999999998]
["EE","Battery",24,"BEDDT1",0.14899999999999999,0,0,-0.113]
["EE","Battery",24,"BERB_P",0,0,0,0]
["EE","Battery",24,"BERW",0.19900000000000001,0,0,-0.151]
["EE","Battery",24,"BESW_1",0.86799999999999999,0,0,-0.66]
["EE","Battery",24,"BICF_1",0.82499999999999996,0,0,-0.627]
["EE","Battery",24,"BIRK_1",0.43,0,0,-0.32700000000000001]
["EE","Battery",24,"BISW_1",3.8340000000000001,0,0,-2.9140000000000001]
["EE","Battery",24,"BLYTB1",0.95299999999999996,0,0,-0.72399999999999998]
["EE","Battery",24,"BLYTH132",0.27300000000000002,0,0,-0.20699999999999999]
["EE","Battery",24,"BOAG_P",9.7000000000000003E-2,0,0,-7.3999999999999996E-2]
["EE","Battery",24,"BOLN_1",2.5289999999999999,0,0,-1.9219999999999999]
["EE","Battery",24,"BONN",0.14399999999999999,0,0,-0.11]
["EE","Battery",24,"BOTW_1",0.61099999999999999,0,0,-0.46400000000000002]
["EE","Battery",24,"BRAC_P",0.246,0,0,-0.187]
["EE","Battery",24,"BRAI_1",0.92400000000000004,0,0,-0.70199999999999996]
["EE","Battery",24,"BRAP",7.1999999999999995E-2,0,0,-5.5E-2]
["EE","Battery",24,"BRAW_1",1.115,0,0,-0.84799999999999998]
["EE","Battery",24,"BRED_1",0.73499999999999999,0,0,-0.55900000000000005]
["EE","Battery",24,"BRFO_1",4.819,0,0,-3.6629999999999998]
["EE","Battery",24,"BRID_P",0.185,0,0,-0.14099999999999999]
["EE","Battery",24,"BRIM_1",0.45400000000000001,0,0,-0.34499999999999997]
["EE","Battery",24,"BRLE_1",1.127,0,0,-0.85599999999999998]
["EE","Battery",24,"BROA_P",4.2999999999999997E-2,0,0,-3.3000000000000002E-2]
["EE","Battery",24,"BROR_P",3.3000000000000002E-2,0,0,-2.5000000000000001E-2]
["EE","Battery",24,"BROX",8.7999999999999995E-2,0,0,-6.7000000000000004E-2]
["EE","Battery",24,"BRWA1",2.069,0,0,-1.573]
["EE","Battery",24,"BUMU_P",0.127,0,0,-9.6000000000000002E-2]
["EE","Battery",24,"BURM_1",1.681,0,0,-1.278]
["EE","Battery",24,"BUSH_1",0.73599999999999999,0,0,-0.55900000000000005]
["EE","Battery",24,"BUST_1",0.53700000000000003,0,0,-0.40799999999999997]
["EE","Battery",24,"CAAD_P",5.1999999999999998E-2,0,0,-0.04]
["EE","Battery",24,"CAFA",0,0,0,0]
["EE","Battery",24,"CAIF_P",0,0,0,0]
["EE","Battery",24,"CAMB_01",0,0,0,0]
["EE","Battery",24,"CANTN1",0.80500000000000005,0,0,-0.61199999999999999]
["EE","Battery",24,"CAPEA1",0.504,0,0,-0.38300000000000001]
["EE","Battery",24,"CARE_1",0.52600000000000002,0,0,-0.4]
["EE","Battery",24,"CARR_1",0.36399999999999999,0,0,-0.27600000000000002]
["EE","Battery",24,"CASS_P",0,0,0,0]
["EE","Battery",24,"CATY",8.9999999999999993E-3,0,0,-7.0000000000000001E-3]
["EE","Battery",24,"CBNK_H",0,0,0,0]
["EE","Battery",24,"CEAN_P",0,0,0,0]
["EE","Battery",24,"CELL_1",2.2240000000000002,0,0,-1.69]
["EE","Battery",24,"CHAP",0.183,0,0,-0.13900000000000001]
["EE","Battery",24,"CHAR_P",0,0,0,0]
["EE","Battery",24,"CHAS",0.04,0,0,-0.03]
["EE","Battery",24,"CHIC_1",0.54900000000000004,0,0,-0.41799999999999998]
["EE","Battery",24,"CHSI_1",0.41299999999999998,0,0,-0.314]
["EE","Battery",24,"CHTE_1",2.4329999999999998,0,0,-1.849]
["EE","Battery",24,"CITR_1",3.5000000000000003E-2,0,0,-2.7E-2]
["EE","Battery",24,"CLAC_P",8.0000000000000002E-3,0,0,-6.0000000000000001E-3]
["EE","Battery",24,"CLAY_P",4.3999999999999997E-2,0,0,-3.3000000000000002E-2]
["EE","Battery",24,"CLT03",0,0,0,0]
["EE","Battery",24,"CLYM",0,0,0,0]
["EE","Battery",24,"COAT",0.155,0,0,-0.11799999999999999]
["EE","Battery",24,"COCK",0.186,0,0,-0.14099999999999999]
["EE","Battery",24,"CONQA1",1.0529999999999999,0,0,-0.8]
["EE","Battery",24,"COUA_P",0.17199999999999999,0,0,-0.13]
["EE","Battery",24,"COVE_1",1.516,0,0,-1.1519999999999999]
["EE","Battery",24,"COWL_1",1.899,0,0,-1.4430000000000001]
["EE","Battery",24,"COYL",0.158,0,0,-0.12]
["EE","Battery",24,"CRAI_P",1.0999999999999999E-2,0,0,-8.9999999999999993E-3]
["EE","Battery",24,"CREB_1",2.1920000000000002,0,0,-1.6659999999999999]
["EE","Battery",24,"CUMB",0.115,0,0,-8.7999999999999995E-2]
["EE","Battery",24,"CUPA",0.29699999999999999,0,0,-0.22600000000000001]
["EE","Battery",24,"CURR",3.0000000000000001E-3,0,0,-2E-3]
["EE","Battery",24,"DALL_P",0,0,0,0]
["EE","Battery",24,"DALM3",9.2999999999999999E-2,0,0,-7.0999999999999994E-2]
["EE","Battery",24,"DEVM",5.1999999999999998E-2,0,0,-0.04]
["EE","Battery",24,"DEVO",0.156,0,0,-0.11899999999999999]
["EE","Battery",24,"DEWP",1.4999999999999999E-2,0,0,-1.2E-2]
["EE","Battery",24,"DOUN_P",5.1999999999999998E-2,0,0,-0.04]
["EE","Battery",24,"DRAK_1",0.86699999999999999,0,0,-0.65900000000000003]
["EE","Battery",24,"DRAX_1",0.215,0,0,-0.16300000000000001]
["EE","Battery",24,"DRCR",0,0,0,0]
["EE","Battery",24,"DRUM",5.7000000000000002E-2,0,0,-4.2999999999999997E-2]
["EE","Battery",24,"DUBE_P",0,0,0,0]
["EE","Battery",24,"DUDH_P",0.11899999999999999,0,0,-0.09]
["EE","Battery",24,"DUGR_P",6.0000000000000001E-3,0,0,-5.0000000000000001E-3]
["EE","Battery",24,"DUNB_A",0,0,0,0]
["EE","Battery",24,"DUNB_B",0.13500000000000001,0,0,-0.10299999999999999]
["EE","Battery",24,"DUNF",7.8E-2,0,0,-0.06]
["EE","Battery",24,"DUNO_P",6.8000000000000005E-2,0,0,-5.0999999999999997E-2]
["EE","Battery",24,"DYCE_P",0.188,0,0,-0.14299999999999999]
["EE","Battery",24,"EALI_6",0.187,0,0,-0.14199999999999999]
["EE","Battery",24,"EASO_1",1.44,0,0,-1.0940000000000001]
["EE","Battery",24,"EAST",0,0,0,0]
["EE","Battery",24,"ECCL",0.30099999999999999,0,0,-0.22900000000000001]
["EE","Battery",24,"ECLA_1",1.282,0,0,-0.97499999999999998]
["EE","Battery",24,"ECLA_H",0,0,0,0]
["EE","Battery",24,"EERH",0.16900000000000001,0,0,-0.128]
["EE","Battery",24,"EKIL",0.20599999999999999,0,0,-0.156]
["EE","Battery",24,"EKIS",0,0,0,0]
["EE","Battery",24,"ELDE",9.5000000000000001E-2,0,0,-7.1999999999999995E-2]
["EE","Battery",24,"ELGI_P",0.25800000000000001,0,0,-0.19600000000000001]
["EE","Battery",24,"ELLA_1",1.103,0,0,-0.83799999999999997]
["EE","Battery",24,"ELST_1",0.58899999999999997,0,0,-0.44700000000000001]
["EE","Battery",24,"ENDE_1",1.7909999999999999,0,0,-1.361]
["EE","Battery",24,"ERSK",3.5999999999999997E-2,0,0,-2.8000000000000001E-2]
["EE","Battery",24,"EXET1",2.4380000000000002,0,0,-1.853]
["EE","Battery",24,"FASN_P",0,0,0,0]
["EE","Battery",24,"FAUG_P",1.7000000000000001E-2,0,0,-1.2999999999999999E-2]
["EE","Battery",24,"FAWL_1",0.85599999999999998,0,0,-0.65]
["EE","Battery",24,"FECK_6",2.157,0,0,-1.639]
["EE","Battery",24,"FERRA2",0.308,0,0,-0.23400000000000001]
["EE","Battery",24,"FERRB_M",1.6439999999999999,0,0,-1.25]
["EE","Battery",24,"FETT_P",0,0,0,0]
["EE","Battery",24,"FIDD_P",0.14699999999999999,0,0,-0.111]
["EE","Battery",24,"FIDF_1",1.048,0,0,-0.79700000000000004]
["EE","Battery",24,"FINN",0,0,0,0]
["EE","Battery",24,"FLEE_1",2.544,0,0,-1.9330000000000001]
["EE","Battery",24,"FOUR_1",1.6E-2,0,0,-1.2E-2]
["EE","Battery",24,"FRAS_P",0,0,0,0]
["EE","Battery",24,"FROD_1",1.113,0,0,-0.84599999999999997]
["EE","Battery",24,"FWIL_P",4.4999999999999998E-2,0,0,-3.4000000000000002E-2]
["EE","Battery",24,"G_EXTRA_10",3.5000000000000003E-2,0,0,-2.5999999999999999E-2]
["EE","Battery",24,"G_EXTRA_11",3.5000000000000003E-2,0,0,-2.5999999999999999E-2]
["EE","Battery",24,"G_EXTRA_12",0,0,0,0]
["EE","Battery",24,"G_EXTRA_14",0,0,0,0]
["EE","Battery",24,"G_EXTRA_17",0,0,0,0]
["EE","Battery",24,"G_EXTRA_18",0,0,0,0]
["EE","Battery",24,"G_EXTRA_19",0,0,0,0]
["EE","Battery",24,"G_EXTRA_2",8.3000000000000004E-2,0,0,-6.3E-2]
["EE","Battery",24,"G_EXTRA_20",0,0,0,0]
["EE","Battery",24,"G_EXTRA_3",8.3000000000000004E-2,0,0,-6.3E-2]
["EE","Battery",24,"G_EXTRA_4",7.4999999999999997E-2,0,0,-5.7000000000000002E-2]
["EE","Battery",24,"G_EXTRA_5",7.4999999999999997E-2,0,0,-5.7000000000000002E-2]
["EE","Battery",24,"G_EXTRA_6",3.5999999999999997E-2,0,0,-2.8000000000000001E-2]
["EE","Battery",24,"G_EXTRA_7",3.5999999999999997E-2,0,0,-2.8000000000000001E-2]
["EE","Battery",24,"G_EXTRA_8",0.104,0,0,-7.9000000000000001E-2]
["EE","Battery",24,"G_EXTRA_9",0.104,0,0,-7.9000000000000001E-2]
["EE","Battery",24,"GALA",0.21,0,0,-0.16]
["EE","Battery",24,"GIFF",5.5E-2,0,0,-4.2000000000000003E-2]
["EE","Battery",24,"GLEF_P",0,0,0,0]
["EE","Battery",24,"GLLE",0,0,0,0]
["EE","Battery",24,"GLLU",0.122,0,0,-9.2999999999999999E-2]
["EE","Battery",24,"GLNI",6.7000000000000004E-2,0,0,-5.0999999999999997E-2]
["EE","Battery",24,"GLRO",0.09,0,0,-6.8000000000000005E-2]
["EE","Battery",24,"GORG",1.7999999999999999E-2,0,0,-1.2999999999999999E-2]
["EE","Battery",24,"GOVA",6.9000000000000006E-2,0,0,-5.1999999999999998E-2]
["EE","Battery",24,"GREE_H",0,0,0,0]
["EE","Battery",24,"GREN_1",3.1040000000000001,0,0,-2.359]
["EE","Battery",24,"GRIW_1",0.80300000000000005,0,0,-0.61]
["EE","Battery",24,"GRUB_P",3.1E-2,0,0,-2.3E-2]
["EE","Battery",24,"HACK_1",0.28899999999999998,0,0,-0.22]
["EE","Battery",24,"HACK_6",0,0,0,0]
["EE","Battery",24,"HAGR",3.7999999999999999E-2,0,0,-2.9000000000000001E-2]
["EE","Battery",24,"HAMHC1",0.94599999999999995,0,0,-0.71899999999999997]
["EE","Battery",24,"HARK_1",1.2829999999999999,0,0,-0.97499999999999998]
["EE","Battery",24,"HARM_6",0.315,0,0,-0.23899999999999999]
["EE","Battery",24,"HAWI",9.1999999999999998E-2,0,0,-7.0000000000000007E-2]
["EE","Battery",24,"HAWP_6",0.74099999999999999,0,0,-0.56399999999999995]
["EE","Battery",24,"HELE",5.1999999999999998E-2,0,0,-3.9E-2]
["EE","Battery",24,"HEYS_1",0.373,0,0,-0.28299999999999997]
["EE","Battery",24,"HEYS1",0,0,0,0]
["EE","Battery",24,"HUER",0,0,0,0]
["EE","Battery",24,"HURS_1",0.34100000000000003,0,0,-0.25900000000000001]
["EE","Battery",24,"HUTT_1",0.72499999999999998,0,0,-0.55100000000000005]
["EE","Battery",24,"IMPK_1",0,0,0,0]
["EE","Battery",24,"INDQ1",3.6469999999999998,0,0,-2.7719999999999998]
["EE","Battery",24,"INKE",0.121,0,0,-9.1999999999999998E-2]
["EE","Battery",24,"INNE_P",0.16700000000000001,0,0,-0.127]
["EE","Battery",24,"IROA1",2.423,0,0,-1.841]
["EE","Battery",24,"IRONB1",0.65900000000000003,0,0,-0.501]
["EE","Battery",24,"ISLI_1",0,0,0,0]
["EE","Battery",24,"IVER_1",0.58899999999999997,0,0,-0.44700000000000001]
["EE","Battery",24,"IVER_6",0.156,0,0,-0.11799999999999999]
["EE","Battery",24,"JOHN",8.5000000000000006E-2,0,0,-6.4000000000000001E-2]
["EE","Battery",24,"JORD_3",0.111,0,0,-8.5000000000000006E-2]
["EE","Battery",24,"KAIM",0.35599999999999998,0,0,-0.27100000000000002]
["EE","Battery",24,"KEAD_1",2.0529999999999999,0,0,-1.56]
["EE","Battery",24,"KEAR_1",1.5569999999999999,0,0,-1.1830000000000001]
["EE","Battery",24,"KEAR_3",0,0,0,0]
["EE","Battery",24,"KEIT_P",0.186,0,0,-0.14099999999999999]
["EE","Battery",24,"KEMS_1",0.38400000000000001,0,0,-0.29199999999999998]
["EE","Battery",24,"KEOO",0,0,0,0]
["EE","Battery",24,"KIBY_1",0.51500000000000001,0,0,-0.39200000000000002]
["EE","Battery",24,"KIBY_G",0.47899999999999998,0,0,-0.36399999999999999]
["EE","Battery",24,"KIER",9.0999999999999998E-2,0,0,-6.9000000000000006E-2]
["EE","Battery",24,"KIIN_P",1.4999999999999999E-2,0,0,-1.2E-2]
["EE","Battery",24,"KILS",0.10299999999999999,0,0,-7.9000000000000001E-2]
["EE","Battery",24,"KILT",0.11,0,0,-8.4000000000000005E-2]
["EE","Battery",24,"KILW",9.9000000000000005E-2,0,0,-7.4999999999999997E-2]
["EE","Battery",24,"KINL_P",4.0000000000000001E-3,0,0,-3.0000000000000001E-3]
["EE","Battery",24,"KINO_1",0.434,0,0,-0.32900000000000001]
["EE","Battery",24,"KINT_P",0.40699999999999997,0,0,-0.309]
["EE","Battery",24,"KIRKB1",0.437,0,0,-0.33200000000000002]
["EE","Battery",24,"KITW_1",0.57699999999999996,0,0,-0.438]
["EE","Battery",24,"KNAR",0.435,0,0,-0.33100000000000002]
["EE","Battery",24,"LACK_6",0.54600000000000004,0,0,-0.41499999999999998]
["EE","Battery",24,"LAIR_P",2.1999999999999999E-2,0,0,-1.6E-2]
["EE","Battery",24,"LALE1SG003",0.19800000000000001,0,0,-0.151]
["EE","Battery",24,"LAND1",1.389,0,0,-1.056]
["EE","Battery",24,"LEGA_1",1.5609999999999999,0,0,-1.1859999999999999]
["EE","Battery",24,"LEVE",0.12,0,0,-9.1999999999999998E-2]
["EE","Battery",24,"LING",0.16800000000000001,0,0,-0.128]
["EE","Battery",24,"LINM",0.27600000000000002,0,0,-0.21]
["EE","Battery",24,"LISD_1",0.879,0,0,-0.66800000000000004]
["EE","Battery",24,"LITT_C",0.245,0,0,-0.186]
["EE","Battery",24,"LITT_J",8.0000000000000002E-3,0,0,-6.0000000000000001E-3]
["EE","Battery",24,"LODR_6",7.5999999999999998E-2,0,0,-5.8000000000000003E-2]
["EE","Battery",24,"LOUD_H",0.13800000000000001,0,0,-0.105]
["EE","Battery",24,"LOVE_1",2.375,0,0,-1.8049999999999999]
["EE","Battery",24,"LUNA_P",0.18,0,0,-0.13700000000000001]
["EE","Battery",24,"LYND_P",0.05,0,0,-3.7999999999999999E-2]
["EE","Battery",24,"MACC_3",0.22800000000000001,0,0,-0.17299999999999999]
["EE","Battery",24,"MACD_P",0.182,0,0,-0.13900000000000001]
["EE","Battery",24,"MAGA_6",5.0999999999999997E-2,0,0,-3.9E-2]
["EE","Battery",24,"MANN_1",3.073,0,0,-2.335]
["EE","Battery",24,"MAYB",6.6000000000000003E-2,0,0,-0.05]
["EE","Battery",24,"MELK_1",2.2869999999999999,0,0,-1.738]
["EE","Battery",24,"MILC_P",0.14699999999999999,0,0,-0.112]
["EE","Battery",24,"MILH_1",0.17499999999999999,0,0,-0.13300000000000001]
["EE","Battery",24,"MITY_1",0.98099999999999998,0,0,-0.746]
["EE","Battery",24,"MYBS_P",0,0,0,0]
["EE","Battery",24,"NAIR_P",0.14000000000000001,0,0,-0.106]
["EE","Battery",24,"NEAR",5.2999999999999999E-2,0,0,-0.04]
["EE","Battery",24,"NECE_1",0.998,0,0,-0.75800000000000001]
["EE","Battery",24,"NEEP_3",0.20399999999999999,0,0,-0.155]
["EE","Battery",24,"NETS",0,0,0,0]
["EE","Battery",24,"NEWX_6",0.26900000000000002,0,0,-0.20499999999999999]
["EE","Battery",24,"NFLE",1.444,0,0,-1.097]
["EE","Battery",24,"NHYD_6",0.28699999999999998,0,0,-0.218]
["EE","Battery",24,"NINF_1",2.1850000000000001,0,0,-1.66]
["EE","Battery",24,"NORL_3",7.2999999999999995E-2,0,0,-5.6000000000000001E-2]
["EE","Battery",24,"NORM_1",3.8479999999999999,0,0,-2.9249999999999998]
["EE","Battery",24,"NORT_1",2.33,0,0,-1.7709999999999999]
["EE","Battery",24,"NURS_1",1.1060000000000001,0,0,-0.84]
["EE","Battery",24,"OCKH_1",0.24299999999999999,0,0,-0.185]
["EE","Battery",24,"OFFE_3",0.14000000000000001,0,0,-0.107]
["EE","Battery",24,"OLDB_1",0.34200000000000003,0,0,-0.26]
["EE","Battery",24,"ORMO",0,0,0,0]
["EE","Battery",24,"ORRI_P",0,0,0,0]
["EE","Battery",24,"OSBA_1",1.484,0,0,-1.1279999999999999]
["EE","Battery",24,"PADIB1",0.75800000000000001,0,0,-0.57599999999999996]
["EE","Battery",24,"PAIS",1.4E-2,0,0,-1.0999999999999999E-2]
["EE","Battery",24,"PART",8.9999999999999993E-3,0,0,-7.0000000000000001E-3]
["EE","Battery",24,"PEHG_P",0,0,0,0]
["EE","Battery",24,"PEHS_P",0.32800000000000001,0,0,-0.249]
["EE","Battery",24,"PELH_1",1.179,0,0,-0.89600000000000002]
["EE","Battery",24,"PEMB_1",0.8,0,0,-0.60799999999999998]
["EE","Battery",24,"PENE_1",1.0149999999999999,0,0,-0.77100000000000002]
["EE","Battery",24,"PENN_1",0.16700000000000001,0,0,-0.127]
["EE","Battery",24,"PENT_1",0.61799999999999999,0,0,-0.47]
["EE","Battery",24,"PENW_1",0.89700000000000002,0,0,-0.68200000000000005]
["EE","Battery",24,"PERI_H",0,0,0,0]
["EE","Battery",24,"PERS_P",8.5999999999999993E-2,0,0,-6.5000000000000002E-2]
["EE","Battery",24,"PITS_3",0.14199999999999999,0,0,-0.108]
["EE","Battery",24,"POOB",0.121,0,0,-9.1999999999999998E-2]
["EE","Battery",24,"POPP_3",0.26300000000000001,0,0,-0.2]
["EE","Battery",24,"PORA_P",6.6000000000000003E-2,0,0,-0.05]
["EE","Battery",24,"PORD",5.8000000000000003E-2,0,0,-4.3999999999999997E-2]
["EE","Battery",24,"PYLE_1",0.39100000000000001,0,0,-0.29699999999999999]
["EE","Battery",24,"QUOI_P",0,0,0,0]
["EE","Battery",24,"RAIN_1",0.68899999999999995,0,0,-0.52400000000000002]
["EE","Battery",24,"RANN_P",6.0000000000000001E-3,0,0,-4.0000000000000001E-3]
["EE","Battery",24,"RASS_1",1.1950000000000001,0,0,-0.90800000000000003]
["EE","Battery",24,"RATS_1",1.625,0,0,-1.2350000000000001]
["EE","Battery",24,"RAVE",0,0,0,0]
["EE","Battery",24,"RAYL_1",1.8080000000000001,0,0,-1.3740000000000001]
["EE","Battery",24,"REBR_3",0.16200000000000001,0,0,-0.123]
["EE","Battery",24,"REDH",4.8000000000000001E-2,0,0,-3.5999999999999997E-2]
["EE","Battery",24,"REDM_P",7.0000000000000007E-2,0,0,-5.2999999999999999E-2]
["EE","Battery",24,"RICH_J",0.73399999999999999,0,0,-0.55800000000000005]
["EE","Battery",24,"ROCH_1",0.76200000000000001,0,0,-0.57899999999999996]
["EE","Battery",24,"ROTI3",0,0,0,0]
["EE","Battery",24,"RRIG",0,0,0,0]
["EE","Battery",24,"RUGEB1",0.48,0,0,-0.36499999999999999]
["EE","Battery",24,"RYEH_1",0.77800000000000002,0,0,-0.59099999999999997]
["EE","Battery",24,"SAFO_1",0,0,0,0]
["EE","Battery",24,"SALH_1",0,0,0,0]
["EE","Battery",24,"SALL1",0,0,0,0]
["EE","Battery",24,"SALT_1",0.32800000000000001,0,0,-0.249]
["EE","Battery",24,"SANX",0,0,0,0]
["EE","Battery",24,"SASA",0,0,0,0]
["EE","Battery",24,"SBAR",1.0609999999999999,0,0,-0.80700000000000005]
["EE","Battery",24,"SEAB1",1.468,0,0,-1.115]
["EE","Battery",24,"SELL_1",1.1579999999999999,0,0,-0.88]
["EE","Battery",24,"SFEG_P",0,0,0,0]
["EE","Battery",24,"SFIL_P",0.01,0,0,-8.0000000000000002E-3]
["EE","Battery",24,"SHEC_3",2.1999999999999999E-2,0,0,-1.7000000000000001E-2]
["EE","Battery",24,"SHIN_P",0.01,0,0,-7.0000000000000001E-3]
["EE","Battery",24,"SHRU",1.7000000000000001E-2,0,0,-1.2999999999999999E-2]
["EE","Battery",24,"SHRW_1",1.4119999999999999,0,0,-1.073]
["EE","Battery",24,"SIGH",0.127,0,0,-9.7000000000000003E-2]
["EE","Battery",24,"SJOW_1",0.10100000000000001,0,0,-7.6999999999999999E-2]
["EE","Battery",24,"SKLGB1",1.6619999999999999,0,0,-1.2629999999999999]
["EE","Battery",24,"SLOY_P",0,0,0,0]
["EE","Battery",24,"SMAN_1",0.68600000000000005,0,0,-0.52100000000000002]
["EE","Battery",24,"SPAV",3.7999999999999999E-2,0,0,-2.9000000000000001E-2]
["EE","Battery",24,"SPEN_1",0.77300000000000002,0,0,-0.58799999999999997]
["EE","Battery",24,"SSHI_3",0.33900000000000002,0,0,-0.25800000000000001]
["EE","Battery",24,"STAH_1",0.496,0,0,-0.377]
["EE","Battery",24,"STAL_1",0.96,0,0,-0.72899999999999998]
["EE","Battery",24,"STAY_1",1.2629999999999999,0,0,-0.96]
["EE","Battery",24,"STEN_1",0.434,0,0,-0.33]
["EE","Battery",24,"STES_1",1.038,0,0,-0.78900000000000003]
["EE","Battery",24,"STHA",7.5999999999999998E-2,0,0,-5.8000000000000003E-2]
["EE","Battery",24,"STIR",0.46500000000000002,0,0,-0.35299999999999998]
["EE","Battery",24,"STLE",0.193,0,0,-0.14699999999999999]
["EE","Battery",24,"STRI_P",0,0,0,0]
["EE","Battery",24,"SUND_1",1.411,0,0,-1.0720000000000001]
["EE","Battery",24,"SWAN_1",2.7810000000000001,0,0,-2.113]
["EE","Battery",24,"TARL_P",6.3E-2,0,0,-4.8000000000000001E-2]
["EE","Battery",24,"TAUN1",0.875,0,0,-0.66500000000000004]
["EE","Battery",24,"TAYN_P",9.8000000000000004E-2,0,0,-7.3999999999999996E-2]
["EE","Battery",24,"TELR",4.4999999999999998E-2,0,0,-3.4000000000000002E-2]
["EE","Battery",24,"TEMP_3",0,0,0,0]
["EE","Battery",24,"THOM_6",2.0670000000000002,0,0,-1.571]
["EE","Battery",24,"THSO_P",0.154,0,0,-0.11700000000000001]
["EE","Battery",24,"THUR_6",0.70299999999999996,0,0,-0.53400000000000003]
["EE","Battery",24,"TILBB_1",0.36799999999999999,0,0,-0.27900000000000003]
["EE","Battery",24,"TONG",0.13100000000000001,0,0,-0.1]
["EE","Battery",24,"TONG1",0,0,0,0]
["EE","Battery",24,"TOTT_1",0.35699999999999998,0,0,-0.27100000000000002]
["EE","Battery",24,"TRAW_1",0.52500000000000002,0,0,-0.39900000000000002]
["EE","Battery",24,"TUMB_P",6.0999999999999999E-2,0,0,-4.5999999999999999E-2]
["EE","Battery",24,"TYNE_1",0,0,0,0]
["EE","Battery",24,"TYNE_2",0.69299999999999995,0,0,-0.52700000000000002]
["EE","Battery",24,"Unknown",0,0,0,0]
["EE","Battery",24,"UPPB_1",0.89300000000000002,0,0,-0.67900000000000005]
["EE","Battery",24,"UPPB_3",0,0,0,0]
["EE","Battery",24,"USKM_1",1.1020000000000001,0,0,-0.83699999999999997]
["EE","Battery",24,"WABO",0,0,0,0]
["EE","Battery",24,"WALH_1",1.216,0,0,-0.92400000000000004]
["EE","Battery",24,"WALP_1",3.2770000000000001,0,0,-2.4900000000000002]
["EE","Battery",24,"WALP_B",2.0190000000000001,0,0,-1.5349999999999999]
["EE","Battery",24,"WARL_1",0.42199999999999999,0,0,-0.32100000000000001]
["EE","Battery",24,"WASF_1",9.9000000000000005E-2,0,0,-7.4999999999999997E-2]
["EE","Battery",24,"WATFS_1",0.60799999999999998,0,0,-0.46200000000000002]
["EE","Battery",24,"WBOL_6",0.68100000000000005,0,0,-0.51800000000000002]
["EE","Battery",24,"WBUR_1",1.706,0,0,-1.2969999999999999]
["EE","Battery",24,"WESA_H",0,0,0,0]
["EE","Battery",24,"WFIE",7.4999999999999997E-2,0,0,-5.7000000000000002E-2]
["EE","Battery",24,"WGEO",0,0,0,0]
["EE","Battery",24,"WHAM_1",0.33100000000000002,0,0,-0.252]
["EE","Battery",24,"WHGA_1",0.97499999999999998,0,0,-0.74099999999999999]
["EE","Battery",24,"WHHO",5.5E-2,0,0,-4.2000000000000003E-2]
["EE","Battery",24,"WIBA_3",0,0,0,0]
["EE","Battery",24,"WIEN_1",0.63900000000000001,0,0,-0.48599999999999999]
["EE","Battery",24,"WILL_1",2.0960000000000001,0,0,-1.593]
["EE","Battery",24,"WIMBN1",0,0,0,0]
["EE","Battery",24,"WIMBS1",0.50700000000000001,0,0,-0.38500000000000001]
["EE","Battery",24,"WIOW_P",1.2999999999999999E-2,0,0,-0.01]
["EE","Battery",24,"WISD_1",3.9E-2,0,0,-0.03]
["EE","Battery",24,"WISD_6",0.10199999999999999,0,0,-7.6999999999999999E-2]
["EE","Battery",24,"WISH",0.16900000000000001,0,0,-0.129]
["EE","Battery",24,"WMEL_1",1.121,0,0,-0.85199999999999998]
["EE","Battery",24,"WOHI_P",0.14699999999999999,0,0,-0.112]
["EE","Battery",24,"WTHU31",0.11,0,0,-8.3000000000000004E-2]
["EE","Battery",24,"WWEY_1",1.0049999999999999,0,0,-0.76400000000000001]
["EE","Battery",24,"WYLF_1",0.17299999999999999,0,0,-0.13200000000000001]
["EE","Battery",24,"WYMOM_1",0.77,0,0,-0.58499999999999996]
["EE","Battery",25,"ABHA1",5.1269999999999998,0,0,-3.8969999999999998]
["EE","Battery",25,"ABNE_P",0.45400000000000001,0,0,-0.34499999999999997]
["EE","Battery",25,"ABTH_1",1.0269999999999999,0,0,-0.78100000000000003]
["EE","Battery",25,"ACTL_2",0.27,0,0,-0.20499999999999999]
["EE","Battery",25,"ACTL_C",0,0,0,0]
["EE","Battery",25,"ALNE_P",0.16800000000000001,0,0,-0.128]
["EE","Battery",25,"ALST_3",0,0,0,0]
["EE","Battery",25,"ALVE1",4.42,0,0,-3.359]
["EE","Battery",25,"AMEM_1",0.49399999999999999,0,0,-0.376]
["EE","Battery",25,"ARBR_P",0.44700000000000001,0,0,-0.33900000000000002]
["EE","Battery",25,"ARDK_P",0,0,0,0]
["EE","Battery",25,"ARMO_P",0.114,0,0,-8.5999999999999993E-2]
["EE","Battery",25,"AXMI_H",0,0,0,0]
["EE","Battery",25,"AXMI1",2.5419999999999998,0,0,-1.9319999999999999]
["EE","Battery",25,"AYRR",0.109,0,0,-8.3000000000000004E-2]
["EE","Battery",25,"BAGA",0.3,0,0,-0.22800000000000001]
["EE","Battery",25,"BAIN",8.7999999999999995E-2,0,0,-6.7000000000000004E-2]
["EE","Battery",25,"BARKR_C",0.98499999999999999,0,0,-0.749]
["EE","Battery",25,"BARKW3",0,0,0,0]
["EE","Battery",25,"BEAU_P",0.27200000000000002,0,0,-0.20699999999999999]
["EE","Battery",25,"BEDD_1",1.208,0,0,-0.91800000000000004]
["EE","Battery",25,"BEDDT1",0.28399999999999997,0,0,-0.216]
["EE","Battery",25,"BERB_P",0,0,0,0]
["EE","Battery",25,"BERW",0.378,0,0,-0.28699999999999998]
["EE","Battery",25,"BESW_1",1.651,0,0,-1.2549999999999999]
["EE","Battery",25,"BICF_1",1.569,0,0,-1.1930000000000001]
["EE","Battery",25,"BIRK_1",0.81899999999999995,0,0,-0.622]
["EE","Battery",25,"BISW_1",7.29,0,0,-5.54]
["EE","Battery",25,"BLYTB1",1.8120000000000001,0,0,-1.377]
["EE","Battery",25,"BLYTH132",0.51800000000000002,0,0,-0.39400000000000002]
["EE","Battery",25,"BOAG_P",0.185,0,0,-0.14099999999999999]
["EE","Battery",25,"BOLN_1",4.8079999999999998,0,0,-3.6539999999999999]
["EE","Battery",25,"BONN",0.27400000000000002,0,0,-0.20799999999999999]
["EE","Battery",25,"BOTW_1",1.161,0,0,-0.88300000000000001]
["EE","Battery",25,"BRAC_P",0.46700000000000003,0,0,-0.35499999999999998]
["EE","Battery",25,"BRAI_1",1.7569999999999999,0,0,-1.3360000000000001]
["EE","Battery",25,"BRAP",0.13700000000000001,0,0,-0.104]
["EE","Battery",25,"BRAW_1",2.121,0,0,-1.6120000000000001]
["EE","Battery",25,"BRED_1",1.3979999999999999,0,0,-1.0629999999999999]
["EE","Battery",25,"BRFO_1",9.1639999999999997,0,0,-6.9640000000000004]
["EE","Battery",25,"BRID_P",0.35199999999999998,0,0,-0.26700000000000002]
["EE","Battery",25,"BRIM_1",0.86399999999999999,0,0,-0.65700000000000003]
["EE","Battery",25,"BRLE_1",2.1419999999999999,0,0,-1.6279999999999999]
["EE","Battery",25,"BROA_P",8.1000000000000003E-2,0,0,-6.2E-2]
["EE","Battery",25,"BROR_P",6.3E-2,0,0,-4.8000000000000001E-2]
["EE","Battery",25,"BROX",0.16700000000000001,0,0,-0.127]
["EE","Battery",25,"BRWA1",3.9340000000000002,0,0,-2.99]
["EE","Battery",25,"BUMU_P",0.24099999999999999,0,0,-0.183]
["EE","Battery",25,"BURM_1",3.1970000000000001,0,0,-2.4300000000000002]
["EE","Battery",25,"BUSH_1",1.4,0,0,-1.0640000000000001]
["EE","Battery",25,"BUST_1",1.0209999999999999,0,0,-0.77600000000000002]
["EE","Battery",25,"CAAD_P",0.1,0,0,-7.5999999999999998E-2]
["EE","Battery",25,"CAFA",0,0,0,0]
["EE","Battery",25,"CAIF_P",0,0,0,0]
["EE","Battery",25,"CAMB_01",0,0,0,0]
["EE","Battery",25,"CANTN1",1.5309999999999999,0,0,-1.163]
["EE","Battery",25,"CAPEA1",0.95899999999999996,0,0,-0.72899999999999998]
["EE","Battery",25,"CARE_1",1.0009999999999999,0,0,-0.76100000000000001]
["EE","Battery",25,"CARR_1",0.69199999999999995,0,0,-0.52600000000000002]
["EE","Battery",25,"CASS_P",0,0,0,0]
["EE","Battery",25,"CATY",1.7000000000000001E-2,0,0,-1.2999999999999999E-2]
["EE","Battery",25,"CBNK_H",0,0,0,0]
["EE","Battery",25,"CEAN_P",0,0,0,0]
["EE","Battery",25,"CELL_1",4.2279999999999998,0,0,-3.2130000000000001]
["EE","Battery",25,"CHAP",0.34799999999999998,0,0,-0.26500000000000001]
["EE","Battery",25,"CHAR_P",0,0,0,0]
["EE","Battery",25,"CHAS",7.5999999999999998E-2,0,0,-5.8000000000000003E-2]
["EE","Battery",25,"CHIC_1",1.0449999999999999,0,0,-0.79400000000000004]
["EE","Battery",25,"CHSI_1",0.78600000000000003,0,0,-0.59699999999999998]
["EE","Battery",25,"CHTE_1",4.6260000000000003,0,0,-3.516]
["EE","Battery",25,"CITR_1",6.7000000000000004E-2,0,0,-5.0999999999999997E-2]
["EE","Battery",25,"CLAC_P",1.6E-2,0,0,-1.2E-2]
["EE","Battery",25,"CLAY_P",8.4000000000000005E-2,0,0,-6.3E-2]
["EE","Battery",25,"CLT03",0,0,0,0]
["EE","Battery",25,"CLYM",0,0,0,0]
["EE","Battery",25,"COAT",0.29499999999999998,0,0,-0.224]
["EE","Battery",25,"COCK",0.35299999999999998,0,0,-0.26800000000000002]
["EE","Battery",25,"CONQA1",2.0009999999999999,0,0,-1.5209999999999999]
["EE","Battery",25,"COUA_P",0.32600000000000001,0,0,-0.248]
["EE","Battery",25,"COVE_1",2.883,0,0,-2.1909999999999998]
["EE","Battery",25,"COWL_1",3.6110000000000002,0,0,-2.7450000000000001]
["EE","Battery",25,"COYL",0.30099999999999999,0,0,-0.22900000000000001]
["EE","Battery",25,"CRAI_P",2.1999999999999999E-2,0,0,-1.7000000000000001E-2]
["EE","Battery",25,"CREB_1",4.1689999999999996,0,0,-3.1680000000000001]
["EE","Battery",25,"CUMB",0.219,0,0,-0.16600000000000001]
["EE","Battery",25,"CUPA",0.56399999999999995,0,0,-0.42899999999999999]
["EE","Battery",25,"CURR",6.0000000000000001E-3,0,0,-5.0000000000000001E-3]
["EE","Battery",25,"DALL_P",0,0,0,0]
["EE","Battery",25,"DALM3",0.17799999999999999,0,0,-0.13500000000000001]
["EE","Battery",25,"DEVM",0.1,0,0,-7.5999999999999998E-2]
["EE","Battery",25,"DEVO",0.29699999999999999,0,0,-0.22600000000000001]
["EE","Battery",25,"DEWP",2.9000000000000001E-2,0,0,-2.1999999999999999E-2]
["EE","Battery",25,"DOUN_P",9.9000000000000005E-2,0,0,-7.4999999999999997E-2]
["EE","Battery",25,"DRAK_1",1.649,0,0,-1.2529999999999999]
["EE","Battery",25,"DRAX_1",0.40799999999999997,0,0,-0.31]
["EE","Battery",25,"DRCR",0,0,0,0]
["EE","Battery",25,"DRUM",0.108,0,0,-8.2000000000000003E-2]
["EE","Battery",25,"DUBE_P",0,0,0,0]
["EE","Battery",25,"DUDH_P",0.22600000000000001,0,0,-0.17199999999999999]
["EE","Battery",25,"DUGR_P",1.0999999999999999E-2,0,0,-8.9999999999999993E-3]
["EE","Battery",25,"DUNB_A",0,0,0,0]
["EE","Battery",25,"DUNB_B",0.25700000000000001,0,0,-0.19600000000000001]
["EE","Battery",25,"DUNF",0.14899999999999999,0,0,-0.113]
["EE","Battery",25,"DUNO_P",0.128,0,0,-9.8000000000000004E-2]
["EE","Battery",25,"DYCE_P",0.35699999999999998,0,0,-0.27200000000000002]
["EE","Battery",25,"EALI_6",0.35499999999999998,0,0,-0.27]
["EE","Battery",25,"EASO_1",2.738,0,0,-2.081]
["EE","Battery",25,"EAST",0,0,0,0]
["EE","Battery",25,"ECCL",0.57299999999999995,0,0,-0.436]
["EE","Battery",25,"ECLA_1",2.4390000000000001,0,0,-1.853]
["EE","Battery",25,"ECLA_H",0,0,0,0]
["EE","Battery",25,"EERH",0.32100000000000001,0,0,-0.24399999999999999]
["EE","Battery",25,"EKIL",0.39100000000000001,0,0,-0.29699999999999999]
["EE","Battery",25,"EKIS",0,0,0,0]
["EE","Battery",25,"ELDE",0.18099999999999999,0,0,-0.13800000000000001]
["EE","Battery",25,"ELGI_P",0.49,0,0,-0.372]
["EE","Battery",25,"ELLA_1",2.0979999999999999,0,0,-1.5940000000000001]
["EE","Battery",25,"ELST_1",1.119,0,0,-0.85099999999999998]
["EE","Battery",25,"ENDE_1",3.4060000000000001,0,0,-2.589]
["EE","Battery",25,"ERSK",6.9000000000000006E-2,0,0,-5.1999999999999998E-2]
["EE","Battery",25,"EXET1",4.6360000000000001,0,0,-3.5230000000000001]
["EE","Battery",25,"FASN_P",0,0,0,0]
["EE","Battery",25,"FAUG_P",3.2000000000000001E-2,0,0,-2.4E-2]
["EE","Battery",25,"FAWL_1",1.627,0,0,-1.2370000000000001]
["EE","Battery",25,"FECK_6",4.101,0,0,-3.117]
["EE","Battery",25,"FERRA2",0.58499999999999996,0,0,-0.44400000000000001]
["EE","Battery",25,"FERRB_M",3.1259999999999999,0,0,-2.3759999999999999]
["EE","Battery",25,"FETT_P",0,0,0,0]
["EE","Battery",25,"FIDD_P",0.27900000000000003,0,0,-0.21199999999999999]
["EE","Battery",25,"FIDF_1",1.9930000000000001,0,0,-1.5149999999999999]
["EE","Battery",25,"FINN",0,0,0,0]
["EE","Battery",25,"FLEE_1",4.8369999999999997,0,0,-3.6760000000000002]
["EE","Battery",25,"FOUR_1",3.1E-2,0,0,-2.4E-2]
["EE","Battery",25,"FRAS_P",0,0,0,0]
["EE","Battery",25,"FROD_1",2.1160000000000001,0,0,-1.6080000000000001]
["EE","Battery",25,"FWIL_P",8.5999999999999993E-2,0,0,-6.5000000000000002E-2]
["EE","Battery",25,"G_EXTRA_10",6.6000000000000003E-2,0,0,-0.05]
["EE","Battery",25,"G_EXTRA_11",6.6000000000000003E-2,0,0,-0.05]
["EE","Battery",25,"G_EXTRA_12",0,0,0,0]
["EE","Battery",25,"G_EXTRA_14",0,0,0,0]
["EE","Battery",25,"G_EXTRA_17",0,0,0,0]
["EE","Battery",25,"G_EXTRA_18",0,0,0,0]
["EE","Battery",25,"G_EXTRA_19",0,0,0,0]
["EE","Battery",25,"G_EXTRA_2",0.158,0,0,-0.12]
["EE","Battery",25,"G_EXTRA_20",0,0,0,0]
["EE","Battery",25,"G_EXTRA_3",0.158,0,0,-0.12]
["EE","Battery",25,"G_EXTRA_4",0.14299999999999999,0,0,-0.109]
["EE","Battery",25,"G_EXTRA_5",0.14299999999999999,0,0,-0.109]
["EE","Battery",25,"G_EXTRA_6",6.9000000000000006E-2,0,0,-5.2999999999999999E-2]
["EE","Battery",25,"G_EXTRA_7",6.9000000000000006E-2,0,0,-5.2999999999999999E-2]
["EE","Battery",25,"G_EXTRA_8",0.19700000000000001,0,0,-0.15]
["EE","Battery",25,"G_EXTRA_9",0.19700000000000001,0,0,-0.15]
["EE","Battery",25,"GALA",0.39900000000000002,0,0,-0.30299999999999999]
["EE","Battery",25,"GIFF",0.105,0,0,-0.08]
["EE","Battery",25,"GLEF_P",0,0,0,0]
["EE","Battery",25,"GLLE",0,0,0,0]
["EE","Battery",25,"GLLU",0.23100000000000001,0,0,-0.17599999999999999]
["EE","Battery",25,"GLNI",0.127,0,0,-9.7000000000000003E-2]
["EE","Battery",25,"GLRO",0.17100000000000001,0,0,-0.13]
["EE","Battery",25,"GORG",3.4000000000000002E-2,0,0,-2.5999999999999999E-2]
["EE","Battery",25,"GOVA",0.13,0,0,-9.9000000000000005E-2]
["EE","Battery",25,"GREE_H",0,0,0,0]
["EE","Battery",25,"GREN_1",5.9020000000000001,0,0,-4.4859999999999998]
["EE","Battery",25,"GRIW_1",1.5269999999999999,0,0,-1.1599999999999999]
["EE","Battery",25,"GRUB_P",5.8999999999999997E-2,0,0,-4.4999999999999998E-2]
["EE","Battery",25,"HACK_1",0.54900000000000004,0,0,-0.41799999999999998]
["EE","Battery",25,"HACK_6",0,0,0,0]
["EE","Battery",25,"HAGR",7.0999999999999994E-2,0,0,-5.3999999999999999E-2]
["EE","Battery",25,"HAMHC1",1.7989999999999999,0,0,-1.367]
["EE","Battery",25,"HARK_1",2.44,0,0,-1.8540000000000001]
["EE","Battery",25,"HARM_6",0.59899999999999998,0,0,-0.45500000000000002]
["EE","Battery",25,"HAWI",0.17399999999999999,0,0,-0.13200000000000001]
["EE","Battery",25,"HAWP_6",1.41,0,0,-1.0720000000000001]
["EE","Battery",25,"HELE",9.8000000000000004E-2,0,0,-7.4999999999999997E-2]
["EE","Battery",25,"HEYS_1",0.70899999999999996,0,0,-0.53800000000000003]
["EE","Battery",25,"HEYS1",0,0,0,0]
["EE","Battery",25,"HUER",0,0,0,0]
["EE","Battery",25,"HURS_1",0.64900000000000002,0,0,-0.49299999999999999]
["EE","Battery",25,"HUTT_1",1.3779999999999999,0,0,-1.0469999999999999]
["EE","Battery",25,"IMPK_1",0,0,0,0]
["EE","Battery",25,"INDQ1",6.9349999999999996,0,0,-5.2709999999999999]
["EE","Battery",25,"INKE",0.23,0,0,-0.17499999999999999]
["EE","Battery",25,"INNE_P",0.318,0,0,-0.24199999999999999]
["EE","Battery",25,"IROA1",4.6070000000000002,0,0,-3.5009999999999999]
["EE","Battery",25,"IRONB1",1.2529999999999999,0,0,-0.95299999999999996]
["EE","Battery",25,"ISLI_1",0,0,0,0]
["EE","Battery",25,"IVER_1",1.1200000000000001,0,0,-0.85099999999999998]
["EE","Battery",25,"IVER_6",0.29599999999999999,0,0,-0.22500000000000001]
["EE","Battery",25,"JOHN",0.161,0,0,-0.122]
["EE","Battery",25,"JORD_3",0.21199999999999999,0,0,-0.161]
["EE","Battery",25,"KAIM",0.67700000000000005,0,0,-0.51400000000000001]
["EE","Battery",25,"KEAD_1",3.903,0,0,-2.9660000000000002]
["EE","Battery",25,"KEAR_1",2.96,0,0,-2.25]
["EE","Battery",25,"KEAR_3",0,0,0,0]
["EE","Battery",25,"KEIT_P",0.35399999999999998,0,0,-0.26900000000000002]
["EE","Battery",25,"KEMS_1",0.73099999999999998,0,0,-0.55500000000000005]
["EE","Battery",25,"KEOO",0,0,0,0]
["EE","Battery",25,"KIBY_1",0.98,0,0,-0.745]
["EE","Battery",25,"KIBY_G",0.91100000000000003,0,0,-0.69199999999999995]
["EE","Battery",25,"KIER",0.17299999999999999,0,0,-0.13100000000000001]
["EE","Battery",25,"KIIN_P",2.9000000000000001E-2,0,0,-2.1999999999999999E-2]
["EE","Battery",25,"KILS",0.19600000000000001,0,0,-0.14899999999999999]
["EE","Battery",25,"KILT",0.21,0,0,-0.159]
["EE","Battery",25,"KILW",0.187,0,0,-0.14199999999999999]
["EE","Battery",25,"KINL_P",8.0000000000000002E-3,0,0,-6.0000000000000001E-3]
["EE","Battery",25,"KINO_1",0.82399999999999995,0,0,-0.627]
["EE","Battery",25,"KINT_P",0.77400000000000002,0,0,-0.58799999999999997]
["EE","Battery",25,"KIRKB1",0.83199999999999996,0,0,-0.63200000000000001]
["EE","Battery",25,"KITW_1",1.097,0,0,-0.83299999999999996]
["EE","Battery",25,"KNAR",0.82699999999999996,0,0,-0.629]
["EE","Battery",25,"LACK_6",1.038,0,0,-0.78900000000000003]
["EE","Battery",25,"LAIR_P",4.1000000000000002E-2,0,0,-3.1E-2]
["EE","Battery",25,"LALE1SG003",0.377,0,0,-0.28599999999999998]
["EE","Battery",25,"LAND1",2.641,0,0,-2.0070000000000001]
["EE","Battery",25,"LEGA_1",2.9670000000000001,0,0,-2.2549999999999999]
["EE","Battery",25,"LEVE",0.22900000000000001,0,0,-0.17399999999999999]
["EE","Battery",25,"LING",0.32,0,0,-0.24299999999999999]
["EE","Battery",25,"LINM",0.52500000000000002,0,0,-0.39900000000000002]
["EE","Battery",25,"LISD_1",1.671,0,0,-1.27]
["EE","Battery",25,"LITT_C",0.46600000000000003,0,0,-0.35399999999999998]
["EE","Battery",25,"LITT_J",1.4E-2,0,0,-1.0999999999999999E-2]
["EE","Battery",25,"LODR_6",0.14499999999999999,0,0,-0.111]
["EE","Battery",25,"LOUD_H",0.26300000000000001,0,0,-0.2]
["EE","Battery",25,"LOVE_1",4.516,0,0,-3.4319999999999999]
["EE","Battery",25,"LUNA_P",0.34300000000000003,0,0,-0.26]
["EE","Battery",25,"LYND_P",9.6000000000000002E-2,0,0,-7.2999999999999995E-2]
["EE","Battery",25,"MACC_3",0.433,0,0,-0.32900000000000001]
["EE","Battery",25,"MACD_P",0.34699999999999998,0,0,-0.26300000000000001]
["EE","Battery",25,"MAGA_6",9.8000000000000004E-2,0,0,-7.3999999999999996E-2]
["EE","Battery",25,"MANN_1",5.843,0,0,-4.4400000000000004]
["EE","Battery",25,"MAYB",0.125,0,0,-9.5000000000000001E-2]
["EE","Battery",25,"MELK_1",4.3479999999999999,0,0,-3.3039999999999998]
["EE","Battery",25,"MILC_P",0.28000000000000003,0,0,-0.21299999999999999]
["EE","Battery",25,"MILH_1",0.33200000000000002,0,0,-0.252]
["EE","Battery",25,"MITY_1",1.865,0,0,-1.4179999999999999]
["EE","Battery",25,"MYBS_P",0,0,0,0]
["EE","Battery",25,"NAIR_P",0.26600000000000001,0,0,-0.20200000000000001]
["EE","Battery",25,"NEAR",0.1,0,0,-7.5999999999999998E-2]
["EE","Battery",25,"NECE_1",1.897,0,0,-1.4419999999999999]
["EE","Battery",25,"NEEP_3",0.38900000000000001,0,0,-0.29499999999999998]
["EE","Battery",25,"NETS",0,0,0,0]
["EE","Battery",25,"NEWX_6",0.51200000000000001,0,0,-0.38900000000000001]
["EE","Battery",25,"NFLE",2.7450000000000001,0,0,-2.0859999999999999]
["EE","Battery",25,"NHYD_6",0.54600000000000004,0,0,-0.41499999999999998]
["EE","Battery",25,"NINF_1",4.1539999999999999,0,0,-3.157]
["EE","Battery",25,"NORL_3",0.13900000000000001,0,0,-0.106]
["EE","Battery",25,"NORM_1",7.3170000000000002,0,0,-5.5609999999999999]
["EE","Battery",25,"NORT_1",4.431,0,0,-3.367]
["EE","Battery",25,"NURS_1",2.1019999999999999,0,0,-1.5980000000000001]
["EE","Battery",25,"OCKH_1",0.46300000000000002,0,0,-0.35199999999999998]
["EE","Battery",25,"OFFE_3",0.26700000000000002,0,0,-0.20300000000000001]
["EE","Battery",25,"OLDB_1",0.65,0,0,-0.49399999999999999]
["EE","Battery",25,"ORMO",0,0,0,0]
["EE","Battery",25,"ORRI_P",0,0,0,0]
["EE","Battery",25,"OSBA_1",2.8220000000000001,0,0,-2.145]
["EE","Battery",25,"PADIB1",1.4410000000000001,0,0,-1.095]
["EE","Battery",25,"PAIS",2.5999999999999999E-2,0,0,-0.02]
["EE","Battery",25,"PART",1.7000000000000001E-2,0,0,-1.2999999999999999E-2]
["EE","Battery",25,"PEHG_P",0,0,0,0]
["EE","Battery",25,"PEHS_P",0.623,0,0,-0.47399999999999998]
["EE","Battery",25,"PELH_1",2.2429999999999999,0,0,-1.704]
["EE","Battery",25,"PEMB_1",1.522,0,0,-1.157]
["EE","Battery",25,"PENE_1",1.93,0,0,-1.4670000000000001]
["EE","Battery",25,"PENN_1",0.318,0,0,-0.24199999999999999]
["EE","Battery",25,"PENT_1",1.175,0,0,-0.89300000000000002]
["EE","Battery",25,"PENW_1",1.706,0,0,-1.2969999999999999]
["EE","Battery",25,"PERI_H",0,0,0,0]
["EE","Battery",25,"PERS_P",0.16300000000000001,0,0,-0.124]
["EE","Battery",25,"PITS_3",0.27,0,0,-0.20499999999999999]
["EE","Battery",25,"POOB",0.23,0,0,-0.17399999999999999]
["EE","Battery",25,"POPP_3",0.5,0,0,-0.38]
["EE","Battery",25,"PORA_P",0.125,0,0,-9.5000000000000001E-2]
["EE","Battery",25,"PORD",0.11,0,0,-8.4000000000000005E-2]
["EE","Battery",25,"PYLE_1",0.74299999999999999,0,0,-0.56499999999999995]
["EE","Battery",25,"QUOI_P",0,0,0,0]
["EE","Battery",25,"RAIN_1",1.3109999999999999,0,0,-0.996]
["EE","Battery",25,"RANN_P",1.0999999999999999E-2,0,0,-8.0000000000000002E-3]
["EE","Battery",25,"RASS_1",2.2719999999999998,0,0,-1.7270000000000001]
["EE","Battery",25,"RATS_1",3.09,0,0,-2.3479999999999999]
["EE","Battery",25,"RAVE",0,0,0,0]
["EE","Battery",25,"RAYL_1",3.4380000000000002,0,0,-2.613]
["EE","Battery",25,"REBR_3",0.308,0,0,-0.23400000000000001]
["EE","Battery",25,"REDH",9.0999999999999998E-2,0,0,-6.9000000000000006E-2]
["EE","Battery",25,"REDM_P",0.13200000000000001,0,0,-0.10100000000000001]
["EE","Battery",25,"RICH_J",1.395,0,0,-1.06]
["EE","Battery",25,"ROCH_1",1.4490000000000001,0,0,-1.101]
["EE","Battery",25,"ROTI3",0,0,0,0]
["EE","Battery",25,"RRIG",0,0,0,0]
["EE","Battery",25,"RUGEB1",0.91200000000000003,0,0,-0.69299999999999995]
["EE","Battery",25,"RYEH_1",1.4790000000000001,0,0,-1.1240000000000001]
["EE","Battery",25,"SAFO_1",0,0,0,0]
["EE","Battery",25,"SALH_1",0,0,0,0]
["EE","Battery",25,"SALL1",0,0,0,0]
["EE","Battery",25,"SALT_1",0.623,0,0,-0.47299999999999998]
["EE","Battery",25,"SANX",0,0,0,0]
["EE","Battery",25,"SASA",0,0,0,0]
["EE","Battery",25,"SBAR",2.0179999999999998,0,0,-1.534]
["EE","Battery",25,"SEAB1",2.7909999999999999,0,0,-2.121]
["EE","Battery",25,"SELL_1",2.2029999999999998,0,0,-1.6739999999999999]
["EE","Battery",25,"SFEG_P",0,0,0,0]
["EE","Battery",25,"SFIL_P",0.02,0,0,-1.4999999999999999E-2]
["EE","Battery",25,"SHEC_3",4.2000000000000003E-2,0,0,-3.2000000000000001E-2]
["EE","Battery",25,"SHIN_P",1.9E-2,0,0,-1.4E-2]
["EE","Battery",25,"SHRU",3.3000000000000002E-2,0,0,-2.5000000000000001E-2]
["EE","Battery",25,"SHRW_1",2.6850000000000001,0,0,-2.0409999999999999]
["EE","Battery",25,"SIGH",0.24199999999999999,0,0,-0.184]
["EE","Battery",25,"SJOW_1",0.192,0,0,-0.14599999999999999]
["EE","Battery",25,"SKLGB1",3.16,0,0,-2.4009999999999998]
["EE","Battery",25,"SLOY_P",0,0,0,0]
["EE","Battery",25,"SMAN_1",1.304,0,0,-0.99099999999999999]
["EE","Battery",25,"SPAV",7.1999999999999995E-2,0,0,-5.5E-2]
["EE","Battery",25,"SPEN_1",1.4710000000000001,0,0,-1.1180000000000001]
["EE","Battery",25,"SSHI_3",0.64400000000000002,0,0,-0.49]
["EE","Battery",25,"STAH_1",0.94199999999999995,0,0,-0.71599999999999997]
["EE","Battery",25,"STAL_1",1.825,0,0,-1.387]
["EE","Battery",25,"STAY_1",2.4009999999999998,0,0,-1.8240000000000001]
["EE","Battery",25,"STEN_1",0.82499999999999996,0,0,-0.627]
["EE","Battery",25,"STES_1",1.9730000000000001,0,0,-1.5]
["EE","Battery",25,"STHA",0.14499999999999999,0,0,-0.11]
["EE","Battery",25,"STIR",0.88400000000000001,0,0,-0.67200000000000004]
["EE","Battery",25,"STLE",0.36799999999999999,0,0,-0.27900000000000003]
["EE","Battery",25,"STRI_P",0,0,0,0]
["EE","Battery",25,"SUND_1",2.6829999999999998,0,0,-2.0390000000000001]
["EE","Battery",25,"SWAN_1",5.2880000000000003,0,0,-4.0190000000000001]
["EE","Battery",25,"TARL_P",0.12,0,0,-9.0999999999999998E-2]
["EE","Battery",25,"TAUN1",1.6639999999999999,0,0,-1.2649999999999999]
["EE","Battery",25,"TAYN_P",0.186,0,0,-0.14099999999999999]
["EE","Battery",25,"TELR",8.5999999999999993E-2,0,0,-6.5000000000000002E-2]
["EE","Battery",25,"TEMP_3",0,0,0,0]
["EE","Battery",25,"THOM_6",3.931,0,0,-2.988]
["EE","Battery",25,"THSO_P",0.29199999999999998,0,0,-0.222]
["EE","Battery",25,"THUR_6",1.337,0,0,-1.016]
["EE","Battery",25,"TILBB_1",0.69899999999999995,0,0,-0.53100000000000003]
["EE","Battery",25,"TONG",0.25,0,0,-0.19]
["EE","Battery",25,"TONG1",0,0,0,0]
["EE","Battery",25,"TOTT_1",0.67900000000000005,0,0,-0.51600000000000001]
["EE","Battery",25,"TRAW_1",0.999,0,0,-0.75900000000000001]
["EE","Battery",25,"TUMB_P",0.115,0,0,-8.7999999999999995E-2]
["EE","Battery",25,"TYNE_1",0,0,0,0]
["EE","Battery",25,"TYNE_2",1.3169999999999999,0,0,-1.0009999999999999]
["EE","Battery",25,"Unknown",0,0,0,0]
["EE","Battery",25,"UPPB_1",1.698,0,0,-1.2909999999999999]
["EE","Battery",25,"UPPB_3",0,0,0,0]
["EE","Battery",25,"USKM_1",2.0950000000000002,0,0,-1.5920000000000001]
["EE","Battery",25,"WABO",0,0,0,0]
["EE","Battery",25,"WALH_1",2.3119999999999998,0,0,-1.7569999999999999]
["EE","Battery",25,"WALP_1",6.2309999999999999,0,0,-4.7350000000000003]
["EE","Battery",25,"WALP_B",3.839,0,0,-2.9180000000000001]
["EE","Battery",25,"WARL_1",0.80200000000000005,0,0,-0.61]
["EE","Battery",25,"WASF_1",0.188,0,0,-0.14299999999999999]
["EE","Battery",25,"WATFS_1",1.155,0,0,-0.878]
["EE","Battery",25,"WBOL_6",1.296,0,0,-0.98499999999999999]
["EE","Battery",25,"WBUR_1",3.2440000000000002,0,0,-2.4649999999999999]
["EE","Battery",25,"WESA_H",0,0,0,0]
["EE","Battery",25,"WFIE",0.14299999999999999,0,0,-0.108]
["EE","Battery",25,"WGEO",0,0,0,0]
["EE","Battery",25,"WHAM_1",0.629,0,0,-0.47799999999999998]
["EE","Battery",25,"WHGA_1",1.853,0,0,-1.4079999999999999]
["EE","Battery",25,"WHHO",0.104,0,0,-7.9000000000000001E-2]
["EE","Battery",25,"WIBA_3",0,0,0,0]
["EE","Battery",25,"WIEN_1",1.216,0,0,-0.92400000000000004]
["EE","Battery",25,"WILL_1",3.9849999999999999,0,0,-3.0289999999999999]
["EE","Battery",25,"WIMBN1",0,0,0,0]
["EE","Battery",25,"WIMBS1",0.96299999999999997,0,0,-0.73199999999999998]
["EE","Battery",25,"WIOW_P",2.5000000000000001E-2,0,0,-1.9E-2]
["EE","Battery",25,"WISD_1",7.4999999999999997E-2,0,0,-5.7000000000000002E-2]
["EE","Battery",25,"WISD_6",0.19400000000000001,0,0,-0.14699999999999999]
["EE","Battery",25,"WISH",0.32200000000000001,0,0,-0.24399999999999999]
["EE","Battery",25,"WMEL_1",2.1320000000000001,0,0,-1.621]
["EE","Battery",25,"WOHI_P",0.27900000000000003,0,0,-0.21199999999999999]
["EE","Battery",25,"WTHU31",0.20899999999999999,0,0,-0.158]
["EE","Battery",25,"WWEY_1",1.911,0,0,-1.452]
["EE","Battery",25,"WYLF_1",0.32900000000000001,0,0,-0.25]
["EE","Battery",25,"WYMOM_1",1.464,0,0,-1.113]
["EE","Battery",26,"ABHA1",6.593,0,0,-5.0110000000000001]
["EE","Battery",26,"ABNE_P",0.58299999999999996,0,0,-0.443]
["EE","Battery",26,"ABTH_1",1.321,0,0,-1.004]
["EE","Battery",26,"ACTL_2",0.34699999999999998,0,0,-0.26400000000000001]
["EE","Battery",26,"ACTL_C",0,0,0,0]
["EE","Battery",26,"ALNE_P",0.216,0,0,-0.16500000000000001]
["EE","Battery",26,"ALST_3",0,0,0,0]
["EE","Battery",26,"ALVE1",5.6829999999999998,0,0,-4.319]
["EE","Battery",26,"AMEM_1",0.63600000000000001,0,0,-0.48299999999999998]
["EE","Battery",26,"ARBR_P",0.57399999999999995,0,0,-0.437]
["EE","Battery",26,"ARDK_P",0,0,0,0]
["EE","Battery",26,"ARMO_P",0.14599999999999999,0,0,-0.111]
["EE","Battery",26,"AXMI_H",0,0,0,0]
["EE","Battery",26,"AXMI1",3.2690000000000001,0,0,-2.484]
["EE","Battery",26,"AYRR",0.14000000000000001,0,0,-0.107]
["EE","Battery",26,"BAGA",0.38600000000000001,0,0,-0.29299999999999998]
["EE","Battery",26,"BAIN",0.113,0,0,-8.5999999999999993E-2]
["EE","Battery",26,"BARKR_C",1.266,0,0,-0.96299999999999997]
["EE","Battery",26,"BARKW3",0,0,0,0]
["EE","Battery",26,"BEAU_P",0.35,0,0,-0.26600000000000001]
["EE","Battery",26,"BEDD_1",1.554,0,0,-1.181]
["EE","Battery",26,"BEDDT1",0.36499999999999999,0,0,-0.27700000000000002]
["EE","Battery",26,"BERB_P",0,0,0,0]
["EE","Battery",26,"BERW",0.48599999999999999,0,0,-0.37]
["EE","Battery",26,"BESW_1",2.1230000000000002,0,0,-1.613]
["EE","Battery",26,"BICF_1",2.0179999999999998,0,0,-1.534]
["EE","Battery",26,"BIRK_1",1.0529999999999999,0,0,-0.8]
["EE","Battery",26,"BISW_1",9.3729999999999993,0,0,-7.1239999999999997]
["EE","Battery",26,"BLYTB1",2.3290000000000002,0,0,-1.77]
["EE","Battery",26,"BLYTH132",0.66700000000000004,0,0,-0.50700000000000001]
["EE","Battery",26,"BOAG_P",0.23799999999999999,0,0,-0.18099999999999999]
["EE","Battery",26,"BOLN_1",6.1829999999999998,0,0,-4.6989999999999998]
["EE","Battery",26,"BONN",0.35199999999999998,0,0,-0.26800000000000002]
["EE","Battery",26,"BOTW_1",1.4930000000000001,0,0,-1.135]
["EE","Battery",26,"BRAC_P",0.6,0,0,-0.45600000000000002]
["EE","Battery",26,"BRAI_1",2.2599999999999998,0,0,-1.7170000000000001]
["EE","Battery",26,"BRAP",0.17599999999999999,0,0,-0.13400000000000001]
["EE","Battery",26,"BRAW_1",2.7269999999999999,0,0,-2.073]
["EE","Battery",26,"BRED_1",1.798,0,0,-1.3660000000000001]
["EE","Battery",26,"BRFO_1",11.782999999999999,0,0,-8.9550000000000001]
["EE","Battery",26,"BRID_P",0.45200000000000001,0,0,-0.34399999999999997]
["EE","Battery",26,"BRIM_1",1.111,0,0,-0.84399999999999997]
["EE","Battery",26,"BRLE_1",2.7549999999999999,0,0,-2.0939999999999999]
["EE","Battery",26,"BROA_P",0.105,0,0,-0.08]
["EE","Battery",26,"BROR_P",8.2000000000000003E-2,0,0,-6.2E-2]
["EE","Battery",26,"BROX",0.215,0,0,-0.16400000000000001]
["EE","Battery",26,"BRWA1",5.0590000000000002,0,0,-3.8450000000000002]
["EE","Battery",26,"BUMU_P",0.31,0,0,-0.23499999999999999]
["EE","Battery",26,"BURM_1",4.1109999999999998,0,0,-3.1240000000000001]
["EE","Battery",26,"BUSH_1",1.8,0,0,-1.3680000000000001]
["EE","Battery",26,"BUST_1",1.3129999999999999,0,0,-0.998]
["EE","Battery",26,"CAAD_P",0.128,0,0,-9.7000000000000003E-2]
["EE","Battery",26,"CAFA",0,0,0,0]
["EE","Battery",26,"CAIF_P",0,0,0,0]
["EE","Battery",26,"CAMB_01",0,0,0,0]
["EE","Battery",26,"CANTN1",1.968,0,0,-1.496]
["EE","Battery",26,"CAPEA1",1.2330000000000001,0,0,-0.93700000000000006]
["EE","Battery",26,"CARE_1",1.2869999999999999,0,0,-0.97799999999999998]
["EE","Battery",26,"CARR_1",0.88900000000000001,0,0,-0.67600000000000005]
["EE","Battery",26,"CASS_P",0,0,0,0]
["EE","Battery",26,"CATY",2.1999999999999999E-2,0,0,-1.7000000000000001E-2]
["EE","Battery",26,"CBNK_H",0,0,0,0]
["EE","Battery",26,"CEAN_P",0,0,0,0]
["EE","Battery",26,"CELL_1",5.4370000000000003,0,0,-4.1319999999999997]
["EE","Battery",26,"CHAP",0.44800000000000001,0,0,-0.34]
["EE","Battery",26,"CHAR_P",0,0,0,0]
["EE","Battery",26,"CHAS",9.8000000000000004E-2,0,0,-7.4999999999999997E-2]
["EE","Battery",26,"CHIC_1",1.343,0,0,-1.0209999999999999]
["EE","Battery",26,"CHSI_1",1.01,0,0,-0.76800000000000002]
["EE","Battery",26,"CHTE_1",5.9489999999999998,0,0,-4.5209999999999999]
["EE","Battery",26,"CITR_1",8.5999999999999993E-2,0,0,-6.6000000000000003E-2]
["EE","Battery",26,"CLAC_P",2.1000000000000001E-2,0,0,-1.6E-2]
["EE","Battery",26,"CLAY_P",0.107,0,0,-8.2000000000000003E-2]
["EE","Battery",26,"CLT03",0,0,0,0]
["EE","Battery",26,"CLYM",0,0,0,0]
["EE","Battery",26,"COAT",0.38,0,0,-0.28899999999999998]
["EE","Battery",26,"COCK",0.45400000000000001,0,0,-0.34499999999999997]
["EE","Battery",26,"CONQA1",2.5739999999999998,0,0,-1.956]
["EE","Battery",26,"COUA_P",0.41899999999999998,0,0,-0.31900000000000001]
["EE","Battery",26,"COVE_1",3.7069999999999999,0,0,-2.8180000000000001]
["EE","Battery",26,"COWL_1",4.6440000000000001,0,0,-3.5289999999999999]
["EE","Battery",26,"COYL",0.38700000000000001,0,0,-0.29399999999999998]
["EE","Battery",26,"CRAI_P",2.8000000000000001E-2,0,0,-2.1000000000000001E-2]
["EE","Battery",26,"CREB_1",5.36,0,0,-4.0739999999999998]
["EE","Battery",26,"CUMB",0.28199999999999997,0,0,-0.214]
["EE","Battery",26,"CUPA",0.72599999999999998,0,0,-0.55100000000000005]
["EE","Battery",26,"CURR",8.0000000000000002E-3,0,0,-6.0000000000000001E-3]
["EE","Battery",26,"DALL_P",0,0,0,0]
["EE","Battery",26,"DALM3",0.22800000000000001,0,0,-0.17399999999999999]
["EE","Battery",26,"DEVM",0.128,0,0,-9.7000000000000003E-2]
["EE","Battery",26,"DEVO",0.38300000000000001,0,0,-0.29099999999999998]
["EE","Battery",26,"DEWP",3.6999999999999998E-2,0,0,-2.8000000000000001E-2]
["EE","Battery",26,"DOUN_P",0.127,0,0,-9.7000000000000003E-2]
["EE","Battery",26,"DRAK_1",2.12,0,0,-1.611]
["EE","Battery",26,"DRAX_1",0.52500000000000002,0,0,-0.39900000000000002]
["EE","Battery",26,"DRCR",0,0,0,0]
["EE","Battery",26,"DRUM",0.13900000000000001,0,0,-0.106]
["EE","Battery",26,"DUBE_P",0,0,0,0]
["EE","Battery",26,"DUDH_P",0.29099999999999998,0,0,-0.221]
["EE","Battery",26,"DUGR_P",1.4999999999999999E-2,0,0,-1.0999999999999999E-2]
["EE","Battery",26,"DUNB_A",0,0,0,0]
["EE","Battery",26,"DUNB_B",0.33100000000000002,0,0,-0.251]
["EE","Battery",26,"DUNF",0.191,0,0,-0.14599999999999999]
["EE","Battery",26,"DUNO_P",0.16500000000000001,0,0,-0.126]
["EE","Battery",26,"DYCE_P",0.45900000000000002,0,0,-0.34899999999999998]
["EE","Battery",26,"EALI_6",0.45600000000000002,0,0,-0.34699999999999998]
["EE","Battery",26,"EASO_1",3.52,0,0,-2.6749999999999998]
["EE","Battery",26,"EAST",0,0,0,0]
["EE","Battery",26,"ECCL",0.73699999999999999,0,0,-0.56000000000000005]
["EE","Battery",26,"ECLA_1",3.1360000000000001,0,0,-2.383]
["EE","Battery",26,"ECLA_H",0,0,0,0]
["EE","Battery",26,"EERH",0.41299999999999998,0,0,-0.314]
["EE","Battery",26,"EKIL",0.503,0,0,-0.38200000000000001]
["EE","Battery",26,"EKIS",0,0,0,0]
["EE","Battery",26,"ELDE",0.23300000000000001,0,0,-0.17699999999999999]
["EE","Battery",26,"ELGI_P",0.63,0,0,-0.47899999999999998]
["EE","Battery",26,"ELLA_1",2.6970000000000001,0,0,-2.0499999999999998]
["EE","Battery",26,"ELST_1",1.4390000000000001,0,0,-1.0940000000000001]
["EE","Battery",26,"ENDE_1",4.38,0,0,-3.3290000000000002]
["EE","Battery",26,"ERSK",8.8999999999999996E-2,0,0,-6.7000000000000004E-2]
["EE","Battery",26,"EXET1",5.9610000000000003,0,0,-4.53]
["EE","Battery",26,"FASN_P",0,0,0,0]
["EE","Battery",26,"FAUG_P",4.1000000000000002E-2,0,0,-3.1E-2]
["EE","Battery",26,"FAWL_1",2.0920000000000001,0,0,-1.59]
["EE","Battery",26,"FECK_6",5.274,0,0,-4.008]
["EE","Battery",26,"FERRA2",0.752,0,0,-0.57099999999999995]
["EE","Battery",26,"FERRB_M",4.0199999999999996,0,0,-3.0550000000000002]
["EE","Battery",26,"FETT_P",0,0,0,0]
["EE","Battery",26,"FIDD_P",0.35799999999999998,0,0,-0.27200000000000002]
["EE","Battery",26,"FIDF_1",2.5630000000000002,0,0,-1.948]
["EE","Battery",26,"FINN",0,0,0,0]
["EE","Battery",26,"FLEE_1",6.2190000000000003,0,0,-4.7270000000000003]
["EE","Battery",26,"FOUR_1",0.04,0,0,-0.03]
["EE","Battery",26,"FRAS_P",0,0,0,0]
["EE","Battery",26,"FROD_1",2.7210000000000001,0,0,-2.0680000000000001]
["EE","Battery",26,"FWIL_P",0.11,0,0,-8.4000000000000005E-2]
["EE","Battery",26,"G_EXTRA_10",8.5000000000000006E-2,0,0,-6.5000000000000002E-2]
["EE","Battery",26,"G_EXTRA_11",8.5000000000000006E-2,0,0,-6.5000000000000002E-2]
["EE","Battery",26,"G_EXTRA_12",0,0,0,0]
["EE","Battery",26,"G_EXTRA_14",0,0,0,0]
["EE","Battery",26,"G_EXTRA_17",0,0,0,0]
["EE","Battery",26,"G_EXTRA_18",0,0,0,0]
["EE","Battery",26,"G_EXTRA_19",0,0,0,0]
["EE","Battery",26,"G_EXTRA_2",0.20300000000000001,0,0,-0.154]
["EE","Battery",26,"G_EXTRA_20",0,0,0,0]
["EE","Battery",26,"G_EXTRA_3",0.20300000000000001,0,0,-0.154]
["EE","Battery",26,"G_EXTRA_4",0.184,0,0,-0.14000000000000001]
["EE","Battery",26,"G_EXTRA_5",0.184,0,0,-0.14000000000000001]
["EE","Battery",26,"G_EXTRA_6",8.8999999999999996E-2,0,0,-6.8000000000000005E-2]
["EE","Battery",26,"G_EXTRA_7",8.8999999999999996E-2,0,0,-6.8000000000000005E-2]
["EE","Battery",26,"G_EXTRA_8",0.254,0,0,-0.193]
["EE","Battery",26,"G_EXTRA_9",0.254,0,0,-0.193]
["EE","Battery",26,"GALA",0.51300000000000001,0,0,-0.39]
["EE","Battery",26,"GIFF",0.13500000000000001,0,0,-0.10199999999999999]
["EE","Battery",26,"GLEF_P",0,0,0,0]
["EE","Battery",26,"GLLE",0,0,0,0]
["EE","Battery",26,"GLLU",0.29799999999999999,0,0,-0.22600000000000001]
["EE","Battery",26,"GLNI",0.16400000000000001,0,0,-0.125]
["EE","Battery",26,"GLRO",0.22,0,0,-0.16700000000000001]
["EE","Battery",26,"GORG",4.2999999999999997E-2,0,0,-3.3000000000000002E-2]
["EE","Battery",26,"GOVA",0.16800000000000001,0,0,-0.127]
["EE","Battery",26,"GREE_H",0,0,0,0]
["EE","Battery",26,"GREN_1",7.5890000000000004,0,0,-5.7679999999999998]
["EE","Battery",26,"GRIW_1",1.9630000000000001,0,0,-1.492]
["EE","Battery",26,"GRUB_P",7.5999999999999998E-2,0,0,-5.7000000000000002E-2]
["EE","Battery",26,"HACK_1",0.70699999999999996,0,0,-0.53700000000000003]
["EE","Battery",26,"HACK_6",0,0,0,0]
["EE","Battery",26,"HAGR",9.1999999999999998E-2,0,0,-7.0000000000000007E-2]
["EE","Battery",26,"HAMHC1",2.3130000000000002,0,0,-1.758]
["EE","Battery",26,"HARK_1",3.1379999999999999,0,0,-2.3849999999999998]
["EE","Battery",26,"HARM_6",0.77,0,0,-0.58499999999999996]
["EE","Battery",26,"HAWI",0.224,0,0,-0.17]
["EE","Battery",26,"HAWP_6",1.8129999999999999,0,0,-1.3779999999999999]
["EE","Battery",26,"HELE",0.126,0,0,-9.6000000000000002E-2]
["EE","Battery",26,"HEYS_1",0.91100000000000003,0,0,-0.69199999999999995]
["EE","Battery",26,"HEYS1",0,0,0,0]
["EE","Battery",26,"HUER",0,0,0,0]
["EE","Battery",26,"HURS_1",0.83399999999999996,0,0,-0.63400000000000001]
["EE","Battery",26,"HUTT_1",1.7709999999999999,0,0,-1.3460000000000001]
["EE","Battery",26,"IMPK_1",0,0,0,0]
["EE","Battery",26,"INDQ1",8.9179999999999993,0,0,-6.7779999999999996]
["EE","Battery",26,"INKE",0.29499999999999998,0,0,-0.224]
["EE","Battery",26,"INNE_P",0.40899999999999997,0,0,-0.311]
["EE","Battery",26,"IROA1",5.923,0,0,-4.5019999999999998]
["EE","Battery",26,"IRONB1",1.6120000000000001,0,0,-1.2250000000000001]
["EE","Battery",26,"ISLI_1",0,0,0,0]
["EE","Battery",26,"IVER_1",1.44,0,0,-1.0940000000000001]
["EE","Battery",26,"IVER_6",0.38100000000000001,0,0,-0.28899999999999998]
["EE","Battery",26,"JOHN",0.20699999999999999,0,0,-0.157]
["EE","Battery",26,"JORD_3",0.27300000000000002,0,0,-0.20699999999999999]
["EE","Battery",26,"KAIM",0.87,0,0,-0.66200000000000003]
["EE","Battery",26,"KEAD_1",5.0190000000000001,0,0,-3.8140000000000001]
["EE","Battery",26,"KEAR_1",3.806,0,0,-2.8929999999999998]
["EE","Battery",26,"KEAR_3",0,0,0,0]
["EE","Battery",26,"KEIT_P",0.45500000000000002,0,0,-0.34499999999999997]
["EE","Battery",26,"KEMS_1",0.93899999999999995,0,0,-0.71399999999999997]
["EE","Battery",26,"KEOO",0,0,0,0]
["EE","Battery",26,"KIBY_1",1.26,0,0,-0.95799999999999996]
["EE","Battery",26,"KIBY_G",1.171,0,0,-0.89]
["EE","Battery",26,"KIER",0.222,0,0,-0.16900000000000001]
["EE","Battery",26,"KIIN_P",3.7999999999999999E-2,0,0,-2.9000000000000001E-2]
["EE","Battery",26,"KILS",0.253,0,0,-0.192]
["EE","Battery",26,"KILT",0.27,0,0,-0.20499999999999999]
["EE","Battery",26,"KILW",0.24099999999999999,0,0,-0.183]
["EE","Battery",26,"KINL_P",0.01,0,0,-8.0000000000000002E-3]
["EE","Battery",26,"KINO_1",1.06,0,0,-0.80600000000000005]
["EE","Battery",26,"KINT_P",0.995,0,0,-0.75700000000000001]
["EE","Battery",26,"KIRKB1",1.069,0,0,-0.81299999999999994]
["EE","Battery",26,"KITW_1",1.41,0,0,-1.0720000000000001]
["EE","Battery",26,"KNAR",1.0640000000000001,0,0,-0.80900000000000005]
["EE","Battery",26,"LACK_6",1.335,0,0,-1.0149999999999999]
["EE","Battery",26,"LAIR_P",5.2999999999999999E-2,0,0,-0.04]
["EE","Battery",26,"LALE1SG003",0.48399999999999999,0,0,-0.36799999999999999]
["EE","Battery",26,"LAND1",3.3959999999999999,0,0,-2.581]
["EE","Battery",26,"LEGA_1",3.8159999999999998,0,0,-2.9]
["EE","Battery",26,"LEVE",0.29399999999999998,0,0,-0.224]
["EE","Battery",26,"LING",0.41099999999999998,0,0,-0.312]
["EE","Battery",26,"LINM",0.67500000000000004,0,0,-0.51300000000000001]
["EE","Battery",26,"LISD_1",2.1480000000000001,0,0,-1.633]
["EE","Battery",26,"LITT_C",0.59899999999999998,0,0,-0.45500000000000002]
["EE","Battery",26,"LITT_J",1.9E-2,0,0,-1.4E-2]
["EE","Battery",26,"LODR_6",0.187,0,0,-0.14199999999999999]
["EE","Battery",26,"LOUD_H",0.33800000000000002,0,0,-0.25700000000000001]
["EE","Battery",26,"LOVE_1",5.8070000000000004,0,0,-4.4139999999999997]
["EE","Battery",26,"LUNA_P",0.441,0,0,-0.33500000000000002]
["EE","Battery",26,"LYND_P",0.123,0,0,-9.4E-2]
["EE","Battery",26,"MACC_3",0.55600000000000005,0,0,-0.42299999999999999]
["EE","Battery",26,"MACD_P",0.44600000000000001,0,0,-0.33900000000000002]
["EE","Battery",26,"MAGA_6",0.126,0,0,-9.5000000000000001E-2]
["EE","Battery",26,"MANN_1",7.5129999999999999,0,0,-5.71]
["EE","Battery",26,"MAYB",0.161,0,0,-0.122]
["EE","Battery",26,"MELK_1",5.5910000000000002,0,0,-4.2489999999999997]
["EE","Battery",26,"MILC_P",0.36099999999999999,0,0,-0.27400000000000002]
["EE","Battery",26,"MILH_1",0.42699999999999999,0,0,-0.32500000000000001]
["EE","Battery",26,"MITY_1",2.399,0,0,-1.823]
["EE","Battery",26,"MYBS_P",0,0,0,0]
["EE","Battery",26,"NAIR_P",0.34200000000000003,0,0,-0.26]
["EE","Battery",26,"NEAR",0.129,0,0,-9.8000000000000004E-2]
["EE","Battery",26,"NECE_1",2.4390000000000001,0,0,-1.8540000000000001]
["EE","Battery",26,"NEEP_3",0.5,0,0,-0.38]
["EE","Battery",26,"NETS",0,0,0,0]
["EE","Battery",26,"NEWX_6",0.65800000000000003,0,0,-0.5]
["EE","Battery",26,"NFLE",3.53,0,0,-2.6819999999999999]
["EE","Battery",26,"NHYD_6",0.70199999999999996,0,0,-0.53300000000000003]
["EE","Battery",26,"NINF_1",5.3410000000000002,0,0,-4.0590000000000002]
["EE","Battery",26,"NORL_3",0.17899999999999999,0,0,-0.13600000000000001]
["EE","Battery",26,"NORM_1",9.4090000000000007,0,0,-7.1509999999999998]
["EE","Battery",26,"NORT_1",5.6970000000000001,0,0,-4.33]
["EE","Battery",26,"NURS_1",2.7040000000000002,0,0,-2.0550000000000002]
["EE","Battery",26,"OCKH_1",0.59499999999999997,0,0,-0.45200000000000001]
["EE","Battery",26,"OFFE_3",0.34300000000000003,0,0,-0.26100000000000001]
["EE","Battery",26,"OLDB_1",0.83499999999999996,0,0,-0.63500000000000001]
["EE","Battery",26,"ORMO",0,0,0,0]
["EE","Battery",26,"ORRI_P",0,0,0,0]
["EE","Battery",26,"OSBA_1",3.6280000000000001,0,0,-2.758]
["EE","Battery",26,"PADIB1",1.853,0,0,-1.4079999999999999]
["EE","Battery",26,"PAIS",3.4000000000000002E-2,0,0,-2.5999999999999999E-2]
["EE","Battery",26,"PART",2.1999999999999999E-2,0,0,-1.7000000000000001E-2]
["EE","Battery",26,"PEHG_P",0,0,0,0]
["EE","Battery",26,"PEHS_P",0.80100000000000005,0,0,-0.60899999999999999]
["EE","Battery",26,"PELH_1",2.8839999999999999,0,0,-2.1920000000000002]
["EE","Battery",26,"PEMB_1",1.9570000000000001,0,0,-1.4870000000000001]
["EE","Battery",26,"PENE_1",2.4820000000000002,0,0,-1.8859999999999999]
["EE","Battery",26,"PENN_1",0.40899999999999997,0,0,-0.311]
["EE","Battery",26,"PENT_1",1.5109999999999999,0,0,-1.149]
["EE","Battery",26,"PENW_1",2.194,0,0,-1.6679999999999999]
["EE","Battery",26,"PERI_H",0,0,0,0]
["EE","Battery",26,"PERS_P",0.21,0,0,-0.16]
["EE","Battery",26,"PITS_3",0.34699999999999998,0,0,-0.26400000000000001]
["EE","Battery",26,"POOB",0.29499999999999998,0,0,-0.224]
["EE","Battery",26,"POPP_3",0.64300000000000002,0,0,-0.48899999999999999]
["EE","Battery",26,"PORA_P",0.16,0,0,-0.122]
["EE","Battery",26,"PORD",0.14199999999999999,0,0,-0.108]
["EE","Battery",26,"PYLE_1",0.95599999999999996,0,0,-0.72599999999999998]
["EE","Battery",26,"QUOI_P",0,0,0,0]
["EE","Battery",26,"RAIN_1",1.6859999999999999,0,0,-1.2809999999999999]
["EE","Battery",26,"RANN_P",1.4E-2,0,0,-1.0999999999999999E-2]
["EE","Battery",26,"RASS_1",2.9220000000000002,0,0,-2.2210000000000001]
["EE","Battery",26,"RATS_1",3.9729999999999999,0,0,-3.0190000000000001]
["EE","Battery",26,"RAVE",0,0,0,0]
["EE","Battery",26,"RAYL_1",4.4210000000000003,0,0,-3.36]
["EE","Battery",26,"REBR_3",0.39600000000000002,0,0,-0.30099999999999999]
["EE","Battery",26,"REDH",0.11700000000000001,0,0,-8.8999999999999996E-2]
["EE","Battery",26,"REDM_P",0.17,0,0,-0.129]
["EE","Battery",26,"RICH_J",1.794,0,0,-1.363]
["EE","Battery",26,"ROCH_1",1.863,0,0,-1.4159999999999999]
["EE","Battery",26,"ROTI3",0,0,0,0]
["EE","Battery",26,"RRIG",0,0,0,0]
["EE","Battery",26,"RUGEB1",1.173,0,0,-0.89200000000000002]
["EE","Battery",26,"RYEH_1",1.9019999999999999,0,0,-1.446]
["EE","Battery",26,"SAFO_1",0,0,0,0]
["EE","Battery",26,"SALH_1",0,0,0,0]
["EE","Battery",26,"SALL1",0,0,0,0]
["EE","Battery",26,"SALT_1",0.80100000000000005,0,0,-0.60899999999999999]
["EE","Battery",26,"SANX",0,0,0,0]
["EE","Battery",26,"SASA",0,0,0,0]
["EE","Battery",26,"SBAR",2.5950000000000002,0,0,-1.972]
["EE","Battery",26,"SEAB1",3.5880000000000001,0,0,-2.7269999999999999]
["EE","Battery",26,"SELL_1",2.8319999999999999,0,0,-2.153]
["EE","Battery",26,"SFEG_P",0,0,0,0]
["EE","Battery",26,"SFIL_P",2.5000000000000001E-2,0,0,-1.9E-2]
["EE","Battery",26,"SHEC_3",5.3999999999999999E-2,0,0,-4.1000000000000002E-2]
["EE","Battery",26,"SHIN_P",2.4E-2,0,0,-1.7999999999999999E-2]
["EE","Battery",26,"SHRU",4.2000000000000003E-2,0,0,-3.2000000000000001E-2]
["EE","Battery",26,"SHRW_1",3.4529999999999998,0,0,-2.6240000000000001]
["EE","Battery",26,"SIGH",0.312,0,0,-0.23699999999999999]
["EE","Battery",26,"SJOW_1",0.247,0,0,-0.188]
["EE","Battery",26,"SKLGB1",4.0629999999999997,0,0,-3.0880000000000001]
["EE","Battery",26,"SLOY_P",0,0,0,0]
["EE","Battery",26,"SMAN_1",1.6759999999999999,0,0,-1.274]
["EE","Battery",26,"SPAV",9.2999999999999999E-2,0,0,-7.0999999999999994E-2]
["EE","Battery",26,"SPEN_1",1.891,0,0,-1.4370000000000001]
["EE","Battery",26,"SSHI_3",0.82799999999999996,0,0,-0.63]
["EE","Battery",26,"STAH_1",1.212,0,0,-0.92100000000000004]
["EE","Battery",26,"STAL_1",2.347,0,0,-1.784]
["EE","Battery",26,"STAY_1",3.0870000000000002,0,0,-2.3460000000000001]
["EE","Battery",26,"STEN_1",1.0609999999999999,0,0,-0.80600000000000005]
["EE","Battery",26,"STES_1",2.5369999999999999,0,0,-1.9279999999999999]
["EE","Battery",26,"STHA",0.187,0,0,-0.14199999999999999]
["EE","Battery",26,"STIR",1.1359999999999999,0,0,-0.86399999999999999]
["EE","Battery",26,"STLE",0.47299999999999998,0,0,-0.35899999999999999]
["EE","Battery",26,"STRI_P",0,0,0,0]
["EE","Battery",26,"SUND_1",3.45,0,0,-2.6219999999999999]
["EE","Battery",26,"SWAN_1",6.7990000000000004,0,0,-5.1669999999999998]
["EE","Battery",26,"TARL_P",0.155,0,0,-0.11799999999999999]
["EE","Battery",26,"TAUN1",2.14,0,0,-1.6259999999999999]
["EE","Battery",26,"TAYN_P",0.23899999999999999,0,0,-0.18099999999999999]
["EE","Battery",26,"TELR",0.11,0,0,-8.4000000000000005E-2]
["EE","Battery",26,"TEMP_3",0,0,0,0]
["EE","Battery",26,"THOM_6",5.0549999999999997,0,0,-3.8420000000000001]
["EE","Battery",26,"THSO_P",0.376,0,0,-0.28599999999999998]
["EE","Battery",26,"THUR_6",1.7190000000000001,0,0,-1.306]
["EE","Battery",26,"TILBB_1",0.89900000000000002,0,0,-0.68300000000000005]
["EE","Battery",26,"TONG",0.32100000000000001,0,0,-0.24399999999999999]
["EE","Battery",26,"TONG1",0,0,0,0]
["EE","Battery",26,"TOTT_1",0.873,0,0,-0.66300000000000003]
["EE","Battery",26,"TRAW_1",1.2849999999999999,0,0,-0.97599999999999998]
["EE","Battery",26,"TUMB_P",0.14799999999999999,0,0,-0.113]
["EE","Battery",26,"TYNE_1",0,0,0,0]
["EE","Battery",26,"TYNE_2",1.694,0,0,-1.288]
["EE","Battery",26,"Unknown",0,0,0,0]
["EE","Battery",26,"UPPB_1",2.1840000000000002,0,0,-1.659]
["EE","Battery",26,"UPPB_3",0,0,0,0]
["EE","Battery",26,"USKM_1",2.6930000000000001,0,0,-2.0470000000000002]
["EE","Battery",26,"WABO",0,0,0,0]
["EE","Battery",26,"WALH_1",2.9729999999999999,0,0,-2.2589999999999999]
["EE","Battery",26,"WALP_1",8.0120000000000005,0,0,-6.0890000000000004]
["EE","Battery",26,"WALP_B",4.9370000000000003,0,0,-3.7519999999999998]
["EE","Battery",26,"WARL_1",1.0309999999999999,0,0,-0.78400000000000003]
["EE","Battery",26,"WASF_1",0.24199999999999999,0,0,-0.184]
["EE","Battery",26,"WATFS_1",1.4850000000000001,0,0,-1.129]
["EE","Battery",26,"WBOL_6",1.6659999999999999,0,0,-1.266]
["EE","Battery",26,"WBUR_1",4.1710000000000003,0,0,-3.17]
["EE","Battery",26,"WESA_H",0,0,0,0]
["EE","Battery",26,"WFIE",0.183,0,0,-0.13900000000000001]
["EE","Battery",26,"WGEO",0,0,0,0]
["EE","Battery",26,"WHAM_1",0.80900000000000005,0,0,-0.61499999999999999]
["EE","Battery",26,"WHGA_1",2.383,0,0,-1.8109999999999999]
["EE","Battery",26,"WHHO",0.13400000000000001,0,0,-0.10199999999999999]
["EE","Battery",26,"WIBA_3",0,0,0,0]
["EE","Battery",26,"WIEN_1",1.5629999999999999,0,0,-1.1879999999999999]
["EE","Battery",26,"WILL_1",5.1239999999999997,0,0,-3.895]
["EE","Battery",26,"WIMBN1",0,0,0,0]
["EE","Battery",26,"WIMBS1",1.2390000000000001,0,0,-0.94099999999999995]
["EE","Battery",26,"WIOW_P",3.3000000000000002E-2,0,0,-2.5000000000000001E-2]
["EE","Battery",26,"WISD_1",9.6000000000000002E-2,0,0,-7.2999999999999995E-2]
["EE","Battery",26,"WISD_6",0.249,0,0,-0.189]
["EE","Battery",26,"WISH",0.41399999999999998,0,0,-0.314]
["EE","Battery",26,"WMEL_1",2.742,0,0,-2.0840000000000001]
["EE","Battery",26,"WOHI_P",0.35899999999999999,0,0,-0.27300000000000002]
["EE","Battery",26,"WTHU31",0.26800000000000002,0,0,-0.20399999999999999]
["EE","Battery",26,"WWEY_1",2.4569999999999999,0,0,-1.8680000000000001]
["EE","Battery",26,"WYLF_1",0.42399999999999999,0,0,-0.32200000000000001]
["EE","Battery",26,"WYMOM_1",1.883,0,0,-1.431]
["EE","Battery",27,"ABHA1",9.0609999999999999,0,0,-6.8869999999999996]
["EE","Battery",27,"ABNE_P",0.80200000000000005,0,0,-0.60899999999999999]
["EE","Battery",27,"ABTH_1",1.8149999999999999,0,0,-1.379]
["EE","Battery",27,"ACTL_2",0.47799999999999998,0,0,-0.36299999999999999]
["EE","Battery",27,"ACTL_C",0,0,0,0]
["EE","Battery",27,"ALNE_P",0.29699999999999999,0,0,-0.22600000000000001]
["EE","Battery",27,"ALST_3",0,0,0,0]
["EE","Battery",27,"ALVE1",7.8109999999999999,0,0,-5.9359999999999999]
["EE","Battery",27,"AMEM_1",0.874,0,0,-0.66400000000000003]
["EE","Battery",27,"ARBR_P",0.78900000000000003,0,0,-0.6]
["EE","Battery",27,"ARDK_P",0,0,0,0]
["EE","Battery",27,"ARMO_P",0.20100000000000001,0,0,-0.153]
["EE","Battery",27,"AXMI_H",0,0,0,0]
["EE","Battery",27,"AXMI1",4.4930000000000003,0,0,-3.4140000000000001]
["EE","Battery",27,"AYRR",0.193,0,0,-0.14599999999999999]
["EE","Battery",27,"BAGA",0.53,0,0,-0.40300000000000002]
["EE","Battery",27,"BAIN",0.155,0,0,-0.11799999999999999]
["EE","Battery",27,"BARKR_C",1.7410000000000001,0,0,-1.323]
["EE","Battery",27,"BARKW3",0,0,0,0]
["EE","Battery",27,"BEAU_P",0.48099999999999998,0,0,-0.36599999999999999]
["EE","Battery",27,"BEDD_1",2.1349999999999998,0,0,-1.623]
["EE","Battery",27,"BEDDT1",0.501,0,0,-0.38100000000000001]
["EE","Battery",27,"BERB_P",0,0,0,0]
["EE","Battery",27,"BERW",0.66800000000000004,0,0,-0.50800000000000001]
["EE","Battery",27,"BESW_1",2.9180000000000001,0,0,-2.218]
["EE","Battery",27,"BICF_1",2.774,0,0,-2.1080000000000001]
["EE","Battery",27,"BIRK_1",1.4470000000000001,0,0,-1.099]
["EE","Battery",27,"BISW_1",12.882999999999999,0,0,-9.7910000000000004]
["EE","Battery",27,"BLYTB1",3.202,0,0,-2.4329999999999998]
["EE","Battery",27,"BLYTH132",0.91600000000000004,0,0,-0.69599999999999995]
["EE","Battery",27,"BOAG_P",0.32700000000000001,0,0,-0.249]
["EE","Battery",27,"BOLN_1",8.4979999999999993,0,0,-6.4580000000000002]
["EE","Battery",27,"BONN",0.48399999999999999,0,0,-0.36799999999999999]
["EE","Battery",27,"BOTW_1",2.052,0,0,-1.56]
["EE","Battery",27,"BRAC_P",0.82499999999999996,0,0,-0.627]
["EE","Battery",27,"BRAI_1",3.1059999999999999,0,0,-2.36]
["EE","Battery",27,"BRAP",0.24199999999999999,0,0,-0.184]
["EE","Battery",27,"BRAW_1",3.7480000000000002,0,0,-2.8490000000000002]
["EE","Battery",27,"BRED_1",2.4710000000000001,0,0,-1.8779999999999999]
["EE","Battery",27,"BRFO_1",16.195,0,0,-12.308]
["EE","Battery",27,"BRID_P",0.621,0,0,-0.47199999999999998]
["EE","Battery",27,"BRIM_1",1.5269999999999999,0,0,-1.1599999999999999]
["EE","Battery",27,"BRLE_1",3.786,0,0,-2.8780000000000001]
["EE","Battery",27,"BROA_P",0.14399999999999999,0,0,-0.109]
["EE","Battery",27,"BROR_P",0.112,0,0,-8.5000000000000006E-2]
["EE","Battery",27,"BROX",0.29599999999999999,0,0,-0.22500000000000001]
["EE","Battery",27,"BRWA1",6.9530000000000003,0,0,-5.2839999999999998]
["EE","Battery",27,"BUMU_P",0.42599999999999999,0,0,-0.32300000000000001]
["EE","Battery",27,"BURM_1",5.65,0,0,-4.2939999999999996]
["EE","Battery",27,"BUSH_1",2.4740000000000002,0,0,-1.88]
["EE","Battery",27,"BUST_1",1.804,0,0,-1.371]
["EE","Battery",27,"CAAD_P",0.17599999999999999,0,0,-0.13400000000000001]
["EE","Battery",27,"CAFA",0,0,0,0]
["EE","Battery",27,"CAIF_P",0,0,0,0]
["EE","Battery",27,"CAMB_01",0,0,0,0]
["EE","Battery",27,"CANTN1",2.7050000000000001,0,0,-2.056]
["EE","Battery",27,"CAPEA1",1.6950000000000001,0,0,-1.288]
["EE","Battery",27,"CARE_1",1.7689999999999999,0,0,-1.3440000000000001]
["EE","Battery",27,"CARR_1",1.222,0,0,-0.92900000000000005]
["EE","Battery",27,"CASS_P",0,0,0,0]
["EE","Battery",27,"CATY",0.03,0,0,-2.3E-2]
["EE","Battery",27,"CBNK_H",0,0,0,0]
["EE","Battery",27,"CEAN_P",0,0,0,0]
["EE","Battery",27,"CELL_1",7.4720000000000004,0,0,-5.6790000000000003]
["EE","Battery",27,"CHAP",0.61499999999999999,0,0,-0.46800000000000003]
["EE","Battery",27,"CHAR_P",0,0,0,0]
["EE","Battery",27,"CHAS",0.13500000000000001,0,0,-0.10199999999999999]
["EE","Battery",27,"CHIC_1",1.8460000000000001,0,0,-1.403]
["EE","Battery",27,"CHSI_1",1.389,0,0,-1.0549999999999999]
["EE","Battery",27,"CHTE_1",8.1760000000000002,0,0,-6.2140000000000004]
["EE","Battery",27,"CITR_1",0.11899999999999999,0,0,-0.09]
["EE","Battery",27,"CLAC_P",2.8000000000000001E-2,0,0,-2.1999999999999999E-2]
["EE","Battery",27,"CLAY_P",0.14799999999999999,0,0,-0.112]
["EE","Battery",27,"CLT03",0,0,0,0]
["EE","Battery",27,"CLYM",0,0,0,0]
["EE","Battery",27,"COAT",0.52200000000000002,0,0,-0.39700000000000002]
["EE","Battery",27,"COCK",0.624,0,0,-0.47399999999999998]
["EE","Battery",27,"CONQA1",3.5369999999999999,0,0,-2.6880000000000002]
["EE","Battery",27,"COUA_P",0.57599999999999996,0,0,-0.438]
["EE","Battery",27,"COVE_1",5.0949999999999998,0,0,-3.8719999999999999]
["EE","Battery",27,"COWL_1",6.3819999999999997,0,0,-4.8499999999999996]
["EE","Battery",27,"COYL",0.53200000000000003,0,0,-0.40500000000000003]
["EE","Battery",27,"CRAI_P",3.7999999999999999E-2,0,0,-2.9000000000000001E-2]
["EE","Battery",27,"CREB_1",7.367,0,0,-5.5990000000000002]
["EE","Battery",27,"CUMB",0.38700000000000001,0,0,-0.29399999999999998]
["EE","Battery",27,"CUPA",0.997,0,0,-0.75800000000000001]
["EE","Battery",27,"CURR",1.0999999999999999E-2,0,0,-8.0000000000000002E-3]
["EE","Battery",27,"DALL_P",0,0,0,0]
["EE","Battery",27,"DALM3",0.314,0,0,-0.23899999999999999]
["EE","Battery",27,"DEVM",0.17599999999999999,0,0,-0.13400000000000001]
["EE","Battery",27,"DEVO",0.52600000000000002,0,0,-0.4]
["EE","Battery",27,"DEWP",5.1999999999999998E-2,0,0,-3.9E-2]
["EE","Battery",27,"DOUN_P",0.17499999999999999,0,0,-0.13300000000000001]
["EE","Battery",27,"DRAK_1",2.9140000000000001,0,0,-2.214]
["EE","Battery",27,"DRAX_1",0.72099999999999997,0,0,-0.54800000000000004]
["EE","Battery",27,"DRCR",0,0,0,0]
["EE","Battery",27,"DRUM",0.191,0,0,-0.14499999999999999]
["EE","Battery",27,"DUBE_P",0,0,0,0]
["EE","Battery",27,"DUDH_P",0.39900000000000002,0,0,-0.30399999999999999]
["EE","Battery",27,"DUGR_P",0.02,0,0,-1.4999999999999999E-2]
["EE","Battery",27,"DUNB_A",0,0,0,0]
["EE","Battery",27,"DUNB_B",0.45500000000000002,0,0,-0.34599999999999997]
["EE","Battery",27,"DUNF",0.26300000000000001,0,0,-0.2]
["EE","Battery",27,"DUNO_P",0.22700000000000001,0,0,-0.17299999999999999]
["EE","Battery",27,"DYCE_P",0.63100000000000001,0,0,-0.48]
["EE","Battery",27,"EALI_6",0.627,0,0,-0.47699999999999998]
["EE","Battery",27,"EASO_1",4.8380000000000001,0,0,-3.677]
["EE","Battery",27,"EAST",0,0,0,0]
["EE","Battery",27,"ECCL",1.0129999999999999,0,0,-0.77]
["EE","Battery",27,"ECLA_1",4.3090000000000002,0,0,-3.2749999999999999]
["EE","Battery",27,"ECLA_H",0,0,0,0]
["EE","Battery",27,"EERH",0.56799999999999995,0,0,-0.432]
["EE","Battery",27,"EKIL",0.69099999999999995,0,0,-0.52500000000000002]
["EE","Battery",27,"EKIS",0,0,0,0]
["EE","Battery",27,"ELDE",0.32,0,0,-0.24399999999999999]
["EE","Battery",27,"ELGI_P",0.86599999999999999,0,0,-0.65800000000000003]
["EE","Battery",27,"ELLA_1",3.7069999999999999,0,0,-2.8170000000000002]
["EE","Battery",27,"ELST_1",1.978,0,0,-1.5029999999999999]
["EE","Battery",27,"ENDE_1",6.02,0,0,-4.5750000000000002]
["EE","Battery",27,"ERSK",0.122,0,0,-9.2999999999999999E-2]
["EE","Battery",27,"EXET1",8.1920000000000002,0,0,-6.226]
["EE","Battery",27,"FASN_P",0,0,0,0]
["EE","Battery",27,"FAUG_P",5.7000000000000002E-2,0,0,-4.2999999999999997E-2]
["EE","Battery",27,"FAWL_1",2.8759999999999999,0,0,-2.1850000000000001]
["EE","Battery",27,"FECK_6",7.2480000000000002,0,0,-5.508]
["EE","Battery",27,"FERRA2",1.0329999999999999,0,0,-0.78500000000000003]
["EE","Battery",27,"FERRB_M",5.5250000000000004,0,0,-4.1989999999999998]
["EE","Battery",27,"FETT_P",0,0,0,0]
["EE","Battery",27,"FIDD_P",0.49199999999999999,0,0,-0.374]
["EE","Battery",27,"FIDF_1",3.5219999999999998,0,0,-2.677]
["EE","Battery",27,"FINN",0,0,0,0]
["EE","Battery",27,"FLEE_1",8.548,0,0,-6.4960000000000004]
["EE","Battery",27,"FOUR_1",5.5E-2,0,0,-4.2000000000000003E-2]
["EE","Battery",27,"FRAS_P",0,0,0,0]
["EE","Battery",27,"FROD_1",3.74,0,0,-2.8420000000000001]
["EE","Battery",27,"FWIL_P",0.151,0,0,-0.115]
["EE","Battery",27,"G_EXTRA_10",0.11700000000000001,0,0,-8.8999999999999996E-2]
["EE","Battery",27,"G_EXTRA_11",0.11700000000000001,0,0,-8.8999999999999996E-2]
["EE","Battery",27,"G_EXTRA_12",0,0,0,0]
["EE","Battery",27,"G_EXTRA_14",0,0,0,0]
["EE","Battery",27,"G_EXTRA_17",0,0,0,0]
["EE","Battery",27,"G_EXTRA_18",0,0,0,0]
["EE","Battery",27,"G_EXTRA_19",0,0,0,0]
["EE","Battery",27,"G_EXTRA_2",0.27900000000000003,0,0,-0.21199999999999999]
["EE","Battery",27,"G_EXTRA_20",0,0,0,0]
["EE","Battery",27,"G_EXTRA_3",0.27900000000000003,0,0,-0.21199999999999999]
["EE","Battery",27,"G_EXTRA_4",0.253,0,0,-0.192]
["EE","Battery",27,"G_EXTRA_5",0.253,0,0,-0.192]
["EE","Battery",27,"G_EXTRA_6",0.122,0,0,-9.2999999999999999E-2]
["EE","Battery",27,"G_EXTRA_7",0.122,0,0,-9.2999999999999999E-2]
["EE","Battery",27,"G_EXTRA_8",0.34899999999999998,0,0,-0.26500000000000001]
["EE","Battery",27,"G_EXTRA_9",0.34899999999999998,0,0,-0.26500000000000001]
["EE","Battery",27,"GALA",0.70599999999999996,0,0,-0.53600000000000003]
["EE","Battery",27,"GIFF",0.185,0,0,-0.14099999999999999]
["EE","Battery",27,"GLEF_P",0,0,0,0]
["EE","Battery",27,"GLLE",0,0,0,0]
["EE","Battery",27,"GLLU",0.40899999999999997,0,0,-0.311]
["EE","Battery",27,"GLNI",0.22500000000000001,0,0,-0.17100000000000001]
["EE","Battery",27,"GLRO",0.30199999999999999,0,0,-0.23]
["EE","Battery",27,"GORG",5.8999999999999997E-2,0,0,-4.4999999999999998E-2]
["EE","Battery",27,"GOVA",0.23,0,0,-0.17499999999999999]
["EE","Battery",27,"GREE_H",0,0,0,0]
["EE","Battery",27,"GREN_1",10.43,0,0,-7.9269999999999996]
["EE","Battery",27,"GRIW_1",2.698,0,0,-2.0510000000000002]
["EE","Battery",27,"GRUB_P",0.104,0,0,-7.9000000000000001E-2]
["EE","Battery",27,"HACK_1",0.97099999999999997,0,0,-0.73799999999999999]
["EE","Battery",27,"HACK_6",0,0,0,0]
["EE","Battery",27,"HAGR",0.126,0,0,-9.6000000000000002E-2]
["EE","Battery",27,"HAMHC1",3.1779999999999999,0,0,-2.4159999999999999]
["EE","Battery",27,"HARK_1",4.3120000000000003,0,0,-3.2770000000000001]
["EE","Battery",27,"HARM_6",1.0589999999999999,0,0,-0.80500000000000005]
["EE","Battery",27,"HAWI",0.308,0,0,-0.23400000000000001]
["EE","Battery",27,"HAWP_6",2.492,0,0,-1.8939999999999999]
["EE","Battery",27,"HELE",0.17299999999999999,0,0,-0.13200000000000001]
["EE","Battery",27,"HEYS_1",1.252,0,0,-0.95199999999999996]
["EE","Battery",27,"HEYS1",0,0,0,0]
["EE","Battery",27,"HUER",0,0,0,0]
["EE","Battery",27,"HURS_1",1.1459999999999999,0,0,-0.871]
["EE","Battery",27,"HUTT_1",2.4350000000000001,0,0,-1.85]
["EE","Battery",27,"IMPK_1",0,0,0,0]
["EE","Battery",27,"INDQ1",12.256,0,0,-9.3149999999999995]
["EE","Battery",27,"INKE",0.40600000000000003,0,0,-0.308]
["EE","Battery",27,"INNE_P",0.56200000000000006,0,0,-0.42699999999999999]
["EE","Battery",27,"IROA1",8.141,0,0,-6.1870000000000003]
["EE","Battery",27,"IRONB1",2.2149999999999999,0,0,-1.6830000000000001]
["EE","Battery",27,"ISLI_1",0,0,0,0]
["EE","Battery",27,"IVER_1",1.978,0,0,-1.504]
["EE","Battery",27,"IVER_6",0.52300000000000002,0,0,-0.39800000000000002]
["EE","Battery",27,"JOHN",0.28499999999999998,0,0,-0.216]
["EE","Battery",27,"JORD_3",0.375,0,0,-0.28499999999999998]
["EE","Battery",27,"KAIM",1.196,0,0,-0.90900000000000003]
["EE","Battery",27,"KEAD_1",6.8970000000000002,0,0,-5.242]
["EE","Battery",27,"KEAR_1",5.2309999999999999,0,0,-3.976]
["EE","Battery",27,"KEAR_3",0,0,0,0]
["EE","Battery",27,"KEIT_P",0.625,0,0,-0.47499999999999998]
["EE","Battery",27,"KEMS_1",1.2909999999999999,0,0,-0.98099999999999998]
["EE","Battery",27,"KEOO",0,0,0,0]
["EE","Battery",27,"KIBY_1",1.732,0,0,-1.3160000000000001]
["EE","Battery",27,"KIBY_G",1.61,0,0,-1.2230000000000001]
["EE","Battery",27,"KIER",0.30599999999999999,0,0,-0.23200000000000001]
["EE","Battery",27,"KIIN_P",5.1999999999999998E-2,0,0,-3.9E-2]
["EE","Battery",27,"KILS",0.34699999999999998,0,0,-0.26400000000000001]
["EE","Battery",27,"KILT",0.371,0,0,-0.28199999999999997]
["EE","Battery",27,"KILW",0.33100000000000002,0,0,-0.252]
["EE","Battery",27,"KINL_P",1.4E-2,0,0,-0.01]
["EE","Battery",27,"KINO_1",1.4570000000000001,0,0,-1.107]
["EE","Battery",27,"KINT_P",1.3680000000000001,0,0,-1.04]
["EE","Battery",27,"KIRKB1",1.47,0,0,-1.117]
["EE","Battery",27,"KITW_1",1.9379999999999999,0,0,-1.4730000000000001]
["EE","Battery",27,"KNAR",1.462,0,0,-1.111]
["EE","Battery",27,"LACK_6",1.835,0,0,-1.395]
["EE","Battery",27,"LAIR_P",7.2999999999999995E-2,0,0,-5.5E-2]
["EE","Battery",27,"LALE1SG003",0.66600000000000004,0,0,-0.50600000000000001]
["EE","Battery",27,"LAND1",4.6680000000000001,0,0,-3.5470000000000002]
["EE","Battery",27,"LEGA_1",5.2439999999999998,0,0,-3.9860000000000002]
["EE","Battery",27,"LEVE",0.40500000000000003,0,0,-0.308]
["EE","Battery",27,"LING",0.56499999999999995,0,0,-0.42899999999999999]
["EE","Battery",27,"LINM",0.92700000000000005,0,0,-0.70499999999999996]
["EE","Battery",27,"LISD_1",2.952,0,0,-2.2440000000000002]
["EE","Battery",27,"LITT_C",0.82399999999999995,0,0,-0.626]
["EE","Battery",27,"LITT_J",2.5000000000000001E-2,0,0,-1.9E-2]
["EE","Battery",27,"LODR_6",0.25700000000000001,0,0,-0.19500000000000001]
["EE","Battery",27,"LOUD_H",0.46400000000000002,0,0,-0.35299999999999998]
["EE","Battery",27,"LOVE_1",7.9809999999999999,0,0,-6.0659999999999998]
["EE","Battery",27,"LUNA_P",0.60599999999999998,0,0,-0.46]
["EE","Battery",27,"LYND_P",0.16900000000000001,0,0,-0.129]
["EE","Battery",27,"MACC_3",0.76500000000000001,0,0,-0.58099999999999996]
["EE","Battery",27,"MACD_P",0.61199999999999999,0,0,-0.46500000000000002]
["EE","Battery",27,"MAGA_6",0.17299999999999999,0,0,-0.13100000000000001]
["EE","Battery",27,"MANN_1",10.324999999999999,0,0,-7.8470000000000004]
["EE","Battery",27,"MAYB",0.221,0,0,-0.16800000000000001]
["EE","Battery",27,"MELK_1",7.6840000000000002,0,0,-5.84]
["EE","Battery",27,"MILC_P",0.496,0,0,-0.377]
["EE","Battery",27,"MILH_1",0.58699999999999997,0,0,-0.44600000000000001]
["EE","Battery",27,"MITY_1",3.2970000000000002,0,0,-2.5049999999999999]
["EE","Battery",27,"MYBS_P",0,0,0,0]
["EE","Battery",27,"NAIR_P",0.47,0,0,-0.35699999999999998]
["EE","Battery",27,"NEAR",0.17699999999999999,0,0,-0.13400000000000001]
["EE","Battery",27,"NECE_1",3.3519999999999999,0,0,-2.548]
["EE","Battery",27,"NEEP_3",0.68700000000000006,0,0,-0.52200000000000002]
["EE","Battery",27,"NETS",0,0,0,0]
["EE","Battery",27,"NEWX_6",0.90500000000000003,0,0,-0.68799999999999994]
["EE","Battery",27,"NFLE",4.851,0,0,-3.6869999999999998]
["EE","Battery",27,"NHYD_6",0.96399999999999997,0,0,-0.73299999999999998]
["EE","Battery",27,"NINF_1",7.3410000000000002,0,0,-5.5789999999999997]
["EE","Battery",27,"NORL_3",0.246,0,0,-0.187]
["EE","Battery",27,"NORM_1",12.930999999999999,0,0,-9.8279999999999994]
["EE","Battery",27,"NORT_1",7.83,0,0,-5.9509999999999996]
["EE","Battery",27,"NURS_1",3.7160000000000002,0,0,-2.8239999999999998]
["EE","Battery",27,"OCKH_1",0.81799999999999995,0,0,-0.621]
["EE","Battery",27,"OFFE_3",0.47199999999999998,0,0,-0.35799999999999998]
["EE","Battery",27,"OLDB_1",1.1479999999999999,0,0,-0.873]
["EE","Battery",27,"ORMO",0,0,0,0]
["EE","Battery",27,"ORRI_P",0,0,0,0]
["EE","Battery",27,"OSBA_1",4.9870000000000001,0,0,-3.79]
["EE","Battery",27,"PADIB1",2.5459999999999998,0,0,-1.9350000000000001]
["EE","Battery",27,"PAIS",4.7E-2,0,0,-3.5000000000000003E-2]
["EE","Battery",27,"PART",0.03,0,0,-2.3E-2]
["EE","Battery",27,"PEHG_P",0,0,0,0]
["EE","Battery",27,"PEHS_P",1.101,0,0,-0.83699999999999997]
["EE","Battery",27,"PELH_1",3.9630000000000001,0,0,-3.012]
["EE","Battery",27,"PEMB_1",2.6890000000000001,0,0,-2.044]
["EE","Battery",27,"PENE_1",3.411,0,0,-2.5920000000000001]
["EE","Battery",27,"PENN_1",0.56299999999999994,0,0,-0.42799999999999999]
["EE","Battery",27,"PENT_1",2.077,0,0,-1.579]
["EE","Battery",27,"PENW_1",3.016,0,0,-2.2919999999999998]
["EE","Battery",27,"PERI_H",0,0,0,0]
["EE","Battery",27,"PERS_P",0.28899999999999998,0,0,-0.219]
["EE","Battery",27,"PITS_3",0.47699999999999998,0,0,-0.36199999999999999]
["EE","Battery",27,"POOB",0.40600000000000003,0,0,-0.308]
["EE","Battery",27,"POPP_3",0.88400000000000001,0,0,-0.67200000000000004]
["EE","Battery",27,"PORA_P",0.22,0,0,-0.16800000000000001]
["EE","Battery",27,"PORD",0.19500000000000001,0,0,-0.14799999999999999]
["EE","Battery",27,"PYLE_1",1.3140000000000001,0,0,-0.998]
["EE","Battery",27,"QUOI_P",0,0,0,0]
["EE","Battery",27,"RAIN_1",2.3170000000000002,0,0,-1.7609999999999999]
["EE","Battery",27,"RANN_P",1.9E-2,0,0,-1.4999999999999999E-2]
["EE","Battery",27,"RASS_1",4.016,0,0,-3.052]
["EE","Battery",27,"RATS_1",5.46,0,0,-4.1500000000000004]
["EE","Battery",27,"RAVE",0,0,0,0]
["EE","Battery",27,"RAYL_1",6.0759999999999996,0,0,-4.6180000000000003]
["EE","Battery",27,"REBR_3",0.54400000000000004,0,0,-0.41299999999999998]
["EE","Battery",27,"REDH",0.161,0,0,-0.122]
["EE","Battery",27,"REDM_P",0.23400000000000001,0,0,-0.17799999999999999]
["EE","Battery",27,"RICH_J",2.4660000000000002,0,0,-1.8740000000000001]
["EE","Battery",27,"ROCH_1",2.56,0,0,-1.946]
["EE","Battery",27,"ROTI3",0,0,0,0]
["EE","Battery",27,"RRIG",0,0,0,0]
["EE","Battery",27,"RUGEB1",1.6120000000000001,0,0,-1.2250000000000001]
["EE","Battery",27,"RYEH_1",2.6139999999999999,0,0,-1.9870000000000001]
["EE","Battery",27,"SAFO_1",0,0,0,0]
["EE","Battery",27,"SALH_1",0,0,0,0]
["EE","Battery",27,"SALL1",0,0,0,0]
["EE","Battery",27,"SALT_1",1.101,0,0,-0.83599999999999997]
["EE","Battery",27,"SANX",0,0,0,0]
["EE","Battery",27,"SASA",0,0,0,0]
["EE","Battery",27,"SBAR",3.5659999999999998,0,0,-2.71]
["EE","Battery",27,"SEAB1",4.9320000000000004,0,0,-3.7480000000000002]
["EE","Battery",27,"SELL_1",3.8929999999999998,0,0,-2.9590000000000001]
["EE","Battery",27,"SFEG_P",0,0,0,0]
["EE","Battery",27,"SFIL_P",3.5000000000000003E-2,0,0,-2.5999999999999999E-2]
["EE","Battery",27,"SHEC_3",7.4999999999999997E-2,0,0,-5.7000000000000002E-2]
["EE","Battery",27,"SHIN_P",3.3000000000000002E-2,0,0,-2.5000000000000001E-2]
["EE","Battery",27,"SHRU",5.8000000000000003E-2,0,0,-4.3999999999999997E-2]
["EE","Battery",27,"SHRW_1",4.7460000000000004,0,0,-3.6070000000000002]
["EE","Battery",27,"SIGH",0.42799999999999999,0,0,-0.32600000000000001]
["EE","Battery",27,"SJOW_1",0.34,0,0,-0.25800000000000001]
["EE","Battery",27,"SKLGB1",5.5839999999999996,0,0,-4.2439999999999998]
["EE","Battery",27,"SLOY_P",0,0,0,0]
["EE","Battery",27,"SMAN_1",2.3039999999999998,0,0,-1.7509999999999999]
["EE","Battery",27,"SPAV",0.128,0,0,-9.7000000000000003E-2]
["EE","Battery",27,"SPEN_1",2.5990000000000002,0,0,-1.9750000000000001]
["EE","Battery",27,"SSHI_3",1.139,0,0,-0.86499999999999999]
["EE","Battery",27,"STAH_1",1.665,0,0,-1.2649999999999999]
["EE","Battery",27,"STAL_1",3.2250000000000001,0,0,-2.4510000000000001]
["EE","Battery",27,"STAY_1",4.242,0,0,-3.2240000000000002]
["EE","Battery",27,"STEN_1",1.458,0,0,-1.1080000000000001]
["EE","Battery",27,"STES_1",3.4870000000000001,0,0,-2.65]
["EE","Battery",27,"STHA",0.25700000000000001,0,0,-0.19500000000000001]
["EE","Battery",27,"STIR",1.5620000000000001,0,0,-1.1870000000000001]
["EE","Battery",27,"STLE",0.65,0,0,-0.49399999999999999]
["EE","Battery",27,"STRI_P",0,0,0,0]
["EE","Battery",27,"SUND_1",4.7409999999999997,0,0,-3.6030000000000002]
["EE","Battery",27,"SWAN_1",9.3450000000000006,0,0,-7.1020000000000003]
["EE","Battery",27,"TARL_P",0.21299999999999999,0,0,-0.16200000000000001]
["EE","Battery",27,"TAUN1",2.9409999999999998,0,0,-2.2349999999999999]
["EE","Battery",27,"TAYN_P",0.32800000000000001,0,0,-0.249]
["EE","Battery",27,"TELR",0.152,0,0,-0.115]
["EE","Battery",27,"TEMP_3",0,0,0,0]
["EE","Battery",27,"THOM_6",6.9470000000000001,0,0,-5.28]
["EE","Battery",27,"THSO_P",0.51700000000000002,0,0,-0.39300000000000002]
["EE","Battery",27,"THUR_6",2.3620000000000001,0,0,-1.7949999999999999]
["EE","Battery",27,"TILBB_1",1.236,0,0,-0.93899999999999995]
["EE","Battery",27,"TONG",0.442,0,0,-0.33600000000000002]
["EE","Battery",27,"TONG1",0,0,0,0]
["EE","Battery",27,"TOTT_1",1.2,0,0,-0.91200000000000003]
["EE","Battery",27,"TRAW_1",1.766,0,0,-1.3420000000000001]
["EE","Battery",27,"TUMB_P",0.20399999999999999,0,0,-0.155]
["EE","Battery",27,"TYNE_1",0,0,0,0]
["EE","Battery",27,"TYNE_2",2.3279999999999998,0,0,-1.77]
["EE","Battery",27,"Unknown",0,0,0,0]
["EE","Battery",27,"UPPB_1",3.0009999999999999,0,0,-2.2810000000000001]
["EE","Battery",27,"UPPB_3",0,0,0,0]
["EE","Battery",27,"USKM_1",3.702,0,0,-2.8130000000000002]
["EE","Battery",27,"WABO",0,0,0,0]
["EE","Battery",27,"WALH_1",4.0860000000000003,0,0,-3.105]
["EE","Battery",27,"WALP_1",11.010999999999999,0,0,-8.3680000000000003]
["EE","Battery",27,"WALP_B",6.7850000000000001,0,0,-5.157]
["EE","Battery",27,"WARL_1",1.417,0,0,-1.077]
["EE","Battery",27,"WASF_1",0.33300000000000002,0,0,-0.253]
["EE","Battery",27,"WATFS_1",2.0419999999999998,0,0,-1.552]
["EE","Battery",27,"WBOL_6",2.29,0,0,-1.74]
["EE","Battery",27,"WBUR_1",5.7329999999999997,0,0,-4.3570000000000002]
["EE","Battery",27,"WESA_H",0,0,0,0]
["EE","Battery",27,"WFIE",0.252,0,0,-0.192]
["EE","Battery",27,"WGEO",0,0,0,0]
["EE","Battery",27,"WHAM_1",1.1120000000000001,0,0,-0.84499999999999997]
["EE","Battery",27,"WHGA_1",3.2749999999999999,0,0,-2.4889999999999999]
["EE","Battery",27,"WHHO",0.184,0,0,-0.14000000000000001]
["EE","Battery",27,"WIBA_3",0,0,0,0]
["EE","Battery",27,"WIEN_1",2.149,0,0,-1.633]
["EE","Battery",27,"WILL_1",7.0430000000000001,0,0,-5.3529999999999998]
["EE","Battery",27,"WIMBN1",0,0,0,0]
["EE","Battery",27,"WIMBS1",1.702,0,0,-1.294]
["EE","Battery",27,"WIOW_P",4.4999999999999998E-2,0,0,-3.4000000000000002E-2]
["EE","Battery",27,"WISD_1",0.13200000000000001,0,0,-0.1]
["EE","Battery",27,"WISD_6",0.34300000000000003,0,0,-0.26]
["EE","Battery",27,"WISH",0.56799999999999995,0,0,-0.432]
["EE","Battery",27,"WMEL_1",3.7679999999999998,0,0,-2.8639999999999999]
["EE","Battery",27,"WOHI_P",0.49399999999999999,0,0,-0.375]
["EE","Battery",27,"WTHU31",0.36899999999999999,0,0,-0.28000000000000003]
["EE","Battery",27,"WWEY_1",3.3769999999999998,0,0,-2.5670000000000002]
["EE","Battery",27,"WYLF_1",0.58199999999999996,0,0,-0.442]
["EE","Battery",27,"WYMOM_1",2.5870000000000002,0,0,-1.966]
["EE","Battery",28,"ABHA1",10.914,0,0,-8.2949999999999999]
["EE","Battery",28,"ABNE_P",0.96599999999999997,0,0,-0.73399999999999999]
["EE","Battery",28,"ABTH_1",2.1859999999999999,0,0,-1.661]
["EE","Battery",28,"ACTL_2",0.57499999999999996,0,0,-0.437]
["EE","Battery",28,"ACTL_C",0,0,0,0]
["EE","Battery",28,"ALNE_P",0.35799999999999998,0,0,-0.27200000000000002]
["EE","Battery",28,"ALST_3",0,0,0,0]
["EE","Battery",28,"ALVE1",9.4079999999999995,0,0,-7.15]
["EE","Battery",28,"AMEM_1",1.052,0,0,-0.8]
["EE","Battery",28,"ARBR_P",0.95099999999999996,0,0,-0.72299999999999998]
["EE","Battery",28,"ARDK_P",0,0,0,0]
["EE","Battery",28,"ARMO_P",0.24199999999999999,0,0,-0.184]
["EE","Battery",28,"AXMI_H",0,0,0,0]
["EE","Battery",28,"AXMI1",5.4109999999999996,0,0,-4.1120000000000001]
["EE","Battery",28,"AYRR",0.23200000000000001,0,0,-0.17599999999999999]
["EE","Battery",28,"BAGA",0.63800000000000001,0,0,-0.48499999999999999]
["EE","Battery",28,"BAIN",0.187,0,0,-0.14199999999999999]
["EE","Battery",28,"BARKR_C",2.0960000000000001,0,0,-1.593]
["EE","Battery",28,"BARKW3",0,0,0,0]
["EE","Battery",28,"BEAU_P",0.57999999999999996,0,0,-0.441]
["EE","Battery",28,"BEDD_1",2.5720000000000001,0,0,-1.9550000000000001]
["EE","Battery",28,"BEDDT1",0.60399999999999998,0,0,-0.45900000000000002]
["EE","Battery",28,"BERB_P",0,0,0,0]
["EE","Battery",28,"BERW",0.80500000000000005,0,0,-0.61199999999999999]
["EE","Battery",28,"BESW_1",3.5139999999999998,0,0,-2.6709999999999998]
["EE","Battery",28,"BICF_1",3.3410000000000002,0,0,-2.5390000000000001]
["EE","Battery",28,"BIRK_1",1.742,0,0,-1.3240000000000001]
["EE","Battery",28,"BISW_1",15.516999999999999,0,0,-11.792999999999999]
["EE","Battery",28,"BLYTB1",3.8559999999999999,0,0,-2.931]
["EE","Battery",28,"BLYTH132",1.103,0,0,-0.83899999999999997]
["EE","Battery",28,"BOAG_P",0.39400000000000002,0,0,-0.29899999999999999]
["EE","Battery",28,"BOLN_1",10.234999999999999,0,0,-7.7789999999999999]
["EE","Battery",28,"BONN",0.58299999999999996,0,0,-0.443]
["EE","Battery",28,"BOTW_1",2.472,0,0,-1.879]
["EE","Battery",28,"BRAC_P",0.99399999999999999,0,0,-0.755]
["EE","Battery",28,"BRAI_1",3.7410000000000001,0,0,-2.843]
["EE","Battery",28,"BRAP",0.29199999999999998,0,0,-0.222]
["EE","Battery",28,"BRAW_1",4.5149999999999997,0,0,-3.431]
["EE","Battery",28,"BRED_1",2.976,0,0,-2.262]
["EE","Battery",28,"BRFO_1",19.506,0,0,-14.824999999999999]
["EE","Battery",28,"BRID_P",0.748,0,0,-0.56899999999999995]
["EE","Battery",28,"BRIM_1",1.839,0,0,-1.3979999999999999]
["EE","Battery",28,"BRLE_1",4.5599999999999996,0,0,-3.4660000000000002]
["EE","Battery",28,"BROA_P",0.17299999999999999,0,0,-0.13200000000000001]
["EE","Battery",28,"BROR_P",0.13500000000000001,0,0,-0.10299999999999999]
["EE","Battery",28,"BROX",0.35599999999999998,0,0,-0.27100000000000002]
["EE","Battery",28,"BRWA1",8.375,0,0,-6.3650000000000002]
["EE","Battery",28,"BUMU_P",0.51300000000000001,0,0,-0.39]
["EE","Battery",28,"BURM_1",6.8049999999999997,0,0,-5.1719999999999997]
["EE","Battery",28,"BUSH_1",2.98,0,0,-2.2639999999999998]
["EE","Battery",28,"BUST_1",2.173,0,0,-1.6519999999999999]
["EE","Battery",28,"CAAD_P",0.21199999999999999,0,0,-0.161]
["EE","Battery",28,"CAFA",0,0,0,0]
["EE","Battery",28,"CAIF_P",0,0,0,0]
["EE","Battery",28,"CAMB_01",0,0,0,0]
["EE","Battery",28,"CANTN1",3.258,0,0,-2.476]
["EE","Battery",28,"CAPEA1",2.0409999999999999,0,0,-1.5509999999999999]
["EE","Battery",28,"CARE_1",2.13,0,0,-1.619]
["EE","Battery",28,"CARR_1",1.472,0,0,-1.119]
["EE","Battery",28,"CASS_P",0,0,0,0]
["EE","Battery",28,"CATY",3.5999999999999997E-2,0,0,-2.7E-2]
["EE","Battery",28,"CBNK_H",0,0,0,0]
["EE","Battery",28,"CEAN_P",0,0,0,0]
["EE","Battery",28,"CELL_1",9,0,0,-6.84]
["EE","Battery",28,"CHAP",0.74099999999999999,0,0,-0.56299999999999994]
["EE","Battery",28,"CHAR_P",0,0,0,0]
["EE","Battery",28,"CHAS",0.16200000000000001,0,0,-0.123]
["EE","Battery",28,"CHIC_1",2.2240000000000002,0,0,-1.69]
["EE","Battery",28,"CHSI_1",1.673,0,0,-1.2709999999999999]
["EE","Battery",28,"CHTE_1",9.8469999999999995,0,0,-7.484]
["EE","Battery",28,"CITR_1",0.14299999999999999,0,0,-0.109]
["EE","Battery",28,"CLAC_P",3.4000000000000002E-2,0,0,-2.5999999999999999E-2]
["EE","Battery",28,"CLAY_P",0.17799999999999999,0,0,-0.13500000000000001]
["EE","Battery",28,"CLT03",0,0,0,0]
["EE","Battery",28,"CLYM",0,0,0,0]
["EE","Battery",28,"COAT",0.628,0,0,-0.47799999999999998]
["EE","Battery",28,"COCK",0.751,0,0,-0.57099999999999995]
["EE","Battery",28,"CONQA1",4.26,0,0,-3.238]
["EE","Battery",28,"COUA_P",0.69399999999999995,0,0,-0.52800000000000002]
["EE","Battery",28,"COVE_1",6.1369999999999996,0,0,-4.6639999999999997]
["EE","Battery",28,"COWL_1",7.6870000000000003,0,0,-5.8419999999999996]
["EE","Battery",28,"COYL",0.64100000000000001,0,0,-0.48699999999999999]
["EE","Battery",28,"CRAI_P",4.5999999999999999E-2,0,0,-3.5000000000000003E-2]
["EE","Battery",28,"CREB_1",8.8729999999999993,0,0,-6.7439999999999998]
["EE","Battery",28,"CUMB",0.46600000000000003,0,0,-0.35399999999999998]
["EE","Battery",28,"CUPA",1.2010000000000001,0,0,-0.91300000000000003]
["EE","Battery",28,"CURR",1.2999999999999999E-2,0,0,-0.01]
["EE","Battery",28,"DALL_P",0,0,0,0]
["EE","Battery",28,"DALM3",0.378,0,0,-0.28699999999999998]
["EE","Battery",28,"DEVM",0.21199999999999999,0,0,-0.161]
["EE","Battery",28,"DEVO",0.63300000000000001,0,0,-0.48099999999999998]
["EE","Battery",28,"DEWP",6.2E-2,0,0,-4.7E-2]
["EE","Battery",28,"DOUN_P",0.21099999999999999,0,0,-0.16]
["EE","Battery",28,"DRAK_1",3.5089999999999999,0,0,-2.6669999999999998]
["EE","Battery",28,"DRAX_1",0.86899999999999999,0,0,-0.66]
["EE","Battery",28,"DRCR",0,0,0,0]
["EE","Battery",28,"DRUM",0.23,0,0,-0.17499999999999999]
["EE","Battery",28,"DUBE_P",0,0,0,0]
["EE","Battery",28,"DUDH_P",0.48099999999999998,0,0,-0.36599999999999999]
["EE","Battery",28,"DUGR_P",2.4E-2,0,0,-1.7999999999999999E-2]
["EE","Battery",28,"DUNB_A",0,0,0,0]
["EE","Battery",28,"DUNB_B",0.54800000000000004,0,0,-0.41599999999999998]
["EE","Battery",28,"DUNF",0.317,0,0,-0.24099999999999999]
["EE","Battery",28,"DUNO_P",0.27300000000000002,0,0,-0.20799999999999999]
["EE","Battery",28,"DYCE_P",0.76,0,0,-0.57799999999999996]
["EE","Battery",28,"EALI_6",0.75600000000000001,0,0,-0.57399999999999995]
["EE","Battery",28,"EASO_1",5.827,0,0,-4.4290000000000003]
["EE","Battery",28,"EAST",0,0,0,0]
["EE","Battery",28,"ECCL",1.22,0,0,-0.92700000000000005]
["EE","Battery",28,"ECLA_1",5.1909999999999998,0,0,-3.9449999999999998]
["EE","Battery",28,"ECLA_H",0,0,0,0]
["EE","Battery",28,"EERH",0.68400000000000005,0,0,-0.52]
["EE","Battery",28,"EKIL",0.83199999999999996,0,0,-0.63300000000000001]
["EE","Battery",28,"EKIS",0,0,0,0]
["EE","Battery",28,"ELDE",0.38600000000000001,0,0,-0.29299999999999998]
["EE","Battery",28,"ELGI_P",1.0429999999999999,0,0,-0.79300000000000004]
["EE","Battery",28,"ELLA_1",4.4649999999999999,0,0,-3.3929999999999998]
["EE","Battery",28,"ELST_1",2.3820000000000001,0,0,-1.81]
["EE","Battery",28,"ENDE_1",7.25,0,0,-5.51]
["EE","Battery",28,"ERSK",0.14699999999999999,0,0,-0.112]
["EE","Battery",28,"EXET1",9.8670000000000009,0,0,-7.4989999999999997]
["EE","Battery",28,"FASN_P",0,0,0,0]
["EE","Battery",28,"FAUG_P",6.9000000000000006E-2,0,0,-5.1999999999999998E-2]
["EE","Battery",28,"FAWL_1",3.464,0,0,-2.6320000000000001]
["EE","Battery",28,"FECK_6",8.73,0,0,-6.6349999999999998]
["EE","Battery",28,"FERRA2",1.2450000000000001,0,0,-0.94599999999999995]
["EE","Battery",28,"FERRB_M",6.6550000000000002,0,0,-5.0579999999999998]
["EE","Battery",28,"FETT_P",0,0,0,0]
["EE","Battery",28,"FIDD_P",0.59299999999999997,0,0,-0.45100000000000001]
["EE","Battery",28,"FIDF_1",4.2430000000000003,0,0,-3.2240000000000002]
["EE","Battery",28,"FINN",0,0,0,0]
["EE","Battery",28,"FLEE_1",10.295,0,0,-7.8250000000000002]
["EE","Battery",28,"FOUR_1",6.6000000000000003E-2,0,0,-0.05]
["EE","Battery",28,"FRAS_P",0,0,0,0]
["EE","Battery",28,"FROD_1",4.5039999999999996,0,0,-3.423]
["EE","Battery",28,"FWIL_P",0.182,0,0,-0.13900000000000001]
["EE","Battery",28,"G_EXTRA_10",0.14099999999999999,0,0,-0.107]
["EE","Battery",28,"G_EXTRA_11",0.14099999999999999,0,0,-0.107]
["EE","Battery",28,"G_EXTRA_12",0,0,0,0]
["EE","Battery",28,"G_EXTRA_14",0,0,0,0]
["EE","Battery",28,"G_EXTRA_17",0,0,0,0]
["EE","Battery",28,"G_EXTRA_18",0,0,0,0]
["EE","Battery",28,"G_EXTRA_19",0,0,0,0]
["EE","Battery",28,"G_EXTRA_2",0.33500000000000002,0,0,-0.255]
["EE","Battery",28,"G_EXTRA_20",0,0,0,0]
["EE","Battery",28,"G_EXTRA_3",0.33500000000000002,0,0,-0.255]
["EE","Battery",28,"G_EXTRA_4",0.30399999999999999,0,0,-0.23100000000000001]
["EE","Battery",28,"G_EXTRA_5",0.30399999999999999,0,0,-0.23100000000000001]
["EE","Battery",28,"G_EXTRA_6",0.14699999999999999,0,0,-0.112]
["EE","Battery",28,"G_EXTRA_7",0.14699999999999999,0,0,-0.112]
["EE","Battery",28,"G_EXTRA_8",0.42,0,0,-0.31900000000000001]
["EE","Battery",28,"G_EXTRA_9",0.42,0,0,-0.31900000000000001]
["EE","Battery",28,"GALA",0.85,0,0,-0.64600000000000002]
["EE","Battery",28,"GIFF",0.223,0,0,-0.16900000000000001]
["EE","Battery",28,"GLEF_P",0,0,0,0]
["EE","Battery",28,"GLLE",0,0,0,0]
["EE","Battery",28,"GLLU",0.49299999999999999,0,0,-0.374]
["EE","Battery",28,"GLNI",0.27100000000000002,0,0,-0.20599999999999999]
["EE","Battery",28,"GLRO",0.36399999999999999,0,0,-0.27700000000000002]
["EE","Battery",28,"GORG",7.1999999999999995E-2,0,0,-5.3999999999999999E-2]
["EE","Battery",28,"GOVA",0.27700000000000002,0,0,-0.21099999999999999]
["EE","Battery",28,"GREE_H",0,0,0,0]
["EE","Battery",28,"GREN_1",12.563000000000001,0,0,-9.548]
["EE","Battery",28,"GRIW_1",3.25,0,0,-2.4700000000000002]
["EE","Battery",28,"GRUB_P",0.125,0,0,-9.5000000000000001E-2]
["EE","Battery",28,"HACK_1",1.17,0,0,-0.88900000000000001]
["EE","Battery",28,"HACK_6",0,0,0,0]
["EE","Battery",28,"HAGR",0.152,0,0,-0.11600000000000001]
["EE","Battery",28,"HAMHC1",3.8279999999999998,0,0,-2.91]
["EE","Battery",28,"HARK_1",5.194,0,0,-3.9470000000000001]
["EE","Battery",28,"HARM_6",1.2749999999999999,0,0,-0.96899999999999997]
["EE","Battery",28,"HAWI",0.371,0,0,-0.28199999999999997]
["EE","Battery",28,"HAWP_6",3.0009999999999999,0,0,-2.2810000000000001]
["EE","Battery",28,"HELE",0.20899999999999999,0,0,-0.159]
["EE","Battery",28,"HEYS_1",1.508,0,0,-1.1459999999999999]
["EE","Battery",28,"HEYS1",0,0,0,0]
["EE","Battery",28,"HUER",0,0,0,0]
["EE","Battery",28,"HURS_1",1.38,0,0,-1.0489999999999999]
["EE","Battery",28,"HUTT_1",2.9319999999999999,0,0,-2.2290000000000001]
["EE","Battery",28,"IMPK_1",0,0,0,0]
["EE","Battery",28,"INDQ1",14.763,0,0,-11.22]
["EE","Battery",28,"INKE",0.48899999999999999,0,0,-0.372]
["EE","Battery",28,"INNE_P",0.67700000000000005,0,0,-0.51400000000000001]
["EE","Battery",28,"IROA1",9.8049999999999997,0,0,-7.452]
["EE","Battery",28,"IRONB1",2.6680000000000001,0,0,-2.028]
["EE","Battery",28,"ISLI_1",0,0,0,0]
["EE","Battery",28,"IVER_1",2.383,0,0,-1.8109999999999999]
["EE","Battery",28,"IVER_6",0.63,0,0,-0.47899999999999998]
["EE","Battery",28,"JOHN",0.34300000000000003,0,0,-0.26100000000000001]
["EE","Battery",28,"JORD_3",0.45100000000000001,0,0,-0.34300000000000003]
["EE","Battery",28,"KAIM",1.4410000000000001,0,0,-1.095]
["EE","Battery",28,"KEAD_1",8.3079999999999998,0,0,-6.3140000000000001]
["EE","Battery",28,"KEAR_1",6.3010000000000002,0,0,-4.7880000000000003]
["EE","Battery",28,"KEAR_3",0,0,0,0]
["EE","Battery",28,"KEIT_P",0.753,0,0,-0.57199999999999995]
["EE","Battery",28,"KEMS_1",1.5549999999999999,0,0,-1.1819999999999999]
["EE","Battery",28,"KEOO",0,0,0,0]
["EE","Battery",28,"KIBY_1",2.0859999999999999,0,0,-1.5860000000000001]
["EE","Battery",28,"KIBY_G",1.9390000000000001,0,0,-1.4730000000000001]
["EE","Battery",28,"KIER",0.36799999999999999,0,0,-0.28000000000000003]
["EE","Battery",28,"KIIN_P",6.3E-2,0,0,-4.8000000000000001E-2]
["EE","Battery",28,"KILS",0.41799999999999998,0,0,-0.318]
["EE","Battery",28,"KILT",0.44700000000000001,0,0,-0.33900000000000002]
["EE","Battery",28,"KILW",0.39900000000000002,0,0,-0.30299999999999999]
["EE","Battery",28,"KINL_P",1.7000000000000001E-2,0,0,-1.2999999999999999E-2]
["EE","Battery",28,"KINO_1",1.7549999999999999,0,0,-1.3340000000000001]
["EE","Battery",28,"KINT_P",1.6479999999999999,0,0,-1.252]
["EE","Battery",28,"KIRKB1",1.77,0,0,-1.345]
["EE","Battery",28,"KITW_1",2.3340000000000001,0,0,-1.774]
["EE","Battery",28,"KNAR",1.7609999999999999,0,0,-1.339]
["EE","Battery",28,"LACK_6",2.2109999999999999,0,0,-1.68]
["EE","Battery",28,"LAIR_P",8.7999999999999995E-2,0,0,-6.7000000000000004E-2]
["EE","Battery",28,"LALE1SG003",0.80200000000000005,0,0,-0.60899999999999999]
["EE","Battery",28,"LAND1",5.6219999999999999,0,0,-4.2729999999999997]
["EE","Battery",28,"LEGA_1",6.3159999999999998,0,0,-4.8]
["EE","Battery",28,"LEVE",0.48699999999999999,0,0,-0.37]
["EE","Battery",28,"LING",0.68,0,0,-0.51700000000000002]
["EE","Battery",28,"LINM",1.117,0,0,-0.84899999999999998]
["EE","Battery",28,"LISD_1",3.556,0,0,-2.702]
["EE","Battery",28,"LITT_C",0.99199999999999999,0,0,-0.754]
["EE","Battery",28,"LITT_J",3.1E-2,0,0,-2.3E-2]
["EE","Battery",28,"LODR_6",0.31,0,0,-0.23499999999999999]
["EE","Battery",28,"LOUD_H",0.55900000000000005,0,0,-0.42499999999999999]
["EE","Battery",28,"LOVE_1",9.6129999999999995,0,0,-7.306]
["EE","Battery",28,"LUNA_P",0.73,0,0,-0.55400000000000005]
["EE","Battery",28,"LYND_P",0.20399999999999999,0,0,-0.155]
["EE","Battery",28,"MACC_3",0.92100000000000004,0,0,-0.7]
["EE","Battery",28,"MACD_P",0.73799999999999999,0,0,-0.56100000000000005]
["EE","Battery",28,"MAGA_6",0.20799999999999999,0,0,-0.158]
["EE","Battery",28,"MANN_1",12.436999999999999,0,0,-9.452]
["EE","Battery",28,"MAYB",0.26600000000000001,0,0,-0.20200000000000001]
["EE","Battery",28,"MELK_1",9.2550000000000008,0,0,-7.0339999999999998]
["EE","Battery",28,"MILC_P",0.59699999999999998,0,0,-0.45400000000000001]
["EE","Battery",28,"MILH_1",0.70699999999999996,0,0,-0.53700000000000003]
["EE","Battery",28,"MITY_1",3.9710000000000001,0,0,-3.0179999999999998]
["EE","Battery",28,"MYBS_P",0,0,0,0]
["EE","Battery",28,"NAIR_P",0.56599999999999995,0,0,-0.43]
["EE","Battery",28,"NEAR",0.21299999999999999,0,0,-0.16200000000000001]
["EE","Battery",28,"NECE_1",4.0380000000000003,0,0,-3.069]
["EE","Battery",28,"NEEP_3",0.82699999999999996,0,0,-0.629]
["EE","Battery",28,"NETS",0,0,0,0]
["EE","Battery",28,"NEWX_6",1.0900000000000001,0,0,-0.82799999999999996]
["EE","Battery",28,"NFLE",5.843,0,0,-4.4400000000000004]
["EE","Battery",28,"NHYD_6",1.1619999999999999,0,0,-0.88300000000000001]
["EE","Battery",28,"NINF_1",8.8420000000000005,0,0,-6.72]
["EE","Battery",28,"NORL_3",0.29599999999999999,0,0,-0.22500000000000001]
["EE","Battery",28,"NORM_1",15.574999999999999,0,0,-11.837]
["EE","Battery",28,"NORT_1",9.4309999999999992,0,0,-7.1680000000000001]
["EE","Battery",28,"NURS_1",4.4749999999999996,0,0,-3.4009999999999998]
["EE","Battery",28,"OCKH_1",0.98499999999999999,0,0,-0.748]
["EE","Battery",28,"OFFE_3",0.56799999999999995,0,0,-0.432]
["EE","Battery",28,"OLDB_1",1.383,0,0,-1.0509999999999999]
["EE","Battery",28,"ORMO",0,0,0,0]
["EE","Battery",28,"ORRI_P",0,0,0,0]
["EE","Battery",28,"OSBA_1",6.0069999999999997,0,0,-4.5650000000000004]
["EE","Battery",28,"PADIB1",3.0670000000000002,0,0,-2.331]
["EE","Battery",28,"PAIS",5.6000000000000001E-2,0,0,-4.2999999999999997E-2]
["EE","Battery",28,"PART",3.5999999999999997E-2,0,0,-2.8000000000000001E-2]
["EE","Battery",28,"PEHG_P",0,0,0,0]
["EE","Battery",28,"PEHS_P",1.327,0,0,-1.008]
["EE","Battery",28,"PELH_1",4.774,0,0,-3.6280000000000001]
["EE","Battery",28,"PEMB_1",3.2389999999999999,0,0,-2.4620000000000002]
["EE","Battery",28,"PENE_1",4.1079999999999997,0,0,-3.1219999999999999]
["EE","Battery",28,"PENN_1",0.67800000000000005,0,0,-0.51500000000000001]
["EE","Battery",28,"PENT_1",2.5019999999999998,0,0,-1.901]
["EE","Battery",28,"PENW_1",3.6320000000000001,0,0,-2.76]
["EE","Battery",28,"PERI_H",0,0,0,0]
["EE","Battery",28,"PERS_P",0.34799999999999998,0,0,-0.26400000000000001]
["EE","Battery",28,"PITS_3",0.57399999999999995,0,0,-0.437]
["EE","Battery",28,"POOB",0.48899999999999999,0,0,-0.371]
["EE","Battery",28,"POPP_3",1.0649999999999999,0,0,-0.81]
["EE","Battery",28,"PORA_P",0.26500000000000001,0,0,-0.20200000000000001]
["EE","Battery",28,"PORD",0.23499999999999999,0,0,-0.17799999999999999]
["EE","Battery",28,"PYLE_1",1.5820000000000001,0,0,-1.202]
["EE","Battery",28,"QUOI_P",0,0,0,0]
["EE","Battery",28,"RAIN_1",2.79,0,0,-2.121]
["EE","Battery",28,"RANN_P",2.3E-2,0,0,-1.7999999999999999E-2]
["EE","Battery",28,"RASS_1",4.8369999999999997,0,0,-3.6760000000000002]
["EE","Battery",28,"RATS_1",6.5759999999999996,0,0,-4.9980000000000002]
["EE","Battery",28,"RAVE",0,0,0,0]
["EE","Battery",28,"RAYL_1",7.3179999999999996,0,0,-5.5620000000000003]
["EE","Battery",28,"REBR_3",0.65500000000000003,0,0,-0.498]
["EE","Battery",28,"REDH",0.19400000000000001,0,0,-0.14699999999999999]
["EE","Battery",28,"REDM_P",0.28199999999999997,0,0,-0.214]
["EE","Battery",28,"RICH_J",2.97,0,0,-2.2570000000000001]
["EE","Battery",28,"ROCH_1",3.0840000000000001,0,0,-2.3439999999999999]
["EE","Battery",28,"ROTI3",0,0,0,0]
["EE","Battery",28,"RRIG",0,0,0,0]
["EE","Battery",28,"RUGEB1",1.9419999999999999,0,0,-1.476]
["EE","Battery",28,"RYEH_1",3.149,0,0,-2.3929999999999998]
["EE","Battery",28,"SAFO_1",0,0,0,0]
["EE","Battery",28,"SALH_1",0,0,0,0]
["EE","Battery",28,"SALL1",0,0,0,0]
["EE","Battery",28,"SALT_1",1.3260000000000001,0,0,-1.0069999999999999]
["EE","Battery",28,"SANX",0,0,0,0]
["EE","Battery",28,"SASA",0,0,0,0]
["EE","Battery",28,"SBAR",4.2949999999999999,0,0,-3.2639999999999998]
["EE","Battery",28,"SEAB1",5.94,0,0,-4.5140000000000002]
["EE","Battery",28,"SELL_1",4.6890000000000001,0,0,-3.5640000000000001]
["EE","Battery",28,"SFEG_P",0,0,0,0]
["EE","Battery",28,"SFIL_P",4.2000000000000003E-2,0,0,-3.2000000000000001E-2]
["EE","Battery",28,"SHEC_3",0.09,0,0,-6.8000000000000005E-2]
["EE","Battery",28,"SHIN_P",0.04,0,0,-0.03]
["EE","Battery",28,"SHRU",6.9000000000000006E-2,0,0,-5.2999999999999999E-2]
["EE","Battery",28,"SHRW_1",5.7160000000000002,0,0,-4.3440000000000003]
["EE","Battery",28,"SIGH",0.51600000000000001,0,0,-0.39200000000000002]
["EE","Battery",28,"SJOW_1",0.40899999999999997,0,0,-0.311]
["EE","Battery",28,"SKLGB1",6.726,0,0,-5.1120000000000001]
["EE","Battery",28,"SLOY_P",0,0,0,0]
["EE","Battery",28,"SMAN_1",2.7749999999999999,0,0,-2.109]
["EE","Battery",28,"SPAV",0.154,0,0,-0.11700000000000001]
["EE","Battery",28,"SPEN_1",3.13,0,0,-2.379]
["EE","Battery",28,"SSHI_3",1.371,0,0,-1.042]
["EE","Battery",28,"STAH_1",2.0059999999999998,0,0,-1.524]
["EE","Battery",28,"STAL_1",3.8849999999999998,0,0,-2.952]
["EE","Battery",28,"STAY_1",5.1100000000000003,0,0,-3.8839999999999999]
["EE","Battery",28,"STEN_1",1.756,0,0,-1.335]
["EE","Battery",28,"STES_1",4.2,0,0,-3.1920000000000002]
["EE","Battery",28,"STHA",0.309,0,0,-0.23499999999999999]
["EE","Battery",28,"STIR",1.881,0,0,-1.43]
["EE","Battery",28,"STLE",0.78300000000000003,0,0,-0.59499999999999997]
["EE","Battery",28,"STRI_P",0,0,0,0]
["EE","Battery",28,"SUND_1",5.71,0,0,-4.34]
["EE","Battery",28,"SWAN_1",11.255000000000001,0,0,-8.5540000000000003]
["EE","Battery",28,"TARL_P",0.25600000000000001,0,0,-0.19500000000000001]
["EE","Battery",28,"TAUN1",3.5430000000000001,0,0,-2.6920000000000002]
["EE","Battery",28,"TAYN_P",0.39500000000000002,0,0,-0.3]
["EE","Battery",28,"TELR",0.183,0,0,-0.13900000000000001]
["EE","Battery",28,"TEMP_3",0,0,0,0]
["EE","Battery",28,"THOM_6",8.3670000000000009,0,0,-6.359]
["EE","Battery",28,"THSO_P",0.622,0,0,-0.47299999999999998]
["EE","Battery",28,"THUR_6",2.8450000000000002,0,0,-2.1619999999999999]
["EE","Battery",28,"TILBB_1",1.488,0,0,-1.131]
["EE","Battery",28,"TONG",0.53200000000000003,0,0,-0.40400000000000003]
["EE","Battery",28,"TONG1",0,0,0,0]
["EE","Battery",28,"TOTT_1",1.4450000000000001,0,0,-1.0980000000000001]
["EE","Battery",28,"TRAW_1",2.1269999999999998,0,0,-1.6160000000000001]
["EE","Battery",28,"TUMB_P",0.245,0,0,-0.186]
["EE","Battery",28,"TYNE_1",0,0,0,0]
["EE","Battery",28,"TYNE_2",2.8039999999999998,0,0,-2.1309999999999998]
["EE","Battery",28,"Unknown",0,0,0,0]
["EE","Battery",28,"UPPB_1",3.6150000000000002,0,0,-2.7469999999999999]
["EE","Battery",28,"UPPB_3",0,0,0,0]
["EE","Battery",28,"USKM_1",4.4580000000000002,0,0,-3.3879999999999999]
["EE","Battery",28,"WABO",0,0,0,0]
["EE","Battery",28,"WALH_1",4.9210000000000003,0,0,-3.74]
["EE","Battery",28,"WALP_1",13.263,0,0,-10.08]
["EE","Battery",28,"WALP_B",8.173,0,0,-6.2110000000000003]
["EE","Battery",28,"WARL_1",1.7070000000000001,0,0,-1.298]
["EE","Battery",28,"WASF_1",0.40100000000000002,0,0,-0.30399999999999999]
["EE","Battery",28,"WATFS_1",2.4590000000000001,0,0,-1.869]
["EE","Battery",28,"WBOL_6",2.758,0,0,-2.0960000000000001]
["EE","Battery",28,"WBUR_1",6.9050000000000002,0,0,-5.2480000000000002]
["EE","Battery",28,"WESA_H",0,0,0,0]
["EE","Battery",28,"WFIE",0.30399999999999999,0,0,-0.23100000000000001]
["EE","Battery",28,"WGEO",0,0,0,0]
["EE","Battery",28,"WHAM_1",1.34,0,0,-1.018]
["EE","Battery",28,"WHGA_1",3.9449999999999998,0,0,-2.9980000000000002]
["EE","Battery",28,"WHHO",0.221,0,0,-0.16800000000000001]
["EE","Battery",28,"WIBA_3",0,0,0,0]
["EE","Battery",28,"WIEN_1",2.5880000000000001,0,0,-1.9670000000000001]
["EE","Battery",28,"WILL_1",8.4830000000000005,0,0,-6.4470000000000001]
["EE","Battery",28,"WIMBN1",0,0,0,0]
["EE","Battery",28,"WIMBS1",2.0510000000000002,0,0,-1.5580000000000001]
["EE","Battery",28,"WIOW_P",5.3999999999999999E-2,0,0,-4.1000000000000002E-2]
["EE","Battery",28,"WISD_1",0.159,0,0,-0.121]
["EE","Battery",28,"WISD_6",0.41299999999999998,0,0,-0.314]
["EE","Battery",28,"WISH",0.68500000000000005,0,0,-0.52]
["EE","Battery",28,"WMEL_1",4.5389999999999997,0,0,-3.45]
["EE","Battery",28,"WOHI_P",0.59499999999999997,0,0,-0.45200000000000001]
["EE","Battery",28,"WTHU31",0.44400000000000001,0,0,-0.33700000000000002]
["EE","Battery",28,"WWEY_1",4.0679999999999996,0,0,-3.0920000000000001]
["EE","Battery",28,"WYLF_1",0.70099999999999996,0,0,-0.53300000000000003]
["EE","Battery",28,"WYMOM_1",3.117,0,0,-2.3690000000000002]
["EE","Battery",29,"ABHA1",13.013999999999999,0,0,-9.891]
["EE","Battery",29,"ABNE_P",1.151,0,0,-0.875]
["EE","Battery",29,"ABTH_1",2.6070000000000002,0,0,-1.9810000000000001]
["EE","Battery",29,"ACTL_2",0.68600000000000005,0,0,-0.52100000000000002]
["EE","Battery",29,"ACTL_C",0,0,0,0]
["EE","Battery",29,"ALNE_P",0.42699999999999999,0,0,-0.32500000000000001]
["EE","Battery",29,"ALST_3",0,0,0,0]
["EE","Battery",29,"ALVE1",11.218999999999999,0,0,-8.5259999999999998]
["EE","Battery",29,"AMEM_1",1.2549999999999999,0,0,-0.95399999999999996]
["EE","Battery",29,"ARBR_P",1.1339999999999999,0,0,-0.86199999999999999]
["EE","Battery",29,"ARDK_P",0,0,0,0]
["EE","Battery",29,"ARMO_P",0.28799999999999998,0,0,-0.219]
["EE","Battery",29,"AXMI_H",0,0,0,0]
["EE","Battery",29,"AXMI1",6.452,0,0,-4.9039999999999999]
["EE","Battery",29,"AYRR",0.27700000000000002,0,0,-0.21]
["EE","Battery",29,"BAGA",0.76100000000000001,0,0,-0.57799999999999996]
["EE","Battery",29,"BAIN",0.223,0,0,-0.17]
["EE","Battery",29,"BARKR_C",2.5,0,0,-1.9]
["EE","Battery",29,"BARKW3",0,0,0,0]
["EE","Battery",29,"BEAU_P",0.69099999999999995,0,0,-0.52500000000000002]
["EE","Battery",29,"BEDD_1",3.0670000000000002,0,0,-2.331]
["EE","Battery",29,"BEDDT1",0.72,0,0,-0.54700000000000004]
["EE","Battery",29,"BERB_P",0,0,0,0]
["EE","Battery",29,"BERW",0.96,0,0,-0.73]
["EE","Battery",29,"BESW_1",4.1909999999999998,0,0,-3.1850000000000001]
["EE","Battery",29,"BICF_1",3.984,0,0,-3.028]
["EE","Battery",29,"BIRK_1",2.0779999999999998,0,0,-1.579]
["EE","Battery",29,"BISW_1",18.503,0,0,-14.061999999999999]
["EE","Battery",29,"BLYTB1",4.5979999999999999,0,0,-3.4950000000000001]
["EE","Battery",29,"BLYTH132",1.3160000000000001,0,0,-1]
["EE","Battery",29,"BOAG_P",0.47,0,0,-0.35699999999999998]
["EE","Battery",29,"BOLN_1",12.205,0,0,-9.2759999999999998]
["EE","Battery",29,"BONN",0.69499999999999995,0,0,-0.52800000000000002]
["EE","Battery",29,"BOTW_1",2.948,0,0,-2.2400000000000002]
["EE","Battery",29,"BRAC_P",1.1850000000000001,0,0,-0.90100000000000002]
["EE","Battery",29,"BRAI_1",4.4610000000000003,0,0,-3.39]
["EE","Battery",29,"BRAP",0.34799999999999998,0,0,-0.26500000000000001]
["EE","Battery",29,"BRAW_1",5.383,0,0,-4.0910000000000002]
["EE","Battery",29,"BRED_1",3.5489999999999999,0,0,-2.6970000000000001]
["EE","Battery",29,"BRFO_1",23.26,0,0,-17.677]
["EE","Battery",29,"BRID_P",0.89200000000000002,0,0,-0.67800000000000005]
["EE","Battery",29,"BRIM_1",2.1930000000000001,0,0,-1.667]
["EE","Battery",29,"BRLE_1",5.4379999999999997,0,0,-4.133]
["EE","Battery",29,"BROA_P",0.20699999999999999,0,0,-0.157]
["EE","Battery",29,"BROR_P",0.161,0,0,-0.122]
["EE","Battery",29,"BROX",0.42499999999999999,0,0,-0.32300000000000001]
["EE","Battery",29,"BRWA1",9.9860000000000007,0,0,-7.59]
["EE","Battery",29,"BUMU_P",0.61099999999999999,0,0,-0.46500000000000002]
["EE","Battery",29,"BURM_1",8.1150000000000002,0,0,-6.1680000000000001]
["EE","Battery",29,"BUSH_1",3.5529999999999999,0,0,-2.7]
["EE","Battery",29,"BUST_1",2.5920000000000001,0,0,-1.97]
["EE","Battery",29,"CAAD_P",0.253,0,0,-0.192]
["EE","Battery",29,"CAFA",0,0,0,0]
["EE","Battery",29,"CAIF_P",0,0,0,0]
["EE","Battery",29,"CAMB_01",0,0,0,0]
["EE","Battery",29,"CANTN1",3.8849999999999998,0,0,-2.9529999999999998]
["EE","Battery",29,"CAPEA1",2.4340000000000002,0,0,-1.85]
["EE","Battery",29,"CARE_1",2.54,0,0,-1.93]
["EE","Battery",29,"CARR_1",1.756,0,0,-1.3340000000000001]
["EE","Battery",29,"CASS_P",0,0,0,0]
["EE","Battery",29,"CATY",4.2999999999999997E-2,0,0,-3.3000000000000002E-2]
["EE","Battery",29,"CBNK_H",0,0,0,0]
["EE","Battery",29,"CEAN_P",0,0,0,0]
["EE","Battery",29,"CELL_1",10.731999999999999,0,0,-8.1560000000000006]
["EE","Battery",29,"CHAP",0.88400000000000001,0,0,-0.67200000000000004]
["EE","Battery",29,"CHAR_P",0,0,0,0]
["EE","Battery",29,"CHAS",0.19400000000000001,0,0,-0.14699999999999999]
["EE","Battery",29,"CHIC_1",2.6509999999999998,0,0,-2.0150000000000001]
["EE","Battery",29,"CHSI_1",1.9950000000000001,0,0,-1.516]
["EE","Battery",29,"CHTE_1",11.743,0,0,-8.9239999999999995]
["EE","Battery",29,"CITR_1",0.17100000000000001,0,0,-0.13]
["EE","Battery",29,"CLAC_P",4.1000000000000002E-2,0,0,-3.1E-2]
["EE","Battery",29,"CLAY_P",0.21199999999999999,0,0,-0.161]
["EE","Battery",29,"CLT03",0,0,0,0]
["EE","Battery",29,"CLYM",0,0,0,0]
["EE","Battery",29,"COAT",0.749,0,0,-0.56999999999999995]
["EE","Battery",29,"COCK",0.89600000000000002,0,0,-0.68100000000000005]
["EE","Battery",29,"CONQA1",5.08,0,0,-3.8610000000000002]
["EE","Battery",29,"COUA_P",0.82799999999999996,0,0,-0.629]
["EE","Battery",29,"COVE_1",7.3179999999999996,0,0,-5.5620000000000003]
["EE","Battery",29,"COWL_1",9.1660000000000004,0,0,-6.9660000000000002]
["EE","Battery",29,"COYL",0.76500000000000001,0,0,-0.58099999999999996]
["EE","Battery",29,"CRAI_P",5.5E-2,0,0,-4.2000000000000003E-2]
["EE","Battery",29,"CREB_1",10.581,0,0,-8.0410000000000004]
["EE","Battery",29,"CUMB",0.55600000000000005,0,0,-0.42199999999999999]
["EE","Battery",29,"CUPA",1.4319999999999999,0,0,-1.0880000000000001]
["EE","Battery",29,"CURR",1.4999999999999999E-2,0,0,-1.2E-2]
["EE","Battery",29,"DALL_P",0,0,0,0]
["EE","Battery",29,"DALM3",0.45100000000000001,0,0,-0.34300000000000003]
["EE","Battery",29,"DEVM",0.253,0,0,-0.192]
["EE","Battery",29,"DEVO",0.755,0,0,-0.57399999999999995]
["EE","Battery",29,"DEWP",7.3999999999999996E-2,0,0,-5.6000000000000001E-2]
["EE","Battery",29,"DOUN_P",0.251,0,0,-0.191]
["EE","Battery",29,"DRAK_1",4.1849999999999996,0,0,-3.18]
["EE","Battery",29,"DRAX_1",1.036,0,0,-0.78700000000000003]
["EE","Battery",29,"DRCR",0,0,0,0]
["EE","Battery",29,"DRUM",0.27500000000000002,0,0,-0.20899999999999999]
["EE","Battery",29,"DUBE_P",0,0,0,0]
["EE","Battery",29,"DUDH_P",0.57399999999999995,0,0,-0.436]
["EE","Battery",29,"DUGR_P",2.9000000000000001E-2,0,0,-2.1999999999999999E-2]
["EE","Battery",29,"DUNB_A",0,0,0,0]
["EE","Battery",29,"DUNB_B",0.65300000000000002,0,0,-0.496]
["EE","Battery",29,"DUNF",0.378,0,0,-0.28699999999999998]
["EE","Battery",29,"DUNO_P",0.32600000000000001,0,0,-0.248]
["EE","Battery",29,"DYCE_P",0.90700000000000003,0,0,-0.68899999999999995]
["EE","Battery",29,"EALI_6",0.90100000000000002,0,0,-0.68500000000000005]
["EE","Battery",29,"EASO_1",6.9489999999999998,0,0,-5.2809999999999997]
["EE","Battery",29,"EAST",0,0,0,0]
["EE","Battery",29,"ECCL",1.4550000000000001,0,0,-1.1060000000000001]
["EE","Battery",29,"ECLA_1",6.19,0,0,-4.7039999999999997]
["EE","Battery",29,"ECLA_H",0,0,0,0]
["EE","Battery",29,"EERH",0.81599999999999995,0,0,-0.62]
["EE","Battery",29,"EKIL",0.99199999999999999,0,0,-0.754]
["EE","Battery",29,"EKIS",0,0,0,0]
["EE","Battery",29,"ELDE",0.46,0,0,-0.35]
["EE","Battery",29,"ELGI_P",1.244,0,0,-0.94499999999999995]
["EE","Battery",29,"ELLA_1",5.3239999999999998,0,0,-4.0460000000000003]
["EE","Battery",29,"ELST_1",2.8410000000000002,0,0,-2.1589999999999998]
["EE","Battery",29,"ENDE_1",8.6460000000000008,0,0,-6.5709999999999997]
["EE","Battery",29,"ERSK",0.17499999999999999,0,0,-0.13300000000000001]
["EE","Battery",29,"EXET1",11.766,0,0,-8.9420000000000002]
["EE","Battery",29,"FASN_P",0,0,0,0]
["EE","Battery",29,"FAUG_P",8.2000000000000003E-2,0,0,-6.2E-2]
["EE","Battery",29,"FAWL_1",4.13,0,0,-3.1389999999999998]
["EE","Battery",29,"FECK_6",10.41,0,0,-7.9119999999999999]
["EE","Battery",29,"FERRA2",1.484,0,0,-1.1279999999999999]
["EE","Battery",29,"FERRB_M",7.9359999999999999,0,0,-6.0309999999999997]
["EE","Battery",29,"FWIL_P",0.217,0,0,-0.16500000000000001]
["EE","Battery",29,"G_EXTRA_19",0,0,0,0]
["EE","Battery",29,"GLNI",0.32300000000000001,0,0,-0.246]
["EE","Battery",29,"HUER",0,0,0,0]
["EE","Battery",29,"KEAD_1",9.9060000000000006,0,0,-7.5289999999999999]
["EE","Battery",29,"KINT_P",1.9650000000000001,0,0,-1.4930000000000001]
["EE","Battery",29,"LAIR_P",0.104,0,0,-7.9000000000000001E-2]
["EE","Battery",29,"MACC_3",1.0980000000000001,0,0,-0.83499999999999996]
["EE","Battery",29,"NORL_3",0.35399999999999998,0,0,-0.26900000000000002]
["EE","Battery",29,"PELH_1",5.6920000000000002,0,0,-4.3259999999999996]
["EE","Battery",29,"RAIN_1",3.327,0,0,-2.5289999999999999]
["EE","Battery",29,"RAYL_1",8.7270000000000003,0,0,-6.6319999999999997]
["EE","Battery",29,"SASA",0,0,0,0]
["EE","Battery",29,"SPAV",0.183,0,0,-0.13900000000000001]
["EE","Battery",29,"THOM_6",9.9779999999999998,0,0,-7.5830000000000002]
["EE","Battery",29,"WABO",0,0,0,0]
["EE","Battery",29,"WIMBS1",2.4449999999999998,0,0,-1.8580000000000001]
["EE","Battery",29,"WIOW_P",6.4000000000000001E-2,0,0,-4.9000000000000002E-2]
["EE","Battery",30,"ALNE_P",0.504,0,0,-0.38300000000000001]
["EE","Battery",30,"BESW_1",4.9470000000000001,0,0,-3.76]
["EE","Battery",30,"BRFO_1",27.456,0,0,-20.867000000000001]
["EE","Battery",30,"CARR_1",2.073,0,0,-1.575]
["EE","Battery",30,"CLT03",0,0,0,0]
["EE","Battery",30,"CLYM",0,0,0,0]
["EE","Battery",30,"DRAK_1",4.9400000000000004,0,0,-3.754]
["EE","Battery",30,"DUNF",0.44600000000000001,0,0,-0.33900000000000002]
["EE","Battery",30,"FAUG_P",9.7000000000000003E-2,0,0,-7.2999999999999995E-2]
["EE","Battery",30,"G_EXTRA_18",0,0,0,0]
["EE","Battery",30,"GLLU",0.69299999999999995,0,0,-0.52700000000000002]
["EE","Battery",30,"GREE_H",0,0,0,0]
["EE","Battery",30,"HEYS1",0,0,0,0]
["EE","Battery",30,"KAIM",2.028,0,0,-1.5409999999999999]
["EE","Battery",30,"KNAR",2.4790000000000001,0,0,-1.8839999999999999]
["EE","Battery",30,"LUNA_P",1.0269999999999999,0,0,-0.78]
["EE","Battery",30,"NEEP_3",1.1639999999999999,0,0,-0.88500000000000001]
["EE","Battery",30,"NINF_1",12.445,0,0,-9.4589999999999996]
["EE","Battery",30,"PEHS_P",1.867,0,0,-1.419]
["EE","Battery",30,"RATS_1",9.2569999999999997,0,0,-7.0350000000000001]
["EE","Battery",30,"SALT_1",1.8660000000000001,0,0,-1.4179999999999999]
["EE","Battery",30,"SLOY_P",0,0,0,0]
["EE","Battery",30,"STAH_1",2.823,0,0,-2.145]
["EE","Battery",30,"TELR",0.25700000000000001,0,0,-0.19600000000000001]
["EE","Battery",30,"WALP_1",18.667999999999999,0,0,-14.188000000000001]
["EE","Battery",30,"WILL_1",11.94,0,0,-9.0749999999999993]
["EE","Battery",31,"ABTH_1",3.6080000000000001,0,0,-2.742]
["EE","Battery",31,"ALVE1",15.526999999999999,0,0,-11.8]
["EE","Battery",31,"BERB_P",0,0,0,0]
["EE","Battery",31,"BRAW_1",7.4509999999999996,0,0,-5.6619999999999999]
["EE","Battery",31,"CAPEA1",3.3690000000000002,0,0,-2.56]
["EE","Battery",31,"CLAC_P",5.7000000000000002E-2,0,0,-4.2999999999999997E-2]
["EE","Battery",31,"COCK",1.24,0,0,-0.94299999999999995]
["EE","Battery",31,"DUNB_B",0.90400000000000003,0,0,-0.68700000000000006]
["EE","Battery",31,"EALI_6",1.2470000000000001,0,0,-0.94799999999999995]
["EE","Battery",31,"FECK_6",14.407999999999999,0,0,-10.95]
["EE","Battery",31,"G_EXTRA_14",0,0,0,0]
["EE","Battery",31,"G_EXTRA_20",0,0,0,0]
["EE","Battery",31,"GORG",0.11799999999999999,0,0,-0.09]
["EE","Battery",31,"HELE",0.34399999999999997,0,0,-0.26200000000000001]
["EE","Battery",31,"KEAR_1",10.398,0,0,-7.9029999999999996]
["EE","Battery",31,"KIRKB1",2.9209999999999998,0,0,-2.2200000000000002]
["EE","Battery",31,"LOUD_H",0.92300000000000004,0,0,-0.70199999999999996]
["EE","Battery",31,"MACD_P",1.2170000000000001,0,0,-0.92500000000000004]
["EE","Battery",31,"NFLE",9.6430000000000007,0,0,-7.3280000000000003]
["EE","Battery",31,"PEMB_1",5.3460000000000001,0,0,-4.0629999999999997]
["EE","Battery",31,"RANN_P",3.7999999999999999E-2,0,0,-2.9000000000000001E-2]
["EE","Battery",31,"SALH_1",0,0,0,0]
["EE","Battery",31,"SPAV",0.254,0,0,-0.193]
["EE","Battery",31,"SPEN_1",5.1660000000000004,0,0,-3.9260000000000002]
["EE","Battery",31,"TAUN1",5.8470000000000004,0,0,-4.4429999999999996]
["EE","Battery",31,"WABO",0,0,0,0]
["EE","Battery",31,"WIBA_3",0,0,0,0]
["EE","Battery",32,"ACTL_C",0,0,0,0]
["EE","Battery",32,"BEAU_P",1.1140000000000001,0,0,-0.84699999999999998]
["EE","Battery",32,"BEDD_1",4.944,0,0,-3.7570000000000001]
["EE","Battery",32,"BRFO_1",37.494999999999997,0,0,-28.495999999999999]
["EE","Battery",32,"CAMB_01",0,0,0,0]
["EE","Battery",32,"CLT03",0,0,0,0]
["EE","Battery",32,"DALL_P",0,0,0,0]
["EE","Battery",32,"DUNF",0.60899999999999999,0,0,-0.46300000000000002]
["EE","Battery",32,"EAST",0,0,0,0]
["EE","Battery",32,"FAUG_P",0.13200000000000001,0,0,-0.1]
["EE","Battery",32,"G_EXTRA_11",0.27100000000000002,0,0,-0.20599999999999999]
["EE","Battery",32,"GLLU",0.94699999999999995,0,0,-0.72]
["EE","Battery",32,"HARM_6",2.4510000000000001,0,0,-1.863]
["EE","Battery",32,"HEYS1",0,0,0,0]
["EE","Battery",32,"KAIM",2.77,0,0,-2.105]
["EE","Battery",32,"KINO_1",3.3730000000000002,0,0,-2.5630000000000002]
["EE","Battery",32,"LUNA_P",1.4019999999999999,0,0,-1.0660000000000001]
["EE","Battery",32,"NEEP_3",1.59,0,0,-1.208]
["EE","Battery",32,"OSBA_1",11.545999999999999,0,0,-8.7750000000000004]
["EE","Battery",32,"PEHS_P",2.5499999999999998,0,0,-1.9379999999999999]
["EE","Battery",32,"QUOI_P",0,0,0,0]
["EE","Battery",32,"SALT_1",2.548,0,0,-1.9370000000000001]
["EE","Battery",32,"SLOY_P",0,0,0,0]
["EE","Battery",32,"SUND_1",10.977,0,0,-8.3420000000000005]
["EE","Battery",32,"TELR",0.35099999999999998,0,0,-0.26700000000000002]
["EE","Battery",32,"UPPB_3",0,0,0,0]
["EE","Battery",32,"WILL_1",16.306000000000001,0,0,-12.391999999999999]
["EE","Battery",33,"ABTH_1",4.8499999999999996,0,0,-3.6859999999999999]
["EE","Battery",33,"BARKR_C",4.6509999999999998,0,0,-3.5350000000000001]
["EE","Battery",33,"BERB_P",0,0,0,0]
["EE","Battery",33,"BRAW_1",10.016,0,0,-7.6120000000000001]
["EE","Battery",33,"CAFA",0,0,0,0]
["EE","Battery",33,"CLT03",0,0,0,0]
["EE","Battery",33,"CUPA",2.665,0,0,-2.0249999999999999]
["EE","Battery",33,"DEVO",1.405,0,0,-1.0680000000000001]
["EE","Battery",33,"EALI_6",1.677,0,0,-1.274]
["EE","Battery",33,"EXET1",21.890999999999998,0,0,-16.637]
["EE","Battery",33,"G_EXTRA_14",0,0,0,0]
["EE","Battery",33,"GLEF_P",0,0,0,0]
["EE","Battery",33,"HAWP_6",6.6580000000000004,0,0,-5.0599999999999996]
["EE","Battery",33,"HELE",0.46300000000000002,0,0,-0.35199999999999998]
["EE","Battery",33,"JOHN",0.76100000000000001,0,0,-0.57799999999999996]
["EE","Battery",33,"KIRKB1",3.927,0,0,-2.9849999999999999]
["EE","Battery",33,"LOUD_H",1.2410000000000001,0,0,-0.94299999999999995]
["EE","Battery",33,"NEAR",0.47299999999999998,0,0,-0.35899999999999999]
["EE","Battery",33,"PAIS",0.125,0,0,-9.5000000000000001E-2]
["EE","Battery",33,"PART",0.08,0,0,-6.0999999999999999E-2]
["EE","Battery",33,"RANN_P",5.0999999999999997E-2,0,0,-3.9E-2]
["EE","Battery",33,"SALH_1",0,0,0,0]
["EE","Battery",33,"SJOW_1",0.90800000000000003,0,0,-0.69]
["EE","Battery",33,"TARL_P",0.56799999999999995,0,0,-0.432]
["EE","Battery",33,"TYNE_2",6.2220000000000004,0,0,-4.7279999999999998]
["EE","Battery",33,"Unknown",0,0,0,0]
["EE","Battery",33,"WIBA_3",0,0,0,0]
["EE","Battery",34,"ABHA1",27.715,0,0,-21.062999999999999]
["EE","Battery",34,"BEAU_P",1.472,0,0,-1.119]
["EE","Battery",34,"BRAC_P",2.5230000000000001,0,0,-1.9179999999999999]
["EE","Battery",34,"BUSH_1",7.5659999999999998,0,0,-5.75]
["EE","Battery",34,"CASS_P",0,0,0,0]
["EE","Battery",34,"CHSI_1",4.2480000000000002,0,0,-3.2280000000000002]
["EE","Battery",34,"DALL_P",0,0,0,0]
["EE","Battery",34,"DUNF",0.80500000000000005,0,0,-0.61199999999999999]
["EE","Battery",34,"ELST_1",6.05,0,0,-4.5979999999999999]
["EE","Battery",34,"FAUG_P",0.17399999999999999,0,0,-0.13200000000000001]
["EE","Battery",34,"G_EXTRA_11",0.35799999999999998,0,0,-0.27200000000000002]
["EE","Battery",34,"GALA",2.1579999999999999,0,0,-1.64]
["EE","Battery",34,"HARM_6",3.238,0,0,-2.4609999999999999]
["EE","Battery",34,"ISLI_1",0,0,0,0]
["EE","Battery",34,"KAIM",3.6589999999999998,0,0,-2.7810000000000001]
["EE","Battery",34,"KINO_1",4.4560000000000004,0,0,-3.387]
["EE","Battery",34,"LITT_J",7.8E-2,0,0,-5.8999999999999997E-2]
["EE","Battery",34,"NEEP_3",2.1,0,0,-1.5960000000000001]
["EE","Battery",34,"OSBA_1",15.253,0,0,-11.592000000000001]
["EE","Battery",34,"PEHS_P",3.3690000000000002,0,0,-2.56]
["EE","Battery",34,"QUOI_P",0,0,0,0]
["EE","Battery",34,"RYEH_1",7.9950000000000001,0,0,-6.0759999999999996]
["EE","Battery",34,"SLOY_P",0,0,0,0]
["EE","Battery",34,"SUND_1",14.500999999999999,0,0,-11.021000000000001]
["EE","Battery",34,"TUMB_P",0.623,0,0,-0.47299999999999998]
["EE","Battery",34,"UPPB_3",0,0,0,0]
["EE","Battery",34,"WHGA_1",10.016999999999999,0,0,-7.6130000000000004]
["EE","Battery",35,"ABTH_1",6.3090000000000002,0,0,-4.7949999999999999]
["EE","Battery",35,"BARKR_C",6.05,0,0,-4.5979999999999999]
["EE","Battery",35,"BONN",1.6830000000000001,0,0,-1.2789999999999999]
["EE","Battery",35,"BROX",1.0289999999999999,0,0,-0.78200000000000003]
["EE","Battery",35,"CAAD_P",0.61199999999999999,0,0,-0.46500000000000002]
["EE","Battery",35,"CHAS",0.46899999999999997,0,0,-0.35599999999999998]
["EE","Battery",35,"CUPA",3.4660000000000002,0,0,-2.6339999999999999]
["EE","Battery",35,"DUNB_A",0,0,0,0]
["EE","Battery",35,"ERSK",0.42399999999999999,0,0,-0.32200000000000001]
["EE","Battery",35,"EXET1",28.477,0,0,-21.641999999999999]
["EE","Battery",35,"FWIL_P",0.52600000000000002,0,0,-0.4]
["EE","Battery",35,"GLEF_P",0,0,0,0]
["EE","Battery",35,"HARG_P",0,0,0,0]
["EE","Battery",35,"IVER_6",1.819,0,0,-1.3819999999999999]
["EE","Battery",35,"KILT",1.2889999999999999,0,0,-0.97899999999999998]
["EE","Battery",35,"KILW",1.1519999999999999,0,0,-0.875]
["EE","Battery",35,"LOUD_H",1.6140000000000001,0,0,-1.2270000000000001]
["EE","Battery",35,"NEAR",0.61499999999999999,0,0,-0.46700000000000003]
["EE","Battery",35,"ORMO",0,0,0,0]
["EE","Battery",35,"PORA_P",0.76600000000000001,0,0,-0.58199999999999996]
["EE","Battery",35,"ROTI3",0,0,0,0]
["EE","Battery",35,"SALH_1",0,0,0,0]
["EE","Battery",35,"SJOW_1",1.181,0,0,-0.89800000000000002]
["EE","Battery",35,"STOR_P",0,0,0,0]
["EE","Battery",35,"TYNE_2",8.093,0,0,-6.1509999999999998]
["EE","Battery",35,"WFIE",0.877,0,0,-0.66600000000000004]
["EE","Battery",35,"WOHI_P",1.7170000000000001,0,0,-1.3049999999999999]
["EE","Battery",36,"ABHA1",35.533999999999999,0,0,-27.006]
["EE","Battery",36,"BAGA",2.0779999999999998,0,0,-1.579]
["EE","Battery",36,"BOLN_1",33.323999999999998,0,0,-25.326000000000001]
["EE","Battery",36,"BURM_1",22.158000000000001,0,0,-16.84]
["EE","Battery",36,"CELL_1",29.302,0,0,-22.27]
["EE","Battery",36,"CHSI_1",5.4459999999999997,0,0,-4.1390000000000002]
["EE","Battery",36,"CREB_1",28.89,0,0,-21.956]
["EE","Battery",36,"DUNF",1.032,0,0,-0.78400000000000003]
["EE","Battery",36,"ELST_1",7.7560000000000002,0,0,-5.8949999999999996]
["EE","Battery",36,"FOUR_1",0.214,0,0,-0.16300000000000001]
["EE","Battery",36,"G_EXTRA_11",0.45900000000000002,0,0,-0.34899999999999998]
["EE","Battery",36,"GALA",2.7669999999999999,0,0,-2.1030000000000002]
["EE","Battery",36,"HAGR",0.495,0,0,-0.376]
["EE","Battery",36,"ISLI_1",0,0,0,0]
["EE","Battery",36,"KIIN_P",0.20399999999999999,0,0,-0.155]
["EE","Battery",36,"KINO_1",5.7130000000000001,0,0,-4.3419999999999996]
["EE","Battery",36,"LITT_J",0.1,0,0,-7.5999999999999998E-2]
["EE","Battery",36,"MYBS_P",0,0,0,0]
["EE","Battery",36,"OSBA_1",19.556000000000001,0,0,-14.863]
["EE","Battery",36,"POOB",1.591,0,0,-1.2090000000000001]
["EE","Battery",36,"QUOI_P",0,0,0,0]
["EE","Battery",36,"RYEH_1",10.250999999999999,0,0,-7.7910000000000004]
["EE","Battery",36,"SHRW_1",18.611000000000001,0,0,-14.144]
["EE","Battery",36,"SUND_1",18.591999999999999,0,0,-14.13]
["EE","Battery",36,"TUMB_P",0.79900000000000004,0,0,-0.60699999999999998]
["EE","Battery",36,"WBUR_1",22.481999999999999,0,0,-17.085999999999999]
["EE","Battery",36,"WHGA_1",12.843,0,0,-9.7609999999999992]
["EE","Battery",36,"WYLF_1",2.2829999999999999,0,0,-1.7350000000000001]
["EE","Battery",37,"BARKR_C",7.6520000000000001,0,0,-5.8159999999999998]
["EE","Battery",37,"BOLN_1",37.360999999999997,0,0,-28.393999999999998]
["EE","Battery",37,"BRWA1",30.57,0,0,-23.233000000000001]
["EE","Battery",37,"CHAR_P",0,0,0,0]
["EE","Battery",37,"CHAS",0.59299999999999997,0,0,-0.45]
["EE","Battery",37,"COYL",2.3410000000000002,0,0,-1.7789999999999999]
["EE","Battery",37,"DUNB_A",0,0,0,0]
["EE","Battery",37,"ELGI_P",3.8079999999999998,0,0,-2.8940000000000001]
["EE","Battery",37,"FROD_1",16.442,0,0,-12.496]
["EE","Battery",37,"G_EXTRA_7",0.53800000000000003,0,0,-0.40899999999999997]
["EE","Battery",37,"G_EXTRA_8",1.5329999999999999,0,0,-1.165]
["EE","Battery",37,"HARG_P",0,0,0,0]
["EE","Battery",37,"IROA1",35.792000000000002,0,0,-27.202000000000002]
["EE","Battery",37,"KILT",1.63,0,0,-1.2390000000000001]
["EE","Battery",37,"LINM",4.077,0,0,-3.0990000000000002]
["EE","Battery",37,"MILC_P",2.1789999999999998,0,0,-1.6559999999999999]
["EE","Battery",37,"NEAR",0.77800000000000002,0,0,-0.59099999999999997]
["EE","Battery",37,"ORMO",0,0,0,0]
["EE","Battery",37,"PERS_P",1.268,0,0,-0.96399999999999997]
["EE","Battery",37,"ROTI3",0,0,0,0]
["EE","Battery",37,"SHEC_3",0.32800000000000001,0,0,-0.25]
["EE","Battery",37,"SJOW_1",1.494,0,0,-1.135]
["EE","Battery",37,"STOR_P",0,0,0,0]
["EE","Battery",37,"TOTT_1",5.274,0,0,-4.008]
["EE","Battery",37,"WFIE",1.109,0,0,-0.84299999999999997]
["EE","Battery",37,"WOHI_P",2.1709999999999998,0,0,-1.65]
["EE","Battery",38,"ALVE1",38.281999999999996,0,0,-29.094000000000001]
["EE","Battery",38,"AYRR",0.94399999999999995,0,0,-0.71799999999999997]
["EE","Battery",38,"BLYTH132",4.49,0,0,-3.4119999999999999]
["EE","Battery",38,"BURM_1",27.692,0,0,-21.045999999999999]
["EE","Battery",38,"CELL_1",36.621000000000002,0,0,-27.832000000000001]
["EE","Battery",38,"COUA_P",2.8250000000000002,0,0,-2.1469999999999998]
["EE","Battery",38,"CREB_1",36.104999999999997,0,0,-27.44]
["EE","Battery",38,"DUDH_P",1.9570000000000001,0,0,-1.488]
["EE","Battery",38,"ELST_1",9.6929999999999996,0,0,-7.367]
["EE","Battery",38,"FOUR_1",0.26800000000000002,0,0,-0.20399999999999999]
["EE","Battery",38,"G_EXTRA_5",1.2390000000000001,0,0,-0.94199999999999995]
["EE","Battery",38,"GALA",3.4590000000000001,0,0,-2.629]
["EE","Battery",38,"HAGR",0.61899999999999999,0,0,-0.47]
["EE","Battery",38,"INKE",1.9890000000000001,0,0,-1.512]
["EE","Battery",38,"KIIN_P",0.254,0,0,-0.193]
["EE","Battery",38,"LEVE",1.9830000000000001,0,0,-1.5069999999999999]
["EE","Battery",38,"LITT_J",0.125,0,0,-9.5000000000000001E-2]
["EE","Battery",38,"MYBS_P",0,0,0,0]
["EE","Battery",38,"OFFE_3",2.3119999999999998,0,0,-1.7569999999999999]
["EE","Battery",38,"POOB",1.988,0,0,-1.5109999999999999]
["EE","Battery",38,"RICH_J",12.084,0,0,-9.1829999999999998]
["EE","Battery",38,"SHRU",0.28199999999999997,0,0,-0.215]
["EE","Battery",38,"SHRW_1",23.259,0,0,-17.677]
["EE","Battery",38,"STIR",7.6550000000000002,0,0,-5.8179999999999996]
["EE","Battery",38,"TUMB_P",0.998,0,0,-0.75900000000000001]
["EE","Battery",38,"WBUR_1",28.097000000000001,0,0,-21.353999999999999]
["EE","Battery",38,"WISH",2.786,0,0,-2.117]
["EE","Battery",39,"ARMO_P",1.0920000000000001,0,0,-0.83]
["EE","Battery",39,"AXMI_H",0,0,0,0]
["EE","Battery",39,"BOLN_1",46.185000000000002,0,0,-35.100999999999999]
["EE","Battery",39,"BRWA1",37.79,0,0,-28.721]
["EE","Battery",39,"CBNK_H",0,0,0,0]
["EE","Battery",39,"COWL_1",34.686,0,0,-26.361000000000001]
["EE","Battery",39,"DRCR",0,0,0,0]
["EE","Battery",39,"DRUM",1.04,0,0,-0.79]
["EE","Battery",39,"ELGI_P",4.7069999999999999,0,0,-3.577]
["EE","Battery",39,"FINN",0,0,0,0]
["EE","Battery",39,"G_EXTRA_7",0.66500000000000004,0,0,-0.50600000000000001]
["EE","Battery",39,"GRUB_P",0.56399999999999995,0,0,-0.42899999999999999]
["EE","Battery",39,"HUTT_1",13.231999999999999,0,0,-10.057]
["EE","Battery",39,"IROA1",44.246000000000002,0,0,-33.627000000000002]
["EE","Battery",39,"KIBY_G",8.7490000000000006,0,0,-6.649]
["EE","Battery",39,"LINM",5.04,0,0,-3.831]
["EE","Battery",39,"MILC_P",2.6930000000000001,0,0,-2.0470000000000002]
["EE","Battery",39,"NORT_1",42.558,0,0,-32.344000000000001]
["EE","Battery",39,"ORMO",0,0,0,0]
["EE","Battery",39,"PERS_P",1.5680000000000001,0,0,-1.1919999999999999]
["EE","Battery",39,"REDH",0.875,0,0,-0.66500000000000004]
["EE","Battery",39,"SHEC_3",0.40600000000000003,0,0,-0.309]
["EE","Battery",39,"STEN_1",7.9240000000000004,0,0,-6.0220000000000002]
["EE","Battery",39,"STOR_P",0,0,0,0]
["EE","Battery",39,"TOTT_1",6.52,0,0,-4.9550000000000001]
["EE","Battery",39,"WESA_H",0,0,0,0]
["EE","Battery",39,"WMEL_1",20.481999999999999,0,0,-15.566000000000001]
["EE","Battery",40,"ARBR_P",4.74,0,0,-3.6019999999999999]
["EE","Battery",40,"AYRR",1.157,0,0,-0.879]
["EE","Battery",40,"BLYTH132",5.5,0,0,-4.18]
["EE","Battery",40,"BROR_P",0.67300000000000004,0,0,-0.51100000000000001]
["EE","Battery",40,"CELL_1",44.863,0,0,-34.095999999999997]
["EE","Battery",40,"COUA_P",3.46,0,0,-2.63]
["EE","Battery",40,"DRAK_1",17.494,0,0,-13.295]
["EE","Battery",40,"DUDH_P",2.3980000000000001,0,0,-1.8220000000000001]
["EE","Battery",40,"EKIS",0,0,0,0]
["EE","Battery",40,"FOUR_1",0.32800000000000001,0,0,-0.249]
["EE","Battery",40,"G_EXTRA_5",1.518,0,0,-1.153]
["EE","Battery",40,"GREN_1",62.625,0,0,-47.594999999999999]
["EE","Battery",40,"HAGR",0.75800000000000001,0,0,-0.57599999999999996]
["EE","Battery",40,"INKE",2.4369999999999998,0,0,-1.8520000000000001]
["EE","Battery",40,"KEOO",0,0,0,0]
["EE","Battery",40,"LEVE",2.4289999999999998,0,0,-1.8460000000000001]
["EE","Battery",40,"MAYB",1.325,0,0,-1.0069999999999999]
["EE","Battery",40,"OCKH_1",4.9089999999999998,0,0,-3.7309999999999999]
["EE","Battery",40,"OFFE_3",2.8319999999999999,0,0,-2.1520000000000001]
["EE","Battery",40,"PENW_1",18.105,0,0,-13.76]
["EE","Battery",40,"RICH_J",14.803000000000001,0,0,-11.25]
["EE","Battery",40,"SFEG_P",0,0,0,0]
["EE","Battery",40,"STHA",1.5409999999999999,0,0,-1.1719999999999999]
["EE","Battery",40,"TILBB_1",7.4180000000000001,0,0,-5.6379999999999999]
["EE","Battery",40,"TYNE_2",13.978999999999999,0,0,-10.624000000000001]
["EE","Battery",40,"WBOL_6",13.747,0,0,-10.448]
["EE","Battery",40,"WISD_6",2.0569999999999999,0,0,-1.5629999999999999]
["EE","Battery",41,"ALVE1",51.621000000000002,0,0,-39.231999999999999]
["EE","Battery",41,"BIRK_1",9.56,0,0,-7.266]
["EE","Battery",41,"BRIM_1",10.090999999999999,0,0,-7.6689999999999996]
["EE","Battery",41,"BRWA1",45.951999999999998,0,0,-34.923000000000002]
["EE","Battery",41,"CBNK_H",0,0,0,0]
["EE","Battery",41,"COCK",4.1230000000000002,0,0,-3.1339999999999999]
["EE","Battery",41,"DRCR",0,0,0,0]
["EE","Battery",41,"ECLA_H",0,0,0,0]
["EE","Battery",41,"FERRA2",6.8289999999999997,0,0,-5.19]
["EE","Battery",41,"FINN",0,0,0,0]
["EE","Battery",41,"G_EXTRA_3",1.841,0,0,-1.399]
["EE","Battery",41,"GRUB_P",0.68600000000000005,0,0,-0.52100000000000002]
["EE","Battery",41,"HUTT_1",16.09,0,0,-12.228999999999999]
["EE","Battery",41,"KEAR_3",0,0,0,0]
["EE","Battery",41,"KIBY_G",10.638,0,0,-8.0850000000000009]
["EE","Battery",41,"LAND1",30.847999999999999,0,0,-23.445]
["EE","Battery",41,"MILC_P",3.2749999999999999,0,0,-2.4889999999999999]
["EE","Battery",41,"NORT_1",51.749000000000002,0,0,-39.329000000000001]
["EE","Battery",41,"PENE_1",22.542999999999999,0,0,-17.132000000000001]
["EE","Battery",41,"PERS_P",1.907,0,0,-1.4490000000000001]
["EE","Battery",41,"REDH",1.0640000000000001,0,0,-0.80800000000000005]
["EE","Battery",41,"SEAB1",32.591999999999999,0,0,-24.77]
["EE","Battery",41,"STEN_1",9.6349999999999998,0,0,-7.3230000000000004]
["EE","Battery",41,"TAUN1",19.437999999999999,0,0,-14.773]
["EE","Battery",41,"TONG1",0,0,0,0]
["EE","Battery",41,"WASF_1",2.198,0,0,-1.67]
["EE","Battery",41,"WIOW_P",0.29599999999999999,0,0,-0.22500000000000001]
["EE","Battery",42,"ARBR_P",5.7190000000000003,0,0,-4.3460000000000001]
["EE","Battery",42,"BESW_1",21.137,0,0,-16.064]
["EE","Battery",42,"BLYTH132",6.6360000000000001,0,0,-5.0430000000000001]
["EE","Battery",42,"BROR_P",0.81200000000000006,0,0,-0.61699999999999999]
["EE","Battery",42,"CASS_P",0,0,0,0]
["EE","Battery",42,"COUA_P",4.1749999999999998,0,0,-3.173]
["EE","Battery",42,"DRAK_1",21.106999999999999,0,0,-16.041]
["EE","Battery",42,"ECCL",7.3369999999999997,0,0,-5.5759999999999996]
["EE","Battery",42,"EKIS",0,0,0,0]
["EE","Battery",42,"FIDD_P",3.5670000000000002,0,0,-2.7109999999999999]
["EE","Battery",42,"G_EXTRA_5",1.831,0,0,-1.3919999999999999]
["EE","Battery",42,"GREN_1",75.56,0,0,-57.426000000000002]
["EE","Battery",42,"HUER",0,0,0,0]
["EE","Battery",42,"KEMS_1",9.3520000000000003,0,0,-7.1079999999999997]
["EE","Battery",42,"KEOO",0,0,0,0]
["EE","Battery",42,"LAIR_P",0.52700000000000002,0,0,-0.40100000000000002]
["EE","Battery",42,"MAYB",1.599,0,0,-1.2150000000000001]
["EE","Battery",42,"NORL_3",1.7829999999999999,0,0,-1.355]
["EE","Battery",42,"PENT_1",15.047000000000001,0,0,-11.436]
["EE","Battery",42,"RAVE",0,0,0,0]
["EE","Battery",42,"RAYL_1",44.017000000000003,0,0,-33.453000000000003]
["EE","Battery",42,"SFEG_P",0,0,0,0]
["EE","Battery",42,"SSHI_3",8.2479999999999993,0,0,-6.2679999999999998]
["EE","Battery",42,"THUR_6",17.111999999999998,0,0,-13.005000000000001]
["EE","Battery",42,"WALP_1",79.766000000000005,0,0,-60.622]
["EE","Battery",42,"WILL_1",51.018999999999998,0,0,-38.774999999999999]
["EE","Battery",42,"WISD_6",2.4809999999999999,0,0,-1.8859999999999999]
["EE","Battery",43,"ALVE1",61.786000000000001,0,0,-46.957000000000001]
["EE","Battery",43,"BERB_P",0,0,0,0]
["EE","Battery",43,"BRIM_1",12.077999999999999,0,0,-9.1790000000000003]
["EE","Battery",43,"CAPEA1",13.404999999999999,0,0,-10.188000000000001]
["EE","Battery",43,"CBNK_H",0,0,0,0]
["EE","Battery",43,"COCK",4.9349999999999996,0,0,-3.7509999999999999]
["EE","Battery",43,"DEWP",0.40799999999999997,0,0,-0.31]
["EE","Battery",43,"ECLA_H",0,0,0,0]
["EE","Battery",43,"FERRA2",8.1739999999999995,0,0,-6.2119999999999997]
["EE","Battery",43,"FINN",0,0,0,0]
["EE","Battery",43,"G_EXTRA_3",2.2029999999999998,0,0,-1.6739999999999999]
["EE","Battery",43,"GOVA",1.8220000000000001,0,0,-1.385]
["EE","Battery",43,"HUTT_1",19.257999999999999,0,0,-14.635999999999999]
["EE","Battery",43,"KEAR_3",0,0,0,0]
["EE","Battery",43,"KITW_1",15.329000000000001,0,0,-11.65]
["EE","Battery",43,"LAND1",36.923000000000002,0,0,-28.061]
["EE","Battery",43,"MAGA_6",1.3660000000000001,0,0,-1.038]
["EE","Battery",43,"NORT_1",61.939,0,0,-47.073]
["EE","Battery",43,"PENE_1",26.981999999999999,0,0,-20.506]
["EE","Battery",43,"RASS_1",31.766999999999999,0,0,-24.143000000000001]
["EE","Battery",43,"REDH",1.2729999999999999,0,0,-0.96799999999999997]
["EE","Battery",43,"SELL_1",30.792999999999999,0,0,-23.402999999999999]
["EE","Battery",43,"SPEN_1",20.556999999999999,0,0,-15.622999999999999]
["EE","Battery",43,"THOM_6",54.951999999999998,0,0,-41.762999999999998]
["EE","Battery",43,"WABO",0,0,0,0]
["EE","Battery",43,"WASF_1",2.63,0,0,-1.9990000000000001]
["EE","Battery",43,"WIOW_P",0.35399999999999998,0,0,-0.26900000000000002]
["EE","Battery",44,"ALNE_P",2.56,0,0,-1.946]
["EE","Battery",44,"BESW_1",25.113,0,0,-19.085999999999999]
["EE","Battery",44,"BRFO_1",139.38399999999999,0,0,-105.932]
["EE","Battery",44,"CARR_1",10.521000000000001,0,0,-7.9960000000000004]
["EE","Battery",44,"CASS_P",0,0,0,0]
["EE","Battery",44,"CLYM",0,0,0,0]
["EE","Battery",44,"DRAK_1",25.077000000000002,0,0,-19.059000000000001]
["EE","Battery",44,"ECCL",8.7170000000000005,0,0,-6.625]
["EE","Battery",44,"FAWL_1",24.748999999999999,0,0,-18.809999999999999]
["EE","Battery",44,"G_EXTRA_19",0,0,0,0]
["EE","Battery",44,"G_EXTRA_2",2.3969999999999998,0,0,-1.8220000000000001]
["EE","Battery",44,"GREN_1",89.772000000000006,0,0,-68.227000000000004]
["EE","Battery",44,"HUER",0,0,0,0]
["EE","Battery",44,"KEAD_1",59.363999999999997,0,0,-45.116]
["EE","Battery",44,"LACK_6",15.795999999999999,0,0,-12.005000000000001]
["EE","Battery",44,"LYND_P",1.4570000000000001,0,0,-1.107]
["EE","Battery",44,"MACC_3",6.5819999999999999,0,0,-5.0030000000000001]
["EE","Battery",44,"NORL_3",2.1179999999999999,0,0,-1.61]
["EE","Battery",44,"PELH_1",34.112000000000002,0,0,-25.925000000000001]
["EE","Battery",44,"RAVE",0,0,0,0]
["EE","Battery",44,"RICH_J",21.22,0,0,-16.126999999999999]
["EE","Battery",44,"SLOY_P",0,0,0,0]
["EE","Battery",44,"STAH_1",14.331,0,0,-10.891999999999999]
["EE","Battery",44,"TELR",1.306,0,0,-0.99299999999999999]
["EE","Battery",44,"WALP_1",94.77,0,0,-72.025000000000006]
["EE","Battery",44,"WILL_1",60.616,0,0,-46.067999999999998]
["EE","Battery",45,"ABTH_1",16.940999999999999,0,0,-12.875]
["EE","Battery",45,"ALVE1",72.906999999999996,0,0,-55.408999999999999]
["EE","Battery",45,"BERB_P",0,0,0,0]
["EE","Battery",45,"BRAW_1",34.984999999999999,0,0,-26.588000000000001]
["EE","Battery",45,"CAPEA1",15.818,0,0,-12.022]
["EE","Battery",45,"CLAC_P",0.26600000000000001,0,0,-0.20200000000000001]
["EE","Battery",45,"COCK",5.8230000000000004,0,0,-4.4260000000000002]
["EE","Battery",45,"DEWP",0.48099999999999998,0,0,-0.36499999999999999]
["EE","Battery",45,"EASO_1",45.156999999999996,0,0,-34.319000000000003]
["EE","Battery",45,"FERRA2",9.6449999999999996,0,0,-7.3310000000000004]
["EE","Battery",45,"G_EXTRA_17",0,0,0,0]
["EE","Battery",45,"G_EXTRA_3",2.6,0,0,-1.976]
["EE","Battery",45,"GOVA",2.15,0,0,-1.6339999999999999]
["EE","Battery",45,"HEYS_1",11.688000000000001,0,0,-8.8829999999999991]
["EE","Battery",45,"KEAR_3",0,0,0,0]
["EE","Battery",45,"KITW_1",18.088000000000001,0,0,-13.747]
["EE","Battery",45,"LOVE_1",74.497,0,0,-56.618000000000002]
["EE","Battery",45,"MAGA_6",1.6120000000000001,0,0,-1.2250000000000001]
["EE","Battery",45,"NHYD_6",9.0009999999999994,0,0,-6.8410000000000002]
["EE","Battery",45,"PENE_1",31.838000000000001,0,0,-24.196999999999999]
["EE","Battery",45,"POPP_3",8.2550000000000008,0,0,-6.274]
["EE","Battery",45,"SALH_1",0,0,0,0]
["EE","Battery",45,"SBAR",33.284999999999997,0,0,-25.297000000000001]
["EE","Battery",45,"SPEN_1",24.257000000000001,0,0,-18.434999999999999]
["EE","Battery",45,"TAUN1",27.452999999999999,0,0,-20.864000000000001]
["EE","Battery",45,"WABO",0,0,0,0]
["EE","Battery",45,"WIBA_3",0,0,0,0]
["EE","Battery",46,"ACTL_C",0,0,0,0]
["EE","Battery",46,"ALNE_P",3.0019999999999998,0,0,-2.282]
["EE","Battery",46,"BEDD_1",21.55,0,0,-16.378]
["EE","Battery",46,"BRFO_1",163.43299999999999,0,0,-124.209]
["EE","Battery",46,"CAMB_01",0,0,0,0]
["EE","Battery",46,"CLT03",0,0,0,0]
["EE","Battery",46,"DALM3",3.1680000000000001,0,0,-2.407]
["EE","Battery",46,"DEVM",1.778,0,0,-1.3520000000000001]
["EE","Battery",46,"ECCL",10.221,0,0,-7.7679999999999998]
["EE","Battery",46,"FAWL_1",29.02,0,0,-22.055]
["EE","Battery",46,"G_EXTRA_12",0,0,0,0]
["EE","Battery",46,"GLNI",2.2719999999999998,0,0,-1.7270000000000001]
["EE","Battery",46,"HAWI",3.109,0,0,-2.363]
["EE","Battery",46,"HUER",0,0,0,0]
["EE","Battery",46,"KEAD_1",69.605999999999995,0,0,-52.901000000000003]
["EE","Battery",46,"KINT_P",13.807,0,0,-10.493]
["EE","Battery",46,"LYND_P",1.708,0,0,-1.298]
["EE","Battery",46,"NETS",0,0,0,0]
["EE","Battery",46,"PADIB1",25.693999999999999,0,0,-19.527999999999999]
["EE","Battery",46,"PAIS",0.47099999999999997,0,0,-0.35799999999999998]
["EE","Battery",46,"QUOI_P",0,0,0,0]
["EE","Battery",46,"SALT_1",11.106999999999999,0,0,-8.4410000000000007]
["EE","Battery",46,"SLOY_P",0,0,0,0]
["EE","Battery",46,"SUND_1",47.845999999999997,0,0,-36.363]
["EE","Battery",46,"TELR",1.532,0,0,-1.1639999999999999]
["EE","Battery",46,"UPPB_3",0,0,0,0]
["EE","Battery",46,"WILL_1",71.073999999999998,0,0,-54.015999999999998]
["EE","Battery",47,"ABTH_1",19.747,0,0,-15.007999999999999]
["EE","Battery",47,"BARKR_C",18.937999999999999,0,0,-14.393000000000001]
["EE","Battery",47,"BERB_P",0,0,0,0]
["EE","Battery",47,"BRAW_1",40.78,0,0,-30.992999999999999]
["EE","Battery",47,"CAFA",0,0,0,0]
["EE","Battery",47,"CLAC_P",0.31,0,0,-0.23599999999999999]
["EE","Battery",47,"CURR",0.115,0,0,-8.6999999999999994E-2]
["EE","Battery",47,"DEWP",0.56100000000000005,0,0,-0.42599999999999999]
["EE","Battery",47,"EASO_1",52.637,0,0,-40.003999999999998]
["EE","Battery",47,"FASN_P",0,0,0,0]
["EE","Battery",47,"G_EXTRA_17",0,0,0,0]
["EE","Battery",47,"GLLE",0,0,0,0]
["EE","Battery",47,"GOVA",2.5059999999999998,0,0,-1.9039999999999999]
["EE","Battery",47,"HEYS_1",13.624000000000001,0,0,-10.353999999999999]
["EE","Battery",47,"JORD_3",4.0750000000000002,0,0,-3.097]
["EE","Battery",47,"KITW_1",21.084,0,0,-16.024000000000001]
["EE","Battery",47,"LOVE_1",86.837999999999994,0,0,-65.997]
["EE","Battery",47,"NECE_1",36.475000000000001,0,0,-27.721]
["EE","Battery",47,"PADIB1",27.702000000000002,0,0,-21.053000000000001]
["EE","Battery",47,"PART",0.32700000000000001,0,0,-0.249]
["EE","Battery",47,"RANN_P",0.20799999999999999,0,0,-0.158]
["EE","Battery",47,"SALH_1",0,0,0,0]
["EE","Battery",47,"SJOW_1",3.6960000000000002,0,0,-2.8090000000000002]
["EE","Battery",47,"TARL_P",2.3119999999999998,0,0,-1.7569999999999999]
["EE","Battery",47,"TAUN1",32.000999999999998,0,0,-24.32]
["EE","Battery",47,"Unknown",0,0,0,0]
["EE","Battery",47,"WIBA_3",0,0,0,0]
["EE","Battery",48,"ABHA1",106.008,0,0,-80.566000000000003]
["EE","Battery",48,"BEAU_P",5.63,0,0,-4.2789999999999999]
["EE","Battery",48,"BRAC_P",9.6509999999999998,0,0,-7.335]
["EE","Battery",48,"BRAI_1",36.332999999999998,0,0,-27.613]
["EE","Battery",48,"CAMB_01",0,0,0,0]
["EE","Battery",48,"CHTE_1",95.649000000000001,0,0,-72.694000000000003]
["EE","Battery",48,"DALM3",3.6720000000000002,0,0,-2.7909999999999999]
["EE","Battery",48,"DUNO_P",2.6560000000000001,0,0,-2.0190000000000001]
["EE","Battery",48,"ENDE_1",70.424000000000007,0,0,-53.521999999999998]
["EE","Battery",48,"FAWL_1",33.642000000000003,0,0,-25.568000000000001]
["EE","Battery",48,"G_EXTRA_12",0,0,0,0]
["EE","Battery",48,"GIFF",2.165,0,0,-1.6459999999999999]
["EE","Battery",48,"HAWI",3.6040000000000001,0,0,-2.7389999999999999]
["EE","Battery",48,"IVER_1",23.146999999999998,0,0,-17.591999999999999]
["EE","Battery",48,"KEAD_1",80.692999999999998,0,0,-61.326999999999998]
["EE","Battery",48,"KINT_P",16.006,0,0,-12.164999999999999]
["EE","Battery",48,"LODR_6",3.0070000000000001,0,0,-2.2850000000000001]
["EE","Battery",48,"NEWX_6",10.586,0,0,-8.0459999999999994]
["EE","Battery",48,"OSBA_1",58.341999999999999,0,0,-44.34]
["EE","Battery",48,"PEHS_P",12.885,0,0,-9.7929999999999993]
["EE","Battery",48,"QUOI_P",0,0,0,0]
["EE","Battery",48,"RYEH_1",30.582000000000001,0,0,-23.242000000000001]
["EE","Battery",48,"SLOY_P",0,0,0,0]
["EE","Battery",48,"SUND_1",55.466999999999999,0,0,-42.155000000000001]
["EE","Battery",48,"TUMB_P",2.383,0,0,-1.8109999999999999]
["EE","Battery",48,"UPPB_3",0,0,0,0]
["EE","Battery",48,"WHGA_1",38.314999999999998,0,0,-29.119]
["EE","Battery",49,"ABTH_1",22.776,0,0,-17.309999999999999]
["EE","Battery",49,"BARKR_C",21.841999999999999,0,0,-16.600000000000001]
["EE","Battery",49,"BONN",6.0750000000000002,0,0,-4.617]
["EE","Battery",49,"BRAW_1",47.033999999999999,0,0,-35.746000000000002]
["EE","Battery",49,"CAFA",0,0,0,0]
["EE","Battery",49,"CHIC_1",23.166,0,0,-17.606000000000002]
["EE","Battery",49,"CURR",0.13300000000000001,0,0,-0.10100000000000001]
["EE","Battery",49,"DUNB_B",5.7060000000000004,0,0,-4.3360000000000003]
["EE","Battery",49,"EASO_1",60.71,0,0,-46.139000000000003]
["EE","Battery",49,"FASN_P",0,0,0,0]
["EE","Battery",49,"G_EXTRA_10",1.47,0,0,-1.117]
["EE","Battery",49,"GLLE",0,0,0,0]
["EE","Battery",49,"HARK_1",54.113,0,0,-41.125999999999998]
["EE","Battery",49,"JOHN",3.573,0,0,-2.7160000000000002]
["EE","Battery",49,"JORD_3",4.7,0,0,-3.5720000000000001]
["EE","Battery",49,"KINL_P",0.17199999999999999,0,0,-0.13100000000000001]
["EE","Battery",49,"MACD_P",7.6859999999999999,0,0,-5.8410000000000002]
["EE","Battery",49,"NEAR",2.2189999999999999,0,0,-1.6870000000000001]
["EE","Battery",49,"ORMO",0,0,0,0]
["EE","Battery",49,"PORA_P",2.766,0,0,-2.1019999999999999]
["EE","Battery",49,"PORD",2.4460000000000002,0,0,-1.859]
["EE","Battery",49,"SALH_1",0,0,0,0]
["EE","Battery",49,"SJOW_1",4.2629999999999999,0,0,-3.24]
["EE","Battery",49,"STOR_P",0,0,0,0]
["EE","Battery",49,"TYNE_2",29.216999999999999,0,0,-22.204999999999998]
["EE","Battery",49,"WFIE",3.165,0,0,-2.4049999999999998]
["EE","Battery",49,"WGEO",0,0,0,0]
["EE","Battery",50,"ABHA1",121.682,0,0,-92.478999999999999]
["EE","Battery",50,"BAGA",7.1159999999999997,0,0,-5.4080000000000004]
["EE","Battery",50,"BRAC_P",11.077999999999999,0,0,-8.42]
["EE","Battery",50,"BUSH_1",33.22,0,0,-25.247]
["EE","Battery",50,"CHAP",8.2650000000000006,0,0,-6.2809999999999997]
["EE","Battery",50,"CHTE_1",109.792,0,0,-83.441999999999993]
["EE","Battery",50,"CUMB",5.1970000000000001,0,0,-3.95]
["EE","Battery",50,"DUNO_P",3.0489999999999999,0,0,-2.3170000000000002]
["EE","Battery",50,"ENDE_1",80.835999999999999,0,0,-61.436]
["EE","Battery",50,"FRAS_P",0,0,0,0]
["EE","Battery",50,"G_EXTRA_12",0,0,0,0]
["EE","Battery",50,"GIFF",2.4860000000000002,0,0,-1.889]
["EE","Battery",50,"HAMHC1",42.683,0,0,-32.439]
["EE","Battery",50,"IVER_1",26.568999999999999,0,0,-20.193000000000001]
["EE","Battery",50,"KILS",4.6630000000000003,0,0,-3.544]
["EE","Battery",50,"LAND1",62.683,0,0,-47.639000000000003]
["EE","Battery",50,"LITT_J",0.34200000000000003,0,0,-0.26]
["EE","Battery",50,"MYBS_P",0,0,0,0]
["EE","Battery",50,"OSBA_1",66.968000000000004,0,0,-50.896000000000001]
["EE","Battery",50,"POOB",5.4480000000000004,0,0,-4.141]
["EE","Battery",50,"QUOI_P",0,0,0,0]
["EE","Battery",50,"RYEH_1",35.103999999999999,0,0,-26.678999999999998]
["EE","Battery",50,"SHRW_1",63.731000000000002,0,0,-48.436]
["EE","Battery",50,"SUND_1",63.667999999999999,0,0,-48.387]
["EE","Battery",50,"TUMB_P",2.7349999999999999,0,0,-2.0790000000000002]
["EE","Battery",50,"WBUR_1",76.986000000000004,0,0,-58.509]
["EE","Battery",50,"WHGA_1",43.98,0,0,-33.424999999999997]
["EE","Battery",50,"WYLF_1",7.8159999999999998,0,0,-5.94]
["HE","Battery",24,"BARKR_C",0.51800000000000002,0,0,-0.39400000000000002]
["HE","Battery",24,"BONN",0.14399999999999999,0,0,-0.11]
["HE","Battery",24,"BUMU_P",0.127,0,0,-9.6000000000000002E-2]
["HE","Battery",24,"CAFA",0,0,0,0]
["HE","Battery",24,"CHIC_1",0.54900000000000004,0,0,-0.41799999999999998]
["HE","Battery",24,"CRAI_P",1.0999999999999999E-2,0,0,-8.9999999999999993E-3]
["HE","Battery",24,"DUNB_B",0.13500000000000001,0,0,-0.10299999999999999]
["HE","Battery",24,"ELLA_1",1.103,0,0,-0.83799999999999997]
["HE","Battery",24,"FWIL_P",4.4999999999999998E-2,0,0,-3.4000000000000002E-2]
["HE","Battery",24,"G_EXTRA_10",3.5000000000000003E-2,0,0,-2.5999999999999999E-2]
["HE","Battery",24,"G_EXTRA_9",0.104,0,0,-7.9000000000000001E-2]
["HE","Battery",24,"HARM_6",0.315,0,0,-0.23899999999999999]
["HE","Battery",24,"ISLI_1",0,0,0,0]
["HE","Battery",24,"KIIN_P",1.4999999999999999E-2,0,0,-1.2E-2]
["HE","Battery",24,"LISD_1",0.879,0,0,-0.66800000000000004]
["HE","Battery",24,"LITT_C",0.245,0,0,-0.186]
["HE","Battery",24,"NECE_1",0.998,0,0,-0.75800000000000001]
["HE","Battery",24,"ORRI_P",0,0,0,0]
["HE","Battery",24,"PITS_3",0.14199999999999999,0,0,-0.108]
["HE","Battery",24,"RRIG",0,0,0,0]
["HE","Battery",24,"SHIN_P",0.01,0,0,-7.0000000000000001E-3]
["HE","Battery",24,"SKLGB1",1.6619999999999999,0,0,-1.2629999999999999]
["HE","Battery",24,"SUND_1",1.411,0,0,-1.0720000000000001]
["HE","Battery",24,"TUMB_P",6.0999999999999999E-2,0,0,-4.5999999999999999E-2]
["HE","Battery",24,"WHAM_1",0.33100000000000002,0,0,-0.252]
["HE","Battery",24,"WWEY_1",1.0049999999999999,0,0,-0.76400000000000001]
["HE","Battery",25,"AXMI_H",0,0,0,0]
["HE","Battery",25,"BARKR_C",0.60799999999999998,0,0,-0.46200000000000002]
["HE","Battery",25,"BONN",0.16900000000000001,0,0,-0.129]
["HE","Battery",25,"CAAD_P",6.2E-2,0,0,-4.7E-2]
["HE","Battery",25,"CHAS",4.7E-2,0,0,-3.5999999999999997E-2]
["HE","Battery",25,"COYL",0.186,0,0,-0.14099999999999999]
["HE","Battery",25,"CURR",4.0000000000000001E-3,0,0,-3.0000000000000001E-3]
["HE","Battery",25,"DUNB_B",0.159,0,0,-0.121]
["HE","Battery",25,"EXET1",2.8620000000000001,0,0,-2.1749999999999998]
["HE","Battery",25,"FWIL_P",5.2999999999999999E-2,0,0,-0.04]
["HE","Battery",25,"G_EXTRA_8",0.122,0,0,-9.2999999999999999E-2]
["HE","Battery",25,"GLLE",0,0,0,0]
["HE","Battery",25,"HARM_6",0.37,0,0,-0.28100000000000003]
["HE","Battery",25,"KEAR_1",1.8280000000000001,0,0,-1.389]
["HE","Battery",25,"KILW",0.11600000000000001,0,0,-8.7999999999999995E-2]
["HE","Battery",25,"LISD_1",1.032,0,0,-0.78400000000000003]
["HE","Battery",25,"LOVE_1",2.7890000000000001,0,0,-2.12]
["HE","Battery",25,"NECE_1",1.171,0,0,-0.89]
["HE","Battery",25,"ORRI_P",0,0,0,0]
["HE","Battery",25,"PORD",6.8000000000000005E-2,0,0,-5.1999999999999998E-2]
["HE","Battery",25,"RRIG",0,0,0,0]
["HE","Battery",25,"SALL1",0,0,0,0]
["HE","Battery",25,"SKLGB1",1.9510000000000001,0,0,-1.4830000000000001]
["HE","Battery",25,"SUND_1",1.657,0,0,-1.2589999999999999]
["HE","Battery",25,"UPPB_1",1.0489999999999999,0,0,-0.79700000000000004]
["HE","Battery",25,"WHAM_1",0.38900000000000001,0,0,-0.29499999999999998]
["HE","Battery",25,"WWEY_1",1.18,0,0,-0.89700000000000002]
["HE","Battery",26,"ABTH_1",0.7,0,0,-0.53200000000000003]
["HE","Battery",26,"BARKR_C",0.67100000000000004,0,0,-0.51]
["HE","Battery",26,"BRAP",9.2999999999999999E-2,0,0,-7.0999999999999994E-2]
["HE","Battery",26,"CAAD_P",6.8000000000000005E-2,0,0,-5.1999999999999998E-2]
["HE","Battery",26,"CHAS",5.1999999999999998E-2,0,0,-3.9E-2]
["HE","Battery",26,"CUPA",0.38400000000000001,0,0,-0.29199999999999998]
["HE","Battery",26,"CURR",4.0000000000000001E-3,0,0,-3.0000000000000001E-3]
["HE","Battery",26,"DUNB_B",0.17499999999999999,0,0,-0.13300000000000001]
["HE","Battery",26,"EXET1",3.157,0,0,-2.4]
["HE","Battery",26,"FWIL_P",5.8000000000000003E-2,0,0,-4.3999999999999997E-2]
["HE","Battery",26,"GLEF_P",0,0,0,0]
["HE","Battery",26,"HARK_1",1.6619999999999999,0,0,-1.2629999999999999]
["HE","Battery",26,"INDQ1",4.7240000000000002,0,0,-3.59]
["HE","Battery",26,"JOHN",0.11,0,0,-8.3000000000000004E-2]
["HE","Battery",26,"KILW",0.128,0,0,-9.7000000000000003E-2]
["HE","Battery",26,"LOUD_H",0.17899999999999999,0,0,-0.13600000000000001]
["HE","Battery",26,"NEAR",6.8000000000000005E-2,0,0,-5.1999999999999998E-2]
["HE","Battery",26,"ORMO",0,0,0,0]
["HE","Battery",26,"PART",1.2E-2,0,0,-8.9999999999999993E-3]
["HE","Battery",26,"PORD",7.4999999999999997E-2,0,0,-5.7000000000000002E-2]
["HE","Battery",26,"RRIG",0,0,0,0]
["HE","Battery",26,"SJOW_1",0.13100000000000001,0,0,-0.1]
["HE","Battery",26,"STRI_P",0,0,0,0]
["HE","Battery",26,"TAYN_P",0.126,0,0,-9.6000000000000002E-2]
["HE","Battery",26,"UPPB_1",1.157,0,0,-0.879]
["HE","Battery",26,"WHAM_1",0.42899999999999999,0,0,-0.32600000000000001]
["HE","Battery",27,"ABNE_P",0.41199999999999998,0,0,-0.313]
["HE","Battery",27,"BAIN",0.08,0,0,-6.0999999999999999E-2]
["HE","Battery",27,"BEDDT1",0.25800000000000001,0,0,-0.19600000000000001]
["HE","Battery",27,"BRAP",0.125,0,0,-9.5000000000000001E-2]
["HE","Battery",27,"CAAD_P",9.0999999999999998E-2,0,0,-6.9000000000000006E-2]
["HE","Battery",27,"CITR_1",6.0999999999999999E-2,0,0,-4.5999999999999999E-2]
["HE","Battery",27,"CUPA",0.51200000000000001,0,0,-0.38900000000000001]
["HE","Battery",27,"DUNB_A",0,0,0,0]
["HE","Battery",27,"EALI_6",0.32200000000000001,0,0,-0.245]
["HE","Battery",27,"EXET1",4.21,0,0,-3.2]
["HE","Battery",27,"G_EXTRA_14",0,0,0,0]
["HE","Battery",27,"GLEF_P",0,0,0,0]
["HE","Battery",27,"HAMHC1",1.633,0,0,-1.2410000000000001]
["HE","Battery",27,"HELE",8.8999999999999996E-2,0,0,-6.8000000000000005E-2]
["HE","Battery",27,"JOHN",0.14599999999999999,0,0,-0.111]
["HE","Battery",27,"KILW",0.17,0,0,-0.129]
["HE","Battery",27,"LOUD_H",0.23899999999999999,0,0,-0.18099999999999999]
["HE","Battery",27,"NEAR",9.0999999999999998E-2,0,0,-6.9000000000000006E-2]
["HE","Battery",27,"NFLE",2.4929999999999999,0,0,-1.895]
["HE","Battery",27,"PART",1.4999999999999999E-2,0,0,-1.2E-2]
["HE","Battery",27,"PORD",0.1,0,0,-7.5999999999999998E-2]
["HE","Battery",27,"SALH_1",0,0,0,0]
["HE","Battery",27,"SJOW_1",0.17499999999999999,0,0,-0.13300000000000001]
["HE","Battery",27,"TAUN1",1.512,0,0,-1.149]
["HE","Battery",27,"TAYN_P",0.16900000000000001,0,0,-0.128]
["HE","Battery",27,"UPPB_1",1.542,0,0,-1.1719999999999999]
["HE","Battery",27,"WIEN_1",1.1040000000000001,0,0,-0.83899999999999997]
["HE","Battery",28,"ABNE_P",0.46200000000000002,0,0,-0.35099999999999998]
["HE","Battery",28,"BAIN",0.09,0,0,-6.8000000000000005E-2]
["HE","Battery",28,"BRAI_1",1.79,0,0,-1.36]
["HE","Battery",28,"BRAP",0.14000000000000001,0,0,-0.106]
["HE","Battery",28,"CANTN1",1.5589999999999999,0,0,-1.1850000000000001]
["HE","Battery",28,"CITR_1",6.8000000000000005E-2,0,0,-5.1999999999999998E-2]
["HE","Battery",28,"CUPA",0.57499999999999996,0,0,-0.437]
["HE","Battery",28,"DYCE_P",0.36399999999999999,0,0,-0.27700000000000002]
["HE","Battery",28,"ERSK",7.0000000000000007E-2,0,0,-5.2999999999999999E-2]
["HE","Battery",28,"EXET1",4.7220000000000004,0,0,-3.5880000000000001]
["HE","Battery",28,"G_EXTRA_14",0,0,0,0]
["HE","Battery",28,"GLLU",0.23599999999999999,0,0,-0.17899999999999999]
["HE","Battery",28,"HAWP_6",1.4359999999999999,0,0,-1.091]
["HE","Battery",28,"IVER_6",0.30199999999999999,0,0,-0.22900000000000001]
["HE","Battery",28,"KILT",0.214,0,0,-0.16200000000000001]
["HE","Battery",28,"KIRKB1",0.84699999999999998,0,0,-0.64400000000000002]
["HE","Battery",28,"LOUD_H",0.26800000000000002,0,0,-0.20300000000000001]
["HE","Battery",28,"NEWX_6",0.52200000000000002,0,0,-0.39600000000000002]
["HE","Battery",28,"PAIS",2.7E-2,0,0,-0.02]
["HE","Battery",28,"PORA_P",0.127,0,0,-9.7000000000000003E-2]
["HE","Battery",28,"RANN_P",1.0999999999999999E-2,0,0,-8.0000000000000002E-3]
["HE","Battery",28,"SALH_1",0,0,0,0]
["HE","Battery",28,"SJOW_1",0.19600000000000001,0,0,-0.14899999999999999]
["HE","Battery",28,"TAUN1",1.6950000000000001,0,0,-1.288]
["HE","Battery",28,"Unknown",0,0,0,0]
["HE","Battery",28,"WALH_1",2.355,0,0,-1.79]
["HE","Battery",28,"WIEN_1",1.238,0,0,-0.94099999999999995]
["HE","Battery",29,"ABNE_P",0.50700000000000001,0,0,-0.38500000000000001]
["HE","Battery",29,"BEDD_1",1.351,0,0,-1.026]
["HE","Battery",29,"BRAI_1",1.964,0,0,-1.4930000000000001]
["HE","Battery",29,"BRID_P",0.39300000000000002,0,0,-0.29899999999999999]
["HE","Battery",29,"CANTN1",1.7110000000000001,0,0,-1.3]
["HE","Battery",29,"CITR_1",7.4999999999999997E-2,0,0,-5.7000000000000002E-2]
["HE","Battery",29,"DEVM",0.111,0,0,-8.5000000000000006E-2]
["HE","Battery",29,"DYCE_P",0.39900000000000002,0,0,-0.30299999999999999]
["HE","Battery",29,"ERSK",7.6999999999999999E-2,0,0,-5.8999999999999997E-2]
["HE","Battery",29,"FECK_6",4.5839999999999996,0,0,-3.484]
["HE","Battery",29,"G_EXTRA_20",0,0,0,0]
["HE","Battery",29,"GLNI",0.14199999999999999,0,0,-0.108]
["HE","Battery",29,"HAWP_6",1.5760000000000001,0,0,-1.198]
["HE","Battery",29,"IVER_6",0.33100000000000002,0,0,-0.252]
["HE","Battery",29,"KEAR_1",3.3090000000000002,0,0,-2.5139999999999998]
["HE","Battery",29,"KIRKB1",0.93,0,0,-0.70599999999999996]
["HE","Battery",29,"LOUD_H",0.29399999999999998,0,0,-0.223]
["HE","Battery",29,"NEWX_6",0.57199999999999995,0,0,-0.435]
["HE","Battery",29,"PAIS",0.03,0,0,-2.1999999999999999E-2]
["HE","Battery",29,"RAIN_1",1.4650000000000001,0,0,-1.1140000000000001]
["HE","Battery",29,"RANN_P",1.2E-2,0,0,-8.9999999999999993E-3]
["HE","Battery",29,"SALH_1",0,0,0,0]
["HE","Battery",29,"SPAV",8.1000000000000003E-2,0,0,-6.0999999999999999E-2]
["HE","Battery",29,"TAUN1",1.86,0,0,-1.4139999999999999]
["HE","Battery",29,"WABO",0,0,0,0]
["HE","Battery",29,"WIBA_3",0,0,0,0]
["HE","Battery",29,"WIEN_1",1.359,0,0,-1.0329999999999999]
["HE","Battery",30,"ALNE_P",0.20699999999999999,0,0,-0.157]
["HE","Battery",30,"BEDD_1",1.482,0,0,-1.127]
["HE","Battery",30,"BRAI_1",2.1560000000000001,0,0,-1.639]
["HE","Battery",30,"CAMB_01",0,0,0,0]
["HE","Battery",30,"CHTE_1",5.6760000000000002,0,0,-4.3140000000000001]
["HE","Battery",30,"CLYM",0,0,0,0]
["HE","Battery",30,"DEVM",0.122,0,0,-9.2999999999999999E-2]
["HE","Battery",30,"DYCE_P",0.438,0,0,-0.33300000000000002]
["HE","Battery",30,"FAWL_1",1.996,0,0,-1.5169999999999999]
["HE","Battery",30,"FOUR_1",3.7999999999999999E-2,0,0,-2.9000000000000001E-2]
["HE","Battery",30,"G_EXTRA_19",0,0,0,0]
["HE","Battery",30,"GLNI",0.156,0,0,-0.11899999999999999]
["HE","Battery",30,"HAWI",0.214,0,0,-0.16300000000000001]
["HE","Battery",30,"KAIM",0.83099999999999996,0,0,-0.63100000000000001]
["HE","Battery",30,"KINO_1",1.0109999999999999,0,0,-0.76900000000000002]
["HE","Battery",30,"LITT_J",1.7999999999999999E-2,0,0,-1.2999999999999999E-2]
["HE","Battery",30,"LYND_P",0.11799999999999999,0,0,-8.8999999999999996E-2]
["HE","Battery",30,"NETS",0,0,0,0]
["HE","Battery",30,"PEHS_P",0.76500000000000001,0,0,-0.58099999999999996]
["HE","Battery",30,"QUOI_P",0,0,0,0]
["HE","Battery",30,"RYEH_1",1.8149999999999999,0,0,-1.379]
["HE","Battery",30,"SANX",0,0,0,0]
["HE","Battery",30,"SMAN_1",1.6,0,0,-1.216]
["HE","Battery",30,"SWAN_1",6.4870000000000001,0,0,-4.93]
["HE","Battery",30,"UPPB_3",0,0,0,0]
["HE","Battery",30,"WHGA_1",2.274,0,0,-1.728]
["HE","Battery",30,"WIMBN1",0,0,0,0]
["HE","Battery",31,"ACTL_2",0.36399999999999999,0,0,-0.27700000000000002]
["HE","Battery",31,"BARKW3",0,0,0,0]
["HE","Battery",31,"BRAW_1",2.859,0,0,-2.173]
["HE","Battery",31,"CAFA",0,0,0,0]
["HE","Battery",31,"CARE_1",1.349,0,0,-1.0249999999999999]
["HE","Battery",31,"CLAY_P",0.113,0,0,-8.5999999999999993E-2]
["HE","Battery",31,"DALL_P",0,0,0,0]
["HE","Battery",31,"EASO_1",3.6909999999999998,0,0,-2.8050000000000002]
["HE","Battery",31,"ENDE_1",4.5919999999999996,0,0,-3.49]
["HE","Battery",31,"FWIL_P",0.11600000000000001,0,0,-8.7999999999999995E-2]
["HE","Battery",31,"G_EXTRA_17",0,0,0,0]
["HE","Battery",31,"GLLE",0,0,0,0]
["HE","Battery",31,"HELE",0.13200000000000001,0,0,-0.1]
["HE","Battery",31,"JOHN",0.217,0,0,-0.16500000000000001]
["HE","Battery",31,"KILW",0.253,0,0,-0.192]
["HE","Battery",31,"LOUD_H",0.35399999999999998,0,0,-0.26900000000000002]
["HE","Battery",31,"LOVE_1",6.0890000000000004,0,0,-4.6280000000000001]
["HE","Battery",31,"NECE_1",2.5579999999999998,0,0,-1.944]
["HE","Battery",31,"PART",2.3E-2,0,0,-1.7000000000000001E-2]
["HE","Battery",31,"PORD",0.14899999999999999,0,0,-0.113]
["HE","Battery",31,"SALH_1",0,0,0,0]
["HE","Battery",31,"SJOW_1",0.25900000000000001,0,0,-0.19700000000000001]
["HE","Battery",31,"SKLGB1",4.26,0,0,-3.238]
["HE","Battery",31,"TAUN1",2.2440000000000002,0,0,-1.7050000000000001]
["HE","Battery",31,"Unknown",0,0,0,0]
["HE","Battery",31,"WIBA_3",0,0,0,0]
["HE","Battery",32,"ABHA1",7.601,0,0,-5.7759999999999998]
["HE","Battery",32,"BAGA",0.44400000000000001,0,0,-0.33800000000000002]
["HE","Battery",32,"BEDD_1",1.7909999999999999,0,0,-1.361]
["HE","Battery",32,"BRAI_1",2.605,0,0,-1.98]
["HE","Battery",32,"BUST_1",1.514,0,0,-1.1499999999999999]
["HE","Battery",32,"CHTE_1",6.8579999999999997,0,0,-5.2119999999999997]
["HE","Battery",32,"CUMB",0.32500000000000001,0,0,-0.247]
["HE","Battery",32,"DEVM",0.14799999999999999,0,0,-0.112]
["HE","Battery",32,"DYCE_P",0.53,0,0,-0.40200000000000002]
["HE","Battery",32,"ENDE_1",5.0490000000000004,0,0,-3.8370000000000002]
["HE","Battery",32,"G_EXTRA_11",9.8000000000000004E-2,0,0,-7.4999999999999997E-2]
["HE","Battery",32,"GALA",0.59199999999999997,0,0,-0.45]
["HE","Battery",32,"GLNI",0.189,0,0,-0.14399999999999999]
["HE","Battery",32,"HAWI",0.25800000000000001,0,0,-0.19600000000000001]
["HE","Battery",32,"IVER_1",1.66,0,0,-1.2609999999999999]
["HE","Battery",32,"KINO_1",1.222,0,0,-0.92900000000000005]
["HE","Battery",32,"LITT_J",2.1000000000000001E-2,0,0,-1.6E-2]
["HE","Battery",32,"MYBS_P",0,0,0,0]
["HE","Battery",32,"NETS",0,0,0,0]
["HE","Battery",32,"PADIB1",2.1360000000000001,0,0,-1.623]
["HE","Battery",32,"QUOI_P",0,0,0,0]
["HE","Battery",32,"RYEH_1",2.1930000000000001,0,0,-1.6659999999999999]
["HE","Battery",32,"SHRW_1",3.9809999999999999,0,0,-3.0249999999999999]
["HE","Battery",32,"SMAN_1",1.9330000000000001,0,0,-1.4690000000000001]
["HE","Battery",32,"SWAN_1",7.8380000000000001,0,0,-5.9569999999999999]
["HE","Battery",32,"TYNE_1",0,0,0,0]
["HE","Battery",32,"WHGA_1",2.7469999999999999,0,0,-2.0880000000000001]
["HE","Battery",32,"WYLF_1",0.48799999999999999,0,0,-0.371]
["HE","Battery",33,"ACTL_2",0.44,0,0,-0.33400000000000002]
["HE","Battery",33,"BARKW3",0,0,0,0]
["HE","Battery",33,"BOTW_1",1.89,0,0,-1.4359999999999999]
["HE","Battery",33,"CAFA",0,0,0,0]
["HE","Battery",33,"CHIC_1",1.7,0,0,-1.292]
["HE","Battery",33,"CURR",0.01,0,0,-7.0000000000000001E-3]
["HE","Battery",33,"DEVO",0.48399999999999999,0,0,-0.36799999999999999]
["HE","Battery",33,"DUNB_B",0.41899999999999998,0,0,-0.318]
["HE","Battery",33,"EXET1",7.5430000000000001,0,0,-5.7329999999999997]
["HE","Battery",33,"FWIL_P",0.13900000000000001,0,0,-0.106]
["HE","Battery",33,"G_EXTRA_8",0.32100000000000001,0,0,-0.24399999999999999]
["HE","Battery",33,"HARG_P",0,0,0,0]
["HE","Battery",33,"HARK_1",3.9710000000000001,0,0,-3.0179999999999998]
["HE","Battery",33,"JOHN",0.26200000000000001,0,0,-0.19900000000000001]
["HE","Battery",33,"KILW",0.30499999999999999,0,0,-0.23200000000000001]
["HE","Battery",33,"LISD_1",2.718,0,0,-2.0659999999999998]
["HE","Battery",33,"NEAR",0.16300000000000001,0,0,-0.124]
["HE","Battery",33,"ORMO",0,0,0,0]
["HE","Battery",33,"ORRI_P",0,0,0,0]
["HE","Battery",33,"PORD",0.17899999999999999,0,0,-0.13600000000000001]
["HE","Battery",33,"RRIG",0,0,0,0]
["HE","Battery",33,"SJOW_1",0.313,0,0,-0.23799999999999999]
["HE","Battery",33,"STOR_P",0,0,0,0]
["HE","Battery",33,"TOTT_1",1.105,0,0,-0.83899999999999997]
["HE","Battery",33,"Unknown",0,0,0,0]
["HE","Battery",33,"WGEO",0,0,0,0]
["HE","Battery",34,"ABHA1",9.1419999999999995,0,0,-6.9480000000000004]
["HE","Battery",34,"BAGA",0.53500000000000003,0,0,-0.40600000000000003]
["HE","Battery",34,"BOAG_P",0.33,0,0,-0.251]
["HE","Battery",34,"BRAI_1",3.133,0,0,-2.3809999999999998]
["HE","Battery",34,"BUST_1",1.821,0,0,-1.3839999999999999]
["HE","Battery",34,"CHAR_P",0,0,0,0]
["HE","Battery",34,"COCK",0.629,0,0,-0.47799999999999998]
["HE","Battery",34,"DUDH_P",0.40300000000000002,0,0,-0.30599999999999999]
["HE","Battery",34,"DUNO_P",0.22900000000000001,0,0,-0.17399999999999999]
["HE","Battery",34,"ENDE_1",6.0730000000000004,0,0,-4.6159999999999997]
["HE","Battery",34,"FRAS_P",0,0,0,0]
["HE","Battery",34,"GALA",0.71199999999999997,0,0,-0.54100000000000004]
["HE","Battery",34,"HAGR",0.127,0,0,-9.7000000000000003E-2]
["HE","Battery",34,"HAWI",0.311,0,0,-0.23599999999999999]
["HE","Battery",34,"IVER_1",1.996,0,0,-1.5169999999999999]
["HE","Battery",34,"KILS",0.35,0,0,-0.26600000000000001]
["HE","Battery",34,"LITT_J",2.5999999999999999E-2,0,0,-0.02]
["HE","Battery",34,"MYBS_P",0,0,0,0]
["HE","Battery",34,"OFFE_3",0.47599999999999998,0,0,-0.36199999999999999]
["HE","Battery",34,"PADIB1",2.569,0,0,-1.952]
["HE","Battery",34,"POPP_3",0.89200000000000002,0,0,-0.67800000000000005]
["HE","Battery",34,"RYEH_1",2.637,0,0,-2.004]
["HE","Battery",34,"SHRW_1",4.7880000000000003,0,0,-3.6389999999999998]
["HE","Battery",34,"STIR",1.5760000000000001,0,0,-1.198]
["HE","Battery",34,"SWAN_1",9.4280000000000008,0,0,-7.165]
["HE","Battery",34,"TYNE_1",0,0,0,0]
["HE","Battery",34,"WESA_H",0,0,0,0]
["HE","Battery",34,"WYLF_1",0.58699999999999997,0,0,-0.44600000000000001]
["HE","Battery",35,"AXMI1",4.9560000000000004,0,0,-3.766]
["HE","Battery",35,"BONN",0.53400000000000003,0,0,-0.40600000000000003]
["HE","Battery",35,"BOTW_1",2.2639999999999998,0,0,-1.7210000000000001]
["HE","Battery",35,"BURM_1",6.2329999999999997,0,0,-4.7370000000000001]
["HE","Battery",35,"CEAN_P",0,0,0,0]
["HE","Battery",35,"COYL",0.58699999999999997,0,0,-0.44600000000000001]
["HE","Battery",35,"DUNB_A",0,0,0,0]
["HE","Battery",35,"ELGI_P",0.95499999999999996,0,0,-0.72599999999999998]
["HE","Battery",35,"ELLA_1",4.0890000000000004,0,0,-3.1080000000000001]
["HE","Battery",35,"FWIL_P",0.16700000000000001,0,0,-0.127]
["HE","Battery",35,"G_EXTRA_8",0.38500000000000001,0,0,-0.29199999999999998]
["HE","Battery",35,"HACK_1",1.071,0,0,-0.81399999999999995]
["HE","Battery",35,"IROA1",8.98,0,0,-6.8250000000000002]
["HE","Battery",35,"KIBY_G",1.776,0,0,-1.349]
["HE","Battery",35,"KILW",0.36499999999999999,0,0,-0.27800000000000002]
["HE","Battery",35,"LISD_1",3.2570000000000001,0,0,-2.4750000000000001]
["HE","Battery",35,"MILH_1",0.64700000000000002,0,0,-0.49199999999999999]
["HE","Battery",35,"ORMO",0,0,0,0]
["HE","Battery",35,"PERS_P",0.318,0,0,-0.24199999999999999]
["HE","Battery",35,"PORD",0.215,0,0,-0.16300000000000001]
["HE","Battery",35,"RRIG",0,0,0,0]
["HE","Battery",35,"SHIN_P",3.5999999999999997E-2,0,0,-2.8000000000000001E-2]
["HE","Battery",35,"STOR_P",0,0,0,0]
["HE","Battery",35,"TOTT_1",1.323,0,0,-1.006]
["HE","Battery",35,"WATFS_1",2.2519999999999998,0,0,-1.712]
["HE","Battery",35,"WGEO",0,0,0,0]
["HE","Battery",35,"WTHU31",0.40699999999999997,0,0,-0.309]
["HE","Battery",36,"BAGA",0.63800000000000001,0,0,-0.48499999999999999]
["HE","Battery",36,"BOAG_P",0.39300000000000002,0,0,-0.29899999999999999]
["HE","Battery",36,"BROX",0.35599999999999998,0,0,-0.27100000000000002]
["HE","Battery",36,"BURM_1",6.7990000000000004,0,0,-5.1669999999999998]
["HE","Battery",36,"CHAP",0.74099999999999999,0,0,-0.56299999999999994]
["HE","Battery",36,"COVE_1",6.1319999999999997,0,0,-4.66]
["HE","Battery",36,"DUDH_P",0.48099999999999998,0,0,-0.36499999999999999]
["HE","Battery",36,"EKIS",0,0,0,0]
["HE","Battery",36,"ENDE_1",7.2439999999999998,0,0,-5.5049999999999999]
["HE","Battery",36,"FRAS_P",0,0,0,0]
["HE","Battery",36,"G_EXTRA_6",0.14699999999999999,0,0,-0.112]
["HE","Battery",36,"HAGR",0.152,0,0,-0.115]
["HE","Battery",36,"INKE",0.48799999999999999,0,0,-0.371]
["HE","Battery",36,"IVER_1",2.3809999999999998,0,0,-1.8089999999999999]
["HE","Battery",36,"KILS",0.41799999999999998,0,0,-0.318]
["HE","Battery",36,"LING",0.68,0,0,-0.51700000000000002]
["HE","Battery",36,"MYBS_P",0,0,0,0]
["HE","Battery",36,"OFFE_3",0.56799999999999995,0,0,-0.43099999999999999]
["HE","Battery",36,"PENW_1",3.629,0,0,-2.758]
["HE","Battery",36,"POPP_3",1.0640000000000001,0,0,-0.80900000000000005]
["HE","Battery",36,"ROCH_1",3.081,0,0,-2.3410000000000002]
["HE","Battery",36,"SHRW_1",5.7110000000000003,0,0,-4.34]
["HE","Battery",36,"STIR",1.88,0,0,-1.4279999999999999]
["HE","Battery",36,"TONG",0.53200000000000003,0,0,-0.40400000000000003]
["HE","Battery",36,"WBUR_1",6.899,0,0,-5.2430000000000003]
["HE","Battery",36,"WESA_H",0,0,0,0]
["HE","Battery",36,"WMEL_1",4.5350000000000001,0,0,-3.4460000000000002]
["HE","Battery",37,"AXMI1",5.891,0,0,-4.4770000000000003]
["HE","Battery",37,"BLYTB1",4.1980000000000004,0,0,-3.19]
["HE","Battery",37,"BUMU_P",0.55800000000000005,0,0,-0.42399999999999999]
["HE","Battery",37,"CBNK_H",0,0,0,0]
["HE","Battery",37,"CEAN_P",0,0,0,0]
["HE","Battery",37,"COYL",0.69799999999999995,0,0,-0.53100000000000003]
["HE","Battery",37,"DRUM",0.251,0,0,-0.191]
["HE","Battery",37,"ELGI_P",1.1359999999999999,0,0,-0.86299999999999999]
["HE","Battery",37,"FINN",0,0,0,0]
["HE","Battery",37,"G_EXTRA_3",0.36499999999999999,0,0,-0.27800000000000002]
["HE","Battery",37,"G_EXTRA_8",0.45700000000000002,0,0,-0.34699999999999998]
["HE","Battery",37,"HACK_1",1.2729999999999999,0,0,-0.96799999999999997]
["HE","Battery",37,"IMPK_1",0,0,0,0]
["HE","Battery",37,"KIBY_G",2.1110000000000002,0,0,-1.6040000000000001]
["HE","Battery",37,"LAND1",6.12,0,0,-4.6520000000000001]
["HE","Battery",37,"LISD_1",3.871,0,0,-2.9420000000000002]
["HE","Battery",37,"MILH_1",0.76900000000000002,0,0,-0.58499999999999996]
["HE","Battery",37,"NURS_1",4.8719999999999999,0,0,-3.7029999999999998]
["HE","Battery",37,"PERS_P",0.378,0,0,-0.28799999999999998]
["HE","Battery",37,"REDH",0.21099999999999999,0,0,-0.16]
["HE","Battery",37,"RRIG",0,0,0,0]
["HE","Battery",37,"SHIN_P",4.2999999999999997E-2,0,0,-3.3000000000000002E-2]
["HE","Battery",37,"STES_1",4.5720000000000001,0,0,-3.4750000000000001]
["HE","Battery",37,"TOTT_1",1.573,0,0,-1.1950000000000001]
["HE","Battery",37,"WATFS_1",2.677,0,0,-2.0339999999999998]
["HE","Battery",37,"WISD_1",0.17299999999999999,0,0,-0.13100000000000001]
["HE","Battery",37,"WTHU31",0.48299999999999998,0,0,-0.36699999999999999]
["HE","Battery",38,"ARMO_P",0.28599999999999998,0,0,-0.217]
["HE","Battery",38,"BOTW_1",2.9220000000000002,0,0,-2.2210000000000001]
["HE","Battery",38,"BROR_P",0.16,0,0,-0.121]
["HE","Battery",38,"CASS_P",0,0,0,0]
["HE","Battery",38,"CHAP",0.876,0,0,-0.66600000000000004]
["HE","Battery",38,"COVE_1",7.2539999999999996,0,0,-5.5129999999999999]
["HE","Battery",38,"DRAX_1",1.0269999999999999,0,0,-0.78]
["HE","Battery",38,"EKIS",0,0,0,0]
["HE","Battery",38,"FIDD_P",0.70099999999999996,0,0,-0.53300000000000003]
["HE","Battery",38,"FRAS_P",0,0,0,0]
["HE","Battery",38,"G_EXTRA_6",0.17399999999999999,0,0,-0.13200000000000001]
["HE","Battery",38,"GRIW_1",3.8420000000000001,0,0,-2.92]
["HE","Battery",38,"INKE",0.57799999999999996,0,0,-0.439]
["HE","Battery",38,"KEOO",0,0,0,0]
["HE","Battery",38,"LEVE",0.57599999999999996,0,0,-0.438]
["HE","Battery",38,"LING",0.80400000000000005,0,0,-0.61099999999999999]
["HE","Battery",38,"MELK_1",10.939,0,0,-8.3140000000000001]
["HE","Battery",38,"OFFE_3",0.67100000000000004,0,0,-0.51]
["HE","Battery",38,"PENW_1",4.2930000000000001,0,0,-3.2629999999999999]
["HE","Battery",38,"RAYL_1",8.65,0,0,-6.5739999999999998]
["HE","Battery",38,"SFEG_P",0,0,0,0]
["HE","Battery",38,"SFIL_P",4.9000000000000002E-2,0,0,-3.7999999999999999E-2]
["HE","Battery",38,"STIR",2.2240000000000002,0,0,-1.69]
["HE","Battery",38,"TONG",0.629,0,0,-0.47799999999999998]
["HE","Battery",38,"WARL_1",2.0179999999999998,0,0,-1.534]
["HE","Battery",38,"WISH",0.80900000000000005,0,0,-0.61499999999999999]
["HE","Battery",39,"AMEM_1",1.347,0,0,-1.024]
["HE","Battery",39,"BEAU_P",0.74199999999999999,0,0,-0.56399999999999995]
["HE","Battery",39,"BISW_1",19.867999999999999,0,0,-15.1]
["HE","Battery",39,"BRLE_1",5.8390000000000004,0,0,-4.4379999999999997]
["HE","Battery",39,"CBNK_H",0,0,0,0]
["HE","Battery",39,"COCK",0.96199999999999997,0,0,-0.73099999999999998]
["HE","Battery",39,"DEWP",7.9000000000000001E-2,0,0,-0.06]
["HE","Battery",39,"DRUM",0.29499999999999998,0,0,-0.224]
["HE","Battery",39,"EERH",0.876,0,0,-0.66600000000000004]
["HE","Battery",39,"FINN",0,0,0,0]
["HE","Battery",39,"G_EXTRA_3",0.43,0,0,-0.32600000000000001]
["HE","Battery",39,"GOVA",0.35499999999999998,0,0,-0.27]
["HE","Battery",39,"HACK_1",1.498,0,0,-1.1379999999999999]
["HE","Battery",39,"IMPK_1",0,0,0,0]
["HE","Battery",39,"KEIT_P",0.96399999999999997,0,0,-0.73199999999999998]
["HE","Battery",39,"LAND1",7.1989999999999998,0,0,-5.4710000000000001]
["HE","Battery",39,"MAGA_6",0.26600000000000001,0,0,-0.20200000000000001]
["HE","Battery",39,"MILH_1",0.90500000000000003,0,0,-0.68799999999999994]
["HE","Battery",39,"NURS_1",5.73,0,0,-4.3550000000000004]
["HE","Battery",39,"PENN_1",0.86799999999999999,0,0,-0.66]
["HE","Battery",39,"REDH",0.248,0,0,-0.189]
["HE","Battery",39,"SEAB1",7.6059999999999999,0,0,-5.78]
["HE","Battery",39,"SHIN_P",5.0999999999999997E-2,0,0,-3.9E-2]
["HE","Battery",39,"STES_1",5.3780000000000001,0,0,-4.0869999999999997]
["HE","Battery",39,"THUR_6",3.6429999999999998,0,0,-2.7690000000000001]
["HE","Battery",39,"WATFS_1",3.1480000000000001,0,0,-2.3929999999999998]
["HE","Battery",39,"WIMBN1",0,0,0,0]
["HE","Battery",40,"ALNE_P",0.496,0,0,-0.377]
["HE","Battery",40,"ARDK_P",0,0,0,0]
["HE","Battery",40,"BICF_1",4.6230000000000002,0,0,-3.5139999999999998]
["HE","Battery",40,"BROR_P",0.187,0,0,-0.14199999999999999]
["HE","Battery",40,"CASS_P",0,0,0,0]
["HE","Battery",40,"CLYM",0,0,0,0]
["HE","Battery",40,"COVE_1",8.4930000000000003,0,0,-6.4550000000000001]
["HE","Battery",40,"DRAX_1",1.202,0,0,-0.91400000000000003]
["HE","Battery",40,"ECLA_1",7.1829999999999998,0,0,-5.4589999999999996]
["HE","Battery",40,"FIDD_P",0.82099999999999995,0,0,-0.624]
["HE","Battery",40,"G_EXTRA_2",0.46400000000000002,0,0,-0.35299999999999998]
["HE","Battery",40,"GREN_1",17.385999999999999,0,0,-13.212999999999999]
["HE","Battery",40,"GRIW_1",4.4980000000000002,0,0,-3.4180000000000001]
["HE","Battery",40,"HURS_1",1.91,0,0,-1.452]
["HE","Battery",40,"KEOO",0,0,0,0]
["HE","Battery",40,"LAIR_P",0.121,0,0,-9.1999999999999998E-2]
["HE","Battery",40,"MAYB",0.36799999999999999,0,0,-0.28000000000000003]
["HE","Battery",40,"NORL_3",0.41,0,0,-0.312]
["HE","Battery",40,"NORM_1",21.555,0,0,-16.382000000000001]
["HE","Battery",40,"PENW_1",5.0270000000000001,0,0,-3.82]
["HE","Battery",40,"RAYL_1",10.128,0,0,-7.6970000000000001]
["HE","Battery",40,"SASA",0,0,0,0]
["HE","Battery",40,"STAL_1",5.3760000000000003,0,0,-4.0860000000000003]
["HE","Battery",40,"TEMP_3",0,0,0,0]
["HE","Battery",40,"TONG",0.73599999999999999,0,0,-0.56000000000000005]
["HE","Battery",40,"WARL_1",2.363,0,0,-1.796]
["HE","Battery",40,"WIMBN1",0,0,0,0]
["HE","Battery",41,"ALVE1",14.041,0,0,-10.670999999999999]
["HE","Battery",41,"BERB_P",0,0,0,0]
["HE","Battery",41,"BISW_1",23.158000000000001,0,0,-17.600000000000001]
["HE","Battery",41,"BRLE_1",6.806,0,0,-5.173]
["HE","Battery",41,"CARE_1",3.1789999999999998,0,0,-2.4159999999999999]
["HE","Battery",41,"COCK",1.1220000000000001,0,0,-0.85199999999999998]
["HE","Battery",41,"DEWP",9.2999999999999999E-2,0,0,-7.0000000000000007E-2]
["HE","Battery",41,"EASO_1",8.6969999999999992,0,0,-6.609]
["HE","Battery",41,"EERH",1.0209999999999999,0,0,-0.77600000000000002]
["HE","Battery",41,"FERRB_M",9.9320000000000004,0,0,-7.548]
["HE","Battery",41,"G_EXTRA_3",0.501,0,0,-0.38]
["HE","Battery",41,"GOVA",0.41399999999999998,0,0,-0.315]
["HE","Battery",41,"HEYS_1",2.2509999999999999,0,0,-1.7110000000000001]
["HE","Battery",41,"IMPK_1",0,0,0,0]
["HE","Battery",41,"KEIT_P",1.123,0,0,-0.85399999999999998]
["HE","Battery",41,"KNAR",2.629,0,0,-1.998]
["HE","Battery",41,"MAGA_6",0.31,0,0,-0.23599999999999999]
["HE","Battery",41,"NHYD_6",1.7330000000000001,0,0,-1.3169999999999999]
["HE","Battery",41,"NURS_1",6.6790000000000003,0,0,-5.0759999999999996]
["HE","Battery",41,"PENN_1",1.0109999999999999,0,0,-0.76900000000000002]
["HE","Battery",41,"RATS_1",9.8149999999999995,0,0,-7.4589999999999996]
["HE","Battery",41,"SEAB1",8.8650000000000002,0,0,-6.7370000000000001]
["HE","Battery",41,"SSHI_3",2.0470000000000002,0,0,-1.5549999999999999]
["HE","Battery",41,"STES_1",6.2679999999999998,0,0,-4.7640000000000002]
["HE","Battery",41,"TONG1",0,0,0,0]
["HE","Battery",41,"WALH_1",7.3449999999999998,0,0,-5.5819999999999999]
["HE","Battery",41,"WIOW_P",0.08,0,0,-6.0999999999999999E-2]
["HE","Battery",42,"ALNE_P",0.57499999999999996,0,0,-0.437]
["HE","Battery",42,"BEDD_1",4.1310000000000002,0,0,-3.1389999999999998]
["HE","Battery",42,"BICF_1",5.3650000000000002,0,0,-4.0780000000000003]
["HE","Battery",42,"BRID_P",1.202,0,0,-0.91300000000000003]
["HE","Battery",42,"CASS_P",0,0,0,0]
["HE","Battery",42,"CLYM",0,0,0,0]
["HE","Battery",42,"DEVM",0.34100000000000003,0,0,-0.25900000000000001]
["HE","Battery",42,"ECCL",1.9590000000000001,0,0,-1.4890000000000001]
["HE","Battery",42,"ECLA_1",8.3360000000000003,0,0,-6.3360000000000003]
["HE","Battery",42,"FECK_6",14.02,0,0,-10.656000000000001]
["HE","Battery",42,"G_EXTRA_2",0.53900000000000003,0,0,-0.40899999999999997]
["HE","Battery",42,"GLRO",0.58499999999999996,0,0,-0.44500000000000001]
["HE","Battery",42,"HUER",0,0,0,0]
["HE","Battery",42,"KEAD_1",13.342000000000001,0,0,-10.14]
["HE","Battery",42,"KEAR_1",10.119,0,0,-7.69]
["HE","Battery",42,"LAIR_P",0.14099999999999999,0,0,-0.107]
["HE","Battery",42,"MACC_3",1.4790000000000001,0,0,-1.1240000000000001]
["HE","Battery",42,"NORL_3",0.47599999999999998,0,0,-0.36199999999999999]
["HE","Battery",42,"PELH_1",7.6669999999999998,0,0,-5.827]
["HE","Battery",42,"RAIN_1",4.4820000000000002,0,0,-3.4060000000000001]
["HE","Battery",42,"RAYL_1",11.754,0,0,-8.9329999999999998]
["HE","Battery",42,"SASA",0,0,0,0]
["HE","Battery",42,"SPAV",0.247,0,0,-0.188]
["HE","Battery",42,"STOR_P",0,0,0,0]
["HE","Battery",42,"UPPB_3",0,0,0,0]
["HE","Battery",42,"WALP_B",13.125,0,0,-9.9749999999999996]
["HE","Battery",42,"WIMBN1",0,0,0,0]
["HE","Battery",43,"ACTL_2",0.99199999999999999,0,0,-0.754]
["HE","Battery",43,"BERB_P",0,0,0,0]
["HE","Battery",43,"BRAW_1",7.7859999999999996,0,0,-5.9169999999999998]
["HE","Battery",43,"BRLE_1",7.8650000000000002,0,0,-5.9779999999999998]
["HE","Battery",43,"CARE_1",3.6739999999999999,0,0,-2.7919999999999998]
["HE","Battery",43,"CLAY_P",0.307,0,0,-0.23300000000000001]
["HE","Battery",43,"DEWP",0.107,0,0,-8.1000000000000003E-2]
["HE","Battery",43,"EASO_1",10.050000000000001,0,0,-7.6379999999999999]
["HE","Battery",43,"FASN_P",0,0,0,0]
["HE","Battery",43,"FERRB_M",11.478,0,0,-8.7230000000000008]
["HE","Battery",43,"G_EXTRA_18",0,0,0,0]
["HE","Battery",43,"GOVA",0.47799999999999998,0,0,-0.36399999999999999]
["HE","Battery",43,"HEYS_1",2.601,0,0,-1.9770000000000001]
["HE","Battery",43,"JORD_3",0.77800000000000002,0,0,-0.59099999999999997]
["HE","Battery",43,"KEIT_P",1.298,0,0,-0.98599999999999999]
["HE","Battery",43,"KNAR",3.0379999999999998,0,0,-2.3090000000000002]
["HE","Battery",43,"LUNA_P",1.258,0,0,-0.95599999999999996]
["HE","Battery",43,"NHYD_6",2.0030000000000001,0,0,-1.522]
["HE","Battery",43,"PEHG_P",0,0,0,0]
["HE","Battery",43,"PENN_1",1.169,0,0,-0.88800000000000001]
["HE","Battery",43,"RATS_1",11.342000000000001,0,0,-8.6199999999999992]
["HE","Battery",43,"SALT_1",2.286,0,0,-1.738]
["HE","Battery",43,"SKLGB1",11.6,0,0,-8.8160000000000007]
["HE","Battery",43,"TAUN1",6.11,0,0,-4.6429999999999998]
["HE","Battery",43,"WABO",0,0,0,0]
["HE","Battery",43,"WALH_1",8.4870000000000001,0,0,-6.45]
["HE","Battery",43,"WIEN_1",4.4630000000000001,0,0,-3.3919999999999999]
["HE","Battery",44,"ALNE_P",0.66200000000000003,0,0,-0.503]
["HE","Battery",44,"BEDD_1",4.7539999999999996,0,0,-3.613]
["HE","Battery",44,"BRAI_1",6.9139999999999997,0,0,-5.2549999999999999]
["HE","Battery",44,"CAMB_01",0,0,0,0]
["HE","Battery",44,"CANTN1",6.0220000000000002,0,0,-4.577]
["HE","Battery",44,"CLYM",0,0,0,0]
["HE","Battery",44,"DEVM",0.39200000000000002,0,0,-0.29799999999999999]
["HE","Battery",44,"DYCE_P",1.4059999999999999,0,0,-1.0680000000000001]
["HE","Battery",44,"FAWL_1",6.4020000000000001,0,0,-4.8650000000000002]
["HE","Battery",44,"G_EXTRA_12",0,0,0,0]
["HE","Battery",44,"G_EXTRA_2",0.62,0,0,-0.47099999999999997]
["HE","Battery",44,"GLRO",0.67300000000000004,0,0,-0.51200000000000001]
["HE","Battery",44,"HAWP_6",5.5469999999999997,0,0,-4.2160000000000002]
["HE","Battery",44,"KEAD_1",15.356,0,0,-11.67]
["HE","Battery",44,"KINT_P",3.0459999999999998,0,0,-2.3149999999999999]
["HE","Battery",44,"LODR_6",0.57199999999999995,0,0,-0.435]
["HE","Battery",44,"MACC_3",1.7030000000000001,0,0,-1.294]
["HE","Battery",44,"NEWX_6",2.0150000000000001,0,0,-1.5309999999999999]
["HE","Battery",44,"PELH_1",8.8239999999999998,0,0,-6.7060000000000004]
["HE","Battery",44,"RAIN_1",5.1580000000000004,0,0,-3.92]
["HE","Battery",44,"SAFO_1",0,0,0,0]
["HE","Battery",44,"SALT_1",2.4500000000000002,0,0,-1.8620000000000001]
["HE","Battery",44,"SMAN_1",5.13,0,0,-3.8980000000000001]
["HE","Battery",44,"SWAN_1",20.803999999999998,0,0,-15.811]
["HE","Battery",44,"UPPB_3",0,0,0,0]
["HE","Battery",44,"WHGA_1",7.2910000000000004,0,0,-5.5410000000000004]
["HE","Battery",44,"WIMBN1",0,0,0,0]
["HE","Battery",45,"ACTL_2",1.137,0,0,-0.86399999999999999]
["HE","Battery",45,"BARKW3",0,0,0,0]
["HE","Battery",45,"BRAW_1",8.9260000000000002,0,0,-6.7839999999999998]
["HE","Battery",45,"CAFA",0,0,0,0]
["HE","Battery",45,"CARE_1",4.2110000000000003,0,0,-3.2010000000000001]
["HE","Battery",45,"CLAY_P",0.35199999999999998,0,0,-0.26700000000000002]
["HE","Battery",45,"DALL_P",0,0,0,0]
["HE","Battery",45,"EASO_1",11.521000000000001,0,0,-8.7560000000000002]
["HE","Battery",45,"FASN_P",0,0,0,0]
["HE","Battery",45,"G_EXTRA_10",0.27900000000000003,0,0,-0.21199999999999999]
["HE","Battery",45,"G_EXTRA_18",0,0,0,0]
["HE","Battery",45,"GLLU",0.97399999999999998,0,0,-0.74]
["HE","Battery",45,"HEYS_1",2.9820000000000002,0,0,-2.266]
["HE","Battery",45,"JORD_3",0.89200000000000002,0,0,-0.67800000000000005]
["HE","Battery",45,"KINL_P",3.3000000000000002E-2,0,0,-2.5000000000000001E-2]
["HE","Battery",45,"KNAR",3.4820000000000002,0,0,-2.6459999999999999]
["HE","Battery",45,"LUNA_P",1.4419999999999999,0,0,-1.0960000000000001]
["HE","Battery",45,"NEEP_3",1.635,0,0,-1.2430000000000001]
["HE","Battery",45,"PEHG_P",0,0,0,0]
["HE","Battery",45,"PYLE_1",3.1280000000000001,0,0,-2.3769999999999998]
["HE","Battery",45,"RAVE",0,0,0,0]
["HE","Battery",45,"SALL1",0,0,0,0]
["HE","Battery",45,"SKLGB1",13.298,0,0,-10.106999999999999]
["HE","Battery",45,"TAUN1",7.0039999999999996,0,0,-5.3230000000000004]
["HE","Battery",45,"Unknown",0,0,0,0]
["HE","Battery",45,"WIBA_3",0,0,0,0]
["HE","Battery",46,"ABHA1",23.039000000000001,0,0,-17.509]
["HE","Battery",46,"ABNE_P",2.0379999999999998,0,0,-1.5489999999999999]
["HE","Battery",46,"BEDD_1",5.4290000000000003,0,0,-4.1260000000000003]
["HE","Battery",46,"BRAI_1",7.8959999999999999,0,0,-6.0010000000000003]
["HE","Battery",46,"BUST_1",4.5880000000000001,0,0,-3.4870000000000001]
["HE","Battery",46,"CHTE_1",20.786999999999999,0,0,-15.798]
["HE","Battery",46,"CUMB",0.98399999999999999,0,0,-0.748]
["HE","Battery",46,"DEVM",0.44800000000000001,0,0,-0.34100000000000003]
["HE","Battery",46,"DYCE_P",1.605,0,0,-1.22]
["HE","Battery",46,"ERSK",0.31,0,0,-0.23599999999999999]
["HE","Battery",46,"G_EXTRA_12",0,0,0,0]
["HE","Battery",46,"GIFF",0.47099999999999997,0,0,-0.35799999999999998]
["HE","Battery",46,"GLRO",0.76900000000000002,0,0,-0.58399999999999996]
["HE","Battery",46,"HAWP_6",6.335,0,0,-4.8150000000000004]
["HE","Battery",46,"IVER_6",1.33,0,0,-1.0109999999999999]
["HE","Battery",46,"KINT_P",3.4790000000000001,0,0,-2.6440000000000001]
["HE","Battery",46,"LODR_6",0.65300000000000002,0,0,-0.497]
["HE","Battery",46,"NAIR_P",1.194,0,0,-0.90800000000000003]
["HE","Battery",46,"NEWX_6",2.3010000000000002,0,0,-1.7490000000000001]
["HE","Battery",46,"PAIS",0.11899999999999999,0,0,-0.09]
["HE","Battery",46,"RATS_1",13.882,0,0,-10.551]
["HE","Battery",46,"RYEH_1",6.6459999999999999,0,0,-5.0510000000000002]
["HE","Battery",46,"SHRW_1",12.066000000000001,0,0,-9.1709999999999994]
["HE","Battery",46,"SMAN_1",5.8579999999999997,0,0,-4.452]
["HE","Battery",46,"SWAN_1",23.759,0,0,-18.056999999999999]
["HE","Battery",46,"TYNE_1",0,0,0,0]
["HE","Battery",46,"WHGA_1",8.327,0,0,-6.3280000000000003]
["HE","Battery",46,"WYLF_1",1.48,0,0,-1.125]
["HE","Battery",47,"ACTL_2",1.294,0,0,-0.98299999999999998]
["HE","Battery",47,"BARKW3",0,0,0,0]
["HE","Battery",47,"BOTW_1",5.5609999999999999,0,0,-4.2270000000000003]
["HE","Battery",47,"CAFA",0,0,0,0]
["HE","Battery",47,"CHIC_1",5.0019999999999998,0,0,-3.802]
["HE","Battery",47,"CLAY_P",0.4,0,0,-0.30399999999999999]
["HE","Battery",47,"DALL_P",0,0,0,0]
["HE","Battery",47,"DUNF",0.71299999999999997,0,0,-0.54200000000000004]
["HE","Battery",47,"FASN_P",0,0,0,0]
["HE","Battery",47,"G_EXTRA_10",0.317,0,0,-0.24099999999999999]
["HE","Battery",47,"G_EXTRA_9",0.94499999999999995,0,0,-0.71799999999999997]
["HE","Battery",47,"GLLU",1.1080000000000001,0,0,-0.84199999999999997]
["HE","Battery",47,"HARM_6",2.8690000000000002,0,0,-2.1800000000000002]
["HE","Battery",47,"JORD_3",1.0149999999999999,0,0,-0.77100000000000002]
["HE","Battery",47,"KINL_P",3.6999999999999998E-2,0,0,-2.8000000000000001E-2]
["HE","Battery",47,"LITT_C",2.2320000000000002,0,0,-1.696]
["HE","Battery",47,"NECE_1",9.0839999999999996,0,0,-6.9039999999999999]
["HE","Battery",47,"NEEP_3",1.861,0,0,-1.4139999999999999]
["HE","Battery",47,"PADIB1",6.899,0,0,-5.2439999999999998]
["HE","Battery",47,"PORD",0.52800000000000002,0,0,-0.40100000000000002]
["HE","Battery",47,"RRIG",0,0,0,0]
["HE","Battery",47,"SJOW_1",0.92100000000000004,0,0,-0.7]
["HE","Battery",47,"STOR_P",0,0,0,0]
["HE","Battery",47,"STRI_P",0,0,0,0]
["HE","Battery",47,"Unknown",0,0,0,0]
["HE","Battery",47,"WGEO",0,0,0,0]
["HE","Battery",48,"ABHA1",26.125,0,0,-19.855]
["HE","Battery",48,"BAGA",1.528,0,0,-1.161]
["HE","Battery",48,"BOAG_P",0.94299999999999995,0,0,-0.71699999999999997]
["HE","Battery",48,"BRAI_1",8.9540000000000006,0,0,-6.8049999999999997]
["HE","Battery",48,"BUST_1",5.2030000000000003,0,0,-3.9540000000000002]
["HE","Battery",48,"CHAR_P",0,0,0,0]
["HE","Battery",48,"CUMB",1.1160000000000001,0,0,-0.84799999999999998]
["HE","Battery",48,"DUGR_P",5.8000000000000003E-2,0,0,-4.3999999999999997E-2]
["HE","Battery",48,"DYCE_P",1.82,0,0,-1.383]
["HE","Battery",48,"ERSK",0.35099999999999998,0,0,-0.26700000000000002]
["HE","Battery",48,"FROD_1",10.782,0,0,-8.1950000000000003]
["HE","Battery",48,"GIFF",0.53400000000000003,0,0,-0.40600000000000003]
["HE","Battery",48,"HAMHC1",9.1639999999999997,0,0,-6.9649999999999999]
["HE","Battery",48,"HAWP_6",7.1840000000000002,0,0,-5.46]
["HE","Battery",48,"IVER_6",1.5089999999999999,0,0,-1.147]
["HE","Battery",48,"KILT",1.069,0,0,-0.81200000000000006]
["HE","Battery",48,"LODR_6",0.74099999999999999,0,0,-0.56299999999999994]
["HE","Battery",48,"NAIR_P",1.3540000000000001,0,0,-1.0289999999999999]
["HE","Battery",48,"NEWX_6",2.609,0,0,-1.9830000000000001]
["HE","Battery",48,"PADIB1",7.3410000000000002,0,0,-5.5789999999999997]
["HE","Battery",48,"POPP_3",2.5499999999999998,0,0,-1.9379999999999999]
["HE","Battery",48,"RYEH_1",7.5369999999999999,0,0,-5.7279999999999998]
["HE","Battery",48,"SHRW_1",13.683,0,0,-10.398999999999999]
["HE","Battery",48,"STIR",4.5030000000000001,0,0,-3.4220000000000002]
["HE","Battery",48,"SWAN_1",26.942,0,0,-20.475999999999999]
["HE","Battery",48,"TYNE_1",0,0,0,0]
["HE","Battery",48,"WESA_H",0,0,0,0]
["HE","Battery",48,"WYLF_1",1.6779999999999999,0,0,-1.2749999999999999]
["HE","Battery",49,"AXMI1",13.759,0,0,-10.457000000000001]
["HE","Battery",49,"BARKW3",0,0,0,0]
["HE","Battery",49,"BOTW_1",6.2850000000000001,0,0,-4.7770000000000001]
["HE","Battery",49,"BURM_1",17.303999999999998,0,0,-13.151]
["HE","Battery",49,"CHIC_1",5.6539999999999999,0,0,-4.2969999999999997]
["HE","Battery",49,"CRAI_P",0.11799999999999999,0,0,-8.8999999999999996E-2]
["HE","Battery",49,"DUNB_B",1.393,0,0,-1.0580000000000001]
["HE","Battery",49,"DUNF",0.80600000000000005,0,0,-0.61299999999999999]
["HE","Battery",49,"ELST_1",6.0570000000000004,0,0,-4.6040000000000001]
["HE","Battery",49,"G_EXTRA_10",0.35899999999999999,0,0,-0.27300000000000002]
["HE","Battery",49,"G_EXTRA_9",1.0680000000000001,0,0,-0.81100000000000005]
["HE","Battery",49,"HACK_6",0,0,0,0]
["HE","Battery",49,"IRONB1",6.7839999999999998,0,0,-5.1550000000000002]
["HE","Battery",49,"ISLI_1",0,0,0,0]
["HE","Battery",49,"KINL_P",4.2000000000000003E-2,0,0,-3.2000000000000001E-2]
["HE","Battery",49,"LITT_C",2.5219999999999998,0,0,-1.917]
["HE","Battery",49,"MACD_P",1.8759999999999999,0,0,-1.4259999999999999]
["HE","Battery",49,"ORMO",0,0,0,0]
["HE","Battery",49,"PERS_P",0.88400000000000001,0,0,-0.67200000000000004]
["HE","Battery",49,"PORD",0.59699999999999998,0,0,-0.45400000000000001]
["HE","Battery",49,"RRIG",0,0,0,0]
["HE","Battery",49,"SHIN_P",0.10100000000000001,0,0,-7.6999999999999999E-2]
["HE","Battery",49,"STOR_P",0,0,0,0]
["HE","Battery",49,"TOTT_1",3.6739999999999999,0,0,-2.7919999999999998]
["HE","Battery",49,"WATFS_1",6.2519999999999998,0,0,-4.7519999999999998]
["HE","Battery",49,"WGEO",0,0,0,0]
["HE","Battery",49,"WTHU31",1.129,0,0,-0.85799999999999998]
["HE","Battery",50,"BAGA",1.7210000000000001,0,0,-1.3080000000000001]
["HE","Battery",50,"BOAG_P",1.0620000000000001,0,0,-0.80700000000000005]
["HE","Battery",50,"BROX",0.96099999999999997,0,0,-0.73099999999999998]
["HE","Battery",50,"BUST_1",5.8609999999999998,0,0,-4.4539999999999997]
["HE","Battery",50,"CHAR_P",0,0,0,0]
["HE","Battery",50,"COWL_1",20.728999999999999,0,0,-15.754]
["HE","Battery",50,"DUGR_P",6.5000000000000002E-2,0,0,-0.05]
["HE","Battery",50,"ELDE",1.0409999999999999,0,0,-0.79100000000000004]
["HE","Battery",50,"ERSK",0.39600000000000002,0,0,-0.30099999999999999]
["HE","Battery",50,"FROD_1",12.147,0,0,-9.2319999999999993]
["HE","Battery",50,"G_EXTRA_7",0.39800000000000002,0,0,-0.30199999999999999]
["HE","Battery",50,"HAMHC1",10.324,0,0,-7.8460000000000001]
["HE","Battery",50,"INNE_P",1.825,0,0,-1.387]
["HE","Battery",50,"IVER_6",1.7,0,0,-1.292]
["HE","Battery",50,"KILT",1.204,0,0,-0.91500000000000004]
["HE","Battery",50,"MACC_3",2.484,0,0,-1.8879999999999999]
["HE","Battery",50,"MYBS_P",0,0,0,0]
["HE","Battery",50,"OFFE_3",1.532,0,0,-1.1639999999999999]
["HE","Battery",50,"PENW_1",9.7949999999999999,0,0,-7.444]
["HE","Battery",50,"POPP_3",2.8730000000000002,0,0,-2.1829999999999998]
["HE","Battery",50,"ROCH_1",8.3160000000000007,0,0,-6.32]
["HE","Battery",50,"SHRW_1",15.414999999999999,0,0,-11.715]
["HE","Battery",50,"STIR",5.0730000000000004,0,0,-3.8559999999999999]
["HE","Battery",50,"TONG",1.4350000000000001,0,0,-1.0900000000000001]
["HE","Battery",50,"TYNE_1",0,0,0,0]
["HE","Battery",50,"WESA_H",0,0,0,0]
["HE","Battery",50,"WMEL_1",12.24,0,0,-9.3030000000000008]
["HT","Battery",24,"AXMI1",1.337,0,0,-1.016]
["HT","Battery",24,"BLYTB1",0.95299999999999996,0,0,-0.72399999999999998]
["HT","Battery",24,"BUMU_P",0.127,0,0,-9.6000000000000002E-2]
["HT","Battery",24,"BURM_1",1.681,0,0,-1.278]
["HT","Battery",24,"CELL_1",2.2240000000000002,0,0,-1.69]
["HT","Battery",24,"CRAI_P",1.0999999999999999E-2,0,0,-8.9999999999999993E-3]
["HT","Battery",24,"DUBE_P",0,0,0,0]
["HT","Battery",24,"ELLA_1",1.103,0,0,-0.83799999999999997]
["HT","Battery",24,"FLEE_1",2.544,0,0,-1.9330000000000001]
["HT","Battery",24,"FOUR_1",1.6E-2,0,0,-1.2E-2]
["HT","Battery",24,"G_EXTRA_9",0.104,0,0,-7.9000000000000001E-2]
["HT","Battery",24,"HACK_6",0,0,0,0]
["HT","Battery",24,"INKE",0.121,0,0,-9.1999999999999998E-2]
["HT","Battery",24,"KIIN_P",1.4999999999999999E-2,0,0,-1.2E-2]
["HT","Battery",24,"LAND1",1.389,0,0,-1.056]
["HT","Battery",24,"LITT_C",0.245,0,0,-0.186]
["HT","Battery",24,"MITY_1",0.98099999999999998,0,0,-0.746]
["HT","Battery",24,"OCKH_1",0.24299999999999999,0,0,-0.185]
["HT","Battery",24,"PITS_3",0.14199999999999999,0,0,-0.108]
["HT","Battery",24,"REDM_P",7.0000000000000007E-2,0,0,-5.2999999999999999E-2]
["HT","Battery",24,"RUGEB1",0.48,0,0,-0.36499999999999999]
["HT","Battery",24,"SHRU",1.7000000000000001E-2,0,0,-1.2999999999999999E-2]
["HT","Battery",24,"STHA",7.5999999999999998E-2,0,0,-5.8000000000000003E-2]
["HT","Battery",24,"TUMB_P",6.0999999999999999E-2,0,0,-4.5999999999999999E-2]
["HT","Battery",24,"WBUR_1",1.706,0,0,-1.2969999999999999]
["HT","Battery",24,"WISH",0.16900000000000001,0,0,-0.129]
["HT","Battery",24,"WYLF_1",0.17299999999999999,0,0,-0.13200000000000001]
["HT","Battery",25,"AXMI1",1.754,0,0,-1.333]
["HT","Battery",25,"BONN",0.189,0,0,-0.14399999999999999]
["HT","Battery",25,"BUMU_P",0.16600000000000001,0,0,-0.126]
["HT","Battery",25,"CEAN_P",0,0,0,0]
["HT","Battery",25,"CHIC_1",0.72099999999999997,0,0,-0.54800000000000004]
["HT","Battery",25,"CRAI_P",1.4999999999999999E-2,0,0,-1.0999999999999999E-2]
["HT","Battery",25,"DUBE_P",0,0,0,0]
["HT","Battery",25,"ELLA_1",1.4470000000000001,0,0,-1.1000000000000001]
["HT","Battery",25,"FLEE_1",3.3370000000000002,0,0,-2.536]
["HT","Battery",25,"G_EXTRA_10",4.5999999999999999E-2,0,0,-3.5000000000000003E-2]
["HT","Battery",25,"G_EXTRA_9",0.13600000000000001,0,0,-0.10299999999999999]
["HT","Battery",25,"HACK_6",0,0,0,0]
["HT","Battery",25,"ISLI_1",0,0,0,0]
["HT","Battery",25,"KILS",0.13600000000000001,0,0,-0.10299999999999999]
["HT","Battery",25,"KINL_P",5.0000000000000001E-3,0,0,-4.0000000000000001E-3]
["HT","Battery",25,"LITT_C",0.32200000000000001,0,0,-0.24399999999999999]
["HT","Battery",25,"MITY_1",1.2869999999999999,0,0,-0.97799999999999998]
["HT","Battery",25,"ORRI_P",0,0,0,0]
["HT","Battery",25,"PITS_3",0.186,0,0,-0.14199999999999999]
["HT","Battery",25,"REDM_P",9.0999999999999998E-2,0,0,-6.9000000000000006E-2]
["HT","Battery",25,"RUGEB1",0.63,0,0,-0.47799999999999998]
["HT","Battery",25,"SHRU",2.1999999999999999E-2,0,0,-1.7000000000000001E-2]
["HT","Battery",25,"SUND_1",1.851,0,0,-1.407]
["HT","Battery",25,"TUMB_P",0.08,0,0,-0.06]
["HT","Battery",25,"WBUR_1",2.238,0,0,-1.7010000000000001]
["HT","Battery",25,"WWEY_1",1.3180000000000001,0,0,-1.002]
["HT","Battery",25,"WYLF_1",0.22700000000000001,0,0,-0.17299999999999999]
["HT","Battery",26,"BARKR_C",1.0509999999999999,0,0,-0.79900000000000004]
["HT","Battery",26,"BONN",0.29199999999999998,0,0,-0.222]
["HT","Battery",26,"BUMU_P",0.25700000000000001,0,0,-0.19500000000000001]
["HT","Battery",26,"CHAS",8.1000000000000003E-2,0,0,-6.2E-2]
["HT","Battery",26,"COYL",0.32200000000000001,0,0,-0.24399999999999999]
["HT","Battery",26,"CRAI_P",2.3E-2,0,0,-1.7999999999999999E-2]
["HT","Battery",26,"DUNB_B",0.27500000000000002,0,0,-0.20899999999999999]
["HT","Battery",26,"ELLA_1",2.238,0,0,-1.7010000000000001]
["HT","Battery",26,"FWIL_P",9.0999999999999998E-2,0,0,-6.9000000000000006E-2]
["HT","Battery",26,"G_EXTRA_8",0.21099999999999999,0,0,-0.16]
["HT","Battery",26,"HACK_1",0.58599999999999997,0,0,-0.44600000000000001]
["HT","Battery",26,"HARM_6",0.63900000000000001,0,0,-0.48599999999999999]
["HT","Battery",26,"JORD_3",0.22600000000000001,0,0,-0.17199999999999999]
["HT","Battery",26,"KIER",0.185,0,0,-0.14000000000000001]
["HT","Battery",26,"LISD_1",1.7829999999999999,0,0,-1.355]
["HT","Battery",26,"MILH_1",0.35399999999999998,0,0,-0.26900000000000002]
["HT","Battery",26,"NECE_1",2.024,0,0,-1.5389999999999999]
["HT","Battery",26,"ORRI_P",0,0,0,0]
["HT","Battery",26,"PITS_3",0.28799999999999998,0,0,-0.219]
["HT","Battery",26,"RRIG",0,0,0,0]
["HT","Battery",26,"SHIN_P",0.02,0,0,-1.4999999999999999E-2]
["HT","Battery",26,"SKLGB1",3.3719999999999999,0,0,-2.5630000000000002]
["HT","Battery",26,"SUND_1",2.863,0,0,-2.1760000000000002]
["HT","Battery",26,"TUMB_P",0.123,0,0,-9.2999999999999999E-2]
["HT","Battery",26,"WHAM_1",0.67200000000000004,0,0,-0.51]
["HT","Battery",26,"WWEY_1",2.0390000000000001,0,0,-1.55]
["HT","Battery",27,"AXMI_H",0,0,0,0]
["HT","Battery",27,"BARKR_C",1.3360000000000001,0,0,-1.0149999999999999]
["HT","Battery",27,"BONN",0.372,0,0,-0.28199999999999997]
["HT","Battery",27,"CAAD_P",0.13500000000000001,0,0,-0.10299999999999999]
["HT","Battery",27,"CHAS",0.10299999999999999,0,0,-7.9000000000000001E-2]
["HT","Battery",27,"COYL",0.40899999999999997,0,0,-0.311]
["HT","Battery",27,"CURR",8.0000000000000002E-3,0,0,-6.0000000000000001E-3]
["HT","Battery",27,"DUNB_B",0.34899999999999998,0,0,-0.26500000000000001]
["HT","Battery",27,"ELLA_1",2.8460000000000001,0,0,-2.1629999999999998]
["HT","Battery",27,"FWIL_P",0.11600000000000001,0,0,-8.7999999999999995E-2]
["HT","Battery",27,"G_EXTRA_8",0.26800000000000002,0,0,-0.20300000000000001]
["HT","Battery",27,"GLLE",0,0,0,0]
["HT","Battery",27,"HURS_1",0.88,0,0,-0.66900000000000004]
["HT","Battery",27,"IRONB1",1.7,0,0,-1.292]
["HT","Battery",27,"KILW",0.254,0,0,-0.193]
["HT","Battery",27,"LISD_1",2.266,0,0,-1.722]
["HT","Battery",27,"NEAR",0.13600000000000001,0,0,-0.10299999999999999]
["HT","Battery",27,"NECE_1",2.573,0,0,-1.956]
["HT","Battery",27,"ORRI_P",0,0,0,0]
["HT","Battery",27,"PORD",0.15,0,0,-0.114]
["HT","Battery",27,"RRIG",0,0,0,0]
["HT","Battery",27,"SHIN_P",2.5000000000000001E-2,0,0,-1.9E-2]
["HT","Battery",27,"STRI_P",0,0,0,0]
["HT","Battery",27,"SUND_1",3.6389999999999998,0,0,-2.766]
["HT","Battery",27,"UPPB_1",2.3039999999999998,0,0,-1.7509999999999999]
["HT","Battery",27,"WHAM_1",0.85399999999999998,0,0,-0.64900000000000002]
["HT","Battery",27,"WWEY_1",2.5920000000000001,0,0,-1.97]
["HT","Battery",28,"BAIN",0.153,0,0,-0.11700000000000001]
["HT","Battery",28,"BOLN_1",8.3810000000000002,0,0,-6.37]
["HT","Battery",28,"BRAP",0.23899999999999999,0,0,-0.182]
["HT","Battery",28,"CAAD_P",0.17399999999999999,0,0,-0.13200000000000001]
["HT","Battery",28,"CHAS",0.13300000000000001,0,0,-0.10100000000000001]
["HT","Battery",28,"CUPA",0.98399999999999999,0,0,-0.747]
["HT","Battery",28,"DUNB_A",0,0,0,0]
["HT","Battery",28,"ELGI_P",0.85399999999999998,0,0,-0.64900000000000002]
["HT","Battery",28,"EXET1",8.08,0,0,-6.141]
["HT","Battery",28,"FWIL_P",0.14899999999999999,0,0,-0.113]
["HT","Battery",28,"GLEF_P",0,0,0,0]
["HT","Battery",28,"HACK_1",0.95799999999999996,0,0,-0.72799999999999998]
["HT","Battery",28,"IROA1",8.0289999999999999,0,0,-6.1020000000000003]
["HT","Battery",28,"JOHN",0.28100000000000003,0,0,-0.21299999999999999]
["HT","Battery",28,"KILW",0.32700000000000001,0,0,-0.248]
["HT","Battery",28,"LISD_1",2.9119999999999999,0,0,-2.2130000000000001]
["HT","Battery",28,"NEAR",0.17399999999999999,0,0,-0.13300000000000001]
["HT","Battery",28,"ORMO",0,0,0,0]
["HT","Battery",28,"PART",0.03,0,0,-2.3E-2]
["HT","Battery",28,"PORD",0.192,0,0,-0.14599999999999999]
["HT","Battery",28,"RRIG",0,0,0,0]
["HT","Battery",28,"SJOW_1",0.33500000000000002,0,0,-0.255]
["HT","Battery",28,"STRI_P",0,0,0,0]
["HT","Battery",28,"TAYN_P",0.32400000000000001,0,0,-0.246]
["HT","Battery",28,"UPPB_1",2.96,0,0,-2.2490000000000001]
["HT","Battery",28,"WHAM_1",1.097,0,0,-0.83399999999999996]
["HT","Battery",29,"ABNE_P",1.0429999999999999,0,0,-0.79300000000000004]
["HT","Battery",29,"BAIN",0.20200000000000001,0,0,-0.154]
["HT","Battery",29,"BOLN_1",11.058,0,0,-8.4039999999999999]
["HT","Battery",29,"BRAP",0.315,0,0,-0.24]
["HT","Battery",29,"CAAD_P",0.22900000000000001,0,0,-0.17399999999999999]
["HT","Battery",29,"CITR_1",0.155,0,0,-0.11799999999999999]
["HT","Battery",29,"CUPA",1.298,0,0,-0.98599999999999999]
["HT","Battery",29,"DUNB_A",0,0,0,0]
["HT","Battery",29,"EALI_6",0.81599999999999995,0,0,-0.62]
["HT","Battery",29,"EXET1",10.66,0,0,-8.1020000000000003]
["HT","Battery",29,"FWIL_P",0.19700000000000001,0,0,-0.15]
["HT","Battery",29,"GIFF",0.24099999999999999,0,0,-0.183]
["HT","Battery",29,"HAMHC1",4.1360000000000001,0,0,-3.1429999999999998]
["HT","Battery",29,"IVER_6",0.68100000000000005,0,0,-0.51700000000000002]
["HT","Battery",29,"JOHN",0.371,0,0,-0.28199999999999997]
["HT","Battery",29,"KILW",0.43099999999999999,0,0,-0.32800000000000001]
["HT","Battery",29,"LOUD_H",0.60399999999999998,0,0,-0.45900000000000002]
["HT","Battery",29,"NEAR",0.23,0,0,-0.17499999999999999]
["HT","Battery",29,"PAIS",6.0999999999999999E-2,0,0,-4.5999999999999999E-2]
["HT","Battery",29,"PORA_P",0.28699999999999998,0,0,-0.218]
["HT","Battery",29,"PORD",0.254,0,0,-0.193]
["HT","Battery",29,"SALH_1",0,0,0,0]
["HT","Battery",29,"SJOW_1",0.442,0,0,-0.33600000000000002]
["HT","Battery",29,"STRI_P",0,0,0,0]
["HT","Battery",29,"Unknown",0,0,0,0]
["HT","Battery",29,"WGEO",0,0,0,0]
["HT","Battery",29,"WIEN_1",2.7959999999999998,0,0,-2.125]
["HT","Battery",30,"ABNE_P",1.2210000000000001,0,0,-0.92800000000000005]
["HT","Battery",30,"BAIN",0.23699999999999999,0,0,-0.18]
["HT","Battery",30,"BRAI_1",4.7309999999999999,0,0,-3.5960000000000001]
["HT","Battery",30,"BUST_1",2.7490000000000001,0,0,-2.089]
["HT","Battery",30,"CANTN1",4.1210000000000004,0,0,-3.1320000000000001]
["HT","Battery",30,"CITR_1",0.18099999999999999,0,0,-0.13800000000000001]
["HT","Battery",30,"CUPA",1.5189999999999999,0,0,-1.155]
["HT","Battery",30,"DYCE_P",0.96199999999999997,0,0,-0.73099999999999998]
["HT","Battery",30,"ERSK",0.186,0,0,-0.14099999999999999]
["HT","Battery",30,"FROD_1",5.6970000000000001,0,0,-4.33]
["HT","Battery",30,"G_EXTRA_18",0,0,0,0]
["HT","Battery",30,"GIFF",0.28199999999999997,0,0,-0.214]
["HT","Battery",30,"HAWI",0.46899999999999997,0,0,-0.35699999999999998]
["HT","Battery",30,"IVER_1",3.0139999999999998,0,0,-2.2909999999999999]
["HT","Battery",30,"KILS",0.52900000000000003,0,0,-0.40200000000000002]
["HT","Battery",30,"KINT_P",2.0840000000000001,0,0,-1.5840000000000001]
["HT","Battery",30,"LODR_6",0.39200000000000002,0,0,-0.29799999999999999]
["HT","Battery",30,"NAIR_P",0.71499999999999997,0,0,-0.54400000000000004]
["HT","Battery",30,"PADIB1",3.879,0,0,-2.948]
["HT","Battery",30,"POPP_3",1.347,0,0,-1.024]
["HT","Battery",30,"RAIN_1",3.5289999999999999,0,0,-2.6819999999999999]
["HT","Battery",30,"SAFO_1",0,0,0,0]
["HT","Battery",30,"SIGH",0.65300000000000002,0,0,-0.496]
["HT","Battery",30,"SWAN_1",14.234999999999999,0,0,-10.819000000000001]
["HT","Battery",30,"TYNE_1",0,0,0,0]
["HT","Battery",30,"USKM_1",5.6390000000000002,0,0,-4.2859999999999996]
["HT","Battery",30,"WHHO",0.28000000000000003,0,0,-0.21299999999999999]
["HT","Battery",30,"WYMOM_1",3.9420000000000002,0,0,-2.996]
["HT","Battery",31,"BARKW3",0,0,0,0]
["HT","Battery",31,"BOTW_1",3.641,0,0,-2.7669999999999999]
["HT","Battery",31,"BURM_1",10.023999999999999,0,0,-7.6180000000000003]
["HT","Battery",31,"CAIF_P",0,0,0,0]
["HT","Battery",31,"CHSI_1",2.464,0,0,-1.8720000000000001]
["HT","Battery",31,"DALL_P",0,0,0,0]
["HT","Battery",31,"DUNF",0.46700000000000003,0,0,-0.35499999999999998]
["HT","Battery",31,"ELST_1",3.5089999999999999,0,0,-2.6669999999999998]
["HT","Battery",31,"FETT_P",0,0,0,0]
["HT","Battery",31,"G_EXTRA_10",0.20799999999999999,0,0,-0.158]
["HT","Battery",31,"GLLE",0,0,0,0]
["HT","Battery",31,"HARK_1",7.65,0,0,-5.8140000000000001]
["HT","Battery",31,"IRONB1",3.9289999999999998,0,0,-2.9860000000000002]
["HT","Battery",31,"KILW",0.58799999999999997,0,0,-0.44700000000000001]
["HT","Battery",31,"LISD_1",5.2370000000000001,0,0,-3.98]
["HT","Battery",31,"LITT_C",1.4610000000000001,0,0,-1.1100000000000001]
["HT","Battery",31,"NECE_1",5.9470000000000001,0,0,-4.5199999999999996]
["HT","Battery",31,"ORRI_P",0,0,0,0]
["HT","Battery",31,"PORD",0.34599999999999997,0,0,-0.26300000000000001]
["HT","Battery",31,"RRIG",0,0,0,0]
["HT","Battery",31,"SHIN_P",5.8999999999999997E-2,0,0,-4.3999999999999997E-2]
["HT","Battery",31,"SKLGB1",9.907,0,0,-7.5289999999999999]
["HT","Battery",31,"STRI_P",0,0,0,0]
["HT","Battery",31,"TRAW_1",3.1320000000000001,0,0,-2.3809999999999998]
["HT","Battery",31,"WGEO",0,0,0,0]
["HT","Battery",31,"WTHU31",0.65400000000000003,0,0,-0.497]
["HT","Battery",32,"ABNE_P",1.647,0,0,-1.252]
["HT","Battery",32,"BAIN",0.31900000000000001,0,0,-0.24299999999999999]
["HT","Battery",32,"BOLN_1",17.46,0,0,-13.27]
["HT","Battery",32,"BUST_1",3.7080000000000002,0,0,-2.8180000000000001]
["HT","Battery",32,"CHAR_P",0,0,0,0]
["HT","Battery",32,"CITR_1",0.24399999999999999,0,0,-0.186]
["HT","Battery",32,"CUPA",2.0489999999999999,0,0,-1.5569999999999999]
["HT","Battery",32,"DUNB_A",0,0,0,0]
["HT","Battery",32,"EKIS",0,0,0,0]
["HT","Battery",32,"FRAS_P",0,0,0,0]
["HT","Battery",32,"G_EXTRA_6",0.251,0,0,-0.191]
["HT","Battery",32,"GIFF",0.38,0,0,-0.28899999999999998]
["HT","Battery",32,"HAMHC1",6.5309999999999997,0,0,-4.9630000000000001]
["HT","Battery",32,"IVER_1",4.0650000000000004,0,0,-3.09]
["HT","Battery",32,"KILS",0.71299999999999997,0,0,-0.54200000000000004]
["HT","Battery",32,"LING",1.161,0,0,-0.88200000000000001]
["HT","Battery",32,"LODR_6",0.52800000000000002,0,0,-0.40100000000000002]
["HT","Battery",32,"NAIR_P",0.96499999999999997,0,0,-0.73299999999999998]
["HT","Battery",32,"OLDB_1",2.359,0,0,-1.7929999999999999]
["HT","Battery",32,"POPP_3",1.8169999999999999,0,0,-1.381]
["HT","Battery",32,"ROCH_1",5.26,0,0,-3.9980000000000002]
["HT","Battery",32,"SAFO_1",0,0,0,0]
["HT","Battery",32,"SIGH",0.88,0,0,-0.66900000000000004]
["HT","Battery",32,"STLE",1.335,0,0,-1.0149999999999999]
["HT","Battery",32,"TYNE_1",0,0,0,0]
["HT","Battery",32,"WESA_H",0,0,0,0]
["HT","Battery",32,"WYLF_1",1.196,0,0,-0.90900000000000003]
["HT","Battery",32,"WYMOM_1",5.3159999999999998,0,0,-4.0410000000000004]
["HT","Battery",33,"AYRR",0.45500000000000002,0,0,-0.34599999999999997]
["HT","Battery",33,"BOTW_1",4.8449999999999998,0,0,-3.6819999999999999]
["HT","Battery",33,"BURM_1",13.337999999999999,0,0,-10.137]
["HT","Battery",33,"CELL_1",17.638999999999999,0,0,-13.406000000000001]
["HT","Battery",33,"CRAI_P",9.0999999999999998E-2,0,0,-6.9000000000000006E-2]
["HT","Battery",33,"CREB_1",17.390999999999998,0,0,-13.217000000000001]
["HT","Battery",33,"DUGR_P",4.8000000000000001E-2,0,0,-3.5999999999999997E-2]
["HT","Battery",33,"ELLA_1",8.7509999999999994,0,0,-6.6509999999999998]
["HT","Battery",33,"FLEE_1",20.178000000000001,0,0,-15.335000000000001]
["HT","Battery",33,"G_EXTRA_8",0.82299999999999995,0,0,-0.625]
["HT","Battery",33,"HACK_1",2.2919999999999998,0,0,-1.742]
["HT","Battery",33,"HARK_1",10.18,0,0,-7.7370000000000001]
["HT","Battery",33,"IRONB1",5.2290000000000001,0,0,-3.9740000000000002]
["HT","Battery",33,"KIER",0.72099999999999997,0,0,-0.54800000000000004]
["HT","Battery",33,"LISD_1",6.9690000000000003,0,0,-5.2969999999999997]
["HT","Battery",33,"MILH_1",1.385,0,0,-1.0529999999999999]
["HT","Battery",33,"NURS_1",8.7710000000000008,0,0,-6.6660000000000004]
["HT","Battery",33,"ORRI_P",0,0,0,0]
["HT","Battery",33,"PITS_3",1.1259999999999999,0,0,-0.85599999999999998]
["HT","Battery",33,"RRIG",0,0,0,0]
["HT","Battery",33,"SHIN_P",7.8E-2,0,0,-5.8999999999999997E-2]
["HT","Battery",33,"STES_1",8.2319999999999993,0,0,-6.2560000000000002]
["HT","Battery",33,"STRI_P",0,0,0,0]
["HT","Battery",33,"TRAW_1",4.1680000000000001,0,0,-3.1680000000000001]
["HT","Battery",33,"WBOL_6",5.4050000000000002,0,0,-4.1079999999999997]
["HT","Battery",33,"WTHU31",0.87,0,0,-0.66100000000000003]
["HT","Battery",34,"ARMO_P",0.54100000000000004,0,0,-0.41099999999999998]
["HT","Battery",34,"BAIN",0.41799999999999998,0,0,-0.318]
["HT","Battery",34,"BOLN_1",22.875,0,0,-17.385000000000002]
["HT","Battery",34,"BRWA1",18.716999999999999,0,0,-14.225]
["HT","Battery",34,"CHAR_P",0,0,0,0]
["HT","Battery",34,"COWL_1",17.178999999999998,0,0,-13.055999999999999]
["HT","Battery",34,"CUPA",2.6840000000000002,0,0,-2.04]
["HT","Battery",34,"DUGR_P",5.3999999999999999E-2,0,0,-4.1000000000000002E-2]
["HT","Battery",34,"ELDE",0.86299999999999999,0,0,-0.65600000000000003]
["HT","Battery",34,"FRAS_P",0,0,0,0]
["HT","Battery",34,"G_EXTRA_6",0.32900000000000001,0,0,-0.25]
["HT","Battery",34,"GRIW_1",7.2640000000000002,0,0,-5.52]
["HT","Battery",34,"HAMHC1",8.5559999999999992,0,0,-6.5030000000000001]
["HT","Battery",34,"INNE_P",1.512,0,0,-1.149]
["HT","Battery",34,"KILS",0.93500000000000005,0,0,-0.71]
["HT","Battery",34,"LING",1.5209999999999999,0,0,-1.1559999999999999]
["HT","Battery",34,"MELK_1",20.684000000000001,0,0,-15.72]
["HT","Battery",34,"NAIR_P",1.264,0,0,-0.96099999999999997]
["HT","Battery",34,"OLDB_1",3.0910000000000002,0,0,-2.3490000000000002]
["HT","Battery",34,"PERI_H",0,0,0,0]
["HT","Battery",34,"ROCH_1",6.8920000000000003,0,0,-5.2380000000000004]
["HT","Battery",34,"SFIL_P",9.4E-2,0,0,-7.0999999999999994E-2]
["HT","Battery",34,"STIR",4.2039999999999997,0,0,-3.1949999999999998]
["HT","Battery",34,"STLE",1.7490000000000001,0,0,-1.329]
["HT","Battery",34,"TONG1",0,0,0,0]
["HT","Battery",34,"WESA_H",0,0,0,0]
["HT","Battery",34,"WMEL_1",10.144,0,0,-7.71]
["HT","Battery",35,"AXMI1",13.695,0,0,-10.407999999999999]
["HT","Battery",35,"BLYTB1",9.76,0,0,-7.4169999999999998]
["HT","Battery",35,"BLYTH132",2.7919999999999998,0,0,-2.1219999999999999]
["HT","Battery",35,"BURM_1",17.224,0,0,-13.09]
["HT","Battery",35,"CELL_1",22.777999999999999,0,0,-17.311]
["HT","Battery",35,"COAT",1.591,0,0,-1.2090000000000001]
["HT","Battery",35,"DRUM",0.58299999999999996,0,0,-0.443]
["HT","Battery",35,"EERH",1.732,0,0,-1.3160000000000001]
["HT","Battery",35,"ELLA_1",11.3,0,0,-8.5879999999999992]
["HT","Battery",35,"FLEE_1",26.056999999999999,0,0,-19.803000000000001]
["HT","Battery",35,"G_EXTRA_4",0.77100000000000002,0,0,-0.58599999999999997]
["HT","Battery",35,"HACK_1",2.96,0,0,-2.25]
["HT","Battery",35,"IMPK_1",0,0,0,0]
["HT","Battery",35,"IRONB1",6.7519999999999998,0,0,-5.1319999999999997]
["HT","Battery",35,"KIER",0.93200000000000005,0,0,-0.70799999999999996]
["HT","Battery",35,"LEGA_1",15.986000000000001,0,0,-12.15]
["HT","Battery",35,"MILH_1",1.7889999999999999,0,0,-1.36]
["HT","Battery",35,"NURS_1",11.327,0,0,-8.6080000000000005]
["HT","Battery",35,"PENN_1",1.7150000000000001,0,0,-1.304]
["HT","Battery",35,"PITS_3",1.454,0,0,-1.105]
["HT","Battery",35,"REDM_P",0.71299999999999997,0,0,-0.54200000000000004]
["HT","Battery",35,"SHIN_P",0.10100000000000001,0,0,-7.5999999999999998E-2]
["HT","Battery",35,"STES_1",10.63,0,0,-8.0790000000000006]
["HT","Battery",35,"THUR_6",7.2009999999999996,0,0,-5.4729999999999999]
["HT","Battery",35,"TRAW_1",5.3819999999999997,0,0,-4.0910000000000002]
["HT","Battery",35,"WBOL_6",6.98,0,0,-5.3049999999999997]
["HT","Battery",35,"WISD_6",1.044,0,0,-0.79400000000000004]
["HT","Battery",36,"ARMO_P",0.68899999999999995,0,0,-0.52400000000000002]
["HT","Battery",36,"BIRK_1",4.9640000000000004,0,0,-3.7730000000000001]
["HT","Battery",36,"BOLN_1",29.161999999999999,0,0,-22.163]
["HT","Battery",36,"BRWA1",23.861000000000001,0,0,-18.135000000000002]
["HT","Battery",36,"CBNK_H",0,0,0,0]
["HT","Battery",36,"COVE_1",17.486000000000001,0,0,-13.289]
["HT","Battery",36,"DRAX_1",2.4750000000000001,0,0,-1.881]
["HT","Battery",36,"DUGR_P",6.9000000000000006E-2,0,0,-5.2999999999999999E-2]
["HT","Battery",36,"ELDE",1.1000000000000001,0,0,-0.83599999999999997]
["HT","Battery",36,"FIDF_1",12.087999999999999,0,0,-9.1869999999999994]
["HT","Battery",36,"G_EXTRA_6",0.42,0,0,-0.31900000000000001]
["HT","Battery",36,"GRIW_1",9.26,0,0,-7.0380000000000003]
["HT","Battery",36,"HURS_1",3.9329999999999998,0,0,-2.9889999999999999]
["HT","Battery",36,"INNE_P",1.9279999999999999,0,0,-1.4650000000000001]
["HT","Battery",36,"KIBY_1",5.944,0,0,-4.5179999999999998]
["HT","Battery",36,"LING",1.9390000000000001,0,0,-1.4730000000000001]
["HT","Battery",36,"MELK_1",26.367999999999999,0,0,-20.04]
["HT","Battery",36,"NORM_1",44.377000000000002,0,0,-33.726999999999997]
["HT","Battery",36,"PENW_1",10.349,0,0,-7.8650000000000002]
["HT","Battery",36,"PERI_H",0,0,0,0]
["HT","Battery",36,"ROCH_1",8.7859999999999996,0,0,-6.6769999999999996]
["HT","Battery",36,"SFIL_P",0.11899999999999999,0,0,-9.0999999999999998E-2]
["HT","Battery",36,"STAY_1",14.558999999999999,0,0,-11.065]
["HT","Battery",36,"TONG",1.516,0,0,-1.1519999999999999]
["HT","Battery",36,"WARL_1",4.8639999999999999,0,0,-3.6970000000000001]
["HT","Battery",36,"WASF_1",1.141,0,0,-0.86699999999999999]
["HT","Battery",36,"WMEL_1",12.932,0,0,-9.8290000000000006]
["HT","Battery",37,"ARBR_P",3.03,0,0,-2.3029999999999999]
["HT","Battery",37,"BLYTB1",12.29,0,0,-9.3409999999999993]
["HT","Battery",37,"BROA_P",0.55200000000000005,0,0,-0.42]
["HT","Battery",37,"BUMU_P",1.6339999999999999,0,0,-1.242]
["HT","Battery",37,"CEAN_P",0,0,0,0]
["HT","Battery",37,"CONQA1",13.577999999999999,0,0,-10.319000000000001]
["HT","Battery",37,"DOUN_P",0.67100000000000004,0,0,-0.51]
["HT","Battery",37,"EERH",2.181,0,0,-1.657]
["HT","Battery",37,"FERRB_M",21.210999999999999,0,0,-16.12]
["HT","Battery",37,"FLEE_1",32.813000000000002,0,0,-24.937999999999999]
["HT","Battery",37,"G_EXTRA_4",0.97,0,0,-0.73699999999999999]
["HT","Battery",37,"GREE_H",0,0,0,0]
["HT","Battery",37,"IMPK_1",0,0,0,0]
["HT","Battery",37,"KEIT_P",2.3980000000000001,0,0,-1.823]
["HT","Battery",37,"KIER",1.173,0,0,-0.89200000000000002]
["HT","Battery",37,"LEGA_1",20.131,0,0,-15.3]
["HT","Battery",37,"MANN_1",39.637999999999998,0,0,-30.125]
["HT","Battery",37,"NURS_1",14.263999999999999,0,0,-10.84]
["HT","Battery",37,"PENN_1",2.16,0,0,-1.6419999999999999]
["HT","Battery",37,"RATS_1",20.96,0,0,-15.93]
["HT","Battery",37,"REDM_P",0.89700000000000002,0,0,-0.68200000000000005]
["HT","Battery",37,"SELL_1",14.944000000000001,0,0,-11.358000000000001]
["HT","Battery",37,"STES_1",13.385999999999999,0,0,-10.173999999999999]
["HT","Battery",37,"THUR_6",9.0679999999999996,0,0,-6.8920000000000003]
["HT","Battery",37,"WALP_1",42.27,0,0,-32.125]
["HT","Battery",37,"WBOL_6",8.7899999999999991,0,0,-6.68]
["HT","Battery",37,"WISD_6",1.3149999999999999,0,0,-0.999]
["HT","Battery",38,"ALVE1",33.363,0,0,-25.356000000000002]
["HT","Battery",38,"BIRK_1",6.1790000000000003,0,0,-4.6959999999999997]
["HT","Battery",38,"BOTW_1",8.766,0,0,-6.6619999999999999]
["HT","Battery",38,"BROX",1.264,0,0,-0.96099999999999997]
["HT","Battery",38,"CATY",0.128,0,0,-9.7000000000000003E-2]
["HT","Battery",38,"COAT",2.2290000000000001,0,0,-1.694]
["HT","Battery",38,"DRAX_1",3.08,0,0,-2.3410000000000002]
["HT","Battery",38,"ECLA_1",18.407,0,0,-13.989000000000001]
["HT","Battery",38,"FIDD_P",2.1030000000000002,0,0,-1.5980000000000001]
["HT","Battery",38,"FIDF_1",15.045,0,0,-11.433999999999999]
["HT","Battery",38,"G_EXTRA_20",0,0,0,0]
["HT","Battery",38,"GRIW_1",11.525,0,0,-8.7590000000000003]
["HT","Battery",38,"HURS_1",4.8949999999999996,0,0,-3.7210000000000001]
["HT","Battery",38,"KEAR_1",22.343,0,0,-16.981000000000002]
["HT","Battery",38,"LAIR_P",0.311,0,0,-0.23599999999999999]
["HT","Battery",38,"LALE1SG003",2.8439999999999999,0,0,-2.161]
["HT","Battery",38,"MELK_1",32.819000000000003,0,0,-24.943000000000001]
["HT","Battery",38,"NORM_1",55.234000000000002,0,0,-41.978000000000002]
["HT","Battery",38,"PEMB_1",11.487,0,0,-8.73]
["HT","Battery",38,"RAYL_1",25.952999999999999,0,0,-19.724]
["HT","Battery",38,"SASA",0,0,0,0]
["HT","Battery",38,"SFIL_P",0.14799999999999999,0,0,-0.113]
["HT","Battery",38,"STAY_1",18.120999999999999,0,0,-13.772]
["HT","Battery",38,"THOM_6",29.672999999999998,0,0,-22.550999999999998]
["HT","Battery",38,"WARL_1",6.0540000000000003,0,0,-4.601]
["HT","Battery",38,"WIMBS1",7.2720000000000002,0,0,-5.5259999999999998]
["HT","Battery",39,"ACTL_C",0,0,0,0]
["HT","Battery",39,"ARBR_P",3.7330000000000001,0,0,-2.8370000000000002]
["HT","Battery",39,"BEAU_P",2.2759999999999998,0,0,-1.73]
["HT","Battery",39,"BRLE_1",17.905000000000001,0,0,-13.608000000000001]
["HT","Battery",39,"CARE_1",8.3629999999999995,0,0,-6.3559999999999999]
["HT","Battery",39,"CLAY_P",0.69799999999999995,0,0,-0.53100000000000003]
["HT","Battery",39,"CONQA1",16.727,0,0,-12.712]
["HT","Battery",39,"DOUN_P",0.82699999999999996,0,0,-0.628]
["HT","Battery",39,"EAST",0,0,0,0]
["HT","Battery",39,"FERRB_M",26.129000000000001,0,0,-19.858000000000001]
["HT","Battery",39,"G_EXTRA_18",0,0,0,0]
["HT","Battery",39,"G_EXTRA_4",1.1950000000000001,0,0,-0.90800000000000003]
["HT","Battery",39,"GREE_H",0,0,0,0]
["HT","Battery",39,"HEYS1",0,0,0,0]
["HT","Battery",39,"KEIT_P",2.9550000000000001,0,0,-2.2450000000000001]
["HT","Battery",39,"KNAR",6.915,0,0,-5.2549999999999999]
["HT","Battery",39,"LEGA_1",24.798999999999999,0,0,-18.847999999999999]
["HT","Battery",39,"MANN_1",48.829000000000001,0,0,-37.11]
["HT","Battery",39,"NINF_1",34.715000000000003,0,0,-26.382999999999999]
["HT","Battery",39,"PENN_1",2.661,0,0,-2.0219999999999998]
["HT","Battery",39,"RATS_1",25.821000000000002,0,0,-19.623999999999999]
["HT","Battery",39,"SALT_1",5.2050000000000001,0,0,-3.956]
["HT","Battery",39,"SELL_1",18.408999999999999,0,0,-13.991]
["HT","Battery",39,"STAH_1",7.8739999999999997,0,0,-5.984]
["HT","Battery",39,"THUR_6",11.170999999999999,0,0,-8.49]
["HT","Battery",39,"WALP_1",52.072000000000003,0,0,-39.573999999999998]
["HT","Battery",39,"WILL_1",33.305,0,0,-25.312000000000001]
["HT","Battery",39,"WISD_6",1.62,0,0,-1.2310000000000001]
["HT","Battery",40,"BARKW3",0,0,0,0]
["HT","Battery",40,"BICF_1",14.468999999999999,0,0,-10.997]
["HT","Battery",40,"BRID_P",3.2410000000000001,0,0,-2.4630000000000001]
["HT","Battery",40,"CANTN1",14.112,0,0,-10.725]
["HT","Battery",40,"CLYM",0,0,0,0]
["HT","Battery",40,"COAT",2.722,0,0,-2.069]
["HT","Battery",40,"DEVO",2.7429999999999999,0,0,-2.0840000000000001]
["HT","Battery",40,"ECLA_1",22.481000000000002,0,0,-17.085999999999999]
["HT","Battery",40,"FECK_6",37.81,0,0,-28.736000000000001]
["HT","Battery",40,"G_EXTRA_2",1.4530000000000001,0,0,-1.1040000000000001]
["HT","Battery",40,"GLRO",1.577,0,0,-1.1990000000000001]
["HT","Battery",40,"GORG",0.31,0,0,-0.23499999999999999]
["HT","Battery",40,"HURS_1",5.9790000000000001,0,0,-4.5439999999999996]
["HT","Battery",40,"KEAR_1",27.289000000000001,0,0,-20.739000000000001]
["HT","Battery",40,"KIRKB1",7.6669999999999998,0,0,-5.827]
["HT","Battery",40,"MACC_3",3.99,0,0,-3.032]
["HT","Battery",40,"NEWX_6",4.72,0,0,-3.5880000000000001]
["HT","Battery",40,"NORM_1",67.459000000000003,0,0,-51.268999999999998]
["HT","Battery",40,"PEMB_1",14.029,0,0,-10.662000000000001]
["HT","Battery",40,"RANN_P",0.1,0,0,-7.5999999999999998E-2]
["HT","Battery",40,"SASA",0,0,0,0]
["HT","Battery",40,"SPAV",0.66500000000000004,0,0,-0.50600000000000001]
["HT","Battery",40,"STAY_1",22.132000000000001,0,0,-16.82]
["HT","Battery",40,"THOM_6",36.24,0,0,-27.542999999999999]
["HT","Battery",40,"WABO",0,0,0,0]
["HT","Battery",40,"WIMBS1",8.8810000000000002,0,0,-6.75]
["HT","Battery",41,"ACTL_C",0,0,0,0]
["HT","Battery",41,"BARKW3",0,0,0,0]
["HT","Battery",41,"BERW",3.8330000000000002,0,0,-2.9129999999999998]
["HT","Battery",41,"BRED_1",14.170999999999999,0,0,-10.77]
["HT","Battery",41,"CARE_1",10.143000000000001,0,0,-7.7080000000000002]
["HT","Battery",41,"CLAY_P",0.84699999999999998,0,0,-0.64400000000000002]
["HT","Battery",41,"DALL_P",0,0,0,0]
["HT","Battery",41,"DOUN_P",1.002,0,0,-0.76200000000000001]
["HT","Battery",41,"EAST",0,0,0,0]
["HT","Battery",41,"FAUG_P",0.32700000000000001,0,0,-0.248]
["HT","Battery",41,"G_EXTRA_18",0,0,0,0]
["HT","Battery",41,"GLLU",2.3460000000000001,0,0,-1.7829999999999999]
["HT","Battery",41,"GREE_H",0,0,0,0]
["HT","Battery",41,"HEYS1",0,0,0,0]
["HT","Battery",41,"KAIM",6.8609999999999998,0,0,-5.2140000000000004]
["HT","Battery",41,"KNAR",8.3859999999999992,0,0,-6.3739999999999997]
["HT","Battery",41,"LUNA_P",3.4740000000000002,0,0,-2.64]
["HT","Battery",41,"MANN_1",59.216999999999999,0,0,-45.005000000000003]
["HT","Battery",41,"NINF_1",42.1,0,0,-31.995999999999999]
["HT","Battery",41,"PEHS_P",6.3159999999999998,0,0,-4.8]
["HT","Battery",41,"RATS_1",31.314,0,0,-23.798999999999999]
["HT","Battery",41,"SALT_1",6.3120000000000003,0,0,-4.7969999999999997]
["HT","Battery",41,"SLOY_P",0,0,0,0]
["HT","Battery",41,"STAH_1",9.5489999999999995,0,0,-7.258]
["HT","Battery",41,"TELR",0.87,0,0,-0.66100000000000003]
["HT","Battery",41,"WALP_1",63.15,0,0,-47.994]
["HT","Battery",41,"WIOW_P",0.25700000000000001,0,0,-0.19500000000000001]
["HT","Battery",42,"ABNE_P",5.0339999999999998,0,0,-3.8260000000000001]
["HT","Battery",42,"BEDD_1",13.409000000000001,0,0,-10.191000000000001]
["HT","Battery",42,"BEDDT1",3.1480000000000001,0,0,-2.3929999999999998]
["HT","Battery",42,"BRID_P",3.9020000000000001,0,0,-2.9649999999999999]
["HT","Battery",42,"CANTN1",16.986999999999998,0,0,-12.91]
["HT","Battery",42,"CITR_1",0.746,0,0,-0.56699999999999995]
["HT","Battery",42,"DEVM",1.107,0,0,-0.84099999999999997]
["HT","Battery",42,"DYCE_P",3.9649999999999999,0,0,-3.0129999999999999]
["HT","Battery",42,"EALI_6",3.94,0,0,-2.9940000000000002]
["HT","Battery",42,"FECK_6",45.515000000000001,0,0,-34.591000000000001]
["HT","Battery",42,"G_EXTRA_14",0,0,0,0]
["HT","Battery",42,"GLRO",1.899,0,0,-1.4430000000000001]
["HT","Battery",42,"HAWP_6",15.647,0,0,-11.891999999999999]
["HT","Battery",42,"IVER_6",3.286,0,0,-2.4969999999999999]
["HT","Battery",42,"KEAR_1",32.848999999999997,0,0,-24.965]
["HT","Battery",42,"KIRKB1",9.2289999999999992,0,0,-7.0140000000000002]
["HT","Battery",42,"LOUD_H",2.9169999999999998,0,0,-2.2170000000000001]
["HT","Battery",42,"NEWX_6",5.6820000000000004,0,0,-4.319]
["HT","Battery",42,"PAIS",0.29299999999999998,0,0,-0.223]
["HT","Battery",42,"PEMB_1",16.888000000000002,0,0,-12.835000000000001]
["HT","Battery",42,"RANN_P",0.12,0,0,-9.0999999999999998E-2]
["HT","Battery",42,"SALH_1",0,0,0,0]
["HT","Battery",42,"SPAV",0.80100000000000005,0,0,-0.60899999999999999]
["HT","Battery",42,"TARL_P",1.335,0,0,-1.014]
["HT","Battery",42,"THOM_6",43.625,0,0,-33.155000000000001]
["HT","Battery",42,"WATFS_1",12.82,0,0,-9.7430000000000003]
["HT","Battery",42,"WHHO",1.1539999999999999,0,0,-0.877]
["HT","Battery",43,"ACTL_2",3.2709999999999999,0,0,-2.4860000000000002]
["HT","Battery",43,"BARKW3",0,0,0,0]
["HT","Battery",43,"BOTW_1",14.058999999999999,0,0,-10.685]
["HT","Battery",43,"BRED_1",16.927,0,0,-12.864000000000001]
["HT","Battery",43,"CAIF_P",0,0,0,0]
["HT","Battery",43,"CLAY_P",1.012,0,0,-0.76900000000000002]
["HT","Battery",43,"DALL_P",0,0,0,0]
["HT","Battery",43,"DUNF",1.8029999999999999,0,0,-1.37]
["HT","Battery",43,"EAST",0,0,0,0]
["HT","Battery",43,"FAUG_P",0.39,0,0,-0.29699999999999999]
["HT","Battery",43,"G_EXTRA_11",0.80200000000000005,0,0,-0.61]
["HT","Battery",43,"GLLU",2.802,0,0,-2.129]
["HT","Battery",43,"HARM_6",7.2519999999999998,0,0,-5.5110000000000001]
["HT","Battery",43,"HEYS1",0,0,0,0]
["HT","Battery",43,"KAIM",8.1959999999999997,0,0,-6.2290000000000001]
["HT","Battery",43,"KINO_1",9.98,0,0,-7.585]
["HT","Battery",43,"LUNA_P",4.149,0,0,-3.1539999999999999]
["HT","Battery",43,"NEEP_3",4.7039999999999997,0,0,-3.5750000000000002]
["HT","Battery",43,"PEHG_P",0,0,0,0]
["HT","Battery",43,"PEHS_P",7.5449999999999999,0,0,-5.734]
["HT","Battery",43,"QUOI_P",0,0,0,0]
["HT","Battery",43,"SALT_1",7.54,0,0,-5.73]
["HT","Battery",43,"SLOY_P",0,0,0,0]
["HT","Battery",43,"SUND_1",32.478999999999999,0,0,-24.684000000000001]
["HT","Battery",43,"TRAW_1",12.096,0,0,-9.1929999999999996]
["HT","Battery",43,"UPPB_1",20.558,0,0,-15.624000000000001]
["HT","Battery",43,"WIEN_1",14.718999999999999,0,0,-11.186]
["HT","Battery",44,"ABNE_P",5.97,0,0,-4.5380000000000003]
["HT","Battery",44,"BAIN",1.1579999999999999,0,0,-0.88]
["HT","Battery",44,"BRAI_1",23.13,0,0,-17.579000000000001]
["HT","Battery",44,"BUST_1",13.439,0,0,-10.214]
["HT","Battery",44,"CANTN1",20.146999999999998,0,0,-15.311]
["HT","Battery",44,"CITR_1",0.88500000000000001,0,0,-0.67300000000000004]
["HT","Battery",44,"CUPA",7.4269999999999996,0,0,-5.6440000000000001]
["HT","Battery",44,"DYCE_P",4.702,0,0,-3.573]
["HT","Battery",44,"ERSK",0.90800000000000003,0,0,-0.69]
["HT","Battery",44,"FROD_1",27.852,0,0,-21.167999999999999]
["HT","Battery",44,"G_EXTRA_14",0,0,0,0]
["HT","Battery",44,"GLEF_P",0,0,0,0]
["HT","Battery",44,"HAWP_6",18.556999999999999,0,0,-14.103]
["HT","Battery",44,"IVER_6",3.8969999999999998,0,0,-2.9620000000000002]
["HT","Battery",44,"KILT",2.7610000000000001,0,0,-2.0990000000000002]
["HT","Battery",44,"KIRKB1",10.945,0,0,-8.3190000000000008]
["HT","Battery",44,"LOUD_H",3.4590000000000001,0,0,-2.629]
["HT","Battery",44,"NEAR",1.3169999999999999,0,0,-1.0009999999999999]
["HT","Battery",44,"PAIS",0.34699999999999998,0,0,-0.26400000000000001]
["HT","Battery",44,"PORA_P",1.641,0,0,-1.248]
["HT","Battery",44,"RANN_P",0.14199999999999999,0,0,-0.108]
["HT","Battery",44,"SALH_1",0,0,0,0]
["HT","Battery",44,"SJOW_1",2.5299999999999998,0,0,-1.923]
["HT","Battery",44,"SUND_1",35.31,0,0,-26.835000000000001]
["HT","Battery",44,"TYNE_1",0,0,0,0]
["HT","Battery",44,"USKM_1",27.568000000000001,0,0,-20.952000000000002]
["HT","Battery",44,"WHHO",1.369,0,0,-1.04]
["HT","Battery",44,"WYMOM_1",19.27,0,0,-14.646000000000001]
["HT","Battery",45,"BARKW3",0,0,0,0]
["HT","Battery",45,"BOTW_1",16.564,0,0,-12.589]
["HT","Battery",45,"BURM_1",45.601999999999997,0,0,-34.658000000000001]
["HT","Battery",45,"CAIF_P",0,0,0,0]
["HT","Battery",45,"CHSI_1",11.209,0,0,-8.5190000000000001]
["HT","Battery",45,"DALL_P",0,0,0,0]
["HT","Battery",45,"DUNF",2.1240000000000001,0,0,-1.6140000000000001]
["HT","Battery",45,"ELST_1",15.962999999999999,0,0,-12.132]
["HT","Battery",45,"FAUG_P",0.46,0,0,-0.34899999999999998]
["HT","Battery",45,"G_EXTRA_11",0.94499999999999995,0,0,-0.71899999999999997]
["HT","Battery",45,"GLLU",3.3010000000000002,0,0,-2.5089999999999999]
["HT","Battery",45,"HARM_6",8.5440000000000005,0,0,-6.4930000000000003]
["HT","Battery",45,"ISLI_1",0,0,0,0]
["HT","Battery",45,"KINL_P",0.111,0,0,-8.4000000000000005E-2]
["HT","Battery",45,"KINO_1",11.757999999999999,0,0,-8.9359999999999999]
["HT","Battery",45,"LITT_J",0.20499999999999999,0,0,-0.156]
["HT","Battery",45,"NEEP_3",5.5410000000000004,0,0,-4.2110000000000003]
["HT","Battery",45,"OSBA_1",40.249000000000002,0,0,-30.588999999999999]
["HT","Battery",45,"PYLE_1",10.602,0,0,-8.0570000000000004]
["HT","Battery",45,"RUGEB1",13.013999999999999,0,0,-9.891]
["HT","Battery",45,"RYEH_1",21.097999999999999,0,0,-16.033999999999999]
["HT","Battery",45,"SMAN_1",18.596,0,0,-14.132999999999999]
["HT","Battery",45,"STRI_P",0,0,0,0]
["HT","Battery",45,"TRAW_1",14.25,0,0,-10.83]
["HT","Battery",45,"WGEO",0,0,0,0]
["HT","Battery",45,"WTHU31",2.9740000000000002,0,0,-2.2599999999999998]
["HT","Battery",46,"ABNE_P",6.9909999999999997,0,0,-5.3129999999999997]
["HT","Battery",46,"BAIN",1.3560000000000001,0,0,-1.03]
["HT","Battery",46,"BOLN_1",74.103999999999999,0,0,-56.319000000000003]
["HT","Battery",46,"BUST_1",15.736000000000001,0,0,-11.959]
["HT","Battery",46,"CHAR_P",0,0,0,0]
["HT","Battery",46,"CITR_1",1.036,0,0,-0.78800000000000003]
["HT","Battery",46,"CUPA",8.6959999999999997,0,0,-6.609]
["HT","Battery",46,"DUNB_A",0,0,0,0]
["HT","Battery",46,"ERSK",1.0629999999999999,0,0,-0.80800000000000005]
["HT","Battery",46,"FROD_1",32.612000000000002,0,0,-24.785]
["HT","Battery",46,"G_EXTRA_7",1.0669999999999999,0,0,-0.81100000000000005]
["HT","Battery",46,"GLEF_P",0,0,0,0]
["HT","Battery",46,"HARG_P",0,0,0,0]
["HT","Battery",46,"IVER_6",4.5629999999999997,0,0,-3.468]
["HT","Battery",46,"KILT",3.2330000000000001,0,0,-2.4569999999999999]
["HT","Battery",46,"LINM",8.0869999999999997,0,0,-6.1459999999999999]
["HT","Battery",46,"LOUD_H",4.05,0,0,-3.0779999999999998]
["HT","Battery",46,"NEAR",1.542,0,0,-1.1719999999999999]
["HT","Battery",46,"ORMO",0,0,0,0]
["HT","Battery",46,"PORA_P",1.9219999999999999,0,0,-1.4610000000000001]
["HT","Battery",46,"ROTI3",0,0,0,0]
["HT","Battery",46,"SASA",0,0,0,0]
["HT","Battery",46,"SIGH",3.7360000000000002,0,0,-2.839]
["HT","Battery",46,"STLE",5.6660000000000004,0,0,-4.306]
["HT","Battery",46,"TYNE_1",0,0,0,0]
["HT","Battery",46,"WESA_H",0,0,0,0]
["HT","Battery",46,"WHHO",1.603,0,0,-1.218]
["HT","Battery",46,"WYMOM_1",22.564,0,0,-17.149000000000001]
["HT","Battery",47,"AYRR",1.8109999999999999,0,0,-1.3759999999999999]
["HT","Battery",47,"BOTW_1",19.283999999999999,0,0,-14.656000000000001]
["HT","Battery",47,"BURM_1",53.091000000000001,0,0,-40.348999999999997]
["HT","Battery",47,"CELL_1",70.209999999999994,0,0,-53.359000000000002]
["HT","Battery",47,"CHSI_1",13.048999999999999,0,0,-9.9169999999999998]
["HT","Battery",47,"CREB_1",69.221000000000004,0,0,-52.607999999999997]
["HT","Battery",47,"DUNF",2.4729999999999999,0,0,-1.879]
["HT","Battery",47,"ELST_1",18.584,0,0,-14.124000000000001]
["HT","Battery",47,"FOUR_1",0.51400000000000001,0,0,-0.39]
["HT","Battery",47,"G_EXTRA_9",3.2759999999999998,0,0,-2.4889999999999999]
["HT","Battery",47,"GALA",6.6310000000000002,0,0,-5.0389999999999997]
["HT","Battery",47,"HARM_6",9.9469999999999992,0,0,-7.5590000000000002]
["HT","Battery",47,"ISLI_1",0,0,0,0]
["HT","Battery",47,"KIIN_P",0.48799999999999999,0,0,-0.371]
["HT","Battery",47,"LITT_C",7.7380000000000004,0,0,-5.8810000000000002]
["HT","Battery",47,"MITY_1",30.975999999999999,0,0,-23.542000000000002]
["HT","Battery",47,"MYBS_P",0,0,0,0]
["HT","Battery",47,"OSBA_1",46.857999999999997,0,0,-35.612000000000002]
["HT","Battery",47,"POOB",3.8119999999999998,0,0,-2.8969999999999998]
["HT","Battery",47,"REBR_3",5.1120000000000001,0,0,-3.8849999999999998]
["HT","Battery",47,"SHIN_P",0.31,0,0,-0.23499999999999999]
["HT","Battery",47,"STES_1",32.765000000000001,0,0,-24.902000000000001]
["HT","Battery",47,"STRI_P",0,0,0,0]
["HT","Battery",47,"TRAW_1",16.59,0,0,-12.609]
["HT","Battery",47,"WBOL_6",21.513999999999999,0,0,-16.350999999999999]
["HT","Battery",47,"WTHU31",3.4630000000000001,0,0,-2.6320000000000001]
["HT","Battery",48,"ARMO_P",2.028,0,0,-1.542]
["HT","Battery",48,"BAIN",1.57,0,0,-1.1930000000000001]
["HT","Battery",48,"BOLN_1",85.811999999999998,0,0,-65.216999999999999]
["HT","Battery",48,"BRWA1",70.213999999999999,0,0,-53.363]
["HT","Battery",48,"CHAR_P",0,0,0,0]
["HT","Battery",48,"COWL_1",64.445999999999998,0,0,-48.978999999999999]
["HT","Battery",48,"CUPA",10.07,0,0,-7.6529999999999996]
["HT","Battery",48,"DUNB_A",0,0,0,0]
["HT","Battery",48,"ELGI_P",8.7449999999999992,0,0,-6.6470000000000002]
["HT","Battery",48,"FROD_1",37.765000000000001,0,0,-28.701000000000001]
["HT","Battery",48,"G_EXTRA_7",1.236,0,0,-0.93899999999999995]
["HT","Battery",48,"GRUB_P",1.048,0,0,-0.79600000000000004]
["HT","Battery",48,"HARG_P",0,0,0,0]
["HT","Battery",48,"IROA1",82.209000000000003,0,0,-62.478999999999999]
["HT","Battery",48,"KILT",3.7440000000000002,0,0,-2.8450000000000002]
["HT","Battery",48,"LINM",9.3650000000000002,0,0,-7.117]
["HT","Battery",48,"MILC_P",5.0039999999999996,0,0,-3.8029999999999999]
["HT","Battery",48,"NEAR",1.786,0,0,-1.357]
["HT","Battery",48,"ORMO",0,0,0,0]
["HT","Battery",48,"PERS_P",2.9140000000000001,0,0,-2.214]
["HT","Battery",48,"ROCH_1",25.853000000000002,0,0,-19.648]
["HT","Battery",48,"SFIL_P",0.35099999999999998,0,0,-0.26700000000000002]
["HT","Battery",48,"SIGH",4.3259999999999996,0,0,-3.2879999999999998]
["HT","Battery",48,"STLE",6.5609999999999999,0,0,-4.9870000000000001]
["HT","Battery",48,"TONG1",0,0,0,0]
["HT","Battery",48,"WESA_H",0,0,0,0]
["HT","Battery",48,"WMEL_1",38.054000000000002,0,0,-28.920999999999999]
["HT","Battery",49,"AXMI1",48.637999999999998,0,0,-36.965000000000003]
["HT","Battery",49,"AYRR",2.0859999999999999,0,0,-1.585]
["HT","Battery",49,"BLYTH132",9.9169999999999998,0,0,-7.5369999999999999]
["HT","Battery",49,"BURM_1",61.171999999999997,0,0,-46.49]
["HT","Battery",49,"CELL_1",80.897000000000006,0,0,-61.481000000000002]
["HT","Battery",49,"COUA_P",6.24,0,0,-4.742]
["HT","Battery",49,"DUBE_P",0,0,0,0]
["HT","Battery",49,"DUDH_P",4.3239999999999998,0,0,-3.286]
["HT","Battery",49,"ELST_1",21.413,0,0,-16.274000000000001]
["HT","Battery",49,"FOUR_1",0.59199999999999997,0,0,-0.45]
["HT","Battery",49,"G_EXTRA_5",2.7370000000000001,0,0,-2.08]
["HT","Battery",49,"HACK_6",0,0,0,0]
["HT","Battery",49,"INDQ1",132.69399999999999,0,0,-100.848]
["HT","Battery",49,"ISLI_1",0,0,0,0]
["HT","Battery",49,"KIIN_P",0.56200000000000006,0,0,-0.42699999999999999]
["HT","Battery",49,"LEVE",4.3810000000000002,0,0,-3.3290000000000002]
["HT","Battery",49,"MITY_1",35.692,0,0,-27.126000000000001]
["HT","Battery",49,"OCKH_1",8.8520000000000003,0,0,-6.7279999999999998]
["HT","Battery",49,"OLDB_1",12.430999999999999,0,0,-9.4480000000000004]
["HT","Battery",49,"ORMO",0,0,0,0]
["HT","Battery",49,"ORRI_P",0,0,0,0]
["HT","Battery",49,"OSBA_1",53.99,0,0,-41.033000000000001]
["HT","Battery",49,"PADIB1",27.565000000000001,0,0,-20.949000000000002]
["HT","Battery",49,"PAIS",0.505,0,0,-0.38400000000000001]
["HT","Battery",49,"PART",0.32600000000000001,0,0,-0.247]
["HT","Battery",49,"PEHG_P",0,0,0,0]
["HT","Battery",49,"PEHS_P",11.923999999999999,0,0,-9.0619999999999994]
["HT","Battery",49,"PELH_1",42.908999999999999,0,0,-32.610999999999997]
["HT","Battery",49,"PEMB_1",29.114999999999998,0,0,-22.128]
["HT","Battery",49,"PENE_1",36.929000000000002,0,0,-28.065999999999999]
["HT","Battery",49,"PENN_1",6.0919999999999996,0,0,-4.63]
["HT","Battery",49,"PENT_1",22.486999999999998,0,0,-17.09]
["HT","Battery",49,"PENW_1",32.648000000000003,0,0,-24.812000000000001]
["HT","Battery",49,"PERI_H",0,0,0,0]
["HT","Battery",49,"PERS_P",3.1240000000000001,0,0,-2.3740000000000001]
["HT","Battery",49,"PITS_3",5.1630000000000003,0,0,-3.9239999999999999]
["HT","Battery",49,"POOB",4.3920000000000003,0,0,-3.3380000000000001]
["HT","Battery",49,"POPP_3",9.5749999999999993,0,0,-7.2770000000000001]
["HT","Battery",49,"PORA_P",2.3860000000000001,0,0,-1.8129999999999999]
["HT","Battery",49,"PORD",2.11,0,0,-1.6040000000000001]
["HT","Battery",49,"PYLE_1",14.222,0,0,-10.808]
["HT","Battery",49,"QUOI_P",0,0,0,0]
["HT","Battery",49,"RAIN_1",25.082000000000001,0,0,-19.062999999999999]
["HT","Battery",49,"RANN_P",0.20699999999999999,0,0,-0.157]
["HT","Battery",49,"RASS_1",43.478999999999999,0,0,-33.043999999999997]
["HT","Battery",49,"RATS_1",59.113,0,0,-44.926000000000002]
["HT","Battery",49,"RAVE",0,0,0,0]
["HT","Battery",49,"RAYL_1",65.783000000000001,0,0,-49.994999999999997]
["HT","Battery",49,"REBR_3",5.89,0,0,-4.4770000000000003]
["HT","Battery",49,"REDH",1.7430000000000001,0,0,-1.3240000000000001]
["HT","Battery",49,"REDM_P",2.5310000000000001,0,0,-1.923]
["HT","Battery",49,"RICH_J",26.693000000000001,0,0,-20.286000000000001]
["HT","Battery",49,"ROCH_1",27.716999999999999,0,0,-21.065000000000001]
["HT","Battery",49,"ROTI3",0,0,0,0]
["HT","Battery",49,"RRIG",0,0,0,0]
["HT","Battery",49,"RUGEB1",17.457000000000001,0,0,-13.268000000000001]
["HT","Battery",49,"RYEH_1",28.300999999999998,0,0,-21.507999999999999]
["HT","Battery",49,"SAFO_1",0,0,0,0]
["HT","Battery",49,"SALH_1",0,0,0,0]
["HT","Battery",49,"SALL1",0,0,0,0]
["HT","Battery",49,"SALT_1",11.914999999999999,0,0,-9.0559999999999992]
["HT","Battery",49,"SANX",0,0,0,0]
["HT","Battery",49,"SASA",0,0,0,0]
["HT","Battery",49,"SBAR",38.606999999999999,0,0,-29.341999999999999]
["HT","Battery",49,"SEAB1",53.393000000000001,0,0,-40.578000000000003]
["HT","Battery",49,"SELL_1",42.146000000000001,0,0,-32.030999999999999]
["HT","Battery",49,"SFEG_P",0,0,0,0]
["HT","Battery",49,"SFIL_P",0.376,0,0,-0.28599999999999998]
["HT","Battery",49,"SHEC_3",0.80900000000000005,0,0,-0.61499999999999999]
["HT","Battery",49,"SHIN_P",0.35699999999999998,0,0,-0.27100000000000002]
["HT","Battery",49,"SHRU",0.624,0,0,-0.47399999999999998]
["HT","Battery",49,"SHRW_1",51.38,0,0,-39.048999999999999]
["HT","Battery",49,"SIGH",4.6379999999999999,0,0,-3.5249999999999999]
["HT","Battery",49,"SJOW_1",3.6779999999999999,0,0,-2.7949999999999999]
["HT","Battery",49,"SKLGB1",60.457000000000001,0,0,-45.948]
["HT","Battery",49,"SLOY_P",0,0,0,0]
["HT","Battery",49,"SMAN_1",24.945,0,0,-18.957999999999998]
["HT","Battery",49,"SPAV",1.381,0,0,-1.05]
["HT","Battery",49,"SPEN_1",28.135000000000002,0,0,-21.382999999999999]
["HT","Battery",49,"SSHI_3",12.327,0,0,-9.3680000000000003]
["HT","Battery",49,"STAH_1",18.027000000000001,0,0,-13.7]
["HT","Battery",49,"STAL_1",34.917999999999999,0,0,-26.538]
["HT","Battery",49,"STAY_1",45.930999999999997,0,0,-34.908000000000001]
["HT","Battery",49,"STEN_1",15.784000000000001,0,0,-11.996]
["HT","Battery",49,"STES_1",37.753,0,0,-28.692]
["HT","Battery",49,"STHA",2.78,0,0,-2.1120000000000001]
["HT","Battery",49,"STIR",16.91,0,0,-12.852]
["HT","Battery",49,"STLE",7.0350000000000001,0,0,-5.3460000000000001]
["HT","Battery",49,"STOR_P",0,0,0,0]
["HT","Battery",49,"STRI_P",0,0,0,0]
["HT","Battery",49,"SUND_1",51.329000000000001,0,0,-39.01]
["HT","Battery",49,"SWAN_1",101.17,0,0,-76.888999999999996]
["HT","Battery",49,"TARL_P",2.3010000000000002,0,0,-1.7490000000000001]
["HT","Battery",49,"TAUN1",31.843,0,0,-24.2]
["HT","Battery",49,"TAYN_P",3.5529999999999999,0,0,-2.7]
["HT","Battery",49,"TELR",1.643,0,0,-1.2490000000000001]
["HT","Battery",49,"TEMP_3",0,0,0,0]
["HT","Battery",49,"THOM_6",75.210999999999999,0,0,-57.16]
["HT","Battery",49,"THSO_P",5.5949999999999998,0,0,-4.2519999999999998]
["HT","Battery",49,"THUR_6",25.574000000000002,0,0,-19.436]
["HT","Battery",49,"TILBB_1",13.377000000000001,0,0,-10.166]
["HT","Battery",49,"TONG",4.782,0,0,-3.6339999999999999]
["HT","Battery",49,"TONG1",0,0,0,0]
["HT","Battery",49,"TOTT_1",12.987,0,0,-9.8699999999999992]
["HT","Battery",49,"TRAW_1",19.116,0,0,-14.528]
["HT","Battery",49,"TUMB_P",2.2050000000000001,0,0,-1.6759999999999999]
["HT","Battery",49,"TYNE_1",0,0,0,0]
["HT","Battery",49,"TYNE_2",25.207000000000001,0,0,-19.157]
["HT","Battery",49,"Unknown",0,0,0,0]
["HT","Battery",49,"UPPB_1",32.488999999999997,0,0,-24.692]
["HT","Battery",49,"UPPB_3",0,0,0,0]
["HT","Battery",49,"USKM_1",40.075000000000003,0,0,-30.457000000000001]
["HT","Battery",49,"WABO",0,0,0,0]
["HT","Battery",49,"WALH_1",44.234999999999999,0,0,-33.618000000000002]
["HT","Battery",49,"WALP_1",119.211,0,0,-90.600999999999999]
["HT","Battery",49,"WALP_B",73.459999999999994,0,0,-55.829000000000001]
["HT","Battery",49,"WARL_1",15.346,0,0,-11.663]
["HT","Battery",49,"WASF_1",3.6,0,0,-2.7360000000000002]
["HT","Battery",49,"WATFS_1",22.102,0,0,-16.797999999999998]
["HT","Battery",49,"WBOL_6",24.789000000000001,0,0,-18.84]
["HT","Battery",49,"WBUR_1",62.066000000000003,0,0,-47.17]
["HT","Battery",49,"WESA_H",0,0,0,0]
["HT","Battery",49,"WFIE",2.73,0,0,-2.0750000000000002]
["HT","Battery",49,"WGEO",0,0,0,0]
["HT","Battery",49,"WHAM_1",12.042,0,0,-9.1519999999999992]
["HT","Battery",49,"WHGA_1",35.457000000000001,0,0,-26.946999999999999]
["HT","Battery",49,"WHHO",1.99,0,0,-1.512]
["HT","Battery",49,"WIBA_3",0,0,0,0]
["HT","Battery",49,"WIEN_1",23.260999999999999,0,0,-17.678000000000001]
["HT","Battery",49,"WILL_1",76.248999999999995,0,0,-57.948999999999998]
["HT","Battery",49,"WIMBN1",0,0,0,0]
["HT","Battery",49,"WIMBS1",18.431000000000001,0,0,-14.007999999999999]
["HT","Battery",49,"WIOW_P",0.48499999999999999,0,0,-0.36799999999999999]
["HT","Battery",49,"WISD_1",1.4259999999999999,0,0,-1.0840000000000001]
["HT","Battery",49,"WISD_6",3.7080000000000002,0,0,-2.8180000000000001]
["HT","Battery",49,"WISH",6.1529999999999996,0,0,-4.6769999999999996]
["HT","Battery",49,"WMEL_1",40.798999999999999,0,0,-31.007000000000001]
["HT","Battery",49,"WOHI_P",5.3470000000000004,0,0,-4.0640000000000001]
["HT","Battery",49,"WTHU31",3.99,0,0,-3.032]
["HT","Battery",49,"WWEY_1",36.563000000000002,0,0,-27.788]
["HT","Battery",49,"WYLF_1",6.3019999999999996,0,0,-4.7889999999999997]
["HT","Battery",49,"WYMOM_1",28.013000000000002,0,0,-21.29]
["HT","Battery",50,"ABHA1",104.937,0,0,-79.751999999999995]
["HT","Battery",50,"ABNE_P",9.2840000000000007,0,0,-7.056]
["HT","Battery",50,"ABTH_1",21.018999999999998,0,0,-15.975]
["HT","Battery",50,"ACTL_2",5.53,0,0,-4.2030000000000003]
["HT","Battery",50,"ACTL_C",0,0,0,0]
["HT","Battery",50,"ALNE_P",3.4449999999999998,0,0,-2.6179999999999999]
["HT","Battery",50,"ALST_3",0,0,0,0]
["HT","Battery",50,"ALVE1",90.457999999999998,0,0,-68.748000000000005]
["HT","Battery",50,"AMEM_1",10.118,0,0,-7.69]
["HT","Battery",50,"ARBR_P",9.1419999999999995,0,0,-6.9480000000000004]
["HT","Battery",50,"ARDK_P",0,0,0,0]
["HT","Battery",50,"ARMO_P",2.3260000000000001,0,0,-1.768]
["HT","Battery",50,"AXMI_H",0,0,0,0]
["HT","Battery",50,"AXMI1",52.027000000000001,0,0,-39.540999999999997]
["HT","Battery",50,"AYRR",2.2320000000000002,0,0,-1.696]
["HT","Battery",50,"BAGA",6.1369999999999996,0,0,-4.6639999999999997]
["HT","Battery",50,"BAIN",1.8,0,0,-1.3680000000000001]
["HT","Battery",50,"BARKR_C",20.157,0,0,-15.32]
["HT","Battery",50,"BARKW3",0,0,0,0]
["HT","Battery",50,"BEAU_P",5.5730000000000004,0,0,-4.2359999999999998]
["HT","Battery",50,"BEDD_1",24.73,0,0,-18.794]
["HT","Battery",50,"BEDDT1",5.806,0,0,-4.4130000000000003]
["HT","Battery",50,"BERB_P",0,0,0,0]
["HT","Battery",50,"BERW",7.74,0,0,-5.8819999999999997]
["HT","Battery",50,"BESW_1",33.790999999999997,0,0,-25.681000000000001]
["HT","Battery",50,"BICF_1",32.121000000000002,0,0,-24.411999999999999]
["HT","Battery",50,"BIRK_1",16.751999999999999,0,0,-12.731999999999999]
["HT","Battery",50,"BISW_1",149.19200000000001,0,0,-113.386]
["HT","Battery",50,"BLYTB1",37.076999999999998,0,0,-28.178999999999998]
["HT","Battery",50,"BLYTH132",10.609,0,0,-8.0630000000000006]
["HT","Battery",50,"BOAG_P",3.7869999999999999,0,0,-2.8780000000000001]
["HT","Battery",50,"BOLN_1",98.411000000000001,0,0,-74.792000000000002]
["HT","Battery",50,"BONN",5.6070000000000002,0,0,-4.2610000000000001]
["HT","Battery",50,"BOTW_1",23.768000000000001,0,0,-18.062999999999999]
["HT","Battery",50,"BRAC_P",9.5540000000000003,0,0,-7.2610000000000001]
["HT","Battery",50,"BRAI_1",35.966000000000001,0,0,-27.334]
["HT","Battery",50,"BRAP",2.8069999999999999,0,0,-2.133]
["HT","Battery",50,"BRAW_1",43.406999999999996,0,0,-32.988999999999997]
["HT","Battery",50,"BRED_1",28.614999999999998,0,0,-21.748000000000001]
["HT","Battery",50,"BRFO_1",187.55,0,0,-142.53800000000001]
["HT","Battery",50,"BRID_P",7.1959999999999997,0,0,-5.4690000000000003]
["HT","Battery",50,"BRIM_1",17.683,0,0,-13.439]
["HT","Battery",50,"BRLE_1",43.848999999999997,0,0,-33.325000000000003]
["HT","Battery",50,"BROA_P",1.665,0,0,-1.266]
["HT","Battery",50,"BROR_P",1.2969999999999999,0,0,-0.98599999999999999]
["HT","Battery",50,"BROX",3.427,0,0,-2.605]
["HT","Battery",50,"BRWA1",80.522999999999996,0,0,-61.198]
["HT","Battery",50,"BUMU_P",4.9290000000000003,0,0,-3.746]
["HT","Battery",50,"BURM_1",65.435000000000002,0,0,-49.73]
["HT","Battery",50,"BUSH_1",28.649000000000001,0,0,-21.773]
["HT","Battery",50,"BUST_1",20.896999999999998,0,0,-15.882]
["HT","Battery",50,"CAAD_P",2.04,0,0,-1.5509999999999999]
["HT","Battery",50,"CAFA",0,0,0,0]
["HT","Battery",50,"CAIF_P",0,0,0,0]
["HT","Battery",50,"CAMB_01",0,0,0,0]
["HT","Battery",50,"CANTN1",31.327999999999999,0,0,-23.809000000000001]
["HT","Battery",50,"CAPEA1",19.626000000000001,0,0,-14.914999999999999]
["HT","Battery",50,"CARE_1",20.481000000000002,0,0,-15.566000000000001]
["HT","Battery",50,"CARR_1",14.157,0,0,-10.76]
["HT","Battery",50,"CASS_P",0,0,0,0]
["HT","Battery",50,"CATY",0.34599999999999997,0,0,-0.26300000000000001]
["HT","Battery",50,"CBNK_H",0,0,0,0]
["HT","Battery",50,"CEAN_P",0,0,0,0]
["HT","Battery",50,"CELL_1",86.534000000000006,0,0,-65.766000000000005]
["HT","Battery",50,"CHAP",7.1269999999999998,0,0,-5.4169999999999998]
["HT","Battery",50,"CHAR_P",0,0,0,0]
["HT","Battery",50,"CHAS",1.5609999999999999,0,0,-1.1859999999999999]
["HT","Battery",50,"CHIC_1",21.379000000000001,0,0,-16.248000000000001]
["HT","Battery",50,"CHSI_1",16.082999999999998,0,0,-12.223000000000001]
["HT","Battery",50,"CHTE_1",94.683000000000007,0,0,-71.959000000000003]
["HT","Battery",50,"CITR_1",1.3759999999999999,0,0,-1.046]
["HT","Battery",50,"CLAC_P",0.33,0,0,-0.251]
["HT","Battery",50,"CLAY_P",1.71,0,0,-1.3]
["HT","Battery",50,"CLT03",0,0,0,0]
["HT","Battery",50,"CLYM",0,0,0,0]
["HT","Battery",50,"COAT",6.0419999999999998,0,0,-4.5919999999999996]
["HT","Battery",50,"COCK",7.2249999999999996,0,0,-5.4909999999999997]
["HT","Battery",50,"CONQA1",40.962000000000003,0,0,-31.131]
["HT","Battery",50,"COUA_P",6.6740000000000004,0,0,-5.0730000000000004]
["HT","Battery",50,"COVE_1",59.008000000000003,0,0,-44.845999999999997]
["HT","Battery",50,"COWL_1",73.909000000000006,0,0,-56.170999999999999]
["HT","Battery",50,"COYL",6.1660000000000004,0,0,-4.6859999999999999]
["HT","Battery",50,"CRAI_P",0.44500000000000001,0,0,-0.33800000000000002]
["HT","Battery",50,"CREB_1",85.314999999999998,0,0,-64.84]
["HT","Battery",50,"CUMB",4.4820000000000002,0,0,-3.4060000000000001]
["HT","Battery",50,"CUPA",11.548,0,0,-8.7769999999999992]
["HT","Battery",50,"CURR",0.123,0,0,-9.2999999999999999E-2]
["HT","Battery",50,"DALL_P",0,0,0,0]
["HT","Battery",50,"DALM3",3.6349999999999998,0,0,-2.7629999999999999]
["HT","Battery",50,"DEVM",2.0409999999999999,0,0,-1.5509999999999999]
["HT","Battery",50,"DEVO",6.0890000000000004,0,0,-4.6269999999999998]
["HT","Battery",50,"DEWP",0.59699999999999998,0,0,-0.45300000000000001]
["HT","Battery",50,"DOUN_P",2.024,0,0,-1.538]
["HT","Battery",50,"DRAK_1",33.743000000000002,0,0,-25.645]
["HT","Battery",50,"DRAX_1",8.3520000000000003,0,0,-6.3470000000000004]
["HT","Battery",50,"DRCR",0,0,0,0]
["HT","Battery",50,"DRUM",2.2160000000000002,0,0,-1.6839999999999999]
["HT","Battery",50,"DUBE_P",0,0,0,0]
["HT","Battery",50,"DUDH_P",4.625,0,0,-3.5150000000000001]
["HT","Battery",50,"DUGR_P",0.23300000000000001,0,0,-0.17699999999999999]
["HT","Battery",50,"DUNB_A",0,0,0,0]
["HT","Battery",50,"DUNB_B",5.266,0,0,-4.0019999999999998]
["HT","Battery",50,"DUNF",3.048,0,0,-2.3159999999999998]
["HT","Battery",50,"DUNO_P",2.629,0,0,-1.998]
["HT","Battery",50,"DYCE_P",7.3109999999999999,0,0,-5.5570000000000004]
["HT","Battery",50,"EALI_6",7.266,0,0,-5.5220000000000002]
["HT","Battery",50,"EASO_1",56.027999999999999,0,0,-42.581000000000003]
["HT","Battery",50,"EAST",0,0,0,0]
["HT","Battery",50,"ECCL",11.728999999999999,0,0,-8.9139999999999997]
["HT","Battery",50,"ECLA_1",49.908000000000001,0,0,-37.93]
["HT","Battery",50,"ECLA_H",0,0,0,0]
["HT","Battery",50,"EERH",6.5780000000000003,0,0,-4.9989999999999997]
["HT","Battery",50,"EKIL",8.0030000000000001,0,0,-6.0819999999999999]
["HT","Battery",50,"EKIS",0,0,0,0]
["HT","Battery",50,"ELDE",3.7120000000000002,0,0,-2.8210000000000002]
["HT","Battery",50,"ELGI_P",10.029999999999999,0,0,-7.6219999999999999]
["HT","Battery",50,"ELLA_1",42.93,0,0,-32.627000000000002]
["HT","Battery",50,"ELST_1",22.905000000000001,0,0,-17.408000000000001]
["HT","Battery",50,"ENDE_1",69.712000000000003,0,0,-52.981000000000002]
["HT","Battery",50,"ERSK",1.4119999999999999,0,0,-1.073]
["HT","Battery",50,"EXET1",94.872,0,0,-72.102999999999994]
["HT","Battery",50,"FASN_P",0,0,0,0]
["HT","Battery",50,"FAUG_P",0.66,0,0,-0.501]
["HT","Battery",50,"FAWL_1",33.302,0,0,-25.309000000000001]
["HT","Battery",50,"FECK_6",83.938000000000002,0,0,-63.792999999999999]
["HT","Battery",50,"FERRA2",11.967000000000001,0,0,-9.0950000000000006]
["HT","Battery",50,"FERRB_M",63.987000000000002,0,0,-48.63]
["HT","Battery",50,"FETT_P",0,0,0,0]
["HT","Battery",50,"FIDD_P",5.702,0,0,-4.3330000000000002]
["HT","Battery",50,"FIDF_1",40.792999999999999,0,0,-31.003]
["HT","Battery",50,"FINN",0,0,0,0]
["HT","Battery",50,"FLEE_1",98.99,0,0,-75.233000000000004]
["HT","Battery",50,"FOUR_1",0.63300000000000001,0,0,-0.48099999999999998]
["HT","Battery",50,"FRAS_P",0,0,0,0]
["HT","Battery",50,"FROD_1",43.31,0,0,-32.915999999999997]
["HT","Battery",50,"FWIL_P",1.7529999999999999,0,0,-1.333]
["HT","Battery",50,"G_EXTRA_10",1.357,0,0,-1.0309999999999999]
["HT","Battery",50,"G_EXTRA_11",1.357,0,0,-1.0309999999999999]
["HT","Battery",50,"G_EXTRA_12",0,0,0,0]
["HT","Battery",50,"G_EXTRA_14",0,0,0,0]
["HT","Battery",50,"G_EXTRA_17",0,0,0,0]
["HT","Battery",50,"G_EXTRA_18",0,0,0,0]
["HT","Battery",50,"G_EXTRA_19",0,0,0,0]
["HT","Battery",50,"G_EXTRA_2",3.2250000000000001,0,0,-2.4510000000000001]
["HT","Battery",50,"G_EXTRA_20",0,0,0,0]
["HT","Battery",50,"G_EXTRA_3",3.2250000000000001,0,0,-2.4510000000000001]
["HT","Battery",50,"G_EXTRA_4",2.927,0,0,-2.2250000000000001]
["HT","Battery",50,"G_EXTRA_5",2.927,0,0,-2.2250000000000001]
["HT","Battery",50,"G_EXTRA_6",1.417,0,0,-1.077]
["HT","Battery",50,"G_EXTRA_7",1.417,0,0,-1.077]
["HT","Battery",50,"G_EXTRA_8",4.0369999999999999,0,0,-3.0680000000000001]
["HT","Battery",50,"G_EXTRA_9",4.0369999999999999,0,0,-3.0680000000000001]
["HT","Battery",50,"GALA",8.173,0,0,-6.2110000000000003]
["HT","Battery",50,"GIFF",2.1440000000000001,0,0,-1.629]
["HT","Battery",50,"GLEF_P",0,0,0,0]
["HT","Battery",50,"GLLE",0,0,0,0]
["HT","Battery",50,"GLLU",4.7370000000000001,0,0,-3.6]
["HT","Battery",50,"GLNI",2.6070000000000002,0,0,-1.982]
["HT","Battery",50,"GLRO",3.5019999999999998,0,0,-2.661]
["HT","Battery",50,"GORG",0.68799999999999994,0,0,-0.52300000000000002]
["HT","Battery",50,"GOVA",2.6669999999999998,0,0,-2.0270000000000001]
["HT","Battery",50,"GREE_H",0,0,0,0]
["HT","Battery",50,"GREN_1",120.794,0,0,-91.804000000000002]
["HT","Battery",50,"GRIW_1",31.248999999999999,0,0,-23.748999999999999]
["HT","Battery",50,"GRUB_P",1.202,0,0,-0.91300000000000003]
["HT","Battery",50,"HACK_1",11.246,0,0,-8.5470000000000006]
["HT","Battery",50,"HACK_6",0,0,0,0]
["HT","Battery",50,"HAGR",1.462,0,0,-1.111]
["HT","Battery",50,"HAMHC1",36.808999999999997,0,0,-27.975000000000001]
["HT","Battery",50,"HARG_P",0,0,0,0]
["HT","Battery",50,"HARK_1",49.94,0,0,-37.954000000000001]
["HT","Battery",50,"HARM_6",12.259,0,0,-9.3170000000000002]
["HT","Battery",50,"HAWI",3.5670000000000002,0,0,-2.7109999999999999]
["HT","Battery",50,"HAWP_6",28.856000000000002,0,0,-21.93]
["HT","Battery",50,"HELE",2.0070000000000001,0,0,-1.5249999999999999]
["HT","Battery",50,"HEYS_1",14.500999999999999,0,0,-11.021000000000001]
["HT","Battery",50,"HEYS1",0,0,0,0]
["HT","Battery",50,"HUER",0,0,0,0]
["HT","Battery",50,"HURS_1",13.273,0,0,-10.087999999999999]
["HT","Battery",50,"HUTT_1",28.196000000000002,0,0,-21.428999999999998]
["HT","Battery",50,"IMPK_1",0,0,0,0]
["HT","Battery",50,"INDQ1",141.94200000000001,0,0,-107.876]
["HT","Battery",50,"INKE",4.7,0,0,-3.5720000000000001]
["HT","Battery",50,"INNE_P",6.5060000000000002,0,0,-4.9450000000000003]
["HT","Battery",50,"IROA1",94.278999999999996,0,0,-71.652000000000001]
["HT","Battery",50,"IRONB1",25.651,0,0,-19.495000000000001]
["HT","Battery",50,"ISLI_1",0,0,0,0]
["HT","Battery",50,"IVER_1",22.913,0,0,-17.414000000000001]
["HT","Battery",50,"IVER_6",6.06,0,0,-4.6059999999999999]
["HT","Battery",50,"JOHN",3.298,0,0,-2.5059999999999998]
["HT","Battery",50,"JORD_3",4.3369999999999997,0,0,-3.2959999999999998]
["HT","Battery",50,"KAIM",13.855,0,0,-10.53]
["HT","Battery",50,"KEAD_1",79.878,0,0,-60.707000000000001]
["HT","Battery",50,"KEAR_1",60.58,0,0,-46.040999999999997]
["HT","Battery",50,"KEAR_3",0,0,0,0]
["HT","Battery",50,"KEIT_P",7.2350000000000003,0,0,-5.4989999999999997]
["HT","Battery",50,"KEMS_1",14.951000000000001,0,0,-11.363]
["HT","Battery",50,"KEOO",0,0,0,0]
["HT","Battery",50,"KIBY_1",20.059999999999999,0,0,-15.244999999999999]
["HT","Battery",50,"KIBY_G",18.641999999999999,0,0,-14.167999999999999]
["HT","Battery",50,"KIER",3.5390000000000001,0,0,-2.69]
["HT","Battery",50,"KIIN_P",0.60099999999999998,0,0,-0.45700000000000002]
["HT","Battery",50,"KILS",4.0209999999999999,0,0,-3.056]
["HT","Battery",50,"KILT",4.2939999999999996,0,0,-3.2629999999999999]
["HT","Battery",50,"KILW",3.8370000000000002,0,0,-2.9159999999999999]
["HT","Battery",50,"KINL_P",0.159,0,0,-0.121]
["HT","Battery",50,"KINO_1",16.872,0,0,-12.823]
["HT","Battery",50,"KINT_P",15.845000000000001,0,0,-12.042]
["HT","Battery",50,"KIRKB1",17.02,0,0,-12.935]
["HT","Battery",50,"KITW_1",22.442,0,0,-17.056000000000001]
["HT","Battery",50,"KNAR",16.934000000000001,0,0,-12.87]
["HT","Battery",50,"LACK_6",21.254000000000001,0,0,-16.152999999999999]
["HT","Battery",50,"LAIR_P",0.84299999999999997,0,0,-0.64]
["HT","Battery",50,"LALE1SG003",7.7110000000000003,0,0,-5.86]
["HT","Battery",50,"LAND1",54.057000000000002,0,0,-41.082999999999998]
["HT","Battery",50,"LEGA_1",60.731999999999999,0,0,-46.155999999999999]
["HT","Battery",50,"LEVE",4.6859999999999999,0,0,-3.5609999999999999]
["HT","Battery",50,"LING",6.5419999999999998,0,0,-4.9720000000000004]
["HT","Battery",50,"LINM",10.74,0,0,-8.1620000000000008]
["HT","Battery",50,"LISD_1",34.19,0,0,-25.984000000000002]
["HT","Battery",50,"LITT_C",9.5370000000000008,0,0,-7.2480000000000002]
["HT","Battery",50,"LITT_J",0.29499999999999998,0,0,-0.224]
["HT","Battery",50,"LODR_6",2.9769999999999999,0,0,-2.262]
["HT","Battery",50,"LOUD_H",5.3789999999999996,0,0,-4.0880000000000001]
["HT","Battery",50,"LOVE_1",92.430999999999997,0,0,-70.248000000000005]
["HT","Battery",50,"LUNA_P",7.0149999999999997,0,0,-5.3310000000000004]
["HT","Battery",50,"LYND_P",1.96,0,0,-1.49]
["HT","Battery",50,"MACC_3",8.8569999999999993,0,0,-6.7309999999999999]
["HT","Battery",50,"MACD_P",7.093,0,0,-5.391]
["HT","Battery",50,"MAGA_6",2,0,0,-1.52]
["HT","Battery",50,"MANN_1",119.57899999999999,0,0,-90.88]
["HT","Battery",50,"MAYB",2.556,0,0,-1.9419999999999999]
["HT","Battery",50,"MELK_1",88.983999999999995,0,0,-67.628]
["HT","Battery",50,"MILC_P",5.7389999999999999,0,0,-4.3609999999999998]
["HT","Battery",50,"MILH_1",6.7960000000000003,0,0,-5.165]
["HT","Battery",50,"MITY_1",38.179000000000002,0,0,-29.015999999999998]
["HT","Battery",50,"MYBS_P",0,0,0,0]
["HT","Battery",50,"NAIR_P",5.4390000000000001,0,0,-4.1340000000000003]
["HT","Battery",50,"NEAR",2.048,0,0,-1.5569999999999999]
["HT","Battery",50,"NECE_1",38.823999999999998,0,0,-29.506]
["HT","Battery",50,"NEEP_3",7.9509999999999996,0,0,-6.0430000000000001]
["HT","Battery",50,"NETS",0,0,0,0]
["HT","Battery",50,"NEWX_6",10.478999999999999,0,0,-7.9640000000000004]
["HT","Battery",50,"NFLE",56.177,0,0,-42.695]
["HT","Battery",50,"NHYD_6",11.167999999999999,0,0,-8.4879999999999995]
["HT","Battery",50,"NINF_1",85.013000000000005,0,0,-64.61]
["HT","Battery",50,"NORL_3",2.85,0,0,-2.1659999999999999]
["HT","Battery",50,"NORM_1",149.75800000000001,0,0,-113.816]
["HT","Battery",50,"NORT_1",90.682000000000002,0,0,-68.918000000000006]
["HT","Battery",50,"NURS_1",43.03,0,0,-32.703000000000003]
["HT","Battery",50,"OCKH_1",9.4689999999999994,0,0,-7.1970000000000001]
["HT","Battery",50,"OFFE_3",5.4619999999999997,0,0,-4.1509999999999998]
["HT","Battery",50,"OLDB_1",13.298,0,0,-10.106]
["HT","Battery",50,"ORMO",0,0,0,0]
["HT","Battery",50,"ORRI_P",0,0,0,0]
["HT","Battery",50,"OSBA_1",57.753,0,0,-43.892000000000003]
["HT","Battery",50,"PADIB1",29.486000000000001,0,0,-22.408999999999999]
["HT","Battery",50,"PAIS",0.54,0,0,-0.41099999999999998]
["HT","Battery",50,"PART",0.34799999999999998,0,0,-0.26500000000000001]
["HT","Battery",50,"PEHG_P",0,0,0,0]
["HT","Battery",50,"PEHS_P",12.755000000000001,0,0,-9.6940000000000008]
["HT","Battery",50,"PELH_1",45.9,0,0,-34.884]
["HT","Battery",50,"PEMB_1",31.143999999999998,0,0,-23.67]
["HT","Battery",50,"PENE_1",39.503,0,0,-30.021999999999998]
["HT","Battery",50,"PENN_1",6.516,0,0,-4.952]
["HT","Battery",50,"PENT_1",24.053999999999998,0,0,-18.280999999999999]
["HT","Battery",50,"PENW_1",34.923000000000002,0,0,-26.541]
["HT","Battery",50,"PERI_H",0,0,0,0]
["HT","Battery",50,"PERS_P",3.3410000000000002,0,0,-2.5390000000000001]
["HT","Battery",50,"PITS_3",5.5229999999999997,0,0,-4.1970000000000001]
["HT","Battery",50,"POOB",4.6989999999999998,0,0,-3.5710000000000002]
["HT","Battery",50,"POPP_3",10.242000000000001,0,0,-7.7839999999999998]
["HT","Battery",50,"PORA_P",2.552,0,0,-1.94]
["HT","Battery",50,"PORD",2.2570000000000001,0,0,-1.716]
["HT","Battery",50,"PYLE_1",15.212999999999999,0,0,-11.561999999999999]
["HT","Battery",50,"QUOI_P",0,0,0,0]
["HT","Battery",50,"RAIN_1",26.83,0,0,-20.390999999999998]
["HT","Battery",50,"RANN_P",0.222,0,0,-0.16800000000000001]
["HT","Battery",50,"RASS_1",46.509,0,0,-35.347000000000001]
["HT","Battery",50,"RATS_1",63.231999999999999,0,0,-48.057000000000002]
["HT","Battery",50,"RAVE",0,0,0,0]
["HT","Battery",50,"RAYL_1",70.367000000000004,0,0,-53.478999999999999]
["HT","Battery",50,"REBR_3",6.3010000000000002,0,0,-4.7889999999999997]
["HT","Battery",50,"REDH",1.8640000000000001,0,0,-1.417]
["HT","Battery",50,"REDM_P",2.7069999999999999,0,0,-2.0569999999999999]
["HT","Battery",50,"RICH_J",28.553000000000001,0,0,-21.7]
["HT","Battery",50,"ROCH_1",29.648,0,0,-22.533000000000001]
["HT","Battery",50,"ROTI3",0,0,0,0]
["HT","Battery",50,"RRIG",0,0,0,0]
["HT","Battery",50,"RUGEB1",18.673999999999999,0,0,-14.192]
["HT","Battery",50,"RYEH_1",30.273,0,0,-23.007000000000001]
["HT","Battery",50,"SAFO_1",0,0,0,0]
["HT","Battery",50,"SALH_1",0,0,0,0]
["HT","Battery",50,"SALL1",0,0,0,0]
["HT","Battery",50,"SALT_1",12.746,0,0,-9.6869999999999994]
["HT","Battery",50,"SANX",0,0,0,0]
["HT","Battery",50,"SASA",0,0,0,0]
["HT","Battery",50,"SBAR",41.298000000000002,0,0,-31.385999999999999]
["HT","Battery",50,"SEAB1",57.113,0,0,-43.405999999999999]
["HT","Battery",50,"SELL_1",45.082999999999998,0,0,-34.262999999999998]
["HT","Battery",50,"SFEG_P",0,0,0,0]
["HT","Battery",50,"SFIL_P",0.40300000000000002,0,0,-0.30599999999999999]
["HT","Battery",50,"SHEC_3",0.86499999999999999,0,0,-0.65700000000000003]
["HT","Battery",50,"SHIN_P",0.38200000000000001,0,0,-0.28999999999999998]
["HT","Battery",50,"SHRU",0.66700000000000004,0,0,-0.50700000000000001]
["HT","Battery",50,"SHRW_1",54.960999999999999,0,0,-41.77]
["HT","Battery",50,"SIGH",4.9610000000000003,0,0,-3.77]
["HT","Battery",50,"SJOW_1",3.9340000000000002,0,0,-2.99]
["HT","Battery",50,"SKLGB1",64.67,0,0,-49.15]
["HT","Battery",50,"SLOY_P",0,0,0,0]
["HT","Battery",50,"SMAN_1",26.684000000000001,0,0,-20.279]
["HT","Battery",50,"SPAV",1.4770000000000001,0,0,-1.123]
["HT","Battery",50,"SPEN_1",30.096,0,0,-22.873000000000001]
["HT","Battery",50,"SSHI_3",13.186,0,0,-10.021000000000001]
["HT","Battery",50,"STAH_1",19.283000000000001,0,0,-14.654999999999999]
["HT","Battery",50,"STAL_1",37.351999999999997,0,0,-28.387]
["HT","Battery",50,"STAY_1",49.131999999999998,0,0,-37.340000000000003]
["HT","Battery",50,"STEN_1",16.884,0,0,-12.832000000000001]
["HT","Battery",50,"STES_1",40.383000000000003,0,0,-30.690999999999999]
["HT","Battery",50,"STHA",2.9729999999999999,0,0,-2.2599999999999998]
["HT","Battery",50,"STIR",18.088000000000001,0,0,-13.747]
["HT","Battery",50,"STLE",7.5250000000000004,0,0,-5.7190000000000003]
["HT","Battery",50,"STOR_P",0,0,0,0]
["HT","Battery",50,"STRI_P",0,0,0,0]
["HT","Battery",50,"SUND_1",54.905999999999999,0,0,-41.728999999999999]
["HT","Battery",50,"SWAN_1",108.22,0,0,-82.247]
["HT","Battery",50,"TARL_P",2.4609999999999999,0,0,-1.87]
["HT","Battery",50,"TAUN1",34.061999999999998,0,0,-25.887]
["HT","Battery",50,"TAYN_P",3.8,0,0,-2.8879999999999999]
["HT","Battery",50,"TELR",1.758,0,0,-1.3360000000000001]
["HT","Battery",50,"TEMP_3",0,0,0,0]
["HT","Battery",50,"THOM_6",80.451999999999998,0,0,-61.143999999999998]
["HT","Battery",50,"THSO_P",5.9850000000000003,0,0,-4.5490000000000004]
["HT","Battery",50,"THUR_6",27.356999999999999,0,0,-20.791]
["HT","Battery",50,"TILBB_1",14.308999999999999,0,0,-10.875]
["HT","Battery",50,"TONG",5.1150000000000002,0,0,-3.8879999999999999]
["HT","Battery",50,"TONG1",0,0,0,0]
["HT","Battery",50,"TOTT_1",13.891999999999999,0,0,-10.558]
["HT","Battery",50,"TRAW_1",20.448,0,0,-15.54]
["HT","Battery",50,"TUMB_P",2.359,0,0,-1.7929999999999999]
["HT","Battery",50,"TYNE_1",0,0,0,0]
["HT","Battery",50,"TYNE_2",26.963999999999999,0,0,-20.492999999999999]
["HT","Battery",50,"Unknown",0,0,0,0]
["HT","Battery",50,"UPPB_1",34.753999999999998,0,0,-26.413]
["HT","Battery",50,"UPPB_3",0,0,0,0]
["HT","Battery",50,"USKM_1",42.868000000000002,0,0,-32.579000000000001]
["HT","Battery",50,"WABO",0,0,0,0]
["HT","Battery",50,"WALH_1",47.317,0,0,-35.960999999999999]
["HT","Battery",50,"WALP_1",127.51900000000001,0,0,-96.914000000000001]
["HT","Battery",50,"WALP_B",78.578999999999994,0,0,-59.72]
["HT","Battery",50,"WARL_1",16.414999999999999,0,0,-12.475]
["HT","Battery",50,"WASF_1",3.851,0,0,-2.927]
["HT","Battery",50,"WATFS_1",23.643000000000001,0,0,-17.968]
["HT","Battery",50,"WBOL_6",26.516999999999999,0,0,-20.152999999999999]
["HT","Battery",50,"WBUR_1",66.391000000000005,0,0,-50.457000000000001]
["HT","Battery",50,"WESA_H",0,0,0,0]
["HT","Battery",50,"WFIE",2.9209999999999998,0,0,-2.2200000000000002]
["HT","Battery",50,"WGEO",0,0,0,0]
["HT","Battery",50,"WHAM_1",12.881,0,0,-9.7889999999999997]
["HT","Battery",50,"WHGA_1",37.927999999999997,0,0,-28.824999999999999]
["HT","Battery",50,"WHHO",2.129,0,0,-1.6180000000000001]
["HT","Battery",50,"WIBA_3",0,0,0,0]
["HT","Battery",50,"WIEN_1",24.882000000000001,0,0,-18.91]
["HT","Battery",50,"WILL_1",81.561999999999998,0,0,-61.987000000000002]
["HT","Battery",50,"WIMBN1",0,0,0,0]
["HT","Battery",50,"WIMBS1",19.716000000000001,0,0,-14.984]
["HT","Battery",50,"WIOW_P",0.51800000000000002,0,0,-0.39400000000000002]
["HT","Battery",50,"WISD_1",1.5249999999999999,0,0,-1.159]
["HT","Battery",50,"WISD_6",3.9670000000000001,0,0,-3.0150000000000001]
["HT","Battery",50,"WISH",6.5819999999999999,0,0,-5.0019999999999998]
["HT","Battery",50,"WMEL_1",43.642000000000003,0,0,-33.167999999999999]
["HT","Battery",50,"WOHI_P",5.72,0,0,-4.3470000000000004]
["HT","Battery",50,"WTHU31",4.2679999999999998,0,0,-3.2440000000000002]
["HT","Battery",50,"WWEY_1",39.110999999999997,0,0,-29.725000000000001]
["HT","Battery",50,"WYLF_1",6.7409999999999997,0,0,-5.1230000000000002]
["HT","Battery",50,"WYMOM_1",29.965,0,0,-22.774000000000001]

{"sheet":"LV Gain","index":13,"n_rows":31041,"n_cols":8,"rows_kept":4500,"cut":true,"hidden":false,"merged":[],"bounds":{"rows_first":2000,"rows_last":500,"rows_between":2000,"halvings":0}}
[]
[null,null,null,null,null,null,null,"All values given in Mvar"]
["GSP","Scenario","Year","Peak","SummerAM","SummerPM"]
["ABNE_P","HT",24,1.3236662658017089,1.6673026270577354,1.482562750119272]
["ABNE_P","HT",25,1.3236662658017089,1.6673026270577354,1.482562750119272]
["ABNE_P","HT",26,1.3236662658017089,1.6673026270577354,1.482562750119272]
["ABNE_P","HT",27,1.3236662658017089,1.6673026270577354,1.482562750119272]
["ABNE_P","HT",28,1.3236662658017089,1.6673026270577354,1.482562750119272]
["ABNE_P","HT",29,1.3236662658017089,1.6673026270577354,1.482562750119272]
["ABNE_P","HT",30,1.3236662658017089,1.6673026270577354,1.482562750119272]
["ABNE_P","HT",31,1.3236662658017089,1.6673026270577354,1.482562750119272]
["ABNE_P","HT",32,1.3236662658017089,1.6673026270577354,1.482562750119272]
["ABNE_P","HT",33,1.3236662658017089,1.6673026270577354,1.482562750119272]
["ABNE_P","HT",34,1.3236662658017089,1.6673026270577354,1.482562750119272]
["ABNE_P","HT",35,1.3236662658017089,1.6673026270577354,1.482562750119272]
["ABNE_P","HT",36,1.3236662658017089,1.6673026270577354,1.482562750119272]
["ABNE_P","HT",37,1.3236662658017089,1.6673026270577354,1.482562750119272]
["ABNE_P","HT",38,1.3236662658017089,1.6673026270577354,1.482562750119272]
["ABNE_P","HT",39,1.3236662658017089,1.6673026270577354,1.482562750119272]
["ABNE_P","HT",40,1.3236662658017089,1.6673026270577354,1.482562750119272]
["ABNE_P","HT",41,1.3236662658017089,1.6673026270577354,1.482562750119272]
["ABNE_P","HT",42,1.3236662658017089,1.6673026270577354,1.482562750119272]
["ABNE_P","HT",43,1.3236662658017089,1.6673026270577354,1.482562750119272]
["ABNE_P","HT",44,1.3236662658017089,1.6673026270577354,1.482562750119272]
["ABNE_P","HT",45,1.3236662658017089,1.6673026270577354,1.482562750119272]
["ABNE_P","HT",46,1.3236662658017089,1.6673026270577354,1.482562750119272]
["ABNE_P","HT",47,1.3236662658017089,1.6673026270577354,1.482562750119272]
["ABNE_P","HT",48,1.3236662658017089,1.6673026270577354,1.482562750119272]
["ABNE_P","HT",49,1.3236662658017089,1.6673026270577354,1.482562750119272]
["ABNE_P","HT",50,1.3236662658017089,1.6673026270577354,1.482562750119272]
["ALNE_P","HT",24,0.72018417789568789,0.90715084518953493,0.80663703756681449]
["ALNE_P","HT",25,0.72018417789568789,0.90715084518953493,0.80663703756681449]
["ALNE_P","HT",26,0.72018417789568789,0.90715084518953493,0.80663703756681449]
["ALNE_P","HT",27,0.72018417789568789,0.90715084518953493,0.80663703756681449]
["ALNE_P","HT",28,0.72018417789568789,0.90715084518953493,0.80663703756681449]
["ALNE_P","HT",29,0.72018417789568789,0.90715084518953493,0.80663703756681449]
["ALNE_P","HT",30,0.72018417789568789,0.90715084518953493,0.80663703756681449]
["ALNE_P","HT",31,0.72018417789568789,0.90715084518953493,0.80663703756681449]
["ALNE_P","HT",32,0.72018417789568789,0.90715084518953493,0.80663703756681449]
["ALNE_P","HT",33,0.72018417789568789,0.90715084518953493,0.80663703756681449]
["ALNE_P","HT",34,0.72018417789568789,0.90715084518953493,0.80663703756681449]
["ALNE_P","HT",35,0.72018417789568789,0.90715084518953493,0.80663703756681449]
["ALNE_P","HT",36,0.72018417789568789,0.90715084518953493,0.80663703756681449]
["ALNE_P","HT",37,0.72018417789568789,0.90715084518953493,0.80663703756681449]
["ALNE_P","HT",38,0.72018417789568789,0.90715084518953493,0.80663703756681449]
["ALNE_P","HT",39,0.72018417789568789,0.90715084518953493,0.80663703756681449]
["ALNE_P","HT",40,0.72018417789568789,0.90715084518953493,0.80663703756681449]
["ALNE_P","HT",41,0.72018417789568789,0.90715084518953493,0.80663703756681449]
["ALNE_P","HT",42,0.72018417789568789,0.90715084518953493,0.80663703756681449]
["ALNE_P","HT",43,0.72018417789568789,0.90715084518953493,0.80663703756681449]
["ALNE_P","HT",44,0.72018417789568789,0.90715084518953493,0.80663703756681449]
["ALNE_P","HT",45,0.72018417789568789,0.90715084518953493,0.80663703756681449]
["ALNE_P","HT",46,0.72018417789568789,0.90715084518953493,0.80663703756681449]
["ALNE_P","HT",47,0.72018417789568789,0.90715084518953493,0.80663703756681449]
["ALNE_P","HT",48,0.72018417789568789,0.90715084518953493,0.80663703756681449]
["ALNE_P","HT",49,0.72018417789568789,0.90715084518953493,0.80663703756681449]
["ALNE_P","HT",50,0.72018417789568789,0.90715084518953493,0.80663703756681449]
["ARBR_P","HT",24,0.72358568829681247,0.91143542006636336,0.81044687449107589]
["ARBR_P","HT",25,0.72358568829681247,0.91143542006636336,0.81044687449107589]
["ARBR_P","HT",26,0.72358568829681247,0.91143542006636336,0.81044687449107589]
["ARBR_P","HT",27,0.72358568829681247,0.91143542006636336,0.81044687449107589]
["ARBR_P","HT",28,0.72358568829681247,0.91143542006636336,0.81044687449107589]
["ARBR_P","HT",29,0.72358568829681247,0.91143542006636336,0.81044687449107589]
["ARBR_P","HT",30,0.72358568829681247,0.91143542006636336,0.81044687449107589]
["ARBR_P","HT",31,0.72358568829681247,0.91143542006636336,0.81044687449107589]
["ARBR_P","HT",32,0.72358568829681247,0.91143542006636336,0.81044687449107589]
["ARBR_P","HT",33,0.72358568829681247,0.91143542006636336,0.81044687449107589]
["ARBR_P","HT",34,0.72358568829681247,0.91143542006636336,0.81044687449107589]
["ARBR_P","HT",35,0.72358568829681247,0.91143542006636336,0.81044687449107589]
["ARBR_P","HT",36,0.72358568829681247,0.91143542006636336,0.81044687449107589]
["ARBR_P","HT",37,0.72358568829681247,0.91143542006636336,0.81044687449107589]
["ARBR_P","HT",38,0.72358568829681247,0.91143542006636336,0.81044687449107589]
["ARBR_P","HT",39,0.72358568829681247,0.91143542006636336,0.81044687449107589]
["ARBR_P","HT",40,0.72358568829681247,0.91143542006636336,0.81044687449107589]
["ARBR_P","HT",41,0.72358568829681247,0.91143542006636336,0.81044687449107589]
["ARBR_P","HT",42,0.72358568829681247,0.91143542006636336,0.81044687449107589]
["ARBR_P","HT",43,0.72358568829681247,0.91143542006636336,0.81044687449107589]
["ARBR_P","HT",44,0.72358568829681247,0.91143542006636336,0.81044687449107589]
["ARBR_P","HT",45,0.72358568829681247,0.91143542006636336,0.81044687449107589]
["ARBR_P","HT",46,0.72358568829681247,0.91143542006636336,0.81044687449107589]
["ARBR_P","HT",47,0.72358568829681247,0.91143542006636336,0.81044687449107589]
["ARBR_P","HT",48,0.72358568829681247,0.91143542006636336,0.81044687449107589]
["ARBR_P","HT",49,0.72358568829681247,0.91143542006636336,0.81044687449107589]
["ARBR_P","HT",50,0.72358568829681247,0.91143542006636336,0.81044687449107589]
["ARDK_P","HT",24,0,0,0]
["ARDK_P","HT",25,0,0,0]
["ARDK_P","HT",26,0,0,0]
["ARDK_P","HT",27,0,0,0]
["ARDK_P","HT",28,0,0,0]
["ARDK_P","HT",29,0,0,0]
["ARDK_P","HT",30,0,0,0]
["ARDK_P","HT",31,0,0,0]
["ARDK_P","HT",32,0,0,0]
["ARDK_P","HT",33,0,0,0]
["ARDK_P","HT",34,0,0,0]
["ARDK_P","HT",35,0,0,0]
["ARDK_P","HT",36,0,0,0]
["ARDK_P","HT",37,0,0,0]
["ARDK_P","HT",38,0,0,0]
["ARDK_P","HT",39,0,0,0]
["ARDK_P","HT",40,0,0,0]
["ARDK_P","HT",41,0,0,0]
["ARDK_P","HT",42,0,0,0]
["ARDK_P","HT",43,0,0,0]
["ARDK_P","HT",44,0,0,0]
["ARDK_P","HT",45,0,0,0]
["ARDK_P","HT",46,0,0,0]
["ARDK_P","HT",47,0,0,0]
["ARDK_P","HT",48,0,0,0]
["ARDK_P","HT",49,0,0,0]
["ARDK_P","HT",50,0,0,0]
["ARMO_P","HT",24,3.561200914155954,4.4857225669767953,3.9886971190736986]
["ARMO_P","HT",25,3.561200914155954,4.4857225669767953,3.9886971190736986]
["ARMO_P","HT",26,3.561200914155954,4.4857225669767953,3.9886971190736986]
["ARMO_P","HT",27,3.561200914155954,4.4857225669767953,3.9886971190736986]
["ARMO_P","HT",28,3.561200914155954,4.4857225669767953,3.9886971190736986]
["ARMO_P","HT",29,3.561200914155954,4.4857225669767953,3.9886971190736986]
["ARMO_P","HT",30,3.561200914155954,4.4857225669767953,3.9886971190736986]
["ARMO_P","HT",31,3.561200914155954,4.4857225669767953,3.9886971190736986]
["ARMO_P","HT",32,3.561200914155954,4.4857225669767953,3.9886971190736986]
["ARMO_P","HT",33,3.561200914155954,4.4857225669767953,3.9886971190736986]
["ARMO_P","HT",34,3.561200914155954,4.4857225669767953,3.9886971190736986]
["ARMO_P","HT",35,3.561200914155954,4.4857225669767953,3.9886971190736986]
["ARMO_P","HT",36,3.561200914155954,4.4857225669767953,3.9886971190736986]
["ARMO_P","HT",37,3.561200914155954,4.4857225669767953,3.9886971190736986]
["ARMO_P","HT",38,3.561200914155954,4.4857225669767953,3.9886971190736986]
["ARMO_P","HT",39,3.561200914155954,4.4857225669767953,3.9886971190736986]
["ARMO_P","HT",40,3.561200914155954,4.4857225669767953,3.9886971190736986]
["ARMO_P","HT",41,3.561200914155954,4.4857225669767953,3.9886971190736986]
["ARMO_P","HT",42,3.561200914155954,4.4857225669767953,3.9886971190736986]
["ARMO_P","HT",43,3.561200914155954,4.4857225669767953,3.9886971190736986]
["ARMO_P","HT",44,3.561200914155954,4.4857225669767953,3.9886971190736986]
["ARMO_P","HT",45,3.561200914155954,4.4857225669767953,3.9886971190736986]
["ARMO_P","HT",46,3.561200914155954,4.4857225669767953,3.9886971190736986]
["ARMO_P","HT",47,3.561200914155954,4.4857225669767953,3.9886971190736986]
["ARMO_P","HT",48,3.561200914155954,4.4857225669767953,3.9886971190736986]
["ARMO_P","HT",49,3.561200914155954,4.4857225669767953,3.9886971190736986]
["ARMO_P","HT",50,3.561200914155954,4.4857225669767953,3.9886971190736986]
["BEAU_P","HT",24,1.5975383251440647,2.0122744797192933,1.7893111533759709]
["BEAU_P","HT",25,1.5975383251440647,2.0122744797192933,1.7893111533759709]
["BEAU_P","HT",26,1.5975383251440647,2.0122744797192933,1.7893111533759709]
["BEAU_P","HT",27,1.5975383251440647,2.0122744797192933,1.7893111533759709]
["BEAU_P","HT",28,1.5975383251440647,2.0122744797192933,1.7893111533759709]
["BEAU_P","HT",29,1.5975383251440647,2.0122744797192933,1.7893111533759709]
["BEAU_P","HT",30,1.5975383251440647,2.0122744797192933,1.7893111533759709]
["BEAU_P","HT",31,1.5975383251440647,2.0122744797192933,1.7893111533759709]
["BEAU_P","HT",32,1.5975383251440647,2.0122744797192933,1.7893111533759709]
["BEAU_P","HT",33,1.5975383251440647,2.0122744797192933,1.7893111533759709]
["BEAU_P","HT",34,1.5975383251440647,2.0122744797192933,1.7893111533759709]
["BEAU_P","HT",35,1.5975383251440647,2.0122744797192933,1.7893111533759709]
["BEAU_P","HT",36,1.5975383251440647,2.0122744797192933,1.7893111533759709]
["BEAU_P","HT",37,1.5975383251440647,2.0122744797192933,1.7893111533759709]
["BEAU_P","HT",38,1.5975383251440647,2.0122744797192933,1.7893111533759709]
["BEAU_P","HT",39,1.5975383251440647,2.0122744797192933,1.7893111533759709]
["BEAU_P","HT",40,1.5975383251440647,2.0122744797192933,1.7893111533759709]
["BEAU_P","HT",41,1.5975383251440647,2.0122744797192933,1.7893111533759709]
["BEAU_P","HT",42,1.5975383251440647,2.0122744797192933,1.7893111533759709]
["BEAU_P","HT",43,1.5975383251440647,2.0122744797192933,1.7893111533759709]
["BEAU_P","HT",44,1.5975383251440647,2.0122744797192933,1.7893111533759709]
["BEAU_P","HT",45,1.5975383251440647,2.0122744797192933,1.7893111533759709]
["BEAU_P","HT",46,1.5975383251440647,2.0122744797192933,1.7893111533759709]
["BEAU_P","HT",47,1.5975383251440647,2.0122744797192933,1.7893111533759709]
["BEAU_P","HT",48,1.5975383251440647,2.0122744797192933,1.7893111533759709]
["BEAU_P","HT",49,1.5975383251440647,2.0122744797192933,1.7893111533759709]
["BEAU_P","HT",50,1.5975383251440647,2.0122744797192933,1.7893111533759709]
["BERB_P","HT",24,0,0,0]
["BERB_P","HT",25,0,0,0]
["BERB_P","HT",26,0,0,0]
["BERB_P","HT",27,0,0,0]
["BERB_P","HT",28,0,0,0]
["BERB_P","HT",29,0,0,0]
["BERB_P","HT",30,0,0,0]
["BERB_P","HT",31,0,0,0]
["BERB_P","HT",32,0,0,0]
["BERB_P","HT",33,0,0,0]
["BERB_P","HT",34,0,0,0]
["BERB_P","HT",35,0,0,0]
["BERB_P","HT",36,0,0,0]
["BERB_P","HT",37,0,0,0]
["BERB_P","HT",38,0,0,0]
["BERB_P","HT",39,0,0,0]
["BERB_P","HT",40,0,0,0]
["BERB_P","HT",41,0,0,0]
["BERB_P","HT",42,0,0,0]
["BERB_P","HT",43,0,0,0]
["BERB_P","HT",44,0,0,0]
["BERB_P","HT",45,0,0,0]
["BERB_P","HT",46,0,0,0]
["BERB_P","HT",47,0,0,0]
["BERB_P","HT",48,0,0,0]
["BERB_P","HT",49,0,0,0]
["BERB_P","HT",50,0,0,0]
["BOAG_P","HT",24,0.63571843445480902,0.80075699080656093,0.71203179746822176]
["BOAG_P","HT",25,0.63571843445480902,0.80075699080656093,0.71203179746822176]
["BOAG_P","HT",26,0.63571843445480902,0.80075699080656093,0.71203179746822176]
["BOAG_P","HT",27,0.63571843445480902,0.80075699080656093,0.71203179746822176]
["BOAG_P","HT",28,0.63571843445480902,0.80075699080656093,0.71203179746822176]
["BOAG_P","HT",29,0.63571843445480902,0.80075699080656093,0.71203179746822176]
["BOAG_P","HT",30,0.63571843445480902,0.80075699080656093,0.71203179746822176]
["BOAG_P","HT",31,0.63571843445480902,0.80075699080656093,0.71203179746822176]
["BOAG_P","HT",32,0.63571843445480902,0.80075699080656093,0.71203179746822176]
["BOAG_P","HT",33,0.63571843445480902,0.80075699080656093,0.71203179746822176]
["BOAG_P","HT",34,0.63571843445480902,0.80075699080656093,0.71203179746822176]
["BOAG_P","HT",35,0.63571843445480902,0.80075699080656093,0.71203179746822176]
["BOAG_P","HT",36,0.63571843445480902,0.80075699080656093,0.71203179746822176]
["BOAG_P","HT",37,0.63571843445480902,0.80075699080656093,0.71203179746822176]
["BOAG_P","HT",38,0.63571843445480902,0.80075699080656093,0.71203179746822176]
["BOAG_P","HT",39,0.63571843445480902,0.80075699080656093,0.71203179746822176]
["BOAG_P","HT",40,0.63571843445480902,0.80075699080656093,0.71203179746822176]
["BOAG_P","HT",41,0.63571843445480902,0.80075699080656093,0.71203179746822176]
["BOAG_P","HT",42,0.63571843445480902,0.80075699080656093,0.71203179746822176]
["BOAG_P","HT",43,0.63571843445480902,0.80075699080656093,0.71203179746822176]
["BOAG_P","HT",44,0.63571843445480902,0.80075699080656093,0.71203179746822176]
["BOAG_P","HT",45,0.63571843445480902,0.80075699080656093,0.71203179746822176]
["BOAG_P","HT",46,0.63571843445480902,0.80075699080656093,0.71203179746822176]
["BOAG_P","HT",47,0.63571843445480902,0.80075699080656093,0.71203179746822176]
["BOAG_P","HT",48,0.63571843445480902,0.80075699080656093,0.71203179746822176]
["BOAG_P","HT",49,0.63571843445480902,0.80075699080656093,0.71203179746822176]
["BOAG_P","HT",50,0.63571843445480902,0.80075699080656093,0.71203179746822176]
["BRAC_P","HT",24,1.5702543574976326,1.9779073343830769,1.7587519443418418]
["BRAC_P","HT",25,1.5702543574976326,1.9779073343830769,1.7587519443418418]
["BRAC_P","HT",26,1.5702543574976326,1.9779073343830769,1.7587519443418418]
["BRAC_P","HT",27,1.5702543574976326,1.9779073343830769,1.7587519443418418]
["BRAC_P","HT",28,1.5702543574976326,1.9779073343830769,1.7587519443418418]
["BRAC_P","HT",29,1.5702543574976326,1.9779073343830769,1.7587519443418418]
["BRAC_P","HT",30,1.5702543574976326,1.9779073343830769,1.7587519443418418]
["BRAC_P","HT",31,1.5702543574976326,1.9779073343830769,1.7587519443418418]
["BRAC_P","HT",32,1.5702543574976326,1.9779073343830769,1.7587519443418418]
["BRAC_P","HT",33,1.5702543574976326,1.9779073343830769,1.7587519443418418]
["BRAC_P","HT",34,1.5702543574976326,1.9779073343830769,1.7587519443418418]
["BRAC_P","HT",35,1.5702543574976326,1.9779073343830769,1.7587519443418418]
["BRAC_P","HT",36,1.5702543574976326,1.9779073343830769,1.7587519443418418]
["BRAC_P","HT",37,1.5702543574976326,1.9779073343830769,1.7587519443418418]
["BRAC_P","HT",38,1.5702543574976326,1.9779073343830769,1.7587519443418418]
["BRAC_P","HT",39,1.5702543574976326,1.9779073343830769,1.7587519443418418]
["BRAC_P","HT",40,1.5702543574976326,1.9779073343830769,1.7587519443418418]
["BRAC_P","HT",41,1.5702543574976326,1.9779073343830769,1.7587519443418418]
["BRAC_P","HT",42,1.5702543574976326,1.9779073343830769,1.7587519443418418]
["BRAC_P","HT",43,1.5702543574976326,1.9779073343830769,1.7587519443418418]
["BRAC_P","HT",44,1.5702543574976326,1.9779073343830769,1.7587519443418418]
["BRAC_P","HT",45,1.5702543574976326,1.9779073343830769,1.7587519443418418]
["BRAC_P","HT",46,1.5702543574976326,1.9779073343830769,1.7587519443418418]
["BRAC_P","HT",47,1.5702543574976326,1.9779073343830769,1.7587519443418418]
["BRAC_P","HT",48,1.5702543574976326,1.9779073343830769,1.7587519443418418]
["BRAC_P","HT",49,1.5702543574976326,1.9779073343830769,1.7587519443418418]
["BRAC_P","HT",50,1.5702543574976326,1.9779073343830769,1.7587519443418418]
["BRID_P","HT",24,1.084341561198833,1.3658469512477065,1.2145088596526892]
["BRID_P","HT",25,1.084341561198833,1.3658469512477065,1.2145088596526892]
["BRID_P","HT",26,1.084341561198833,1.3658469512477065,1.2145088596526892]
["BRID_P","HT",27,1.084341561198833,1.3658469512477065,1.2145088596526892]
["BRID_P","HT",28,1.084341561198833,1.3658469512477065,1.2145088596526892]
["BRID_P","HT",29,1.084341561198833,1.3658469512477065,1.2145088596526892]
["BRID_P","HT",30,1.084341561198833,1.3658469512477065,1.2145088596526892]
["BRID_P","HT",31,1.084341561198833,1.3658469512477065,1.2145088596526892]
["BRID_P","HT",32,1.084341561198833,1.3658469512477065,1.2145088596526892]
["BRID_P","HT",33,1.084341561198833,1.3658469512477065,1.2145088596526892]
["BRID_P","HT",34,1.084341561198833,1.3658469512477065,1.2145088596526892]
["BRID_P","HT",35,1.084341561198833,1.3658469512477065,1.2145088596526892]
["BRID_P","HT",36,1.084341561198833,1.3658469512477065,1.2145088596526892]
["BRID_P","HT",37,1.084341561198833,1.3658469512477065,1.2145088596526892]
["BRID_P","HT",38,1.084341561198833,1.3658469512477065,1.2145088596526892]
["BRID_P","HT",39,1.084341561198833,1.3658469512477065,1.2145088596526892]
["BRID_P","HT",40,1.084341561198833,1.3658469512477065,1.2145088596526892]
["BRID_P","HT",41,1.084341561198833,1.3658469512477065,1.2145088596526892]
["BRID_P","HT",42,1.084341561198833,1.3658469512477065,1.2145088596526892]
["BRID_P","HT",43,1.084341561198833,1.3658469512477065,1.2145088596526892]
["BRID_P","HT",44,1.084341561198833,1.3658469512477065,1.2145088596526892]
["BRID_P","HT",45,1.084341561198833,1.3658469512477065,1.2145088596526892]
["BRID_P","HT",46,1.084341561198833,1.3658469512477065,1.2145088596526892]
["BRID_P","HT",47,1.084341561198833,1.3658469512477065,1.2145088596526892]
["BRID_P","HT",48,1.084341561198833,1.3658469512477065,1.2145088596526892]
["BRID_P","HT",49,1.084341561198833,1.3658469512477065,1.2145088596526892]
["BRID_P","HT",50,1.084341561198833,1.3658469512477065,1.2145088596526892]
["BROA_P","HT",24,0.36290322928834184,0.45711636172408898,0.40646711602567021]
["BROA_P","HT",25,0.36290322928834184,0.45711636172408898,0.40646711602567021]
["BROA_P","HT",26,0.36290322928834184,0.45711636172408898,0.40646711602567021]
["BROA_P","HT",27,0.36290322928834184,0.45711636172408898,0.40646711602567021]
["BROA_P","HT",28,0.36290322928834184,0.45711636172408898,0.40646711602567021]
["BROA_P","HT",29,0.36290322928834184,0.45711636172408898,0.40646711602567021]
["BROA_P","HT",30,0.36290322928834184,0.45711636172408898,0.40646711602567021]
["BROA_P","HT",31,0.36290322928834184,0.45711636172408898,0.40646711602567021]
["BROA_P","HT",32,0.36290322928834184,0.45711636172408898,0.40646711602567021]
["BROA_P","HT",33,0.36290322928834184,0.45711636172408898,0.40646711602567021]
["BROA_P","HT",34,0.36290322928834184,0.45711636172408898,0.40646711602567021]
["BROA_P","HT",35,0.36290322928834184,0.45711636172408898,0.40646711602567021]
["BROA_P","HT",36,0.36290322928834184,0.45711636172408898,0.40646711602567021]
["BROA_P","HT",37,0.36290322928834184,0.45711636172408898,0.40646711602567021]
["BROA_P","HT",38,0.36290322928834184,0.45711636172408898,0.40646711602567021]
["BROA_P","HT",39,0.36290322928834184,0.45711636172408898,0.40646711602567021]
["BROA_P","HT",40,0.36290322928834184,0.45711636172408898,0.40646711602567021]
["BROA_P","HT",41,0.36290322928834184,0.45711636172408898,0.40646711602567021]
["BROA_P","HT",42,0.36290322928834184,0.45711636172408898,0.40646711602567021]
["BROA_P","HT",43,0.36290322928834184,0.45711636172408898,0.40646711602567021]
["BROA_P","HT",44,0.36290322928834184,0.45711636172408898,0.40646711602567021]
["BROA_P","HT",45,0.36290322928834184,0.45711636172408898,0.40646711602567021]
["BROA_P","HT",46,0.36290322928834184,0.45711636172408898,0.40646711602567021]
["BROA_P","HT",47,0.36290322928834184,0.45711636172408898,0.40646711602567021]
["BROA_P","HT",48,0.36290322928834184,0.45711636172408898,0.40646711602567021]
["BROA_P","HT",49,0.36290322928834184,0.45711636172408898,0.40646711602567021]
["BROA_P","HT",50,0.36290322928834184,0.45711636172408898,0.40646711602567021]
["BROR_P","HT",24,0.1839308630075806,0.2316810656980782,0.20601042206599515]
["BROR_P","HT",25,0.1839308630075806,0.2316810656980782,0.20601042206599515]
["BROR_P","HT",26,0.1839308630075806,0.2316810656980782,0.20601042206599515]
["BROR_P","HT",27,0.1839308630075806,0.2316810656980782,0.20601042206599515]
["BROR_P","HT",28,0.1839308630075806,0.2316810656980782,0.20601042206599515]
["BROR_P","HT",29,0.1839308630075806,0.2316810656980782,0.20601042206599515]
["BROR_P","HT",30,0.1839308630075806,0.2316810656980782,0.20601042206599515]
["BROR_P","HT",31,0.1839308630075806,0.2316810656980782,0.20601042206599515]
["BROR_P","HT",32,0.1839308630075806,0.2316810656980782,0.20601042206599515]
["BROR_P","HT",33,0.1839308630075806,0.2316810656980782,0.20601042206599515]
["BROR_P","HT",34,0.1839308630075806,0.2316810656980782,0.20601042206599515]
["BROR_P","HT",35,0.1839308630075806,0.2316810656980782,0.20601042206599515]
["BROR_P","HT",36,0.1839308630075806,0.2316810656980782,0.20601042206599515]
["BROR_P","HT",37,0.1839308630075806,0.2316810656980782,0.20601042206599515]
["BROR_P","HT",38,0.1839308630075806,0.2316810656980782,0.20601042206599515]
["BROR_P","HT",39,0.1839308630075806,0.2316810656980782,0.20601042206599515]
["BROR_P","HT",40,0.1839308630075806,0.2316810656980782,0.20601042206599515]
["BROR_P","HT",41,0.1839308630075806,0.2316810656980782,0.20601042206599515]
["BROR_P","HT",42,0.1839308630075806,0.2316810656980782,0.20601042206599515]
["BROR_P","HT",43,0.1839308630075806,0.2316810656980782,0.20601042206599515]
["BROR_P","HT",44,0.1839308630075806,0.2316810656980782,0.20601042206599515]
["BROR_P","HT",45,0.1839308630075806,0.2316810656980782,0.20601042206599515]
["BROR_P","HT",46,0.1839308630075806,0.2316810656980782,0.20601042206599515]
["BROR_P","HT",47,0.1839308630075806,0.2316810656980782,0.20601042206599515]
["BROR_P","HT",48,0.1839308630075806,0.2316810656980782,0.20601042206599515]
["BROR_P","HT",49,0.1839308630075806,0.2316810656980782,0.20601042206599515]
["BROR_P","HT",50,0.1839308630075806,0.2316810656980782,0.20601042206599515]
["BUMU_P","HT",24,1.6632621133442138,2.0950607888951369,1.8629246031553632]
["BUMU_P","HT",25,1.6632621133442138,2.0950607888951369,1.8629246031553632]
["BUMU_P","HT",26,1.6632621133442138,2.0950607888951369,1.8629246031553632]
["BUMU_P","HT",27,1.6632621133442138,2.0950607888951369,1.8629246031553632]
["BUMU_P","HT",28,1.6632621133442138,2.0950607888951369,1.8629246031553632]
["BUMU_P","HT",29,1.6632621133442138,2.0950607888951369,1.8629246031553632]
["BUMU_P","HT",30,1.6632621133442138,2.0950607888951369,1.8629246031553632]
["BUMU_P","HT",31,1.6632621133442138,2.0950607888951369,1.8629246031553632]
["BUMU_P","HT",32,1.6632621133442138,2.0950607888951369,1.8629246031553632]
["BUMU_P","HT",33,1.6632621133442138,2.0950607888951369,1.8629246031553632]
["BUMU_P","HT",34,1.6632621133442138,2.0950607888951369,1.8629246031553632]
["BUMU_P","HT",35,1.6632621133442138,2.0950607888951369,1.8629246031553632]
["BUMU_P","HT",36,1.6632621133442138,2.0950607888951369,1.8629246031553632]
["BUMU_P","HT",37,1.6632621133442138,2.0950607888951369,1.8629246031553632]
["BUMU_P","HT",38,1.6632621133442138,2.0950607888951369,1.8629246031553632]
["BUMU_P","HT",39,1.6632621133442138,2.0950607888951369,1.8629246031553632]
["BUMU_P","HT",40,1.6632621133442138,2.0950607888951369,1.8629246031553632]
["BUMU_P","HT",41,1.6632621133442138,2.0950607888951369,1.8629246031553632]
["BUMU_P","HT",42,1.6632621133442138,2.0950607888951369,1.8629246031553632]
["BUMU_P","HT",43,1.6632621133442138,2.0950607888951369,1.8629246031553632]
["BUMU_P","HT",44,1.6632621133442138,2.0950607888951369,1.8629246031553632]
["BUMU_P","HT",45,1.6632621133442138,2.0950607888951369,1.8629246031553632]
["BUMU_P","HT",46,1.6632621133442138,2.0950607888951369,1.8629246031553632]
["BUMU_P","HT",47,1.6632621133442138,2.0950607888951369,1.8629246031553632]
["BUMU_P","HT",48,1.6632621133442138,2.0950607888951369,1.8629246031553632]
["BUMU_P","HT",49,1.6632621133442138,2.0950607888951369,1.8629246031553632]
["BUMU_P","HT",50,1.6632621133442138,2.0950607888951369,1.8629246031553632]
["CAIF_P","HT",24,0,0,0]
["CAIF_P","HT",25,0,0,0]
["CAIF_P","HT",26,0,0,0]
["CAIF_P","HT",27,0,0,0]
["CAIF_P","HT",28,0,0,0]
["CAIF_P","HT",29,0,0,0]
["CAIF_P","HT",30,0,0,0]
["CAIF_P","HT",31,0,0,0]
["CAIF_P","HT",32,0,0,0]
["CAIF_P","HT",33,0,0,0]
["CAIF_P","HT",34,0,0,0]
["CAIF_P","HT",35,0,0,0]
["CAIF_P","HT",36,0,0,0]
["CAIF_P","HT",37,0,0,0]
["CAIF_P","HT",38,0,0,0]
["CAIF_P","HT",39,0,0,0]
["CAIF_P","HT",40,0,0,0]
["CAIF_P","HT",41,0,0,0]
["CAIF_P","HT",42,0,0,0]
["CAIF_P","HT",43,0,0,0]
["CAIF_P","HT",44,0,0,0]
["CAIF_P","HT",45,0,0,0]
["CAIF_P","HT",46,0,0,0]
["CAIF_P","HT",47,0,0,0]
["CAIF_P","HT",48,0,0,0]
["CAIF_P","HT",49,0,0,0]
["CAIF_P","HT",50,0,0,0]
["CAAD_P","HT",24,1.6764888498320403,2.1117213120672651,1.8777391129220058]
["CAAD_P","HT",25,1.6764888498320403,2.1117213120672651,1.8777391129220058]
["CAAD_P","HT",26,1.6764888498320403,2.1117213120672651,1.8777391129220058]
["CAAD_P","HT",27,1.6764888498320403,2.1117213120672651,1.8777391129220058]
["CAAD_P","HT",28,1.6764888498320403,2.1117213120672651,1.8777391129220058]
["CAAD_P","HT",29,1.6764888498320403,2.1117213120672651,1.8777391129220058]
["CAAD_P","HT",30,1.6764888498320403,2.1117213120672651,1.8777391129220058]
["CAAD_P","HT",31,1.6764888498320403,2.1117213120672651,1.8777391129220058]
["CAAD_P","HT",32,1.6764888498320403,2.1117213120672651,1.8777391129220058]
["CAAD_P","HT",33,1.6764888498320403,2.1117213120672651,1.8777391129220058]
["CAAD_P","HT",34,1.6764888498320403,2.1117213120672651,1.8777391129220058]
["CAAD_P","HT",35,1.6764888498320403,2.1117213120672651,1.8777391129220058]
["CAAD_P","HT",36,1.6764888498320403,2.1117213120672651,1.8777391129220058]
["CAAD_P","HT",37,1.6764888498320403,2.1117213120672651,1.8777391129220058]
["CAAD_P","HT",38,1.6764888498320403,2.1117213120672651,1.8777391129220058]
["CAAD_P","HT",39,1.6764888498320403,2.1117213120672651,1.8777391129220058]
["CAAD_P","HT",40,1.6764888498320403,2.1117213120672651,1.8777391129220058]
["CAAD_P","HT",41,1.6764888498320403,2.1117213120672651,1.8777391129220058]
["CAAD_P","HT",42,1.6764888498320403,2.1117213120672651,1.8777391129220058]
["CAAD_P","HT",43,1.6764888498320403,2.1117213120672651,1.8777391129220058]
["CAAD_P","HT",44,1.6764888498320403,2.1117213120672651,1.8777391129220058]
["CAAD_P","HT",45,1.6764888498320403,2.1117213120672651,1.8777391129220058]
["CAAD_P","HT",46,1.6764888498320403,2.1117213120672651,1.8777391129220058]
["CAAD_P","HT",47,1.6764888498320403,2.1117213120672651,1.8777391129220058]
["CAAD_P","HT",48,1.6764888498320403,2.1117213120672651,1.8777391129220058]
["CAAD_P","HT",49,1.6764888498320403,2.1117213120672651,1.8777391129220058]
["CAAD_P","HT",50,1.6764888498320403,2.1117213120672651,1.8777391129220058]
["CASS_P","HT",24,0.21330712662017182,0.26868368694773931,0.23891309194202587]
["CASS_P","HT",25,0.21330712662017182,0.26868368694773931,0.23891309194202587]
["CASS_P","HT",26,0.21330712662017182,0.26868368694773931,0.23891309194202587]
["CASS_P","HT",27,0.21330712662017182,0.26868368694773931,0.23891309194202587]
["CASS_P","HT",28,0.21330712662017182,0.26868368694773931,0.23891309194202587]
["CASS_P","HT",29,0.21330712662017182,0.26868368694773931,0.23891309194202587]
["CASS_P","HT",30,0.21330712662017182,0.26868368694773931,0.23891309194202587]
["CASS_P","HT",31,0.21330712662017182,0.26868368694773931,0.23891309194202587]
["CASS_P","HT",32,0.21330712662017182,0.26868368694773931,0.23891309194202587]
["CASS_P","HT",33,0.21330712662017182,0.26868368694773931,0.23891309194202587]
["CASS_P","HT",34,0.21330712662017182,0.26868368694773931,0.23891309194202587]
["CASS_P","HT",35,0.21330712662017182,0.26868368694773931,0.23891309194202587]
["CASS_P","HT",36,0.21330712662017182,0.26868368694773931,0.23891309194202587]
["CASS_P","HT",37,0.21330712662017182,0.26868368694773931,0.23891309194202587]
["CASS_P","HT",38,0.21330712662017182,0.26868368694773931,0.23891309194202587]
["CASS_P","HT",39,0.21330712662017182,0.26868368694773931,0.23891309194202587]
["CASS_P","HT",40,0.21330712662017182,0.26868368694773931,0.23891309194202587]
["CASS_P","HT",41,0.21330712662017182,0.26868368694773931,0.23891309194202587]
["CASS_P","HT",42,0.21330712662017182,0.26868368694773931,0.23891309194202587]
["CASS_P","HT",43,0.21330712662017182,0.26868368694773931,0.23891309194202587]
["CASS_P","HT",44,0.21330712662017182,0.26868368694773931,0.23891309194202587]
["CASS_P","HT",45,0.21330712662017182,0.26868368694773931,0.23891309194202587]
["CASS_P","HT",46,0.21330712662017182,0.26868368694773931,0.23891309194202587]
["CASS_P","HT",47,0.21330712662017182,0.26868368694773931,0.23891309194202587]
["CASS_P","HT",48,0.21330712662017182,0.26868368694773931,0.23891309194202587]
["CASS_P","HT",49,0.21330712662017182,0.26868368694773931,0.23891309194202587]
["CASS_P","HT",50,0.21330712662017182,0.26868368694773931,0.23891309194202587]
["CEAN_P","HT",24,0,0,0]
["CEAN_P","HT",25,0,0,0]
["CEAN_P","HT",26,0,0,0]
["CEAN_P","HT",27,0,0,0]
["CEAN_P","HT",28,0,0,0]
["CEAN_P","HT",29,0,0,0]
["CEAN_P","HT",30,0,0,0]
["CEAN_P","HT",31,0,0,0]
["CEAN_P","HT",32,0,0,0]
["CEAN_P","HT",33,0,0,0]
["CEAN_P","HT",34,0,0,0]
["CEAN_P","HT",35,0,0,0]
["CEAN_P","HT",36,0,0,0]
["CEAN_P","HT",37,0,0,0]
["CEAN_P","HT",38,0,0,0]
["CEAN_P","HT",39,0,0,0]
["CEAN_P","HT",40,0,0,0]
["CEAN_P","HT",41,0,0,0]
["CEAN_P","HT",42,0,0,0]
["CEAN_P","HT",43,0,0,0]
["CEAN_P","HT",44,0,0,0]
["CEAN_P","HT",45,0,0,0]
["CEAN_P","HT",46,0,0,0]
["CEAN_P","HT",47,0,0,0]
["CEAN_P","HT",48,0,0,0]
["CEAN_P","HT",49,0,0,0]
["CEAN_P","HT",50,0,0,0]
["CHAR_P","HT",24,0.4574603241800394,0.57622137844398502,0.51237510074039494]
["CHAR_P","HT",25,0.4574603241800394,0.57622137844398502,0.51237510074039494]
["CHAR_P","HT",26,0.4574603241800394,0.57622137844398502,0.51237510074039494]
["CHAR_P","HT",27,0.4574603241800394,0.57622137844398502,0.51237510074039494]
["CHAR_P","HT",28,0.4574603241800394,0.57622137844398502,0.51237510074039494]
["CHAR_P","HT",29,0.4574603241800394,0.57622137844398502,0.51237510074039494]
["CHAR_P","HT",30,0.4574603241800394,0.57622137844398502,0.51237510074039494]
["CHAR_P","HT",31,0.4574603241800394,0.57622137844398502,0.51237510074039494]
["CHAR_P","HT",32,0.4574603241800394,0.57622137844398502,0.51237510074039494]
["CHAR_P","HT",33,0.4574603241800394,0.57622137844398502,0.51237510074039494]
["CHAR_P","HT",34,0.4574603241800394,0.57622137844398502,0.51237510074039494]
["CHAR_P","HT",35,0.4574603241800394,0.57622137844398502,0.51237510074039494]
["CHAR_P","HT",36,0.4574603241800394,0.57622137844398502,0.51237510074039494]
["CHAR_P","HT",37,0.4574603241800394,0.57622137844398502,0.51237510074039494]
["CHAR_P","HT",38,0.4574603241800394,0.57622137844398502,0.51237510074039494]
["CHAR_P","HT",39,0.4574603241800394,0.57622137844398502,0.51237510074039494]
["CHAR_P","HT",40,0.4574603241800394,0.57622137844398502,0.51237510074039494]
["CHAR_P","HT",41,0.4574603241800394,0.57622137844398502,0.51237510074039494]
["CHAR_P","HT",42,0.4574603241800394,0.57622137844398502,0.51237510074039494]
["CHAR_P","HT",43,0.4574603241800394,0.57622137844398502,0.51237510074039494]
["CHAR_P","HT",44,0.4574603241800394,0.57622137844398502,0.51237510074039494]
["CHAR_P","HT",45,0.4574603241800394,0.57622137844398502,0.51237510074039494]
["CHAR_P","HT",46,0.4574603241800394,0.57622137844398502,0.51237510074039494]
["CHAR_P","HT",47,0.4574603241800394,0.57622137844398502,0.51237510074039494]
["CHAR_P","HT",48,0.4574603241800394,0.57622137844398502,0.51237510074039494]
["CHAR_P","HT",49,0.4574603241800394,0.57622137844398502,0.51237510074039494]
["CHAR_P","HT",50,0.4574603241800394,0.57622137844398502,0.51237510074039494]
["CLAC_P","HT",24,0,0,0]
["CLAC_P","HT",25,0,0,0]
["CLAC_P","HT",26,0,0,0]
["CLAC_P","HT",27,0,0,0]
["CLAC_P","HT",28,0,0,0]
["CLAC_P","HT",29,0,0,0]
["CLAC_P","HT",30,0,0,0]
["CLAC_P","HT",31,0,0,0]
["CLAC_P","HT",32,0,0,0]
["CLAC_P","HT",33,0,0,0]
["CLAC_P","HT",34,0,0,0]
["CLAC_P","HT",35,0,0,0]
["CLAC_P","HT",36,0,0,0]
["CLAC_P","HT",37,0,0,0]
["CLAC_P","HT",38,0,0,0]
["CLAC_P","HT",39,0,0,0]
["CLAC_P","HT",40,0,0,0]
["CLAC_P","HT",41,0,0,0]
["CLAC_P","HT",42,0,0,0]
["CLAC_P","HT",43,0,0,0]
["CLAC_P","HT",44,0,0,0]
["CLAC_P","HT",45,0,0,0]
["CLAC_P","HT",46,0,0,0]
["CLAC_P","HT",47,0,0,0]
["CLAC_P","HT",48,0,0,0]
["CLAC_P","HT",49,0,0,0]
["CLAC_P","HT",50,0,0,0]
["CLAY_P","HT",24,1.73993221896381,2.1916351836795522,1.948798395950466]
["CLAY_P","HT",25,1.73993221896381,2.1916351836795522,1.948798395950466]
["CLAY_P","HT",26,1.73993221896381,2.1916351836795522,1.948798395950466]
["CLAY_P","HT",27,1.73993221896381,2.1916351836795522,1.948798395950466]
["CLAY_P","HT",28,1.73993221896381,2.1916351836795522,1.948798395950466]
["CLAY_P","HT",29,1.73993221896381,2.1916351836795522,1.948798395950466]
["CLAY_P","HT",30,1.73993221896381,2.1916351836795522,1.948798395950466]
["CLAY_P","HT",31,1.73993221896381,2.1916351836795522,1.948798395950466]
["CLAY_P","HT",32,1.73993221896381,2.1916351836795522,1.948798395950466]
["CLAY_P","HT",33,1.73993221896381,2.1916351836795522,1.948798395950466]
["CLAY_P","HT",34,1.73993221896381,2.1916351836795522,1.948798395950466]
["CLAY_P","HT",35,1.73993221896381,2.1916351836795522,1.948798395950466]
["CLAY_P","HT",36,1.73993221896381,2.1916351836795522,1.948798395950466]
["CLAY_P","HT",37,1.73993221896381,2.1916351836795522,1.948798395950466]
["CLAY_P","HT",38,1.73993221896381,2.1916351836795522,1.948798395950466]
["CLAY_P","HT",39,1.73993221896381,2.1916351836795522,1.948798395950466]
["CLAY_P","HT",40,1.73993221896381,2.1916351836795522,1.948798395950466]
["CLAY_P","HT",41,1.73993221896381,2.1916351836795522,1.948798395950466]
["CLAY_P","HT",42,1.73993221896381,2.1916351836795522,1.948798395950466]
["CLAY_P","HT",43,1.73993221896381,2.1916351836795522,1.948798395950466]
["CLAY_P","HT",44,1.73993221896381,2.1916351836795522,1.948798395950466]
["CLAY_P","HT",45,1.73993221896381,2.1916351836795522,1.948798395950466]
["CLAY_P","HT",46,1.73993221896381,2.1916351836795522,1.948798395950466]
["CLAY_P","HT",47,1.73993221896381,2.1916351836795522,1.948798395950466]
["CLAY_P","HT",48,1.73993221896381,2.1916351836795522,1.948798395950466]
["CLAY_P","HT",49,1.73993221896381,2.1916351836795522,1.948798395950466]
["CLAY_P","HT",50,1.73993221896381,2.1916351836795522,1.948798395950466]
["COUA_P","HT",24,0.84317080306441172,1.0620659688386078,0.9443873103877326]
["COUA_P","HT",25,0.84317080306441172,1.0620659688386078,0.9443873103877326]
["COUA_P","HT",26,0.84317080306441172,1.0620659688386078,0.9443873103877326]
["COUA_P","HT",27,0.84317080306441172,1.0620659688386078,0.9443873103877326]
["COUA_P","HT",28,0.84317080306441172,1.0620659688386078,0.9443873103877326]
["COUA_P","HT",29,0.84317080306441172,1.0620659688386078,0.9443873103877326]
["COUA_P","HT",30,0.84317080306441172,1.0620659688386078,0.9443873103877326]
["COUA_P","HT",31,0.84317080306441172,1.0620659688386078,0.9443873103877326]
["COUA_P","HT",32,0.84317080306441172,1.0620659688386078,0.9443873103877326]
["COUA_P","HT",33,0.84317080306441172,1.0620659688386078,0.9443873103877326]
["COUA_P","HT",34,0.84317080306441172,1.0620659688386078,0.9443873103877326]
["COUA_P","HT",35,0.84317080306441172,1.0620659688386078,0.9443873103877326]
["COUA_P","HT",36,0.84317080306441172,1.0620659688386078,0.9443873103877326]
["COUA_P","HT",37,0.84317080306441172,1.0620659688386078,0.9443873103877326]
["COUA_P","HT",38,0.84317080306441172,1.0620659688386078,0.9443873103877326]
["COUA_P","HT",39,0.84317080306441172,1.0620659688386078,0.9443873103877326]
["COUA_P","HT",40,0.84317080306441172,1.0620659688386078,0.9443873103877326]
["COUA_P","HT",41,0.84317080306441172,1.0620659688386078,0.9443873103877326]
["COUA_P","HT",42,0.84317080306441172,1.0620659688386078,0.9443873103877326]
["COUA_P","HT",43,0.84317080306441172,1.0620659688386078,0.9443873103877326]
["COUA_P","HT",44,0.84317080306441172,1.0620659688386078,0.9443873103877326]
["COUA_P","HT",45,0.84317080306441172,1.0620659688386078,0.9443873103877326]
["COUA_P","HT",46,0.84317080306441172,1.0620659688386078,0.9443873103877326]
["COUA_P","HT",47,0.84317080306441172,1.0620659688386078,0.9443873103877326]
["COUA_P","HT",48,0.84317080306441172,1.0620659688386078,0.9443873103877326]
["COUA_P","HT",49,0.84317080306441172,1.0620659688386078,0.9443873103877326]
["COUA_P","HT",50,0.84317080306441172,1.0620659688386078,0.9443873103877326]
["CRAI_P","HT",24,0.12558364165303593,0.15818635033111209,0.14065904219924386]
["CRAI_P","HT",25,0.12558364165303593,0.15818635033111209,0.14065904219924386]
["CRAI_P","HT",26,0.12558364165303593,0.15818635033111209,0.14065904219924386]
["CRAI_P","HT",27,0.12558364165303593,0.15818635033111209,0.14065904219924386]
["CRAI_P","HT",28,0.12558364165303593,0.15818635033111209,0.14065904219924386]
["CRAI_P","HT",29,0.12558364165303593,0.15818635033111209,0.14065904219924386]
["CRAI_P","HT",30,0.12558364165303593,0.15818635033111209,0.14065904219924386]
["CRAI_P","HT",31,0.12558364165303593,0.15818635033111209,0.14065904219924386]
["CRAI_P","HT",32,0.12558364165303593,0.15818635033111209,0.14065904219924386]
["CRAI_P","HT",33,0.12558364165303593,0.15818635033111209,0.14065904219924386]
["CRAI_P","HT",34,0.12558364165303593,0.15818635033111209,0.14065904219924386]
["CRAI_P","HT",35,0.12558364165303593,0.15818635033111209,0.14065904219924386]
["CRAI_P","HT",36,0.12558364165303593,0.15818635033111209,0.14065904219924386]
["CRAI_P","HT",37,0.12558364165303593,0.15818635033111209,0.14065904219924386]
["CRAI_P","HT",38,0.12558364165303593,0.15818635033111209,0.14065904219924386]
["CRAI_P","HT",39,0.12558364165303593,0.15818635033111209,0.14065904219924386]
["CRAI_P","HT",40,0.12558364165303593,0.15818635033111209,0.14065904219924386]
["CRAI_P","HT",41,0.12558364165303593,0.15818635033111209,0.14065904219924386]
["CRAI_P","HT",42,0.12558364165303593,0.15818635033111209,0.14065904219924386]
["CRAI_P","HT",43,0.12558364165303593,0.15818635033111209,0.14065904219924386]
["CRAI_P","HT",44,0.12558364165303593,0.15818635033111209,0.14065904219924386]
["CRAI_P","HT",45,0.12558364165303593,0.15818635033111209,0.14065904219924386]
["CRAI_P","HT",46,0.12558364165303593,0.15818635033111209,0.14065904219924386]
["CRAI_P","HT",47,0.12558364165303593,0.15818635033111209,0.14065904219924386]
["CRAI_P","HT",48,0.12558364165303593,0.15818635033111209,0.14065904219924386]
["CRAI_P","HT",49,0.12558364165303593,0.15818635033111209,0.14065904219924386]
["CRAI_P","HT",50,0.12558364165303593,0.15818635033111209,0.14065904219924386]
["DALL_P","HT",24,0,0,0]
["DALL_P","HT",25,0,0,0]
["DALL_P","HT",26,0,0,0]
["DALL_P","HT",27,0,0,0]
["DALL_P","HT",28,0,0,0]
["DALL_P","HT",29,0,0,0]
["DALL_P","HT",30,0,0,0]
["DALL_P","HT",31,0,0,0]
["DALL_P","HT",32,0,0,0]
["DALL_P","HT",33,0,0,0]
["DALL_P","HT",34,0,0,0]
["DALL_P","HT",35,0,0,0]
["DALL_P","HT",36,0,0,0]
["DALL_P","HT",37,0,0,0]
["DALL_P","HT",38,0,0,0]
["DALL_P","HT",39,0,0,0]
["DALL_P","HT",40,0,0,0]
["DALL_P","HT",41,0,0,0]
["DALL_P","HT",42,0,0,0]
["DALL_P","HT",43,0,0,0]
["DALL_P","HT",44,0,0,0]
["DALL_P","HT",45,0,0,0]
["DALL_P","HT",46,0,0,0]
["DALL_P","HT",47,0,0,0]
["DALL_P","HT",48,0,0,0]
["DALL_P","HT",49,0,0,0]
["DALL_P","HT",50,0,0,0]
["DOUN_P","HT",24,0.37128617825802024,0.46767560403519393,0.41585637689881672]
["DOUN_P","HT",25,0.37128617825802024,0.46767560403519393,0.41585637689881672]
["DOUN_P","HT",26,0.37128617825802024,0.46767560403519393,0.41585637689881672]
["DOUN_P","HT",27,0.37128617825802024,0.46767560403519393,0.41585637689881672]
["DOUN_P","HT",28,0.37128617825802024,0.46767560403519393,0.41585637689881672]
["DOUN_P","HT",29,0.37128617825802024,0.46767560403519393,0.41585637689881672]
["DOUN_P","HT",30,0.37128617825802024,0.46767560403519393,0.41585637689881672]
["DOUN_P","HT",31,0.37128617825802024,0.46767560403519393,0.41585637689881672]
["DOUN_P","HT",32,0.37128617825802024,0.46767560403519393,0.41585637689881672]
["DOUN_P","HT",33,0.37128617825802024,0.46767560403519393,0.41585637689881672]
["DOUN_P","HT",34,0.37128617825802024,0.46767560403519393,0.41585637689881672]
["DOUN_P","HT",35,0.37128617825802024,0.46767560403519393,0.41585637689881672]
["DOUN_P","HT",36,0.37128617825802024,0.46767560403519393,0.41585637689881672]
["DOUN_P","HT",37,0.37128617825802024,0.46767560403519393,0.41585637689881672]
["DOUN_P","HT",38,0.37128617825802024,0.46767560403519393,0.41585637689881672]
["DOUN_P","HT",39,0.37128617825802024,0.46767560403519393,0.41585637689881672]
["DOUN_P","HT",40,0.37128617825802024,0.46767560403519393,0.41585637689881672]
["DOUN_P","HT",41,0.37128617825802024,0.46767560403519393,0.41585637689881672]
["DOUN_P","HT",42,0.37128617825802024,0.46767560403519393,0.41585637689881672]
["DOUN_P","HT",43,0.37128617825802024,0.46767560403519393,0.41585637689881672]
["DOUN_P","HT",44,0.37128617825802024,0.46767560403519393,0.41585637689881672]
["DOUN_P","HT",45,0.37128617825802024,0.46767560403519393,0.41585637689881672]
["DOUN_P","HT",46,0.37128617825802024,0.46767560403519393,0.41585637689881672]
["DOUN_P","HT",47,0.37128617825802024,0.46767560403519393,0.41585637689881672]
["DOUN_P","HT",48,0.37128617825802024,0.46767560403519393,0.41585637689881672]
["DOUN_P","HT",49,0.37128617825802024,0.46767560403519393,0.41585637689881672]
["DOUN_P","HT",50,0.37128617825802024,0.46767560403519393,0.41585637689881672]
["DUDH_P","HT",24,1.9556451800538415,2.4633492826242565,2.1904061252494444]
["DUDH_P","HT",25,1.9556451800538415,2.4633492826242565,2.1904061252494444]
["DUDH_P","HT",26,1.9556451800538415,2.4633492826242565,2.1904061252494444]
["DUDH_P","HT",27,1.9556451800538415,2.4633492826242565,2.1904061252494444]
["DUDH_P","HT",28,1.9556451800538415,2.4633492826242565,2.1904061252494444]
["DUDH_P","HT",29,1.9556451800538415,2.4633492826242565,2.1904061252494444]
["DUDH_P","HT",30,1.9556451800538415,2.4633492826242565,2.1904061252494444]
["DUDH_P","HT",31,1.9556451800538415,2.4633492826242565,2.1904061252494444]
["DUDH_P","HT",32,1.9556451800538415,2.4633492826242565,2.1904061252494444]
["DUDH_P","HT",33,1.9556451800538415,2.4633492826242565,2.1904061252494444]
["DUDH_P","HT",34,1.9556451800538415,2.4633492826242565,2.1904061252494444]
["DUDH_P","HT",35,1.9556451800538415,2.4633492826242565,2.1904061252494444]
["DUDH_P","HT",36,1.9556451800538415,2.4633492826242565,2.1904061252494444]
["DUDH_P","HT",37,1.9556451800538415,2.4633492826242565,2.1904061252494444]
["DUDH_P","HT",38,1.9556451800538415,2.4633492826242565,2.1904061252494444]
["DUDH_P","HT",39,1.9556451800538415,2.4633492826242565,2.1904061252494444]
["DUDH_P","HT",40,1.9556451800538415,2.4633492826242565,2.1904061252494444]
["DUDH_P","HT",41,1.9556451800538415,2.4633492826242565,2.1904061252494444]
["DUDH_P","HT",42,1.9556451800538415,2.4633492826242565,2.1904061252494444]
["DUDH_P","HT",43,1.9556451800538415,2.4633492826242565,2.1904061252494444]
["DUDH_P","HT",44,1.9556451800538415,2.4633492826242565,2.1904061252494444]
["DUDH_P","HT",45,1.9556451800538415,2.4633492826242565,2.1904061252494444]
["DUDH_P","HT",46,1.9556451800538415,2.4633492826242565,2.1904061252494444]
["DUDH_P","HT",47,1.9556451800538415,2.4633492826242565,2.1904061252494444]
["DUDH_P","HT",48,1.9556451800538415,2.4633492826242565,2.1904061252494444]
["DUDH_P","HT",49,1.9556451800538415,2.4633492826242565,2.1904061252494444]
["DUDH_P","HT",50,1.9556451800538415,2.4633492826242565,2.1904061252494444]
["DUBE_P","HT",24,0,0,0]
["DUBE_P","HT",25,0,0,0]
["DUBE_P","HT",26,0,0,0]
["DUBE_P","HT",27,0,0,0]
["DUBE_P","HT",28,0,0,0]
["DUBE_P","HT",29,0,0,0]
["DUBE_P","HT",30,0,0,0]
["DUBE_P","HT",31,0,0,0]
["DUBE_P","HT",32,0,0,0]
["DUBE_P","HT",33,0,0,0]
["DUBE_P","HT",34,0,0,0]
["DUBE_P","HT",35,0,0,0]
["DUBE_P","HT",36,0,0,0]
["DUBE_P","HT",37,0,0,0]
["DUBE_P","HT",38,0,0,0]
["DUBE_P","HT",39,0,0,0]
["DUBE_P","HT",40,0,0,0]
["DUBE_P","HT",41,0,0,0]
["DUBE_P","HT",42,0,0,0]
["DUBE_P","HT",43,0,0,0]
["DUBE_P","HT",44,0,0,0]
["DUBE_P","HT",45,0,0,0]
["DUBE_P","HT",46,0,0,0]
["DUBE_P","HT",47,0,0,0]
["DUBE_P","HT",48,0,0,0]
["DUBE_P","HT",49,0,0,0]
["DUBE_P","HT",50,0,0,0]
["DUNO_P","HT",24,1.6171083646983346,2.0369250878094642,1.8112304334929636]
["DUNO_P","HT",25,1.6171083646983346,2.0369250878094642,1.8112304334929636]
["DUNO_P","HT",26,1.6171083646983346,2.0369250878094642,1.8112304334929636]
["DUNO_P","HT",27,1.6171083646983346,2.0369250878094642,1.8112304334929636]
["DUNO_P","HT",28,1.6171083646983346,2.0369250878094642,1.8112304334929636]
["DUNO_P","HT",29,1.6171083646983346,2.0369250878094642,1.8112304334929636]
["DUNO_P","HT",30,1.6171083646983346,2.0369250878094642,1.8112304334929636]
["DUNO_P","HT",31,1.6171083646983346,2.0369250878094642,1.8112304334929636]
["DUNO_P","HT",32,1.6171083646983346,2.0369250878094642,1.8112304334929636]
["DUNO_P","HT",33,1.6171083646983346,2.0369250878094642,1.8112304334929636]
["DUNO_P","HT",34,1.6171083646983346,2.0369250878094642,1.8112304334929636]
["DUNO_P","HT",35,1.6171083646983346,2.0369250878094642,1.8112304334929636]
["DUNO_P","HT",36,1.6171083646983346,2.0369250878094642,1.8112304334929636]
["DUNO_P","HT",37,1.6171083646983346,2.0369250878094642,1.8112304334929636]
["DUNO_P","HT",38,1.6171083646983346,2.0369250878094642,1.8112304334929636]
["DUNO_P","HT",39,1.6171083646983346,2.0369250878094642,1.8112304334929636]
["DUNO_P","HT",40,1.6171083646983346,2.0369250878094642,1.8112304334929636]
["DUNO_P","HT",41,1.6171083646983346,2.0369250878094642,1.8112304334929636]
["DUNO_P","HT",42,1.6171083646983346,2.0369250878094642,1.8112304334929636]
["DUNO_P","HT",43,1.6171083646983346,2.0369250878094642,1.8112304334929636]
["DUNO_P","HT",44,1.6171083646983346,2.0369250878094642,1.8112304334929636]
["DUNO_P","HT",45,1.6171083646983346,2.0369250878094642,1.8112304334929636]
["DUNO_P","HT",46,1.6171083646983346,2.0369250878094642,1.8112304334929636]
["DUNO_P","HT",47,1.6171083646983346,2.0369250878094642,1.8112304334929636]
["DUNO_P","HT",48,1.6171083646983346,2.0369250878094642,1.8112304334929636]
["DUNO_P","HT",49,1.6171083646983346,2.0369250878094642,1.8112304334929636]
["DUNO_P","HT",50,1.6171083646983346,2.0369250878094642,1.8112304334929636]
["DUGR_P","HT",24,0.28688773088622838,0.3613665164213658,0.32132651127174722]
["DUGR_P","HT",25,0.28688773088622838,0.3613665164213658,0.32132651127174722]
["DUGR_P","HT",26,0.28688773088622838,0.3613665164213658,0.32132651127174722]
["DUGR_P","HT",27,0.28688773088622838,0.3613665164213658,0.32132651127174722]
["DUGR_P","HT",28,0.28688773088622838,0.3613665164213658,0.32132651127174722]
["DUGR_P","HT",29,0.28688773088622838,0.3613665164213658,0.32132651127174722]
["DUGR_P","HT",30,0.28688773088622838,0.3613665164213658,0.32132651127174722]
["DUGR_P","HT",31,0.28688773088622838,0.3613665164213658,0.32132651127174722]
["DUGR_P","HT",32,0.28688773088622838,0.3613665164213658,0.32132651127174722]
["DUGR_P","HT",33,0.28688773088622838,0.3613665164213658,0.32132651127174722]
["DUGR_P","HT",34,0.28688773088622838,0.3613665164213658,0.32132651127174722]
["DUGR_P","HT",35,0.28688773088622838,0.3613665164213658,0.32132651127174722]
["DUGR_P","HT",36,0.28688773088622838,0.3613665164213658,0.32132651127174722]
["DUGR_P","HT",37,0.28688773088622838,0.3613665164213658,0.32132651127174722]
["DUGR_P","HT",38,0.28688773088622838,0.3613665164213658,0.32132651127174722]
["DUGR_P","HT",39,0.28688773088622838,0.3613665164213658,0.32132651127174722]
["DUGR_P","HT",40,0.28688773088622838,0.3613665164213658,0.32132651127174722]
["DUGR_P","HT",41,0.28688773088622838,0.3613665164213658,0.32132651127174722]
["DUGR_P","HT",42,0.28688773088622838,0.3613665164213658,0.32132651127174722]
["DUGR_P","HT",43,0.28688773088622838,0.3613665164213658,0.32132651127174722]
["DUGR_P","HT",44,0.28688773088622838,0.3613665164213658,0.32132651127174722]
["DUGR_P","HT",45,0.28688773088622838,0.3613665164213658,0.32132651127174722]
["DUGR_P","HT",46,0.28688773088622838,0.3613665164213658,0.32132651127174722]
["DUGR_P","HT",47,0.28688773088622838,0.3613665164213658,0.32132651127174722]
["DUGR_P","HT",48,0.28688773088622838,0.3613665164213658,0.32132651127174722]
["DUGR_P","HT",49,0.28688773088622838,0.3613665164213658,0.32132651127174722]
["DUGR_P","HT",50,0.28688773088622838,0.3613665164213658,0.32132651127174722]
["DYCE_P","HT",24,2.0030980854968701,2.5231214139769911,2.2435554060102985]
["DYCE_P","HT",25,2.0030980854968701,2.5231214139769911,2.2435554060102985]
["DYCE_P","HT",26,2.0030980854968701,2.5231214139769911,2.2435554060102985]
["DYCE_P","HT",27,2.0030980854968701,2.5231214139769911,2.2435554060102985]
["DYCE_P","HT",28,2.0030980854968701,2.5231214139769911,2.2435554060102985]
["DYCE_P","HT",29,2.0030980854968701,2.5231214139769911,2.2435554060102985]
["DYCE_P","HT",30,2.0030980854968701,2.5231214139769911,2.2435554060102985]
["DYCE_P","HT",31,2.0030980854968701,2.5231214139769911,2.2435554060102985]
["DYCE_P","HT",32,2.0030980854968701,2.5231214139769911,2.2435554060102985]
["DYCE_P","HT",33,2.0030980854968701,2.5231214139769911,2.2435554060102985]
["DYCE_P","HT",34,2.0030980854968701,2.5231214139769911,2.2435554060102985]
["DYCE_P","HT",35,2.0030980854968701,2.5231214139769911,2.2435554060102985]
["DYCE_P","HT",36,2.0030980854968701,2.5231214139769911,2.2435554060102985]
["DYCE_P","HT",37,2.0030980854968701,2.5231214139769911,2.2435554060102985]
["DYCE_P","HT",38,2.0030980854968701,2.5231214139769911,2.2435554060102985]
["DYCE_P","HT",39,2.0030980854968701,2.5231214139769911,2.2435554060102985]
["DYCE_P","HT",40,2.0030980854968701,2.5231214139769911,2.2435554060102985]
["DYCE_P","HT",41,2.0030980854968701,2.5231214139769911,2.2435554060102985]
["DYCE_P","HT",42,2.0030980854968701,2.5231214139769911,2.2435554060102985]
["DYCE_P","HT",43,2.0030980854968701,2.5231214139769911,2.2435554060102985]
["DYCE_P","HT",44,2.0030980854968701,2.5231214139769911,2.2435554060102985]
["DYCE_P","HT",45,2.0030980854968701,2.5231214139769911,2.2435554060102985]
["DYCE_P","HT",46,2.0030980854968701,2.5231214139769911,2.2435554060102985]
["DYCE_P","HT",47,2.0030980854968701,2.5231214139769911,2.2435554060102985]
["DYCE_P","HT",48,2.0030980854968701,2.5231214139769911,2.2435554060102985]
["DYCE_P","HT",49,2.0030980854968701,2.5231214139769911,2.2435554060102985]
["DYCE_P","HT",50,2.0030980854968701,2.5231214139769911,2.2435554060102985]
["ELGI_P","HT",24,2.6715774699481241,3.3651444092177565,2.9922808666609324]
["ELGI_P","HT",25,2.6715774699481241,3.3651444092177565,2.9922808666609324]
["ELGI_P","HT",26,2.6715774699481241,3.3651444092177565,2.9922808666609324]
["ELGI_P","HT",27,2.6715774699481241,3.3651444092177565,2.9922808666609324]
["ELGI_P","HT",28,2.6715774699481241,3.3651444092177565,2.9922808666609324]
["ELGI_P","HT",29,2.6715774699481241,3.3651444092177565,2.9922808666609324]
["ELGI_P","HT",30,2.6715774699481241,3.3651444092177565,2.9922808666609324]
["ELGI_P","HT",31,2.6715774699481241,3.3651444092177565,2.9922808666609324]
["ELGI_P","HT",32,2.6715774699481241,3.3651444092177565,2.9922808666609324]
["ELGI_P","HT",33,2.6715774699481241,3.3651444092177565,2.9922808666609324]
["ELGI_P","HT",34,2.6715774699481241,3.3651444092177565,2.9922808666609324]
["ELGI_P","HT",35,2.6715774699481241,3.3651444092177565,2.9922808666609324]
["ELGI_P","HT",36,2.6715774699481241,3.3651444092177565,2.9922808666609324]
["ELGI_P","HT",37,2.6715774699481241,3.3651444092177565,2.9922808666609324]
["ELGI_P","HT",38,2.6715774699481241,3.3651444092177565,2.9922808666609324]
["ELGI_P","HT",39,2.6715774699481241,3.3651444092177565,2.9922808666609324]
["ELGI_P","HT",40,2.6715774699481241,3.3651444092177565,2.9922808666609324]
["ELGI_P","HT",41,2.6715774699481241,3.3651444092177565,2.9922808666609324]
["ELGI_P","HT",42,2.6715774699481241,3.3651444092177565,2.9922808666609324]
["ELGI_P","HT",43,2.6715774699481241,3.3651444092177565,2.9922808666609324]
["ELGI_P","HT",44,2.6715774699481241,3.3651444092177565,2.9922808666609324]
["ELGI_P","HT",45,2.6715774699481241,3.3651444092177565,2.9922808666609324]
["ELGI_P","HT",46,2.6715774699481241,3.3651444092177565,2.9922808666609324]
["ELGI_P","HT",47,2.6715774699481241,3.3651444092177565,2.9922808666609324]
["ELGI_P","HT",48,2.6715774699481241,3.3651444092177565,2.9922808666609324]
["ELGI_P","HT",49,2.6715774699481241,3.3651444092177565,2.9922808666609324]
["ELGI_P","HT",50,2.6715774699481241,3.3651444092177565,2.9922808666609324]
["FASN_P","HT",24,0,0,0]
["FASN_P","HT",25,0,0,0]
["FASN_P","HT",26,0,0,0]
["FASN_P","HT",27,0,0,0]
["FASN_P","HT",28,0,0,0]
["FASN_P","HT",29,0,0,0]
["FASN_P","HT",30,0,0,0]
["FASN_P","HT",31,0,0,0]
["FASN_P","HT",32,0,0,0]
["FASN_P","HT",33,0,0,0]
["FASN_P","HT",34,0,0,0]
["FASN_P","HT",35,0,0,0]
["FASN_P","HT",36,0,0,0]
["FASN_P","HT",37,0,0,0]
["FASN_P","HT",38,0,0,0]
["FASN_P","HT",39,0,0,0]
["FASN_P","HT",40,0,0,0]
["FASN_P","HT",41,0,0,0]
["FASN_P","HT",42,0,0,0]
["FASN_P","HT",43,0,0,0]
["FASN_P","HT",44,0,0,0]
["FASN_P","HT",45,0,0,0]
["FASN_P","HT",46,0,0,0]
["FASN_P","HT",47,0,0,0]
["FASN_P","HT",48,0,0,0]
["FASN_P","HT",49,0,0,0]
["FASN_P","HT",50,0,0,0]
["FETT_P","HT",24,0,0,0]
["FETT_P","HT",25,0,0,0]
["FETT_P","HT",26,0,0,0]
["FETT_P","HT",27,0,0,0]
["FETT_P","HT",28,0,0,0]
["FETT_P","HT",29,0,0,0]
["FETT_P","HT",30,0,0,0]
["FETT_P","HT",31,0,0,0]
["FETT_P","HT",32,0,0,0]
["FETT_P","HT",33,0,0,0]
["FETT_P","HT",34,0,0,0]
["FETT_P","HT",35,0,0,0]
["FETT_P","HT",36,0,0,0]
["FETT_P","HT",37,0,0,0]
["FETT_P","HT",38,0,0,0]
["FETT_P","HT",39,0,0,0]
["FETT_P","HT",40,0,0,0]
["FETT_P","HT",41,0,0,0]
["FETT_P","HT",42,0,0,0]
["FETT_P","HT",43,0,0,0]
["FETT_P","HT",44,0,0,0]
["FETT_P","HT",45,0,0,0]
["FETT_P","HT",46,0,0,0]
["FETT_P","HT",47,0,0,0]
["FETT_P","HT",48,0,0,0]
["FETT_P","HT",49,0,0,0]
["FETT_P","HT",50,0,0,0]
["FIDD_P","HT",24,3.7134429759041354E-2,4.6774881169945624E-2,4.1592147303331398E-2]
["FIDD_P","HT",25,3.7134429759041354E-2,4.6774881169945624E-2,4.1592147303331398E-2]
["FIDD_P","HT",26,3.7134429759041354E-2,4.6774881169945624E-2,4.1592147303331398E-2]
["FIDD_P","HT",27,3.7134429759041354E-2,4.6774881169945624E-2,4.1592147303331398E-2]
["FIDD_P","HT",28,3.7134429759041354E-2,4.6774881169945624E-2,4.1592147303331398E-2]
["FIDD_P","HT",29,3.7134429759041354E-2,4.6774881169945624E-2,4.1592147303331398E-2]
["FIDD_P","HT",30,3.7134429759041354E-2,4.6774881169945624E-2,4.1592147303331398E-2]
["FIDD_P","HT",31,3.7134429759041354E-2,4.6774881169945624E-2,4.1592147303331398E-2]
["FIDD_P","HT",32,3.7134429759041354E-2,4.6774881169945624E-2,4.1592147303331398E-2]
["FIDD_P","HT",33,3.7134429759041354E-2,4.6774881169945624E-2,4.1592147303331398E-2]
["FIDD_P","HT",34,3.7134429759041354E-2,4.6774881169945624E-2,4.1592147303331398E-2]
["FIDD_P","HT",35,3.7134429759041354E-2,4.6774881169945624E-2,4.1592147303331398E-2]
["FIDD_P","HT",36,3.7134429759041354E-2,4.6774881169945624E-2,4.1592147303331398E-2]
["FIDD_P","HT",37,3.7134429759041354E-2,4.6774881169945624E-2,4.1592147303331398E-2]
["FIDD_P","HT",38,3.7134429759041354E-2,4.6774881169945624E-2,4.1592147303331398E-2]
["FIDD_P","HT",39,3.7134429759041354E-2,4.6774881169945624E-2,4.1592147303331398E-2]
["FIDD_P","HT",40,3.7134429759041354E-2,4.6774881169945624E-2,4.1592147303331398E-2]
["FIDD_P","HT",41,3.7134429759041354E-2,4.6774881169945624E-2,4.1592147303331398E-2]
["FIDD_P","HT",42,3.7134429759041354E-2,4.6774881169945624E-2,4.1592147303331398E-2]
["FIDD_P","HT",43,3.7134429759041354E-2,4.6774881169945624E-2,4.1592147303331398E-2]
["FIDD_P","HT",44,3.7134429759041354E-2,4.6774881169945624E-2,4.1592147303331398E-2]
["FIDD_P","HT",45,3.7134429759041354E-2,4.6774881169945624E-2,4.1592147303331398E-2]
["FIDD_P","HT",46,3.7134429759041354E-2,4.6774881169945624E-2,4.1592147303331398E-2]
["FIDD_P","HT",47,3.7134429759041354E-2,4.6774881169945624E-2,4.1592147303331398E-2]
["FIDD_P","HT",48,3.7134429759041354E-2,4.6774881169945624E-2,4.1592147303331398E-2]
["FIDD_P","HT",49,3.7134429759041354E-2,4.6774881169945624E-2,4.1592147303331398E-2]
["FIDD_P","HT",50,3.7134429759041354E-2,4.6774881169945624E-2,4.1592147303331398E-2]
["FAUG_P","HT",24,0.5226151547051805,0.65829102311705012,0.58535129362418248]
["FAUG_P","HT",25,0.5226151547051805,0.65829102311705012,0.58535129362418248]
["FAUG_P","HT",26,0.5226151547051805,0.65829102311705012,0.58535129362418248]
["FAUG_P","HT",27,0.5226151547051805,0.65829102311705012,0.58535129362418248]
["FAUG_P","HT",28,0.5226151547051805,0.65829102311705012,0.58535129362418248]
["FAUG_P","HT",29,0.5226151547051805,0.65829102311705012,0.58535129362418248]
["FAUG_P","HT",30,0.5226151547051805,0.65829102311705012,0.58535129362418248]
["FAUG_P","HT",31,0.5226151547051805,0.65829102311705012,0.58535129362418248]
["FAUG_P","HT",32,0.5226151547051805,0.65829102311705012,0.58535129362418248]
["FAUG_P","HT",33,0.5226151547051805,0.65829102311705012,0.58535129362418248]
["FAUG_P","HT",34,0.5226151547051805,0.65829102311705012,0.58535129362418248]
["FAUG_P","HT",35,0.5226151547051805,0.65829102311705012,0.58535129362418248]
["FAUG_P","HT",36,0.5226151547051805,0.65829102311705012,0.58535129362418248]
["FAUG_P","HT",37,0.5226151547051805,0.65829102311705012,0.58535129362418248]
["FAUG_P","HT",38,0.5226151547051805,0.65829102311705012,0.58535129362418248]
["FAUG_P","HT",39,0.5226151547051805,0.65829102311705012,0.58535129362418248]
["FAUG_P","HT",40,0.5226151547051805,0.65829102311705012,0.58535129362418248]
["FAUG_P","HT",41,0.5226151547051805,0.65829102311705012,0.58535129362418248]
["FAUG_P","HT",42,0.5226151547051805,0.65829102311705012,0.58535129362418248]
["FAUG_P","HT",43,0.5226151547051805,0.65829102311705012,0.58535129362418248]
["FAUG_P","HT",44,0.5226151547051805,0.65829102311705012,0.58535129362418248]
["FAUG_P","HT",45,0.5226151547051805,0.65829102311705012,0.58535129362418248]
["FAUG_P","HT",46,0.5226151547051805,0.65829102311705012,0.58535129362418248]
["FAUG_P","HT",47,0.5226151547051805,0.65829102311705012,0.58535129362418248]
["FAUG_P","HT",48,0.5226151547051805,0.65829102311705012,0.58535129362418248]
["FAUG_P","HT",49,0.5226151547051805,0.65829102311705012,0.58535129362418248]
["FAUG_P","HT",50,0.5226151547051805,0.65829102311705012,0.58535129362418248]
["FWIL_P","HT",24,1.3485811059250545,1.6986855968165193,1.5104684351445508]
["FWIL_P","HT",25,1.3485811059250545,1.6986855968165193,1.5104684351445508]
["FWIL_P","HT",26,1.3485811059250545,1.6986855968165193,1.5104684351445508]
["FWIL_P","HT",27,1.3485811059250545,1.6986855968165193,1.5104684351445508]
["FWIL_P","HT",28,1.3485811059250545,1.6986855968165193,1.5104684351445508]
["FWIL_P","HT",29,1.3485811059250545,1.6986855968165193,1.5104684351445508]
["FWIL_P","HT",30,1.3485811059250545,1.6986855968165193,1.5104684351445508]
["FWIL_P","HT",31,1.3485811059250545,1.6986855968165193,1.5104684351445508]
["FWIL_P","HT",32,1.3485811059250545,1.6986855968165193,1.5104684351445508]
["FWIL_P","HT",33,1.3485811059250545,1.6986855968165193,1.5104684351445508]
["FWIL_P","HT",34,1.3485811059250545,1.6986855968165193,1.5104684351445508]
["FWIL_P","HT",35,1.3485811059250545,1.6986855968165193,1.5104684351445508]
["FWIL_P","HT",36,1.3485811059250545,1.6986855968165193,1.5104684351445508]
["FWIL_P","HT",37,1.3485811059250545,1.6986855968165193,1.5104684351445508]
["FWIL_P","HT",38,1.3485811059250545,1.6986855968165193,1.5104684351445508]
["FWIL_P","HT",39,1.3485811059250545,1.6986855968165193,1.5104684351445508]
["FWIL_P","HT",40,1.3485811059250545,1.6986855968165193,1.5104684351445508]
["FWIL_P","HT",41,1.3485811059250545,1.6986855968165193,1.5104684351445508]
["FWIL_P","HT",42,1.3485811059250545,1.6986855968165193,1.5104684351445508]
["FWIL_P","HT",43,1.3485811059250545,1.6986855968165193,1.5104684351445508]
["FWIL_P","HT",44,1.3485811059250545,1.6986855968165193,1.5104684351445508]
["FWIL_P","HT",45,1.3485811059250545,1.6986855968165193,1.5104684351445508]
["FWIL_P","HT",46,1.3485811059250545,1.6986855968165193,1.5104684351445508]
["FWIL_P","HT",47,1.3485811059250545,1.6986855968165193,1.5104684351445508]
["FWIL_P","HT",48,1.3485811059250545,1.6986855968165193,1.5104684351445508]
["FWIL_P","HT",49,1.3485811059250545,1.6986855968165193,1.5104684351445508]
["FWIL_P","HT",50,1.3485811059250545,1.6986855968165193,1.5104684351445508]
["FRAS_P","HT",24,1.7417063880579216,2.1938699439570342,1.9507855411088038]
["FRAS_P","HT",25,1.7417063880579216,2.1938699439570342,1.9507855411088038]
["FRAS_P","HT",26,1.7417063880579216,2.1938699439570342,1.9507855411088038]
["FRAS_P","HT",27,1.7417063880579216,2.1938699439570342,1.9507855411088038]
["FRAS_P","HT",28,1.7417063880579216,2.1938699439570342,1.9507855411088038]
["FRAS_P","HT",29,1.7417063880579216,2.1938699439570342,1.9507855411088038]
["FRAS_P","HT",30,1.7417063880579216,2.1938699439570342,1.9507855411088038]
["FRAS_P","HT",31,1.7417063880579216,2.1938699439570342,1.9507855411088038]
["FRAS_P","HT",32,1.7417063880579216,2.1938699439570342,1.9507855411088038]
["FRAS_P","HT",33,1.7417063880579216,2.1938699439570342,1.9507855411088038]
["FRAS_P","HT",34,1.7417063880579216,2.1938699439570342,1.9507855411088038]
["FRAS_P","HT",35,1.7417063880579216,2.1938699439570342,1.9507855411088038]
["FRAS_P","HT",36,1.7417063880579216,2.1938699439570342,1.9507855411088038]
["FRAS_P","HT",37,1.7417063880579216,2.1938699439570342,1.9507855411088038]
["FRAS_P","HT",38,1.7417063880579216,2.1938699439570342,1.9507855411088038]
["FRAS_P","HT",39,1.7417063880579216,2.1938699439570342,1.9507855411088038]
["FRAS_P","HT",40,1.7417063880579216,2.1938699439570342,1.9507855411088038]
["FRAS_P","HT",41,1.7417063880579216,2.1938699439570342,1.9507855411088038]
["FRAS_P","HT",42,1.7417063880579216,2.1938699439570342,1.9507855411088038]
["FRAS_P","HT",43,1.7417063880579216,2.1938699439570342,1.9507855411088038]
["FRAS_P","HT",44,1.7417063880579216,2.1938699439570342,1.9507855411088038]
["FRAS_P","HT",45,1.7417063880579216,2.1938699439570342,1.9507855411088038]
["FRAS_P","HT",46,1.7417063880579216,2.1938699439570342,1.9507855411088038]
["FRAS_P","HT",47,1.7417063880579216,2.1938699439570342,1.9507855411088038]
["FRAS_P","HT",48,1.7417063880579216,2.1938699439570342,1.9507855411088038]
["FRAS_P","HT",49,1.7417063880579216,2.1938699439570342,1.9507855411088038]
["FRAS_P","HT",50,1.7417063880579216,2.1938699439570342,1.9507855411088038]
["GLEF_P","HT",24,0,0,0]
["GLEF_P","HT",25,0,0,0]
["GLEF_P","HT",26,0,0,0]
["GLEF_P","HT",27,0,0,0]
["GLEF_P","HT",28,0,0,0]
["GLEF_P","HT",29,0,0,0]
["GLEF_P","HT",30,0,0,0]
["GLEF_P","HT",31,0,0,0]
["GLEF_P","HT",32,0,0,0]
["GLEF_P","HT",33,0,0,0]
["GLEF_P","HT",34,0,0,0]
["GLEF_P","HT",35,0,0,0]
["GLEF_P","HT",36,0,0,0]
["GLEF_P","HT",37,0,0,0]
["GLEF_P","HT",38,0,0,0]
["GLEF_P","HT",39,0,0,0]
["GLEF_P","HT",40,0,0,0]
["GLEF_P","HT",41,0,0,0]
["GLEF_P","HT",42,0,0,0]
["GLEF_P","HT",43,0,0,0]
["GLEF_P","HT",44,0,0,0]
["GLEF_P","HT",45,0,0,0]
["GLEF_P","HT",46,0,0,0]
["GLEF_P","HT",47,0,0,0]
["GLEF_P","HT",48,0,0,0]
["GLEF_P","HT",49,0,0,0]
["GLEF_P","HT",50,0,0,0]
["G_EXTRA_12","HT",24,0,0,0]
["G_EXTRA_12","HT",25,0,0,0]
["G_EXTRA_12","HT",26,0,0,0]
["G_EXTRA_12","HT",27,0,0,0]
["G_EXTRA_12","HT",28,0,0,0]
["G_EXTRA_12","HT",29,0,0,0]
["G_EXTRA_12","HT",30,0,0,0]
["G_EXTRA_12","HT",31,0,0,0]
["G_EXTRA_12","HT",32,0,0,0]
["G_EXTRA_12","HT",33,0,0,0]
["G_EXTRA_12","HT",34,0,0,0]
["G_EXTRA_12","HT",35,0,0,0]
["G_EXTRA_12","HT",36,0,0,0]
["G_EXTRA_12","HT",37,0,0,0]
["G_EXTRA_12","HT",38,0,0,0]
["G_EXTRA_12","HT",39,0,0,0]
["G_EXTRA_12","HT",40,0,0,0]
["G_EXTRA_12","HT",41,0,0,0]
["G_EXTRA_12","HT",42,0,0,0]
["G_EXTRA_12","HT",43,0,0,0]
["G_EXTRA_12","HT",44,0,0,0]
["G_EXTRA_12","HT",45,0,0,0]
["G_EXTRA_12","HT",46,0,0,0]
["G_EXTRA_12","HT",47,0,0,0]
["G_EXTRA_12","HT",48,0,0,0]
["G_EXTRA_12","HT",49,0,0,0]
["G_EXTRA_12","HT",50,0,0,0]
["GRUB_P","HT",24,0,0,0]
["GRUB_P","HT",25,0,0,0]
["GRUB_P","HT",26,0,0,0]
["GRUB_P","HT",27,0,0,0]
["GRUB_P","HT",28,0,0,0]
["GRUB_P","HT",29,0,0,0]
["GRUB_P","HT",30,0,0,0]
["GRUB_P","HT",31,0,0,0]
["GRUB_P","HT",32,0,0,0]
["GRUB_P","HT",33,0,0,0]
["GRUB_P","HT",34,0,0,0]
["GRUB_P","HT",35,0,0,0]
["GRUB_P","HT",36,0,0,0]
["GRUB_P","HT",37,0,0,0]
["GRUB_P","HT",38,0,0,0]
["GRUB_P","HT",39,0,0,0]
["GRUB_P","HT",40,0,0,0]
["GRUB_P","HT",41,0,0,0]
["GRUB_P","HT",42,0,0,0]
["GRUB_P","HT",43,0,0,0]
["GRUB_P","HT",44,0,0,0]
["GRUB_P","HT",45,0,0,0]
["GRUB_P","HT",46,0,0,0]
["GRUB_P","HT",47,0,0,0]
["GRUB_P","HT",48,0,0,0]
["GRUB_P","HT",49,0,0,0]
["GRUB_P","HT",50,0,0,0]
["INNE_P","HT",24,3.1536314484672316,3.9723441887496036,3.5322019106307017]
["INNE_P","HT",25,3.1536314484672316,3.9723441887496036,3.5322019106307017]
["INNE_P","HT",26,3.1536314484672316,3.9723441887496036,3.5322019106307017]
["INNE_P","HT",27,3.1536314484672316,3.9723441887496036,3.5322019106307017]
["INNE_P","HT",28,3.1536314484672316,3.9723441887496036,3.5322019106307017]
["INNE_P","HT",29,3.1536314484672316,3.9723441887496036,3.5322019106307017]
["INNE_P","HT",30,3.1536314484672316,3.9723441887496036,3.5322019106307017]
["INNE_P","HT",31,3.1536314484672316,3.9723441887496036,3.5322019106307017]
["INNE_P","HT",32,3.1536314484672316,3.9723441887496036,3.5322019106307017]
["INNE_P","HT",33,3.1536314484672316,3.9723441887496036,3.5322019106307017]
["INNE_P","HT",34,3.1536314484672316,3.9723441887496036,3.5322019106307017]
["INNE_P","HT",35,3.1536314484672316,3.9723441887496036,3.5322019106307017]
["INNE_P","HT",36,3.1536314484672316,3.9723441887496036,3.5322019106307017]
["INNE_P","HT",37,3.1536314484672316,3.9723441887496036,3.5322019106307017]
["INNE_P","HT",38,3.1536314484672316,3.9723441887496036,3.5322019106307017]
["INNE_P","HT",39,3.1536314484672316,3.9723441887496036,3.5322019106307017]
["INNE_P","HT",40,3.1536314484672316,3.9723441887496036,3.5322019106307017]
["INNE_P","HT",41,3.1536314484672316,3.9723441887496036,3.5322019106307017]
["INNE_P","HT",42,3.1536314484672316,3.9723441887496036,3.5322019106307017]
["INNE_P","HT",43,3.1536314484672316,3.9723441887496036,3.5322019106307017]
["INNE_P","HT",44,3.1536314484672316,3.9723441887496036,3.5322019106307017]
["INNE_P","HT",45,3.1536314484672316,3.9723441887496036,3.5322019106307017]
["INNE_P","HT",46,3.1536314484672316,3.9723441887496036,3.5322019106307017]
["INNE_P","HT",47,3.1536314484672316,3.9723441887496036,3.5322019106307017]
["INNE_P","HT",48,3.1536314484672316,3.9723441887496036,3.5322019106307017]
["INNE_P","HT",49,3.1536314484672316,3.9723441887496036,3.5322019106307017]
["INNE_P","HT",50,3.1536314484672316,3.9723441887496036,3.5322019106307017]
["KEIT_P","HT",24,0.13338386784266548,0.16801158948211281,0.14939562867124659]
["KEIT_P","HT",25,0.13338386784266548,0.16801158948211281,0.14939562867124659]
["KEIT_P","HT",26,0.13338386784266548,0.16801158948211281,0.14939562867124659]
["KEIT_P","HT",27,0.13338386784266548,0.16801158948211281,0.14939562867124659]
["KEIT_P","HT",28,0.13338386784266548,0.16801158948211281,0.14939562867124659]
["KEIT_P","HT",29,0.13338386784266548,0.16801158948211281,0.14939562867124659]
["KEIT_P","HT",30,0.13338386784266548,0.16801158948211281,0.14939562867124659]
["KEIT_P","HT",31,0.13338386784266548,0.16801158948211281,0.14939562867124659]
["KEIT_P","HT",32,0.13338386784266548,0.16801158948211281,0.14939562867124659]
["KEIT_P","HT",33,0.13338386784266548,0.16801158948211281,0.14939562867124659]
["KEIT_P","HT",34,0.13338386784266548,0.16801158948211281,0.14939562867124659]
["KEIT_P","HT",35,0.13338386784266548,0.16801158948211281,0.14939562867124659]
["KEIT_P","HT",36,0.13338386784266548,0.16801158948211281,0.14939562867124659]
["KEIT_P","HT",37,0.13338386784266548,0.16801158948211281,0.14939562867124659]
["KEIT_P","HT",38,0.13338386784266548,0.16801158948211281,0.14939562867124659]
["KEIT_P","HT",39,0.13338386784266548,0.16801158948211281,0.14939562867124659]
["KEIT_P","HT",40,0.13338386784266548,0.16801158948211281,0.14939562867124659]
["KEIT_P","HT",41,0.13338386784266548,0.16801158948211281,0.14939562867124659]
["KEIT_P","HT",42,0.13338386784266548,0.16801158948211281,0.14939562867124659]
["KEIT_P","HT",43,0.13338386784266548,0.16801158948211281,0.14939562867124659]
["KEIT_P","HT",44,0.13338386784266548,0.16801158948211281,0.14939562867124659]
["KEIT_P","HT",45,0.13338386784266548,0.16801158948211281,0.14939562867124659]
["KEIT_P","HT",46,0.13338386784266548,0.16801158948211281,0.14939562867124659]
["KEIT_P","HT",47,0.13338386784266548,0.16801158948211281,0.14939562867124659]
["KEIT_P","HT",48,0.13338386784266548,0.16801158948211281,0.14939562867124659]
["KEIT_P","HT",49,0.13338386784266548,0.16801158948211281,0.14939562867124659]
["KEIT_P","HT",50,0.13338386784266548,0.16801158948211281,0.14939562867124659]
["KIIN_P","HT",24,1.9623724927783683,2.4718230697626247,2.1979410028175042]
["KIIN_P","HT",25,1.9623724927783683,2.4718230697626247,2.1979410028175042]
["KIIN_P","HT",26,1.9623724927783683,2.4718230697626247,2.1979410028175042]
["KIIN_P","HT",27,1.9623724927783683,2.4718230697626247,2.1979410028175042]
["KIIN_P","HT",28,1.9623724927783683,2.4718230697626247,2.1979410028175042]
["KIIN_P","HT",29,1.9623724927783683,2.4718230697626247,2.1979410028175042]
["KIIN_P","HT",30,1.9623724927783683,2.4718230697626247,2.1979410028175042]
["KIIN_P","HT",31,1.9623724927783683,2.4718230697626247,2.1979410028175042]
["KIIN_P","HT",32,1.9623724927783683,2.4718230697626247,2.1979410028175042]
["KIIN_P","HT",33,1.9623724927783683,2.4718230697626247,2.1979410028175042]
["KIIN_P","HT",34,1.9623724927783683,2.4718230697626247,2.1979410028175042]
["KIIN_P","HT",35,1.9623724927783683,2.4718230697626247,2.1979410028175042]
["KIIN_P","HT",36,1.9623724927783683,2.4718230697626247,2.1979410028175042]
["KIIN_P","HT",37,1.9623724927783683,2.4718230697626247,2.1979410028175042]
["KIIN_P","HT",38,1.9623724927783683,2.4718230697626247,2.1979410028175042]
["KIIN_P","HT",39,1.9623724927783683,2.4718230697626247,2.1979410028175042]
["KIIN_P","HT",40,1.9623724927783683,2.4718230697626247,2.1979410028175042]
["KIIN_P","HT",41,1.9623724927783683,2.4718230697626247,2.1979410028175042]
["KIIN_P","HT",42,1.9623724927783683,2.4718230697626247,2.1979410028175042]
["KIIN_P","HT",43,1.9623724927783683,2.4718230697626247,2.1979410028175042]
["KIIN_P","HT",44,1.9623724927783683,2.4718230697626247,2.1979410028175042]
["KIIN_P","HT",45,1.9623724927783683,2.4718230697626247,2.1979410028175042]
["KIIN_P","HT",46,1.9623724927783683,2.4718230697626247,2.1979410028175042]
["KIIN_P","HT",47,1.9623724927783683,2.4718230697626247,2.1979410028175042]
["KIIN_P","HT",48,1.9623724927783683,2.4718230697626247,2.1979410028175042]
["KIIN_P","HT",49,1.9623724927783683,2.4718230697626247,2.1979410028175042]
["KIIN_P","HT",50,1.9623724927783683,2.4718230697626247,2.1979410028175042]
["KINL_P","HT",24,2.0004521264168593,2.5197885387355745,2.2405918188345022]
["KINL_P","HT",25,2.0004521264168593,2.5197885387355745,2.2405918188345022]
["KINL_P","HT",26,2.0004521264168593,2.5197885387355745,2.2405918188345022]
["KINL_P","HT",27,2.0004521264168593,2.5197885387355745,2.2405918188345022]
["KINL_P","HT",28,2.0004521264168593,2.5197885387355745,2.2405918188345022]
["KINL_P","HT",29,2.0004521264168593,2.5197885387355745,2.2405918188345022]
["KINL_P","HT",30,2.0004521264168593,2.5197885387355745,2.2405918188345022]
["KINL_P","HT",31,2.0004521264168593,2.5197885387355745,2.2405918188345022]
["KINL_P","HT",32,2.0004521264168593,2.5197885387355745,2.2405918188345022]
["KINL_P","HT",33,2.0004521264168593,2.5197885387355745,2.2405918188345022]
["KINL_P","HT",34,2.0004521264168593,2.5197885387355745,2.2405918188345022]
["KINL_P","HT",35,2.0004521264168593,2.5197885387355745,2.2405918188345022]
["KINL_P","HT",36,2.0004521264168593,2.5197885387355745,2.2405918188345022]
["KINL_P","HT",37,2.0004521264168593,2.5197885387355745,2.2405918188345022]
["KINL_P","HT",38,2.0004521264168593,2.5197885387355745,2.2405918188345022]
["KINL_P","HT",39,2.0004521264168593,2.5197885387355745,2.2405918188345022]
["KINL_P","HT",40,2.0004521264168593,2.5197885387355745,2.2405918188345022]
["KINL_P","HT",41,2.0004521264168593,2.5197885387355745,2.2405918188345022]
["KINL_P","HT",42,2.0004521264168593,2.5197885387355745,2.2405918188345022]
["KINL_P","HT",43,2.0004521264168593,2.5197885387355745,2.2405918188345022]
["KINL_P","HT",44,2.0004521264168593,2.5197885387355745,2.2405918188345022]
["KINL_P","HT",45,2.0004521264168593,2.5197885387355745,2.2405918188345022]
["KINL_P","HT",46,2.0004521264168593,2.5197885387355745,2.2405918188345022]
["KINL_P","HT",47,2.0004521264168593,2.5197885387355745,2.2405918188345022]
["KINL_P","HT",48,2.0004521264168593,2.5197885387355745,2.2405918188345022]
["KINL_P","HT",49,2.0004521264168593,2.5197885387355745,2.2405918188345022]
["KINL_P","HT",50,2.0004521264168593,2.5197885387355745,2.2405918188345022]
["KINT_P","HT",24,0.54679585589303215,0.6887492644851525,0.61243471168739094]
["KINT_P","HT",25,0.54679585589303215,0.6887492644851525,0.61243471168739094]
["KINT_P","HT",26,0.54679585589303215,0.6887492644851525,0.61243471168739094]
["KINT_P","HT",27,0.54679585589303215,0.6887492644851525,0.61243471168739094]
["KINT_P","HT",28,0.54679585589303215,0.6887492644851525,0.61243471168739094]
["KINT_P","HT",29,0.54679585589303215,0.6887492644851525,0.61243471168739094]
["KINT_P","HT",30,0.54679585589303215,0.6887492644851525,0.61243471168739094]
["KINT_P","HT",31,0.54679585589303215,0.6887492644851525,0.61243471168739094]
["KINT_P","HT",32,0.54679585589303215,0.6887492644851525,0.61243471168739094]
["KINT_P","HT",33,0.54679585589303215,0.6887492644851525,0.61243471168739094]
["KINT_P","HT",34,0.54679585589303215,0.6887492644851525,0.61243471168739094]
["KINT_P","HT",35,0.54679585589303215,0.6887492644851525,0.61243471168739094]
["KINT_P","HT",36,0.54679585589303215,0.6887492644851525,0.61243471168739094]
["KINT_P","HT",37,0.54679585589303215,0.6887492644851525,0.61243471168739094]
["KINT_P","HT",38,0.54679585589303215,0.6887492644851525,0.61243471168739094]
["KINT_P","HT",39,0.54679585589303215,0.6887492644851525,0.61243471168739094]
["KINT_P","HT",40,0.54679585589303215,0.6887492644851525,0.61243471168739094]
["KINT_P","HT",41,0.54679585589303215,0.6887492644851525,0.61243471168739094]
["KINT_P","HT",42,0.54679585589303215,0.6887492644851525,0.61243471168739094]
["KINT_P","HT",43,0.54679585589303215,0.6887492644851525,0.61243471168739094]
["KINT_P","HT",44,0.54679585589303215,0.6887492644851525,0.61243471168739094]
["KINT_P","HT",45,0.54679585589303215,0.6887492644851525,0.61243471168739094]
["KINT_P","HT",46,0.54679585589303215,0.6887492644851525,0.61243471168739094]
["KINT_P","HT",47,0.54679585589303215,0.6887492644851525,0.61243471168739094]
["KINT_P","HT",48,0.54679585589303215,0.6887492644851525,0.61243471168739094]
["KINT_P","HT",49,0.54679585589303215,0.6887492644851525,0.61243471168739094]
["KINT_P","HT",50,0.54679585589303215,0.6887492644851525,0.61243471168739094]
["LAIR_P","HT",24,2.0235966210863827,2.548941564510578,2.2665146413418711]
["LAIR_P","HT",25,2.0235966210863827,2.548941564510578,2.2665146413418711]
["LAIR_P","HT",26,2.0235966210863827,2.548941564510578,2.2665146413418711]
["LAIR_P","HT",27,2.0235966210863827,2.548941564510578,2.2665146413418711]
["LAIR_P","HT",28,2.0235966210863827,2.548941564510578,2.2665146413418711]
["LAIR_P","HT",29,2.0235966210863827,2.548941564510578,2.2665146413418711]
["LAIR_P","HT",30,2.0235966210863827,2.548941564510578,2.2665146413418711]
["LAIR_P","HT",31,2.0235966210863827,2.548941564510578,2.2665146413418711]
["LAIR_P","HT",32,2.0235966210863827,2.548941564510578,2.2665146413418711]
["LAIR_P","HT",33,2.0235966210863827,2.548941564510578,2.2665146413418711]
["LAIR_P","HT",34,2.0235966210863827,2.548941564510578,2.2665146413418711]
["LAIR_P","HT",35,2.0235966210863827,2.548941564510578,2.2665146413418711]
["LAIR_P","HT",36,2.0235966210863827,2.548941564510578,2.2665146413418711]
["LAIR_P","HT",37,2.0235966210863827,2.548941564510578,2.2665146413418711]
["LAIR_P","HT",38,2.0235966210863827,2.548941564510578,2.2665146413418711]
["LAIR_P","HT",39,2.0235966210863827,2.548941564510578,2.2665146413418711]
["LAIR_P","HT",40,2.0235966210863827,2.548941564510578,2.2665146413418711]
["LAIR_P","HT",41,2.0235966210863827,2.548941564510578,2.2665146413418711]
["LAIR_P","HT",42,2.0235966210863827,2.548941564510578,2.2665146413418711]
["LAIR_P","HT",43,2.0235966210863827,2.548941564510578,2.2665146413418711]
["LAIR_P","HT",44,2.0235966210863827,2.548941564510578,2.2665146413418711]
["LAIR_P","HT",45,2.0235966210863827,2.548941564510578,2.2665146413418711]
["LAIR_P","HT",46,2.0235966210863827,2.548941564510578,2.2665146413418711]
["LAIR_P","HT",47,2.0235966210863827,2.548941564510578,2.2665146413418711]
["LAIR_P","HT",48,2.0235966210863827,2.548941564510578,2.2665146413418711]
["LAIR_P","HT",49,2.0235966210863827,2.548941564510578,2.2665146413418711]
["LAIR_P","HT",50,2.0235966210863827,2.548941564510578,2.2665146413418711]
["LUNA_P","HT",24,1.3011465539554132,1.6389365836735514,1.4573397110577484]
["LUNA_P","HT",25,1.3011465539554132,1.6389365836735514,1.4573397110577484]
["LUNA_P","HT",26,1.3011465539554132,1.6389365836735514,1.4573397110577484]
["LUNA_P","HT",27,1.3011465539554132,1.6389365836735514,1.4573397110577484]
["LUNA_P","HT",28,1.3011465539554132,1.6389365836735514,1.4573397110577484]
["LUNA_P","HT",29,1.3011465539554132,1.6389365836735514,1.4573397110577484]
["LUNA_P","HT",30,1.3011465539554132,1.6389365836735514,1.4573397110577484]
["LUNA_P","HT",31,1.3011465539554132,1.6389365836735514,1.4573397110577484]
["LUNA_P","HT",32,1.3011465539554132,1.6389365836735514,1.4573397110577484]
["LUNA_P","HT",33,1.3011465539554132,1.6389365836735514,1.4573397110577484]
["LUNA_P","HT",34,1.3011465539554132,1.6389365836735514,1.4573397110577484]
["LUNA_P","HT",35,1.3011465539554132,1.6389365836735514,1.4573397110577484]
["LUNA_P","HT",36,1.3011465539554132,1.6389365836735514,1.4573397110577484]
["LUNA_P","HT",37,1.3011465539554132,1.6389365836735514,1.4573397110577484]
["LUNA_P","HT",38,1.3011465539554132,1.6389365836735514,1.4573397110577484]
["LUNA_P","HT",39,1.3011465539554132,1.6389365836735514,1.4573397110577484]
["LUNA_P","HT",40,1.3011465539554132,1.6389365836735514,1.4573397110577484]
["LUNA_P","HT",41,1.3011465539554132,1.6389365836735514,1.4573397110577484]
["LUNA_P","HT",42,1.3011465539554132,1.6389365836735514,1.4573397110577484]
["LUNA_P","HT",43,1.3011465539554132,1.6389365836735514,1.4573397110577484]
["LUNA_P","HT",44,1.3011465539554132,1.6389365836735514,1.4573397110577484]
["LUNA_P","HT",45,1.3011465539554132,1.6389365836735514,1.4573397110577484]
["LUNA_P","HT",46,1.3011465539554132,1.6389365836735514,1.4573397110577484]
["LUNA_P","HT",47,1.3011465539554132,1.6389365836735514,1.4573397110577484]
["LUNA_P","HT",48,1.3011465539554132,1.6389365836735514,1.4573397110577484]
["LUNA_P","HT",49,1.3011465539554132,1.6389365836735514,1.4573397110577484]
["LUNA_P","HT",50,1.3011465539554132,1.6389365836735514,1.4573397110577484]
["LYND_P","HT",24,0.49288023363347799,0.62083663351819118,0.55204691207605683]
["LYND_P","HT",25,0.49288023363347799,0.62083663351819118,0.55204691207605683]
["LYND_P","HT",26,0.49288023363347799,0.62083663351819118,0.55204691207605683]
["LYND_P","HT",27,0.49288023363347799,0.62083663351819118,0.55204691207605683]
["LYND_P","HT",28,0.49288023363347799,0.62083663351819118,0.55204691207605683]
["LYND_P","HT",29,0.49288023363347799,0.62083663351819118,0.55204691207605683]
["LYND_P","HT",30,0.49288023363347799,0.62083663351819118,0.55204691207605683]
["LYND_P","HT",31,0.49288023363347799,0.62083663351819118,0.55204691207605683]
["LYND_P","HT",32,0.49288023363347799,0.62083663351819118,0.55204691207605683]
["LYND_P","HT",33,0.49288023363347799,0.62083663351819118,0.55204691207605683]
["LYND_P","HT",34,0.49288023363347799,0.62083663351819118,0.55204691207605683]
["LYND_P","HT",35,0.49288023363347799,0.62083663351819118,0.55204691207605683]
["LYND_P","HT",36,0.49288023363347799,0.62083663351819118,0.55204691207605683]
["LYND_P","HT",37,0.49288023363347799,0.62083663351819118,0.55204691207605683]
["LYND_P","HT",38,0.49288023363347799,0.62083663351819118,0.55204691207605683]
["LYND_P","HT",39,0.49288023363347799,0.62083663351819118,0.55204691207605683]
["LYND_P","HT",40,0.49288023363347799,0.62083663351819118,0.55204691207605683]
["LYND_P","HT",41,0.49288023363347799,0.62083663351819118,0.55204691207605683]
["LYND_P","HT",42,0.49288023363347799,0.62083663351819118,0.55204691207605683]
["LYND_P","HT",43,0.49288023363347799,0.62083663351819118,0.55204691207605683]
["LYND_P","HT",44,0.49288023363347799,0.62083663351819118,0.55204691207605683]
["LYND_P","HT",45,0.49288023363347799,0.62083663351819118,0.55204691207605683]
["LYND_P","HT",46,0.49288023363347799,0.62083663351819118,0.55204691207605683]
["LYND_P","HT",47,0.49288023363347799,0.62083663351819118,0.55204691207605683]
["LYND_P","HT",48,0.49288023363347799,0.62083663351819118,0.55204691207605683]
["LYND_P","HT",49,0.49288023363347799,0.62083663351819118,0.55204691207605683]
["LYND_P","HT",50,0.49288023363347799,0.62083663351819118,0.55204691207605683]
["MACD_P","HT",24,0.33462970353510818,0.42150275957793221,0.37479955964891687]
["MACD_P","HT",25,0.33462970353510818,0.42150275957793221,0.37479955964891687]
["MACD_P","HT",26,0.33462970353510818,0.42150275957793221,0.37479955964891687]
["MACD_P","HT",27,0.33462970353510818,0.42150275957793221,0.37479955964891687]
["MACD_P","HT",28,0.33462970353510818,0.42150275957793221,0.37479955964891687]
["MACD_P","HT",29,0.33462970353510818,0.42150275957793221,0.37479955964891687]
["MACD_P","HT",30,0.33462970353510818,0.42150275957793221,0.37479955964891687]
["MACD_P","HT",31,0.33462970353510818,0.42150275957793221,0.37479955964891687]
["MACD_P","HT",32,0.33462970353510818,0.42150275957793221,0.37479955964891687]
["MACD_P","HT",33,0.33462970353510818,0.42150275957793221,0.37479955964891687]
["MACD_P","HT",34,0.33462970353510818,0.42150275957793221,0.37479955964891687]
["MACD_P","HT",35,0.33462970353510818,0.42150275957793221,0.37479955964891687]
["MACD_P","HT",36,0.33462970353510818,0.42150275957793221,0.37479955964891687]
["MACD_P","HT",37,0.33462970353510818,0.42150275957793221,0.37479955964891687]
["MACD_P","HT",38,0.33462970353510818,0.42150275957793221,0.37479955964891687]
["MACD_P","HT",39,0.33462970353510818,0.42150275957793221,0.37479955964891687]
["MACD_P","HT",40,0.33462970353510818,0.42150275957793221,0.37479955964891687]
["MACD_P","HT",41,0.33462970353510818,0.42150275957793221,0.37479955964891687]
["MACD_P","HT",42,0.33462970353510818,0.42150275957793221,0.37479955964891687]
["MACD_P","HT",43,0.33462970353510818,0.42150275957793221,0.37479955964891687]
["MACD_P","HT",44,0.33462970353510818,0.42150275957793221,0.37479955964891687]
["MACD_P","HT",45,0.33462970353510818,0.42150275957793221,0.37479955964891687]
["MACD_P","HT",46,0.33462970353510818,0.42150275957793221,0.37479955964891687]
["MACD_P","HT",47,0.33462970353510818,0.42150275957793221,0.37479955964891687]
["MACD_P","HT",48,0.33462970353510818,0.42150275957793221,0.37479955964891687]
["MACD_P","HT",49,0.33462970353510818,0.42150275957793221,0.37479955964891687]
["MACD_P","HT",50,0.33462970353510818,0.42150275957793221,0.37479955964891687]
["MILC_P","HT",24,0.14641177503546243,0.18442166538176463,0.16398744113566208]
["MILC_P","HT",25,0.14641177503546243,0.18442166538176463,0.16398744113566208]
["MILC_P","HT",26,0.14641177503546243,0.18442166538176463,0.16398744113566208]
["MILC_P","HT",27,0.14641177503546243,0.18442166538176463,0.16398744113566208]
["MILC_P","HT",28,0.14641177503546243,0.18442166538176463,0.16398744113566208]
["MILC_P","HT",29,0.14641177503546243,0.18442166538176463,0.16398744113566208]
["MILC_P","HT",30,0.14641177503546243,0.18442166538176463,0.16398744113566208]
["MILC_P","HT",31,0.14641177503546243,0.18442166538176463,0.16398744113566208]
["MILC_P","HT",32,0.14641177503546243,0.18442166538176463,0.16398744113566208]
["MILC_P","HT",33,0.14641177503546243,0.18442166538176463,0.16398744113566208]
["MILC_P","HT",34,0.14641177503546243,0.18442166538176463,0.16398744113566208]
["MILC_P","HT",35,0.14641177503546243,0.18442166538176463,0.16398744113566208]
["MILC_P","HT",36,0.14641177503546243,0.18442166538176463,0.16398744113566208]
["MILC_P","HT",37,0.14641177503546243,0.18442166538176463,0.16398744113566208]
["MILC_P","HT",38,0.14641177503546243,0.18442166538176463,0.16398744113566208]
["MILC_P","HT",39,0.14641177503546243,0.18442166538176463,0.16398744113566208]
["MILC_P","HT",40,0.14641177503546243,0.18442166538176463,0.16398744113566208]
["MILC_P","HT",41,0.14641177503546243,0.18442166538176463,0.16398744113566208]
["MILC_P","HT",42,0.14641177503546243,0.18442166538176463,0.16398744113566208]
["MILC_P","HT",43,0.14641177503546243,0.18442166538176463,0.16398744113566208]
["MILC_P","HT",44,0.14641177503546243,0.18442166538176463,0.16398744113566208]
["MILC_P","HT",45,0.14641177503546243,0.18442166538176463,0.16398744113566208]
["MILC_P","HT",46,0.14641177503546243,0.18442166538176463,0.16398744113566208]
["MILC_P","HT",47,0.14641177503546243,0.18442166538176463,0.16398744113566208]
["MILC_P","HT",48,0.14641177503546243,0.18442166538176463,0.16398744113566208]
["MILC_P","HT",49,0.14641177503546243,0.18442166538176463,0.16398744113566208]
["MILC_P","HT",50,0.14641177503546243,0.18442166538176463,0.16398744113566208]
["MYBS_P","HT",24,0.66609802127924278,0.83902340752348803,0.74605823219241596]
["MYBS_P","HT",25,0.66609802127924278,0.83902340752348803,0.74605823219241596]
["MYBS_P","HT",26,0.66609802127924278,0.83902340752348803,0.74605823219241596]
["MYBS_P","HT",27,0.66609802127924278,0.83902340752348803,0.74605823219241596]
["MYBS_P","HT",28,0.66609802127924278,0.83902340752348803,0.74605823219241596]
["MYBS_P","HT",29,0.66609802127924278,0.83902340752348803,0.74605823219241596]
["MYBS_P","HT",30,0.66609802127924278,0.83902340752348803,0.74605823219241596]
["MYBS_P","HT",31,0.66609802127924278,0.83902340752348803,0.74605823219241596]
["MYBS_P","HT",32,0.66609802127924278,0.83902340752348803,0.74605823219241596]
["MYBS_P","HT",33,0.66609802127924278,0.83902340752348803,0.74605823219241596]
["MYBS_P","HT",34,0.66609802127924278,0.83902340752348803,0.74605823219241596]
["MYBS_P","HT",35,0.66609802127924278,0.83902340752348803,0.74605823219241596]
["MYBS_P","HT",36,0.66609802127924278,0.83902340752348803,0.74605823219241596]
["MYBS_P","HT",37,0.66609802127924278,0.83902340752348803,0.74605823219241596]
["MYBS_P","HT",38,0.66609802127924278,0.83902340752348803,0.74605823219241596]
["MYBS_P","HT",39,0.66609802127924278,0.83902340752348803,0.74605823219241596]
["MYBS_P","HT",40,0.66609802127924278,0.83902340752348803,0.74605823219241596]
["MYBS_P","HT",41,0.66609802127924278,0.83902340752348803,0.74605823219241596]
["MYBS_P","HT",42,0.66609802127924278,0.83902340752348803,0.74605823219241596]
["MYBS_P","HT",43,0.66609802127924278,0.83902340752348803,0.74605823219241596]
["MYBS_P","HT",44,0.66609802127924278,0.83902340752348803,0.74605823219241596]
["MYBS_P","HT",45,0.66609802127924278,0.83902340752348803,0.74605823219241596]
["MYBS_P","HT",46,0.66609802127924278,0.83902340752348803,0.74605823219241596]
["MYBS_P","HT",47,0.66609802127924278,0.83902340752348803,0.74605823219241596]
["MYBS_P","HT",48,0.66609802127924278,0.83902340752348803,0.74605823219241596]
["MYBS_P","HT",49,0.66609802127924278,0.83902340752348803,0.74605823219241596]
["MYBS_P","HT",50,0.66609802127924278,0.83902340752348803,0.74605823219241596]
["NAIR_P","HT",24,2.7745404556512341,3.4948375660109661,3.1076038080913682]
["NAIR_P","HT",25,2.7745404556512341,3.4948375660109661,3.1076038080913682]
["NAIR_P","HT",26,2.7745404556512341,3.4948375660109661,3.1076038080913682]
["NAIR_P","HT",27,2.7745404556512341,3.4948375660109661,3.1076038080913682]
["NAIR_P","HT",28,2.7745404556512341,3.4948375660109661,3.1076038080913682]
["NAIR_P","HT",29,2.7745404556512341,3.4948375660109661,3.1076038080913682]
["NAIR_P","HT",30,2.7745404556512341,3.4948375660109661,3.1076038080913682]
["NAIR_P","HT",31,2.7745404556512341,3.4948375660109661,3.1076038080913682]
["NAIR_P","HT",32,2.7745404556512341,3.4948375660109661,3.1076038080913682]
["NAIR_P","HT",33,2.7745404556512341,3.4948375660109661,3.1076038080913682]
["NAIR_P","HT",34,2.7745404556512341,3.4948375660109661,3.1076038080913682]
["NAIR_P","HT",35,2.7745404556512341,3.4948375660109661,3.1076038080913682]
["NAIR_P","HT",36,2.7745404556512341,3.4948375660109661,3.1076038080913682]
["NAIR_P","HT",37,2.7745404556512341,3.4948375660109661,3.1076038080913682]
["NAIR_P","HT",38,2.7745404556512341,3.4948375660109661,3.1076038080913682]
["NAIR_P","HT",39,2.7745404556512341,3.4948375660109661,3.1076038080913682]
["NAIR_P","HT",40,2.7745404556512341,3.4948375660109661,3.1076038080913682]
["NAIR_P","HT",41,2.7745404556512341,3.4948375660109661,3.1076038080913682]
["NAIR_P","HT",42,2.7745404556512341,3.4948375660109661,3.1076038080913682]
["NAIR_P","HT",43,2.7745404556512341,3.4948375660109661,3.1076038080913682]
["NAIR_P","HT",44,2.7745404556512341,3.4948375660109661,3.1076038080913682]
["NAIR_P","HT",45,2.7745404556512341,3.4948375660109661,3.1076038080913682]
["NAIR_P","HT",46,2.7745404556512341,3.4948375660109661,3.1076038080913682]
["NAIR_P","HT",47,2.7745404556512341,3.4948375660109661,3.1076038080913682]
["NAIR_P","HT",48,2.7745404556512341,3.4948375660109661,3.1076038080913682]
["NAIR_P","HT",49,2.7745404556512341,3.4948375660109661,3.1076038080913682]
["NAIR_P","HT",50,2.7745404556512341,3.4948375660109661,3.1076038080913682]
["ORRI_P","HT",24,0,0,0]
["ORRI_P","HT",25,0,0,0]
["ORRI_P","HT",26,0,0,0]
["ORRI_P","HT",27,0,0,0]
["ORRI_P","HT",28,0,0,0]
["ORRI_P","HT",29,0,0,0]
["ORRI_P","HT",30,0,0,0]
["ORRI_P","HT",31,0,0,0]
["ORRI_P","HT",32,0,0,0]
["ORRI_P","HT",33,0,0,0]
["ORRI_P","HT",34,0,0,0]
["ORRI_P","HT",35,0,0,0]
["ORRI_P","HT",36,0,0,0]
["ORRI_P","HT",37,0,0,0]
["ORRI_P","HT",38,0,0,0]
["ORRI_P","HT",39,0,0,0]
["ORRI_P","HT",40,0,0,0]
["ORRI_P","HT",41,0,0,0]
["ORRI_P","HT",42,0,0,0]
["ORRI_P","HT",43,0,0,0]
["ORRI_P","HT",44,0,0,0]
["ORRI_P","HT",45,0,0,0]
["ORRI_P","HT",46,0,0,0]
["ORRI_P","HT",47,0,0,0]
["ORRI_P","HT",48,0,0,0]
["ORRI_P","HT",49,0,0,0]
["ORRI_P","HT",50,0,0,0]
["PERS_P","HT",24,2.4929522902056069,3.1401464326598387,2.7922130364520696]
["PERS_P","HT",25,2.4929522902056069,3.1401464326598387,2.7922130364520696]
["PERS_P","HT",26,2.4929522902056069,3.1401464326598387,2.7922130364520696]
["PERS_P","HT",27,2.4929522902056069,3.1401464326598387,2.7922130364520696]
["PERS_P","HT",28,2.4929522902056069,3.1401464326598387,2.7922130364520696]
["PERS_P","HT",29,2.4929522902056069,3.1401464326598387,2.7922130364520696]
["PERS_P","HT",30,2.4929522902056069,3.1401464326598387,2.7922130364520696]
["PERS_P","HT",31,2.4929522902056069,3.1401464326598387,2.7922130364520696]
["PERS_P","HT",32,2.4929522902056069,3.1401464326598387,2.7922130364520696]
["PERS_P","HT",33,2.4929522902056069,3.1401464326598387,2.7922130364520696]
["PERS_P","HT",34,2.4929522902056069,3.1401464326598387,2.7922130364520696]
["PERS_P","HT",35,2.4929522902056069,3.1401464326598387,2.7922130364520696]
["PERS_P","HT",36,2.4929522902056069,3.1401464326598387,2.7922130364520696]
["PERS_P","HT",37,2.4929522902056069,3.1401464326598387,2.7922130364520696]
["PERS_P","HT",38,2.4929522902056069,3.1401464326598387,2.7922130364520696]
["PERS_P","HT",39,2.4929522902056069,3.1401464326598387,2.7922130364520696]
["PERS_P","HT",40,2.4929522902056069,3.1401464326598387,2.7922130364520696]
["PERS_P","HT",41,2.4929522902056069,3.1401464326598387,2.7922130364520696]
["PERS_P","HT",42,2.4929522902056069,3.1401464326598387,2.7922130364520696]
["PERS_P","HT",43,2.4929522902056069,3.1401464326598387,2.7922130364520696]
["PERS_P","HT",44,2.4929522902056069,3.1401464326598387,2.7922130364520696]
["PERS_P","HT",45,2.4929522902056069,3.1401464326598387,2.7922130364520696]
["PERS_P","HT",46,2.4929522902056069,3.1401464326598387,2.7922130364520696]
["PERS_P","HT",47,2.4929522902056069,3.1401464326598387,2.7922130364520696]
["PERS_P","HT",48,2.4929522902056069,3.1401464326598387,2.7922130364520696]
["PERS_P","HT",49,2.4929522902056069,3.1401464326598387,2.7922130364520696]
["PERS_P","HT",50,2.4929522902056069,3.1401464326598387,2.7922130364520696]
["PEHG_P","HT",24,1.2028086435459184,1.5150692157416406,1.3471970514883584]
["PEHG_P","HT",25,1.2028086435459184,1.5150692157416406,1.3471970514883584]
["PEHG_P","HT",26,1.2028086435459184,1.5150692157416406,1.3471970514883584]
["PEHG_P","HT",27,1.2028086435459184,1.5150692157416406,1.3471970514883584]
["PEHG_P","HT",28,1.2028086435459184,1.5150692157416406,1.3471970514883584]
["PEHG_P","HT",29,1.2028086435459184,1.5150692157416406,1.3471970514883584]
["PEHG_P","HT",30,1.2028086435459184,1.5150692157416406,1.3471970514883584]
["PEHG_P","HT",31,1.2028086435459184,1.5150692157416406,1.3471970514883584]
["PEHG_P","HT",32,1.2028086435459184,1.5150692157416406,1.3471970514883584]
["PEHG_P","HT",33,1.2028086435459184,1.5150692157416406,1.3471970514883584]
["PEHG_P","HT",34,1.2028086435459184,1.5150692157416406,1.3471970514883584]
["PEHG_P","HT",35,1.2028086435459184,1.5150692157416406,1.3471970514883584]
["PEHG_P","HT",36,1.2028086435459184,1.5150692157416406,1.3471970514883584]
["PEHG_P","HT",37,1.2028086435459184,1.5150692157416406,1.3471970514883584]
["PEHG_P","HT",38,1.2028086435459184,1.5150692157416406,1.3471970514883584]
["PEHG_P","HT",39,1.2028086435459184,1.5150692157416406,1.3471970514883584]
["PEHG_P","HT",40,1.2028086435459184,1.5150692157416406,1.3471970514883584]
["PEHG_P","HT",41,1.2028086435459184,1.5150692157416406,1.3471970514883584]
["PEHG_P","HT",42,1.2028086435459184,1.5150692157416406,1.3471970514883584]
["PEHG_P","HT",43,1.2028086435459184,1.5150692157416406,1.3471970514883584]
["PEHG_P","HT",44,1.2028086435459184,1.5150692157416406,1.3471970514883584]
["PEHG_P","HT",45,1.2028086435459184,1.5150692157416406,1.3471970514883584]
["PEHG_P","HT",46,1.2028086435459184,1.5150692157416406,1.3471970514883584]
["PEHG_P","HT",47,1.2028086435459184,1.5150692157416406,1.3471970514883584]
["PEHG_P","HT",48,1.2028086435459184,1.5150692157416406,1.3471970514883584]
["PEHG_P","HT",49,1.2028086435459184,1.5150692157416406,1.3471970514883584]
["PEHG_P","HT",50,1.2028086435459184,1.5150692157416406,1.3471970514883584]
["PEHS_P","HT",24,0.10686309879792498,0.13460577636871027,0.11969123466643732]
["PEHS_P","HT",25,0.10686309879792498,0.13460577636871027,0.11969123466643732]
["PEHS_P","HT",26,0.10686309879792498,0.13460577636871027,0.11969123466643732]
["PEHS_P","HT",27,0.10686309879792498,0.13460577636871027,0.11969123466643732]
["PEHS_P","HT",28,0.10686309879792498,0.13460577636871027,0.11969123466643732]
["PEHS_P","HT",29,0.10686309879792498,0.13460577636871027,0.11969123466643732]
["PEHS_P","HT",30,0.10686309879792498,0.13460577636871027,0.11969123466643732]
["PEHS_P","HT",31,0.10686309879792498,0.13460577636871027,0.11969123466643732]
["PEHS_P","HT",32,0.10686309879792498,0.13460577636871027,0.11969123466643732]
["PEHS_P","HT",33,0.10686309879792498,0.13460577636871027,0.11969123466643732]
["PEHS_P","HT",34,0.10686309879792498,0.13460577636871027,0.11969123466643732]
["PEHS_P","HT",35,0.10686309879792498,0.13460577636871027,0.11969123466643732]
["PEHS_P","HT",36,0.10686309879792498,0.13460577636871027,0.11969123466643732]
["PEHS_P","HT",37,0.10686309879792498,0.13460577636871027,0.11969123466643732]
["PEHS_P","HT",38,0.10686309879792498,0.13460577636871027,0.11969123466643732]
["PEHS_P","HT",39,0.10686309879792498,0.13460577636871027,0.11969123466643732]
["PEHS_P","HT",40,0.10686309879792498,0.13460577636871027,0.11969123466643732]
["PEHS_P","HT",41,0.10686309879792498,0.13460577636871027,0.11969123466643732]
["PEHS_P","HT",42,0.10686309879792498,0.13460577636871027,0.11969123466643732]
["PEHS_P","HT",43,0.10686309879792498,0.13460577636871027,0.11969123466643732]
["PEHS_P","HT",44,0.10686309879792498,0.13460577636871027,0.11969123466643732]
["PEHS_P","HT",45,0.10686309879792498,0.13460577636871027,0.11969123466643732]
["PEHS_P","HT",46,0.10686309879792498,0.13460577636871027,0.11969123466643732]
["PEHS_P","HT",47,0.10686309879792498,0.13460577636871027,0.11969123466643732]
["PEHS_P","HT",48,0.10686309879792498,0.13460577636871027,0.11969123466643732]
["PEHS_P","HT",49,0.10686309879792498,0.13460577636871027,0.11969123466643732]
["PEHS_P","HT",50,0.10686309879792498,0.13460577636871027,0.11969123466643732]
["PORA_P","HT",24,0.62598038736669703,0.78849085400765473,0.70112476882758634]
["PORA_P","HT",25,0.62598038736669703,0.78849085400765473,0.70112476882758634]
["PORA_P","HT",26,0.62598038736669703,0.78849085400765473,0.70112476882758634]
["PORA_P","HT",27,0.62598038736669703,0.78849085400765473,0.70112476882758634]
["PORA_P","HT",28,0.62598038736669703,0.78849085400765473,0.70112476882758634]
["PORA_P","HT",29,0.62598038736669703,0.78849085400765473,0.70112476882758634]
["PORA_P","HT",30,0.62598038736669703,0.78849085400765473,0.70112476882758634]
["PORA_P","HT",31,0.62598038736669703,0.78849085400765473,0.70112476882758634]
["PORA_P","HT",32,0.62598038736669703,0.78849085400765473,0.70112476882758634]
["PORA_P","HT",33,0.62598038736669703,0.78849085400765473,0.70112476882758634]
["PORA_P","HT",34,0.62598038736669703,0.78849085400765473,0.70112476882758634]
["PORA_P","HT",35,0.62598038736669703,0.78849085400765473,0.70112476882758634]
["PORA_P","HT",36,0.62598038736669703,0.78849085400765473,0.70112476882758634]
["PORA_P","HT",37,0.62598038736669703,0.78849085400765473,0.70112476882758634]
["PORA_P","HT",38,0.62598038736669703,0.78849085400765473,0.70112476882758634]
["PORA_P","HT",39,0.62598038736669703,0.78849085400765473,0.70112476882758634]
["PORA_P","HT",40,0.62598038736669703,0.78849085400765473,0.70112476882758634]
["PORA_P","HT",41,0.62598038736669703,0.78849085400765473,0.70112476882758634]
["PORA_P","HT",42,0.62598038736669703,0.78849085400765473,0.70112476882758634]
["PORA_P","HT",43,0.62598038736669703,0.78849085400765473,0.70112476882758634]
["PORA_P","HT",44,0.62598038736669703,0.78849085400765473,0.70112476882758634]
["PORA_P","HT",45,0.62598038736669703,0.78849085400765473,0.70112476882758634]
["PORA_P","HT",46,0.62598038736669703,0.78849085400765473,0.70112476882758634]
["PORA_P","HT",47,0.62598038736669703,0.78849085400765473,0.70112476882758634]
["PORA_P","HT",48,0.62598038736669703,0.78849085400765473,0.70112476882758634]
["PORA_P","HT",49,0.62598038736669703,0.78849085400765473,0.70112476882758634]
["PORA_P","HT",50,0.62598038736669703,0.78849085400765473,0.70112476882758634]
["QUOI_P","HT",24,0,0,0]
["QUOI_P","HT",25,0,0,0]
["QUOI_P","HT",26,0,0,0]
["QUOI_P","HT",27,0,0,0]
["QUOI_P","HT",28,0,0,0]
["QUOI_P","HT",29,0,0,0]
["QUOI_P","HT",30,0,0,0]
["QUOI_P","HT",31,0,0,0]
["QUOI_P","HT",32,0,0,0]
["QUOI_P","HT",33,0,0,0]
["QUOI_P","HT",34,0,0,0]
["QUOI_P","HT",35,0,0,0]
["QUOI_P","HT",36,0,0,0]
["QUOI_P","HT",37,0,0,0]
["QUOI_P","HT",38,0,0,0]
["QUOI_P","HT",39,0,0,0]
["QUOI_P","HT",40,0,0,0]
["QUOI_P","HT",41,0,0,0]
["QUOI_P","HT",42,0,0,0]
["QUOI_P","HT",43,0,0,0]
["QUOI_P","HT",44,0,0,0]
["QUOI_P","HT",45,0,0,0]
["QUOI_P","HT",46,0,0,0]
["QUOI_P","HT",47,0,0,0]
["QUOI_P","HT",48,0,0,0]
["QUOI_P","HT",49,0,0,0]
["QUOI_P","HT",50,0,0,0]
["RANN_P","HT",24,0.81759676735523601,1.0298526700456894,0.91574329815276045]
["RANN_P","HT",25,0.81759676735523601,1.0298526700456894,0.91574329815276045]
["RANN_P","HT",26,0.81759676735523601,1.0298526700456894,0.91574329815276045]
["RANN_P","HT",27,0.81759676735523601,1.0298526700456894,0.91574329815276045]
["RANN_P","HT",28,0.81759676735523601,1.0298526700456894,0.91574329815276045]
["RANN_P","HT",29,0.81759676735523601,1.0298526700456894,0.91574329815276045]
["RANN_P","HT",30,0.81759676735523601,1.0298526700456894,0.91574329815276045]
["RANN_P","HT",31,0.81759676735523601,1.0298526700456894,0.91574329815276045]
["RANN_P","HT",32,0.81759676735523601,1.0298526700456894,0.91574329815276045]
["RANN_P","HT",33,0.81759676735523601,1.0298526700456894,0.91574329815276045]
["RANN_P","HT",34,0.81759676735523601,1.0298526700456894,0.91574329815276045]
["RANN_P","HT",35,0.81759676735523601,1.0298526700456894,0.91574329815276045]
["RANN_P","HT",36,0.81759676735523601,1.0298526700456894,0.91574329815276045]
["RANN_P","HT",37,0.81759676735523601,1.0298526700456894,0.91574329815276045]
["RANN_P","HT",38,0.81759676735523601,1.0298526700456894,0.91574329815276045]
["RANN_P","HT",39,0.81759676735523601,1.0298526700456894,0.91574329815276045]
["RANN_P","HT",40,0.81759676735523601,1.0298526700456894,0.91574329815276045]
["RANN_P","HT",41,0.81759676735523601,1.0298526700456894,0.91574329815276045]
["RANN_P","HT",42,0.81759676735523601,1.0298526700456894,0.91574329815276045]
["RANN_P","HT",43,0.81759676735523601,1.0298526700456894,0.91574329815276045]
["RANN_P","HT",44,0.81759676735523601,1.0298526700456894,0.91574329815276045]
["RANN_P","HT",45,0.81759676735523601,1.0298526700456894,0.91574329815276045]
["RANN_P","HT",46,0.81759676735523601,1.0298526700456894,0.91574329815276045]
["RANN_P","HT",47,0.81759676735523601,1.0298526700456894,0.91574329815276045]
["RANN_P","HT",48,0.81759676735523601,1.0298526700456894,0.91574329815276045]
["RANN_P","HT",49,0.81759676735523601,1.0298526700456894,0.91574329815276045]
["RANN_P","HT",50,0.81759676735523601,1.0298526700456894,0.91574329815276045]
["REDM_P","HT",24,2.208257034661111,2.7815415790468969,2.4733421912014242]
["REDM_P","HT",25,2.208257034661111,2.7815415790468969,2.4733421912014242]
["REDM_P","HT",26,2.208257034661111,2.7815415790468969,2.4733421912014242]
["REDM_P","HT",27,2.208257034661111,2.7815415790468969,2.4733421912014242]
["REDM_P","HT",28,2.208257034661111,2.7815415790468969,2.4733421912014242]
["REDM_P","HT",29,2.208257034661111,2.7815415790468969,2.4733421912014242]
["REDM_P","HT",30,2.208257034661111,2.7815415790468969,2.4733421912014242]
["REDM_P","HT",31,2.208257034661111,2.7815415790468969,2.4733421912014242]
["REDM_P","HT",32,2.208257034661111,2.7815415790468969,2.4733421912014242]
["REDM_P","HT",33,2.208257034661111,2.7815415790468969,2.4733421912014242]
["REDM_P","HT",34,2.208257034661111,2.7815415790468969,2.4733421912014242]
["REDM_P","HT",35,2.208257034661111,2.7815415790468969,2.4733421912014242]
["REDM_P","HT",36,2.208257034661111,2.7815415790468969,2.4733421912014242]
["REDM_P","HT",37,2.208257034661111,2.7815415790468969,2.4733421912014242]
["REDM_P","HT",38,2.208257034661111,2.7815415790468969,2.4733421912014242]
["REDM_P","HT",39,2.208257034661111,2.7815415790468969,2.4733421912014242]
["REDM_P","HT",40,2.208257034661111,2.7815415790468969,2.4733421912014242]
["REDM_P","HT",41,2.208257034661111,2.7815415790468969,2.4733421912014242]
["REDM_P","HT",42,2.208257034661111,2.7815415790468969,2.4733421912014242]
["REDM_P","HT",43,2.208257034661111,2.7815415790468969,2.4733421912014242]
["REDM_P","HT",44,2.208257034661111,2.7815415790468969,2.4733421912014242]
["REDM_P","HT",45,2.208257034661111,2.7815415790468969,2.4733421912014242]
["REDM_P","HT",46,2.208257034661111,2.7815415790468969,2.4733421912014242]
["REDM_P","HT",47,2.208257034661111,2.7815415790468969,2.4733421912014242]
["REDM_P","HT",48,2.208257034661111,2.7815415790468969,2.4733421912014242]
["REDM_P","HT",49,2.208257034661111,2.7815415790468969,2.4733421912014242]
["REDM_P","HT",50,2.208257034661111,2.7815415790468969,2.4733421912014242]
["ROTI3","HT",24,0,0,0]
["ROTI3","HT",25,0,0,0]
["ROTI3","HT",26,0,0,0]
["ROTI3","HT",27,0,0,0]
["ROTI3","HT",28,0,0,0]
["ROTI3","HT",29,0,0,0]
["ROTI3","HT",30,0,0,0]
["ROTI3","HT",31,0,0,0]
["ROTI3","HT",32,0,0,0]
["ROTI3","HT",33,0,0,0]
["ROTI3","HT",34,0,0,0]
["ROTI3","HT",35,0,0,0]
["ROTI3","HT",36,0,0,0]
["ROTI3","HT",37,0,0,0]
["ROTI3","HT",38,0,0,0]
["ROTI3","HT",39,0,0,0]
["ROTI3","HT",40,0,0,0]
["ROTI3","HT",41,0,0,0]
["ROTI3","HT",42,0,0,0]
["ROTI3","HT",43,0,0,0]
["ROTI3","HT",44,0,0,0]
["ROTI3","HT",45,0,0,0]
["ROTI3","HT",46,0,0,0]
["ROTI3","HT",47,0,0,0]
["ROTI3","HT",48,0,0,0]
["ROTI3","HT",49,0,0,0]
["ROTI3","HT",50,0,0,0]
["SHIN_P","HT",24,0.39968358995661868,0.50344525409727847,0.44766269082541954]
["SHIN_P","HT",25,0.39968358995661868,0.50344525409727847,0.44766269082541954]
["SHIN_P","HT",26,0.39968358995661868,0.50344525409727847,0.44766269082541954]
["SHIN_P","HT",27,0.39968358995661868,0.50344525409727847,0.44766269082541954]
["SHIN_P","HT",28,0.39968358995661868,0.50344525409727847,0.44766269082541954]
["SHIN_P","HT",29,0.39968358995661868,0.50344525409727847,0.44766269082541954]
["SHIN_P","HT",30,0.39968358995661868,0.50344525409727847,0.44766269082541954]
["SHIN_P","HT",31,0.39968358995661868,0.50344525409727847,0.44766269082541954]
["SHIN_P","HT",32,0.39968358995661868,0.50344525409727847,0.44766269082541954]
["SHIN_P","HT",33,0.39968358995661868,0.50344525409727847,0.44766269082541954]
["SHIN_P","HT",34,0.39968358995661868,0.50344525409727847,0.44766269082541954]
["SHIN_P","HT",35,0.39968358995661868,0.50344525409727847,0.44766269082541954]
["SHIN_P","HT",36,0.39968358995661868,0.50344525409727847,0.44766269082541954]
["SHIN_P","HT",37,0.39968358995661868,0.50344525409727847,0.44766269082541954]
["SHIN_P","HT",38,0.39968358995661868,0.50344525409727847,0.44766269082541954]
["SHIN_P","HT",39,0.39968358995661868,0.50344525409727847,0.44766269082541954]
["SHIN_P","HT",40,0.39968358995661868,0.50344525409727847,0.44766269082541954]
["SHIN_P","HT",41,0.39968358995661868,0.50344525409727847,0.44766269082541954]
["SHIN_P","HT",42,0.39968358995661868,0.50344525409727847,0.44766269082541954]
["SHIN_P","HT",43,0.39968358995661868,0.50344525409727847,0.44766269082541954]
["SHIN_P","HT",44,0.39968358995661868,0.50344525409727847,0.44766269082541954]
["SHIN_P","HT",45,0.39968358995661868,0.50344525409727847,0.44766269082541954]
["SHIN_P","HT",46,0.39968358995661868,0.50344525409727847,0.44766269082541954]
["SHIN_P","HT",47,0.39968358995661868,0.50344525409727847,0.44766269082541954]
["SHIN_P","HT",48,0.39968358995661868,0.50344525409727847,0.44766269082541954]
["SHIN_P","HT",49,0.39968358995661868,0.50344525409727847,0.44766269082541954]
["SHIN_P","HT",50,0.39968358995661868,0.50344525409727847,0.44766269082541954]
["SLOY_P","HT",24,9.6066668077808309E-2,0.12100648947323689,0.10759877115548297]
["SLOY_P","HT",25,9.6066668077808309E-2,0.12100648947323689,0.10759877115548297]
["SLOY_P","HT",26,9.6066668077808309E-2,0.12100648947323689,0.10759877115548297]
["SLOY_P","HT",27,9.6066668077808309E-2,0.12100648947323689,0.10759877115548297]
["SLOY_P","HT",28,9.6066668077808309E-2,0.12100648947323689,0.10759877115548297]
["SLOY_P","HT",29,9.6066668077808309E-2,0.12100648947323689,0.10759877115548297]
["SLOY_P","HT",30,9.6066668077808309E-2,0.12100648947323689,0.10759877115548297]
["SLOY_P","HT",31,9.6066668077808309E-2,0.12100648947323689,0.10759877115548297]
["SLOY_P","HT",32,9.6066668077808309E-2,0.12100648947323689,0.10759877115548297]
["SLOY_P","HT",33,9.6066668077808309E-2,0.12100648947323689,0.10759877115548297]
["SLOY_P","HT",34,9.6066668077808309E-2,0.12100648947323689,0.10759877115548297]
["SLOY_P","HT",35,9.6066668077808309E-2,0.12100648947323689,0.10759877115548297]
["SLOY_P","HT",36,9.6066668077808309E-2,0.12100648947323689,0.10759877115548297]
["SLOY_P","HT",37,9.6066668077808309E-2,0.12100648947323689,0.10759877115548297]
["SLOY_P","HT",38,9.6066668077808309E-2,0.12100648947323689,0.10759877115548297]
["SLOY_P","HT",39,9.6066668077808309E-2,0.12100648947323689,0.10759877115548297]
["SLOY_P","HT",40,9.6066668077808309E-2,0.12100648947323689,0.10759877115548297]
["SLOY_P","HT",41,9.6066668077808309E-2,0.12100648947323689,0.10759877115548297]
["SLOY_P","HT",42,9.6066668077808309E-2,0.12100648947323689,0.10759877115548297]
["SLOY_P","HT",43,9.6066668077808309E-2,0.12100648947323689,0.10759877115548297]
["SLOY_P","HT",44,9.6066668077808309E-2,0.12100648947323689,0.10759877115548297]
["SLOY_P","HT",45,9.6066668077808309E-2,0.12100648947323689,0.10759877115548297]
["SLOY_P","HT",46,9.6066668077808309E-2,0.12100648947323689,0.10759877115548297]
["SLOY_P","HT",47,9.6066668077808309E-2,0.12100648947323689,0.10759877115548297]
["SLOY_P","HT",48,9.6066668077808309E-2,0.12100648947323689,0.10759877115548297]
["SLOY_P","HT",49,9.6066668077808309E-2,0.12100648947323689,0.10759877115548297]
["SLOY_P","HT",50,9.6066668077808309E-2,0.12100648947323689,0.10759877115548297]
["SFEG_P","HT",24,0.77930377458861755,0.98161845188419838,0.87285351079991125]
["SFEG_P","HT",25,0.77930377458861755,0.98161845188419838,0.87285351079991125]
["SFEG_P","HT",26,0.77930377458861755,0.98161845188419838,0.87285351079991125]
["SFEG_P","HT",27,0.77930377458861755,0.98161845188419838,0.87285351079991125]
["SFEG_P","HT",28,0.77930377458861755,0.98161845188419838,0.87285351079991125]
["SFEG_P","HT",29,0.77930377458861755,0.98161845188419838,0.87285351079991125]
["SFEG_P","HT",30,0.77930377458861755,0.98161845188419838,0.87285351079991125]
["SFEG_P","HT",31,0.77930377458861755,0.98161845188419838,0.87285351079991125]
["SFEG_P","HT",32,0.77930377458861755,0.98161845188419838,0.87285351079991125]
["SFEG_P","HT",33,0.77930377458861755,0.98161845188419838,0.87285351079991125]
["SFEG_P","HT",34,0.77930377458861755,0.98161845188419838,0.87285351079991125]
["SFEG_P","HT",35,0.77930377458861755,0.98161845188419838,0.87285351079991125]
["SFEG_P","HT",36,0.77930377458861755,0.98161845188419838,0.87285351079991125]
["SFEG_P","HT",37,0.77930377458861755,0.98161845188419838,0.87285351079991125]
["SFEG_P","HT",38,0.77930377458861755,0.98161845188419838,0.87285351079991125]
["SFEG_P","HT",39,0.77930377458861755,0.98161845188419838,0.87285351079991125]
["SFEG_P","HT",40,0.77930377458861755,0.98161845188419838,0.87285351079991125]
["SFEG_P","HT",41,0.77930377458861755,0.98161845188419838,0.87285351079991125]
["SFEG_P","HT",42,0.77930377458861755,0.98161845188419838,0.87285351079991125]
["SFEG_P","HT",43,0.77930377458861755,0.98161845188419838,0.87285351079991125]
["SFEG_P","HT",44,0.77930377458861755,0.98161845188419838,0.87285351079991125]
["SFEG_P","HT",45,0.77930377458861755,0.98161845188419838,0.87285351079991125]
["SFEG_P","HT",46,0.77930377458861755,0.98161845188419838,0.87285351079991125]
["SFEG_P","HT",47,0.77930377458861755,0.98161845188419838,0.87285351079991125]
["SFEG_P","HT",48,0.77930377458861755,0.98161845188419838,0.87285351079991125]
["SFEG_P","HT",49,0.77930377458861755,0.98161845188419838,0.87285351079991125]
["SFEG_P","HT",50,0.77930377458861755,0.98161845188419838,0.87285351079991125]
["SFIL_P","HT",24,0.64208708972022421,0.8087790095957309,0.71916496336418634]
["SFIL_P","HT",25,0.64208708972022421,0.8087790095957309,0.71916496336418634]
["SFIL_P","HT",26,0.64208708972022421,0.8087790095957309,0.71916496336418634]
["SFIL_P","HT",27,0.64208708972022421,0.8087790095957309,0.71916496336418634]
["SFIL_P","HT",28,0.64208708972022421,0.8087790095957309,0.71916496336418634]
["SFIL_P","HT",29,0.64208708972022421,0.8087790095957309,0.71916496336418634]
["SFIL_P","HT",30,0.64208708972022421,0.8087790095957309,0.71916496336418634]
["SFIL_P","HT",31,0.64208708972022421,0.8087790095957309,0.71916496336418634]
["SFIL_P","HT",32,0.64208708972022421,0.8087790095957309,0.71916496336418634]
["SFIL_P","HT",33,0.64208708972022421,0.8087790095957309,0.71916496336418634]
["SFIL_P","HT",34,0.64208708972022421,0.8087790095957309,0.71916496336418634]
["SFIL_P","HT",35,0.64208708972022421,0.8087790095957309,0.71916496336418634]
["SFIL_P","HT",36,0.64208708972022421,0.8087790095957309,0.71916496336418634]
["SFIL_P","HT",37,0.64208708972022421,0.8087790095957309,0.71916496336418634]
["SFIL_P","HT",38,0.64208708972022421,0.8087790095957309,0.71916496336418634]
["SFIL_P","HT",39,0.64208708972022421,0.8087790095957309,0.71916496336418634]
["SFIL_P","HT",40,0.64208708972022421,0.8087790095957309,0.71916496336418634]
["SFIL_P","HT",41,0.64208708972022421,0.8087790095957309,0.71916496336418634]
["SFIL_P","HT",42,0.64208708972022421,0.8087790095957309,0.71916496336418634]
["SFIL_P","HT",43,0.64208708972022421,0.8087790095957309,0.71916496336418634]
["SFIL_P","HT",44,0.64208708972022421,0.8087790095957309,0.71916496336418634]
["SFIL_P","HT",45,0.64208708972022421,0.8087790095957309,0.71916496336418634]
["SFIL_P","HT",46,0.64208708972022421,0.8087790095957309,0.71916496336418634]
["SFIL_P","HT",47,0.64208708972022421,0.8087790095957309,0.71916496336418634]
["SFIL_P","HT",48,0.64208708972022421,0.8087790095957309,0.71916496336418634]
["SFIL_P","HT",49,0.64208708972022421,0.8087790095957309,0.71916496336418634]
["SFIL_P","HT",50,0.64208708972022421,0.8087790095957309,0.71916496336418634]
["STRI_P","HT",24,9.0482623799702899E-2,0.1139727741516087,0.1013444030752316]
["STRI_P","HT",25,9.0482623799702899E-2,0.1139727741516087,0.1013444030752316]
["STRI_P","HT",26,9.0482623799702899E-2,0.1139727741516087,0.1013444030752316]
["STRI_P","HT",27,9.0482623799702899E-2,0.1139727741516087,0.1013444030752316]
["STRI_P","HT",28,9.0482623799702899E-2,0.1139727741516087,0.1013444030752316]
["STRI_P","HT",29,9.0482623799702899E-2,0.1139727741516087,0.1013444030752316]
["STRI_P","HT",30,9.0482623799702899E-2,0.1139727741516087,0.1013444030752316]
["STRI_P","HT",31,9.0482623799702899E-2,0.1139727741516087,0.1013444030752316]
["STRI_P","HT",32,9.0482623799702899E-2,0.1139727741516087,0.1013444030752316]
["STRI_P","HT",33,9.0482623799702899E-2,0.1139727741516087,0.1013444030752316]
["STRI_P","HT",34,9.0482623799702899E-2,0.1139727741516087,0.1013444030752316]
["STRI_P","HT",35,9.0482623799702899E-2,0.1139727741516087,0.1013444030752316]
["STRI_P","HT",36,9.0482623799702899E-2,0.1139727741516087,0.1013444030752316]
["STRI_P","HT",37,9.0482623799702899E-2,0.1139727741516087,0.1013444030752316]
["STRI_P","HT",38,9.0482623799702899E-2,0.1139727741516087,0.1013444030752316]
["STRI_P","HT",39,9.0482623799702899E-2,0.1139727741516087,0.1013444030752316]
["STRI_P","HT",40,9.0482623799702899E-2,0.1139727741516087,0.1013444030752316]
["STRI_P","HT",41,9.0482623799702899E-2,0.1139727741516087,0.1013444030752316]
["STRI_P","HT",42,9.0482623799702899E-2,0.1139727741516087,0.1013444030752316]
["STRI_P","HT",43,9.0482623799702899E-2,0.1139727741516087,0.1013444030752316]
["STRI_P","HT",44,9.0482623799702899E-2,0.1139727741516087,0.1013444030752316]
["STRI_P","HT",45,9.0482623799702899E-2,0.1139727741516087,0.1013444030752316]
["STRI_P","HT",46,9.0482623799702899E-2,0.1139727741516087,0.1013444030752316]
["STRI_P","HT",47,9.0482623799702899E-2,0.1139727741516087,0.1013444030752316]
["STRI_P","HT",48,9.0482623799702899E-2,0.1139727741516087,0.1013444030752316]
["STRI_P","HT",49,9.0482623799702899E-2,0.1139727741516087,0.1013444030752316]
["STRI_P","HT",50,9.0482623799702899E-2,0.1139727741516087,0.1013444030752316]
["TARL_P","HT",24,0.63961854754962366,0.80566961038206109,0.71640009070422306]
["TARL_P","HT",25,0.63961854754962366,0.80566961038206109,0.71640009070422306]
["TARL_P","HT",26,0.63961854754962366,0.80566961038206109,0.71640009070422306]
["TARL_P","HT",27,0.63961854754962366,0.80566961038206109,0.71640009070422306]
["TARL_P","HT",28,0.63961854754962366,0.80566961038206109,0.71640009070422306]
["TARL_P","HT",29,0.63961854754962366,0.80566961038206109,0.71640009070422306]
["TARL_P","HT",30,0.63961854754962366,0.80566961038206109,0.71640009070422306]
["TARL_P","HT",31,0.63961854754962366,0.80566961038206109,0.71640009070422306]
["TARL_P","HT",32,0.63961854754962366,0.80566961038206109,0.71640009070422306]
["TARL_P","HT",33,0.63961854754962366,0.80566961038206109,0.71640009070422306]
["TARL_P","HT",34,0.63961854754962366,0.80566961038206109,0.71640009070422306]
["TARL_P","HT",35,0.63961854754962366,0.80566961038206109,0.71640009070422306]
["TARL_P","HT",36,0.63961854754962366,0.80566961038206109,0.71640009070422306]
["TARL_P","HT",37,0.63961854754962366,0.80566961038206109,0.71640009070422306]
["TARL_P","HT",38,0.63961854754962366,0.80566961038206109,0.71640009070422306]
["TARL_P","HT",39,0.63961854754962366,0.80566961038206109,0.71640009070422306]
["TARL_P","HT",40,0.63961854754962366,0.80566961038206109,0.71640009070422306]
["TARL_P","HT",41,0.63961854754962366,0.80566961038206109,0.71640009070422306]
["TARL_P","HT",42,0.63961854754962366,0.80566961038206109,0.71640009070422306]
["TARL_P","HT",43,0.63961854754962366,0.80566961038206109,0.71640009070422306]
["TARL_P","HT",44,0.63961854754962366,0.80566961038206109,0.71640009070422306]
["TARL_P","HT",45,0.63961854754962366,0.80566961038206109,0.71640009070422306]
["TARL_P","HT",46,0.63961854754962366,0.80566961038206109,0.71640009070422306]
["TARL_P","HT",47,0.63961854754962366,0.80566961038206109,0.71640009070422306]
["TARL_P","HT",48,0.63961854754962366,0.80566961038206109,0.71640009070422306]
["TARL_P","HT",49,0.63961854754962366,0.80566961038206109,0.71640009070422306]
["TARL_P","HT",50,0.63961854754962366,0.80566961038206109,0.71640009070422306]
["TAYN_P","HT",24,0.52393431060489715,0.65995264444405755,0.58682880457165332]
["TAYN_P","HT",25,0.52393431060489715,0.65995264444405755,0.58682880457165332]
["TAYN_P","HT",26,0.52393431060489715,0.65995264444405755,0.58682880457165332]
["TAYN_P","HT",27,0.52393431060489715,0.65995264444405755,0.58682880457165332]
["TAYN_P","HT",28,0.52393431060489715,0.65995264444405755,0.58682880457165332]
["TAYN_P","HT",29,0.52393431060489715,0.65995264444405755,0.58682880457165332]
["TAYN_P","HT",30,0.52393431060489715,0.65995264444405755,0.58682880457165332]
["TAYN_P","HT",31,0.52393431060489715,0.65995264444405755,0.58682880457165332]
["TAYN_P","HT",32,0.52393431060489715,0.65995264444405755,0.58682880457165332]
["TAYN_P","HT",33,0.52393431060489715,0.65995264444405755,0.58682880457165332]
["TAYN_P","HT",34,0.52393431060489715,0.65995264444405755,0.58682880457165332]
["TAYN_P","HT",35,0.52393431060489715,0.65995264444405755,0.58682880457165332]
["TAYN_P","HT",36,0.52393431060489715,0.65995264444405755,0.58682880457165332]
["TAYN_P","HT",37,0.52393431060489715,0.65995264444405755,0.58682880457165332]
["TAYN_P","HT",38,0.52393431060489715,0.65995264444405755,0.58682880457165332]
["TAYN_P","HT",39,0.52393431060489715,0.65995264444405755,0.58682880457165332]
["TAYN_P","HT",40,0.52393431060489715,0.65995264444405755,0.58682880457165332]
["TAYN_P","HT",41,0.52393431060489715,0.65995264444405755,0.58682880457165332]
["TAYN_P","HT",42,0.52393431060489715,0.65995264444405755,0.58682880457165332]
["TAYN_P","HT",43,0.52393431060489715,0.65995264444405755,0.58682880457165332]
["TAYN_P","HT",44,0.52393431060489715,0.65995264444405755,0.58682880457165332]
["TAYN_P","HT",45,0.52393431060489715,0.65995264444405755,0.58682880457165332]
["TAYN_P","HT",46,0.52393431060489715,0.65995264444405755,0.58682880457165332]
["TAYN_P","HT",47,0.52393431060489715,0.65995264444405755,0.58682880457165332]
["TAYN_P","HT",48,0.52393431060489715,0.65995264444405755,0.58682880457165332]
["TAYN_P","HT",49,0.52393431060489715,0.65995264444405755,0.58682880457165332]
["TAYN_P","HT",50,0.52393431060489715,0.65995264444405755,0.58682880457165332]
["THSO_P","HT",24,2.7324742946473966,3.441850629224863,3.0604879111647088]
["THSO_P","HT",25,2.7324742946473966,3.441850629224863,3.0604879111647088]
["THSO_P","HT",26,2.7324742946473966,3.441850629224863,3.0604879111647088]
["THSO_P","HT",27,2.7324742946473966,3.441850629224863,3.0604879111647088]
["THSO_P","HT",28,2.7324742946473966,3.441850629224863,3.0604879111647088]
["THSO_P","HT",29,2.7324742946473966,3.441850629224863,3.0604879111647088]
["THSO_P","HT",30,2.7324742946473966,3.441850629224863,3.0604879111647088]
["THSO_P","HT",31,2.7324742946473966,3.441850629224863,3.0604879111647088]
["THSO_P","HT",32,2.7324742946473966,3.441850629224863,3.0604879111647088]
["THSO_P","HT",33,2.7324742946473966,3.441850629224863,3.0604879111647088]
["THSO_P","HT",34,2.7324742946473966,3.441850629224863,3.0604879111647088]
["THSO_P","HT",35,2.7324742946473966,3.441850629224863,3.0604879111647088]
["THSO_P","HT",36,2.7324742946473966,3.441850629224863,3.0604879111647088]
["THSO_P","HT",37,2.7324742946473966,3.441850629224863,3.0604879111647088]
["THSO_P","HT",38,2.7324742946473966,3.441850629224863,3.0604879111647088]
["THSO_P","HT",39,2.7324742946473966,3.441850629224863,3.0604879111647088]
["THSO_P","HT",40,2.7324742946473966,3.441850629224863,3.0604879111647088]
["THSO_P","HT",41,2.7324742946473966,3.441850629224863,3.0604879111647088]
["THSO_P","HT",42,2.7324742946473966,3.441850629224863,3.0604879111647088]
["THSO_P","HT",43,2.7324742946473966,3.441850629224863,3.0604879111647088]
["THSO_P","HT",44,2.7324742946473966,3.441850629224863,3.0604879111647088]
["THSO_P","HT",45,2.7324742946473966,3.441850629224863,3.0604879111647088]
["THSO_P","HT",46,2.7324742946473966,3.441850629224863,3.0604879111647088]
["THSO_P","HT",47,2.7324742946473966,3.441850629224863,3.0604879111647088]
["THSO_P","HT",48,2.7324742946473966,3.441850629224863,3.0604879111647088]
["THSO_P","HT",49,2.7324742946473966,3.441850629224863,3.0604879111647088]
["THSO_P","HT",50,2.7324742946473966,3.441850629224863,3.0604879111647088]
["TUMB_P","HT",24,1.1376400479157369,1.4329822324112502,1.2742054410990322]
["TUMB_P","HT",25,1.1376400479157369,1.4329822324112502,1.2742054410990322]
["TUMB_P","HT",26,1.1376400479157369,1.4329822324112502,1.2742054410990322]
["TUMB_P","HT",27,1.1376400479157369,1.4329822324112502,1.2742054410990322]
["TUMB_P","HT",28,1.1376400479157369,1.4329822324112502,1.2742054410990322]
["TUMB_P","HT",29,1.1376400479157369,1.4329822324112502,1.2742054410990322]
["TUMB_P","HT",30,1.1376400479157369,1.4329822324112502,1.2742054410990322]
["TUMB_P","HT",31,1.1376400479157369,1.4329822324112502,1.2742054410990322]
["TUMB_P","HT",32,1.1376400479157369,1.4329822324112502,1.2742054410990322]
["TUMB_P","HT",33,1.1376400479157369,1.4329822324112502,1.2742054410990322]
["TUMB_P","HT",34,1.1376400479157369,1.4329822324112502,1.2742054410990322]
["TUMB_P","HT",35,1.1376400479157369,1.4329822324112502,1.2742054410990322]
["TUMB_P","HT",36,1.1376400479157369,1.4329822324112502,1.2742054410990322]
["TUMB_P","HT",37,1.1376400479157369,1.4329822324112502,1.2742054410990322]
["TUMB_P","HT",38,1.1376400479157369,1.4329822324112502,1.2742054410990322]
["TUMB_P","HT",39,1.1376400479157369,1.4329822324112502,1.2742054410990322]
["TUMB_P","HT",40,1.1376400479157369,1.4329822324112502,1.2742054410990322]
["TUMB_P","HT",41,1.1376400479157369,1.4329822324112502,1.2742054410990322]
["TUMB_P","HT",42,1.1376400479157369,1.4329822324112502,1.2742054410990322]
["TUMB_P","HT",43,1.1376400479157369,1.4329822324112502,1.2742054410990322]
["TUMB_P","HT",44,1.1376400479157369,1.4329822324112502,1.2742054410990322]
["TUMB_P","HT",45,1.1376400479157369,1.4329822324112502,1.2742054410990322]
["TUMB_P","HT",46,1.1376400479157369,1.4329822324112502,1.2742054410990322]
["TUMB_P","HT",47,1.1376400479157369,1.4329822324112502,1.2742054410990322]
["TUMB_P","HT",48,1.1376400479157369,1.4329822324112502,1.2742054410990322]
["TUMB_P","HT",49,1.1376400479157369,1.4329822324112502,1.2742054410990322]
["TUMB_P","HT",50,1.1376400479157369,1.4329822324112502,1.2742054410990322]
["WIOW_P","HT",24,0.99452883917776891,1.2527179917525955,1.1139147751803473]
["WIOW_P","HT",25,0.99452883917776891,1.2527179917525955,1.1139147751803473]
["WIOW_P","HT",26,0.99452883917776891,1.2527179917525955,1.1139147751803473]
["WIOW_P","HT",27,0.99452883917776891,1.2527179917525955,1.1139147751803473]
["WIOW_P","HT",28,0.99452883917776891,1.2527179917525955,1.1139147751803473]
["WIOW_P","HT",29,0.99452883917776891,1.2527179917525955,1.1139147751803473]
["WIOW_P","HT",30,0.99452883917776891,1.2527179917525955,1.1139147751803473]
["WIOW_P","HT",31,0.99452883917776891,1.2527179917525955,1.1139147751803473]
["WIOW_P","HT",32,0.99452883917776891,1.2527179917525955,1.1139147751803473]
["WIOW_P","HT",33,0.99452883917776891,1.2527179917525955,1.1139147751803473]
["WIOW_P","HT",34,0.99452883917776891,1.2527179917525955,1.1139147751803473]
["WIOW_P","HT",35,0.99452883917776891,1.2527179917525955,1.1139147751803473]
["WIOW_P","HT",36,0.99452883917776891,1.2527179917525955,1.1139147751803473]
["WIOW_P","HT",37,0.99452883917776891,1.2527179917525955,1.1139147751803473]
["WIOW_P","HT",38,0.99452883917776891,1.2527179917525955,1.1139147751803473]
["WIOW_P","HT",39,0.99452883917776891,1.2527179917525955,1.1139147751803473]
["WIOW_P","HT",40,0.99452883917776891,1.2527179917525955,1.1139147751803473]
["WIOW_P","HT",41,0.99452883917776891,1.2527179917525955,1.1139147751803473]
["WIOW_P","HT",42,0.99452883917776891,1.2527179917525955,1.1139147751803473]
["WIOW_P","HT",43,0.99452883917776891,1.2527179917525955,1.1139147751803473]
["WIOW_P","HT",44,0.99452883917776891,1.2527179917525955,1.1139147751803473]
["WIOW_P","HT",45,0.99452883917776891,1.2527179917525955,1.1139147751803473]
["WIOW_P","HT",46,0.99452883917776891,1.2527179917525955,1.1139147751803473]
["WIOW_P","HT",47,0.99452883917776891,1.2527179917525955,1.1139147751803473]
["WIOW_P","HT",48,0.99452883917776891,1.2527179917525955,1.1139147751803473]
["WIOW_P","HT",49,0.99452883917776891,1.2527179917525955,1.1139147751803473]
["WIOW_P","HT",50,0.99452883917776891,1.2527179917525955,1.1139147751803473]
["WOHI_P","HT",24,0.37739329652766551,0.47536818833518335,0.42269661018954358]
["WOHI_P","HT",25,0.37739329652766551,0.47536818833518335,0.42269661018954358]
["WOHI_P","HT",26,0.37739329652766551,0.47536818833518335,0.42269661018954358]
["WOHI_P","HT",27,0.37739329652766551,0.47536818833518335,0.42269661018954358]
["WOHI_P","HT",28,0.37739329652766551,0.47536818833518335,0.42269661018954358]
["WOHI_P","HT",29,0.37739329652766551,0.47536818833518335,0.42269661018954358]
["WOHI_P","HT",30,0.37739329652766551,0.47536818833518335,0.42269661018954358]
["WOHI_P","HT",31,0.37739329652766551,0.47536818833518335,0.42269661018954358]
["WOHI_P","HT",32,0.37739329652766551,0.47536818833518335,0.42269661018954358]
["WOHI_P","HT",33,0.37739329652766551,0.47536818833518335,0.42269661018954358]
["WOHI_P","HT",34,0.37739329652766551,0.47536818833518335,0.42269661018954358]
["WOHI_P","HT",35,0.37739329652766551,0.47536818833518335,0.42269661018954358]
["WOHI_P","HT",36,0.37739329652766551,0.47536818833518335,0.42269661018954358]
["WOHI_P","HT",37,0.37739329652766551,0.47536818833518335,0.42269661018954358]
["WOHI_P","HT",38,0.37739329652766551,0.47536818833518335,0.42269661018954358]
["WOHI_P","HT",39,0.37739329652766551,0.47536818833518335,0.42269661018954358]
["WOHI_P","HT",40,0.37739329652766551,0.47536818833518335,0.42269661018954358]
["WOHI_P","HT",41,0.37739329652766551,0.47536818833518335,0.42269661018954358]
["WOHI_P","HT",42,0.37739329652766551,0.47536818833518335,0.42269661018954358]
["WOHI_P","HT",43,0.37739329652766551,0.47536818833518335,0.42269661018954358]
["WOHI_P","HT",44,0.37739329652766551,0.47536818833518335,0.42269661018954358]
["WOHI_P","HT",45,0.37739329652766551,0.47536818833518335,0.42269661018954358]
["WOHI_P","HT",46,0.37739329652766551,0.47536818833518335,0.42269661018954358]
["WOHI_P","HT",47,0.37739329652766551,0.47536818833518335,0.42269661018954358]
["WOHI_P","HT",48,0.37739329652766551,0.47536818833518335,0.42269661018954358]
["WOHI_P","HT",49,0.37739329652766551,0.47536818833518335,0.42269661018954358]
["WOHI_P","HT",50,0.37739329652766551,0.47536818833518335,0.42269661018954358]
["AYRR","HT",24,3.589030776,4.5207773258401467,4.0198677529237337]
["AYRR","HT",25,3.589030776,4.5207773258401467,4.0198677529237337]
["AYRR","HT",26,3.589030776,4.5207773258401467,4.0198677529237337]
["AYRR","HT",27,3.589030776,4.5207773258401467,4.0198677529237337]
["AYRR","HT",28,3.589030776,4.5207773258401467,4.0198677529237337]
["AYRR","HT",29,3.589030776,4.5207773258401467,4.0198677529237337]
["AYRR","HT",30,3.589030776,4.5207773258401467,4.0198677529237337]
["AYRR","HT",31,3.589030776,4.5207773258401467,4.0198677529237337]
["AYRR","HT",32,3.589030776,4.5207773258401467,4.0198677529237337]
["AYRR","HT",33,3.589030776,4.5207773258401467,4.0198677529237337]
["AYRR","HT",34,3.589030776,4.5207773258401467,4.0198677529237337]
["AYRR","HT",35,3.589030776,4.5207773258401467,4.0198677529237337]
["AYRR","HT",36,3.589030776,4.5207773258401467,4.0198677529237337]
["AYRR","HT",37,3.589030776,4.5207773258401467,4.0198677529237337]
["AYRR","HT",38,3.589030776,4.5207773258401467,4.0198677529237337]
["AYRR","HT",39,3.589030776,4.5207773258401467,4.0198677529237337]
["AYRR","HT",40,3.589030776,4.5207773258401467,4.0198677529237337]
["AYRR","HT",41,3.589030776,4.5207773258401467,4.0198677529237337]
["AYRR","HT",42,3.589030776,4.5207773258401467,4.0198677529237337]
["AYRR","HT",43,3.589030776,4.5207773258401467,4.0198677529237337]
["AYRR","HT",44,3.589030776,4.5207773258401467,4.0198677529237337]
["AYRR","HT",45,3.589030776,4.5207773258401467,4.0198677529237337]
["AYRR","HT",46,3.589030776,4.5207773258401467,4.0198677529237337]
["AYRR","HT",47,3.589030776,4.5207773258401467,4.0198677529237337]
["AYRR","HT",48,3.589030776,4.5207773258401467,4.0198677529237337]
["AYRR","HT",49,3.589030776,4.5207773258401467,4.0198677529237337]
["AYRR","HT",50,3.589030776,4.5207773258401467,4.0198677529237337]
["BAGA","HT",24,6.2321104416999997,7.8500256295848994,6.9802298617149319]
["BAGA","HT",25,6.2321104416999997,7.8500256295848994,6.9802298617149319]
["BAGA","HT",26,6.2321104416999997,7.8500256295848994,6.9802298617149319]
["BAGA","HT",27,6.2321104416999997,7.8500256295848994,6.9802298617149319]
["BAGA","HT",28,6.2321104416999997,7.8500256295848994,6.9802298617149319]
["BAGA","HT",29,6.2321104416999997,7.8500256295848994,6.9802298617149319]
["BAGA","HT",30,6.2321104416999997,7.8500256295848994,6.9802298617149319]
["BAGA","HT",31,6.2321104416999997,7.8500256295848994,6.9802298617149319]
["BAGA","HT",32,6.2321104416999997,7.8500256295848994,6.9802298617149319]
["BAGA","HT",33,6.2321104416999997,7.8500256295848994,6.9802298617149319]
["BAGA","HT",34,6.2321104416999997,7.8500256295848994,6.9802298617149319]
["BAGA","HT",35,6.2321104416999997,7.8500256295848994,6.9802298617149319]
["BAGA","HT",36,6.2321104416999997,7.8500256295848994,6.9802298617149319]
["BAGA","HT",37,6.2321104416999997,7.8500256295848994,6.9802298617149319]
["BAGA","HT",38,6.2321104416999997,7.8500256295848994,6.9802298617149319]
["BAGA","HT",39,6.2321104416999997,7.8500256295848994,6.9802298617149319]
["BAGA","HT",40,6.2321104416999997,7.8500256295848994,6.9802298617149319]
["BAGA","HT",41,6.2321104416999997,7.8500256295848994,6.9802298617149319]
["BAGA","HT",42,6.2321104416999997,7.8500256295848994,6.9802298617149319]
["BAGA","HT",43,6.2321104416999997,7.8500256295848994,6.9802298617149319]
["BAGA","HT",44,6.2321104416999997,7.8500256295848994,6.9802298617149319]
["BAGA","HT",45,6.2321104416999997,7.8500256295848994,6.9802298617149319]
["BAGA","HT",46,6.2321104416999997,7.8500256295848994,6.9802298617149319]
["BAGA","HT",47,6.2321104416999997,7.8500256295848994,6.9802298617149319]
["BAGA","HT",48,6.2321104416999997,7.8500256295848994,6.9802298617149319]
["BAGA","HT",49,6.2321104416999997,7.8500256295848994,6.9802298617149319]
["BAGA","HT",50,6.2321104416999997,7.8500256295848994,6.9802298617149319]
["BAIN","HT",24,3.2016405199000002,4.0328168720766024,3.5859741210533405]
["BAIN","HT",25,3.2016405199000002,4.0328168720766024,3.5859741210533405]
["BAIN","HT",26,3.2016405199000002,4.0328168720766024,3.5859741210533405]
["BAIN","HT",27,3.2016405199000002,4.0328168720766024,3.5859741210533405]
["BAIN","HT",28,3.2016405199000002,4.0328168720766024,3.5859741210533405]
["BAIN","HT",29,3.2016405199000002,4.0328168720766024,3.5859741210533405]
["BAIN","HT",30,3.2016405199000002,4.0328168720766024,3.5859741210533405]
["BAIN","HT",31,3.2016405199000002,4.0328168720766024,3.5859741210533405]
["BAIN","HT",32,3.2016405199000002,4.0328168720766024,3.5859741210533405]
["BAIN","HT",33,3.2016405199000002,4.0328168720766024,3.5859741210533405]
["BAIN","HT",34,3.2016405199000002,4.0328168720766024,3.5859741210533405]
["BAIN","HT",35,3.2016405199000002,4.0328168720766024,3.5859741210533405]
["BAIN","HT",36,3.2016405199000002,4.0328168720766024,3.5859741210533405]
["BAIN","HT",37,3.2016405199000002,4.0328168720766024,3.5859741210533405]
["BAIN","HT",38,3.2016405199000002,4.0328168720766024,3.5859741210533405]
["BAIN","HT",39,3.2016405199000002,4.0328168720766024,3.5859741210533405]
["BAIN","HT",40,3.2016405199000002,4.0328168720766024,3.5859741210533405]
["BAIN","HT",41,3.2016405199000002,4.0328168720766024,3.5859741210533405]
["BAIN","HT",42,3.2016405199000002,4.0328168720766024,3.5859741210533405]
["BAIN","HT",43,3.2016405199000002,4.0328168720766024,3.5859741210533405]
["BAIN","HT",44,3.2016405199000002,4.0328168720766024,3.5859741210533405]
["BAIN","HT",45,3.2016405199000002,4.0328168720766024,3.5859741210533405]
["BAIN","HT",46,3.2016405199000002,4.0328168720766024,3.5859741210533405]
["BAIN","HT",47,3.2016405199000002,4.0328168720766024,3.5859741210533405]
["BAIN","HT",48,3.2016405199000002,4.0328168720766024,3.5859741210533405]
["BAIN","HT",49,3.2016405199000002,4.0328168720766024,3.5859741210533405]
["BERW","HT",34,7.2403417002000001,9.1200033191353889,8.1094919317523786]
["BERW","HT",39,7.2403417002000001,9.1200033191353889,8.1094919317523786]
["BONN","HT",27,5.9187612893999999,7.4553280548909706,6.6292654283197372]
["BONN","HT",40,5.9187612893999999,7.4553280548909706,6.6292654283197372]
["BRAP","HT",35,1.0043980616999999,1.2651493583768456,1.1249687259095635]
["BRAP","HT",50,1.0043980616999999,1.2651493583768456,1.1249687259095635]
["BROX","HT",28,2.8614359797,3.6042919951742833,3.2049305062442186]
["BROX","HT",44,2.8614359797,3.6042919951742833,3.2049305062442186]
["CAFA","HT",36,9.20950169E-3,1.1600375984749849E-2,1.0315035221121109E-2]
["CATY","HT",24,1.7658066379999999,2.2242268481702259,1.9777788503407563]
["CATY","HT",39,1.7658066379999999,2.2242268481702259,1.9777788503407563]
["CATY","HT",49,1.7658066379999999,2.2242268481702259,1.9777788503407563]
["CHAP","HT",33,9.3865652227999998,11.823406895955218,10.513353940058021]
["CHAP","HT",48,9.3865652227999998,11.823406895955218,10.513353940058021]
["CHAS","HT",39,2.5105506447999999,3.1623134876080536,2.8119239452053688]
["CLYM","HT",29,7.6451546923000002,9.6299096169941141,8.5628997720498621]
["CLYM","HT",48,7.6451546923000002,9.6299096169941141,8.5628997720498621]
["CLYM","HT",49,7.6451546923000002,9.6299096169941141,8.5628997720498621]
["COAT","HT",43,3.3609581026000002,4.2334948156300802,3.7644166179670222]
["COCK","HT",30,3.5589002219000001,4.48282459311321,3.9861202454868363]
["COCK","HT",45,3.5589002219000001,4.48282459311321,3.9861202454868363]
["COYL","HT",37,1.5678464447,1.9748743045046677,1.7560549791690205]
["COYL","HT",48,1.5678464447,1.9748743045046677,1.7560549791690205]
["CUMB","HT",27,4.3378187735999996,5.463957814580354,4.858542290199023]
["CUMB","HT",46,4.3378187735999996,5.463957814580354,4.858542290199023]
["CUPA","HT",38,0.42960010043000002,0.5411283754348597,0.48117046025892157]
["CUPA","HT",50,0.42960010043000002,0.5411283754348597,0.48117046025892157]
["CURR","HT",42,0,0,0]
["DALM3","HT",30,2.3099255235,2.9096041752689144,2.5872152408573061]
["DALM3","HT",43,2.3099255235,2.9096041752689144,2.5872152408573061]
["DEVM","HT",24,1.2740638819000001,1.6048229921797135,1.4270059616826876]
["DEVM","HT",39,1.2740638819000001,1.6048229921797135,1.4270059616826876]
["DEVO","HT",31,7.1248746682000004,8.9745599466131196,7.9801639244345024]
["DEVO","HT",47,7.1248746682000004,8.9745599466131196,7.9801639244345024]
["DEWP","HT",35,3.5054160310000002,4.4154553971931065,3.9262156674241915]
["DEWP","HT",40,3.5054160310000002,4.4154553971931065,3.9262156674241915]
["DRCR","HT",37,1.7180604717000001,2.1640853226507937,1.9243011048952257]
["DRCR","HT",48,1.7180604717000001,2.1640853226507937,1.9243011048952257]
["DRUM","HT",36,10.904915668999999,13.735935569646431,12.213971286983982]
["DUNB_A","HT",24,4.5049366688979999,5.6744611061256389,5.0457214703657733]
["DUNB_A","HT",27,4.5049366688979999,5.6744611061256389,5.0457214703657733]
["DUNB_A","HT",45,4.5049366688979999,5.6744611061256389,5.0457214703657733]
["DUNB_B","HT",37,1.8400445549019997,2.3177376348963872,2.0609284878958789]
["DUNF","HT",25,1.2661489171,1.594853227183008,1.4181408630667021]
["DUNF","HT",31,1.2661489171,1.594853227183008,1.4181408630667021]
["DUNF","HT",46,1.2661489171,1.594853227183008,1.4181408630667021]
["EAST","HT",34,0,0,0]
["EAST","HT",49,0,0,0]
["ECCL","HT",36,1.7935823018999999,2.2592133387874007,2.0088887801787214]
["EERH","HT",30,5.5021298234999998,6.9305350949455464,6.1626203926114238]
["EERH","HT",35,5.5021298234999998,6.9305350949455464,6.1626203926114238]
["EKIL","HT",26,4.5005727016000003,5.6689642113808425,5.0408336406114707]
["EKIL","HT",39,4.5005727016000003,5.6689642113808425,5.0408336406114707]
["EKIS","HT",31,8.2429985170000002,10.382959388863027,9.2325103890071691]
["EKIS","HT",46,8.2429985170000002,10.382959388863027,9.2325103890071691]
["ELDE","HT",31,2.3710644357000001,2.9866153309961261,2.655693433701205]
["ELDE","HT",40,2.3710644357000001,2.9866153309961261,2.655693433701205]
["ERSK","HT",28,0.75100664908000003,0.94597512326153765,0.84115952168920682]
["ERSK","HT",47,0.75100664908000003,0.94597512326153765,0.84115952168920682]
["FINN","HT",35,2.7132863219000001,3.4176812761211415,3.038996562189094]
["G_EXTRA_10","HT",24,2.6614843737,3.3524310491175413,2.9809761677973001]
["G_EXTRA_10","HT",29,2.6614843737,3.3524310491175413,2.9809761677973001]
["G_EXTRA_11","HT",25,3.2306268996999998,4.0693283919650094,3.6184401044077328]
["G_EXTRA_11","HT",37,3.2306268996999998,4.0693283919650094,3.6184401044077328]
["G_EXTRA_2","HT",25,5.9596091366000001,7.5067803920138507,6.6750167617531719]
["G_EXTRA_2","HT",40,5.9596091366000001,7.5067803920138507,6.6750167617531719]
["G_EXTRA_3","HT",30,1.6041464544999999,2.0205981423521964,1.7967125404810096]
["G_EXTRA_3","HT",34,1.6041464544999999,2.0205981423521964,1.7967125404810096]
["G_EXTRA_3","HT",49,1.6041464544999999,2.0205981423521964,1.7967125404810096]
["G_EXTRA_4","HT",41,2.2926648498,2.8878624663893229,2.56788254912773]
["G_EXTRA_5","HT",34,1.8860572842000001,2.3756957066692497,2.1124647098658631]
["G_EXTRA_5","HT",49,1.8860572842000001,2.3756957066692497,2.1124647098658631]
["G_EXTRA_6","HT",37,0,0,0]
["G_EXTRA_7","HT",24,1.3710142884000001,1.7269426469809641,1.535594557614582]
["G_EXTRA_7","HT",31,1.3710142884000001,1.7269426469809641,1.535594557614582]
["G_EXTRA_7","HT",46,1.3710142884000001,1.7269426469809641,1.535594557614582]
["G_EXTRA_8","HT",38,5.8389602726999996,7.3548099347096709,6.5398848813965973]
["G_EXTRA_8","HT",41,5.8389602726999996,7.3548099347096709,6.5398848813965973]
["G_EXTRA_9","HT",42,1.9291029406,2.4299164251791949,2.160677683469463]
["G_EXTRA_9","HT",47,1.9291029406,2.4299164251791949,2.160677683469463]
["GALA","HT",35,3.8632095837999998,4.8661355617785844,4.3269597275539038]
["GALA","HT",45,3.8632095837999998,4.8661355617785844,4.3269597275539038]
["GIFF","HT",43,5.8245310969000004,7.3366348075351135,6.5237235882453781]
["GLLE","HT",31,2.1064309589999999E-3,2.6532804849636973E-3,2.3592926375742827E-3]
["GLLE","HT",36,2.1064309589999999E-3,2.6532804849636973E-3,2.3592926375742827E-3]
["GLLE","HT",50,2.1064309589999999E-3,2.6532804849636973E-3,2.3592926375742827E-3]
["GLLU","HT",40,3.2508236514000002,4.0947684126389881,3.6410613288941733]
["GLNI","HT",32,1.1732220395999999,1.4778016478061013,1.3140587914555826]
["GLNI","HT",40,1.1732220395999999,1.4778016478061013,1.3140587914555826]
["GLRO","HT",36,4.1418436402000003,5.2171056712586337,4.6390417708951492]
["GLRO","HT",41,4.1418436402000003,5.2171056712586337,4.6390417708951492]
["GORG","HT",29,0.76251822867999997,0.96047521849289819,0.8540529824889016]
["GORG","HT",45,0.76251822867999997,0.96047521849289819,0.8540529824889016]
["GOVA","HT",37,1.7341074327999999,2.1842982275873095,1.9422743866763879]
["HAGR","HT",25,2.1721520047,2.7360633396602503,2.4329030156363789]
["HAGR","HT",30,2.1721520047,2.7360633396602503,2.4329030156363789]
["HAGR","HT",49,2.1721520047,2.7360633396602503,2.4329030156363789]
["HAWI","HT",38,2.9976863307000001,3.7759142341245582,3.3575367184762199]
["HELE","HT",26,0.90910159003000002,1.1451130156296128,1.0182326076251205]
["HELE","HT",39,0.90910159003000002,1.1451130156296128,1.0182326076251205]
["HELE","HT",47,0.90910159003000002,1.1451130156296128,1.0182326076251205]
["HUER","HT",35,1.5177078304,1.9117192287131179,1.6998975897845026]
["HUER","HT",50,1.5177078304,1.9117192287131179,1.6998975897845026]
["INKE","HT",44,1.7967909719999999,2.2632550101854791,2.012482627729713]
["JOHN","HT",31,0.94381645639,1.1888401917127243,1.0571147405844676]
["JOHN","HT",36,0.94381645639,1.1888401917127243,1.0571147405844676]
["KAIM","HT",24,6.6494091706000003,8.375659080356133,7.44762226048136]
["KAIM","HT",48,6.6494091706000003,8.375659080356133,7.44762226048136]
["KEOO","HT",32,2.0755264550000002E-3,2.6143528775762663E-3,2.3246782731947834E-3]
["KEOO","HT",47,2.0755264550000002E-3,2.6143528775762663E-3,2.3246782731947834E-3]
["KIER","HT",39,6.8301025329999998,8.6032621594743759,7.6500065435965521]
["KIER","HT",41,6.8301025329999998,8.6032621594743759,7.6500065435965521]
["KILS","HT",29,2.1836211797999998,2.7505100217798049,2.4457489815850209]
["KILS","HT",48,2.1836211797999998,2.7505100217798049,2.4457489815850209]
["KILT","HT",43,4.0224536057,5.0667208474482308,4.5053198332298807]
["KILW","HT",25,5.7633879610000003,7.2596183315951812,6.4552406646770892]
["KILW","HT",44,5.7633879610000003,7.2596183315951812,6.4552406646770892]
["KILW","HT",45,5.7633879610000003,7.2596183315951812,6.4552406646770892]
["LEVE","HT",33,1.324198196,1.6679726513984139,1.4831585346595484]
["LING","HT",26,10.669471259,13.439367549850825,11.950263492196003]
["LING","HT",41,10.669471259,13.439367549850825,11.950263492196003]
["LING","HT",50,10.669471259,13.439367549850825,11.950263492196003]
["LINM","HT",49,8.3270676887999997,10.488853717832582,9.3266714519308103]
["LINM","HT",50,8.3270676887999997,10.488853717832582,9.3266714519308103]
["MAYB","HT",42,3.5484012515000001,4.4695999900681826,3.9743609502386361]
["NEAR","HT",27,2.6880635136,3.3859103867158025,3.010745939652959]
["NEAR","HT",50,2.6880635136,3.3859103867158025,3.010745939652959]
["NETS","HT",38,0.91706591961999995,1.1551449609856559,1.027152996914225]
["PAIS","HT",26,3.2081179826000001,4.0409759457460046,3.5932291559230931]
["PAIS","HT",32,3.2081179826000001,4.0409759457460046,3.5932291559230931]
["PAIS","HT",47,3.2081179826000001,4.0409759457460046,3.5932291559230931]
["PART","HT",39,1.5469334104000001,1.9485320474501528,1.7326314875788895]
["POOB","HT",27,4.4041963034,5.547567582897682,4.9328879584908778]
["POOB","HT",36,4.4041963034,5.547567582897682,4.9328879584908778]
["POOB","HT",48,4.4041963034,5.547567582897682,4.9328879584908778]
["PORD","HT",36,2.8380682947000002,3.5748578367346862,3.1787577010344874]
["RAVE","HT",26,0.61760648155999998,0.77794300255071391,0.6917456366832031]
["RAVE","HT",44,0.61760648155999998,0.77794300255071391,0.6917456366832031]
["REDH","HT",32,2.4746482273999999,3.1170904609318488,2.7717117043621413]
["REDH","HT",37,2.4746482273999999,3.1170904609318488,2.7717117043621413]
["SANX","HT",31,1.2050335961,1.5178717871558574,1.3496890933743593]
["SANX","HT",41,1.2050335961,1.5178717871558574,1.3496890933743593]
["SHRU","HT",33,3.6906342917999999,4.6487580814039662,4.1336680300011279]
["SHRU","HT",48,3.6906342917999999,4.6487580814039662,4.1336680300011279]
["SIGH","HT",36,5.6723080147999996,7.1448931644628431,6.3532272350025005]
["SIGH","HT",42,5.6723080147999996,7.1448931644628431,6.3532272350025005]
["SPAV","HT",30,2.1790865064,2.7447981040041491,2.4406699537057959]
["STHA","HT",26,4.5296933354000002,5.7056448388854797,5.0734499941797129]
["STHA","HT",38,4.5296933354000002,5.7056448388854797,5.0734499941797129]
["STIR","HT",26,4.6415893401000003,5.8465901114316363,5.1987782984066957]
["STIR","HT",31,4.6415893401000003,5.8465901114316363,5.1987782984066957]
["STLE","HT",30,4.1691968131000001,5.2515599881909401,4.6696784927689592]
["STLE","HT",39,4.1691968131000001,5.2515599881909401,4.6696784927689592]
["TELR","HT",27,1.9112053108,2.4073724003334962,2.1406315737041486]
["TELR","HT",42,1.9112053108,2.4073724003334962,2.1406315737041486]
["TELR","HT",47,1.9112053108,2.4073724003334962,2.1406315737041486]
["TONG","HT",36,0,0,0]
["TONG1","HT",24,0,0,0]
["TONG1","HT",37,0,0,0]
["WFIE","HT",32,1.0849171642,1.3665719862665651,1.2151535595974068]
["WGEO","HT",24,2.2990526169000001,2.8959085586272426,2.5750371210946765]
["WGEO","HT",25,2.2990526169000001,2.8959085586272426,2.5750371210946765]
["WGEO","HT",41,2.2990526169000001,2.8959085586272426,2.5750371210946765]
["WHHO","HT",33,2.8113304622999999,3.5411786085529897,3.148810186801235]
["WHHO","HT",48,2.8113304622999999,3.5411786085529897,3.148810186801235]
["WISH","HT",40,4.9251435604999996,6.2037577063161988,5.5163711355630713]
["WISH","HT",46,4.9251435604999996,6.2037577063161988,5.5163711355630713]
["ABTH_1","HT",30,41.382369594525748,9.6355654015918848,8.5679288863997591]
["ABTH_1","HT",49,41.382369594525748,9.6355654015918848,8.5679288863997591]
["ABHA1","HT",37,21.745082871036878,10.429533772916701,9.2739242546049088]
["ABHA1","HT",50,21.745082871036878,10.429533772916701,9.2739242546049088]
["ACTL_C","HT",45,4.2495365841947326,7.9213194294113833,7.0436241911077486]
["ACTL_2","HT",33,0.5256993793960314,3.2072207054349939,2.8518553693399324]
["ACTL_2","HT",41,0.5256993793960314,3.2072207054349939,2.8518553693399324]
["ALST_3","HT",27,0,1.5757547809413627E-2,1.4011585561216306E-2]
["ALST_3","HT",42,0,1.5757547809413627E-2,1.4011585561216306E-2]
["ALVE1","HT",34,18.392959094143141,9.6070076218401841,8.5425353556760069]
["ALVE1","HT",45,18.392959094143141,9.6070076218401841,8.5425353556760069]
["AMEM_1","HT",38,7.6306538153690839,10.940414519782447,9.7281985733546268]
["AMEM_1","HT",43,7.6306538153690839,10.940414519782447,9.7281985733546268]
["AXMI1","HT",31,6.8358557311182704,3.4075716073510058,3.0300070613681807]
["AXMI1","HT",50,6.8358557311182704,3.4075716073510058,3.0300070613681807]
["BARKR_A","HT",39,23.590638475740878,32.497273453633966,28.896522035605983]
["BARKR_C","HT",27,16.175008467763117,21.664848969089316,19.264348023737327]
["BARKR_C","HT",40,16.175008467763117,21.664848969089316,19.264348023737327]
["BARKR_C","HT",48,16.175008467763117,21.664848969089316,19.264348023737327]
["BARKW3","HT",40,29.228970180085213,51.465471005996406,45.763012060672267]
["BEDDT1","HT",28,38.331006392535116,22.085586197744306,19.638466874550307]
["BEDDT1","HT",44,38.331006392535116,22.085586197744306,19.638466874550307]
["BEDDT1","HT",49,38.331006392535116,22.085586197744306,19.638466874550307]
["BEDD_1","HT",37,121.70945701886077,55.975494010764351,49.773317089009765]
["BESW_1","HT",25,30.284795686364479,31.966304766802651,28.424385553721464]
["BESW_1","HT",49,30.284795686364479,31.966304766802651,28.424385553721464]
["BICF_1","HT",33,14.460816909409999,5.3004622273899997,4.71316228332826]
["BICF_1","HT",38,14.460816909409999,5.3004622273899997,4.71316228332826]
["BIRK_1","HT",24,45.52520500538715,21.296250537122162,18.936590905072418]
["BIRK_1","HT",42,45.52520500538715,21.296250537122162,18.936590905072418]
["BISW_1","HT",34,34.532868572684976,80.486988004255068,71.568897180339661]
["BISW_1","HT",49,34.532868572684976,80.486988004255068,71.568897180339661]
["BLYTB1","HT",29,-0.77162877162033572,-4.0389497817160551E-2,-3.5914274942045278E-2]
["BLYTB1","HT",43,-0.77162877162033572,-4.0389497817160551E-2,-3.5914274942045278E-2]
["BLYTH132","HT",31,-9.4392752553664333E-2,-5.3381574116840649E-2,-4.7466807791228006E-2]
["BLYTH132","HT",50,-9.4392752553664333E-2,-5.3381574116840649E-2,-4.7466807791228006E-2]
["BOLN_1","HT",33,202.93651153841054,160.72252114438604,142.91420110961815]
["BOTW_1","HT",27,33.67417831954517,20.53149256459432,18.256569375371289]
["BOTW_1","HT",32,33.67417831954517,20.53149256459432,18.256569375371289]
["BOTW_1","HT",47,33.67417831954517,20.53149256459432,18.256569375371289]
["BRAW_1","HT",38,122.63984165538173,179.67865863492793,159.76996734757518]
["BRAI_1","HT",28,3.677048043079,5.6920060000000001,5.0613223611043834]
["BRAI_1","HT",43,3.677048043079,5.6920060000000001,5.0613223611043834]
["BRFO_1","HT",28,120.98914266128605,73.599352976175993,65.444423456534309]
["BRFO_1","HT",37,120.98914266128605,73.599352976175993,65.444423456534309]
["BRLE_1","HT",25,50.191540184300003,106.60249256082,94.790760822729624]
["BRLE_1","HT",44,50.191540184300003,106.60249256082,94.790760822729624]
["BRED_1","HT",32,97.400959976757463,178.69972467153394,158.89950087951971]
["BRWA1","HT",25,7.1805076011410005,0,0]
["BRWA1","HT",40,7.1805076011410005,0,0]
["BRWA1","HT",41,7.1805076011410005,0,0]
["BRIM_1","HT",37,69.293673635914999,78.670530647870009,69.95370629054365]
["BRIM_1","HT",49,69.293673635914999,78.670530647870009,69.95370629054365]
["BURM_1","HT",41,23.720251888398998,20.688996448690002,18.396621569717933]
["BUSH_1","HT",27,14.541288045108351,27.416458576623626,24.378669814500761]
["BUSH_1","HT",45,14.541288045108351,27.416458576623626,24.378669814500761]
["BUSH_1","HT",50,14.541288045108351,27.416458576623626,24.378669814500761]
["BUST_1","HT",38,171.07678976600857,171.81147637567588,152.77448183901527]
["CAMB_01","HT",31,1.4578334517278102,1.8742567162831587,1.6665859854283402]
["CAMB_01","HT",46,1.4578334517278102,1.8742567162831587,1.6665859854283402]
["CBNK_H","HT",34,0.74215352619774588,9.2951566530262735,8.2652379877902558]
["CBNK_H","HT",39,0.74215352619774588,9.2951566530262735,8.2652379877902558]
["CANTN1","HT",36,17.459035419703653,7.1054481505022222,6.3181527935502322]
["CANTN1","HT",43,17.459035419703653,7.1054481505022222,6.3181527935502322]
["CAPEA1","HT",35,48.479127079455729,36.606431765935838,32.550378839581846]
["CARE_1","HT",26,31.614913321888061,13.362400542382757,11.881824555911429]
["CARE_1","HT",39,31.614913321888061,13.362400542382757,11.881824555911429]
["CARE_1","HT",44,31.614913321888061,13.362400542382757,11.881824555911429]
["CARR_1","HT",32,13.308794081604244,119.90674536677618,106.62088050717334]
["CARR_1","HT",43,13.308794081604244,119.90674536677618,106.62088050717334]
["CELL_1","HT",40,61.706235232363397,18.828915967816794,16.74264106946945]
["CHSI_1","HT",28,103.38018675201059,55.909012052548348,49.714201441252428]
["CHSI_1","HT",33,103.38018675201059,55.909012052548348,49.714201441252428]
["CHSI_1","HT",47,103.38018675201059,55.909012052548348,49.714201441252428]
["CHTE_1","HT",41,22.218706056668893,27.672103232420429,24.605988621417197]
["CHIC_1","HT",29,8.3371181938120227,3.4034565140324111,3.0263479271663836]
["CHIC_1","HT",37,8.3371181938120227,3.4034565140324111,3.0263479271663836]
["CHIC_1","HT",50,8.3371181938120227,3.4034565140324111,3.0263479271663836]
["CITR_1","HT",38,97.689454432011175,195.78767315390186,174.09407652810626]
["CLT03","HT",26,0,0,0]
["CLT03","HT",42,0,0,0]
["CONQA1","HT",34,13.660860656003001,0,0]
["CONQA1","HT",39,13.660860656003001,0,0]
["COVE_1","HT",27,44.52845483718756,47.239832368225606,42.005581143119478]
["COVE_1","HT",46,44.52845483718756,47.239832368225606,42.005581143119478]
["COWL_1","HT",35,113.07252835980302,87.078665149640003,77.430205642262834]
["COWL_1","HT",50,113.07252835980302,87.078665149640003,77.430205642262834]
["CREB_1","HT",42,82.297726149445936,53.758817608744899,47.80225208295154]
["DRAK_1","HT",24,5.5230808325608356,36.836187344335769,32.754677121513389]
["DRAK_1","HT",32,5.5230808325608356,36.836187344335769,32.754677121513389]
["DRAX_1","HT",24,9.5124942483021915,7.6443256897168395,6.7973218139489893]
["DRAX_1","HT",41,9.5124942483021915,7.6443256897168395,6.7973218139489893]
["EALI_6","HT",28,4.0845155862694567,26.717078211561308,23.756781945688385]
["EALI_6","HT",47,4.0845155862694567,26.717078211561308,23.756781945688385]
["EALI_6","HT",48,4.0845155862694567,26.717078211561308,23.756781945688385]
["ECLA_1","HT",46,53.114774672774423,59.562851150503846,52.963189149691175]
["EASO_1","HT",29,23.073749572608996,14.22299201,12.647061071619037]
["EASO_1","HT",44,23.073749572608996,14.22299201,12.647061071619037]
["ELLA_1","HT",36,48.683185280889987,93.784364120610221,83.392902123715288]
["ELLA_1","HT",50,48.683185280889987,93.784364120610221,83.392902123715288]
["ELST_1","HT",26,60.353597516220184,49.376652344020478,43.905637946493385]
["ELST_1","HT",45,60.353597516220184,49.376652344020478,43.905637946493385]
["ENDE_1","HT",40,45.042139334395998,100.296601623589,89.183572986439088]
["EXET1","HT",26,24.388222068365813,12.725378167653087,11.315385309406226]
["EXET1","HT",41,24.388222068365813,12.725378167653087,11.315385309406226]
["FAWL_1","HT",29,49.944177573841991,53.365572495248045,47.452579175660738]
["FAWL_1","HT",30,49.944177573841991,53.365572495248045,47.452579175660738]
["FAWL_1","HT",50,49.944177573841991,53.365572495248045,47.452579175660738]
["FECK_6","HT",42,49.412490223968476,51.889629183909385,46.140172813931535]
["FERRA2","HT",30,11.494680498760859,5.2450881586653466,4.6639237526131803]
["FERRA2","HT",34,11.494680498760859,5.2450881586653466,4.6639237526131803]
["FERRB_M","HT",24,8.0756116819641406,8.766650917374653,7.7952915580385174]
["FERRB_M","HT",39,8.0756116819641406,8.766650917374653,7.7952915580385174]
["FIDF_1","HT",24,20.325031740303672,17.58948060661935,15.640537187503741]
["FIDF_1","HT",47,20.325031740303672,17.58948060661935,15.640537187503741]
["FLEE_1","HT",35,204.18435848127095,98.273678676000003,87.38479323297021]
["FLEE_1","HT",40,204.18435848127095,98.273678676000003,87.38479323297021]
["FOUR_1","HT",29,1.9024994068834553,1.9620025456693984E-2,1.7446094324110428E-2]
["FOUR_1","HT",44,1.9024994068834553,1.9620025456693984E-2,1.7446094324110428E-2]
["FROD_1","HT",36,12.907629575791105,0,0]
["GREE_H","HT",24,0.70015892568617444,5.6201400035664095,4.9974192354308729]
["GREE_H","HT",34,0.70015892568617444,5.6201400035664095,4.9974192354308729]
["GREE_H","HT",45,0.70015892568617444,5.6201400035664095,4.9974192354308729]
["GREN_1","HT",33,40.997352637207996,10.231854482728,9.0981481553247399]
["GRIW_1","HT",25,16.624500562629997,6.5321205948660008,5.8083508752846988]
["GRIW_1","HT",38,16.624500562629997,6.5321205948660008,5.8083508752846988]
["HACK_1","HT",29,6.9556402458967455,20.273596847960764,18.027248928866054]
["HACK_1","HT",34,6.9556402458967455,20.273596847960764,18.027248928866054]
["HACK_6","HT",28,9.8283724351246526,24.385507269399486,21.683552903753988]
["HACK_6","HT",42,9.8283724351246526,24.385507269399486,21.683552903753988]
["HAMHC1","HT",30,39.198204319449133,40.902203469042455,36.370171963329952]
["HAMHC1","HT",45,39.198204319449133,40.902203469042455,36.370171963329952]
["HARK_1","HT",33,21.235237470693548,0.42246048054330948,0.37565116355407141]
["HARK_1","HT",39,21.235237470693548,0.42246048054330948,0.37565116355407141]
["HARM_6","HT",27,5.6180000000000003,12.300959207510477,10.937992669017854]
["HARM_6","HT",46,5.6180000000000003,12.300959207510477,10.937992669017854]
["HAWP_6","HT",37,2,10.321281669948679,9.1776666629248176]
["HEYS_1","HT",27,5.6213670067980006,0,0]
["HEYS_1","HT",28,5.6213670067980006,0,0]
["HEYS1","HT",27,0,0,0]
["HEYS1","HT",36,0,0,0]
["HURS_1","HT",24,76.208198038930419,34.560760549593788,30.731371363001596]
["HURS_1","HT",43,76.208198038930419,34.560760549593788,30.731371363001596]
["HUTT_1","HT",32,14.165636608787997,16.301793425032002,14.495527866312665]
["HUTT_1","HT",33,14.165636608787997,16.301793425032002,14.495527866312665]
["IMPK_1","HT",25,4.2661455017718186,20.509554196495429,18.237061814587786]
["IMPK_1","HT",40,4.2661455017718186,20.509554196495429,18.237061814587786]
["IMPK_1","HT",48,4.2661455017718186,20.509554196495429,18.237061814587786]
["INDQ1","HT",48,33.530868094658146,17.268428407096753,15.355058100425218]
["IROA1","HT",36,76.746434910936983,41.652240037685999,37.037103244941669]
["IROA1","HT",39,76.746434910936983,41.652240037685999,37.037103244941669]
["IRONB1","HT",30,19.483678003398545,5.526095935058291,4.9137954045934888]
["IRONB1","HT",45,19.483678003398545,5.526095935058291,4.9137954045934888]
["IVER_1","HT",37,72.12809406211845,82.584280159313153,73.433805910612307]
["IVER_1","HT",43,72.12809406211845,82.584280159313153,73.433805910612307]
["IVER_6","HT",41,33.152245308659765,39.615095332399399,35.225677527949721]
["IVER_6","HT",46,33.152245308659765,39.615095332399399,35.225677527949721]
["JORD_3","HT",34,2.6204356298633957,2.1616261081050743,1.9221143753712231]
["JORD_3","HT",48,2.6204356298633957,2.1616261081050743,1.9221143753712231]
["KEAD_1","HT",42,47.29885020461505,31.928987626020707,28.391203213595308]
["KEAR_1","HT",30,76.10385063695152,152.28530710897283,135.41184428447414]
["KEAR_1","HT",35,76.10385063695152,152.28530710897283,135.41184428447414]
["KEAR_3","HT",25,3.2013017415474119,13.097110381012442,11.645928981324094]
["KEAR_3","HT",43,3.2013017415474119,13.097110381012442,11.645928981324094]
["KEMS_1","HT",31,24.267592947497004,29.606244884800002,26.325824193398695]
["KEMS_1","HT",42,24.267592947497004,29.606244884800002,26.325824193398695]
["KINO_1","HT",25,37.39758110395389,41.628803252044484,37.016263293746988]
["KINO_1","HT",40,37.39758110395389,41.628803252044484,37.016263293746988]
["KIBY_1","HT",28,46.177083393960693,34.232921978859807,30.439857845818306]
["KIBY_1","HT",47,46.177083393960693,34.232921978859807,30.439857845818306]
["KIBY_G","HT",36,6.7319501158720527,7.8936486343650722,7.0190193657232651]
["KIBY_G","HT",41,6.7319501158720527,7.8936486343650722,7.0190193657232651]
["KIRKB1","HT",29,24.752701404464958,57.865551531129476,51.45395312340564]
["KITW_1","HT",24,175.31303835278462,223.77236012409921,198.97801409436431]
["KITW_1","HT",37,175.31303835278462,223.77236012409921,198.97801409436431]
["KNAR","HT",25,0,0,0]
["KNAR","HT",42,0,0,0]
["KNAR","HT",46,0,0,0]
["LACK_6","HT",34,34.380000000000003,46.484759216788248,41.334171340382184]
["LALE1SG003","HT",26,49.098023891522885,51.639270570077286,45.917554346824595]
["LALE1SG003","HT",46,49.098023891522885,51.639270570077286,45.917554346824595]
["LAND1","HT",30,20.027609618958024,8.5703575610752818,7.6207478288902637]
["LAND1","HT",35,20.027609618958024,8.5703575610752818,7.6207478288902637]
["LAND1","HT",50,20.027609618958024,8.5703575610752818,7.6207478288902637]
["LEGA_1","HT",36,17.708267526804001,12.33651132364,10.969605552129876]
["LISD_1","HT",31,60.023993461490221,42.319203036514693,37.630165645086869]
["LISD_1","HT",46,60.023993461490221,42.319203036514693,37.630165645086869]
["LITT_C","HT",26,41.190799671490119,21.456211292179475,19.078827745031955]
["LITT_C","HT",40,41.190799671490119,21.456211292179475,19.078827745031955]
["LITT_J","HT",28,1.9389680762983583,2.0035765248446333,1.7815769462259801]
["LITT_J","HT",47,1.9389680762983583,2.0035765248446333,1.7815769462259801]
["LODR_6","HT",30,55.733305534426236,91.986356887107604,81.794117052801056]
["LOUD_H","HT",28,9.3751072651224092,5.4042392161932398,4.8054406108630374]
["LOUD_H","HT",43,9.3751072651224092,5.4042392161932398,4.8054406108630374]
["LOUD_H","HT",44,9.3751072651224092,5.4042392161932398,4.8054406108630374]
["LOVE_1","HT",35,134.94717679374907,81.381637708499909,72.364418223966439]
["MACC_3","HT",25,0,0,0]
["MACC_3","HT",44,0,0,0]
["MANN_1","HT",25,60.597107731390118,26.897072948998851,23.9168329697867]
["MANN_1","HT",48,60.597107731390118,26.897072948998851,23.9168329697867]
["MAGA_6","HT",26,115.62210913248458,1.842092601244447,1.6379857073066086]
["MAGA_6","HT",41,115.62210913248458,1.842092601244447,1.6379857073066086]
["MELK_1","HT",29,107.64649503059661,24.290331310809304,21.598922598119728]
["MELK_1","HT",49,107.64649503059661,24.290331310809304,21.598922598119728]
["MILH_1","HT",37,34.264504765470164,29.394332198413139,26.137391781659925]
["MILH_1","HT",42,34.264504765470164,29.394332198413139,26.137391781659925]
["MITY_1","HT",34,33.296862449098377,17.853347988970693,15.875167629330564]
["MITY_1","HT",46,33.296862449098377,17.853347988970693,15.875167629330564]
["NECE_1","HT",38,95.011272173787773,92.114064931608141,81.907674835650113]
["NEEP_3","HT",26,4.3656281133212396,4.1561615080978767,3.6956519682686739]
["NEEP_3","HT",39,4.3656281133212396,4.1561615080978767,3.6956519682686739]
["NEEP_3","HT",47,4.3656281133212396,4.1561615080978767,3.6956519682686739]
["NEWX_6","HT",35,97.152250541174027,89.194109663203506,79.31125541982361]
["NINF_1","HT",29,79.90015629535246,66.397149245033944,59.040235760024736]
["NINF_1","HT",43,79.90015629535246,66.397149245033944,59.040235760024736]
["NHYD_6","HT",31,31.678044017640484,35.62274359691105,31.675684939709111]
["NHYD_6","HT",36,31.678044017640484,35.62274359691105,31.675684939709111]
["NFLE","HT",33,105.84217383718709,63.705562194715512,56.646880987623639]
["NFLE","HT",44,105.84217383718709,63.705562194715512,56.646880987623639]
["NORT_1","HT",32,37.799999999999997,58.110709979542101,51.671947611985665]
["NORT_1","HT",47,37.799999999999997,58.110709979542101,51.671947611985665]
["NORL_3","HT",38,3.0586454041054223,2.7051106218597267,2.4053799099438087]
["NORL_3","HT",41,3.0586454041054223,2.7051106218597267,2.4053799099438087]
["NORM_1","HT",29,119.67953018175601,70.80036482440002,62.955567801594739]
["NORM_1","HT",40,119.67953018175601,70.80036482440002,62.955567801594739]
["NURS_1","HT",37,88.572945496110819,41.738255896087701,37.113588404573989]
["NURS_1","HT",42,88.572945496110819,41.738255896087701,37.113588404573989]
["OCKH_1","HT",30,1.2979693411430329,16.260509402379132,14.45881818135989]
["OCKH_1","HT",44,1.2979693411430329,16.260509402379132,14.45881818135989]
["OFFE_3","HT",38,0,3.9773581850668691,3.536660347898525]
["OLDB_1","HT",26,15.093838477119911,24.218719692519951,21.535245665073141]
["OLDB_1","HT",45,15.093838477119911,24.218719692519951,21.535245665073141]
["OLDB_1","HT",49,15.093838477119911,24.218719692519951,21.535245665073141]
["ORMO","HT",35,0,0,0]
["OSBA_1","HT",27,0.1149917715274652,1.8682690516167979,1.6612617638680245]
["OSBA_1","HT",39,0.1149917715274652,1.8682690516167979,1.6612617638680245]
["PADIB1","HT",31,2.483024047397,0,0]
["PADIB1","HT",50,2.483024047397,0,0]
["PELH_1","HT",24,12.223644930119363,16.359005173877488,14.546400459164737]
["PELH_1","HT",44,12.223644930119363,16.359005173877488,14.546400459164737]
["PEMB_1","HT",32,13.320749401361395,26.151636132380133,23.253991780100183]
["PEMB_1","HT",47,13.320749401361395,26.151636132380133,23.253991780100183]
["PENN_1","HT",39,30.19997,60.399940000000001,53.707527176071686]
["PENN_1","HT",48,30.19997,60.399940000000001,53.707527176071686]
["PENT_1","HT",29,22.786324706319999,0,0]
["PENT_1","HT",48,22.786324706319999,0,0]
["PENE_1","HT",36,19.353274310849557,2.2708458805123675,2.0192324171230704]
["PENW_1","HT",26,12.949953678616366,0.5715532172800426,0.50822417952135535]
["PENW_1","HT",44,12.949953678616366,0.5715532172800426,0.50822417952135535]
["PERI_H","HT",32,0.35666984133116825,2.5637267542646303,2.279661607721625]
["PERI_H","HT",43,0.35666984133116825,2.5637267542646303,2.279661607721625]
["PITS_3","HT",26,2.8945373141543813,3.6056415961069175,3.2061305691708761]
["PITS_3","HT",45,2.8945373141543813,3.6056415961069175,3.2061305691708761]
["POPP_3","HT",33,0,0,0]
["POPP_3","HT",47,0,0,0]
["PYLE_1","HT",27,21.349310607450469,1.1387963616185537,1.0126158492813078]
["PYLE_1","HT",42,21.349310607450469,1.1387963616185537,1.0126158492813078]
["RAIN_1","HT",30,65.77560883312951,43.008399039840498,38.242997596215645]
["RASS_1","HT",25,11.466981258445813,28.080107556192921,24.968785394178326]
["RASS_1","HT",38,11.466981258445813,28.080107556192921,24.968785394178326]
["RASS_1","HT",43,11.466981258445813,28.080107556192921,24.968785394178326]
["RATS_1","HT",42,72.843369339992009,29.522768535967071,26.251597161492636]
["RATS_1","HT",47,72.843369339992009,29.522768535967071,26.251597161492636]
["RAYL_1","HT",39,106.69862509963501,99.88304295667001,88.815837300899474]
["REBR_3","HT",27,18.981402380513021,29.529861340149189,26.257904071290323]
["REBR_3","HT",32,18.981402380513021,29.529861340149189,26.257904071290323]
["REBR_3","HT",48,18.981402380513021,29.529861340149189,26.257904071290323]
["RICH_J","HT",36,17.264582731173359,14.544557849497776,12.932996886517579]
["RRIG","HT",28,0,0,0]
["RRIG","HT",36,0,0,0]
["ROCH_1","HT",32,6.3345099423646047,21.560534498084294,19.171591767913899]
["ROCH_1","HT",37,6.3345099423646047,21.560534498084294,19.171591767913899]
["RUGEB1","HT",26,53.074558356764115,33.829107688521944,30.080786843886731]
["RUGEB1","HT",45,53.074558356764115,33.829107688521944,30.080786843886731]
["RYEH_1","HT",33,10.304228107734,105.34717936038001,93.674538392258469]
["RYEH_1","HT",48,10.304228107734,105.34717936038001,93.674538392258469]
["SALT_1","HT",31,8.064780102532028,9.8509940561263996,8.7594876912250115]
["SALT_1","HT",42,8.064780102532028,9.8509940561263996,8.7594876912250115]
["SALH_1","HT",30,21,29.907655038267759,26.5938376054735]
["SALH_1","HT",49,21,29.907655038267759,26.5938376054735]
["SEAB1","HT",35,5.8879871854399486,1.6103624077924932,1.4319316009227752]
["SELL_1","HT",30,64.996967438579006,95.117902657271003,84.578682394325625]
["SELL_1","HT",31,64.996967438579006,95.117902657271003,84.578682394325625]
["SELL_1","HT",46,64.996967438579006,95.117902657271003,84.578682394325625]
["SHEC_3","HT",40,4.0432939438116682,4.3425995613599904,3.8614323781867776]
["SALL1","HT",27,2.5519949999999998,2.5519949999999998,2.2692297511503994]
["SALL1","HT",46,2.5519949999999998,2.5519949999999998,2.2692297511503994]
["SHRW_1","HT",30,9.4913616660889559,2.9973121301349659,2.665205009879033]
["SHRW_1","HT",36,9.4913616660889559,2.9973121301349659,2.665205009879033]
["SKLGB1","HT",28,78.976834434823331,158.6601109528124,141.0803093638292]
["SKLGB1","HT",43,78.976834434823331,158.6601109528124,141.0803093638292]
["SMAN_1","HT",34,100.88599675065029,198.9859120719259,176.93794530687234]
["SSHI_3","HT",24,0,2.9799015869309775,2.6497235835352591]
["SSHI_3","HT",39,0,2.9799015869309775,2.6497235835352591]
["SSHI_3","HT",44,0,2.9799015869309775,2.6497235835352591]
["SPEN_1","HT",39,7.21,14.42,12.822240251876968]
["SPEN_1","HT",48,7.21,14.42,12.822240251876968]
["SJOW_1","HT",40,108.6099658893711,188.41995898322159,167.54271722133643]
["SASA","HT",29,0,0,0]
["SASA","HT",44,0,0,0]
["SASA","HT",49,0,0,0]
["STAL_1","HT",37,5.2066702178390001,3.0873220591299995,2.7452416905051571]
["STAL_1","HT",46,5.2066702178390001,3.0873220591299995,2.7452416905051571]
["STAH_1","HT",45,14.594845390865091,1.9443911653975896,1.7289494220773189]
["STAY_1","HT",33,46.978124824006997,30.618348841100001,27.225785364518927]
["STAY_1","HT",38,46.978124824006997,30.618348841100001,27.225785364518927]
["STAY_1","HT",50,46.978124824006997,30.618348841100001,27.225785364518927]
["STEN_1","HT",46,13.477041640026929,18.305256207688156,16.277003673171972]
["STES_1","HT",34,16.620040128483073,19.327809664909839,17.18625652330261]
["STES_1","HT",40,16.620040128483073,19.327809664909839,17.18625652330261]
["SBAR","HT",28,32.675248546838027,10.85577906400993,9.6529408654668103]
["SBAR","HT",43,32.675248546838027,10.85577906400993,9.6529408654668103]
["SUND_1","HT",31,91.016383810619573,96.40746317015298,85.725357478618719]
["SUND_1","HT",45,91.016383810619573,96.40746317015298,85.725357478618719]
["SWAN_1","HT",39,36.519055360217969,73.635467199251508,65.476536164216981]
["SWAN_1","HT",44,36.519055360217969,73.635467199251508,65.476536164216981]
["TAUN1","HT",32,0,0,0]
["TAUN1","HT",49,0,0,0]
["TEMP_3","HT",40,0.54349776026796359,0.43091814197375361,0.38317170216920232]
["THOM_6","HT",28,5.2289523618534998E-2,1.1393255600632026,1.0130864116667591]
["THOM_6","HT",40,5.2289523618534998E-2,1.1393255600632026,1.0130864116667591]
["THOM_6","HT",49,5.2289523618534998E-2,1.1393255600632026,1.0130864116667591]
["THUR_6","HT",37,7.6101450458299906,9.6244247872668556,8.5580226704892848]
["TILBB_1","HT",29,18.850212236582003,11.2690035,10.020379353414871]
["TILBB_1","HT",44,18.850212236582003,11.2690035,10.020379353414871]
["TOTT_1","HT",33,101.30866650043504,122.7165775034813,109.11937861565309]
["TOTT_1","HT",38,101.30866650043504,122.7165775034813,109.11937861565309]
["TRAW_1","HT",26,0.91560854766200017,0,0]
["TRAW_1","HT",49,0.91560854766200017,0,0]
["TYNE_1","HT",34,33.622,46.150054872586807,41.036552788738788]
["TYNE_1","HT",49,33.622,46.150054872586807,41.036552788738788]
["TYNE_2","HT",41,0,0.46032622003971418,0.40932131675364752]
["UPPB_1","HT",26,30.304008463030009,9.6149055055750985,8.5495581408861643]
["UPPB_1","HT",31,30.304008463030009,9.6149055055750985,8.5495581408861643]
["UPPB_1","HT",50,30.304008463030009,9.6149055055750985,8.5495581408861643]
["UPPB_3","HT",43,12.857365244475615,3.0832268547086001,2.741600241477991]
["USKM_1","HT",31,48.109699338441501,17.057369719490246,15.167385062995505]
["USKM_1","HT",46,48.109699338441501,17.057369719490246,15.167385062995505]
["USKM_1","HT",47,48.109699338441501,17.057369719490246,15.167385062995505]
["WALH_1","HT",48,63.06675680131,63.1185267842,56.124890067374743]
["WABO","HT",28,0,0,0]
["WABO","HT",47,0,0,0]
["WALP_1","HT",35,58.643403290474097,28.116871705994409,25.001476015635376]
["WALP_1","HT",37,58.643403290474097,28.116871705994409,25.001476015635376]
["WALP_B","HT",29,24.936243982043926,9.8311014458755892,8.7417992149508894]
["WALP_B","HT",44,24.936243982043926,9.8311014458755892,8.7417992149508894]
["WARL_1","HT",27,76.930332359299996,109.11116,97.021463778154512]
["WASF_1","HT",25,26.101078297290858,18.905373237570597,16.810626747817981]
["WASF_1","HT",40,26.101078297290858,18.905373237570597,16.810626747817981]
["WASF_1","HT",45,26.101078297290858,18.905373237570597,16.810626747817981]
["WATFS_1","HT",32,64.692183008234522,54.772289552213643,48.703429666009299]
["WATFS_1","HT",49,64.692183008234522,54.772289552213643,48.703429666009299]
["WBOL_6","HT",41,0,16.261036191110378,14.459286601032151]
["WBUR_1","HT",29,11.713147705034,2.390258094900001,2.1254135614980272]
["WBUR_1","HT",37,11.713147705034,2.390258094900001,2.1254135614980272]
["WBUR_1","HT",50,11.713147705034,2.390258094900001,2.1254135614980272]
["WHAM_1","HT",38,65.458138297538227,126.66620962809034,112.63138499625423]
["WMEL_1","HT",27,37.361097701435739,37.174466837470952,33.055474689700802]
["WMEL_1","HT",46,37.361097701435739,37.174466837470952,33.055474689700802]
["WTHU31","HT",34,4.2863046843254757,8.821840523145605,7.8443660645989555]
["WTHU31","HT",39,4.2863046843254757,8.821840523145605,7.8443660645989555]
["WWEY_1","HT",31,84.41160047735589,50.475390862674068,44.882634427781021]
["WWEY_1","HT",47,84.41160047735589,50.475390862674068,44.882634427781021]
["WHGA_1","HT",35,52.530422532396464,86.914705830964436,77.284413286119147]
["WHGA_1","HT",50,52.530422532396464,86.914705830964436,77.284413286119147]
["WIEN_1","HT",36,20.830030321943273,37.652996715917176,33.480982669530128]
["WIEN_1","HT",44,20.830030321943273,37.652996715917176,33.480982669530128]
["WISD_1","HT",32,19.636728447933539,52.720718898487561,46.879176419422883]
["WISD_6","HT",24,7.9814312507595941,13.783881072758586,12.256604349390445]
["WISD_6","HT",40,7.9814312507595941,13.783881072758586,12.256604349390445]
["WISD_6","HT",45,7.9814312507595941,13.783881072758586,12.256604349390445]
["WILL_1","HT",33,47.491873811304018,47.049542926911926,41.83637608528872]
["WIMBN1","HT",30,24.776196560097965,28.348644015736966,25.207567571755455]
["WIMBN1","HT",41,24.776196560097965,28.348644015736966,25.207567571755455]
["WIMBS1","HT",29,118.11884833900905,111.46989020654949,99.118842793254174]
["WIMBS1","HT",48,118.11884833900905,111.46989020654949,99.118842793254174]
["WIBA_3","HT",35,0.81645753841629864,2.2847455772404324,2.0315920045624236]
["WIBA_3","HT",38,0.81645753841629864,2.2847455772404324,2.0315920045624236]
["WYLF_1","HT",30,37.058617976939992,44.378970151791997,39.461707171785982]
["WYLF_1","HT",45,37.058617976939992,44.378970151791997,39.461707171785982]
["WYMOM_1","HT",39,53.72634687815065,50.512788231462523,44.915888106518445]
["ISLI_1","HT",26,60.131885131610169,75.261672462782514,66.92255520637103]
["ISLI_1","HT",27,60.131885131610169,75.261672462782514,66.92255520637103]
["ISLI_1","HT",42,60.131885131610169,75.261672462782514,66.92255520637103]
["AXMI_H","HT",35,8.2938426987865927,4.3672110949077414,3.8833169132850016]
["AXMI_H","HT",50,8.2938426987865927,4.3672110949077414,3.8833169132850016]
["ECLA_H","HT",42,1.9584012052289974,8.3565692176071806,7.4306475859638565]
["ECLA_H","HT",46,1.9584012052289974,8.3565692176071806,7.4306475859638565]
["SAFO_1","HT",32,4.5162491359800514,1.7614138896045071,1.5662463297851654]
["WESA_H","HT",24,8.1313219807324018,10.43104150003688,9.2752649230771134]
["WESA_H","HT",39,8.1313219807324018,10.43104150003688,9.2752649230771134]
["ABNE_P","EE",24,1.3236662658017089,1.6673026270577354,1.482562750119272]
["ABNE_P","EE",47,1.3236662658017089,1.6673026270577354,1.482562750119272]
["ALNE_P","EE",35,0.72018417789568789,0.90715084518953493,0.80663703756681449]
["ALNE_P","EE",41,0.72018417789568789,0.90715084518953493,0.80663703756681449]
["ARBR_P","EE",29,0.72358568829681247,0.91143542006636336,0.81044687449107589]
["ARBR_P","EE",48,0.72358568829681247,0.91143542006636336,0.81044687449107589]
["ARDK_P","EE",36,0,0,0]
["ARDK_P","EE",45,0,0,0]
["ARMO_P","EE",30,3.561200914155954,4.4857225669767953,3.9886971190736986]
["ARMO_P","EE",45,3.561200914155954,4.4857225669767953,3.9886971190736986]
["BEAU_P","EE",33,1.5975383251440647,2.0122744797192933,1.7893111533759709]
["BEAU_P","EE",50,1.5975383251440647,2.0122744797192933,1.7893111533759709]
["BERB_P","EE",41,0,0,0]
["BERB_P","EE",46,0,0,0]
["BOAG_P","EE",34,0.63571843445480902,0.80075699080656093,0.71203179746822176]
["BRAC_P","EE",27,1.5702543574976326,1.9779073343830769,1.7587519443418418]
["BRAC_P","EE",42,1.5702543574976326,1.9779073343830769,1.7587519443418418]
["BRID_P","EE",30,1.084341561198833,1.3658469512477065,1.2145088596526892]
["BRID_P","EE",45,1.084341561198833,1.3658469512477065,1.2145088596526892]
["BROA_P","EE",24,0.36290322928834184,0.45711636172408898,0.40646711602567021]
["BROA_P","EE",39,0.36290322928834184,0.45711636172408898,0.40646711602567021]
["BROR_P","EE",31,0.1839308630075806,0.2316810656980782,0.20601042206599515]
["BROR_P","EE",49,0.1839308630075806,0.2316810656980782,0.20601042206599515]
["BUMU_P","EE",35,1.6632621133442138,2.0950607888951369,1.8629246031553632]
["BUMU_P","EE",40,1.6632621133442138,2.0950607888951369,1.8629246031553632]
["CAIF_P","EE",28,0,0,0]
["CAAD_P","EE",27,1.6764888498320403,2.1117213120672651,1.8777391129220058]
["CAAD_P","EE",36,1.6764888498320403,2.1117213120672651,1.8777391129220058]
["CASS_P","EE",24,0.21330712662017182,0.26868368694773931,0.23891309194202587]
["CASS_P","EE",29,0.21330712662017182,0.26868368694773931,0.23891309194202587]
["CASS_P","EE",45,0.21330712662017182,0.26868368694773931,0.23891309194202587]
["CEAN_P","EE",33,0,0,0]
["CHAR_P","EE",25,0.4574603241800394,0.57622137844398502,0.51237510074039494]
["CHAR_P","EE",33,0.4574603241800394,0.57622137844398502,0.51237510074039494]
["CLAC_P","EE",33,0,0,0]
["CLAC_P","EE",34,0,0,0]
["CLAC_P","EE",49,0,0,0]
["CLAY_P","EE",38,1.73993221896381,2.1916351836795522,1.948798395950466]
["COUA_P","EE",30,0.84317080306441172,1.0620659688386078,0.9443873103877326]
["COUA_P","EE",49,0.84317080306441172,1.0620659688386078,0.9443873103877326]
["CRAI_P","EE",28,0.12558364165303593,0.15818635033111209,0.14065904219924386]
["CRAI_P","EE",39,0.12558364165303593,0.15818635033111209,0.14065904219924386]
["DALL_P","EE",31,0,0,0]
["DALL_P","EE",46,0,0,0]
["DOUN_P","EE",32,0.37128617825802024,0.46767560403519393,0.41585637689881672]
["DUDH_P","EE",27,1.9556451800538415,2.4633492826242565,2.1904061252494444]
["DUDH_P","EE",42,1.9556451800538415,2.4633492826242565,2.1904061252494444]
["DUDH_P","EE",47,1.9556451800538415,2.4633492826242565,2.1904061252494444]
["DUBE_P","EE",37,0,0,0]
["DUNO_P","EE",24,1.6171083646983346,2.0369250878094642,1.8112304334929636]
["DUNO_P","EE",43,1.6171083646983346,2.0369250878094642,1.8112304334929636]
["DUGR_P","EE",27,0.28688773088622838,0.3613665164213658,0.32132651127174722]
["DUGR_P","EE",47,0.28688773088622838,0.3613665164213658,0.32132651127174722]
["DYCE_P","EE",25,2.0030980854968701,2.5231214139769911,2.2435554060102985]
["DYCE_P","EE",40,2.0030980854968701,2.5231214139769911,2.2435554060102985]
["ELGI_P","EE",32,2.6715774699481241,3.3651444092177565,2.9922808666609324]
["ELGI_P","EE",48,2.6715774699481241,3.3651444092177565,2.9922808666609324]
["FASN_P","EE",36,0,0,0]
["FASN_P","EE",41,0,0,0]
["FETT_P","EE",36,0,0,0]
["FETT_P","EE",49,0,0,0]
["FIDD_P","EE",37,3.7134429759041354E-2,4.6774881169945624E-2,4.1592147303331398E-2]
["FAUG_P","EE",25,0.5226151547051805,0.65829102311705012,0.58535129362418248]
["FAUG_P","EE",41,0.5226151547051805,0.65829102311705012,0.58535129362418248]
["FAUG_P","EE",46,0.5226151547051805,0.65829102311705012,0.58535129362418248]
["FWIL_P","EE",34,1.3485811059250545,1.6986855968165193,1.5104684351445508]
["FRAS_P","EE",31,1.7417063880579216,2.1938699439570342,1.9507855411088038]
["FRAS_P","EE",42,1.7417063880579216,2.1938699439570342,1.9507855411088038]
["FRAS_P","EE",47,1.7417063880579216,2.1938699439570342,1.9507855411088038]
["GLEF_P","EE",35,0,0,0]
["GLEF_P","EE",47,0,0,0]
["G_EXTRA_12","EE",43,0,0,0]
["GRUB_P","EE",31,0,0,0]
["GRUB_P","EE",36,0,0,0]
["INNE_P","EE",25,3.1536314484672316,3.9723441887496036,3.5322019106307017]
["INNE_P","EE",40,3.1536314484672316,3.9723441887496036,3.5322019106307017]
["KEIT_P","EE",32,0.13338386784266548,0.16801158948211281,0.14939562867124659]
["KEIT_P","EE",42,0.13338386784266548,0.16801158948211281,0.14939562867124659]
["KIIN_P","EE",36,1.9623724927783683,2.4718230697626247,2.1979410028175042]
["KIIN_P","EE",41,1.9623724927783683,2.4718230697626247,2.1979410028175042]
["KINL_P","EE",29,2.0004521264168593,2.5197885387355745,2.2405918188345022]
["KINL_P","EE",47,2.0004521264168593,2.5197885387355745,2.2405918188345022]
["KINT_P","EE",37,0.54679585589303215,0.6887492644851525,0.61243471168739094]
["LAIR_P","EE",25,2.0235966210863827,2.548941564510578,2.2665146413418711]
["LAIR_P","EE",44,2.0235966210863827,2.548941564510578,2.2665146413418711]
["LUNA_P","EE",24,1.3011465539554132,1.6389365836735514,1.4573397110577484]
["LUNA_P","EE",34,1.3011465539554132,1.6389365836735514,1.4573397110577484]
["LYND_P","EE",26,0.49288023363347799,0.62083663351819118,0.55204691207605683]
["LYND_P","EE",41,0.49288023363347799,0.62083663351819118,0.55204691207605683]
["MACD_P","EE",34,0.33462970353510818,0.42150275957793221,0.37479955964891687]
["MACD_P","EE",49,0.33462970353510818,0.42150275957793221,0.37479955964891687]
["MACD_P","EE",50,0.33462970353510818,0.42150275957793221,0.37479955964891687]
["MILC_P","EE",46,0.14641177503546243,0.18442166538176463,0.16398744113566208]
["MYBS_P","EE",31,0.66609802127924278,0.83902340752348803,0.74605823219241596]
["MYBS_P","EE",50,0.66609802127924278,0.83902340752348803,0.74605823219241596]
["NAIR_P","EE",38,2.7745404556512341,3.4948375660109661,3.1076038080913682]
["NAIR_P","EE",50,2.7745404556512341,3.4948375660109661,3.1076038080913682]
["ORRI_P","EE",32,0,0,0]
["ORRI_P","EE",47,0,0,0]
["PERS_P","EE",35,2.4929522902056069,3.1401464326598387,2.7922130364520696]
["PEHG_P","EE",28,1.2028086435459184,1.5150692157416406,1.3471970514883584]
["PEHG_P","EE",43,1.2028086435459184,1.5150692157416406,1.3471970514883584]
["PEHG_P","EE",48,1.2028086435459184,1.5150692157416406,1.3471970514883584]
["PEHS_P","EE",45,0.10686309879792498,0.13460577636871027,0.11969123466643732]
["PORA_P","EE",25,0.62598038736669703,0.78849085400765473,0.70112476882758634]
["PORA_P","EE",44,0.62598038736669703,0.78849085400765473,0.70112476882758634]
["QUOI_P","EE",32,0,0,0]
["QUOI_P","EE",35,0,0,0]
["RANN_P","EE",26,0.81759676735523601,1.0298526700456894,0.91574329815276045]
["RANN_P","EE",41,0.81759676735523601,1.0298526700456894,0.91574329815276045]
["REDM_P","EE",33,2.208257034661111,2.7815415790468969,2.4733421912014242]
["REDM_P","EE",39,2.208257034661111,2.7815415790468969,2.4733421912014242]
["ROTI3","EE",37,0,0,0]
["ROTI3","EE",42,0,0,0]
["SHIN_P","EE",29,0.39968358995661868,0.50344525409727847,0.44766269082541954]
["SHIN_P","EE",50,0.39968358995661868,0.50344525409727847,0.44766269082541954]
["SLOY_P","EE",38,9.6066668077808309E-2,0.12100648947323689,0.10759877115548297]
["SFEG_P","EE",26,0.77930377458861755,0.98161845188419838,0.87285351079991125]
["SFEG_P","EE",34,0.77930377458861755,0.98161845188419838,0.87285351079991125]
["SFEG_P","EE",47,0.77930377458861755,0.98161845188419838,0.87285351079991125]
["SFIL_P","EE",35,0.64208708972022421,0.8087790095957309,0.71916496336418634]
["STRI_P","EE",27,9.0482623799702899E-2,0.1139727741516087,0.1013444030752316]
["STRI_P","EE",38,9.0482623799702899E-2,0.1139727741516087,0.1013444030752316]
["STRI_P","EE",48,9.0482623799702899E-2,0.1139727741516087,0.1013444030752316]
["TARL_P","EE",36,0.63961854754962366,0.80566961038206109,0.71640009070422306]
["TAYN_P","EE",28,0.52393431060489715,0.65995264444405755,0.58682880457165332]
["TAYN_P","EE",44,0.52393431060489715,0.65995264444405755,0.58682880457165332]
["THSO_P","EE",32,2.7324742946473966,3.441850629224863,3.0604879111647088]
["TUMB_P","EE",24,1.1376400479157369,1.4329822324112502,1.2742054410990322]
["TUMB_P","EE",33,1.1376400479157369,1.4329822324112502,1.2742054410990322]
["TUMB_P","EE",41,1.1376400479157369,1.4329822324112502,1.2742054410990322]
["WIOW_P","EE",33,0.99452883917776891,1.2527179917525955,1.1139147751803473]
["WIOW_P","EE",48,0.99452883917776891,1.2527179917525955,1.1139147751803473]
["WOHI_P","EE",37,0.37739329652766551,0.47536818833518335,0.42269661018954358]
["AYRR","EE",29,3.589030776,4.5207773258401467,4.0198677529237337]
["AYRR","EE",30,3.589030776,4.5207773258401467,4.0198677529237337]
["AYRR","EE",49,3.589030776,4.5207773258401467,4.0198677529237337]
["BAGA","EE",42,6.2321104416999997,7.8500256295848994,6.9802298617149319]
["BAIN","EE",26,3.2016405199000002,4.0328168720766024,3.5859741210533405]
["BAIN","EE",45,3.2016405199000002,4.0328168720766024,3.5859741210533405]
["BERW","EE",32,7.2403417002000001,9.1200033191353889,8.1094919317523786]
["BERW","EE",35,7.2403417002000001,9.1200033191353889,8.1094919317523786]
["BONN","EE",27,5.9187612893999999,7.4553280548909706,6.6292654283197372]
["BONN","EE",42,5.9187612893999999,7.4553280548909706,6.6292654283197372]
["BRAP","EE",37,1.0043980616999999,1.2651493583768456,1.1249687259095635]
["BRAP","EE",50,1.0043980616999999,1.2651493583768456,1.1249687259095635]
["BROX","EE",38,2.8614359797,3.6042919951742833,3.2049305062442186]
["BROX","EE",43,2.8614359797,3.6042919951742833,3.2049305062442186]
["CAFA","EE",26,9.20950169E-3,1.1600375984749849E-2,1.0315035221121109E-2]
["CATY","EE",24,1.7658066379999999,2.2242268481702259,1.9777788503407563]
["CATY","EE",39,1.7658066379999999,2.2242268481702259,1.9777788503407563]
["CATY","EE",43,1.7658066379999999,2.2242268481702259,1.9777788503407563]
["CHAP","EE",33,9.3865652227999998,11.823406895955218,10.513353940058021]
["CHAP","EE",48,9.3865652227999998,11.823406895955218,10.513353940058021]
["CHAS","EE",36,2.5105506447999999,3.1623134876080536,2.8119239452053688]
["CHAS","EE",48,2.5105506447999999,3.1623134876080536,2.8119239452053688]
["CLYM","EE",44,7.6451546923000002,9.6299096169941141,8.5628997720498621]
["CLYM","EE",49,7.6451546923000002,9.6299096169941141,8.5628997720498621]
["COAT","EE",37,3.3609581026000002,4.2334948156300802,3.7644166179670222]
["COCK","EE",25,3.5589002219000001,4.48282459311321,3.9861202454868363]
["COCK","EE",45,3.5589002219000001,4.48282459311321,3.9861202454868363]
["COYL","EE",33,1.5678464447,1.9748743045046677,1.7560549791690205]
["COYL","EE",43,1.5678464447,1.9748743045046677,1.7560549791690205]
["CUMB","EE",27,4.3378187735999996,5.463957814580354,4.858542290199023]
["CUMB","EE",42,4.3378187735999996,5.463957814580354,4.858542290199023]
["CUPA","EE",34,0.42960010043000002,0.5411283754348597,0.48117046025892157]
["CUPA","EE",47,0.42960010043000002,0.5411283754348597,0.48117046025892157]
["CURR","EE",38,0,0,0]
["CURR","EE",43,0,0,0]
["DALM3","EE",31,2.3099255235,2.9096041752689144,2.5872152408573061]
["DEVM","EE",25,1.2740638819000001,1.6048229921797135,1.4270059616826876]
["DEVM","EE",39,1.2740638819000001,1.6048229921797135,1.4270059616826876]
["DEVO","EE",27,7.1248746682000004,8.9745599466131196,7.9801639244345024]
["DEVO","EE",42,7.1248746682000004,8.9745599466131196,7.9801639244345024]
["DEVO","EE",48,7.1248746682000004,8.9745599466131196,7.9801639244345024]
["DEWP","EE",36,3.5054160310000002,4.4154553971931065,3.9262156674241915]
["DRCR","EE",28,1.7180604717000001,2.1640853226507937,1.9243011048952257]
["DRCR","EE",46,1.7180604717000001,2.1640853226507937,1.9243011048952257]
["DRUM","EE",36,10.904915668999999,13.735935569646431,12.213971286983982]
["DRUM","EE",37,10.904915668999999,13.735935569646431,12.213971286983982]
["DUNB_A","EE",25,4.5049366688979999,5.6744611061256389,5.0457214703657733]
["DUNB_B","EE",24,1.8400445549019997,2.3177376348963872,2.0609284878958789]
["DUNB_B","EE",33,1.8400445549019997,2.3177376348963872,2.0609284878958789]
["DUNF","EE",25,1.2661489171,1.594853227183008,1.4181408630667021]
["DUNF","EE",40,1.2661489171,1.594853227183008,1.4181408630667021]
["EAST","EE",28,0,0,0]
["EAST","EE",34,0,0,0]
["EAST","EE",49,0,0,0]
["ECCL","EE",30,1.7935823018999999,2.2592133387874007,2.0088887801787214]
["EERH","EE",30,5.5021298234999998,6.9305350949455464,6.1626203926114238]
["EERH","EE",45,5.5021298234999998,6.9305350949455464,6.1626203926114238]
["EERH","EE",50,5.5021298234999998,6.9305350949455464,6.1626203926114238]
["EKIL","EE",35,4.5005727016000003,5.6689642113808425,5.0408336406114707]
["EKIS","EE",27,8.2429985170000002,10.382959388863027,9.2325103890071691]
["EKIS","EE",46,8.2429985170000002,10.382959388863027,9.2325103890071691]
["ELDE","EE",34,2.3710644357000001,2.9866153309961261,2.655693433701205]
["ELDE","EE",40,2.3710644357000001,2.9866153309961261,2.655693433701205]
["ERSK","EE",28,0.75100664908000003,0.94597512326153765,0.84115952168920682]
["ERSK","EE",43,0.75100664908000003,0.94597512326153765,0.84115952168920682]
["FINN","EE",30,2.7132863219000001,3.4176812761211415,3.038996562189094]
["G_EXTRA_10","EE",24,2.6614843737,3.3524310491175413,2.9809761677973001]
["G_EXTRA_10","EE",39,2.6614843737,3.3524310491175413,2.9809761677973001]
["G_EXTRA_10","EE",44,2.6614843737,3.3524310491175413,2.9809761677973001]
["G_EXTRA_11","EE",34,3.2306268996999998,4.0693283919650094,3.6184401044077328]
["G_EXTRA_2","EE",25,5.9596091366000001,7.5067803920138507,6.6750167617531719]
["G_EXTRA_2","EE",40,5.9596091366000001,7.5067803920138507,6.6750167617531719]
["G_EXTRA_3","EE",28,1.6041464544999999,2.0205981423521964,1.7967125404810096]
["G_EXTRA_3","EE",39,1.6041464544999999,2.0205981423521964,1.7967125404810096]
["G_EXTRA_3","EE",49,1.6041464544999999,2.0205981423521964,1.7967125404810096]
["G_EXTRA_4","EE",37,2.2926648498,2.8878624663893229,2.56788254912773]
["G_EXTRA_5","EE",29,1.8860572842000001,2.3756957066692497,2.1124647098658631]
["G_EXTRA_5","EE",45,1.8860572842000001,2.3756957066692497,2.1124647098658631]
["G_EXTRA_5","EE",50,1.8860572842000001,2.3756957066692497,2.1124647098658631]
["G_EXTRA_6","EE",38,0,0,0]
["G_EXTRA_7","EE",33,1.3710142884000001,1.7269426469809641,1.535594557614582]
["G_EXTRA_7","EE",46,1.3710142884000001,1.7269426469809641,1.535594557614582]
["G_EXTRA_8","EE",34,5.8389602726999996,7.3548099347096709,6.5398848813965973]
["G_EXTRA_8","EE",39,5.8389602726999996,7.3548099347096709,6.5398848813965973]
["G_EXTRA_9","EE",38,1.9291029406,2.4299164251791949,2.160677683469463]
["G_EXTRA_9","EE",43,1.9291029406,2.4299164251791949,2.160677683469463]
["GALA","EE",35,3.8632095837999998,4.8661355617785844,4.3269597275539038]
["GALA","EE",50,3.8632095837999998,4.8661355617785844,4.3269597275539038]
["GIFF","EE",42,5.8245310969000004,7.3366348075351135,6.5237235882453781]
["GIFF","EE",44,5.8245310969000004,7.3366348075351135,6.5237235882453781]
["GLLE","EE",32,2.1064309589999999E-3,2.6532804849636973E-3,2.3592926375742827E-3]
["GLLE","EE",45,2.1064309589999999E-3,2.6532804849636973E-3,2.3592926375742827E-3]
["GLLU","EE",40,3.2508236514000002,4.0947684126389881,3.6410613288941733]
["GLNI","EE",28,1.1732220395999999,1.4778016478061013,1.3140587914555826]
["GLNI","EE",47,1.1732220395999999,1.4778016478061013,1.3140587914555826]
["GLNI","EE",49,1.1732220395999999,1.4778016478061013,1.3140587914555826]
["GLRO","EE",37,4.1418436402000003,5.2171056712586337,4.6390417708951492]
["GORG","EE",29,0.76251822867999997,0.96047521849289819,0.8540529824889016]
["GORG","EE",44,0.76251822867999997,0.96047521849289819,0.8540529824889016]
["GOVA","EE",27,1.7341074327999999,2.1842982275873095,1.9422743866763879]
["HAGR","EE",25,2.1721520047,2.7360633396602503,2.4329030156363789]
["HAGR","EE",26,2.1721520047,2.7360633396602503,2.4329030156363789]
["HAGR","EE",44,2.1721520047,2.7360633396602503,2.4329030156363789]
["HAWI","EE",34,2.9976863307000001,3.7759142341245582,3.3575367184762199]
["HELE","EE",26,0.90910159003000002,1.1451130156296128,1.0182326076251205]
["HELE","EE",41,0.90910159003000002,1.1451130156296128,1.0182326076251205]
["HELE","EE",48,0.90910159003000002,1.1451130156296128,1.0182326076251205]
["HUER","EE",35,1.5177078304,1.9117192287131179,1.6998975897845026]
["HUER","EE",50,1.5177078304,1.9117192287131179,1.6998975897845026]
["INKE","EE",38,1.7967909719999999,2.2632550101854791,2.012482627729713]
["JOHN","EE",26,0.94381645639,1.1888401917127243,1.0571147405844676]
["JOHN","EE",46,0.94381645639,1.1888401917127243,1.0571147405844676]
["KAIM","EE",24,6.6494091706000003,8.375659080356133,7.44762226048136]
["KAIM","EE",43,6.6494091706000003,8.375659080356133,7.44762226048136]
["KEOO","EE",28,2.0755264550000002E-3,2.6143528775762663E-3,2.3246782731947834E-3]
["KEOO","EE",47,2.0755264550000002E-3,2.6143528775762663E-3,2.3246782731947834E-3]
["KIER","EE",35,6.8301025329999998,8.6032621594743759,7.6500065435965521]
["KIER","EE",48,6.8301025329999998,8.6032621594743759,7.6500065435965521]
["KILS","EE",29,2.1836211797999998,2.7505100217798049,2.4457489815850209]
["KILS","EE",44,2.1836211797999998,2.7505100217798049,2.4457489815850209]
["KILT","EE",36,4.0224536057,5.0667208474482308,4.5053198332298807]
["KILW","EE",25,5.7633879610000003,7.2596183315951812,6.4552406646770892]
["KILW","EE",40,5.7633879610000003,7.2596183315951812,6.4552406646770892]
["KILW","EE",45,5.7633879610000003,7.2596183315951812,6.4552406646770892]
["LEVE","EE",33,1.324198196,1.6679726513984139,1.4831585346595484]
["LING","EE",30,10.669471259,13.439367549850825,11.950263492196003]
["LING","EE",41,10.669471259,13.439367549850825,11.950263492196003]
["LINM","EE",29,8.3270676887999997,10.488853717832582,9.3266714519308103]
["LINM","EE",47,8.3270676887999997,10.488853717832582,9.3266714519308103]
["LINM","EE",50,8.3270676887999997,10.488853717832582,9.3266714519308103]
["MAYB","EE",38,3.5484012515000001,4.4695999900681826,3.9743609502386361]
["NEAR","EE",30,2.6880635136,3.3859103867158025,3.010745939652959]
["NEAR","EE",36,2.6880635136,3.3859103867158025,3.010745939652959]
["NETS","EE",24,0.91706591961999995,1.1551449609856559,1.027152996914225]
["NETS","EE",39,0.91706591961999995,1.1551449609856559,1.027152996914225]
["PAIS","EE",27,3.2081179826000001,4.0409759457460046,3.5932291559230931]
["PAIS","EE",41,3.2081179826000001,4.0409759457460046,3.5932291559230931]
["PART","EE",35,1.5469334104000001,1.9485320474501528,1.7326314875788895]
["POOB","EE",27,4.4041963034,5.547567582897682,4.9328879584908778]
["POOB","EE",31,4.4041963034,5.547567582897682,4.9328879584908778]
["POOB","EE",44,4.4041963034,5.547567582897682,4.9328879584908778]
["PORD","EE",36,2.8380682947000002,3.5748578367346862,3.1787577010344874]
["RAVE","EE",24,0.61760648155999998,0.77794300255071391,0.6917456366832031]
["RAVE","EE",35,0.61760648155999998,0.77794300255071391,0.6917456366832031]
["REDH","EE",32,2.4746482273999999,3.1170904609318488,2.7717117043621413]
["REDH","EE",33,2.4746482273999999,3.1170904609318488,2.7717117043621413]
["SANX","EE",25,1.2050335961,1.5178717871558574,1.3496890933743593]
["SANX","EE",40,1.2050335961,1.5178717871558574,1.3496890933743593]
["SHRU","EE",29,3.6906342917999999,4.6487580814039662,4.1336680300011279]
["SHRU","EE",48,3.6906342917999999,4.6487580814039662,4.1336680300011279]
["SIGH","EE",30,5.6723080147999996,7.1448931644628431,6.3532272350025005]
["SIGH","EE",38,5.6723080147999996,7.1448931644628431,6.3532272350025005]
["SPAV","EE",30,2.1790865064,2.7447981040041491,2.4406699537057959]
["SPAV","EE",45,2.1790865064,2.7447981040041491,2.4406699537057959]
["STHA","EE",35,4.5296933354000002,5.7056448388854797,5.0734499941797129]
["STIR","EE",26,4.6415893401000003,5.8465901114316363,5.1987782984066957]
["STIR","EE",41,4.6415893401000003,5.8465901114316363,5.1987782984066957]
["STIR","EE",46,4.6415893401000003,5.8465901114316363,5.1987782984066957]
["STLE","EE",39,4.1691968131000001,5.2515599881909401,4.6696784927689592]
["TELR","EE",27,1.9112053108,2.4073724003334962,2.1406315737041486]
["TELR","EE",42,1.9112053108,2.4073724003334962,2.1406315737041486]
["TONG","EE",29,0,0,0]
["TONG","EE",36,0,0,0]
["TONG1","EE",24,0,0,0]
["TONG1","EE",39,0,0,0]
["WFIE","EE",34,1.0849171642,1.3665719862665651,1.2151535595974068]
["WFIE","EE",47,1.0849171642,1.3665719862665651,1.2151535595974068]
["WGEO","EE",25,2.2990526169000001,2.8959085586272426,2.5750371210946765]
["WGEO","EE",40,2.2990526169000001,2.8959085586272426,2.5750371210946765]
["WHHO","EE",38,2.8113304622999999,3.5411786085529897,3.148810186801235]
["WHHO","EE",48,2.8113304622999999,3.5411786085529897,3.148810186801235]
["WISH","EE",36,4.9251435604999996,6.2037577063161988,5.5163711355630713]
["WISH","EE",41,4.9251435604999996,6.2037577063161988,5.5163711355630713]
["ABTH_1","EE",28,41.382369594525748,9.6355654015918848,8.5679288863997591]
["ABTH_1","EE",45,41.382369594525748,9.6355654015918848,8.5679288863997591]
["ABHA1","EE",37,21.745082871036878,10.429533772916701,9.2739242546049088]
["ABHA1","EE",45,21.745082871036878,10.429533772916701,9.2739242546049088]
["ACTL_C","EE",41,4.2495365841947326,7.9213194294113833,7.0436241911077486]
["ACTL_C","EE",46,4.2495365841947326,7.9213194294113833,7.0436241911077486]
["ACTL_2","EE",34,0.5256993793960314,3.2072207054349939,2.8518553693399324]
["ACTL_2","EE",50,0.5256993793960314,3.2072207054349939,2.8518553693399324]
["ALST_3","EE",42,0,1.5757547809413627E-2,1.4011585561216306E-2]
["ALVE1","EE",30,18.392959094143141,9.6070076218401841,8.5425353556760069]
["ALVE1","EE",35,18.392959094143141,9.6070076218401841,8.5425353556760069]
["AMEM_1","EE",27,7.6306538153690839,10.940414519782447,9.7281985733546268]
["AMEM_1","EE",39,7.6306538153690839,10.940414519782447,9.7281985733546268]
["AXMI1","EE",31,6.8358557311182704,3.4075716073510058,3.0300070613681807]
["AXMI1","EE",44,6.8358557311182704,3.4075716073510058,3.0300070613681807]
["BARKR_A","EE",39,23.590638475740878,32.497273453633966,28.896522035605983]
["BARKR_A","EE",40,23.590638475740878,32.497273453633966,28.896522035605983]
["BARKR_C","EE",28,16.175008467763117,21.664848969089316,19.264348023737327]
["BARKR_C","EE",49,16.175008467763117,21.664848969089316,19.264348023737327]
["BARKW3","EE",36,29.228970180085213,51.465471005996406,45.763012060672267]
["BEDDT1","EE",28,38.331006392535116,22.085586197744306,19.638466874550307]
["BEDDT1","EE",43,38.331006392535116,22.085586197744306,19.638466874550307]
["BEDD_1","EE",26,121.70945701886077,55.975494010764351,49.773317089009765]
["BEDD_1","EE",37,121.70945701886077,55.975494010764351,49.773317089009765]
["BESW_1","EE",25,30.284795686364479,31.966304766802651,28.424385553721464]
["BESW_1","EE",43,30.284795686364479,31.966304766802651,28.424385553721464]
["BICF_1","EE",33,14.460816909409999,5.3004622273899997,4.71316228332826]
["BICF_1","EE",48,14.460816909409999,5.3004622273899997,4.71316228332826]
["BIRK_1","EE",26,45.52520500538715,21.296250537122162,18.936590905072418]
["BIRK_1","EE",48,45.52520500538715,21.296250537122162,18.936590905072418]
["BISW_1","EE",30,34.532868572684976,80.486988004255068,71.568897180339661]
["BISW_1","EE",49,34.532868572684976,80.486988004255068,71.568897180339661]
["BLYTB1","EE",37,-0.77162877162033572,-4.0389497817160551E-2,-3.5914274942045278E-2]
["BLYTH132","EE",26,-9.4392752553664333E-2,-5.3381574116840649E-2,-4.7466807791228006E-2]
["BLYTH132","EE",31,-9.4392752553664333E-2,-5.3381574116840649E-2,-4.7466807791228006E-2]
["BLYTH132","EE",46,-9.4392752553664333E-2,-5.3381574116840649E-2,-4.7466807791228006E-2]
["BOLN_1","EE",38,202.93651153841054,160.72252114438604,142.91420110961815]
["BOLN_1","EE",42,202.93651153841054,160.72252114438604,142.91420110961815]
["BOTW_1","EE",42,33.67417831954517,20.53149256459432,18.256569375371289]
["BOTW_1","EE",47,33.67417831954517,20.53149256459432,18.256569375371289]
["BRAW_1","EE",32,122.63984165538173,179.67865863492793,159.76996734757518]
["BRAI_1","EE",28,3.677048043079,5.6920060000000001,5.0613223611043834]
["BRAI_1","EE",43,3.677048043079,5.6920060000000001,5.0613223611043834]
["BRFO_1","EE",31,120.98914266128605,73.599352976175993,65.444423456534309]
["BRFO_1","EE",37,120.98914266128605,73.599352976175993,65.444423456534309]
["BRLE_1","EE",25,50.191540184300003,106.60249256082,94.790760822729624]
["BRLE_1","EE",40,50.191540184300003,106.60249256082,94.790760822729624]
["BRED_1","EE",32,97.400959976757463,178.69972467153394,158.89950087951971]
["BRED_1","EE",41,97.400959976757463,178.69972467153394,158.89950087951971]
["BRWA1","EE",26,7.1805076011410005,0,0]
["BRWA1","EE",41,7.1805076011410005,0,0]
["BRIM_1","EE",31,69.293673635914999,78.670530647870009,69.95370629054365]
["BRIM_1","EE",49,69.293673635914999,78.670530647870009,69.95370629054365]
["BURM_1","EE",37,23.720251888398998,20.688996448690002,18.396621569717933]
["BURM_1","EE",42,23.720251888398998,20.688996448690002,18.396621569717933]
["BUSH_1","EE",36,14.541288045108351,27.416458576623626,24.378669814500761]
["BUSH_1","EE",46,14.541288045108351,27.416458576623626,24.378669814500761]
["BUST_1","EE",38,171.07678976600857,171.81147637567588,152.77448183901527]
["CAMB_01","EE",26,1.4578334517278102,1.8742567162831587,1.6665859854283402]
["CAMB_01","EE",40,1.4578334517278102,1.8742567162831587,1.6665859854283402]
["CAMB_01","EE",47,1.4578334517278102,1.8742567162831587,1.6665859854283402]
["CBNK_H","EE",35,0.74215352619774588,9.2951566530262735,8.2652379877902558]
["CANTN1","EE",31,17.459035419703653,7.1054481505022222,6.3181527935502322]
["CANTN1","EE",43,17.459035419703653,7.1054481505022222,6.3181527935502322]
["CAPEA1","EE",31,48.479127079455729,36.606431765935838,32.550378839581846]
["CAPEA1","EE",50,48.479127079455729,36.606431765935838,32.550378839581846]
["CARE_1","EE",35,31.614913321888061,13.362400542382757,11.881824555911429]
["CARE_1","EE",40,31.614913321888061,13.362400542382757,11.881824555911429]
["CARR_1","EE",32,13.308794081604244,119.90674536677618,106.62088050717334]
["CARR_1","EE",47,13.308794081604244,119.90674536677618,106.62088050717334]
["CELL_1","EE",40,61.706235232363397,18.828915967816794,16.74264106946945]
["CHSI_1","EE",28,103.38018675201059,55.909012052548348,49.714201441252428]
["CHSI_1","EE",29,103.38018675201059,55.909012052548348,49.714201441252428]
["CHSI_1","EE",48,103.38018675201059,55.909012052548348,49.714201441252428]
["CHTE_1","EE",44,22.218706056668893,27.672103232420429,24.605988621417197]
["CHIC_1","EE",29,8.3371181938120227,3.4034565140324111,3.0263479271663836]
["CHIC_1","EE",44,8.3371181938120227,3.4034565140324111,3.0263479271663836]
["CHIC_1","EE",46,8.3371181938120227,3.4034565140324111,3.0263479271663836]
["CITR_1","EE",38,97.689454432011175,195.78767315390186,174.09407652810626]
["CLT03","EE",26,0,0,0]
["CLT03","EE",41,0,0,0]
["CONQA1","EE",24,13.660860656003001,0,0]
["CONQA1","EE",49,13.660860656003001,0,0]
["COVE_1","EE",27,44.52845483718756,47.239832368225606,42.005581143119478]
["COVE_1","EE",42,44.52845483718756,47.239832368225606,42.005581143119478]
["COWL_1","EE",28,113.07252835980302,87.078665149640003,77.430205642262834]
["COWL_1","EE",50,113.07252835980302,87.078665149640003,77.430205642262834]
["CREB_1","EE",38,82.297726149445936,53.758817608744899,47.80225208295154]
["CREB_1","EE",46,82.297726149445936,53.758817608744899,47.80225208295154]
["DRAK_1","EE",32,5.5230808325608356,36.836187344335769,32.754677121513389]
["DRAK_1","EE",47,5.5230808325608356,36.836187344335769,32.754677121513389]
["DRAX_1","EE",39,9.5124942483021915,7.6443256897168395,6.7973218139489893]
["DRAX_1","EE",50,9.5124942483021915,7.6443256897168395,6.7973218139489893]
["EALI_6","EE",43,4.0845155862694567,26.717078211561308,23.756781945688385]
["EALI_6","EE",48,4.0845155862694567,26.717078211561308,23.756781945688385]
["ECLA_1","EE",36,53.114774672774423,59.562851150503846,52.963189149691175]
["EASO_1","EE",28,23.073749572608996,14.22299201,12.647061071619037]
["EASO_1","EE",44,23.073749572608996,14.22299201,12.647061071619037]
["ELLA_1","EE",32,48.683185280889987,93.784364120610221,83.392902123715288]
["ELLA_1","EE",45,48.683185280889987,93.784364120610221,83.392902123715288]
["ELST_1","EE",26,60.353597516220184,49.376652344020478,43.905637946493385]
["ELST_1","EE",41,60.353597516220184,49.376652344020478,43.905637946493385]
["ENDE_1","EE",33,45.042139334395998,100.296601623589,89.183572986439088]
["ENDE_1","EE",49,45.042139334395998,100.296601623589,89.183572986439088]
["EXET1","EE",27,24.388222068365813,12.725378167653087,11.315385309406226]
["EXET1","EE",42,24.388222068365813,12.725378167653087,11.315385309406226]
["FAWL_1","EE",30,49.944177573841991,53.365572495248045,47.452579175660738]
["FECK_6","EE",27,49.412490223968476,51.889629183909385,46.140172813931535]
["FECK_6","EE",38,49.412490223968476,51.889629183909385,46.140172813931535]
["FERRA2","EE",30,11.494680498760859,5.2450881586653466,4.6639237526131803]
["FERRA2","EE",44,11.494680498760859,5.2450881586653466,4.6639237526131803]
["FERRA2","EE",47,11.494680498760859,5.2450881586653466,4.6639237526131803]
["FERRB_M","EE",39,8.0756116819641406,8.766650917374653,7.7952915580385174]
["FIDF_1","EE",27,20.325031740303672,17.58948060661935,15.640537187503741]
["FIDF_1","EE",48,20.325031740303672,17.58948060661935,15.640537187503741]
["FLEE_1","EE",35,204.18435848127095,98.273678676000003,87.38479323297021]
["FLEE_1","EE",36,204.18435848127095,98.273678676000003,87.38479323297021]
["FOUR_1","EE",28,1.9024994068834553,1.9620025456693984E-2,1.7446094324110428E-2]
["FOUR_1","EE",38,1.9024994068834553,1.9620025456693984E-2,1.7446094324110428E-2]
["FROD_1","EE",32,12.907629575791105,0,0]
["GREE_H","EE",24,0.70015892568617444,5.6201400035664095,4.9974192354308729]
["GREE_H","EE",39,0.70015892568617444,5.6201400035664095,4.9974192354308729]
["GREE_H","EE",43,0.70015892568617444,5.6201400035664095,4.9974192354308729]
["GREN_1","EE",33,40.997352637207996,10.231854482728,9.0981481553247399]
["GREN_1","EE",48,40.997352637207996,10.231854482728,9.0981481553247399]
["GRIW_1","EE",33,16.624500562629997,6.5321205948660008,5.8083508752846988]
["HACK_1","EE",29,6.9556402458967455,20.273596847960764,18.027248928866054]
["HACK_1","EE",44,6.9556402458967455,20.273596847960764,18.027248928866054]
["HACK_1","EE",49,6.9556402458967455,20.273596847960764,18.027248928866054]
["HACK_6","EE",37,9.8283724351246526,24.385507269399486,21.683552903753988]
["HAMHC1","EE",30,39.198204319449133,40.902203469042455,36.370171963329952]
["HAMHC1","EE",45,39.198204319449133,40.902203469042455,36.370171963329952]
["HARK_1","EE",33,21.235237470693548,0.42246048054330948,0.37565116355407141]
["HARK_1","EE",42,21.235237470693548,0.42246048054330948,0.37565116355407141]
["HARM_6","EE",27,5.6180000000000003,12.300959207510477,10.937992669017854]
["HARM_6","EE",42,5.6180000000000003,12.300959207510477,10.937992669017854]
["HAWP_6","EE",32,2,10.321281669948679,9.1776666629248176]
["HAWP_6","EE",50,2,10.321281669948679,9.1776666629248176]
["HEYS_1","EE",28,5.6213670067980006,0,0]
["HEYS_1","EE",43,5.6213670067980006,0,0]
["HEYS1","EE",36,0,0,0]
["HURS_1","EE",24,76.208198038930419,34.560760549593788,30.731371363001596]
["HURS_1","EE",39,76.208198038930419,34.560760549593788,30.731371363001596]
["HURS_1","EE",44,76.208198038930419,34.560760549593788,30.731371363001596]
["HUTT_1","EE",41,14.165636608787997,16.301793425032002,14.495527866312665]
["HUTT_1","EE",48,14.165636608787997,16.301793425032002,14.495527866312665]
["IMPK_1","EE",40,4.2661455017718186,20.509554196495429,18.237061814587786]
["INDQ1","EE",31,33.530868094658146,17.268428407096753,15.355058100425218]
["INDQ1","EE",44,33.530868094658146,17.268428407096753,15.355058100425218]
["INDQ1","EE",49,33.530868094658146,17.268428407096753,15.355058100425218]
["IROA1","EE",37,76.746434910936983,41.652240037685999,37.037103244941669]
["IRONB1","EE",36,19.483678003398545,5.526095935058291,4.9137954045934888]
["IRONB1","EE",45,19.483678003398545,5.526095935058291,4.9137954045934888]
["IVER_1","EE",33,72.12809406211845,82.584280159313153,73.433805910612307]
["IVER_1","EE",38,72.12809406211845,82.584280159313153,73.433805910612307]
["IVER_6","EE",25,33.152245308659765,39.615095332399399,35.225677527949721]
["IVER_6","EE",42,33.152245308659765,39.615095332399399,35.225677527949721]
["JORD_3","EE",34,2.6204356298633957,2.1616261081050743,1.9221143753712231]
["JORD_3","EE",49,2.6204356298633957,2.1616261081050743,1.9221143753712231]
["KEAD_1","EE",30,47.29885020461505,31.928987626020707,28.391203213595308]
["KEAD_1","EE",43,47.29885020461505,31.928987626020707,28.391203213595308]
["KEAR_1","EE",31,76.10385063695152,152.28530710897283,135.41184428447414]
["KEAR_1","EE",47,76.10385063695152,152.28530710897283,135.41184428447414]
["KEAR_3","EE",39,3.2013017415474119,13.097110381012442,11.645928981324094]
["KEMS_1","EE",31,24.267592947497004,29.606244884800002,26.325824193398695]
["KEMS_1","EE",46,24.267592947497004,29.606244884800002,26.325824193398695]
["KINO_1","EE",24,37.39758110395389,41.628803252044484,37.016263293746988]
["KINO_1","EE",40,37.39758110395389,41.628803252044484,37.016263293746988]
["KIBY_1","EE",28,46.177083393960693,34.232921978859807,30.439857845818306]
["KIBY_1","EE",43,46.177083393960693,34.232921978859807,30.439857845818306]
["KIBY_G","EE",29,6.7319501158720527,7.8936486343650722,7.0190193657232651]
["KIRKB1","EE",24,24.752701404464958,57.865551531129476,51.45395312340564]
["KIRKB1","EE",29,24.752701404464958,57.865551531129476,51.45395312340564]
["KIRKB1","EE",46,24.752701404464958,57.865551531129476,51.45395312340564]
["KITW_1","EE",33,175.31303835278462,223.77236012409921,198.97801409436431]
["KNAR","EE",25,0,0,0]
["KNAR","EE",40,0,0,0]
["LACK_6","EE",24,34.380000000000003,46.484759216788248,41.334171340382184]
["LACK_6","EE",34,34.380000000000003,46.484759216788248,41.334171340382184]
["LACK_6","EE",49,34.380000000000003,46.484759216788248,41.334171340382184]
["LALE1SG003","EE",41,49.098023891522885,51.639270570077286,45.917554346824595]
["LAND1","EE",28,20.027609618958024,8.5703575610752818,7.6207478288902637]
["LAND1","EE",45,20.027609618958024,8.5703575610752818,7.6207478288902637]
["LAND1","EE",50,20.027609618958024,8.5703575610752818,7.6207478288902637]
["LEGA_1","EE",45,17.708267526804001,12.33651132364,10.969605552129876]
["LISD_1","EE",31,60.023993461490221,42.319203036514693,37.630165645086869]
["LISD_1","EE",46,60.023993461490221,42.319203036514693,37.630165645086869]
["LITT_C","EE",34,41.190799671490119,21.456211292179475,19.078827745031955]
["LITT_C","EE",50,41.190799671490119,21.456211292179475,19.078827745031955]
["LITT_J","EE",28,1.9389680762983583,2.0035765248446333,1.7815769462259801]
["LITT_J","EE",43,1.9389680762983583,2.0035765248446333,1.7815769462259801]
["LODR_6","EE",35,55.733305534426236,91.986356887107604,81.794117052801056]
["LOUD_H","EE",27,9.3751072651224092,5.4042392161932398,4.8054406108630374]
["LOUD_H","EE",29,9.3751072651224092,5.4042392161932398,4.8054406108630374]
["LOUD_H","EE",44,9.3751072651224092,5.4042392161932398,4.8054406108630374]
["LOVE_1","EE",29,134.94717679374907,81.381637708499909,72.364418223966439]
["MACC_3","EE",25,0,0,0]
["MACC_3","EE",40,0,0,0]
["MACC_3","EE",45,0,0,0]
["MANN_1","EE",34,60.597107731390118,26.897072948998851,23.9168329697867]
["MANN_1","EE",49,60.597107731390118,26.897072948998851,23.9168329697867]
["MAGA_6","EE",41,115.62210913248458,1.842092601244447,1.6379857073066086]
["MELK_1","EE",29,107.64649503059661,24.290331310809304,21.598922598119728]
["MELK_1","EE",38,107.64649503059661,24.290331310809304,21.598922598119728]
["MELK_1","EE",50,107.64649503059661,24.290331310809304,21.598922598119728]
["MILH_1","EE",38,34.264504765470164,29.394332198413139,26.137391781659925]
["MITY_1","EE",30,33.296862449098377,17.853347988970693,15.875167629330564]
["MITY_1","EE",43,33.296862449098377,17.853347988970693,15.875167629330564]
["NECE_1","EE",34,95.011272173787773,92.114064931608141,81.907674835650113]
["NEEP_3","EE",26,4.3656281133212396,4.1561615080978767,3.6956519682686739]
["NEEP_3","EE",33,4.3656281133212396,4.1561615080978767,3.6956519682686739]
["NEEP_3","EE",43,4.3656281133212396,4.1561615080978767,3.6956519682686739]
["NEWX_6","EE",35,97.152250541174027,89.194109663203506,79.31125541982361]
["NEWX_6","EE",50,97.152250541174027,89.194109663203506,79.31125541982361]
["NINF_1","EE",38,79.90015629535246,66.397149245033944,59.040235760024736]
["NHYD_6","EE",31,31.678044017640484,35.62274359691105,31.675684939709111]
["NHYD_6","EE",32,31.678044017640484,35.62274359691105,31.675684939709111]
["NFLE","EE",24,105.84217383718709,63.705562194715512,56.646880987623639]
["NFLE","EE",42,105.84217383718709,63.705562194715512,56.646880987623639]
["NORT_1","EE",32,37.799999999999997,58.110709979542101,51.671947611985665]
["NORT_1","EE",47,37.799999999999997,58.110709979542101,51.671947611985665]
["NORL_3","EE",32,3.0586454041054223,2.7051106218597267,2.4053799099438087]
["NORL_3","EE",41,3.0586454041054223,2.7051106218597267,2.4053799099438087]
["NORM_1","EE",29,119.67953018175601,70.80036482440002,62.955567801594739]
["NORM_1","EE",44,119.67953018175601,70.80036482440002,62.955567801594739]
["NURS_1","EE",37,88.572945496110819,41.738255896087701,37.113588404573989]
["OCKH_1","EE",25,1.2979693411430329,16.260509402379132,14.45881818135989]
["OCKH_1","EE",30,1.2979693411430329,16.260509402379132,14.45881818135989]
["OCKH_1","EE",45,1.2979693411430329,16.260509402379132,14.45881818135989]
["OFFE_3","EE",41,0,3.9773581850668691,3.536660347898525]
["OLDB_1","EE",26,15.093838477119911,24.218719692519951,21.535245665073141]
["OLDB_1","EE",41,15.093838477119911,24.218719692519951,21.535245665073141]
["OLDB_1","EE",44,15.093838477119911,24.218719692519951,21.535245665073141]
["ORMO","EE",35,0,0,0]
["ORMO","EE",50,0,0,0]
["OSBA_1","EE",42,0.1149917715274652,1.8682690516167979,1.6612617638680245]
["OSBA_1","EE",48,0.1149917715274652,1.8682690516167979,1.6612617638680245]
["PADIB1","EE",46,2.483024047397,0,0]
["PELH_1","EE",24,12.223644930119363,16.359005173877488,14.546400459164737]
["PELH_1","EE",39,12.223644930119363,16.359005173877488,14.546400459164737]
["PEMB_1","EE",26,13.320749401361395,26.151636132380133,23.253991780100183]
["PEMB_1","EE",47,13.320749401361395,26.151636132380133,23.253991780100183]
["PENN_1","EE",35,30.19997,60.399940000000001,53.707527176071686]
["PENN_1","EE",40,30.19997,60.399940000000001,53.707527176071686]
["PENT_1","EE",30,22.786324706319999,0,0]
["PENT_1","EE",44,22.786324706319999,0,0]
["PENE_1","EE",36,19.353274310849557,2.2708458805123675,2.0192324171230704]
["PENE_1","EE",47,19.353274310849557,2.2708458805123675,2.0192324171230704]
["PENW_1","EE",30,12.949953678616366,0.5715532172800426,0.50822417952135535]
["PENW_1","EE",45,12.949953678616366,0.5715532172800426,0.50822417952135535]
["PERI_H","EE",33,0.35666984133116825,2.5637267542646303,2.279661607721625]
["PITS_3","EE",25,2.8945373141543813,3.6056415961069175,3.2061305691708761]
["PITS_3","EE",41,2.8945373141543813,3.6056415961069175,3.2061305691708761]
["POPP_3","EE",33,0,0,0]
["POPP_3","EE",34,0,0,0]
["PYLE_1","EE",29,21.349310607450469,1.1387963616185537,1.0126158492813078]
["PYLE_1","EE",42,21.349310607450469,1.1387963616185537,1.0126158492813078]
["RAIN_1","EE",30,65.77560883312951,43.008399039840498,38.242997596215645]
["RAIN_1","EE",46,65.77560883312951,43.008399039840498,38.242997596215645]
["RASS_1","EE",38,11.466981258445813,28.080107556192921,24.968785394178326]
["RASS_1","EE",39,11.466981258445813,28.080107556192921,24.968785394178326]
["RATS_1","EE",31,72.843369339992009,29.522768535967071,26.251597161492636]
["RAYL_1","EE",24,106.69862509963501,99.88304295667001,88.815837300899474]
["RAYL_1","EE",35,106.69862509963501,99.88304295667001,88.815837300899474]
["REBR_3","EE",27,18.981402380513021,29.529861340149189,26.257904071290323]
["REBR_3","EE",42,18.981402380513021,29.529861340149189,26.257904071290323]
["RICH_J","EE",29,17.264582731173359,14.544557849497776,12.932996886517579]
["RICH_J","EE",36,17.264582731173359,14.544557849497776,12.932996886517579]
["RRIG","EE",24,0,0,0]
["RRIG","EE",46,0,0,0]
["ROCH_1","EE",32,6.3345099423646047,21.560534498084294,19.171591767913899]
["ROCH_1","EE",47,6.3345099423646047,21.560534498084294,19.171591767913899]
["RUGEB1","EE",25,53.074558356764115,33.829107688521944,30.080786843886731]
["RUGEB1","EE",35,53.074558356764115,33.829107688521944,30.080786843886731]
["RYEH_1","EE",33,10.304228107734,105.34717936038001,93.674538392258469]
["RYEH_1","EE",48,10.304228107734,105.34717936038001,93.674538392258469]
["SALT_1","EE",36,8.064780102532028,9.8509940561263996,8.7594876912250115]
["SALT_1","EE",40,8.064780102532028,9.8509940561263996,8.7594876912250115]
["SALH_1","EE",30,21,29.907655038267759,26.5938376054735]
["SALH_1","EE",45,21,29.907655038267759,26.5938376054735]
["SEAB1","EE",37,5.8879871854399486,1.6103624077924932,1.4319316009227752]
["SEAB1","EE",44,5.8879871854399486,1.6103624077924932,1.4319316009227752]
["SELL_1","EE",31,64.996967438579006,95.117902657271003,84.578682394325625]
["SELL_1","EE",46,64.996967438579006,95.117902657271003,84.578682394325625]
["SHEC_3","EE",34,4.0432939438116682,4.3425995613599904,3.8614323781867776]
["SALL1","EE",27,2.5519949999999998,2.5519949999999998,2.2692297511503994]
["SALL1","EE",42,2.5519949999999998,2.5519949999999998,2.2692297511503994]
["SALL1","EE",47,2.5519949999999998,2.5519949999999998,2.2692297511503994]
["SHRW_1","EE",39,9.4913616660889559,2.9973121301349659,2.665205009879033]
["SKLGB1","EE",24,78.976834434823331,158.6601109528124,141.0803093638292]
["SKLGB1","EE",43,78.976834434823331,158.6601109528124,141.0803093638292]
["SMAN_1","EE",31,100.88599675065029,198.9859120719259,176.93794530687234]
["SMAN_1","EE",43,100.88599675065029,198.9859120719259,176.93794530687234]
["SSHI_3","EE",25,0,2.9799015869309775,2.6497235835352591]
["SSHI_3","EE",40,0,2.9799015869309775,2.6497235835352591]
["SPEN_1","EE",34,7.21,14.42,12.822240251876968]
["SPEN_1","EE",48,7.21,14.42,12.822240251876968]
["SJOW_1","EE",36,108.6099658893711,188.41995898322159,167.54271722133643]
["SJOW_1","EE",41,108.6099658893711,188.41995898322159,167.54271722133643]
["SASA","EE",38,0,0,0]
["SASA","EE",45,0,0,0]
["STAL_1","EE",37,5.2066702178390001,3.0873220591299995,2.7452416905051571]
["STAH_1","EE",25,14.594845390865091,1.9443911653975896,1.7289494220773189]
["STAH_1","EE",43,14.594845390865091,1.9443911653975896,1.7289494220773189]
["STAH_1","EE",46,14.594845390865091,1.9443911653975896,1.7289494220773189]
["STAY_1","EE",34,46.978124824006997,30.618348841100001,27.225785364518927]
["STEN_1","EE",33,13.477041640026929,18.305256207688156,16.277003673171972]
["STEN_1","EE",42,13.477041640026929,18.305256207688156,16.277003673171972]
["STES_1","EE",34,16.620040128483073,19.327809664909839,17.18625652330261]
["STES_1","EE",49,16.620040128483073,19.327809664909839,17.18625652330261]
["SBAR","EE",37,32.675248546838027,10.85577906400993,9.6529408654668103]
["SBAR","EE",43,32.675248546838027,10.85577906400993,9.6529408654668103]
["SUND_1","EE",31,91.016383810619573,96.40746317015298,85.725357478618719]
["SUND_1","EE",46,91.016383810619573,96.40746317015298,85.725357478618719]
["SWAN_1","EE",27,36.519055360217969,73.635467199251508,65.476536164216981]
["TAUN1","EE",27,0,0,0]
["TAUN1","EE",32,0,0,0]
["TAUN1","EE",44,0,0,0]
["TEMP_3","EE",36,0.54349776026796359,0.43091814197375361,0.38317170216920232]
["THOM_6","EE",28,5.2289523618534998E-2,1.1393255600632026,1.0130864116667591]
["THOM_6","EE",43,5.2289523618534998E-2,1.1393255600632026,1.0130864116667591]
["THOM_6","EE",49,5.2289523618534998E-2,1.1393255600632026,1.0130864116667591]
["THUR_6","EE",37,7.6101450458299906,9.6244247872668556,8.5580226704892848]
["TILBB_1","EE",25,18.850212236582003,11.2690035,10.020379353414871]
["TILBB_1","EE",44,18.850212236582003,11.2690035,10.020379353414871]
["TOTT_1","EE",26,101.30866650043504,122.7165775034813,109.11937861565309]
["TOTT_1","EE",48,101.30866650043504,122.7165775034813,109.11937861565309]
["TRAW_1","EE",26,0.91560854766200017,0,0]
["TRAW_1","EE",41,0.91560854766200017,0,0]
["TYNE_1","EE",31,33.622,46.150054872586807,41.036552788738788]
["TYNE_1","EE",49,33.622,46.150054872586807,41.036552788738788]
["TYNE_2","EE",37,0,0.46032622003971418,0.40932131675364752]
["TYNE_2","EE",48,0,0.46032622003971418,0.40932131675364752]
["UPPB_1","EE",31,30.304008463030009,9.6149055055750985,8.5495581408861643]
["UPPB_1","EE",46,30.304008463030009,9.6149055055750985,8.5495581408861643]
["UPPB_3","EE",38,12.857365244475615,3.0832268547086001,2.741600241477991]
["USKM_1","EE",25,48.109699338441501,17.057369719490246,15.167385062995505]
["USKM_1","EE",32,48.109699338441501,17.057369719490246,15.167385062995505]
["USKM_1","EE",47,48.109699338441501,17.057369719490246,15.167385062995505]
["WALH_1","EE",35,63.06675680131,63.1185267842,56.124890067374743]
["WABO","EE",30,0,0,0]
["WABO","EE",43,0,0,0]
["WABO","EE",48,0,0,0]
["WALP_1","EE",47,58.643403290474097,28.116871705994409,25.001476015635376]
["WALP_B","EE",25,24.936243982043926,9.8311014458755892,8.7417992149508894]
["WALP_B","EE",44,24.936243982043926,9.8311014458755892,8.7417992149508894]
["WARL_1","EE",32,76.930332359299996,109.11116,97.021463778154512]
["WASF_1","EE",24,26.101078297290858,18.905373237570597,16.810626747817981]
["WASF_1","EE",26,26.101078297290858,18.905373237570597,16.810626747817981]
["WASF_1","EE",41,26.101078297290858,18.905373237570597,16.810626747817981]
["WATFS_1","EE",33,64.692183008234522,54.772289552213643,48.703429666009299]
["WATFS_1","EE",41,64.692183008234522,54.772289552213643,48.703429666009299]
["WBOL_6","EE",37,0,16.261036191110378,14.459286601032151]
["WBUR_1","EE",29,11.713147705034,2.390258094900001,2.1254135614980272]
["WBUR_1","EE",31,11.713147705034,2.390258094900001,2.1254135614980272]
["WBUR_1","EE",46,11.713147705034,2.390258094900001,2.1254135614980272]
["WHAM_1","EE",38,65.458138297538227,126.66620962809034,112.63138499625423]
["WMEL_1","EE",26,37.361097701435739,37.174466837470952,33.055474689700802]
["WMEL_1","EE",36,37.361097701435739,37.174466837470952,33.055474689700802]
["WTHU31","EE",34,4.2863046843254757,8.821840523145605,7.8443660645989555]
["WTHU31","EE",35,4.2863046843254757,8.821840523145605,7.8443660645989555]
["WWEY_1","EE",27,84.41160047735589,50.475390862674068,44.882634427781021]
["WWEY_1","EE",40,84.41160047735589,50.475390862674068,44.882634427781021]
["WHGA_1","EE",35,52.530422532396464,86.914705830964436,77.284413286119147]
["WHGA_1","EE",50,52.530422532396464,86.914705830964436,77.284413286119147]
["WIEN_1","EE",38,20.830030321943273,37.652996715917176,33.480982669530128]
["WIEN_1","EE",45,20.830030321943273,37.652996715917176,33.480982669530128]
["WISD_1","EE",32,19.636728447933539,52.720718898487561,46.879176419422883]
["WISD_1","EE",47,19.636728447933539,52.720718898487561,46.879176419422883]
["WISD_6","EE",35,7.9814312507595941,13.783881072758586,12.256604349390445]
["WILL_1","EE",28,47.491873811304018,47.049542926911926,41.83637608528872]
["WILL_1","EE",33,47.491873811304018,47.049542926911926,41.83637608528872]
["WILL_1","EE",48,47.491873811304018,47.049542926911926,41.83637608528872]
["WIMBN1","EE",39,24.776196560097965,28.348644015736966,25.207567571755455]
["WIMBS1","EE",29,118.11884833900905,111.46989020654949,99.118842793254174]
["WIMBS1","EE",44,118.11884833900905,111.46989020654949,99.118842793254174]
["WIMBS1","EE",49,118.11884833900905,111.46989020654949,99.118842793254174]
["WIBA_3","EE",44,0.81645753841629864,2.2847455772404324,2.0315920045624236]
["WYLF_1","EE",26,37.058617976939992,44.378970151791997,39.461707171785982]
["WYLF_1","EE",45,37.058617976939992,44.378970151791997,39.461707171785982]
["WYMOM_1","EE",34,53.72634687815065,50.512788231462523,44.915888106518445]
["WYMOM_1","EE",49,53.72634687815065,50.512788231462523,44.915888106518445]
["ISLI_1","EE",27,60.131885131610169,75.261672462782514,66.92255520637103]
["ISLI_1","EE",42,60.131885131610169,75.261672462782514,66.92255520637103]
["AXMI_H","EE",39,8.2938426987865927,4.3672110949077414,3.8833169132850016]
["AXMI_H","EE",50,8.2938426987865927,4.3672110949077414,3.8833169132850016]
["ECLA_H","EE",38,1.9584012052289974,8.3565692176071806,7.4306475859638565]
["ECLA_H","EE",43,1.9584012052289974,8.3565692176071806,7.4306475859638565]
["SAFO_1","EE",43,4.5162491359800514,1.7614138896045071,1.5662463297851654]
["SAFO_1","EE",47,4.5162491359800514,1.7614138896045071,1.5662463297851654]
["WESA_H","EE",39,8.1313219807324018,10.43104150003688,9.2752649230771134]
["WESA_H","EE",45,8.1313219807324018,10.43104150003688,9.2752649230771134]
["ABNE_P","HE",33,1.3236662658017089,1.6673026270577354,1.482562750119272]
["ABNE_P","HE",48,1.3236662658017089,1.6673026270577354,1.482562750119272]
["ALNE_P","HE",36,0.72018417789568789,0.90715084518953493,0.80663703756681449]
["ALNE_P","HE",50,0.72018417789568789,0.90715084518953493,0.80663703756681449]
["ARBR_P","HE",44,0.72358568829681247,0.91143542006636336,0.81044687449107589]
["ARDK_P","HE",36,0,0,0]
["ARDK_P","HE",37,0,0,0]
["ARMO_P","HE",27,3.561200914155954,4.4857225669767953,3.9886971190736986]
["ARMO_P","HE",45,3.561200914155954,4.4857225669767953,3.9886971190736986]
["BEAU_P","HE",33,1.5975383251440647,2.0122744797192933,1.7893111533759709]
["BEAU_P","HE",48,1.5975383251440647,2.0122744797192933,1.7893111533759709]
["BERB_P","HE",32,0,0,0]
["BERB_P","HE",42,0,0,0]
["BOAG_P","HE",34,0.63571843445480902,0.80075699080656093,0.71203179746822176]
["BOAG_P","HE",49,0.63571843445480902,0.80075699080656093,0.71203179746822176]
["BRAC_P","HE",38,1.5702543574976326,1.9779073343830769,1.7587519443418418]
["BRID_P","HE",30,1.084341561198833,1.3658469512477065,1.2145088596526892]
["BRID_P","HE",45,1.084341561198833,1.3658469512477065,1.2145088596526892]
["BROA_P","HE",27,0.36290322928834184,0.45711636172408898,0.40646711602567021]
["BROA_P","HE",39,0.36290322928834184,0.45711636172408898,0.40646711602567021]
["BROR_P","HE",27,0.1839308630075806,0.2316810656980782,0.20601042206599515]
["BROR_P","HE",46,0.1839308630075806,0.2316810656980782,0.20601042206599515]
["BUMU_P","HE",31,1.6632621133442138,2.0950607888951369,1.8629246031553632]
["BUMU_P","HE",50,1.6632621133442138,2.0950607888951369,1.8629246031553632]
["CAIF_P","HE",28,0,0,0]
["CAIF_P","HE",48,0,0,0]
["CAAD_P","HE",36,1.6764888498320403,2.1117213120672651,1.8777391129220058]
["CASS_P","HE",24,0.21330712662017182,0.26868368694773931,0.23891309194202587]
["CASS_P","HE",39,0.21330712662017182,0.26868368694773931,0.23891309194202587]
["CEAN_P","HE",26,0,0,0]
["CEAN_P","HE",33,0,0,0]
["CEAN_P","HE",48,0,0,0]
["CHAR_P","HE",40,0.4574603241800394,0.57622137844398502,0.51237510074039494]
["CLAC_P","HE",30,0,0,0]
["CLAC_P","HE",34,0,0,0]
["CLAC_P","HE",49,0,0,0]
["CLAY_P","HE",47,1.73993221896381,2.1916351836795522,1.948798395950466]
["COUA_P","HE",30,0.84317080306441172,1.0620659688386078,0.9443873103877326]
["COUA_P","HE",45,0.84317080306441172,1.0620659688386078,0.9443873103877326]
["COUA_P","HE",50,0.84317080306441172,1.0620659688386078,0.9443873103877326]
["CRAI_P","HE",37,0.12558364165303593,0.15818635033111209,0.14065904219924386]
["DALL_P","HE",27,0,0,0]
["DALL_P","HE",46,0,0,0]
["DOUN_P","HE",34,0.37128617825802024,0.46767560403519393,0.41585637689881672]
["DOUN_P","HE",41,0.37128617825802024,0.46767560403519393,0.41585637689881672]
["DUDH_P","HE",28,1.9556451800538415,2.4633492826242565,2.1904061252494444]
["DUDH_P","HE",43,1.9556451800538415,2.4633492826242565,2.1904061252494444]
["DUBE_P","HE",32,0,0,0]
["DUNO_P","HE",24,1.6171083646983346,2.0369250878094642,1.8112304334929636]
["DUNO_P","HE",39,1.6171083646983346,2.0369250878094642,1.8112304334929636]
["DUNO_P","HE",44,1.6171083646983346,2.0369250878094642,1.8112304334929636]
["DUGR_P","HE",36,0.28688773088622838,0.3613665164213658,0.32132651127174722]
["DUGR_P","HE",48,0.28688773088622838,0.3613665164213658,0.32132651127174722]
["DYCE_P","HE",40,2.0030980854968701,2.5231214139769911,2.2435554060102985]
["ELGI_P","HE",28,2.6715774699481241,3.3651444092177565,2.9922808666609324]
["ELGI_P","HE",41,2.6715774699481241,3.3651444092177565,2.9922808666609324]
["ELGI_P","HE",49,2.6715774699481241,3.3651444092177565,2.9922808666609324]
["FASN_P","HE",37,0,0,0]
["FETT_P","HE",29,0,0,0]
["FETT_P","HE",45,0,0,0]
["FIDD_P","HE",37,3.7134429759041354E-2,4.6774881169945624E-2,4.1592147303331398E-2]
["FAUG_P","HE",25,0.5226151547051805,0.65829102311705012,0.58535129362418248]
["FAUG_P","HE",35,0.5226151547051805,0.65829102311705012,0.58535129362418248]
["FAUG_P","HE",46,0.5226151547051805,0.65829102311705012,0.58535129362418248]
["FWIL_P","HE",34,1.3485811059250545,1.6986855968165193,1.5104684351445508]
["FWIL_P","HE",49,1.3485811059250545,1.6986855968165193,1.5104684351445508]
["FRAS_P","HE",40,1.7417063880579216,2.1938699439570342,1.9507855411088038]
["GLEF_P","HE",30,0,0,0]
["GLEF_P","HE",35,0,0,0]
["GLEF_P","HE",50,0,0,0]
["G_EXTRA_12","HE",44,0,0,0]
["GRUB_P","HE",31,0,0,0]
["GRUB_P","HE",46,0,0,0]
["INNE_P","HE",35,3.1536314484672316,3.9723441887496036,3.5322019106307017]
["INNE_P","HE",40,3.1536314484672316,3.9723441887496036,3.5322019106307017]
["KEIT_P","HE",28,0.13338386784266548,0.16801158948211281,0.14939562867124659]
["KEIT_P","HE",47,0.13338386784266548,0.16801158948211281,0.14939562867124659]
["KIIN_P","HE",24,1.9623724927783683,2.4718230697626247,2.1979410028175042]
["KINL_P","HE",24,2.0004521264168593,2.5197885387355745,2.2405918188345022]
["KINL_P","HE",29,2.0004521264168593,2.5197885387355745,2.2405918188345022]
["KINL_P","HE",44,2.0004521264168593,2.5197885387355745,2.2405918188345022]
["KINT_P","HE",29,0.54679585589303215,0.6887492644851525,0.61243471168739094]
["LAIR_P","HE",25,2.0235966210863827,2.548941564510578,2.2665146413418711]
["LAIR_P","HE",40,2.0235966210863827,2.548941564510578,2.2665146413418711]
["LAIR_P","HE",46,2.0235966210863827,2.548941564510578,2.2665146413418711]
["LUNA_P","HE",34,1.3011465539554132,1.6389365836735514,1.4573397110577484]
["LUNA_P","HE",49,1.3011465539554132,1.6389365836735514,1.4573397110577484]
["LYND_P","HE",41,0.49288023363347799,0.62083663351819118,0.55204691207605683]
["LYND_P","HE",50,0.49288023363347799,0.62083663351819118,0.55204691207605683]
["MACD_P","HE",35,0.33462970353510818,0.42150275957793221,0.37479955964891687]
["MACD_P","HE",50,0.33462970353510818,0.42150275957793221,0.37479955964891687]
["MILC_P","HE",38,0.14641177503546243,0.18442166538176463,0.16398744113566208]
["MYBS_P","HE",28,0.66609802127924278,0.83902340752348803,0.74605823219241596]
["MYBS_P","HE",46,0.66609802127924278,0.83902340752348803,0.74605823219241596]
["NAIR_P","HE",24,2.7745404556512341,3.4948375660109661,3.1076038080913682]
["NAIR_P","HE",39,2.7745404556512341,3.4948375660109661,3.1076038080913682]
["ORRI_P","HE",32,0,0,0]
["ORRI_P","HE",47,0,0,0]
["PERS_P","HE",35,2.4929522902056069,3.1401464326598387,2.7922130364520696]
["PERS_P","HE",49,2.4929522902056069,3.1401464326598387,2.7922130364520696]
["PEHG_P","HE",29,1.2028086435459184,1.5150692157416406,1.3471970514883584]
["PEHG_P","HE",44,1.2028086435459184,1.5150692157416406,1.3471970514883584]
["PEHS_P","HE",36,0.10686309879792498,0.13460577636871027,0.11969123466643732]
["PORA_P","HE",27,0.62598038736669703,0.78849085400765473,0.70112476882758634]
["PORA_P","HE",40,0.62598038736669703,0.78849085400765473,0.70112476882758634]
["QUOI_P","HE",32,0,0,0]
["QUOI_P","HE",33,0,0,0]
["RANN_P","HE",32,0.81759676735523601,1.0298526700456894,0.91574329815276045]
["RANN_P","HE",41,0.81759676735523601,1.0298526700456894,0.91574329815276045]
["REDM_P","HE",29,2.208257034661111,2.7815415790468969,2.4733421912014242]
["REDM_P","HE",49,2.208257034661111,2.7815415790468969,2.4733421912014242]
["ROTI3","HE",37,0,0,0]
["ROTI3","HE",38,0,0,0]
["SHIN_P","HE",30,0.39968358995661868,0.50344525409727847,0.44766269082541954]
["SLOY_P","HE",26,9.6066668077808309E-2,0.12100648947323689,0.10759877115548297]
["SLOY_P","HE",38,9.6066668077808309E-2,0.12100648947323689,0.10759877115548297]
["SFEG_P","HE",26,0.77930377458861755,0.98161845188419838,0.87285351079991125]
["SFEG_P","HE",41,0.77930377458861755,0.98161845188419838,0.87285351079991125]
["SFEG_P","HE",43,0.77930377458861755,0.98161845188419838,0.87285351079991125]
["SFIL_P","HE",35,0.64208708972022421,0.8087790095957309,0.71916496336418634]
["SFIL_P","HE",50,0.64208708972022421,0.8087790095957309,0.71916496336418634]
["STRI_P","HE",33,9.0482623799702899E-2,0.1139727741516087,0.1013444030752316]
["TARL_P","HE",31,0.63961854754962366,0.80566961038206109,0.71640009070422306]
["TARL_P","HE",36,0.63961854754962366,0.80566961038206109,0.71640009070422306]
["TAYN_P","HE",24,0.52393431060489715,0.65995264444405755,0.58682880457165332]
["TAYN_P","HE",37,0.52393431060489715,0.65995264444405755,0.58682880457165332]
["THSO_P","HE",32,2.7324742946473966,3.441850629224863,3.0604879111647088]
["THSO_P","HE",47,2.7324742946473966,3.441850629224863,3.0604879111647088]
["TUMB_P","HE",25,1.1376400479157369,1.4329822324112502,1.2742054410990322]
["TUMB_P","HE",42,1.1376400479157369,1.4329822324112502,1.2742054410990322]
["WIOW_P","HE",29,0.99452883917776891,1.2527179917525955,1.1139147751803473]
["WIOW_P","HE",48,0.99452883917776891,1.2527179917525955,1.1139147751803473]
["WOHI_P","HE",36,0.37739329652766551,0.47536818833518335,0.42269661018954358]
["WOHI_P","HE",46,0.37739329652766551,0.47536818833518335,0.42269661018954358]
["AYRR","HE",30,3.589030776,4.5207773258401467,4.0198677529237337]
["AYRR","HE",45,3.589030776,4.5207773258401467,4.0198677529237337]
["BAGA","HE",37,6.2321104416999997,7.8500256295848994,6.9802298617149319]
["BAIN","HE",26,3.2016405199000002,4.0328168720766024,3.5859741210533405]
["BAIN","HE",41,3.2016405199000002,4.0328168720766024,3.5859741210533405]
["BAIN","HE",46,3.2016405199000002,4.0328168720766024,3.5859741210533405]
["BERW","HE",41,7.2403417002000001,9.1200033191353889,8.1094919317523786]
["BERW","HE",50,7.2403417002000001,9.1200033191353889,8.1094919317523786]
["BONN","HE",42,5.9187612893999999,7.4553280548909706,6.6292654283197372]
["BRAP","HE",30,1.0043980616999999,1.2651493583768456,1.1249687259095635]
["BRAP","HE",46,1.0043980616999999,1.2651493583768456,1.1249687259095635]
["BROX","HE",24,2.8614359797,3.6042919951742833,3.2049305062442186]
["BROX","HE",39,2.8614359797,3.6042919951742833,3.2049305062442186]
["CAFA","HE",36,9.20950169E-3,1.1600375984749849E-2,1.0315035221121109E-2]
["CAFA","HE",47,9.20950169E-3,1.1600375984749849E-2,1.0315035221121109E-2]
["CATY","HE",39,1.7658066379999999,2.2242268481702259,1.9777788503407563]
["CATY","HE",40,1.7658066379999999,2.2242268481702259,1.9777788503407563]
["CHAP","HE",40,9.3865652227999998,11.823406895955218,10.513353940058021]
["CHAP","HE",48,9.3865652227999998,11.823406895955218,10.513353940058021]
["CHAS","HE",36,2.5105506447999999,3.1623134876080536,2.8119239452053688]
["CLYM","HE",24,7.6451546923000002,9.6299096169941141,8.5628997720498621]
["CLYM","HE",30,7.6451546923000002,9.6299096169941141,8.5628997720498621]
["CLYM","HE",45,7.6451546923000002,9.6299096169941141,8.5628997720498621]
["COAT","HE",37,3.3609581026000002,4.2334948156300802,3.7644166179670222]
["COAT","HE",47,3.3609581026000002,4.2334948156300802,3.7644166179670222]
["COCK","HE",41,3.5589002219000001,4.48282459311321,3.9861202454868363]
["COYL","HE",33,1.5678464447,1.9748743045046677,1.7560549791690205]
["COYL","HE",48,1.5678464447,1.9748743045046677,1.7560549791690205]
["CUMB","HE",25,4.3378187735999996,5.463957814580354,4.858542290199023]
["CUMB","HE",42,4.3378187735999996,5.463957814580354,4.858542290199023]
["CUPA","HE",30,0.42960010043000002,0.5411283754348597,0.48117046025892157]
["CUPA","HE",49,0.42960010043000002,0.5411283754348597,0.48117046025892157]
["CURR","HE",29,0,0,0]
["DALM3","HE",26,2.3099255235,2.9096041752689144,2.5872152408573061]
["DALM3","HE",31,2.3099255235,2.9096041752689144,2.5872152408573061]
["DALM3","HE",46,2.3099255235,2.9096041752689144,2.5872152408573061]
["DEVM","HE",39,1.2740638819000001,1.6048229921797135,1.4270059616826876]
["DEVO","HE",27,7.1248746682000004,8.9745599466131196,7.9801639244345024]
["DEVO","HE",42,7.1248746682000004,8.9745599466131196,7.9801639244345024]
["DEWP","HE",24,3.5054160310000002,4.4154553971931065,3.9262156674241915]
["DEWP","HE",36,3.5054160310000002,4.4154553971931065,3.9262156674241915]
["DRCR","HE",24,1.7180604717000001,2.1640853226507937,1.9243011048952257]
["DRCR","HE",43,1.7180604717000001,2.1640853226507937,1.9243011048952257]
["DRUM","HE",28,10.904915668999999,13.735935569646431,12.213971286983982]
["DRUM","HE",37,10.904915668999999,13.735935569646431,12.213971286983982]
["DUNB_A","HE",25,4.5049366688979999,5.6744611061256389,5.0457214703657733]
["DUNB_A","HE",40,4.5049366688979999,5.6744611061256389,5.0457214703657733]
["DUNB_B","HE",33,1.8400445549019997,2.3177376348963872,2.0609284878958789]
["DUNB_B","HE",48,1.8400445549019997,2.3177376348963872,2.0609284878958789]
["DUNF","HE",26,1.2661489171,1.594853227183008,1.4181408630667021]
["DUNF","HE",50,1.2661489171,1.594853227183008,1.4181408630667021]
["EAST","HE",30,0,0,0]
["EAST","HE",49,0,0,0]
["ECCL","HE",37,1.7935823018999999,2.2592133387874007,2.0088887801787214]
["EERH","HE",27,5.5021298234999998,6.9305350949455464,6.1626203926114238]
["EERH","HE",31,5.5021298234999998,6.9305350949455464,6.1626203926114238]
["EERH","HE",46,5.5021298234999998,6.9305350949455464,6.1626203926114238]
["EKIL","HE",38,4.5005727016000003,5.6689642113808425,5.0408336406114707]
["EKIS","HE",32,8.2429985170000002,10.382959388863027,9.2325103890071691]
["EKIS","HE",42,8.2429985170000002,10.382959388863027,9.2325103890071691]
["EKIS","HE",47,8.2429985170000002,10.382959388863027,9.2325103890071691]
["ELDE","HE",34,2.3710644357000001,2.9866153309961261,2.655693433701205]
["ERSK","HE",24,0.75100664908000003,0.94597512326153765,0.84115952168920682]
["ERSK","HE",43,0.75100664908000003,0.94597512326153765,0.84115952168920682]
["FINN","HE",31,2.7132863219000001,3.4176812761211415,3.038996562189094]
["FINN","HE",39,2.7132863219000001,3.4176812761211415,3.038996562189094]
["G_EXTRA_10","HE",25,2.6614843737,3.3524310491175413,2.9809761677973001]
["G_EXTRA_10","HE",40,2.6614843737,3.3524310491175413,2.9809761677973001]
["G_EXTRA_11","HE",32,3.2306268996999998,4.0693283919650094,3.6184401044077328]
["G_EXTRA_11","HE",43,3.2306268996999998,4.0693283919650094,3.6184401044077328]
["G_EXTRA_2","HE",40,5.9596091366000001,7.5067803920138507,6.6750167617531719]
["G_EXTRA_3","HE",28,1.6041464544999999,2.0205981423521964,1.7967125404810096]
["G_EXTRA_3","HE",33,1.6041464544999999,2.0205981423521964,1.7967125404810096]
["G_EXTRA_3","HE",49,1.6041464544999999,2.0205981423521964,1.7967125404810096]
["G_EXTRA_4","HE",37,2.2926648498,2.8878624663893229,2.56788254912773]
["G_EXTRA_5","HE",25,1.8860572842000001,2.3756957066692497,2.1124647098658631]
["G_EXTRA_5","HE",38,1.8860572842000001,2.3756957066692497,2.1124647098658631]
["G_EXTRA_6","HE",33,0,0,0]
["G_EXTRA_6","HE",38,0,0,0]
["G_EXTRA_7","HE",26,1.3710142884000001,1.7269426469809641,1.535594557614582]
["G_EXTRA_7","HE",42,1.3710142884000001,1.7269426469809641,1.535594557614582]
["G_EXTRA_8","HE",34,5.8389602726999996,7.3548099347096709,6.5398848813965973]
["G_EXTRA_8","HE",49,5.8389602726999996,7.3548099347096709,6.5398848813965973]
["G_EXTRA_9","HE",27,1.9291029406,2.4299164251791949,2.160677683469463]
["G_EXTRA_9","HE",47,1.9291029406,2.4299164251791949,2.160677683469463]
["GALA","HE",31,3.8632095837999998,4.8661355617785844,4.3269597275539038]
["GALA","HE",50,3.8632095837999998,4.8661355617785844,4.3269597275539038]
["GIFF","HE",37,5.8245310969000004,7.3366348075351135,6.5237235882453781]
["GLLE","HE",27,2.1064309589999999E-3,2.6532804849636973E-3,2.3592926375742827E-3]
["GLLE","HE",32,2.1064309589999999E-3,2.6532804849636973E-3,2.3592926375742827E-3]
["GLLE","HE",47,2.1064309589999999E-3,2.6532804849636973E-3,2.3592926375742827E-3]
["GLLU","HE",42,3.2508236514000002,4.0947684126389881,3.6410613288941733]
["GLNI","HE",28,1.1732220395999999,1.4778016478061013,1.3140587914555826]
["GLNI","HE",43,1.1732220395999999,1.4778016478061013,1.3140587914555826]
["GLNI","HE",48,1.1732220395999999,1.4778016478061013,1.3140587914555826]
["GLRO","HE",46,4.1418436402000003,5.2171056712586337,4.6390417708951492]
["GORG","HE",25,0.76251822867999997,0.96047521849289819,0.8540529824889016]
["GORG","HE",44,0.76251822867999997,0.96047521849289819,0.8540529824889016]
["GOVA","HE",36,1.7341074327999999,2.1842982275873095,1.9422743866763879]
["GOVA","HE",38,1.7341074327999999,2.1842982275873095,1.9422743866763879]
["HAGR","HE",26,2.1721520047,2.7360633396602503,2.4329030156363789]
["HAGR","HE",41,2.1721520047,2.7360633396602503,2.4329030156363789]
["HAWI","HE",26,2.9976863307000001,3.7759142341245582,3.3575367184762199]
["HAWI","HE",49,2.9976863307000001,3.7759142341245582,3.3575367184762199]
["HELE","HE",27,0.90910159003000002,1.1451130156296128,1.0182326076251205]
["HELE","HE",42,0.90910159003000002,1.1451130156296128,1.0182326076251205]
["HUER","HE",30,1.5177078304,1.9117192287131179,1.6998975897845026]
["HUER","HE",50,1.5177078304,1.9117192287131179,1.6998975897845026]
["INKE","HE",38,1.7967909719999999,2.2632550101854791,2.012482627729713]
["INKE","HE",47,1.7967909719999999,2.2632550101854791,2.012482627729713]
["JOHN","HE",32,0.94381645639,1.1888401917127243,1.0571147405844676]
["JOHN","HE",47,0.94381645639,1.1888401917127243,1.0571147405844676]
["KAIM","HE",39,6.6494091706000003,8.375659080356133,7.44762226048136]
["KEOO","HE",25,2.0755264550000002E-3,2.6143528775762663E-3,2.3246782731947834E-3]
["KEOO","HE",43,2.0755264550000002E-3,2.6143528775762663E-3,2.3246782731947834E-3]
["KIER","HE",35,6.8301025329999998,8.6032621594743759,7.6500065435965521]
["KIER","HE",36,6.8301025329999998,8.6032621594743759,7.6500065435965521]
["KILS","HE",30,2.1836211797999998,2.7505100217798049,2.4457489815850209]
["KILS","HE",44,2.1836211797999998,2.7505100217798049,2.4457489815850209]
["KILT","HE",32,4.0224536057,5.0667208474482308,4.5053198332298807]
["KILW","HE",24,5.7633879610000003,7.2596183315951812,6.4552406646770892]
["KILW","HE",34,5.7633879610000003,7.2596183315951812,6.4552406646770892]
["KILW","HE",41,5.7633879610000003,7.2596183315951812,6.4552406646770892]
["LEVE","HE",33,1.324198196,1.6679726513984139,1.4831585346595484]
["LING","HE",24,10.669471259,13.439367549850825,11.950263492196003]
["LING","HE",41,10.669471259,13.439367549850825,11.950263492196003]
["LINM","HE",29,8.3270676887999997,10.488853717832582,9.3266714519308103]
["LINM","HE",44,8.3270676887999997,10.488853717832582,9.3266714519308103]
["MAYB","HE",29,3.5484012515000001,4.4695999900681826,3.9743609502386361]
["MAYB","HE",38,3.5484012515000001,4.4695999900681826,3.9743609502386361]
["NEAR","HE",26,2.6880635136,3.3859103867158025,3.010745939652959]
["NEAR","HE",45,2.6880635136,3.3859103867158025,3.010745939652959]
["NETS","HE",33,0.91706591961999995,1.1551449609856559,1.027152996914225]
["NETS","HE",39,0.91706591961999995,1.1551449609856559,1.027152996914225]
["PAIS","HE",27,3.2081179826000001,4.0409759457460046,3.5932291559230931]
["PAIS","HE",50,3.2081179826000001,4.0409759457460046,3.5932291559230931]
["PART","HE",35,1.5469334104000001,1.9485320474501528,1.7326314875788895]
["PART","HE",50,1.5469334104000001,1.9485320474501528,1.7326314875788895]
["POOB","HE",28,4.4041963034,5.547567582897682,4.9328879584908778]
["POOB","HE",40,4.4041963034,5.547567582897682,4.9328879584908778]
["PORD","HE",32,2.8380682947000002,3.5748578367346862,3.1787577010344874]
["RAVE","HE",24,0.61760648155999998,0.77794300255071391,0.6917456366832031]
["RAVE","HE",39,0.61760648155999998,0.77794300255071391,0.6917456366832031]
["RAVE","HE",44,0.61760648155999998,0.77794300255071391,0.6917456366832031]
["REDH","HE",33,2.4746482273999999,3.1170904609318488,2.7717117043621413]
["REDH","HE",48,2.4746482273999999,3.1170904609318488,2.7717117043621413]
["SANX","HE",35,1.2050335961,1.5178717871558574,1.3496890933743593]
["SHRU","HE",29,3.6906342917999999,4.6487580814039662,4.1336680300011279]
["SHRU","HE",44,3.6906342917999999,4.6487580814039662,4.1336680300011279]
["SHRU","HE",49,3.6906342917999999,4.6487580814039662,4.1336680300011279]
["SIGH","HE",39,5.6723080147999996,7.1448931644628431,6.3532272350025005]
["SPAV","HE",26,2.1790865064,2.7447981040041491,2.4406699537057959]
["SPAV","HE",45,2.1790865064,2.7447981040041491,2.4406699537057959]
["STHA","HE",33,4.5296933354000002,5.7056448388854797,5.0734499941797129]
["STHA","HE",44,4.5296933354000002,5.7056448388854797,5.0734499941797129]
["STIR","HE",27,4.6415893401000003,5.8465901114316363,5.1987782984066957]
["STIR","HE",42,4.6415893401000003,5.8465901114316363,5.1987782984066957]
["STLE","HE",34,4.1691968131000001,5.2515599881909401,4.6696784927689592]
["STLE","HE",50,4.1691968131000001,5.2515599881909401,4.6696784927689592]
["TELR","HE",42,1.9112053108,2.4073724003334962,2.1406315737041486]
["TELR","HE",43,1.9112053108,2.4073724003334962,2.1406315737041486]
["TONG","HE",38,0,0,0]
["TONG1","HE",24,0,0,0]
["TONG1","HE",39,0,0,0]
["WFIE","HE",27,1.0849171642,1.3665719862665651,1.2151535595974068]
["WFIE","HE",43,1.0849171642,1.3665719862665651,1.2151535595974068]
["WFIE","HE",48,1.0849171642,1.3665719862665651,1.2151535595974068]
["WGEO","HE",40,2.2990526169000001,2.8959085586272426,2.5750371210946765]
["WHHO","HE",28,2.8113304622999999,3.5411786085529897,3.148810186801235]
["WHHO","HE",47,2.8113304622999999,3.5411786085529897,3.148810186801235]
["WISH","HE",36,4.9251435604999996,6.2037577063161988,5.5163711355630713]
["ABTH_1","HE",24,41.382369594525748,9.6355654015918848,8.5679288863997591]
["ABTH_1","HE",38,41.382369594525748,9.6355654015918848,8.5679288863997591]
["ABTH_1","HE",45,41.382369594525748,9.6355654015918848,8.5679288863997591]
["ABHA1","HE",33,21.745082871036878,10.429533772916701,9.2739242546049088]
["ACTL_C","HE",25,4.2495365841947326,7.9213194294113833,7.0436241911077486]
["ACTL_C","HE",42,4.2495365841947326,7.9213194294113833,7.0436241911077486]
["ACTL_2","HE",29,0.5256993793960314,3.2072207054349939,2.8518553693399324]
["ACTL_2","HE",34,0.5256993793960314,3.2072207054349939,2.8518553693399324]
["ACTL_2","HE",49,0.5256993793960314,3.2072207054349939,2.8518553693399324]
["ALST_3","HE",32,0,1.5757547809413627E-2,1.4011585561216306E-2]
["ALVE1","HE",30,18.392959094143141,9.6070076218401841,8.5425353556760069]
["ALVE1","HE",45,18.392959094143141,9.6070076218401841,8.5425353556760069]
["ALVE1","HE",49,18.392959094143141,9.6070076218401841,8.5425353556760069]
["AMEM_1","HE",39,7.6306538153690839,10.940414519782447,9.7281985733546268]
["AXMI1","HE",27,6.8358557311182704,3.4075716073510058,3.0300070613681807]
["AXMI1","HE",46,6.8358557311182704,3.4075716073510058,3.0300070613681807]
["BARKR_A","HE",26,23.590638475740878,32.497273453633966,28.896522035605983]
["BARKR_A","HE",40,23.590638475740878,32.497273453633966,28.896522035605983]
["BARKR_C","HE",28,16.175008467763117,21.664848969089316,19.264348023737327]
["BARKR_C","HE",43,16.175008467763117,21.664848969089316,19.264348023737327]
["BARKW3","HE",31,29.228970180085213,51.465471005996406,45.763012060672267]
["BEDDT1","HE",24,38.331006392535116,22.085586197744306,19.638466874550307]
["BEDDT1","HE",29,38.331006392535116,22.085586197744306,19.638466874550307]
["BEDDT1","HE",48,38.331006392535116,22.085586197744306,19.638466874550307]
["BEDD_1","HE",33,121.70945701886077,55.975494010764351,49.773317089009765]
["BESW_1","HE",25,30.284795686364479,31.966304766802651,28.424385553721464]
["BESW_1","HE",40,30.284795686364479,31.966304766802651,28.424385553721464]
["BICF_1","HE",25,14.460816909409999,5.3004622273899997,4.71316228332826]
["BICF_1","HE",34,14.460816909409999,5.3004622273899997,4.71316228332826]
["BICF_1","HE",49,14.460816909409999,5.3004622273899997,4.71316228332826]
["BIRK_1","HE",41,45.52520500538715,21.296250537122162,18.936590905072418]
["BISW_1","HE",30,34.532868572684976,80.486988004255068,71.568897180339661]
["BISW_1","HE",45,34.532868572684976,80.486988004255068,71.568897180339661]
["BISW_1","HE",50,34.532868572684976,80.486988004255068,71.568897180339661]
["BLYTB1","HE",38,-0.77162877162033572,-4.0389497817160551E-2,-3.5914274942045278E-2]
["BLYTH132","HE",34,-9.4392752553664333E-2,-5.3381574116840649E-2,-4.7466807791228006E-2]
["BLYTH132","HE",46,-9.4392752553664333E-2,-5.3381574116840649E-2,-4.7466807791228006E-2]
["BOLN_1","HE",34,202.93651153841054,160.72252114438604,142.91420110961815]
["BOTW_1","HE",25,33.67417831954517,20.53149256459432,18.256569375371289]
["BOTW_1","HE",28,33.67417831954517,20.53149256459432,18.256569375371289]
["BOTW_1","HE",43,33.67417831954517,20.53149256459432,18.256569375371289]
["BRAW_1","HE",35,122.63984165538173,179.67865863492793,159.76996734757518]
["BRAI_1","HE",29,3.677048043079,5.6920060000000001,5.0613223611043834]
["BRAI_1","HE",43,3.677048043079,5.6920060000000001,5.0613223611043834]
["BRFO_1","HE",31,120.98914266128605,73.599352976175993,65.444423456534309]
["BRFO_1","HE",32,120.98914266128605,73.599352976175993,65.444423456534309]
["BRFO_1","HE",46,120.98914266128605,73.599352976175993,65.444423456534309]
["BRLE_1","HE",40,50.191540184300003,106.60249256082,94.790760822729624]
["BRED_1","HE",28,97.400959976757463,178.69972467153394,158.89950087951971]
["BRED_1","HE",36,97.400959976757463,178.69972467153394,158.89950087951971]
["BRWA1","HE",36,7.1805076011410005,0,0]
["BRWA1","HE",41,7.1805076011410005,0,0]
["BRIM_1","HE",29,69.293673635914999,78.670530647870009,69.95370629054365]
["BRIM_1","HE",40,69.293673635914999,78.670530647870009,69.95370629054365]
["BURM_1","HE",37,23.720251888398998,20.688996448690002,18.396621569717933]
["BUSH_1","HE",25,14.541288045108351,27.416458576623626,24.378669814500761]
["BUSH_1","HE",30,14.541288045108351,27.416458576623626,24.378669814500761]
["BUSH_1","HE",45,14.541288045108351,27.416458576623626,24.378669814500761]
["BUST_1","HE",34,171.07678976600857,171.81147637567588,152.77448183901527]
["CAMB_01","HE",26,1.4578334517278102,1.8742567162831587,1.6665859854283402]
["CAMB_01","HE",35,1.4578334517278102,1.8742567162831587,1.6665859854283402]
["CBNK_H","HE",30,0.74215352619774588,9.2951566530262735,8.2652379877902558]
["CBNK_H","HE",35,0.74215352619774588,9.2951566530262735,8.2652379877902558]
["CBNK_H","HE",50,0.74215352619774588,9.2951566530262735,8.2652379877902558]
["CANTN1","HE",40,17.459035419703653,7.1054481505022222,6.3181527935502322]
["CAPEA1","HE",31,48.479127079455729,36.606431765935838,32.550378839581846]
["CAPEA1","HE",46,48.479127079455729,36.606431765935838,32.550378839581846]
["CARE_1","HE",24,31.614913321888061,13.362400542382757,11.881824555911429]
["CARE_1","HE",44,31.614913321888061,13.362400542382757,11.881824555911429]
["CARR_1","HE",28,13.308794081604244,119.90674536677618,106.62088050717334]
["CARR_1","HE",47,13.308794081604244,119.90674536677618,106.62088050717334]
["CELL_1","HE",35,61.706235232363397,18.828915967816794,16.74264106946945]
["CELL_1","HE",49,61.706235232363397,18.828915967816794,16.74264106946945]
["CHSI_1","HE",29,103.38018675201059,55.909012052548348,49.714201441252428]
["CHSI_1","HE",44,103.38018675201059,55.909012052548348,49.714201441252428]
["CHTE_1","HE",39,22.218706056668893,27.672103232420429,24.605988621417197]
["CHIC_1","HE",25,8.3371181938120227,3.4034565140324111,3.0263479271663836]
["CHIC_1","HE",30,8.3371181938120227,3.4034565140324111,3.0263479271663836]
["CHIC_1","HE",45,8.3371181938120227,3.4034565140324111,3.0263479271663836]
["CITR_1","HE",43,97.689454432011175,195.78767315390186,174.09407652810626]
["CLT03","HE",26,0,0,0]
["CLT03","HE",41,0,0,0]
["CONQA1","HE",29,13.660860656003001,0,0]
["CONQA1","HE",48,13.660860656003001,0,0]
["CONQA1","HE",50,13.660860656003001,0,0]
["COVE_1","HE",42,44.52845483718756,47.239832368225606,42.005581143119478]
["COVE_1","HE",50,44.52845483718756,47.239832368225606,42.005581143119478]
["COWL_1","HE",46,113.07252835980302,87.078665149640003,77.430205642262834]
["CREB_1","HE",38,82.297726149445936,53.758817608744899,47.80225208295154]
["CREB_1","HE",39,82.297726149445936,53.758817608744899,47.80225208295154]
["DRAK_1","HE",28,5.5230808325608356,36.836187344335769,32.754677121513389]
["DRAK_1","HE",47,5.5230808325608356,36.836187344335769,32.754677121513389]
["DRAX_1","HE",35,9.5124942483021915,7.6443256897168395,6.7973218139489893]
["EALI_6","HE",27,4.0845155862694567,26.717078211561308,23.756781945688385]
["EALI_6","HE",32,4.0845155862694567,26.717078211561308,23.756781945688385]
["EALI_6","HE",44,4.0845155862694567,26.717078211561308,23.756781945688385]
["ECLA_1","HE",36,53.114774672774423,59.562851150503846,52.963189149691175]
["ECLA_1","HE",49,53.114774672774423,59.562851150503846,52.963189149691175]
["EASO_1","HE",44,23.073749572608996,14.22299201,12.647061071619037]
["ELLA_1","HE",32,48.683185280889987,93.784364120610221,83.392902123715288]
["ELLA_1","HE",47,48.683185280889987,93.784364120610221,83.392902123715288]
["ELST_1","HE",27,60.353597516220184,49.376652344020478,43.905637946493385]
["ELST_1","HE",41,60.353597516220184,49.376652344020478,43.905637946493385]
["ENDE_1","HE",29,45.042139334395998,100.296601623589,89.183572986439088]
["ENDE_1","HE",48,45.042139334395998,100.296601623589,89.183572986439088]
["EXET1","HE",31,24.388222068365813,12.725378167653087,11.315385309406226]
["EXET1","HE",42,24.388222068365813,12.725378167653087,11.315385309406226]
["FAWL_1","HE",30,49.944177573841991,53.365572495248045,47.452579175660738]
["FAWL_1","HE",48,49.944177573841991,53.365572495248045,47.452579175660738]
["FECK_6","HE",38,49.412490223968476,51.889629183909385,46.140172813931535]
["FERRA2","HE",26,11.494680498760859,5.2450881586653466,4.6639237526131803]
["FERRA2","HE",31,11.494680498760859,5.2450881586653466,4.6639237526131803]
["FERRB_M","HE",26,8.0756116819641406,8.766650917374653,7.7952915580385174]
["FERRB_M","HE",35,8.0756116819641406,8.766650917374653,7.7952915580385174]
["FIDF_1","HE",27,20.325031740303672,17.58948060661935,15.640537187503741]
["FIDF_1","HE",42,20.325031740303672,17.58948060661935,15.640537187503741]
["FLEE_1","HE",30,204.18435848127095,98.273678676000003,87.38479323297021]
["FLEE_1","HE",36,204.18435848127095,98.273678676000003,87.38479323297021]
["FOUR_1","HE",24,1.9024994068834553,1.9620025456693984E-2,1.7446094324110428E-2]
["FOUR_1","HE",43,1.9024994068834553,1.9620025456693984E-2,1.7446094324110428E-2]
["FROD_1","HE",35,12.907629575791105,0,0]
["FROD_1","HE",47,12.907629575791105,0,0]
["GREE_H","HE",25,0.70015892568617444,5.6201400035664095,4.9974192354308729]
["GREN_1","HE",25,40.997352637207996,10.231854482728,9.0981481553247399]
["GREN_1","HE",29,40.997352637207996,10.231854482728,9.0981481553247399]
["GREN_1","HE",48,40.997352637207996,10.231854482728,9.0981481553247399]
["GRIW_1","HE",36,16.624500562629997,6.5321205948660008,5.8083508752846988]
["GRIW_1","HE",42,16.624500562629997,6.5321205948660008,5.8083508752846988]
["HACK_1","HE",30,6.9556402458967455,20.273596847960764,18.027248928866054]
["HACK_1","HE",45,6.9556402458967455,20.273596847960764,18.027248928866054]
["HACK_6","HE",37,9.8283724351246526,24.385507269399486,21.683552903753988]
["HACK_6","HE",46,9.8283724351246526,24.385507269399486,21.683552903753988]
["HAMHC1","HE",45,39.198204319449133,40.902203469042455,36.370171963329952]
["HAMHC1","HE",46,39.198204319449133,40.902203469042455,36.370171963329952]
["HARK_1","HE",36,21.235237470693548,0.42246048054330948,0.37565116355407141]
["HARM_6","HE",27,5.6180000000000003,12.300959207510477,10.937992669017854]
["HARM_6","HE",42,5.6180000000000003,12.300959207510477,10.937992669017854]
["HAWP_6","HE",30,2,10.321281669948679,9.1776666629248176]
["HAWP_6","HE",41,2,10.321281669948679,9.1776666629248176]
["HEYS_1","HE",24,5.6213670067980006,0,0]
["HEYS_1","HE",43,5.6213670067980006,0,0]
["HEYS1","HE",31,0,0,0]
["HEYS1","HE",45,0,0,0]
["HURS_1","HE",39,76.208198038930419,34.560760549593788,30.731371363001596]
["HUTT_1","HE",27,14.165636608787997,16.301793425032002,14.495527866312665]
["HUTT_1","HE",36,14.165636608787997,16.301793425032002,14.495527866312665]
["HUTT_1","HE",48,14.165636608787997,16.301793425032002,14.495527866312665]
["IMPK_1","HE",36,4.2661455017718186,20.509554196495429,18.237061814587786]
["INDQ1","HE",28,33.530868094658146,17.268428407096753,15.355058100425218]
["INDQ1","HE",40,33.530868094658146,17.268428407096753,15.355058100425218]
["IROA1","HE",32,76.746434910936983,41.652240037685999,37.037103244941669]
["IROA1","HE",37,76.746434910936983,41.652240037685999,37.037103244941669]
["IRONB1","HE",25,19.483678003398545,5.526095935058291,4.9137954045934888]
["IRONB1","HE",45,19.483678003398545,5.526095935058291,4.9137954045934888]
["IVER_1","HE",33,72.12809406211845,82.584280159313153,73.433805910612307]
["IVER_1","HE",48,72.12809406211845,82.584280159313153,73.433805910612307]
["IVER_6","HE",26,33.152245308659765,39.615095332399399,35.225677527949721]
["IVER_6","HE",49,33.152245308659765,39.615095332399399,35.225677527949721]
["JORD_3","HE",30,2.6204356298633957,2.1616261081050743,1.9221143753712231]
["JORD_3","HE",49,2.6204356298633957,2.1616261081050743,1.9221143753712231]
["KEAD_1","HE",39,47.29885020461505,31.928987626020707,28.391203213595308]
["KEAD_1","HE",43,47.29885020461505,31.928987626020707,28.391203213595308]
["KEAR_1","HE",31,76.10385063695152,152.28530710897283,135.41184428447414]
["KEAR_1","HE",46,76.10385063695152,152.28530710897283,135.41184428447414]
["KEAR_3","HE",29,3.2013017415474119,13.097110381012442,11.645928981324094]
["KEMS_1","HE",27,24.267592947497004,29.606244884800002,26.325824193398695]
["KEMS_1","HE",32,24.267592947497004,29.606244884800002,26.325824193398695]
["KEMS_1","HE",47,24.267592947497004,29.606244884800002,26.325824193398695]
["KINO_1","HE",33,37.39758110395389,41.628803252044484,37.016263293746988]
["KIBY_1","HE",28,46.177083393960693,34.232921978859807,30.439857845818306]
["KIBY_1","HE",43,46.177083393960693,34.232921978859807,30.439857845818306]
["KIBY_1","HE",50,46.177083393960693,34.232921978859807,30.439857845818306]
["KIBY_G","HE",37,6.7319501158720527,7.8936486343650722,7.0190193657232651]
["KIRKB1","HE",25,24.752701404464958,57.865551531129476,51.45395312340564]
["KIRKB1","HE",44,24.752701404464958,57.865551531129476,51.45395312340564]
["KITW_1","HE",28,175.31303835278462,223.77236012409921,198.97801409436431]
["KITW_1","HE",48,175.31303835278462,223.77236012409921,198.97801409436431]
["KNAR","HE",26,0,0,0]
["KNAR","HE",41,0,0,0]
["LACK_6","HE",33,34.380000000000003,46.484759216788248,41.334171340382184]
["LACK_6","HE",49,34.380000000000003,46.484759216788248,41.334171340382184]
["LALE1SG003","HE",37,49.098023891522885,51.639270570077286,45.917554346824595]
["LALE1SG003","HE",50,49.098023891522885,51.639270570077286,45.917554346824595]
["LAND1","HE",31,20.027609618958024,8.5703575610752818,7.6207478288902637]
["LAND1","HE",46,20.027609618958024,8.5703575610752818,7.6207478288902637]
["LEGA_1","HE",38,17.708267526804001,12.33651132364,10.969605552129876]
["LISD_1","HE",27,60.023993461490221,42.319203036514693,37.630165645086869]
["LISD_1","HE",46,60.023993461490221,42.319203036514693,37.630165645086869]
["LITT_C","HE",34,41.190799671490119,21.456211292179475,19.078827745031955]
["LITT_C","HE",35,41.190799671490119,21.456211292179475,19.078827745031955]
["LITT_J","HE",32,1.9389680762983583,2.0035765248446333,1.7815769462259801]
["LITT_J","HE",43,1.9389680762983583,2.0035765248446333,1.7815769462259801]
["LODR_6","HE",31,55.733305534426236,91.986356887107604,81.794117052801056]
["LODR_6","HE",50,55.733305534426236,91.986356887107604,81.794117052801056]
["LOUD_H","HE",36,9.3751072651224092,5.4042392161932398,4.8054406108630374]
["LOUD_H","HE",44,9.3751072651224092,5.4042392161932398,4.8054406108630374]
["LOVE_1","HE",32,134.94717679374907,81.381637708499909,72.364418223966439]
["MACC_3","HE",26,0,0,0]
["MACC_3","HE",40,0,0,0]
["MANN_1","HE",28,60.597107731390118,26.897072948998851,23.9168329697867]
["MANN_1","HE",33,60.597107731390118,26.897072948998851,23.9168329697867]
["MAGA_6","HE",31,115.62210913248458,1.842092601244447,1.6379857073066086]
["MAGA_6","HE",37,115.62210913248458,1.842092601244447,1.6379857073066086]
["MELK_1","HE",29,107.64649503059661,24.290331310809304,21.598922598119728]
["MELK_1","HE",44,107.64649503059661,24.290331310809304,21.598922598119728]
["MELK_1","HE",47,107.64649503059661,24.290331310809304,21.598922598119728]
["MILH_1","HE",38,34.264504765470164,29.394332198413139,26.137391781659925]
["MITY_1","HE",26,33.296862449098377,17.853347988970693,15.875167629330564]
["MITY_1","HE",38,33.296862449098377,17.853347988970693,15.875167629330564]
["NECE_1","HE",34,95.011272173787773,92.114064931608141,81.907674835650113]
["NECE_1","HE",49,95.011272173787773,92.114064931608141,81.907674835650113]
["NEEP_3","HE",27,4.3656281133212396,4.1561615080978767,3.6956519682686739]
["NEEP_3","HE",42,4.3656281133212396,4.1561615080978767,3.6956519682686739]
["NEWX_6","HE",31,97.152250541174027,89.194109663203506,79.31125541982361]
["NEWX_6","HE",50,97.152250541174027,89.194109663203506,79.31125541982361]
["NINF_1","HE",38,79.90015629535246,66.397149245033944,59.040235760024736]
["NINF_1","HE",47,79.90015629535246,66.397149245033944,59.040235760024736]
["NHYD_6","HE",32,31.678044017640484,35.62274359691105,31.675684939709111]
["NHYD_6","HE",47,31.678044017640484,35.62274359691105,31.675684939709111]
["NFLE","HE",37,105.84217383718709,63.705562194715512,56.646880987623639]
["NORT_1","HE",28,37.799999999999997,58.110709979542101,51.671947611985665]
["NORT_1","HE",33,37.799999999999997,58.110709979542101,51.671947611985665]
["NORT_1","HE",48,37.799999999999997,58.110709979542101,51.671947611985665]
["NORL_3","HE",41,3.0586454041054223,2.7051106218597267,2.4053799099438087]
["NORM_1","HE",29,119.67953018175601,70.80036482440002,62.955567801594739]
["NORM_1","HE",44,119.67953018175601,70.80036482440002,62.955567801594739]
["NURS_1","HE",32,88.572945496110819,41.738255896087701,37.113588404573989]
["NURS_1","HE",46,88.572945496110819,41.738255896087701,37.113588404573989]
["OCKH_1","HE",26,1.2979693411430329,16.260509402379132,14.45881818135989]
["OCKH_1","HE",45,1.2979693411430329,16.260509402379132,14.45881818135989]
["OFFE_3","HE",36,0,3.9773581850668691,3.536660347898525]
["OFFE_3","HE",49,0,3.9773581850668691,3.536660347898525]
["OLDB_1","HE",41,15.093838477119911,24.218719692519951,21.535245665073141]
["OLDB_1","HE",42,15.093838477119911,24.218719692519951,21.535245665073141]
["ORMO","HE",41,0,0,0]
["ORMO","HE",50,0,0,0]
["OSBA_1","HE",38,0.1149917715274652,1.8682690516167979,1.6612617638680245]
["PADIB1","HE",30,2.483024047397,0,0]
["PADIB1","HE",45,2.483024047397,0,0]
["PADIB1","HE",47,2.483024047397,0,0]
["PELH_1","HE",39,12.223644930119363,16.359005173877488,14.546400459164737]
["PEMB_1","HE",27,13.320749401361395,26.151636132380133,23.253991780100183]
["PEMB_1","HE",35,13.320749401361395,26.151636132380133,23.253991780100183]
["PENN_1","HE",35,30.19997,60.399940000000001,53.707527176071686]
["PENN_1","HE",50,30.19997,60.399940000000001,53.707527176071686]
["PENT_1","HE",25,22.786324706319999,0,0]
["PENT_1","HE",44,22.786324706319999,0,0]
["PENE_1","HE",32,19.353274310849557,2.2708458805123675,2.0192324171230704]
["PENW_1","HE",24,12.949953678616366,0.5715532172800426,0.50822417952135535]
["PENW_1","HE",29,12.949953678616366,0.5715532172800426,0.50822417952135535]
["PENW_1","HE",45,12.949953678616366,0.5715532172800426,0.50822417952135535]
["PERI_H","HE",33,0.35666984133116825,2.5637267542646303,2.279661607721625]
["PERI_H","HE",48,0.35666984133116825,2.5637267542646303,2.279661607721625]
["PITS_3","HE",34,2.8945373141543813,3.6056415961069175,3.2061305691708761]
["POPP_3","HE",29,0,0,0]
["POPP_3","HE",34,0,0,0]
["PYLE_1","HE",24,21.349310607450469,1.1387963616185537,1.0126158492813078]
["PYLE_1","HE",38,21.349310607450469,1.1387963616185537,1.0126158492813078]
["RAIN_1","HE",30,65.77560883312951,43.008399039840498,38.242997596215645]
["RAIN_1","HE",45,65.77560883312951,43.008399039840498,38.242997596215645]
["RASS_1","HE",28,11.466981258445813,28.080107556192921,24.968785394178326]
["RASS_1","HE",39,11.466981258445813,28.080107556192921,24.968785394178326]
["RATS_1","HE",27,72.843369339992009,29.522768535967071,26.251597161492636]
["RATS_1","HE",46,72.843369339992009,29.522768535967071,26.251597161492636]
["RAYL_1","HE",33,106.69862509963501,99.88304295667001,88.815837300899474]
["RAYL_1","HE",50,106.69862509963501,99.88304295667001,88.815837300899474]
["REBR_3","HE",28,18.981402380513021,29.529861340149189,26.257904071290323]
["REBR_3","HE",50,18.981402380513021,29.529861340149189,26.257904071290323]
["RICH_J","HE",32,17.264582731173359,14.544557849497776,12.932996886517579]
["RRIG","HE",24,0,0,0]
["RRIG","HE",39,0,0,0]
["ROCH_1","HE",28,6.3345099423646047,21.560534498084294,19.171591767913899]
["ROCH_1","HE",33,6.3345099423646047,21.560534498084294,19.171591767913899]
["ROCH_1","HE",48,6.3345099423646047,21.560534498084294,19.171591767913899]
["RUGEB1","HE",40,53.074558356764115,33.829107688521944,30.080786843886731]
["RYEH_1","HE",32,10.304228107734,105.34717936038001,93.674538392258469]
["RYEH_1","HE",48,10.304228107734,105.34717936038001,93.674538392258469]
["RYEH_1","HE",49,10.304228107734,105.34717936038001,93.674538392258469]
["SALT_1","HE",37,8.064780102532028,9.8509940561263996,8.7594876912250115]
["SALH_1","HE",37,21,29.907655038267759,26.5938376054735]
["SALH_1","HE",45,21,29.907655038267759,26.5938376054735]
["SEAB1","HE",33,5.8879871854399486,1.6103624077924932,1.4319316009227752]
["SEAB1","HE",39,5.8879871854399486,1.6103624077924932,1.4319316009227752]
["SELL_1","HE",27,64.996967438579006,95.117902657271003,84.578682394325625]
["SELL_1","HE",46,64.996967438579006,95.117902657271003,84.578682394325625]
["SHEC_3","HE",34,4.0432939438116682,4.3425995613599904,3.8614323781867776]
["SHEC_3","HE",43,4.0432939438116682,4.3425995613599904,3.8614323781867776]
["SALL1","HE",42,2.5519949999999998,2.5519949999999998,2.2692297511503994]
["SHRW_1","HE",30,9.4913616660889559,2.9973121301349659,2.665205009879033]
["SHRW_1","HE",35,9.4913616660889559,2.9973121301349659,2.665205009879033]
["SHRW_1","HE",48,9.4913616660889559,2.9973121301349659,2.665205009879033]
["SKLGB1","HE",39,78.976834434823331,158.6601109528124,141.0803093638292]
["SMAN_1","HE",31,100.88599675065029,198.9859120719259,176.93794530687234]
["SMAN_1","HE",38,100.88599675065029,198.9859120719259,176.93794530687234]
["SSHI_3","HE",35,0,2.9799015869309775,2.6497235835352591]
["SSHI_3","HE",40,0,2.9799015869309775,2.6497235835352591]
["SPEN_1","HE",28,7.21,14.42,12.822240251876968]
["SPEN_1","HE",43,7.21,14.42,12.822240251876968]
["SJOW_1","HE",36,108.6099658893711,188.41995898322159,167.54271722133643]
["SASA","HE",24,0,0,0]
["SASA","HE",29,0,0,0]
["SASA","HE",47,0,0,0]
["STAL_1","HE",33,5.2066702178390001,3.0873220591299995,2.7452416905051571]
["STAH_1","HE",25,14.594845390865091,1.9443911653975896,1.7289494220773189]
["STAH_1","HE",37,14.594845390865091,1.9443911653975896,1.7289494220773189]
["STAH_1","HE",46,14.594845390865091,1.9443911653975896,1.7289494220773189]
["STAY_1","HE",34,46.978124824006997,30.618348841100001,27.225785364518927]
["STAY_1","HE",49,46.978124824006997,30.618348841100001,27.225785364518927]
["STEN_1","HE",42,13.477041640026929,18.305256207688156,16.277003673171972]
["STES_1","HE",30,16.620040128483073,19.327809664909839,17.18625652330261]
["STES_1","HE",35,16.620040128483073,19.327809664909839,17.18625652330261]
["STES_1","HE",50,16.620040128483073,19.327809664909839,17.18625652330261]
["SBAR","HE",46,32.675248546838027,10.85577906400993,9.6529408654668103]
["SUND_1","HE",31,91.016383810619573,96.40746317015298,85.725357478618719]
["SUND_1","HE",46,91.016383810619573,96.40746317015298,85.725357478618719]
["SWAN_1","HE",34,36.519055360217969,73.635467199251508,65.476536164216981]
["TAUN1","HE",24,0,0,0]
["TAUN1","HE",28,0,0,0]
["TAUN1","HE",47,0,0,0]
["TEMP_3","HE",41,0.54349776026796359,0.43091814197375361,0.38317170216920232]
["THOM_6","HE",24,5.2289523618534998E-2,1.1393255600632026,1.0130864116667591]
["THOM_6","HE",29,5.2289523618534998E-2,1.1393255600632026,1.0130864116667591]
["THOM_6","HE",44,5.2289523618534998E-2,1.1393255600632026,1.0130864116667591]
["THUR_6","HE",31,7.6101450458299906,9.6244247872668556,8.5580226704892848]
["TILBB_1","HE",25,18.850212236582003,11.2690035,10.020379353414871]
["TILBB_1","HE",40,18.850212236582003,11.2690035,10.020379353414871]
["TOTT_1","HE",32,101.30866650043504,122.7165775034813,109.11937861565309]
["TOTT_1","HE",35,101.30866650043504,122.7165775034813,109.11937861565309]
["TOTT_1","HE",49,101.30866650043504,122.7165775034813,109.11937861565309]
["TRAW_1","HE",41,0.91560854766200017,0,0]
["TYNE_1","HE",25,33.622,46.150054872586807,41.036552788738788]
["TYNE_1","HE",49,33.622,46.150054872586807,41.036552788738788]
["TYNE_2","HE",37,0,0.46032622003971418,0.40932131675364752]
["TYNE_2","HE",38,0,0.46032622003971418,0.40932131675364752]
["UPPB_1","HE",30,30.304008463030009,9.6149055055750985,8.5495581408861643]
["UPPB_1","HE",46,30.304008463030009,9.6149055055750985,8.5495581408861643]
["UPPB_3","HE",34,12.857365244475615,3.0832268547086001,2.741600241477991]
["USKM_1","HE",26,48.109699338441501,17.057369719490246,15.167385062995505]
["USKM_1","HE",34,48.109699338441501,17.057369719490246,15.167385062995505]
["USKM_1","HE",47,48.109699338441501,17.057369719490246,15.167385062995505]
["WALH_1","HE",35,63.06675680131,63.1185267842,56.124890067374743]
["WABO","HE",24,0,0,0]
["WABO","HE",43,0,0,0]
["WALP_1","HE",31,58.643403290474097,28.116871705994409,25.001476015635376]
["WALP_1","HE",36,58.643403290474097,28.116871705994409,25.001476015635376]
["WALP_B","HE",29,24.936243982043926,9.8311014458755892,8.7417992149508894]
["WALP_B","HE",40,24.936243982043926,9.8311014458755892,8.7417992149508894]
["WARL_1","HE",32,76.930332359299996,109.11116,97.021463778154512]
["WARL_1","HE",47,76.930332359299996,109.11116,97.021463778154512]
["WASF_1","HE",33,26.101078297290858,18.905373237570597,16.810626747817981]
["WASF_1","HE",41,26.101078297290858,18.905373237570597,16.810626747817981]
["WATFS_1","HE",29,64.692183008234522,54.772289552213643,48.703429666009299]
["WBOL_6","HE",24,0,16.261036191110378,14.459286601032151]
["WBOL_6","HE",37,0,16.261036191110378,14.459286601032151]
["WBUR_1","HE",25,11.713147705034,2.390258094900001,2.1254135614980272]
["WBUR_1","HE",30,11.713147705034,2.390258094900001,2.1254135614980272]
["WHAM_1","HE",28,65.458138297538227,126.66620962809034,112.63138499625423]
["WHAM_1","HE",34,65.458138297538227,126.66620962809034,112.63138499625423]
["WMEL_1","HE",26,37.361097701435739,37.174466837470952,33.055474689700802]
["WMEL_1","HE",41,37.361097701435739,37.174466837470952,33.055474689700802]
["WMEL_1","HE",45,37.361097701435739,37.174466837470952,33.055474689700802]
["WTHU31","HE",35,4.2863046843254757,8.821840523145605,7.8443660645989555]
["WTHU31","HE",50,4.2863046843254757,8.821840523145605,7.8443660645989555]
["WWEY_1","HE",42,84.41160047735589,50.475390862674068,44.882634427781021]
["WWEY_1","HE",49,84.41160047735589,50.475390862674068,44.882634427781021]
["WHGA_1","HE",36,52.530422532396464,86.914705830964436,77.284413286119147]
["WIEN_1","HE",24,20.830030321943273,37.652996715917176,33.480982669530128]
["WIEN_1","HE",39,20.830030321943273,37.652996715917176,33.480982669530128]
["WISD_1","HE",32,19.636728447933539,52.720718898487561,46.879176419422883]
["WISD_1","HE",47,19.636728447933539,52.720718898487561,46.879176419422883]
["WISD_6","HE",35,7.9814312507595941,13.783881072758586,12.256604349390445]
["WISD_6","HE",44,7.9814312507595941,13.783881072758586,12.256604349390445]
["WILL_1","HE",29,47.491873811304018,47.049542926911926,41.83637608528872]
["WILL_1","HE",48,47.491873811304018,47.049542926911926,41.83637608528872]
["WIMBN1","HE",36,24.776196560097965,28.348644015736966,25.207567571755455]
["WIMBN1","HE",48,24.776196560097965,28.348644015736966,25.207567571755455]
["WIMBS1","HE",44,118.11884833900905,111.46989020654949,99.118842793254174]
["WIMBS1","HE",45,118.11884833900905,111.46989020654949,99.118842793254174]
["WIBA_3","HE",39,0.81645753841629864,2.2847455772404324,2.0315920045624236]
["WYLF_1","HE",26,37.058617976939992,44.378970151791997,39.461707171785982]
["WYLF_1","HE",41,37.058617976939992,44.378970151791997,39.461707171785982]
["WYMOM_1","HE",33,53.72634687815065,50.512788231462523,44.915888106518445]
["WYMOM_1","HE",43,53.72634687815065,50.512788231462523,44.915888106518445]
["WYMOM_1","HE",50,53.72634687815065,50.512788231462523,44.915888106518445]
["ISLI_1","HE",42,60.131885131610169,75.261672462782514,66.92255520637103]
["AXMI_H","HE",30,8.2938426987865927,4.3672110949077414,3.8833169132850016]
["AXMI_H","HE",48,8.2938426987865927,4.3672110949077414,3.8833169132850016]
["ECLA_H","HE",38,1.9584012052289974,8.3565692176071806,7.4306475859638565]
["SAFO_1","HE",26,4.5162491359800514,1.7614138896045071,1.5662463297851654]
["SAFO_1","HE",38,4.5162491359800514,1.7614138896045071,1.5662463297851654]
["SAFO_1","HE",47,4.5162491359800514,1.7614138896045071,1.5662463297851654]
["WESA_H","HE",35,8.1313219807324018,10.43104150003688,9.2752649230771134]
["SBAR","HE",39,27.790458618003012,10.85577906400993,9.6529408654668103]
["SUND_1","HE",27,97.816487300698526,96.40746317015298,85.725357478618719]
["SUND_1","HE",33,97.816487300698526,96.40746317015298,85.725357478618719]
["SUND_1","HE",48,97.816487300698526,96.40746317015298,85.725357478618719]
["SWAN_1","HE",36,37.36859127666429,73.635467199251508,65.476536164216981]
["TAUN1","HE",32,0,0,0]
["TAUN1","HE",44,0,0,0]
["TAUN1","HE",49,0,0,0]
["TEMP_3","HE",37,0.52403185396420993,0.43091814197375361,0.38317170216920232]
["TEMP_3","HE",48,0.52403185396420993,0.43091814197375361,0.38317170216920232]
["THOM_6","HE",45,5.3715456515937968E-2,1.1393255600632026,1.0130864116667591]
["THUR_6","HE",33,7.3626345835298075,9.6244247872668556,8.5580226704892848]
["THUR_6","HE",38,7.3626345835298075,9.6244247872668556,8.5580226704892848]
["TILBB_1","HE",27,18.850212236582003,11.2690035,10.020379353414871]
["TILBB_1","HE",42,18.850212236582003,11.2690035,10.020379353414871]
["TOTT_1","HE",34,101.54842452171332,122.7165775034813,109.11937861565309]
["TOTT_1","HE",43,101.54842452171332,122.7165775034813,109.11937861565309]
["TRAW_1","HE",38,0.91560854766200017,0,0]
["TRAW_1","HE",43,0.91560854766200017,0,0]
["TYNE_1","HE",31,33.622,46.150054872586807,41.036552788738788]
["TYNE_1","HE",48,33.622,46.150054872586807,41.036552788738788]
["TYNE_2","HE",39,0,0.46032622003971418,0.40932131675364752]
["UPPB_1","HE",27,28.574301956604771,9.6149055055750985,8.5495581408861643]
["UPPB_1","HE",38,28.574301956604771,9.6149055055750985,8.5495581408861643]
["UPPB_1","HE",48,28.574301956604771,9.6149055055750985,8.5495581408861643]
["UPPB_3","HE",36,13.033948084280718,3.0832268547086001,2.741600241477991]
["USKM_1","HE",28,51.262994875690893,17.057369719490246,15.167385062995505]
["USKM_1","HE",42,51.262994875690893,17.057369719490246,15.167385062995505]
["WALH_1","HE",36,63.06675680131,63.1185267842,56.124890067374743]
["WALH_1","HE",37,63.06675680131,63.1185267842,56.124890067374743]
["WABO","HE",25,2.4465802188817505,0,0]
["WABO","HE",47,2.4465802188817505,0,0]
["WALP_1","HE",33,60.09045220302891,28.116871705994409,25.001476015635376]
["WALP_1","HE",48,60.09045220302891,28.116871705994409,25.001476015635376]
["WALP_B","HE",37,23.489195069489114,9.8311014458755892,8.7417992149508894]
["WALP_B","HE",42,23.489195069489114,9.8311014458755892,8.7417992149508894]
["WARL_1","HE",34,76.930332359299996,109.11116,97.021463778154512]
["WARL_1","HE",49,76.930332359299996,109.11116,97.021463778154512]
["WASF_1","HE",41,17.016931816531518,18.905373237570597,16.810626747817981]
["WATFS_1","HE",30,64.32699719700372,54.772289552213643,48.703429666009299]
["WATFS_1","HE",45,64.32699719700372,54.772289552213643,48.703429666009299]
["WATFS_1","HE",50,64.32699719700372,54.772289552213643,48.703429666009299]
["WBOL_6","HE",46,0,16.261036191110378,14.459286601032151]
["WBUR_1","HE",27,11.713147705034,2.390258094900001,2.1254135614980272]
["WBUR_1","HE",46,11.713147705034,2.390258094900001,2.1254135614980272]
["WHAM_1","HE",36,67.519642494412565,126.66620962809034,112.63138499625423]
["WHAM_1","HE",37,67.519642494412565,126.66620962809034,112.63138499625423]
["WHAM_1","HE",38,67.519642494412565,126.66620962809034,112.63138499625423]
["WHAM_1","HE",39,67.519642494412565,126.66620962809034,112.63138499625423]
["WHAM_1","HE",40,67.519642494412565,126.66620962809034,112.63138499625423]
["WHAM_1","HE",41,67.519642494412565,126.66620962809034,112.63138499625423]
["WHAM_1","HE",42,67.519642494412565,126.66620962809034,112.63138499625423]
["WHAM_1","HE",43,67.519642494412565,126.66620962809034,112.63138499625423]
["WHAM_1","HE",44,67.519642494412565,126.66620962809034,112.63138499625423]
["WHAM_1","HE",45,67.519642494412565,126.66620962809034,112.63138499625423]
["WHAM_1","HE",46,67.519642494412565,126.66620962809034,112.63138499625423]
["WHAM_1","HE",47,67.519642494412565,126.66620962809034,112.63138499625423]
["WHAM_1","HE",48,67.519642494412565,126.66620962809034,112.63138499625423]
["WHAM_1","HE",49,67.519642494412565,126.66620962809034,112.63138499625423]
["WHAM_1","HE",50,67.519642494412565,126.66620962809034,112.63138499625423]
["WMEL_1","HE",24,36.976138153667478,37.174466837470952,33.055474689700802]
["WMEL_1","HE",25,36.976138153667478,37.174466837470952,33.055474689700802]
["WMEL_1","HE",26,36.976138153667478,37.174466837470952,33.055474689700802]
["WMEL_1","HE",27,36.976138153667478,37.174466837470952,33.055474689700802]
["WMEL_1","HE",28,36.976138153667478,37.174466837470952,33.055474689700802]
["WMEL_1","HE",29,36.976138153667478,37.174466837470952,33.055474689700802]
["WMEL_1","HE",30,36.976138153667478,37.174466837470952,33.055474689700802]
["WMEL_1","HE",31,36.976138153667478,37.174466837470952,33.055474689700802]
["WMEL_1","HE",32,36.976138153667478,37.174466837470952,33.055474689700802]
["WMEL_1","HE",33,36.976138153667478,37.174466837470952,33.055474689700802]
["WMEL_1","HE",34,36.976138153667478,37.174466837470952,33.055474689700802]
["WMEL_1","HE",35,36.976138153667478,37.174466837470952,33.055474689700802]
["WMEL_1","HE",36,36.976138153667478,37.174466837470952,33.055474689700802]
["WMEL_1","HE",37,36.976138153667478,37.174466837470952,33.055474689700802]
["WMEL_1","HE",38,36.976138153667478,37.174466837470952,33.055474689700802]
["WMEL_1","HE",39,36.976138153667478,37.174466837470952,33.055474689700802]
["WMEL_1","HE",40,36.976138153667478,37.174466837470952,33.055474689700802]
["WMEL_1","HE",41,36.976138153667478,37.174466837470952,33.055474689700802]
["WMEL_1","HE",42,36.976138153667478,37.174466837470952,33.055474689700802]
["WMEL_1","HE",43,36.976138153667478,37.174466837470952,33.055474689700802]
["WMEL_1","HE",44,36.976138153667478,37.174466837470952,33.055474689700802]
["WMEL_1","HE",45,36.976138153667478,37.174466837470952,33.055474689700802]
["WMEL_1","HE",46,36.976138153667478,37.174466837470952,33.055474689700802]
["WMEL_1","HE",47,36.976138153667478,37.174466837470952,33.055474689700802]
["WMEL_1","HE",48,36.976138153667478,37.174466837470952,33.055474689700802]
["WMEL_1","HE",49,36.976138153667478,37.174466837470952,33.055474689700802]
["WMEL_1","HE",50,36.976138153667478,37.174466837470952,33.055474689700802]
["WTHU31","HE",24,4.8661721565511744,8.821840523145605,7.8443660645989555]
["WTHU31","HE",25,4.8661721565511744,8.821840523145605,7.8443660645989555]
["WTHU31","HE",26,4.8661721565511744,8.821840523145605,7.8443660645989555]
["WTHU31","HE",27,4.8661721565511744,8.821840523145605,7.8443660645989555]
["WTHU31","HE",28,4.8661721565511744,8.821840523145605,7.8443660645989555]
["WTHU31","HE",29,4.8661721565511744,8.821840523145605,7.8443660645989555]
["WTHU31","HE",30,4.8661721565511744,8.821840523145605,7.8443660645989555]
["WTHU31","HE",31,4.8661721565511744,8.821840523145605,7.8443660645989555]
["WTHU31","HE",32,4.8661721565511744,8.821840523145605,7.8443660645989555]
["WTHU31","HE",33,4.8661721565511744,8.821840523145605,7.8443660645989555]
["WTHU31","HE",34,4.8661721565511744,8.821840523145605,7.8443660645989555]
["WTHU31","HE",35,4.8661721565511744,8.821840523145605,7.8443660645989555]
["WTHU31","HE",36,4.8661721565511744,8.821840523145605,7.8443660645989555]
["WTHU31","HE",37,4.8661721565511744,8.821840523145605,7.8443660645989555]
["WTHU31","HE",38,4.8661721565511744,8.821840523145605,7.8443660645989555]
["WTHU31","HE",39,4.8661721565511744,8.821840523145605,7.8443660645989555]
["WTHU31","HE",40,4.8661721565511744,8.821840523145605,7.8443660645989555]
["WTHU31","HE",41,4.8661721565511744,8.821840523145605,7.8443660645989555]
["WTHU31","HE",42,4.8661721565511744,8.821840523145605,7.8443660645989555]
["WTHU31","HE",43,4.8661721565511744,8.821840523145605,7.8443660645989555]
["WTHU31","HE",44,4.8661721565511744,8.821840523145605,7.8443660645989555]
["WTHU31","HE",45,4.8661721565511744,8.821840523145605,7.8443660645989555]
["WTHU31","HE",46,4.8661721565511744,8.821840523145605,7.8443660645989555]
["WTHU31","HE",47,4.8661721565511744,8.821840523145605,7.8443660645989555]
["WTHU31","HE",48,4.8661721565511744,8.821840523145605,7.8443660645989555]
["WTHU31","HE",49,4.8661721565511744,8.821840523145605,7.8443660645989555]
["WTHU31","HE",50,4.8661721565511744,8.821840523145605,7.8443660645989555]
["WWEY_1","HE",24,113.99776036770479,50.475390862674068,44.882634427781021]
["WWEY_1","HE",25,113.99776036770479,50.475390862674068,44.882634427781021]
["WWEY_1","HE",26,113.99776036770479,50.475390862674068,44.882634427781021]
["WWEY_1","HE",27,113.99776036770479,50.475390862674068,44.882634427781021]
["WWEY_1","HE",28,113.99776036770479,50.475390862674068,44.882634427781021]
["WWEY_1","HE",29,113.99776036770479,50.475390862674068,44.882634427781021]
["WWEY_1","HE",30,113.99776036770479,50.475390862674068,44.882634427781021]
["WWEY_1","HE",31,113.99776036770479,50.475390862674068,44.882634427781021]
["WWEY_1","HE",32,113.99776036770479,50.475390862674068,44.882634427781021]
["WWEY_1","HE",33,113.99776036770479,50.475390862674068,44.882634427781021]
["WWEY_1","HE",34,113.99776036770479,50.475390862674068,44.882634427781021]
["WWEY_1","HE",35,113.99776036770479,50.475390862674068,44.882634427781021]
["WWEY_1","HE",36,113.99776036770479,50.475390862674068,44.882634427781021]
["WWEY_1","HE",37,113.99776036770479,50.475390862674068,44.882634427781021]
["WWEY_1","HE",38,113.99776036770479,50.475390862674068,44.882634427781021]
["WWEY_1","HE",39,113.99776036770479,50.475390862674068,44.882634427781021]
["WWEY_1","HE",40,113.99776036770479,50.475390862674068,44.882634427781021]
["WWEY_1","HE",41,113.99776036770479,50.475390862674068,44.882634427781021]
["WWEY_1","HE",42,113.99776036770479,50.475390862674068,44.882634427781021]
["WWEY_1","HE",43,113.99776036770479,50.475390862674068,44.882634427781021]
["WWEY_1","HE",44,113.99776036770479,50.475390862674068,44.882634427781021]
["WWEY_1","HE",45,113.99776036770479,50.475390862674068,44.882634427781021]
["WWEY_1","HE",46,113.99776036770479,50.475390862674068,44.882634427781021]
["WWEY_1","HE",47,113.99776036770479,50.475390862674068,44.882634427781021]
["WWEY_1","HE",48,113.99776036770479,50.475390862674068,44.882634427781021]
["WWEY_1","HE",49,113.99776036770479,50.475390862674068,44.882634427781021]
["WWEY_1","HE",50,113.99776036770479,50.475390862674068,44.882634427781021]
["WHGA_1","HE",24,51.794167570558621,86.914705830964436,77.284413286119147]
["WHGA_1","HE",25,51.794167570558621,86.914705830964436,77.284413286119147]
["WHGA_1","HE",26,51.794167570558621,86.914705830964436,77.284413286119147]
["WHGA_1","HE",27,51.794167570558621,86.914705830964436,77.284413286119147]
["WHGA_1","HE",28,51.794167570558621,86.914705830964436,77.284413286119147]
["WHGA_1","HE",29,51.794167570558621,86.914705830964436,77.284413286119147]
["WHGA_1","HE",30,51.794167570558621,86.914705830964436,77.284413286119147]
["WHGA_1","HE",31,51.794167570558621,86.914705830964436,77.284413286119147]
["WHGA_1","HE",32,51.794167570558621,86.914705830964436,77.284413286119147]
["WHGA_1","HE",33,51.794167570558621,86.914705830964436,77.284413286119147]
["WHGA_1","HE",34,51.794167570558621,86.914705830964436,77.284413286119147]
["WHGA_1","HE",35,51.794167570558621,86.914705830964436,77.284413286119147]
["WHGA_1","HE",36,51.794167570558621,86.914705830964436,77.284413286119147]
["WHGA_1","HE",37,51.794167570558621,86.914705830964436,77.284413286119147]
["WHGA_1","HE",38,51.794167570558621,86.914705830964436,77.284413286119147]
["WHGA_1","HE",39,51.794167570558621,86.914705830964436,77.284413286119147]
["WHGA_1","HE",40,51.794167570558621,86.914705830964436,77.284413286119147]
["WHGA_1","HE",41,51.794167570558621,86.914705830964436,77.284413286119147]
["WHGA_1","HE",42,51.794167570558621,86.914705830964436,77.284413286119147]
["WHGA_1","HE",43,51.794167570558621,86.914705830964436,77.284413286119147]
["WHGA_1","HE",44,51.794167570558621,86.914705830964436,77.284413286119147]
["WHGA_1","HE",45,51.794167570558621,86.914705830964436,77.284413286119147]
["WHGA_1","HE",46,51.794167570558621,86.914705830964436,77.284413286119147]
["WHGA_1","HE",47,51.794167570558621,86.914705830964436,77.284413286119147]
["WHGA_1","HE",48,51.794167570558621,86.914705830964436,77.284413286119147]
["WHGA_1","HE",49,51.794167570558621,86.914705830964436,77.284413286119147]
["WHGA_1","HE",50,51.794167570558621,86.914705830964436,77.284413286119147]
["WIEN_1","HE",24,20.326914832810328,37.652996715917176,33.480982669530128]
["WIEN_1","HE",25,20.326914832810328,37.652996715917176,33.480982669530128]
["WIEN_1","HE",26,20.326914832810328,37.652996715917176,33.480982669530128]
["WIEN_1","HE",27,20.326914832810328,37.652996715917176,33.480982669530128]
["WIEN_1","HE",28,20.326914832810328,37.652996715917176,33.480982669530128]
["WIEN_1","HE",29,20.326914832810328,37.652996715917176,33.480982669530128]
["WIEN_1","HE",30,20.326914832810328,37.652996715917176,33.480982669530128]
["WIEN_1","HE",31,20.326914832810328,37.652996715917176,33.480982669530128]
["WIEN_1","HE",32,20.326914832810328,37.652996715917176,33.480982669530128]
["WIEN_1","HE",33,20.326914832810328,37.652996715917176,33.480982669530128]
["WIEN_1","HE",34,20.326914832810328,37.652996715917176,33.480982669530128]
["WIEN_1","HE",35,20.326914832810328,37.652996715917176,33.480982669530128]
["WIEN_1","HE",36,20.326914832810328,37.652996715917176,33.480982669530128]
["WIEN_1","HE",37,20.326914832810328,37.652996715917176,33.480982669530128]
["WIEN_1","HE",38,20.326914832810328,37.652996715917176,33.480982669530128]
["WIEN_1","HE",39,20.326914832810328,37.652996715917176,33.480982669530128]
["WIEN_1","HE",40,20.326914832810328,37.652996715917176,33.480982669530128]
["WIEN_1","HE",41,20.326914832810328,37.652996715917176,33.480982669530128]
["WIEN_1","HE",42,20.326914832810328,37.652996715917176,33.480982669530128]
["WIEN_1","HE",43,20.326914832810328,37.652996715917176,33.480982669530128]
["WIEN_1","HE",44,20.326914832810328,37.652996715917176,33.480982669530128]
["WIEN_1","HE",45,20.326914832810328,37.652996715917176,33.480982669530128]
["WIEN_1","HE",46,20.326914832810328,37.652996715917176,33.480982669530128]
["WIEN_1","HE",47,20.326914832810328,37.652996715917176,33.480982669530128]
["WIEN_1","HE",48,20.326914832810328,37.652996715917176,33.480982669530128]
["WIEN_1","HE",49,20.326914832810328,37.652996715917176,33.480982669530128]
["WIEN_1","HE",50,20.326914832810328,37.652996715917176,33.480982669530128]
["WISD_1","HE",24,19.569816876200406,52.720718898487561,46.879176419422883]
["WISD_1","HE",25,19.569816876200406,52.720718898487561,46.879176419422883]
["WISD_1","HE",26,19.569816876200406,52.720718898487561,46.879176419422883]
["WISD_1","HE",27,19.569816876200406,52.720718898487561,46.879176419422883]
["WISD_1","HE",28,19.569816876200406,52.720718898487561,46.879176419422883]
["WISD_1","HE",29,19.569816876200406,52.720718898487561,46.879176419422883]
["WISD_1","HE",30,19.569816876200406,52.720718898487561,46.879176419422883]
["WISD_1","HE",31,19.569816876200406,52.720718898487561,46.879176419422883]
["WISD_1","HE",32,19.569816876200406,52.720718898487561,46.879176419422883]
["WISD_1","HE",33,19.569816876200406,52.720718898487561,46.879176419422883]
["WISD_1","HE",34,19.569816876200406,52.720718898487561,46.879176419422883]
["WISD_1","HE",35,19.569816876200406,52.720718898487561,46.879176419422883]
["WISD_1","HE",36,19.569816876200406,52.720718898487561,46.879176419422883]
["WISD_1","HE",37,19.569816876200406,52.720718898487561,46.879176419422883]
["WISD_1","HE",38,19.569816876200406,52.720718898487561,46.879176419422883]
["WISD_1","HE",39,19.569816876200406,52.720718898487561,46.879176419422883]
["WISD_1","HE",40,19.569816876200406,52.720718898487561,46.879176419422883]
["WISD_1","HE",41,19.569816876200406,52.720718898487561,46.879176419422883]
["WISD_1","HE",42,19.569816876200406,52.720718898487561,46.879176419422883]
["WISD_1","HE",43,19.569816876200406,52.720718898487561,46.879176419422883]
["WISD_1","HE",44,19.569816876200406,52.720718898487561,46.879176419422883]
["WISD_1","HE",45,19.569816876200406,52.720718898487561,46.879176419422883]
["WISD_1","HE",46,19.569816876200406,52.720718898487561,46.879176419422883]
["WISD_1","HE",47,19.569816876200406,52.720718898487561,46.879176419422883]
["WISD_1","HE",48,19.569816876200406,52.720718898487561,46.879176419422883]
["WISD_1","HE",49,19.569816876200406,52.720718898487561,46.879176419422883]
["WISD_1","HE",50,19.569816876200406,52.720718898487561,46.879176419422883]
["WISD_6","HE",24,7.7633865574550693,13.783881072758586,12.256604349390445]
["WISD_6","HE",25,7.7633865574550693,13.783881072758586,12.256604349390445]
["WISD_6","HE",26,7.7633865574550693,13.783881072758586,12.256604349390445]
["WISD_6","HE",27,7.7633865574550693,13.783881072758586,12.256604349390445]
["WISD_6","HE",28,7.7633865574550693,13.783881072758586,12.256604349390445]
["WISD_6","HE",29,7.7633865574550693,13.783881072758586,12.256604349390445]
["WISD_6","HE",30,7.7633865574550693,13.783881072758586,12.256604349390445]
["WISD_6","HE",31,7.7633865574550693,13.783881072758586,12.256604349390445]
["WISD_6","HE",32,7.7633865574550693,13.783881072758586,12.256604349390445]
["WISD_6","HE",33,7.7633865574550693,13.783881072758586,12.256604349390445]
["WISD_6","HE",34,7.7633865574550693,13.783881072758586,12.256604349390445]
["WISD_6","HE",35,7.7633865574550693,13.783881072758586,12.256604349390445]
["WISD_6","HE",36,7.7633865574550693,13.783881072758586,12.256604349390445]
["WISD_6","HE",37,7.7633865574550693,13.783881072758586,12.256604349390445]
["WISD_6","HE",38,7.7633865574550693,13.783881072758586,12.256604349390445]
["WISD_6","HE",39,7.7633865574550693,13.783881072758586,12.256604349390445]
["WISD_6","HE",40,7.7633865574550693,13.783881072758586,12.256604349390445]
["WISD_6","HE",41,7.7633865574550693,13.783881072758586,12.256604349390445]
["WISD_6","HE",42,7.7633865574550693,13.783881072758586,12.256604349390445]
["WISD_6","HE",43,7.7633865574550693,13.783881072758586,12.256604349390445]
["WISD_6","HE",44,7.7633865574550693,13.783881072758586,12.256604349390445]
["WISD_6","HE",45,7.7633865574550693,13.783881072758586,12.256604349390445]
["WISD_6","HE",46,7.7633865574550693,13.783881072758586,12.256604349390445]
["WISD_6","HE",47,7.7633865574550693,13.783881072758586,12.256604349390445]
["WISD_6","HE",48,7.7633865574550693,13.783881072758586,12.256604349390445]
["WISD_6","HE",49,7.7633865574550693,13.783881072758586,12.256604349390445]
["WISD_6","HE",50,7.7633865574550693,13.783881072758586,12.256604349390445]
["WILL_1","HE",24,39.451829935876951,47.049542926911926,41.83637608528872]
["WILL_1","HE",25,39.451829935876951,47.049542926911926,41.83637608528872]
["WILL_1","HE",26,39.451829935876951,47.049542926911926,41.83637608528872]
["WILL_1","HE",27,39.451829935876951,47.049542926911926,41.83637608528872]
["WILL_1","HE",28,39.451829935876951,47.049542926911926,41.83637608528872]
["WILL_1","HE",29,39.451829935876951,47.049542926911926,41.83637608528872]
["WILL_1","HE",30,39.451829935876951,47.049542926911926,41.83637608528872]
["WILL_1","HE",31,39.451829935876951,47.049542926911926,41.83637608528872]
["WILL_1","HE",32,39.451829935876951,47.049542926911926,41.83637608528872]
["WILL_1","HE",33,39.451829935876951,47.049542926911926,41.83637608528872]
["WILL_1","HE",34,39.451829935876951,47.049542926911926,41.83637608528872]
["WILL_1","HE",35,39.451829935876951,47.049542926911926,41.83637608528872]
["WILL_1","HE",36,39.451829935876951,47.049542926911926,41.83637608528872]
["WILL_1","HE",37,39.451829935876951,47.049542926911926,41.83637608528872]
["WILL_1","HE",38,39.451829935876951,47.049542926911926,41.83637608528872]
["WILL_1","HE",39,39.451829935876951,47.049542926911926,41.83637608528872]
["WILL_1","HE",40,39.451829935876951,47.049542926911926,41.83637608528872]
["WILL_1","HE",41,39.451829935876951,47.049542926911926,41.83637608528872]
["WILL_1","HE",42,39.451829935876951,47.049542926911926,41.83637608528872]
["WILL_1","HE",43,39.451829935876951,47.049542926911926,41.83637608528872]
["WILL_1","HE",44,39.451829935876951,47.049542926911926,41.83637608528872]
["WILL_1","HE",45,39.451829935876951,47.049542926911926,41.83637608528872]
["WILL_1","HE",46,39.451829935876951,47.049542926911926,41.83637608528872]
["WILL_1","HE",47,39.451829935876951,47.049542926911926,41.83637608528872]
["WILL_1","HE",48,39.451829935876951,47.049542926911926,41.83637608528872]
["WILL_1","HE",49,39.451829935876951,47.049542926911926,41.83637608528872]
["WILL_1","HE",50,39.451829935876951,47.049542926911926,41.83637608528872]
["WIMBN1","HE",24,30.056376025881377,28.348644015736966,25.207567571755455]
["WIMBN1","HE",25,30.056376025881377,28.348644015736966,25.207567571755455]
["WIMBN1","HE",26,30.056376025881377,28.348644015736966,25.207567571755455]
["WIMBN1","HE",27,30.056376025881377,28.348644015736966,25.207567571755455]
["WIMBN1","HE",28,30.056376025881377,28.348644015736966,25.207567571755455]
["WIMBN1","HE",29,30.056376025881377,28.348644015736966,25.207567571755455]
["WIMBN1","HE",30,30.056376025881377,28.348644015736966,25.207567571755455]
["WIMBN1","HE",31,30.056376025881377,28.348644015736966,25.207567571755455]
["WIMBN1","HE",32,30.056376025881377,28.348644015736966,25.207567571755455]
["WIMBN1","HE",33,30.056376025881377,28.348644015736966,25.207567571755455]
["WIMBN1","HE",34,30.056376025881377,28.348644015736966,25.207567571755455]
["WIMBN1","HE",35,30.056376025881377,28.348644015736966,25.207567571755455]
["WIMBN1","HE",36,30.056376025881377,28.348644015736966,25.207567571755455]
["WIMBN1","HE",37,30.056376025881377,28.348644015736966,25.207567571755455]
["WIMBN1","HE",38,30.056376025881377,28.348644015736966,25.207567571755455]
["WIMBN1","HE",39,30.056376025881377,28.348644015736966,25.207567571755455]
["WIMBN1","HE",40,30.056376025881377,28.348644015736966,25.207567571755455]
["WIMBN1","HE",41,30.056376025881377,28.348644015736966,25.207567571755455]
["WIMBN1","HE",42,30.056376025881377,28.348644015736966,25.207567571755455]
["WIMBN1","HE",43,30.056376025881377,28.348644015736966,25.207567571755455]
["WIMBN1","HE",44,30.056376025881377,28.348644015736966,25.207567571755455]
["WIMBN1","HE",45,30.056376025881377,28.348644015736966,25.207567571755455]
["WIMBN1","HE",46,30.056376025881377,28.348644015736966,25.207567571755455]
["WIMBN1","HE",47,30.056376025881377,28.348644015736966,25.207567571755455]
["WIMBN1","HE",48,30.056376025881377,28.348644015736966,25.207567571755455]
["WIMBN1","HE",49,30.056376025881377,28.348644015736966,25.207567571755455]
["WIMBN1","HE",50,30.056376025881377,28.348644015736966,25.207567571755455]
["WIMBS1","HE",24,113.57739947194879,111.46989020654949,99.118842793254174]
["WIMBS1","HE",25,113.57739947194879,111.46989020654949,99.118842793254174]
["WIMBS1","HE",26,113.57739947194879,111.46989020654949,99.118842793254174]
["WIMBS1","HE",27,113.57739947194879,111.46989020654949,99.118842793254174]
["WIMBS1","HE",28,113.57739947194879,111.46989020654949,99.118842793254174]
["WIMBS1","HE",29,113.57739947194879,111.46989020654949,99.118842793254174]
["WIMBS1","HE",30,113.57739947194879,111.46989020654949,99.118842793254174]
["WIMBS1","HE",31,113.57739947194879,111.46989020654949,99.118842793254174]
["WIMBS1","HE",32,113.57739947194879,111.46989020654949,99.118842793254174]
["WIMBS1","HE",33,113.57739947194879,111.46989020654949,99.118842793254174]
["WIMBS1","HE",34,113.57739947194879,111.46989020654949,99.118842793254174]
["WIMBS1","HE",35,113.57739947194879,111.46989020654949,99.118842793254174]
["WIMBS1","HE",36,113.57739947194879,111.46989020654949,99.118842793254174]
["WIMBS1","HE",37,113.57739947194879,111.46989020654949,99.118842793254174]
["WIMBS1","HE",38,113.57739947194879,111.46989020654949,99.118842793254174]
["WIMBS1","HE",39,113.57739947194879,111.46989020654949,99.118842793254174]
["WIMBS1","HE",40,113.57739947194879,111.46989020654949,99.118842793254174]
["WIMBS1","HE",41,113.57739947194879,111.46989020654949,99.118842793254174]
["WIMBS1","HE",42,113.57739947194879,111.46989020654949,99.118842793254174]
["WIMBS1","HE",43,113.57739947194879,111.46989020654949,99.118842793254174]
["WIMBS1","HE",44,113.57739947194879,111.46989020654949,99.118842793254174]
["WIMBS1","HE",45,113.57739947194879,111.46989020654949,99.118842793254174]
["WIMBS1","HE",46,113.57739947194879,111.46989020654949,99.118842793254174]
["WIMBS1","HE",47,113.57739947194879,111.46989020654949,99.118842793254174]
["WIMBS1","HE",48,113.57739947194879,111.46989020654949,99.118842793254174]
["WIMBS1","HE",49,113.57739947194879,111.46989020654949,99.118842793254174]
["WIMBS1","HE",50,113.57739947194879,111.46989020654949,99.118842793254174]
["WIBA_3","HE",24,0.49226547048522329,2.2847455772404324,2.0315920045624236]
["WIBA_3","HE",25,0.49226547048522329,2.2847455772404324,2.0315920045624236]
["WIBA_3","HE",26,0.49226547048522329,2.2847455772404324,2.0315920045624236]
["WIBA_3","HE",27,0.49226547048522329,2.2847455772404324,2.0315920045624236]
["WIBA_3","HE",28,0.49226547048522329,2.2847455772404324,2.0315920045624236]
["WIBA_3","HE",29,0.49226547048522329,2.2847455772404324,2.0315920045624236]
["WIBA_3","HE",30,0.49226547048522329,2.2847455772404324,2.0315920045624236]
["WIBA_3","HE",31,0.49226547048522329,2.2847455772404324,2.0315920045624236]
["WIBA_3","HE",32,0.49226547048522329,2.2847455772404324,2.0315920045624236]
["WIBA_3","HE",33,0.49226547048522329,2.2847455772404324,2.0315920045624236]
["WIBA_3","HE",34,0.49226547048522329,2.2847455772404324,2.0315920045624236]
["WIBA_3","HE",35,0.49226547048522329,2.2847455772404324,2.0315920045624236]
["WIBA_3","HE",36,0.49226547048522329,2.2847455772404324,2.0315920045624236]
["WIBA_3","HE",37,0.49226547048522329,2.2847455772404324,2.0315920045624236]
["WIBA_3","HE",38,0.49226547048522329,2.2847455772404324,2.0315920045624236]
["WIBA_3","HE",39,0.49226547048522329,2.2847455772404324,2.0315920045624236]
["WIBA_3","HE",40,0.49226547048522329,2.2847455772404324,2.0315920045624236]
["WIBA_3","HE",41,0.49226547048522329,2.2847455772404324,2.0315920045624236]
["WIBA_3","HE",42,0.49226547048522329,2.2847455772404324,2.0315920045624236]
["WIBA_3","HE",43,0.49226547048522329,2.2847455772404324,2.0315920045624236]
["WIBA_3","HE",44,0.49226547048522329,2.2847455772404324,2.0315920045624236]
["WIBA_3","HE",45,0.49226547048522329,2.2847455772404324,2.0315920045624236]
["WIBA_3","HE",46,0.49226547048522329,2.2847455772404324,2.0315920045624236]
["WIBA_3","HE",47,0.49226547048522329,2.2847455772404324,2.0315920045624236]
["WIBA_3","HE",48,0.49226547048522329,2.2847455772404324,2.0315920045624236]
["WIBA_3","HE",49,0.49226547048522329,2.2847455772404324,2.0315920045624236]
["WIBA_3","HE",50,0.49226547048522329,2.2847455772404324,2.0315920045624236]
["WYLF_1","HE",24,37.058617976939992,44.378970151791997,39.461707171785982]
["WYLF_1","HE",25,37.058617976939992,44.378970151791997,39.461707171785982]
["WYLF_1","HE",26,37.058617976939992,44.378970151791997,39.461707171785982]
["WYLF_1","HE",27,37.058617976939992,44.378970151791997,39.461707171785982]
["WYLF_1","HE",28,37.058617976939992,44.378970151791997,39.461707171785982]
["WYLF_1","HE",29,37.058617976939992,44.378970151791997,39.461707171785982]
["WYLF_1","HE",30,37.058617976939992,44.378970151791997,39.461707171785982]
["WYLF_1","HE",31,37.058617976939992,44.378970151791997,39.461707171785982]
["WYLF_1","HE",32,37.058617976939992,44.378970151791997,39.461707171785982]
["WYLF_1","HE",33,37.058617976939992,44.378970151791997,39.461707171785982]
["WYLF_1","HE",34,37.058617976939992,44.378970151791997,39.461707171785982]
["WYLF_1","HE",35,37.058617976939992,44.378970151791997,39.461707171785982]
["WYLF_1","HE",36,37.058617976939992,44.378970151791997,39.461707171785982]
["WYLF_1","HE",37,37.058617976939992,44.378970151791997,39.461707171785982]
["WYLF_1","HE",38,37.058617976939992,44.378970151791997,39.461707171785982]
["WYLF_1","HE",39,37.058617976939992,44.378970151791997,39.461707171785982]
["WYLF_1","HE",40,37.058617976939992,44.378970151791997,39.461707171785982]
["WYLF_1","HE",41,37.058617976939992,44.378970151791997,39.461707171785982]
["WYLF_1","HE",42,37.058617976939992,44.378970151791997,39.461707171785982]
["WYLF_1","HE",43,37.058617976939992,44.378970151791997,39.461707171785982]
["WYLF_1","HE",44,37.058617976939992,44.378970151791997,39.461707171785982]
["WYLF_1","HE",45,37.058617976939992,44.378970151791997,39.461707171785982]
["WYLF_1","HE",46,37.058617976939992,44.378970151791997,39.461707171785982]
["WYLF_1","HE",47,37.058617976939992,44.378970151791997,39.461707171785982]
["WYLF_1","HE",48,37.058617976939992,44.378970151791997,39.461707171785982]
["WYLF_1","HE",49,37.058617976939992,44.378970151791997,39.461707171785982]
["WYLF_1","HE",50,37.058617976939992,44.378970151791997,39.461707171785982]
["WYMOM_1","HE",24,54.238370358943826,50.512788231462523,44.915888106518445]
["WYMOM_1","HE",25,54.238370358943826,50.512788231462523,44.915888106518445]
["WYMOM_1","HE",26,54.238370358943826,50.512788231462523,44.915888106518445]
["WYMOM_1","HE",27,54.238370358943826,50.512788231462523,44.915888106518445]
["WYMOM_1","HE",28,54.238370358943826,50.512788231462523,44.915888106518445]
["WYMOM_1","HE",29,54.238370358943826,50.512788231462523,44.915888106518445]
["WYMOM_1","HE",30,54.238370358943826,50.512788231462523,44.915888106518445]
["WYMOM_1","HE",31,54.238370358943826,50.512788231462523,44.915888106518445]
["WYMOM_1","HE",32,54.238370358943826,50.512788231462523,44.915888106518445]
["WYMOM_1","HE",33,54.238370358943826,50.512788231462523,44.915888106518445]
["WYMOM_1","HE",34,54.238370358943826,50.512788231462523,44.915888106518445]
["WYMOM_1","HE",35,54.238370358943826,50.512788231462523,44.915888106518445]
["WYMOM_1","HE",36,54.238370358943826,50.512788231462523,44.915888106518445]
["WYMOM_1","HE",37,54.238370358943826,50.512788231462523,44.915888106518445]
["WYMOM_1","HE",38,54.238370358943826,50.512788231462523,44.915888106518445]
["WYMOM_1","HE",39,54.238370358943826,50.512788231462523,44.915888106518445]
["WYMOM_1","HE",40,54.238370358943826,50.512788231462523,44.915888106518445]
["WYMOM_1","HE",41,54.238370358943826,50.512788231462523,44.915888106518445]
["WYMOM_1","HE",42,54.238370358943826,50.512788231462523,44.915888106518445]
["WYMOM_1","HE",43,54.238370358943826,50.512788231462523,44.915888106518445]
["WYMOM_1","HE",44,54.238370358943826,50.512788231462523,44.915888106518445]
["WYMOM_1","HE",45,54.238370358943826,50.512788231462523,44.915888106518445]
["WYMOM_1","HE",46,54.238370358943826,50.512788231462523,44.915888106518445]
["WYMOM_1","HE",47,54.238370358943826,50.512788231462523,44.915888106518445]
["WYMOM_1","HE",48,54.238370358943826,50.512788231462523,44.915888106518445]
["WYMOM_1","HE",49,54.238370358943826,50.512788231462523,44.915888106518445]
["WYMOM_1","HE",50,54.238370358943826,50.512788231462523,44.915888106518445]
["ISLI_1","HE",24,59.595124461628004,75.261672462782514,66.92255520637103]
["ISLI_1","HE",25,59.595124461628004,75.261672462782514,66.92255520637103]
["ISLI_1","HE",26,59.595124461628004,75.261672462782514,66.92255520637103]
["ISLI_1","HE",27,59.595124461628004,75.261672462782514,66.92255520637103]
["ISLI_1","HE",28,59.595124461628004,75.261672462782514,66.92255520637103]
["ISLI_1","HE",29,59.595124461628004,75.261672462782514,66.92255520637103]
["ISLI_1","HE",30,59.595124461628004,75.261672462782514,66.92255520637103]
["ISLI_1","HE",31,59.595124461628004,75.261672462782514,66.92255520637103]
["ISLI_1","HE",32,59.595124461628004,75.261672462782514,66.92255520637103]
["ISLI_1","HE",33,59.595124461628004,75.261672462782514,66.92255520637103]
["ISLI_1","HE",34,59.595124461628004,75.261672462782514,66.92255520637103]
["ISLI_1","HE",35,59.595124461628004,75.261672462782514,66.92255520637103]
["ISLI_1","HE",36,59.595124461628004,75.261672462782514,66.92255520637103]
["ISLI_1","HE",37,59.595124461628004,75.261672462782514,66.92255520637103]
["ISLI_1","HE",38,59.595124461628004,75.261672462782514,66.92255520637103]
["ISLI_1","HE",39,59.595124461628004,75.261672462782514,66.92255520637103]
["ISLI_1","HE",40,59.595124461628004,75.261672462782514,66.92255520637103]
["ISLI_1","HE",41,59.595124461628004,75.261672462782514,66.92255520637103]
["ISLI_1","HE",42,59.595124461628004,75.261672462782514,66.92255520637103]
["ISLI_1","HE",43,59.595124461628004,75.261672462782514,66.92255520637103]
["ISLI_1","HE",44,59.595124461628004,75.261672462782514,66.92255520637103]
["ISLI_1","HE",45,59.595124461628004,75.261672462782514,66.92255520637103]
["ISLI_1","HE",46,59.595124461628004,75.261672462782514,66.92255520637103]
["ISLI_1","HE",47,59.595124461628004,75.261672462782514,66.92255520637103]
["ISLI_1","HE",48,59.595124461628004,75.261672462782514,66.92255520637103]
["ISLI_1","HE",49,59.595124461628004,75.261672462782514,66.92255520637103]
["ISLI_1","HE",50,59.595124461628004,75.261672462782514,66.92255520637103]
["AXMI_H","HE",24,8.6448969575607748,4.3672110949077414,3.8833169132850016]
["AXMI_H","HE",25,8.6448969575607748,4.3672110949077414,3.8833169132850016]
["AXMI_H","HE",26,8.6448969575607748,4.3672110949077414,3.8833169132850016]
["AXMI_H","HE",27,8.6448969575607748,4.3672110949077414,3.8833169132850016]
["AXMI_H","HE",28,8.6448969575607748,4.3672110949077414,3.8833169132850016]
["AXMI_H","HE",29,8.6448969575607748,4.3672110949077414,3.8833169132850016]
["AXMI_H","HE",30,8.6448969575607748,4.3672110949077414,3.8833169132850016]
["AXMI_H","HE",31,8.6448969575607748,4.3672110949077414,3.8833169132850016]
["AXMI_H","HE",32,8.6448969575607748,4.3672110949077414,3.8833169132850016]
["AXMI_H","HE",33,8.6448969575607748,4.3672110949077414,3.8833169132850016]
["AXMI_H","HE",34,8.6448969575607748,4.3672110949077414,3.8833169132850016]
["AXMI_H","HE",35,8.6448969575607748,4.3672110949077414,3.8833169132850016]
["AXMI_H","HE",36,8.6448969575607748,4.3672110949077414,3.8833169132850016]
["AXMI_H","HE",37,8.6448969575607748,4.3672110949077414,3.8833169132850016]
["AXMI_H","HE",38,8.6448969575607748,4.3672110949077414,3.8833169132850016]
["AXMI_H","HE",39,8.6448969575607748,4.3672110949077414,3.8833169132850016]
["AXMI_H","HE",40,8.6448969575607748,4.3672110949077414,3.8833169132850016]
["AXMI_H","HE",41,8.6448969575607748,4.3672110949077414,3.8833169132850016]
["AXMI_H","HE",42,8.6448969575607748,4.3672110949077414,3.8833169132850016]
["AXMI_H","HE",43,8.6448969575607748,4.3672110949077414,3.8833169132850016]
["AXMI_H","HE",44,8.6448969575607748,4.3672110949077414,3.8833169132850016]
["AXMI_H","HE",45,8.6448969575607748,4.3672110949077414,3.8833169132850016]
["AXMI_H","HE",46,8.6448969575607748,4.3672110949077414,3.8833169132850016]
["AXMI_H","HE",47,8.6448969575607748,4.3672110949077414,3.8833169132850016]
["AXMI_H","HE",48,8.6448969575607748,4.3672110949077414,3.8833169132850016]
["AXMI_H","HE",49,8.6448969575607748,4.3672110949077414,3.8833169132850016]
["AXMI_H","HE",50,8.6448969575607748,4.3672110949077414,3.8833169132850016]
["ECLA_H","HE",24,3.1171056077957315,8.3565692176071806,7.4306475859638565]
["ECLA_H","HE",25,3.1171056077957315,8.3565692176071806,7.4306475859638565]
["ECLA_H","HE",26,3.1171056077957315,8.3565692176071806,7.4306475859638565]
["ECLA_H","HE",27,3.1171056077957315,8.3565692176071806,7.4306475859638565]
["ECLA_H","HE",28,3.1171056077957315,8.3565692176071806,7.4306475859638565]
["ECLA_H","HE",29,3.1171056077957315,8.3565692176071806,7.4306475859638565]
["ECLA_H","HE",30,3.1171056077957315,8.3565692176071806,7.4306475859638565]
["ECLA_H","HE",31,3.1171056077957315,8.3565692176071806,7.4306475859638565]
["ECLA_H","HE",32,3.1171056077957315,8.3565692176071806,7.4306475859638565]
["ECLA_H","HE",33,3.1171056077957315,8.3565692176071806,7.4306475859638565]
["ECLA_H","HE",34,3.1171056077957315,8.3565692176071806,7.4306475859638565]
["ECLA_H","HE",35,3.1171056077957315,8.3565692176071806,7.4306475859638565]
["ECLA_H","HE",36,3.1171056077957315,8.3565692176071806,7.4306475859638565]
["ECLA_H","HE",37,3.1171056077957315,8.3565692176071806,7.4306475859638565]
["ECLA_H","HE",38,3.1171056077957315,8.3565692176071806,7.4306475859638565]
["ECLA_H","HE",39,3.1171056077957315,8.3565692176071806,7.4306475859638565]
["ECLA_H","HE",40,3.1171056077957315,8.3565692176071806,7.4306475859638565]
["ECLA_H","HE",41,3.1171056077957315,8.3565692176071806,7.4306475859638565]
["ECLA_H","HE",42,3.1171056077957315,8.3565692176071806,7.4306475859638565]
["ECLA_H","HE",43,3.1171056077957315,8.3565692176071806,7.4306475859638565]
["ECLA_H","HE",44,3.1171056077957315,8.3565692176071806,7.4306475859638565]
["ECLA_H","HE",45,3.1171056077957315,8.3565692176071806,7.4306475859638565]
["ECLA_H","HE",46,3.1171056077957315,8.3565692176071806,7.4306475859638565]
["ECLA_H","HE",47,3.1171056077957315,8.3565692176071806,7.4306475859638565]
["ECLA_H","HE",48,3.1171056077957315,8.3565692176071806,7.4306475859638565]
["ECLA_H","HE",49,3.1171056077957315,8.3565692176071806,7.4306475859638565]
["ECLA_H","HE",50,3.1171056077957315,8.3565692176071806,7.4306475859638565]
["SAFO_1","HE",24,3.7369213957313758,1.7614138896045071,1.5662463297851654]
["SAFO_1","HE",25,3.7369213957313758,1.7614138896045071,1.5662463297851654]
["SAFO_1","HE",26,3.7369213957313758,1.7614138896045071,1.5662463297851654]
["SAFO_1","HE",27,3.7369213957313758,1.7614138896045071,1.5662463297851654]
["SAFO_1","HE",28,3.7369213957313758,1.7614138896045071,1.5662463297851654]
["SAFO_1","HE",29,3.7369213957313758,1.7614138896045071,1.5662463297851654]
["SAFO_1","HE",30,3.7369213957313758,1.7614138896045071,1.5662463297851654]
["SAFO_1","HE",31,3.7369213957313758,1.7614138896045071,1.5662463297851654]
["SAFO_1","HE",32,3.7369213957313758,1.7614138896045071,1.5662463297851654]
["SAFO_1","HE",33,3.7369213957313758,1.7614138896045071,1.5662463297851654]
["SAFO_1","HE",34,3.7369213957313758,1.7614138896045071,1.5662463297851654]
["SAFO_1","HE",35,3.7369213957313758,1.7614138896045071,1.5662463297851654]
["SAFO_1","HE",36,3.7369213957313758,1.7614138896045071,1.5662463297851654]
["SAFO_1","HE",37,3.7369213957313758,1.7614138896045071,1.5662463297851654]
["SAFO_1","HE",38,3.7369213957313758,1.7614138896045071,1.5662463297851654]
["SAFO_1","HE",39,3.7369213957313758,1.7614138896045071,1.5662463297851654]
["SAFO_1","HE",40,3.7369213957313758,1.7614138896045071,1.5662463297851654]
["SAFO_1","HE",41,3.7369213957313758,1.7614138896045071,1.5662463297851654]
["SAFO_1","HE",42,3.7369213957313758,1.7614138896045071,1.5662463297851654]
["SAFO_1","HE",43,3.7369213957313758,1.7614138896045071,1.5662463297851654]
["SAFO_1","HE",44,3.7369213957313758,1.7614138896045071,1.5662463297851654]
["SAFO_1","HE",45,3.7369213957313758,1.7614138896045071,1.5662463297851654]
["SAFO_1","HE",46,3.7369213957313758,1.7614138896045071,1.5662463297851654]
["SAFO_1","HE",47,3.7369213957313758,1.7614138896045071,1.5662463297851654]
["SAFO_1","HE",48,3.7369213957313758,1.7614138896045071,1.5662463297851654]
["SAFO_1","HE",49,3.7369213957313758,1.7614138896045071,1.5662463297851654]
["SAFO_1","HE",50,3.7369213957313758,1.7614138896045071,1.5662463297851654]
["WESA_H","HE",24,8.1038188188961886,10.43104150003688,9.2752649230771134]
["WESA_H","HE",25,8.1038188188961886,10.43104150003688,9.2752649230771134]
["WESA_H","HE",26,8.1038188188961886,10.43104150003688,9.2752649230771134]
["WESA_H","HE",27,8.1038188188961886,10.43104150003688,9.2752649230771134]
["WESA_H","HE",28,8.1038188188961886,10.43104150003688,9.2752649230771134]
["WESA_H","HE",29,8.1038188188961886,10.43104150003688,9.2752649230771134]
["WESA_H","HE",30,8.1038188188961886,10.43104150003688,9.2752649230771134]
["WESA_H","HE",31,8.1038188188961886,10.43104150003688,9.2752649230771134]
["WESA_H","HE",32,8.1038188188961886,10.43104150003688,9.2752649230771134]
["WESA_H","HE",33,8.1038188188961886,10.43104150003688,9.2752649230771134]
["WESA_H","HE",34,8.1038188188961886,10.43104150003688,9.2752649230771134]
["WESA_H","HE",35,8.1038188188961886,10.43104150003688,9.2752649230771134]
["WESA_H","HE",36,8.1038188188961886,10.43104150003688,9.2752649230771134]
["WESA_H","HE",37,8.1038188188961886,10.43104150003688,9.2752649230771134]
["WESA_H","HE",38,8.1038188188961886,10.43104150003688,9.2752649230771134]
["WESA_H","HE",39,8.1038188188961886,10.43104150003688,9.2752649230771134]
["WESA_H","HE",40,8.1038188188961886,10.43104150003688,9.2752649230771134]
["WESA_H","HE",41,8.1038188188961886,10.43104150003688,9.2752649230771134]
["WESA_H","HE",42,8.1038188188961886,10.43104150003688,9.2752649230771134]
["WESA_H","HE",43,8.1038188188961886,10.43104150003688,9.2752649230771134]
["WESA_H","HE",44,8.1038188188961886,10.43104150003688,9.2752649230771134]
["WESA_H","HE",45,8.1038188188961886,10.43104150003688,9.2752649230771134]
["WESA_H","HE",46,8.1038188188961886,10.43104150003688,9.2752649230771134]
["WESA_H","HE",47,8.1038188188961886,10.43104150003688,9.2752649230771134]
["WESA_H","HE",48,8.1038188188961886,10.43104150003688,9.2752649230771134]
["WESA_H","HE",49,8.1038188188961886,10.43104150003688,9.2752649230771134]
["WESA_H","HE",50,8.1038188188961886,10.43104150003688,9.2752649230771134]

{"sheet":"Active","index":14,"n_rows":255908,"n_cols":10,"rows_kept":4500,"cut":true,"hidden":false,"merged":[],"bounds":{"rows_first":2000,"rows_last":500,"rows_between":2000,"halvings":0}}
[]
[null,null,null,null,null,null,null,null,"All values given in MW"]
["scenario","GSP","DemandPk","DemandAM","DemandPM","type","year"]
["EE","ABHA1",84.900698429139496,29.734087835903601,61.324734911485102,"C",24,null,null,"Key: Demand \"type\": "]
["EE","ABHA1",85.372546523656396,29.935896472334498,64.443908737521198,"C",25]
["EE","ABHA1",85.941877385612301,30.258283049728899,65.208065758124206,"C",26,null,null,"R = Residential"]
["EE","ABHA1",87.241069355791495,30.857000979175599,66.532604593836098,"C",27,null,null,"E = Electric Vehicles"]
["EE","ABHA1",88.569381076334196,31.547829359306402,68.009974833668593,"C",28,null,null,"C = Commercial"]
["EE","ABHA1",91.376697980282202,32.745265218199798,70.760940107839502,"C",29,null,null,"I = Industrial"]
["EE","ABHA1",93.478947450152603,33.666369725040802,72.849635964154402,"C",30,null,null,"H = Heat pumps"]
["EE","ABHA1",95.893343663189796,34.679584682566002,75.142107025963497,"C",31,null,null,"D = District heat"]
["EE","ABHA1",98.733605863123003,35.923075766801396,77.944016101507898,"C",32,null,null,"T = Transmission direct connects"]
["EE","ABHA1",101.05450756071301,37.0284011750107,80.338374766064007,"C",33,null,null,"Z = Electrolysers"]
["EE","ABHA1",103.184854536998,38.0416161325359,82.681789629246595,"C",34,null,null,"TZ = Transmission Direct Connect Electrolysis"]
["EE","ABHA1",105.59761527258,39.146941540745097,85.279923499296899,"C",35]
["EE","ABHA1",109.94159585113999,41.311537131821602,89.304483807806093,"C",36]
["EE","ABHA1",114.24045161108501,43.4761327228981,93.278100314941796,"C",37]
["EE","ABHA1",118.466783681481,45.594673088632597,97.200773020704005,"C",38]
["EE","ABHA1",122.69606153915301,47.667158229024999,101.123445726466,"C",39]
["EE","ABHA1",126.697923315728,49.647532918733297,104.893287028107,"C",40]
["EE","ABHA1",130.68100390221099,51.535797157757401,108.408409322881,"C",41]
["EE","ABHA1",134.31183432434599,53.285895720755498,111.668812610787,"C",42]
["EE","ABHA1",137.98968581749,54.989939058411402,114.827328295946,"C",43]
["EE","ABHA1",141.27865061512401,56.601871945383301,117.680181172864,"C",44]
["EE","ABHA1",144.23956227895201,58.029583930986902,120.380202645662,"C",45]
["EE","ABHA1",146.76439962634399,59.273075015222403,122.723617508844,"C",46]
["EE","ABHA1",149.41411726791,60.562621324799899,125.016088570653,"C",47]
["EE","ABHA1",152.13068040305001,61.852167634377402,127.359503433836,"C",48]
["EE","ABHA1",154.96823343772601,63.141713943954798,129.70291829701901,"C",49]
["EE","ABHA1",157.892868082804,64.477315478874402,132.09727696157501,"C",50]
["EE","ABHA1",0.55873534889072396,7.6174175595566995E-2,0.15234835119113399,"D",24]
["EE","ABHA1",0.82117467070189698,7.6175538393251002E-2,0.152351076786502,"D",25]
["EE","ABHA1",1.3082226185341199,7.6650236628395998E-2,0.153300473256792,"D",26]
["EE","ABHA1",1.92096351117401,7.7124934863539996E-2,0.15424986972707999,"D",27]
["EE","ABHA1",2.7182341638149499,7.7599633098684895E-2,0.15519926619736901,"D",28]
["EE","ABHA1",3.7091082147270198,7.8074331333830099E-2,0.15614866266766,"D",29]
["EE","ABHA1",4.9331275622427704,7.8549029568974096E-2,0.235647088706922,"D",30]
["EE","ABHA1",6.0528570919867803,0,0.23613349872348299,"D",31]
["EE","ABHA1",7.0453164203664302,0,0.23661990874004399,"D",32]
["EE","ABHA1",8.1825862386009902,0,0.23710631875660501,"D",33]
["EE","ABHA1",9.3294332359556407,0,0.23759272877316601,"D",34]
["EE","ABHA1",10.515998652719199,0,0.238079138789727,"D",35]
["EE","ABHA1",14.451460856923701,0,0.31564852610153199,"D",36]
["EE","ABHA1",18.427330250395102,0,0.39232275060428001,"D",37]
["EE","ABHA1",22.5280741942947,0,0.46810181229797398,"D",38]
["EE","ABHA1",26.810067975311298,0,0.62055509849442403,"D",39]
["EE","ABHA1",31.415283597336899,7.7121805907276103E-2,0.69409625316548396,"D",40]
["EE","ABHA1",36.187748329478097,7.7403292699469106E-2,0.77403292699469095,"D",41]
["EE","ABHA1",39.704705692044499,7.7684779491662095E-2,0.85453257440828301,"D",42]
["EE","ABHA1",42.443394910417098,7.7966266283855098E-2,0.93559519540626102,"D",43]
["EE","ABHA1",44.871596131983402,7.8247753076048102E-2,1.0172207899886201,"D",44]
["EE","ABHA1",46.857174974294303,7.8529239868240994E-2,1.0994093581553701,"D",45]
["EE","ABHA1",49.079728385019102,7.8718921172657094E-2,1.25950273876251,"D",46]
["EE","ABHA1",51.193803724846802,7.8908602477072098E-2,1.34144624211022,"D",47]
["EE","ABHA1",53.106835810215301,7.9098283781487103E-2,1.42376910806676,"D",48]
["EE","ABHA1",54.950258855528901,7.9287965085903106E-2,1.50647133663215,"D",49]
["EE","ABHA1",56.7498046481331,7.9477646390318096E-2,1.58955292780636,"D",50]
["EE","ABHA1",2.9860955868598502,0.84799373444225001,2.4632198952846198,"E",24]
["EE","ABHA1",4.2166733009222801,0.92394461324078103,4.2237468033864403,"E",25]
["EE","ABHA1",6.3925034130415801,2.1510840325356502,5.90297478695829,"E",26]
["EE","ABHA1",9.9611795949931494,3.1570666159755101,9.2958072581501394,"E",27]
["EE","ABHA1",14.762291529177,4.4361166166263599,14.070807393361701,"E",28]
["EE","ABHA1",17.714749835012402,6.6541749249395501,17.744466466505401,"E",29]
["EE","ABHA1",22.143437293765501,7.34731814628742,22.8737263044797,"E",30]
["EE","ABHA1",26.572124752518601,9.5653764546006101,28.072300464588601,"E",31]
["EE","ABHA1",31.738926787730598,11.852749085048501,33.9640178460456,"E",32]
["EE","ABHA1",37.643843399401398,14.0014930712269,39.8557352275024,"E",33]
["EE","ABHA1",42.810645434613399,16.2195513795401,47.203053373789899,"E",34]
["EE","ABHA1",49.453676622742996,18.506924009988001,54.619685842212,"E",35]
["EE","ABHA1",56.096707810872701,19.8932104526838,60.511403223668999,"E",36]
["EE","ABHA1",63.477853575461303,22.180583083131701,67.858721369956399,"E",37]
["EE","ABHA1",70.120884763590894,24.3293270693101,74.582210617030796,"E",38]
["EE","ABHA1",76.025801375261807,25.784927834140699,81.167071219835506,"E",39]
["EE","ABHA1",82.668832563391405,27.309842921106,86.365645379944496,"E",40]
["EE","ABHA1",87.835634598603406,28.7654436859365,91.494905217918898,"E",41]
["EE","ABHA1",91.526207480897597,30.2903587729019,94.475421069714599,"E",42]
["EE","ABHA1",94.478665786732904,31.052816316384501,97.455936921510599,"E",43]
["EE","ABHA1",96.693009516109697,31.7459595377324,98.911537686341205,"E",44]
["EE","ABHA1",98.907353245486107,32.508417081215001,101.129595994654,"E",45]
["EE","ABHA1",99.645467821945104,33.270874624697697,101.82273921600201,"E",46]
["EE","ABHA1",100.38358239840299,33.270874624697697,101.82273921600201,"E",47]
["EE","ABHA1",99.645467821945005,33.270874624697598,101.82273921600201,"E",48]
["EE","ABHA1",99.645467821945104,33.270874624697598,101.82273921600201,"E",49]
["EE","ABHA1",99.645467821945005,33.270874624697697,101.129595994654,"E",50]
["EE","ABHA1",5.4289451643245297,0.478475056809536,0.478475056809536,"H",24]
["EE","ABHA1",6.67190222405047,0.54743755429358798,0.62564291919267201,"H",25]
["EE","ABHA1",8.4190892470478307,0.71139604643787302,0.79044005159763697,"H",26]
["EE","ABHA1",10.5134960519936,0.87981245741362002,0.95979540808758501,"H",27]
["EE","ABHA1",14.6424446802544,1.1993814619675001,1.35929899022984,"H",28]
["EE","ABHA1",20.017933303745899,1.69037118687641,1.85135891895988,"H",29]
["EE","ABHA1",28.481353693409499,2.28085875245685,2.6066957170935399,"H",30]
["EE","ABHA1",38.6683271142508,2.9489852307862598,3.2766502564291802,"H",31]
["EE","ABHA1",50.751793439656602,3.5381011246231902,4.1140710751432499,"H",32]
["EE","ABHA1",65.844753353752694,4.3790954891950804,5.1227154779263202,"H",33]
["EE","ABHA1",81.620098767611907,5.3039819773633097,6.0498544429300303,"H",34]
["EE","ABHA1",97.669794345452402,6.0617776819300104,7.05823428717878,"H",35]
["EE","ABHA1",117.786257830222,7.2715443971139901,8.1804874467532294,"H",36]
["EE","ABHA1",137.889538120401,8.4613256276056408,9.4471111376179504,"H",37]
["EE","ABHA1",157.81947007474,9.6323082653570893,10.611865038105201,"H",38]
["EE","ABHA1",177.366474840102,10.704410203670699,11.7586324206989,"H",39]
["EE","ABHA1",196.203167315786,11.761406745227699,12.8086552910357,"H",40]
["EE","ABHA1",212.48255048883701,12.697782815652101,13.742537097952599,"H",41]
["EE","ABHA1",227.63550760466299,13.549839319496099,14.752487779806399,"H",42]
["EE","ABHA1",241.06603593522499,14.236410302922399,15.436107800359601,"H",43]
["EE","ABHA1",253.76566630424699,14.919958468571,16.196532455186698,"H",44]
["EE","ABHA1",264.39459154149603,15.5194917903135,16.792885988493001,"H",45]
["EE","ABHA1",274.094568250669,16.044445405754701,17.3947205141598,"H",46]
["EE","ABHA1",283.225919295121,16.488562109860101,17.994728841049199,"H",47]
["EE","ABHA1",291.04416701115503,16.932353784201101,18.5148167546872,"H",48]
["EE","ABHA1",298.52683940666901,17.375533026856601,19.034106633965699,"H",49]
["EE","ABHA1",305.88979367756599,17.818597464568601,19.474307848444401,"H",50]
["EE","ABHA1",72.505062729684994,24.048035407346301,51.657626447324702,"I",24]
["EE","ABHA1",72.471204636453805,23.9093929373654,54.050041845338498,"I",25]
["EE","ABHA1",73.578768792453801,24.7114930600424,55.175685860519799,"I",26]
["EE","ABHA1",75.791546348484403,25.979940015402601,57.224356031093699,"I",27]
["EE","ABHA1",75.340084955012202,25.270778018810599,57.297891580362801,"I",28]
["EE","ABHA1",78.684172122862094,27.124662030490899,60.292101829663103,"I",29]
["EE","ABHA1",78.415862843891503,26.780053357791601,61.019260577158803,"I",30]
["EE","ABHA1",81.234456195476,27.788802484961298,63.4131243716092,"I",31]
["EE","ABHA1",82.448602109092207,28.106845009543999,65.118091912907204,"I",32]
["EE","ABHA1",84.022081060793795,29.4382713779314,68.124304621174701,"I",33]
["EE","ABHA1",88.820688657087402,31.2306652337729,72.151098852470895,"I",34]
["EE","ABHA1",93.829874486042101,33.053017802672102,76.470559186675203,"I",35]
["EE","ABHA1",98.978157184728502,34.639507282615099,80.224196898547106,"I",36]
["EE","ABHA1",103.307556006525,35.9547956153149,83.216901252814296,"I",37]
["EE","ABHA1",106.378969517016,36.803737115331401,85.388637603991796,"I",38]
["EE","ABHA1",109.17508333207201,37.611961211831797,87.258702282927601,"I",39]
["EE","ABHA1",111.903476372016,38.379467904816003,89.133269746530104,"I",40]
["EE","ABHA1",112.858179770384,38.696765800804599,89.792144951831901,"I",41]
["EE","ABHA1",113.49051006741099,38.835056047040801,90.149348484891902,"I",42]
["EE","ABHA1",113.91032915943001,38.967966948047803,90.451020157133698,"I",43]
["EE","ABHA1",114.09990198179,39.100877849054797,90.650633677072705,"I",44]
["EE","ABHA1",114.171804833455,39.146974597800202,90.752691829375493,"I",45]
["EE","ABHA1",114.521347592114,39.1876920013164,90.850247197011598,"I",46]
["EE","ABHA1",114.81450533592,39.228409404832597,90.947802564647702,"I",47]
["EE","ABHA1",114.813163256639,39.320602902323401,91.100889793101999,"I",48]
["EE","ABHA1",114.838218539395,39.412796399814198,91.202947945404901,"I",49]
["EE","ABHA1",114.949440197329,39.458893148559604,91.356035173859098,"I",50]
["EE","ABHA1",163.61899067922101,32.163129086848301,53.172716860105602,"R",24]
["EE","ABHA1",157.216987819439,30.900205702953699,51.079822371921303,"R",25]
["EE","ABHA1",152.32213918315099,29.983674177866099,49.529813968911299,"R",26]
["EE","ABHA1",147.37468725344701,29.198075727791,48.191170348129901,"R",27]
["EE","ABHA1",142.828666397794,28.412477277715901,46.993436582167597,"R",28]
["EE","ABHA1",138.90803915469999,27.823278440159601,46.077522525843499,"R",29]
["EE","ABHA1",135.46678922662699,27.365012677615798,45.3025183243385,"R",30]
["EE","ABHA1",132.05894276801101,26.906746915071999,44.597969050243002,"R",31]
["EE","ABHA1",127.582594019494,26.448481152528199,43.963874703557103,"R",32]
["EE","ABHA1",124.39155170161099,26.121148464996899,43.470690211690297,"R",33]
["EE","ABHA1",121.286930057511,25.7283492399593,42.907050792413898,"R",34]
["EE","ABHA1",118.190616694537,25.270083477415501,42.272956445727999,"R",35]
["EE","ABHA1",119.97461528727,25.4664830899343,42.272956445727999,"R",36]
["EE","ABHA1",121.765390656942,25.5974161649468,42.272956445727999,"R",37]
["EE","ABHA1",123.698537783539,25.7283492399593,42.272956445727999,"R",38]
["EE","ABHA1",125.69386643236,25.8592823149718,42.272956445727999,"R",39]
["EE","ABHA1",128.40706826773899,26.0556819274906,42.484321227956599,"R",40]
["EE","ABHA1",130.93326385422199,26.383014615021899,42.766140937594798,"R",41]
["EE","ABHA1",133.96574731689699,26.710347302553199,43.188870502052097,"R",42]
["EE","ABHA1",137.32306655930799,27.103146527590798,43.611600066509403,"R",43]
["EE","ABHA1",140.57991036227401,27.430479215121998,44.034329630966702,"R",44]
["EE","ABHA1",143.382381737445,27.757811902653302,44.386604268014402,"R",45]
["EE","ABHA1",145.8172527813,28.019678052678401,44.738878905062101,"R",46]
["EE","ABHA1",148.06900624732,28.281544202703401,45.020698614700301,"R",47]
["EE","ABHA1",149.78303333386501,28.477943815222201,45.3025183243385,"R",48]
["EE","ABHA1",151.432341930116,28.739809965247201,45.584338033976699,"R",49]
["EE","ABHA1",153.20928258315101,29.0016761152722,46.007067598433999,"R",50]
["EE","ABHA1",0,0,0,"Z",24]
["EE","ABHA1",0,0,0,"Z",25]
["EE","ABHA1",0,0,0,"Z",26]
["EE","ABHA1",0,0,0,"Z",27]
["EE","ABHA1",0,0,0,"Z",28]
["EE","ABHA1",0,0,0,"Z",29]
["EE","ABHA1",0,0,0,"Z",30]
["EE","ABHA1",0,0,0,"Z",31]
["EE","ABHA1",0,0,0,"Z",32]
["EE","ABHA1",0,0,0,"Z",33]
["EE","ABHA1",0,0,0,"Z",34]
["EE","ABHA1",0,0,0,"Z",35]
["EE","ABHA1",0,0,0,"Z",36]
["EE","ABHA1",0,0,0,"Z",37]
["EE","ABHA1",0,0,0,"Z",38]
["EE","ABHA1",0,0,0,"Z",39]
["EE","ABHA1",0,0,0,"Z",40]
["EE","ABHA1",0,0,0,"Z",41]
["EE","ABHA1",0,0,0,"Z",42]
["EE","ABHA1",0,0,0,"Z",43]
["EE","ABHA1",0,0,0,"Z",44]
["EE","ABHA1",0,0,0,"Z",45]
["EE","ABHA1",0,0,0,"Z",46]
["EE","ABHA1",0,0,0,"Z",47]
["EE","ABHA1",0,0,0,"Z",48]
["EE","ABHA1",0,0,0,"Z",49]
["EE","ABHA1",0,0,0,"Z",50]
["EE","ABNE_P",11.1214535735899,5.4725338282581699,7.8213033883199401,"C",24]
["EE","ABNE_P",11.193127491661899,5.5149565711128901,8.2243963310263695,"C",25]
["EE","ABNE_P",11.267772013610699,5.5743484111094901,8.3219188171650202,"C",26]
["EE","ABNE_P",11.438108051956901,5.6846475425317404,8.4909577931386906,"C",27]
["EE","ABNE_P",11.6122619578918,5.8119157710958902,8.6795012663400808,"C",28]
["EE","ABNE_P",11.9803270712673,6.0325140339403998,9.03058221643923,"C",29]
["EE","ABNE_P",12.2559513473807,6.2022050053592599,9.2971436785515493,"C",30]
["EE","ABNE_P",12.572500937715599,6.3888650739200097,9.5897111369675105,"C",31]
["EE","ABNE_P",12.9448854829604,6.6179478853354601,9.9472935861425693,"C",32]
["EE","ABNE_P",13.249177080839999,6.8215770510380898,10.2528640427103,"C",33]
["EE","ABNE_P",13.528485198941301,7.0082371195988404,10.551933000202199,"C",34]
["EE","ABNE_P",13.8448203631123,7.2118662853014701,10.8835094530736,"C",35]
["EE","ABNE_P",14.414356243404301,7.6106400681357798,11.397127880070499,"C",36]
["EE","ABNE_P",14.9779758441853,8.0094138509701001,11.9042448079915,"C",37]
["EE","ABNE_P",15.532086921016599,8.3997030852334795,12.404860236836599,"C",38]
["EE","ABNE_P",16.0865842177028,8.7815077709259093,12.905475665681699,"C",39]
["EE","ABNE_P",16.6112651706928,9.1463433594764503,13.386586597299001,"C",40]
["EE","ABNE_P",17.133483736607399,9.4942098508851096,13.835190033536801,"C",41]
["EE","ABNE_P",17.609519060261501,9.8166226965809393,14.251285974395101,"C",42]
["EE","ABNE_P",18.091719279587799,10.1305509937058,14.6543789171015,"C",43]
["EE","ABNE_P",18.522932869840801,10.4275101936888,15.0184628653525,"C",44]
["EE","ABNE_P",18.911135671494399,10.690531199387999,15.363042316375701,"C",45]
["EE","ABNE_P",19.242165112173399,10.9196140108035,15.6621112738676,"C",46]
["EE","ABNE_P",19.589567510094501,11.1571813707899,15.954678732283501,"C",47]
["EE","ABNE_P",19.9457339681531,11.3947487307763,16.253747689775398,"C",48]
["EE","ABNE_P",20.317763316869701,11.6323160907627,16.552816647267299,"C",49]
["EE","ABNE_P",20.7012098671003,11.87836799932,16.858387103835,"C",50]
["EE","ABNE_P",3.4523188938996599E-2,1.78867100774102E-3,3.57734201548204E-3,"D",24]
["EE","ABNE_P",5.2674684106391201E-2,1.7887192660460201E-3,3.5774385320920402E-3,"D",25]
["EE","ABNE_P",8.3400988263874196E-2,1.85594284400902E-3,3.7118856880180399E-3,"D",26]
["EE","ABNE_P",0.121041453484485,1.9231664219730199E-3,3.8463328439460398E-3,"D",27]
["EE","ABNE_P",0.165899618428757,1.9903899999370199E-3,3.9807799998740397E-3,"D",28]
["EE","ABNE_P",0.21905688298236001,2.0576135779010298E-3,4.1152271558020596E-3,"D",29]
["EE","ABNE_P",0.284401795102314,2.1248371558640301E-3,6.3745114675920799E-3,"D",30]
["EE","ABNE_P",0.36214402859159001,0,6.68900215912209E-3,"D",31]
["EE","ABNE_P",0.449485907256923,0,7.0034928506520896E-3,"D",32]
["EE","ABNE_P",0.55683694380306903,0,7.3179835421820901E-3,"D",33]
["EE","ABNE_P",0.67235340755931405,0,7.6324742337120898E-3,"D",34]
["EE","ABNE_P",0.79859424940150203,0,7.9469649252420903E-3,"D",35]
["EE","ABNE_P",1.1184571664798699,0,1.1160985715000101E-2,"D",36]
["EE","ABNE_P",1.4196328644979801,0,1.4657522745435201E-2,"D",37]
["EE","ABNE_P",1.7057054865794901,0,1.84365760165442E-2,"D",38]
["EE","ABNE_P",1.9836860674332999,0,2.57121663180803E-2,"D",39]
["EE","ABNE_P",2.26127284681374,3.35527891009705E-3,3.0197510190873401E-2,"D",40]
["EE","ABNE_P",2.65396841265223,3.4256092745370498E-3,3.4256092745370399E-2,"D",41]
["EE","ABNE_P",2.9513226058538198,3.4959396389770501E-3,3.8455336028747497E-2,"D",42]
["EE","ABNE_P",3.20033086300693,3.5662700034160499E-3,4.2795240040992499E-2,"D",43]
["EE","ABNE_P",3.4299121242207198,3.6366003678560501E-3,4.7275804782128603E-2,"D",44]
["EE","ABNE_P",3.6282515383627798,3.70693073229605E-3,5.1897030252144698E-2,"D",45]
["EE","ABNE_P",3.8338526535112498,3.7755893409650498E-3,6.0409429455440797E-2,"D",46]
["EE","ABNE_P",4.03083197806962,3.8442479496350501E-3,6.53522151437958E-2,"D",47]
["EE","ABNE_P",4.2124251691045798,3.9129065583050496E-3,7.0432318049490794E-2,"D",48]
["EE","ABNE_P",4.3904504112463201,3.98156516697504E-3,7.5649738172525904E-2,"D",49]
["EE","ABNE_P",4.5668064880602,4.0502237756450399E-3,8.1004475512901006E-2,"D",50]
["EE","ABNE_P",0.33260693611817099,9.4453974983715105E-2,0.27436630828602898,"E",24]
["EE","ABNE_P",0.45329354342308398,9.9324300882162403E-2,0.45405394688988499,"E",25]
["EE","ABNE_P",0.653784859887931,0.21999928384071701,0.60371896495824695,"E",26]
["EE","ABNE_P",0.96391428801059398,0.305500125795307,0.89952814817507099,"E",27]
["EE","ABNE_P",1.35307326598469,0.40660291709347102,1.2896936276558499,"E",28]
["EE","ABNE_P",1.62368791918163,0.60990437564020705,1.6264116683738801,"E",29]
["EE","ABNE_P",2.0296098989770401,0.67343608143606204,2.0965462912631998,"E",30]
["EE","ABNE_P",2.4355318787724598,0.87673753998279802,2.5730340847321198,"E",31]
["EE","ABNE_P",2.9091075218670901,1.0863921691091201,3.1130535839968898,"E",32]
["EE","ABNE_P",3.4503368282609799,1.2833404570762701,3.65307308326165,"E",33]
["EE","ABNE_P",3.9239124713556301,1.486641915623,4.3265091646977103,"E",34]
["EE","ABNE_P",4.5327954410487301,1.6962965447493199,5.00629841671336,"E",35]
["EE","ABNE_P",5.1416784107418501,1.8233599563410301,5.5463179159781397,"E",36]
["EE","ABNE_P",5.8182150437342104,2.0330145854673498,6.2197539974141796,"E",37]
["EE","ABNE_P",6.4270980134273197,2.2299628734344998,6.8360115436339903,"E",38]
["EE","ABNE_P",6.9683273198212001,2.3633794556057999,7.4395627486946196,"E",39]
["EE","ABNE_P",7.5772102895143103,2.50314920835668,7.9160505421635197,"E",40]
["EE","ABNE_P",8.0507859326089601,2.6365657905279698,8.3861851650528596,"E",41]
["EE","ABNE_P",8.3890542491051292,2.7763355432788601,8.6593714999750304,"E",42]
["EE","ABNE_P",8.6596689023020694,2.8462204196542902,8.9325578348971995,"E",43]
["EE","ABNE_P",8.8626298921997808,2.9097521254501499,9.0659744170685101,"E",44]
["EE","ABNE_P",9.0655908820974798,2.9796370018255902,9.2692758756152305,"E",45]
["EE","ABNE_P",9.1332445453967193,3.04952187820103,9.33280758141108,"E",46]
["EE","ABNE_P",9.2008982086959392,3.04952187820103,9.3328075814110996,"E",47]
["EE","ABNE_P",9.1332445453967193,3.04952187820103,9.3328075814110996,"E",48]
["EE","ABNE_P",9.1332445453967193,3.04952187820103,9.3328075814110996,"E",49]
["EE","ABNE_P",9.1332445453967193,3.04952187820103,9.2692758756152394,"E",50]
["EE","ABNE_P",0.38354710909686501,3.0835323485568999E-2,3.0835323485568999E-2,"H",24]
["EE","ABNE_P",0.44121514088057501,3.3922366122770997E-2,3.8768418426024E-2,"H",25]
["EE","ABNE_P",0.50673563707010805,4.0855220602383099E-2,4.5394689558203499E-2,"H",26]
["EE","ABNE_P",0.57764365056278799,4.7054392646770901E-2,5.1332064705568302E-2,"H",27]
["EE","ABNE_P",0.73629007871547003,6.0016463431471399E-2,6.8018658555667605E-2,"H",28]
["EE","ABNE_P",0.91062443326653597,7.8628785860864997E-2,8.6117241657137897E-2,"H",29]
["EE","ABNE_P",1.14093979545118,9.69744043357776E-2,0.11082789066946,"H",30]
["EE","ABNE_P",1.5535959882349499,0.124133043934397,0.13792560437155199,"H",31]
["EE","ABNE_P",2.04979960466309,0.14771761780967099,0.17176467187171099,"H",32]
["EE","ABNE_P",2.6873839208178998,0.18209733942877501,0.21301952914309499,"H",33]
["EE","ABNE_P",3.3995427368852198,0.221206656419834,0.25231384247887301,"H",34]
["EE","ABNE_P",4.1738045641600197,0.25478048794302699,0.29666221198845599,"H",35]
["EE","ABNE_P",5.29960743837648,0.32301011912889299,0.363386384020005,"H",36]
["EE","ABNE_P",6.5378197494500503,0.39638836368106101,0.44256953226526202,"H",37]
["EE","ABNE_P",7.8833190248268998,0.47488862809604998,0.52318238688547902,"H",38]
["EE","ABNE_P",9.3267155023041202,0.55432156159465196,0.60891383660018605,"H",39]
["EE","ABNE_P",10.8480501284842,0.63841380910209,0.69525887429611199,"H",40]
["EE","ABNE_P",12.011332925707601,0.70654280084129994,0.76467606926495202,"H",41]
["EE","ABNE_P",13.149193176987,0.772310904600788,0.84085920974286998,"H",42]
["EE","ABNE_P",14.2197771562189,0.83056466004487906,0.90055606398124499,"H",43]
["EE","ABNE_P",15.2751326141964,0.890179631222625,0.96634473335932003,"H",44]
["EE","ABNE_P",16.234046701332201,0.94634581832820497,1.0239947059859,"H",45]
["EE","ABNE_P",17.0946464226157,0.99550264003368305,1.07928256518503,"H",46]
["EE","ABNE_P",17.934859757264899,1.0405546858267301,1.13560535424359,"H",47]
["EE","ABNE_P",18.7047502219027,1.08633054824422,1.1878567677063001,"H",48]
["EE","ABNE_P",19.466880500007299,1.1328884931427701,1.24102784930639,"H",49]
["EE","ABNE_P",20.235663090387501,1.18034065461713,1.29001832606386,"H",50]
["EE","ABNE_P",9.6760504409776598,4.6907432813641403,6.6857471051870299,"I",24]
["EE","ABNE_P",9.7155603127810597,4.7159623312639498,7.0238621782546904,"I",25]
["EE","ABNE_P",9.7754205876710394,4.7495877311303598,7.0812779453793899,"I",26]
["EE","ABNE_P",9.9722560554059996,4.8588702806961903,7.2471457170729598,"I",27]
["EE","ABNE_P",10.2231138495743,5.0017782301284299,7.4576701965301897,"I",28]
["EE","ABNE_P",10.5286526237531,5.1614988794938803,7.7000923243900301,"I",29]
["EE","ABNE_P",10.8632013273964,5.3380322287925299,7.9680325709719497,"I",30]
["EE","ABNE_P",11.2410321429891,5.5313782780243796,8.2742499956369997,"I",31]
["EE","ABNE_P",11.663175960617099,5.75834972712265,8.6123650687046691,"I",32]
["EE","ABNE_P",12.135661379125199,6.0105402261207201,8.9951368495359905,"I",33]
["EE","ABNE_P",12.764457246574199,6.3467942247848201,9.5054992239777505,"I",34]
["EE","ABNE_P",13.448845428927299,6.7166736233153204,10.0732773655442,"I",35]
["EE","ABNE_P",14.066898935525,7.0529276219794204,10.577260210305401,"I",36]
["EE","ABNE_P",14.557133894516999,7.3303371708773,10.9791705801783,"I",37]
["EE","ABNE_P",14.9186400774348,7.53208957007576,11.2853880048433,"I",38]
["EE","ABNE_P",15.2301970813753,7.7170292693410101,11.5469487217447,"I",39]
["EE","ABNE_P",15.532929812163699,7.8851562686730601,11.8021299089656,"I",40]
["EE","ABNE_P",15.620028319712199,7.9524070684058801,11.891443324492901,"I",41]
["EE","ABNE_P",15.651043805437901,7.9776261183056896,11.936100032256601,"I",42]
["EE","ABNE_P",15.6825214519962,8.0112515181721005,11.980756740020199,"I",43]
["EE","ABNE_P",15.698073726043599,8.0448769180385096,12.012654388422799,"I",44]
["EE","ABNE_P",15.6842165704845,8.0532832680051101,12.025413447783899,"I",45]
["EE","ABNE_P",15.671345476643801,8.07009596793832,12.044552036825401,"I",46]
["EE","ABNE_P",15.6652037894267,8.0869086678715192,12.063690625867,"I",47]
["EE","ABNE_P",15.665732740786799,8.1037213678047308,12.0828292149086,"I",48]
["EE","ABNE_P",15.668997538902,8.1205340677379301,12.0955882742696,"I",49]
["EE","ABNE_P",15.683490141628599,8.1289404177045306,12.1147268633112,"I",50]
["EE","ABNE_P",17.154603451364299,4.44678408821611,5.0241705327059396,"R",24]
["EE","ABNE_P",16.507141362398201,4.2834328359959297,4.8373487864698603,"R",25]
["EE","ABNE_P",15.9932022550064,4.1563818620469002,4.6905602715700896,"R",26]
["EE","ABNE_P",15.473740016732901,4.0474810272334398,4.5637883723384602,"R",27]
["EE","ABNE_P",14.996426401064101,3.9385801924199901,4.4503608835522703,"R",28]
["EE","ABNE_P",14.584776559474699,3.8569045663098902,4.3636222156569504,"R",29]
["EE","ABNE_P",14.223459377318299,3.7933790793353799,4.2902279582070602,"R",30]
["EE","ABNE_P",13.865649422974601,3.7298535923608598,4.2235059059798896,"R",31]
["EE","ABNE_P",13.3956510938881,3.6663281053863499,4.1634560589754397,"R",32]
["EE","ABNE_P",13.0606046885009,3.6209527575474101,4.1167506224164203,"R",33]
["EE","ABNE_P",12.734632100762701,3.5665023401406799,4.0633729806346803,"R",34]
["EE","ABNE_P",12.409531848596499,3.5029768531661598,4.0033231336302304,"R",35]
["EE","ABNE_P",12.596844411755299,3.53020206186953,4.0033231336302304,"R",36]
["EE","ABNE_P",12.784868508804101,3.5483522010051001,4.0033231336302304,"R",37]
["EE","ABNE_P",12.987841058626101,3.5665023401406799,4.0033231336302304,"R",38]
["EE","ABNE_P",13.197342414219801,3.58465247927625,4.0033231336302304,"R",39]
["EE","ABNE_P",13.482217521309099,3.6118776879796202,4.0233397492983798,"R",40]
["EE","ABNE_P",13.7474577363362,3.65725303581856,4.0500285701892498,"R",41]
["EE","ABNE_P",14.065856109767701,3.7026283836574998,4.0900618015255503,"R",42]
["EE","ABNE_P",14.418360912854499,3.75707880106423,4.13009503286185,"R",43]
["EE","ABNE_P",14.7603162053229,3.8024541489031698,4.1701282641981496,"R",44]
["EE","ABNE_P",15.054564249352,3.8478294967421101,4.2034892903117402,"R",45]
["EE","ABNE_P",15.310215760537901,3.88412977501326,4.2368503164253299,"R",46]
["EE","ABNE_P",15.546640674234601,3.9204300532844099,4.2635391373161902,"R",47]
["EE","ABNE_P",15.7266065151339,3.9476552619877698,4.2902279582070602,"R",48]
["EE","ABNE_P",15.899777178979701,3.98395554025893,4.3169167790979301,"R",49]
["EE","ABNE_P",16.086348687307499,4.0202558185300798,4.3569500104342298,"R",50]
["EE","ABNE_P",0,0,0,"Z",24]
["EE","ABNE_P",0,0,0,"Z",25]
["EE","ABNE_P",0,0,0,"Z",26]
["EE","ABNE_P",0,0,0,"Z",27]
["EE","ABNE_P",0,0,0,"Z",28]
["EE","ABNE_P",0,0,0,"Z",29]
["EE","ABNE_P",0,0,0,"Z",30]
["EE","ABNE_P",0,0,0,"Z",31]
["EE","ABNE_P",0,0,0,"Z",32]
["EE","ABNE_P",0,0,0,"Z",33]
["EE","ABNE_P",0,0,0,"Z",34]
["EE","ABNE_P",0,0,0,"Z",35]
["EE","ABNE_P",0,0,0,"Z",36]
["EE","ABNE_P",0,0,0,"Z",37]
["EE","ABNE_P",0,0,0,"Z",38]
["EE","ABNE_P",0,0,0.814658038052262,"Z",39]
["EE","ABNE_P",0,0,0,"Z",40]
["EE","ABNE_P",0,0,1.33182460229474,"Z",41]
["EE","ABNE_P",0,0,0,"Z",42]
["EE","ABNE_P",0,0,1.3763072032350601E-2,"Z",43]
["EE","ABNE_P",0,0,1.7442636657064E-3,"Z",44]
["EE","ABNE_P",0,0,0,"Z",45]
["EE","ABNE_P",0,0,7.9650461005750905E-2,"Z",46]
["EE","ABNE_P",0,0.27607642392051202,5.73277350587394E-2,"Z",47]
["EE","ABNE_P",0,0,0,"Z",48]
["EE","ABNE_P",0,0,0.112531517433496,"Z",49]
["EE","ABNE_P",0,0,1.27440731775174E-2,"Z",50]
["EE","ABTH_1",58.102977315751701,19.0876537987108,52.308188274909099,"C",24]
["EE","ABTH_1",58.425893141409901,19.217203876286501,54.968751455328302,"C",25]
["EE","ABTH_1",58.815522658827703,19.424158379569601,55.620554832269001,"C",26]
["EE","ABTH_1",59.704642807057503,19.808502457095301,56.7503473522994,"C",27]
["EE","ABTH_1",60.613691462662501,20.251976392701899,58.010500547718003,"C",28]
["EE","ABTH_1",62.534917947322803,21.020664547753402,60.356992704704403,"C",29]
["EE","ABTH_1",63.973621697938903,21.611963128562198,62.138588601675501,"C",30]
["EE","ABTH_1",65.625947426618595,22.2623915674519,64.093998732497397,"C",31]
["EE","ABTH_1",67.569720484165799,23.0606446515438,66.483944447946499,"C",32]
["EE","ABTH_1",69.158061936971606,23.770202948514399,68.526261695693904,"C",33]
["EE","ABTH_1",70.615994608056397,24.4206313874041,70.525125384978594,"C",34]
["EE","ABTH_1",72.267201074925694,25.130189684374699,72.741256866576805,"C",35]
["EE","ABTH_1",75.240064781421395,26.5197413492754,76.174087985130896,"C",36]
["EE","ABTH_1",78.182046688816499,27.9092930141761,79.5634655452223,"C",37]
["EE","ABTH_1",81.074395997580396,29.2692797500364,82.909389546851003,"C",38]
["EE","ABTH_1",83.968761296959102,30.5997015568562,86.255313548479606,"C",39]
["EE","ABTH_1",86.707491228835906,31.870993505595202,89.470876874720204,"C",40]
["EE","ABTH_1",89.433367991279098,33.083155596253199,92.469172408647196,"C",41]
["EE","ABTH_1",91.918177439940195,34.206622899789998,95.250200150260596,"C",42]
["EE","ABTH_1",94.435166414479596,35.300525274286301,97.944320774948693,"C",43]
["EE","ABTH_1",96.686015354064494,36.335297790701702,100.37772004886,"C",44]
["EE","ABTH_1",98.712356555261593,37.251810590955401,102.680758647384,"C",45]
["EE","ABTH_1",100.440264214865,38.050063675047298,104.679622336668,"C",46]
["EE","ABTH_1",102.25363544584,38.877881688179599,106.63503246749001,"C",47]
["EE","ABTH_1",104.112753322822,39.705699701312,108.63389615677499,"C",48]
["EE","ABTH_1",106.054672325333,40.533517714444301,110.63275984606,"C",49]
["EE","ABTH_1",108.056186842692,41.390900656617099,112.675077093807,"C",50]
["EE","ABTH_1",0.28286554533311298,4.7109963915330497E-2,9.4219927830661104E-2,"D",24]
["EE","ABTH_1",0.409693355889234,4.7104542055866498E-2,9.4209084111733093E-2,"D",25]
["EE","ABTH_1",0.65489695500511802,4.6225443214015602E-2,9.2450886428031204E-2,"D",26]
["EE","ABTH_1",0.966128148443269,4.5346344372164601E-2,9.0692688744329203E-2,"D",27]
["EE","ABTH_1",1.37866706932751,4.44672455303146E-2,8.8934491060629201E-2,"D",28]
["EE","ABTH_1",1.89189132365463,4.35881466884636E-2,8.71762933769272E-2,"D",29]
["EE","ABTH_1",2.52027027489323,4.2709047846613599E-2,0.12812714353984,"D",30]
["EE","ABTH_1",3.0390316959375401,0,0.12628810250630201,"D",31]
["EE","ABTH_1",3.4620755687538001,0,0.12444906147276701,"D",32]
["EE","ABTH_1",3.93144854322736,0,0.122610020439229,"D",33]
["EE","ABTH_1",4.3827446196572897,0,0.120770979405691,"D",34]
["EE","ABTH_1",4.8291200910363301,0,0.118931938372156,"D",35]
["EE","ABTH_1",6.7644177531137197,0,0.15504474610416599,"D",36]
["EE","ABTH_1",8.8504914211351196,0,0.189391967973492,"D",37]
["EE","ABTH_1",11.134050620056,0,0.221973603980127,"D",38]
["EE","ABTH_1",13.655426760530201,0,0.28890246185609197,"D",39]
["EE","ABTH_1",16.508329883875501,3.5230014800668501E-2,0.31707013320601601,"D",40]
["EE","ABTH_1",19.091911522896702,3.4811869855078399E-2,0.34811869855078498,"D",41]
["EE","ABTH_1",20.997022326378101,3.4393724909489498E-2,0.37833097400438398,"D",42]
["EE","ABTH_1",22.5103788189158,3.39755799639005E-2,0.40770695956680503,"D",43]
["EE","ABTH_1",23.8647457663449,3.3557435018311398E-2,0.43624665523804801,"D",44]
["EE","ABTH_1",24.985093044758301,3.3139290072722399E-2,0.46395006101811298,"D",45]
["EE","ABTH_1",26.250603212297001,3.3005399282808399E-2,0.52808638852493395,"D",46]
["EE","ABTH_1",27.453410991216099,3.28715084928944E-2,0.55881564437920395,"D",47]
["EE","ABTH_1",28.5451265633309,3.27376177029804E-2,0.58927711865364696,"D",48]
["EE","ABTH_1",29.601925007563299,3.2603726913065401E-2,0.619470811348242,"D",49]
["EE","ABTH_1",30.6369403713941,3.2469836123151401E-2,0.64939672246302804,"D",50]
["EE","ABTH_1",1.36549114285091,0.38777323092715399,1.1263889088836301,"E",24]
["EE","ABTH_1",1.90040208458339,0.41641031773989601,1.9035900239537999,"E",25]
["EE","ABTH_1",2.8242986862505699,0.95037943893946197,2.6080179952292202,"E",26]
["EE","ABTH_1",4.3078661632609796,1.3653222814050701,4.0201156063593997,"E",27]
["EE","ABTH_1",6.2561204244943998,1.87998453464103,5.9630759458145404,"E",28]
["EE","ABTH_1",7.5073445093932802,2.8199768019615501,7.5199381385641599,"E",29]
["EE","ABTH_1",9.3841806367416201,3.11372438549922,9.6936702567428608,"E",30]
["EE","ABTH_1",11.2610167640899,4.0537166528197304,11.896777133275201,"E",31]
["EE","ABTH_1",13.450658912662901,5.0230836784940198,14.393631593345299,"E",32]
["EE","ABTH_1",15.953107082460701,5.9337011874607803,16.890486053415501,"E",33]
["EE","ABTH_1",18.142749231033701,6.8736934547813,20.004210438914701,"E",34]
["EE","ABTH_1",20.958003422056201,7.8430604804555797,23.147309582767701,"E",35]
["EE","ABTH_1",23.773257613078599,8.4305556475309107,25.644164042837801,"E",36]
["EE","ABTH_1",26.901317825325901,9.3999226732051895,28.757888428337001,"E",37]
["EE","ABTH_1",29.716572016348401,10.3105401821719,31.607239988652399,"E",38]
["EE","ABTH_1",32.219020186146103,10.927410107601,34.397842032260201,"E",39]
["EE","ABTH_1",35.0342743771686,11.573654791383801,36.600948908792603,"E",40]
["EE","ABTH_1",37.2239165257416,12.190524716812901,38.7746810269714,"E",41]
["EE","ABTH_1",38.787946631865303,12.8367694005958,40.037795636183297,"E",42]
["EE","ABTH_1",40.039170716764097,13.159891742487201,41.300910245395301,"E",43]
["EE","ABTH_1",40.977588780438303,13.4536393260249,41.9177801708244,"E",44]
["EE","ABTH_1",41.916006844112502,13.776761667916301,42.857772438144799,"E",45]
["EE","ABTH_1",42.228812865337197,14.099884009807701,43.151520021682501,"E",46]
["EE","ABTH_1",42.541618886561899,14.099884009807701,43.151520021682501,"E",47]
["EE","ABTH_1",42.228812865337297,14.099884009807701,43.1515200216826,"E",48]
["EE","ABTH_1",42.228812865337197,14.099884009807599,43.151520021682501,"E",49]
["EE","ABTH_1",42.228812865337197,14.099884009807701,42.857772438144899,"E",50]
["EE","ABTH_1",2.43950106353922,0.21289837925093799,0.21289837925093799,"H",24]
["EE","ABTH_1",3.0358928179273001,0.24366058647866101,0.27846924168989901,"H",25]
["EE","ABTH_1",3.8261779313436901,0.31562098934731903,0.35068998816368802,"H",26]
["EE","ABTH_1",4.7272372113108601,0.38738290466986303,0.422599532367123,"H",27]
["EE","ABTH_1",6.4850335259472196,0.52633718810879204,0.596515479856631,"H",28]
["EE","ABTH_1",8.7133996227642498,0.73681973395726896,0.80699304195319899,"H",29]
["EE","ABTH_1",12.2601780031953,0.989118342988759,1.1304209634157201,"H",30]
["EE","ABTH_1",16.793154418113001,1.2814930244001299,1.42388113822236,"H",31]
["EE","ABTH_1",22.2663789815469,1.5412984083777199,1.7922074516020099,"H",32]
["EE","ABTH_1",29.1060356954025,1.9096715123419301,2.2339553540603698,"H",33]
["EE","ABTH_1",36.234585785741402,2.3111615963935201,2.6361686958863602,"H",34]
["EE","ABTH_1",43.486194433836303,2.6372369866296301,3.0707553953906701,"H",35]
["EE","ABTH_1",52.517641424378198,3.1547359814884399,3.54907797917449,"H",36]
["EE","ABTH_1",61.7112876609715,3.6652142702121799,4.0922295249941802,"H",37]
["EE","ABTH_1",70.997978843675895,4.1688999432730904,4.59285586970765,"H",38]
["EE","ABTH_1",80.274591898020205,4.6298404494029599,5.0858095845714404,"H",39]
["EE","ABTH_1",89.383517775889601,5.0831280201817401,5.5357353096499802,"H",40]
["EE","ABTH_1",97.129520738167699,5.4885798553625396,5.9401718687784504,"H",41]
["EE","ABTH_1",104.391657091594,5.8566966538118104,6.3765218005998401,"H",42]
["EE","ABTH_1",110.95664194565001,6.1559255451571699,6.6746833158164796,"H",43]
["EE","ABTH_1",117.252780311431,6.45479707263347,7.0070791751047903,"H",44]
["EE","ABTH_1",122.61977203591999,6.71657253598773,7.2676759235559496,"H",45]
["EE","ABTH_1",127.36075386669999,6.9417950126239001,7.5260054839833401,"H",46]
["EE","ABTH_1",131.84252237916601,7.1302144953906801,7.7815321656427203,"H",47]
["EE","ABTH_1",135.717173376414,7.3166380552946704,8.0004360043876304,"H",48]
["EE","ABTH_1",139.44822570552,7.50208447292359,8.2181925362481092,"H",49]
["EE","ABTH_1",143.13337364699399,7.6866876656269501,8.4009374044684009,"H",50]
["EE","ABTH_1",49.619851108482102,15.437519957827799,44.062430175063398,"I",24]
["EE","ABTH_1",49.596679850066501,15.348519095134501,46.1030898738248,"I",25]
["EE","ABTH_1",50.354656830497603,15.8634233874086,47.063230984285703,"I",26]
["EE","ABTH_1",51.869002018719499,16.677696772204001,48.810686153072702,"I",27]
["EE","ABTH_1",51.560038116311297,16.2224536602291,48.873409805472001,"I",28]
["EE","ABTH_1",53.848610818898102,17.412545530314699,51.427382744468403,"I",29]
["EE","ABTH_1",53.664989620980101,17.191325660486498,52.047627686817599,"I",30]
["EE","ABTH_1",55.593933299884299,17.838887281190299,54.089522824975802,"I",31]
["EE","ABTH_1",56.424850992931702,18.043053140792399,55.543809798764599,"I",32]
["EE","ABTH_1",57.501683263208399,18.8977558550142,58.108020480889103,"I",33]
["EE","ABTH_1",60.785677311235602,20.048374417118701,61.542757069624102,"I",34]
["EE","ABTH_1",64.2137835103036,21.218224830096201,65.227129203212399,"I",35]
["EE","ABTH_1",67.737082592542805,22.236664074493699,68.428871345788195,"I",36]
["EE","ABTH_1",70.699967070385796,23.0810070548001,70.981559800782804,"I",37]
["EE","ABTH_1",72.801931751821897,23.625980942585102,72.833986788112199,"I",38]
["EE","ABTH_1",74.715491246318393,24.1448164902203,74.429096745835196,"I",39]
["EE","ABTH_1",76.582705083677496,24.637513697705799,76.028047445934703,"I",40]
["EE","ABTH_1",77.2360696722494,24.8412015465853,76.590048542854902,"I",41]
["EE","ABTH_1",77.668813731886303,24.929976300950099,76.894732610168603,"I",42]
["EE","ABTH_1",77.956122783892198,25.0152978106765,77.1520496397752,"I",43]
["EE","ABTH_1",78.085859589372504,25.100619320402899,77.322314078720595,"I",44]
["EE","ABTH_1",78.135067308938503,25.130210905191198,77.409366669381697,"I",45]
["EE","ABTH_1",78.374281771869803,25.156349245341001,77.492578517666104,"I",46]
["EE","ABTH_1",78.574908363328603,25.182487585490801,77.575790365950496,"I",47]
["EE","ABTH_1",78.573989892651298,25.2416707550674,77.706369251942107,"I",48]
["EE","ABTH_1",78.591136824920795,25.300853924643899,77.793421842603095,"I",49]
["EE","ABTH_1",78.667252918045094,25.330445509432199,77.924000728594706,"I",50]
["EE","ABTH_1",62.329253918841502,12.613598706143801,28.5950010472828,"R",24]
["EE","ABTH_1",59.890465730624499,12.118310803090701,27.4694930120449,"R",25]
["EE","ABTH_1",58.025815042590303,11.7588693809652,26.6359359827139,"R",26]
["EE","ABTH_1",56.141125580213703,11.450776733429,25.916045821018901,"R",27]
["EE","ABTH_1",54.409357849242802,11.1426840858928,25.271933571081298,"R",28]
["EE","ABTH_1",52.915828461599503,10.9116146002406,24.779377144658401,"R",29]
["EE","ABTH_1",51.604913758638403,10.731893889177799,24.362598629992899,"R",30]
["EE","ABTH_1",50.306723821432598,10.552173178115,23.9837090712061,"R",31]
["EE","ABTH_1",48.601497083281203,10.3724524670522,23.642708468297901,"R",32]
["EE","ABTH_1",47.385896827641901,10.244080530578801,23.3774857771472,"R",33]
["EE","ABTH_1",46.203217787918298,10.090034206810699,23.0743741301177,"R",34]
["EE","ABTH_1",45.023703716770498,9.9103134957479693,22.733373527209601,"R",35]
["EE","ABTH_1",45.703302709623998,9.9873366576320208,22.733373527209601,"R",36]
["EE","ABTH_1",46.385483257643401,10.0386854322213,22.733373527209601,"R",37]
["EE","ABTH_1",47.121899107759198,10.090034206810699,22.733373527209601,"R",38]
["EE","ABTH_1",47.882002476491699,10.141382981400101,22.733373527209601,"R",39]
["EE","ABTH_1",48.915573490640902,10.218406143284099,22.8470403948456,"R",40]
["EE","ABTH_1",49.877906075048998,10.3467780797576,22.998596218360301,"R",41]
["EE","ABTH_1",51.033104692062302,10.475150016231,23.225929953632399,"R",42]
["EE","ABTH_1",52.3120467187683,10.629196339999099,23.453263688904499,"R",43]
["EE","ABTH_1",53.552713486888202,10.757568276472499,23.6805974241766,"R",44]
["EE","ABTH_1",54.6202909680731,10.885940212945901,23.870042203570002,"R",45]
["EE","ABTH_1",55.547834249706,10.988637762124601,24.059486982963499,"R",46]
["EE","ABTH_1",56.4056204575514,11.0913353113034,24.211042806478201,"R",47]
["EE","ABTH_1",57.058564404079497,11.1683584731874,24.362598629992899,"R",48]
["EE","ABTH_1",57.6868543957209,11.271056022366199,24.514154453507601,"R",49]
["EE","ABTH_1",58.363764726862499,11.373753571544899,24.741488188779702,"R",50]
["EE","ABTH_1",0,0,0,"Z",24]
["EE","ABTH_1",0,0,0,"Z",25]
["EE","ABTH_1",0,0,0,"Z",26]
["EE","ABTH_1",0,0,0,"Z",27]
["EE","ABTH_1",0,0,0,"Z",28]
["EE","ABTH_1",0,0,0,"Z",29]
["EE","ABTH_1",0,0,0,"Z",30]
["EE","ABTH_1",0,0,0,"Z",31]
["EE","ABTH_1",0,0,0,"Z",32]
["EE","ABTH_1",0,0,0,"Z",33]
["EE","ABTH_1",0,0,0,"Z",34]
["EE","ABTH_1",0,0,0,"Z",35]
["EE","ABTH_1",0,0,0,"Z",36]
["EE","ABTH_1",0,0,0,"Z",37]
["EE","ABTH_1",0,0,0,"Z",38]
["EE","ABTH_1",0,0,0,"Z",39]
["EE","ABTH_1",0,0,0,"Z",40]
["EE","ABTH_1",0,0,0,"Z",41]
["EE","ABTH_1",0,0,0,"Z",42]
["EE","ABTH_1",0,0,0,"Z",43]
["EE","ABTH_1",0,0,0,"Z",44]
["EE","ABTH_1",0,0,0,"Z",45]
["EE","ABTH_1",0,0,0,"Z",46]
["EE","ABTH_1",0,0,0,"Z",47]
["EE","ABTH_1",0,0,0,"Z",48]
["EE","ABTH_1",0,0,0,"Z",49]
["EE","ABTH_1",0,0,0,"Z",50]
["EE","ACTL_2",8.3673734073618196,2.7575589022183,5.8478801290580202,"C",24]
["EE","ACTL_2",8.41387631336171,2.77627476816334,6.1453221752842699,"C",25]
["EE","ACTL_2",8.4699866163681801,2.8061731118204798,6.2181916081927797,"C",26]
["EE","ACTL_2",8.5980282525793204,2.86169860718375,6.3444986252342002,"C",27]
["EE","ACTL_2",8.7289397806680107,2.92576648644906,6.4853795288573099,"C",28]
["EE","ACTL_2",9.0056144045845308,3.0368174771755898,6.74770948732795,"C",29]
["EE","ACTL_2",9.2128012314928593,3.1222413161959999,6.9468859372778704,"C",30]
["EE","ACTL_2",9.4507516257957302,3.2162075391184501,7.1654942360033997,"C",31]
["EE","ACTL_2",9.7306731675659695,3.3315297217960098,7.43268215666793,"C",32]
["EE","ACTL_2",9.95940922633614,3.4340383286204998,7.6610063797812602,"C",33]
["EE","ACTL_2",10.169365198049301,3.5280045515429501,7.8844726407006904,"C",34]
["EE","ACTL_2",10.407154408159199,3.6305131583674499,8.1322287125896207,"C",35]
["EE","ACTL_2",10.8352746503675,3.8312591800654099,8.5160077259077696,"C",36]
["EE","ACTL_2",11.258947624010499,4.0320052017633801,8.8949287770320193,"C",37]
["EE","ACTL_2",11.675473038180501,4.2284800315103199,9.26899186596237,"C",38]
["EE","ACTL_2",12.092288773897501,4.4206836693062401,9.64305495489271,"C",39]
["EE","ACTL_2",12.4866915577238,4.6043449232001299,10.002544157241299,"C",40]
["EE","ACTL_2",12.8792433646625,4.7794637931919697,10.3377435486205,"C",41]
["EE","ACTL_2",13.2370792185827,4.9417690873307496,10.6486531290301,"C",42]
["EE","ACTL_2",13.599549225889399,5.0998031895185099,10.9498467850519,"C",43]
["EE","ACTL_2",13.923692573290101,5.2492949078042299,11.221892667910399,"C",44]
["EE","ACTL_2",14.2155047017632,5.3817018582858598,11.4793646641871,"C",45]
["EE","ACTL_2",14.464339602645801,5.4970240409634199,11.7028309251065,"C",46]
["EE","ACTL_2",14.725482058965699,5.6166174155919899,11.921439223832101,"C",47]
["EE","ACTL_2",14.9932124611527,5.7362107902205697,12.144905484751501,"C",48]
["EE","ACTL_2",15.2728670016173,5.8558041648491397,12.368371745670901,"C",49]
["EE","ACTL_2",15.5611038548853,5.97966873142874,12.5966959687842,"C",50]
["EE","ACTL_2",8.4565907761240094E-2,1.4975558583396199E-2,2.9951117166792399E-2,"D",24]
["EE","ACTL_2",0.121937320554312,1.49758348210352E-2,2.9951669642070401E-2,"D",25]
["EE","ACTL_2",0.193590231835157,1.44961772996732E-2,2.89923545993464E-2,"D",26]
["EE","ACTL_2",0.28379082282842599,1.4016519778311099E-2,2.8033039556622199E-2,"D",27]
["EE","ACTL_2",0.40298182922355202,1.3536862256949099E-2,2.7073724513898199E-2,"D",28]
["EE","ACTL_2",0.549731185438041,1.30572047355881E-2,2.61144094711762E-2,"D",29]
["EE","ACTL_2",0.72689560062089797,1.25775472142261E-2,3.7732641642678297E-2,"D",30]
["EE","ACTL_2",0.88988316806877799,0,3.69998285269953E-2,"D",31]
["EE","ACTL_2",1.0301893436751299,0,3.6267015411312199E-2,"D",32]
["EE","ACTL_2",1.1917015493074501,0,3.5534202295632297E-2,"D",33]
["EE","ACTL_2",1.3557292549881701,0,3.4801389179949301E-2,"D",34]
["EE","ACTL_2",1.52663770244992,0,3.4068576064266297E-2,"D",35]
["EE","ACTL_2",2.0300578232120801,0,4.34482210938004E-2,"D",36]
["EE","ACTL_2",2.5005796687841602,0,5.18395926273955E-2,"D",37]
["EE","ACTL_2",2.94778298680892,0,5.9242690665042799E-2,"D",38]
["EE","ACTL_2",3.3767117569005598,0,7.5037160236288994E-2,"D",39]
["EE","ACTL_2",3.8013318290098499,8.8855082815641299E-3,7.9969574534077104E-2,"D",40]
["EE","ACTL_2",4.3327105202772502,8.6835254715201208E-3,8.6835254715201204E-2,"D",41]
["EE","ACTL_2",4.7003219808746204,8.4815426614751194E-3,9.3296969276226299E-2,"D",42]
["EE","ACTL_2",4.9685994014797004,8.2795598514311102E-3,9.9354718217173399E-2,"D",43]
["EE","ACTL_2",5.1933906032611397,8.0775770413861105E-3,0.10500850153801899,"D",44]
["EE","ACTL_2",5.3602733828220304,7.87559423134211E-3,0.110258319238789,"D",45]
["EE","ACTL_2",5.5792468717991097,7.7749358203671E-3,0.124398973125873,"D",46]
["EE","ACTL_2",5.7811126641026398,7.6742774093921003E-3,0.13046271595966499,"D",47]
["EE","ACTL_2",5.9558922436237802,7.5736189984171101E-3,0.136325141971507,"D",48]
["EE","ACTL_2",6.1194517742628101,7.4729605874421104E-3,0.14198625116140001,"D",49]
["EE","ACTL_2",6.2747061720071304,7.3723021764670899E-3,0.14744604352934099,"D",50]
["EE","ACTL_2",0.26327575078767501,7.4765251347262501E-2,0.217175253913476,"E",24]
["EE","ACTL_2",0.31878162354831302,6.9850458609917704E-2,0.319316382216765,"E",25]
["EE","ACTL_2",0.37519772596245399,0.12625442416111399,0.34646562909328998,"E",26]
["EE","ACTL_2",0.407220682248494,0.12906331112709701,0.380019749429787,"E",27]
["EE","ACTL_2",0.35949253650472501,0.10802867641448501,0.34265345800219799,"E",28]
["EE","ACTL_2",0.43139104380567,0.16204301462172799,0.43211470565794402,"E",29]
["EE","ACTL_2",0.53923880475708796,0.17892249531149201,0.55702286276219404,"E",30]
["EE","ACTL_2",0.64708656570850698,0.23293683351873501,0.68361896793541899,"E",31]
["EE","ACTL_2",0.77290895348515998,0.28863911979495399,0.82709455379840902,"E",32]
["EE","ACTL_2",0.91670596808705096,0.340965509933221,0.97057013966139805,"E",33]
["EE","ACTL_2",1.0425283558637,0.394979848140465,1.14949263497288,"E",34]
["EE","ACTL_2",1.2042999972908199,0.45068213441668398,1.3301030783533501,"E",35]
["EE","ACTL_2",1.3660716387179499,0.48444109579620998,1.47357866421634,"E",36]
["EE","ACTL_2",1.54581790697031,0.54014338207242996,1.6525011595278301,"E",37]
["EE","ACTL_2",1.7075895483974399,0.59246977221069597,1.81623212221854,"E",38]
["EE","ACTL_2",1.85138656299933,0.6279166816592,1.9765871887713,"E",39]
["EE","ACTL_2",2.01315820442646,0.66505153917668003,2.1031832939445101,"E",40]
["EE","ACTL_2",2.1389805922031102,0.70049844862518296,2.2280914510487699,"E",41]
["EE","ACTL_2",2.22885372632929,0.73763330614266298,2.30067321801475,"E",42]
["EE","ACTL_2",2.3007522336302402,0.75620073490140305,2.3732549849807398,"E",43]
["EE","ACTL_2",2.3546761141059398,0.77308021559116502,2.4087018944292402,"E",44]
["EE","ACTL_2",2.4085999945816599,0.79164764434990498,2.4627162326364802,"E",45]
["EE","ACTL_2",2.42657462140689,0.81021507310864604,2.4795957133262401,"E",46]
["EE","ACTL_2",2.4445492482321298,0.81021507310864604,2.4795957133262401,"E",47]
["EE","ACTL_2",2.42657462140689,0.81021507310864505,2.4795957133262498,"E",48]
["EE","ACTL_2",2.42657462140689,0.81021507310864505,2.4795957133262498,"E",49]
["EE","ACTL_2",2.4265746214069002,0.81021507310864505,2.4627162326364802,"E",50]
["EE","ACTL_2",0.41890959596668098,3.7105952689755098E-2,3.7105952689755098E-2,"H",24]
["EE","ACTL_2",0.53218633684696504,4.4146225759394898E-2,5.04528294393084E-2,"H",25]
["EE","ACTL_2",0.67305428518497001,5.6380366343398297E-2,6.2644851492664799E-2,"H",26]
["EE","ACTL_2",0.84125132721010798,6.8548145946336E-2,7.4779795577820996E-2,"H",27]
["EE","ACTL_2",1.18907216944266,9.4364923246482102E-2,0.106946913012679,"H",28]
["EE","ACTL_2",1.6432875153650099,0.13309634941649001,0.14577219221806101,"H",29]
["EE","ACTL_2",2.3661435173895802,0.17909318139942701,0.204677921599345,"H",30]
["EE","ACTL_2",3.19150313292982,0.22803369006948401,0.25337076674387199,"H",31]
["EE","ACTL_2",4.1602084062433597,0.26914053456255299,0.312954109956458,"H",32]
["EE","ACTL_2",5.3655540594676001,0.32830403986463802,0.38405378248316102,"H",33]
["EE","ACTL_2",6.5937040558853397,0.39125576926735001,0.44627611182057098,"H",34]
["EE","ACTL_2",7.8103533241553,0.43960862079928498,0.51187305161560603,"H",35]
["EE","ACTL_2",9.3189252689061703,0.522428488688647,0.58773204977472804,"H",36]
["EE","ACTL_2",10.769633993299299,0.600234816239824,0.67016508609300796,"H",37]
["EE","ACTL_2",12.149807978080201,0.67320716694259997,0.74166891273337299,"H",38]
["EE","ACTL_2",13.4409227285139,0.73572931554202803,0.80818750570904596,"H",39]
["EE","ACTL_2",14.618320198290901,0.79377777417834405,0.86445661708463495,"H",40]
["EE","ACTL_2",15.7410153136648,0.85133994262761203,0.92138689993241596,"H",41]
["EE","ACTL_2",16.761593342293398,0.90212356184088904,0.98219370046582,"H",42]
["EE","ACTL_2",17.650580922015099,0.94184360494833297,1.02121244806195,"H",43]
["EE","ACTL_2",18.474368890369,0.98075250502909905,1.06466715786581,"H",44]
["EE","ACTL_2",19.1400675155862,1.01360288048459,1.0967702963192201,"H",45]
["EE","ACTL_2",19.822660536053,1.04627748833654,1.1343305442856599,"H",46]
["EE","ACTL_2",20.457313851624001,1.07318100284129,1.17121195983161,"H",47]
["EE","ACTL_2",20.989002989876301,1.0994347497671499,1.2021856609603401,"H",48]
["EE","ACTL_2",21.492676628514602,1.1253327237445101,1.23275084737467,"H",49]
["EE","ACTL_2",21.983325269241899,1.1508131208746799,1.25774708343383,"H",50]
["EE","ACTL_2",7.1457237102685998,2.2302306525884301,4.9260320106012596,"I",24]
["EE","ACTL_2",7.1423868318427699,2.2173728585497701,5.1541709252935304,"I",25]
["EE","ACTL_2",7.2515426225174098,2.2917601525526998,5.2615114833615504,"I",26]
["EE","ACTL_2",7.4696225255254003,2.40939675916559,5.4568711143291297,"I",27]
["EE","ACTL_2",7.4251288272628004,2.34362860822685,5.4638834084380399,"I",28]
["EE","ACTL_2",7.7547047501690303,2.5155590332764599,5.7494090229291297,"I",29]
["EE","ACTL_2",7.7282615763513203,2.48359979785522,5.8187503286239499,"I",30]
["EE","ACTL_2",8.0060475485821492,2.57715185672728,6.0470273612999801,"I",31]
["EE","ACTL_2",8.1257074856406,2.6066473300637201,6.2096117706714402,"I",32]
["EE","ACTL_2",8.2807814270934994,2.7301246889474702,6.4962819305306603,"I",33]
["EE","ACTL_2",8.75370735510697,2.8963524764193598,6.8802739690285204,"I",34]
["EE","ACTL_2",9.2473867838187491,3.0653586546845801,7.2921744247436102,"I",35]
["EE","ACTL_2",9.7547748800724392,3.21249073463391,7.6501184650826604,"I",36]
["EE","ACTL_2",10.1814580198066,3.3344714414521799,7.9355004785675201,"I",37]
["EE","ACTL_2",10.4841606383503,3.4132028356605,8.1425956070166698,"I",38]
["EE","ACTL_2",10.759731143810599,3.4881580710318301,8.3209235539990196,"I",39]
["EE","ACTL_2",11.028627440185801,3.5593371475661701,8.4996808831061497,"I",40]
["EE","ACTL_2",11.1227180657663,3.5887635635560402,8.56251072209648,"I",41]
["EE","ACTL_2",11.1850372670203,3.6015886921324798,8.5965733796200094,"I",42]
["EE","ACTL_2",11.2264124638263,3.61391493668709,8.6253405610868104,"I",43]
["EE","ACTL_2",11.2450957800053,3.6262411812417001,8.6443755546897592,"I",44]
["EE","ACTL_2",11.252182152910001,3.63051622410052,8.6541077425536201,"I",45]
["EE","ACTL_2",11.286631278036699,3.6342923829374998,8.6634105482927009,"I",46]
["EE","ACTL_2",11.3155233879377,3.6380685417744898,8.6727133540317798,"I",47]
["EE","ACTL_2",11.315391119550201,3.64661862749211,8.6873116358275695,"I",48]
["EE","ACTL_2",11.317860438537201,3.6551687132097399,8.6970438236914394,"I",49]
["EE","ACTL_2",11.3288218694811,3.65944375606855,8.7116421054872308,"I",50]
["EE","ACTL_2",8.37815407890891,1.71487671717321,3.0173718860737901,"R",24]
["EE","ACTL_2",8.0503378141207893,1.6475400503717199,2.89860720068484,"R",25]
["EE","ACTL_2",7.7996957835257099,1.5986723370132301,2.8106494649399201,"R",26]
["EE","ACTL_2",7.5463601872542299,1.5567857255631099,2.7346859658874898,"R",27]
["EE","ACTL_2",7.3135799762501099,1.5148991141129799,2.6667186246300498,"R",28]
["EE","ACTL_2",7.1128232120612296,1.4834841555253799,2.6147435989625998,"R",29]
["EE","ACTL_2",6.9366130912082502,1.45905029884614,2.57076473109014,"R",30]
["EE","ACTL_2",6.7621134039223696,1.4346164421669001,2.5307839421151801,"R",31]
["EE","ACTL_2",6.5329007717559398,1.41018258548766,2.4948012320377102,"R",32]
["EE","ACTL_2",6.3695025983497802,1.3927298307167699,2.4668146797552302,"R",33]
["EE","ACTL_2",6.2105296186057597,1.3717865249917001,2.4348300485752601,"R",34]
["EE","ACTL_2",6.0519820666137996,1.3473526683124599,2.3988473384978,"R",35]
["EE","ACTL_2",6.1433321906087297,1.3578243211749901,2.3988473384978,"R",36]
["EE","ACTL_2",6.2350293212752304,1.36480542308335,2.3988473384978,"R",37]
["EE","ACTL_2",6.33401663574646,1.3717865249917001,2.3988473384978,"R",38]
["EE","ACTL_2",6.4361879716560804,1.3787676269000599,2.3988473384978,"R",39]
["EE","ACTL_2",6.5751181956454703,1.3892392797625901,2.4108415751902901,"R",40]
["EE","ACTL_2",6.7044727147581797,1.4066920345334799,2.4268338907802698,"R",41]
["EE","ACTL_2",6.8597518396724997,1.4241447893043699,2.45082236416525,"R",42]
["EE","ACTL_2",7.0316642673695604,1.44508809502943,2.4748108375502298,"R",43]
["EE","ACTL_2",7.1984318233782503,1.4625408498003201,2.49879931093521,"R",44]
["EE","ACTL_2",7.3419331179740004,1.4799936045712001,2.51878970542269,"R",45]
["EE","ACTL_2",7.4666113395117604,1.4939558083879101,2.53878009991017,"R",46]
["EE","ACTL_2",7.5819129766122098,1.5079180122046201,2.5547724155001501,"R",47]
["EE","ACTL_2",7.6696801909611301,1.51838966506715,2.57076473109014,"R",48]
["EE","ACTL_2",7.7541334777446096,1.53235186888386,2.5867570466801202,"R",49]
["EE","ACTL_2",7.8451221980539296,1.54631407270057,2.6107455200651,"R",50]
["EE","ACTL_2",0,0,0,"Z",24]
["EE","ACTL_2",0,0,0,"Z",25]
["EE","ACTL_2",0,0,0,"Z",26]
["EE","ACTL_2",0,0,0,"Z",27]
["EE","ACTL_2",0,0,0,"Z",28]
["EE","ACTL_2",0,0,0,"Z",29]
["EE","ACTL_2",0,0,0,"Z",30]
["EE","ACTL_2",0,0,0,"Z",31]
["EE","ACTL_2",0,0,0,"Z",32]
["EE","ACTL_2",0,0,0,"Z",33]
["EE","ACTL_2",0,0,0,"Z",34]
["EE","ACTL_2",0,0,0,"Z",35]
["EE","ACTL_2",0,0,0,"Z",36]
["EE","ACTL_2",0,0,0,"Z",37]
["EE","ACTL_2",0,0,0,"Z",38]
["EE","ACTL_2",0,0,0,"Z",39]
["EE","ACTL_2",0,0,0,"Z",40]
["EE","ACTL_2",0,0,0,"Z",41]
["EE","ACTL_2",0,0,0,"Z",42]
["EE","ACTL_2",0,0,0,"Z",43]
["EE","ACTL_2",0,0,0,"Z",44]
["EE","ACTL_2",0,0,0,"Z",45]
["EE","ACTL_2",0,0,0,"Z",46]
["EE","ACTL_2",0,0,0,"Z",47]
["EE","ACTL_2",0,0,0,"Z",48]
["EE","ACTL_2",0,0,0,"Z",49]
["EE","ACTL_2",0,0,0,"Z",50]
["EE","ACTL_C",12.150484333082099,3.7488654338351601,8.1382395860578303,"C",24]
["EE","ACTL_C",12.218012433393399,3.7743094099726,8.5521767020271398,"C",25]
["EE","ACTL_C",12.2994916891183,3.8149558190030701,8.6535859119326002,"C",26]
["EE","ACTL_C",12.4854243371578,3.8904420072025299,8.8293618757687309,"C",27]
["EE","ACTL_C",12.6755244311325,3.9775414551249701,9.0254196815859498,"C",28]
["EE","ACTL_C",13.077290973582,4.1285138315238799,9.3904928372456098,"C",29]
["EE","ACTL_C",13.378152447286,4.2446464287537999,9.6676780109871991,"C",30]
["EE","ACTL_C",13.7236865112354,4.3723922857067201,9.9719056407035804,"C",31]
["EE","ACTL_C",14.1301679890166,4.5291712919671197,10.3437394103569,"C",32]
["EE","ACTL_C",14.4623216725193,4.6685304086430301,10.661488268060699,"C",33]
["EE","ACTL_C",14.767204294668501,4.7962762655959503,10.972476511770701,"C",34]
["EE","ACTL_C",15.112504298786201,4.9356353822718599,11.317267825449299,"C",35]
["EE","ACTL_C",15.734189030944901,5.2085469857621902,11.851356330951401,"C",36]
["EE","ACTL_C",16.349415766741199,5.4814585892525196,12.3786842224598,"C",37]
["EE","ACTL_C",16.9542633422958,5.7485635628813503,12.8992514999745,"C",38]
["EE","ACTL_C",17.559532501450899,6.0098619066486796,13.419818777489199,"C",39]
["EE","ACTL_C",18.132255220098799,6.2595469906930203,13.9201042130228,"C",40]
["EE","ACTL_C",18.7022900862295,6.4976188150143699,14.386586578587901,"C",41]
["EE","ACTL_C",19.221912998366701,6.7182707497512304,14.8192658741845,"C",42]
["EE","ACTL_C",19.748265287260299,6.9331160546266002,15.238423941793799,"C",43]
["EE","ACTL_C",20.218962419146301,7.1363480997789699,15.617018325440799,"C",44]
["EE","ACTL_C",20.642710532514499,7.3163536254853501,15.9753308671068,"C",45]
["EE","ACTL_C",21.0040502764822,7.4731326317457496,16.286319110816901,"C",46]
["EE","ACTL_C",21.383262147369301,7.6357182678676496,16.590546740533199,"C",47]
["EE","ACTL_C",21.772040548773099,7.7983039039895496,16.901534984243298,"C",48]
["EE","ACTL_C",22.178134306893298,7.9608895401114399,17.212523227953401,"C",49]
["EE","ACTL_C",22.5966906685311,8.1292818060948395,17.530272085657199,"C",50]
["EE","ACTL_C",0.113334572255528,2.1746404460130202E-2,4.3492808920260403E-2,"D",24]
["EE","ACTL_C",0.16228277022259999,2.1746805592106299E-2,4.3493611184212598E-2,"D",25]
["EE","ACTL_C",0.25717268490099998,2.1050282226798198E-2,4.2100564453596397E-2,"D",26]
["EE","ACTL_C",0.37670910422291798,2.0353758861490202E-2,4.0707517722980403E-2,"D",27]
["EE","ACTL_C",0.53654522906728597,1.9657235496182101E-2,3.9314470992364299E-2,"D",28]
["EE","ACTL_C",0.73418319605704097,1.8960712130874101E-2,3.7921424261748299E-2,"D",29]
["EE","ACTL_C",0.97220878285686796,1.8264188765566201E-2,5.4792566296698597E-2,"D",30]
["EE","ACTL_C",1.1905641069261199,0,5.3728429001346598E-2,"D",31]
["EE","ACTL_C",1.37176090355644,0,5.2664291705994501E-2,"D",32]
["EE","ACTL_C",1.5786811969294701,0,5.1600154410642599E-2,"D",33]
["EE","ACTL_C",1.7885384279960901,0,5.0536017115290502E-2,"D",34]
["EE","ACTL_C",2.00701564368527,0,4.94718798199386E-2,"D",35]
["EE","ACTL_C",2.6456485537950001,0,6.3092310294624795E-2,"D",36]
["EE","ACTL_C",3.2416203883872501,0,7.5277642703330996E-2,"D",37]
["EE","ACTL_C",3.8083506502854299,0,8.6027877046057105E-2,"D",38]
["EE","ACTL_C",4.3498874976022597,0,0.10896344379748001,"D",39]
["EE","ACTL_C",4.8839524448540397,1.2902881441695E-2,0.116125932975255,"D",40]
["EE","ACTL_C",5.5534746689528198,1.26095768643231E-2,0.12609576864323099,"D",41]
["EE","ACTL_C",6.0201113142826497,1.23162722869501E-2,0.13547899515645101,"D",42]
["EE","ACTL_C",6.3570159795106802,1.20229677095781E-2,0.14427561251493701,"D",43]
["EE","ACTL_C",6.6387746316731402,1.1729663132205101E-2,0.152485620718666,"D",44]
["EE","ACTL_C",6.8474066263113702,1.1436358554833E-2,0.16010901976766301,"D",45]
["EE","ACTL_C",7.1244633514732003,1.1290189815604101E-2,0.180643037049665,"D",46]
["EE","ACTL_C",7.3812867946243799,1.11440210763761E-2,0.18944835829839299,"D",47]
["EE","ACTL_C",7.6046592401093598,1.0997852337147999E-2,0.197961342068665,"D",48]
["EE","ACTL_C",7.8138762916377997,1.08516835979201E-2,0.20618198836048099,"D",49]
["EE","ACTL_C",8.0126822519074494,1.07055148586911E-2,0.21411029717382199,"D",50]
["EE","ACTL_C",0.49778920880312999,0.14136256454600499,0.410624592252683,"E",24]
["EE","ACTL_C",0.59799387674928195,0.131030597284504,0.59899701615773704,"E",25]
["EE","ACTL_C",0.69254127737891003,0.23304085854727799,0.63950747229253202,"E",26]
["EE","ACTL_C",0.72779177214763302,0.230664158327579,0.67917779952009505,"E",27]
["EE","ACTL_C",0.59538804032414505,0.17891604252648,0.56749932238868195,"E",28]
["EE","ACTL_C",0.71446564838897497,0.26837406378972101,0.71566417010592598,"E",29]
["EE","ACTL_C",0.89308206048621896,0.29632969543448401,0.92253584427716995,"E",30]
["EE","ACTL_C",1.07169847258346,0.38578771669772399,1.1322030816128801,"E",31]
["EE","ACTL_C",1.28008428669691,0.47804130112544202,1.3698259505933701,"E",32]
["EE","ACTL_C",1.5182395028265601,0.56470375922420701,1.6074488195738399,"E",33]
["EE","ACTL_C",1.7266253169400201,0.654161780487447,1.90377851500833,"E",34]
["EE","ACTL_C",1.99454993508588,0.74641536491516502,2.2029037736072898,"E",35]
["EE","ACTL_C",2.2624745532317498,0.80232662820468903,2.4405266425877801,"E",36]
["EE","ACTL_C",2.5601685733938302,0.89458021263240695,2.7368563380222501,"E",37]
["EE","ACTL_C",2.8280931915396899,0.98124267073117,3.00802596497646,"E",38]
["EE","ACTL_C",3.0662484076693501,1.0399494971851699,3.2736044656017,"E",39]
["EE","ACTL_C",3.3341730258152098,1.10145188680364,3.4832717029374201,"E",40]
["EE","ACTL_C",3.5425588399286601,1.1601587132576501,3.69014337710867,"E",41]
["EE","ACTL_C",3.6914058500097,1.22166110287612,3.8103525931811499,"E",42]
["EE","ACTL_C",3.8104834580745202,1.25241229768536,3.9305618092536299,"E",43]
["EE","ACTL_C",3.8997916641231498,1.28036792933013,3.9892686357076301,"E",44]
["EE","ACTL_C",3.9890998701717701,1.31111912413936,4.0787266569708702,"E",45]
["EE","ACTL_C",4.0188692721879802,1.3418703189486001,4.1066822886156302,"E",46]
["EE","ACTL_C",4.04863867420418,1.3418703189486001,4.10668228861564,"E",47]
["EE","ACTL_C",4.0188692721879802,1.3418703189486001,4.10668228861564,"E",48]
["EE","ACTL_C",4.0188692721879802,1.3418703189486001,4.1066822886156302,"E",49]
["EE","ACTL_C",4.0188692721879704,1.3418703189486001,4.0787266569708702,"E",50]
["EE","ACTL_C",0.54728481323424805,5.0720131364816401E-2,5.0720131364816401E-2,"H",24]
["EE","ACTL_C",0.69794760469612604,6.0782979281526803E-2,6.9466262036030596E-2,"H",25]
["EE","ACTL_C",0.88294524146342301,7.7698125408999494E-2,8.6331250454443897E-2,"H",26]
["EE","ACTL_C",1.1016736424743701,9.4357139018390199E-2,0.102935060747334,"H",27]
["EE","ACTL_C",1.5553078105154901,0.12994643898240199,0.14727263084672201,"H",28]
["EE","ACTL_C",2.1414185842918299,0.18282216731463999,0.20023380229698701,"H",29]
["EE","ACTL_C",3.0632659257849602,0.24472289319370399,0.279683306507091,"H",30]
["EE","ACTL_C",4.11053846517484,0.31049207024679498,0.34499118916310501,"H",31]
["EE","ACTL_C",5.3359311052441702,0.36546148789372401,0.42495521848107398,"H",32]
["EE","ACTL_C",6.8522886660783104,0.44418042043928002,0.51960728428745895,"H",33]
["EE","ACTL_C",8.39579676670858,0.52795125936404896,0.60219440521211898,"H",34]
["EE","ACTL_C",9.9237274348101607,0.59211483532225395,0.68944878085467998,"H",35]
["EE","ACTL_C",11.838076772621701,0.702498873239643,0.790311232394598,"H",36]
["EE","ACTL_C",13.684587531261201,0.80688434070693504,0.90089028331356802,"H",37]
["EE","ACTL_C",15.446379520670501,0.90545773318809597,0.99753818063095301,"H",38]
["EE","ACTL_C",17.101173896756102,0.99076415306305698,1.0883394105616899,"H",39]
["EE","ACTL_C",18.618143076337301,1.0708673586939601,1.16621856186534,"H",40]
["EE","ACTL_C",20.041909112119502,1.14799908251578,1.2424547032291,"H",41]
["EE","ACTL_C",21.338198720230601,1.21620354195654,1.3241506018935101,"H",42]
["EE","ACTL_C",22.463685971488999,1.26930988996738,1.3762742065376701,"H",43]
["EE","ACTL_C",23.5061948359293,1.32137506410966,1.4344338931243901,"H",44]
["EE","ACTL_C",24.350014177676599,1.3655044650165999,1.47754585701796,"H",45]
["EE","ACTL_C",25.2156033097902,1.40941281656795,1.5280267664771301,"H",46]
["EE","ACTL_C",26.024014079717499,1.4458927852194501,1.57796953002315,"H",47]
["EE","ACTL_C",26.705075296628301,1.4818093662969101,1.6202962229601801,"H",48]
["EE","ACTL_C",27.351200437272698,1.5173079211812699,1.6621418591121999,"H",49]
["EE","ACTL_C",27.980970125064399,1.55224347811284,1.69647849156581,"H",50]
["EE","ACTL_C",10.376494481979501,3.0319695424248398,6.8553437871717904,"I",24]
["EE","ACTL_C",10.3716489125205,3.0144895387925899,7.1728347592324502,"I",25]
["EE","ACTL_C",10.5301569245199,3.1156180967283098,7.3222159297728604,"I",26]
["EE","ACTL_C",10.8468365222688,3.2755435322031299,7.5940894030949204,"I",27]
["EE","ACTL_C",10.7822260456783,3.1861325870722301,7.6038481068040902,"I",28]
["EE","ACTL_C",11.2608119642068,3.41986976199696,8.0012016447363301,"I",29]
["EE","ACTL_C",11.2224131317959,3.3764215974387701,8.0977009139587608,"I",30]
["EE","ACTL_C",11.625793492539801,3.5036044037561398,8.4153840987902395,"I",31]
["EE","ACTL_C",11.7995548534523,3.5437031158295702,8.6416457264607498,"I",32]
["EE","ACTL_C",12.0247418272325,3.7115689779905598,9.0405920782361893,"I",33]
["EE","ACTL_C",12.7114900813477,3.9375534913566899,9.5749770415848996,"I",34]
["EE","ACTL_C",13.4283750429833,4.1673151908414701,10.1482009313084,"I",35]
["EE","ACTL_C",14.165166723500301,4.3673393383897201,10.646336032301001,"I",36]
["EE","ACTL_C",14.784764601129201,4.53317052154883,11.043489726979301,"I",37]
["EE","ACTL_C",15.224327083301,4.6402048271688399,11.3316949800333,"I",38]
["EE","ACTL_C",15.624490306124301,4.7421054940022902,11.579866201981,"I",39]
["EE","ACTL_C",16.014961733329301,4.8388725220491802,11.8286349762945,"I",40]
["EE","ACTL_C",16.151593220457698,4.8788773515588302,11.916072521451399,"I",41]
["EE","ACTL_C",16.242088581621001,4.8963129469203697,11.963476035502,"I",42]
["EE","ACTL_C",16.302170599727901,4.9130703159479596,12.0035100666083,"I",43]
["EE","ACTL_C",16.329301137528802,4.9298276849755496,12.030000236557299,"I",44]
["EE","ACTL_C",16.3395914471356,4.9356395500960701,12.0435440977146,"I",45]
["EE","ACTL_C",16.3896159332871,4.9407731888826296,12.0564904065062,"I",46]
["EE","ACTL_C",16.4315709305856,4.94590682766919,12.069436715297799,"I",47]
["EE","ACTL_C",16.431378860160201,4.9575305579102196,12.089752507033801,"I",48]
["EE","ACTL_C",16.434964623601601,4.96915428815125,12.103296368191099,"I",49]
["EE","ACTL_C",16.450882007524601,4.9749661532717599,12.123612159927101,"I",50]
["EE","ACTL_C",10.3001414935428,2.0092855538907899,3.64292478562913,"R",24]
["EE","ACTL_C",9.89712265676798,1.9303885751771099,3.4995381457331098,"R",25]
["EE","ACTL_C",9.5889821815459708,1.87313128693034,3.3933452640694899,"R",26]
["EE","ACTL_C",9.2775302241850799,1.8240536112902399,3.3016332299054501,"R",27]
["EE","ACTL_C",8.9913491528348803,1.77497593565014,3.2195750940744601,"R",28]
["EE","ACTL_C",8.7445378555663407,1.73816767892007,3.1568247549095898,"R",29]
["EE","ACTL_C",8.5279043154946592,1.7095390347966799,3.10372831407778,"R",30]
["EE","ACTL_C",8.3133735903856305,1.6809103906732901,3.0554588224125001,"R",31]
["EE","ACTL_C",8.0315785170096206,1.6522817465499,3.0120162799137402,"R",32]
["EE","ACTL_C",7.83069604456779,1.6318327150331999,2.9782276357480399,"R",33]
["EE","ACTL_C",7.6352539257440704,1.60729387721315,2.9396120424158099,"R",34]
["EE","ACTL_C",7.4403348297724303,1.5786652330897599,2.8961694999170602,"R",35]
["EE","ACTL_C",7.5526410960141996,1.59093465199978,2.8961694999170602,"R",36]
["EE","ACTL_C",7.6653739738678599,1.59911426460647,2.8961694999170602,"R",37]
["EE","ACTL_C",7.7870694375125504,1.60729387721315,2.8961694999170602,"R",38]
["EE","ACTL_C",7.9126793518852896,1.61547348981983,2.8961694999170602,"R",39]
["EE","ACTL_C",8.08348081379952,1.6277429087298501,2.9106503474166399,"R",40]
["EE","ACTL_C",8.2425098597136195,1.6481919402465599,2.92995814408276,"R",41]
["EE","ACTL_C",8.4334107362727195,1.66864097176327,2.95891983908193,"R",42]
["EE","ACTL_C",8.64476067244013,1.6931798095833199,2.9878815340811,"R",43]
["EE","ACTL_C",8.8497854794851705,1.71362884110002,3.01684322908027,"R",44]
["EE","ACTL_C",9.0262066368095102,1.7340778726167301,3.0409779749129102,"R",45]
["EE","ACTL_C",9.1794866207901205,1.7504370978301,3.06511272074555,"R",46]
["EE","ACTL_C",9.3212389883625306,1.76679632304346,3.0844205174116701,"R",47]
["EE","ACTL_C",9.4291404088632298,1.7790657419534801,3.10372831407778,"R",48]
["EE","ACTL_C",9.5329676714406002,1.7954249671668501,3.12303611074389,"R",49]
["EE","ACTL_C",9.6448296263145998,1.81178419238022,3.15199780574306,"R",50]
["EE","ACTL_C",0,0,0,"Z",24]
["EE","ACTL_C",0,0,0,"Z",25]
["EE","ACTL_C",0,0,0,"Z",26]
["EE","ACTL_C",0,0,0,"Z",27]
["EE","ACTL_C",0,0,0,"Z",28]
["EE","ACTL_C",0,0,0,"Z",29]
["EE","ACTL_C",0,0,0,"Z",30]
["EE","ACTL_C",0,0,0,"Z",31]
["EE","ACTL_C",0,0,0,"Z",32]
["EE","ACTL_C",0,0,0,"Z",33]
["EE","ACTL_C",0,0,0,"Z",34]
["EE","ACTL_C",0,0,0,"Z",35]
["EE","ACTL_C",0,0,0,"Z",36]
["EE","ACTL_C",0,0,0,"Z",37]
["EE","ACTL_C",0,0,0,"Z",38]
["EE","ACTL_C",0,0,0,"Z",39]
["EE","ACTL_C",0,0,0,"Z",40]
["EE","ACTL_C",0,0,0,"Z",41]
["EE","ACTL_C",0,0,0,"Z",42]
["EE","ACTL_C",0,0,0,"Z",43]
["EE","ACTL_C",0,0,0,"Z",44]
["EE","ACTL_C",0,0,0,"Z",45]
["EE","ACTL_C",0,0,0,"Z",46]
["EE","ACTL_C",0,0,0,"Z",47]
["EE","ACTL_C",0,0,0,"Z",48]
["EE","ACTL_C",0,0,0,"Z",49]
["EE","ACTL_C",0,0,0,"Z",50]
["EE","ALNE_P",9.8826705118004003,3.9900114043669999,5.6595111249657801,"C",24]
["EE","ALNE_P",9.9463609019017092,4.02094172533109,5.95119000256169,"C",25]
["EE","ALNE_P",10.012691009836701,4.0642441746808098,6.0217574729478001,"C",26]
["EE","ALNE_P",10.1640538629135,4.1446630091874299,6.1440744216170504,"C",27]
["EE","ALNE_P",10.318809323547301,4.23745397207969,6.2805048643635297,"C",28]
["EE","ALNE_P",10.6458768438413,4.3982916410929302,6.5345477577535096,"C",29]
["EE","ALNE_P",10.8908002154004,4.5220129249492702,6.7274321768088701,"C",30]
["EE","ALNE_P",11.1720903616232,4.6581063371912501,6.9391345879671897,"C",31]
["EE","ALNE_P",11.502996186117199,4.8251300703973099,7.1978819793829203,"C",32]
["EE","ALNE_P",11.773393718369199,4.97359561102492,7.41899338659272,"C",33]
["EE","ALNE_P",12.0215906005664,5.1096890232668901,7.6354002957767797,"C",34]
["EE","ALNE_P",12.3026902048683,5.2581545638945002,7.8753296950895502,"C",35]
["EE","ALNE_P",12.8087873092019,5.5488995809569097,8.2469850391230501,"C",36]
["EE","ALNE_P",13.309627129433601,5.8396445980193104,8.6139358851308003,"C",37]
["EE","ALNE_P",13.802017549717,6.1242035508888897,8.9761822331128194,"C",38]
["EE","ALNE_P",14.2947511700637,6.4025764395656601,9.3384285810948402,"C",39]
["EE","ALNE_P",14.760989593657101,6.6685771998567898,9.6865614349996303,"C",40]
["EE","ALNE_P",15.2250399075778,6.9222058317622999,10.011171798775701,"C",41]
["EE","ALNE_P",15.648051182544901,7.1572762710893398,10.312259672423099,"C",42]
["EE","ALNE_P",16.076540665218001,7.38616064622357,10.603938550019,"C",43]
["EE","ALNE_P",16.459722755983599,7.6026728929721701,10.867390439460401,"C",44]
["EE","ALNE_P",16.804684892013299,7.7944408829495,11.1167288348247,"C",45]
["EE","ALNE_P",17.098842024467999,7.9614646161555598,11.3331357440087,"C",46]
["EE","ALNE_P",17.4075483829441,8.1346744135544409,11.544838155167101,"C",47]
["EE","ALNE_P",17.724042600993702,8.3078842109533202,11.761245064351099,"C",48]
["EE","ALNE_P",18.054632793162199,8.4810940083521995,11.977651973535201,"C",49]
["EE","ALNE_P",18.395368461367799,8.6604898699438895,12.198763380745,"C",50]
["EE","ALNE_P",3.0690101253698199E-2,2.4192000716310299E-3,4.8384001432620598E-3,"D",24]
["EE","ALNE_P",4.6269932907680202E-2,2.41926534159603E-3,4.83853068319206E-3,"D",25]
["EE","ALNE_P",7.3000339349985094E-2,2.5161971393720299E-3,5.0323942787440599E-3,"D",26]
["EE","ALNE_P",0.105794368432296,2.6131289371480299E-3,5.2262578742960598E-3,"D",27]
["EE","ALNE_P",0.14601466183297901,2.7100607349240299E-3,5.4201214698480597E-3,"D",28]
["EE","ALNE_P",0.194573324188617,2.8069925327000398E-3,5.6139850654000796E-3,"D",29]
["EE","ALNE_P",0.25440347215676701,2.9039243304760402E-3,8.7117729914281197E-3,"D",30]
["EE","ALNE_P",0.32266780416867002,0,9.0249856574281095E-3,"D",31]
["EE","ALNE_P",0.39389999450886398,0,9.3381983234311194E-3,"D",32]
["EE","ALNE_P",0.47996216422254201,0,9.6514109894341206E-3,"D",33]
["EE","ALNE_P",0.57189198491107096,0,9.9646236554371097E-3,"D",34]
["EE","ALNE_P",0.67178970825476703,0,1.0277836321437099E-2,"D",35]
["EE","ALNE_P",0.91978837234263999,0,1.42339471399602E-2,"D",36]
["EE","ALNE_P",1.14889319521151,0,1.84551406475102E-2,"D",37]
["EE","ALNE_P",1.3626446724196599,0,2.29414168440783E-2,"D",38]
["EE","ALNE_P",1.56420582140458,0,3.1648886548192402E-2,"D",39]
["EE","ALNE_P",1.7585574628951199,4.0886521630350602E-3,3.6797869467315503E-2,"D",40]
["EE","ALNE_P",2.0469289709387799,4.14744670831805E-3,4.1474467083180602E-2,"D",41]
["EE","ALNE_P",2.26771633832396,4.2062412536000597E-3,4.62686537896006E-2,"D",42]
["EE","ALNE_P",2.4479192716717502,4.26503579888406E-3,5.1180429586608699E-2,"D",43]
["EE","ALNE_P",2.61305288273187,4.3238303441660601E-3,5.6209794474158699E-2,"D",44]
["EE","ALNE_P",2.7547917567845701,4.3826248894490603E-3,6.1356748452286801E-2,"D",45]
["EE","ALNE_P",2.9068348819063199,4.4345582561240602E-3,7.0952932097984894E-2,"D",46]
["EE","ALNE_P",3.0540997519454902,4.4864916227990602E-3,7.6270357587584006E-2,"D",47]
["EE","ALNE_P",3.1909865639619301,4.5384249894740601E-3,8.1691649810533007E-2,"D",48]
["EE","ALNE_P",3.3253613993956499,4.59035835614906E-3,8.7216808766832105E-2,"D",49]
["EE","ALNE_P",3.4587085714615999,4.6422917228240599E-3,9.2845834456481202E-2,"D",50]
["EE","ALNE_P",5.2424837420114299E-2,1.48876458801373E-2,4.3245066604208598E-2,"E",24]
["EE","ALNE_P",7.6840151850013402E-2,1.68369800825914E-2,7.6969051806132394E-2,"E",25]
["EE","ALNE_P",0.122223132299078,4.1128210860030601E-2,0.112863462360084,"E",26]
["EE","ALNE_P",0.199867423197016,6.3345386294762995E-2,0.18651697075680199,"E",27]
["EE","ALNE_P",0.30914306849345102,9.28984975231089E-2,0.29466242183111102,"E",28]
["EE","ALNE_P",0.37097168219214099,0.13934774628466201,0.37159399009243499,"E",29]
["EE","ALNE_P",0.46371460274017701,0.15386313652264799,0.47900787785353099,"E",30]
["EE","ALNE_P",0.55645752328821296,0.200312385284203,0.58787330463842302,"E",31]
["EE","ALNE_P",0.664657597260921,0.24821317306955601,0.71125412166130297,"E",32]
["EE","ALNE_P",0.78831482465830205,0.293210882807312,0.83463493868418004,"E",33]
["EE","ALNE_P",0.89651489863100997,0.33966013156886599,0.98849807520683097,"E",34]
["EE","ALNE_P",1.0356292794530599,0.38756091935421999,1.14381275075327,"E",35]
["EE","ALNE_P",1.17474366027511,0.41659169983019001,1.2671935677761501,"E",36]
["EE","ALNE_P",1.32931519452184,0.46449248761554401,1.4210567042988,"E",37]
["EE","ALNE_P",1.4684295753438801,0.50949019735330003,1.5618559896072599,"E",38]
["EE","ALNE_P",1.59208680274127,0.53997251685307002,1.69975219686812,"E",39]
["EE","ALNE_P",1.7312011835633201,0.57190637537663902,1.80861762365302,"E",40]
["EE","ALNE_P",1.8394012575360299,0.602388694876409,1.91603151141411,"E",41]
["EE","ALNE_P",1.9166870246593899,0.63432255339997801,1.9784476894374601,"E",42]
["EE","ALNE_P",1.97851563835809,0.65028948266176201,2.0408638674607902,"E",43]
["EE","ALNE_P",2.0248870986320999,0.66480487289974799,2.0713461869605601,"E",44]
["EE","ALNE_P",2.0712585589061199,0.68077180216153199,2.1177954357221198,"E",45]
["EE","ALNE_P",2.0867157123307898,0.69673873142331699,2.1323108259600998,"E",46]
["EE","ALNE_P",2.1021728657554699,0.69673873142331599,2.1323108259600998,"E",47]
["EE","ALNE_P",2.0867157123307898,0.69673873142331599,2.1323108259600998,"E",48]
["EE","ALNE_P",2.0867157123307898,0.69673873142331699,2.1323108259600998,"E",49]
["EE","ALNE_P",2.0867157123308,0.69673873142331699,2.1177954357221198,"E",50]
["EE","ALNE_P",0.490096491600372,4.3075519851711402E-2,4.3075519851711402E-2,"H",24]
["EE","ALNE_P",0.55842246726144495,4.7649611759044898E-2,5.4456699153194198E-2,"H",25]
["EE","ALNE_P",0.63915412622317203,5.7816991845406701E-2,6.4241102050451901E-2,"H",26]
["EE","ALNE_P",0.72330968116580596,6.6905292184392506E-2,7.2987591473882701E-2,"H",27]
["EE","ALNE_P",0.92239182837537603,8.7391827973355998E-2,9.9044071703136699E-2,"H",28]
["EE","ALNE_P",1.1262128826050299,0.115829755956917,0.12686116128614799,"H",29]
["EE","ALNE_P",1.3760335351197099,0.144328030304403,0.16494632034789,"H",30]
["EE","ALNE_P",1.7929271553086299,0.18331271454762499,0.20368079394180499,"H",31]
["EE","ALNE_P",2.2653460524651301,0.21655898740764701,0.25181277605540298,"H",32]
["EE","ALNE_P",2.8251125033897102,0.26297449885931301,0.30763054583542199,"H",33]
["EE","ALNE_P",3.41005148721008,0.31425168890511901,0.35844333265740103,"H",34]
["EE","ALNE_P",4.0071962240088803,0.35621993102521399,0.41477663201566001,"H",35]
["EE","ALNE_P",4.9782337975036297,0.43407108864323601,0.48832997472363998,"H",36]
["EE","ALNE_P",6.0124628719461404,0.51654727548968704,0.57672754059528197,"H",37]
["EE","ALNE_P",7.1031449483684002,0.60370683123773505,0.66510074627886095,"H",38]
["EE","ALNE_P",8.2473359599294405,0.69087423864804098,0.75891488336337898,"H",39]
["EE","ALNE_P",9.4330116814129603,0.783482554299752,0.85324469954562099,"H",40]
["EE","ALNE_P",10.336173630037299,0.854834292924605,0.92516876006397197,"H",41]
["EE","ALNE_P",11.215321346866499,0.92285334212140302,1.0047634020730001,"H",42]
["EE","ALNE_P",12.013448965911801,0.98032984333792095,1.0629419087877401,"H",43]
["EE","ALNE_P",12.790841098723099,1.0388954469640499,1.1277848969716699,"H",44]
["EE","ALNE_P",13.4781773943732,1.09304800417572,1.1827339942619299,"H",45]
["EE","ALNE_P",14.0765596966642,1.1382876706413201,1.2340841577745001,"H",46]
["EE","ALNE_P",14.666880783155399,1.17930787539823,1.28703311401634,"H",47]
["EE","ALNE_P",15.2105757395412,1.22174600835896,1.33592787829905,"H",48]
["EE","ALNE_P",15.746487449121201,1.26478616087379,1.3855157489572001,"H",49]
["EE","ALNE_P",16.285022751505601,1.3083773409953401,1.42995222666305,"H",50]
["EE","ALNE_P",8.5531629994500395,3.42000977517172,4.8378202764797198,"I",24]
["EE","ALNE_P",8.5880878249956698,3.4383969245006001,5.0824810347368103,"I",25]
["EE","ALNE_P",8.6410014276529701,3.46291312360577,5.1240272012333001,"I",26]
["EE","ALNE_P",8.8149945098386802,3.5425907706975801,5.2440494600009204,"I",27]
["EE","ALNE_P",9.0367407291553903,3.6467846168945699,5.3963854038213697,"I",28]
["EE","ALNE_P",9.3068223036721793,3.76323656264415,5.5718025512509799,"I",29]
["EE","ALNE_P",9.6025472599412804,3.8919466079463101,5.7656846615679198,"I",30]
["EE","ALNE_P",9.9365315205331299,4.0329147528010596,5.9872642162158396,"I",31]
["EE","ALNE_P",10.3096863426795,4.1983990967609799,6.2319249744729301,"I",32]
["EE","ALNE_P",10.727340717676199,4.3822705900497798,6.5088994177828399,"I",33]
["EE","ALNE_P",11.283166008219901,4.6274325811015196,6.8781986755293802,"I",34]
["EE","ALNE_P",11.8881322301583,4.8971107712584301,7.2890440997724104,"I",35]
["EE","ALNE_P",12.434461790608401,5.1422727623101601,7.6537271167971204,"I",36]
["EE","ALNE_P",12.867805905323801,5.3445314049278503,7.9445502822725302,"I",37]
["EE","ALNE_P",13.1873599761366,5.49162859955889,8.1661298369204598,"I",38]
["EE","ALNE_P",13.462761376178699,5.6264676946373404,8.3553957065155604,"I",39]
["EE","ALNE_P",13.730362543359099,5.7490486901632103,8.5400453353888306,"I",40]
["EE","ALNE_P",13.807353433042399,5.7980810883735598,8.6046727054944796,"I",41]
["EE","ALNE_P",13.834769630026599,5.8164682377024404,8.6369863905472997,"I",42]
["EE","ALNE_P",13.862594354948699,5.8409844368076103,8.6693000756001197,"I",43]
["EE","ALNE_P",13.8763418168652,5.8655006359127899,8.6923812792092807,"I",44]
["EE","ALNE_P",13.864092758127001,5.8716296856890802,8.7016137606529398,"I",45]
["EE","ALNE_P",13.852715330500599,5.8838877852416598,8.7154624828184399,"I",46]
["EE","ALNE_P",13.8472863745253,5.8961458847942501,8.7293112049839401,"I",47]
["EE","ALNE_P",13.847753942075601,5.9084039843468403,8.7431599271494296,"I",48]
["EE","ALNE_P",13.8506398665145,5.9206620838994297,8.7523924085930904,"I",49]
["EE","ALNE_P",13.863450629972499,5.92679113367572,8.7662411307585906,"I",50]
["EE","ALNE_P",12.6761063036535,2.8322234834211701,3.2815096119552898,"R",24]
["EE","ALNE_P",12.1976750597843,2.7281826207648798,3.1594880061986599,"R",25]
["EE","ALNE_P",11.817908382147399,2.6472619498099901,3.0636138873898702,"R",26]
["EE","ALNE_P",11.4340604796437,2.5779013747057999,2.9808135120550099,"R",27]
["EE","ALNE_P",11.081357594406301,2.5085407996016098,2.9067289657027602,"R",28]
["EE","ALNE_P",10.7771758529477,2.45652036827346,2.8500760773157499,"R",29]
["EE","ALNE_P",10.510186585411599,2.41606003279602,2.8021390179113599,"R",30]
["EE","ALNE_P",10.2457889250037,2.3755996973185698,2.7585598729982701,"R",31]
["EE","ALNE_P",9.8984915480091704,2.3351393618411298,2.7193386425765,"R",32]
["EE","ALNE_P",9.6509146300474704,2.3062391222143801,2.6888332411373401,"R",33]
["EE","ALNE_P",9.4100426573456595,2.2715588346622799,2.6539699252068698,"R",34]
["EE","ALNE_P",9.1698152823739001,2.2310984991848399,2.61474869478509,"R",35]
["EE","ALNE_P",9.3082267571329709,2.2484386429608798,2.61474869478509,"R",36]
["EE","ALNE_P",9.4471640079179799,2.2599987388115799,2.61474869478509,"R",37]
["EE","ALNE_P",9.5971471669902293,2.2715588346622799,2.61474869478509,"R",38]
["EE","ALNE_P",9.7519546775103105,2.28311893051298,2.61474869478509,"R",39]
["EE","ALNE_P",9.9624583566519593,2.3004590742890301,2.6278224382590198,"R",40]
["EE","ALNE_P",10.1584531618493,2.3293593139157802,2.6452540962242499,"R",41]
["EE","ALNE_P",10.393728296012,2.3582595535425201,2.6714015831720999,"R",42]
["EE","ALNE_P",10.6542058039383,2.3929398410946199,2.69754907011996,"R",43]
["EE","ALNE_P",10.9068879280525,2.42184008072137,2.72369655706781,"R",44]
["EE","ALNE_P",11.1243175816339,2.45074032034811,2.74548612952435,"R",45]
["EE","ALNE_P",11.313226975060999,2.4738605120495101,2.76727570198089,"R",46]
["EE","ALNE_P",11.487929196966,2.4969807037509102,2.7847073599461298,"R",47]
["EE","ALNE_P",11.620911934616201,2.5143208475269501,2.8021390179113599,"R",48]
["EE","ALNE_P",11.748873490230499,2.5374410392283502,2.8195706758765899,"R",49]
["EE","ALNE_P",11.8867373749599,2.5605612309297499,2.8457181628244399,"R",50]
["EE","ALNE_P",0,0,0,"Z",24]
["EE","ALNE_P",0,0,0,"Z",25]
["EE","ALNE_P",0,0,0,"Z",26]
["EE","ALNE_P",0,0,0,"Z",27]
["EE","ALNE_P",0,0,0,"Z",28]
["EE","ALNE_P",0,0,0,"Z",29]
["EE","ALNE_P",0,0,0,"Z",30]
["EE","ALNE_P",0,0,0,"Z",31]
["EE","ALNE_P",0,0,0,"Z",32]
["EE","ALNE_P",0,0,0,"Z",33]
["EE","ALNE_P",0,0,0,"Z",34]
["EE","ALNE_P",0,0,0,"Z",35]
["EE","ALNE_P",0,0,3.2976652894368601,"Z",36]
["EE","ALNE_P",0,0,8.8069105211178496,"Z",37]
["EE","ALNE_P",0,0,6.0047454919976797,"Z",38]
["EE","ALNE_P",0,0,14.1083079032576,"Z",39]
["EE","ALNE_P",0,0,0,"Z",40]
["EE","ALNE_P",0,0,10.8508797489475,"Z",41]
["EE","ALNE_P",0,0,0,"Z",42]
["EE","ALNE_P",0,0,9.3535424191799305E-2,"Z",43]
["EE","ALNE_P",0,0,1.1847038399069899E-2,"Z",44]
["EE","ALNE_P",0,0,0,"Z",45]
["EE","ALNE_P",0,0,0.54063638629273203,"Z",46]
["EE","ALNE_P",0,1.8735234642204499,0.38904030723784599,"Z",47]
["EE","ALNE_P",0,0,0,"Z",48]
["EE","ALNE_P",0,0,0.73684069857629397,"Z",49]
["EE","ALNE_P",0,0,8.3235297753758097E-2,"Z",50]
["EE","ALST_3",0,3.6290662213162697E-2,8.1245572924985798E-2,"C",24]
["EE","ALST_3",0,3.6536971065710397E-2,8.5377984828839903E-2,"C",25]
["EE","ALST_3",0,3.69304461387258E-2,8.6390372000723401E-2,"C",26]
["EE","ALST_3",0,3.766118556004E-2,8.8145176431988104E-2,"C",27]
["EE","ALST_3",0,3.8504346430787102E-2,9.0102458297629501E-2,"C",28]
["EE","ALST_3",0,3.9965825273415599E-2,9.3747052116410004E-2,"C",29]
["EE","ALST_3",0,4.1090039767745098E-2,9.6514243719558204E-2,"C",30]
["EE","ALST_3",0,4.2326675711507597E-2,9.9551405235208598E-2,"C",31]
["EE","ALST_3",0,4.38443652788525E-2,0.103263491532114,"C",32]
["EE","ALST_3",0,4.5193422672047998E-2,0.10643563800401599,"C",33]
["EE","ALST_3",0,4.6430058615810503E-2,0.109540291997792,"C",34]
["EE","ALST_3",0,4.7779116009006001E-2,0.112982408382196,"C",35]
["EE","ALST_3",0,5.0421020070680403E-2,0.118314314154115,"C",36]
["EE","ALST_3",0,5.3062924132354798E-2,0.123578727447909,"C",37]
["EE","ALST_3",0,5.5648617469312801E-2,0.12877564826357801,"C",38]
["EE","ALST_3",0,5.8178100081554301E-2,0.13397256907924601,"C",39]
["EE","ALST_3",0,6.05951612443629E-2,0.138967012460538,"C",40]
["EE","ALST_3",0,6.2899800957738394E-2,0.143623993451202,"C",41]
["EE","ALST_3",0,6.5035808496964595E-2,0.14794351205123801,"C",42]
["EE","ALST_3",0,6.71156053114743E-2,0.152128045695023,"C",43]
["EE","ALST_3",0,6.9082980676550998E-2,0.15590762447005499,"C",44]
["EE","ALST_3",0,7.0825513142761795E-2,0.15948472581070999,"C",45]
["EE","ALST_3",0,7.2343202710106705E-2,0.16258937980448601,"C",46]
["EE","ALST_3",0,7.3917103002168097E-2,0.16562654132013699,"C",47]
["EE","ALST_3",0,7.5491003294229406E-2,0.16873119531391201,"C",48]
["EE","ALST_3",0,7.7064903586290798E-2,0.171835849307688,"C",49]
["EE","ALST_3",0,7.86950146030687E-2,0.17500799577959,"C",50]
["EE","ALST_3",0,0,0,"D",24]
["EE","ALST_3",0,0,0,"D",25]
["EE","ALST_3",0,0,0,"D",26]
["EE","ALST_3",0,0,0,"D",27]
["EE","ALST_3",0,0,0,"D",28]
["EE","ALST_3",0,0,0,"D",29]
["EE","ALST_3",0,0,0,"D",30]
["EE","ALST_3",0,0,0,"D",31]
["EE","ALST_3",0,0,0,"D",32]
["EE","ALST_3",0,0,0,"D",33]
["EE","ALST_3",0,0,0,"D",34]
["EE","ALST_3",0,0,0,"D",35]
["EE","ALST_3",0,0,0,"D",36]
["EE","ALST_3",0,0,0,"D",37]
["EE","ALST_3",0,0,0,"D",38]
["EE","ALST_3",0,0,0,"D",39]
["EE","ALST_3",0,0,0,"D",40]
["EE","ALST_3",0,0,0,"D",41]
["EE","ALST_3",0,0,0,"D",42]
["EE","ALST_3",0,0,0,"D",43]
["EE","ALST_3",0,0,0,"D",44]
["EE","ALST_3",0,0,0,"D",45]
["EE","ALST_3",0,0,0,"D",46]
["EE","ALST_3",0,0,0,"D",47]
["EE","ALST_3",0,0,0,"D",48]
["EE","ALST_3",0,0,0,"D",49]
["EE","ALST_3",0,0,0,"D",50]
["EE","ALST_3",0,0,0,"E",24]
["EE","ALST_3",0,0,0,"E",25]
["EE","ALST_3",0,0,0,"E",26]
["EE","ALST_3",0,0,0,"E",27]
["EE","ALST_3",0,0,0,"E",28]
["EE","ALST_3",0,0,0,"E",29]
["EE","ALST_3",0,0,0,"E",30]
["EE","ALST_3",0,0,0,"E",31]
["EE","ALST_3",0,0,0,"E",32]
["EE","ALST_3",0,0,0,"E",33]
["EE","ALST_3",0,0,0,"E",34]
["EE","ALST_3",0,0,0,"E",35]
["EE","ALST_3",0,0,0,"E",36]
["EE","ALST_3",0,0,0,"E",37]
["EE","ALST_3",0,0,0,"E",38]
["EE","ALST_3",0,0,0,"E",39]
["EE","ALST_3",0,0,0,"E",40]
["EE","ALST_3",0,0,0,"E",41]
["EE","ALST_3",0,0,0,"E",42]
["EE","ALST_3",0,0,0,"E",43]
["EE","ALST_3",0,0,0,"E",44]
["EE","ALST_3",0,0,0,"E",45]
["EE","ALST_3",0,0,0,"E",46]
["EE","ALST_3",0,0,0,"E",47]
["EE","ALST_3",0,0,0,"E",48]
["EE","ALST_3",0,0,0,"E",49]
["EE","ALST_3",0,0,0,"E",50]
["EE","ALST_3",0,0,0,"H",24]
["EE","ALST_3",0,0,0,"H",25]
["EE","ALST_3",0,0,0,"H",26]
["EE","ALST_3",0,0,0,"H",27]
["EE","ALST_3",0,0,0,"H",28]
["EE","ALST_3",0,0,0,"H",29]
["EE","ALST_3",0,0,0,"H",30]
["EE","ALST_3",0,0,0,"H",31]
["EE","ALST_3",0,0,0,"H",32]
["EE","ALST_3",0,0,0,"H",33]
["EE","ALST_3",0,0,0,"H",34]
["EE","ALST_3",0,0,0,"H",35]
["EE","ALST_3",0,0,0,"H",36]
["EE","ALST_3",0,0,0,"H",37]
["EE","ALST_3",0,0,0,"H",38]
["EE","ALST_3",0,0,0,"H",39]
["EE","ALST_3",0,0,0,"H",40]
["EE","ALST_3",0,0,0,"H",41]
["EE","ALST_3",0,0,0,"H",42]
["EE","ALST_3",0,0,0,"H",43]
["EE","ALST_3",0,0,0,"H",44]
["EE","ALST_3",0,0,0,"H",45]
["EE","ALST_3",0,0,0,"H",46]
["EE","ALST_3",0,0,0,"H",47]
["EE","ALST_3",0,0,0,"H",48]
["EE","ALST_3",0,0,0,"H",49]
["EE","ALST_3",0,0,0,"H",50]
["EE","ALST_3",0,2.9350795446443201E-2,6.8438183429828006E-2,"I",24]
["EE","ALST_3",0,2.9181581341936502E-2,7.1607755380962201E-2,"I",25]
["EE","ALST_3",0,3.0160550152880099E-2,7.3099055637783503E-2,"I",26]
["EE","ALST_3",0,3.17086985355155E-2,7.5813219538905005E-2,"I",27]
["EE","ALST_3",0,3.08431613576217E-2,7.5910642509250406E-2,"I",28]
["EE","ALST_3",0,3.3105839763011999E-2,7.9877497441658896E-2,"I",29]
["EE","ALST_3",0,3.2685242467218802E-2,8.0840867754355297E-2,"I",30]
["EE","ALST_3",0,3.3916427833791001E-2,8.4012358601649295E-2,"I",31]
["EE","ALST_3",0,3.4304600959960199E-2,8.6271170888587004E-2,"I",32]
["EE","ALST_3",0,3.5929616156777602E-2,9.0253927180482904E-2,"I",33]
["EE","ALST_3",0,3.8117245396802502E-2,9.5588792546715595E-2,"I",34]
["EE","ALST_3",0,4.0341439455695197E-2,0.101311394203057,"I",35]
["EE","ALST_3",0,4.2277760964499901E-2,0.106284370391116,"I",36]
["EE","ALST_3",0,4.3883079575864299E-2,0.11024923025081999,"I",37]
["EE","ALST_3",0,4.4919218615537E-2,0.113126437373658,"I",38]
["EE","ALST_3",0,4.5905661779373302E-2,0.11560397725159099,"I",39]
["EE","ALST_3",0,4.6842409067373102E-2,0.11808748260692201,"I",40]
["EE","ALST_3",0,4.7229673369134001E-2,0.11896038802784401,"I",41]
["EE","ALST_3",0,4.73984575820963E-2,0.119433626203862,"I",42]
["EE","ALST_3",0,4.7560676266574203E-2,0.119833293448765,"I",43]
["EE","ALST_3",0,4.77228949510521E-2,0.120097749786235,"I",44]
["EE","ALST_3",0,4.7779156355372901E-2,0.120232960693669,"I",45]
["EE","ALST_3",0,4.78288522312093E-2,0.120362206123705,"I",46]
["EE","ALST_3",0,4.7878548107045803E-2,0.120491451553742,"I",47]
["EE","ALST_3",0,4.7991070915687301E-2,0.120694267914892,"I",48]
["EE","ALST_3",0,4.8103593724328798E-2,0.120829478822326,"I",49]
["EE","ALST_3",0,4.8159855128649502E-2,0.121032295183476,"I",50]
["EE","ALST_3",0,0,0,"R",24]
["EE","ALST_3",0,0,0,"R",25]
["EE","ALST_3",0,0,0,"R",26]
["EE","ALST_3",0,0,0,"R",27]
["EE","ALST_3",0,0,0,"R",28]
["EE","ALST_3",0,0,0,"R",29]
["EE","ALST_3",0,0,0,"R",30]
["EE","ALST_3",0,0,0,"R",31]
["EE","ALST_3",0,0,0,"R",32]
["EE","ALST_3",0,0,0,"R",33]
["EE","ALST_3",0,0,0,"R",34]
["EE","ALST_3",0,0,0,"R",35]
["EE","ALST_3",0,0,0,"R",36]
["EE","ALST_3",0,0,0,"R",37]
["EE","ALST_3",0,0,0,"R",38]
["EE","ALST_3",0,0,0,"R",39]
["EE","ALST_3",0,0,0,"R",40]
["EE","ALST_3",0,0,0,"R",41]
["EE","ALST_3",0,0,0,"R",42]
["EE","ALST_3",0,0,0,"R",43]
["EE","ALST_3",0,0,0,"R",44]
["EE","ALST_3",0,0,0,"R",45]
["EE","ALST_3",0,0,0,"R",46]
["EE","ALST_3",0,0,0,"R",47]
["EE","ALST_3",0,0,0,"R",48]
["EE","ALST_3",0,0,0,"R",49]
["EE","ALST_3",0,0,0,"R",50]
["EE","ALST_3",0,0,0,"Z",24]
["EE","ALST_3",0,0,0,"Z",25]
["EE","ALST_3",0,0,0,"Z",26]
["EE","ALST_3",0,0,0,"Z",27]
["EE","ALST_3",0,0,0,"Z",28]
["EE","ALST_3",0,0,0,"Z",29]
["EE","ALST_3",0,0,0,"Z",30]
["EE","ALST_3",0,0,0,"Z",31]
["EE","ALST_3",0,0,0,"Z",32]
["EE","ALST_3",0,0,0,"Z",33]
["EE","ALST_3",0,0,0,"Z",34]
["EE","ALST_3",0,0,0,"Z",35]
["EE","ALST_3",0,0,0,"Z",36]
["EE","ALST_3",0,0,0,"Z",37]
["EE","ALST_3",0,0,0,"Z",38]
["EE","ALST_3",0,0,0,"Z",39]
["EE","ALST_3",0,0,0,"Z",40]
["EE","ALST_3",0,0,0,"Z",41]
["EE","ALST_3",0,0,0,"Z",42]
["EE","ALST_3",0,0,0,"Z",43]
["EE","ALST_3",0,0,0,"Z",44]
["EE","ALST_3",0,0,0,"Z",45]
["EE","ALST_3",0,0,0,"Z",46]
["EE","ALST_3",0,0,0,"Z",47]
["EE","ALST_3",0,0,0,"Z",48]
["EE","ALST_3",0,0,0,"Z",49]
["EE","ALST_3",0,0,0,"Z",50]
["EE","ALVE1",69.064261867418907,40.032341479738797,105.98746823555101,"C",24]
["EE","ALVE1",69.448096641034596,40.304045535089301,111.378332742106,"C",25]
["EE","ALVE1",69.911230825638995,40.738089102390298,112.69902443469999,"C",26]
["EE","ALVE1",70.968085905805395,41.544170013092099,114.98822336852901,"C",27]
["EE","ALVE1",72.0486290604142,42.474263371594198,117.541560640878,"C",28]
["EE","ALVE1",74.332300141882698,44.086425192997702,122.296050734217,"C",29]
["EE","ALVE1",76.042419264388499,45.3265496710005,125.90594136064099,"C",30]
["EE","ALVE1",78.0064607315866,46.690686596803502,129.86801643842301,"C",31]
["EE","ALVE1",80.316931858182002,48.364854642107197,134.71055264460199,"C",32]
["EE","ALVE1",82.204918242000502,49.853004015710503,138.848719948064,"C",33]
["EE","ALVE1",83.937893873071602,51.217140941513499,142.89884113868601,"C",34]
["EE","ALVE1",85.900604926677303,52.705290315116798,147.38919289350599,"C",35]
["EE","ALVE1",89.434307449455005,55.619582838423298,154.34483580783501,"C",36]
["EE","ALVE1",92.931302237817803,58.533875361729798,161.212432609324,"C",37]
["EE","ALVE1",96.369301102952804,61.3861616611361,167.991983297974,"C",38]
["EE","ALVE1",99.809696280810002,64.176441736642303,174.77153398662401,"C",39]
["EE","ALVE1",103.065095056183,66.842709364348195,181.28694633675499,"C",40]
["EE","ALVE1",106.305215876785,69.384964544253805,187.36212812268801,"C",41]
["EE","ALVE1",109.258791379816,71.741201052459104,192.99707934442301,"C",42]
["EE","ALVE1",112.250617163722,74.035431336764105,198.45593834047901,"C",43]
["EE","ALVE1",114.926094871907,76.205649173268995,203.38652065949699,"C",44]
["EE","ALVE1",117.334710846812,78.127842114173205,208.05296463999699,"C",45]
["EE","ALVE1",119.388592981579,79.802010159476893,212.10308583061899,"C",46]
["EE","ALVE1",121.544061622683,81.538184428680793,216.065160908401,"C",47]
["EE","ALVE1",123.753907138869,83.274358697884594,220.11528209902301,"C",48]
["EE","ALVE1",126.062174437908,85.010532967088494,224.16540328964501,"C",49]
["EE","ALVE1",128.44128010760701,86.808713460192493,228.303570593107,"C",50]
["EE","ALVE1",0.17219434562545899,1.3495984851836E-2,2.6991969703672101E-2,"D",24]
["EE","ALVE1",0.25988382704770002,1.34963489732111E-2,2.6992697946422201E-2,"D",25]
["EE","ALVE1",0.41480578634207799,1.47987794153792E-2,2.9597558830758399E-2,"D",26]
["EE","ALVE1",0.60852221530317097,1.6101209857548201E-2,3.2202419715096402E-2,"D",27]
["EE","ALVE1",0.85261830664308302,1.74036402997172E-2,3.4807280599434401E-2,"D",28]
["EE","ALVE1",1.1561006322213501,1.87060707418862E-2,3.74121414837724E-2,"D",29]
["EE","ALVE1",1.5389618063994099,2.00085011840542E-2,6.0025503552162601E-2,"D",30]
["EE","ALVE1",1.9022541188058599,0,6.2202275874444803E-2,"D",31]
["EE","ALVE1",2.2493707312966098,0,6.4379048196723895E-2,"D",32]
["EE","ALVE1",2.6514244836558398,0,6.6555820519005895E-2,"D",33]
["EE","ALVE1",3.05973958081477,0,6.8732592841284898E-2,"D",34]
["EE","ALVE1",3.4845439920002299,0,7.0909365163566898E-2,"D",35]
["EE","ALVE1",4.9379559527922501,0,9.7781783521077206E-2,"D",36]
["EE","ALVE1",6.4607985878961696,0,0.12627218353007599,"D",37]
["EE","ALVE1",8.08373198964299,0,0.156380565190573,"D",38]
["EE","ALVE1",9.8340615941054796,0,0.214979346860074,"D",39]
["EE","ALVE1",11.769113110205099,2.76814091832553E-2,0.249132682649298,"D",40]
["EE","ALVE1",13.662640365582501,2.8304405752719398E-2,0.28304405752719303,"D",41]
["EE","ALVE1",15.097788819467301,2.89274023221823E-2,0.31820142554400599,"D",42]
["EE","ALVE1",16.253890561505301,2.9550398891645398E-2,0.35460478669974399,"D",43]
["EE","ALVE1",17.303784206557101,3.01733954611084E-2,0.39225414099440897,"D",44]
["EE","ALVE1",18.1943153468461,3.0796392030571398E-2,0.43114948842799899,"D",45]
["EE","ALVE1",19.109882695620499,3.1106107792532301E-2,0.49769772468051798,"D",46]
["EE","ALVE1",19.988532071754602,3.1415823554493398E-2,0.53406900042638705,"D",47]
["EE","ALVE1",20.794018019551999,3.1725539316453402E-2,0.57105970769616099,"D",48]
["EE","ALVE1",21.577093071862802,3.2035255078414399E-2,0.60866984648987299,"D",49]
["EE","ALVE1",22.347808275362102,3.2344970840374403E-2,0.64689941680748797,"D",50]
["EE","ALVE1",4.4069326306961099,1.2514841371401699,3.6352634459786,"E",24]
["EE","ALVE1",6.0883058253930296,1.33405103257679,6.0985190060653602,"E",25]
["EE","ALVE1",8.9551112163857098,3.0134042177980902,8.2693418069808207,"E",26]
["EE","ALVE1",13.503239171456,4.2796764368312701,12.601269508447601,"E",27]
["EE","ALVE1",19.3911593119049,5.8271064400247798,18.4828532394536,"E",28]
["EE","ALVE1",23.2693911742859,8.7406596600371902,23.308425760099102,"E",29]
["EE","ALVE1",29.086738967857499,9.6511450412910698,30.0460175813778,"E",30]
["EE","ALVE1",34.9040867614289,12.5646982613034,36.874657940781802,"E",31]
["EE","ALVE1",41.690992520595699,15.569300019441201,44.613783681439799,"E",32]
["EE","ALVE1",49.447456245357799,18.391804701328201,52.352909422097703,"E",33]
["EE","ALVE1",56.234362004524499,21.305357921340601,62.004054463388698,"E",34]
["EE","ALVE1",64.960383694881799,24.3099596794784,71.746248042805306,"E",35]
["EE","ALVE1",73.686405385239098,26.130930441986099,79.485373783463203,"E",36]
["EE","ALVE1",83.381985041191697,29.135532200123901,89.136518824754106,"E",37]
["EE","ALVE1",92.108006731548898,31.958036882010902,97.968227022916906,"E",38]
["EE","ALVE1",99.864470456310897,33.870056182644099,106.617838144828,"E",39]
["EE","ALVE1",108.590492146667,35.873124021402603,113.446478504232,"E",40]
["EE","ALVE1",115.377397905834,37.785143322035701,120.184070325511,"E",41]
["EE","ALVE1",120.225187733811,39.788211160794198,124.09915746490201,"E",42]
["EE","ALVE1",124.103419596191,40.789745080173503,128.01424460429399,"E",43]
["EE","ALVE1",127.012093492977,41.700230461427402,129.926263904927,"E",44]
["EE","ALVE1",129.920767389763,42.701764380806701,132.83981712494,"E",45]
["EE","ALVE1",130.89032535535901,43.703298300185899,133.75030250619301,"E",46]
["EE","ALVE1",131.859883320953,43.703298300185899,133.750302506194,"E",47]
["EE","ALVE1",130.89032535535799,43.703298300185899,133.75030250619301,"E",48]
["EE","ALVE1",130.89032535535799,43.703298300185899,133.75030250619301,"E",49]
["EE","ALVE1",130.89032535535799,43.703298300185899,132.839817124939,"E",50]
["EE","ALVE1",2.5246145638319502,0.23230254652523399,0.23230254652523399,"H",24]
["EE","ALVE1",3.1240470994607898,0.26964704517760202,0.30816805163154498,"H",25]
["EE","ALVE1",3.9362172243109699,0.34926826747774697,0.38807585275305301,"H",26]
["EE","ALVE1",4.8992187519201797,0.42982734503965703,0.46890255822507998,"H",27]
["EE","ALVE1",6.8053952762534697,0.58467737273026499,0.66263435576096696,"H",28]
["EE","ALVE1",9.25400518653265,0.81914276573037903,0.89715636246660602,"H",29]
["EE","ALVE1",13.060731518426101,1.09597547989288,1.2525434055918601,"H",30]
["EE","ALVE1",17.6681669482189,1.41349003844968,1.5705444871663199,"H",31]
["EE","ALVE1",23.1268537006627,1.6928223949838801,1.9683981337021901,"H",32]
["EE","ALVE1",29.924184618042901,2.09011807824549,2.4450437896456698,"H",33]
["EE","ALVE1",37.052394488606701,2.5277727779280301,2.8832408248241599,"H",34]
["EE","ALVE1",44.330083951828001,2.8865563210166001,3.3610587299508401,"H",35]
["EE","ALVE1",53.634205613613197,3.4726365873212202,3.9067161607363698,"H",36]
["EE","ALVE1",63.042196583271199,4.0575391939069698,4.5302622067893301,"H",37]
["EE","ALVE1",72.480738031827798,4.6417341593091104,5.1137749212727499,"H",38]
["EE","ALVE1",81.861482585151506,5.1869862410907599,5.6978257951375797,"H",39]
["EE","ALVE1",91.035850358676996,5.7336676131220701,6.2441996608658199,"H",40]
["EE","ALVE1",98.704509805635098,6.1989945736802996,6.7090384310084197,"H",41]
["EE","ALVE1",105.881987154019,6.62544613315763,7.2135034822544597,"H",42]
["EE","ALVE1",112.25363805412501,6.9707699855431802,7.5581944225271602,"H",43]
["EE","ALVE1",118.296812701904,7.3155169011975802,7.9414434809791903,"H",44]
["EE","ALVE1",123.396289976052,7.6206410842446299,8.2459244552595692,"H",45]
["EE","ALVE1",127.976083601472,7.88345275093734,8.5469116458182093,"H",46]
["EE","ALVE1",132.31023676926199,8.1081745386656294,8.8488250974860492,"H",47]
["EE","ALVE1",136.05130155778701,8.3343532492135797,9.1132647678316694,"H",48]
["EE","ALVE1",139.642339419102,8.5607712134246707,9.3779357383424795,"H",49]
["EE","ALVE1",143.18437397851099,8.7876770214126907,9.6042310809244906,"H",50]
["EE","ALVE1",58.980770850265799,32.376953033053503,89.279815886891797,"I",24]
["EE","ALVE1",58.953228270987701,32.190292432180101,93.414624645041599,"I",25]
["EE","ALVE1",59.854199668399701,33.270195948614003,95.360073891186303,"I",26]
["EE","ALVE1",61.654230191253298,34.9779632070601,98.900788171357704,"I",27]
["EE","ALVE1",61.286979409119702,34.023186475091698,99.027879575887894,"I",28]
["EE","ALVE1",64.007297570702605,36.519154006666703,104.202769677676,"I",29]
["EE","ALVE1",63.789035734850401,36.055191831720798,105.45951729776201,"I",30]
["EE","ALVE1",66.081879880226495,37.413316209004797,109.596829317794,"I",31]
["EE","ALVE1",67.069552453888903,37.841511182378099,112.543522742344,"I",32]
["EE","ALVE1",68.349532057989407,39.634070460758103,117.73915668004901,"I",33]
["EE","ALVE1",72.253060506651394,42.047251026418103,124.69866048054,"I",34]
["EE","ALVE1",76.327888255238506,44.500766356609702,132.16397876731301,"I",35]
["EE","ALVE1",80.515867283071202,46.636728588429101,138.65138647203401,"I",36]
["EE","ALVE1",84.037707968594603,48.407560502612597,143.823673937184,"I",37]
["EE","ALVE1",86.536213998773803,49.550528674783997,147.57708335458599,"I",38]
["EE","ALVE1",88.810771691550798,50.638677172959497,150.80911397066899,"I",39]
["EE","ALVE1",91.030240493038093,51.672005997139102,154.048926744271,"I",40]
["EE","ALVE1",91.806864086607305,52.099198443502999,155.18765999756499,"I",41]
["EE","ALVE1",92.321246488973898,52.285384829686997,155.80501444954001,"I",42]
["EE","ALVE1",92.662757174334899,52.464328761138802,156.32639325085799,"I",43]
["EE","ALVE1",92.816969180698095,52.643272692590699,156.671385065897,"I",44]
["EE","ALVE1",92.875460070270506,52.705334821318701,156.847772052176,"I",45]
["EE","ALVE1",93.159802991642394,52.760154495314502,157.016376880937,"I",46]
["EE","ALVE1",93.398278334734997,52.814974169310403,157.18498170969701,"I",47]
["EE","ALVE1",93.397186592068707,52.9390984267664,157.449562189115,"I",48]
["EE","ALVE1",93.417568339703493,53.063222684222403,157.625949175394,"I",49]
["EE","ALVE1",93.508043940623196,53.125284812950397,157.89052965481201,"I",50]
["EE","ALVE1",130.50158828658601,42.6242417577065,90.571689360693497,"R",24]
["EE","ALVE1",125.395386751248,40.9505503860982,87.006759813323399,"R",25]
["EE","ALVE1",121.491282962279,39.735915417019001,84.366554687953595,"R",26]
["EE","ALVE1",117.545223081835,38.694799729236898,82.086377534225093,"R",27]
["EE","ALVE1",113.919342372122,37.653684041454703,80.046219028257596,"R",28]
["EE","ALVE1",110.792272096358,36.872847275618099,78.486097817811697,"R",29]
["EE","ALVE1",108.047550475473,36.265529791078499,77.165995255126802,"R",30]
["EE","ALVE1",105.32947127427499,35.6582123065389,75.965902016322403,"R",31]
["EE","ALVE1",101.759160646022,35.0508948219993,74.885818101398399,"R",32]
["EE","ALVE1",99.214003210172507,34.617096618756698,74.045752834235202,"R",33]
["EE","ALVE1",96.737774418501999,34.096538774865699,73.085678243191694,"R",34]
["EE","ALVE1",94.268172265208193,33.4892212903261,72.005594328267605,"R",35]
["EE","ALVE1",95.691079526072002,33.749500212271599,72.005594328267605,"R",36]
["EE","ALVE1",97.119391906173107,33.923019493568603,72.005594328267605,"R",37]
["EE","ALVE1",98.661259200215696,34.096538774865699,72.005594328267605,"R",38]
["EE","ALVE1",100.25272212725,34.270058056162704,72.005594328267605,"R",39]
["EE","ALVE1",102.416756677207,34.530336978108203,72.365622299909006,"R",40]
["EE","ALVE1",104.431636093039,34.964135181350798,72.845659595430803,"R",41]
["EE","ALVE1",106.85032787624201,35.397933384593401,73.565715538713405,"R",42]
["EE","ALVE1",109.528106853493,35.918491228484399,74.285771481996093,"R",43]
["EE","ALVE1",112.125747184386,36.352289431727002,75.005827425278795,"R",44]
["EE","ALVE1",114.360982618056,36.786087634969597,75.605874044681002,"R",45]
["EE","ALVE1",116.303022091451,37.133126197563598,76.205920664083294,"R",46]
["EE","ALVE1",118.099008012924,37.480164760157699,76.685957959605005,"R",47]
["EE","ALVE1",119.466106393324,37.740443682103198,77.165995255126802,"R",48]
["EE","ALVE1",120.781585669244,38.087482244697298,77.646032550648599,"R",49]
["EE","ALVE1",122.19886355703299,38.4345208072913,78.366088493931301,"R",50]
["EE","ALVE1",0,0,0,"Z",24]
["EE","ALVE1",0,0,0,"Z",25]
["EE","ALVE1",0,0,0,"Z",26]
["EE","ALVE1",0,0,0,"Z",27]
["EE","ALVE1",0,0,0,"Z",28]
["EE","ALVE1",0,0,0,"Z",29]
["EE","ALVE1",0,0,0,"Z",30]
["EE","ALVE1",0,0,0,"Z",31]
["EE","ALVE1",0,0,0,"Z",32]
["EE","ALVE1",0,0,0,"Z",33]
["EE","ALVE1",0,0,0,"Z",34]
["EE","ALVE1",0,0,0,"Z",35]
["EE","ALVE1",0,0,0,"Z",36]
["EE","ALVE1",0,0,0,"Z",37]
["EE","ALVE1",0,0,0,"Z",38]
["EE","ALVE1",0,0,0,"Z",39]
["EE","ALVE1",0,0,0,"Z",40]
["EE","ALVE1",0,0,0,"Z",41]
["EE","ALVE1",0,0,0,"Z",42]
["EE","ALVE1",0,0,0,"Z",43]
["EE","ALVE1",0,0,0,"Z",44]
["EE","ALVE1",0,0,0,"Z",45]
["EE","ALVE1",0,0,0,"Z",46]
["EE","ALVE1",0,0,0,"Z",47]
["EE","ALVE1",0,0,0,"Z",48]
["EE","ALVE1",0,0,0,"Z",49]
["EE","ALVE1",0,0,0,"Z",50]
["EE","AMEM_1",5.2528945294784704,7.1477445247666704,23.4881070280674,"C",24]
["EE","AMEM_1",5.2820882619246303,7.1962570799209002,24.682787914512801,"C",25]
["EE","AMEM_1",5.3173133545983697,7.2737552330892798,24.975469194131499,"C",26]
["EE","AMEM_1",5.3976957132734604,7.4176803746876896,25.482783412137302,"C",27]
["EE","AMEM_1",5.4798797411952602,7.5837478457627903,26.048633886066799,"C",28]
["EE","AMEM_1",5.6535713583445499,7.8715981289596302,27.102286492694301,"C",29]
["EE","AMEM_1",5.7836397199034097,8.0930214237264302,27.902281990318802,"C",30]
["EE","AMEM_1",5.9330209251716104,8.3365870479698998,28.780325829174998,"C",31]
["EE","AMEM_1",6.1087509020547204,8.6355084959050803,29.853490521110299,"C",32]
["EE","AMEM_1",6.2523475043948498,8.9012164496252293,30.770558530582299,"C",33]
["EE","AMEM_1",6.3841542879039199,9.1447820738687096,31.668114454746402,"C",34]
["EE","AMEM_1",6.5334343044807204,9.4104900275888692,32.663230805450098,"C",35]
["EE","AMEM_1",6.80220090168749,9.9308347702908399,34.204685544775401,"C",36]
["EE","AMEM_1",7.0681755794255698,10.4511795129928,35.726628198792802,"C",37]
["EE","AMEM_1",7.3296631410488198,10.960453090956401,37.229058767502302,"C",38]
["EE","AMEM_1",7.5913329615951204,11.458655504181699,38.731489336211801,"C",39]
["EE","AMEM_1",7.8389323126351602,11.934715587930301,40.175383648997503,"C",40]
["EE","AMEM_1",8.0853696519070795,12.388633342202199,41.521717535243702,"C",41]
["EE","AMEM_1",8.3100129070837792,12.8093376022592,42.770490994950201,"C",42]
["EE","AMEM_1",8.5375654048373004,13.218970697577699,43.980240284041002,"C",43]
["EE","AMEM_1",8.7410570782015604,13.606461463419601,45.072917061284201,"C",44]
["EE","AMEM_1",8.9242517629210898,13.9496675703082,46.107057582603801,"C",45]
["EE","AMEM_1",9.0804660760578209,14.248589018243299,47.004613506767797,"C",46]
["EE","AMEM_1",9.2444068629014193,14.558581630916899,47.882657345623997,"C",47]
["EE","AMEM_1",9.4124834499682404,14.8685742435904,48.780213269788099,"C",48]
["EE","AMEM_1",9.5880458079786894,15.178566856263901,49.677769193952201,"C",49]
["EE","AMEM_1",9.7689959958110801,15.4996306336757,50.594837203424298,"C",50]
["EE","AMEM_1",0.186013221884513,1.48395997217282E-2,2.96791994434564E-2,"D",24]
["EE","AMEM_1",0.280552377071764,1.4840000093802199E-2,2.9680000187604399E-2,"D",25]
["EE","AMEM_1",0.44686744799544198,1.6027449619968201E-2,3.2054899239936402E-2,"D",26]
["EE","AMEM_1",0.65415433473311502,1.7214899146133202E-2,3.4429798292266403E-2,"D",27]
["EE","AMEM_1",0.91413567074471602,1.8402348672298199E-2,3.6804697344596397E-2,"D",28]
["EE","AMEM_1",1.2354715039456401,1.9589798198463199E-2,3.9179596396926399E-2,"D",29]
["EE","AMEM_1",1.6388224183753799,2.07772477246282E-2,6.2331743173884797E-2,"D",30]
["EE","AMEM_1",2.01661067273607,0,6.42887896549479E-2,"D",31]
["EE","AMEM_1",2.3767820884149899,0,6.6245836136007902E-2,"D",32]
["EE","AMEM_1",2.7929051614022602,0,6.8202882617070901E-2,"D",33]
["EE","AMEM_1",3.2124184714098698,0,7.0159929098130902E-2,"D",34]
["EE","AMEM_1",3.64595711392107,0,7.2116975579190903E-2,"D",35]
["EE","AMEM_1",5.2073864525909102,0,0.100263335648753,"D",36]
["EE","AMEM_1",6.8587377952836599,0,0.130463379823231,"D",37]
["EE","AMEM_1",8.6328412598930804,0,0.16271710810262599,"D",38]
["EE","AMEM_1",10.5611518789817,0,0.225170880556499,"D",39]
["EE","AMEM_1",12.7071427759161,2.91732021220204E-2,0.26255881909818302,"D",40]
["EE","AMEM_1",14.7528276210783,2.9790096432088398E-2,0.29790096432088398,"D",41]
["EE","AMEM_1",16.299153734583399,3.0406990742155301E-2,0.33447689816370901,"D",42]
["EE","AMEM_1",17.544976562357999,3.10238850522234E-2,0.37228662062668,"D",43]
["EE","AMEM_1",18.675394440842801,3.16407793622904E-2,0.411330131709775,"D",44]
["EE","AMEM_1",19.632779009129699,3.2257673672358399E-2,0.45160743141301701,"D",45]
["EE","AMEM_1",20.624066382057901,3.2552795140230399E-2,0.52084472224368605,"D",46]
["EE","AMEM_1",21.5744693474992,3.28479166081014E-2,0.55841458233772301,"D",47]
["EE","AMEM_1",22.445041039814399,3.3143038075973401E-2,0.59657468536752101,"D",48]
["EE","AMEM_1",23.2912327449001,3.3438159543845498E-2,0.63532503133306395,"D",49]
["EE","AMEM_1",24.123829251418702,3.3733281011717499E-2,0.67466562023434995,"D",50]
["EE","AMEM_1",1.51176210316265,0.42931137137417402,1.2470473168487799,"E",24]
["EE","AMEM_1",1.9432908520521099,0.42580797386435798,1.9465507376656299,"E",25]
["EE","AMEM_1",2.5555240020988301,0.85993647879193802,2.35982568598717,"E",26]
["EE","AMEM_1",3.34104179716432,1.0588998441216799,3.1178717632471802,"E",27]
["EE","AMEM_1",4.0697108445434198,1.2229613449010399,3.879080515858,"E",28]
["EE","AMEM_1",4.8836530134521201,1.8344420173515601,4.8918453796041801,"E",29]
["EE","AMEM_1",6.1045662668151497,2.0255297274923398,6.3058944346460102,"E",30]
["EE","AMEM_1",7.3254795201781802,2.6370103999428798,7.7390522607019099,"E",31]
["EE","AMEM_1",8.7498783157683704,3.2675998434074698,9.36329779689863,"E",32]
["EE","AMEM_1",10.3777626535857,3.8599717448439201,10.9875433330952,"E",33]
["EE","AMEM_1",11.8021614491759,4.4714524172944499,13.013073060587599,"E",34]
["EE","AMEM_1",13.6335313292204,5.1020418607590496,15.057711559094001,"E",35]
["EE","AMEM_1",15.464901209264999,5.4842172810406202,16.681957095290699,"E",36]
["EE","AMEM_1",17.499756631536702,6.11480672450522,18.7074868227831,"E",37]
["EE","AMEM_1",19.3311265115812,6.7071786259416601,20.561037611148699,"E",38]
["EE","AMEM_1",20.959010849398599,7.1084628172373199,22.376370857486201,"E",39]
["EE","AMEM_1",22.7903807294431,7.5288557795470501,23.809528683542201,"E",40]
["EE","AMEM_1",24.2147795250333,7.9301399708427098,25.223577738584002,"E",41]
["EE","AMEM_1",25.232207236169199,8.3505329331524507,26.045254892189298,"E",42]
["EE","AMEM_1",26.046149405077902,8.5607294143073105,26.866932045794702,"E",43]
["EE","AMEM_1",26.656606031759399,8.7518171244481096,27.2682162370904,"E",44]
["EE","AMEM_1",27.267062658440899,8.9620136056029605,27.8796969095409,"E",45]
["EE","AMEM_1",27.470548200668102,9.1722100867578398,28.070784619681699,"E",46]
["EE","AMEM_1",27.6740337428953,9.1722100867578398,28.070784619681799,"E",47]
["EE","AMEM_1",27.470548200668102,9.1722100867578291,28.070784619681699,"E",48]
["EE","AMEM_1",27.470548200668201,9.1722100867578291,28.070784619681799,"E",49]
["EE","AMEM_1",27.470548200668102,9.1722100867578291,27.8796969095409,"E",50]
["EE","AMEM_1",2.7314783355113801,0.24823164794028499,0.24823164794028499,"H",24]
["EE","AMEM_1",3.37891989601161,0.28801005566300902,0.329154349329153,"H",25]
["EE","AMEM_1",4.25851720874679,0.37359835274592001,0.415109280828801,"H",26]
["EE","AMEM_1",5.3047241918738104,0.46064122258345203,0.50251769736376595,"H",27]
["EE","AMEM_1",7.3847743318909398,0.62893152217878501,0.71278905846928997,"H",28]
["EE","AMEM_1",10.065092443314899,0.88457183234302605,0.96881676875664802,"H",29]
["EE","AMEM_1",14.236990310535001,1.18822819063728,1.35797507501404,"H",30]
["EE","AMEM_1",19.288770553174299,1.5349435490069601,1.7054928322299601,"H",31]
["EE","AMEM_1",25.280348639687102,1.84073585847747,2.1403905331133402,"H",32]
["EE","AMEM_1",32.754587297073002,2.2758190042209501,2.66227883512639,"H",33]
["EE","AMEM_1",40.614292251595998,2.7558817571523599,3.1434276292519101,"H",34]
["EE","AMEM_1",48.662885703086801,3.1510757599941601,3.6690608164315601,"H",35]
["EE","AMEM_1",58.8613673756644,3.78617550339077,4.2594474413146202,"H",36]
["EE","AMEM_1",69.174855859590707,4.4187957618087399,4.9336069185243199,"H",37]
["EE","AMEM_1",79.523106467859904,5.0494411833797797,5.5629436766048403,"H",38]
["EE","AMEM_1",89.806861220089203,5.6363056657239596,6.1913963752270798,"H",39]
["EE","AMEM_1",99.8617641366681,6.2232242401903903,6.7773469465087102,"H",40]
["EE","AMEM_1",108.26764091864599,6.7238350988773004,7.2770620373925201,"H",41]
["EE","AMEM_1",116.13274981396999,7.1816544357927903,7.8190793857152201,"H",42]
["EE","AMEM_1",123.124652025548,7.5519881262855897,8.1883916200737001,"H",43]
["EE","AMEM_1",129.760615701278,7.9216481781970298,8.5994362576149594,"H",44]
["EE","AMEM_1",135.362571525682,8.2482032171661093,8.9249788657541007,"H",45]
["EE","AMEM_1",140.34859569215999,8.5254621301000792,9.2429515172867198,"H",46]
["EE","AMEM_1",145.05824606878201,8.7607924608761998,9.5610571568216294,"H",47]
["EE","AMEM_1",149.10942550604699,8.9968538461024998,9.8376813083550605,"H",48]
["EE","AMEM_1",152.992378809993,9.2326456356067492,10.113943628096401,"H",49]
["EE","AMEM_1",156.816597462955,9.4682588866207809,10.348052853961599,"H",50]
["EE","AMEM_1",4.4859636542346299,5.7808806633947096,19.785488849841698,"I",24]
["EE","AMEM_1",4.4838688187856501,5.7475525532076501,20.701812564982902,"I",25]
["EE","AMEM_1",4.5523949652572897,5.9403685155408503,21.1329476875765,"I",26]
["EE","AMEM_1",4.6893018144833496,6.2452890777645598,21.917612868781202,"I",27]
["EE","AMEM_1",4.6613694284380198,6.0748144088832499,21.945777863772101,"I",28]
["EE","AMEM_1",4.8682715801883898,6.52046753828715,23.0925962055328,"I",29]
["EE","AMEM_1",4.8516710059906396,6.4376274401793001,23.371106703983799,"I",30]
["EE","AMEM_1",5.02606030868548,6.6801195283974399,24.287985172285701,"I",31]
["EE","AMEM_1",5.1011807793721502,6.7565734195097296,24.9410081351602,"I",32]
["EE","AMEM_1",5.1985335589201398,7.0766335332516404,26.092423562276899,"I",33]
["EE","AMEM_1",5.4954284026383302,7.50750511202751,27.634733920751401,"I",34]
["EE","AMEM_1",5.8053519406645604,7.9455784327370598,29.289138897466302,"I",35]
["EE","AMEM_1",6.1238815467161496,8.3269528860730606,30.726827041545398,"I",36]
["EE","AMEM_1",6.3917459554633904,8.6431335952452599,31.8730686074951,"I",37]
["EE","AMEM_1",6.5817775043850597,8.8472097045269305,32.704869607969599,"I",38]
["EE","AMEM_1",6.7547759747706202,9.0414978021617696,33.421126749425603,"I",39]
["EE","AMEM_1",6.9235844903537096,9.2259978881497897,34.139108511270699,"I",40]
["EE","AMEM_1",6.9826529827377302,9.3022727788169899,34.391465596264297,"I",41]
["EE","AMEM_1",7.0217759159942803,9.3355162183271805,34.528278822239599,"I",42]
["EE","AMEM_1",7.0477505599329104,9.3674665229807896,34.643822681257902,"I",43]
["EE","AMEM_1",7.0594796276547997,9.3994168276344094,34.720277047140499,"I",44]
["EE","AMEM_1",7.0639283318840498,9.4104979741378099,34.759366540276297,"I",45]
["EE","AMEM_1",7.0855549059729297,9.4202859857846306,34.796731413023103,"I",46]
["EE","AMEM_1",7.1036928805385902,9.4300739974314602,34.834096285769903,"I",47]
["EE","AMEM_1",7.1036098446974103,9.4522362904382504,34.892730525473603,"I",48]
["EE","AMEM_1",7.1051600411051803,9.4743985834450406,34.9318200186094,"I",49]
["EE","AMEM_1",7.1120414407795103,9.4854797299484392,34.990454258313001,"I",50]
["EE","AMEM_1",10.165297044609201,7.75729884885211,20.427923136604299,"R",24]
["EE","AMEM_1",9.7675543346709901,7.45269931546654,19.623873799608202,"R",25]
["EE","AMEM_1",9.4634478848651895,7.2316446747535599,19.028390732585599,"R",26]
["EE","AMEM_1",9.1560733052360401,7.0421692684281298,18.5141099019751,"R",27]
["EE","AMEM_1",8.8736387774537793,6.8526938621027096,18.053963895639502,"R",28]
["EE","AMEM_1",8.6300586137955406,6.7105873073586499,17.702087537853401,"R",29]
["EE","AMEM_1",8.4162611347964091,6.6000599870021501,17.404346004342099,"R",30]
["EE","AMEM_1",8.2045389417279093,6.4895326666456601,17.133671882968201,"R",31]
["EE","AMEM_1",7.9264329925649397,6.3790053462891603,16.890065173731699,"R",32]
["EE","AMEM_1",7.7281803758696404,6.3000572603202398,16.700593288770001,"R",33]
["EE","AMEM_1",7.5352968903256397,6.2053195571575204,16.484053991670802,"R",34]
["EE","AMEM_1",7.3429295804726102,6.0947922368010303,16.2404472824343,"R",35]
["EE","AMEM_1",7.4537655876317501,6.1421610883823803,16.2404472824343,"R",36]
["EE","AMEM_1",7.5650226214108098,6.1737403227699499,16.2404472824343,"R",37]
["EE","AMEM_1",7.6851249071614696,6.2053195571575204,16.2404472824343,"R",38]
["EE","AMEM_1",7.8090903975527697,6.2368987915450997,16.2404472824343,"R",39]
["EE","AMEM_1",7.9776558096978496,6.2842676431264497,16.321649518846499,"R",40]
["EE","AMEM_1",8.1346029245943807,6.3632157290953799,16.4299191673961,"R",41]
["EE","AMEM_1",8.3230046196114902,6.4421638150643004,16.5923236402204,"R",42]
["EE","AMEM_1",8.5315876650820606,6.53690151822701,16.754728113044798,"R",43]
["EE","AMEM_1",8.7339283869481701,6.6158496041959403,16.917132585869101,"R",44]
["EE","AMEM_1",8.9080399241809296,6.6947976901648598,17.052469646555998,"R",45]
["EE","AMEM_1",9.0593132410700896,6.7579561589399999,17.187806707242999,"R",46]
["EE","AMEM_1",9.1992098555052895,6.82111462771514,17.2960763557926,"R",47]
["EE","AMEM_1",9.30569868302406,6.8684834792964997,17.404346004342099,"R",48]
["EE","AMEM_1",9.4081666895159497,6.9316419480716398,17.5126156528917,"R",49]
["EE","AMEM_1",9.51856420201592,6.9948004168467799,17.675020125715999,"R",50]
["EE","AMEM_1",0,0,0,"Z",24]
["EE","AMEM_1",0,0,0,"Z",25]
["EE","AMEM_1",0,0,0,"Z",26]
["EE","AMEM_1",0,0,0,"Z",27]
["EE","AMEM_1",0,0,0,"Z",28]
["EE","AMEM_1",0,0,0,"Z",29]
["EE","AMEM_1",0,0,0,"Z",30]
["EE","AMEM_1",0,0,0,"Z",31]
["EE","AMEM_1",0,0,0,"Z",32]
["EE","AMEM_1",0,0,0,"Z",33]
["EE","AMEM_1",0,0,0,"Z",34]
["EE","AMEM_1",0,0,0,"Z",35]
["EE","AMEM_1",0,0,0,"Z",36]
["EE","AMEM_1",0,0,0,"Z",37]
["EE","AMEM_1",0,0,0,"Z",38]
["EE","AMEM_1",0,0,0,"Z",39]
["EE","AMEM_1",0,0,0,"Z",40]
["EE","AMEM_1",0,0,0,"Z",41]
["EE","AMEM_1",0,0,0,"Z",42]
["EE","AMEM_1",0,0,0,"Z",43]
["EE","AMEM_1",0,0,0,"Z",44]
["EE","AMEM_1",0,0,0,"Z",45]
["EE","AMEM_1",0,0,0,"Z",46]
["EE","AMEM_1",0,0,0,"Z",47]
["EE","AMEM_1",0,0,0,"Z",48]
["EE","AMEM_1",0,0,0,"Z",49]
["EE","AMEM_1",0,0,0,"Z",50]
["EE","ARBR_P",6.5644500370691903,3.5679445902135201,5.0714701643683,"C",24]
["EE","ARBR_P",6.6067556449676097,3.5956030754089698,5.3328426915427301,"C",25]
["EE","ARBR_P",6.6508146550269904,3.6343249546826102,5.3960779803752503,"C",26]
["EE","ARBR_P",6.7513556864521203,3.7062370161907898,5.5056858143516196,"C",27]
["EE","ARBR_P",6.8541502183633796,3.7892124717771498,5.6279407060944999,"C",28]
["EE","ARBR_P",7.0714010508336598,3.93303659479351,5.8555877458915804,"C",29]
["EE","ARBR_P",7.2340885788242604,4.0436705355753197,6.0284308687004797,"C",30]
["EE","ARBR_P",7.4209323179325004,4.1653678704353201,6.2181367351980397,"C",31]
["EE","ARBR_P",7.6407326997495897,4.3147236904907702,6.4499994609172902,"C",32]
["EE","ARBR_P",7.8203411455128702,4.4474844194289496,6.6481366992591999,"C",33]
["EE","ARBR_P",7.9852030652332902,4.5691817542889401,6.8420582516789299,"C",34]
["EE","ARBR_P",8.1719202390656402,4.7019424832271204,7.05705823370951,"C",35]
["EE","ARBR_P",8.5080894102766393,4.96193224406439,7.3900974215608004,"C",36]
["EE","ARBR_P",8.8407664910878996,5.2219220049016499,7.7189209234899101,"C",37]
["EE","ARBR_P",9.1678311553223697,5.4763800686998296,8.0435287394968604,"C",38]
["EE","ARBR_P",9.4951237862452107,5.7253064354589096,8.3681365555038099,"C",39]
["EE","ARBR_P",9.8048172879547195,5.9631694081398097,8.6800973137442501,"C",40]
["EE","ARBR_P",10.1130573630216,6.1899689867425298,8.9709796423738606,"C",41]
["EE","ARBR_P",10.394037729241701,6.4001734742279801,9.24078354139262,"C",42]
["EE","ARBR_P",10.678656931820401,6.6048462646743404,9.5021560685670501,"C",43]
["EE","ARBR_P",10.933181221275101,6.7984556610425102,9.7382344802084706,"C",44]
["EE","ARBR_P",11.1623183460981,6.9699382692543299,9.9616658340833801,"C",45]
["EE","ARBR_P",11.357708832580601,7.11929408930978,10.1555873865031,"C",46]
["EE","ARBR_P",11.5627634748377,7.2741816064043201,10.3452932530006,"C",47]
["EE","ARBR_P",11.7729911130987,7.4290691234988602,10.5392148054204,"C",48]
["EE","ARBR_P",11.992581839779699,7.5839566405934002,10.733136357840101,"C",49]
["EE","ARBR_P",12.2189115820404,7.7443758547270303,10.931273596182001,"C",50]
["EE","ARBR_P",5.8626202093339498E-2,2.9511703415270401E-3,5.9023406830540802E-3,"D",24]
["EE","ARBR_P",8.9508725326946995E-2,2.9512499640380399E-3,5.9024999280760798E-3,"D",25]
["EE","ARBR_P",0.14187987634725199,3.0946437818120398E-3,6.1892875636240796E-3,"D",26]
["EE","ARBR_P",0.206140224777034,3.2380375995850401E-3,6.4760751991700801E-3,"D",27]
["EE","ARBR_P",0.28285576485921099,3.3814314173580399E-3,6.7628628347160798E-3,"D",28]
["EE","ARBR_P",0.37402100967653201,3.5248252351310402E-3,7.0496504702620899E-3,"D",29]
["EE","ARBR_P",0.48640908252897502,3.66821905290405E-3,1.10046571587121E-2,"D",30]
["EE","ARBR_P",0.62023889135232901,0,1.1583384755070101E-2,"D",31]
["EE","ARBR_P",0.77059135255307898,0,1.21621123514251E-2,"D",32]
["EE","ARBR_P",0.95542021579263703,0,1.2740839947783101E-2,"D",33]
["EE","ARBR_P",1.1545160631512399,0,1.3319567544141099E-2,"D",34]
["EE","ARBR_P",1.37228100830818,0,1.3898295140496101E-2,"D",35]
["EE","ARBR_P",1.92348879735872,0,1.9667474007228201E-2,"D",36]
["EE","ARBR_P",2.4435508547145801,0,2.6004859783915299E-2,"D",37]
["EE","ARBR_P",2.9387751197865799,0,3.2910452470548399E-2,"D",38]
["EE","ARBR_P",3.4210183749426601,0,4.6153430933864599E-2,"D",39]
["EE","ARBR_P",3.9035171343722102,6.05328232170809E-3,5.4479540895372797E-2,"D",40]
["EE","ARBR_P",4.5818065900632998,6.1947828876440904E-3,6.1947828876440902E-2,"D",41]
["EE","ARBR_P",5.0973160418563204,6.33628345358009E-3,6.9699117989380999E-2,"D",42]
["EE","ARBR_P",5.5292149657943002,6.4777840195160896E-3,7.7733408234193002E-2,"D",43]
["EE","ARBR_P",5.9279615497396803,6.61928458545209E-3,8.6050699610877093E-2,"D",44]
["EE","ARBR_P",6.27320341618291,6.7607851513890897E-3,9.4650992119447205E-2,"D",45]
["EE","ARBR_P",6.6302218711816501,6.8962137618511004E-3,0.110339420189617,"D",46]
["EE","ARBR_P",6.9729559867440196,7.0316423723130999E-3,0.11953792032932201,"D",47]
["EE","ARBR_P",7.2896132338398001,7.1670709827751002E-3,0.12900727768995099,"D",48]
["EE","ARBR_P",7.6003758280087403,7.3024995932370997E-3,0.13874749227150401,"D",49]
["EE","ARBR_P",7.90854353768081,7.4379282037001001E-3,0.14875856407400201,"D",50]
["EE","ARBR_P",7.1543299157279305E-2,2.0316921432008899E-2,5.9015819397740102E-2,"E",24]
["EE","ARBR_P",0.101996447573795,2.2349150996566799E-2,0.10216754741287699,"E",25]
["EE","ARBR_P",0.156605561262746,5.2697933887890298E-2,0.14461293485513901,"E",26]
["EE","ARBR_P",0.24727997096823201,7.8372178083768201E-2,0.23076252435776101,"E",27]
["EE","ARBR_P",0.37093085720334801,0.11146592898582,0.35355599350190098,"E",28]
["EE","ARBR_P",0.44511702864401897,0.16719889347873201,0.445863715943285,"E",29]
["EE","ARBR_P",0.55639628580502298,0.18461544488276599,0.57474619633314195,"E",30]
["EE","ARBR_P",0.66767554296602905,0.240348409375676,0.70537033186340103,"E",31]
["EE","ARBR_P",0.79750134298720099,0.29782302900899099,0.85341101879769499,"E",32]
["EE","ARBR_P",0.94587368586854104,0.351814338361498,1.0014517057319801,"E",33]
["EE","ARBR_P",1.07569948588971,0.40754730285440899,1.18606715061475,"E",34]
["EE","ARBR_P",1.24261837163121,0.46502192248772301,1.3724242506379201,"E",35]
["EE","ARBR_P",1.4095372573727201,0.49985502529579201,1.5204649375722099,"E",36]
["EE","ARBR_P",1.59500268597439,0.55732964492910597,1.7050803824549801,"E",37]
["EE","ARBR_P",1.7619215717159,0.61132095428161304,1.8740209310741101,"E",38]
["EE","ARBR_P",1.91029391459724,0.64789571223008602,2.03947816941244,"E",39]
["EE","ARBR_P",2.0772128003387502,0.68621212531896203,2.1701023049427,"E",40]
["EE","ARBR_P",2.2070386003599198,0.72278688326743501,2.2989847853325598,"E",41]
["EE","ARBR_P",2.2997713146607599,0.76110329635631202,2.3738759563699001,"E",42]
["EE","ARBR_P",2.3739574861014301,0.78026150290074903,2.44876712740726,"E",43]
["EE","ARBR_P",2.42959711468193,0.797678054304784,2.4853418853557301,"E",44]
["EE","ARBR_P",2.4852367432624298,0.81683626084922201,2.54107484984864,"E",45]
["EE","ARBR_P",2.5037832861226001,0.83599446739366001,2.5584914012526698,"E",46]
["EE","ARBR_P",2.52232982898277,0.83599446739366001,2.5584914012526698,"E",47]
["EE","ARBR_P",2.5037832861226001,0.83599446739366001,2.5584914012526698,"E",48]
["EE","ARBR_P",2.5037832861226001,0.83599446739365901,2.5584914012526698,"E",49]
["EE","ARBR_P",2.5037832861226099,0.83599446739366001,2.54107484984864,"E",50]
["EE","ARBR_P",0.65599548400900498,5.2852595655312702E-2,5.2852595655312702E-2,"H",24]
["EE","ARBR_P",0.751441252378936,5.7659585781863601E-2,6.5896669464986998E-2,"H",25]
["EE","ARBR_P",0.86402611480546698,6.9598011071459798E-2,7.7331123412733196E-2,"H",26]
["EE","ARBR_P",0.98612344999658597,8.0333130243629203E-2,8.7636142083959104E-2,"H",27]
["EE","ARBR_P",1.2534039673880899,0.101922761444549,0.115512462970489,"H",28]
["EE","ARBR_P",1.5479557208150401,0.13315991653423001,0.14584181334701399,"H",29]
["EE","ARBR_P",1.93814048741324,0.16396152420545701,0.18738459909195099,"H",30]
["EE","ARBR_P",2.6420822998652098,0.21017719789048001,0.23353021987831099,"H",31]
["EE","ARBR_P",3.4897561797257399,0.250531906783242,0.29131617067818899,"H",32]
["EE","ARBR_P",4.5802498736447097,0.30944989046801502,0.36199798507579201,"H",33]
["EE","ARBR_P",5.7997865332671203,0.376710620684169,0.42968555171787998,"H",34]
["EE","ARBR_P",7.1268365312755702,0.434788537547036,0.50626062591093202,"H",35]
["EE","ARBR_P",9.0610444818698408,0.55312287357205903,0.62226323276856599,"H",36]
["EE","ARBR_P",11.190729271041,0.680727855084582,0.76003595470608598,"H",37]
["EE","ARBR_P",13.507296854880201,0.81756743712180602,0.90070988835453203,"H",38]
["EE","ARBR_P",15.9951451206404,0.95646870152788399,1.0506663766783499,"H",39]
["EE","ARBR_P",18.620321790439402,1.10386013472959,1.2021490508356401,"H",40]
["EE","ARBR_P",20.633425365250499,1.22414587157752,1.3248667344288401,"H",41]
["EE","ARBR_P",22.605364846781999,1.34067983092823,1.4596750821940501,"H",42]
["EE","ARBR_P",24.462020149162701,1.44427397302789,1.5659824539010201,"H",43]
["EE","ARBR_P",26.2935803097348,1.5504051506540799,1.6830601368063001,"H",44]
["EE","ARBR_P",27.960718720308201,1.65071802455939,1.7861615547796501,"H",45]
["EE","ARBR_P",29.4614559294379,1.73912813316044,1.8854904017927501,"H",46]
["EE","ARBR_P",30.929365769181398,1.82060647328841,1.98691187229072,"H",47]
["EE","ARBR_P",32.278560302699702,1.90361185369383,2.08151950357176,"H",48]
["EE","ARBR_P",33.615956791338398,1.9881802301831899,2.17796107033704,"H",49]
["EE","ARBR_P",34.966715335607098,2.07455024112513,2.2673181838845502,"H",50]
["EE","ARBR_P",5.7990527291385696,3.0582382201830201,4.3351555728042301,"I",24]
["EE","ARBR_P",5.8227317944046098,3.0746803611517399,4.5543953107418496,"I",25]
["EE","ARBR_P",5.8586072678310002,3.0966032157767098,4.5916247002029502,"I",26]
["EE","ARBR_P",5.9765747446772997,3.1678524933078598,4.6991762697572499,"I",27]
["EE","ARBR_P",6.1269188943664199,3.2610246254639699,4.8356840311146403,"I",28]
["EE","ARBR_P",6.3100344613084198,3.3651581849325698,4.9928747866170804,"I",29]
["EE","ARBR_P",6.5105362657095398,3.4802531717136498,5.1666119374355697,"I",30]
["EE","ARBR_P",6.7369779151904501,3.6063095858072098,5.3651686812281296,"I",31]
["EE","ARBR_P",6.9899772430295704,3.75428885452575,5.5844084191657499,"I",32]
["EE","ARBR_P",7.2731473104440898,3.9187102642130101,5.8326043489064503,"I",33]
["EE","ARBR_P",7.6499973913157504,4.1379388104626802,6.1635322552273903,"I",34]
["EE","ARBR_P",8.0601650708740706,4.3790902113373296,6.5316895510094204,"I",35]
["EE","ARBR_P",8.4305770376214504,4.5983187575870099,6.8584808585013501,"I",36]
["EE","ARBR_P",8.72438476363555,4.7791823082429996,7.1190865847290796,"I",37]
["EE","ARBR_P",8.9410427305857603,4.9107194359928004,7.3176433285216396,"I",38]
["EE","ARBR_P",9.1277651443437406,5.0312951364301304,7.4872438805111203,"I",39]
["EE","ARBR_P",9.3091989927291507,5.1409094095549701,7.6527078336715899,"I",40]
["EE","ARBR_P",9.3613988898859795,5.1847551188049001,7.71062021727775,"I",41]
["EE","ARBR_P",9.3799870977751407,5.2011972597736298,7.7395764090808301,"I",42]
["EE","ARBR_P",9.3988522879986203,5.2231201143985899,7.7685326008839102,"I",43]
["EE","ARBR_P",9.4081730803827792,5.2450429690235598,7.7892155950289697,"I",44]
["EE","ARBR_P",9.3998682067927604,5.2505236826798001,7.797488792687,"I",45]
["EE","ARBR_P",9.3921542999338001,5.2614851099922904,7.80989858917403,"I",46]
["EE","ARBR_P",9.3884734625678892,5.27244653730477,7.8223083856610698,"I",47]
["EE","ARBR_P",9.3887904738161598,5.2834079646172603,7.8347181821480998,"I",48]
["EE","ARBR_P",9.3907471333576709,5.2943693919297399,7.8429913798061204,"I",49]
["EE","ARBR_P",9.3994328432872596,5.2998501055859801,7.8554011762931601,"I",50]
["EE","ARBR_P",8.7983491658895492,2.61982838472546,3.0256035070913501,"R",24]
["EE","ARBR_P",8.4662751808189896,2.52358979100085,2.9130976661902102,"R",25]
["EE","ARBR_P",8.2026832109050005,2.44873755143727,2.8247002197678901,"R",26]
["EE","ARBR_P",7.9362585066684801,2.3845784889542001,2.74835697058497,"R",27]
["EE","ARBR_P",7.6914512242270998,2.32041942647112,2.6800498528949901,"R",28]
["EE","ARBR_P",7.4803219462665496,2.2723001296088201,2.6278149981908898,"R",29]
["EE","ARBR_P",7.29500756477937,2.2348740098270299,2.5836162749797298,"R",30]
["EE","ARBR_P",7.1114919899499798,2.1974478900452299,2.5434356175150401,"R",31]
["EE","ARBR_P",6.8704366126915302,2.1600217702634401,2.5072730257968199,"R",32]
["EE","ARBR_P",6.6985961344356699,2.13328882756216,2.4791465655715301,"R",33]
["EE","ARBR_P",6.53140948663229,2.1012092963206301,2.4470020395997798,"R",34]
["EE","ARBR_P",6.3646702471863899,2.0637831765388301,2.4108394478815498,"R",35]
["EE","ARBR_P",6.4607401644247,2.0798229421596002,2.4108394478815498,"R",36]
["EE","ARBR_P",6.5571750171525398,2.0905161192401098,2.4108394478815498,"R",37]
["EE","ARBR_P",6.6612767161214501,2.1012092963206301,2.4108394478815498,"R",38]
["EE","ARBR_P",6.76872694558703,2.1119024734011398,2.4108394478815498,"R",39]
["EE","ARBR_P",6.9148352871728802,2.1279422390219098,2.4228936451209599,"R",40]
["EE","ARBR_P",7.0508731752686797,2.1546751817231899,2.43896590810684,"R",41]
["EE","ARBR_P",7.2141751175866,2.1814081244244701,2.4630743025856501,"R",42]
["EE","ARBR_P",7.3949697567051,2.2134876556659999,2.4871826970644699,"R",43]
["EE","ARBR_P",7.5703537036899897,2.24022059836728,2.51129109154328,"R",44]
["EE","ARBR_P",7.7212692897068003,2.2669535410685602,2.53138142027563,"R",45]
["EE","ARBR_P",7.8523892696338997,2.2883398952295901,2.5514717490079799,"R",46]
["EE","ARBR_P",7.9736482044799697,2.3097262493906099,2.5675440119938502,"R",47]
["EE","ARBR_P",8.0659500936290804,2.3257660150113799,2.5836162749797298,"R",48]
["EE","ARBR_P",8.15476683428553,2.3471523691724001,2.5996885379656098,"R",49]
["EE","ARBR_P",8.2504566751687296,2.3685387233334301,2.6237969324444199,"R",50]
["EE","ARBR_P",0,0,0,"Z",24]
["EE","ARBR_P",0,0,0,"Z",25]
["EE","ARBR_P",0,0,0,"Z",26]
["EE","ARBR_P",0,0,0,"Z",27]
["EE","ARBR_P",0,0,0,"Z",28]
["EE","ARBR_P",0,0,0,"Z",29]
["EE","ARBR_P",0,0,0,"Z",30]
["EE","ARBR_P",0,0,0,"Z",31]
["EE","ARBR_P",0,0,0,"Z",32]
["EE","ARBR_P",0,0,0,"Z",33]
["EE","ARBR_P",0,0,0,"Z",34]
["EE","ARBR_P",0,0,0,"Z",35]
["EE","ARBR_P",0,0,0,"Z",36]
["EE","ARBR_P",0,0,0,"Z",37]
["EE","ARBR_P",0,0,0,"Z",38]
["EE","ARBR_P",0,0,0,"Z",39]
["EE","ARBR_P",0,0,0,"Z",40]
["EE","ARBR_P",0,0,0,"Z",41]
["EE","ARBR_P",0,0,0,"Z",42]
["EE","ARBR_P",0,0,0,"Z",43]
["EE","ARBR_P",0,0,0,"Z",44]
["EE","ARBR_P",0,0,0,"Z",45]
["EE","ARBR_P",0,0,0,"Z",46]
["EE","ARBR_P",0,0,0,"Z",47]
["EE","ARBR_P",0,0,0,"Z",48]
["EE","ARBR_P",0,0,0,"Z",49]
["EE","ARBR_P",0,0,0,"Z",50]
["EE","ARDK_P",0,0,0,"C",24]
["EE","ARDK_P",0,0,0,"C",25]
["EE","ARDK_P",0,0,0,"C",26]
["EE","ARDK_P",0,0,0,"C",27]
["EE","ARDK_P",0,0,0,"C",28]
["EE","ARDK_P",0,0,0,"C",29]
["EE","ARDK_P",0,0,0,"C",30]
["EE","ARDK_P",0,0,0,"C",31]
["EE","ARDK_P",0,0,0,"C",32]
["EE","ARDK_P",0,0,0,"C",33]
["EE","ARDK_P",0,0,0,"C",34]
["EE","ARDK_P",0,0,0,"C",35]
["EE","ARDK_P",0,0,0,"C",36]
["EE","ARDK_P",0,0,0,"C",37]
["EE","ARDK_P",0,0,0,"C",38]
["EE","ARDK_P",0,0,0,"C",39]
["EE","ARDK_P",0,0,0,"C",40]
["EE","ARDK_P",0,0,0,"C",41]
["EE","ARDK_P",0,0,0,"C",42]
["EE","ARDK_P",0,0,0,"C",43]
["EE","ARDK_P",0,0,0,"C",44]
["EE","ARDK_P",0,0,0,"C",45]
["EE","ARDK_P",0,0,0,"C",46]
["EE","ARDK_P",0,0,0,"C",47]
["EE","ARDK_P",0,0,0,"C",48]
["EE","ARDK_P",0,0,0,"C",49]
["EE","ARDK_P",0,0,0,"C",50]
["EE","ARDK_P",0,0,0,"D",24]
["EE","ARDK_P",0,0,0,"D",25]
["EE","ARDK_P",0,0,0,"D",26]
["EE","ARDK_P",0,0,0,"D",27]
["EE","ARDK_P",0,0,0,"D",28]
["EE","ARDK_P",0,0,0,"D",29]
["EE","ARDK_P",0,0,0,"D",30]
["EE","ARDK_P",0,0,0,"D",31]
["EE","ARDK_P",0,0,0,"D",32]
["EE","ARDK_P",0,0,0,"D",33]
["EE","ARDK_P",0,0,0,"D",34]
["EE","ARDK_P",0,0,0,"D",35]
["EE","ARDK_P",0,0,0,"D",36]
["EE","ARDK_P",0,0,0,"D",37]
["EE","ARDK_P",0,0,0,"D",38]
["EE","ARDK_P",0,0,0,"D",39]
["EE","ARDK_P",0,0,0,"D",40]
["EE","ARDK_P",0,0,0,"D",41]
["EE","ARDK_P",0,0,0,"D",42]
["EE","ARDK_P",0,0,0,"D",43]
["EE","ARDK_P",0,0,0,"D",44]
["EE","ARDK_P",0,0,0,"D",45]
["EE","ARDK_P",0,0,0,"D",46]
["EE","ARDK_P",0,0,0,"D",47]
["EE","ARDK_P",0,0,0,"D",48]
["EE","ARDK_P",0,0,0,"D",49]
["EE","ARDK_P",0,0,0,"D",50]
["EE","ARDK_P",0,0,0,"E",24]
["EE","ARDK_P",0,0,0,"E",25]
["EE","ARDK_P",0,0,0,"E",26]
["EE","ARDK_P",0,0,0,"E",27]
["EE","ARDK_P",0,0,0,"E",28]
["EE","ARDK_P",0,0,0,"E",29]
["EE","ARDK_P",0,0,0,"E",30]
["EE","ARDK_P",0,0,0,"E",31]
["EE","ARDK_P",0,0,0,"E",32]
["EE","ARDK_P",0,0,0,"E",33]
["EE","ARDK_P",0,0,0,"E",34]
["EE","ARDK_P",0,0,0,"E",35]
["EE","ARDK_P",0,0,0,"E",36]
["EE","ARDK_P",0,0,0,"E",37]
["EE","ARDK_P",0,0,0,"E",38]
["EE","ARDK_P",0,0,0,"E",39]
["EE","ARDK_P",0,0,0,"E",40]
["EE","ARDK_P",0,0,0,"E",41]
["EE","ARDK_P",0,0,0,"E",42]
["EE","ARDK_P",0,0,0,"E",43]
["EE","ARDK_P",0,0,0,"E",44]
["EE","ARDK_P",0,0,0,"E",45]
["EE","ARDK_P",0,0,0,"E",46]
["EE","ARDK_P",0,0,0,"E",47]
["EE","ARDK_P",0,0,0,"E",48]
["EE","ARDK_P",0,0,0,"E",49]
["EE","ARDK_P",0,0,0,"E",50]
["EE","ARDK_P",0,0,0,"H",24]
["EE","ARDK_P",0,0,0,"H",25]
["EE","ARDK_P",0,0,0,"H",26]
["EE","ARDK_P",0,0,0,"H",27]
["EE","ARDK_P",0,0,0,"H",28]
["EE","ARDK_P",0,0,0,"H",29]
["EE","ARDK_P",0,0,0,"H",30]
["EE","ARDK_P",0,0,0,"H",31]
["EE","ARDK_P",0,0,0,"H",32]
["EE","ARDK_P",0,0,0,"H",33]
["EE","ARDK_P",0,0,0,"H",34]
["EE","ARDK_P",0,0,0,"H",35]
["EE","ARDK_P",0,0,0,"H",36]
["EE","ARDK_P",0,0,0,"H",37]
["EE","ARDK_P",0,0,0,"H",38]
["EE","ARDK_P",0,0,0,"H",39]
["EE","ARDK_P",0,0,0,"H",40]
["EE","ARDK_P",0,0,0,"H",41]
["EE","ARDK_P",0,0,0,"H",42]
["EE","ARDK_P",0,0,0,"H",43]
["EE","ARDK_P",0,0,0,"H",44]
["EE","ARDK_P",0,0,0,"H",45]
["EE","ARDK_P",0,0,0,"H",46]
["EE","ARDK_P",0,0,0,"H",47]
["EE","ARDK_P",0,0,0,"H",48]
["EE","ARDK_P",0,0,0,"H",49]
["EE","ARMO_P",0.68371383145726405,0,6.5829578156226297E-3,"D",38]
["EE","ARMO_P",1.3166944068737501,0.45684376321212999,1.4004669208440199,"E",38]
["EE","ARMO_P",0,0,27.0422784890354,"Z",39]
["EE","AXMI1",36.9260484643913,7.7306670958138,13.779763434227601,"R",48]
["EE","AXMI_H",35.092158939670803,7.4475527397250101,7.2428979693108504,"R",48]
["EE","AYRR",2.2891454948145702,0.76432851809938795,2.3391637356000001,"E",49]
["EE","BAGA",23.177362185669399,9.9073731139117793,14.7342167880623,"C",45]
["EE","BAGA",19.084928310708399,7.1517015269284103,11.074319929814701,"I",39]
["EE","BAIN",1.18643404877783,0.44565911294261501,1.1884243011803,"E",29]
["EE","BAIN",0,0,0,"Z",30]
["EE","BARKR_A",21.9845186498301,4.8144983580299501,10.809799055656701,"I",46]
["EE","BARKR_C",5.1229544968216603,6.4426691973323598,12.231048345501399,"C",47]
["EE","BARKR_C",3.9365932868663802,4.1829371252066299,8.9129279288553196,"I",48]
["EE","BARKW3",2.6599744950367299,0.58284551129667095,2.6644366230704799,"E",25]
["EE","BEAU_P",8.2279073544783508,3.8807225369789098,5.74905687595417,"I",30]
["EE","BEDDT1",4.5441871239623897,0,0.13132130328583,"D",31]
["EE","BEDDT1",25.073869264129598,9.3065829379064606,24.740349323906798,"I",26]
["EE","BEDD_1",92.151004219979598,30.768529416926501,94.164520236386096,"E",48]
["EE","BEDD_1",0,0,0,"Z",49]
["EE","BERB_P",0,0,0,"I",39]
["EE","BERW",0.32258852180783298,1.45258750000502E-2,2.90517500001004E-2,"D",27]
["EE","BERW",0,0.347679656381081,0.347679656381081,"Z",29]
["EE","BESW_1",20.553001418023499,1.68738269708511,1.92843736809727,"H",30]
["EE","BICF_1",1.9458063155766101,0.17602214720436299,0.17602214720436299,"H",24]
["EE","BICF_1",37.257958739086298,79.6068622234054,128.23210099215299,"I",47]
["EE","BIRK_1",0,0,0,"Z",40]
["EE","BISW_1",256.33900091415501,16.235823982479101,17.571682917746401,"H",41]
["EE","BLYTB1",54.692083280362297,25.1152860221463,58.054262984296997,"C",29]
["EE","BLYTB1",50.141530080924397,14.1267044435673,25.692593925940901,"R",31]
["EE","BLYTH132",31.404649815942498,10.485777120599201,32.090847062833902,"E",48]
["EE","BOAG_P",0.74983330390960901,0.25231968493168999,0.69241215864975802,"E",26]
["EE","BOAG_P",15.745423876513801,1.13251372000212,1.2406173023659599,"H",49]
["EE","BOLN_1",55.367317027130198,0,1.2523954450275301,"D",39]
["EE","BOLN_1",0,0,0,"Z",32]
["EE","BONN",23.852367146896199,7.8796854858060499,24.919005368817999,"E",40]
["EE","BOTW_1",32.020920633672098,13.6904753079119,28.9995219427473,"C",30]
["EE","BRAC_P",7.0190165316847999,9.0815490619361294E-3,0.18163098123872201,"D",50]
["EE","BRAC_P",10.280659406383201,0.72908580092950204,0.81402783598924999,"H",37]
["EE","BRAI_1",127.63223180477,7.6615865165207904,8.3437825762109892,"H",40]
["EE","BRAP",18.818080959282099,9.5130175500065608,14.310130730023699,"C",41]
["EE","BRAP",9.4248443010494896,2.8607347982976101,3.3529523700118,"R",34]
["EE","BRAW_1",24.400879603330399,8.7837762844733902,25.7784738783457,"E",31]
["EE","BRAW_1",0,0,0,"Z",48]
["EE","BRFO_1",249.049388917247,101.38972621278,155.47478047790699,"C",31]
["EE","BRFO_1",402.47573361096897,184.60201147107901,268.36528209949302,"C",49]
["EE","BRFO_1",277.67627926871302,66.292678517422999,77.455604944615601,"R",39]
["EE","BRIM_1",87.1076404631293,32.3884275501375,74.473137455288096,"C",32]
["EE","BRIM_1",72.740209642124,25.341274203915798,62.218356872198797,"I",32]
["EE","BRLE_1",18.446100350759998,3.1171352348908402E-2,0.59225569462925898,"D",49]
["EE","BRLE_1",232.315214714424,46.300435958399099,64.768994067815598,"R",50]
["EE","BROA_P",1.3619087685583899,2.2565456676110298E-3,2.4822002343721301E-2,"D",42]
["EE","BROR_P",3.62829768882427,2.3991492593572699,3.4849272934858,"C",40]
["EE","BROR_P",3.4265113136654199,2.0859714946635899,3.0956969574922399,"I",41]
["EE","BROX",6.0509705427609699,2.17821539287036,6.3925886529891001,"E",31]
["EE","BROX",15.8548318676413,3.2582916543627398,3.4392832774474398,"R",43]
["EE","BRWA1",111.92284672090599,6.3553372960899397,6.94929405273386,"H",48]
["EE","BUMU_P",24.115483874695901,15.8753328567136,22.6033452530083,"C",49]
["EE","BURM_1",175.24251318905399,77.421673343351003,204.311887699398,"C",40]
["EE","BUSH_1",56.356243675970703,16.541415633841901,41.206113602441803,"C",31]
["EE","BUSH_1",48.454807536206303,13.406360246654501,35.709186222451301,"I",32]
["EE","BUST_1",47.852408705329097,16.7207028472499,51.154900273305401,"E",37]
["EE","BUST_1",117.454477055578,22.077922697713799,33.148810612296302,"R",49]
["EE","B_EXTRA_102",0,0,0.12360383062007201,"TZ",50]
["EE","B_EXTRA_107",0,0,0,"TZ",40]
["EE","B_EXTRA_113",0,0,0,"TZ",42]
["EE","B_EXTRA_115",0,0,0.64644607838294799,"TZ",41]
["EE","B_EXTRA_120",0,0,5.1778468120231,"TZ",31]
["EE","B_EXTRA_124",0,0,0,"TZ",48]
["EE","B_EXTRA_133",0,0,0,"TZ",24]
["EE","B_EXTRA_137",0,0,43.992988114484397,"TZ",41]
["EE","B_EXTRA_432",30,30,30,"T",45]
["EE","B_EXTRA_76",125,125,125,"T",31]
["EE","B_EXTRA_80",21,21,21,"T",32]
["EE","B_EXTRA_84",0,0,0,"T",33]
["EE","B_EXTRA_88",0,0,2.6272365692906901E-2,"TZ",50]
["EE","B_EXTRA_95",0,0,0,"TZ",50]
["EE","CAAD_P",4.8190844902990699,3.7210800172237302,5.3800978554835099,"C",40]
["EE","CAFA",0,0,0,"C",47]
["EE","CAFA",0,0,0,"Z",33]
["EE","CAIF_P",0,0,0,"H",50]
["EE","CAMB_01",2.9338252415254999E-2,3.3733093445710398E-3,6.7466186891420796E-3,"D",24]
["EE","CAMB_01",5.5509962010739002,17.2050267910587,21.761485728609902,"I",48]
["EE","CANTN1",64.990396696999696,21.283817266846899,67.697924800573801,"E",41]
["EE","CANTN1",0,0,0,"Z",42]
["EE","CAPEA1",10.099466908985701,3.6355844282295702,10.669649952412801,"E",31]
["EE","CARE_1",3.0829303826305599,0,0.11312511277316201,"D",32]
["EE","CARE_1",41.423349107684999,15.9404625425557,21.915604766711699,"R",33]
["EE","CARR_1",149.78863455866301,37.7988580356255,64.753293038781095,"I",28]
["EE","CARR_1",0,0,0.10657174712496199,"Z",50]
["EE","CATY",2.9410438395460301,6.0225105522060899E-3,7.2270126626473002E-2,"D",43]
["EE","CATY",0,0,0,"Z",33]
["EE","CBNK_H",0.75896382988472999,1.80268946271121E-2,3.6053789254224297E-2,"D",29]
["EE","CEAN_P",1.8255046567306601,2.0667787649253202,2.9111684780292699,"C",50]
["EE","CEAN_P",1.2568942440011099,0.67677650724324201,0.77408702095358395,"R",24]
["EE","CELL_1",8.0273485862389702,0.74148012198037005,0.82386680220041197,"H",26]
["EE","CELL_1",0,0,0,"Z",41]
["EE","CHAP",30.160672798688999,1.93156198357437,2.1030023963176601,"H",42]
["EE","CHAR_P",7.3547345370182304,3.6275397844339801,5.3979758353748704,"C",36]
["EE","CHAR_P",5.8550532885697502,1.5231751515557399,1.6926871725271899,"R",32]
["EE","CHIC_1",20.978061502393501,6.9986672995780497,19.529208369762699,"C",25]
["EE","CHIC_1",27.887312691000101,9.0791881607716505,27.319035195870502,"I",42]
["EE","CHSI_1",8.9815224416472397,2.6989767047511299,8.5608167353825397,"E",28]
["EE","CHSI_1",133.81343239832901,23.0680973428253,37.283353996047197,"R",43]
["EE","CHTE_1",67.912649253942703,4.3543920861195904,5.0938171573474502,"H",33]
["EE","CHTE_1",0,0,0,"Z",34]
["EE","CITR_1",418.02454850560201,154.821665786219,279.08549217081099,"I",50]
["EE","CLAC_P",4.7268198971448599E-2,1.34232597049275E-2,3.8991373428599201E-2,"E",24]
["EE","CLAC_P",0,0,0,"Z",25]
["EE","CLAY_P",10.7151475238469,0.76264351511252504,0.83775234614633398,"H",39]
["EE","CLT03",0,0,0,"C",42]
["EE","CLT03",0,0,0,"R",32]
["EE","CLYM",19.2529975054495,5.0367697933440496,6.0416004230614,"R",36]
["EE","COAT",17.1100381276731,6.9697584820149396,10.7616267738192,"I",25]
["EE","COCK",8.0769029813681303,1.5628184166667201E-2,0.171910025833339,"D",42]
["EE","CONQA1",138.93141258449501,101.73478771516599,160.66425946043901,"C",33]
["EE","CONQA1",63.734208057183203,20.947868382661401,65.742640504513602,"E",43]
["EE","COUA_P",8.1022802570886405,6.0396705687934,9.0628997072764701,"C",33]
["EE","COUA_P",8.1092805103988095,5.6193085556055404,8.4022752838270893,"I",34]
["EE","COVE_1",198.038150415274,80.585793492711005,180.71040205840501,"I",38]
["EE","COVE_1",0,0.12898797595190301,0.35897795591182302,"Z",24]
["EE","COYL",21.306632480748998,10.6685639771668,16.031353857020399,"C",44]
["EE","COYL",9.3357829345435892,1.4252411894708199E-2,0.18528135463120601,"D",44]
["EE","CRAI_P",4.2462953698493404,1.6087822368660001,4.6819688175459397,"E",34]
["EE","CRAI_P",0,0,0,"Z",35]
["EE","CREB_1",164.77670799367399,59.755534487855599,113.92304857372299,"I",25]
["EE","CREB_1",184.74900429761399,43.052842499236398,59.870571719786298,"R",45]
["EE","CUMB",15.702298587821,3.8353480714536001,4.3489849686387796,"R",42]
["EE","CUPA",36.489048733694098,11.9930538651417,37.638914585690301,"E",43]
["EE","CURR",5.8041536772584301,2.3361990402897401,3.5045003109940498,"C",42]
["EE","CURR",4.1911460110357197,1.43041234667975,2.2119730067356902,"I",33]
["EE","DALL_P",0,0,0,"D",34]
["EE","DALM3",3.0483869348844599,1.0019298935054,3.1444496211352502,"E",43]
["EE","DEVM",12.251923706861399,6.9146168666604604,10.4116772825185,"C",43]
["EE","DEVM",10.696570159495099,5.4910381145347404,8.5347786833007202,"I",44]
["EE","DEVO",5.1770218112144102,1.96140400144729,5.7081885683145703,"E",34]
["EE","DEVO",0,0,0,"Z",44]
["EE","DEWP",17.1523645394944,1.24429866668387,1.4488409132620399,"H",35]
["EE","DOUN_P",1.93073493394736E-2,1.0095022431559999E-3,2.0190044863120098E-3,"D",25]
["EE","DOUN_P",6.7953550704639296,0.54595493853878097,0.59668526468618999,"H",50]
["EE","DRAK_1",38.811060083853597,12.844418737026,40.061653863996703,"E",42]
["EE","DRAK_1",0,0,0,"Z",43]
["EE","DRAX_1",55.787269075399998,15.1808865800768,16.058366647918898,"R",47]
["EE","DRCR",0.47917174648941002,0,1.34453481538051E-2,"D",33]
["EE","DRUM",1.6605431393163601,0.14912285208399101,0.165692057871102,"H",26]
["EE","DUBE_P",0,0,0,"C",43]
["EE","DUBE_P",0,0,0,"H",25]
["EE","DUDH_P",0,0,0,"D",44]
["EE","DUDH_P",0,0,0,"Z",34]
["EE","DUGR_P",7.4480757064465903,6.2920374273019197,9.3013889043015308,"I",49]
["EE","DUNB_A",9.2594029516167495,3.5889747715254301,5.6204611669734996,"C",35]
["EE","DUNB_A",8.4629973040985806,1.8901508044405,2.19608387307562,"R",25]
["EE","DUNB_B",0.506749741171998,0.17052181380189599,0.46794358206101599,"E",26]
["EE","DUNF",0.95884866135729796,0.30389464115931503,0.89480088785798495,"E",27]
["EE","DUNO_P",1.0199210270139101,0,1.53462704753102E-2,"D",35]
["EE","DUNO_P",6.6833455170476803,1.7818570337994699,2.0517015046409099,"R",36]
["EE","DUNO_P",0,0,0,"Z",33]
["EE","EALI_6",65.513007768013694,22.7528975334324,47.523493869815503,"C",26]
["EE","EALI_6",57.775467743147999,19.535771812421899,41.7049839069794,"I",27]
["EE","EASO_1",4.8655672028801202,9.0726807783934202E-2,0.27218042335180198,"D",30]
["EE","EASO_1",79.268434518749004,18.491268688065901,42.262823789521697,"R",44]
["EE","EAST",0,0,0,"H",34]
["EE","ECCL",6.6086282346748302,0.73017096976713303,1.14765013682502,"C",35]
["EE","ECCL",5.5085989549503998,0.25626047253587098,0.161923816581302,"R",31]
["EE","ECLA_1",16.5745047175823,3.6317550016489801,16.602308578966699,"E",25]
["EE","ECLA_H",3.7559333502291801,0.239426853117084,0.25907213337284501,"H",45]
["EE","EERH",30.619526998077198,11.7608406080666,18.3197328772922,"C",32]
["EE","EERH",21.783277474141201,5.32071292402693,6.1562787143908402,"R",35]
["EE","EKIL",2.2274299854294699,0.78989900117059397,2.4027241394492198,"E",36]
["EE","EKIL",15.4073462977421,8.1687554792527397,13.0476141823086,"I",38]
["EE","EKIS",4.6958840330159202,7.1017763059804997,11.2250191404276,"I",26]
["EE","ELDE",0.26954908467890398,1.22664592403751E-2,2.4532918480750201E-2,"D",27]
["EE","ELDE",8.5150317820408095,2.0824451100469501,2.21025377202796,"R",44]
["EE","ELGI_P",0,0,0,"Z",30]
["EE","ELLA_1",125.931020992149,44.744793373611898,92.250529932408696,"C",34]
["EE","ELST_1",11.6095026066663,3.6794812058212201,10.834027994917999,"E",27]
["EE","ELST_1",68.864252582897706,4.1614197799963302,4.6815972524958704,"H",36]
["EE","ENDE_1",262.241321637439,15.615329596042001,16.9514005775215,"H",44]
["EE","ERSK",9.2879796595857105,4.9124892464201402,7.2996230750232796,"C",45]
["EE","ERSK",8.3210583974565804,3.7083526459699998,5.7228697393232997,"I",46]
["EE","EXET1",121.42090572008399,52.5648685719299,104.281273605907,"C",41]
["EE","EXET1",0,0,0,"Z",36]
["EE","FASN_P",5.1725791472246101,0.184755278404345,0.27337996603551801,"I",26]
["EE","FAUG_P",2.10954390925684,0.73193291711045305,2.24376016755226,"E",38]
["EE","FAUG_P",1.1876816017451,0.43921727919591402,0.477760470699157,"R",27]
["EE","FAWL_1",29.712781059749901,9.75521136426282,30.394512263762099,"E",44]
["EE","FECK_6",105.748880362243,32.483096942732097,110.60384331352201,"I",35]
["EE","FERRA2",4.5763938455624498,1.5399612783468,4.2259402522075096,"E",26]
["EE","FERRA2",0,0,0,"Z",27]
["EE","FERRB_M",6.9585789104987104,0.62453319725551604,0.70780429022291802,"H",28]
["EE","FETT_P",0,0,0,"D",40]
["EE","FETT_P",0,0,0,"I",45]
["EE","FIDD_P",2.9090104500066398,3.5532935026610498E-3,5.6852696042576797E-2,"D",46]
["EE","FIDD_P",5.8054798160457199,1.4018163486670501,1.48516423940908,"R",46]
["EE","FIDF_1",64.256091515035294,4.3882138332173,4.9367405623694696,"H",36]
["EE","FINN",0.18076802736654499,1.2260052698833099E-2,2.4520105397666199E-2,"D",26]
["EE","FLEE_1",309.717891608662,138.629451702485,248.38832885126899,"C",43]
["EE","FLEE_1",0,0,0,"Z",46]
["EE","FOUR_1",2.7903838813723301,14.700779148064401,23.4630928326605,"I",36]
["EE","FRAS_P",1.1652989644012199,0,1.57235277241701E-2,"D",37]
["EE","FRAS_P",6.7860711074661397,3.1689156164183601,4.7161873512515102,"I",48]
["EE","FROD_1",6.3439821122891198,0.55612596267153502,0.60668286836894703,"H",27]
["EE","FWIL_P",9.2676285953446893,4.8727388719303999,7.2221340742590501,"C",28]
["EE","FWIL_P",0,0,0,"Z",45]
["EE","GALA",8.5431524631758098,1.1693771896035101E-2,0.163712806544491,"D",45]
["EE","GALA",13.700228443353801,2.43879273542032,2.7311705273923002,"R",46]
["EE","GIFF",25.794617861458399,1.51545705552326,1.70488918746367,"H",36]
["EE","GLEF_P",0,0,0,"H",46]
["EE","GLLE",0,0,0,"E",45]
["EE","GLLE",0,0,0,"Z",46]
["EE","GLLU",7.1639151064324696E-2,7.5807887133820997E-3,1.5161577426764199E-2,"D",25]
["EE","GLNI",1.2705282209511399,0,2.3721988258612301E-2,"D",36]
["EE","GLNI",5.6537725362896403,1.4098961761611399,1.6667605513105199,"R",37]
["EE","GLRO",4.9674012148749904,1.6585780230967899,5.0759398248525001,"E",49]
["EE","GORG",9.8732601094201708,5.3252568193677403,8.2189210459811708,"C",27]
["EE","GORG",8.8387677577575499,4.68555938247209,7.21873833618376,"I",28]
["EE","GOVA",8.1304386763047294,1.46756105989662E-2,0.20545854838552599,"D",45]
["EE","GREE_H",11.198824751349999,4.7811628825388803,8.1700413605687405,"C",27]
["EE","GREN_1",270.78164650579401,126.040662357684,229.16314833517501,"C",38]
["EE","GREN_1",191.58500368455699,50.253315007045501,72.983425472128502,"R",28]
["EE","GRIW_1",0.84731166514039202,0.24062022204535799,0.69894445451270604,"E",24]
["EE","GRIW_1",0,0,0,"Z",45]
["EE","GRUB_P",3.8356755595751801,0.26844684010047298,0.29103890090100798,"H",46]
["EE","GRUB_P",0,0,0,"Z",30]
["EE","G_EXTRA_10",10.3181337652692,2.8830031186411,3.2911386051085501,"R",36]
["EE","G_EXTRA_11",7.9147177604317704,2.7655795679370501,8.4609449906574294,"E",37]
["EE","G_EXTRA_11",0,0,0,"Z",38]
["EE","G_EXTRA_14",0,0,0,"D",26]
["EE","G_EXTRA_14",10.545195486121299,3.4024537527329399,3.7708739622546599,"R",47]
["EE","G_EXTRA_17",4.0966174919646896,0.31397155947883298,0.35055077029190002,"H",37]
["EE","G_EXTRA_17",7.9058736514810297,2.3654279312963,2.69414161852557,"R",32]
["EE","G_EXTRA_18",1.5959828748114999,1.0910079639332699,1.6583118456811099,"I",38]
["EE","G_EXTRA_19",3.1027381890581398,0.93238291699617903,2.9574020648472401,"E",28]
["EE","G_EXTRA_19",0,0,0,"Z",29]
["EE","G_EXTRA_2",7.2989161605690702,2.7148057908268499,7.7277887610170302,"E",33]
["EE","G_EXTRA_20",20.2797234459949,12.1265728464671,17.281507007839501,"C",46]
["EE","G_EXTRA_20",16.651953196370101,8.9807649763670003,13.3110249599093,"I",47]
["EE","G_EXTRA_3",6.5025169199814101,4.0258260461552604,5.6519999504089302,"I",34]
["EE","G_EXTRA_3",0,0,0,"Z",37]
["EE","G_EXTRA_5",0.65009205321814001,1.09586669586191E-2,3.2876000875857299E-2,"D",30]
["EE","G_EXTRA_5",3.7458327913276399,9.5405633104031409E-3,8.5865069793628193E-2,"D",40]
["EE","G_EXTRA_6",0.77916873995187697,0.25824566965080498,0.79033935149382095,"E",47]
["EE","G_EXTRA_7",8.5027661928996601,7.7265422278854503,11.921684508717201,"C",37]
["EE","G_EXTRA_7",8.4819497775906001,7.2660757965899299,11.301921081284,"I",38]
["EE","G_EXTRA_8",3.6639354624372,0.315772023788086,0.36717677184661202,"H",32]
["EE","G_EXTRA_8",0,0,0,"Z",28]
["EE","G_EXTRA_9",1.5039162982660701,0.15103680568695699,0.16542126337142901,"H",29]
["EE","HACK_1",85.369894447126697,25.0974305466031,69.060206900514103,"C",38]
["EE","HACK_1",82.526722276581296,21.570729904628099,64.548219869116394,"I",46]
["EE","HACK_6",29.990589681911,2.8632701086284299E-2,0.48675591846683403,"D",47]
["EE","HACK_6",0,0,0,"Z",37]
["EE","HAGR",8.8658486891234993,7.6716742977655299,11.8208366840403,"I",43]
["EE","HAMHC1",115.41600658475799,23.765960825570801,42.0804567089626,"R",30]
["EE","HARG_P",0.28226919292134101,9.3554570415987595E-2,0.28631596654392899,"E",47]
["EE","HARG_P",0,0,0,"Z",40]
["EE","HARK_1",172.23673217631099,86.739074893787603,161.89170836855001,"I",37]
["EE","HARM_6",6.4137602214272196,0,0.144707819624731,"D",38]
["EE","HAWI",1.98426610712653,0,3.5095516107585399E-2,"D",37]
["EE","HAWI",0.88891532848003396,7.6068323854712502E-2,8.6210767035340793E-2,"H",28]
["EE","HAWP_6",47.148299771378603,14.7084738614643,31.5015525173173,"C",29]
["EE","HELE",4.6203789111020601,5.1463000179680701E-3,9.77797003413933E-2,"D",49]
["EE","HELE",6.8485948122998002,1.3430279270463501,1.5846048979235099,"R",42]
["EE","HEYS1",0,0,0,"H",39]
["EE","HEYS_1",1.09229508140341,1.6667445519389201E-2,3.3334891038778403E-2,"D",29]
["EE","HEYS_1",37.337574484695203,12.4667361860387,38.1534072026896,"E",48]
["EE","HUER",7.5724476982052102E-3,2.5125811158731E-3,7.8221864928124992E-3,"E",30]
["EE","HUER",0,0,0,"Z",47]
["EE","HURS_1",87.670738433201507,24.7125866990623,64.091219379049804,"I",45]
["EE","HUTT_1",106.98788849815,16.0875112165442,51.459451613842297,"C",48]
["EE","HUTT_1",48.976294226518199,4.1290884897578,10.8710322385752,"R",38]
["EE","IMPK_1",1.7027621694192599E-2,5.7750919902131402E-3,1.81791202165042E-2,"E",39]
["EE","INDQ1",44.4508954597162,6.4511811203669903E-2,1.29023622407339,"D",50]
["EE","INKE",8.3981456744717597,1.0740799023343101E-2,0.193334382420175,"D",48]
["EE","INKE",14.22347208968,4.27414083394196,4.95365872183344,"R",49]
["EE","INNE_P",42.036038365233402,2.9285959206791801,3.19611189420276,"H",47]
["EE","IROA1",251.63936140663699,111.66167630477899,200.230974709549,"C",39]
["EE","IROA1",205.07460486272001,49.707833714524597,70.924495208415706,"R",29]
["EE","IRONB1",10.320976517852399,3.4245585746695899,10.6613616003864,"E",30]
["EE","ISLI_1",96.783241212790998,32.960858720356804,62.499731073891397,"C",48]
["EE","ISLI_1",107.57380698678,6.1796469362116104,6.7441339159617097,"H",47]
["EE","IVER_1",267.75482073423001,137.20030428708,196.37696041860099,"C",48]
["EE","IVER_1",69.091740347858206,20.2255700765505,24.550560750459098,"R",27]
["EE","JOHN",13.6415807296365,6.4499518197849897,10.012678043244801,"C",30]
["EE","JOHN",14.560691539445999,5.75232894743632,8.9110595813165308,"I",31]
["EE","JORD_3",14.782324440644899,3.7909803839507101,8.9482256313801205,"C",28]
["EE","JORD_3",15.7963318577458,2.33457673605426,4.17204256239879,"R",48]
["EE","KAIM",22.302867502944501,7.4467602459115101,22.790189169258301,"E",49]
["EE","KEAD_1",240.62575281820699,115.859315710047,191.33775346123599,"C",39]
["EE","KEAD_1",154.311702547186,65.928930913389394,114.07992708979199,"I",29]
["EE","KEAR_1",26.1533930182106,9.8239745773832894,26.197265539688701,"E",29]
["EE","KEAR_1",0,0,0,"Z",30]
["EE","KEAR_3",0,0,0,"Z",26]
["EE","KEIT_P",23.857762902367501,13.8064404752137,19.5378095771825,"C",47]
["EE","KEMS_1",38.692801375446201,12.7822577744847,40.423079154842704,"E",40]
["EE","KEMS_1",14.641531292598501,0.97816274165902894,1.1373985368128201,"H",32]
["EE","KEOO",0,0,0,"I",30]
["EE","KIBY_1",2.2338321706395798,0,8.9014353684085196E-2,"D",31]
["EE","KIBY_1",96.9169221862673,19.407601560076799,25.753108245082799,"R",48]
["EE","KIBY_G",11.756575644872999,3.9280058458819198,6.8329506534896796,"R",28]
["EE","KIBY_G",0,0,0,"Z",49]
["EE","KIER",26.096121332675299,12.081363578574299,18.870974563384699,"I",39]
["EE","KIIN_P",6.7226113352484997,2.54697724946194,7.41235686702385,"E",34]
["EE","KIIN_P",2.1272868352845302,0.76137316487415996,5.1212748327227102E-2,"R",40]
["EE","KILS",1.5502643529998299,0.14676839905681599,0.16773531320778901,"H",30]
["EE","KILT",29.683516493352101,14.8604529220715,23.029120437543298,"I",50]
["EE","KILT",0,0,0,"Z",39]
["EE","KILW",0,0,0,"Z",40]
["EE","KINL_P",1.2702125656361201,9.0360008406904502E-2,9.7794692642915695E-2,"H",41]
["EE","KINO_1",12.5467852414214,0,0.26298531858005902,"D",36]
["EE","KINO_1",77.480072254322806,18.702273048334799,27.529511083370501,"R",31]
["EE","KINT_P",19.1145676646392,6.3822108338324002,19.532224406041198,"E",48]
["EE","KIRKB1",40.3025006852207,3.5253296037320601,4.1239704798375101,"H",33]
["EE","KIRKB1",198.77964716714101,12.895192215467301,14.126096926943699,"H",49]
["EE","KITW_1",16.526757418931702,0,0.32695862007603599,"D",39]
["EE","KNAR",16.1658913145904,1.2352999160570299,1.4363952512291001,"H",32]
["EE","LACK_6",70.220857908484902,44.830583472365397,70.533411616845399,"C",34]
["EE","LACK_6",78.1513746634879,46.446466751711803,77.802562050828001,"I",49]
["EE","LAIR_P",0.21831730979224201,2.9302632689826101E-4,5.8605265379652197E-3,"D",50]
["EE","LAIR_P",0.87588925863234302,2.5584916256144399,3.7915578038367799,"I",44]
["EE","LALE1SG003",62.066580785863302,3.54709772805806,3.8629351969947301,"H",40]
["EE","LAND1",131.586778705239,43.725763210486299,84.225662730455298,"C",41]
["EE","LAND1",0,0,0,"Z",41]
["EE","LEGA_1",24.572871212720798,8.8456894549922502,25.960175574433698,"E",31]
["EE","LEGA_1",0,0,0,"Z",32]
["EE","LEVE",36.220490163991599,2.1793238211301702,2.3873501858744199,"H",49]
["EE","LING",36.438340849277402,2.3977509564161199,2.6105690886424,"H",42]
["EE","LINM",5.1488858411521798,0.40862434592742802,0.45402705103047603,"H",31]
["EE","LISD_1",123.912355416165,42.652802189088398,95.456192419654599,"C",32]
["EE","LISD_1",103.20759907493699,21.5835985282393,37.2756497020289,"R",39]
["EE","LITT_C",3.6471987787059699,6.0299079208230898E-3,0.114568250495638,"D",49]
["EE","LITT_C",69.138622911287698,10.673926441958599,17.198664733463598,"R",50]
["EE","LITT_J",70.9887022841869,4.3382863399461797,4.7245721099413904,"H",40]
["EE","LODR_6",15.956460906725001,5.23877749638054,16.322566566233601,"E",44]
["EE","LODR_6",140.34942277103701,50.5810013957148,106.23685703517801,"I",41]
["EE","LOUD_H",3.27252167654729,1.1780353315196701,3.4572776033729502,"E",31]
["EE","LOUD_H",0,0,0,"Z",50]
["EE","LUNA_P",4.0500625230603202E-2,2.50937837423303E-3,5.01875674846606E-3,"D",24]
["EE","LUNA_P",9.7007118236918402,3.0467999547377298,3.3245044737327301,"R",41]
["EE","LYND_P",5.8727059229139904,6.1536313060710796E-3,0.104611732203208,"D",47]
["EE","MACC_3",34.998925765421902,9.8741045482482797,15.5643017827891,"C",31]
["EE","MACC_3",30.091895792206198,8.0026888639518994,13.4880119039208,"I",32]
["EE","MACD_P",0.39719662417672202,0,6.6598037368860901E-3,"D",33]
["EE","MACD_P",0,0,0,"Z",25]
["EE","MAGA_6",24.886292398945201,8.3093464497391896,25.256950979519701,"E",50]
["EE","MANN_1",247.553408836019,94.390783574373302,172.66702412663099,"C",40]
["EE","MAYB",10.9355412649717,5.7525957451134904,8.5020012358731094,"C",49]
["EE","MAYB",0,0,0,"Z",33]
["EE","MELK_1",297.84046937097298,18.3728831485607,20.0800979544005,"H",50]
["EE","MELK_1",160.36745153787501,37.228079594248001,85.017914483843896,"R",28]
["EE","MILC_P",19.376522247451899,4.6703737145561899,5.2506962700868103,"R",24]
["EE","MILH_1",32.163691780519102,10.5333429748916,33.503645124956499,"E",41]
["EE","MILH_1",0,0,0,"Z",42]
["EE","MITY_1",48.124699488807501,17.8998100512269,50.952429601264797,"E",33]
["EE","MYBS_P",0.140044856981973,0,3.3200473850760301E-3,"D",32]
["EE","MYBS_P",3.41476329182189,0.93520290416691998,1.0760308405490799,"R",33]
["EE","NAIR_P",0.33792309464065201,3.8126992659860501E-3,1.14380977979581E-2,"D",30]
["EE","NAIR_P",23.283079136768301,1.6935310865478499,1.8508945945899,"H",50]
["EE","NEAR",26.491262546029599,6.5390508361529598,7.2111336084644302,"R",43]
["EE","NECE_1",111.682925710207,8.8495985581253294,10.3523605774296,"H",33]
["EE","NECE_1",105.50415586917801,20.410477839546399,38.101684291311201,"R",31]
["EE","NEEP_3",33.644966929233803,10.129722488647401,22.987428267771602,"I",50]
["EE","NETS",0.24020697702312399,6.8214163130365602E-2,0.19814590242629901,"E",24]
["EE","NEWX_6",116.85472365970701,38.719782623402899,84.1899323108576,"C",28]
["EE","NEWX_6",175.78929039932501,10.433214419083299,11.2916434535648,"H",41]
["EE","NFLE",173.90676596341601,54.333127604995497,110.367689567323,"C",42]
["EE","NFLE",137.73933360592599,37.527043844908498,84.393721284572905,"I",38]
["EE","NHYD_6",7.6292530625316601,2.8491077490207601,8.1641099240946104,"E",32]
["EE","NINF_1",79.339525284216194,31.391074006299501,66.280385598343599,"I",25]
["EE","NORL_3",9.9525786811796895,1.18575094187991E-2,0.13043260360678999,"D",42]
["EE","NORL_3",0,0,0,"Z",30]
["EE","NORM_1",117.684207477374,38.679907762281097,121.39274623608701,"E",43]
["EE","NORT_1",169.957078089737,53.369367864170101,149.04032342449,"C",33]
["EE","NORT_1",104.788236251067,6.6590546091307301,7.4914364352720799,"H",36]
["EE","NURS_1",47.369880363557797,7.3505435963401894E-2,1.47010871926804,"D",50]
["EE","NURS_1",0,0,0,"Z",24]
["EE","OCKH_1",1.5804879882935701,0.168640510967177,0.192732012533917,"H",25]
["EE","OFFE_3",25.496843753793701,8.5880539733320695,18.147853451644401,"C",41]
["EE","OFFE_3",22.142849506210201,6.4715707485502598,15.0912385421352,"I",42]
["EE","OLDB_1",6.72303734895931,2.5106858628070898,7.1943629986870103,"E",32]
["EE","ORMO",0,0,0,"E",38]
["EE","ORRI_P",0,0,0,"D",25]
["EE","ORRI_P",0,0,0,"R",42]
["EE","OSBA_1",108.192817237357,31.4495894013357,70.2810333974858,"I",35]
["EE","OSBA_1",0,0,0,"Z",43]
["EE","PADIB1",74.0127028071486,28.1186409158807,53.436359649549701,"I",33]
["EE","PAIS",1.69650432994247,0,4.3021163357418499E-2,"D",34]
["EE","PART",4.5158302286457799,1.2385436583552E-2,0.111468929251968,"D",40]
["EE","PART",0.70016340384720699,6.3431765227270107E-2,6.3431765227270107E-2,"H",24]
["EE","PEHG_P",7.2250018776669496,1.94598857409119,2.8966662379155101,"C",25]
["EE","PEHG_P",9.4240012753157494,1.3207119714231801,1.4809441415194999,"R",46]
["EE","PEHS_P",0,0,0,"Z",34]
["EE","PELH_1",33.936518338593601,2.2347848957018299,2.6021467963651399,"H",35]
["EE","PEMB_1",126.099366123059,43.617636226327001,63.299487641757302,"C",43]
["EE","PEMB_1",59.978225050143301,11.5845942740839,13.893066448607099,"R",25]
["EE","PENE_1",52.727097996164602,17.449895055371002,54.426102884372497,"E",42]
["EE","PENE_1",0,0,2.6359653620067199E-2,"Z",43]
["EE","PENN_1",108.821751126854,26.384697113657801,60.6418544494774,"I",44]
["EE","PENT_1",1.49319893949394,0,2.74556927099283E-2,"D",33]
["EE","PENT_1",28.453522578841099,15.6081099265845,20.180249992315701,"R",34]
["EE","PENW_1",0,0,0,"Z",45]
["EE","PERI_H",7.44876604589889,2.7543059122884199,5.4473014396363499,"I",43]
["EE","PERS_P",6.7818597396196703,1.14772893666051E-2,0.149204761765866,"D",44]
["EE","PERS_P",0,0,0,"Z",34]
["EE","PITS_3",33.890951264430498,2.12790547611591,2.3069866300464601,"H",46]
["EE","POOB",35.943856506350699,18.779852624010601,29.364796297301801,"C",35]
["EE","POOB",31.7027650284228,9.8185440858960895,11.675511805784,"R",25]
["EE","POPP_3",8.0212989184288305E-2,5.2638023942340696E-3,1.0527604788468099E-2,"D",25]
["EE","POPP_3",0,0,0,"Z",42]
["EE","PORA_P",0,0,0,"H",43]
["EE","PORD",8.2078468967298708,2.74053854137932,8.3871898276796397,"E",49]
["EE","PORD",9.3082953759874894,2.50991903688496,2.9477123837596602,"R",33]
["EE","QUOI_P",0.17126154633103,5.9806217451503503E-2,8.8611441977551997E-2,"C",26]
["EE","QUOI_P",0.16088315629691199,5.2129976661815201E-2,7.7167303156899E-2,"I",27]
["EE","RAIN_1",146.17829409794501,43.622299747143302,87.544691936492399,"C",27]
["EE","RAIN_1",141.872892607328,25.3789567083859,38.9945153114692,"R",44]
["EE","RANN_P",6.7048544043413996E-2,7.2897524126452401E-3,8.3148738456734796E-3,"H",34]
["EE","RASS_1",1.7384995755422701,0.49370045415748298,1.4340822716003001,"E",24]
["EE","RASS_1",83.695921326644395,27.516915123994998,54.962851168106098,"I",35]
["EE","RATS_1",5.1207295693372004,1.1220386697772,5.1293196332672304,"E",25]
["EE","RATS_1",0,0,6.3225326603535201,"Z",30]
["EE","RAVE",0,0,0,"H",42]
["EE","RAYL_1",167.814175063786,40.323682396492899,68.147883688596394,"R",35]
["EE","REBR_3",10.636331342146899,3.77189297003265,11.473388720691601,"E",36]
["EE","REBR_3",32.857868335899497,1.6361783829153,1.90513921298357,"H",35]
["EE","REDH",12.009781926441001,4.7809729809313097,7.4060573941318699,"I",26]
["EE","REDM_P",0.15578504756173001,4.3785195710750596E-3,8.7570391421501192E-3,"D",27]
["EE","REDM_P",7.9281166497157196,1.1136342874020599,1.2337226439745499,"R",32]
["EE","RICH_J",27.012877051444601,8.8687869595167594,27.6326615529048,"E",44]
["EE","ROCH_1",98.137101319838095,33.432689356095899,73.874790039804907,"C",34]
["EE","ROCH_1",89.239762371935299,29.048483971561001,68.325159983521104,"I",35]
["EE","ROTI3",1.3729860200369099,0.51067724521306501,1.45366047523521,"E",33]
["EE","ROTI3",0,0,0,"Z",25]
["EE","RUGEB1",115.454084301123,33.9747726819623,71.387227570556007,"C",45]
["EE","RUGEB1",71.094997196865094,18.284721001718399,42.7866609296875,"I",34]
["EE","RYEH_1",51.277816533812199,19.189567263699502,56.634378291367902,"E",35]
["EE","RYEH_1",0,0,0,"Z",36]
["EE","SAFO_1",3.2341588642153098,6.6270622741451003E-3,5.9643560467305803E-2,"D",40]
["EE","SALH_1",0.31593176638187098,1.65187747285322E-2,3.30375494570644E-2,"D",26]
["EE","SALH_1",86.068784772440395,13.7198290393361,14.3563548861115,"R",27]
["EE","SALL1",0,0,0,"E",44]
["EE","SALT_1",7.0049942773343803,0.48281307476001101,0.56141055204652401,"H",32]
["EE","SALT_1",34.649846725816197,17.283452571165299,28.891033148491498,"I",34]
["EE","SANX",0,0,0,"Z",27]
["EE","SASA",0,0,0,"C",38]
["EE","SBAR",86.130900345972805,27.694732359082199,80.342118577927494,"C",44]
["EE","SBAR",69.605140632462195,19.154224885000399,61.958296253057199,"I",45]
["EE","SEAB1",26.983172973102999,10.097844404392101,29.801877867644102,"E",35]
["EE","SEAB1",0,0,0,"Z",35]
["EE","SELL_1",51.394381796531199,3.3065067611449002,3.7198201062880099,"H",36]
["EE","SFEG_P",1.45440089617139E-2,4.8049938639956101E-4,9.6099877279912202E-4,"D",26]
["EE","SFEG_P",0,0,0,"Z",40]
["EE","SFIL_P",0.304271036065272,9.6434756647976599E-2,0.28394678346348601,"E",27]
["EE","SFIL_P",0,0,0,"Z",44]
["EE","SHIN_P",0.107894281638724,0,1.73314989651777E-3,"D",37]
["EE","SHIN_P",0,0,0,"Z",26]
["EE","SHRU",1.97897922635844,0.18206000778221401,0.19861091758059701,"H",27]
["EE","SHRW_1",34.9424289723298,13.7158621978916,39.696505766468,"C",28]
["EE","SHRW_1",32.620899829631298,7.7629991388296604,17.309320560055902,"R",42]
["EE","SIGH",19.7039321555275,3.3470746514421397E-2,0.46859045120189902,"D",45]
["EE","SIGH",29.554679348198299,7.7341446566296197,8.7812385410113603,"R",46]
["EE","SJOW_1",23.885041585770999,7.9750363099892798,24.406934040363002,"E",48]
["EE","SKLGB1",227.004122525985,77.605940681483602,167.208035653623,"C",36]
["EE","SKLGB1",218.432332645206,41.670369646142099,70.060431255954299,"R",26]
["EE","SLOY_P",1.4226454970370599,0.94965427439698202,1.40589057486077,"I",45]
["EE","SMAN_1",354.35816385171,21.736193174249198,23.565476758220601,"H",46]
["EE","SPAV",2.56271167426807,0,5.01057796665084E-2,"D",36]
["EE","SPAV",9.4671568995496802,2.92588909919438,3.4975235910518698,"R",37]
["EE","SPEN_1",28.9487414442439,3.9041033753505497E-2,0.62465654005608795,"D",46]
["EE","SSHI_3",14.3857086723965,3.1647468005015198,6.6487782930622901,"C",27]
["EE","SSHI_3",12.423283225659601,2.59181421860109,5.7259291155579799,"I",28]
["EE","STAH_1",97.069935305811597,5.2565665939812201,5.7367337347775802,"H",47]
["EE","STAH_1",72.916313080983699,18.899252314842599,26.1708161290322,"R",45]
["EE","STAL_1",111.037659156008,37.0746418994271,113.463851979705,"E",46]
["EE","STAY_1",0.330261599090451,1.73455792844532E-2,3.4691158568906401E-2,"D",26]
["EE","STEN_1",7.3554149178963604,2.2103261051965202,7.0108781149202102,"E",28]
["EE","STEN_1",0,0,0,"Z",45]
["EE","STES_1",115.083040703324,6.9108210726027597,7.4924248262376496,"H",46]
["EE","STES_1",73.823310014144397,17.114270208798199,26.872987050528302,"R",27]
["EE","STHA",20.6338231696908,4.4392046418411601E-2,4.0350417779617002E-2,"R",36]
["EE","STIR",2.0848629460913899,0.72849778604674797,2.2287479141867599,"E",37]
["EE","STLE",12.7865435549707,5.3593500448904203,7.9204617124133803,"C",24]
["EE","STLE",12.0449343346048,4.7583783808704503,7.3390248819752104,"I",27]
["EE","STOR_P",0,0,0,"D",28]
["EE","STOR_P",10.3611088207848,2.6118756597288901,2.9183508478003399,"R",45]
["EE","STRI_P",7.7925792823867202,3.4506866051221299,5.1383283206405803,"I",29]
["EE","SUND_1",216.655828105718,60.048213106987902,129.85522015803701,"I",38]
["EE","SWAN_1",28.343292925997499,8.5172517065130595,27.015657756595999,"E",28]
["EE","SWAN_1",0,0,0,"Z",26]
["EE","TARL_P",18.844695883139298,1.15938245444142,1.2545112712161,"H",45]
["EE","TAUN1",62.330103617620999,41.244247693235998,41.993176197216599,"C",46]
["EE","TAUN1",13.7863585659346,0.95823415431727799,1.11422576083404,"H",32]
["EE","TAYN_P",5.5451919446242801,1.9664553350768501,5.9815871342233304,"E",36]
["EE","TAYN_P",0,0,0,"Z",37]
["EE","TELR",10.692807629649,0.73980870426471801,0.81504348774926605,"H",38]
["EE","TEMP_3",4.2069183107147303,1.16570873974101,1.4741150633457401,"C",37]
["EE","TEMP_3",3.4156610529889702,0.532111687134456,0.53150874076872001,"R",28]
["EE","THSO_P",7.1829908237198996,5.24681426353047,7.9110488891881401,"C",37]
["EE","THSO_P",1.27398283132323,0.48267036807140401,1.4046945327206199,"E",34]
["EE","THUR_6",7.4338768441674397,0,0.115561978698367,"D",38]
["EE","THUR_6",0,0,0,"Z",28]
["EE","TILBB_1",2.6645315718528702,0.178778195185542,0.19580468996511699,"H",29]
["EE","TILBB_1",0,0,0,"Z",35]
["EE","TONG",3.1981968545694599,0.87826681559089803,1.35640620299936,"I",46]
["EE","TONG1",4.2488357586276102,6.3541991244250896E-3,0.10802138511522601,"D",47]
["EE","TOTT_1",21.2208669234968,0,0.29669820620885201,"D",36]
["EE","TOTT_1",131.00642272216501,6.2588377595629403,6.9880227412595897,"H",37]
["EE","TRAW_1",36.919337669368304,17.714184695335899,25.288896113625199,"R",30]
["EE","TRAW_1",36.5102523619096,17.290400372480999,24.109009825275699,"R",42]
["EE","TUMB_P",0,0,0,"Z",47]
["EE","TYNE_1",58.534085643168503,17.2460754733236,34.8861265370032,"I",37]
["EE","TYNE_2",1.7027420076272,0,2.9956776832980401E-2,"D",38]
["EE","T_BAGED-1",0,0,0,"T",34]
["EE","T_BARK_NR",2.5044,2.5044,2.5044,"T",28]
["EE","T_BRBKD-2",2.8000000000000001E-2,2.8000000000000001E-2,2.8000000000000001E-2,"T",29]
["EE","T_CORM_RTK",18,18,18,"T",40]
["EE","T_COWBD-4",0.64880000000000004,0.64880000000000004,0.64880000000000004,"T",46]
["EE","T_ECCFD-1",2.5615999999999999,2.5615999999999999,2.5615999999999999,"T",47]
["EE","T_FOXJD-2",9.9599999999999902,9.9599999999999902,9.9599999999999902,"T",41]
["EE","T_GOWKD-1",7.2667999999999999,7.2667999999999999,7.2667999999999999,"T",29]
["EE","T_IMPRK-2",2.6219999999999999,2.6219999999999999,2.6219999999999999,"T",30]
["EE","T_LBUZ_RTK",23.089600000000001,23.089600000000001,23.089600000000001,"T",47]
["EE","T_MARMD-1",3.64,3.64,3.64,"T",42]
["EE","T_NWCRS-2",19.352,19.352,19.352,"T",37]
["EE","T_POOBD-1",5.9855999999999998,5.9855999999999998,5.9855999999999998,"T",38]
["EE","T_RYHAD-2",0,0,0,"T",39]
["EE","T_SCCL-4",69.159000000000006,69.159000000000006,69.159000000000006,"T",28]
["EE","T_SINGL1",17.647200000000002,17.647200000000002,17.647200000000002,"T",29]
["EE","T_TODSD-1",6.6879999999999997,6.6879999999999997,6.6879999999999997,"T",49]
["EE","T_UNPKD-3",2.9077999999999999,2.9077999999999999,2.9077999999999999,"T",44]
["EE","T__KYELT003",2.7189999999999999,2.7189999999999999,2.7189999999999999,"T",39]
["EE","UPPB_1",11.453473038264599,0.88757842559389499,0.97210970422188503,"H",29]
["EE","UPPB_1",85.954931511506402,35.590309463367099,73.533962415361302,"I",50]
["EE","UPPB_3",12.6871136397165,4.4973073342219196,12.207737507425101,"I",30]
["EE","USKM_1",29.942323581726399,4.5663776144130599E-2,0.77628419445022001,"D",47]
["EE","USKM_1",0,3.9061375553070801,0.81111605146736598,"Z",47]
["EE","WABO",0,0,0,"E",48]
["EE","WALH_1",182.71816567337399,66.939203118911095,125.958607828316,"C",38]
["EE","WALH_1",168.38703933507799,55.219492557061798,113.075074599684,"I",39]
["EE","WALP_1",153.29700556177701,69.532069417898697,110.87157801638,"I",25]
["EE","WALP_B",137.095478242426,8.1404986962656398,8.9012929669446699,"H",48]
["EE","WARL_1",100.95843654169801,56.772935285521598,82.759529325136498,"C",49]
["EE","WARL_1",85.755912713405195,23.066722727397501,26.187497297920299,"R",49]
["EE","WASF_1",19.159328827633001,6.4980822593715102,20.454984746569899,"E",39]
["EE","WATFS_1",82.117632357408297,30.345897731207899,63.038189719132497,"C",29]
["EE","WATFS_1",10.600281885176599,0.83840050884240502,0.95018724335472604,"H",28]
["EE","WBOL_6",1.9476996255606001,2.6995567905482399E-2,8.0986703716447103E-2,"D",30]
["EE","WBOL_6",80.2131531969045,13.622862895266801,20.4899951185633,"R",47]
["EE","WBUR_1",34.107743059095398,11.3883196883405,34.853003379525703,"E",48]
["EE","WESA_H",2.6813467482062801,2.2206293425156498,3.0457681404196699,"C",29]
["EE","WFIE",1.70234700016366,0.56484839456708602,1.758490284973,"E",30]
["EE","WFIE",0,0,0,"Z",31]
["EE","WGEO",0.16257649371813301,5.3943803150712302E-2,0.16793825509183999,"E",30]
["EE","WHAM_1",299.09516699911097,135.816800208171,246.95595836147899,"C",48]
["EE","WHAM_1",225.77665505025999,86.543772013314793,176.846727633092,"I",49]
["EE","WHGA_1",26.291967128145998,8.9171894640158609,28.0699700601144,"E",39]
["EE","WHGA_1",0,0,0,"Z",31]
["EE","WHHO",32.324953027153299,2.15642288894575,2.3484331461806498,"H",40]
["EE","WIBA_3",0.230674660515201,4.97504078074307E-3,1.4925122342229201E-2,"D",30]
["EE","WIEN_1",1.08537813995611,3.2539976415026303E-2,6.5079952830052704E-2,"D",28]
["EE","WIEN_1",14.4530053751845,4.7902666780648504,14.660211979327601,"E",47]
["EE","WILL_1",222.79001503890001,67.050662816073299,169.782208910669,"I",40]
["EE","WILL_1",155.21955732724001,31.1210151769798,58.009957861880402,"R",34]
["EE","WIMBN1",0,0,0,"Z",30]
["EE","WIMBS1",56.753144665378898,4.1349764227348702,4.5944182474832003,"H",31]
["EE","WIOW_P",15.3374585300446,9.6897183696688796,13.6278951948736,"C",48]
["EE","WISD_1",87.652645310747403,35.840945519259201,54.226325230542699,"C",30]
["EE","WISD_1",56.442099371300102,7.1099411763761999E-2,1.35088882351147,"D",49]
["EE","WISD_1",0,0,0,"Z",39]
["EE","WISD_6",29.728769459072002,7.3309627121229903,19.448293713820799,"I",36]
["EE","WISH",31.264083917523799,13.0414863131081,19.925496563818299,"C",40]
["EE","WISH",23.454470759884799,5.4425746676800202,6.48583025201693,"R",30]
["EE","WMEL_1",0,0,0,"Z",33]
["EE","WOHI_P",15.7266140834446,7.6394192073616898,11.2708749210283,"I",39]
["EE","WTHU31",3.80730705084809,1.04404931651641E-2,9.3964438486476898E-2,"D",40]
["EE","WTHU31",9.9160245212911597,2.2162944998028302,3.0087280421532201,"R",41]
["EE","WWEY_1",108.624947336299,6.8494110905916799,7.5459613709908302,"H",38]
["EE","WYLF_1",17.2883822318467,13.1880552822012,43.472067945838198,"C",31]
["EE","WYLF_1",20.699391384244201,14.952955450646201,52.704724790903803,"I",48]
["EE","WYMOM_1",106.796704451504,38.991476315929901,39.970717717336598,"C",44]
["EE","WYMOM_1",92.057124428907102,16.571670344344,13.130373214067999,"R",49]
["HT","ABHA1",145.38720360691099,10.289465844764401,10.7755823413674,"H",39]
["HT","ABNE_P",12.819319769308599,3.5497794874622999,4.0247721113404298,"R",32]
["HT","ABTH_1",18.142749231033701,9.0768003313137697,24.087301850088199,"E",36]
["HT","ABTH_1",0,0,0,"Z",49]
["HT","ACTL_2",17.233457798690502,1.07426711585792,1.1251802493109,"H",50]
["HT","ACTL_2",0,0,0,"Z",46]
["HT","ACTL_C",7.0960799285340403,1.4676775913865501,2.6590282031736701,"R",40]
["HT","ALNE_P",1.29840088767248,0.66480487289974799,1.6228206286068101,"E",41]
["HT","ALST_3",0,0,0,"D",43]
["HT","ALST_3",0,3.0534212319842099E-2,7.9002522091092903E-2,"I",31]
["HT","ALVE1",2.12095670366769,0,4.3451485967382499E-2,"D",32]
["HT","ALVE1",97.453193255539205,31.308223204530901,65.989721904274703,"R",49]
["HT","AMEM_1",7.33331833832111,5.6978666085057599,14.9106629834285,"R",44]
["HT","ARBR_P",6.78620115224901,2.1356919234116898,2.46949876752163,"R",31]
["HT","ARDK_P",0,0,0,"E",32]
["HT","ARMO_P",3.4449594793918399,1.9041630857777301,2.9275137353477501,"C",41]
["HT","ARMO_P",5.9568117463605104,0.39477517551316599,0.413939018984678,"H",49]
["HT","AXMI1",36.8445957481254,15.344976785959,36.461202771543803,"C",50]
["HT","AXMI1",40.337030470257197,8.7280142676791606,16.1700946841522,"R",24]
["HT","AXMI_H",9.9775133370486007,4.92772082817367,12.4349762682786,"E",40]
["HT","AXMI_H",0,0,0,"Z",41]
["HT","AYRR",14.3192168271163,5.3779753820439096,8.6713797230459502,"I",31]
["HT","BAGA",1.20324758008837,0.401755345773739,1.2052660373212101,"E",25]
["HT","BAIN",0.49282745383173399,4.2260454325393597E-2,4.2260454325393597E-2,"H",24]
["HT","BARKR_A",23.709081074944901,5.5393025890917702,11.6866499552586,"C",41]
["HT","BARKR_A",43.0316246505012,2.21394991751739,2.3214232144842599,"H",49]
["HT","BARKR_C",0.890365352163626,0.42734907877578798,1.1860485302255499,"E",31]
["HT","BARKR_C",0,0,0,"Z",32]
["HT","BARKW3",26.346203454771899,1.94743937486171,2.1383648037697198,"H",33]
["HT","BEAU_P",0.108685368568854,0,2.5975199794510298E-3,"D",27]
["HT","BEAU_P",9.4634677552484501,4.3451869666015801,6.6558336610326103,"I",50]
["HT","BEDDT1",1.2541000585389199,0.356140304645436,1.0345027896843599,"E",24]
["HT","BEDD_1",7.8907308855453797,0.68029282536769797,0.68029282536769797,"H",24]
["HT","BERB_P",0,0,0,"D",33]
["HT","BERB_P",0,0,0,"R",50]
["HT","BERW",11.718746273273,6.5923160420347697,10.6127724520687,"C",30]
["HT","BESW_1",87.799382947439398,29.7603832307109,77.469849417049403,"C",24]
["HT","BESW_1",93.877565215145793,27.793651095957902,86.741077177971505,"I",41]
["HT","BICF_1",11.8785768434039,0,0.15332718446920901,"D",42]
["HT","BICF_1",27.176489400675401,54.254783290995299,91.988523192429597,"I",35]
["HT","BIRK_1",24.577185677738498,2.1021851933131499,2.2488492765675598,"H",32]
["HT","BISW_1",155.90418062394701,55.949088337381298,133.63103139964699,"C",33]
["HT","BISW_1",0,0,0,"Z",32]
["HT","BLYTB1",21.999056130403702,0,0.36471544983783399,"D",50]
["HT","BLYTH132",28.593328378257102,1.9546509158813701,2.0236385952654201,"H",43]
["HT","BOAG_P",0.43852021242592498,0,6.0700177062520799E-3,"D",33]
["HT","BOAG_P",2.0292753122101401,0.196055720241398,0.21527686928467199,"H",33]
["HT","BOLN_1",140.363348548544,73.228546439735197,170.03668483306399,"E",50]
["HT","BONN",19.005652094005299,7.82310667740526,11.6130671113649,"C",24]
["HT","BONN",18.317944502988102,4.7393445183819098,5.3803520462880403,"R",30]
["HT","BOTW_1",13.396851584009701,0,0.13938066877880001,"D",41]
["HT","BOTW_1",30.900878746509399,7.8664254736632797,12.8695469631819,"R",42]
["HT","BRAC_P",9.7996196217269702,4.8398622068339598,12.2132673059777,"E",40]
["HT","BRAI_1",55.806766819845301,16.044814672015701,47.042150247989397,"C",32]
["HT","BRAP",0.48240453847243803,0.16107125862042401,0.48321377586127301,"E",25]
["HT","BRAP",0,0,0,"Z",42]
["HT","BRAW_1",109.04790679270501,29.4919473894502,73.183175755578404,"I",32]
["HT","BRED_1",120.832411629967,41.231852258609798,95.572649134905802,"C",43]
["HT","BRED_1",95.487796006232301,19.2212927358634,34.637614650086299,"R",33]
["HT","BRFO_1",25.048274199094202,0,0.37956446481474998,"D",38]
["HT","BRFO_1",0,0,0,"Z",50]
["HT","BRID_P",6.8749911220195203,3.1036327579806899,4.4009676097264903,"I",24]
["HT","BRIM_1",26.678473236076801,1.8596573077807801,1.99248997262227,"H",35]
["HT","BRIM_1",108.78258037554301,22.621185162530299,39.3898050959477,"R",41]
["HT","BRLE_1",176.35198334086101,89.275673832113895,218.90623647533201,"E",42]
["HT","BROA_P",4.80168194961038,3.0832964840008401,4.7672953010683203,"I",35]
["HT","BROR_P",3.4365884893195999,2.10315032476124,3.1616533191993601,"C",40]
["HT","BROR_P",0,0,0,"Z",25]
["HT","BROX",30.8446720571527,2.3280570305992301,2.4292769014948501,"H",42]
["HT","BRWA1",0,0,0,"E",37]
["HT","BRWA1",48.091756454876403,14.0083352858142,62.883641113160003,"I",43]
["HT","BUMU_P",1.3574282265259401,0.66024152703360195,1.8107614157258101,"E",33]
["HT","BUMU_P",0,0,0,"Z",34]
["HT","BURM_1",0,0,0,"Z",42]
["HT","BUSH_1",0.13184470914370799,0,1.22627756537171E-2,"D",24]
["HT","BUSH_1",65.699319399928399,11.1166186967383,21.561766566593899,"R",25]
["HT","BUST_1",141.161658138192,8.7460040584013701,9.0941037224173495,"H",48]
["HT","B_EXTRA_104",0,0,2.1801875272145801,"TZ",34]
["HT","B_EXTRA_108",0,0,0,"TZ",35]
["HT","B_EXTRA_112",0,8.4375593333927501,2.6876699469355499E-2,"TZ",45]
["HT","B_EXTRA_117",0,0,0,"TZ",25]
["HT","B_EXTRA_121",0,0,14.3934120283696,"TZ",42]
["HT","B_EXTRA_125",0,0,199.48863876805399,"TZ",43]
["HT","B_EXTRA_130",0,499.445049327714,478.34904043114102,"TZ",46]
["HT","B_EXTRA_134",0,0,2.0866590857488898,"TZ",33]
["HT","B_EXTRA_201",170,170,170,"T",34]
["HT","B_EXTRA_76",125,125,125,"T",47]
["HT","B_EXTRA_81",0,0,0,"T",43]
["HT","B_EXTRA_85",120,120,120,"T",44]
["HT","B_EXTRA_88",0,0,0,"TZ",26]
["HT","B_EXTRA_97",0,0,2.6486836992591001,"TZ",34]
["HT","CAAD_P",0.20973551650104699,0,3.2841640071400399E-3,"D",35]
["HT","CAAD_P",0,0.53506968816205602,1.50682528311444,"Z",25]
["HT","CAFA",0,0,0,"E",27]
["HT","CAIF_P",0,0,0,"C",42]
["HT","CAIF_P",0,0,0,"I",43]
["HT","CAMB_01",3.5054806988590701,10.523377830723,12.339342357753001,"I",24]
["HT","CAMB_01",0,0,0,"Z",33]
["HT","CAPEA1",0.54651773571040896,0,4.0437826883748501E-2,"D",26]
["HT","CAPEA1",123.51993252002799,18.6477657971054,17.8833718385659,"R",27]
["HT","CARE_1",1.5873015667349,0,7.9648916307124895E-2,"D",29]
["HT","CARE_1",0,0,38.179689452875799,"Z",44]
["HT","CARR_1",162.832592136606,39.124245075482399,71.905258849810295,"I",34]
["HT","CASS_P",4.61863486033652E-2,4.8062105309737901E-3,4.8062105309737901E-3,"H",26]
["HT","CASS_P",0.604178891312529,0.12589295437866499,0.10282900637220301,"R",35]
["HT","CATY",0.38575991223325801,3.4879760716485998E-2,3.9862583675983998E-2,"H",25]
["HT","CBNK_H",13.0425849892356,8.2489514486569995,16.407536551911701,"C",32]
["HT","CBNK_H",12.365890899452801,7.1160873599235703,15.550966627366799,"I",42]
["HT","CEAN_P",0,0,0,"Z",35]
["HT","CELL_1",100.30469615945999,7.4743101656312598,8.0081894631763504,"H",36]
["HT","CELL_1",212.77913299609199,51.3417967030311,118.59915184576499,"I",37]
["HT","CHAP",14.652560352901901,2.8425179541178198,3.27811559695333,"R",26]
["HT","CHAR_P",0.57844143987998997,0.20951943827557201,0.61691834603363005,"E",27]
["HT","CHAR_P",0,0,0,"Z",34]
["HT","CHAS",30.581370781305001,2.3212184048274902,2.41250227468025,"H",44]
["HT","CHIC_1",1.37438115686246,0,1.91534097099102E-2,"D",34]
["HT","CHSI_1",4.2493955812770903,0,9.6396693280851195E-2,"D",31]
["HT","CHSI_1",22.902882226200401,11.681508550250999,30.574345483508999,"E",35]
["HT","CHTE_1",175.796423499702,56.750696863253303,112.31814405748899,"C",25]
["HT","CITR_1",61.1337703735365,0,2.8077237248217499,"D",45]
["HT","CITR_1",31.233623731134799,8.6795402032445406,12.098962882838901,"R",32]
["HT","CLAC_P",0.35342687987160298,3.0914454061055599E-2,3.3122629351131E-2,"H",35]
["HT","CLAY_P",10.521072159576001,5.5923274258117601,8.5566737380310798,"C",36]
["HT","CLAY_P",0.64350062840671596,0.32576300602958302,0.79877922587211603,"E",42]
["HT","CLT03",0,0,0,"E",26]
["HT","CLT03",0,0,0,"Z",27]
["HT","CLYM",47.354565685173696,3.5143392030490701,3.6525435537307702,"H",44]
["HT","COAT",20.891559068281499,8.0133586825305496,12.9315460688127,"I",34]
["HT","COAT",15.847455161594,4.5157915302767604,5.4327715959650202,"R",34]
["HT","COCK",6.5609203662906896,3.3463669157179101,8.7585415664096704,"E",35]
["HT","CONQA1",11.8675435526209,0,0.107386812396745,"D",40]
["HT","COUA_P",3.9229984372445501,0,4.9408028897510697E-2,"D",44]
["HT","COUA_P",7.3708670261604397,2.7273419829042802,2.91304532379195,"R",45]
["HT","COVE_1",106.726320374091,7.6121999368219599,7.9966544790856897,"H",37]
["HT","COWL_1",215.223256811228,78.0429725888946,157.173685115225,"C",35]
["HT","COWL_1",182.91988226037699,61.420802173939897,133.79264334550601,"I",36]
["HT","COYL",1.79048165067878,0.65727156391555097,1.9565293065393099,"E",26]
["HT","CRAI_P",12.7107809151741,7.2204624744901196,10.694708326695499,"C",42]
["HT","CRAI_P",0.69641793522253903,7.6444196209848297E-2,7.6444196209848297E-2,"H",27]
["HT","CREB_1",302.01980547812798,123.263538952423,223.871138196651,"C",44]
["HT","CUMB",10.3772212153693,5.1930404352336996,13.245458690361399,"E",39]
["HT","CUPA",18.059899532763001,6.3510985770209096,10.2210935489917,"C",26]
["HT","CUPA",16.373659775290498,5.5370415490982801,8.9031848022476598,"I",27]
["HT","CUPA",0,0,0,"Z",45]
["HT","CURR",2.7945190583920199,0.56789102788953205,0.53621036966068503,"R",44]
["HT","DALL_P",0,0,0,"E",45]
["HT","DALL_P",0,0,0,"Z",46]
["HT","DALM3",23.8512302401634,1.7945274305080701,1.8795761238970801,"H",50]
["HT","DEVM",1.92108264206885,0,2.7887300357190399E-2,"D",36]
["HT","DEVM",0,0,0,"Z",26]
["HT","DEVO",11.003347404206099,3.7259203287986602,4.3635365217269397,"R",47]
["HT","DEWP",28.289007915531201,12.0275958663564,19.222692056238898,"I",46]
["HT","DOUN_P",3.1507044703962999,1.5762944753624499,4.1830468278226904,"E",36]
["HT","DOUN_P",0,0,0,"Z",37]
["HT","DRAK_1",28.482310222828101,15.0194461661792,34.741654341338297,"E",48]
["HT","DRAX_1",0.120926343686374,0,3.1020376577370399E-3,"D",27]
["HT","DRAX_1",52.4490301449081,14.9994294177685,16.4566120478671,"R",28]
["HT","DRCR",5.2106439942284402,2.99179350035226,4.7746830818758896,"I",49]
["HT","DRCR",0,0,0,"Z",45]
["HT","DRUM",41.470235591601202,2.9878946541347999,3.1137007448352101,"H",46]
["HT","DUBE_P",0,0,0,"E",28]
["HT","DUDH_P",0,0,0,"H",28]
["HT","DUGR_P",8.4190428892692104,7.1986252264834398,10.6291264392325,"C",45]
["HT","DUGR_P",5.9630768911833201,4.6115553815007804,7.0790633907737899,"I",46]
["HT","DUGR_P",0,0,0,"Z",29]
["HT","DUNB_A",0,0,0,"Z",36]
["HT","DUNB_B",3.2410120004868901,0.25104531099945399,0.26372436711053698,"H",37]
["HT","DUNF",0.27641908462677001,0,1.6978619721857199E-2,"D",26]
["HT","DUNF",17.5812105026952,3.8212575532575701,4.5162430974030396,"R",27]
["HT","DUNO_P",0.37690343703638302,0.141575885813194,0.44906101281372701,"E",28]
["HT","DUNO_P",0,0,0,"Z",45]
["HT","DYCE_P",9.0651973159193098,2.0408385956483301,2.2409372510578902,"R",31]
["HT","EALI_6",42.755625245344604,9.9391064199502406,16.566319296902002,"R",38]
["HT","EASO_1",13.061180435966699,1.36718917096657,1.36718917096657,"H",28]
["HT","EAST",0,0,0,"C",28]
["HT","EAST",0,0,0,"I",45]
["HT","ECCL",4.4789028033112697,0,6.1159464818760799E-2,"D",46]
["HT","ECCL",5.8424918734552298,0.54896426799922604,0.889998061035426,"I",34]
["HT","ECLA_1",50.861095964202498,3.9069688346582101,4.1860380371337902,"H",36]
["HT","ECLA_H",4.6979787425110002,7.2372197457946701,16.618836236644501,"C",37]
["HT","ECLA_H",3.82161455454326,5.21475330098857,13.2430770765116,"I",38]
["HT","EERH",10.765592198915501,0,0.18059026507214601,"D",39]
["HT","EERH",0,0,0,"Z",28]
["HT","EKIS",2.2208860452886898,0,2.5496727718212299E-2,"D",37]
["HT","EKIS",5.5782344222528497,0.38285156794466402,0.41019810851214,"H",36]
["HT","ELDE",1.9849051116822001,0.97924064586331105,2.5176723307853002,"E",38]
["HT","ELGI_P",13.843194323731201,5.8194277046480298,8.8833299079673296,"C",28]
["HT","ELGI_P",9.9292314893604097,2.7748954950435198,3.2268400116112499,"R",33]
["HT","ELLA_1",2.3980188071517499,0,0.113256014626827,"D",29]
["HT","ELLA_1",118.228888632202,23.313103544676299,36.736595661197498,"R",46]
["HT","ELST_1",58.383214486395801,31.449685873043499,72.478873764887894,"E",47]
["HT","ENDE_1",52.236181645916297,25.770396756663501,66.256864583486404,"E",38]
["HT","ENDE_1",161.1778300444,47.911556332075698,136.78531458567201,"I",37]
["HT","ERSK",0,0,0,"Z",30]
["HT","ERSK",0,0,0,"Z",44]
["HT","FASN_P",9.7178117333904801,0.37624828789188702,0.55294641467358496,"C",47]
["HT","FASN_P",5.1718472700067597,8.7496211182865602E-2,8.9985951683612397E-2,"R",37]
["HT","FAUG_P",1.5766065006024801,0.77780905436523995,1.99978252851545,"E",38]
["HT","FAWL_1",3.9590757231682798,0,5.2059479183637597E-2,"D",36]
["HT","FAWL_1",34.849093973701599,22.904536025885299,36.4640883789274,"I",28]
["HT","FECK_6",1.84797104875451,0,6.3064284902220796E-2,"D",29]
["HT","FECK_6",100.52638778636999,18.8321334115643,46.349492126031798,"R",42]
["HT","FERRA2",29.9442144391715,15.954926148788299,36.769686124506499,"E",46]
["HT","FERRA2",0,0,0,"Z",47]
["HT","FETT_P",0,0,0,"C",43]
["HT","FETT_P",0,0,0,"Z",29]
["HT","FIDD_P",0.77920610697582304,8.24920897217222E-2,9.1657877468580298E-2,"H",30]
["HT","FIDF_1",189.749026784791,41.317301425240402,74.635812439399103,"C",47]
["HT","FIDF_1",123.34917534676001,21.773772681792401,45.489080866682599,"I",44]
["HT","FINN",7.2924276309179401,0,0.12682819994128799,"D",48]
["HT","FINN",0,0,0,"Z",38]
["HT","FLEE_1",0,0,0,"Z",41]
["HT","FOUR_1",1.52055693780096E-2,0,6.5271237930273002E-4,"D",28]
["HT","FOUR_1",2.2606872427117399,7.5052312693306797,8.7909580616407403,"R",29]
["HT","FRAS_P",11.685940398388199,0.82348263113396603,0.85709416709861697,"H",47]
["HT","FROD_1",145.36196030927599,32.651325072260697,103.12945571051399,"I",38]
["HT","FWIL_P",1.98196673384778,0,2.53525836192963E-2,"D",39]
["HT","FWIL_P",0,0,0,"Z",29]
["HT","GALA",0.158663636235258,0,1.46816656673362E-2,"D",25]
["HT","GIFF",21.0783355205924,5.9831336577845002,9.8720270860175106,"C",30]
["HT","GIFF",22.640479840690801,6.3784447031778804,10.470479258636701,"I",47]
["HT","GLEF_P",0,0,0,"E",49]
["HT","GLEF_P",0,0,0,"R",48]
["HT","GLLE",0,0,0,"H",38]
["HT","GLLU",7.6593490336415497,3.1664959756590099,4.9897956451553904,"C",39]
["HT","GLNI",6.3952996546363501,2.2579203322134598,3.6330811366834102,"C",27]
["HT","GLNI",0,0,0,"Z",48]
["HT","GLRO",20.010253592626,1.39751559077201,1.4653561534308399,"H",49]
["HT","GORG",6.4778068927983407E-2,1.8395726118721801E-2,5.3435204440096903E-2,"E",24]
["HT","GORG",7.0265964795716798,2.5873098411056401,3.1209557535594499,"R",39]
["HT","GOVA",1.8977840611452901,0.216913980897285,0.22724321808287001,"H",29]
["HT","GOVA",0,0,0,"Z",30]
["HT","GREE_H",10.0037012183444,3.7704703016441301,7.1167348765029503,"I",30]
["HT","GREN_1",67.163489192597893,0,1.1211795670126901,"D",47]
["HT","GREN_1",163.109937212418,41.784543612678597,60.167188519259597,"R",48]
["HT","GRIW_1",8.9925369728589306,0.84453482165487703,0.91692352065386695,"H",31]
["HT","GRUB_P",2.58871803122668,2.26737315795787,3.4427394445714898,"C",38]
["HT","G_EXTRA_10",2.1167268429061599,1.0159663829435399,2.8196748164302599,"E",31]
["HT","G_EXTRA_10",10.5003643639554,2.9093855968893498,3.3191952462806702,"R",32]
["HT","G_EXTRA_11",19.038825677993,1.3063576173497,1.35835195037854,"H",48]
["HT","G_EXTRA_12",23.5642820594217,11.0798589334442,14.0183728621589,"C",49]
["HT","G_EXTRA_14",7.1231902467427597,4.5165317423186702,7.1094404189666101,"C",29]
["HT","G_EXTRA_14",1.7434832147805901,0.87248586539692397,2.225377528284,"E",39]
["HT","G_EXTRA_14",0,2.6117275937569802,96.368026093165298,"Z",40]
["HT","G_EXTRA_17",5.17745034064985,2.6848695005742198,4.2040648777895298,"I",30]
["HT","G_EXTRA_18",1.1553775348587201,0.70866811942987096,1.11460304381845,"I",30]
["HT","G_EXTRA_18",1.8241011671304601,0.60217147609936905,0.68736574176648702,"R",47]
["HT","G_EXTRA_2",23.196620288691701,9.46650906905003,14.911607167820501,"C",40]
["HT","G_EXTRA_2",4.1503488453269304,0,6.1132347537081903E-2,"D",36]
["HT","G_EXTRA_20",0.25767368249532402,0.128686338312718,0.35086275146800999,"E",30]
["HT","G_EXTRA_20",0,0,0,"Z",31]
["HT","G_EXTRA_3",0,0,0,"H",48]
["HT","G_EXTRA_3",0,0,0,"R",41]
["HT","G_EXTRA_4",12.8138368420344,4.2123082403691496,6.7485762927653496,"I",49]
["HT","G_EXTRA_5",4.5578630179921502,2.2808771692785998,5.81764473053037,"E",39]
["HT","G_EXTRA_6",3.5641338643386402,1.2886022190609301,2.0466201855957999,"C",38]
["HT","G_EXTRA_6",3.49468052387811,0.25619454473443398,0.26527945766827898,"H",40]
["HT","G_EXTRA_7",0.36800683217015501,0,1.2360878659448101E-2,"D",30]
["HT","G_EXTRA_8",1.81177828902449,0.92408908910981602,2.41864472781449,"E",35]
["HT","G_EXTRA_9",12.785675872820301,6.4696622232374601,10.1591233149656,"C",39]
["HT","G_EXTRA_9",10.752196181382599,4.9996854851343304,8.0134880813257396,"I",40]
["HT","HACK_1",16.1776012360023,0,0.27795875894326,"D",41]
["HT","HACK_1",0,0,0,"Z",40]
["HT","HACK_6",12.603890150537,1.0103117163603901,1.09690986347699,"H",31]
["HT","HAGR",6.9868915666969498,5.6793117084749198,9.1088975289764402,"C",32]
["HT","HAGR",12.847282062379399,0.96761332276046996,1.0083549363503801,"H",46]
["HT","HAMHC1",27.767641522646802,0,0.52128101766780899,"D",49]
["HT","HAMHC1",0,0,0,"Z",39]
["HT","HARG_P",0.57285180515421896,0.15100219161471901,0.173785316532927,"R",43]
["HT","HARK_1",130.44499031570399,42.626125034869098,58.502908016179603,"R",32]
["HT","HARM_6",15.1658929511739,7.9121530496331696,18.704329809332702,"E",49]
["HT","HARM_6",0,0,0,"Z",50]
["HT","HAWI",4.9631303012691896,2.6171847645946902,6.0538402969685796,"E",48]
["HT","HAWP_6",9.5238583592836505,0,0.128924078188309,"D",40]
["HT","HAWP_6",32.493824696001703,6.4292177302265099,10.865155824281899,"R",41]
["HT","HELE",6.8246602352682704,2.0841798295863199,3.37132978418669,"I",45]
["HT","HEYS1",0,0,0,"C",31]
["HT","HEYS1",0,0,0,"I",32]
["HT","HEYS_1",27.570673120161398,0,0.40845019753164702,"D",49]
["HT","HUER",0.99687993114267204,0,1.6180947043624199E-2,"D",46]
["HT","HURS_1",2.5983759878408401,0,7.1541547919761E-2,"D",31]
["HT","HURS_1",94.307561329674598,16.229223114084501,30.126647895054798,"R",32]
["HT","HUTT_1",56.1280628988941,4.0727672407219702,4.2165119668650997,"H",43]
["HT","HUTT_1",0,0,0,"Z",49]
["HT","IMPK_1",2.5967056328886402,0.183939455066817,0.192656964785624,"H",50]
["HT","INDQ1",0.99532738740893401,0,6.16374338081008E-2,"D",26]
["HT","INDQ1",157.702483319294,43.7313524813366,50.567153165610598,"R",40]
["HT","INKE",1.62451956937096,0.83178357015359194,2.0304236494142298,"E",41]
["HT","INNE_P",23.934284621087201,11.8815025806371,18.338689567981799,"C",31]
["HT","INNE_P",24.6354036180275,7.2550569580114104,8.4383292695012493,"R",27]
["HT","IROA1",0,0,0,"Z",24]
["HT","IRONB1",65.148357777351507,4.6393654202126404,4.7919761248248998,"H",41]
["HT","ISLI_1",54.012542068648202,15.844532774297999,30.093589635193901,"C",24]
["HT","ISLI_1",32.0993598334871,6.3321701771981402,10.097115357855699,"R",31]
["HT","IVER_1",17.2305649070355,8.3845717408617393,22.9472489749899,"E",32]
["HT","IVER_1",0,0,0,"Z",33]
["HT","IVER_6",62.139912553769399,26.560473995012099,44.687380890067601,"I",29]
["HT","JOHN",21.446143860968299,10.685214300628701,16.272352288462201,"C",50]
["HT","JOHN",13.499364438554,2.7280530791677799,1.0113120362064101,"R",24]
["HT","JORD_3",0,0,0,"Z",26]
["HT","KAIM",33.196091727238503,9.9804063066296393,16.085417939207499,"I",33]
["HT","KEAD_1",28.165641042805401,0,0.48612176181063599,"D",50]
["HT","KEAD_1",17.188958825117801,1.56582276057958,1.6750662089921,"H",32]
["HT","KEAR_1",4.1496572071629201,0.37979023208808699,0.37979023208808699,"H",24]
["HT","KEAR_3",62.033459804945998,14.0590861304859,27.4948016169437,"C",41]
["HT","KEAR_3",45.647669524077898,8.6595255723678601,19.193134831277899,"I",42]
["HT","KEIT_P",17.451912359319,8.7563280276260596,13.343671088572901,"C",37]
["HT","KEIT_P",0,0,9.8935904442167804,"Z",32]
["HT","KEMS_1",14.811927700869299,1.1691905557829301,1.28381708085968,"H",33]
["HT","KEOO",0,0,0,"E",34]
["HT","KEOO",0,0,0,"I",50]
["HT","KIBY_1",0,0,0,"Z",43]
["HT","KIBY_G",9.2939804539636999,4.59811125580765,11.298620817121099,"I",31]
["HT","KIER",2.1811948877998599,0,3.70213616910164E-2,"D",33]
["HT","KIER",19.090407600173499,5.1389515541428397,5.9310707669689204,"R",50]
["HT","KIIN_P",7.0472668549965395E-2,7.7403673024040902E-3,7.7403673024040902E-3,"H",24]
["HT","KILS",0.78606817358765502,0,1.79550555099082E-2,"D",32]
["HT","KILS",7.9843150923989201,2.73447745680757,4.4140731696891899,"I",41]
["HT","KILT",13.048869873658401,0,0.17886425907525,"D",42]
["HT","KILT",18.245021416318501,5.6948538525972898,6.8203675884382902,"R",42]
["HT","KILW",2.6474104723744998,0.27258701389242401,0.291604712536082,"H",32]
["HT","KINL_P",1.17401689998615,0.26868992732702601,0.30555268446932898,"R",25]
["HT","KINO_1",31.994123161982898,16.196568078471099,39.714399339534701,"E",42]
["HT","KINT_P",28.9160380950307,17.195105970034302,26.734287244631101,"C",34]
["HT","KINT_P",46.107209571636801,3.3863183051230399,3.5058354217744401,"H",43]
["HT","KIRKB1",4.4208466127108501,0,0.12820419447977299,"D",33]
["HT","KIRKB1",71.198242555471396,18.844680597614001,48.061379585187503,"I",40]
["HT","KITW_1",55.317964057905897,28.859771028937399,67.012388329192802,"E",50]
["HT","KNAR",58.895876003540103,15.8382164335881,38.319271018048497,"C",24]
["HT","KNAR",0,0,0,"Z",37]
["HT","LACK_6",5.0441672358794998,0,4.9738268017095702E-2,"D",41]
["HT","LACK_6",32.693014917785398,13.1518419514436,16.3710766730945,"R",42]
["HT","LALE1SG003",94.497011365102594,41.317296686386399,73.316550629159906,"C",35]
["HT","LALE1SG003",58.241795514828603,3.88675615710495,4.05574555523995,"H",42]
["HT","LAND1",2.6787481602938099,0.89441392709932899,2.6832417812979799,"E",25]
["HT","LAND1",0,0,0,"Z",42]
["HT","LEGA_1",189.21232569716699,91.8418494549001,167.61941244296099,"C",48]
["HT","LEVE",19.786945158206901,9.2957337177341692,14.454072111870801,"C",43]
["HT","LEVE",11.417305951771199,3.3840102679089701,3.9955274388133599,"R",33]
["HT","LING",26.929026467611799,14.046008418606,32.764857211308197,"E",45]
["HT","LING",0,0,0,"Z",50]
["HT","LINM",11.9956985410016,4.4059864815936196,6.6530776517855301,"I",24]
["HT","LISD_1",1.2268438147103,0,0.144365616414806,"D",25]
["HT","LISD_1",0,0,0,"Z",50]
["HT","LITT_J",2.0401887727611401,1.2811464229848699,1.8550847121937599,"C",34]
["HT","LITT_J",1.7131836793476301,1.0105607437647901,1.5828173796288401,"I",35]
["HT","LODR_6",44.964357525771099,0,1.12422861800925,"D",47]
["HT","LODR_6",0,0,0,"Z",25]
["HT","LOUD_H",20.707560816051,1.3024882086698799,1.3591181307859701,"H",42]
["HT","LOVE_1",184.55680626002399,75.684095434288295,160.63200318330999,"C",43]
["HT","LOVE_1",152.905069459961,33.742197345049,54.768221819437201,"R",48]
["HT","LUNA_P",4.0768984909196204,1.98296869963775,5.4384389089075,"E",33]
["HT","LUNA_P",0,0,0,"Z",34]
["HT","MACC_3",49.318426949982602,14.3577105795947,22.433192630558601,"C",45]
["HT","MACC_3",31.282023402398401,5.2116900936598096,6.3591486677845497,"R",43]
["HT","MACD_P",1.75710887368475,0.90843572310141396,2.1432555383350702,"E",44]
["HT","MACD_P",7.3319250683759298,1.6042417456526601,1.8343052061423899,"R",28]
["HT","MAGA_6",31.403708926079201,22.748782748265501,45.058837816810403,"I",34]
["HT","MANN_1",11.27731376463,0,0.15739268360571601,"D",35]
["HT","MANN_1",0,0.23419081732334701,0.65951155975252296,"Z",25]
["HT","MAYB",2.8486648036155602,1.42672173055938,3.7897295967983502,"E",29]
["HT","MELK_1",178.702665170009,73.565781636066006,217.18924125735799,"C",42]
["HT","MELK_1",128.11170289750299,43.753140738837999,147.28755270788801,"I",43]
["HT","MILC_P",13.0421460361489,5.2334748492216097,8.0370870305441393,"I",26]
["HT","MILC_P",0,0,0,"Z",33]
["HT","MITY_1",0.532042481953518,0,2.06710780643551E-2,"D",26]
["HT","MITY_1",56.165215396816897,19.690773392360999,29.295239844911901,"R",50]
["HT","MYBS_P",1.48937735584007,0.76147827190151796,1.8197776661156599,"E",43]
["HT","MYBS_P",0,0,0,"Z",44]
["HT","NAIR_P",0.75021407902066495,0,9.1755998434361104E-3,"D",34]
["HT","NEAR",26.8169138792849,10.3175543678775,16.6271976954968,"C",28]
["HT","NEAR",17.067059754128199,8.70497444279831,22.783777873750001,"E",35]
["HT","NECE_1",99.279264314853904,28.608882250539001,70.411983190838399,"C",25]
["HT","NECE_1",95.109835366481704,27.038407387831999,72.501777592285293,"I",34]
["HT","NEEP_3",8.8961263906362298,0,0.111456612925753,"D",42]
["HT","NETS",1.5492727801232,0.12657802860339801,0.135619316360784,"H",35]
["HT","NEWX_6",139.29060472468601,44.933169524737401,101.52904753279201,"C",36]
["HT","NEWX_6",30.627876785160399,0,0.57468741990705796,"D",39]
["HT","NFLE",10.7765115353107,3.9559716167336099,11.7759155102768,"E",26]
["HT","NFLE",0,0,0,"Z",27]
["HT","NHYD_6",23.476157393715599,1.7342454093487401,1.85812008144508,"H",36]
["HT","NINF_1",145.42169390825401,64.758879899440601,130.252790074063,"C",44]
["HT","NINF_1",143.975792932975,36.017104998491398,55.5943561466501,"R",34]
["HT","NORL_3",14.5691405463396,2.5585380384827898,4.6493416740982898,"R",33]
["HT","NORL_3",0,0,0,"Z",35]
["HT","NORM_1",71.3864603668098,45.361452608236398,95.316802774101802,"I",25]
["HT","NORT_1",106.24728013182499,19.9120717584874,43.547249239455297,"R",45]
["HT","NURS_1",33.399989373861899,16.309808832253001,44.538324118844898,"E",34]
["HT","OCKH_1",33.517206819658099,18.570519113590599,28.379005430138399,"C",35]
["HT","OCKH_1",28.486528900201499,14.6152323893609,24.157365459944199,"I",36]
["HT","OCKH_1",0,0,0,"Z",44]
["HT","OFFE_3",0,0,0,"Z",26]
["HT","OLDB_1",3.6690321780683601,0.43524837623080997,0.43524837623080997,"H",27]
["HT","ORMO",0,0,0,"D",41]
["HT","ORMO",0,0,0,"I",44]
["HT","ORRI_P",0,0,0,"E",34]
["HT","ORRI_P",0,0,0,"Z",35]
["HT","OSBA_1",89.533970935158493,16.214582232123,26.383824209097199,"R",42]
["HT","PADIB1",61.624620662028597,14.562992576578001,20.219022078549401,"R",44]
["HT","PAIS",1.9469934975287,1.01553938795934,2.3689294529306002,"E",45]
["HT","PART",19.0053646312689,7.3958225433249103,11.589552860672899,"C",39]
["HT","PART",15.0844052676582,5.3365344131213899,8.5621747692870596,"I",35]
["HT","PEHG_P",1.38843552887763,0,1.3497976936095101E-2,"D",36]
["HT","PEHG_P",0,0,0,"Z",26]
["HT","PEHS_P",1.9017016015949899,1.0621520711961501,1.64205019967202,"I",44]
["HT","PELH_1",71.519035512616796,25.918798887377001,52.277738653119897,"C",27]
["HT","PELH_1",74.292316337009197,25.1553758313316,56.109174321588299,"I",44]
["HT","PEMB_1",0,52.514329314688901,196.584664260144,"Z",41]
["HT","PENE_1",123.86594649659099,27.002033757018701,45.297256869736998,"I",26]
["HT","PENN_1",0.43627596958703402,0,1.83998362587342E-2,"D",27]
["HT","PENN_1",82.877955731879396,5.4497872207679201,5.6722275154931499,"H",47]
["HT","PENT_1",23.428354370123799,12.1125983495079,28.577028441353999,"E",44]
["HT","PENT_1",0,0.100779875653141,3.2102060838479001E-4,"Z",45]
["HT","PENW_1",121.01025819118,7.6673960939087502,7.9902338241786,"H",46]
["HT","PERI_H",8.0168597375820203E-2,0,9.9363386809851306E-3,"D",25]
["HT","PERI_H",3.7868812220002499,0.975950452105804,1.433849180855,"R",36]
["HT","PERS_P",1.06856691165452,0.11534199747223201,0.11534199747223201,"H",26]
["HT","PITS_3",2.4283426300758602,1.2668834342933699,2.9949124386695298,"E",49]
["HT","POOB",21.691391516811699,0,0.32501013292139003,"D",46]
["HT","POOB",0,0,0,"Z",36]
["HT","POPP_3",16.3862203465346,1.23511802123013,1.29749771927206,"H",37]
["HT","POPP_3",0,0,0,"Z",50]
["HT","PORA_P",8.94668916795424,2.5716950254644999,2.9113585120555801,"R",27]
["HT","PORD",0.97278185442724296,0.36540513885057602,1.1590194247916701,"E",28]
["HT","PYLE_1",0.91314990904791205,0.25931701747479202,0.75325419361725598,"E",24]
["HT","PYLE_1",44.722665089697102,3.1388288956849402,3.27529971723646,"H",45]
["HT","QUOI_P",0.27322234478887297,0.10158864334228,0.14973949140425299,"C",46]
["HT","QUOI_P",0,0,0,"Z",30]
["HT","RANN_P",8.4338380428796,0.185512669983038,0.28680491515244499,"C",28]
["HT","RANN_P",9.3223850906526593,0.20784089144315701,0.32067744733200798,"I",45]
["HT","RASS_1",23.899204003070601,0,0.27040125208603399,"D",46]
["HT","RASS_1",14.5313619229015,1.39065661485159,1.5098557532674399,"H",31]
["HT","RATS_1",88.324751708281596,6.5172555870744997,6.9827738432941002,"H",36]
["HT","RAVE",0,0,0,"C",37]
["HT","RAVE",0,0,0,"R",28]
["HT","RAYL_1",14.2267565600184,5.1531267254241104,15.1730953581932,"E",27]
["HT","RAYL_1",0,0,0,"Z",28]
["HT","REDH",14.420894208019,5.4830744586578701,8.8395934149366706,"C",29]
["HT","REDH",21.771689752268401,9.3519727916361006,14.4561350770425,"C",45]
["HT","REDM_P",2.6392709515088102,1.3020679809592499,3.3476761226271501,"E",38]
["HT","RICH_J",0,11.705566642214301,5.0109057280967697,"C",28]
["HT","RICH_J",0,9.8652576613739296,4.4923200344554202,"I",30]
["HT","ROCH_1",1.2114087995043299,0,5.1600868176878499E-2,"D",29]
["HT","ROCH_1",83.576210017551603,16.051817726429999,27.254468621392199,"R",46]
["HT","ROTI3",0.47397738351541602,0,5.1002869212434503E-3,"D",36]
["HT","RRIG",0,0,0,"C",36]
["HT","RRIG",0,0,0,"I",37]
["HT","RUGEB1",4.1353468393323096,0,6.7482303382640996E-2,"D",38]
["HT","RUGEB1",71.870540730807903,11.357721610667401,19.2725849349569,"R",41]
["HT","RYEH_1",5.28229467890755,0.51347458945429403,0.51347458945429403,"H",28]
["HT","SAFO_1",48.924190152423698,19.001862297272101,38.845996241424402,"C",45]
["HT","SALH_1",160.70965991235499,40.529099794445997,54.333655101361799,"C",38]
["HT","SALH_1",0,0,41.903484207031902,"Z",38]
["HT","SALL1",0,0,0,"I",28]
["HT","SALT_1",6.3872935593607902,3.2578093704416098,8.5267573775096199,"E",35]
["HT","SALT_1",29.298986158732099,9.2424168475843302,11.3999642290516,"R",29]
["HT","SANX",1.6175341960921501,0.86185726108179195,1.98623426260803,"E",46]
["HT","SANX",0,0,0,"Z",47]
["HT","SASA",0,0,0,"Z",40]
["HT","SBAR",8.2227424404781697,0,0.13808445013356599,"D",37]
["HT","SEAB1",12.9672813016095,1.2368020852460899,1.37422453916232,"H",30]
["HT","SEAB1",124.33842571599401,8.2202729758189594,8.5663897326955496,"H",46]
["HT","SELL_1",67.219713115469204,22.0661171753563,41.618790150495101,"I",47]
["HT","SFEG_P",0.35087313095978001,0.17504441301305601,0.45511547383394901,"E",37]
["HT","SFEG_P",1.04452272848449,0.30224058550886301,0.34288105624066201,"R",43]
["HT","SFIL_P",0.90395101676899403,7.89550623205547E-2,8.2418003650403499E-2,"H",38]
["HT","SHEC_3",0.55728014168435902,0,6.1585833657306799E-2,"D",28]
["HT","SHEC_3",23.375537649450699,4.6899448874860203,8.1443703364938091,"R",29]
["HT","SHIN_P",1.18074302455048,0.61045115608295297,1.4402260808184599,"E",44]
["HT","SHIN_P",0,0,0,"Z",46]
["HT","SHRU",44.061433393478801,3.2403099570713998,3.3725675063396299,"H",47]
["HT","SHRW_1",35.693670222917397,12.0281647169321,39.894038041893801,"I",45]
["HT","SIGH",4.4893002742049903,0.50343461367779097,0.52740769051959102,"H",29]
["HT","SJOW_1",262.15393100892197,89.649086250944805,180.85522662858699,"C",30]
["HT","SJOW_1",260.16651289688599,81.410528312337206,181.05829017876499,"I",47]
["HT","SKLGB1",68.067090552264602,0,1.0351338845145399,"D",46]
["HT","SKLGB1",174.37659113676,32.832394074856303,54.799776904177897,"R",48]
["HT","SLOY_P",0.63847583861218205,6.1988274611936303E-2,6.4707058586144006E-2,"H",38]
["HT","SMAN_1",254.75220752592301,18.549917165580101,19.204620124365199,"H",43]
["HT","SMAN_1",96.9232086724992,20.587641911677299,29.685298257623099,"R",28]
["HT","SPAV",0.66088134723115,0.330994990431763,0.879205443334374,"E",29]
["HT","SPEN_1",119.33361105348401,59.106810777283002,95.213508899971998,"C",49]
["HT","SSHI_3",3.4406918977564098,0,3.2297861633805401E-2,"D",38]
["HT","SSHI_3",20.776670905950901,2.65352177875985,4.2416782855222603,"R",39]
["HT","STAH_1",4.49342464632117,0.44404482780539001,0.46518981960564698,"H",29]
["HT","STAH_1",73.422298684738493,19.560356313887599,27.992084014015699,"R",27]
["HT","STAL_1",129.8983992718,31.547891085457302,70.405857375391093,"I",30]
["HT","STAY_1",18.2656010048015,0,0.32760119021102702,"D",47]
["HT","STEN_1",62.3980747322246,23.040421129325299,49.699357008547302,"C",24]
["HT","STEN_1",33.467137876428403,17.648072496178401,40.821960255348202,"E",48]
["HT","STES_1",93.055276056014307,35.663173705476098,72.903997558774194,"C",38]
["HT","STES_1",64.188576088228999,21.611605716023401,47.639659571667003,"I",30]
["HT","STHA",0.18019476953315799,6.7686392876005294E-2,0.214692777403579,"E",28]
["HT","STIR",49.1641278387442,3.56754444166971,3.7095362602436301,"H",48]
["HT","STLE",21.762808785804701,9.8628658965657898,15.031100656225799,"C",49]
["HT","STLE",0,0,0,"Z",26]
["HT","STOR_P",2.3177350390209202,1.15985691410022,2.95835109201365,"E",39]
["HT","STOR_P",0,0.28377199175935203,10.4706734238836,"Z",40]
["HT","STRI_P",2.4565299763912098,0.23606306937886301,0.25253258584715599,"H",32]
["HT","SUND_1",2.6681577781558898,0,7.1690805366121005E-2,"D",30]
["HT","SUND_1",209.622626257685,33.804335284853501,52.181372153225603,"R",47]
["HT","SWAN_1",128.96198281328799,68.004931594190097,157.30299245466301,"E",48]
["HT","TARL_P",7.6507620680284303,3.5377949929438999,5.5046813286374103,"C",33]
["HT","TARL_P",7.9401293240592103,3.4075510223681502,5.2831063391536697,"I",38]
["HT","TAUN1",0,0,0,"Z",31]
["HT","TAYN_P",3.28333733563279,1.6033120153588201,4.3782751188644902,"E",34]
["HT","TELR",14.164872455802,5.8788293826683704,8.9733090737984593,"C",48]
["HT","TELR",9.5920990231679006,3.5558891681862201,5.6749236468842099,"I",49]
["HT","TEMP_3",2.9451499967903301,0.67086897847341898,0.94243764383977002,"I",31]
["HT","TEMP_3",0,0,0.94429358798938101,"Z",39]
["HT","THOM_6",36.014328934746302,2.71443395320934,2.8106904763727898,"H",40]
["HT","THSO_P",0.18405494819204901,0,3.16299629659374E-3,"D",30]
["HT","THUR_6",1.76687039591202,0,3.3901824997692398E-2,"D",32]
["HT","THUR_6",47.377362982678903,25.521088491035499,58.815841867271601,"E",47]
["HT","TILBB_1",64.1143050371589,18.942031789919099,45.812866956047998,"I",40]
["HT","TILBB_1",53.471241191988902,11.684317296065,19.393710256154399,"R",38]
["HT","TONG",0,0,0,"Z",30]
["HT","TONG1",1.3949683141123399,0.15025282422136799,0.16313163772605699,"H",31]
["HT","TOTT_1",127.53943780621501,40.534206657202901,78.108228537784896,"C",39]
["HT","TOTT_1",99.050265376755505,26.734428419149801,57.878007066307703,"I",48]
["HT","TRAW_1",15.644880026970499,0,0.23025085744223001,"D",49]
["HT","TRAW_1",0,0,0,"Z",39]
["HT","TUMB_P",0,0,0,"I",40]
["HT","TYNE_1",67.994077097378806,20.874063015340099,39.893051194579002,"C",40]
["HT","TYNE_1",48.261333401561899,8.9811950535364602,13.310235436701999,"R",30]
["HT","TYNE_2",0,0,0,"Z",37]
["HT","T_BPGRD-1",44.94,44.94,44.94,"T",39]
["HT","T_BRER_RTK",22,22,22,"T",40]
["HT","T_COWBD-1",0.67920000000000003,0.67920000000000003,0.67920000000000003,"T",41]
["HT","T_CURRD-2",2.0903999999999998,2.0903999999999998,2.0903999999999998,"T",42]
["HT","T_ELSTR-1",17.766999999999999,17.766999999999999,17.766999999999999,"T",31]
["HT","T_FERGD-2",2.7332000000000001,2.7332000000000001,2.7332000000000001,"T",32]
["HT","T_FROD_NR",11.412000000000001,11.412000000000001,11.412000000000001,"T",48]
["HT","T_GOWKD-1",7.2667999999999999,7.2667999999999999,7.2667999999999999,"T",49]
["HT","T_INWID-1",4.3525999999999998,4.3525999999999998,4.3525999999999998,"T",39]
["HT","T_LONGB-RTK",14.264799999999999,14.264799999999999,14.264799999999999,"T",45]
["HT","T_OXEN_NR",9.4174000000000007,9.4174000000000007,9.4174000000000007,"T",32]
["HT","T_POPP_3RTK",6.0217999999999998,6.0217999999999998,6.0217999999999998,"T",49]
["HT","T_RAVED-1",0.57839999999999903,0.57839999999999903,0.57839999999999903,"T",50]
["HT","T_SACOD-1",3.9592000000000001,3.9592000000000001,3.9592000000000001,"T",50]
["HT","T_SNDND-1",3.7465999999999999,3.7465999999999999,3.7465999999999999,"T",40]
["HT","T_THNJD-1",0,0,0,"T",41]
["HT","T_UNPKD-2",4.6199999999999998E-2,4.6199999999999998E-2,4.6199999999999998E-2,"T",47]
["HT","T_WHISTLD-1",12.3026,12.3026,12.3026,"T",31]
["HT","T__MYELT001",2.532,2.532,2.532,"T",32]
["HT","UPPB_1",152.91535368473299,8.8729742011792396,9.3037011041491002,"H",49]
["HT","UPPB_3",32.264063294698097,1.8769277361088901,1.9516313275958099,"H",48]
["HT","USKM_1",15.3512840252733,1.56528919498736,1.6994568402719901,"H",31]
["HT","WABO",0,0,0,"C",32]
["HT","WABO",0,0,0,"R",45]
["HT","WALH_1",39.493285732101,0,0.70591559358292899,"D",49]
["HT","WALH_1",129.34267237869699,25.307323032170402,37.438019367650703,"R",50]
["HT","WALP_1",5.8629657830958601,0.56398337415892796,0.56398337415892796,"H",28]
["HT","WALP_B",102.386208092529,46.998801125725997,121.366100032969,"C",40]
["HT","WALP_B",77.451305686292699,29.989876037832001,87.572722175783696,"I",41]
["HT","WARL_1",14.2997238530552,6.8634452143734102,19.0485472253986,"E",31]
["HT","WASF_1",70.271746247765407,15.461550551369699,21.0189261958641,"C",29]
["HT","WATFS_1",0.28535441394955402,0,1.98696023605562E-2,"D",24]
["HT","WATFS_1",75.672002121557099,17.034818080323099,27.530232019581099,"R",41]
["HT","WBOL_6",2.6439269565319599,0.97056454331126396,2.8891223614846901,"E",26]
["HT","WBUR_1",71.124733849428395,21.047862013745899,44.226149537557298,"C",31]
["HT","WBUR_1",60.969311024050398,16.7641689360625,38.144932648640598,"I",32]
["HT","WESA_H",5.1311188134806596,0.31985410561233901,0.335013067963634,"H",50]
["HT","WESA_H",1.86280867682177,0.92106873953401203,0.99232317119159297,"R",49]
["HT","WFIE",5.1070410004909803,2.6643792196560598,6.1866885480413796,"E",50]
["HT","WGEO",17.1309545428673,9.0967370595227006,13.389317186879801,"C",24]
["HT","WHAM_1",3.5573715141439401,0,0.32203909554233001,"D",28]
["HT","WHAM_1",0,0,0,"Z",33]
["HT","WHGA_1",148.722556308245,9.8590295136698902,10.326282097256099,"H",50]
["HT","WHGA_1",90.384184286861796,13.8236692331032,22.876211788933801,"R",34]
["HT","WHHO",20.232927213934101,5.5239760146977996,6.5849207929185303,"R",24]
["HT","WIBA_3",2.3221967127499901,1.18900695857917,2.90242309976313,"E",41]
["HT","WIBA_3",0,0,0,"Z",42]
["HT","WIEN_1",8.0766794743678894,4.0417875096172002,10.309053080085301,"E",39]
["HT","WILL_1",5.3996964805993803,0,0.12042895464634901,"D",32]
["HT","WILL_1",151.571952545122,30.396662697454801,56.567934584749501,"R",33]
["HT","WIMBN1",30.6040998914897,11.9719286385003,24.495278200857499,"I",36]
["HT","WIMBN1",0,0,0,"Z",50]
["HT","WIOW_P",3.8861000445568701,0,5.5146037068324702E-2,"D",43]
["HT","WIOW_P",0,0,4.5010073613218502,"Z",33]
["HT","WISD_1",37.688120496195403,2.9044923580331798,3.1892465107815302,"H",33]
["HT","WISD_6",44.140385038699399,11.8021414371003,28.700211078113,"C",50]
["HT","WISD_6",22.3500682792241,3.4742036357575499,6.8471980484309496,"R",24]
["HT","WISH",11.5393937977289,0.93353021658737401,1.0113244013029801,"H",34]
["HT","WISH",0,12.128394259895501,45.402013978103199,"Z",41]
["HT","WMEL_1",151.15740227403299,10.001020297974801,10.435847267452001,"H",42]
["HT","WOHI_P",16.1871783308492,7.9372625006719604,11.854432554039199,"C",40]
["HT","WOHI_P",9.1803148739864397,2.6210153376059999,2.9699359701118202,"R",32]
["HT","WWEY_1",82.080457540924698,26.850318492149398,60.836900821872,"C",25]
["HT","WWEY_1",75.329565892478996,38.5701080107198,94.151486366779196,"E",41]
["HT","WYLF_1",2.8052280988030001,0,2.0757577202536199E-2,"D",42]
["HT","WYLF_1",22.828076322615001,9.5719764381141701,23.859738911001902,"R",43]
["HT","WYMOM_1",29.401474904618802,0,2.5424990833205601,"H",33]
["HT","WYMOM_1",0,0,0,"Z",42]
["HE","ABHA1",78.813864615062599,25.7709480996445,64.981103167688303,"I",50]
["HE","ABNE_P",0.33260693611817099,9.4453974983714994E-2,0.27436630828602898,"E",24]
["HE","ABTH_1",6.0429650724334998,0,0.280687362462609,"D",39]
["HE","ABTH_1",94.199541808013393,5.1335859528860501,5.4900849773920299,"H",41]
["HE","ACTL_2",11.544223764583901,4.1940868440025003,9.5118528006594598,"C",42]
["HE","ACTL_C",2.2922439552479501,0.68491297529668604,2.1414013839888102,"E",35]
["HE","ACTL_C",8.2745134254252797,1.62618942242828,2.90824965055634,"R",44]
["HE","ALNE_P",8.6038276934321196,3.4077516756191302,5.3179093115502303,"I",25]
["HE","ALST_3",0,0,0,"D",42]
["HE","ALST_3",0,0,0,"E",50]
["HE","ALVE1",128.95120942416699,33.870056182643999,119.273584944256,"E",43]
["HE","AMEM_1",5.9617444654129201,8.30436961702239,30.188629833459601,"C",33]
["HE","AMEM_1",4.8890116658268798,6.1728932909889798,24.849468002311699,"I",47]
["HE","ARBR_P",3.5152030688232201,0,0.134628642932865,"D",50]
["HE","ARBR_P",0,0,0,"Z",24]
["HE","ARDK_P",0,0,0,"H",25]
["HE","ARMO_P",0.193729338902108,3.8204444522542701E-2,0.17464888924590899,"E",25]
["HE","AXMI1",10.1990480415423,3.0000571409130501,9.4508842326415898,"E",34]
["HE","AXMI1",0,0,0,"Z",35]
["HE","AXMI_H",63.095256066602801,3.54065406891071,3.8446496202818299,"H",49]
["HE","AYRR",0.19441959695824701,1.8931964783808201E-2,1.8931964783808201E-2,"D",25]
["HE","AYRR",13.539546915810201,3.5351153897142802,4.2585478848521596,"R",42]
["HE","BAGA",0.36797293449943702,1.43160239808711E-2,2.8632047961742201E-2,"D",28]
["HE","BAGA",0,0,0,"Z",43]
["HE","BAIN",7.9124736607763904,3.0414091235060798,4.9794629150080798,"I",33]
["HE","BARKR_A",2.24595051502794,0,4.2322419982095502E-2,"D",34]
["HE","BARKR_C",4.51777974986729,1.1860485302255399,4.2518136605735997,"E",47]
["HE","BARKW3",102.05227543285901,37.0012943519177,67.705510746558701,"C",43]
["HE","BARKW3",67.475509102989093,20.5954162839807,43.3353253633382,"I",44]
["HE","BEAU_P",9.0420203868225695,4.3054203976271603,6.7361763699670298,"C",30]
["HE","BEAU_P",0,0,0,"Z",34]
["HE","BEDDT1",83.034067879785894,4.4981820180731802,4.9979800200813198,"H",35]
["HE","BEDD_1",0.976781348301758,5.79293022837018E-2,5.79293022837018E-2,"D",25]
["HE","BEDD_1",105.582148490801,28.148203812563501,74.670107327838295,"I",31]
["HE","BERB_P",0,0,0,"E",42]
["HE","BERB_P",0,0,0,"Z",43]
["HE","BERW",0,0.293613680956745,0.69043736246054399,"Z",28]
["HE","BESW_1",4.8364628398619596,8.3977524377574095E-2,0.25193257313272199,"D",33]
["HE","BICF_1",2.9564118947077298,0.26545870713422298,0.29495411903802599,"H",26]
["HE","BIRK_1",0.40642142500953998,2.3048606618605201E-2,2.3048606618605201E-2,"D",25]
["HE","BIRK_1",63.294746711107102,16.198620487460801,41.158462419924,"I",43]
["HE","BISW_1",19.408692194559102,0,0.88145762716267195,"D",44]
["HE","BISW_1",0,0,8.0603050355905594,"Z",34]
["HE","BLYTB1",52.555056417115303,14.353593371350399,26.076954127197201,"R",30]
["HE","BLYTH132",13.8887297213262,17.787338901633898,48.948939836773398,"C",35]
["HE","BLYTH132",13.169961259309799,9.9194098975608398,20.284449951868801,"R",25]
["HE","BOAG_P",8.0039595574931397,2.4209476685924001,7.4463805546596502,"E",36]
["HE","BOAG_P",0,0,0,"Z",26]
["HE","BONN",2.4846559438204401,0,6.0008842759722597E-2,"D",35]
["HE","BONN",17.982635216316901,7.1862024471403103,11.764624267793801,"I",33]
["HE","BOTW_1",1.9682082668732499,0.14819843051305101,0.169369634872059,"H",25]
["HE","BRAC_P",12.306092164395301,5.3512674169766798,8.3564140172657702,"C",26]
["HE","BRAC_P",11.2883909536343,4.5433731350289497,7.0881384781907002,"I",27]
["HE","BRAI_1",4.7891258932009597,0,0.19063401406991601,"D",38]
["HE","BRAI_1",78.702433162097407,13.2676480677507,28.178096754545301,"R",44]
["HE","BRAP",6.6396066068387602,0.51930620579671705,0.58631345815758396,"H",34]
["HE","BRAW_1",89.244880709876298,6.23100158604373,6.9233350956041502,"H",35]
["HE","BRAW_1",97.722404040637102,29.237997598079399,74.3322393724292,"I",35]
["HE","BRED_1",24.608511330133599,4.8529278591587603,22.184813070439901,"E",25]
["HE","BRFO_1",330.78150673624498,17.9206858060172,19.244372825779902,"H",45]
["HE","BRID_P",9.3328009346326599,4.5415690719495201,7.1171149729679799,"C",36]
["HE","BRID_P",8.0921606487816398,2.07278456730762,2.3297647492263902,"R",35]
["HE","BRIM_1",50.6996878621839,15.335071378941199,47.167800775660702,"E",36]
["HE","BRIM_1",69.718930727183803,23.1991405820241,62.141646085526403,"I",46]
["HE","BRLE_1",141.37145787327401,47.372675153843602,97.132450383317604,"I",26]
["HE","BROA_P",5.0333521589731499E-2,1.3354300619560001E-3,2.6708601239120102E-3,"D",27]
["HE","BROA_P",0,0,0,"Z",43]
["HE","BROR_P",2.7143572709013499,0.70238524517070899,2.5319855208976301,"E",44]
["HE","BROX",20.418724357483899,7.2319403440648999,11.8274658460649,"C",34]
["HE","BROX",17.272902631113801,5.7772467197140598,9.4286146438644796,"I",35]
["HE","BRWA1",96.74572979781,5.3111064473337297,5.6860080789102296,"H",44]
["HE","BUMU_P",43.246079552572198,2.88998598068325,3.0939849910844202,"H",44]
["HE","BURM_1",172.366550382127,76.123302077870704,207.48339977880801,"C",45]
["HE","BURM_1",81.387596525453006,20.697282310651001,44.242704680657397,"R",41]
["HE","BUSH_1",34.5837937251355,10.3334939560423,32.307985185013997,"E",35]
["HE","BUSH_1",0,0,0,"Z",36]
["HE","BUST_1",77.654337290963397,24.2002520863287,53.060753622911797,"I",26]
["HE","B_EXTRA_102",0,0,8.7098863635232302,"TZ",46]
["HE","B_EXTRA_105",0,0,0,"TZ",27]
["HE","B_EXTRA_109",0,0,0.76480563899038101,"TZ",44]
["HE","B_EXTRA_114",0,1.1166456746433601E-2,2.2513340980691101E-2,"TZ",25]
["HE","B_EXTRA_122",0,0,2.50706953146083E-3,"TZ",37]
["HE","B_EXTRA_127",0,0,0,"TZ",27]
["HE","B_EXTRA_129",0,0.18026155885592099,37.152422537346801,"TZ",49]
["HE","B_EXTRA_135",0,0,1.0602306968414299,"TZ",44]
["HE","B_EXTRA_202",520,520,520,"T",45]
["HE","B_EXTRA_435",20,20,20,"T",46]
["HE","B_EXTRA_78",0,0,0,"T",27]
["HE","B_EXTRA_82",68,68,68,"T",36]
["HE","B_EXTRA_87",0,0,0,"TZ",26]
["HE","B_EXTRA_97",0,9.4790302364864798E-2,6.1853378378378301E-2,"TZ",24]
["HE","CAAD_P",13.782881018747201,3.6450129122352699,12.971677805160899,"E",46]
["HE","CAFA",0,0,0,"C",36]
["HE","CAFA",0,0,0,"D",30]
["HE","CAIF_P",0,0,0,"D",37]
["HE","CAIF_P",0,0,0,"Z",27]
["HE","CAMB_01",0.91443185445130903,8.0741117754152103E-2,9.1506600121372295E-2,"H",28]
["HE","CANTN1",2.5101048259476899,0.204583059877158,0.22731451097462099,"H",26]
["HE","CANTN1",38.522005870911499,33.291881053031197,72.868789774419596,"I",45]
["HE","CAPEA1",10.8369748436556,0,0.61954261543784594,"D",46]
["HE","CARE_1",59.002834757130799,34.946937024689397,63.681111709756699,"C",32]
["HE","CARR_1",1.1714924387858501,4.6425485642963601E-2,9.2850971285927203E-2,"D",28]
["HE","CARR_1",134.34015869062699,22.052663190939199,28.1285517186713,"R",45]
["HE","CASS_P",4.8604086528873998,1.2853809210438001,4.5743451576572003,"E",46]
["HE","CASS_P",0.68620945818895895,0.25896671455652398,0.405097588823705,"I",33]
["HE","CATY",5.3296954254027904,2.0770775972327802,3.3785862257920498,"I",36]
["HE","CBNK_H",1.7898864262261001,0,7.2195556772521E-2,"D",37]
["HE","CBNK_H",0,0,0,"Z",30]
["HE","CEAN_P",7.5703482221078394E-2,6.8386539239189102E-3,7.46034973518427E-3,"H",27]
["HE","CELL_1",212.22245483723401,57.172540065676699,122.779861403034,"C",28]
["HE","CHAP",0.940578547397798,1.95235525198942E-2,3.90471050397884E-2,"D",31]
["HE","CHAP",3.9214449040435002,0,0.21779614147702001,"D",45]
["HE","CHAR_P",5.9956387338599697,0.33703286148720502,0.36823960792120503,"H",38]
["HE","CHAS",0.49783463737443401,2.2320497153554299E-2,4.4640994307108599E-2,"D",28]
["HE","CHAS",13.3664499044573,4.0358826099715097,4.8485910865515898,"R",32]
["HE","CHIC_1",5.2466475778774502,1.68925142258109,4.5046704602162801,"E",29]
["HE","CHIC_1",0,0,1.00395815925136,"Z",46]
["HE","CHSI_1",46.254840574483303,13.4948835237556,43.099284253994803,"E",38]
["HE","CHTE_1",6.7856991896474099,0,0.169245781625354,"D",36]
["HE","CHTE_1",178.55798438940499,38.415097451067403,57.728078326409701,"R",37]
["HE","CITR_1",260.940724179678,96.563760305365705,187.28364547993601,"I",35]
["HE","CLAC_P",0.87388409589815197,0.51516218018565996,0.82015806241140998,"C",27]
["HE","CLAC_P",0.76416817937507497,0.43673029564472998,0.69417445116737997,"I",28]
["HE","CLAY_P",1.83935436887399,0,9.4030139927179304E-2,"D",45]
["HE","CLT03",0,0,0,"D",40]
["HE","CLYM",30.151263070028701,12.4032958574875,19.965827876740299,"C",38]
["HE","CLYM",23.2190061322251,5.6194295380753703,6.7448698945333199,"R",28]
["HE","COAT",19.827495495260202,1.3660128272885299,1.4940765298468299,"H",37]
["HE","COAT",0,0,0,"Z",29]
["HE","COCK",34.760992300825102,2.1515572301374002,2.3170616324556601,"H",46]
["HE","CONQA1",176.37506045638,139.17702209241099,220.05372085054199,"C",47]
["HE","COUA_P",9.3914850093525892,7.3768115653670696,11.2524778863965,"C",42]
["HE","COUA_P",13.9072389936352,4.0966869195157196,13.032413421815001,"E",37]
["HE","COVE_1",134.21828335603499,52.883705127542498,123.739950208913,"I",30]
["HE","COVE_1",147.00022125653001,56.320241690272503,137.50966981069499,"I",48]
["HE","COWL_1",167.27943579618699,37.736840099251303,56.271120501082002,"R",47]
["HE","COYL",33.002018965148601,8.6639894495167393,31.0591580004868,"E",48]
["HE","COYL",0,0,0.54393387555483297,"Z",45]
["HE","CRAI_P",8.5124722211944803,4.58076734461104,7.1230574571878398,"I",38]
["HE","CREB_1",18.978409875611099,4.95919468870758,15.729945653244201,"E",28]
["HE","CREB_1",0,0,0,"Z",29]
["HE","CUMB",39.098707991524002,2.27543933263525,2.45047312745334,"H",46]
["HE","CUPA",26.467709535451299,11.2815566828661,17.681078018841699,"C",46]
["HE","CUPA",18.0048240466854,6.9135397285937401,11.2615903089842,"I",47]
["HE","CURR",3.2346953178597002,0.63597460508345405,0.59751935929521005,"R",47]
["HE","DALL_P",0,0,0,"I",29]
["HE","DALM3",0.49662026012729998,1.41517533412381E-2,2.83035066824762E-2,"D",30]
["HE","DALM3",0.84253657867670195,7.7693609629771399E-2,8.6326232921968296E-2,"H",26]
["HE","DEVM",2.7614438226690599,0.72495928719705804,2.5988749381763898,"E",47]
["HE","DEVM",0,0,0,"Z",48]
["HE","DEVO",18.94179494466,9.7982003714754704,15.774745437058399,"I",38]
["HE","DEWP",25.048652035355701,11.3820469356762,18.463375738009098,"I",45]
["HE","DEWP",0,0,0,"Z",28]
["HE","DOUN_P",0.47163568888034801,4.8050747853379101E-2,5.26270095537009E-2,"H",29]
["HE","DRAK_1",1.7311242077182001,0.49160599149809903,1.4279983562563701,"E",24]
["HE","DRAX_1",2.3393652629405599,0.68251152421696204,2.1797711804679198,"E",38]
["HE","DRAX_1",0,0,0,"Z",39]
["HE","DRCR",4.1627688414132402,2.4187175622566199,3.9320919497801499,"I",29]
["HE","DRCR",0,0,0,"Z",29]
["HE","DRUM",20.644029037379099,3.0647279257054501,3.5336680413642498,"R",30]
["HE","DUBE_P",0,0,0,"E",47]
["HE","DUDH_P",0.19957227592114599,8.6867573613120998E-3,1.73735147226242E-2,"D",26]
["HE","DUDH_P",0,0,0,"H",48]
["HE","DUGR_P",0.441900583163788,0,1.5143718133686101E-2,"D",38]
["HE","DUGR_P",5.50244583023599,2.4922974701612199,2.8859915322191201,"R",32]
["HE","DUNB_A",1.0278284930889401,9.2070614384508295E-2,0.104346696302442,"H",28]
["HE","DUNB_B",3.3946975000878101,2.5153017156118298,4.0919796145477001,"I",48]
["HE","DUNF",5.1711074728202204,0,0.25903924088987501,"D",49]
["HE","DUNO_P",5.4793689062386797,2.6279623418382401,4.1663871202325904,"C",28]
["HE","DUNO_P",9.2071089534952009,0.50787503915957699,0.54984818289177395,"H",39]
["HE","DYCE_P",13.179692818713701,5.6324152513709302,8.5854560441381498,"C",40]
["HE","DYCE_P",9.4859232224789807,3.6520358267615398,5.6961914774246099,"I",34]
["HE","EALI_6",8.8044716844140698,2.5040345704948299,7.7955793232386501,"E",30]
["HE","EALI_6",0,0,0,"Z",47]
["HE","EASO_1",0,0,3.4917409477830499,"Z",31]
["HE","EAST",0,0,0,"C",48]
["HE","EAST",0,0,0,"R",38]
["HE","ECLA_1",142.59354633754299,31.8169129269575,75.223087217527194,"C",31]
["HE","ECLA_1",59.739484904210002,3.9689740831793898,4.3942213063771902,"H",36]
["HE","ECLA_H",0.28310291218087202,0,1.66099447776001E-2,"D",48]
["HE","ECLA_H",3.7359398670319699,3.4321887951952799,5.9042372758489803,"R",49]
["HE","EERH",23.991702888117199,5.4999079188775797,6.3600924731341104,"R",33]
["HE","EKIL",14.5325696356236,8.2447439023155606,13.620288583877,"C",39]
["HE","EKIL",11.583745092667799,6.0718651218552697,10.193218089288001,"I",40]
["HE","EKIS",0.116940524320887,3.3258453895610801E-2,0.103540469675015,"E",30]
["HE","ELDE",1.9010358816111199,0.55919103905867296,1.76158303853694,"E",34]
["HE","ELDE",22.580519551456,1.4345297846716201,1.5489869483422301,"H",47]
["HE","ELGI_P",10.503222452994599,2.7718691675930298,3.1996780586515601,"R",40]
["HE","ELGI_P",0,0,0,"Z",40]
["HE","ELST_1",122.753764910036,35.248710473723797,83.5424448971564,"C",30]
["HE","ELST_1",98.264565975713595,26.780391154283901,67.521621078162596,"I",31]
["HE","ENDE_1",12.363725229659799,0,0.62381233505726097,"D",41]
["HE","ENDE_1",152.290336395309,30.4430672869563,59.193504219001298,"R",48]
["HE","ERSK",6.4045350116813902,1.68137664028574,6.0274938044708302,"E",49]
["HE","EXET1",101.466286419615,42.091471622673701,88.801713502726997,"C",39]
["HE","EXET1",93.136826991339703,21.438940194974101,33.674115360526898,"R",42]
["HE","FASN_P",0.58277496541916296,0,2.5603120984072299E-2,"D",40]
["HE","FASN_P",0,0,0,"Z",30]
["HE","FAWL_1",50.137881849280198,40.511208807714702,60.979650030431301,"C",39]
["HE","FAWL_1",56.993107944283601,24.546048572202899,27.297219765793798,"R",39]
["HE","FECK_6",169.065082639249,46.136662513712402,158.90009353987301,"E",40]
["HE","FECK_6",0,0,0,"Z",41]
["HE","FERRA2",33.564136251148099,10.600726140360001,36.068021955117104,"I",44]
["HE","FERRB_M",1.4898205736849499,2.6679693200509301E-2,5.3359386401018602E-2,"D",31]
["HE","FERRB_M",71.209798886741396,6.6262103728972797,18.330974413172601,"R",32]
["HE","FETT_P",0,0,0,"D",50]
["HE","FETT_P",0,0,0,"Z",49]
["HE","FIDD_P",4.5046900705045401,2.1214930238407201,3.3335525855989498,"I",39]
["HE","FIDF_1",173.87592622195399,10.2760177350712,11.0959127671247,"H",47]
["HE","FINN",3.4248979849507202,0.30162542507732298,0.34961128815780601,"H",32]
["HE","FLEE_1",297.18683936541697,132.48213914015901,245.75961734632699,"C",49]
["HE","FLEE_1",176.897742997932,64.963835851078798,140.55696477622101,"I",50]
["HE","FOUR_1",5.1255625527523597E-3,2.6752055150514498E-4,2.6752055150514498E-4,"D",25]
["HE","FOUR_1",0,0,0,"Z",40]
["HE","FRAS_P",9.5774282880935004,0.57764466086085697,0.61775887342063895,"H",41]
["HE","FROD_1",41.8570758406577,10.9886993233368,39.392909062510597,"E",49]
["HE","FROD_1",98.880332481510905,15.9376398058997,35.343700934276903,"R",31]
["HE","FWIL_P",3.6053809077181498,1.1352102069335299,3.2529415286399401,"E",32]
["HE","GALA",11.2072778689671,3.4846434581906198,5.7511777568558298,"C",28]
["HE","GIFF",5.4925057367261596,0,0.22234882626018199,"D",41]
["HE","GIFF",0,0,0,"Z",31]
["HE","GLEF_P",0,0,0,"H",32]
["HE","GLLE",0,0,0,"D",47]
["HE","GLLE",0,0,0,"I",49]
["HE","GLLU",1.8544746023533301,0,0.106160680267745,"D",50]
["HE","GLLU",0,0,0,"Z",26]
["HE","GLNI",9.7928322413016602,0.59662213794816099,0.63699506457623201,"H",40]
["HE","GLRO",12.041736912129499,5.9516273722279402,9.4818691352524098,"C",41]
["HE","GLRO",9.0197971856047907,2.5535807977655698,3.0596257782524199,"R",31]
["HE","GORG",2.67253783294563,0.25225764370685,0.28634651447804599,"H",31]
["HE","GOVA",11.951375691924399,5.4061695831060304,7.9356123054657601,"I",24]
["HE","GREE_H",2.2433157701241502,0,0.10235556282318301,"D",41]
["HE","GREE_H",9.6499444105687093,2.5285915287413401,3.4311980692004198,"R",28]
["HE","GREN_1",51.050909987230703,3.9026669722191198,4.4300544008973803,"H",31]
["HE","GRIW_1",121.721570422849,42.634133171665297,106.341162823484,"C",32]
["HE","GRIW_1",17.2551709906074,5.0756206596139304,15.9893965380325,"E",34]
["HE","GRUB_P",0.44065809149846202,0,2.2471601312400301E-2,"D",49]
["HE","GRUB_P",2.1310189680932501,0.94705666563435797,0.95004151736780396,"R",50]
["HE","G_EXTRA_10",0.79076591654751904,6.6287391213503993E-2,6.6287391213503993E-2,"H",24]
["HE","G_EXTRA_11",6.4023354475604899,2.2337224423603002,3.6688841117016402,"I",30]
["HE","G_EXTRA_12",2.7691982783795299,0.84625737869431295,2.5343645455688901,"E",33]
["HE","G_EXTRA_12",0,0,404.52554068607901,"Z",50]
["HE","G_EXTRA_14",0.49900603466532101,0,0,"D",36]
["HE","G_EXTRA_17",0,0,0,"D",24]
["HE","G_EXTRA_17",7.7825902433016996,2.2859711755108401,2.5771444952448701,"R",41]
["HE","G_EXTRA_18",0.45020311552489001,0,0,"H",33]
["HE","G_EXTRA_19",3.7648169405641201,1.1069767441860401,3.4733659541273498,"C",31]
["HE","G_EXTRA_19",3.4696599156143302,1.8071456094674201,2.8451907903963098,"I",32]
["HE","G_EXTRA_2",1.75728667527142,2.27792669741783E-2,6.83378009225349E-2,"D",33]
["HE","G_EXTRA_20",14.729929281023299,8.1691831063613201,12.632932270986,"C",38]
["HE","G_EXTRA_20",1.6163167356524899,0.42125527840830101,1.5222383950837799,"E",50]
["HE","G_EXTRA_3",6.5025169199814101,4.0258260461552604,5.6519999504089302,"I",43]
["HE","G_EXTRA_4",5.8772444179372396,1.75609622685199,5.4904886113005196,"E",35]
["HE","G_EXTRA_4",0,0,3.8758740730958898,"Z",33]
["HE","G_EXTRA_5",23.723556618770399,1.4701939232789101,1.6005559460327099,"H",50]
["HE","G_EXTRA_6",1.9641881482040002E-2,2.7800934365800299E-3,2.7800934365800299E-3,"D",24]
["HE","G_EXTRA_6",0,0,0,"Z",36]
["HE","G_EXTRA_7",2.3591774731727,0.63221066246850899,2.2046320537363302,"E",41]
["HE","G_EXTRA_7",0,0,0,"Z",42]
["HE","G_EXTRA_8",18.630725358054399,1.25121730737218,1.3411741072486101,"H",42]
["HE","G_EXTRA_9",0.73044507532951497,1.2938969534180099E-2,3.88169086025403E-2,"D",32]
["HE","G_EXTRA_9",7.6634002052474601,2.4593698028850302,2.9517617156574198,"R",33]
["HE","HACK_1",35.807155120042502,6.2254642116765799,13.7647655338444,"R",43]
["HE","HACK_6",44.708526758457403,12.516891918229801,24.67211979527,"I",42]
["HE","HAGR",1.34832504003279,0,8.3780061100000205E-2,"D",43]
["HE","HAGR",0,0,0,"Z",33]
["HE","HAMHC1",141.14922033844999,36.524716475571303,131.66571181113099,"E",44]
["HE","HARG_P",0.56227934619922704,0.33844707536188101,0.51547382767935701,"C",50]
["HE","HARG_P",0,0,0,"R",24]
["HE","HARK_1",131.84560599260701,62.4376128199997,127.234031085281,"I",41]
["HE","HARK_1",0,0,0,"Z",41]
["HE","HARM_6",42.683346753621997,3.2718887918598498,3.5071226265687301,"H",42]
["HE","HAWI",2.084139353261,0,9.6799159680203403E-2,"D",47]
["HE","HAWP_6",1.3107781056347001,0.123932042934061,0.123932042934061,"H",24]
["HE","HELE",6.1232718969437396,1.9285174990202401,3.17679502931641,"C",25]
["HE","HELE",6.0658415049562704,1.9636560312604501,3.2314405815233398,"I",42]
["HE","HELE",0,0,0,"Z",25]
["HE","HEYS1",0,0,0,"R",43]
["HE","HEYS_1",24.3059129827998,1.6569009277425799,1.87573689933123,"H",33]
["HE","HUER",2.2655008899709101,0.85427882398946697,1.3200016103118399,"C",49]
["HE","HUER",1.35988007449683,0.449536900598907,0.73125775570460905,"I",34]
["HE","HURS_1",2.2902035647997598,0.65037377975892796,1.8891809792997301,"E",24]
["HE","HURS_1",0,0,0,"Z",25]
["HE","HUTT_1",58.920997749530102,4.6814654055678897,12.3827550568811,"R",27]
["HE","IMPK_1",8.8325140772330695,4.8496950814605198,5.1377435624332302,"R",34]
["HE","INDQ1",61.584835018883098,18.401292972926999,57.532205784743297,"E",35]
["HE","INKE",12.567788824309099,6.2305930956710602,9.2519244196651407,"C",24]
["HE","INKE",10.992708896016,5.3213667606652999,8.6934885248403297,"I",25]
["HE","INNE_P",2.8770975011637798,0,0.124980247586181,"D",42]
["HE","INNE_P",19.499917356138699,10.0505369017267,15.7027568718452,"I",30]
["HE","IROA1",211.18796136885101,55.470190226230201,195.338573108498,"E",43]
["HE","IRONB1",76.532899198668304,24.423050314051999,40.945622272479298,"C",33]
["HE","IRONB1",56.354055132070698,17.225538623363502,31.361552623981002,"I",34]
["HE","ISLI_1",35.413873645965403,6.5347464770472596,10.2061882530431,"R",49]
["HE","IVER_1",116.87827691746701,6.9738275742231002,7.4904073945359304,"H",43]
["HE","IVER_6",96.478514180808205,50.731607457807797,80.649696594470797,"C",44]
["HE","IVER_6",12.53022833406,0.86129390843997999,0.99831793932815904,"H",32]
["HE","JOHN",17.4109223970184,5.1214350451435902,16.133722607001602,"E",34]
["HE","JOHN",0,0,0,"Z",35]
["HE","JORD_3",14.9003489385187,2.2787314506365401,4.23991502802716,"R",29]
["HE","KAIM",0.42500710721930501,0,0,"D",25]
["HE","KAIM",29.020776758672099,6.0814523736339297,6.9778033693622401,"R",42]
["HE","KEAD_1",88.719026711891402,23.3027548374282,82.060776443631696,"E",43]
["HE","KEAR_1",38.140364818223901,10.8473052625273,33.769912609755004,"E",30]
["HE","KEAR_1",124.902383400552,39.529863945317402,90.866437786937794,"I",33]
["HE","KEAR_3",0,0,0,"Z",26]
["HE","KEIT_P",12.067611871958499,5.8565666882383303,9.1169028570114801,"I",27]
["HE","KEMS_1",77.779289164916094,34.719718833495897,41.527592919562501,"C",43]
["HE","KEMS_1",51.426556750555797,19.325460775443201,26.579989293072,"I",44]
["HE","KEOO",0,0,0,"E",34]
["HE","KIBY_1",1.9065055708120799,0,0,"D",32]
["HE","KIBY_1",35.089585238461098,0,0,"H",35]
["HE","KIBY_G",0.29103467279913697,0,0,"D",25]
["HE","KIBY_G",10.229569284738499,3.4721536883531701,6.0493899226717396,"R",38]
["HE","KIER",1.48740265231625,0.46201157179318197,1.2678457086417501,"E",26]
["HE","KIIN_P",2.9306608942561598,2.0624496703846402,3.2285644328919001,"I",35]
["HE","KILS",8.0583518452266194,3.0324024845417599,5.0010524115772599,"C",35]
["HE","KILS",0,0,0,"Z",25]
["HE","KILT",1.9827200128908999,0,0,"H",26]
["HE","KILW",9.4479611772041494,5.1264151764823298,8.3374612625361806,"C",27]
["HE","KILW",9.2009942508293303,5.0868049556183399,8.2647730413318605,"I",40]
["HE","KINL_P",0.15772764410776099,0,0,"D",44]
["HE","KINL_P",0,0,0,"Z",34]
["HE","KINO_1",0,0,0,"Z",37]
["HE","KINT_P",28.692240813793902,18.199711346000999,28.711306487904999,"C",35]
["HE","KINT_P",32.262900068705903,10.8716718555395,12.374373705338201,"R",25]
["HE","KIRKB1",0,0,0.19531535737927799,"Z",45]
["HE","KITW_1",78.7267861027251,0,0,"H",38]
["HE","KNAR",1.99865517036766,0,0,"D",35]
["HE","KNAR",54.217047432807,9.1403777244070792,18.3173269547353,"R",36]
["HE","LACK_6",88.659891200007905,60.781502167884902,95.345168879794997,"C",48]
["HE","LAIR_P",0.59866608418067602,1.77279576473099,2.7702947098222999,"C",26]
["HE","LAIR_P",0.54797618226647604,1.5051523356540499,2.3498395948367099,"I",27]
["HE","LALE1SG003",37.238946259616803,9.6361988448831397,35.021883973876299,"E",45]
["HE","LALE1SG003",72.009075573349094,19.862315422001899,26.185384227452001,"R",44]
["HE","LAND1",35.387018836526103,0,0,"H",34]
["HE","LEGA_1",131.99609077737199,61.5204776793394,120.522018729788,"C",35]
["HE","LEGA_1",0,0,0,"Z",46]
["HE","LEVE",0,0,1.3806222258247101,"Z",44]
["HE","LING",38.975478145313197,0,0,"H",45]
["HE","LINM",4.5931783402921802,0,0,"D",43]
["HE","LINM",17.934245933472202,3.88217926511199,3.9781528687689902,"R",35]
["HE","LISD_1",25.291406764764599,7.6498602726269196,23.529534123747698,"E",36]
["HE","LISD_1",0,0,0,"Z",26]
["HE","LITT_C",38.629039191079301,10.1749071948046,24.147284481095699,"I",26]
["HE","LITT_J",0.41287380842063798,0,0,"D",27]
["HE","LITT_J",2.3847384207730502,0.89286046921891504,0.94148870755260206,"R",44]
["HE","LODR_6",7.09709820079732,0,0,"H",27]
["HE","LOUD_H",10.760715682753199,2.7737288000536902,7.78680472591296,"I",37]
["HE","LOVE_1",18.927584288243001,5.6459785741945296,16.624270246239401,"E",27]
["HE","LOVE_1",205.741216612682,45.894222609078,75.1081851727631,"R",24]
["HE","LUNA_P",18.436826805992599,0,0,"H",44]
["HE","LYND_P",9.0306162245269608,6.1116062104818596,9.1789518466720104,"C",45]
["HE","LYND_P",6.2196898828569402,3.8159676721563498,5.9528132596848096,"I",46]
["HE","MACC_3",5.5789659965460698,1.79624724289364,4.7899926477164199,"E",29]
["HE","MACC_3",0,0,0,"Z",36]
["HE","MACD_P",5.1605080247866404,2.01727177961516,3.1647212514368999,"I",26]
["HE","MAGA_6",28.1918319460361,21.249217880623998,40.807389130303399,"I",26]
["HE","MANN_1",217.725478809496,57.579556879563803,204.911060122311,"E",46]
["HE","MAYB",7.1670656454194503,3.3944930399684998,5.5533495896531697,"C",36]
["HE","MAYB",0.533766314419579,0,0,"D",32]
["HE","MELK_1",7.1929493325601701,0,0,"D",37]
["HE","MELK_1",0,0,0,"Z",27]
["HE","MILC_P",1.8473675775187599,0,0,"H",28]
["HE","MILH_1",15.8002476706602,0,0,"H",28]
["HE","MILH_1",37.770995932705198,14.548408676792899,44.1970063224569,"I",45]
["HE","MITY_1",10.874752716375401,0,0,"D",46]
["HE","MYBS_P",4.0250270784826396,1.9289655643973,3.02996061462329,"C",34]
["HE","MYBS_P",1.7506042127488599,0,0,"H",36]
["HE","NAIR_P",1.8999311043968099,0.61171658154459596,1.6312442174522499,"E",29]
["HE","NAIR_P",0,0,0,"Z",31]
["HE","NEAR",66.074004042425898,0,0,"H",46]
["HE","NECE_1",24.7549115265337,0,0,"D",36]
["HE","NECE_1",99.223417680971195,19.101056965502899,35.724697194011803,"R",37]
["HE","NEEP_3",8.2326250268381695,0,0,"H",32]
["HE","NETS",2.61452521818065,0.93509186350834295,1.5256365954197899,"C",27]
["HE","NETS",2.3411945549812798,0.792726954175482,1.2912851739731499,"I",28]
["HE","NEWX_6",99.549685032322003,20.272892819045399,35.058886619412803,"R",33]
["HE","NEWX_6",102.009347671413,20.374511329416599,34.490671277120903,"R",45]
["HE","NHYD_6",72.029232085580702,35.452451983806199,62.809424595703099,"C",38]
["HE","NHYD_6",39.938686803836703,11.681355621787,15.917031762062299,"R",28]
["HE","NINF_1",78.951201522613005,23.223551349774802,73.159638289666503,"E",34]
["HE","NINF_1",0,0,0,"Z",29]
["HE","NORL_3",57.877733568350003,0,0,"H",46]
["HE","NORL_3",0,0,0,"Z",40]
["HE","NORM_1",110.007609201356,48.002614234224602,71.746628549075197,"R",36]
["HE","NORT_1",48.581262551822697,14.3106926486769,45.525290707871797,"E",37]
["HE","NURS_1",8.6192675194418502,0,0,"D",37]
["HE","NURS_1",67.223808918400707,21.220596981599599,57.275681433977802,"I",27]
["HE","OCKH_1",0.37613716473338998,0,0,"D",28]
["HE","OCKH_1",29.114571742636201,9.94530389124143,11.218835996914001,"R",45]
["HE","OFFE_3",13.147153299705501,2.4893614261727501,4.2467205919641904,"R",42]
["HE","OLDB_1",31.0832857968086,9.8442356159092395,21.109534851705401,"I",38]
["HE","ORMO",0,0,0,"E",28]
["HE","ORRI_P",0,0,0,"C",39]
["HE","ORRI_P",0,0,0,"H",29]
["HE","OSBA_1",145.781276252586,47.327051195547099,99.543955423784496,"C",46]
["HE","OSBA_1",91.152847881653699,24.615993690138499,60.006725519311097,"I",45]
["HE","PADIB1",55.416158071023702,16.7616562428523,51.555708010506201,"E",36]
["HE","PADIB1",0,0,0,"Z",37]
["HE","PART",0.54855994752926096,0,0,"D",30]
["HE","PART",3.8152193306648199,0,0,"D",50]
["HE","PEHG_P",0.69138733493036197,0.18150927619585899,0.65068468986139605,"E",47]
["HE","PEHG_P",0,0,0,"Z",48]
["HE","PEHS_P",4.9455897528804504,0,0,"H",47]
["HE","PELH_1",2.5341725206440602,0,0,"D",38]
["HE","PELH_1",0,0,0,"Z",28]
["HE","PEMB_1",4.8123004921981103,0,0,"H",29]
["HE","PENE_1",219.75797505864099,61.533095128489599,96.308028108663507,"C",48]
["HE","PENE_1",133.299061431008,30.690497369218299,56.032963313483897,"I",46]
["HE","PENN_1",6.8470419786083401,0,0,"D",47]
["HE","PENT_1",35.271258776999701,9.2597308739751192,33.194805456835098,"E",49]
["HE","PENW_1",0.92396741777941105,0,0,"D",29]
["HE","PENW_1",112.326110706131,12.316423162717999,25.787084981138499,"R",30]
["HE","PERI_H",5.7754814919063797,2.1874062689028002,4.2430658365095502,"C",28]
["HE","PERI_H",0,0,0,"Z",47]
["HE","PERS_P",37.073101142666303,0,0,"H",48]
["HE","PITS_3",1.41929932772573,0,0,"D",38]
["HE","PITS_3",13.729639746170299,5.0460205232334596,10.076314960346499,"I",29]
["HE","POOB",3.8967129715686699,0,0,"H",28]
["HE","POPP_3",14.293040957631,4.5011224823759797,11.0428781086448,"C",29]
["HE","POPP_3",0,0,0,"Z",26]
["HE","PORA_P",0,0,0,"Z",38]
["HE","PORD",14.521211508669101,0,0,"H",39]
["HE","PYLE_1",48.022857984587901,42.065135620943103,80.936500311923794,"C",50]
["HE","PYLE_1",24.600639740074602,11.883887813915701,18.210570352014599,"R",29]
["HE","QUOI_P",0.28476859361880402,8.0989573091021602E-2,0.252137350189029,"E",30]
["HE","QUOI_P",0,0,0,"Z",47]
["HE","RAIN_1",146.02013938276201,26.262422952961298,41.580622840220698,"R",28]
["HE","RANN_P",12.4932975870909,0.33137829406858599,0.49586287142983798,"C",48]
["HE","RANN_P",8.9197065065528101,0.118091286893966,0.137898526224566,"R",38]
["HE","RASS_1",37.670150047474301,11.080701080029399,34.9068095056328,"E",34]
["HE","RATS_1",127.237465310053,47.104120734204002,87.141197457741598,"C",28]
["HE","RAVE",0,0,0,"D",48]
["HE","RAVE",0,0,0,"R",49]
["HE","RAYL_1",97.773435590053396,37.161879974689903,91.153252987161906,"I",30]
["HE","REBR_3",46.629919638757002,14.9721930871018,36.277054146197401,"C",39]
["HE","REBR_3",33.637189084424101,9.3757476358524698,25.6432124041505,"I",40]
["HE","REDH",1.7963710798702901,0,0,"D",36]
["HE","REDH",0,0,0,"Z",30]
["HE","REDM_P",22.302680393203499,0,0,"H",47]
["HE","RICH_J",29.6320492806129,0,0,"H",33]
["HE","RICH_J",0,10.4283021853007,5.0367797855913699,"I",48]
["HE","ROCH_1",38.945230848175299,11.362299546911199,36.288344177947799,"E",38]
["HE","ROTI3",2.9783544809278202,1.6033217616549,2.5034185273289502,"I",31]
["HE","RRIG",0,0,0,"C",38]
["HE","RRIG",0,0,0,"R",48]
["HE","RUGEB1",54.494396161351602,14.306363313660601,51.286258040877399,"E",49]
["HE","RYEH_1",58.931221986619903,17.608404418001399,55.053215445669899,"E",35]
["HE","RYEH_1",111.79633137306401,34.223339930392001,89.347800689539298,"I",39]
["HE","SAFO_1",1.29686678230332,0,0,"D",40]
["HE","SAFO_1",0,0,0,"Z",30]
["HE","SALH_1",0,0,0,"Z",36]
["HE","SALL1",0,0,0,"C",47]
["HE","SALT_1",14.653202871474701,3.9987551839355402,13.7721832952603,"E",40]
["HE","SALT_1",34.868729270106201,0,0,"H",42]
["HE","SANX",11.946586005581199,5.3400014574294996,8.6575703033499902,"I",30]
["HE","SASA",0,0,0,"D",31]
["HE","SASA",0,0,0,"R",39]
["HE","SBAR",37.359143048059401,9.8078611964071492,35.159773949522197,"E",48]
["HE","SBAR",0,0,0,"Z",49]
["HE","SEAB1",56.306224310932699,25.6634374714933,66.942201620707607,"I",39]
["HE","SELL_1",120.409163391295,31.157880598860999,112.31913409428,"E",44]
["HE","SELL_1",82.428327575384003,18.274871032367599,23.170247445729299,"R",40]
["HE","SFEG_P",0.20755562276254699,0,0,"H",30]
["HE","SFIL_P",0.57031488974725697,0.28063345659851302,0.44175984543254199,"I",41]
["HE","SHEC_3",1.8212937037624699,0.528646567320742,1.70566260103192,"E",39]
["HE","SHEC_3",0,0,0,"Z",40]
["HE","SHIN_P",0.14178434707058199,0,0,"D",47]
["HE","SHRU",1.0078152042062101,0,0,"D",30]
["HE","SHRU",17.432948811586598,5.8732766147094297,7.0932624047035597,"R",31]
["HE","SHRW_1",12.6718750884574,3.9899367943644402,11.4331522177694,"E",32]
["HE","SHRW_1",0,1.31981681055568,2.66095920691926,"Z",25]
["HE","SIGH",80.136877751062997,0,0,"H",49]
["HE","SJOW_1",22.327703075579901,0,0,"D",39]
["HE","SKLGB1",273.38936263946698,98.7174610111569,212.715180932511,"C",49]
["HE","SLOY_P",0.78947260151527798,0.73437410068166498,1.15001614052891,"C",32]
["HE","SLOY_P",0.99539218453526301,0.66317193065927005,1.0299919808396401,"I",49]
["HE","SMAN_1",34.583463564566699,0,0,"D",50]
["HE","SMAN_1",103.6119861502,21.491435978474499,30.981272101624999,"R",27]
["HE","SPAV",17.098683836451201,0,0,"H",40]
["HE","SPEN_1",94.664953967135801,47.558560614050201,79.704202898892603,"C",41]
["HE","SSHI_3",13.999790725897499,3.0500617842765498,6.1289805670113102,"C",24]
["HE","SSHI_3",2.2224387725773802,0.66979150395284104,1.91230327940159,"E",31]
["HE","SSHI_3",0,0,0,"Z",32]
["HE","STAH_1",48.213675438216598,20.586927089163101,42.465924494443797,"I",30]
["HE","STAL_1",133.005887528215,22.492010569345801,35.5946804143625,"R",41]
["HE","STAY_1",13.310506707063,0,0,"H",31]
["HE","STEN_1",69.707303074879206,26.1942402252233,62.467708984999199,"C",32]
["HE","STEN_1",61.892503531104403,13.7328778321807,23.9551106186202,"R",49]
["HE","STES_1",4.4482855422379703,0,0,"D",49]
["HE","STES_1",70.263954137168994,15.947851253864901,24.534742580848601,"R",50]
["HE","STHA",2.7375819143242199,0,0,"H",28]
["HE","STIR",32.485556344829199,15.395666578546701,24.516030014628601,"C",40]
["HE","STIR",24.962147970649799,11.003800270778999,17.906423644667701,"I",41]
["HE","STLE",11.916053009908699,2.8957318729397001,2.8254848033023698,"R",29]
["HE","STLE",0,0,0,"Z",31]
["HE","STRI_P",5.0026971362051899E-2,0,0,"D",24]
["HE","STRI_P",9.1537784535154607,2.2532143142679102,2.4710027109474302,"R",41]
["HE","SUND_1",52.040682527065897,14.800623227694601,46.077411935276103,"E",30]
["HE","SWAN_1",212.53109639271,96.655025996966401,208.88849471887599,"C",31]
["HE","SWAN_1",163.98737067428101,70.013532225919207,164.160622778761,"I",32]
["HE","SWAN_1",0,0,0,"Z",36]
["HE","TARL_P",8.2806501833638801,1.9452335948963499,1.8735751875136699,"R",49]
["HE","TAUN1",4.6116878652154796,1.2019289367868,4.3432627898510301,"E",50]
["HE","TAYN_P",8.1001466184183393,4.0023312297612899,5.774978679118,"C",24]
["HE","TELR",0.67808161580231296,0,0,"D",32]
["HE","TELR",0,0,0,"Z",33]
["HE","TEMP_3",30.206353941435399,0,0,"H",50]
["HE","TEMP_3",2.9720168908172901,0.47035916686241902,0.47055858929350602,"R",38]
["HE","THOM_6",45.340903571196897,12.442089114952701,25.8482494787268,"R",24]
["HE","THSO_P",2.7017222112544399,0.72400555210710205,2.5247373099119601,"E",41]
["HE","THUR_6",85.460232037381402,30.368842856248602,44.529392397437498,"C",35]
["HE","THUR_6",85.565628901514899,0,0,"H",42]
["HE","TILBB_1",0.50368997133682203,0,0,"D",32]
["HE","TILBB_1",62.3350559514612,12.871214031577299,21.431614833508,"R",33]
["HE","TONG",2.2890184412883099,0.60929760331618499,0.99287784562771497,"I",40]
["HE","TONG",0,0,0,"Z",50]
["HE","TOTT_1",24.357841581297102,0,0,"D",43]
["HE","TOTT_1",0,0,0,"Z",37]
["HE","TRAW_1",21.402474094851499,0,0,"H",33]
["HE","TUMB_P",0,0,0,"C",50]
["HE","TUMB_P",0,0,0,"H",43]
["HE","TYNE_1",0.94075760566771804,0.26715707251489101,0.77602768682897105,"E",24]
["HE","TYNE_1",0,0,0.17032887661934201,"Z",41]
["HE","TYNE_2",10.927448983830301,0,0,"H",42]
["HE","T_BAGED-1",0,0,0,"T",44]
["HE","T_BPGRD-2",50.500399999999999,50.500399999999999,50.500399999999999,"T",32]
["HE","T_BUSH_RTK",15.4,15.4,15.4,"T",33]
["HE","T_COWBD-5",0.21919999999999901,0.21919999999999901,0.21919999999999901,"T",45]
["HE","T_ELVAD-1",5.7519999999999998,5.7519999999999998,5.7519999999999998,"T",42]
["HE","T_FOXJD-1",19.396599999999999,19.396599999999999,19.396599999999999,"T",43]
["HE","T_GNHLD-2",1.9770000000000001,1.9770000000000001,1.9770000000000001,"T",33]
["HE","T_HARK_NR",7.07,7.07,7.07,"T",46]
["HE","T_KSGND-1",0,0,0,"T",50]
["HE","T_LONGB-RTK",14.264799999999999,14.264799999999999,14.264799999999999,"T",24]
["HE","T_NWCRS-2",19.352,19.352,19.352,"T",43]
["HE","T_PARHD-1",4.0341999999999896,4.0341999999999896,4.0341999999999896,"T",41]
["HE","T_PORGD-1",1.5978000000000001,1.5978000000000001,1.5978000000000001,"T",42]
["HE","T_RYHAD-2",0,0,0,"T",49]
["HE","T_STBRD-1",6.3570000000000002,6.3570000000000002,6.3570000000000002,"T",24]
["HE","T_TINSD-1",56.137999999999998,56.137999999999998,56.137999999999998,"T",25]
["HE","T_UNPKD-2",4.6199999999999998E-2,4.6199999999999998E-2,4.6199999999999998E-2,"T",42]
["HE","T_UNPKD-4",0.69319999999999904,0.69319999999999904,0.69319999999999904,"T",27]
["HE","UPPB_1",89.694792592541205,41.998031738995202,82.302318290440695,"C",43]
["HE","UPPB_1",71.419814623915798,18.2437170930021,27.592793462331301,"R",33]
["HE","UPPB_3",0.69899448894094995,0,0,"H",24]
["HE","UPPB_3",0,0,0,"Z",34]
["HE","USKM_1",68.929899511432495,27.832315000731601,58.3119808109495,"I",24]
["HE","WABO",0,0,0,"I",48]
["HE","WABO",0,0,0,"R",41]
["HE","WALP_1",206.48044223866199,102.327840905584,164.907473327025,"C",34]
["HE","WALP_1",151.780202783975,71.590904661453195,125.77849378848001,"I",35]
["HE","WALP_B",12.0163349360363,3.7324700089421898,10.2425921175623,"E",26]
["HE","WALP_B",0,0,0,"Z",25]
["HE","WARL_1",160.692803165209,0,0,"H",42]
["HE","WARL_1",0,0,0,"Z",32]
["HE","WASF_1",62.294585298567299,13.532608253769601,20.756503032406901,"I",43]
["HE","WATFS_1",27.198432625731101,8.31174657233794,24.891949370282799,"E",33]
["HE","WATFS_1",0,0,0,"Z",34]
["HE","WBUR_1",0.15725154505198,0,0,"D",24]
["HE","WBUR_1",66.532262507728106,12.586806165533201,19.711118633345102,"R",43]
["HE","WESA_H",2.42657462140689,0.62791668165919901,2.2635383604972699,"E",44]
["HE","WESA_H",1.9454331017832101,1.0021419362859401,1.09812243179536,"R",34]
["HE","WFIE",8.5988598027916492,3.1256469760151799,5.1202303174292201,"I",34]
["HE","WGEO",1.9219241576346,0,0,"D",35]
["HE","WHAM_1",182.400281342938,72.195634053580093,145.298338147104,"C",31]
["HE","WHAM_1",4.9860808340835598,0,0,"H",25]
["HE","WHGA_1",140.02986167226101,35.886254534950098,76.717251222046997,"C",42]
["HE","WHGA_1",94.851975775379699,20.532348525312401,50.296397507860299,"I",43]
["HE","WHHO",17.542513363687601,7.4026238872138901,12.041121564110799,"I",32]
["HE","WHHO",0,0,0,"Z",33]
["HE","WIEN_1",0.471588230539913,0,0,"D",26]
["HE","WIEN_1",4.5796099372207104,0,0,"D",38]
["HE","WILL_1",178.16034204646499,46.795224500639101,164.78963466622901,"E",43]
["HE","WILL_1",0,0,0,"Z",44]
["HE","WIMBN1",25.0993263689648,10.6448437338906,22.084935156691799,"I",34]
["HE","WIMBS1",113.13216947388101,0,0,"H",34]
["HE","WIMBS1",167.136499878693,35.021273384989797,60.344440282534201,"R",35]
["HE","WIOW_P",0.54657330520616199,0,0,"H",25]
["HE","WISD_1",104.802845255131,45.399014147787597,70.607309100495996,"C",40]
["HE","WISD_1",68.941725430451399,26.011377451746299,42.893144174943302,"I",26]
["HE","WISD_6",5.7579471415854,0,0,"D",43]
["HE","WISH",8.0501903554873007,2.37136282363661,7.5437985127769203,"E",37]
["HE","WMEL_1",0.49797733373483999,0,0,"D",25]
["HE","WMEL_1",246.23331840637701,48.327493825587702,62.166474492525602,"R",26]
["HE","WOHI_P",0.76085207195975502,0.22695735657532401,0.66826332769401098,"E",27]
["HE","WOHI_P",0,0,54.489899075447397,"Z",42]
["HE","WTHU31",19.728030667591899,0,0,"H",44]
["HE","WWEY_1",3.3382931789685402,0,0,"D",34]
["HE","WYLF_1",0.77649378795344104,0,0,"D",39]
["HE","WYLF_1",10.477609271295099,3.1306661420435802,9.7881235298179199,"E",35]
["HE","WYMOM_1",65.232308825184603,20.623104369888999,23.136164466806001,"C",25]
["HE","WYMOM_1",81.088945954128604,15.122773849503499,12.3084432658175,"R",45]
[]
[]
[]
[]
[]
[]
[]
[]
[]
[]
[]
[]
[]
[]
[]
[]
[]
[]
[]
[]
[]
[]
[]
[]
[]
[]
[]
[]
[]
[]
[]
[]
[]
[]
[]
[]
[]
[]
[]
[]
[]
[]
[]
[]
[]
[]
[]
[]
[]
[]
[]
[]
[]
[]
[]
[]
[]
[]
[]
[]
[]
[]
[]
[]
[]
[]
[]
[]
[]
[]
[]
[]
[]
[]
[]
[]
[]
[]
[]
[]
[]
[]
[]
[]
[]
[]
[]
[]
[]
[]
[]
[]
[]
[]
[]
[]
[]
[]
[]
[]
[]
[]
[]
[]
[]
[]
[]
[]
[]
[]
[]
[]
[]
[]
[]
[]
[]
[]
[]
[]
[]
[]
[]
[]
[]
[]
[]
[]
[]
[]
[]
[]
[]
[]
[]
[]
[]
[]
[]
[]
[]
[]
[]
[]
[]
[]
[]
[]
[]
[]
[]
[]
[]
[]
[]
[]
[]
[]
[]
[]
[]
[]
[]
[]
[]
[]
[]
[]
[]
[]
[]
[]
[]
[]
[]
[]
[]
[]
[]
[]
[]
[]
[]
[]
[]
[]
[]
[]
[]
[]
[]
[]
[]
[]
[]
[]
[]
[]
[]
[]
[]
[]
[]
[]
[]
[]
[]
[]
[]
[]
[]
[]
[]
[]
[]
[]
[]
[]
[]
[]
[]
[]
[]
[]
[]
[]
[]
[]
[]
[]
[]
[]
[]
[]
[]
[]
[]
[]
[]
[]
[]
[]
[]
[]
[]
[]
[]
[]
[]
[]
[]
[]
[]
[]
[]
[]
[]
[]
[]
[]
[]
[]
[]
[]
[]
[]
[]
[]
[]
[]
[]
[]
[]
[]
[]
[]
[]
[]
[]
[]
[]
[]
[]
[]
[]
[]
[]
[]
[]
[]
[]
[]
[]
[]
[]
[]
[]
[]
[]
[]
[]
[]
[]
[]
[]
[]
[]
[]
[]
[]
[]
[]
[]
[]
[]
[]
[]
[]
[]
[]
[]
[]
[]
[]
[]
[]
[]
[]
[]
[]
[]
[]
[]
[]
[]
[]
[]
[]
[]
[]
[]
[]
[]
[]
[]
[]
[]
[]
[]
[]
[]
[]
[]
[]
[]
[]
[]
[]
[]
[]
[]
[]
[]
[]
[]
[]
[]
[]
[]
[]
[]
[]
[]
[]
[]
[]
[]
[]
[]
[]
[]
[]
[]
[]
[]
[]
[]
[]
[]
[]
[]
[]
[]
[]
[]
[]
[]
[]
[]
[]
[]
[]
[]
[]
[]
[]
[]
[]
[]
[]
[]
[]
[]
[]
[]
[]
[]
[]
[]
[]
[]
[]
[]
[]
[]
[]
[]
[]
[]
[]
[]
[]
[]
[]
[]
[]
[]
[]
[]
[]
[]
[]
[]
[]
[]
[]
[]
[]
[]
[]
[]
[]
[]
[]
[]
[]
[]
[]
[]
[]
[]
[]
[]
[]
[]
[]
[]
[]
[]
[]
[]
[]
[]
[]
[]
[]
[]
[]
[]
[]
[]
[]
[]
[]
[]
[]
[]
[]
[]
[]
[]
[]
[]
[]
[]
[]
[]
[]
[]
[]
[]
[]
[]
[]
[]
[]
[]
[]
[]
[]
[]
[]
[]
[]
[]
[]
[]
[]
[]
[]
[]
[]
[]
[]
[]
[]
[]
[]
[]
[]
[]
[]
[]
[]
[]
[]
[]
[]
[]
[]
[]
[]
[]
[]
[]
[]
[]
[]
[]
[]
[]
[]
[]
[]
[]
[]
[]
[]
[]
[]
[]
[]
[]
[]
[]
[]
[]
[]
[]
[]
[]
[]
[]
[]
[]
[]
[]
[]
[]
[]
[]
[]
[]
[]
[]
[]
[]
[]
[]
[]
[]
[]
[]
[]
[]
[]
[]
[]
[]
[]
[]
[]
[]
[]
[]
[]
[]
[]
[]
[]
[]
[]
[]
[]
[]
[]
[]
[]
[]
[]
[]
[]
[]
[]
[]
[]
[]
[]
[]
[]
[]
[]
[]
[]
[]
[]
[]
[]
[]
[]
[]
[]
[]
[]
[]
[]
[]
[]
[]
[]
[]
[]
[]
[]
[]
[]
[]
[]
[]
[]
[]
[]
[]
[]
[]
[]
[]
[]
[]
[]
[]
[]
[]
[]
[]
[]
[]
[]
[]
[]
[]
[]
[]
[]
[]
[]
[]
[]
[]
[]
[]
[]
[]
[]
[]
[]
[]
[]
[]
[]
[]
[]
[]
[]
[]
[]
[]
[]
[]
[]
[]
[]
[]
[]
[]
[]
[]
[]
[]
[]
[]
[]
[]
[]
[]
[]
[]
[]
[]
[]
[]
[]
[null,null,null,null,null,null,null,null,null,{"$f":"SUMIFS(C:C,B:B,\"ABNE_P\",A:A,\"LW\",G:G,22)","v":0}]

{"sheet":"Gross Reactive","index":15,"n_rows":43095,"n_cols":8,"rows_kept":4500,"cut":true,"hidden":false,"merged":[],"bounds":{"rows_first":2000,"rows_last":500,"rows_between":2000,"halvings":0}}
[]
[null,null,null,null,null,null,null,"All values given in Mvar"]
["scenario","GSP","DemandPk","DemandAM","DemandPM","year"]
["EE","ABHA1",0.88437584525931001,-45.867740930640799,-37.491685470858698,24]
["EE","ABHA1",0.86850920039430601,-46.665694133223198,-36.7683946823919,25]
["EE","ABHA1",0.86629737039516197,-46.382128786574199,-36.635057945710898,26]
["EE","ABHA1",0.87126355648079001,-45.709849469204997,-36.033367383004801,27]
["EE","ABHA1",0.88029008000896203,-45.642449281559301,-35.5345730315493,28]
["EE","ABHA1",0.90670009795706497,-43.8302591844758,-34.293598990050903,29]
["EE","ABHA1",0.93620640603001004,-43.292792682383698,-33.422718238062899,30]
["EE","ABHA1",0.97814434362351899,-41.939206420428,-32.319910196365598,31]
["EE","ABHA1",1.02185270256434,-40.792415582885603,-31.191299212977501,32]
["EE","ABHA1",1.0798526338277299,-39.2635681750467,-29.9872546602111,33]
["EE","ABHA1",1.1454972058167501,-37.729481284923303,-28.7194723788256,34]
["EE","ABHA1",1.2153199385375999,-36.3414538501412,-27.4715766260124,35]
["EE","ABHA1",1.3235416695762601,-34.421522063629197,-26.1543478370317,36]
["EE","ABHA1",1.4307955744379799,-32.684292816108403,-24.948522197937699,37]
["EE","ABHA1",1.53491438646297,-31.239871288761101,-23.9515271691393,38]
["EE","ABHA1",1.63662451991757,-30.0411579099143,-23.059750462831801,39]
["EE","ABHA1",1.73976829209266,-28.9110527891782,-22.275261157189,40]
["EE","ABHA1",1.8299789082975499,-27.9575991018196,-21.6315859134093,41]
["EE","ABHA1",1.9118972275633199,-27.144128049363399,-21.108763318915901,42]
["EE","ABHA1",1.9866565622416901,-26.4638105294135,-20.6502169399729,43]
["EE","ABHA1",2.0560776154237299,-25.848813789268998,-20.269943976693799,44]
["EE","ABHA1",2.1150290615123799,-25.324638297833701,-19.921845086090102,45]
["EE","ABHA1",2.1686310879225101,-24.8779687140627,-19.641399731774001,46]
["EE","ABHA1",2.2198348885402002,-24.499855082476099,-19.3973657725154,47]
["EE","ABHA1",2.2633994167656999,-24.132919230520699,-19.1560352391968,48]
["EE","ABHA1",2.3053732020945601,-23.779528094139199,-18.931394071774601,49]
["EE","ABHA1",2.3486221269922001,-23.423679575066799,-18.711182425901601,50]
["EE","ABNE_P",-0.68855623468865701,3.4034314599170101,4.5818987931192696,24]
["EE","ABNE_P",-0.70010871407965403,3.3656604212916101,4.7033278827606297,25]
["EE","ABNE_P",-0.70548551715590802,3.3626229001565999,4.7097616723314104,26]
["EE","ABNE_P",-0.70604309541411303,3.3874037901898402,4.7715929241065496,27]
["EE","ABNE_P",-0.70229195499399,3.4255221650618499,4.8607453288160798,28]
["EE","ABNE_P",-0.69218966913466495,3.5101126415845401,5.0026658445526202,29]
["EE","ABNE_P",-0.68124049247706497,3.57409828953885,5.1410460969237004,30]
["EE","ABNE_P",-0.66514023186347004,3.6619743540925298,5.2999865847017604,31]
["EE","ABNE_P",-0.64788772629677105,3.76659703289946,5.4905847358543003,32]
["EE","ABNE_P",-0.626081579756536,3.8769942926153198,5.6825954683615496,33]
["EE","ABNE_P",-0.60318182308871704,3.9971401532441302,5.9044629968550097,34]
["EE","ABNE_P",-0.57863988451813997,4.12569860162432,6.1470828837002598,35]
["EE","ABNE_P",-0.53901152688347498,4.3232211153602202,6.43460969774224,36]
["EE","ABNE_P",-0.50393552100530103,4.5166285948568197,6.7174463226697299,37]
["EE","ABNE_P",-0.47301847741754299,4.6952193957435897,6.97729830934591,38]
["EE","ABNE_P",-0.44531616235299898,4.8621735357419302,7.4663077638711899,39]
["EE","ABNE_P",-0.41910648108315102,5.0291727688266903,7.4703419639879902,40]
["EE","ABNE_P",-0.399580759472555,5.1765470407729204,8.0639530877203605,41]
["EE","ABNE_P",-0.38305645549192502,5.3088445273636502,7.8512960497562396,42]
["EE","ABNE_P",-0.368386389516414,5.4347851404510097,8.0232206081688098,43]
["EE","ABNE_P",-0.355459766368112,5.5547177837250103,8.1657815973574603,44]
["EE","ABNE_P",-0.34475692504366801,5.6603551454394703,8.3041390245055595,45]
["EE","ABNE_P",-0.33584562706094101,5.75511080711318,8.4438851719680699,46]
["EE","ABNE_P",-0.32751871087960899,5.9252578293680802,8.5445812391208698,47]
["EE","ABNE_P",-0.32033029646004002,5.9333658967256104,8.6368197389460697,48]
["EE","ABNE_P",-0.31355426275158799,6.0217300873498303,8.7747290116237497,49]
["EE","ABNE_P",-0.30674980299266302,6.11344956364597,8.8530093925035693,50]
["EE","ABTH_1",8.6535862609919096,-22.549061152530101,-27.588308577965499,24]
["EE","ABTH_1",8.5535138803743695,-22.827011534881802,-26.858618553110698,25]
["EE","ABTH_1",8.5672341340384008,-22.6071264269683,-26.709626199029,26]
["EE","ABTH_1",8.6564406053305696,-22.184215554060099,-26.249470369628099,27]
["EE","ABTH_1",8.7504139378908992,-22.140050279428898,-25.9560797643638,28]
["EE","ABTH_1",9.0378826868259292,-21.191165359831899,-25.035576477471299,29]
["EE","ABTH_1",9.3045886808649705,-20.928712088173501,-24.490881138636599,30]
["EE","ABTH_1",9.7236296542215399,-20.249874888560701,-23.724549488398299,31]
["EE","ABTH_1",10.1559704040901,-19.680448675275201,-22.960454937200801,32]
["EE","ABTH_1",10.6999103545017,-18.9303865497053,-22.140972077715102,33]
["EE","ABTH_1",11.3324548202991,-18.1754295339348,-21.2723914625738,34]
["EE","ABTH_1",12.0038962115228,-17.4823488666161,-20.405205778546801,35]
["EE","ABTH_1",13.014996761120001,-16.552822891342,-19.463885614057201,36]
["EE","ABTH_1",14.024951615985,-15.7243678166992,-18.632027100349799,37]
["EE","ABTH_1",15.011465192185399,-15.0422938558252,-17.942927874747401,38]
["EE","ABTH_1",15.991647223863801,-14.466580796193799,-17.325621695399601,39]
["EE","ABTH_1",16.992144388698499,-13.9329648165025,-16.771972525952101,40]
["EE","ABTH_1",17.844561500316701,-13.4875533649258,-16.3275192170222,41]
["EE","ABTH_1",18.615922881321701,-13.1100519442617,-15.959775275869699,42]
["EE","ABTH_1",19.327494597310899,-12.7876315190151,-15.630746538437901,43]
["EE","ABTH_1",19.990417109133201,-12.4953752885923,-15.353245457469299,44]
["EE","ABTH_1",20.560413807600899,-12.2483907434366,-15.101950743599399,45]
["EE","ABTH_1",21.0716726355544,-12.0396364205394,-14.8956534252401,46]
["EE","ABTH_1",21.563817986404,-11.856472075134,-14.7098869270962,47]
["EE","ABTH_1",21.989858389761899,-11.677673662025301,-14.5242854841027,48]
["EE","ABTH_1",22.406326351571799,-11.505019003518701,-14.3499608603545,49]
["EE","ABTH_1",22.834442015550302,-11.332425832137799,-14.1748438333116,50]
["EE","ACTL_2",-2.2361415414721799,-2.1889685804200401,-1.1629043465117099,24]
["EE","ACTL_2",-2.2560206995656902,-2.2145646520142401,-1.1299581176778599,25]
["EE","ACTL_2",-2.2474870899710702,-2.1937276880393299,-1.1243581048890801,26]
["EE","ACTL_2",-2.2205996114745501,-2.1575166712573099,-1.1077569781062699,27]
["EE","ACTL_2",-2.1909047416208498,-2.16131768561121,-1.10103089361802,28]
["EE","ACTL_2",-2.1011256772336302,-2.0727556643431799,-1.0621536851683,29]
["EE","ACTL_2",-2.0162197537900499,-2.0454734749109802,-1.0392250495772699,30]
["EE","ACTL_2",-1.9085850340334301,-1.9849158630041699,-1.00770563372517,31]
["EE","ACTL_2",-1.8094907905159401,-1.9345319332991999,-0.976328608736591,32]
["EE","ACTL_2",-1.6980512511257999,-1.86420646134784,-0.94218643368552002,33]
["EE","ACTL_2",-1.58640974439867,-1.7932094718715501,-0.90676800953091796,34]
["EE","ACTL_2",-1.48567980138214,-1.72901738538576,-0.87116862605628897,35]
["EE","ACTL_2",-1.3518625401551601,-1.6361563455708701,-0.83101211065408298,36]
["EE","ACTL_2",-1.2454996814267101,-1.5566360270900299,-0.796156586968642,37]
["EE","ACTL_2",-1.16057438923057,-1.4918703079146201,-0.76748718374941305,38]
["EE","ACTL_2",-1.0904903034617199,-1.4367114158632599,-0.74181227855891696,39]
["EE","ACTL_2",-1.03079699114483,-1.3858450110685301,-0.718829169305229,40]
["EE","ACTL_2",-0.97976830068929799,-1.34292301999969,-0.70023509296586595,41]
["EE","ACTL_2",-0.93918391177676996,-1.30706656074838,-0.68437507868820402,42]
["EE","ACTL_2",-0.90581663124601497,-1.2756121884009299,-0.67045089743879505,43]
["EE","ACTL_2",-0.87756161467980898,-1.2471380698843,-0.65837807463540199,44]
["EE","ACTL_2",-0.85568190338304695,-1.22344001251255,-0.64774916042749897,45]
["EE","ACTL_2",-0.83476378772711401,-1.2029340083825899,-0.63845014664343802,46]
["EE","ACTL_2",-0.81583376662603302,-1.1840455961832701,-0.630008051167262,47]
["EE","ACTL_2",-0.80027248486803504,-1.16565494165608,-0.62165726180462699,48]
["EE","ACTL_2",-0.78590401376310703,-1.1479305879744599,-0.61381543645340897,49]
["EE","ACTL_2",-0.77180374097374305,-1.13027453976306,-0.60588395705403997,50]
["EE","ACTL_C",0.442957984501409,1.0298652607046199,1.5319212190748801,24]
["EE","ACTL_C",0.43987049386517801,1.01923679027241,1.5804509664539801,25]
["EE","ACTL_C",0.44208949250204799,1.0314849546490901,1.5900317147096299,26]
["EE","ACTL_C",0.44789038113151902,1.04980470220596,1.6150973910292299,27]
["EE","ACTL_C",0.45366319627186602,1.0479387845825201,1.6243694985759201,28]
["EE","ACTL_C",0.472591498005206,1.0936165622965801,1.6844934839630701,29]
["EE","ACTL_C",0.49112250143491898,1.10910737507532,1.72318893055287,30]
["EE","ACTL_C",0.51688575171534201,1.1440021998802501,1.7781057551925199,31]
["EE","ACTL_C",0.54297626897170503,1.17503198015217,1.8361165269602799,32]
["EE","ACTL_C",0.57496640824269996,1.21964718933482,1.90271776742995,33]
["EE","ACTL_C",0.61154141427876296,1.26810023500237,1.9770608289276601,34]
["EE","ACTL_C",0.64930536045970599,1.3154967486725599,2.0575144625473598,35]
["EE","ACTL_C",0.70606572893317299,1.38739231420527,2.1544130767974399,36]
["EE","ACTL_C",0.76017576597498004,1.4564190917316899,2.2470204016557598,37]
["EE","ACTL_C",0.81069505297562605,1.5184552973487599,2.3299416663403201,38]
["EE","ACTL_C",0.85859168921095097,1.57585970508699,2.4099499852658002,39]
["EE","ACTL_C",0.90472056241968302,1.63289736450248,2.4860751035669102,40]
["EE","ACTL_C",0.94808508024358995,1.68398650969831,2.5513454510715299,41]
["EE","ACTL_C",0.98618132754021604,1.72946761018524,2.6095031379451199,42]
["EE","ACTL_C",1.02016211926287,1.7712016554044601,2.6629762970520301,43]
["EE","ACTL_C",1.0509698494665201,1.8108719690130799,2.71091440620122,44]
["EE","ACTL_C",1.07645071404348,1.8454332357830701,2.7549545870436698,45]
["EE","ACTL_C",1.10194926603591,1.8765070604881899,2.7943947086388099,46]
["EE","ACTL_C",1.1263177107740501,1.90591859806389,2.8311602344848401,47]
["EE","ACTL_C",1.14735571810638,1.93556377719345,2.8685287011670102,48]
["EE","ACTL_C",1.1676666313684601,1.96507220193419,2.9046852209313299,49]
["EE","ACTL_C",1.1883468718625501,1.99530889128148,2.9418669422743302,50]
["EE","ALNE_P",-1.63459961866753,2.6567236781046901,3.57663703756681,24]
["EE","ALNE_P",-1.65825148662779,2.6318333295937499,3.67132966696661,25]
["EE","ALNE_P",-1.66875027697502,2.6282008625550302,3.67406086911957,26]
["EE","ALNE_P",-1.6683329046106401,2.6487639147463899,3.7140678154662798,27]
["EE","ALNE_P",-1.6555806367142101,2.6818706045829002,3.77557806615305,28]
["EE","ALNE_P",-1.6271303913878401,2.7474795891674901,3.8797189393435501,29]
["EE","ALNE_P",-1.5988429979562699,2.80292819742465,3.9765518853140698,30]
["EE","ALNE_P",-1.5572205990289101,2.8723408282452199,4.0890871831908902,31]
["EE","ALNE_P",-1.5142249489003901,2.9543032533136699,4.2253250768802104,32]
["EE","ALNE_P",-1.46404163227947,3.0426612401576199,4.3630444864628499,33]
["EE","ALNE_P",-1.41234678253551,3.1393226886865899,4.5172941348061704,34]
["EE","ALNE_P",-1.3594981077958399,3.2409334374237999,4.6885553311194501,35]
["EE","ALNE_P",-1.2684244684594399,3.40376680981556,5.8639349278965502,36]
["EE","ALNE_P",-1.18943900482541,3.5597507737993599,7.6760506557821699,37]
["EE","ALNE_P",-1.12039834605726,3.70452904895726,7.0478907981663204,38]
["EE","ALNE_P",-1.0586773967560701,3.8428106669622899,9.5953823218976702,39]
["EE","ALNE_P",-1.0010014027649601,3.9812696265219398,5.6617563802726298,40]
["EE","ALNE_P",-0.95763223025414201,4.1001408020445904,8.9753840650298393,41]
["EE","ALNE_P",-0.92047448586168501,4.20602788669121,5.9459533653271404,42]
["EE","ALNE_P",-0.88775614995583296,4.3082325909705199,6.09920861744967,43]
["EE","ALNE_P",-0.85888212346531001,4.4060734281419904,6.1912297831168601,44]
["EE","ALNE_P",-0.83529766403938399,4.49144688757299,6.2933735067995702,45]
["EE","ALNE_P",-0.81557455974538395,4.5668553340453499,6.5450416559952798,46]
["EE","ALNE_P",-0.79688641445963104,5.1875445849391797,6.5904788414356998,47]
["EE","ALNE_P",-0.78024084913599001,4.7149556315346199,6.5676230716417097,48]
["EE","ALNE_P",-0.76465467164731504,4.7886858990505896,6.8703158634435404,49]
["EE","ALNE_P",-0.74897369145056603,4.8648981551654602,6.7712321260468604,50]
["EE","ALST_3",0,-0.77689459383229398,-0.54210053096474298,24]
["EE","ALST_3",0,-0.77634635612507097,-0.51633998303747797,25]
["EE","ALST_3",0,-0.76335096567996497,-0.50956951052572996,26]
["EE","ALST_3",0,-0.74150169454770198,-0.49730943698893898,27]
["EE","ALST_3",0,-0.74018855489093105,-0.49134311902403199,28]
["EE","ALST_3",0,-0.70482877189412596,-0.47066430740061299,29]
["EE","ALST_3",0,-0.69740911249858395,-0.46110596956279598,30]
["EE","ALST_3",0,-0.67504993621210696,-0.44561031589340899,31]
["EE","ALST_3",0,-0.65725465637127201,-0.43104959305692397,32]
["EE","ALST_3",0,-0.63376849396433899,-0.41573388587509502,33]
["EE","ALST_3",0,-0.60953364710586,-0.39942012787168202,34]
["EE","ALST_3",0,-0.58587867499209301,-0.38292845454505298,35]
["EE","ALST_3",0,-0.55563889254876397,-0.36494349801332998,36]
["EE","ALST_3",0,-0.52999704572137196,-0.35004384355831197,37]
["EE","ALST_3",0,-0.50953247464795803,-0.33777989396934499,38]
["EE","ALST_3",0,-0.49115002119516299,-0.326814595011927,39]
["EE","ALST_3",0,-0.474900149105424,-0.316871356545876,40]
["EE","ALST_3",0,-0.461750660165541,-0.30930681945270799,41]
["EE","ALST_3",0,-0.450846089650702,-0.30292961629990101,42]
["EE","ALST_3",0,-0.44072648389853197,-0.29705600952418898,43]
["EE","ALST_3",0,-0.431514040899033,-0.29201509502616302,44]
["EE","ALST_3",0,-0.42392722156224899,-0.28749226525909599,45]
["EE","ALST_3",0,-0.41759609336113301,-0.28370960844378001,46]
["EE","ALST_3",0,-0.41121408906995599,-0.28009287930198301,47]
["EE","ALST_3",0,-0.40484775479136598,-0.27642857254039699,48]
["EE","ALST_3",0,-0.39864679030379502,-0.27289177273574899,49]
["EE","ALST_3",0,-0.39254069575613998,-0.26930174404309098,50]
["EE","ALVE1",19.753892614047601,-7.4677878618340898,9.0511142615672995,24]
["EE","ALVE1",19.3772616505263,-7.6017445018588399,9.2156717608393599,25]
["EE","ALVE1",19.294145706576199,-7.56454525721285,9.2341648180770495,26]
["EE","ALVE1",19.373479211806899,-7.46641703578101,9.3624420829798893,27]
["EE","ALVE1",19.483121840003498,-7.4801755491228397,9.4475788401552308,28]
["EE","ALVE1",19.9239625293913,-7.2130247916360304,9.7424328693609308,29]
["EE","ALVE1",20.343499035903399,-7.1611018167341003,9.9310825863757604,30]
["EE","ALVE1",20.994603835588801,-6.9709750826919601,10.2106320606987,31]
["EE","ALVE1",21.639019547271499,-6.8110407524889496,10.5099506580449,32]
["EE","ALVE1",22.511424476633501,-6.5964622486512896,10.8536621855615,33]
["EE","ALVE1",23.5266857705722,-6.37923991990899,11.252311298526999,34]
["EE","ALVE1",24.649307804255699,-6.1727832065321504,11.6808400104743,35]
["EE","ALVE1",26.4532809190029,-5.8876057481580499,12.186412074744799,36]
["EE","ALVE1",28.257898883959101,-5.6249086445372596,12.6827508943651,37]
["EE","ALVE1",29.9964555457057,-5.4065565766858601,13.1319215835734,38]
["EE","ALVE1",31.692327017785701,-5.2231069130321401,13.563753926358,39]
["EE","ALVE1",33.459042135475201,-5.0490841004170299,13.982449129510099,40]
["EE","ALVE1",34.954371216321597,-4.8994866876699001,14.345407358609499,41]
["EE","ALVE1",36.311069850495798,-4.7709212828219201,14.654405978800099,42]
["EE","ALVE1",37.568824069810901,-4.6606905716288498,14.9494171495414,43]
["EE","ALVE1",38.727731211238897,-4.5614199324608,15.2019366598874,44]
["EE","ALVE1",39.728483533747301,-4.4761773707274104,15.443829866637101,45]
["EE","ALVE1",40.599830402193298,-4.40329605061513,15.6428232874696,46]
["EE","ALVE1",41.439663380919299,-4.3408157833121797,15.8230851201183,47]
["EE","ALVE1",42.134664938000199,-4.2799855611965896,16.010175954451899,48]
["EE","ALVE1",42.817491633337397,-4.2213249628197902,16.1876291215879,49]
["EE","ALVE1",43.5344575148671,-4.1617985558195096,16.3728367946525,50]
["EE","AMEM_1",18.631735166660299,9.6728731498399494,9.1810591249925295,24]
["EE","AMEM_1",19.033681449956699,9.5155556928005893,9.3627492226234192,25]
["EE","AMEM_1",19.940283494465302,9.6221497122174995,9.3883205647436192,26]
["EE","AMEM_1",21.157452892031099,9.7780270787462893,9.5171993230169605,27]
["EE","AMEM_1",23.2950937628747,9.8195176785653793,9.6022570461383907,28]
["EE","AMEM_1",26.326615401633799,10.291288442577599,9.9300932488367799,29]
["EE","AMEM_1",30.776823853895401,10.5090663610007,10.1710150053528,30]
["EE","AMEM_1",36.172347759193798,10.9419517114691,10.4951496087054,31]
["EE","AMEM_1",42.418962098530301,11.3325929939536,10.850940744412,32]
["EE","AMEM_1",50.224491107028001,11.8773863397076,11.2637303993428,33]
["EE","AMEM_1",58.449464625892901,12.469249733504601,11.7245802114134,34]
["EE","AMEM_1",67.009113506343596,13.026935890160701,12.2216078967169,35]
["EE","AMEM_1",78.617562734254193,13.8608193282128,12.808761662460601,36]
["EE","AMEM_1",90.414438357327299,14.705018541594001,13.397439795542599,37]
["EE","AMEM_1",102.220407262725,15.4989239432493,13.933236804400201,38]
["EE","AMEM_1",113.982860534041,16.222856103864999,14.4541498626223,39]
["EE","AMEM_1",125.755992391544,16.962555719839401,14.9552140636139,40]
["EE","AMEM_1",135.72843333677201,17.617375597662601,15.388306431812,41]
["EE","AMEM_1",144.76967925314801,18.216435882892402,15.775244576902301,42]
["EE","AMEM_1",152.76327431597699,18.733318821540401,16.123977444242801,43]
["EE","AMEM_1",160.26534756874301,19.230170430428501,16.437403358748799,44]
["EE","AMEM_1",166.63521946026199,19.674171061703198,16.727501774509498,45]
["EE","AMEM_1",172.300636542738,20.06251346154,16.9772158948441,46]
["EE","AMEM_1",177.674260345438,20.396890299846199,17.205922957832801,47]
["EE","AMEM_1",182.23402485603199,20.731811534165399,17.435692902919101,48]
["EE","AMEM_1",186.65848560311099,21.064658732864601,17.6556382699385,49]
["EE","AMEM_1",191.05086904240201,21.407025242526199,17.878257056809598,50]
["EE","ARBR_P",-1.4462138183183599,-0.85388731808707796,-1.14955312550892,24]
["EE","ARBR_P",-1.46204341154476,-0.86209257536402994,-1.11902586092379,25]
["EE","ARBR_P",-1.4644199483287399,-0.86288688523097901,-1.1178054325378,26]
["EE","ARBR_P",-1.4561357491964699,-0.85592352174373998,-1.1050203735416799,27]
["EE","ARBR_P",-1.4313555089307901,-0.84496400502598601,-1.0857695055624801,28]
["EE","ARBR_P",-1.39243883490044,-0.82356574225337098,-1.0549864047311199,29]
["EE","ARBR_P",-1.34901024583358,-0.80657448827119704,-1.0273282917687701,30]
["EE","ARBR_P",-1.2822057742869799,-0.78548096970707704,-0.99675395378357501,31]
["EE","ARBR_P",-1.2116901031293801,-0.76207695897462702,-0.96184875090212396,32]
["EE","ARBR_P",-1.1301282446719501,-0.73777066067341202,-0.92846195227166195,33]
["EE","ARBR_P",-1.0498949489108,-0.71264955753483195,-0.893545697676429,34]
["EE","ARBR_P",-0.97254684908782596,-0.68814712281122503,-0.85757976517468504,35]
["EE","ARBR_P",-0.86296205327271902,-0.65047740206144,-0.815336274124833,36]
["EE","ARBR_P",-0.77161738860065299,-0.61754040649557496,-0.77773283494212597,37]
["EE","ARBR_P",-0.69476334883323698,-0.589368134129997,-0.74571923562578402,38]
["EE","ARBR_P",-0.629157091037574,-0.56461436126352504,-0.71666442918784501,39]
["EE","ARBR_P",-0.57198977634540504,-0.54154695548958498,-0.69022132289109495,40]
["EE","ARBR_P",-0.53220883349152304,-0.52327228309529905,-0.669839179286979,41]
["EE","ARBR_P",-0.49973428735097802,-0.50779870122854098,-0.65204633927432998,42]
["EE","ARBR_P",-0.47258413979194502,-0.49383388475344803,-0.63650741043825199,43]
["EE","ARBR_P",-0.44901607915764602,-0.48103822568363103,-0.62262741555069501,44]
["EE","ARBR_P",-0.42987659842614201,-0.47023799343178901,-0.61044473573400104,45]
["EE","ARBR_P",-0.41395064522139002,-0.461034439954632,-0.59984392046311397,46]
["EE","ARBR_P",-0.39945139756547698,-0.45245250065285503,-0.59006566675362004,47]
["EE","ARBR_P",-0.38699441201015899,-0.44421405835870098,-0.58061200326536,48]
["EE","ARBR_P",-0.37544753818979898,-0.43625046786267102,-0.57165794301574402,49]
["EE","ARBR_P",-0.36430548428636,-0.42831261773281398,-0.56276999445577902,50]
["EE","ARDK_P",0,0,0,24]
["EE","ARDK_P",0,0,0,25]
["EE","ARDK_P",0,0,0,26]
["EE","ARDK_P",0,0,0,27]
["EE","ARDK_P",0,0,0,28]
["EE","ARDK_P",0,0,0,29]
["EE","ARDK_P",0,0,0,30]
["EE","ARDK_P",0,0,0,31]
["EE","ARDK_P",0,0,0,32]
["EE","ARDK_P",0,0,0,33]
["EE","ARDK_P",0,0,0,34]
["EE","ARDK_P",0,0,0,35]
["EE","ARDK_P",0,0,0,36]
["EE","ARDK_P",0,0,0,37]
["EE","ARDK_P",0,0,0,38]
["EE","ARDK_P",0,0,0,39]
["EE","ARDK_P",0,0,0,40]
["EE","ARDK_P",0,0,0,41]
["EE","ARDK_P",0,0,0,42]
["EE","ARDK_P",0,0,0,43]
["EE","ARDK_P",0,0,0,44]
["EE","ARDK_P",0,0,0,45]
["EE","ARDK_P",0,0,0,46]
["EE","ARDK_P",0,0,0,47]
["EE","ARDK_P",0,0,0,48]
["EE","ARDK_P",0,0,0,49]
["EE","ARDK_P",0,0,0,50]
["EE","ARMO_P",-6.1269937856075103,2.2752671102920199,3.0630978615109798,24]
["EE","ARMO_P",-6.25305688685643,2.2425505628698201,3.12180709865831,25]
["EE","ARMO_P",-6.31509376974532,2.23303346158399,3.1179977467528102,26]
["EE","ARMO_P",-6.3383857050343204,2.24346898063988,3.1497282466593499,27]
["EE","ARMO_P",-6.3057822780608399,2.26421720062618,3.2043915734699202,28]
["EE","ARMO_P",-6.22513497726632,4.1910875654544402,5.1655026471514898,29]
["EE","ARMO_P",-1.82971509847382,0.70149791213809198,3.4996933726066999,30]
["EE","ARMO_P",-1.7815377608993399,0.716867628257708,4.32588219176208,31]
["EE","ARMO_P",-1.73060337760426,0.73510907130328895,4.43956466417713,32]
["EE","ARMO_P",-1.66281334227855,0.75519944168548903,4.51597835724254,33]
["EE","ARMO_P",-1.5927739958974301,0.77703454706185004,4.7225844274636799,34]
["EE","ARMO_P",-1.52010980258075,0.80002474168682303,5.3976051207954301,35]
["EE","ARMO_P",-1.39686381289666,0.83810546878302195,6.4639693439007102,36]
["EE","ARMO_P",-1.2897757851310301,0.87526957881925604,8.2412791387451705,37]
["EE","ARMO_P",-1.19644204100149,0.90993394167642005,5.5573618052861304,38]
["EE","ARMO_P",-1.11430337233135,0.94248763293709403,9.2754323857782808,39]
["EE","ARMO_P",-1.0384090622834901,0.97549739643210698,1.4344171321230601,40]
["EE","ARMO_P",-0.98193220010592697,1.0047791691168499,5.7907573253897304,41]
["EE","ARMO_P",-0.93458163311534903,1.0311603511887799,1.5084569827012599,42]
["EE","ARMO_P",-0.89348772043353197,1.0563930321247099,1.57270987239292,43]
["EE","ARMO_P",-0.857391873713093,1.0804752693523201,1.5743665244844101,44]
["EE","ARMO_P",-0.82799035003299704,1.1017773938095301,1.59765645321296,45]
["EE","ARMO_P",-0.80346949459967998,1.12080450003691,1.80332298514435,46]
["EE","ARMO_P",-0.78094643329369795,1.7698803893935999,1.77400897784797,47]
["EE","ARMO_P",-0.76170823577675595,1.15664550102174,1.6649919441110199,48]
["EE","ARMO_P",-0.74388678026828203,1.1743492531230599,1.9244544792920899,49]
["EE","ARMO_P",-0.72619007538254798,1.1927937625566201,1.7347984675638599,50]
["EE","AXMI1",7.29390744467893,-7.7456740677362097,-1.0234358756744699,24]
["EE","AXMI1",7.1572915335628204,-7.8818225555185499,-1.00492812872647,25]
["EE","AXMI1",7.1278159291112599,-7.8466323788554,-1.0027752533874701,26]
["EE","AXMI1",7.1534955406230099,-7.7445104921541397,-0.98902896333394097,27]
["EE","AXMI1",7.2019435464310098,-7.7519945479611598,-0.97963938405371898,28]
["EE","AXMI1",7.39332138230046,-7.4702229900930002,-0.94842709855257201,29]
["EE","AXMI1",7.5957400282299004,-7.39512213717307,-0.92892349389399498,30]
["EE","AXMI1",7.8999141773298698,-7.1874318294909996,-0.902019894491629,31]
["EE","AXMI1",8.2145982656647707,-7.0145729898435203,-0.87458076640622595,32]
["EE","AXMI1",8.6383118498595906,-6.7754425622799799,-0.84464601311257903,33]
["EE","AXMI1",9.1275621336971096,-6.5331625605155903,-0.81284579897250497,34]
["EE","AXMI1",9.6511837389655906,-6.31054308092168,-0.78104044463990097,35]
["EE","AXMI1",10.470781695792001,-5.9910153994732598,-0.74604102696918195,36]
["EE","AXMI1",11.2876460687669,-5.7045058757590201,-0.71451950904837103,37]
["EE","AXMI1",12.086036172548001,-5.4657611285993903,-0.68827065312173696,38]
["EE","AXMI1",12.872731886405299,-5.2642613486047498,-0.66474299437428497,39]
["EE","AXMI1",13.677315191051999,-5.0744968208555497,-0.64344792670552897,40]
["EE","AXMI1",14.3668970104205,-4.9135903141905004,-0.62615008646056403,41]
["EE","AXMI1",14.998843290936,-4.7765723324506704,-0.61178972906790097,42]
["EE","AXMI1",15.581911546474901,-4.6590798077465498,-0.59903721338097504,43]
["EE","AXMI1",16.126004012450199,-4.5528359461585,-0.58826276987355897,44]
["EE","AXMI1",16.590697846506998,-4.4625196354452399,-0.578517930555836,45]
["EE","AXMI1",17.006169967668999,-4.3860898491258302,-0.57053018143067502,46]
["EE","AXMI1",17.403177337275,-4.3193787031701998,-0.56342374666739803,47]
["EE","AXMI1",17.7425758639728,-4.2546685775702402,-0.55634176242341404,48]
["EE","AXMI1",18.0689505624708,-4.1923718587397598,-0.54976559958277105,49]
["EE","AXMI1",18.4064028714931,-4.1295574482780202,-0.54311631621246004,50]
["EE","AXMI_H",8.7387909852259291,-6.4304137408403896,1.5126882403353099,24]
["EE","AXMI_H",8.5782127857902601,-6.5407587754042602,1.5440075939167099,25]
["EE","AXMI_H",8.5438852614545393,-6.5136937290868397,1.5508920348042701,26]
["EE","AXMI_H",8.5752874974048794,-6.4288091509781902,1.5777484580475101,27]
["EE","AXMI_H",8.6313678908038405,-6.4369133377079404,1.6014824494395401,28]
["EE","AXMI_H",8.8616889732727095,-6.2067033594478396,1.65984917069282,29]
["EE","AXMI_H",9.0996126022868093,-6.1454064093519003,1.70474887754937,30]
["EE","AXMI_H",9.4607567008562707,-5.9771545878213201,1.76384811005933,31]
["EE","AXMI_H",9.8327279832108694,-5.8378896031743999,1.8287172375235801,32]
["EE","AXMI_H",10.331543109607599,-5.6423985076211904,1.90297178577073,33]
["EE","AXMI_H",10.9108653648213,-5.4437052359710796,1.98679395196414,34]
["EE","AXMI_H",11.5295791844327,-5.2609201761165796,2.07667905001371,35]
["EE","AXMI_H",12.500713745195499,-4.9948250028938297,2.1797557544600799,36]
["EE","AXMI_H",13.4675864786954,-4.7580614932232397,2.2842090528752101,37]
["EE","AXMI_H",14.4127660135458,-4.5607771469759504,2.37916795386883,38]
["EE","AXMI_H",15.3452802335347,-4.3930553903966603,2.4713828494467198,39]
["EE","AXMI_H",16.298099369400799,-4.2352686061921201,2.5587864214526999,40]
["EE","AXMI_H",17.113147177361501,-4.1019232815069104,2.6351598911676599,41]
["EE","AXMI_H",17.861294378249401,-3.98863623717319,2.7016050747331399,42]
["EE","AXMI_H",18.5517094927473,-3.89063386787039,2.7619764970054201,43]
["EE","AXMI_H",19.196219289417598,-3.8019554365602501,2.8148826268229299,44]
["EE","AXMI_H",19.746632591237599,-3.7267668899977302,2.8647721320575199,45]
["EE","AXMI_H",20.240106851301501,-3.6632553777857599,2.9064568198175502,46]
["EE","AXMI_H",20.712282564683498,-3.60695005189248,2.94399460136805,47]
["EE","AXMI_H",21.118247766767499,-3.5522903683334701,2.9817284909862098,48]
["EE","AXMI_H",21.508353390703299,-3.49966440014793,3.01787620072158,49]
["EE","AXMI_H",21.9117002394526,-3.4466537334416798,3.0537840597888102,50]
["EE","AYRR",1.8769427749076799,0.76757547320429498,1.0776264266631199,24]
["EE","AYRR",1.85644819747555,0.76017636950075995,1.1051504297688499,25]
["EE","AYRR",1.8513555873338099,0.758931911042382,1.105414817367,26]
["EE","AYRR",1.8593805804188801,0.76450991493405496,1.11639644668867,27]
["EE","AYRR",1.88656452548236,0.77399234882690204,1.13396801566003,28]
["EE","AYRR",1.93476991281303,0.793105600956857,1.1648783321196801,29]
["EE","AYRR",1.9890901071774401,0.80962484484755004,1.1943032257119199,30]
["EE","AYRR",2.0692863800933101,0.82951495374855,1.2276070267922301,31]
["EE","AYRR",2.1592700096658302,0.85323937627568902,1.26810262335738,32]
["EE","AYRR",2.2726988827651899,0.879495431684157,1.30951115171753,33]
["EE","AYRR",2.3999491336382999,0.90832018364251998,1.35545939889843,34]
["EE","AYRR",2.5407401330681099,0.93822781950150702,1.40668087825387,35]
["EE","AYRR",2.7760435947179798,0.98793966927936105,1.47269860047171,36]
["EE","AYRR",3.0163663463986201,1.03576600272963,1.5364966247982701,37]
["EE","AYRR",3.2615817052311602,1.0806513554930599,1.5955891552532,38]
["EE","AYRR",3.5131113036828601,1.1237143176261799,1.6536350607468999,39]
["EE","AYRR",3.7752542286759398,1.1673653235986801,1.71063429994748,40]
["EE","AYRR",3.9951967488801898,1.2044873558509701,1.75751774821738,41]
["EE","AYRR",4.1996993431624103,1.2377184170880899,1.8010748308328901,42]
["EE","AYRR",4.3919671545893699,1.2697007247068599,1.8410851580338901,43]
["EE","AYRR",4.5760978143750801,1.30047825427804,1.8786148119452399,44]
["EE","AYRR",4.7389415601565803,1.32751481696494,1.91251730849412,45]
["EE","AYRR",4.88847575530027,1.3517443769331701,1.94396916637029,46]
["EE","AYRR",5.0352287885925904,1.37548442161887,1.97388737357083,47]
["EE","AYRR",5.1706179266019099,1.3990633246772,2.0038188940990298,48]
["EE","AYRR",5.3033103358797602,1.4226206009025899,2.0328831292518199,49]
["EE","AYRR",5.4395821173318097,1.44693185326853,2.0630249048670599,50]
["EE","BAGA",4.0777155045666396,0.50928058067141901,0.71499706735910296,24]
["EE","BAGA",4.0457724148499601,0.50537064300596601,0.74281519995711898,25]
["EE","BAGA",4.05224869315213,0.50958474435978995,0.75007654976170501,26]
["EE","BAGA",4.0980214689131298,0.51721067149351996,0.77037622639861802,27]
["EE","BAGA",4.18850257578426,0.528131384611772,0.79903138372718996,28]
["EE","BAGA",4.31133981593758,0.54914122349158201,0.83399737880025804,29]
["EE","BAGA",4.4559769688430197,0.56298154541246104,0.87291028717799302,30]
["EE","BAGA",4.6500923258671598,0.58450731377568799,0.91488355735888605,31]
["EE","BAGA",4.8695400969298603,0.60886555029002998,0.96417351375139904,32]
["EE","BAGA",5.1384745226641204,0.63423458715504299,1.0138328900198901,33]
["EE","BAGA",5.42853175823572,0.66159930541241196,1.07190241593821,34]
["EE","BAGA",5.7580512550046103,0.69003726463054704,1.13383500889109,35]
["EE","BAGA",6.2713874072440401,0.72826893634980405,1.1999702220231201,36]
["EE","BAGA",6.7988925673367602,0.76837954078398896,1.2696600085959899,37]
["EE","BAGA",7.32777821835281,0.80595925229326804,1.3338738334953999,38]
["EE","BAGA",7.8621129618763499,0.83992118731350895,1.3968592739233601,39]
["EE","BAGA",8.4236380578021706,0.87437576266991701,1.45400051923596,40]
["EE","BAGA",8.8886732634849501,0.90416429569893697,1.50389550678276,41]
["EE","BAGA",9.3118334965718894,0.93158177343927195,1.5437194020738101,42]
["EE","BAGA",9.7069682318747503,0.95550789310991202,1.58123326216278,43]
["EE","BAGA",10.0796285722177,0.97839598813949002,1.61153653574245,44]
["EE","BAGA",10.411659777093201,0.99901523225302602,1.64221590871297,45]
["EE","BAGA",10.7041584917545,1.01773967380941,1.6656400847272199,46]
["EE","BAGA",10.992223977636099,1.0335159155870901,1.68564178471839,47]
["EE","BAGA",11.2470550369727,1.04920979158622,1.70566166554347,48]
["EE","BAGA",11.503329389393301,1.0649030314304899,1.72519593623303,49]
["EE","BAGA",11.7672615211512,1.0810726126430901,1.7428576186112199,50]
["EE","BAIN",4.5466263234052002,0.30902449698866402,0.43385044997731897,24]
["EE","BAIN",4.4971399933856997,0.30612782016155599,0.44650227988921398,25]
["EE","BAIN",4.4870657841108397,0.30650475472002098,0.44791445027697102,26]
["EE","BAIN",4.5127046075363797,0.30945596064180397,0.45488829858013202,27]
["EE","BAIN",4.5829290697475598,0.31409138270958398,0.46536318553327699,28]
["EE","BAIN",4.69668990179846,0.32324948765086098,0.48046723893371601,29]
["EE","BAIN",4.8264339318189098,0.33024880933581702,0.49588310818622899,30]
["EE","BAIN",5.0123151936210499,0.33972365867660298,0.51301372959708602,31]
["EE","BAIN",5.2217710790998302,0.35077498291380599,0.53349814141500296,32]
["EE","BAIN",5.4844930049567804,0.36264912309776898,0.55427527746918104,33]
["EE","BAIN",5.7755001089076901,0.37557962160778102,0.57799039108678496,34]
["EE","BAIN",6.1019531014649298,0.38905843798091999,0.60385771391784004,35]
["EE","BAIN",6.6367983080051101,0.409644373108627,0.63442033023488098,36]
["EE","BAIN",7.1837314016384699,0.430099580969309,0.66505618508736997,37]
["EE","BAIN",7.7375816131223596,0.44924445353316,0.69334140970592095,38]
["EE","BAIN",8.3021780706113795,0.46716760814862301,0.72104307526395395,39]
["EE","BAIN",8.8934391019532804,0.48530658848838298,0.74734164698523298,40]
["EE","BAIN",9.3873305254501993,0.50091372883255503,0.76959342443761203,41]
["EE","BAIN",9.84324635193523,0.51502665061695296,0.78888259589093301,42]
["EE","BAIN",10.2725868072051,0.52814887839987801,0.80687029368316199,43]
["EE","BAIN",10.681479845485899,0.54073302310180904,0.822702217075026,44]
["EE","BAIN",11.044202782131499,0.55188604755093695,0.83769482556381203,45]
["EE","BAIN",11.3713527738779,0.56192189591745301,0.85051319678985304,46]
["EE","BAIN",11.692725267462601,0.57124005265907096,0.862243755097159,47]
["EE","BAIN",11.984833747931299,0.580489391037326,0.87400508167565205,48]
["EE","BAIN",12.2734736889114,0.58972807497063395,0.88542550885249505,49]
["EE","BAIN",12.5708035603821,0.59926612490430897,0.89679040442378499,50]
["EE","BARKR_A",25.632708615877799,25.787448700117199,25.526932184489802,24]
["EE","BARKR_A",25.126060757708199,25.302737189508999,26.0232217736169,25]
["EE","BARKR_A",25.001580406026498,25.4663465663787,26.082232169005401,26]
["EE","BARKR_A",25.051322854647001,25.7641543272725,26.437142235623199,27]
["EE","BARKR_A",25.181912886583,25.705498110975999,26.6526399443946,28]
["EE","BARKR_A",25.880778664655999,26.7032812886649,27.569251769205099,29]
["EE","BARKR_A",26.706474546476301,27.060839000288599,28.286963868643902,30]
["EE","BARKR_A",27.861994212665198,27.900258081053401,29.2170465720409,31]
["EE","BARKR_A",29.070718262844299,28.658196430335501,30.237667996059301,32]
["EE","BARKR_A",30.726834393873599,29.751354491532101,31.4187870418044,33]
["EE","BARKR_A",32.581297085200802,30.9243038371268,32.745700404272597,34]
["EE","BARKR_A",34.512677021081302,32.047689305575901,34.161023793706498,35]
["EE","BARKR_A",37.551666627845897,33.772824652385196,35.808943838829798,36]
["EE","BARKR_A",40.463041593954898,35.469105177679701,37.455540444592202,37]
["EE","BARKR_A",43.206476621666098,37.0028269816316,38.929760156024699,38]
["EE","BARKR_A",45.796762019224701,38.357820849779699,40.339700798472798,39]
["EE","BARKR_A",48.335448573412997,39.7105118920786,41.655165089349602,40]
["EE","BARKR_A",50.807291366516303,41.016249823495997,42.856063865563399,41]
["EE","BARKR_A",52.994479595527103,42.195132281210498,43.890897347864602,42]
["EE","BARKR_A",54.988995697799602,43.243707654213402,44.837520472690002,43]
["EE","BARKR_A",56.824040513829203,44.236391029892303,45.659576952662597,44]
["EE","BARKR_A",58.341104287497103,45.113041620274501,46.430330179843899,45]
["EE","BARKR_A",59.819875688592901,45.907626929824502,47.087849356672898,46]
["EE","BARKR_A",61.205739400443498,46.597224394011,47.670979700720601,47]
["EE","BARKR_A",62.369928232474599,47.276867894505997,48.254883700364203,48]
["EE","BARKR_A",63.469426302052803,47.947961102370499,48.808437853751002,49]
["EE","BARKR_A",64.599970110406502,48.643679320803798,49.364013949115602,50]
["EE","BARKR_C",16.499156187612002,16.991035994241901,17.042602562729101,24]
["EE","BARKR_C",16.3371202259653,16.808985825085198,17.5940546699184,25]
["EE","BARKR_C",16.3616335320182,16.9940369067197,17.7092825966212,26]
["EE","BARKR_C",16.524655543737101,17.297594247776502,18.015156815062198,27]
["EE","BARKR_C",16.653708295893399,17.235242484171199,18.136803320823802,28]
["EE","BARKR_C",17.204956234126598,17.929795896023901,18.8007340488026,29]
["EE","BARKR_C",17.640694379327599,18.080162221383802,19.1970402705278,30]
["EE","BARKR_C",18.336262953755,18.5888034020128,19.801594026407599,31]
["EE","BARKR_C",19.006476989112102,19.0316374254331,20.432542354517299,32]
["EE","BARKR_C",19.822524783923299,19.654365797985701,21.1465417574463,33]
["EE","BARKR_C",20.819067627927499,20.333780787604699,21.970238282652101,34]
["EE","BARKR_C",21.856449085849899,21.035745832859501,22.859829571184498,35]
["EE","BARKR_C",23.4634721108654,22.045325065001599,23.900816671497001,36]
["EE","BARKR_C",24.992637988184701,23.0278218412336,24.895772159058101,37]
["EE","BARKR_C",26.419953033221802,23.902565472048298,25.790177606590898,38]
["EE","BARKR_C",27.788871710029699,24.7196851283651,26.6496089256655,39]
["EE","BARKR_C",29.1224456934549,25.5247978234718,27.474606415714401,40]
["EE","BARKR_C",30.339597946966698,26.2479440254594,28.174632220045201,41]
["EE","BARKR_C",31.427401029180299,26.894944780262001,28.773936563227299,42]
["EE","BARKR_C",32.418764946094598,27.5004910788156,29.347132453819398,43]
["EE","BARKR_C",33.321991647115802,28.073116148085099,29.841642210690701,44]
["EE","BARKR_C",34.077816873890299,28.575890865564901,30.311899046270501,45]
["EE","BARKR_C",34.817887485224198,29.019203535089801,30.704434303738001,46]
["EE","BARKR_C",35.532956616478899,29.4421702647339,31.069331376002499,47]
["EE","BARKR_C",36.167431716016502,29.870754743064399,31.448002598791099,48]
["EE","BARKR_C",36.780531756986598,30.298144876400102,31.814284142892799,49]
["EE","BARKR_C",37.412962919784597,30.7384801166165,32.1931303603873,50]
["EE","BARKW3",36.1718788086553,38.797159315837099,41.959722197411601,24]
["EE","BARKW3",35.702193540896999,38.278370655500602,43.077617899006498,25]
["EE","BARKW3",35.692623483039,38.578216767260301,43.281407398092099,26]
["EE","BARKW3",35.963709522166802,39.1754378438293,43.945377614593497,27]
["EE","BARKW3",36.215215682752799,39.078784330043099,44.276972485884698,28]
["EE","BARKW3",37.367291024915303,40.588193458589302,45.838228891323197,29]
["EE","BARKW3",38.441166415579403,41.019567456450702,46.8613305904125,30]
["EE","BARKW3",40.0448503755226,42.167434603736801,48.318024198964999,31]
["EE","BARKW3",41.648639157433699,43.175429118820396,49.868866703777002,32]
["EE","BARKW3",43.694143611330297,44.648542362291799,51.654544741668701,33]
["EE","BARKW3",46.084460488335601,46.249349274035602,53.665895393688999,34]
["EE","BARKW3",48.585425287344101,47.839670819171097,55.836686424490402,35]
["EE","BARKW3",52.449105620618099,50.273639446590998,58.425977459962702,36]
["EE","BARKW3",56.146098027569202,52.617939098314103,60.926094841503797,37]
["EE","BARKW3",59.608060052154499,54.722699783556003,63.169058242406599,38]
["EE","BARKW3",62.902475612756,56.668474713096998,65.326666302581302,39]
["EE","BARKW3",66.128426031750195,58.6031844418224,67.384699254252894,40]
["EE","BARKW3",69.145080101267396,60.370100433588,69.170704537619997,41]
["EE","BARKW3",71.820702243385199,61.948952068272199,70.742216340050106,42]
["EE","BARKW3",74.255794258119295,63.4132866277793,72.197749793190198,43]
["EE","BARKW3",76.479141621147093,64.801527489493296,73.4868502172408,44]
["EE","BARKW3",78.333454959562104,66.017461546975397,74.683426635871101,45]
["EE","BARKW3",80.131817371316302,67.100348749271902,75.727791886107994,46]
["EE","BARKW3",81.847194709521702,68.122392930335195,76.691250389323699,47]
["EE","BARKW3",83.321525283365006,69.148726044987896,77.672363148642603,48]
["EE","BARKW3",84.739747655567697,70.168784803847402,78.615684809351606,49]
["EE","BARKW3",86.200791898597004,71.220949963820004,79.586859284040798,50]
["EE","BEAU_P",0.27125872695693498,0.68286373010922397,0.91931115337597002,24]
["EE","BEAU_P",0.26760903355431997,0.67656927421366297,0.94488116090671503,25]
["EE","BEAU_P",0.26626454754249101,0.67631092767115697,0.94671126704312902,26]
["EE","BEAU_P",0.26686441896422303,0.68221360442845203,0.95932197174228395,27]
["EE","BEAU_P",0.26962400466015901,0.69139629960675697,0.97830147206712503,28]
["EE","BEAU_P",0.27479206073727802,0.709370145771687,1.0072360832385501,29]
["EE","BEAU_P",0.28039147224640398,0.72367811574872598,1.0350578159324,30]
["EE","BEAU_P",0.28877781561367899,0.74247371329927703,1.06699766628555,31]
["EE","BEAU_P",0.29814515481291298,0.76459906170397396,1.10536068168987,32]
["EE","BEAU_P",0.30990894854011902,0.78815323397407899,1.14404571680772,33]
["EE","BEAU_P",0.32293950582612502,0.81386536061047798,1.1880617921118299,34]
["EE","BEAU_P",0.33752572891025101,0.84104516670641405,1.2364707825710901,35]
["EE","BEAU_P",0.363128316294417,0.88361599539183,1.2953062815647101,36]
["EE","BEAU_P",0.38912116548824299,0.92508734978352802,1.3529054316707101,37]
["EE","BEAU_P",0.41531963517700998,0.96365351993936299,1.4060529776875199,38]
["EE","BEAU_P",0.44200347617056301,1.0001875902933,1.45782707531803,39]
["EE","BEAU_P",0.47012244497458999,1.0368378702874901,1.50803803704606,40]
["EE","BEAU_P",0.49346099221520201,1.06849532891626,1.54991555509737,41]
["EE","BEAU_P",0.515229579729507,1.09691164333519,1.5869200649615001,42]
["EE","BEAU_P",0.535943355378103,1.1239987576360499,1.62167552797737,43]
["EE","BEAU_P",0.55568304204232699,1.14994101483969,1.6528141434876999,44]
["EE","BEAU_P",0.573185672728449,1.1727736571670899,1.68189908358476,45]
["EE","BEAU_P",0.58871990661751405,1.1931144970360801,1.70705427660069,46]
["EE","BEAU_P",0.60410192160110299,1.2126749627586899,1.7306422791846501,47]
["EE","BEAU_P",0.618278872588923,1.2321276271603301,1.7544862546770501,48]
["EE","BEAU_P",0.63226430454745597,1.25156791190728,1.77763459224763,49]
["EE","BEAU_P",0.64680687930411496,1.27166862691856,1.8013185833279399,50]
["EE","BEDDT1",29.1009817114264,-6.0141183794369502,-2.71377258251339,24]
["EE","BEDDT1",28.718030771582999,-6.1237141479446597,-2.6714373164635998,25]
["EE","BEDDT1",28.806635672058601,-6.0968235802999304,-2.67024862300415,26]
["EE","BEDDT1",29.126630024203301,-6.0286531212343002,-2.6425896849786099,27]
["EE","BEDDT1",29.863599106844699,-6.0267994560182201,-2.6255430449267299,28]
["EE","BEDDT1",31.392194706077401,-5.7912594915812097,-2.54315811335645,29]
["EE","BEDDT1",33.507515302240499,-5.68888393996441,-2.4866893160751902,30]
["EE","BEDDT1",36.182635967480699,-5.5047618112838297,-2.4152010073993302,31]
["EE","BEDDT1",39.165904447117803,-5.3543505309636599,-2.3409003087691298,32]
["EE","BEDDT1",43.0846143923307,-5.1382973385390303,-2.2577328883441599,33]
["EE","BEDDT1",47.331255437614701,-4.9232999432288302,-2.1734886641479898,34]
["EE","BEDDT1",51.723500846433701,-4.7411592958399504,-2.0890329440703601,35]
["EE","BEDDT1",58.099812669346903,-4.4587216505293297,-1.99207351046144,36]
["EE","BEDDT1",64.407734539419295,-4.2163559558287798,-1.9050431186744601,37]
["EE","BEDDT1",70.591297010969996,-4.0160004665430797,-1.8331935902968299,38]
["EE","BEDDT1",76.631108846782894,-3.85091508620097,-1.7690594310161201,39]
["EE","BEDDT1",82.600267340337197,-3.6978699933455301,-1.7114732908093999,40]
["EE","BEDDT1",87.946802369686296,-3.5667638902588301,-1.6638735268867599,41]
["EE","BEDDT1",92.759550146648493,-3.4572026891142902,-1.6225488718839101,42]
["EE","BEDDT1",97.093191506099501,-3.3647931414291001,-1.58758143053607,43]
["EE","BEDDT1",101.13732807618101,-3.28118714317212,-1.55668488985706,44]
["EE","BEDDT1",104.515936212597,-3.2114361687666602,-1.5300309830602901,45]
["EE","BEDDT1",107.69043982447501,-3.1517225361633798,-1.5066177217719301,46]
["EE","BEDDT1",110.657729787573,-3.1001695650666301,-1.4857774443019001,47]
["EE","BEDDT1",113.162640620822,-3.05107495472615,-1.4656746662197699,48]
["EE","BEDDT1",115.532839021776,-3.00417001586472,-1.4471221085971699,49]
["EE","BEDDT1",117.91139774932699,-2.9573222845452301,-1.42848396660029,50]
["EE","BEDD_1",86.7119816999693,-26.994250704545401,-11.340584729718699,24]
["EE","BEDD_1",85.092756699883793,-27.473400957135901,-11.122362747238499,25]
["EE","BEDD_1",84.726269024339302,-27.295447655847699,-11.098389551866701,26]
["EE","BEDD_1",84.940763384321301,-26.953301297043701,-10.953583139918299,27]
["EE","BEDD_1",85.417617420433501,-26.990105208585501,-10.8695709385669,28]
["EE","BEDD_1",87.774981142709905,-25.937639047659601,-10.5087718018851,29]
["EE","BEDD_1",90.371651415066296,-25.590390456316999,-10.2660896113828,30]
["EE","BEDD_1",94.175541253651701,-24.7923775312427,-9.9505134952458398,31]
["EE","BEDD_1",98.134072582513298,-24.129229293723899,-9.6265302222775304,32]
["EE","BEDD_1",103.47244098142301,-23.2204150362228,-9.27446436739673,33]
["EE","BEDD_1",109.583615879211,-22.308045421338502,-8.9069353957183104,34]
["EE","BEDD_1",116.059437828328,-21.495128662966199,-8.5415107927033596,35]
["EE","BEDD_1",126.238448930498,-20.326372153478701,-8.1428514765111899,36]
["EE","BEDD_1",136.34599219596601,-19.286202830570701,-7.7812706724945802,37]
["EE","BEDD_1",146.224403758823,-18.420771924860901,-7.4814727536819996,38]
["EE","BEDD_1",155.93654795798301,-17.699443956771201,-7.2130614152802801,39]
["EE","BEDD_1",165.80587186811101,-17.0228299204217,-6.9732567763422804,40]
["EE","BEDD_1",174.34123118873299,-16.452533454091299,-6.7776519334658198,41]
["EE","BEDD_1",182.15529802819799,-15.9689680232808,-6.6144490445817397,42]
["EE","BEDD_1",189.34450395285899,-15.561454391115699,-6.4724687884869097,43]
["EE","BEDD_1",196.05583644159501,-15.192688311661501,-6.3517086271570804,44]
["EE","BEDD_1",201.750340702671,-14.8805457071877,-6.2434946287082802,45]
["EE","BEDD_1",206.89881386447701,-14.616308884992501,-6.1539475092087104,46]
["EE","BEDD_1",211.796337730012,-14.389446111895699,-6.07485215428279,47]
["EE","BEDD_1",215.984693792836,-14.1702644806933,-5.99704766974265,48]
["EE","BEDD_1",219.982617750099,-13.9596442933966,-5.9248133097715403,49]
["EE","BEDD_1",224.10074794233299,-13.7480961275733,-5.8528934946145403,50]
["EE","BERB_P",0,0,0,24]
["EE","BERB_P",0,0,0,25]
["EE","BERB_P",0,0,0,26]
["EE","BERB_P",0,0,0,27]
["EE","BERB_P",0,0,0,28]
["EE","BERB_P",0,0,0,29]
["EE","BERB_P",0,0,0,30]
["EE","BERB_P",0,0,0,31]
["EE","BERB_P",0,0,0,32]
["EE","BERB_P",0,0,0,33]
["EE","BERB_P",0,0,0,34]
["EE","BERB_P",0,0,0,35]
["EE","BERB_P",0,0,0,36]
["EE","BERB_P",0,0,0,37]
["EE","BERB_P",0,0,0,38]
["EE","BERB_P",0,0,0,39]
["EE","BERB_P",0,0,0,40]
["EE","BERB_P",0,0,0,41]
["EE","BERB_P",0,0,0,42]
["EE","BERB_P",0,0,0,43]
["EE","BERB_P",0,0,0,44]
["EE","BERB_P",0,0,0,45]
["EE","BERB_P",0,0,0,46]
["EE","BERB_P",0,0,0,47]
["EE","BERB_P",0,0,0,48]
["EE","BERB_P",0,0,0,49]
["EE","BERB_P",0,0,0,50]
["EE","BERW",2.7801634340658601,1.3803088009822599,1.9378644743359701,24]
["EE","BERW",2.7545663397896498,1.37533022016353,2.0006243243678399,25]
["EE","BERW",2.7523651309540398,1.3894805990355901,2.0121421578277499,26]
["EE","BERW",2.7721928013175501,1.40552440054952,2.0415622272271698,27]
["EE","BERW",2.8222178168048799,1.4122436208495901,2.0673504520275299,28]
["EE","BERW",2.9008467363985799,1.45244727818468,2.1311565176303802,29]
["EE","BERW",2.99044937798929,1.4597961707621101,2.2192681440772302,30]
["EE","BERW",3.11756530349184,1.49712988616798,2.2893835167694001,31]
["EE","BERW",3.26027345229542,1.54162603367752,2.3686618351339002,32]
["EE","BERW",3.4373008614027101,1.5893187241428699,2.4483946787503301,33]
["EE","BERW",3.63332069265125,1.6414299204251299,2.5396364007998899,34]
["EE","BERW",3.8514321152311899,1.6963116212843701,2.6425040339642698,35]
["EE","BERW",4.2075439415228297,1.7825601064185299,2.76979468577222,36]
["EE","BERW",4.5718279826522403,1.8662477780208,2.8978453467801102,37]
["EE","BERW",4.9416912263278903,1.94398294601002,2.9750248245187501,38]
["EE","BERW",5.3195919833724297,2.0175412758911602,3.11868713898517,39]
["EE","BERW",5.7139583698929597,2.0914745135881798,3.1397624132524902,40]
["EE","BERW",6.0429820120912803,2.1550686351800499,3.26855407498878,41]
["EE","BERW",6.3470876950306199,2.21195667846029,3.3018099641048599,42]
["EE","BERW",6.6318925960784503,2.2662455300608602,3.3734985953535102,43]
["EE","BERW",6.9034233595793504,2.3181926755209501,3.4374838151497999,44]
["EE","BERW",7.1440190869258799,2.3637639142835201,3.4970023791063398,45]
["EE","BERW",7.3628829009723002,2.4046979538671698,3.5514140908377301,46]
["EE","BERW",7.5781365600711101,2.4502031918912599,3.60015482463634,47]
["EE","BERW",7.7749445109891004,2.4832565805300901,3.64852992416967,48]
["EE","BERW",7.96925657009196,2.5223210269968499,3.6989313864396101,49]
["EE","BERW",8.1688115486479003,2.5626728900032698,3.7463036874940201,50]
["EE","BESW_1",-41.173204313635502,-88.751239697949003,-72.5136433352626,24]
["EE","BESW_1",-41.6936337264776,-89.999904136431496,-70.545926482212593,25]
["EE","BESW_1",-41.6232157122801,-88.775813328808198,-70.097355323788804,26]
["EE","BESW_1",-41.177617220730802,-87.085618954575907,-68.735105007924503,27]
["EE","BESW_1",-40.690021358071697,-86.836308224515506,-67.789617326126404,28]
["EE","BESW_1",-39.321859719787597,-82.684161970800801,-65.182083902238304,29]
["EE","BESW_1",-38.032929375616597,-81.539801829732497,-63.392896806329603,30]
["EE","BESW_1",-36.306773342694903,-78.506706471528602,-61.113682891469999,31]
["EE","BESW_1",-34.692196519639502,-75.921119137476097,-58.826044132662702,32]
["EE","BESW_1",-32.821449829673,-72.748692782824094,-56.447283248830097,33]
["EE","BESW_1",-30.913029892740202,-69.605151861600007,-53.911339808561998,34]
["EE","BESW_1",-29.084705833394601,-66.731697313004801,-51.438508085833597,35]
["EE","BESW_1",-26.646595043880499,-63.162593592405102,-48.913593602650501,36]
["EE","BESW_1",-24.608398050218,-59.841499570012601,-46.610091777955098,37]
["EE","BESW_1",-22.936649168709501,-57.107940647033097,-44.713276392013803,38]
["EE","BESW_1",-21.523095242410101,-54.882407731375103,-43.021593062061399,39]
["EE","BESW_1",-20.257489209031299,-52.801220683463697,-41.553568948191,40]
["EE","BESW_1",-19.280559242735599,-51.058105524582302,-40.353406415457499,41]
["EE","BESW_1",-18.4871101465049,-49.560497328284903,-39.411815603296297,42]
["EE","BESW_1",-17.8232211015413,-48.346213807824597,-38.567049011617001,43]
["EE","BESW_1",-17.2571571826591,-47.2502277766514,-37.889765436057999,44]
["EE","BESW_1",-16.8038067415143,-46.3089154768452,-37.252193002741599,45]
["EE","BESW_1",-16.4174548799303,-45.499954486754497,-36.758824289567102,46]
["EE","BESW_1",-16.062577831135702,-44.8478200982725,-36.3333294945812,47]
["EE","BESW_1",-15.7790976274601,-44.210252284143401,-35.907339887982303,48]
["EE","BESW_1",-15.5093377881322,-43.593837275056103,-35.507898340017199,49]
["EE","BESW_1",-15.2402705276485,-42.974840040773799,-35.122169353456101,50]
["EE","BICF_1",7.25431690941,-27.779774780931501,-7.8315739489583702,24]
["EE","BICF_1",7.1774695155961199,-28.2114551041516,-7.6621876378921696,25]
["EE","BICF_1",7.2151096975267199,-28.112455774003099,-7.6381637664812301,26]
["EE","BICF_1",7.3332255601234797,-27.744142951582099,-7.5278954194206698,27]
["EE","BICF_1",7.5060565523673501,-27.858137710273098,-7.4637707206609099,28]
["EE","BICF_1",7.8185666535529599,-26.953447021739901,-7.2259260220685402,29]
["EE","BICF_1",8.1757941512384704,-26.803778787464999,-7.0950412123343298,30]
["EE","BICF_1",8.66332240273913,-26.2022573236002,-6.8987847642867299,31]
["EE","BICF_1",9.1894481770250795,-25.7145692870983,-6.7026839078922,32]
["EE","BICF_1",9.8556585271264598,-25.002437465251901,-6.4888174554668199,33]
["EE","BICF_1",10.5949313219751,-24.267624354287101,-6.25809461613356,34]
["EE","BICF_1",11.3932109166263,-23.554475765163101,-6.0254742852770002,35]
["EE","BICF_1",12.5307046558358,-22.497618949229999,-5.7660549771543801,36]
["EE","BICF_1",13.679343902509,-21.568206149314701,-5.5374885658502997,37]
["EE","BICF_1",14.8026120116201,-20.801220321833298,-5.3469036263922103,38]
["EE","BICF_1",15.909718941415401,-20.129226767470001,-5.1760797185702101,39]
["EE","BICF_1",17.040434141840301,-19.499537459867199,-5.0193240265012697,40]
["EE","BICF_1",17.9886990876658,-18.960458948559101,-4.8935330937262904,41]
["EE","BICF_1",18.8437365979579,-18.503979942272299,-4.7893093130115796,42]
["EE","BICF_1",19.618930678232701,-18.088163750172399,-4.6942981002273996,43]
["EE","BICF_1",20.337020074696401,-17.7127237099889,-4.6143214320924502,44]
["EE","BICF_1",20.9547411625637,-17.3955630947953,-4.5415938188110001,45]
["EE","BICF_1",21.487894659128099,-17.1273786872516,-4.4820983104458598,46]
["EE","BICF_1",21.9983307414163,-16.875343100893598,-4.42828754532355,47]
["EE","BICF_1",22.421087061003501,-16.629241221240498,-4.3738480755201596,48]
["EE","BICF_1",22.8383964055235,-16.391790345792099,-4.3230917552203296,49]
["EE","BICF_1",23.264309184796002,-16.151968811000501,-4.2708220406994597,50]
["EE","BIRK_1",-38.164294994612803,-76.925934054382097,-68.061680244693406,24]
["EE","BIRK_1",-38.9458990311457,-78.309151113506701,-66.872315470816105,25]
["EE","BIRK_1",-39.192575347209299,-77.977163522187297,-66.707375283621303,26]
["EE","BIRK_1",-39.1604193442164,-76.963004486051304,-65.728135321343601,27]
["EE","BIRK_1",-39.037689929704001,-76.951042361919207,-64.944006566859997,28]
["EE","BIRK_1",-38.173341737076399,-74.102811047226496,-62.801862427357896,29]
["EE","BIRK_1",-37.334707314981202,-73.287478159689599,-61.361806872378203,30]
["EE","BIRK_1",-36.053994854536498,-71.155097035778297,-59.472398457541502,31]
["EE","BIRK_1",-34.820097712077903,-69.358534794057306,-57.530408055451403,32]
["EE","BIRK_1",-33.206817807470102,-66.888127443693804,-55.425646331922003,33]
["EE","BIRK_1",-31.484043828321301,-64.396525104570898,-53.207296616866799,34]
["EE","BIRK_1",-29.815837627556,-62.131429495619798,-51.006250373240903,35]
["EE","BIRK_1",-27.248871811293402,-58.850747436042802,-48.6082586866222,36]
["EE","BIRK_1",-25.044859251734199,-55.892815330943897,-46.420064703463702,37]
["EE","BIRK_1",-23.162233429748099,-53.414314755850498,-44.5983603520001,38]
["EE","BIRK_1",-21.524335682459999,-51.331161625608303,-42.964310396360801,39]
["EE","BIRK_1",-20.037112157365002,-49.366590162606101,-41.505859030932498,40]
["EE","BIRK_1",-18.973308070567999,-47.723411941614103,-40.322370754635898,41]
["EE","BIRK_1",-18.088712018635398,-46.323536395377602,-39.344247012341803,42]
["EE","BIRK_1",-17.332911956907001,-45.133171348692798,-38.486062324608497,43]
["EE","BIRK_1",-16.675928755952899,-44.055044684565303,-37.761841430935299,44]
["EE","BIRK_1",-16.146547741579401,-43.136356730223397,-37.1062744665889,45]
["EE","BIRK_1",-15.7022028490236,-42.361259229133999,-36.572055822773798,46]
["EE","BIRK_1",-15.2995542277912,-41.695386876359002,-36.102473309383001,47]
["EE","BIRK_1",-14.967247675892301,-41.053096802042603,-35.640178290540597,48]
["EE","BIRK_1",-14.660739937443299,-40.435623436953101,-35.2108220998363,49]
["EE","BIRK_1",-14.3564199241099,-39.814449607263803,-34.784966552558103,50]
["EE","BISW_1",26.118868572684899,4.4807383218208896,15.860071579876101,24]
["EE","BISW_1",25.7422377623461,4.4128296121942601,16.2634399223877,25]
["EE","BISW_1",25.737569243258299,4.4616705720120802,16.358293120182498,26]
["EE","BISW_1",25.953226963247701,4.5383979003991897,16.6695255392261,27]
["EE","BISW_1",26.213762905553899,4.5463858793537399,16.905390190827699,28]
["EE","BISW_1",27.022638236312002,4.7493479006132198,17.5500436563763,29]
["EE","BISW_1",27.837103863084099,4.8094736931478197,18.036417185923,30]
["EE","BISW_1",29.028973003243099,4.9778001111666299,18.6866331057549,31]
["EE","BISW_1",30.259478981223101,5.1300479407275104,19.392114314387399,32]
["EE","BISW_1",31.8505250924905,5.33371291346565,20.1843039793896,33]
["EE","BISW_1",33.6866158942262,5.5538649683002896,21.099076358704298,34]
["EE","BISW_1",35.688428804691199,5.7733574804352603,22.075379344763,35]
["EE","BISW_1",38.693996020495803,6.0774048934224201,23.163938786041498,36]
["EE","BISW_1",41.717567842452397,6.3903898184246204,24.268357604588601,37]
["EE","BISW_1",44.666246821949002,6.6778458866657902,25.270906807777301,38]
["EE","BISW_1",47.577890870228103,6.9368095988785097,26.307212626490699,39]
["EE","BISW_1",50.578419907984902,7.1990132819662804,27.154737133399198,40]
["EE","BISW_1",53.076231139008101,7.4352544402948499,28.0581211019765,41]
["EE","BISW_1",55.345326196962098,7.6518040992262897,28.616803651906,42]
["EE","BISW_1",57.428304927694697,7.8403014106322697,29.239525156592599,43]
["EE","BISW_1",59.3576642861537,8.0191932792470197,29.760730606634301,44]
["EE","BISW_1",61.023901430378999,8.1799246588963506,30.269202617937001,45]
["EE","BISW_1",62.474533970725602,8.3219027854637897,30.679552034408498,46]
["EE","BISW_1",63.871287857355703,8.4554161962481,31.035341970819299,47]
["EE","BISW_1",65.045760323267203,8.5637582374197994,31.395896664942502,48]
["EE","BISW_1",66.198998029172301,8.6842056510579901,31.754692437448099,49]
["EE","BISW_1",67.390652420973097,8.8087603399887495,32.090846101519098,50]
["EE","BLYTB1",0.782189378316134,-3.0009325356358301,-0.75893965298839705,24]
["EE","BLYTB1",0.77099989903333599,-3.0424104765688602,-0.74069367222498395,25]
["EE","BLYTB1",0.76972747836854105,-3.0228502463520801,-0.73760824082146303,26]
["EE","BLYTB1",0.77481281473452501,-2.9753535869167398,-0.72625693093780097,27]
["EE","BLYTB1",0.77954625010779099,-2.9794695358848702,-0.71964573130891696,28]
["EE","BLYTB1",0.80099359038501206,-2.8681067141259602,-0.69561858997499704,29]
["EE","BLYTB1",0.81932811432473795,-2.8426613234641498,-0.68211602644497804,30]
["EE","BLYTB1",0.84945808999539996,-2.7652458545373899,-0.66231229749413001,31]
["EE","BLYTB1",0.87994260152630199,-2.70141117370266,-0.64253449446483302,32]
["EE","BLYTB1",0.919567029849368,-2.6128865938280699,-0.621047537806801,33]
["EE","BLYTB1",0.967191148612223,-2.5224390220626201,-0.59810504324896996,34]
["EE","BLYTB1",1.01856195496756,-2.4371391288572899,-0.57501662840962198,35]
["EE","BLYTB1",1.1023828602176,-2.3154239580721798,-0.54927476574831502,36]
["EE","BLYTB1",1.1875423085221399,-2.2074242420416601,-0.52657420456132498,37]
["EE","BLYTB1",1.2722402733769,-2.1178355741551802,-0.50764308674837599,38]
["EE","BLYTB1",1.3579261259958899,-2.0403708930777098,-0.49063435600855299,39]
["EE","BLYTB1",1.4470797486261699,-1.96809125402914,-0.475127861360709,40]
["EE","BLYTB1",1.5190829405020201,-1.9081300395818801,-0.46281621480274698,41]
["EE","BLYTB1",1.5853493223663899,-1.8572883482984199,-0.45251987779432201,42]
["EE","BLYTB1",1.64729142959266,-1.81249453369831,-0.44326307980748397,43]
["EE","BLYTB1",1.70540380792752,-1.77190509775132,-0.43538811300402303,44]
["EE","BLYTB1",1.75618192181629,-1.73755372073224,-0.42828107160538498,45]
["EE","BLYTB1",1.8013390643562599,-1.7086412884675799,-0.42241272096400201,46]
["EE","BLYTB1",1.8449917573749,-1.68233352160462,-0.41708826297579399,47]
["EE","BLYTB1",1.88318448701095,-1.6566609757825601,-0.41175375884703103,48]
["EE","BLYTB1",1.92052892290891,-1.6318808976579,-0.40675663564416997,49]
["EE","BLYTB1",1.9591209431313299,-1.6070256418517499,-0.40167280934678801,50]
["EE","BLYTH132",0.27078909750986402,-1.9433776908013201,-0.56893661682891095,24]
["EE","BLYTH132",0.268686854484186,-1.9694286696654499,-0.55459034404701302,25]
["EE","BLYTH132",0.27070835462274201,-1.95430909333614,-0.55191323639408196,26]
["EE","BLYTH132",0.27597519362869899,-1.92132288106427,-0.54274707278364098,27]
["EE","BLYTH132",0.282783931071593,-1.9225656417884101,-0.53716568625846095,28]
["EE","BLYTH132",0.29478648994711798,-1.8479221950543701,-0.51883340019051205,29]
["EE","BLYTH132",0.30792409358441503,-1.83270347804617,-0.50849072467752299,30]
["EE","BLYTH132",0.32595625653370602,-1.78125257820072,-0.49334023557921902,31]
["EE","BLYTH132",0.34549612240684202,-1.7385273417757201,-0.47829571992826703,32]
["EE","BLYTH132",0.37000772506245,-1.6813810232537101,-0.46214107440750601,33]
["EE","BLYTH132",0.39721052011182501,-1.6232092170011101,-0.44470783587158402,34]
["EE","BLYTH132",0.42687640293397699,-1.56760581808406,-0.427253115084266,35]
["EE","BLYTH132",0.471235171045426,-1.4919341318092401,-0.40817912305815501,36]
["EE","BLYTH132",0.51715181432492097,-1.4237023912737301,-0.391333808919757,37]
["EE","BLYTH132",0.56299733726107604,-1.36740105788021,-0.37731796009169699,38]
["EE","BLYTH132",0.60921979908732204,-1.31917310126009,-0.36475767960377498,39]
["EE","BLYTH132",0.65745682779052705,-1.27420466751953,-0.35337718482744102,40]
["EE","BLYTH132",0.69595487032960002,-1.2365008417852901,-0.344286266898223,41]
["EE","BLYTH132",0.73071740024999299,-1.2043743653567101,-0.33685604937862601,42]
["EE","BLYTH132",0.762533000487568,-1.17631869036616,-0.33007097753108799,43]
["EE","BLYTH132",0.79218856919713498,-1.1509584688199299,-0.32442404174450201,44]
["EE","BLYTH132",0.81826752033380501,-1.12939336703031,-0.31923934585130598,45]
["EE","BLYTH132",0.84070685141085599,-1.1111253998853301,-0.31505926104402698,46]
["EE","BLYTH132",0.862354216207736,-1.0948226082588901,-0.31129446886462597,47]
["EE","BLYTH132",0.88047525304581398,-1.0788637650580699,-0.30748741692194498,48]
["EE","BLYTH132",0.89863873042937603,-1.0634363402206,-0.30391903592738201,49]
["EE","BLYTH132",0.91718012260201298,-1.04792688442647,-0.30029499612837701,50]
["EE","BOAG_P",-0.946607323162447,-1.81834919747348,-2.4479682025317699,24]
["EE","BOAG_P",-0.95677871764702505,-1.83281053519049,-2.3651371879618202,25]
["EE","BOAG_P",-0.95809652074948803,-1.8254289197343001,-2.3493113608063099,26]
["EE","BOAG_P",-0.95043202640949898,-1.8021615767538299,-2.2975150236394701,27]
["EE","BOAG_P",-0.93355334223869202,-1.7689972192176999,-2.2250564465901999,28]
["EE","BOAG_P",-0.91151686537621301,-1.71027524444554,-2.1414553137307699,29]
["EE","BOAG_P",-0.88754633855584597,-1.67187510698993,-2.06000567620264,30]
["EE","BOAG_P",-0.85631542449293896,-1.6175619493794899,-1.9762143770632501,31]
["EE","BOAG_P",-0.82356675707703797,-1.5591161413421499,-1.88499940726565,32]
["EE","BOAG_P",-0.78650667356273096,-1.50278071920356,-1.8015750128291499,33]
["EE","BOAG_P",-0.75017936451022704,-1.44604808011435,-1.7126240442274101,34]
["EE","BOAG_P",-0.71249835604219702,-1.3905502195520301,-1.62591459121441,35]
["EE","BOAG_P",-0.65672289239144199,-1.31826893330716,-1.5392441539730199,36]
["EE","BOAG_P",-0.60798576213509403,-1.2520107945513299,-1.4594330109335101,37]
["EE","BOAG_P",-0.56610644556134904,-1.19632024900722,-1.3932161487769299,38]
["EE","BOAG_P",-0.52932279846945895,-1.1494954824016299,-1.33425099355504,39]
["EE","BOAG_P",-0.49515998831506303,-1.10602793458265,-1.2839242203738801,40]
["EE","BOAG_P",-0.47047534948534803,-1.0710135537299901,-1.2437889671106299,41]
["EE","BOAG_P",-0.449998774904391,-1.0411056952351601,-1.21293360084641,42]
["EE","BOAG_P",-0.43231736833515,-1.01546991711093,-1.1850677817336699,43]
["EE","BOAG_P",-0.41691378835978299,-0.99216576584939997,-1.16296561967639,44]
["EE","BOAG_P",-0.40412581659424401,-0.97233900447764299,-1.14189804838204,45]
["EE","BOAG_P",-0.39374463927661602,-0.95523016004030403,-1.1259518739424501,46]
["EE","BOAG_P",-0.383954060102983,-0.94049878800487896,-1.1122087710797599,47]
["EE","BOAG_P",-0.37563804134823697,-0.92627872908190401,-1.0986462672181601,48]
["EE","BOAG_P",-0.36761881877179597,-0.91248356936171504,-1.0857634243976999,49]
["EE","BOAG_P",-0.35963141638825402,-0.89865474544203405,-1.0737413005302701,50]
["EE","BOLN_1",85.340511538410496,-79.537190948209698,-41.689076094833503,24]
["EE","BOLN_1",83.790355621813106,-80.902597405555795,-40.807808373472199,25]
["EE","BOLN_1",83.469656875530504,-80.420603731688999,-40.6658572863263,26]
["EE","BOLN_1",83.774113154429998,-79.354626355822802,-40.037875213968697,27]
["EE","BOLN_1",84.197115308890005,-79.507742392312807,-39.620791081772502,28]
["EE","BOLN_1",86.394558379147497,-76.545147335697905,-38.2522057283321,29]
["EE","BOLN_1",88.609848057376794,-75.781810676488703,-37.328428198607199,30]
["EE","BOLN_1",91.950669675798295,-73.639042353002196,-36.128130435815997,31]
["EE","BOLN_1",95.323429357882603,-71.834001168560306,-34.906497554871599,32]
["EE","BOLN_1",99.838310092353893,-69.372138506829899,-33.600328114721101,33]
["EE","BOLN_1",105.06539780270801,-66.884418659942895,-32.217350341691102,34]
["EE","BOLN_1",110.6395373914,-64.589211740224599,-30.8520016416727,35]
["EE","BOLN_1",119.52033585015,-61.348498765852298,-29.398106944546299,36]
["EE","BOLN_1",128.25380361679299,-58.434838185495799,-28.077012025825798,37]
["EE","BOLN_1",136.65516106901799,-56.017896002944198,-26.9841444604941,38]
["EE","BOLN_1",144.81909478772499,-53.986548658983899,-25.953272207829599,39]
["EE","BOLN_1",153.09763583501001,-52.072856582317101,-25.1425316528805,40]
["EE","BOLN_1",160.407935190936,-50.443464568447197,-24.357960666247902,41]
["EE","BOLN_1",167.04213364331201,-49.055026299191802,-23.857899743754,42]
["EE","BOLN_1",173.144529271528,-47.86684972418,-23.348017907841498,43]
["EE","BOLN_1",178.79447959575501,-46.793498075543702,-22.926841331923601,44]
["EE","BOLN_1",183.58956527189201,-45.880564019208798,-22.540294496541399,45]
["EE","BOLN_1",187.98176617549899,-45.1006061082402,-22.224492522147099,46]
["EE","BOLN_1",192.18339862839301,-44.377561874590398,-21.9526803418653,47]
["EE","BOLN_1",195.766712137155,-43.763915814677603,-21.6840462743255,48]
["EE","BOLN_1",199.217821979338,-43.129304647100497,-21.426619504470398,49]
["EE","BOLN_1",202.79861778818201,-42.489344319667403,-21.1811812853596,50]
["EE","BONN",4.8594807260127997,4.1957132492412201,5.8905106193768599,24]
["EE","BONN",4.8128179887497602,4.1579716196843197,6.0881437923326898,25]
["EE","BONN",4.8116155977628701,4.1770984083877796,6.1265716751666304,26]
["EE","BONN",4.8534622843321999,4.2271997778638504,6.25699907728435,27]
["EE","BONN",4.9465721063201302,4.3016016109753501,6.4448712239480104,28]
["EE","BONN",5.0809397958906199,4.4486473976155798,6.6901414578135601,29]
["EE","BONN",5.2386018746955596,4.5508587911889098,6.9540800503144,30]
["EE","BONN",5.4565155837162198,4.7021189810983497,7.2424678352951402,31]
["EE","BONN",5.7028332745250196,4.8756085875131197,7.5835621864732499,32]
["EE","BONN",6.0092528482283498,5.0584235770914203,7.9280837484904296,33]
["EE","BONN",6.3431125374478201,5.2562779531438704,8.3279507858469408,34]
["EE","BONN",6.7209725912247196,5.4625523857329403,8.7579221351584895,35]
["EE","BONN",7.3216705018822203,5.7551225289395598,9.2349647481250496,36]
["EE","BONN",7.9383514687196604,6.05488859040112,9.7274691223387002,37]
["EE","BONN",8.5594387653914197,6.3352407776623201,10.1813210719233,38]
["EE","BONN",9.1890923361568806,6.5920043151697598,10.6256105101905,39]
["EE","BONN",9.8502744664701094,6.8520444532391398,11.036067548415501,40]
["EE","BONN",10.4007512899524,7.07729699580233,11.3906829740316,41]
["EE","BONN",10.904438103732501,7.2829767973591997,11.6824282676187,42]
["EE","BONN",11.376491783952099,7.4676576515323996,11.956829707387699,43]
["EE","BONN",11.8236485090895,7.6443217723727299,12.185914292833401,44]
["EE","BONN",12.221341425535099,7.8022866752297899,12.4117041565055,45]
["EE","BONN",12.574938094018201,7.9451976508816999,12.5919456754448,46]
["EE","BONN",12.9223419912468,8.0707936698510103,12.7504209051581,47]
["EE","BONN",13.232359939692101,8.1954704296592205,12.9093674094697,48]
["EE","BONN",13.541706156860201,8.3200088636088001,13.063865312208801,49]
["EE","BONN",13.8603024884076,8.4485596974694399,13.210265494826499,50]
["EE","BOTW_1",37.200178319545103,4.4675607207288,7.3262913225977,24]
["EE","BOTW_1",36.654600007986303,4.39732869036333,7.4936334730866498,25]
["EE","BOTW_1",36.660259692054403,4.4294651449273799,7.5257530324703596,26]
["EE","BOTW_1",36.985353733323798,4.4967155693328804,7.6490071879208301,27]
["EE","BOTW_1",37.429316443917799,4.4944468281366401,7.7348641724703597,28]
["EE","BOTW_1",38.7170427103432,4.6718043294198797,8.0067517720234793,29]
["EE","BOTW_1",40.142779984887603,4.72340049090226,8.1976592880905095,30]
["EE","BOTW_1",42.155663858276299,4.8663319139086401,8.4629613574453,31]
["EE","BOTW_1",44.283660785637302,4.9936818425766196,8.7492312087933595,32]
["EE","BOTW_1",47.053495004104597,5.1739458844356498,9.0768596300086006,33]
["EE","BOTW_1",50.179063570835801,5.3693718266356898,9.4507324747780199,34]
["EE","BOTW_1",53.486913295224802,5.5633136460668702,9.8520984501829201,35]
["EE","BOTW_1",58.416187165459,5.8505483940605103,10.3174149955932,36]
["EE","BOTW_1",63.257438790579698,6.1358568717270296,10.778418649853901,37]
["EE","BOTW_1",67.908124075874099,6.3954635498282402,11.194836106943701,38]
["EE","BOTW_1",72.412850937429397,6.6320096327887104,11.596277933949301,39]
["EE","BOTW_1",76.915768287253897,6.8695892672009098,11.978025358572999,40]
["EE","BOTW_1",80.962639006834394,7.0876613381708298,12.3121134648883,41]
["EE","BOTW_1",84.590844235367399,7.2852942329801103,12.599641909706801,42]
["EE","BOTW_1",87.894601749042295,7.4634231561329099,12.8671132717931,43]
["EE","BOTW_1",90.948180774204602,7.63250194771941,13.098979334644101,44]
["EE","BOTW_1",93.529969309721295,7.7826475156711004,13.318791031264301,45]
["EE","BOTW_1",95.913698792985798,7.9159434662686197,13.502456422950999,46]
["EE","BOTW_1",98.179542707590002,8.0354050494413194,13.668759521156399,47]
["EE","BOTW_1",100.095963368669,8.1550051525275205,13.8381442800027,48]
["EE","BOTW_1",101.949650048935,8.27380422884365,14.0003341107405,49]
["EE","BOTW_1",103.84974863391,8.3968161828180303,14.164788036907501,50]
["EE","BRAC_P",-17.509745642502299,-2.7567126552753698,-3.71124805565815,24]
["EE","BRAC_P",-17.6722970267178,-2.78035866188588,-3.5269789254610999,25]
["EE","BRAC_P",-17.702928929199999,-2.7489460303464899,-3.5045334968130799,26]
["EE","BRAC_P",-17.662165300558801,-2.7267086578033601,-3.4512780179592801,27]
["EE","BRAC_P",-17.614834252249601,-2.70890896598012,-3.42866451772991,28]
["EE","BRAC_P",-17.209334546150899,-2.6161414497790099,-3.2895863293550001,29]
["EE","BRAC_P",-16.762784574994701,-2.5546597130574402,-3.1553035963760001,30]
["EE","BRAC_P",-16.159744531298799,-2.4685323882572301,-3.0177120706730798,31]
["EE","BRAC_P",-15.5205378982683,-2.3763929544562101,-2.8692639620378801,32]
["EE","BRAC_P",-14.7817668098544,-2.2871578326206801,-2.7343924763714198,33]
["EE","BRAC_P",-14.044000186589001,-2.1971699117977299,-2.5919005328548401,34]
["EE","BRAC_P",-13.283886117389899,-2.10971856249965,-2.45346832771108,35]
["EE","BRAC_P",-12.1660482612095,-1.9945163575295599,-2.3151060088367799,36]
["EE","BRAC_P",-11.190251863805001,-1.88915682073674,-2.1881207122303801,37]
["EE","BRAC_P",-10.347219776362399,-1.8002343333080999,-2.0828487490757901,38]
["EE","BRAC_P",-9.6047997102687592,-1.72506223624484,-1.9794352881314801,39]
["EE","BRAC_P",-8.9213042463691696,-1.65524784458504,-1.9090440787591401,40]
["EE","BRAC_P",-8.4353022705672096,-1.5997169218757299,-1.8330011160189099,41]
["EE","BRAC_P",-8.0309228068514695,-1.5521905816816299,-1.79682590864059,42]
["EE","BRAC_P",-7.6832410584684601,-1.51150764408912,-1.7530109449569899,43]
["EE","BRAC_P",-7.3793981060895,-1.4743846339836699,-1.7178819985798099,44]
["EE","BRAC_P",-7.1270965017657604,-1.44269663438367,-1.68456657802101,45]
["EE","BRAC_P",-6.9193785778821102,-1.4153982363331501,-1.65824836909318,46]
["EE","BRAC_P",-6.7249406793945798,-1.38912680410339,-1.6359767240526599,47]
["EE","BRAC_P",-6.5579286657546403,-1.36881514380146,-1.6144451819407399,48]
["EE","BRAC_P",-6.3987548113605301,-1.34658963246136,-1.59258690516013,49]
["EE","BRAC_P",-6.2415601805175198,-1.32439471863165,-1.5738429364743101,50]
["EE","BRAI_1",-21.2801953077593,-35.147747786943299,-34.875655233443602,24]
["EE","BRAI_1",-21.667105643265401,-35.763655184224802,-34.234960517012702,25]
["EE","BRAI_1",-21.7328009619503,-35.515405483005601,-34.152648754267503,26]
["EE","BRAI_1",-21.631761321393999,-35.008134818758798,-33.674047348306999,27]
["EE","BRAI_1",-21.437931691003001,-34.962595593494001,-33.340550825018603,28]
["EE","BRAI_1",-20.7996531581257,-33.533751448921301,-32.242082726147402,29]
["EE","BRAI_1",-20.117207873173399,-33.062172001113098,-31.513628044144099,30]
["EE","BRAI_1",-19.195309757356299,-31.960586994955602,-30.549920976589998,31]
["EE","BRAI_1",-18.306583323284599,-31.037039486590398,-29.5612630198872,32]
["EE","BRAI_1",-17.225424546621198,-29.804751395975199,-28.488482625629899,33]
["EE","BRAI_1",-16.1339347276955,-28.570076829116601,-27.359822332512302,34]
["EE","BRAI_1",-15.111089119915199,-27.469521448696501,-26.237022592817699,35]
["EE","BRAI_1",-13.7223850905244,-25.938838948919901,-25.0178254583282,36]
["EE","BRAI_1",-12.568194955992601,-24.560536431933802,-23.910140894184298,37]
["EE","BRAI_1",-11.610801793638799,-23.4106922487241,-22.9893618284515,38]
["EE","BRAI_1",-10.7991960175725,-22.4564971384046,-22.163976060790901,39]
["EE","BRAI_1",-10.0796274557903,-21.560733441024599,-21.424160354177602,40]
["EE","BRAI_1",-9.5397252622944908,-20.813634645586401,-20.822722494883301,41]
["EE","BRAI_1",-9.09519507479515,-20.177254760745502,-20.322953332287099,42]
["EE","BRAI_1",-8.7238399770872892,-19.648719134001698,-19.885596758735701,43]
["EE","BRAI_1",-8.4039059636426394,-19.1699054008849,-19.515190436481799,44]
["EE","BRAI_1",-8.1501688989601,-18.7623433010959,-19.181007529694,45]
["EE","BRAI_1",-7.93600412760851,-18.418456349509299,-18.9070917123402,46]
["EE","BRAI_1",-7.7418971638388498,-18.127963814344099,-18.6645930982118,47]
["EE","BRAI_1",-7.5834434671709996,-17.846388952698199,-18.4249008193019,48]
["EE","BRAI_1",-7.4371674609811702,-17.5753267555192,-18.2019943813001,49]
["EE","BRAI_1",-7.2923626836230202,-17.303125941834001,-17.9797868593621,50]
["EE","BRAP",3.6360743094759602,1.03533372503959,1.4535417316824,24]
["EE","BRAP",3.6057541119105498,1.02675945303073,1.49850920388426,25]
["EE","BRAP",3.60205963635326,1.0277629774566699,1.5006436911121199,26]
["EE","BRAP",3.6221266281179898,1.03592282619938,1.51640484361966,27]
["EE","BRAP",3.67326781131825,1.0480545304109901,1.5365231232506,28]
["EE","BRAP",3.77470208026361,1.0757932186764201,1.5815560547512499,29]
["EE","BRAP",3.8875700085545,1.09934780830791,1.62456825693021,30]
["EE","BRAP",4.0484329670015597,1.1279684848435101,1.67310140874859,31]
["EE","BRAP",4.2284075227568696,1.1620250878009299,1.73163967786288,32]
["EE","BRAP",4.4500203648322101,1.1989834467317899,1.7909171933671799,33]
["EE","BRAP",4.6972475059638903,1.23951707799521,1.8571227220556501,34]
["EE","BRAP",4.9706044399486897,1.2818152236970699,1.93063193202177,35]
["EE","BRAP",5.4218391855717796,1.3498711827674199,2.02313454661763,36]
["EE","BRAP",5.8820145442262497,1.4155225112674299,2.11262213786509,37]
["EE","BRAP",6.3500171428383396,1.4768793614195199,2.1953110124993498,38]
["EE","BRAP",6.8295227783673402,1.53558463981023,2.27643336100286,39]
["EE","BRAP",7.32882561569369,1.5947983698799999,2.3553935151140299,40]
["EE","BRAP",7.7443893199454701,1.6449840626662899,2.4203055217101701,41]
["EE","BRAP",8.1301099390071503,1.68985876009178,2.4796717386221099,42]
["EE","BRAP",8.4917598850819402,1.7328680755594199,2.5344854285984701,43]
["EE","BRAP",8.8371639409331806,1.77421420152998,2.5852020948818599,44]
["EE","BRAP",9.14288883047249,1.8104728479597401,2.6314317976936699,45]
["EE","BRAP",9.4229766019183607,1.84298497872463,2.6736727054145701,46]
["EE","BRAP",9.6990089825075696,1.8747641189859701,2.7137489793562399,47]
["EE","BRAP",9.9542310454863898,1.9063910121405501,2.7539376881394699,48]
["EE","BRAP",10.2054367198992,1.93801528885773,2.7930881214797099,49]
["EE","BRAP",10.4634225934153,1.9706006137712999,2.8333713344540299,50]
["EE","BRAW_1",72.883341655381699,62.883430420271097,64.2258995054504,24]
["EE","BRAW_1",71.767934430895394,61.920509476071999,65.767424082382107,25]
["EE","BRAW_1",71.604080882850795,62.461210154866301,66.029009773699102,26]
["EE","BRAW_1",71.951302958613994,63.368092655564901,67.0258197273793,27]
["EE","BRAW_1",72.358280758901699,63.287744778477098,67.596126000252099,28]
["EE","BRAW_1",74.418447590974495,65.869907958070499,69.988418981893304,29]
["EE","BRAW_1",76.426334352611207,66.696276138860895,71.679883885145898,30]
["EE","BRAW_1",79.486237143563102,68.796075300628004,74.002557094327699,31]
["EE","BRAW_1",82.647428740412494,70.664634151825098,76.518816049638303,32]
["EE","BRAW_1",86.824725403135503,73.310723076305806,79.401192984791294,33]
["EE","BRAW_1",91.707361961505299,76.179735836783706,82.666270726730005,34]
["EE","BRAW_1",96.9435385665751,78.996397471163107,86.178226967492904,35]
["EE","BRAW_1",105.58719966868,83.267027668635606,90.306897588996705,36]
["EE","BRAW_1",114.414394151406,87.545311393263503,94.425762813490294,37]
["EE","BRAW_1",123.262890443525,91.499712355798906,98.174166304635406,38]
["EE","BRAW_1",132.225772085957,95.1486386172853,101.817687885214,39]
["EE","BRAW_1",141.55743870870299,98.854061133888393,105.304145573157,40]
["EE","BRAW_1",149.09473909342901,102.13938617572801,108.296666743522,41]
["EE","BRAW_1",156.035890258873,105.1235800276,110.909437684583,42]
["EE","BRAW_1",162.488919166697,107.803185978626,113.314422272916,43]
["EE","BRAW_1",168.56057224403199,110.358825936388,115.429847172713,44]
["EE","BRAW_1",173.84694650079899,112.635993704277,117.420359135418,45]
["EE","BRAW_1",178.568431334769,114.63814353371301,119.099794893176,46]
["EE","BRAW_1",183.11126134677201,116.43245308346999,120.62768025928,47]
["EE","BRAW_1",187.066122213721,118.22905533448299,122.173917747402,48]
["EE","BRAW_1",190.90708786335301,120.013182536705,123.656056003844,49]
["EE","BRAW_1",194.85928136037799,121.853930424436,125.152783032759,50]
["EE","BRED_1",66.355959976757404,80.195842372298401,83.1172127630457,24]
["EE","BRED_1",65.388675026492706,78.670734986623998,85.809574398220406,25]
["EE","BRED_1",65.147661316911197,80.058948323823003,85.799233098162503,26]
["EE","BRED_1",64.941656422412905,80.3430637715838,86.088875852709293,27]
["EE","BRED_1",63.977240565677398,78.368987517472604,84.100555643562302,28]
["EE","BRED_1",65.571822202526903,81.293399167265605,86.859769175396906,29]
["EE","BRED_1",67.085134292309704,82.143817214563697,88.686819560802803,30]
["EE","BRED_1",69.490835793023194,84.482323770647398,91.311307538842499,31]
["EE","BRED_1",71.9517880276358,86.554251718585704,94.143607273324406,32]
["EE","BRED_1",75.279409210299605,89.560794752780694,97.423329038787401,33]
["EE","BRED_1",79.216108779100793,92.830796540423293,101.14668300486299,34]
["EE","BRED_1",83.449740230962504,96.066495438353698,105.16832372416,35]
["EE","BRED_1",90.569214515998397,101.068620823893,109.984162917717,36]
["EE","BRED_1",97.823213367218102,106.038498854306,114.73023534639201,37]
["EE","BRED_1",105.08678682840301,110.622901427656,119.04697399616801,38]
["EE","BRED_1",112.438283679075,114.877377084429,123.233416247169,39]
["EE","BRED_1",120.110976666577,119.203371719035,127.28967893808399,40]
["EE","BRED_1",126.36219954593101,123.069446357469,130.76623376987499,41]
["EE","BRED_1",132.139353750569,126.578293332718,133.83333273925501,42]
["EE","BRED_1",137.534696672764,129.77571616637999,136.675582502754,43]
["EE","BRED_1",142.618693235059,132.82414558317399,139.19899371596401,44]
["EE","BRED_1",147.049586292545,135.54089480247899,141.559424804759,45]
["EE","BRED_1",151.01832314970801,137.92785324297699,143.57659585443099,46]
["EE","BRED_1",154.84142800801601,140.106699010938,145.42968879685799,47]
["EE","BRED_1",158.18567017021999,142.289132893599,147.31608685090001,48]
["EE","BRED_1",161.42754313756299,144.457751111828,149.121020278342,49]
["EE","BRED_1",164.77853047881399,146.70268642024001,150.98016719999299,50]
["EE","BRFO_1",-57.870857338713897,-115.02401006842101,-79.565853058930401,24]
["EE","BRFO_1",-58.955178615117603,-116.936266358623,-77.787512839508494,25]
["EE","BRFO_1",-59.246852759921097,-116.29246956543901,-77.405369345872003,26]
["EE","BRFO_1",-59.072937131690097,-114.655175691479,-75.981477974632497,27]
["EE","BRFO_1",-58.908310970824097,-114.81643004621699,-74.849560194052003,28]
["EE","BRFO_1",-57.626739721172598,-110.613146303984,-72.134199325017505,29]
["EE","BRFO_1",-56.583647347889702,-109.71886318669,-70.273100741047301,30]
["EE","BRFO_1",-54.895361817035202,-106.735141123182,-67.870754849584003,31]
["EE","BRFO_1",-53.354901354078798,-104.23834098664599,-65.440586072489495,32]
["EE","BRFO_1",-51.373655260648903,-100.85944238936101,-62.8874813234806,33]
["EE","BRFO_1",-49.152773523692098,-97.430689708187501,-60.154410482096601,34]
["EE","BRFO_1",-46.925143576085198,-94.189919745391705,-55.955432156397698,35]
["EE","BRFO_1",-43.630165147305298,-89.695219267908598,-51.182037226284002,36]
["EE","BRFO_1",-40.799348364513399,-85.615090157782703,-45.9173189713078,37]
["EE","BRFO_1",-38.412176916529098,-82.234463138354002,-45.931200989212797,38]
["EE","BRFO_1",-36.339436287258899,-79.378264533280401,-41.284350789881799,39]
["EE","BRFO_1",-34.420648802031202,-76.689667378700804,-45.169422901177597,40]
["EE","BRFO_1",-32.937258244650899,-74.388848516850501,-40.202828583552098,41]
["EE","BRFO_1",-31.6965521278191,-72.421561153981003,-42.277766824510401,42]
["EE","BRFO_1",-30.621578965307901,-70.723450672451094,-41.347168199526799,43]
["EE","BRFO_1",-29.693015730291901,-69.191375501537706,-40.639575452619702,44]
["EE","BRFO_1",-28.9418623131284,-67.883446108681994,-39.957804813513803,45]
["EE","BRFO_1",-28.305128659965401,-66.768482573003197,-39.298752552309303,46]
["EE","BRFO_1",-27.7188592930843,-64.663537144241701,-38.879716563182299,47]
["EE","BRFO_1",-27.241759702279499,-64.812186630619294,-38.512380667139297,48]
["EE","BRFO_1",-26.793902077929499,-63.899583879789702,-37.926188051464898,49]
["EE","BRFO_1",-26.3390990065772,-62.977198509707797,-37.650720778559503,50]
["EE","BRID_P",-1.7916495104786401,0.65049240375773698,0.87573097763616603,24]
["EE","BRID_P",-1.81318701666351,0.64450117981487998,0.90302301922099504,25]
["EE","BRID_P",-1.8172099922845499,0.64622359376313798,0.90756708646664397,26]
["EE","BRID_P",-1.80595421987614,0.65336072184031202,0.92488555115363802,27]
["EE","BRID_P",-1.7769168006689999,0.66405628256530302,0.95040490351386497,28]
["EE","BRID_P",-1.73475568451868,0.68473847668582899,0.98395236127221197,29]
["EE","BRID_P",-1.6874458428817301,0.69967868042369397,1.0188974745166399,30]
["EE","BRID_P",-1.6210726128669699,0.72140598064649997,1.05797150154383,31]
["EE","BRID_P",-1.5507180630917301,0.74636125986472301,1.1044258994155201,32]
["EE","BRID_P",-1.46866817476682,0.77285675310759505,1.15148127625269,33]
["EE","BRID_P",-1.3872677119705501,0.80169348769580795,1.20584751258158,34]
["EE","BRID_P",-1.3047602033330801,0.83191188316624798,1.2647125247450499,35]
["EE","BRID_P",-1.1842057437836899,0.87672633178926496,1.3322278137582699,36]
["EE","BRID_P",-1.08011456736926,0.92212962556622302,1.4013078508779899,37]
["EE","BRID_P",-0.99079573258462905,0.96486184103375505,1.4653754734684801,38]
["EE","BRID_P",-0.91289711808612695,1.00475042752711,1.5282989964286999,39]
["EE","BRID_P",-0.84229767000433797,1.04520887672035,1.5876456149062499,40]
["EE","BRID_P",-0.79234441421021495,1.08024658220257,1.6383714830051299,41]
["EE","BRID_P",-0.75106155147876197,1.11229257715792,1.6815042442931201,42]
["EE","BRID_P",-0.71590806558278597,1.1417033412326001,1.7220173129408201,43]
["EE","BRID_P",-0.68525889515230598,1.1700038831839701,1.7568945987861799,44]
["EE","BRID_P",-0.65998542197348797,1.19537772201241,1.79075248005432,45]
["EE","BRID_P",-0.63913383012333802,1.2181664496822699,1.8205210904062401,46]
["EE","BRID_P",-0.61981143711344,1.2460977633547099,1.84547286452,47]
["EE","BRID_P",-0.60327806042425702,1.2596306873936201,1.8693958881916399,48]
["EE","BRID_P",-0.58765686560768104,1.2803772241623299,1.9515916721267801,49]
["EE","BRID_P",-0.57234266457051497,1.3018247769748299,1.9253301421487099,50]
["EE","BRIM_1",28.910673635915,-4.66635011112644,8.7286006734275894,24]
["EE","BRIM_1",28.270896183550398,-4.75670083482487,8.8901415586693808,25]
["EE","BRIM_1",28.031203537478,-4.7333821462864298,8.8999393082682392,26]
["EE","BRIM_1",27.958919819395799,-4.6860385911892504,9.0064763721900292,27]
["EE","BRIM_1",27.8231733424353,-4.71540960055429,9.0481085998790896,28]
["EE","BRIM_1",28.253017246177698,-4.5579131681590397,9.3273635586108696,29]
["EE","BRIM_1",28.5819960160173,-4.52860834601137,9.5119654620270904,30]
["EE","BRIM_1",29.193988641863299,-4.4178690611176297,9.7798200252903698,31]
["EE","BRIM_1",29.738070842417098,-4.3243508530272896,10.068047535809001,32]
["EE","BRIM_1",30.553254894035,-4.1951235594030196,10.399536771804501,33]
["EE","BRIM_1",31.565455402582799,-4.0640256857926396,10.7836860889128,34]
["EE","BRIM_1",32.6831544723684,-3.9393312158258702,11.1958692102078,35]
["EE","BRIM_1",34.692163600825999,-3.7614512420267299,11.6812370875352,36]
["EE","BRIM_1",36.652168319237902,-3.5990435464456798,12.159690102410099,37]
["EE","BRIM_1",38.508033680445202,-3.4642356910675902,12.5920439718432,38]
["EE","BRIM_1",40.290723353804303,-3.3508301489393602,13.007385975015699,39]
["EE","BRIM_1",42.142014239303002,-3.2428947784362201,13.408030290360401,40]
["EE","BRIM_1",43.788734563108797,-3.14872029834638,13.758959673523901,41]
["EE","BRIM_1",45.288975158828201,-3.0679719278322501,14.056705759238,42]
["EE","BRIM_1",46.7043357259967,-2.99793604800545,14.3404952037172,43]
["EE","BRIM_1",48.007817636669699,-2.9349354442886901,14.582559277629301,44]
["EE","BRIM_1",49.120176966507898,-2.8809678289646001,14.8146656691101,45]
["EE","BRIM_1",50.133508190471296,-2.8345916283307999,15.0059601331547,46]
["EE","BRIM_1",51.106529950249701,-2.79438398131026,15.177774496667,47]
["EE","BRIM_1",51.927509926518603,-2.75536900900113,15.3557564117295,48]
["EE","BRIM_1",52.714709667473102,-2.71779689365601,15.5240574958002,49]
["EE","BRIM_1",53.553871367114397,-2.67958582954991,15.6993517210684,50]
["EE","BRLE_1",-24.149459815699899,4.0422623149560204,-8.4203828448265394,24]
["EE","BRLE_1",-24.5726152957503,3.9758079877357502,-8.1783239447784499,25]
["EE","BRLE_1",-24.686578163751399,4.0242938289273296,-8.1285247871107202,26]
["EE","BRLE_1",-24.633608846197699,4.0838177757531797,-7.9723219253173996,27]
["EE","BRLE_1",-24.706827591529802,4.0687683951779698,-7.8887301218936896,28]
["EE","BRLE_1",-24.247655907466299,4.2404518188339502,-7.5774916344363001,29]
["EE","BRLE_1",-23.959592011204599,4.27734464473735,-7.3535585373473298,30]
["EE","BRLE_1",-23.4238222359958,4.4134906850690303,-7.0739660699640599,31]
["EE","BRLE_1",-22.9716554576164,4.5371838717166701,-6.7934786547499701,32]
["EE","BRLE_1",-22.381562281787499,4.69883880514283,-6.5076349887846696,33]
["EE","BRLE_1",-21.673200191486899,4.8725202386600701,-6.1975059624399798,34]
["EE","BRLE_1",-20.908439258541801,5.0507835935349004,-5.8990595313894598,35]
["EE","BRLE_1",-19.714437187600399,5.2887328630632897,-5.6069223836274498,36]
["EE","BRLE_1",-18.6583350945582,5.5371479175034999,-5.3351949930173896,37]
["EE","BRLE_1",-17.767306179308999,5.76238758861526,-5.1116101267575997,38]
["EE","BRLE_1",-16.986171112850599,5.9628307991353502,-4.9129867019947504,39]
["EE","BRLE_1",-16.229068016786002,6.1654144178874004,-4.7428265939844003,40]
["EE","BRLE_1",-15.650267496953999,6.3511290195799504,-4.6022486147655997,41]
["EE","BRLE_1",-15.1645522417833,6.5219967681181199,-4.4971819170880201,42]
["EE","BRLE_1",-14.732583372047401,6.6710118774653901,-4.4007028172099796,43]
["EE","BRLE_1",-14.3622137392203,6.8112384238785904,-4.3271318138662398,44]
["EE","BRLE_1",-14.054396853214399,6.9379442425072702,-4.2549224324281703,45]
["EE","BRLE_1",-13.803453144233901,7.0510313043563499,-4.20289978730173,46]
["EE","BRLE_1",-13.5670148871107,7.1455141585580302,-4.1595931875116099,47]
["EE","BRLE_1",-13.3809028493142,7.2404945570136201,-4.1155861483722704,48]
["EE","BRLE_1",-13.199378315360599,7.3348277732478397,-4.0744830846314004,49]
["EE","BRLE_1",-13.0093962299562,7.4329563199934796,-4.0357126976151596,50]
["EE","BROA_P",-0.41787278567413599,-0.21060804282459,-0.28353288397432902,24]
["EE","BROA_P",-0.422941429162356,-0.21255039630006101,-0.27517257273830598,25]
["EE","BROA_P",-0.42406460404651702,-0.212359162518693,-0.27419986796796803,26]
["EE","BROA_P",-0.42142034137418299,-0.21025397231859899,-0.26962196276658001,27]
["EE","BROA_P",-0.41474898839490398,-0.20715473870855999,-0.26308914987724202,28]
["EE","BROA_P",-0.40560806037026698,-0.201349357559129,-0.25459591878219201,29]
["EE","BROA_P",-0.39562140205611201,-0.197291348979933,-0.24663978652291699,30]
["EE","BROA_P",-0.38224644429292998,-0.191844438188226,-0.23817598748087501,31]
["EE","BROA_P",-0.36820083658043501,-0.18579586774908799,-0.22876824490912201,32]
["EE","BROA_P",-0.35201648179002798,-0.179878225125534,-0.22005204574832701,33]
["EE","BROA_P",-0.33602051351614198,-0.173849284857302,-0.210699634832125,34]
["EE","BROA_P",-0.31943413688496203,-0.16784521647881601,-0.201362830108827,35]
["EE","BROA_P",-0.29438593942830399,-0.159569292448733,-0.19151236952776099,36]
["EE","BROA_P",-0.27251444765212701,-0.15214456565794299,-0.18261836793615399,37]
["EE","BROA_P",-0.253668748516095,-0.145898420861068,-0.175176274083539,38]
["EE","BROA_P",-0.23709673447398599,-0.14055050754169801,-0.16852463296542,39]
["EE","BROA_P",-0.22171627681386,-0.13558659586848701,-0.162678094690106,40]
["EE","BROA_P",-0.21055472537748199,-0.13154309489993901,-0.158039303636555,41]
["EE","BROA_P",-0.20127172435742199,-0.12811447908791199,-0.15435355031821499,42]
["EE","BROA_P",-0.19324509945554799,-0.12506906500801199,-0.150999614621771,43]
["EE","BROA_P",-0.18623997299332301,-0.122302911694292,-0.14825649801735999,44]
["EE","BROA_P",-0.180440679569319,-0.119969159506521,-0.14570672961551701,45]
["EE","BROA_P",-0.17570760280610601,-0.117955758382202,-0.14369096577993201,46]
["EE","BROA_P",-0.17126001294827101,-0.116145004356435,-0.141907423345566,47]
["EE","BROA_P",-0.16747127743988199,-0.114402509997527,-0.14013955291461699,48]
["EE","BROA_P",-0.163842213888715,-0.11271463527365801,-0.138470265417098,49]
["EE","BROA_P",-0.16022929647517201,-0.11101836358177,-0.13684076482133001,50]
["EE","BROR_P",0.164746773815757,1.93205246869005E-2,2.60104220659951E-2,24]
["EE","BROR_P",0.16258209165932599,1.9141575282342001E-2,2.6767004397785302E-2,25]
["EE","BROR_P",0.16194037929746299,1.9153982219651498E-2,2.6852634816127201E-2,26]
["EE","BROR_P",0.16263186811524899,1.93395654825534E-2,2.7281163619574101E-2,27]
["EE","BROR_P",0.164779706764276,1.9621862869633001E-2,2.7918007316899099E-2,28]
["EE","BROR_P",0.168094198034522,2.0166194744858701E-2,2.8805693036015299E-2,29]
["EE","BROR_P",0.17174731437374099,2.0577258290122202E-2,2.96876991928017E-2,30]
["EE","BROR_P",0.176910998506979,2.1142982640047801E-2,3.0688274032392798E-2,31]
["EE","BROR_P",0.182591471872739,2.1805793400605601E-2,3.1882072848974499E-2,32]
["EE","BROR_P",0.18951389339053501,2.2499989455473501E-2,3.3080221993834001E-2,33]
["EE","BROR_P",0.19690611474102401,2.3253975151435201E-2,3.4460058792140799E-2,34]
["EE","BROR_P",0.205180885579449,2.4053587150703101E-2,3.59630424062099E-2,35]
["EE","BROR_P",0.219541086334235,2.5237610058391698E-2,3.7699199208458198E-2,36]
["EE","BROR_P",0.233919508521479,2.6403269682853499E-2,3.9420331184565102E-2,37]
["EE","BROR_P",0.248041788994766,2.7478387764071799E-2,4.0999000441789002E-2,38]
["EE","BROR_P",0.26209200980137098,2.8479343613870601E-2,4.2528596257819101E-2,39]
["EE","BROR_P",0.27683298282199498,2.9478230981555598E-2,4.39845540073735E-2,40]
["EE","BROR_P",0.28911877717138001,3.0348687294460299E-2,4.5216379207759498E-2,41]
["EE","BROR_P",0.300401490516786,3.1129613224402799E-2,4.6260411806639902E-2,42]
["EE","BROR_P",0.31103858902898501,3.1861759106948398E-2,4.7251096179801902E-2,43]
["EE","BROR_P",0.321018131748601,3.2558682808033E-2,4.8103122213149697E-2,44]
["EE","BROR_P",0.32976597019117898,3.3170621794441101E-2,4.89175996295051E-2,45]
["EE","BROR_P",0.33728573909359899,3.3716447175705801E-2,4.9588004047472399E-2,46]
["EE","BROR_P",0.34475625002481403,3.4227370780293698E-2,5.0200742731632497E-2,47]
["EE","BROR_P",0.35147706400675899,3.47344766310674E-2,5.08232759137369E-2,48]
["EE","BROR_P",0.35816303503431002,3.5240266203942397E-2,5.1425070601143603E-2,49]
["EE","BROR_P",0.36516250855246901,3.57636598125484E-2,5.2030219626194002E-2,50]
["EE","BROX",1.6914565450216399,0.25216722090340499,0.35402650380334899,24]
["EE","BROX",1.67961420467942,0,0,25]
["EE","BROX",1.68235659741406,0,0,26]
["EE","BROX",1.6992882743876401,0,0,27]
["EE","BROX",1.73388686138399,0,0,28]
["EE","BROX",1.78711146370346,0,0,29]
["EE","BROX",1.8489436660101499,0,0,30]
["EE","BROX",1.9333959426753,0,0,31]
["EE","BROX",2.02839888602657,0,0,32]
["EE","BROX",2.1447379566338798,0,0,33]
["EE","BROX",2.2716038078038001,0,0,34]
["EE","BROX",2.41384290991041,0,0,35]
["EE","BROX",2.6393442764284401,0,0,36]
["EE","BROX",2.8706787034676999,0,0,37]
["EE","BROX",3.1042208811992502,0,0,38]
["EE","BROX",3.3416352564507399,0,0,39]
["EE","BROX",3.5899143129474602,0,0,40]
["EE","BROX",3.7959409348988098,0,0,41]
["EE","BROX",3.9848275730237699,0,0,42]
["EE","BROX",4.1608552107636596,0,0,43]
["EE","BROX",4.3277636465828504,0,0,44]
["EE","BROX",4.4760258304067904,0,0,45]
["EE","BROX",4.6091595713406903,0,0,46]
["EE","BROX",4.7402911547022697,0,0,47]
["EE","BROX",4.8584370099397303,0,0,48]
["EE","BROX",4.9762094698711099,0,0,49]
["EE","BROX",5.0971320261521598,0,0,50]
["EE","BRWA1",3.0253249859254598,-20.337165463743499,-20.292082600623001,24]
["EE","BRWA1",2.9703846006521601,-20.664048320888799,-19.922244947547298,25]
["EE","BRWA1",2.9553272068384699,-20.621134222382199,-19.907259267525198,26]
["EE","BRWA1",2.9606210540876998,-20.376670545387899,-19.704789302238499,27]
["EE","BRWA1",2.9674310956922101,-20.458768080982601,-19.641714272998598,28]
["EE","BRWA1",3.0403886406615199,-19.80812930514,-19.092689279490902,29]
["EE","BRWA1",3.1067588764365799,-19.6355019532092,-18.838316562336001,30]
["EE","BRWA1",3.2166231203947802,-19.178673660595301,-18.408281822013599,31]
["EE","BRWA1",3.32678896742362,-18.813802919966399,-17.9783365900796,32]
["EE","BRWA1",3.4750952149471201,-18.248028580898001,-17.485631645355198,33]
["EE","BRWA1",3.6536335973017402,-17.663197455065902,-16.962249620532099,34]
["EE","BRWA1",3.8419964420835999,-17.123362449814099,-16.4202011646566,35]
["EE","BRWA1",4.1455507212128397,-16.262471246141502,-15.7613366531357,36]
["EE","BRWA1",4.4446576954184698,-15.5286657454,-15.1972560353079,37]
["EE","BRWA1",4.7364502197989697,-14.917642436293299,-14.7238400271705,38]
["EE","BRWA1",5.0250558871732904,-14.3795721810428,-14.2976591274203,39]
["EE","BRWA1",5.3178573904183004,-13.876667212727,-13.8902812559752,40]
["EE","BRWA1",5.57034712075692,-13.4538537541092,-13.567930752813201,41]
["EE","BRWA1",5.8039384060157202,-13.099242202411901,-13.2824660951203,42]
["EE","BRWA1",6.0211714516407699,-12.7772867608686,-13.0258686243944,43]
["EE","BRWA1",6.2246145748288404,-12.4850765787422,-12.7971562783392,44]
["EE","BRWA1",6.3977333770940596,-12.240749776825499,-12.598159934640201,45]
["EE","BRWA1",6.5560270787424404,-12.036214015193901,-12.423377093016599,46]
["EE","BRWA1",6.7076644973887003,-11.840793137419499,-12.260346734560001,47]
["EE","BRWA1",6.8413082851198004,-11.651083131724,-12.096579397080101,48]
["EE","BRWA1",6.9685688629379197,-11.4685458984744,-11.9443901367873,49]
["EE","BRWA1",7.1004028754298298,-11.285345985482801,-11.782800562498799,50]
["EE","BUMU_P",-0.27659390732331801,-0.95603877228465395,-1.28707539684463,24]
["EE","BUMU_P",-0.28029804275105402,-0.96623976145145096,-1.25535910460067,25]
["EE","BUMU_P",-0.28144905594418501,-0.96805822003274999,-1.2552145751754,26]
["EE","BUMU_P",-0.280767941393054,-0.96147825857611602,-1.24256992340112,27]
["EE","BUMU_P",-0.27724218855539401,-0.95054085920246401,-1.22305436892135,28]
["EE","BUMU_P",-0.27094173470340999,-0.927806086202699,-1.1898964408794399,29]
["EE","BUMU_P",-0.26395321525379201,-0.90961448534917599,-1.1601549747364199,30]
["EE","BUMU_P",-0.25354755017154101,-0.88742960748710098,-1.1274806234399199,31]
["EE","BUMU_P",-0.24259915257798401,-0.86261141546334796,-1.0899143592087199,32]
["EE","BUMU_P",-0.22960927039453299,-0.83669664026710699,-1.0539505824846001,33]
["EE","BUMU_P",-0.21649682655595001,-0.80990926278882303,-1.0163047650788299,34]
["EE","BUMU_P",-0.20348141657793101,-0.78369878314777597,-0.97734237902444099,35]
["EE","BUMU_P",-0.183294436413909,-0.742262774239277,-0.93079178549511399,36]
["EE","BUMU_P",-0.16601402472985399,-0.70598955154809195,-0.889336683652732,37]
["EE","BUMU_P",-0.151128360273037,-0.67484805012756,-0.85391024033735097,38]
["EE","BUMU_P",-0.138144982237801,-0.64733273665803803,-0.82163140821737901,39]
["EE","BUMU_P",-0.12653745325311899,-0.62146702298351597,-0.79196516190461796,40]
["EE","BUMU_P",-0.118507155663818,-0.60106901607498597,-0.76924772856789303,41]
["EE","BUMU_P",-0.111817397469416,-0.58378146928091001,-0.74933103008417401,42]
["EE","BUMU_P",-0.10617339222243601,-0.568103570120295,-0.73189653615309802,43]
["EE","BUMU_P",-0.1012429765815,-0.55374940420894803,-0.71629671501074399,44]
["EE","BUMU_P",-9.7205450472315796E-2,-0.54161548032698303,-0.70260659424941596,45]
["EE","BUMU_P",-9.3836593069023394E-2,-0.53128113295364299,-0.69064443726398195,46]
["EE","BUMU_P",-9.0727383669116396E-2,-0.52156576727681003,-0.67958463250217305,47]
["EE","BUMU_P",-8.8020675202840404E-2,-0.51221547231190101,-0.66882680824068297,48]
["EE","BUMU_P",-8.5506926052450902E-2,-0.50317720980043301,-0.65866242891367,49]
["EE","BUMU_P",-8.3060985406185006E-2,-0.49414756046875802,-0.64848742244378998,50]
["EE","BURM_1",29.913376634032499,-20.576520441277601,7.0371012484574598,24]
["EE","BURM_1",29.615573531363601,-20.806279567276199,7.2412799413125297,25]
["EE","BURM_1",29.693180148397499,-20.587916403885998,7.28601958674553,26]
["EE","BURM_1",30.036671512885999,-20.1963118416935,7.4130908670249296,27]
["EE","BURM_1",30.355113579965401,-20.187289850979099,7.4863327118366803,28]
["EE","BURM_1",31.4108909889014,-19.325858719315601,7.7564303691660301,29]
["EE","BURM_1",32.3574411454792,-19.098164996312299,7.9218528690008103,30]
["EE","BURM_1",33.8202800293734,-18.490610122229199,8.1702500021362106,31]
["EE","BURM_1",35.313046813253003,-17.988922699023,8.4321222710862003,32]
["EE","BURM_1",37.1634079324593,-17.321997477252498,8.7314043322313299,33]
["EE","BURM_1",39.351731714174903,-16.6453960494438,9.0725217549245993,34]
["EE","BURM_1",41.690394442645299,-16.0166533096086,9.4419528985005208,35]
["EE","BURM_1",45.1313216155785,-15.1716774857651,9.8778403732190991,36]
["EE","BURM_1",48.535209417614702,-14.423880169564001,10.2972783054648,37]
["EE","BURM_1",51.818402654918899,-13.809082507525099,10.675762427228801,38]
["EE","BURM_1",55.050431386960298,-13.2838455174887,11.0408051840267,39]
["EE","BURM_1",58.312282036922902,-12.799113639345199,11.393113388692299,40]
["EE","BURM_1",61.081848743209797,-12.3976511463663,11.6915942002377,41]
["EE","BURM_1",63.595716827760398,-12.057884290392099,11.953268578241101,42]
["EE","BURM_1",65.899842846860295,-11.7642624769321,12.1984788076995,43]
["EE","BURM_1",68.029622018664199,-11.497986953570299,12.4149336196595,44]
["EE","BURM_1",69.855865276486796,-11.273408420016301,12.617666100426099,45]
["EE","BURM_1",71.491534443728,-11.0840512185667,12.790138826620399,46]
["EE","BURM_1",73.0720239683843,-10.9138926712751,12.951360932865599,47]
["EE","BURM_1",74.439807477863198,-10.7470398721991,13.116930431740499,48]
["EE","BURM_1",75.781493668144094,-10.585675473214399,13.277070092748099,49]
["EE","BURM_1",77.1626091515691,-10.424548336572499,13.442315531736,50]
["EE","BUSH_1",7.0552051784628897,-5.4888904459277299,-11.55945187589,24]
["EE","BUSH_1",6.9478263901595803,-5.5672036790157504,-11.269640968442401,25]
["EE","BUSH_1",6.9414769487351897,-5.50586875306825,-11.197047840417399,26]
["EE","BUSH_1",6.9983950027239104,-5.3990118079188303,-10.9703609417504,27]
["EE","BUSH_1",7.0656250078198504,-5.3723711756150596,-10.784295299733101,28]
["EE","BUSH_1",7.2755424329635998,-5.1230126813114802,-10.370513200741099,29]
["EE","BUSH_1",7.4775000269334404,-5.0515067816177304,-10.0846236711195,30]
["EE","BUSH_1",7.7798464360588504,-4.8662791389387197,-9.7211357339004305,31]
["EE","BUSH_1",8.0912800323435103,-4.7096615564086299,-9.3544823031669999,32]
["EE","BUSH_1",8.4999315719689701,-4.5133637630222099,-8.9713036770533598,33]
["EE","BUSH_1",8.9870903810019094,-4.31702153180143,-8.5639489106471096,34]
["EE","BUSH_1",9.5246412643854601,-4.13745191112824,-8.16575786671328,35]
["EE","BUSH_1",10.320607733331,-3.91123338969334,-7.7603839838548803,36]
["EE","BUSH_1",11.1285612121039,-3.7022227317940901,-7.3890611774023602,37]
["EE","BUSH_1",11.926760843339499,-3.5290412265318598,-7.0824783103852802,38]
["EE","BUSH_1",12.726275064183,-3.38658984434307,-6.8087706357366597,39]
["EE","BUSH_1",13.5565013134218,-3.2535731795126801,-6.5703435639821501,40]
["EE","BUSH_1",14.2358849191757,-3.1430070365638101,-6.3765617588177301,41]
["EE","BUSH_1",14.857066877143099,-3.0482083596721701,-6.2227809200030997,42]
["EE","BUSH_1",15.432451327851499,-2.97064919811758,-6.0862108302477704,43]
["EE","BUSH_1",15.9691089790182,-2.9004613336430101,-5.9753254891673802,44]
["EE","BUSH_1",16.436251010427299,-2.8402305530238401,-5.8717642397823697,45]
["EE","BUSH_1",16.8405496108135,-2.78935324703694,-5.7914541888431703,46]
["EE","BUSH_1",17.2296324962814,-2.7476765203148199,-5.7218238482784303,47]
["EE","BUSH_1",17.561307682885101,-2.7070427948515201,-5.6526255359010698,48]
["EE","BUSH_1",17.8861697795917,-2.6677989432676901,-5.5877197963344001,49]
["EE","BUSH_1",18.221712549111199,-2.6284482783620202,-5.5251900584260598,50]
["EE","BUST_1",89.6892897660085,39.290691554019197,48.872276290292099,24]
["EE","BUST_1",88.239947884708599,38.704938770952701,50.035156829145798,25]
["EE","BUST_1",87.988102833726003,38.988717341734898,50.277806751356202,26]
["EE","BUST_1",88.449040746153102,39.6034686595303,51.146183536673,27]
["EE","BUST_1",88.936940636158596,39.605501232209697,51.789702388931197,28]
["EE","BUST_1",91.283248725153697,41.173246091152102,53.6407452006219,29]
["EE","BUST_1",93.374495618426096,41.600178720572202,54.929285090013998,30]
["EE","BUST_1",96.634643697475795,42.829956413103098,56.719057477528501,31]
["EE","BUST_1",99.862226693438899,43.918189987390399,58.642428375180302,32]
["EE","BUST_1",104.13408437749599,45.4516964338628,60.830469382132499,33]
["EE","BUST_1",109.27727167982199,47.114706478621599,63.338528474883802,34]
["EE","BUST_1",114.869529849111,48.779374238070702,66.030726860102504,35]
["EE","BUST_1",123.579171890026,51.226745921973198,69.135723654980396,36]
["EE","BUST_1",132.217685562669,53.661550578063398,72.212639622851597,37]
["EE","BUST_1",140.575335660382,55.871811125346902,74.993780444638304,38]
["EE","BUST_1",148.79382577870399,57.891720510322003,77.983674589853294,39]
["EE","BUST_1",157.21070313785401,59.920625450583202,80.227778346559106,40]
["EE","BUST_1",164.37523430072901,61.766722597467101,82.944748264083699,41]
["EE","BUST_1",170.87211472201901,63.436929458549699,84.335247840605703,42]
["EE","BUST_1",176.90273092121299,64.948277848740901,86.110155828767105,43]
["EE","BUST_1",182.48424288024799,66.379997342958902,87.626434781925198,44]
["EE","BUST_1",187.27179862458701,67.650861735159296,89.076409418736603,45]
["EE","BUST_1",191.55468685253399,68.772439860076801,90.302990939238995,46]
["EE","BUST_1",195.65688255514499,69.932595653611003,91.374036683200799,47]
["EE","BUST_1",199.14909855114101,70.791612823187407,92.455511888871996,48]
["EE","BUST_1",202.53051235676099,71.794345102682001,93.553009765925594,49]
["EE","BUST_1",206.03963193932799,72.831463137936197,94.583528737660203,50]
["EE","B_EXTRA_100",0,0,0,24]
["EE","B_EXTRA_100",0,0,0,25]
["EE","B_EXTRA_100",0,0,0,26]
["EE","B_EXTRA_100",0,0,0,27]
["EE","B_EXTRA_100",0,0,0,28]
["EE","B_EXTRA_100",0,0,0,29]
["EE","B_EXTRA_100",0,0,0,30]
["EE","B_EXTRA_100",0,0,0,31]
["EE","B_EXTRA_100",0,0,0,32]
["EE","B_EXTRA_100",0,0,0,33]
["EE","B_EXTRA_100",0,0,0,34]
["EE","B_EXTRA_100",0,0,0,35]
["EE","B_EXTRA_100",0,0,0,36]
["EE","B_EXTRA_100",0,0,0,37]
["EE","B_EXTRA_100",0,0,0,38]
["EE","B_EXTRA_100",0,0,0,39]
["EE","B_EXTRA_100",0,0,0,40]
["EE","B_EXTRA_100",0,0,0,41]
["EE","B_EXTRA_100",0,0,0,42]
["EE","B_EXTRA_100",0,0,0,43]
["EE","B_EXTRA_100",0,0,0,44]
["EE","B_EXTRA_100",0,0,0,45]
["EE","B_EXTRA_100",0,0,0,46]
["EE","B_EXTRA_100",0,0,0,47]
["EE","B_EXTRA_100",0,0,0,48]
["EE","B_EXTRA_100",0,0,0,49]
["EE","B_EXTRA_100",0,0,0,50]
["EE","B_EXTRA_101",0,6.2702488309953298E-3,1.74503173012692E-2,24]
["EE","B_EXTRA_101",0,2.41570515630006E-2,3.9034825957114903E-2,25]
["EE","B_EXTRA_101",0,5.846588692765E-2,5.846588692765E-2,26]
["EE","B_EXTRA_101",0,6.9113159100239893E-2,6.9113159100239893E-2,27]
["EE","B_EXTRA_101",0,4.2365152837957998E-2,4.2365152837957998E-2,28]
["EE","B_EXTRA_101",0,0.106407104314846,0.106407104314846,29]
["EE","B_EXTRA_101",0,0,0.36036224938620698,30]
["EE","B_EXTRA_101",0,0,0.44532498338146098,31]
["EE","B_EXTRA_101",0,0,0.45349625829561702,32]
["EE","B_EXTRA_101",0,0,0.45747295633781199,33]
["EE","B_EXTRA_101",0,0,0.47497622794838601,34]
["EE","B_EXTRA_101",0,0,0.89652215353891296,35]
["EE","B_EXTRA_101",0,0,1.57179364287546,36]
["EE","B_EXTRA_101",0,0,2.7000000976470901,37]
["EE","B_EXTRA_101",0,0,1.7294139824085899,38]
["EE","B_EXTRA_101",0,0,3.39546335478523,39]
["EE","B_EXTRA_101",0,0,0,40]
["EE","B_EXTRA_101",0,0,2.09588604459814,41]
["EE","B_EXTRA_101",0,0,0,42]
["EE","B_EXTRA_101",0,0,1.9188259878084701E-2,43]
["EE","B_EXTRA_101",0,0,2.4382046558580599E-3,44]
["EE","B_EXTRA_101",0,0,0,45]
["EE","B_EXTRA_101",0,0,0.11367425565790699,46]
["EE","B_EXTRA_101",0,0.42584028732312401,8.84264538866468E-2,47]
["EE","B_EXTRA_101",0,0,0,48]
["EE","B_EXTRA_101",0,0,0.168997193598736,49]
["EE","B_EXTRA_101",0,0,1.9045533636176198E-2,50]
["EE","B_EXTRA_102",0,0,0,24]
["EE","B_EXTRA_102",0,0,0,25]
["EE","B_EXTRA_102",0,0,0,26]
["EE","B_EXTRA_102",0,0.81399815252643004,0.81399815252643004,27]
["EE","B_EXTRA_102",0,1.0656530004707201,1.0656530004707201,28]
["EE","B_EXTRA_102",0,1.55451458294227,1.55451458294227,29]
["EE","B_EXTRA_102",0,0,4.1732991914016404,30]
["EE","B_EXTRA_102",0,0,4.78270725503618,31]
["EE","B_EXTRA_102",0,0,4.8411146769286502,32]
["EE","B_EXTRA_102",0,0,4.8636734876873904,33]
["EE","B_EXTRA_102",0,0,4.9915455006284404,34]
["EE","B_EXTRA_102",0,0,5.4591114933018599,35]
["EE","B_EXTRA_102",0,0,6.1940593258718204,36]
["EE","B_EXTRA_102",0,0,7.4572558599766703,37]
["EE","B_EXTRA_102",0,0,4.4076851206296297,38]
["EE","B_EXTRA_102",0,0,8.1026074584555001,39]
["EE","B_EXTRA_102",0,0,0,40]
["EE","B_EXTRA_102",0,0,4.5983907132297297,41]
["EE","B_EXTRA_102",0,0,0,42]
["EE","B_EXTRA_102",0,0,3.8195309572762397E-2,43]
["EE","B_EXTRA_102",0,0,4.8471860826090497E-3,44]
["EE","B_EXTRA_102",0,0,0,45]
["EE","B_EXTRA_102",0,0,0.22444678680424701,46]
["EE","B_EXTRA_102",0,0.82167996730806603,0.170623231060371,47]
["EE","B_EXTRA_102",0,0,0,48]
["EE","B_EXTRA_102",0,0,0.32006336940935698,49]
["EE","B_EXTRA_102",0,0,3.6051117264187797E-2,50]
["EE","B_EXTRA_103",0,0,0,24]
["EE","B_EXTRA_103",0,0,0,25]
["EE","B_EXTRA_103",0,0,0,26]
["EE","B_EXTRA_103",0,0,0,27]
["EE","B_EXTRA_103",0,0,0,28]
["EE","B_EXTRA_103",0,0,0,29]
["EE","B_EXTRA_103",0,0,0,30]
["EE","B_EXTRA_103",0,0,0,31]
["EE","B_EXTRA_103",0,0,0,32]
["EE","B_EXTRA_103",0,0,0,33]
["EE","B_EXTRA_103",0,0,0,34]
["EE","B_EXTRA_103",0,0,2.5676145268993298,35]
["EE","B_EXTRA_103",0,0,6.6949149736562497,36]
["EE","B_EXTRA_103",0,0,13.565684619227399,37]
["EE","B_EXTRA_103",0,0,8.9269542967638902,38]
["EE","B_EXTRA_103",0,0,17.417596633912801,39]
["EE","B_EXTRA_103",0,0,0,40]
["EE","B_EXTRA_103",0,0,13.366539296620999,41]
["EE","B_EXTRA_103",0,0,0,42]
["EE","B_EXTRA_103",0,0,0.147695115814544,43]
["EE","B_EXTRA_103",0,0,1.8807518291369899E-2,44]
["EE","B_EXTRA_103",0,0,0,45]
["EE","B_EXTRA_103",0,0,0.88682247805737102,46]
["EE","B_EXTRA_103",0,3.4463701246143201,0.71564456903835405,47]
["EE","B_EXTRA_103",0,0,0,48]
["EE","B_EXTRA_103",0,0,1.40676067090285,49]
["EE","B_EXTRA_103",0,0,0.15866223118473399,50]
["EE","B_EXTRA_104",0,0,0,24]
["EE","B_EXTRA_104",0,0,0,25]
["EE","B_EXTRA_104",0,0,0,26]
["EE","B_EXTRA_104",0,0,0,27]
["EE","B_EXTRA_104",0,0,0,28]
["EE","B_EXTRA_104",0,6.4924237171292601E-2,6.4924237171292601E-2,29]
["EE","B_EXTRA_104",0,0,0.28320656251348802,30]
["EE","B_EXTRA_104",0,0,0.371714052746482,31]
["EE","B_EXTRA_104",0,0,0.380331246134894,32]
["EE","B_EXTRA_104",0,0,0.38479740588658001,33]
["EE","B_EXTRA_104",0,0,0.40297566661425499,34]
["EE","B_EXTRA_104",0,0,0.47329527701707902,35]
["EE","B_EXTRA_104",0,0,0.58466455017288099,36]
["EE","B_EXTRA_104",0,0,0.77359490242217199,37]
["EE","B_EXTRA_104",0,0,0.46862192276986298,38]
["EE","B_EXTRA_104",0,0,0.87037265009438003,39]
["EE","B_EXTRA_104",0,0,0,40]
["EE","B_EXTRA_104",0,0,0.47621370280846298,41]
["EE","B_EXTRA_104",0,0,0,42]
["EE","B_EXTRA_104",0,0,3.7683863858219298E-3,43]
["EE","B_EXTRA_104",0,0,4.7789612354285098E-4,44]
["EE","B_EXTRA_104",0,0,0,45]
["EE","B_EXTRA_104",0,0,2.2045929855439E-2,46]
["EE","B_EXTRA_104",0,7.9690255969317503E-2,1.6547816057945999E-2,47]
["EE","B_EXTRA_104",0,0,0,48]
["EE","B_EXTRA_104",0,0,3.0714100016144202E-2,49]
["EE","B_EXTRA_104",0,0,3.4584974961929501E-3,50]
["EE","B_EXTRA_105",0,0,0,24]
["EE","B_EXTRA_105",0,0,0,25]
["EE","B_EXTRA_105",0,0,0,26]
["EE","B_EXTRA_105",0,0,0,27]
["EE","B_EXTRA_105",0,0,0,28]
["EE","B_EXTRA_105",0,0,0,29]
["EE","B_EXTRA_105",0,0,0,30]
["EE","B_EXTRA_105",0,0,0,31]
["EE","B_EXTRA_105",0,0,0,32]
["EE","B_EXTRA_105",0,0,0,33]
["EE","B_EXTRA_105",0,0,0,34]
["EE","B_EXTRA_105",0,0,0,35]
["EE","B_EXTRA_105",0,0,0,36]
["EE","B_EXTRA_105",0,0,0,37]
["EE","B_EXTRA_105",0,0,0,38]
["EE","B_EXTRA_105",0,0,0,39]
["EE","B_EXTRA_105",0,0,0,40]
["EE","B_EXTRA_105",0,0,0,41]
["EE","B_EXTRA_105",0,0,0,42]
["EE","B_EXTRA_105",0,0,0,43]
["EE","B_EXTRA_105",0,0,0,44]
["EE","B_EXTRA_105",0,0,0,45]
["EE","B_EXTRA_105",0,0,0,46]
["EE","B_EXTRA_105",0,0,0,47]
["EE","B_EXTRA_105",0,0,0,48]
["EE","B_EXTRA_105",0,0,0,49]
["EE","B_EXTRA_105",0,0,0,50]
["EE","B_EXTRA_106",0,0,0,24]
["EE","B_EXTRA_106",0,0,0,25]
["EE","B_EXTRA_106",0,0,0,26]
["EE","B_EXTRA_106",0,0,0,27]
["EE","B_EXTRA_106",0,0,0,28]
["EE","B_EXTRA_106",0,0,0,29]
["EE","B_EXTRA_106",0,0,0,30]
["EE","B_EXTRA_106",0,0,0,31]
["EE","B_EXTRA_106",0,0,0,32]
["EE","B_EXTRA_106",0,0,0,33]
["EE","B_EXTRA_106",0,0,0,34]
["EE","B_EXTRA_106",0,0,2.3343090544990899,35]
["EE","B_EXTRA_106",0,0,6.0868539344996204,36]
["EE","B_EXTRA_106",0,0,12.332121320561599,37]
["EE","B_EXTRA_106",0,0,8.1150335973299192,38]
["EE","B_EXTRA_106",0,0,15.664543531528301,39]
["EE","B_EXTRA_106",0,0,0,40]
["EE","B_EXTRA_106",0,0,9.3391994546199495,41]
["EE","B_EXTRA_106",0,0,0,42]
["EE","B_EXTRA_106",0,0,8.2301495260919399E-2,43]
["EE","B_EXTRA_106",0,0,1.04527730668447E-2,44]
["EE","B_EXTRA_106",0,0,0,45]
["EE","B_EXTRA_106",0,0,0.48607011005053602,46]
["EE","B_EXTRA_106",0,1.8052293357058999,0.37485891626663698,47]
["EE","B_EXTRA_106",0,0,0,48]
["EE","B_EXTRA_106",0,0,0.71148248568753802,49]
["EE","B_EXTRA_106",0,0,8.0166456119613497E-2,50]
["EE","B_EXTRA_107",0,0,0,24]
["EE","B_EXTRA_107",0,0,0,25]
["EE","B_EXTRA_107",0,0,0,26]
["EE","B_EXTRA_107",0,0,0,27]
["EE","B_EXTRA_107",0,0,0,28]
["EE","B_EXTRA_107",0,0,0,29]
["EE","B_EXTRA_107",0,0,0,30]
["EE","B_EXTRA_107",0,0,0,31]
["EE","B_EXTRA_107",0,0,0,32]
["EE","B_EXTRA_107",0,0,0,33]
["EE","B_EXTRA_107",0,0,0,34]
["EE","B_EXTRA_107",0,0,0,35]
["EE","B_EXTRA_107",0,0,0,36]
["EE","B_EXTRA_107",0,0,0,37]
["EE","B_EXTRA_107",0,0,0,38]
["EE","B_EXTRA_107",0,0,0.10200162792110699,39]
["EE","B_EXTRA_107",0,0,0,40]
["EE","B_EXTRA_107",0,0,0.188546772861693,41]
["EE","B_EXTRA_107",0,0,0,42]
["EE","B_EXTRA_107",0,0,2.9414522902466399E-3,43]
["EE","B_EXTRA_107",0,0,3.7569139843213298E-4,44]
["EE","B_EXTRA_107",0,0,0,45]
["EE","B_EXTRA_107",0,0,1.7994723658658202E-2,46]
["EE","B_EXTRA_107",0,7.3356647435678199E-2,1.52326315636452E-2,47]
["EE","B_EXTRA_107",0,0,0,48]
["EE","B_EXTRA_107",0,0,3.0986389047753499E-2,49]
["EE","B_EXTRA_107",0,0,3.4980355486911199E-3,50]
["EE","B_EXTRA_108",0,0,0,24]
["EE","B_EXTRA_108",0,0,0,25]
["EE","B_EXTRA_108",0,0,0,26]
["EE","B_EXTRA_108",0,0,0,27]
["EE","B_EXTRA_108",0,0,0,28]
["EE","B_EXTRA_108",0,0,0,29]
["EE","B_EXTRA_108",0,0,0,30]
["EE","B_EXTRA_108",0,0,0,31]
["EE","B_EXTRA_108",0,0,0,32]
["EE","B_EXTRA_108",0,0,0,33]
["EE","B_EXTRA_108",0,0,0,34]
["EE","B_EXTRA_108",0,0,0,35]
["EE","B_EXTRA_108",0,0,0,36]
["EE","B_EXTRA_108",0,0,0,37]
["EE","B_EXTRA_108",0,0,0,38]
["EE","B_EXTRA_108",0,0,0,39]
["EE","B_EXTRA_108",0,0,0,40]
["EE","B_EXTRA_108",0,0,0,41]
["EE","B_EXTRA_108",0,0,0,42]
["EE","B_EXTRA_108",0,0,0,43]
["EE","B_EXTRA_108",0,0,0,44]
["EE","B_EXTRA_108",0,0,0,45]
["EE","B_EXTRA_108",0,0,0,46]
["EE","B_EXTRA_108",0,0,0,47]
["EE","B_EXTRA_108",0,0,0,48]
["EE","B_EXTRA_108",0,0,0,49]
["EE","B_EXTRA_108",0,0,0,50]
["EE","B_EXTRA_109",0,2.2841620741482899E-2,6.3569013026052099E-2,24]
["EE","B_EXTRA_109",0,8.8004376386630404E-2,0.142204254801443,25]
["EE","B_EXTRA_109",0,0.214819311538406,0.214819311538406,26]
["EE","B_EXTRA_109",0,0.25340827753888301,0.25340827753888301,27]
["EE","B_EXTRA_109",0,0.15429368434810001,0.15429368434810001,28]
["EE","B_EXTRA_109",0,0.189663035200063,0.189663035200063,29]
["EE","B_EXTRA_109",0,0,0.82771044830507401,30]
["EE","B_EXTRA_109",0,0,1.0864870405189799,31]
["EE","B_EXTRA_109",0,0,1.1116999199083999,32]
["EE","B_EXTRA_109",0,0,1.1247787602371,33]
["EE","B_EXTRA_109",0,0,1.17790385213033,34]
["EE","B_EXTRA_109",0,0,1.3825850950998999,35]
["EE","B_EXTRA_109",0,0,1.70682293869056,36]
["EE","B_EXTRA_109",0,0,2.3337470495094301,37]
["EE","B_EXTRA_109",0,0,1.42543370981474,38]
["EE","B_EXTRA_109",0,0,2.6562984620371801,39]
["EE","B_EXTRA_109",0,0,0,40]
["EE","B_EXTRA_109",0,0,1.4647729578483,41]
["EE","B_EXTRA_109",0,0,0,42]
["EE","B_EXTRA_109",0,0,1.17157066742999E-2,43]
["EE","B_EXTRA_109",0,0,1.48598988155424E-3,44]
["EE","B_EXTRA_109",0,0,0,45]
["EE","B_EXTRA_109",0,0,6.8612686631074199E-2,46]
["EE","B_EXTRA_109",0,0.24871424222972299,5.1645931881477598E-2,47]
["EE","B_EXTRA_109",0,0,0,48]
["EE","B_EXTRA_109",0,0,9.6090520982532596E-2,49]
["EE","B_EXTRA_109",0,0,1.08208299430323E-2,50]
["EE","B_EXTRA_110",0,0,0,24]
["EE","B_EXTRA_110",0,0,0,25]
["EE","B_EXTRA_110",0,0,0,26]
["EE","B_EXTRA_110",0,0,0,27]
["EE","B_EXTRA_110",0,0,0,28]
["EE","B_EXTRA_110",0,0,0,29]
["EE","B_EXTRA_110",0,0,0.47082984064420302,30]
["EE","B_EXTRA_110",0,0,0.743428808855084,31]
["EE","B_EXTRA_110",0,0,0.77009407574236999,32]
["EE","B_EXTRA_110",0,0,0.78528576907189995,33]
["EE","B_EXTRA_110",0,0,0.84052940443332103,34]
["EE","B_EXTRA_110",0,0,1.0576894014718099,35]
["EE","B_EXTRA_110",0,0,1.4039110780337001,36]
["EE","B_EXTRA_110",0,0,1.9876464936025799,37]
["EE","B_EXTRA_110",0,0,1.22379245220981,38]
["EE","B_EXTRA_110",0,0,2.2879437925592998,39]
["EE","B_EXTRA_110",0,0,0,40]
["EE","B_EXTRA_110",0,0,1.27101193977769,41]
["EE","B_EXTRA_110",0,0,0,42]
["EE","B_EXTRA_110",0,0,1.02692602765804E-2,43]
["EE","B_EXTRA_110",0,0,1.30271593844575E-3,44]
["EE","B_EXTRA_110",0,0,0,45]
["EE","B_EXTRA_110",0,0,6.0196232132845098E-2,46]
["EE","B_EXTRA_110",0,0.218808101222385,4.5435871261481998E-2,47]
["EE","B_EXTRA_110",0,0,0,48]
["EE","B_EXTRA_110",0,0,8.4726389568249405E-2,49]
["EE","B_EXTRA_110",0,0,9.5417333071300195E-3,50]
["EE","B_EXTRA_111",0,0,0,24]
["EE","B_EXTRA_111",0,0,0,25]
["EE","B_EXTRA_111",0,0,0,26]
["EE","B_EXTRA_111",0,0,0,27]
["EE","B_EXTRA_111",0,0,0,28]
["EE","B_EXTRA_111",0,0,0,29]
["EE","B_EXTRA_111",0,0,0,30]
["EE","B_EXTRA_111",0,0,0,31]
["EE","B_EXTRA_111",0,0,0,32]
["EE","B_EXTRA_111",0,0,0,33]
["EE","B_EXTRA_111",0,0,0,34]
["EE","B_EXTRA_111",0,0,0,35]
["EE","B_EXTRA_111",0,0,0,36]
["EE","B_EXTRA_111",0,0,0,37]
["EE","B_EXTRA_111",0,0,0,38]
["EE","B_EXTRA_111",0,0,0.20428425206238199,39]
["EE","B_EXTRA_111",0,0,0,40]
["EE","B_EXTRA_111",0,0,0.37707458923312698,41]
["EE","B_EXTRA_111",0,0,0,42]
["EE","B_EXTRA_111",0,0,5.8827742516615201E-3,43]
["EE","B_EXTRA_111",0,0,7.5137553197340595E-4,44]
["EE","B_EXTRA_111",0,0,0,45]
["EE","B_EXTRA_111",0,0,3.59878177836358E-2,46]
["EE","B_EXTRA_111",0,0.146734389648152,3.04696434932708E-2,47]
["EE","B_EXTRA_111",0,0,0,48]
["EE","B_EXTRA_111",0,0,6.19785296242467E-2,49]
["EE","B_EXTRA_111",0,0,6.99671801887805E-3,50]
["EE","B_EXTRA_112",0,8.46483592184369E-2,0.23557928356713401,24]
["EE","B_EXTRA_112",0,0.326094376250611,0.52692842871737799,25]
["EE","B_EXTRA_112",0,0.79273170257115499,0.79273170257115499,26]
["EE","B_EXTRA_112",0,0.93435666509924398,0.93435666509924398,27]
["EE","B_EXTRA_112",0,0.56833433706407999,0.56833433706407999,28]
["EE","B_EXTRA_112",0,0.69837085065884597,0.69837085065884597,29]
["EE","B_EXTRA_112",0,0,1.65338401881827,30]
["EE","B_EXTRA_112",0,0,1.7989284889308601,31]
["EE","B_EXTRA_112",0,0,1.8126007843974901,32]
["EE","B_EXTRA_112",0,0,1.81557261684184,33]
["EE","B_EXTRA_112",0,0,1.8469771391557599,34]
["EE","B_EXTRA_112",0,0,1.95457578449118,35]
["EE","B_EXTRA_112",0,0,2.1212452840690301,36]
["EE","B_EXTRA_112",0,0,2.4137960011639099,37]
["EE","B_EXTRA_112",0,0,1.40367206630362,38]
["EE","B_EXTRA_112",0,0,2.5622275647546302,39]
["EE","B_EXTRA_112",0,0,0,40]
["EE","B_EXTRA_112",0,0,1.3435979373525899,41]
["EE","B_EXTRA_112",0,0,0,42]
["EE","B_EXTRA_112",0,0,9.9935447391782603E-3,43]
["EE","B_EXTRA_112",0,0,1.2661935820283199E-3,44]
["EE","B_EXTRA_112",0,0,0,45]
["EE","B_EXTRA_112",0,0,5.8124294249909003E-2,46]
["EE","B_EXTRA_112",0,0.20641590829872,4.2862611500158798E-2,47]
["EE","B_EXTRA_112",0,0,0,48]
["EE","B_EXTRA_112",0,0,7.8359933493788003E-2,49]
["EE","B_EXTRA_112",0,0,8.8196292365319007E-3,50]
["EE","B_EXTRA_113",0,0,0,24]
["EE","B_EXTRA_113",0,1.35554211955697E-3,2.19038944286927E-3,25]
["EE","B_EXTRA_113",0,0.107395836236893,0.107395836236893,26]
["EE","B_EXTRA_113",0,0.22365641702786501,0.22365641702786501,27]
["EE","B_EXTRA_113",0,0.20398128151033201,0.20398128151033201,28]
["EE","B_EXTRA_113",0,0.27983219439859802,0.27983219439859802,29]
["EE","B_EXTRA_113",0,0,0.72021935281112504,30]
["EE","B_EXTRA_113",0,0,0.81195657917396302,31]
["EE","B_EXTRA_113",0,0,0.820727030280203,32]
["EE","B_EXTRA_113",0,0,0.82379850311513303,33]
["EE","B_EXTRA_113",0,0,0.84323463144629396,34]
["EE","B_EXTRA_113",0,0,0.91363847796153097,35]
["EE","B_EXTRA_113",0,0,1.02363517479517,36]
["EE","B_EXTRA_113",0,0,1.2137842875015701,37]
["EE","B_EXTRA_113",0,0,0.71421830409791098,38]
["EE","B_EXTRA_113",0,0,2.9335016850381099,39]
["EE","B_EXTRA_113",0,0,0,40]
["EE","B_EXTRA_113",0,0,3.6931149862369002,41]
["EE","B_EXTRA_113",0,0,0,42]
["EE","B_EXTRA_113",0,0,5.2039232241394701E-2,43]
["EE","B_EXTRA_113",0,0,6.6414747010172699E-3,44]
["EE","B_EXTRA_113",0,0,0,45]
["EE","B_EXTRA_113",0,0,0.31682218356188702,46]
["EE","B_EXTRA_113",0,1.27625513300537,0.26501653090578098,47]
["EE","B_EXTRA_113",0,0,0,48]
["EE","B_EXTRA_113",0,0,0.53459807185711905,49]
["EE","B_EXTRA_113",0,0,6.03371156951567E-2,50]
["EE","B_EXTRA_114",0,1.9258621409485598E-2,5.3597403139612601E-2,24]
["EE","B_EXTRA_114",0,7.4185592722117694E-2,0.119874798995278,25]
["EE","B_EXTRA_114",0,0.179884944215327,0.179884944215327,26]
["EE","B_EXTRA_114",0,0.21156679322366501,0.21156679322366501,27]
["EE","B_EXTRA_114",0,0.12787932831945001,0.12787932831945001,28]
["EE","B_EXTRA_114",0,0.15679108081618301,0.15679108081618301,29]
["EE","B_EXTRA_114",0,0,1.0243576468581299,30]
["EE","B_EXTRA_114",0,0,1.43519561002485,31]
["EE","B_EXTRA_114",0,0,1.47522633668646,32]
["EE","B_EXTRA_114",0,0,1.4969486494297699,33]
["EE","B_EXTRA_114",0,0,1.5805809845043499,34]
["EE","B_EXTRA_114",0,0,1.90638216587668,35]
["EE","B_EXTRA_114",0,0,2.42471769500942,36]
["EE","B_EXTRA_114",0,0,3.29957732097684,37]
["EE","B_EXTRA_114",0,0,2.0130133860310702,38]
["EE","B_EXTRA_114",0,0,3.7493905702943202,39]
["EE","B_EXTRA_114",0,0,0,40]
["EE","B_EXTRA_114",0,0,2.0649661244278801,41]
["EE","B_EXTRA_114",0,0,0,42]
["EE","B_EXTRA_114",0,0,1.6489278360357001E-2,43]
["EE","B_EXTRA_114",0,0,2.0914148208419098E-3,44]
["EE","B_EXTRA_114",0,0,0,45]
["EE","B_EXTRA_114",0,0,9.6554039775736705E-2,46]
["EE","B_EXTRA_114",0,0.349871082159595,7.2651320304462599E-2,47]
["EE","B_EXTRA_114",0,0,0,48]
["EE","B_EXTRA_114",0,0,0.135121063352104,49]
["EE","B_EXTRA_114",0,0,1.5215937736069E-2,50]
["EE","B_EXTRA_115",0,0,0,24]
["EE","B_EXTRA_115",0,0,0,25]
["EE","B_EXTRA_115",0,0,0,26]
["EE","B_EXTRA_115",0,0,0,27]
["EE","B_EXTRA_115",0,0,0,28]
["EE","B_EXTRA_115",0,0,0,29]
["EE","B_EXTRA_115",0,0,0,30]
["EE","B_EXTRA_115",0,0,0,31]
["EE","B_EXTRA_115",0,0,0,32]
["EE","B_EXTRA_115",0,0,0,33]
["EE","B_EXTRA_115",0,0,0,34]
["EE","B_EXTRA_115",0,0,0,35]
["EE","B_EXTRA_115",0,0,0,36]
["EE","B_EXTRA_115",0,0,0,37]
["EE","B_EXTRA_115",0,0,0,38]
["EE","B_EXTRA_115",0,0,0.10200162792110699,39]
["EE","B_EXTRA_115",0,0,0,40]
["EE","B_EXTRA_115",0,0,0.188546772861693,41]
["EE","B_EXTRA_115",0,0,0,42]
["EE","B_EXTRA_115",0,0,2.9414522902466399E-3,43]
["EE","B_EXTRA_115",0,0,3.7569139843213298E-4,44]
["EE","B_EXTRA_115",0,0,0,45]
["EE","B_EXTRA_115",0,0,1.7994723658658202E-2,46]
["EE","B_EXTRA_115",0,7.3356647435678199E-2,1.52326315636452E-2,47]
["EE","B_EXTRA_115",0,0,0,48]
["EE","B_EXTRA_115",0,0,3.0986389047753499E-2,49]
["EE","B_EXTRA_115",0,0,3.4980355486911199E-3,50]
["EE","B_EXTRA_116",0,0,0,24]
["EE","B_EXTRA_116",0,0,0,25]
["EE","B_EXTRA_116",0,0,0,26]
["EE","B_EXTRA_116",0,0,0,27]
["EE","B_EXTRA_116",0,0,0,28]
["EE","B_EXTRA_116",0,0,0,29]
["EE","B_EXTRA_116",0,0,0,30]
["EE","B_EXTRA_116",0,0,0,31]
["EE","B_EXTRA_116",0,0,0,32]
["EE","B_EXTRA_116",0,0,0,33]
["EE","B_EXTRA_116",0,0,0,34]
["EE","B_EXTRA_116",0,0,0,35]
["EE","B_EXTRA_116",0,0,0,36]
["EE","B_EXTRA_116",0,0,0,37]
["EE","B_EXTRA_116",0,0,0,38]
["EE","B_EXTRA_116",0,0,0,39]
["EE","B_EXTRA_116",0,0,0,40]
["EE","B_EXTRA_116",0,0,0,41]
["EE","B_EXTRA_116",0,0,0,42]
["EE","B_EXTRA_116",0,0,0,43]
["EE","B_EXTRA_116",0,0,0,44]
["EE","B_EXTRA_116",0,0,0,45]
["EE","B_EXTRA_116",0,0,0,46]
["EE","B_EXTRA_116",0,0,0,47]
["EE","B_EXTRA_116",0,0,0,48]
["EE","B_EXTRA_116",0,0,0,49]
["EE","B_EXTRA_116",0,0,0,50]
["EE","B_EXTRA_117",0,0,0,24]
["EE","B_EXTRA_117",0,0,0,25]
["EE","B_EXTRA_117",0,0,0,26]
["EE","B_EXTRA_117",0,0,0,27]
["EE","B_EXTRA_117",0,0,0,28]
["EE","B_EXTRA_117",0,0,0,29]
["EE","B_EXTRA_117",0,0,0,30]
["EE","B_EXTRA_117",0,0,0,31]
["EE","B_EXTRA_117",0,0,0,32]
["EE","B_EXTRA_117",0,0,0,33]
["EE","B_EXTRA_117",0,0,0,34]
["EE","B_EXTRA_117",0,0,0,35]
["EE","B_EXTRA_117",0,0,0,36]
["EE","B_EXTRA_117",0,0,0,37]
["EE","B_EXTRA_117",0,0,0,38]
["EE","B_EXTRA_117",0,0,0,39]
["EE","B_EXTRA_117",0,0,0,40]
["EE","B_EXTRA_117",0,0,0,41]
["EE","B_EXTRA_117",0,0,0,42]
["EE","B_EXTRA_117",0,0,0,43]
["EE","B_EXTRA_117",0,0,0,44]
["EE","B_EXTRA_117",0,0,0,45]
["EE","B_EXTRA_117",0,0,0,46]
["EE","B_EXTRA_117",0,0,0,47]
["EE","B_EXTRA_117",0,0,0,48]
["EE","B_EXTRA_117",0,0,0,49]
["EE","B_EXTRA_117",0,0,0,50]
["EE","B_EXTRA_118",0,0,0,24]
["EE","B_EXTRA_118",0,0,0,25]
["EE","B_EXTRA_118",0,0,0,26]
["EE","B_EXTRA_118",0,0,0,27]
["EE","B_EXTRA_118",0,0,0,28]
["EE","B_EXTRA_118",0,0,0,29]
["EE","B_EXTRA_118",0,0,0.55722063709268099,30]
["EE","B_EXTRA_118",0,0,0.879014769783526,31]
["EE","B_EXTRA_118",0,0,0.91052126760464402,32]
["EE","B_EXTRA_118",0,0,0.92846441535144197,33]
["EE","B_EXTRA_118",0,0,0.99383378576741799,34]
["EE","B_EXTRA_118",0,0,1.2505345256568099,35]
["EE","B_EXTRA_118",0,0,1.66006705726698,36]
["EE","B_EXTRA_118",0,0,2.35038288843992,37]
["EE","B_EXTRA_118",0,0,1.4470512179924899,38]
["EE","B_EXTRA_118",0,0,2.70543267792273,39]
["EE","B_EXTRA_118",0,0,0,40]
["EE","B_EXTRA_118",0,0,1.5028802318471299,41]
["EE","B_EXTRA_118",0,0,0,42]
["EE","B_EXTRA_118",0,0,1.21412272666765E-2,43]
["EE","B_EXTRA_118",0,0,1.54018609285386E-3,44]
["EE","B_EXTRA_118",0,0,0,45]
["EE","B_EXTRA_118",0,0,7.1169437313647096E-2,46]
["EE","B_EXTRA_118",0,0.25869476498289801,5.3718404264365499E-2,47]
["EE","B_EXTRA_118",0,0,0,48]
["EE","B_EXTRA_118",0,0,0.100172679864645,49]
["EE","B_EXTRA_118",0,0,1.12812608748668E-2,50]
["EE","B_EXTRA_119",0,1.7914996659986601E-3,4.9858049432197696E-3,24]
["EE","B_EXTRA_119",0,6.89648190730811E-3,1.11438670512456E-2,25]
["EE","B_EXTRA_119",0,1.6860113448101E-2,1.6860113448101E-2,26]
["EE","B_EXTRA_119",0,1.9710912529842601E-2,1.9710912529842601E-2,27]
["EE","B_EXTRA_119",0,0.27952389024410801,0.27952389024410801,28]
["EE","B_EXTRA_119",0,0.45838358466602203,0.45838358466602203,29]
["EE","B_EXTRA_119",0,0,2.0753558065670998,30]
["EE","B_EXTRA_119",0,0,2.7441515817806299,31]
["EE","B_EXTRA_119",0,0,2.8092368619667401,32]
["EE","B_EXTRA_119",0,0,2.8431793273326802,33]
["EE","B_EXTRA_119",0,0,2.9801296663495598,34]
["EE","B_EXTRA_119",0,0,3.5081458376902099,35]
["EE","B_EXTRA_119",0,0,5.4744871506290904,36]
["EE","B_EXTRA_119",0,0,8.7667461798105304,37]
["EE","B_EXTRA_119",0,0,5.5406309924059096,38]
["EE","B_EXTRA_119",0,0,11.282057119384399,39]
["EE","B_EXTRA_119",0,0,0,40]
["EE","B_EXTRA_119",0,0,7.4601093081542897,41]
["EE","B_EXTRA_119",0,0,0,42]
["EE","B_EXTRA_119",0,0,7.3100851335446596E-2,43]
["EE","B_EXTRA_119",0,0,9.2963804308323194E-3,44]
["EE","B_EXTRA_119",0,0,0,45]
["EE","B_EXTRA_119",0,0,0.43530995540372303,46]
["EE","B_EXTRA_119",0,1.65432758722643,0.34352391368335899,47]
["EE","B_EXTRA_119",0,0,0,48]
["EE","B_EXTRA_119",0,0,0.66392644031238701,49]
["EE","B_EXTRA_119",0,0,7.4846216425235507E-2,50]
["EE","B_EXTRA_120",0,0,0,24]
["EE","B_EXTRA_120",0,0,0,25]
["EE","B_EXTRA_120",0,0,0,26]
["EE","B_EXTRA_120",0,0,0,27]
["EE","B_EXTRA_120",0,0.267881702914335,0.267881702914335,28]
["EE","B_EXTRA_120",0,0.44422676249422599,0.44422676249422599,29]
["EE","B_EXTRA_120",0,0,1.28344937408656,30]
["EE","B_EXTRA_120",0,0,1.5102053201734,31]
["EE","B_EXTRA_120",0,0,1.53202912489189,32]
["EE","B_EXTRA_120",0,0,1.5414054732520699,33]
["EE","B_EXTRA_120",0,0,1.5885113111990701,34]
["EE","B_EXTRA_120",0,0,1.7637943502923299,35]
["EE","B_EXTRA_120",0,0,2.03990859238856,36]
["EE","B_EXTRA_120",0,0,2.5130255431296402,37]
["EE","B_EXTRA_120",0,0,1.49477778637666,38]
["EE","B_EXTRA_120",0,0,3.6685071929638,39]
["EE","B_EXTRA_120",0,0,0,40]
["EE","B_EXTRA_120",0,0,3.1667474088165801,41]
["EE","B_EXTRA_120",0,0,0,42]
["EE","B_EXTRA_120",0,0,3.7729384953395999E-2,43]
["EE","B_EXTRA_120",0,0,4.80806576650223E-3,44]
["EE","B_EXTRA_120",0,0,0,45]
["EE","B_EXTRA_120",0,0,0.22760465705741201,46]
["EE","B_EXTRA_120",0,0.89548569401282796,0.185949114691661,47]
["EE","B_EXTRA_120",0,0,0,48]
["EE","B_EXTRA_120",0,0,0.36884908602402899,49]
["EE","B_EXTRA_120",0,0,4.1611128434508399E-2,50]
["EE","B_EXTRA_121",0,0,0,24]
["EE","B_EXTRA_121",0,0,0,25]
["EE","B_EXTRA_121",0,0,0,26]
["EE","B_EXTRA_121",0,0,0,27]
["EE","B_EXTRA_121",0,0,0,28]
["EE","B_EXTRA_121",0,0,0,29]
["EE","B_EXTRA_121",0,0,0,30]
["EE","B_EXTRA_121",0,0,0,31]
["EE","B_EXTRA_121",0,0,0,32]
["EE","B_EXTRA_121",0,0,0,33]
["EE","B_EXTRA_121",0,0,0,34]
["EE","B_EXTRA_121",0,0,0,35]
["EE","B_EXTRA_121",0,0,0,36]
["EE","B_EXTRA_121",0,0,0,37]
["EE","B_EXTRA_121",0,0,0,38]
["EE","B_EXTRA_121",0,0,0,39]
["EE","B_EXTRA_121",0,0,0,40]
["EE","B_EXTRA_121",0,0,0,41]
["EE","B_EXTRA_121",0,0,0,42]
["EE","B_EXTRA_121",0,0,0,43]
["EE","B_EXTRA_121",0,0,0,44]
["EE","B_EXTRA_121",0,0,0,45]
["EE","B_EXTRA_121",0,0,0,46]
["EE","B_EXTRA_121",0,0,0,47]
["EE","B_EXTRA_121",0,0,0,48]
["EE","B_EXTRA_121",0,0,0,49]
["EE","B_EXTRA_122",0,0,0,28]
["EE","B_EXTRA_122",0,0,5.9293929003491602E-3,49]
["EE","B_EXTRA_123",0,0.17285531140997701,3.5893696952768998E-2,47]
["EE","B_EXTRA_124",0,0,22.596326067299799,37]
["EE","B_EXTRA_125",0,0,0,40]
["EE","B_EXTRA_125",0,0,0,45]
["EE","B_EXTRA_127",0,0,0,24]
["EE","B_EXTRA_127",0,0,2.6311889814546099,38]
["EE","B_EXTRA_128",0,0,0,32]
["EE","B_EXTRA_129",0,0,0,30]
["EE","B_EXTRA_130",0,3.6222667419552698E-2,5.85313780838356E-2,25]
["EE","B_EXTRA_130",0,0,2.1650515566178301,30]
["EE","B_EXTRA_131",0,0.33694050808314902,0.33694050808314902,28]
["EE","B_EXTRA_131",0,0,0,45]
["EE","B_EXTRA_132",0,0,0,48]
["EE","B_EXTRA_133",0,0,0.60235232871436595,46]
["EE","B_EXTRA_134",0,0,1.05830222806153,36]
["EE","B_EXTRA_134",0,0,10.785516569642001,46]
["EE","B_EXTRA_135",0,0,1.2280842277302901E-3,44]
["EE","B_EXTRA_136",0,0,0,38]
["EE","B_EXTRA_137",0,0,20.120575271498801,37]
["EE","B_EXTRA_201",1.4583333333333299,1.4583333333333299,1.4583333333333299,31]
["EE","B_EXTRA_202",105,105,105,29]
["EE","B_EXTRA_202",105,105,105,30]
["EE","B_EXTRA_432",43.75,43.75,43.75,29]
["EE","B_EXTRA_433",0,0,0,27]
["EE","B_EXTRA_433",11.6666666666666,11.6666666666666,11.6666666666666,44]
["EE","B_EXTRA_434",0,0,0,47]
["EE","B_EXTRA_435",0,0,0,25]
["EE","B_EXTRA_435",5.8333333333333401,5.8333333333333401,5.8333333333333401,46]
["EE","B_EXTRA_74",50.295397612293598,50.295397612293598,50.295397612293598,49]
["EE","B_EXTRA_75",50.295397612293598,50.295397612293598,50.295397612293598,43]
["EE","B_EXTRA_76",50.295397612293598,50.295397612293598,50.295397612293598,37]
["EE","B_EXTRA_77",0,0,0,36]
["EE","B_EXTRA_77",0,0,0,41]
["EE","B_EXTRA_78",0,0,0,35]
["EE","B_EXTRA_79",14.0827113314422,14.0827113314422,14.0827113314422,29]
["EE","B_EXTRA_80",8.4496267988653297,8.4496267988653297,8.4496267988653297,28]
["EE","B_EXTRA_81",0,0,0,26]
["EE","B_EXTRA_81",0,0,0,31]
["EE","B_EXTRA_82",27.360696301087799,27.360696301087799,27.360696301087799,34]
["EE","B_EXTRA_83",0,0,0,24]
["EE","B_EXTRA_83",0,0,0,45]
["EE","B_EXTRA_84",0,0,0,48]
["EE","B_EXTRA_85",48.283581707801901,48.283581707801901,48.283581707801901,42]
["EE","B_EXTRA_86",34.200870376359703,34.200870376359703,34.200870376359703,36]
["EE","B_EXTRA_86",34.200870376359703,34.200870376359703,34.200870376359703,41]
["EE","B_EXTRA_87",0,0,0,49]
["EE","B_EXTRA_88",0,0,0,34]
["EE","B_EXTRA_89",0,0,0,32]
["EE","B_EXTRA_89",0,0,0,46]
["EE","B_EXTRA_93",0,0,0,32]
["EE","B_EXTRA_94",0,0,0,30]
["EE","B_EXTRA_95",0,0,0,33]
["EE","B_EXTRA_95",0,0,0,50]
["EE","B_EXTRA_96",0,0,3.8335292272613199E-4,44]
["EE","B_EXTRA_97",0,0,0,42]
["EE","B_EXTRA_98",0,0,0,34]
["EE","B_EXTRA_98",0,0,0,42]
["EE","B_EXTRA_99",0,0,0,40]
["EE","CAAD_P",1.60212929891527,-0.249615522279518,-0.31367484811233298,27]
["EE","CAFA",0,0,0,33]
["EE","CAIF_P",0,0,0,31]
["EE","CAIF_P",0,0,0,45]
["EE","CAMB_01",-5.5808558157572303,-6.0205976335951998,-6.3132467626456403,31]
["EE","CANTN1",-3.1118046239444701,-67.642109918544705,-52.535498975215098,29]
["EE","CANTN1",-1.2726740343137599,-40.169358828019,-30.783186021141599,50]
["EE","CAPEA1",76.534662248053607,11.9228160280186,23.004449385887501,46]
["EE","CARE_1",2.2020001254449499,-44.808572414266003,-21.303104151088899,27]
["EE","CARE_1",5.6320591459652203,-24.827557732315,-11.5415932323893,48]
["EE","CARR_1",49.936117020338898,111.649420555605,123.619570532951,39]
["EE","CASS_P",0.92764430209472304,0.27810408155047001,0.56513647038058401,41]
["EE","CATY",3.3773772854772202,1.70826868772666,2.7132052372286402,39]
["EE","CBNK_H",-3.0766260753666401,-5.3694521514284803,-0.93745394609770605,26]
["EE","CEAN_P",-0.110089643678246,0.91739160860288205,1.3306232350649601,32]
["EE","CEAN_P",-8.1780613264089197E-2,1.09883937265377,1.6195261473228699,37]
["EE","CELL_1",1.7284820420683,-136.70351535856699,-94.410906769395197,31]
["EE","CHAP",7.0553484547889003,2.9202673293316099,4.5048799184811097,31]
["EE","CHAR_P",-2.0528024788677,-0.53120688711539898,-0.67359048507884201,28]
["EE","CHAR_P",-0.74232540853007101,-0.27937827674472698,-0.34188270022545902,49]
["EE","CHAS",7.7334731164150501,2.1201732029766198,3.11210202137595,45]
["EE","CHIC_1",8.2781998755086992,-7.5782216790325396,-3.2396428653954601,26]
["EE","CHIC_1",20.4284165608207,-4.1427858436349903,-1.81375389322456,47]
["EE","CHSI_1",197.190077679327,11.1558580035256,19.297827469171601,45]
["EE","CHTE_1",-17.6686132168775,-62.027830801989097,-32.593232923942402,29]
["EE","CITR_1",84.747755456445105,114.13204913224401,142.53846348972101,38]
["EE","CITR_1",101.402439673911,132.92173724686299,162.92103942191201,43]
["EE","CLAC_P",-7.4572221542213097E-3,-7.9095738646429006E-2,-9.1968914961699594E-2,43]
["EE","CLAY_P",0.88237909891405597,2.2492475758651702,3.2119816873177398,36]
["EE","CLT03",0,0,0,34]
["EE","CLYM",5.2153238155687296,2.08703817160356,3.0932432993513999,30]
["EE","CLYM",6.3034253157252502,2.3617669888517598,3.5516648833374802,34]
["EE","COAT",3.2784114666831701,0.95842447437134004,1.4116931705950599,28]
["EE","COCK",1.56985333738323,4.2277380727365798E-3,6.1999388277828903E-3,26]
["EE","CONQA1",-13.1269447857144,-43.9949286616569,-29.267378798700701,31]
["EE","CONQA1",-6.90664453800325,-28.0458765499416,-18.7633274679688,46]
["EE","COUA_P",-2.0178867318605902,5.07457216419622,7.9785452565722004,44]
["EE","COVE_1",23.973558992415001,-40.618294205780899,-25.078635488394301,28]
["EE","COVE_1",49.1081424700469,-23.972713157989901,-14.6731988672031,44]
["EE","COWL_1",84.145267309614596,-45.330416746872999,-25.871327378653799,42]
["EE","COYL",1.8445551224622501,6.3922759240742604,10.726812816506399,42]
["EE","CRAI_P",-2.5665134591378198,-2.4352044673808502,-2.9208933625633602,35]
["EE","CREB_1",83.995087605328607,-11.762355970282099,-1.76750702853978,33]
["EE","CREB_1",87.915337588354504,-11.3488385037341,-1.69792674737185,34]
["EE","CUMB",5.6088870189158797,7.6186795351734,11.9386326646152,43]
["EE","CUPA",2.6824960681192498,0.153211845532739,0.22858027576705001,27]
["EE","CURR",-0.543557748003897,0.25835340674009,0.38321838212479697,25]
["EE","CURR",-0.32326223889849198,0.38842733992832101,0.65608146518500299,36]
["EE","DALL_P",0,0,0,45]
["EE","DALL_P",0,0,0,50]
["EE","DEVM",4.7186117284573497,1.93585126332609,2.8305113434108802,27]
["EE","DEVM",11.276369153364801,3.1766930499311599,4.6745255805191297,43]
["EE","DEVO",6.0899918147683696,1.85299604519036,2.7936824093585999,41]
["EE","DEWP",-0.84214890099551298,1.0689121535680699,1.5967073635846301,35]
["EE","DOUN_P",0.16627469342315901,0.16063476712276001,0.22790568817185999,28]
["EE","DOUN_P",0.27167253002147601,0.22726420176152001,0.33673657293534398,39]
["EE","DRAK_1",5.5490783794379102,14.0167580519804,22.748687021409498,33]
["EE","DRAK_1",10.7719294232907,21.893048860713002,34.348644629746502,48]
["EE","DRCR",2.1249437516986802,1.14824618068462,1.67451473720032,26]
["EE","DRUM",6.7613416953458696,1.38649340963622,1.94654726574447,24]
["EE","DRUM",6.9822650662087797,1.4675120045022101,2.18072970212457,29]
["EE","DUBE_P",0,0,0,26]
["EE","DUBE_P",0,0,0,49]
["EE","DUDH_P",0,0,0,47]
["EE","DUGR_P",-0.135730488437073,4.14412367579685,5.9989079393796096,40]
["EE","DUNB_A",-5.5706291352375203E-2,2.97733371246902,4.55919290146353,40]
["EE","DUNB_B",2.0956687969282402,1.11417053844141,1.73997571694709,34]
["EE","DUNF",-0.56539999224285697,2.8769174284382202,4.2227140953051698,27]
["EE","DUNF",-0.32177023489576301,4.17640865068969,6.3772913053031299,38]
["EE","DUNO_P",-0.72459247599203702,-0.95212587174740704,-1.19025392408727,32]
["EE","DYCE_P",-3.6749366616703298,-2.6071391949253302,-3.24126538671619,30]
["EE","DYCE_P",-2.2094640653967001,-1.84577901106841,-2.2003265845041602,38]
["EE","EALI_6",-13.3139781972984,-7.6472653493480403,1.9315537546813999,30]
["EE","EASO_1",28.2334381855663,-12.0908415380415,4.9136708507296696,28]
["EE","EAST",0,0,0,25]
["EE","EAST",0,0,0,48]
["EE","ECCL",16.602922616723902,1.66136599952343,3.2454721474067201,46]
["EE","ECLA_1",-32.982575811589399,-59.803785906139801,-41.874455998830499,39]
["EE","ECLA_1",-26.196667657761001,-49.6945620720061,-35.644683333911402,46]
["EE","ECLA_H",-0.49972440296085002,-13.979939722169201,-9.7371870679452694,40]
["EE","EERH",3.5571870820809899,1.95488554573957,3.0693827379868299,38]
["EE","EKIL",5.2329911027723703,0.98837911954592705,1.4688025426137199,40]
["EE","EKIS",3.08443249868647,0.173359960550558,0.25632020119034998,31]
["EE","EKIS",4.19539790915577,0.19814702386428201,0.29628504517096299,36]
["EE","ELDE",0.84495025316741401,6.1892315339393197E-2,9.3512231613237504E-2,37]
["EE","ELGI_P",1.7515964442813099,4.7177608138167697,6.6679555240847197,29]
["EE","ELLA_1",37.352944634014797,44.549925262823798,48.412138385955899,27]
["EE","ELST_1",55.728932703461901,25.600612028530001,30.245898895754799,24]
["EE","ELST_1",110.925353103825,45.620777465490299,55.654992507784002,47]
["EE","ENDE_1",36.355844102019098,16.8274801541328,26.994382723926702,25]
["EE","ENDE_1",80.825537909700998,30.342963518344799,47.356943338178901,46]
["EE","EXET1",7.0589712073169704,-40.8375649214478,-30.081647365000599,25]
["EE","EXET1",12.291415577282301,-27.097600196832602,-19.369891297581599,39]
["EE","FASN_P",-0.31798822809862698,2.8925315729599301E-2,4.4419201401155697E-2,37]
["EE","FASN_P",-0.21164575007571801,4.6524664565464197E-2,6.7953764683288995E-2,45]
["EE","FAUG_P",0.46884325146032102,0.22509384168275701,0.35629017328639601,37]
["EE","FAWL_1",34.5107372677207,-6.2116221176744002,13.318223538220099,35]
["EE","FECK_6",67.547728340761594,50.140679262359001,64.943165754534306,32]
["EE","FERRA2",8.9550736576857606,1.56767930615837,2.96672816681063,28]
["EE","FERRB_M",-2.4739530957623601,-25.581582448271799,-32.050550197245897,26]
["EE","FERRB_M",-0.94989838963016104,-10.866972039327701,-15.415947410249199,47]
["EE","FETT_P",0,0,0,37]
["EE","FIDD_P",-9.3009145551146102E-2,1.06680106642307,1.43619008530333,24]
["EE","FIDD_P",-3.4476573880781E-2,1.9624435979633601,3.0016273146142698,45]
["EE","FIDF_1",-5.1889645070466504,-52.5934450678605,-35.736157118185503,30]
["EE","FINN",4.4519153336454904,3.0447029930353899,4.4870621370681798,38]
["EE","FLEE_1",80.935706140833304,-81.317563201819596,-44.211282100278197,36]
["EE","FLEE_1",114.46774772516299,-65.611430875901306,-36.035318579895304,41]
["EE","FOUR_1",-10.1459821662071,-32.613590781339497,-21.080350410217498,35]
["EE","FRAS_P",-0.68988345593451295,2.1286924811069499,3.0726383229677299,34]
["EE","FROD_1",10.732971062925801,-23.279656374631099,-7.5435183056183099,32]
["EE","FROD_1",21.896737102634699,-13.6116101533781,-4.9400253344312404,49]
["EE","FWIL_P",0.58860462364659305,0.24631807514956,0.36109938932843,32]
["EE","GALA",6.4602258050590997,2.7219181754615498,3.9837902682494701,26]
["EE","GIFF",2.9794121103125901,1.42996099176308,3.1446857281660101,36]
["EE","GIFF",6.1129418071431196,2.1679132904534599,3.2732487221452802,50]
["EE","GLEF_P",0,0,0,44]
["EE","GLLE",0,0,0,42]
["EE","GLLU",5.5618075617334002,1.5992310314533,2.5601365708092598,37]
["EE","GLLU",7.7378402772081598,1.93397483238426,3.0855538619057299,42]
["EE","GLNI",2.2766492912023399,1.48384773556653,2.26140511875832,40]
["EE","GLRO",6.59942172840932,2.33836011551662,3.5513929332620302,34]
["EE","GORG",4.1451478684117502,2.5849512443722098,3.8425805368238399,33]
["EE","GORG",5.9043376114481196,3.15358386715531,4.6507907688675898,38]
["EE","GOVA",4.1133665866334299,1.6182194556076599,2.3560456090457298,48]
["EE","GREE_H",-2.4678129674231299,-3.0034518033640101,2.3473021675803701E-2,31]
["EE","GREN_1",18.374600830018199,-135.63818304394701,-80.157258219831206,25]
["EE","GREN_1",46.754488436125499,-67.595063036450497,-38.900858311856197,50]
["EE","GRIW_1",2.1314474331471698,-4.2450629154670603,-2.88972773574947,49]
["EE","GRUB_P",2.1678370319277498,1.02561832733095,1.7745406587088199,43]
["EE","GRUB_P",2.4514129994811298,1.1156259367919801,1.89485705804321,48]
["EE","G_EXTRA_10",3.0361931145514101,1.0617473527085299,1.63894301189408,42]
["EE","G_EXTRA_11",-0.17487974803165601,3.27672916499345,5.42062471406408,41]
["EE","G_EXTRA_12",0,0,0,39]
["EE","G_EXTRA_14",-1.4200996197533799,0.172448042602802,0.27198978483448799,33]
["EE","G_EXTRA_14",-1.01695028231622,0.21247869346804299,0.34092756475801,39]
["EE","G_EXTRA_17",-0.831113160129342,-0.81097824173361999,-0.96853710835125895,37]
["EE","G_EXTRA_18",-0.31819786434278802,3.4769241072799398E-2,5.4545236724892199E-2,31]
["EE","G_EXTRA_19",1.01647352440151,0.90177553893931495,1.4982515002029899,34]
["EE","G_EXTRA_2",12.5216015804831,5.19102340300965,7.2878618400320798,24]
["EE","G_EXTRA_2",36.967402250783501,10.3054235200241,15.799402567672701,49]
["EE","G_EXTRA_20",1.19729169822552,0.70434886278671305,0.98615215162537695,27]
["EE","G_EXTRA_20",3.8836889811002799,1.3577089253632399,1.8506378661251299,49]
["EE","G_EXTRA_3",4.0273181021838802,2.4933856092097302,3.5005524774381298,47]
["EE","G_EXTRA_4",6.0449632631367898,1.5387708302669001,2.3612992189826199,45]
["EE","G_EXTRA_5",1.8276408654369301,1.4086134356022599,2.1394176964332501,32]
["EE","G_EXTRA_6",-0.18442726309587901,0.38873197809467402,0.58077105343894297,38]
["EE","G_EXTRA_6",-0.17107941039139399,0.40425502075867598,0.60248551170131004,39]
["EE","G_EXTRA_7",3.7517538005321098,0.59344827874788197,0.86811882906085003,46]
["EE","G_EXTRA_8",6.1846594614179597,0.36664090605428601,0.55705574928960899,36]
["EE","G_EXTRA_9",0.43748741241758798,2.67872921719544,3.9788373778916402,30]
["EE","G_EXTRA_9",0.77113135481273198,3.7426291301052199,5.6161153216285804,39]
["EE","HACK_1",5.6345553911936701,10.087079465025299,11.370064105380299,34]
["EE","HACK_6",7.1753218904355496,11.276551087453701,15.2723116555327,28]
["EE","HAGR",1.5047145270929001,1.14451609238883,1.6726918595763101,26]
["EE","HAGR",3.83385743045491,1.94098842411609,2.9279901483937398,44]
["EE","HAMHC1",211.804201112409,84.239928729930597,81.663610875515204,46]
["EE","HARG_P",-0.128393355963066,0.161799814204518,0.23575940919414901,44]
["EE","HARK_1",19.4185099892727,-49.726629274044903,-49.637443078155101,31]
["EE","HARK_1",34.037965941897603,-33.4017004257027,-33.930090762822303,44]
["EE","HARM_6",-4.3351749459572702,-10.7942865509967,-8.4729441583074507,38]
["EE","HAWI",10.1077264497429,2.1135872757450098,3.3075841117304599,45]
["EE","HAWP_6",-3.5707597760120202,-5.5664341858646598,-4.1372898765881896,35]
["EE","HELE",-6.0412398686963797E-2,1.6446173186222299E-2,2.41986327871276E-2,29]
["EE","HELE",-4.9348183528928398E-2,1.8848072628504801E-2,2.8276093950800701E-2,34]
["EE","HEYS1",0,0,0,46]
["EE","HEYS_1",-8.2812773117465106,-1.70778587808319,-26.665809301545501,27]
["EE","HUER",1.30108781233032,0.370293472454016,0.538492975746098,25]
["EE","HUER",3.0233668347712799,0.63480852641086105,0.90623007008118905,43]
["EE","HURS_1",-30.468876356991601,-121.584455151195,-93.692950836286101,45]
["EE","HURS_1",-27.808246026554801,-112.85962182963701,-88.1069438285719,50]
["EE","IMPK_1",6.9456737744123496,20.8223855763693,23.799286877065001,30]
["EE","IMPK_1",9.9190591891207394,30.744848872498899,34.834608943361999,43]
["EE","INDQ1",63.881722294972903,-3.2287569344907001,23.9371118040924,41]
["EE","INKE",0.10582489184766999,1.0461611740821899,1.57336516949072,35]
["EE","INNE_P",-6.5716555641730396,8.6981828278176696,16.970223263432999,31]
["EE","INNE_P",-5.6386002465071403,9.7447110929578606,19.542147037325499,35]
["EE","IROA1",19.844679575113201,-97.381149140653406,-60.974322113580499,33]
["EE","IRONB1",10.2913510870614,-23.974024634934199,-10.8290276501343,24]
["EE","ISLI_1",64.249997187389098,50.165979946531998,56.552424018459902,26]
["EE","IVER_1",43.269616942989202,26.9167332543635,42.683929299484497,24]
["EE","IVER_1",86.430476119857204,47.129273958917999,79.072280231385605,45]
["EE","IVER_6",21.171865181460301,13.8221146294724,22.299689892585601,29]
["EE","IVER_6",44.653947526212299,24.0158918789888,38.730716827262903,49]
["EE","JOHN",-0.51939977420813999,7.1134385091857704,12.475514578844001,43]
["EE","JORD_3",-0.64458086932177605,-4.8103435714677998,-3.6946253039043899,43]
["EE","KAIM",6.7155895667846899,6.2033965198756897,9.5273257318074496,40]
["EE","KAIM",7.1069972155548902,6.4153842011064199,9.8268296214070805,41]
["EE","KEAD_1",53.943387827497702,-2.21704293044546,3.44399718255498,36]
["EE","KEAR_1",93.872472821397494,81.903157824029293,99.843913449004404,34]
["EE","KEAR_3",4.6029856128594702,0.196280660269814,3.16746016124993,32]
["EE","KEIT_P",-2.01074433486832,5.0108520527436804,7.9192728524006002,30]
["EE","KEIT_P",-1.0729389708439101,7.6250117122502798,13.346686256576,41]
["EE","KEMS_1",0.83163401269499404,-5.8779028964814604,6.8982869723976998,30]
["EE","KEOO",0,0,0,24]
["EE","KIBY_1",6.3477342147070104,-32.386427842802597,-17.846082345358301,28]
["EE","KIBY_1",14.1625825741216,-18.067399384977701,-9.7093666743664606,48]
["EE","KIBY_G",2.7730826502478201,-4.2110221526040998,-4.3284184781290103,42]
["EE","KIBY_G",3.5460077836413002,-3.66091418727193,-3.8639708388441698,48]
["EE","KIER",9.6281931391719997,0.60622177609880801,0.92226155623852102,46]
["EE","KIIN_P",2.0126055487724299,1.00793213322941,1.82244021004928,40]
["EE","KILS",0.981394175655804,0.264962972477362,0.40456083547201199,38]
["EE","KILT",6.1427769688990201,2.3666176861981501,3.4492836360169501,26]
["EE","KILW",1.50590402299313,2.44290900780102,3.60526835696318,31]
["EE","KILW",2.0046338208516001,2.8928024503477099,5.2703788933098004,36]
["EE","KINL_P",3.5633913603426901,1.0562697741628899,4.3284377227407598,40]
["EE","KINO_1",-39.670500662293897,-81.044250615273199,-67.657381403158993,29]
["EE","KINT_P",-3.3701936704415498,-17.486529992603099,-22.514230013096999,27]
["EE","KIRKB1",-12.5578527107968,12.9094084737751,17.953361372362401,27]
["EE","KIRKB1",-4.6670752150212502,23.967185857058499,31.9265135904582,47]
["EE","KITW_1",91.668795787480704,78.223452150667597,86.160672790410302,41]
["EE","KITW_1",105.059867709157,86.800623209737097,94.059969563055205,46]
["EE","LACK_6",10.807298603710301,9.6029778035032702,12.2016041950007,28]
["EE","LACK_6",15.9035097391696,13.596703065986301,82.7106925555007,39]
["EE","LAIR_P",3.9202642979326798,2.15430362600044,3.2596614258636998,37]
["EE","LALE1SG003",3.4783398897005,-31.184438222237301,-18.2644102488333,25]
["EE","LALE1SG003",4.8272780490452503,-23.233742933466001,-13.1025015938222,37]
["EE","LAND1",-0.32127790634173498,-31.732398316872001,-21.118043108113099,35]
["EE","LEGA_1",26.1794045941155,-17.107134150739999,-6.7945991067510896,39]
["EE","LEVE",0.92048200288314996,1.4246060719819,2.0485978353835899,28]
["EE","LING",7.6674425474253303,3.5400822112151999,5.2140605540578298,26]
["EE","LING",22.5059132778199,7.0791235109802804,11.507946167079,47]
["EE","LINM",55.835420030692397,12.8185946444666,23.913521244533399,40]
["EE","LINM",75.005909776726298,15.3751842016952,27.947039959490599,47]
["EE","LISD_1",-18.7961591928646,-52.718502403680901,-43.465959732045597,45]
["EE","LITT_C",39.0481993113331,9.3087751499144597E-2,7.3238641681370504,33]
["EE","LITT_J",16.951052447593302,-4.1466188609765899E-2,2.1784501674206198,38]
["EE","LITT_J",26.023669987826501,-3.0895265097182201E-2,2.8199151240004698,43]
["EE","LODR_6",95.730238359962101,62.440984794856597,83.841540938820302,37]
["EE","LOUD_H",14.8433535067658,16.5136732979296,14.930861527547799,38]
["EE","LOVE_1",-15.8336809889439,-124.796932143397,-103.89044216311601,34]
["EE","LUNA_P",1.2629392572317,-2.7350479379574901,-3.4573702873454102,28]
["EE","LYND_P",0.487644089893984,-0.118434013300388,-0.153450055155678,25]
["EE","LYND_P",0.58305580018330105,-0.104101249759098,-0.13007717322250001,32]
["EE","MACC_3",-1.8705757213843399,-7.8322527233224397,-4.9176292494401004,26]
["EE","MACC_3",-0.77288269999151304,-4.1450529650736998,-2.45488733237304,45]
["EE","MACD_P",2.5726264695021199,4.04987564896122,5.7673781390233696,46]
["EE","MAGA_6",204.16486722179599,36.949126439202601,32.652458004351701,44]
["EE","MANN_1",3.9277870689974699,-80.018852191200594,-48.952570513385098,42]
["EE","MANN_1",4.8008974986717003,-69.165288080591694,-43.447691477155097,50]
["EE","MAYB",12.320460925223999,3.3063234091238201,5.82120207057147,42]
["EE","MELK_1",174.93836690144201,-23.125329081898101,-15.419217025569999,40]
["EE","MILC_P",-0.62765385730416201,-2.7274046899495499,-3.3227648397359699,37]
["EE","MILH_1",-28.821073821110001,-85.186560607667204,-59.184586715134103,33]
["EE","MITY_1",13.826491199399801,-46.328984902111898,-10.225814781514901,27]
["EE","MITY_1",14.840716391077899,-44.411092562017501,-9.6204452527584792,30]
["EE","MYBS_P",0.56870497482160798,0.218331453506138,0.31453926327073001,31]
["EE","M_ACTLLU_C",2.18885570408702,2.18885570408702,2.18885570408702,25]
["EE","M_ACTLLU_C",2.18885570408702,2.18885570408702,2.18885570408702,50]
["EE","M_GRTO",1.3151249999999901,1.3151249999999901,1.3151249999999901,35]
["EE","M_TEMP",4.6891249999999998,4.6891249999999998,4.6891249999999998,43]
["EE","M_TEMP",4.6891249999999998,4.6891249999999998,4.6891249999999998,48]
["EE","NAIR_P",18.028791786247901,5.8286706131183497,8.3981033267584202,49]
["EE","NEAR",-0.251250594673817,5.1455639554525998,8.3653000426819908,41]
["EE","NECE_1",156.081554975796,51.772463762926797,57.756724032658902,39]
["EE","NEEP_3",5.1661511330837797,10.8728424681563,6.6817263928219504,36]
["EE","NEEP_3",6.3538481409538603,12.386523222989901,7.5598163256713198,39]
["EE","NETS",5.0353439172701897,1.4702869480933001,2.5612701559215298,33]
["EE","NEWX_6",105.580663646188,54.867233244230498,58.509564540318003,31]
["EE","NFLE",132.204962656048,-5.3635320751864599,6.2106935284689699,37]
["EE","NHYD_6",33.684810318513399,18.9807113021505,24.115068281614899,24]
["EE","NHYD_6",72.412213666414203,34.093212360283601,45.043003548334603,49]
["EE","NINF_1",71.957958770778106,-1.8456458625415399,7.1904524204019404,30]
["EE","NINF_1",166.16996932027001,-1.05059493921608,12.3978082701794,49]
["EE","NORL_3",9.3141569782716402,-3.1086883694316501,-2.0937387484874899,47]
["EE","NORM_1",212.595670800249,-44.562773629516002,-31.724844358415002,41]
["EE","NORT_1",-4.4794586608133198,-41.771242811588102,-30.172070660417798,35]
["EE","NORT_1",-2.5164701063404702,-29.079183402613701,-22.325264888602,45]
["EE","NURS_1",88.227345756312701,-5.0912313052897904,-9.3154557275373495,39]
["EE","OCKH_1",6.9930257406987399,10.4905205439211,15.7388969833241,49]
["EE","OFFE_3",-1.9350042460041701,-2.7877874948977199,-1.06170417697131,32]
["EE","OLDB_1",15.4492491399907,6.3097236650315196,8.9948296646296395,30]
["EE","OLDB_1",32.812729838146701,10.031980753143401,14.1341382618668,42]
["EE","ORMO",0,0,0,50]
["EE","ORRI_P",0,0,0,28]
["EE","OSBA_1",-13.766324123975901,-83.091588474402499,-55.412266943497002,26]
["EE","OSBA_1",-6.1137342119795797,-45.924631383342103,-31.232309860938901,47]
["EE","PADIB1",-0.38220523757022501,-20.475494067241499,-14.3421173019733,46]
["EE","PAIS",3.9362544121564298,2.4063028853591,3.5572929113313898,40]
["EE","PART",1.52302764594039,0.190501203907776,0.28725547720761102,34]
["EE","PART",2.7455280942815401,0.27343021860714101,0.40242955622898502,44]
["EE","PEHG_P",1.13118776842672,-7.2378221132920695E-2,-9.3032145320169304E-2,38]
["EE","PEHS_P",-0.20238338801566599,-0.26952137787278602,-0.34865152038901198,27]
["EE","PELH_1",-4.7316491073945803,-38.625824379345801,-22.887514502149699,31]
["EE","PEMB_1",2.5777772172302602,-18.4127056589933,-11.669629777702299,29]
["EE","PEMB_1",2.98348769301256,-16.069139977121299,-9.8245241695023005,34]
["EE","PENE_1",13.0554558608227,-43.558276631270999,-25.766361937571201,32]
["EE","PENN_1",23.8626268234934,11.7883866213496,18.9465293262265,27]
["EE","PENT_1",13.6006943994431,-56.1477105391265,-34.9312722106433,25]
["EE","PENT_1",43.453712174973603,-32.462678605449398,-19.4877417861033,46]
["EE","PENW_1",-0.55272101728177203,-19.418669994043199,-18.820799552954,45]
["EE","PENW_1",-0.53921872058928499,-19.063896564739199,-18.555631927021999,46]
["EE","PERI_H",-0.720387190374432,-1.0116006809390701,-0.13525125360503301,39]
["EE","PERS_P",-1.8389635611811801,-2.2909210530884798,-2.8242193589308502,43]
["EE","PITS_3",7.0050859590360099,4.3286428954720497,4.2027323573124704,37]
["EE","POOB",4.4888422931756899,0.187824060144962,0.28480172686552002,35]
["EE","POOB",6.6582553277715402,0.23273944589562101,0.347108359449398,40]
["EE","POPP_3",-1.1424602759442399,-5.4806436077212499,-2.6854214827091001,35]
["EE","PORA_P",0,0,0,33]
["EE","PORD",1.8373275832098801,0.789735959595816,1.18818158420646,31]
["EE","PYLE_1",14.220267790679401,-13.7006121021866,-6.0816950544150403,26]
["EE","QUOI_P",-1.9183944892315601E-2,2.2283980595739099E-2,0.03,24]
["EE","QUOI_P",-6.4804079629607004E-3,5.90489382378174E-2,0.12050317749912701,45]
["EE","RAIN_1",5.0526787667120097,-66.499485736799897,-41.727611774904801,32]
["EE","RAIN_1",8.1573508349523305,-43.128512792114499,-27.236277261083298,45]
["EE","RANN_P",-1.17710171660743,0.102005707459527,5.7703222081022698,43]
["EE","RASS_1",10.2176012503741,87.938786344374805,96.911974273760507,46]
["EE","RATS_1",45.169005060992298,-46.768513760955798,-27.3787201660829,36]
["EE","RATS_1",61.204007038759798,-38.4016680624595,-22.8664652594342,41]
["EE","RAVE",5.0861069549565201,3.12749110453999,4.3907956690393801,39]
["EE","RAYL_1",58.597307589335898,-8.5623438967789305,2.6035997751908599,34]
["EE","REBR_3",24.1099155830535,12.145521933646901,19.041515274619801,32]
["EE","REDH",4.6522405630107198,5.7637143573616698E-2,8.3983250779472093E-2,26]
["EE","REDH",10.7995465682847,9.7747377800354293E-2,0.14247664819508399,44]
["EE","REDM_P",-2.4136312661060702,0.56121293205289802,0.85012081235000503,30]
["EE","RICH_J",16.800763211285201,-8.4724827465902308,7.2183193995016603,24]
["EE","ROCH_1",2.12374136355829,-12.265044629263899,-12.0445805189841,31]
["EE","ROCH_1",3.9586651612472101,-7.8329310040295699,-7.8366622109645396,44]
["EE","ROTI3",-0.22136914940878499,0.387837586429161,2.5424207275957702,42]
["EE","RRIG",0,0,0,24]
["EE","RRIG",0,0,0,42]
["EE","RUGEB1",45.215002172766098,-15.0465082703957,-10.669896914571501,40]
["EE","RYEH_1",7.2270272815854897,93.371030291510607,107.14241429270299,38]
["EE","SAFO_1",1.5632414546201301,-12.8021788081025,-5.8625526591908601,29]
["EE","SALH_1",21.133124858195501,21.720947475288,20.0821179305591,31]
["EE","SALL1",0,2.5519949999999998,2.2692297511503901,25]
["EE","SALL1",0,2.5519949999999998,2.2692297511503901,43]
["EE","SALT_1",8.2077723699721101,13.727324505729801,12.022778777638999,29]
["EE","SALT_1",17.748262671508002,13.9735935111256,14.3930054593145,50]
["EE","SANX",0.45999629008895399,1.4651956069049601,2.1849496505063102,36]
["EE","SASA",0,0,0,47]
["EE","SASA",0,0,0,48]
["EE","SBAR",2.5110249613693898,-27.445836790192899,-22.168945411356201,46]
["EE","SEAB1",-1.7386196737828499E-2,-25.576924353232702,-13.583784337999401,41]
["EE","SELL_1",-7.0702298503785004,24.938295771064102,12.004374168179099,39]
["EE","SFEG_P",3.7066155108661198,1.3148981453320401,1.93312884288638,37]
["EE","SFIL_P",0.60360262522338903,0.225872529457006,0.62527598603165802,28]
["EE","SFIL_P",1.1370090960508601,0.35761648433257698,1.1561816767303701,37]
["EE","SHEC_3",4.3074749582599896,0.48835478504171598,2.7955308040967601,31]
["EE","SHEC_3",8.5653068842751701,0.80617016092964899,4.3844842434028202,48]
["EE","SHRU",7.5399075721603301,1.6928001539156099,2.4796229073955698,28]
["EE","SHRU",20.869999912388799,3.0606472826207001,4.3798858670662097,49]
["EE","SHRW_1",12.031230812964001,-7.6016558575467004,-7.7647653599963098,47]
["EE","SHRW_1",12.487882118422799,-7.79716914902792,-7.54333464853155,49]
["EE","SIGH",-0.93326596653290805,5.9355293619086602,8.5171746192699995,47]
["EE","SJOW_1",173.50672802518599,130.12459777452199,183.094709976465,45]
["EE","SKLGB1",60.758585662168002,47.650849012817901,58.630620268650802,40]
["EE","SLOY_P",-3.6239854116696502E-2,0.24091617948794,0.35559720617166002,38]
["EE","SLOY_P",-2.69560326635222E-2,0.28575876804357703,0.42240651102287402,43]
["EE","SMAN_1",79.832587408985901,111.46311195978301,124.79896939788701,37]
["EE","SPAV",-0.25768191100015903,1.5895871996503499,2.3737465649934499,41]
["EE","SPEN_1",-13.4627031579977,-15.3291164563084,8.2678255962760794,34]
["EE","SSHI_3",-2.1239665803936898,-2.3206893181628101,-0.94147518840762101,28]
["EE","STAH_1",5.65672417665614,-52.9056951747094,-32.959719882261801,28]
["EE","STAH_1",12.288624026192201,-30.043252865132501,-18.470046789525401,48]
["EE","STAL_1",25.716988823325298,-39.380074709787301,-19.467716746674601,26]
["EE","STAL_1",50.698530756695902,-21.2860028876676,-10.2859208685729,48]
["EE","STAY_1",62.394374912621601,-11.9721279573546,7.8042426242254699,46]
["EE","STEN_1",33.663974595727602,26.140460522500899,25.607949924140399,44]
["EE","STES_1",-10.4069827928052,-48.524919881940598,-29.0152326504145,38]
["EE","STHA",2.5439756818902302,2.67737687698834E-2,3.9419646510531203E-2,26]
["EE","STHA",5.9114980797556296,0.17606541214472601,0.233473759283161,42]
["EE","STIR",15.559245577797499,3.7335682042983098,5.5662311357432097,36]
["EE","STLE",16.022937123365299,5.8576634691070701,9.5825671110575907,40]
["EE","STOR_P",-3.6587464094088999,1.6616917698459901,9.9366652765055292,33]
["EE","STRI_P",0.23877146667288601,8.3986524429386505E-2,0.11906896685264599,27]
["EE","STRI_P",0.29139917610852401,9.9674368585282197E-2,0.14945207809941699,33]
["EE","SUND_1",35.233395025935401,-20.456487157688201,-6.5701445975422601,27]
["EE","SWAN_1",36.926808723521802,28.038344858328301,42.326664587887599,25]
["EE","SWAN_1",95.731418639523298,53.622863366508497,80.735725732099596,50]
["EE","TARL_P",0.75236197520731796,0.95614861500026604,1.65076755952,38]
["EE","TARL_P",1.2331969580151301,1.28349567481712,2.1711883495614099,50]
["EE","TAUN1",-1.5974005881441899,-17.856878493895401,-4.5436665851310201,44]
["EE","TELR",1.08516157831798,0.45262243317921003,0.66025915033744897,25]
["EE","TELR",2.35319498738329,0.74369668831797098,1.1093740435462101,41]
["EE","TEMP_3",19.150041666075499,7.8489521133734597,12.0802677150114,35]
["EE","TEMP_3",44.873267153459999,13.422655958518,17.581486788449599,45]
["EE","THOM_6",-4.1861596790008102,-15.935025546109699,-15.497735359526001,39]
["EE","THSO_P",-1.3597222823408699,0.165116195238344,0.26042579398252302,33]
["EE","THUR_6",0.50975010095637596,-9.7495832119709895,-5.0325008020159103,31]
["EE","THUR_6",1.0831988193625099,-5.6006117992404496,-2.8167099932021999,50]
["EE","TONG",0.34192684324379802,0.15101738572821599,0.21201866321619101,24]
["EE","TONG",0.99430643557212595,0.32600868432520302,0.50342420046387204,49]
["EE","TONG1",1.2350757129580501,0.52197002246945101,0.85120353277151495,37]
["EE","TONG1",2.1432020094269002,0.73850294528558003,1.1729953984182899,49]
["EE","TOTT_1",149.47348356249,56.976432897333403,71.5731446519423,47]
["EE","TRAW_1",-10.332500377130501,-21.539963625602699,-16.6608361490871,41]
["EE","TUMB_P",0,0,0,38]
["EE","TYNE_1",17.885323936299901,6.3172622987946001,15.575207329795701,34]
["EE","TYNE_1",25.425845974099499,7.8648273335759802,21.467673362801001,39]
["EE","TYNE_2",-3.9880997483720102,-8.3137615550279609,-8.9116209791246703,31]
["EE","T_BAGED-1",0,0,0,32]
["EE","T_BAGTD-1",1.3525,1.3525,1.3525,30]
["EE","T_BAGTD-1",1.3525,1.3525,1.3525,49]
["EE","T_BARK-CTRL",8.8547260493937898,8.8547260493937898,8.8547260493937898,50]
["EE","T_BARK_NR",1.0076783502418201,1.0076783502418201,1.0076783502418201,28]
["EE","T_BARK_NR",1.0076783502418201,1.0076783502418201,1.0076783502418201,49]
["EE","T_BPGRD-1",30.6005921052631,30.6005921052631,30.6005921052631,50]
["EE","T_BPGRD-2",34.386785526315698,34.386785526315698,34.386785526315698,46]
["EE","T_BRBKD-1",1.0352804644514499,1.0352804644514499,1.0352804644514499,40]
["EE","T_BRBKD-2",1.12661690651537E-2,1.12661690651537E-2,1.12661690651537E-2,37]
["EE","T_BRBKD-2",1.12661690651537E-2,1.12661690651537E-2,1.12661690651537E-2,40]
["EE","T_BRER_RTK",8.8519899797636903,8.8519899797636903,8.8519899797636903,38]
["EE","T_BUSH_RTK",6.1963929858345796,6.1963929858345796,6.1963929858345796,30]
["EE","T_CASKD-1",3.2374999999999901,3.2374999999999901,3.2374999999999901,31]
["EE","T_CORM_RTK",7.2425372561702996,7.2425372561702996,7.2425372561702996,29]
["EE","T_CORM_RTK",7.2425372561702996,7.2425372561702996,7.2425372561702996,34]
["EE","T_COWBD-1",0.198099999999999,0.198099999999999,0.198099999999999,35]
["EE","T_COWBD-2",6.5683333333333399E-2,6.5683333333333399E-2,6.5683333333333399E-2,27]
["EE","T_COWBD-2",6.5683333333333399E-2,6.5683333333333399E-2,6.5683333333333399E-2,48]
["EE","T_COWBD-3",0,0,0,49]
["EE","T_COWBD-4",0.189233333333333,0.189233333333333,0.189233333333333,25]
["EE","T_COWBD-4",0.189233333333333,0.189233333333333,0.189233333333333,46]
["EE","T_COWBD-5",6.39333333333333E-2,6.39333333333333E-2,6.39333333333333E-2,42]
["EE","T_CURRD-2",0.84109999334991004,0.84109999334991004,0.84109999334991004,39]
["EE","T_DALRD-1",3.3161653846153798,3.3161653846153798,3.3161653846153798,37]
["EE","T_ECCFD-1",0.426933333333332,0.426933333333332,0.426933333333332,35]
["EE","T_ECCFD-1",0.426933333333332,0.426933333333332,0.426933333333332,47]
["EE","T_EGLSD-1",1.0265142857142799,1.0265142857142799,1.0265142857142799,35]
["EE","T_ELSTR-1",5.1820416666666604,5.1820416666666604,5.1820416666666604,33]
["EE","T_ELVAD-1",1.91733333333333,1.91733333333333,1.91733333333333,34]
["EE","T_EXMOSSD-1",6.2539386792452802,6.2539386792452802,6.2539386792452802,26]
["EE","T_EXMOSSD-1",6.2539386792452802,6.2539386792452802,6.2539386792452802,47]
["EE","T_FERGD-1",0.50866753329169401,0.50866753329169401,0.50866753329169401,25]
["EE","T_FERGD-2",1.0997390460313601,1.0997390460313601,1.0997390460313601,35]
["EE","T_FERGD-2",1.0997390460313601,1.0997390460313601,1.0997390460313601,45]
["EE","T_FOXJD-1",7.8044776746129196,7.8044776746129196,7.8044776746129196,43]
["EE","T_FOXJD-2",4.0075372817475596,4.0075372817475596,4.0075372817475596,32]
["EE","T_FROD_NR",4.5917686204119601,4.5917686204119601,4.5917686204119601,36]
["EE","T_FROD_NR",4.5917686204119601,4.5917686204119601,4.5917686204119601,41]
["EE","T_GLNG",12.5227083333333,12.5227083333333,12.5227083333333,46]
["EE","T_GNHLD-1",1.8371902839818599,1.8371902839818599,1.8371902839818599,34]
["EE","T_GNHLD-2",0.79547200863603795,0.79547200863603795,0.79547200863603795,32]
["EE","T_GNHLD-3",2.7595676398732398,2.7595676398732398,2.7595676398732398,26]
["EE","T_GNHLD-3",2.7595676398732398,2.7595676398732398,2.7595676398732398,47]
["EE","T_GOWKD-1",0.714767213114749,0.714767213114749,0.714767213114749,26]
["EE","T_HARK_NR",2.8447076889513299,2.8447076889513299,2.8447076889513299,24]
["EE","T_HARK_NR",2.8447076889513299,2.8447076889513299,2.8447076889513299,40]
["EE","T_HPC-CES",2.4599166666666599,2.4599166666666599,2.4599166666666599,44]
["EE","T_IMPRK-1",0.38731479793275098,0.38731479793275098,0.38731479793275098,42]
["EE","T_IMPRK-2",1.0549962603154699,1.0549962603154699,1.0549962603154699,27]
["EE","T_IMPRK-2",1.0549962603154699,1.0549962603154699,1.0549962603154699,42]
["EE","T_INWID-1",2.8291900000000001,2.8291900000000001,2.8291900000000001,40]
["EE","T_KSGND-1",0,0,0,34]
["EE","T_KSGND-2",10.7669973029312,10.7669973029312,10.7669973029312,32]
["EE","T_LBUZ_RTK",9.2904049016705397,9.2904049016705397,9.2904049016705397,31]
["EE","T_LLWSD-1",7.6561916666666603,7.6561916666666603,7.6561916666666603,25]
["EE","T_LLWSD-1",7.6561916666666603,7.6561916666666603,7.6561916666666603,46]
["EE","T_LONDG-D",6.9191982040003799,6.9191982040003799,6.9191982040003799,25]
["EE","T_LONDG-D",6.9191982040003799,6.9191982040003799,6.9191982040003799,50]
["EE","T_LONGB-RTK",5.7396303028787798,5.7396303028787798,5.7396303028787798,39]
["EE","T_MARMD-1",2.2749999999999901,2.2749999999999901,2.2749999999999901,43]
["EE","T_MARMD-1",2.2749999999999901,2.2749999999999901,2.2749999999999901,48]
["EE","T_MEADD-1",5.3847051282051197,5.3847051282051197,5.3847051282051197,46]
["EE","T_MILWWD-1",7.9916666666666594E-2,7.9916666666666594E-2,7.9916666666666594E-2,44]
["EE","T_MOSED-1",7.7607739130434696,7.7607739130434696,7.7607739130434696,39]
["EE","T_NWCRS-1",11.0146116044561,11.0146116044561,11.0146116044561,33]
["EE","T_NWCRS-2",7.7865322767448601,7.7865322767448601,7.7865322767448601,31]
["EE","T_NWCRS-2",7.7865322767448601,7.7865322767448601,7.7865322767448601,37]
["EE","T_OXEN_NR",3.7892150197921102,3.7892150197921102,3.7892150197921102,31]
["EE","T_PARHD-1",2.42051999999999,2.42051999999999,2.42051999999999,29]
["EE","T_PARHD-1",2.42051999999999,2.42051999999999,2.42051999999999,42]
["EE","T_PATB_RTK",3.9567590483181898,3.9567590483181898,3.9567590483181898,49]
["EE","T_POOBD-1",3.12292173913043,3.12292173913043,3.12292173913043,27]
["EE","T_POPP_3RTK",2.42295060273368,2.42295060273368,2.42295060273368,29]
["EE","T_POPP_3RTK",2.42295060273368,2.42295060273368,2.42295060273368,47]
["EE","T_PORGD-1",0.34238571428571402,0.34238571428571402,0.34238571428571402,45]
["EE","T_PUDMD-1",5.6511908757173197,5.6511908757173197,5.6511908757173197,43]
["EE","T_PUDMD-2",0,0,0,38]
["EE","T_RAVED-1",8.0975999999999604E-2,8.0975999999999604E-2,8.0975999999999604E-2,32]
["EE","T_RAVED-1",8.0975999999999604E-2,8.0975999999999604E-2,8.0975999999999604E-2,37]
["EE","T_RYHAD-1",3.16160893022687,3.16160893022687,3.16160893022687,44]
["EE","T_RYHAD-2",0,0,0,30]
["EE","T_SACOD-1",0.30455384615384501,0.30455384615384501,0.30455384615384501,28]
["EE","T_SACOD-1",0.30455384615384501,0.30455384615384501,0.30455384615384501,37]
["EE","T_SCCL-4",20.171374999999902,20.171374999999902,20.171374999999902,28]
["EE","T_SELL-1",7.8351377489973801,7.8351377489973801,7.8351377489973801,26]
["EE","T_SFGSD-1",14.556959999999901,14.556959999999901,14.556959999999901,28]
["EE","T_SFGSD-1",14.556959999999901,14.556959999999901,14.556959999999901,46]
["EE","T_SFGSD-2",2.2571999999999998E-2,2.2571999999999998E-2,2.2571999999999998E-2,44]
["EE","T_SINGL1",7.1005835259493502,7.1005835259493502,7.1005835259493502,38]
["EE","T_SNDND-1",1.5074938935537501,1.5074938935537501,1.5074938935537501,29]
["EE","T_SNDND-1",1.5074938935537501,1.5074938935537501,1.5074938935537501,38]
["EE","T_SNDND-2",2.3012759768300199,2.3012759768300199,2.3012759768300199,36]
["EE","T_SNDND-2",2.3012759768300199,2.3012759768300199,2.3012759768300199,49]
["EE","T_STFERGD-1",1.5596666666666601,1.5596666666666601,1.5596666666666601,29]
["EE","T_THNJD-1",0,0,0,27]
["EE","T_THNJD-1",0,0,0,36]
["EE","T_THNJD-2",2.6129464967538798,2.6129464967538798,2.6129464967538798,27]
["EE","T_TINSD-1",16.373583333333301,16.373583333333301,16.373583333333301,25]
["EE","T_TINSD-1",16.373583333333301,16.373583333333301,16.373583333333301,46]
["EE","T_TODSD-1",1.9506666666666601,1.9506666666666601,1.9506666666666601,41]
["EE","T_TODSD-1",1.9506666666666601,1.9506666666666601,1.9506666666666601,50]
["EE","T_TONTED-1",0.42248133994326698,0.42248133994326698,0.42248133994326698,44]
["EE","T_UNPKD-2",1.3475000000000001E-2,1.3475000000000001E-2,1.3475000000000001E-2,28]
["EE","T_UNPKD-2",1.3475000000000001E-2,1.3475000000000001E-2,1.3475000000000001E-2,41]
["EE","T_UNPKD-3",0.84810833333333302,0.84810833333333302,0.84810833333333302,35]
["EE","T_UNPKD-3",0.84810833333333302,0.84810833333333302,0.84810833333333302,48]
["EE","T_WHISTLD-1",3.1967385826771602,3.1967385826771602,3.1967385826771602,28]
["EE","T_WHISTLD-1",3.1967385826771602,3.1967385826771602,3.1967385826771602,33]
["EE","T_WILCT-1",3.5186666666666602,3.5186666666666602,3.5186666666666602,31]
["EE","T__HYELT002",0,0,0,26]
["EE","T__KYELT003",0.79304166666666598,0.79304166666666598,0.79304166666666598,24]
["EE","T__KYELT003",0.79304166666666598,0.79304166666666598,0.79304166666666598,45]
["EE","T__MYELT001",0.73850000000000005,0.73850000000000005,0.73850000000000005,40]
["EE","T__MYELT001",0.73850000000000005,0.73850000000000005,0.73850000000000005,49]
["EE","UPPB_1",34.525850603360901,-18.8886451252807,-9.7655771173794097,43]
["EE","UPPB_3",21.121230465512099,-2.5335414038584201,-2.0078829710706199,41]
["EE","USKM_1",67.96825005238,-17.012354705380801,-11.02185856416,41]
["EE","WABO",0,0,0,34]
["EE","WABO",0,0,0,39]
["EE","WALH_1",256.595928045064,145.799810436971,138.25887775988201,38]
["EE","WALP_1",58.696176071146603,-38.383246787069197,-2.3026512485184099,32]
["EE","WALP_B",25.196081412041899,-14.5917132901016,-7.7152797473086698,30]
["EE","WARL_1",41.127220571234098,31.793322464089801,39.439290677314403,25]
["EE","WARL_1",45.2360175186475,34.021325404355501,43.589676282429998,30]
["EE","WASF_1",35.201078297290799,7.2122385117278096,10.802886941755901,24]
["EE","WASF_1",59.105903369175103,12.4492739885366,20.588249972779501,49]
["EE","WBOL_6",24.0757930123218,62.674102917461497,54.952297404603897,26]
["EE","WBOL_6",51.389021646474802,105.488222084795,93.902888924472904,42]
["EE","WBUR_1",8.7434118511301797,-21.123810073678602,-6.1371913912033396,40]
["EE","WBUR_1",10.694112293255101,-18.283902922521499,-5.40814001499015,46]
["EE","WESA_H",15.4618666939657,8.0214401127909891,10.5618689405336,40]
["EE","WFIE",0.80701955447555096,7.2901234929393502E-2,0.113325224106269,38]
["EE","WGEO",0,0,0,37]
["EE","WHAM_1",-9.8378218295279893,3.9555557942427502,24.866485458293798,31]
["EE","WHGA_1",44.223415508228499,27.7526574614966,35.335301523077298,29]
["EE","WHGA_1",44.934752589471501,28.0479986870502,36.081072314483798,30]
["EE","WHHO",0.26476402112674402,1.3949008698043499,2.0745437278858501,38]
["EE","WIBA_3",1.5307593521554099,-0.80984593953537998,-1.2998505324596099,27]
["EE","WIBA_3",3.3874059388396001,-0.49081729784274097,-0.78036586528214602,48]
["EE","WIEN_1",15.9048489928589,9.0731591114177306,15.4171962851435,31]
["EE","WILL_1",49.778911360963399,-19.654736034420701,-10.257485897200199,41]
["EE","WILL_1",58.2127331124981,-17.541702521602801,-9.3421758325808604,46]
["EE","WIMBN1",46.0111676376413,-3.00995512832178,5.2895772104863097,45]
["EE","WIMBS1",173.89991929135499,-15.161418113499,-4.1333066997463801,39]
["EE","WIOW_P",1.44277939397084,0.43888210482939599,0.75532826248617901,37]
["EE","WISD_1",-2.18978697224625,-17.7564924413767,8.3041442290578402,31]
["EE","WISD_1",-0.89052867623353504,-10.245600656378301,13.841309876443299,50]
["EE","WISD_6",1.6072015871102101,0.23126375853897499,-4.3874783426815403E-2,35]
["EE","WISH",0.40856838045560101,1.1434909733105201,1.6209456924183401,29]
["EE","WMEL_1",-4.1047609962514597,-47.932316283034098,-21.8640124020719,37]
["EE","WOHI_P",-2.7778534427546,-1.97029886974566,-2.5451929603266299,26]
["EE","WOHI_P",-1.0217530689248999,4.1214587356264003,-0.537472652408438,47]
["EE","WTHU31",7.3818287695524596,7.6368094842129102,7.7645640634833804,25]
["EE","WTHU31",16.510515760449,13.8423117820188,13.8601866532027,48]
["EE","WWEY_1",144.62978295533799,-2.2250017477958499,2.9498629003013299,45]
["EE","WYLF_1",36.239167878111303,25.9293118677884,22.633871456651701,43]
["EE","WYMOM_1",53.1750451706476,12.0705934668635,41.688028267063601,35]
["HT","ABHA1",1.1550678196253099,-39.157031097066998,-29.686894129133599,36]
["HT","ABHA1",1.5354692596989099,-33.016617867516899,-25.922755913623501,41]
["HT","ABNE_P",-0.389123749394788,4.8528777404320103,7.90056461824312,49]
["HT","ABTH_1",10.1708764386605,-20.577258651697498,-23.723704125719902,34]
["HT","ACTL_2",-2.2443514316739299,-2.3103913243629601,-1.15532543823304,28]
["HT","ACTL_C",0.43796975164838597,0.96913209254631805,1.5266927500080401,26]
["HT","ACTL_C",0.97711746026789104,1.6128689693204601,2.3981648016517099,50]
["HT","ALNE_P",-1.68600954838492,2.5655521386933402,3.6131785804256298,26]
["HT","ALST_3",0,-0.77727231590031598,-0.54365112071890398,24]
["HT","ALST_3",0,-0.523823421676472,-0.34656806743326801,47]
["HT","ALVE1",31.877729947972,-5.52678291846349,12.559322164556001,44]
["HT","AMEM_1",120.989291158635,15.6416966400415,13.2383109321547,42]
["HT","ARBR_P",-1.16689375078851,-0.805690357931378,-0.99274791898766201,34]
["HT","ARBR_P",-0.599945958586655,-0.61424215170930097,-0.78239312360253099,42]
["HT","ARDK_P",0,0,0,40]
["HT","ARMO_P",-1.74847277652204,0.691057741061612,2.5105291178373701,34]
["HT","AXMI1",8.5314871746039298,-7.1437450407377998,-0.87952601642120798,35]
["HT","AXMI_H",8.4130892202963299,-6.8019522228189704,1.51523787157096,27]
["HT","AXMI_H",9.0761390271143298,-6.40705310605194,1.6906321759089999,32]
["HT","AYRR",1.8442637114847,0.72282646431639697,1.08427213693348,28]
["HT","BAGA",4.0335266653941098,0.47869673606275898,0.71732215700911806,25]
["HT","BAGA",9.6087556677855392,0.89880128368804002,1.4232883678667301,50]
["HT","BAIN",9.4882247643937507,0.46321834470909701,0.70316233208026102,46]
["HT","BARKR_A",45.260029103428202,36.447510367164099,37.411490910281302,43]
["HT","BARKR_A",50.428208394579599,38.9778815187695,39.419780567199297,48]
["HT","BARKR_C",26.694512251564799,21.961356149829498,23.8954434190086,42]
["HT","BARKW3",67.429340884544004,55.126221900840797,62.829212681910299,47]
["HT","BEAU_P",0.38380946159884799,0.839850183958472,1.2446190755063899,39]
["HT","BEDDT1",37.487332508729899,-5.6629523376533397,-2.4665770350526199,33]
["HT","BEDDT1",68.711594031738898,-4.3236960194610399,-2.0252825196537398,40]
["HT","BEDD_1",93.648355163823595,-25.712427890801699,-10.149685424583099,33]
["HT","BERB_P",0,0,0,31]
["HT","BERW",2.7986337700717598,1.3552772557517601,2.0440551297087501,29]
["HT","BERW",6.0129538244803502,2.0089767368182101,2.89973521789834,45]
["HT","BESW_1",-19.344745710987599,-53.073253938892499,-44.115969974916297,49]
["HT","BICF_1",7.1869483267660703,-29.463152351019701,-7.8531844190847604,27]
["HT","BIRK_1",-37.659800110955601,-75.859960355774703,-62.302530564773598,32]
["HT","BIRK_1",-18.982245681074001,-50.639960325168403,-44.359242662400597,47]
["HT","BISW_1",44.526713165046402,6.34720997592414,23.579306041782701,41]
["HT","BLYTB1",1.49153523916311,-2.11238890998108,-0.519790766027316,46]
["HT","BLYTH132",0.480404808660155,-1.6194005348929801,-0.44327465688894602,38]
["HT","BOAG_P",-0.88281872162378205,-1.7185383626475501,-2.04570242608095,32]
["HT","BOAG_P",-0.69730661118449699,-1.4501791366446799,-1.68437568591458,37]
["HT","BOLN_1",83.814251424919902,-81.954931240687401,-39.845190945404298,30]
["HT","BONN",4.96875756073866,4.1900428523090198,6.5264824114511297,30]
["HT","BOTW_1",36.397794940221097,4.2049481003311504,7.3906233972482402,28]
["HT","BOTW_1",75.182608249085106,6.3378145005150799,10.852928092149,44]
["HT","BRAC_P",-18.0480608912167,-2.8980923674175698,-3.5970482944856101,28]
["HT","BRAI_1",-22.019708113497401,-37.338290333305999,-35.397753171041998,26]
["HT","BRAP",3.8277927611050102,1.02557813639788,1.5565468030035401,31]
["HT","BRAP",7.93902275618058,1.50070624237686,2.2127373780543498,46]
["HT","BRAW_1",120.094869873685,83.796642281700002,89.064372352570004,40]
["HT","BRED_1",90.850883945528395,94.688651882862999,102.55314884278,38]
["HT","BRFO_1",-57.460203694855998,-114.63657517049801,-68.705016364915096,32]
["HT","BRFO_1",-44.942619715699699,-96.575402809968807,-52.545344266041099,38]
["HT","BRID_P",-1.34433225981619,0.76573860215963596,6.6812119761655104,36]
["HT","BRIM_1",27.248835330637501,-4.8800219674633301,8.8411922759299895,29]
["HT","BRLE_1",-25.147291526939199,3.93558004074159,-8.0103004631250592,29]
["HT","BRLE_1",-23.786196261933998,4.33548837899985,-6.8740991113946004,34]
["HT","BROA_P",-0.23297152829321299,-0.15141657447634399,-0.18293412505059101,43]
["HT","BROR_P",0.159926028554323,1.81109526012787E-2,2.6191239173734001E-2,27]
["HT","BROX",1.6744035130760999,0,0,25]
["HT","BROX",3.8476785868404,0,0,46]
["HT","BRWA1",5.2075946674424696,-15.4315952399675,-15.5834896317686,44]
["HT","BUMU_P",-0.161330026924804,-0.77206412915413003,-0.96880466852000502,39]
["HT","BUMU_P",-0.121625860452746,-0.67624358112031502,-0.86600826917331097,44]
["HT","BURM_1",42.328676496364203,-16.947671424563101,8.9151621927450595,37]
["HT","BUSH_1",9.6158054227583794,-4.2703153102775397,-8.5503647792492998,37]
["HT","BUST_1",102.026680864865,42.810991562016603,58.736796347714296,35]
["HT","B_EXTRA_100",0,0,0,24]
["HT","B_EXTRA_100",0,0,0,35]
["HT","B_EXTRA_101",0,0,1.58372194689045,33]
["HT","B_EXTRA_102",0,0,0,27]
["HT","B_EXTRA_103",0,5.8678295351934802,8.69274523201676,29]
["HT","B_EXTRA_104",0,0,0,24]
["HT","B_EXTRA_104",0,0.79396199151370805,2.52905810707046E-3,45]
["HT","B_EXTRA_104",0,0,0.30085336971029297,49]
["HT","B_EXTRA_105",0,0.30958931975089998,9.8615473706202593E-4,45]
["HT","B_EXTRA_106",0,0,15.976951999771799,43]
["HT","B_EXTRA_107",0,7.4402715587062795E-2,0.27852270141503099,41]
["HT","B_EXTRA_108",0,0,0,27]
["HT","B_EXTRA_109",0,0,1.6942541958048101,34]
["HT","B_EXTRA_109",0,0,2.3967665161903802,39]
["HT","B_EXTRA_110",0,0.26532728867508099,0.99323892438355199,41]
["HT","B_EXTRA_111",0,0,0,32]
["HT","B_EXTRA_112",0,0.78903085046021304,0.78903085046021304,26]
["HT","B_EXTRA_113",0,6.4496517372299694E-2,6.4496517372299694E-2,28]
["HT","B_EXTRA_113",0,0,0.11962855445507101,30]
["HT","B_EXTRA_114",0,2.0449829473462801E-4,1.4785226709313601E-3,24]
["HT","B_EXTRA_114",0,0,0.84628800212418998,49]
["HT","B_EXTRA_115",0,0,0,35]
["HT","B_EXTRA_116",0,0,0.106314395972432,42]
["HT","B_EXTRA_117",0,7.3695192477067704E-4,2.7192193583078901E-2,40]
["HT","B_EXTRA_118",0,0,0,26]
["HT","B_EXTRA_118",0,0,0,40]
["HT","B_EXTRA_119",0,0,5.70530888289366,38]
["HT","B_EXTRA_120",0,8.0621021073429902E-2,2.9747699113159598,40]
["HT","B_EXTRA_121",0,0,1.9964549506434901,31]
["HT","B_EXTRA_122",0,0,0,25]
["HT","B_EXTRA_122",0,0,0.101709234233301,30]
["HT","B_EXTRA_123",0,0.192328591437161,0.71997209273555995,41]
["HT","B_EXTRA_123",0,0,0,50]
["HT","B_EXTRA_124",0,0,0,48]
["HT","B_EXTRA_125",0,0,13.1814172428736,34]
["HT","B_EXTRA_126",0,51.652351804439803,193.357896220573,41]
["HT","B_EXTRA_126",0,352.94337936081598,338.03543967655099,46]
["HT","B_EXTRA_128",0,0,0,25]
["HT","B_EXTRA_128",0,0,1.0817260603327101E-2,39]
["HT","B_EXTRA_129",0,0,1.7819877203385299,37]
["HT","B_EXTRA_130",0,0,10.3264466817821,31]
["HT","B_EXTRA_131",0,0,0,26]
["HT","B_EXTRA_131",0,0,0,31]
["HT","B_EXTRA_132",0,4.3426005395143301,6.4332339424669103,29]
["HT","B_EXTRA_132",0,46.775624588143302,44.799873714683898,46]
["HT","B_EXTRA_133",0,0,11.3739283243566,49]
["HT","B_EXTRA_134",0,9.2492880208404191,3.9492072044097002,47]
["HT","B_EXTRA_135",0,7.4549333822297198E-2,0.209940543312469,25]
["HT","B_EXTRA_136",0,0,0,24]
["HT","B_EXTRA_136",0,42.477984138894499,0.13530785013230201,45]
["HT","B_EXTRA_137",0,0,48.7781657089009,39]
["HT","B_EXTRA_201",23.3333333333333,23.3333333333333,23.3333333333333,38]
["HT","B_EXTRA_202",151.666666666666,151.666666666666,151.666666666666,36]
["HT","B_EXTRA_202",151.666666666666,151.666666666666,151.666666666666,37]
["HT","B_EXTRA_432",43.75,43.75,43.75,31]
["HT","B_EXTRA_433",58.3333333333333,58.3333333333333,58.3333333333333,34]
["HT","B_EXTRA_434",0,0,0,28]
["HT","B_EXTRA_435",0,0,0,26]
["HT","B_EXTRA_435",75.8333333333334,75.8333333333334,75.8333333333334,36]
["HT","B_EXTRA_74",0,0,0,26]
["HT","B_EXTRA_75",0,0,0,24]
["HT","B_EXTRA_75",50.295397612293598,50.295397612293598,50.295397612293598,50]
["HT","B_EXTRA_76",50.295397612293598,50.295397612293598,50.295397612293598,44]
["HT","B_EXTRA_77",0,0,0,38]
["HT","B_EXTRA_78",0,0,0,37]
["HT","B_EXTRA_78",0,0,0,42]
["HT","B_EXTRA_79",14.0827113314422,14.0827113314422,14.0827113314422,36]
["HT","B_EXTRA_80",8.4496267988653297,8.4496267988653297,8.4496267988653297,34]
["HT","B_EXTRA_80",8.4496267988653297,8.4496267988653297,8.4496267988653297,44]
["HT","B_EXTRA_82",27.360696301087799,27.360696301087799,27.360696301087799,27]
["HT","B_EXTRA_82",27.360696301087799,27.360696301087799,27.360696301087799,32]
["HT","B_EXTRA_83",0,0,0,35]
["HT","B_EXTRA_84",0,0,0,25]
["HT","B_EXTRA_84",0,0,0,50]
["HT","B_EXTRA_85",48.283581707801901,48.283581707801901,48.283581707801901,49]
["HT","B_EXTRA_86",34.200870376359703,34.200870376359703,34.200870376359703,43]
["HT","B_EXTRA_87",0,0,0,37]
["HT","B_EXTRA_87",0,0,0,42]
["HT","B_EXTRA_88",0,0,0,50]
["HT","B_EXTRA_89",0,0,0,35]
["HT","B_EXTRA_93",0,0,0,33]
["HT","B_EXTRA_93",0,0,0,43]
["HT","B_EXTRA_94",0,0,0,33]
["HT","B_EXTRA_95",0,0,0,31]
["HT","B_EXTRA_96",0,0,0,25]
["HT","B_EXTRA_96",0,0,0,48]
["HT","B_EXTRA_97",0,0,0.28179108212759502,49]
["HT","B_EXTRA_98",0,0,0,43]
["HT","B_EXTRA_99",0,0,0,35]
["HT","B_EXTRA_99",0,4.0561458077893402E-2,1.73186954608451E-2,47]
["HT","CAAD_P",2.8167179811027498,-0.11367843392943,-0.13105933588115001,41]
["HT","CAFA",0,0,0,28]
["HT","CAIF_P",0,0,0,34]
["HT","CAIF_P",0,0,0,39]
["HT","CAMB_01",-3.4106706633021702,-5.7349591416857999,-5.7317592171357497,37]
["HT","CANTN1",-2.9525094766659601,-69.6091381501722,-51.4488066123292,33]
["HT","CAPEA1",41.464979593663202,6.6213331223091503,12.8685077769307,30]
["HT","CARE_1",2.1926966554218801,-45.449711210960999,-22.517517622010701,24]
["HT","CARE_1",4.5492796665353499,-27.630771336379802,-13.497054390645401,47]
["HT","CARR_1",31.944758999456202,71.643441693974196,77.5872804585876,28]
["HT","CARR_1",54.896238697623502,111.134187812965,125.963379065078,49]
["HT","CASS_P",0.73066800063746695,0.24343612019204799,0.46252826617507198,40]
["HT","CATY",3.87550549822154,1.72515949581863,2.6677016318440501,46]
["HT","CBNK_H",-1.6981471021897501,-4.3952271867724404,-0.74894404898520806,40]
["HT","CEAN_P",-8.8166795937790393E-2,0.96432272953512899,1.44753551119929,38]
["HT","CEAN_P",-6.5908980858519997E-2,1.11439043678461,1.6433045406778299,45]
["HT","CELL_1",2.1221514402499499,-117.03062599003501,-79.353419801564399,38]
["HT","CHAP",8.5551888435755199,3.19663652080148,8.5290633643342098,36]
["HT","CHAR_P",-1.95040521030641,-0.522386556271072,-0.63051792064844303,32]
["HT","CHAS",3.0885898353496399,1.1594337565997299,1.7528606209731199,29]
["HT","CHAS",3.6474338816100702,1.2810182896562301,1.97656968268704,34]
["HT","CHIC_1",16.397937308284501,-4.70599810932588,-2.1914810988135498,46]
["HT","CHSI_1",76.531887342392295,5.94175759301638,10.687595391969699,27]
["HT","CHSI_1",173.46602799661301,9.6594939224869698,16.443306934175201,48]
["HT","CHTE_1",-9.9029609008332908,-45.016449298784401,-23.53195237808,46]
["HT","CITR_1",51.929963179418102,69.562642337060794,89.900721621768795,26]
["HT","CLAC_P",-1.0833393933049299E-2,-0.104966941487636,-0.121775034117481,39]
["HT","CLAC_P",-8.7589499299779404E-3,-9.2835760362082298E-2,-0.109768811841341,44]
["HT","CLAY_P",1.2022183089928,2.3878319990842001,3.3866354363316602,44]
["HT","CLT03",0,0,0,37]
["HT","CLYM",6.0341803441507196,2.1376395861440698,3.2917102977717199,35]
["HT","COAT",3.4073069123575501,0.94164222595534297,1.43752444478018,31]
["HT","COAT",4.0212262972688801,1.0320018525635599,1.59937667840953,35]
["HT","COCK",1.83194103588094,4.6132164560189698E-3,7.3326513516853301E-3,33]
["HT","CONQA1",-14.550120689219,-50.434439874968,-33.742115236620798,27]
["HT","COUA_P",-4.8789126271683996,2.9883118052948601,4.5992608066325804,32]
["HT","COUA_P",-2.29232502671776,4.4494417928647501,6.8588556280616597,47]
["HT","COVE_1",41.664625298105697,-28.502792227391001,-17.712611444949498,45]
["HT","COWL_1",41.8513874304642,-81.744503561665098,-47.206521208635301,25]
["HT","COWL_1",76.517904927598707,-50.217753492733401,-29.9789094530447,45]
["HT","COYL",1.61106102371253,5.63027365962592,9.6319347765469203,43]
["HT","CRAI_P",-2.4629416836880602,-2.55312036503036,-3.0428986586109699,37]
["HT","CREB_1",72.287959311113397,-13.976365967164901,-2.0947389591054302,30]
["HT","CREB_1",112.20536704287601,-10.4073118607923,-1.5658933365427801,41]
["HT","CUMB",2.99380027870053,4.9241838184918301,7.8808278083368304,35]
["HT","CUPA",5.5784387114195102,0.249101335164436,0.40560808931023601,44]
["HT","CURR",-0.47144868152869202,0.29106774231590199,0.47677864876481302,32]
["HT","DALL_P",0,0,0,26]
["HT","DALL_P",0,0,0,37]
["HT","DALM3",2.88863079773507,0.45130751025580901,0.66666779813273103,46]
["HT","DEVM",4.7615735054033603,1.9450544737418201,2.7307309513858402,24]
["HT","DEVM",11.2920491483593,2.8629897958627999,4.2229584665001996,49]
["HT","DEVO",5.4435762309440401,1.57339272550444,2.3973245486435002,42]
["HT","DEWP",-0.58705701192114401,1.1590372748773199,1.7103931673135699,42]
["HT","DOUN_P",0.245493815168596,0.19517838745971799,0.29373899279024701,40]
["HT","DRAK_1",4.6704105074111002,11.6966003834739,19.0029468471072,29]
["HT","DRAK_1",7.1945090579864601,15.357373876812799,25.046811933844999,40]
["HT","DRAX_1",9.9297355294887009,-3.36705724925134,-1.4205609386271201,34]
["HT","DRAX_1",14.0466369636077,-2.55848823275341,-1.10872536187404,49]
["HT","DRUM",7.0329757355757296,1.41710118498719,2.1846967219753002,31]
["HT","DUBE_P",0,0,0,25]
["HT","DUBE_P",0,0,0,30]
["HT","DUDH_P",0,0,0,27]
["HT","DUDH_P",0,0,0,50]
["HT","DUGR_P",-0.124970980582505,3.9175429454114998,5.6687206419232501,48]
["HT","DUNB_A",-6.2393133867197498E-2,2.5927706907424701,3.97022600130683,41]
["HT","DUNB_B",3.0051001740766599,1.2364056674468,1.9549373166199799,41]
["HT","DUNB_B",3.5842657497346901,1.3520815291231401,2.1047992883079401,46]
["HT","DUNO_P",-0.83955793078277097,-1.11680896158764,-1.4048317936005099,28]
["HT","DUNO_P",-0.50620062371371699,-0.85599119655761702,-1.05211893665675,39]
["HT","DYCE_P",-3.4867721371514002,-2.6079613446378902,-3.1138563783321702,33]
["HT","EALI_6",-13.6006000980016,-8.1380304040861002,1.8492935893265701,31]
["HT","EALI_6",-11.2484577703848,-7.3582641628903502,2.0535399124349798,35]
["HT","EASO_1",30.307964269996098,-12.00477077281,5.0624212512181703,31]
["HT","EAST",0,0,0,29]
["HT","EAST",0,0,0,49]
["HT","ECCL",14.657674193770101,1.57175062089948,2.7660050012635802,49]
["HT","ECLA_1",-31.772380549265801,-58.859360291566702,-43.582988226219598,47]
["HT","ECLA_H",-0.58786864118357296,-16.4844521539673,-11.4576446347185,41]
["HT","EERH",1.92890032534682,1.2183923139233499,1.8415671462963801,27]
["HT","EERH",4.3177568610783696,2.0270387370144798,3.1149646005356999,45]
["HT","EKIL",4.1702112024765299,0.80516602066836396,1.2183629470111299,39]
["HT","EKIS",5.2738707187695999,0.19077941122311101,0.28792571349430301,41]
["HT","ELDE",0.56455919350680495,4.5601449815202803E-2,6.97940202531461E-2,32]
["HT","ELDE",0.74743184654157802,5.30754340093922E-2,8.1511432435088793E-2,37]
["HT","ELGI_P",1.89639349634054,4.7657981410889398,7.0438101765507897,34]
["HT","ELLA_1",37.416677911418901,43.163633947864199,48.856065179144203,30]
["HT","ELST_1",53.502795314437797,24.039169176959199,30.412083691206501,28]
["HT","ENDE_1",35.947787800402999,15.9586183359252,26.077882926535899,26]
["HT","ENDE_1",53.929545805777799,21.4777349961741,34.761798085181702,39]
["HT","ERSK",3.1915639020746398,1.85838826958809,2.8240104462743898,26]
["HT","ERSK",7.5738454638207697,3.1358348075315998,4.8520069871647102,47]
["HT","FASN_P",-0.471632420561721,1.29484414203153E-2,1.8678867688690599E-2,26]
["HT","FASN_P",-0.26142526348113698,4.0136551582692997E-2,5.6181823182571103E-2,44]
["HT","FAUG_P",0.43347484214501902,0.202372958983666,0.32285711128898598,38]
["HT","FAUG_P",0.58476489565332102,0.24270618336904201,0.37765224060218899,46]
["HT","FAWL_1",36.811182525957697,-6.5338455160879496,13.207490745970199,38]
["HT","FECK_6",75.933325595606803,53.868313000041297,68.9512608809206,36]
["HT","FERRA2",12.740860297526099,1.6485797931533099,3.3744384560032699,34]
["HT","FERRB_M",-2.4518722541655502,-26.2392024212599,-33.735950577158697,24]
["HT","FETT_P",0,0,0,27]
["HT","FETT_P",0,0,0,32]
["HT","FIDD_P",-5.9840223032884998E-2,1.3706203394938401,2.1300846391372699,38]
["HT","FIDF_1",-5.5384462982330698,-61.825163725595601,-42.807033177443998,25]
["HT","FIDF_1",-3.0135311473202502,-33.8769684926745,-23.412134683912502,46]
["HT","FINN",2.8087008015230799,2.1297430868807701,3.2245608525254998,31]
["HT","FLEE_1",103.934916534815,-73.850058587277999,-41.639859245528299,43]
["HT","FLEE_1",107.322935322956,-72.408436830529993,-41.017125019324503,44]
["HT","FOUR_1",-8.1317823843370292,-31.840934775925302,-20.4368474031441,42]
["HT","FRAS_P",-0.81673544669609199,1.81132380566613,2.6514804238234699,32]
["HT","FROD_1",11.0546062843289,-23.976127445369201,-7.9167139041566799,35]
["HT","FWIL_P",0.56851842083496096,0.22783319973246499,0.344072555273505,33]
["HT","FWIL_P",1.0577606890775699,0.33343541376727198,0.49001114397766299,50]
["HT","GALA",7.4359444156286401,2.97366543419075,4.7083537168131597,33]
["HT","GIFF",2.0233057719134302,1.0765551865399099,2.6781963385682901,31]
["HT","GLEF_P",0,0,0,25]
["HT","GLLE",0,0,0,24]
["HT","GLLE",0,0,0,45]
["HT","GLLU",6.81552201655981,1.6798845658793,2.6446528555343698,43]
["HT","GLLU",7.0598316596933701,1.7145585091417599,2.68742237558696,44]
["HT","GLNI",2.2262059862400001,1.34443677552779,2.0427538967343302,43]
["HT","GLRO",9.1351421934736994,2.56940642280132,3.9124924159469798,41]
["HT","GORG",3.5732925055485301,2.2195859845275399,3.35905491045503,31]
["HT","GOVA",1.7925647992402101,0.92780173935882604,1.4305798290702401,34]
["HT","GOVA",2.46892142127404,1.09587358292883,1.66401629712627,39]
["HT","GREE_H",-2.4468704007197499,-3.1808288195404599,2.3558079949903499E-2,33]
["HT","GREN_1",24.193071349610701,-112.427135772705,-62.150945823933803,36]
["HT","GRIW_1",1.05503057006081,-8.0897033207482991,-6.97725685006397,30]
["HT","GRUB_P",0.829841995050426,0.540219408094606,0.72727501144642903,24]
["HT","GRUB_P",2.00816625166514,0.958272111804645,1.56235605438846,50]
["HT","G_EXTRA_10",2.7826140492810998,0.93074756030337302,1.42737210090831,44]
["HT","G_EXTRA_10",3.1578966269592601,0.99620462520471198,1.51236593466109,49]
["HT","G_EXTRA_11",-0.19191694799820799,2.9687335143038598,4.7812972449028104,43]
["HT","G_EXTRA_12",0,0,0,42]
["HT","G_EXTRA_14",-1.1260983323612199,0.21273250379258701,1.3407744433667399,40]
["HT","G_EXTRA_14",-0.95610975940310206,1.93820923391928,0.29703050049695401,45]
["HT","G_EXTRA_17",-0.62271769858339499,-0.74355791163565699,-0.90966807063942201,48]
["HT","G_EXTRA_18",-0.26224363822600699,3.7118783577002899E-2,0.35967237235820299,38]
["HT","G_EXTRA_19",0.83498366088590803,0.74882653455043902,1.2105660591001,32]
["HT","G_EXTRA_2",15.855905719811901,5.9185664217118301,9.4533793643973993,35]
["HT","G_EXTRA_20",1.20608607690379,0.67534559937820204,0.97300856865109497,29]
["HT","G_EXTRA_20",3.33285453044568,1.1194706343318499,1.5483682256175499,50]
["HT","G_EXTRA_3",4.0273181021838802,2.4933856092097302,3.5005524774381298,28]
["HT","G_EXTRA_4",2.27262119672173,0.77142558849765897,1.16426625063371,27]
["HT","G_EXTRA_4",5.4583562978067199,1.34174143785207,2.02981271850151,48]
["HT","G_EXTRA_5",3.4860235154168202,1.8397560760109399,2.7948983427805598,46]
["HT","G_EXTRA_6",-0.28641649782415801,0.28262262022136703,0.43316890722203599,33]
["HT","G_EXTRA_6",-0.14894859772291599,0.39733528891851899,0.58688438024075695,46]
["HT","G_EXTRA_7",2.97540176859063,0.46626974465773402,0.70019358817355204,44]
["HT","G_EXTRA_8",9.25902235581216,0.424824666211434,0.62910500753804599,47]
["HT","G_EXTRA_9",0.58792307388124798,2.9552236129159501,4.5396610789508198,37]
["HT","HACK_1",4.6554957987419598,8.2247922312094097,9.4752630677992205,31]
["HT","HACK_6",7.1103345161660201,10.8067736753846,14.910486479044501,29]
["HT","HACK_6",13.8473532580074,15.863493897798399,21.6335147788227,48]
["HT","HAGR",1.5428018924896001,1.1089900142647899,1.6852864312920199,29]
["HT","HAMHC1",103.928592283052,44.531862671394698,43.466140979372099,27]
["HT","HAMHC1",154.91078317422199,63.651107419354197,62.478085402936202,41]
["HT","HARG_P",-0.144171535153337,0.15830152064167299,0.21085409235654801,47]
["HT","HARK_1",29.184489216456001,-41.115190496953197,-40.908791748050902,45]
["HT","HARM_6",-6.8505097551123102,-15.712269279546099,-11.946580187901899,32]
["HT","HARM_6",-3.7840364624538299,-10.669297897996,-8.6615612092962699,45]
["HT","HAWI",7.8756359147436203,1.70914598946429,2.66688598026498,43]
["HT","HAWP_6",-3.4800245383539399,-5.8369880439046202,-4.3615113810961503,37]
["HT","HELE",-5.6345654728957202E-2,1.63671569037699E-2,2.4993153918414199E-2,33]
["HT","HELE",-3.4589605007334399E-2,2.0960328865068299E-2,3.12135652916582E-2,41]
["HT","HEYS1",0,0,0,35]
["HT","HEYS_1",-8.5017712765460605,-13.630183803954701,-28.341018380124201,26]
["HT","HUER",1.2983006501307199,0.35284356096567598,0.52860358071451896,28]
["HT","HURS_1",-57.153272925202202,-211.73580003683401,-161.439380534028,26]
["HT","HURS_1",-42.6662974850531,-163.90253183879099,-123.68399135835099,40]
["HT","HUTT_1",77.7404469092601,-9.80516107574201,6.5354528632348696,46]
["HT","IMPK_1",6.8176455017718096,19.649023851809702,21.2597266139895,24]
["HT","IMPK_1",8.6833930451108792,25.252383076416098,29.483124979734999,45]
["HT","INDQ1",60.045536233294598,-3.5665507315248002,21.253521770354201,45]
["HT","INKE",0.14497347797104701,1.1187334103247299,1.6705949350392699,42]
["HT","INNE_P",-5.8294598006515397,8.7889890193118401,12.864678136670801,36]
["HT","IROA1",17.378613974106901,-111.306715125697,-69.052304442219693,32]
["HT","IROA1",26.1075591414176,-86.0770122061585,-53.652999163702503,40]
["HT","IRONB1",11.3244205903453,-22.1960255979746,-8.9319752139273394,34]
["HT","ISLI_1",63.749026137080698,46.515920910031703,53.954226637001398,25]
["HT","IVER_1",43.177503848955702,25.679318209744899,43.540786222957202,27]
["HT","IVER_6",20.102651739326902,12.0629694351259,20.0614070755589,25]
["HT","IVER_6",20.7046068525427,12.6322996621032,21.229067316218199,30]
["HT","JOHN",-1.4278232138392,3.6851863643340401,5.8847589580472199,30]
["HT","JOHN",-0.52928998982165898,6.7722629631563898,11.2602286794076,50]
["HT","JORD_3",-0.76188085040235498,-5.6150543756476701,-4.4130567927936202,44]
["HT","KAIM",6.8622932385516,5.8220486901361896,8.8173496127997204,44]
["HT","KAIM",7.6162574505634799,6.1855754424177496,9.2602082149426206,48]
["HT","KEAD_1",59.697664647271999,-2.2027567079341499,3.8541217013196798,42]
["HT","KEAR_1",99.030744387818203,80.695014499130295,99.434460611772195,37]
["HT","KEAR_3",5.8350809177500702,0.23065403482844901,3.72259593475661,39]
["HT","KEIT_P",-1.9371982203732001,4.9611074359723597,9.7216762888728994,33]
["HT","KEMS_1",0.80783779042928805,-6.2586663577810997,6.6528875112594799,31]
["HT","KEMS_1",1.23736040139459,-4.5756518575151297,13.1602378111647,42]
["HT","KEOO",0,0,0,31]
["HT","KIBY_1",6.2458076136332998,-33.485331725372397,-18.202004323212499,29]
["HT","KIBY_G",0.62345845710862502,-8.2288627619366093,-7.7272559376875396,29]
["HT","KIBY_G",3.0136244737960798,-4.3336826810148796,-4.6616638306659199,49]
["HT","KIER",8.2534343477572794,0.50750617517804797,0.773344715865805,47]
["HT","KIER",8.4581747068396105,0.51465187156826697,0.78240083022528595,48]
["HT","KILS",0.56193185677013802,0.17753674146141499,0.271373534468966,30]
["HT","KILS",1.0282203996688,0.249761378839988,0.380281206775551,41]
["HT","KILT",10.213391857504799,2.9371776117417401,4.4530733326836103,39]
["HT","KILT",15.059719272617601,3.6031002805289201,5.3002737934311197,50]
["HT","KINL_P",2.1144839802780502,0.696583464690404,2.87728074907985,32]
["HT","KINL_P",2.6094416422340698,0.80666701796659901,3.3705350025600098,37]
["HT","KINO_1",-21.328942441049499,-62.751212088366401,-51.828865942423199,41]
["HT","KINT_P",-3.32872408262168,-17.928903714684601,-22.266848215383199,30]
["HT","KIRKB1",-12.780234322675801,12.0726586685625,17.1815101494171,28]
["HT","KIRKB1",-5.4998811949338497,20.171745123669801,26.8358480262428,49]
["HT","KITW_1",79.333376641229506,66.757148030019707,73.428764130731494,42]
["HT","KNAR",-10.8806780017624,-19.574226706716999,-14.795029603723499,26]
["HT","KNAR",-5.7009369824894396,-12.783333899865401,-10.276557577142,47]
["HT","LACK_6",11.7649594302091,10.0248300024665,13.885060179903601,35]
["HT","LAIR_P",3.9316012427224498,1.9911086326120599,3.0614107482728001,40]
["HT","LALE1SG003",4.4123070997174096,-26.6959438776524,-14.8553251376274,38]
["HT","LALE1SG003",5.7337930375806403,-22.0856255137757,-12.629994624542499,49]
["HT","LAND1",-0.312248685154836,-32.517627011178902,-21.694486361537798,38]
["HT","LEGA_1",19.319947507805001,-22.514572272009101,-8.7644111300351195,36]
["HT","LEVE",0.923320324129557,1.2429578289028,1.91018343029923,30]
["HT","LING",7.6345419815919104,3.3633550482809502,5.1358362866835297,27]
["HT","LINM",22.956995919113499,6.5467608476076604,10.177559629065,27]
["HT","LINM",61.971186186638299,13.447097517732301,23.056032626176702,48]
["HT","LISD_1",-26.8445822845725,-69.7618123495552,-56.544042609115202,41]
["HT","LITT_C",37.882637466790499,7.3477463522324094E-2,6.1126069845421096,25]
["HT","LITT_C",47.248845126204799,0.100172652878586,8.4718191431828203,46]
["HT","LITT_J",7.4097816507556704,-6.2258423381785E-2,1.4083810777981101,34]
["HT","LODR_6",92.745239725516299,55.765746206715797,75.882673722346794,39]
["HT","LODR_6",109.24165266763001,62.633133827898298,83.4756054223961,44]
["HT","LOUD_H",15.195509601992599,15.985174237549799,14.0973234140837,42]
["HT","LOVE_1",-12.925618612301401,-118.09441300546899,-99.248583668350605,39]
["HT","LUNA_P",1.4896766883670201,-2.4870313539897699,-2.91493641114698,35]
["HT","LYND_P",0.56932749961876505,-0.112330179971636,-0.13727604877306801,33]
["HT","MACC_3",-1.8916508593330099,-8.2719125797131206,-5.1009533801359996,26]
["HT","MACC_3",-1.6984872978649399,-7.2737642735477301,-4.2432773126165397,33]
["HT","MACD_P",1.14860116950941,2.1686313399322601,3.1198516428574901,27]
["HT","MAGA_6",112.477394656209,21.15077805076,18.746349511333499,25]
["HT","MANN_1",1.82338775454186,-142.38541995402201,-90.197767753730304,27]
["HT","MANN_1",3.5809796706159398,-88.995125578539998,-56.550395133617698,45]
["HT","MANN_1",3.9073766509294101,-84.891123072315196,-54.074159260909703,50]
["HT","MELK_1",96.2838005116635,-35.817814673543701,-24.474272345635601,24]
["HT","MELK_1",164.84551383081899,-25.605523933080899,-17.471030688145799,43]
["HT","MILC_P",-0.55010768002161603,-2.7915809882893701,-3.4215071577146201,41]
["HT","MILH_1",-20.8464340608828,-77.239658409615501,-55.859632573550797,38]
["HT","MITY_1",16.564939497730599,-43.514326261012201,-9.0545172635699807,34]
["HT","MITY_1",22.854394862013301,-36.381619287059998,-7.6597814618040196,39]
["HT","MYBS_P",0.56530505302658296,0.20759532035230499,0.30960794163632399,33]
["HT","M_ACTLLU_C",2.18885570408702,2.18885570408702,2.18885570408702,39]
["HT","M_GRTO",1.3151249999999901,1.3151249999999901,1.3151249999999901,26]
["HT","M_TEMP",4.6891249999999998,4.6891249999999998,4.6891249999999998,24]
["HT","M_TEMP",4.6891249999999998,4.6891249999999998,4.6891249999999998,32]
["HT","NAIR_P",7.6313065106971303,3.1234019794066499,4.2049067032537399,24]
["HT","NAIR_P",14.9247938879772,4.7182352467302398,6.8843238974479899,49]
["HT","NEAR",-0.25099020569241898,4.87038161307499,7.6635250723876398,46]
["HT","NECE_1",155.63606862419101,48.397527461289101,53.132014006772302,42]
["HT","NEEP_3",5.7168686857441298,10.877160397740999,6.6010107034060201,40]
["HT","NETS",4.8114382102064202,1.4057653012909299,2.5298945504769699,34]
["HT","NEWX_6",94.412750541174006,50.260364329530503,51.078211466517502,24]
["HT","NEWX_6",136.88885707128699,60.231831232655701,64.740372852435002,38]
["HT","NFLE",97.896890466955,-7.2280261477131296,4.6146508692223698,32]
["HT","NFLE",145.32103349597301,-5.1326850432371103,6.4208780603044602,44]
["HT","NINF_1",68.030498775970401,-2.0534648298348999,6.3568332913599397,25]
["HT","NINF_1",136.43084608043401,-1.27758269971886,10.1506230774849,50]
["HT","NORL_3",3.2815965970620602,-6.1945217160484596,-3.8315543185804399,31]
["HT","NORL_3",8.1175987067373203,-2.9336004406971901,-2.2337401961880898,50]
["HT","NORM_1",222.20872329487199,-47.671123814949901,-34.935915902066597,48]
["HT","NORT_1",-2.9918695420441699,-35.087052546311597,-27.068747833482401,46]
["HT","NURS_1",62.8309832526243,-6.6305608865505503,-12.025760854995101,36]
["HT","NURS_1",95.093452070725505,-5.04529793858622,-9.7717692717034197,46]
["HT","OCKH_1",4.5121899060000201,7.2770025195534496,11.3413554651471,40]
["HT","OFFE_3",-1.02461861516955,-1.97162170925152,-0.79493999845784802,50]
["HT","OLDB_1",20.8430579950546,7.1836178169476996,10.4169634757446,37]
["HT","ORMO",0,0,0,31]
["HT","ORRI_P",0,0,0,29]
["HT","ORRI_P",0,0,0,34]
["HT","OSBA_1",-13.828947680626101,-85.185705126837803,-55.515793039315398,29]
["HT","PADIB1",-1.25935751690496,-42.499842788068499,-29.8151112679531,27]
["HT","PADIB1",-0.44962122776643798,-24.102978708987099,-17.2667061574031,48]
["HT","PAIS",4.3809099353693801,2.3123044117517502,3.3981224664301801,47]
["HT","PART",1.1911772709553801,0.147325261992173,0.21982224485294599,25]
["HT","PEHG_P",0.80396863716630496,-9.7104071901535804E-2,-0.120967980391869,35]
["HT","PEHG_P",1.38315534361771,-6.9810241304950699E-2,-9.1538589250717894E-2,45]
["HT","PEHS_P",-0.126414238687902,-0.223570114344571,-0.28085567857858201,39]
["HT","PELH_1",-4.0781979157163999,-34.279746198297403,-19.534009834914599,37]
["HT","PEMB_1",2.9509728048832402,-8.3785958893155996,-3.3749801677404498,36]
["HT","PENE_1",11.837057594915899,-49.986207321432801,-29.529006901655599,30]
["HT","PENE_1",13.240564700367001,-44.6766410819437,-25.680982437656599,35]
["HT","PENN_1",23.452872273302301,11.3773456789802,18.818095224278501,29]
["HT","PENT_1",13.6785377077356,-58.796614011405701,-35.453728172537097,28]
["HT","PENW_1",-1.1643195184422099,-38.5415584776499,-35.422118187906499,26]
["HT","PENW_1",-0.64929119458934703,-22.730386216841399,-22.565966920517798,47]
["HT","PERI_H",-1.5072974198960201,-1.62917268192375,-0.21679005502861201,26]
["HT","PERS_P",-4.3696854802264999,-4.0688966134431599,-5.4777869635479197,24]
["HT","PERS_P",-2.0603217980012598,-2.66500785205498,-3.3117681091490598,45]
["HT","PITS_3",9.1226685994389207,4.61229304294688,4.3875640509160903,48]
["HT","POOB",5.0427059799707896,0.18297286003316399,0.27916253163839999,38]
["HT","POPP_3",-1.1803291206497699,-5.9562336419050101,-2.9230361713004398,36]
["HT","POPP_3",-0.82976796410789899,-4.9730271254117202,-2.5606662433944698,41]
["HT","PORA_P",0,0,0,36]
["HT","PORD",1.9339263629372501,0.77234230658944802,1.20878234340423,34]
["HT","PYLE_1",14.1874020685863,-13.685906078191801,-6.0442145201919297,28]
["HT","QUOI_P",-1.90039840558795E-2,2.2353791575216501E-2,3.4804277700689799E-2,27]
["HT","RAIN_1",4.6992081009410898,-80.088620794207699,-54.647559277396397,25]
["HT","RAIN_1",4.6458049343971997,-79.774726498161698,-54.401269404330698,26]
["HT","RANN_P",-1.6934860027135701,5.3811120112353998E-2,2.63628717269511,33]
["HT","RANN_P",-1.3349390532937899,0.10509917464578999,4.8736364060286599,50]
["HT","RASS_1",8.0376288026250293,70.542523461471504,77.882319508746306,44]
["HT","RATS_1",30.682302507564199,-65.2182401291399,-41.491596942645401,26]
["HT","RATS_1",61.318249294460998,-40.819679825968798,-25.916629747449001,48]
["HT","RAVE",5.0861069549565201,3.12749110453999,4.3907956690393801,42]
["HT","RAYL_1",71.781142355006395,-7.9275414395180599,2.7808729469253399,40]
["HT","REBR_3",24.962280516042,11.8000843277963,18.8555737460172,35]
["HT","REDH",5.1835271036720796,5.96513371247391E-2,9.1170446156562807E-2,33]
["HT","REDM_P",-2.4630912766398501,0.52918129263942704,0.78580695976348203,31]
["HT","REDM_P",-1.21696334067445,0.846754754353362,1.2279437245534599,45]
["HT","RICH_J",16.800763211285201,-8.5002175882453397,9.3185551925257997,31]
["HT","ROCH_1",1.97494252919087,-14.1863149643213,-14.0010558522954,25]
["HT","ROTI3",-0.44880088450157701,-0.38992780962352303,-2.34923088974292E-2,32]
["HT","ROTI3",-0.21985440752780899,1.0746481283016101,2.0652476193842499,49]
["HT","RRIG",0,0,0,43]
["HT","RRIG",0,0,0,48]
["HT","RYEH_1",5.2939869767030201,68.848198818497096,80.359353618117893,33]
["HT","RYEH_1",6.9173499113796,85.734795161725799,98.2227051791847,41]
["HT","SAFO_1",1.98224420622703,-10.4701287667391,-4.5434426574818101,39]
["HT","SALH_1",19.883218452918801,19.2252283032911,20.243362431222099,30]
["HT","SALL1",0,2.5519949999999998,2.2692297511503901,32]
["HT","SALL1",0,2.5519949999999998,2.2692297511503901,37]
["HT","SALT_1",13.085780431831701,10.3224483631599,43.346280761109398,44]
["HT","SANX",0.31711225907477902,1.0917477667251501,1.65194700141554,30]
["HT","SASA",0,0,0,24]
["HT","SASA",0,0,0,49]
["HT","SBAR",2.0186288105138099,-33.884982401326099,-27.538164353282099,45]
["HT","SBAR",2.1740189780541499,-32.3064986245288,-26.457080994871699,49]
["HT","SEAB1",-1.77880629273801E-2,-27.9453829874405,-15.1036154011429,47]
["HT","SELL_1",-8.8383456520827899,20.818310879033099,24.292736141187198,38]
["HT","SFEG_P",3.9720217813771401,1.23830795677292,1.83266688595357,40]
["HT","SFIL_P",1.06946510142707,0.33629717471821202,1.07123145522805,38]
["HT","SHEC_3",3.9659601350691802,0.43410722028202497,2.52035106884553,29]
["HT","SHEC_3",5.3455274592036899,0.53285507689217404,3.0593932117471798,38]
["HT","SHIN_P",2.55714999225947,1.4321581827544101,2.2150499211984598,36]
["HT","SHRU",7.6122256571757596,1.6175009725537399,2.4445472349017501,30]
["HT","SHRW_1",4.8892491185342299,-15.674803991318999,-14.631044286238099,30]
["HT","SIGH",-2.7245937611889199,3.4542317921816799,4.9385642978012498,27]
["HT","SIGH",-2.6981400270385398,3.6898244317102602,5.2106628148007301,28]
["HT","SIGH",-1.06100185653604,4.9203685533034802,7.26108541681098,50]
["HT","SJOW_1",155.00271758361899,109.167182153326,155.99338868152799,48]
["HT","SKLGB1",62.367644883116697,44.622630631229399,54.135426065577697,46]
["HT","SLOY_P",-4.6504493849598601E-2,0.20131071141123899,0.297016496106769,37]
["HT","SMAN_1",80.433743907767393,102.995958838614,114.126873363252,39]
["HT","SMAN_1",101.696051215681,117.745358317761,129.324610393847,44]
["HT","SPAV",-0.37161385119603202,1.2142111880136,1.8573709956234801,38]
["HT","SPEN_1",-9.2729736036580803,-13.249920665368601,9.5038435511445698,42]
["HT","SSHI_3",-1.7937835190045399,-2.10095247691878,-0.83267499960151403,35]
["HT","STAH_1",5.5802414927708304,-54.886832319682497,-33.701258789245301,29]
["HT","STAH_1",6.3110250973238902,-49.734716340382697,-29.2986447948423,35]
["HT","STAL_1",26.663610138742399,-37.498225306853698,-17.465562420705702,33]
["HT","STAY_1",30.806609841948401,-22.660872652486798,4.3738641491971801,27]
["HT","STEN_1",13.2809137418134,13.603488361761199,13.920081209395301,25]
["HT","STEN_1",24.027500768012001,19.733382922246101,19.722547143548798,40]
["HT","STES_1",-9.2914878247554498,-48.659459266161299,-29.816247675059099,45]
["HT","STES_1",-8.5194275568934206,-45.853693416097997,-28.3998138928253,50]
["HT","STIR",10.6719095876539,2.7172010813601002,4.07076649394818,27]
["HT","STIR",20.275972875047898,3.9040952822227699,5.7816483886511296,43]
["HT","STLE",11.3351073836807,4.4887429017936702,7.3516664542589796,37]
["HT","STOR_P",-2.5822847979831902,2.86840951349925,6.5638400150746801,41]
["HT","STRI_P",0.27934198064695098,9.1946349862030999E-2,0.142109926954188,34]
["HT","SUND_1",34.385819835598497,-21.776148814782701,-6.7813405314081798,28]
["HT","SUND_1",36.523004445162499,-19.560634419920799,-5.9113740413645797,33]
["HT","SWAN_1",65.689916569477504,38.658076781955799,59.951647969938499,42]
["HT","TARL_P",0.38255697767476998,0.53921550887105696,0.78837174169514801,26]
["HT","TAUN1",-3.3352625644415599,-27.896039360312201,-7.6214513598629097,24]
["HT","TAUN1",-2.3432340245039698,-24.606065102794599,-6.0650413558651604,39]
["HT","TAYN_P",6.0130913129332698E-2,-1.4879542682956199,-2.0031711954283402,24]
["HT","TAYN_P",0.110940723730668,-0.98641493967459604,-1.20838940699539,49]
["HT","TEMP_3",9.4781311268068098,5.5850394627916398,7.2227934316604303,26]
["HT","TEMP_3",33.349768576438599,10.583320654053299,15.8213181123526,42]
["HT","THOM_6",-4.7282839585911702,-18.0654419539479,-17.9377925525649,40]
["HT","THSO_P",-1.4317891211396601,0.151387076081196,0.90854280563366197,34]
["HT","THUR_6",0.462811322905675,-11.2694577061462,-5.9872291228772303,27]
["HT","THUR_6",0.51854666758249301,-9.96468422594047,-4.8937800787686596,34]
["HT","TILBB_1",6.2153106684224104,-7.3874730181526296,-6.1220752636672202,32]
["HT","TILBB_1",8.8894444975046607,-5.2885181112166997,-4.4908161805745896,47]
["HT","TONG1",0.71588405885546003,0.31861632087441999,0.47650985455560102,25]
["HT","TONG1",0.75311304035745896,0.34820137274263502,0.54755555454851601,30]
["HT","TOTT_1",90.928187905749297,38.999392172950998,50.787163921187101,38]
["HT","TOTT_1",127.410061065113,47.893071576464202,60.314843212316497,50]
["HT","TRAW_1",-10.266644928441201,-23.358349739533701,-18.394722635951801,48]
["HT","TUMB_P",0,0,0,42]
["HT","TYNE_1",21.762960562609699,6.6523596771678202,16.788116609472102,39]
["HT","TYNE_1",28.1992784912016,9.9228027949077493,19.2817842595225,46]
["HT","TYNE_2",-2.6541293375011001,-6.9978849481833496,-7.8000532927162398,40]
["HT","T_BAGED-1",0,0,0,32]
["HT","T_BAGTD-1",1.3525,1.3525,1.3525,33]
["HT","T_BARK-CTRL",8.8547260493937898,8.8547260493937898,8.8547260493937898,31]
["HT","T_BARK_NR",1.0076783502418201,1.0076783502418201,1.0076783502418201,29]
["HT","T_BARK_NR",1.0076783502418201,1.0076783502418201,1.0076783502418201,37]
["HT","T_BPGRD-1",30.6005921052631,30.6005921052631,30.6005921052631,29]
["HT","T_BPGRD-2",34.386785526315698,34.386785526315698,34.386785526315698,27]
["HT","T_BRBKD-1",1.0352804644514499,1.0352804644514499,1.0352804644514499,24]
["HT","T_BRBKD-1",1.0352804644514499,1.0352804644514499,1.0352804644514499,47]
["HT","T_BRBKD-2",1.12661690651537E-2,1.12661690651537E-2,1.12661690651537E-2,41]
["HT","T_BRBKD-2",1.12661690651537E-2,1.12661690651537E-2,1.12661690651537E-2,44]
["HT","T_BRER_RTK",8.8519899797636903,8.8519899797636903,8.8519899797636903,45]
["HT","T_BUSH_RTK",6.1963929858345796,6.1963929858345796,6.1963929858345796,39]
["HT","T_CASKD-1",3.2374999999999901,3.2374999999999901,3.2374999999999901,37]
["HT","T_CASKD-1",3.2374999999999901,3.2374999999999901,3.2374999999999901,49]
["HT","T_COWBD-1",0.198099999999999,0.198099999999999,0.198099999999999,30]
["HT","T_COWBD-1",0.198099999999999,0.198099999999999,0.198099999999999,35]
["HT","T_COWBD-2",6.5683333333333399E-2,6.5683333333333399E-2,6.5683333333333399E-2,36]
["HT","T_COWBD-3",0,0,0,28]
["HT","T_COWBD-4",0.189233333333333,0.189233333333333,0.189233333333333,26]
["HT","T_COWBD-4",0.189233333333333,0.189233333333333,0.189233333333333,50]
["HT","T_COWBD-5",6.39333333333333E-2,6.39333333333333E-2,6.39333333333333E-2,26]
["HT","T_COWBD-5",6.39333333333333E-2,6.39333333333333E-2,6.39333333333333E-2,47]
["HT","T_CURRD-2",0.84109999334991004,0.84109999334991004,0.84109999334991004,45]
["HT","T_ECCFD-1",0.426933333333332,0.426933333333332,0.426933333333332,24]
["HT","T_ECCFD-1",0.426933333333332,0.426933333333332,0.426933333333332,38]
["HT","T_EGLSD-1",1.0265142857142799,1.0265142857142799,1.0265142857142799,36]
["HT","T_EGLSD-1",1.0265142857142799,1.0265142857142799,1.0265142857142799,48]
["HT","T_ELSTR-1",5.1820416666666604,5.1820416666666604,5.1820416666666604,36]
["HT","T_ELVAD-1",1.91733333333333,1.91733333333333,1.91733333333333,34]
["HT","T_EXMOSSD-1",6.2539386792452802,6.2539386792452802,6.2539386792452802,35]
["HT","T_FERGD-1",0.50866753329169401,0.50866753329169401,0.50866753329169401,27]
["HT","T_FERGD-1",0.50866753329169401,0.50866753329169401,0.50866753329169401,32]
["HT","T_FERGD-2",1.0997390460313601,1.0997390460313601,1.0997390460313601,26]
["HT","T_FOXJD-1",7.8044776746129196,7.8044776746129196,7.8044776746129196,36]
["HT","T_FOXJD-1",7.8044776746129196,7.8044776746129196,7.8044776746129196,46]
["HT","T_FOXJD-2",4.0075372817475596,4.0075372817475596,4.0075372817475596,44]
["HT","T_FROD_NR",4.5917686204119601,4.5917686204119601,4.5917686204119601,29]
["HT","T_GLNG",12.5227083333333,12.5227083333333,12.5227083333333,37]
["HT","T_GLNG",12.5227083333333,12.5227083333333,12.5227083333333,42]
["HT","T_GNHLD-1",1.8371902839818599,1.8371902839818599,1.8371902839818599,43]
["HT","T_GNHLD-2",0.79547200863603795,0.79547200863603795,0.79547200863603795,35]
["HT","T_GNHLD-3",2.7595676398732398,2.7595676398732398,2.7595676398732398,33]
["HT","T_GOWKD-1",0.714767213114749,0.714767213114749,0.714767213114749,27]
["HT","T_GOWKD-1",0.714767213114749,0.714767213114749,0.714767213114749,48]
["HT","T_HARK_NR",2.8447076889513299,2.8447076889513299,2.8447076889513299,31]
["HT","T_HPC-CES",2.4599166666666599,2.4599166666666599,2.4599166666666599,25]
["HT","T_HPC-CES",2.4599166666666599,2.4599166666666599,2.4599166666666599,41]
["HT","T_IMPRK-1",0.38731479793275098,0.38731479793275098,0.38731479793275098,45]
["HT","T_IMPRK-2",1.0549962603154699,1.0549962603154699,1.0549962603154699,43]
["HT","T_IMPRK-2",1.0549962603154699,1.0549962603154699,1.0549962603154699,48]
["HT","T_INWID-1",2.8291900000000001,2.8291900000000001,2.8291900000000001,46]
["HT","T_KSGND-1",0,0,0,41]
["HT","T_KSGND-2",10.7669973029312,10.7669973029312,10.7669973029312,39]
["HT","T_LBUZ_RTK",9.2904049016705397,9.2904049016705397,9.2904049016705397,33]
["HT","T_LLWSD-1",7.6561916666666603,7.6561916666666603,7.6561916666666603,32]
["HT","T_LLWSD-1",7.6561916666666603,7.6561916666666603,7.6561916666666603,33]
["HT","T_LONDG-D",6.9191982040003799,6.9191982040003799,6.9191982040003799,26]
["HT","T_LONGB-RTK",5.7396303028787798,5.7396303028787798,5.7396303028787798,30]
["HT","T_MARMD-1",2.2749999999999901,2.2749999999999901,2.2749999999999901,24]
["HT","T_MARMD-1",2.2749999999999901,2.2749999999999901,2.2749999999999901,49]
["HT","T_MEADD-1",5.3847051282051197,5.3847051282051197,5.3847051282051197,27]
["HT","T_MEADD-1",5.3847051282051197,5.3847051282051197,5.3847051282051197,49]
["HT","T_MILWWD-1",7.9916666666666594E-2,7.9916666666666594E-2,7.9916666666666594E-2,47]
["HT","T_MOSED-1",7.7607739130434696,7.7607739130434696,7.7607739130434696,45]
["HT","T_NWCRS-1",11.0146116044561,11.0146116044561,11.0146116044561,40]
["HT","T_NWCRS-2",7.7865322767448601,7.7865322767448601,7.7865322767448601,38]
["HT","T_OXEN_NR",3.7892150197921102,3.7892150197921102,3.7892150197921102,32]
["HT","T_OXEN_NR",3.7892150197921102,3.7892150197921102,3.7892150197921102,38]
["HT","T_PARHD-1",2.42051999999999,2.42051999999999,2.42051999999999,32]
["HT","T_PATB_RTK",3.9567590483181898,3.9567590483181898,3.9567590483181898,30]
["HT","T_POOBD-1",3.12292173913043,3.12292173913043,3.12292173913043,33]
["HT","T_POOBD-1",3.12292173913043,3.12292173913043,3.12292173913043,50]
["HT","T_POPP_3RTK",2.42295060273368,2.42295060273368,2.42295060273368,28]
["HT","T_PORGD-1",0.34238571428571402,0.34238571428571402,0.34238571428571402,26]
["HT","T_PORGD-1",0.34238571428571402,0.34238571428571402,0.34238571428571402,48]
["HT","T_PUDMD-1",5.6511908757173197,5.6511908757173197,5.6511908757173197,46]
["HT","T_PUDMD-2",0,0,0,44]
["HT","T_RAVED-1",8.0975999999999604E-2,8.0975999999999604E-2,8.0975999999999604E-2,39]
["HT","T_RAVED-1",8.0975999999999604E-2,8.0975999999999604E-2,8.0975999999999604E-2,44]
["HT","T_RYHAD-1",3.16160893022687,3.16160893022687,3.16160893022687,38]
["HT","T_RYHAD-2",0,0,0,45]
["HT","T_SACOD-1",0.30455384615384501,0.30455384615384501,0.30455384615384501,31]
["HT","T_SCCL-4",20.171374999999902,20.171374999999902,20.171374999999902,29]
["HT","T_SCCL-4",20.171374999999902,20.171374999999902,20.171374999999902,38]
["HT","T_SELL-1",7.8351377489973801,7.8351377489973801,7.8351377489973801,29]
["HT","T_SFGSD-1",14.556959999999901,14.556959999999901,14.556959999999901,27]
["HT","T_SFGSD-2",2.2571999999999998E-2,2.2571999999999998E-2,2.2571999999999998E-2,25]
["HT","T_SFGSD-2",2.2571999999999998E-2,2.2571999999999998E-2,2.2571999999999998E-2,43]
["HT","T_SINGL1",7.1005835259493502,7.1005835259493502,7.1005835259493502,45]
["HT","T_SNDND-1",1.5074938935537501,1.5074938935537501,1.5074938935537501,39]
["HT","T_SNDND-2",2.3012759768300199,2.3012759768300199,2.3012759768300199,30]
["HT","T_SNDND-2",2.3012759768300199,2.3012759768300199,2.3012759768300199,43]
["HT","T_STBRD-1",2.5578227409708099,2.5578227409708099,2.5578227409708099,37]
["HT","T_STBRD-1",2.5578227409708099,2.5578227409708099,2.5578227409708099,50]
["HT","T_THNJD-1",0,0,0,34]
["HT","T_THNJD-1",0,0,0,35]
["HT","T_THNJD-2",2.6129464967538798,2.6129464967538798,2.6129464967538798,33]
["HT","T_TINSD-1",16.373583333333301,16.373583333333301,16.373583333333301,28]
["HT","T_TODSD-1",1.9506666666666601,1.9506666666666601,1.9506666666666601,26]
["HT","T_TONTED-1",0.42248133994326698,0.42248133994326698,0.42248133994326698,24]
["HT","T_TONTED-1",0.42248133994326698,0.42248133994326698,0.42248133994326698,42]
["HT","T_UNPKD-1",1.63333333333333E-2,1.63333333333333E-2,1.63333333333333E-2,24]
["HT","T_UNPKD-1",1.63333333333333E-2,1.63333333333333E-2,1.63333333333333E-2,45]
["HT","T_UNPKD-2",1.3475000000000001E-2,1.3475000000000001E-2,1.3475000000000001E-2,35]
["HT","T_UNPKD-3",0.84810833333333302,0.84810833333333302,0.84810833333333302,42]
["HT","T_UNPKD-4",0.20218333333333299,0.20218333333333299,0.20218333333333299,36]
["HT","T_WHISTLD-1",3.1967385826771602,3.1967385826771602,3.1967385826771602,34]
["HT","T_WHISTLD-1",3.1967385826771602,3.1967385826771602,3.1967385826771602,36]
["HT","T_WILCT-1",3.5186666666666602,3.5186666666666602,3.5186666666666602,34]
["HT","T__HYELT002",0,0,0,32]
["HT","T__KYELT003",0.79304166666666598,0.79304166666666598,0.79304166666666598,27]
["HT","T__MYELT001",0.73850000000000005,0.73850000000000005,0.73850000000000005,25]
["HT","T__MYELT001",0.73850000000000005,0.73850000000000005,0.73850000000000005,30]
["HT","UPPB_1",26.490166124036399,-23.8050913609902,-12.2849628909795,41]
["HT","UPPB_1",33.323079969422402,-20.8009013178219,-11.0246741175458,50]
["HT","UPPB_3",19.5004816805112,-2.7606586712905998,-2.3003488232980902,44]
["HT","USKM_1",59.421999333611097,-19.881813628672099,-13.0009033143492,42]
["HT","WABO",0,0,0,42]
["HT","WALH_1",190.02196265316101,111.593375752103,108.827868340287,35]
["HT","WALH_1",242.36476272682199,130.03195645660699,124.27167826487,40]
["HT","WALP_1",58.062449667575201,-39.783506722236602,-2.2944611386365801,35]
["HT","WALP_B",26.066290401561002,-14.796781513668,-7.6379174738400097,33]
["HT","WARL_1",43.965930162655503,32.044947021072197,42.046937184348202,31]
["HT","WASF_1",34.427473397686001,6.7200187394220396,10.671199155135501,25]
["HT","WASF_1",41.053110210997097,8.7011318723472808,16.457098137126501,40]
["HT","WATFS_1",64.325002860012304,26.7390845140606,41.100249559461901,29]
["HT","WATFS_1",140.92081402225699,42.499716381839299,62.753649720520002,50]
["HT","WBUR_1",4.8373774237946101,-34.411025572677097,-10.1030288899745,27]
["HT","WBUR_1",9.0134140268188805,-21.784254161491202,-6.6024141659186002,47]
["HT","WESA_H",13.583460527142799,6.7810954050777097,9.0679094755996594,41]
["HT","WESA_H",15.879976156726499,7.4492994919853599,9.8146739918337698,47]
["HT","WFIE",0.85656319816993598,6.9790418208248495E-2,0.10847873321498799,41]
["HT","WGEO",0,0,0,39]
["HT","WHAM_1",-8.1907755744886597,4.1627429338054496,26.863881726723299,37]
["HT","WHGA_1",43.081234202283298,24.708662751711302,31.974480573706099,25]
["HT","WHGA_1",54.010902274195701,31.087433606813999,40.674180779427402,37]
["HT","WHHO",0.159521459907154,0.96874857980158802,1.4712425981711501,31]
["HT","WIBA_3",2.16933602691216,-0.71971959101258898,-1.0939313775405599,39]
["HT","WIEN_1",13.7346374161894,7.7811213373594397,13.330923943260499,28]
["HT","WIEN_1",34.174352511252302,13.3840628787923,22.236685166912402,49]
["HT","WILL_1",27.509817415378301,-31.655207756266599,-16.130299542266101,32]
["HT","WIMBN1",19.951126012764501,-5.2954306125408301,3.1357165059677201,26]
["HT","WIMBN1",39.726456480495898,-3.6575062646016701,4.4533785285280496,47]
["HT","WIMBS1",181.56689811413699,-15.8968184567207,-4.41885636013075,45]
["HT","WIOW_P",1.28145503044344,0.37755593308480001,3.00645899575344,37]
["HT","WISD_1",-1.57744542864079,-16.0321544158124,9.3708903625271205,38]
["HT","WISD_6",1.5307104316784901,0.22226520123740301,-4.7991304531738103E-2,36]
["HT","WISH",0.39595771579287498,0.95613214163930804,1.34234782009293,24]
["HT","WISH",0.52888744214146,1.0923793186984001,3.2597815849415102,36]
["HT","WMEL_1",-5.2824964282816103,-61.913847082331898,-27.811415971118599,34]
["HT","WMEL_1",-3.69574631325185,-47.746169682572997,-21.977752859824999,44]
["HT","WTHU31",7.3759527441582602,7.3075886750171604,7.5919659627843101,27]
["HT","WTHU31",13.716910712824101,11.0565176492149,11.3183091251343,48]
["HT","WWEY_1",61.096423042227002,-4.4109587760466002,1.52832384429055,26]
["HT","WWEY_1",119.321055991866,-2.67617724596411,2.4257162320907901,45]
["HT","WYLF_1",31.8063676177342,22.0286574940178,19.323723421151001,46]
["HT","WYMOM_1",73.0731112390785,13.6045553435932,50.699004896455001,44]
["HE","ABHA1",1.2486030655798099,-38.725280915476397,-28.5143524177962,36]
["HE","ABNE_P",-0.55428529879486199,3.9453865672630801,6.1172217516324299,37]
["HE","ABNE_P",-0.438671514165691,4.4746538352784402,7.4895505165221703,42]
["HE","ABTH_1",12.0041669865101,-18.863515336495698,-21.340254135872001,36]
["HE","ACTL_2",-1.4029880158263901,-1.8146109526355301,-0.88854777181312705,37]
["HE","ACTL_C",0.54453599329110103,1.1208572118951401,1.82415382932262,33]
["HE","ALNE_P",-1.66664801287561,2.6238375455848502,3.8351806297118101,27]
["HE","ALST_3",0,-0.77583081980645796,-0.54131264629335496,24]
["HE","ALST_3",0,-0.74735262379548095,-0.47057364353824899,27]
["HE","ALVE1",19.4766776585492,-7.6404206062665603,9.5198762833594994,25]
["HE","ALVE1",34.854961400084498,-5.4853543946376897,13.3313655399729,44]
["HE","AMEM_1",153.55628037538099,16.846344687633898,14.7153679620014,45]
["HE","ARBR_P",-0.54122628035821896,-0.58784400297931205,-0.72931159912080201,43]
["HE","ARDK_P",0,0,0,37]
["HE","ARDK_P",0,0,0,49]
["HE","ARMO_P",-1.1125758793851701,0.857969377316531,1.3422882556239499,41]
["HE","AXMI1",9.1933575140946608,-7.0064813606679097,-0.84002037275877295,35]
["HE","AXMI_H",11.651168075893599,-5.6419037962768597,2.00655392608921,36]
["HE","AXMI_H",13.8402831972678,-5.1496236208712602,2.2021656465911299,39]
["HE","AYRR",2.1672932039369002,0.81701509569000097,1.26009493871996,33]
["HE","BAGA",4.2661460839354604,0.53193123952793198,0.83983800652598894,29]
["HE","BAIN",4.5039526229886402,0.30567848882844401,0.46539061763251399,26]
["HE","BARKR_A",25.632708615877799,25.715223865372501,25.448376949425601,24]
["HE","BARKR_A",56.098017598874598,40.483733806663999,42.881156267374799,49]
["HE","BARKR_C",19.452762457803299,18.3517835926488,20.7310914897621,34]
["HE","BARKR_C",31.8320377559197,24.906563342366699,27.5170034665698,49]
["HE","BARKW3",71.728547284006893,56.8262116323165,66.741582801819305,47]
["HE","BEAU_P",0.54523130760452898,1.03406804625336,1.5334133189925601,48]
["HE","BEDDT1",74.648449473720603,-4.3128503599130701,-1.9378369359116301,40]
["HE","BEDD_1",104.941861504554,-24.4543390490992,-9.4242707203845306,34]
["HE","BEDD_1",155.61843599793301,-19.459405483466899,-7.73521287098675,41]
["HE","BERB_P",0,0,0,38]
["HE","BERW",3.15206543068724,1.4500152184064501,2.3104777275363602,32]
["HE","BESW_1",-38.6053288787176,-84.988855682791495,-63.596208773471702,30]
["HE","BESW_1",-18.0932606969698,-54.512253873869099,-42.091266604042502,46]
["HE","BICF_1",20.6215966174166,-19.632129197831102,-4.9424172950257104,50]
["HE","BIRK_1",-39.224351359667203,-78.5960731807439,-63.7644686130499,28]
["HE","BISW_1",30.909790645007199,4.9507759551869599,19.442286054487099,33]
["HE","BISW_1",58.828489350049097,7.1854296311460404,27.5519248688658,48]
["HE","BLYTB1",1.2709176190892399,-2.1256307105606802,-0.49496382405589201,46]
["HE","BLYTH132",0.27282084928780398,-1.96061807681153,-0.52930855050951497,26]
["HE","BOAG_P",-0.59443600868084501,-1.3538572824423301,-1.5064309217063701,39]
["HE","BOAG_P",-0.55932070404478695,-1.3159775330672701,-1.4566060734744,40]
["HE","BOLN_1",123.774506918394,-65.188523521368396,-29.9726314490151,38]
["HE","BONN",4.8601327843634401,4.1875383883823796,6.4580523521290099,27]
["HE","BOTW_1",41.3024168124753,4.6245552910954704,8.3181863991243894,31]
["HE","BRAC_P",-17.4006438791919,-2.7047632963676,-3.2447679725673599,29]
["HE","BRAC_P",-8.1333924120834702,-1.7406634259209699,-1.9048264475488099,45]
["HE","BRAI_1",-20.999241954904001,-34.708381395107999,-32.139867825378602,29]
["HE","BRAP",3.6228032194886199,1.0261492618646399,1.5677778109340199,27]
["HE","BRAP",8.2343619371217898,1.59083666707477,2.3870310363566798,48]
["HE","BRAW_1",122.817612275032,92.205383394436794,101.850619370468,46]
["HE","BRED_1",130.07710605987401,113.909402049725,123.81106517238899,45]
["HE","BRFO_1",-40.846544531933198,-93.484186668132594,-51.870926497178502,39]
["HE","BRID_P",-1.5209384174160501,0.71762444273224801,1.11057222862412,33]
["HE","BRID_P",-1.02964142665779,0.864065891262217,1.36418149060091,39]
["HE","BRIM_1",33.8220187858469,-4.1264052208151503,11.040741587590601,37]
["HE","BRLE_1",-24.591403936686699,4.0033793484700704,-7.8302579438572604,26]
["HE","BROA_P",-0.40194883391893699,-0.206069563243264,-0.247124809338164,30]
["HE","BROA_P",-0.336002594467329,-0.18761549833385999,-0.216294651894721,35]
["HE","BROR_P",0.18348931368657401,2.0860267721346901E-2,3.1875573861633498E-2,33]
["HE","BROX",1.8873724252677599,0,0,31]
["HE","BRWA1",2.9735281023992002,-20.763727884365402,-19.194375540586499,26]
["HE","BRWA1",5.9431254312089701,-14.253043822576601,-14.2383788646966,47]
["HE","BUMU_P",-0.110765180621045,-0.64480810810089795,-0.796751445144669,45]
["HE","BURM_1",29.913376634032499,-20.5890708630346,7.0225990914694902,24]
["HE","BURM_1",61.337219604724801,-13.704898220054901,10.943657191288001,45]
["HE","BUSH_1",10.822424889097499,-4.2400835407362001,-8.0090068397756191,38]
["HE","BUST_1",127.376330016279,48.183390339482898,67.596478450493507,38]
["HE","B_EXTRA_100",0,0,0,36]
["HE","B_EXTRA_100",0,0,9.43137318855489E-5,41]
["HE","B_EXTRA_101",0,0,4.6779216962853702,43]
["HE","B_EXTRA_102",0,0,4.2809948601524797,34]
["HE","B_EXTRA_103",0,0,7.8802872986236201,32]
["HE","B_EXTRA_104",0,0,0.34595565985766302,30]
["HE","B_EXTRA_105",0,0,0,25]
["HE","B_EXTRA_105",0,0,0,46]
["HE","B_EXTRA_105",0,0,0,50]
["HE","B_EXTRA_106",0,0,4.0146627240978097,50]
["HE","B_EXTRA_107",0,0,0.118747987625129,44]
["HE","B_EXTRA_108",0,0,1.2370537174225E-3,42]
["HE","B_EXTRA_109",0,1.9620573338963901E-2,1.28029842342342E-2,24]
["HE","B_EXTRA_109",0,0,0.26017815010348,42]
["HE","B_EXTRA_110",0,0,0,40]
["HE","B_EXTRA_111",0,0,0.25879578133957898,42]
["HE","B_EXTRA_112",0,0,0.17171592176250999,33]
["HE","B_EXTRA_113",0,0,0.93034031518498195,31]
["HE","B_EXTRA_114",0,3.2568832177098102E-3,6.5663911193682596E-3,25]
["HE","B_EXTRA_114",0,0,5.1832412543056101,43]
["HE","B_EXTRA_115",0,0,0,25]
["HE","B_EXTRA_115",0,0,0.26552748817466798,50]
["HE","B_EXTRA_116",0,0,0,36]
["HE","B_EXTRA_117",0,0,4.4324842118412998E-2,43]
["HE","B_EXTRA_118",0,0,3.8136992064918399E-2,41]
["HE","B_EXTRA_118",0,0,1.4682045994561199,50]
["HE","B_EXTRA_119",0,0,8.5532331882603702E-2,41]
["HE","B_EXTRA_120",0,0,0,39]
["HE","B_EXTRA_121",0,0,0.309315273985802,33]
["HE","B_EXTRA_122",0,2.5556822921826001E-2,6.00972861806678E-2,28]
["HE","B_EXTRA_122",0,0,7.3122861334274302E-4,37]
["HE","B_EXTRA_123",0,0,8.2845699091200001E-2,31]
["HE","B_EXTRA_124",0,0,15.114452962854999,42]
["HE","B_EXTRA_125",0,0,0,24]
["HE","B_EXTRA_125",0,0.59895064117331798,123.445439178032,49]
["HE","B_EXTRA_126",0,0,0,35]
["HE","B_EXTRA_127",0,0,0.39426658220817201,42]
["HE","B_EXTRA_127",0,0.28527245072954499,3.0934585508034602,47]
["HE","B_EXTRA_128",0,0,6.1956925249679305E-4,45]
["HE","B_EXTRA_129",0,0,0,40]
["HE","B_EXTRA_130",0,0,0.89157830199800203,38]
["HE","B_EXTRA_131",0,0,0.99889137370233205,32]
["HE","B_EXTRA_132",0,2.4211797007750802,3.2575524754210399,27]
["HE","B_EXTRA_132",0,0,0,36]
["HE","B_EXTRA_133",0,0,13.559887949591401,30]
["HE","B_EXTRA_133",0,2.7713895383463898,30.052599341717599,47]
["HE","B_EXTRA_135",0,0,0,27]
["HE","B_EXTRA_135",0,0,0,48]
["HE","B_EXTRA_136",0,0,0,26]
["HE","B_EXTRA_137",0,0.21553010328418401,0.43454273965554502,25]
["HE","B_EXTRA_137",0,0,49.649195402277201,46]
["HE","B_EXTRA_201",5.8333333333333401,5.8333333333333401,5.8333333333333401,44]
["HE","B_EXTRA_202",151.666666666666,151.666666666666,151.666666666666,39]
["HE","B_EXTRA_202",151.666666666666,151.666666666666,151.666666666666,44]
["HE","B_EXTRA_432",23.3333333333333,23.3333333333333,23.3333333333333,38]
["HE","B_EXTRA_433",51.0416666666667,51.0416666666667,51.0416666666667,36]
["HE","B_EXTRA_434",26.25,26.25,26.25,40]
["HE","B_EXTRA_435",0,0,0,29]
["HE","B_EXTRA_74",0,0,0,27]
["HE","B_EXTRA_74",50.295397612293598,50.295397612293598,50.295397612293598,33]
["HE","B_EXTRA_75",0,0,0,27]
["HE","B_EXTRA_76",0,0,0,25]
["HE","B_EXTRA_77",0,0,0,24]
["HE","B_EXTRA_77",0,0,0,45]
["HE","B_EXTRA_78",0,0,0,43]
["HE","B_EXTRA_78",0,0,0,44]
["HE","B_EXTRA_80",8.4496267988653297,8.4496267988653297,8.4496267988653297,25]
["HE","B_EXTRA_80",8.4496267988653297,8.4496267988653297,8.4496267988653297,41]
["HE","B_EXTRA_81",0,0,0,35]
["HE","B_EXTRA_81",0,0,0,45]
["HE","B_EXTRA_83",0,0,0,28]
["HE","B_EXTRA_83",0,0,0,33]
["HE","B_EXTRA_84",0,0,0,32]
["HE","B_EXTRA_85",48.283581707801901,48.283581707801901,48.283581707801901,26]
["HE","B_EXTRA_86",34.200870376359703,34.200870376359703,34.200870376359703,24]
["HE","B_EXTRA_86",34.200870376359703,34.200870376359703,34.200870376359703,45]
["HE","B_EXTRA_87",0,0,0,37]
["HE","B_EXTRA_87",0,4.4430536855622697E-2,9.1572606455746204,49]
["HE","B_EXTRA_88",0,0,0.896240642739069,43]
["HE","B_EXTRA_93",0,0,0,24]
["HE","B_EXTRA_93",0,0,0,40]
["HE","B_EXTRA_94",0,0,0,34]
["HE","B_EXTRA_94",0,0,0,44]
["HE","B_EXTRA_95",0,0,0,34]
["HE","B_EXTRA_96",0,0,0,32]
["HE","B_EXTRA_97",0,0,0.54752015108276997,30]
["HE","B_EXTRA_97",0,4.7674181573700803E-3,0.98257850935595803,49]
["HE","B_EXTRA_98",0,0,1.53905316851506E-2,50]
["HE","B_EXTRA_99",0,0,0.158786504238696,44]
["HE","CAAD_P",2.3346184939276999,-0.192165881737594,-8.8889486307212301E-2,36]
["HE","CAAD_P",3.7673997512585098,-0.137044244259169,-2.5160357816093E-2,48]
["HE","CAFA",0,0,0,42]
["HE","CAIF_P",0,0,0,29]
["HE","CAIF_P",0,0,0,46]
["HE","CAMB_01",-2.4905679731919301,-5.25558824378676,-5.0861106868158501,40]
["HE","CANTN1",-2.1171904318982402,-60.741131983024097,-42.942628299296899,38]
["HE","CAPEA1",45.402555024520296,7.4100853269755298,15.073051939093901,34]
["HE","CARE_1",2.42989251251604,-43.719884623019702,-19.383738860004801,31]
["HE","CARR_1",32.820134020226,77.339452618070993,84.895242394081507,29]
["HE","CARR_1",56.865553758004403,113.32898425831399,125.47479353741601,48]
["HE","CASS_P",0.45049512735465302,0.141189845534342,0.23336948496920401,29]
["HE","CATY",1.7255206316557401,1.0660974981685101,1.64590946622079,27]
["HE","CATY",4.0800435173788703,1.7760847881053601,2.8939336209688,48]
["HE","CBNK_H",-1.2497807916918799,-3.6605972014189998,-0.62605117620909201,49]
["HE","CEAN_P",-7.1954782657637301E-2,1.05936386994071,1.6205679484795801,41]
["HE","CEAN_P",-6.0255079986051098E-2,1.1630807315070899,1.7606588048498699,46]
["HE","CELL_1",2.6335856466630601,-105.49409866642,-67.998547009500797,42]
["HE","CHAP",10.581766742798401,3.61364370412586,6.0300813520911696,39]
["HE","CHAR_P",-1.43985108068697,-0.44278088160996298,-0.50648363494510495,37]
["HE","CHAS",3.5989502191480001,1.3019118491863699,2.2736885310886601,33]
["HE","CHIC_1",8.7256635908874394,-7.6262551106592804,-2.9549446788928901,30]
["HE","CHIC_1",10.7703124283469,-6.8227904790418599,-2.7119276277857001,35]
["HE","CHSI_1",80.078900169612595,6.2023276770828497,11.5247356062723,29]
["HE","CHTE_1",-15.509511738801301,-59.8369130597357,-29.1725747522657,34]
["HE","CITR_1",52.505360782718903,75.497317049429796,99.423867804223207,26]
["HE","CITR_1",93.330287765626906,117.778599584457,151.80378272924301,47]
["HE","CLAC_P",-1.55846281885639E-2,-0.13538950968607899,-0.16603749469752799,27]
["HE","CLAC_P",-7.44609091097589E-3,-8.7873723769351403E-2,-9.8523236194949598E-2,47]
["HE","CLAY_P",1.2906010686695599,2.5129760297346002,5.39066595578202,45]
["HE","CLT03",0,0,0,41]
["HE","CLYM",7.4297675195644501,2.4335809203633501,3.7724203228295101,38]
["HE","COAT",4.4280248976922696,1.0994087749685999,1.7287459410522701,36]
["HE","COCK",1.6836920892939,4.4220068199391904E-3,6.9790431455189596E-3,30]
["HE","COCK",3.6260183892028799,6.8106864728534099E-3,1.11610777705518E-2,46]
["HE","CONQA1",-12.3701672941101,-44.745143915531202,-27.950459922536002,34]
["HE","COUA_P",-5.2181303083013004,2.8617270817979499,4.30126002647122,28]
["HE","COVE_1",27.2414838017413,-38.324775783472198,-22.1513388098912,33]
["HE","COWL_1",42.1408498031699,-77.896788834247403,-43.5963182039917,25]
["HE","COWL_1",82.877045288973505,-50.607870223301497,-27.707614154530798,46]
["HE","COYL",0.73721067989167399,3.48295604037826,5.3334274795355796,26]
["HE","COYL",1.8053615208315099,5.8111459442392199,10.429103549466801,46]
["HE","CRAI_P",-1.60374884985096,-2.0854088673886002,-2.4147081688194301,44]
["HE","CREB_1",119.80940016576101,-10.111513315571299,-1.46330390094548,42]
["HE","CUMB",2.6583455528650699,4.6059214883612496,7.2732736409886298,31]
["HE","CUMB",4.7699659452430598,6.2840898574061397,10.317306941658,42]
["HE","CUPA",5.0213420826860702,0.22221663737512901,0.39238316227671299,40]
["HE","CURR",-0.220831433789933,0.45053127664859899,0.80901656568811997,45]
["HE","DALL_P",0,0,0,33]
["HE","DALM3",1.3218189850077999,0.306204938814365,0.46774673633790997,27]
["HE","DEVM",4.7240269310588499,1.9190473369755701,2.9074003068977698,25]
["HE","DEVM",10.4303429844464,2.8262943165260199,4.2870258300617401,46]
["HE","DEVO",2.9892221508653201,1.1306527058864699,1.72585925436223,25]
["HE","DEVO",7.0285297292915399,1.84059783746591,2.8313858767903199,50]
["HE","DEWP",-0.57907254091461202,1.21129982300426,1.8140887630856599,43]
["HE","DOUN_P",0.28818551375298501,0.21184823296080699,0.32582376748733299,43]
["HE","DOUN_P",0.32325995262384,0.22868992315176401,0.34796475091270901,48]
["HE","DRAX_1",9.7622626961962808,-3.39678731412031,-1.4281583426273901,30]
["HE","DRAX_1",11.870579143055799,-2.8074064004089201,-1.1718109000235899,41]
["HE","DRCR",3.4142856864237401,1.4297222961270399,2.2134034735766699,39]
["HE","DRUM",7.7960605994723702,1.5532774224671799,2.4625749485498001,33]
["HE","DUBE_P",0,0,0,31]
["HE","DUDH_P",1.19556054635927,0.69704676833503998,1.0145627481509001,26]
["HE","DUDH_P",0,0,0,31]
["HE","DUGR_P",-0.244986656084276,2.8161948803096899,3.7913265112717398,24]
["HE","DUNB_A",-0.121151083827504,1.85525661764756,2.6046605567953298,24]
["HE","DUNB_A",-4.8639394349138998E-2,3.0361690228672602,4.7351083340212199,49]
["HE","DUNB_B",2.5578952157602299,1.14316498834907,1.87941399557976,38]
["HE","DUNB_B",3.8915877353876098,1.4242122449162899,2.31174219460177,49]
["HE","DUNF",-0.23875150296598199,4.5028261623910302,6.9810362217235298,47]
["HE","DUNO_P",-0.427668423750664,-0.79604049079169203,-0.95421200832908104,41]
["HE","DYCE_P",-1.85881459319637,-1.85413499725321,-2.1268890530971301,43]
["HE","EALI_6",-8.6990644674609907,-6.5069934417267801,2.3459502916588,38]
["HE","EASO_1",33.909977774837301,-11.352144788604299,5.4765437246717896,32]
["HE","EASO_1",44.268592736053201,-9.9985123877586499,6.0407824192243096,36]
["HE","EAST",0,0,0,32]
["HE","ECCL",6.3091398421967702,0.621873145875666,1.13530112633467,30]
["HE","ECCL",15.2690284025674,1.46322308690225,3.0360009461401098,50]
["HE","ECLA_1",-28.3433737259409,-57.206771227196498,-39.089703652107403,50]
["HE","ECLA_H",-0.46014540886611599,-14.585460327453299,-9.8473175264606496,48]
["HE","EERH",1.95236136106688,1.28113067776496,1.95654060683798,26]
["HE","EKIL",2.49836603584655,0.67222336995501097,1.02302202099115,28]
["HE","EKIL",5.7262791565875997,0.95982456108702596,1.4507414677591699,46]
["HE","EKIS",4.9290740864329097,0.19324559559714,0.29533555363293301,40]
["HE","ELDE",0.98496084716754395,6.2433865574147297E-2,9.6698539642779802E-2,42]
["HE","ELDE",1.0679029314570601,6.54945715425862E-2,0.10077713309392,44]
["HE","ELGI_P",2.3423778512455198,5.5196711598986896,8.2161851549191098,38]
["HE","ELLA_1",48.539856810443297,51.470776575417602,60.604471405516698,36]
["HE","ELST_1",54.7720815797908,25.3091489380237,32.254641913112899,26]
["HE","ENDE_1",37.410500175412103,17.359231098077601,28.9570133234193,29]
["HE","ERSK",3.2512712389568601,1.9721544173016601,3.0604882406192599,27]
["HE","ERSK",5.8639888809253602,2.7147198208912098,4.4693184266080497,40]
["HE","EXET1",7.1109110039551897,-40.461292867914302,-28.596696735770301,27]
["HE","FASN_P",-0.46245117527698199,1.32558408385786E-2,1.95971100153827E-2,25]
["HE","FAUG_P",0.29415272960621602,0.15619442223616301,0.231949537970946,27]
["HE","FAUG_P",0.623708402241406,0.23855405187121501,0.39899836232460401,45]
["HE","FAWL_1",40.9103253035194,-6.4313647944450398,13.276117854022599,39]
["HE","FAWL_1",50.264926839476203,-5.7488868910266202,15.0138340689264,44]
["HE","FERRA2",8.9269757149266393,1.5355961250275501,3.0334219474560999,28]
["HE","FERRA2",17.488232827033201,1.8304040453860799,3.9106105067794901,37]
["HE","FERRB_M",-1.9354414906103901,-19.765364211778301,-24.4784542682787,35]
["HE","FERRB_M",-1.20548101186511,-13.4595025100295,-17.706264958538998,48]
["HE","FIDD_P",-9.23128858484068E-2,1.0698394040999399,1.60065819253258,28]
["HE","FIDD_P",-7.8331505409545699E-2,1.18460116374999,1.85182429534464,33]
["HE","FIDF_1",-3.6396678789053998,-40.748209458738799,-25.566574266900702,39]
["HE","FINN",2.6800212062577802,2.1338081165824501,3.2451932800871601,26]
["HE","FLEE_1",50.4823584812709,-111.52169077087601,-66.665535975373004,24]
["HE","FLEE_1",118.61973313107799,-71.505869162764697,-37.968361104850899,45]
["HE","FOUR_1",-8.4917380917201708,-32.617989978881802,-20.188455044953098,40]
["HE","FOUR_1",-7.5059729671296997,-29.602295933135199,-18.532485715440298,45]
["HE","FRAS_P",-0.41804495643022799,2.5136430737056199,3.6798088646354898,43]
["HE","FROD_1",10.614415729277001,-24.509753970652199,-8.2419163478016504,33]
["HE","FWIL_P",0.67275161907902503,0.25367936321532703,0.39485503664124399,36]
["HE","GALA",8.1747413582396504,3.1366723695682399,5.1090299936696901,34]
["HE","GALA",15.3249190384418,4.5209359359049204,7.3172851905778904,47]
["HE","GIFF",2.4284506408870801,1.1972825642646301,2.6797513089499598,34]
["HE","GLEF_P",0,0,0,32]
["HE","GLLE",0,0,0,26]
["HE","GLLU",3.2412798720068299,1.0781359329750899,1.64412696416534,25]
["HE","GLLU",8.2216339521627102,1.86989095117853,3.1053457313919601,50]
["HE","GLNI",1.1732220395999999,0.951545311357339,1.33590820640145,24]
["HE","GLNI",2.5072126424514201,1.4255903778669701,2.2285758553915498,45]
["HE","GLRO",12.1106908060362,3.0008442092051602,4.6063403213149297,48]
["HE","GORG",6.3343885947335998,3.0162892327203399,4.5554490075745697,42]
["HE","GOVA",1.69871960989247,0.92640173525976799,1.4388917681400899,32]
["HE","GREE_H",-2.0751047071912501,-2.97674563379702,2.3218250527572599E-2,35]
["HE","GREE_H",-1.5349834220963401,-2.56164858191404,2.6401734291545399E-2,40]
["HE","GREN_1",28.584752518284098,-104.74617374243699,-55.6663112723407,38]
["HE","GRIW_1",1.30441801041557,-6.6998701622902699,-5.49024691044169,37]
["HE","GRUB_P",1.0278545749353101,0.60178580035660301,0.96764883061316098,31]
["HE","G_EXTRA_10",1.28960205022149,0.62547210891982297,0.95297912292595399,25]
["HE","G_EXTRA_11",-0.42879048077330001,1.8525088558093199,2.6008028765092401,24]
["HE","G_EXTRA_11",-0.41288327938619901,1.91769151000367,3.0157687897947998,29]
["HE","G_EXTRA_11",-0.15787118339073899,3.2723344979181701,5.5580752403010401,50]
["HE","G_EXTRA_12",0,0,0,48]
["HE","G_EXTRA_14",-1.5306432078146299,0.154734341118729,0.25490169965208798,31]
["HE","G_EXTRA_17",-0.72452200542036804,-0.881924535606466,-0.99400683282624702,41]
["HE","G_EXTRA_17",-0.60248029884571996,-0.810265545299926,-0.91942498976987497,46]
["HE","G_EXTRA_18",-0.17429695497914699,4.39348930231451E-2,9.1552178512856103E-2,49]
["HE","G_EXTRA_19",1.3753153845668,0.94452582015611597,1.7970785299301499,39]
["HE","G_EXTRA_2",18.847207260686101,6.5091175093688696,10.6705812924529,37]
["HE","G_EXTRA_20",1.7191315662142701,0.81403556932917898,1.20015819322561,36]
["HE","G_EXTRA_3",4.0273181021838802,2.4933856092097302,3.5005524774381298,30]
["HE","G_EXTRA_4",2.31549724872059,0.81728612610943996,1.14741697512041,24]
["HE","G_EXTRA_4",2.3868836085452698,0.83726567834770504,1.2989559262931201,29]
["HE","G_EXTRA_5",2.3051065773756299,1.50192186209542,2.4101385057806199,37]
["HE","G_EXTRA_5",3.7389701302357201,1.9535493568118201,3.0665381171702002,49]
["HE","G_EXTRA_6",-0.13711210755894301,0.41827816044521599,0.63048238419194502,47]
["HE","G_EXTRA_7",1.5757716492838301,0.35971708858389501,0.55277350130386804,30]
["HE","G_EXTRA_7",3.41114396787489,0.50570377994638205,0.76685478729012702,47]
["HE","G_EXTRA_8",8.7103202362760292,0.41784559372814101,0.64348627563362404,45]
["HE","G_EXTRA_9",0.93017545857775097,3.8618820336056698,5.8860976755719401,48]
["HE","HACK_1",6.3510653896202998,10.290415982115301,11.886492557594201,38]
["HE","HACK_6",9.6459814604031706,12.6781858760676,18.263443211577702,36]
["HE","HAGR",1.62241538918746,1.1763462718080799,1.8275789306072301,30]
["HE","HAGR",3.6640329473587201,1.74793139499103,2.7274148253883701,49]
["HE","HAMHC1",121.940217923769,52.1049096108813,53.826254529666102,34]
["HE","HARG_P",0,0,0,28]
["HE","HARG_P",-0.159180515458024,0.13126859348433401,0.31477754360712101,42]
["HE","HARK_1",27.127552497396898,-38.596465256265297,-37.667670378196199,48]
["HE","HARM_6",-7.3771432712355098,-16.357224191549701,-12.3049527041817,26]
["HE","HAWI",3.8768273605779,1.16003286516221,1.8045125231299599,29]
["HE","HAWI",8.7066879922616192,1.7995278178318199,2.9432734771401901,46]
["HE","HAWP_6",-2.9580383129565702,-4.9363675396417097,-3.5989158491444799,44]
["HE","HELE",-4.0653589360104499E-2,1.9504396910723799E-2,3.00190986917457E-2,38]
["HE","HEYS1",0,0,0,34]
["HE","HEYS1",0,0,0,42]
["HE","HEYS_1",-5.1126776666440001,27.215511272232501,-18.636145442215501,36]
["HE","HUER",1.30571984458636,0.36965316059526399,0.56284421410598495,27]
["HE","HURS_1",-52.853655995583999,-191.92631139385199,-139.10645577835299,33]
["HE","HUTT_1",46.315916611790797,-16.8112847445718,4.5602646777439304,27]
["HE","IMPK_1",6.7820270344133897,19.430084552600601,23.0041447480078,25]
["HE","IMPK_1",6.8677568892675298,20.236607027085299,24.429900883580501,32]
["HE","INDQ1",35.288578781013001,-4.9739294289128804,15.209285263476501,25]
["HE","INDQ1",71.167354428057394,-3.32514414068973,23.964378969238101,50]
["HE","INKE",0.17385794975444199,1.2452738712954401,1.8706495347673999,46]
["HE","INNE_P",-3.9930939228395501,10.867294697376201,20.788730397620299,43]
["HE","IROA1",23.728274395509501,-94.093774348512795,-55.736966265890104,37]
["HE","IRONB1",11.4736158328956,-22.0221209736935,-8.7249354146762794,33]
["HE","IRONB1",16.397099183986999,-17.5741428093094,-6.8704965758143999,41]
["HE","ISLI_1",86.679532821599196,56.9736941532597,67.705932691060497,35]
["HE","IVER_1",48.610256691293202,29.0935499086428,51.791986718984802,33]
["HE","IVER_1",64.679798168105904,34.855720082991098,62.357665739936003,40]
["HE","JOHN",-1.4594296368836801,3.6731668770510599,5.7848583444877697,26]
["HE","JOHN",-1.2933225248493501,3.9806738561829098,6.5731413380669599,31]
["HE","JORD_3",-1.4753963971809501,-8.5544610221052295,-6.0193171515411397,31]
["HE","KAIM",3.25062807657496,3.8079706412387901,5.3461450218384199,24]
["HE","KAIM",7.76406529216269,5.4395287498529603,8.8607739836830799,49]
["HE","KEAD_1",65.906576096538899,-2.1388528838892702,3.88446497033366,45]
["HE","KEAD_1",70.383035871473297,-2.0116652686265599,5.4468138841379803,49]
["HE","KEAR_1",150.17248194976,93.331238484946098,121.03032751372599,47]
["HE","KEAR_3",6.6852592316764303,0.23548370249251199,3.90658825599168,41]
["HE","KEIT_P",-1.02467157197325,6.5925812953465099,13.5792933699777,46]
["HE","KEMS_1",0.91872454719765695,-5.8494377916807201,14.4083115487766,34]
["HE","KEOO",0,0,0,32]
["HE","KEOO",0,0,0,39]
["HE","KIBY_1",6.8259453936657399,-31.962709946103601,-16.350993177910802,32]
["HE","KIBY_G",0.70605048261000702,-8.0430121247374693,-7.2187807159008299,30]
["HE","KIER",3.9793395014966002,0.34649213759740499,0.53588955504776103,30]
["HE","KIER",9.5045178892092892,0.48789619827448999,0.78906482700952396,50]
["HE","KIIN_P",1.01763754049444,0.57723519322319505,0.88995032570444299,28]
["HE","KIIN_P",2.3162657904583099,0.95573180546715697,1.8401539745686499,49]
["HE","KILT",6.7010978215745496,2.4096817846535799,3.7324540989091299,31]
["HE","KILT",13.625039694417399,3.1526149768462202,4.9146393468494196,46]
["HE","KILW",2.2917874250393702,2.6754253045132699,4.1197240447451202,40]
["HE","KINL_P",2.0371146427293101,0.68050431610077,2.5405918188344998,24]
["HE","KINO_1",-33.433437993398599,-82.4755182630295,-63.4714425625709,33]
["HE","KINO_1",-23.892770957081101,-74.860558339919095,-56.3962257943396,38]
["HE","KINT_P",-2.4569377946921702,-15.803681415922,8.5631628271992106,36]
["HE","KIRKB1",-12.188235188237501,12.8166569672936,18.641824061445,29]
["HE","KITW_1",54.970933058891198,50.984654754537402,57.3213052314888,29]
["HE","KNAR",-10.7198166739008,-18.416545304302499,-13.544641958828301,27]
["HE","KNAR",-7.3253596955628701,-15.0172933032941,-10.870246997280701,43]
["HE","LACK_6",10.7926720352612,9.5193634763765296,12.4747193422075,27]
["HE","LACK_6",15.6424009377541,13.2585392415152,18.0847857729044,48]
["HE","LAIR_P",3.5208546400034,1.8152870653602899,2.8583443058886902,36]
["HE","LALE1SG003",5.6742182369744096,-23.575067649506,-12.721257159072,45]
["HE","LAND1",-0.284158585732737,-33.0392377563224,-20.794719154297699,39]
["HE","LAND1",-0.23924292148215101,-29.927026093745301,-18.822536360946401,44]
["HE","LEGA_1",25.3567857171385,-20.3734936603161,-7.5610474447469702,41]
["HE","LEVE",1.32241542827808,1.46069810505366,2.3986911558300901,37]
["HE","LING",10.8380468949532,4.1165118061604398,7.0885452121235302,35]
["HE","LINM",24.2745424710129,6.9420739274130003,11.308068463006499,28]
["HE","LISD_1",-56.594387801692797,-99.366714422326496,-73.728714472452396,28]
["HE","LISD_1",-45.439657402876598,-95.148064905344995,-69.005950418030693,33]
["HE","LITT_C",45.983482388717398,7.92310269909029E-4,8.3584032995262803,42]
["HE","LITT_J",2.0611247228415301,9.9769553937711399E-3,0.98648486933453094,26]
["HE","LITT_J",27.744958225075401,1.3914279861265101E-2,1.60499248095858,47]
["HE","LODR_6",114.68303625057,59.970888112832498,84.655508036009294,45]
["HE","LODR_6",123.277354335734,63.3732298167563,88.678772609350403,49]
["HE","LOUD_H",17.8318297958625,15.103678428676201,14.8240711972597,45]
["HE","LOVE_1",-10.1044877712717,-117.960829541019,-91.301346255948005,43]
["HE","LUNA_P",2.1564420318825301,-2.2000666587392699,-2.4354081990094398,40]
["HE","LYND_P",0.72900787777922604,-0.105949641178192,-0.124086031453453,36]
["HE","MACC_3",-1.5459253231561101,-7.2942428051231998,-4.0332726016999896,34]
["HE","MACD_P",1.16951195240633,2.28228724423693,3.34110752282532,27]
["HE","MACD_P",1.33948000381034,2.4332448695080999,3.70363138646429,34]
["HE","MAGA_6",121.05070718527,23.554107567574899,22.337320807969402,32]
["HE","MANN_1",1.8551193779895501,-137.300682595512,-84.912569802576002,26]
["HE","MAYB",4.98542063223094,1.7429488563288,2.7992609687276602,28]
["HE","MAYB",12.1027171927596,2.71636206646459,5.22372516759373,46]
["HE","MELK_1",96.2838005116635,-35.614923442815197,-24.388960363799999,24]
["HE","MELK_1",202.004920858784,-26.001249557536202,-16.0691069607761,48]
["HE","MILC_P",-0.45187584324672297,-2.8579514114232198,-3.2926709247749999,44]
["HE","MILH_1",-15.0149966914793,-83.857725240854904,-53.331366745050197,42]
["HE","MITY_1",26.0345247108046,-37.768992898488598,-7.3248195491044399,40]
["HE","MYBS_P",0.52815826806430699,0.19747229240466699,0.28818488537189801,26]
["HE","MYBS_P",0.781156433997232,0.24402275492098699,0.377954525994385,40]
["HE","M_ACTLLU_C",2.18885570408702,2.18885570408702,2.18885570408702,34]
["HE","M_GRTO",1.3151249999999901,1.3151249999999901,1.3151249999999901,40]
["HE","M_TEMP",4.6891249999999998,4.6891249999999998,4.6891249999999998,31]
["HE","NAIR_P",7.5746217677953203,3.08664732325227,4.5054600805846601,25]
["HE","NAIR_P",8.5585805354259197,3.3167609634106698,5.0682515310436598,33]
["HE","NEAR",-0.61424792003109396,2.9299638099568699,4.4729745543272603,25]
["HE","NEAR",-0.22744376624354801,4.5237532258493598,7.8442603362575696,50]
["HE","NECE_1",203.34898462096601,43.732865792226903,52.485171345561199,48]
["HE","NEEP_3",5.3598458923305996,9.6304649412827992,6.3242391734256902,38]
["HE","NETS",8.0687543435268996,1.7128005421880099,3.5769540594348102,41]
["HE","NETS",9.5588264811901809,1.86568316090862,3.9115666622021199,46]
["HE","NFLE",98.444613560510305,-7.5333696615826202,4.3649023535453999,25]
["HE","NFLE",132.27835169881999,-6.1291106017954702,5.8390748148631504,39]
["HE","NHYD_6",37.815912557587602,19.859265695776699,28.3659566379851,33]
["HE","NHYD_6",58.700062834938798,25.371114244562701,36.100941514860899,45]
["HE","NORL_3",3.2748369552710899,-6.2780710886141797,-3.7282019147264398,30]
["HE","NORL_3",3.44044343516136,-6.1760286813322498,-3.6605158968176998,31]
["HE","NORM_1",83.7500340616198,-69.976741904836103,-48.812392363755201,29]
["HE","NORM_1",249.27043597674299,-47.6247035636625,5.6146259028927599,50]
["HE","NORT_1",-3.4592163346875902,-37.47273370944,-25.858123944134501,49]
["HE","NURS_1",104.653667143655,-5.56497557826036,-9.5291403460197692,47]
["HE","OCKH_1",3.95929339127344,6.4861815626131296,10.567314945471001,37]
["HE","OCKH_1",5.8971255129662703,7.8012046056935196,12.561443479757999,47]
["HE","OFFE_3",-1.34425968888868,-2.3445806844322101,-0.83750882982902097,45]
["HE","ORMO",0,0,0,24]
["HE","ORMO",0,0,0,38]
["HE","ORRI_P",0,0,0,32]
["HE","OSBA_1",-13.4375281532438,-82.841100519591194,-51.832707509433099,30]
["HE","OSBA_1",-13.1162910535735,-81.8173860892893,-51.042172425323997,31]
["HE","PADIB1",-1.14249589593033,-39.8640982960193,-26.3641204380944,30]
["HE","PAIS",1.95265466757565,1.5255893493963899,2.3368180742219802,28]
["HE","PAIS",4.10124889772852,2.03534728670836,3.1668695405648202,45]
["HE","PART",2.7097500037143698,0.21865145465722099,0.34143876654823502,48]
["HE","PEHG_P",0.68139866456312004,-0.108000537200728,-0.13412718795027301,26]
["HE","PEHS_P",-0.15151326145605901,-0.24965068379397701,-0.30050147270091698,36]
["HE","PEHS_P",-8.7388939718179806E-2,-0.205211082937547,-0.25198914612629097,46]
["HE","PELH_1",-2.9067582130853298,-30.610214621526602,-15.984574349406699,44]
["HE","PEMB_1",3.2794506197224198,-16.638213737758601,2.0786507531314502,38]
["HE","PENE_1",14.514771089819,-43.398216752600497,-23.7344017322838,37]
["HE","PENN_1",24.641588644178398,11.9245138753852,20.500964504934501,31]
["HE","PENN_1",28.008874846119699,12.964166675756299,23.084088890186901,36]
["HE","PENT_1",15.2635813528934,-56.097379955202001,-32.501967394884602,30]
["HE","PENW_1",-1.13746257728528,-35.7187850413859,-31.8018646702686,29]
["HE","PERI_H",-1.47460313343035,-1.50061757725509,-0.18876007516338,27]
["HE","PERI_H",-1.25017037338867,-1.4697593272076901,-0.17924721178787101,32]
["HE","PERS_P",-3.4122140465448698,-3.6863703428944201,-4.2530953610227398,35]
["HE","PITS_3",4.52220481543704,3.1832448767413899,3.1667396813433601,25]
["HE","PITS_3",9.2507135396881903,4.1814595032180701,4.2575152744778304,46]
["HE","POOB",7.6779846149496098,0.21102632447393899,0.32815711774679202,49]
["HE","POPP_3",-0.94182965355459303,-5.5327862404967503,-2.5424939447519299,43]
["HE","PORA_P",0,0,0,37]
["HE","PORA_P",0,0,0,42]
["HE","PORD",2.98331187882712,0.90538467780265397,1.4715407978514901,41]
["HE","PYLE_1",18.2155940945017,-12.744711388017899,-5.0341167186041904,35]
["HE","QUOI_P",-1.3716338509782801E-2,3.1019848785297999E-2,5.9874217079949603E-2,33]
["HE","QUOI_P",-6.9149423799735998E-3,4.6060977446060698E-2,0.10565534822912501,47]
["HE","RAIN_1",4.98071226778994,-70.407576170810898,-43.914863516681699,33]
["HE","RANN_P",-1.6653784761410699,4.4948613167034898E-2,2.1303055305603702,31]
["HE","RASS_1",5.50611525150335,52.374033262631897,62.199850488577297,34]
["HE","RATS_1",31.563869339991999,-61.3613312146312,-41.141537532525298,24]
["HE","RATS_1",60.6048025235689,-46.466931534497,-25.027582089555999,45]
["HE","RAVE",5.0861069549565201,3.12749110453999,4.3907956690393801,27]
["HE","RAVE",5.0861069549565201,3.12749110453999,4.3907956690393801,49]
["HE","RAYL_1",85.794659025983705,-7.9082244032357902,3.0521488308861402,43]
["HE","REBR_3",36.2987403033883,13.181176043392901,22.0370162024625,41]
["HE","REDH",4.7001046171026397,5.7243401228424397E-2,8.7623632813685307E-2,28]
["HE","REDM_P",-2.1211579281085999,0.55986953520676297,0.93498782981166895,34]
["HE","RICH_J",16.800763211285201,-8.2899961140381109,9.93578184603399,32]
["HE","RICH_J",16.800763211285201,-6.41901445601325,15.7259799419933,46]
["HE","ROCH_1",2.1206128888709901,-13.063233429332801,-12.1298049443447,32]
["HE","ROTI3",-0.45995556187312597,-0.414261862362375,-7.2465834570548004E-2,30]
["HE","RRIG",0,0,0,33]
["HE","RRIG",0,0,0,50]
["HE","RUGEB1",45.189266228854898,-17.496353185259,-11.569399471358199,44]
["HE","RUGEB1",49.402148011136802,-16.366345026320399,-10.9444414033279,49]
["HE","RYEH_1",7.0349049576265701,81.245039065045006,99.115521598620504,40]
["HE","SAFO_1",2.3539458450594499,-10.267859350572801,-4.10763056917129,42]
["HE","SALH_1",24.103144755076901,23.909824535428601,23.1752943102993,40]
["HE","SALL1",0,2.5519949999999998,2.2692297511503901,27]
["HE","SALT_1",8.7499864498743101,8.1248192259941696,11.9093275831534,33]
["HE","SALT_1",10.7939639719861,8.9533645678449201,19.096409617591199,38]
["HE","SANX",0.346761376775166,1.1552070334212401,1.7915972475567099,32]
["HE","SASA",0,0,0,32]
["HE","SBAR",1.0833790760740101,-50.614446275918802,-36.796456789937999,29]
["HE","SBAR",2.2930376046057002,-35.853889837137103,-25.7204528542728,50]
["HE","SEAB1",-1.67584279885334E-2,-30.061590635195099,-14.9061290492293,46]
["HE","SELL_1",-12.310152622525401,16.422335014521401,7.3699526026557498,27]
["HE","SELL_1",-5.9855229662616498,23.533429968982801,12.069943955539101,48]
["HE","SFEG_P",3.86363052484114,1.14444212769783,1.7701952110349799,39]
["HE","SFIL_P",1.4459961461828299,0.32524103936830501,1.1809118309829101,41]
["HE","SHEC_3",5.7154742985913298,0.50955580242281195,3.1077441658562699,39]
["HE","SHEC_3",6.9143670198765097,0.56372511428312699,3.3923624912972299,44]
["HE","SHIN_P",3.77151312013258,1.70040008045629,2.7345904814931798,44]
["HE","SHRU",10.629348877358,1.85873007001607,2.8988132290844302,37]
["HE","SHRW_1",5.2783930830452999,-15.022539906721899,-12.8776494148598,31]
["HE","SIGH",-2.4545344561434899,3.1962715594783999,5.97176216362333,31]
["HE","SIGH",-2.0537906737110401,3.37607967371477,5.3836507231190698,35]
["HE","SJOW_1",82.589925059432801,74.274267293070295,113.074443769466,29]
["HE","SKLGB1",34.1473344348233,31.830939331472798,37.569755521228899,24]
["HE","SLOY_P",-6.7535517604252499E-2,0.150454904906652,0.21804211850897101,26]
["HE","SLOY_P",-2.6895416740208001E-2,0.23781944323489801,0.38230061186113501,47]
["HE","SMAN_1",110.18323011066801,103.090683726801,119.85378961036299,45]
["HE","SPAV",-0.57818668967466302,1.0012362662865,1.54034441006927,29]
["HE","SPAV",-0.26428789890879001,1.3214941446833799,2.0853067027319301,45]
["HE","SPEN_1",-10.350264295014901,-14.175441608546199,9.7488114218468098,43]
["HE","SSHI_3",-1.3528306962210399,-1.8878868732380201,-0.69820785692493503,43]
["HE","STAH_1",6.8147390968968802,-48.666635463134597,-27.562011401922099,36]
["HE","STAL_1",28.4239885505561,-36.559299767233398,-16.3108793543052,34]
["HE","STAL_1",30.469939243190101,-34.817769102828898,-15.426012051625699,36]
["HE","STAY_1",36.1000524100169,-20.284714658066999,5.4041979077254503,34]
["HE","STEN_1",13.630539747948299,14.499218330654299,15.301345803340901,28]
["HE","STES_1",-16.7624575048834,-70.7939508671884,-42.023435370032701,26]
["HE","STES_1",-12.9336259460846,-61.518495780158801,-34.342211888644997,37]
["HE","STHA",5.7409279349515501,3.7038263750102801E-2,7.0593657180256494E-2,46]
["HE","STIR",10.9388434879987,2.9083912930528601,4.0831936739550496,24]
["HE","STLE",7.9472126177520703,3.50439927474177,5.4895562028481004,28]
["HE","STLE",17.098234833468599,4.9817799734800099,8.7712894034889803,44]
["HE","STOR_P",-2.33892086247943,1.92879669352373,4.6251877100929999,42]
["HE","STRI_P",0.332386551189784,9.6012294674460097E-2,0.15468416277517999,36]
["HE","SUND_1",35.6229088295837,-20.4045172220182,-6.2185397018588002,29]
["HE","SUND_1",50.703022643666799,-16.6239601056674,-4.6547028040206504,40]
["HE","SWAN_1",46.079612370740698,30.5409391860562,50.447835991663702,34]
["HE","SWAN_1",82.274785840441695,40.739531504307998,66.833630304530999,49]
["HE","TAUN1",-3.3957918894708401,-28.316762397921501,-7.1167211984946102,27]
["HE","TAYN_P",5.9191969735363302E-2,-1.51243810221324,-1.88089456232434,25]
["HE","TAYN_P",7.2186435327993195E-2,-1.34441588498177,-1.5351103507614301,36]
["HE","TELR",1.0895716189007101,0.45060771189098298,0.68561481376369704,25]
["HE","TELR",2.6163350683312001,0.649529726030733,1.01858772337415,50]
["HE","TEMP_3",38.5439171452946,6.7940861924393197,10.1140862121638,44]
["HE","THOM_6",-4.5169540329072504,-18.868965552748101,-16.992816743447399,41]
["HE","THSO_P",-0.99182587648634701,0.17548111363073901,0.26709238050821499,41]
["HE","THUR_6",0.56350483783303595,-9.8103100491718696,-4.5987997978169499,35]
["HE","TILBB_1",6.1754972400439803,-7.5281265376364797,-6.2155736668601396,28]
["HE","TILBB_1",7.83125690036508,-6.1965428241742604,-4.8724000658434097,39]
["HE","TONG",0.41100043923568402,0.16560899481368599,0.27227688870877098,33]
["HE","TONG",0.80779285990939498,0.22404199227596999,0.38457290244327802,48]
["HE","TOTT_1",62.553179575093203,32.773348177131503,42.4972541356248,26]
["HE","TOTT_1",68.110505994560796,33.0593092778089,44.074416859779497,31]
["HE","TRAW_1",-23.422235166874501,-33.031109127844203,-25.2581223342337,29]
["HE","TUMB_P",0,0,0,26]
["HE","TUMB_P",0,0,0,49]
["HE","TYNE_1",23.824959812269601,7.3800450428260804,20.4288443683506,47]
["HE","TYNE_2",-3.0739658491656501,-7.7404646387656397,-7.7785255141155902,40]
["HE","TYNE_2",-2.6304986636539298,-6.8507858509902597,-7.0111049273333004,47]
["HE","T_BAGED-1",0,0,0,41]
["HE","T_BAGTD-1",1.3525,1.3525,1.3525,33]
["HE","T_BARK-CTRL",8.8547260493937898,8.8547260493937898,8.8547260493937898,38]
["HE","T_BARK_NR",1.0076783502418201,1.0076783502418201,1.0076783502418201,32]
["HE","T_BARK_NR",1.0076783502418201,1.0076783502418201,1.0076783502418201,37]
["HE","T_BPGRD-1",30.6005921052631,30.6005921052631,30.6005921052631,38]
["HE","T_BPGRD-2",34.386785526315698,34.386785526315698,34.386785526315698,30]
["HE","T_BRBKD-1",1.0352804644514499,1.0352804644514499,1.0352804644514499,28]
["HE","T_BRBKD-2",1.12661690651537E-2,1.12661690651537E-2,1.12661690651537E-2,25]
["HE","T_BRBKD-2",1.12661690651537E-2,1.12661690651537E-2,1.12661690651537E-2,48]
["HE","T_BRER_RTK",8.8519899797636903,8.8519899797636903,8.8519899797636903,26]
["HE","T_BRER_RTK",8.8519899797636903,8.8519899797636903,8.8519899797636903,45]
["HE","T_BUSH_RTK",6.1963929858345796,6.1963929858345796,6.1963929858345796,46]
["HE","T_CASKD-1",3.2374999999999901,3.2374999999999901,3.2374999999999901,40]
["HE","T_CORM_RTK",7.2425372561702996,7.2425372561702996,7.2425372561702996,38]
["HE","T_CORM_RTK",7.2425372561702996,7.2425372561702996,7.2425372561702996,46]
["HE","T_COWBD-1",0.198099999999999,0.198099999999999,0.198099999999999,38]
["HE","T_COWBD-2",6.5683333333333399E-2,6.5683333333333399E-2,6.5683333333333399E-2,36]
["HE","T_COWBD-3",0,0,0,37]
["HE","T_COWBD-4",0.189233333333333,0.189233333333333,0.189233333333333,29]
["HE","T_COWBD-5",6.39333333333333E-2,6.39333333333333E-2,6.39333333333333E-2,27]
["HE","T_COWBD-5",6.39333333333333E-2,6.39333333333333E-2,6.39333333333333E-2,48]
["HE","T_CURRD-2",0.84109999334991004,0.84109999334991004,0.84109999334991004,38]
["HE","T_DALRD-1",3.3161653846153798,3.3161653846153798,3.3161653846153798,25]
["HE","T_DALRD-1",3.3161653846153798,3.3161653846153798,3.3161653846153798,46]
["HE","T_ECCFD-1",0.426933333333332,0.426933333333332,0.426933333333332,31]
["HE","T_EGLSD-1",1.0265142857142799,1.0265142857142799,1.0265142857142799,39]
["HE","T_ELSTR-1",5.1820416666666604,5.1820416666666604,5.1820416666666604,37]
["HE","T_ELSTR-1",5.1820416666666604,5.1820416666666604,5.1820416666666604,45]
["HE","T_ELVAD-1",1.91733333333333,1.91733333333333,1.91733333333333,37]
["HE","T_EXMOSSD-1",6.2539386792452802,6.2539386792452802,6.2539386792452802,35]
["HE","T_FERGD-1",0.50866753329169401,0.50866753329169401,0.50866753329169401,33]
["HE","T_FERGD-1",0.50866753329169401,0.50866753329169401,0.50866753329169401,50]
["HE","T_FERGD-2",1.0997390460313601,1.0997390460313601,1.0997390460313601,33]
["HE","T_FOXJD-1",7.8044776746129196,7.8044776746129196,7.8044776746129196,27]
["HE","T_FOXJD-2",4.0075372817475596,4.0075372817475596,4.0075372817475596,37]
["HE","T_FROD_NR",4.5917686204119601,4.5917686204119601,4.5917686204119601,24]
["HE","T_FROD_NR",4.5917686204119601,4.5917686204119601,4.5917686204119601,45]
["HE","T_GLNG",12.5227083333333,12.5227083333333,12.5227083333333,30]
["HE","T_GNHLD-1",1.8371902839818599,1.8371902839818599,1.8371902839818599,38]
["HE","T_GNHLD-1",1.8371902839818599,1.8371902839818599,1.8371902839818599,43]
["HE","T_GNHLD-2",0.79547200863603795,0.79547200863603795,0.79547200863603795,41]
["HE","T_GNHLD-3",2.7595676398732398,2.7595676398732398,2.7595676398732398,35]
["HE","T_GOWKD-1",0.714767213114749,0.714767213114749,0.714767213114749,34]
["HE","T_GOWKD-1",0.714767213114749,0.714767213114749,0.714767213114749,39]
["HE","T_HARK_NR",2.8447076889513299,2.8447076889513299,2.8447076889513299,49]
["HE","T_HPC-CES",2.4599166666666599,2.4599166666666599,2.4599166666666599,32]
["HE","T_IMPRK-1",0.38731479793275098,0.38731479793275098,0.38731479793275098,26]
["HE","T_IMPRK-1",0.38731479793275098,0.38731479793275098,0.38731479793275098,42]
["HE","T_IMPRK-2",1.0549962603154699,1.0549962603154699,1.0549962603154699,50]
["HE","T_INWID-1",2.8291900000000001,2.8291900000000001,2.8291900000000001,44]
["HE","T_INWID-1",2.8291900000000001,2.8291900000000001,2.8291900000000001,49]
["HE","T_KSGND-1",0,0,0,43]
["HE","T_KSGND-2",10.7669973029312,10.7669973029312,10.7669973029312,42]
["HE","T_LBUZ_RTK",9.2904049016705397,9.2904049016705397,9.2904049016705397,40]
["HE","T_LLWSD-1",7.6561916666666603,7.6561916666666603,7.6561916666666603,34]
["HE","T_LLWSD-1",7.6561916666666603,7.6561916666666603,7.6561916666666603,40]
["HE","T_LONDG-D",6.9191982040003799,6.9191982040003799,6.9191982040003799,38]
["HE","T_LONGB-RTK",5.7396303028787798,5.7396303028787798,5.7396303028787798,32]
["HE","T_MARMD-1",2.2749999999999901,2.2749999999999901,2.2749999999999901,35]
["HE","T_MEADD-1",5.3847051282051197,5.3847051282051197,5.3847051282051197,25]
["HE","T_MEADD-1",5.3847051282051197,5.3847051282051197,5.3847051282051197,50]
["HE","T_MILWWD-1",7.9916666666666594E-2,7.9916666666666594E-2,7.9916666666666594E-2,28]
["HE","T_MILWWD-1",7.9916666666666594E-2,7.9916666666666594E-2,7.9916666666666594E-2,50]
["HE","T_MOSED-1",7.7607739130434696,7.7607739130434696,7.7607739130434696,48]
["HE","T_NWCRS-1",11.0146116044561,11.0146116044561,11.0146116044561,42]
["HE","T_NWCRS-2",7.7865322767448601,7.7865322767448601,7.7865322767448601,41]
["HE","T_OXEN_NR",3.7892150197921102,3.7892150197921102,3.7892150197921102,39]
["HE","T_OXEN_NR",3.7892150197921102,3.7892150197921102,3.7892150197921102,40]
["HE","T_PARHD-1",2.42051999999999,2.42051999999999,2.42051999999999,47]
["HE","T_PATB_RTK",3.9567590483181898,3.9567590483181898,3.9567590483181898,37]
["HE","T_POOBD-1",3.12292173913043,3.12292173913043,3.12292173913043,31]
["HE","T_POOBD-1",3.12292173913043,3.12292173913043,3.12292173913043,40]
["HE","T_PORGD-1",0.34238571428571402,0.34238571428571402,0.34238571428571402,24]
["HE","T_PORGD-1",0.34238571428571402,0.34238571428571402,0.34238571428571402,29]
["HE","T_PUDMD-1",5.6511908757173197,5.6511908757173197,5.6511908757173197,27]
["HE","T_PUDMD-1",5.6511908757173197,5.6511908757173197,5.6511908757173197,49]
["HE","T_PUDMD-2",0,0,0,47]
["HE","T_RAVED-1",8.0975999999999604E-2,8.0975999999999604E-2,8.0975999999999604E-2,45]
["HE","T_RYHAD-1",3.16160893022687,3.16160893022687,3.16160893022687,32]
["HE","T_RYHAD-1",3.16160893022687,3.16160893022687,3.16160893022687,45]
["HE","T_RYHAD-2",0,0,0,39]
["HE","T_SACOD-1",0.30455384615384501,0.30455384615384501,0.30455384615384501,46]
["HE","T_SCCL-4",20.171374999999902,20.171374999999902,20.171374999999902,36]
["HE","T_SELL-1",7.8351377489973801,7.8351377489973801,7.8351377489973801,30]
["HE","T_SELL-1",7.8351377489973801,7.8351377489973801,7.8351377489973801,39]
["HE","T_SFGSD-1",14.556959999999901,14.556959999999901,14.556959999999901,34]
["HE","T_SFGSD-2",2.2571999999999998E-2,2.2571999999999998E-2,2.2571999999999998E-2,28]
["HE","T_SINGL1",7.1005835259493502,7.1005835259493502,7.1005835259493502,26]
["HE","T_SINGL1",7.1005835259493502,7.1005835259493502,7.1005835259493502,44]
["HE","T_SNDND-1",1.5074938935537501,1.5074938935537501,1.5074938935537501,46]
["HE","T_SNDND-2",2.3012759768300199,2.3012759768300199,2.3012759768300199,24]
["HE","T_STBRD-1",2.5578227409708099,2.5578227409708099,2.5578227409708099,31]
["HE","T_STBRD-1",2.5578227409708099,2.5578227409708099,2.5578227409708099,44]
["HE","T_STFERGD-1",1.5596666666666601,1.5596666666666601,1.5596666666666601,38]
["HE","T_THNJD-1",0,0,0,36]
["HE","T_THNJD-2",2.6129464967538798,2.6129464967538798,2.6129464967538798,32]
["HE","T_THNJD-2",2.6129464967538798,2.6129464967538798,2.6129464967538798,36]
["HE","T_TINSD-1",16.373583333333301,16.373583333333301,16.373583333333301,34]
["HE","T_TODSD-1",1.9506666666666601,1.9506666666666601,1.9506666666666601,25]
["HE","T_TONTED-1",0.42248133994326698,0.42248133994326698,0.42248133994326698,27]
["HE","T_UNPKD-1",1.63333333333333E-2,1.63333333333333E-2,1.63333333333333E-2,25]
["HE","T_UNPKD-1",1.63333333333333E-2,1.63333333333333E-2,1.63333333333333E-2,43]
["HE","T_UNPKD-2",1.3475000000000001E-2,1.3475000000000001E-2,1.3475000000000001E-2,25]
["HE","T_UNPKD-2",1.3475000000000001E-2,1.3475000000000001E-2,1.3475000000000001E-2,50]
["HE","T_UNPKD-3",0.84810833333333302,0.84810833333333302,0.84810833333333302,44]
["HE","T_UNPKD-4",0.20218333333333299,0.20218333333333299,0.20218333333333299,44]
["HE","T_WHISTLD-1",3.1967385826771602,3.1967385826771602,3.1967385826771602,37]
["HE","T_WHISTLD-1",3.1967385826771602,3.1967385826771602,3.1967385826771602,42]
["HE","T_WILCT-1",3.5186666666666602,3.5186666666666602,3.5186666666666602,37]
["HE","T__HYELT002",0,0,0,35]
["HE","T__KYELT003",0.79304166666666598,0.79304166666666598,0.79304166666666598,33]
["HE","T__MYELT001",0.73850000000000005,0.73850000000000005,0.73850000000000005,24]
["HE","UPPB_1",14.772157478881001,-32.351605184325301,-16.5525352544079,26]
["HE","UPPB_1",16.3969383548745,-31.394653684380401,-15.5528554198313,31]
["HE","UPPB_3",9.4181090987530105,-4.5426940664878197,-3.51356855646317,25]
["HE","USKM_1",34.426248209660599,-26.6784603042105,-19.088167762437202,29]
["HE","USKM_1",73.565661850416603,-19.403993704211,-10.113423606655701,49]
["HE","WABO",0,0,0,43]
["HE","WABO",0,0,0,49]
["HE","WALH_1",315.62205924932903,140.00048231174401,139.643732438017,47]
["HE","WALP_1",75.116579335354899,-34.227790800863197,-1.88040571301001,41]
["HE","WALP_B",31.604019497424002,-13.768874268829901,-6.7788986764330197,36]
["HE","WARL_1",54.766853278281303,33.827438792911899,47.074046764248699,34]
["HE","WASF_1",34.709948655633802,7.3109975059000902,12.4893462821952,32]
["HE","WASF_1",37.6941793680232,7.9770995932697701,14.105818913478901,37]
["HE","WATFS_1",119.621616130516,33.807903074576899,55.982914091544302,41]
["HE","WBOL_6",25.260636065484501,63.494331913001297,59.503089215692697,30]
["HE","WBUR_1",4.9856477050340002,-32.562447691872997,-10.0959031521854,24]
["HE","WESA_H",7.4189329353559197,5.3339247716612901,7.0362386279713602,28]
["HE","WESA_H",17.400656004906399,7.4260365340896399,10.169570378382,48]
["HE","WFIE",0.93571935269837503,6.5696224311283996E-2,0.10871290892676699,42]
["HE","WFIE",1.16473636076812,7.2363435833084494E-2,0.11868680374900401,48]
["HE","WGEO",0,0,0,37]
["HE","WGEO",0,0,0,38]
["HE","WGEO",0,0,0,39]
["HE","WGEO",0,0,0,40]
["HE","WGEO",0,0,0,41]
["HE","WGEO",0,0,0,42]
["HE","WGEO",0,0,0,43]
["HE","WGEO",0,0,0,44]
["HE","WGEO",0,0,0,45]
["HE","WGEO",0,0,0,46]
["HE","WGEO",0,0,0,47]
["HE","WGEO",0,0,0,48]
["HE","WGEO",0,0,0,49]
["HE","WGEO",0,0,0,50]
["HE","WHAM_1",-11.1109841555975,3.58252899976197,21.379647787690601,24]
["HE","WHAM_1",-11.116082401076,3.5439956009890001,23.126648200122801,25]
["HE","WHAM_1",-11.069573151111999,3.5814940150101502,23.274432674387501,26]
["HE","WHAM_1",-10.9789500749217,3.6228408315717302,23.504360122686101,27]
["HE","WHAM_1",-10.968544163462701,3.5711443315197702,23.428578612122699,28]
["HE","WHAM_1",-10.7294341513426,3.6523041157548,23.831480810991401,29]
["HE","WHAM_1",-10.5608111442503,3.6317712152933099,23.941715071698201,30]
["HE","WHAM_1",-10.2213689302594,3.6862386349914802,24.350698779258199,31]
["HE","WHAM_1",-9.9530086448952204,3.7150089353779401,24.734424433152299,32]
["HE","WHAM_1",-9.6819935131144295,3.7681698446751901,25.1570004657354,33]
["HE","WHAM_1",-9.3372624144629501,3.8193693163077298,25.577577516287501,34]
["HE","WHAM_1",-9.0062660413944595,3.8731494653630798,26.042771420037301,35]
["HE","WHAM_1",-8.5653641587068297,3.9812403083844399,26.7098478627696,36]
["HE","WHAM_1",-8.1665043309781105,4.0813061850891703,27.327652609249199,37]
["HE","WHAM_1",-7.81084464872003,4.1773695615760698,27.907156385781001,38]
["HE","WHAM_1",-7.4752367980994103,4.2755149976644304,28.514446115915302,39]
["HE","WHAM_1",-7.1542245888354001,4.3794788148879098,29.155278538933299,40]
["HE","WHAM_1",-6.8988378601489,4.4767987897938397,29.713600328770699,41]
["HE","WHAM_1",-6.6767904860450198,4.5655172949840201,30.2731168966267,42]
["HE","WHAM_1",-6.4738224764063297,4.6627161273708602,31.057204245065599,43]
["HE","WHAM_1",-6.29580016674951,4.7535938151479096,31.3371353696032,44]
["HE","WHAM_1",-6.1597476639910003,4.8302947996003196,31.7986170685713,45]
["HE","WHAM_1",-6.04112620820381,4.8939269477690601,32.315567395782502,46]
["HE","WHAM_1",-5.9338361510430202,4.9809932855207997,33.1576362803427,47]
["HE","WHAM_1",-5.8355016151154704,5.03195318158786,32.802406438365097,48]
["HE","WHAM_1",-5.7468306837757002,5.1056442551625496,34.482459170655602,49]
["HE","WHAM_1",-5.6577832888785897,5.1802562606680604,33.826315029037502,50]
["HE","WHGA_1",43.919422532396403,26.6540397947015,32.501808992685497,24]
["HE","WHGA_1",43.333593724770701,26.1769096653898,34.563201224926402,25]
["HE","WHGA_1",43.153942184355301,26.312335840614601,34.662145801106199,26]
["HE","WHGA_1",43.195697619580898,26.502025660171999,34.9419394720436,27]
["HE","WHGA_1",43.0253200380808,26.141455330382701,34.903920508252597,28]
["HE","WHGA_1",43.569799741514203,26.658836171770002,35.450647955712903,29]
["HE","WHGA_1",43.966053430633302,26.4933507996044,35.656838581347003,30]
["HE","WHGA_1",45.007802639820497,26.851262863804401,36.236748766168198,31]
["HE","WHGA_1",45.966780113519398,27.051524857531401,36.8451393828026,32]
["HE","WHGA_1",47.085960354222301,27.388242102626901,37.498773598047599,33]
["HE","WHGA_1",48.638617027764603,27.715987708309299,38.175826242451997,34]
["HE","WHGA_1",50.261578255659799,28.091431053884801,38.903630182868199,35]
["HE","WHGA_1",52.794948073351399,28.850730888869698,39.917888012446902,36]
["HE","WHGA_1",55.447448968045101,29.530473514212201,40.887457536545,37]
["HE","WHGA_1",58.144483955080901,30.1888023410669,41.768206187950597,38]
["HE","WHGA_1",60.984658855317399,30.854847307541799,42.687626379454898,39]
["HE","WHGA_1",64.067446881600006,31.527281851906199,43.683092781075999,40]
["HE","WHGA_1",66.597203427223505,32.198328629827898,44.532998218184701,41]
["HE","WHGA_1",69.024899733305602,32.808235764250099,45.319070099101801,42]
["HE","WHGA_1",71.485445215649605,33.487746695428797,46.113292278685897,43]
["HE","WHGA_1",73.856227729212705,34.111450823229902,46.875271203125997,44]
["HE","WHGA_1",75.845905249320495,34.635420452768003,47.499578118232897,45]
["HE","WHGA_1",77.620619361073196,35.096224608145498,48.017693655204702,46]
["HE","WHGA_1",79.293143449422999,35.542665098849596,48.530196755969598,47]
["HE","WHGA_1",80.881695076674106,36.031770584339,49.0897636063346,48]
["HE","WHGA_1",82.351541665225199,36.511348775397103,49.6400370729136,49]
["HE","WHGA_1",83.871253915597805,37.035265574104301,50.256539668294401,50]
["HE","WHHO",0.15153800518947899,0.97652915787184003,1.3709839145026901,24]
["HE","WHHO",0.150756035055265,0.96413005402254504,1.46456332447948,25]
["HE","WHHO",0.15048882088543999,0.96272298985259297,1.4641839744724501,26]
["HE","WHHO",0.15087699135792401,0.96262080579586196,1.4696698585567001,27]
["HE","WHHO",0.15231119470042501,0.96270507342991196,1.4760224717855801,28]
["HE","WHHO",0.15472693685479899,0.97023197518943105,1.49048060820942,29]
["HE","WHHO",0.15811805948612501,0.97657378690238505,1.5067274568000499,30]
["HE","WHHO",0.16377949555745999,0.98823301065389402,1.52992633603027,31]
["HE","WHHO",0.16987054229764001,1.0025480643153999,1.5595775343532401,32]
["HE","WHHO",0.176720066891043,1.01420360468865,1.5848664595491699,33]
["HE","WHHO",0.18469688823993699,1.0254945732309599,1.61059919414606,34]
["HE","WHHO",0.19348568666681801,1.0391690308591599,1.63976579849975,35]
["HE","WHHO",0.20500750466043599,1.0673348142118499,1.68176129350348,36]
["HE","WHHO",0.21726973938893801,1.09293416460265,1.7210147059351999,37]
["HE","WHHO",0.23028838785874201,1.1181605184577299,1.75781097296833,38]
["HE","WHHO",0.24433110587402199,1.1433288707095699,1.7958398919740099,39]
["HE","WHHO",0.25974919771737698,1.16968925295058,1.83649096230838,40]
["HE","WHHO",0.272426884829442,1.1940598789107899,1.8710760215483899,41]
["HE","WHHO",0.28456825636291599,1.21570569446854,1.9026032883122399,42]
["HE","WHHO",0.29662800146760598,1.2403990308591699,1.9356063134772099,43]
["HE","WHHO",0.30834424871656702,1.2637492336998699,1.9671825247257799,44]
["HE","WHHO",0.31832709680528098,1.2829670244164499,1.9933544908313601,45]
["HE","WHHO",0.327179806521813,1.29952791393054,2.0154530268363402,46]
["HE","WHHO",0.335588942642215,1.3164404511213199,2.0373818387999099,47]
["HE","WHHO",0.343728837335187,1.3343786604355099,2.0612433062089401,48]
["HE","WHHO",0.35130243696788199,1.3520299206164801,2.0847845079769902,49]
["HE","WHHO",0.35903979252957802,1.3712281886861699,2.11066249403452,50]
["HE","WIBA_3",1.5489844680643301,-0.81200158291214897,-1.35099866553579,24]
["HE","WIBA_3",1.5303673785143099,-0.82642600111860198,-1.2660198598868699,25]
["HE","WIBA_3",1.5265587208761799,-0.82359207602372897,-1.2635602270352599,26]
["HE","WIBA_3",1.53108438356905,-0.81869560535596198,-1.2558865684965299,27]
["HE","WIBA_3",1.53070834474702,-0.83133715222668603,-1.2608847843709701,28]
["HE","WIBA_3",1.55520779381439,-0.81749192642737101,-1.24384531900338,29]
["HE","WIBA_3",1.5760626254796599,-0.82344833290005204,-1.24060508071275,30]
["HE","WIBA_3",1.61909355532373,-0.81491154000208299,-1.22356047609477,31]
["HE","WIBA_3",1.6578668050324401,-0.81151999970220301,-1.2077649191900399,32]
["HE","WIBA_3",1.70215396664699,-0.80294174314868005,-1.1902790660367499,33]
["HE","WIBA_3",1.7624197901363901,-0.79481683585404606,-1.1731097436829701,34]
["HE","WIBA_3",1.82541484117584,-0.78637103703890698,-1.1547595826478101,35]
["HE","WIBA_3",1.92280578361544,-0.76708395642900296,-1.12776893249552,36]
["HE","WIBA_3",2.02455625061185,-0.75004864733451604,-1.10379427927416,37]
["HE","WIBA_3",2.12777429859291,-0.73439161425163302,-1.08130676259989,38]
["HE","WIBA_3",2.2359816346866102,-0.71903762118686099,-1.0606788070022499,39]
["HE","WIBA_3",2.35290451190567,-0.70281140897220196,-1.03789610920732,40]
["HE","WIBA_3",2.44748005704438,-0.68806427910096002,-1.0186286327921901,41]
["HE","WIBA_3",2.5378100931084,-0.67527062879784605,-0.99653382240632105,42]
["HE","WIBA_3",2.6282518874952201,-0.66141541188568698,-0.95620432518137199,43]
["HE","WIBA_3",2.7143590968032201,-0.64868850900488895,-0.96156383307299098,44]
["HE","WIBA_3",2.7858363613799701,-0.63839858531139904,-0.945926321766828,45]
["HE","WIBA_3",2.8486388604332502,-0.630222888197703,-0.92333542613168396,46]
["HE","WIBA_3",2.9074881688985599,-0.61640834413920997,-0.87893747311811099,47]
["HE","WIBA_3",2.9628507080667101,-0.61302075834777603,-0.918223370325984,48]
["HE","WIBA_3",3.0138555908587801,-0.60413396783177498,-0.81728572834625102,49]
["HE","WIBA_3",3.0666736509166301,-0.59564815826208695,-0.86892736007331295,50]
["HE","WIEN_1",14.0266131885887,8.4293991731269102,13.414886932787599,24]
["HE","WIEN_1",13.896121115281399,8.2618166519392595,14.197033529029399,25]
["HE","WIEN_1",13.8831377732569,8.28358033622143,14.2218174110939,26]
["HE","WIEN_1",13.956225843996,8.3267292423658201,14.3255490942734,27]
["HE","WIEN_1",14.059730762358001,8.2060908171577296,14.313833428325299,28]
["HE","WIEN_1",14.4246691261308,8.3468078984851193,14.527128995206899,29]
["HE","WIEN_1",14.8782034412346,8.2884428829217303,14.609293314704701,30]
["HE","WIEN_1",15.593564755043101,8.3819959392032306,14.8378599383725,31]
["HE","WIEN_1",16.298934195810901,8.4279969583633996,15.0824469679816,32]
["HE","WIEN_1",17.153902912019401,8.5192770691919595,15.3452653003779,33]
["HE","WIEN_1",18.217444649361401,8.6081929248791305,15.6196013623968,34]
["HE","WIEN_1",19.336500816813501,8.70920900646761,15.9131038877662,35]
["HE","WIEN_1",20.7755345096894,8.9300057775005808,16.323508822913698,36]
["HE","WIEN_1",22.277323145458599,9.1293498248903102,16.717822255192399,37]
["HE","WIEN_1",23.818363083993098,9.3221322448159807,17.074231443059599,38]
["HE","WIEN_1",25.431221746622999,9.5176823141084501,17.446116408490902,39]
["HE","WIEN_1",27.147336449688201,9.7219628404138003,17.852269610696599,40]
["HE","WIEN_1",28.5464237968445,9.9244605049747392,18.198419150719602,41]
["HE","WIEN_1",29.856689541678598,10.107849002491401,18.518330831022201,42]
["HE","WIEN_1",31.1279997831593,10.3143087100014,18.841027954321,43]
["HE","WIEN_1",32.344370181301599,10.507277473136099,19.1522954641149,44]
["HE","WIEN_1",33.350992447496601,10.669165778518201,19.406178578905799,45]
["HE","WIEN_1",34.239996133215499,10.8085371814994,19.6163215648834,46]
["HE","WIEN_1",35.055557455811901,10.9459176275227,19.8235010836468,47]
["HE","WIEN_1",35.806302605194098,11.096910841373401,20.049783658188002,48]
["HE","WIEN_1",36.477438023575303,11.244068765904601,20.2715451317336,49]
["HE","WIEN_1",37.1568391026467,11.4060706984367,20.521306441515499,50]
["HE","WILL_1",26.267873811304,-32.858993782330799,-18.115877267241402,24]
["HE","WILL_1",26.052691413256401,-33.438603603329099,-16.9033275889586,25]
["HE","WILL_1",26.028787692998399,-33.100032321606498,-16.823844545409901,26]
["HE","WILL_1",26.1593646059222,-32.788272200640002,-16.635357268543501,27]
["HE","WILL_1",26.228660880343899,-33.173872068927601,-16.605146888490498,28]
["HE","WILL_1",26.736224084166199,-32.301583674455799,-16.2774668438026,29]
["HE","WILL_1",27.242092105886101,-32.431940841888903,-16.089970926365702,30]
["HE","WILL_1",28.157165995720899,-31.789984299685401,-15.754049622484301,31]
["HE","WILL_1",29.002308201779002,-31.349167568545901,-15.3821082859476,32]
["HE","WILL_1",29.9601960651209,-30.840384846547799,-15.0216379358337,33]
["HE","WILL_1",31.213466768506098,-30.357762545312301,-14.6569222713381,34]
["HE","WILL_1",32.507832268458301,-29.777017884315001,-14.291807819300899,35]
["HE","WILL_1",34.307887689262401,-28.8295643752414,-13.853625100816799,36]
["HE","WILL_1",36.1478623625339,-28.073054074599401,-13.4470609797787,37]
["HE","WILL_1",37.968394890720099,-27.369757860453898,-13.110198241522699,38]
["HE","WILL_1",39.8307317080641,-26.703490451862901,-12.7775898797401,39]
["HE","WILL_1",41.807710342399197,-26.1528693282497,-12.441267188131199,40]
["HE","WILL_1",43.464319018226902,-25.5791922667451,-12.1764437889455,41]
["HE","WILL_1",45.019930889220298,-25.0759728698714,-11.9388404644444,42]
["HE","WILL_1",46.574394717839198,-24.5462089919227,-11.722138453017999,43]
["HE","WILL_1",48.008330157767901,-24.114817927110501,-11.522198720127101,44]
["HE","WILL_1",49.152780641715196,-23.7648724000742,-11.373085236522,45]
["HE","WILL_1",50.163264436409797,-23.427144675877599,-11.251287102048201,46]
["HE","WILL_1",51.101218445481003,-23.145496335335,-11.133860718994001,47]
["HE","WILL_1",51.961773923458502,-22.844373045289299,-11.0148779211536,48]
["HE","WILL_1",52.743804247956398,-22.556500892356699,-10.900300544796901,49]
["HE","WILL_1",53.5663865822223,-22.250109378172802,-10.768302341362199,50]
["HE","WIMBN1",20.519710993583299,-4.9684235603635596,3.1987611374129998,24]
["HE","WIMBN1",20.269747413846002,-5.0644331142688301,3.3878697073990098,25]
["HE","WIMBN1",20.2207212246174,-5.0537883298433304,3.3899204932379798,26]
["HE","WIMBN1",20.2789473905063,-5.0322921737007,3.4044904650366798,27]
["HE","WIMBN1",20.3197135621221,-5.1162670050861996,3.3835021698381098,28]
["HE","WIMBN1",20.7599564819593,-5.0396799263514103,3.4245924958464502,29]
["HE","WIMBN1",21.267281131047099,-5.0788707200393102,3.4291799170494901,30]
["HE","WIMBN1",22.079094669646199,-5.0332417112992296,3.4714987167667499,31]
["HE","WIMBN1",22.827244345941399,-5.0182826158139999,3.51063934309835,32]
["HE","WIMBN1",23.727623932105299,-4.9705123256977402,3.5564460771291002,33]
["HE","WIMBN1",24.869461991624501,-4.9251467654445102,3.6025600606725501,34]
["HE","WIMBN1",26.041057219864101,-4.87832120785201,3.6536184404186298,35]
["HE","WIMBN1",27.634641979935701,-4.7638324101404397,3.7345653348241301,36]
["HE","WIMBN1",29.2417775801357,-4.6619596095342004,3.8093895498248802,37]
["HE","WIMBN1",30.8332908469798,-4.5682500114093401,3.87982563990662,38]
["HE","WIMBN1",32.459066697986302,-4.4760660486625099,3.9537937014072302,39]
["HE","WIMBN1",34.161601952939399,-4.3764392033300599,4.0358865784204703,40]
["HE","WIMBN1",35.635948432543998,-4.2860092253290301,4.1079887858612798,41]
["HE","WIMBN1",37.004178251839903,-4.2076996851631803,4.1738175019408201,42]
["HE","WIMBN1",38.345020615446103,-4.1222104763320004,4.2444976171312998,43]
["HE","WIMBN1",39.619650516156902,-4.0428245533540696,4.3126914461762098,44]
["HE","WIMBN1",40.655374689049999,-3.9787073838267601,4.3713712192010501,45]
["HE","WIMBN1",41.581387917232099,-3.9283258027114698,4.4196010850642899,46]
["HE","WIMBN1",42.425172022720297,-3.8768520930888002,4.4673891386006703,47]
["HE","WIMBN1",43.199298387774697,-3.8218099037163502,4.5218337409250902,48]
["HE","WIMBN1",43.8819144807714,-3.76954501415943,4.5752614959784603,49]
["HE","WIMBN1",44.569974056149299,-3.7137269860162601,4.6330393591269097,50]
["HE","WIMBS1",96.667833905523594,-22.0449871936402,-6.2783083702798503,24]
["HE","WIMBS1",95.548749972487698,-22.483536653171001,-5.9000460258171401,25]
["HE","WIMBS1",95.355971250422996,-22.3769050318373,-5.8937767478049903,26]
["HE","WIMBS1",95.648350633547295,-22.282371266996002,-5.8641246115550896,27]
["HE","WIMBS1",95.838690141244896,-22.670944551889701,-5.9030517910729197,28]
["HE","WIMBS1",98.013787147828893,-22.270040740967801,-5.8198856744633103,29]
["HE","WIMBS1",100.59184578030801,-22.4221276338106,-5.7946501842770299,30]
["HE","WIMBS1",104.612253127326,-22.158621792639501,-5.7096891322381396,31]
["HE","WIMBS1",108.349385486139,-22.027568018510099,-5.6245858637276198,32]
["HE","WIMBS1",112.826975692305,-21.781763534375798,-5.5339948906809502,33]
["HE","WIMBS1",118.469525099783,-21.547609723377501,-5.4432734169015697,34]
["HE","WIMBS1",124.25281087852299,-21.286340583974599,-5.3485321464120403,35]
["HE","WIMBS1",132.01670868726799,-20.7390957407526,-5.2163887910145403,36]
["HE","WIMBS1",139.84480500148501,-20.2709440448759,-5.0968211394066101,37]
["HE","WIMBS1",147.57384663373901,-19.837986474832199,-4.9924367312227602,38]
["HE","WIMBS1",155.435559873995,-19.4174958345466,-4.8877063950256501,39]
["HE","WIMBS1",163.660293466854,-19.000010706479799,-4.7775905345437399,40]
["HE","WIMBS1",170.79272871628501,-18.602602505490701,-4.6871143688108496,41]
["HE","WIMBS1",177.396055268629,-18.2571815522174,-4.6068765124861404,42]
["HE","WIMBS1",183.874641335413,-17.883263154790299,-4.5272504445244799,43]
["HE","WIMBS1",189.96928605362501,-17.549240278951899,-4.4530690684612599,44]
["HE","WIMBS1",194.882140039391,-17.279229611547699,-4.3935607749642998,45]
["HE","WIMBS1",199.295661734096,-17.0525571055407,-4.3456995951917499,46]
["HE","WIMBS1",203.31522382736699,-16.835972556680201,-4.2994529323213797,47]
["HE","WIMBS1",206.97546952156699,-16.6040246498915,-4.2493612465985802,48]
["HE","WIMBS1",210.19586993531499,-16.383885480290399,-4.2013731612120901,49]
["HE","WIMBS1",213.46404854485201,-16.1481906297569,-4.1492030250662504,50]
["HE","WIOW_P",0.94305671816796499,0.32973960787602802,0.443914775180347,24]
["HE","WIOW_P",0.937022671646625,0.33968096721629898,0.50987116943252697,25]
["HE","WIOW_P",0.93393227391858902,0.37468256229770502,0.52630081020145403,26]
["HE","WIOW_P",0.93477311912957295,0.36921154643152299,0.53940582236227996,27]
["HE","WIOW_P",0.94082088600939295,0.35476418661465098,0.55622404135321302,28]
["HE","WIOW_P",0.95246930203821001,0.37221606761124099,0.53298751959032298,29]
["HE","WIOW_P",0.96902573553794602,0.325235662262571,0.58951297879211895,30]
["HE","WIOW_P",0.99852549130034396,0.32902213341236702,0.59627939683917897,31]
["HE","WIOW_P",1.0310051537498901,0.33370890801196101,0.59039994857834199,32]
["HE","WIOW_P",1.0674729401637399,0.33757663144622002,0.51956780296917504,33]
["HE","WIOW_P",1.1101480169011499,0.34131292786283102,0.62987596049566597,34]
["HE","WIOW_P",1.1575728563883501,0.34574314489994401,0.52383379006334796,35]
["HE","WIOW_P",1.2276040455186299,0.35503232000578999,0.53677362332793999,36]
["HE","WIOW_P",1.30388737248086,0.36356102627770198,0.72481607203230602,37]
["HE","WIOW_P",1.3866818424621199,0.37194998628117099,7.2099185711021798,38]
["HE","WIOW_P",1.47763088088811,0.38033999767323601,0.57179969677044595,39]
["HE","WIOW_P",1.57896086060506,0.38930018695286001,0.58434636332105105,40]
["HE","WIOW_P",1.65874160062996,0.39744101034685098,0.918424314981232,41]
["HE","WIOW_P",1.7359290321452301,0.40466598578176199,7.5719312601916302,42]
["HE","WIOW_P",1.81326095737367,0.41290287120853397,33.786265447744299,43]
["HE","WIOW_P",1.8892328336987601,0.42076513549495997,7.3950045323584401,44]
["HE","WIOW_P",1.95514152430318,0.42723842862780098,10.256374445394499,45]
["HE","WIOW_P",2.01391688673493,0.432710208541839,23.817953088503799,46]
["HE","WIOW_P",2.07007713137858,6.1076031150674499,62.935064689973998,47]
["HE","WIOW_P",2.1248576813595799,0.44446615624588398,0.65555590666011299,48]
["HE","WIOW_P",2.1762907333315802,0.93373700154266404,101.588208643059,49]
["HE","WIOW_P",2.2289456443370601,0.45689704784496099,16.1704317233878,50]
["HE","WISD_1",-2.5644225315386899,-19.455041899626298,7.2229012057287596,24]
["HE","WISD_1",-2.5743157447579201,-19.7606122563122,7.7481062216052399,25]
["HE","WISD_1",-2.5653121779032801,-19.590321370409502,7.7761902331263304,26]
["HE","WISD_1",-2.54521185002285,-19.453172607571702,7.8278745056940702,27]
["HE","WISD_1",-2.53256349148662,-19.797986561243899,7.7604973007939302,28]
["HE","WISD_1",-2.4582760403618802,-19.396888947926598,7.8887077815418696,29]
["HE","WISD_1",-2.3786894661648499,-19.517144046711898,7.9343389416775398,30]
["HE","WISD_1",-2.2647241211840998,-19.2545684718852,8.0684165473539498,31]
["HE","WISD_1",-2.1686160758197701,-19.120598934301501,8.2047854208495199,32]
["HE","WISD_1",-2.0649025902315699,-18.8763615772226,8.3517544869128209,33]
["HE","WISD_1",-1.9484118085579101,-18.645853315297799,8.5022342606631298,34]
["HE","WISD_1",-1.84194900134549,-18.399898890554098,8.6652394377384692,35]
["HE","WISD_1",-1.7202796435255501,-17.905295148385498,8.8926404009015894,36]
["HE","WISD_1",-1.61445722025733,-17.477616627848899,9.1081905026818006,37]
["HE","WISD_1",-1.52299036802426,-17.0846241836174,9.30565682883657,38]
["HE","WISD_1",-1.44045427518925,-16.7023668164246,9.5119811712121702,39]
["HE","WISD_1",-1.3643118536691701,-16.3203849098973,9.7329937199181504,40]
["HE","WISD_1",-1.3025262816282901,-15.968275092129501,9.9224141639352101,41]
["HE","WISD_1",-1.25093703127456,-15.6616691220914,10.0976760178484,42]
["HE","WISD_1",-1.2050766381878599,-15.3345041002115,10.275699691582201,43]
["HE","WISD_1",-1.1654572623462001,-15.0422166957066,10.4452893562254,44]
["HE","WISD_1",-1.13576125782009,-14.8054290353836,10.5854665391987,45]
["HE","WISD_1",-1.1097262563149899,-14.610547319919901,10.7021571633775,46]
["HE","WISD_1",-1.0870601407103999,-14.419135342699599,10.818111081693701,47]
["HE","WISD_1",-1.06724814825339,-14.215699380042301,10.944951314512601,48]
["HE","WISD_1",-1.0503670606381099,-14.0202579332111,11.070244084822299,49]
["HE","WISD_1",-1.0337908393978099,-13.814585345193301,11.209360005927699,50]
["HE","WISD_6",1.10258223023182,0.21618149675562401,-5.9449627583485001E-2,24]
["HE","WISD_6",1.0993151177128699,0.212917155084514,-5.5040587174256903E-2,25]
["HE","WISD_6",1.1034478847421101,0.21514176993947101,-5.4841381559085099E-2,26]
["HE","WISD_6",1.1119907768136299,0.21657823127123499,-5.4506656151872702E-2,27]
["HE","WISD_6",1.1163519373951101,0.21229101527250599,-5.5030642477671698E-2,28]
["HE","WISD_6",1.1483909091168401,0.216703787197294,-5.4166390147967799E-2,29]
["HE","WISD_6",1.18341541019727,0.215388428324785,-5.3938600714372099E-2,30]
["HE","WISD_6",1.23812928010297,0.21836195492451499,-5.3084013207622897E-2,31]
["HE","WISD_6",1.28836791831569,0.21992971648836401,-5.2285466202240997E-2,32]
["HE","WISD_6",1.3470033673600501,0.22281100825046901,-5.1429253670209098E-2,33]
["HE","WISD_6",1.41986168577664,0.22559793030387501,-5.0593769757969899E-2,34]
["HE","WISD_6",1.4944642402031201,0.22862413122554701,-4.9706079537525497E-2,35]
["HE","WISD_6",1.590564000024,0.23482503382991701,-4.8463995770080599E-2,36]
["HE","WISD_6",1.68602151281553,0.24049586682245899,-4.73608699958534E-2,37]
["HE","WISD_6",1.7795031799765999,0.24595818011571199,-4.6379941345519801E-2,38]
["HE","WISD_6",1.8743096517121201,0.25151930609350598,-4.5394304536926298E-2,39]
["HE","WISD_6",1.97188665720528,0.257337842047482,-4.4380863899204898E-2,40]
["HE","WISD_6",2.0595432351746199,0.26292325836248098,-4.35409140138696E-2,41]
["HE","WISD_6",2.1398343958669299,0.26800444446556698,-4.2795533483536201E-2,42]
["HE","WISD_6",2.2169740062127699,0.27362449904247899,-4.2047283424475203E-2,43]
["HE","WISD_6",2.2889600794343301,0.27885956766034398,-4.1360266962341997E-2,44]
["HE","WISD_6",2.346799115699,0.28326786682944199,-4.07990341425057E-2,45]
["HE","WISD_6",2.4001140733864101,0.28699960049217199,-4.0345132382215203E-2,46]
["HE","WISD_6",2.4488282677748701,0.29078129790978202,-3.9902773605582802E-2,47]
["HE","WISD_6",2.4934640030794601,0.29490198802358603,-3.9422104321777798E-2,48]
["HE","WISD_6",2.5331290047622299,0.298983837850961,-3.8957958347905303E-2,49]
["HE","WISD_6",2.5732745705272699,0.30338567144224998,-3.8462711844992101E-2,50]
["HE","WISH",0.39595771579287498,0.95613214163930804,1.34234782009293,24]
["HE","WISH",0.392595443177294,0.94190841866161201,1.42760558179139,25]
["HE","WISH",0.39133765152841599,1.5086199020047699,2.0006820268092,26]
["HE","WISH",0.392119441838164,1.5583809999523,2.2742425224197298,27]
["HE","WISH",0.39614406878897601,1.4738485374222901,2.7113872876999201,28]
["HE","WISH",0.402277059751245,1.7697282019020699,2.3544710081051199,29]
["HE","WISH",0.41121250940442,0.954329830609422,3.3864565411771999,30]
["HE","WISH",0.42653098625067198,0.96659708047096804,3.40586603507426,31]
["HE","WISH",0.44316423041500502,0.98137119004297901,3.3082175712194699,32]
["HE","WISH",0.46228603571747201,0.993033376430148,1.82899319548455,33]
["HE","WISH",0.48488205349568297,1.0043999730253399,4.3289511449754299,34]
["HE","WISH",0.50975333187781102,1.0187995343659799,1.6354369568227001,35]
["HE","WISH",0.54152285618607698,1.0471477855197799,1.6809709145473899,36]
["HE","WISH",0.57538611342679002,1.07231834271727,1.7431081291121999,37]
["HE","WISH",0.61123149435364899,1.0972278106517701,2.42198727314869,38]
["HE","WISH",0.64974601368877805,1.1219389421547601,1.8055854851916999,39]
["HE","WISH",0.69204999695597202,1.14658024346175,1.8494689614726401,40]
["HE","WISH",0.72715994536651196,1.1703277227043301,1.9104386746186801,41]
["HE","WISH",0.76072490087545597,1.19146577134095,2.4176734650414402,42]
["HE","WISH",0.79422256719116302,1.21558750825289,4.1722945342136697,43]
["HE","WISH",0.82665657424533201,1.2378650863285099,2.4118753765830001,44]
["HE","WISH",0.85423015861763896,1.2561852840592,2.61084811775831,45]
["HE","WISH",0.87873249653405705,1.2727192347205101,3.45828616617134,46]
["HE","WISH",0.90191526685548895,1.6324653951722301,5.8141353650292604,47]
["HE","WISH",0.92412010240036302,1.3058405996304401,2.0782181745808699,48]
["HE","WISH",0.94460837278982601,1.3511594083256899,8.0493923266350205,49]
["HE","WISH",0.96555550769871501,1.34085728828818,3.03061500405214,50]
["HE","WMEL_1",-5.50241296529608,-64.619191970404302,-32.309506745811902,24]
["HE","WMEL_1",-5.5701688645494896,-65.695636610942202,-30.137361154542202,25]
["HE","WMEL_1",-5.5917871479523802,-65.272429778031807,-30.0091365155909,26]
["HE","WMEL_1",-5.5851626608503997,-64.726959808818293,-29.709413606901201,27]
["HE","WMEL_1",-5.6134480332506396,-65.575175171564595,-29.682425011269,28]
["HE","WMEL_1",-5.5527673123741099,-64.195003266677006,-29.162569498505899,29]
["HE","WMEL_1",-5.5261164701548102,-64.570670012611103,-28.9324603051395,30]
["HE","WMEL_1",-5.4234978463682104,-63.634037537292897,-28.405100906632299,31]
["HE","WMEL_1",-5.3401249870067202,-63.106901365137801,-27.855486706883301,32]
["HE","WMEL_1",-5.2521197633477303,-62.273144029814503,-27.300626533494,33]
["HE","WMEL_1",-5.1208605089845403,-61.483475614869,-26.745059596319301,34]
["HE","WMEL_1",-4.98955351088585,-60.603526006509099,-26.175707243710299,35]
["HE","WMEL_1",-4.7797635480846097,-58.921246368223898,-25.446480074407599,36]
["HE","WMEL_1",-4.5796520095570799,-57.498312449947697,-24.780675181649499,37]
["HE","WMEL_1",-4.39581165913396,-56.1851577471692,-24.212721309514802,38]
["HE","WMEL_1",-4.2182547914073201,-54.916446714480998,-23.647487712410001,39]
["HE","WMEL_1",-4.0398598826575203,-53.7044971743899,-23.070058854369201,40]
["HE","WMEL_1",-3.9061999603889799,-52.5487254818621,-22.605179127441598,41]
["HE","WMEL_1",-3.7854948315112198,-51.540939523712801,-22.190111272417901,42]
["HE","WMEL_1",-3.6679772735085998,-50.4658378914542,-21.794992954381598,43]
["HE","WMEL_1",-3.5629320633313499,-49.525140062282702,-21.430629957179502,44]
["HE","WMEL_1",-3.4810265289845401,-48.763155955479803,-21.147369659607602,45]
["HE","WMEL_1",-3.4128350657581099,-48.110029837451798,-20.917274351930999,46]
["HE","WMEL_1",-3.3505800007145301,-47.495627973994203,-20.694495581851498,47]
["HE","WMEL_1",-3.29333454250173,-46.840746162747003,-20.4608333594879,48]
["HE","WMEL_1",-3.24166684581833,-46.213820303156098,-20.235717256656802,49]
["HE","WMEL_1",-3.1890314583312298,-45.550082548573798,-19.985538687168599,50]
["HE","WOHI_P",-2.7457421329223499,-1.9589872521204199,-2.6373033898104499,24]
["HE","WOHI_P",-2.76040244038344,-1.9810880224110401,-2.4449389283060898,25]
["HE","WOHI_P",-2.7661416756069599,-1.97997338530844,-2.4406085391340402,26]
["HE","WOHI_P",-2.7586347364014001,-1.9764290062173799,-2.4235895987480598,27]
["HE","WOHI_P",-2.7325362154061899,-1.97180825711606,-2.40277968241061,28]
["HE","WOHI_P",-2.6936063593894102,-1.9508251746576399,-2.37198818584814,29]
["HE","WOHI_P",-2.6399798129361098,-1.93559239099153,-2.3369175352890701,30]
["HE","WOHI_P",-2.5525169393948901,-1.90709693489666,-2.2930546454789198,31]
["HE","WOHI_P",-2.4631507667564501,-1.8740772416177001,-2.2379532432473499,32]
["HE","WOHI_P",-2.3703885804262699,-1.8488606146122299,-2.1929238340308101,33]
["HE","WOHI_P",-2.26999329153097,-1.82502818007704,-2.14813002886787,34]
["HE","WOHI_P",-2.16820416804469,-1.796322764615,-2.1006067706903502,35]
["HE","WOHI_P",-2.0337548126573299,-1.7438160799247799,-2.0400942281335901,36]
["HE","WOHI_P",-1.9048705879160599,-1.69962274157393,-1.6914624600699899,37]
["HE","WOHI_P",-1.78254790772855,-1.6581087811988999,9.1661944485773006,38]
["HE","WOHI_P",-1.6651869219919599,-1.6188459252176699,-1.9846659872911701,39]
["HE","WOHI_P",-1.55090709238936,-1.58169419614466,-1.93570924643564,40]
["HE","WOHI_P",-1.4723320495714101,-1.5480882073091999,-1.1862401799200699,41]
["HE","WOHI_P",-1.4039027312522601,-1.51935083111847,14.0305231691232,42]
["HE","WOHI_P",-1.3414572935707101,-1.4880949063048801,77.152633603978202,43]
["HE","WOHI_P",-1.2860868594289401,-1.4605394588866301,14.807400373316399,44]
["HE","WOHI_P",-1.2422682657617701,-1.4386757417838001,21.9760195231026,45]
["HE","WOHI_P",-1.20554017017986,-1.4195903162413299,56.0622647488808,46]
["HE","WOHI_P",-1.1724551206357701,13.124415829582899,155.52046359300601,47]
["HE","WOHI_P",-1.14210381464744,-1.42016040597653,-2.0175163573871999,48]
["HE","WOHI_P",-1.11504939150546,-0.14793782998861599,256.38522758949699,49]
["HE","WOHI_P",-1.0884563668049201,-1.3819973353246799,37.8610022407088,50]
["HE","WTHU31",7.4545746134728397,7.75112139874261,7.5752534668728302,24]
["HE","WTHU31",7.41542180567951,7.6460416158682696,8.1340206768559202,25]
["HE","WTHU31",7.4279073351532796,7.7028727059368904,8.1727653098542401,26]
["HE","WTHU31",7.4765122908892199,7.7769455038432396,8.2449152650349102,27]
["HE","WTHU31",7.4891086929613397,7.6679448024514096,8.2256361051104907,28]
["HE","WTHU31",7.6466679945826801,7.8246557594838801,8.3563489135123703,29]
["HE","WTHU31",7.7822098930838397,7.77586406903177,8.3903932441216806,30]
["HE","WTHU31",8.0419282172429494,7.8792763843412699,8.5241938245219107,31]
["HE","WTHU31",8.2697834640518408,7.93061595867057,8.6514778607983693,32]
["HE","WTHU31",8.5252340425576101,8.0330014640768201,8.7925582378891001,33]
["HE","WTHU31",8.8613872274225791,8.1317877995350294,8.9340916779961503,34]
["HE","WTHU31",9.2072349659645099,8.2363280336271796,9.0899969862001999,35]
["HE","WTHU31",9.6883598327247,8.4561768137998907,9.3167145105197005,36]
["HE","WTHU31",10.1687314173142,8.6594776880618696,9.5275717404323892,37]
["HE","WTHU31",10.6391795826273,8.85479070072296,9.7245759716983002,38]
["HE","WTHU31",11.120791935682901,9.0542843301121394,9.9309947497240199,39]
["HE","WTHU31",11.6230878300274,9.2678069713632691,10.151754648281701,40]
["HE","WTHU31",12.0643154287299,9.4693603977868896,10.3434779346879,41]
["HE","WTHU31",12.4752906676949,9.6526117912929195,10.5201448769372,42]
["HE","WTHU31",12.878144703302899,9.8552694795407003,10.704288453233801,43]
["HE","WTHU31",13.2566408123448,10.0460651323158,10.878985877882901,44]
["HE","WTHU31",13.5626975600922,10.206815383419601,11.027060336499799,45]
["HE","WTHU31",13.8391230274243,10.3400640608341,11.1502044512661,46]
["HE","WTHU31",14.0960004400596,10.4781797112059,11.273103404618301,47]
["HE","WTHU31",14.3368808464216,10.628489958591301,11.4098287292389,48]
["HE","WTHU31",14.5568459212049,10.7777293496525,11.5452558403803,49]
["HE","WTHU31",14.7826545182945,10.938193484218401,11.692654516953599,50]
["HE","WWEY_1",62.764353428184499,-4.0069513861893196,1.5782051537338899,24]
["HE","WWEY_1",62.0837556206477,-4.0846004796443998,1.6806060443375599,25]
["HE","WWEY_1",62.055186720665901,-4.0408564652744001,1.6877869091443201,26]
["HE","WWEY_1",62.398624242670301,-4.0087024605754999,1.7063359904564299,27]
["HE","WWEY_1",62.683641265046198,-4.0619025728273499,1.7075876933513401,28]
["HE","WWEY_1",64.091687481042698,-3.9535787786502401,1.7430254667665399,29]
["HE","WWEY_1",65.701170894030895,-3.9686974497099299,1.76689667882034,30]
["HE","WWEY_1",68.300629608560598,-3.8875349630116398,1.80616551308372,31]
["HE","WWEY_1",70.771296050020496,-3.83004257992306,1.8532862036987601,32]
["HE","WWEY_1",73.611320604194503,-3.7671891811375402,1.9004323472526801,33]
["HE","WWEY_1",77.209495348951194,-3.7074148664769799,1.95096284071493,34]
["HE","WWEY_1",80.914267822873896,-3.6337270587602899,2.0035958414860202,35]
["HE","WWEY_1",86.050290288165996,-3.51612414502529,2.06814974002328,36]
["HE","WWEY_1",91.3365044027951,-3.4236016864949801,2.13266578236103,37]
["HE","WWEY_1",96.612702594880204,-3.3372997072902302,2.1885939810758601,38]
["HE","WWEY_1",102.01729959336799,-3.2559172840727002,2.24653221961576,39]
["HE","WWEY_1",107.75580032153501,-3.1911134901923401,2.3081606230025198,40]
["HE","WWEY_1",112.500412571705,-3.1214362572294201,2.3587742025255598,41]
["HE","WWEY_1",116.956758276816,-3.0602630913100102,2.4063313343966999,42]
["HE","WWEY_1",121.36201423913801,-2.9957949022517498,2.4503941928009301,43]
["HE","WWEY_1",125.421704925138,-2.9441832142522499,2.49267519082301,44]
["HE","WWEY_1",128.67069225203699,-2.9023326962256801,2.5244611805028598,45]
["HE","WWEY_1",131.530146104061,-2.8605992774874398,2.5511552272801099,46]
["HE","WWEY_1",134.17024432159801,-2.82701567022281,2.5773360331828798,47]
["HE","WWEY_1",136.573610773696,-2.79099768391236,2.6038313022928401,48]
["HE","WWEY_1",138.75103800162199,-2.7567118174993599,2.62982547617053,49]
["HE","WWEY_1",141.039755491801,-2.7199733014934502,2.6611646426153501,50]
["HE","WYLF_1",21.142617976939899,17.685962213391399,14.810694500346299,24]
["HE","WYLF_1",20.716089917750001,17.278322137972498,15.538562705675499,25]
["HE","WYLF_1",20.548408807579701,17.277781192964799,15.5192493904968,26]
["HE","WYLF_1",20.517484060280299,17.327985872431899,15.575061471852599,27]
["HE","WYLF_1",20.473061771563899,17.072713520773199,15.5089178227846,28]
["HE","WYLF_1",20.662117993435501,17.332040121654799,15.6863523890668,29]
["HE","WYLF_1",20.8473473026527,17.202492987030801,15.731231580747,30]
["HE","WYLF_1",21.319832956227199,17.374209814041201,15.9209268346705,31]
["HE","WYLF_1",21.765721519876301,17.455542699792002,16.121542263991198,32]
["HE","WYLF_1",22.283960807732601,17.6228898877525,16.327917225289902,33]
["HE","WYLF_1",22.973493672107999,17.786907530550199,16.583136813894502,34]
["HE","WYLF_1",23.662120410010001,17.980855023304699,16.801861830434898,35]
["HE","WYLF_1",24.7161985229144,18.420268197092,17.1822578018649,36]
["HE","WYLF_1",25.810671472616299,18.812636480304,17.542587598123902,37]
["HE","WYLF_1",26.891746889676401,19.193325069302301,17.880645331671801,38]
["HE","WYLF_1",27.9949925847279,19.578242939716802,18.219645412900501,39]
["HE","WYLF_1",29.1975800905123,19.977552512777599,18.609801602212201,40]
["HE","WYLF_1",30.189901511280901,20.383333259641699,18.948273905056801,41]
["HE","WYLF_1",31.146888009019701,20.749846444565499,19.263132703675801,42]
["HE","WYLF_1",32.142675313142497,21.166997416912299,19.608045103931499,43]
["HE","WYLF_1",33.082206915543402,21.556683969843998,19.904381772683301,44]
["HE","WYLF_1",33.826088024032401,21.882821158891101,20.1725816839065,45]
["HE","WYLF_1",34.466088467515902,22.1678683292767,20.400241172793699,46]
["HE","WYLF_1",35.065581395314602,22.4567149171247,20.641803877621602,47]
["HE","WYLF_1",35.622046779796896,22.746438868185798,20.839387786472098,48]
["HE","WYLF_1",36.128714320509403,23.040502589482902,21.144375612740099,49]
["HE","WYLF_1",36.664023639386002,23.366154675490801,21.345276331878999,50]
["HE","WYMOM_1",38.437189767884099,9.5075664797825805,24.748492808507098,24]
["HE","WYMOM_1",38.0028964833377,9.3185638062661305,26.587321779617099,25]
["HE","WYMOM_1",37.995064683295901,9.4415018802514599,26.898182712641699,26]
["HE","WYMOM_1",38.244621425451598,9.5329767958748199,27.575506955328098,27]
["HE","WYMOM_1",38.527200303275997,9.4329005410547797,28.0570648437903,28]
["HE","WYMOM_1",39.440301024775003,9.7275769451915401,29.091262834154598,29]
["HE","WYMOM_1",40.530613947061902,9.7055062522401805,30.151386266558401,30]
["HE","WYMOM_1",42.242968332991602,9.9477159324128603,31.3487978288581,31]
["HE","WYMOM_1",43.887629715450899,10.1413137964832,32.9702676658938,32]
["HE","WYMOM_1",45.787888756076399,10.333496878128599,34.488439655256101,33]
["HE","WYMOM_1",48.180634285039403,10.523066059576401,36.163146534916301,34]
["HE","WYMOM_1",50.646948926060197,10.773705228346801,37.859580810723003,35]
["HE","WYMOM_1",53.961600755297603,11.1579417866363,39.653521145446,36]
["HE","WYMOM_1",57.369839834215597,11.4707082728671,41.542393235634798,37]
["HE","WYMOM_1",60.760287782423397,11.780500953721299,43.0918520541425,38]
["HE","WYMOM_1",64.216310032352993,12.084722962316899,44.681250133208202,39]
["HE","WYMOM_1",67.877517149697098,12.312273104451799,46.3197310176336,40]
["HE","WYMOM_1",70.916685700021105,12.585484726966699,47.591795639268497,41]
["HE","WYMOM_1",73.7531379259445,12.837381307092601,48.8170197246043,42]
["HE","WYMOM_1",76.567811655333202,13.110743678965999,49.800234184390902,43]
["HE","WYMOM_1",79.1331465254178,13.325883651741099,50.7385039287851,44]
["HE","WYMOM_1",81.166599019230006,13.506360222556101,51.327327758764099,45]
["HE","WYMOM_1",82.955723892034698,13.7092953609632,51.838057823490303,46]
["HE","WYMOM_1",84.601228768243303,13.862420383168001,52.331095516958101,47]
["HE","WYMOM_1",86.078086946491496,14.0307442715514,52.734748767459301,48]
["HE","WYMOM_1",87.401398725953101,14.194744764893001,53.130271907933398,49]
["HE","WYMOM_1",88.800465513182402,14.375354965899099,53.711660584267101,50]