## Contents
Introduction
The workbook contains all graphs and data from our 2025 Winter Outlook publication.
The Winter Outlook can be downloaded from the National Energy System Operator website.
(Publication 9th October 2025)
Chart Contents
| Figure Title | Figure
De-rated Margin | Total technical capacity of transmission and distribution connected supply and the resulting de-rated contribution during a period of system stress, shown against ACS peak demand | Figure 1
Operational Surplus | Range of outcomes for the daily operational surplus in our Base Case under different supply and demand conditions | Figure 2
| Historic de-rated margin forecasts made ahead of each winter in the Winter Outlook Reports | Figure 3
| Daily forecast range of operational surplus for this winter (red plume) compared with the credible range in last year’s Winter Outlook Report (grey plume) | Figure 4
| Daily probability that the initial excess supply provided by the market falls below the reserve requirement under the base case | Figure 5
Demand and Supply | Forecast range of peak national demand for winter 2025/26 | Figure 6
| Daily probability of national demand exceeding stated thresholds | Figure 7
| Planned generator availability for winter 2025/26 with forecast range of de-rated generation availability and central forecast of expected demand | Figure 8
Interconnectors | Interconnectors operational this winter | Figure 9
| Interconnector Capacity Market obligations for 2025/26 | Figure 10
Energy Markets | Most recent results from long-term interconnector capacity auctions for Q4-25 baseload power | Figure 11
| Q4-25 peak load price evolution | Figure 12
| Q1-26 peak load price evolution | Figure 13
| Scheduled French nuclear outages for winter 2025/26 compared with historic ranges | Figure 14
| Norwegian hydroelectric reserves | Figure 15
| Evolution of NBP (National Balancing Point - Great Britain's gas trading hub) and TTF (Title Transfer Facility - the European gas benchmark) winter 2024/25 and winter 2025/26 contracts from Argus | Figure 16
| Aggregated EU gas storage | Figure 17
Additional Charts | Day-by-day view of operational surplus for winter 2025/26 | G&S
| Unavailability factor by fuel type | UF

## Figure 1
Figure 1 - Total technical capacity of transmission and distribution connected supply and the resulting de-rated contribution during a period of system stress, shown against ACS peak demand
Category | Technical capability | De-rated capacity | Total demand | De-rated capacity margin (GW) | De-rated capacity margin (%)
Nuclear | 6076 | 4589.7072
Thermal | 39869.4452 | 36358.5924
Renewable | 60143.3058 | 12105.8938
Storage | 9019.5654 | 5454.1312
Other | 1320 | 1129.656
Interconnector imports | 10300 | 6929
Underlying demand |  |  | 58800
Operating reserve |  |  | 1700
| 126728.3163 | 66566.9805 | 60500 | 6066.9805 | 10.03%
Generation Capacities and Derating Factors
Category | Type | De-rating Factor (%) | Installed Capacity (MW) | De-rated Capacity (MW)
Renewable | Biomass / Waste | Various | 7521.4707 | 6306.28
Thermal | Gas | 90.79% | 32482.1152 | 29491.4028
Thermal | OCGT / Recips | 92.96% | 7387.33 | 6867.1896
Nuclear | Nuclear | 75.54% | 6076 | 4589.7072
Storage | Storage | 60.47% | 9019.5654 | 5454.1312
Renewable | Hydro | 90.4% | 1866.1 | 1686.894
Renewable | Solar | 0% | 19950.8843 | 0
Renewable | Marine | 22% | 74.2 | 16.324
Renewable | Wind - Offshore | 13.33% | 15701.7 | 2093.0366
Renewable | Wind - Onshore | 13.33% | 14456.7049 | 1927.0788
Renewable | (micro) Wind | 13.33% | 572.2459 | 76.2804
Other | DSR | 85.58% | 1320 | 1129.656
Total Generation |  |  | 116428.3163 | 59637.9805
Total capacity - 127 GW

## Figure 2
Figure 2 - Range of outcomes for the daily operational surplus in our Base Case under different supply and demand conditions
Date | time axis 2025-10-27 to 2026-03-28
Surplus daily forecast lower bound | 13632.7704 | 6386.7303 | 6423.569 | 6721.9861 | 7959.144 | 10650.4291 | 8613.5854 | 5353.9917 | 5222.2776 | 5274.3288 | 5654.4062 | 6671.3128 | 8772.3045 | 8154.5006 | 4843.78 | 4866.8652 | 4638.4107 | 4856.5276 | 5835.199 | 8448.1614 | 7046.5766 | 3420.7699 | 3536.2824 | 3382.0358 | 3599.6921 | 4707.8031 | 6613.4352 | 5945.7029 | 2936.605 | 3241.7945 | 3187.6128 | 3466.9329 | 4633.5892 | 7169.9741 | 5876.5404 | 3411.1705 | 3373.9203 | 3285.8068 | 3399.9574 | 3085.237 | 4700.3447 | 4181.4321 | 1859.2203 | 3105.7201 | 2877.407 | 3025.3495 | 4385.5106 | 7217.8617 | 6066.4259 | 3003.2333 | 2912.7072 | 2702.6536 | 3342.6635 | 4479.2987 | 6798.1836 | 6116.3181 | 4606.4773 | 6397.9759 | 9851.1612 | 19046.4109 | 16292.0457 | 12318.677 | 12412.3995 | 8335.809 | 8360.0588 | 10357.448 | 14055.5849 | 8285.2039 | 9905.5156 | 6834.5237 | 3580.1053 | 3514.353 | 3633.9034 | 4051.4858 | 4581.6875 | 7503.0668 | 6215.8128 | 3024.3481 | 2859.3477 | 3014.7004 | 3312.2833 | 4817.4422 | 6848.7381 | 5581.8894 | 2234.426 | 2180.1966 | 2377.2059 | 2797.7301 | 3346.409 | 6093.6084 | 5081.7747 | 2793.5785 | 2948.7196 | 3259.5222 | 3682.705 | 4943.4993 | 7342.1085 | 6794.4072 | 3595.9221 | 3719.1752 | 3842.1055 | 4383.065 | 5860.9358 | 8669.0141 | 7647.7946 | 4811.1848 | 5018.8018 | 5113.4388 | 5579.3219 | 6909.7839 | 9860.3083 | 8868.3277 | 5955.2621 | 6120.0245 | 6199.2317 | 6710.4388 | 8210.4964 | 10932.1244 | 9925.7588 | 7045.4583 | 7032.0588 | 7241.446 | 7735.6318 | 8331.3373 | 11072.1888 | 9857.1087 | 6735.0938 | 6884.8873 | 7025.7122 | 7404.6929 | 8876.0948 | 11016.583 | 10137.1551 | 7044.1605 | 8140.6611 | 8438.0155 | 9013.7898 | 10405.2071 | 13390.0927 | 12414.449 | 9564.9061 | 9895.6252 | 10066.313 | 10505.1055 | 11201.1528 | 13856.5558 | 12910.7008 | 9375.3142 | 9475.2929 | 9410.1435 | 10061.9666 | 11323.4896 | 16588.3306
Surplus daily forecast upper bound | 24473.8323 | 19206.5808 | 19029.8272 | 19096.7536 | 20091.9187 | 22259.1031 | 20726.138 | 17611.93 | 17741.1449 | 17733.7053 | 18219.0357 | 18875.2194 | 20721.2871 | 20238.3633 | 17348.9972 | 17465.0889 | 17549.4652 | 17746.8035 | 18772.9876 | 21152.9346 | 19982.8937 | 16532.5093 | 16406.5504 | 16322.9032 | 16536.0993 | 17579.489 | 19585.3924 | 19227.277 | 16603.3955 | 16809.0526 | 16789.9868 | 17293.4348 | 18350.0984 | 20839.8731 | 19887.2701 | 17888.0803 | 17873.4333 | 17843.6119 | 18012.5321 | 17694.4889 | 19065.0192 | 18645.7804 | 16456.5397 | 17408.6027 | 17398.0648 | 17619.8876 | 18874.7719 | 21690.0933 | 20477.8502 | 17567.1325 | 17479.1876 | 17675.9148 | 18210.1631 | 19326.181 | 21253.1502 | 20955.1165 | 19490.5113 | 21371.2505 | 24604.8678 | 33312.2648 | 30686.473 | 26946.7348 | 26996.2597 | 23027.8967 | 23241.9421 | 25120.2057 | 28710.5094 | 23327.414 | 25000.2642 | 22063.1597 | 18587.5335 | 18734.6744 | 18796.3669 | 19109.2634 | 19718.4273 | 21991.603 | 21007.4975 | 18105.9197 | 18089.1503 | 17965.5771 | 18230.5428 | 19513.0037 | 21194.2879 | 20104.3841 | 16897.6341 | 16915.5155 | 17109.1227 | 17703.9935 | 18283.157 | 20891.6492 | 19963.9448 | 18204.0868 | 18292.9431 | 18427.6128 | 18866.8954 | 20122.4911 | 22313.4325 | 21937.499 | 19032.8784 | 19157.1313 | 19473.1453 | 19894.0205 | 21027.1618 | 23423.323 | 22435.9503 | 19768.8619 | 19871.5 | 19871.5349 | 20125.2001 | 21272.7701 | 24011.9567 | 23101.0023 | 20379.8572 | 20377.0126 | 20383.9579 | 20842.0485 | 22044.5352 | 24583.5501 | 23850.081 | 21010.4711 | 21010.0827 | 20955.9813 | 21296.2404 | 21781.276 | 24207.8686 | 22975.451 | 20102.2688 | 20249.6682 | 20422.6144 | 20807.9564 | 21956.2814 | 23807.0736 | 22999.753 | 20068.7533 | 21140.5397 | 21307.295 | 21858.323 | 22950.0849 | 25596.4779 | 24624.2669 | 21947.994 | 22079.8906 | 22014.3614 | 22510.0721 | 23316.5695 | 25973.5336 | 24983.6738 | 21904.8486 | 21910.7783 | 21917.0167 | 21937.9346 | 23453.655 | 28818.1712
Central forecast | 18309.0388 | 12316.6378 | 12262.7453 | 12563.3706 | 13744.9769 | 16132.1539 | 14329.1087 | 11319.3887 | 11339.2574 | 11517.2769 | 11728.2087 | 12436.7295 | 14475.2065 | 13980.8216 | 10980.4436 | 11125.277 | 10980.2068 | 11297.2424 | 12322.2649 | 14549.0547 | 13323.4557 | 9855.9174 | 9816.1151 | 9683.3812 | 9920.9732 | 11013.6454 | 12903.4728 | 12385.3344 | 9632.5566 | 9939.7011 | 9910.9075 | 10418.9004 | 11373.2913 | 13816.3126 | 12835.9158 | 10791.3735 | 10744.0231 | 10664.5996 | 10854.2542 | 10465.9196 | 11764.4654 | 11268.3891 | 9204.9148 | 10252.7346 | 10067.3287 | 10282.3258 | 11522.6674 | 14235.3666 | 13131.4932 | 10074.6283 | 10063.7081 | 10069.1228 | 10567.2442 | 11668.1971 | 13686.7797 | 13286.447 | 11801.9529 | 13695.8938 | 16935.7448 | 25773.528 | 23297.3353 | 19681.6046 | 19828.0191 | 15881.5369 | 16013.6726 | 17918.2392 | 21371.1902 | 15901.6616 | 17643.8517 | 14742.023 | 11630.3872 | 11679.4421 | 11854.8236 | 12129.3336 | 12741.178 | 15161.607 | 14085.3797 | 11124.8875 | 11042.6703 | 10931.613 | 10997.3667 | 12395.6812 | 14282.0619 | 13029.3403 | 9917.4988 | 9758.6915 | 9894.7986 | 10260.1513 | 10752.4182 | 13273.7752 | 12385.8695 | 10374.1349 | 10492.1943 | 10729.3263 | 11254.2147 | 12572.1159 | 14654.4649 | 14241.1308 | 11454.2559 | 11538.967 | 11802.8085 | 12150.6524 | 13444.9046 | 15919.8128 | 14978.3304 | 12279.4214 | 12124.5279 | 12268.4921 | 12580.1957 | 13851.569 | 16617.4401 | 15644.2384 | 12896.3221 | 13103.0943 | 13239.3364 | 13753.1176 | 15003.1031 | 17570.2016 | 16639.408 | 13786.9146 | 13917.9378 | 14103.389 | 14474.7693 | 14856.2202 | 17355.2064 | 16208.2556 | 13284.9237 | 13375.6488 | 13604.0548 | 13979.3205 | 15182.7746 | 17117.0096 | 16261.1926 | 13395.5886 | 14524.1297 | 14597.1815 | 14997.8935 | 16310.2785 | 19041.2025 | 18083.4802 | 15261.2912 | 15531.9981 | 15644.604 | 16077.36 | 16752.9147 | 19452.7454 | 18482.843 | 15163.494 | 15188.8581 | 15151.341 | 15577.3436 | 17016.625 | 22307.6873
Winter Outlook forecast operational surplus - 90% confidence bound | 10841.0619 | 12819.8505 | 12606.2582 | 12374.7675 | 12132.7746 | 11608.674 | 12112.5526 | 12257.9384 | 12518.8672 | 12459.3765 | 12564.6295 | 12203.9067 | 11948.9826 | 12083.8627 | 12505.2172 | 12598.2238 | 12911.0545 | 12890.2759 | 12937.7886 | 12704.7732 | 12936.3171 | 13111.7394 | 12870.268 | 12940.8675 | 12936.4072 | 12871.6859 | 12971.9572 | 13281.5742 | 13666.7906 | 13567.2581 | 13602.3739 | 13826.5018 | 13716.5093 | 13669.899 | 14010.7297 | 14476.9098 | 14499.5129 | 14557.805 | 14612.5747 | 14609.2519 | 14364.6745 | 14464.3484 | 14597.3194 | 14302.8825 | 14520.6579 | 14594.5382 | 14489.2614 | 14472.2317 | 14411.4243 | 14563.8992 | 14566.4804 | 14973.2613 | 14867.4996 | 14846.8823 | 14454.9666 | 14838.7984 | 14884.034 | 14973.2745 | 14753.7066 | 14265.8539 | 14394.4273 | 14628.0578 | 14583.8603 | 14692.0878 | 14881.8833 | 14762.7576 | 14654.9245 | 15042.2101 | 15094.7486 | 15228.636 | 15007.4282 | 15220.3215 | 15162.4635 | 15057.7776 | 15136.7398 | 14488.5363 | 14791.6847 | 15081.5716 | 15229.8026 | 14950.8766 | 14918.2595 | 14695.5614 | 14345.5498 | 14522.4946 | 14663.2081 | 14735.3189 | 14731.9168 | 14906.2634 | 14936.748 | 14798.0408 | 14882.1701 | 15410.5083 | 15344.2234 | 15168.0907 | 15184.1904 | 15178.9917 | 14971.324 | 15143.0918 | 15436.9562 | 15437.9561 | 15631.0399 | 15510.9556 | 15166.226 | 14754.309 | 14788.1557 | 14957.6772 | 14852.6983 | 14758.0962 | 14545.8782 | 14362.9862 | 14151.6484 | 14232.6746 | 14424.5951 | 14256.9881 | 14184.7262 | 14131.6097 | 13834.0388 | 13651.4257 | 13924.3222 | 13965.0128 | 13978.0239 | 13714.5352 | 13560.6086 | 13449.9388 | 13135.6798 | 13118.3423 | 13367.175 | 13364.7809 | 13396.9022 | 13403.2635 | 13080.1866 | 12790.4907 | 12862.5979 | 13024.5929 | 12999.8787 | 12869.2795 | 12844.5332 | 12544.8779 | 12206.3852 | 12209.8179 | 12383.088 | 12184.2654 | 11948.0484 | 12004.9666 | 12115.4167 | 12116.9778 | 12072.973 | 12529.5344 | 12435.4854 | 12506.8732 | 11875.968 | 12130.1653 | 12229.8406

## Figure 3
Figure 3 - Historic de-rated margin forecasts made ahead of each winter in the Winter Outlook Reports
| Winter | De-rated margin (%)
| 2015/16 | 5.1%
| 2016/17 | 6.6%
| 2017/18 | 10.3%
| 2018/19 | 11.7%
| 2019/20 | 12.9%
| 2020/21 | 8.3%
| 2021/22 | 6.6%
| 2022/23 | 6.3%
| 2023/24 | 7.374%
| 2024/25 | 8.8%
| 2025/26 | 10%

## Figure 4
Figure 4 - Daily forecast range of operational surplus for this winter compared with the forecast range in last winter's outlook report
Date | time axis 2025-10-27 to 2026-03-28
Surplus daily forecast lower bound 24/25 | 7105.3651 | 7105.3651 | 7105.3651 | 7105.3651 | 7364.8498 | 8551.3046 | 10496.2806 | 9557.4776 | 6678.9082 | 6857.5454 | 6792.2868 | 7081.1988 | 8037.9054 | 9932.8388 | 9277.0712 | 5969.9003 | 5786.3846 | 5825.6866 | 6006.1048 | 6534.5225 | 7987.2209 | 7566.0302 | 4348.453 | 4257.3969 | 4114.9029 | 2969.0455 | 3957.2461 | 5873.3009 | 5111.4068 | 1773.7499 | 1954.6899 | 2394.6433 | 2823.7227 | 3630.1134 | 6451.967 | 6053.8313 | 3172.5213 | 3076.8346 | 2956.3802 | 3291.8397 | 3579.7937 | 6002.5463 | 5454.1915 | 3229.791 | 3278.4835 | 3544.3291 | 3918.9611 | 4972.0435 | 7494.0478 | 7212.7223 | 4234.8916 | 4377.2637 | 4242.7043 | 4460.121 | 5690.3107 | 7698.274 | 10417.5043 | 8532.3996 | 11357.9343 | 18531.5782 | 15679.0497 | 11019.9453 | 10640.687 | 11780.3759 | 8915.9248 | 9435.4364 | 12695.2416 | 6128.4319 | 6563.7628 | 7583.2393 | 6680.4088 | 3926.0906 | 3912.5892 | 3895.2468 | 4016.1349 | 5167.2147 | 6935.6849 | 5713.9087 | 3218.1736 | 3194.6191 | 3349.7266 | 3655.5389 | 5457.2923 | 8090.4437 | 6844.2717 | 3986.0579 | 3894.4233 | 3744.4508 | 4068.5329 | 4373.5037 | 6894.6499 | 5892.6342 | 3879.5494 | 3893.8565 | 3869.1138 | 4194.8174 | 5382.9955 | 8218.4109 | 7105.2393 | 4886.9696 | 4760.4498 | 5054.4558 | 5448.9696 | 6732.0593 | 9436.1418 | 8390.5741 | 5330.8069 | 5339.6986 | 5398.538 | 5849.9029 | 7267.189 | 9450.6253 | 8515.0192 | 5433.4802 | 5497.3003 | 5752.3146 | 6211.5978 | 7609.8787 | 10340.9752 | 9287.8401 | 6274.9138 | 6499.98 | 6610.0782 | 7025.4264 | 8371.8388 | 11337.1963 | 10423.1636 | 7211.0274 | 7528.8384 | 7786.3066 | 8301.4625 | 8240.7445 | 11033.6026 | 10166.1076 | 8084.5546 | 8236.141 | 8492.8118 | 8991.4631 | 10556.0968 | 13354.511 | 12444.2127 | 9568.9032 | 9655.949 | 9797.5659 | 10132.3947 | 9571.5195 | 12183.0256 | 11077.6042 | 8215.8846 | 8282.4326 | 9138.5661 | 9644.9529 | 11103.5476
Surplus daily forecast upper bound 24/25 | 19374.8383 | 19374.8383 | 19374.8383 | 19374.8383 | 19460.0897 | 20533.0384 | 22331.0769 | 21650.9024 | 18784.3794 | 19024.284 | 18924.0597 | 19337.236 | 20323.7295 | 21939.0539 | 21504.2904 | 18596.3107 | 18375.3651 | 18639.3489 | 18910.4766 | 19312.0505 | 20550.1903 | 20080.877 | 17012.4488 | 16997.8172 | 16882.538 | 15740.11 | 16907.0858 | 18662.4213 | 17998.1151 | 14791.1556 | 14928.4493 | 15522.9341 | 16108.6061 | 17292.2002 | 20167.9248 | 19830.7117 | 17092.9657 | 17170.4391 | 17214.9081 | 17682.5065 | 18226.7757 | 20194.1139 | 19533.2054 | 17439.9393 | 17731.3477 | 17959.2764 | 18494.9377 | 19631.5894 | 21694.3018 | 21398.1941 | 18779.5981 | 18674.6212 | 18731.8737 | 18860.4674 | 20338.0325 | 22181.8379 | 25039.1755 | 23311.6602 | 25813.2556 | 32462.3124 | 29999.0302 | 25522.9487 | 24900.6977 | 26065.5251 | 23653.6609 | 24356.9711 | 27310.8365 | 21091.385 | 21269.1442 | 22367.3807 | 21188.5284 | 18520.778 | 18459.5959 | 18529.3358 | 18764.5947 | 19843.9528 | 21444.4501 | 20365.4078 | 17889.1601 | 17745.1758 | 17700.7022 | 17934.9814 | 19679.0932 | 22272.056 | 21117.8269 | 18280.919 | 18257.675 | 18374.9941 | 18545.0893 | 19097.8109 | 21614.6747 | 20730.8302 | 18633.0703 | 18735.3526 | 18725.8826 | 19194.7243 | 20466.2811 | 23133.2204 | 22052.9464 | 19945.0978 | 20007.2119 | 20148.0227 | 20357.9198 | 21465.9948 | 24014.5302 | 22884.5911 | 19661.5814 | 19739.1825 | 19704.4496 | 20182.2914 | 21427.0192 | 23494.387 | 22538.0809 | 19354.7623 | 19412.5257 | 19575.9909 | 19934.0092 | 21194.5918 | 23825.3335 | 22816.3618 | 20005.3582 | 20120.0567 | 19996.028 | 20406.6239 | 21416.7051 | 24141.0838 | 23377.5476 | 20422.7511 | 20675.3231 | 20832.1736 | 21265.1502 | 21176.044 | 23714.3857 | 22864.0428 | 20846.8556 | 20966.4507 | 21181.189 | 21515.8103 | 22761.4337 | 25235.6428 | 24283.0112 | 21574.4554 | 21545.5298 | 21680.7611 | 22213.4193 | 21630.5387 | 24063.6199 | 23110.4961 | 20383.2368 | 20381.3531 | 21194.598 | 21280.3612 | 23004.0342
Surplus daily forecast bound range 24/25 | 12269.4732 | 12269.4732 | 12269.4732 | 12269.4732 | 12095.2399 | 11981.7338 | 11834.7963 | 12093.4248 | 12105.4712 | 12166.7385 | 12131.7728 | 12256.0371 | 12285.8241 | 12006.2151 | 12227.2192 | 12626.4104 | 12588.9805 | 12813.6623 | 12904.3718 | 12777.528 | 12562.9695 | 12514.8468 | 12663.9959 | 12740.4203 | 12767.6352 | 12771.0644 | 12949.8397 | 12789.1204 | 12886.7083 | 13017.4057 | 12973.7594 | 13128.2907 | 13284.8833 | 13662.0868 | 13715.9578 | 13776.8804 | 13920.4444 | 14093.6045 | 14258.5279 | 14390.6669 | 14646.982 | 14191.5676 | 14079.0139 | 14210.1483 | 14452.8642 | 14414.9474 | 14575.9766 | 14659.5458 | 14200.254 | 14185.4717 | 14544.7064 | 14297.3575 | 14489.1694 | 14400.3463 | 14647.7218 | 14483.564 | 14621.6713 | 14779.2606 | 14455.3213 | 13930.7342 | 14319.9805 | 14503.0034 | 14260.0108 | 14285.1491 | 14737.7361 | 14921.5347 | 14615.5949 | 14962.9531 | 14705.3814 | 14784.1413 | 14508.1196 | 14594.6873 | 14547.0067 | 14634.0889 | 14748.4598 | 14676.7381 | 14508.7651 | 14651.4991 | 14670.9865 | 14550.5567 | 14350.9756 | 14279.4424 | 14221.8008 | 14181.6123 | 14273.5552 | 14294.861 | 14363.2517 | 14630.5433 | 14476.5564 | 14724.3072 | 14720.0248 | 14838.196 | 14753.5209 | 14841.4962 | 14856.7687 | 14999.9069 | 15083.2856 | 14914.8095 | 14947.7072 | 15058.1282 | 15246.7621 | 15093.5669 | 14908.9502 | 14733.9355 | 14578.3884 | 14494.017 | 14330.7745 | 14399.4839 | 14305.9116 | 14332.3886 | 14159.8301 | 14043.7618 | 14023.0617 | 13921.2822 | 13915.2254 | 13823.6762 | 13722.4114 | 13584.7132 | 13484.3582 | 13528.5217 | 13730.4444 | 13620.0766 | 13385.9498 | 13381.1975 | 13044.8664 | 12803.8875 | 12954.384 | 13211.7236 | 13146.4846 | 13045.8669 | 12963.6876 | 12935.2995 | 12680.7832 | 12697.9352 | 12762.301 | 12730.3097 | 12688.3772 | 12524.3472 | 12205.3369 | 11881.1318 | 11838.7985 | 12005.5522 | 11889.5807 | 11883.1951 | 12081.0246 | 12059.0192 | 11880.5943 | 12032.8919 | 12167.3523 | 12098.9205 | 12056.0319 | 11635.4083 | 11900.4866
Surplus daily forecast lower bound 25/26 | 10651.4845 | 6386.7303 | 6423.569 | 6721.9861 | 7959.144 | 10650.4291 | 8613.5854 | 5353.9917 | 5222.2776 | 5274.3288 | 5654.4062 | 6671.3128 | 8772.3045 | 8154.5006 | 4843.78 | 4866.8652 | 4638.4107 | 4856.5276 | 5835.199 | 8448.1614 | 7046.5766 | 3420.7699 | 3536.2824 | 3382.0358 | 3599.6921 | 4707.8031 | 6613.4352 | 5945.7029 | 2936.605 | 3241.7945 | 3187.6128 | 3466.9329 | 4633.5892 | 7169.9741 | 5876.5404 | 3411.1705 | 3373.9203 | 3285.8068 | 3399.9574 | 3085.237 | 4700.3447 | 4181.4321 | 1859.2203 | 3105.7201 | 2877.407 | 3025.3495 | 4385.5106 | 7217.8617 | 6066.4259 | 3003.2333 | 2912.7072 | 2702.6536 | 3342.6635 | 4479.2987 | 6798.1836 | 6116.3181 | 4606.4773 | 6397.9759 | 9851.1612 | 19046.4109 | 16292.0457 | 12318.677 | 12412.3995 | 8335.809 | 8360.0588 | 10357.448 | 14055.5849 | 8285.2039 | 9905.5156 | 6834.5237 | 3580.1053 | 3514.353 | 3633.9034 | 4051.4858 | 4581.6875 | 7503.0668 | 6215.8128 | 3024.3481 | 2859.3477 | 3014.7004 | 3312.2833 | 4817.4422 | 6848.7381 | 5581.8894 | 2234.426 | 2180.1966 | 2377.2059 | 2797.7301 | 3346.409 | 6093.6084 | 5081.7747 | 2793.5785 | 2948.7196 | 3259.5222 | 3682.705 | 4943.4993 | 7342.1085 | 6794.4072 | 3595.9221 | 3719.1752 | 3842.1055 | 4383.065 | 5860.9358 | 8669.0141 | 7647.7946 | 4811.1848 | 5018.8018 | 5113.4388 | 5579.3219 | 6909.7839 | 9860.3083 | 8868.3277 | 5955.2621 | 6120.0245 | 6199.2317 | 6710.4388 | 8210.4964 | 10932.1244 | 9925.7588 | 7045.4583 | 7032.0588 | 7241.446 | 7735.6318 | 8331.3373 | 11072.1888 | 9857.1087 | 6735.0938 | 6884.8873 | 7025.7122 | 7404.6929 | 8876.0948 | 11016.583 | 10137.1551 | 7044.1605 | 8140.6611 | 8438.0155 | 9013.7898 | 10405.2071 | 13390.0927 | 12414.449 | 9564.9061 | 9895.6252 | 10066.313 | 10505.1055 | 11201.1528 | 13856.5558 | 12910.7008 | 9375.3142 | 9475.2929 | 9410.1435 | 10061.9666 | 11323.4896 | 16588.3306
Surplus daily forecast upper bound 25/26 | 23163.7531 | 19206.5808 | 19029.8272 | 19096.7536 | 20091.9187 | 22259.1031 | 20726.138 | 17611.93 | 17741.1449 | 17733.7053 | 18219.0357 | 18875.2194 | 20721.2871 | 20238.3633 | 17348.9972 | 17465.0889 | 17549.4652 | 17746.8035 | 18772.9876 | 21152.9346 | 19982.8937 | 16532.5093 | 16406.5504 | 16322.9032 | 16536.0993 | 17579.489 | 19585.3924 | 19227.277 | 16603.3955 | 16809.0526 | 16789.9868 | 17293.4348 | 18350.0984 | 20839.8731 | 19887.2701 | 17888.0803 | 17873.4333 | 17843.6119 | 18012.5321 | 17694.4889 | 19065.0192 | 18645.7804 | 16456.5397 | 17408.6027 | 17398.0648 | 17619.8876 | 18874.7719 | 21690.0933 | 20477.8502 | 17567.1325 | 17479.1876 | 17675.9148 | 18210.1631 | 19326.181 | 21253.1502 | 20955.1165 | 19490.5113 | 21371.2505 | 24604.8678 | 33312.2648 | 30686.473 | 26946.7348 | 26996.2597 | 23027.8967 | 23241.9421 | 25120.2057 | 28710.5094 | 23327.414 | 25000.2642 | 22063.1597 | 18587.5335 | 18734.6744 | 18796.3669 | 19109.2634 | 19718.4273 | 21991.603 | 21007.4975 | 18105.9197 | 18089.1503 | 17965.5771 | 18230.5428 | 19513.0037 | 21194.2879 | 20104.3841 | 16897.6341 | 16915.5155 | 17109.1227 | 17703.9935 | 18283.157 | 20891.6492 | 19963.9448 | 18204.0868 | 18292.9431 | 18427.6128 | 18866.8954 | 20122.4911 | 22313.4325 | 21937.499 | 19032.8784 | 19157.1313 | 19473.1453 | 19894.0205 | 21027.1618 | 23423.323 | 22435.9503 | 19768.8619 | 19871.5 | 19871.5349 | 20125.2001 | 21272.7701 | 24011.9567 | 23101.0023 | 20379.8572 | 20377.0126 | 20383.9579 | 20842.0485 | 22044.5352 | 24583.5501 | 23850.081 | 21010.4711 | 21010.0827 | 20955.9813 | 21296.2404 | 21781.276 | 24207.8686 | 22975.451 | 20102.2688 | 20249.6682 | 20422.6144 | 20807.9564 | 21956.2814 | 23807.0736 | 22999.753 | 20068.7533 | 21140.5397 | 21307.295 | 21858.323 | 22950.0849 | 25596.4779 | 24624.2669 | 21947.994 | 22079.8906 | 22014.3614 | 22510.0721 | 23316.5695 | 25973.5336 | 24983.6738 | 21904.8486 | 21910.7783 | 21917.0167 | 21937.9346 | 23453.655 | 28818.1712
Surplus daily forecast bound range 25/26 | 12512.2685 | 12819.8505 | 12606.2582 | 12374.7675 | 12132.7746 | 11608.674 | 12112.5526 | 12257.9384 | 12518.8672 | 12459.3765 | 12564.6295 | 12203.9067 | 11948.9826 | 12083.8627 | 12505.2172 | 12598.2238 | 12911.0545 | 12890.2759 | 12937.7886 | 12704.7732 | 12936.3171 | 13111.7394 | 12870.268 | 12940.8675 | 12936.4072 | 12871.6859 | 12971.9572 | 13281.5742 | 13666.7906 | 13567.2581 | 13602.3739 | 13826.5018 | 13716.5093 | 13669.899 | 14010.7297 | 14476.9098 | 14499.5129 | 14557.805 | 14612.5747 | 14609.2519 | 14364.6745 | 14464.3484 | 14597.3194 | 14302.8825 | 14520.6579 | 14594.5382 | 14489.2614 | 14472.2317 | 14411.4243 | 14563.8992 | 14566.4804 | 14973.2613 | 14867.4996 | 14846.8823 | 14454.9666 | 14838.7984 | 14884.034 | 14973.2745 | 14753.7066 | 14265.8539 | 14394.4273 | 14628.0578 | 14583.8603 | 14692.0878 | 14881.8833 | 14762.7576 | 14654.9245 | 15042.2101 | 15094.7486 | 15228.636 | 15007.4282 | 15220.3215 | 15162.4635 | 15057.7776 | 15136.7398 | 14488.5363 | 14791.6847 | 15081.5716 | 15229.8026 | 14950.8766 | 14918.2595 | 14695.5614 | 14345.5498 | 14522.4946 | 14663.2081 | 14735.3189 | 14731.9168 | 14906.2634 | 14936.748 | 14798.0408 | 14882.1701 | 15410.5083 | 15344.2234 | 15168.0907 | 15184.1904 | 15178.9917 | 14971.324 | 15143.0918 | 15436.9562 | 15437.9561 | 15631.0399 | 15510.9556 | 15166.226 | 14754.309 | 14788.1557 | 14957.6772 | 14852.6983 | 14758.0962 | 14545.8782 | 14362.9862 | 14151.6484 | 14232.6746 | 14424.5951 | 14256.9881 | 14184.7262 | 14131.6097 | 13834.0388 | 13651.4257 | 13924.3222 | 13965.0128 | 13978.0239 | 13714.5352 | 13560.6086 | 13449.9388 | 13135.6798 | 13118.3423 | 13367.175 | 13364.7809 | 13396.9022 | 13403.2635 | 13080.1866 | 12790.4907 | 12862.5979 | 13024.5929 | 12999.8787 | 12869.2795 | 12844.5332 | 12544.8779 | 12206.3852 | 12209.8179 | 12383.088 | 12184.2654 | 11948.0484 | 12004.9666 | 12115.4167 | 12116.9778 | 12072.973 | 12529.5344 | 12435.4854 | 12506.8732 | 11875.968 | 12130.1653 | 12229.8406

## Figure 5
Figure 5 -Daily probability that the initial excess supply provided by the market falls below the reserve requirement under the base case
These illustrative probabilities are derived from our base case operational surplus modelling. They are based on the latest available data (as of 19 September) and will be subject to change as system conditions develop over the winter.
Date | Probability rounded to the nearest 0.1%
2025-10-27 | 0%
2025-10-28 | 0%
2025-10-29 | 0%
2025-10-30 | 0%
2025-10-31 | 0%
2025-11-01 | 0%
2025-11-02 | 0%
2025-11-03 | 0.1%
2025-11-04 | 0.1%
2025-11-05 | 0.1%
2025-11-06 | 0%
2025-11-07 | 0%
2025-11-08 | 0%
2025-11-09 | 0%
2025-11-10 | 0.1%
2025-11-11 | 0.1%
2025-11-12 | 0.1%
2025-11-13 | 0.1%
2025-11-14 | 0%
2025-11-15 | 0%
2025-11-16 | 0%
2025-11-17 | 0.4%
2025-11-18 | 0.3%
2025-11-19 | 0.4%
2025-11-20 | 0.4%
2025-11-21 | 0.1%
2025-11-22 | 0%
2025-11-23 | 0%
2025-11-24 | 0.6%
2025-11-25 | 0.4%
2025-11-26 | 0.6%
2025-11-27 | 0.4%
2025-11-28 | 0.1%
2025-11-29 | 0%
2025-11-30 | 0.1%
2025-12-01 | 0.6%
2025-12-02 | 0.6%
2025-12-03 | 0.7%
2025-12-04 | 0.6%
2025-12-05 | 0.7%
2025-12-06 | 0.1%
2025-12-07 | 0.2%
2025-12-08 | 1.7%
2025-12-09 | 0.7%
2025-12-10 | 0.8%
2025-12-11 | 0.7%
2025-12-12 | 0.2%
2025-12-13 | 0%
2025-12-14 | 0.1%
2025-12-15 | 0.8%
2025-12-16 | 0.9%
2025-12-17 | 1%
2025-12-18 | 0.6%
2025-12-19 | 0.2%
2025-12-20 | 0%
2025-12-21 | 0.1%
2025-12-22 | 0.3%
2025-12-23 | 0%
2025-12-24 | 0%
2025-12-25 | 0%
2025-12-26 | 0%
2025-12-27 | 0%
2025-12-28 | 0%
2025-12-29 | 0%
2025-12-30 | 0%
2025-12-31 | 0%
2026-01-01 | 0%
2026-01-02 | 0%
2026-01-03 | 0%
2026-01-04 | 0%
2026-01-05 | 0.6%
2026-01-06 | 0.6%
2026-01-07 | 0.5%
2026-01-08 | 0.3%
2026-01-09 | 0.2%
2026-01-10 | 0%
2026-01-11 | 0%
2026-01-12 | 0.8%
2026-01-13 | 0.9%
2026-01-14 | 0.7%
2026-01-15 | 0.6%
2026-01-16 | 0.2%
2026-01-17 | 0%
2026-01-18 | 0.1%
2026-01-19 | 1.3%
2026-01-20 | 1.3%
2026-01-21 | 1.2%
2026-01-22 | 0.7%
2026-01-23 | 0.4%
2026-01-24 | 0%
2026-01-25 | 0.1%
2026-01-26 | 0.7%
2026-01-27 | 0.6%
2026-01-28 | 0.5%
2026-01-29 | 0.4%
2026-01-30 | 0.1%
2026-01-31 | 0%
2026-02-01 | 0%
2026-02-02 | 0.4%
2026-02-03 | 0.4%
2026-02-04 | 0.4%
2026-02-05 | 0.2%
2026-02-06 | 0.1%
2026-02-07 | 0%
2026-02-08 | 0%
2026-02-09 | 0.2%
2026-02-10 | 0.1%
2026-02-11 | 0.1%
2026-02-12 | 0.1%
2026-02-13 | 0%
2026-02-14 | 0%
2026-02-15 | 0%
2026-02-16 | 0%
2026-02-17 | 0%
2026-02-18 | 0%
2026-02-19 | 0%
2026-02-20 | 0%
2026-02-21 | 0%
2026-02-22 | 0%
2026-02-23 | 0%
2026-02-24 | 0%
2026-02-25 | 0%
2026-02-26 | 0%
2026-02-27 | 0%
2026-02-28 | 0%
2026-03-01 | 0%
2026-03-02 | 0%
2026-03-03 | 0%
2026-03-04 | 0%
2026-03-05 | 0%
2026-03-06 | 0%
2026-03-07 | 0%
2026-03-08 | 0%
2026-03-09 | 0%
2026-03-10 | 0%
2026-03-11 | 0%
2026-03-12 | 0%
2026-03-13 | 0%
2026-03-14 | 0%
2026-03-15 | 0%
2026-03-16 | 0%
2026-03-17 | 0%
2026-03-18 | 0%
2026-03-19 | 0%
2026-03-20 | 0%
2026-03-21 | 0%
2026-03-22 | 0%
2026-03-23 | 0%
2026-03-24 | 0%
2026-03-25 | 0%
2026-03-26 | 0%
2026-03-27 | 0%
2026-03-28 | 0%

## Figure 6
Figure 6: Forecast range of peak national demand for winter 2025/26
Date | time axis 2025-10-27 to 2026-03-28
Winter Outlook forecast demand daily lower bound | 33439.9972 | 33951.6883 | 34221.7149 | 34186.9916 | 33312.636 | 30828.3897 | 32058.3446 | 35577.6208 | 35582.8485 | 35668.6802 | 34886.0791 | 33795.6544 | 31279.5958 | 32630.5329 | 35766.8805 | 36022.4042 | 35981.6265 | 35809.6532 | 34589.3522 | 31907.7937 | 33278.2955 | 36470.9021 | 36578.9667 | 36727.5496 | 36352.0134 | 35222.8724 | 32424.2908 | 33609.2619 | 36840.4957 | 36951.2448 | 37018.33 | 36776.7436 | 35614.6378 | 32939.5089 | 33994.3818 | 37255.1884 | 37289.8646 | 37428.3981 | 37201.0118 | 36076.189 | 33412.2632 | 34575.0824 | 37881.8344 | 37928.2076 | 38007.1132 | 37634.7507 | 36620.6435 | 33777.0911 | 35143.4291 | 38303.1479 | 38388.5826 | 38413.9915 | 38040.6489 | 36768.3661 | 33962.505 | 35291.2461 | 37162.2753 | 35324.1085 | 31673.1839 | 22016.1894 | 25004.6493 | 29177.0736 | 29261.2117 | 33529.4755 | 33505.9485 | 31659.1187 | 27736.8959 | 33783.5055 | 31929.6196 | 35087.2718 | 38354.2267 | 38343.5694 | 38282.2796 | 37959.1276 | 36780.2893 | 34138.8197 | 35247.1011 | 38449.0939 | 38437.1518 | 38459.6877 | 38115.8038 | 36931.8596 | 34409.3529 | 35492.6103 | 38551.1891 | 38558.5594 | 38531.772 | 38141.1671 | 36984.6564 | 34066.5127 | 35258.9878 | 38221.6717 | 38134.5469 | 38015.856 | 37762.6223 | 36362.4197 | 33564.8241 | 34599.9674 | 37824.1253 | 37768.1331 | 37661.5297 | 37240.5134 | 36015.5469 | 33245.6315 | 34309.1144 | 37366.674 | 37297.5954 | 37230.7542 | 36967.1673 | 35661.2089 | 32695.8737 | 33637.1595 | 36690.9308 | 36542.9268 | 36537.2111 | 36014.6351 | 34700.3361 | 31823.3943 | 32902.2019 | 35954.558 | 35815.6991 | 35756.0228 | 35403.4551 | 34023.5206 | 31273.7677 | 32281.7922 | 35158.09 | 35008.1192 | 34906.4967 | 34446.6892 | 33113.8179 | 30216.8594 | 31157.8999 | 34093.6623 | 33844.787 | 33587.1152 | 33108.3325 | 31775.8962 | 28841.1042 | 29843.1283 | 32741.2439 | 32563.3727 | 32436.2148 | 31964.2764 | 30520.313 | 27546.249 | 28590.4713 | 31402.0017 | 31367.3909 | 31267.2581 | 30806.3848 | 29351.2466 | 27187.7389
Winter Outlook forecast demand daily upper bound | 40767.955 | 40899.7743 | 40833.8019 | 40491.0134 | 39198.659 | 36467.1896 | 37978.4278 | 41316.8101 | 41390.3449 | 41347.5024 | 41052.8408 | 39845.3347 | 37231.2605 | 38509.4591 | 41814.3104 | 41886.5547 | 42164.4206 | 41977.1026 | 41006.9533 | 38407.1068 | 39823.0094 | 43071.6396 | 43065.3906 | 43155.3743 | 42809.5509 | 41738.6631 | 39166.5951 | 40514.684 | 43878.696 | 43952.2036 | 44079.3551 | 43870.0771 | 42838.7191 | 40173.1474 | 41507.6927 | 44932.288 | 45087.0894 | 45216.9324 | 44968.1452 | 43798.2037 | 41059.1303 | 42363.9174 | 45451.031 | 45459.8694 | 45506.7543 | 45311.0531 | 44164.0834 | 41619.477 | 42895.1955 | 45981.3965 | 46047.4297 | 46136.3318 | 45951.0791 | 44830.5041 | 42151.2423 | 43454.3971 | 45391.0571 | 43602.193 | 40049.2435 | 30536.3262 | 33633.6503 | 37631.7068 | 37726.1857 | 41951.8417 | 41905.0915 | 40109.8547 | 36139.4667 | 42251.1771 | 40380.1392 | 43693.9885 | 46612.4823 | 46611.6952 | 46573.0947 | 46168.7813 | 44976.5925 | 42054.2765 | 43061.3651 | 46169.8165 | 46198.2947 | 46080.2708 | 45757.9673 | 44419.9585 | 41650.433 | 42781.6576 | 45868.2281 | 45925.7385 | 45894.4236 | 45579.7529 | 44383.3521 | 41656.5454 | 42818.8059 | 46061.3224 | 45962.8612 | 45891.1146 | 45569.4967 | 44242.6488 | 41460.7952 | 42626.8819 | 45672.3981 | 45675.8392 | 45691.6915 | 45288.8875 | 43920.4622 | 41108.4895 | 42218.0588 | 45118.816 | 44873.3401 | 44672.0617 | 44222.5142 | 42875.8304 | 39852.6886 | 40941.7023 | 43883.3271 | 43774.925 | 43477.2731 | 42970.2827 | 41624.8469 | 38741.6632 | 39813.4231 | 42896.6453 | 42872.6043 | 42744.214 | 42287.6535 | 40999.8834 | 38114.5199 | 39094.9889 | 42069.9893 | 41879.0791 | 41763.8902 | 41220.129 | 39873.8753 | 36959.8234 | 37905.3976 | 40739.1981 | 40618.7895 | 40317.4683 | 39744.9216 | 38313.211 | 35185.8258 | 36061.7526 | 39032.2754 | 38722.8458 | 38765.3891 | 38240.2778 | 37058.4628 | 34152.5357 | 35163.0977 | 38202.7319 | 38235.9434 | 38239.8511 | 37336.1926 | 36047.2835 | 34277.9392
Winter Outlook Forecast Demand - 90% confidence bound | 7327.9578 | 6948.086 | 6612.087 | 6304.0218 | 5886.0229 | 5638.7999 | 5920.0832 | 5739.1894 | 5807.4963 | 5678.8222 | 6166.7617 | 6049.6804 | 5951.6648 | 5878.9261 | 6047.4298 | 5864.1505 | 6182.794 | 6167.4494 | 6417.6011 | 6499.3132 | 6544.7139 | 6600.7374 | 6486.4239 | 6427.8247 | 6457.5375 | 6515.7907 | 6742.3042 | 6905.4221 | 7038.2003 | 7000.9588 | 7061.025 | 7093.3334 | 7224.0813 | 7233.6386 | 7513.3109 | 7677.0996 | 7797.2248 | 7788.5343 | 7767.1334 | 7722.0147 | 7646.8671 | 7788.835 | 7569.1966 | 7531.6618 | 7499.6411 | 7676.3023 | 7543.4399 | 7842.386 | 7751.7663 | 7678.2486 | 7658.8471 | 7722.3403 | 7910.4302 | 8062.138 | 8188.7374 | 8163.151 | 8228.7818 | 8278.0845 | 8376.0596 | 8520.1368 | 8629.0011 | 8454.6332 | 8464.9739 | 8422.3662 | 8399.143 | 8450.736 | 8402.5709 | 8467.6716 | 8450.5196 | 8606.7167 | 8258.2556 | 8268.1258 | 8290.8151 | 8209.6538 | 8196.3032 | 7915.4568 | 7814.264 | 7720.7226 | 7761.1429 | 7620.5831 | 7642.1635 | 7488.0988 | 7241.0801 | 7289.0473 | 7317.039 | 7367.1791 | 7362.6517 | 7438.5859 | 7398.6957 | 7590.0327 | 7559.818 | 7839.6507 | 7828.3143 | 7875.2586 | 7806.8744 | 7880.2291 | 7895.9711 | 8026.9145 | 7848.2727 | 7907.7061 | 8030.1618 | 8048.3742 | 7904.9153 | 7862.8579 | 7908.9444 | 7752.142 | 7575.7447 | 7441.3075 | 7255.3469 | 7214.6216 | 7156.8149 | 7304.5428 | 7192.3963 | 7231.9981 | 6940.062 | 6955.6476 | 6924.5109 | 6918.2689 | 6911.2211 | 6942.0873 | 7056.9051 | 6988.1911 | 6884.1985 | 6976.3628 | 6840.7522 | 6813.1967 | 6911.8993 | 6870.9599 | 6857.3934 | 6773.4398 | 6760.0573 | 6742.9641 | 6747.4977 | 6645.5358 | 6774.0026 | 6730.3531 | 6636.5891 | 6537.3148 | 6344.7216 | 6218.6243 | 6291.0315 | 6159.4731 | 6329.1743 | 6276.0014 | 6538.1498 | 6606.2866 | 6572.6264 | 6800.7301 | 6868.5525 | 6972.593 | 6529.8078 | 6696.0369 | 7090.2003
Winter Outlook Central Forecast | 37531.003 | 37757.5917 | 37868.3856 | 37656.5679 | 36564.4493 | 33912.2834 | 35333.6362 | 38566.4686 | 38620.3416 | 38662.3225 | 38345.367 | 37152.9427 | 34567.7363 | 35870.1007 | 39061.971 | 39196.2618 | 39342.4651 | 39103.0564 | 38033.6443 | 35433.396 | 36712.7249 | 39873.7479 | 40053.2789 | 40123.2808 | 39888.6463 | 38738.9795 | 36031.5003 | 37263.1071 | 40509.3564 | 40629.4608 | 40572.0194 | 40387.3759 | 39261.7226 | 36527.8063 | 37718.9436 | 40888.145 | 40995.7921 | 41080.0555 | 40795.1881 | 39802.8382 | 37370.1626 | 38663.0006 | 41883.4332 | 42063.6655 | 42205.2545 | 41967.066 | 40799.1095 | 38127.4091 | 39360.705 | 42595.2483 | 42583.4521 | 42532.1795 | 42231.6548 | 41040.3658 | 38301.858 | 39492.8962 | 41247.0662 | 39363.4747 | 35752.0127 | 26059.8349 | 28818.4364 | 32872.9842 | 32933.4969 | 37337.2877 | 37131.6967 | 35460.131 | 31537.0506 | 37527.246 | 35649.5411 | 38893.2586 | 41870.7545 | 41817.6375 | 41722.6925 | 41406.3065 | 40208.2895 | 37534.0005 | 38644.4135 | 41821.5462 | 41924.0661 | 42014.1646 | 41838.7162 | 40650.6966 | 37975.2153 | 39201.7005 | 42332.4885 | 42400.8683 | 42460.2746 | 42212.1759 | 41008.6673 | 38329.6002 | 39521.4718 | 42612.5735 | 42612.0112 | 42546.937 | 42076.9934 | 40818.9362 | 37961.5175 | 38949.6986 | 42039.4926 | 41879.868 | 41718.2015 | 41340.4235 | 40033.8282 | 37196.5444 | 38241.401 | 41303.475 | 41279.22 | 41079.7668 | 40624.551 | 39350.0994 | 36406.374 | 37476.6477 | 40523.5421 | 40434.7127 | 40213.1085 | 39631.7549 | 38310.0751 | 35470.1211 | 36375.6522 | 39464.3055 | 39177.3316 | 39030.3641 | 38616.7995 | 37284.3876 | 34472.9898 | 35444.6759 | 38465.2604 | 38267.1169 | 38153.8021 | 37663.6141 | 36294.8113 | 33420.7838 | 34358.5247 | 37316.5091 | 37099.6878 | 36965.9269 | 36420.54 | 34967.9004 | 32004.0594 | 32947.1174 | 35886.9659 | 35727.4895 | 35646.6848 | 35132.2815 | 33753.3014 | 30871.0755 | 31911.1445 | 34953.3569 | 34845.6794 | 34867.087 | 34125.5814 | 32769.7072 | 30635.7728 | 31225
Outturn Demand 24/25 |  | 37431 | 36803 | 37343 | 34923 | 35948 | 33110 | 36595 | 38886 | 38443 | 38465 | 37949 | 38467 | 36399 | 36393 | 39137 | 39742 | 39493 | 39622 | 37415 | 34712 | 37905 | 41751 | 42192 | 43603 | 43192 | 42915 | 35441 | 34587 | 38005 | 41820 | 42342 | 42132 | 38223 | 34640 | 36419 | 40188 | 41892 | 40051 | 38461 | 38983 | 36637 | 37842 | 41851 | 42542 | 43361 | 41758 | 40936 | 37608 | 35317 | 38405 | 38367 | 38759 | 39472 | 37637 | 37637 | 33481 | 34995 | 38602 | 33348 | 31782 | 31173 | 36058 | 35628 | 33937 | 35067 | 32513 | 34021 | 41707 | 42419 | 40185 | 39049 | 42615 | 44730 | 45823 | 45924 | 45163 | 42824 | 42716 | 43111 | 42759 | 41196 | 41510 | 40777 | 40410 | 42466 | 43592 | 43328 | 43153 | 41810 | 38552 | 37891 | 38566 | 40885 | 40243 | 41984 | 41614 | 40730 | 37974 | 40240 | 40227 | 39323 | 41638 | 41681 | 41171 | 39935 | 39880 | 43256 | 43349 | 43312 | 43318 | 41646 | 39442 | 40271 | 42309 | 42166 | 41605 | 37166 | 35089 | 34210 | 34653 | 37332 | 38039 | 39823 | 39938 | 38786 | 36560 | 36663 | 39318 | 37168 | 36536 | 35651 | 35652 | 32279 | 33720 | 36371 | 37925 | 38997 | 40166 | 38553 | 36091 | 36648 | 39950 | 37748 | 37295 | 35183 | 33178 | 32474 | 34318 | 35577 | 36259 | 35511 | 33226 | 32757
Outturn Demand 24/25 (2 day shift) | 37431 | 36803 | 37343 | 34923 | 35948 | 33110 | 36595 | 38886 | 38443 | 38465 | 37949 | 38467 | 36399 | 36393 | 39137 | 39742 | 39493 | 39622 | 37415 | 34712 | 37905 | 41751 | 42192 | 43603 | 43192 | 42915 | 35441 | 34587 | 38005 | 41820 | 42342 | 42132 | 38223 | 34640 | 36419 | 40188 | 41892 | 40051 | 38461 | 38983 | 36637 | 37842 | 41851 | 42542 | 43361 | 41758 | 40936 | 37608 | 35317 | 38405 | 38367 | 38759 | 39472 | 37637 | 37637 | 33481 | 34995 | 38602 | 33348 | 31782 | 31173 | 36058 | 35628 | 33937 | 35067 | 32513 | 34021 | 41707 | 42419 | 40185 | 39049 | 42615 | 44730 | 45823 | 45924 | 45163 | 42824 | 42716 | 43111 | 42759 | 41196 | 41510 | 40777 | 40410 | 42466 | 43592 | 43328 | 43153 | 41810 | 38552 | 37891 | 38566 | 40885 | 40243 | 41984 | 41614 | 40730 | 37974 | 40240 | 40227 | 39323 | 41638 | 41681 | 41171 | 39935 | 39880 | 43256 | 43349 | 43312 | 43318 | 41646 | 39442 | 40271 | 42309 | 42166 | 41605 | 37166 | 35089 | 34210 | 34653 | 37332 | 38039 | 39823 | 39938 | 38786 | 36560 | 36663 | 39318 | 37168 | 36536 | 35651 | 35652 | 32279 | 33720 | 36371 | 37925 | 38997 | 40166 | 38553 | 36091 | 36648 | 39950 | 37748 | 37295 | 35183 | 33178 | 32474 | 34318 | 35577 | 36259 | 35511 | 33226 | 32757 | 30807

## Figure 7
Figure 7: Daily probability of national demand exceeding stated thresholds
Date | 40 GW | 42 GW | 44 GW | 46 GW | 48 GW
2025-10-27 | 12.28 | 0.42 | 0 | 0 | 0
2025-10-28 | 13.8 | 0.5 | 0 | 0 | 0
2025-10-29 | 13.8 | 0.7 | 0 | 0 | 0
2025-10-30 | 10.02 | 0.22 | 0 | 0 | 0
2025-10-31 | 1.1 | 0 | 0 | 0 | 0
2025-11-01 | 0 | 0 | 0 | 0 | 0
2025-11-02 | 0.06 | 0 | 0 | 0 | 0
2025-11-03 | 18.7 | 1.36 | 0 | 0 | 0
2025-11-04 | 20 | 2.04 | 0 | 0 | 0
2025-11-05 | 21 | 1.84 | 0 | 0 | 0
2025-11-06 | 16.6 | 1.3 | 0 | 0 | 0
2025-11-07 | 3.96 | 0.04 | 0 | 0 | 0
2025-11-08 | 0 | 0 | 0 | 0 | 0
2025-11-09 | 0.3 | 0 | 0 | 0 | 0
2025-11-10 | 29.82 | 3.8 | 0.06 | 0 | 0
2025-11-11 | 33.06 | 4.26 | 0.08 | 0 | 0
2025-11-12 | 35.94 | 6.42 | 0.14 | 0 | 0
2025-11-13 | 31.12 | 4.88 | 0.14 | 0 | 0
2025-11-14 | 14.02 | 1.3 | 0 | 0 | 0
2025-11-15 | 0.26 | 0 | 0 | 0 | 0
2025-11-16 | 3.82 | 0.02 | 0 | 0 | 0
2025-11-17 | 47.74 | 14.98 | 0.8 | 0 | 0
2025-11-18 | 51.14 | 14.82 | 0.78 | 0 | 0
2025-11-19 | 52.46 | 16.42 | 1.14 | 0 | 0
2025-11-20 | 47.86 | 13.08 | 0.64 | 0.04 | 0
2025-11-21 | 25.84 | 3.58 | 0.34 | 0 | 0
2025-11-22 | 1.54 | 0.08 | 0 | 0 | 0
2025-11-23 | 8.48 | 0.92 | 0 | 0 | 0
2025-11-24 | 59.52 | 24.48 | 4.34 | 0.28 | 0
2025-11-25 | 61.08 | 27.12 | 4.76 | 0.6 | 0.02
2025-11-26 | 60.54 | 27.16 | 5.44 | 0.58 | 0
2025-11-27 | 56.84 | 24.44 | 4.44 | 0.58 | 0
2025-11-28 | 37.78 | 10.68 | 1.54 | 0.02 | 0
2025-11-29 | 5.94 | 0.9 | 0 | 0 | 0
2025-11-30 | 17.6 | 3.4 | 0.44 | 0 | 0
2025-12-01 | 63.92 | 33.52 | 10.12 | 2.06 | 0.06
2025-12-02 | 65.16 | 34.28 | 11.18 | 2.18 | 0.04
2025-12-03 | 65.66 | 36.08 | 11.82 | 2.42 | 0.08
2025-12-04 | 62.12 | 33.76 | 10.74 | 1.66 | 0.06
2025-12-05 | 47.56 | 19.98 | 4.14 | 0.34 | 0
2025-12-06 | 12.46 | 1.66 | 0.08 | 0 | 0
2025-12-07 | 28.7 | 7.14 | 0.72 | 0 | 0
2025-12-08 | 74.24 | 47.94 | 17.16 | 2.54 | 0.16
2025-12-09 | 76.86 | 50.84 | 17.44 | 2.76 | 0.08
2025-12-10 | 77.4 | 53.22 | 19 | 2.78 | 0.16
2025-12-11 | 76.1 | 49.54 | 17.3 | 2.28 | 0.04
2025-12-12 | 62.76 | 28.66 | 5.88 | 0.56 | 0
2025-12-13 | 19.5 | 3.32 | 0.4 | 0 | 0
2025-12-14 | 38.62 | 11.48 | 1.7 | 0.12 | 0
2025-12-15 | 82.62 | 59.68 | 24.92 | 4.92 | 0.7
2025-12-16 | 83.56 | 59.3 | 26.58 | 5.22 | 0.74
2025-12-17 | 82.22 | 58.34 | 26.18 | 5.62 | 1.06
2025-12-18 | 79.56 | 53.88 | 22.1 | 4.78 | 0.68
2025-12-19 | 65.88 | 33.84 | 10.08 | 1.98 | 0.1
2025-12-20 | 23.02 | 5.72 | 0.72 | 0 | 0
2025-12-21 | 41.84 | 14.54 | 3.18 | 0.16 | 0
2025-12-22 | 67.48 | 38.84 | 13.32 | 3.08 | 0.12
2025-12-23 | 41.66 | 16.02 | 3.78 | 0.24 | 0
2025-12-24 | 5.34 | 0.66 | 0 | 0 | 0
2025-12-25 | 0 | 0 | 0 | 0 | 0
2025-12-26 | 0 | 0 | 0 | 0 | 0
2025-12-27 | 0.24 | 0 | 0 | 0 | 0
2025-12-28 | 0.08 | 0 | 0 | 0 | 0
2025-12-29 | 19.92 | 4.8 | 0.2 | 0 | 0
2025-12-30 | 19.3 | 4.64 | 0.1 | 0 | 0
2025-12-31 | 5.46 | 0.16 | 0 | 0 | 0
2026-01-01 | 0 | 0 | 0 | 0 | 0
2026-01-02 | 23.9 | 6.7 | 0.18 | 0 | 0
2026-01-03 | 7.48 | 0.4 | 0 | 0 | 0
2026-01-04 | 37.96 | 17.54 | 3.24 | 0.1 | 0
2026-01-05 | 82.24 | 59.24 | 31.12 | 8.42 | 0.68
2026-01-06 | 82.28 | 58.98 | 30.48 | 8.38 | 0.72
2026-01-07 | 81.6 | 57.7 | 29.02 | 7.72 | 0.94
2026-01-08 | 77.84 | 51.16 | 23.4 | 5.82 | 0.36
2026-01-09 | 61.66 | 34.18 | 6.88 | 1.46 | 0.02
2026-01-10 | 20.34 | 5.2 | 0.26 | 0 | 0
2026-01-11 | 32.82 | 11.46 | 1.62 | 0.04 | 0
2026-01-12 | 82.24 | 59.24 | 31.12 | 5.86 | 0.58
2026-01-13 | 82.28 | 58.98 | 30.48 | 5.9 | 0.58
2026-01-14 | 81.6 | 57.7 | 29.02 | 5.4 | 0.4
2026-01-15 | 77.84 | 51.16 | 23.4 | 3.76 | 0.1
2026-01-16 | 61.66 | 34.18 | 6.88 | 0.36 | 0
2026-01-17 | 20.64 | 3 | 0.02 | 0 | 0
2026-01-18 | 36.38 | 11 | 0.62 | 0 | 0
2026-01-19 | 82.24 | 59.24 | 31.12 | 4.36 | 0.02
2026-01-20 | 82.28 | 58.98 | 30.48 | 4.64 | 0.08
2026-01-21 | 81.6 | 57.7 | 29.02 | 4.4 | 0
2026-01-22 | 77.84 | 51.16 | 23.4 | 2.78 | 0.02
2026-01-23 | 61.66 | 34.18 | 6.88 | 0.1 | 0
2026-01-24 | 24.66 | 2.68 | 0 | 0 | 0
2026-01-25 | 42.38 | 13.48 | 0.64 | 0 | 0
2026-01-26 | 82.24 | 59.24 | 31.12 | 5.48 | 0.04
2026-01-27 | 82.28 | 58.98 | 30.48 | 4.8 | 0
2026-01-28 | 81.6 | 57.7 | 29.02 | 4.26 | 0.06
2026-01-29 | 77.84 | 51.16 | 23.4 | 2.7 | 0
2026-01-30 | 61.66 | 34.18 | 6.88 | 0.16 | 0
2026-01-31 | 22.58 | 2.32 | 0.06 | 0 | 0
2026-02-01 | 37.22 | 10.76 | 0.32 | 0 | 0
2026-02-02 | 75.76 | 50.52 | 24.96 | 3.28 | 0.1
2026-02-03 | 73.86 | 48.64 | 23.76 | 3.2 | 0.06
2026-02-04 | 72.78 | 46.32 | 22.46 | 3.12 | 0.06
2026-02-05 | 68.34 | 41.8 | 17.44 | 1.8 | 0
2026-02-06 | 50.58 | 25.58 | 4.62 | 0.04 | 0
2026-02-07 | 15.24 | 1.48 | 0.02 | 0 | 0
2026-02-08 | 27.62 | 6.64 | 0.14 | 0 | 0
2026-02-09 | 69.4 | 39.64 | 14.44 | 1.26 | 0.02
2026-02-10 | 69.88 | 36.88 | 12.74 | 0.9 | 0
2026-02-11 | 66.28 | 34.7 | 10.4 | 0.68 | 0
2026-02-12 | 60.76 | 28.56 | 6.7 | 0.26 | 0
2026-02-13 | 38.58 | 11.34 | 0.94 | 0 | 0
2026-02-14 | 4.18 | 0.32 | 0 | 0 | 0
2026-02-15 | 12.38 | 1.04 | 0 | 0 | 0
2026-02-16 | 58.44 | 24.76 | 4.52 | 0.1 | 0
2026-02-17 | 56.46 | 22.1 | 3.72 | 0.02 | 0
2026-02-18 | 52.84 | 20.36 | 2.2 | 0.02 | 0
2026-02-19 | 45.16 | 14.04 | 0.98 | 0 | 0
2026-02-20 | 23.76 | 2.8 | 0.02 | 0 | 0
2026-02-21 | 0.5 | 0 | 0 | 0 | 0
2026-02-22 | 3.94 | 0.02 | 0 | 0 | 0
2026-02-23 | 42.12 | 13.5 | 0.68 | 0 | 0
2026-02-24 | 39.64 | 12.64 | 0.56 | 0 | 0
2026-02-25 | 36.86 | 11.42 | 0.38 | 0 | 0
2026-02-26 | 30.7 | 6.92 | 0.12 | 0 | 0
2026-02-27 | 13.58 | 1.08 | 0 | 0 | 0
2026-02-28 | 0.2 | 0 | 0 | 0 | 0
2026-03-01 | 1.38 | 0 | 0 | 0 | 0
2026-03-02 | 27.56 | 5.46 | 0.18 | 0 | 0
2026-03-03 | 24.54 | 4.32 | 0.04 | 0 | 0
2026-03-04 | 22.1 | 3.84 | 0.06 | 0 | 0
2026-03-05 | 16.16 | 1.74 | 0.02 | 0 | 0
2026-03-06 | 4.34 | 0.14 | 0 | 0 | 0
2026-03-07 | 0 | 0 | 0 | 0 | 0
2026-03-08 | 0.08 | 0 | 0 | 0 | 0
2026-03-09 | 10.84 | 0.82 | 0 | 0 | 0
2026-03-10 | 9.5 | 0.28 | 0 | 0 | 0
2026-03-11 | 7.12 | 0.08 | 0 | 0 | 0
2026-03-12 | 3.86 | 0 | 0 | 0 | 0
2026-03-13 | 0.16 | 0 | 0 | 0 | 0
2026-03-14 | 0 | 0 | 0 | 0 | 0
2026-03-15 | 0 | 0 | 0 | 0 | 0
2026-03-16 | 1.34 | 0.04 | 0 | 0 | 0
2026-03-17 | 1.04 | 0.02 | 0 | 0 | 0
2026-03-18 | 1.16 | 0 | 0 | 0 | 0
2026-03-19 | 0.64 | 0.02 | 0 | 0 | 0
2026-03-20 | 0.04 | 0 | 0 | 0 | 0
2026-03-21 | 0 | 0 | 0 | 0 | 0
2026-03-22 | 0 | 0 | 0 | 0 | 0
2026-03-23 | 0.32 | 0 | 0 | 0 | 0
2026-03-24 | 0.24 | 0 | 0 | 0 | 0
2026-03-25 | 0.22 | 0 | 0 | 0 | 0
2026-03-26 | 0 | 0 | 0 | 0 | 0
2026-03-27 | 0 | 0 | 0 | 0 | 0
2026-03-28 | 0 | 0 | 0 | 0 | 0

## Figure 8
Figure 8: Planned generator availability for winter 2025/26 with forecast range of de-rated generation availability and central forecast of expected demand
Date | time axis 2025-10-27 to 2026-03-28
Winter Outlook forecast generation daily credible lower bound |  | 38988.343 | 39143.061 | 39170.1315 | 39226.3901 | 39188.149 | 38693.0661 | 38631.0795 | 38632.3575 | 38642.4345 | 38662.0615 | 38438.5235 | 38110.9885 | 38780.2575 | 38794.029 | 39069.1375 | 39045.44 | 39079.308 | 39066.836 | 39071.7426 | 39036.02 | 38508.1625 | 38498.5079 | 38470.923 | 38489.6689 | 38525.296 | 38037.3885 | 38623.565 | 38781.0055 | 39111.488 | 39187.1465 | 39334.62 | 39363.8086 | 39271.3475 | 39239.4275 | 39274.7425 | 39293.9279 | 39324.4975 | 39318.9265 | 38026.7289 | 37084.395 | 37739.308 | 38533.769 | 39632.914 | 39610.209 | 39567.3561 | 39828.1375 | 40217.0205 | 40221.5325 | 40193.3501 | 40203.065 | 40198.6165 | 40559.231 | 40503.7885 | 40025.128 | 40696.8975 | 40829.4445 | 41042.058 | 41018.9771 | 40973.4885 | 41027.156 | 41063.3325 | 41043.3935 | 41052.446 | 41018.786 | 41343.425 | 41310.881 | 41345.348 | 41328.3769 | 41381.649 | 40737.5815 | 40734.5649 | 40776.502 | 40746.3575 | 40250.5955 | 40227.7515 | 40252.215 | 40256.5955 | 40253.7835 | 40211.7625 | 40248.019 | 40535.9725 | 39983.985 | 39842.943 | 39625.3415 | 39613.3676 | 39791.921 | 39930.7061 | 39452.5735 | 39494.9301 | 39623.525 | 40455.3765 | 40517.7585 | 40636.7785 | 40785.5325 | 40738.901 | 40356.3855 | 40799.7476 | 40763.134 | 40723.3115 | 40963.745 | 41047.4074 | 41160.402 | 41127.6265 | 41101.834 | 41156.4975 | 41149.586 | 41203.0825 | 41199.9475 | 41245.3725 | 41199.107 | 41204.0485 | 41163.9465 | 41185.1105 | 41091.7864 | 41097.0975 | 41066.2735 | 40985.431 | 41024.9485 | 41048.0315 | 41071.919 | 41059.49 | 41056.123 | 40308.2305 | 40282.7839 | 40040.8225 | 39841.1076 | 39903.0275 | 39898.6885 | 39883.26 | 39897.0125 | 39264.551 | 39329.0825 | 38991.406 | 39869.579 | 39821.8415 | 39899.3555 | 39871.491 | 39942.806 | 39922.8145 | 39852.163 | 40143.668 | 40137.774 | 40122.811 | 39547.511 | 39598.5525 | 39648.262 | 39077.7745 | 39117.851 | 39038.899 | 39064.943 | 39092.393 | 42268.7574
Winter Outlook forecast generation daily credible upper bound |  | 43874.6096 | 44000.899 | 44100.931 | 44106.6235 | 44116.9866 | 43547.973 | 43524.434 | 43545.5966 | 43530.9915 | 43524.569 | 43268.244 | 42873.5759 | 43613.4815 | 43615.347 | 43909.6465 | 43924.548 | 43902.183 | 43919.303 | 43920.0736 | 43879.1474 | 43307.855 | 43265.051 | 43265.4371 | 43305.395 | 43315.6796 | 42742.768 | 43409.0796 | 43573.5165 | 43923.67 | 44035.5154 | 44151.551 | 44175.5025 | 44165.7401 | 44199.971 | 44226.8965 | 44188.49 | 44214.1135 | 44232.794 | 42873.061 | 41842.435 | 42574.2446 | 43387.601 | 44525.099 | 44526.9125 | 44531.7459 | 44752.7115 | 45173.0775 | 45135.5175 | 45134.657 | 45121.943 | 45117.9069 | 45431.175 | 45430.271 | 44847.5615 | 45631.01 | 45848.4785 | 46021.9039 | 46001.679 | 46020.311 | 45996.932 | 45963.7065 | 45995.4355 | 45999.438 | 46049.0255 | 46390.5425 | 46381.53 | 46364.556 | 46374.435 | 46356.445 | 45750.4015 | 45784.786 | 45742.0111 | 45758.534 | 45158.0725 | 45206.8354 | 45249.854 | 45216.5601 | 45200.6505 | 45219.98 | 45194.046 | 45498.81 | 44893.432 | 44726.7625 | 44437.06 | 44428.6536 | 44673.1174 | 44839.0475 | 44368.3299 | 44368.8135 | 44444.984 | 45305.68 | 45369.5715 | 45479.84 | 45705.8311 | 45671.1835 | 45258.3515 | 45712.504 | 45690.8275 | 45688.9185 | 45902.914 | 46016.253 | 46098.9049 | 46146.806 | 46180.681 | 46170.43 | 46203.1635 | 46167.4435 | 46161.833 | 46164.9624 | 46182.8884 | 46196.324 | 46159.2585 | 46191.1816 | 46059.582 | 46070.545 | 46101.3996 | 46089.0775 | 46069.959 | 46027.0414 | 46051.5054 | 46009.329 | 46038.5299 | 45203.3425 | 45207.915 | 44930.8709 | 44807.0525 | 44778.121 | 44774.294 | 44792.774 | 44805.064 | 44114.1265 | 44092.3755 | 43824.5575 | 44796.9866 | 44771.3336 | 44826.68 | 44834.675 | 44789.2285 | 44812.1819 | 44809.3865 | 45079.1785 | 45077.0765 | 45066.8901 | 44534.8501 | 44526.7161 | 44475.0475 | 43905.4645 | 43891.6039 | 43904.0039 | 43860.889 | 43856.3395 | 47291.433
Winter Outlook Forecast generation - 90% confidence bound |  | 4886.2666 | 4857.838 | 4930.7995 | 4880.2334 | 4928.8376 | 4854.9069 | 4893.3545 | 4913.2391 | 4888.557 | 4862.5076 | 4829.7205 | 4762.5874 | 4833.224 | 4821.318 | 4840.509 | 4879.108 | 4822.875 | 4852.467 | 4848.331 | 4843.1274 | 4799.6925 | 4766.5431 | 4794.514 | 4815.7261 | 4790.3835 | 4705.3795 | 4785.5145 | 4792.511 | 4812.182 | 4848.3689 | 4816.931 | 4811.694 | 4894.3926 | 4960.5435 | 4952.154 | 4894.5621 | 4889.616 | 4913.8675 | 4846.3321 | 4758.04 | 4834.9366 | 4853.832 | 4892.1851 | 4916.7035 | 4964.3899 | 4924.574 | 4956.057 | 4913.985 | 4941.3069 | 4918.878 | 4919.2905 | 4871.944 | 4926.4825 | 4822.4336 | 4934.1125 | 5019.034 | 4979.846 | 4982.7019 | 5046.8225 | 4969.776 | 4900.374 | 4952.042 | 4946.992 | 5030.2395 | 5047.1175 | 5070.649 | 5019.208 | 5046.058 | 4974.796 | 5012.82 | 5050.2211 | 4965.5091 | 5012.1765 | 4907.477 | 4979.084 | 4997.639 | 4959.9645 | 4946.8671 | 5008.2176 | 4946.027 | 4962.8375 | 4909.447 | 4883.8195 | 4811.7185 | 4815.286 | 4881.1964 | 4908.3414 | 4915.7565 | 4873.8834 | 4821.459 | 4850.3035 | 4851.813 | 4843.0615 | 4920.2985 | 4932.2825 | 4901.966 | 4912.7565 | 4927.6935 | 4965.607 | 4939.169 | 4968.8455 | 4938.5029 | 5019.1795 | 5078.847 | 5013.9325 | 5053.5775 | 4964.361 | 4961.8855 | 4919.59 | 4983.7814 | 4992.2755 | 4995.3121 | 5006.0711 | 4967.7956 | 4973.4474 | 5035.126 | 5103.6465 | 5045.0105 | 4979.01 | 4979.5864 | 4949.839 | 4982.4069 | 4895.112 | 4925.1311 | 4890.0484 | 4965.9449 | 4875.0935 | 4875.6056 | 4909.514 | 4908.0515 | 4849.5755 | 4763.2931 | 4833.1515 | 4927.4076 | 4949.4921 | 4927.3245 | 4963.184 | 4846.4225 | 4889.3674 | 4957.2235 | 4935.5105 | 4939.3025 | 4944.079 | 4987.3391 | 4928.1636 | 4826.7855 | 4827.69 | 4773.7529 | 4865.105 | 4795.946 | 4763.9466 | 5022.6755
Winter Outlook Central Forecast |  | 41643.5745 | 41787.135 | 41898.36 | 41917.3945 | 41912.2695 | 41365.255 | 41361.52 | 41369.34 | 41360.135 | 41354.7095 | 41100.805 | 40757.53 | 41430.5695 | 41406.374 | 41715.899 | 41727.06 | 41714.6595 | 41724.2345 | 41693.35 | 41699.02 | 41128.715 | 41117.4995 | 41140.7095 | 41121.4445 | 41118.78 | 40637.5645 | 41264.7195 | 41409.65 | 41775.7895 | 41875.9095 | 41994.7695 | 41982.34 | 41978.08 | 41982.479 | 41966.7095 | 41986.129 | 41999.7995 | 41992.235 | 40666.045 | 39700.295 | 40379.704 | 41193.7745 | 42315.5445 | 42331.1445 | 42310.8095 | 42533.6095 | 42909.52 | 42923.5495 | 42930.409 | 42941.455 | 42922.695 | 43188.345 | 43176.13 | 42674.8045 | 43389.13 | 43541.71 | 43763.275 | 43749.01 | 43741.47 | 43752.1495 | 43742.8845 | 43758.4345 | 43740.8445 | 43748.57 | 44103.02 | 44096.1495 | 44092.245 | 44130.204 | 44093.5745 | 43519.7995 | 43521.2595 | 43528.095 | 43512.48 | 42962.8595 | 42973.22 | 42960.83 | 42968.1845 | 42994.135 | 42962.41 | 42972.6245 | 43234.56 | 42704.5995 | 42532.005 | 42252.12 | 42263.13 | 42482.4345 | 42656.625 | 42160.255 | 42152.614 | 42249.49 | 43127.84 | 43219.7045 | 43301.405 | 43481.77 | 43485.335 | 43049.7095 | 43482.125 | 43466.27 | 43464.515 | 43648.7845 | 43781.9495 | 43879.2045 | 43863.19 | 43867.6295 | 43871.8095 | 43879.445 | 43889.7095 | 43906.159 | 43923.1645 | 43892.7345 | 43903.01 | 43928.02 | 43908.6095 | 43816.615 | 43841.8295 | 43834.43 | 43802.05 | 43807.05 | 43780.615 | 43781.62 | 43761.735 | 43764.2845 | 42994.9295 | 42995.4945 | 42749.945 | 42544.779 | 42569.609 | 42575.7995 | 42577.205 | 42601.96 | 41958.795 | 41982.4595 | 41696.13 | 42597.685 | 42603.745 | 42608.9995 | 42583.095 | 42585.324 | 42599.57 | 42581.235 | 42839.374 | 42840.83 | 42823.574 | 42320.91 | 42344.0045 | 42329.095 | 41748.5595 | 41742.13 | 41735.674 | 41719.2745 | 41729.609 | 41729.609
Outturn Generation available 24/25 |  | 38760.216 | 40197.454 | 39701.44 | 39645.282 | 40603.334 | 38760.334 | 39620.47 | 40951.074 | 41072.966 | 41250.844 | 38689.556 | 39579.86 | 38997.776 | 38876.982 | 38817.722 | 39782.238 | 40958.242 | 41487.18 | 39329.762 | 39366.946 | 38916.738 | 39664.426 | 39764.4 | 40120.292 | 43275.888 | 42645.696 | 38897.01 | 38847.566 | 38838.31 | 41648.646 | 40228.656 | 40943.166 | 39460.7 | 36935.19 | 37032.41 | 40377.556 | 40712.66 | 39155.472 | 39357.268 | 40648.544 | 39334.712 | 39838.838 | 41146.114 | 41367.928 | 43649.83 | 43188.906 | 43206.162 | 39095.09 | 38331.328 | 40402.636 | 40384.662 | 38888.804 | 39497.266 | 38126.322 | 38618.238 | 37398.866 | 36151.052 | 40594.048 | 39917.998 | 37627.958 | 39663.886 | 39462.632 | 40310.706 | 39018.092 | 39832.598 | 40107.188 | 41116.614 | 38913.642 | 41190.82 | 41197.956 | 38987.348 | 39523.05 | 41326.248 | 42554.196 | 43122.224 | 42615.468 | 42426.284 | 42448.332 | 41790.834 | 42455.164 | 42713.478 | 42126.996 | 42832.76 | 42413.322 | 42895.9 | 42008.266 | 44620.414 | 44579.992 | 40817.882 | 40144.736 | 38741.302 | 40101.708 | 41883.954 | 41319.756 | 41635.288 | 43185.672 | 45324.374 | 44007.086 | 45236.876 | 44054.456 | 43381.42 | 44960.612 | 44362.53 | 44470.058 | 44221.88 | 44745.758 | 44158.858 | 43462.222 | 44678.456 | 44962.768 | 44973.056 | 45237.788 | 43836.812 | 45244.38 | 43781.74 | 41878.408 | 42467.678 | 40304.988 | 40884.792 | 41038.506 | 41910.366 | 43949.096 | 44655.974 | 45181.932 | 44530.942 | 41808.658 | 40717.408 | 42349.58 | 40737.894 | 40253.466 | 40621.354 | 39934.922 | 39387.526 | 39071.76 | 39501.544 | 39794.388 | 41829.936 | 42631.07 | 42021.2 | 42796.972 | 40881.566 | 42341.02 | 42210.824 | 41191.908 | 37656.334 | 36326.766 | 38031.208 | 39332.474 | 39863.886 | 40470.118 | 39903.518 | 37777.214
Total Scheduled Availability | 46931.4952 | 47327.4952 | 47465.4952 | 47555.4952 | 47573.4952 | 47573.4952 | 47152.4952 | 47323.4952 | 47413.4952 | 47502.4952 | 47633.4952 | 47939.4952 | 47480.4952 | 48345.4952 | 48345.4952 | 48645.4952 | 48645.4952 | 48645.4952 | 48645.4952 | 48645.4952 | 48645.4952 | 47985.4952 | 47985.4952 | 47985.4952 | 47985.4952 | 48003.4952 | 47358.4952 | 48003.4952 | 48003.4952 | 48303.4952 | 48303.4952 | 48303.4952 | 48303.4952 | 48303.4952 | 48303.4952 | 48303.4952 | 48303.4952 | 48303.4952 | 48303.4952 | 46823.4952 | 45678.4952 | 46521.4952 | 47407.4952 | 48644.4952 | 48644.4952 | 48644.4952 | 48884.4952 | 49230.4952 | 49304.4952 | 49304.4952 | 49304.4952 | 49304.4952 | 49604.4952 | 49604.4952 | 48959.4952 | 49838.4952 | 50024.4952 | 50244.4952 | 50244.4952 | 50244.4952 | 50244.4952 | 50244.4952 | 50244.4952 | 50244.4952 | 50244.4952 | 50384.4952 | 50624.4952 | 50624.4952 | 50624.4952 | 50624.4952 | 49964.4952 | 49964.4952 | 49964.4952 | 49964.4952 | 49344.4952 | 48699.4952 | 49344.4952 | 49344.4952 | 49344.4952 | 49344.4952 | 49344.4952 | 49644.4952 | 49004.4952 | 48829.4952 | 48519.4952 | 48519.4952 | 48759.4952 | 48959.4952 | 48424.4952 | 47779.4952 | 48529.4952 | 49464.4952 | 49554.4952 | 49643.4952 | 49864.4952 | 49864.4952 | 49429.4952 | 49889.4952 | 49874.4952 | 49874.4952 | 50084.4952 | 50234.4952 | 50340.4952 | 49727.4952 | 50372.4952 | 50372.4952 | 50372.4952 | 50372.4952 | 50372.4952 | 50387.4952 | 50387.4952 | 50387.4952 | 50387.4952 | 50387.4952 | 50287.4952 | 50287.4952 | 50287.4952 | 49604.4952 | 50249.4952 | 50249.4952 | 50249.4952 | 50249.4952 | 50249.4952 | 49409.4952 | 49409.4952 | 49109.4952 | 49339.4952 | 49339.4952 | 49339.4952 | 49339.4952 | 49377.4952 | 47622.4952 | 48267.4952 | 47967.4952 | 48957.4952 | 48957.4952 | 48957.4952 | 48957.4952 | 48957.4952 | 48957.4952 | 48957.4952 | 49237.4952 | 49237.4952 | 49237.4952 | 48617.4952 | 48617.4952 | 48617.4952 | 47957.4952 | 47957.4952 | 47957.4952 | 47957.4952 | 47957.4952 | 47897.4952

## Figure 9
Figure 9 - Interconnectors operational this winter

## Figure 10
Figure 10 -Interconnector Capacity Market obligations for 2025/26
GW
| Interconnector | CM obligation 2024/25 | CM obligation 2025/26 | Rated capacity
| IFA | 1.38 | 1.38 | 2
| Moyle | 0.245 | 0.245 | 0.5
| BritNed | 0.61 | 0.66 | 1
| EWIC | 0.245 | 0.245 | 0.5
| Nemo Link | 0.68 | 0.65 | 1
| IFA2 | 0.71 | 0.71 | 1
| NSL | 1.26 | 1.162 | 1.4
| ElecLink | 0.75 | 0.75 | 1
| Viking Link | 0.728 | 0.882 | 1.4
| Greenlink* | 0 | 0.245 | 0.5
| TOTAL | 6.608 | 6.929 | 10.3
*Note: T-1 Capacity Market agreement

## Figure 11
Figure 11 - Most recent results from long-term interconnector capacity auctions for Q4-25 baseload power
EUR / MWh
| Interconnector | GB Import | GB Export
| IFA | 23.46 | 1.03
| IFA2 | 22.24 | 1
| ElecLink | 20.48 | 1.64
| Nemo Link | 7.9 | 5.05
| BritNed | 7.67 | 4.64
| Viking Link | 13.55 | 4.1

## Figure 12
Figure 12 - Q4-25 Q4-25 peak load price evolution

## Figure 13
Figure 13 - Q1-26 peak load price evolution

## Figure 14
Figure 14: Scheduled French nuclear outages for winter 2025/26 compared with historic ranges
GW
|  | Winter 2025/26 scheduled outages as of 19 September 2025 | Winter 2024/25 scheduled outages as of 19 September 2024 | Winter 2024/25 actual outages | Winter 2019/20 to Winter 2023/24 scheduled outages as of 19 September each year |  |  | Winter 2019/20 to Winter 2023/24 actual outages
| Date |  |  |  | Minimum | Maximum | Range | Minimum | Maximum | Range
| 2025-10-30 | 9.73 | 11.605 | 15.23 | 11.61 | 23.765 | 12.155 | 17.2408 | 34.4925 | 17.2516
| 2025-10-31 | 9.9454 | 11.605 | 15.2694 | 11.61 | 23.765 | 12.155 | 17.7605 | 31.8738 | 14.1133
| 2025-11-01 | 11.06 | 11.8183 | 15.3855 | 11.61 | 23.6567 | 12.0467 | 18.6242 | 32.5557 | 13.9315
| 2025-11-02 | 11.06 | 12.935 | 18.3205 | 11.61 | 22.465 | 10.855 | 17.9947 | 31.7111 | 13.7164
| 2025-11-03 | 11.06 | 12.935 | 16.2644 | 11.61 | 22.465 | 10.855 | 16.7116 | 31.305 | 14.5934
| 2025-11-04 | 11.06 | 12.935 | 15.6544 | 11.2329 | 22.465 | 11.2321 | 16.5583 | 31.0975 | 14.5392
| 2025-11-05 | 11.0219 | 12.935 | 15.0348 | 11.195 | 22.465 | 11.27 | 16.8861 | 30.6673 | 13.7812
| 2025-11-06 | 10.145 | 12.935 | 14.626 | 10.3229 | 22.465 | 12.1421 | 17.0139 | 30.6807 | 13.6667
| 2025-11-07 | 10.145 | 12.935 | 14.7414 | 10.285 | 22.465 | 12.18 | 16.3269 | 30.5552 | 14.2283
| 2025-11-08 | 10.0306 | 12.935 | 14.0735 | 9.4704 | 22.465 | 12.9946 | 15.9976 | 30.0744 | 14.0768
| 2025-11-09 | 9.23 | 12.8588 | 16.8171 | 10.4592 | 22.465 | 12.0058 | 15.0686 | 30.05 | 14.9814
| 2025-11-10 | 9.23 | 12.02 | 17.9395 | 9.8548 | 22.465 | 12.6102 | 14.945 | 30.0877 | 15.1427
| 2025-11-11 | 9.23 | 11.9467 | 18.352 | 7.665 | 22.4273 | 14.7623 | 15.6385 | 30.7461 | 15.1077
| 2025-11-12 | 9.1171 | 11.14 | 15.491 | 7.665 | 21.56 | 13.895 | 15.6496 | 30.7803 | 15.1307
| 2025-11-13 | 7.43 | 11.14 | 14.1839 | 7.665 | 21.435 | 13.77 | 15.3834 | 30.5459 | 15.1624
| 2025-11-14 | 7.43 | 11.14 | 13.221 | 7.665 | 20.785 | 13.12 | 17.2685 | 29.273 | 12.0045
| 2025-11-15 | 7.2431 | 11.14 | 13.1674 | 7.665 | 20.785 | 13.12 | 16.6116 | 29.2812 | 12.6696
| 2025-11-16 | 5.935 | 11.0858 | 13.089 | 7.665 | 20.785 | 13.12 | 15.5181 | 29.331 | 13.8129
| 2025-11-17 | 5.935 | 9.84 | 13.4085 | 7.665 | 19.3475 | 11.6825 | 15.13 | 29.3866 | 14.2566
| 2025-11-18 | 5.935 | 9.84 | 12.9311 | 7.665 | 19.285 | 11.62 | 15.2791 | 29.331 | 14.0519
| 2025-11-19 | 5.935 | 9.84 | 11.6677 | 7.665 | 19.285 | 11.62 | 14.9765 | 30.228 | 15.2515
| 2025-11-20 | 5.8983 | 9.84 | 10.7916 | 7.5537 | 18.0296 | 10.4758 | 13.758 | 29.773 | 16.015
| 2025-11-21 | 5.055 | 9.84 | 11.5976 | 6.33 | 17.975 | 11.645 | 13.9803 | 28.5941 | 14.6138
| 2025-11-22 | 5.055 | 9.84 | 11.8381 | 6.33 | 17.1029 | 10.7729 | 14.7501 | 28.3272 | 13.5771
| 2025-11-23 | 5.055 | 9.84 | 12.1029 | 6.3866 | 17.065 | 10.6784 | 13.4019 | 28.1152 | 14.7133
| 2025-11-24 | 5.055 | 9.84 | 19.4946 | 6.33 | 17.065 | 10.735 | 12.8941 | 27.0116 | 14.1174
| 2025-11-25 | 3.6879 | 9.84 | 14.4017 | 6.33 | 17.065 | 10.735 | 13.005 | 26.3463 | 13.3413
| 2025-11-26 | 2.245 | 9.84 | 12.1457 | 6.33 | 16.1881 | 9.8581 | 14.523 | 28.298 | 13.775
| 2025-11-27 | 2.245 | 9.84 | 11.5413 | 6.33 | 16.15 | 9.82 | 13.7111 | 29.6358 | 15.9247
| 2025-11-28 | 2.245 | 9.84 | 11.6873 | 4.5762 | 16.3519 | 11.7756 | 14.6878 | 27.0719 | 12.3841
| 2025-11-29 | 2.245 | 9.84 | 10.6807 | 4.5 | 16.39 | 11.89 | 15.0592 | 26.1832 | 11.124
| 2025-11-30 | 2.2069 | 9.8019 | 10.703 | 4.5 | 16.39 | 11.89 | 13.5329 | 25.4669 | 11.934
| 2025-12-01 | 1.33 | 8.925 | 10.8319 | 4.5 | 16.39 | 11.89 | 14.0827 | 25.582 | 11.4993
| 2025-12-02 | 1.33 | 8.925 | 11.5443 | 4.5 | 16.39 | 11.89 | 14.7316 | 25.1682 | 10.4366
| 2025-12-03 | 1.33 | 8.925 | 11.5362 | 4.4629 | 15.24 | 10.7771 | 15.2193 | 25.8275 | 10.6082
| 2025-12-04 | 1.33 | 8.925 | 11.7465 | 3.61 | 16.0742 | 12.4642 | 15.6021 | 24.1368 | 8.5348
| 2025-12-05 | 1.33 | 8.925 | 12.6557 | 3.61 | 13.9654 | 10.3554 | 16.0922 | 23.7861 | 7.6939
| 2025-12-06 | 1.5185 | 9.1383 | 13.0654 | 3.61 | 13.56 | 9.95 | 15.3769 | 24.02 | 8.6431
| 2025-12-07 | 1.33 | 10.255 | 13.2982 | 3.61 | 13.56 | 9.95 | 15.1224 | 23.9111 | 8.7888
| 2025-12-08 | 1.33 | 10.255 | 11.1745 | 3.61 | 13.56 | 9.95 | 15.5929 | 23.1821 | 7.5893
| 2025-12-09 | 1.33 | 10.255 | 10.0681 | 2.7379 | 13.56 | 10.8221 | 14.6874 | 20.6257 | 5.9383
| 2025-12-10 | 1.33 | 10.255 | 9.6665 | 2.7 | 13.56 | 10.86 | 15.2383 | 20.7168 | 5.4786
| 2025-12-11 | 1.33 | 10.255 | 9.037 | 1.8231 | 12.9829 | 11.1598 | 15.9535 | 20.7753 | 4.8217
| 2025-12-12 | 1.33 | 10.255 | 9.037 | 1.785 | 12.2133 | 10.4283 | 14.6722 | 20.2383 | 5.5661
| 2025-12-13 | 1.33 | 10.1996 | 8.9735 | 1.785 | 12.13 | 10.345 | 13.7875 | 19.682 | 5.8945
| 2025-12-14 | 1.33 | 8.925 | 8.0295 | 1.785 | 12.13 | 10.345 | 14.4812 | 19.27 | 4.7888
| 2025-12-15 | 1.33 | 8.8871 | 8.0205 | 1.785 | 11.2627 | 9.4777 | 13.3537 | 19.27 | 5.9162
| 2025-12-16 | 1.33 | 8.015 | 8.125 | 1.785 | 11.225 | 9.44 | 14.3683 | 20.1412 | 5.7729
| 2025-12-17 | 1.33 | 8.015 | 8.8296 | 0.91771 | 11.225 | 10.3073 | 13.9644 | 20.1551 | 6.1907
| 2025-12-18 | 1.33 | 8.015 | 11.1189 | 0.88 | 11.225 | 10.345 | 12.2158 | 20.215 | 7.9993
| 2025-12-19 | 1.33 | 8.015 | 11.9995 | 0.88 | 10.3529 | 9.4729 | 13.4203 | 20.2395 | 6.8193
| 2025-12-20 | 1.33 | 8.0696 | 10.982 | 0.88 | 10.315 | 9.435 | 11.9333 | 20.1304 | 8.1971
| 2025-12-21 | 1.33 | 9.325 | 14.1965 | 0.88 | 10.315 | 9.435 | 11.1274 | 20.07 | 8.9426
| 2025-12-22 | 1.33 | 9.325 | 15.4144 | 0.88 | 10.315 | 9.435 | 11.12 | 20.1396 | 9.0196
| 2025-12-23 | 1.33 | 9.325 | 13.0077 | 0.88 | 10.315 | 9.435 | 10.514 | 22.7571 | 12.2432
| 2025-12-24 | 1.33 | 9.2704 | 12.6405 | 0.88 | 9.52 | 8.64 | 11.1372 | 25.0958 | 13.9586
| 2025-12-25 | 1.33 | 8.015 | 11.6792 | 0.88 | 9.52 | 8.64 | 11.93 | 24.2079 | 12.2779
| 2025-12-26 | 1.33 | 8.015 | 10.0213 | 0.88 | 9.52 | 8.64 | 11.9249 | 25.5497 | 13.6248
| 2025-12-27 | 1.33 | 8.015 | 9.9917 | 0.88 | 8.82 | 7.94 | 12.9475 | 21.5108 | 8.5633
| 2025-12-28 | 1.33 | 8.015 | 10.5374 | 0.88 | 8.82 | 7.94 | 12.5638 | 20.1513 | 7.5875
| 2025-12-29 | 1.33 | 8.015 | 11.3835 | 0.88 | 8.82 | 7.94 | 10.9185 | 24.5747 | 13.6561
| 2025-12-30 | 1.33 | 7.8846 | 12.4418 | 0.88 | 8.82 | 7.94 | 10.895 | 25.9932 | 15.0982
| 2025-12-31 | 1.33 | 5.795 | 12.1183 | 0.88 | 8.82 | 7.94 | 10.6042 | 28.9899 | 18.3858
| 2026-01-01 | 1.33 | 5.795 | 10.8264 | 0.88 | 8.7819 | 7.9019 | 9.7629 | 27.0525 | 17.2896
| 2026-01-02 | 1.3854 | 5.795 | 9.6122 | 0.88 | 7.45 | 6.57 | 9.205 | 20.1198 | 10.9148
| 2026-01-03 | 2.66 | 5.795 | 9.2038 | 0.88 | 7.45 | 6.57 | 9.2113 | 18.628 | 9.4167
| 2026-01-04 | 2.66 | 5.795 | 11.5854 | 0.88 | 7.45 | 6.57 | 9.2325 | 18.6088 | 9.3763
| 2026-01-05 | 2.66 | 5.795 | 11.3548 | 0.88 | 7.45 | 6.57 | 9.535 | 18.3067 | 8.7717
| 2026-01-06 | 2.66 | 5.795 | 10.5201 | 0.88 | 7.45 | 6.57 | 9.09 | 17.9222 | 8.8322
| 2026-01-07 | 2.66 | 5.795 | 8.5751 | 0.88 | 7.4121 | 6.5321 | 9.08 | 18.2507 | 9.1707
| 2026-01-08 | 2.66 | 5.795 | 7.62 | 0.88 | 6.4154 | 5.5354 | 9.08 | 20.2485 | 11.1685
| 2026-01-09 | 2.66 | 5.795 | 7.7429 | 0.88 | 6.205 | 5.325 | 9.0961 | 16.8445 | 7.7484
| 2026-01-10 | 2.66 | 5.795 | 9.0644 | 0.88 | 6.205 | 5.325 | 9.08 | 16.7306 | 7.6506
| 2026-01-11 | 2.66 | 5.795 | 8.4261 | 0.88 | 6.205 | 5.325 | 9.08 | 16.79 | 7.71
| 2026-01-12 | 2.66 | 5.795 | 7.1397 | 0.036667 | 6.205 | 6.1683 | 8.8576 | 17.7759 | 8.9182
| 2026-01-13 | 2.66 | 5.795 | 8.8554 | 0 | 6.205 | 6.205 | 8.8423 | 17.705 | 8.8627
| 2026-01-14 | 2.66 | 5.795 | 8.4399 | 0 | 6.205 | 6.205 | 9.1829 | 19.919 | 10.7361
| 2026-01-15 | 2.66 | 5.7579 | 6.994 | 0 | 6.9108 | 6.9108 | 9.156 | 20.7161 | 11.5602
| 2026-01-16 | 2.66 | 4.905 | 6.994 | 0 | 6.965 | 6.965 | 9.5224 | 17.5538 | 8.0314
| 2026-01-17 | 2.66 | 4.905 | 6.994 | 0 | 6.965 | 6.965 | 9.8723 | 17.7 | 7.8277
| 2026-01-18 | 2.66 | 4.905 | 7.09 | 0.87208 | 6.965 | 6.0929 | 9.6398 | 18.2354 | 8.5956
| 2026-01-19 | 2.66 | 4.905 | 6.9862 | 0.91 | 6.965 | 6.055 | 10.0886 | 21.0567 | 10.9681
| 2026-01-20 | 2.66 | 4.905 | 6.881 | 0.91 | 6.965 | 6.055 | 11.3115 | 19.0984 | 7.787
| 2026-01-21 | 2.66 | 4.905 | 6.881 | 0.91 | 6.965 | 6.055 | 11.1264 | 19.3625 | 8.2361
| 2026-01-22 | 2.66 | 4.905 | 6.881 | 0.91 | 7.8419 | 6.9319 | 10.5119 | 18.6929 | 8.181
| 2026-01-23 | 2.66 | 4.905 | 6.912 | 0.91 | 7.88 | 6.97 | 10.3214 | 18.44 | 8.1186
| 2026-01-24 | 2.66 | 4.9431 | 7.0178 | 0.91 | 7.88 | 6.97 | 10.0756 | 18.4494 | 8.3737
| 2026-01-25 | 2.66 | 5.82 | 7.8988 | 1.7629 | 7.88 | 6.1171 | 11.2959 | 18.3715 | 7.0755
| 2026-01-26 | 2.66 | 5.82 | 12.8769 | 1.8 | 7.88 | 6.08 | 11.2891 | 17.6715 | 6.3824
| 2026-01-27 | 2.66 | 5.82 | 13.0838 | 1.8 | 7.88 | 6.08 | 10.4353 | 17.3213 | 6.8859
| 2026-01-28 | 2.66 | 5.82 | 12.8292 | 1.8 | 7.88 | 6.08 | 11.4657 | 16.7559 | 5.2902
| 2026-01-29 | 2.66 | 5.82 | 9.9775 | 1.8 | 9.1354 | 7.3354 | 12.6018 | 17.1958 | 4.594
| 2026-01-30 | 2.66 | 5.82 | 9.6825 | 1.8 | 9.19 | 7.39 | 12.1915 | 18.1117 | 5.9202
| 2026-01-31 | 2.66 | 6.0481 | 9.8857 | 1.8 | 9.19 | 7.39 | 12.3997 | 18.2192 | 5.8195
| 2026-02-01 | 2.66 | 9.465 | 12.8035 | 1.8 | 9.19 | 7.39 | 11.7143 | 17.144 | 5.4297
| 2026-02-02 | 2.66 | 9.465 | 12.8085 | 1.8 | 9.19 | 7.39 | 11.3816 | 16.2894 | 4.9078
| 2026-02-03 | 2.66 | 9.465 | 12.795 | 1.8 | 9.2346 | 7.4346 | 11.3415 | 15.7178 | 4.3763
| 2026-02-04 | 2.66 | 9.465 | 13.9549 | 1.8 | 9.365 | 7.565 | 10.6932 | 15.9775 | 5.2843
| 2026-02-05 | 2.66 | 9.465 | 13.9946 | 1.8 | 10.4885 | 8.6885 | 9.3939 | 15.4682 | 6.0743
| 2026-02-06 | 2.66 | 9.465 | 14.3632 | 1.8 | 10.545 | 8.745 | 11.5645 | 16.1981 | 4.6336
| 2026-02-07 | 2.66 | 9.5954 | 15.0534 | 1.8 | 10.545 | 8.745 | 10.3387 | 17.2453 | 6.9066
| 2026-02-08 | 2.66 | 12.595 | 16.9847 | 1.8 | 10.545 | 8.745 | 9.6647 | 16.0644 | 6.3997
| 2026-02-09 | 2.66 | 12.595 | 15.8671 | 1.8 | 10.545 | 8.745 | 11.6892 | 15.9908 | 4.3017
| 2026-02-10 | 2.66 | 12.595 | 15.2554 | 1.8 | 10.545 | 8.745 | 12.0615 | 17.4419 | 5.3804
| 2026-02-11 | 2.66 | 12.595 | 16.0684 | 1.8 | 10.545 | 8.745 | 12.2227 | 18.188 | 5.9654
| 2026-02-12 | 2.66 | 12.595 | 13.9375 | 1.8 | 10.545 | 8.745 | 11.9322 | 17.2416 | 5.3094
| 2026-02-13 | 2.66 | 12.595 | 13.2151 | 1.8 | 10.545 | 8.745 | 13.2727 | 17.9312 | 4.6585
| 2026-02-14 | 2.66 | 12.6321 | 12.3651 | 1.8 | 10.545 | 8.745 | 12.0989 | 16.9288 | 4.83
| 2026-02-15 | 2.66 | 13.485 | 13.2116 | 3.0554 | 10.545 | 7.4896 | 13.6343 | 17.2023 | 3.5681
| 2026-02-16 | 2.66 | 13.485 | 14.0377 | 3.11 | 10.545 | 7.435 | 13.4018 | 18.1897 | 4.7879
| 2026-02-17 | 2.66 | 13.485 | 13.3181 | 3.11 | 10.545 | 7.435 | 12.7185 | 17.6953 | 4.9768
| 2026-02-18 | 2.66 | 13.485 | 13.205 | 3.11 | 10.455 | 7.345 | 11.8961 | 19.1033 | 7.2072
| 2026-02-19 | 2.66 | 13.3742 | 13.3925 | 3.11 | 10.5071 | 7.3971 | 12.8943 | 19.8751 | 6.9808
| 2026-02-20 | 2.66 | 12.155 | 15.346 | 3.11 | 10.545 | 7.435 | 15.8226 | 19.9607 | 4.1381
| 2026-02-21 | 2.66 | 12.1929 | 15.5624 | 3.11 | 10.545 | 7.435 | 14.2471 | 19.995 | 5.7479
| 2026-02-22 | 2.66 | 13.065 | 17.7711 | 5.285 | 10.545 | 5.26 | 15.7974 | 19.4877 | 3.6903
| 2026-02-23 | 2.66 | 13.065 | 17.4775 | 5.285 | 10.545 | 5.26 | 14.2775 | 19.5931 | 5.3156
| 2026-02-24 | 2.66 | 13.065 | 15.9269 | 5.285 | 13.2296 | 7.9446 | 13.6434 | 20.0898 | 6.4464
| 2026-02-25 | 2.66 | 13.065 | 15.5103 | 5.285 | 13.285 | 8 | 13.7731 | 21.9638 | 8.1906
| 2026-02-26 | 2.66 | 13.065 | 14.9746 | 5.285 | 13.285 | 8 | 14.1985 | 22.5185 | 8.32
| 2026-02-27 | 2.66 | 13.065 | 14.8497 | 6.37 | 13.285 | 6.915 | 15.9897 | 22.021 | 6.0313
| 2026-02-28 | 2.66 | 13.065 | 14.835 | 6.37 | 13.285 | 6.915 | 13.6536 | 22 | 8.3464
| 2026-03-01 | 2.66 | 13.065 | 15.5689 | 7.285 | 13.285 | 6 | 13.8489 | 22.1219 | 8.273
| 2026-03-02 | 2.66 | 13.065 | 16.0322 | 7.285 | 13.285 | 6 | 13.6654 | 22 | 8.3346
| 2026-03-03 | 2.66 | 13.065 | 16.179 | 7.285 | 13.285 | 6 | 14.372 | 22.3043 | 7.9323
| 2026-03-04 | 2.66 | 13.065 | 15.0343 | 7.285 | 13.285 | 6 | 14.6689 | 24.7043 | 10.0354
| 2026-03-05 | 2.66 | 13.065 | 14.9064 | 6.2196 | 13.6619 | 7.4423 | 15.9706 | 25.1362 | 9.1657
| 2026-03-06 | 2.66 | 13.065 | 15.5053 | 6.165 | 13.7 | 7.535 | 15.3234 | 25.0454 | 9.722
| 2026-03-07 | 2.66 | 13.065 | 16.4371 | 6.165 | 13.7 | 7.535 | 16.2761 | 24.0571 | 7.781
| 2026-03-08 | 2.66 | 13.065 | 18.8165 | 6.165 | 13.7 | 7.535 | 16.3264 | 24.0201 | 7.6937
| 2026-03-09 | 2.66 | 13.065 | 18.582 | 6.165 | 15.4077 | 9.2427 | 16.226 | 25.1574 | 8.9314
| 2026-03-10 | 2.66 | 13.065 | 16.0652 | 6.165 | 15.5 | 9.335 | 16.4944 | 25.4476 | 8.9532
| 2026-03-11 | 2.66 | 13.065 | 16.8039 | 6.165 | 14.6471 | 8.4821 | 16.2357 | 24.6952 | 8.4594
| 2026-03-12 | 2.66 | 13.065 | 17.1759 | 6.165 | 18.4533 | 12.2883 | 15.4796 | 27.1138 | 11.6342
| 2026-03-13 | 2.66 | 13.065 | 16.6042 | 9.5192 | 18.66 | 9.1408 | 16.8375 | 27.7492 | 10.9116
| 2026-03-14 | 2.66 | 13.1192 | 15.1781 | 9.665 | 18.66 | 8.995 | 15.9831 | 26.1092 | 10.1262
| 2026-03-15 | 2.66 | 14.365 | 16.4877 | 9.665 | 18.66 | 8.995 | 15.6438 | 25.32 | 9.6762
| 2026-03-16 | 2.66 | 14.365 | 16.5161 | 9.665 | 18.66 | 8.995 | 15.085 | 24.905 | 9.82
| 2026-03-17 | 2.66 | 14.365 | 16.4 | 9.665 | 18.66 | 8.995 | 15.085 | 24.596 | 9.511
| 2026-03-18 | 2.66 | 14.365 | 16.6343 | 9.665 | 18.66 | 8.995 | 15.1306 | 25.8605 | 10.7298
| 2026-03-19 | 2.66 | 14.3271 | 16.3712 | 9.665 | 18.66 | 8.995 | 15.2587 | 27.0759 | 11.8172
| 2026-03-20 | 2.66 | 13.455 | 17.5419 | 10.9683 | 18.66 | 7.6917 | 17.1136 | 26.5012 | 9.3876
| 2026-03-21 | 2.66 | 13.5104 | 19.8385 | 11.025 | 17.3854 | 6.3604 | 17.1491 | 26.1179 | 8.9688
| 2026-03-22 | 2.66 | 14.7304 | 19.9438 | 11.025 | 17.33 | 6.305 | 16.2716 | 26.561 | 10.2895
| 2026-03-23 | 2.66 | 13.4369 | 18.7196 | 11.025 | 17.33 | 6.305 | 16.13 | 27.935 | 11.805
| 2026-03-24 | 2.66 | 12.56 | 16.5933 | 11.025 | 16.0554 | 5.0304 | 15.6814 | 27.935 | 12.2536
| 2026-03-25 | 2.66 | 12.56 | 16.4597 | 11.025 | 16 | 4.975 | 15.8823 | 28.1782 | 12.2959
| 2026-03-26 | 2.66 | 12.5229 | 17.2598 | 11.025 | 17.2746 | 6.2496 | 16.1723 | 30.881 | 14.7087
| 2026-03-27 | 2.66 | 11.67 | 17.6667 | 11.905 | 17.33 | 5.425 | 18.6541 | 30.0145 | 11.3604
| 2026-03-28 | 2.66 | 11.7071 | 17.3432 | 11.0617 | 17.33 | 6.2683 | 19.5572 | 29.88 | 10.3228
| 2026-03-29 | 2.66 | 12.56 | 20.2815 | 11.025 | 17.33 | 6.305 | 19.4552 | 29.88 | 10.4248
| 2026-03-30 | 2.66 | 12.56 | 21.5949 | 11.025 | 17.33 | 6.305 | 18.9754 | 30.3325 | 11.3571
| 2026-03-31 | 2.66 | 12.56 | 19.0872 | 11.025 | 17.33 | 6.305 | 19.4711 | 30.785 | 11.3139

## Figure 15
Figure 15: Norwegian hydroelectric reserves
| 2025 | 2024 | 2015-2022 mean | 2020-2024 minimum | 2020-2025 maximum | 2020-2024 range
2024-01-01 | 77.3604 | 59.7622 | 63.8762 | 53.6495 | 78.4814 | 24.8319
2024-01-08 | 74.0333 | 56.4614 | 61.8454 | 52.2531 | 74.6272 | 22.3742
2024-01-15 | 73.5091 | 52.9568 | 59.3139 | 50.5659 | 71.6061 | 21.0402
2024-01-22 | 70.9138 | 51.4265 | 57.2831 | 49.205 | 67.2411 | 18.0361
2024-01-29 | 67.6612 | 50.2959 | 55.0797 | 47.1018 | 63.6631 | 16.5614
2024-02-05 | 64.5396 | 47.2471 | 52.4047 | 45.121 | 59.7142 | 14.5932
2024-02-12 | 60.6738 | 44.0696 | 49.9122 | 43.0135 | 56.5785 | 13.565
2024-02-19 | 57.7292 | 41.3679 | 47.9154 | 40.2412 | 55.6201 | 15.3789
2024-02-26 | 55.5173 | 38.6908 | 45.2488 | 37.2839 | 52.9053 | 15.6213
2024-03-04 | 56.3763 | 35.8924 | 42.3542 | 34.4735 | 50.4132 | 15.9397
2024-03-11 | 53.5201 | 33.6049 | 39.8045 | 31.6815 | 47.8382 | 16.1567
2024-03-18 | 51.1426 | 30.8288 | 37.547 | 29.4831 | 45.4896 | 16.0065
2024-03-25 | 49.668 | 28.6437 | 35.706 | 27.212 | 45.9387 | 18.7266
2024-04-01 | 48.2744 | 27.0624 | 33.6314 | 25.1536 | 44.5357 | 19.3821
2024-04-08 | 47.3356 | 28.8413 | 32.3698 | 22.8338 | 41.8898 | 19.0561
2024-04-15 | 48.5698 | 27.8618 | 31.2541 | 22.249 | 40.0756 | 17.8266
2024-04-22 | 47.8497 | 25.3729 | 29.6012 | 21.3028 | 37.3573 | 16.0545
2024-04-29 | 49.6918 | 27.6963 | 29.0143 | 21.0863 | 35.3621 | 14.2758
2024-05-06 | 49.62 | 31.8138 | 30.9691 | 23.3619 | 37.8152 | 14.4533
2024-05-13 | 51.6387 | 39.9436 | 34.7182 | 25.4059 | 42.4236 | 17.0177
2024-05-20 | 52.6384 | 48.2016 | 40.0084 | 31.5474 | 48.2016 | 16.6542
2024-05-27 | 55.4109 | 56.9945 | 45.6863 | 35.8962 | 56.9945 | 21.0982
2024-06-03 | 58.4453 | 61.0118 | 51.3519 | 42.6672 | 61.0118 | 18.3446
2024-06-10 | 60.2095 | 63.5091 | 56.907 | 48.413 | 63.5091 | 15.0961
2024-06-17 | 64.3192 | 66.7156 | 62.2878 | 53.4689 | 66.7156 | 13.2468
2024-06-24 | 68.0446 | 69.2557 | 66.8125 | 59.7013 | 73.3767 | 13.6754
2024-07-01 | 70.5149 | 70.3832 | 69.4381 | 62.7772 | 78.2593 | 15.4821
2024-07-08 | 71.4778 | 72.2633 | 71.3741 | 64.5411 | 80.6282 | 16.087
2024-07-15 | 72.7354 | 73.2091 | 72.9337 | 65.6465 | 83.4135 | 17.767
2024-07-22 | 72.6463 | 74.6223 | 74.1992 | 67.0755 | 85.4821 | 18.4065
2024-07-29 | 72.7148 | 74.2626 | 75.0543 | 68.4179 | 89.5778 | 21.1599
2024-08-05 | 76.3068 | 76.2671 | 76.5345 | 68.5301 | 91.0838 | 22.5536
2024-08-12 | 76.9901 | 77.2762 | 76.9502 | 68.1172 | 90.9273 | 22.8101
2024-08-19 | 76.2967 | 80.1955 | 77.5848 | 67.1221 | 91.483 | 24.3609
2024-08-26 | 75.0118 | 82.1525 | 77.4729 | 65.9955 | 91.2621 | 25.2666
2024-09-02 | 77.4719 | 83.3124 | 77.2478 | 65.3525 | 90.7432 | 25.3907
2024-09-09 | 78.847 | 84.4723 | 77.6281 | 63.7454 | 92.1905 | 28.4451
2024-09-16 |  | 83.7018 | 78.331 | 63.3313 | 93.1362 | 29.8049
2024-09-23 |  | 83.2225 | 79.4227 | 64.9398 | 94.2027 | 29.2629
2024-09-30 |  | 81.9614 | 80.5193 | 66.7964 | 94.4075 | 27.6111
2024-10-07 |  | 81.9228 | 81.5248 | 67.9389 | 95.0713 | 27.1324
2024-10-14 |  | 82.4294 | 81.3791 | 68.6959 | 93.5274 | 24.8315
2024-10-21 |  | 85.9254 | 82.2615 | 71.7131 | 92.7635 | 21.0504
2024-10-28 |  | 87.7702 | 82.9396 | 72.6162 | 92.8566 | 20.2405
2024-11-04 |  | 87.2329 | 83.1846 | 71.7487 | 94.8251 | 23.0764
2024-11-11 |  | 86.8806 | 81.9804 | 71.6135 | 93.8679 | 22.2544
2024-11-18 |  | 84.5585 | 80.4734 | 69.3424 | 95.7789 | 26.4365
2024-11-25 |  | 83.7236 | 78.1713 | 66.167 | 94.6641 | 28.4971
2024-12-02 |  | 82.5618 | 75.357 | 62.5404 | 92.2906 | 29.7502
2024-12-09 |  | 80.1964 | 72.8561 | 61.1179 | 89.3638 | 28.2459
2024-12-16 |  | 79.8021 | 71.2044 | 58.2383 | 87.1997 | 28.9614
2024-12-23 |  | 79.5749 | 69.9333 | 56.31 | 85.367 | 29.0571

## Figure 16
Figure 16: Evolution of NBP (National Balancing Point - Great Britain's gas trading hub) and TTF (Title Transfer Facility - the European gas benchmark) winter 2024/25 and winter 2025/26 contracts from Argus

## Figure 17
Figure 17: Aggregated EU gas storage
|  | 2023 | 2024 | 2025 | 2015-2024 mean | 2015-2024 minimum | 2015-2024 maximum | 2015-2024 range | EU target - 80% | EU target - 90%
| 2011-01-01 | 88.8182 | 93.3682 | 78.2924 | 75.7027 | 56.9683 | 93.3682 | 36.3999
| 2011-01-02 | 88.8162 | 93.1346 | 77.7669 | 75.3511 | 56.9645 | 93.1346 | 36.1701
| 2011-01-03 | 88.7295 | 92.8914 | 77.1351 | 74.9454 | 56.8183 | 92.8914 | 36.0732
| 2011-01-04 | 88.6614 | 92.5256 | 76.5174 | 74.4847 | 56.5559 | 92.5256 | 35.9696
| 2011-01-05 | 88.5247 | 92.1196 | 76.0173 | 73.9802 | 56.1494 | 92.1196 | 35.9702
| 2011-01-06 | 88.4716 | 91.7166 | 75.5797 | 73.4822 | 55.737 | 91.7166 | 35.9796
| 2011-01-07 | 88.427 | 91.2249 | 75.0491 | 72.9412 | 55.1903 | 91.2249 | 36.0346
| 2011-01-08 | 88.3528 | 90.3724 | 74.4023 | 72.3695 | 54.7376 | 90.3724 | 35.6348
| 2011-01-09 | 88.1144 | 89.4583 | 73.7445 | 71.7915 | 54.2845 | 89.4583 | 35.1738
| 2011-01-10 | 87.8649 | 88.5187 | 73.067 | 71.2015 | 53.5119 | 88.7611 | 35.2492
| 2011-01-11 | 87.6264 | 87.6106 | 72.3967 | 70.6026 | 52.7424 | 88.3163 | 35.5738
| 2011-01-12 | 87.4051 | 86.7958 | 71.7132 | 70.0302 | 51.963 | 87.8718 | 35.9089
| 2011-01-13 | 87.1524 | 86.1444 | 70.8523 | 69.4796 | 51.2128 | 87.3406 | 36.1278
| 2011-01-14 | 86.9539 | 85.5538 | 69.9428 | 68.8612 | 50.4596 | 86.9539 | 36.4942
| 2011-01-15 | 86.7332 | 84.7933 | 69.07 | 68.2537 | 49.8695 | 86.7332 | 36.8637
| 2011-01-16 | 86.2845 | 83.9793 | 68.212 | 67.612 | 49.3481 | 86.2845 | 36.9364
| 2011-01-17 | 85.776 | 83.1877 | 67.2918 | 66.9375 | 48.6673 | 85.776 | 37.1086
| 2011-01-18 | 85.2392 | 82.4645 | 66.4732 | 66.2141 | 47.9326 | 85.2392 | 37.3066
| 2011-01-19 | 84.6083 | 81.7231 | 65.6494 | 65.4839 | 47.2715 | 84.6083 | 37.3368
| 2011-01-20 | 83.9531 | 81.1185 | 64.6842 | 64.7859 | 46.5826 | 83.9531 | 37.3705
| 2011-01-21 | 83.3925 | 80.5558 | 63.6682 | 64.106 | 45.8525 | 83.3925 | 37.5401
| 2011-01-22 | 82.8053 | 79.9991 | 62.8 | 63.4207 | 45.239 | 82.8053 | 37.5663
| 2011-01-23 | 82.0406 | 79.4822 | 62.1643 | 62.6978 | 44.6553 | 82.0406 | 37.3853
| 2011-01-24 | 81.2743 | 79.0659 | 61.633 | 62.086 | 43.9172 | 81.2743 | 37.3571
| 2011-01-25 | 80.5504 | 78.6286 | 61.2529 | 61.4155 | 43.1499 | 80.5504 | 37.4006
| 2011-01-26 | 79.8656 | 78.2246 | 60.8565 | 60.7878 | 42.4293 | 79.8656 | 37.4363
| 2011-01-27 | 79.1178 | 77.8386 | 60.4404 | 60.1908 | 41.8058 | 79.1178 | 37.312
| 2011-01-28 | 78.4999 | 77.4438 | 60.023 | 59.6196 | 41.2117 | 78.4999 | 37.2882
| 2011-01-29 | 77.9395 | 76.9307 | 59.5827 | 59.0693 | 40.8328 | 77.9395 | 37.1067
| 2011-01-30 | 77.3247 | 76.4294 | 59.0258 | 58.5239 | 40.4631 | 77.3247 | 36.8616
| 2011-01-31 | 76.9664 | 75.9627 | 58.4284 | 57.9927 | 39.8801 | 76.9664 | 37.0863
| 2011-02-01 | 76.463 | 75.487 | 57.9293 | 57.4931 | 39.4097 | 76.463 | 37.0533
| 2011-02-02 | 75.9797 | 75.0823 | 57.3992 | 57.0036 | 38.947 | 75.9797 | 37.0326
| 2011-02-03 | 75.5701 | 74.8452 | 56.6673 | 56.5384 | 38.5103 | 75.5701 | 37.0598
| 2011-02-04 | 75.2388 | 74.613 | 55.9362 | 56.065 | 38.1515 | 75.2388 | 37.0873
| 2011-02-05 | 74.7786 | 74.2627 | 55.1939 | 55.5543 | 37.8943 | 74.7786 | 36.8843
| 2011-02-06 | 74.2087 | 73.9163 | 54.4885 | 54.9857 | 37.6566 | 74.2087 | 36.5521
| 2011-02-07 | 73.5153 | 73.4715 | 53.8757 | 54.4698 | 37.239 | 73.5153 | 36.2763
| 2011-02-08 | 72.815 | 73.0439 | 53.3442 | 53.8938 | 36.8504 | 73.0439 | 36.1934
| 2011-02-09 | 72.095 | 72.7634 | 52.8518 | 53.3385 | 36.4804 | 72.7634 | 36.2831
| 2011-02-10 | 71.4729 | 72.5765 | 52.2118 | 52.8137 | 36.0422 | 72.5765 | 36.5343
| 2011-02-11 | 71.0157 | 72.3773 | 51.5088 | 52.2876 | 35.5956 | 72.3773 | 36.7817
| 2011-02-12 | 70.6319 | 72.0037 | 50.7828 | 51.7536 | 35.2316 | 72.0037 | 36.7721
| 2011-02-13 | 70.1467 | 71.6282 | 50.0464 | 51.2216 | 34.9524 | 71.6282 | 36.6759
| 2011-02-14 | 69.6748 | 71.3267 | 49.2861 | 50.732 | 34.5765 | 71.3267 | 36.7502
| 2011-02-15 | 69.2299 | 71.0888 | 48.653 | 50.2761 | 34.1858 | 71.0888 | 36.9029
| 2011-02-16 | 68.8632 | 70.8967 | 48.0494 | 49.866 | 33.8686 | 70.8967 | 37.0281
| 2011-02-17 | 68.5966 | 70.7788 | 47.2547 | 49.4532 | 33.6233 | 70.7788 | 37.1555
| 2011-02-18 | 68.4821 | 70.6613 | 46.4425 | 49.1289 | 33.3677 | 70.6613 | 37.2936
| 2011-02-19 | 68.3469 | 70.4454 | 45.7306 | 48.743 | 33.1323 | 70.4454 | 37.3131
| 2011-02-20 | 68.0918 | 70.2184 | 45.1483 | 48.3709 | 32.9511 | 70.2184 | 37.2673
| 2011-02-21 | 67.7683 | 69.984 | 44.7469 | 47.8971 | 32.6057 | 69.984 | 37.3783
| 2011-02-22 | 67.4582 | 69.7498 | 44.4675 | 47.5746 | 32.255 | 69.7498 | 37.4948
| 2011-02-23 | 67.1657 | 69.4629 | 44.2567 | 47.2254 | 31.9613 | 69.4629 | 37.5015
| 2011-02-24 | 66.8732 | 69.2497 | 43.9349 | 46.874 | 31.6953 | 69.2497 | 37.5543
| 2011-02-25 | 66.6143 | 69.0745 | 43.5353 | 46.5113 | 31.4332 | 69.0745 | 37.6413
| 2011-02-26 | 66.3579 | 68.7286 | 43.1159 | 46.1194 | 31.2515 | 68.7286 | 37.4771
| 2011-02-27 | 65.7604 | 68.3404 | 42.6602 | 45.6982 | 31.073 | 68.3404 | 37.2675
| 2011-02-28 | 65.2006 | 67.9698 | 41.9937 | 45.2592 | 30.0066 | 67.9698 | 37.9632
| 2011-03-01 | 64.7482 | 67.4733 | 41.6459 | 44.7801 | 29.0885 | 67.4733 | 38.3848
| 2011-03-02 | 64.2399 | 67.3908 | 41.3717 | 44.406 | 28.179 | 67.3908 | 39.2118
| 2011-03-03 | 63.7659 | 67.3224 | 40.9855 | 44.0512 | 27.4133 | 67.3224 | 39.9091
| 2011-03-04 | 63.5531 | 67.0837 | 40.6454 | 43.7247 | 26.8593 | 67.0837 | 40.2243
| 2011-03-05 | 62.9635 | 66.7882 | 40.3718 | 43.3715 | 26.3103 | 66.7882 | 40.4779
| 2011-03-06 | 62.5277 | 66.4455 | 40.1677 | 43.0415 | 25.7963 | 66.4455 | 40.6492
| 2011-03-07 | 61.983 | 66.14 | 40.001 | 42.6573 | 24.8839 | 66.14 | 41.2561
| 2011-03-08 | 61.4478 | 65.8885 | 39.9735 | 42.3771 | 24.8306 | 65.8885 | 41.0579
| 2011-03-09 | 61.0494 | 65.77 | 39.9426 | 42.095 | 24.5053 | 65.77 | 41.2647
| 2011-03-10 | 60.7355 | 65.683 | 39.7481 | 41.8909 | 24.3298 | 65.683 | 41.3532
| 2011-03-11 | 60.4876 | 65.4228 | 39.4595 | 41.6921 | 24.223 | 65.4228 | 41.1998
| 2011-03-12 | 60.3269 | 65.1452 | 39.098 | 41.5138 | 23.997 | 65.1452 | 41.1482
| 2011-03-13 | 60.2244 | 64.9223 | 38.7098 | 41.3156 | 23.7223 | 64.9223 | 41.2
| 2011-03-14 | 60.0478 | 64.8989 | 38.3735 | 41.1198 | 23.4542 | 64.8989 | 41.4447
| 2011-03-15 | 59.7729 | 64.7682 | 38.1514 | 40.9193 | 23.1694 | 64.7682 | 41.5988
| 2011-03-16 | 59.5608 | 64.7334 | 37.9509 | 40.7294 | 22.8825 | 64.7334 | 41.8509
| 2011-03-17 | 59.4644 | 64.6924 | 37.6189 | 40.5651 | 22.5488 | 64.6924 | 42.1436
| 2011-03-18 | 59.5181 | 64.536 | 37.3131 | 40.3946 | 22.1479 | 64.536 | 42.388
| 2011-03-19 | 59.5463 | 64.3828 | 37.0573 | 40.2156 | 21.5985 | 64.3828 | 42.7843
| 2011-03-20 | 59.4173 | 64.2703 | 36.8966 | 40.0635 | 21.1014 | 64.2703 | 43.1689
| 2011-03-21 | 59.3716 | 64.1923 | 36.8601 | 39.9193 | 20.6087 | 64.1923 | 43.5836
| 2011-03-22 | 59.4027 | 64.1639 | 36.9251 | 39.7779 | 20.1648 | 64.1639 | 43.9992
| 2011-03-23 | 59.4707 | 64.1836 | 36.9611 | 39.6584 | 19.7954 | 64.1836 | 44.3883
| 2011-03-24 | 59.6136 | 64.1549 | 36.8442 | 39.5681 | 19.6008 | 64.1549 | 44.5541
| 2011-03-25 | 59.752 | 63.9745 | 36.7275 | 39.5105 | 19.4902 | 63.9745 | 44.4843
| 2011-03-26 | 59.8313 | 63.8627 | 36.6202 | 39.4554 | 19.247 | 63.8627 | 44.6157
| 2011-03-27 | 59.684 | 63.7578 | 36.569 | 39.3835 | 19.0068 | 63.7578 | 44.751
| 2011-03-28 | 59.4569 | 63.6461 | 36.5745 | 39.3245 | 18.804 | 63.6461 | 44.8421
| 2011-03-29 | 59.3761 | 63.6461 | 36.6525 | 39.2941 | 18.6395 | 63.6461 | 45.0066
| 2011-03-30 | 59.4181 | 63.6398 | 36.7454 | 39.2915 | 18.5589 | 63.6398 | 45.0809
| 2011-03-31 | 59.6433 | 63.2243 | 36.8246 | 38.9779 | 18.3436 | 63.2243 | 44.8807
| 2011-04-01 | 59.6594 | 63.5589 | 36.835 | 39.1814 | 18.5415 | 63.5589 | 45.0173
| 2011-04-02 | 59.7157 | 63.703 | 36.9272 | 39.4482 | 18.5823 | 63.703 | 45.1207
| 2011-04-03 | 59.6344 | 63.7716 | 37 | 39.5079 | 18.6225 | 63.7716 | 45.1492
| 2011-04-04 | 59.5015 | 63.8119 | 37.1525 | 39.5563 | 18.708 | 63.8119 | 45.1039
| 2011-04-05 | 59.374 | 63.9861 | 37.3666 | 39.5939 | 18.7323 | 63.9861 | 45.2537
| 2011-04-06 | 59.2909 | 64.2953 | 37.5918 | 39.864 | 18.8371 | 64.2953 | 45.4582
| 2011-04-07 | 59.3171 | 64.5727 | 37.5724 | 39.964 | 19.0723 | 64.5727 | 45.5004
| 2011-04-08 | 59.4356 | 64.8944 | 37.5487 | 40.0889 | 19.3596 | 64.8944 | 45.5349
| 2011-04-09 | 59.6332 | 65.0963 | 37.5564 | 40.2397 | 19.5375 | 65.0963 | 45.5587
| 2011-04-10 | 59.8579 | 65.2439 | 37.5963 | 40.3955 | 19.6549 | 65.2439 | 45.589
| 2011-04-11 | 60.0044 | 65.4142 | 37.6989 | 40.5332 | 19.7468 | 65.4142 | 45.6675
| 2011-04-12 | 60.0895 | 65.6795 | 37.9547 | 40.6582 | 19.8182 | 65.6795 | 45.8613
| 2011-04-13 | 60.1716 | 66.0857 | 38.2421 | 40.7885 | 19.9536 | 66.0857 | 46.1322
| 2011-04-14 | 60.1721 | 66.4333 | 38.4374 | 40.8038 | 20.2097 | 66.4333 | 46.2235
| 2011-04-15 | 60.3515 | 66.6363 | 38.6148 | 41.1195 | 20.5851 | 66.6363 | 46.0512
| 2011-04-16 | 60.5795 | 66.7508 | 38.7543 | 41.3109 | 20.8036 | 66.7508 | 45.9472
| 2011-04-17 | 60.7043 | 66.7592 | 38.9139 | 41.5081 | 21.0985 | 66.7592 | 45.6607
| 2011-04-18 | 60.8497 | 66.7339 | 39.1276 | 41.7167 | 21.4526 | 66.7339 | 45.2813
| 2011-04-19 | 61.0291 | 66.7147 | 39.4384 | 41.9041 | 21.8357 | 66.7147 | 44.879
| 2011-04-20 | 61.1888 | 66.772 | 39.7606 | 42.0893 | 22.2403 | 66.772 | 44.5317
| 2011-04-21 | 61.4125 | 66.8272 | 40.0639 | 42.3225 | 22.7081 | 66.8272 | 44.1191
| 2011-04-22 | 61.7628 | 66.7073 | 40.293 | 42.514 | 23.2229 | 66.7073 | 43.4844
| 2011-04-23 | 62.1446 | 66.5622 | 40.5046 | 42.8187 | 23.6129 | 66.5622 | 42.9493
| 2011-04-24 | 62.4481 | 66.4242 | 40.7006 | 43.064 | 23.9349 | 66.4242 | 42.4893
| 2011-04-25 | 62.6876 | 66.297 | 40.937 | 43.2319 | 24.2781 | 66.297 | 42.0189
| 2011-04-26 | 62.7923 | 66.2636 | 41.2392 | 43.4537 | 24.626 | 66.2636 | 41.6376
| 2011-04-27 | 62.9774 | 66.4057 | 41.5314 | 43.6307 | 24.9763 | 66.4057 | 41.4294
| 2011-04-28 | 63.2249 | 66.6273 | 41.8162 | 43.8339 | 25.4032 | 66.6273 | 41.2241
| 2011-04-29 | 63.5949 | 66.8053 | 42.0961 | 44.0582 | 25.8441 | 66.8053 | 40.9612
| 2011-04-30 | 64.0103 | 67.0492 | 42.4216 | 44.2789 | 26.1805 | 67.0492 | 40.8687
| 2011-05-01 | 64.3957 | 67.3494 | 42.8568 | 44.6251 | 26.6683 | 67.3494 | 40.6811
| 2011-05-02 | 64.6366 | 67.6245 | 43.2841 | 44.9064 | 26.9181 | 67.6245 | 40.7064
| 2011-05-03 | 64.8843 | 67.8407 | 43.76 | 45.1772 | 27.1339 | 67.8407 | 40.7068
| 2011-05-04 | 65.1096 | 68.0967 | 44.1898 | 45.4595 | 27.4655 | 68.0974 | 40.6318
| 2011-05-05 | 65.4328 | 68.3632 | 44.4698 | 45.7561 | 27.8626 | 68.4102 | 40.5476
| 2011-05-06 | 65.8099 | 68.5671 | 44.7079 | 46.045 | 28.2569 | 68.733 | 40.4761
| 2011-05-07 | 66.201 | 68.7053 | 44.9263 | 46.3627 | 28.691 | 69.083 | 40.392
| 2011-05-08 | 66.5048 | 68.8196 | 45.0214 | 46.6927 | 29.1187 | 69.5092 | 40.3905
| 2011-05-09 | 66.7342 | 69.0953 | 45.2769 | 47.0406 | 29.5295 | 70.0111 | 40.4816
| 2011-05-10 | 66.9627 | 69.3884 | 45.6423 | 47.5057 | 29.9788 | 70.4358 | 40.457
| 2011-05-11 | 67.1938 | 69.771 | 46.0281 | 47.8605 | 30.436 | 70.7946 | 40.3586
| 2011-05-12 | 67.4764 | 70.1671 | 46.3344 | 48.209 | 30.9455 | 70.9674 | 40.0218
| 2011-05-13 | 67.9049 | 70.4906 | 46.6134 | 48.5666 | 31.3431 | 71.2058 | 39.8628
| 2011-05-14 | 68.3329 | 70.8163 | 46.9188 | 48.9495 | 31.8557 | 71.4642 | 39.6085
| 2011-05-15 | 68.6379 | 71.1101 | 47.1793 | 49.2951 | 32.2611 | 71.7335 | 39.4724
| 2011-05-16 | 68.9231 | 71.3517 | 47.4409 | 49.6352 | 32.6644 | 72.1334 | 39.4691
| 2011-05-17 | 69.2119 | 71.619 | 47.7692 | 49.973 | 33.0748 | 72.5666 | 39.4919
| 2011-05-18 | 69.5297 | 71.9401 | 48.0751 | 50.3126 | 33.4491 | 72.9368 | 39.4877
| 2011-05-19 | 69.8744 | 72.2717 | 48.3041 | 50.6631 | 33.8966 | 73.2606 | 39.364
| 2011-05-20 | 70.324 | 72.5421 | 48.5519 | 51.0361 | 34.3933 | 73.5564 | 39.1631
| 2011-05-21 | 70.787 | 72.6886 | 48.6899 | 51.4301 | 34.8686 | 73.9452 | 39.0766
| 2011-05-22 | 71.0742 | 72.9027 | 48.8898 | 51.817 | 35.2929 | 74.3848 | 39.0919
| 2011-05-23 | 71.3538 | 73.1555 | 49.1281 | 52.1899 | 35.6808 | 74.8173 | 39.1365
| 2011-05-24 | 71.5958 | 73.4054 | 49.4306 | 52.5489 | 36.0389 | 75.209 | 39.1701
| 2011-05-25 | 71.8626 | 73.713 | 49.8163 | 52.9237 | 36.4926 | 75.5317 | 39.0392
| 2011-05-26 | 72.2041 | 74.0772 | 50.1222 | 53.3191 | 36.9996 | 75.8253 | 38.8257
| 2011-05-27 | 72.6279 | 74.3349 | 50.4311 | 53.6879 | 37.5228 | 76.0538 | 38.531
| 2011-05-28 | 73.0273 | 74.567 | 50.7403 | 54.0518 | 37.9101 | 76.3031 | 38.393
| 2011-05-29 | 73.3742 | 74.7843 | 51.1218 | 54.4172 | 38.2173 | 76.5569 | 38.3396
| 2011-05-30 | 73.658 | 75.0252 | 51.5187 | 54.6327 | 38.6026 | 76.089 | 37.4865
| 2011-05-31 | 73.8962 | 75.3264 | 52.0003 | 54.9813 | 38.9979 | 76.429 | 37.4311
| 2011-06-01 | 74.1538 | 75.5758 | 52.6583 | 55.4528 | 39.3309 | 77.5626 | 38.2317
| 2011-06-02 | 74.4861 | 75.8746 | 53.0234 | 55.8403 | 39.6556 | 77.8365 | 38.1809
| 2011-06-03 | 74.8559 | 76.0528 | 53.3836 | 56.2187 | 39.9754 | 78.0942 | 38.1188
| 2011-06-04 | 75.2306 | 76.2214 | 53.7461 | 56.6034 | 40.3035 | 78.38 | 38.0765
| 2011-06-05 | 75.48 | 76.4069 | 54.0462 | 56.971 | 40.6366 | 78.6572 | 38.0206
| 2011-06-06 | 75.6986 | 76.6518 | 54.4373 | 57.3399 | 41.0273 | 78.9957 | 37.9685
| 2011-06-07 | 75.9073 | 76.8835 | 54.9134 | 57.6844 | 41.4209 | 79.3397 | 37.9189
| 2011-06-08 | 76.1897 | 77.1899 | 55.3806 | 58.0382 | 41.7449 | 79.5796 | 37.8347
| 2011-06-09 | 76.5209 | 77.4942 | 55.797 | 58.355 | 42.0436 | 79.7622 | 37.7186
| 2011-06-10 | 76.9167 | 77.7069 | 56.1515 | 58.6994 | 42.3441 | 79.9445 | 37.6004
| 2011-06-11 | 77.3268 | 77.8954 | 56.4974 | 59.0796 | 42.6549 | 80.1896 | 37.5348
| 2011-06-12 | 77.6404 | 78.0881 | 56.8287 | 59.4594 | 42.9905 | 80.478 | 37.4875
| 2011-06-13 | 77.9608 | 78.3036 | 57.1172 | 59.8406 | 43.3613 | 80.8508 | 37.4895
| 2011-06-14 | 78.2526 | 78.6083 | 57.5285 | 60.1995 | 43.746 | 81.2217 | 37.4756
| 2011-06-15 | 78.5182 | 78.9627 | 57.9382 | 60.5309 | 44.0434 | 81.4231 | 37.3797
| 2011-06-16 | 78.8255 | 79.1193 | 58.2515 | 60.8537 | 44.3174 | 81.6456 | 37.3282
| 2011-06-17 | 79.1762 | 79.6029 | 58.5895 | 61.2184 | 44.6047 | 81.8491 | 37.2445
| 2011-06-18 | 79.5894 | 79.8553 | 58.9483 | 61.5838 | 44.9276 | 82.0865 | 37.1588
| 2011-06-19 | 79.8722 | 80.1276 | 59.3138 | 61.9254 | 45.2415 | 82.3305 | 37.089
| 2011-06-20 | 80.1754 | 80.3654 | 59.6813 | 62.2599 | 45.5794 | 82.6594 | 37.0799
| 2011-06-21 | 80.2824 | 80.6174 | 60.1296 | 62.6088 | 45.9411 | 83.0085 | 37.0673
| 2011-06-22 | 80.4426 | 80.9781 | 60.584 | 62.8538 | 46.2182 | 83.2728 | 37.0546
| 2011-06-23 | 80.6987 | 81.3407 | 60.9664 | 63.1801 | 46.4976 | 83.5203 | 37.0228
| 2011-06-24 | 81.0877 | 81.6154 | 61.3079 | 63.5217 | 46.7617 | 83.7478 | 36.9861
| 2011-06-25 | 81.4704 | 81.8833 | 61.5908 | 63.9547 | 47.0741 | 83.9726 | 36.8984
| 2011-06-26 | 81.7572 | 82.1617 | 61.8634 | 64.3186 | 47.4355 | 84.2389 | 36.8035
| 2011-06-27 | 81.99 | 82.45 | 62.2423 | 64.6606 | 47.8429 | 84.5703 | 36.7274
| 2011-06-28 | 82.2016 | 82.7636 | 62.6771 | 65.0014 | 48.2605 | 84.9283 | 36.6678
| 2011-06-29 | 82.4173 | 83.1231 | 63.1211 | 65.3591 | 48.6548 | 85.1901 | 36.5353
| 2011-06-30 | 82.6967 | 83.4863 | 63.4538 | 65.7069 | 49.0306 | 85.4028 | 36.3722
| 2011-07-01 | 83.0755 | 83.7488 | 63.7198 | 66.0789 | 49.4508 | 85.5916 | 36.1407
| 2011-07-02 | 83.4514 | 84.0199 | 64.0363 | 66.4465 | 49.8293 | 85.792 | 35.9627
| 2011-07-03 | 83.7244 | 84.2867 | 64.3078 | 66.8481 | 50.2335 | 86.0884 | 35.8549
| 2011-07-04 | 83.9655 | 84.5795 | 64.6133 | 67.2187 | 50.6864 | 86.4618 | 35.7754
| 2011-07-05 | 84.266 | 84.8844 | 64.9652 | 67.6022 | 51.164 | 86.8433 | 35.6792
| 2011-07-06 | 84.5323 | 85.2206 | 65.3419 | 67.9499 | 51.5407 | 87.0494 | 35.5088
| 2011-07-07 | 84.8497 | 85.5524 | 65.6541 | 68.2846 | 51.8703 | 87.1972 | 35.3269
| 2011-07-08 | 85.2328 | 85.8588 | 66.3495 | 68.6373 | 52.2317 | 87.3211 | 35.0894
| 2011-07-09 | 85.6088 | 86.147 | 66.3223 | 69.0078 | 52.6122 | 87.4432 | 34.831
| 2011-07-10 | 85.8432 | 86.4149 | 66.6953 | 69.3573 | 53.0227 | 87.6363 | 34.6136
| 2011-07-11 | 86.0856 | 86.6595 | 67.0408 | 69.6886 | 53.484 | 87.9635 | 34.4794
| 2011-07-12 | 86.3468 | 86.9069 | 67.472 | 70.0135 | 53.9486 | 88.3331 | 34.3845
| 2011-07-13 | 86.6006 | 87.2117 | 67.8874 | 70.3395 | 54.3579 | 88.6036 | 34.2457
| 2011-07-14 | 86.9101 | 87.5277 | 68.2135 | 70.6853 | 54.7608 | 88.6952 | 33.9344
| 2011-07-15 | 87.3187 | 87.7861 | 68.5198 | 71.0117 | 55.122 | 88.6722 | 33.5502
| 2011-07-16 | 87.7265 | 88.0362 | 68.8187 | 71.3546 | 55.4893 | 88.7372 | 33.2479
| 2011-07-17 | 88.0294 | 88.272 | 69.0719 | 71.664 | 55.8723 | 88.82 | 32.9477
| 2011-07-18 | 88.2814 | 88.4889 | 69.3817 | 71.9739 | 56.1985 | 88.9492 | 32.7507
| 2011-07-19 | 88.5175 | 88.7519 | 69.771 | 72.2718 | 56.4322 | 89.1039 | 32.6717
| 2011-07-20 | 88.7567 | 89.0871 | 70.1722 | 72.583 | 56.6279 | 89.1961 | 32.5682
| 2011-07-21 | 89.036 | 89.4373 | 70.4759 | 72.8954 | 56.8121 | 89.4373 | 32.6253
| 2011-07-22 | 89.4041 | 89.696 | 70.7938 | 73.2191 | 56.997 | 89.696 | 32.699
| 2011-07-23 | 89.7986 | 89.9263 | 71.1019 | 73.5709 | 57.3524 | 89.9263 | 32.5739
| 2011-07-24 | 90.0788 | 90.1598 | 71.3674 | 73.9154 | 57.7967 | 90.1598 | 32.3631
| 2011-07-25 | 90.3487 | 90.388 | 71.6697 | 74.2447 | 58.2354 | 90.388 | 32.1526
| 2011-07-26 | 90.6337 | 90.6314 | 72.062 | 74.5866 | 58.5828 | 90.6337 | 32.0509
| 2011-07-27 | 90.9145 | 90.9349 | 72.4845 | 74.9289 | 58.9312 | 90.9349 | 32.0037
| 2011-07-28 | 91.1883 | 91.2582 | 72.8718 | 75.2953 | 59.3007 | 91.2582 | 31.9575
| 2011-07-29 | 91.5875 | 91.4982 | 73.2507 | 75.6592 | 59.6737 | 91.5875 | 31.9137
| 2011-07-30 | 92.0008 | 91.7237 | 73.6205 | 76.0337 | 60.0394 | 92.0008 | 31.9615
| 2011-07-31 | 92.3281 | 91.9455 | 73.9389 | 76.3744 | 60.452 | 92.3281 | 31.8761
| 2011-08-01 | 92.5153 | 92.1611 | 74.2781 | 76.7264 | 60.8043 | 92.5153 | 31.7111
| 2011-08-02 | 92.8251 | 92.4072 | 74.7042 | 77.0836 | 61.1833 | 92.8251 | 31.6418
| 2011-08-03 | 93.1142 | 92.7162 | 75.1196 | 77.4412 | 61.5042 | 93.1142 | 31.6101
| 2011-08-04 | 93.3537 | 93.0343 | 75.4778 | 77.7917 | 61.8137 | 93.3537 | 31.54
| 2011-08-05 | 93.6863 | 93.2806 | 75.8382 | 78.1505 | 62.1379 | 93.6863 | 31.5484
| 2011-08-06 | 94.0325 | 93.4988 | 76.188 | 78.5264 | 62.5363 | 94.0325 | 31.4962
| 2011-08-07 | 94.3539 | 93.7315 | 76.5251 | 78.9009 | 62.952 | 94.3539 | 31.4019
| 2011-08-08 | 94.6772 | 93.96 | 76.8608 | 79.2667 | 63.3657 | 94.6772 | 31.3115
| 2011-08-09 | 94.9728 | 94.2289 | 77.2495 | 79.6261 | 63.6902 | 94.9728 | 31.2826
| 2011-08-10 | 95.2611 | 94.5225 | 77.666 | 79.9734 | 64.0363 | 95.2611 | 31.2249
| 2011-08-11 | 95.5941 | 94.8358 | 77.9942 | 80.3373 | 64.335 | 95.5941 | 31.259
| 2011-08-12 | 95.9942 | 95.1108 | 78.2761 | 80.7052 | 64.6579 | 95.9942 | 31.3363
| 2011-08-13 | 96.3835 | 95.4045 | 78.5359 | 81.0762 | 65.0142 | 96.3835 | 31.3693
| 2011-08-14 | 96.7169 | 95.6923 | 78.8084 | 81.4518 | 65.4425 | 96.7169 | 31.2743
| 2011-08-15 | 97.0233 | 96.0314 | 79.1438 | 81.8331 | 65.8607 | 97.0233 | 31.1626
| 2011-08-16 | 97.3147 | 96.3576 | 79.4948 | 82.203 | 66.2226 | 97.3147 | 31.0921
| 2011-08-17 | 97.6286 | 96.7243 | 79.8451 | 82.559 | 66.5315 | 97.6286 | 31.0971
| 2011-08-18 | 97.9549 | 97.1055 | 80.1588 | 82.9259 | 66.8553 | 97.9549 | 31.0995
| 2011-08-19 | 98.294 | 97.389 | 80.4701 | 83.2935 | 67.1847 | 98.294 | 31.1093
| 2011-08-20 | 98.6088 | 97.673 | 80.7604 | 83.6583 | 67.5501 | 98.6088 | 31.0587
| 2011-08-21 | 98.8408 | 97.9482 | 81.0635 | 84.0122 | 67.9405 | 98.8408 | 30.9003
| 2011-08-22 | 98.9119 | 98.2116 | 81.3516 | 84.3324 | 68.338 | 98.9119 | 30.5738
| 2011-08-23 | 99.1665 | 98.4946 | 81.6961 | 84.6507 | 68.6907 | 99.1665 | 30.4758
| 2011-08-24 | 99.3102 | 98.829 | 82.0454 | 84.9479 | 69.0454 | 99.3102 | 30.2648
| 2011-08-25 | 99.4775 | 99.1677 | 82.3126 | 85.2602 | 69.3824 | 99.4775 | 30.0951
| 2011-08-26 | 99.6839 | 99.4072 | 82.5484 | 85.5607 | 69.7171 | 99.6839 | 29.9668
| 2011-08-27 | 99.9195 | 99.5614 | 82.7523 | 85.8536 | 70.088 | 99.9195 | 29.8315
| 2011-08-28 | 100.0489 | 99.8114 | 82.9679 | 86.1296 | 70.491 | 100.0489 | 29.5579
| 2011-08-29 | 100.1087 | 99.9603 | 83.2209 | 86.3914 | 70.9068 | 100.1087 | 29.2019
| 2011-08-30 | 100.2115 | 100.11 | 83.541 | 86.6542 | 71.2424 | 100.2115 | 28.9691
| 2011-08-31 | 100.2377 | 100.3353 | 83.8293 | 86.8293 | 71.4342 | 100.3353 | 28.9011
| 2011-09-01 | 100.4183 | 100.5674 | 84.3512 | 87.1408 | 71.9186 | 100.5674 | 28.6488
| 2011-09-02 | 100.6022 | 100.6945 | 84.5729 | 87.409 | 72.1378 | 100.6945 | 28.5566
| 2011-09-03 | 100.8116 | 100.7508 | 84.824 | 87.6707 | 72.3786 | 100.8116 | 28.4329
| 2011-09-04 | 100.9331 | 100.7975 | 85.0746 | 87.927 | 72.6955 | 100.9331 | 28.2376
| 2011-09-05 | 101.0305 | 100.8718 | 85.3022 | 88.1784 | 73.0549 | 101.0305 | 27.9756
| 2011-09-06 | 101.0872 | 100.9715 | 85.5918 | 88.4157 | 73.2848 | 101.0872 | 27.8024
| 2011-09-07 | 101.1475 | 101.0719 | 85.8889 | 88.6103 | 73.4692 | 101.1475 | 27.6783
| 2011-09-08 | 101.2132 | 101.2099 | 86.0522 | 88.8367 | 73.6926 | 101.2132 | 27.5207
| 2011-09-09 | 101.3434 | 101.3148 | 86.1898 | 89.0653 | 73.922 | 101.3434 | 27.4214
| 2011-09-10 | 101.4634 | 101.4255 | 86.3147 | 89.3082 | 74.1404 | 101.4634 | 27.3231
| 2011-09-11 | 101.5019 | 101.4798 | 86.4563 | 89.5318 | 74.4451 | 101.5019 | 27.0568
| 2011-09-12 | 101.5009 | 101.48 | 86.6427 | 89.7469 | 74.7599 | 101.5009 | 26.741
| 2011-09-13 | 101.5121 | 101.5056 | 86.8994 | 89.9444 | 74.9404 | 101.5121 | 26.5717
| 2011-09-14 | 101.5237 | 101.5654 | 87.1616 | 90.1424 | 75.0866 | 101.5654 | 26.4789
| 2011-09-15 | 101.5849 | 101.6549 | 87.4103 | 90.3434 | 75.2041 | 101.6549 | 26.4508
| 2011-09-16 | 101.6931 | 101.6687 | 87.5689 | 90.5572 | 75.3333 | 101.6931 | 26.3598
| 2011-09-17 | 101.8369 | 101.6838 | 87.6962 | 90.7609 | 75.5502 | 101.8369 | 26.2867
| 2011-09-18 | 101.9361 | 101.7453 | 87.8369 | 90.9775 | 75.8616 | 101.9361 | 26.0745
| 2011-09-19 | 102.0323 | 101.8071 | 87.9959 | 91.1769 | 76.1822 | 102.0323 | 25.8501
| 2011-09-20 | 102.1135 | 101.8856 | #N/A | 91.3603 | 76.3762 | 102.1135 | 25.7372
| 2011-09-21 | 102.2113 | 102.0249 | #N/A | 91.4539 | 76.5484 | 102.2113 | 25.6629
| 2011-09-22 | 102.3431 | 102.1558 | #N/A | 91.6228 | 76.7134 | 102.3431 | 25.6298
| 2011-09-23 | 102.5336 | 102.1894 | #N/A | 91.8265 | 76.9534 | 102.5336 | 25.5802
| 2011-09-24 | 102.7474 | 102.2231 | #N/A | 92.0388 | 77.2136 | 102.7474 | 25.5338
| 2011-09-25 | 102.8777 | 102.3017 | #N/A | 92.2425 | 77.5929 | 102.8777 | 25.2849
| 2011-09-26 | 102.9844 | 102.3854 | #N/A | 92.4411 | 78.0036 | 102.9844 | 24.9807
| 2011-09-27 | 103.1248 | 102.4682 | #N/A | 92.6312 | 78.295 | 103.1248 | 24.8298
| 2011-09-28 | 103.2517 | 102.6215 | #N/A | 92.8085 | 78.5405 | 103.2517 | 24.7112
| 2011-09-29 | 103.405 | 102.6986 | #N/A | 92.9891 | 78.8044 | 103.405 | 24.6006
| 2011-09-30 | 103.4458 | 102.7607 | #N/A | 93.1119 | 79.0502 | 103.4458 | 24.3956
| 2011-10-01 | 103.6697 | 102.8163 | #N/A | 93.3224 | 79.2868 | 103.6697 | 24.3829 | 86.3657 | 10.7957
| 2011-10-02 | 103.8386 | 102.7778 | #N/A | 93.4975 | 79.541 | 103.8386 | 24.2977 | 86.3657 | 10.7957
| 2011-10-03 | 104.0426 | 102.791 | #N/A | 93.6716 | 79.8657 | 104.0426 | 24.1769 | 86.3657 | 10.7957
| 2011-10-04 | 104.1976 | 102.8212 | #N/A | 93.8178 | 80.0495 | 104.1976 | 24.1482 | 86.3657 | 10.7957
| 2011-10-05 | 104.2767 | 102.9047 | #N/A | 93.9771 | 80.2832 | 104.2767 | 23.9935 | 86.3657 | 10.7957
| 2011-10-06 | 104.4519 | 103.0247 | #N/A | 94.1242 | 80.4 | 104.4519 | 24.0519 | 86.3657 | 10.7957
| 2011-10-07 | 104.6378 | 103.0862 | #N/A | 94.2429 | 80.462 | 104.6378 | 24.1758 | 86.3657 | 10.7957
| 2011-10-08 | 104.7987 | 103.1642 | #N/A | 94.3725 | 80.5787 | 104.7987 | 24.2201 | 86.3657 | 10.7957
| 2011-10-09 | 104.9029 | 103.2767 | #N/A | 94.4946 | 80.8034 | 104.9029 | 24.0995 | 86.3657 | 10.7957
| 2011-10-10 | 105.0559 | 103.377 | #N/A | 94.7277 | 81.4589 | 105.0559 | 23.597 | 86.3657 | 10.7957
| 2011-10-11 | 105.2296 | 103.4144 | #N/A | 94.8176 | 81.4574 | 105.2296 | 23.7723 | 86.3657 | 10.7957
| 2011-10-12 | 105.3862 | 103.5232 | #N/A | 94.9095 | 81.5077 | 105.3862 | 23.8785 | 86.3657 | 10.7957
| 2011-10-13 | 105.6178 | 103.6175 | #N/A | 95.001 | 81.441 | 105.6178 | 24.1768 | 86.3657 | 10.7957
| 2011-10-14 | 105.8609 | 103.5673 | #N/A | 95.0907 | 81.4284 | 105.8609 | 24.4325 | 86.3657 | 10.7957
| 2011-10-15 | 106.0373 | 103.5781 | #N/A | 95.1832 | 81.4261 | 106.0373 | 24.6113 | 86.3657 | 10.7957
| 2011-10-16 | 106.068 | 103.6281 | #N/A | 95.2596 | 81.5072 | 106.068 | 24.5609 | 86.3657 | 10.7957
| 2011-10-17 | 106.091 | 103.6546 | #N/A | 95.3285 | 81.6059 | 106.091 | 24.4851 | 86.3657 | 10.7957
| 2011-10-18 | 106.1167 | 103.6889 | #N/A | 95.3866 | 81.6034 | 106.1167 | 24.5134 | 86.3657 | 10.7957
| 2011-10-19 | 106.1795 | 103.7939 | #N/A | 95.4367 | 81.6639 | 106.1795 | 24.5156 | 86.3657 | 10.7957
| 2011-10-20 | 106.2838 | 103.9117 | #N/A | 95.4901 | 81.7965 | 106.2838 | 24.4873 | 86.3657 | 10.7957
| 2011-10-21 | 106.4619 | 103.9246 | #N/A | 95.5481 | 81.8125 | 106.4619 | 24.6494 | 86.3657 | 10.7957
| 2011-10-22 | 106.637 | 103.912 | #N/A | 95.5949 | 81.7465 | 106.637 | 24.8904 | 86.3657 | 10.7957
| 2011-10-23 | 106.6935 | 103.8503 | #N/A | 95.6173 | 81.7233 | 106.6935 | 24.9702 | 86.3657 | 10.7957
| 2011-10-24 | 106.7625 | 103.8114 | #N/A | 95.6742 | 81.7407 | 106.7625 | 25.0219 | 86.3657 | 10.7957
| 2011-10-25 | 106.8043 | 103.8018 | #N/A | 95.7045 | 81.6109 | 106.8043 | 25.1934 | 86.3657 | 10.7957
| 2011-10-26 | 106.8669 | 103.8647 | #N/A | 95.7286 | 81.5205 | 106.8669 | 25.3464 | 86.3657 | 10.7957
| 2011-10-27 | 106.9255 | 103.9144 | #N/A | 95.7557 | 81.5485 | 106.9255 | 25.377 | 86.3657 | 10.7957
| 2011-10-28 | 107.1241 | 103.922 | #N/A | 95.788 | 81.5076 | 107.1241 | 25.6164 | 86.3657 | 10.7957
| 2011-10-29 | 107.3097 | 103.8141 | #N/A | 95.8209 | 81.4916 | 107.3097 | 25.8182 | 86.3657 | 10.7957
| 2011-10-30 | 107.4086 | 103.8163 | #N/A | 95.8608 | 81.5477 | 107.4086 | 25.8609 | 86.3657 | 10.7957
| 2011-10-31 | 107.5115 | 103.7651 | #N/A | 95.8423 | 81.6043 | 107.5115 | 25.9072 | 86.3657 | 10.7957
| 2011-11-01 | 107.6512 | 103.8101 | #N/A | 95.8956 | 81.6051 | 107.6512 | 26.0461 | 86.3657 | 10.7957
| 2011-11-02 | 107.7368 | 103.8245 | #N/A | 95.8561 | 81.3373 | 107.7368 | 26.3994 | 86.3657 | 10.7957
| 2011-11-03 | 107.7504 | 103.7959 | #N/A | 95.7671 | 81.0046 | 107.7504 | 26.7459 | 86.3657 | 10.7957
| 2011-11-04 | 107.808 | 103.5827 | #N/A | 95.6736 | 80.735 | 107.808 | 27.073 | 86.3657 | 10.7957
| 2011-11-05 | 107.8858 | 103.296 | #N/A | 95.5824 | 80.4825 | 107.8858 | 27.4033 | 86.3657 | 10.7957
| 2011-11-06 | 107.8944 | 102.9376 | #N/A | 95.4884 | 80.3853 | 107.8944 | 27.509 | 86.3657 | 10.7957
| 2011-11-07 | 107.8773 | 102.5647 | #N/A | 95.372 | 80.326 | 107.8773 | 27.5513 | 86.3657 | 10.7957
| 2011-11-08 | 107.8307 | 102.2349 | #N/A | 95.2149 | 80.0314 | 107.8307 | 27.7993 | 86.3657 | 10.7957
| 2011-11-09 | 107.7884 | 101.9869 | #N/A | 95.0601 | 79.7193 | 107.7884 | 28.069 | 86.3657 | 10.7957
| 2011-11-10 | 107.7386 | 101.7612 | #N/A | 94.9058 | 79.4143 | 107.7386 | 28.3243 | 86.3657 | 10.7957
| 2011-11-11 | 107.7518 | 101.4526 | #N/A | 94.7639 | 79.0978 | 107.7518 | 28.654 | 86.3657 | 10.7957
| 2011-11-12 | 107.7577 | 100.947 | #N/A | 94.5816 | 78.7538 | 107.7577 | 29.0039 | 86.3657 | 10.7957
| 2011-11-13 | 107.6735 | 100.4173 | #N/A | 94.3917 | 78.5717 | 107.6735 | 29.1018 | 86.3657 | 10.7957
| 2011-11-14 | 107.6494 | 99.9473 | #N/A | 94.18 | 78.4518 | 107.6494 | 29.1976 | 86.3657 | 10.7957
| 2011-11-15 | 107.601 | 99.5122 | #N/A | 93.9718 | 78.1163 | 107.601 | 29.4847 | 86.3657 | 10.7957
| 2011-11-16 | 107.4132 | 99.2283 | #N/A | 93.7459 | 77.7181 | 107.4132 | 29.6951 | 86.3657 | 10.7957
| 2011-11-17 | 107.2379 | 98.9388 | #N/A | 93.5268 | 77.3737 | 107.2379 | 29.8642 | 86.3657 | 10.7957
| 2011-11-18 | 107.1668 | 98.4656 | #N/A | 93.3008 | 77.0684 | 107.1668 | 30.0984 | 86.3657 | 10.7957
| 2011-11-19 | 107.1991 | 97.9857 | #N/A | 93.07 | 76.8585 | 107.1991 | 30.3406 | 86.3657 | 10.7957
| 2011-11-20 | 107.0747 | 97.4958 | #N/A | 92.7866 | 76.7001 | 107.0747 | 30.3746 | 86.3657 | 10.7957
| 2011-11-21 | 106.8615 | 96.8797 | #N/A | 92.4754 | 76.5008 | 106.8615 | 30.3607 | 86.3657 | 10.7957
| 2011-11-22 | 106.5492 | 96.2738 | #N/A | 92.1357 | 76.064 | 106.5492 | 30.4852 | 86.3657 | 10.7957
| 2011-11-23 | 106.3012 | 95.8518 | #N/A | 91.8032 | 75.5609 | 106.3012 | 30.7403 | 86.3657 | 10.7957
| 2011-11-24 | 106.0356 | 95.63 | #N/A | 91.4795 | 74.9745 | 106.0356 | 31.0611 | 86.3657 | 10.7957
| 2011-11-25 | 105.7797 | 95.3342 | #N/A | 91.1419 | 74.4175 | 105.7797 | 31.3622 | 86.3657 | 10.7957
| 2011-11-26 | 105.4976 | 94.9152 | #N/A | 90.7472 | 73.8775 | 105.4976 | 31.62 | 86.3657 | 10.7957
| 2011-11-27 | 105.0286 | 94.478 | #N/A | 90.4199 | 73.4305 | 105.0286 | 31.5981 | 86.3657 | 10.7957
| 2011-11-28 | 104.492 | 94.0059 | #N/A | 90.0016 | 72.983 | 104.492 | 31.509 | 86.3657 | 10.7957
| 2011-11-29 | 103.8577 | 93.4911 | #N/A | 89.5273 | 72.3606 | 103.8577 | 31.4971 | 86.3657 | 10.7957
| 2011-11-30 | 103.2368 | 93.1278 | #N/A | 89.016 | 71.7781 | 103.2368 | 31.4587 | 86.3657 | 10.7957
| 2011-12-01 | 102.6515 | 92.7681 | #N/A | 88.5699 | 71.1828 | 102.6515 | 31.4687 | 86.3657 | 10.7957
| 2011-12-02 | 102.1308 | 92.3034 | #N/A | 88.084 | 70.5606 | 102.1308 | 31.5702
| 2011-12-03 | 101.6678 | 91.7578 | #N/A | 87.6171 | 69.9491 | 101.6678 | 31.7188
| 2011-12-04 | 101.0213 | 91.152 | #N/A | 87.1227 | 69.471 | 101.0213 | 31.5502
| 2011-12-05 | 100.394 | 90.6171 | #N/A | 86.6266 | 68.9881 | 100.394 | 31.4059
| 2011-12-06 | 99.7597 | 90.162 | #N/A | 86.0878 | 68.3231 | 99.7597 | 31.4366
| 2011-12-07 | 99.1882 | 89.7993 | #N/A | 85.6629 | 67.6776 | 99.1882 | 31.5105
| 2011-12-08 | 98.7279 | 89.4504 | #N/A | 85.2426 | 67.036 | 98.7279 | 31.6919
| 2011-12-09 | 98.4496 | 88.9047 | #N/A | 84.7795 | 66.3489 | 98.4496 | 32.1007
| 2011-12-10 | 98.2382 | 88.1918 | #N/A | 84.2913 | 65.7149 | 98.2382 | 32.5233
| 2011-12-11 | 97.8948 | 87.4093 | #N/A | 83.7714 | 65.195 | 97.8948 | 32.6998
| 2011-12-12 | 97.5269 | 86.6221 | #N/A | 83.1722 | 64.7807 | 97.5269 | 32.7462
| 2011-12-13 | 97.1484 | 85.8825 | #N/A | 82.6627 | 64.2123 | 97.1484 | 32.9361
| 2011-12-14 | 96.7362 | 85.3513 | #N/A | 82.1408 | 63.6869 | 96.7362 | 33.0493
| 2011-12-15 | 96.38 | 84.9567 | #N/A | 81.6663 | 63.1866 | 96.38 | 33.1934
| 2011-12-16 | 96.2085 | 84.5071 | #N/A | 81.2111 | 62.6803 | 96.2085 | 33.5282
| 2011-12-17 | 96.0137 | 84.0671 | #N/A | 80.7961 | 62.1701 | 96.0137 | 33.8436
| 2011-12-18 | 95.6272 | 83.6704 | #N/A | 80.3653 | 61.7437 | 95.6272 | 33.8835
| 2011-12-19 | 95.2124 | 83.3728 | #N/A | 79.9583 | 61.2879 | 95.2124 | 33.9245
| 2011-12-20 | 94.8669 | 82.9958 | #N/A | 79.5432 | 60.5666 | 95.0242 | 34.4576
| 2011-12-21 | 94.6035 | 82.7399 | #N/A | 79.1688 | 59.7533 | 95.0212 | 35.2679
| 2011-12-22 | 94.4118 | 82.4801 | #N/A | 78.8387 | 58.9223 | 95.0105 | 36.0882
| 2011-12-23 | 94.2848 | 82.1094 | #N/A | 78.5668 | 58.2782 | 94.9426 | 36.6645
| 2011-12-24 | 94.2346 | 81.7709 | #N/A | 78.3857 | 57.9177 | 94.9177 | 36.9999
| 2011-12-25 | 94.2152 | 81.5252 | #N/A | 78.2353 | 57.6351 | 94.9156 | 37.2805
| 2011-12-26 | 94.1438 | 81.1859 | #N/A | 78.0313 | 57.2772 | 94.8573 | 37.5801
| 2011-12-27 | 93.986 | 80.6877 | #N/A | 77.7353 | 56.9607 | 94.6805 | 37.7198
| 2011-12-28 | 93.8758 | 80.1795 | #N/A | 77.4137 | 56.7116 | 94.4761 | 37.7645
| 2011-12-29 | 93.7483 | 79.7018 | #N/A | 77.1082 | 56.6057 | 94.2194 | 37.6136
| 2011-12-30 | 93.6502 | 79.1701 | #N/A | 76.8276 | 56.5812 | 93.8982 | 37.317
| 2011-12-31 | 93.5379 | 78.6837 | #N/A | 76.6419 | 56.7351 | 93.6069 | 36.8717

## Generation and supply
Day-by-day view of operational surplus for winter 2025/26
Date | time axis 2025-10-26 to 2026-03-28
National Demand plus Station Load (central forecast) | 35504 | 38324 | 38609 | 38571 | 38367 | 37303 | 35052 | 36359 | 39392 | 39324 | 39560 | 39354 | 38252 | 35895 | 37128 | 40151 | 40224 | 40354 | 40448 | 39069 | 36705 | 38011 | 40964 | 41080 | 41196 | 40983 | 39871 | 37507 | 38811 | 41749 | 41860 | 41957 | 41735 | 40604 | 38224 | 39504 | 42456 | 42543 | 42625 | 42379 | 41231 | 38831 | 40091 | 42996 | 43061 | 43123 | 42856 | 41687 | 39266 | 40505 | 43390 | 43435 | 43478 | 43191 | 42004 | 39565 | 40788 | 41991 | 40200 | 36653 | 30259 | 30059 | 33947 | 34094 | 38487 | 38462 | 36712 | 32337 | 38262 | 36811 | 41041 | 43880 | 43881 | 43878 | 43547 | 42317 | 39835 | 41013 | 43838 | 43823 | 43807 | 43461 | 42215 | 39718 | 40880 | 43688 | 43655 | 43620 | 43255 | 41989 | 39471 | 40613 | 43400 | 43349 | 43290 | 42899 | 41608 | 39065 | 40181 | 42989 | 42923 | 42855 | 42459 | 41160 | 38608 | 39717 | 42473 | 42393 | 42310 | 41900 | 40589 | 38029 | 39131 | 41880 | 41790 | 41699 | 41282 | 39966 | 37399 | 38495 | 41238 | 41142 | 41046 | 40620 | 39297 | 36724 | 37808 | 40718 | 40623 | 40524 | 40097 | 38772 | 36195 | 37279 | 40010 | 39902 | 39795 | 39361 | 38028 | 35445 | 36525 | 39251 | 39143 | 39034 | 38596 | 37264 | 34679 | 35759 | 38486 | 38378 | 38268 | 37834 | 36502 | 33623
Assumed Reserve requirement | 1800 | 1800 | 1800 | 1800 | 1800 | 1800 | 1800 | 1800 | 1800 | 1800 | 1800 | 1800 | 1800 | 1800 | 1800 | 1800 | 1800 | 1800 | 1800 | 1800 | 1800 | 1800 | 1800 | 1800 | 1800 | 1800 | 1800 | 1800 | 1800 | 1800 | 1800 | 1800 | 1800 | 1800 | 1800 | 1800 | 1800 | 1800 | 1800 | 1800 | 1800 | 1800 | 1800 | 1800 | 1800 | 1800 | 1800 | 1800 | 1800 | 1800 | 1800 | 1800 | 1800 | 1800 | 1800 | 1800 | 1800 | 1800 | 1800 | 1800 | 1800 | 1800 | 1800 | 1800 | 1800 | 1800 | 1800 | 1800 | 1800 | 1800 | 1800 | 1800 | 1800 | 1800 | 1800 | 1800 | 1800 | 1800 | 1800 | 1800 | 1800 | 1800 | 1800 | 1800 | 1800 | 1800 | 1800 | 1800 | 1800 | 1800 | 1800 | 1800 | 1800 | 1800 | 1800 | 1800 | 1800 | 1800 | 1800 | 1800 | 1800 | 1800 | 1800 | 1800 | 1800 | 1800 | 1800 | 1800 | 1800 | 1800 | 1800 | 1800 | 1800 | 1800 | 1800 | 1800 | 1800 | 1800 | 1800 | 1800 | 1800 | 1800 | 1800 | 1800 | 1800 | 1800 | 1800 | 1800 | 1800 | 1800 | 1800 | 1800 | 1800 | 1800 | 1800 | 1800 | 1800 | 1800 | 1800 | 1800 | 1800 | 1800 | 1800 | 1800 | 1800 | 1800 | 1800 | 1800 | 1800 | 1800 | 1800 | 1800 | 1800 | 1800
Assumed transmission generation with no imports or exports across the interconnectors | 44380.0547 | 45457.8997 | 46123.1347 | 46251.9247 | 46339.2247 | 46361.7945 | 46361.7945 | 45797.7945 | 45780.1945 | 45780.1945 | 45780.1945 | 45780.1945 | 45512.7545 | 45140.5045 | 45864.7545 | 45864.7545 | 46146.7545 | 46146.7545 | 46146.7545 | 46146.7545 | 46146.7545 | 46146.7545 | 45565.9545 | 45565.9545 | 45565.9545 | 45565.9545 | 45581.7945 | 45033.5445 | 45704.1145 | 45854.5945 | 46217.5545 | 46294.1145 | 46409.3945 | 46409.3945 | 46409.3945 | 46409.3945 | 46409.3945 | 46409.3945 | 46409.3945 | 46426.9945 | 45082.9945 | 44065.3445 | 44779.0345 | 45609.1145 | 46759.6345 | 46759.6345 | 46759.6345 | 46970.8345 | 47340.4345 | 47340.4345 | 47340.4345 | 47340.4345 | 47340.4345 | 47631.4345 | 47631.4345 | 47083.1845 | 47842.6345 | 48018.6345 | 48194.6345 | 48194.6345 | 48194.6345 | 48194.6345 | 48194.6345 | 48194.6345 | 48194.6345 | 48194.6345 | 48559.0345 | 48559.0345 | 48559.0345 | 48559.0345 | 48559.0345 | 47978.2345 | 47978.2345 | 47978.2345 | 47978.2345 | 47432.6345 | 47432.6345 | 47432.6345 | 47432.6345 | 47432.6345 | 47432.6345 | 47432.6345 | 47723.6345 | 47160.4345 | 46997.6345 | 46733.6345 | 46733.6345 | 46944.8345 | 47120.8345 | 46604.7345 | 46604.7345 | 46705.8045 | 47565.9845 | 47646.9445 | 47725.2645 | 47926.0845 | 47926.0845 | 47517.1845 | 47947.3345 | 47934.1345 | 47934.1345 | 48138.2945 | 48250.9345 | 48349.4945 | 48372.3745 | 48372.3745 | 48372.3745 | 48372.3745 | 48372.3745 | 48372.3745 | 48385.5745 | 48385.5745 | 48385.5745 | 48385.5745 | 48385.5745 | 48288.5745 | 48288.5745 | 48288.5745 | 48256.2745 | 48256.2745 | 48256.2745 | 48256.2745 | 48256.2745 | 48256.2745 | 47466.6745 | 47466.6745 | 47184.6745 | 47007.4745 | 47007.4745 | 47007.4745 | 47007.4745 | 47039.7745 | 46372.3745 | 46372.3745 | 46090.3745 | 47020.9745 | 47020.9745 | 47020.9745 | 47020.9745 | 47020.9745 | 47020.9745 | 47020.9745 | 47284.1745 | 47284.1745 | 47284.1745 | 46738.5745 | 46738.5745 | 46738.5745 | 46157.7745 | 46157.7745 | 46157.7745 | 46157.7745 | 46157.7745 | 45727.6245
.

## Unavailability factor
Unavailability factor by fuel type
| Fuel type | 2022/23 | 2023/24 | 2024/25 | 2025/26
| CCGT | 4% | 7% | 8% | 6.333%
| OCGT | 10% | 8% | 4% | 7.333%
| Hydro | 10% | 12% | 17% | 12%
| Nuclear | 5% | 25% | 7% | 12.33%
| Biomass | 22% | 11% | 12% | 15%
| Storage | 4% | 3% | 2% | 3%