## Sheet1
Existing Agreements (EA) Register
What this data shows: The Existing Agreement (EA) Register details all projects that applied for "Gate 2" in the Connections Reform process where consent was given for inclusion in the EA Register. It does not outline any outcomes or results of the reform process.
Project Name | Associated Installed Capacity | Existing Connection Date | Existing Connection Point | Expressed an interest in Gate 1 agreement with reservation | Technology Type
West Burton Solar Project | 624 | 2028-11-30 | West Burton 400kV Substation | N | Solar
West Burton Solar Project | 20 | 2028-11-30 | West Burton 400kV Substation | N | Battery
Claverhouse Gas Generation | 20.7 | 2026-04-30 | Milton of Craigie GSP | N | Unabated Gas
Toftinghall BESS 1 | 30.24 | 2025-08-31 | Mybster 1 GSP | N | Battery
Rampion Extension Offshore Wind Farm | 1200 | 2029-12-31 | Bolney 400kV Substation | N | Offshore Wind
Loch Luichart Extension II | 36 | 2024-10-31 | Loch Luichart Extension II Substation | N | Onshore Wind
Brinsworth | 690 | 2032-10-30 | Brinsworth 400kV Substation | N | Battery
Bankend Rig III Wind Farm | 78 | 2030-04-30 | Bankend Rig III Windfarm 132/33kV Substation | N | Onshore Wind
Alyth | 450 | 2029-12-31 | Alyth Solar and Battery 400/132kV | N | Battery
Alyth | 450 | 2033-10-31 | Alyth Solar and Battery 400/132kV | N | Battery
Muir Mhor Offshore Wind Farm | 1000 | 2035-12-31 | Cirrus Offshore Windfarm Substation | N | Offshore Wind
Lairdmannoch Energy Park | 30.6 | 2030-06-28 | Lairdmannoch Energy Park 132kV substation | N | Battery
Lairdmannoch Energy Park | 30.6 | 2030-06-28 | Lairdmannoch Energy Park 132kV substation | N | Solar
Lairdmannoch Energy Park | 66 | 2030-06-28 | Lairdmannoch Energy Park 132kV substation | N | Onshore Wind
Tioram Wind Farm | 160 | 2037-10-31 | CARRADALE 3 GSP | N | Onshore Wind
Buchan 01 Offshore Wind Farm | 960 | 2033-10-31 | Buchan 01 275/66kV Substation | N | Offshore Wind
Mannington Tertiary | 47.5 | 2027-07-30 | Mannington 400kV Substation | N | Battery
Nisthill Wind Farm | 26.4 | 2029-06-30 | Finstown GSP | N | Onshore Wind
Erebus | 102.9 | 2028-07-26 | Pembroke 132kV Substation | N | Offshore Wind
GT R4 Wind Farm | 1500 | 2030-11-30 | Weston Marsh 400kV Substation | N | Offshore Wind
Millmoor Rig Wind Farm | 91 | 2029-10-30 | Hawick GSP | N | Onshore Wind
Norfolk001 | 860 | 2031-11-30 | Walpole 400kV Substation | N | Battery
Norfolk001 | 860 | 2031-11-30 | Walpole 400kV Substation | N | Solar
Vanguard | 420 | 2027-04-01 | Necton 400kV Substation | N | Offshore Wind
Vanguard | 960 | 2028-04-01 | Necton 400kV Substation | N | Offshore Wind
OWPL Windfarm | 750 | 2030-12-31 | OWPL Windfarm Platform 220/66kV Offshore Substation | N | Offshore Wind
OWPL Windfarm | 750 | 2030-12-31 | OWPL Windfarm Platform 220/66kV Offshore Substation | N | Offshore Wind
OWPL Windfarm | 750 | 2029-12-31 | OWPL Windfarm Platform 220/66kV Offshore Substation | N | Offshore Wind
OWPL Windfarm | 0 | 2028-10-31 | OWPL Windfarm Platform 220/66kV Offshore Substation | N | Offshore Wind
Drakelow BESS | 285.1 | 2029-10-30 | Drakelow 400kV Substation | N | Battery
Bramley (tertiary) | 65.6 | 2026-08-16 | Bramley 400kV Substation | N | Battery
Bramley (tertiary) | 59.3 | 2026-08-16 | Bramley 400kV Substation | N | Solar
Frodsham Solar Park | 50 | 2037-10-30 | Frodsham 132kV | N | Battery
Frodsham Solar Park | 100 | 2037-10-30 | Frodsham 132kV | N | Solar
Bellrock Offshore Wind Farm | 600 | 2035-10-31 | Hurlie 400kV substation | N | Offshore Wind
Bellrock Offshore Wind Farm | 1200 | 2032-10-31 | Hurlie 400kV substation | N | Offshore Wind
Balnacraig Battery Storage | 49.9 | 2025-07-31 | Alness GSP | N | Battery
Dogger Bank South East | 1500 | 2031-11-30 | Birkhill Wood 400kV Substation | N | Offshore Wind
Dogger Bank South East | 405 | 2030-10-30 | Birkhill Wood 400kV Substation | N | Offshore Wind
Cottam Solar PV + BESS | 600 | 2029-09-01 | Cottam 400kV Substation | N | Battery
Cottam Solar PV + BESS | 840 | 2029-09-01 | Cottam 400kV Substation | N | Solar
Cairn Duhie Wind Farm | 67.2 | 2027-10-31 | Berry Burn GSP | N | Onshore Wind
Cairn Duhie Wind Farm | 36.3 | 2027-10-31 | Berry Burn GSP | N | Battery
Braintree | 526.3 | 2034-10-31 | Braintree 400kV Substation | N | Battery
Braintree | 1000 | 2034-10-31 | Braintree 400kV Substation | N | Solar
High Constellation Windfarm | 50 | 2027-07-31 | High Constellation 132/33kV Substation | N | Onshore Wind
Uskmouth - New Connection | 120 | 2026-10-31 | Uskmouth 132kV Substation | N | Battery
TH Dunbar | 49.99 | 2028-05-31 | Dunbar 132/33kV | N | Battery
Clashindarroch 2 | 63 | 2026-08-31 | Cairnford GSP | N | Onshore Wind
ELMYA REDNAL | 300 | 2034-10-30 | Ironbridge 400kV Substation | N | Battery
NatPower Hawthorn Pit Green Energy Park | 1000 | 2035-10-30 | Wearside Connection Node B 400kV Substation | N | Battery
Burghmuir Battery | 49.9 | 2025-05-23 | Burghmuir GSP | N | Battery
Hunterston Green Hydrogen | 1000 | 2033-10-31 | Hunterston East 400kV | N | Transmission Connected Demand
One Earth Solar Farm | 849.2 | 2029-10-31 | High Marnham 400kV Substation | N | Battery
One Earth Solar Farm | 850 | 2029-10-31 | High Marnham 400kV Substation | N | Solar
NatPower Connah Quay Green Energy Park | 500 | 2037-10-30 | Cheshire Connection Node B 400kV Substation | N | Battery
Nant Y Maen Wind Farm | 150 | 2032-05-01 | Nant Y Maen 132KV Substation | N | Onshore Wind
Kinmuck PV and BESS Station | 105 | 2027-05-31 | Kinmuck PV and BESS 275kV Substation | N | Battery
Craig Nab Wind Energy Hub | 3.6 | 2031-08-29 | Ladyburn 132kV Substation | N | Battery
Craig Nab Wind Energy Hub | 36 | 2031-08-29 | Ladyburn 132kV Substation | N | Onshore Wind
Willington BESS Station | 250 | 2037-10-30 | Derbyshire Connection Node D 400kV Substation | N | Battery
MeyGen Tidal | 300 | 2029-12-12 | Gills Bay GSP | N | Battery
MeyGen Tidal | 300 | 2029-12-12 | Gills Bay GSP | N | Battery
MeyGen Tidal | 398 | 2029-12-12 | Gills Bay GSP | N | Tidal
MeyGen Tidal | 398 | 2029-12-12 | Gills Bay GSP | N | Tidal
MeyGen Tidal | 398 | 2030-10-31 | Gills Bay GSP | N | Tidal
MeyGen Tidal | 300 | 2030-10-31 | Gills Bay GSP | N | Battery
MeyGen Tidal | 398 | 2029-12-12 | Gills Bay GSP | N | Tidal
MeyGen Tidal | 300 | 2029-12-12 | Gills Bay GSP | N | Battery
MeyGen Tidal | 300 | 2029-12-12 | Gills Bay GSP | N | Battery
MeyGen Tidal | 398 | 2029-12-12 | Gills Bay GSP | N | Tidal
Carrington | 790 | 2026-10-30 | Carrington 400KV Substation | N | Battery
Ashbrook Lane BESS | 249.9 | 2034-10-31 | Wymondley GSP | N | Battery
Vanguard East | 420 | 2028-04-01 | Vanguard East 275/66kV Offshore Substation | N | Offshore Wind
Vanguard East | 960 | 2028-12-30 | Vanguard East 275/66kV Offshore Substation | N | Offshore Wind
Didcot B | 340.6 | 2037-10-31 | Didcot 400kV Substation | N | Battery
Pembroke BESS | 441.6 | 2027-10-29 | Pembroke 400kV Substation | N | Battery
Sizing John (Rainhill) | 165.9 | 2037-10-31 | Rainhill GSP | N | Battery
North Lowther Energy Initiative | 112.5 | 2031-04-30 | NLEI Windfarm 132/33kV substation | N | Onshore Wind
Little Barford | 316.1 | 2030-07-30 | Eaton Socon 400kV Substation | N | Battery
Y Bryn Wind Farm | 129.6 | 2029-05-10 | Margam 275kV Substation | N | Onshore Wind
Trafford 2 BESS | 1400 | 2037-10-30 | Carrington 400KV Substation | N | Battery
Trafford 2 BESS | 1400 | 2028-10-30 | Carrington 400KV Substation | N | Battery
GF Thornton Energy BESS | 407.5 | 2035-10-30 | Thornton 400kV Substation | N | Battery
Torfichen Energy Park | 61.6 | 2030-10-31 | Torfichen Energy Park 132kV Substation | N | Battery
Torfichen Energy Park | 114 | 2030-10-31 | Torfichen Energy Park 132kV Substation | N | Onshore Wind
STALLINGBOROUGH CARBON CAPTURE CCGT | 906 | 2035-05-30 | Grimsby West 400kV Substation | N | Low Carbon Dispatchable Power
STALLINGBOROUGH CARBON CAPTURE CCGT | 250 | 2035-05-30 | Grimsby West 400kV Substation | N | Transmission Connected Demand
Lovedean (Tertiary) | 65.6 | 2029-10-30 | Lovedean 400kV Substation | N | Battery
Lovedean (Tertiary) | 63.7 | 2029-10-30 | Lovedean 400kV Substation | N | Solar
Fferm Solar Pentir | 60 | 2027-05-01 | Pentir 400kV Substation | N | Battery
Gwynt Alwen WF | 51.4 | 2030-06-30 | North Wales connection Node A 400kV Substation | N | Battery
Gwynt Alwen WF | 108.1 | 2030-06-30 | North Wales connection Node A 400kV Substation | N | Solar
Gwynt Alwen WF | 43.2 | 2032-10-31 | North Wales connection Node A 400kV Substation | N | Onshore Wind
Gwynt Alwen WF | 108.1 | 2032-10-31 | North Wales connection Node A 400kV Substation | N | Solar
Gwynt Alwen WF | 67 | 2032-10-31 | North Wales connection Node A 400kV Substation | N | Reactive Compensation
Gwynt Alwen WF | 67 | 2030-06-30 | North Wales connection Node A 400kV Substation | N | Reactive Compensation
Gwynt Alwen WF | 51.4 | 2032-10-31 | North Wales connection Node A 400kV Substation | N | Battery
Gwynt Alwen WF | 43.2 | 2030-06-30 | North Wales connection Node A 400kV Substation | N | Onshore Wind
Norfolk Boreas | 960 | 2030-12-30 | Necton 400kV Substation | N | Offshore Wind
Norfolk Boreas | 420 | 2029-10-01 | Necton 400kV Substation | N | Offshore Wind
Magwind | 495 | 2030-12-31 | Talisk Offshore Wind Farm | N | Offshore Wind
Aquind Interconnector | 2075 | 2030-12-31 | Lovedean 400kV Substation | N | Interconnector
Balvedavist 162 Battery Storage | 162 | 2030-10-31 | Spittal 132kV Substation | N | Solar
Balvedavist 162 Battery Storage | 162 | 2030-10-31 | Spittal 132kV Substation | N | Battery
Mount Blairy | 35.2 | 2027-10-31 | Macduff GSP | N | Solar
Temple Oaks Renewable Energy Park | 240 | 2033-10-30 | Bicker Fen GSP | N | Battery
Temple Oaks Renewable Energy Park | 240 | 2033-10-30 | Bicker Fen GSP | N | Solar
NEL Limes | 200 | 2035-10-30 | North Humber Connection Node B 132kV Substation | N | Battery
AMP Eccles BESS | 49.9 | 2029-10-31 | Eccles 400/132kV | N | Battery
Douglas West Extension | 66 | 2025-06-30 | Douglas West Extension Windfarm | N | Onshore Wind
Llŷr Floating Wind | 200 | 2028-10-31 | Pembroke 400kV Substation | N | Offshore Wind
West Melton PV & BESS Station | 105 | 2035-10-30 | Leeds North Connection Node C 400kV Substation | N | Solar
West Melton PV & BESS Station | 210 | 2035-10-30 | Leeds North Connection Node C 400kV Substation | N | Battery
Hope Battery Storage | 402 | 2036-10-31 | Blyth 400kV Substation | N | Battery
RIGG HOUSE PV FARM | 150 | 2037-10-30 | Harker GSP | N | Solar
Knockcronal Wind Farm | 59.4 | 2029-10-30 | Knockcronal Wind Farm 33kV Substation | N | Onshore Wind
Blarghour Wind | 67.2 | 2029-04-01 | Blarghour Substation | N | Onshore Wind
Kinder PV & BESS Station | 100 | 2039-10-30 | Coddington 400kV Substation | N | Solar
Kinder PV & BESS Station | 250 | 2039-10-30 | Coddington 400kV Substation | N | Battery
Burdiehouse BESS | 250 | 2034-04-30 | Burdiehouse BESS 275kV Substation | N | Battery
Dogger Bank Project C | 1218 | 2025-04-01 | Teeside Connection Node A 132kV Substation | N | Offshore Wind
Benbrack Wind Farm | 67.1 | 2025-01-30 | Benbrack Wind Farm 132/33kV Substation | N | Onshore Wind
Thurrock Power Station | 375 | 2025-06-30 | Tilbury 275kV Substation | N | Battery
Thurrock Power Station | 600 | 2030-10-31 | Tilbury 275kV Substation | N | Battery
Thurrock Power Station | 460 | 2029-10-31 | Tilbury 275kV Substation | N | Unabated Gas
Thurrock Power Station | 375 | 2029-10-31 | Tilbury 275kV Substation | N | Battery
Thurrock Power Station | 375 | 2025-10-31 | Tilbury 275kV Substation | N | Battery
Thurrock Power Station | 460 | 2030-10-31 | Tilbury 275kV Substation | N | Unabated Gas
Thurrock Power Station | 460 | 2025-10-31 | Tilbury 275kV Substation | N | Unabated Gas
Chirmorie Wind Farm | 100.8 | 2026-10-09 | Chirmorie 132/33kV Substation | N | Onshore Wind
Dell Wind Farm | 49.8 | 2030-04-01 | Dell 132kV Substation | N | Onshore Wind
Low Harker BESS | 480 | 2037-11-30 | Harker 400kV Substation | N | Battery
Biggleswade BESS | 285.1 | 2034-10-31 | Biggleswade 400kV Substation | N | Battery
Beddington 1 BESS | 282.7 | 2037-10-31 | London South Connection Node A 132kV Substation | N | Battery
Eccles BESS | 524.5 | 2026-04-12 | Eccles 400kV Substation | N | Battery
Foel Fach Wind Farm | 72 | 2037-10-31 | North Wales connection Node A 400kV Substation | N | Onshore Wind
Dougliehill BESS | 61.7 | 2026-10-31 | Devol Moor 132/33kV | N | Battery
Caorach | 105.6 | 2033-10-31 | Caorach 132 KV Substation | N | Onshore Wind
Chickerell Solar PV & BESS | 400 | 2027-10-01 | Chickerell 400kV Substation | N | Battery
Craig Moss Farm | 300 | 2036-10-31 | Craig Moss Farm 132kV Substation | N | Battery
Mablethorpe Storage | 1650 | 2034-10-30 | Mablethorpe 400kV Substation | N | Low Carbon Dispatchable Power
Mablethorpe Storage | 1650 | 2033-10-30 | Mablethorpe 400kV Substation | N | Low Carbon Dispatchable Power
Mablethorpe Storage | 1160 | 2034-10-30 | Mablethorpe 400kV Substation | N | Battery
Exeter BESS | 480 | 2037-10-31 | Exeter 400kV Substation | N | Battery
Exeter BESS | 360 | 2027-08-30 | Exeter 400kV Substation | N | Battery
Drakelow Power Station 4 | 287.8 | 2037-10-30 | Drakelow GSP | N | Battery
Vicarage Drove BESS | 1200 | 2034-10-30 | Trent Valley South Connection Node A 400k | N | Battery
Moreton Estate | 480 | 2037-04-28 | Chickerell B 400kV Substation | N | Solar
Moreton Estate | 480 | 2037-04-28 | Chickerell B 400kV Substation | N | Battery
East Claydon Solar PV | 600 | 2026-10-01 | East Claydon 400kV Substation | N | Battery
Binn Solar Farm | 30 | 2035-10-31 | ABERNETHY 2 GSP | N | Solar
Binn Solar Farm | 6 | 2035-10-31 | ABERNETHY 2 GSP | N | Battery
Garvary Wind Farm | 144 | 2028-06-11 | Garvary 132kV Substation | N | Onshore Wind
Garvary Wind Farm | 78 | 2033-04-01 | Garvary 132kV Substation | N | Onshore Wind
Loch Kemp PSH | 660 | 2030-01-31 | Loch Kemp 275kV Switching Station | N | LDES
Loch Kemp PSH | 660 | 2030-10-31 | Loch Kemp 275kV Switching Station | N | LDES
Nursling Flexible Generation | 1500 | 2038-10-31 | Nursling 400kV Substation | N | Low Carbon Dispatchable Power
Plas Power Estate North Tertiary | 57 | 2037-10-30 | Legacy 400kV Substation | N | Solar
Plas Power Estate North Tertiary | 57 | 2037-10-30 | Legacy 400kV Substation | N | Battery
Plas Power Estate North Tertiary | 57 | 2028-05-31 | Legacy 400kV Substation | N | Battery
Plas Power Estate North Tertiary | 57 | 2028-05-31 | Legacy 400kV Substation | N | Solar
Glendye Wind Farm | 42 | 2034-04-30 | Glendye Wind Farm Substation | N | Onshore Wind
Glendye Wind Farm | 124.8 | 2029-10-31 | Glendye Wind Farm Substation | N | Onshore Wind
Pollie Hill Wind Farm | 92.4 | 2031-10-31 | POLLIE HILL WIND FARM 132KV SUBSTATION | N | Onshore Wind
Vale of Leven Wind Farm | 72 | 2033-10-31 | Vale of Leven 132kV substation | N | Onshore Wind
Cloud Hill Windfarm | 60 | 2030-05-31 | Glenglass 132/33kV | N | Battery
Cloud Hill Windfarm | 60 | 2036-10-31 | Glenglass 132/33kV | N | Onshore Wind
Cloud Hill Windfarm | 60 | 2036-10-31 | Glenglass 132/33kV | N | Battery
Cloud Hill Windfarm | 60 | 2030-05-31 | Glenglass 132/33kV | N | Onshore Wind
Zenobe Coalburn Battery Storage | 312 | 2027-08-31 | Coalburn North 400kV Substation | N | Battery
Old Stoke Rd BESS | 105 | 2034-10-31 | North Anglia Connection Node A 132kV Substation | N | Battery
Greystone Knowe Windfarm | 92.4 | 2033-10-31 | Greystone Knowe 132kV Substation | N | Onshore Wind
NatPower Enderby - Patford Bridge Green Energy Park | 1000 | 2037-10-30 | Derbyshire Connection Node G 400kV | N | Battery
SSE Ferrybridge BESS | 120 | 2035-10-30 | Ferrybridge B 132kV Substation | N | Transmission Connected Demand
SSE Ferrybridge BESS | 170 | 2027-04-02 | Ferrybridge B 132kV Substation | N | Battery
SSE Fiddlers Ferry Battery Energy Storage | 193.2 | 2037-11-01 | Fiddlers Ferry 275kV Substation | N | Battery
Thorpe Marsh Energy Park | 1400 | 2027-01-30 | Thorpe Marsh 400kV Substation | N | Battery
Broadshore Offshore Wind Farm | 900 | 2033-10-31 | Longside 400kV Substation | N | Offshore Wind
Brae House Farm | 500 | 2032-07-31 | Dounreay | N | Battery
Kirkan Wind Farm | 81.6 | 2033-10-31 | Corriemoillie 2 400/132kV Substation | N | Onshore Wind
Dogger Bank South West | 1095 | 2031-11-30 | Birkhill Wood 400kV Substation | N | Offshore Wind
Dogger Bank South West | 405 | 2030-10-30 | Birkhill Wood 400kV Substation | N | Offshore Wind
Tillbridge Solar | 522.7 | 2028-08-27 | Cottam 400kV Substation | N | Battery
Tillbridge Solar | 522.7 | 2028-08-27 | Cottam 400kV Substation | N | Solar
Quantans Hill Wind Farm | 61.5 | 2029-07-02 | Quantans Hill 132kV Substation | N | Battery
Quantans Hill Wind Farm | 95 | 2029-07-02 | Quantans Hill 132kV Substation | N | Onshore Wind
Church Road Farm | 400 | 2034-10-31 | Burwell GSP | N | Battery
Calon y Gwynt | 44 | 2037-10-31 | Mid Wales Connection Node A | N | Battery
Calon y Gwynt | 72 | 2037-10-31 | Mid Wales Connection Node A | N | Onshore Wind
Calon y Gwynt | 30 | 2037-10-31 | Mid Wales Connection Node A | N | Solar
Monk Fryston SSE | 360 | 2029-10-30 | Monk Fryston 275kV Substation | N | Battery
Carnedd Wen Wind Farm | 150 | 2030-10-31 | Mid Wales West 132kV Substation | N | Onshore Wind
Great Coates BESS | 316.1 | 2035-10-30 | Grimsby West 400kV Substation | N | Battery
Sallachy Wind Farm | 49.5 | 2028-07-31 | Cassley GSP | N | Onshore Wind
NEL Story | 240 | 2037-11-30 | Harker 400kV Substation | N | Battery
Woodlands Farm BESS | 227.5 | 2036-10-31 | Canterbury North GSP | N | Battery
NatPower Allington Green Energy Park | 1000 | 2034-10-30 | Trent Valley South Connection Node B 400kV Substation. | N | Battery
Wakeleys BESS | 480 | 2033-10-30 | Wakeleys 400kV | N | Battery
Wakeleys BESS | 480 | 2033-10-30 | Wakeleys 400kV | N | Solar
Natpower Upsall Green Energy Park | 1000 | 2035-10-30 | North Humber Connection Node E 400kV Substation | N | Battery
West Burton | 138 | 2027-06-30 | West Burton 132kV Substation | N | Battery
West Burton | 80 | 2027-06-30 | West Burton 132kV Substation | N | Solar
Sinclair Offshore Wind Farm | 100 | 2033-10-31 | Longside 132kV Substation | N | Offshore Wind
Enderby Tertiary | 57 | 2027-08-01 | Enderby 400kV Substation | N | Solar
Banc y Celyn Energy Park | 51 | 2033-07-01 | Future Swansea North 132kV | N | Battery
Banc y Celyn Energy Park | 30.1 | 2033-07-01 | Future Swansea North 132kV | N | Solar
Banc y Celyn Energy Park | 165 | 2033-07-01 | Future Swansea North 132kV | N | Onshore Wind
Cnoc Morail Wind Farm | 12 | 2030-10-30 | Mybster 132/33kV Substation | N | Battery
Cnoc Morail Wind Farm | 26.4 | 2030-10-30 | Mybster 132/33kV Substation | N | Onshore Wind
Fleet EGH (Tertiary) | 54.6 | 2027-10-31 | Fleet 400kV Substation | N | Battery
Stranoch Wind Farm | 102.7 | 2026-10-09 | Stranoch Wind 132/33kV Substation | N | Onshore Wind
Gateway Energy Centre Power Station | 514 | 2029-06-30 | Coryton South 400kV Substation | N | Battery
Dalchork Farm | 200 | 2032-10-31 | Dalchork 132kV Substation | N | Battery
Toftinghall 2 BESS | 26.4 | 2030-10-31 | Mybster 2 132/33kV Substation | N | Battery
Craiglarie Wind Farm | 151.2 | 2037-10-31 | Ladyburn 132kV Substation | N | Onshore Wind
Wern Tarw Storage | 100 | 2037-10-31 | Cilfynydd 400kV Substation | N | Battery
Wern Tarw Storage | 35 | 2037-10-31 | Cilfynydd 400kV Substation | N | Solar
Wern Tarw Storage | 120 | 2037-10-31 | Cilfynydd 400kV Substation | N | Onshore Wind
Nan Clach Extension | 35 | 2030-08-31 | Boat of Garten GSP | N | Onshore Wind
Ranby | 110 | 2034-08-30 | Jubilee Farm 275kV Substation | N | Battery
Ranby | 198.5 | 2034-08-30 | Jubilee Farm 275kV Substation | N | Solar
Sunnica | 500 | 2030-10-31 | South Anglia Connection Node D 400kV Substation | N | Battery
Sunnica | 516.8 | 2030-10-31 | South Anglia Connection Node D 400kV Substation | N | Solar
Allt an Tuir Renewable Energy Park | 12.6 | 2031-06-30 | Shin GSP | N | Battery
Allt an Tuir Renewable Energy Park | 53.4 | 2031-06-30 | Shin GSP | N | Onshore Wind
Allt an Tuir Renewable Energy Park | 12.6 | 2031-06-30 | Shin GSP | N | Solar
Knockodhar Wind Farm | 120 | 2030-04-24 | Knockodhar Wind Farm 132kV Substation | N | Onshore Wind
Achrugan Wind Farm | 99 | 2030-07-31 | Achrugan 132kV Substation | N | Onshore Wind
Walpole 2 (tertiary) | 47.5 | 2027-10-31 | Walpole 400kV Substation | N | Solar
Walpole 2 (tertiary) | 115 | 2027-10-31 | Walpole 400kV Substation | N | Battery
Leithenwater Wind Farm | 72.6 | 2030-04-02 | Galashiels 132/33kV | N | Onshore Wind
Leithenwater Wind Farm | 6 | 2030-04-02 | Galashiels 132/33kV | N | Battery
Bridgwater (tertiary) | 71.8 | 2029-08-31 | Bridgwater 400/132kV Substation | N | Solar
Bridgwater (tertiary) | 65.6 | 2029-08-31 | Bridgwater 400/132kV Substation | N | Battery
Lurg Hill | 15 | 2026-06-01 | Keith GSP | N | Onshore Wind
Dalchork Farm - 2 | 49.9 | 2033-10-31 | Lairg 2 132/33kV Grid Supply Point Substation | N | Battery
Alcemi Midmill BESS | 300 | 2029-12-31 | Kintore 275kV | N | Battery
Chleansaid Wind Farm | 107.2 | 2027-07-31 | Chleansaid Wind Farm 132kV Substation | N | Onshore Wind
High Marnham (Tertiary) | 65.6 | 2029-10-31 | High Marnham 400kV Substation | N | Battery
High Marnham (Tertiary) | 81.2 | 2029-10-31 | High Marnham 400kV Substation | N | Solar
Mid Hill | 93.6 | 2034-10-30 | Mid Hill 132kV Substation | N | Onshore Wind
Mid Hill | 53.2 | 2034-10-30 | Mid Hill 132kV Substation | N | LDES
Touch Energy Park | 36 | 2029-01-31 | Stirling 132/33kV | N | Onshore Wind
Strath Tirry | 35 | 2029-12-19 | Lairg GSP | N | Onshore Wind
Hill Farm | 240 | 2037-10-30 | Capenhurst GSP | N | Battery
Dunstable | 380 | 2034-10-30 | West Anglia Connection Node A 400kV Substation | N | Battery
Thorpe Marsh 1 (Tertiary) | 71.6 | 2028-10-30 | Thorpe Marsh 400kV Substation | N | Solar
Thorpe Marsh 1 (Tertiary) | 65.6 | 2028-10-30 | Thorpe Marsh 400kV Substation | N | Battery
Middleton of Potterton Farm | 49.9 | 2029-03-31 | Dyce GSP | N | Battery
Newtack Farm | 49.9 | 2033-10-31 | Blackhillock 2 400/33kV GSP Substation | N | Battery
Rothienorman 2 Synchronous Compensation | 0.1 | 2037-10-31 | Rothienorman 400kV Substation | N | Reactive Compensation
Rayleigh 1 Tertiary | 60.1 | 2028-10-31 | Rayleigh Main 400kV Substation | N | Solar
Rayleigh 1 Tertiary | 65.6 | 2028-10-31 | Rayleigh Main 400kV Substation | N | Battery
Rayleigh 2 Tertiary | 59.9 | 2028-10-31 | Rayleigh Main 400kV Substation | N | Solar
Rayleigh 2 Tertiary | 65.6 | 2028-10-31 | Rayleigh Main 400kV Substation | N | Battery
Braco Battery | 49.9 | 2026-07-31 | Braco West GSP | N | Battery
Overhill Wind Farm | 50 | 2029-06-06 | Overhill 132kV Substation | N | Onshore Wind
Willington East 1 (Tertiary) | 54.6 | 2027-10-30 | Willington 400kV Substation | N | Battery
Project Number 6 | 500 | 2034-10-30 | Trent Valley South Connection Node B 400kV Substation. | N | Battery
Melvich Wind Energy Hub (BEGA) | 28.8 | 2033-10-31 | Dounreay GSP | N | Battery
Melvich Wind Energy Hub (BEGA) | 28.8 | 2033-10-31 | Dounreay GSP | N | Onshore Wind
Red Moss Farm | 300 | 2031-05-30 | Red Moss Farm 132kV Substation | N | Battery
Corriegarth 2 Wind Farm | 70 | 2027-07-31 | Corriegarth 132/33kV substation | N | Onshore Wind
Hirwaun Power Station | 299 | 2023-09-30 | Rhigos 400kV Substation | N | Unabated Gas
Progress Power Station | 299 | 2025-07-06 | Yaxley 400kV Substation | N | Unabated Gas
Drax Power Station Data Centre | 1200 | 2039-10-30 | Trent Valley North Connection Node B 132kV Substation | N | Transmission Connected Demand
Aberarder Extension Wind Farm | 138 | 2031-04-30 | Aberarder Wind Farm 132/33kV Substation | N | Onshore Wind
Aberarder Extension Wind Farm | 117.6 | 2031-04-30 | Aberarder Wind Farm 132/33kV Substation | N | Battery
Tyler Hill Bicker Fen | 411.2 | 2035-05-30 | Coddington 400kV Substation | N | Battery
Roger Hill Farm | 200 | 2031-10-31 | Roger Hill Farm 132kV substation | N | Solar
Roger Hill Farm | 100 | 2031-10-31 | Roger Hill Farm 132kV substation | N | Battery
Willington East 2 (Tertiary) | 54.6 | 2028-07-30 | Willington 400kV Substation | N | Battery
Drax | 218.5 | 2035-10-30 | Drax 132kV Substation | N | Battery
Drax | 233.9 | 2029-10-30 | Drax 132kV Substation | N | Solar
Canterbury Tertiary | 65.5 | 2031-10-31 | Canterbury 400kV Substation | N | Battery
Canterbury Tertiary | 80 | 2031-10-31 | Canterbury 400kV Substation | N | Solar
Millbrook Power | 299 | 2024-12-28 | Marston Vale 400kV Substation | N | Unabated Gas
NEL Bluebell | 240 | 2035-10-30 | Leeds North Connection Node C 400kV Substation | N | Battery
Cairnmore Hill Wind Farm | 21.5 | 2028-05-31 | Thurso South 132/33kV GSP Substation | N | Onshore Wind
Cairnmore Hill Wind Farm | 10 | 2028-05-31 | Thurso South 132/33kV GSP Substation | N | Battery
Bloch Energy Park | 126 | 2031-10-31 | Bloch Energy Park 132kV Substation | N | Onshore Wind
Bloch Energy Park | 61.6 | 2031-10-31 | Bloch Energy Park 132kV Substation | N | Battery
Clune Wind Farm | 187.2 | 2030-04-30 | Clune 132/33 kV Substation | N | Onshore Wind
Clune Wind Farm | 117.6 | 2030-04-30 | Clune 132/33 kV Substation | N | Battery
Camster 2 Wind Farm | 38 | 2024-10-31 | Mybster 132/33kV Substation | N | Onshore Wind
Killean Wind Farm | 60 | 2034-10-31 | CARRADALE 3 GSP | N | Onshore Wind
Elmya Melbourne BESS | 48 | 2039-10-28 | Thornton 400kV Substation | N | Battery
Elmya Melbourne BESS | 252 | 2033-10-28 | Thornton 400kV Substation | N | Battery
Monk Fryston | 460 | 2031-10-31 | Monk Fryston 400kV Substation | N | Battery
Al Boum Photo (Norton) | 289.5 | 2031-10-31 | Norton 400kV Substation | N | Battery
Mannington | 53.2 | 2025-11-30 | Mannington 400kV Substation | N | Battery
Cruachan | 480 | 2027-06-01 | Cruachan 275kV Substation | N | LDES
Capenhurst Tertiary | 66.1 | 2027-10-31 | Capenhurst 400kV Substation | N | Battery
Sealtainn Offshore Wind Farm | 504 | 2033-10-31 | Sealtainn 275kV Offshore | N | Offshore Wind
Aberthaw (Tertiary) | 66.1 | 2029-10-31 | Aberthaw 275kV Substation | N | Battery
Lister Drive Shaw | 70.2 | 2026-09-01 | Lister Drive 275kV Substation | N | Battery
Cruachan Expansion | 600 | 2030-10-31 | Cruachan 275kV Substation | N | LDES
Cairds Hill | 16.8 | 2026-10-01 | Keith 1 132/33kV GSP Substation | N | Onshore Wind
GH DEVCO Gretna Green BESS | 56 | 2031-10-10 | Gresham House Gretna 400/132kv Substation | N | Battery
Drax BECCS | 300 | 2035-10-30 | Drax 400kV Substation | N | Transmission Connected Demand
Exeter BESS and PV (Post-Interactivity Revised Offer) | 180 | 2030-04-30 | Exeter Main 400kV Substation | N | Battery
Grendon Solar & BESS | 650 | 2029-07-01 | Grendon 400kV Substation | N | Solar
Grendon Solar & BESS | 500 | 2029-07-01 | Grendon 400kV Substation | N | Battery
Spalding High Impact Energy Hub | 500 | 2034-10-31 | West Anglia Connection Node G 400kV Substation | N | Solar
Spalding High Impact Energy Hub | 500 | 2034-10-31 | West Anglia Connection Node G 400kV Substation | N | Battery
New Deer BESS Station | 500 | 2033-10-31 | New Deer 2 400kV Substation | N | Battery
Riverside Industrial Estate | 80 | 2030-04-30 | Elstree B 275/132kV | N | Transmission Connected Demand
Seagull Data connect | 450 | 2036-12-06 | Gravity 400/132kV Substation | N | Transmission Connected Demand
Appin Wind Farm | 66 | 2031-10-31 | Glenglass 132kV Substation | N | Onshore Wind
Swansea Greener Grid Park - Connection 1 | 85 | 2028-10-31 | Swansea North 400kV Substation | N | Battery
Swansea Greener Grid Park - Connection 1 | 15 | 2024-08-31 | Swansea North 400kV Substation | N | Battery
Swansea Greener Grid Park - Connection 1 | 161.5 | 2024-08-31 | Swansea North 400kV Substation | N | Reactive Compensation
NatPower Penrith Green Energy Park | 1000 | 2037-10-30 | Lancashire Connection Node B 400kV Substation | N | Battery
Swansea Greener Grid Park - Connection 2 | 80.75 | 2027-06-23 | Swansea North 400kV Substation | N | Reactive Compensation
Glenfiddich West | 180 | 2037-10-31 | Glenfiddich West 220 kV Substation | N | Battery
Glenfiddich West | 600 | 2037-10-31 | Glenfiddich West 220 kV Substation | N | Onshore Wind
Alcemi Score Battery Energy Storage Facility | 500 | 2031-03-31 | Alcemi Score Battery 400kV Substation | N | Battery
Neilston 132kV Greener Grid Park | 25 | 2025-10-31 | Neilston 400/275/132kV | N | Battery
Neilston 132kV Greener Grid Park | 25 | 2025-10-31 | Neilston 400/275/132kV | N | Battery
Neilston 132kV Greener Grid Park | 25 | 2025-10-31 | Neilston 400/275/132kV | N | Battery
Neilston 132kV Greener Grid Park | 25 | 2025-10-31 | Neilston 400/275/132kV | N | Battery
Neilston 400kV Greener Grid Park | 600 | 2027-05-17 | Neilston 400kV Substation | N | Battery
Five Estuaries Offshore Wind Farm | 1080 | 2030-10-31 | Five Estuaries 220/66 kV Offshore Substation | N | Offshore Wind
Craigneil Wind Farm | 42 | 2030-10-31 | Fetteresso GSP | N | Onshore Wind
Inveroykel Wind Farm | 132 | 2031-10-31 | Inveroykel Wind Farm 132kV | N | Onshore Wind
Manor Farm_Sidcup | 211.2 | 2037-10-31 | Hurst GSP | N | Battery
Golticlay Extension Wind Farm | 55 | 2027-09-30 | Mybster 2 132/33kV Substation | N | Onshore Wind
Ceislein Wind Farm | 77 | 2030-10-31 | Ceislien Wind Farm | N | Onshore Wind
Clachaig Glen Wind Farm | 49.9 | 2034-10-31 | Carradale 2 GSP | N | Battery
Clachaig Glen Wind Farm | 47.6 | 2026-10-31 | Carradale 2 GSP | N | Onshore Wind
Langage Battery Storage | 249 | 2031-10-30 | Langage 400kV Substation | N | Battery
Wull Muir Wind Farm | 38.4 | 2029-10-01 | Burdiehouse BESS 275kV Substation | N | Onshore Wind
Fell Wind Farm | 56 | 2029-10-31 | SPT Margree collector substation | N | Onshore Wind
NatPower Kinoulton Green Energy Park | 1000 | 2034-10-31 | West Anglia Connection Node C 400kV Substation | N | Battery
Drakelow | 139 | 2027-12-01 | Drakelow 132kV Substation | N | Battery
Hallyburton BESS | 49.5 | 2029-10-31 | Coupar Angus 2 GSP | N | Battery
Norwich Yare | 52.2 | 2025-12-18 | Norwich GSP | N | Solar
Norwich Yare | 53.2 | 2025-12-18 | Norwich GSP | N | Battery
Dunside Wind Farm | 100.8 | 2029-04-30 | Fallago 400/33kV | N | Onshore Wind
Kirkton Wind Farm | 60 | 2029-10-29 | Connagill 275kV Substation | N | Onshore Wind
Creachan Wind Farm | 79.2 | 2030-10-31 | Creachan Wind Farm 132/33kV Substation | N | Onshore Wind
Lunanhead Battery | 49.9 | 2026-03-01 | Lunanhead GSP | N | Battery
Tormsdale Windfarm | 20 | 2028-06-30 | Mybster 3 132/33kV Substation | N | Battery
Tormsdale Windfarm | 50 | 2028-06-30 | Mybster 3 132/33kV Substation | N | Onshore Wind
Staythorpe | 460 | 2030-10-31 | Staythorpe 400kV Substation | N | Battery
Daer Wind Farm | 96 | 2028-08-01 | Daer Wind Farm 132/33kV | N | Onshore Wind
Balmeanach Wind Farm | 45 | 2029-11-30 | Edinbane GSP | N | Onshore Wind
Ben Sca | 40.8 | 2029-08-31 | Edinbane GSP | N | Onshore Wind
Deucheran Hill 2 Wind Farm | 92.4 | 2034-10-31 | Deucheran Hill 2 Wind Farm Substation | N | Onshore Wind
TH Stocking Pelham | 411.2 | 2034-10-31 | West Anglia Connection Node E 400kV Substation | N | Battery
Enoch Hill 2 Wind Farm | 10 | 2027-04-30 | Enoch Hill 2 Wind Farm 33kV Substation | N | Battery
Enoch Hill 2 Wind Farm | 9.6 | 2027-04-30 | Enoch Hill 2 Wind Farm 33kV Substation | N | Onshore Wind
Stromar Offshore Windfarm | 1000 | 2033-10-31 | New Deer 2 400kV Substation | N | Offshore Wind
Stromar Offshore Windfarm | 500 | 2035-12-31 | New Deer 2 400kV Substation | N | Offshore Wind
Kirkby (Tertiary) | 60.8 | 2027-08-30 | Kirkby GSP (ENW) | N | Battery
Scaraben Offshore Wind Farm | 100 | 2033-10-31 | Longside 132kV Substation | N | Offshore Wind
Cellarhead | 460 | 2033-10-31 | Cellarhead 400kV Substation | N | Battery
Connah's Quay | 690 | 2030-10-01 | Connah's Quay 400kV Substation | N | Low Carbon Dispatchable Power
Artfield Forest Wind Farm | 85.8 | 2030-06-28 | Artfield Forest Wind Farm 132kV Substation | N | Onshore Wind
Oaklands Farm Solar PV | 55 | 2027-06-30 | Drakelow 132kV Substation | N | Battery
Oaklands Farm Solar PV | 165 | 2027-06-30 | Drakelow 132kV Substation | N | Solar
West Torrisdale | 43.2 | 2028-05-31 | Carradale 1 GSP | N | Onshore Wind
Pembroke (spare bay) | 138 | 2028-07-30 | Pembroke 132kV Substation | N | Battery
Enoch Hill | 69 | 2027-12-06 | Enoch Hill 132/33kV Substation | N | Battery
Enoch Hill | 69 | 2025-05-30 | Enoch Hill 132/33kV Substation | N | Onshore Wind
Rayleigh GP3 | 34.5 | 2034-10-30 | Rayleigh Main 400kV Substation | N | Battery
Rigifa BESS SEL | 48.3 | 2026-03-31 | Redmoss GSP | N | Battery
TH Maes Melin | 205.6 | 2037-10-31 | South Wales West Connection Node A 400kV Substation | N | Battery
Midlands Estate Energy Park | 176.4 | 2033-10-31 | West Burton 400kV Substation | N | Battery
Midlands Estate Energy Park | 541.8 | 2033-10-31 | West Burton 400kV Substation | N | Solar
Midlands Estate Energy Park | 30.6 | 2039-10-30 | West Burton 400kV Substation | N | Battery
Warley PV & BESS | 249.9 | 2031-10-31 | Warley 275kV Substation | N | Battery
ER HTP Energy | 57 | 2034-06-30 | Hawthorn Pit 400kV Substation | N | Battery
ER HTP Energy | 49.9 | 2034-06-30 | Hawthorn Pit 400kV Substation | N | Solar
Amersham BESS & Substation | 250.1 | 2038-10-31 | Amersham Main 400kV Substation | N | Battery
Amersham BESS & Substation | 249.9 | 2034-10-31 | Amersham Main 400kV Substation | N | Battery
Barking BESS | 100 | 2028-10-31 | Barking West GSP | N | Battery
Cottam PV & BESS | 500 | 2033-10-31 | Cottam 400kV Substation | N | Battery
Cottam PV & BESS | 500 | 2033-10-31 | Cottam 400kV Substation | N | Solar
Bicker Fen BESS | 249.9 | 2033-05-30 | Navenby 400kV Substation | N | Solar
Bicker Fen BESS | 249.9 | 2033-05-30 | Navenby 400kV Substation | N | Battery
Burwell BESS | 249.9 | 2034-10-30 | Burwell South 400kV Substation | N | Solar
Burwell BESS | 249.9 | 2034-10-30 | Burwell South 400kV Substation | N | Battery
Eggborough PV & BESS Sub | 249.9 | 2033-10-28 | Kellingley 400kV Substation | N | Solar
Eggborough PV & BESS Sub | 249.9 | 2033-10-28 | Kellingley 400kV Substation | N | Battery
Ferrybridge B BESS & Solar Substation | 100 | 2035-10-24 | Ferrybridge B 132kV Substation | N | Battery
Killingholme PV & BESS | 249.9 | 2035-10-31 | Raventhorpe 400kV Substation | N | Battery
Killingholme PV & BESS | 249.9 | 2035-10-31 | Raventhorpe 400kV Substation | N | Solar
Ferrybridge C PV & BESS Substation | 249.9 | 2035-10-24 | Ferrybridge C 275kV Substation | N | Battery
Thornton PV & BESS Sub | 220 | 2035-10-26 | Thornton B 400kV Substation | N | Solar
Thornton PV & BESS Sub | 220 | 2035-10-26 | Thornton B 400kV Substation | N | Battery
BESS Harker | 211.7 | 2031-05-30 | Harker 400kV Substation | N | Battery
Wylfa Substation | 192.1 | 2029-06-30 | Wylfa 132kV Substation | N | Solar
Wylfa Substation | 138 | 2029-06-30 | Wylfa 132kV Substation | N | Battery
Bradford West BESS Substation | 249.9 | 2036-10-24 | Bradford West 275kV Substation | N | Battery
Kearsley | 53.2 | 2028-10-31 | Kearsley 275kV Substation | N | Battery
Eggborough BESS | 200 | 2035-10-30 | Eggborough 400kV Substation | N | Battery
Thornton Grid Stability Services | 0.1 | 2039-10-30 | Thornton 400kV Substation | N | Reactive Compensation
Carbon Free 2030 | 574.6 | 2034-06-30 | Grimsby West 400kV Substation | N | Battery
Carbon Free 2030 | 118.8 | 2034-06-30 | Grimsby West 400kV Substation | N | Solar
Peterhead Battery | 630.2 | 2033-10-31 | Peterhead GSP | N | Battery
Rothienorman Battery | 634.8 | 2033-10-31 | Rothienorman 400kV Substation | N | Battery
Eredine Wind Farm | 85.5 | 2029-11-01 | An Suidhe 275/33kV | N | Onshore Wind
Eredine Wind Farm | 85.5 | 2029-11-01 | An Suidhe 275/33kV | N | Battery
Dove Solar | 550 | 2034-10-31 | North Anglia Connection Node E 400kV Substation | N | Battery
Dove Solar | 550 | 2034-10-31 | North Anglia Connection Node E 400kV Substation | N | Solar
Windburn Wind Farm | 35 | 2034-10-31 | Devonside 132kV Substation | N | Battery
Windburn Wind Farm | 75 | 2034-10-31 | Devonside 132kV Substation | N | Onshore Wind
Tyler Hill Ansty | 200 | 2037-10-30 | Warwickshire Connection Node D 132kV Substation | N | Battery
NatPower Navenby Energy Park | 1000 | 2034-10-30 | Trent Valley South Connection Node C 400kV Substation | N | Battery
Watten Wind Farm | 52.8 | 2028-06-30 | Mybster 3 GSP | N | Onshore Wind
Elmya Hunterston | 422.4 | 2030-10-25 | Hunterston 400/132kV | N | Battery
Aultmore Wind Farm (2023) | 112.2 | 2030-09-30 | Aultmore Wind Farm 132/33kV Substation | N | Onshore Wind
Aultmore Wind Farm (2023) | 58.38 | 2030-09-30 | Aultmore Wind Farm 132/33kV Substation | N | Battery
Gaerwen Wind Farm | 67 | 2027-06-01 | Gwyddelwern 400kV Substation | N | Onshore Wind
Gaerwen Wind Farm | 0 | 2032-10-31 | Gwyddelwern 400kV Substation | N | Onshore Wind
Hunterston Hydrogen | 400 | 2033-10-31 | Hunterston 400/132kV | N | Transmission Connected Demand
Hunterston Hydrogen | 4.94 | 2033-10-31 | Hunterston 400/132kV | N | Battery
Exeter (Tertiary) | 7.6 | 2036-12-06 | Exeter 400kV Substation | N | Battery
Exeter (Tertiary) | 53.2 | 2028-06-16 | Exeter 400kV Substation | N | Battery
Hallyburton (2) | 49.5 | 2029-10-31 | Coupar Angus 2 GSP | N | Battery
Alcemi Coalburn Battery Energy Storage Facility | 636.6 | 2025-10-31 | Whitburn 400kV substation | N | Battery
Cornharrow Wind Farm | 52.5 | 2030-10-31 | Quantans Hill 132kV Substation | N | Onshore Wind
Walpole Flexible Generation | 2550 | 2033-06-30 | Walpole 400kV Substation | N | Transmission Connected Demand
Walpole Flexible Generation | 1800 | 2033-06-30 | Walpole 400kV Substation | N | Low Carbon Dispatchable Power
Golticlay Wind Farm | 58 | 2027-09-30 | Mybster 132/33kV Substation | N | Onshore Wind
TH Stow Manor | 411.2 | 2034-10-30 | Trent Valley South Connection Node B 400kV Substation. | N | Battery
Grimshader Wind Farm | 79.2 | 2033-10-31 | Grimshader Wind Farm Substation132 KV | N | Onshore Wind
Heastabhal Wind Farm | 66 | 2033-10-31 | Heastabhal Wind Farm Substation 132 KV | N | Onshore Wind
Elmya Grange Road | 100 | 2031-10-30 | Elmya Grange 400kV | N | Battery
Elmya Grange Road | 210 | 2031-10-30 | Elmya Grange 400kV | N | Solar
Lorg Wind Farm | 69.5 | 2028-04-07 | Lorg Wind Farm 132/32kV | N | Onshore Wind
Lorg Extension Wind Farm | 33 | 2029-08-13 | Lorg Extension Wind Farm 132/33kV Substation | N | Onshore Wind
NAVAS BESS | 49.9 | 2033-10-31 | Lairg GSP | N | Battery
Strathy Wood | 63.5 | 2026-09-30 | Strathy Wood 132/33kV Substation | N | Onshore Wind
Walpole | 53.2 | 2030-10-30 | Walpole 400kV substations | N | Battery
Swansea North Green Energy Centre | 570.1 | 2028-10-31 | Swansea North 400kV Substation | N | Battery
Swansea North Green Energy Centre | 400 | 2034-10-31 | Swansea North 400kV Substation | N | Transmission Connected Demand
Little Hartfell Wind Farm | 57.6 | 2035-07-01 | Chapelcross GSP | N | Onshore Wind
Stoneyfield | 15 | 2030-09-30 | Rothienorman GSP | N | Onshore Wind
Alverdiscott Farm | 296.4 | 2037-04-24 | Alverdiscott 400kV Substation | N | Solar
Alverdiscott Farm | 608 | 2037-04-24 | Alverdiscott 400kV Substation | N | Battery
Bolney Grid Stability Services | 0.1 | 2031-10-31 | Bolney 400kV Substation | N | Reactive Compensation
Indian Queens | 53.2 | 2024-07-30 | Indian Queens 400kV Substation | N | Battery
Indian Queens | 50.1 | 2024-07-30 | Indian Queens 400kV Substation | N | Solar
Micklefield DC | 300 | 2039-10-30 | Micklefield | N | Transmission Connected Demand
Middleshaw BESS | 285.12 | 2037-10-30 | Hutton 400kV Substation | N | Battery
Rhigos BESS | 221 | 2037-10-31 | Rhigos B Substation | N | Battery
Keithick 16 Solar & BESS | 16 | 2026-06-30 | Coupar Angus GSP | N | Battery
Keithick 16 Solar & BESS | 16 | 2026-06-30 | Coupar Angus GSP | N | Solar
Market Harborough | 769.5 | 2034-10-31 | West Anglia Connection Node F 400kV Substation | N | Battery
Necton Greener Grid Park | 92.5 | 2027-02-15 | Necton 400kV Substation | N | Reactive Compensation
NatPower-Medway Energy Park | 1000 | 2034-10-31 | North Kent Connection Node A 400kV Substation | N | Battery
Scarning | 931 | 2034-10-31 | North Anglia Connection Node C 400kV Substation | N | Battery
Scarning | 159.6 | 2034-10-31 | North Anglia Connection Node C 400kV Substation | N | Solar
Dounreay Synchronous Compensation | 0.1 | 2037-10-31 | DOUNREAY 2 275 kV SUBSTATION | N | Reactive Compensation
NEL Suggit | 240 | 2035-10-30 | Saltend North GSP | N | Battery
High Marnham 400 | 460 | 2034-10-31 | High Marnham 400kV Substation | N | Battery
High Marnham 400 | 690 | 2034-10-31 | High Marnham 400kV Substation | N | Battery
High Marnham 400 | 53.29 | 2034-10-31 | High Marnham 400kV Substation | N | Solar
High Marnham 400 | 0.01 | 2034-10-31 | High Marnham 400kV Substation | N | Solar
Lanarkshire BESS | 500 | 2027-04-30 | Strathaven 400/275kV | N | Battery
Cellarhead Home Farm | 280 | 2028-10-31 | Cellarhead 132kV Substation | N | Battery
Dyce Energy Storage Facility | 30 | 2024-05-31 | Dyce GSP | N | Battery
Clydebridge DC | 360 | 2032-04-30 | Clydesbridge | N | Transmission Connected Demand
BLINDWELLS FARM BESS | 49.9 | 2032-06-30 | Arbroath GSP | N | Battery
Stornoway Wind Farm | 180 | 2030-10-31 | Stornoway 132/33kV Substation | N | Onshore Wind
Swarclett | 10 | 2033-10-31 | Thurso GSP | N | Onshore Wind
Swarclett | 8.2 | 2033-10-31 | Thurso GSP | N | Battery
Rassau Stability Services Limited | 0.1 | 2037-10-31 | Rassau 400kV Substation | N | Reactive Compensation
Mossmulloch Wind Farm | 43.2 | 2028-10-31 | East Kilbride South 275/33kV | N | Onshore Wind
NorthFleet Tertiary | 49.9 | 2028-06-30 | Northfleet East 400kV Substation | N | Battery
NorthFleet Tertiary | 49.9 | 2028-06-30 | Northfleet East 400kV Substation | N | Solar
Edzell Data Centre | 800 | 2033-10-31 | New Brechin 400kV Substation | N | Transmission Connected Demand
Kennoxhead Wind Farm | 115.2 | 2028-04-28 | Kennoxhead GSP | N | Onshore Wind
Mynydd Y Gwynt | 105.6 | 2037-10-30 | MID WALES CONNECTION NODE A 400KV SUBSTATION | N | Onshore Wind
Heathland Wind Farm | 84 | 2028-09-29 | Heathland 132/33kV Substation | N | Onshore Wind
Loanhead Farm BESS | 49.9 | 2030-10-31 | Elgin GSP | N | Battery
Ourack Wind Farm | 61.5 | 2030-10-31 | Ourack Wind Farm 132/33 kV Substation | N | Battery
Ourack Wind Farm | 115.2 | 2030-10-31 | Ourack Wind Farm 132/33 kV Substation | N | Onshore Wind
Mid Moile Wind Farm | 105 | 2031-10-31 | Arecleoch 132/33kV | N | Onshore Wind
Mid Moile Wind Farm | 105 | 2036-12-31 | Arecleoch 132/33kV | N | Onshore Wind
Legacy Green Energy Centre | 570.1 | 2032-10-30 | Legacy 400kV Substation | N | Battery
YAMAL BESS | 49.9 | 2033-10-31 | Macduff GSP | N | Battery
Boothby Road BESS (PI CS) | 49.9 | 2033-10-31 | Fraserburgh GSP | N | Battery
Stracathro BESS | 249 | 2032-06-30 | Stracathro BESS 275kV Substation | N | Battery
Nether Pitforthie BESS | 49.9 | 2032-10-31 | Fiddes GSP | N | Battery
Newton of Park BESS 2 | 49.9 | 2028-01-31 | Nairn GSP | N | Battery
Correen Hills Wind Farm | 72.6 | 2031-09-30 | Correen Hills Wind Farm 132kV Substation | N | Onshore Wind
Garn Fach Wind Farm | 165 | 2037-10-31 | MID WALES CONNECTION NODE A 400KV SUBSTATION | N | Onshore Wind
Garn Fach Wind Farm | 68.8 | 2037-10-31 | MID WALES CONNECTION NODE A 400KV SUBSTATION | N | Battery
Cloich Forest Wind Farm | 67.2 | 2029-07-31 | Cloich 132kV Substation | N | Onshore Wind
Clash Gour | 210 | 2029-10-31 | Clash Gour Wind Farm 132kV Substation | N | Onshore Wind
Borders Wind Farm | 408 | 2033-05-30 | Borders Windfarm 132kV | N | Onshore Wind
Natpower Thimbleby Green Energy Park | 1000 | 2035-10-30 | North Humber Connection Node E 400kV Substation | N | Battery
Fife 2 BESS | 49.9 | 2028-06-14 | Westfield 132/33kV | N | Battery
NatPower Teesside Green Energy Park | 1000 | 2035-10-30 | Teeside Connection Node A 400kV Substation | N | Battery
Sundon Storage | 580 | 2031-10-30 | Sundon 400kV Substation | N | Battery
NatPower Nursling Energy Park | 1000 | 2037-10-31 | Nursling 400kV Substation | N | Battery
Craiginmoddie Wind Farm | 98 | 2031-09-30 | Maybole 132/33kV | N | Onshore Wind
Cairnborrow Wind Energy Hub | 43.2 | 2031-10-31 | Cairnford GSP | N | Battery
Cairnborrow Wind Energy Hub | 43.2 | 2031-10-31 | Cairnford GSP | N | Onshore Wind
Cilfynydd Green Energy Centre | 570.1 | 2029-10-30 | Cilfynydd 400kV Substation | N | Battery
Drax Solar | 400 | 2029-09-30 | Drax 400kV Substation | N | Solar
East Claydon Greener Grid Park | 650 | 2034-11-30 | East Claydon 400kV Substation | N | Battery
Sheaf Energy | 249 | 2029-12-31 | Richborough 400kV Substation | N | Battery
Neilston Synchronous Compensation | 0.1 | 2025-06-12 | Neilston 400kV Substation | N | Reactive Compensation
East Claydon Green Energy Centre | 500 | 2038-10-31 | East Claydon 400kV Substation | N | Transmission Connected Demand
Daines Green Energy Centre | 400 | 2033-10-31 | Daines 400kV Substation | N | Transmission Connected Demand
Landulph | 7.6 | 2028-10-31 | Landulph 400kV Substation | N | Battery
Landulph | 53.2 | 2026-05-18 | Landulph 400kV Substation | N | Battery
Landulph | 52.5 | 2027-10-31 | Landulph 400kV Substation | N | Solar
BOOM Power Llanbabo Generation | 300 | 2032-10-31 | Wylfa 400kV Substation | N | Battery
Fenwick Solar Project | 248.2 | 2032-04-16 | Thorpe Marsh 400kV Substation | N | Battery
Fenwick Solar Project | 237.5 | 2032-04-16 | Thorpe Marsh 400kV Substation | N | Solar
Redshaw Energy Park | 590 | 2031-10-30 | Linnmill 132/33kV | N | Battery
Hurst BESS | 212 | 2038-10-31 | North Kent Connection Node C 400kV Substation | N | Battery
Ewerby | 500 | 2033-10-30 | Navenby 400kV Substation | N | Battery
Ewerby | 500 | 2033-10-30 | Navenby 400kV Substation | N | Solar
Cairntawie | 10 | 2033-10-31 | St Fergus Gas GSP | N | Onshore Wind
Cairntawie | 2.5 | 2033-10-31 | St Fergus Gas GSP | N | Battery
Coddington | 240 | 2034-10-30 | Trent Valley South Connection Node C 400kV Substation | N | Solar
Coddington | 240 | 2034-10-30 | Trent Valley South Connection Node C 400kV Substation | N | Battery
Cilfynydd Grid Stability Services | 0.1 | 2026-09-09 | Cilfynydd 400kV Substation | N | Reactive Compensation
Cossans Solar/BESS Project | 49.9 | 2032-10-31 | Lunanhead GSP | N | Solar
Cossans Solar/BESS Project | 35 | 2032-10-31 | Lunanhead GSP | N | Battery
Digital and Manufacturing Campus Including Data Centres | 500 | 2037-10-30 | Easterhouse GSP | N | Transmission Connected Demand
BESS Cilfynydd | 245.8 | 2029-07-12 | Cilfynydd 400kV Substation | N | Battery
Jubilee Farm | 200 | 2034-08-30 | Jubilee Farm 275kV Substation | N | Battery
Jubilee Farm | 200 | 2034-08-30 | Jubilee Farm 275kV Substation | N | Solar
Downiebrae BESS | 150 | 2028-04-30 | Dalmarnock Storage BESS 132kV Substation | N | Battery
Navenby Farm | 526.3 | 2034-10-30 | Coddington 400kV Substation | N | Battery
Navenby Farm | 1052.6 | 2034-10-30 | Coddington 400kV Substation | N | Solar
Rawhills Battery Energy Storage Facility | 658.5 | 2027-08-31 | Coalburn 400kV GIS Substation | N | Battery
Elstree 400MW Demand | 400 | 2031-01-31 | Letchmore Heath 132kV Substation | N | Transmission Connected Demand
Rivox Wind Farm | 90 | 2031-10-10 | Rivox 132/33kV | N | Battery
Rivox Wind Farm | 208.8 | 2031-10-10 | Rivox 132/33kV | N | Onshore Wind
Glenvernoch | 10 | 2037-10-31 | Glenvernoch 132kV | N | Battery
Glenvernoch | 91 | 2037-10-31 | Glenvernoch 132kV | N | Onshore Wind
Pentland Floating Offshore Wind Farm | 100 | 2027-10-31 | Pentland Floating Offshore Wind Farm 132/66kV substation | N | Offshore Wind
Sofia Offshore Wind Farm | 1200 | 2026-01-30 | Dogger Bank 220kV Offshores | N | Offshore Wind
Loch na Cathrach Pumped Storage Hydro | 555 | 2029-04-30 | Red John 275kV Switching Station | N | LDES
Loch na Cathrach Pumped Storage Hydro | 555 | 2030-10-30 | Red John 275kV Switching Station | N | LDES
Berryburn Extension Wind Farm | 43.2 | 2025-11-30 | Berry Burn GSP | N | Onshore Wind
Bicker Drove | 412.7 | 2034-05-30 | Navenby 400kV Substation | N | Battery
Alcemi Score 2 Battery Energy Storage Facility | 500 | 2031-03-31 | Alcemi Score Battery 400kV Substation | N | Battery
Strath Oykel Wind Farm | 5 | 2032-10-31 | Shin GSP | N | Battery
Strath Oykel Wind Farm | 72.6 | 2032-10-31 | Shin GSP | N | Onshore Wind
Meall Dearg | 157.5 | 2037-10-31 | New North West 132kV Substation | N | Onshore Wind
Meall Dearg | 5 | 2037-10-31 | New North West 132kV Substation | N | Battery
North Killingholme Power Project | 540 | 2030-09-30 | Killingholme 400kV Substation | N | Low Carbon Dispatchable Power
BESS Swan | 245.8 | 2028-10-31 | Swansea North 400kV Substation | N | Battery
Airtnoch BESS | 89 | 2027-09-29 | Whitelee Extension 275/33kV | N | Battery
Enderby Green Energy Centre | 1460 | 2028-10-30 | Enderby 400kV Substation | N | Battery
South Kyle 2 Wind farm | 61.5 | 2030-07-31 | South Kyle 2 132/33kV Substation | N | Battery
South Kyle 2 Wind farm | 92.4 | 2030-07-31 | South Kyle 2 132/33kV Substation | N | Onshore Wind
Kennishead | 40 | 2031-10-31 | Haggs Road GSP | N | Battery
Thormanby Solar PV & BESS | 350 | 2033-10-28 | Thormanby 400kV Substation | N | Battery
Thormanby Solar PV & BESS | 350 | 2033-10-28 | Thormanby 400kV Substation | N | Solar
Minnygryle Burn Energy Park | 42 | 2036-10-31 | Minnygryle Burn Energy Park 132kV substation | N | Battery
Minnygryle Burn Energy Park | 86.4 | 2036-10-31 | Minnygryle Burn Energy Park 132kV substation | N | Onshore Wind
Sellindge Grid Stability Services | 0.1 | 2026-08-11 | Sellindge 400kV Substation | N | Reactive Compensation
Kirkton Solar PV | 17.5 | 2026-10-01 | Peterhead Grange 132kV | N | Battery
Kirkton Solar PV | 35 | 2026-10-01 | Peterhead Grange 132kV | N | Solar
Hawthorn Pit Green Energy Centre | 500 | 2039-10-30 | Hawthorn Pit 400kV Substation | N | Transmission Connected Demand
Heysham Green Energy Centre | 773.2 | 2033-10-31 | Middleton 400KV Substation | N | Battery
Jamesfield 3 | 124.2 | 2037-10-31 | New Abernethy 132kV | N | Battery
Rowan Wind Energyfarm | 5 | 2034-10-31 | Rowan 275/33kV Substation | N | Battery
Rowan Wind Energyfarm | 85.8 | 2034-10-31 | Rowan 275/33kV Substation | N | Onshore Wind
Old Park Farm | 200 | 2038-06-23 | Axminster 132kV Substation | N | Battery
Boreland BESS | 47.52 | 2031-10-31 | Killin GSP | N | Battery
Eggborough DC | 300 | 2039-10-30 | Leeds North Connection Node B 400kV Substation | N | Transmission Connected Demand
Norwich Green Energy Centre | 570.1 | 2031-04-30 | Norwich Main 400kW Substation | N | Battery
Norwich Green Energy Centre | 400 | 2037-10-31 | Norwich Main 400kW Substation | N | Transmission Connected Demand
Inchinnan DC | 180 | 2034-04-30 | Inchinnan DC | N | Transmission Connected Demand
Jawcraig DC | 180 | 2033-10-31 | Armadale 400kv Substation | N | Transmission Connected Demand
Glenmuckloch Wind Farm | 33.6 | 2029-05-31 | Glenmuckloch 132/33kV | N | Onshore Wind
Glenmuckloch Wind Farm | 25.6 | 2029-05-31 | Glenmuckloch 132/33kV | N | Onshore Wind
Berwick 40MW Solar & BESS | 40 | 2032-06-29 | Berwick 132/33kV | N | Battery
Berwick 40MW Solar & BESS | 40 | 2032-06-29 | Berwick 132/33kV | N | Solar
Berwick Solar Wind and Battery Storage | 100 | 2031-10-31 | Berwick 132/33kV | N | Battery
Enderby BESS | 249.9 | 2033-11-30 | Earl Shilton 400kV Substation | N | Battery
Harker PV & BESS Sub | 288 | 2037-11-01 | Harker 400kV Substation | N | Battery
Thurso South BESS | 100 | 2030-10-31 | Thurso South 275kV Substation’ | N | Battery
Pigeon House BESS | 140 | 2037-10-30 | Solent Connection Node B 132kV Substation. | N | Battery
Overton Green Energy Centre | 500 | 2039-10-30 | Overton 400kV Substation | N | Transmission Connected Demand
Windburn | 35 | 2035-10-31 | Braco West GSP | N | Battery
Windburn | 75 | 2035-10-31 | Braco West GSP | N | Onshore Wind
Olivers Forest Wind Farm | 79.2 | 2031-04-30 | Olivers Forest Wind Farm 132kV Substation | N | Onshore Wind
Tarvie Wind Farm | 30 | 2033-10-31 | Beauly substation 275KV | N | Battery
Tarvie Wind Farm | 55.8 | 2033-10-31 | Beauly substation 275KV | N | Onshore Wind
Mill Hey_Capenhurst BESS | 212 | 2037-10-30 | Capenhurst GSP | N | Battery
Girlsta | 8 | 2029-09-30 | Gremista GSP | N | Battery
Girlsta | 14.4 | 2029-09-30 | Gremista GSP | N | Onshore Wind
Bunloinn Wind Farm BELLA | 5 | 2035-10-31 | Fort Augustus GSP/New Fort Augustus GSP | N | Battery
Bunloinn Wind Farm BELLA | 66.6 | 2035-10-31 | Fort Augustus GSP/New Fort Augustus GSP | N | Onshore Wind
Rothienorman 50MW BESS | 63.2 | 2024-10-31 | Rothienorman GSP | N | Battery
Kingfisher Farm | 206.3 | 2036-06-02 | Monk Fryston 275kV Substation | N | Battery
Tinnisburn Wind Farm | 20 | 2031-10-31 | Gretna Green 132 kV Substation | N | Battery
Tinnisburn Wind Farm | 70 | 2031-10-31 | Gretna Green 132 kV Substation | N | Onshore Wind
Giants Burn Wind Farm | 48 | 2030-05-31 | Dunoon GSP | N | Onshore Wind
Spennymoor Greener Grid Park | 86 | 2027-10-29 | Spennymoor 400kV Substation | N | Reactive Compensation
Spennymoor Greener Grid Park | 500 | 2035-10-30 | Spennymoor 400kV Substation | N | Battery
Ratcliffe Data Centre | 720 | 2037-10-31 | Derbyshire Connection Node F 132KV | N | Transmission Connected Demand
Ninfield Greener Grid Park | 49.9 | 2031-01-31 | Ninfield 400kV Substation | N | Battery
Ninfield Greener Grid Park | 400.1 | 2037-10-31 | Ninfield 400kV Substation | N | Battery
Ninfield Greener Grid Park | 86 | 2027-04-30 | Ninfield 400kV Substation | N | Reactive Compensation
The Droves (formerly Swaffham PV & BESS) | 650 | 2033-10-30 | Swaffham 400KV Substation | N | Solar
The Droves (formerly Swaffham PV & BESS) | 500 | 2033-10-30 | Swaffham 400KV Substation | N | Battery
Balnespick Wind Farm | 72 | 2032-10-31 | Tomatin 275/132 kV Substation | N | Onshore Wind
Drakelow PV & BESS Station | 420 | 2037-10-30 | Drakelow 400kV Substation | N | Battery
Drakelow PV & BESS Station | 55 | 2037-10-30 | Drakelow 400kV Substation | N | Solar
Alcemi Devilla Battery Energy Storage Facility | 658.5 | 2027-10-30 | Alcemi Devilla Battery Energy Storage Facility | N | Battery
Siddington BESS Station | 250 | 2037-10-31 | Daines 400kV Substation | N | Battery
Torness BESS Station | 250 | 2031-10-31 | Branxton 400/132kV | N | Battery
Hawthorn BESS | 206.3 | 2035-10-30 | Hawthorn Pit 400kV Substation | N | Battery
Osbaldwick PV & BESS Sub | 249.9 | 2033-08-30 | Osbaldwick 400kV Substation | N | Battery
Humber H2ub at Killingholme | 120 | 2035-10-30 | Killingholme 400kV Substation | N | Transmission Connected Demand
Thornton BESS | 206.3 | 2035-10-30 | Thornton 400kV Substation | N | Battery
Culachy Wind Farm | 60 | 2037-10-31 | Fort Augustus 2 400kV Substation | N | Onshore Wind
Acton Reynald | 101 | 2037-10-31 | Staffordshire Connection Node D 132kV Substation | N | Battery
Acton Reynald | 156 | 2037-10-31 | Staffordshire Connection Node D 132kV Substation | N | Solar
Glenmuckloch Pumped Storage | 210 | 2029-05-18 | Glenmuckloch 132kV Substation | N | LDES
Waltham Cross Farm 2 | 350 | 2033-04-04 | Waltham Cross B 400kV Substation | N | Transmission Connected Demand
Waltham Cross Farm 2 | 60.8 | 2033-04-04 | Waltham Cross B 400kV Substation | N | Battery
Waltham Cross Farm 2 | 300 | 2033-11-30 | Waltham Cross B 400kV Substation | N | Transmission Connected Demand
Waltham Cross Farm 2 | 691.6 | 2033-04-04 | Waltham Cross B 400kV Substation | N | Solar
Rhigos BESS | 206.3 | 2037-10-31 | South Wales West Connection Node A 400kV Substation | N | Battery
Recell at Penrhos (BEGA) | 210 | 2027-10-31 | Penrhos GSP | N | Battery
Power Park Biggleswade | 600 | 2037-10-31 | Biggleswade 400kV Substation | N | Transmission Connected Demand
Dungeness Energy Park (Dungeness 400kV) | 500 | 2033-10-31 | East Kent connection node A 400kV Substation | N | Solar
Dungeness Energy Park (Dungeness 400kV) | 500 | 2033-10-31 | East Kent connection node A 400kV Substation | N | Battery
Market Harborough GEC (Ethos Green) | 300 | 2032-10-31 | Market Harborough 400kV Substation | N | Reactive Compensation
Market Harborough GEC (Ethos Green) | 578.5 | 2032-10-31 | Market Harborough 400kV Substation | N | Solar
Market Harborough GEC (Ethos Green) | 250 | 2032-10-31 | Market Harborough 400kV Substation | N | Transmission Connected Demand
Market Harborough GEC (Ethos Green) | 114 | 2032-10-31 | Market Harborough 400kV Substation | N | LDES
Market Harborough GEC (Ethos Green) | 114 | 2032-10-31 | Market Harborough 400kV Substation | N | LDES
Energy Isles | 120.3 | 2032-10-30 | Energy Isles 132kV Substation | N | Onshore Wind
Beaw Field Wind Farm | 102 | 2032-10-29 | Beaw Field 132/33kV Substation | N | Onshore Wind
Coille Beith Wind Farm | 79.2 | 2032-10-31 | Oykel Wind Farm 132kV Substation | N | Onshore Wind
Coylton 275kV Greener Grid Park | 100 | 2026-04-30 | Coylton 275/33kV Substation | N | Battery
Coylton 275kV Greener Grid Park | 50 | 2026-02-28 | Coylton 275/33kV Substation | N | Battery
Keith 132 Greener Grid Park | 50 | 2025-05-31 | Keith 1 132/33kV GSP Substation | N | Battery
Slickly Wind Farm | 52.8 | 2029-12-12 | Slickly Wind Farm 132kV Substation | N | Onshore Wind
Craig Watch Wind Farm | 72.6 | 2031-05-15 | Craig Watch Substation | N | Onshore Wind
Stallingborough PV & BESS Station | 155 | 2034-10-30 | Grimsby West 400kV Substation | N | Solar
Stallingborough PV & BESS Station | 500 | 2034-10-30 | Grimsby West 400kV Substation | N | Battery
Dolphingstone Farm | 63.6 | 2028-10-31 | Cockenzie 275/33kV | N | Battery
Eaton Socon Solar | 100 | 2028-10-31 | Eaton Socon 400kV Substation | N | Battery
Eaton Socon Solar | 400 | 2028-10-31 | Eaton Socon 400kV Substation | N | Solar
West Horndon Estate | 250 | 2037-10-31 | Warley 132kV Substation | N | Transmission Connected Demand
Grangemouth Hybrid BESS & Solar PV | 300 | 2032-06-30 | Letham 400/275kV substation | N | Battery
Grangemouth Hybrid BESS & Solar PV | 300 | 2032-06-30 | Letham 400/275kV substation | N | Solar
Narachan Wind Farm | 72.6 | 2030-04-30 | Carradale 1 GSP | N | Onshore Wind
Caithness Energy Storage | 540 | 2034-10-31 | Spittal 400kV | N | Battery
Montreathmont Moor Forest | 38.5 | 2029-10-08 | Lunanhead GSP | N | Battery
Montreathmont Moor Forest | 35.2 | 2029-10-08 | Lunanhead GSP | N | Solar
DENFIELD 20MW BESS | 21 | 2032-10-31 | Arbroath GSP | N | Battery
Berkswell Energy Storage | 219.5 | 2027-04-30 | Berkswell 275kV Substation | N | Battery
Walham PV & BESS Sub | 249.9 | 2033-11-17 | Walham 400kV Substation | N | Battery
Margree Wind Farm | 63 | 2029-10-31 | SPT Margree collector substation | N | Onshore Wind
Norton Solar Farm | 200 | 2031-10-31 | Norton GSP | N | Solar
Blair Hill Wind Farm | 99 | 2036-10-31 | Craigenputtlock 400/132 kV Substation | N | Onshore Wind
Longcroft Energy Park | 86.4 | 2031-05-30 | Gala North 400/132kV Substation | N | Onshore Wind
Longcroft Energy Park | 61.6 | 2031-05-30 | Gala North 400/132kV Substation | N | Battery
Rochester Renewable Project | 52.3 | 2030-04-30 | Kingsnorth 132kV Substation | N | Battery
Rochester Renewable Project | 52.8 | 2030-04-30 | Kingsnorth 132kV Substation | N | Onshore Wind
Rochester Renewable Project | 44 | 2030-04-30 | Kingsnorth 132kV Substation | N | Solar
Bishops Dal Energy Park | 201.6 | 2030-10-29 | Eccles 132/33kV | N | Battery
Fairgreen Energy Storage | 180.6 | 2034-10-31 | Rayleigh Main GSP | N | Battery
Greengage Farm | 588 | 2034-10-31 | Biggleswade 400kV Substation | N | Battery
Greengage Farm | 117.6 | 2034-10-31 | Biggleswade 400kV Substation | N | Solar
Centrica Easington H2HE | 1200 | 2039-10-30 | Hedon 275kV Substation | N | Transmission Connected Demand
Ratcliffe on Soar Farm | 121.6 | 2033-10-30 | Derbyshire Connection Node C 400kV Substation | N | Battery
Ratcliffe on Soar Farm | 400 | 2037-10-31 | Derbyshire Connection Node C 400kV Substation | N | Transmission Connected Demand
Ratcliffe on Soar Farm | 428 | 2033-10-30 | Derbyshire Connection Node C 400kV Substation | N | Solar
Zenobe New Deer Battery Storage | 200 | 2033-10-31 | New Deer 400kV Substation | N | Battery
Zenobe Necton BESS | 388.5 | 2034-10-31 | Necton 400kV Substation | N | Battery
Zenobe Spennymoor BESS | 388.5 | 2035-10-30 | Wearside Connection Node D 400kV Substation | N | Battery
Zenobe Yaxley BESS | 388.5 | 2034-10-31 | North Anglia Connection Node E 400kV Substation | N | Battery
Zenobe Little Horsted BESS | 300 | 2037-10-31 | Sussex and Romney Connection Node A 400kV Substation | N | Battery
Zenobe Hawthorn Pit BESS | 388.5 | 2035-10-30 | Wearside Connection Node B 400kV Substation | N | Battery
Benthead Solar | 39.5 | 2025-04-03 | Kilwinning GSP | N | Battery
Benthead Solar | 73.9 | 2025-04-03 | Kilwinning GSP | N | Solar
Paul's Hill II Wind Farm | 21 | 2029-06-30 | Glenfarclas GSP | N | Onshore Wind
Zenobe Shetland BESS | 69.6 | 2027-05-31 | Gremista GSP | N | Battery
Zenobe Stalybridge Project | 167.4 | 2026-09-30 | Stalybridge 275kV Substation | N | Battery
Sundon | 49.9 | 2025-09-05 | Sundon 400kV Substation | N | Battery
J212 High Grove Solar | 792.5 | 2031-10-31 | Thetford 400kV Substation | N | Battery
J212 High Grove Solar | 792.5 | 2031-10-31 | Thetford 400kV Substation | N | Solar
Mannington | 55 | 2028-04-28 | Mannington 400kV Substation | N | Solar
Ballygroggan Wind Farm | 96 | 2034-10-31 | Tangy IV 132KV Substation | N | Onshore Wind
Tealing Solar & Storage | 80 | 2027-10-31 | Tealing IDNO 132/33kV GSP | N | Solar
Tealing Solar & Storage | 80 | 2027-10-31 | Tealing IDNO 132/33kV GSP | N | Battery
Scaw Law Wind Farm | 67.1 | 2036-10-31 | Scaw Law 132kV substation | N | Onshore Wind
Scaw Law Wind Farm | 60 | 2036-10-31 | Scaw Law 132kV substation | N | Battery
Blackpark Battery Storage | 49.9 | 2025-12-31 | Nairn GSP | N | Battery
Fleet Solar PV | 47.5 | 2028-08-07 | Fleet 400kV Substation | N | Solar
Outh Muir Energy Park | 60 | 2028-04-12 | Dunfermline 132/33kV | N | Solar
Outh Muir Energy Park | 15.7 | 2028-04-12 | Dunfermline 132/33kV | N | Battery
Clayfords Energy Storage | 49.9 | 2026-06-30 | Strichen GSP | N | Battery
Cowley Energy Storage | 240 | 2028-10-25 | Cowley 400kV Substation | N | Battery
Mickleham Energy Storage | 298 | 2031-10-22 | Rowdown 400kV Substation | N | Battery
Elstree Energy Storage | 205 | 2030-07-31 | Elstree 132kV Substation | N | Battery
MARCHWOOD ENERGY STORAGE | 240 | 2031-10-31 | Marchwood 400kV Substation | N | Battery
MARCHWOOD ENERGY STORAGE | 240 | 2028-06-01 | Marchwood 400kV Substation | N | Battery
WELBAR ENERGY STORAGE | 438 | 2032-10-31 | Hams Hall 400kV Substation | N | Battery
West Common Ipers Lane | 120 | 2038-10-30 | Fawley GSP | N | Battery
Melksham | 600 | 2030-07-31 | Melksham 400kV Substation | N | Solar
Melksham | 500 | 2030-07-31 | Melksham 400kV Substation | N | Battery
Long Stratton PV & BESS Station | 650 | 2031-10-30 | Long Stratton 400kV | N | Solar
Long Stratton PV & BESS Station | 500 | 2031-10-30 | Long Stratton 400kV | N | Battery
Biggleswade High Impact Green Energy Hub | 500 | 2034-10-31 | Biggleswade 400kV Substation | N | Battery
Biggleswade High Impact Green Energy Hub | 500 | 2034-10-31 | Biggleswade 400kV Substation | N | Solar
Braybrooke Solar and Battery Connection | 300 | 2031-10-31 | Braybrooke (Network Rail) GSP | N | Battery
UK105-B Upland Arms | 200 | 2036-12-06 | Llandyfaelog 400/132kV Substation | N | Battery
Iver 2 Ark Estates | 435 | 2029-11-02 | Uxbridge Moor (Iver B 132kV) | N | Transmission Connected Demand
Mecure Data Centre | 435 | 2030-01-31 | Elstree 400kV Substation | N | Transmission Connected Demand
Monk Fryston BESS | 285.12 | 2029-10-31 | Monk Fryston 275kV Substation | N | Battery
Crakaig Wind Energy Hub | 20.6 | 2034-10-31 | Brora GSP | N | Battery
Crakaig Wind Energy Hub | 66 | 2034-10-31 | Brora GSP | N | Onshore Wind
St Dennis Hendra | 55 | 2024-10-31 | Indian Queens 400kV Substation | N | Battery
SPITTAL | 49.9 | 2030-10-30 | Mybster 132/33kV Substation | N | Battery
Killoch BESS | 209 | 2030-09-30 | Killoch BESS 275kV substation | N | Battery
Mount Pleasant | 285.1 | 2037-10-31 | Bishops Wood 275kV Substation | N | Battery
Stoke Bardolph | 526.3 | 2034-10-30 | Trent Valley South Connection Node D 400kV Substation | N | Battery
Stoke Bardolph | 1052.6 | 2034-10-30 | Trent Valley South Connection Node D 400kV Substation | N | Solar
Wymondley Farm | 400 | 2034-10-31 | Wymondley 2 400kV Substation | N | Transmission Connected Demand
Wymondley Farm | 121.6 | 2032-10-30 | Wymondley 2 400kV Substation | N | Battery
Wymondley Farm | 524.4 | 2032-10-30 | Wymondley 2 400kV Substation | N | Solar
Ratcliffe on Soar | 30 | 2037-10-31 | Ratcliffe-On-Soar GSP | N | Solar
Ratcliffe on Soar | 200 | 2037-10-31 | Ratcliffe-On-Soar GSP | N | Battery
NEL Tiger | 200 | 2035-10-30 | Ferrybridge B 132kV Substation | N | Battery
Netherton BESS | 570.2 | 2033-10-31 | Longside 400kV Substation | N | Battery
Zenobe Blackhillock 300 MW | 360.5 | 2026-10-31 | Blackhillock 275kV Substation | N | Battery
Rye House | 608 | 2034-10-31 | London North East Connection Node A | N | Battery
Rye House | 798 | 2034-10-31 | London North East Connection Node A | N | Solar
Ryhall PV & BESS | 400 | 2034-10-31 | Ryhall 400kV Substation | N | Battery
Ryhall PV & BESS | 400 | 2034-10-31 | Ryhall 400kV Substation | N | Solar
Breackerie wind farm | 85.8 | 2037-10-31 | Breackerie 132kV Substation | N | Onshore Wind
Breackerie wind farm | 5 | 2037-10-31 | Breackerie 132kV Substation | N | Battery
Berkswell (Tertiary) | 65.6 | 2028-05-30 | Berkswell 275kV Substation | N | Battery
Yaxley | 579.5 | 2034-10-31 | North Anglia Connection Node E 400kV Substation | N | Battery
Yaxley | 157.6 | 2034-10-31 | North Anglia Connection Node E 400kV Substation | N | Solar
Patford Bridge PV & BESS | 249.9 | 2033-10-30 | Patford Bridge 400kV Substation | N | Battery
Patford Bridge PV & BESS | 108 | 2033-10-30 | Patford Bridge 400kV Substation | N | Solar
West Burton Data Centre | 500 | 2039-10-30 | West Burton 400kV Substation | N | Transmission Connected Demand
EMERGE Centre | 49.9 | 2029-06-29 | Ratcliffe-On-Soar 132kV Substation | N | Unaligned
West Weybridge | 71.3 | 2027-10-31 | West Weybridge 275kV Substation | N | Battery
Ratcliffe on Soar BESS | 150 | 2037-10-30 | Kegworth B (Derbyshire Connection Node C) 132kV Substation | N | Battery
Divot Hill Wind Farm | 63 | 2036-10-31 | Divot Hill 132/33 kV Substation | N | Onshore Wind
Divot Hill Wind Farm | 13 | 2036-10-31 | Divot Hill 132/33 kV Substation | N | Battery
West Botley High Impact Green Energy Hub | 500 | 2037-10-31 | Botley West 400kV Substation | N | Solar
West Botley High Impact Green Energy Hub | 500 | 2037-10-31 | Botley West 400kV Substation | N | Battery
Norwich | 52.5 | 2028-10-31 | Norwich Main 400kV Substation | N | Solar
Norwich | 60.8 | 2025-12-18 | Norwich Main 400kV Substation | N | Battery
Riverside Bungalow Farm | 49.9 | 2033-10-31 | Blackhillock 2 400/33kV GSP Substation | N | Battery
Glenshimmeroch Windfarm | 63 | 2029-10-31 | SPT Margree collector substation | N | Onshore Wind
Iver 3 Ark Estates | 435 | 2029-11-02 | Uxbridge Moor (Iver B 132kV) | N | Transmission Connected Demand
BLUE PLANET SOLAR | 650 | 2031-08-31 | Dungeness 400kV Substation | N | Solar
BLUE PLANET SOLAR | 648.9 | 2031-08-31 | Dungeness 400kV Substation | N | Battery
JBM Solar 12 - Shrewsbury Solar | 55 | 2028-09-30 | Shrewsbury GSP | N | Battery
JBM Solar 12 - Shrewsbury Solar | 55 | 2028-09-30 | Shrewsbury GSP | N | Solar
Scottish Water Linwood STW 60MW BESS | 71.96 | 2028-06-28 | Jonhstone 132/33kV Substation | N | Battery
Flatterton Farm | 50 | 2027-05-14 | Spango Valley GSP | N | Battery
Ferrybridge B - NEL Hunter | 200 | 2035-10-30 | Leeds North Connection Node C 132kV Substation | N | Battery
THE CLEAN FUTURE | 574.6 | 2033-05-31 | Killingholme 400kV Substation | N | Battery
THE CLEAN FUTURE | 575 | 2033-05-31 | Killingholme 400kV Substation | N | Solar
Clean Planet Solar | 293.7 | 2037-11-01 | Frodsham 400kV Substation | N | Solar
Clean Planet Solar | 293.6 | 2037-11-01 | Frodsham 400kV Substation | N | Battery
Lythmore | 111 | 2034-10-31 | Thurso South 275kV Substation’ | N | Solar
Lythmore | 200 | 2034-10-31 | Thurso South 275kV Substation’ | N | Battery
NEL Springfield | 240 | 2035-10-30 | Ferrybridge B GSP | N | Battery
Butlers Wood Green Energy Centre | 773 | 2031-10-30 | Butlers Wood 400kV Substation | N | Battery
Glasvaar | 36 | 2037-10-31 | Craig Murrail GSP | N | Onshore Wind
Glenniston Solar | 13.8 | 2027-04-30 | Glenniston 132/33kV | N | Battery
Glenniston Solar | 42 | 2027-04-30 | Glenniston 132/33kV | N | Solar
Keithick Estate | 50 | 2026-06-30 | Coupar Angus GSP | N | Battery
Keithick Estate | 50 | 2026-06-30 | Coupar Angus GSP | N | Solar
Shire End Solar Farm | 20 | 2033-10-31 | Abernethy GSP | N | Solar
NEL Nicholson | 180 | 2034-10-30 | Thorpe Marsh GSP | N | Battery
NEL Conway2 | 240 | 2035-10-31 | Ferrybridge B GSP | N | Battery
Drumlithie Battery Storage | 49.9 | 2028-10-31 | Fetteresso GSP | N | Battery
Acheilidh Wind Farm | 79.2 | 2033-10-31 | Acheilidh Wind farm 132kV Substation | N | Onshore Wind
Acheilidh Wind Farm | 5 | 2033-10-31 | Acheilidh Wind farm 132kV Substation | N | Battery
Perwinnes | 48 | 2027-01-15 | Dyce GSP | N | Solar
Perwinnes | 48 | 2027-01-15 | Dyce GSP | N | Battery
CREYKE BECK | 575 | 2033-05-31 | Creyke Beck 400kV Substation | N | Solar
CREYKE BECK | 574.6 | 2033-05-31 | Creyke Beck 400kV Substation | N | Battery
NEL Lackenby | 228 | 2035-10-30 | Teeside Connection Node A 132kV Substation | N | Battery
Awel Y Mor | 1130 | 2030-03-01 | Bodelwyddan 400kV Substation | N | Offshore Wind
Lincolnshire Energy Park | 129.6 | 2039-10-30 | New Lincolnshire Connection Substation | N | Onshore Wind
Lincolnshire Energy Park | 67 | 2039-10-30 | New Lincolnshire Connection Substation | N | Reactive Compensation
Lincolnshire Energy Park | 500.2 | 2039-10-30 | New Lincolnshire Connection Substation | N | Solar
Lincolnshire Energy Park | 201.2 | 2039-10-30 | New Lincolnshire Connection Substation | N | Battery
Mosspark Energy Park | 50 | 2030-05-31 | Dumfries 132/33kV | N | Solar
Mosspark Energy Park | 20.9 | 2030-05-31 | Dumfries 132/33kV | N | Battery
Narie | 158.4 | 2036-10-31 | Narie 400/132kV Substation | N | Onshore Wind
Narie | 53.2 | 2036-10-31 | Narie 400/132kV Substation | N | LDES
Whitehill Battery Storage | 220 | 2027-06-30 | Easterhouse 275/33kV | N | Battery
Morecambe Offshore Wind Farm | 480 | 2029-06-30 | Penwortham 400kV Substation | N | Offshore Wind
Green Volt Offshore Windfarm | 560 | 2033-10-31 | New Deer 400kV Substation | N | Offshore Wind
Green Volt Offshore Windfarm | 150 | 2033-10-31 | New Deer 400kV Substation | N | Transmission Connected Demand
CENOS | 270 | 2035-10-31 | Peterhead 400kV Substation | N | Transmission Connected Demand
CENOS | 1350 | 2035-10-31 | Peterhead 400kV Substation | N | Offshore Wind
Thornton | 750 | 2031-10-31 | Thornton 400kV Substation | N | Solar
Thornton | 500 | 2031-10-31 | Thornton 400kV Substation | N | Battery
NorthConnect | 300 | 2035-10-01 | Peterhead 400kV Substation | N | Interconnector
NorthConnect | 350 | 2033-10-31 | Peterhead 400kV Substation | N | Interconnector
NorthConnect | 750 | 2031-03-31 | Peterhead 400kV Substation | N | Interconnector
Feckenham | 650 | 2031-07-21 | Feckenham 400kV Substation | N | Solar
Feckenham | 650 | 2032-10-30 | Feckenham 400kV Substation | N | Solar
Feckenham | 500 | 2032-10-30 | Feckenham 400kV Substation | N | Battery
Feckenham | 500 | 2031-07-21 | Feckenham 400kV Substation | N | Battery
Ironbridge | 484 | 2032-10-30 | Ironbridge 400kV Substation | N | Solar
Ironbridge | 484 | 2032-10-30 | Ironbridge 400kV Substation | N | Solar
Ironbridge | 600 | 2032-10-30 | Ironbridge 400kV Substation | N | Battery
Ironbridge | 600 | 2032-10-30 | Ironbridge 400kV Substation | N | Battery
Monk Fryston | 650 | 2030-12-31 | Monk Fryston 275kV Substation | N | Solar
Monk Fryston | 500 | 2030-12-31 | Monk Fryston 275kV Substation | N | Battery
Rugeley | 800 | 2032-10-30 | Rugeley 400kV Substation | N | Solar
Rugeley | 800 | 2029-08-30 | Rugeley 400kV Substation | N | Solar
Rugeley | 600 | 2029-08-30 | Rugeley 400kV Substation | N | Battery
Rugeley | 600 | 2032-10-30 | Rugeley 400kV Substation | N | Battery
Bodelwyddan BESS and PV | 110 | 2030-10-31 | Bodelwyddan 400kV Substation | N | Battery
Bodelwyddan BESS and PV | 143 | 2032-10-31 | Bodelwyddan 400kV Substation | N | Solar
Bodelwyddan BESS and PV | 143 | 2030-10-31 | Bodelwyddan 400kV Substation | N | Solar
Bodelwyddan BESS and PV | 110 | 2032-10-31 | Bodelwyddan 400kV Substation | N | Battery
Medway | 300 | 2028-10-29 | Kingsnorth 400kV Substation | N | Transmission Connected Demand
Inchbean Energy Park | 60 | 2025-06-30 | Kilmarnock Town 275/33kV | N | Battery
Beinn Ghlas | 35 | 2034-10-31 | Taynuilt GSP | N | Onshore Wind
Lochend Extension | 24 | 2034-04-30 | Thurso South 132/33kV GSP Substation | N | Onshore Wind
Saltholme BESS | 285.1 | 2035-10-26 | Saltholme 275kV Substation | N | Battery
Lees Hill Renewable Energy Park | 60.2 | 2033-04-15 | Kelloe Mains 400kV Substation | N | Solar
Lees Hill Renewable Energy Park | 48 | 2033-04-15 | Kelloe Mains 400kV Substation | N | Onshore Wind
Lees Hill Renewable Energy Park | 54 | 2033-04-15 | Kelloe Mains 400kV Substation | N | Battery
M74 West Wind Farm | 50.5 | 2029-10-31 | M74 West Wind Farm 132kV | N | Battery
M74 West Wind Farm | 82 | 2029-10-31 | M74 West Wind Farm 132kV | N | Solar
M74 West Wind Farm | 165 | 2029-10-31 | M74 West Wind Farm 132kV | N | Onshore Wind
Coille Linne | 108 | 2037-10-31 | Coille Linne 132kV Substation | N | Onshore Wind
Coille Linne | 5 | 2037-10-31 | Coille Linne 132kV Substation | N | Battery
Iron Acton | 80.5 | 2026-09-30 | 132kV bay at Iron Acton Substation | N | Battery
This Gravity | 250 | 2029-04-27 | Gravity 400/132kV Substation | N | Transmission Connected Demand
Lairg II Wind Farm | 50 | 2026-10-31 | Lairg GSP | N | Onshore Wind
Sclenteuch Energy Park | 54 | 2029-10-31 | Sclenteuch Energy Park 132kV | N | Onshore Wind
Sclenteuch Energy Park | 87.1 | 2029-10-31 | Sclenteuch Energy Park 132kV | N | Battery
Strathrory Wind Farm | 37.2 | 2024-03-31 | Alness GSP | N | Onshore Wind
Craigluscar Solar | 10.4 | 2029-04-30 | Dunfermline 132/33kV | N | Battery
Craigluscar Solar | 40 | 2029-04-30 | Dunfermline 132/33kV | N | Solar
Loch Fergus Solar | 46 | 2026-04-30 | Lochfergus Solar Substation 33kV | N | Solar
Loch Fergus Solar | 41.8 | 2026-04-30 | Lochfergus Solar Substation 33kV | N | Battery
Wymondham Road Farm | 228 | 2034-10-31 | Norwich GSP | N | Battery
Garbet Wind Farm | 46.2 | 2026-10-31 | Keith GSP | N | Onshore Wind
The Acorn Project Transport & Storage (St Fergus) | 53 | 2033-10-31 | St Fergus Gas GSP | N | Transmission Connected Demand
Wacton Road Farm | 150 | 2034-10-30 | North Anglia Connection Node A 132kV Substation | N | Battery
Stanley Water WTW BESS | 71.96 | 2028-10-01 | Paisley GSP | N | Battery
Knockkippen Energy Park | 53.4 | 2028-08-30 | Ayr GSP | N | Onshore Wind
Knockkippen Energy Park | 18.9 | 2028-08-30 | Ayr GSP | N | Solar
Cnoc Buidhe Wind Farm | 48 | 2034-10-31 | Cnoc Buidhe 132kV/33kV Substation | N | Onshore Wind
Cnoc Buidhe Wind Farm | 150 | 2030-04-02 | Cnoc Buidhe 132kV/33kV Substation | N | Onshore Wind
Cnoc Buidhe Wind Farm | 102 | 2030-04-02 | Cnoc Buidhe 132kV/33kV Substation | N | Battery
Earl Shilton BESS | 500 | 2029-10-26 | Earl Shilton 275kV | N | Battery
Mossy Hill Wind Farm | 48 | 2028-11-30 | Mossy Hill 132kV Substation | N | Onshore Wind
Mossy Hill Wind Farm | 55 | 2028-11-30 | Mossy Hill 132kV Substation | N | Transmission Connected Demand
Bryn Coch DC | 450 | 2037-10-30 | Pentir 400kV Substation | N | Transmission Connected Demand
Dorenell Windfarm Extension | 477 | 2033-10-31 | Blackhillock 400kV Substation | N | Onshore Wind
Norwich Main BESS | 700 | 2034-10-31 | North Anglia Connection Node A 400kV | N | Solar
Norwich Main BESS | 249.9 | 2032-10-31 | North Anglia Connection Node A 400kV | N | Battery
Norwich Main BESS | 700 | 2034-10-31 | North Anglia Connection Node A 400kV | N | Battery
Fleet (Tertiary) | 54.2 | 2026-10-31 | Fleet 400kV Substation | N | Solar
Fleet (Tertiary) | 54.2 | 2026-10-31 | Fleet 400kV Substation | N | Battery
Scotton | 285.1 | 2039-10-30 | Knaresborough 275kV Substation | N | Battery
Hagshaw LDES | 500 | 2036-10-31 | Redshaw 132kV Substation. | N | LDES
Halfway Energy Park | 501.6 | 2035-10-31 | New East Coast 400kV Substation | N | Solar
Halfway Energy Park | 498.7 | 2035-10-31 | New East Coast 400kV Substation | N | Battery
Grayside Wind Farm | 108 | 2037-10-31 | Grayside 132/33kV Substation | N | Onshore Wind
Thorpe Marsh Green Energy Centre | 570.1 | 2030-10-30 | Thorpe Marsh 400kV Substation | N | Battery
Thorpe Marsh Green Energy Centre | 69 | 2030-10-30 | Thorpe Marsh 400kV Substation | N | Solar
Thorpe Marsh Green Energy Centre | 69 | 2030-10-30 | Thorpe Marsh 400kV Substation | N | Solar
Thorpe Marsh Green Energy Centre | 400 | 2039-10-30 | Thorpe Marsh 400kV Substation | N | Transmission Connected Demand
Thorpe Marsh Green Energy Centre | 855.2 | 2032-10-30 | Thorpe Marsh 400kV Substation | N | Battery
Ballach | 5 | 2037-10-31 | Ballach 132kV substation | N | Battery
Ballach | 144 | 2037-10-31 | Ballach 132kV substation | N | Onshore Wind
Elchies Wind Farm | 170 | 2028-11-30 | Elchies 132/33kV Substation | N | Onshore Wind
Rothes III Wind Farm | 23 | 2028-06-30 | Dallas GSP | N | Onshore Wind
Hagshaw Wind Farm Repowering 2 | 40 | 2029-04-26 | Hagshaw Repowering Phase 3 132kV | N | Battery
Hagshaw Wind Farm Repowering 2 | 84 | 2029-04-26 | Hagshaw Repowering Phase 3 132kV | N | Onshore Wind
Hagshaw Wind Farm Repowering 2 | 30 | 2029-04-26 | Hagshaw Repowering Phase 3 132kV | N | Solar
Drummarnock Wind Farm | 30 | 2026-10-01 | Bonnybridge 132/33kV | N | Onshore Wind
Thurcroft BESS | 111.8 | 2031-10-31 | Thurcroft 275kV Substation | N | Battery
Bodinglee Wind Farm | 280 | 2029-04-30 | Bodinglee Wind Farm 132kV | N | Onshore Wind
Bodinglee Wind Farm | 106 | 2029-04-30 | Bodinglee Wind Farm 132kV | N | Battery
Kirknewton Solar and BESS | 9 | 2030-04-30 | Currie GSP | N | Battery
Kirknewton Solar and BESS | 40 | 2030-04-30 | Currie GSP | N | Solar
Airds Hill Wind Farm | 80 | 2031-05-30 | Airds Hill WindFarm 132kV Substation | N | Onshore Wind
Keadby | 250 | 2035-10-30 | Keadby GSP | N | Battery
Highland Wind Farm | 168 | 2030-10-31 | Highland Wind Farm 132/33kV substation | N | Battery
Highland Wind Farm | 168 | 2030-10-31 | Highland Wind Farm 132/33kV substation | N | Onshore Wind
Pivot Power Harker Hybrid | 60.8 | 2029-10-31 | Harker 400kV Substation | N | Battery
Spalding Energy Expansion | 550 | 2030-10-30 | Spalding North 400kV Substation | N | Battery
Spennymoor | 60.8 | 2028-10-31 | Spennymoor 400kV Substation | N | Battery
High Mathernock Battery Storage | 346.9 | 2029-10-17 | Devol Moor 132kV Substation | N | Battery
Balinoe Wind Farm | 64 | 2034-10-31 | Balinoe 132kV substation | N | Battery
Balinoe Wind Farm | 104.8 | 2034-10-31 | Balinoe 132kV substation | N | Onshore Wind
Lethans Wind Farm | 132 | 2027-10-31 | Lethans 132kV Substation | N | Onshore Wind
Dupplin Solar | 75 | 2035-10-31 | Burghmuir GSP | N | Solar
Cranwell Solar & BESS Farm | 100 | 2034-10-30 | Navenby 400kV Substation | N | Battery
Cranwell Solar & BESS Farm | 300 | 2034-10-30 | Navenby 400kV Substation | N | Solar
Beinn Mheadhonach | 24 | 2029-11-30 | Edinbane GSP | N | Onshore Wind
Breakish Windfarm | 49.8 | 2034-04-30 | Breakish 132/33kV | N | Onshore Wind
Breakish Windfarm | 50 | 2029-11-30 | Breakish 132/33kV | N | Onshore Wind
Rowancraig Wind Farm | 36 | 2030-05-31 | Glenglass 132/33kV | N | Onshore Wind
Thainstone Energy Park | 40 | 2023-07-31 | Kintore GSP | N | Unaligned
Lethans Wind Farm Extension | 85 | 2027-10-31 | Lethans 132kV Substation | N | Onshore Wind
Mill Rig Wind Farm | 34.2 | 2024-07-31 | Kilmarnock South 275/33kV | N | Onshore Wind
Broomloan Road BESS | 49.9 | 2026-06-30 | Govan 132/33kV | N | Battery
Willington Green Energy Centre | 570.1 | 2028-10-30 | Willington 400kV Substation | N | Battery
Willington Green Energy Centre | 400 | 2037-10-30 | Willington 400kV Substation | N | Transmission Connected Demand
Norton | 57 | 2029-06-01 | Norton 400kV Substation | N | Battery
Windy Standard III Wind Farm | 87.6 | 2027-10-31 | Dun Hill 132/33kV | N | Onshore Wind
Muaitheabhal Wind Farm | 243.2 | 2030-12-31 | Muaitheabhal 132/33kV Substation | N | Onshore Wind
GTR GB2 | 200 | 2037-10-31 | International Trading Estates, Bath Road - GB2 - Substation 132kV No 2 | N | Transmission Connected Demand
West Oxfordshire Energy Park | 500 | 2037-10-31 | Chiltern Connection Node D 400kV | N | Solar
West Oxfordshire Energy Park | 500 | 2037-10-31 | Chiltern Connection Node D 400kV | N | Battery
Pond Flexible Energy Park | 200 | 2031-06-30 | Pond Flexible Energy Park 132kV Substation | N | Battery
Culham Storage | 580 | 2027-10-29 | Culham Jet 400kV Substation | N | Battery
Housham PV & BESS | 243.8 | 2033-05-30 | Navenby 400kV Substation | N | Battery
Housham PV & BESS | 245.1 | 2033-05-30 | Navenby 400kV Substation | N | Solar
Greenburn Mixed Technology | 67.2 | 2027-10-29 | Greenburn Mixed Technology 132kV Substation | N | Onshore Wind
Bicker Fenn Energy Park | 600 | 2033-06-01 | Bicker Fen 400kV Substation | N | Battery
Bicker Fenn Energy Park | 0 | 2033-10-30 | Bicker Fen 400kV Substation | N | Battery
Bicker Fenn Energy Park | 450 | 2033-06-01 | Bicker Fen 400kV Substation | N | Solar
Bicker Fenn Energy Park | 0 | 2033-10-30 | Bicker Fen 400kV Substation | N | Solar
Hinkley Point C | 1670 | 2029-03-31 | Hinkley Point 400kV Substation | N | Nuclear
Hinkley Point C | 3340 | 2030-07-31 | Hinkley Point 400kV Substation | N | Nuclear
Elmya Braybrooke BESS | 252 | 2031-10-31 | Braybrooke 400kV Substation | N | Battery
Lister Battery (formerly Lister Drive) | 70 | 2028-08-30 | Lister Drive 275kV Substation | N | Battery
Allt Domhain Wind Farm | 64.8 | 2035-10-31 | Carradale 1 GSP | N | Onshore Wind
Feckenham Green Energy Centre | 500 | 2037-10-30 | Feckenham 400kV Substation | N | Transmission Connected Demand
Elmya Dalry BESS & PV | 568.8 | 2033-10-25 | Hunterston 400/132kV | N | LDES
Menter Mon Morlais Anglesey Marine Energy | 20 | 2029-03-31 | Penrhos GSP | N | Tidal
Menter Mon Morlais Anglesey Marine Energy | 40 | 2028-03-31 | Penrhos GSP | N | Tidal
Menter Mon Morlais Anglesey Marine Energy | 80 | 2032-03-31 | Penrhos GSP | N | Tidal
Menter Mon Morlais Anglesey Marine Energy | 40 | 2030-03-31 | Penrhos GSP | N | Tidal
Gresham House Cockenzie BESS | 240 | 2026-07-31 | Cockenzie 400/132kV | N | Battery
Gresham House Mossmoran BESS | 200 | 2031-10-31 | LOCH GELLY COLLECTOR 132KV SUBSTATION | N | Battery
Monets Garden | 70 | 2024-10-30 | Osbaldwick 400kV Substation | N | Battery
Ocker Hill - Gresham House | 240 | 2032-10-30 | Ocker Hill 275kV Substation | N | Battery
GH DEVCO Kincardine BESS | 42 | 2029-10-31 | GH DEVCO KINCARDINE BESS 132kV SUBSTATION | N | Battery
Dounreay | 34 | 2026-07-31 | Dounreay 132kV Converter | N | Battery
Darwin | 700 | 2039-10-30 | Teesside Connection Node 2 C 132kV Substation | N | Transmission Connected Demand
Gremista Energy BESS | 63.2 | 2035-10-31 | Gremista GSP | N | Battery
Car Duibh Wind Farm | 99 | 2034-10-31 | Car Duibh 275kV Substation | N | Onshore Wind
Scatsta1 Greener Grid Park | 5 | 2032-10-29 | Scatsta 132kV Substation | N | Battery
Scatsta1 Greener Grid Park | 405 | 2032-10-29 | Scatsta 132kV Substation | N | Transmission Connected Demand
Scatsta Greener Grid Park | 49.9 | 2032-10-29 | Scatsta 132kV Substation | N | Battery
Scatsta Greener Grid Park | 400 | 2032-10-29 | Scatsta 132kV Substation | N | Transmission Connected Demand
EcoGrimsbyWest | 150 | 2033-10-30 | Grimsby West 400kV Substation | N | Solar
EcoGrimsbyWest | 249 | 2033-10-30 | Grimsby West 400kV Substation | N | Battery
Bolney | 53.2 | 2028-08-28 | Bolney 400kV Substation | N | Battery
Bolney | 50.1 | 2031-01-31 | Bolney 400kV Substation | N | Solar
EcoGrainWest | 249 | 2029-12-31 | Grain West 400kV Substation | N | Battery
ITE (Bath Road - GTR) - Uxbridge Moor | 150 | 2029-11-02 | Uxbridge Moor (Iver B 132kV) | N | Transmission Connected Demand
Burghmuir BESS | 50.5 | 2033-10-31 | Burghmuir GSP | N | Battery
The Drum Wind Farm | 57.6 | 2037-10-31 | The Drum 132KV Substation | N | Onshore Wind
Lochaber Farm | 49.9 | 2032-10-31 | Arbroath GSP | N | Battery
Ayr Flexpower | 50 | 2037-10-30 | Ayr 275/33kV | N | Solar
Ayr Flexpower | 630.2 | 2037-10-30 | Ayr 275/33kV | N | Battery
Bowdun (ex Cluaran Deas Ear) Offshore Wind Farm | 1008 | 2035-12-31 | Hurlie 400kV substation | N | Offshore Wind
Breezy Hill Wind Farm | 80 | 2028-04-30 | New Cumnock 275/132kV | N | Onshore Wind
Gammidge PV & BESS Park | 42 | 2027-10-15 | Grendon 132kV Substation | N | Battery
Newarthill Energy Park | 300.2 | 2027-10-28 | Newarthill Energy Park 275kV Substation | N | Battery
Lime Tree Energy Park | 200 | 2034-10-31 | Friston 400kV Substation | N | Battery
Lime Tree Energy Park | 257 | 2034-10-31 | Friston 400kV Substation | N | Solar
Laleham | 53.2 | 2028-05-30 | Laleham 132kV Substation | N | Battery
Laleham | 45.6 | 2030-10-31 | Laleham 132kV Substation | N | Battery
Iver | 53.2 | 2027-10-29 | Iver 275kV Substation | N | Battery
Peattie Farm - Coupar Angus | 22 | 2029-10-31 | Peattie Farm 33kV | N | Solar
Field Farm | 249.9 | 2030-09-30 | Staythorpe 400kv | N | Battery
West Burton B | 1350 | 2034-10-30 | West Burton 400kV Substation | N | Unabated Gas
West Burton B | 0 | 2033-10-30 | West Burton 400kV Substation | N | Battery
Greta III | 500 | 2029-10-30 | Drakelow 400kV Substation | N | Battery
Tween Bridge Solar Park | 106.4 | 2032-11-30 | Trent Valley North Connection Node B 400kV Substation | N | Battery
Tween Bridge Solar Park | 315.6 | 2035-10-30 | Trent Valley North Connection Node B 400kV Substation | N | Battery
Tween Bridge Solar Park | 669.9 | 2032-11-30 | Trent Valley North Connection Node B 400kV Substation | N | Solar
Tween Bridge Solar Park | 239.6 | 2035-10-30 | Trent Valley North Connection Node B 400kV Substation | N | Solar
Newlands Hill Wind Energy Hub | 119 | 2030-04-03 | Newlands Hill 132/33kV | N | Onshore Wind
Newlands Hill Wind Energy Hub | 119 | 2030-04-03 | Newlands Hill 132/33kV | N | Battery
Indian Queens Energy Centre | 47.5 | 2025-05-31 | Indian Queens 400kV Substation | N | Battery
Indian Queens Energy Centre | 47.5 | 2025-05-31 | Indian Queens 400kV Substation | N | Solar
Glengolly | 49.9 | 2033-10-31 | Thurso GSP | N | Battery
Shielburn Energy Park | 70.5 | 2033-04-30 | Fallago 400/33kV | N | Battery
Buntington GEC (Ethos Green) | 850 | 2032-07-01 | Cottered 400kV Substation | N | Transmission Connected Demand
Buntington GEC (Ethos Green) | 105 | 2032-07-01 | Cottered 400kV Substation | N | Solar
Buntington GEC (Ethos Green) | 865 | 2032-07-01 | Cottered 400kV Substation | N | Battery
Buntington GEC (Ethos Green) | 400 | 2032-07-01 | Cottered 400kV Substation | N | Reactive Compensation
Dyce Battery Storage | 55 | 2025-10-30 | Dyce GSP | N | Battery
Borders Solar | 100 | 2036-10-31 | Wyseby Hill GSP | N | Battery
Borders Solar | 228 | 2036-10-31 | Wyseby Hill GSP | N | Solar
Dalmarnock Road BESS | 40 | 2023-10-30 | Dalmarnock GSP | N | Battery
Tacher Wind | 12.9 | 2030-08-31 | Mybster 1 132/33kV Substation | N | Onshore Wind
Lovat Estate BESS | 49.9 | 2026-05-31 | Beauly GSP | N | Battery
Macduff Battery Storage | 55 | 2026-05-29 | Macduff GSP | N | Battery
Loch Liath Wind Farm | 99 | 2035-10-31 | Loch Liath 132/33kV Substation | N | Onshore Wind
Coryton | 850 | 2029-10-30 | Coryton South 400kV Substation | N | Unabated Gas
Flemyland Battery Storage | 110 | 2027-10-26 | Kilwinning 132/33kV | N | Battery
Lochluichart Battery Storage | 55 | 2025-10-31 | Grudie Bridge GSP | N | Battery
Feckenham 100MW BESS | 100 | 2037-10-30 | Feckenham GSP | N | Battery
EcoKincardine | 249 | 2030-10-31 | Kincardine North 400kV Substation | N | Battery
Windy Standard 1 Repower | 21.9 | 2031-06-30 | Dun Hill 132/33kV | N | Onshore Wind
Lessnessock Energy Park | 114 | 2037-10-30 | Lessnessock | N | Battery
Drakelow Green Energy Centre | 570.1 | 2028-04-30 | Drakelow 400kV Substation | N | Battery
Drakelow Green Energy Centre | 400 | 2037-10-31 | Drakelow 400kV Substation | N | Transmission Connected Demand
Drakelow Green Energy Centre | 889.7 | 2029-10-30 | Drakelow 400kV Substation | N | Battery
Bramford Tertiary | 25.34 | 2029-10-01 | Bramford 400kV Substation | N | Solar
Bramford Tertiary | 57 | 2029-10-01 | Bramford 400kV Substation | N | Battery
Bramford Tertiary | 57 | 2029-10-01 | Bramford 400kV Substation | N | Battery
Cowley (Tertiary) | 50 | 2025-11-30 | Cowley 400kV Substation | N | Battery
Cowley (Tertiary) | 69.4 | 2025-11-30 | Cowley 400kV Substation | N | Solar
Walpole 1 (Tertiary) | 57 | 2025-07-15 | Walpole 400kV Substation | N | Battery
Walpole 1 (Tertiary) | 36.96 | 2025-07-15 | Walpole 400kV Substation | N | Solar
Minsca extension | 30 | 2033-04-30 | Chapelcross B GSP | N | Solar
Minsca extension | 10 | 2033-04-30 | Chapelcross B GSP | N | Battery
Minsca extension | 30 | 2033-04-30 | Chapelcross B GSP | N | Onshore Wind
Causeymire 2 Wind Farm | 39.6 | 2034-10-31 | Mybster 4 GSP | N | Onshore Wind
Ladyfield Renewable Energy Park | 68 | 2029-10-31 | Creag Dhubh 275/132/33kV | N | Battery
Ladyfield Renewable Energy Park | 68 | 2029-10-31 | Creag Dhubh 275/132/33kV | N | Onshore Wind
Somerset Energy Park | 520 | 2037-10-31 | Woolavington 400kV Substation | N | Solar
Somerset Energy Park | 510 | 2037-10-31 | Woolavington 400kV Substation | N | Battery
Beinneun 2 Windfarm | 144 | 2037-10-31 | Beinneun Windfarm 2 | N | Onshore Wind
Pitcox BESS | 95.76 | 2032-07-31 | Dunbar 132/33kV | N | Battery
Locharber | 50 | 2032-10-31 | Arbroath GSP | N | Battery
Locharber | 50 | 2032-10-31 | Arbroath GSP | N | Solar
Carn Fearna Wind Farm | 85.8 | 2030-06-30 | Carn Fearna Wind Farm 132/33kV Substation | N | Onshore Wind
North Lanrigg Battery Storage | 220 | 2028-10-30 | North Lanrigg Substation | N | Battery
Creyke Beck Battery 2 | 35.6 | 2028-06-30 | Creyke Beck 400kV Substation | N | Battery
Blackbraes PV+BESS | 50 | 2031-10-31 | Blackbraes IDNO GSP | N | Solar
Blackbraes PV+BESS | 50 | 2031-10-31 | Blackbraes IDNO GSP | N | Battery
Newhouse Energy Storage | 55 | 2026-10-31 | Burghmuir GSP | N | Battery
17 Acres and BESS | 95.76 | 2032-06-30 | Tealing 275/33kV Substation | N | Battery
Camp Farm | 249.9 | 2037-10-30 | Coventry 275kV Substation | N | Battery
Drinkstone Hybrid | 28.8 | 2035-07-01 | Hawick 132kV Substation | N | Onshore Wind
Drinkstone Hybrid | 30.4 | 2035-07-01 | Hawick 132kV Substation | N | Solar
Drinkstone Hybrid | 20 | 2035-07-01 | Hawick 132kV Substation | N | Battery
Cellarhead 400kV Energy Storage | 300 | 2028-10-30 | Cellarhead 400kV Substation | N | Battery
Cellarhead 400kV Energy Storage | 300 | 2027-07-16 | Cellarhead 400kV Substation | N | Battery
MARES | 750 | 2030-06-30 | Bodelwyddan 400kV Substation | N | Interconnector
Gleann Eoghainn | 25 | 2029-11-30 | Dunvegan 132/33kV Grid Supply Point Substation | N | Onshore Wind
Gleann Eoghainn | 10.35 | 2029-11-30 | Dunvegan 132/33kV Grid Supply Point Substation | N | Battery
Overton Solar & Storage Farm | 980 | 2032-06-01 | Overton 275kV | N | Battery
Overton Solar & Storage Farm | 980 | 2032-06-01 | Overton 275kV | N | Solar
Horsey | 500 | 2037-10-31 | Bridgwater 132kV Substation | N | Transmission Connected Demand
EcoLovedean | 249 | 2031-03-31 | Lovedean 400kV Substation | N | Battery
Icewind Hinkley Point | 1000 | 2037-10-31 | Woolavington 400kV Substation | N | Battery
Spittal BESS Station | 1000 | 2033-10-31 | Spittal 400kV | N | Battery
Learney BESS | 50 | 2032-10-01 | Learney Teed 132kV | N | Battery
Strathaven BESS | 300 | 2033-10-31 | Strathaven 400/275kV | N | Battery
Whitehouse BESS station | 249 | 2034-10-31 | Whitehouse 275kV Substation | N | Battery
Achies BESS | 200 | 2037-10-31 | New Spittal 275kV Substation | N | Battery
Lawmoor Energy Storage Glasgow | 50 | 2027-07-23 | St. Andrews Cross GSP | N | Battery
Chalmerston Windfarm | 75 | 2037-10-31 | New Cumnock 275/132kV Substation | N | Onshore Wind
Westfield BESS | 350 | 2031-10-31 | Westfield 275/132kV | N | Battery
Didcot Energy Park | 300 | 2027-10-31 | Didcot 400kV Substation | N | Battery
Meetlaw BESS | 49.9 | 2031-10-31 | Fiddes GSP | N | Battery
Fall of Warness | 22.8 | 2030-05-30 | Eday GSP | N | Tidal
Zenobe Norton | 167.4 | 2031-10-31 | Norton East 400kV Substation | N | Battery
Grantham Generation | 350 | 2035-10-30 | Trent Valley South Connection Node C 400kV Substation | N | Battery
Grantham Generation | 700 | 2035-10-30 | Trent Valley South Connection Node C 400kV Substation | N | Solar
Fasnakyle Battery Storage | 55 | 2026-06-30 | Fasnakyle GSP | N | Battery
Braidfield Battery Storage | 110 | 2027-09-27 | Braidfield Battery Storage 132kV Substation | N | Battery
Bettyhill Phase 2 Wind Farm | 1.9 | 2027-11-01 | Dounreay 132/33kV | N | Battery
Bettyhill Phase 2 Wind Farm | 48 | 2027-11-01 | Dounreay 132/33kV | N | Onshore Wind
Cato | 600 | 2032-10-31 | Mossmorran Storage BESS 132KV Substation | N | Transmission Connected Demand
Aurelius | 400 | 2035-04-30 | Aurelius 275kV | N | Transmission Connected Demand
RHT2 | 57 | 2037-10-31 | Rye House GSP | N | Transmission Connected Demand
Ayr Energy Storage | 150 | 2027-10-30 | Ayr 275/33kV | N | Battery
Rufus | 540 | 2034-04-30 | Rufus 275kV compound | N | Transmission Connected Demand
Scottish Water Bonnybridge STW 60MW BESS | 71.96 | 2030-07-31 | Bonnybridge 275/33kV Substation | N | Battery
East Anglia One North | 915 | 2029-10-30 | Friston 400kV Substation | N | Offshore Wind
East Anglia One North | 915 | 2034-10-31 | Friston 400kV Substation | N | Offshore Wind
UK057-B Whatton Estate | 70 | 2037-10-30 | Ratcliffe GSP | N | Battery
UK057-B Whatton Estate | 60 | 2028-10-30 | Ratcliffe GSP | N | Battery
Balliemeanoch PSH | 990 | 2034-10-31 | Balliemeanoch 275kV Substation | N | LDES
High Netherfauld Farm BESS | 505 | 2037-10-31 | Redshaw 400kV | N | Battery
Learielaw Energy Storage | 110 | 2028-10-31 | Broxburn 132/33kV | N | Battery
Cottam Giga | 1000 | 2039-10-30 | Cottam 400kV Substation | N | Transmission Connected Demand
West Burton Giga | 1000 | 2039-10-30 | West Burton 400kV Substation | N | Transmission Connected Demand
Craigdow Hill Wind Farm | 38.4 | 2032-10-31 | Maybole GSP | N | Onshore Wind
BESS North Farm | 184.4 | 2031-11-01 | Chickerell 400kV Substation | N | Battery
Aberthaw BESS | 245.8 | 2037-10-15 | Aberthaw B 275/132kV Substation | N | Battery
Aberthaw PV & BESS Generation | 200 | 2029-10-31 | Aberthaw 275kV Substation | N | Battery
Penn Battery Storage | 249 | 2033-06-30 | Penn 275kV Substation | N | Battery
Penn Battery Storage | 249 | 2028-06-30 | Penn 275kV Substation | N | Battery
Glenmuir Windfarm | 85.4 | 2036-06-30 | Glenmuir Windfarm 132kV Substation | N | Onshore Wind
Middlewick Wind | 108 | 2034-10-31 | Rayleigh Main GSP | N | Onshore Wind
Manquhill Wind Farm | 56 | 2036-10-31 | Manquhill Wind Farm 132/33kV Substation | N | Onshore Wind
Manquhill Wind Farm | 56 | 2036-10-31 | Manquhill Wind Farm 132/33kV Substation | N | Onshore Wind
Manquhill Wind Farm | 6 | 2036-10-31 | Manquhill Wind Farm 132/33kV Substation | N | Battery
Sweet Briar Energy Park | 150 | 2035-10-30 | South Humber Connection Node A | N | Solar
Sweet Briar Energy Park | 800 | 2035-10-30 | South Humber Connection Node A | N | Battery
Earba PSH | 1320 | 2035-10-31 | Earba PSH Powerhouse Substation | N | LDES
Earba PSH | 660 | 2032-12-31 | Earba PSH Powerhouse Substation | N | LDES
Mwyndy Storage | 249 | 2037-10-31 | Aberthaw 275kV Substation | N | Battery
Limekiln Extension 2 | 84 | 2037-10-31 | Limekilns 132/33kV substation | N | Battery
Limekiln Extension 2 | 144 | 2037-10-31 | Limekilns 132/33kV substation | N | Onshore Wind
MKE DC | 500 | 2037-10-31 | East Claydon 400kV Substation | N | Transmission Connected Demand
Costa Head | 16.32 | 2029-04-06 | Finstown (Orkney) GSP | N | Onshore Wind
Backmuir Farm BESS | 49.5 | 2033-10-31 | Blackhillock 2 400/33kV GSP Substation | N | Battery
Bendle Farm | 228 | 2031-10-31 | Gretna 400/132kV | N | Battery
Millennium East | 49.9 | 2035-10-31 | Fort Augustus GSP/New Fort Augustus GSP | N | Onshore Wind
GF Norwich BESS | 405.3 | 2034-10-31 | Norwich Main 400kV Substation | N | Battery
AGS Harestonhill BESS | 500 | 2030-10-31 | AGS Harestonhill BESS 400kV Substation | N | Battery
Cottam-Ryhall Solar & BESS | 400 | 2034-10-30 | Trent Valley South Connection Node B 400kV Substation. | N | Solar
Cottam-Ryhall Solar & BESS | 400 | 2034-10-30 | Trent Valley South Connection Node B 400kV Substation. | N | Battery
Pentland Road | 18 | 2027-03-31 | Stornoway 132/33kV Substation | N | Onshore Wind
Orchard BESS | 100 | 2037-10-30 | Penn 132kV Substation | N | Battery
Dunach Wind Farm | 100.8 | 2034-10-31 | Taynuilt GSP | N | Onshore Wind
Upper College Farm BESS | 565.8 | 2037-10-31 | Hurst GSP | N | Battery
Gridlink Interconnector | 1500 | 2029-03-31 | Kingsnorth 400kV Substation | N | Interconnector
Gridlink Interconnector | 1500 | 2029-03-31 | Kingsnorth 400kV Substation | N | Interconnector
Strathaven West | 114 | 2029-07-23 | Strathaven 275/33kV | N | Onshore Wind
MedwayOne Datacentre | 340 | 2037-10-31 | North Kent Connection Node C 400kV Substation | N | Transmission Connected Demand
Elderslie Estate PV | 50 | 2026-10-31 | Elderslie 132/33kV | N | Solar
Elmya Kilworth BESS & PV | 456 | 2037-10-30 | Derbyshire Connection Node H 400kV Substation | N | LDES
Epworth PV & BESS Station | 105 | 2035-10-30 | Keadby 400kV Substation | N | Solar
Epworth PV & BESS Station | 160 | 2035-10-30 | Keadby 400kV Substation | N | Battery
ESB Harker BESS | 345 | 2039-10-31 | Harker 400kV Substation | N | Battery
Elmya Gissing BESS & PV | 568.8 | 2034-10-31 | North Anglia Connection Node A 400kV | N | LDES
GF SELLINDGE BESS | 302.8 | 2036-10-31 | East Kent connection node A 400kV Substation | N | Battery
PM AB2 Energy Storage | 15.8 | 2028-10-31 | Abernethy GSP | N | Battery
Teindland Wind Farm | 112.2 | 2027-10-31 | Blackhillock substation | N | Onshore Wind
Edinburgh Business Park | 160 | 2034-10-31 | Currie 275/132kV | N | Transmission Connected Demand
Collace Solar Farm | 50 | 2029-08-31 | Coupar Angus GSP | N | Solar
Wemyss PV Farm | 50 | 2027-06-30 | Redhouse GSP | N | Solar
Upper Westown BESS Farm | 49.9 | 2033-10-31 | Fiddes 2 132/33kV GSP Substation | N | Battery
Hesta Head | 20.4 | 2029-04-06 | Finstown (Orkney) GSP | N | Onshore Wind
Offerton 200MW BESS | 200 | 2035-10-30 | Wearside Connection Node B2 400kV substation | N | Battery
Harker Green Energy Centre | 570.1 | 2032-10-31 | Harker 400kV Substation | N | Battery
Loch Fearna Pumped Storage | 330 | 2032-10-28 | Loch Fearna Pumped Storage 400/18kV Substation | N | LDES
EcoUskmouth | 249 | 2029-06-14 | Uskmouth 275kV Substation | N | Battery
Cellarhead Green Energy Centre | 570 | 2028-10-30 | Cellarhead 400kV Substation | N | Battery
Alverdiscott | 1800 | 2030-08-30 | Alverdiscott 400kV Substation | N | Interconnector
Keith BESS Station | 420 | 2033-10-31 | Blackhillock substation | N | Battery
Alverdiscott 2 | 1800 | 2032-08-30 | Alverdiscott 400kV Substation | N | Interconnector
Braintree | 53.2 | 2024-10-30 | Braintree 400kV Substation | N | Battery
Braintree | 7.6 | 2026-10-30 | Braintree 400kV Substation | N | Battery
Braintree | 52.5 | 2025-10-30 | Braintree 400kV Substation | N | Solar
Bilbo Farm | 53.3 | 2033-10-31 | Strichen GSP | N | Battery
Bilbo Farm | 25 | 2024-06-30 | Strichen GSP | N | Battery
Bilbo Farm | 67.1 | 2033-10-31 | Strichen GSP | N | Solar
Bilbo Farm | 25 | 2024-06-30 | Strichen GSP | N | Solar
Longside BESS | 200 | 2033-10-31 | Peterhead 2 400kV Busbar Extension | N | Battery
Drum of Clunas Wind and Solar Park | 150 | 2031-10-31 | Drum of Clunas 275kV | N | Onshore Wind
Colmealie Wind - Solar - BESS Farm | 72 | 2037-10-31 | Fetteresso 132kV substation | N | Onshore Wind
Colmealie Wind - Solar - BESS Farm | 25 | 2037-10-31 | Fetteresso 132kV substation | N | Battery
Colmealie Wind - Solar - BESS Farm | 40 | 2037-10-31 | Fetteresso 132kV substation | N | Solar
Galileo 05 | 84 | 2031-10-31 | Lynemore Windfarm 132kV Substation | N | Onshore Wind
Dunoon Energy Storage | 52.7 | 2024-08-31 | Dunoon GSP | N | Battery
Salamander Offshore Wind Farm | 180 | 2033-10-31 | Peterhead GSP | N | Battery
Salamander Offshore Wind Farm | 105 | 2033-10-31 | Peterhead GSP | N | Offshore Wind
NeuConnect Interconnector | 1400 | 2026-08-01 | Grain West 400kV Substation | N | Interconnector
Witney BESS | 160 | 2038-11-01 | Cowley GSP | N | Battery
Galileo 10 | 49.9 | 2031-10-31 | Bathgate 132/33kV Substation | N | Battery
Beanacre BESS | 200 | 2037-09-15 | Melksham 132kV Substation | N | Battery
Astwood Solar Farm GEC | 114 | 2034-10-31 | West Anglia Connection Node G 400kV Substation | N | Battery
Astwood Solar Farm GEC | 250 | 2034-10-31 | West Anglia Connection Node G 400kV Substation | N | Reactive Compensation
Astwood Solar Farm GEC | 114 | 2034-10-31 | West Anglia Connection Node G 400kV Substation | N | Battery
Astwood Solar Farm GEC | 119.7 | 2034-10-31 | West Anglia Connection Node G 400kV Substation | N | Solar
Beanacre 2 BESS | 249 | 2037-10-31 | Melksham B 400kV Substation | N | Battery
North Kyle New Cumnock | 100.8 | 2028-04-03 | New Cumnock 275/132kV Substation | N | Battery
North Kyle New Cumnock | 139.5 | 2025-05-30 | New Cumnock 275/132kV Substation | N | Onshore Wind
Weaver Island 150MW BESS | 150 | 2037-10-30 | Elton (Merseyside 132kV Substation) | N | Battery
180/181 Clynelish Muir BESS | 49.9 | 2030-10-31 | Brora GSP | N | Battery
Creag Dhubh Windfarm | 53.2 | 2033-10-31 | Creag Dhubh Wind Farm and BESS 132kV Substation | N | LDES
Creag Dhubh Windfarm | 158 | 2033-10-31 | Creag Dhubh Wind Farm and BESS 132kV Substation | N | Onshore Wind
Persley Croft BESS | 50 | 2026-07-30 | Persley GSP | N | Battery
INTOG 2 | 1400 | 2032-06-30 | Thorntonloch 400kV Substation | N | Offshore Wind
INTOG 2 | 400 | 2032-06-30 | Thorntonloch 400kV Substation | N | Transmission Connected Demand
Kellwood Road BESS | 48.8 | 2027-10-31 | Dumfries 132/33kV | N | Battery
Whitelaw Brae BESS | 1 | 2026-07-31 | Whitelaw Brae WF 33kV Substation | N | Battery
Balgonie Farm | 49.9 | 2028-10-31 | ABERNETHY 2 GSP | N | Battery
Buckies Farm BESS | 49.9 | 2030-10-31 | Thurso South GSP | N | Battery
Berkswell | 125 | 2030-02-28 | Berkswell 275kV Substation | N | Transmission Connected Demand
Ickenham | 80 | 2030-02-28 | Ickenham (HS2) GSP | N | Transmission Connected Demand
Quainton | 110 | 2030-02-28 | Quainton GSP HS2 | N | Transmission Connected Demand
Butt Lane - Grimsby BESS | 287.8 | 2035-10-30 | Grimsby West GSP | N | Battery
Templeton BESS | 30 | 2027-10-31 | Lyndhurst 132/33kV | N | Battery
Templeton BESS | 19.9 | 2031-10-31 | Lyndhurst 132/33kV | N | Battery
Hawkwood Wind Farm | 34 | 2030-04-30 | Hawkwood Windfarm 33kV Substation | N | Onshore Wind
Denton Estate Solar PV and BESS | 129.9 | 2034-10-30 | Navenby 400kV Substation | N | Solar
Denton Estate Solar PV and BESS | 129.9 | 2034-10-30 | Navenby 400kV Substation | N | Battery
Ayre (ex Cluaran Ear - Thuath) Offshore Wind Farm | 1008 | 2032-10-31 | Banniskirk 400kV Substation | N | Offshore Wind
Clashindarroch Windfarm Extension | 145.2 | 2033-10-31 | Clashindarroch Windfarm Extension 132kV Substation | N | Onshore Wind
Fearna PSH | 1650 | 2035-10-31 | Fearna Pump Storage Hydro 2 400/15kV Substation | N | LDES
KINKHALL266MW BESS BEGA | 298.5 | 2031-04-30 | Kinkell IDNO GSP | N | Battery
AGS Calderside Battery Energy Storage System | 300 | 2029-10-31 | Calderside 275kV Substation | N | Battery
AGS Calderside Battery Energy Storage System | 500 | 2033-10-31 | Calderside 275kV Substation | N | Battery
Severn Road Avonmouth | 84 | 2038-10-31 | Seabank GSP | N | Battery
Severn Road Avonmouth | 49.5 | 2038-10-31 | Seabank GSP | N | Unabated Gas
Lincomb Farm 120MW BESS Scheme | 150 | 2033-06-30 | Bishops Wood 132kV Substation | N | Battery
Longriggs Energy Park | 60 | 2039-04-30 | Devonside 132/33kV | N | Battery
Cleve Hill Solar Park | 280 | 2030-12-31 | Cleve Hill 400kV Substation | N | Solar
Cleve Hill Solar Park | 150 | 2036-06-02 | Cleve Hill 400kV Substation | N | Solar
Cleve Hill Solar Park | 150 | 2036-06-02 | Cleve Hill 400kV Substation | N | Battery
Cleve Hill Solar Park | 150 | 2030-12-31 | Cleve Hill 400kV Substation | N | Battery
Blanket’s Farm | 200 | 2038-10-31 | Warley 275kV Substation | N | Battery
Radlett 2 | 150 | 2037-10-31 | Elstree GSP | N | Transmission Connected Demand
Kincraig Energy Centre | 21.8 | 2026-04-30 | Dyce GSP | N | Battery
Kincraig Energy Centre | 21.8 | 2025-04-30 | Dyce GSP | N | Solar
Middleton Farm Solar | 39.5 | 2028-06-28 | Elderslie 132/33kV | N | Solar
Kinnon Park PV and Battery | 50 | 2028-10-31 | Burghmuir GSP | N | Battery
Kinnon Park PV and Battery | 49.5 | 2028-10-31 | Burghmuir GSP | N | Solar
Old Flatts Farm | 450 | 2035-10-30 | Brinsworth 400kV Substation | N | Battery
Old Flatts Farm | 750 | 2029-10-30 | Brinsworth 400kV Substation | N | Solar
West Grimsby Farm | 151.3 | 2035-10-31 | Grimsby West GSP | N | Solar
AGS Calderside PV Solar | 85 | 2027-05-31 | Clydesmill 275/33kV | N | Solar
SHBEC | 83 | 2029-07-01 | South Humber Bank 400kV Substation | N | Unaligned
Bellbroughton Energy Park | 642.9 | 2037-10-30 | Warwickshire Connection Node A 400kV Substation | N | Battery
Lochgreens BESS | 50 | 2028-07-31 | Dyce GSP | N | Battery
Saltend North BESS & PV | 107.2 | 2035-10-30 | Hedon 275kV Substation | N | Battery
Saltend North BESS & PV | 107.2 | 2035-10-30 | Hedon 275kV Substation | N | Solar
Saver & Pashley Farm Energy Park | 130 | 2036-12-06 | Ninfield GSP | N | Battery
Worksop BESS | 480 | 2034-10-30 | Trent Valley South Connection Node B 400kV Substation. | N | Battery
Burgar Hill Renewables Limited | 30 | 2031-09-30 | Finstown GSP | N | Onshore Wind
Net Zero Teesside Power Project | 860 | 2027-07-30 | Tod Point 275kV Substation | N | Low Carbon Dispatchable Power
Radlett 1 | 150 | 2037-10-31 | Elstree GSP | N | Transmission Connected Demand
iV025 Craigton Energy Storage | 48.4 | 2032-09-30 | Craigiebuckler GSP | N | Battery
Fraserburgh Energy Storage | 48.4 | 2027-10-31 | Fraserburgh GSP | N | Battery
Melksham (Tertiary) | 57 | 2026-06-26 | Melksham 400kV Substation | N | Battery
Melksham (Tertiary) | 18.3 | 2026-06-26 | Melksham 400kV Substation | N | Solar
Holmquarry Road BESS | 60.4 | 2026-04-30 | Kilmarnock Town 275/33kV Substation | N | Battery
Crystal Rig IV Wind Farm | 48.2 | 2025-10-13 | Crystal Rig 400kV substation | N | Onshore Wind
Ardonald Wind Farm | 200 | 2033-10-31 | New North East 275kV Substation | N | Onshore Wind
Ardonald Wind Farm | 200 | 2033-10-31 | New North East 275kV Substation | N | Solar
Ardonald Wind Farm | 200 | 2033-10-31 | New North East 275kV Substation | N | Battery
Cryogenic Battery System (Synchronous) | 49.9 | 2026-11-08 | Carrington 400KV Substation | N | Liquid Air Energy Storage (LAES)
Cryogenic Battery System (Synchronous) | 49.9 | 2026-05-08 | Carrington 400KV Substation | N | Liquid Air Energy Storage (LAES)
Craigend | 76.23 | 2032-06-30 | Arbroath GSP | N | Solar
Kincorth BESS | 19.8 | 2031-10-31 | Redmoss GSP | N | Battery
Erkeksi Power Station | 49.9 | 2031-10-31 | Moffat 132/33kV | N | Battery
Dunmill Energy Storage | 76.3 | 2032-06-30 | Bridge of Dun GSP | N | Battery
Alyth BESS Station | 500 | 2033-10-31 | Alyth 400kV Substation | N | Battery
Wellbank Solar Farm | 25 | 2024-03-01 | Milton of Craigie GSP | N | Solar
Peterhead Hydrogen 2 | 900 | 2033-10-31 | Peterhead Hydrogen 2 400kV Substation | N | Transmission Connected Demand
Peterhead Hydrogen 1 | 99.9 | 2033-10-31 | Peterhead Hydrogen 1 132kV Substation | N | Transmission Connected Demand
Ravengill Renewable Energy Park | 49.6 | 2036-10-31 | Elvanfoot 275/132/33kV | N | Battery
Ravengill Renewable Energy Park | 210 | 2036-10-31 | Elvanfoot 275/132/33kV | N | Onshore Wind
ER MSM Energy | 100 | 2030-10-31 | Er Msm Energy 132kV Substation | N | Solar
ER MSM Energy | 200 | 2030-10-31 | Er Msm Energy 132kV Substation | N | Battery
Fife Energy Centre | 100 | 2028-10-31 | Fife Energy Centre 132kV substation | N | Battery
Womblehill BESS Farm | 200 | 2029-10-31 | Womblehill BESS Farm 132kV | N | Battery
Chapel Rush Solar | 660 | 2035-10-30 | North Humber Connection Node A 400kV Substation | N | Solar
Chapel Rush Solar | 660 | 2035-10-30 | North Humber Connection Node A 400kV Substation | N | Battery
XLCC Hunterston High Voltage Cable Factory | 100 | 2027-09-20 | XLCC Hunterston HV Cable Factory 132kV Substation | N | Transmission Connected Demand
Buckland Marsh Solar Park | 392 | 2033-10-31 | Botley West 400kV Substation | N | Solar
Red House Farm - Friston 400kV 249MW connection | 249 | 2034-10-31 | South Anglia Connection Node E 400kV Substation | N | Battery
Taunton | 53.2 | 2031-10-31 | Taunton 400kV Substation | N | Battery
Taunton | 53.2 | 2037-10-31 | Taunton 400kV Substation | N | Battery
Ecclefechan Solar and BESS | 60 | 2032-10-31 | Chapelcross GSP | N | Battery
Ecclefechan Solar and BESS | 60 | 2032-10-31 | Chapelcross GSP | N | Solar
Warley | 57 | 2027-08-31 | Warley 275kV Substation | N | Battery
Berryhill Solar Farm | 45 | 2026-10-31 | Charleston GSP | N | Solar
Jamesfield Farm | 60 | 2033-10-31 | ABERNETHY 2 GSP | N | Solar
Jamesfield Farm | 60 | 2033-10-31 | ABERNETHY 2 GSP | N | Battery
Apollo | 0.1 | 2027-12-18 | Gravity 400/132kV Substation | N | Transmission Connected Demand
Hookers Farm BESS | 250 | 2031-10-31 | Bolney 132kV Substation | N | Battery
Fernishaw Farm PV | 50 | 2026-10-30 | Newarthill 275/33kV | N | Solar
GALILEO 08 LIMITED | 84 | 2037-10-31 | Mid Wales Connection Node A | N | Onshore Wind
GALILEO 08 LIMITED | 15 | 2037-10-31 | Mid Wales Connection Node A | N | Solar
GALILEO 08 LIMITED | 50 | 2037-10-31 | Mid Wales Connection Node A | N | Battery
Yorkshire Reactive Power Limited | 0.1 | 2028-10-30 | Neepsend 275kV Substation | N | Reactive Compensation
Solomons Farm BESS | 240 | 2033-10-31 | North Kent Connection Node B 132kV Substation | N | Battery
Feckenham Energy Park | 500.1 | 2033-10-31 | Feckenham 400kV Substation | N | Battery
Cornwall Energy Park | 400.1 | 2036-12-06 | Tideford 400kV Substation | N | Battery
Cornwall Energy Park | 101.5 | 2036-12-06 | Tideford 400kV Substation | N | Solar
Henley Downs Farm BESS | 240 | 2037-10-31 | East Kent Connection Node A 132kV Substation | N | Battery
Brechfa Dau Wind Farm | 10 | 2036-12-06 | Proposed Ferryside GSP | N | Battery
Brechfa Dau Wind Farm | 100.8 | 2036-12-06 | Proposed Ferryside GSP | N | Onshore Wind
Power Park Ipswich | 920 | 2037-10-31 | Bramford 400kV Substation | N | Transmission Connected Demand
Power Park Rugby | 950 | 2037-10-31 | Enderby 400kV Substation | N | Transmission Connected Demand
Power Park Retford | 440 | 2039-10-30 | High Marnham 400kV Substation | N | Transmission Connected Demand
Relode Immingham | 920 | 2039-10-30 | Killingholme 400kV Substation | N | Transmission Connected Demand
BF88 Oakley | 1011 | 2038-11-01 | Chiltern Connection Node C 400kV Substation | N | Battery
Project Flora Peterhead | 50 | 2033-10-31 | Peterhead Grange GSP | N | Offshore Wind
Zenobe Eccles Battery Storage | 456 | 2026-04-30 | Eccles 400kV Substation | N | Battery
Mains of Dun Solar | 28 | 2032-06-30 | Bridge of Dun GSP | N | Solar
Forss Abbey Energy Storage | 49.9 | 2031-06-30 | Dounreay GSP | N | Battery
Forss Abbey Energy Storage | 49.9 | 2031-06-30 | Dounreay GSP | N | Transmission Connected Demand
Woodcock Hill Wind Farm | 79.2 | 2032-10-31 | Woodcock Hill WF Substation | N | Onshore Wind
Woodcock Hill Wind Farm | 30 | 2032-10-31 | Woodcock Hill WF Substation | N | Battery
Brigton of Ruthven BESS | 500 | 2033-10-31 | Alyth 400kV Substation | N | Battery
Thurso 2 Synchronous Compensation | 0.1 | 2037-10-31 | Thurso South 275kV Substation’ | N | Reactive Compensation
Walton Road Energy Project | 240 | 2029-10-31 | Drakelow 400kV Substation | N | Battery
Pencloe Windfarm | 22.5 | 2028-04-01 | Pencloe 132/33kV Substation | N | Onshore Wind
Pencloe Windfarm | 38 | 2028-04-01 | Pencloe 132/33kV Substation | N | Battery
Pencloe Windfarm | 81 | 2025-07-01 | Pencloe 132/33kV Substation | N | Onshore Wind
FAB Link Interconnector | 1250 | 2032-09-30 | Exeter 400kV Substation | N | Interconnector
Garlogie A-1 | 50 | 2033-10-31 | Garlogie Production A 275/33kV GSP | N | Battery
Garlogie A-1 | 50 | 2033-10-31 | Garlogie Production A 275/33kV GSP | N | Solar
Garlogie A-2 | 50 | 2033-10-31 | Garlogie Production A 275/33kV GSP | N | Solar
Garlogie A-2 | 50 | 2033-10-31 | Garlogie Production A 275/33kV GSP | N | Battery
Garlogie B-1 | 50 | 2033-10-31 | Garlogie Production B 275/33kV GSP | N | Solar
Garlogie B-1 | 50 | 2033-10-31 | Garlogie Production B 275/33kV GSP | N | Battery
Watchman Energy Park | 50 | 2036-10-31 | Watchman 132kV Substation | N | Battery
Watchman Energy Park | 100 | 2036-10-31 | Watchman 132kV Substation | N | Onshore Wind
Leuchland Energy Centre A | 59.375 | 2033-10-31 | Leuchland Farm IDNO | N | Solar
Leuchland Energy Centre A | 59.375 | 2033-10-31 | Leuchland Farm IDNO | N | Battery
TWEEDBANK | 10 | 2026-05-29 | Tweedbank (Network Rail) GSP | N | Transmission Connected Demand
Almondell Lodge BESS & Solar Development | 50 | 2024-04-30 | Broxburn 132/33kV | N | Battery
Cathkin Energy Storage | 49.9 | 2024-07-31 | East Kilbride 275/33kV | N | Battery
Grindon Grange | 240 | 2035-10-30 | Norton East 400kV Substation | N | Battery
Hockliffe GEC (Ethos Green) | 850 | 2032-10-29 | Dunstable 400kV Substation | N | Transmission Connected Demand
Hockliffe GEC (Ethos Green) | 114 | 2032-10-29 | Dunstable 400kV Substation | N | LDES
Hockliffe GEC (Ethos Green) | 114 | 2032-10-29 | Dunstable 400kV Substation | N | LDES
Hockliffe GEC (Ethos Green) | 300 | 2032-10-29 | Dunstable 400kV Substation | N | Reactive Compensation
Botley GEC (Ethos Green) | 114 | 2033-10-31 | Botley 400kV Substation | N | LDES
Botley GEC (Ethos Green) | 114 | 2033-10-31 | Botley 400kV Substation | N | LDES
Botley GEC (Ethos Green) | 300 | 2033-10-31 | Botley 400kV Substation | N | Reactive Compensation
Botley GEC (Ethos Green) | 200 | 2033-10-31 | Botley 400kV Substation | N | Transmission Connected Demand
Bramford 2 GEC (Ethos Green) | 32.5 | 2032-07-01 | Bramford 400kV Substation | N | LDES
Bramford 2 GEC (Ethos Green) | 250 | 2032-07-01 | Bramford 400kV Substation | N | Reactive Compensation
Bramford 2 GEC (Ethos Green) | 200 | 2032-07-01 | Bramford 400kV Substation | N | Transmission Connected Demand
Bramford 2 GEC (Ethos Green) | 32.5 | 2032-07-01 | Bramford 400kV Substation | N | LDES
Bramford 2 GEC (Ethos Green) | 68.3 | 2032-07-01 | Bramford 400kV Substation | N | Solar
Bramford GEC (Ethos Green) | 114 | 2032-06-01 | Bramford 400kV Substation | N | Battery
Bramford GEC (Ethos Green) | 658.3 | 2032-06-01 | Bramford 400kV Substation | N | Solar
Bramford GEC (Ethos Green) | 250 | 2032-06-01 | Bramford 400kV Substation | N | Reactive Compensation
Bramford GEC (Ethos Green) | 114 | 2032-06-01 | Bramford 400kV Substation | N | Battery
Navenby GEC (Ethos Green) | 250 | 2033-10-30 | Navenby 400kV Substation | N | Reactive Compensation
Navenby GEC (Ethos Green) | 114 | 2033-10-30 | Navenby 400kV Substation | N | LDES
Navenby GEC (Ethos Green) | 114 | 2033-10-30 | Navenby 400kV Substation | N | LDES
Navenby GEC (Ethos Green) | 580 | 2033-10-30 | Navenby 400kV Substation | N | Transmission Connected Demand
Pelham GEC (Ethos Green) | 114 | 2035-05-31 | Pelham 400kV Substation | N | LDES
Pelham GEC (Ethos Green) | 480 | 2035-05-31 | Pelham 400kV Substation | N | Transmission Connected Demand
Pelham GEC (Ethos Green) | 300 | 2035-05-31 | Pelham 400kV Substation | N | Reactive Compensation
Pelham GEC (Ethos Green) | 114 | 2035-05-31 | Pelham 400kV Substation | N | Solar
Wymondley GEC (Ethos Green) | 114 | 2032-10-30 | Wymondley 400kV Substation | N | LDES
Wymondley GEC (Ethos Green) | 114 | 2032-10-30 | Wymondley 400kV Substation | N | LDES
Wymondley GEC (Ethos Green) | 300 | 2032-10-30 | Wymondley 400kV Substation | N | Reactive Compensation
Wymondley GEC (Ethos Green) | 400 | 2032-10-30 | Wymondley 400kV Substation | N | Transmission Connected Demand
Leuchland Energy Centre B | 59.375 | 2033-10-31 | Leuchland Farm IDNO | N | Solar
Leuchland Energy Centre B | 59.375 | 2033-10-31 | Leuchland Farm IDNO | N | Battery
Gresham House Rayleigh BESS | 480 | 2030-06-30 | Rayleigh 400kV Substation | N | Battery
Flash Solar Farm | 800 | 2030-10-31 | Staythorpe 400kV Substation | N | Battery
Flash Solar Farm | 800 | 2030-10-31 | Staythorpe 400kV Substation | N | Solar
Penwortham | 80 | 2028-04-01 | Penwortham GSP | N | Transmission Connected Demand
Sheriff Faulds 1 | 49.4 | 2026-10-30 | Strathaven 275/33kV | N | Battery
Inch Cape Offshore Wind Farm Platform 1 | 540 | 2026-02-21 | Cockenzie 400/275kV | N | Offshore Wind
Waltham | 120 | 2033-10-31 | Waltham Cross 275kV Substation | N | Transmission Connected Demand
Sanquhar II Wind Farm | 269.4 | 2027-02-28 | Glenglass 132kV Substation | N | Onshore Wind
Sanquhar II Wind Farm | 269.4 | 2026-07-31 | Glenglass 132kV Substation | N | Onshore Wind
Inch Cape Offshore Wind Farm Platform 2 | 540 | 2026-02-21 | Cockenzie 400/275kV | N | Offshore Wind
Blackhillock Battery | 457.6 | 2027-10-29 | Blackhillock 400kV Substation | N | Battery
Cairnbulg BESS | 49.5 | 2033-10-31 | Fraserburgh 132 kV | N | Battery
Deeside Power Station | 49.9 | 2033-12-31 | Deeside 400kV Substation | N | Unabated Gas
Deeside Power Station | 140.1 | 2033-12-31 | Deeside 400kV Substation | N | Battery
Worset PV & BESS Park | 48 | 2024-06-07 | Hartmoor 275kV Substation | N | Battery
Worset PV & BESS Park | 48 | 2024-06-07 | Hartmoor 275kV Substation | N | Solar
Wyseby Hill Energy Farm | 750 | 2031-10-31 | Wyseby Hill Energy Farm 400kV Substation | N | Solar
Wyseby Hill Energy Farm | 250 | 2031-10-31 | Wyseby Hill Energy Farm 400kV Substation | N | Battery
Bradford West 100MW | 100 | 2029-10-31 | Bradford West 275kV Substation | N | Battery
Fiddler's Ferry Data Centre | 900 | 2037-10-30 | Manchester North Connection Node C 400kV Substation | N | Transmission Connected Demand
Gladsmuir Wind Farm | 43 | 2032-10-29 | Harburn 132/33kV Grid Supply Point Substation | N | Onshore Wind
Axminster | 53.2 | 2027-10-31 | Axminster 400kV Substation | N | Battery
South Tees Enhancement Phase 2 | 1440 | 2033-10-30 | Teeside Connection Node A 400kV Substation | N | Transmission Connected Demand
Walpole Grid Services Facility | 16 | 2025-12-31 | Walpole 400kV Substation | N | Reactive Compensation
Newton (Network Rail) | 52 | 2025-03-17 | Newton (Network Rail) GSP | N | Transmission Connected Demand
Drumfad Battery Storage System | 39.9 | 2027-10-31 | Helensburgh 132/33kV | N | Battery
STOR Field 9 BESS | 49.9 | 2029-07-30 | Inverkeithing GSP | N | Battery
Portobello | 52 | 2026-01-13 | Portobello (Network Rail) GSP | N | Transmission Connected Demand
Kintore Electrolysis | 1000 | 2035-12-31 | Kintore GSP | N | Transmission Connected Demand
Kintore Electrolysis | 500 | 2028-11-14 | Kintore GSP | N | Transmission Connected Demand
Kintore Electrolysis | 500 | 2032-10-01 | Kintore GSP | N | Transmission Connected Demand
Kintore Electrolysis | 1000 | 2035-12-31 | Kintore GSP | N | Transmission Connected Demand
Nethercourt Solar & BESS Farm | 240 | 2034-10-31 | Nethercourt Substation | N | Solar
Nethercourt Solar & BESS Farm | 240 | 2034-10-31 | Nethercourt Substation | N | Battery
Lightsource Rhigos BESS | 300 | 2037-10-30 | South Wales West Connection Node A 400kV Substation | N | Battery
Llanwern Phase 2 | 190 | 2028-10-01 | Whitson 275kV Substation | N | Solar
Llanwern Phase 1 | 95 | 2028-10-01 | Whitson 275kV Substation | N | Solar
Llanwern 3 | 95 | 2037-10-30 | South Wales East Connection Node A 275kV Substation | N | Solar
EcoYaxley1 | 249 | 2030-12-30 | Yaxley 400kV Substation | N | Solar
EcoYaxley1 | 249 | 2030-12-30 | Yaxley 400kV Substation | N | Battery
Sheilhill Battery Storage | 110 | 2033-10-31 | St Fergus | N | Battery
Limekiln | 70 | 2030-12-01 | Limekilns 132/33kV substation | N | Battery
EcoMossmorran | 249 | 2031-10-31 | Mossmorran Storage BESS 132KV Substation | N | Solar
EcoMossmorran | 249 | 2031-10-31 | Mossmorran Storage BESS 132KV Substation | N | Battery
Corshellach Battery Energy Storage System | 76.3 | 2027-10-31 | Berry Burn GSP | N | Battery
Eye Grid Services Facility | 8 | 2025-12-31 | Yaxley 400kV Substation | N | Reactive Compensation
Halbeath | 100 | 2029-07-31 | Halbeath 132kV Substation | N | Battery
Halbeath | 50 | 2029-07-31 | Halbeath 132kV Substation | N | Solar
Achanalt Battery Storage | 49.9 | 2027-10-31 | Grudie Bridge GSP | N | Battery
Creyke Beck Solar Farm | 352.5 | 2033-05-31 | Creyke Beck GSP | N | Solar
Perry Barr BESS | 249 | 2037-10-30 | Nechells East GSP | N | Battery
South Clyde Energy Centre | 45 | 2025-08-29 | Braehead Park 132/33kV | N | Unaligned
VPI Immingham B OCGT | 299 | 2028-10-31 | Humber Refinery 400kV Substation | N | Unabated Gas
Penketh Hall Farm | 249.9 | 2027-09-01 | Fiddlers Ferry 275kV Substation | N | Battery
Penketh Hall Farm | 249.9 | 2035-07-01 | Fiddlers Ferry 275kV Substation | N | Battery
Orkney Community Wind Farm - Faray | 30 | 2030-05-30 | Eday GSP | N | Onshore Wind
Drumore Farm | 49.9 | 2030-10-31 | Alness 2 275/33 kV GSP Substation | N | Battery
Kilmarnock South Battery Storage | 524.5 | 2027-04-30 | Kilmarnock South 400kV Substation | N | Battery
Orkney community wind farm - Quanterness | 28.8 | 2028-06-30 | Finstown GSP | N | Onshore Wind
Contullich BESS | 54.5 | 2030-10-31 | Alness 2 275/33 kV GSP Substation | N | Battery
Hagshaw Energy Cluster Western Expansion | 50 | 2028-07-01 | Spirebush 132kV Substation | N | Solar
Hagshaw Energy Cluster Western Expansion | 100 | 2028-07-01 | Spirebush 132kV Substation | N | LDES
Hagshaw Energy Cluster Western Expansion | 400 | 2028-07-01 | Spirebush 132kV Substation | N | Onshore Wind
Drakelow Power Station 2 BESS | 287.8 | 2037-10-30 | Drakelow GSP | N | Battery
Kilmarnock BESS | 441.6 | 2026-10-31 | Kilmarnock South 400/275kV | N | Battery
Pittlesheugh Farm | 340 | 2030-10-31 | Eccles 400/132kV | N | Battery
Boom Power Feckenham Generation Hub | 400 | 2033-10-31 | Feckenham 400kV Substation | N | Battery
Callisterhall Wind Farm | 45.5 | 2029-04-27 | Callisterhall 132kV | N | Onshore Wind
West Coast Community Energy | 43.2 | 2033-10-31 | Stornoway GSP | N | Onshore Wind
Tomchrasky Wind Farm | 63 | 2029-10-31 | Tomchrasky Wind Farm 132kV Substation | N | Onshore Wind
Goval BESS | 33 | 2026-06-30 | Dyce GSP | N | Battery
Bramford (Tertiary) | 68.5 | 2024-11-30 | Bramford 400kV Substation | N | Solar
Bramford (Tertiary) | 68.5 | 2024-11-30 | Bramford 400kV Substation | N | Solar
Yaxley GEC (Ethos Green) | 450 | 2031-10-31 | Yaxley 400kV Substation | N | Battery
Yaxley GEC (Ethos Green) | 450 | 2031-10-31 | Yaxley 400kV Substation | N | Transmission Connected Demand
Yaxley GEC (Ethos Green) | 450 | 2031-10-31 | Yaxley 400kV Substation | N | Solar
Yaxley GEC (Ethos Green) | 200 | 2031-10-31 | Yaxley 400kV Substation | N | Reactive Compensation
Lunanhead Solar Park | 21.8 | 2025-10-31 | Lunanhead GSP | N | Solar
North Mains Battery Storage Park | 22 | 2026-10-26 | Lunanhead GSP | N | Battery
JBM Solar -Minety | 50 | 2024-11-30 | Minety 400kV Substation | N | Battery
JBM Solar -Minety | 50 | 2024-11-30 | Minety 400kV Substation | N | Solar
JBM Solar 13 - Melksham | 55 | 2026-07-17 | Melksham 400kV Substation | N | Battery
JBM Solar 13 - Melksham | 55 | 2026-07-17 | Melksham 400kV Substation | N | Solar
Thornton Facility | 201.6 | 2028-11-30 | Thornton 400kV Substation | N | Battery
Thornton Facility | 100.8 | 2027-10-29 | Thornton 400kV Substation | N | Battery
Thornton Facility | 0.1 | 2035-10-27 | Thornton 400kV Substation | N | Battery
Thornton Facility | 530.4 | 2032-10-29 | Thornton 400kV Substation | N | Battery
Thornton Facility | 100.8 | 2025-09-24 | Thornton 400kV Substation | N | Battery
Thornton Facility | 50.4 | 2025-09-24 | Thornton 400kV Substation | N | Solar
Sellindge (Tertiary) | 30.4 | 2031-10-31 | Sellindge 400kV Substation | N | Battery
Sellindge (Tertiary) | 27.6 | 2031-10-31 | Sellindge 400kV Substation | N | Solar
Sellindge (Tertiary) | 53.2 | 2028-10-31 | Sellindge 400kV Substation | N | Battery
Sellindge (Tertiary) | 52.5 | 2028-10-31 | Sellindge 400kV Substation | N | Solar
Abhainn Dubh Wind Farm | 40.5 | 2029-05-31 | Abhainn Dubh Wind Farm 132kV Substation | N | Onshore Wind
Brunt Hill Wind Farm | 100 | 2031-10-31 | Westfield 132/33kV | N | Onshore Wind
Brunt Hill Wind Farm | 50 | 2031-10-31 | Westfield 132/33kV | N | Battery
Ditcher Law | 53 | 2031-10-31 | Dunlaw Extension 132/33kV | N | Onshore Wind
Ditcher Law | 25 | 2031-10-31 | Dunlaw Extension 132/33kV | N | Battery
Kellas Wind Farm | 38.4 | 2030-10-31 | Kellas Wind Farm 132kV Substation | N | Onshore Wind
Cordon Farm BESS | 30 | 2033-10-31 | Abernethy GSP | N | Battery
Afan Wind Farm and BESS | 125.5 | 2036-12-06 | SOUTH WALES WEST CONNECTION NODE A 132KV SUBSTATION | N | Onshore Wind
Afan Wind Farm and BESS | 24.5 | 2036-12-06 | SOUTH WALES WEST CONNECTION NODE A 132KV SUBSTATION | N | Battery
Penwortham BESS | 57 | 2027-10-30 | Penwortham 400kV Substation | N | Battery
Rochdale BESS | 57 | 2037-07-30 | Rochdale 275kV Substation | N | Battery
Glen Farm Wind | 35.2 | 2036-10-31 | Tongland 132/11kV | N | Onshore Wind
Glen Farm Wind | 35.2 | 2036-10-31 | Tongland 132/11kV | N | Battery
Zenobe Kilmarnock South | 388.5 | 2025-08-29 | Kilmarnock South 400kV Substation | N | Battery
Daines NP BESS | 575 | 2037-10-30 | Manchester South connection node A 400kv | N | Battery
Whitelaw Brae Windfarm | 60.2 | 2026-07-31 | Whitelaw Brae 'A' and 'B' 33kV Substations | N | Onshore Wind
Taigh an Uillt Energy Storage Park | 49.9 | 2035-10-31 | ICHRACHAN 132/33KV GRID SUPPLY POINT SUBSTATION | N | Battery
Crookedstone PV | 49.9 | 2032-10-31 | Strathaven GSP 33kV | N | Solar
Lightsource Bargatton Farm | 100 | 2036-10-31 | Tongland 132/11kV | N | Battery
Sundon DC | 600 | 2037-10-31 | Sundon GSP | N | Transmission Connected Demand
Cardiff DC | 150 | 2037-10-31 | Cardiff East GSP | N | Transmission Connected Demand
Baglan Bay DC | 500 | 2034-10-31 | Baglan Bay GSP | N | Transmission Connected Demand
Well Street Paisley | 54 | 2025-05-06 | Elderslie 132/33kV | N | Battery
Saturland Farm | 60.8 | 2028-06-28 | Crookston 132/33kV | N | Battery
Clyde South Energy Park | 45 | 2037-10-31 | Elvanfoot 275/132/33kV | N | Solar
Clyde South Energy Park | 68 | 2037-10-31 | Elvanfoot 275/132/33kV | N | Onshore Wind
Clyde South Energy Park | 50 | 2037-10-31 | Elvanfoot 275/132/33kV | N | Battery
Lebanon Farm 2 BESS | 318.7 | 2033-10-31 | Warley 275kV Substation | N | Battery
Kyllachy Wind Farm | 91 | 2037-10-31 | Tomatin 132kV Substation Extension | N | Onshore Wind
Kyllachy Wind Farm | 50 | 2037-10-31 | Tomatin 132kV Substation Extension | N | Battery
Drakelow Power Station 3 BESS | 287.8 | 2037-10-30 | Drakelow GSP | N | Battery
Land at Leitholm | 49.9 | 2031-07-31 | Eccles 400/132kV | N | Solar
Land at Leitholm | 49.9 | 2031-07-31 | Eccles 400/132kV | N | Battery
Highview Hunterston East Cryobattery | 200 | 2027-10-31 | Hunterston East 400kV | N | LDES
Highview Hunterston East Cryobattery | 200 | 2027-10-31 | Hunterston East 400kV | N | LDES
Craigo Glenskinno | 60 | 2033-10-31 | Bridge of Dun 2 132/33kV Grid Supply Point Substation | N | Solar
Craigo Glenskinno | 52 | 2033-10-31 | Bridge of Dun 2 132/33kV Grid Supply Point Substation | N | Onshore Wind
Craigo Glenskinno | 60 | 2033-10-31 | Bridge of Dun 2 132/33kV Grid Supply Point Substation | N | Battery
Factory Road | 300 | 2039-10-30 | Borders Connection Node A 400kV Substation | N | Transmission Connected Demand
Grovers Farm BESS | 287.8 | 2038-10-31 | West London Connection Node B 132kV substation | N | Battery
Kaimes Energy Park | 50 | 2027-04-30 | Kaimes GSP | N | Battery
Alverdiscott | 53.2 | 2037-10-31 | Alverdiscott 400kV Substation | N | Battery
Alverdiscott | 53.2 | 2031-08-31 | Alverdiscott 400kV Substation | N | Battery
Scoop Hill Wind Farm | 500 | 2027-10-31 | Scoop Hill Wind Farm 132kV Substation | N | Onshore Wind
Mid Craigie BESS | 49.9 | 2026-12-31 | Milton of Craigie 132/33kV Grid Supply Point Substation | N | Battery
St. Marys Lane - Upminster BESS | 282.7 | 2036-10-31 | Warley GSP | N | Battery
Balgowan Solar and BESS | 49.9 | 2033-10-31 | Burghmuir GSP | N | Solar
Balgowan Solar and BESS | 49.9 | 2033-10-31 | Burghmuir GSP | N | Battery
D&G 2 | 60 | 2031-08-29 | Glenluce 132/33kV | N | Onshore Wind
Upminster Warley 3 | 282.7 | 2036-10-31 | Warley GSP | N | Battery
Oak Holt Solar | 440 | 2034-10-30 | Trent Valley South Connection Node C 400kV Substation | N | Battery
Oak Holt Solar | 440 | 2034-10-30 | Trent Valley South Connection Node C 400kV Substation | N | Solar
Househill BESS | 49.9 | 2027-10-31 | Nairn GSP | N | Battery
Moffat BESS | 500 | 2031-10-31 | Moffat 400/132kV | N | Battery
Broomhill Battery Energy Storage | 49.9 | 2026-11-30 | Kintore GSP | N | Battery
Braco West BESS | 49.9 | 2026-12-31 | Braco West GSP | N | Battery
Noventum Navenby | 249 | 2035-10-30 | Trent Valley South Connection Node C 400kV Substation | N | Solar
Noventum Navenby | 249 | 2035-10-30 | Trent Valley South Connection Node C 400kV Substation | N | Battery
Noventum- Bridgwater | 380 | 2037-10-31 | Woolavington 400kV Substation | N | Battery
Coventry | 30 | 2027-03-31 | Coventry 275kV Substation | N | Solar
St Marys Isle Solar Farm | 36 | 2027-08-27 | Tongland 132/11kV | N | Solar
St Marys Isle Solar Farm | 12.6 | 2027-08-27 | Tongland 132/11kV | N | Battery
Rankeilour PV BESS Park | 49.9 | 2026-10-31 | Cupar GSP | N | Solar
Rankeilour PV BESS Park | 35 | 2026-10-31 | Cupar GSP | N | Battery
Carseview Road BESS | 49.9 | 2032-10-31 | Lunanhead 2 GSP | N | Battery
CRT Keadby 2 | 277.5 | 2039-10-30 | Keadby GSP | N | Battery
Middleton Farm BESS | 1105 | 2033-10-25 | Neilston 400kV Substation | N | Battery
Lagrae Battery Storage | 400 | 2036-10-31 | Glenmuckloch 132kV Substation | N | Battery
Iver 1 Ark Estates | 435 | 2029-11-02 | Uxbridge Moor (Iver B 132kV) | N | Transmission Connected Demand
Lacey's Farm BESS | 1089 | 2034-10-31 | South Anglia Connection Node C 400kV Substation | N | Battery
Gresham House Kincardine BESS | 300 | 2029-10-31 | Gresham House Kincardine BESS 275/132kV substation | N | Battery
Scotsburn Road | 240 | 2030-10-31 | Fyrish 275kV Substation | N | Battery
Kelloe Mains | 400 | 2029-11-22 | Kelloe Mains 400kV Substation | N | Battery
Thurso BESS | 49.9 | 2027-06-30 | Thurso South GSP | N | Battery
Beddington 2 BESS | 282.7 | 2037-10-31 | Beddington 132kV Substation | N | Battery
Balwyllo BESS | 49.9 | 2032-06-30 | Bridge of Dun GSP | N | Battery
South Tees 66kV Enhancement | 960 | 2026-12-11 | Tod Point and Grangetown 275/66kV | N | Transmission Connected Demand
Kedrum Solar Farm | 150 | 2030-05-30 | Blackhillock 275kV Substation | N | Solar
Kedrum Solar Farm | 150 | 2030-05-30 | Blackhillock 275kV Substation | N | Battery
Didcot Road 2 | 300 | 2037-10-31 | Didcot 132kV Substation | N | Transmission Connected Demand
Didcot Road | 300 | 2027-10-31 | Didcot 400kV Substation | N | Battery
Noventum Yaxley | 150 | 2034-10-31 | North Anglia Connection Node E 400kV Substation | N | Battery
Noventum Yaxley | 150 | 2034-10-31 | North Anglia Connection Node E 400kV Substation | N | Solar
CEG LP2 (II) Site 1 | 300 | 2037-10-31 | Culham Jet 400kV Substation | N | Transmission Connected Demand
Cockenzie BESS | 102 | 2026-07-31 | Cockenzie 400/132kV | N | Battery
Gresham House Gretna BESS | 400 | 2031-10-31 | Gresham House Gretna 400/132kv Substation | N | Battery
Orkney Community Wind Farm - Hoy | 30 | 2028-06-30 | Finstown GSP | N | Onshore Wind
South Brook | 40 | 2037-06-28 | Melksham 400kV Substation | N | Battery
Walsoken Battery | 200 | 2034-10-31 | North Anglia Connection Node D 132kV Substation | N | Battery
Glentaggart 42MW BESS | 42 | 2027-10-30 | Glentaggart WF 33kV Substation | N | Battery
Glentaggart 150MW BESS | 150 | 2030-10-30 | Redshaw 400kV | N | Battery
Sunbury BESS | 200 | 2031-02-24 | Laleham GSP (SEPD) | N | Battery
Monk Fryston | 249.9 | 2035-10-30 | Monk Fryston 275kV Substation | N | Battery
Glenrothes BESS | 46 | 2025-10-30 | Glenrothes 275/33kV | N | Battery
Warley Battery Energy Storage | 200 | 2029-10-31 | Warley 275kV Substation | N | Battery
Eggborough CCGT - OCGT - BESS | 50 | 2027-10-01 | Eggborough 400kV Substation | N | Battery
Eggborough CCGT - OCGT - BESS | 401 | 2027-10-01 | Eggborough 400kV Substation | N | Unabated Gas
Eggborough CCGT - OCGT - BESS | 299 | 2026-10-01 | Eggborough 400kV Substation | N | Battery
Eggborough CCGT - OCGT - BESS | 1700 | 2026-10-01 | Eggborough 400kV Substation | N | Unabated Gas
Kirkton BESS | 40 | 2035-10-31 | Kintore GSP | N | Solar
Kirkton BESS | 40 | 2035-10-31 | Kintore GSP | N | Battery
High Brenfield 2 | 52.8 | 2034-10-31 | Craig Murrail GSP | N | Onshore Wind
High Brenfield 1 | 52.8 | 2034-10-31 | High Brenfield 1 GSP | N | Onshore Wind
Glen Lednock | 165 | 2031-11-30 | Glen Lednock 132kV Substation | N | Onshore Wind
THORNTON | 26 | 2026-05-29 | Thornton North (Network Rail) GSP | N | Transmission Connected Demand
Dundee Feeder Station | 16.2 | 2027-10-31 | Dundee 25kV Network Rail | N | Transmission Connected Demand
Mossmorran Storage BESS | 100 | 2031-10-31 | Mossmorran Storage BESS 132KV Substation | N | Battery
Rye House (Tertiary) | 57 | 2037-10-31 | Rye House 400kV Substation | N | Transmission Connected Demand
Waltham Cross BESS | 57 | 2033-11-30 | London North East Connection Node A 132kv Substation | N | Transmission Connected Demand
Strawberry Farm | 277.9 | 2034-10-31 | Walpole GSP (EPN) | N | Battery
Pembroke BESS and Solar Station | 99.9 | 2028-10-31 | Pembroke 400kV Substation | N | Battery
Pembroke BESS and Solar Station | 40 | 2028-10-31 | Pembroke 400kV Substation | N | Solar
Forsinain Wind Farm | 99 | 2037-10-31 | Connagill 132kV Substation | N | Onshore Wind
Ruith Cnoc | 158.4 | 2037-10-31 | Dalchork 132kV Substation | N | Onshore Wind
ALYTH ENERGY STORAGE AND SOLAR | 200 | 2033-10-31 | Alyth 400kV Substation | N | Battery
ALYTH ENERGY STORAGE AND SOLAR | 400 | 2033-10-31 | Alyth 400kV Substation | N | Solar
Craighead Wind Farm | 49.6 | 2032-10-29 | Westfield 132/33kV | N | Onshore Wind
Littlebrook BESS | 300 | 2027-10-15 | Littlebrook 400kV Substation | N | Battery
Killin Farm BESS | 49.4 | 2028-10-31 | Killin GSP | N | Battery
Tarland Battery Storage System | 20 | 2026-10-31 | Tarland GSP | N | Battery
Bowsheil Solar and Battery | 86.6 | 2032-10-31 | Bowsheils 132kV Substation | N | Solar
Bowsheil Solar and Battery | 80 | 2032-10-31 | Bowsheils 132kV Substation | N | Battery
Whiteminhill Renewable Energy Park | 43.2 | 2036-10-31 | Mark Hill 275/33kV | N | Onshore Wind
Whiteminhill Renewable Energy Park | 119 | 2030-10-31 | Mark Hill 275/33kV | N | Solar
Whiteminhill Renewable Energy Park | 100 | 2030-10-31 | Mark Hill 275/33kV | N | Battery
Whiteminhill Renewable Energy Park | 100 | 2036-10-31 | Mark Hill 275/33kV | N | Battery
Whiteminhill Renewable Energy Park | 43.2 | 2030-10-31 | Mark Hill 275/33kV | N | Onshore Wind
Whiteminhill Renewable Energy Park | 119 | 2036-10-31 | Mark Hill 275/33kV | N | Solar
AGS Nerston BESS | 50 | 2033-10-31 | East Kilbride B 275/33kV Substation | N | Battery
Biggleswade BESS | 60 | 2029-09-28 | Biggleswade 400kV Substation | N | Battery
Stack Hill Solar and Storage | 385 | 2034-10-30 | Trent Valley South Connection Node B 400kV Substation. | N | Battery
Stack Hill Solar and Storage | 385 | 2034-10-30 | Trent Valley South Connection Node B 400kV Substation. | N | Solar
Peat Law Renewable Energy Park | 119.7 | 2033-05-30 | Gala North 400/132kV Substation | N | Solar
Peat Law Renewable Energy Park | 83.6 | 2033-05-30 | Gala North 400/132kV Substation | N | Onshore Wind
Peat Law Renewable Energy Park | 50 | 2033-05-30 | Gala North 400/132kV Substation | N | Battery
Meridien Solar Farm | 750 | 2033-06-30 | Weston Marsh 400kV Substation | N | Solar
Meridien Solar Farm | 350 | 2033-06-30 | Weston Marsh 400kV Substation | N | Battery
Rat Hall Mod App | 300 | 2034-10-31 | Burwell South 400kV Substation | N | Battery
Rat Hall Mod App | 200 | 2032-10-31 | Burwell South 400kV Substation | N | Battery
Rat Hall Mod App | 200 | 2032-10-31 | Burwell South 400kV Substation | N | Solar
Rat Hall Mod App | 300 | 2034-10-31 | Burwell South 400kV Substation | N | Solar
North Ray Solar Farm 2 | 180 | 2035-10-30 | Grimsby West GSP | N | Solar
North Ray Solar Farm 2 | 180 | 2035-10-30 | Grimsby West GSP | N | Solar
IPC Grid Tremorfa | 1000 | 2036-12-06 | Imperial Park B 400kV Substation | N | Battery
Essendine | 267.1 | 2028-01-01 | Ryhall 400kV Substation | N | Solar
Norton PV and BESS | 40.9 | 2027-09-16 | Norton 275kV Substation | N | Solar
Norton PV and BESS | 40.9 | 2027-09-16 | Norton 275kV Substation | N | Battery
Ouse Energy Storage | 250.2 | 2028-12-31 | Kemsley 400kV Substation | N | Battery
Elstree BESS NP | 630.2 | 2037-10-31 | Elstree 400kV Substation | N | Battery
Druim Leathann BEGA | 49.7 | 2030-10-31 | Stornoway GSP | N | Onshore Wind
Quintfall Forest Hybrid Wind and BESS 1 | 58.5 | 2037-10-31 | Gills Bay 132kV | N | Onshore Wind
Quintfall Forest Hybrid Wind and BESS 1 | 40 | 2037-10-31 | Gills Bay 132kV | N | Battery
NR Wymondley | 0.1 | 2024-05-21 | Wymondley (Network Rail) GSP | N | Transmission Connected Demand
Kinnordy Estate Solar -Wind - Battery | 60 | 2032-10-31 | Lunanhead 2 GSP | N | Battery
Kinnordy Estate Solar -Wind - Battery | 60 | 2032-10-31 | Lunanhead 2 GSP | N | Solar
Didcot BESS 1 | 750 | 2037-10-31 | Didcot 400kV Substation | N | Battery
Helen Street BESS | 49.9 | 2028-06-28 | Govan 132/33kV | N | Battery
Didcot BESS 2 | 99.9 | 2037-10-31 | Didcot GSP | N | Battery
Pitkerro Road | 49.9 | 2033-10-31 | Milton of Craigie GSP | N | Battery
Craigdarroch Hybrid Wind and BESS | 79.2 | 2037-06-30 | Craigdarroch Hybrid Wind & BESS Substation | N | Onshore Wind
Craigdarroch Hybrid Wind and BESS | 80 | 2037-06-30 | Craigdarroch Hybrid Wind & BESS Substation | N | Battery
Springfield Solar and Battery | 80 | 2031-10-31 | Branxton 400/132kV | N | Battery
Springfield Solar and Battery | 86.6 | 2031-10-31 | Branxton 400/132kV | N | Solar
Willington Energy Park | 200 | 2028-10-31 | Willington 400kV Substation | N | Battery
Willington Energy Park | 300 | 2030-06-30 | Willington 400kV Substation | N | Solar
Afon Ddaw | 50 | 2029-10-31 | Aberthaw 275kV Substation | N | Battery
Afon Ddaw | 300 | 2029-10-31 | Aberthaw 275kV Substation | N | Solar
Afon Ddaw | 300 | 2033-10-31 | Aberthaw 275kV Substation | N | Solar
Afon Ddaw | 199 | 2033-10-31 | Aberthaw 275kV Substation | N | Battery
Mon Solar Farm | 431.2 | 2037-10-30 | Wylfa South 400kV Substation | N | Battery
Mon Solar Farm | 428.4 | 2037-10-30 | Wylfa South 400kV Substation | N | Solar
Mon Solar Farm | 431.2 | 2037-10-30 | Wylfa South 400kV Substation | N | Battery
Mon Solar Farm | 428.4 | 2037-10-30 | Wylfa South 400kV Substation | N | Solar
Lightsource Auchans | 432 | 2033-10-28 | Lightsource Auchans 400kV Substation | N | Battery
Lightsource Threepwood | 150 | 2030-10-31 | Gala North 400/132kV Substation | N | Battery
Hazel Solar | 150 | 2035-10-31 | Hawthorn Pit GSP | N | Solar
Hazel Solar | 150 | 2035-10-31 | Hawthorn Pit GSP | N | Battery
Cruach Glenamachrie Wind Farm | 50 | 2034-10-31 | Taynuilt GSP | N | Onshore Wind
Salters Battery Storage | 200 | 2031-10-31 | Dalkeith 400kV Substation | N | Battery
Fiddes Battery Storage | 30 | 2028-10-31 | Fiddes GSP | N | Battery
Bro Tathan Development | 200 | 2029-10-31 | Aberthaw 132kV Substation | N | Transmission Connected Demand
Bro Tathan Development | 80 | 2027-10-29 | Aberthaw 132kV Substation | N | Transmission Connected Demand
AGS Nerston 2 BESS | 55 | 2033-10-31 | East Kilbride B 275/33kV Substation | N | Battery
AGS Nerston 3 BESS | 55 | 2033-10-31 | East Kilbride B 275/33kV Substation | N | Battery
Innerwick BESS | 170 | 2028-07-31 | Braxbess 400/132kV Collector Substation | N | Battery
West Pitnacree Solar | 49.8 | 2031-10-31 | Coupar Angus 2 GSP | N | Solar
Beinn Dearg | 252 | 2037-10-31 | Beinn Dearg Hybrid Wind Farm | N | Onshore Wind
Beinn Dearg | 50 | 2037-10-31 | Beinn Dearg Hybrid Wind Farm | N | Battery
Beinn Dearg | 40 | 2037-10-31 | Beinn Dearg Hybrid Wind Farm | N | Solar
GALILEO 16 | 40 | 2032-10-29 | Gala North 400/132kV Substation | N | Battery
GALILEO 16 | 50 | 2032-10-29 | Gala North 400/132kV Substation | N | Solar
GALILEO 16 | 74.4 | 2032-10-29 | Gala North 400/132kV Substation | N | Onshore Wind
High Bardrain Wood & Moor | 287.8 | 2033-10-31 | Neilston 400kV Substation | N | Battery
Scottish Water Laigh Park STW | 61.7 | 2028-06-28 | Braehead Park 132/33kV | N | Battery
Geiselittle BESS | 49.9 | 2033-10-31 | Thurso South GSP | N | Battery
Lundie Hybrid Energy Park (Ledyatt Farm) | 57 | 2031-10-31 | Coupar Angus 2 GSP | N | Solar
Lundie Hybrid Energy Park (Ledyatt Farm) | 55 | 2031-10-31 | Coupar Angus 2 GSP | N | Battery
Sutton Courtenay Datacentre | 99.9 | 2037-10-31 | Didcot 132kV Substation | N | Transmission Connected Demand
Shrewsbury Energy | 150 | 2037-10-30 | Shrewsbury GSP | N | Battery
Shrewsbury Energy | 150 | 2037-10-30 | Shrewsbury GSP | N | Solar
Uskmouth | 120 | 2036-12-06 | Uskmouth 132kV Substation | N | Battery
Uskmouth | 230 | 2025-10-31 | Uskmouth 132kV Substation | N | Battery
Hunterston Wind Farm | 50 | 2033-04-30 | Hunterston 400/132kV | N | Battery
Hunterston Wind Farm | 84 | 2033-04-30 | Hunterston 400/132kV | N | Onshore Wind
Neshion Energy Park | 57.6 | 2035-10-31 | Gremista GSP | N | Onshore Wind
Neshion Energy Park | 25 | 2035-10-31 | Gremista GSP | N | Battery
Galileo 07 Limited | 126 | 2032-10-31 | Cassley GSP | N | Onshore Wind
Galileo 07 Limited | 61 | 2032-10-31 | Cassley GSP | N | Battery
Galileo 07 Limited | 43.9 | 2032-10-31 | Cassley GSP | N | Solar
Grimsby BESS | 500 | 2035-04-30 | Grimsby West 400kV Substation | N | Battery
Kintore BESS | 49.9 | 2031-10-31 | Kintore GSP | N | Battery
Amersham Substation | 205.6 | 2037-10-31 | London North West Connection Node A 132kV Substation | N | Battery
Bearsden BESS | 100 | 2029-10-31 | Windyhill 275kV Substation | N | Battery
Bearsden BESS | 140 | 2033-10-31 | Windyhill 275kV Substation | N | Battery
Forepower Lincoln (250) Ltd | 240 | 2034-10-30 | Navenby 132kV Substation | N | Battery
NatPower Immingham Green Energy Park | 1000 | 2034-10-30 | Trent Valley North Connection Node F 400kV Substation | N | Battery
GALILEO 06 | 175 | 2037-10-31 | Llandyfaelog 132kV Substation | N | Onshore Wind
Galileo 14 Ltd | 200 | 2037-10-31 | Staffordshire Connection Node C 400Kv Substation | N | Battery
GALILEO 12 LIMITED | 20 | 2033-10-31 | Fetteresso 132kV substation | N | Solar
GALILEO 12 LIMITED | 100 | 2033-10-31 | Fetteresso 132kV substation | N | Onshore Wind
GALILEO 12 LIMITED | 30 | 2033-10-31 | Fetteresso 132kV substation | N | Battery
Botley West - Cote Solar Power Station | 840 | 2026-10-30 | Botley West 400kV Substation | N | Solar
PVDP Woodbridge | 610 | 2034-10-31 | South Anglia Connection Node E 400kV Substation | N | Solar
PVDP Woodbridge | 250 | 2034-10-31 | South Anglia Connection Node E 400kV Substation | N | Battery
Bradford Solar Farm | 960 | 2037-10-30 | Staffordshire Connection Node A 400kV Substation | N | Solar
Chapelcross Solar PV and Storage | 153.6 | 2027-10-29 | Chapelcross 132/33kV | N | Battery
Chapelcross Solar PV and Storage | 153.6 | 2027-10-29 | Chapelcross 132/33kV | N | Solar
Battery Point BESS | 26.3 | 2030-10-31 | Stornoway GSP | N | Battery
Locarno Works - BESS Development | 45 | 2027-10-31 | Dudhope GSP | N | Battery
Bendle Farm 2.0 | 228 | 2031-10-31 | Bendle Farm 132kV Substation | N | Battery
Olrig Mains Wind Farm | 26.5 | 2033-10-31 | Thurso 2 275/33kV Substation | N | Onshore Wind
Olrig Mains Wind Farm | 8.58 | 2033-10-31 | Thurso 2 275/33kV Substation | N | Battery
Coupar Solar Farm | 49.9 | 2027-04-30 | Coupar Angus GSP | N | Solar
Quest Park | 200 | 2034-10-31 | Marston Vale 400kV Substation | N | Transmission Connected Demand
Killeal | 66 | 2036-10-31 | Newton Stewart GSP | N | Onshore Wind
Kellhead | 165 | 2037-10-31 | Gretna 400/132kV | N | Battery
Kellhead | 165 | 2037-10-31 | Gretna 400/132kV | N | Solar
Long Buckby Solar/BESS | 220 | 2037-10-30 | Patford Bridge 400kV Substation | N | Solar
Long Buckby Solar/BESS | 220 | 2037-10-30 | Patford Bridge 400kV Substation | N | Battery
Balgonie Solar and BESS | 60 | 2033-10-31 | Abernethy GSP | N | Solar
Balgonie Solar and BESS | 60 | 2033-10-31 | Abernethy GSP | N | Battery
Laleham DC | 200 | 2037-10-31 | Sunbury Common | N | Transmission Connected Demand
Boyndie Solar | 69.9 | 2029-09-30 | Macduff GSP | N | Battery
Boyndie Solar | 69.9 | 2029-09-30 | Macduff GSP | N | Solar
Noventum - Stocksbridge | 410 | 2035-10-30 | Leeds South Connection Node C 400kV Substation | N | Battery
Kinoulton Solar & BESS | 500 | 2034-10-30 | Stoke Bardolph 400kV Substation | N | Battery
Kinoulton Solar & BESS | 500 | 2034-10-30 | Stoke Bardolph 400kV Substation | N | Solar
Woodheads Energy Park | 149.2 | 2033-04-30 | Gala North 400/132kV Substation | N | Battery
Woodheads Energy Park | 110.8 | 2033-04-30 | Gala North 400/132kV Substation | N | Solar
IPC Tremorfa Demand | 1000 | 2037-10-31 | Cardiff East GSP | N | Transmission Connected Demand
Derwent Solar 2 | 200 | 2039-10-31 | Osbaldwick GSP | N | Solar
Ratcliffe on Soar (EX) | 40 | 2028-12-31 | Ratcliffe-On-Soar 132kV Substation | N | Transmission Connected Demand
Clifton Lane 150MW BSS | 150 | 2037-07-30 | Frodsham 132kV | N | Battery
James Hutton Insitute PV | 2 | 2031-10-31 | CHARLESTON | N | Solar
Lunar Freezing & Cold Storage Co LTD (Lunar Freezing) | 0.3 | 2025-10-31 | PETERHEAD GRANGE | N | Solar
Youngs Seafood Ltd | 1 | 2025-10-31 | FRASERBURGH | N | Solar
Cornabo | 2.4 | 2026-11-30 | TARLAND | N | Onshore Wind
Carey Farm PV | 13 | 2024-05-31 | ABERNETHY | N | Solar
Cordon Farm PV | 13 | 2024-05-31 | ABERNETHY | N | Solar
Hammars Hill Wind Farm Extension: Cracka Longi Wind | 8.4 | 2028-06-30 | FINSTOWN | N | Onshore Wind
Cullerlie Solar | 8.8 | 2021-10-31 | KINTORE | N | Solar
Standingfauld Solar Farm | 9.9 | 2022-09-30 | BRACO WEST 2 | N | Solar
Hillhead of Gask Solar and Storage Park | 9.2 | 2023-11-30 | STRICHEN | N | Solar
Hillhead of Gask Solar and Storage Park | 5 | 2023-11-30 | STRICHEN | N | Battery
Luggie's Knowe Phase 2 | 5 | 2025-11-07 | GREMISTA | N | Onshore Wind
Parkhill | 8.8 | 2024-09-30 | ARBROATH | N | Solar
Mid Whitestones Farm PV | 9.9 | 2027-10-31 | STRICHEN | N | Solar
Mains of Cairnbroggie | 8.6 | 2025-01-01 | KINTORE | N | Onshore Wind
Don and low | 5.8 | 2026-10-31 | LUNANHEAD | N | Solar
Ardtrostan Hydro | 0.1 | 2024-11-30 | KILLIN | N | Run-of-river Hydro
North Hoo Wind Phase 2 | 2.3 | 2025-11-07 | GREMISTA | N | Onshore Wind
BINN FARM WASTE TO ENERGY FACILITY | 7.8 | 2028-10-31 | ABERNETHY | N | Other
Lunar Freezing & Cold Storage Co LTD | 0.45 | 2025-10-31 | STRICHEN | N | Solar
Lunar Freezing & Cold Storage Co LTD | 0.2 | 2025-10-31 | FRASERBURGH | N | Solar
Lunar Freezing & Cold Storage Co LTD | 0.3 | 2025-10-31 | FRASERBURGH | N | Solar
Hareness Road (Aberdeen NESS) | 8 | 2026-07-31 | REDMOSS | N | Solar
Land at Argour Estate Hydro | 1.5 | 2024-11-30 | FORT WILLIAM | N | Run-of-river Hydro
Craigshaw Drive EV and BESS | 5.8 | 2025-02-06 | REDMOSS | N | Battery
Strichen Solar Farm | 5 | 2027-10-31 | STRICHEN | N | Solar
Lunar Freezing & Cold Storage Co LTD | 0.5 | 2025-10-31 | STRICHEN | N | Solar
Drumbernot Farm | 0.8 | 2027-10-31 | BRIDGE OF DUN | N | Onshore Wind
Findony Farm | 2.3 | 2025-10-31 | BRACO WEST | N | Onshore Wind
Findony Farm | 2.1 | 2025-10-31 | BRACO WEST | N | Solar
Findony Farm | 0.2 | 2025-10-31 | BRACO WEST | N | Battery
Patrickston Farm Solar and Battery | 15.9 | 2025-06-30 | BRACO WEST | N | Solar
Patrickston Farm Solar and Battery | 6 | 2025-06-30 | BRACO WEST | N | Battery
INVERNESS TORVEAN BATTERY ENERGY STORAGE | 9.9 | 2027-05-31 | INNVERNESS | N | Battery
INVERNESS LONGMAN SOLAR/WIND & HYDROGEN GENERATING STATION | 9.9 | 2027-10-31 | INNVERNESS | N | Solar
GAINEAMHACH HYDRO (FKA THREE LOCHS HYDRO) | 4 | 2024-06-30 | GRUDIE BRIDGE | N | Run-of-river Hydro
Craignathro Farm | 5.6 | 2025-10-31 | LUNANHEAD | N | Solar
Glenkiln Solar Farm | 4 | 2034-10-31 | CARRADALE 3 | N | Solar
Lytchett Solar Farm PV and Battery | 12 | 2026-12-31 | MANNINGTON | N | Battery
Lytchett Solar Farm PV and Battery | 12 | 2026-12-31 | MANNINGTON | N | Solar
BICESTER - PV | 44 | 2025-11-30 | EAST CLAYDON | N | Solar
Noke Solar Farm | 19 | 2021-04-30 | COWLEY | N | Solar
Welsh Way | 11 | 2026-09-30 | MINETY | N | Solar
Leigh Delamere Solar Farm | 40 | 2025-03-31 | MELKSHAM | N | Solar
Portland Island Energy | 15.2 | 2026-06-30 | CHICKERELL | N | Other
BALE SOLAR FARM | 20.4 | 2036-12-06 | MANNINGTON | N | Solar
BURCOT FARM | 49.9 | 2025-01-31 | COWLEY | N | Solar
BURCOT FARM | 49.9 | 2025-01-31 | COWLEY | N | Battery
HERMITAGE PARK | 20 | 2026-10-31 | LOVEDEAN | N | Unabated Gas
Red Barn Solar Farm | 40 | 2025-03-31 | MELKSHAM | N | Solar
Purton Solar Farm | 21.1 | 2026-07-29 | MINETY | N | Solar
WESTLANDS LANE | 99.9 | 2030-10-31 | MELKSHAM | N | Battery
Knightsbridge Farm | 40 | 2027-10-30 | COWLEY | N | Battery
ADAMS HILL FARM 12MW PV | 12 | 2027-10-29 | MELKSHAM | N | Solar
Withybed Solar Farm (Barnfields) | 15 | 2024-11-17 | FAWLEY | N | Solar
Park Farm Solar & Battery | 20 | 2025-10-31 | MANNINGTON | N | Solar
Park Farm Solar & Battery | 20 | 2025-10-31 | MANNINGTON | N | Battery
The Common - Battery (Malmesbury BESS) | 49.9 | 2022-03-31 | MINETY | N | Battery
Cruxton Farm PV | 10 | 2026-12-31 | CHICKERELL | N | Solar
Tilbury Farm | 49.9 | 2024-02-28 | COWLEY | N | Solar
Sandridge BESS Project | 49.9 | 2025-10-31 | MELKSHAM | N | Battery
HARDY SOLAR FARM | 32 | 2026-04-14 | MANNINGTON | N | Solar
Monkley Lane (Trowbridge) | 49.9 | 2027-10-29 | MELKSHAM | N | Solar
Monkley Lane (Trowbridge) | 49.9 | 2027-10-29 | MELKSHAM | N | Battery
Lytchett Solar Farm PV and Battery | 32 | 2023-01-31 | FLEET | N | Solar
Lewknor Solar Farm | 50 | 2028-06-23 | COWLEY | N | Solar
Dogdean Solar Farm | 10 | 2036-12-31 | MANNINGTON | N | Solar
Dogdean Solar Farm | 10 | 2037-12-31 | MANNINGTON | N | Solar
Lytchett Solar Farm PV and Battery | 32 | 2036-12-06 | MANNINGTON | N | Battery
Wherwell Solar Farm | 38 | 2024-03-31 | NURSLING | N | Solar
Parley Court Farm | 40 | 2036-12-06 | MANNINGTON | N | Solar
Wisborough Solar Farm | 21.07 | 2037-10-31 | FLEET | N | Solar
Northacre Renewable Energy | 26.5 | 2026-10-23 | MELKSHAM | N | Other
Gerard Hall Battery Site | 52.6 | 2023-04-30 | NURSLING | N | Battery
Monk Sherborne Solar | 28 | 2028-10-31 | BRAMLEY | N | Solar
Tar Farm Cottage | 33.6 | 2028-06-23 | COWLEY | N | Solar
Grange Farm | 24 | 2025-07-31 | COWLEY | N | Solar
North Baddesley BESS | 57 | 2036-12-31 | NURSLING | N | Battery
Botley 2 | 15 | 2026-11-20 | BOTLEY WOOD | N | Battery
Holt Lane Solar Park | 22 | 2037-10-31 | FLEET | N | Solar
Boscombe Down Solar Farm | 40 | 2037-10-31 | BRAMLEY | N | Solar
Boscombe Down Solar Farm | 10 | 2037-10-31 | BRAMLEY | N | Battery
Kiln Fields | 15 | 2028-10-31 | BRAMLEY | N | Solar
FERRY FARM 3 NORTH | 11.5 | 2037-10-30 | LOVEDEAN | N | Solar
Eco Parley | 8 | 2024-10-31 | MANNINGTON | N | Other
Heathrow BESS | 81 | 2037-12-30 | LALEHAM | N | Battery
DRAYTON | 49.9 | 2028-06-23 | COWLEY | N | Solar
DRAYTON | 19 | 2028-06-23 | COWLEY | N | Battery
Stonehill Battery Storage | 50 | 2037-06-22 | MINETY | N | Battery
Fareham 3 Solar | 24 | 2037-10-30 | LOVEDEAN | N | Solar
Englefield Estate Solar Farm | 74.9 | 2028-10-31 | BRAMLEY | N | Solar
Briddlesford Lodge | 18 | 2027-05-01 | FAWLEY | N | Solar
Briddlesford Lodge | 28.5 | 2027-05-01 | FAWLEY | N | Battery
WICKHAM PV GENERATING STATION | 49.9 | 2037-11-15 | BOTLEY WOOD | N | Solar
Long Lane BESS | 50 | 2037-12-30 | LALEHAM | N | Battery
Ganbrook Solar Farm | 14 | 2037-11-15 | MELKSHAM | N | Solar
Ganbrook Solar Farm | 21.95 | 2037-11-15 | MELKSHAM | N | Battery
Highworth Solar Farm | 39.6 | 2037-06-22 | MINETY | N | Solar
Highworth Solar Farm | 21.9 | 2037-06-22 | MINETY | N | Battery
Motcombe Solar | 12 | 2036-12-06 | MANNINGTON | N | Solar
EUX679 UPPER FARRINGDON SOLAR | 52.8 | 2037-10-31 | FLEET | N | Solar
South Bockhampton Solar Farm | 48 | 2036-12-06 | MANNINGTON | N | Solar
Bournemouth001 | 49.4 | 2036-12-06 | MANNINGTON | N | Solar
Bournemouth001 | 49.4 | 2036-12-06 | MANNINGTON | N | Battery
MANOR FARM PV EXTENSION | 3.5 | 2037-10-30 | LOVEDEAN | N | Solar
Land At Truncheaunts Farm (Alton) | 49.9 | 2037-10-31 | FLEET | N | Solar
Barkham Farm | 20 | 2037-10-31 | FLEET | N | SOLAR
FIELD SITE | 20 | 2024-04-30 | BRAMLEY | N | Battery
Upton Lane Battery | 50 | 2031-10-31 | NURSLING | N | Battery
Rowe Hill Farm | 100 | 2026-12-01 | COWLEY | N | Other
Potterne Solar Project | 49.9 | 2037-11-15 | MELKSHAM | N | Solar
Berry Court Energy Storage | 42 | 2037-10-31 | BRAMLEY | N | Battery
Forest Gate Solar Farm | 6 | 2025-11-30 | MELKSHAM | N | Battery
Leigh Delamere Solar Farm | 6 | 2025-11-30 | MELKSHAM | N | Battery
Red Barn Solar Farm | 6 | 2025-11-30 | MELKSHAM | N | Battery
Blounts Court Farm | 21 | 2037-11-15 | MELKSHAM | N | Solar
TITCHFIELD LANE | 79.2 | 2037-11-15 | BOTLEY WOOD | N | Battery
Harefield Solar | 30 | 2037-10-30 | IVER 132KV | N | Solar
Bedhampton BESS | 57 | 2037-10-30 | LOVEDEAN | N | Battery
AVON TYRRELL SOLAR FARM | 40 | 2036-12-06 | MANNINGTON | N | Solar
Lains Farm | 18 | 2027-10-31 | MELKSHAM | N | Solar
Mount Pleasant Solar Energy Hub | 35 | 2037-06-22 | MINETY | N | Solar
Frome Power | 35.1 | 2037-11-15 | MELKSHAM | N | Battery
HALFWAY HOUSE BESS | 99.9 | 2037-11-15 | MELKSHAM | N | Battery
Bath Road BESS | 99.9 | 2036-12-06 | MANNINGTON | N | Battery
Duns Tew Solar PV | 6 | 2025-12-30 | COWLEY | N | Solar
South Park | 14.3 | 2027-10-29 | MELKSHAM | N | Solar
South Park | 14.3 | 2027-10-29 | MELKSHAM | N | Battery
Charlton Park Solar | 31.58 | 2028-10-31 | MINETY | N | Solar
SW Mannington Ltd | 5 | 2028-10-31 | MINETY | N | Battery
Stonehill Battery Storage | 49.9 | 2028-10-31 | MINETY | N | Battery
Kimpton Down | 13.2 | 2025-11-30 | BRAMLEY | N | Battery
Kimpton Down | 45 | 2025-11-30 | BRAMLEY | N | Solar
James Solar Farm | 12.5 | 2037-10-31 | BRAMLEY | N | Solar
Titchfield Lane BESS | 50 | 2036-12-06 | BOTLEY WOOD | N | Battery
Nursling2 50MW BESS | 50 | 2037-10-31 | NURSLING | N | Battery
Eastbridge Solar | 49.9 | 2037-10-31 | FLEET | N | Battery
Eastbridge Solar | 9.9 | 2037-10-31 | FLEET | N | Solar
Noventum Power | 10 | 2037-11-15 | MELKSHAM | N | Solar
GLEBE FARM | 10 | 2036-12-06 | BOTLEY WOOD | N | Solar
GLEBE FARM | 10 | 2036-12-06 | BOTLEY WOOD | N | Battery
Cherry Lane | 99 | 2038-10-31 | AMERSHAM | N | Battery
Leigh Delamere Solar Farm | 40 | 2037-11-15 | MELKSHAM | N | Battery
Farnham 99.9MW BESS | 99.9 | 2037-10-31 | FLEET | N | Battery
UK004-S Kemble | 49.9 | 2025-10-22 | MINETY | N | Solar
UK118-S Furzen Leaze | 25 | 2026-11-30 | MINETY | N | Solar
Forest Gate Solar Farm | 34 | 2037-11-15 | MELKSHAM | N | Battery
Aldermaston Road (Horton Solar) | 10.5 | 2037-10-31 | BRAMLEY | N | Battery
Aldermaston Road (Horton Solar) | 31.6 | 2037-10-31 | BRAMLEY | N | Solar
ST GEORGES CROSS | 60 | 2037-11-15 | MELKSHAM | N | Battery
Silverlake | 49.9 | 2038-06-23 | AXMINSTER | N | Solar
Silverlake | 49.9 | 2038-06-23 | AXMINSTER | N | Battery
Withy Place | 50 | 2037-10-31 | BRAMLEY | N | Battery
MANOR FARM PV | 17.5 | 2025-03-21 | LOVEDEAN | N | Solar
Bilsham Power Generation Plant | 7.2 | 2025-07-20 | LOVEDEAN | N | Unabated Gas
Hoopers Pool Solar Farm | 30 | 2037-11-15 | MELKSHAM | N | Solar
Hoopers Pool Solar Farm | 30 | 2037-11-15 | MELKSHAM | N | Battery
MUNDHAM SOLAR FARM | 32 | 2037-10-31 | LOVEDEAN | N | Solar
LAND TO THE WEST OF BEANACRE | 80 | 2037-11-15 | MELKSHAM | N | Battery
Tar Farm Cottage | 35.2 | 2038-11-01 | COWLEY | N | Battery
Queenlanes Farm BESS | 67.9 | 2037-06-22 | MINETY | N | Battery
Harlesford Solar Farm | 20 | 2026-06-30 | COWLEY | N | Solar
Bransbury Lane Solar | 7.2 | 2037-12-31 | MELKSHAM | N | Solar
BISHOPSTOKE POWER GENERATION PLANT | 7.2 | 2025-08-30 | NURSLING | N | Unabated Gas
Haseley Solar Farm | 70 | 2024-10-31 | COWLEY | N | Solar
Land at Windmill Farm | 13 | 2037-06-22 | MINETY | N | Solar
Granborough | 99.9 | 2037-10-31 | EAST CLAYDON | N | Battery
Matrons College Farm | 49.9 | 2036-12-06 | MANNINGTON | N | Solar
Land At Pinstone Farm | 72 | 2037-10-30 | IVER 132KV | N | Battery
GF OXFORD ENERGY LTD | 114.4 | 2038-11-01 | COWLEY | N | Battery
Copse Close Solar Farm | 20 | 2027-10-06 | FLEET | N | Battery
Copse Close Solar Farm | 44 | 2027-10-06 | FLEET | N | Solar
Fareham 4 BESS | 49.9 | 2037-10-30 | LOVEDEAN | N | Battery
Cowley BESS | 118.8 | 2038-11-01 | COWLEY | N | Battery
Ounces Barn BESS | 74.8 | 2037-10-30 | LOVEDEAN | N | Battery
Weymouth Battery | 56 | 2037-06-03 | CHICKERELL | N | Battery
ERSKINE ENERGY STORAGE | 32 | 2024-10-16 | Erskine | N | Battery
DRUMCROSS BESS | 36.7 | 2024-12-31 | Drumcross | N | Battery
HEIGHTS WIND FARM | 9.8 | 2026-09-30 | Bathgate | N | Onshore Wind
SOUTHRIGG FARM | 8.4 | 2025-10-31 | Bathgate | N | Onshore Wind
WESTFIELD SOLAR | 29.9 | 2025-12-01 | Westfield | N | Solar
BANKEND RIG WINDFARM EXTENSION | 6.9 | 2027-10-31 | Kilmarnock South | N | Onshore Wind
LOCHFAULDS SOLAR PARK | 18.4 | 2025-06-30 | Killermont | N | Solar
BERRY BPI WINDFARM | 12.6 | 2028-08-21 | Saltcoats A | N | Onshore Wind
BROWNHILL FARM | 8.5 | 2024-12-31 | Newarthill | N | Onshore Wind
MOUNT FARM | 2.5 | 2026-10-31 | Coylton | N | Onshore Wind
WOOLFORDS WIND FARM | 19.8 | 2031-08-29 | Bathgate | N | Onshore Wind
SHEWALTON ROAD SOLAR FARM | 5 | 2024-10-25 | Kilmarnock South | N | Solar
CARRON VALLEY | 29.9 | 2029-04-30 | Stirling | N | Onshore Wind
ARDOCH FARM BATTERY STORAGE | 27 | 2026-04-30 | Kilwinning | N | Battery
PEARIE LAW II | 20.7 | 2031-09-30 | Drumcross | N | Onshore Wind
HARTWOOD WINDFARM | 20.5 | 2026-03-31 | Newarthill | N | Onshore Wind
DEWSHILL FARM | 10.6 | 2026-04-30 | Newarthill | N | Onshore Wind
OLDHALL ERF (DOVERYARD ENERGY CENTRE) | 25 | 2025-05-19 | Kilmarnock Town | N | Low Carbon Dispatchable Power
OVER RANKEILOUR FARM | 29.9 | 2026-10-31 | Cupar | N | Solar
BLACK SHED GAS GENERATION | 20.7 | 2024-01-01 | Inverkeithing | N | Unabated Gas
CHALLOCH SOLAR FARM | 16 | 2028-08-01 | Newton Stewart | N | Solar
CHALLOCH SOLAR FARM | 6 | 2028-08-01 | Newton Stewart | N | Battery
ENERGY PARK FIFE | 14 | 2025-12-31 | Leven | N | Onshore Wind
ENERGY PARK FIFE | 20 | 2028-10-31 | Leven | N | Onshore Wind
ENERGY PARK FIFE | 20 | 2032-10-31 | Leven | N | Onshore Wind
LARBRAX WIND FARM | 20 | 2031-09-30 | Glenluce | N | Onshore Wind
ANNAN ROAD BESS | 26.4 | 2028-04-28 | Dumfries | N | Battery
GILLIESFAULDS BESS | 12.5 | 2031-10-31 | Cupar | N | Battery
KILBIRNIE (BRIDGEND WIND) | 2.5 | 2025-02-28 | Johnstone | N | Onshore Wind
DUNFERMLINE SOLAR | 28.56 | 2023-12-31 | Dunfermline | N | Solar
DUNFERMLINE SOLAR | 33.6 | 2023-12-31 | Dunfermline | N | Battery
WOODEND WIND FARM | 22 | 2031-10-31 | Drumcross | N | Onshore Wind
LANGLANDS GATE BESS | 16.5 | 2027-08-31 | East Kilbride South | N | Battery
KNOCKNAIR ENERGY PARK (ARDGOWAN ESTATE) | 23.8 | 2031-10-31 | Devol Moor | N | Solar
KNOCKNAIR ENERGY PARK (ARDGOWAN ESTATE) | 20 | 2031-10-31 | Devol Moor | N | Battery
LEVEN BESS | 23.7 | 2032-10-31 | Leven | N | Battery
DEPOT WIND FARM | 20 | 2028-04-28 | Newarthill | N | Onshore Wind
BRAE WIND FARM | 19.8 | 2032-08-30 | Linmill | N | Onshore Wind
BRAE WIND FARM | 5 | 2032-08-30 | Linmill | N | Battery
HARPERDEAN FARM BATTERY STORAGE SYSTEM | 15 | 2029-09-01 | Cockenzie | N | Battery
DUNWAN DAM WIND FARM | 24.8 | 2033-10-31 | Giffnock | N | Onshore Wind
AGS BONNYTON SOLAR & BESS | 19.8 | 2033-10-31 | Giffnock | N | Solar
AGS BONNYTON SOLAR & BESS | 7 | 2033-10-31 | Giffnock | N | Battery
WINDSHEIL WIND FARM | 19.2 | 2030-09-30 | Eccles | N | Onshore Wind
LANGLANDS GATE BESS PHASE 2 | 14 | 2033-10-31 | East Kilbride South | N | Battery
STIRCHES SOLAR PV | 30 | 2027-10-18 | Hawick | N | Solar
STIRCHES SOLAR PV | 30 | 2027-10-18 | Hawick | N | Battery
STIRCHES SOLAR PV | 30 | 2028-04-28 | Hawick | N | Solar
STIRCHES SOLAR PV | 30 | 2028-04-28 | Hawick | N | Battery
STIRCHES SOLAR PV | 30 | 2028-09-29 | Hawick | N | Solar
STIRCHES SOLAR PV | 30 | 2028-09-29 | Hawick | N | Battery
CARNBROE EFW | 32.1 | 2024-07-31 | Coatbridge | N | Low Carbon Dispatchable Power
HARELAW WIND TURBINE SITE | 0.9 | 2028-06-30 | Crookston B | N | Onshore Wind
BURNBANK BESS | 30.8 | 2025-10-31 | Coatbridge | N | Battery
KNOCKSHINNOCH ENERGY PARK | 8 | 2037-10-30 | Coylton | N | Onshore Wind
GARVILAND WIND FARM | 24 | 2032-10-30 | Ladyburn | N | Onshore Wind
STRATHRUDDIE SOLAR FARM | 22 | 2026-10-31 | Westfield | N | Solar
STRATHRUDDIE SOLAR FARM | 22 | 2026-10-31 | Westfield | N | Battery
HOPETOUN NEWTON SOLAR FARM (AITHRIE) | 29.9 | 2024-10-29 | Broxburn | N | Solar
HOPETOUN NEWTON SOLAR FARM (AITHRIE) | 20 | 2024-10-29 | Broxburn | N | Battery
HOPETOUN TRINLAYMIRE SOLAR FARM | 29.9 | 2024-10-29 | Broxburn | N | Solar
KELVIN MEADOWS SOLAR & BESS | 7.5 | 2029-04-30 | Easterhouse | N | Solar
KELVIN MEADOWS SOLAR & BESS | 1.3 | 2029-04-30 | Easterhouse | N | Battery
MONASHEE WIND FARM | 24 | 2026-10-01 | Berwick | N | Onshore Wind
MOORSHIELD WIND FARM | 18 | 2026-10-31 | Giffnock | N | Onshore Wind
ABERDOUR (BILLSBRAE) | 25 | 2026-06-30 | Inverkeithing | N | Solar
MCQUITTISON FARM BESS | 29.9 | 2026-05-29 | Coylton | N | Battery
ARRAN VIEW BATTERY FACILITY | 20 | 2026-09-30 | Kilwinning | N | Battery
SELMS MUIR SOLAR & BESS FACILITY | 6 | 2027-06-29 | Livingston | N | Solar
SELMS MUIR SOLAR & BESS FACILITY | 18 | 2027-06-29 | Livingston | N | Battery
Noventum Power | 10 | 2037-10-30 | Rainhill | N | Solar
Glyn Rhonwy | 99.9 | 2025-09-30 | Pentir | N | LDES
Alwen Forest Wind Farm | 32.5 | 2025-09-30 | St. Asaph | N | Onshore Wind
Lostock Sustainable Energy Plant | 89 | 2022-10-31 | Carrington | N | Other
Bretton Hall PV and Battery 1 | 30 | 2037-10-30 | Capenhurst | N | Solar
Bretton Hall PV and Battery 1 | 5.2 | 2037-10-30 | Capenhurst | N | Battery
Chads Farm Solar & Storage | 15.9 | 2024-12-31 | Cellarhead | N | Solar
Carno III Wind Farm Development | 45 | 2024-06-01 | Legacy | N | Onshore Wind
Project Iddenshall | 14.2 | 2023-12-31 | Capenhurst | N | Solar
Bellevue Lane Battery Energy Storage | 40 | 2037-11-01 | Capenhurst | N | Battery
Hebden Green Solar farm | 15 | 2024-12-31 | Carrington | N | Solar
Former St Michael's Golf Course Ditton Road Widnes | 2 | 2023-08-31 | Rainhill | N | Battery
Former St Michael's Golf Course Ditton Road Widnes | 4.1 | 2023-08-31 | Rainhill | N | Solar
UK055-B Capenhurst | 99 | 2037-11-01 | Capenhurst | N | Battery
Aston Grange | 24.2 | 2037-11-30 | Frodsham | N | Solar
Aston Grange | 6.6 | 2037-11-30 | Frodsham | N | Battery
Sealand Manor Energy Centre Limited | 89 | 2037-10-30 | Capenhurst | N | Solar
Sealand Manor Energy Centre Limited | 40 | 2037-10-30 | Capenhurst | N | Battery
Sandy Brow Lane | 82.8 | 2024-01-10 | Kirkby | N | Battery
DRAGONS LANE BATTERY STORAGE LIMITED | 12 | 2025-10-20 | Carrington | N | Battery
North Road Gas Generation | 22.5 | 2037-10-30 | Capenhurst | N | Unabated Gas
Legacy Farm Solar and Battery | 99.9 | 2037-11-30 | Legacy | N | Solar
Legacy Farm Solar and Battery | 99.9 | 2037-11-30 | Legacy | N | Battery
Dingesmere Solar Farm (Birkenhead) | 20 | 2037-10-30 | Birkenhead | N | Solar
Dingesmere Solar Farm (Birkenhead) | 20 | 2037-10-30 | Birkenhead | N | Battery
Moss Farm | 16 | 2037-10-30 | Kirkby | N | Solar
Hawthorne Road BESS | 22.2 | 2023-12-31 | Lister Drive | N | Battery
Speke Hall BESS | 23.7 | 2037-10-30 | Lister Drive | N | Battery
Hob Lane Solar Farm | 30 | 2037-10-30 | Ince | N | Solar
Chadwick Road | 20 | 2037-10-30 | Frodsham | N | Battery
New Cut lane Farm | 20 | 2037-10-30 | Kirkby | N | Solar
Badgers Energy Park | 66 | 2037-10-30 | Cheshire E | N | Solar
Oakenholt | 99.4 | 2037-10-30 | Connah's Quay | N | Battery
Fowl Farm Solar | 20 | 2037-10-30 | Carrington | N | Solar
Lon Pin Solar PV | 5 | 2025-12-31 | Trawsfynydd | N | Solar
Pant Y Maen wind farm development | 20.2 | 2026-09-26 | Connah's Quay | N | Onshore Wind
FWS Tyddyn Forgan | 105.6 | 2037-10-30 | Pentir | N | Battery
Williams Farm Extension (AKA Cefn Park Solar) | 11 | 2025-09-29 | Legacy | N | Solar
Rose Cottage Solar Farm | 20 | 2037-10-30 | Birkenhead | N | Solar
Deeside SPV | 5 | 2037-10-30 | Connah's Quay | N | Unabated Gas
Land at Oil Sites Road | 0.1 | 2028-10-27 | Ince | N | Low Carbon Dispatchable Power
Land at Oil Sites Road | 24.9 | 2037-10-30 | Ince | N | Low Carbon Dispatchable Power
Pen y Groes Project | 18 | 2037-10-31 | Trawsfynydd | N | Solar
Pen y Groes Project | 16 | 2037-10-31 | Trawsfynydd | N | Onshore Wind
Pen y Groes Project | 6 | 2037-10-31 | Trawsfynydd | N | Battery
Gwytherin Wind Farm | 24 | 2037-10-30 | Connah's Quay | N | Onshore Wind
Alwen Forest Wind Farm | 26.9 | 2037-10-30 | St. Asaph | N | Onshore Wind
Mynydd Tryfan Wind Farm | 24 | 2037-10-30 | Connah's Quay | N | Onshore Wind
Mynydd Branar Wind Farm | 55.8 | 2037-10-30 | North Wales B | N | Onshore Wind
WIMBOLDSLEY GRANGE | 49.9 | 2037-10-30 | Carrington | N | Solar
WIMBOLDSLEY GRANGE | 49.9 | 2037-10-30 | Carrington | N | Battery
Llanfihangel yn Nhowyn | 28.5 | 2026-11-10 | Wylfa | N | Solar
Hatherton Lodge Farm | 12 | 2037-10-30 | Cellarhead | N | Solar
Rhydd Ddu (Mynydd Lluest y Graig) Wind farm | 133 | 2015-10-31 | Mid Wales hub | N | Onshore Wind
Osgodby Grange Farm | 41 | 2029-10-01 | Drax | N | Solar
Whelley Hill Charging Site | 6 | 2027-12-30 | Hartmoor | N | Battery
Whelley Hill Charging Site | 6 | 2027-12-30 | Hartmoor | N | Solar
Low Farm Wakefield | 81.2 | 2026-09-30 | Skelton Grange | N | Solar
Mill Hill Gas | 35 | 2027-06-30 | Hawthorn Pit | N | Low Carbon Dispatchable Power
Addison Road Hybrid Solar PV &BESS | 27.2 | 2031-09-30 | Spennymoor | N | Battery
Addison Road Hybrid Solar PV &BESS | 27.2 | 2031-09-30 | Spennymoor | N | Solar
Scawby Brook Energy | 50 | 2034-10-31 | Keadby | N | Solar
Scawby Brook Energy | 30 | 2034-10-31 | Keadby | N | Battery
Redcote Lane | 60 | 2027-06-30 | Kirkstall B | N | Battery
Mauxhall Farm | 30.7 | 2026-03-30 | Grimsby West | N | Battery
Tees Valley Energy Recovery | 49.9 | 2031-10-31 | Norton | N | Low Carbon Dispatchable Power
Wakefield B BESS | 124.2 | 2035-10-24 | Skelton Grange | N | Battery
Knapton Hybrid BESS | 44 | 2025-12-31 | Osbaldwick | N | Battery
Holmside Hall PV | 27 | 2031-09-30 | Spennymoor | N | Solar
Hett Moor Farm Solar PV | 46.6 | 2031-09-30 | Spennymoor | N | Solar
Hopewell House Hybrid Solar/BESS | 30 | 2027-07-09 | Knaresborough | N | Battery
Hopewell House Hybrid Solar/BESS | 65.6 | 2027-07-09 | Knaresborough | N | Solar
Common Solar Farm | 49.9 | 2026-06-30 | Thurcroft | N | Solar
Woodhouse Solar Farm | 42.8 | 2033-05-31 | Creyke Beck | N | Solar
Hunshelf BESS | 30.8 | 2033-10-31 | West Melton | N | Battery
Norton Back Lane | 39.7 | 2031-10-31 | Norton | N | Battery
Norton Back Lane | 50.2 | 2031-10-31 | Norton | N | Solar
Dewley Hill SPV | 20.9 | 2035-10-30 | Stella North | N | Solar
Humberston BESS | 62.1 | 2035-10-30 | Grimsby West | N | Battery
Lemington BESS | 49.9 | 2035-10-30 | Stella North | N | Battery
Brocklesby | 30 | 2035-10-30 | Grimsby West | N | Battery
Brocklesby | 50 | 2035-10-30 | Grimsby West | N | Solar
Gateshead Electric Forecourt | 6 | 2027-12-30 | West Boldon | N | Battery
Barlow Solar | 49.9 | 2035-10-30 | Trent Valley North Connection Node B | N | Solar
Osgodby Solar Farm | 41 | 2035-10-30 | Trent Valley North Connection Node B | N | Solar
Holmfield Lane | 62.1 | 2035-10-26 | Ferrybridge B | N | Battery
Ledston BESS | 31 | 2035-10-26 | Ferrybridge A | N | Battery
Broadway House Farm PV | 51 | 2031-10-30 | Blyth 66kV | N | Solar
Model Farm Solar | 40 | 2033-05-31 | Creyke Beck | N | Solar
Elsecar Road BESS | 26 | 2035-10-31 | West Melton | N | Battery
Great Field lane (Marfleet) | 20 | 2027-03-30 | Saltend North | N | Battery
Lowfields Way | 115 | 2029-10-30 | Elland | N | Battery
Lissett Lane | 23 | 2033-05-31 | Creyke Beck | N | Solar
Wormald Green 43MW Solar PV & 31.5MW BESS | 53.8 | 2027-07-09 | Knaresborough | N | Solar
Backworth 28MW Solar PV | 28.1 | 2036-10-31 | Blyth 66kV | N | Solar
Maltby BESS | 30 | 2034-10-31 | Thurcroft | N | Battery
Hayton House Farm | 49.9 | 2035-10-26 | Ferrybridge B | N | Battery
Hayton House Farm | 49.9 | 2035-10-26 | Ferrybridge B | N | Solar
Fordoles Farm PV | 35 | 2034-10-31 | Thurcroft | N | Solar
Harbour Farm PV | 50.82 | 2031-12-31 | Saltend North | N | Solar
Thorneholme Energy Park | 25 | 2033-05-31 | Creyke Beck | N | Battery
Thorneholme Energy Park | 39 | 2033-05-31 | Creyke Beck | N | Solar
Flatworth BESS | 54 | 2031-10-31 | Tynemouth | N | Battery
Keadby BESS | 117.3 | 2034-10-31 | Keadby | N | Battery
Sleekburn BESS | 30 | 2036-10-31 | Blyth 66kV | N | Battery
Chuch Farm Solar Energy Centre | 49.9 | 2033-05-31 | Creyke Beck | N | Battery
Chuch Farm Solar Energy Centre | 49.9 | 2033-05-31 | Creyke Beck | N | Solar
Carr House Hybrid SPV and BESS | 30.8 | 2033-08-30 | Osbaldwick | N | Battery
Carr House Hybrid SPV and BESS | 40.5 | 2033-08-30 | Osbaldwick | N | Solar
Harehill Farm Hybrid | 10.4 | 2033-10-28 | Hartmoor | N | Battery
Harehill Farm Hybrid | 41.4 | 2033-10-28 | Hartmoor | N | Solar
Sikbereen Solar Farm | 120 | 2031-08-30 | Spennymoor | N | Solar
East Cowton | 20 | 2033-10-31 | Norton | N | Solar
Highfield Lodge (Whittonstall) SPV & BESS | 12.5 | 2035-10-30 | Stella South | N | Battery
Highfield Lodge (Whittonstall) SPV & BESS | 44.7 | 2035-10-30 | Stella South | N | Solar
Venus Park BESS | 37.5 | 2031-10-31 | Tynemouth | N | Battery
Humberfield Recycling Centre BESS | 31.2 | 2033-05-31 | Creyke Beck | N | Battery
Usworth House PV | 27.4 | 2033-10-28 | West Boldon | N | Solar
High Hedley Hope 40MW Wind Farm | 40 | 2033-10-31 | Spennymoor | N | Onshore Wind
Beelsby Hall Farm | 11 | 2035-10-30 | Grimsby West | N | Battery
Beelsby Hall Farm | 38.7 | 2035-10-30 | Grimsby West | N | Solar
High Hedley Hope 25.2MW Wind Farm | 25.2 | 2033-10-31 | Spennymoor | N | Onshore Wind
Ludborough Solar Farm | 98 | 2034-10-31 | Keadby | N | Solar
David Anderson | 26.4 | 2033-10-31 | Norton | N | Solar
Darnell Road BESS | 40 | 2033-10-31 | West Melton | N | Battery
New Farm Estate | 32.6 | 2035-10-31 | Poppleton | N | Solar
Greenfield Produce BESS | 50 | 2035-10-24 | Skelton Grange | N | Battery
Gelderd Road BESS | 30 | 2035-10-30 | Kirkstall B | N | Battery
Newburn Bridge BESS | 80 | 2035-10-30 | Stella South | N | Battery
Seaham Grange PV | 34 | 2026-12-30 | Hawthorn Pit | N | Solar
Church Lane | 6 | 2035-10-26 | Ferrybridge A | N | Solar
Preston Farm BESS | 62.1 | 2033-10-31 | Norton | N | Battery
Petre Street BESS | 40 | 2034-10-30 | Pitsmoor | N | Battery
Magdalene Farm Hedon | 20.2 | 2037-10-31 | Saltend North | N | Battery
Magdalene Farm Hedon | 69.9 | 2037-10-31 | Saltend North | N | Solar
Fourstones Hybrid (Solar & BESS) | 32 | 2036-10-31 | Fourstones | N | Battery
Fourstones Hybrid (Solar & BESS) | 32 | 2036-10-31 | Fourstones | N | Solar
Scalm Park | 40 | 2035-10-26 | Ferrybridge B | N | Battery
Scalm Park | 55 | 2035-10-26 | Ferrybridge B | N | Solar
Overton Grange Hybrid | 39.6 | 2035-10-31 | Poppleton | N | Solar
Brafferton Farm | 55 | 2035-10-24 | Knaresborough | N | Solar
Petre Street BESS II | 49.5 | 2034-10-30 | Pitsmoor | N | Battery
Dorehouse Buisness Park | 40 | 2033-10-31 | West Melton | N | Battery
Owlers Farm Solar Farm | 20 | 2035-10-24 | Skelton Grange | N | Solar
Magazine BESS | 80 | 2035-10-30 | Trent Valley North Connection Node B | N | Battery
Ferrybridge BESS | 94.9 | 2035-10-26 | Ferrybridge B | N | Battery
Engine Lane PV | 49.9 | 2034-10-31 | West Melton | N | Solar
Worestt Lane | 50 | 2033-10-28 | Hartmoor | N | Battery
WF4 Manor Farm PV | 30 | 2035-10-26 | Ferrybridge A | N | Solar
Wise Warren Farm | 41.4 | 2035-10-26 | Ferrybridge B | N | Battery
High Spen Solar PV & BESS | 52.8 | 2035-10-30 | Stella South | N | Battery
High Spen Solar PV & BESS | 47.6 | 2035-10-30 | Stella South | N | Solar
Camblesforth BESS Drax Village BESS | 60 | 2033-10-28 | Camblesforth | N | Battery
Mirfield BESS | 40 | 2036-10-30 | Elland | N | Battery
Ashday Hall BESS | 65 | 2035-10-30 | Leeds North Connection Node E | N | Battery
Woolley Solar Park | 29.9 | 2034-10-31 | West Melton | N | Solar
Salton Lane Hybrid | 10 | 2033-08-30 | Osbaldwick | N | Battery
Salton Lane Hybrid | 27.5 | 2033-08-30 | Osbaldwick | N | Solar
MITCHELLS INDUSTRIAL PARK BESS | 26 | 2034-10-31 | West Melton | N | Battery
Marr Hall Farm | 40 | 2035-10-30 | Thorpe Marsh | N | Solar
Clough Road BESS | 85.5 | 2034-10-30 | Creyke Beck | N | Battery
Wrawby Solar Farm | 30 | 2034-10-31 | Trent Valley North Connection Node B | N | Solar
Hastings Hill Farm BESS | 38 | 2033-10-28 | Offerton | N | Battery
Cawood Hybrid | 12 | 2035-10-30 | Ferrybridge B | N | Battery
Cawood Hybrid | 52 | 2035-10-30 | Ferrybridge B | N | Solar
Peat Dyke Farm BESS | 100 | 2035-10-30 | Leeds North Connection Node D | N | Battery
NEL Scott Belasis Avenue | 75 | 2033-10-30 | Saltholme | N | Battery
Newburn Haugh BESS | 49.9 | 2035-10-30 | Stella North | N | Battery
Hartmoor 2 Gas | 49.5 | 2033-10-28 | Hartmoor | N | Unabated Gas
Hylton Plantation | 20 | 2033-10-28 | West Boldon | N | Solar
Hut Green | 4.8 | 2027-03-30 | Ferrybridge A | N | Battery
Hut Green | 15 | 2027-03-30 | Ferrybridge A | N | Unabated Gas
Harperley Lane Solar & BESS | 43 | 2035-10-30 | Stella South | N | Battery
Harperley Lane Solar & BESS | 49.9 | 2035-10-30 | Stella South | N | Solar
Oak Energy Park | 100 | 2035-10-30 | Trent Valley North Connection Node B | N | Battery
Village Farm Solar | 30 | 2039-10-30 | Knaresborough | N | Solar
West Moor Farm | 10 | 2035-10-30 | Hawthorn Pit | N | Battery
West Moor Farm | 18.8 | 2035-10-30 | Hawthorn Pit | N | Solar
Turnstall Solar Farm | 22 | 2039-07-30 | Norton | N | Solar
Salters Lane Solar Farm | 18 | 2035-10-30 | Hawthorn Pit | N | Battery
Salters Lane Solar Farm | 42 | 2035-10-30 | Hawthorn Pit | N | Solar
Blucher Solar | 31.4 | 2035-10-30 | Stella North | N | Solar
Station Road BESS | 50 | 2035-10-30 | Leeds North Connection Node D | N | Battery
NEL Green BESS | 102 | 2034-10-30 | Leeds South Connection Node B | N | Battery
Daisy Hill Farm | 35 | 2035-10-30 | North Humber Connection Node B | N | Solar
Solar Farm at Land at Menston | 48 | 2035-10-30 | Leeds North Connection Node D | N | Solar
Fylands Bridge BESS | 20.7 | 2035-10-29 | Spennymoor | N | Battery
North Dean BESS | 25 | 2035-10-30 | Leeds North Connection Node E | N | Battery
Old Allen Road BESS | 104.4 | 2035-10-30 | Leeds North Connection Node D | N | Battery
Greenacres Garth BESS | 40 | 2035-10-30 | Trent Valley North Connection Node B | N | Battery
Little Fenton Solar | 5 | 2035-10-30 | Leeds North Connection Node C | N | Battery
Little Fenton Solar | 13.2 | 2035-10-30 | Leeds North Connection Node C | N | Solar
Land lying on the Northwest of | 49.9 | 2035-10-24 | Skelton Grange | N | Battery
Dyche Lane BESS | 45.5 | 2034-10-30 | Sheffield Connection Node A | N | Battery
Institute Street | 20 | 2035-10-30 | Spennymoor | N | Battery
Institute Street | 20 | 2035-10-30 | Spennymoor | N | Solar
Juniper Farm | 5 | 2035-10-30 | Leeds North Connection Node D | N | Battery
Juniper Farm | 15.4 | 2035-10-30 | Leeds North Connection Node D | N | Solar
GATESHEAD BESS | 105.6 | 2035-10-26 | Stella North | N | Battery
Common Farm Dinnington II * | 49.9 | 2034-10-31 | Thurcroft | N | Battery
Aldbrough Hydrogen Plant | 62 | 2035-10-30 | North Humber Connection Node B | N | Low Carbon Dispatchable Power
Foxcover Road BESS | 30 | 2039-10-30 | Offerton | N | Battery
Hillam Solar Farm | 49.95 | 2035-10-26 | Ferrybridge A | N | Solar
Hawthorn Coke Works | 50 | 2035-10-30 | Hawthorn Pit | N | Battery
Osbaldwick 99.8MW BESS | 105.6 | 2039-10-30 | Osbaldwick | N | Battery
Midland Road BESS | 80 | 2035-10-30 | Leeds North Connection Node D | N | Battery
Broadway House 9.9MW SPV & 49.9MW | 52.8 | 2035-10-30 | Borders Connection Node A | N | Battery
Broadway House 9.9MW SPV & 49.9MW | 9.9 | 2035-10-30 | Borders Connection Node A | N | Solar
Woodland BESS | 101.3 | 2035-10-30 | Hawthorn Pit | N | Battery
Bucks Head Hybrid | 21 | 2039-10-30 | Spennymoor | N | Battery
Bucks Head Hybrid | 41.5 | 2039-10-30 | Spennymoor | N | Solar
Kiddal Lane PV & BESS | 22 | 2035-10-30 | Leeds North Connection Node C | N | Battery
Kiddal Lane PV & BESS | 22 | 2035-10-30 | Leeds North Connection Node C | N | Solar
Port Clarance Hydrogen & Gas | 100 | 2035-10-30 | Wearside Connection Node C | N | Low Carbon Dispatchable Power
Thorney Hall Farm | 25 | 2035-10-30 | Spennymoor | N | Solar
Frickley Lane PV | 25 | 2035-10-26 | Ferrybridge A | N | Solar
Selby Road Hybrid | 15 | 2035-10-30 | Camblesforth | N | Battery
Selby Road Hybrid | 30 | 2035-10-30 | Camblesforth | N | Solar
Maltby Solar | 50 | 2034-10-30 | Leeds South Connection Node B | N | Solar
Wadsworth Farm BESS | 50 | 2035-10-30 | Spennymoor | N | Battery
Rastrick BESS | 99.9 | 2035-10-30 | Leeds North Connection Node E | N | Battery
Lord's Moor Farm 30MW Solar PV | 30 | 2039-07-30 | Norton | N | Solar
Trinity House Solar | 49.9 | 2035-10-30 | North Humber Connection Node B | N | Solar
Pea Farm Off Road Centre | 50 | 2039-10-30 | Borders Connection Node B | N | Battery
Fox Cover PV | 8 | 2039-10-30 | Hawthorn Pit | N | Solar
High Barnes Farm Hybrid | 25 | 2039-10-30 | Wearside Connection Node C | N | Battery
High Barnes Farm Hybrid | 49.9 | 2039-10-30 | Wearside Connection Node C | N | Solar
Tees Valley Additional 5MW | 49.9 | 2039-07-30 | Norton | N | Low Carbon Dispatchable Power
Greenswell Hybrid | 9.9 | 2035-10-30 | Hawthorn Pit | N | Battery
Greenswell Hybrid | 35 | 2035-10-30 | Hawthorn Pit | N | Solar
Echoing Hills Solar | 9.9 | 2035-10-30 | West Melton | N | Battery
Echoing Hills Solar | 49.9 | 2035-10-30 | West Melton | N | Solar
Holywell PV | 49.9 | 2035-10-30 | Tynemouth | N | Battery
Holywell PV | 49.9 | 2035-10-30 | Tynemouth | N | Solar
Poppleton Solar Farm 50MW BESS | 50 | 2039-10-30 | Poppleton | N | Battery
Poppleton Solar Farm 50MW | 49.9 | 2039-10-30 | Poppleton | N | Solar
Hooton Pagnell Hybrid | 30 | 2035-10-30 | Thorpe Marsh | N | Battery
Hooton Pagnell Hybrid | 49.9 | 2035-10-30 | Thorpe Marsh | N | Solar
Thornley BESS | 99.4 | 2039-07-30 | Norton | N | Battery
NEL Cutts BESS | 49.9 | 2035-10-30 | West Melton | N | Battery
Kibblesworth Grange 33MW Solar PV | 41.1 | 2035-10-30 | Borders Connection Node B | N | Solar
Stepping Stone Solar and BESS Hybrid | 9.9 | 2035-10-30 | West Melton | N | Battery
Stepping Stone Solar and BESS Hybrid | 49.9 | 2035-10-30 | West Melton | N | Solar
Little Becks Solar | 99.9 | 2039-10-20 | Grimsby West | N | Solar
Cooklands Farm | 50 | 2035-10-30 | Leeds North Connection Node C | N | Battery
Bradley Renewables PGF | 22 | 2035-10-30 | North Humber Connection Node C | N | Battery
Bradley Renewables PGF | 65 | 2035-10-30 | North Humber Connection Node C | N | Solar
HRS Stather Road | 32 | 2039-10-31 | Trent Valley North Connection Node B | N | Battery
Newburn 90MW BESS | 90 | 2035-10-30 | Borders Connection Node B | N | Battery
NEL Howe BESS | 99.9 | 2034-10-30 | Leeds South Connection Node B | N | Battery
Piper Lane PGF | 15 | 2034-10-30 | Leeds South Connection Node B | N | Battery
Piper Lane PGF | 31.35 | 2034-10-30 | Leeds South Connection Node B | N | Solar
Sedamyl UK CHP | 21.8 | 2035-10-30 | Trent Valley North Connection Node B | N | Low Carbon Dispatchable Power
Low Horton BESS | 44 | 2035-10-30 | Borders Connection Node A | N | Battery
Morrow Edge Farm BESS | 45 | 2035-10-30 | Stella South | N | Battery
Grimsby Solar | 50 | 2026-03-30 | Grimsby West | N | Solar
Fylands Bridge PV | 50 | 2035-10-30 | Spennymoor | N | Solar
Cross Rein Link East Cowton Solar Farm | 28.9 | 2039-07-30 | Norton | N | Solar
Porch House Farm BESS | 99.4 | 2035-10-30 | Spennymoor | N | Battery
Duncombe Road BESS | 30 | 2035-10-30 | Leeds North Connection Node D | N | Battery
Girlington BESS | 12 | 2027-03-30 | Bradford West | N | Battery
Carr Edge Farm BESS | 50 | 2039-10-30 | Fourstones | N | Battery
Carr Edge Farm BESS | 50 | 2039-10-30 | Fourstones | N | Solar
Green Lane BESS | 99.9 | 2034-10-30 | Leeds South Connection Node B | N | Battery
Wilsden 99MW BESS | 105.6 | 2035-10-30 | Leeds North Connection Node D | N | Battery
Birdstall Estate Hybrid | 54 | 2039-07-30 | Osbaldwick | N | Battery
Birdstall Estate Hybrid | 54 | 2039-07-30 | Osbaldwick | N | Solar
AG45 BESS Station Road East BESS | 99 | 2039-10-31 | Camblesforth | N | Battery
Thurcroft Energy Park | 49.9 | 2034-10-30 | Leeds South Connection Node B | N | Battery
Thurcroft Energy Park | 49.9 | 2034-10-30 | Leeds South Connection Node B | N | Solar
Mansion House Farm Hybrid | 40.6 | 2034-10-30 | Sheffield Connection Node A | N | Battery
Tickhill Maltby BESS | 35.5 | 2034-10-31 | Thurcroft | N | Battery
Bronsworth BESS | 40 | 2039-10-31 | Templeborough | N | Battery
Whitwell BESS & SPV | 30.4 | 2034-10-30 | Leeds South Connection Node B | N | Battery
Whitwell BESS & SPV | 70 | 2034-10-30 | Leeds South Connection Node B | N | Solar
BURNT HOUSE FARM Additional BESS | 44 | 2035-10-30 | Borders Connection Node A | N | Battery
Manton Solar Farm | 29.4 | 2039-10-31 | Keadby | N | Solar
Molescroft Grange Farm PV | 49.9 | 2035-10-30 | North Humber Connection Node C | N | Battery
Molescroft Grange Farm PV | 49.9 | 2035-10-30 | North Humber Connection Node C | N | Solar
Birtley BESS | 71 | 2039-10-30 | Borders Connection Node B | N | Battery
Hurworth Moor PV | 38 | 2039-07-30 | Norton | N | Solar
NEL Immingham BESS | 80 | 2035-10-30 | Grimsby West | N | Battery
Benridge Solar Farm | 12.6 | 2039-10-30 | Wearside Connection Node C | N | Battery
Benridge Solar Farm | 48 | 2039-10-30 | Wearside Connection Node C | N | Solar
Kibblesworth Grange Extension 16.9MW SPV | 20.6 | 2039-10-30 | Stella South | N | Solar
Vox Winterton BESS | 95 | 2034-10-31 | Keadby | N | Battery
West Boldon (Triangular Field) BESS | 60 | 2028-06-30 | West Boldon | N | Battery
High Bridge Farm Solar | 10 | 2039-10-31 | North Humber Connection Node B | N | Battery
High Bridge Farm Solar | 20 | 2039-10-31 | North Humber Connection Node B | N | Solar
High Bridge Farm Solar | 8 | 2039-10-31 | North Humber Connection Node B | N | Onshore Wind
Spring Wood 41MW BESS & Solar PV | 41 | 2039-10-31 | Trent Valley North Connection Node B | N | Battery
Spring Wood 41MW BESS & Solar PV | 41 | 2039-10-31 | Trent Valley North Connection Node B | N | Solar
High Moorsley Solar and BESS | 52 | 2039-10-30 | Hawthorn Pit | N | Battery
High Moorsley Solar and BESS | 52 | 2039-10-30 | Hawthorn Pit | N | Solar
ABP Immingham wind farm | 17 | 2039-10-30 | Grimsby West | N | Onshore Wind
Coney Garth 94.5MW BESS | 100.5 | 2039-10-30 | Knaresborough | N | Battery
Kiveton Park BESS | 51.8 | 2039-10-30 | Leeds South Connection Node B | N | Battery
Billingham Energy Waste | 12.2 | 2039-10-30 | Norton | N | Low Carbon Dispatchable Power
Eskamhorn Farm | 15.5 | 2039-10-30 | Camblesforth | N | Solar
Guisborough 28MW BESS | 36 | 2039-10-30 | Teeside Connection Node A | N | Battery
Westhouse Farm Hybrid | 12.5 | 2039-10-30 | North Humber Connection Node E | N | Battery
Westhouse Farm Hybrid | 12.5 | 2039-10-30 | North Humber Connection Node E | N | Solar
Greencroft | 50 | 2039-10-30 | Stella South | N | Battery
West House Farm PV | 53.5 | 2026-12-30 | Hartmoor | N | Solar
Stripe Lane | 49.9 | 2039-10-30 | Poppleton | N | Battery
Stripe Lane | 49.9 | 2039-10-30 | Poppleton | N | Solar
BF87B CHURCH FARM | 74.8 | 2039-10-30 | Borders Connection Node A | N | Battery
New Hall Farm | 125.4 | 2039-10-30 | Leeds North Connection Node E | N | Battery
Knapton Hybrid 2 | 16 | 2039-10-30 | North HUMBER CONNECTION Node D | N | Battery
Thornholme Wind | 25.2 | 2039-10-30 | Creyke Beck | N | Onshore Wind
Haverigg Wind Farm | 30 | 2039-10-30 | Knaresborough | N | Onshore Wind
Barlby Hybrid | 13.2 | 2039-10-30 | Trent Valley North Connection Node B | N | Battery
Barlby Hybrid | 35.2 | 2039-10-30 | Trent Valley North Connection Node B | N | Solar
Gibson Lane wind farm | 24 | 2027-09-30 | Creyke Beck | N | Low Carbon Dispatchable Power
Great Field Lane | 72.2 | 2031-12-31 | Saltend North | N | Battery
Blyth Offshore Demonstrator 2 | 58.4 | 2027-12-30 | Blyth 66kV | N | Offshore Wind
Warren Lane Photovoltaic | 41.9 | 2026-06-30 | Keadby | N | Battery
Warren Lane Photovoltaic | 41.9 | 2026-06-30 | Keadby | N | Solar
Santon Solar Farm | 60 | 2027-10-31 | Keadby | N | Battery
Santon Solar Farm | 99.9 | 2027-10-31 | Keadby | N | Solar
FLIXBOROUGH HRS | 63 | 2027-10-31 | Keadby | N | Low Carbon Dispatchable Power
High Cayton Solar | 49.9 | 2026-09-30 | Knaresborough | N | Solar
Queens Road Turbine | 49.5 | 2028-06-30 | Grimsby West | N | Low Carbon Dispatchable Power
Seal Sands HRS Biomass | 40 | 2027-09-30 | Saltholme | N | Low Carbon Dispatchable Power
Rawcliffe Bridge | 6 | 2026-12-31 | Camblesforth | N | Solar
Houghmain Main | 20 | 2028-09-30 | West Melton | N | Unabated Gas
Grange Road Multitech (38307) | 10 | 2026-12-31 | Camblesforth | N | Battery
Grange Road Multitech (38307) | 49.9 | 2026-12-31 | Camblesforth | N | Solar
Great Coates Moody Lane | 21 | 2026-09-30 | Grimsby West | N | Unabated Gas
Camela Lane Solar | 75 | 2025-12-01 | Camblesforth | N | Solar
Hell Hole Solar (NE1048) | 120 | 2026-03-30 | Norton | N | Solar
Hulam Farm PV | 56.3 | 2028-10-14 | Hartmoor | N | Solar
Harlaxton IDNO - Doncaster Inland Port - Additional | 8 | 2026-04-01 | West Melton | N | Solar
Netherlands Way (Site 1) Y1560 | 20 | 2026-03-13 | Grimsby West | N | Battery
Netherlands Way (Site 2) Y1560 | 20 | 2026-03-13 | Grimsby West | N | Battery
Netherlands Way (Site 3) Y1560 | 20 | 2026-03-13 | Grimsby West | N | Battery
Netherlands Way (Site 4) Y1560 | 20 | 2026-03-13 | Grimsby West | N | Battery
Guisborough Estate 39.6MW Solar PV | 39.6 | 2031-10-31 | Lackenby | N | Solar
Sandall Stones W2E | 34 | 2027-06-30 | Thorpe Marsh | N | Unabated Gas
Bawtry Solar Farm | 11 | 2026-09-30 | Thorpe Marsh | N | Battery
Bawtry Solar Farm | 40 | 2026-09-30 | Thorpe Marsh | N | Solar
Old Malton Hybrid Solar | 62.4 | 2027-12-30 | Osbaldwick | N | Solar
Murton Solar Farm | 45 | 2026-09-30 | Hawthorn Pit | N | Solar
Whelley Hill Farm PV & BESS | 25 | 2027-09-30 | Hartmoor | N | Battery
Whelley Hill Farm PV & BESS | 25 | 2027-09-30 | Hartmoor | N | Solar
Newcastle BESS | 105.4 | 2025-12-30 | Stella South | N | Battery
California Hybrid Solar & BESS | 100 | 2027-03-30 | Norton | N | Battery
California Hybrid Solar & BESS | 50 | 2027-03-30 | Norton | N | Solar
SUNDERLANDWICK SOLAR PV FARM | 35 | 2033-05-31 | Creyke Beck | N | Solar
South Road Mixed Tech | 49.9 | 2033-10-31 | Thorpe Marsh | N | Battery
Seamer Moor PV | 23 | 2026-04-30 | Osbaldwick | N | Solar
Weel Power IDNO | 40 | 2033-05-31 | Creyke Beck | N | Battery
Weel Power IDNO | 40 | 2033-05-31 | Creyke Beck | N | Solar
Sheraton Hall Solar PV | 45.8 | 2026-03-30 | Hartmoor | N | Solar
Kingspan Insulation | 17 | 2035-10-26 | Ferrybridge B | N | Low Carbon Dispatchable Power
Whessoe PV | 40 | 2025-12-30 | Norton | N | Solar
Low Moor Solar & BESS | 49.9 | 2027-07-30 | Knaresborough | N | Battery
Low Moor Solar & BESS | 49.9 | 2027-07-30 | Knaresborough | N | Solar
Woolpots Farm PV | 40 | 2027-07-09 | Knaresborough | N | Battery
Woolpots Farm PV | 49.9 | 2027-07-09 | Knaresborough | N | Solar
West House Hybrid PV % BESS | 18 | 2026-09-30 | Norton | N | Battery
West House Hybrid PV % BESS | 39 | 2026-09-30 | Norton | N | Solar
Normanby Solar | 8 | 2027-10-31 | Keadby | N | Solar
Keadby Solar DN17 | 49.9 | 2027-10-31 | Keadby | N | Solar
South West of Station Lane | 8 | 2027-06-01 | Knaresborough | N | Battery
South West of Station Lane | 8 | 2027-06-01 | Knaresborough | N | Solar
Ledston Solar | 40 | 2026-03-30 | Ferrybridge A | N | Solar
Morrow Edge Solar | 46.6 | 2027-06-30 | Stella South | N | Solar
Ealand Solar Farm | 49.9 | 2034-10-31 | Keadby | N | Solar
Swan House PV | 39.6 | 2031-10-31 | Norton | N | Solar
Old Malton BESS | 20.7 | 2031-10-31 | Osbaldwick | N | Battery
Wansford Road | 30 | 2033-05-31 | Creyke Beck | N | Battery
Wansford Road | 30 | 2033-05-31 | Creyke Beck | N | Solar
Skeeby Ph2 39.3MW Solar PV & 33.9MW BESS | 38.5 | 2031-10-31 | Norton | N | Battery
Skeeby Ph2 39.3MW Solar PV & 33.9MW BESS | 49.1 | 2031-10-31 | Norton | N | Solar
Caistor Solar Farm | 49.9 | 2034-10-31 | Keadby | N | Solar
Bochum Parkway Combined Tech | 20 | 2025-11-30 | Jordanthorpe | N | Battery
Bochum Parkway Combined Tech | 15 | 2025-11-30 | Jordanthorpe | N | Solar
Low Bohemia Farm | 10 | 2031-10-31 | Osbaldwick | N | Battery
Low Bohemia Farm | 49.9 | 2031-10-31 | Osbaldwick | N | Solar
Moor Leaze Solar PV | 41.8 | 2035-10-30 | Stella South | N | Solar
Skelton Grange BESS | 100 | 2026-09-30 | Skelton Grange | N | Battery
Sweet Briar Farm | 31.4 | 2035-10-30 | Grimsby West | N | Solar
Bluestone Farm 40MW SPV | 42.2 | 2027-09-30 | Spennymoor | N | Solar
Drax Battery Storage | 110.4 | 2029-10-01 | Drax | N | Battery
Grimsby Solar II | 49.9 | 2035-10-30 | Grimsby West | N | Solar
Tegco Site 1 | 60 | 2026-09-30 | Grimsby West | N | Unabated Gas
Tegco Site 2 | 60 | 2026-09-30 | Grimsby West | N | Unabated Gas
Nordens Barn Farm | 15 | 2029-10-01 | Drax | N | Solar
Hessay Solar PV | 40 | 2027-06-30 | Poppleton | N | Solar
Ketton 49.9MW Solar PV | 52 | 2031-10-31 | Norton | N | Solar
Winterton Carr | 7 | 2027-10-31 | Keadby | N | Solar
Glaxosmith Barnard Solar | 12.8 | 2031-09-30 | Spennymoor | N | Solar
Low Horton PV - Part-1 | 42.2 | 2026-10-30 | Blyth 66kV | N | Solar
Low Horton PV - Part-2 | 42.2 | 2027-10-30 | Blyth 66kV | N | Solar
Burnt House 40MW Solar PV | 42.2 | 2027-10-30 | Blyth 66kV | N | Solar
Roxby Solar | 30 | 2027-10-31 | Keadby | N | Solar
Thinford Storage BESS | 105.3 | 2031-03-30 | Spennymoor | N | Battery
Sandy Lane | 16.1 | 2026-01-31 | Stalybridge | N | Unabated Gas
Weddicar Solar Farm | 31 | 2026-12-31 | Harker | N | Solar
Lancaster Power | 75 | 2026-01-31 | Heysham | N | Battery
Philips Lane | 6.9 | 2026-01-31 | Padiham | N | Unabated Gas
Orrell Battery Energy Storage | 70 | 2026-01-31 | Kirkby | N | Battery
Blackpool East | 40 | 2026-01-31 | Stanah | N | Solar
Blackpool East | 40 | 2026-01-31 | Stanah | N | Battery
Tata (Shap) Gas Generation | 49.5 | 2025-10-31 | Hutton | N | Unabated Gas
Gleaston Solar Storage | 54.6 | 2037-10-30 | Hutton | N | Solar
Gleaston Solar Storage | 22 | 2037-10-30 | Hutton | N | Battery
Grange Farm Solar | 24 | 2025-11-30 | Penwortham | N | Solar
Octagon House | 6.7 | 2026-01-31 | Bredbury | N | Other
Egremont Solar Farm | 15 | 2026-12-31 | Harker | N | Solar
NORTH FARM ELECTRICITY STORAGE PLANT | 99.9 | 2029-10-30 | Heysham | N | Battery
Octagon House | 6.7 | 2026-01-31 | Bredbury | N | Other
Moor Isles BESS | 50 | 2026-01-31 | Padiham | N | Battery
Tame Power | 4.3 | 2026-01-31 | Stalybridge | N | Unabated Gas
Clifton Marsh Solar Project | 70.4 | 2025-11-30 | Penwortham | N | Solar
Poulton Power | 7.6 | 2025-07-31 | Penwortham | N | Battery
Vause Farm BESS | 20 | 2025-11-30 | Penwortham | N | Battery
Widow Hill BESS | 70 | 2026-01-31 | Rochdale | N | Battery
Holme Road | 11 | 2037-10-30 | Rochdale | N | Battery
Hillhouse | 9.3 | 2026-01-31 | Stanah | N | Other
Kingsway BP BESS | 30 | 2026-01-31 | Rochdale | N | Battery
Huntroyde BESS | 99.9 | 2026-01-31 | Padiham | N | Battery
Rigby Estate Solar & BESS project | 60 | 2025-10-31 | Penwortham | N | Solar
Rigby Estate Solar & BESS project | 30 | 2025-10-31 | Penwortham | N | Battery
Raby Farm BESS | 45 | 2025-11-30 | Penwortham | N | Battery
Hanson Tenement | 21 | 2037-10-30 | Rochdale | N | Solar
Slack Lane BESS | 30 | 2025-11-30 | Kearsley | N | Battery
Great Orton Energy Park | 17.2 | 2036-10-31 | Harker | N | Onshore Wind
Great Orton Energy Park | 32.7 | 2036-10-31 | Harker | N | Solar
Great Orton Energy Park | 20 | 2036-10-31 | Harker | N | Battery
Pets Choice | 24.2 | 2036-10-30 | Penwortham | N | Battery
Shore Top Farm | 11 | 2037-10-30 | Kearsley | N | Battery
Lytham Bess | 30 | 2036-10-30 | Penwortham | N | Battery
North Wood Hill | 15 | 2026-01-31 | Stanah | N | Solar
Tithe Barn PV Plant | 21 | 2036-10-30 | Penwortham | N | Solar
Sale BESS | 99.9 | 2026-11-30 | South Manchester | N | Battery
Cleator BESS Extension | 7 | 2037-10-30 | Harker | N | Battery
Scout Moor Wind Farm (Extension | 99.9 | 2037-10-30 | Padiham | N | Onshore Wind
CEL Heysham BESS | 90 | 2029-10-30 | Heysham | N | Battery
South Manchester BESS | 70.8 | 2037-11-01 | South Manchester | N | Battery
Shap Solar Farm | 26.4 | 2037-10-30 | Hutton | N | Solar
Shap Solar Farm | 10 | 2037-10-31 | Hutton | N | Battery
Lower House Farm | 12 | 2037-10-30 | Penwortham | N | Solar
CEL Bridgewater BESS | 90 | 2037-11-01 | South Manchester | N | Battery
Waterswallows 2 BESS | 20 | 2026-01-31 | Stalybridge | N | Battery
Buxton 2 BESS | 20 | 2026-01-31 | Stalybridge | N | Battery
Lowerfield Farm BESS | 29 | 2037-10-30 | Whitegate | N | Battery
PROJECT WILLOW BATTERY BANK | 99.4 | 2037-10-30 | Harker | N | Battery
HAZEL GROVE PV SOLAR FARM | 30 | 2037-10-30 | Bredbury | N | Solar
Noventum Power | 10 | 2037-10-30 | Harker | N | Solar
Noventum Power | 12.5 | 2037-10-30 | Harker | N | Solar
Ramsclough Solar Farm | 26.4 | 2037-10-30 | Padiham | N | Solar
Cobra Castle Solar Farm | 35 | 2037-10-30 | Harker | N | Solar
Adswood BESS (Stockport) | 75.7 | 2037-10-30 | Bredbury | N | Battery
Noventum Power | 30 | 2037-10-30 | Hutton | N | Solar
J217 CUMBRIAN RING | 99.9 | 2037-10-30 | Harker | N | Solar
Meek Street BESS | 100 | 2026-01-31 | Whitegate | N | Battery
Kingmoor Park | 99.4 | 2037-10-30 | Harker | N | Battery
Noventum Power | 23 | 2037-10-30 | Penwortham | N | Solar
Burnfoot Farm | 48 | 2037-10-30 | Harker | N | Solar
Wild Fowl Farm BESS | 35 | 2025-10-31 | Carrington | N | Battery
Kingmoor Park | 99.4 | 2037-10-30 | Harker | N | Battery
Moss Nook | 70 | 2037-10-30 | South Manchester | N | Battery
Avondale nurseries | 85 | 2037-10-30 | Washway Farm | N | Battery
Padiham BESS | 99.9 | 2037-10-30 | Padiham | N | Battery
LOWER ELKER FARM SOLAR PARK | 20 | 2037-10-30 | Padiham | N | Solar
Alpaca BESS | 50 | 2037-10-30 | Penwortham | N | Battery
Vernon Park BESS | 75 | 2037-10-30 | Bredbury | N | Battery
Buxton Road BESS | 20 | 2037-10-30 | Stalybridge | N | Battery
Barrow BESS Facility | 20 | 2037-10-30 | Harker | N | Battery
Green Farm | 49.9 | 2037-10-30 | Hutton | N | Battery
Green Farm | 5 | 2037-10-30 | Hutton | N | Solar
Far Moor BESS | 51.4 | 2037-10-30 | Kirkby | N | Battery
Shuttleworth BESS | 99.9 | 2037-10-30 | Padiham | N | Battery
Moss Nook 2 | 70 | 2037-10-30 | South Manchester | N | Battery
Noventum Power | 99.9 | 2037-10-30 | Harker | N | Battery
HIGHER MOSS BESS | 85 | 2037-10-30 | Rochdale | N | Battery
Harker Solar | 49.9 | 2037-10-30 | Harker | N | Solar
Harker Solar | 49.9 | 2037-10-30 | Harker | N | Battery
JT Energy Storage | 30 | 2037-10-30 | Harker | N | Battery
Sydham Farm Ltd (PARK ROAD BESS) | 99.9 | 2037-10-30 | Harker | N | Battery
Standish Hall Wind Farm | 10 | 2037-10-30 | Penwortham | N | Onshore Wind
Halefield Farm PV | 30 | 2037-10-30 | Hutton | N | Solar
Peel Hill Farm | 50 | 2037-10-30 | Penwortham | N | Battery
High Park Foot | 20 | 2026-01-31 | Harker | N | Solar
Cefn Blaenau Pencarreg | 5 | 2025-07-01 | Swansea North Grid | N | Onshore Wind
Decoy Farm | 13 | 2026-12-02 | WALPOLE 132kV S STN | N | Solar
Decoy Farm | 5 | 2026-12-02 | WALPOLE 132kV S STN | N | Low Carbon Dispatchable Power
Foel Trawsnant Wind Farm | 45 | 2028-10-31 | Pyle Grid | N | Onshore Wind
Blackberry Lane Solar Farm | 9.9 | 2027-06-30 | Pembroke Power Station | N | Solar
Hawse Farm | 41 | 2029-10-30 | Uskmouth | N | Solar
Upper Ogmore Wind Farm | 23.8 | 2029-03-31 | Pyle Grid | N | Onshore Wind
Breach Farm | 44 | 2023-06-30 | DRAKELOW 132kV | N | Battery
Stourton Estate | 49.9 | 2025-11-13 | WEST BURTON 132kV S STN | N | Solar
Severn Road | 20 | 2027-01-17 | Seabank Sgp | N | Unabated Gas
Whitehouse Farm | 40 | 2027-08-10 | BISHOPS WOOD 132kV S STN | N | Battery
Severn Road | 20 | 2027-01-17 | Seabank Sgp | N | Unabated Gas
Manmoel Wind Farm | 10 | 2026-12-09 | Rassau G.S.P. | N | Onshore Wind
Grendon Lakes | 49.9 | 2026-02-16 | GRENDON 132kV S STN | N | Battery
East of Wood End PV | 40 | 2027-10-30 | EAST CLAYDON 132KV S STN | N | Solar
Hoon Hay Farm | 6 | 2025-10-14 | DRAKELOW 132kV | N | Unabated Gas
Mill Farm Solar | 22 | 2026-12-17 | RATCLIFFE ON SOAR 132kV S STN | N | Solar
UK001-S Copper Bottom | 30 | 2026-12-30 | Indian Queens S.G.P. | N | Solar
UK002-S Horton | 49.9 | 2026-05-31 | Exeter Main S.G.P. | N | Solar
Land at Chapel Street | 15 | 2025-12-31 | COVENTRY 132kV S STN | N | Solar
Fraddon Solar | 49.9 | 2025-11-25 | Indian Queens S.G.P. | N | Solar
Land at Ploddy House Farm | 40 | 2026-01-22 | PORT HAM 132kV S STN | N | Solar
Pentre Bach | 20 | 2026-09-30 | Uskmouth | N | Solar
Cold Northcott Wind Farm | 20 | 2028-05-31 | Indian Queens S.G.P. | N | Onshore Wind
Doverdale Solar B | 49.9 | 2026-02-10 | BISHOPS WOOD 132kV S STN | N | Solar
Land at Redlands Farm | 40 | 2025-05-21 | Bridgwater S.G.P. | N | Solar
The Forge | 5.5 | 2026-03-30 | BISHOPS WOOD 132kV S STN | N | Low Carbon Dispatchable Power
Mynydd Maen Energy Parc | 55.9 | 2029-06-30 | Uskmouth | N | Onshore Wind
Mynydd Maen Energy Parc | 25 | 2029-06-30 | Uskmouth | N | Solar
Mynydd Maen Energy Parc | 10 | 2029-06-30 | Uskmouth | N | Battery
Bryn Henllys Solar Park | 25.8 | 2027-04-30 | Swansea North Grid | N | Solar
Ryall Lane | 49 | 2026-01-08 | PORT HAM 132kV S STN | N | Solar
Home Farm PV | 35.1 | 2025-12-29 | FECKENHAM 66 11kV S STN | N | Solar
Brackley Solar Farm | 20 | 2026-03-27 | EAST CLAYDON 132KV S STN | N | Solar
Escot Estate | 35 | 2026-01-21 | Exeter Main S.G.P. | N | Solar
Meadow Solar Farm | 35 | 2026-12-31 | RUGELEY 132kV S STN | N | Solar
Penllergaer Solar Park | 30 | 2026-08-31 | Swansea North Grid | N | Solar
Hamilton Solar | 7 | 2025-11-03 | CHESTERFIELD 132kV S STN | N | Solar
Crimscote Solar Project | 47 | 2026-04-02 | FECKENHAM 66 11kV S STN | N | Solar
Peplow PV Farm | 99.9 | 2033-10-31 | IRONBRIDGE 132kV S STN | N | Solar
Belvoir PV Easthorpe Lane | 49.9 | 2025-11-29 | STAYTHORPE C 132kV S STN | N | Solar
Llwyncelyn Wind Farm | 29.4 | 2028-06-30 | Upper Boat | N | Onshore Wind
Oaklands Farm | 65.8 | 2025-09-30 | Upper Boat | N | Solar
Severn Road | 9.9 | 2027-01-17 | Seabank Sgp | N | Unabated Gas
Balladoole Solar A | 49.9 | 2025-10-15 | FECKENHAM 66 11kV S STN | N | Solar
WENTLOOGE SOLAR PROJECT | 36 | 2029-10-31 | Uskmouth | N | Solar
Thurlaston Solar | 40 | 2030-02-22 | ENDERBY 132kV S STN | N | Solar
Land off Fryers Road | 54.2 | 2026-03-27 | RUGELEY 132kV S STN | N | Low Carbon Dispatchable Power
Worlds End Farm Solar Park Limited | 49.9 | 2026-08-31 | IRON ACTON 132kV S STN | N | Solar
Sookholme Road | 6 | 2025-07-30 | CHESTERFIELD 132kV S STN | N | Unabated Gas
Butterhill Solar PV | 40 | 2027-07-30 | Bushbury D 132kV | N | Solar
Fonmon Solar Park | 20 | 2027-04-30 | Aberthaw Power Station | N | Solar
Rag Lane Solar Farm | 40 | 2026-01-22 | IRON ACTON 132kV S STN | N | Solar
Rainsbrook Solar Farm | 12.8 | 2026-11-30 | COVENTRY 132kV S STN | N | Solar
Ocker Hill BESS | 99.4 | 2026-05-30 | OCKER HILL C 132kV S STN | N | Battery
Severn Road | 15 | 2027-01-17 | Seabank Sgp | N | Unabated Gas
Stow Park Solar Farm | 35 | 2026-05-19 | WEST BURTON 132kV S STN | N | Solar
Averham Leazes Park | 49.9 | 2028-02-01 | STAYTHORPE C 132kV S STN | N | Solar
Peradon Solar & Storage | 52.8 | 2027-02-28 | Exeter Main S.G.P. | N | Solar
Chatsworth Estate / Whaley | 25 | 2026-10-19 | CHESTERFIELD 132kV S STN | N | Solar
Craig Y Perchych Solar Park | 16.5 | 2026-08-31 | Swansea North Grid | N | Solar
Mynydd Llanhilleth | 33.6 | 2029-12-31 | Rassau G.S.P. | N | Onshore Wind
Marston Solar Farm / Copse Lodge Solar | 49.9 | 2025-11-11 | EAST CLAYDON 132KV S STN | N | Solar
Littleton Pastures Solar Farm | 31 | 2025-08-15 | FECKENHAM 66 11kV S STN | N | Solar
Furzen Solar Farm | 49.9 | 2027-10-30 | EAST CLAYDON 132KV S STN | N | Solar
Furzen Solar Farm | 49.9 | 2027-10-30 | EAST CLAYDON 132KV S STN | N | Battery
MaesMawr | 20 | 2026-10-31 | Upper Boat | N | Solar
JBM Solar Projects 17 Limited | 45 | 2025-08-26 | PORT HAM 132kV S STN | N | Solar
JBM Solar Projects 17 Limited | 10 | 2025-08-26 | PORT HAM 132kV S STN | N | Battery
Stowey Road | 49.9 | 2026-08-01 | Seabank Sgp | N | Solar
Potash Solar Farm | 3.7 | 2026-05-01 | EAST CLAYDON 132KV S STN | N | Solar
Fordbridge Lane | 7.3 | 2025-09-30 | CHESTERFIELD 132kV S STN | N | Unabated Gas
Yanel Farm | 38 | 2027-08-01 | Sandford 132kv Sgp | N | Solar
Kemberton Solar farm | 23.3 | 2026-03-16 | IRONBRIDGE 132kV S STN | N | Solar
Slimbridge BESS | 36 | 2026-01-16 | IRON ACTON 132kV S STN | N | Battery
Aston Flamville Farm Solar PV | 20 | 2026-06-01 | COVENTRY 132kV S STN | N | Solar
Longmoor Solar | 70 | 2025-11-01 | STAYTHORPE C 132kV S STN | N | Solar
Hoon Hay Farm | 5.1 | 2026-02-07 | DRAKELOW 132kV | N | Solar
Land at Imerys | 19.9 | 2027-01-31 | Indian Queens S.G.P. | N | Onshore Wind
Coedarrhydlyn Solar Park | 49.9 | 2027-09-30 | Cardiff East Grid | N | Solar
Perrinpit Road | 39.4 | 2026-06-24 | IRON ACTON 132kV S STN | N | Solar
Wittering | 3 | 2025-09-26 | WALPOLE 132kV S STN | N | Solar
Wittering | 3 | 2025-09-26 | WALPOLE 132kV S STN | N | Battery
Willowbrook Industrial Estate | 15 | 2026-12-01 | GRENDON 132kV S STN | N | Low Carbon Dispatchable Power
Willowbrook Industrial Estate | 30 | 2027-09-01 | GRENDON 132kV S STN | N | Low Carbon Dispatchable Power
Atherstone Farm | 26 | 2027-01-02 | FECKENHAM 66 11kV S STN | N | Solar
Land at Normanton Larches | 40 | 2025-12-01 | STAYTHORPE C 132kV S STN | N | Solar
Trecelyn Wind Farm | 18.6 | 2030-01-23 | Uskmouth | N | Onshore Wind
Land off Mallows Lane | 10.2 | 2026-10-21 | WALPOLE 132kV S STN | N | Solar
Land off Mallows Lane | 5.2 | 2026-10-21 | WALPOLE 132kV S STN | N | Battery
Mynydd Carn y Cefn Wind Farm | 36 | 2027-10-12 | Rassau G.S.P. | N | Onshore Wind
Haunton Manor Farm Solar Project | 70 | 2025-08-31 | LEA MARSTON 132kV S STN | N | Solar
Alleston Solar Farm | 30.6 | 2028-10-31 | Pembroke Power Station | N | Solar
Scrap Yard Site | 7.2 | 2028-10-31 | Iron Acton S.G.P. | N | Battery
Maisemore | 49.9 | 2026-04-01 | PORT HAM 132kV S STN | N | Solar
Highleadon Solar/Laynes Wood | 49.9 | 2026-01-22 | PORT HAM 132kV S STN | N | Solar
Chestnut Solar Farm | 20 | 2026-03-26 | RATCLIFFE ON SOAR 132kV S STN | N | Solar
Chestnut Solar Farm | 2 | 2026-03-26 | RATCLIFFE ON SOAR 132kV S STN | N | Battery
County Lane | 9 | 2026-03-31 | Bushbury D 132kV | N | Solar
County Lane | 2 | 2026-03-31 | Bushbury D 132kV | N | Battery
Denfurlong Frampton Farm | 40 | 2026-01-29 | PORT HAM 132kV S STN | N | Solar
Thorpe Constantine Solar PV | 49.9 | 2027-12-31 | LEA MARSTON 132kV S STN | N | Solar
Ashorne Solar | 49.9 | 2025-09-26 | BERKSWELL 132kV S STN | N | Solar
Ashorne Solar | 10 | 2025-09-26 | BERKSWELL 132kV S STN | N | Battery
Hasland | 49.9 | 2026-03-01 | CHESTERFIELD 132kV S STN | N | Solar
Gwenlais Fawr Solar Farm | 17.6 | 2027-08-31 | Swansea North Grid | N | Solar
UK021-S Preston Hill | 49.9 | 2027-02-02 | Bushbury D 132kV | N | Solar
Highfields | 49.9 | 2026-06-04 | RATCLIFFE ON SOAR 132kV S STN | N | Solar
Manor Farm Solar Plant | 35.5 | 2026-12-31 | EAST CLAYDON 132KV S STN | N | Solar
Ash Solar Farm | 10 | 2037-12-31 | Seabank Sgp | N | Solar
Corley Solar Park | 19.4 | 2026-10-01 | COVENTRY 132kV S STN | N | Solar
Higher Witheven Solar PV Plant | 35.2 | 2026-06-30 | Alverdiscott S.G.P. | N | Solar
Vicarage Drove Solar & Storage Plant | 51.8 | 2025-09-19 | BICKER FEN 132kV S STN | N | Solar
Vicarage Drove Solar & Storage Plant | 22.6 | 2025-09-19 | BICKER FEN 132kV S STN | N | Battery
Wistow Lodge PV | 40 | 2027-09-01 | ENDERBY 132kV S STN | N | Solar
Land at Moss Farm | 7.6 | 2025-07-16 | GRENDON 132kV S STN | N | Unabated Gas
Speedwell Solar Farm (Hayle) | 40 | 2027-05-31 | Indian Queens S.G.P. | N | Solar
Hindlip Lane | 7.5 | 2025-12-31 | BISHOPS WOOD 132kV S STN | N | Unabated Gas
Lower Tean Leys | 52.5 | 2027-09-30 | RUGELEY 132kV S STN | N | Solar
Lower Tean Leys | 20 | 2027-09-30 | RUGELEY 132kV S STN | N | Battery
Derril Water Solar | 30.4 | 2025-08-30 | Alverdiscott S.G.P. | N | Solar
Leckhampstead | 15 | 2026-12-31 | EAST CLAYDON 132KV S STN | N | Solar
Althorp Solar (/Glassthorpe Solar Farm) | 49.9 | 2026-03-02 | GRENDON 132kV S STN | N | Solar
Blythe House Farm | 54.6 | 2027-09-30 | RUGELEY 132kV S STN | N | Solar
Blythe House Farm | 33 | 2027-09-30 | RUGELEY 132kV S STN | N | Battery
Court Barton Solar | 17.6 | 2025-09-17 | Abham S.G.P. | N | Solar
MORETON MORRELL | 22 | 2026-07-10 | BERKSWELL 132kV S STN | N | Solar
Glyntaff Solar | 38.7 | 2027-08-31 | Upper Boat | N | Solar
The Hanwell Estate | 40 | 2026-10-30 | EAST CLAYDON 132KV S STN | N | Solar
Rocks Green | 40 | 2025-11-15 | BISHOPS WOOD 132kV S STN | N | Solar
Rocks Green | 12 | 2025-11-15 | BISHOPS WOOD 132kV S STN | N | Battery
UK019-S Moreton Brooks | 49.9 | 2027-09-30 | RUGELEY 132kV S STN | N | Solar
Wistow Lodge PV | 25 | 2026-07-22 | SHREWSBURY 132kV S STN | N | Solar
Trerice Solar Farm | 44 | 2027-05-30 | Indian Queens S.G.P. | N | Solar
Trerice Solar Farm | 44 | 2027-05-30 | Indian Queens S.G.P. | N | Battery
Wyndham Estate | 20 | 2025-10-01 | Taunton S.G.P. | N | Solar
Wyndham Estate | 20 | 2025-10-01 | Taunton S.G.P. | N | Battery
Kitland Solar Farm | 63 | 2028-10-31 | Sandford 132kv Sgp | N | Solar
Kitland Solar Farm | 60 | 2028-10-31 | Sandford 132kv Sgp | N | Battery
Waun Maenllwyd Wind Energy Hub | 25.2 | 2030-01-31 | Swansea North Grid | N | Onshore Wind
Chelson Meadow Solar Farm | 15 | 2026-08-01 | Landulph S.G.P. | N | Solar
Old Hall Farm | 18 | 2028-10-30 | RATCLIFFE ON SOAR 132kV S STN | N | Solar
Old Hall Farm | 2 | 2028-10-30 | RATCLIFFE ON SOAR 132kV S STN | N | Battery
Tolldish ISG Solar Limited | 27.2 | 2026-05-15 | COVENTRY 132kV S STN | N | Solar
Coity Wallia Wind Farm | 49.9 | 2028-03-31 | Pyle Grid | N | Onshore Wind
Black Flatts | 42 | 2027-09-30 | RUGELEY 132kV S STN | N | Solar
Hill Court Solar Farm (Berkeley) | 35 | 2028-10-31 | IRON ACTON 132kV S STN | N | Solar
Hill Court Solar Farm (Berkeley) | 35 | 2028-10-31 | IRON ACTON 132kV S STN | N | Battery
Steerway Farm | 30 | 2027-09-30 | IRONBRIDGE 132kV S STN | N | Solar
Thoroton Solar Plant (Longhedge Solar) | 52 | 2028-04-30 | STAYTHORPE C 132kV S STN | N | Solar
Norchard Solar Farm | 25 | 2026-04-11 | BISHOPS WOOD 132kV S STN | N | Solar
Locquiers | 12 | 2027-04-30 | PORT HAM 132kV S STN | N | Solar
Garendon Solar Plant | 49.9 | 2028-10-30 | RATCLIFFE ON SOAR 132kV S STN | N | Solar
Shireoaks Hall Farm | 15 | 2025-11-22 | CHESTERFIELD 132kV S STN | N | Solar
Newport (Vogen Stor) | 20 | 2029-10-11 | Uskmouth | N | Low Carbon Dispatchable Power
Averham Leazes BESS | 49.9 | 2028-02-01 | STAYTHORPE C 132kV S STN | N | Battery
Howgrove Solar Farm | 13.7 | 2025-09-30 | Sandford 132kv Sgp | N | Solar
Potterspury Solar Farm | 40 | 2026-12-31 | EAST CLAYDON 132KV S STN | N | Solar
Middleroad Farm Solar Park | 40.6 | 2027-06-12 | BERKSWELL 132kV S STN | N | Solar
Middleroad Farm Solar Park | 40.6 | 2027-06-12 | BERKSWELL 132kV S STN | N | Battery
Higher Hawkerland Solar Farm | 10 | 2026-05-14 | Exeter Main S.G.P. | N | Solar
Bagworth Road | 49.9 | 2025-12-01 | ENDERBY 132kV S STN | N | Solar
Mynydd y Glyn Wind Farm | 27 | 2028-04-30 | Upper Boat | N | Onshore Wind
Manor farm | 30 | 2031-10-31 | EAST CLAYDON 132KV S STN | N | Solar
Eden Meadows | 49.9 | 2026-05-13 | CHESTERFIELD 132kV S STN | N | Solar
Eden Meadows | 49.9 | 2026-05-13 | CHESTERFIELD 132kV S STN | N | Battery
Berrington Solar Farm | 21.1 | 2026-11-02 | SHREWSBURY 132kV S STN | N | Solar
Twitch Hill | 19 | 2025-12-23 | IRONBRIDGE 132kV S STN | N | Solar
Battery site at Gresley | 20.6 | 2025-10-31 | DRAKELOW 132kV | N | Battery
Menear Farm | 5 | 2027-07-30 | Indian Queens S.G.P. | N | Battery
Royle Farm BESS | 125.1 | 2025-10-31 | DRAKELOW 132kV | N | Battery
Church Farm | 49.9 | 2028-10-30 | RATCLIFFE ON SOAR 132kV S STN | N | Solar
Tynycoed solar (formally Coed-ely Solar) | 5.1 | 2025-07-31 | Upper Boat | N | Solar
Cattybrook Solar Farm | 55 | 2027-10-01 | IRON ACTON 132kV S STN | N | Solar
Oaks Farm | 20.9 | 2031-10-31 | EAST CLAYDON 132KV S STN | N | Solar
Brick House Solar Plant | 52.3 | 2027-04-01 | BISHOPS WOOD 132kV S STN | N | Solar
Brinsea Solar/ESS | 49.9 | 2028-10-31 | Sandford 132kv Sgp | N | Solar
Brinsea Solar/ESS | 49.9 | 2028-10-31 | Sandford 132kv Sgp | N | Battery
Pen Onn Farm | 53.8 | 2026-12-31 | Aberthaw Power Station | N | Solar
St Owens Cross Battery Storage Limited | 54.4 | 2026-09-19 | PORT HAM 132kV S STN | N | Battery
Tonmawr Solar Farm | 29.6 | 2028-10-31 | Pyle Grid | N | Solar
Land on the West side of | 40 | 2024-06-30 | GRENDON 132kV S STN | N | Solar
Yew Tree Farm | 49.9 | 2027-09-30 | RUGELEY 132kV S STN | N | Solar
Yew Tree Farm | 49.9 | 2027-09-30 | RUGELEY 132kV S STN | N | Battery
Deptford Farm | 30 | 2027-07-01 | Alverdiscott S.G.P. | N | Solar
Deptford Farm | 30 | 2027-07-01 | Alverdiscott S.G.P. | N | Battery
Illey Lane | 49.9 | 2025-09-04 | KITWELL 132kV S STN | N | Battery
Limebury Solar Farm | 6.3 | 2025-08-31 | Alverdiscott S.G.P. | N | Solar
Totmonslow Cottage | 17.5 | 2026-03-17 | Cellarhead 132kV | N | Solar
Hawthorn Solar Farm | 6.1 | 2026-03-01 | DRAKELOW 132kV | N | Solar
Brinsea Green Farm | 30 | 2028-10-31 | Sandford 132kv Sgp | N | Solar
Inkersall Road Solar Farm | 20 | 2026-02-27 | CHESTERFIELD 132kV S STN | N | Battery
Chatterley Whitfield Energy Storage | 65.9 | 2026-12-31 | Cellarhead 132kV | N | Battery
Mounsel House Solar Farm | 30 | 2028-10-31 | Bridgwater S.G.P. | N | Solar
Lightwood Solar Farm (Awre Solar Farm) | 40 | 2033-11-17 | PORT HAM 132kV S STN | N | Solar
Lightwood Solar Farm (Awre Solar Farm) | 40 | 2033-11-17 | PORT HAM 132kV S STN | N | Battery
Tean Leys 50MW | 49.9 | 2027-09-30 | Cellarhead 132kV | N | Battery
Abbey Farm | 25 | 2032-10-30 | IRONBRIDGE 132kV S STN | N | Solar
Mynydd Bedwellte Wind Farm | 54.6 | 2029-04-30 | Rassau G.S.P. | N | Onshore Wind
Bishton Solar & Battery | 99.9 | 2029-10-11 | Uskmouth | N | Solar
Bishton Solar & Battery | 99.9 | 2029-10-11 | Uskmouth | N | Battery
Rectory Farm | 29.7 | 2025-12-18 | BISHOPS WOOD 132kV S STN | N | Battery
Brecks Farm | 34.5 | 2030-10-31 | STAYTHORPE C 132kV S STN | N | Solar
SANDBAY SOLAR | 13.9 | 2036-12-06 | Sandford 132kv Sgp | N | Solar
Criffle Mill | 49.9 | 2028-10-31 | Landulph S.G.P. | N | Solar
Caudwell Farm | 70 | 2027-05-31 | WALPOLE 132kV S STN | N | Solar
Bridge Street | 2 | 2026-06-09 | CHESTERFIELD 132kV S STN | N | Battery
Bridge Street | 16.8 | 2026-06-09 | CHESTERFIELD 132kV S STN | N | Low Carbon Dispatchable Power
Levedale Road | 50.9 | 2026-06-06 | Bushbury D 132kV | N | Battery
Lower Hanyards Farm Solar | 49.5 | 2027-09-30 | RUGELEY 132kV S STN | N | Solar
Bambers Solar | 24.4 | 2036-12-06 | IRON ACTON 132kV S STN | N | Solar
Bambers Solar | 12.5 | 2036-12-06 | IRON ACTON 132kV S STN | N | Battery
Thurloxton Energy Storage Plant | 49.9 | 2036-12-06 | Bridgwater S.G.P. | N | Battery
Ledwyche Solar | 15.8 | 2026-03-31 | BISHOPS WOOD 132kV S STN | N | Solar
Chillington Estate PV & BESS | 40 | 2027-03-31 | Bushbury D 132kV | N | Solar
Chillington Estate PV & BESS | 40 | 2027-03-31 | Bushbury D 132kV | N | Battery
Mahe | 15.3 | 2026-08-31 | Axminster S.G.P. | N | Solar
Cox's Brook Solar Park | 21.4 | 2033-11-17 | PORT HAM 132kV S STN | N | Solar
BEDWORTH SOLAR LIMITED | 23 | 2026-04-01 | COVENTRY 132kV S STN | N | Solar
St Austell BESS | 49.5 | 2028-10-31 | Indian Queens S.G.P. | N | Battery
Land at Langer Lane | 7.5 | 2025-12-18 | CHESTERFIELD 132kV S STN | N | Solar
Chapel Lane ESS | 57 | 2026-10-22 | BUSTLEHOLM 132kV S STN | N | Battery
Land off A5/Kilsby Road | 44.3 | 2028-10-30 | COVENTRY 132kV S STN | N | Solar
UK057-B Whatton Estate | 60 | 2028-10-30 | RATCLIFFE ON SOAR 132kV S STN | N | Battery
Ham Farm Solar Limited | 14.6 | 2036-12-06 | Bridgwater S.G.P. | N | Solar
Upton Solar Farm | 29.4 | 2026-08-18 | BISHOPS WOOD 132kV S STN | N | Solar
Moorside BESS | 49.9 | 2028-10-31 | Cellarhead 132kV | N | Battery
Tiddiecross Lane | 12 | 2026-10-01 | SHREWSBURY 132kV S STN | N | Solar
Tiddiecross Lane | 4 | 2026-10-01 | SHREWSBURY 132kV S STN | N | Battery
Charley Road Solar | 49.9 | 2028-10-30 | RATCLIFFE ON SOAR 132kV S STN | N | Solar
Exeter Battery Storage Site | 99.9 | 2028-10-31 | Exeter Main S.G.P. | N | Battery
Codrington Road Solar PV | 15 | 2036-12-06 | IRON ACTON 132kV S STN | N | Solar
Lower Farm | 55 | 2027-10-01 | RUGELEY 132kV S STN | N | Solar
Lower Farm | 33 | 2027-10-01 | RUGELEY 132kV S STN | N | Battery
Grantham Solar Farm | 25 | 2026-12-14 | BICKER FEN 132kV S STN | N | Solar
Grantham Solar Farm | 25 | 2026-12-14 | BICKER FEN 132kV S STN | N | Battery
Yalberton Road | 25.3 | 2036-12-31 | Abham S.G.P. | N | Battery
Preston Solar Farm | 23 | 2026-03-31 | Taunton S.G.P. | N | Solar
Hawkins Lane | 31.3 | 2029-10-30 | DRAKELOW 132kV | N | Battery
Newhurst ERF | 48.6 | 2028-10-30 | RATCLIFFE ON SOAR 132kV S STN | N | Low Carbon Dispatchable Power
Tean Leys 20MW | 20 | 2028-10-31 | Cellarhead 132kV | N | Battery
Horsey Levels | 20 | 2036-12-06 | Bridgwater S.G.P. | N | Solar
New Buildings Farm | 40.8 | 2028-10-31 | Cellarhead 132kV | N | Solar
Swadlincote Energy Recovery Facility (SERF) | 21.5 | 2029-10-30 | DRAKELOW 132kV | N | Low Carbon Dispatchable Power
Minsterley | 11.2 | 2026-04-30 | SHREWSBURY 132kV S STN | N | Battery
Exton Solar Farm | 49.9 | 2026-12-01 | GRENDON 132kV S STN | N | Solar
Hydes Lane | 49.5 | 2027-01-24 | COVENTRY 132kV S STN | N | Battery
Coity Road BESS | 17.5 | 2028-03-31 | Pyle Grid | N | Battery
Newfields Farm BESS | 99.9 | 2028-10-31 | Cellarhead 132kV | N | Battery
FIBDEN FARM ENERGY PARK | 40 | 2032-09-30 | BISHOPS WOOD 132kV S STN | N | Solar
FIBDEN FARM ENERGY PARK | 40 | 2032-09-30 | BISHOPS WOOD 132kV S STN | N | Battery
Main Land Centred Around Newland | 49.9 | 2032-10-30 | BISHOPS WOOD 132kV S STN | N | Solar
Main Land Centred Around Newland | 49.9 | 2032-10-30 | BISHOPS WOOD 132kV S STN | N | Battery
White Cross Offshore Windfarm | 99.9 | 2028-10-31 | Alverdiscott S.G.P. | N | Offshore Wind
Landulph Energy Storage Plant | 49.9 | 2036-12-31 | Landulph S.G.P. | N | Battery
Leeway House 20.6MW BESS Facility | 20.6 | 2029-10-11 | Uskmouth | N | Battery
Land at Imerys | 9.9 | 2028-10-31 | Indian Queens S.G.P. | N | Onshore Wind
Market Drayton | 13.7 | 2028-10-31 | Cellarhead 132kV | N | Battery
Old Wood Solar Farm | 40 | 2028-10-30 | RATCLIFFE ON SOAR 132kV S STN | N | Solar
Sparrowhawk (Exeter) | 35 | 2026-06-01 | Exeter Main S.G.P. | N | Solar
East Rightadown Solar | 7.9 | 2026-07-01 | Alverdiscott S.G.P. | N | Solar
Fields Farm | 49.9 | 2028-10-30 | RATCLIFFE ON SOAR 132kV S STN | N | Solar
Fields Farm | 49.9 | 2028-10-30 | RATCLIFFE ON SOAR 132kV S STN | N | Battery
Point Lane Solar Farm | 5.7 | 2025-10-31 | Pembroke Power Station | N | Solar
Beausale Battery System | 58 | 2026-10-31 | BERKSWELL 132kV S STN | N | Battery
Hoppaworthy Energy Park (Stoneworthy BESS) | 50.4 | 2028-10-31 | Alverdiscott S.G.P. | N | Battery
Nailcote Energy Storage | 55 | 2026-10-31 | BERKSWELL 132kV S STN | N | Battery
St Austell 10MW BESS | 10 | 2028-10-31 | Indian Queens S.G.P. | N | Battery
Parc Worlton (Barry Solar Park) | 42 | 2026-12-31 | Aberthaw Power Station | N | Solar
Moor Farm | 34.3 | 2026-06-18 | LEA MARSTON 132kV S STN | N | Solar
Plympton Energy Storage Plant | 15.4 | 2036-12-31 | Abham S.G.P. | N | Battery
Hele BESS | 21.1 | 2028-10-31 | Taunton S.G.P. | N | Battery
Bleathwood | 49.8 | 2032-10-01 | BISHOPS WOOD 132kV S STN | N | Solar
Bleathwood | 30 | 2032-10-01 | BISHOPS WOOD 132kV S STN | N | Battery
Hawkesbury Hall | 98 | 2028-10-30 | COVENTRY 132kV S STN | N | Battery
Brockhill Solar Farm | 25 | 2032-10-30 | BISHOPS WOOD 132kV S STN | N | Solar
Solihull | 25 | 2033-06-28 | BERKSWELL 132kV S STN | N | Solar
Solihull | 58 | 2033-06-28 | BERKSWELL 132kV S STN | N | Battery
Waunarlwydd STOR | 20 | 2026-09-30 | Swansea North Grid | N | Unabated Gas
St Columb Major BESS | 5 | 2028-10-31 | Indian Queens S.G.P. | N | Battery
Blackhill Quarry | 64 | 2036-12-31 | Exeter Main S.G.P. | N | Battery
Iron Acton | 49.5 | 2036-12-06 | IRON ACTON 132kV S STN | N | Battery
Coven | 47.3 | 2025-12-17 | Bushbury D 132kV | N | Solar
Fen Dyke | 20 | 2030-10-31 | WALPOLE 132kV S STN | N | Solar
Fen Dyke | 10 | 2030-10-31 | WALPOLE 132kV S STN | N | Battery
Creech Solar Farm | 19.4 | 2036-12-06 | Bridgwater S.G.P. | N | Solar
Aspley | 10.5 | 2033-11-01 | Cellarhead 132kV | N | Battery
Land West of Lark's Lane | 49.5 | 2036-12-06 | IRON ACTON 132kV S STN | N | Battery
Washdyke Farm | 24.8 | 2026-10-01 | BICKER FEN 132kV S STN | N | Solar
Varley Solar Farm | 28.6 | 2036-12-06 | IRON ACTON 132kV S STN | N | Solar
Mansfield Road | 30 | 2030-10-31 | STAYTHORPE C 132kV S STN | N | Battery
Wincote Farm | 30.3 | 2033-11-01 | Cellarhead 132kV | N | Solar
Cynhordy Wind Farm | 16.4 | 2029-06-30 | Pyle Grid | N | Onshore Wind
Stanton under Bardon | 31.4 | 2032-10-31 | ENDERBY 132kV S STN | N | Solar
Heath Road | 19.1 | 2032-10-31 | ENDERBY 132kV S STN | N | Solar
Wetmore Hall Solar Farm | 26.4 | 2029-10-30 | DRAKELOW 132kV | N | Solar
Taunton Energy Storage Plant | 49.9 | 2036-12-06 | Taunton S.G.P. | N | Battery
Great Wryley BESS | 49.9 | 2034-10-31 | WILLENHALL 132 25kV S STN | N | Battery
Linton BESS | 99.9 | 2033-11-17 | PORT HAM 132kV S STN | N | Battery
Helland Wind Farm | 25 | 2036-12-06 | Indian Queens S.G.P. | N | Onshore Wind
Kettering Energy Park | 35 | 2031-10-30 | GRENDON 132kV S STN | N | Solar
Albrighton | 7 | 2032-10-30 | Bushbury D 132kV | N | Battery
Astwood Lane | 99.4 | 2033-10-31 | FECKENHAM 66 11kV S STN | N | Battery
Landulph Solar Farm Plant | 30.3 | 2036-12-31 | Landulph S.G.P. | N | Solar
Smart Solar Farm | 99 | 2033-11-17 | PORT HAM 132kV S STN | N | Solar
Oaklands Solar Farm BESS | 57.1 | 2033-10-31 | Upper Boat | N | Battery
George Fentham Trust | 49.9 | 2033-06-30 | LEA MARSTON 132kV S STN | N | Solar
Berkswell Energy Centre | 49.9 | 2033-06-28 | BERKSWELL 132kV S STN | N | Battery
Bognop | 30 | 2032-10-31 | Bushbury D 132kV | N | Solar
Bognop | 30 | 2032-10-31 | Bushbury D 132kV | N | Battery
Lassington | 40 | 2033-11-17 | PORT HAM 132kV S STN | N | Solar
Lassington | 40 | 2033-11-17 | PORT HAM 132kV S STN | N | Battery
Lewis Merthyr (renamed Mynydd y Glyn) | 6 | 2029-05-31 | Upper Boat | N | Onshore Wind
Abham Storage | 49.9 | 2036-12-31 | Abham S.G.P. | N | Battery
Pinkworthy Farm Bess | 25 | 2036-12-06 | Alverdiscott S.G.P. | N | Battery
Land at Hollybush Farm | 49.9 | 2033-10-31 | PENN 132kV S STN | N | Battery
Brook Farm | 40 | 2034-10-31 | WILLINGTON 132kV S STN | N | Battery
Nicholson Road | 3 | 2036-12-31 | Abham S.G.P. | N | Battery
The Hill Farm PV Plant | 52.8 | 2033-11-17 | PORT HAM 132kV S STN | N | Solar
Foley Farm Solar PV | 19.7 | 2033-02-28 | BISHOPS WOOD 132kV S STN | N | Solar
Haunton Manor Farm Solar Project | 70 | 2033-06-30 | LEA MARSTON 132kV S STN | N | Solar
Wheatenhurst | 49.5 | 2033-11-17 | PORT HAM 132kV S STN | N | Solar
Dwr Cymru Cyf | 45.8 | 2036-12-06 | Uskmouth | N | Solar
Town Farm Battery Storage | 3 | 2036-12-31 | Abham S.G.P. | N | Battery
Fordhouse Lane | 25 | 2033-10-31 | KITWELL 132kV S STN | N | Battery
Upper Cosmeston Solar Farm | 18 | 2036-12-06 | Aberthaw Power Station | N | Solar
Lower Park Road | 15 | 2033-06-06 | Alverdiscott S.G.P. | N | Solar
Land at Larford Lane PV farm | 49.9 | 2033-06-30 | BISHOPS WOOD 132kV S STN | N | Solar
Newhouse Farm | 1 | 2026-09-01 | Pembroke Power Station | N | Onshore Wind
North Drayton Solar Farm | 25 | 2032-04-01 | FECKENHAM 66 11kV S STN | N | Solar
Mynydd Pyll-yr-lwrch | 20.5 | 2029-06-30 | Grange | N | Onshore Wind
Iron Acton 5 | 49.5 | 2036-12-06 | IRON ACTON 132kV S STN | N | Battery
Earthcott Green Farm | 99.4 | 2036-12-06 | IRON ACTON 132kV S STN | N | Battery
Osberton Solar Site | 34 | 2025-12-22 | WEST BURTON 132kV S STN | N | Solar
Greenfields Farm | 35 | 2033-06-30 | BISHOPS WOOD 132kV S STN | N | Battery
Sudbury Estate | 49.9 | 2024-07-25 | WILLINGTON 132kV S STN | N | Solar
Sudbury Estate | 49.9 | 2024-07-25 | WILLINGTON 132kV S STN | N | Battery
Westerleigh | 99.4 | 2036-12-06 | IRON ACTON 132kV S STN | N | Battery
Astwood Lane 2 | 99.4 | 2032-01-01 | FECKENHAM 66 11kV S STN | N | Battery
Highnam PV Plant | 36.6 | 2033-11-17 | PORT HAM 132kV S STN | N | Solar
Old Wood BESS & Wymeswold Solar Energy Development | 40 | 2033-10-30 | RATCLIFFE ON SOAR 132kV S STN | N | Solar
Old Wood BESS & Wymeswold Solar Energy Development | 85 | 2033-10-30 | RATCLIFFE ON SOAR 132kV S STN | N | Battery
Westerleigh | 99.4 | 2036-12-06 | IRON ACTON 132kV S STN | N | Battery
Home Farm | 28 | 2034-10-30 | WALPOLE 132kV S STN | N | Solar
Broadholme Solar Farm | 7.6 | 2025-12-15 | GRENDON 132kV S STN | N | Solar
Willington Solar PV | 20.9 | 2029-10-30 | DRAKELOW 132kV | N | Solar
Deepmore Lane Solar PV | 18 | 2037-10-30 | Bushbury D 132kV | N | Solar
Sherbourne Farm | 25 | 2026-11-20 | BERKSWELL 132kV S STN | N | Solar
Pen March Wind Farm | 29.4 | 2027-04-30 | Upper Boat | N | Onshore Wind
Bodymoor Heath | 57.1 | 2033-06-30 | LEA MARSTON 132kV S STN | N | Battery
Union Lane | 51.4 | 2033-10-31 | PENN 132kV S STN | N | Solar
Union Lane | 51.4 | 2033-10-31 | PENN 132kV S STN | N | Battery
Fawsley Estate | 12 | 2037-10-30 | COVENTRY 132kV S STN | N | Solar
Higher Bagmore ESS | 50 | 2036-12-31 | Exeter Main S.G.P. | N | Battery
Southfields Farm | 99.9 | 2033-10-30 | RATCLIFFE ON SOAR 132kV S STN | N | Battery
Gashay Farm | 22 | 2038-06-23 | Axminster S.G.P. | N | Solar
Gashay Farm | 22 | 2038-06-23 | Axminster S.G.P. | N | Battery
Land North of Bath Road (Southbrook) | 52.1 | 2037-11-15 | Melksham S.G.P. | N | Battery
Cwm Ifor Solar Farm | 15 | 2026-12-31 | Upper Boat | N | Solar
Bishops Bowl Battery | 40 | 2033-06-01 | BERKSWELL 132kV S STN | N | Battery
Brentingby Hall | 35.8 | 2031-10-30 | GRENDON 132kV S STN | N | Solar
Mareham Lane | 40.8 | 2034-10-30 | BICKER FEN 132kV S STN | N | Solar
Land east of Wombourne Rd | 49.5 | 2033-10-31 | PENN 132kV S STN | N | Battery
TwinHub Offshore Floating Wind Farm | 32 | 2037-10-31 | Indian Queens S.G.P. | N | Offshore Wind
Hinksford BESS | 49.5 | 2033-10-31 | PENN 132kV S STN | N | Battery
Lower Coalmoor Farm | 49.9 | 2033-10-31 | IRONBRIDGE 132kV S STN | N | Battery
Gooseberry Hall Farm | 22 | 2037-10-30 | BERKSWELL 132kV S STN | N | Solar
Grey Friars Way | 49.5 | 2034-06-30 | RUGELEY 132kV S STN | N | Battery
Site 7 | 20 | 2036-12-06 | PORT HAM 132kV S STN | N | Battery
Welton Hill | 42 | 2026-07-01 | Seabank Sgp | N | Solar
Welton Hill | 52.1 | 2026-07-01 | Seabank Sgp | N | Battery
Keynsham PV Plant | 16.6 | 2036-12-06 | Seabank Sgp | N | Solar
Trendeal Solar Farm | 49.9 | 2037-10-31 | Indian Queens S.G.P. | N | Solar
Ratcliffe BESS Ltd | 99 | 2033-10-30 | RATCLIFFE ON SOAR 132kV S STN | N | Battery
Ellbridge Lane | 80 | 2037-10-31 | Landulph S.G.P. | N | Battery
Toton Grid Battery One Southfields Farm | 30 | 2033-10-30 | RATCLIFFE ON SOAR 132kV S STN | N | Battery
Little Leacroft Farm (Leaford Solar Farm) | 32.4 | 2037-10-30 | Cellarhead 132kV | N | Solar
Shareshill Energy Storage Plant | 70.4 | 2037-10-30 | Bushbury D 132kV | N | Battery
Whisby Floating Solar PV System (Whisby South) | 7.6 | 2034-10-30 | WEST BURTON 132kV S STN | N | Solar
Whisby Floating Solar PV System (Whisby North) | 5 | 2033-05-30 | WEST BURTON 132kV S STN | N | Solar
Bromborough | 75.9 | 2034-10-30 | GRENDON 132kV S STN | N | Solar
Scouse Farm 50MW BESS | 50 | 2038-06-23 | Axminster S.G.P. | N | Battery
Kitwell BESS | 50 | 2033-10-31 | KITWELL 132kV S STN | N | Solar
Kitwell BESS | 50 | 2033-10-31 | KITWELL 132kV S STN | N | Battery
Pure Life Solar Farm | 10.8 | 2033-11-17 | PORT HAM 132kV S STN | N | Solar
Potters Hill | 20 | 2034-10-30 | GRENDON 132kV S STN | N | Solar
Hollyhurst Farm | 26.3 | 2037-10-30 | COVENTRY 132kV S STN | N | Solar
Sinton's End Farm | 20 | 2037-10-30 | BISHOPS WOOD 132kV S STN | N | Solar
Park Farm BESS | 50 | 2037-10-30 | PENN 132kV S STN | N | Battery
Northampton | 40 | 2034-10-30 | GRENDON 132kV S STN | N | Battery
Wells Park Farm | 6.8 | 2025-09-01 | Exeter Main S.G.P. | N | Solar
Waterleys Farm | 49.9 | 2034-10-30 | GRENDON 132kV S STN | N | Solar
Coventry West Energy Park | 30 | 2037-10-30 | BERKSWELL 132kV S STN | N | Battery
Ratcliffe BESS Ltd | 99.9 | 2033-10-30 | RATCLIFFE ON SOAR 132kV S STN | N | Battery
Pool Hall Farm | 99.9 | 2037-10-30 | PENN 132kV S STN | N | Battery
Welby Solar Farm Limited | 45.9 | 2034-10-30 | BICKER FEN 132kV S STN | N | Solar
Fillongley PV | 40 | 2037-10-30 | COVENTRY 132kV S STN | N | Solar
Clarkes Lodge | 12 | 2034-10-30 | GRENDON 132kV S STN | N | Solar
Church Farm BESS | 25 | 2033-10-30 | RATCLIFFE ON SOAR 132kV S STN | N | Battery
Fields Farm | 8 | 2026-01-26 | LEA MARSTON 132kV S STN | N | Solar
Queens Park Drive | 50 | 2033-10-30 | RATCLIFFE ON SOAR 132kV S STN | N | Battery
Steventon BESS | 22.8 | 2037-10-30 | BISHOPS WOOD 132kV S STN | N | Battery
UK061-B Sandford | 99.8 | 2037-10-31 | Sandford 132kv Sgp | N | Battery
Summerway Drove 90MW BESS | 90 | 2037-10-31 | Bridgwater S.G.P. | N | Battery
Denby | 40 | 2037-10-30 | WILLINGTON 132kV S STN | N | Solar
Denby | 40 | 2037-10-30 | WILLINGTON 132kV S STN | N | Battery
Kidsley | 40 | 2037-10-30 | WILLINGTON 132kV S STN | N | Solar
Kidsley | 40 | 2037-10-30 | WILLINGTON 132kV S STN | N | Battery
Lion's Den | 99.9 | 2037-10-30 | RUGELEY 132kV S STN | N | Battery
Brigstock PV | 49.9 | 2026-12-22 | GRENDON 132kV S STN | N | Solar
Grafton Underwood Solar | 49.9 | 2025-10-01 | GRENDON 132kV S STN | N | Solar
Foxhil Farm | 17 | 2037-10-30 | COVENTRY 132kV S STN | N | Solar
Great Roseveth | 101.3 | 2037-10-31 | Indian Queens S.G.P. | N | Battery
Stoke Bardolph | 20 | 2033-10-30 | RATCLIFFE ON SOAR 132kV S STN | N | Solar
Stoke Bardolph | 7 | 2033-10-30 | RATCLIFFE ON SOAR 132kV S STN | N | Battery
Hucklebatch Farm BESS | 60 | 2037-10-30 | BISHOPS WOOD 132kV S STN | N | Battery
Burton Green Energy Storage Plant | 99.9 | 2037-10-30 | BERKSWELL 132kV S STN | N | Battery
Canalside BESS | 60.8 | 2037-10-30 | PENN 132kV S STN | N | Battery
Newlands BESS | 49.9 | 2038-06-23 | Axminster S.G.P. | N | Battery
Larks Lane | 102 | 2037-10-30 | IRON ACTON 132kV S STN | N | Battery
Wiggins Hill BESS | 50 | 2037-10-30 | LEA MARSTON 132kV S STN | N | Battery
Mynydd Ty-talwyn Wind Farm | 65 | 2036-12-06 | Pyle Grid | N | Onshore Wind
Cheadle BESS | 40 | 2028-10-31 | Cellarhead 132kV | N | Battery
Bungalow Farm BESS | 60 | 2037-10-30 | COVENTRY 132kV S STN | N | Battery
Hawkesyard Estate | 99.9 | 2037-10-30 | RUGELEY 132kV S STN | N | Battery
Westfa BESS | 25 | 2037-10-31 | Swansea North Grid | N | Battery
Heanor Energy Storage Park | 40 | 2037-10-30 | WILLINGTON 132kV S STN | N | Battery
Winking Hill BESS | 105.3 | 2037-10-30 | RATCLIFFE ON SOAR 132kV S STN | N | Battery
New Orchard Solar | 10 | 2037-10-31 | Sandford 132kv Sgp | N | Solar
Ashlawn Solar 2 | 12 | 2037-10-31 | Sandford 132kv Sgp | N | Solar
Crewkerne Road BESS | 30 | 2038-06-23 | Axminster S.G.P. | N | Battery
Ashby Road | 49.9 | 2037-10-31 | Aberthaw Power Station | N | Battery
Earthcott Green Farm 2 | 99.4 | 2037-10-31 | IRON ACTON 132kV S STN | N | Battery
Brunel Way BESS | 30 | 2037-10-31 | Swansea North Grid | N | Battery
Edwin Richards Energy Storage Park | 99.9 | 2037-10-30 | OLDBURY 132kV | N | Battery
Mullensgrove Farm | 100 | 2037-10-30 | LEA MARSTON 132kV S STN | N | Battery
Illey Lane BESS | 99.8 | 2033-10-30 | KITWELL 132kV S STN | N | Battery
Upper Latherford BESS | 49.9 | 2037-10-30 | Bushbury D 132kV | N | Battery
Gauntlet | 36.8 | 2034-10-30 | BICKER FEN 132kV S STN | N | Battery
Lime Lane | 99.9 | 2037-10-30 | RUGELEY 132kV S STN | N | Battery
Global Centre for Rail Excellence | 12.7 | 2037-10-31 | Swansea North Grid | N | Solar
Webbery Barton | 99.4 | 2037-10-31 | Alverdiscott S.G.P. | N | Battery
Manor Farm Arleston PV | 41 | 2037-10-30 | WILLINGTON 132kV S STN | N | Solar
Crown Lane | 99.4 | 2037-10-30 | BISHOPS WOOD 132kV S STN | N | Battery
Noventum Power Limted | 49.9 | 2037-10-31 | EAST CLAYDON 132KV S STN | N | Solar
White House Farm | 30 | 2027-12-31 | Pembroke Power Station | N | Solar
White House Farm | 11.4 | 2027-12-31 | Pembroke Power Station | N | Battery
Londonthorpe Solar Farm | 35.5 | 2034-10-30 | BICKER FEN 132kV S STN | N | Solar
Manor Farm | 49.9 | 2037-10-31 | Sandford 132kv Sgp | N | Solar
Astley Gorse Solar Farm | 20 | 2025-12-23 | COVENTRY 132kV S STN | N | Solar
Land north of Redhill Rd (Goodrest) | 49.5 | 2037-10-30 | KITWELL 132kV S STN | N | Battery
Bagworth Road | 49.9 | 2037-10-30 | ENDERBY 132kV S STN | N | Battery
Watford Gap Solar Farm | 8.7 | 2037-10-30 | COVENTRY 132kV S STN | N | Solar
Oldbridge Solar Farm | 49.9 | 2037-10-31 | Sandford 132kv Sgp | N | Solar
Oldbridge Solar Farm | 49.9 | 2037-10-31 | Sandford 132kv Sgp | N | Battery
Ratcliffe BESS Ltd | 99.9 | 2037-10-30 | RATCLIFFE ON SOAR 132kV S STN | N | Battery
Westleigh Farm Solar | 16 | 2034-10-30 | GRENDON 132kV S STN | N | Solar
NEWNHAM GRANGE | 15 | 2037-10-30 | COVENTRY 132kV S STN | N | Solar
Hill Farm PV | 15 | 2037-10-31 | IRON ACTON 132kV S STN | N | Solar
Sudmeadow BESS | 51.4 | 2036-12-06 | PORT HAM 132kV S STN | N | Battery
Doverdale Solar | 20 | 2037-10-30 | BISHOPS WOOD 132kV S STN | N | Battery
Worksop 2 Solar Farm | 25 | 2034-10-30 | WEST BURTON 132kV S STN | N | Solar
Kings Weston Lane | 21.1 | 2037-10-31 | Seabank Sgp | N | Battery
Land East of Newark Road | 20.5 | 2034-10-30 | STAYTHORPE C 132kV S STN | N | Solar
Land East of Newark Road | 20.5 | 2034-10-30 | STAYTHORPE C 132kV S STN | N | Battery
Tor Clawdd Wind Farm | 49.9 | 2037-10-31 | Swansea North Grid | N | Onshore Wind
Land North of Long Lane (Wrington Hill) | 15.8 | 2037-10-31 | Sandford 132kv Sgp | N | Solar
Land North of Long Lane (Wrington Hill) | 4.9 | 2037-10-31 | Sandford 132kv Sgp | N | Battery
University of Exeter Streatham Campus | 10 | 2037-10-31 | Exeter Main S.G.P. | N | Solar
Barrons Solar Farm | 34.5 | 2034-10-30 | Stoke Bardolph 132kv | N | Solar
GOODREST FARM BESS | 70 | 2037-10-30 | KITWELL 132kV S STN | N | Battery
Peradon Solar & Storage | 22 | 2026-01-01 | Exeter Main S.G.P. | N | Battery
Copston Magna | 49.5 | 2037-10-30 | COVENTRY 132kV S STN | N | Solar
Copston Magna | 49.5 | 2037-10-30 | COVENTRY 132kV S STN | N | Battery
Highleadon Solar - 10MW BESS Supplementary offer | 10 | 2036-12-06 | PORT HAM 132kV S STN | N | Battery
Seven Sisters Solar Park | 15 | 2029-07-31 | Swansea North Grid | N | Solar
Yew Tree Farm Solar | 49.9 | 2037-10-31 | Sandford 132kv Sgp | N | Solar
Skegness Solar Farm | 30 | 2034-10-30 | BICKER FEN 132kV S STN | N | Solar
Skegness Solar Farm | 25 | 2034-10-30 | BICKER FEN 132kV S STN | N | Battery
UK057-B Whatton Estate Extension | 70 | 2037-10-30 | RATCLIFFE ON SOAR 132kV S STN | N | Battery
Stoughton Estate Solar Farm | 21 | 2037-10-30 | ENDERBY 132kV S STN | N | Solar
Stoughton Estate Solar Farm | 21 | 2037-10-30 | ENDERBY 132kV S STN | N | Battery
Landown Farm | 40 | 2037-10-30 | WILLINGTON 132kV S STN | N | Battery
Desborough Airfield A | 57.2 | 2034-10-30 | GRENDON 132kV S STN | N | Solar
Desborough Airfield A | 57.2 | 2034-10-30 | GRENDON 132kV S STN | N | Battery
Desborough Airfield B | 57.2 | 2034-10-30 | GRENDON 132kV S STN | N | Solar
Desborough Airfield B | 57.2 | 2034-10-30 | GRENDON 132kV S STN | N | Battery
Thorpe-in-the-Glebe Solar Farm | 30 | 2037-10-30 | RATCLIFFE ON SOAR 132kV S STN | N | Solar
Nuneaton | 49.9 | 2037-10-30 | COVENTRY 132kV S STN | N | Battery
Newark Energy Storage Plant | 25.3 | 2034-10-30 | STAYTHORPE C 132kV S STN | N | Battery
Ashby St Ledgers | 35 | 2037-10-30 | COVENTRY 132kV S STN | N | Solar
Luscott Barton | 15 | 2037-10-31 | Alverdiscott S.G.P. | N | Solar
Luscott Barton | 15 | 2037-10-31 | Alverdiscott S.G.P. | N | Battery
Burgh Le Marsh Solar Farm | 20 | 2034-10-30 | BICKER FEN 132kV S STN | N | Solar
Astley Gorse Solar Farm Extension | 20 | 2037-10-30 | COVENTRY 132kV S STN | N | Solar
Crown Lane BESS 2 | 99.4 | 2037-10-30 | BISHOPS WOOD 132kV S STN | N | Battery
Manor Farm Arleston BESS | 99.9 | 2037-10-30 | WILLINGTON 132kV S STN | N | Battery
Spring Lane BESS | 90 | 2034-10-30 | Stoke Bardolph 132kv | N | Battery
Kilsby | 49.9 | 2037-10-30 | COVENTRY 132kV S STN | N | Solar
Kilsby | 49.9 | 2037-10-30 | COVENTRY 132kV S STN | N | Battery
Rhymney Ind Park | 12.8 | 2037-10-31 | Upper Boat | N | Onshore Wind
Rhymney Ind Park | 5 | 2037-10-31 | Upper Boat | N | Solar
Wards Cross | 15 | 2037-10-31 | Exeter Main S.G.P. | N | Solar
Wards Cross | 50 | 2037-10-31 | Exeter Main S.G.P. | N | Battery
Roundhill | 49.9 | 2037-10-30 | FECKENHAM 66 11kV S STN | N | Battery
Nedd Tawe Wind Farm and BESS | 96 | 2036-12-06 | Hirwaun | N | Onshore Wind
Nedd Tawe Wind Farm and BESS | 3 | 2036-12-06 | Hirwaun | N | Battery
Carreg Wen Wind Farm and BESS | 66.7 | 2036-12-06 | Hirwaun | N | Onshore Wind
Carreg Wen Wind Farm and BESS | 28.5 | 2036-12-06 | Hirwaun | N | Battery
Toyota Motor Manufacturing | 13.5 | 2037-10-30 | WILLINGTON 132kV S STN | N | Solar
Lambeeth Farm BESS | 49.9 | 2026-10-31 | Pembroke Power Station | N | Battery
Scotland Corner Wind Energy Hub | 19.2 | 2037-10-31 | Indian Queens S.G.P. | N | Onshore Wind
Scotland Corner Wind Energy Hub | 19.2 | 2037-10-31 | Indian Queens S.G.P. | N | Battery
Belvoir PV Easthorpe Lane | 49.9 | 2034-10-31 | STAYTHORPE C 132kV S STN | N | Battery
Land at Heywood Grange | 30 | 2037-10-30 | Cellarhead 132kV | N | Solar
Land at Heywood Grange | 30 | 2037-10-30 | Cellarhead 132kV | N | Battery
Limes Farm Solar Park | 20 | 2034-10-30 | WALPOLE 132kV S STN | N | Solar
Maiden Head Solar Park | 18 | 2037-12-01 | Iron Acton S.G.P. | N | Solar
Honeybourne Solar | 18 | 2037-10-30 | FECKENHAM 66 11kV S STN | N | Solar
Site at Stanford Syboles | 33 | 2037-10-30 | COVENTRY 132kV S STN | N | Solar
Stanton by Dale Solar Farm | 23.2 | 2037-10-30 | WILLINGTON 132kV S STN | N | Solar
Tredington BESS | 40 | 2036-12-06 | PORT HAM 132kV S STN | N | Battery
Burton Gorse | 42 | 2034-10-30 | WALPOLE 132kV S STN | N | Solar
Unit 48 Portmanmoor Road | 10 | 2037-10-31 | Cardiff East Grid | N | Battery
Yeowood Farm | 52.5 | 2037-10-31 | Sandford 132kv Sgp | N | Battery
JBM Solar Projects 24 Limited | 49.9 | 2037-10-30 | BERKSWELL 132kV S STN | N | Battery
Land south of Rhigos Road | 7.6 | 2026-04-01 | Swansea North Grid | N | Solar
Ash Farm BESS | 10 | 2037-10-31 | Seabank Sgp | N | Battery
Padwick | 54 | 2037-10-30 | Cellarhead 132kV | N | Onshore Wind
Noventum Power Ltd | 10 | 2037-10-30 | RATCLIFFE ON SOAR 132kV S STN | N | Solar
South Carlton Farm PV | 29 | 2034-10-30 | WEST BURTON 132kV S STN | N | Solar
Barrons 2 Solar Farm | 22.9 | 2034-10-30 | Stoke Bardolph 132kv | N | Solar
Potters Farm | 99.9 | 2037-10-30 | KITWELL 132kV S STN | N | Battery
Forge Farm | 99.6 | 2037-10-30 | SHREWSBURY 132kV S STN | N | Battery
FWS Derby Road Egginton BESS | 105.6 | 2037-10-30 | WILLINGTON 132kV S STN | N | Battery
Hurst Farm BESS | 110 | 2034-10-31 | CHESTERFIELD 132kV S STN | N | Battery
Bourne Solar Farm | 21.7 | 2034-10-30 | WALPOLE 132kV S STN | N | Solar
Land South of Seeney Lane | 99.9 | 2037-10-30 | LEA MARSTON 132kV S STN | N | Battery
Lowlands Farm | 50 | 2037-10-31 | Upper Boat | N | Battery
Lower House Farm | 40 | 2037-10-31 | Rassau G.S.P. | N | Battery
Broad Lane BESS | 20 | 2037-10-30 | BERKSWELL 132kV S STN | N | Battery
Noventum Power Limted | 49.9 | 2037-10-31 | Alverdiscott S.G.P. | N | Solar
Noventum Power Limted | 49.9 | 2037-10-31 | Alverdiscott S.G.P. | N | Battery
Noventum Power Limted | 12 | 2034-10-31 | GRENDON 132kV S STN | N | Solar
Dadglow Farm | 20 | 2037-10-30 | BERKSWELL 132kV S STN | N | Battery
Boyah Grange Solar | 32.9 | 2037-10-30 | WILLINGTON 132kV S STN | N | Solar
SmartParc Spondon Site Derby | 19.6 | 2037-10-30 | WILLINGTON 132kV S STN | N | Solar
Fordgate Farm | 57.5 | 2037-10-31 | Bridgwater S.G.P. | N | Solar
Pencoed Ganol Solar PV | 26.3 | 2037-10-31 | Swansea North Grid | N | Solar
Alyesbury PV | 22 | 2037-10-31 | EAST CLAYDON 132KV S STN | N | Solar
Cilddewi Farm | 52.6 | 2036-12-06 | Llandyfaelog | N | Battery
Cardiff BESS | 49.9 | 2037-10-31 | Aberthaw Power Station | N | Battery
GM Raymond Brown Solar Limited | 25 | 2037-10-30 | WILLINGTON 132kV S STN | N | Solar
Lodge Farm BESS | 25 | 2034-10-31 | CHESTERFIELD 132kV S STN | N | Battery
Camp Farm Solar | 49.9 | 2037-10-30 | LEA MARSTON 132kV S STN | N | Solar
Camp Farm Solar | 49.9 | 2037-10-30 | LEA MARSTON 132kV S STN | N | Battery
Duffryn Farm | 9.2 | 2036-12-06 | Upper Boat | N | Solar
Dunholme Station | 57.5 | 2034-10-30 | WEST BURTON 132kV S STN | N | Solar
Brassington Solar Farm | 12 | 2037-10-30 | WILLINGTON 132kV S STN | N | Solar
Reliance Energy Limited | 7 | 2025-09-17 | Cellarhead 132kV | N | Unabated Gas
Great Harmeston Solar Farm | 65 | 2037-12-31 | Pembroke Power Station | N | Solar
Great Harmeston Solar Farm | 32.5 | 2037-12-31 | Pembroke Power Station | N | Battery
Ironbridge Energy BESS | 105.7 | 2037-10-31 | IRONBRIDGE 132kV S STN | N | Battery
Brick House Farm | 52.8 | 2037-10-30 | BISHOPS WOOD 132kV S STN | N | Battery
Vicarage Farm | 49.9 | 2034-10-31 | GRENDON 132kV S STN | N | Battery
Bedwen Arian Solar Farm | 9.9 | 2036-12-06 | Pyle Grid | N | Solar
Woodtown Farm | 99.4 | 2037-10-31 | Alverdiscott S.G.P. | N | Battery
Marsh Green Farm | 34.6 | 2026-03-05 | Exeter Main S.G.P. | N | Solar
Frankley Farm | 100 | 2037-10-30 | KITWELL 132kV S STN | N | Battery
Bears Down Farm | 13.5 | 2036-12-06 | Indian Queens S.G.P. | N | Onshore Wind
Gammaton Barton BESS | 105.6 | 2037-10-31 | Alverdiscott S.G.P. | N | Battery
FWS Bicker Drove BESS | 99.8 | 2034-10-30 | BICKER FEN 132kV S STN | N | Battery
Skellingthorpe Solar Farm | 29.4 | 2034-10-30 | WEST BURTON 132kV S STN | N | Solar
Benton Green Lane BESS | 70 | 2037-10-30 | BERKSWELL 132kV S STN | N | Battery
North court Farm | 3.6 | 2036-12-06 | Uskmouth | N | Onshore Wind
Saplins Farm/ Blaebeck | 99.9 | 2037-10-31 | IRONBRIDGE 132kV S STN | N | Battery
Green Farm BESS Extension | 30 | 2037-10-31 | Sandford 132kv Sgp | N | Battery
New House Farm | 99.9 | 2037-10-30 | Cellarhead 132kV | N | Battery
Fraddon | 49.9 | 2036-12-06 | Indian Queens S.G.P. | N | Battery
Oilwell | 49.5 | 2034-10-31 | CHESTERFIELD 132kV S STN | N | Solar
Oilwell | 49.5 | 2034-10-31 | CHESTERFIELD 132kV S STN | N | Battery
Salt Way BESS | 70 | 2037-10-30 | FECKENHAM 66 11kV S STN | N | Battery
Marston Solar Farm / Copse Lodge BESS | 49.9 | 2037-10-30 | EAST CLAYDON 132KV S STN | N | Battery
River Soar | 99.9 | 2037-10-30 | RATCLIFFE ON SOAR 132kV S STN | N | Battery
Upper Ogmore BESS | 7 | 2036-12-06 | Pyle Grid | N | Battery
Potters Hill 20 MW Battery Import | 20 | 2034-10-31 | GRENDON 132kV S STN | N | Battery
JBM Solar Projects 6 Limited | 49.9 | 2035-10-31 | STAYTHORPE C 132kV S STN | N | Battery
Mynydd Fforch-dwm Generation | 30 | 2027-08-31 | Swansea North Grid | N | Onshore Wind
Hood Barton BESS | 99.9 | 2037-10-31 | Abham S.G.P. | N | Battery
Coal Pit Lane PV | 16 | 2037-10-30 | COVENTRY 132kV S STN | N | Solar
Little Hale BESS | 99 | 2034-10-30 | BICKER FEN 132kV S STN | N | Battery
Waterleys Battery 30MW Import Top Up | 30 | 2034-10-31 | GRENDON 132kV S STN | N | Battery
Towcester Campus | 6 | 2031-10-31 | EAST CLAYDON 132KV S STN | N | Solar
Indian Queens Energy Centre | 99.9 | 2036-12-06 | Indian Queens S.G.P. | N | Battery
Somerton Door / Etsome Solar Park | 20 | 2037-10-31 | Bridgwater S.G.P. | N | Solar
Noventum Power Limited | 99.9 | 2036-12-06 | Llandyfaelog | N | Battery
Broadpath Landfill Site | 18.4 | 2037-10-31 | Exeter Main S.G.P. | N | Solar
Broadpath Landfill Site | 18 | 2037-10-31 | Exeter Main S.G.P. | N | Battery
Four Crosses Solar Farm | 30 | 2037-10-30 | Bushbury D 132kV | N | Solar
Cranford Solar Farm | 52 | 2034-10-31 | GRENDON 132kV S STN | N | Solar
Cranford Solar Farm | 52 | 2034-10-31 | GRENDON 132kV S STN | N | Battery
Grendon BESS Farm | 101.9 | 2034-10-31 | GRENDON 132kV S STN | N | Battery
Park Farm | 7 | 2037-10-30 | BERKSWELL 132kV S STN | N | Solar
Land North and South of Carlton North | 52.8 | 2039-10-30 | WEST BURTON 132kV S STN | N | Solar
Crosshouse Solar Farm | 49.9 | 2037-10-30 | EAST CLAYDON 132KV S STN | N | Solar
Brynwell Farm Solar | 15.3 | 2026-09-30 | Aberthaw Power Station | N | Solar
Coventry BESS | 31.6 | 2037-10-30 | COVENTRY 132kV S STN | N | Battery
Pilsley Road | 49.9 | 2039-10-30 | CHESTERFIELD 132kV S STN | N | Battery
Wood Lodge Solar Project | 36 | 2026-10-02 | GRENDON 132kV S STN | N | Solar
JLR EPMC Wolverhampton | 14.3 | 2037-10-30 | Bushbury D 132kV | N | Solar
Kerswell Barton Farm | 11.5 | 2037-10-31 | Exeter Main S.G.P. | N | Solar
Horse Leys Farm Solar Park | 15.7 | 2037-10-30 | RATCLIFFE ON SOAR 132kV S STN | N | Solar
Aston Somerville Solar Farm | 25 | 2026-10-31 | PORT HAM 132kV S STN | N | Solar
Dawley Road (New Works) | 21 | 2026-05-31 | IRONBRIDGE 132kV S STN | N | Solar
Glebe Farm Solar | 38.7 | 2034-10-30 | BICKER FEN 132kV S STN | N | Solar
Grassmoor Solar Farm | 9 | 2039-10-30 | CHESTERFIELD 132kV S STN | N | Solar
Oakley Bushes Solar Farm | 40 | 2027-01-01 | GRENDON 132kV S STN | N | Solar
Land at Armshead Farm Ref Cellarhead BESS | 99 | 2037-10-30 | Cellarhead 132kV | N | Battery
Land At | 55.2 | 2037-10-30 | COVENTRY 132kV S STN | N | Solar
Land At | 13.8 | 2037-10-30 | COVENTRY 132kV S STN | N | Battery
Treoes Solar Plant | 9.2 | 2028-10-10 | Pyle Grid | N | Solar
Land at Parsonage Farm (Watchet BESS) | 15.4 | 2026-06-30 | Taunton S.G.P. | N | Battery
Associated British Ports | 3 | 2036-12-06 | Uskmouth | N | Solar
Cotes Heath PV | 15.3 | 2037-10-30 | Cellarhead 132kV | N | Solar
Land at Hallenbeagle Sawmills Lane | 10 | 2027-09-30 | Indian Queens S.G.P. | N | Low Carbon Dispatchable Power
Binworthy Energy Park | 50 | 2037-10-31 | Alverdiscott S.G.P. | N | Solar
Binworthy Energy Park | 50 | 2037-10-31 | Alverdiscott S.G.P. | N | Battery
Barn Farm PV | 50 | 2037-10-31 | Pembroke Power Station | N | Solar
Trevarthian Solar Park | 14 | 2037-10-31 | Indian Queens S.G.P. | N | Solar
Trevarthian Solar Park | 14 | 2037-10-31 | Indian Queens S.G.P. | N | Battery
Crumlin BESS (Upper Pant-Ysgawen Farm) | 28 | 2037-12-31 | Rassau G.S.P. | N | Battery
Abertillery Wind Farm | 48 | 2028-09-30 | Uskmouth | N | Onshore Wind
Solar Park | 7.2 | 2028-10-31 | Upper Boat | N | Solar
Highfields Farm | 16.5 | 2026-09-30 | Wymondley | N | Solar
Wickham Hall | 10 | 2025-12-01 | Pelham | N | Solar
Chinook Urban Mining | 25 | 2026-03-30 | Barking (EPN) | N | Unabated Gas
Berden Solar Farm | 49.9 | 2027-03-31 | Pelham | N | Solar
South Fambridge | 49.3 | 2026-03-30 | Rayleigh | N | Solar
West Thaxted Solar Farm | 20 | 2025-12-01 | Pelham | N | Solar
Three Bridges | 15 | 2026-03-30 | Norwich Main | N | Solar
Three Bridges | 15 | 2026-03-30 | Norwich Main | N | Battery
Maggotts End | 50 | 2025-12-01 | Pelham | N | Solar
Maggotts End | 50 | 2025-12-01 | Pelham | N | Battery
Crabbs Green Farm / Stocking Pelham | 49.9 | 2025-12-01 | Pelham | N | Battery
Thorpe Park Farm | 20 | 2028-12-31 | Bramford | N | Solar
Land near Ledburn | 52.8 | 2031-10-31 | Sundon | N | Solar
Church Road Link House Farm | 49.9 | 2026-03-30 | Rayleigh | N | Solar
Church Road Link House Farm | 35 | 2026-03-30 | Rayleigh | N | Battery
Land West of Ashwell Rd | 48.3 | 2026-03-30 | Wymondley | N | Solar
Land West of Ashwell Rd | 8 | 2026-03-30 | Wymondley | N | Battery
Dereham Road | 40 | 2030-10-31 | Norwich Main | N | Solar
Dereham Road | 10 | 2030-10-31 | Norwich Main | N | Battery
Crabbes Farm | 35 | 2028-12-31 | Bramford | N | Solar
Land east of Drayton Lane | 18 | 2030-10-31 | Norwich Main | N | Solar
Primrose Lane Primrose Hall | 17.6 | 2028-12-31 | Bramford | N | Solar
Hadham Road | 40 | 2028-12-31 | Pelham | N | Solar
Land south of A47 | 49.5 | 2030-10-31 | Norwich Main | N | Solar
Kingsey Solar Farm | 30 | 2025-12-30 | Amersham | N | Solar
Grange Farm Palgrave | 72 | 2028-12-31 | Bramford | N | Solar
Muntjac Solar Farm | 50 | 2030-10-31 | Walpole | N | Solar
Muntjac Solar Farm | 25 | 2030-10-31 | Walpole | N | Battery
Land to the North of Grays Lane | 27 | 2028-12-31 | Bramford | N | Solar
Land to the North of Grays Lane | 10 | 2028-12-31 | Bramford | N | Battery
Mill Street | 20 | 2031-10-31 | Bramford | N | Solar
Crown Hills | 4 | 2031-10-31 | Sundon | N | Solar
Fambridge Road | 40 | 2032-10-30 | Rayleigh | N | Solar
Harlow Road | 35 | 2031-10-31 | Rye House | N | Solar
Bromley Road | 35 | 2031-10-31 | Bramford | N | Solar
Bromley Road | 35 | 2031-10-31 | Bramford | N | Battery
Whittlesey Road | 49.8 | 2034-10-31 | North Anglia Connection Node D | N | Solar
Whittlesey Road | 30 | 2034-10-31 | North Anglia Connection Node D | N | Battery
The Manorway | 11 | 2025-11-30 | Tilbury | N | Battery
The Manorway | 9 | 2025-11-30 | Tilbury | N | Unabated Gas
Guanockgate Road Gorefield | 78 | 2034-10-31 | North Anglia Connection Node D | N | Solar
Guanockgate Road Gorefield | 30 | 2034-10-31 | North Anglia Connection Node D | N | Battery
Thame Road Kingsey Solar Farm | 7.5 | 2025-12-30 | Amersham | N | Solar
The Range | 20 | 2032-10-31 | Eaton Socon | N | Solar
The Range | 6 | 2032-10-31 | Eaton Socon | N | Battery
Melbourn 2 | 70 | 2028-12-31 | Wymondley | N | Solar
Kestrel Solar Farm | 20 | 2028-12-31 | Wymondley | N | Solar
North Of Shooters Dr | 49.5 | 2034-10-31 | Rye House | N | Solar
North Of Shooters Dr | 49.5 | 2034-10-31 | Rye House | N | Battery
Site Office | 47.8 | 2033-10-31 | Tilbury | N | Other
Long Meadow Solar Farm | 12.5 | 2032-10-31 | Pelham | N | Solar
Chediston Hall | 40 | 2034-10-31 | South Anglia Connection Node A | N | Solar
Heath Road Enterline Solar Farm | 30 | 2034-10-31 | Burwell | N | Solar
Avenue Farm | 15 | 2034-10-31 | North Anglia Connection Node A | N | Solar
Brookend Cottage | 12 | 2034-10-31 | West Anglia Connection Node B | N | Solar
Epping Solar Farm | 35 | 2034-10-31 | Rye House | N | Solar
Meadow Farm | 15 | 2034-10-31 | North Anglia Connection Node D | N | Solar
Flixton PV + ESS Norwich | 27 | 2034-10-31 | South Anglia Connection Node A | N | Solar
Flixton PV + ESS Norwich | 10 | 2034-10-31 | South Anglia Connection Node A | N | Battery
Land North and South of Bull Road | 27 | 2034-10-31 | South Anglia Connection Node A | N | Solar
Land North and South of Bull Road | 10 | 2034-10-31 | South Anglia Connection Node A | N | Battery
Burwell (Enterline) Solar Farm | 10 | 2034-10-31 | Burwell | N | Solar
Burwell (Enterline) Solar Farm | 10 | 2034-10-31 | Burwell | N | Battery
Land At Cawston | 36.3 | 2034-10-31 | North Anglia Connection Node A | N | Solar
Land South Side Of Cake Street | 15 | 2034-10-31 | South Anglia Connection Node A | N | Solar
Wickham Hall | 10 | 2026-06-06 | Pelham | N | Battery
Tilbury Docks Site Office | 47.8 | 2025-10-30 | Tilbury | N | Other
Kentish Farm | 6.7 | 2026-03-30 | Braintree | N | Solar
Kentish Farm | 6.7 | 2026-03-30 | Braintree | N | Battery
Kentishes Two / Braintree | 3.2 | 2026-03-30 | Braintree | N | Solar
Land at Chittering Drove | 9.6 | 2025-09-30 | Burwell | N | Solar
Westcott Venture Park | 8 | 2026-04-30 | Sundon | N | Solar
Tring Road | 49.9 | 2026-08-01 | Sundon | N | Unabated Gas
Wharf Road | 49.5 | 2026-03-30 | Tilbury | N | Unabated Gas
Common Barn Wind Farm Phase 2 | 6.2 | 2028-10-31 | Eaton Socon | N | Onshore Wind
Elgin Energy ES CO Ltd | 40 | 2026-04-30 | Sundon | N | Solar
Fancott Chalgrave Manor PV Farm | 49.9 | 2026-03-30 | Sundon | N | Solar
Stowmarket Road/Needham Road | 40 | 2026-03-30 | Bramford | N | Solar
Archers Field Close | 11 | 2026-03-30 | Rayleigh | N | Unabated Gas
Cranfield Road | 45 | 2025-11-15 | Sundon | N | Solar
Trinity Hall Farm | 15 | 2025-11-16 | Sundon | N | Solar
Land at Great Wheatley Farm | 20 | 2026-03-30 | Rayleigh | N | Solar
Stanground Closed Landfill | 2.7 | 2030-10-31 | Walpole | N | Solar
Stanground Closed Landfill | 10 | 2030-10-31 | Walpole | N | Battery
Tollgate Road | 16 | 2027-11-23 | Elstree | N | Solar
Sedgeford Hall Estate | 22.5 | 2030-10-31 | Walpole | N | Solar
Cards Road | 8.1 | 2026-03-30 | Rayleigh | N | Unabated Gas
Bluestone Solar Project Nr Beerhouse Farm | 22.4 | 2030-10-31 | Norwich Main | N | Solar
Parkgate Farm | 19.8 | 2026-03-31 | Braintree | N | Solar
Bunwell Road | 18 | 2030-10-31 | Norwich Main | N | Solar
Bunwell Road | 18 | 2030-10-31 | Norwich Main | N | Battery
Bracon Ash | 28.2 | 2030-10-31 | Norwich Main | N | Solar
SE of Wilson Road | 20 | 2028-10-31 | Burwell | N | Solar
SE of Wilson Road | 10 | 2028-10-31 | Burwell | N | Battery
West of Station Road | 15 | 2028-12-31 | Bramford | N | Solar
Estuary Farm | 49.9 | 2030-10-31 | Walpole | N | Solar
Foxholes Farm | 40 | 2028-10-31 | Eaton Socon | N | Solar
Hardwick Farm | 24.8 | 2030-10-31 | Walpole | N | Solar
Land off Twinwood Road | 69 | 2028-10-31 | Eaton Socon | N | Solar
Land off Twinwood Road | 69 | 2028-10-31 | Eaton Socon | N | Battery
Stocking Pelham | 49.9 | 2028-12-31 | Pelham | N | Battery
Childerley Hall | 50 | 2028-10-31 | Burwell | N | Solar
The Common Suggenhall Farm Energy | 6 | 2026-12-31 | Bramford | N | Solar
Land at Haddon Road | 25 | 2030-10-31 | Walpole | N | Solar
Bullen Lane | 58 | 2028-12-31 | Bramford | N | Battery
Weirs Drove | 36.7 | 2028-10-31 | Burwell | N | Battery
Cressing Farm | 13.8 | 2026-03-30 | Braintree | N | Solar
Old Bury Road | 30 | 2028-12-31 | Bramford | N | Solar
Westbury Farm (ANM) Abbotsley Road | 59.9 | 2028-10-31 | Burwell | N | Solar
Westbury Farm (ANM) Abbotsley Road | 12.8 | 2028-10-31 | Burwell | N | Battery
South Woodham Ferrers | 20 | 2028-12-31 | Rayleigh | N | Solar
Rectory Road Hartley Wood Solar Farm | 18 | 2028-12-31 | Bramford | N | Solar
Land at Marsh Farm | 17 | 2028-12-31 | Rayleigh | N | Solar
Land at Marsh Farm | 5 | 2028-12-31 | Rayleigh | N | Battery
Epping Road | 18 | 2031-10-31 | Rye House | N | Solar
Grounds Farm | 20 | 2031-10-31 | Sundon | N | Solar
Norwich Road Halesworth Business Park | 11 | 2028-12-31 | Bramford | N | Battery
Stow Road | 6 | 2028-10-31 | Eaton Socon | N | Solar
Crows Lane | 20 | 2028-12-31 | Rayleigh | N | Solar
Land off Vicarage Lane | 18 | 2028-10-31 | Eaton Socon | N | Solar
Bassmead Manor | 49.9 | 2028-10-31 | Eaton Socon | N | Solar
Clay Lane Park Farm | 20 | 2031-10-31 | Bramford | N | Solar
High Road | 49.9 | 2030-10-31 | Walpole | N | Battery
Land around Chiltern Green | 22.9 | 2031-10-31 | Sundon | N | Solar
Station Road | 18.8 | 2032-10-31 | Eaton Socon | N | Solar
Station Road | 4.3 | 2032-10-31 | Eaton Socon | N | Battery
Third Drove | 49.9 | 2030-10-31 | Walpole | N | Battery
Raveley Road | 16 | 2032-10-31 | Eaton Socon | N | Solar
Raveley Road | 2.2 | 2032-10-31 | Eaton Socon | N | Battery
Bullen Lane A9 Moorside Business Park | 58 | 2028-12-31 | Bramford | N | Battery
Bucklesham | 25.2 | 2028-12-31 | Bramford | N | Solar
Waterhall Road | 26.4 | 2028-12-31 | Pelham | N | Solar
Sawtry Way | 15 | 2032-10-31 | Eaton Socon | N | Solar
Sawtry Way | 2.2 | 2032-10-31 | Eaton Socon | N | Battery
Leighton Road | 20 | 2031-10-31 | Sundon | N | Solar
Little Bromley Road | 50 | 2028-12-31 | Bramford | N | Battery
Scolding Drove | 50 | 2030-10-31 | Walpole | N | Solar
Scolding Drove | 50 | 2030-10-31 | Walpole | N | Battery
Barleylands Road | 49.9 | 2030-10-30 | Tilbury | N | Battery
Firsfield Farm | 47 | 2031-10-31 | Bramford | N | Solar
CX Utilities Ltd | 7.5 | 2031-10-31 | Sundon | N | Solar
CX Utilities Ltd | 4.5 | 2031-10-31 | Sundon | N | Onshore Wind
Kimblewick Solar Farm | 25 | 2026-04-30 | Amersham | N | Solar
Boxted Hall | 22 | 2032-10-31 | Pelham | N | Solar
Rowley Hill Road | 16 | 2026-10-31 | Pelham | N | Solar
Rowley Hill Road | 4 | 2026-10-31 | Pelham | N | Battery
Gorefield | 52.54 | 2034-10-31 | North Anglia Connection Node D | N | Solar
Peters Energy Storage | 49.9 | 2034-10-31 | North Anglia Connection Node D | N | Battery
Mill Road Peters 2 Energy | 49.9 | 2034-10-31 | North Anglia Connection Node D | N | Battery
Crays Hall Farm | 33.1 | 2025-12-10 | Warley | N | Solar
Low Fen Drove Way | 55 | 2031-10-31 | Burwell | N | Solar
Low Fen Drove Way | 10 | 2031-10-31 | Burwell | N | Battery
Land at Wood Farm Land at Wood Farm | 126.25 | 2031-10-31 | Norwich Main | N | Battery
Darley Road | 35 | 2031-10-31 | Sundon | N | Solar
Darley Road | 35 | 2031-10-31 | Sundon | N | Battery
Lower Dunton Road | 46.3 | 2030-10-30 | Tilbury | N | Battery
Great Wheatley Road | 10 | 2032-10-30 | Rayleigh | N | Solar
Land at Redcoats Farm | 26 | 2028-04-28 | Wymondley | N | Solar
Land at Redcoats Farm | 12 | 2028-04-28 | Wymondley | N | Battery
The Lane Land at Rookery Farm | 52.8 | 2032-10-31 | Eaton Socon | N | Solar
The Lane Land at Rookery Farm | 52.8 | 2032-10-31 | Eaton Socon | N | Battery
Land at Bannister Green | 98 | 2032-10-30 | Braintree | N | Solar
Coventry Farm | 35 | 2031-10-31 | Burwell | N | Solar
Brickhill Road Lowfield Farm | 21 | 2032-10-31 | Eaton Socon | N | Solar
Admiralty Road | 49.9 | 2032-10-31 | Norwich Main | N | Battery
Potash Lane Grove Farm | 39.5 | 2031-10-31 | Bramford | N | Solar
Tring Road Straws Hadley's | 39.5 | 2031-10-31 | Sundon | N | Solar
Limbersey Lane Land at Brickhill Pastures Farm | 40 | 2031-10-31 | Sundon | N | Solar
Walpole Bank East Walpole Bank East Energy Storage | 99.9 | 2034-10-31 | North Anglia Connection Node D | N | Battery
Lark Hill Road Lark Hill | 49.9 | 2032-10-30 | Rayleigh | N | Solar
Checkley Wood | 4.1 | 2031-10-31 | Sundon | N | Onshore Wind
Little Stambridge Hall Lane Stambridge Solar Farm | 49.9 | 2032-10-30 | Rayleigh | N | Solar
Tilbury Quarry Solar Site | 54 | 2030-10-30 | Tilbury | N | Solar
Bateman Crown | 99.9 | 2034-10-31 | North Anglia Connection Node D | N | Battery
Maldon Road Land North of Maldon Rd | 56.3 | 2032-10-30 | Rayleigh | N | Solar
Walpole Bank Walpole sub Station | 99.9 | 2034-10-31 | North Anglia Connection Node D | N | Battery
Harps Hall Road Meerdyke House | 49.9 | 2034-10-31 | North Anglia Connection Node D | N | Solar
Hanningfield WTW | 7 | 2032-10-30 | Rayleigh | N | Solar
Sandy Lane | 15 | 2036-10-31 | Warley | N | Solar
Land at Trimley | 15 | 2034-10-31 | South Anglia Connection Node A | N | Solar
Northwest of Childs Farm | 50.4 | 2032-10-31 | Wymondley | N | Solar
Lye Green Solar Farm | 49.9 | 2033-10-31 | Elstree | N | Solar
Park Road GSK Ware Solar Farm | 24 | 2034-10-31 | Rye House | N | Solar
Dunton Lane | 52 | 2034-10-31 | Biggleswade | N | Solar
Dunton Lane | 104 | 2034-10-31 | Biggleswade | N | Battery
Dunton Lane | 39.7 | 2034-10-31 | Biggleswade | N | Solar
Dunton Lane | 20.9 | 2034-10-31 | Biggleswade | N | Battery
Feeringbury Farm | 21.8 | 2032-10-30 | Braintree | N | Solar
Sutton Road Manor Farm | 40 | 2034-10-31 | Eaton Socon | N | Solar
Industria Resources | 50 | 2034-10-31 | North Anglia Connection Node D | N | Solar
New Bury Farm | 49.9 | 2034-10-31 | West Anglia Connection Node A | N | Solar
Bury Road | 10 | 2033-10-31 | Brimsdown | N | Solar
Poulters Lane | 48.1 | 2034-10-31 | South Anglia Connection Node A | N | Solar
Poulters Lane | 20.9 | 2034-10-31 | South Anglia Connection Node A | N | Battery
South Hanningfield Road | 20 | 2034-10-31 | Rayleigh | N | Solar
Clarkes Lane | 49.9 | 2034-10-31 | North Anglia Connection Node A | N | Battery
Border Lane | 30 | 2034-10-31 | North Anglia Connection Node A | N | Solar
Trimley St Martin Land at Felixstowe Solar Farm | 44 | 2034-10-31 | South Anglia Connection Node A | N | Solar
Greenfield Road | 30 | 2034-10-31 | West Anglia Connection Node A | N | Battery
Low Farm | 49.9 | 2034-10-31 | Biggleswade | N | Solar
Low Farm | 49.9 | 2034-10-31 | Biggleswade | N | Battery
Land North Side of Bedford Road | 49.9 | 2034-10-31 | West Anglia Connection Node A | N | Solar
Aylsham Road | 25 | 2034-10-31 | North Anglia Connection Node A | N | Solar
Aylsham Road | 10 | 2034-10-31 | North Anglia Connection Node A | N | Battery
Wood Lane | 53.2 | 2034-10-31 | West Anglia Connection Node A | N | Solar
Wood Lane | 17.6 | 2034-10-31 | West Anglia Connection Node A | N | Battery
Wales End Farm ANM | 12.5 | 2034-10-31 | West Anglia Connection Node B | N | Solar
Radwell Bury Farm East | 49.5 | 2034-10-31 | West Anglia Connection Node B | N | Battery
Bradfields Farm | 25 | 2034-10-31 | West Anglia Connection Node B | N | Solar
Bradfields Farm | 5 | 2034-10-31 | West Anglia Connection Node B | N | Battery
Broadmead Road / Bedford | 10 | 2034-10-31 | West Anglia Connection Node A | N | Solar
Arnold White Group | 2.2 | 2034-10-31 | West Anglia Connection Node A | N | Solar
Arnold White Group | 1.9 | 2034-10-31 | West Anglia Connection Node A | N | Onshore Wind
Arnold White Group | 1 | 2034-10-31 | West Anglia Connection Node A | N | Battery
Brandon Fields Estate | 19.7 | 2034-10-31 | South Anglia Connection Node A | N | Solar
Manor Farm And Land | 29.6 | 2034-10-31 | South Anglia Connection Node A | N | Solar
Land at Wood Farm Norwich | 87.5 | 2034-10-31 | North Anglia Connection Node A | N | Battery
London Road | 49.9 | 2033-10-31 | London North East Connection Node A | N | Solar
Ivy House Farm | 25 | 2034-10-31 | South Anglia Connection Node A | N | Solar
Ivy House Farm | 50 | 2034-10-31 | South Anglia Connection Node A | N | Battery
Main Road | 20 | 2034-10-31 | Eaton Socon | N | Solar
Dereham Farm | 39.9 | 2034-10-31 | North Anglia Connection Node A | N | Solar
Hightown Drove | 90 | 2034-10-31 | Burwell | N | Battery
Land South of Shereford Road | 52.8 | 2034-10-31 | North Anglia Connection Node D | N | Battery
Cawston Road | 50 | 2034-10-31 | North Anglia Connection Node A | N | Battery
Land North of West Side | 50 | 2034-10-31 | North Anglia Connection Node A | N | Battery
Thorney | 49.9 | 2034-10-31 | North Anglia Connection Node D | N | Solar
Thorney | 49.9 | 2034-10-31 | North Anglia Connection Node D | N | Battery
Tempsford Energy Park | 9.4 | 2034-10-31 | Eaton Socon | N | Solar
Tempsford Energy Park | 10 | 2034-10-31 | Eaton Socon | N | Battery
London Way | 26.4 | 2034-10-31 | West Anglia Connection Node B | N | Solar
London Way | 26.4 | 2034-10-31 | West Anglia Connection Node B | N | Battery
Wales End Farm | 10 | 2034-10-31 | West Anglia Connection Node B | N | Battery
Manor Farm | 30 | 2034-10-31 | North Anglia Connection Node D | N | Solar
North side of A47 | 20 | 2034-10-31 | North Anglia Connection Node D | N | Solar
Wrotham Park Estate | 30 | 2033-10-31 | Brimsdown | N | Solar
Stocking Pelham | 90 | 2034-10-31 | West Anglia Connection Node B | N | Battery
Roman Road | 49.9 | 2036-10-31 | Warley | N | Solar
Roman Road | 49.9 | 2036-10-31 | Warley | N | Battery
Sotterly Solar Project | 20 | 2034-10-31 | South Anglia Connection Node A | N | Solar
Valley Farm | 35 | 2034-10-31 | West Anglia Connection Node A | N | Solar
Lower Dunton Road | 118.2 | 2036-10-31 | Warley | N | Battery
Easton Lane | 49.5 | 2034-10-31 | South Anglia Connection Node A | N | Battery
Riverside Farm | 50 | 2034-10-31 | Burwell | N | Solar
Riverside Farm | 50 | 2034-10-31 | Burwell | N | Battery
Brandon Road Solar Project | 23 | 2034-10-31 | South Anglia Connection Node A | N | Solar
Glevering Park House | 25.4 | 2034-10-31 | South Anglia Connection Node A | N | Solar
Hempstalls Farm | 30 | 2034-10-31 | South Anglia Connection Node A | N | Solar
Hempstalls Farm | 30 | 2034-10-31 | South Anglia Connection Node A | N | Battery
Weasenham All Saints | 37.45 | 2034-10-31 | North Anglia Connection Node D | N | Solar
Old Church Lane | 10 | 2036-10-31 | Warley | N | Solar
Layer Marney Solar Farm | 40 | 2034-10-31 | Rayleigh | N | Solar
Brick Lane | 26.4 | 2034-10-31 | South Anglia Connection Node A | N | Solar
Adj Watling Street | 107.4 | 2037-10-31 | Letchmore Heath 132kV | N | Battery
Brick Lane | 52.8 | 2034-10-31 | South Anglia Connection Node A | N | Solar
Brick Lane | 52.8 | 2034-10-31 | South Anglia Connection Node A | N | Battery
Riverside Resources Recovery Ltd | 81.76 | 2026-04-14 | Littlebrook (LPN) | N | Other
Riverside Resources Recovery Ltd | 1.31 | 2026-04-14 | Littlebrook (LPN) | N | Low Carbon Dispatchable Power
Riverside Resources Recovery Ltd | 10 | 2026-04-14 | Littlebrook (LPN) | N | Battery
Napoleon Solar Farm | 20 | 2027-10-01 | Northfleet East | N | Solar
Napoleon Solar Farm | 20 | 2027-10-01 | Northfleet East | N | Battery
Shearwater Solar Farm | 17.5 | 2029-01-31 | Ninfield | N | Solar
Shearwater Solar Farm | 12.5 | 2029-01-31 | Ninfield | N | Battery
East Rochester Road | 5.1 | 2025-12-05 | Kingsnorth | N | Battery
Broomfield Solar Farm | 20 | 2027-10-28 | Bolney | N | Solar
Broomfield Solar Farm 2 | 15 | 2030-12-31 | Bolney | N | Solar
Dean Bottom Farm | 49.9 | 2037-10-31 | North Kent Connection Node C | N | Solar
Green Lane | 40 | 2037-10-31 | North Kent Connection Node C | N | Solar
Thornton Road | 50.5 | 2036-10-31 | Sellindge | N | Solar
Thornton Road | 50.5 | 2036-10-31 | Sellindge | N | Battery
Wealden Works | 24 | 2037-10-31 | Sussex and Romney Connection Node B | N | Other
Springhead Lane | 100 | 2038-10-31 | North Kent Connection Node D | N | Battery
Northfleet East Grid | 35 | 2025-10-31 | Northfleet East | N | Battery
Stone Pit 1 | 6 | 2025-10-31 | Northfleet East | N | Unabated Gas
Cuxton | 49.5 | 2026-10-31 | Kingsnorth | N | Battery
Twineham Grange Manor | 49 | 2027-10-31 | Bolney | N | Battery
Ramsgate Road Darent Power OCGT Buildings | 10 | 2026-04-01 | Richborough | N | Battery
Halewick Lane | 36 | 2026-12-18 | Bolney | N | Battery
Wineham Lane | 49.9 | 2027-10-31 | Bolney | N | Battery
Isle of Grain Storage Installation | 7 | 2025-12-31 | Northfleet East | N | Unabated Gas
Rocks Road | 5 | 2025-11-28 | Ninfield | N | Solar
Rocks Road | 5.5 | 2025-11-28 | Ninfield | N | Battery
Wealden Works | 24 | 2026-10-31 | Bolney | N | Other
Bank Farm | 99.9 | 2028-12-31 | Sellindge | N | Solar
Bank Farm | 99.9 | 2028-12-31 | Sellindge | N | Battery
Bob Lane | 49.9 | 2027-10-31 | Bolney | N | Battery
Olives Farm | 52.25 | 2027-12-31 | Ninfield | N | Battery
Richborough Energy Park | 49.9 | 2026-03-01 | Richborough | N | Battery
Horton Wood | 49.9 | 2026-06-30 | Northfleet East | N | Solar
Gabriel Spring Road | 17.5 | 2027-10-31 | Northfleet East | N | Solar
Little South (Richborough) Solar PV | 49 | 2027-09-30 | Richborough | N | Solar
Marden Solar PV | 50 | 2027-09-01 | Northfleet East | N | Solar
School Lane | 49.9 | 2026-10-01 | Kemsley | N | Solar
School Lane | 49.9 | 2026-10-01 | Kemsley | N | Battery
Shalsford Road Land off | 37.5 | 2029-01-31 | Canterbury | N | Solar
Bockingfold Farm | 51.2 | 2025-11-07 | Northfleet East | N | Solar
Park farm | 50 | 2031-10-31 | Sellindge | N | Solar
Park farm | 20 | 2031-10-31 | Sellindge | N | Battery
Hengrove Farm Solar Park | 30 | 2031-10-31 | Richborough | N | Solar
Vigo Lane | 40 | 2029-01-31 | Canterbury | N | Solar
Mathurst Farm Solar | 17.02 | 2029-01-31 | Ninfield | N | Solar
Gaywood Farm | 10.6 | 2026-10-31 | Northfleet East | N | Solar
Priesthawes Farm | 17.4 | 2030-12-31 | Ninfield | N | Solar
Priesthawes Farm | 8.7 | 2030-12-31 | Ninfield | N | Battery
Ironsbottom Solar Farm | 23.584 | 2030-12-31 | Bolney | N | Solar
Kingsnorth Power Station | 49.9 | 2025-10-31 | Kingsnorth | N | Other
Ouse Valley | 13.3 | 2030-12-31 | Little Horsted | N | Solar
Colbrans Farm | 41.8 | 2030-12-31 | Little Horsted | N | Solar
Colbrans Farm | 31.4 | 2030-12-31 | Little Horsted | N | Battery
Land at 1A Priory Stables | 18 | 2026-10-01 | West Weybridge | N | Unabated Gas
Bolney Solar | 19.3 | 2030-12-31 | Bolney | N | Solar
Barge Way | 125 | 2036-10-31 | Kemsley | N | Battery
Merton College | 98 | 2027-10-31 | Chessington | N | Battery
Ridley Court Farm | 49.9 | 2026-01-31 | Northfleet East | N | Solar
Little Flanchford Farm | 13.3 | 2030-12-31 | Bolney | N | Solar
Bentley Estate | 45 | 2030-12-31 | Little Horsted | N | Solar
Bentley Estate | 50 | 2030-12-31 | Little Horsted | N | Battery
Land at Hookers Farm | 99.9 | 2037-10-31 | Sussex and Romney Connection Node B | N | Battery
Speedgate Farm | 57.2 | 2037-10-31 | North Kent Connection Node C | N | Solar
Britton Court Farm | 42.4 | 2036-10-31 | Canterbury | N | Solar
Pitstock Farm | 41.4 | 2036-10-31 | Kemsley | N | Solar
Anglo ES Bean Lane Ltd. | 99 | 2037-10-31 | North Kent Connection Node C | N | Battery
Slyfield Farm | 49.5 | 2029-01-31 | West Weybridge | N | Solar
Rushett Lane | 34.5 | 2028-10-31 | Chessington | N | Battery
St. Marys Road | 16 | 2036-10-31 | Sellindge | N | Solar
Pattenden Lane Solar Farm | 13.3 | 2037-10-31 | North Kent Connection Node C | N | Solar
Postern Lane Postern Park | 10 | 2037-10-31 | North Kent Connection Node C | N | Solar
Land at Otham Court Lane | 20 | 2037-12-31 | Ninfield | N | Solar
Sacketts Hill Farm | 22.8 | 2036-11-30 | Richborough | N | Battery
Laughton Place farm | 35 | 2037-10-31 | Little Horsted | N | Solar
Tandridge-1 Solar Park | 20.1 | 2037-10-31 | North Kent Connection Node C | N | Solar
Tandridge-2 Solar Park | 20.1 | 2037-10-31 | North Kent Connection Node C | N | Solar
The Broyle | 49.9 | 2037-10-31 | Little Horsted | N | Solar
Fridd Lane Solar Farm | 25.7 | 2036-10-31 | Sellindge | N | Solar
Land at Hooks Hole | 35.2 | 2036-10-31 | Kemsley | N | Battery
Moor Hall Farm | 99 | 2037-12-31 | Ninfield | N | Battery
Dormansland | 49.9 | 2037-10-31 | Sussex and Romney Connection Node B | N | Solar
Court Road | 65 | 2037-10-31 | North Kent Connection Node C | N | Battery
Marches Road | 49.9 | 2037-10-31 | Sussex and Romney Connection Node B | N | Solar
Marches Road | 49.9 | 2037-10-31 | Sussex and Romney Connection Node B | N | Battery
Owls Hatch Road | 50 | 2036-10-31 | Canterbury | N | Battery
Thanet Earth Plots CHP | 8.1 | 2037-10-31 | East Kent Connection Node A | N | Unabated Gas
Plots 9 10 11 Thanet Earth | 60 | 2037-10-31 | East Kent Connection Node A | N | Unabated Gas
Britton Court | 35.12 | 2036-06-01 | East Kent Connection Node B | N | Battery
Catsfield Christmas Tree Farm | 101.3 | 2036-12-06 | Ninfield | N | Battery
Land west of Haine Road | 20 | 2037-10-31 | East Kent Connection Node A | N | Solar
Ebbsfleet Farm Cottages | 50.3 | 2037-10-31 | East Kent Connection Node A | N | Battery
Sellindge Solar | 48.6 | 2036-12-06 | Ninfield | N | Solar
Sellindge Solar | 48.6 | 2036-12-06 | Ninfield | N | Battery
Hoath Road | 70 | 2036-06-01 | East Kent Connection Node B | N | Solar
Kenardington | 39.6 | 2037-10-31 | East Kent Connection Node A | N | Solar
Model Farm Battery Storage - Array 1 | 69 | 2029-10-30 | Walpole 132 kV | N | Battery
Model Farm Battery Storage - Array 2 | 69 | 2029-10-30 | Walpole 132 kV | N | Battery
Model Farm Battery Storage - Array 3 | 69 | 2029-10-30 | Walpole 132 kV | N | Battery
Model Farm Battery Storage - Array 4 | 69 | 2029-10-30 | Walpole 132 kV | N | Battery
Battery Storage - 57 MW (CB Battery Limited) | 71.2 | 2028-06-30 | Creyke Beck 400/33 kV | N | Battery
Solar PV – 57 MW (Creyke Beck Solar Limited) | 73.5 | 2028-06-30 | Creyke Beck 400/33 kV | N | Solar
Solar PV – 57 MW (Creyke Beck Solar Limited) | 73.5 | 2028-06-30 | Creyke Beck 400/33 kV | N | Solar
TPS RE Blue BESS (BESS 1) | 99.9 | 2034-10-31 | Yaxley 132 kV | N | Battery
TPS RE Yellow Solar (Solar 1) | 99.9 | 2034-10-31 | Yaxley 132 kV | N | Solar
TPS RE Green BESS (BESS 2) | 99.9 | 2034-10-31 | Yaxley 132 kV | N | Battery
TPS RE Red BESS (BESS 3) | 99.9 | 2034-10-31 | Yaxley 132 kV | N | Battery
TPS RE Orange Solar (Solar 2) | 99.9 | 2034-10-31 | Yaxley 132 kV | N | Solar
TPS RE Purple BESS (BESS 4) | 99.9 | 2034-10-31 | Yaxley 132 kV | N | Battery
TPS RE White BESS (BESS 5) | 99.9 | 2034-10-31 | Yaxley 132 kV | N | Battery
LionLink | 1800 | 2032-10-31 | Friston 400kV Substation | Y | Interconnector
Liric | 700 | 2032-10-31 | Hunterston East 400kV Substation | Y | Interconnector
Tarchon | 1400 | 2030-10-31 | East Anglia Connection Node 400kV Substation | Y | Interconnector
Nautilus | 1500 | 2029-10-31 | Grain West 400kV Substation | Y | Interconnector
Llyr Floating Wind | 200 | 2028-10-31 | Pembroke 400kV Substation | Y | Offshore Wind
INTOG 1 - Aspen (Cerulean) | 408 | 2033-10-31 | Fetteresso | Y | Offshore Wind
INTOG 1 - Aspen (Cerulean) | 15 | 2033-10-31 | Fetteresso | Y | Transmission connected demand
INTOG 2 - Cedar (Cerulean) | 96 | 2032-06-30 | Near Branxton | Y | Offshore Wind
INTOG 2 - Cedar (Cerulean) | 200 | 2032-06-30 | Near Branxton | Y | Transmission connected demand