## Legal
NESO Gas Options Assessment Report 2025 - Data Workbook |  |  | This workbook contains all the economic analysis and associated data for our GOA report.
About
For questions regarding this data set, please contact us at: gwend@neso.energy
Version History
Date | Version | Notes
2025-12-09 | 1.0 | Publication
Legal Notice
As the designated independent system operator and planner, National Energy System Operator Limited (NESO) holds a gas system planner licence. Pursuant to its gas system planner licence, NESO has a long-term strategic planning and forecasting function relating to the gas transmission network. For the purpose of this report, the terms “NESO”, “we”, “our”, “us” etc. are used to refer to National Energy System Operator Limited (company number 11014226). NESO has prepared this report pursuant to its statutory duties and its gas system planner licence in good faith, and has endeavoured to prepare this report in a manner which is, as far as reasonably possible, objective, using information collected and compiled from users of the gas supply system in Great Britain together with its own forecasts of the future development of this system. While NESO has not sought to mislead any person as to the contents of this report and whilst such contents represent its best view as at the time of publication, readers of this document should not place any reliance on the contents of this report. The contents of this report must be considered as illustrative only and no warranty can be or is made as to the accuracy and completeness of such contents, nor shall anything within this document constitute an offer capable of acceptance or form the basis of any contract. Other than in the event of fraudulent misstatement or fraudulent misrepresentation, NESO does not accept any responsibility for any use which is made of the information contained within this report.

## Summary
SUMMARY OF BENEFITS & EXPENDITURE
| Option | Description | Expenditure |  | Benefit Relative to Base Case | [11 empty] | Net Present Value (NPV) Relative to Base Case
[5 empty] | Holistic Transition |  |  | Electric Engagement |  |  | Hydrogen Evolution |  |  | Falling Behind |  |  | Holistic Transition |  |  | Electric Engagement |  |  | Hydrogen Evolution |  |  | Falling Behind
|  |  | Capital Cost | Non-Capital Cost | LA 75% & BB 25% | LA 90% & BB 10% | LA 100% & BB 0% | LA 75% & BB 25% | LA 90% & BB 10% | LA 100% & BB 0% | LA 75% & BB 25% | LA 90% & BB 10% | LA 100% & BB 0% | LA 75% & BB 25% | LA 90% & BB 10% | LA 100% & BB 0% | LA 75% & BB 25% | LA 90% & BB 10% | LA 100% & BB 0% | LA 75% & BB 25% | LA 90% & BB 10% | LA 100% & BB 0% | LA 75% & BB 25% | LA 90% & BB 10% | LA 100% & BB 0% | LA 75% & BB 25% | LA 90% & BB 10% | LA 100% & BB 0%
|  |  | Total PV (£m) | Total PV (£m) | PV (£m) | PV (£m) | PV (£m) | PV (£m) | PV (£m) | PV (£m) | PV (£m) | PV (£m) | PV (£m) | PV (£m) | PV (£m) | PV (£m) | NPV (£m) | NPV (£m) | NPV (£m) | NPV (£m) | NPV (£m) | NPV (£m) | NPV (£m) | NPV (£m) | NPV (£m) | NPV (£m) | NPV (£m) | NPV (£m)
| Option A | Wormington to Honeybourne 900mm New | 48.84 | 7.2472 | 606 | 525 | 471 | 767 | 665 | 596 | 1065 | 916 | 818 | 1280 | 1099 | 978 | 550 | 469 | 415 | 711 | 608 | 540 | 1009 | 860 | 761 | 1224 | 1043 | 922
| Option B | Wormington to Honeybourne 900mm New Churchover Tee to MJ 900mm New | 53.98 | 9.4949 | 627 | 543 | 486 | 794 | 686 | 614 | 1112 | 958 | 856 | 1339 | 1153 | 1029 | 564 | 479 | 423 | 730 | 622 | 551 | 1049 | 895 | 792 | 1275 | 1089 | 965
| Option C | Wormington to Honeybourne 900mm New Uprating Fdr 28 Felindre Three Cocks & Cilfrew | 59.56 | 9.4949 | 638 | 550 | 491 | 809 | 697 | 622 | 1162 | 999 | 890 | 1426 | 1226 | 1092 | 568 | 480 | 422 | 740 | 628 | 553 | 1093 | 930 | 821 | 1357 | 1157 | 1023
| Option D | Wormington to Honeybourne 900mm New Churchover Tee to MJ 900mm New Uprating Feeder 28 Felindre Three Cocks & Cilfrew | 60.14 | 9.4949 | 672 | 577 | 513 | 860 | 737 | 655 | 1313 | 1127 | 1004 | 1656 | 1424 | 1269 | 602 | 507 | 443 | 790 | 667 | 585 | 1243 | 1058 | 934 | 1586 | 1354 | 1200
| Option E | Wormington to Honeybourne 900mm New Churchover Tee to MJ 900mm New Uprating Feeder 28 Felindre Three Cocks & Cilfrew Churchover Parallel Operation/ Flow increase Wormington C (VSD) spare rebuild kit | 1165.84 | 107.6003 | 630 | 542 | 483 | 792 | 679 | 604 | 1227 | 1056 | 942 | 1562 | 1346 | 1202 | -644 | -732 | -791 | -482 | -594 | -669 | -46 | -217 | -331 | 288 | 72 | -72
| Option F | Wormington to Honeybourne 900mm New Churchover Tee to MJ 900mm New Uprating Fdr 28 Felindre Three Cocks & Cilfrew Newton Noyes to Felindre 1200mm New | 1928.37 | 160.0363 | 812 | 715 | 651 | 1045 | 920 | 836 | 1543 | 1350 | 1221 | 1875 | 1636 | 1476 | -1276 | -1373 | -1437 | -1043 | -1168 | -1252 | -545 | -739 | -867 | -213 | -453 | -612
| Option G | Three Cocks to Alrewas 1200mm New | 202.77 | 35.7392 | 737 | 645 | 583 | 942 | 823 | 744 | 1367 | 1187 | 1067 | 1693 | 1467 | 1316 | 499 | 406 | 344 | 703 | 584 | 505 | 1129 | 949 | 829 | 1455 | 1229 | 1078
| Option H | Wormington to Honeybourne 900mm New;Churchover Tee to MJ 900mm New Uprating Feeder 28 Felindre Three Cocks & Cilfrew Three Cocks to Alrewas 1200mm New | 97.52 | 24.9181 | 664 | 569 | 507 | 848 | 726 | 646 | 1284 | 1103 | 982 | 1617 | 1390 | 1240 | 541 | 447 | 384 | 725 | 604 | 523 | 1161 | 980 | 859 | 1494 | 1268 | 1117
| Option K | Wormington to Honeybourne 900mm New Churchover Tee to MJ 900mm New Uprating Feeder 28 Felindre Three Cocks & Cilfrew Tirley to Wormington 1200mm New | 54.41 | 7.2472 | 628 | 542 | 484 | 797 | 686 | 613 | 1144 | 984 | 877 | 1408 | 1210 | 1079 | 567 | 480 | 422 | 735 | 625 | 551 | 1083 | 922 | 815 | 1346 | 1148 | 1017
| Option P | Wormington to Honeybourne 900mm New Churchover Tee to MJ 900mm New Uprating Feeder 28 Felindre Three Cocks & Cilfrew Churchover Parallel Operation/ Flow increase Churchover New Unit | 1868.81 | 150.5414 | 677 | 599 | 547 | 866 | 766 | 698 | 1426 | 1248 | 1130 | 1768 | 1543 | 1392 | -1342 | -1420 | -1472 | -1153 | -1254 | -1321 | -594 | -771 | -890 | -251 | -477 | -627
| Option U | Wormington to Honeybourne 900mm New;Churchover Tee to MJ 900mm New Uprating Feeder 28 Felindre Three Cocks & Cilfrew Newton Noyes to Felindre 1200mm New Churchover Parallel Operation/ Flow increase | 1165.84 | 107.6003 | 745 | 651 | 589 | 952 | 831 | 750 | 1388 | 1203 | 1079 | 1718 | 1486 | 1331 | -528 | -622 | -685 | -322 | -443 | -523 | 114 | -71 | -194 | 445 | 212 | 57
| Option V | Wormington to Honeybourne 900mm New Churchover Tee to MJ 900mm New Uprating Feeder 28 Felindre Three Cocks & Cilfrew Tirley to Wormington 1200mm New Churchover Parallel Operation/ Flow increase | 202.77 | 35.7392 | 721 | 626 | 562 | 925 | 803 | 721 | 1364 | 1179 | 1055 | 1696 | 1464 | 1309 | 482 | 387 | 324 | 687 | 564 | 483 | 1126 | 940 | 816 | 1458 | 1226 | 1071
| Option W | Wormington to Honeybourne 900mm New Churchover Tee to MJ 900mm New Uprating Feeder 28 Felindre Three Cocks & Cilfrew Churchover Parallel Operation/ Flow increase Uprating Newton Noyes to Felindre | 63.97 | 9.4949 | 740 | 644 | 580 | 949 | 826 | 743 | 1369 | 1183 | 1059 | 1680 | 1448 | 1292 | 666 | 571 | 507 | 875 | 752 | 670 | 1296 | 1109 | 985 | 1607 | 1374 | 1219
Definitions:
Expenditure: The figures in the table represent the total expenditure for each option, including both capital and non-capital costs.
Benefit Relative to Base Case: The figures in the table show the savings or benefit achieved by each option compared to the base (Do nothing) scenario.
Net Present Value Relative to Base Case: This represents the overall financial impact of each option compared to the base scenario. It is calculated as the difference between the present value of savings (or benefits) and the present value of expenditures (both capital and non-capital costs). A positive NPV indicates that the option provides a net gain over the base case, while a negative NPV means a net loss.

## Acronyms
ACRONYM DESCRIPTION:
Acronym | Full Form
BB | Buy Backs
LA | Locational Actions
NPV | Net Present Value
STPR | Social Time Preference Rate
PV | Present Value
WACC | Weighted Average Cost of Capital
FES Pathways Explanation
EE | Electric Engagement, Net zero is met mainly through electrified demand. Consumers are highly engaged in the transition through smart technologies that reduce energy demand, such as electric heat pumps and electric vehicles.Pathway with the highest peak electricity demand, requiring high nuclear and renewable capacities. It also has the highest level of bioenergy with carbon capture and storage across all net zero pathways. Supply side flexibility is high, delivered through electricity storage, interconnectors and low carbon dispatchable power.
FB | Falling Behind, Considers a world where some decarbonisation progress is made against today, but at a pace not sufficient to meet net zero. Used in downstream gas and electricity security of supply processes - it is important that we use Falling Behind alongside the net zero pathways to consider the full range of potential demand levels for possible remaining reliance on unabated fossil fuels.With the current level of low carbon projects in the pipeline and increased policy ambition, we consider some level of progress in areas where there is increased certainty or progress.
HE | Hydrogen Evolution, Net zero is met through fast progress for hydrogen in industry and heat. Widespread access to a national hydrogen network is assumed. Some consumers will have hydrogen boilers, although most heat is electrified. There are low levels of consumer engagement within this pathway.Hydrogen is used for some heavy goods vehicles, but electric vehicle uptake is strong. Pathway sees high levels of hydrogen dispatchable power plants, leading to reduced need for renewable and nuclear capacities. Hydrogen storage provides the most flexibility in this pathway.
HT | Holistic Transition, Net zero is met through a mix of electrification and hydrogen, with hydrogen mainly used around industrial clusters. Hydrogen is not used for heat except as a secondary fuel for heat networks in small quantities. Consumer engagement is very strong through adoption of energy efficiency improvements and demand shifting, with smart homes and electric vehicles providing flexibility.A high-renewable capacity pathway, with unabated gas dropping sharply. Pathway sees moderate levels of nuclear capacity and lowest levels of hydrogen dispatchable power. Supply side flexibility is high, delivered through electricity storage and interconnectors. No unabated gas remains on the network in 2050.

## Assumptions
Assumptions |  | References | [8 empty] | Comments
STPR | 3.5% | https://www.gov.uk/government/publications/the-green-book-appraisal-and-evaluation-in-central-government/the-green-book-2020 | [8 empty] | (<= 30 years)
| 3% | [9 empty] | > 30 years
WACC | 4.22% | Table 20 RIIO-3 Draft Determinations - Finance Annex
Gas system average price (SAP) | Table 1 | Annex_M_assumptions_growth_price.ods | [8 empty] | SAP prices are used in constraint cost calculation
Carbon emission cost per tonne | Table 2 | Valuation of greenhouse gas emissions: for policy appraisal and evaluation - GOV.UK | [8 empty] | RPI is used to Inflate the price to 2025
Nox emission cost £ per tonne | 8914.62 | https://www.gov.uk/government/publications/assess-the-impact-of-air-quality/air-quality-appraisal-damage-cost-guidance | [8 empty] | RPI is used to Inflate the price to 2025
TABLE 1
Constraint Management Methods | %
Locational Sell Price Discount | 25%
Locational Buy Price Premium | 40%
Buyback Price Premium | 50%
Fiscal Year | 2026 | 2027 | 2028 | 2029 | 2030 | 2031 | 2032 | 2033 | 2034 | 2035 | 2036 | 2037 | 2038 | 2039 | 2040 | 2041 | 2042 | 2043 | 2044 | 2045 | 2046 | 2047 | 2048 | 2049 | 2050
SAP Price (£/kWh) | 0.025 | 0.025367 | 0.02501 | 0.02501 | 0.02501 | 0.024653 | 0.024653 | 0.024653 | 0.024295 | 0.024295 | 0.023938 | 0.023938 | 0.023938 | 0.023581 | 0.023581 | 0.023581 | 0.023581 | 0.023581 | 0.023581 | 0.023581 | 0.023581 | 0.023581 | 0.023581 | 0.023581 | 0.023581
Locational Sell Price (£/kWh) | 0.019025 | 0.019025 | 0.018757 | 0.018757 | 0.018757 | 0.01849 | 0.01849 | 0.01849 | 0.018222 | 0.018222 | 0.017954 | 0.017954 | 0.017954 | 0.017686 | 0.017686 | 0.017686 | 0.017686 | 0.017686 | 0.017686 | 0.017686 | 0.017686 | 0.017686 | 0.017686 | 0.017686 | 0.017686
Locational Buy Price (£/kWh) | 0.035514 | 0.035514 | 0.035014 | 0.035014 | 0.035014 | 0.034514 | 0.034514 | 0.034514 | 0.034014 | 0.034014 | 0.033513 | 0.033513 | 0.033513 | 0.033013 | 0.033013 | 0.033013 | 0.033013 | 0.033013 | 0.033013 | 0.033013 | 0.033013 | 0.033013 | 0.033013 | 0.033013 | 0.033013
Net Locational Price (£/kWh) | 0.016489 | 0.016489 | 0.016256 | 0.016256 | 0.016256 | 0.016024 | 0.016024 | 0.016024 | 0.015792 | 0.015792 | 0.01556 | 0.01556 | 0.01556 | 0.015328 | 0.015328 | 0.015328 | 0.015328 | 0.015328 | 0.015328 | 0.015328 | 0.015328 | 0.015328 | 0.015328 | 0.015328 | 0.015328
Capacity Buyback Price (£/kWh) | 0.038051 | 0.038051 | 0.037515 | 0.037515 | 0.037515 | 0.036979 | 0.036979 | 0.036979 | 0.036443 | 0.036443 | 0.035907 | 0.035907 | 0.035907 | 0.035371 | 0.035371 | 0.035371 | 0.035371 | 0.035371 | 0.035371 | 0.035371 | 0.035371 | 0.035371 | 0.035371 | 0.035371 | 0.035371
Note :
We performed three sensitivities around Constraint management tool:
1) Scenario 1: 75% of constraint volumes managed through locational actions, with the remaining 25% addressed via buyback.
2) Scenario 2: 90% of constraint volumes managed through locational actions, and 10% through buyback.
3) Scenario 3: 100% of constraint volumes managed exclusively through locational actions.
TABLE 2
Fiscal Year | 2026 | 2027 | 2028 | 2029 | 2030 | 2031 | 2032 | 2033 | 2034 | 2035 | 2036 | 2037 | 2038 | 2039 | 2040 | 2041 | 2042 | 2043 | 2044 | 2045 | 2046 | 2047 | 2048 | 2049 | 2050
Carbon Emission Cost Per £ Tonne | 356.73 | 362.22 | 367.7 | 373.19 | 378.68 | 384.17 | 391.03 | 396.52 | 402.01 | 408.87 | 414.35 | 421.21 | 428.07 | 433.56 | 440.42 | 447.28 | 454.14 | 461 | 467.86 | 474.72 | 481.58 | 488.44 | 496.68 | 503.54 | 511.77

## Base (Do Nothing)
Summary of Base Case
Option Base (Do Nothing)
Capability Equation
Sensitivities : Locational Actions 75% & Buybacks 25%
Discounting | Time | n | Year 0 | Year 1 | Year 2 | Year 3 | Year 4 | Year 5 | Year 6 | Year 7 | Year 8 | Year 9 | Year 10 | Year 11 | Year 12 | Year 13 | Year 14 | Year 15 | Year 16 | Year 17 | Year 18 | Year 19 | Year 20 | Year 21 | Year 22 | Year 23 | Year 24
| Fiscal Year |  | 2026 | 2027 | 2028 | 2029 | 2030 | 2031 | 2032 | 2033 | 2034 | 2035 | 2036 | 2037 | 2038 | 2039 | 2040 | 2041 | 2042 | 2043 | 2044 | 2045 | 2046 | 2047 | 2048 | 2049 | 2050
| Discounting % to convert the future cost into present | =1/[(1+STPR)^n] | 100% | 96.62% | 93.35% | 90.19% | 87.14% | 84.2% | 81.35% | 78.6% | 75.94% | 73.37% | 70.89% | 68.49% | 66.18% | 63.94% | 61.78% | 59.69% | 57.67% | 55.72% | 53.84% | 52.02% | 50.26% | 48.56% | 46.92% | 45.33% | 43.8%
Cost Inputs
FES Pathway - Holistic Transition (HT) |  |  | 2026 | 2027 | 2028 | 2029 | 2030 | 2031 | 2032 | 2033 | 2034 | 2035 | 2036 | 2037 | 2038 | 2039 | 2040 | 2041 | 2042 | 2043 | 2044 | 2045 | 2046 | 2047 | 2048 | 2049 | 2050
Constraints | Constraint days volume | KWh | 561.63 | 709.36 | 869.58 | 1130.36 | 1402.14 | 1457.59 | 1413.48 | 1615.25 | 1918.91 | 2343.84 | 2604.97 | 2883.45 | 3274.25 | 3337.05 | 3392.96 | 3613.21 | 3559.04 | 3596.41 | 3548.11 | 3582.87 | 3553.77 | 3526.27 | 3473.69 | 3395.97 | 2921.36
| Constraint cost (LA 75% BB 25%) | £m | 12.29 | 15.52 | 18.76 | 24.38 | 30.25 | 30.99 | 30.05 | 34.34 | 40.21 | 49.11 | 53.78 | 59.53 | 67.6 | 67.87 | 69.01 | 73.49 | 72.39 | 73.15 | 72.16 | 72.87 | 72.28 | 71.72 | 70.65 | 69.07 | 59.42
Emissions | CO2 emissions volume | Tonnes | 8988.3665 | 9919.0867 | 11088.2002 | 12735.3198 | 17955.4346 | 17112.2008 | 15855.3933 | 16719.5845 | 18068.6433 | 20222.7119 | 21146.2291 | 22435.6685 | 23716.5272 | 23246.4873 | 23057.6907 | 23602.8307 | 22642.8408 | 22717.6481 | 22244.7535 | 22023.6298 | 20883.517 | 21014.0639 | 20782.5897 | 20675.5909 | 19019.0107
| NOx emissions volume | Tonnes | 4.75 | 5.24 | 5.85 | 6.72 | 7.32 | 9.6 | 8.89 | 9.38 | 10.14 | 11.34 | 11.86 | 12.58 | 13.3 | 13.04 | 12.93 | 13.24 | 12.7 | 12.74 | 12.48 | 12.35 | 11.71 | 11.79 | 11.66 | 11.6 | 10.67
| CO2 emissions cost | £m | 3.21 | 3.59 | 4.08 | 4.75 | 6.8 | 6.57 | 6.2 | 6.63 | 7.26 | 8.27 | 8.76 | 9.45 | 10.15 | 10.08 | 10.16 | 10.56 | 10.28 | 10.47 | 10.41 | 10.46 | 10.06 | 10.26 | 10.32 | 10.41 | 9.73
| NOx emissions cost | £m | 0.04 | 0.05 | 0.05 | 0.06 | 0.07 | 0.09 | 0.08 | 0.08 | 0.09 | 0.1 | 0.11 | 0.11 | 0.12 | 0.12 | 0.12 | 0.12 | 0.11 | 0.11 | 0.11 | 0.11 | 0.1 | 0.11 | 0.1 | 0.1 | 0.1
| Compressor fuel volume | KWh | 90.19 | 99.53 | 111.26 | 127.79 | 141.59 | 134.94 | 125.03 | 131.84 | 142.48 | 159.47 | 166.75 | 176.92 | 187.02 | 183.31 | 181.82 | 186.12 | 178.55 | 179.14 | 175.41 | 173.67 | 164.68 | 165.71 | 163.88 | 163.04 | 149.97
| Compressor fuel cost | £m | 4.89 | 4.77 | 6.02 | 6.91 | 6.65 | 6.32 | 6.61 | 6.97 | 7.51 | 9.38 | 9.78 | 10.38 | 12.11 | 11.84 | 11.75 | 12.02 | 11.53 | 11.57 | 11.33 | 11.22 | 10.64 | 10.7 | 10.59 | 10.53 | 9.69
| Emissions cost | £m | 8.1389 | 8.4087 | 10.1461 | 11.7232 | 13.5141 | 12.9765 | 12.8922 | 13.6867 | 14.8688 | 17.7495 | 18.6512 | 19.9424 | 22.3804 | 22.037 | 22.0162 | 22.6986 | 21.9307 | 22.159 | 21.8504 | 21.7843 | 20.7998 | 21.074 | 21.0129 | 21.0466 | 19.5168
Total | Total PV of constraints and Emissions after discounting | £m | 20.4269 | 23.1198 | 26.9821 | 32.5659 | 38.1342 | 37.0209 | 34.9374 | 37.7524 | 41.8278 | 49.0603 | 51.3505 | 54.4367 | 59.549 | 57.4871 | 56.2329 | 57.4124 | 54.3927 | 53.1041 | 50.6132 | 49.235 | 46.7778 | 45.0576 | 43.0035 | 40.848 | 34.5692
FES Pathway - Electric Engagement (EE)
Constraints | Constraint days volume | KWh | 567.12 | 729.08 | 907.52 | 1208.83 | 1606.69 | 1642.4 | 1564.1 | 1907.62 | 2366.99 | 3201.5 | 3655.09 | 4050.58 | 4771.35 | 5016.89 | 4711.81 | 4405.93 | 4379.92 | 4580.7 | 4469.13 | 4452.35 | 4345.75 | 4459.31 | 4281.64 | 4177.68 | 3738.13
| Constraint cost (LA 75% BB 25%) | £m | 12.41 | 15.95 | 19.58 | 26.08 | 34.66 | 34.92 | 33.26 | 40.56 | 49.6 | 67.09 | 75.47 | 83.63 | 98.51 | 102.04 | 95.83 | 89.61 | 89.08 | 93.16 | 90.9 | 90.55 | 88.39 | 90.7 | 87.08 | 84.97 | 76.03
Emissions | CO2 emissions volume | Tonnes | 9169.1687 | 10265.5899 | 11674.6115 | 13628.3386 | 19846.5026 | 18961.8521 | 17928.6198 | 20072.9643 | 22299.4013 | 25519.9496 | 26614.9505 | 27675.1908 | 29259.7654 | 29989.0067 | 29107.2986 | 27918.3655 | 27392.2614 | 28149.9855 | 27918.962 | 27405.1898 | 26743.8629 | 26883.449 | 25985.7695 | 25351.8807 | 23987.9087
| NOx emissions volume | Tonnes | 4.84 | 5.42 | 6.16 | 7.19 | 8.09 | 10.64 | 10.06 | 11.26 | 12.51 | 14.37 | 15.04 | 15.69 | 16.67 | 17.12 | 16.58 | 15.84 | 15.52 | 15.99 | 15.84 | 15.53 | 15.12 | 15.21 | 14.65 | 14.26 | 13.46
| CO2 emissions cost | £m | 3.27 | 3.72 | 4.29 | 5.09 | 7.52 | 7.28 | 7.01 | 7.96 | 8.96 | 10.43 | 11.03 | 11.66 | 12.53 | 13 | 12.82 | 12.49 | 12.44 | 12.98 | 13.06 | 13.01 | 12.88 | 13.13 | 12.91 | 12.77 | 12.28
| NOx emissions cost | £m | 0.04 | 0.05 | 0.05 | 0.06 | 0.07 | 0.09 | 0.09 | 0.1 | 0.11 | 0.13 | 0.13 | 0.14 | 0.15 | 0.15 | 0.15 | 0.14 | 0.14 | 0.14 | 0.14 | 0.14 | 0.13 | 0.14 | 0.13 | 0.13 | 0.12
| Compressor fuel volume | KWh | 92.01 | 103.01 | 117.15 | 136.75 | 156.5 | 149.52 | 141.38 | 158.29 | 175.84 | 201.98 | 211.46 | 220.63 | 234.35 | 240.66 | 233.03 | 222.74 | 218.19 | 224.74 | 222.74 | 218.3 | 212.57 | 213.78 | 206.01 | 200.53 | 189.16
| Compressor fuel cost | £m | 4.99 | 4.94 | 6.33 | 7.4 | 7.35 | 7 | 7.48 | 8.37 | 9.27 | 11.88 | 12.41 | 12.94 | 15.17 | 15.55 | 15.05 | 14.39 | 14.09 | 14.52 | 14.39 | 14.1 | 13.73 | 13.81 | 13.31 | 12.95 | 12.22
| Emissions cost | £m | 8.3026 | 8.7024 | 10.6827 | 12.5452 | 14.9374 | 14.3791 | 14.578 | 16.4318 | 18.3504 | 22.4431 | 23.5686 | 24.742 | 27.8481 | 28.7015 | 28.021 | 27.0177 | 26.6732 | 27.6383 | 27.5929 | 27.2504 | 26.7465 | 27.077 | 26.3456 | 25.8468 | 24.6158
Total | Total PV of constraints and Emissions after discounting | £m | 20.7108 | 23.8205 | 28.2471 | 34.8339 | 43.2196 | 41.5104 | 38.914 | 44.7963 | 51.6021 | 65.6908 | 70.207 | 74.2295 | 83.6231 | 83.594 | 76.5135 | 69.6139 | 66.756 | 67.3117 | 63.7894 | 61.2766 | 57.8616 | 57.1869 | 53.2146 | 50.2306 | 44.0776
FES Pathway - Hydrogen Evolution (HE)
Constraints | Constraint days volume | KWh | 495.18 | 630.17 | 725.53 | 884.38 | 1155.45 | 1142.14 | 906.68 | 1239.34 | 1492.78 | 1998.35 | 2442.08 | 3372.68 | 4924.16 | 6158.01 | 7108.51 | 7236.03 | 8010.67 | 10707.69 | 9785.22 | 9575.76 | 8654.66 | 7931.93 | 8966.62 | 11119.44 | 6767.06
| Constraint cost (LA 75% BB 25%) | £m | 10.8 | 13.8 | 15.7 | 19.1 | 24.9 | 24.3 | 19.3 | 26.4 | 31.3 | 41.9 | 50.4 | 69.6 | 101.7 | 125.2 | 144.6 | 147.2 | 162.9 | 217.8 | 199 | 194.8 | 176 | 161.3 | 182.4 | 226.2 | 137.6
Emissions | CO2 emissions volume | Tonnes | 8272.18 | 9149.99 | 9769.32 | 10881.31 | 16164.27 | 15105.22 | 12843.24 | 15183.31 | 16642.65 | 20148.61 | 23081.88 | 27331.17 | 31349.88 | 33654.04 | 35670.19 | 36751.37 | 37615.72 | 39695.95 | 39567.63 | 39604.05 | 38669.85 | 37897.75 | 38949.29 | 39180.2 | 34126.81
| NOx emissions volume | Tonnes | 4.37 | 4.83 | 5.16 | 5.74 | 6.59 | 8.47 | 7.2 | 8.52 | 9.34 | 11.3 | 12.95 | 15.48 | 17.96 | 19.38 | 20.62 | 21.29 | 21.85 | 23.19 | 23.11 | 23.13 | 22.53 | 22.03 | 22.71 | 22.86 | 19.67
| CO2 emissions cost | £m | 3 | 3.3 | 3.6 | 4.1 | 6.1 | 5.8 | 5 | 6 | 6.7 | 8.2 | 9.6 | 11.5 | 13.4 | 14.6 | 15.7 | 16.4 | 17.1 | 18.3 | 18.5 | 18.8 | 18.6 | 18.5 | 19.3 | 19.7 | 17.5
| NOx emissions cost | £m | 0 | 0 | 0 | 0.1 | 0.1 | 0.1 | 0.1 | 0.1 | 0.1 | 0.1 | 0.1 | 0.1 | 0.2 | 0.2 | 0.2 | 0.2 | 0.2 | 0.2 | 0.2 | 0.2 | 0.2 | 0.2 | 0.2 | 0.2 | 0.2
| Compressor fuel volume | KWh | 83 | 91.8 | 98 | 109.2 | 127.5 | 119.1 | 101.3 | 119.7 | 131.2 | 158.9 | 182 | 217.7 | 252.4 | 272.4 | 289.8 | 299.3 | 307.2 | 326 | 324.9 | 325.2 | 316.7 | 309.7 | 319.2 | 321.3 | 276.5
| Compressor fuel cost | £m | 4.5 | 4.4 | 5.3 | 5.9 | 6 | 5.6 | 5.4 | 6.3 | 6.9 | 9.3 | 10.7 | 12.8 | 16.3 | 17.6 | 18.7 | 19.3 | 19.8 | 21.1 | 21 | 21 | 20.5 | 20 | 20.6 | 20.8 | 17.9
| Emissions cost | £m | 7.4904 | 7.7567 | 8.9393 | 10.0165 | 12.166 | 11.4546 | 10.443 | 12.4291 | 13.6954 | 17.6845 | 20.3584 | 24.4205 | 29.9256 | 32.3598 | 34.6169 | 35.9642 | 37.1201 | 39.5675 | 39.7039 | 40.0141 | 39.2834 | 38.7149 | 40.1711 | 40.6911 | 35.5006
Total | Total PV of constraints and Emissions after discounting | £m | 18.3245 | 20.8159 | 22.9549 | 26.2406 | 32.3221 | 30.092 | 24.1786 | 30.4817 | 34.1554 | 43.7006 | 50.1767 | 64.4226 | 87.0859 | 100.7728 | 110.7022 | 109.311 | 115.3671 | 143.3939 | 128.5177 | 122.1172 | 108.2054 | 97.1327 | 104.404 | 120.9564 | 75.8245
FES Pathway - Falling Behind (FB)
Constraints | Constraint days volume | KWh | 326.63 | 441.89 | 595.53 | 814.05 | 1126.81 | 1381.91 | 871.12 | 931.97 | 1199.27 | 1707.17 | 2497.12 | 3542.93 | 5190.08 | 6471.17 | 7457.47 | 8698.65 | 10478.84 | 11668.24 | 11649.07 | 12013.16 | 12205.14 | 12849.02 | 13038.32 | 13793.43 | 12569.59
| Constraint cost (LA 75% BB 25%) | £m | 7.15 | 9.67 | 12.85 | 17.56 | 24.31 | 29.38 | 18.52 | 19.82 | 25.13 | 35.77 | 51.56 | 73.15 | 107.16 | 131.61 | 151.67 | 176.92 | 213.12 | 237.31 | 236.92 | 244.33 | 248.23 | 261.33 | 265.18 | 280.54 | 255.65
Emissions | CO2 emissions volume | Tonnes | 7495.1736 | 8664.806 | 10520.2295 | 12772.5076 | 20145.2883 | 22452.2529 | 16650.907 | 16538.8852 | 19033.8214 | 22155.5957 | 25392.0041 | 28608.0944 | 32905.8505 | 35307.9429 | 36997.0855 | 39547.623 | 42846.1299 | 48793.6856 | 48350.2419 | 52193.815 | 51986.1349 | 54655.2382 | 53780.4003 | 55578.4792 | 49084.0906
| NOx emissions volume | Tonnes | 3.96 | 4.57 | 5.55 | 6.74 | 8.21 | 12.59 | 9.34 | 9.28 | 10.68 | 12.43 | 14.29 | 16.27 | 18.91 | 20.39 | 21.45 | 23.09 | 25.22 | 29.06 | 28.77 | 31.25 | 31.12 | 32.84 | 32.27 | 33.43 | 29.25
| CO2 emissions cost | £m | 2.67 | 3.14 | 3.87 | 4.77 | 7.63 | 8.63 | 6.51 | 6.56 | 7.65 | 9.06 | 10.52 | 12.05 | 14.09 | 15.31 | 16.29 | 17.69 | 19.46 | 22.49 | 22.62 | 24.78 | 25.04 | 26.7 | 26.71 | 27.99 | 25.12
| NOx emissions cost | £m | 0.04 | 0.04 | 0.05 | 0.06 | 0.07 | 0.11 | 0.08 | 0.08 | 0.1 | 0.11 | 0.13 | 0.15 | 0.17 | 0.18 | 0.19 | 0.21 | 0.22 | 0.26 | 0.26 | 0.28 | 0.28 | 0.29 | 0.29 | 0.3 | 0.26
| Compressor fuel volume | KWh | 75.21 | 86.95 | 105.56 | 128.17 | 158.86 | 177.05 | 131.3 | 130.42 | 150.09 | 174.71 | 200.87 | 228.71 | 265.9 | 286.69 | 301.55 | 324.67 | 354.58 | 408.5 | 404.48 | 439.33 | 437.45 | 461.65 | 453.72 | 470.02 | 411.14
| Compressor fuel cost | £m | 4.08 | 4.17 | 5.71 | 6.93 | 7.46 | 8.29 | 6.94 | 6.9 | 7.92 | 10.28 | 11.79 | 13.42 | 17.22 | 18.52 | 19.48 | 20.97 | 22.91 | 26.39 | 26.13 | 28.38 | 28.26 | 29.82 | 29.31 | 30.36 | 26.56
| Emissions cost | £m | 6.7868 | 7.3454 | 9.6264 | 11.7574 | 15.1623 | 17.026 | 13.5391 | 13.5388 | 15.6631 | 19.446 | 22.4342 | 25.6138 | 31.4722 | 34.0106 | 35.9656 | 38.8688 | 42.589 | 49.1425 | 49.0075 | 53.4372 | 53.5724 | 56.8114 | 56.3094 | 58.6472 | 51.9399
Total | Total PV of constraints and Emissions after discounting | £m | 13.9331 | 16.4383 | 20.9784 | 26.4426 | 34.3948 | 39.0756 | 26.0822 | 26.2168 | 30.979 | 40.5161 | 52.4538 | 67.6475 | 91.7429 | 105.9008 | 115.92 | 128.8006 | 147.471 | 159.6147 | 153.9345 | 154.8849 | 151.6775 | 154.4799 | 150.8267 | 153.7475 | 134.7096
Sensitivities : Locational Actions 90% & Buybacks 10%
Cost Inputs
FES Pathway - Holistic Transition (HT) |  |  | 2026 | 2027 | 2028 | 2029 | 2030 | 2031 | 2032 | 2033 | 2034 | 2035 | 2036 | 2037 | 2038 | 2039 | 2040 | 2041 | 2042 | 2043 | 2044 | 2045 | 2046 | 2047 | 2048 | 2049 | 2050
Constraints | Constraint days volume | KWh | 561.63 | 709.36 | 869.58 | 1130.36 | 1402.14 | 1457.59 | 1413.48 | 1615.25 | 1918.91 | 2343.84 | 2604.97 | 2883.45 | 3274.25 | 3337.05 | 3392.96 | 3613.21 | 3559.04 | 3596.41 | 3548.11 | 3582.87 | 3553.77 | 3526.27 | 3473.69 | 3395.97 | 2921.36
| Constraint cost (LA 90% BB 10%) | £m | 10.4715 | 13.226 | 15.9849 | 20.7787 | 25.7746 | 26.4112 | 25.6119 | 29.2679 | 34.2663 | 41.8542 | 45.8332 | 50.733 | 57.6089 | 57.8374 | 58.8066 | 62.6238 | 61.6849 | 62.3327 | 61.4955 | 62.0979 | 61.5936 | 61.117 | 60.2057 | 58.8586 | 50.6327
Emissions | CO2 emissions volume | Tonnes | 8988.3665 | 9919.0867 | 11088.2002 | 12735.3198 | 17955.4346 | 17112.2008 | 15855.3933 | 16719.5845 | 18068.6433 | 20222.7119 | 21146.2291 | 22435.6685 | 23716.5272 | 23246.4873 | 23057.6907 | 23602.8307 | 22642.8408 | 22717.6481 | 22244.7535 | 22023.6298 | 20883.517 | 21014.0639 | 20782.5897 | 20675.5909 | 19019.0107
| NOx emissions volume | Tonnes | 4.75 | 5.24 | 5.85 | 6.72 | 7.32 | 9.6 | 8.89 | 9.38 | 10.14 | 11.34 | 11.86 | 12.58 | 13.3 | 13.04 | 12.93 | 13.24 | 12.7 | 12.74 | 12.48 | 12.35 | 11.71 | 11.79 | 11.66 | 11.6 | 10.67
| CO2 emissions cost | £m | 3.21 | 3.59 | 4.08 | 4.75 | 6.8 | 6.57 | 6.2 | 6.63 | 7.26 | 8.27 | 8.76 | 9.45 | 10.15 | 10.08 | 10.16 | 10.56 | 10.28 | 10.47 | 10.41 | 10.46 | 10.06 | 10.26 | 10.32 | 10.41 | 9.73
| NOx emissions cost | £m | 0.04 | 0.05 | 0.05 | 0.06 | 0.07 | 0.09 | 0.08 | 0.08 | 0.09 | 0.1 | 0.11 | 0.11 | 0.12 | 0.12 | 0.12 | 0.12 | 0.11 | 0.11 | 0.11 | 0.11 | 0.1 | 0.11 | 0.1 | 0.1 | 0.1
| Compressor fuel volume | KWh | 90.19 | 99.53 | 111.26 | 127.79 | 141.59 | 134.94 | 125.03 | 131.84 | 142.48 | 159.47 | 166.75 | 176.92 | 187.02 | 183.31 | 181.82 | 186.12 | 178.55 | 179.14 | 175.41 | 173.67 | 164.68 | 165.71 | 163.88 | 163.04 | 149.97
| Compressor fuel cost | £m | 4.89 | 4.77 | 6.02 | 6.91 | 6.65 | 6.32 | 6.61 | 6.97 | 7.51 | 9.38 | 9.78 | 10.38 | 12.11 | 11.84 | 11.75 | 12.02 | 11.53 | 11.57 | 11.33 | 11.22 | 10.64 | 10.7 | 10.59 | 10.53 | 9.69
| Emissions cost | £m | 8.1389 | 8.4087 | 10.1461 | 11.7232 | 13.5141 | 12.9765 | 12.8922 | 13.6867 | 14.8688 | 17.7495 | 18.6512 | 19.9424 | 22.3804 | 22.037 | 22.0162 | 22.6986 | 21.9307 | 22.159 | 21.8504 | 21.7843 | 20.7998 | 21.074 | 21.0129 | 21.0466 | 19.5168
Total | Total PV of constraints and Emissions after discounting | £m | 18.6104 | 20.9031 | 24.3936 | 29.3148 | 34.2379 | 33.1634 | 31.3231 | 33.7619 | 37.3138 | 43.7331 | 45.7141 | 48.4088 | 52.9356 | 51.072 | 49.9308 | 50.9282 | 48.2216 | 47.0791 | 44.8702 | 43.6318 | 41.4081 | 39.9096 | 38.1038 | 36.2199 | 30.7225
FES Pathway - Electric Engagement (EE)
Constraints | Constraint days volume | KWh | 567.12 | 729.08 | 907.52 | 1208.83 | 1606.69 | 1642.4 | 1564.1 | 1907.62 | 2366.99 | 3201.5 | 3655.09 | 4050.58 | 4771.35 | 5016.89 | 4711.81 | 4405.93 | 4379.92 | 4580.7 | 4469.13 | 4452.35 | 4345.75 | 4459.31 | 4281.64 | 4177.68 | 3738.13
| Constraint cost (LA 90% BB 10%) | £m | 10.5739 | 13.5937 | 16.6824 | 22.2211 | 29.5347 | 29.7598 | 28.341 | 34.5656 | 42.2677 | 57.1695 | 64.3096 | 71.2679 | 83.9495 | 86.9523 | 81.6646 | 76.3632 | 75.9123 | 79.3922 | 77.4586 | 77.1677 | 75.3201 | 77.2883 | 74.209 | 72.4072 | 64.789
Emissions | CO2 emissions volume | Tonnes | 9169.1687 | 10265.5899 | 11674.6115 | 13628.3386 | 19846.5026 | 18961.8521 | 17928.6198 | 20072.9643 | 22299.4013 | 25519.9496 | 26614.9505 | 27675.1908 | 29259.7654 | 29989.0067 | 29107.2986 | 27918.3655 | 27392.2614 | 28149.9855 | 27918.962 | 27405.1898 | 26743.8629 | 26883.449 | 25985.7695 | 25351.8807 | 23987.9087
| NOx emissions volume | Tonnes | 4.84 | 5.42 | 6.16 | 7.19 | 8.09 | 10.64 | 10.06 | 11.26 | 12.51 | 14.37 | 15.04 | 15.69 | 16.67 | 17.12 | 16.58 | 15.84 | 15.52 | 15.99 | 15.84 | 15.53 | 15.12 | 15.21 | 14.65 | 14.26 | 13.46
| CO2 emissions cost | £m | 3.27 | 3.72 | 4.29 | 5.09 | 7.52 | 7.28 | 7.01 | 7.96 | 8.96 | 10.43 | 11.03 | 11.66 | 12.53 | 13 | 12.82 | 12.49 | 12.44 | 12.98 | 13.06 | 13.01 | 12.88 | 13.13 | 12.91 | 12.77 | 12.28
| NOx emissions cost | £m | 0.04 | 0.05 | 0.05 | 0.06 | 0.07 | 0.09 | 0.09 | 0.1 | 0.11 | 0.13 | 0.13 | 0.14 | 0.15 | 0.15 | 0.15 | 0.14 | 0.14 | 0.14 | 0.14 | 0.14 | 0.13 | 0.14 | 0.13 | 0.13 | 0.12
| Compressor fuel volume | KWh | 92.01 | 103.01 | 117.15 | 136.75 | 156.5 | 149.52 | 141.38 | 158.29 | 175.84 | 201.98 | 211.46 | 220.63 | 234.35 | 240.66 | 233.03 | 222.74 | 218.19 | 224.74 | 222.74 | 218.3 | 212.57 | 213.78 | 206.01 | 200.53 | 189.16
| Compressor fuel cost | £m | 4.99 | 4.94 | 6.33 | 7.4 | 7.35 | 7 | 7.48 | 8.37 | 9.27 | 11.88 | 12.41 | 12.94 | 15.17 | 15.55 | 15.05 | 14.39 | 14.09 | 14.52 | 14.39 | 14.1 | 13.73 | 13.81 | 13.31 | 12.95 | 12.22
| Emissions cost | £m | 8.3026 | 8.7024 | 10.6827 | 12.5452 | 14.9374 | 14.3791 | 14.578 | 16.4318 | 18.3504 | 22.4431 | 23.5686 | 24.742 | 27.8481 | 28.7015 | 28.021 | 27.0177 | 26.6732 | 27.6383 | 27.5929 | 27.2504 | 26.7465 | 27.077 | 26.3456 | 25.8468 | 24.6158
Total | Total PV of constraints and Emissions after discounting | £m | 18.8765 | 21.5422 | 25.5456 | 31.3572 | 38.7549 | 37.1638 | 34.9146 | 40.0835 | 46.034 | 58.4143 | 62.2985 | 65.7616 | 73.9858 | 73.9495 | 67.7618 | 61.7071 | 59.1617 | 59.6378 | 56.5556 | 54.3137 | 51.2952 | 50.6767 | 47.1752 | 44.5371 | 39.1555
FES Pathway - Hydrogen Evolution (HE)
Constraints | Constraint days volume | KWh | 495.18 | 630.17 | 725.53 | 884.38 | 1155.45 | 1142.14 | 906.68 | 1239.34 | 1492.78 | 1998.35 | 2442.08 | 3372.68 | 4924.16 | 6158.01 | 7108.51 | 7236.03 | 8010.67 | 10707.69 | 9785.22 | 9575.76 | 8654.66 | 7931.93 | 8966.62 | 11119.44 | 6767.06
| Constraint cost (LA 90% BB 10%) | £m | 9.2325 | 11.7495 | 13.337 | 16.2569 | 21.2399 | 20.6953 | 16.4288 | 22.4566 | 26.6567 | 35.6847 | 42.9673 | 59.3407 | 86.6382 | 106.73 | 123.2041 | 125.4143 | 138.8403 | 185.5847 | 169.5965 | 165.9662 | 150.0018 | 137.4754 | 155.4086 | 192.7212 | 117.2861
Emissions | CO2 emissions volume | Tonnes | 8272.18 | 9149.99 | 9769.32 | 10881.31 | 16164.27 | 15105.22 | 12843.24 | 15183.31 | 16642.65 | 20148.61 | 23081.88 | 27331.17 | 31349.88 | 33654.04 | 35670.19 | 36751.37 | 37615.72 | 39695.95 | 39567.63 | 39604.05 | 38669.85 | 37897.75 | 38949.29 | 39180.2 | 34126.81
| NOx emissions volume | Tonnes | 4.37 | 4.83 | 5.16 | 5.74 | 6.59 | 8.47 | 7.2 | 8.52 | 9.34 | 11.3 | 12.95 | 15.48 | 17.96 | 19.38 | 20.62 | 21.29 | 21.85 | 23.19 | 23.11 | 23.13 | 22.53 | 22.03 | 22.71 | 22.86 | 19.67
| CO2 emissions cost | £m | 3 | 3.3 | 3.6 | 4.1 | 6.1 | 5.8 | 5 | 6 | 6.7 | 8.2 | 9.6 | 11.5 | 13.4 | 14.6 | 15.7 | 16.4 | 17.1 | 18.3 | 18.5 | 18.8 | 18.6 | 18.5 | 19.3 | 19.7 | 17.5
| NOx emissions cost | £m | 0 | 0 | 0 | 0.1 | 0.1 | 0.1 | 0.1 | 0.1 | 0.1 | 0.1 | 0.1 | 0.1 | 0.2 | 0.2 | 0.2 | 0.2 | 0.2 | 0.2 | 0.2 | 0.2 | 0.2 | 0.2 | 0.2 | 0.2 | 0.2
| Compressor fuel volume | KWh | 83 | 91.8 | 98 | 109.2 | 127.5 | 119.1 | 101.3 | 119.7 | 131.2 | 158.9 | 182 | 217.7 | 252.4 | 272.4 | 289.8 | 299.3 | 307.2 | 326 | 324.9 | 325.2 | 316.7 | 309.7 | 319.2 | 321.3 | 276.5
| Compressor fuel cost | £m | 4.5 | 4.4 | 5.3 | 5.9 | 6 | 5.6 | 5.4 | 6.3 | 6.9 | 9.3 | 10.7 | 12.8 | 16.3 | 17.6 | 18.7 | 19.3 | 19.8 | 21.1 | 21 | 21 | 20.5 | 20 | 20.6 | 20.8 | 17.9
| Emissions cost | £m | 7.4904 | 7.7567 | 8.9393 | 10.0165 | 12.166 | 11.4546 | 10.443 | 12.4291 | 13.6954 | 17.6845 | 20.3584 | 24.4205 | 29.9256 | 32.3598 | 34.6169 | 35.9642 | 37.1201 | 39.5675 | 39.7039 | 40.0141 | 39.2834 | 38.7149 | 40.1711 | 40.6911 | 35.5006
Total | Total PV of constraints and Emissions after discounting | £m | 16.7229 | 18.8466 | 20.7952 | 23.6971 | 29.1113 | 27.0693 | 21.8602 | 27.4198 | 30.6438 | 39.1586 | 44.8928 | 57.3719 | 77.14 | 88.9346 | 97.4989 | 96.3253 | 101.4774 | 125.4557 | 112.6792 | 107.1419 | 95.1283 | 85.5529 | 91.7564 | 105.8025 | 66.914
FES Pathway - Falling Behind (FB)
Constraints | Constraint days volume | KWh | 326.63 | 441.89 | 595.53 | 814.05 | 1126.81 | 1381.91 | 871.12 | 931.97 | 1199.27 | 1707.17 | 2497.12 | 3542.93 | 5190.08 | 6471.17 | 7457.47 | 8698.65 | 10478.84 | 11668.24 | 11649.07 | 12013.16 | 12205.14 | 12849.02 | 13038.32 | 13793.43 | 12569.59
| Constraint cost (LA 90% BB 10%) | £m | 6.0899 | 8.239 | 10.9472 | 14.9642 | 20.7134 | 25.0399 | 15.7845 | 16.887 | 21.4154 | 30.4851 | 43.9356 | 62.3361 | 91.3169 | 112.1577 | 129.2522 | 150.7642 | 181.6184 | 202.2329 | 201.9006 | 208.2111 | 211.5383 | 222.6982 | 225.9791 | 239.0666 | 217.8551
Emissions | CO2 emissions volume | Tonnes | 7495.1736 | 8664.806 | 10520.2295 | 12772.5076 | 20145.2883 | 22452.2529 | 16650.907 | 16538.8852 | 19033.8214 | 22155.5957 | 25392.0041 | 28608.0944 | 32905.8505 | 35307.9429 | 36997.0855 | 39547.623 | 42846.1299 | 48793.6856 | 48350.2419 | 52193.815 | 51986.1349 | 54655.2382 | 53780.4003 | 55578.4792 | 49084.0906
| NOx emissions volume | Tonnes | 3.96 | 4.57 | 5.55 | 6.74 | 8.21 | 12.59 | 9.34 | 9.28 | 10.68 | 12.43 | 14.29 | 16.27 | 18.91 | 20.39 | 21.45 | 23.09 | 25.22 | 29.06 | 28.77 | 31.25 | 31.12 | 32.84 | 32.27 | 33.43 | 29.25
| CO2 emissions cost | £m | 2.67 | 3.14 | 3.87 | 4.77 | 7.63 | 8.63 | 6.51 | 6.56 | 7.65 | 9.06 | 10.52 | 12.05 | 14.09 | 15.31 | 16.29 | 17.69 | 19.46 | 22.49 | 22.62 | 24.78 | 25.04 | 26.7 | 26.71 | 27.99 | 25.12
| NOx emissions cost | £m | 0.04 | 0.04 | 0.05 | 0.06 | 0.07 | 0.11 | 0.08 | 0.08 | 0.1 | 0.11 | 0.13 | 0.15 | 0.17 | 0.18 | 0.19 | 0.21 | 0.22 | 0.26 | 0.26 | 0.28 | 0.28 | 0.29 | 0.29 | 0.3 | 0.26
| Compressor fuel volume | KWh | 75.21 | 86.95 | 105.56 | 128.17 | 158.86 | 177.05 | 131.3 | 130.42 | 150.09 | 174.71 | 200.87 | 228.71 | 265.9 | 286.69 | 301.55 | 324.67 | 354.58 | 408.5 | 404.48 | 439.33 | 437.45 | 461.65 | 453.72 | 470.02 | 411.14
| Compressor fuel cost | £m | 4.08 | 4.17 | 5.71 | 6.93 | 7.46 | 8.29 | 6.94 | 6.9 | 7.92 | 10.28 | 11.79 | 13.42 | 17.22 | 18.52 | 19.48 | 20.97 | 22.91 | 26.39 | 26.13 | 28.38 | 28.26 | 29.82 | 29.31 | 30.36 | 26.56
| Emissions cost | £m | 6.7868 | 7.3454 | 9.6264 | 11.7574 | 15.1623 | 17.026 | 13.5391 | 13.5388 | 15.6631 | 19.446 | 22.4342 | 25.6138 | 31.4722 | 34.0106 | 35.9656 | 38.8688 | 42.589 | 49.1425 | 49.0075 | 53.4372 | 53.5724 | 56.8114 | 56.3094 | 58.6472 | 51.9399
Total | Total PV of constraints and Emissions after discounting | £m | 12.8767 | 15.0574 | 19.2057 | 24.1013 | 31.2636 | 35.4183 | 23.8547 | 23.9143 | 28.1579 | 36.636 | 47.0508 | 60.2409 | 81.2598 | 93.4606 | 102.0685 | 113.1902 | 129.3017 | 140.0673 | 135.0792 | 136.0978 | 133.2356 | 135.7217 | 132.4358 | 134.9494 | 118.1587
Sensitivities : Locational Actions 100 % & Buybacks 0%
Cost Inputs
FES Pathway - Holistic Transition (HT) |  |  | 2026 | 2027 | 2028 | 2029 | 2030 | 2031 | 2032 | 2033 | 2034 | 2035 | 2036 | 2037 | 2038 | 2039 | 2040 | 2041 | 2042 | 2043 | 2044 | 2045 | 2046 | 2047 | 2048 | 2049 | 2050
Constraints | Constraint days volume | KWh | 561.63 | 709.36 | 869.58 | 1130.36 | 1402.14 | 1457.59 | 1413.48 | 1615.25 | 1918.91 | 2343.84 | 2604.97 | 2883.45 | 3274.25 | 3337.05 | 3392.96 | 3613.21 | 3559.04 | 3596.41 | 3548.11 | 3582.87 | 3553.77 | 3526.27 | 3473.69 | 3395.97 | 2921.36
| Constraint cost (LA 100%) | £m | 9.2605 | 11.6964 | 14.1363 | 18.3757 | 22.7939 | 23.3569 | 22.65 | 25.8832 | 30.3035 | 37.0139 | 40.5327 | 44.8659 | 50.9466 | 51.1487 | 52.0058 | 55.3816 | 54.5513 | 55.1242 | 54.3838 | 54.9165 | 54.4706 | 54.0491 | 53.2432 | 52.0519 | 44.7772
Emissions | CO2 emissions volume | Tonnes | 8988.3665 | 9919.0867 | 11088.2002 | 12735.3198 | 17955.4346 | 17112.2008 | 15855.3933 | 16719.5845 | 18068.6433 | 20222.7119 | 21146.2291 | 22435.6685 | 23716.5272 | 23246.4873 | 23057.6907 | 23602.8307 | 22642.8408 | 22717.6481 | 22244.7535 | 22023.6298 | 20883.517 | 21014.0639 | 20782.5897 | 20675.5909 | 19019.0107
| NOx emissions volume | Tonnes | 4.75 | 5.24 | 5.85 | 6.72 | 7.32 | 9.6 | 8.89 | 9.38 | 10.14 | 11.34 | 11.86 | 12.58 | 13.3 | 13.04 | 12.93 | 13.24 | 12.7 | 12.74 | 12.48 | 12.35 | 11.71 | 11.79 | 11.66 | 11.6 | 10.67
| CO2 emissions cost | £m | 3.21 | 3.59 | 4.08 | 4.75 | 6.8 | 6.57 | 6.2 | 6.63 | 7.26 | 8.27 | 8.76 | 9.45 | 10.15 | 10.08 | 10.16 | 10.56 | 10.28 | 10.47 | 10.41 | 10.46 | 10.06 | 10.26 | 10.32 | 10.41 | 9.73
| NOx emissions cost | £m | 0.04 | 0.05 | 0.05 | 0.06 | 0.07 | 0.09 | 0.08 | 0.08 | 0.09 | 0.1 | 0.11 | 0.11 | 0.12 | 0.12 | 0.12 | 0.12 | 0.11 | 0.11 | 0.11 | 0.11 | 0.1 | 0.11 | 0.1 | 0.1 | 0.1
| Compressor fuel volume | KWh | 90.19 | 99.53 | 111.26 | 127.79 | 141.59 | 134.94 | 125.03 | 131.84 | 142.48 | 159.47 | 166.75 | 176.92 | 187.02 | 183.31 | 181.82 | 186.12 | 178.55 | 179.14 | 175.41 | 173.67 | 164.68 | 165.71 | 163.88 | 163.04 | 149.97
| Compressor fuel cost | £m | 4.89 | 4.77 | 6.02 | 6.91 | 6.65 | 6.32 | 6.61 | 6.97 | 7.51 | 9.38 | 9.78 | 10.38 | 12.11 | 11.84 | 11.75 | 12.02 | 11.53 | 11.57 | 11.33 | 11.22 | 10.64 | 10.7 | 10.59 | 10.53 | 9.69
| Emissions cost | £m | 8.1389 | 8.4087 | 10.1461 | 11.7232 | 13.5141 | 12.9765 | 12.8922 | 13.6867 | 14.8688 | 17.7495 | 18.6512 | 19.9424 | 22.3804 | 22.037 | 22.0162 | 22.6986 | 21.9307 | 22.159 | 21.8504 | 21.7843 | 20.7998 | 21.074 | 21.0129 | 21.0466 | 19.5168
Total | Total PV of constraints and Emissions after discounting | £m | 17.3994 | 19.4253 | 22.6679 | 27.1475 | 31.6403 | 30.5917 | 28.9136 | 31.1015 | 34.3044 | 40.1816 | 41.9566 | 44.3901 | 48.5266 | 46.7952 | 45.7294 | 46.6054 | 44.1076 | 43.0625 | 41.0415 | 39.8963 | 37.8283 | 36.4776 | 34.8373 | 33.1345 | 28.158
FES Pathway - Electric Engagement (EE)
Constraints | Constraint days volume | KWh | 567.12 | 729.08 | 907.52 | 1208.83 | 1606.69 | 1642.4 | 1564.1 | 1907.62 | 2366.99 | 3201.5 | 3655.09 | 4050.58 | 4771.35 | 5016.89 | 4711.81 | 4405.93 | 4379.92 | 4580.7 | 4469.13 | 4452.35 | 4345.75 | 4459.31 | 4281.64 | 4177.68 | 3738.13
| Constraint cost (LA 100%) | £m | 9.3511 | 12.0216 | 14.7531 | 19.6513 | 26.1191 | 26.3182 | 25.0635 | 30.5682 | 37.3796 | 50.5581 | 56.8724 | 63.0261 | 74.2411 | 76.8966 | 72.2204 | 67.5321 | 67.1333 | 70.2108 | 68.5008 | 68.2436 | 66.6096 | 68.3502 | 65.627 | 64.0335 | 57.2964
Emissions | CO2 emissions volume | Tonnes | 9169.1687 | 10265.5899 | 11674.6115 | 13628.3386 | 19846.5026 | 18961.8521 | 17928.6198 | 20072.9643 | 22299.4013 | 25519.9496 | 26614.9505 | 27675.1908 | 29259.7654 | 29989.0067 | 29107.2986 | 27918.3655 | 27392.2614 | 28149.9855 | 27918.962 | 27405.1898 | 26743.8629 | 26883.449 | 25985.7695 | 25351.8807 | 23987.9087
| NOx emissions volume | Tonnes | 4.84 | 5.42 | 6.16 | 7.19 | 8.09 | 10.64 | 10.06 | 11.26 | 12.51 | 14.37 | 15.04 | 15.69 | 16.67 | 17.12 | 16.58 | 15.84 | 15.52 | 15.99 | 15.84 | 15.53 | 15.12 | 15.21 | 14.65 | 14.26 | 13.46
| CO2 emissions cost | £m | 3.27 | 3.72 | 4.29 | 5.09 | 7.52 | 7.28 | 7.01 | 7.96 | 8.96 | 10.43 | 11.03 | 11.66 | 12.53 | 13 | 12.82 | 12.49 | 12.44 | 12.98 | 13.06 | 13.01 | 12.88 | 13.13 | 12.91 | 12.77 | 12.28
| NOx emissions cost | £m | 0.04 | 0.05 | 0.05 | 0.06 | 0.07 | 0.09 | 0.09 | 0.1 | 0.11 | 0.13 | 0.13 | 0.14 | 0.15 | 0.15 | 0.15 | 0.14 | 0.14 | 0.14 | 0.14 | 0.14 | 0.13 | 0.14 | 0.13 | 0.13 | 0.12
| Compressor fuel volume | KWh | 92.01 | 103.01 | 117.15 | 136.75 | 156.5 | 149.52 | 141.38 | 158.29 | 175.84 | 201.98 | 211.46 | 220.63 | 234.35 | 240.66 | 233.03 | 222.74 | 218.19 | 224.74 | 222.74 | 218.3 | 212.57 | 213.78 | 206.01 | 200.53 | 189.16
| Compressor fuel cost | £m | 4.99 | 4.94 | 6.33 | 7.4 | 7.35 | 7 | 7.48 | 8.37 | 9.27 | 11.88 | 12.41 | 12.94 | 15.17 | 15.55 | 15.05 | 14.39 | 14.09 | 14.52 | 14.39 | 14.1 | 13.73 | 13.81 | 13.31 | 12.95 | 12.22
| Emissions cost | £m | 8.3026 | 8.7024 | 10.6827 | 12.5452 | 14.9374 | 14.3791 | 14.578 | 16.4318 | 18.3504 | 22.4431 | 23.5686 | 24.742 | 27.8481 | 28.7015 | 28.021 | 27.0177 | 26.6732 | 27.6383 | 27.5929 | 27.2504 | 26.7465 | 27.077 | 26.3456 | 25.8468 | 24.6158
Total | Total PV of constraints and Emissions after discounting | £m | 17.6537 | 20.0233 | 23.7446 | 29.0394 | 35.7784 | 34.266 | 32.2484 | 36.9416 | 42.322 | 53.5632 | 57.0262 | 60.1164 | 67.5609 | 67.5198 | 61.9274 | 56.4359 | 54.0988 | 54.5219 | 51.7331 | 49.6717 | 46.9176 | 46.3367 | 43.149 | 40.7415 | 35.874
FES Pathway - Hydrogen Evolution (HE)
Constraints | Constraint days volume | KWh | 495.18 | 630.17 | 725.53 | 884.38 | 1155.45 | 1142.14 | 906.68 | 1239.34 | 1492.78 | 1998.35 | 2442.08 | 3372.68 | 4924.16 | 6158.01 | 7108.51 | 7236.03 | 8010.67 | 10707.69 | 9785.22 | 9575.76 | 8654.66 | 7931.93 | 8966.62 | 11119.44 | 6767.06
| Constraint cost (LA 100%) | £m | 8.1648 | 10.3907 | 11.7946 | 14.3768 | 18.7835 | 18.302 | 14.5289 | 19.8595 | 23.5739 | 31.5579 | 37.9983 | 52.4782 | 76.6188 | 94.3871 | 108.956 | 110.9106 | 122.7839 | 164.1225 | 149.9833 | 146.7729 | 132.6547 | 121.5769 | 137.4362 | 170.4337 | 103.7224
Emissions | CO2 emissions volume | Tonnes | 8272.18 | 9149.99 | 9769.32 | 10881.31 | 16164.27 | 15105.22 | 12843.24 | 15183.31 | 16642.65 | 20148.61 | 23081.88 | 27331.17 | 31349.88 | 33654.04 | 35670.19 | 36751.37 | 37615.72 | 39695.95 | 39567.63 | 39604.05 | 38669.85 | 37897.75 | 38949.29 | 39180.2 | 34126.81
| NOx emissions volume | Tonnes | 4.37 | 4.83 | 5.16 | 5.74 | 6.59 | 8.47 | 7.2 | 8.52 | 9.34 | 11.3 | 12.95 | 15.48 | 17.96 | 19.38 | 20.62 | 21.29 | 21.85 | 23.19 | 23.11 | 23.13 | 22.53 | 22.03 | 22.71 | 22.86 | 19.67
| CO2 emissions cost | £m | 3 | 3.3 | 3.6 | 4.1 | 6.1 | 5.8 | 5 | 6 | 6.7 | 8.2 | 9.6 | 11.5 | 13.4 | 14.6 | 15.7 | 16.4 | 17.1 | 18.3 | 18.5 | 18.8 | 18.6 | 18.5 | 19.3 | 19.7 | 17.5
| NOx emissions cost | £m | 0 | 0 | 0 | 0.1 | 0.1 | 0.1 | 0.1 | 0.1 | 0.1 | 0.1 | 0.1 | 0.1 | 0.2 | 0.2 | 0.2 | 0.2 | 0.2 | 0.2 | 0.2 | 0.2 | 0.2 | 0.2 | 0.2 | 0.2 | 0.2
| Compressor fuel volume | KWh | 83 | 91.8 | 98 | 109.2 | 127.5 | 119.1 | 101.3 | 119.7 | 131.2 | 158.9 | 182 | 217.7 | 252.4 | 272.4 | 289.8 | 299.3 | 307.2 | 326 | 324.9 | 325.2 | 316.7 | 309.7 | 319.2 | 321.3 | 276.5
| Compressor fuel cost | £m | 4.5 | 4.4 | 5.3 | 5.9 | 6 | 5.6 | 5.4 | 6.3 | 6.9 | 9.3 | 10.7 | 12.8 | 16.3 | 17.6 | 18.7 | 19.3 | 19.8 | 21.1 | 21 | 21 | 20.5 | 20 | 20.6 | 20.8 | 17.9
| Emissions cost | £m | 7.4904 | 7.7567 | 8.9393 | 10.0165 | 12.166 | 11.4546 | 10.443 | 12.4291 | 13.6954 | 17.6845 | 20.3584 | 24.4205 | 29.9256 | 32.3598 | 34.6169 | 35.9642 | 37.1201 | 39.5675 | 39.7039 | 40.0141 | 39.2834 | 38.7149 | 40.1711 | 40.6911 | 35.5006
Total | Total PV of constraints and Emissions after discounting | £m | 15.6552 | 17.5338 | 19.3553 | 22.0014 | 26.9707 | 25.0542 | 20.3147 | 25.3786 | 28.3027 | 36.1307 | 41.3702 | 52.6715 | 70.5093 | 81.0425 | 88.6967 | 87.6682 | 92.2176 | 113.4968 | 102.1202 | 97.1583 | 86.4102 | 77.833 | 83.3246 | 95.6999 | 60.9737
FES Pathway - Falling Behind (FB)
Constraints | Constraint days volume | KWh | 326.63 | 441.89 | 595.53 | 814.05 | 1126.81 | 1381.91 | 871.12 | 931.97 | 1199.27 | 1707.17 | 2497.12 | 3542.93 | 5190.08 | 6471.17 | 7457.47 | 8698.65 | 10478.84 | 11668.24 | 11649.07 | 12013.16 | 12205.14 | 12849.02 | 13038.32 | 13793.43 | 12569.59
| Constraint cost (LA 100%) | £m | 5.3857 | 7.2862 | 9.6812 | 13.2336 | 18.318 | 22.1441 | 13.9591 | 14.934 | 18.9388 | 26.9596 | 38.8546 | 55.1271 | 80.7564 | 99.1871 | 114.3046 | 133.3289 | 160.6149 | 178.8454 | 178.5516 | 184.1322 | 187.0747 | 196.9439 | 199.8454 | 211.4194 | 192.661
Emissions | CO2 emissions volume | Tonnes | 7495.1736 | 8664.806 | 10520.2295 | 12772.5076 | 20145.2883 | 22452.2529 | 16650.907 | 16538.8852 | 19033.8214 | 22155.5957 | 25392.0041 | 28608.0944 | 32905.8505 | 35307.9429 | 36997.0855 | 39547.623 | 42846.1299 | 48793.6856 | 48350.2419 | 52193.815 | 51986.1349 | 54655.2382 | 53780.4003 | 55578.4792 | 49084.0906
| NOx emissions volume | Tonnes | 3.96 | 4.57 | 5.55 | 6.74 | 8.21 | 12.59 | 9.34 | 9.28 | 10.68 | 12.43 | 14.29 | 16.27 | 18.91 | 20.39 | 21.45 | 23.09 | 25.22 | 29.06 | 28.77 | 31.25 | 31.12 | 32.84 | 32.27 | 33.43 | 29.25
| CO2 emissions cost | £m | 2.67 | 3.14 | 3.87 | 4.77 | 7.63 | 8.63 | 6.51 | 6.56 | 7.65 | 9.06 | 10.52 | 12.05 | 14.09 | 15.31 | 16.29 | 17.69 | 19.46 | 22.49 | 22.62 | 24.78 | 25.04 | 26.7 | 26.71 | 27.99 | 25.12
| NOx emissions cost | £m | 0.04 | 0.04 | 0.05 | 0.06 | 0.07 | 0.11 | 0.08 | 0.08 | 0.1 | 0.11 | 0.13 | 0.15 | 0.17 | 0.18 | 0.19 | 0.21 | 0.22 | 0.26 | 0.26 | 0.28 | 0.28 | 0.29 | 0.29 | 0.3 | 0.26
| Compressor fuel volume | KWh | 75.21 | 86.95 | 105.56 | 128.17 | 158.86 | 177.05 | 131.3 | 130.42 | 150.09 | 174.71 | 200.87 | 228.71 | 265.9 | 286.69 | 301.55 | 324.67 | 354.58 | 408.5 | 404.48 | 439.33 | 437.45 | 461.65 | 453.72 | 470.02 | 411.14
| Compressor fuel cost | £m | 4.08 | 4.17 | 5.71 | 6.93 | 7.46 | 8.29 | 6.94 | 6.9 | 7.92 | 10.28 | 11.79 | 13.42 | 17.22 | 18.52 | 19.48 | 20.97 | 22.91 | 26.39 | 26.13 | 28.38 | 28.26 | 29.82 | 29.31 | 30.36 | 26.56
| Emissions cost | £m | 6.7868 | 7.3454 | 9.6264 | 11.7574 | 15.1623 | 17.026 | 13.5391 | 13.5388 | 15.6631 | 19.446 | 22.4342 | 25.6138 | 31.4722 | 34.0106 | 35.9656 | 38.8688 | 42.589 | 49.1425 | 49.0075 | 53.4372 | 53.5724 | 56.8114 | 56.3094 | 58.6472 | 51.9399
Total | Total PV of constraints and Emissions after discounting | £m | 12.1725 | 14.1368 | 18.0239 | 22.5405 | 29.1761 | 32.9802 | 22.3698 | 22.3794 | 26.2771 | 34.0492 | 43.4488 | 55.3032 | 74.271 | 85.1672 | 92.8342 | 102.7832 | 117.1889 | 127.0357 | 122.509 | 123.5731 | 120.941 | 123.2162 | 120.1752 | 122.4173 | 107.1247
𝑦=〖−1.61〖×10〗^(−4) 𝑇_𝐷𝑒𝑚𝑎𝑛𝑑〗^2+1.92〖×10〗^(−1) 𝑇_𝐷𝑒𝑚𝑎𝑛𝑑+37.65

## Option A
Summary of Option Investment and Benefits
Option A | Wormington to Honeybourne 900mm New
Capability Equation
Sensitivities : Locational Actions 75% & Buybacks 25%
Discounting | Time | n |  | Year 0 | Year 1 | Year 2 | Year 3 | Year 4 | Year 5 | Year 6 | Year 7 | Year 8 | Year 9 | Year 10 | Year 11 | Year 12 | Year 13 | Year 14 | Year 15 | Year 16 | Year 17 | Year 18 | Year 19 | Year 20 | Year 21 | Year 22 | Year 23 | Year 24
| Fiscal Year |  |  | 2026 | 2027 | 2028 | 2029 | 2030 | 2031 | 2032 | 2033 | 2034 | 2035 | 2036 | 2037 | 2038 | 2039 | 2040 | 2041 | 2042 | 2043 | 2044 | 2045 | 2046 | 2047 | 2048 | 2049 | 2050
| Discounting % to convert the future cost into present | =1/[(1+STPR)^n] |  | 100% | 96.62% | 93.35% | 90.19% | 87.14% | 84.2% | 81.35% | 78.6% | 75.94% | 73.37% | 70.89% | 68.49% | 66.18% | 63.94% | 61.78% | 59.69% | 57.67% | 55.72% | 53.84% | 52.02% | 50.26% | 48.56% | 46.92% | 45.33% | 43.8%
Benefit Cost Inputs
FES Pathway - Holistic Transition (HT) |  |  |  | 2026 | 2027 | 2028 | 2029 | 2030 | 2031 | 2032 | 2033 | 2034 | 2035 | 2036 | 2037 | 2038 | 2039 | 2040 | 2041 | 2042 | 2043 | 2044 | 2045 | 2046 | 2047 | 2048 | 2049 | 2050
Constraints | Constraint days volume | KWh |  | 561.63 | 709.36 | 869.58 | 1130.36 | 1402.14 | 1457.59 | 1413.48 | 228.72 | 304.42 | 417.53 | 485.74 | 558.48 | 667.41 | 674.44 | 685.46 | 739.41 | 705.24 | 702.1 | 644.43 | 630.32 | 602.65 | 577.31 | 538.6 | 508.5 | 361.01
| Constraint cost (LA 75% BB 25%) | £m |  | 12.29 | 15.52 | 18.76 | 24.38 | 30.25 | 30.99 | 30.05 | 4.86 | 6.38 | 8.7493 | 10.0288 | 11.5307 | 13.7797 | 13.717 | 13.9413 | 15.0385 | 14.3436 | 14.2797 | 13.1068 | 12.8197 | 12.257 | 11.7416 | 10.9542 | 10.342 | 7.3424
Emissions | CO2 emissions volume | Tonnes |  | 8988.33 | 9919 | 11088.35 | 12735.42 | 17955.49 | 17112.17 | 15855.37 | 13319.47 | 14222.54 | 15676.29 | 16137.24 | 17041.51 | 17670.48 | 16947.29 | 16615.76 | 16820.12 | 16030.77 | 15942.53 | 15472.18 | 15232.28 | 14490.02 | 14535.12 | 14327.22 | 14228.31 | 13079.35
| NOx emissions volume | Tonnes |  | 4.75 | 5.24 | 5.85 | 6.72 | 7.32 | 9.6 | 8.89 | 7.47 | 7.98 | 8.79 | 9.05 | 9.56 | 9.91 | 9.51 | 9.32 | 9.43 | 8.99 | 8.94 | 8.68 | 8.54 | 8.13 | 8.15 | 8.04 | 7.98 | 7.34
| CO2 emissions cost | £m |  | 3.21 | 3.59 | 4.08 | 4.75 | 6.8 | 6.57 | 6.2 | 5.28 | 5.72 | 6.41 | 6.69 | 7.18 | 7.56 | 7.35 | 7.32 | 7.52 | 7.28 | 7.35 | 7.24 | 7.23 | 6.98 | 7.1 | 7.12 | 7.16 | 6.69
| NOx emissions cost | £m |  | 0.04 | 0.05 | 0.05 | 0.06 | 0.07 | 0.09 | 0.08 | 0.07 | 0.07 | 0.08 | 0.08 | 0.09 | 0.09 | 0.08 | 0.08 | 0.08 | 0.08 | 0.08 | 0.08 | 0.08 | 0.07 | 0.07 | 0.07 | 0.07 | 0.07
| Compressor fuel volume | KWh |  | 90.19 | 99.53 | 111.26 | 127.79 | 141.59 | 134.94 | 125.03 | 105.03 | 112.15 | 123.62 | 127.25 | 134.38 | 139.34 | 133.64 | 131.02 | 132.63 | 126.41 | 125.71 | 122 | 120.11 | 114.26 | 114.62 | 112.98 | 112.2 | 103.14
| Compressor fuel cost | £m |  | 4.89 | 4.77 | 6.02 | 6.91 | 6.65 | 6.32 | 6.61 | 5.56 | 5.92 | 7.27 | 7.47 | 7.88 | 9.02 | 8.63 | 8.46 | 8.57 | 8.17 | 8.12 | 7.88 | 7.76 | 7.38 | 7.4 | 7.3 | 7.25 | 6.66
| Emissions cost | £m |  | 6.9193 | 7.1178 | 8.6055 | 9.8653 | 11.1942 | 10.6081 | 10.4118 | 10.9034 | 11.704 | 13.7593 | 14.2331 | 15.1475 | 16.6748 | 16.0654 | 15.8651 | 16.1757 | 15.5265 | 15.5504 | 15.1978 | 15.0666 | 14.4318 | 14.5765 | 14.4861 | 14.4837 | 13.4218
Total | Total PV of constraints and Emissions after discounting | £m |  | 20.4269 | 23.1198 | 26.9821 | 32.5659 | 38.1342 | 37.0209 | 34.9374 | 12.3924 | 13.7324 | 16.5152 | 17.1997 | 18.2731 | 20.1543 | 19.043 | 18.4138 | 18.6315 | 17.2263 | 16.6215 | 15.2381 | 14.5052 | 13.4129 | 12.7793 | 11.9354 | 11.2532 | 9.0938
FES Pathway - Electric Engagement (EE) |  |  |  | 2026 | 2027 | 2028 | 2029 | 2030 | 2031 | 2032 | 2033 | 2034 | 2035 | 2036 | 2037 | 2038 | 2039 | 2040 | 2041 | 2042 | 2043 | 2044 | 2045 | 2046 | 2047 | 2048 | 2049 | 2050
Constraints | Constraint days volume | KWh |  | 567.12 | 729.08 | 907.52 | 1208.83 | 1606.69 | 1642.4 | 1564.1 | 293.02 | 399.06 | 589.83 | 713.37 | 827.14 | 990.06 | 1045.34 | 1011.97 | 978.15 | 965.55 | 1004.37 | 962.52 | 953.8 | 927.64 | 935.37 | 861.64 | 812.08 | 668.97
| Constraint cost (LA 75% BB 25%) | £m |  | 12.41 | 15.95 | 19.58 | 26.08 | 34.66 | 34.92 | 33.26 | 6.23 | 8.36 | 12.36 | 14.73 | 17.08 | 20.44 | 21.26 | 20.58 | 19.89 | 19.64 | 20.43 | 19.58 | 19.4 | 18.87 | 19.02 | 17.52 | 16.52 | 13.61
Emissions | CO2 emissions volume | Tonnes |  | 9169.17 | 10265.59 | 11674.61 | 13628.34 | 19846.5 | 18961.85 | 17928.62 | 16027.34 | 17552.4 | 19934.3 | 20674.38 | 21396.17 | 22837.95 | 23237.84 | 21929.58 | 20260.49 | 19594.06 | 20266.39 | 19846.18 | 19087.7 | 18335.28 | 18352.71 | 17329.85 | 16725.93 | 15627.05
| NOx emissions volume | Tonnes |  | 4.84 | 5.42 | 6.16 | 7.19 | 8.09 | 10.64 | 10.06 | 8.99 | 9.85 | 11.18 | 11.6 | 12 | 12.81 | 13.03 | 12.3 | 11.36 | 10.99 | 11.37 | 11.13 | 10.71 | 10.28 | 10.29 | 9.72 | 9.38 | 8.77
| CO2 emissions cost | £m |  | 3.27 | 3.72 | 4.29 | 5.09 | 7.52 | 7.28 | 7.01 | 6.36 | 7.06 | 8.15 | 8.57 | 9.01 | 9.78 | 10.08 | 9.66 | 9.06 | 8.9 | 9.34 | 9.29 | 9.06 | 8.83 | 8.96 | 8.61 | 8.42 | 8
| NOx emissions cost | £m |  | 0.04 | 0.05 | 0.05 | 0.06 | 0.07 | 0.09 | 0.09 | 0.08 | 0.09 | 0.1 | 0.1 | 0.11 | 0.11 | 0.12 | 0.11 | 0.1 | 0.1 | 0.1 | 0.1 | 0.1 | 0.09 | 0.09 | 0.09 | 0.08 | 0.08
| Compressor fuel volume | KWh |  | 92.01 | 103.01 | 117.15 | 136.75 | 156.5 | 149.52 | 141.38 | 126.38 | 138.41 | 157.19 | 163.03 | 168.72 | 180.09 | 183.24 | 172.93 | 159.76 | 154.51 | 159.81 | 156.5 | 150.52 | 144.58 | 144.72 | 136.65 | 131.89 | 123.23
| Compressor fuel cost | £m |  | 4.99 | 4.94 | 6.33 | 7.4 | 7.35 | 7 | 7.48 | 6.68 | 7.3 | 9.25 | 9.57 | 9.9 | 11.66 | 11.84 | 11.17 | 10.32 | 9.98 | 10.32 | 10.11 | 9.72 | 9.34 | 9.35 | 8.83 | 8.52 | 7.96
| Emissions cost | £m |  | 7.0821 | 7.393 | 9.0691 | 10.5334 | 12.3405 | 11.7353 | 11.8434 | 13.12 | 14.444 | 17.4964 | 18.235 | 19.0184 | 21.5513 | 22.0288 | 20.939 | 19.4843 | 18.9778 | 19.7681 | 19.4943 | 18.8802 | 18.2618 | 18.405 | 17.5219 | 17.026 | 16.0361
Total | Total PV of constraints and Emissions after discounting | £m |  | 20.7108 | 23.8205 | 28.2471 | 34.8339 | 43.2196 | 41.5104 | 38.914 | 15.2094 | 17.3193 | 21.9064 | 23.3686 | 24.7238 | 27.7901 | 27.6794 | 25.6509 | 23.5046 | 22.2698 | 22.3971 | 21.034 | 19.9111 | 18.6595 | 18.1745 | 16.442 | 15.2043 | 12.9819
FES Pathway - Hydrogen Evolution (HE) |  |  |  | 2026 | 2027 | 2028 | 2029 | 2030 | 2031 | 2032 | 2033 | 2034 | 2035 | 2036 | 2037 | 2038 | 2039 | 2040 | 2041 | 2042 | 2043 | 2044 | 2045 | 2046 | 2047 | 2048 | 2049 | 2050
Constraints | Constraint days volume | KWh |  | 495.18 | 630.17 | 725.53 | 884.38 | 1155.45 | 1142.14 | 906.68 | 154.21 | 213.69 | 345.37 | 463.47 | 648.86 | 1010.74 | 1369.76 | 1646.14 | 1629.63 | 1885.79 | 3185.41 | 2602.23 | 2443.21 | 2083.86 | 1854.03 | 2202.54 | 3500.05 | 1542.17
| Constraint cost (LA 75% BB 25%) | £m |  | 10.8 | 13.8 | 15.7 | 19.1 | 24.9 | 24.3 | 19.3 | 3.3 | 4.5 | 7.2 | 9.6 | 13.4 | 20.9 | 27.9 | 33.5 | 33.1 | 38.4 | 64.8 | 52.9 | 49.7 | 42.4 | 37.7 | 44.8 | 71.2 | 31.4
Emissions | CO2 emissions volume | Tonnes |  | 8272.18 | 9149.99 | 9769.32 | 10881.31 | 16164.27 | 15105.22 | 12843.24 | 12342.14 | 13380.79 | 15910.85 | 18120.28 | 21769.59 | 25561.89 | 27595.12 | 29430.47 | 30178.53 | 31041.86 | 33384.12 | 33076.63 | 32967.87 | 31664.65 | 30565.21 | 31813.03 | 32347.79 | 27001.46
| NOx emissions volume | Tonnes |  | 4.37 | 4.83 | 5.16 | 5.74 | 6.59 | 8.47 | 7.2 | 6.92 | 7.51 | 8.92 | 10.16 | 12.21 | 14.39 | 15.65 | 16.78 | 17.24 | 17.77 | 19.21 | 19.02 | 18.95 | 18.15 | 17.47 | 18.24 | 18.57 | 15.28
| CO2 emissions cost | £m |  | 3 | 3.3 | 3.6 | 4.1 | 6.1 | 5.8 | 5 | 4.9 | 5.4 | 6.5 | 7.5 | 9.2 | 10.9 | 12 | 13 | 13.5 | 14.1 | 15.4 | 15.5 | 15.7 | 15.2 | 14.9 | 15.8 | 16.3 | 13.8
| NOx emissions cost | £m |  | 0 | 0 | 0 | 0.1 | 0.1 | 0.1 | 0.1 | 0.1 | 0.1 | 0.1 | 0.1 | 0.1 | 0.1 | 0.1 | 0.1 | 0.2 | 0.2 | 0.2 | 0.2 | 0.2 | 0.2 | 0.2 | 0.2 | 0.2 | 0.1
| Compressor fuel volume | KWh |  | 83 | 91.8 | 98 | 109.2 | 127.5 | 119.1 | 101.3 | 97.3 | 105.5 | 125.5 | 142.9 | 171.7 | 202.3 | 219.9 | 235.8 | 242.3 | 249.8 | 270 | 267.4 | 266.4 | 255.2 | 245.6 | 256.4 | 261.1 | 214.8
| Compressor fuel cost | £m |  | 4.5 | 4.4 | 5.3 | 5.9 | 6 | 5.6 | 5.4 | 5.1 | 5.6 | 7.4 | 8.4 | 10.1 | 13.1 | 14.2 | 15.2 | 15.7 | 16.1 | 17.4 | 17.3 | 17.2 | 16.5 | 15.9 | 16.6 | 16.9 | 13.9
| Emissions cost | £m |  | 6.2862 | 6.5121 | 7.5187 | 8.4306 | 10.1817 | 9.4571 | 8.4831 | 10.1033 | 11.0112 | 13.965 | 15.9822 | 19.3503 | 24.1725 | 26.312 | 28.3458 | 29.3047 | 30.3912 | 33.0064 | 32.918 | 33.0318 | 31.8946 | 30.9541 | 32.53 | 33.3194 | 27.8311
Total | Total PV of constraints and Emissions after discounting | £m |  | 18.3245 | 20.8159 | 22.9549 | 26.2406 | 32.3221 | 30.092 | 24.1786 | 10.5183 | 11.7625 | 15.5566 | 18.1138 | 22.4299 | 29.8073 | 34.637 | 38.1949 | 37.2751 | 39.6459 | 54.4906 | 46.2147 | 43.0289 | 37.3292 | 33.3404 | 36.2777 | 47.3707 | 25.9255
FES Pathway - Falling Behind (FB) |  |  |  | 2026 | 2027 | 2028 | 2029 | 2030 | 2031 | 2032 | 2033 | 2034 | 2035 | 2036 | 2037 | 2038 | 2039 | 2040 | 2041 | 2042 | 2043 | 2044 | 2045 | 2046 | 2047 | 2048 | 2049 | 2050
Constraints | Constraint days volume | KWh |  | 326.63 | 441.89 | 595.53 | 814.05 | 1126.81 | 1381.91 | 871.12 | 96.74 | 130.35 | 205.37 | 307.11 | 499.22 | 920.98 | 1341.24 | 1682.5 | 2094.25 | 2724.3 | 3095.79 | 3115.47 | 3177.38 | 3281.08 | 3494.25 | 3638.63 | 3937.83 | 3624.69
| Constraint cost (LA 75% BB 25%) | £m |  | 7.15 | 9.67 | 12.85 | 17.56 | 24.31 | 29.38 | 18.52 | 2.06 | 2.73 | 4.3 | 6.34 | 10.31 | 19.02 | 27.28 | 34.22 | 42.59 | 55.41 | 62.96 | 63.36 | 64.62 | 66.73 | 71.07 | 74 | 80.09 | 73.72
Emissions | CO2 emissions volume | Tonnes |  | 7495.17 | 8664.81 | 10520.23 | 12772.51 | 20145.29 | 22452.25 | 16650.91 | 14220.08 | 16193.89 | 18567.15 | 21344.39 | 24394.71 | 28286.5 | 30420.98 | 31941.76 | 34466.31 | 37921.39 | 42813.7 | 42465.59 | 45631.09 | 45446.28 | 47562.41 | 46825.65 | 48277.78 | 42882.77
| NOx emissions volume | Tonnes |  | 3.96 | 4.57 | 5.55 | 6.74 | 8.21 | 12.59 | 9.34 | 7.98 | 9.08 | 10.41 | 11.97 | 13.68 | 16.07 | 17.38 | 18.32 | 19.88 | 22.05 | 25.2 | 24.98 | 27.02 | 26.9 | 28.26 | 27.79 | 28.73 | 25.25
| CO2 emissions cost | £m |  | 2.67 | 3.14 | 3.87 | 4.77 | 7.63 | 8.63 | 6.51 | 5.64 | 6.51 | 7.59 | 8.84 | 10.28 | 12.11 | 13.19 | 14.07 | 15.42 | 17.22 | 19.74 | 19.87 | 21.66 | 21.89 | 23.23 | 23.26 | 24.31 | 21.95
| NOx emissions cost | £m |  | 0.04 | 0.04 | 0.05 | 0.06 | 0.07 | 0.11 | 0.08 | 0.07 | 0.08 | 0.09 | 0.11 | 0.12 | 0.14 | 0.15 | 0.16 | 0.18 | 0.2 | 0.22 | 0.22 | 0.24 | 0.24 | 0.25 | 0.25 | 0.26 | 0.23
| Compressor fuel volume | KWh |  | 75.21 | 86.95 | 105.56 | 128.17 | 158.86 | 177.05 | 131.3 | 112.13 | 127.7 | 146.41 | 168.31 | 192.36 | 225.92 | 244.4 | 257.56 | 279.41 | 309.93 | 354.28 | 351.13 | 379.83 | 378.15 | 397.34 | 390.66 | 403.82 | 354.91
| Compressor fuel cost | £m |  | 4.08 | 4.17 | 5.71 | 6.93 | 7.46 | 8.29 | 6.94 | 5.93 | 6.74 | 8.61 | 9.88 | 11.29 | 14.63 | 15.79 | 16.64 | 18.05 | 20.02 | 22.89 | 22.68 | 24.54 | 24.43 | 25.67 | 25.24 | 26.09 | 22.93
| Emissions cost | £m |  | 5.8534 | 6.3855 | 8.4354 | 10.2495 | 13.1899 | 14.75 | 11.7411 | 11.6406 | 13.3261 | 16.2964 | 18.8259 | 21.6837 | 26.8807 | 29.1326 | 30.8697 | 33.6434 | 37.4397 | 42.8488 | 42.7738 | 46.4401 | 46.5548 | 49.1518 | 48.7416 | 50.653 | 45.0984
Total | Total PV of constraints and Emissions after discounting | £m |  | 13.9331 | 16.4383 | 20.9784 | 26.4426 | 34.3948 | 39.0756 | 26.0822 | 10.7662 | 12.1942 | 15.1148 | 17.8411 | 21.912 | 30.3731 | 36.0697 | 40.2109 | 45.5053 | 53.5458 | 58.9591 | 57.1404 | 57.7702 | 56.9341 | 58.3751 | 57.5863 | 59.2636 | 52.0377
Sensitivities : Locational Actions 90% & Buybacks 10%
Benefit Cost Inputs
FES Pathway - Holistic Transition (HT) |  |  |  | 2026 | 2027 | 2028 | 2029 | 2030 | 2031 | 2032 | 2033 | 2034 | 2035 | 2036 | 2037 | 2038 | 2039 | 2040 | 2041 | 2042 | 2043 | 2044 | 2045 | 2046 | 2047 | 2048 | 2049 | 2050
Constraints | Constraint days volume | KWh |  | 561.63 | 709.36 | 869.58 | 1130.36 | 1402.14 | 1457.59 | 1413.48 | 228.72 | 304.42 | 417.53 | 485.74 | 558.48 | 667.41 | 674.44 | 685.46 | 739.41 | 705.24 | 702.1 | 644.43 | 630.32 | 602.65 | 577.31 | 538.6 | 508.5 | 361.01
| Constraint cost (LA 90% BB 10%) | £m |  | 10.4715 | 13.226 | 15.9849 | 20.7787 | 25.7746 | 26.4112 | 25.6119 | 4.1443 | 5.436 | 7.4559 | 8.5463 | 9.8261 | 11.7427 | 11.6893 | 11.8804 | 12.8154 | 12.2232 | 12.1688 | 11.1692 | 10.9246 | 10.4451 | 10.0058 | 9.3349 | 8.8132 | 6.257
Emissions | CO2 emissions volume | Tonnes |  | 8988.33 | 9919 | 11088.35 | 12735.42 | 17955.49 | 17112.17 | 15855.37 | 13319.47 | 14222.54 | 15676.29 | 16137.24 | 17041.51 | 17670.48 | 16947.29 | 16615.76 | 16820.12 | 16030.77 | 15942.53 | 15472.18 | 15232.28 | 14490.02 | 14535.12 | 14327.22 | 14228.31 | 13079.35
| NOx emissions volume | Tonnes |  | 4.75 | 5.24 | 5.85 | 6.72 | 7.32 | 9.6 | 8.89 | 7.47 | 7.98 | 8.79 | 9.05 | 9.56 | 9.91 | 9.51 | 9.32 | 9.43 | 8.99 | 8.94 | 8.68 | 8.54 | 8.13 | 8.15 | 8.04 | 7.98 | 7.34
| CO2 emissions cost | £m |  | 3.21 | 3.59 | 4.08 | 4.75 | 6.8 | 6.57 | 6.2 | 5.28 | 5.72 | 6.41 | 6.69 | 7.18 | 7.56 | 7.35 | 7.32 | 7.52 | 7.28 | 7.35 | 7.24 | 7.23 | 6.98 | 7.1 | 7.12 | 7.16 | 6.69
| NOx emissions cost | £m |  | 0.04 | 0.05 | 0.05 | 0.06 | 0.07 | 0.09 | 0.08 | 0.07 | 0.07 | 0.08 | 0.08 | 0.09 | 0.09 | 0.08 | 0.08 | 0.08 | 0.08 | 0.08 | 0.08 | 0.08 | 0.07 | 0.07 | 0.07 | 0.07 | 0.07
| Compressor fuel volume | KWh |  | 90.19 | 99.53 | 111.26 | 127.79 | 141.59 | 134.94 | 125.03 | 105.03 | 112.15 | 123.62 | 127.25 | 134.38 | 139.34 | 133.64 | 131.02 | 132.63 | 126.41 | 125.71 | 122 | 120.11 | 114.26 | 114.62 | 112.98 | 112.2 | 103.14
| Compressor fuel cost | £m |  | 4.89 | 4.77 | 6.02 | 6.91 | 6.65 | 6.32 | 6.61 | 5.56 | 5.92 | 7.27 | 7.47 | 7.88 | 9.02 | 8.63 | 8.46 | 8.57 | 8.17 | 8.12 | 7.88 | 7.76 | 7.38 | 7.4 | 7.3 | 7.25 | 6.66
| Emissions cost | £m |  | 6.9193 | 7.1178 | 8.6055 | 9.8653 | 11.1942 | 10.6081 | 10.4118 | 10.9034 | 11.704 | 13.7593 | 14.2331 | 15.1475 | 16.6748 | 16.0654 | 15.8651 | 16.1757 | 15.5265 | 15.5504 | 15.1978 | 15.0666 | 14.4318 | 14.5765 | 14.4861 | 14.4837 | 13.4218
Total | Total PV of constraints and Emissions after discounting | £m |  | 18.6104 | 20.9031 | 24.3936 | 29.3148 | 34.2379 | 33.1634 | 31.3231 | 11.8273 | 13.0163 | 15.5662 | 16.1487 | 17.1056 | 18.8062 | 17.7465 | 17.1407 | 17.3045 | 16.0034 | 15.4452 | 14.195 | 13.5195 | 12.5023 | 11.9364 | 11.1756 | 10.5602 | 8.6185
FES Pathway - Electric Engagement (EE) |  |  |  | 2026 | 2027 | 2028 | 2029 | 2030 | 2031 | 2032 | 2033 | 2034 | 2035 | 2036 | 2037 | 2038 | 2039 | 2040 | 2041 | 2042 | 2043 | 2044 | 2045 | 2046 | 2047 | 2048 | 2049 | 2050
Constraints | Constraint days volume | KWh |  | 567.12 | 729.08 | 907.52 | 1208.83 | 1606.69 | 1642.4 | 1564.1 | 293.02 | 399.06 | 589.83 | 713.37 | 827.14 | 990.06 | 1045.34 | 1011.97 | 978.15 | 965.55 | 1004.37 | 962.52 | 953.8 | 927.64 | 935.37 | 861.64 | 812.08 | 668.97
| Constraint cost (LA 90% BB 10%) | £m |  | 10.5739 | 13.5937 | 16.6824 | 22.2211 | 29.5347 | 29.7598 | 28.341 | 5.3095 | 7.126 | 10.5327 | 12.5514 | 14.5531 | 17.4196 | 18.1177 | 17.5394 | 16.9533 | 16.7348 | 17.4077 | 16.6823 | 16.5312 | 16.0777 | 16.2118 | 14.9339 | 14.0749 | 11.5946
Emissions | CO2 emissions volume | Tonnes |  | 9169.17 | 10265.59 | 11674.61 | 13628.34 | 19846.5 | 18961.85 | 17928.62 | 16027.34 | 17552.4 | 19934.3 | 20674.38 | 21396.17 | 22837.95 | 23237.84 | 21929.58 | 20260.49 | 19594.06 | 20266.39 | 19846.18 | 19087.7 | 18335.28 | 18352.71 | 17329.85 | 16725.93 | 15627.05
| NOx emissions volume | Tonnes |  | 4.84 | 5.42 | 6.16 | 7.19 | 8.09 | 10.64 | 10.06 | 8.99 | 9.85 | 11.18 | 11.6 | 12 | 12.81 | 13.03 | 12.3 | 11.36 | 10.99 | 11.37 | 11.13 | 10.71 | 10.28 | 10.29 | 9.72 | 9.38 | 8.77
| CO2 emissions cost | £m |  | 3.27 | 3.72 | 4.29 | 5.09 | 7.52 | 7.28 | 7.01 | 6.36 | 7.06 | 8.15 | 8.57 | 9.01 | 9.78 | 10.08 | 9.66 | 9.06 | 8.9 | 9.34 | 9.29 | 9.06 | 8.83 | 8.96 | 8.61 | 8.42 | 8
| NOx emissions cost | £m |  | 0.04 | 0.05 | 0.05 | 0.06 | 0.07 | 0.09 | 0.09 | 0.08 | 0.09 | 0.1 | 0.1 | 0.11 | 0.11 | 0.12 | 0.11 | 0.1 | 0.1 | 0.1 | 0.1 | 0.1 | 0.09 | 0.09 | 0.09 | 0.08 | 0.08
| Compressor fuel volume | KWh |  | 92.01 | 103.01 | 117.15 | 136.75 | 156.5 | 149.52 | 141.38 | 126.38 | 138.41 | 157.19 | 163.03 | 168.72 | 180.09 | 183.24 | 172.93 | 159.76 | 154.51 | 159.81 | 156.5 | 150.52 | 144.58 | 144.72 | 136.65 | 131.89 | 123.23
| Compressor fuel cost | £m |  | 4.99 | 4.94 | 6.33 | 7.4 | 7.35 | 7 | 7.48 | 6.68 | 7.3 | 9.25 | 9.57 | 9.9 | 11.66 | 11.84 | 11.17 | 10.32 | 9.98 | 10.32 | 10.11 | 9.72 | 9.34 | 9.35 | 8.83 | 8.52 | 7.96
| Emissions cost | £m |  | 7.0821 | 7.393 | 9.0691 | 10.5334 | 12.3405 | 11.7353 | 11.8434 | 13.12 | 14.444 | 17.4964 | 18.235 | 19.0184 | 21.5513 | 22.0288 | 20.939 | 19.4843 | 18.9778 | 19.7681 | 19.4943 | 18.8802 | 18.2618 | 18.405 | 17.5219 | 17.026 | 16.0361
Total | Total PV of constraints and Emissions after discounting | £m |  | 18.8765 | 21.5422 | 25.5456 | 31.3572 | 38.7549 | 37.1638 | 34.9146 | 14.4854 | 16.3805 | 20.5658 | 21.825 | 22.9946 | 25.7903 | 25.6698 | 23.7713 | 21.7492 | 20.5957 | 20.7145 | 19.4761 | 18.4195 | 17.2579 | 16.8089 | 15.2267 | 14.0976 | 12.101
FES Pathway - Hydrogen Evolution (HE) |  |  |  | 2026 | 2027 | 2028 | 2029 | 2030 | 2031 | 2032 | 2033 | 2034 | 2035 | 2036 | 2037 | 2038 | 2039 | 2040 | 2041 | 2042 | 2043 | 2044 | 2045 | 2046 | 2047 | 2048 | 2049 | 2050
Constraints | Constraint days volume | KWh |  | 495.18 | 630.17 | 725.53 | 884.38 | 1155.45 | 1142.14 | 906.68 | 154.21 | 213.69 | 345.37 | 463.47 | 648.86 | 1010.74 | 1369.76 | 1646.14 | 1629.63 | 1885.79 | 3185.41 | 2602.23 | 2443.21 | 2083.86 | 1854.03 | 2202.54 | 3500.05 | 1542.17
| Constraint cost (LA 90% BB 10%) | £m |  | 9.2325 | 11.7495 | 13.337 | 16.2569 | 21.2399 | 20.6953 | 16.4288 | 2.7943 | 3.8159 | 6.1673 | 8.1545 | 11.4163 | 17.7834 | 23.7405 | 28.5308 | 28.2446 | 32.6844 | 55.2093 | 45.1016 | 42.3456 | 36.1174 | 32.1339 | 38.1743 | 60.6626 | 26.7288
Emissions | CO2 emissions volume | Tonnes |  | 8272.18 | 9149.99 | 9769.32 | 10881.31 | 16164.27 | 15105.22 | 12843.24 | 12342.14 | 13380.79 | 15910.85 | 18120.28 | 21769.59 | 25561.89 | 27595.12 | 29430.47 | 30178.53 | 31041.86 | 33384.12 | 33076.63 | 32967.87 | 31664.65 | 30565.21 | 31813.03 | 32347.79 | 27001.46
| NOx emissions volume | Tonnes |  | 4.37 | 4.83 | 5.16 | 5.74 | 6.59 | 8.47 | 7.2 | 6.92 | 7.51 | 8.92 | 10.16 | 12.21 | 14.39 | 15.65 | 16.78 | 17.24 | 17.77 | 19.21 | 19.02 | 18.95 | 18.15 | 17.47 | 18.24 | 18.57 | 15.28
| CO2 emissions cost | £m |  | 3 | 3.3 | 3.6 | 4.1 | 6.1 | 5.8 | 5 | 4.9 | 5.4 | 6.5 | 7.5 | 9.2 | 10.9 | 12 | 13 | 13.5 | 14.1 | 15.4 | 15.5 | 15.7 | 15.2 | 14.9 | 15.8 | 16.3 | 13.8
| NOx emissions cost | £m |  | 0 | 0 | 0 | 0.1 | 0.1 | 0.1 | 0.1 | 0.1 | 0.1 | 0.1 | 0.1 | 0.1 | 0.1 | 0.1 | 0.1 | 0.2 | 0.2 | 0.2 | 0.2 | 0.2 | 0.2 | 0.2 | 0.2 | 0.2 | 0.1
| Compressor fuel volume | KWh |  | 83 | 91.8 | 98 | 109.2 | 127.5 | 119.1 | 101.3 | 97.3 | 105.5 | 125.5 | 142.9 | 171.7 | 202.3 | 219.9 | 235.8 | 242.3 | 249.8 | 270 | 267.4 | 266.4 | 255.2 | 245.6 | 256.4 | 261.1 | 214.8
| Compressor fuel cost | £m |  | 4.5 | 4.4 | 5.3 | 5.9 | 6 | 5.6 | 5.4 | 5.1 | 5.6 | 7.4 | 8.4 | 10.1 | 13.1 | 14.2 | 15.2 | 15.7 | 16.1 | 17.4 | 17.3 | 17.2 | 16.5 | 15.9 | 16.6 | 16.9 | 13.9
| Emissions cost | £m |  | 6.2862 | 6.5121 | 7.5187 | 8.4306 | 10.1817 | 9.4571 | 8.4831 | 10.1033 | 11.0112 | 13.965 | 15.9822 | 19.3503 | 24.1725 | 26.312 | 28.3458 | 29.3047 | 30.3912 | 33.0064 | 32.918 | 33.0318 | 31.8946 | 30.9541 | 32.53 | 33.3194 | 27.8311
Total | Total PV of constraints and Emissions after discounting | £m |  | 16.7229 | 18.8466 | 20.7952 | 23.6971 | 29.1113 | 27.0693 | 21.8602 | 10.1374 | 11.2599 | 14.7717 | 17.111 | 21.0735 | 27.7657 | 32.0037 | 35.1373 | 34.3506 | 36.3761 | 49.1542 | 42.0027 | 39.208 | 34.1805 | 30.6337 | 33.171 | 42.6007 | 23.8949
FES Pathway - Falling Behind (FB) |  |  |  | 2026 | 2027 | 2028 | 2029 | 2030 | 2031 | 2032 | 2033 | 2034 | 2035 | 2036 | 2037 | 2038 | 2039 | 2040 | 2041 | 2042 | 2043 | 2044 | 2045 | 2046 | 2047 | 2048 | 2049 | 2050
Constraints | Constraint days volume | KWh |  | 326.63 | 441.89 | 595.53 | 814.05 | 1126.81 | 1381.91 | 871.12 | 96.74 | 130.35 | 205.37 | 307.11 | 499.22 | 920.98 | 1341.24 | 1682.5 | 2094.25 | 2724.3 | 3095.79 | 3115.47 | 3177.38 | 3281.08 | 3494.25 | 3638.63 | 3937.83 | 3624.69
| Constraint cost (LA 90% BB 10%) | £m |  | 6.0899 | 8.239 | 10.9472 | 14.9642 | 20.7134 | 25.0399 | 15.7845 | 1.7529 | 2.3276 | 3.6674 | 5.4034 | 8.7835 | 16.2042 | 23.2463 | 29.1609 | 36.2973 | 47.2173 | 53.6559 | 53.997 | 55.0701 | 56.8673 | 60.562 | 63.0645 | 68.2501 | 62.8228
Emissions | CO2 emissions volume | Tonnes |  | 7495.17 | 8664.81 | 10520.23 | 12772.51 | 20145.29 | 22452.25 | 16650.91 | 14220.08 | 16193.89 | 18567.15 | 21344.39 | 24394.71 | 28286.5 | 30420.98 | 31941.76 | 34466.31 | 37921.39 | 42813.7 | 42465.59 | 45631.09 | 45446.28 | 47562.41 | 46825.65 | 48277.78 | 42882.77
| NOx emissions volume | Tonnes |  | 3.96 | 4.57 | 5.55 | 6.74 | 8.21 | 12.59 | 9.34 | 7.98 | 9.08 | 10.41 | 11.97 | 13.68 | 16.07 | 17.38 | 18.32 | 19.88 | 22.05 | 25.2 | 24.98 | 27.02 | 26.9 | 28.26 | 27.79 | 28.73 | 25.25
| CO2 emissions cost | £m |  | 2.67 | 3.14 | 3.87 | 4.77 | 7.63 | 8.63 | 6.51 | 5.64 | 6.51 | 7.59 | 8.84 | 10.28 | 12.11 | 13.19 | 14.07 | 15.42 | 17.22 | 19.74 | 19.87 | 21.66 | 21.89 | 23.23 | 23.26 | 24.31 | 21.95
| NOx emissions cost | £m |  | 0.04 | 0.04 | 0.05 | 0.06 | 0.07 | 0.11 | 0.08 | 0.07 | 0.08 | 0.09 | 0.11 | 0.12 | 0.14 | 0.15 | 0.16 | 0.18 | 0.2 | 0.22 | 0.22 | 0.24 | 0.24 | 0.25 | 0.25 | 0.26 | 0.23
| Compressor fuel volume | KWh |  | 75.21 | 86.95 | 105.56 | 128.17 | 158.86 | 177.05 | 131.3 | 112.13 | 127.7 | 146.41 | 168.31 | 192.36 | 225.92 | 244.4 | 257.56 | 279.41 | 309.93 | 354.28 | 351.13 | 379.83 | 378.15 | 397.34 | 390.66 | 403.82 | 354.91
| Compressor fuel cost | £m |  | 4.08 | 4.17 | 5.71 | 6.93 | 7.46 | 8.29 | 6.94 | 5.93 | 6.74 | 8.61 | 9.88 | 11.29 | 14.63 | 15.79 | 16.64 | 18.05 | 20.02 | 22.89 | 22.68 | 24.54 | 24.43 | 25.67 | 25.24 | 26.09 | 22.93
| Emissions cost | £m |  | 5.8534 | 6.3855 | 8.4354 | 10.2495 | 13.1899 | 14.75 | 11.7411 | 11.6406 | 13.3261 | 16.2964 | 18.8259 | 21.6837 | 26.8807 | 29.1326 | 30.8697 | 33.6434 | 37.4397 | 42.8488 | 42.7738 | 46.4401 | 46.5548 | 49.1518 | 48.7416 | 50.653 | 45.0984
Total | Total PV of constraints and Emissions after discounting | £m |  | 12.8767 | 15.0574 | 19.2057 | 24.1013 | 31.2636 | 35.4183 | 23.8547 | 10.5272 | 11.8876 | 14.6481 | 17.1766 | 20.8684 | 28.5129 | 33.4913 | 37.0859 | 41.747 | 48.8222 | 53.7728 | 52.0976 | 52.8011 | 51.9764 | 53.2738 | 52.4539 | 53.897 | 47.2649
Sensitivities : Locational Actions 100 % & Buybacks 0%
Benefit Cost Inputs
FES Pathway - Holistic Transition (HT) |  |  |  | 2026 | 2027 | 2028 | 2029 | 2030 | 2031 | 2032 | 2033 | 2034 | 2035 | 2036 | 2037 | 2038 | 2039 | 2040 | 2041 | 2042 | 2043 | 2044 | 2045 | 2046 | 2047 | 2048 | 2049 | 2050
Constraints | Constraint days volume | KWh |  | 561.63 | 709.36 | 869.58 | 1130.36 | 1402.14 | 1457.59 | 1413.48 | 228.72 | 304.42 | 417.53 | 485.74 | 558.48 | 667.41 | 674.44 | 685.46 | 739.41 | 705.24 | 702.1 | 644.43 | 630.32 | 602.65 | 577.31 | 538.6 | 508.5 | 361.01
| Constraint cost (LA 100%) | £m |  | 9.2605 | 11.6964 | 14.1363 | 18.3757 | 22.7939 | 23.3569 | 22.65 | 3.665 | 4.8074 | 6.5937 | 7.558 | 8.6898 | 10.3847 | 10.3374 | 10.5065 | 11.3334 | 10.8097 | 10.7615 | 9.8776 | 9.6612 | 9.2372 | 8.8487 | 8.2553 | 7.794 | 5.5334
Emissions | CO2 emissions volume | Tonnes |  | 8988.33 | 9919 | 11088.35 | 12735.42 | 17955.49 | 17112.17 | 15855.37 | 13319.47 | 14222.54 | 15676.29 | 16137.24 | 17041.51 | 17670.48 | 16947.29 | 16615.76 | 16820.12 | 16030.77 | 15942.53 | 15472.18 | 15232.28 | 14490.02 | 14535.12 | 14327.22 | 14228.31 | 13079.35
| NOx emissions volume | Tonnes |  | 4.75 | 5.24 | 5.85 | 6.72 | 7.32 | 9.6 | 8.89 | 7.47 | 7.98 | 8.79 | 9.05 | 9.56 | 9.91 | 9.51 | 9.32 | 9.43 | 8.99 | 8.94 | 8.68 | 8.54 | 8.13 | 8.15 | 8.04 | 7.98 | 7.34
| CO2 emissions cost | £m |  | 3.21 | 3.59 | 4.08 | 4.75 | 6.8 | 6.57 | 6.2 | 5.28 | 5.72 | 6.41 | 6.69 | 7.18 | 7.56 | 7.35 | 7.32 | 7.52 | 7.28 | 7.35 | 7.24 | 7.23 | 6.98 | 7.1 | 7.12 | 7.16 | 6.69
| NOx emissions cost | £m |  | 0.04 | 0.05 | 0.05 | 0.06 | 0.07 | 0.09 | 0.08 | 0.07 | 0.07 | 0.08 | 0.08 | 0.09 | 0.09 | 0.08 | 0.08 | 0.08 | 0.08 | 0.08 | 0.08 | 0.08 | 0.07 | 0.07 | 0.07 | 0.07 | 0.07
| Compressor fuel volume | KWh |  | 90.19 | 99.53 | 111.26 | 127.79 | 141.59 | 134.94 | 125.03 | 105.03 | 112.15 | 123.62 | 127.25 | 134.38 | 139.34 | 133.64 | 131.02 | 132.63 | 126.41 | 125.71 | 122 | 120.11 | 114.26 | 114.62 | 112.98 | 112.2 | 103.14
| Compressor fuel cost | £m |  | 4.89 | 4.77 | 6.02 | 6.91 | 6.65 | 6.32 | 6.61 | 5.56 | 5.92 | 7.27 | 7.47 | 7.88 | 9.02 | 8.63 | 8.46 | 8.57 | 8.17 | 8.12 | 7.88 | 7.76 | 7.38 | 7.4 | 7.3 | 7.25 | 6.66
| Emissions cost | £m |  | 6.9193 | 7.1178 | 8.6055 | 9.8653 | 11.1942 | 10.6081 | 10.4118 | 10.9034 | 11.704 | 13.7593 | 14.2331 | 15.1475 | 16.6748 | 16.0654 | 15.8651 | 16.1757 | 15.5265 | 15.5504 | 15.1978 | 15.0666 | 14.4318 | 14.5765 | 14.4861 | 14.4837 | 13.4218
Total | Total PV of constraints and Emissions after discounting | £m |  | 17.3994 | 19.4253 | 22.6679 | 27.1475 | 31.6403 | 30.5917 | 28.9136 | 11.4506 | 12.5389 | 14.9336 | 15.4481 | 16.3273 | 17.9075 | 16.8821 | 16.2919 | 16.4199 | 15.1882 | 14.6611 | 13.4996 | 12.8623 | 11.8952 | 11.3746 | 10.6692 | 10.0982 | 8.3016
FES Pathway - Electric Engagement (EE) |  |  |  | 2026 | 2027 | 2028 | 2029 | 2030 | 2031 | 2032 | 2033 | 2034 | 2035 | 2036 | 2037 | 2038 | 2039 | 2040 | 2041 | 2042 | 2043 | 2044 | 2045 | 2046 | 2047 | 2048 | 2049 | 2050
Constraints | Constraint days volume | KWh |  | 567.12 | 729.08 | 907.52 | 1208.83 | 1606.69 | 1642.4 | 1564.1 | 293.02 | 399.06 | 589.83 | 713.37 | 827.14 | 990.06 | 1045.34 | 1011.97 | 978.15 | 965.55 | 1004.37 | 962.52 | 953.8 | 927.64 | 935.37 | 861.64 | 812.08 | 668.97
| Constraint cost (LA 100%) | £m |  | 9.3511 | 12.0216 | 14.7531 | 19.6513 | 26.1191 | 26.3182 | 25.0635 | 4.6955 | 6.3019 | 9.3146 | 11.0999 | 12.8701 | 15.4051 | 16.0225 | 15.5111 | 14.9927 | 14.7995 | 15.3946 | 14.753 | 14.6195 | 14.2184 | 14.3369 | 13.2068 | 12.4472 | 10.2537
Emissions | CO2 emissions volume | Tonnes |  | 9169.17 | 10265.59 | 11674.61 | 13628.34 | 19846.5 | 18961.85 | 17928.62 | 16027.34 | 17552.4 | 19934.3 | 20674.38 | 21396.17 | 22837.95 | 23237.84 | 21929.58 | 20260.49 | 19594.06 | 20266.39 | 19846.18 | 19087.7 | 18335.28 | 18352.71 | 17329.85 | 16725.93 | 15627.05
| NOx emissions volume | Tonnes |  | 4.84 | 5.42 | 6.16 | 7.19 | 8.09 | 10.64 | 10.06 | 8.99 | 9.85 | 11.18 | 11.6 | 12 | 12.81 | 13.03 | 12.3 | 11.36 | 10.99 | 11.37 | 11.13 | 10.71 | 10.28 | 10.29 | 9.72 | 9.38 | 8.77
| CO2 emissions cost | £m |  | 3.27 | 3.72 | 4.29 | 5.09 | 7.52 | 7.28 | 7.01 | 6.36 | 7.06 | 8.15 | 8.57 | 9.01 | 9.78 | 10.08 | 9.66 | 9.06 | 8.9 | 9.34 | 9.29 | 9.06 | 8.83 | 8.96 | 8.61 | 8.42 | 8
| NOx emissions cost | £m |  | 0.04 | 0.05 | 0.05 | 0.06 | 0.07 | 0.09 | 0.09 | 0.08 | 0.09 | 0.1 | 0.1 | 0.11 | 0.11 | 0.12 | 0.11 | 0.1 | 0.1 | 0.1 | 0.1 | 0.1 | 0.09 | 0.09 | 0.09 | 0.08 | 0.08
| Compressor fuel volume | KWh |  | 92.01 | 103.01 | 117.15 | 136.75 | 156.5 | 149.52 | 141.38 | 126.38 | 138.41 | 157.19 | 163.03 | 168.72 | 180.09 | 183.24 | 172.93 | 159.76 | 154.51 | 159.81 | 156.5 | 150.52 | 144.58 | 144.72 | 136.65 | 131.89 | 123.23
| Compressor fuel cost | £m |  | 4.99 | 4.94 | 6.33 | 7.4 | 7.35 | 7 | 7.48 | 6.68 | 7.3 | 9.25 | 9.57 | 9.9 | 11.66 | 11.84 | 11.17 | 10.32 | 9.98 | 10.32 | 10.11 | 9.72 | 9.34 | 9.35 | 8.83 | 8.52 | 7.96
| Emissions cost | £m |  | 7.0821 | 7.393 | 9.0691 | 10.5334 | 12.3405 | 11.7353 | 11.8434 | 13.12 | 14.444 | 17.4964 | 18.235 | 19.0184 | 21.5513 | 22.0288 | 20.939 | 19.4843 | 18.9778 | 19.7681 | 19.4943 | 18.8802 | 18.2618 | 18.405 | 17.5219 | 17.026 | 16.0361
Total | Total PV of constraints and Emissions after discounting | £m |  | 17.6537 | 20.0233 | 23.7446 | 29.0394 | 35.7784 | 34.266 | 32.2484 | 14.0028 | 15.7547 | 19.6721 | 20.796 | 21.8419 | 24.4571 | 24.3301 | 22.5182 | 20.579 | 19.4796 | 19.5927 | 18.4374 | 17.4251 | 16.3234 | 15.8985 | 14.4164 | 13.3598 | 11.5138
FES Pathway - Hydrogen Evolution (HE) |  |  |  | 2026 | 2027 | 2028 | 2029 | 2030 | 2031 | 2032 | 2033 | 2034 | 2035 | 2036 | 2037 | 2038 | 2039 | 2040 | 2041 | 2042 | 2043 | 2044 | 2045 | 2046 | 2047 | 2048 | 2049 | 2050
Constraints | Constraint days volume | KWh |  | 495.18 | 630.17 | 725.53 | 884.38 | 1155.45 | 1142.14 | 906.68 | 154.21 | 213.69 | 345.37 | 463.47 | 648.86 | 1010.74 | 1369.76 | 1646.14 | 1629.63 | 1885.79 | 3185.41 | 2602.23 | 2443.21 | 2083.86 | 1854.03 | 2202.54 | 3500.05 | 1542.17
| Constraint cost (LA 100%) | £m |  | 8.1648 | 10.3907 | 11.7946 | 14.3768 | 18.7835 | 18.302 | 14.5289 | 2.4711 | 3.3746 | 5.454 | 7.2115 | 10.096 | 15.7268 | 20.995 | 25.2313 | 24.9782 | 28.9046 | 48.8246 | 39.8858 | 37.4485 | 31.9405 | 28.4177 | 33.7596 | 53.6472 | 23.6377
Emissions | CO2 emissions volume | Tonnes |  | 8272.18 | 9149.99 | 9769.32 | 10881.31 | 16164.27 | 15105.22 | 12843.24 | 12342.14 | 13380.79 | 15910.85 | 18120.28 | 21769.59 | 25561.89 | 27595.12 | 29430.47 | 30178.53 | 31041.86 | 33384.12 | 33076.63 | 32967.87 | 31664.65 | 30565.21 | 31813.03 | 32347.79 | 27001.46
| NOx emissions volume | Tonnes |  | 4.37 | 4.83 | 5.16 | 5.74 | 6.59 | 8.47 | 7.2 | 6.92 | 7.51 | 8.92 | 10.16 | 12.21 | 14.39 | 15.65 | 16.78 | 17.24 | 17.77 | 19.21 | 19.02 | 18.95 | 18.15 | 17.47 | 18.24 | 18.57 | 15.28
| CO2 emissions cost | £m |  | 3 | 3.3 | 3.6 | 4.1 | 6.1 | 5.8 | 5 | 4.9 | 5.4 | 6.5 | 7.5 | 9.2 | 10.9 | 12 | 13 | 13.5 | 14.1 | 15.4 | 15.5 | 15.7 | 15.2 | 14.9 | 15.8 | 16.3 | 13.8
| NOx emissions cost | £m |  | 0 | 0 | 0 | 0.1 | 0.1 | 0.1 | 0.1 | 0.1 | 0.1 | 0.1 | 0.1 | 0.1 | 0.1 | 0.1 | 0.1 | 0.2 | 0.2 | 0.2 | 0.2 | 0.2 | 0.2 | 0.2 | 0.2 | 0.2 | 0.1
| Compressor fuel volume | KWh |  | 83 | 91.8 | 98 | 109.2 | 127.5 | 119.1 | 101.3 | 97.3 | 105.5 | 125.5 | 142.9 | 171.7 | 202.3 | 219.9 | 235.8 | 242.3 | 249.8 | 270 | 267.4 | 266.4 | 255.2 | 245.6 | 256.4 | 261.1 | 214.8
| Compressor fuel cost | £m |  | 4.5 | 4.4 | 5.3 | 5.9 | 6 | 5.6 | 5.4 | 5.1 | 5.6 | 7.4 | 8.4 | 10.1 | 13.1 | 14.2 | 15.2 | 15.7 | 16.1 | 17.4 | 17.3 | 17.2 | 16.5 | 15.9 | 16.6 | 16.9 | 13.9
| Emissions cost | £m |  | 6.2862 | 6.5121 | 7.5187 | 8.4306 | 10.1817 | 9.4571 | 8.4831 | 10.1033 | 11.0112 | 13.965 | 15.9822 | 19.3503 | 24.1725 | 26.312 | 28.3458 | 29.3047 | 30.3912 | 33.0064 | 32.918 | 33.0318 | 31.8946 | 30.9541 | 32.53 | 33.3194 | 27.8311
Total | Total PV of constraints and Emissions after discounting | £m |  | 15.6552 | 17.5338 | 19.3553 | 22.0014 | 26.9707 | 25.0542 | 20.3147 | 9.8834 | 10.9247 | 14.2483 | 16.4425 | 20.1692 | 26.4047 | 30.2483 | 33.099 | 32.4009 | 34.1963 | 45.5965 | 39.1947 | 36.6607 | 32.0813 | 28.8292 | 31.0998 | 39.4207 | 22.5411
FES Pathway - Falling Behind (FB) |  |  |  | 2026 | 2027 | 2028 | 2029 | 2030 | 2031 | 2032 | 2033 | 2034 | 2035 | 2036 | 2037 | 2038 | 2039 | 2040 | 2041 | 2042 | 2043 | 2044 | 2045 | 2046 | 2047 | 2048 | 2049 | 2050
Constraints | Constraint days volume | KWh |  | 326.63 | 441.89 | 595.53 | 814.05 | 1126.81 | 1381.91 | 871.12 | 96.74 | 130.35 | 205.37 | 307.11 | 499.22 | 920.98 | 1341.24 | 1682.5 | 2094.25 | 2724.3 | 3095.79 | 3115.47 | 3177.38 | 3281.08 | 3494.25 | 3638.63 | 3937.83 | 3624.69
| Constraint cost (LA 100%) | £m |  | 6.0899 | 8.239 | 10.9472 | 14.9642 | 20.7134 | 25.0399 | 15.7845 | 1.7529 | 2.3276 | 3.6674 | 5.4034 | 8.7835 | 16.2042 | 23.2463 | 29.1609 | 36.2973 | 47.2173 | 53.6559 | 53.997 | 55.0701 | 56.8673 | 60.562 | 63.0645 | 68.2501 | 62.8228
Emissions | CO2 emissions volume | Tonnes |  | 7495.17 | 8664.81 | 10520.23 | 12772.51 | 20145.29 | 22452.25 | 16650.91 | 14220.08 | 16193.89 | 18567.15 | 21344.39 | 24394.71 | 28286.5 | 30420.98 | 31941.76 | 34466.31 | 37921.39 | 42813.7 | 42465.59 | 45631.09 | 45446.28 | 47562.41 | 46825.65 | 48277.78 | 42882.77
| NOx emissions volume | Tonnes |  | 3.96 | 4.57 | 5.55 | 6.74 | 8.21 | 12.59 | 9.34 | 7.98 | 9.08 | 10.41 | 11.97 | 13.68 | 16.07 | 17.38 | 18.32 | 19.88 | 22.05 | 25.2 | 24.98 | 27.02 | 26.9 | 28.26 | 27.79 | 28.73 | 25.25
| CO2 emissions cost | £m |  | 2.67 | 3.14 | 3.87 | 4.77 | 7.63 | 8.63 | 6.51 | 5.64 | 6.51 | 7.59 | 8.84 | 10.28 | 12.11 | 13.19 | 14.07 | 15.42 | 17.22 | 19.74 | 19.87 | 21.66 | 21.89 | 23.23 | 23.26 | 24.31 | 21.95
| NOx emissions cost | £m |  | 0.04 | 0.04 | 0.05 | 0.06 | 0.07 | 0.11 | 0.08 | 0.07 | 0.08 | 0.09 | 0.11 | 0.12 | 0.14 | 0.15 | 0.16 | 0.18 | 0.2 | 0.22 | 0.22 | 0.24 | 0.24 | 0.25 | 0.25 | 0.26 | 0.23
| Compressor fuel volume | KWh |  | 75.21 | 86.95 | 105.56 | 128.17 | 158.86 | 177.05 | 131.3 | 112.13 | 127.7 | 146.41 | 168.31 | 192.36 | 225.92 | 244.4 | 257.56 | 279.41 | 309.93 | 354.28 | 351.13 | 379.83 | 378.15 | 397.34 | 390.66 | 403.82 | 354.91
| Compressor fuel cost | £m |  | 4.08 | 4.17 | 5.71 | 6.93 | 7.46 | 8.29 | 6.94 | 5.93 | 6.74 | 8.61 | 9.88 | 11.29 | 14.63 | 15.79 | 16.64 | 18.05 | 20.02 | 22.89 | 22.68 | 24.54 | 24.43 | 25.67 | 25.24 | 26.09 | 22.93
| Emissions cost | £m |  | 5.8534 | 6.3855 | 8.4354 | 10.2495 | 13.1899 | 14.75 | 11.7411 | 11.6406 | 13.3261 | 16.2964 | 18.8259 | 21.6837 | 26.8807 | 29.1326 | 30.8697 | 33.6434 | 37.4397 | 42.8488 | 42.7738 | 46.4401 | 46.5548 | 49.1518 | 48.7416 | 50.653 | 45.0984
Total | Total PV of constraints and Emissions after discounting | £m |  | 12.1725 | 14.1368 | 18.0239 | 22.5405 | 29.1761 | 32.9802 | 22.3698 | 10.3679 | 11.6832 | 14.3369 | 16.7337 | 20.1726 | 27.2727 | 31.7724 | 35.0025 | 39.2414 | 45.6731 | 50.3153 | 48.7358 | 49.4884 | 48.6713 | 49.873 | 49.0323 | 50.3193 | 44.083
Option Cost Inputs |  |  |  | 2026 | 2027 | 2028 | 2029 | 2030 | 2031 | 2032 | 2033 | 2034 | 2035 | 2036 | 2037 | 2038 | 2039 | 2040 | 2041 | 2042 | 2043 | 2044 | 2045 | 2046 | 2047 | 2048 | 2049 | 2050 | 2051 | 2052 | 2053 | 2054 | 2055 | 2056 | 2057 | 2058 | 2059 | 2060 | 2061 | 2062 | 2063 | 2064 | 2065 | 2066 | 2067 | 2068 | 2069 | 2070 | 2071 | 2072 | 2073 | 2074 | 2075 | 2076 | 2077 | 2078 | 2079 | 2080 | 2081 | 2082 | 2083 | 2084 | 2085 | 2086 | 2087 | 2088 | 2089 | 2090 | 2091 | 2092 | 2093 | 2094 | 2095 | 2096 | 2097 | 2098 | 2099
Capital | Capital build cost | X | £m | 2.4099 | 7.2298 | 5.225 | 4.1321 | 14.4176 | 10.2027 | 0.29362 | 0 | 0 | 0 | 0 | 0 | 0 | 0 | 0 | 0 | 0 | 0 | 0 | 0 | 0 | 0 | 0 | 0 | 0 | 0 | 0 | 0 | 0 | 0 | 0 | 0 | 0 | 0 | 0 | 0 | 0 | 0 | 0 | 0 | 0 | 0 | 0 | 0 | 0 | 0 | 0 | 0 | 0 | 0 | 0 | 0 | 0 | 0 | 0 | 0 | 0 | 0 | 0 | 0 | 0 | 0 | 0 | 0 | 0 | 0 | 0 | 0 | 0 | 0 | 0 | 0 | 0 | 0
| Decommisioning cost | Y | £m | 0 | 0 | 0 | 0 | 0 | 0 | 0 | 0 | 0 | 0 | 0 | 0 | 0 | 0 | 0 | 0 | 0 | 0 | 0 | 0 | 0 | 0 | 0 | 0 | 4.3588 | 0 | 0 | 0 | 0 | 0 | 0 | 0 | 0 | 0 | 0 | 0 | 0 | 0 | 0 | 0 | 0 | 0 | 0 | 0 | 0 | 0 | 0 | 0 | 0 | 0 | 0 | 0 | 0 | 0 | 0 | 0 | 0 | 0 | 0 | 0 | 0 | 0 | 0 | 0 | 0 | 0 | 0 | 0 | 0 | 0 | 0 | 0 | 0 | 0
| Annuity payments | =(X+Y)/(1-1/(1+WACC)^i)/WACC | £m | 0.15787 | 0.47362 | 0.34229 | 0.27069 | 1.1002 | 0.67582 | 0.019771 | 0 | 0 | 0 | 0 | 0 | 0 | 0 | 0 | 0 | 0 | 0 | 0 | 0 | 0 | 0 | 0 | 0 | 0.31092 | 0 | 0 | 0 | 0 | 0 | 0 | 0 | 0 | 0 | 0 | 0 | 0 | 0 | 0 | 0 | 0 | 0 | 0 | 0 | 0 | 0 | 0 | 0 | 0 | 0 | 0 | 0 | 0 | 0 | 0 | 0 | 0 | 0 | 0 | 0 | 0 | 0 | 0 | 0 | 0 | 0 | 0 | 0 | 0 | 0 | 0 | 0 | 0 | 0
| Total capital cost before discounting |  | £m | 0.15787 | 0.63149 | 0.97378 | 1.2445 | 2.3447 | 3.0205 | 3.0403 | 3.0403 | 3.0403 | 3.0403 | 3.0403 | 3.0403 | 3.0403 | 3.0403 | 3.0403 | 3.0403 | 3.0403 | 3.0403 | 3.0403 | 3.0403 | 3.0403 | 3.0403 | 3.0403 | 3.0403 | 3.3512 | 3.1934 | 2.7197 | 2.3774 | 2.1068 | 1.0065 | 0.33069 | 0.31092 | 0.31092 | 0.31092 | 0.31092 | 0.31092 | 0.31092 | 0.31092 | 0.31092 | 0.31092 | 0.31092 | 0.31092 | 0.31092 | 0.31092 | 0.31092 | 0.31092 | 0.31092 | 0.31092 | 0.31092 | 0 | 0 | 0 | 0 | 0 | 0 | 0 | 0 | 0 | 0 | 0 | 0 | 0 | 0 | 0 | 0 | 0 | 0 | 0 | 0 | 0 | 0 | 0 | 0 | 0
| Total PV of capital cost after discounting |  | £m | 0.15787 | 0.61014 | 0.90903 | 1.1224 | 2.0433 | 2.5432 | 2.4733 | 2.3897 | 2.3088 | 2.2308 | 2.1553 | 2.0824 | 2.012 | 1.944 | 1.8782 | 1.8147 | 1.7534 | 1.6941 | 1.6368 | 1.5814 | 1.528 | 1.4763 | 1.4264 | 1.3781 | 1.4677 | 1.3513 | 1.1119 | 0.93912 | 0.80405 | 0.37115 | 0.11782 | 0.10755 | 0.10441 | 0.10137 | 0.09842 | 0.095553 | 0.09277 | 0.090068 | 0.087445 | 0.084898 | 0.082425 | 0.080024 | 0.077694 | 0.075431 | 0.073234 | 0.071101 | 0.06903 | 0.067019 | 0.065067 | 0 | 0 | 0 | 0 | 0 | 0 | 0 | 0 | 0 | 0 | 0 | 0 | 0 | 0 | 0 | 0 | 0 | 0 | 0 | 0 | 0 | 0 | 0 | 0 | 0
Non-Capital | Operational cost | £m |  | 0 | 0 | 0 | 0 | 0 | 0 | 0 | 0 | 0.5158 | 0.5158 | 0.5158 | 0.5158 | 0.5158 | 0.5158 | 0.5158 | 0.5158 | 0.5158 | 0.5158 | 0.5158 | 0.5158 | 0.5158 | 0.5158 | 0.5158 | 0.5158 | 0 | 0 | 0 | 0 | 0 | 0 | 0 | 0 | 0 | 0 | 0 | 0 | 0 | 0 | 0 | 0 | 0 | 0 | 0 | 0 | 0 | 0 | 0 | 0 | 0 | 0 | 0 | 0 | 0 | 0 | 0 | 0 | 0 | 0 | 0 | 0 | 0 | 0 | 0 | 0 | 0 | 0 | 0 | 0 | 0 | 0 | 0 | 0 | 0 | 0
| CO2 equivalent emissions (construction & decomissioning) | £m |  | 0 | 0 | 0 | 0 | 2.3777 | 0.11369 | 0.0081882 | 0 | 0 | 0 | 0 | 0 | 0 | 0 | 0 | 0 | 0 | 0 | 0 | 0 | 0 | 0 | 0 | 0 | 0.38735 | 0 | 0 | 0 | 0 | 0 | 0 | 0 | 0 | 0 | 0 | 0 | 0 | 0 | 0 | 0 | 0 | 0 | 0 | 0 | 0 | 0 | 0 | 0 | 0 | 0 | 0 | 0 | 0 | 0 | 0 | 0 | 0 | 0 | 0 | 0 | 0 | 0 | 0 | 0 | 0 | 0 | 0 | 0 | 0 | 0 | 0 | 0 | 0 | 0
| Total non-capital cost before discounting | £m |  | 0 | 0 | 0 | 0 | 2.3777 | 0.11369 | 0.0081882 | 0 | 0.5158 | 0.5158 | 0.5158 | 0.5158 | 0.5158 | 0.5158 | 0.5158 | 0.5158 | 0.5158 | 0.5158 | 0.5158 | 0.5158 | 0.5158 | 0.5158 | 0.5158 | 0.5158 | 0.38735 | 0 | 0 | 0 | 0 | 0 | 0 | 0 | 0 | 0 | 0 | 0 | 0 | 0 | 0 | 0 | 0 | 0 | 0 | 0 | 0 | 0 | 0 | 0 | 0 | 0 | 0 | 0 | 0 | 0 | 0 | 0 | 0 | 0 | 0 | 0 | 0 | 0 | 0 | 0 | 0 | 0 | 0 | 0 | 0 | 0 | 0 | 0 | 0 | 0
| Total PV of non-capital cost after discounting | £m |  | 0 | 0 | 0 | 0 | 2.0721 | 0.095725 | 0.0066611 | 0 | 0.3917 | 0.37846 | 0.36566 | 0.35329 | 0.34135 | 0.3298 | 0.31865 | 0.30787 | 0.29746 | 0.2874 | 0.27769 | 0.2683 | 0.25922 | 0.25046 | 0.24199 | 0.2338 | 0.16964 | 0 | 0 | 0 | 0 | 0 | 0 | 0 | 0 | 0 | 0 | 0 | 0 | 0 | 0 | 0 | 0 | 0 | 0 | 0 | 0 | 0 | 0 | 0 | 0 | 0 | 0 | 0 | 0 | 0 | 0 | 0 | 0 | 0 | 0 | 0 | 0 | 0 | 0 | 0 | 0 | 0 | 0 | 0 | 0 | 0 | 0 | 0 | 0 | 0

## Option B
Summary of Option Investment and Benefits
Option B | Wormington to Honeybourne 900mm New;Churchover Tee to MJ 900mm New
Capability Equation
Sensitivities : Locational Actions 75% & Buybacks 25%
Discounting | Time | n |  | Year 0 | Year 1 | Year 2 | Year 3 | Year 4 | Year 5 | Year 6 | Year 7 | Year 8 | Year 9 | Year 10 | Year 11 | Year 12 | Year 13 | Year 14 | Year 15 | Year 16 | Year 17 | Year 18 | Year 19 | Year 20 | Year 21 | Year 22 | Year 23 | Year 24
| Fiscal Year |  |  | 2026 | 2027 | 2028 | 2029 | 2030 | 2031 | 2032 | 2033 | 2034 | 2035 | 2036 | 2037 | 2038 | 2039 | 2040 | 2041 | 2042 | 2043 | 2044 | 2045 | 2046 | 2047 | 2048 | 2049 | 2050
| Discounting % to convert the future cost into present | =1/[(1+STPR)^n] |  | 100% | 96.62% | 93.35% | 90.19% | 87.14% | 84.2% | 81.35% | 78.6% | 75.94% | 73.37% | 70.89% | 68.49% | 66.18% | 63.94% | 61.78% | 59.69% | 57.67% | 55.72% | 53.84% | 52.02% | 50.26% | 48.56% | 46.92% | 45.33% | 43.8%
Benefit Cost Inputs
FES Pathway - Holistic Transition (HT) |  |  |  | 2026 | 2027 | 2028 | 2029 | 2030 | 2031 | 2032 | 2033 | 2034 | 2035 | 2036 | 2037 | 2038 | 2039 | 2040 | 2041 | 2042 | 2043 | 2044 | 2045 | 2046 | 2047 | 2048 | 2049 | 2050
Constraints | Constraint days volume | KWh |  | 561.63 | 709.36 | 869.58 | 1130.36 | 1402.14 | 1457.59 | 1413.48 | 190.34 | 254.06 | 350.63 | 405.93 | 466.19 | 553.39 | 551.28 | 556.96 | 596.76 | 560.72 | 555.71 | 500.49 | 483.3 | 455.25 | 431.69 | 397.38 | 372.76 | 254.39
| Constraint cost (LA 75% BB 25%) | £m |  | 12.29 | 15.52 | 18.76 | 24.38 | 30.25 | 30.99 | 30.05 | 4.05 | 5.32 | 7.35 | 8.3811 | 9.6253 | 11.4256 | 11.2122 | 11.3277 | 12.1373 | 11.4043 | 11.3023 | 10.1791 | 9.8296 | 9.259 | 8.78 | 8.082 | 7.5813 | 5.174
Emissions | CO2 emissions volume | Tonnes |  | 8988.33 | 9919 | 11088.35 | 12735.42 | 17955.49 | 17112.17 | 15855.37 | 12082.17 | 13090.87 | 14634.67 | 15382.36 | 16404.64 | 17434.31 | 17154.38 | 17047.68 | 17507.94 | 16899.95 | 17002.96 | 16673.49 | 16593.63 | 15810.26 | 16000.15 | 15884.01 | 15843.59 | 14829.31
| NOx emissions volume | Tonnes |  | 4.75 | 5.24 | 5.85 | 6.72 | 7.32 | 9.6 | 8.89 | 6.78 | 7.34 | 8.21 | 8.63 | 9.2 | 9.78 | 9.62 | 9.56 | 9.82 | 9.48 | 9.54 | 9.35 | 9.31 | 8.87 | 8.97 | 8.91 | 8.89 | 8.32
| CO2 emissions cost | £m |  | 3.21 | 3.59 | 4.08 | 4.75 | 6.8 | 6.57 | 6.2 | 4.79 | 5.26 | 5.98 | 6.37 | 6.91 | 7.46 | 7.44 | 7.51 | 7.83 | 7.67 | 7.84 | 7.8 | 7.88 | 7.61 | 7.82 | 7.89 | 7.98 | 7.59
| NOx emissions cost | £m |  | 0.04 | 0.05 | 0.05 | 0.06 | 0.07 | 0.09 | 0.08 | 0.06 | 0.07 | 0.07 | 0.08 | 0.08 | 0.09 | 0.09 | 0.09 | 0.09 | 0.08 | 0.09 | 0.08 | 0.08 | 0.08 | 0.08 | 0.08 | 0.08 | 0.07
| Compressor fuel volume | KWh |  | 90.19 | 99.53 | 111.26 | 127.79 | 141.59 | 134.94 | 125.03 | 95.27 | 103.23 | 115.4 | 121.3 | 129.36 | 137.48 | 135.27 | 134.43 | 138.06 | 133.26 | 134.08 | 131.48 | 130.85 | 124.67 | 126.17 | 125.25 | 124.94 | 116.94
| Compressor fuel cost | £m |  | 4.89 | 4.77 | 6.02 | 6.91 | 6.65 | 6.32 | 6.61 | 5.04 | 5.44 | 6.79 | 7.12 | 7.59 | 8.9 | 8.74 | 8.68 | 8.92 | 8.61 | 8.66 | 8.49 | 8.45 | 8.05 | 8.15 | 8.09 | 8.07 | 7.55
| Emissions cost | £m |  | 5.7067 | 5.9418 | 7.196 | 8.3243 | 9.6237 | 9.2967 | 9.3047 | 9.8905 | 10.7727 | 12.845 | 13.5673 | 14.5814 | 16.452 | 16.2617 | 16.2775 | 16.8371 | 16.3683 | 16.5848 | 16.3778 | 16.4132 | 15.7468 | 16.0456 | 16.0602 | 16.128 | 15.2175
Total | Total PV of constraints and Emissions after discounting | £m |  | 20.4269 | 23.1198 | 26.9821 | 32.5659 | 38.1342 | 37.0209 | 34.9374 | 10.9549 | 12.2239 | 14.8158 | 15.5596 | 16.5803 | 18.4489 | 17.567 | 17.054 | 17.2945 | 16.0166 | 15.5388 | 14.2972 | 13.6503 | 12.5671 | 12.0546 | 11.3263 | 10.7471 | 8.9306
FES Pathway - Electric Engagement (EE) |  |  |  | 2026 | 2027 | 2028 | 2029 | 2030 | 2031 | 2032 | 2033 | 2034 | 2035 | 2036 | 2037 | 2038 | 2039 | 2040 | 2041 | 2042 | 2043 | 2044 | 2045 | 2046 | 2047 | 2048 | 2049 | 2050
Constraints | Constraint days volume | KWh |  | 567.12 | 729.08 | 907.52 | 1208.83 | 1606.69 | 1642.4 | 1564.1 | 248.57 | 339.93 | 506 | 610.2 | 705.43 | 842.68 | 881.8 | 842.51 | 801.62 | 780.21 | 812.04 | 774.36 | 758.32 | 728.62 | 730.98 | 659.4 | 615.64 | 502.46
| Constraint cost (LA 75% BB 25%) | £m |  | 12.41 | 15.95 | 19.58 | 26.08 | 34.66 | 34.92 | 33.26 | 5.29 | 7.12 | 10.6 | 12.6 | 14.56 | 17.4 | 17.93 | 17.14 | 16.3 | 15.87 | 16.52 | 15.75 | 15.42 | 14.82 | 14.87 | 13.41 | 12.52 | 10.22
Emissions | CO2 emissions volume | Tonnes |  | 9169.17 | 10265.59 | 11674.61 | 13628.34 | 19846.5 | 18961.85 | 17928.62 | 14342.96 | 16039.09 | 18730.82 | 19796.61 | 20829.86 | 22534.38 | 23302.54 | 22427.61 | 21289.48 | 20874.43 | 21675.22 | 21448.97 | 21051.45 | 20430.37 | 20666.9 | 19870.51 | 19386.75 | 18333.42
| NOx emissions volume | Tonnes |  | 4.84 | 5.42 | 6.16 | 7.19 | 8.09 | 10.64 | 10.06 | 8.05 | 9 | 10.51 | 11.1 | 11.68 | 12.64 | 13.07 | 12.58 | 11.94 | 11.71 | 12.16 | 12.03 | 11.81 | 11.46 | 11.59 | 11.15 | 10.87 | 10.28
| CO2 emissions cost | £m |  | 3.27 | 3.72 | 4.29 | 5.09 | 7.52 | 7.28 | 7.01 | 5.69 | 6.45 | 7.66 | 8.2 | 8.77 | 9.65 | 10.1 | 9.88 | 9.52 | 9.48 | 9.99 | 10.04 | 9.99 | 9.84 | 10.09 | 9.87 | 9.76 | 9.38
| NOx emissions cost | £m |  | 0.04 | 0.05 | 0.05 | 0.06 | 0.07 | 0.09 | 0.09 | 0.07 | 0.08 | 0.09 | 0.1 | 0.1 | 0.11 | 0.12 | 0.11 | 0.11 | 0.1 | 0.11 | 0.11 | 0.11 | 0.1 | 0.1 | 0.1 | 0.1 | 0.09
| Compressor fuel volume | KWh |  | 92.01 | 103.01 | 117.15 | 136.75 | 156.5 | 149.52 | 141.38 | 113.1 | 126.48 | 147.7 | 156.11 | 164.25 | 177.69 | 183.75 | 176.85 | 167.88 | 164.61 | 170.92 | 169.14 | 166 | 161.1 | 162.97 | 156.69 | 152.87 | 144.57
| Compressor fuel cost | £m |  | 4.99 | 4.94 | 6.33 | 7.4 | 7.35 | 7 | 7.48 | 5.98 | 6.67 | 8.69 | 9.16 | 9.64 | 11.51 | 11.87 | 11.42 | 10.85 | 10.63 | 11.04 | 10.93 | 10.72 | 10.41 | 10.53 | 10.12 | 9.88 | 9.34
| Emissions cost | £m |  | 5.8284 | 6.1476 | 7.5664 | 8.8901 | 10.6567 | 10.2404 | 10.4292 | 11.7412 | 13.1987 | 16.4401 | 17.4608 | 18.515 | 21.2649 | 22.0901 | 21.4146 | 20.4739 | 20.2179 | 21.1422 | 21.0687 | 20.8226 | 20.3485 | 20.7258 | 20.0907 | 19.7346 | 18.8133
Total | Total PV of constraints and Emissions after discounting | £m |  | 20.7108 | 23.8205 | 28.2471 | 34.8339 | 43.2196 | 41.5104 | 38.914 | 13.3827 | 15.4326 | 19.8424 | 21.3096 | 22.6579 | 25.5868 | 25.5919 | 23.8154 | 21.9522 | 20.8111 | 20.9831 | 19.8214 | 18.8534 | 17.674 | 17.2829 | 15.7175 | 14.6211 | 12.7151
FES Pathway - Hydrogen Evolution (HE) |  |  |  | 2026 | 2027 | 2028 | 2029 | 2030 | 2031 | 2032 | 2033 | 2034 | 2035 | 2036 | 2037 | 2038 | 2039 | 2040 | 2041 | 2042 | 2043 | 2044 | 2045 | 2046 | 2047 | 2048 | 2049 | 2050
Constraints | Constraint days volume | KWh |  | 495.18 | 630.17 | 725.53 | 884.38 | 1155.45 | 1142.14 | 906.68 | 129.73 | 182.15 | 297.83 | 404.36 | 573.34 | 900.33 | 1220.02 | 1462.32 | 1430.19 | 1654.89 | 2866.91 | 2303.27 | 2139.02 | 1802.32 | 1592.96 | 1900.04 | 3124.72 | 1313.15
| Constraint cost (LA 75% BB 25%) | £m |  | 10.8 | 13.8 | 15.7 | 19.1 | 24.9 | 24.3 | 19.3 | 2.8 | 3.8 | 6.2 | 8.3 | 11.8 | 18.6 | 24.8 | 29.7 | 29.1 | 33.7 | 58.3 | 46.8 | 43.5 | 36.7 | 32.4 | 38.6 | 63.6 | 26.7
Emissions | CO2 emissions volume | Tonnes |  | 8272.18 | 9149.99 | 9769.32 | 10881.31 | 16164.27 | 15105.22 | 12843.24 | 10885.41 | 11921.05 | 14339.41 | 16449.34 | 20155.98 | 24241.55 | 26509.58 | 28409.5 | 29306.02 | 30281.39 | 32721.66 | 32424 | 32458.77 | 31398 | 30473.86 | 31715.76 | 32442.77 | 27312.71
| NOx emissions volume | Tonnes |  | 4.37 | 4.83 | 5.16 | 5.74 | 6.59 | 8.47 | 7.2 | 6.11 | 6.69 | 8.04 | 9.23 | 11.31 | 13.6 | 14.98 | 16.15 | 16.7 | 17.3 | 18.8 | 18.62 | 18.64 | 17.99 | 17.42 | 18.18 | 18.63 | 15.47
| CO2 emissions cost | £m |  | 3 | 3.3 | 3.6 | 4.1 | 6.1 | 5.8 | 5 | 4.3 | 4.8 | 5.9 | 6.8 | 8.5 | 10.4 | 11.5 | 12.5 | 13.1 | 13.8 | 15.1 | 15.2 | 15.4 | 15.1 | 14.9 | 15.8 | 16.3 | 14
| NOx emissions cost | £m |  | 0 | 0 | 0 | 0.1 | 0.1 | 0.1 | 0.1 | 0.1 | 0.1 | 0.1 | 0.1 | 0.1 | 0.1 | 0.1 | 0.1 | 0.1 | 0.2 | 0.2 | 0.2 | 0.2 | 0.2 | 0.2 | 0.2 | 0.2 | 0.1
| Compressor fuel volume | KWh |  | 83 | 91.8 | 98 | 109.2 | 127.5 | 119.1 | 101.3 | 85.8 | 94 | 113.1 | 129.7 | 158.9 | 191.2 | 210.5 | 227 | 234.7 | 243.2 | 264.3 | 261.7 | 262 | 252.9 | 244.9 | 255.6 | 261.9 | 217.5
| Compressor fuel cost | £m |  | 4.5 | 4.4 | 5.3 | 5.9 | 6 | 5.6 | 5.4 | 4.5 | 5 | 6.7 | 7.6 | 9.3 | 12.4 | 13.6 | 14.7 | 15.2 | 15.7 | 17.1 | 16.9 | 16.9 | 16.3 | 15.8 | 16.5 | 16.9 | 14.1
| Emissions cost | £m |  | 5.2264 | 5.4574 | 6.3104 | 7.1053 | 8.6461 | 8.1923 | 7.4338 | 8.9108 | 9.8099 | 12.5857 | 14.5085 | 17.916 | 22.8759 | 25.2284 | 27.3197 | 28.4218 | 29.6165 | 32.327 | 32.2441 | 32.5027 | 31.6156 | 30.8579 | 32.4267 | 33.4209 | 28.1661
Total | Total PV of constraints and Emissions after discounting | £m |  | 18.3245 | 20.8159 | 22.9549 | 26.2406 | 32.3221 | 30.092 | 24.1786 | 9.172 | 10.3484 | 13.8137 | 16.2038 | 20.3795 | 27.4406 | 31.9969 | 35.2513 | 34.327 | 36.4908 | 50.5025 | 42.5786 | 39.5355 | 34.3112 | 30.7154 | 33.3428 | 43.9564 | 24.0322
FES Pathway - Falling Behind (FB) |  |  |  | 2026 | 2027 | 2028 | 2029 | 2030 | 2031 | 2032 | 2033 | 2034 | 2035 | 2036 | 2037 | 2038 | 2039 | 2040 | 2041 | 2042 | 2043 | 2044 | 2045 | 2046 | 2047 | 2048 | 2049 | 2050
Constraints | Constraint days volume | KWh |  | 326.63 | 441.89 | 595.53 | 814.05 | 1126.81 | 1381.91 | 871.12 | 84.18 | 113.98 | 182.14 | 275.56 | 456.11 | 853.61 | 1246.12 | 1560.21 | 1940.07 | 2525.5 | 2862.85 | 2881.83 | 2939.93 | 3034.7 | 3229.62 | 3360.04 | 3631.49 | 3349.67
| Constraint cost (LA 75% BB 25%) | £m |  | 7.15 | 9.67 | 12.85 | 17.56 | 24.31 | 29.38 | 18.52 | 1.79 | 2.39 | 3.82 | 5.69 | 9.42 | 17.62 | 25.34 | 31.73 | 39.46 | 51.36 | 58.23 | 58.61 | 59.79 | 61.72 | 65.69 | 68.34 | 73.86 | 68.13
Emissions | CO2 emissions volume | Tonnes |  | 7495.17 | 8664.81 | 10520.23 | 12772.51 | 20145.29 | 22452.25 | 16650.91 | 11651.85 | 13446.82 | 15799.37 | 18611.5 | 21715.98 | 25863.6 | 28153.74 | 29792.36 | 32252 | 35466.68 | 39944.24 | 39652.93 | 42490.51 | 42383.26 | 44506.37 | 43937.88 | 45481.06 | 40388.14
| NOx emissions volume | Tonnes |  | 3.96 | 4.57 | 5.55 | 6.74 | 8.21 | 12.59 | 9.34 | 6.54 | 7.54 | 8.86 | 10.44 | 12.18 | 14.58 | 15.99 | 17 | 18.51 | 20.49 | 23.35 | 23.16 | 24.99 | 24.92 | 26.29 | 25.93 | 26.92 | 23.64
| CO2 emissions cost | £m |  | 2.67 | 3.14 | 3.87 | 4.77 | 7.63 | 8.63 | 6.51 | 4.62 | 5.41 | 6.46 | 7.71 | 9.15 | 11.07 | 12.21 | 13.12 | 14.43 | 16.11 | 18.41 | 18.55 | 20.17 | 20.41 | 21.74 | 21.82 | 22.9 | 20.67
| NOx emissions cost | £m |  | 0.04 | 0.04 | 0.05 | 0.06 | 0.07 | 0.11 | 0.08 | 0.06 | 0.07 | 0.08 | 0.09 | 0.11 | 0.13 | 0.14 | 0.15 | 0.17 | 0.18 | 0.21 | 0.21 | 0.22 | 0.22 | 0.23 | 0.23 | 0.24 | 0.21
| Compressor fuel volume | KWh |  | 75.21 | 86.95 | 105.56 | 128.17 | 158.86 | 177.05 | 131.3 | 91.88 | 106.03 | 124.59 | 146.76 | 171.24 | 204.95 | 224.78 | 238.96 | 260.25 | 288.07 | 328.27 | 325.63 | 351.35 | 350.38 | 369.63 | 364.48 | 378.47 | 332.29
| Compressor fuel cost | £m |  | 4.08 | 4.17 | 5.71 | 6.93 | 7.46 | 8.29 | 6.94 | 4.86 | 5.59 | 7.33 | 8.61 | 10.05 | 13.27 | 14.52 | 15.44 | 16.81 | 18.61 | 21.21 | 21.04 | 22.7 | 22.63 | 23.88 | 23.55 | 24.45 | 21.47
| Emissions cost | £m |  | 4.7007 | 5.132 | 6.7553 | 8.2705 | 10.8044 | 12.1434 | 9.551 | 9.5382 | 11.0655 | 13.8671 | 16.4155 | 19.3027 | 24.4724 | 26.8696 | 28.7096 | 31.4028 | 34.899 | 39.8288 | 39.7942 | 43.0916 | 43.268 | 45.8516 | 45.5994 | 47.5906 | 42.3463
Total | Total PV of constraints and Emissions after discounting | £m |  | 13.9331 | 16.4383 | 20.9784 | 26.4426 | 34.3948 | 39.0756 | 26.0822 | 8.9038 | 10.2171 | 12.9752 | 15.6705 | 19.6715 | 27.8588 | 33.3857 | 37.3399 | 42.2962 | 49.7488 | 54.6365 | 52.978 | 53.5163 | 52.7639 | 54.1592 | 53.4538 | 55.0513 | 48.3826
Sensitivities : Locational Actions 90% & Buybacks 10%
Benefit Cost Inputs
FES Pathway - Holistic Transition (HT) |  |  |  | 2026 | 2027 | 2028 | 2029 | 2030 | 2031 | 2032 | 2033 | 2034 | 2035 | 2036 | 2037 | 2038 | 2039 | 2040 | 2041 | 2042 | 2043 | 2044 | 2045 | 2046 | 2047 | 2048 | 2049 | 2050
Constraints | Constraint days volume | KWh |  | 561.63 | 709.36 | 869.58 | 1130.36 | 1402.14 | 1457.59 | 1413.48 | 190.34 | 254.06 | 350.63 | 405.93 | 466.19 | 553.39 | 551.28 | 556.96 | 596.76 | 560.72 | 555.71 | 500.49 | 483.3 | 455.25 | 431.69 | 397.38 | 372.76 | 254.39
| Constraint cost (LA 90% BB 10%) | £m |  | 10.4715 | 13.226 | 15.9849 | 20.7787 | 25.7746 | 26.4112 | 25.6119 | 3.4489 | 4.5368 | 6.2612 | 7.1421 | 8.2024 | 9.7366 | 9.5547 | 9.6531 | 10.3431 | 9.7184 | 9.6316 | 8.6744 | 8.3766 | 7.8903 | 7.4821 | 6.8873 | 6.4606 | 4.4091
Emissions | CO2 emissions volume | Tonnes |  | 8988.33 | 9919 | 11088.35 | 12735.42 | 17955.49 | 17112.17 | 15855.37 | 12082.17 | 13090.87 | 14634.67 | 15382.36 | 16404.64 | 17434.31 | 17154.38 | 17047.68 | 17507.94 | 16899.95 | 17002.96 | 16673.49 | 16593.63 | 15810.26 | 16000.15 | 15884.01 | 15843.59 | 14829.31
| NOx emissions volume | Tonnes |  | 4.75 | 5.24 | 5.85 | 6.72 | 7.32 | 9.6 | 8.89 | 6.78 | 7.34 | 8.21 | 8.63 | 9.2 | 9.78 | 9.62 | 9.56 | 9.82 | 9.48 | 9.54 | 9.35 | 9.31 | 8.87 | 8.97 | 8.91 | 8.89 | 8.32
| CO2 emissions cost | £m |  | 3.21 | 3.59 | 4.08 | 4.75 | 6.8 | 6.57 | 6.2 | 4.79 | 5.26 | 5.98 | 6.37 | 6.91 | 7.46 | 7.44 | 7.51 | 7.83 | 7.67 | 7.84 | 7.8 | 7.88 | 7.61 | 7.82 | 7.89 | 7.98 | 7.59
| NOx emissions cost | £m |  | 0.04 | 0.05 | 0.05 | 0.06 | 0.07 | 0.09 | 0.08 | 0.06 | 0.07 | 0.07 | 0.08 | 0.08 | 0.09 | 0.09 | 0.09 | 0.09 | 0.08 | 0.09 | 0.08 | 0.08 | 0.08 | 0.08 | 0.08 | 0.08 | 0.07
| Compressor fuel volume | KWh |  | 90.19 | 99.53 | 111.26 | 127.79 | 141.59 | 134.94 | 125.03 | 95.27 | 103.23 | 115.4 | 121.3 | 129.36 | 137.48 | 135.27 | 134.43 | 138.06 | 133.26 | 134.08 | 131.48 | 130.85 | 124.67 | 126.17 | 125.25 | 124.94 | 116.94
| Compressor fuel cost | £m |  | 4.89 | 4.77 | 6.02 | 6.91 | 6.65 | 6.32 | 6.61 | 5.04 | 5.44 | 6.79 | 7.12 | 7.59 | 8.9 | 8.74 | 8.68 | 8.92 | 8.61 | 8.66 | 8.49 | 8.45 | 8.05 | 8.15 | 8.09 | 8.07 | 7.55
| Emissions cost | £m |  | 5.7067 | 5.9418 | 7.196 | 8.3243 | 9.6237 | 9.2967 | 9.3047 | 9.8905 | 10.7727 | 12.845 | 13.5673 | 14.5814 | 16.452 | 16.2617 | 16.2775 | 16.8371 | 16.3683 | 16.5848 | 16.3778 | 16.4132 | 15.7468 | 16.0456 | 16.0602 | 16.128 | 15.2175
Total | Total PV of constraints and Emissions after discounting | £m |  | 18.6104 | 20.9031 | 24.3936 | 29.3148 | 34.2379 | 33.1634 | 31.3231 | 10.4847 | 11.6262 | 14.0188 | 14.6813 | 15.6057 | 17.3311 | 16.5072 | 16.0195 | 16.2236 | 15.0444 | 14.6078 | 13.4871 | 12.8945 | 11.8792 | 11.4244 | 10.7658 | 10.2391 | 8.5956
FES Pathway - Electric Engagement (EE) |  |  |  | 2026 | 2027 | 2028 | 2029 | 2030 | 2031 | 2032 | 2033 | 2034 | 2035 | 2036 | 2037 | 2038 | 2039 | 2040 | 2041 | 2042 | 2043 | 2044 | 2045 | 2046 | 2047 | 2048 | 2049 | 2050
Constraints | Constraint days volume | KWh |  | 567.12 | 729.08 | 907.52 | 1208.83 | 1606.69 | 1642.4 | 1564.1 | 248.57 | 339.93 | 506 | 610.2 | 705.43 | 842.68 | 881.8 | 842.51 | 801.62 | 780.21 | 812.04 | 774.36 | 758.32 | 728.62 | 730.98 | 659.4 | 615.64 | 502.46
| Constraint cost (LA 90% BB 10%) | £m |  | 10.5739 | 13.5937 | 16.6824 | 22.2211 | 29.5347 | 29.7598 | 28.341 | 4.504 | 6.0701 | 9.0357 | 10.7361 | 12.4118 | 14.8266 | 15.2833 | 14.6022 | 13.8936 | 13.5225 | 14.0742 | 13.4212 | 13.1431 | 12.6284 | 12.6693 | 11.4287 | 10.6702 | 8.7086
Emissions | CO2 emissions volume | Tonnes |  | 9169.17 | 10265.59 | 11674.61 | 13628.34 | 19846.5 | 18961.85 | 17928.62 | 14342.96 | 16039.09 | 18730.82 | 19796.61 | 20829.86 | 22534.38 | 23302.54 | 22427.61 | 21289.48 | 20874.43 | 21675.22 | 21448.97 | 21051.45 | 20430.37 | 20666.9 | 19870.51 | 19386.75 | 18333.42
| NOx emissions volume | Tonnes |  | 4.84 | 5.42 | 6.16 | 7.19 | 8.09 | 10.64 | 10.06 | 8.05 | 9 | 10.51 | 11.1 | 11.68 | 12.64 | 13.07 | 12.58 | 11.94 | 11.71 | 12.16 | 12.03 | 11.81 | 11.46 | 11.59 | 11.15 | 10.87 | 10.28
| CO2 emissions cost | £m |  | 3.27 | 3.72 | 4.29 | 5.09 | 7.52 | 7.28 | 7.01 | 5.69 | 6.45 | 7.66 | 8.2 | 8.77 | 9.65 | 10.1 | 9.88 | 9.52 | 9.48 | 9.99 | 10.04 | 9.99 | 9.84 | 10.09 | 9.87 | 9.76 | 9.38
| NOx emissions cost | £m |  | 0.04 | 0.05 | 0.05 | 0.06 | 0.07 | 0.09 | 0.09 | 0.07 | 0.08 | 0.09 | 0.1 | 0.1 | 0.11 | 0.12 | 0.11 | 0.11 | 0.1 | 0.11 | 0.11 | 0.11 | 0.1 | 0.1 | 0.1 | 0.1 | 0.09
| Compressor fuel volume | KWh |  | 92.01 | 103.01 | 117.15 | 136.75 | 156.5 | 149.52 | 141.38 | 113.1 | 126.48 | 147.7 | 156.11 | 164.25 | 177.69 | 183.75 | 176.85 | 167.88 | 164.61 | 170.92 | 169.14 | 166 | 161.1 | 162.97 | 156.69 | 152.87 | 144.57
| Compressor fuel cost | £m |  | 4.99 | 4.94 | 6.33 | 7.4 | 7.35 | 7 | 7.48 | 5.98 | 6.67 | 8.69 | 9.16 | 9.64 | 11.51 | 11.87 | 11.42 | 10.85 | 10.63 | 11.04 | 10.93 | 10.72 | 10.41 | 10.53 | 10.12 | 9.88 | 9.34
| Emissions cost | £m |  | 5.8284 | 6.1476 | 7.5664 | 8.8901 | 10.6567 | 10.2404 | 10.4292 | 11.7412 | 13.1987 | 16.4401 | 17.4608 | 18.515 | 21.2649 | 22.0901 | 21.4146 | 20.4739 | 20.2179 | 21.1422 | 21.0687 | 20.8226 | 20.3485 | 20.7258 | 20.0907 | 19.7346 | 18.8133
Total | Total PV of constraints and Emissions after discounting | £m |  | 18.8765 | 21.5422 | 25.5456 | 31.3572 | 38.7549 | 37.1638 | 34.9146 | 12.7686 | 14.6329 | 18.6924 | 19.9893 | 21.1832 | 23.8847 | 23.8967 | 22.2505 | 20.5136 | 19.4583 | 19.6227 | 18.568 | 17.6675 | 16.5731 | 16.2157 | 14.7874 | 13.7821 | 12.0534
FES Pathway - Hydrogen Evolution (HE) |  |  |  | 2026 | 2027 | 2028 | 2029 | 2030 | 2031 | 2032 | 2033 | 2034 | 2035 | 2036 | 2037 | 2038 | 2039 | 2040 | 2041 | 2042 | 2043 | 2044 | 2045 | 2046 | 2047 | 2048 | 2049 | 2050
Constraints | Constraint days volume | KWh |  | 495.18 | 630.17 | 725.53 | 884.38 | 1155.45 | 1142.14 | 906.68 | 129.73 | 182.15 | 297.83 | 404.36 | 573.34 | 900.33 | 1220.02 | 1462.32 | 1430.19 | 1654.89 | 2866.91 | 2303.27 | 2139.02 | 1802.32 | 1592.96 | 1900.04 | 3124.72 | 1313.15
| Constraint cost (LA 90% BB 10%) | £m |  | 9.2325 | 11.7495 | 13.337 | 16.2569 | 21.2399 | 20.6953 | 16.4288 | 2.3508 | 3.2527 | 5.3184 | 7.1145 | 10.0876 | 15.8409 | 21.1453 | 25.3448 | 24.788 | 28.6824 | 49.689 | 39.9201 | 37.0733 | 31.2377 | 27.609 | 32.9313 | 54.1573 | 22.7594
Emissions | CO2 emissions volume | Tonnes |  | 8272.18 | 9149.99 | 9769.32 | 10881.31 | 16164.27 | 15105.22 | 12843.24 | 10885.41 | 11921.05 | 14339.41 | 16449.34 | 20155.98 | 24241.55 | 26509.58 | 28409.5 | 29306.02 | 30281.39 | 32721.66 | 32424 | 32458.77 | 31398 | 30473.86 | 31715.76 | 32442.77 | 27312.71
| NOx emissions volume | Tonnes |  | 4.37 | 4.83 | 5.16 | 5.74 | 6.59 | 8.47 | 7.2 | 6.11 | 6.69 | 8.04 | 9.23 | 11.31 | 13.6 | 14.98 | 16.15 | 16.7 | 17.3 | 18.8 | 18.62 | 18.64 | 17.99 | 17.42 | 18.18 | 18.63 | 15.47
| CO2 emissions cost | £m |  | 3 | 3.3 | 3.6 | 4.1 | 6.1 | 5.8 | 5 | 4.3 | 4.8 | 5.9 | 6.8 | 8.5 | 10.4 | 11.5 | 12.5 | 13.1 | 13.8 | 15.1 | 15.2 | 15.4 | 15.1 | 14.9 | 15.8 | 16.3 | 14
| NOx emissions cost | £m |  | 0 | 0 | 0 | 0.1 | 0.1 | 0.1 | 0.1 | 0.1 | 0.1 | 0.1 | 0.1 | 0.1 | 0.1 | 0.1 | 0.1 | 0.1 | 0.2 | 0.2 | 0.2 | 0.2 | 0.2 | 0.2 | 0.2 | 0.2 | 0.1
| Compressor fuel volume | KWh |  | 83 | 91.8 | 98 | 109.2 | 127.5 | 119.1 | 101.3 | 85.8 | 94 | 113.1 | 129.7 | 158.9 | 191.2 | 210.5 | 227 | 234.7 | 243.2 | 264.3 | 261.7 | 262 | 252.9 | 244.9 | 255.6 | 261.9 | 217.5
| Compressor fuel cost | £m |  | 4.5 | 4.4 | 5.3 | 5.9 | 6 | 5.6 | 5.4 | 4.5 | 5 | 6.7 | 7.6 | 9.3 | 12.4 | 13.6 | 14.7 | 15.2 | 15.7 | 17.1 | 16.9 | 16.9 | 16.3 | 15.8 | 16.5 | 16.9 | 14.1
| Emissions cost | £m |  | 5.2264 | 5.4574 | 6.3104 | 7.1053 | 8.6461 | 8.1923 | 7.4338 | 8.9108 | 9.8099 | 12.5857 | 14.5085 | 17.916 | 22.8759 | 25.2284 | 27.3197 | 28.4218 | 29.6165 | 32.327 | 32.2441 | 32.5027 | 31.6156 | 30.8579 | 32.4267 | 33.4209 | 28.1661
Total | Total PV of constraints and Emissions after discounting | £m |  | 16.7229 | 18.8466 | 20.7952 | 23.6971 | 29.1113 | 27.0693 | 21.8602 | 8.8515 | 9.9199 | 13.1368 | 15.3289 | 19.1809 | 25.6221 | 29.6515 | 32.5352 | 31.7604 | 33.6213 | 45.6996 | 38.8504 | 36.1904 | 31.5879 | 28.3898 | 30.6628 | 39.6979 | 22.3032
FES Pathway - Falling Behind (FB) |  |  |  | 2026 | 2027 | 2028 | 2029 | 2030 | 2031 | 2032 | 2033 | 2034 | 2035 | 2036 | 2037 | 2038 | 2039 | 2040 | 2041 | 2042 | 2043 | 2044 | 2045 | 2046 | 2047 | 2048 | 2049 | 2050
Constraints | Constraint days volume | KWh |  | 326.63 | 441.89 | 595.53 | 814.05 | 1126.81 | 1381.91 | 871.12 | 84.18 | 113.98 | 182.14 | 275.56 | 456.11 | 853.61 | 1246.12 | 1560.21 | 1940.07 | 2525.5 | 2862.85 | 2881.83 | 2939.93 | 3034.7 | 3229.62 | 3360.04 | 3631.49 | 3349.67
| Constraint cost (LA 90% BB 10%) | £m |  | 6.0899 | 8.239 | 10.9472 | 14.9642 | 20.7134 | 25.0399 | 15.7845 | 1.5253 | 2.0354 | 3.2525 | 4.8483 | 8.0251 | 15.0188 | 21.5976 | 27.0415 | 33.6251 | 43.7717 | 49.6187 | 49.9475 | 50.9545 | 52.5971 | 55.9755 | 58.2359 | 73.86 | 68.13
Emissions | CO2 emissions volume | Tonnes |  | 7495.17 | 8664.81 | 10520.23 | 12772.51 | 20145.29 | 22452.25 | 16650.91 | 11651.85 | 13446.82 | 15799.37 | 18611.5 | 21715.98 | 25863.6 | 28153.74 | 29792.36 | 32252 | 35466.68 | 39944.24 | 39652.93 | 42490.51 | 42383.26 | 44506.37 | 43937.88 | 45481.06 | 40388.14
| NOx emissions volume | Tonnes |  | 3.96 | 4.57 | 5.55 | 6.74 | 8.21 | 12.59 | 9.34 | 6.54 | 7.54 | 8.86 | 10.44 | 12.18 | 14.58 | 15.99 | 17 | 18.51 | 20.49 | 23.35 | 23.16 | 24.99 | 24.92 | 26.29 | 25.93 | 26.92 | 23.64
| CO2 emissions cost | £m |  | 2.67 | 3.14 | 3.87 | 4.77 | 7.63 | 8.63 | 6.51 | 4.62 | 5.41 | 6.46 | 7.71 | 9.15 | 11.07 | 12.21 | 13.12 | 14.43 | 16.11 | 18.41 | 18.55 | 20.17 | 20.41 | 21.74 | 21.82 | 22.9 | 20.67
| NOx emissions cost | £m |  | 0.04 | 0.04 | 0.05 | 0.06 | 0.07 | 0.11 | 0.08 | 0.06 | 0.07 | 0.08 | 0.09 | 0.11 | 0.13 | 0.14 | 0.15 | 0.17 | 0.18 | 0.21 | 0.21 | 0.22 | 0.22 | 0.23 | 0.23 | 0.24 | 0.21
| Compressor fuel volume | KWh |  | 75.21 | 86.95 | 105.56 | 128.17 | 158.86 | 177.05 | 131.3 | 91.88 | 106.03 | 124.59 | 146.76 | 171.24 | 204.95 | 224.78 | 238.96 | 260.25 | 288.07 | 328.27 | 325.63 | 351.35 | 350.38 | 369.63 | 364.48 | 378.47 | 332.29
| Compressor fuel cost | £m |  | 4.08 | 4.17 | 5.71 | 6.93 | 7.46 | 8.29 | 6.94 | 4.86 | 5.59 | 7.33 | 8.61 | 10.05 | 13.27 | 14.52 | 15.44 | 16.81 | 18.61 | 21.21 | 21.04 | 22.7 | 22.63 | 23.88 | 23.55 | 24.45 | 21.47
| Emissions cost | £m |  | 4.7007 | 5.132 | 6.7553 | 8.2705 | 10.8044 | 12.1434 | 9.551 | 9.5382 | 11.0655 | 13.8671 | 16.4155 | 19.3027 | 24.4724 | 26.8696 | 28.7096 | 31.4028 | 34.899 | 39.8288 | 39.7942 | 43.0916 | 43.268 | 45.8516 | 45.5994 | 47.5906 | 42.3463
Total | Total PV of constraints and Emissions after discounting | £m |  | 12.8767 | 15.0574 | 19.2057 | 24.1013 | 31.2636 | 35.4183 | 23.8547 | 8.6958 | 9.949 | 12.5612 | 15.0743 | 18.718 | 26.1346 | 30.9901 | 34.442 | 38.8146 | 45.3698 | 49.8405 | 48.3135 | 48.9187 | 48.1785 | 49.4443 | 48.7144 | 50.1022 | 43.972
Sensitivities : Locational Actions 100 % & Buybacks 0%
Benefit Cost Inputs
FES Pathway - Holistic Transition (HT) |  |  |  | 2026 | 2027 | 2028 | 2029 | 2030 | 2031 | 2032 | 2033 | 2034 | 2035 | 2036 | 2037 | 2038 | 2039 | 2040 | 2041 | 2042 | 2043 | 2044 | 2045 | 2046 | 2047 | 2048 | 2049 | 2050
Constraints | Constraint days volume | KWh |  | 561.63 | 709.36 | 869.58 | 1130.36 | 1402.14 | 1457.59 | 1413.48 | 190.34 | 254.06 | 350.63 | 405.93 | 466.19 | 553.39 | 551.28 | 556.96 | 596.76 | 560.72 | 555.71 | 500.49 | 483.3 | 455.25 | 431.69 | 397.38 | 372.76 | 254.39
| Constraint cost (LA 100%) | £m |  | 9.2605 | 11.6964 | 14.1363 | 18.3757 | 22.7939 | 23.3569 | 22.65 | 3.05 | 4.0122 | 5.5371 | 6.3162 | 7.2539 | 8.6106 | 8.4498 | 8.5368 | 9.1469 | 8.5945 | 8.5177 | 7.6712 | 7.4078 | 6.9778 | 6.6168 | 6.0908 | 5.7134 | 3.8992
Emissions | CO2 emissions volume | Tonnes |  | 8988.33 | 9919 | 11088.35 | 12735.42 | 17955.49 | 17112.17 | 15855.37 | 12082.17 | 13090.87 | 14634.67 | 15382.36 | 16404.64 | 17434.31 | 17154.38 | 17047.68 | 17507.94 | 16899.95 | 17002.96 | 16673.49 | 16593.63 | 15810.26 | 16000.15 | 15884.01 | 15843.59 | 14829.31
| NOx emissions volume | Tonnes |  | 4.75 | 5.24 | 5.85 | 6.72 | 7.32 | 9.6 | 8.89 | 6.78 | 7.34 | 8.21 | 8.63 | 9.2 | 9.78 | 9.62 | 9.56 | 9.82 | 9.48 | 9.54 | 9.35 | 9.31 | 8.87 | 8.97 | 8.91 | 8.89 | 8.32
| CO2 emissions cost | £m |  | 3.21 | 3.59 | 4.08 | 4.75 | 6.8 | 6.57 | 6.2 | 4.79 | 5.26 | 5.98 | 6.37 | 6.91 | 7.46 | 7.44 | 7.51 | 7.83 | 7.67 | 7.84 | 7.8 | 7.88 | 7.61 | 7.82 | 7.89 | 7.98 | 7.59
| NOx emissions cost | £m |  | 0.04 | 0.05 | 0.05 | 0.06 | 0.07 | 0.09 | 0.08 | 0.06 | 0.07 | 0.07 | 0.08 | 0.08 | 0.09 | 0.09 | 0.09 | 0.09 | 0.08 | 0.09 | 0.08 | 0.08 | 0.08 | 0.08 | 0.08 | 0.08 | 0.07
| Compressor fuel volume | KWh |  | 90.19 | 99.53 | 111.26 | 127.79 | 141.59 | 134.94 | 125.03 | 95.27 | 103.23 | 115.4 | 121.3 | 129.36 | 137.48 | 135.27 | 134.43 | 138.06 | 133.26 | 134.08 | 131.48 | 130.85 | 124.67 | 126.17 | 125.25 | 124.94 | 116.94
| Compressor fuel cost | £m |  | 4.89 | 4.77 | 6.02 | 6.91 | 6.65 | 6.32 | 6.61 | 5.04 | 5.44 | 6.79 | 7.12 | 7.59 | 8.9 | 8.74 | 8.68 | 8.92 | 8.61 | 8.66 | 8.49 | 8.45 | 8.05 | 8.15 | 8.09 | 8.07 | 7.55
| Emissions cost | £m |  | 5.7067 | 5.9418 | 7.196 | 8.3243 | 9.6237 | 9.2967 | 9.3047 | 9.8905 | 10.7727 | 12.845 | 13.5673 | 14.5814 | 16.452 | 16.2617 | 16.2775 | 16.8371 | 16.3683 | 16.5848 | 16.3778 | 16.4132 | 15.7468 | 16.0456 | 16.0602 | 16.128 | 15.2175
Total | Total PV of constraints and Emissions after discounting | £m |  | 17.3994 | 19.4253 | 22.6679 | 27.1475 | 31.6403 | 30.5917 | 28.9136 | 10.1712 | 11.2278 | 13.4875 | 14.0957 | 14.956 | 16.586 | 15.8006 | 15.3298 | 15.5096 | 14.3962 | 13.9872 | 12.947 | 12.3906 | 11.4206 | 11.0042 | 10.3921 | 9.9004 | 8.3723
FES Pathway - Electric Engagement (EE) |  |  |  | 2026 | 2027 | 2028 | 2029 | 2030 | 2031 | 2032 | 2033 | 2034 | 2035 | 2036 | 2037 | 2038 | 2039 | 2040 | 2041 | 2042 | 2043 | 2044 | 2045 | 2046 | 2047 | 2048 | 2049 | 2050
Constraints | Constraint days volume | KWh |  | 567.12 | 729.08 | 907.52 | 1208.83 | 1606.69 | 1642.4 | 1564.1 | 248.57 | 339.93 | 506 | 610.2 | 705.43 | 842.68 | 881.8 | 842.51 | 801.62 | 780.21 | 812.04 | 774.36 | 758.32 | 728.62 | 730.98 | 659.4 | 615.64 | 502.46
| Constraint cost (LA 100%) | £m |  | 9.3511 | 12.0216 | 14.7531 | 19.6513 | 26.1191 | 26.3182 | 25.0635 | 3.9832 | 5.3681 | 7.9907 | 9.4945 | 10.9764 | 13.112 | 13.5158 | 12.9135 | 12.2868 | 11.9586 | 12.4466 | 11.8691 | 11.6232 | 11.168 | 11.2041 | 10.107 | 9.4362 | 7.7015
Emissions | CO2 emissions volume | Tonnes |  | 9169.17 | 10265.59 | 11674.61 | 13628.34 | 19846.5 | 18961.85 | 17928.62 | 14342.96 | 16039.09 | 18730.82 | 19796.61 | 20829.86 | 22534.38 | 23302.54 | 22427.61 | 21289.48 | 20874.43 | 21675.22 | 21448.97 | 21051.45 | 20430.37 | 20666.9 | 19870.51 | 19386.75 | 18333.42
| NOx emissions volume | Tonnes |  | 4.84 | 5.42 | 6.16 | 7.19 | 8.09 | 10.64 | 10.06 | 8.05 | 9 | 10.51 | 11.1 | 11.68 | 12.64 | 13.07 | 12.58 | 11.94 | 11.71 | 12.16 | 12.03 | 11.81 | 11.46 | 11.59 | 11.15 | 10.87 | 10.28
| CO2 emissions cost | £m |  | 3.27 | 3.72 | 4.29 | 5.09 | 7.52 | 7.28 | 7.01 | 5.69 | 6.45 | 7.66 | 8.2 | 8.77 | 9.65 | 10.1 | 9.88 | 9.52 | 9.48 | 9.99 | 10.04 | 9.99 | 9.84 | 10.09 | 9.87 | 9.76 | 9.38
| NOx emissions cost | £m |  | 0.04 | 0.05 | 0.05 | 0.06 | 0.07 | 0.09 | 0.09 | 0.07 | 0.08 | 0.09 | 0.1 | 0.1 | 0.11 | 0.12 | 0.11 | 0.11 | 0.1 | 0.11 | 0.11 | 0.11 | 0.1 | 0.1 | 0.1 | 0.1 | 0.09
| Compressor fuel volume | KWh |  | 92.01 | 103.01 | 117.15 | 136.75 | 156.5 | 149.52 | 141.38 | 113.1 | 126.48 | 147.7 | 156.11 | 164.25 | 177.69 | 183.75 | 176.85 | 167.88 | 164.61 | 170.92 | 169.14 | 166 | 161.1 | 162.97 | 156.69 | 152.87 | 144.57
| Compressor fuel cost | £m |  | 4.99 | 4.94 | 6.33 | 7.4 | 7.35 | 7 | 7.48 | 5.98 | 6.67 | 8.69 | 9.16 | 9.64 | 11.51 | 11.87 | 11.42 | 10.85 | 10.63 | 11.04 | 10.93 | 10.72 | 10.41 | 10.53 | 10.12 | 9.88 | 9.34
| Emissions cost | £m |  | 5.8284 | 6.1476 | 7.5664 | 8.8901 | 10.6567 | 10.2404 | 10.4292 | 11.7412 | 13.1987 | 16.4401 | 17.4608 | 18.515 | 21.2649 | 22.0901 | 21.4146 | 20.4739 | 20.2179 | 21.1422 | 21.0687 | 20.8226 | 20.3485 | 20.7258 | 20.0907 | 19.7346 | 18.8133
Total | Total PV of constraints and Emissions after discounting | £m |  | 17.6537 | 20.0233 | 23.7446 | 29.0394 | 35.7784 | 34.266 | 32.2484 | 12.3592 | 14.0998 | 17.9256 | 19.1091 | 20.2 | 22.75 | 22.7666 | 21.2073 | 19.5546 | 18.5564 | 18.7158 | 17.7324 | 16.8769 | 15.8391 | 15.5043 | 14.1673 | 13.2227 | 11.6124
FES Pathway - Hydrogen Evolution (HE) |  |  |  | 2026 | 2027 | 2028 | 2029 | 2030 | 2031 | 2032 | 2033 | 2034 | 2035 | 2036 | 2037 | 2038 | 2039 | 2040 | 2041 | 2042 | 2043 | 2044 | 2045 | 2046 | 2047 | 2048 | 2049 | 2050
Constraints | Constraint days volume | KWh |  | 495.18 | 630.17 | 725.53 | 884.38 | 1155.45 | 1142.14 | 906.68 | 129.73 | 182.15 | 297.83 | 404.36 | 573.34 | 900.33 | 1220.02 | 1462.32 | 1430.19 | 1654.89 | 2866.91 | 2303.27 | 2139.02 | 1802.32 | 1592.96 | 1900.04 | 3124.72 | 1313.15
| Constraint cost (LA 100%) | £m |  | 8.1648 | 10.3907 | 11.7946 | 14.3768 | 18.7835 | 18.302 | 14.5289 | 2.0789 | 2.8765 | 4.7033 | 6.2917 | 8.921 | 14.009 | 18.6999 | 22.4138 | 21.9213 | 25.3654 | 43.9427 | 35.3035 | 32.7859 | 27.6252 | 24.4161 | 29.1229 | 47.8942 | 20.1273
Emissions | CO2 emissions volume | Tonnes |  | 8272.18 | 9149.99 | 9769.32 | 10881.31 | 16164.27 | 15105.22 | 12843.24 | 10885.41 | 11921.05 | 14339.41 | 16449.34 | 20155.98 | 24241.55 | 26509.58 | 28409.5 | 29306.02 | 30281.39 | 32721.66 | 32424 | 32458.77 | 31398 | 30473.86 | 31715.76 | 32442.77 | 27312.71
| NOx emissions volume | Tonnes |  | 4.37 | 4.83 | 5.16 | 5.74 | 6.59 | 8.47 | 7.2 | 6.11 | 6.69 | 8.04 | 9.23 | 11.31 | 13.6 | 14.98 | 16.15 | 16.7 | 17.3 | 18.8 | 18.62 | 18.64 | 17.99 | 17.42 | 18.18 | 18.63 | 15.47
| CO2 emissions cost | £m |  | 3 | 3.3 | 3.6 | 4.1 | 6.1 | 5.8 | 5 | 4.3 | 4.8 | 5.9 | 6.8 | 8.5 | 10.4 | 11.5 | 12.5 | 13.1 | 13.8 | 15.1 | 15.2 | 15.4 | 15.1 | 14.9 | 15.8 | 16.3 | 14
| NOx emissions cost | £m |  | 0 | 0 | 0 | 0.1 | 0.1 | 0.1 | 0.1 | 0.1 | 0.1 | 0.1 | 0.1 | 0.1 | 0.1 | 0.1 | 0.1 | 0.1 | 0.2 | 0.2 | 0.2 | 0.2 | 0.2 | 0.2 | 0.2 | 0.2 | 0.1
| Compressor fuel volume | KWh |  | 83 | 91.8 | 98 | 109.2 | 127.5 | 119.1 | 101.3 | 85.8 | 94 | 113.1 | 129.7 | 158.9 | 191.2 | 210.5 | 227 | 234.7 | 243.2 | 264.3 | 261.7 | 262 | 252.9 | 244.9 | 255.6 | 261.9 | 217.5
| Compressor fuel cost | £m |  | 4.5 | 4.4 | 5.3 | 5.9 | 6 | 5.6 | 5.4 | 4.5 | 5 | 6.7 | 7.6 | 9.3 | 12.4 | 13.6 | 14.7 | 15.2 | 15.7 | 17.1 | 16.9 | 16.9 | 16.3 | 15.8 | 16.5 | 16.9 | 14.1
| Emissions cost | £m |  | 5.2264 | 5.4574 | 6.3104 | 7.1053 | 8.6461 | 8.1923 | 7.4338 | 8.9108 | 9.8099 | 12.5857 | 14.5085 | 17.916 | 22.8759 | 25.2284 | 27.3197 | 28.4218 | 29.6165 | 32.327 | 32.2441 | 32.5027 | 31.6156 | 30.8579 | 32.4267 | 33.4209 | 28.1661
Total | Total PV of constraints and Emissions after discounting | £m |  | 15.6552 | 17.5338 | 19.3553 | 22.0014 | 26.9707 | 25.0542 | 20.3147 | 8.6378 | 9.6343 | 12.6855 | 14.7457 | 18.3819 | 24.4098 | 28.088 | 30.7245 | 30.0493 | 31.7084 | 42.4977 | 36.365 | 33.9603 | 29.7724 | 26.8394 | 28.8761 | 36.859 | 21.1504
FES Pathway - Falling Behind (FB) |  |  |  | 2026 | 2027 | 2028 | 2029 | 2030 | 2031 | 2032 | 2033 | 2034 | 2035 | 2036 | 2037 | 2038 | 2039 | 2040 | 2041 | 2042 | 2043 | 2044 | 2045 | 2046 | 2047 | 2048 | 2049 | 2050
Constraints | Constraint days volume | KWh |  | 326.63 | 441.89 | 595.53 | 814.05 | 1126.81 | 1381.91 | 871.12 | 84.18 | 113.98 | 182.14 | 275.56 | 456.11 | 853.61 | 1246.12 | 1560.21 | 1940.07 | 2525.5 | 2862.85 | 2881.83 | 2939.93 | 3034.7 | 3229.62 | 3360.04 | 3631.49 | 3349.67
| Constraint cost (LA 100%) | £m |  | 5.3857 | 7.2862 | 9.6812 | 13.2336 | 18.318 | 22.1441 | 13.9591 | 1.3489 | 1.8001 | 2.8764 | 4.2876 | 7.097 | 13.282 | 19.0999 | 23.9142 | 29.7365 | 38.7096 | 43.8805 | 44.1713 | 45.0618 | 46.5144 | 49.5022 | 51.5012 | 55.6618 | 51.3422
Emissions | CO2 emissions volume | Tonnes |  | 7495.17 | 8664.81 | 10520.23 | 12772.51 | 20145.29 | 22452.25 | 16650.91 | 11651.85 | 13446.82 | 15799.37 | 18611.5 | 21715.98 | 25863.6 | 28153.74 | 29792.36 | 32252 | 35466.68 | 39944.24 | 39652.93 | 42490.51 | 42383.26 | 44506.37 | 43937.88 | 45481.06 | 40388.14
| NOx emissions volume | Tonnes |  | 3.96 | 4.57 | 5.55 | 6.74 | 8.21 | 12.59 | 9.34 | 6.54 | 7.54 | 8.86 | 10.44 | 12.18 | 14.58 | 15.99 | 17 | 18.51 | 20.49 | 23.35 | 23.16 | 24.99 | 24.92 | 26.29 | 25.93 | 26.92 | 23.64
| CO2 emissions cost | £m |  | 2.67 | 3.14 | 3.87 | 4.77 | 7.63 | 8.63 | 6.51 | 4.62 | 5.41 | 6.46 | 7.71 | 9.15 | 11.07 | 12.21 | 13.12 | 14.43 | 16.11 | 18.41 | 18.55 | 20.17 | 20.41 | 21.74 | 21.82 | 22.9 | 20.67
| NOx emissions cost | £m |  | 0.04 | 0.04 | 0.05 | 0.06 | 0.07 | 0.11 | 0.08 | 0.06 | 0.07 | 0.08 | 0.09 | 0.11 | 0.13 | 0.14 | 0.15 | 0.17 | 0.18 | 0.21 | 0.21 | 0.22 | 0.22 | 0.23 | 0.23 | 0.24 | 0.21
| Compressor fuel volume | KWh |  | 75.21 | 86.95 | 105.56 | 128.17 | 158.86 | 177.05 | 131.3 | 91.88 | 106.03 | 124.59 | 146.76 | 171.24 | 204.95 | 224.78 | 238.96 | 260.25 | 288.07 | 328.27 | 325.63 | 351.35 | 350.38 | 369.63 | 364.48 | 378.47 | 332.29
| Compressor fuel cost | £m |  | 4.08 | 4.17 | 5.71 | 6.93 | 7.46 | 8.29 | 6.94 | 4.86 | 5.59 | 7.33 | 8.61 | 10.05 | 13.27 | 14.52 | 15.44 | 16.81 | 18.61 | 21.21 | 21.04 | 22.7 | 22.63 | 23.88 | 23.55 | 24.45 | 21.47
| Emissions cost | £m |  | 4.7007 | 5.132 | 6.7553 | 8.2705 | 10.8044 | 12.1434 | 9.551 | 9.5382 | 11.0655 | 13.8671 | 16.4155 | 19.3027 | 24.4724 | 26.8696 | 28.7096 | 31.4028 | 34.899 | 39.8288 | 39.7942 | 43.0916 | 43.268 | 45.8516 | 45.5994 | 47.5906 | 42.3463
Total | Total PV of constraints and Emissions after discounting | £m |  | 12.1725 | 14.1368 | 18.0239 | 22.5405 | 29.1761 | 32.9802 | 22.3698 | 8.5572 | 9.7702 | 12.2853 | 14.6768 | 18.0823 | 24.9852 | 29.3931 | 32.51 | 36.4935 | 42.4505 | 46.6432 | 45.2038 | 45.8535 | 45.1216 | 46.301 | 45.5548 | 46.8028 | 41.0315
Option Cost Inputs |  |  |  | 2026 | 2027 | 2028 | 2029 | 2030 | 2031 | 2032 | 2033 | 2034 | 2035 | 2036 | 2037 | 2038 | 2039 | 2040 | 2041 | 2042 | 2043 | 2044 | 2045 | 2046 | 2047 | 2048 | 2049 | 2050 | 2051 | 2052 | 2053 | 2054 | 2055 | 2056 | 2057 | 2058 | 2059 | 2060 | 2061 | 2062 | 2063 | 2064 | 2065 | 2066 | 2067 | 2068 | 2069 | 2070 | 2071 | 2072 | 2073 | 2074 | 2075 | 2076 | 2077 | 2078 | 2079 | 2080 | 2081 | 2082 | 2083 | 2084 | 2085 | 2086 | 2087 | 2088 | 2089 | 2090 | 2091 | 2092 | 2093 | 2094 | 2095 | 2096 | 2097 | 2098 | 2099
Capital | Capital build cost | X | £m | 2.4751 | 5.1641 | 3.1843 | 5.0692 | 19.9804 | 11.9645 | 0.58725 | 0 | 0 | 0 | 0 | 0 | 0 | 0 | 0 | 0 | 0 | 0 | 0 | 0 | 0 | 0 | 0 | 0 | 0 | 0 | 0 | 0 | 0 | 0 | 0 | 0 | 0 | 0 | 0 | 0 | 0 | 0 | 0 | 0 | 0 | 0 | 0 | 0 | 0 | 0 | 0 | 0 | 0 | 0 | 0 | 0 | 0 | 0 | 0 | 0 | 0 | 0 | 0 | 0 | 0 | 0 | 0 | 0 | 0 | 0 | 0 | 0 | 0 | 0 | 0 | 0 | 0 | 0
| Decommisioning cost | Y | £m | 0 | 0 | 0 | 0 | 0 | 0 | 0 | 0 | 0 | 0 | 0 | 0 | 0 | 0 | 0 | 0 | 0 | 0 | 0 | 0 | 0 | 0 | 0 | 0 | 5.3771 | 0 | 0 | 0 | 0 | 0 | 0 | 0 | 0 | 0 | 0 | 0 | 0 | 0 | 0 | 0 | 0 | 0 | 0 | 0 | 0 | 0 | 0 | 0 | 0 | 0 | 0 | 0 | 0 | 0 | 0 | 0 | 0 | 0 | 0 | 0 | 0 | 0 | 0 | 0 | 0 | 0 | 0 | 0 | 0 | 0 | 0 | 0 | 0 | 0
| Annuity payments | =(X+Y)/(1-1/(1+WACC)^i)/WACC | £m | 0.16 | 0.34 | 0.21 | 0.33 | 1.5 | 0.79 | 0.04 | 0 | 0 | 0 | 0 | 0 | 0 | 0 | 0 | 0 | 0 | 0 | 0 | 0 | 0 | 0 | 0 | 0 | 0.38 | 0 | 0 | 0 | 0 | 0 | 0 | 0 | 0 | 0 | 0 | 0 | 0 | 0 | 0 | 0 | 0 | 0 | 0 | 0 | 0 | 0 | 0 | 0 | 0 | 0 | 0 | 0 | 0 | 0 | 0 | 0 | 0 | 0 | 0 | 0 | 0 | 0 | 0 | 0 | 0 | 0 | 0 | 0 | 0 | 0 | 0 | 0 | 0 | 0
| Total capital cost before discounting |  | £m | 0.16 | 0.5 | 0.71 | 1.04 | 2.54 | 3.34 | 3.38 | 3.38 | 3.38 | 3.38 | 3.38 | 3.38 | 3.38 | 3.38 | 3.38 | 3.38 | 3.38 | 3.38 | 3.38 | 3.38 | 3.38 | 3.38 | 3.38 | 3.38 | 3.76 | 3.6 | 3.26 | 3.05 | 2.72 | 1.22 | 0.42 | 0.38 | 0.38 | 0.38 | 0.38 | 0.38 | 0.38 | 0.38 | 0.38 | 0.38 | 0.38 | 0.38 | 0.38 | 0.38 | 0.38 | 0.38 | 0.38 | 0.38 | 0.38 | 0 | 0 | 0 | 0 | 0 | 0 | 0 | 0 | 0 | 0 | 0 | 0 | 0 | 0 | 0 | 0 | 0 | 0 | 0 | 0 | 0 | 0 | 0 | 0 | 0
| Total PV of capital cost after discounting |  | £m | 0.16 | 0.48 | 0.66 | 0.94 | 2.22 | 2.81 | 2.75 | 2.65 | 2.56 | 2.48 | 2.39 | 2.31 | 2.23 | 2.16 | 2.09 | 2.02 | 1.95 | 1.88 | 1.82 | 1.76 | 1.7 | 1.64 | 1.58 | 1.53 | 1.65 | 1.52 | 1.33 | 1.2 | 1.04 | 0.45 | 0.15 | 0.13 | 0.13 | 0.12 | 0.12 | 0.12 | 0.11 | 0.11 | 0.11 | 0.1 | 0.1 | 0.1 | 0.1 | 0.09 | 0.09 | 0.09 | 0.09 | 0.08 | 0.08 | 0 | 0 | 0 | 0 | 0 | 0 | 0 | 0 | 0 | 0 | 0 | 0 | 0 | 0 | 0 | 0 | 0 | 0 | 0 | 0 | 0 | 0 | 0 | 0 | 0
Non-Capital | Operational cost | £m |  | 0 | 0 | 0 | 0 | 0 | 0 | 0 | 0 | 0.69242 | 0.69242 | 0.69242 | 0.69242 | 0.69242 | 0.69242 | 0.69242 | 0.69242 | 0.69242 | 0.69242 | 0.69242 | 0.69242 | 0.69242 | 0.69242 | 0.69242 | 0.69242 | 0 | 0 | 0 | 0 | 0 | 0 | 0 | 0 | 0 | 0 | 0 | 0 | 0 | 0 | 0 | 0 | 0 | 0 | 0 | 0 | 0 | 0 | 0 | 0 | 0 | 0 | 0 | 0 | 0 | 0 | 0 | 0 | 0 | 0 | 0 | 0 | 0 | 0 | 0 | 0 | 0 | 0 | 0 | 0 | 0 | 0 | 0 | 0 | 0 | 0
| CO2 equivalent emissions (construction & decomissioning) | £m |  | 0 | 0 | 0 | 0 | 2.9328 | 0.16195 | 0.016376 | 0 | 0 | 0 | 0 | 0 | 0 | 0 | 0 | 0 | 0 | 0 | 0 | 0 | 0 | 0 | 0 | 0 | 0.47343 | 0 | 0 | 0 | 0 | 0 | 0 | 0 | 0 | 0 | 0 | 0 | 0 | 0 | 0 | 0 | 0 | 0 | 0 | 0 | 0 | 0 | 0 | 0 | 0 | 0 | 0 | 0 | 0 | 0 | 0 | 0 | 0 | 0 | 0 | 0 | 0 | 0 | 0 | 0 | 0 | 0 | 0 | 0 | 0 | 0 | 0 | 0 | 0 | 0
| Total non-capital cost before discounting | £m |  | 0 | 0 | 0 | 0 | 2.93 | 0.16 | 0.02 | 0 | 0.69 | 0.69 | 0.69 | 0.69 | 0.69 | 0.69 | 0.69 | 0.69 | 0.69 | 0.69 | 0.69 | 0.69 | 0.69 | 0.69 | 0.69 | 0.69 | 0.47 | 0 | 0 | 0 | 0 | 0 | 0 | 0 | 0 | 0 | 0 | 0 | 0 | 0 | 0 | 0 | 0 | 0 | 0 | 0 | 0 | 0 | 0 | 0 | 0 | 0 | 0 | 0 | 0 | 0 | 0 | 0 | 0 | 0 | 0 | 0 | 0 | 0 | 0 | 0 | 0 | 0 | 0 | 0 | 0 | 0 | 0 | 0 | 0 | 0
| Total PV of non-capital cost after discounting | £m |  | 0 | 0 | 0 | 0 | 2.56 | 0.14 | 0.01 | 0 | 0.53 | 0.51 | 0.49 | 0.47 | 0.46 | 0.44 | 0.43 | 0.41 | 0.4 | 0.39 | 0.37 | 0.36 | 0.35 | 0.34 | 0.32 | 0.31 | 0.21 | 0 | 0 | 0 | 0 | 0 | 0 | 0 | 0 | 0 | 0 | 0 | 0 | 0 | 0 | 0 | 0 | 0 | 0 | 0 | 0 | 0 | 0 | 0 | 0 | 0 | 0 | 0 | 0 | 0 | 0 | 0 | 0 | 0 | 0 | 0 | 0 | 0 | 0 | 0 | 0 | 0 | 0 | 0 | 0 | 0 | 0 | 0 | 0 | 0

## Option C
Summary of Option Investment and Benefits
Option C | Wormington to Honeybourne 900mm New; Churchover Tee to MJ 900mm New; Uprating Feeder 28 Felindre Three Cocks & Cilfrew
Capability Equation
Sensitivities : Locational Actions 75% & Buybacks 25%
Discounting | Time | n |  | Year 0 | Year 1 | Year 2 | Year 3 | Year 4 | Year 5 | Year 6 | Year 7 | Year 8 | Year 9 | Year 10 | Year 11 | Year 12 | Year 13 | Year 14 | Year 15 | Year 16 | Year 17 | Year 18 | Year 19 | Year 20 | Year 21 | Year 22 | Year 23 | Year 24
| Fiscal Year |  |  | 2026 | 2027 | 2028 | 2029 | 2030 | 2031 | 2032 | 2033 | 2034 | 2035 | 2036 | 2037 | 2038 | 2039 | 2040 | 2041 | 2042 | 2043 | 2044 | 2045 | 2046 | 2047 | 2048 | 2049 | 2050
| Discounting % to convert the future cost into present | =1/[(1+STPR)^n] |  | 100% | 96.62% | 93.35% | 90.19% | 87.14% | 84.2% | 81.35% | 78.6% | 75.94% | 73.37% | 70.89% | 68.49% | 66.18% | 63.94% | 61.78% | 59.69% | 57.67% | 55.72% | 53.84% | 52.02% | 50.26% | 48.56% | 46.92% | 45.33% | 43.8%
Benefit Cost Inputs
FES Pathway - Holistic Transition (HT) |  |  |  | 2026 | 2027 | 2028 | 2029 | 2030 | 2031 | 2032 | 2033 | 2034 | 2035 | 2036 | 2037 | 2038 | 2039 | 2040 | 2041 | 2042 | 2043 | 2044 | 2045 | 2046 | 2047 | 2048 | 2049 | 2050
Constraints | Constraint days volume | KWh |  | 561.63 | 709.36 | 869.58 | 1130.36 | 1402.14 | 1457.59 | 1413.48 | 133.08 | 181.8 | 258.83 | 305.33 | 353.96 | 426.68 | 427.42 | 431.94 | 464.31 | 433.96 | 430.4 | 382.64 | 368.52 | 344.15 | 324.28 | 296.18 | 276.18 | 182.95
| Constraint cost (LA 75% BB 25%) | £m |  | 12.29 | 15.52 | 18.76 | 24.38 | 30.25 | 30.99 | 30.05 | 2.83 | 3.81 | 5.42 | 6.3039 | 7.3081 | 8.8096 | 8.6931 | 8.7849 | 9.4433 | 8.8261 | 8.7537 | 7.7823 | 7.4951 | 6.9995 | 6.5953 | 6.0239 | 5.6171 | 3.7209
Emissions | CO2 emissions volume | Tonnes |  | 8988.33 | 9919 | 11088.35 | 12735.42 | 17955.49 | 17112.17 | 15855.37 | 12752.59 | 13842.97 | 15527.78 | 16368.22 | 17468.58 | 18674.16 | 18496.97 | 18437.46 | 18995.67 | 18398.32 | 18564.88 | 18221.19 | 18139.5 | 17231.92 | 17482.51 | 17382.73 | 17362.96 | 16183.51
| NOx emissions volume | Tonnes |  | 4.75 | 5.24 | 5.85 | 6.72 | 7.32 | 9.6 | 8.89 | 7.15 | 7.76 | 8.71 | 9.18 | 9.8 | 10.47 | 10.38 | 10.34 | 10.65 | 10.32 | 10.41 | 10.22 | 10.17 | 9.67 | 9.81 | 9.75 | 9.74 | 9.08
| CO2 emissions cost | £m |  | 3.21 | 3.59 | 4.08 | 4.75 | 6.8 | 6.57 | 6.2 | 5.06 | 5.57 | 6.35 | 6.78 | 7.36 | 7.99 | 8.02 | 8.12 | 8.5 | 8.36 | 8.56 | 8.52 | 8.61 | 8.3 | 8.54 | 8.63 | 8.74 | 8.28
| NOx emissions cost | £m |  | 0.04 | 0.05 | 0.05 | 0.06 | 0.07 | 0.09 | 0.08 | 0.06 | 0.07 | 0.08 | 0.08 | 0.09 | 0.09 | 0.09 | 0.09 | 0.09 | 0.09 | 0.09 | 0.09 | 0.09 | 0.09 | 0.09 | 0.09 | 0.09 | 0.08
| Compressor fuel volume | KWh |  | 90.19 | 99.53 | 111.26 | 127.79 | 141.59 | 134.94 | 125.03 | 100.56 | 109.16 | 122.45 | 129.07 | 137.75 | 147.25 | 145.86 | 145.39 | 149.79 | 145.08 | 146.39 | 143.68 | 143.04 | 135.88 | 137.86 | 137.07 | 136.92 | 127.62
| Compressor fuel cost | £m |  | 4.89 | 4.77 | 6.02 | 6.91 | 6.65 | 6.32 | 6.61 | 5.32 | 5.76 | 7.2 | 7.57 | 8.08 | 9.53 | 9.42 | 9.39 | 9.68 | 9.37 | 9.46 | 9.28 | 9.24 | 8.78 | 8.91 | 8.85 | 8.84 | 8.24
| Emissions cost | £m |  | 5.9739 | 6.2208 | 7.526 | 8.6981 | 10.0794 | 9.7612 | 9.8002 | 10.4394 | 11.3916 | 13.6289 | 14.4368 | 15.5271 | 17.6219 | 17.5345 | 17.6045 | 18.2678 | 17.8196 | 18.1083 | 17.898 | 17.9422 | 17.1627 | 17.5322 | 17.5755 | 17.6747 | 16.6072
Total | Total PV of constraints and Emissions after discounting | £m |  | 20.4269 | 23.1198 | 26.9821 | 32.5659 | 38.1342 | 37.0209 | 34.9374 | 10.4293 | 11.5439 | 13.9796 | 14.7035 | 15.6409 | 17.4919 | 16.77 | 16.3029 | 16.5405 | 15.3667 | 14.9676 | 13.8253 | 13.2313 | 12.1431 | 11.7156 | 11.0717 | 10.5578 | 8.9028
FES Pathway - Electric Engagement (EE) |  |  |  | 2026 | 2027 | 2028 | 2029 | 2030 | 2031 | 2032 | 2033 | 2034 | 2035 | 2036 | 2037 | 2038 | 2039 | 2040 | 2041 | 2042 | 2043 | 2044 | 2045 | 2046 | 2047 | 2048 | 2049 | 2050
Constraints | Constraint days volume | KWh |  | 567.12 | 729.08 | 907.52 | 1208.83 | 1606.69 | 1642.4 | 1564.1 | 173.37 | 244.59 | 374.92 | 460.31 | 542.09 | 650.26 | 688.75 | 668.99 | 639.42 | 619.54 | 647.18 | 617.28 | 602.95 | 574.13 | 576.95 | 512.93 | 477.15 | 386.07
| Constraint cost (LA 75% BB 25%) | £m |  | 12.41 | 15.95 | 19.58 | 26.08 | 34.66 | 34.92 | 33.26 | 3.69 | 5.13 | 7.86 | 9.5 | 11.19 | 13.43 | 14.01 | 13.61 | 13 | 12.6 | 13.16 | 12.55 | 12.26 | 11.68 | 11.73 | 10.43 | 9.7 | 7.85
Emissions | CO2 emissions volume | Tonnes |  | 9169.17 | 10265.59 | 11674.61 | 13628.34 | 19846.5 | 18961.85 | 17928.62 | 15113.95 | 16931.68 | 19799.19 | 20982.61 | 22108.55 | 23911.33 | 24763.11 | 24024.21 | 23062.11 | 22707.27 | 23563.5 | 23436.81 | 23180.11 | 22598.1 | 22910.72 | 22237.85 | 21810.78 | 20699.49
| NOx emissions volume | Tonnes |  | 4.84 | 5.42 | 6.16 | 7.19 | 8.09 | 10.64 | 10.06 | 8.48 | 9.5 | 11.11 | 11.77 | 12.4 | 13.41 | 13.9 | 13.48 | 12.94 | 12.74 | 13.22 | 13.15 | 13 | 12.68 | 12.85 | 12.47 | 12.23 | 11.61
| CO2 emissions cost | £m |  | 3.27 | 3.72 | 4.29 | 5.09 | 7.52 | 7.28 | 7.01 | 5.99 | 6.81 | 8.1 | 8.69 | 9.31 | 10.24 | 10.74 | 10.58 | 10.32 | 10.31 | 10.86 | 10.97 | 11 | 10.88 | 11.19 | 11.05 | 10.98 | 10.59
| NOx emissions cost | £m |  | 0.04 | 0.05 | 0.05 | 0.06 | 0.07 | 0.09 | 0.09 | 0.08 | 0.08 | 0.1 | 0.1 | 0.11 | 0.12 | 0.12 | 0.12 | 0.12 | 0.11 | 0.12 | 0.12 | 0.12 | 0.11 | 0.11 | 0.11 | 0.11 | 0.1
| Compressor fuel volume | KWh |  | 92.01 | 103.01 | 117.15 | 136.75 | 156.5 | 149.52 | 141.38 | 119.18 | 133.51 | 156.13 | 165.46 | 174.34 | 188.55 | 195.43 | 189.44 | 181.86 | 179.06 | 185.81 | 184.81 | 182.79 | 178.2 | 180.66 | 175.36 | 171.99 | 163.23
| Compressor fuel cost | £m |  | 4.99 | 4.94 | 6.33 | 7.4 | 7.35 | 7 | 7.48 | 6.3 | 7.04 | 9.18 | 9.71 | 10.23 | 12.21 | 12.62 | 12.24 | 11.75 | 11.57 | 12 | 11.94 | 11.81 | 11.51 | 11.67 | 11.33 | 11.11 | 10.54
| Emissions cost | £m |  | 6.0986 | 6.4312 | 7.9091 | 9.2919 | 11.1495 | 10.7483 | 10.972 | 12.3723 | 13.9332 | 17.3778 | 18.5068 | 19.6516 | 22.5642 | 23.4852 | 22.939 | 22.1786 | 21.9931 | 22.9841 | 23.0213 | 22.9282 | 22.5075 | 22.976 | 22.4843 | 22.2021 | 21.2413
Total | Total PV of constraints and Emissions after discounting | £m |  | 20.7108 | 23.8205 | 28.2471 | 34.8339 | 43.2196 | 41.5104 | 38.914 | 12.622 | 14.4732 | 18.5151 | 19.8573 | 21.1265 | 23.8175 | 23.9734 | 22.577 | 21.0007 | 19.9504 | 20.141 | 19.1527 | 18.3049 | 17.1799 | 16.8544 | 15.4429 | 14.4629 | 12.7417
FES Pathway - Hydrogen Evolution (HE) |  |  |  | 2026 | 2027 | 2028 | 2029 | 2030 | 2031 | 2032 | 2033 | 2034 | 2035 | 2036 | 2037 | 2038 | 2039 | 2040 | 2041 | 2042 | 2043 | 2044 | 2045 | 2046 | 2047 | 2048 | 2049 | 2050
Constraints | Constraint days volume | KWh |  | 495.18 | 630.17 | 725.53 | 884.38 | 1155.45 | 1142.14 | 906.68 | 86.15 | 125.87 | 214.96 | 298.08 | 424.91 | 671.48 | 921.12 | 1117.56 | 1109.78 | 1283.36 | 2297.89 | 1816.16 | 1686.78 | 1422.1 | 1264.48 | 1502.99 | 2564.66 | 1036.88
| Constraint cost (LA 75% BB 25%) | £m |  | 10.8 | 13.8 | 15.7 | 19.1 | 24.9 | 24.3 | 19.3 | 1.8 | 2.6 | 4.5 | 6.2 | 8.8 | 13.9 | 18.7 | 22.7 | 22.6 | 26.1 | 46.7 | 36.9 | 34.3 | 28.9 | 25.7 | 30.6 | 52.2 | 21.1
Emissions | CO2 emissions volume | Tonnes |  | 8272.18 | 9149.99 | 9769.32 | 10881.31 | 16164.27 | 15105.22 | 12843.24 | 11463.34 | 12571.53 | 15162.29 | 17403.92 | 21239.42 | 25347.52 | 27627.68 | 29532.45 | 30479.15 | 31479.28 | 33897.94 | 33615.39 | 33674.68 | 32684.61 | 31847.34 | 33061.72 | 33782.23 | 28697.7
| NOx emissions volume | Tonnes |  | 4.37 | 4.83 | 5.16 | 5.74 | 6.59 | 8.47 | 7.2 | 6.43 | 7.05 | 8.5 | 9.76 | 11.91 | 14.26 | 15.67 | 16.84 | 17.42 | 18.04 | 19.53 | 19.35 | 19.39 | 18.78 | 18.26 | 19.01 | 19.45 | 16.32
| CO2 emissions cost | £m |  | 3 | 3.3 | 3.6 | 4.1 | 6.1 | 5.8 | 5 | 4.5 | 5.1 | 6.2 | 7.2 | 8.9 | 10.9 | 12 | 13 | 13.6 | 14.3 | 15.6 | 15.7 | 16 | 15.7 | 15.6 | 16.4 | 17 | 14.7
| NOx emissions cost | £m |  | 0 | 0 | 0 | 0.1 | 0.1 | 0.1 | 0.1 | 0.1 | 0.1 | 0.1 | 0.1 | 0.1 | 0.1 | 0.1 | 0.2 | 0.2 | 0.2 | 0.2 | 0.2 | 0.2 | 0.2 | 0.2 | 0.2 | 0.2 | 0.1
| Compressor fuel volume | KWh |  | 83 | 91.8 | 98 | 109.2 | 127.5 | 119.1 | 101.3 | 90.4 | 99.1 | 119.6 | 137.2 | 167.5 | 200.5 | 220.2 | 236.7 | 244.9 | 253.6 | 274.5 | 272 | 272.6 | 264 | 256.7 | 267.3 | 273.5 | 229.5
| Compressor fuel cost | £m |  | 4.5 | 4.4 | 5.3 | 5.9 | 6 | 5.6 | 5.4 | 4.8 | 5.2 | 7 | 8.1 | 9.8 | 13 | 14.2 | 15.3 | 15.8 | 16.4 | 17.7 | 17.6 | 17.6 | 17.1 | 16.6 | 17.3 | 17.7 | 14.8
| Emissions cost | £m |  | 5.4864 | 5.731 | 6.6205 | 7.4429 | 9.0557 | 8.6022 | 7.8277 | 9.3839 | 10.3452 | 13.308 | 15.3504 | 18.8791 | 23.9594 | 26.3445 | 28.4483 | 29.6089 | 30.8369 | 33.5334 | 33.4742 | 33.7665 | 32.9617 | 32.3042 | 33.8552 | 34.8516 | 29.6569
Total | Total PV of constraints and Emissions after discounting | £m |  | 18.3245 | 20.8159 | 22.9549 | 26.2406 | 32.3221 | 30.092 | 24.1786 | 8.8154 | 9.8593 | 13.0695 | 15.2452 | 18.9402 | 25.0307 | 28.8235 | 31.6167 | 31.1458 | 32.8367 | 44.7261 | 37.9072 | 35.4085 | 31.1013 | 28.1737 | 30.2244 | 39.4416 | 22.2243
FES Pathway - Falling Behind (FB) |  |  |  | 2026 | 2027 | 2028 | 2029 | 2030 | 2031 | 2032 | 2033 | 2034 | 2035 | 2036 | 2037 | 2038 | 2039 | 2040 | 2041 | 2042 | 2043 | 2044 | 2045 | 2046 | 2047 | 2048 | 2049 | 2050
Constraints | Constraint days volume | KWh |  | 326.63 | 441.89 | 595.53 | 814.05 | 1126.81 | 1381.91 | 871.12 | 53.66 | 73.17 | 118.92 | 174.72 | 283.1 | 546.69 | 842.87 | 1093.53 | 1397.93 | 1871.83 | 2142.8 | 2163.96 | 2206.54 | 2287.11 | 2447.65 | 2567.86 | 2801.42 | 2575.98
| Constraint cost (LA 75% BB 25%) | £m |  | 7.15 | 9.67 | 12.85 | 17.56 | 24.31 | 29.38 | 18.52 | 1.14 | 1.53 | 2.49 | 3.61 | 5.85 | 11.29 | 17.14 | 22.24 | 28.43 | 38.07 | 43.58 | 44.01 | 44.88 | 46.52 | 49.78 | 52.23 | 56.98 | 52.39
Emissions | CO2 emissions volume | Tonnes |  | 7495.17 | 8664.81 | 10520.23 | 12772.51 | 20145.29 | 22452.25 | 16650.91 | 12145.12 | 14015.52 | 16464.52 | 19377.56 | 22563.02 | 26707.54 | 29038.25 | 30717.96 | 33189.67 | 36350.74 | 41016.54 | 40701.04 | 43627.45 | 43523.24 | 45726 | 45153.02 | 46739.64 | 41472.82
| NOx emissions volume | Tonnes |  | 3.96 | 4.57 | 5.55 | 6.74 | 8.21 | 12.59 | 9.34 | 6.81 | 7.86 | 9.24 | 10.87 | 12.66 | 15.1 | 16.53 | 17.57 | 19.09 | 21.04 | 24.04 | 23.84 | 25.73 | 25.66 | 27.08 | 26.71 | 27.73 | 24.34
| CO2 emissions cost | £m |  | 2.67 | 3.14 | 3.87 | 4.77 | 7.63 | 8.63 | 6.51 | 4.82 | 5.63 | 6.73 | 8.03 | 9.5 | 11.43 | 12.59 | 13.53 | 14.85 | 16.51 | 18.91 | 19.04 | 20.71 | 20.96 | 22.33 | 22.43 | 23.54 | 21.22
| NOx emissions cost | £m |  | 0.04 | 0.04 | 0.05 | 0.06 | 0.07 | 0.11 | 0.08 | 0.06 | 0.07 | 0.08 | 0.1 | 0.11 | 0.13 | 0.15 | 0.16 | 0.17 | 0.19 | 0.21 | 0.21 | 0.23 | 0.23 | 0.24 | 0.24 | 0.25 | 0.22
| Compressor fuel volume | KWh |  | 75.21 | 86.95 | 105.56 | 128.17 | 158.86 | 177.05 | 131.3 | 95.77 | 110.52 | 129.83 | 152.8 | 177.92 | 212.26 | 232.43 | 246.97 | 268.36 | 295.72 | 337.99 | 335.13 | 361.66 | 360.72 | 380.69 | 375.49 | 389.88 | 342.13
| Compressor fuel cost | £m |  | 4.08 | 4.17 | 5.71 | 6.93 | 7.46 | 8.29 | 6.94 | 5.07 | 5.83 | 7.64 | 8.97 | 10.44 | 13.74 | 15.02 | 15.95 | 17.34 | 19.1 | 21.83 | 21.65 | 23.36 | 23.3 | 24.59 | 24.26 | 25.19 | 22.1
| Emissions cost | £m |  | 4.9249 | 5.3623 | 7.0294 | 8.5976 | 11.204 | 12.589 | 9.9395 | 9.942 | 11.5335 | 14.451 | 17.0912 | 20.0556 | 25.3113 | 27.7524 | 29.6398 | 32.3516 | 35.7996 | 40.9574 | 40.9045 | 44.3038 | 44.4913 | 47.1687 | 46.9216 | 48.9687 | 43.543
Total | Total PV of constraints and Emissions after discounting | £m |  | 13.9331 | 16.4383 | 20.9784 | 26.4426 | 34.3948 | 39.0756 | 26.0822 | 8.7111 | 9.9231 | 12.4315 | 14.6736 | 17.7406 | 24.2203 | 28.7061 | 32.0509 | 36.281 | 42.6012 | 47.1053 | 45.7156 | 46.3883 | 45.7373 | 47.0762 | 46.5153 | 48.0235 | 42.0151
Sensitivities : Locational Actions 90% & Buybacks 10%
Benefit Cost Inputs
FES Pathway - Holistic Transition (HT) |  |  |  | 2026 | 2027 | 2028 | 2029 | 2030 | 2031 | 2032 | 2033 | 2034 | 2035 | 2036 | 2037 | 2038 | 2039 | 2040 | 2041 | 2042 | 2043 | 2044 | 2045 | 2046 | 2047 | 2048 | 2049 | 2050
Constraints | Constraint days volume | KWh |  | 561.63 | 709.36 | 869.58 | 1130.36 | 1402.14 | 1457.59 | 1413.48 | 133.08 | 181.8 | 258.83 | 305.33 | 353.96 | 426.68 | 427.42 | 431.94 | 464.31 | 433.96 | 430.4 | 382.64 | 368.52 | 344.15 | 324.28 | 296.18 | 276.18 | 182.95
| Constraint cost (LA 90% BB 10%) | £m |  | 10.4715 | 13.226 | 15.9849 | 20.7787 | 25.7746 | 26.4112 | 25.6119 | 2.4113 | 3.2464 | 4.622 | 5.3721 | 6.2278 | 7.5073 | 7.408 | 7.4863 | 8.0473 | 7.5214 | 7.4596 | 6.6318 | 6.3871 | 5.9648 | 5.6204 | 5.1334 | 4.7868 | 3.1709
Emissions | CO2 emissions volume | Tonnes |  | 8988.33 | 9919 | 11088.35 | 12735.42 | 17955.49 | 17112.17 | 15855.37 | 12752.59 | 13842.97 | 15527.78 | 16368.22 | 17468.58 | 18674.16 | 18496.97 | 18437.46 | 18995.67 | 18398.32 | 18564.88 | 18221.19 | 18139.5 | 17231.92 | 17482.51 | 17382.73 | 17362.96 | 16183.51
| NOx emissions volume | Tonnes |  | 4.75 | 5.24 | 5.85 | 6.72 | 7.32 | 9.6 | 8.89 | 7.15 | 7.76 | 8.71 | 9.18 | 9.8 | 10.47 | 10.38 | 10.34 | 10.65 | 10.32 | 10.41 | 10.22 | 10.17 | 9.67 | 9.81 | 9.75 | 9.74 | 9.08
| CO2 emissions cost | £m |  | 3.21 | 3.59 | 4.08 | 4.75 | 6.8 | 6.57 | 6.2 | 5.06 | 5.57 | 6.35 | 6.78 | 7.36 | 7.99 | 8.02 | 8.12 | 8.5 | 8.36 | 8.56 | 8.52 | 8.61 | 8.3 | 8.54 | 8.63 | 8.74 | 8.28
| NOx emissions cost | £m |  | 0.04 | 0.05 | 0.05 | 0.06 | 0.07 | 0.09 | 0.08 | 0.06 | 0.07 | 0.08 | 0.08 | 0.09 | 0.09 | 0.09 | 0.09 | 0.09 | 0.09 | 0.09 | 0.09 | 0.09 | 0.09 | 0.09 | 0.09 | 0.09 | 0.08
| Compressor fuel volume | KWh |  | 90.19 | 99.53 | 111.26 | 127.79 | 141.59 | 134.94 | 125.03 | 100.56 | 109.16 | 122.45 | 129.07 | 137.75 | 147.25 | 145.86 | 145.39 | 149.79 | 145.08 | 146.39 | 143.68 | 143.04 | 135.88 | 137.86 | 137.07 | 136.92 | 127.62
| Compressor fuel cost | £m |  | 4.89 | 4.77 | 6.02 | 6.91 | 6.65 | 6.32 | 6.61 | 5.32 | 5.76 | 7.2 | 7.57 | 8.08 | 9.53 | 9.42 | 9.39 | 9.68 | 9.37 | 9.46 | 9.28 | 9.24 | 8.78 | 8.91 | 8.85 | 8.84 | 8.24
| Emissions cost | £m |  | 5.9739 | 6.2208 | 7.526 | 8.6981 | 10.0794 | 9.7612 | 9.8002 | 10.4394 | 11.3916 | 13.6289 | 14.4368 | 15.5271 | 17.6219 | 17.5345 | 17.6045 | 18.2678 | 17.8196 | 18.1083 | 17.898 | 17.9422 | 17.1627 | 17.5322 | 17.5755 | 17.6747 | 16.6072
Total | Total PV of constraints and Emissions after discounting | £m |  | 18.6104 | 20.9031 | 24.3936 | 29.3148 | 34.2379 | 33.1634 | 31.3231 | 10.1005 | 11.1162 | 13.3913 | 14.0429 | 14.9009 | 16.6301 | 15.9483 | 15.5006 | 15.7073 | 14.6143 | 14.2465 | 13.2059 | 12.655 | 11.6231 | 11.2422 | 10.6539 | 10.1814 | 8.6619
FES Pathway - Electric Engagement (EE) |  |  |  | 2026 | 2027 | 2028 | 2029 | 2030 | 2031 | 2032 | 2033 | 2034 | 2035 | 2036 | 2037 | 2038 | 2039 | 2040 | 2041 | 2042 | 2043 | 2044 | 2045 | 2046 | 2047 | 2048 | 2049 | 2050
Constraints | Constraint days volume | KWh |  | 567.12 | 729.08 | 907.52 | 1208.83 | 1606.69 | 1642.4 | 1564.1 | 173.37 | 244.59 | 374.92 | 460.31 | 542.09 | 650.26 | 688.75 | 668.99 | 639.42 | 619.54 | 647.18 | 617.28 | 602.95 | 574.13 | 576.95 | 512.93 | 477.15 | 386.07
| Constraint cost (LA 90% BB 10%) | £m |  | 10.5739 | 13.5937 | 16.6824 | 22.2211 | 29.5347 | 29.7598 | 28.341 | 3.1415 | 4.3676 | 6.695 | 8.0989 | 9.5379 | 11.4409 | 11.9374 | 11.5948 | 11.0824 | 10.7379 | 11.2168 | 10.6987 | 10.4502 | 9.9508 | 9.9997 | 8.8901 | 8.27 | 6.6913
Emissions | CO2 emissions volume | Tonnes |  | 9169.17 | 10265.59 | 11674.61 | 13628.34 | 19846.5 | 18961.85 | 17928.62 | 15113.95 | 16931.68 | 19799.19 | 20982.61 | 22108.55 | 23911.33 | 24763.11 | 24024.21 | 23062.11 | 22707.27 | 23563.5 | 23436.81 | 23180.11 | 22598.1 | 22910.72 | 22237.85 | 21810.78 | 20699.49
| NOx emissions volume | Tonnes |  | 4.84 | 5.42 | 6.16 | 7.19 | 8.09 | 10.64 | 10.06 | 8.48 | 9.5 | 11.11 | 11.77 | 12.4 | 13.41 | 13.9 | 13.48 | 12.94 | 12.74 | 13.22 | 13.15 | 13 | 12.68 | 12.85 | 12.47 | 12.23 | 11.61
| CO2 emissions cost | £m |  | 3.27 | 3.72 | 4.29 | 5.09 | 7.52 | 7.28 | 7.01 | 5.99 | 6.81 | 8.1 | 8.69 | 9.31 | 10.24 | 10.74 | 10.58 | 10.32 | 10.31 | 10.86 | 10.97 | 11 | 10.88 | 11.19 | 11.05 | 10.98 | 10.59
| NOx emissions cost | £m |  | 0.04 | 0.05 | 0.05 | 0.06 | 0.07 | 0.09 | 0.09 | 0.08 | 0.08 | 0.1 | 0.1 | 0.11 | 0.12 | 0.12 | 0.12 | 0.12 | 0.11 | 0.12 | 0.12 | 0.12 | 0.11 | 0.11 | 0.11 | 0.11 | 0.1
| Compressor fuel volume | KWh |  | 92.01 | 103.01 | 117.15 | 136.75 | 156.5 | 149.52 | 141.38 | 119.18 | 133.51 | 156.13 | 165.46 | 174.34 | 188.55 | 195.43 | 189.44 | 181.86 | 179.06 | 185.81 | 184.81 | 182.79 | 178.2 | 180.66 | 175.36 | 171.99 | 163.23
| Compressor fuel cost | £m |  | 4.99 | 4.94 | 6.33 | 7.4 | 7.35 | 7 | 7.48 | 6.3 | 7.04 | 9.18 | 9.71 | 10.23 | 12.21 | 12.62 | 12.24 | 11.75 | 11.57 | 12 | 11.94 | 11.81 | 11.51 | 11.67 | 11.33 | 11.11 | 10.54
| Emissions cost | £m |  | 6.0986 | 6.4312 | 7.9091 | 9.2919 | 11.1495 | 10.7483 | 10.972 | 12.3723 | 13.9332 | 17.3778 | 18.5068 | 19.6516 | 22.5642 | 23.4852 | 22.939 | 22.1786 | 21.9931 | 22.9841 | 23.0213 | 22.9282 | 22.5075 | 22.976 | 22.4843 | 22.2021 | 21.2413
Total | Total PV of constraints and Emissions after discounting | £m |  | 18.8765 | 21.5422 | 25.5456 | 31.3572 | 38.7549 | 37.1638 | 34.9146 | 12.1937 | 13.8979 | 17.6629 | 18.8613 | 19.9932 | 22.5041 | 22.6494 | 21.3344 | 19.8532 | 18.8762 | 19.0569 | 18.1535 | 17.362 | 16.3124 | 16.0121 | 14.7193 | 13.8126 | 12.2333
FES Pathway - Hydrogen Evolution (HE) |  |  |  | 2026 | 2027 | 2028 | 2029 | 2030 | 2031 | 2032 | 2033 | 2034 | 2035 | 2036 | 2037 | 2038 | 2039 | 2040 | 2041 | 2042 | 2043 | 2044 | 2045 | 2046 | 2047 | 2048 | 2049 | 2050
Constraints | Constraint days volume | KWh |  | 495.18 | 630.17 | 725.53 | 884.38 | 1155.45 | 1142.14 | 906.68 | 86.15 | 125.87 | 214.96 | 298.08 | 424.91 | 671.48 | 921.12 | 1117.56 | 1109.78 | 1283.36 | 2297.89 | 1816.16 | 1686.78 | 1422.1 | 1264.48 | 1502.99 | 2564.66 | 1036.88
| Constraint cost (LA 90% BB 10%) | £m |  | 9.2325 | 11.7495 | 13.337 | 16.2569 | 21.2399 | 20.6953 | 16.4288 | 1.561 | 2.2477 | 3.8386 | 5.2446 | 7.4762 | 11.8143 | 15.9648 | 19.3695 | 19.2346 | 22.243 | 39.8268 | 31.4775 | 29.2351 | 24.6477 | 21.9159 | 26.0497 | 44.4504 | 17.9712
Emissions | CO2 emissions volume | Tonnes |  | 8272.18 | 9149.99 | 9769.32 | 10881.31 | 16164.27 | 15105.22 | 12843.24 | 11463.34 | 12571.53 | 15162.29 | 17403.92 | 21239.42 | 25347.52 | 27627.68 | 29532.45 | 30479.15 | 31479.28 | 33897.94 | 33615.39 | 33674.68 | 32684.61 | 31847.34 | 33061.72 | 33782.23 | 28697.7
| NOx emissions volume | Tonnes |  | 4.37 | 4.83 | 5.16 | 5.74 | 6.59 | 8.47 | 7.2 | 6.43 | 7.05 | 8.5 | 9.76 | 11.91 | 14.26 | 15.67 | 16.84 | 17.42 | 18.04 | 19.53 | 19.35 | 19.39 | 18.78 | 18.26 | 19.01 | 19.45 | 16.32
| CO2 emissions cost | £m |  | 3 | 3.3 | 3.6 | 4.1 | 6.1 | 5.8 | 5 | 4.5 | 5.1 | 6.2 | 7.2 | 8.9 | 10.9 | 12 | 13 | 13.6 | 14.3 | 15.6 | 15.7 | 16 | 15.7 | 15.6 | 16.4 | 17 | 14.7
| NOx emissions cost | £m |  | 0 | 0 | 0 | 0.1 | 0.1 | 0.1 | 0.1 | 0.1 | 0.1 | 0.1 | 0.1 | 0.1 | 0.1 | 0.1 | 0.2 | 0.2 | 0.2 | 0.2 | 0.2 | 0.2 | 0.2 | 0.2 | 0.2 | 0.2 | 0.1
| Compressor fuel volume | KWh |  | 83 | 91.8 | 98 | 109.2 | 127.5 | 119.1 | 101.3 | 90.4 | 99.1 | 119.6 | 137.2 | 167.5 | 200.5 | 220.2 | 236.7 | 244.9 | 253.6 | 274.5 | 272 | 272.6 | 264 | 256.7 | 267.3 | 273.5 | 229.5
| Compressor fuel cost | £m |  | 4.5 | 4.4 | 5.3 | 5.9 | 6 | 5.6 | 5.4 | 4.8 | 5.2 | 7 | 8.1 | 9.8 | 13 | 14.2 | 15.3 | 15.8 | 16.4 | 17.7 | 17.6 | 17.6 | 17.1 | 16.6 | 17.3 | 17.7 | 14.8
| Emissions cost | £m |  | 5.4864 | 5.731 | 6.6205 | 7.4429 | 9.0557 | 8.6022 | 7.8277 | 9.3839 | 10.3452 | 13.308 | 15.3504 | 18.8791 | 23.9594 | 26.3445 | 28.4483 | 29.6089 | 30.8369 | 33.5334 | 33.4742 | 33.7665 | 32.9617 | 32.3042 | 33.8552 | 34.8516 | 29.6569
Total | Total PV of constraints and Emissions after discounting | £m |  | 16.7229 | 18.8466 | 20.7952 | 23.6971 | 29.1113 | 27.0693 | 21.8602 | 8.6026 | 9.5632 | 12.581 | 14.6002 | 18.0519 | 23.6745 | 27.0527 | 29.541 | 29.1542 | 30.6115 | 40.8766 | 34.9675 | 32.7706 | 28.9525 | 26.3277 | 28.1044 | 35.9465 | 20.859
FES Pathway - Falling Behind (FB) |  |  |  | 2026 | 2027 | 2028 | 2029 | 2030 | 2031 | 2032 | 2033 | 2034 | 2035 | 2036 | 2037 | 2038 | 2039 | 2040 | 2041 | 2042 | 2043 | 2044 | 2045 | 2046 | 2047 | 2048 | 2049 | 2050
Constraints | Constraint days volume | KWh |  | 326.63 | 441.89 | 595.53 | 814.05 | 1126.81 | 1381.91 | 871.12 | 53.66 | 73.17 | 118.92 | 174.72 | 283.1 | 546.69 | 842.87 | 1093.53 | 1397.93 | 1871.83 | 2142.8 | 2163.96 | 2206.54 | 2287.11 | 2447.65 | 2567.86 | 2801.42 | 2575.98
| Constraint cost (LA 90% BB 10%) | £m |  | 6.0899 | 8.239 | 10.9472 | 14.9642 | 20.7134 | 25.0399 | 15.7845 | 0.97231 | 1.3066 | 2.1236 | 3.0742 | 4.9811 | 9.6188 | 14.6085 | 18.953 | 24.2288 | 32.4425 | 37.1389 | 37.5056 | 38.2436 | 39.64 | 42.4225 | 44.5059 | 48.5539 | 44.6466
Emissions | CO2 emissions volume | Tonnes |  | 7495.17 | 8664.81 | 10520.23 | 12772.51 | 20145.29 | 22452.25 | 16650.91 | 12145.12 | 14015.52 | 16464.52 | 19377.56 | 22563.02 | 26707.54 | 29038.25 | 30717.96 | 33189.67 | 36350.74 | 41016.54 | 40701.04 | 43627.45 | 43523.24 | 45726 | 45153.02 | 46739.64 | 41472.82
| NOx emissions volume | Tonnes |  | 3.96 | 4.57 | 5.55 | 6.74 | 8.21 | 12.59 | 9.34 | 6.81 | 7.86 | 9.24 | 10.87 | 12.66 | 15.1 | 16.53 | 17.57 | 19.09 | 21.04 | 24.04 | 23.84 | 25.73 | 25.66 | 27.08 | 26.71 | 27.73 | 24.34
| CO2 emissions cost | £m |  | 2.67 | 3.14 | 3.87 | 4.77 | 7.63 | 8.63 | 6.51 | 4.82 | 5.63 | 6.73 | 8.03 | 9.5 | 11.43 | 12.59 | 13.53 | 14.85 | 16.51 | 18.91 | 19.04 | 20.71 | 20.96 | 22.33 | 22.43 | 23.54 | 21.22
| NOx emissions cost | £m |  | 0.04 | 0.04 | 0.05 | 0.06 | 0.07 | 0.11 | 0.08 | 0.06 | 0.07 | 0.08 | 0.1 | 0.11 | 0.13 | 0.15 | 0.16 | 0.17 | 0.19 | 0.21 | 0.21 | 0.23 | 0.23 | 0.24 | 0.24 | 0.25 | 0.22
| Compressor fuel volume | KWh |  | 75.21 | 86.95 | 105.56 | 128.17 | 158.86 | 177.05 | 131.3 | 95.77 | 110.52 | 129.83 | 152.8 | 177.92 | 212.26 | 232.43 | 246.97 | 268.36 | 295.72 | 337.99 | 335.13 | 361.66 | 360.72 | 380.69 | 375.49 | 389.88 | 342.13
| Compressor fuel cost | £m |  | 4.08 | 4.17 | 5.71 | 6.93 | 7.46 | 8.29 | 6.94 | 5.07 | 5.83 | 7.64 | 8.97 | 10.44 | 13.74 | 15.02 | 15.95 | 17.34 | 19.1 | 21.83 | 21.65 | 23.36 | 23.3 | 24.59 | 24.26 | 25.19 | 22.1
| Emissions cost | £m |  | 4.9249 | 5.3623 | 7.0294 | 8.5976 | 11.204 | 12.589 | 9.9395 | 9.942 | 11.5335 | 14.451 | 17.0912 | 20.0556 | 25.3113 | 27.7524 | 29.6398 | 32.3516 | 35.7996 | 40.9574 | 40.9045 | 44.3038 | 44.4913 | 47.1687 | 46.9216 | 48.9687 | 43.543
Total | Total PV of constraints and Emissions after discounting | £m |  | 12.8767 | 15.0574 | 19.2057 | 24.1013 | 31.2636 | 35.4183 | 23.8547 | 8.5786 | 9.7509 | 12.1612 | 14.2956 | 17.1487 | 23.1161 | 27.0858 | 30.0197 | 33.7723 | 39.3556 | 43.5155 | 42.213 | 42.9375 | 42.2815 | 43.5028 | 42.8932 | 44.2056 | 38.6232
Sensitivities : Locational Actions 100 % & Buybacks 0%
Benefit Cost Inputs
FES Pathway - Holistic Transition (HT) |  |  |  | 2026 | 2027 | 2028 | 2029 | 2030 | 2031 | 2032 | 2033 | 2034 | 2035 | 2036 | 2037 | 2038 | 2039 | 2040 | 2041 | 2042 | 2043 | 2044 | 2045 | 2046 | 2047 | 2048 | 2049 | 2050
Constraints | Constraint days volume | KWh |  | 561.63 | 709.36 | 869.58 | 1130.36 | 1402.14 | 1457.59 | 1413.48 | 133.08 | 181.8 | 258.83 | 305.33 | 353.96 | 426.68 | 427.42 | 431.94 | 464.31 | 433.96 | 430.4 | 382.64 | 368.52 | 344.15 | 324.28 | 296.18 | 276.18 | 182.95
| Constraint cost (LA 100%) | £m |  | 9.2605 | 11.6964 | 14.1363 | 18.3757 | 22.7939 | 23.3569 | 22.65 | 2.1325 | 2.8709 | 4.0875 | 4.7508 | 5.5076 | 6.6391 | 6.5513 | 6.6205 | 7.1167 | 6.6516 | 6.597 | 5.8649 | 5.6485 | 5.275 | 4.9704 | 4.5397 | 4.2332 | 2.8042
Emissions | CO2 emissions volume | Tonnes |  | 8988.33 | 9919 | 11088.35 | 12735.42 | 17955.49 | 17112.17 | 15855.37 | 12752.59 | 13842.97 | 15527.78 | 16368.22 | 17468.58 | 18674.16 | 18496.97 | 18437.46 | 18995.67 | 18398.32 | 18564.88 | 18221.19 | 18139.5 | 17231.92 | 17482.51 | 17382.73 | 17362.96 | 16183.51
| NOx emissions volume | Tonnes |  | 4.75 | 5.24 | 5.85 | 6.72 | 7.32 | 9.6 | 8.89 | 7.15 | 7.76 | 8.71 | 9.18 | 9.8 | 10.47 | 10.38 | 10.34 | 10.65 | 10.32 | 10.41 | 10.22 | 10.17 | 9.67 | 9.81 | 9.75 | 9.74 | 9.08
| CO2 emissions cost | £m |  | 3.21 | 3.59 | 4.08 | 4.75 | 6.8 | 6.57 | 6.2 | 5.06 | 5.57 | 6.35 | 6.78 | 7.36 | 7.99 | 8.02 | 8.12 | 8.5 | 8.36 | 8.56 | 8.52 | 8.61 | 8.3 | 8.54 | 8.63 | 8.74 | 8.28
| NOx emissions cost | £m |  | 0.04 | 0.05 | 0.05 | 0.06 | 0.07 | 0.09 | 0.08 | 0.06 | 0.07 | 0.08 | 0.08 | 0.09 | 0.09 | 0.09 | 0.09 | 0.09 | 0.09 | 0.09 | 0.09 | 0.09 | 0.09 | 0.09 | 0.09 | 0.09 | 0.08
| Compressor fuel volume | KWh |  | 90.19 | 99.53 | 111.26 | 127.79 | 141.59 | 134.94 | 125.03 | 100.56 | 109.16 | 122.45 | 129.07 | 137.75 | 147.25 | 145.86 | 145.39 | 149.79 | 145.08 | 146.39 | 143.68 | 143.04 | 135.88 | 137.86 | 137.07 | 136.92 | 127.62
| Compressor fuel cost | £m |  | 4.89 | 4.77 | 6.02 | 6.91 | 6.65 | 6.32 | 6.61 | 5.32 | 5.76 | 7.2 | 7.57 | 8.08 | 9.53 | 9.42 | 9.39 | 9.68 | 9.37 | 9.46 | 9.28 | 9.24 | 8.78 | 8.91 | 8.85 | 8.84 | 8.24
| Emissions cost | £m |  | 5.9739 | 6.2208 | 7.526 | 8.6981 | 10.0794 | 9.7612 | 9.8002 | 10.4394 | 11.3916 | 13.6289 | 14.4368 | 15.5271 | 17.6219 | 17.5345 | 17.6045 | 18.2678 | 17.8196 | 18.1083 | 17.898 | 17.9422 | 17.1627 | 17.5322 | 17.5755 | 17.6747 | 16.6072
Total | Total PV of constraints and Emissions after discounting | £m |  | 17.3994 | 19.4253 | 22.6679 | 27.1475 | 31.6403 | 30.5917 | 28.9136 | 9.8813 | 10.8311 | 12.9991 | 13.6024 | 14.4076 | 16.0556 | 15.4006 | 14.9658 | 15.1518 | 14.1127 | 13.7658 | 12.793 | 12.2708 | 11.2764 | 10.9266 | 10.3754 | 9.9305 | 8.5013
FES Pathway - Electric Engagement (EE) |  |  |  | 2026 | 2027 | 2028 | 2029 | 2030 | 2031 | 2032 | 2033 | 2034 | 2035 | 2036 | 2037 | 2038 | 2039 | 2040 | 2041 | 2042 | 2043 | 2044 | 2045 | 2046 | 2047 | 2048 | 2049 | 2050
Constraints | Constraint days volume | KWh |  | 567.12 | 729.08 | 907.52 | 1208.83 | 1606.69 | 1642.4 | 1564.1 | 173.37 | 244.59 | 374.92 | 460.31 | 542.09 | 650.26 | 688.75 | 668.99 | 639.42 | 619.54 | 647.18 | 617.28 | 602.95 | 574.13 | 576.95 | 512.93 | 477.15 | 386.07
| Constraint cost (LA 100%) | £m |  | 9.3511 | 12.0216 | 14.7531 | 19.6513 | 26.1191 | 26.3182 | 25.0635 | 2.7782 | 3.8625 | 5.9207 | 7.1623 | 8.4348 | 10.1178 | 10.5569 | 10.2539 | 9.8007 | 9.4961 | 9.9196 | 9.4614 | 9.2417 | 8.8 | 8.8433 | 7.862 | 7.3136 | 5.9175
Emissions | CO2 emissions volume | Tonnes |  | 9169.17 | 10265.59 | 11674.61 | 13628.34 | 19846.5 | 18961.85 | 17928.62 | 15113.95 | 16931.68 | 19799.19 | 20982.61 | 22108.55 | 23911.33 | 24763.11 | 24024.21 | 23062.11 | 22707.27 | 23563.5 | 23436.81 | 23180.11 | 22598.1 | 22910.72 | 22237.85 | 21810.78 | 20699.49
| NOx emissions volume | Tonnes |  | 4.84 | 5.42 | 6.16 | 7.19 | 8.09 | 10.64 | 10.06 | 8.48 | 9.5 | 11.11 | 11.77 | 12.4 | 13.41 | 13.9 | 13.48 | 12.94 | 12.74 | 13.22 | 13.15 | 13 | 12.68 | 12.85 | 12.47 | 12.23 | 11.61
| CO2 emissions cost | £m |  | 3.27 | 3.72 | 4.29 | 5.09 | 7.52 | 7.28 | 7.01 | 5.99 | 6.81 | 8.1 | 8.69 | 9.31 | 10.24 | 10.74 | 10.58 | 10.32 | 10.31 | 10.86 | 10.97 | 11 | 10.88 | 11.19 | 11.05 | 10.98 | 10.59
| NOx emissions cost | £m |  | 0.04 | 0.05 | 0.05 | 0.06 | 0.07 | 0.09 | 0.09 | 0.08 | 0.08 | 0.1 | 0.1 | 0.11 | 0.12 | 0.12 | 0.12 | 0.12 | 0.11 | 0.12 | 0.12 | 0.12 | 0.11 | 0.11 | 0.11 | 0.11 | 0.1
| Compressor fuel volume | KWh |  | 92.01 | 103.01 | 117.15 | 136.75 | 156.5 | 149.52 | 141.38 | 119.18 | 133.51 | 156.13 | 165.46 | 174.34 | 188.55 | 195.43 | 189.44 | 181.86 | 179.06 | 185.81 | 184.81 | 182.79 | 178.2 | 180.66 | 175.36 | 171.99 | 163.23
| Compressor fuel cost | £m |  | 4.99 | 4.94 | 6.33 | 7.4 | 7.35 | 7 | 7.48 | 6.3 | 7.04 | 9.18 | 9.71 | 10.23 | 12.21 | 12.62 | 12.24 | 11.75 | 11.57 | 12 | 11.94 | 11.81 | 11.51 | 11.67 | 11.33 | 11.11 | 10.54
| Emissions cost | £m |  | 6.0986 | 6.4312 | 7.9091 | 9.2919 | 11.1495 | 10.7483 | 10.972 | 12.3723 | 13.9332 | 17.3778 | 18.5068 | 19.6516 | 22.5642 | 23.4852 | 22.939 | 22.1786 | 21.9931 | 22.9841 | 23.0213 | 22.9282 | 22.5075 | 22.976 | 22.4843 | 22.2021 | 21.2413
Total | Total PV of constraints and Emissions after discounting | £m |  | 17.6537 | 20.0233 | 23.7446 | 29.0394 | 35.7784 | 34.266 | 32.2484 | 11.9082 | 13.5143 | 17.0949 | 18.1973 | 19.2377 | 21.6285 | 21.7666 | 20.506 | 19.0882 | 18.16 | 18.3341 | 17.4874 | 16.7333 | 15.7341 | 15.4505 | 14.237 | 13.3791 | 11.8944
FES Pathway - Hydrogen Evolution (HE) |  |  |  | 2026 | 2027 | 2028 | 2029 | 2030 | 2031 | 2032 | 2033 | 2034 | 2035 | 2036 | 2037 | 2038 | 2039 | 2040 | 2041 | 2042 | 2043 | 2044 | 2045 | 2046 | 2047 | 2048 | 2049 | 2050
Constraints | Constraint days volume | KWh |  | 495.18 | 630.17 | 725.53 | 884.38 | 1155.45 | 1142.14 | 906.68 | 86.15 | 125.87 | 214.96 | 298.08 | 424.91 | 671.48 | 921.12 | 1117.56 | 1109.78 | 1283.36 | 2297.89 | 1816.16 | 1686.78 | 1422.1 | 1264.48 | 1502.99 | 2564.66 | 1036.88
| Constraint cost (LA 100%) | £m |  | 8.1648 | 10.3907 | 11.7946 | 14.3768 | 18.7835 | 18.302 | 14.5289 | 1.3804 | 1.9878 | 3.3947 | 4.6381 | 6.6116 | 10.448 | 14.1185 | 17.1295 | 17.0102 | 19.6707 | 35.2209 | 27.8373 | 25.8542 | 21.7973 | 19.3814 | 23.0371 | 39.3099 | 15.8929
Emissions | CO2 emissions volume | Tonnes |  | 8272.18 | 9149.99 | 9769.32 | 10881.31 | 16164.27 | 15105.22 | 12843.24 | 11463.34 | 12571.53 | 15162.29 | 17403.92 | 21239.42 | 25347.52 | 27627.68 | 29532.45 | 30479.15 | 31479.28 | 33897.94 | 33615.39 | 33674.68 | 32684.61 | 31847.34 | 33061.72 | 33782.23 | 28697.7
| NOx emissions volume | Tonnes |  | 4.37 | 4.83 | 5.16 | 5.74 | 6.59 | 8.47 | 7.2 | 6.43 | 7.05 | 8.5 | 9.76 | 11.91 | 14.26 | 15.67 | 16.84 | 17.42 | 18.04 | 19.53 | 19.35 | 19.39 | 18.78 | 18.26 | 19.01 | 19.45 | 16.32
| CO2 emissions cost | £m |  | 3 | 3.3 | 3.6 | 4.1 | 6.1 | 5.8 | 5 | 4.5 | 5.1 | 6.2 | 7.2 | 8.9 | 10.9 | 12 | 13 | 13.6 | 14.3 | 15.6 | 15.7 | 16 | 15.7 | 15.6 | 16.4 | 17 | 14.7
| NOx emissions cost | £m |  | 0 | 0 | 0 | 0.1 | 0.1 | 0.1 | 0.1 | 0.1 | 0.1 | 0.1 | 0.1 | 0.1 | 0.1 | 0.1 | 0.2 | 0.2 | 0.2 | 0.2 | 0.2 | 0.2 | 0.2 | 0.2 | 0.2 | 0.2 | 0.1
| Compressor fuel volume | KWh |  | 83 | 91.8 | 98 | 109.2 | 127.5 | 119.1 | 101.3 | 90.4 | 99.1 | 119.6 | 137.2 | 167.5 | 200.5 | 220.2 | 236.7 | 244.9 | 253.6 | 274.5 | 272 | 272.6 | 264 | 256.7 | 267.3 | 273.5 | 229.5
| Compressor fuel cost | £m |  | 4.5 | 4.4 | 5.3 | 5.9 | 6 | 5.6 | 5.4 | 4.8 | 5.2 | 7 | 8.1 | 9.8 | 13 | 14.2 | 15.3 | 15.8 | 16.4 | 17.7 | 17.6 | 17.6 | 17.1 | 16.6 | 17.3 | 17.7 | 14.8
| Emissions cost | £m |  | 5.4864 | 5.731 | 6.6205 | 7.4429 | 9.0557 | 8.6022 | 7.8277 | 9.3839 | 10.3452 | 13.308 | 15.3504 | 18.8791 | 23.9594 | 26.3445 | 28.4483 | 29.6089 | 30.8369 | 33.5334 | 33.4742 | 33.7665 | 32.9617 | 32.3042 | 33.8552 | 34.8516 | 29.6569
Total | Total PV of constraints and Emissions after discounting | £m |  | 15.6552 | 17.5338 | 19.3553 | 22.0014 | 26.9707 | 25.0542 | 20.3147 | 8.4607 | 9.3658 | 12.2552 | 14.1702 | 17.4597 | 22.7703 | 25.8722 | 28.1571 | 27.8265 | 29.128 | 38.3102 | 33.0077 | 31.012 | 27.52 | 25.097 | 26.691 | 33.6163 | 19.9488
FES Pathway - Falling Behind (FB) |  |  |  | 2026 | 2027 | 2028 | 2029 | 2030 | 2031 | 2032 | 2033 | 2034 | 2035 | 2036 | 2037 | 2038 | 2039 | 2040 | 2041 | 2042 | 2043 | 2044 | 2045 | 2046 | 2047 | 2048 | 2049 | 2050
Constraints | Constraint days volume | KWh |  | 326.63 | 441.89 | 595.53 | 814.05 | 1126.81 | 1381.91 | 871.12 | 53.66 | 73.17 | 118.92 | 174.72 | 283.1 | 546.69 | 842.87 | 1093.53 | 1397.93 | 1871.83 | 2142.8 | 2163.96 | 2206.54 | 2287.11 | 2447.65 | 2567.86 | 2801.42 | 2575.98
| Constraint cost (LA 100%) | £m |  | 5.3857 | 7.2862 | 9.6812 | 13.2336 | 18.318 | 22.1441 | 13.9591 | 0.85987 | 1.1555 | 1.878 | 2.7186 | 4.405 | 8.5064 | 12.9191 | 16.7611 | 21.4268 | 28.6906 | 32.8439 | 33.1682 | 33.8209 | 35.0558 | 37.5165 | 39.3589 | 42.9389 | 39.4834
Emissions | CO2 emissions volume | Tonnes |  | 7495.17 | 8664.81 | 10520.23 | 12772.51 | 20145.29 | 22452.25 | 16650.91 | 12145.12 | 14015.52 | 16464.52 | 19377.56 | 22563.02 | 26707.54 | 29038.25 | 30717.96 | 33189.67 | 36350.74 | 41016.54 | 40701.04 | 43627.45 | 43523.24 | 45726 | 45153.02 | 46739.64 | 41472.82
| NOx emissions volume | Tonnes |  | 3.96 | 4.57 | 5.55 | 6.74 | 8.21 | 12.59 | 9.34 | 6.81 | 7.86 | 9.24 | 10.87 | 12.66 | 15.1 | 16.53 | 17.57 | 19.09 | 21.04 | 24.04 | 23.84 | 25.73 | 25.66 | 27.08 | 26.71 | 27.73 | 24.34
| CO2 emissions cost | £m |  | 2.67 | 3.14 | 3.87 | 4.77 | 7.63 | 8.63 | 6.51 | 4.82 | 5.63 | 6.73 | 8.03 | 9.5 | 11.43 | 12.59 | 13.53 | 14.85 | 16.51 | 18.91 | 19.04 | 20.71 | 20.96 | 22.33 | 22.43 | 23.54 | 21.22
| NOx emissions cost | £m |  | 0.04 | 0.04 | 0.05 | 0.06 | 0.07 | 0.11 | 0.08 | 0.06 | 0.07 | 0.08 | 0.1 | 0.11 | 0.13 | 0.15 | 0.16 | 0.17 | 0.19 | 0.21 | 0.21 | 0.23 | 0.23 | 0.24 | 0.24 | 0.25 | 0.22
| Compressor fuel volume | KWh |  | 75.21 | 86.95 | 105.56 | 128.17 | 158.86 | 177.05 | 131.3 | 95.77 | 110.52 | 129.83 | 152.8 | 177.92 | 212.26 | 232.43 | 246.97 | 268.36 | 295.72 | 337.99 | 335.13 | 361.66 | 360.72 | 380.69 | 375.49 | 389.88 | 342.13
| Compressor fuel cost | £m |  | 4.08 | 4.17 | 5.71 | 6.93 | 7.46 | 8.29 | 6.94 | 5.07 | 5.83 | 7.64 | 8.97 | 10.44 | 13.74 | 15.02 | 15.95 | 17.34 | 19.1 | 21.83 | 21.65 | 23.36 | 23.3 | 24.59 | 24.26 | 25.19 | 22.1
| Emissions cost | £m |  | 4.9249 | 5.3623 | 7.0294 | 8.5976 | 11.204 | 12.589 | 9.9395 | 9.942 | 11.5335 | 14.451 | 17.0912 | 20.0556 | 25.3113 | 27.7524 | 29.6398 | 32.3516 | 35.7996 | 40.9574 | 40.9045 | 44.3038 | 44.4913 | 47.1687 | 46.9216 | 48.9687 | 43.543
Total | Total PV of constraints and Emissions after discounting | £m |  | 12.1725 | 14.1368 | 18.0239 | 22.5405 | 29.1761 | 32.9802 | 22.3698 | 8.4902 | 9.6362 | 11.9811 | 14.0436 | 16.7542 | 22.38 | 26.0056 | 28.6657 | 32.0998 | 37.1919 | 41.1223 | 39.8779 | 40.637 | 39.9776 | 41.1206 | 40.4786 | 41.6604 | 36.362
Option Cost Inputs |  |  |  | 2026 | 2027 | 2028 | 2029 | 2030 | 2031 | 2032 | 2033 | 2034 | 2035 | 2036 | 2037 | 2038 | 2039 | 2040 | 2041 | 2042 | 2043 | 2044 | 2045 | 2046 | 2047 | 2048 | 2049 | 2050 | 2051 | 2052 | 2053 | 2054 | 2055 | 2056 | 2057 | 2058 | 2059 | 2060 | 2061 | 2062 | 2063 | 2064 | 2065 | 2066 | 2067 | 2068 | 2069 | 2070 | 2071 | 2072 | 2073 | 2074 | 2075 | 2076 | 2077 | 2078 | 2079 | 2080 | 2081 | 2082 | 2083 | 2084 | 2085 | 2086 | 2087 | 2088 | 2089 | 2090 | 2091 | 2092 | 2093 | 2094 | 2095 | 2096 | 2097 | 2098 | 2099
Capital | Capital build cost | X | £m | 4.1825 | 8.0912 | 3.6722 | 5.0692 | 19.9804 | 11.9645 | 0.58725 | 0 | 0 | 0 | 0 | 0 | 0 | 0 | 0 | 0 | 0 | 0 | 0 | 0 | 0 | 0 | 0 | 0 | 0 | 0 | 0 | 0 | 0 | 0 | 0 | 0 | 0 | 0 | 0 | 0 | 0 | 0 | 0 | 0 | 0 | 0 | 0 | 0 | 0 | 0 | 0 | 0 | 0 | 0 | 0 | 0 | 0 | 0 | 0 | 0 | 0 | 0 | 0 | 0 | 0 | 0 | 0 | 0 | 0 | 0 | 0 | 0 | 0 | 0 | 0 | 0 | 0 | 0
| Decommisioning cost | Y | £m | 0 | 0 | 0 | 0 | 0 | 0 | 0 | 0 | 0 | 0 | 0 | 0 | 0 | 0 | 0 | 0 | 0 | 0 | 0 | 0 | 0 | 0 | 0 | 0 | 5.3771 | 0 | 0 | 0 | 0 | 0 | 0 | 0 | 0 | 0 | 0 | 0 | 0 | 0 | 0 | 0 | 0 | 0 | 0 | 0 | 0 | 0 | 0 | 0 | 0 | 0 | 0 | 0 | 0 | 0 | 0 | 0 | 0 | 0 | 0 | 0 | 0 | 0 | 0 | 0 | 0 | 0 | 0 | 0 | 0 | 0 | 0 | 0 | 0 | 0
| Annuity payments | =(X+Y)/(1-1/(1+WACC)^i)/WACC | £m | 0.27 | 0.53 | 0.24 | 0.33 | 1.5 | 0.79 | 0.04 | 0 | 0 | 0 | 0 | 0 | 0 | 0 | 0 | 0 | 0 | 0 | 0 | 0 | 0 | 0 | 0 | 0 | 0.38 | 0 | 0 | 0 | 0 | 0 | 0 | 0 | 0 | 0 | 0 | 0 | 0 | 0 | 0 | 0 | 0 | 0 | 0 | 0 | 0 | 0 | 0 | 0 | 0 | 0 | 0 | 0 | 0 | 0 | 0 | 0 | 0 | 0 | 0 | 0 | 0 | 0 | 0 | 0 | 0 | 0 | 0 | 0 | 0 | 0 | 0 | 0 | 0 | 0
| Total capital cost before discounting |  | £m | 0.27 | 0.8 | 1.04 | 1.38 | 2.88 | 3.67 | 3.71 | 3.71 | 3.71 | 3.71 | 3.71 | 3.71 | 3.71 | 3.71 | 3.71 | 3.71 | 3.71 | 3.71 | 3.71 | 3.71 | 3.71 | 3.71 | 3.71 | 3.71 | 4.09 | 3.82 | 3.29 | 3.05 | 2.72 | 1.22 | 0.42 | 0.38 | 0.38 | 0.38 | 0.38 | 0.38 | 0.38 | 0.38 | 0.38 | 0.38 | 0.38 | 0.38 | 0.38 | 0.38 | 0.38 | 0.38 | 0.38 | 0.38 | 0.38 | 0 | 0 | 0 | 0 | 0 | 0 | 0 | 0 | 0 | 0 | 0 | 0 | 0 | 0 | 0 | 0 | 0 | 0 | 0 | 0 | 0 | 0 | 0 | 0 | 0
| Total PV of capital cost after discounting |  | £m | 0.27 | 0.78 | 0.98 | 1.24 | 2.51 | 3.09 | 3.02 | 2.92 | 2.82 | 2.72 | 2.63 | 2.54 | 2.46 | 2.37 | 2.29 | 2.22 | 2.14 | 2.07 | 2 | 1.93 | 1.87 | 1.8 | 1.74 | 1.68 | 1.79 | 1.62 | 1.35 | 1.2 | 1.04 | 0.45 | 0.15 | 0.13 | 0.13 | 0.12 | 0.12 | 0.12 | 0.11 | 0.11 | 0.11 | 0.1 | 0.1 | 0.1 | 0.1 | 0.09 | 0.09 | 0.09 | 0.09 | 0.08 | 0.08 | 0 | 0 | 0 | 0 | 0 | 0 | 0 | 0 | 0 | 0 | 0 | 0 | 0 | 0 | 0 | 0 | 0 | 0 | 0 | 0 | 0 | 0 | 0 | 0 | 0
Non-Capital | Operational cost | £m |  | 0 | 0 | 0 | 0 | 0 | 0 | 0 | 0 | 0.69242 | 0.69242 | 0.69242 | 0.69242 | 0.69242 | 0.69242 | 0.69242 | 0.69242 | 0.69242 | 0.69242 | 0.69242 | 0.69242 | 0.69242 | 0.69242 | 0.69242 | 0.69242 | 0 | 0 | 0 | 0 | 0 | 0 | 0 | 0 | 0 | 0 | 0 | 0 | 0 | 0 | 0 | 0 | 0 | 0 | 0 | 0 | 0 | 0 | 0 | 0 | 0 | 0 | 0 | 0 | 0 | 0 | 0 | 0 | 0 | 0 | 0 | 0 | 0 | 0 | 0 | 0 | 0 | 0 | 0 | 0 | 0 | 0 | 0 | 0 | 0 | 0
| CO2 equivalent emissions (construction & decomissioning) | £m |  | 0 | 0 | 0 | 0 | 2.9328 | 0.16195 | 0.016376 | 0 | 0 | 0 | 0 | 0 | 0 | 0 | 0 | 0 | 0 | 0 | 0 | 0 | 0 | 0 | 0 | 0 | 0.47343 | 0 | 0 | 0 | 0 | 0 | 0 | 0 | 0 | 0 | 0 | 0 | 0 | 0 | 0 | 0 | 0 | 0 | 0 | 0 | 0 | 0 | 0 | 0 | 0 | 0 | 0 | 0 | 0 | 0 | 0 | 0 | 0 | 0 | 0 | 0 | 0 | 0 | 0 | 0 | 0 | 0 | 0 | 0 | 0 | 0 | 0 | 0 | 0 | 0
| Total non-capital cost before discounting | £m |  | 0 | 0 | 0 | 0 | 2.93 | 0.16 | 0.02 | 0 | 0.69 | 0.69 | 0.69 | 0.69 | 0.69 | 0.69 | 0.69 | 0.69 | 0.69 | 0.69 | 0.69 | 0.69 | 0.69 | 0.69 | 0.69 | 0.69 | 0.47 | 0 | 0 | 0 | 0 | 0 | 0 | 0 | 0 | 0 | 0 | 0 | 0 | 0 | 0 | 0 | 0 | 0 | 0 | 0 | 0 | 0 | 0 | 0 | 0 | 0 | 0 | 0 | 0 | 0 | 0 | 0 | 0 | 0 | 0 | 0 | 0 | 0 | 0 | 0 | 0 | 0 | 0 | 0 | 0 | 0 | 0 | 0 | 0 | 0
| Total PV of non-capital cost after discounting | £m |  | 0 | 0 | 0 | 0 | 2.56 | 0.14 | 0.01 | 0 | 0.53 | 0.51 | 0.49 | 0.47 | 0.46 | 0.44 | 0.43 | 0.41 | 0.4 | 0.39 | 0.37 | 0.36 | 0.35 | 0.34 | 0.32 | 0.31 | 0.21 | 0 | 0 | 0 | 0 | 0 | 0 | 0 | 0 | 0 | 0 | 0 | 0 | 0 | 0 | 0 | 0 | 0 | 0 | 0 | 0 | 0 | 0 | 0 | 0 | 0 | 0 | 0 | 0 | 0 | 0 | 0 | 0 | 0 | 0 | 0 | 0 | 0 | 0 | 0 | 0 | 0 | 0 | 0 | 0 | 0 | 0 | 0 | 0 | 0

## Option D
Summary of Option Investment and Benefits
Option D | Wormington to Honeybourne 900mm New; Churchover Tee to MJ 900mm New; Uprating Feeder 28 Felindre Three Cocks & Cilfrew; Churchover Parallel Operation/ Flow increase; Wormington C (VSD) spare rebuild kit
Capability Equation
Sensitivities : Locational Actions 75% & Buybacks 25%
Discounting | Time | n |  | Year 0 | Year 1 | Year 2 | Year 3 | Year 4 | Year 5 | Year 6 | Year 7 | Year 8 | Year 9 | Year 10 | Year 11 | Year 12 | Year 13 | Year 14 | Year 15 | Year 16 | Year 17 | Year 18 | Year 19 | Year 20 | Year 21 | Year 22 | Year 23 | Year 24
| Fiscal Year |  |  | 2026 | 2027 | 2028 | 2029 | 2030 | 2031 | 2032 | 2033 | 2034 | 2035 | 2036 | 2037 | 2038 | 2039 | 2040 | 2041 | 2042 | 2043 | 2044 | 2045 | 2046 | 2047 | 2048 | 2049 | 2050
| Discounting % to convert the future cost into present | =1/[(1+STPR)^n] |  | 100% | 96.62% | 93.35% | 90.19% | 87.14% | 84.2% | 81.35% | 78.6% | 75.94% | 73.37% | 70.89% | 68.49% | 66.18% | 63.94% | 61.78% | 59.69% | 57.67% | 55.72% | 53.84% | 52.02% | 50.26% | 48.56% | 46.92% | 45.33% | 43.8%
Benefit Cost Inputs
FES Pathway - Holistic Transition (HT) |  |  |  | 2026 | 2027 | 2028 | 2029 | 2030 | 2031 | 2032 | 2033 | 2034 | 2035 | 2036 | 2037 | 2038 | 2039 | 2040 | 2041 | 2042 | 2043 | 2044 | 2045 | 2046 | 2047 | 2048 | 2049 | 2050
Constraints | Constraint days volume | KWh |  | 561.63 | 709.36 | 869.58 | 1130.36 | 1402.14 | 1457.59 | 1413.48 | 26.61 | 38.46 | 59.05 | 78.28 | 96.71 | 129.04 | 138.73 | 143.12 | 160.64 | 152.7 | 154.03 | 131.76 | 128.84 | 117.94 | 111.1 | 100.76 | 91.82 | 57.06
| Constraint cost (LA 75% BB 25%) | £m |  | 12.29 | 15.52 | 18.76 | 24.38 | 30.25 | 30.99 | 30.05 | 0.57 | 0.81 | 1.24 | 1.6162 | 1.9968 | 2.6642 | 2.8216 | 2.9108 | 3.2671 | 3.1057 | 3.1327 | 2.6797 | 2.6204 | 2.3987 | 2.2596 | 2.0493 | 1.8674 | 1.1605
Emissions | CO2 emissions volume | Tonnes |  | 8988.33 | 9919 | 11088.35 | 12735.42 | 17955.49 | 17112.17 | 15855.37 | 12017.51 | 13262.56 | 15179.69 | 16337.61 | 17691.54 | 19415.46 | 19747.28 | 19897.77 | 20820.05 | 20492.36 | 20956.87 | 20891.83 | 21106.89 | 20207.56 | 20704.93 | 20811.78 | 20953.64 | 19893.26
| NOx emissions volume | Tonnes |  | 4.75 | 5.24 | 5.85 | 6.72 | 7.32 | 9.6 | 8.89 | 6.74 | 7.44 | 8.51 | 9.16 | 9.92 | 10.89 | 11.08 | 11.16 | 11.68 | 11.49 | 11.76 | 11.72 | 11.84 | 11.33 | 11.61 | 11.67 | 11.75 | 11.16
| CO2 emissions cost | £m |  | 3.21 | 3.59 | 4.08 | 4.75 | 6.8 | 6.57 | 6.2 | 4.77 | 5.33 | 6.21 | 6.77 | 7.45 | 8.31 | 8.56 | 8.76 | 9.31 | 9.31 | 9.66 | 9.77 | 10.02 | 9.73 | 10.11 | 10.34 | 10.55 | 10.18
| NOx emissions cost | £m |  | 0.04 | 0.05 | 0.05 | 0.06 | 0.07 | 0.09 | 0.08 | 0.06 | 0.07 | 0.08 | 0.08 | 0.09 | 0.1 | 0.1 | 0.1 | 0.1 | 0.1 | 0.1 | 0.1 | 0.11 | 0.1 | 0.1 | 0.1 | 0.1 | 0.1
| Compressor fuel volume | KWh |  | 90.19 | 99.53 | 111.26 | 127.79 | 141.59 | 134.94 | 125.03 | 94.76 | 104.58 | 119.7 | 128.83 | 139.51 | 153.1 | 155.72 | 156.9 | 164.18 | 161.59 | 165.25 | 164.74 | 166.44 | 159.35 | 163.27 | 164.11 | 165.23 | 156.87
| Compressor fuel cost | £m |  | 4.89 | 4.77 | 6.02 | 6.91 | 6.65 | 6.32 | 6.61 | 5.01 | 5.52 | 7.04 | 7.56 | 8.18 | 9.91 | 10.06 | 10.14 | 10.61 | 10.44 | 10.68 | 10.64 | 10.75 | 10.29 | 10.55 | 10.6 | 10.67 | 10.13
| Emissions cost | £m |  | 5.1308 | 5.3866 | 6.5485 | 7.6546 | 9.0424 | 8.8883 | 9.0801 | 9.8376 | 10.914 | 13.3234 | 14.4098 | 15.7253 | 18.3215 | 18.7197 | 18.9989 | 20.0223 | 19.8478 | 20.4414 | 20.5213 | 20.8773 | 20.1264 | 20.7638 | 21.0426 | 21.3298 | 20.4141
Total | Total PV of constraints and Emissions after discounting | £m |  | 20.4269 | 23.1198 | 26.9821 | 32.5659 | 38.1342 | 37.0209 | 34.9374 | 8.177 | 8.9003 | 10.6837 | 11.3611 | 12.1387 | 13.8879 | 13.7736 | 13.5354 | 13.9013 | 13.2374 | 13.1356 | 12.4905 | 12.2225 | 11.3204 | 11.1795 | 10.8336 | 10.5149 | 9.4487
FES Pathway - Electric Engagement (EE) |  |  |  | 2026 | 2027 | 2028 | 2029 | 2030 | 2031 | 2032 | 2033 | 2034 | 2035 | 2036 | 2037 | 2038 | 2039 | 2040 | 2041 | 2042 | 2043 | 2044 | 2045 | 2046 | 2047 | 2048 | 2049 | 2050
Constraints | Constraint days volume | KWh |  | 567.12 | 729.08 | 907.52 | 1208.83 | 1606.69 | 1642.4 | 1564.1 | 32.85 | 52.31 | 90.79 | 122.85 | 159.87 | 205.7 | 237.13 | 252.45 | 255.31 | 251.58 | 269.69 | 260.74 | 259.47 | 242.63 | 250.38 | 217.08 | 203.03 | 160.26
| Constraint cost (LA 75% BB 25%) | £m |  | 12.41 | 15.95 | 19.58 | 26.08 | 34.66 | 34.92 | 33.26 | 0.7 | 1.1 | 1.9 | 2.54 | 3.3 | 4.25 | 4.82 | 5.13 | 5.19 | 5.12 | 5.49 | 5.3 | 5.28 | 4.93 | 5.09 | 4.42 | 4.13 | 3.26
Emissions | CO2 emissions volume | Tonnes |  | 9169.17 | 10265.59 | 11674.61 | 13628.34 | 19846.5 | 18961.85 | 17928.62 | 14161.64 | 16260.32 | 19635.83 | 21247.85 | 22819.19 | 25002.01 | 26214.49 | 25971.87 | 25537.52 | 25470.3 | 26508.73 | 26658.34 | 26767.7 | 26386.55 | 27049.22 | 26780.02 | 26620.96 | 25743.21
| NOx emissions volume | Tonnes |  | 4.84 | 5.42 | 6.16 | 7.19 | 8.09 | 10.64 | 10.06 | 7.94 | 9.12 | 11.01 | 11.92 | 12.8 | 14.05 | 14.8 | 14.65 | 14.38 | 14.34 | 14.98 | 15.07 | 15.14 | 14.9 | 15.31 | 15.14 | 15.05 | 14.5
| CO2 emissions cost | £m |  | 3.27 | 3.72 | 4.29 | 5.09 | 7.52 | 7.28 | 7.01 | 5.62 | 6.54 | 8.03 | 8.8 | 9.61 | 10.7 | 11.37 | 11.44 | 11.42 | 11.57 | 12.22 | 12.47 | 12.71 | 12.71 | 13.21 | 13.3 | 13.4 | 13.17
| NOx emissions cost | £m |  | 0.04 | 0.05 | 0.05 | 0.06 | 0.07 | 0.09 | 0.09 | 0.07 | 0.08 | 0.1 | 0.11 | 0.11 | 0.13 | 0.13 | 0.13 | 0.13 | 0.13 | 0.13 | 0.13 | 0.13 | 0.13 | 0.14 | 0.13 | 0.13 | 0.13
| Compressor fuel volume | KWh |  | 92.01 | 103.01 | 117.15 | 136.75 | 156.5 | 149.52 | 141.38 | 111.67 | 128.22 | 154.84 | 167.55 | 179.94 | 197.5 | 207.99 | 205.89 | 202.13 | 201.55 | 210.54 | 211.83 | 212.78 | 209.48 | 215.22 | 212.89 | 211.51 | 203.91
| Compressor fuel cost | £m |  | 4.99 | 4.94 | 6.33 | 7.4 | 7.35 | 7 | 7.48 | 5.91 | 6.76 | 9.11 | 9.83 | 10.56 | 12.79 | 13.44 | 13.3 | 13.06 | 13.02 | 13.6 | 13.68 | 13.75 | 13.53 | 13.9 | 13.75 | 13.66 | 13.17
| Emissions cost | £m |  | 5.2286 | 5.5477 | 6.874 | 8.1761 | 10.0596 | 9.8057 | 10.08 | 11.5927 | 13.3807 | 17.2344 | 18.7408 | 20.2833 | 23.616 | 24.9339 | 24.8699 | 24.6085 | 24.7152 | 25.955 | 26.2913 | 26.5879 | 26.3727 | 27.2516 | 27.1885 | 27.2024 | 26.4767
Total | Total PV of constraints and Emissions after discounting | £m |  | 20.7108 | 23.8205 | 28.2471 | 34.8339 | 43.2196 | 41.5104 | 38.914 | 9.6608 | 10.9939 | 14.0413 | 15.0838 | 16.1538 | 18.4393 | 19.0265 | 18.5361 | 17.7881 | 17.2042 | 17.5185 | 17.0092 | 16.5748 | 15.7341 | 15.7052 | 14.8268 | 14.2022 | 13.0231
FES Pathway - Hydrogen Evolution (HE) |  |  |  | 2026 | 2027 | 2028 | 2029 | 2030 | 2031 | 2032 | 2033 | 2034 | 2035 | 2036 | 2037 | 2038 | 2039 | 2040 | 2041 | 2042 | 2043 | 2044 | 2045 | 2046 | 2047 | 2048 | 2049 | 2050
Constraints | Constraint days volume | KWh |  | 495.18 | 630.17 | 725.53 | 884.38 | 1155.45 | 1142.14 | 906.68 | 14 | 21.87 | 41.75 | 62.27 | 92.32 | 157.97 | 219.21 | 285.99 | 333.48 | 374.71 | 694.35 | 540.27 | 529.08 | 476.77 | 454.56 | 512.34 | 914.81 | 375.55
| Constraint cost (LA 75% BB 25%) | £m |  | 10.8 | 13.8 | 15.7 | 19.1 | 24.9 | 24.3 | 19.3 | 0.3 | 0.5 | 0.9 | 1.3 | 1.9 | 3.3 | 4.5 | 5.8 | 6.8 | 7.6 | 14.1 | 11 | 10.8 | 9.7 | 9.2 | 10.4 | 18.6 | 7.6
Emissions | CO2 emissions volume | Tonnes |  | 8272.18 | 9149.99 | 9769.32 | 10881.31 | 16164.27 | 15105.22 | 12843.24 | 10396.35 | 11548.88 | 14211.57 | 16486 | 20549.88 | 25103.94 | 27657.58 | 29701.79 | 30841.03 | 31979.57 | 34476.85 | 34246.39 | 34518.3 | 33776.37 | 33122.08 | 34336.92 | 35147.87 | 30338.03
| NOx emissions volume | Tonnes |  | 4.37 | 4.83 | 5.16 | 5.74 | 6.59 | 8.47 | 7.2 | 5.83 | 6.48 | 7.97 | 9.25 | 11.53 | 14.11 | 15.68 | 16.94 | 17.64 | 18.34 | 19.88 | 19.74 | 19.91 | 19.45 | 19.05 | 19.8 | 20.29 | 17.33
| CO2 emissions cost | £m |  | 3 | 3.3 | 3.6 | 4.1 | 6.1 | 5.8 | 5 | 4.1 | 4.6 | 5.8 | 6.8 | 8.7 | 10.7 | 12 | 13.1 | 13.8 | 14.5 | 15.9 | 16 | 16.4 | 16.3 | 16.2 | 17.1 | 17.7 | 15.5
| NOx emissions cost | £m |  | 0 | 0 | 0 | 0.1 | 0.1 | 0.1 | 0.1 | 0.1 | 0.1 | 0.1 | 0.1 | 0.1 | 0.1 | 0.1 | 0.2 | 0.2 | 0.2 | 0.2 | 0.2 | 0.2 | 0.2 | 0.2 | 0.2 | 0.2 | 0.2
| Compressor fuel volume | KWh |  | 83 | 91.8 | 98 | 109.2 | 127.5 | 119.1 | 101.3 | 82 | 91.1 | 112.1 | 130 | 162 | 198.4 | 220.5 | 238.2 | 248 | 257.9 | 279.5 | 277.5 | 279.9 | 273.4 | 267.8 | 278.3 | 285.3 | 243.7
| Compressor fuel cost | £m |  | 4.5 | 4.4 | 5.3 | 5.9 | 6 | 5.6 | 5.4 | 4.3 | 4.8 | 6.6 | 7.6 | 9.5 | 12.8 | 14.2 | 15.4 | 16 | 16.7 | 18.1 | 17.9 | 18.1 | 17.7 | 17.3 | 18 | 18.4 | 15.7
| Emissions cost | £m |  | 4.7546 | 4.9884 | 5.7738 | 6.4993 | 7.9907 | 7.7175 | 7.1215 | 8.5105 | 9.5037 | 12.4735 | 14.5408 | 18.2661 | 23.7173 | 26.3743 | 28.6185 | 29.9751 | 31.3465 | 34.1271 | 34.1257 | 34.6432 | 34.1039 | 33.6466 | 35.2085 | 36.3103 | 31.4225
Total | Total PV of constraints and Emissions after discounting | £m |  | 18.3245 | 20.8159 | 22.9549 | 26.2406 | 32.3221 | 30.092 | 24.1786 | 6.923 | 7.5652 | 9.7941 | 11.2196 | 13.8169 | 17.8542 | 19.7146 | 21.2734 | 21.9403 | 22.4728 | 26.8846 | 24.2876 | 23.6171 | 22.0127 | 20.827 | 21.4068 | 24.8927 | 17.1069
FES Pathway - Falling Behind (FB) |  |  |  | 2026 | 2027 | 2028 | 2029 | 2030 | 2031 | 2032 | 2033 | 2034 | 2035 | 2036 | 2037 | 2038 | 2039 | 2040 | 2041 | 2042 | 2043 | 2044 | 2045 | 2046 | 2047 | 2048 | 2049 | 2050
Constraints | Constraint days volume | KWh |  | 326.63 | 441.89 | 595.53 | 814.05 | 1126.81 | 1381.91 | 871.12 | 7.1 | 10.54 | 18.61 | 27.47 | 43.34 | 73.23 | 117.44 | 169.58 | 245.78 | 370.61 | 454.1 | 466.3 | 481.79 | 506.36 | 567.81 | 617.36 | 712.39 | 631.38
| Constraint cost (LA 75% BB 25%) | £m |  | 7.15 | 9.67 | 12.85 | 17.56 | 24.31 | 29.38 | 18.52 | 0.15 | 0.22 | 0.39 | 0.57 | 0.89 | 1.51 | 2.39 | 3.45 | 5 | 7.54 | 9.24 | 9.48 | 9.8 | 10.3 | 11.55 | 12.56 | 14.49 | 12.84
Emissions | CO2 emissions volume | Tonnes |  | 7495.17 | 8664.81 | 10520.23 | 12772.51 | 20145.29 | 22452.25 | 16650.91 | 10317.69 | 12077.5 | 14563.56 | 17621.1 | 20977.66 | 25404.89 | 27993.19 | 29822.38 | 32238.1 | 35214.74 | 39625.41 | 39327.9 | 42193.47 | 42143.57 | 44491.8 | 43960.53 | 45754.73 | 40502.49
| NOx emissions volume | Tonnes |  | 3.96 | 4.57 | 5.55 | 6.74 | 8.21 | 12.59 | 9.34 | 5.79 | 6.77 | 8.17 | 9.88 | 11.77 | 14.3 | 15.89 | 17.02 | 18.5 | 20.34 | 23.15 | 22.95 | 24.8 | 24.77 | 26.28 | 25.94 | 27.1 | 23.71
| CO2 emissions cost | £m |  | 2.67 | 3.14 | 3.87 | 4.77 | 7.63 | 8.63 | 6.51 | 4.09 | 4.86 | 5.95 | 7.3 | 8.84 | 10.88 | 12.14 | 13.13 | 14.42 | 15.99 | 18.27 | 18.4 | 20.03 | 20.3 | 21.73 | 21.83 | 23.04 | 20.73
| NOx emissions cost | £m |  | 0.04 | 0.04 | 0.05 | 0.06 | 0.07 | 0.11 | 0.08 | 0.05 | 0.06 | 0.07 | 0.09 | 0.1 | 0.13 | 0.14 | 0.15 | 0.16 | 0.18 | 0.21 | 0.2 | 0.22 | 0.22 | 0.23 | 0.23 | 0.24 | 0.21
| Compressor fuel volume | KWh |  | 75.21 | 86.95 | 105.56 | 128.17 | 158.86 | 177.05 | 131.3 | 81.36 | 95.24 | 114.84 | 138.95 | 165.42 | 200.98 | 223.39 | 239.22 | 260.13 | 285.89 | 325.38 | 322.68 | 348.66 | 348.21 | 369.5 | 364.68 | 380.95 | 333.33
| Compressor fuel cost | £m |  | 4.08 | 4.17 | 5.71 | 6.93 | 7.46 | 8.29 | 6.94 | 4.3 | 5.02 | 6.76 | 8.15 | 9.71 | 13.01 | 14.43 | 15.45 | 16.8 | 18.47 | 21.02 | 20.85 | 22.52 | 22.49 | 23.87 | 23.56 | 24.61 | 21.53
| Emissions cost | £m |  | 4.0918 | 4.4901 | 5.8807 | 7.212 | 9.5402 | 10.8036 | 8.4173 | 8.4461 | 9.9387 | 12.7825 | 15.542 | 18.6464 | 24.0165 | 26.7093 | 28.7397 | 31.3887 | 34.6423 | 39.4932 | 39.4499 | 42.7749 | 43.0108 | 45.8358 | 45.624 | 47.8902 | 42.4725
Total | Total PV of constraints and Emissions after discounting | £m |  | 13.9331 | 16.4383 | 20.9784 | 26.4426 | 34.3948 | 39.0756 | 26.0822 | 6.7573 | 7.7152 | 9.665 | 11.42 | 13.3846 | 16.8943 | 18.6052 | 19.8856 | 21.7194 | 24.3254 | 27.152 | 26.344 | 27.3466 | 26.7915 | 27.8641 | 27.2952 | 28.2756 | 24.2251
Sensitivities : Locational Actions 90% & Buybacks 10%
Benefit Cost Inputs
FES Pathway - Holistic Transition (HT) |  |  |  | 2026 | 2027 | 2028 | 2029 | 2030 | 2031 | 2032 | 2033 | 2034 | 2035 | 2036 | 2037 | 2038 | 2039 | 2040 | 2041 | 2042 | 2043 | 2044 | 2045 | 2046 | 2047 | 2048 | 2049 | 2050
Constraints | Constraint days volume | KWh |  | 561.63 | 709.36 | 869.58 | 1130.36 | 1402.14 | 1457.59 | 1413.48 | 26.61 | 38.46 | 59.05 | 78.28 | 96.71 | 129.04 | 138.73 | 143.12 | 160.64 | 152.7 | 154.03 | 131.76 | 128.84 | 117.94 | 111.1 | 100.76 | 91.82 | 57.06
| Constraint cost (LA 90% BB 10%) | £m |  | 10.4715 | 13.226 | 15.9849 | 20.7787 | 25.7746 | 26.4112 | 25.6119 | 0.48221 | 0.68684 | 1.0545 | 1.3773 | 1.7016 | 2.2703 | 2.4045 | 2.4805 | 2.7842 | 2.6466 | 2.6696 | 2.2836 | 2.233 | 2.0441 | 1.9256 | 1.7464 | 1.5913 | 0.98894
Emissions | CO2 emissions volume | Tonnes |  | 8988.33 | 9919 | 11088.35 | 12735.42 | 17955.49 | 17112.17 | 15855.37 | 12017.51 | 13262.56 | 15179.69 | 16337.61 | 17691.54 | 19415.46 | 19747.28 | 19897.77 | 20820.05 | 20492.36 | 20956.87 | 20891.83 | 21106.89 | 20207.56 | 20704.93 | 20811.78 | 20953.64 | 19893.26
| NOx emissions volume | Tonnes |  | 4.75 | 5.24 | 5.85 | 6.72 | 7.32 | 9.6 | 8.89 | 6.74 | 7.44 | 8.51 | 9.16 | 9.92 | 10.89 | 11.08 | 11.16 | 11.68 | 11.49 | 11.76 | 11.72 | 11.84 | 11.33 | 11.61 | 11.67 | 11.75 | 11.16
| CO2 emissions cost | £m |  | 3.21 | 3.59 | 4.08 | 4.75 | 6.8 | 6.57 | 6.2 | 4.77 | 5.33 | 6.21 | 6.77 | 7.45 | 8.31 | 8.56 | 8.76 | 9.31 | 9.31 | 9.66 | 9.77 | 10.02 | 9.73 | 10.11 | 10.34 | 10.55 | 10.18
| NOx emissions cost | £m |  | 0.04 | 0.05 | 0.05 | 0.06 | 0.07 | 0.09 | 0.08 | 0.06 | 0.07 | 0.08 | 0.08 | 0.09 | 0.1 | 0.1 | 0.1 | 0.1 | 0.1 | 0.1 | 0.1 | 0.11 | 0.1 | 0.1 | 0.1 | 0.1 | 0.1
| Compressor fuel volume | KWh |  | 90.19 | 99.53 | 111.26 | 127.79 | 141.59 | 134.94 | 125.03 | 94.76 | 104.58 | 119.7 | 128.83 | 139.51 | 153.1 | 155.72 | 156.9 | 164.18 | 161.59 | 165.25 | 164.74 | 166.44 | 159.35 | 163.27 | 164.11 | 165.23 | 156.87
| Compressor fuel cost | £m |  | 4.89 | 4.77 | 6.02 | 6.91 | 6.65 | 6.32 | 6.61 | 5.01 | 5.52 | 7.04 | 7.56 | 8.18 | 9.91 | 10.06 | 10.14 | 10.61 | 10.44 | 10.68 | 10.64 | 10.75 | 10.29 | 10.55 | 10.6 | 10.67 | 10.13
| Emissions cost | £m |  | 5.1308 | 5.3866 | 6.5485 | 7.6546 | 9.0424 | 8.8883 | 9.0801 | 9.8376 | 10.914 | 13.3234 | 14.4098 | 15.7253 | 18.3215 | 18.7197 | 18.9989 | 20.0223 | 19.8478 | 20.4414 | 20.5213 | 20.8773 | 20.1264 | 20.7638 | 21.0426 | 21.3298 | 20.4141
Total | Total PV of constraints and Emissions after discounting | £m |  | 18.6104 | 20.9031 | 24.3936 | 29.3148 | 34.2379 | 33.1634 | 31.3231 | 8.1113 | 8.8098 | 10.5495 | 11.1917 | 11.9365 | 13.6273 | 13.5069 | 13.2696 | 13.613 | 12.9726 | 12.8776 | 12.2773 | 12.021 | 11.1422 | 11.0173 | 10.6915 | 10.3898 | 9.3736
FES Pathway - Electric Engagement (EE) |  |  |  | 2026 | 2027 | 2028 | 2029 | 2030 | 2031 | 2032 | 2033 | 2034 | 2035 | 2036 | 2037 | 2038 | 2039 | 2040 | 2041 | 2042 | 2043 | 2044 | 2045 | 2046 | 2047 | 2048 | 2049 | 2050
Constraints | Constraint days volume | KWh |  | 567.12 | 729.08 | 907.52 | 1208.83 | 1606.69 | 1642.4 | 1564.1 | 32.85 | 52.31 | 90.79 | 122.85 | 159.87 | 205.7 | 237.13 | 252.45 | 255.31 | 251.58 | 269.69 | 260.74 | 259.47 | 242.63 | 250.38 | 217.08 | 203.03 | 160.26
| Constraint cost (LA 90% BB 10%) | £m |  | 10.5739 | 13.5937 | 16.6824 | 22.2211 | 29.5347 | 29.7598 | 28.341 | 0.59525 | 0.93412 | 1.6212 | 2.1615 | 2.8129 | 3.6192 | 4.1099 | 4.3754 | 4.4251 | 4.3603 | 4.6742 | 4.5192 | 4.4972 | 4.2053 | 4.3395 | 3.7624 | 3.519 | 2.7776
Emissions | CO2 emissions volume | Tonnes |  | 9169.17 | 10265.59 | 11674.61 | 13628.34 | 19846.5 | 18961.85 | 17928.62 | 14161.64 | 16260.32 | 19635.83 | 21247.85 | 22819.19 | 25002.01 | 26214.49 | 25971.87 | 25537.52 | 25470.3 | 26508.73 | 26658.34 | 26767.7 | 26386.55 | 27049.22 | 26780.02 | 26620.96 | 25743.21
| NOx emissions volume | Tonnes |  | 4.84 | 5.42 | 6.16 | 7.19 | 8.09 | 10.64 | 10.06 | 7.94 | 9.12 | 11.01 | 11.92 | 12.8 | 14.05 | 14.8 | 14.65 | 14.38 | 14.34 | 14.98 | 15.07 | 15.14 | 14.9 | 15.31 | 15.14 | 15.05 | 14.5
| CO2 emissions cost | £m |  | 3.27 | 3.72 | 4.29 | 5.09 | 7.52 | 7.28 | 7.01 | 5.62 | 6.54 | 8.03 | 8.8 | 9.61 | 10.7 | 11.37 | 11.44 | 11.42 | 11.57 | 12.22 | 12.47 | 12.71 | 12.71 | 13.21 | 13.3 | 13.4 | 13.17
| NOx emissions cost | £m |  | 0.04 | 0.05 | 0.05 | 0.06 | 0.07 | 0.09 | 0.09 | 0.07 | 0.08 | 0.1 | 0.11 | 0.11 | 0.13 | 0.13 | 0.13 | 0.13 | 0.13 | 0.13 | 0.13 | 0.13 | 0.13 | 0.14 | 0.13 | 0.13 | 0.13
| Compressor fuel volume | KWh |  | 92.01 | 103.01 | 117.15 | 136.75 | 156.5 | 149.52 | 141.38 | 111.67 | 128.22 | 154.84 | 167.55 | 179.94 | 197.5 | 207.99 | 205.89 | 202.13 | 201.55 | 210.54 | 211.83 | 212.78 | 209.48 | 215.22 | 212.89 | 211.51 | 203.91
| Compressor fuel cost | £m |  | 4.99 | 4.94 | 6.33 | 7.4 | 7.35 | 7 | 7.48 | 5.91 | 6.76 | 9.11 | 9.83 | 10.56 | 12.79 | 13.44 | 13.3 | 13.06 | 13.02 | 13.6 | 13.68 | 13.75 | 13.53 | 13.9 | 13.75 | 13.66 | 13.17
| Emissions cost | £m |  | 5.2286 | 5.5477 | 6.874 | 8.1761 | 10.0596 | 9.8057 | 10.08 | 11.5927 | 13.3807 | 17.2344 | 18.7408 | 20.2833 | 23.616 | 24.9339 | 24.8699 | 24.6085 | 24.7152 | 25.955 | 26.2913 | 26.5879 | 26.3727 | 27.2516 | 27.1885 | 27.2024 | 26.4767
Total | Total PV of constraints and Emissions after discounting | £m |  | 18.8765 | 21.5422 | 25.5456 | 31.3572 | 38.7549 | 37.1638 | 34.9146 | 9.5797 | 10.8709 | 13.835 | 14.818 | 15.8196 | 18.0238 | 18.5707 | 18.0672 | 17.3299 | 16.768 | 17.0667 | 16.5872 | 16.169 | 15.3675 | 15.3397 | 14.5207 | 13.9255 | 12.8121
FES Pathway - Hydrogen Evolution (HE) |  |  |  | 2026 | 2027 | 2028 | 2029 | 2030 | 2031 | 2032 | 2033 | 2034 | 2035 | 2036 | 2037 | 2038 | 2039 | 2040 | 2041 | 2042 | 2043 | 2044 | 2045 | 2046 | 2047 | 2048 | 2049 | 2050
Constraints | Constraint days volume | KWh |  | 495.18 | 630.17 | 725.53 | 884.38 | 1155.45 | 1142.14 | 906.68 | 14 | 21.87 | 41.75 | 62.27 | 92.32 | 157.97 | 219.21 | 285.99 | 333.48 | 374.71 | 694.35 | 540.27 | 529.08 | 476.77 | 454.56 | 512.34 | 914.81 | 375.55
| Constraint cost (LA 90% BB 10%) | £m |  | 9.2325 | 11.7495 | 13.337 | 16.2569 | 21.2399 | 20.6953 | 16.4288 | 0.25359 | 0.39053 | 0.74553 | 1.0956 | 1.6243 | 2.7795 | 3.7993 | 4.9568 | 5.7799 | 6.4944 | 12.0344 | 9.364 | 9.1699 | 8.2634 | 7.8785 | 8.8799 | 15.8554 | 6.509
Emissions | CO2 emissions volume | Tonnes |  | 8272.18 | 9149.99 | 9769.32 | 10881.31 | 16164.27 | 15105.22 | 12843.24 | 10396.35 | 11548.88 | 14211.57 | 16486 | 20549.88 | 25103.94 | 27657.58 | 29701.79 | 30841.03 | 31979.57 | 34476.85 | 34246.39 | 34518.3 | 33776.37 | 33122.08 | 34336.92 | 35147.87 | 30338.03
| NOx emissions volume | Tonnes |  | 4.37 | 4.83 | 5.16 | 5.74 | 6.59 | 8.47 | 7.2 | 5.83 | 6.48 | 7.97 | 9.25 | 11.53 | 14.11 | 15.68 | 16.94 | 17.64 | 18.34 | 19.88 | 19.74 | 19.91 | 19.45 | 19.05 | 19.8 | 20.29 | 17.33
| CO2 emissions cost | £m |  | 3 | 3.3 | 3.6 | 4.1 | 6.1 | 5.8 | 5 | 4.1 | 4.6 | 5.8 | 6.8 | 8.7 | 10.7 | 12 | 13.1 | 13.8 | 14.5 | 15.9 | 16 | 16.4 | 16.3 | 16.2 | 17.1 | 17.7 | 15.5
| NOx emissions cost | £m |  | 0 | 0 | 0 | 0.1 | 0.1 | 0.1 | 0.1 | 0.1 | 0.1 | 0.1 | 0.1 | 0.1 | 0.1 | 0.1 | 0.2 | 0.2 | 0.2 | 0.2 | 0.2 | 0.2 | 0.2 | 0.2 | 0.2 | 0.2 | 0.2
| Compressor fuel volume | KWh |  | 83 | 91.8 | 98 | 109.2 | 127.5 | 119.1 | 101.3 | 82 | 91.1 | 112.1 | 130 | 162 | 198.4 | 220.5 | 238.2 | 248 | 257.9 | 279.5 | 277.5 | 279.9 | 273.4 | 267.8 | 278.3 | 285.3 | 243.7
| Compressor fuel cost | £m |  | 4.5 | 4.4 | 5.3 | 5.9 | 6 | 5.6 | 5.4 | 4.3 | 4.8 | 6.6 | 7.6 | 9.5 | 12.8 | 14.2 | 15.4 | 16 | 16.7 | 18.1 | 17.9 | 18.1 | 17.7 | 17.3 | 18 | 18.4 | 15.7
| Emissions cost | £m |  | 4.7546 | 4.9884 | 5.7738 | 6.4993 | 7.9907 | 7.7175 | 7.1215 | 8.5105 | 9.5037 | 12.4735 | 14.5408 | 18.2661 | 23.7173 | 26.3743 | 28.6185 | 29.9751 | 31.3465 | 34.1271 | 34.1257 | 34.6432 | 34.1039 | 33.6466 | 35.2085 | 36.3103 | 31.4225
Total | Total PV of constraints and Emissions after discounting | £m |  | 16.7229 | 18.8466 | 20.7952 | 23.6971 | 29.1113 | 27.0693 | 21.8602 | 6.8885 | 7.5138 | 9.6992 | 11.0849 | 13.6239 | 17.5351 | 19.2932 | 20.7422 | 21.3418 | 21.8231 | 25.7214 | 23.4131 | 22.7896 | 21.2923 | 20.1633 | 20.6841 | 23.646 | 16.6124
FES Pathway - Falling Behind (FB) |  |  |  | 2026 | 2027 | 2028 | 2029 | 2030 | 2031 | 2032 | 2033 | 2034 | 2035 | 2036 | 2037 | 2038 | 2039 | 2040 | 2041 | 2042 | 2043 | 2044 | 2045 | 2046 | 2047 | 2048 | 2049 | 2050
Constraints | Constraint days volume | KWh |  | 326.63 | 441.89 | 595.53 | 814.05 | 1126.81 | 1381.91 | 871.12 | 7.1 | 10.54 | 18.61 | 27.47 | 43.34 | 73.23 | 117.44 | 169.58 | 245.78 | 370.61 | 454.1 | 466.3 | 481.79 | 506.36 | 567.81 | 617.36 | 712.39 | 631.38
| Constraint cost (LA 90% BB 10%) | £m |  | 6.0899 | 8.239 | 10.9472 | 14.9642 | 20.7134 | 25.0399 | 15.7845 | 0.12871 | 0.18814 | 0.33232 | 0.48326 | 0.76251 | 1.2885 | 2.0354 | 2.9391 | 4.2599 | 6.4233 | 7.8705 | 8.0819 | 8.3504 | 8.7761 | 9.8412 | 10.7 | 12.3471 | 10.943
Emissions | CO2 emissions volume | Tonnes |  | 7495.17 | 8664.81 | 10520.23 | 12772.51 | 20145.29 | 22452.25 | 16650.91 | 10317.69 | 12077.5 | 14563.56 | 17621.1 | 20977.66 | 25404.89 | 27993.19 | 29822.38 | 32238.1 | 35214.74 | 39625.41 | 39327.9 | 42193.47 | 42143.57 | 44491.8 | 43960.53 | 45754.73 | 40502.49
| NOx emissions volume | Tonnes |  | 3.96 | 4.57 | 5.55 | 6.74 | 8.21 | 12.59 | 9.34 | 5.79 | 6.77 | 8.17 | 9.88 | 11.77 | 14.3 | 15.89 | 17.02 | 18.5 | 20.34 | 23.15 | 22.95 | 24.8 | 24.77 | 26.28 | 25.94 | 27.1 | 23.71
| CO2 emissions cost | £m |  | 2.67 | 3.14 | 3.87 | 4.77 | 7.63 | 8.63 | 6.51 | 4.09 | 4.86 | 5.95 | 7.3 | 8.84 | 10.88 | 12.14 | 13.13 | 14.42 | 15.99 | 18.27 | 18.4 | 20.03 | 20.3 | 21.73 | 21.83 | 23.04 | 20.73
| NOx emissions cost | £m |  | 0.04 | 0.04 | 0.05 | 0.06 | 0.07 | 0.11 | 0.08 | 0.05 | 0.06 | 0.07 | 0.09 | 0.1 | 0.13 | 0.14 | 0.15 | 0.16 | 0.18 | 0.21 | 0.2 | 0.22 | 0.22 | 0.23 | 0.23 | 0.24 | 0.21
| Compressor fuel volume | KWh |  | 75.21 | 86.95 | 105.56 | 128.17 | 158.86 | 177.05 | 131.3 | 81.36 | 95.24 | 114.84 | 138.95 | 165.42 | 200.98 | 223.39 | 239.22 | 260.13 | 285.89 | 325.38 | 322.68 | 348.66 | 348.21 | 369.5 | 364.68 | 380.95 | 333.33
| Compressor fuel cost | £m |  | 4.08 | 4.17 | 5.71 | 6.93 | 7.46 | 8.29 | 6.94 | 4.3 | 5.02 | 6.76 | 8.15 | 9.71 | 13.01 | 14.43 | 15.45 | 16.8 | 18.47 | 21.02 | 20.85 | 22.52 | 22.49 | 23.87 | 23.56 | 24.61 | 21.53
| Emissions cost | £m |  | 4.0918 | 4.4901 | 5.8807 | 7.212 | 9.5402 | 10.8036 | 8.4173 | 8.4461 | 9.9387 | 12.7825 | 15.542 | 18.6464 | 24.0165 | 26.7093 | 28.7397 | 31.3887 | 34.6423 | 39.4932 | 39.4499 | 42.7749 | 43.0108 | 45.8358 | 45.624 | 47.8902 | 42.4725
Total | Total PV of constraints and Emissions after discounting | £m |  | 12.8767 | 15.0574 | 19.2057 | 24.1013 | 31.2636 | 35.4183 | 23.8547 | 6.7397 | 7.6904 | 9.6227 | 11.3606 | 13.294 | 16.7464 | 18.3795 | 19.5706 | 21.2783 | 23.6828 | 26.3912 | 25.5893 | 26.5932 | 26.0264 | 27.0352 | 26.4244 | 27.3047 | 23.3937
Sensitivities : Locational Actions 100 % & Buybacks 0%
Benefit Cost Inputs
FES Pathway - Holistic Transition (HT) |  |  |  | 2026 | 2027 | 2028 | 2029 | 2030 | 2031 | 2032 | 2033 | 2034 | 2035 | 2036 | 2037 | 2038 | 2039 | 2040 | 2041 | 2042 | 2043 | 2044 | 2045 | 2046 | 2047 | 2048 | 2049 | 2050
Constraints | Constraint days volume | KWh |  | 561.63 | 709.36 | 869.58 | 1130.36 | 1402.14 | 1457.59 | 1413.48 | 26.61 | 38.46 | 59.05 | 78.28 | 96.71 | 129.04 | 138.73 | 143.12 | 160.64 | 152.7 | 154.03 | 131.76 | 128.84 | 117.94 | 111.1 | 100.76 | 91.82 | 57.06
| Constraint cost (LA100%) | £m |  | 9.2605 | 11.6964 | 14.1363 | 18.3757 | 22.7939 | 23.3569 | 22.65 | 0.42644 | 0.60741 | 0.93254 | 1.218 | 1.5048 | 2.0078 | 2.1264 | 2.1936 | 2.4622 | 2.3405 | 2.3609 | 2.0195 | 1.9748 | 1.8077 | 1.7029 | 1.5444 | 1.4073 | 0.87457
Emissions | CO2 emissions volume | Tonnes |  | 8988.33 | 9919 | 11088.35 | 12735.42 | 17955.49 | 17112.17 | 15855.37 | 12017.51 | 13262.56 | 15179.69 | 16337.61 | 17691.54 | 19415.46 | 19747.28 | 19897.77 | 20820.05 | 20492.36 | 20956.87 | 20891.83 | 21106.89 | 20207.56 | 20704.93 | 20811.78 | 20953.64 | 19893.26
| NOx emissions volume | Tonnes |  | 4.75 | 5.24 | 5.85 | 6.72 | 7.32 | 9.6 | 8.89 | 6.74 | 7.44 | 8.51 | 9.16 | 9.92 | 10.89 | 11.08 | 11.16 | 11.68 | 11.49 | 11.76 | 11.72 | 11.84 | 11.33 | 11.61 | 11.67 | 11.75 | 11.16
| CO2 emissions cost | £m |  | 3.21 | 3.59 | 4.08 | 4.75 | 6.8 | 6.57 | 6.2 | 4.77 | 5.33 | 6.21 | 6.77 | 7.45 | 8.31 | 8.56 | 8.76 | 9.31 | 9.31 | 9.66 | 9.77 | 10.02 | 9.73 | 10.11 | 10.34 | 10.55 | 10.18
| NOx emissions cost | £m |  | 0.04 | 0.05 | 0.05 | 0.06 | 0.07 | 0.09 | 0.08 | 0.06 | 0.07 | 0.08 | 0.08 | 0.09 | 0.1 | 0.1 | 0.1 | 0.1 | 0.1 | 0.1 | 0.1 | 0.11 | 0.1 | 0.1 | 0.1 | 0.1 | 0.1
| Compressor fuel volume | KWh |  | 90.19 | 99.53 | 111.26 | 127.79 | 141.59 | 134.94 | 125.03 | 94.76 | 104.58 | 119.7 | 128.83 | 139.51 | 153.1 | 155.72 | 156.9 | 164.18 | 161.59 | 165.25 | 164.74 | 166.44 | 159.35 | 163.27 | 164.11 | 165.23 | 156.87
| Compressor fuel cost | £m |  | 4.89 | 4.77 | 6.02 | 6.91 | 6.65 | 6.32 | 6.61 | 5.01 | 5.52 | 7.04 | 7.56 | 8.18 | 9.91 | 10.06 | 10.14 | 10.61 | 10.44 | 10.68 | 10.64 | 10.75 | 10.29 | 10.55 | 10.6 | 10.67 | 10.13
| Emissions cost | £m |  | 5.1308 | 5.3866 | 6.5485 | 7.6546 | 9.0424 | 8.8883 | 9.0801 | 9.8376 | 10.914 | 13.3234 | 14.4098 | 15.7253 | 18.3215 | 18.7197 | 18.9989 | 20.0223 | 19.8478 | 20.4414 | 20.5213 | 20.8773 | 20.1264 | 20.7638 | 21.0426 | 21.3298 | 20.4141
Total | Total PV of constraints and Emissions after discounting | £m |  | 17.3994 | 19.4253 | 22.6679 | 27.1475 | 31.6403 | 30.5917 | 28.9136 | 8.0675 | 8.7495 | 10.46 | 11.0788 | 11.8017 | 13.4536 | 13.3291 | 13.0923 | 13.4208 | 12.7961 | 12.7055 | 12.1351 | 11.8867 | 11.0234 | 10.9092 | 10.5967 | 10.3064 | 9.3235
FES Pathway - Electric Engagement (EE) |  |  |  | 2026 | 2027 | 2028 | 2029 | 2030 | 2031 | 2032 | 2033 | 2034 | 2035 | 2036 | 2037 | 2038 | 2039 | 2040 | 2041 | 2042 | 2043 | 2044 | 2045 | 2046 | 2047 | 2048 | 2049 | 2050
Constraints | Constraint days volume | KWh |  | 567.12 | 729.08 | 907.52 | 1208.83 | 1606.69 | 1642.4 | 1564.1 | 32.85 | 52.31 | 90.79 | 122.85 | 159.87 | 205.7 | 237.13 | 252.45 | 255.31 | 251.58 | 269.69 | 260.74 | 259.47 | 242.63 | 250.38 | 217.08 | 203.03 | 160.26
| Constraint cost (LA100%) | £m |  | 9.3511 | 12.0216 | 14.7531 | 19.6513 | 26.1191 | 26.3182 | 25.0635 | 0.52642 | 0.82609 | 1.4338 | 1.9115 | 2.4876 | 3.2006 | 3.6346 | 3.8694 | 3.9133 | 3.856 | 4.1337 | 3.9965 | 3.9771 | 3.719 | 3.8377 | 3.3273 | 3.112 | 2.4564
Emissions | CO2 emissions volume | Tonnes |  | 9169.17 | 10265.59 | 11674.61 | 13628.34 | 19846.5 | 18961.85 | 17928.62 | 14161.64 | 16260.32 | 19635.83 | 21247.85 | 22819.19 | 25002.01 | 26214.49 | 25971.87 | 25537.52 | 25470.3 | 26508.73 | 26658.34 | 26767.7 | 26386.55 | 27049.22 | 26780.02 | 26620.96 | 25743.21
| NOx emissions volume | Tonnes |  | 4.84 | 5.42 | 6.16 | 7.19 | 8.09 | 10.64 | 10.06 | 7.94 | 9.12 | 11.01 | 11.92 | 12.8 | 14.05 | 14.8 | 14.65 | 14.38 | 14.34 | 14.98 | 15.07 | 15.14 | 14.9 | 15.31 | 15.14 | 15.05 | 14.5
| CO2 emissions cost | £m |  | 3.27 | 3.72 | 4.29 | 5.09 | 7.52 | 7.28 | 7.01 | 5.62 | 6.54 | 8.03 | 8.8 | 9.61 | 10.7 | 11.37 | 11.44 | 11.42 | 11.57 | 12.22 | 12.47 | 12.71 | 12.71 | 13.21 | 13.3 | 13.4 | 13.17
| NOx emissions cost | £m |  | 0.04 | 0.05 | 0.05 | 0.06 | 0.07 | 0.09 | 0.09 | 0.07 | 0.08 | 0.1 | 0.11 | 0.11 | 0.13 | 0.13 | 0.13 | 0.13 | 0.13 | 0.13 | 0.13 | 0.13 | 0.13 | 0.14 | 0.13 | 0.13 | 0.13
| Compressor fuel volume | KWh |  | 92.01 | 103.01 | 117.15 | 136.75 | 156.5 | 149.52 | 141.38 | 111.67 | 128.22 | 154.84 | 167.55 | 179.94 | 197.5 | 207.99 | 205.89 | 202.13 | 201.55 | 210.54 | 211.83 | 212.78 | 209.48 | 215.22 | 212.89 | 211.51 | 203.91
| Compressor fuel cost | £m |  | 4.99 | 4.94 | 6.33 | 7.4 | 7.35 | 7 | 7.48 | 5.91 | 6.76 | 9.11 | 9.83 | 10.56 | 12.79 | 13.44 | 13.3 | 13.06 | 13.02 | 13.6 | 13.68 | 13.75 | 13.53 | 13.9 | 13.75 | 13.66 | 13.17
| Emissions cost | £m |  | 5.2286 | 5.5477 | 6.874 | 8.1761 | 10.0596 | 9.8057 | 10.08 | 11.5927 | 13.3807 | 17.2344 | 18.7408 | 20.2833 | 23.616 | 24.9339 | 24.8699 | 24.6085 | 24.7152 | 25.955 | 26.2913 | 26.5879 | 26.3727 | 27.2516 | 27.1885 | 27.2024 | 26.4767
Total | Total PV of constraints and Emissions after discounting | £m |  | 17.6537 | 20.0233 | 23.7446 | 29.0394 | 35.7784 | 34.266 | 32.2484 | 9.5255 | 10.7888 | 13.6974 | 14.6408 | 15.5968 | 17.7468 | 18.2668 | 17.7546 | 17.0244 | 16.4772 | 16.7655 | 16.3058 | 15.8985 | 15.1231 | 15.096 | 14.3165 | 13.7411 | 12.6714
FES Pathway - Hydrogen Evolution (HE) |  |  |  | 2026 | 2027 | 2028 | 2029 | 2030 | 2031 | 2032 | 2033 | 2034 | 2035 | 2036 | 2037 | 2038 | 2039 | 2040 | 2041 | 2042 | 2043 | 2044 | 2045 | 2046 | 2047 | 2048 | 2049 | 2050
Constraints | Constraint days volume | KWh |  | 495.18 | 630.17 | 725.53 | 884.38 | 1155.45 | 1142.14 | 906.68 | 14 | 21.87 | 41.75 | 62.27 | 92.32 | 157.97 | 219.21 | 285.99 | 333.48 | 374.71 | 694.35 | 540.27 | 529.08 | 476.77 | 454.56 | 512.34 | 914.81 | 375.55
| Constraint cost (LA100%) | £m |  | 8.1648 | 10.3907 | 11.7946 | 14.3768 | 18.7835 | 18.302 | 14.5289 | 0.22426 | 0.34537 | 0.65931 | 0.96886 | 1.4364 | 2.458 | 3.36 | 4.3836 | 5.1115 | 5.7434 | 10.6427 | 8.281 | 8.1094 | 7.3078 | 6.9673 | 7.8529 | 14.0218 | 5.7563
Emissions | CO2 emissions volume | Tonnes |  | 8272.18 | 9149.99 | 9769.32 | 10881.31 | 16164.27 | 15105.22 | 12843.24 | 10396.35 | 11548.88 | 14211.57 | 16486 | 20549.88 | 25103.94 | 27657.58 | 29701.79 | 30841.03 | 31979.57 | 34476.85 | 34246.39 | 34518.3 | 33776.37 | 33122.08 | 34336.92 | 35147.87 | 30338.03
| NOx emissions volume | Tonnes |  | 4.37 | 4.83 | 5.16 | 5.74 | 6.59 | 8.47 | 7.2 | 5.83 | 6.48 | 7.97 | 9.25 | 11.53 | 14.11 | 15.68 | 16.94 | 17.64 | 18.34 | 19.88 | 19.74 | 19.91 | 19.45 | 19.05 | 19.8 | 20.29 | 17.33
| CO2 emissions cost | £m |  | 3 | 3.3 | 3.6 | 4.1 | 6.1 | 5.8 | 5 | 4.1 | 4.6 | 5.8 | 6.8 | 8.7 | 10.7 | 12 | 13.1 | 13.8 | 14.5 | 15.9 | 16 | 16.4 | 16.3 | 16.2 | 17.1 | 17.7 | 15.5
| NOx emissions cost | £m |  | 0 | 0 | 0 | 0.1 | 0.1 | 0.1 | 0.1 | 0.1 | 0.1 | 0.1 | 0.1 | 0.1 | 0.1 | 0.1 | 0.2 | 0.2 | 0.2 | 0.2 | 0.2 | 0.2 | 0.2 | 0.2 | 0.2 | 0.2 | 0.2
| Compressor fuel volume | KWh |  | 83 | 91.8 | 98 | 109.2 | 127.5 | 119.1 | 101.3 | 82 | 91.1 | 112.1 | 130 | 162 | 198.4 | 220.5 | 238.2 | 248 | 257.9 | 279.5 | 277.5 | 279.9 | 273.4 | 267.8 | 278.3 | 285.3 | 243.7
| Compressor fuel cost | £m |  | 4.5 | 4.4 | 5.3 | 5.9 | 6 | 5.6 | 5.4 | 4.3 | 4.8 | 6.6 | 7.6 | 9.5 | 12.8 | 14.2 | 15.4 | 16 | 16.7 | 18.1 | 17.9 | 18.1 | 17.7 | 17.3 | 18 | 18.4 | 15.7
| Emissions cost | £m |  | 4.7546 | 4.9884 | 5.7738 | 6.4993 | 7.9907 | 7.7175 | 7.1215 | 8.5105 | 9.5037 | 12.4735 | 14.5408 | 18.2661 | 23.7173 | 26.3743 | 28.6185 | 29.9751 | 31.3465 | 34.1271 | 34.1257 | 34.6432 | 34.1039 | 33.6466 | 35.2085 | 36.3103 | 31.4225
Total | Total PV of constraints and Emissions after discounting | £m |  | 15.6552 | 17.5338 | 19.3553 | 22.0014 | 26.9707 | 25.0542 | 20.3147 | 6.8654 | 7.4795 | 9.636 | 10.9951 | 13.4952 | 17.3224 | 19.0122 | 20.3881 | 20.9428 | 21.39 | 24.9459 | 22.8301 | 22.238 | 20.8121 | 19.7209 | 20.2023 | 22.8148 | 16.2827
FES Pathway - Falling Behind (FB) |  |  |  | 2026 | 2027 | 2028 | 2029 | 2030 | 2031 | 2032 | 2033 | 2034 | 2035 | 2036 | 2037 | 2038 | 2039 | 2040 | 2041 | 2042 | 2043 | 2044 | 2045 | 2046 | 2047 | 2048 | 2049 | 2050
Constraints | Constraint days volume | KWh |  | 326.63 | 441.89 | 595.53 | 814.05 | 1126.81 | 1381.91 | 871.12 | 7.1 | 10.54 | 18.61 | 27.47 | 43.34 | 73.23 | 117.44 | 169.58 | 245.78 | 370.61 | 454.1 | 466.3 | 481.79 | 506.36 | 567.81 | 617.36 | 712.39 | 631.38
| Constraint cost (LA100%) | £m |  | 5.3857 | 7.2862 | 9.6812 | 13.2336 | 18.318 | 22.1441 | 13.9591 | 0.11383 | 0.16639 | 0.29389 | 0.42738 | 0.67433 | 1.1395 | 1.8 | 2.5992 | 3.7672 | 5.6805 | 6.9603 | 7.1473 | 7.3847 | 7.7612 | 8.7031 | 9.4626 | 10.9192 | 9.6775
Emissions | CO2 emissions volume | Tonnes |  | 7495.17 | 8664.81 | 10520.23 | 12772.51 | 20145.29 | 22452.25 | 16650.91 | 10317.69 | 12077.5 | 14563.56 | 17621.1 | 20977.66 | 25404.89 | 27993.19 | 29822.38 | 32238.1 | 35214.74 | 39625.41 | 39327.9 | 42193.47 | 42143.57 | 44491.8 | 43960.53 | 45754.73 | 40502.49
| NOx emissions volume | Tonnes |  | 3.96 | 4.57 | 5.55 | 6.74 | 8.21 | 12.59 | 9.34 | 5.79 | 6.77 | 8.17 | 9.88 | 11.77 | 14.3 | 15.89 | 17.02 | 18.5 | 20.34 | 23.15 | 22.95 | 24.8 | 24.77 | 26.28 | 25.94 | 27.1 | 23.71
| CO2 emissions cost | £m |  | 2.67 | 3.14 | 3.87 | 4.77 | 7.63 | 8.63 | 6.51 | 4.09 | 4.86 | 5.95 | 7.3 | 8.84 | 10.88 | 12.14 | 13.13 | 14.42 | 15.99 | 18.27 | 18.4 | 20.03 | 20.3 | 21.73 | 21.83 | 23.04 | 20.73
| NOx emissions cost | £m |  | 0.04 | 0.04 | 0.05 | 0.06 | 0.07 | 0.11 | 0.08 | 0.05 | 0.06 | 0.07 | 0.09 | 0.1 | 0.13 | 0.14 | 0.15 | 0.16 | 0.18 | 0.21 | 0.2 | 0.22 | 0.22 | 0.23 | 0.23 | 0.24 | 0.21
| Compressor fuel volume | KWh |  | 75.21 | 86.95 | 105.56 | 128.17 | 158.86 | 177.05 | 131.3 | 81.36 | 95.24 | 114.84 | 138.95 | 165.42 | 200.98 | 223.39 | 239.22 | 260.13 | 285.89 | 325.38 | 322.68 | 348.66 | 348.21 | 369.5 | 364.68 | 380.95 | 333.33
| Compressor fuel cost | £m |  | 4.08 | 4.17 | 5.71 | 6.93 | 7.46 | 8.29 | 6.94 | 4.3 | 5.02 | 6.76 | 8.15 | 9.71 | 13.01 | 14.43 | 15.45 | 16.8 | 18.47 | 21.02 | 20.85 | 22.52 | 22.49 | 23.87 | 23.56 | 24.61 | 21.53
| Emissions cost | £m |  | 4.0918 | 4.4901 | 5.8807 | 7.212 | 9.5402 | 10.8036 | 8.4173 | 8.4461 | 9.9387 | 12.7825 | 15.542 | 18.6464 | 24.0165 | 26.7093 | 28.7397 | 31.3887 | 34.6423 | 39.4932 | 39.4499 | 42.7749 | 43.0108 | 45.8358 | 45.624 | 47.8902 | 42.4725
Total | Total PV of constraints and Emissions after discounting | £m |  | 12.1725 | 14.1368 | 18.0239 | 22.5405 | 29.1761 | 32.9802 | 22.3698 | 6.728 | 7.6739 | 9.5945 | 11.321 | 13.2336 | 16.6478 | 18.229 | 19.3606 | 20.9843 | 23.2544 | 25.8841 | 25.0861 | 26.0908 | 25.5163 | 26.4825 | 25.8439 | 26.6575 | 22.8395
Option Cost Inputs |  |  |  | 2026 | 2027 | 2028 | 2029 | 2030 | 2031 | 2032 | 2033 | 2034 | 2035 | 2036 | 2037 | 2038 | 2039 | 2040 | 2041 | 2042 | 2043 | 2044 | 2045 | 2046 | 2047 | 2048 | 2049 | 2050 | 2051 | 2052 | 2053 | 2054 | 2055 | 2056 | 2057 | 2058 | 2059 | 2060 | 2061 | 2062 | 2063 | 2064 | 2065 | 2066 | 2067 | 2068 | 2069 | 2070 | 2071 | 2072 | 2073 | 2074 | 2075 | 2076 | 2077 | 2078 | 2079 | 2080 | 2081 | 2082 | 2083 | 2084 | 2085 | 2086 | 2087 | 2088 | 2089 | 2090 | 2091 | 2092 | 2093 | 2094 | 2095 | 2096 | 2097 | 2098 | 2099
Capital | Capital build cost | X | £m | 4.211 | 8.0969 | 3.7748 | 5.4397 | 20.0431 | 11.9645 | 0.58725 | 0 | 0 | 0 | 0 | 0 | 0 | 0 | 0 | 0 | 0 | 0 | 0 | 0 | 0 | 0 | 0 | 0 | 0 | 0 | 0 | 0 | 0 | 0 | 0 | 0 | 0 | 0 | 0 | 0 | 0 | 0 | 0 | 0 | 0 | 0 | 0 | 0 | 0 | 0 | 0 | 0 | 0 | 0 | 0 | 0 | 0 | 0 | 0 | 0 | 0 | 0 | 0 | 0 | 0 | 0 | 0 | 0 | 0 | 0 | 0 | 0 | 0 | 0 | 0 | 0 | 0 | 0
| Decommisioning cost | Y | £m | 0 | 0 | 0 | 0 | 0 | 0 | 0 | 0 | 0 | 0 | 0 | 0 | 0 | 0 | 0 | 0 | 0 | 0 | 0 | 0 | 0 | 0 | 0 | 0 | 5.3771 | 0 | 0 | 0 | 0 | 0 | 0 | 0 | 0 | 0 | 0 | 0 | 0 | 0 | 0 | 0 | 0 | 0 | 0 | 0 | 0 | 0 | 0 | 0 | 0 | 0 | 0 | 0 | 0 | 0 | 0 | 0 | 0 | 0 | 0 | 0 | 0 | 0 | 0 | 0 | 0 | 0 | 0 | 0 | 0 | 0 | 0 | 0 | 0 | 0
| Annuity payments | =(X+Y)/(1-1/(1+WACC)^i)/WACC | £m | 0.28 | 0.53 | 0.25 | 0.36 | 1.51 | 0.79 | 0.04 | 0 | 0 | 0 | 0 | 0 | 0 | 0 | 0 | 0 | 0 | 0 | 0 | 0 | 0 | 0 | 0 | 0 | 0.38 | 0 | 0 | 0 | 0 | 0 | 0 | 0 | 0 | 0 | 0 | 0 | 0 | 0 | 0 | 0 | 0 | 0 | 0 | 0 | 0 | 0 | 0 | 0 | 0 | 0 | 0 | 0 | 0 | 0 | 0 | 0 | 0 | 0 | 0 | 0 | 0 | 0 | 0 | 0 | 0 | 0 | 0 | 0 | 0 | 0 | 0 | 0 | 0 | 0
| Total capital cost before discounting |  | £m | 0.28 | 0.81 | 1.05 | 1.41 | 2.92 | 3.71 | 3.75 | 3.75 | 3.75 | 3.75 | 3.75 | 3.75 | 3.75 | 3.75 | 3.75 | 3.75 | 3.75 | 3.75 | 3.75 | 3.75 | 3.75 | 3.75 | 3.75 | 3.75 | 4.13 | 3.86 | 3.33 | 3.08 | 2.72 | 1.22 | 0.42 | 0.38 | 0.38 | 0.38 | 0.38 | 0.38 | 0.38 | 0.38 | 0.38 | 0.38 | 0.38 | 0.38 | 0.38 | 0.38 | 0.38 | 0.38 | 0.38 | 0.38 | 0.38 | 0 | 0 | 0 | 0 | 0 | 0 | 0 | 0 | 0 | 0 | 0 | 0 | 0 | 0 | 0 | 0 | 0 | 0 | 0 | 0 | 0 | 0 | 0 | 0 | 0
| Total PV of capital cost after discounting |  | £m | 0.28 | 0.78 | 0.98 | 1.27 | 2.54 | 3.12 | 3.05 | 2.95 | 2.85 | 2.75 | 2.66 | 2.57 | 2.48 | 2.4 | 2.32 | 2.24 | 2.16 | 2.09 | 2.02 | 1.95 | 1.88 | 1.82 | 1.76 | 1.7 | 1.81 | 1.63 | 1.36 | 1.22 | 1.04 | 0.45 | 0.15 | 0.13 | 0.13 | 0.12 | 0.12 | 0.12 | 0.11 | 0.11 | 0.11 | 0.1 | 0.1 | 0.1 | 0.1 | 0.09 | 0.09 | 0.09 | 0.09 | 0.08 | 0.08 | 0 | 0 | 0 | 0 | 0 | 0 | 0 | 0 | 0 | 0 | 0 | 0 | 0 | 0 | 0 | 0 | 0 | 0 | 0 | 0 | 0 | 0 | 0 | 0 | 0
Non-Capital | Operational cost | £m |  | 0 | 0 | 0 | 0 | 0 | 0 | 0 | 0 | 0.69242 | 0.69242 | 0.69242 | 0.69242 | 0.69242 | 0.69242 | 0.69242 | 0.69242 | 0.69242 | 0.69242 | 0.69242 | 0.69242 | 0.69242 | 0.69242 | 0.69242 | 0.69242 | 0 | 0 | 0 | 0 | 0 | 0 | 0 | 0 | 0 | 0 | 0 | 0 | 0 | 0 | 0 | 0 | 0 | 0 | 0 | 0 | 0 | 0 | 0 | 0 | 0 | 0 | 0 | 0 | 0 | 0 | 0 | 0 | 0 | 0 | 0 | 0 | 0 | 0 | 0 | 0 | 0 | 0 | 0 | 0 | 0 | 0 | 0 | 0 | 0 | 0
| CO2 equivalent emissions (construction & decomissioning) | £m |  | 0 | 0 | 0 | 0 | 2.9328 | 0.16195 | 0.016376 | 0 | 0 | 0 | 0 | 0 | 0 | 0 | 0 | 0 | 0 | 0 | 0 | 0 | 0 | 0 | 0 | 0 | 0.47343 | 0 | 0 | 0 | 0 | 0 | 0 | 0 | 0 | 0 | 0 | 0 | 0 | 0 | 0 | 0 | 0 | 0 | 0 | 0 | 0 | 0 | 0 | 0 | 0 | 0 | 0 | 0 | 0 | 0 | 0 | 0 | 0 | 0 | 0 | 0 | 0 | 0 | 0 | 0 | 0 | 0 | 0 | 0 | 0 | 0 | 0 | 0 | 0 | 0
| Total non-capital cost before discounting | £m |  | 0 | 0 | 0 | 0 | 2.93 | 0.16 | 0.02 | 0 | 0.69 | 0.69 | 0.69 | 0.69 | 0.69 | 0.69 | 0.69 | 0.69 | 0.69 | 0.69 | 0.69 | 0.69 | 0.69 | 0.69 | 0.69 | 0.69 | 0.47 | 0 | 0 | 0 | 0 | 0 | 0 | 0 | 0 | 0 | 0 | 0 | 0 | 0 | 0 | 0 | 0 | 0 | 0 | 0 | 0 | 0 | 0 | 0 | 0 | 0 | 0 | 0 | 0 | 0 | 0 | 0 | 0 | 0 | 0 | 0 | 0 | 0 | 0 | 0 | 0 | 0 | 0 | 0 | 0 | 0 | 0 | 0 | 0 | 0
| Total PV of non-capital cost after discounting | £m |  | 0 | 0 | 0 | 0 | 2.56 | 0.14 | 0.01 | 0 | 0.53 | 0.51 | 0.49 | 0.47 | 0.46 | 0.44 | 0.43 | 0.41 | 0.4 | 0.39 | 0.37 | 0.36 | 0.35 | 0.34 | 0.32 | 0.31 | 0.21 | 0 | 0 | 0 | 0 | 0 | 0 | 0 | 0 | 0 | 0 | 0 | 0 | 0 | 0 | 0 | 0 | 0 | 0 | 0 | 0 | 0 | 0 | 0 | 0 | 0 | 0 | 0 | 0 | 0 | 0 | 0 | 0 | 0 | 0 | 0 | 0 | 0 | 0 | 0 | 0 | 0 | 0 | 0 | 0 | 0 | 0 | 0 | 0 | 0

## Option E
Summary of Option Investment and Benefits
Option E | Wormington to Honeybourne 900mm New; Churchover Tee to MJ 900mm New; Uprating Feeder 28 Felindre Three Cocks & Cilfrew; Newton Noyes to Felindre 1200mm New
Capability Equation
Sensitivities : Locational Actions 75% & Buybacks 25%
Discounting | Time | n |  | Year 0 | Year 1 | Year 2 | Year 3 | Year 4 | Year 5 | Year 6 | Year 7 | Year 8 | Year 9 | Year 10 | Year 11 | Year 12 | Year 13 | Year 14 | Year 15 | Year 16 | Year 17 | Year 18 | Year 19 | Year 20 | Year 21 | Year 22 | Year 23 | Year 24
| Fiscal Year |  |  | 2026 | 2027 | 2028 | 2029 | 2030 | 2031 | 2032 | 2033 | 2034 | 2035 | 2036 | 2037 | 2038 | 2039 | 2040 | 2041 | 2042 | 2043 | 2044 | 2045 | 2046 | 2047 | 2048 | 2049 | 2050
| Discounting % to convert the future cost into present | =1/[(1+STPR)^n] |  | 100% | 96.62% | 93.35% | 90.19% | 87.14% | 84.2% | 81.35% | 78.6% | 75.94% | 73.37% | 70.89% | 68.49% | 66.18% | 63.94% | 61.78% | 59.69% | 57.67% | 55.72% | 53.84% | 52.02% | 50.26% | 48.56% | 46.92% | 45.33% | 43.8%
Benefit Cost Inputs
FES Pathway - Holistic Transition (HT) |  |  |  | 2026 | 2027 | 2028 | 2029 | 2030 | 2031 | 2032 | 2033 | 2034 | 2035 | 2036 | 2037 | 2038 | 2039 | 2040 | 2041 | 2042 | 2043 | 2044 | 2045 | 2046 | 2047 | 2048 | 2049 | 2050
Constraints | Constraint days volume | KWh |  | 561.63 | 709.36 | 869.58 | 1130.36 | 1402.14 | 1457.59 | 1413.48 | 133.08 | 181.8 | 258.83 | 244.31 | 289.94 | 369.48 | 390.23 | 402.53 | 444.61 | 434.09 | 437.21 | 399.43 | 396.03 | 380.89 | 367.43 | 342.65 | 324.45 | 227.33
| Constraint cost (LA 75% BB 25%) | £m |  | 12.29 | 15.52 | 18.76 | 24.38 | 30.25 | 30.99 | 30.05 | 2.83 | 3.81 | 5.42 | 5.0442 | 5.9863 | 7.6286 | 7.9366 | 8.1868 | 9.0427 | 8.8287 | 8.8921 | 8.1239 | 8.0546 | 7.7467 | 7.473 | 6.9691 | 6.5989 | 4.6236
Emissions | CO2 emissions volume | Tonnes |  | 8988.33 | 9919 | 11088.35 | 12735.42 | 17955.49 | 17112.17 | 15855.37 | 12752.59 | 13842.97 | 15527.78 | 15116.45 | 16257.24 | 17631.46 | 17820.86 | 17911.17 | 18794.26 | 18841 | 19518.45 | 19760.57 | 20318.11 | 19766.43 | 20660.76 | 21182.1 | 21703.97 | 21861.3
| NOx emissions volume | Tonnes |  | 4.75 | 5.24 | 5.85 | 6.72 | 7.32 | 9.6 | 8.89 | 7.15 | 7.76 | 8.71 | 8.48 | 9.12 | 9.89 | 10 | 10.05 | 10.54 | 10.57 | 10.95 | 11.08 | 11.4 | 11.09 | 11.59 | 11.88 | 12.17 | 12.26
| CO2 emissions cost | £m |  | 3.21 | 3.59 | 4.08 | 4.75 | 6.8 | 6.57 | 6.2 | 5.06 | 5.57 | 6.35 | 6.26 | 6.85 | 7.55 | 7.73 | 7.89 | 8.41 | 8.56 | 9 | 9.25 | 9.65 | 9.52 | 10.09 | 10.52 | 10.93 | 11.19
| NOx emissions cost | £m |  | 0.04 | 0.05 | 0.05 | 0.06 | 0.07 | 0.09 | 0.08 | 0.06 | 0.07 | 0.08 | 0.08 | 0.08 | 0.09 | 0.09 | 0.09 | 0.09 | 0.09 | 0.1 | 0.1 | 0.1 | 0.1 | 0.1 | 0.11 | 0.11 | 0.11
| Compressor fuel volume | KWh |  | 90.19 | 99.53 | 111.26 | 127.79 | 141.59 | 134.94 | 125.03 | 100.56 | 109.16 | 122.45 | 119.2 | 128.2 | 139.03 | 140.53 | 141.24 | 148.2 | 148.57 | 153.91 | 155.82 | 160.22 | 155.87 | 162.92 | 167.03 | 171.15 | 172.39
| Compressor fuel cost | £m |  | 4.89 | 4.77 | 6.02 | 6.91 | 6.65 | 6.32 | 6.61 | 5.32 | 5.76 | 7.2 | 6.99 | 7.52 | 9 | 9.08 | 9.12 | 9.57 | 9.6 | 9.94 | 10.07 | 10.35 | 10.07 | 10.52 | 10.79 | 11.06 | 11.14
| Emissions cost | £m |  | 5.0256 | 5.2882 | 6.428 | 7.5398 | 8.8511 | 8.6537 | 8.7865 | 9.4511 | 10.3842 | 12.4277 | 13.3327 | 14.4504 | 16.638 | 16.8935 | 17.102 | 18.0741 | 18.2483 | 19.0384 | 19.4101 | 20.0971 | 19.687 | 20.7195 | 21.417 | 22.0936 | 22.4336
Total | Total PV of constraints and Emissions after discounting | £m |  | 20.4269 | 23.1198 | 26.9821 | 32.5659 | 38.1342 | 37.0209 | 34.9374 | 10.4293 | 11.5439 | 13.9796 | 13.0277 | 13.998 | 16.0592 | 15.8765 | 15.623 | 16.1858 | 15.6155 | 15.563 | 14.8232 | 14.6433 | 13.7873 | 13.6894 | 13.3174 | 13.0059 | 11.8499
FES Pathway - Electric Engagement (EE) |  |  |  | 2026 | 2027 | 2028 | 2029 | 2030 | 2031 | 2032 | 2033 | 2034 | 2035 | 2036 | 2037 | 2038 | 2039 | 2040 | 2041 | 2042 | 2043 | 2044 | 2045 | 2046 | 2047 | 2048 | 2049 | 2050
Constraints | Constraint days volume | KWh |  | 567.12 | 729.08 | 907.52 | 1208.83 | 1606.69 | 1642.4 | 1564.1 | 173.37 | 244.59 | 374.92 | 355.49 | 437.43 | 537.98 | 597.8 | 624.76 | 635.67 | 638.1 | 673.84 | 652.51 | 659.35 | 640.63 | 656.53 | 606.76 | 576.24 | 472.75
| Constraint cost (LA 75% BB 25%) | £m |  | 12.41 | 15.95 | 19.58 | 26.08 | 34.66 | 34.92 | 33.26 | 3.69 | 5.13 | 7.86 | 7.34 | 9.03 | 11.11 | 12.16 | 12.71 | 12.93 | 12.98 | 13.7 | 13.27 | 13.41 | 13.03 | 13.35 | 12.34 | 11.72 | 9.62
Emissions | CO2 emissions volume | Tonnes |  | 9169.17 | 10265.59 | 11674.61 | 13628.34 | 19846.5 | 18961.85 | 17928.62 | 15113.95 | 16931.68 | 19799.19 | 19320.12 | 20732.66 | 23123.88 | 24779.44 | 24823.78 | 24467.35 | 24644.38 | 26192.95 | 26581.35 | 27007.4 | 26530.38 | 27673.33 | 27696.68 | 27978.97 | 27560.77
| NOx emissions volume | Tonnes |  | 4.84 | 5.42 | 6.16 | 7.19 | 8.09 | 10.64 | 10.06 | 8.48 | 9.5 | 11.11 | 10.84 | 11.63 | 12.97 | 13.91 | 13.94 | 13.72 | 13.83 | 14.78 | 15.02 | 15.28 | 14.99 | 15.69 | 15.71 | 15.88 | 15.62
| CO2 emissions cost | £m |  | 3.27 | 3.72 | 4.29 | 5.09 | 7.52 | 7.28 | 7.01 | 5.99 | 6.81 | 8.1 | 8.01 | 8.73 | 9.9 | 10.74 | 10.93 | 10.94 | 11.19 | 12.08 | 12.44 | 12.82 | 12.78 | 13.52 | 13.76 | 14.09 | 14.1
| NOx emissions cost | £m |  | 0.04 | 0.05 | 0.05 | 0.06 | 0.07 | 0.09 | 0.09 | 0.08 | 0.08 | 0.1 | 0.1 | 0.1 | 0.12 | 0.12 | 0.12 | 0.12 | 0.12 | 0.13 | 0.13 | 0.14 | 0.13 | 0.14 | 0.14 | 0.14 | 0.14
| Compressor fuel volume | KWh |  | 92.01 | 103.01 | 117.15 | 136.75 | 156.5 | 149.52 | 141.38 | 119.18 | 133.51 | 156.13 | 152.35 | 163.49 | 182.34 | 195.57 | 195.96 | 192.94 | 194.4 | 207.81 | 211.17 | 214.85 | 210.73 | 220.62 | 220.82 | 223.26 | 219.64
| Compressor fuel cost | £m |  | 4.99 | 4.94 | 6.33 | 7.4 | 7.35 | 7 | 7.48 | 6.3 | 7.04 | 9.18 | 8.94 | 9.59 | 11.81 | 12.63 | 12.66 | 12.46 | 12.56 | 13.42 | 13.64 | 13.88 | 13.61 | 14.25 | 14.27 | 14.42 | 14.19
| Emissions cost | £m |  | 5.1219 | 5.4601 | 6.76 | 8.0469 | 9.8003 | 9.5179 | 9.759 | 11.0866 | 12.5694 | 15.7353 | 17.0405 | 18.4286 | 21.8212 | 23.5015 | 23.716 | 23.53 | 23.8738 | 25.6311 | 26.2118 | 26.837 | 26.5232 | 27.9088 | 28.1614 | 28.6529 | 28.4331
Total | Total PV of constraints and Emissions after discounting | £m |  | 20.7108 | 23.8205 | 28.2471 | 34.8339 | 43.2196 | 41.5104 | 38.914 | 12.622 | 14.4732 | 18.5151 | 17.2835 | 18.8087 | 21.7917 | 22.801 | 22.5012 | 21.7617 | 21.2526 | 21.9182 | 21.2561 | 20.9347 | 19.8778 | 20.0354 | 19.0015 | 18.3004 | 16.6634
FES Pathway - Hydrogen Evolution (HE) |  |  |  | 2026 | 2027 | 2028 | 2029 | 2030 | 2031 | 2032 | 2033 | 2034 | 2035 | 2036 | 2037 | 2038 | 2039 | 2040 | 2041 | 2042 | 2043 | 2044 | 2045 | 2046 | 2047 | 2048 | 2049 | 2050
Constraints | Constraint days volume | KWh |  | 495.18 | 630.17 | 725.53 | 884.38 | 1155.45 | 1142.14 | 906.68 | 86.15 | 125.87 | 214.96 | 197.93 | 279.48 | 440.94 | 609.05 | 762.39 | 814.74 | 939.41 | 1681 | 1344.67 | 1291.62 | 1132.5 | 1046.73 | 1218.85 | 2051.15 | 877.98
| Constraint cost (LA 75% BB 25%) | £m |  | 10.8 | 13.8 | 15.7 | 19.1 | 24.9 | 24.3 | 19.3 | 1.8 | 2.6 | 4.5 | 4.1 | 5.8 | 9.1 | 12.4 | 15.5 | 16.6 | 19.1 | 34.2 | 27.3 | 26.3 | 23 | 21.3 | 24.8 | 41.7 | 17.9
Emissions | CO2 emissions volume | Tonnes |  | 8272.18 | 9149.99 | 9769.32 | 10881.31 | 16164.27 | 15105.22 | 12843.24 | 11463.34 | 12571.53 | 15162.29 | 15134.04 | 18542.27 | 22673.26 | 25384.04 | 27549.46 | 28788.2 | 29947.68 | 32752.49 | 32478.39 | 32842.26 | 32046.76 | 31345.48 | 32683.27 | 33627.01 | 28983.06
| NOx emissions volume | Tonnes |  | 4.37 | 4.83 | 5.16 | 5.74 | 6.59 | 8.47 | 7.2 | 6.43 | 7.05 | 8.5 | 8.49 | 10.4 | 12.72 | 14.28 | 15.62 | 16.38 | 17.09 | 18.82 | 18.65 | 18.88 | 18.39 | 17.95 | 18.78 | 19.36 | 16.5
| CO2 emissions cost | £m |  | 3 | 3.3 | 3.6 | 4.1 | 6.1 | 5.8 | 5 | 4.5 | 5.1 | 6.2 | 6.3 | 7.8 | 9.7 | 11 | 12.1 | 12.9 | 13.6 | 15.1 | 15.2 | 15.6 | 15.4 | 15.3 | 16.2 | 16.9 | 14.8
| NOx emissions cost | £m |  | 0 | 0 | 0 | 0.1 | 0.1 | 0.1 | 0.1 | 0.1 | 0.1 | 0.1 | 0.1 | 0.1 | 0.1 | 0.1 | 0.1 | 0.1 | 0.2 | 0.2 | 0.2 | 0.2 | 0.2 | 0.2 | 0.2 | 0.2 | 0.1
| Compressor fuel volume | KWh |  | 83 | 91.8 | 98 | 109.2 | 127.5 | 119.1 | 101.3 | 90.4 | 99.1 | 119.6 | 119.3 | 146.2 | 178.8 | 200.8 | 219.5 | 230.3 | 240.3 | 264.6 | 262.2 | 265.4 | 258.5 | 252.4 | 264 | 272.1 | 232
| Compressor fuel cost | £m |  | 4.5 | 4.4 | 5.3 | 5.9 | 6 | 5.6 | 5.4 | 4.8 | 5.2 | 7 | 7 | 8.6 | 11.6 | 13 | 14.2 | 14.9 | 15.5 | 17.1 | 16.9 | 17.1 | 16.7 | 16.3 | 17.1 | 17.6 | 15
| Emissions cost | £m |  | 4.626 | 4.8757 | 5.6444 | 6.3768 | 7.8595 | 7.5324 | 6.8881 | 8.2553 | 9.1176 | 11.6508 | 13.3484 | 16.4817 | 21.3959 | 24.1049 | 26.4554 | 27.8978 | 29.2765 | 32.3586 | 32.3003 | 32.9013 | 32.2944 | 31.7757 | 33.4535 | 34.6858 | 29.964
Total | Total PV of constraints and Emissions after discounting | £m |  | 18.3245 | 20.8159 | 22.9549 | 26.2406 | 32.3221 | 30.092 | 24.1786 | 8.8154 | 9.8593 | 13.0695 | 12.36 | 15.2415 | 20.1843 | 23.3332 | 25.9229 | 26.5427 | 27.9025 | 37.0805 | 32.1126 | 30.778 | 27.8058 | 25.7666 | 27.3248 | 34.6324 | 20.9434
FES Pathway - Falling Behind (FB) |  |  |  | 2026 | 2027 | 2028 | 2029 | 2030 | 2031 | 2032 | 2033 | 2034 | 2035 | 2036 | 2037 | 2038 | 2039 | 2040 | 2041 | 2042 | 2043 | 2044 | 2045 | 2046 | 2047 | 2048 | 2049 | 2050
Constraints | Constraint days volume | KWh |  | 326.63 | 441.89 | 595.53 | 814.05 | 1126.81 | 1381.91 | 871.12 | 53.66 | 73.17 | 118.92 | 96.45 | 144.82 | 255.4 | 414.27 | 575.24 | 778.17 | 1095.56 | 1293 | 1314.03 | 1342.41 | 1404.59 | 1530.57 | 1636.67 | 1830.9 | 1658.93
| Constraint cost (LA 75% BB 25%) | £m |  | 7.15 | 9.67 | 12.85 | 17.56 | 24.31 | 29.38 | 18.52 | 1.14 | 1.53 | 2.49 | 1.99 | 2.99 | 5.27 | 8.43 | 11.7 | 15.83 | 22.28 | 26.3 | 26.73 | 27.3 | 28.57 | 31.13 | 33.29 | 37.24 | 33.74
Emissions | CO2 emissions volume | Tonnes |  | 7495.17 | 8664.81 | 10520.23 | 12772.51 | 20145.29 | 22452.25 | 16650.91 | 12145.12 | 14015.52 | 16464.52 | 16421.04 | 19133.46 | 23202.32 | 25825.26 | 27681.25 | 30259.05 | 33483.14 | 37568.13 | 37323.31 | 39972.01 | 39949.95 | 42242.64 | 41698.06 | 43513.48 | 38712.7
| NOx emissions volume | Tonnes |  | 3.96 | 4.57 | 5.55 | 6.74 | 8.21 | 12.59 | 9.34 | 6.81 | 7.86 | 9.24 | 9.21 | 10.73 | 13.01 | 14.56 | 15.7 | 17.29 | 19.27 | 21.82 | 21.66 | 23.37 | 23.35 | 24.83 | 24.48 | 25.65 | 22.56
| CO2 emissions cost | £m |  | 2.67 | 3.14 | 3.87 | 4.77 | 7.63 | 8.63 | 6.51 | 4.82 | 5.63 | 6.73 | 6.8 | 8.06 | 9.93 | 11.2 | 12.19 | 13.53 | 15.21 | 17.32 | 17.46 | 18.98 | 19.24 | 20.63 | 20.71 | 21.91 | 19.81
| NOx emissions cost | £m |  | 0.04 | 0.04 | 0.05 | 0.06 | 0.07 | 0.11 | 0.08 | 0.06 | 0.07 | 0.08 | 0.08 | 0.1 | 0.12 | 0.13 | 0.14 | 0.15 | 0.17 | 0.19 | 0.19 | 0.21 | 0.21 | 0.22 | 0.22 | 0.23 | 0.2
| Compressor fuel volume | KWh |  | 75.21 | 86.95 | 105.56 | 128.17 | 158.86 | 177.05 | 131.3 | 95.77 | 110.52 | 129.83 | 129.49 | 150.88 | 182.96 | 204.62 | 220.69 | 243 | 270.9 | 306.72 | 304.5 | 328.52 | 328.32 | 349.11 | 344.17 | 360.63 | 317.1
| Compressor fuel cost | £m |  | 4.08 | 4.17 | 5.71 | 6.93 | 7.46 | 8.29 | 6.94 | 5.07 | 5.83 | 7.64 | 7.6 | 8.85 | 11.85 | 13.22 | 14.26 | 15.7 | 17.5 | 19.81 | 19.67 | 21.22 | 21.21 | 22.55 | 22.23 | 23.3 | 20.48
| Emissions cost | £m |  | 4.0208 | 4.4094 | 5.8129 | 7.1709 | 9.3175 | 10.5961 | 8.3605 | 8.3995 | 9.7916 | 12.3475 | 14.4835 | 17.0071 | 21.8952 | 24.5454 | 26.5878 | 29.3862 | 32.8783 | 37.328 | 37.3264 | 40.4065 | 40.657 | 43.407 | 43.1621 | 45.4361 | 40.4979
Total | Total PV of constraints and Emissions after discounting | £m |  | 13.9331 | 16.4383 | 20.9784 | 26.4426 | 34.3948 | 39.0756 | 26.0822 | 8.7111 | 9.9231 | 12.4315 | 11.6794 | 13.697 | 17.9796 | 21.0817 | 23.6532 | 26.9872 | 31.8113 | 35.4525 | 34.483 | 35.2192 | 34.7897 | 36.1927 | 35.8663 | 37.4748 | 32.513
Sensitivities : Locational Actions 90% & Buybacks 10%
Benefit Cost Inputs
FES Pathway - Holistic Transition (HT) |  |  |  | 2026 | 2027 | 2028 | 2029 | 2030 | 2031 | 2032 | 2033 | 2034 | 2035 | 2036 | 2037 | 2038 | 2039 | 2040 | 2041 | 2042 | 2043 | 2044 | 2045 | 2046 | 2047 | 2048 | 2049 | 2050
Constraints | Constraint days volume | KWh |  | 561.63 | 709.36 | 869.58 | 1130.36 | 1402.14 | 1457.59 | 1413.48 | 133.08 | 181.8 | 258.83 | 244.31 | 289.94 | 369.48 | 390.23 | 402.53 | 444.61 | 434.09 | 437.21 | 399.43 | 396.03 | 380.89 | 367.43 | 342.65 | 324.45 | 227.33
| Constraint cost (LA 90% BB 10%) | £m |  | 10.4715 | 13.226 | 15.9849 | 20.7787 | 25.7746 | 26.4112 | 25.6119 | 2.4113 | 3.2464 | 4.622 | 4.2985 | 5.1014 | 6.5009 | 6.7634 | 6.9766 | 7.706 | 7.5236 | 7.5776 | 6.9229 | 6.864 | 6.6016 | 6.3683 | 5.9389 | 5.6234 | 3.9401
Emissions | CO2 emissions volume | Tonnes |  | 8988.33 | 9919 | 11088.35 | 12735.42 | 17955.49 | 17112.17 | 15855.37 | 12752.59 | 13842.97 | 15527.78 | 15116.45 | 16257.24 | 17631.46 | 17820.86 | 17911.17 | 18794.26 | 18841 | 19518.45 | 19760.57 | 20318.11 | 19766.43 | 20660.76 | 21182.1 | 21703.97 | 21861.3
| NOx emissions volume | Tonnes |  | 4.75 | 5.24 | 5.85 | 6.72 | 7.32 | 9.6 | 8.89 | 7.15 | 7.76 | 8.71 | 8.48 | 9.12 | 9.89 | 10 | 10.05 | 10.54 | 10.57 | 10.95 | 11.08 | 11.4 | 11.09 | 11.59 | 11.88 | 12.17 | 12.26
| CO2 emissions cost | £m |  | 3.21 | 3.59 | 4.08 | 4.75 | 6.8 | 6.57 | 6.2 | 5.06 | 5.57 | 6.35 | 6.26 | 6.85 | 7.55 | 7.73 | 7.89 | 8.41 | 8.56 | 9 | 9.25 | 9.65 | 9.52 | 10.09 | 10.52 | 10.93 | 11.19
| NOx emissions cost | £m |  | 0.04 | 0.05 | 0.05 | 0.06 | 0.07 | 0.09 | 0.08 | 0.06 | 0.07 | 0.08 | 0.08 | 0.08 | 0.09 | 0.09 | 0.09 | 0.09 | 0.09 | 0.1 | 0.1 | 0.1 | 0.1 | 0.1 | 0.11 | 0.11 | 0.11
| Compressor fuel volume | KWh |  | 90.19 | 99.53 | 111.26 | 127.79 | 141.59 | 134.94 | 125.03 | 100.56 | 109.16 | 122.45 | 119.2 | 128.2 | 139.03 | 140.53 | 141.24 | 148.2 | 148.57 | 153.91 | 155.82 | 160.22 | 155.87 | 162.92 | 167.03 | 171.15 | 172.39
| Compressor fuel cost | £m |  | 4.89 | 4.77 | 6.02 | 6.91 | 6.65 | 6.32 | 6.61 | 5.32 | 5.76 | 7.2 | 6.99 | 7.52 | 9 | 9.08 | 9.12 | 9.57 | 9.6 | 9.94 | 10.07 | 10.35 | 10.07 | 10.52 | 10.79 | 11.06 | 11.14
| Emissions cost | £m |  | 5.0256 | 5.2882 | 6.428 | 7.5398 | 8.8511 | 8.6537 | 8.7865 | 9.4511 | 10.3842 | 12.4277 | 13.3327 | 14.4504 | 16.638 | 16.8935 | 17.102 | 18.0741 | 18.2483 | 19.0384 | 19.4101 | 20.0971 | 19.687 | 20.7195 | 21.417 | 22.0936 | 22.4336
Total | Total PV of constraints and Emissions after discounting | £m |  | 18.6104 | 20.9031 | 24.3936 | 29.3148 | 34.2379 | 33.1634 | 31.3231 | 10.1005 | 11.1162 | 13.3913 | 12.4991 | 13.3919 | 15.3129 | 15.1263 | 14.8753 | 15.3879 | 14.8628 | 14.8305 | 14.1767 | 14.024 | 13.2118 | 13.153 | 12.834 | 12.5637 | 11.5506
FES Pathway - Electric Engagement (EE) |  |  |  | 2026 | 2027 | 2028 | 2029 | 2030 | 2031 | 2032 | 2033 | 2034 | 2035 | 2036 | 2037 | 2038 | 2039 | 2040 | 2041 | 2042 | 2043 | 2044 | 2045 | 2046 | 2047 | 2048 | 2049 | 2050
Constraints | Constraint days volume | KWh |  | 567.12 | 729.08 | 907.52 | 1208.83 | 1606.69 | 1642.4 | 1564.1 | 173.37 | 244.59 | 374.92 | 355.49 | 437.43 | 537.98 | 597.8 | 624.76 | 635.67 | 638.1 | 673.84 | 652.51 | 659.35 | 640.63 | 656.53 | 606.76 | 576.24 | 472.75
| Constraint cost (LA 90% BB 10%) | £m |  | 10.5739 | 13.5937 | 16.6824 | 22.2211 | 29.5347 | 29.7598 | 28.341 | 3.1415 | 4.3676 | 6.695 | 6.2546 | 7.6964 | 9.4656 | 10.361 | 10.8282 | 11.0173 | 11.0594 | 11.6789 | 11.3093 | 11.4277 | 11.1034 | 11.3788 | 10.5162 | 9.9873 | 8.1937
Emissions | CO2 emissions volume | Tonnes |  | 9169.17 | 10265.59 | 11674.61 | 13628.34 | 19846.5 | 18961.85 | 17928.62 | 15113.95 | 16931.68 | 19799.19 | 19320.12 | 20732.66 | 23123.88 | 24779.44 | 24823.78 | 24467.35 | 24644.38 | 26192.95 | 26581.35 | 27007.4 | 26530.38 | 27673.33 | 27696.68 | 27978.97 | 27560.77
| NOx emissions volume | Tonnes |  | 4.84 | 5.42 | 6.16 | 7.19 | 8.09 | 10.64 | 10.06 | 8.48 | 9.5 | 11.11 | 10.84 | 11.63 | 12.97 | 13.91 | 13.94 | 13.72 | 13.83 | 14.78 | 15.02 | 15.28 | 14.99 | 15.69 | 15.71 | 15.88 | 15.62
| CO2 emissions cost | £m |  | 3.27 | 3.72 | 4.29 | 5.09 | 7.52 | 7.28 | 7.01 | 5.99 | 6.81 | 8.1 | 8.01 | 8.73 | 9.9 | 10.74 | 10.93 | 10.94 | 11.19 | 12.08 | 12.44 | 12.82 | 12.78 | 13.52 | 13.76 | 14.09 | 14.1
| NOx emissions cost | £m |  | 0.04 | 0.05 | 0.05 | 0.06 | 0.07 | 0.09 | 0.09 | 0.08 | 0.08 | 0.1 | 0.1 | 0.1 | 0.12 | 0.12 | 0.12 | 0.12 | 0.12 | 0.13 | 0.13 | 0.14 | 0.13 | 0.14 | 0.14 | 0.14 | 0.14
| Compressor fuel volume | KWh |  | 92.01 | 103.01 | 117.15 | 136.75 | 156.5 | 149.52 | 141.38 | 119.18 | 133.51 | 156.13 | 152.35 | 163.49 | 182.34 | 195.57 | 195.96 | 192.94 | 194.4 | 207.81 | 211.17 | 214.85 | 210.73 | 220.62 | 220.82 | 223.26 | 219.64
| Compressor fuel cost | £m |  | 4.99 | 4.94 | 6.33 | 7.4 | 7.35 | 7 | 7.48 | 6.3 | 7.04 | 9.18 | 8.94 | 9.59 | 11.81 | 12.63 | 12.66 | 12.46 | 12.56 | 13.42 | 13.64 | 13.88 | 13.61 | 14.25 | 14.27 | 14.42 | 14.19
| Emissions cost | £m |  | 5.1219 | 5.4601 | 6.76 | 8.0469 | 9.8003 | 9.5179 | 9.759 | 11.0866 | 12.5694 | 15.7353 | 17.0405 | 18.4286 | 21.8212 | 23.5015 | 23.716 | 23.53 | 23.8738 | 25.6311 | 26.2118 | 26.837 | 26.5232 | 27.9088 | 28.1614 | 28.6529 | 28.4331
Total | Total PV of constraints and Emissions after discounting | £m |  | 18.8765 | 21.5422 | 25.5456 | 31.3572 | 38.7549 | 37.1638 | 34.9146 | 12.1937 | 13.8979 | 17.6629 | 16.5143 | 17.8942 | 20.705 | 21.6518 | 21.3408 | 20.621 | 20.1462 | 20.7893 | 20.1999 | 19.9036 | 18.9099 | 19.0769 | 18.1456 | 17.5151 | 16.0409
FES Pathway - Hydrogen Evolution (HE) |  |  |  | 2026 | 2027 | 2028 | 2029 | 2030 | 2031 | 2032 | 2033 | 2034 | 2035 | 2036 | 2037 | 2038 | 2039 | 2040 | 2041 | 2042 | 2043 | 2044 | 2045 | 2046 | 2047 | 2048 | 2049 | 2050
Constraints | Constraint days volume | KWh |  | 495.18 | 630.17 | 725.53 | 884.38 | 1155.45 | 1142.14 | 906.68 | 86.15 | 125.87 | 214.96 | 197.93 | 279.48 | 440.94 | 609.05 | 762.39 | 814.74 | 939.41 | 1681 | 1344.67 | 1291.62 | 1132.5 | 1046.73 | 1218.85 | 2051.15 | 877.98
| Constraint cost (LA 90% BB 10%) | £m |  | 9.2325 | 11.7495 | 13.337 | 16.2569 | 21.2399 | 20.6953 | 16.4288 | 1.561 | 2.2477 | 3.8386 | 3.4826 | 4.9174 | 7.7582 | 10.556 | 13.2137 | 14.1209 | 16.2817 | 29.1349 | 23.3056 | 22.3862 | 19.6284 | 18.1418 | 21.1251 | 35.5503 | 15.217
Emissions | CO2 emissions volume | Tonnes |  | 8272.18 | 9149.99 | 9769.32 | 10881.31 | 16164.27 | 15105.22 | 12843.24 | 11463.34 | 12571.53 | 15162.29 | 15134.04 | 18542.27 | 22673.26 | 25384.04 | 27549.46 | 28788.2 | 29947.68 | 32752.49 | 32478.39 | 32842.26 | 32046.76 | 31345.48 | 32683.27 | 33627.01 | 28983.06
| NOx emissions volume | Tonnes |  | 4.37 | 4.83 | 5.16 | 5.74 | 6.59 | 8.47 | 7.2 | 6.43 | 7.05 | 8.5 | 8.49 | 10.4 | 12.72 | 14.28 | 15.62 | 16.38 | 17.09 | 18.82 | 18.65 | 18.88 | 18.39 | 17.95 | 18.78 | 19.36 | 16.5
| CO2 emissions cost | £m |  | 3 | 3.3 | 3.6 | 4.1 | 6.1 | 5.8 | 5 | 4.5 | 5.1 | 6.2 | 6.3 | 7.8 | 9.7 | 11 | 12.1 | 12.9 | 13.6 | 15.1 | 15.2 | 15.6 | 15.4 | 15.3 | 16.2 | 16.9 | 14.8
| NOx emissions cost | £m |  | 0 | 0 | 0 | 0.1 | 0.1 | 0.1 | 0.1 | 0.1 | 0.1 | 0.1 | 0.1 | 0.1 | 0.1 | 0.1 | 0.1 | 0.1 | 0.2 | 0.2 | 0.2 | 0.2 | 0.2 | 0.2 | 0.2 | 0.2 | 0.1
| Compressor fuel volume | KWh |  | 83 | 91.8 | 98 | 109.2 | 127.5 | 119.1 | 101.3 | 90.4 | 99.1 | 119.6 | 119.3 | 146.2 | 178.8 | 200.8 | 219.5 | 230.3 | 240.3 | 264.6 | 262.2 | 265.4 | 258.5 | 252.4 | 264 | 272.1 | 232
| Compressor fuel cost | £m |  | 4.5 | 4.4 | 5.3 | 5.9 | 6 | 5.6 | 5.4 | 4.8 | 5.2 | 7 | 7 | 8.6 | 11.6 | 13 | 14.2 | 14.9 | 15.5 | 17.1 | 16.9 | 17.1 | 16.7 | 16.3 | 17.1 | 17.6 | 15
| Emissions cost | £m |  | 4.626 | 4.8757 | 5.6444 | 6.3768 | 7.8595 | 7.5324 | 6.8881 | 8.2553 | 9.1176 | 11.6508 | 13.3484 | 16.4817 | 21.3959 | 24.1049 | 26.4554 | 27.8978 | 29.2765 | 32.3586 | 32.3003 | 32.9013 | 32.2944 | 31.7757 | 33.4535 | 34.6858 | 29.964
Total | Total PV of constraints and Emissions after discounting | £m |  | 16.7229 | 18.8466 | 20.7952 | 23.6971 | 29.1113 | 27.0693 | 21.8602 | 8.6026 | 9.5632 | 12.581 | 11.9318 | 14.6572 | 19.2937 | 22.1624 | 24.5068 | 25.0806 | 26.2737 | 34.2644 | 29.9361 | 28.7581 | 26.0946 | 24.2385 | 25.6056 | 31.837 | 19.7874
FES Pathway - Falling Behind (FB) |  |  |  | 2026 | 2027 | 2028 | 2029 | 2030 | 2031 | 2032 | 2033 | 2034 | 2035 | 2036 | 2037 | 2038 | 2039 | 2040 | 2041 | 2042 | 2043 | 2044 | 2045 | 2046 | 2047 | 2048 | 2049 | 2050
Constraints | Constraint days volume | KWh |  | 326.63 | 441.89 | 595.53 | 814.05 | 1126.81 | 1381.91 | 871.12 | 53.66 | 73.17 | 118.92 | 96.45 | 144.82 | 255.4 | 414.27 | 575.24 | 778.17 | 1095.56 | 1293 | 1314.03 | 1342.41 | 1404.59 | 1530.57 | 1636.67 | 1830.9 | 1658.93
| Constraint cost (LA 90% BB 10%) | £m |  | 6.0899 | 8.239 | 10.9472 | 14.9642 | 20.7134 | 25.0399 | 15.7845 | 0.97231 | 1.3066 | 2.1236 | 1.697 | 2.548 | 4.4937 | 7.18 | 9.97 | 13.4872 | 18.9882 | 22.4102 | 22.7746 | 23.2665 | 24.3442 | 26.5277 | 28.3667 | 31.733 | 28.7524
Emissions | CO2 emissions volume | Tonnes |  | 7495.17 | 8664.81 | 10520.23 | 12772.51 | 20145.29 | 22452.25 | 16650.91 | 12145.12 | 14015.52 | 16464.52 | 16421.04 | 19133.46 | 23202.32 | 25825.26 | 27681.25 | 30259.05 | 33483.14 | 37568.13 | 37323.31 | 39972.01 | 39949.95 | 42242.64 | 41698.06 | 43513.48 | 38712.7
| NOx emissions volume | Tonnes |  | 3.96 | 4.57 | 5.55 | 6.74 | 8.21 | 12.59 | 9.34 | 6.81 | 7.86 | 9.24 | 9.21 | 10.73 | 13.01 | 14.56 | 15.7 | 17.29 | 19.27 | 21.82 | 21.66 | 23.37 | 23.35 | 24.83 | 24.48 | 25.65 | 22.56
| CO2 emissions cost | £m |  | 2.67 | 3.14 | 3.87 | 4.77 | 7.63 | 8.63 | 6.51 | 4.82 | 5.63 | 6.73 | 6.8 | 8.06 | 9.93 | 11.2 | 12.19 | 13.53 | 15.21 | 17.32 | 17.46 | 18.98 | 19.24 | 20.63 | 20.71 | 21.91 | 19.81
| NOx emissions cost | £m |  | 0.04 | 0.04 | 0.05 | 0.06 | 0.07 | 0.11 | 0.08 | 0.06 | 0.07 | 0.08 | 0.08 | 0.1 | 0.12 | 0.13 | 0.14 | 0.15 | 0.17 | 0.19 | 0.19 | 0.21 | 0.21 | 0.22 | 0.22 | 0.23 | 0.2
| Compressor fuel volume | KWh |  | 75.21 | 86.95 | 105.56 | 128.17 | 158.86 | 177.05 | 131.3 | 95.77 | 110.52 | 129.83 | 129.49 | 150.88 | 182.96 | 204.62 | 220.69 | 243 | 270.9 | 306.72 | 304.5 | 328.52 | 328.32 | 349.11 | 344.17 | 360.63 | 317.1
| Compressor fuel cost | £m |  | 4.08 | 4.17 | 5.71 | 6.93 | 7.46 | 8.29 | 6.94 | 5.07 | 5.83 | 7.64 | 7.6 | 8.85 | 11.85 | 13.22 | 14.26 | 15.7 | 17.5 | 19.81 | 19.67 | 21.22 | 21.21 | 22.55 | 22.23 | 23.3 | 20.48
| Emissions cost | £m |  | 4.0208 | 4.4094 | 5.8129 | 7.1709 | 9.3175 | 10.5961 | 8.3605 | 8.3995 | 9.7916 | 12.3475 | 14.4835 | 17.0071 | 21.8952 | 24.5454 | 26.5878 | 29.3862 | 32.8783 | 37.328 | 37.3264 | 40.4065 | 40.657 | 43.407 | 43.1621 | 45.4361 | 40.4979
Total | Total PV of constraints and Emissions after discounting | £m |  | 12.8767 | 15.0574 | 19.2057 | 24.1013 | 31.2636 | 35.4183 | 23.8547 | 8.5786 | 9.7509 | 12.1612 | 11.4707 | 13.3942 | 17.4637 | 20.2853 | 22.5847 | 25.5907 | 29.9117 | 33.2864 | 32.3561 | 33.1199 | 32.6674 | 33.9582 | 33.5578 | 34.9796 | 30.3287
Sensitivities : Locational Actions 100 % & Buybacks 0%
Benefit Cost Inputs
FES Pathway - Holistic Transition (HT) |  |  |  | 2026 | 2027 | 2028 | 2029 | 2030 | 2031 | 2032 | 2033 | 2034 | 2035 | 2036 | 2037 | 2038 | 2039 | 2040 | 2041 | 2042 | 2043 | 2044 | 2045 | 2046 | 2047 | 2048 | 2049 | 2050
Constraints | Constraint days volume | KWh |  | 561.63 | 709.36 | 869.58 | 1130.36 | 1402.14 | 1457.59 | 1413.48 | 133.08 | 181.8 | 258.83 | 244.31 | 289.94 | 369.48 | 390.23 | 402.53 | 444.61 | 434.09 | 437.21 | 399.43 | 396.03 | 380.89 | 367.43 | 342.65 | 324.45 | 227.33
| Constraint cost (LA 100%) | £m |  | 9.2605 | 11.6964 | 14.1363 | 18.3757 | 22.7939 | 23.3569 | 22.65 | 2.1325 | 2.8709 | 4.0875 | 3.8014 | 4.5114 | 5.7491 | 5.9812 | 6.1698 | 6.8148 | 6.6535 | 6.7013 | 6.1223 | 6.0702 | 5.8381 | 5.6318 | 5.2521 | 4.9731 | 3.4845
Emissions | CO2 emissions volume | Tonnes |  | 8988.33 | 9919 | 11088.35 | 12735.42 | 17955.49 | 17112.17 | 15855.37 | 12752.59 | 13842.97 | 15527.78 | 15116.45 | 16257.24 | 17631.46 | 17820.86 | 17911.17 | 18794.26 | 18841 | 19518.45 | 19760.57 | 20318.11 | 19766.43 | 20660.76 | 21182.1 | 21703.97 | 21861.3
| NOx emissions volume | Tonnes |  | 4.75 | 5.24 | 5.85 | 6.72 | 7.32 | 9.6 | 8.89 | 7.15 | 7.76 | 8.71 | 8.48 | 9.12 | 9.89 | 10 | 10.05 | 10.54 | 10.57 | 10.95 | 11.08 | 11.4 | 11.09 | 11.59 | 11.88 | 12.17 | 12.26
| CO2 emissions cost | £m |  | 3.21 | 3.59 | 4.08 | 4.75 | 6.8 | 6.57 | 6.2 | 5.06 | 5.57 | 6.35 | 6.26 | 6.85 | 7.55 | 7.73 | 7.89 | 8.41 | 8.56 | 9 | 9.25 | 9.65 | 9.52 | 10.09 | 10.52 | 10.93 | 11.19
| NOx emissions cost | £m |  | 0.04 | 0.05 | 0.05 | 0.06 | 0.07 | 0.09 | 0.08 | 0.06 | 0.07 | 0.08 | 0.08 | 0.08 | 0.09 | 0.09 | 0.09 | 0.09 | 0.09 | 0.1 | 0.1 | 0.1 | 0.1 | 0.1 | 0.11 | 0.11 | 0.11
| Compressor fuel volume | KWh |  | 90.19 | 99.53 | 111.26 | 127.79 | 141.59 | 134.94 | 125.03 | 100.56 | 109.16 | 122.45 | 119.2 | 128.2 | 139.03 | 140.53 | 141.24 | 148.2 | 148.57 | 153.91 | 155.82 | 160.22 | 155.87 | 162.92 | 167.03 | 171.15 | 172.39
| Compressor fuel cost | £m |  | 4.89 | 4.77 | 6.02 | 6.91 | 6.65 | 6.32 | 6.61 | 5.32 | 5.76 | 7.2 | 6.99 | 7.52 | 9 | 9.08 | 9.12 | 9.57 | 9.6 | 9.94 | 10.07 | 10.35 | 10.07 | 10.52 | 10.79 | 11.06 | 11.14
| Emissions cost | £m |  | 5.0256 | 5.2882 | 6.428 | 7.5398 | 8.8511 | 8.6537 | 8.7865 | 9.4511 | 10.3842 | 12.4277 | 13.3327 | 14.4504 | 16.638 | 16.8935 | 17.102 | 18.0741 | 18.2483 | 19.0384 | 19.4101 | 20.0971 | 19.687 | 20.7195 | 21.417 | 22.0936 | 22.4336
Total | Total PV of constraints and Emissions after discounting | £m |  | 17.3994 | 19.4253 | 22.6679 | 27.1475 | 31.6403 | 30.5917 | 28.9136 | 9.8813 | 10.8311 | 12.9991 | 12.1467 | 12.9878 | 14.8154 | 14.6262 | 14.3769 | 14.856 | 14.361 | 14.3422 | 13.7457 | 13.6111 | 12.8281 | 12.7954 | 12.5118 | 12.2689 | 11.351
FES Pathway - Electric Engagement (EE) |  |  |  | 2026 | 2027 | 2028 | 2029 | 2030 | 2031 | 2032 | 2033 | 2034 | 2035 | 2036 | 2037 | 2038 | 2039 | 2040 | 2041 | 2042 | 2043 | 2044 | 2045 | 2046 | 2047 | 2048 | 2049 | 2050
Constraints | Constraint days volume | KWh |  | 567.12 | 729.08 | 907.52 | 1208.83 | 1606.69 | 1642.4 | 1564.1 | 173.37 | 244.59 | 374.92 | 355.49 | 437.43 | 537.98 | 597.8 | 624.76 | 635.67 | 638.1 | 673.84 | 652.51 | 659.35 | 640.63 | 656.53 | 606.76 | 576.24 | 472.75
| Constraint cost (LA 100%) | £m |  | 9.3511 | 12.0216 | 14.7531 | 19.6513 | 26.1191 | 26.3182 | 25.0635 | 2.7782 | 3.8625 | 5.9207 | 5.5313 | 6.8063 | 8.3709 | 9.1628 | 9.576 | 9.7432 | 9.7805 | 10.3283 | 10.0014 | 10.1061 | 9.8193 | 10.0629 | 9.3001 | 8.8323 | 7.2461
Emissions | CO2 emissions volume | Tonnes |  | 9169.17 | 10265.59 | 11674.61 | 13628.34 | 19846.5 | 18961.85 | 17928.62 | 15113.95 | 16931.68 | 19799.19 | 19320.12 | 20732.66 | 23123.88 | 24779.44 | 24823.78 | 24467.35 | 24644.38 | 26192.95 | 26581.35 | 27007.4 | 26530.38 | 27673.33 | 27696.68 | 27978.97 | 27560.77
| NOx emissions volume | Tonnes |  | 4.84 | 5.42 | 6.16 | 7.19 | 8.09 | 10.64 | 10.06 | 8.48 | 9.5 | 11.11 | 10.84 | 11.63 | 12.97 | 13.91 | 13.94 | 13.72 | 13.83 | 14.78 | 15.02 | 15.28 | 14.99 | 15.69 | 15.71 | 15.88 | 15.62
| CO2 emissions cost | £m |  | 3.27 | 3.72 | 4.29 | 5.09 | 7.52 | 7.28 | 7.01 | 5.99 | 6.81 | 8.1 | 8.01 | 8.73 | 9.9 | 10.74 | 10.93 | 10.94 | 11.19 | 12.08 | 12.44 | 12.82 | 12.78 | 13.52 | 13.76 | 14.09 | 14.1
| NOx emissions cost | £m |  | 0.04 | 0.05 | 0.05 | 0.06 | 0.07 | 0.09 | 0.09 | 0.08 | 0.08 | 0.1 | 0.1 | 0.1 | 0.12 | 0.12 | 0.12 | 0.12 | 0.12 | 0.13 | 0.13 | 0.14 | 0.13 | 0.14 | 0.14 | 0.14 | 0.14
| Compressor fuel volume | KWh |  | 92.01 | 103.01 | 117.15 | 136.75 | 156.5 | 149.52 | 141.38 | 119.18 | 133.51 | 156.13 | 152.35 | 163.49 | 182.34 | 195.57 | 195.96 | 192.94 | 194.4 | 207.81 | 211.17 | 214.85 | 210.73 | 220.62 | 220.82 | 223.26 | 219.64
| Compressor fuel cost | £m |  | 4.99 | 4.94 | 6.33 | 7.4 | 7.35 | 7 | 7.48 | 6.3 | 7.04 | 9.18 | 8.94 | 9.59 | 11.81 | 12.63 | 12.66 | 12.46 | 12.56 | 13.42 | 13.64 | 13.88 | 13.61 | 14.25 | 14.27 | 14.42 | 14.19
| Emissions cost | £m |  | 5.1219 | 5.4601 | 6.76 | 8.0469 | 9.8003 | 9.5179 | 9.759 | 11.0866 | 12.5694 | 15.7353 | 17.0405 | 18.4286 | 21.8212 | 23.5015 | 23.716 | 23.53 | 23.8738 | 25.6311 | 26.2118 | 26.837 | 26.5232 | 27.9088 | 28.1614 | 28.6529 | 28.4331
Total | Total PV of constraints and Emissions after discounting | £m |  | 17.6537 | 20.0233 | 23.7446 | 29.0394 | 35.7784 | 34.266 | 32.2484 | 11.9082 | 13.5143 | 17.0949 | 16.0016 | 17.2846 | 19.9806 | 20.8857 | 20.5672 | 19.8605 | 19.4086 | 20.0367 | 19.4958 | 19.2162 | 18.2645 | 18.438 | 17.5751 | 16.9915 | 15.626
FES Pathway - Hydrogen Evolution (HE) |  |  |  | 2026 | 2027 | 2028 | 2029 | 2030 | 2031 | 2032 | 2033 | 2034 | 2035 | 2036 | 2037 | 2038 | 2039 | 2040 | 2041 | 2042 | 2043 | 2044 | 2045 | 2046 | 2047 | 2048 | 2049 | 2050
Constraints | Constraint days volume | KWh |  | 495.18 | 630.17 | 725.53 | 884.38 | 1155.45 | 1142.14 | 906.68 | 86.15 | 125.87 | 214.96 | 197.93 | 279.48 | 440.94 | 609.05 | 762.39 | 814.74 | 939.41 | 1681 | 1344.67 | 1291.62 | 1132.5 | 1046.73 | 1218.85 | 2051.15 | 877.98
| Constraint cost (LA 100%) | £m |  | 8.1648 | 10.3907 | 11.7946 | 14.3768 | 18.7835 | 18.302 | 14.5289 | 1.3804 | 1.9878 | 3.3947 | 3.0798 | 4.3487 | 6.861 | 9.3352 | 11.6856 | 12.4879 | 14.3988 | 25.7655 | 20.6104 | 19.7973 | 17.3584 | 16.0438 | 18.682 | 31.4391 | 13.4572
Emissions | CO2 emissions volume | Tonnes |  | 8272.18 | 9149.99 | 9769.32 | 10881.31 | 16164.27 | 15105.22 | 12843.24 | 11463.34 | 12571.53 | 15162.29 | 15134.04 | 18542.27 | 22673.26 | 25384.04 | 27549.46 | 28788.2 | 29947.68 | 32752.49 | 32478.39 | 32842.26 | 32046.76 | 31345.48 | 32683.27 | 33627.01 | 28983.06
| NOx emissions volume | Tonnes |  | 4.37 | 4.83 | 5.16 | 5.74 | 6.59 | 8.47 | 7.2 | 6.43 | 7.05 | 8.5 | 8.49 | 10.4 | 12.72 | 14.28 | 15.62 | 16.38 | 17.09 | 18.82 | 18.65 | 18.88 | 18.39 | 17.95 | 18.78 | 19.36 | 16.5
| CO2 emissions cost | £m |  | 3 | 3.3 | 3.6 | 4.1 | 6.1 | 5.8 | 5 | 4.5 | 5.1 | 6.2 | 6.3 | 7.8 | 9.7 | 11 | 12.1 | 12.9 | 13.6 | 15.1 | 15.2 | 15.6 | 15.4 | 15.3 | 16.2 | 16.9 | 14.8
| NOx emissions cost | £m |  | 0 | 0 | 0 | 0.1 | 0.1 | 0.1 | 0.1 | 0.1 | 0.1 | 0.1 | 0.1 | 0.1 | 0.1 | 0.1 | 0.1 | 0.1 | 0.2 | 0.2 | 0.2 | 0.2 | 0.2 | 0.2 | 0.2 | 0.2 | 0.1
| Compressor fuel volume | KWh |  | 83 | 91.8 | 98 | 109.2 | 127.5 | 119.1 | 101.3 | 90.4 | 99.1 | 119.6 | 119.3 | 146.2 | 178.8 | 200.8 | 219.5 | 230.3 | 240.3 | 264.6 | 262.2 | 265.4 | 258.5 | 252.4 | 264 | 272.1 | 232
| Compressor fuel cost | £m |  | 4.5 | 4.4 | 5.3 | 5.9 | 6 | 5.6 | 5.4 | 4.8 | 5.2 | 7 | 7 | 8.6 | 11.6 | 13 | 14.2 | 14.9 | 15.5 | 17.1 | 16.9 | 17.1 | 16.7 | 16.3 | 17.1 | 17.6 | 15
| Emissions cost | £m |  | 4.626 | 4.8757 | 5.6444 | 6.3768 | 7.8595 | 7.5324 | 6.8881 | 8.2553 | 9.1176 | 11.6508 | 13.3484 | 16.4817 | 21.3959 | 24.1049 | 26.4554 | 27.8978 | 29.2765 | 32.3586 | 32.3003 | 32.9013 | 32.2944 | 31.7757 | 33.4535 | 34.6858 | 29.964
Total | Total PV of constraints and Emissions after discounting | £m |  | 15.6552 | 17.5338 | 19.3553 | 22.0014 | 26.9707 | 25.0542 | 20.3147 | 8.4607 | 9.3658 | 12.2552 | 11.6462 | 14.2677 | 18.7 | 21.3818 | 23.5628 | 24.1059 | 25.1878 | 32.387 | 28.4851 | 27.4115 | 24.9538 | 23.2198 | 24.4594 | 29.9734 | 19.0166
FES Pathway - Falling Behind (FB) |  |  |  | 2026 | 2027 | 2028 | 2029 | 2030 | 2031 | 2032 | 2033 | 2034 | 2035 | 2036 | 2037 | 2038 | 2039 | 2040 | 2041 | 2042 | 2043 | 2044 | 2045 | 2046 | 2047 | 2048 | 2049 | 2050
Constraints | Constraint days volume | KWh |  | 326.63 | 441.89 | 595.53 | 814.05 | 1126.81 | 1381.91 | 871.12 | 53.66 | 73.17 | 118.92 | 96.45 | 144.82 | 255.4 | 414.27 | 575.24 | 778.17 | 1095.56 | 1293 | 1314.03 | 1342.41 | 1404.59 | 1530.57 | 1636.67 | 1830.9 | 1658.93
| Constraint cost (LA 100%) | £m |  | 5.3857 | 7.2862 | 9.6812 | 13.2336 | 18.318 | 22.1441 | 13.9591 | 0.85987 | 1.1555 | 1.878 | 1.5008 | 2.2534 | 3.974 | 6.3497 | 8.817 | 11.9274 | 16.7923 | 19.8185 | 20.1408 | 20.5758 | 21.5289 | 23.4599 | 25.0862 | 28.0632 | 25.4273
Emissions | CO2 emissions volume | Tonnes |  | 7495.17 | 8664.81 | 10520.23 | 12772.51 | 20145.29 | 22452.25 | 16650.91 | 12145.12 | 14015.52 | 16464.52 | 16421.04 | 19133.46 | 23202.32 | 25825.26 | 27681.25 | 30259.05 | 33483.14 | 37568.13 | 37323.31 | 39972.01 | 39949.95 | 42242.64 | 41698.06 | 43513.48 | 38712.7
| NOx emissions volume | Tonnes |  | 3.96 | 4.57 | 5.55 | 6.74 | 8.21 | 12.59 | 9.34 | 6.81 | 7.86 | 9.24 | 9.21 | 10.73 | 13.01 | 14.56 | 15.7 | 17.29 | 19.27 | 21.82 | 21.66 | 23.37 | 23.35 | 24.83 | 24.48 | 25.65 | 22.56
| CO2 emissions cost | £m |  | 2.67 | 3.14 | 3.87 | 4.77 | 7.63 | 8.63 | 6.51 | 4.82 | 5.63 | 6.73 | 6.8 | 8.06 | 9.93 | 11.2 | 12.19 | 13.53 | 15.21 | 17.32 | 17.46 | 18.98 | 19.24 | 20.63 | 20.71 | 21.91 | 19.81
| NOx emissions cost | £m |  | 0.04 | 0.04 | 0.05 | 0.06 | 0.07 | 0.11 | 0.08 | 0.06 | 0.07 | 0.08 | 0.08 | 0.1 | 0.12 | 0.13 | 0.14 | 0.15 | 0.17 | 0.19 | 0.19 | 0.21 | 0.21 | 0.22 | 0.22 | 0.23 | 0.2
| Compressor fuel volume | KWh |  | 75.21 | 86.95 | 105.56 | 128.17 | 158.86 | 177.05 | 131.3 | 95.77 | 110.52 | 129.83 | 129.49 | 150.88 | 182.96 | 204.62 | 220.69 | 243 | 270.9 | 306.72 | 304.5 | 328.52 | 328.32 | 349.11 | 344.17 | 360.63 | 317.1
| Compressor fuel cost | £m |  | 4.08 | 4.17 | 5.71 | 6.93 | 7.46 | 8.29 | 6.94 | 5.07 | 5.83 | 7.64 | 7.6 | 8.85 | 11.85 | 13.22 | 14.26 | 15.7 | 17.5 | 19.81 | 19.67 | 21.22 | 21.21 | 22.55 | 22.23 | 23.3 | 20.48
| Emissions cost | £m |  | 4.0208 | 4.4094 | 5.8129 | 7.1709 | 9.3175 | 10.5961 | 8.3605 | 8.3995 | 9.7916 | 12.3475 | 14.4835 | 17.0071 | 21.8952 | 24.5454 | 26.5878 | 29.3862 | 32.8783 | 37.328 | 37.3264 | 40.4065 | 40.657 | 43.407 | 43.1621 | 45.4361 | 40.4979
Total | Total PV of constraints and Emissions after discounting | £m |  | 12.1725 | 14.1368 | 18.0239 | 22.5405 | 29.1761 | 32.9802 | 22.3698 | 8.4902 | 9.6362 | 11.9811 | 11.3315 | 13.1924 | 17.1198 | 19.7544 | 21.8724 | 24.6597 | 28.6453 | 31.8423 | 30.9381 | 31.7203 | 31.2525 | 32.4686 | 32.0187 | 33.3162 | 28.8724
Option Cost Inputs |  |  |  | 2026 | 2027 | 2028 | 2029 | 2030 | 2031 | 2032 | 2033 | 2034 | 2035 | 2036 | 2037 | 2038 | 2039 | 2040 | 2041 | 2042 | 2043 | 2044 | 2045 | 2046 | 2047 | 2048 | 2049 | 2050 | 2051 | 2052 | 2053 | 2054 | 2055 | 2056 | 2057 | 2058 | 2059 | 2060 | 2061 | 2062 | 2063 | 2064 | 2065 | 2066 | 2067 | 2068 | 2069 | 2070 | 2071 | 2072 | 2073 | 2074 | 2075 | 2076 | 2077 | 2078 | 2079 | 2080 | 2081 | 2082 | 2083 | 2084 | 2085 | 2086 | 2087 | 2088 | 2089 | 2090 | 2091 | 2092 | 2093 | 2094 | 2095 | 2096 | 2097 | 2098 | 2099
Capital | Capital build cost | X | £m | 4.1825 | 8.0912 | 4.5853 | 16.0268 | 30.938 | 28.0488 | 76.6857 | 186.7565 | 534.8586 | 352.2822 | 0 | 0 | 0 | 0 | 0 | 0 | 0 | 0 | 0 | 0 | 0 | 0 | 0 | 0 | 0 | 0 | 0 | 0 | 0 | 0 | 0 | 0 | 0 | 0 | 0 | 0 | 0 | 0 | 0 | 0 | 0 | 0 | 0 | 0 | 0 | 0 | 0 | 0 | 0 | 0 | 0 | 0 | 0 | 0 | 0 | 0 | 0 | 0 | 0 | 0 | 0 | 0 | 0 | 0 | 0 | 0 | 0 | 0 | 0 | 0 | 0 | 0 | 0 | 0
| Decommisioning cost | Y | £m | 0 | 0 | 0 | 0 | 0 | 0 | 0 | 0 | 0 | 0 | 0 | 0 | 0 | 0 | 0 | 0 | 0 | 0 | 0 | 0 | 0 | 0 | 0 | 0 | 13.867 | 10.188 | 10.188 | 10.188 | 10.188 | 10.188 | 10.188 | 10.188 | 9.339 | 0 | 0 | 0 | 0 | 0 | 0 | 0 | 0 | 0 | 0 | 0 | 0 | 0 | 0 | 0 | 0 | 0 | 0 | 0 | 0 | 0 | 0 | 0 | 0 | 0 | 0 | 0 | 0 | 0 | 0 | 0 | 0 | 0 | 0 | 0 | 0 | 0 | 0 | 0 | 0 | 0
| Annuity payments | =(X+Y)/(1-1/(1+WACC)^i)/WACC | £m | 0.27 | 0.53 | 0.3 | 1.05 | 2.22 | 5.19 | 5.1 | 12.28 | 35.04 | 23.08 | 0 | 0 | 0 | 0 | 0 | 0 | 0 | 0 | 0 | 0 | 0 | 0 | 0 | 0 | 0.98 | 0.71 | 0.71 | 0.71 | 0.71 | 0.72 | 0.72 | 0.72 | 0.66 | 0 | 0 | 0 | 0 | 0 | 0 | 0 | 0 | 0 | 0 | 0 | 0 | 0 | 0 | 0 | 0 | 0 | 0 | 0 | 0 | 0 | 0 | 0 | 0 | 0 | 0 | 0 | 0 | 0 | 0 | 0 | 0 | 0 | 0 | 0 | 0 | 0 | 0 | 0 | 0 | 0
| Total capital cost before discounting |  | £m | 0.27 | 0.8 | 1.1 | 2.15 | 4.37 | 9.56 | 14.66 | 26.94 | 61.98 | 85.05 | 85.05 | 85.05 | 85.05 | 85.05 | 85.05 | 85.05 | 85.05 | 85.05 | 85.05 | 85.05 | 85.05 | 85.05 | 85.05 | 85.05 | 86.03 | 86.47 | 86.65 | 87.07 | 86.73 | 85.23 | 80.76 | 76.38 | 64.75 | 29.72 | 6.64 | 6.64 | 6.64 | 6.64 | 6.64 | 6.64 | 6.64 | 6.64 | 6.64 | 6.64 | 6.64 | 6.64 | 6.64 | 6.64 | 6.64 | 5.66 | 4.95 | 4.24 | 3.52 | 2.81 | 2.09 | 1.37 | 0.66 | 0 | 0 | 0 | 0 | 0 | 0 | 0 | 0 | 0 | 0 | 0 | 0 | 0 | 0 | 0 | 0 | 0
| Total PV of capital cost after discounting |  | £m | 0.27 | 0.78 | 1.03 | 1.94 | 3.81 | 8.05 | 11.92 | 21.17 | 47.06 | 62.41 | 60.3 | 58.26 | 56.29 | 54.38 | 52.54 | 50.77 | 49.05 | 47.39 | 45.79 | 44.24 | 42.74 | 41.3 | 39.9 | 38.55 | 37.68 | 36.59 | 35.43 | 34.39 | 33.1 | 31.43 | 28.77 | 26.42 | 21.75 | 9.69 | 2.1 | 2.04 | 1.98 | 1.92 | 1.87 | 1.81 | 1.76 | 1.71 | 1.66 | 1.61 | 1.56 | 1.52 | 1.47 | 1.43 | 1.39 | 1.15 | 0.98 | 0.81 | 0.65 | 0.51 | 0.37 | 0.23 | 0.11 | 0 | 0 | 0 | 0 | 0 | 0 | 0 | 0 | 0 | 0 | 0 | 0 | 0 | 0 | 0 | 0 | 0
Non-Capital | Operational cost | £m |  | 0 | 0 | 0 | 0 | 0 | 0 | 0 | 0 | 0.69242 | 0.69242 | 0.69242 | 8.0167 | 8.0167 | 8.0167 | 8.0167 | 8.0167 | 8.0167 | 8.0167 | 8.0167 | 8.0167 | 8.0167 | 8.0167 | 8.0167 | 8.0167 | 0 | 0 | 0 | 0 | 0 | 0 | 0 | 0 | 0 | 0 | 0 | 0 | 0 | 0 | 0 | 0 | 0 | 0 | 0 | 0 | 0 | 0 | 0 | 0 | 0 | 0 | 0 | 0 | 0 | 0 | 0 | 0 | 0 | 0 | 0 | 0 | 0 | 0 | 0 | 0 | 0 | 0 | 0 | 0 | 0 | 0 | 0 | 0 | 0 | 0
| CO2 equivalent emissions (construction & decomissioning) | £m |  | 0 | 0 | 0 | 0 | 2.9328 | 51.1051 | 1.1594 | 0.68554 | 0 | 0 | 0 | 0 | 0 | 0 | 0 | 0 | 0 | 0 | 0 | 0 | 0 | 0 | 0 | 0 | 1.0425 | 0.692 | 0.7022 | 0.71254 | 0.72304 | 0.73369 | 0.7445 | 0.75547 | 0.70272 | 0 | 0 | 0 | 0 | 0 | 0 | 0 | 0 | 0 | 0 | 0 | 0 | 0 | 0 | 0 | 0 | 0 | 0 | 0 | 0 | 0 | 0 | 0 | 0 | 0 | 0 | 0 | 0 | 0 | 0 | 0 | 0 | 0 | 0 | 0 | 0 | 0 | 0 | 0 | 0 | 0
| Total non-capital cost before discounting | £m |  | 0 | 0 | 0 | 0 | 2.93 | 51.11 | 1.16 | 0.69 | 0.69 | 0.69 | 0.69 | 8.02 | 8.02 | 8.02 | 8.02 | 8.02 | 8.02 | 8.02 | 8.02 | 8.02 | 8.02 | 8.02 | 8.02 | 8.02 | 1.04 | 0 | 0 | 0 | 0 | 0 | 0 | 0 | 0 | 0 | 0 | 0 | 0 | 0 | 0 | 0 | 0 | 0 | 0 | 0 | 0 | 0 | 0 | 0 | 0 | 0 | 0 | 0 | 0 | 0 | 0 | 0 | 0 | 0 | 0 | 0 | 0 | 0 | 0 | 0 | 0 | 0 | 0 | 0 | 0 | 0 | 0 | 0 | 0 | 0
| Total PV of non-capital cost after discounting | £m |  | 0 | 0 | 0 | 0 | 2.56 | 43.03 | 0.94 | 0.54 | 0.53 | 0.51 | 0.49 | 5.49 | 5.31 | 5.13 | 4.95 | 4.79 | 4.62 | 4.47 | 4.32 | 4.17 | 4.03 | 3.89 | 3.76 | 3.63 | 0.46 | 0 | 0 | 0 | 0 | 0 | 0 | 0 | 0 | 0 | 0 | 0 | 0 | 0 | 0 | 0 | 0 | 0 | 0 | 0 | 0 | 0 | 0 | 0 | 0 | 0 | 0 | 0 | 0 | 0 | 0 | 0 | 0 | 0 | 0 | 0 | 0 | 0 | 0 | 0 | 0 | 0 | 0 | 0 | 0 | 0 | 0 | 0 | 0 | 0

## Option F
Summary of Option Investment and Benefits
Option F | Wormington to Honeybourne 900mm New; Churchover Tee to MJ 900mm New; Uprating Feeder 28 Felindre Three Cocks & Cilfrew; Three Cocks to Alrewas 1200mm New
Capability Equation
Sensitivities : Locational Actions 75% & Buybacks 25%
Discounting | Time | n |  | Year 0 | Year 1 | Year 2 | Year 3 | Year 4 | Year 5 | Year 6 | Year 7 | Year 8 | Year 9 | Year 10 | Year 11 | Year 12 | Year 13 | Year 14 | Year 15 | Year 16 | Year 17 | Year 18 | Year 19 | Year 20 | Year 21 | Year 22 | Year 23 | Year 24
| Fiscal Year |  |  | 2026 | 2027 | 2028 | 2029 | 2030 | 2031 | 2032 | 2033 | 2034 | 2035 | 2036 | 2037 | 2038 | 2039 | 2040 | 2041 | 2042 | 2043 | 2044 | 2045 | 2046 | 2047 | 2048 | 2049 | 2050
| Discounting % to convert the future cost into present | =1/[(1+STPR)^n] |  | 100% | 96.62% | 93.35% | 90.19% | 87.14% | 84.2% | 81.35% | 78.6% | 75.94% | 73.37% | 70.89% | 68.49% | 66.18% | 63.94% | 61.78% | 59.69% | 57.67% | 55.72% | 53.84% | 52.02% | 50.26% | 48.56% | 46.92% | 45.33% | 43.8%
Benefit Cost Inputs
FES Pathway - Holistic Transition (HT) |  |  |  | 2026 | 2027 | 2028 | 2029 | 2030 | 2031 | 2032 | 2033 | 2034 | 2035 | 2036 | 2037 | 2038 | 2039 | 2040 | 2041 | 2042 | 2043 | 2044 | 2045 | 2046 | 2047 | 2048 | 2049 | 2050
Constraints | Constraint days volume | KWh |  | 561.63 | 709.36 | 869.58 | 1130.36 | 1402.14 | 1457.59 | 1413.48 | 133.08 | 181.8 | 258.83 | 305.33 | 5.7 | 8.83 | 10.54 | 11.2 | 14.78 | 15.66 | 16.98 | 14.17 | 13.73 | 12.95 | 12.75 | 11.47 | 10.37 | 6.38
| Constraint cost (LA 75% BB 25%) | £m |  | 12.29 | 15.52 | 18.76 | 24.38 | 30.25 | 30.99 | 30.05 | 2.83 | 3.81 | 5.42 | 6.3 | 0.12 | 0.18 | 0.21 | 0.23 | 0.30055 | 0.31846 | 0.34527 | 0.2882 | 0.27926 | 0.26348 | 0.25926 | 0.23335 | 0.21091 | 0.12984
Emissions | CO2 emissions volume | Tonnes |  | 8988.33 | 9919 | 11088.35 | 12735.42 | 17955.49 | 17112.17 | 15855.37 | 12752.59 | 13842.97 | 15527.78 | 16368.22 | 2957.86 | 3039.11 | 2751.43 | 2674.38 | 2709.71 | 2560.71 | 2529.39 | 2445.92 | 2403.86 | 2344.01 | 2274.78 | 2233.22 | 2171.19 | 1841.04
| NOx emissions volume | Tonnes |  | 4.75 | 5.24 | 5.85 | 6.72 | 7.32 | 9.6 | 8.89 | 7.15 | 7.76 | 8.71 | 9.18 | 1.75 | 1.8 | 1.63 | 1.58 | 1.6 | 1.51 | 1.5 | 1.45 | 1.42 | 1.39 | 1.34 | 1.32 | 1.28 | 1.09
| CO2 emissions cost | £m |  | 3.21 | 3.59 | 4.08 | 4.75 | 6.8 | 6.57 | 6.2 | 5.06 | 5.57 | 6.35 | 6.78 | 1.25 | 1.3 | 1.19 | 1.18 | 1.21 | 1.16 | 1.17 | 1.14 | 1.14 | 1.13 | 1.11 | 1.11 | 1.09 | 0.94
| NOx emissions cost | £m |  | 0.04 | 0.05 | 0.05 | 0.06 | 0.07 | 0.09 | 0.08 | 0.06 | 0.07 | 0.08 | 0.08 | 0.02 | 0.02 | 0.01 | 0.01 | 0.01 | 0.01 | 0.01 | 0.01 | 0.01 | 0.01 | 0.01 | 0.01 | 0.01 | 0.01
| Compressor fuel volume | KWh |  | 90.19 | 99.53 | 111.26 | 127.79 | 141.59 | 134.94 | 125.03 | 100.56 | 109.16 | 122.45 | 129.07 | 18.05 | 18.54 | 16.79 | 16.32 | 16.53 | 15.63 | 15.43 | 14.92 | 14.67 | 14.3 | 13.88 | 13.63 | 13.25 | 11.23
| Compressor fuel cost | £m |  | 4.89 | 4.77 | 6.02 | 6.91 | 6.65 | 6.32 | 6.61 | 5.32 | 5.76 | 7.2 | 7.57 | 1.25 | 1.44 | 1.3 | 1.26 | 1.28 | 1.21 | 1.19 | 1.15 | 1.13 | 1.11 | 1.07 | 1.05 | 1.02 | 0.87
| Emissions cost | £m |  | 0.96257 | 0.99861 | 1.3172 | 1.6002 | 1.9911 | 1.7522 | 1.6557 | 1.715 | 1.8676 | 2.2579 | 2.313 | 2.5153 | 2.753 | 2.5061 | 2.4543 | 2.5053 | 2.3851 | 2.3733 | 2.3117 | 2.2885 | 2.2476 | 2.1968 | 2.1751 | 2.1295 | 1.8209
Total | Total PV of constraints and Emissions after discounting | £m |  | 20.4269 | 23.1198 | 26.9821 | 32.5659 | 38.1342 | 37.0209 | 34.9374 | 10.4293 | 11.5439 | 13.9796 | 14.7035 | 1.8035 | 1.9425 | 1.7395 | 1.6569 | 1.6748 | 1.5591 | 1.5148 | 1.3997 | 1.3356 | 1.262 | 1.1926 | 1.1299 | 1.0609 | 0.85433
FES Pathway - Electric Engagement (EE) |  |  |  | 2026 | 2027 | 2028 | 2029 | 2030 | 2031 | 2032 | 2033 | 2034 | 2035 | 2036 | 2037 | 2038 | 2039 | 2040 | 2041 | 2042 | 2043 | 2044 | 2045 | 2046 | 2047 | 2048 | 2049 | 2050
Constraints | Constraint days volume | KWh |  | 567.12 | 729.08 | 907.52 | 1208.83 | 1606.69 | 1642.4 | 1564.1 | 173.37 | 244.59 | 374.92 | 460.31 | 10.78 | 17.91 | 23.09 | 31.07 | 38.11 | 42.54 | 50.45 | 48.5 | 54.37 | 52.58 | 57.48 | 51.74 | 49.44 | 38.57
| Constraint cost (LA 75% BB 25%) | £m |  | 12.41 | 15.95 | 19.58 | 26.08 | 34.66 | 34.92 | 33.26 | 3.69 | 5.13 | 7.86 | 9.5 | 0.22 | 0.37 | 0.47 | 0.63 | 0.78 | 0.87 | 1.03 | 0.99 | 1.11 | 1.07 | 1.17 | 1.05 | 1.01 | 0.78
Emissions | CO2 emissions volume | Tonnes |  | 9169.17 | 10265.59 | 11674.61 | 13628.34 | 19846.5 | 18961.85 | 17928.62 | 15113.95 | 16931.68 | 19799.19 | 20982.61 | 4346.34 | 4824.24 | 4755.7 | 4104.48 | 3387.82 | 3160.93 | 3303.77 | 3124.24 | 2941.36 | 2760.96 | 2793.17 | 2567.98 | 2467.18 | 2197.47
| NOx emissions volume | Tonnes |  | 4.84 | 5.42 | 6.16 | 7.19 | 8.09 | 10.64 | 10.06 | 8.48 | 9.5 | 11.11 | 11.77 | 2.57 | 2.85 | 2.81 | 2.43 | 2 | 1.87 | 1.95 | 1.85 | 1.74 | 1.63 | 1.65 | 1.52 | 1.46 | 1.3
| CO2 emissions cost | £m |  | 3.27 | 3.72 | 4.29 | 5.09 | 7.52 | 7.28 | 7.01 | 5.99 | 6.81 | 8.1 | 8.69 | 1.83 | 2.07 | 2.06 | 1.81 | 1.52 | 1.44 | 1.52 | 1.46 | 1.4 | 1.33 | 1.36 | 1.28 | 1.24 | 1.12
| NOx emissions cost | £m |  | 0.04 | 0.05 | 0.05 | 0.06 | 0.07 | 0.09 | 0.09 | 0.08 | 0.08 | 0.1 | 0.1 | 0.02 | 0.03 | 0.03 | 0.02 | 0.02 | 0.02 | 0.02 | 0.02 | 0.02 | 0.01 | 0.01 | 0.01 | 0.01 | 0.01
| Compressor fuel volume | KWh |  | 92.01 | 103.01 | 117.15 | 136.75 | 156.5 | 149.52 | 141.38 | 119.18 | 133.51 | 156.13 | 165.46 | 26.52 | 29.44 | 29.02 | 25.05 | 20.67 | 19.29 | 20.16 | 19.06 | 17.95 | 16.85 | 17.04 | 15.67 | 15.05 | 13.41
| Compressor fuel cost | £m |  | 4.99 | 4.94 | 6.33 | 7.4 | 7.35 | 7 | 7.48 | 6.3 | 7.04 | 9.18 | 9.71 | 1.84 | 2.28 | 2.24 | 1.94 | 1.6 | 1.49 | 1.56 | 1.47 | 1.39 | 1.3 | 1.32 | 1.21 | 1.16 | 1.04
| Emissions cost | £m |  | 0.99501 | 1.0653 | 1.4273 | 1.7981 | 2.362 | 2.056 | 2.0104 | 2.295 | 2.6494 | 3.4083 | 3.5701 | 3.6961 | 4.3701 | 4.3317 | 3.7667 | 3.1322 | 2.9441 | 3.0999 | 2.9528 | 2.8002 | 2.6474 | 2.6974 | 2.5011 | 2.4198 | 2.1734
Total | Total PV of constraints and Emissions after discounting | £m |  | 20.7108 | 23.8205 | 28.2471 | 34.8339 | 43.2196 | 41.5104 | 38.914 | 12.622 | 14.4732 | 18.5151 | 19.8573 | 2.6841 | 3.1368 | 3.0699 | 2.7174 | 2.3323 | 2.1969 | 2.2989 | 2.1208 | 2.0317 | 1.8679 | 1.8775 | 1.6671 | 1.5527 | 1.2955
FES Pathway - Hydrogen Evolution (HE) |  |  |  | 2026 | 2027 | 2028 | 2029 | 2030 | 2031 | 2032 | 2033 | 2034 | 2035 | 2036 | 2037 | 2038 | 2039 | 2040 | 2041 | 2042 | 2043 | 2044 | 2045 | 2046 | 2047 | 2048 | 2049 | 2050
Constraints | Constraint days volume | KWh |  | 495.18 | 630.17 | 725.53 | 884.38 | 1155.45 | 1142.14 | 906.68 | 86.15 | 125.87 | 214.96 | 298.08 | 1.87 | 4.62 | 6.54 | 7.92 | 13.43 | 16.68 | 22.92 | 26.09 | 32.36 | 35.22 | 40.25 | 44.2 | 49.61 | 38.56
| Constraint cost (LA 75% BB 25%) | £m |  | 10.8 | 13.8 | 15.7 | 19.1 | 24.9 | 24.3 | 19.3 | 1.8 | 2.6 | 4.5 | 6.2 | 0 | 0.1 | 0.1 | 0.2 | 0.3 | 0.3 | 0.5 | 0.5 | 0.7 | 0.7 | 0.8 | 0.9 | 1 | 0.8
Emissions | CO2 emissions volume | Tonnes |  | 8272.18 | 9149.99 | 9769.32 | 10881.31 | 16164.27 | 15105.22 | 12843.24 | 11463.34 | 12571.53 | 15162.29 | 17403.92 | 4591.28 | 5976.6 | 6752.25 | 7351.56 | 7284.3 | 7653.84 | 9713.68 | 8771.15 | 8364.91 | 7537.13 | 6944.63 | 7552.13 | 9179.57 | 5813.64
| NOx emissions volume | Tonnes |  | 4.37 | 4.83 | 5.16 | 5.74 | 6.59 | 8.47 | 7.2 | 6.43 | 7.05 | 8.5 | 9.76 | 2.71 | 3.53 | 3.99 | 4.35 | 4.31 | 4.52 | 5.74 | 5.19 | 4.95 | 4.46 | 4.11 | 4.46 | 5.43 | 3.44
| CO2 emissions cost | £m |  | 3 | 3.3 | 3.6 | 4.1 | 6.1 | 5.8 | 5 | 4.5 | 5.1 | 6.2 | 7.2 | 1.9 | 2.6 | 2.9 | 3.2 | 3.3 | 3.5 | 4.5 | 4.1 | 4 | 3.6 | 3.4 | 3.8 | 4.6 | 3
| NOx emissions cost | £m |  | 0 | 0 | 0 | 0.1 | 0.1 | 0.1 | 0.1 | 0.1 | 0.1 | 0.1 | 0.1 | 0 | 0 | 0 | 0 | 0 | 0 | 0.1 | 0 | 0 | 0 | 0 | 0 | 0 | 0
| Compressor fuel volume | KWh |  | 83 | 91.8 | 98 | 109.2 | 127.5 | 119.1 | 101.3 | 90.4 | 99.1 | 119.6 | 137.2 | 28 | 36.5 | 41.2 | 44.9 | 44.4 | 46.7 | 59.3 | 53.5 | 51 | 46 | 42.4 | 46.1 | 56 | 35.5
| Compressor fuel cost | £m |  | 4.5 | 4.4 | 5.3 | 5.9 | 6 | 5.6 | 5.4 | 4.8 | 5.2 | 7 | 8.1 | 1.9 | 2.8 | 3.2 | 3.5 | 3.4 | 3.6 | 4.6 | 4.1 | 3.9 | 3.6 | 3.3 | 3.6 | 4.3 | 2.7
| Emissions cost | £m |  | 0.81447 | 0.87772 | 1.0678 | 1.2461 | 1.7103 | 1.4874 | 1.2623 | 1.5854 | 1.7483 | 2.3305 | 2.8604 | 3.9044 | 5.414 | 6.1502 | 6.7465 | 6.7347 | 7.1289 | 9.1141 | 8.2899 | 7.9634 | 7.227 | 6.7065 | 7.3554 | 9.0034 | 5.7499
Total | Total PV of constraints and Emissions after discounting | £m |  | 18.3245 | 20.8159 | 22.9549 | 26.2406 | 32.3221 | 30.092 | 24.1786 | 8.8154 | 9.8593 | 13.0695 | 15.2452 | 2.7008 | 3.6461 | 4.0175 | 4.2674 | 4.1829 | 4.3069 | 5.3381 | 4.7486 | 4.4845 | 3.992 | 3.654 | 3.8725 | 4.5385 | 2.8617
FES Pathway - Falling Behind (FB) |  |  |  | 2026 | 2027 | 2028 | 2029 | 2030 | 2031 | 2032 | 2033 | 2034 | 2035 | 2036 | 2037 | 2038 | 2039 | 2040 | 2041 | 2042 | 2043 | 2044 | 2045 | 2046 | 2047 | 2048 | 2049 | 2050
Constraints | Constraint days volume | KWh |  | 326.63 | 441.89 | 595.53 | 814.05 | 1126.81 | 1381.91 | 871.12 | 53.66 | 73.17 | 118.92 | 174.72 | 0.66 | 1.17 | 2.57 | 4.05 | 5.54 | 7.16 | 9.18 | 10.4 | 10.32 | 12.11 | 14.98 | 17.01 | 21.79 | 19.01
| Constraint cost (LA 75% BB 25%) | £m |  | 7.15 | 9.67 | 12.85 | 17.56 | 24.31 | 29.38 | 18.52 | 1.14 | 1.53 | 2.49 | 3.61 | 0.01 | 0.02 | 0.05 | 0.08 | 0.11 | 0.15 | 0.19 | 0.21 | 0.21 | 0.25 | 0.3 | 0.35 | 0.44 | 0.39
Emissions | CO2 emissions volume | Tonnes |  | 7495.17 | 8664.81 | 10520.23 | 12772.51 | 20145.29 | 22452.25 | 16650.91 | 12145.12 | 14015.52 | 16464.52 | 19377.56 | 6920.1 | 9011.55 | 10214.93 | 10954.83 | 12140.96 | 14088.83 | 15662.03 | 15659.03 | 16816.61 | 16731.75 | 17506.68 | 17194.68 | 17566.89 | 15952.46
| NOx emissions volume | Tonnes |  | 3.96 | 4.57 | 5.55 | 6.74 | 8.21 | 12.59 | 9.34 | 6.81 | 7.86 | 9.24 | 10.87 | 4.09 | 5.33 | 6.04 | 6.48 | 7.18 | 8.33 | 9.26 | 9.26 | 9.94 | 9.89 | 10.35 | 10.17 | 10.39 | 9.43
| CO2 emissions cost | £m |  | 2.67 | 3.14 | 3.87 | 4.77 | 7.63 | 8.63 | 6.51 | 4.82 | 5.63 | 6.73 | 8.03 | 2.91 | 3.86 | 4.43 | 4.82 | 5.43 | 6.4 | 7.22 | 7.33 | 7.98 | 8.06 | 8.55 | 8.54 | 8.85 | 8.16
| NOx emissions cost | £m |  | 0.04 | 0.04 | 0.05 | 0.06 | 0.07 | 0.11 | 0.08 | 0.06 | 0.07 | 0.08 | 0.1 | 0.04 | 0.05 | 0.05 | 0.06 | 0.06 | 0.07 | 0.08 | 0.08 | 0.09 | 0.09 | 0.09 | 0.09 | 0.09 | 0.08
| Compressor fuel volume | KWh |  | 75.21 | 86.95 | 105.56 | 128.17 | 158.86 | 177.05 | 131.3 | 95.77 | 110.52 | 129.83 | 152.8 | 42.23 | 54.99 | 62.33 | 66.85 | 74.08 | 85.97 | 95.57 | 95.55 | 102.61 | 102.1 | 106.82 | 104.92 | 107.19 | 97.34
| Compressor fuel cost | £m |  | 4.08 | 4.17 | 5.71 | 6.93 | 7.46 | 8.29 | 6.94 | 5.07 | 5.83 | 7.64 | 8.97 | 2.93 | 4.26 | 4.82 | 5.17 | 5.73 | 6.65 | 7.39 | 7.39 | 7.94 | 7.9 | 8.26 | 8.12 | 8.29 | 7.53
| Emissions cost | £m |  | 0.71979 | 0.87754 | 1.3259 | 1.8096 | 2.9255 | 3.3849 | 2.1874 | 2.1212 | 2.6561 | 3.5433 | 4.6185 | 5.8847 | 8.1633 | 9.3041 | 10.0532 | 11.225 | 13.1226 | 14.6953 | 14.7999 | 16.0094 | 16.0434 | 16.9065 | 16.7468 | 17.2298 | 15.7776
Total | Total PV of constraints and Emissions after discounting | £m |  | 13.9331 | 16.4383 | 20.9784 | 26.4426 | 34.3948 | 39.0756 | 26.0822 | 8.7111 | 9.9231 | 12.4315 | 14.6736 | 4.04 | 5.4183 | 5.9825 | 6.2616 | 6.7674 | 7.6519 | 8.2923 | 8.0816 | 8.4365 | 8.1866 | 8.3573 | 8.0191 | 8.0109 | 7.0793
Sensitivities : Locational Actions 90% & Buybacks 10%
Benefit Cost Inputs
FES Pathway - Holistic Transition (HT) |  |  |  | 2026 | 2027 | 2028 | 2029 | 2030 | 2031 | 2032 | 2033 | 2034 | 2035 | 2036 | 2037 | 2038 | 2039 | 2040 | 2041 | 2042 | 2043 | 2044 | 2045 | 2046 | 2047 | 2048 | 2049 | 2050
Constraints | Constraint days volume | KWh |  | 561.63 | 709.36 | 869.58 | 1130.36 | 1402.14 | 1457.59 | 1413.48 | 133.08 | 181.8 | 258.83 | 305.33 | 5.7 | 8.83 | 10.54 | 11.2 | 14.78 | 15.66 | 16.98 | 14.17 | 13.73 | 12.95 | 12.75 | 11.47 | 10.37 | 6.38
| Constraint cost (LA 90% BB 10%) | £m |  | 10.4715 | 13.226 | 15.9849 | 20.7787 | 25.7746 | 26.4112 | 25.6119 | 2.4113 | 3.2464 | 4.622 | 5.3721 | 0.10032 | 0.1553 | 0.18275 | 0.19403 | 0.25612 | 0.27139 | 0.29423 | 0.2456 | 0.23797 | 0.22453 | 0.22093 | 0.19885 | 0.17973 | 0.11065
Emissions | CO2 emissions volume | Tonnes |  | 8988.33 | 9919 | 11088.35 | 12735.42 | 17955.49 | 17112.17 | 15855.37 | 12752.59 | 13842.97 | 15527.78 | 16368.22 | 2957.86 | 3039.11 | 2751.43 | 2674.38 | 2709.71 | 2560.71 | 2529.39 | 2445.92 | 2403.86 | 2344.01 | 2274.78 | 2233.22 | 2171.19 | 1841.04
| NOx emissions volume | Tonnes |  | 4.75 | 5.24 | 5.85 | 6.72 | 7.32 | 9.6 | 8.89 | 7.15 | 7.76 | 8.71 | 9.18 | 1.75 | 1.8 | 1.63 | 1.58 | 1.6 | 1.51 | 1.5 | 1.45 | 1.42 | 1.39 | 1.34 | 1.32 | 1.28 | 1.09
| CO2 emissions cost | £m |  | 3.21 | 3.59 | 4.08 | 4.75 | 6.8 | 6.57 | 6.2 | 5.06 | 5.57 | 6.35 | 6.78 | 1.25 | 1.3 | 1.19 | 1.18 | 1.21 | 1.16 | 1.17 | 1.14 | 1.14 | 1.13 | 1.11 | 1.11 | 1.09 | 0.94
| NOx emissions cost | £m |  | 0.04 | 0.05 | 0.05 | 0.06 | 0.07 | 0.09 | 0.08 | 0.06 | 0.07 | 0.08 | 0.08 | 0.02 | 0.02 | 0.01 | 0.01 | 0.01 | 0.01 | 0.01 | 0.01 | 0.01 | 0.01 | 0.01 | 0.01 | 0.01 | 0.01
| Compressor fuel volume | KWh |  | 90.19 | 99.53 | 111.26 | 127.79 | 141.59 | 134.94 | 125.03 | 100.56 | 109.16 | 122.45 | 129.07 | 18.05 | 18.54 | 16.79 | 16.32 | 16.53 | 15.63 | 15.43 | 14.92 | 14.67 | 14.3 | 13.88 | 13.63 | 13.25 | 11.23
| Compressor fuel cost | £m |  | 4.89 | 4.77 | 6.02 | 6.91 | 6.65 | 6.32 | 6.61 | 5.32 | 5.76 | 7.2 | 7.57 | 1.25 | 1.44 | 1.3 | 1.26 | 1.28 | 1.21 | 1.19 | 1.15 | 1.13 | 1.11 | 1.07 | 1.05 | 1.02 | 0.87
| Emissions cost | £m |  | 0.96257 | 0.99861 | 1.3172 | 1.6002 | 1.9911 | 1.7522 | 1.6557 | 1.715 | 1.8676 | 2.2579 | 2.313 | 2.5153 | 2.753 | 2.5061 | 2.4543 | 2.5053 | 2.3851 | 2.3733 | 2.3117 | 2.2885 | 2.2476 | 2.1968 | 2.1751 | 2.1295 | 1.8209
Total | Total PV of constraints and Emissions after discounting | £m |  | 18.6104 | 20.9031 | 24.3936 | 29.3148 | 34.2379 | 33.1634 | 31.3231 | 10.1005 | 11.1162 | 13.3913 | 14.0429 | 1.7916 | 1.9247 | 1.7192 | 1.6361 | 1.6482 | 1.532 | 1.4863 | 1.3768 | 1.3141 | 1.2424 | 1.174 | 1.1137 | 1.0468 | 0.84592
FES Pathway - Electric Engagement (EE) |  |  |  | 2026 | 2027 | 2028 | 2029 | 2030 | 2031 | 2032 | 2033 | 2034 | 2035 | 2036 | 2037 | 2038 | 2039 | 2040 | 2041 | 2042 | 2043 | 2044 | 2045 | 2046 | 2047 | 2048 | 2049 | 2050
Constraints | Constraint days volume | KWh |  | 567.12 | 729.08 | 907.52 | 1208.83 | 1606.69 | 1642.4 | 1564.1 | 173.37 | 244.59 | 374.92 | 460.31 | 10.78 | 17.91 | 23.09 | 31.07 | 38.11 | 42.54 | 50.45 | 48.5 | 54.37 | 52.58 | 57.48 | 51.74 | 49.44 | 38.57
| Constraint cost (LA 90% BB 10%) | £m |  | 10.5739 | 13.5937 | 16.6824 | 22.2211 | 29.5347 | 29.7598 | 28.341 | 3.1415 | 4.3676 | 6.695 | 8.0989 | 0.18974 | 0.31506 | 0.40013 | 0.53854 | 0.66057 | 0.73733 | 0.87433 | 0.84063 | 0.94226 | 0.91128 | 0.99627 | 0.8967 | 0.85688 | 0.66857
Emissions | CO2 emissions volume | Tonnes |  | 9169.17 | 10265.59 | 11674.61 | 13628.34 | 19846.5 | 18961.85 | 17928.62 | 15113.95 | 16931.68 | 19799.19 | 20982.61 | 4346.34 | 4824.24 | 4755.7 | 4104.48 | 3387.82 | 3160.93 | 3303.77 | 3124.24 | 2941.36 | 2760.96 | 2793.17 | 2567.98 | 2467.18 | 2197.47
| NOx emissions volume | Tonnes |  | 4.84 | 5.42 | 6.16 | 7.19 | 8.09 | 10.64 | 10.06 | 8.48 | 9.5 | 11.11 | 11.77 | 2.57 | 2.85 | 2.81 | 2.43 | 2 | 1.87 | 1.95 | 1.85 | 1.74 | 1.63 | 1.65 | 1.52 | 1.46 | 1.3
| CO2 emissions cost | £m |  | 3.27 | 3.72 | 4.29 | 5.09 | 7.52 | 7.28 | 7.01 | 5.99 | 6.81 | 8.1 | 8.69 | 1.83 | 2.07 | 2.06 | 1.81 | 1.52 | 1.44 | 1.52 | 1.46 | 1.4 | 1.33 | 1.36 | 1.28 | 1.24 | 1.12
| NOx emissions cost | £m |  | 0.04 | 0.05 | 0.05 | 0.06 | 0.07 | 0.09 | 0.09 | 0.08 | 0.08 | 0.1 | 0.1 | 0.02 | 0.03 | 0.03 | 0.02 | 0.02 | 0.02 | 0.02 | 0.02 | 0.02 | 0.01 | 0.01 | 0.01 | 0.01 | 0.01
| Compressor fuel volume | KWh |  | 92.01 | 103.01 | 117.15 | 136.75 | 156.5 | 149.52 | 141.38 | 119.18 | 133.51 | 156.13 | 165.46 | 26.52 | 29.44 | 29.02 | 25.05 | 20.67 | 19.29 | 20.16 | 19.06 | 17.95 | 16.85 | 17.04 | 15.67 | 15.05 | 13.41
| Compressor fuel cost | £m |  | 4.99 | 4.94 | 6.33 | 7.4 | 7.35 | 7 | 7.48 | 6.3 | 7.04 | 9.18 | 9.71 | 1.84 | 2.28 | 2.24 | 1.94 | 1.6 | 1.49 | 1.56 | 1.47 | 1.39 | 1.3 | 1.32 | 1.21 | 1.16 | 1.04
| Emissions cost | £m |  | 0.99501 | 1.0653 | 1.4273 | 1.7981 | 2.362 | 2.056 | 2.0104 | 2.295 | 2.6494 | 3.4083 | 3.5701 | 3.6961 | 4.3701 | 4.3317 | 3.7667 | 3.1322 | 2.9441 | 3.0999 | 2.9528 | 2.8002 | 2.6474 | 2.6974 | 2.5011 | 2.4198 | 2.1734
Total | Total PV of constraints and Emissions after discounting | £m |  | 18.8765 | 21.5422 | 25.5456 | 31.3572 | 38.7549 | 37.1638 | 34.9146 | 12.1937 | 13.8979 | 17.6629 | 18.8613 | 2.6616 | 3.1006 | 3.0255 | 2.6597 | 2.2639 | 2.1231 | 2.2144 | 2.0423 | 1.9466 | 1.7885 | 1.7935 | 1.5941 | 1.4853 | 1.2447
FES Pathway - Hydrogen Evolution (HE) |  |  |  | 2026 | 2027 | 2028 | 2029 | 2030 | 2031 | 2032 | 2033 | 2034 | 2035 | 2036 | 2037 | 2038 | 2039 | 2040 | 2041 | 2042 | 2043 | 2044 | 2045 | 2046 | 2047 | 2048 | 2049 | 2050
Constraints | Constraint days volume | KWh |  | 495.18 | 630.17 | 725.53 | 884.38 | 1155.45 | 1142.14 | 906.68 | 86.15 | 125.87 | 214.96 | 298.08 | 1.87 | 4.62 | 6.54 | 7.92 | 13.43 | 16.68 | 22.92 | 26.09 | 32.36 | 35.22 | 40.25 | 44.2 | 49.61 | 38.56
| Constraint cost (LA 90% BB 10%) | £m |  | 9.2325 | 11.7495 | 13.337 | 16.2569 | 21.2399 | 20.6953 | 16.4288 | 1.561 | 2.2477 | 3.8386 | 5.2446 | 0.032977 | 0.081317 | 0.11335 | 0.13731 | 0.23275 | 0.28902 | 0.39717 | 0.45219 | 0.56086 | 0.61039 | 0.69763 | 0.76606 | 0.85989 | 0.66834
Emissions | CO2 emissions volume | Tonnes |  | 8272.18 | 9149.99 | 9769.32 | 10881.31 | 16164.27 | 15105.22 | 12843.24 | 11463.34 | 12571.53 | 15162.29 | 17403.92 | 4591.28 | 5976.6 | 6752.25 | 7351.56 | 7284.3 | 7653.84 | 9713.68 | 8771.15 | 8364.91 | 7537.13 | 6944.63 | 7552.13 | 9179.57 | 5813.64
| NOx emissions volume | Tonnes |  | 4.37 | 4.83 | 5.16 | 5.74 | 6.59 | 8.47 | 7.2 | 6.43 | 7.05 | 8.5 | 9.76 | 2.71 | 3.53 | 3.99 | 4.35 | 4.31 | 4.52 | 5.74 | 5.19 | 4.95 | 4.46 | 4.11 | 4.46 | 5.43 | 3.44
| CO2 emissions cost | £m |  | 3 | 3.3 | 3.6 | 4.1 | 6.1 | 5.8 | 5 | 4.5 | 5.1 | 6.2 | 7.2 | 1.9 | 2.6 | 2.9 | 3.2 | 3.3 | 3.5 | 4.5 | 4.1 | 4 | 3.6 | 3.4 | 3.8 | 4.6 | 3
| NOx emissions cost | £m |  | 0 | 0 | 0 | 0.1 | 0.1 | 0.1 | 0.1 | 0.1 | 0.1 | 0.1 | 0.1 | 0 | 0 | 0 | 0 | 0 | 0 | 0.1 | 0 | 0 | 0 | 0 | 0 | 0 | 0
| Compressor fuel volume | KWh |  | 83 | 91.8 | 98 | 109.2 | 127.5 | 119.1 | 101.3 | 90.4 | 99.1 | 119.6 | 137.2 | 28 | 36.5 | 41.2 | 44.9 | 44.4 | 46.7 | 59.3 | 53.5 | 51 | 46 | 42.4 | 46.1 | 56 | 35.5
| Compressor fuel cost | £m |  | 4.5 | 4.4 | 5.3 | 5.9 | 6 | 5.6 | 5.4 | 4.8 | 5.2 | 7 | 8.1 | 1.9 | 2.8 | 3.2 | 3.5 | 3.4 | 3.6 | 4.6 | 4.1 | 3.9 | 3.6 | 3.3 | 3.6 | 4.3 | 2.7
| Emissions cost | £m |  | 0.81447 | 0.87772 | 1.0678 | 1.2461 | 1.7103 | 1.4874 | 1.2623 | 1.5854 | 1.7483 | 2.3305 | 2.8604 | 3.9044 | 5.414 | 6.1502 | 6.7465 | 6.7347 | 7.1289 | 9.1141 | 8.2899 | 7.9634 | 7.227 | 6.7065 | 7.3554 | 9.0034 | 5.7499
Total | Total PV of constraints and Emissions after discounting | £m |  | 16.7229 | 18.8466 | 20.7952 | 23.6971 | 29.1113 | 27.0693 | 21.8602 | 8.6026 | 9.5632 | 12.581 | 14.6002 | 2.6969 | 3.6367 | 4.0049 | 4.2527 | 4.1588 | 4.278 | 5.2997 | 4.7064 | 4.4339 | 3.9388 | 3.5953 | 3.8102 | 4.4709 | 2.8109
FES Pathway - Falling Behind (FB) |  |  |  | 2026 | 2027 | 2028 | 2029 | 2030 | 2031 | 2032 | 2033 | 2034 | 2035 | 2036 | 2037 | 2038 | 2039 | 2040 | 2041 | 2042 | 2043 | 2044 | 2045 | 2046 | 2047 | 2048 | 2049 | 2050
Constraints | Constraint days volume | KWh |  | 326.63 | 441.89 | 595.53 | 814.05 | 1126.81 | 1381.91 | 871.12 | 53.66 | 73.17 | 118.92 | 174.72 | 0.66 | 1.17 | 2.57 | 4.05 | 5.54 | 7.16 | 9.18 | 10.4 | 10.32 | 12.11 | 14.98 | 17.01 | 21.79 | 19.01
| Constraint cost (LA 90% BB 10%) | £m |  | 6.0899 | 8.239 | 10.9472 | 14.9642 | 20.7134 | 25.0399 | 15.7845 | 0.97231 | 1.3066 | 2.1236 | 3.0742 | 0.011532 | 0.020599 | 0.044463 | 0.070211 | 0.096099 | 0.12415 | 0.15911 | 0.18021 | 0.1788 | 0.20991 | 0.25968 | 0.2949 | 0.37758 | 0.32947
Emissions | CO2 emissions volume | Tonnes |  | 7495.17 | 8664.81 | 10520.23 | 12772.51 | 20145.29 | 22452.25 | 16650.91 | 12145.12 | 14015.52 | 16464.52 | 19377.56 | 6920.1 | 9011.55 | 10214.93 | 10954.83 | 12140.96 | 14088.83 | 15662.03 | 15659.03 | 16816.61 | 16731.75 | 17506.68 | 17194.68 | 17566.89 | 15952.46
| NOx emissions volume | Tonnes |  | 3.96 | 4.57 | 5.55 | 6.74 | 8.21 | 12.59 | 9.34 | 6.81 | 7.86 | 9.24 | 10.87 | 4.09 | 5.33 | 6.04 | 6.48 | 7.18 | 8.33 | 9.26 | 9.26 | 9.94 | 9.89 | 10.35 | 10.17 | 10.39 | 9.43
| CO2 emissions cost | £m |  | 2.67 | 3.14 | 3.87 | 4.77 | 7.63 | 8.63 | 6.51 | 4.82 | 5.63 | 6.73 | 8.03 | 2.91 | 3.86 | 4.43 | 4.82 | 5.43 | 6.4 | 7.22 | 7.33 | 7.98 | 8.06 | 8.55 | 8.54 | 8.85 | 8.16
| NOx emissions cost | £m |  | 0.04 | 0.04 | 0.05 | 0.06 | 0.07 | 0.11 | 0.08 | 0.06 | 0.07 | 0.08 | 0.1 | 0.04 | 0.05 | 0.05 | 0.06 | 0.06 | 0.07 | 0.08 | 0.08 | 0.09 | 0.09 | 0.09 | 0.09 | 0.09 | 0.08
| Compressor fuel volume | KWh |  | 75.21 | 86.95 | 105.56 | 128.17 | 158.86 | 177.05 | 131.3 | 95.77 | 110.52 | 129.83 | 152.8 | 42.23 | 54.99 | 62.33 | 66.85 | 74.08 | 85.97 | 95.57 | 95.55 | 102.61 | 102.1 | 106.82 | 104.92 | 107.19 | 97.34
| Compressor fuel cost | £m |  | 4.08 | 4.17 | 5.71 | 6.93 | 7.46 | 8.29 | 6.94 | 5.07 | 5.83 | 7.64 | 8.97 | 2.93 | 4.26 | 4.82 | 5.17 | 5.73 | 6.65 | 7.39 | 7.39 | 7.94 | 7.9 | 8.26 | 8.12 | 8.29 | 7.53
| Emissions cost | £m |  | 0.71979 | 0.87754 | 1.3259 | 1.8096 | 2.9255 | 3.3849 | 2.1874 | 2.1212 | 2.6561 | 3.5433 | 4.6185 | 5.8847 | 8.1633 | 9.3041 | 10.0532 | 11.225 | 13.1226 | 14.6953 | 14.7999 | 16.0094 | 16.0434 | 16.9065 | 16.7468 | 17.2298 | 15.7776
Total | Total PV of constraints and Emissions after discounting | £m |  | 12.8767 | 15.0574 | 19.2057 | 24.1013 | 31.2636 | 35.4183 | 23.8547 | 8.5786 | 9.7509 | 12.1612 | 14.2956 | 4.0386 | 5.416 | 5.9775 | 6.2541 | 6.7575 | 7.6395 | 8.2769 | 8.0647 | 8.4204 | 8.1683 | 8.3354 | 7.9951 | 7.9812 | 7.0542
Sensitivities : Locational Actions 100 % & Buybacks 0%
Benefit Cost Inputs
FES Pathway - Holistic Transition (HT) |  |  |  | 2026 | 2027 | 2028 | 2029 | 2030 | 2031 | 2032 | 2033 | 2034 | 2035 | 2036 | 2037 | 2038 | 2039 | 2040 | 2041 | 2042 | 2043 | 2044 | 2045 | 2046 | 2047 | 2048 | 2049 | 2050
Constraints | Constraint days volume | KWh |  | 561.63 | 709.36 | 869.58 | 1130.36 | 1402.14 | 1457.59 | 1413.48 | 133.08 | 181.8 | 258.83 | 305.33 | 5.7 | 8.83 | 10.54 | 11.2 | 14.78 | 15.66 | 16.98 | 14.17 | 13.73 | 12.95 | 12.75 | 11.47 | 10.37 | 6.38
| Constraint cost (LA 100%) | £m |  | 9.2605 | 11.6964 | 14.1363 | 18.3757 | 22.7939 | 23.3569 | 22.65 | 2.1325 | 2.8709 | 4.0875 | 4.7508 | 0.088719 | 0.13734 | 0.16161 | 0.17159 | 0.2265 | 0.24 | 0.26021 | 0.2172 | 0.21045 | 0.19857 | 0.19538 | 0.17586 | 0.15895 | 0.097852
Emissions | CO2 emissions volume | Tonnes |  | 8988.33 | 9919 | 11088.35 | 12735.42 | 17955.49 | 17112.17 | 15855.37 | 12752.59 | 13842.97 | 15527.78 | 16368.22 | 2957.86 | 3039.11 | 2751.43 | 2674.38 | 2709.71 | 2560.71 | 2529.39 | 2445.92 | 2403.86 | 2344.01 | 2274.78 | 2233.22 | 2171.19 | 1841.04
| NOx emissions volume | Tonnes |  | 4.75 | 5.24 | 5.85 | 6.72 | 7.32 | 9.6 | 8.89 | 7.15 | 7.76 | 8.71 | 9.18 | 1.75 | 1.8 | 1.63 | 1.58 | 1.6 | 1.51 | 1.5 | 1.45 | 1.42 | 1.39 | 1.34 | 1.32 | 1.28 | 1.09
| CO2 emissions cost | £m |  | 3.21 | 3.59 | 4.08 | 4.75 | 6.8 | 6.57 | 6.2 | 5.06 | 5.57 | 6.35 | 6.78 | 1.25 | 1.3 | 1.19 | 1.18 | 1.21 | 1.16 | 1.17 | 1.14 | 1.14 | 1.13 | 1.11 | 1.11 | 1.09 | 0.94
| NOx emissions cost | £m |  | 0.04 | 0.05 | 0.05 | 0.06 | 0.07 | 0.09 | 0.08 | 0.06 | 0.07 | 0.08 | 0.08 | 0.02 | 0.02 | 0.01 | 0.01 | 0.01 | 0.01 | 0.01 | 0.01 | 0.01 | 0.01 | 0.01 | 0.01 | 0.01 | 0.01
| Compressor fuel volume | KWh |  | 90.19 | 99.53 | 111.26 | 127.79 | 141.59 | 134.94 | 125.03 | 100.56 | 109.16 | 122.45 | 129.07 | 18.05 | 18.54 | 16.79 | 16.32 | 16.53 | 15.63 | 15.43 | 14.92 | 14.67 | 14.3 | 13.88 | 13.63 | 13.25 | 11.23
| Compressor fuel cost | £m |  | 4.89 | 4.77 | 6.02 | 6.91 | 6.65 | 6.32 | 6.61 | 5.32 | 5.76 | 7.2 | 7.57 | 1.25 | 1.44 | 1.3 | 1.26 | 1.28 | 1.21 | 1.19 | 1.15 | 1.13 | 1.11 | 1.07 | 1.05 | 1.02 | 0.87
| Emissions cost | £m |  | 0.96257 | 0.99861 | 1.3172 | 1.6002 | 1.9911 | 1.7522 | 1.6557 | 1.715 | 1.8676 | 2.2579 | 2.313 | 2.5153 | 2.753 | 2.5061 | 2.4543 | 2.5053 | 2.3851 | 2.3733 | 2.3117 | 2.2885 | 2.2476 | 2.1968 | 2.1751 | 2.1295 | 1.8209
Total | Total PV of constraints and Emissions after discounting | £m |  | 17.3994 | 19.4253 | 22.6679 | 27.1475 | 31.6403 | 30.5917 | 28.9136 | 9.8813 | 10.8311 | 12.9991 | 13.6024 | 1.7836 | 1.9128 | 1.7057 | 1.6222 | 1.6306 | 1.5139 | 1.4674 | 1.3615 | 1.2998 | 1.2293 | 1.1616 | 1.1029 | 1.0373 | 0.84032
FES Pathway - Electric Engagement (EE) |  |  |  | 2026 | 2027 | 2028 | 2029 | 2030 | 2031 | 2032 | 2033 | 2034 | 2035 | 2036 | 2037 | 2038 | 2039 | 2040 | 2041 | 2042 | 2043 | 2044 | 2045 | 2046 | 2047 | 2048 | 2049 | 2050
Constraints | Constraint days volume | KWh |  | 567.12 | 729.08 | 907.52 | 1208.83 | 1606.69 | 1642.4 | 1564.1 | 173.37 | 244.59 | 374.92 | 460.31 | 10.78 | 17.91 | 23.09 | 31.07 | 38.11 | 42.54 | 50.45 | 48.5 | 54.37 | 52.58 | 57.48 | 51.74 | 49.44 | 38.57
| Constraint cost (LA 100%) | £m |  | 9.3511 | 12.0216 | 14.7531 | 19.6513 | 26.1191 | 26.3182 | 25.0635 | 2.7782 | 3.8625 | 5.9207 | 7.1623 | 0.1678 | 0.27862 | 0.35385 | 0.47626 | 0.58418 | 0.65206 | 0.77321 | 0.74342 | 0.83329 | 0.80589 | 0.88106 | 0.793 | 0.75779 | 0.59126
Emissions | CO2 emissions volume | Tonnes |  | 9169.17 | 10265.59 | 11674.61 | 13628.34 | 19846.5 | 18961.85 | 17928.62 | 15113.95 | 16931.68 | 19799.19 | 20982.61 | 4346.34 | 4824.24 | 4755.7 | 4104.48 | 3387.82 | 3160.93 | 3303.77 | 3124.24 | 2941.36 | 2760.96 | 2793.17 | 2567.98 | 2467.18 | 2197.47
| NOx emissions volume | Tonnes |  | 4.84 | 5.42 | 6.16 | 7.19 | 8.09 | 10.64 | 10.06 | 8.48 | 9.5 | 11.11 | 11.77 | 2.57 | 2.85 | 2.81 | 2.43 | 2 | 1.87 | 1.95 | 1.85 | 1.74 | 1.63 | 1.65 | 1.52 | 1.46 | 1.3
| CO2 emissions cost | £m |  | 3.27 | 3.72 | 4.29 | 5.09 | 7.52 | 7.28 | 7.01 | 5.99 | 6.81 | 8.1 | 8.69 | 1.83 | 2.07 | 2.06 | 1.81 | 1.52 | 1.44 | 1.52 | 1.46 | 1.4 | 1.33 | 1.36 | 1.28 | 1.24 | 1.12
| NOx emissions cost | £m |  | 0.04 | 0.05 | 0.05 | 0.06 | 0.07 | 0.09 | 0.09 | 0.08 | 0.08 | 0.1 | 0.1 | 0.02 | 0.03 | 0.03 | 0.02 | 0.02 | 0.02 | 0.02 | 0.02 | 0.02 | 0.01 | 0.01 | 0.01 | 0.01 | 0.01
| Compressor fuel volume | KWh |  | 92.01 | 103.01 | 117.15 | 136.75 | 156.5 | 149.52 | 141.38 | 119.18 | 133.51 | 156.13 | 165.46 | 26.52 | 29.44 | 29.02 | 25.05 | 20.67 | 19.29 | 20.16 | 19.06 | 17.95 | 16.85 | 17.04 | 15.67 | 15.05 | 13.41
| Compressor fuel cost | £m |  | 4.99 | 4.94 | 6.33 | 7.4 | 7.35 | 7 | 7.48 | 6.3 | 7.04 | 9.18 | 9.71 | 1.84 | 2.28 | 2.24 | 1.94 | 1.6 | 1.49 | 1.56 | 1.47 | 1.39 | 1.3 | 1.32 | 1.21 | 1.16 | 1.04
| Emissions cost | £m |  | 0.99501 | 1.0653 | 1.4273 | 1.7981 | 2.362 | 2.056 | 2.0104 | 2.295 | 2.6494 | 3.4083 | 3.5701 | 3.6961 | 4.3701 | 4.3317 | 3.7667 | 3.1322 | 2.9441 | 3.0999 | 2.9528 | 2.8002 | 2.6474 | 2.6974 | 2.5011 | 2.4198 | 2.1734
Total | Total PV of constraints and Emissions after discounting | £m |  | 17.6537 | 20.0233 | 23.7446 | 29.0394 | 35.7784 | 34.266 | 32.2484 | 11.9082 | 13.5143 | 17.0949 | 18.1973 | 2.6465 | 3.0765 | 2.9959 | 2.6212 | 2.2183 | 2.074 | 2.1581 | 1.9899 | 1.89 | 1.7355 | 1.7376 | 1.5454 | 1.4404 | 1.2108
FES Pathway - Hydrogen Evolution (HE) |  |  |  | 2026 | 2027 | 2028 | 2029 | 2030 | 2031 | 2032 | 2033 | 2034 | 2035 | 2036 | 2037 | 2038 | 2039 | 2040 | 2041 | 2042 | 2043 | 2044 | 2045 | 2046 | 2047 | 2048 | 2049 | 2050
Constraints | Constraint days volume | KWh |  | 495.18 | 630.17 | 725.53 | 884.38 | 1155.45 | 1142.14 | 906.68 | 86.15 | 125.87 | 214.96 | 298.08 | 1.87 | 4.62 | 6.54 | 7.92 | 13.43 | 16.68 | 22.92 | 26.09 | 32.36 | 35.22 | 40.25 | 44.2 | 49.61 | 38.56
| Constraint cost (LA 100%) | £m |  | 8.1648 | 10.3907 | 11.7946 | 14.3768 | 18.7835 | 18.302 | 14.5289 | 1.3804 | 1.9878 | 3.3947 | 4.6381 | 0.029163 | 0.071913 | 0.10024 | 0.12143 | 0.20584 | 0.25559 | 0.35124 | 0.39989 | 0.496 | 0.5398 | 0.61695 | 0.67747 | 0.76045 | 0.59105
Emissions | CO2 emissions volume | Tonnes |  | 8272.18 | 9149.99 | 9769.32 | 10881.31 | 16164.27 | 15105.22 | 12843.24 | 11463.34 | 12571.53 | 15162.29 | 17403.92 | 4591.28 | 5976.6 | 6752.25 | 7351.56 | 7284.3 | 7653.84 | 9713.68 | 8771.15 | 8364.91 | 7537.13 | 6944.63 | 7552.13 | 9179.57 | 5813.64
| NOx emissions volume | Tonnes |  | 4.37 | 4.83 | 5.16 | 5.74 | 6.59 | 8.47 | 7.2 | 6.43 | 7.05 | 8.5 | 9.76 | 2.71 | 3.53 | 3.99 | 4.35 | 4.31 | 4.52 | 5.74 | 5.19 | 4.95 | 4.46 | 4.11 | 4.46 | 5.43 | 3.44
| CO2 emissions cost | £m |  | 3 | 3.3 | 3.6 | 4.1 | 6.1 | 5.8 | 5 | 4.5 | 5.1 | 6.2 | 7.2 | 1.9 | 2.6 | 2.9 | 3.2 | 3.3 | 3.5 | 4.5 | 4.1 | 4 | 3.6 | 3.4 | 3.8 | 4.6 | 3
| NOx emissions cost | £m |  | 0 | 0 | 0 | 0.1 | 0.1 | 0.1 | 0.1 | 0.1 | 0.1 | 0.1 | 0.1 | 0 | 0 | 0 | 0 | 0 | 0 | 0.1 | 0 | 0 | 0 | 0 | 0 | 0 | 0
| Compressor fuel volume | KWh |  | 83 | 91.8 | 98 | 109.2 | 127.5 | 119.1 | 101.3 | 90.4 | 99.1 | 119.6 | 137.2 | 28 | 36.5 | 41.2 | 44.9 | 44.4 | 46.7 | 59.3 | 53.5 | 51 | 46 | 42.4 | 46.1 | 56 | 35.5
| Compressor fuel cost | £m |  | 4.5 | 4.4 | 5.3 | 5.9 | 6 | 5.6 | 5.4 | 4.8 | 5.2 | 7 | 8.1 | 1.9 | 2.8 | 3.2 | 3.5 | 3.4 | 3.6 | 4.6 | 4.1 | 3.9 | 3.6 | 3.3 | 3.6 | 4.3 | 2.7
| Emissions cost | £m |  | 0.81447 | 0.87772 | 1.0678 | 1.2461 | 1.7103 | 1.4874 | 1.2623 | 1.5854 | 1.7483 | 2.3305 | 2.8604 | 3.9044 | 5.414 | 6.1502 | 6.7465 | 6.7347 | 7.1289 | 9.1141 | 8.2899 | 7.9634 | 7.227 | 6.7065 | 7.3554 | 9.0034 | 5.7499
Total | Total PV of constraints and Emissions after discounting | £m |  | 15.6552 | 17.5338 | 19.3553 | 22.0014 | 26.9707 | 25.0542 | 20.3147 | 8.4607 | 9.3658 | 12.2552 | 14.1702 | 2.6942 | 3.6305 | 3.9966 | 4.2429 | 4.1428 | 4.2587 | 5.2741 | 4.6783 | 4.4002 | 3.9033 | 3.5561 | 3.7686 | 4.4258 | 2.7771
FES Pathway - Falling Behind (FB) |  |  |  | 2026 | 2027 | 2028 | 2029 | 2030 | 2031 | 2032 | 2033 | 2034 | 2035 | 2036 | 2037 | 2038 | 2039 | 2040 | 2041 | 2042 | 2043 | 2044 | 2045 | 2046 | 2047 | 2048 | 2049 | 2050
Constraints | Constraint days volume | KWh |  | 326.63 | 441.89 | 595.53 | 814.05 | 1126.81 | 1381.91 | 871.12 | 53.66 | 73.17 | 118.92 | 174.72 | 0.66 | 1.17 | 2.57 | 4.05 | 5.54 | 7.16 | 9.18 | 10.4 | 10.32 | 12.11 | 14.98 | 17.01 | 21.79 | 19.01
| Constraint cost (LA 100%) | £m |  | 5.3857 | 7.2862 | 9.6812 | 13.2336 | 18.318 | 22.1441 | 13.9591 | 0.85987 | 1.1555 | 1.878 | 2.7186 | 0.010198 | 0.018216 | 0.039321 | 0.062092 | 0.084985 | 0.10979 | 0.14071 | 0.15937 | 0.15812 | 0.18563 | 0.22965 | 0.26079 | 0.33392 | 0.29137
Emissions | CO2 emissions volume | Tonnes |  | 7495.17 | 8664.81 | 10520.23 | 12772.51 | 20145.29 | 22452.25 | 16650.91 | 12145.12 | 14015.52 | 16464.52 | 19377.56 | 6920.1 | 9011.55 | 10214.93 | 10954.83 | 12140.96 | 14088.83 | 15662.03 | 15659.03 | 16816.61 | 16731.75 | 17506.68 | 17194.68 | 17566.89 | 15952.46
| NOx emissions volume | Tonnes |  | 3.96 | 4.57 | 5.55 | 6.74 | 8.21 | 12.59 | 9.34 | 6.81 | 7.86 | 9.24 | 10.87 | 4.09 | 5.33 | 6.04 | 6.48 | 7.18 | 8.33 | 9.26 | 9.26 | 9.94 | 9.89 | 10.35 | 10.17 | 10.39 | 9.43
| CO2 emissions cost | £m |  | 2.67 | 3.14 | 3.87 | 4.77 | 7.63 | 8.63 | 6.51 | 4.82 | 5.63 | 6.73 | 8.03 | 2.91 | 3.86 | 4.43 | 4.82 | 5.43 | 6.4 | 7.22 | 7.33 | 7.98 | 8.06 | 8.55 | 8.54 | 8.85 | 8.16
| NOx emissions cost | £m |  | 0.04 | 0.04 | 0.05 | 0.06 | 0.07 | 0.11 | 0.08 | 0.06 | 0.07 | 0.08 | 0.1 | 0.04 | 0.05 | 0.05 | 0.06 | 0.06 | 0.07 | 0.08 | 0.08 | 0.09 | 0.09 | 0.09 | 0.09 | 0.09 | 0.08
| Compressor fuel volume | KWh |  | 75.21 | 86.95 | 105.56 | 128.17 | 158.86 | 177.05 | 131.3 | 95.77 | 110.52 | 129.83 | 152.8 | 42.23 | 54.99 | 62.33 | 66.85 | 74.08 | 85.97 | 95.57 | 95.55 | 102.61 | 102.1 | 106.82 | 104.92 | 107.19 | 97.34
| Compressor fuel cost | £m |  | 4.08 | 4.17 | 5.71 | 6.93 | 7.46 | 8.29 | 6.94 | 5.07 | 5.83 | 7.64 | 8.97 | 2.93 | 4.26 | 4.82 | 5.17 | 5.73 | 6.65 | 7.39 | 7.39 | 7.94 | 7.9 | 8.26 | 8.12 | 8.29 | 7.53
| Emissions cost | £m |  | 0.71979 | 0.87754 | 1.3259 | 1.8096 | 2.9255 | 3.3849 | 2.1874 | 2.1212 | 2.6561 | 3.5433 | 4.6185 | 5.8847 | 8.1633 | 9.3041 | 10.0532 | 11.225 | 13.1226 | 14.6953 | 14.7999 | 16.0094 | 16.0434 | 16.9065 | 16.7468 | 17.2298 | 15.7776
Total | Total PV of constraints and Emissions after discounting | £m |  | 12.1725 | 14.1368 | 18.0239 | 22.5405 | 29.1761 | 32.9802 | 22.3698 | 8.4902 | 9.6362 | 11.9811 | 14.0436 | 4.0377 | 5.4144 | 5.9742 | 6.249 | 6.7508 | 7.6312 | 8.2667 | 8.0535 | 8.4096 | 8.1561 | 8.3208 | 7.9791 | 7.9614 | 7.0375
Option Cost Inputs |  |  |  | 2026 | 2027 | 2028 | 2029 | 2030 | 2031 | 2032 | 2033 | 2034 | 2035 | 2036 | 2037 | 2038 | 2039 | 2040 | 2041 | 2042 | 2043 | 2044 | 2045 | 2046 | 2047 | 2048 | 2049 | 2050 | 2051 | 2052 | 2053 | 2054 | 2055 | 2056 | 2057 | 2058 | 2059 | 2060 | 2061 | 2062 | 2063 | 2064 | 2065 | 2066 | 2067 | 2068 | 2069 | 2070 | 2071 | 2072 | 2073 | 2074 | 2075 | 2076 | 2077 | 2078 | 2079 | 2080 | 2081 | 2082 | 2083 | 2084 | 2085 | 2086 | 2087 | 2088 | 2089 | 2090 | 2091 | 2092 | 2093 | 2094 | 2095 | 2096 | 2097 | 2098 | 2099
Capital | Capital build cost | X | £m | 4.1825 | 8.0912 | 5.3527 | 25.2361 | 40.1473 | 40.8047 | 131.0411 | 289.3384 | 547.1135 | 529.9525 | 474.5534 | 0 | 0 | 0 | 0 | 0 | 0 | 0 | 0 | 0 | 0 | 0 | 0 | 0 | 0 | 0 | 0 | 0 | 0 | 0 | 0 | 0 | 0 | 0 | 0 | 0 | 0 | 0 | 0 | 0 | 0 | 0 | 0 | 0 | 0 | 0 | 0 | 0 | 0 | 0 | 0 | 0 | 0 | 0 | 0 | 0 | 0 | 0 | 0 | 0 | 0 | 0 | 0 | 0 | 0 | 0 | 0 | 0 | 0 | 0 | 0 | 0 | 0 | 0
| Decommisioning cost | Y | £m | 0 | 0 | 0 | 0 | 0 | 0 | 0 | 0 | 0 | 0 | 0 | 0 | 0 | 0 | 0 | 0 | 0 | 0 | 0 | 0 | 0 | 0 | 0 | 0 | 11.3183 | 10.1849 | 10.1849 | 10.1849 | 10.1849 | 10.1849 | 10.1849 | 10.1849 | 10.1849 | 10.1849 | 10.1849 | 10.1849 | 10.1849 | 10.1849 | 10.1849 | 4.2437 | 0 | 0 | 0 | 0 | 0 | 0 | 0 | 0 | 0 | 0 | 0 | 0 | 0 | 0 | 0 | 0 | 0 | 0 | 0 | 0 | 0 | 0 | 0 | 0 | 0 | 0 | 0 | 0 | 0 | 0 | 0 | 0 | 0 | 0
| Annuity payments | =(X+Y)/(1-1/(1+WACC)^i)/WACC | £m | 0.27 | 0.53 | 0.35 | 1.65 | 2.82 | 8.4 | 8.68 | 19.02 | 35.89 | 34.72 | 31.09 | 0 | 0 | 0 | 0 | 0 | 0 | 0 | 0 | 0 | 0 | 0 | 0 | 0 | 0.8 | 0.71 | 0.71 | 0.71 | 0.71 | 0.72 | 0.72 | 0.72 | 0.72 | 0.72 | 0.72 | 0.72 | 0.72 | 0.72 | 0.72 | 0.3 | 0 | 0 | 0 | 0 | 0 | 0 | 0 | 0 | 0 | 0 | 0 | 0 | 0 | 0 | 0 | 0 | 0 | 0 | 0 | 0 | 0 | 0 | 0 | 0 | 0 | 0 | 0 | 0 | 0 | 0 | 0 | 0 | 0 | 0
| Total capital cost before discounting |  | £m | 0.27 | 0.8 | 1.15 | 2.81 | 5.63 | 14.03 | 22.71 | 41.73 | 77.62 | 112.34 | 143.43 | 143.43 | 143.43 | 143.43 | 143.43 | 143.43 | 143.43 | 143.43 | 143.43 | 143.43 | 143.43 | 143.43 | 143.43 | 143.43 | 144.22 | 144.66 | 144.85 | 145.21 | 144.27 | 142.16 | 134.48 | 126.52 | 108.21 | 73.04 | 39.04 | 8.67 | 9.4 | 10.12 | 10.84 | 11.14 | 11.14 | 11.14 | 11.14 | 11.14 | 11.14 | 11.14 | 11.14 | 11.14 | 11.14 | 10.34 | 9.63 | 8.92 | 8.2 | 7.49 | 6.77 | 6.06 | 5.34 | 4.62 | 3.9 | 3.18 | 2.46 | 1.74 | 1.02 | 0.3 | 0 | 0 | 0 | 0 | 0 | 0 | 0 | 0 | 0 | 0
| Total PV of capital cost after discounting |  | £m | 0.27 | 0.78 | 1.08 | 2.53 | 4.91 | 11.81 | 18.47 | 32.8 | 58.95 | 82.43 | 101.68 | 98.24 | 94.92 | 91.71 | 88.61 | 85.61 | 82.71 | 79.92 | 77.22 | 74.6 | 72.08 | 69.64 | 67.29 | 65.01 | 63.16 | 61.21 | 59.22 | 57.36 | 55.06 | 52.42 | 47.91 | 43.76 | 36.34 | 23.81 | 12.36 | 2.67 | 2.8 | 2.93 | 3.05 | 3.04 | 2.95 | 2.87 | 2.78 | 2.7 | 2.62 | 2.55 | 2.47 | 2.4 | 2.33 | 2.1 | 1.9 | 1.71 | 1.52 | 1.35 | 1.19 | 1.03 | 0.88 | 0.74 | 0.61 | 0.48 | 0.36 | 0.25 | 0.14 | 0.04 | 0 | 0 | 0 | 0 | 0 | 0 | 0 | 0 | 0 | 0
Non-Capital | Operational cost | £m |  | 0 | 0 | 0 | 0 | 0 | 0 | 0 | 0 | 0.69242 | 0.69242 | 0.69242 | 0.69242 | 11.9242 | 11.9242 | 11.9242 | 11.9242 | 11.9242 | 11.9242 | 11.9242 | 11.9242 | 11.9242 | 11.9242 | 11.9242 | 11.9242 | 0 | 0 | 0 | 0 | 0 | 0 | 0 | 0 | 0 | 0 | 0 | 0 | 0 | 0 | 0 | 0 | 0 | 0 | 0 | 0 | 0 | 0 | 0 | 0 | 0 | 0 | 0 | 0 | 0 | 0 | 0 | 0 | 0 | 0 | 0 | 0 | 0 | 0 | 0 | 0 | 0 | 0 | 0 | 0 | 0 | 0 | 0 | 0 | 0 | 0
| CO2 equivalent emissions (construction & decomissioning) | £m |  | 0 | 0 | 0 | 0 | 2.9328 | 87.4463 | 1.405 | 1.0595 | 0.75313 | 0 | 0 | 0 | 0 | 0 | 0 | 0 | 0 | 0 | 0 | 0 | 0 | 0 | 0 | 0 | 0.87176 | 0.692 | 0.7022 | 0.71254 | 0.72304 | 0.73369 | 0.7445 | 0.75547 | 0.7666 | 0.77789 | 0.78936 | 0.80098 | 0.81279 | 0.82476 | 0.83691 | 0.35385 | 0 | 0 | 0 | 0 | 0 | 0 | 0 | 0 | 0 | 0 | 0 | 0 | 0 | 0 | 0 | 0 | 0 | 0 | 0 | 0 | 0 | 0 | 0 | 0 | 0 | 0 | 0 | 0 | 0 | 0 | 0 | 0 | 0 | 0
| Total non-capital cost before discounting | £m |  | 0 | 0 | 0 | 0 | 2.93 | 87.45 | 1.41 | 1.06 | 1.45 | 0.69 | 0.69 | 0.69 | 11.92 | 11.92 | 11.92 | 11.92 | 11.92 | 11.92 | 11.92 | 11.92 | 11.92 | 11.92 | 11.92 | 11.92 | 0.87 | 0 | 0 | 0 | 0 | 0 | 0 | 0 | 0 | 0 | 0 | 0 | 0 | 0 | 0 | 0 | 0 | 0 | 0 | 0 | 0 | 0 | 0 | 0 | 0 | 0 | 0 | 0 | 0 | 0 | 0 | 0 | 0 | 0 | 0 | 0 | 0 | 0 | 0 | 0 | 0 | 0 | 0 | 0 | 0 | 0 | 0 | 0 | 0 | 0
| Total PV of non-capital cost after discounting | £m |  | 0 | 0 | 0 | 0 | 2.56 | 73.63 | 1.14 | 0.83 | 1.1 | 0.51 | 0.49 | 0.47 | 7.89 | 7.62 | 7.37 | 7.12 | 6.88 | 6.64 | 6.42 | 6.2 | 5.99 | 5.79 | 5.59 | 5.41 | 0.38 | 0 | 0 | 0 | 0 | 0 | 0 | 0 | 0 | 0 | 0 | 0 | 0 | 0 | 0 | 0 | 0 | 0 | 0 | 0 | 0 | 0 | 0 | 0 | 0 | 0 | 0 | 0 | 0 | 0 | 0 | 0 | 0 | 0 | 0 | 0 | 0 | 0 | 0 | 0 | 0 | 0 | 0 | 0 | 0 | 0 | 0 | 0 | 0 | 0

## Option G
Summary of Option Investment and Benefits
Option G | Wormington to Honeybourne 900mm New; Churchover Tee to MJ 900mm New; Uprating Feeder 28 Felindre Three Cocks & Cilfrew; Tirley to Wormington 1200mm New
Capability Equation
Sensitivities : Locational Actions 75% & Buybacks 25%
Discounting | Time | n |  | Year 0 | Year 1 | Year 2 | Year 3 | Year 4 | Year 5 | Year 6 | Year 7 | Year 8 | Year 9 | Year 10 | Year 11 | Year 12 | Year 13 | Year 14 | Year 15 | Year 16 | Year 17 | Year 18 | Year 19 | Year 20 | Year 21 | Year 22 | Year 23 | Year 24
| Fiscal Year |  |  | 2026 | 2027 | 2028 | 2029 | 2030 | 2031 | 2032 | 2033 | 2034 | 2035 | 2036 | 2037 | 2038 | 2039 | 2040 | 2041 | 2042 | 2043 | 2044 | 2045 | 2046 | 2047 | 2048 | 2049 | 2050
| Discounting % to convert the future cost into present | =1/[(1+STPR)^n] |  | 100% | 96.62% | 93.35% | 90.19% | 87.14% | 84.2% | 81.35% | 78.6% | 75.94% | 73.37% | 70.89% | 68.49% | 66.18% | 63.94% | 61.78% | 59.69% | 57.67% | 55.72% | 53.84% | 52.02% | 50.26% | 48.56% | 46.92% | 45.33% | 43.8%
Benefit Cost Inputs
FES Pathway - Holistic Transition (HT) |  |  |  | 2026 | 2027 | 2028 | 2029 | 2030 | 2031 | 2032 | 2033 | 2034 | 2035 | 2036 | 2037 | 2038 | 2039 | 2040 | 2041 | 2042 | 2043 | 2044 | 2045 | 2046 | 2047 | 2048 | 2049 | 2050
Constraints | Constraint days volume | KWh |  | 561.63 | 709.36 | 869.58 | 1130.36 | 1402.14 | 1457.59 | 1413.48 | 133.08 | 181.8 | 105.59 | 135.5 | 163.84 | 213.22 | 226.18 | 233.61 | 259.75 | 248.44 | 250.54 | 221.33 | 217.16 | 203.79 | 193.39 | 177.08 | 164.35 | 107.39
| Constraint cost (LA 75% BB 25%) | £m |  | 12.29 | 15.52 | 18.76 | 24.38 | 30.25 | 30.99 | 30.05 | 2.83 | 3.81 | 2.21 | 2.8 | 3.38 | 4.4 | 4.6 | 4.75 | 5.28 | 5.05 | 5.1 | 4.5 | 4.42 | 4.1447 | 3.9333 | 3.6015 | 3.3426 | 2.1842
Emissions | CO2 emissions volume | Tonnes |  | 8988.33 | 9919 | 11088.35 | 12735.42 | 17955.49 | 17112.17 | 15855.37 | 12752.59 | 13842.97 | 9435.06 | 9861.93 | 10542.57 | 11144.51 | 10819.11 | 10683.82 | 10963.54 | 10560.01 | 10617.84 | 10387.58 | 10348.91 | 9941.9 | 10036.51 | 9974.31 | 9899.99 | 9132.76
| NOx emissions volume | Tonnes |  | 4.75 | 5.24 | 5.85 | 6.72 | 7.32 | 9.6 | 8.89 | 7.15 | 7.76 | 5.58 | 5.83 | 6.23 | 6.59 | 6.4 | 6.32 | 6.48 | 6.24 | 6.28 | 6.14 | 6.12 | 5.88 | 5.93 | 5.9 | 5.85 | 5.4
| CO2 emissions cost | £m |  | 3.21 | 3.59 | 4.08 | 4.75 | 6.8 | 6.57 | 6.2 | 5.06 | 5.57 | 3.86 | 4.09 | 4.44 | 4.77 | 4.69 | 4.71 | 4.9 | 4.8 | 4.89 | 4.86 | 4.91 | 4.79 | 4.9 | 4.95 | 4.99 | 4.67
| NOx emissions cost | £m |  | 0.04 | 0.05 | 0.05 | 0.06 | 0.07 | 0.09 | 0.08 | 0.06 | 0.07 | 0.05 | 0.05 | 0.06 | 0.06 | 0.06 | 0.06 | 0.06 | 0.06 | 0.06 | 0.05 | 0.05 | 0.05 | 0.05 | 0.05 | 0.05 | 0.05
| Compressor fuel volume | KWh |  | 90.19 | 99.53 | 111.26 | 127.79 | 141.59 | 134.94 | 125.03 | 100.56 | 109.16 | 57.57 | 60.18 | 64.33 | 68 | 66.02 | 65.19 | 66.9 | 64.44 | 64.79 | 63.38 | 63.15 | 60.66 | 61.24 | 60.86 | 60.41 | 55.73
| Compressor fuel cost | £m |  | 4.89 | 4.77 | 6.02 | 6.91 | 6.65 | 6.32 | 6.61 | 5.32 | 5.76 | 4 | 4.18 | 4.47 | 5.27 | 5.11 | 5.04 | 5.17 | 4.98 | 5.01 | 4.9 | 4.88 | 4.69 | 4.74 | 4.71 | 4.67 | 4.31
| Emissions cost | £m |  | 3.8638 | 4.052 | 4.9566 | 5.8132 | 6.0074 | 5.7089 | 5.6325 | 5.9935 | 6.5697 | 7.9119 | 8.3187 | 8.9651 | 10.0954 | 9.8544 | 9.8044 | 10.1364 | 9.8357 | 9.9624 | 9.8176 | 9.8521 | 9.5328 | 9.6924 | 9.7146 | 9.7101 | 9.0327
Total | Total PV of constraints and Emissions after discounting | £m |  | 20.4269 | 23.1198 | 26.9821 | 32.5659 | 38.1342 | 37.0209 | 34.9374 | 10.4293 | 11.5439 | 7.4287 | 7.8805 | 8.4577 | 9.5943 | 9.2422 | 8.9922 | 9.2036 | 8.5864 | 8.3903 | 7.7088 | 7.422 | 6.8738 | 6.6162 | 6.2472 | 5.9166 | 4.9125
FES Pathway - Electric Engagement (EE) |  |  |  | 2026 | 2027 | 2028 | 2029 | 2030 | 2031 | 2032 | 2033 | 2034 | 2035 | 2036 | 2037 | 2038 | 2039 | 2040 | 2041 | 2042 | 2043 | 2044 | 2045 | 2046 | 2047 | 2048 | 2049 | 2050
Constraints | Constraint days volume | KWh |  | 567.12 | 729.08 | 907.52 | 1208.83 | 1606.69 | 1642.4 | 1564.1 | 173.37 | 244.59 | 154.88 | 203.88 | 259.08 | 324.94 | 366.85 | 385.78 | 390 | 385.78 | 410.49 | 396.38 | 396.4 | 376.72 | 386.55 | 344.48 | 323.49 | 259.35
| Constraint cost (LA 75% BB 25%) | £m |  | 12.41 | 15.95 | 19.58 | 26.08 | 34.66 | 34.92 | 33.26 | 3.69 | 5.13 | 3.25 | 4.21 | 5.35 | 6.71 | 7.46 | 7.85 | 7.93 | 7.85 | 8.35 | 8.06 | 8.06 | 7.66 | 7.86 | 7.01 | 6.58 | 5.27
Emissions | CO2 emissions volume | Tonnes |  | 9169.17 | 10265.59 | 11674.61 | 13628.34 | 19846.5 | 18961.85 | 17928.62 | 15113.95 | 16931.68 | 12352.43 | 13026.16 | 13602.71 | 14839.6 | 15175.27 | 14233.71 | 13183.93 | 12926.49 | 13415.68 | 13131.16 | 12853.85 | 12467.2 | 12595.47 | 12089.1 | 11782.06 | 10995.69
| NOx emissions volume | Tonnes |  | 4.84 | 5.42 | 6.16 | 7.19 | 8.09 | 10.64 | 10.06 | 8.48 | 9.5 | 7.3 | 7.7 | 8.04 | 8.77 | 8.97 | 8.41 | 7.79 | 7.64 | 7.93 | 7.76 | 7.6 | 7.37 | 7.45 | 7.15 | 6.97 | 6.5
| CO2 emissions cost | £m |  | 3.27 | 3.72 | 4.29 | 5.09 | 7.52 | 7.28 | 7.01 | 5.99 | 6.81 | 5.05 | 5.4 | 5.73 | 6.35 | 6.58 | 6.27 | 5.9 | 5.87 | 6.18 | 6.14 | 6.1 | 6 | 6.15 | 6 | 5.93 | 5.63
| NOx emissions cost | £m |  | 0.04 | 0.05 | 0.05 | 0.06 | 0.07 | 0.09 | 0.09 | 0.08 | 0.08 | 0.07 | 0.07 | 0.07 | 0.08 | 0.08 | 0.08 | 0.07 | 0.07 | 0.07 | 0.07 | 0.07 | 0.07 | 0.07 | 0.06 | 0.06 | 0.06
| Compressor fuel volume | KWh |  | 92.01 | 103.01 | 117.15 | 136.75 | 156.5 | 149.52 | 141.38 | 119.18 | 133.51 | 75.37 | 79.48 | 83 | 90.55 | 92.6 | 86.85 | 80.45 | 78.88 | 81.86 | 80.12 | 78.43 | 76.07 | 76.86 | 73.77 | 71.89 | 67.09
| Compressor fuel cost | £m |  | 4.99 | 4.94 | 6.33 | 7.4 | 7.35 | 7 | 7.48 | 6.3 | 7.04 | 5.24 | 5.52 | 5.77 | 7.01 | 7.16 | 6.72 | 6.22 | 6.1 | 6.33 | 6.2 | 6.07 | 5.88 | 5.95 | 5.71 | 5.56 | 5.19
| Emissions cost | £m |  | 3.9548 | 4.2081 | 5.2436 | 6.264 | 6.749 | 6.3761 | 6.4475 | 7.2988 | 8.2437 | 10.3582 | 10.9879 | 11.5675 | 13.4427 | 13.8222 | 13.0622 | 12.1893 | 12.0399 | 12.5876 | 12.4107 | 12.2368 | 11.9543 | 12.1637 | 11.7742 | 11.556 | 10.8752
Total | Total PV of constraints and Emissions after discounting | £m |  | 20.7108 | 23.8205 | 28.2471 | 34.8339 | 43.2196 | 41.5104 | 38.914 | 12.622 | 14.4732 | 9.9814 | 10.7737 | 11.587 | 13.3361 | 13.6087 | 12.9169 | 12.0101 | 11.4684 | 11.6658 | 11.0216 | 10.5586 | 9.8584 | 9.7238 | 8.8108 | 8.2204 | 7.073
FES Pathway - Hydrogen Evolution (HE) |  |  |  | 2026 | 2027 | 2028 | 2029 | 2030 | 2031 | 2032 | 2033 | 2034 | 2035 | 2036 | 2037 | 2038 | 2039 | 2040 | 2041 | 2042 | 2043 | 2044 | 2045 | 2046 | 2047 | 2048 | 2049 | 2050
Constraints | Constraint days volume | KWh |  | 495.18 | 630.17 | 725.53 | 884.38 | 1155.45 | 1142.14 | 906.68 | 86.15 | 125.87 | 75.16 | 109.23 | 158.7 | 259.86 | 359.2 | 460.25 | 512.14 | 582.74 | 1073.88 | 843.54 | 814.48 | 719.35 | 673.88 | 773.68 | 1360.36 | 559.02
| Constraint cost (LA 75% BB 25%) | £m |  | 10.8 | 13.8 | 15.7 | 19.1 | 24.9 | 24.3 | 19.3 | 1.8 | 2.6 | 1.6 | 2.3 | 3.3 | 5.4 | 7.3 | 9.4 | 10.4 | 11.9 | 21.8 | 17.2 | 16.6 | 14.6 | 13.7 | 15.7 | 27.7 | 11.4
Emissions | CO2 emissions volume | Tonnes |  | 8272.18 | 9149.99 | 9769.32 | 10881.31 | 16164.27 | 15105.22 | 12843.24 | 11463.34 | 12571.53 | 9315.25 | 10789.13 | 13446.07 | 16545.25 | 18423.32 | 20004.31 | 20494.94 | 21397.57 | 23939.09 | 23433.32 | 23262.09 | 22034.11 | 20907.37 | 22272.45 | 23365.76 | 18249.23
| NOx emissions volume | Tonnes |  | 4.37 | 4.83 | 5.16 | 5.74 | 6.59 | 8.47 | 7.2 | 6.43 | 7.05 | 5.51 | 6.38 | 7.95 | 9.78 | 10.89 | 11.83 | 12.12 | 12.65 | 14.15 | 13.85 | 13.75 | 13.03 | 12.36 | 13.17 | 13.81 | 10.79
| CO2 emissions cost | £m |  | 3 | 3.3 | 3.6 | 4.1 | 6.1 | 5.8 | 5 | 4.5 | 5.1 | 3.8 | 4.5 | 5.7 | 7.1 | 8 | 8.8 | 9.2 | 9.7 | 11 | 11 | 11 | 10.6 | 10.2 | 11.1 | 11.8 | 9.3
| NOx emissions cost | £m |  | 0 | 0 | 0 | 0.1 | 0.1 | 0.1 | 0.1 | 0.1 | 0.1 | 0 | 0.1 | 0.1 | 0.1 | 0.1 | 0.1 | 0.1 | 0.1 | 0.1 | 0.1 | 0.1 | 0.1 | 0.1 | 0.1 | 0.1 | 0.1
| Compressor fuel volume | KWh |  | 83 | 91.8 | 98 | 109.2 | 127.5 | 119.1 | 101.3 | 90.4 | 99.1 | 56.8 | 65.8 | 82 | 101 | 112.4 | 122.1 | 125.1 | 130.6 | 146.1 | 143 | 141.9 | 134.4 | 127.6 | 135.9 | 142.6 | 111.4
| Compressor fuel cost | £m |  | 4.5 | 4.4 | 5.3 | 5.9 | 6 | 5.6 | 5.4 | 4.8 | 5.2 | 4 | 4.6 | 5.7 | 7.8 | 8.7 | 9.4 | 9.7 | 10.1 | 11.3 | 11.1 | 11 | 10.4 | 9.9 | 10.5 | 11 | 8.6
| Emissions cost | £m |  | 3.5122 | 3.6914 | 4.2856 | 4.8729 | 5.3481 | 4.9622 | 4.4267 | 5.365 | 5.9836 | 7.8114 | 9.1009 | 11.4343 | 14.9878 | 16.7806 | 18.3579 | 18.9487 | 19.9301 | 22.4615 | 22.1477 | 22.1454 | 21.1276 | 20.1906 | 21.6922 | 22.9174 | 18.0493
Total | Total PV of constraints and Emissions after discounting | £m |  | 18.3245 | 20.8159 | 22.9549 | 26.2406 | 32.3221 | 30.092 | 24.1786 | 8.8154 | 9.8593 | 6.8871 | 8.0506 | 10.0762 | 13.4694 | 15.4008 | 17.1241 | 17.5277 | 18.3289 | 24.6855 | 21.1597 | 20.1356 | 17.9707 | 16.459 | 17.5592 | 22.9294 | 12.8842
FES Pathway - Falling Behind (FB) |  |  |  | 2026 | 2027 | 2028 | 2029 | 2030 | 2031 | 2032 | 2033 | 2034 | 2035 | 2036 | 2037 | 2038 | 2039 | 2040 | 2041 | 2042 | 2043 | 2044 | 2045 | 2046 | 2047 | 2048 | 2049 | 2050
Constraints | Constraint days volume | KWh |  | 326.63 | 441.89 | 595.53 | 814.05 | 1126.81 | 1381.91 | 871.12 | 53.66 | 73.17 | 34.53 | 50.55 | 77.03 | 130.69 | 212.76 | 305.07 | 428.86 | 630.55 | 757.56 | 773.46 | 795.36 | 834.08 | 921.43 | 995.27 | 1131.56 | 1014.41
| Constraint cost (LA 75% BB 25%) | £m |  | 7.15 | 9.67 | 12.85 | 17.56 | 24.31 | 29.38 | 18.52 | 1.14 | 1.53 | 0.72 | 1.04 | 1.59 | 2.7 | 4.33 | 6.2 | 8.72 | 12.82 | 15.41 | 15.73 | 16.18 | 16.96 | 18.74 | 20.24 | 23.01 | 20.63
Emissions | CO2 emissions volume | Tonnes |  | 7495.17 | 8664.81 | 10520.23 | 12772.51 | 20145.29 | 22452.25 | 16650.91 | 12145.12 | 14015.52 | 10880.28 | 13057.43 | 15509.56 | 18919.67 | 20899.68 | 22255.14 | 24342.01 | 27407.47 | 31186.24 | 30935.85 | 33418.51 | 33329.36 | 35055.63 | 34546.86 | 35697.85 | 31648.89
| NOx emissions volume | Tonnes |  | 3.96 | 4.57 | 5.55 | 6.74 | 8.21 | 12.59 | 9.34 | 6.81 | 7.86 | 6.43 | 7.72 | 9.17 | 11.18 | 12.36 | 13.16 | 14.39 | 16.2 | 18.44 | 18.29 | 19.76 | 19.7 | 20.76 | 20.44 | 21.16 | 18.71
| CO2 emissions cost | £m |  | 2.67 | 3.14 | 3.87 | 4.77 | 7.63 | 8.63 | 6.51 | 4.82 | 5.63 | 4.45 | 5.41 | 6.53 | 8.1 | 9.06 | 9.8 | 10.89 | 12.45 | 14.38 | 14.47 | 15.86 | 16.05 | 17.12 | 17.16 | 17.98 | 16.2
| NOx emissions cost | £m |  | 0.04 | 0.04 | 0.05 | 0.06 | 0.07 | 0.11 | 0.08 | 0.06 | 0.07 | 0.06 | 0.07 | 0.08 | 0.1 | 0.11 | 0.12 | 0.13 | 0.14 | 0.16 | 0.16 | 0.18 | 0.18 | 0.19 | 0.18 | 0.19 | 0.17
| Compressor fuel volume | KWh |  | 75.21 | 86.95 | 105.56 | 128.17 | 158.86 | 177.05 | 131.3 | 95.77 | 110.52 | 66.39 | 79.68 | 94.64 | 115.45 | 127.53 | 135.8 | 148.53 | 167.24 | 190.3 | 188.77 | 203.92 | 203.37 | 214.26 | 211.01 | 218.37 | 193.12
| Compressor fuel cost | £m |  | 4.08 | 4.17 | 5.71 | 6.93 | 7.46 | 8.29 | 6.94 | 5.07 | 5.83 | 4.62 | 5.54 | 6.57 | 8.94 | 9.86 | 10.5 | 11.49 | 12.94 | 14.72 | 14.6 | 15.77 | 15.73 | 16.57 | 16.32 | 16.89 | 14.94
| Emissions cost | £m |  | 3.1945 | 3.5313 | 4.7181 | 5.9053 | 7.0761 | 7.9774 | 6.046 | 6.038 | 7.1348 | 9.1237 | 11.0143 | 13.1891 | 17.1387 | 19.0362 | 20.4235 | 22.5056 | 25.5278 | 29.2613 | 29.2386 | 31.8143 | 31.9581 | 33.8815 | 33.6629 | 35.0552 | 31.3021
Total | Total PV of constraints and Emissions after discounting | £m |  | 13.9331 | 16.4383 | 20.9784 | 26.4426 | 34.3948 | 39.0756 | 26.0822 | 8.7111 | 9.9231 | 7.2253 | 8.548 | 10.1232 | 13.1279 | 14.9387 | 16.4504 | 18.6396 | 22.1179 | 24.8897 | 24.2098 | 24.9626 | 24.5865 | 25.5517 | 25.2897 | 26.322 | 22.7447
Sensitivities : Locational Actions 90% & Buybacks 10%
Benefit Cost Inputs
FES Pathway - Holistic Transition (HT) |  |  |  | 2026 | 2027 | 2028 | 2029 | 2030 | 2031 | 2032 | 2033 | 2034 | 2035 | 2036 | 2037 | 2038 | 2039 | 2040 | 2041 | 2042 | 2043 | 2044 | 2045 | 2046 | 2047 | 2048 | 2049 | 2050
Constraints | Constraint days volume | KWh |  | 561.63 | 709.36 | 869.58 | 1130.36 | 1402.14 | 1457.59 | 1413.48 | 133.08 | 181.8 | 105.59 | 135.5 | 163.84 | 213.22 | 226.18 | 233.61 | 259.75 | 248.44 | 250.54 | 221.33 | 217.16 | 203.79 | 193.39 | 177.08 | 164.35 | 107.39
| Constraint cost (LA 90% BB 10%) | £m |  | 10.4715 | 13.226 | 15.9849 | 20.7787 | 25.7746 | 26.4112 | 25.6119 | 2.4113 | 3.2464 | 1.8855 | 2.384 | 2.8828 | 3.7515 | 3.9201 | 4.0489 | 4.502 | 4.306 | 4.3423 | 3.836 | 3.7638 | 3.532 | 3.3518 | 3.0691 | 2.8485 | 1.8614
Emissions | CO2 emissions volume | Tonnes |  | 8988.33 | 9919 | 11088.35 | 12735.42 | 17955.49 | 17112.17 | 15855.37 | 12752.59 | 13842.97 | 9435.06 | 9861.93 | 10542.57 | 11144.51 | 10819.11 | 10683.82 | 10963.54 | 10560.01 | 10617.84 | 10387.58 | 10348.91 | 9941.9 | 10036.51 | 9974.31 | 9899.99 | 9132.76
| NOx emissions volume | Tonnes |  | 4.75 | 5.24 | 5.85 | 6.72 | 7.32 | 9.6 | 8.89 | 7.15 | 7.76 | 5.58 | 5.83 | 6.23 | 6.59 | 6.4 | 6.32 | 6.48 | 6.24 | 6.28 | 6.14 | 6.12 | 5.88 | 5.93 | 5.9 | 5.85 | 5.4
| CO2 emissions cost | £m |  | 3.21 | 3.59 | 4.08 | 4.75 | 6.8 | 6.57 | 6.2 | 5.06 | 5.57 | 3.86 | 4.09 | 4.44 | 4.77 | 4.69 | 4.71 | 4.9 | 4.8 | 4.89 | 4.86 | 4.91 | 4.79 | 4.9 | 4.95 | 4.99 | 4.67
| NOx emissions cost | £m |  | 0.04 | 0.05 | 0.05 | 0.06 | 0.07 | 0.09 | 0.08 | 0.06 | 0.07 | 0.05 | 0.05 | 0.06 | 0.06 | 0.06 | 0.06 | 0.06 | 0.06 | 0.06 | 0.05 | 0.05 | 0.05 | 0.05 | 0.05 | 0.05 | 0.05
| Compressor fuel volume | KWh |  | 90.19 | 99.53 | 111.26 | 127.79 | 141.59 | 134.94 | 125.03 | 100.56 | 109.16 | 57.57 | 60.18 | 64.33 | 68 | 66.02 | 65.19 | 66.9 | 64.44 | 64.79 | 63.38 | 63.15 | 60.66 | 61.24 | 60.86 | 60.41 | 55.73
| Compressor fuel cost | £m |  | 4.89 | 4.77 | 6.02 | 6.91 | 6.65 | 6.32 | 6.61 | 5.32 | 5.76 | 4 | 4.18 | 4.47 | 5.27 | 5.11 | 5.04 | 5.17 | 4.98 | 5.01 | 4.9 | 4.88 | 4.69 | 4.74 | 4.71 | 4.67 | 4.31
| Emissions cost | £m |  | 3.8638 | 4.052 | 4.9566 | 5.8132 | 6.0074 | 5.7089 | 5.6325 | 5.9935 | 6.5697 | 7.9119 | 8.3187 | 8.9651 | 10.0954 | 9.8544 | 9.8044 | 10.1364 | 9.8357 | 9.9624 | 9.8176 | 9.8521 | 9.5328 | 9.6924 | 9.7146 | 9.7101 | 9.0327
Total | Total PV of constraints and Emissions after discounting | £m |  | 18.6104 | 20.9031 | 24.3936 | 29.3148 | 34.2379 | 33.1634 | 31.3231 | 10.1005 | 11.1162 | 7.1887 | 7.5874 | 8.1152 | 9.1636 | 8.8074 | 8.5583 | 8.7375 | 8.1556 | 7.9706 | 7.3506 | 7.0824 | 6.5659 | 6.3339 | 5.9975 | 5.6926 | 4.7711
FES Pathway - Electric Engagement (EE) |  |  |  | 2026 | 2027 | 2028 | 2029 | 2030 | 2031 | 2032 | 2033 | 2034 | 2035 | 2036 | 2037 | 2038 | 2039 | 2040 | 2041 | 2042 | 2043 | 2044 | 2045 | 2046 | 2047 | 2048 | 2049 | 2050
Constraints | Constraint days volume | KWh |  | 567.12 | 729.08 | 907.52 | 1208.83 | 1606.69 | 1642.4 | 1564.1 | 173.37 | 244.59 | 154.88 | 203.88 | 259.08 | 324.94 | 366.85 | 385.78 | 390 | 385.78 | 410.49 | 396.38 | 396.4 | 376.72 | 386.55 | 344.48 | 323.49 | 259.35
| Constraint cost (LA 90% BB 10%) | £m |  | 10.5739 | 13.5937 | 16.6824 | 22.2211 | 29.5347 | 29.7598 | 28.341 | 3.1415 | 4.3676 | 2.7656 | 3.5872 | 4.5584 | 5.7172 | 6.3582 | 6.6864 | 6.7594 | 6.6863 | 7.1146 | 6.8701 | 6.8704 | 6.5293 | 6.6997 | 5.9705 | 5.6067 | 4.4951
Emissions | CO2 emissions volume | Tonnes |  | 9169.17 | 10265.59 | 11674.61 | 13628.34 | 19846.5 | 18961.85 | 17928.62 | 15113.95 | 16931.68 | 12352.43 | 13026.16 | 13602.71 | 14839.6 | 15175.27 | 14233.71 | 13183.93 | 12926.49 | 13415.68 | 13131.16 | 12853.85 | 12467.2 | 12595.47 | 12089.1 | 11782.06 | 10995.69
| NOx emissions volume | Tonnes |  | 4.84 | 5.42 | 6.16 | 7.19 | 8.09 | 10.64 | 10.06 | 8.48 | 9.5 | 7.3 | 7.7 | 8.04 | 8.77 | 8.97 | 8.41 | 7.79 | 7.64 | 7.93 | 7.76 | 7.6 | 7.37 | 7.45 | 7.15 | 6.97 | 6.5
| CO2 emissions cost | £m |  | 3.27 | 3.72 | 4.29 | 5.09 | 7.52 | 7.28 | 7.01 | 5.99 | 6.81 | 5.05 | 5.4 | 5.73 | 6.35 | 6.58 | 6.27 | 5.9 | 5.87 | 6.18 | 6.14 | 6.1 | 6 | 6.15 | 6 | 5.93 | 5.63
| NOx emissions cost | £m |  | 0.04 | 0.05 | 0.05 | 0.06 | 0.07 | 0.09 | 0.09 | 0.08 | 0.08 | 0.07 | 0.07 | 0.07 | 0.08 | 0.08 | 0.08 | 0.07 | 0.07 | 0.07 | 0.07 | 0.07 | 0.07 | 0.07 | 0.06 | 0.06 | 0.06
| Compressor fuel volume | KWh |  | 92.01 | 103.01 | 117.15 | 136.75 | 156.5 | 149.52 | 141.38 | 119.18 | 133.51 | 75.37 | 79.48 | 83 | 90.55 | 92.6 | 86.85 | 80.45 | 78.88 | 81.86 | 80.12 | 78.43 | 76.07 | 76.86 | 73.77 | 71.89 | 67.09
| Compressor fuel cost | £m |  | 4.99 | 4.94 | 6.33 | 7.4 | 7.35 | 7 | 7.48 | 6.3 | 7.04 | 5.24 | 5.52 | 5.77 | 7.01 | 7.16 | 6.72 | 6.22 | 6.1 | 6.33 | 6.2 | 6.07 | 5.88 | 5.95 | 5.71 | 5.56 | 5.19
| Emissions cost | £m |  | 3.9548 | 4.2081 | 5.2436 | 6.264 | 6.749 | 6.3761 | 6.4475 | 7.2988 | 8.2437 | 10.3582 | 10.9879 | 11.5675 | 13.4427 | 13.8222 | 13.0622 | 12.1893 | 12.0399 | 12.5876 | 12.4107 | 12.2368 | 11.9543 | 12.1637 | 11.7742 | 11.556 | 10.8752
Total | Total PV of constraints and Emissions after discounting | £m |  | 18.8765 | 21.5422 | 25.5456 | 31.3572 | 38.7549 | 37.1638 | 34.9146 | 12.1937 | 13.8979 | 9.6294 | 10.3326 | 11.0454 | 12.6797 | 12.9034 | 12.2003 | 11.3103 | 10.7995 | 10.9781 | 10.38 | 9.9387 | 9.2892 | 9.1595 | 8.3249 | 7.7796 | 6.7315
FES Pathway - Hydrogen Evolution (HE) |  |  |  | 2026 | 2027 | 2028 | 2029 | 2030 | 2031 | 2032 | 2033 | 2034 | 2035 | 2036 | 2037 | 2038 | 2039 | 2040 | 2041 | 2042 | 2043 | 2044 | 2045 | 2046 | 2047 | 2048 | 2049 | 2050
Constraints | Constraint days volume | KWh |  | 495.18 | 630.17 | 725.53 | 884.38 | 1155.45 | 1142.14 | 906.68 | 86.15 | 125.87 | 75.16 | 109.23 | 158.7 | 259.86 | 359.2 | 460.25 | 512.14 | 582.74 | 1073.88 | 843.54 | 814.48 | 719.35 | 673.88 | 773.68 | 1360.36 | 559.02
| Constraint cost (LA 90% BB 10%) | £m |  | 9.2325 | 11.7495 | 13.337 | 16.2569 | 21.2399 | 20.6953 | 16.4288 | 1.561 | 2.2477 | 1.3422 | 1.9219 | 2.7922 | 4.5722 | 6.2256 | 7.9771 | 8.8764 | 10.0999 | 18.6124 | 14.6201 | 14.1164 | 12.4676 | 11.6796 | 13.4093 | 23.5776 | 9.6888
Emissions | CO2 emissions volume | Tonnes |  | 8272.18 | 9149.99 | 9769.32 | 10881.31 | 16164.27 | 15105.22 | 12843.24 | 11463.34 | 12571.53 | 9315.25 | 10789.13 | 13446.07 | 16545.25 | 18423.32 | 20004.31 | 20494.94 | 21397.57 | 23939.09 | 23433.32 | 23262.09 | 22034.11 | 20907.37 | 22272.45 | 23365.76 | 18249.23
| NOx emissions volume | Tonnes |  | 4.37 | 4.83 | 5.16 | 5.74 | 6.59 | 8.47 | 7.2 | 6.43 | 7.05 | 5.51 | 6.38 | 7.95 | 9.78 | 10.89 | 11.83 | 12.12 | 12.65 | 14.15 | 13.85 | 13.75 | 13.03 | 12.36 | 13.17 | 13.81 | 10.79
| CO2 emissions cost | £m |  | 3 | 3.3 | 3.6 | 4.1 | 6.1 | 5.8 | 5 | 4.5 | 5.1 | 3.8 | 4.5 | 5.7 | 7.1 | 8 | 8.8 | 9.2 | 9.7 | 11 | 11 | 11 | 10.6 | 10.2 | 11.1 | 11.8 | 9.3
| NOx emissions cost | £m |  | 0 | 0 | 0 | 0.1 | 0.1 | 0.1 | 0.1 | 0.1 | 0.1 | 0 | 0.1 | 0.1 | 0.1 | 0.1 | 0.1 | 0.1 | 0.1 | 0.1 | 0.1 | 0.1 | 0.1 | 0.1 | 0.1 | 0.1 | 0.1
| Compressor fuel volume | KWh |  | 83 | 91.8 | 98 | 109.2 | 127.5 | 119.1 | 101.3 | 90.4 | 99.1 | 56.8 | 65.8 | 82 | 101 | 112.4 | 122.1 | 125.1 | 130.6 | 146.1 | 143 | 141.9 | 134.4 | 127.6 | 135.9 | 142.6 | 111.4
| Compressor fuel cost | £m |  | 4.5 | 4.4 | 5.3 | 5.9 | 6 | 5.6 | 5.4 | 4.8 | 5.2 | 4 | 4.6 | 5.7 | 7.8 | 8.7 | 9.4 | 9.7 | 10.1 | 11.3 | 11.1 | 11 | 10.4 | 9.9 | 10.5 | 11 | 8.6
| Emissions cost | £m |  | 3.5122 | 3.6914 | 4.2856 | 4.8729 | 5.3481 | 4.9622 | 4.4267 | 5.365 | 5.9836 | 7.8114 | 9.1009 | 11.4343 | 14.9878 | 16.7806 | 18.3579 | 18.9487 | 19.9301 | 22.4615 | 22.1477 | 22.1454 | 21.1276 | 20.1906 | 21.6922 | 22.9174 | 18.0493
Total | Total PV of constraints and Emissions after discounting | £m |  | 16.7229 | 18.8466 | 20.7952 | 23.6971 | 29.1113 | 27.0693 | 21.8602 | 8.6026 | 9.5632 | 6.7162 | 7.8143 | 9.7444 | 12.9445 | 14.7103 | 16.2693 | 16.6086 | 17.3185 | 22.8865 | 19.7943 | 18.8618 | 16.8838 | 15.4752 | 16.4679 | 21.0755 | 12.1481
FES Pathway - Falling Behind (FB) |  |  |  | 2026 | 2027 | 2028 | 2029 | 2030 | 2031 | 2032 | 2033 | 2034 | 2035 | 2036 | 2037 | 2038 | 2039 | 2040 | 2041 | 2042 | 2043 | 2044 | 2045 | 2046 | 2047 | 2048 | 2049 | 2050
Constraints | Constraint days volume | KWh |  | 326.63 | 441.89 | 595.53 | 814.05 | 1126.81 | 1381.91 | 871.12 | 53.66 | 73.17 | 34.53 | 50.55 | 77.03 | 130.69 | 212.76 | 305.07 | 428.86 | 630.55 | 757.56 | 773.46 | 795.36 | 834.08 | 921.43 | 995.27 | 1131.56 | 1014.41
| Constraint cost (LA 90% BB 10%) | £m |  | 6.0899 | 8.239 | 10.9472 | 14.9642 | 20.7134 | 25.0399 | 15.7845 | 0.97231 | 1.3066 | 0.61668 | 0.88932 | 1.3553 | 2.2995 | 3.6876 | 5.2875 | 7.4329 | 10.9286 | 13.1299 | 13.4055 | 13.7851 | 14.4562 | 15.9701 | 17.25 | 19.6121 | 17.5817
Emissions | CO2 emissions volume | Tonnes |  | 7495.17 | 8664.81 | 10520.23 | 12772.51 | 20145.29 | 22452.25 | 16650.91 | 12145.12 | 14015.52 | 10880.28 | 13057.43 | 15509.56 | 18919.67 | 20899.68 | 22255.14 | 24342.01 | 27407.47 | 31186.24 | 30935.85 | 33418.51 | 33329.36 | 35055.63 | 34546.86 | 35697.85 | 31648.89
| NOx emissions volume | Tonnes |  | 3.96 | 4.57 | 5.55 | 6.74 | 8.21 | 12.59 | 9.34 | 6.81 | 7.86 | 6.43 | 7.72 | 9.17 | 11.18 | 12.36 | 13.16 | 14.39 | 16.2 | 18.44 | 18.29 | 19.76 | 19.7 | 20.76 | 20.44 | 21.16 | 18.71
| CO2 emissions cost | £m |  | 2.67 | 3.14 | 3.87 | 4.77 | 7.63 | 8.63 | 6.51 | 4.82 | 5.63 | 4.45 | 5.41 | 6.53 | 8.1 | 9.06 | 9.8 | 10.89 | 12.45 | 14.38 | 14.47 | 15.86 | 16.05 | 17.12 | 17.16 | 17.98 | 16.2
| NOx emissions cost | £m |  | 0.04 | 0.04 | 0.05 | 0.06 | 0.07 | 0.11 | 0.08 | 0.06 | 0.07 | 0.06 | 0.07 | 0.08 | 0.1 | 0.11 | 0.12 | 0.13 | 0.14 | 0.16 | 0.16 | 0.18 | 0.18 | 0.19 | 0.18 | 0.19 | 0.17
| Compressor fuel volume | KWh |  | 75.21 | 86.95 | 105.56 | 128.17 | 158.86 | 177.05 | 131.3 | 95.77 | 110.52 | 66.39 | 79.68 | 94.64 | 115.45 | 127.53 | 135.8 | 148.53 | 167.24 | 190.3 | 188.77 | 203.92 | 203.37 | 214.26 | 211.01 | 218.37 | 193.12
| Compressor fuel cost | £m |  | 4.08 | 4.17 | 5.71 | 6.93 | 7.46 | 8.29 | 6.94 | 5.07 | 5.83 | 4.62 | 5.54 | 6.57 | 8.94 | 9.86 | 10.5 | 11.49 | 12.94 | 14.72 | 14.6 | 15.77 | 15.73 | 16.57 | 16.32 | 16.89 | 14.94
| Emissions cost | £m |  | 3.1945 | 3.5313 | 4.7181 | 5.9053 | 7.0761 | 7.9774 | 6.046 | 6.038 | 7.1348 | 9.1237 | 11.0143 | 13.1891 | 17.1387 | 19.0362 | 20.4235 | 22.5056 | 25.5278 | 29.2613 | 29.2386 | 31.8143 | 31.9581 | 33.8815 | 33.6629 | 35.0552 | 31.3021
Total | Total PV of constraints and Emissions after discounting | £m |  | 12.8767 | 15.0574 | 19.2057 | 24.1013 | 31.2636 | 35.4183 | 23.8547 | 8.5786 | 9.7509 | 7.1468 | 8.4387 | 9.9621 | 12.8639 | 14.5297 | 15.8838 | 17.87 | 21.0246 | 23.6206 | 22.9579 | 23.7188 | 23.3262 | 24.2065 | 23.8858 | 24.7799 | 21.409
Sensitivities : Locational Actions 100 % & Buybacks 0%
Benefit Cost Inputs
FES Pathway - Holistic Transition (HT) |  |  |  | 2026 | 2027 | 2028 | 2029 | 2030 | 2031 | 2032 | 2033 | 2034 | 2035 | 2036 | 2037 | 2038 | 2039 | 2040 | 2041 | 2042 | 2043 | 2044 | 2045 | 2046 | 2047 | 2048 | 2049 | 2050
Constraints | Constraint days volume | KWh |  | 561.63 | 709.36 | 869.58 | 1130.36 | 1402.14 | 1457.59 | 1413.48 | 133.08 | 181.8 | 105.59 | 135.5 | 163.84 | 213.22 | 226.18 | 233.61 | 259.75 | 248.44 | 250.54 | 221.33 | 217.16 | 203.79 | 193.39 | 177.08 | 164.35 | 107.39
| Constraint cost (LA 100%) | £m |  | 9.2605 | 11.6964 | 14.1363 | 18.3757 | 22.7939 | 23.3569 | 22.65 | 2.1325 | 2.8709 | 1.6675 | 2.1083 | 2.5494 | 3.3177 | 3.4667 | 3.5807 | 3.9814 | 3.808 | 3.8401 | 3.3924 | 3.3285 | 3.1235 | 2.9642 | 2.7142 | 2.5191 | 1.6461
Emissions | CO2 emissions volume | Tonnes |  | 8988.33 | 9919 | 11088.35 | 12735.42 | 17955.49 | 17112.17 | 15855.37 | 12752.59 | 13842.97 | 9435.06 | 9861.93 | 10542.57 | 11144.51 | 10819.11 | 10683.82 | 10963.54 | 10560.01 | 10617.84 | 10387.58 | 10348.91 | 9941.9 | 10036.51 | 9974.31 | 9899.99 | 9132.76
| NOx emissions volume | Tonnes |  | 4.75 | 5.24 | 5.85 | 6.72 | 7.32 | 9.6 | 8.89 | 7.15 | 7.76 | 5.58 | 5.83 | 6.23 | 6.59 | 6.4 | 6.32 | 6.48 | 6.24 | 6.28 | 6.14 | 6.12 | 5.88 | 5.93 | 5.9 | 5.85 | 5.4
| CO2 emissions cost | £m |  | 3.21 | 3.59 | 4.08 | 4.75 | 6.8 | 6.57 | 6.2 | 5.06 | 5.57 | 3.86 | 4.09 | 4.44 | 4.77 | 4.69 | 4.71 | 4.9 | 4.8 | 4.89 | 4.86 | 4.91 | 4.79 | 4.9 | 4.95 | 4.99 | 4.67
| NOx emissions cost | £m |  | 0.04 | 0.05 | 0.05 | 0.06 | 0.07 | 0.09 | 0.08 | 0.06 | 0.07 | 0.05 | 0.05 | 0.06 | 0.06 | 0.06 | 0.06 | 0.06 | 0.06 | 0.06 | 0.05 | 0.05 | 0.05 | 0.05 | 0.05 | 0.05 | 0.05
| Compressor fuel volume | KWh |  | 90.19 | 99.53 | 111.26 | 127.79 | 141.59 | 134.94 | 125.03 | 100.56 | 109.16 | 57.57 | 60.18 | 64.33 | 68 | 66.02 | 65.19 | 66.9 | 64.44 | 64.79 | 63.38 | 63.15 | 60.66 | 61.24 | 60.86 | 60.41 | 55.73
| Compressor fuel cost | £m |  | 4.89 | 4.77 | 6.02 | 6.91 | 6.65 | 6.32 | 6.61 | 5.32 | 5.76 | 4 | 4.18 | 4.47 | 5.27 | 5.11 | 5.04 | 5.17 | 4.98 | 5.01 | 4.9 | 4.88 | 4.69 | 4.74 | 4.71 | 4.67 | 4.31
| Emissions cost | £m |  | 3.8638 | 4.052 | 4.9566 | 5.8132 | 6.0074 | 5.7089 | 5.6325 | 5.9935 | 6.5697 | 7.9119 | 8.3187 | 8.9651 | 10.0954 | 9.8544 | 9.8044 | 10.1364 | 9.8357 | 9.9624 | 9.8176 | 9.8521 | 9.5328 | 9.6924 | 9.7146 | 9.7101 | 9.0327
Total | Total PV of constraints and Emissions after discounting | £m |  | 17.3994 | 19.4253 | 22.6679 | 27.1475 | 31.6403 | 30.5917 | 28.9136 | 9.8813 | 10.8311 | 7.0287 | 7.3919 | 7.8868 | 8.8765 | 8.5176 | 8.2691 | 8.4267 | 7.8684 | 7.6908 | 7.1118 | 6.856 | 6.3606 | 6.1457 | 5.831 | 5.5433 | 4.6769
FES Pathway - Electric Engagement (EE) |  |  |  | 2026 | 2027 | 2028 | 2029 | 2030 | 2031 | 2032 | 2033 | 2034 | 2035 | 2036 | 2037 | 2038 | 2039 | 2040 | 2041 | 2042 | 2043 | 2044 | 2045 | 2046 | 2047 | 2048 | 2049 | 2050
Constraints | Constraint days volume | KWh |  | 567.12 | 729.08 | 907.52 | 1208.83 | 1606.69 | 1642.4 | 1564.1 | 173.37 | 244.59 | 154.88 | 203.88 | 259.08 | 324.94 | 366.85 | 385.78 | 390 | 385.78 | 410.49 | 396.38 | 396.4 | 376.72 | 386.55 | 344.48 | 323.49 | 259.35
| Constraint cost (LA 100%) | £m |  | 9.3511 | 12.0216 | 14.7531 | 19.6513 | 26.1191 | 26.3182 | 25.0635 | 2.7782 | 3.8625 | 2.4458 | 3.1724 | 4.0313 | 5.056 | 5.6229 | 5.9131 | 5.9777 | 5.9131 | 6.2918 | 6.0756 | 6.0758 | 5.7742 | 5.9249 | 5.28 | 4.9583 | 3.9752
Emissions | CO2 emissions volume | Tonnes |  | 9169.17 | 10265.59 | 11674.61 | 13628.34 | 19846.5 | 18961.85 | 17928.62 | 15113.95 | 16931.68 | 12352.43 | 13026.16 | 13602.71 | 14839.6 | 15175.27 | 14233.71 | 13183.93 | 12926.49 | 13415.68 | 13131.16 | 12853.85 | 12467.2 | 12595.47 | 12089.1 | 11782.06 | 10995.69
| NOx emissions volume | Tonnes |  | 4.84 | 5.42 | 6.16 | 7.19 | 8.09 | 10.64 | 10.06 | 8.48 | 9.5 | 7.3 | 7.7 | 8.04 | 8.77 | 8.97 | 8.41 | 7.79 | 7.64 | 7.93 | 7.76 | 7.6 | 7.37 | 7.45 | 7.15 | 6.97 | 6.5
| CO2 emissions cost | £m |  | 3.27 | 3.72 | 4.29 | 5.09 | 7.52 | 7.28 | 7.01 | 5.99 | 6.81 | 5.05 | 5.4 | 5.73 | 6.35 | 6.58 | 6.27 | 5.9 | 5.87 | 6.18 | 6.14 | 6.1 | 6 | 6.15 | 6 | 5.93 | 5.63
| NOx emissions cost | £m |  | 0.04 | 0.05 | 0.05 | 0.06 | 0.07 | 0.09 | 0.09 | 0.08 | 0.08 | 0.07 | 0.07 | 0.07 | 0.08 | 0.08 | 0.08 | 0.07 | 0.07 | 0.07 | 0.07 | 0.07 | 0.07 | 0.07 | 0.06 | 0.06 | 0.06
| Compressor fuel volume | KWh |  | 92.01 | 103.01 | 117.15 | 136.75 | 156.5 | 149.52 | 141.38 | 119.18 | 133.51 | 75.37 | 79.48 | 83 | 90.55 | 92.6 | 86.85 | 80.45 | 78.88 | 81.86 | 80.12 | 78.43 | 76.07 | 76.86 | 73.77 | 71.89 | 67.09
| Compressor fuel cost | £m |  | 4.99 | 4.94 | 6.33 | 7.4 | 7.35 | 7 | 7.48 | 6.3 | 7.04 | 5.24 | 5.52 | 5.77 | 7.01 | 7.16 | 6.72 | 6.22 | 6.1 | 6.33 | 6.2 | 6.07 | 5.88 | 5.95 | 5.71 | 5.56 | 5.19
| Emissions cost | £m |  | 3.9548 | 4.2081 | 5.2436 | 6.264 | 6.749 | 6.3761 | 6.4475 | 7.2988 | 8.2437 | 10.3582 | 10.9879 | 11.5675 | 13.4427 | 13.8222 | 13.0622 | 12.1893 | 12.0399 | 12.5876 | 12.4107 | 12.2368 | 11.9543 | 12.1637 | 11.7742 | 11.556 | 10.8752
Total | Total PV of constraints and Emissions after discounting | £m |  | 17.6537 | 20.0233 | 23.7446 | 29.0394 | 35.7784 | 34.266 | 32.2484 | 11.9082 | 13.5143 | 9.3947 | 10.0385 | 10.6843 | 12.2422 | 12.4333 | 11.7226 | 10.8437 | 10.3536 | 10.5197 | 9.9523 | 9.5254 | 8.9097 | 8.7833 | 8.001 | 7.4857 | 6.5038
FES Pathway - Hydrogen Evolution (HE) |  |  |  | 2026 | 2027 | 2028 | 2029 | 2030 | 2031 | 2032 | 2033 | 2034 | 2035 | 2036 | 2037 | 2038 | 2039 | 2040 | 2041 | 2042 | 2043 | 2044 | 2045 | 2046 | 2047 | 2048 | 2049 | 2050
Constraints | Constraint days volume | KWh |  | 495.18 | 630.17 | 725.53 | 884.38 | 1155.45 | 1142.14 | 906.68 | 86.15 | 125.87 | 75.16 | 109.23 | 158.7 | 259.86 | 359.2 | 460.25 | 512.14 | 582.74 | 1073.88 | 843.54 | 814.48 | 719.35 | 673.88 | 773.68 | 1360.36 | 559.02
| Constraint cost (LA 100%) | £m |  | 8.1648 | 10.3907 | 11.7946 | 14.3768 | 18.7835 | 18.302 | 14.5289 | 1.3804 | 1.9878 | 1.187 | 1.6996 | 2.4693 | 4.0434 | 5.5057 | 7.0546 | 7.8499 | 8.9319 | 16.4599 | 12.9293 | 12.4839 | 11.0258 | 10.3289 | 11.8585 | 20.851 | 8.5683
Emissions | CO2 emissions volume | Tonnes |  | 8272.18 | 9149.99 | 9769.32 | 10881.31 | 16164.27 | 15105.22 | 12843.24 | 11463.34 | 12571.53 | 9315.25 | 10789.13 | 13446.07 | 16545.25 | 18423.32 | 20004.31 | 20494.94 | 21397.57 | 23939.09 | 23433.32 | 23262.09 | 22034.11 | 20907.37 | 22272.45 | 23365.76 | 18249.23
| NOx emissions volume | Tonnes |  | 4.37 | 4.83 | 5.16 | 5.74 | 6.59 | 8.47 | 7.2 | 6.43 | 7.05 | 5.51 | 6.38 | 7.95 | 9.78 | 10.89 | 11.83 | 12.12 | 12.65 | 14.15 | 13.85 | 13.75 | 13.03 | 12.36 | 13.17 | 13.81 | 10.79
| CO2 emissions cost | £m |  | 3 | 3.3 | 3.6 | 4.1 | 6.1 | 5.8 | 5 | 4.5 | 5.1 | 3.8 | 4.5 | 5.7 | 7.1 | 8 | 8.8 | 9.2 | 9.7 | 11 | 11 | 11 | 10.6 | 10.2 | 11.1 | 11.8 | 9.3
| NOx emissions cost | £m |  | 0 | 0 | 0 | 0.1 | 0.1 | 0.1 | 0.1 | 0.1 | 0.1 | 0 | 0.1 | 0.1 | 0.1 | 0.1 | 0.1 | 0.1 | 0.1 | 0.1 | 0.1 | 0.1 | 0.1 | 0.1 | 0.1 | 0.1 | 0.1
| Compressor fuel volume | KWh |  | 83 | 91.8 | 98 | 109.2 | 127.5 | 119.1 | 101.3 | 90.4 | 99.1 | 56.8 | 65.8 | 82 | 101 | 112.4 | 122.1 | 125.1 | 130.6 | 146.1 | 143 | 141.9 | 134.4 | 127.6 | 135.9 | 142.6 | 111.4
| Compressor fuel cost | £m |  | 4.5 | 4.4 | 5.3 | 5.9 | 6 | 5.6 | 5.4 | 4.8 | 5.2 | 4 | 4.6 | 5.7 | 7.8 | 8.7 | 9.4 | 9.7 | 10.1 | 11.3 | 11.1 | 11 | 10.4 | 9.9 | 10.5 | 11 | 8.6
| Emissions cost | £m |  | 3.5122 | 3.6914 | 4.2856 | 4.8729 | 5.3481 | 4.9622 | 4.4267 | 5.365 | 5.9836 | 7.8114 | 9.1009 | 11.4343 | 14.9878 | 16.7806 | 18.3579 | 18.9487 | 19.9301 | 22.4615 | 22.1477 | 22.1454 | 21.1276 | 20.1906 | 21.6922 | 22.9174 | 18.0493
Total | Total PV of constraints and Emissions after discounting | £m |  | 15.6552 | 17.5338 | 19.3553 | 22.0014 | 26.9707 | 25.0542 | 20.3147 | 8.4607 | 9.3658 | 6.6024 | 7.6567 | 9.5232 | 12.5946 | 14.2499 | 15.6994 | 15.9958 | 16.6449 | 21.6871 | 18.8841 | 18.0127 | 16.1592 | 14.8194 | 15.7404 | 19.8396 | 11.6574
FES Pathway - Falling Behind (FB) |  |  |  | 2026 | 2027 | 2028 | 2029 | 2030 | 2031 | 2032 | 2033 | 2034 | 2035 | 2036 | 2037 | 2038 | 2039 | 2040 | 2041 | 2042 | 2043 | 2044 | 2045 | 2046 | 2047 | 2048 | 2049 | 2050
Constraints | Constraint days volume | KWh |  | 326.63 | 441.89 | 595.53 | 814.05 | 1126.81 | 1381.91 | 871.12 | 53.66 | 73.17 | 34.53 | 50.55 | 77.03 | 130.69 | 212.76 | 305.07 | 428.86 | 630.55 | 757.56 | 773.46 | 795.36 | 834.08 | 921.43 | 995.27 | 1131.56 | 1014.41
| Constraint cost (LA 100%) | £m |  | 5.3857 | 7.2862 | 9.6812 | 13.2336 | 18.318 | 22.1441 | 13.9591 | 0.85987 | 1.1555 | 0.54536 | 0.78648 | 1.1986 | 2.0336 | 3.2612 | 4.676 | 6.5733 | 9.6648 | 11.6115 | 11.8552 | 12.1909 | 12.7844 | 14.1232 | 15.2551 | 17.344 | 15.5484
Emissions | CO2 emissions volume | Tonnes |  | 7495.17 | 8664.81 | 10520.23 | 12772.51 | 20145.29 | 22452.25 | 16650.91 | 12145.12 | 14015.52 | 10880.28 | 13057.43 | 15509.56 | 18919.67 | 20899.68 | 22255.14 | 24342.01 | 27407.47 | 31186.24 | 30935.85 | 33418.51 | 33329.36 | 35055.63 | 34546.86 | 35697.85 | 31648.89
| NOx emissions volume | Tonnes |  | 3.96 | 4.57 | 5.55 | 6.74 | 8.21 | 12.59 | 9.34 | 6.81 | 7.86 | 6.43 | 7.72 | 9.17 | 11.18 | 12.36 | 13.16 | 14.39 | 16.2 | 18.44 | 18.29 | 19.76 | 19.7 | 20.76 | 20.44 | 21.16 | 18.71
| CO2 emissions cost | £m |  | 2.67 | 3.14 | 3.87 | 4.77 | 7.63 | 8.63 | 6.51 | 4.82 | 5.63 | 4.45 | 5.41 | 6.53 | 8.1 | 9.06 | 9.8 | 10.89 | 12.45 | 14.38 | 14.47 | 15.86 | 16.05 | 17.12 | 17.16 | 17.98 | 16.2
| NOx emissions cost | £m |  | 0.04 | 0.04 | 0.05 | 0.06 | 0.07 | 0.11 | 0.08 | 0.06 | 0.07 | 0.06 | 0.07 | 0.08 | 0.1 | 0.11 | 0.12 | 0.13 | 0.14 | 0.16 | 0.16 | 0.18 | 0.18 | 0.19 | 0.18 | 0.19 | 0.17
| Compressor fuel volume | KWh |  | 75.21 | 86.95 | 105.56 | 128.17 | 158.86 | 177.05 | 131.3 | 95.77 | 110.52 | 66.39 | 79.68 | 94.64 | 115.45 | 127.53 | 135.8 | 148.53 | 167.24 | 190.3 | 188.77 | 203.92 | 203.37 | 214.26 | 211.01 | 218.37 | 193.12
| Compressor fuel cost | £m |  | 4.08 | 4.17 | 5.71 | 6.93 | 7.46 | 8.29 | 6.94 | 5.07 | 5.83 | 4.62 | 5.54 | 6.57 | 8.94 | 9.86 | 10.5 | 11.49 | 12.94 | 14.72 | 14.6 | 15.77 | 15.73 | 16.57 | 16.32 | 16.89 | 14.94
| Emissions cost | £m |  | 3.1945 | 3.5313 | 4.7181 | 5.9053 | 7.0761 | 7.9774 | 6.046 | 6.038 | 7.1348 | 9.1237 | 11.0143 | 13.1891 | 17.1387 | 19.0362 | 20.4235 | 22.5056 | 25.5278 | 29.2613 | 29.2386 | 31.8143 | 31.9581 | 33.8815 | 33.6629 | 35.0552 | 31.3021
Total | Total PV of constraints and Emissions after discounting | £m |  | 12.1725 | 14.1368 | 18.0239 | 22.5405 | 29.1761 | 32.9802 | 22.3698 | 8.4902 | 9.6362 | 7.0945 | 8.3658 | 9.8548 | 12.6879 | 14.257 | 15.506 | 17.3569 | 20.2958 | 22.7745 | 22.1233 | 22.8896 | 22.486 | 23.3097 | 22.9499 | 23.7518 | 20.5185
Option Cost Inputs |  |  |  | 2026 | 2027 | 2028 | 2029 | 2030 | 2031 | 2032 | 2033 | 2034 | 2035 | 2036 | 2037 | 2038 | 2039 | 2040 | 2041 | 2042 | 2043 | 2044 | 2045 | 2046 | 2047 | 2048 | 2049 | 2050 | 2051 | 2052 | 2053 | 2054 | 2055 | 2056 | 2057 | 2058 | 2059 | 2060 | 2061 | 2062 | 2063 | 2064 | 2065 | 2066 | 2067 | 2068 | 2069 | 2070 | 2071 | 2072 | 2073 | 2074 | 2075 | 2076 | 2077 | 2078 | 2079 | 2080 | 2081 | 2082 | 2083 | 2084 | 2085 | 2086 | 2087 | 2088 | 2089 | 2090 | 2091 | 2092 | 2093 | 2094 | 2095 | 2096 | 2097 | 2098 | 2099
Capital | Capital build cost | X | £m | 4.1825 | 8.0912 | 8.2074 | 18.675 | 30.48 | 24.3975 | 38.5217 | 29.6362 | 21.428 | 0 | 0 | 0 | 0 | 0 | 0 | 0 | 0 | 0 | 0 | 0 | 0 | 0 | 0 | 0 | 0 | 0 | 0 | 0 | 0 | 0 | 0 | 0 | 0 | 0 | 0 | 0 | 0 | 0 | 0 | 0 | 0 | 0 | 0 | 0 | 0 | 0 | 0 | 0 | 0 | 0 | 0 | 0 | 0 | 0 | 0 | 0 | 0 | 0 | 0 | 0 | 0 | 0 | 0 | 0 | 0 | 0 | 0 | 0 | 0 | 0 | 0 | 0 | 0 | 0
| Decommisioning cost | Y | £m | 0 | 0 | 0 | 0 | 0 | 0 | 0 | 0 | 0 | 0 | 0 | 0 | 0 | 0 | 0 | 0 | 0 | 0 | 0 | 0 | 0 | 0 | 0 | 0 | 13.8855 | 10.2101 | 3.4034 | 0 | 0 | 0 | 0 | 0 | 0 | 0 | 0 | 0 | 0 | 0 | 0 | 0 | 0 | 0 | 0 | 0 | 0 | 0 | 0 | 0 | 0 | 0 | 0 | 0 | 0 | 0 | 0 | 0 | 0 | 0 | 0 | 0 | 0 | 0 | 0 | 0 | 0 | 0 | 0 | 0 | 0 | 0 | 0 | 0 | 0 | 0
| Annuity payments | =(X+Y)/(1-1/(1+WACC)^i)/WACC | £m | 0.27 | 0.53 | 0.54 | 1.22 | 3.01 | 1.63 | 2.53 | 1.94 | 1.4 | 0 | 0 | 0 | 0 | 0 | 0 | 0 | 0 | 0 | 0 | 0 | 0 | 0 | 0 | 0 | 0.98 | 0.71 | 0.24 | 0 | 0 | 0 | 0 | 0 | 0 | 0 | 0 | 0 | 0 | 0 | 0 | 0 | 0 | 0 | 0 | 0 | 0 | 0 | 0 | 0 | 0 | 0 | 0 | 0 | 0 | 0 | 0 | 0 | 0 | 0 | 0 | 0 | 0 | 0 | 0 | 0 | 0 | 0 | 0 | 0 | 0 | 0 | 0 | 0 | 0 | 0
| Total capital cost before discounting |  | £m | 0.27 | 0.8 | 1.34 | 2.57 | 5.57 | 7.2 | 9.73 | 11.67 | 13.08 | 13.08 | 13.08 | 13.08 | 13.08 | 13.08 | 13.08 | 13.08 | 13.08 | 13.08 | 13.08 | 13.08 | 13.08 | 13.08 | 13.08 | 13.08 | 14.06 | 14.5 | 14.2 | 13.67 | 12.44 | 9.44 | 7.81 | 5.28 | 3.33 | 1.93 | 1.93 | 1.93 | 1.93 | 1.93 | 1.93 | 1.93 | 1.93 | 1.93 | 1.93 | 1.93 | 1.93 | 1.93 | 1.93 | 1.93 | 1.93 | 0.95 | 0.24 | 0 | 0 | 0 | 0 | 0 | 0 | 0 | 0 | 0 | 0 | 0 | 0 | 0 | 0 | 0 | 0 | 0 | 0 | 0 | 0 | 0 | 0 | 0
| Total PV of capital cost after discounting |  | £m | 0.27 | 0.78 | 1.25 | 2.31 | 4.86 | 6.06 | 7.92 | 9.18 | 9.93 | 9.6 | 9.27 | 8.96 | 8.65 | 8.36 | 8.08 | 7.81 | 7.54 | 7.29 | 7.04 | 6.8 | 6.57 | 6.35 | 6.14 | 5.93 | 6.16 | 6.13 | 5.81 | 5.4 | 4.75 | 3.48 | 2.78 | 1.82 | 1.12 | 0.63 | 0.61 | 0.59 | 0.58 | 0.56 | 0.54 | 0.53 | 0.51 | 0.5 | 0.48 | 0.47 | 0.45 | 0.44 | 0.43 | 0.42 | 0.4 | 0.19 | 0.05 | 0 | 0 | 0 | 0 | 0 | 0 | 0 | 0 | 0 | 0 | 0 | 0 | 0 | 0 | 0 | 0 | 0 | 0 | 0 | 0 | 0 | 0 | 0
Non-Capital | Operational cost | £m |  | 0 | 0 | 0 | 0 | 0 | 0 | 0 | 0 | 0.69242 | 0.69242 | 2.5359 | 2.5359 | 2.5359 | 2.5359 | 2.5359 | 2.5359 | 2.5359 | 2.5359 | 2.5359 | 2.5359 | 2.5359 | 2.5359 | 2.5359 | 2.5359 | 0 | 0 | 0 | 0 | 0 | 0 | 0 | 0 | 0 | 0 | 0 | 0 | 0 | 0 | 0 | 0 | 0 | 0 | 0 | 0 | 0 | 0 | 0 | 0 | 0 | 0 | 0 | 0 | 0 | 0 | 0 | 0 | 0 | 0 | 0 | 0 | 0 | 0 | 0 | 0 | 0 | 0 | 0 | 0 | 0 | 0 | 0 | 0 | 0 | 0
| CO2 equivalent emissions (construction & decomissioning) | £m |  | 0 | 0 | 0 | 0 | 15.4275 | 0.41551 | 0.16595 | 0 | 0 | 0 | 0 | 0 | 0 | 0 | 0 | 0 | 0 | 0 | 0 | 0 | 0 | 0 | 0 | 0 | 1.0425 | 0.692 | 0.23406 | 0 | 0 | 0 | 0 | 0 | 0 | 0 | 0 | 0 | 0 | 0 | 0 | 0 | 0 | 0 | 0 | 0 | 0 | 0 | 0 | 0 | 0 | 0 | 0 | 0 | 0 | 0 | 0 | 0 | 0 | 0 | 0 | 0 | 0 | 0 | 0 | 0 | 0 | 0 | 0 | 0 | 0 | 0 | 0 | 0 | 0 | 0
| Total non-capital cost before discounting | £m |  | 0 | 0 | 0 | 0 | 15.43 | 0.42 | 0.17 | 0 | 0.69 | 0.69 | 2.54 | 2.54 | 2.54 | 2.54 | 2.54 | 2.54 | 2.54 | 2.54 | 2.54 | 2.54 | 2.54 | 2.54 | 2.54 | 2.54 | 1.04 | 0 | 0 | 0 | 0 | 0 | 0 | 0 | 0 | 0 | 0 | 0 | 0 | 0 | 0 | 0 | 0 | 0 | 0 | 0 | 0 | 0 | 0 | 0 | 0 | 0 | 0 | 0 | 0 | 0 | 0 | 0 | 0 | 0 | 0 | 0 | 0 | 0 | 0 | 0 | 0 | 0 | 0 | 0 | 0 | 0 | 0 | 0 | 0 | 0
| Total PV of non-capital cost after discounting | £m |  | 0 | 0 | 0 | 0 | 13.44 | 0.35 | 0.13 | 0 | 0.53 | 0.51 | 1.8 | 1.74 | 1.68 | 1.62 | 1.57 | 1.51 | 1.46 | 1.41 | 1.37 | 1.32 | 1.27 | 1.23 | 1.19 | 1.15 | 0.46 | 0 | 0 | 0 | 0 | 0 | 0 | 0 | 0 | 0 | 0 | 0 | 0 | 0 | 0 | 0 | 0 | 0 | 0 | 0 | 0 | 0 | 0 | 0 | 0 | 0 | 0 | 0 | 0 | 0 | 0 | 0 | 0 | 0 | 0 | 0 | 0 | 0 | 0 | 0 | 0 | 0 | 0 | 0 | 0 | 0 | 0 | 0 | 0 | 0

## Option H
Summary of Option Investment and Benefits
Option H | Wormington to Honeybourne 900mm New; Churchover Tee to MJ 900mm New; Uprating Feeder 28 Felindre Three Cocks & Cilfrew; Churchover Parallel Operation/ Flow increase; Churchover New Unit
Capability Equation
Sensitivities : Locational Actions 75% & Buybacks 25%
Discounting | Time | n |  | Year 0 | Year 1 | Year 2 | Year 3 | Year 4 | Year 5 | Year 6 | Year 7 | Year 8 | Year 9 | Year 10 | Year 11 | Year 12 | Year 13 | Year 14 | Year 15 | Year 16 | Year 17 | Year 18 | Year 19 | Year 20 | Year 21 | Year 22 | Year 23 | Year 24
| Fiscal Year |  |  | 2026 | 2027 | 2028 | 2029 | 2030 | 2031 | 2032 | 2033 | 2034 | 2035 | 2036 | 2037 | 2038 | 2039 | 2040 | 2041 | 2042 | 2043 | 2044 | 2045 | 2046 | 2047 | 2048 | 2049 | 2050
| Discounting % to convert the future cost into present | =1/[(1+STPR)^n] |  | 100% | 96.62% | 93.35% | 90.19% | 87.14% | 84.2% | 81.35% | 78.6% | 75.94% | 73.37% | 70.89% | 68.49% | 66.18% | 63.94% | 61.78% | 59.69% | 57.67% | 55.72% | 53.84% | 52.02% | 50.26% | 48.56% | 46.92% | 45.33% | 43.8%
Benefit Cost Inputs
FES Pathway - Holistic Transition (HT) |  |  |  | 2026 | 2027 | 2028 | 2029 | 2030 | 2031 | 2032 | 2033 | 2034 | 2035 | 2036 | 2037 | 2038 | 2039 | 2040 | 2041 | 2042 | 2043 | 2044 | 2045 | 2046 | 2047 | 2048 | 2049 | 2050
Constraints | Constraint days volume | KWh |  | 561.63 | 709.36 | 869.58 | 1130.36 | 1402.14 | 1457.59 | 1413.48 | 42.24 | 60.34 | 92.19 | 117.41 | 142.1 | 182.66 | 189.93 | 193.8 | 213.75 | 200.44 | 201.14 | 172.96 | 167.28 | 153.17 | 143.61 | 129.97 | 118.87 | 74.35
| Constraint cost (LA 75% BB 25%) | £m |  | 12.29 | 15.52 | 18.76 | 24.38 | 30.25 | 30.99 | 30.05 | 0.9 | 1.26 | 1.93 | 2.42 | 2.93 | 3.77 | 3.86 | 3.94 | 4.35 | 4.08 | 4.09 | 3.52 | 3.4 | 3.12 | 2.92 | 2.64 | 2.42 | 1.51
Emissions | CO2 emissions volume | Tonnes |  | 8988.33 | 9919 | 11088.35 | 12735.42 | 17955.49 | 17112.17 | 15855.37 | 12017.51 | 13262.56 | 15179.69 | 16337.61 | 17691.54 | 19415.46 | 19747.28 | 19897.77 | 20820.05 | 20492.36 | 20956.87 | 20891.83 | 21106.89 | 20207.56 | 20704.93 | 20811.78 | 20953.64 | 19893.26
| NOx emissions volume | Tonnes |  | 4.75 | 5.24 | 5.85 | 6.72 | 7.32 | 9.6 | 8.89 | 6.74 | 7.44 | 8.51 | 9.16 | 9.92 | 10.89 | 11.08 | 11.16 | 11.68 | 11.49 | 11.76 | 11.72 | 11.84 | 11.33 | 11.61 | 11.67 | 11.75 | 11.16
| CO2 emissions cost | £m |  | 3.21 | 3.59 | 4.08 | 4.75 | 6.8 | 6.57 | 6.2 | 4.77 | 5.33 | 6.21 | 6.77 | 7.45 | 8.31 | 8.56 | 8.76 | 9.31 | 9.31 | 9.66 | 9.77 | 10.02 | 9.73 | 10.11 | 10.34 | 10.55 | 10.18
| NOx emissions cost | £m |  | 0.04 | 0.05 | 0.05 | 0.06 | 0.07 | 0.09 | 0.08 | 0.06 | 0.07 | 0.08 | 0.08 | 0.09 | 0.1 | 0.1 | 0.1 | 0.1 | 0.1 | 0.1 | 0.1 | 0.11 | 0.1 | 0.1 | 0.1 | 0.1 | 0.1
| Compressor fuel volume | KWh |  | 90.19 | 99.53 | 111.26 | 127.79 | 141.59 | 134.94 | 125.03 | 94.76 | 104.58 | 119.7 | 128.83 | 139.51 | 153.1 | 155.72 | 156.9 | 164.18 | 161.59 | 165.25 | 164.74 | 166.44 | 159.35 | 163.27 | 164.11 | 165.23 | 156.87
| Compressor fuel cost | £m |  | 4.89 | 4.77 | 6.02 | 6.91 | 6.65 | 6.32 | 6.61 | 5.01 | 5.52 | 7.04 | 7.56 | 8.18 | 9.91 | 10.06 | 10.14 | 10.61 | 10.44 | 10.68 | 10.64 | 10.75 | 10.29 | 10.55 | 10.6 | 10.67 | 10.13
| Emissions cost | £m |  | 5.1308 | 5.3866 | 6.5485 | 7.6546 | 9.0424 | 8.8883 | 9.0801 | 9.8376 | 10.914 | 13.3234 | 14.4098 | 15.7253 | 18.3215 | 18.7197 | 18.9989 | 20.0223 | 19.8478 | 20.4414 | 20.5213 | 20.8773 | 20.1264 | 20.7638 | 21.0426 | 21.3298 | 20.4141
Total | Total PV of constraints and Emissions after discounting | £m |  | 20.4269 | 23.1198 | 26.9821 | 32.5659 | 38.1342 | 37.0209 | 34.9374 | 8.4382 | 9.2485 | 11.1932 | 11.9339 | 12.7806 | 14.6207 | 14.4394 | 14.1722 | 14.5461 | 13.7973 | 13.6695 | 12.9417 | 12.6292 | 11.6805 | 11.5006 | 11.1123 | 10.7644 | 9.6028
FES Pathway - Electric Engagement (EE) |  |  |  | 2026 | 2027 | 2028 | 2029 | 2030 | 2031 | 2032 | 2033 | 2034 | 2035 | 2036 | 2037 | 2038 | 2039 | 2040 | 2041 | 2042 | 2043 | 2044 | 2045 | 2046 | 2047 | 2048 | 2049 | 2050
Constraints | Constraint days volume | KWh |  | 567.12 | 729.08 | 907.52 | 1208.83 | 1606.69 | 1642.4 | 1564.1 | 53.56 | 82.49 | 139.18 | 182.23 | 229.9 | 286.75 | 320.22 | 329.8 | 324.61 | 316.14 | 336.45 | 322.49 | 317.39 | 296.93 | 303.18 | 262.59 | 244.18 | 193.59
| Constraint cost (LA 75% BB 25%) | £m |  | 12.41 | 15.95 | 19.58 | 26.08 | 34.66 | 34.92 | 33.26 | 1.14 | 1.73 | 2.92 | 3.76 | 4.75 | 5.92 | 6.51 | 6.71 | 6.6 | 6.43 | 6.84 | 6.56 | 6.46 | 6.04 | 6.17 | 5.34 | 4.97 | 3.94
Emissions | CO2 emissions volume | Tonnes |  | 9169.17 | 10265.59 | 11674.61 | 13628.34 | 19846.5 | 18961.85 | 17928.62 | 14161.64 | 16260.32 | 19635.83 | 21247.85 | 22819.19 | 25002.01 | 26214.49 | 25971.87 | 25537.52 | 25470.3 | 26508.73 | 26658.34 | 26767.7 | 26386.55 | 27049.22 | 26780.02 | 26620.96 | 25743.21
| NOx emissions volume | Tonnes |  | 4.84 | 5.42 | 6.16 | 7.19 | 8.09 | 10.64 | 10.06 | 7.94 | 9.12 | 11.01 | 11.92 | 12.8 | 14.05 | 14.8 | 14.65 | 14.38 | 14.34 | 14.98 | 15.07 | 15.14 | 14.9 | 15.31 | 15.14 | 15.05 | 14.5
| CO2 emissions cost | £m |  | 3.27 | 3.72 | 4.29 | 5.09 | 7.52 | 7.28 | 7.01 | 5.62 | 6.54 | 8.03 | 8.8 | 9.61 | 10.7 | 11.37 | 11.44 | 11.42 | 11.57 | 12.22 | 12.47 | 12.71 | 12.71 | 13.21 | 13.3 | 13.4 | 13.17
| NOx emissions cost | £m |  | 0.04 | 0.05 | 0.05 | 0.06 | 0.07 | 0.09 | 0.09 | 0.07 | 0.08 | 0.1 | 0.11 | 0.11 | 0.13 | 0.13 | 0.13 | 0.13 | 0.13 | 0.13 | 0.13 | 0.13 | 0.13 | 0.14 | 0.13 | 0.13 | 0.13
| Compressor fuel volume | KWh |  | 92.01 | 103.01 | 117.15 | 136.75 | 156.5 | 149.52 | 141.38 | 111.67 | 128.22 | 154.84 | 167.55 | 179.94 | 197.5 | 207.99 | 205.89 | 202.13 | 201.55 | 210.54 | 211.83 | 212.78 | 209.48 | 215.22 | 212.89 | 211.51 | 203.91
| Compressor fuel cost | £m |  | 4.99 | 4.94 | 6.33 | 7.4 | 7.35 | 7 | 7.48 | 5.91 | 6.76 | 9.11 | 9.83 | 10.56 | 12.79 | 13.44 | 13.3 | 13.06 | 13.02 | 13.6 | 13.68 | 13.75 | 13.53 | 13.9 | 13.75 | 13.66 | 13.17
| Emissions cost | £m |  | 5.2286 | 5.5477 | 6.874 | 8.1761 | 10.0596 | 9.8057 | 10.08 | 11.5927 | 13.3807 | 17.2344 | 18.7408 | 20.2833 | 23.616 | 24.9339 | 24.8699 | 24.6085 | 24.7152 | 25.955 | 26.2913 | 26.5879 | 26.3727 | 27.2516 | 27.1885 | 27.2024 | 26.4767
Total | Total PV of constraints and Emissions after discounting | £m |  | 20.7108 | 23.8205 | 28.2471 | 34.8339 | 43.2196 | 41.5104 | 38.914 | 10.007 | 11.4741 | 14.7853 | 15.953 | 17.1442 | 19.5468 | 20.1071 | 19.508 | 18.6293 | 17.9616 | 18.2751 | 17.6854 | 17.1875 | 16.2891 | 16.2267 | 15.2611 | 14.5816 | 13.32
FES Pathway - Hydrogen Evolution (HE) |  |  |  | 2026 | 2027 | 2028 | 2029 | 2030 | 2031 | 2032 | 2033 | 2034 | 2035 | 2036 | 2037 | 2038 | 2039 | 2040 | 2041 | 2042 | 2043 | 2044 | 2045 | 2046 | 2047 | 2048 | 2049 | 2050
Constraints | Constraint days volume | KWh |  | 495.18 | 630.17 | 725.53 | 884.38 | 1155.45 | 1142.14 | 906.68 | 23.59 | 36.83 | 69.32 | 102.39 | 151.16 | 249.71 | 346.15 | 440.73 | 480.19 | 544.59 | 1029.98 | 790.9 | 752.14 | 654.15 | 606.34 | 697.55 | 1271.76 | 497.15
| Constraint cost (LA 75% BB 25%) | £m |  | 10.8 | 13.8 | 15.7 | 19.1 | 24.9 | 24.3 | 19.3 | 0.5 | 0.8 | 1.5 | 2.1 | 3.1 | 5.2 | 7 | 9 | 9.8 | 11.1 | 20.9 | 16.1 | 15.3 | 13.3 | 12.3 | 14.2 | 25.9 | 10.1
Emissions | CO2 emissions volume | Tonnes |  | 8272.18 | 9149.99 | 9769.32 | 10881.31 | 16164.27 | 15105.22 | 12843.24 | 10396.35 | 11548.88 | 14211.57 | 16486 | 20549.88 | 25103.94 | 27657.58 | 29701.79 | 30841.03 | 31979.57 | 34476.85 | 34246.39 | 34518.3 | 33776.37 | 33122.08 | 34336.92 | 35147.87 | 30338.03
| NOx emissions volume | Tonnes |  | 4.37 | 4.83 | 5.16 | 5.74 | 6.59 | 8.47 | 7.2 | 5.83 | 6.48 | 7.97 | 9.25 | 11.53 | 14.11 | 15.68 | 16.94 | 17.64 | 18.34 | 19.88 | 19.74 | 19.91 | 19.45 | 19.05 | 19.8 | 20.29 | 17.33
| CO2 emissions cost | £m |  | 3 | 3.3 | 3.6 | 4.1 | 6.1 | 5.8 | 5 | 4.1 | 4.6 | 5.8 | 6.8 | 8.7 | 10.7 | 12 | 13.1 | 13.8 | 14.5 | 15.9 | 16 | 16.4 | 16.3 | 16.2 | 17.1 | 17.7 | 15.5
| NOx emissions cost | £m |  | 0 | 0 | 0 | 0.1 | 0.1 | 0.1 | 0.1 | 0.1 | 0.1 | 0.1 | 0.1 | 0.1 | 0.1 | 0.1 | 0.2 | 0.2 | 0.2 | 0.2 | 0.2 | 0.2 | 0.2 | 0.2 | 0.2 | 0.2 | 0.2
| Compressor fuel volume | KWh |  | 83 | 91.8 | 98 | 109.2 | 127.5 | 119.1 | 101.3 | 82 | 91.1 | 112.1 | 130 | 162 | 198.4 | 220.5 | 238.2 | 248 | 257.9 | 279.5 | 277.5 | 279.9 | 273.4 | 267.8 | 278.3 | 285.3 | 243.7
| Compressor fuel cost | £m |  | 4.5 | 4.4 | 5.3 | 5.9 | 6 | 5.6 | 5.4 | 4.3 | 4.8 | 6.6 | 7.6 | 9.5 | 12.8 | 14.2 | 15.4 | 16 | 16.7 | 18.1 | 17.9 | 18.1 | 17.7 | 17.3 | 18 | 18.4 | 15.7
| Emissions cost | £m |  | 4.7546 | 4.9884 | 5.7738 | 6.4993 | 7.9907 | 7.7175 | 7.1215 | 8.5105 | 9.5037 | 12.4735 | 14.5408 | 18.2661 | 23.7173 | 26.3743 | 28.6185 | 29.9751 | 31.3465 | 34.1271 | 34.1257 | 34.6432 | 34.1039 | 33.6466 | 35.2085 | 36.3103 | 31.4225
Total | Total PV of constraints and Emissions after discounting | £m |  | 18.3245 | 20.8159 | 22.9549 | 26.2406 | 32.3221 | 30.092 | 24.1786 | 7.0834 | 7.8033 | 10.218 | 11.8068 | 14.6491 | 19.1076 | 21.3653 | 23.2176 | 23.7212 | 24.4654 | 30.6882 | 27.0319 | 25.9769 | 23.8258 | 22.3259 | 23.174 | 28.1834 | 18.19
FES Pathway - Falling Behind (FB) |  |  |  | 2026 | 2027 | 2028 | 2029 | 2030 | 2031 | 2032 | 2033 | 2034 | 2035 | 2036 | 2037 | 2038 | 2039 | 2040 | 2041 | 2042 | 2043 | 2044 | 2045 | 2046 | 2047 | 2048 | 2049 | 2050
Constraints | Constraint days volume | KWh |  | 326.63 | 441.89 | 595.53 | 814.05 | 1126.81 | 1381.91 | 871.12 | 13.24 | 19.01 | 32.9 | 48.25 | 74.57 | 132.36 | 220.66 | 315.26 | 442.12 | 647.78 | 770.17 | 785.77 | 806.53 | 844.07 | 927.93 | 998.85 | 1128.93 | 1019.04
| Constraint cost (LA 75% BB 25%) | £m |  | 7.15 | 9.67 | 12.85 | 17.56 | 24.31 | 29.38 | 18.52 | 0.28 | 0.4 | 0.69 | 1 | 1.54 | 2.73 | 4.49 | 6.41 | 8.99 | 13.17 | 15.66 | 15.98 | 16.4 | 17.17 | 18.87 | 20.32 | 22.96 | 20.73
Emissions | CO2 emissions volume | Tonnes |  | 7495.17 | 8664.81 | 10520.23 | 12772.51 | 20145.29 | 22452.25 | 16650.91 | 10317.69 | 12077.5 | 14563.56 | 17621.1 | 20977.66 | 25404.89 | 27993.19 | 29822.38 | 32238.1 | 35214.74 | 39625.41 | 39327.9 | 42193.47 | 42143.57 | 44491.8 | 43960.53 | 45754.73 | 40502.49
| NOx emissions volume | Tonnes |  | 3.96 | 4.57 | 5.55 | 6.74 | 8.21 | 12.59 | 9.34 | 5.79 | 6.77 | 8.17 | 9.88 | 11.77 | 14.3 | 15.89 | 17.02 | 18.5 | 20.34 | 23.15 | 22.95 | 24.8 | 24.77 | 26.28 | 25.94 | 27.1 | 23.71
| CO2 emissions cost | £m |  | 2.67 | 3.14 | 3.87 | 4.77 | 7.63 | 8.63 | 6.51 | 4.09 | 4.86 | 5.95 | 7.3 | 8.84 | 10.88 | 12.14 | 13.13 | 14.42 | 15.99 | 18.27 | 18.4 | 20.03 | 20.3 | 21.73 | 21.83 | 23.04 | 20.73
| NOx emissions cost | £m |  | 0.04 | 0.04 | 0.05 | 0.06 | 0.07 | 0.11 | 0.08 | 0.05 | 0.06 | 0.07 | 0.09 | 0.1 | 0.13 | 0.14 | 0.15 | 0.16 | 0.18 | 0.21 | 0.2 | 0.22 | 0.22 | 0.23 | 0.23 | 0.24 | 0.21
| Compressor fuel volume | KWh |  | 75.21 | 86.95 | 105.56 | 128.17 | 158.86 | 177.05 | 131.3 | 81.36 | 95.24 | 114.84 | 138.95 | 165.42 | 200.98 | 223.39 | 239.22 | 260.13 | 285.89 | 325.38 | 322.68 | 348.66 | 348.21 | 369.5 | 364.68 | 380.95 | 333.33
| Compressor fuel cost | £m |  | 4.08 | 4.17 | 5.71 | 6.93 | 7.46 | 8.29 | 6.94 | 4.3 | 5.02 | 6.76 | 8.15 | 9.71 | 13.01 | 14.43 | 15.45 | 16.8 | 18.47 | 21.02 | 20.85 | 22.52 | 22.49 | 23.87 | 23.56 | 24.61 | 21.53
| Emissions cost | £m |  | 4.0918 | 4.4901 | 5.8807 | 7.212 | 9.5402 | 10.8036 | 8.4173 | 8.4461 | 9.9387 | 12.7825 | 15.542 | 18.6464 | 24.0165 | 26.7093 | 28.7397 | 31.3887 | 34.6423 | 39.4932 | 39.4499 | 42.7749 | 43.0108 | 45.8358 | 45.624 | 47.8902 | 42.4725
Total | Total PV of constraints and Emissions after discounting | £m |  | 13.9331 | 16.4383 | 20.9784 | 26.4426 | 34.3948 | 39.0756 | 26.0822 | 6.8598 | 7.8501 | 9.8848 | 11.7243 | 13.8263 | 17.7022 | 19.9476 | 21.716 | 24.1029 | 27.5765 | 30.7339 | 29.842 | 30.782 | 30.2434 | 31.4206 | 30.9354 | 32.1157 | 27.6781
Sensitivities : Locational Actions 90% & Buybacks 10%
Benefit Cost Inputs
FES Pathway - Holistic Transition (HT) |  |  |  | 2026 | 2027 | 2028 | 2029 | 2030 | 2031 | 2032 | 2033 | 2034 | 2035 | 2036 | 2037 | 2038 | 2039 | 2040 | 2041 | 2042 | 2043 | 2044 | 2045 | 2046 | 2047 | 2048 | 2049 | 2050
Constraints | Constraint days volume | KWh |  | 561.63 | 709.36 | 869.58 | 1130.36 | 1402.14 | 1457.59 | 1413.48 | 42.24 | 60.34 | 92.19 | 117.41 | 142.1 | 182.66 | 189.93 | 193.8 | 213.75 | 200.44 | 201.14 | 172.96 | 167.28 | 153.17 | 143.61 | 129.97 | 118.87 | 74.35
| Constraint cost (LA 90% BB 10%) | £m |  | 10.4715 | 13.226 | 15.9849 | 20.7787 | 25.7746 | 26.4112 | 25.6119 | 0.76535 | 1.0776 | 1.6462 | 2.0659 | 2.5003 | 3.2139 | 3.2918 | 3.3589 | 3.7047 | 3.474 | 3.4861 | 2.9978 | 2.8993 | 2.6547 | 2.4891 | 2.2526 | 2.0603 | 1.2886
Emissions | CO2 emissions volume | Tonnes |  | 8988.33 | 9919 | 11088.35 | 12735.42 | 17955.49 | 17112.17 | 15855.37 | 12017.51 | 13262.56 | 15179.69 | 16337.61 | 17691.54 | 19415.46 | 19747.28 | 19897.77 | 20820.05 | 20492.36 | 20956.87 | 20891.83 | 21106.89 | 20207.56 | 20704.93 | 20811.78 | 20953.64 | 19893.26
| NOx emissions volume | Tonnes |  | 4.75 | 5.24 | 5.85 | 6.72 | 7.32 | 9.6 | 8.89 | 6.74 | 7.44 | 8.51 | 9.16 | 9.92 | 10.89 | 11.08 | 11.16 | 11.68 | 11.49 | 11.76 | 11.72 | 11.84 | 11.33 | 11.61 | 11.67 | 11.75 | 11.16
| CO2 emissions cost | £m |  | 3.21 | 3.59 | 4.08 | 4.75 | 6.8 | 6.57 | 6.2 | 4.77 | 5.33 | 6.21 | 6.77 | 7.45 | 8.31 | 8.56 | 8.76 | 9.31 | 9.31 | 9.66 | 9.77 | 10.02 | 9.73 | 10.11 | 10.34 | 10.55 | 10.18
| NOx emissions cost | £m |  | 0.04 | 0.05 | 0.05 | 0.06 | 0.07 | 0.09 | 0.08 | 0.06 | 0.07 | 0.08 | 0.08 | 0.09 | 0.1 | 0.1 | 0.1 | 0.1 | 0.1 | 0.1 | 0.1 | 0.11 | 0.1 | 0.1 | 0.1 | 0.1 | 0.1
| Compressor fuel volume | KWh |  | 90.19 | 99.53 | 111.26 | 127.79 | 141.59 | 134.94 | 125.03 | 94.76 | 104.58 | 119.7 | 128.83 | 139.51 | 153.1 | 155.72 | 156.9 | 164.18 | 161.59 | 165.25 | 164.74 | 166.44 | 159.35 | 163.27 | 164.11 | 165.23 | 156.87
| Compressor fuel cost | £m |  | 4.89 | 4.77 | 6.02 | 6.91 | 6.65 | 6.32 | 6.61 | 5.01 | 5.52 | 7.04 | 7.56 | 8.18 | 9.91 | 10.06 | 10.14 | 10.61 | 10.44 | 10.68 | 10.64 | 10.75 | 10.29 | 10.55 | 10.6 | 10.67 | 10.13
| Emissions cost | £m |  | 5.1308 | 5.3866 | 6.5485 | 7.6546 | 9.0424 | 8.8883 | 9.0801 | 9.8376 | 10.914 | 13.3234 | 14.4098 | 15.7253 | 18.3215 | 18.7197 | 18.9989 | 20.0223 | 19.8478 | 20.4414 | 20.5213 | 20.8773 | 20.1264 | 20.7638 | 21.0426 | 21.3298 | 20.4141
Total | Total PV of constraints and Emissions after discounting | £m |  | 18.6104 | 20.9031 | 24.3936 | 29.3148 | 34.2379 | 33.1634 | 31.3231 | 8.3338 | 9.1065 | 10.9836 | 11.6799 | 12.4835 | 14.2517 | 14.0743 | 13.8122 | 14.1625 | 13.4498 | 13.3325 | 12.6618 | 12.3676 | 11.449 | 11.2909 | 10.929 | 10.6024 | 9.5049
FES Pathway - Electric Engagement (EE) |  |  |  | 2026 | 2027 | 2028 | 2029 | 2030 | 2031 | 2032 | 2033 | 2034 | 2035 | 2036 | 2037 | 2038 | 2039 | 2040 | 2041 | 2042 | 2043 | 2044 | 2045 | 2046 | 2047 | 2048 | 2049 | 2050
Constraints | Constraint days volume | KWh |  | 567.12 | 729.08 | 907.52 | 1208.83 | 1606.69 | 1642.4 | 1564.1 | 53.56 | 82.49 | 139.18 | 182.23 | 229.9 | 286.75 | 320.22 | 329.8 | 324.61 | 316.14 | 336.45 | 322.49 | 317.39 | 296.93 | 303.18 | 262.59 | 244.18 | 193.59
| Constraint cost (LA 90% BB 10%) | £m |  | 10.5739 | 13.5937 | 16.6824 | 22.2211 | 29.5347 | 29.7598 | 28.341 | 0.97056 | 1.473 | 2.4854 | 3.2063 | 4.045 | 5.0453 | 5.55 | 5.716 | 5.6261 | 5.4794 | 5.8313 | 5.5895 | 5.501 | 5.1464 | 5.2546 | 4.5512 | 4.2321 | 3.3553
Emissions | CO2 emissions volume | Tonnes |  | 9169.17 | 10265.59 | 11674.61 | 13628.34 | 19846.5 | 18961.85 | 17928.62 | 14161.64 | 16260.32 | 19635.83 | 21247.85 | 22819.19 | 25002.01 | 26214.49 | 25971.87 | 25537.52 | 25470.3 | 26508.73 | 26658.34 | 26767.7 | 26386.55 | 27049.22 | 26780.02 | 26620.96 | 25743.21
| NOx emissions volume | Tonnes |  | 4.84 | 5.42 | 6.16 | 7.19 | 8.09 | 10.64 | 10.06 | 7.94 | 9.12 | 11.01 | 11.92 | 12.8 | 14.05 | 14.8 | 14.65 | 14.38 | 14.34 | 14.98 | 15.07 | 15.14 | 14.9 | 15.31 | 15.14 | 15.05 | 14.5
| CO2 emissions cost | £m |  | 3.27 | 3.72 | 4.29 | 5.09 | 7.52 | 7.28 | 7.01 | 5.62 | 6.54 | 8.03 | 8.8 | 9.61 | 10.7 | 11.37 | 11.44 | 11.42 | 11.57 | 12.22 | 12.47 | 12.71 | 12.71 | 13.21 | 13.3 | 13.4 | 13.17
| NOx emissions cost | £m |  | 0.04 | 0.05 | 0.05 | 0.06 | 0.07 | 0.09 | 0.09 | 0.07 | 0.08 | 0.1 | 0.11 | 0.11 | 0.13 | 0.13 | 0.13 | 0.13 | 0.13 | 0.13 | 0.13 | 0.13 | 0.13 | 0.14 | 0.13 | 0.13 | 0.13
| Compressor fuel volume | KWh |  | 92.01 | 103.01 | 117.15 | 136.75 | 156.5 | 149.52 | 141.38 | 111.67 | 128.22 | 154.84 | 167.55 | 179.94 | 197.5 | 207.99 | 205.89 | 202.13 | 201.55 | 210.54 | 211.83 | 212.78 | 209.48 | 215.22 | 212.89 | 211.51 | 203.91
| Compressor fuel cost | £m |  | 4.99 | 4.94 | 6.33 | 7.4 | 7.35 | 7 | 7.48 | 5.91 | 6.76 | 9.11 | 9.83 | 10.56 | 12.79 | 13.44 | 13.3 | 13.06 | 13.02 | 13.6 | 13.68 | 13.75 | 13.53 | 13.9 | 13.75 | 13.66 | 13.17
| Emissions cost | £m |  | 5.2286 | 5.5477 | 6.874 | 8.1761 | 10.0596 | 9.8057 | 10.08 | 11.5927 | 13.3807 | 17.2344 | 18.7408 | 20.2833 | 23.616 | 24.9339 | 24.8699 | 24.6085 | 24.7152 | 25.955 | 26.2913 | 26.5879 | 26.3727 | 27.2516 | 27.1885 | 27.2024 | 26.4767
Total | Total PV of constraints and Emissions after discounting | £m |  | 18.8765 | 21.5422 | 25.5456 | 31.3572 | 38.7549 | 37.1638 | 34.9146 | 9.8746 | 11.2801 | 14.469 | 15.5587 | 16.6636 | 18.9676 | 19.4915 | 18.8954 | 18.0468 | 17.4134 | 17.7115 | 17.1634 | 16.6912 | 15.8405 | 15.7841 | 14.8907 | 14.2488 | 13.0651
FES Pathway - Hydrogen Evolution (HE) |  |  |  | 2026 | 2027 | 2028 | 2029 | 2030 | 2031 | 2032 | 2033 | 2034 | 2035 | 2036 | 2037 | 2038 | 2039 | 2040 | 2041 | 2042 | 2043 | 2044 | 2045 | 2046 | 2047 | 2048 | 2049 | 2050
Constraints | Constraint days volume | KWh |  | 495.18 | 630.17 | 725.53 | 884.38 | 1155.45 | 1142.14 | 906.68 | 23.59 | 36.83 | 69.32 | 102.39 | 151.16 | 249.71 | 346.15 | 440.73 | 480.19 | 544.59 | 1029.98 | 790.9 | 752.14 | 654.15 | 606.34 | 697.55 | 1271.76 | 497.15
| Constraint cost (LA 90% BB 10%) | £m |  | 9.2325 | 11.7495 | 13.337 | 16.2569 | 21.2399 | 20.6953 | 16.4288 | 0.42748 | 0.65767 | 1.2378 | 1.8014 | 2.6597 | 4.3935 | 5.9994 | 7.6386 | 8.3226 | 9.4388 | 17.8516 | 13.7078 | 13.036 | 11.3377 | 10.509 | 12.0898 | 22.042 | 8.6166
Emissions | CO2 emissions volume | Tonnes |  | 8272.18 | 9149.99 | 9769.32 | 10881.31 | 16164.27 | 15105.22 | 12843.24 | 10396.35 | 11548.88 | 14211.57 | 16486 | 20549.88 | 25103.94 | 27657.58 | 29701.79 | 30841.03 | 31979.57 | 34476.85 | 34246.39 | 34518.3 | 33776.37 | 33122.08 | 34336.92 | 35147.87 | 30338.03
| NOx emissions volume | Tonnes |  | 4.37 | 4.83 | 5.16 | 5.74 | 6.59 | 8.47 | 7.2 | 5.83 | 6.48 | 7.97 | 9.25 | 11.53 | 14.11 | 15.68 | 16.94 | 17.64 | 18.34 | 19.88 | 19.74 | 19.91 | 19.45 | 19.05 | 19.8 | 20.29 | 17.33
| CO2 emissions cost | £m |  | 3 | 3.3 | 3.6 | 4.1 | 6.1 | 5.8 | 5 | 4.1 | 4.6 | 5.8 | 6.8 | 8.7 | 10.7 | 12 | 13.1 | 13.8 | 14.5 | 15.9 | 16 | 16.4 | 16.3 | 16.2 | 17.1 | 17.7 | 15.5
| NOx emissions cost | £m |  | 0 | 0 | 0 | 0.1 | 0.1 | 0.1 | 0.1 | 0.1 | 0.1 | 0.1 | 0.1 | 0.1 | 0.1 | 0.1 | 0.2 | 0.2 | 0.2 | 0.2 | 0.2 | 0.2 | 0.2 | 0.2 | 0.2 | 0.2 | 0.2
| Compressor fuel volume | KWh |  | 83 | 91.8 | 98 | 109.2 | 127.5 | 119.1 | 101.3 | 82 | 91.1 | 112.1 | 130 | 162 | 198.4 | 220.5 | 238.2 | 248 | 257.9 | 279.5 | 277.5 | 279.9 | 273.4 | 267.8 | 278.3 | 285.3 | 243.7
| Compressor fuel cost | £m |  | 4.5 | 4.4 | 5.3 | 5.9 | 6 | 5.6 | 5.4 | 4.3 | 4.8 | 6.6 | 7.6 | 9.5 | 12.8 | 14.2 | 15.4 | 16 | 16.7 | 18.1 | 17.9 | 18.1 | 17.7 | 17.3 | 18 | 18.4 | 15.7
| Emissions cost | £m |  | 4.7546 | 4.9884 | 5.7738 | 6.4993 | 7.9907 | 7.7175 | 7.1215 | 8.5105 | 9.5037 | 12.4735 | 14.5408 | 18.2661 | 23.7173 | 26.3743 | 28.6185 | 29.9751 | 31.3465 | 34.1271 | 34.1257 | 34.6432 | 34.1039 | 33.6466 | 35.2085 | 36.3103 | 31.4225
Total | Total PV of constraints and Emissions after discounting | £m |  | 16.7229 | 18.8466 | 20.7952 | 23.6971 | 29.1113 | 27.0693 | 21.8602 | 7.0251 | 7.7166 | 10.0605 | 11.5853 | 14.3331 | 18.6033 | 20.6999 | 22.399 | 22.8595 | 23.5212 | 28.9627 | 25.7517 | 24.8006 | 22.8374 | 21.4407 | 22.19 | 26.4502 | 17.5354
FES Pathway - Falling Behind (FB) |  |  |  | 2026 | 2027 | 2028 | 2029 | 2030 | 2031 | 2032 | 2033 | 2034 | 2035 | 2036 | 2037 | 2038 | 2039 | 2040 | 2041 | 2042 | 2043 | 2044 | 2045 | 2046 | 2047 | 2048 | 2049 | 2050
Constraints | Constraint days volume | KWh |  | 326.63 | 441.89 | 595.53 | 814.05 | 1126.81 | 1381.91 | 871.12 | 13.24 | 19.01 | 32.9 | 48.25 | 74.57 | 132.36 | 220.66 | 315.26 | 442.12 | 647.78 | 770.17 | 785.77 | 806.53 | 844.07 | 927.93 | 998.85 | 1128.93 | 1019.04
| Constraint cost (LA 90% BB 10%) | £m |  | 6.0899 | 8.239 | 10.9472 | 14.9642 | 20.7134 | 25.0399 | 15.7845 | 0.23992 | 0.3395 | 0.58756 | 0.849 | 1.312 | 2.3289 | 3.8244 | 5.4641 | 7.6628 | 11.2273 | 13.3486 | 13.6188 | 13.9786 | 14.6293 | 16.0828 | 17.3121 | 19.5666 | 17.6618
Emissions | CO2 emissions volume | Tonnes |  | 7495.17 | 8664.81 | 10520.23 | 12772.51 | 20145.29 | 22452.25 | 16650.91 | 10317.69 | 12077.5 | 14563.56 | 17621.1 | 20977.66 | 25404.89 | 27993.19 | 29822.38 | 32238.1 | 35214.74 | 39625.41 | 39327.9 | 42193.47 | 42143.57 | 44491.8 | 43960.53 | 45754.73 | 40502.49
| NOx emissions volume | Tonnes |  | 3.96 | 4.57 | 5.55 | 6.74 | 8.21 | 12.59 | 9.34 | 5.79 | 6.77 | 8.17 | 9.88 | 11.77 | 14.3 | 15.89 | 17.02 | 18.5 | 20.34 | 23.15 | 22.95 | 24.8 | 24.77 | 26.28 | 25.94 | 27.1 | 23.71
| CO2 emissions cost | £m |  | 2.67 | 3.14 | 3.87 | 4.77 | 7.63 | 8.63 | 6.51 | 4.09 | 4.86 | 5.95 | 7.3 | 8.84 | 10.88 | 12.14 | 13.13 | 14.42 | 15.99 | 18.27 | 18.4 | 20.03 | 20.3 | 21.73 | 21.83 | 23.04 | 20.73
| NOx emissions cost | £m |  | 0.04 | 0.04 | 0.05 | 0.06 | 0.07 | 0.11 | 0.08 | 0.05 | 0.06 | 0.07 | 0.09 | 0.1 | 0.13 | 0.14 | 0.15 | 0.16 | 0.18 | 0.21 | 0.2 | 0.22 | 0.22 | 0.23 | 0.23 | 0.24 | 0.21
| Compressor fuel volume | KWh |  | 75.21 | 86.95 | 105.56 | 128.17 | 158.86 | 177.05 | 131.3 | 81.36 | 95.24 | 114.84 | 138.95 | 165.42 | 200.98 | 223.39 | 239.22 | 260.13 | 285.89 | 325.38 | 322.68 | 348.66 | 348.21 | 369.5 | 364.68 | 380.95 | 333.33
| Compressor fuel cost | £m |  | 4.08 | 4.17 | 5.71 | 6.93 | 7.46 | 8.29 | 6.94 | 4.3 | 5.02 | 6.76 | 8.15 | 9.71 | 13.01 | 14.43 | 15.45 | 16.8 | 18.47 | 21.02 | 20.85 | 22.52 | 22.49 | 23.87 | 23.56 | 24.61 | 21.53
| Emissions cost | £m |  | 4.0918 | 4.4901 | 5.8807 | 7.212 | 9.5402 | 10.8036 | 8.4173 | 8.4461 | 9.9387 | 12.7825 | 15.542 | 18.6464 | 24.0165 | 26.7093 | 28.7397 | 31.3887 | 34.6423 | 39.4932 | 39.4499 | 42.7749 | 43.0108 | 45.8358 | 45.624 | 47.8902 | 42.4725
Total | Total PV of constraints and Emissions after discounting | £m |  | 12.8767 | 15.0574 | 19.2057 | 24.1013 | 31.2636 | 35.4183 | 23.8547 | 6.8271 | 7.8054 | 9.81 | 11.6199 | 13.6704 | 17.4349 | 19.5234 | 21.1305 | 23.3095 | 26.4533 | 29.4437 | 28.5701 | 29.5207 | 28.968 | 30.0659 | 29.5265 | 30.5772 | 26.3362
Sensitivities : Locational Actions 100 % & Buybacks 0%
Benefit Cost Inputs
FES Pathway - Holistic Transition (HT) |  |  |  | 2026 | 2027 | 2028 | 2029 | 2030 | 2031 | 2032 | 2033 | 2034 | 2035 | 2036 | 2037 | 2038 | 2039 | 2040 | 2041 | 2042 | 2043 | 2044 | 2045 | 2046 | 2047 | 2048 | 2049 | 2050
Constraints | Constraint days volume | KWh |  | 561.63 | 709.36 | 869.58 | 1130.36 | 1402.14 | 1457.59 | 1413.48 | 42.24 | 60.34 | 92.19 | 117.41 | 142.1 | 182.66 | 189.93 | 193.8 | 213.75 | 200.44 | 201.14 | 172.96 | 167.28 | 153.17 | 143.61 | 129.97 | 118.87 | 74.35
| Constraint cost (LA 100%) | £m |  | 9.2605 | 11.6964 | 14.1363 | 18.3757 | 22.7939 | 23.3569 | 22.65 | 0.67684 | 0.95295 | 1.4558 | 1.8269 | 2.2111 | 2.8422 | 2.9111 | 2.9705 | 3.2763 | 3.0722 | 3.083 | 2.6511 | 2.564 | 2.3477 | 2.2012 | 1.9921 | 1.822 | 1.1396
Emissions | CO2 emissions volume | Tonnes |  | 8988.33 | 9919 | 11088.35 | 12735.42 | 17955.49 | 17112.17 | 15855.37 | 12017.51 | 13262.56 | 15179.69 | 16337.61 | 17691.54 | 19415.46 | 19747.28 | 19897.77 | 20820.05 | 20492.36 | 20956.87 | 20891.83 | 21106.89 | 20207.56 | 20704.93 | 20811.78 | 20953.64 | 19893.26
| NOx emissions volume | Tonnes |  | 4.75 | 5.24 | 5.85 | 6.72 | 7.32 | 9.6 | 8.89 | 6.74 | 7.44 | 8.51 | 9.16 | 9.92 | 10.89 | 11.08 | 11.16 | 11.68 | 11.49 | 11.76 | 11.72 | 11.84 | 11.33 | 11.61 | 11.67 | 11.75 | 11.16
| CO2 emissions cost | £m |  | 3.21 | 3.59 | 4.08 | 4.75 | 6.8 | 6.57 | 6.2 | 4.77 | 5.33 | 6.21 | 6.77 | 7.45 | 8.31 | 8.56 | 8.76 | 9.31 | 9.31 | 9.66 | 9.77 | 10.02 | 9.73 | 10.11 | 10.34 | 10.55 | 10.18
| NOx emissions cost | £m |  | 0.04 | 0.05 | 0.05 | 0.06 | 0.07 | 0.09 | 0.08 | 0.06 | 0.07 | 0.08 | 0.08 | 0.09 | 0.1 | 0.1 | 0.1 | 0.1 | 0.1 | 0.1 | 0.1 | 0.11 | 0.1 | 0.1 | 0.1 | 0.1 | 0.1
| Compressor fuel volume | KWh |  | 90.19 | 99.53 | 111.26 | 127.79 | 141.59 | 134.94 | 125.03 | 94.76 | 104.58 | 119.7 | 128.83 | 139.51 | 153.1 | 155.72 | 156.9 | 164.18 | 161.59 | 165.25 | 164.74 | 166.44 | 159.35 | 163.27 | 164.11 | 165.23 | 156.87
| Compressor fuel cost | £m |  | 4.89 | 4.77 | 6.02 | 6.91 | 6.65 | 6.32 | 6.61 | 5.01 | 5.52 | 7.04 | 7.56 | 8.18 | 9.91 | 10.06 | 10.14 | 10.61 | 10.44 | 10.68 | 10.64 | 10.75 | 10.29 | 10.55 | 10.6 | 10.67 | 10.13
| Emissions cost | £m |  | 5.1308 | 5.3866 | 6.5485 | 7.6546 | 9.0424 | 8.8883 | 9.0801 | 9.8376 | 10.914 | 13.3234 | 14.4098 | 15.7253 | 18.3215 | 18.7197 | 18.9989 | 20.0223 | 19.8478 | 20.4414 | 20.5213 | 20.8773 | 20.1264 | 20.7638 | 21.0426 | 21.3298 | 20.4141
Total | Total PV of constraints and Emissions after discounting | £m |  | 17.3994 | 19.4253 | 22.6679 | 27.1475 | 31.6403 | 30.5917 | 28.9136 | 8.2643 | 9.0119 | 10.8439 | 11.5105 | 12.2855 | 14.0058 | 13.8309 | 13.5723 | 13.9067 | 13.2181 | 13.1079 | 12.4751 | 12.1932 | 11.2947 | 11.1512 | 10.8067 | 10.4944 | 9.4396
FES Pathway - Electric Engagement (EE) |  |  |  | 2026 | 2027 | 2028 | 2029 | 2030 | 2031 | 2032 | 2033 | 2034 | 2035 | 2036 | 2037 | 2038 | 2039 | 2040 | 2041 | 2042 | 2043 | 2044 | 2045 | 2046 | 2047 | 2048 | 2049 | 2050
Constraints | Constraint days volume | KWh |  | 567.12 | 729.08 | 907.52 | 1208.83 | 1606.69 | 1642.4 | 1564.1 | 53.56 | 82.49 | 139.18 | 182.23 | 229.9 | 286.75 | 320.22 | 329.8 | 324.61 | 316.14 | 336.45 | 322.49 | 317.39 | 296.93 | 303.18 | 262.59 | 244.18 | 193.59
| Constraint cost (LA 100%) | £m |  | 9.3511 | 12.0216 | 14.7531 | 19.6513 | 26.1191 | 26.3182 | 25.0635 | 0.85832 | 1.3026 | 2.1979 | 2.8355 | 3.5772 | 4.4618 | 4.9082 | 5.055 | 4.9755 | 4.8457 | 5.157 | 4.9431 | 4.8648 | 4.5513 | 4.6469 | 4.0249 | 3.7427 | 2.9672
Emissions | CO2 emissions volume | Tonnes |  | 9169.17 | 10265.59 | 11674.61 | 13628.34 | 19846.5 | 18961.85 | 17928.62 | 14161.64 | 16260.32 | 19635.83 | 21247.85 | 22819.19 | 25002.01 | 26214.49 | 25971.87 | 25537.52 | 25470.3 | 26508.73 | 26658.34 | 26767.7 | 26386.55 | 27049.22 | 26780.02 | 26620.96 | 25743.21
| NOx emissions volume | Tonnes |  | 4.84 | 5.42 | 6.16 | 7.19 | 8.09 | 10.64 | 10.06 | 7.94 | 9.12 | 11.01 | 11.92 | 12.8 | 14.05 | 14.8 | 14.65 | 14.38 | 14.34 | 14.98 | 15.07 | 15.14 | 14.9 | 15.31 | 15.14 | 15.05 | 14.5
| CO2 emissions cost | £m |  | 3.27 | 3.72 | 4.29 | 5.09 | 7.52 | 7.28 | 7.01 | 5.62 | 6.54 | 8.03 | 8.8 | 9.61 | 10.7 | 11.37 | 11.44 | 11.42 | 11.57 | 12.22 | 12.47 | 12.71 | 12.71 | 13.21 | 13.3 | 13.4 | 13.17
| NOx emissions cost | £m |  | 0.04 | 0.05 | 0.05 | 0.06 | 0.07 | 0.09 | 0.09 | 0.07 | 0.08 | 0.1 | 0.11 | 0.11 | 0.13 | 0.13 | 0.13 | 0.13 | 0.13 | 0.13 | 0.13 | 0.13 | 0.13 | 0.14 | 0.13 | 0.13 | 0.13
| Compressor fuel volume | KWh |  | 92.01 | 103.01 | 117.15 | 136.75 | 156.5 | 149.52 | 141.38 | 111.67 | 128.22 | 154.84 | 167.55 | 179.94 | 197.5 | 207.99 | 205.89 | 202.13 | 201.55 | 210.54 | 211.83 | 212.78 | 209.48 | 215.22 | 212.89 | 211.51 | 203.91
| Compressor fuel cost | £m |  | 4.99 | 4.94 | 6.33 | 7.4 | 7.35 | 7 | 7.48 | 5.91 | 6.76 | 9.11 | 9.83 | 10.56 | 12.79 | 13.44 | 13.3 | 13.06 | 13.02 | 13.6 | 13.68 | 13.75 | 13.53 | 13.9 | 13.75 | 13.66 | 13.17
| Emissions cost | £m |  | 5.2286 | 5.5477 | 6.874 | 8.1761 | 10.0596 | 9.8057 | 10.08 | 11.5927 | 13.3807 | 17.2344 | 18.7408 | 20.2833 | 23.616 | 24.9339 | 24.8699 | 24.6085 | 24.7152 | 25.955 | 26.2913 | 26.5879 | 26.3727 | 27.2516 | 27.1885 | 27.2024 | 26.4767
Total | Total PV of constraints and Emissions after discounting | £m |  | 17.6537 | 20.0233 | 23.7446 | 29.0394 | 35.7784 | 34.266 | 32.2484 | 9.7864 | 11.1507 | 14.2581 | 15.2959 | 16.3432 | 18.5814 | 19.0811 | 18.487 | 17.6584 | 17.048 | 17.3357 | 16.8154 | 16.3603 | 15.5413 | 15.489 | 14.6438 | 14.0269 | 12.8952
FES Pathway - Hydrogen Evolution (HE) |  |  |  | 2026 | 2027 | 2028 | 2029 | 2030 | 2031 | 2032 | 2033 | 2034 | 2035 | 2036 | 2037 | 2038 | 2039 | 2040 | 2041 | 2042 | 2043 | 2044 | 2045 | 2046 | 2047 | 2048 | 2049 | 2050
Constraints | Constraint days volume | KWh |  | 495.18 | 630.17 | 725.53 | 884.38 | 1155.45 | 1142.14 | 906.68 | 23.59 | 36.83 | 69.32 | 102.39 | 151.16 | 249.71 | 346.15 | 440.73 | 480.19 | 544.59 | 1029.98 | 790.9 | 752.14 | 654.15 | 606.34 | 697.55 | 1271.76 | 497.15
| Constraint cost (LA 100%) | £m |  | 8.1648 | 10.3907 | 11.7946 | 14.3768 | 18.7835 | 18.302 | 14.5289 | 0.37804 | 0.58161 | 1.0947 | 1.5931 | 2.3521 | 3.8854 | 5.3056 | 6.7552 | 7.3601 | 8.3473 | 15.7871 | 12.1226 | 11.5284 | 10.0266 | 9.2937 | 10.6917 | 19.4929 | 7.6201
Emissions | CO2 emissions volume | Tonnes |  | 8272.18 | 9149.99 | 9769.32 | 10881.31 | 16164.27 | 15105.22 | 12843.24 | 10396.35 | 11548.88 | 14211.57 | 16486 | 20549.88 | 25103.94 | 27657.58 | 29701.79 | 30841.03 | 31979.57 | 34476.85 | 34246.39 | 34518.3 | 33776.37 | 33122.08 | 34336.92 | 35147.87 | 30338.03
| NOx emissions volume | Tonnes |  | 4.37 | 4.83 | 5.16 | 5.74 | 6.59 | 8.47 | 7.2 | 5.83 | 6.48 | 7.97 | 9.25 | 11.53 | 14.11 | 15.68 | 16.94 | 17.64 | 18.34 | 19.88 | 19.74 | 19.91 | 19.45 | 19.05 | 19.8 | 20.29 | 17.33
| CO2 emissions cost | £m |  | 3 | 3.3 | 3.6 | 4.1 | 6.1 | 5.8 | 5 | 4.1 | 4.6 | 5.8 | 6.8 | 8.7 | 10.7 | 12 | 13.1 | 13.8 | 14.5 | 15.9 | 16 | 16.4 | 16.3 | 16.2 | 17.1 | 17.7 | 15.5
| NOx emissions cost | £m |  | 0 | 0 | 0 | 0.1 | 0.1 | 0.1 | 0.1 | 0.1 | 0.1 | 0.1 | 0.1 | 0.1 | 0.1 | 0.1 | 0.2 | 0.2 | 0.2 | 0.2 | 0.2 | 0.2 | 0.2 | 0.2 | 0.2 | 0.2 | 0.2
| Compressor fuel volume | KWh |  | 83 | 91.8 | 98 | 109.2 | 127.5 | 119.1 | 101.3 | 82 | 91.1 | 112.1 | 130 | 162 | 198.4 | 220.5 | 238.2 | 248 | 257.9 | 279.5 | 277.5 | 279.9 | 273.4 | 267.8 | 278.3 | 285.3 | 243.7
| Compressor fuel cost | £m |  | 4.5 | 4.4 | 5.3 | 5.9 | 6 | 5.6 | 5.4 | 4.3 | 4.8 | 6.6 | 7.6 | 9.5 | 12.8 | 14.2 | 15.4 | 16 | 16.7 | 18.1 | 17.9 | 18.1 | 17.7 | 17.3 | 18 | 18.4 | 15.7
| Emissions cost | £m |  | 4.7546 | 4.9884 | 5.7738 | 6.4993 | 7.9907 | 7.7175 | 7.1215 | 8.5105 | 9.5037 | 12.4735 | 14.5408 | 18.2661 | 23.7173 | 26.3743 | 28.6185 | 29.9751 | 31.3465 | 34.1271 | 34.1257 | 34.6432 | 34.1039 | 33.6466 | 35.2085 | 36.3103 | 31.4225
Total | Total PV of constraints and Emissions after discounting | £m |  | 15.6552 | 17.5338 | 19.3553 | 22.0014 | 26.9707 | 25.0542 | 20.3147 | 6.9863 | 7.6589 | 9.9554 | 11.4376 | 14.1224 | 18.267 | 20.2562 | 21.8533 | 22.285 | 22.8916 | 27.8124 | 24.8983 | 24.0164 | 22.1784 | 20.8505 | 21.5341 | 25.2948 | 17.099
FES Pathway - Falling Behind (FB) |  |  |  | 2026 | 2027 | 2028 | 2029 | 2030 | 2031 | 2032 | 2033 | 2034 | 2035 | 2036 | 2037 | 2038 | 2039 | 2040 | 2041 | 2042 | 2043 | 2044 | 2045 | 2046 | 2047 | 2048 | 2049 | 2050
Constraints | Constraint days volume | KWh |  | 326.63 | 441.89 | 595.53 | 814.05 | 1126.81 | 1381.91 | 871.12 | 13.24 | 19.01 | 32.9 | 48.25 | 74.57 | 132.36 | 220.66 | 315.26 | 442.12 | 647.78 | 770.17 | 785.77 | 806.53 | 844.07 | 927.93 | 998.85 | 1128.93 | 1019.04
| Constraint cost (LA 100%) | £m |  | 5.3857 | 7.2862 | 9.6812 | 13.2336 | 18.318 | 22.1441 | 13.9591 | 0.21218 | 0.30023 | 0.51961 | 0.75082 | 1.1602 | 2.0595 | 3.3821 | 4.8322 | 6.7766 | 9.9289 | 11.8049 | 12.0439 | 12.3621 | 12.9375 | 14.2229 | 15.31 | 17.3038 | 15.6193
Emissions | CO2 emissions volume | Tonnes |  | 7495.17 | 8664.81 | 10520.23 | 12772.51 | 20145.29 | 22452.25 | 16650.91 | 10317.69 | 12077.5 | 14563.56 | 17621.1 | 20977.66 | 25404.89 | 27993.19 | 29822.38 | 32238.1 | 35214.74 | 39625.41 | 39327.9 | 42193.47 | 42143.57 | 44491.8 | 43960.53 | 45754.73 | 40502.49
| NOx emissions volume | Tonnes |  | 3.96 | 4.57 | 5.55 | 6.74 | 8.21 | 12.59 | 9.34 | 5.79 | 6.77 | 8.17 | 9.88 | 11.77 | 14.3 | 15.89 | 17.02 | 18.5 | 20.34 | 23.15 | 22.95 | 24.8 | 24.77 | 26.28 | 25.94 | 27.1 | 23.71
| CO2 emissions cost | £m |  | 2.67 | 3.14 | 3.87 | 4.77 | 7.63 | 8.63 | 6.51 | 4.09 | 4.86 | 5.95 | 7.3 | 8.84 | 10.88 | 12.14 | 13.13 | 14.42 | 15.99 | 18.27 | 18.4 | 20.03 | 20.3 | 21.73 | 21.83 | 23.04 | 20.73
| NOx emissions cost | £m |  | 0.04 | 0.04 | 0.05 | 0.06 | 0.07 | 0.11 | 0.08 | 0.05 | 0.06 | 0.07 | 0.09 | 0.1 | 0.13 | 0.14 | 0.15 | 0.16 | 0.18 | 0.21 | 0.2 | 0.22 | 0.22 | 0.23 | 0.23 | 0.24 | 0.21
| Compressor fuel volume | KWh |  | 75.21 | 86.95 | 105.56 | 128.17 | 158.86 | 177.05 | 131.3 | 81.36 | 95.24 | 114.84 | 138.95 | 165.42 | 200.98 | 223.39 | 239.22 | 260.13 | 285.89 | 325.38 | 322.68 | 348.66 | 348.21 | 369.5 | 364.68 | 380.95 | 333.33
| Compressor fuel cost | £m |  | 4.08 | 4.17 | 5.71 | 6.93 | 7.46 | 8.29 | 6.94 | 4.3 | 5.02 | 6.76 | 8.15 | 9.71 | 13.01 | 14.43 | 15.45 | 16.8 | 18.47 | 21.02 | 20.85 | 22.52 | 22.49 | 23.87 | 23.56 | 24.61 | 21.53
| Emissions cost | £m |  | 4.0918 | 4.4901 | 5.8807 | 7.212 | 9.5402 | 10.8036 | 8.4173 | 8.4461 | 9.9387 | 12.7825 | 15.542 | 18.6464 | 24.0165 | 26.7093 | 28.7397 | 31.3887 | 34.6423 | 39.4932 | 39.4499 | 42.7749 | 43.0108 | 45.8358 | 45.624 | 47.8902 | 42.4725
Total | Total PV of constraints and Emissions after discounting | £m |  | 12.1725 | 14.1368 | 18.0239 | 22.5405 | 29.1761 | 32.9802 | 22.3698 | 6.8053 | 7.7755 | 9.7602 | 11.5503 | 13.5665 | 17.2567 | 19.2406 | 20.7401 | 22.7806 | 25.7045 | 28.5835 | 27.7222 | 28.6798 | 28.1177 | 29.1628 | 28.5872 | 29.5515 | 25.4417
Option Cost Inputs |  |  |  | 2026 | 2027 | 2028 | 2029 | 2030 | 2031 | 2032 | 2033 | 2034 | 2035 | 2036 | 2037 | 2038 | 2039 | 2040 | 2041 | 2042 | 2043 | 2044 | 2045 | 2046 | 2047 | 2048 | 2049 | 2050 | 2051 | 2052 | 2053 | 2054 | 2055 | 2056 | 2057 | 2058 | 2059 | 2060 | 2061 | 2062 | 2063 | 2064 | 2065 | 2066 | 2067 | 2068 | 2069 | 2070 | 2071 | 2072 | 2073 | 2074 | 2075 | 2076 | 2077 | 2078 | 2079 | 2080 | 2081 | 2082 | 2083 | 2084 | 2085 | 2086 | 2087 | 2088 | 2089 | 2090 | 2091 | 2092 | 2093 | 2094 | 2095 | 2096 | 2097 | 2098 | 2099
Capital | Capital build cost | X | £m | 4.1825 | 8.0912 | 3.6722 | 5.0692 | 26.7408 | 32.2457 | 14.1081 | 0 | 0 | 0 | 0 | 0 | 0 | 0 | 0 | 0 | 0 | 0 | 0 | 0 | 0 | 0 | 0 | 0 | 0 | 0 | 0 | 0 | 0 | 0 | 0 | 0 | 0 | 0 | 0 | 0 | 0 | 0 | 0 | 0 | 0 | 0 | 0 | 0 | 0 | 0 | 0 | 0 | 0 | 0 | 0 | 0 | 0 | 0 | 0 | 0 | 0 | 0 | 0 | 0 | 0 | 0 | 0 | 0 | 0 | 0 | 0 | 0 | 0 | 0 | 0 | 0 | 0 | 0
| Decommisioning cost | Y | £m | 0 | 0 | 0 | 0 | 0 | 0 | 0 | 0 | 0 | 0 | 0 | 0 | 0 | 0 | 0 | 0 | 0 | 0 | 0 | 0 | 0 | 0 | 0 | 0 | 5.3771 | 0 | 0 | 0 | 0 | 0 | 0 | 0 | 0 | 0 | 0 | 0 | 0 | 0 | 0 | 0 | 0 | 0 | 0 | 0 | 0 | 0 | 0 | 0 | 0 | 0 | 0 | 0 | 0 | 0 | 0 | 0 | 0 | 0 | 0 | 0 | 0 | 0 | 0 | 0 | 0 | 0 | 0 | 0 | 0 | 0 | 0 | 0 | 0 | 0
| Annuity payments | =(X+Y)/(1-1/(1+WACC)^i)/WACC | £m | 0.27 | 0.53 | 0.24 | 0.33 | 1.94 | 2.12 | 0.93 | 0 | 0 | 0 | 0 | 0 | 0 | 0 | 0 | 0 | 0 | 0 | 0 | 0 | 0 | 0 | 0 | 0 | 0.38 | 0 | 0 | 0 | 0 | 0 | 0 | 0 | 0 | 0 | 0 | 0 | 0 | 0 | 0 | 0 | 0 | 0 | 0 | 0 | 0 | 0 | 0 | 0 | 0 | 0 | 0 | 0 | 0 | 0 | 0 | 0 | 0 | 0 | 0 | 0 | 0 | 0 | 0 | 0 | 0 | 0 | 0 | 0 | 0 | 0 | 0 | 0 | 0 | 0
| Total capital cost before discounting |  | £m | 0.27 | 0.8 | 1.04 | 1.38 | 3.32 | 5.44 | 6.37 | 6.37 | 6.37 | 6.37 | 6.37 | 6.37 | 6.37 | 6.37 | 6.37 | 6.37 | 6.37 | 6.37 | 6.37 | 6.37 | 6.37 | 6.37 | 6.37 | 6.37 | 6.75 | 6.48 | 5.95 | 5.71 | 5.38 | 3.43 | 1.31 | 0.38 | 0.38 | 0.38 | 0.38 | 0.38 | 0.38 | 0.38 | 0.38 | 0.38 | 0.38 | 0.38 | 0.38 | 0.38 | 0.38 | 0.38 | 0.38 | 0.38 | 0.38 | 0 | 0 | 0 | 0 | 0 | 0 | 0 | 0 | 0 | 0 | 0 | 0 | 0 | 0 | 0 | 0 | 0 | 0 | 0 | 0 | 0 | 0 | 0 | 0 | 0
| Total PV of capital cost after discounting |  | £m | 0.27 | 0.78 | 0.98 | 1.24 | 2.89 | 4.58 | 5.18 | 5.01 | 4.84 | 4.67 | 4.51 | 4.36 | 4.21 | 4.07 | 3.93 | 3.8 | 3.67 | 3.55 | 3.43 | 3.31 | 3.2 | 3.09 | 2.99 | 2.89 | 2.96 | 2.74 | 2.43 | 2.25 | 2.05 | 1.27 | 0.47 | 0.13 | 0.13 | 0.12 | 0.12 | 0.12 | 0.11 | 0.11 | 0.11 | 0.1 | 0.1 | 0.1 | 0.1 | 0.09 | 0.09 | 0.09 | 0.09 | 0.08 | 0.08 | 0 | 0 | 0 | 0 | 0 | 0 | 0 | 0 | 0 | 0 | 0 | 0 | 0 | 0 | 0 | 0 | 0 | 0 | 0 | 0 | 0 | 0 | 0 | 0 | 0
Non-Capital | Operational cost | £m |  | 0 | 0 | 0 | 0 | 0 | 0 | 0 | 0 | 2.3149 | 2.3149 | 2.3149 | 2.3149 | 2.3149 | 2.3149 | 2.3149 | 2.3149 | 2.3149 | 2.3149 | 2.3149 | 2.3149 | 2.3149 | 2.3149 | 2.3149 | 2.3149 | 0 | 0 | 0 | 0 | 0 | 0 | 0 | 0 | 0 | 0 | 0 | 0 | 0 | 0 | 0 | 0 | 0 | 0 | 0 | 0 | 0 | 0 | 0 | 0 | 0 | 0 | 0 | 0 | 0 | 0 | 0 | 0 | 0 | 0 | 0 | 0 | 0 | 0 | 0 | 0 | 0 | 0 | 0 | 0 | 0 | 0 | 0 | 0 | 0 | 0
| CO2 equivalent emissions (construction & decomissioning) | £m |  | 0 | 0 | 0 | 0 | 2.9328 | 0.16195 | 0.016376 | 0 | 0 | 0 | 0 | 0 | 0 | 0 | 0 | 0 | 0 | 0 | 0 | 0 | 0 | 0 | 0 | 0 | 0.47343 | 0 | 0 | 0 | 0 | 0 | 0 | 0 | 0 | 0 | 0 | 0 | 0 | 0 | 0 | 0 | 0 | 0 | 0 | 0 | 0 | 0 | 0 | 0 | 0 | 0 | 0 | 0 | 0 | 0 | 0 | 0 | 0 | 0 | 0 | 0 | 0 | 0 | 0 | 0 | 0 | 0 | 0 | 0 | 0 | 0 | 0 | 0 | 0 | 0
| Total non-capital cost before discounting | £m |  | 0 | 0 | 0 | 0 | 2.93 | 0.16 | 0.02 | 0 | 2.31 | 2.31 | 2.31 | 2.31 | 2.31 | 2.31 | 2.31 | 2.31 | 2.31 | 2.31 | 2.31 | 2.31 | 2.31 | 2.31 | 2.31 | 2.31 | 0.47 | 0 | 0 | 0 | 0 | 0 | 0 | 0 | 0 | 0 | 0 | 0 | 0 | 0 | 0 | 0 | 0 | 0 | 0 | 0 | 0 | 0 | 0 | 0 | 0 | 0 | 0 | 0 | 0 | 0 | 0 | 0 | 0 | 0 | 0 | 0 | 0 | 0 | 0 | 0 | 0 | 0 | 0 | 0 | 0 | 0 | 0 | 0 | 0 | 0
| Total PV of non-capital cost after discounting | £m |  | 0 | 0 | 0 | 0 | 2.56 | 0.14 | 0.01 | 0 | 1.76 | 1.7 | 1.64 | 1.59 | 1.53 | 1.48 | 1.43 | 1.38 | 1.34 | 1.29 | 1.25 | 1.2 | 1.16 | 1.12 | 1.09 | 1.05 | 0.21 | 0 | 0 | 0 | 0 | 0 | 0 | 0 | 0 | 0 | 0 | 0 | 0 | 0 | 0 | 0 | 0 | 0 | 0 | 0 | 0 | 0 | 0 | 0 | 0 | 0 | 0 | 0 | 0 | 0 | 0 | 0 | 0 | 0 | 0 | 0 | 0 | 0 | 0 | 0 | 0 | 0 | 0 | 0 | 0 | 0 | 0 | 0 | 0 | 0

## Option K
Summary of Option Investment and Benefits
Option K | Wormington to Honeybourne 900mm New;Uprating Feeder 28 Felindre Three Cocks & Cilfrew
Capability Equation
Sensitivities : Locational Actions 75% & Buybacks 25%
Discounting | Time | n |  | Year 0 | Year 1 | Year 2 | Year 3 | Year 4 | Year 5 | Year 6 | Year 7 | Year 8 | Year 9 | Year 10 | Year 11 | Year 12 | Year 13 | Year 14 | Year 15 | Year 16 | Year 17 | Year 18 | Year 19 | Year 20 | Year 21 | Year 22 | Year 23 | Year 24
| Fiscal Year |  |  | 2026 | 2027 | 2028 | 2029 | 2030 | 2031 | 2032 | 2033 | 2034 | 2035 | 2036 | 2037 | 2038 | 2039 | 2040 | 2041 | 2042 | 2043 | 2044 | 2045 | 2046 | 2047 | 2048 | 2049 | 2050
| Discounting % to convert the future cost into present | =1/[(1+STPR)^n] |  | 100% | 96.62% | 93.35% | 90.19% | 87.14% | 84.2% | 81.35% | 78.6% | 75.94% | 73.37% | 70.89% | 68.49% | 66.18% | 63.94% | 61.78% | 59.69% | 57.67% | 55.72% | 53.84% | 52.02% | 50.26% | 48.56% | 46.92% | 45.33% | 43.8%
Benefit Cost Inputs
FES Pathway - Holistic Transition (HT) |  |  |  | 2026 | 2027 | 2028 | 2029 | 2030 | 2031 | 2032 | 2033 | 2034 | 2035 | 2036 | 2037 | 2038 | 2039 | 2040 | 2041 | 2042 | 2043 | 2044 | 2045 | 2046 | 2047 | 2048 | 2049 | 2050
Constraints | Constraint days volume | KWh |  | 561.63 | 709.36 | 869.58 | 1130.36 | 1402.14 | 1457.59 | 1413.48 | 149 | 202.71 | 287.28 | 338.46 | 392.04 | 473.05 | 476.21 | 482.54 | 519.52 | 488.95 | 485.48 | 435.54 | 421.41 | 396.45 | 375.56 | 344.85 | 323.01 | 218
| Constraint cost (LA 75% BB 25%) | £m |  | 12.29 | 15.52 | 18.76 | 24.38 | 30.25 | 30.99 | 30.05 | 3.17 | 4.25 | 6.02 | 6.9881 | 8.0943 | 9.7668 | 9.6854 | 9.8141 | 10.5663 | 9.9446 | 9.8739 | 8.8581 | 8.5709 | 8.0633 | 7.6383 | 7.0138 | 6.5696 | 4.4339
Emissions | CO2 emissions volume | Tonnes |  | 8988.33 | 9919 | 11088.35 | 12735.42 | 17955.49 | 17112.17 | 15855.37 | 12752.59 | 13842.97 | 15527.78 | 16368.22 | 17468.58 | 18674.16 | 18496.97 | 18437.46 | 18995.67 | 18398.32 | 18564.88 | 18221.19 | 18139.5 | 17231.92 | 17482.51 | 17382.73 | 17362.96 | 16183.51
| NOx emissions volume | Tonnes |  | 4.75 | 5.24 | 5.85 | 6.72 | 7.32 | 9.6 | 8.89 | 7.15 | 7.76 | 8.71 | 9.18 | 9.8 | 10.47 | 10.38 | 10.34 | 10.65 | 10.32 | 10.41 | 10.22 | 10.17 | 9.67 | 9.81 | 9.75 | 9.74 | 9.08
| CO2 emissions cost | £m |  | 3.21 | 3.59 | 4.08 | 4.75 | 6.8 | 6.57 | 6.2 | 5.06 | 5.57 | 6.35 | 6.78 | 7.36 | 7.99 | 8.02 | 8.12 | 8.5 | 8.36 | 8.56 | 8.52 | 8.61 | 8.3 | 8.54 | 8.63 | 8.74 | 8.28
| NOx emissions cost | £m |  | 0.04 | 0.05 | 0.05 | 0.06 | 0.07 | 0.09 | 0.08 | 0.06 | 0.07 | 0.08 | 0.08 | 0.09 | 0.09 | 0.09 | 0.09 | 0.09 | 0.09 | 0.09 | 0.09 | 0.09 | 0.09 | 0.09 | 0.09 | 0.09 | 0.08
| Compressor fuel volume | KWh |  | 90.19 | 99.53 | 111.26 | 127.79 | 141.59 | 134.94 | 125.03 | 100.56 | 109.16 | 122.45 | 129.07 | 137.75 | 147.25 | 145.86 | 145.39 | 149.79 | 145.08 | 146.39 | 143.68 | 143.04 | 135.88 | 137.86 | 137.07 | 136.92 | 127.62
| Compressor fuel cost | £m |  | 4.89 | 4.77 | 6.02 | 6.91 | 6.65 | 6.32 | 6.61 | 5.32 | 5.76 | 7.2 | 7.57 | 8.08 | 9.53 | 9.42 | 9.39 | 9.68 | 9.37 | 9.46 | 9.28 | 9.24 | 8.78 | 8.91 | 8.85 | 8.84 | 8.24
| Emissions cost | £m |  | 5.9739 | 6.2208 | 7.526 | 8.6981 | 10.0794 | 9.7612 | 9.8002 | 10.4394 | 11.3916 | 13.6289 | 14.4368 | 15.5271 | 17.6219 | 17.5345 | 17.6045 | 18.2678 | 17.8196 | 18.1083 | 17.898 | 17.9422 | 17.1627 | 17.5322 | 17.5755 | 17.6747 | 16.6072
Total | Total PV of constraints and Emissions after discounting | £m |  | 20.4269 | 23.1198 | 26.9821 | 32.5659 | 38.1342 | 37.0209 | 34.9374 | 10.6954 | 11.8767 | 14.417 | 15.1885 | 16.1794 | 18.1254 | 17.4045 | 16.9387 | 17.2109 | 16.0118 | 15.5917 | 14.4045 | 13.791 | 12.6777 | 12.2221 | 11.5361 | 10.9895 | 9.2151
FES Pathway - Electric Engagement (EE) |  |  |  | 2026 | 2027 | 2028 | 2029 | 2030 | 2031 | 2032 | 2033 | 2034 | 2035 | 2036 | 2037 | 2038 | 2039 | 2040 | 2041 | 2042 | 2043 | 2044 | 2045 | 2046 | 2047 | 2048 | 2049 | 2050
Constraints | Constraint days volume | KWh |  | 567.12 | 729.08 | 907.52 | 1208.83 | 1606.69 | 1642.4 | 1564.1 | 192.88 | 270.47 | 411.77 | 505.38 | 594.56 | 712.99 | 756.46 | 737.21 | 709.19 | 691.02 | 721.07 | 689.11 | 676.15 | 648.08 | 651.97 | 585.52 | 546.63 | 444.69
| Constraint cost (LA 75% BB 25%) | £m |  | 12.41 | 15.95 | 19.58 | 26.08 | 34.66 | 34.92 | 33.26 | 4.1 | 5.67 | 8.63 | 10.43 | 12.28 | 14.72 | 15.39 | 14.99 | 14.42 | 14.05 | 14.67 | 14.02 | 13.75 | 13.18 | 13.26 | 11.91 | 11.12 | 9.04
Emissions | CO2 emissions volume | Tonnes |  | 9169.17 | 10265.59 | 11674.61 | 13628.34 | 19846.5 | 18961.85 | 17928.62 | 15113.95 | 16931.68 | 19799.19 | 20982.61 | 22108.55 | 23911.33 | 24763.11 | 24024.21 | 23062.11 | 22707.27 | 23563.5 | 23436.81 | 23180.11 | 22598.1 | 22910.72 | 22237.85 | 21810.78 | 20699.49
| NOx emissions volume | Tonnes |  | 4.84 | 5.42 | 6.16 | 7.19 | 8.09 | 10.64 | 10.06 | 8.48 | 9.5 | 11.11 | 11.77 | 12.4 | 13.41 | 13.9 | 13.48 | 12.94 | 12.74 | 13.22 | 13.15 | 13 | 12.68 | 12.85 | 12.47 | 12.23 | 11.61
| CO2 emissions cost | £m |  | 3.27 | 3.72 | 4.29 | 5.09 | 7.52 | 7.28 | 7.01 | 5.99 | 6.81 | 8.1 | 8.69 | 9.31 | 10.24 | 10.74 | 10.58 | 10.32 | 10.31 | 10.86 | 10.97 | 11 | 10.88 | 11.19 | 11.05 | 10.98 | 10.59
| NOx emissions cost | £m |  | 0.04 | 0.05 | 0.05 | 0.06 | 0.07 | 0.09 | 0.09 | 0.08 | 0.08 | 0.1 | 0.1 | 0.11 | 0.12 | 0.12 | 0.12 | 0.12 | 0.11 | 0.12 | 0.12 | 0.12 | 0.11 | 0.11 | 0.11 | 0.11 | 0.1
| Compressor fuel volume | KWh |  | 92.01 | 103.01 | 117.15 | 136.75 | 156.5 | 149.52 | 141.38 | 119.18 | 133.51 | 156.13 | 165.46 | 174.34 | 188.55 | 195.43 | 189.44 | 181.86 | 179.06 | 185.81 | 184.81 | 182.79 | 178.2 | 180.66 | 175.36 | 171.99 | 163.23
| Compressor fuel cost | £m |  | 4.99 | 4.94 | 6.33 | 7.4 | 7.35 | 7 | 7.48 | 6.3 | 7.04 | 9.18 | 9.71 | 10.23 | 12.21 | 12.62 | 12.24 | 11.75 | 11.57 | 12 | 11.94 | 11.81 | 11.51 | 11.67 | 11.33 | 11.11 | 10.54
| Emissions cost | £m |  | 6.0986 | 6.4312 | 7.9091 | 9.2919 | 11.1495 | 10.7483 | 10.972 | 12.3723 | 13.9332 | 17.3778 | 18.5068 | 19.6516 | 22.5642 | 23.4852 | 22.939 | 22.1786 | 21.9931 | 22.9841 | 23.0213 | 22.9282 | 22.5075 | 22.976 | 22.4843 | 22.2021 | 21.2413
Total | Total PV of constraints and Emissions after discounting | £m |  | 20.7108 | 23.8205 | 28.2471 | 34.8339 | 43.2196 | 41.5104 | 38.914 | 12.948 | 14.8851 | 19.0816 | 20.517 | 21.8684 | 24.6747 | 24.8539 | 23.4342 | 21.8477 | 20.7888 | 20.9785 | 19.9391 | 19.0794 | 17.9358 | 17.5952 | 16.1355 | 15.1034 | 13.2638
FES Pathway - Hydrogen Evolution (HE) |  |  |  | 2026 | 2027 | 2028 | 2029 | 2030 | 2031 | 2032 | 2033 | 2034 | 2035 | 2036 | 2037 | 2038 | 2039 | 2040 | 2041 | 2042 | 2043 | 2044 | 2045 | 2046 | 2047 | 2048 | 2049 | 2050
Constraints | Constraint days volume | KWh |  | 495.18 | 630.17 | 725.53 | 884.38 | 1155.45 | 1142.14 | 906.68 | 96.67 | 139.84 | 236.41 | 325.68 | 461.44 | 725.69 | 995.22 | 1207.03 | 1201.85 | 1391.07 | 2457.9 | 1959.04 | 1827.25 | 1547.33 | 1378.02 | 1637.62 | 2744.31 | 1134.55
| Constraint cost (LA 75% BB 25%) | £m |  | 10.8 | 13.8 | 15.7 | 19.1 | 24.9 | 24.3 | 19.3 | 2.1 | 2.9 | 5 | 6.7 | 9.5 | 15 | 20.2 | 24.5 | 24.4 | 28.3 | 50 | 39.8 | 37.2 | 31.5 | 28 | 33.3 | 55.8 | 23.1
Emissions | CO2 emissions volume | Tonnes |  | 8272.18 | 9149.99 | 9769.32 | 10881.31 | 16164.27 | 15105.22 | 12843.24 | 11463.34 | 12571.53 | 15162.29 | 17403.92 | 21239.42 | 25347.52 | 27627.68 | 29532.45 | 30479.15 | 31479.28 | 33897.94 | 33615.39 | 33674.68 | 32684.61 | 31847.34 | 33061.72 | 33782.23 | 28697.7
| NOx emissions volume | Tonnes |  | 4.37 | 4.83 | 5.16 | 5.74 | 6.59 | 8.47 | 7.2 | 6.43 | 7.05 | 8.5 | 9.76 | 11.91 | 14.26 | 15.67 | 16.84 | 17.42 | 18.04 | 19.53 | 19.35 | 19.39 | 18.78 | 18.26 | 19.01 | 19.45 | 16.32
| CO2 emissions cost | £m |  | 3 | 3.3 | 3.6 | 4.1 | 6.1 | 5.8 | 5 | 4.5 | 5.1 | 6.2 | 7.2 | 8.9 | 10.9 | 12 | 13 | 13.6 | 14.3 | 15.6 | 15.7 | 16 | 15.7 | 15.6 | 16.4 | 17 | 14.7
| NOx emissions cost | £m |  | 0 | 0 | 0 | 0.1 | 0.1 | 0.1 | 0.1 | 0.1 | 0.1 | 0.1 | 0.1 | 0.1 | 0.1 | 0.1 | 0.2 | 0.2 | 0.2 | 0.2 | 0.2 | 0.2 | 0.2 | 0.2 | 0.2 | 0.2 | 0.1
| Compressor fuel volume | KWh |  | 83 | 91.8 | 98 | 109.2 | 127.5 | 119.1 | 101.3 | 90.4 | 99.1 | 119.6 | 137.2 | 167.5 | 200.5 | 220.2 | 236.7 | 244.9 | 253.6 | 274.5 | 272 | 272.6 | 264 | 256.7 | 267.3 | 273.5 | 229.5
| Compressor fuel cost | £m |  | 4.5 | 4.4 | 5.3 | 5.9 | 6 | 5.6 | 5.4 | 4.8 | 5.2 | 7 | 8.1 | 9.8 | 13 | 14.2 | 15.3 | 15.8 | 16.4 | 17.7 | 17.6 | 17.6 | 17.1 | 16.6 | 17.3 | 17.7 | 14.8
| Emissions cost | £m |  | 5.4864 | 5.731 | 6.6205 | 7.4429 | 9.0557 | 8.6022 | 7.8277 | 9.3839 | 10.3452 | 13.308 | 15.3504 | 18.8791 | 23.9594 | 26.3445 | 28.4483 | 29.6089 | 30.8369 | 33.5334 | 33.4742 | 33.7665 | 32.9617 | 32.3042 | 33.8552 | 34.8516 | 29.6569
Total | Total PV of constraints and Emissions after discounting | £m |  | 18.3245 | 20.8159 | 22.9549 | 26.2406 | 32.3221 | 30.092 | 24.1786 | 8.9913 | 10.0816 | 13.3993 | 15.6491 | 19.4567 | 25.7715 | 29.7871 | 32.7409 | 32.2635 | 34.1001 | 46.5396 | 39.4716 | 36.8945 | 32.3813 | 29.295 | 31.5091 | 41.0979 | 23.0943
FES Pathway - Falling Behind (FB) |  |  |  | 2026 | 2027 | 2028 | 2029 | 2030 | 2031 | 2032 | 2033 | 2034 | 2035 | 2036 | 2037 | 2038 | 2039 | 2040 | 2041 | 2042 | 2043 | 2044 | 2045 | 2046 | 2047 | 2048 | 2049 | 2050
Constraints | Constraint days volume | KWh |  | 326.63 | 441.89 | 595.53 | 814.05 | 1126.81 | 1381.91 | 871.12 | 59.61 | 80.99 | 130.62 | 191.5 | 308.66 | 590.53 | 904.43 | 1170.2 | 1492.31 | 1991.92 | 2280.69 | 2302.34 | 2347.49 | 2432.65 | 2602.59 | 2729.19 | 2976.33 | 2735.17
| Constraint cost (LA 75% BB 25%) | £m |  | 7.15 | 9.67 | 12.85 | 17.56 | 24.31 | 29.38 | 18.52 | 1.27 | 1.7 | 2.74 | 3.95 | 6.37 | 12.19 | 18.39 | 23.8 | 30.35 | 40.51 | 46.39 | 46.83 | 47.74 | 49.48 | 52.93 | 55.51 | 60.53 | 55.63
Emissions | CO2 emissions volume | Tonnes |  | 7495.17 | 8664.81 | 10520.23 | 12772.51 | 20145.29 | 22452.25 | 16650.91 | 12145.12 | 14015.52 | 16464.52 | 19377.56 | 22563.02 | 26707.54 | 29038.25 | 30717.96 | 33189.67 | 36350.74 | 41016.54 | 40701.04 | 43627.45 | 43523.24 | 45726 | 45153.02 | 46739.64 | 41472.82
| NOx emissions volume | Tonnes |  | 3.96 | 4.57 | 5.55 | 6.74 | 8.21 | 12.59 | 9.34 | 6.81 | 7.86 | 9.24 | 10.87 | 12.66 | 15.1 | 16.53 | 17.57 | 19.09 | 21.04 | 24.04 | 23.84 | 25.73 | 25.66 | 27.08 | 26.71 | 27.73 | 24.34
| CO2 emissions cost | £m |  | 2.67 | 3.14 | 3.87 | 4.77 | 7.63 | 8.63 | 6.51 | 4.82 | 5.63 | 6.73 | 8.03 | 9.5 | 11.43 | 12.59 | 13.53 | 14.85 | 16.51 | 18.91 | 19.04 | 20.71 | 20.96 | 22.33 | 22.43 | 23.54 | 21.22
| NOx emissions cost | £m |  | 0.04 | 0.04 | 0.05 | 0.06 | 0.07 | 0.11 | 0.08 | 0.06 | 0.07 | 0.08 | 0.1 | 0.11 | 0.13 | 0.15 | 0.16 | 0.17 | 0.19 | 0.21 | 0.21 | 0.23 | 0.23 | 0.24 | 0.24 | 0.25 | 0.22
| Compressor fuel volume | KWh |  | 75.21 | 86.95 | 105.56 | 128.17 | 158.86 | 177.05 | 131.3 | 95.77 | 110.52 | 129.83 | 152.8 | 177.92 | 212.26 | 232.43 | 246.97 | 268.36 | 295.72 | 337.99 | 335.13 | 361.66 | 360.72 | 380.69 | 375.49 | 389.88 | 342.13
| Compressor fuel cost | £m |  | 4.08 | 4.17 | 5.71 | 6.93 | 7.46 | 8.29 | 6.94 | 5.07 | 5.83 | 7.64 | 8.97 | 10.44 | 13.74 | 15.02 | 15.95 | 17.34 | 19.1 | 21.83 | 21.65 | 23.36 | 23.3 | 24.59 | 24.26 | 25.19 | 22.1
| Emissions cost | £m |  | 4.9249 | 5.3623 | 7.0294 | 8.5976 | 11.204 | 12.589 | 9.9395 | 9.942 | 11.5335 | 14.451 | 17.0912 | 20.0556 | 25.3113 | 27.7524 | 29.6398 | 32.3516 | 35.7996 | 40.9574 | 40.9045 | 44.3038 | 44.4913 | 47.1687 | 46.9216 | 48.9687 | 43.543
Total | Total PV of constraints and Emissions after discounting | £m |  | 13.9331 | 16.4383 | 20.9784 | 26.4426 | 34.3948 | 39.0756 | 26.0822 | 8.8105 | 10.0475 | 12.6114 | 14.9192 | 18.102 | 24.8193 | 29.5067 | 33.0142 | 37.4268 | 44.0097 | 48.6679 | 47.2307 | 47.8794 | 47.2249 | 48.6063 | 48.0547 | 49.636 | 43.4331
Sensitivities : Locational Actions 90% & Buybacks 10%
Benefit Cost Inputs
FES Pathway - Holistic Transition (HT) |  |  |  | 2026 | 2027 | 2028 | 2029 | 2030 | 2031 | 2032 | 2033 | 2034 | 2035 | 2036 | 2037 | 2038 | 2039 | 2040 | 2041 | 2042 | 2043 | 2044 | 2045 | 2046 | 2047 | 2048 | 2049 | 2050
Constraints | Constraint days volume | KWh |  | 561.63 | 709.36 | 869.58 | 1130.36 | 1402.14 | 1457.59 | 1413.48 | 149 | 202.71 | 287.28 | 338.46 | 392.04 | 473.05 | 476.21 | 482.54 | 519.52 | 488.95 | 485.48 | 435.54 | 421.41 | 396.45 | 375.56 | 344.85 | 323.01 | 218
| Constraint cost (LA 90% BB 10%) | £m |  | 10.4715 | 13.226 | 15.9849 | 20.7787 | 25.7746 | 26.4112 | 25.6119 | 2.6998 | 3.6198 | 5.1301 | 5.9551 | 6.8977 | 8.323 | 8.2536 | 8.3633 | 9.0044 | 8.4745 | 8.4143 | 7.5487 | 7.3039 | 6.8713 | 6.5092 | 5.977 | 5.5984 | 3.7784
Emissions | CO2 emissions volume | Tonnes |  | 8988.33 | 9919 | 11088.35 | 12735.42 | 17955.49 | 17112.17 | 15855.37 | 12752.59 | 13842.97 | 15527.78 | 16368.22 | 17468.58 | 18674.16 | 18496.97 | 18437.46 | 18995.67 | 18398.32 | 18564.88 | 18221.19 | 18139.5 | 17231.92 | 17482.51 | 17382.73 | 17362.96 | 16183.51
| NOx emissions volume | Tonnes |  | 4.75 | 5.24 | 5.85 | 6.72 | 7.32 | 9.6 | 8.89 | 7.15 | 7.76 | 8.71 | 9.18 | 9.8 | 10.47 | 10.38 | 10.34 | 10.65 | 10.32 | 10.41 | 10.22 | 10.17 | 9.67 | 9.81 | 9.75 | 9.74 | 9.08
| CO2 emissions cost | £m |  | 3.21 | 3.59 | 4.08 | 4.75 | 6.8 | 6.57 | 6.2 | 5.06 | 5.57 | 6.35 | 6.78 | 7.36 | 7.99 | 8.02 | 8.12 | 8.5 | 8.36 | 8.56 | 8.52 | 8.61 | 8.3 | 8.54 | 8.63 | 8.74 | 8.28
| NOx emissions cost | £m |  | 0.04 | 0.05 | 0.05 | 0.06 | 0.07 | 0.09 | 0.08 | 0.06 | 0.07 | 0.08 | 0.08 | 0.09 | 0.09 | 0.09 | 0.09 | 0.09 | 0.09 | 0.09 | 0.09 | 0.09 | 0.09 | 0.09 | 0.09 | 0.09 | 0.08
| Compressor fuel volume | KWh |  | 90.19 | 99.53 | 111.26 | 127.79 | 141.59 | 134.94 | 125.03 | 100.56 | 109.16 | 122.45 | 129.07 | 137.75 | 147.25 | 145.86 | 145.39 | 149.79 | 145.08 | 146.39 | 143.68 | 143.04 | 135.88 | 137.86 | 137.07 | 136.92 | 127.62
| Compressor fuel cost | £m |  | 4.89 | 4.77 | 6.02 | 6.91 | 6.65 | 6.32 | 6.61 | 5.32 | 5.76 | 7.2 | 7.57 | 8.08 | 9.53 | 9.42 | 9.39 | 9.68 | 9.37 | 9.46 | 9.28 | 9.24 | 8.78 | 8.91 | 8.85 | 8.84 | 8.24
| Emissions cost | £m |  | 5.9739 | 6.2208 | 7.526 | 8.6981 | 10.0794 | 9.7612 | 9.8002 | 10.4394 | 11.3916 | 13.6289 | 14.4368 | 15.5271 | 17.6219 | 17.5345 | 17.6045 | 18.2678 | 17.8196 | 18.1083 | 17.898 | 17.9422 | 17.1627 | 17.5322 | 17.5755 | 17.6747 | 16.6072
Total | Total PV of constraints and Emissions after discounting | £m |  | 18.6104 | 20.9031 | 24.3936 | 29.3148 | 34.2379 | 33.1634 | 31.3231 | 10.3273 | 11.3999 | 13.7641 | 14.4562 | 15.3598 | 17.17 | 16.489 | 16.0424 | 16.2785 | 15.164 | 14.7784 | 13.6995 | 13.1319 | 12.0787 | 11.6738 | 11.0497 | 10.5493 | 8.928
FES Pathway - Electric Engagement (EE) |  |  |  | 2026 | 2027 | 2028 | 2029 | 2030 | 2031 | 2032 | 2033 | 2034 | 2035 | 2036 | 2037 | 2038 | 2039 | 2040 | 2041 | 2042 | 2043 | 2044 | 2045 | 2046 | 2047 | 2048 | 2049 | 2050
Constraints | Constraint days volume | KWh |  | 567.12 | 729.08 | 907.52 | 1208.83 | 1606.69 | 1642.4 | 1564.1 | 192.88 | 270.47 | 411.77 | 505.38 | 594.56 | 712.99 | 756.46 | 737.21 | 709.19 | 691.02 | 721.07 | 689.11 | 676.15 | 648.08 | 651.97 | 585.52 | 546.63 | 444.69
| Constraint cost (LA 90% BB 10%) | £m |  | 10.5739 | 13.5937 | 16.6824 | 22.2211 | 29.5347 | 29.7598 | 28.341 | 3.4949 | 4.8298 | 7.353 | 8.892 | 10.4609 | 12.5448 | 13.1109 | 12.7773 | 12.2917 | 11.9767 | 12.4975 | 11.9436 | 11.7191 | 11.2325 | 11.2998 | 10.1482 | 9.4742 | 7.7072
Emissions | CO2 emissions volume | Tonnes |  | 9169.17 | 10265.59 | 11674.61 | 13628.34 | 19846.5 | 18961.85 | 17928.62 | 15113.95 | 16931.68 | 19799.19 | 20982.61 | 22108.55 | 23911.33 | 24763.11 | 24024.21 | 23062.11 | 22707.27 | 23563.5 | 23436.81 | 23180.11 | 22598.1 | 22910.72 | 22237.85 | 21810.78 | 20699.49
| NOx emissions volume | Tonnes |  | 4.84 | 5.42 | 6.16 | 7.19 | 8.09 | 10.64 | 10.06 | 8.48 | 9.5 | 11.11 | 11.77 | 12.4 | 13.41 | 13.9 | 13.48 | 12.94 | 12.74 | 13.22 | 13.15 | 13 | 12.68 | 12.85 | 12.47 | 12.23 | 11.61
| CO2 emissions cost | £m |  | 3.27 | 3.72 | 4.29 | 5.09 | 7.52 | 7.28 | 7.01 | 5.99 | 6.81 | 8.1 | 8.69 | 9.31 | 10.24 | 10.74 | 10.58 | 10.32 | 10.31 | 10.86 | 10.97 | 11 | 10.88 | 11.19 | 11.05 | 10.98 | 10.59
| NOx emissions cost | £m |  | 0.04 | 0.05 | 0.05 | 0.06 | 0.07 | 0.09 | 0.09 | 0.08 | 0.08 | 0.1 | 0.1 | 0.11 | 0.12 | 0.12 | 0.12 | 0.12 | 0.11 | 0.12 | 0.12 | 0.12 | 0.11 | 0.11 | 0.11 | 0.11 | 0.1
| Compressor fuel volume | KWh |  | 92.01 | 103.01 | 117.15 | 136.75 | 156.5 | 149.52 | 141.38 | 119.18 | 133.51 | 156.13 | 165.46 | 174.34 | 188.55 | 195.43 | 189.44 | 181.86 | 179.06 | 185.81 | 184.81 | 182.79 | 178.2 | 180.66 | 175.36 | 171.99 | 163.23
| Compressor fuel cost | £m |  | 4.99 | 4.94 | 6.33 | 7.4 | 7.35 | 7 | 7.48 | 6.3 | 7.04 | 9.18 | 9.71 | 10.23 | 12.21 | 12.62 | 12.24 | 11.75 | 11.57 | 12 | 11.94 | 11.81 | 11.51 | 11.67 | 11.33 | 11.11 | 10.54
| Emissions cost | £m |  | 6.0986 | 6.4312 | 7.9091 | 9.2919 | 11.1495 | 10.7483 | 10.972 | 12.3723 | 13.9332 | 17.3778 | 18.5068 | 19.6516 | 22.5642 | 23.4852 | 22.939 | 22.1786 | 21.9931 | 22.9841 | 23.0213 | 22.9282 | 22.5075 | 22.976 | 22.4843 | 22.2021 | 21.2413
Total | Total PV of constraints and Emissions after discounting | £m |  | 18.8765 | 21.5422 | 25.5456 | 31.3572 | 38.7549 | 37.1638 | 34.9146 | 12.4715 | 14.2488 | 18.1458 | 19.4235 | 20.6255 | 23.2346 | 23.3997 | 22.0649 | 20.575 | 19.5906 | 19.7705 | 18.8237 | 18.0219 | 16.9566 | 16.6434 | 15.3096 | 14.3584 | 12.6782
FES Pathway - Hydrogen Evolution (HE) |  |  |  | 2026 | 2027 | 2028 | 2029 | 2030 | 2031 | 2032 | 2033 | 2034 | 2035 | 2036 | 2037 | 2038 | 2039 | 2040 | 2041 | 2042 | 2043 | 2044 | 2045 | 2046 | 2047 | 2048 | 2049 | 2050
Constraints | Constraint days volume | KWh |  | 495.18 | 630.17 | 725.53 | 884.38 | 1155.45 | 1142.14 | 906.68 | 96.67 | 139.84 | 236.41 | 325.68 | 461.44 | 725.69 | 995.22 | 1207.03 | 1201.85 | 1391.07 | 2457.9 | 1959.04 | 1827.25 | 1547.33 | 1378.02 | 1637.62 | 2744.31 | 1134.55
| Constraint cost (LA 90% BB 10%) | £m |  | 9.2325 | 11.7495 | 13.337 | 16.2569 | 21.2399 | 20.6953 | 16.4288 | 1.7517 | 2.4971 | 4.2216 | 5.7302 | 8.1188 | 12.7682 | 17.2491 | 20.9202 | 20.8303 | 24.1099 | 42.6002 | 33.9539 | 31.6697 | 26.8182 | 23.8837 | 28.3832 | 47.5642 | 19.664
Emissions | CO2 emissions volume | Tonnes |  | 8272.18 | 9149.99 | 9769.32 | 10881.31 | 16164.27 | 15105.22 | 12843.24 | 11463.34 | 12571.53 | 15162.29 | 17403.92 | 21239.42 | 25347.52 | 27627.68 | 29532.45 | 30479.15 | 31479.28 | 33897.94 | 33615.39 | 33674.68 | 32684.61 | 31847.34 | 33061.72 | 33782.23 | 28697.7
| NOx emissions volume | Tonnes |  | 4.37 | 4.83 | 5.16 | 5.74 | 6.59 | 8.47 | 7.2 | 6.43 | 7.05 | 8.5 | 9.76 | 11.91 | 14.26 | 15.67 | 16.84 | 17.42 | 18.04 | 19.53 | 19.35 | 19.39 | 18.78 | 18.26 | 19.01 | 19.45 | 16.32
| CO2 emissions cost | £m |  | 3 | 3.3 | 3.6 | 4.1 | 6.1 | 5.8 | 5 | 4.5 | 5.1 | 6.2 | 7.2 | 8.9 | 10.9 | 12 | 13 | 13.6 | 14.3 | 15.6 | 15.7 | 16 | 15.7 | 15.6 | 16.4 | 17 | 14.7
| NOx emissions cost | £m |  | 0 | 0 | 0 | 0.1 | 0.1 | 0.1 | 0.1 | 0.1 | 0.1 | 0.1 | 0.1 | 0.1 | 0.1 | 0.1 | 0.2 | 0.2 | 0.2 | 0.2 | 0.2 | 0.2 | 0.2 | 0.2 | 0.2 | 0.2 | 0.1
| Compressor fuel volume | KWh |  | 83 | 91.8 | 98 | 109.2 | 127.5 | 119.1 | 101.3 | 90.4 | 99.1 | 119.6 | 137.2 | 167.5 | 200.5 | 220.2 | 236.7 | 244.9 | 253.6 | 274.5 | 272 | 272.6 | 264 | 256.7 | 267.3 | 273.5 | 229.5
| Compressor fuel cost | £m |  | 4.5 | 4.4 | 5.3 | 5.9 | 6 | 5.6 | 5.4 | 4.8 | 5.2 | 7 | 8.1 | 9.8 | 13 | 14.2 | 15.3 | 15.8 | 16.4 | 17.7 | 17.6 | 17.6 | 17.1 | 16.6 | 17.3 | 17.7 | 14.8
| Emissions cost | £m |  | 5.4864 | 5.731 | 6.6205 | 7.4429 | 9.0557 | 8.6022 | 7.8277 | 9.3839 | 10.3452 | 13.308 | 15.3504 | 18.8791 | 23.9594 | 26.3445 | 28.4483 | 29.6089 | 30.8369 | 33.5334 | 33.4742 | 33.7665 | 32.9617 | 32.3042 | 33.8552 | 34.8516 | 29.6569
Total | Total PV of constraints and Emissions after discounting | £m |  | 16.7229 | 18.8466 | 20.7952 | 23.6971 | 29.1113 | 27.0693 | 21.8602 | 8.7525 | 9.7526 | 12.862 | 14.9445 | 18.4921 | 24.3057 | 27.8739 | 30.499 | 30.1067 | 31.6881 | 42.4219 | 36.3007 | 34.037 | 30.0433 | 27.2832 | 29.1992 | 37.3579 | 21.6004
FES Pathway - Falling Behind (FB) |  |  |  | 2026 | 2027 | 2028 | 2029 | 2030 | 2031 | 2032 | 2033 | 2034 | 2035 | 2036 | 2037 | 2038 | 2039 | 2040 | 2041 | 2042 | 2043 | 2044 | 2045 | 2046 | 2047 | 2048 | 2049 | 2050
Constraints | Constraint days volume | KWh |  | 326.63 | 441.89 | 595.53 | 814.05 | 1126.81 | 1381.91 | 871.12 | 59.61 | 80.99 | 130.62 | 191.5 | 308.66 | 590.53 | 904.43 | 1170.2 | 1492.31 | 1991.92 | 2280.69 | 2302.34 | 2347.49 | 2432.65 | 2602.59 | 2729.19 | 2976.33 | 2735.17
| Constraint cost (LA 90% BB 10%) | £m |  | 6.0899 | 8.239 | 10.9472 | 14.9642 | 20.7134 | 25.0399 | 15.7845 | 1.08 | 1.4463 | 2.3325 | 3.3693 | 5.4308 | 10.3901 | 15.6755 | 20.2818 | 25.8645 | 34.5238 | 39.5287 | 39.9039 | 40.6866 | 42.1624 | 45.1078 | 47.302 | 51.5855 | 47.4057
Emissions | CO2 emissions volume | Tonnes |  | 7495.17 | 8664.81 | 10520.23 | 12772.51 | 20145.29 | 22452.25 | 16650.91 | 12145.12 | 14015.52 | 16464.52 | 19377.56 | 22563.02 | 26707.54 | 29038.25 | 30717.96 | 33189.67 | 36350.74 | 41016.54 | 40701.04 | 43627.45 | 43523.24 | 45726 | 45153.02 | 46739.64 | 41472.82
| NOx emissions volume | Tonnes |  | 3.96 | 4.57 | 5.55 | 6.74 | 8.21 | 12.59 | 9.34 | 6.81 | 7.86 | 9.24 | 10.87 | 12.66 | 15.1 | 16.53 | 17.57 | 19.09 | 21.04 | 24.04 | 23.84 | 25.73 | 25.66 | 27.08 | 26.71 | 27.73 | 24.34
| CO2 emissions cost | £m |  | 2.67 | 3.14 | 3.87 | 4.77 | 7.63 | 8.63 | 6.51 | 4.82 | 5.63 | 6.73 | 8.03 | 9.5 | 11.43 | 12.59 | 13.53 | 14.85 | 16.51 | 18.91 | 19.04 | 20.71 | 20.96 | 22.33 | 22.43 | 23.54 | 21.22
| NOx emissions cost | £m |  | 0.04 | 0.04 | 0.05 | 0.06 | 0.07 | 0.11 | 0.08 | 0.06 | 0.07 | 0.08 | 0.1 | 0.11 | 0.13 | 0.15 | 0.16 | 0.17 | 0.19 | 0.21 | 0.21 | 0.23 | 0.23 | 0.24 | 0.24 | 0.25 | 0.22
| Compressor fuel volume | KWh |  | 75.21 | 86.95 | 105.56 | 128.17 | 158.86 | 177.05 | 131.3 | 95.77 | 110.52 | 129.83 | 152.8 | 177.92 | 212.26 | 232.43 | 246.97 | 268.36 | 295.72 | 337.99 | 335.13 | 361.66 | 360.72 | 380.69 | 375.49 | 389.88 | 342.13
| Compressor fuel cost | £m |  | 4.08 | 4.17 | 5.71 | 6.93 | 7.46 | 8.29 | 6.94 | 5.07 | 5.83 | 7.64 | 8.97 | 10.44 | 13.74 | 15.02 | 15.95 | 17.34 | 19.1 | 21.83 | 21.65 | 23.36 | 23.3 | 24.59 | 24.26 | 25.19 | 22.1
| Emissions cost | £m |  | 4.9249 | 5.3623 | 7.0294 | 8.5976 | 11.204 | 12.589 | 9.9395 | 9.942 | 11.5335 | 14.451 | 17.0912 | 20.0556 | 25.3113 | 27.7524 | 29.6398 | 32.3516 | 35.7996 | 40.9574 | 40.9045 | 44.3038 | 44.4913 | 47.1687 | 46.9216 | 48.9687 | 43.543
Total | Total PV of constraints and Emissions after discounting | £m |  | 12.8767 | 15.0574 | 19.2057 | 24.1013 | 31.2636 | 35.4183 | 23.8547 | 8.6632 | 9.857 | 12.3145 | 14.5048 | 17.4568 | 23.6266 | 27.768 | 30.8407 | 34.7487 | 40.5559 | 44.8472 | 43.5041 | 44.2082 | 43.5492 | 44.8068 | 44.2051 | 45.5798 | 39.8316
Sensitivities : Locational Actions 100 % & Buybacks 0%
Benefit Cost Inputs
FES Pathway - Holistic Transition (HT) |  |  |  | 2026 | 2027 | 2028 | 2029 | 2030 | 2031 | 2032 | 2033 | 2034 | 2035 | 2036 | 2037 | 2038 | 2039 | 2040 | 2041 | 2042 | 2043 | 2044 | 2045 | 2046 | 2047 | 2048 | 2049 | 2050
Constraints | Constraint days volume | KWh |  | 561.63 | 709.36 | 869.58 | 1130.36 | 1402.14 | 1457.59 | 1413.48 | 149 | 202.71 | 287.28 | 338.46 | 392.04 | 473.05 | 476.21 | 482.54 | 519.52 | 488.95 | 485.48 | 435.54 | 421.41 | 396.45 | 375.56 | 344.85 | 323.01 | 218
| Constraint cost (LA 100%) | £m |  | 9.2605 | 11.6964 | 14.1363 | 18.3757 | 22.7939 | 23.3569 | 22.65 | 2.3876 | 3.2012 | 4.5368 | 5.2664 | 6.1 | 7.3605 | 7.2991 | 7.3961 | 7.963 | 7.4945 | 7.4412 | 6.6757 | 6.4592 | 6.0767 | 5.7564 | 5.2858 | 4.951 | 3.3415
Emissions | CO2 emissions volume | Tonnes |  | 8988.33 | 9919 | 11088.35 | 12735.42 | 17955.49 | 17112.17 | 15855.37 | 12752.59 | 13842.97 | 15527.78 | 16368.22 | 17468.58 | 18674.16 | 18496.97 | 18437.46 | 18995.67 | 18398.32 | 18564.88 | 18221.19 | 18139.5 | 17231.92 | 17482.51 | 17382.73 | 17362.96 | 16183.51
| NOx emissions volume | Tonnes |  | 4.75 | 5.24 | 5.85 | 6.72 | 7.32 | 9.6 | 8.89 | 7.15 | 7.76 | 8.71 | 9.18 | 9.8 | 10.47 | 10.38 | 10.34 | 10.65 | 10.32 | 10.41 | 10.22 | 10.17 | 9.67 | 9.81 | 9.75 | 9.74 | 9.08
| CO2 emissions cost | £m |  | 3.21 | 3.59 | 4.08 | 4.75 | 6.8 | 6.57 | 6.2 | 5.06 | 5.57 | 6.35 | 6.78 | 7.36 | 7.99 | 8.02 | 8.12 | 8.5 | 8.36 | 8.56 | 8.52 | 8.61 | 8.3 | 8.54 | 8.63 | 8.74 | 8.28
| NOx emissions cost | £m |  | 0.04 | 0.05 | 0.05 | 0.06 | 0.07 | 0.09 | 0.08 | 0.06 | 0.07 | 0.08 | 0.08 | 0.09 | 0.09 | 0.09 | 0.09 | 0.09 | 0.09 | 0.09 | 0.09 | 0.09 | 0.09 | 0.09 | 0.09 | 0.09 | 0.08
| Compressor fuel volume | KWh |  | 90.19 | 99.53 | 111.26 | 127.79 | 141.59 | 134.94 | 125.03 | 100.56 | 109.16 | 122.45 | 129.07 | 137.75 | 147.25 | 145.86 | 145.39 | 149.79 | 145.08 | 146.39 | 143.68 | 143.04 | 135.88 | 137.86 | 137.07 | 136.92 | 127.62
| Compressor fuel cost | £m |  | 4.89 | 4.77 | 6.02 | 6.91 | 6.65 | 6.32 | 6.61 | 5.32 | 5.76 | 7.2 | 7.57 | 8.08 | 9.53 | 9.42 | 9.39 | 9.68 | 9.37 | 9.46 | 9.28 | 9.24 | 8.78 | 8.91 | 8.85 | 8.84 | 8.24
| Emissions cost | £m |  | 5.9739 | 6.2208 | 7.526 | 8.6981 | 10.0794 | 9.7612 | 9.8002 | 10.4394 | 11.3916 | 13.6289 | 14.4368 | 15.5271 | 17.6219 | 17.5345 | 17.6045 | 18.2678 | 17.8196 | 18.1083 | 17.898 | 17.9422 | 17.1627 | 17.5322 | 17.5755 | 17.6747 | 16.6072
Total | Total PV of constraints and Emissions after discounting | £m |  | 17.3994 | 19.4253 | 22.6679 | 27.1475 | 31.6403 | 30.5917 | 28.9136 | 10.0819 | 11.0819 | 13.3288 | 13.9679 | 14.8134 | 16.533 | 15.8787 | 15.4449 | 15.657 | 14.5988 | 14.2362 | 13.2295 | 12.6926 | 11.6793 | 11.3083 | 10.7254 | 10.2559 | 8.7367
FES Pathway - Electric Engagement (EE) |  |  |  | 2026 | 2027 | 2028 | 2029 | 2030 | 2031 | 2032 | 2033 | 2034 | 2035 | 2036 | 2037 | 2038 | 2039 | 2040 | 2041 | 2042 | 2043 | 2044 | 2045 | 2046 | 2047 | 2048 | 2049 | 2050
Constraints | Constraint days volume | KWh |  | 567.12 | 729.08 | 907.52 | 1208.83 | 1606.69 | 1642.4 | 1564.1 | 192.88 | 270.47 | 411.77 | 505.38 | 594.56 | 712.99 | 756.46 | 737.21 | 709.19 | 691.02 | 721.07 | 689.11 | 676.15 | 648.08 | 651.97 | 585.52 | 546.63 | 444.69
| Constraint cost (LA 100%) | £m |  | 9.3511 | 12.0216 | 14.7531 | 19.6513 | 26.1191 | 26.3182 | 25.0635 | 3.0908 | 4.2712 | 6.5027 | 7.8637 | 9.2512 | 11.094 | 11.5946 | 11.2997 | 10.8702 | 10.5917 | 11.0522 | 10.5623 | 10.3638 | 9.9335 | 9.993 | 8.9746 | 8.3785 | 6.8159
Emissions | CO2 emissions volume | Tonnes |  | 9169.17 | 10265.59 | 11674.61 | 13628.34 | 19846.5 | 18961.85 | 17928.62 | 15113.95 | 16931.68 | 19799.19 | 20982.61 | 22108.55 | 23911.33 | 24763.11 | 24024.21 | 23062.11 | 22707.27 | 23563.5 | 23436.81 | 23180.11 | 22598.1 | 22910.72 | 22237.85 | 21810.78 | 20699.49
| NOx emissions volume | Tonnes |  | 4.84 | 5.42 | 6.16 | 7.19 | 8.09 | 10.64 | 10.06 | 8.48 | 9.5 | 11.11 | 11.77 | 12.4 | 13.41 | 13.9 | 13.48 | 12.94 | 12.74 | 13.22 | 13.15 | 13 | 12.68 | 12.85 | 12.47 | 12.23 | 11.61
| CO2 emissions cost | £m |  | 3.27 | 3.72 | 4.29 | 5.09 | 7.52 | 7.28 | 7.01 | 5.99 | 6.81 | 8.1 | 8.69 | 9.31 | 10.24 | 10.74 | 10.58 | 10.32 | 10.31 | 10.86 | 10.97 | 11 | 10.88 | 11.19 | 11.05 | 10.98 | 10.59
| NOx emissions cost | £m |  | 0.04 | 0.05 | 0.05 | 0.06 | 0.07 | 0.09 | 0.09 | 0.08 | 0.08 | 0.1 | 0.1 | 0.11 | 0.12 | 0.12 | 0.12 | 0.12 | 0.11 | 0.12 | 0.12 | 0.12 | 0.11 | 0.11 | 0.11 | 0.11 | 0.1
| Compressor fuel volume | KWh |  | 92.01 | 103.01 | 117.15 | 136.75 | 156.5 | 149.52 | 141.38 | 119.18 | 133.51 | 156.13 | 165.46 | 174.34 | 188.55 | 195.43 | 189.44 | 181.86 | 179.06 | 185.81 | 184.81 | 182.79 | 178.2 | 180.66 | 175.36 | 171.99 | 163.23
| Compressor fuel cost | £m |  | 4.99 | 4.94 | 6.33 | 7.4 | 7.35 | 7 | 7.48 | 6.3 | 7.04 | 9.18 | 9.71 | 10.23 | 12.21 | 12.62 | 12.24 | 11.75 | 11.57 | 12 | 11.94 | 11.81 | 11.51 | 11.67 | 11.33 | 11.11 | 10.54
| Emissions cost | £m |  | 6.0986 | 6.4312 | 7.9091 | 9.2919 | 11.1495 | 10.7483 | 10.972 | 12.3723 | 13.9332 | 17.3778 | 18.5068 | 19.6516 | 22.5642 | 23.4852 | 22.939 | 22.1786 | 21.9931 | 22.9841 | 23.0213 | 22.9282 | 22.5075 | 22.976 | 22.4843 | 22.2021 | 21.2413
Total | Total PV of constraints and Emissions after discounting | £m |  | 17.6537 | 20.0233 | 23.7446 | 29.0394 | 35.7784 | 34.266 | 32.2484 | 12.1538 | 13.8247 | 17.5218 | 18.6945 | 19.7968 | 22.2745 | 22.4302 | 21.1521 | 19.7265 | 18.7918 | 18.9652 | 18.0801 | 17.317 | 16.3037 | 16.0088 | 14.759 | 13.8618 | 12.2879
FES Pathway - Hydrogen Evolution (HE) |  |  |  | 2026 | 2027 | 2028 | 2029 | 2030 | 2031 | 2032 | 2033 | 2034 | 2035 | 2036 | 2037 | 2038 | 2039 | 2040 | 2041 | 2042 | 2043 | 2044 | 2045 | 2046 | 2047 | 2048 | 2049 | 2050
Constraints | Constraint days volume | KWh |  | 495.18 | 630.17 | 725.53 | 884.38 | 1155.45 | 1142.14 | 906.68 | 96.67 | 139.84 | 236.41 | 325.68 | 461.44 | 725.69 | 995.22 | 1207.03 | 1201.85 | 1391.07 | 2457.9 | 1959.04 | 1827.25 | 1547.33 | 1378.02 | 1637.62 | 2744.31 | 1134.55
| Constraint cost (LA 100%) | £m |  | 8.1648 | 10.3907 | 11.7946 | 14.3768 | 18.7835 | 18.302 | 14.5289 | 1.5491 | 2.2084 | 3.7334 | 5.0676 | 7.1799 | 11.2916 | 15.2543 | 18.5008 | 18.4214 | 21.3217 | 37.6736 | 30.0273 | 28.0072 | 23.7168 | 21.1217 | 25.1008 | 42.0636 | 17.3899
Emissions | CO2 emissions volume | Tonnes |  | 8272.18 | 9149.99 | 9769.32 | 10881.31 | 16164.27 | 15105.22 | 12843.24 | 11463.34 | 12571.53 | 15162.29 | 17403.92 | 21239.42 | 25347.52 | 27627.68 | 29532.45 | 30479.15 | 31479.28 | 33897.94 | 33615.39 | 33674.68 | 32684.61 | 31847.34 | 33061.72 | 33782.23 | 28697.7
| NOx emissions volume | Tonnes |  | 4.37 | 4.83 | 5.16 | 5.74 | 6.59 | 8.47 | 7.2 | 6.43 | 7.05 | 8.5 | 9.76 | 11.91 | 14.26 | 15.67 | 16.84 | 17.42 | 18.04 | 19.53 | 19.35 | 19.39 | 18.78 | 18.26 | 19.01 | 19.45 | 16.32
| CO2 emissions cost | £m |  | 3 | 3.3 | 3.6 | 4.1 | 6.1 | 5.8 | 5 | 4.5 | 5.1 | 6.2 | 7.2 | 8.9 | 10.9 | 12 | 13 | 13.6 | 14.3 | 15.6 | 15.7 | 16 | 15.7 | 15.6 | 16.4 | 17 | 14.7
| NOx emissions cost | £m |  | 0 | 0 | 0 | 0.1 | 0.1 | 0.1 | 0.1 | 0.1 | 0.1 | 0.1 | 0.1 | 0.1 | 0.1 | 0.1 | 0.2 | 0.2 | 0.2 | 0.2 | 0.2 | 0.2 | 0.2 | 0.2 | 0.2 | 0.2 | 0.1
| Compressor fuel volume | KWh |  | 83 | 91.8 | 98 | 109.2 | 127.5 | 119.1 | 101.3 | 90.4 | 99.1 | 119.6 | 137.2 | 167.5 | 200.5 | 220.2 | 236.7 | 244.9 | 253.6 | 274.5 | 272 | 272.6 | 264 | 256.7 | 267.3 | 273.5 | 229.5
| Compressor fuel cost | £m |  | 4.5 | 4.4 | 5.3 | 5.9 | 6 | 5.6 | 5.4 | 4.8 | 5.2 | 7 | 8.1 | 9.8 | 13 | 14.2 | 15.3 | 15.8 | 16.4 | 17.7 | 17.6 | 17.6 | 17.1 | 16.6 | 17.3 | 17.7 | 14.8
| Emissions cost | £m |  | 5.4864 | 5.731 | 6.6205 | 7.4429 | 9.0557 | 8.6022 | 7.8277 | 9.3839 | 10.3452 | 13.308 | 15.3504 | 18.8791 | 23.9594 | 26.3445 | 28.4483 | 29.6089 | 30.8369 | 33.5334 | 33.4742 | 33.7665 | 32.9617 | 32.3042 | 33.8552 | 34.8516 | 29.6569
Total | Total PV of constraints and Emissions after discounting | £m |  | 15.6552 | 17.5338 | 19.3553 | 22.0014 | 26.9707 | 25.0542 | 20.3147 | 8.5933 | 9.5333 | 12.5038 | 14.4747 | 17.849 | 23.3285 | 26.5984 | 29.0043 | 28.6688 | 30.0802 | 39.6768 | 34.1867 | 32.1319 | 28.4846 | 25.942 | 27.6592 | 34.8645 | 20.6045
FES Pathway - Falling Behind (FB) |  |  |  | 2026 | 2027 | 2028 | 2029 | 2030 | 2031 | 2032 | 2033 | 2034 | 2035 | 2036 | 2037 | 2038 | 2039 | 2040 | 2041 | 2042 | 2043 | 2044 | 2045 | 2046 | 2047 | 2048 | 2049 | 2050
Constraints | Constraint days volume | KWh |  | 326.63 | 441.89 | 595.53 | 814.05 | 1126.81 | 1381.91 | 871.12 | 59.61 | 80.99 | 130.62 | 191.5 | 308.66 | 590.53 | 904.43 | 1170.2 | 1492.31 | 1991.92 | 2280.69 | 2302.34 | 2347.49 | 2432.65 | 2602.59 | 2729.19 | 2976.33 | 2735.17
| Constraint cost (LA 100%) | £m |  | 5.3857 | 7.2862 | 9.6812 | 13.2336 | 18.318 | 22.1441 | 13.9591 | 0.95514 | 1.2791 | 2.0627 | 2.9797 | 4.8027 | 9.1885 | 13.8627 | 17.9363 | 22.8734 | 30.5313 | 34.9574 | 35.2891 | 35.9813 | 37.2865 | 39.8913 | 41.8317 | 45.6199 | 41.9234
Emissions | CO2 emissions volume | Tonnes |  | 7495.17 | 8664.81 | 10520.23 | 12772.51 | 20145.29 | 22452.25 | 16650.91 | 12145.12 | 14015.52 | 16464.52 | 19377.56 | 22563.02 | 26707.54 | 29038.25 | 30717.96 | 33189.67 | 36350.74 | 41016.54 | 40701.04 | 43627.45 | 43523.24 | 45726 | 45153.02 | 46739.64 | 41472.82
| NOx emissions volume | Tonnes |  | 3.96 | 4.57 | 5.55 | 6.74 | 8.21 | 12.59 | 9.34 | 6.81 | 7.86 | 9.24 | 10.87 | 12.66 | 15.1 | 16.53 | 17.57 | 19.09 | 21.04 | 24.04 | 23.84 | 25.73 | 25.66 | 27.08 | 26.71 | 27.73 | 24.34
| CO2 emissions cost | £m |  | 2.67 | 3.14 | 3.87 | 4.77 | 7.63 | 8.63 | 6.51 | 4.82 | 5.63 | 6.73 | 8.03 | 9.5 | 11.43 | 12.59 | 13.53 | 14.85 | 16.51 | 18.91 | 19.04 | 20.71 | 20.96 | 22.33 | 22.43 | 23.54 | 21.22
| NOx emissions cost | £m |  | 0.04 | 0.04 | 0.05 | 0.06 | 0.07 | 0.11 | 0.08 | 0.06 | 0.07 | 0.08 | 0.1 | 0.11 | 0.13 | 0.15 | 0.16 | 0.17 | 0.19 | 0.21 | 0.21 | 0.23 | 0.23 | 0.24 | 0.24 | 0.25 | 0.22
| Compressor fuel volume | KWh |  | 75.21 | 86.95 | 105.56 | 128.17 | 158.86 | 177.05 | 131.3 | 95.77 | 110.52 | 129.83 | 152.8 | 177.92 | 212.26 | 232.43 | 246.97 | 268.36 | 295.72 | 337.99 | 335.13 | 361.66 | 360.72 | 380.69 | 375.49 | 389.88 | 342.13
| Compressor fuel cost | £m |  | 4.08 | 4.17 | 5.71 | 6.93 | 7.46 | 8.29 | 6.94 | 5.07 | 5.83 | 7.64 | 8.97 | 10.44 | 13.74 | 15.02 | 15.95 | 17.34 | 19.1 | 21.83 | 21.65 | 23.36 | 23.3 | 24.59 | 24.26 | 25.19 | 22.1
| Emissions cost | £m |  | 4.9249 | 5.3623 | 7.0294 | 8.5976 | 11.204 | 12.589 | 9.9395 | 9.942 | 11.5335 | 14.451 | 17.0912 | 20.0556 | 25.3113 | 27.7524 | 29.6398 | 32.3516 | 35.7996 | 40.9574 | 40.9045 | 44.3038 | 44.4913 | 47.1687 | 46.9216 | 48.9687 | 43.543
Total | Total PV of constraints and Emissions after discounting | £m |  | 12.1725 | 14.1368 | 18.0239 | 22.5405 | 29.1761 | 32.9802 | 22.3698 | 8.5651 | 9.73 | 12.1166 | 14.2286 | 17.0266 | 22.8314 | 26.6089 | 29.3917 | 32.9633 | 38.2534 | 42.3 | 41.0197 | 41.7608 | 41.0987 | 42.2738 | 41.6387 | 42.8756 | 37.4306
Option Cost Inputs |  |  |  | 2026 | 2027 | 2028 | 2029 | 2030 | 2031 | 2032 | 2033 | 2034 | 2035 | 2036 | 2037 | 2038 | 2039 | 2040 | 2041 | 2042 | 2043 | 2044 | 2045 | 2046 | 2047 | 2048 | 2049 | 2050 | 2051 | 2052 | 2053 | 2054 | 2055 | 2056 | 2057 | 2058 | 2059 | 2060 | 2061 | 2062 | 2063 | 2064 | 2065 | 2066 | 2067 | 2068 | 2069 | 2070 | 2071 | 2072 | 2073 | 2074 | 2075 | 2076 | 2077 | 2078 | 2079 | 2080 | 2081 | 2082 | 2083 | 2084 | 2085 | 2086 | 2087 | 2088 | 2089 | 2090 | 2091 | 2092 | 2093 | 2094 | 2095 | 2096 | 2097 | 2098 | 2099
Capital | Capital build cost | X | £m | 4.1174 | 10.1569 | 5.7129 | 4.1321 | 14.4176 | 10.2027 | 0.29362 | 0 | 0 | 0 | 0 | 0 | 0 | 0 | 0 | 0 | 0 | 0 | 0 | 0 | 0 | 0 | 0 | 0 | 0 | 0 | 0 | 0 | 0 | 0 | 0 | 0 | 0 | 0 | 0 | 0 | 0 | 0 | 0 | 0 | 0 | 0 | 0 | 0 | 0 | 0 | 0 | 0 | 0 | 0 | 0 | 0 | 0 | 0 | 0 | 0 | 0 | 0 | 0 | 0 | 0 | 0 | 0 | 0 | 0 | 0 | 0 | 0 | 0 | 0 | 0 | 0 | 0 | 0
| Decommisioning cost | Y | £m | 0 | 0 | 0 | 0 | 0 | 0 | 0 | 0 | 0 | 0 | 0 | 0 | 0 | 0 | 0 | 0 | 0 | 0 | 0 | 0 | 0 | 0 | 0 | 0 | 4.3588 | 0 | 0 | 0 | 0 | 0 | 0 | 0 | 0 | 0 | 0 | 0 | 0 | 0 | 0 | 0 | 0 | 0 | 0 | 0 | 0 | 0 | 0 | 0 | 0 | 0 | 0 | 0 | 0 | 0 | 0 | 0 | 0 | 0 | 0 | 0 | 0 | 0 | 0 | 0 | 0 | 0 | 0 | 0 | 0 | 0 | 0 | 0 | 0 | 0
| Annuity payments | =(X+Y)/(1-1/(1+WACC)^i)/WACC | £m | 0.27 | 0.67 | 0.37 | 0.27 | 1.1 | 0.68 | 0.02 | 0 | 0 | 0 | 0 | 0 | 0 | 0 | 0 | 0 | 0 | 0 | 0 | 0 | 0 | 0 | 0 | 0 | 0.31 | 0 | 0 | 0 | 0 | 0 | 0 | 0 | 0 | 0 | 0 | 0 | 0 | 0 | 0 | 0 | 0 | 0 | 0 | 0 | 0 | 0 | 0 | 0 | 0 | 0 | 0 | 0 | 0 | 0 | 0 | 0 | 0 | 0 | 0 | 0 | 0 | 0 | 0 | 0 | 0 | 0 | 0 | 0 | 0 | 0 | 0 | 0 | 0 | 0
| Total capital cost before discounting |  | £m | 0.27 | 0.94 | 1.31 | 1.58 | 2.68 | 3.36 | 3.38 | 3.38 | 3.38 | 3.38 | 3.38 | 3.38 | 3.38 | 3.38 | 3.38 | 3.38 | 3.38 | 3.38 | 3.38 | 3.38 | 3.38 | 3.38 | 3.38 | 3.38 | 3.69 | 3.42 | 2.75 | 2.38 | 2.11 | 1.01 | 0.33 | 0.31 | 0.31 | 0.31 | 0.31 | 0.31 | 0.31 | 0.31 | 0.31 | 0.31 | 0.31 | 0.31 | 0.31 | 0.31 | 0.31 | 0.31 | 0.31 | 0.31 | 0.31 | 0 | 0 | 0 | 0 | 0 | 0 | 0 | 0 | 0 | 0 | 0 | 0 | 0 | 0 | 0 | 0 | 0 | 0 | 0 | 0 | 0 | 0 | 0 | 0 | 0
| Total PV of capital cost after discounting |  | £m | 0.27 | 0.9 | 1.22 | 1.43 | 2.34 | 2.83 | 2.75 | 2.65 | 2.56 | 2.48 | 2.39 | 2.31 | 2.23 | 2.16 | 2.09 | 2.02 | 1.95 | 1.88 | 1.82 | 1.76 | 1.7 | 1.64 | 1.58 | 1.53 | 1.61 | 1.45 | 1.12 | 0.94 | 0.8 | 0.37 | 0.12 | 0.11 | 0.1 | 0.1 | 0.1 | 0.1 | 0.09 | 0.09 | 0.09 | 0.08 | 0.08 | 0.08 | 0.08 | 0.08 | 0.07 | 0.07 | 0.07 | 0.07 | 0.07 | 0 | 0 | 0 | 0 | 0 | 0 | 0 | 0 | 0 | 0 | 0 | 0 | 0 | 0 | 0 | 0 | 0 | 0 | 0 | 0 | 0 | 0 | 0 | 0 | 0
Non-Capital | Operational cost | £m |  | 0 | 0 | 0 | 0 | 0 | 0 | 0 | 0 | 0.5158 | 0.5158 | 0.5158 | 0.5158 | 0.5158 | 0.5158 | 0.5158 | 0.5158 | 0.5158 | 0.5158 | 0.5158 | 0.5158 | 0.5158 | 0.5158 | 0.5158 | 0.5158 | 0 | 0 | 0 | 0 | 0 | 0 | 0 | 0 | 0 | 0 | 0 | 0 | 0 | 0 | 0 | 0 | 0 | 0 | 0 | 0 | 0 | 0 | 0 | 0 | 0 | 0 | 0 | 0 | 0 | 0 | 0 | 0 | 0 | 0 | 0 | 0 | 0 | 0 | 0 | 0 | 0 | 0 | 0 | 0 | 0 | 0 | 0 | 0 | 0 | 0
| CO2 equivalent emissions (construction & decomissioning) | £m |  | 0 | 0 | 0 | 0 | 2.3777 | 0.11369 | 0.0081882 | 0 | 0 | 0 | 0 | 0 | 0 | 0 | 0 | 0 | 0 | 0 | 0 | 0 | 0 | 0 | 0 | 0 | 0.38735 | 0 | 0 | 0 | 0 | 0 | 0 | 0 | 0 | 0 | 0 | 0 | 0 | 0 | 0 | 0 | 0 | 0 | 0 | 0 | 0 | 0 | 0 | 0 | 0 | 0 | 0 | 0 | 0 | 0 | 0 | 0 | 0 | 0 | 0 | 0 | 0 | 0 | 0 | 0 | 0 | 0 | 0 | 0 | 0 | 0 | 0 | 0 | 0 | 0
| Total non-capital cost before discounting | £m |  | 0 | 0 | 0 | 0 | 2.38 | 0.11 | 0.01 | 0 | 0.52 | 0.52 | 0.52 | 0.52 | 0.52 | 0.52 | 0.52 | 0.52 | 0.52 | 0.52 | 0.52 | 0.52 | 0.52 | 0.52 | 0.52 | 0.52 | 0.39 | 0 | 0 | 0 | 0 | 0 | 0 | 0 | 0 | 0 | 0 | 0 | 0 | 0 | 0 | 0 | 0 | 0 | 0 | 0 | 0 | 0 | 0 | 0 | 0 | 0 | 0 | 0 | 0 | 0 | 0 | 0 | 0 | 0 | 0 | 0 | 0 | 0 | 0 | 0 | 0 | 0 | 0 | 0 | 0 | 0 | 0 | 0 | 0 | 0
| Total PV of non-capital cost after discounting | £m |  | 0 | 0 | 0 | 0 | 2.07 | 0.1 | 0.01 | 0 | 0.39 | 0.38 | 0.37 | 0.35 | 0.34 | 0.33 | 0.32 | 0.31 | 0.3 | 0.29 | 0.28 | 0.27 | 0.26 | 0.25 | 0.24 | 0.23 | 0.17 | 0 | 0 | 0 | 0 | 0 | 0 | 0 | 0 | 0 | 0 | 0 | 0 | 0 | 0 | 0 | 0 | 0 | 0 | 0 | 0 | 0 | 0 | 0 | 0 | 0 | 0 | 0 | 0 | 0 | 0 | 0 | 0 | 0 | 0 | 0 | 0 | 0 | 0 | 0 | 0 | 0 | 0 | 0 | 0 | 0 | 0 | 0 | 0 | 0

## Option P
Summary of Option Investment and Benefits
Option P | Three Cocks to Alrewas 1200mm New
Capability Equation
Sensitivities : Locational Actions 75% & Buybacks 25%
Discounting | Time | n |  | Year 0 | Year 1 | Year 2 | Year 3 | Year 4 | Year 5 | Year 6 | Year 7 | Year 8 | Year 9 | Year 10 | Year 11 | Year 12 | Year 13 | Year 14 | Year 15 | Year 16 | Year 17 | Year 18 | Year 19 | Year 20 | Year 21 | Year 22 | Year 23 | Year 24
| Fiscal Year |  |  | 2026 | 2027 | 2028 | 2029 | 2030 | 2031 | 2032 | 2033 | 2034 | 2035 | 2036 | 2037 | 2038 | 2039 | 2040 | 2041 | 2042 | 2043 | 2044 | 2045 | 2046 | 2047 | 2048 | 2049 | 2050
| Discounting % to convert the future cost into present | =1/[(1+STPR)^n] |  | 100% | 96.62% | 93.35% | 90.19% | 87.14% | 84.2% | 81.35% | 78.6% | 75.94% | 73.37% | 70.89% | 68.49% | 66.18% | 63.94% | 61.78% | 59.69% | 57.67% | 55.72% | 53.84% | 52.02% | 50.26% | 48.56% | 46.92% | 45.33% | 43.8%
Benefit Cost Inputs
FES Pathway - Holistic Transition (HT) |  |  |  | 2026 | 2027 | 2028 | 2029 | 2030 | 2031 | 2032 | 2033 | 2034 | 2035 | 2036 | 2037 | 2038 | 2039 | 2040 | 2041 | 2042 | 2043 | 2044 | 2045 | 2046 | 2047 | 2048 | 2049 | 2050
Constraints | Constraint days volume | KWh |  | 561.63 | 709.36 | 869.58 | 1130.36 | 1402.14 | 1457.59 | 1413.48 | 1615.25 | 1918.91 | 2343.84 | 2604.97 | 20.95 | 32.02 | 37.96 | 41.56 | 51.08 | 56.51 | 59.98 | 54.22 | 56.56 | 55.03 | 54.36 | 52.08 | 47.38 | 32.2
| Constraint cost (LA 75% BB 25%) | £m |  | 12.29 | 15.52 | 18.76 | 24.38 | 30.25 | 30.99 | 30.05 | 34.34 | 40.21 | 49.11 | 53.78 | 0.43265 | 0.66119 | 0.77205 | 0.84533 | 1.0388 | 1.1493 | 1.2199 | 1.1027 | 1.1503 | 1.1193 | 1.1055 | 1.0592 | 0.96368 | 0.65492
Emissions | CO2 emissions volume | Tonnes |  | 8988.33 | 9919 | 11088.35 | 12735.42 | 17955.49 | 17112.17 | 15855.37 | 16719.48 | 18068.45 | 20222.5 | 21146.43 | 2957.86 | 3039.11 | 2751.43 | 2674.38 | 2709.71 | 2560.71 | 2529.39 | 2445.92 | 2403.86 | 2344.01 | 2274.78 | 2233.22 | 2171.19 | 1841.04
| NOx emissions volume | Tonnes |  | 4.75 | 5.24 | 5.85 | 6.72 | 7.32 | 9.6 | 8.89 | 9.38 | 10.14 | 11.34 | 11.86 | 1.75 | 1.8 | 1.63 | 1.58 | 1.6 | 1.51 | 1.5 | 1.45 | 1.42 | 1.39 | 1.34 | 1.32 | 1.28 | 1.09
| CO2 emissions cost | £m |  | 3.21 | 3.59 | 4.08 | 4.75 | 6.8 | 6.57 | 6.2 | 6.63 | 7.26 | 8.27 | 8.76 | 1.25 | 1.3 | 1.19 | 1.18 | 1.21 | 1.16 | 1.17 | 1.14 | 1.14 | 1.13 | 1.11 | 1.11 | 1.09 | 0.94
| NOx emissions cost | £m |  | 0.04 | 0.05 | 0.05 | 0.06 | 0.07 | 0.09 | 0.08 | 0.08 | 0.09 | 0.1 | 0.11 | 0.02 | 0.02 | 0.01 | 0.01 | 0.01 | 0.01 | 0.01 | 0.01 | 0.01 | 0.01 | 0.01 | 0.01 | 0.01 | 0.01
| Compressor fuel volume | KWh |  | 90.19 | 99.53 | 111.26 | 127.79 | 141.59 | 134.94 | 125.03 | 131.84 | 142.48 | 159.47 | 166.75 | 18.05 | 18.54 | 16.79 | 16.32 | 16.53 | 15.63 | 15.43 | 14.92 | 14.67 | 14.3 | 13.88 | 13.63 | 13.25 | 11.23
| Compressor fuel cost | £m |  | 4.89 | 4.77 | 6.02 | 6.91 | 6.65 | 6.32 | 6.61 | 6.97 | 7.51 | 9.38 | 9.78 | 1.25 | 1.44 | 1.3 | 1.26 | 1.28 | 1.21 | 1.19 | 1.15 | 1.13 | 1.11 | 1.07 | 1.05 | 1.02 | 0.87
| Emissions cost | £m |  | 0.96257 | 0.99861 | 1.3172 | 1.6002 | 1.9911 | 1.7522 | 1.6557 | 1.715 | 1.8676 | 2.2579 | 2.313 | 2.5153 | 2.753 | 2.5061 | 2.4543 | 2.5053 | 2.3851 | 2.3733 | 2.3117 | 2.2885 | 2.2476 | 2.1968 | 2.1751 | 2.1295 | 1.8209
Total | Total PV of constraints and Emissions after discounting | £m |  | 20.4269 | 23.1198 | 26.9821 | 32.5659 | 38.1342 | 37.0209 | 34.9374 | 37.7524 | 41.8278 | 49.0603 | 51.3505 | 2.0192 | 2.2595 | 2.0961 | 2.0384 | 2.1154 | 2.0383 | 2.0021 | 1.8382 | 1.7887 | 1.692 | 1.6035 | 1.5173 | 1.4021 | 1.0843
FES Pathway - Electric Engagement (EE) |  |  |  | 2026 | 2027 | 2028 | 2029 | 2030 | 2031 | 2032 | 2033 | 2034 | 2035 | 2036 | 2037 | 2038 | 2039 | 2040 | 2041 | 2042 | 2043 | 2044 | 2045 | 2046 | 2047 | 2048 | 2049 | 2050
Constraints | Constraint days volume | KWh |  | 567.12 | 729.08 | 907.52 | 1208.83 | 1606.69 | 1642.4 | 1564.1 | 1907.62 | 2366.99 | 3201.5 | 3655.09 | 35.09 | 54.49 | 70.96 | 90.23 | 108.76 | 124.22 | 140.44 | 139.19 | 155.41 | 152.12 | 166.61 | 159.29 | 155.93 | 124.91
| Constraint cost (LA 75% BB 25%) | £m |  | 12.41 | 15.95 | 19.58 | 26.08 | 34.66 | 34.92 | 33.26 | 40.56 | 49.6 | 67.09 | 75.47 | 0.72 | 1.12 | 1.44 | 1.84 | 2.21 | 2.53 | 2.86 | 2.83 | 3.16 | 3.09 | 3.39 | 3.24 | 3.17 | 2.54
Emissions | CO2 emissions volume | Tonnes |  | 9169.17 | 10265.59 | 11674.61 | 13628.34 | 19846.5 | 18961.85 | 17928.62 | 20072.96 | 22299.4 | 25519.95 | 26614.95 | 4346.34 | 4824.24 | 4755.7 | 4104.48 | 3387.82 | 3160.93 | 3303.77 | 3124.24 | 2941.36 | 2760.96 | 2793.17 | 2567.98 | 2467.18 | 2197.47
| NOx emissions volume | Tonnes |  | 4.84 | 5.42 | 6.16 | 7.19 | 8.09 | 10.64 | 10.06 | 11.26 | 12.51 | 14.37 | 15.04 | 2.57 | 2.85 | 2.81 | 2.43 | 2 | 1.87 | 1.95 | 1.85 | 1.74 | 1.63 | 1.65 | 1.52 | 1.46 | 1.3
| CO2 emissions cost | £m |  | 3.27 | 3.72 | 4.29 | 5.09 | 7.52 | 7.28 | 7.01 | 7.96 | 8.96 | 10.43 | 11.03 | 1.83 | 2.07 | 2.06 | 1.81 | 1.52 | 1.44 | 1.52 | 1.46 | 1.4 | 1.33 | 1.36 | 1.28 | 1.24 | 1.12
| NOx emissions cost | £m |  | 0.04 | 0.05 | 0.05 | 0.06 | 0.07 | 0.09 | 0.09 | 0.1 | 0.11 | 0.13 | 0.13 | 0.02 | 0.03 | 0.03 | 0.02 | 0.02 | 0.02 | 0.02 | 0.02 | 0.02 | 0.01 | 0.01 | 0.01 | 0.01 | 0.01
| Compressor fuel volume | KWh |  | 92.01 | 103.01 | 117.15 | 136.75 | 156.5 | 149.52 | 141.38 | 158.29 | 175.84 | 201.98 | 211.46 | 26.52 | 29.44 | 29.02 | 25.05 | 20.67 | 19.29 | 20.16 | 19.06 | 17.95 | 16.85 | 17.04 | 15.67 | 15.05 | 13.41
| Compressor fuel cost | £m |  | 4.99 | 4.94 | 6.33 | 7.4 | 7.35 | 7 | 7.48 | 8.37 | 9.27 | 11.88 | 12.41 | 1.84 | 2.28 | 2.24 | 1.94 | 1.6 | 1.49 | 1.56 | 1.47 | 1.39 | 1.3 | 1.32 | 1.21 | 1.16 | 1.04
| Emissions cost | £m |  | 0.99501 | 1.0653 | 1.4273 | 1.7981 | 2.362 | 2.056 | 2.0104 | 2.295 | 2.6494 | 3.4083 | 3.5701 | 3.6961 | 4.3701 | 4.3317 | 3.7667 | 3.1322 | 2.9441 | 3.0999 | 2.9528 | 2.8002 | 2.6474 | 2.6974 | 2.5011 | 2.4198 | 2.1734
Total | Total PV of constraints and Emissions after discounting | £m |  | 20.7108 | 23.8205 | 28.2471 | 34.8339 | 43.2196 | 41.5104 | 38.914 | 44.7963 | 51.6021 | 65.6908 | 70.207 | 3.0279 | 3.6366 | 3.6924 | 3.4607 | 3.1899 | 3.1549 | 3.3188 | 3.1138 | 3.1006 | 2.8854 | 2.9552 | 2.6933 | 2.5344 | 2.0645
FES Pathway - Hydrogen Evolution (HE) |  |  |  | 2026 | 2027 | 2028 | 2029 | 2030 | 2031 | 2032 | 2033 | 2034 | 2035 | 2036 | 2037 | 2038 | 2039 | 2040 | 2041 | 2042 | 2043 | 2044 | 2045 | 2046 | 2047 | 2048 | 2049 | 2050
Constraints | Constraint days volume | KWh |  | 495.18 | 630.17 | 725.53 | 884.38 | 1155.45 | 1142.14 | 906.68 | 1239.34 | 1492.78 | 1998.35 | 2442.08 | 6.97 | 14.84 | 20.44 | 25.66 | 40.15 | 48.59 | 64.25 | 69.02 | 84.01 | 91.91 | 102.58 | 110.31 | 132.2 | 100.03
| Constraint cost (LA 75% BB 25%) | £m |  | 10.8 | 13.8 | 15.7 | 19.1 | 24.9 | 24.3 | 19.3 | 26.4 | 31.3 | 41.9 | 50.4 | 0.1 | 0.3 | 0.4 | 0.5 | 0.8 | 1 | 1.3 | 1.4 | 1.7 | 1.9 | 2.1 | 2.2 | 2.7 | 2
Emissions | CO2 emissions volume | Tonnes |  | 8272.18 | 9149.99 | 9769.32 | 10881.31 | 16164.27 | 15105.22 | 12843.24 | 15183.31 | 16642.65 | 20148.61 | 23081.88 | 4591.28 | 5976.6 | 6752.25 | 7351.56 | 7284.3 | 7653.84 | 9713.68 | 8771.15 | 8364.91 | 7537.13 | 6944.63 | 7552.13 | 9179.57 | 5813.64
| NOx emissions volume | Tonnes |  | 4.37 | 4.83 | 5.16 | 5.74 | 6.59 | 8.47 | 7.2 | 8.52 | 9.34 | 11.3 | 12.95 | 2.71 | 3.53 | 3.99 | 4.35 | 4.31 | 4.52 | 5.74 | 5.19 | 4.95 | 4.46 | 4.11 | 4.46 | 5.43 | 3.44
| CO2 emissions cost | £m |  | 3 | 3.3 | 3.6 | 4.1 | 6.1 | 5.8 | 5 | 6 | 6.7 | 8.2 | 9.6 | 1.9 | 2.6 | 2.9 | 3.2 | 3.3 | 3.5 | 4.5 | 4.1 | 4 | 3.6 | 3.4 | 3.8 | 4.6 | 3
| NOx emissions cost | £m |  | 0 | 0 | 0 | 0.1 | 0.1 | 0.1 | 0.1 | 0.1 | 0.1 | 0.1 | 0.1 | 0 | 0 | 0 | 0 | 0 | 0 | 0.1 | 0 | 0 | 0 | 0 | 0 | 0 | 0
| Compressor fuel volume | KWh |  | 83 | 91.8 | 98 | 109.2 | 127.5 | 119.1 | 101.3 | 119.7 | 131.2 | 158.9 | 182 | 28 | 36.5 | 41.2 | 44.9 | 44.4 | 46.7 | 59.3 | 53.5 | 51 | 46 | 42.4 | 46.1 | 56 | 35.5
| Compressor fuel cost | £m |  | 4.5 | 4.4 | 5.3 | 5.9 | 6 | 5.6 | 5.4 | 6.3 | 6.9 | 9.3 | 10.7 | 1.9 | 2.8 | 3.2 | 3.5 | 3.4 | 3.6 | 4.6 | 4.1 | 3.9 | 3.6 | 3.3 | 3.6 | 4.3 | 2.7
| Emissions cost | £m |  | 0.81447 | 0.87772 | 1.0678 | 1.2461 | 1.7103 | 1.4874 | 1.2623 | 1.5854 | 1.7483 | 2.3305 | 2.8604 | 3.9044 | 5.414 | 6.1502 | 6.7465 | 6.7347 | 7.1289 | 9.1141 | 8.2899 | 7.9634 | 7.227 | 6.7065 | 7.3554 | 9.0034 | 5.7499
Total | Total PV of constraints and Emissions after discounting | £m |  | 18.3245 | 20.8159 | 22.9549 | 26.2406 | 32.3221 | 30.092 | 24.1786 | 30.4817 | 34.1554 | 43.7006 | 50.1767 | 2.7728 | 3.7857 | 4.1983 | 4.4903 | 4.5074 | 4.6812 | 5.8065 | 5.2188 | 5.031 | 4.5715 | 4.2695 | 4.5033 | 5.2999 | 3.4092
FES Pathway - Falling Behind (FB) |  |  |  | 2026 | 2027 | 2028 | 2029 | 2030 | 2031 | 2032 | 2033 | 2034 | 2035 | 2036 | 2037 | 2038 | 2039 | 2040 | 2041 | 2042 | 2043 | 2044 | 2045 | 2046 | 2047 | 2048 | 2049 | 2050
Constraints | Constraint days volume | KWh |  | 326.63 | 441.89 | 595.53 | 814.05 | 1126.81 | 1381.91 | 871.12 | 931.97 | 1199.27 | 1707.17 | 2497.12 | 2.48 | 4.36 | 8.41 | 13.03 | 16.94 | 20.34 | 26.22 | 28.64 | 29.14 | 31.94 | 40.15 | 44.31 | 56.3 | 49.13
| Constraint cost (LA 75% BB 25%) | £m |  | 7.15 | 9.67 | 12.85 | 17.56 | 24.31 | 29.38 | 18.52 | 19.82 | 25.13 | 35.77 | 51.56 | 0.05 | 0.09 | 0.17 | 0.27 | 0.34 | 0.41 | 0.53 | 0.58 | 0.59 | 0.65 | 0.82 | 0.9 | 1.15 | 1
Emissions | CO2 emissions volume | Tonnes |  | 7495.17 | 8664.81 | 10520.23 | 12772.51 | 20145.29 | 22452.25 | 16650.91 | 16538.89 | 19033.82 | 22155.6 | 25392 | 6920.1 | 9011.55 | 10214.93 | 10954.83 | 12140.96 | 14088.83 | 15662.03 | 15659.03 | 16816.61 | 16731.75 | 17506.68 | 17194.68 | 17566.89 | 15952.46
| NOx emissions volume | Tonnes |  | 3.96 | 4.57 | 5.55 | 6.74 | 8.21 | 12.59 | 9.34 | 9.28 | 10.68 | 12.43 | 14.29 | 4.09 | 5.33 | 6.04 | 6.48 | 7.18 | 8.33 | 9.26 | 9.26 | 9.94 | 9.89 | 10.35 | 10.17 | 10.39 | 9.43
| CO2 emissions cost | £m |  | 2.67 | 3.14 | 3.87 | 4.77 | 7.63 | 8.63 | 6.51 | 6.56 | 7.65 | 9.06 | 10.52 | 2.91 | 3.86 | 4.43 | 4.82 | 5.43 | 6.4 | 7.22 | 7.33 | 7.98 | 8.06 | 8.55 | 8.54 | 8.85 | 8.16
| NOx emissions cost | £m |  | 0.04 | 0.04 | 0.05 | 0.06 | 0.07 | 0.11 | 0.08 | 0.08 | 0.1 | 0.11 | 0.13 | 0.04 | 0.05 | 0.05 | 0.06 | 0.06 | 0.07 | 0.08 | 0.08 | 0.09 | 0.09 | 0.09 | 0.09 | 0.09 | 0.08
| Compressor fuel volume | KWh |  | 75.21 | 86.95 | 105.56 | 128.17 | 158.86 | 177.05 | 131.3 | 130.42 | 150.09 | 174.71 | 200.87 | 42.23 | 54.99 | 62.33 | 66.85 | 74.08 | 85.97 | 95.57 | 95.55 | 102.61 | 102.1 | 106.82 | 104.92 | 107.19 | 97.34
| Compressor fuel cost | £m |  | 4.08 | 4.17 | 5.71 | 6.93 | 7.46 | 8.29 | 6.94 | 6.9 | 7.92 | 10.28 | 11.79 | 2.93 | 4.26 | 4.82 | 5.17 | 5.73 | 6.65 | 7.39 | 7.39 | 7.94 | 7.9 | 8.26 | 8.12 | 8.29 | 7.53
| Emissions cost | £m |  | 0.71979 | 0.87754 | 1.3259 | 1.8096 | 2.9255 | 3.3849 | 2.1874 | 2.1212 | 2.6561 | 3.5433 | 4.6185 | 5.8847 | 8.1633 | 9.3041 | 10.0532 | 11.225 | 13.1226 | 14.6953 | 14.7999 | 16.0094 | 16.0434 | 16.9065 | 16.7468 | 17.2298 | 15.7776
Total | Total PV of constraints and Emissions after discounting | £m |  | 13.9331 | 16.4383 | 20.9784 | 26.4426 | 34.3948 | 39.0756 | 26.0822 | 26.2168 | 30.979 | 40.5161 | 52.4538 | 4.0659 | 5.4619 | 6.0585 | 6.3744 | 6.9057 | 7.8064 | 8.4854 | 8.2813 | 8.6356 | 8.3893 | 8.6058 | 8.2795 | 8.329 | 7.3476
Sensitivities : Locational Actions 90% & Buybacks 10%
Benefit Cost Inputs
FES Pathway - Holistic Transition (HT) |  |  |  | 2026 | 2027 | 2028 | 2029 | 2030 | 2031 | 2032 | 2033 | 2034 | 2035 | 2036 | 2037 | 2038 | 2039 | 2040 | 2041 | 2042 | 2043 | 2044 | 2045 | 2046 | 2047 | 2048 | 2049 | 2050
Constraints | Constraint days volume | KWh |  | 561.63 | 709.36 | 869.58 | 1130.36 | 1402.14 | 1457.59 | 1413.48 | 1615.25 | 1918.91 | 2343.84 | 2604.97 | 20.95 | 32.02 | 37.96 | 41.56 | 51.08 | 56.51 | 59.98 | 54.22 | 56.56 | 55.03 | 54.36 | 52.08 | 47.38 | 32.2
| Constraint cost (LA 90% BB 10%) | £m |  | 10.4715 | 13.226 | 15.9849 | 20.7787 | 25.7746 | 26.4112 | 25.6119 | 29.2679 | 34.2663 | 41.8542 | 45.8332 | 0.36869 | 0.56345 | 0.65792 | 0.72037 | 0.88527 | 0.97943 | 1.0396 | 0.93972 | 0.98029 | 0.9538 | 0.94212 | 0.90258 | 0.82122 | 0.55811
Emissions | CO2 emissions volume | Tonnes |  | 8988.33 | 9919 | 11088.35 | 12735.42 | 17955.49 | 17112.17 | 15855.37 | 16719.48 | 18068.45 | 20222.5 | 21146.43 | 2957.86 | 3039.11 | 2751.43 | 2674.38 | 2709.71 | 2560.71 | 2529.39 | 2445.92 | 2403.86 | 2344.01 | 2274.78 | 2233.22 | 2171.19 | 1841.04
| NOx emissions volume | Tonnes |  | 4.75 | 5.24 | 5.85 | 6.72 | 7.32 | 9.6 | 8.89 | 9.38 | 10.14 | 11.34 | 11.86 | 1.75 | 1.8 | 1.63 | 1.58 | 1.6 | 1.51 | 1.5 | 1.45 | 1.42 | 1.39 | 1.34 | 1.32 | 1.28 | 1.09
| CO2 emissions cost | £m |  | 3.21 | 3.59 | 4.08 | 4.75 | 6.8 | 6.57 | 6.2 | 6.63 | 7.26 | 8.27 | 8.76 | 1.25 | 1.3 | 1.19 | 1.18 | 1.21 | 1.16 | 1.17 | 1.14 | 1.14 | 1.13 | 1.11 | 1.11 | 1.09 | 0.94
| NOx emissions cost | £m |  | 0.04 | 0.05 | 0.05 | 0.06 | 0.07 | 0.09 | 0.08 | 0.08 | 0.09 | 0.1 | 0.11 | 0.02 | 0.02 | 0.01 | 0.01 | 0.01 | 0.01 | 0.01 | 0.01 | 0.01 | 0.01 | 0.01 | 0.01 | 0.01 | 0.01
| Compressor fuel volume | KWh |  | 90.19 | 99.53 | 111.26 | 127.79 | 141.59 | 134.94 | 125.03 | 131.84 | 142.48 | 159.47 | 166.75 | 18.05 | 18.54 | 16.79 | 16.32 | 16.53 | 15.63 | 15.43 | 14.92 | 14.67 | 14.3 | 13.88 | 13.63 | 13.25 | 11.23
| Compressor fuel cost | £m |  | 4.89 | 4.77 | 6.02 | 6.91 | 6.65 | 6.32 | 6.61 | 6.97 | 7.51 | 9.38 | 9.78 | 1.25 | 1.44 | 1.3 | 1.26 | 1.28 | 1.21 | 1.19 | 1.15 | 1.13 | 1.11 | 1.07 | 1.05 | 1.02 | 0.87
| Emissions cost | £m |  | 0.96257 | 0.99861 | 1.3172 | 1.6002 | 1.9911 | 1.7522 | 1.6557 | 1.715 | 1.8676 | 2.2579 | 2.313 | 2.5153 | 2.753 | 2.5061 | 2.4543 | 2.5053 | 2.3851 | 2.3733 | 2.3117 | 2.2885 | 2.2476 | 2.1968 | 2.1751 | 2.1295 | 1.8209
Total | Total PV of constraints and Emissions after discounting | £m |  | 18.6104 | 20.9031 | 24.3936 | 29.3148 | 34.2379 | 33.1634 | 31.3231 | 33.7619 | 37.3138 | 43.7331 | 45.7141 | 1.9754 | 2.1948 | 2.0231 | 1.9612 | 2.0238 | 1.9403 | 1.9017 | 1.7504 | 1.7003 | 1.6089 | 1.5242 | 1.4439 | 1.3375 | 1.0419
FES Pathway - Electric Engagement (EE) |  |  |  | 2026 | 2027 | 2028 | 2029 | 2030 | 2031 | 2032 | 2033 | 2034 | 2035 | 2036 | 2037 | 2038 | 2039 | 2040 | 2041 | 2042 | 2043 | 2044 | 2045 | 2046 | 2047 | 2048 | 2049 | 2050
Constraints | Constraint days volume | KWh |  | 567.12 | 729.08 | 907.52 | 1208.83 | 1606.69 | 1642.4 | 1564.1 | 1907.62 | 2366.99 | 3201.5 | 3655.09 | 35.09 | 54.49 | 70.96 | 90.23 | 108.76 | 124.22 | 140.44 | 139.19 | 155.41 | 152.12 | 166.61 | 159.29 | 155.93 | 124.91
| Constraint cost (LA 90% BB 10%) | £m |  | 10.5739 | 13.5937 | 16.6824 | 22.2211 | 29.5347 | 29.7598 | 28.341 | 34.5656 | 42.2677 | 57.1695 | 64.3096 | 0.61746 | 0.9587 | 1.2298 | 1.5638 | 1.885 | 2.153 | 2.4341 | 2.4125 | 2.6935 | 2.6365 | 2.8877 | 2.7608 | 2.7025 | 2.1649
Emissions | CO2 emissions volume | Tonnes |  | 9169.17 | 10265.59 | 11674.61 | 13628.34 | 19846.5 | 18961.85 | 17928.62 | 20072.96 | 22299.4 | 25519.95 | 26614.95 | 4346.34 | 4824.24 | 4755.7 | 4104.48 | 3387.82 | 3160.93 | 3303.77 | 3124.24 | 2941.36 | 2760.96 | 2793.17 | 2567.98 | 2467.18 | 2197.47
| NOx emissions volume | Tonnes |  | 4.84 | 5.42 | 6.16 | 7.19 | 8.09 | 10.64 | 10.06 | 11.26 | 12.51 | 14.37 | 15.04 | 2.57 | 2.85 | 2.81 | 2.43 | 2 | 1.87 | 1.95 | 1.85 | 1.74 | 1.63 | 1.65 | 1.52 | 1.46 | 1.3
| CO2 emissions cost | £m |  | 3.27 | 3.72 | 4.29 | 5.09 | 7.52 | 7.28 | 7.01 | 7.96 | 8.96 | 10.43 | 11.03 | 1.83 | 2.07 | 2.06 | 1.81 | 1.52 | 1.44 | 1.52 | 1.46 | 1.4 | 1.33 | 1.36 | 1.28 | 1.24 | 1.12
| NOx emissions cost | £m |  | 0.04 | 0.05 | 0.05 | 0.06 | 0.07 | 0.09 | 0.09 | 0.1 | 0.11 | 0.13 | 0.13 | 0.02 | 0.03 | 0.03 | 0.02 | 0.02 | 0.02 | 0.02 | 0.02 | 0.02 | 0.01 | 0.01 | 0.01 | 0.01 | 0.01
| Compressor fuel volume | KWh |  | 92.01 | 103.01 | 117.15 | 136.75 | 156.5 | 149.52 | 141.38 | 158.29 | 175.84 | 201.98 | 211.46 | 26.52 | 29.44 | 29.02 | 25.05 | 20.67 | 19.29 | 20.16 | 19.06 | 17.95 | 16.85 | 17.04 | 15.67 | 15.05 | 13.41
| Compressor fuel cost | £m |  | 4.99 | 4.94 | 6.33 | 7.4 | 7.35 | 7 | 7.48 | 8.37 | 9.27 | 11.88 | 12.41 | 1.84 | 2.28 | 2.24 | 1.94 | 1.6 | 1.49 | 1.56 | 1.47 | 1.39 | 1.3 | 1.32 | 1.21 | 1.16 | 1.04
| Emissions cost | £m |  | 0.99501 | 1.0653 | 1.4273 | 1.7981 | 2.362 | 2.056 | 2.0104 | 2.295 | 2.6494 | 3.4083 | 3.5701 | 3.6961 | 4.3701 | 4.3317 | 3.7667 | 3.1322 | 2.9441 | 3.0999 | 2.9528 | 2.8002 | 2.6474 | 2.6974 | 2.5011 | 2.4198 | 2.1734
Total | Total PV of constraints and Emissions after discounting | £m |  | 18.8765 | 21.5422 | 25.5456 | 31.3572 | 38.7549 | 37.1638 | 34.9146 | 40.0835 | 46.034 | 58.4143 | 62.2985 | 2.9545 | 3.5265 | 3.556 | 3.2931 | 2.9947 | 2.9395 | 3.0835 | 2.8885 | 2.8576 | 2.6555 | 2.7119 | 2.4686 | 2.3219 | 1.9
FES Pathway - Hydrogen Evolution (HE) |  |  |  | 2026 | 2027 | 2028 | 2029 | 2030 | 2031 | 2032 | 2033 | 2034 | 2035 | 2036 | 2037 | 2038 | 2039 | 2040 | 2041 | 2042 | 2043 | 2044 | 2045 | 2046 | 2047 | 2048 | 2049 | 2050
Constraints | Constraint days volume | KWh |  | 495.18 | 630.17 | 725.53 | 884.38 | 1155.45 | 1142.14 | 906.68 | 1239.34 | 1492.78 | 1998.35 | 2442.08 | 6.97 | 14.84 | 20.44 | 25.66 | 40.15 | 48.59 | 64.25 | 69.02 | 84.01 | 91.91 | 102.58 | 110.31 | 132.2 | 100.03
| Constraint cost (LA 90% BB 10%) | £m |  | 9.2325 | 11.7495 | 13.337 | 16.2569 | 21.2399 | 20.6953 | 16.4288 | 22.4566 | 26.6567 | 35.6847 | 42.9673 | 0.12257 | 0.26109 | 0.35433 | 0.44478 | 0.69595 | 0.84209 | 1.1135 | 1.1963 | 1.4561 | 1.593 | 1.7779 | 1.9119 | 2.2912 | 1.7337
Emissions | CO2 emissions volume | Tonnes |  | 8272.18 | 9149.99 | 9769.32 | 10881.31 | 16164.27 | 15105.22 | 12843.24 | 15183.31 | 16642.65 | 20148.61 | 23081.88 | 4591.28 | 5976.6 | 6752.25 | 7351.56 | 7284.3 | 7653.84 | 9713.68 | 8771.15 | 8364.91 | 7537.13 | 6944.63 | 7552.13 | 9179.57 | 5813.64
| NOx emissions volume | Tonnes |  | 4.37 | 4.83 | 5.16 | 5.74 | 6.59 | 8.47 | 7.2 | 8.52 | 9.34 | 11.3 | 12.95 | 2.71 | 3.53 | 3.99 | 4.35 | 4.31 | 4.52 | 5.74 | 5.19 | 4.95 | 4.46 | 4.11 | 4.46 | 5.43 | 3.44
| CO2 emissions cost | £m |  | 3 | 3.3 | 3.6 | 4.1 | 6.1 | 5.8 | 5 | 6 | 6.7 | 8.2 | 9.6 | 1.9 | 2.6 | 2.9 | 3.2 | 3.3 | 3.5 | 4.5 | 4.1 | 4 | 3.6 | 3.4 | 3.8 | 4.6 | 3
| NOx emissions cost | £m |  | 0 | 0 | 0 | 0.1 | 0.1 | 0.1 | 0.1 | 0.1 | 0.1 | 0.1 | 0.1 | 0 | 0 | 0 | 0 | 0 | 0 | 0.1 | 0 | 0 | 0 | 0 | 0 | 0 | 0
| Compressor fuel volume | KWh |  | 83 | 91.8 | 98 | 109.2 | 127.5 | 119.1 | 101.3 | 119.7 | 131.2 | 158.9 | 182 | 28 | 36.5 | 41.2 | 44.9 | 44.4 | 46.7 | 59.3 | 53.5 | 51 | 46 | 42.4 | 46.1 | 56 | 35.5
| Compressor fuel cost | £m |  | 4.5 | 4.4 | 5.3 | 5.9 | 6 | 5.6 | 5.4 | 6.3 | 6.9 | 9.3 | 10.7 | 1.9 | 2.8 | 3.2 | 3.5 | 3.4 | 3.6 | 4.6 | 4.1 | 3.9 | 3.6 | 3.3 | 3.6 | 4.3 | 2.7
| Emissions cost | £m |  | 0.81447 | 0.87772 | 1.0678 | 1.2461 | 1.7103 | 1.4874 | 1.2623 | 1.5854 | 1.7483 | 2.3305 | 2.8604 | 3.9044 | 5.414 | 6.1502 | 6.7465 | 6.7347 | 7.1289 | 9.1141 | 8.2899 | 7.9634 | 7.227 | 6.7065 | 7.3554 | 9.0034 | 5.7499
Total | Total PV of constraints and Emissions after discounting | £m |  | 16.7229 | 18.8466 | 20.7952 | 23.6971 | 29.1113 | 27.0693 | 21.8602 | 27.4198 | 30.6438 | 39.1586 | 44.8928 | 2.7582 | 3.7557 | 4.159 | 4.4426 | 4.4353 | 4.5969 | 5.6989 | 5.107 | 4.8996 | 4.4326 | 4.1198 | 4.3477 | 5.1197 | 3.2775
FES Pathway - Falling Behind (FB) |  |  |  | 2026 | 2027 | 2028 | 2029 | 2030 | 2031 | 2032 | 2033 | 2034 | 2035 | 2036 | 2037 | 2038 | 2039 | 2040 | 2041 | 2042 | 2043 | 2044 | 2045 | 2046 | 2047 | 2048 | 2049 | 2050
Constraints | Constraint days volume | KWh |  | 326.63 | 441.89 | 595.53 | 814.05 | 1126.81 | 1381.91 | 871.12 | 931.97 | 1199.27 | 1707.17 | 2497.12 | 2.48 | 4.36 | 8.41 | 13.03 | 16.94 | 20.34 | 26.22 | 28.64 | 29.14 | 31.94 | 40.15 | 44.31 | 56.3 | 49.13
| Constraint cost (LA 90% BB 10%) | £m |  | 6.0899 | 8.239 | 10.9472 | 14.9642 | 20.7134 | 25.0399 | 15.7845 | 16.887 | 21.4154 | 30.4851 | 43.9356 | 0.043707 | 0.076652 | 0.14581 | 0.22583 | 0.29354 | 0.35252 | 0.45438 | 0.49644 | 0.505 | 0.55352 | 0.69583 | 0.76789 | 0.97578 | 0.85158
Emissions | CO2 emissions volume | Tonnes |  | 7495.17 | 8664.81 | 10520.23 | 12772.51 | 20145.29 | 22452.25 | 16650.91 | 16538.89 | 19033.82 | 22155.6 | 25392 | 6920.1 | 9011.55 | 10214.93 | 10954.83 | 12140.96 | 14088.83 | 15662.03 | 15659.03 | 16816.61 | 16731.75 | 17506.68 | 17194.68 | 17566.89 | 15952.46
| NOx emissions volume | Tonnes |  | 3.96 | 4.57 | 5.55 | 6.74 | 8.21 | 12.59 | 9.34 | 9.28 | 10.68 | 12.43 | 14.29 | 4.09 | 5.33 | 6.04 | 6.48 | 7.18 | 8.33 | 9.26 | 9.26 | 9.94 | 9.89 | 10.35 | 10.17 | 10.39 | 9.43
| CO2 emissions cost | £m |  | 2.67 | 3.14 | 3.87 | 4.77 | 7.63 | 8.63 | 6.51 | 6.56 | 7.65 | 9.06 | 10.52 | 2.91 | 3.86 | 4.43 | 4.82 | 5.43 | 6.4 | 7.22 | 7.33 | 7.98 | 8.06 | 8.55 | 8.54 | 8.85 | 8.16
| NOx emissions cost | £m |  | 0.04 | 0.04 | 0.05 | 0.06 | 0.07 | 0.11 | 0.08 | 0.08 | 0.1 | 0.11 | 0.13 | 0.04 | 0.05 | 0.05 | 0.06 | 0.06 | 0.07 | 0.08 | 0.08 | 0.09 | 0.09 | 0.09 | 0.09 | 0.09 | 0.08
| Compressor fuel volume | KWh |  | 75.21 | 86.95 | 105.56 | 128.17 | 158.86 | 177.05 | 131.3 | 130.42 | 150.09 | 174.71 | 200.87 | 42.23 | 54.99 | 62.33 | 66.85 | 74.08 | 85.97 | 95.57 | 95.55 | 102.61 | 102.1 | 106.82 | 104.92 | 107.19 | 97.34
| Compressor fuel cost | £m |  | 4.08 | 4.17 | 5.71 | 6.93 | 7.46 | 8.29 | 6.94 | 6.9 | 7.92 | 10.28 | 11.79 | 2.93 | 4.26 | 4.82 | 5.17 | 5.73 | 6.65 | 7.39 | 7.39 | 7.94 | 7.9 | 8.26 | 8.12 | 8.29 | 7.53
| Emissions cost | £m |  | 0.71979 | 0.87754 | 1.3259 | 1.8096 | 2.9255 | 3.3849 | 2.1874 | 2.1212 | 2.6561 | 3.5433 | 4.6185 | 5.8847 | 8.1633 | 9.3041 | 10.0532 | 11.225 | 13.1226 | 14.6953 | 14.7999 | 16.0094 | 16.0434 | 16.9065 | 16.7468 | 17.2298 | 15.7776
Total | Total PV of constraints and Emissions after discounting | £m |  | 12.8767 | 15.0574 | 19.2057 | 24.1013 | 31.2636 | 35.4183 | 23.8547 | 23.9143 | 28.1579 | 36.636 | 47.0508 | 4.0607 | 5.4531 | 6.0423 | 6.3502 | 6.8753 | 7.7712 | 8.4415 | 8.235 | 8.59 | 8.341 | 8.5472 | 8.217 | 8.2523 | 7.2829
Sensitivities : Locational Actions 100 % & Buybacks 0%
Benefit Cost Inputs
FES Pathway - Holistic Transition (HT) |  |  |  | 2026 | 2027 | 2028 | 2029 | 2030 | 2031 | 2032 | 2033 | 2034 | 2035 | 2036 | 2037 | 2038 | 2039 | 2040 | 2041 | 2042 | 2043 | 2044 | 2045 | 2046 | 2047 | 2048 | 2049 | 2050
Constraints | Constraint days volume | KWh |  | 561.63 | 709.36 | 869.58 | 1130.36 | 1402.14 | 1457.59 | 1413.48 | 1615.25 | 1918.91 | 2343.84 | 2604.97 | 20.95 | 32.02 | 37.96 | 41.56 | 51.08 | 56.51 | 59.98 | 54.22 | 56.56 | 55.03 | 54.36 | 52.08 | 47.38 | 32.2
| Constraint cost (LA 100%) | £m |  | 9.2605 | 11.6964 | 14.1363 | 18.3757 | 22.7939 | 23.3569 | 22.65 | 25.8832 | 30.3035 | 37.0139 | 40.5327 | 0.32605 | 0.49829 | 0.58184 | 0.63706 | 0.78289 | 0.86616 | 0.91938 | 0.83104 | 0.86692 | 0.8435 | 0.83317 | 0.7982 | 0.72625 | 0.49357
Emissions | CO2 emissions volume | Tonnes |  | 8988.33 | 9919 | 11088.35 | 12735.42 | 17955.49 | 17112.17 | 15855.37 | 16719.48 | 18068.45 | 20222.5 | 21146.43 | 2957.86 | 3039.11 | 2751.43 | 2674.38 | 2709.71 | 2560.71 | 2529.39 | 2445.92 | 2403.86 | 2344.01 | 2274.78 | 2233.22 | 2171.19 | 1841.04
| NOx emissions volume | Tonnes |  | 4.75 | 5.24 | 5.85 | 6.72 | 7.32 | 9.6 | 8.89 | 9.38 | 10.14 | 11.34 | 11.86 | 1.75 | 1.8 | 1.63 | 1.58 | 1.6 | 1.51 | 1.5 | 1.45 | 1.42 | 1.39 | 1.34 | 1.32 | 1.28 | 1.09
| CO2 emissions cost | £m |  | 3.21 | 3.59 | 4.08 | 4.75 | 6.8 | 6.57 | 6.2 | 6.63 | 7.26 | 8.27 | 8.76 | 1.25 | 1.3 | 1.19 | 1.18 | 1.21 | 1.16 | 1.17 | 1.14 | 1.14 | 1.13 | 1.11 | 1.11 | 1.09 | 0.94
| NOx emissions cost | £m |  | 0.04 | 0.05 | 0.05 | 0.06 | 0.07 | 0.09 | 0.08 | 0.08 | 0.09 | 0.1 | 0.11 | 0.02 | 0.02 | 0.01 | 0.01 | 0.01 | 0.01 | 0.01 | 0.01 | 0.01 | 0.01 | 0.01 | 0.01 | 0.01 | 0.01
| Compressor fuel volume | KWh |  | 90.19 | 99.53 | 111.26 | 127.79 | 141.59 | 134.94 | 125.03 | 131.84 | 142.48 | 159.47 | 166.75 | 18.05 | 18.54 | 16.79 | 16.32 | 16.53 | 15.63 | 15.43 | 14.92 | 14.67 | 14.3 | 13.88 | 13.63 | 13.25 | 11.23
| Compressor fuel cost | £m |  | 4.89 | 4.77 | 6.02 | 6.91 | 6.65 | 6.32 | 6.61 | 6.97 | 7.51 | 9.38 | 9.78 | 1.25 | 1.44 | 1.3 | 1.26 | 1.28 | 1.21 | 1.19 | 1.15 | 1.13 | 1.11 | 1.07 | 1.05 | 1.02 | 0.87
| Emissions cost | £m |  | 0.96257 | 0.99861 | 1.3172 | 1.6002 | 1.9911 | 1.7522 | 1.6557 | 1.715 | 1.8676 | 2.2579 | 2.313 | 2.5153 | 2.753 | 2.5061 | 2.4543 | 2.5053 | 2.3851 | 2.3733 | 2.3117 | 2.2885 | 2.2476 | 2.1968 | 2.1751 | 2.1295 | 1.8209
Total | Total PV of constraints and Emissions after discounting | £m |  | 17.3994 | 19.4253 | 22.6679 | 27.1475 | 31.6403 | 30.5917 | 28.9136 | 31.1015 | 34.3044 | 40.1816 | 41.9566 | 1.9462 | 2.1517 | 1.9744 | 1.9098 | 1.9627 | 1.875 | 1.8347 | 1.6919 | 1.6413 | 1.5535 | 1.4713 | 1.3949 | 1.2945 | 1.0136
FES Pathway - Electric Engagement (EE) |  |  |  | 2026 | 2027 | 2028 | 2029 | 2030 | 2031 | 2032 | 2033 | 2034 | 2035 | 2036 | 2037 | 2038 | 2039 | 2040 | 2041 | 2042 | 2043 | 2044 | 2045 | 2046 | 2047 | 2048 | 2049 | 2050
Constraints | Constraint days volume | KWh |  | 567.12 | 729.08 | 907.52 | 1208.83 | 1606.69 | 1642.4 | 1564.1 | 1907.62 | 2366.99 | 3201.5 | 3655.09 | 35.09 | 54.49 | 70.96 | 90.23 | 108.76 | 124.22 | 140.44 | 139.19 | 155.41 | 152.12 | 166.61 | 159.29 | 155.93 | 124.91
| Constraint cost (LA 100%) | £m |  | 9.3511 | 12.0216 | 14.7531 | 19.6513 | 26.1191 | 26.3182 | 25.0635 | 30.5682 | 37.3796 | 50.5581 | 56.8724 | 0.54605 | 0.84783 | 1.0876 | 1.383 | 1.667 | 1.904 | 2.1526 | 2.1335 | 2.382 | 2.3316 | 2.5537 | 2.4416 | 2.39 | 1.9146
Emissions | CO2 emissions volume | Tonnes |  | 9169.17 | 10265.59 | 11674.61 | 13628.34 | 19846.5 | 18961.85 | 17928.62 | 20072.96 | 22299.4 | 25519.95 | 26614.95 | 4346.34 | 4824.24 | 4755.7 | 4104.48 | 3387.82 | 3160.93 | 3303.77 | 3124.24 | 2941.36 | 2760.96 | 2793.17 | 2567.98 | 2467.18 | 2197.47
| NOx emissions volume | Tonnes |  | 4.84 | 5.42 | 6.16 | 7.19 | 8.09 | 10.64 | 10.06 | 11.26 | 12.51 | 14.37 | 15.04 | 2.57 | 2.85 | 2.81 | 2.43 | 2 | 1.87 | 1.95 | 1.85 | 1.74 | 1.63 | 1.65 | 1.52 | 1.46 | 1.3
| CO2 emissions cost | £m |  | 3.27 | 3.72 | 4.29 | 5.09 | 7.52 | 7.28 | 7.01 | 7.96 | 8.96 | 10.43 | 11.03 | 1.83 | 2.07 | 2.06 | 1.81 | 1.52 | 1.44 | 1.52 | 1.46 | 1.4 | 1.33 | 1.36 | 1.28 | 1.24 | 1.12
| NOx emissions cost | £m |  | 0.04 | 0.05 | 0.05 | 0.06 | 0.07 | 0.09 | 0.09 | 0.1 | 0.11 | 0.13 | 0.13 | 0.02 | 0.03 | 0.03 | 0.02 | 0.02 | 0.02 | 0.02 | 0.02 | 0.02 | 0.01 | 0.01 | 0.01 | 0.01 | 0.01
| Compressor fuel volume | KWh |  | 92.01 | 103.01 | 117.15 | 136.75 | 156.5 | 149.52 | 141.38 | 158.29 | 175.84 | 201.98 | 211.46 | 26.52 | 29.44 | 29.02 | 25.05 | 20.67 | 19.29 | 20.16 | 19.06 | 17.95 | 16.85 | 17.04 | 15.67 | 15.05 | 13.41
| Compressor fuel cost | £m |  | 4.99 | 4.94 | 6.33 | 7.4 | 7.35 | 7 | 7.48 | 8.37 | 9.27 | 11.88 | 12.41 | 1.84 | 2.28 | 2.24 | 1.94 | 1.6 | 1.49 | 1.56 | 1.47 | 1.39 | 1.3 | 1.32 | 1.21 | 1.16 | 1.04
| Emissions cost | £m |  | 0.99501 | 1.0653 | 1.4273 | 1.7981 | 2.362 | 2.056 | 2.0104 | 2.295 | 2.6494 | 3.4083 | 3.5701 | 3.6961 | 4.3701 | 4.3317 | 3.7667 | 3.1322 | 2.9441 | 3.0999 | 2.9528 | 2.8002 | 2.6474 | 2.6974 | 2.5011 | 2.4198 | 2.1734
Total | Total PV of constraints and Emissions after discounting | £m |  | 17.6537 | 20.0233 | 23.7446 | 29.0394 | 35.7784 | 34.266 | 32.2484 | 36.9416 | 42.322 | 53.5632 | 57.0262 | 2.9056 | 3.4532 | 3.4651 | 3.1814 | 2.8646 | 2.7959 | 2.9267 | 2.7383 | 2.6956 | 2.5023 | 2.5498 | 2.3188 | 2.1802 | 1.7903
FES Pathway - Hydrogen Evolution (HE) |  |  |  | 2026 | 2027 | 2028 | 2029 | 2030 | 2031 | 2032 | 2033 | 2034 | 2035 | 2036 | 2037 | 2038 | 2039 | 2040 | 2041 | 2042 | 2043 | 2044 | 2045 | 2046 | 2047 | 2048 | 2049 | 2050
Constraints | Constraint days volume | KWh |  | 495.18 | 630.17 | 725.53 | 884.38 | 1155.45 | 1142.14 | 906.68 | 1239.34 | 1492.78 | 1998.35 | 2442.08 | 6.97 | 14.84 | 20.44 | 25.66 | 40.15 | 48.59 | 64.25 | 69.02 | 84.01 | 91.91 | 102.58 | 110.31 | 132.2 | 100.03
| Constraint cost (LA 100%) | £m |  | 8.1648 | 10.3907 | 11.7946 | 14.3768 | 18.7835 | 18.302 | 14.5289 | 19.8595 | 23.5739 | 31.5579 | 37.9983 | 0.10839 | 0.23089 | 0.31336 | 0.39334 | 0.61546 | 0.7447 | 0.98476 | 1.058 | 1.2877 | 1.4088 | 1.5723 | 1.6908 | 2.0263 | 1.5332
Emissions | CO2 emissions volume | Tonnes |  | 8272.18 | 9149.99 | 9769.32 | 10881.31 | 16164.27 | 15105.22 | 12843.24 | 15183.31 | 16642.65 | 20148.61 | 23081.88 | 4591.28 | 5976.6 | 6752.25 | 7351.56 | 7284.3 | 7653.84 | 9713.68 | 8771.15 | 8364.91 | 7537.13 | 6944.63 | 7552.13 | 9179.57 | 5813.64
| NOx emissions volume | Tonnes |  | 4.37 | 4.83 | 5.16 | 5.74 | 6.59 | 8.47 | 7.2 | 8.52 | 9.34 | 11.3 | 12.95 | 2.71 | 3.53 | 3.99 | 4.35 | 4.31 | 4.52 | 5.74 | 5.19 | 4.95 | 4.46 | 4.11 | 4.46 | 5.43 | 3.44
| CO2 emissions cost | £m |  | 3 | 3.3 | 3.6 | 4.1 | 6.1 | 5.8 | 5 | 6 | 6.7 | 8.2 | 9.6 | 1.9 | 2.6 | 2.9 | 3.2 | 3.3 | 3.5 | 4.5 | 4.1 | 4 | 3.6 | 3.4 | 3.8 | 4.6 | 3
| NOx emissions cost | £m |  | 0 | 0 | 0 | 0.1 | 0.1 | 0.1 | 0.1 | 0.1 | 0.1 | 0.1 | 0.1 | 0 | 0 | 0 | 0 | 0 | 0 | 0.1 | 0 | 0 | 0 | 0 | 0 | 0 | 0
| Compressor fuel volume | KWh |  | 83 | 91.8 | 98 | 109.2 | 127.5 | 119.1 | 101.3 | 119.7 | 131.2 | 158.9 | 182 | 28 | 36.5 | 41.2 | 44.9 | 44.4 | 46.7 | 59.3 | 53.5 | 51 | 46 | 42.4 | 46.1 | 56 | 35.5
| Compressor fuel cost | £m |  | 4.5 | 4.4 | 5.3 | 5.9 | 6 | 5.6 | 5.4 | 6.3 | 6.9 | 9.3 | 10.7 | 1.9 | 2.8 | 3.2 | 3.5 | 3.4 | 3.6 | 4.6 | 4.1 | 3.9 | 3.6 | 3.3 | 3.6 | 4.3 | 2.7
| Emissions cost | £m |  | 0.81447 | 0.87772 | 1.0678 | 1.2461 | 1.7103 | 1.4874 | 1.2623 | 1.5854 | 1.7483 | 2.3305 | 2.8604 | 3.9044 | 5.414 | 6.1502 | 6.7465 | 6.7347 | 7.1289 | 9.1141 | 8.2899 | 7.9634 | 7.227 | 6.7065 | 7.3554 | 9.0034 | 5.7499
Total | Total PV of constraints and Emissions after discounting | £m |  | 15.6552 | 17.5338 | 19.3553 | 22.0014 | 26.9707 | 25.0542 | 20.3147 | 25.3786 | 28.3027 | 36.1307 | 41.3702 | 2.7485 | 3.7357 | 4.1328 | 4.4109 | 4.3873 | 4.5408 | 5.6271 | 5.0326 | 4.812 | 4.3401 | 4.0199 | 4.244 | 4.9996 | 3.1897
FES Pathway - Falling Behind (FB) |  |  |  | 2026 | 2027 | 2028 | 2029 | 2030 | 2031 | 2032 | 2033 | 2034 | 2035 | 2036 | 2037 | 2038 | 2039 | 2040 | 2041 | 2042 | 2043 | 2044 | 2045 | 2046 | 2047 | 2048 | 2049 | 2050
Constraints | Constraint days volume | KWh |  | 326.63 | 441.89 | 595.53 | 814.05 | 1126.81 | 1381.91 | 871.12 | 931.97 | 1199.27 | 1707.17 | 2497.12 | 2.48 | 4.36 | 8.41 | 13.03 | 16.94 | 20.34 | 26.22 | 28.64 | 29.14 | 31.94 | 40.15 | 44.31 | 56.3 | 49.13
| Constraint cost (LA 100%) | £m |  | 5.3857 | 7.2862 | 9.6812 | 13.2336 | 18.318 | 22.1441 | 13.9591 | 14.934 | 18.9388 | 26.9596 | 38.8546 | 0.038652 | 0.067787 | 0.12894 | 0.19971 | 0.2596 | 0.31175 | 0.40183 | 0.43903 | 0.4466 | 0.48951 | 0.61536 | 0.67909 | 0.86293 | 0.7531
Emissions | CO2 emissions volume | Tonnes |  | 7495.17 | 8664.81 | 10520.23 | 12772.51 | 20145.29 | 22452.25 | 16650.91 | 16538.89 | 19033.82 | 22155.6 | 25392 | 6920.1 | 9011.55 | 10214.93 | 10954.83 | 12140.96 | 14088.83 | 15662.03 | 15659.03 | 16816.61 | 16731.75 | 17506.68 | 17194.68 | 17566.89 | 15952.46
| NOx emissions volume | Tonnes |  | 3.96 | 4.57 | 5.55 | 6.74 | 8.21 | 12.59 | 9.34 | 9.28 | 10.68 | 12.43 | 14.29 | 4.09 | 5.33 | 6.04 | 6.48 | 7.18 | 8.33 | 9.26 | 9.26 | 9.94 | 9.89 | 10.35 | 10.17 | 10.39 | 9.43
| CO2 emissions cost | £m |  | 2.67 | 3.14 | 3.87 | 4.77 | 7.63 | 8.63 | 6.51 | 6.56 | 7.65 | 9.06 | 10.52 | 2.91 | 3.86 | 4.43 | 4.82 | 5.43 | 6.4 | 7.22 | 7.33 | 7.98 | 8.06 | 8.55 | 8.54 | 8.85 | 8.16
| NOx emissions cost | £m |  | 0.04 | 0.04 | 0.05 | 0.06 | 0.07 | 0.11 | 0.08 | 0.08 | 0.1 | 0.11 | 0.13 | 0.04 | 0.05 | 0.05 | 0.06 | 0.06 | 0.07 | 0.08 | 0.08 | 0.09 | 0.09 | 0.09 | 0.09 | 0.09 | 0.08
| Compressor fuel volume | KWh |  | 75.21 | 86.95 | 105.56 | 128.17 | 158.86 | 177.05 | 131.3 | 130.42 | 150.09 | 174.71 | 200.87 | 42.23 | 54.99 | 62.33 | 66.85 | 74.08 | 85.97 | 95.57 | 95.55 | 102.61 | 102.1 | 106.82 | 104.92 | 107.19 | 97.34
| Compressor fuel cost | £m |  | 4.08 | 4.17 | 5.71 | 6.93 | 7.46 | 8.29 | 6.94 | 6.9 | 7.92 | 10.28 | 11.79 | 2.93 | 4.26 | 4.82 | 5.17 | 5.73 | 6.65 | 7.39 | 7.39 | 7.94 | 7.9 | 8.26 | 8.12 | 8.29 | 7.53
| Emissions cost | £m |  | 0.71979 | 0.87754 | 1.3259 | 1.8096 | 2.9255 | 3.3849 | 2.1874 | 2.1212 | 2.6561 | 3.5433 | 4.6185 | 5.8847 | 8.1633 | 9.3041 | 10.0532 | 11.225 | 13.1226 | 14.6953 | 14.7999 | 16.0094 | 16.0434 | 16.9065 | 16.7468 | 17.2298 | 15.7776
Total | Total PV of constraints and Emissions after discounting | £m |  | 12.1725 | 14.1368 | 18.0239 | 22.5405 | 29.1761 | 32.9802 | 22.3698 | 22.3794 | 26.2771 | 34.0492 | 43.4488 | 4.0572 | 5.4472 | 6.0315 | 6.3341 | 6.855 | 7.7477 | 8.4122 | 8.2041 | 8.5597 | 8.3089 | 8.5081 | 8.1753 | 8.2012 | 7.2398
Option Cost Inputs |  |  |  | 2026 | 2027 | 2028 | 2029 | 2030 | 2031 | 2032 | 2033 | 2034 | 2035 | 2036 | 2037 | 2038 | 2039 | 2040 | 2041 | 2042 | 2043 | 2044 | 2045 | 2046 | 2047 | 2048 | 2049 | 2050 | 2051 | 2052 | 2053 | 2054 | 2055 | 2056 | 2057 | 2058 | 2059 | 2060 | 2061 | 2062 | 2063 | 2064 | 2065 | 2066 | 2067 | 2068 | 2069 | 2070 | 2071 | 2072 | 2073 | 2074 | 2075 | 2076 | 2077 | 2078 | 2079 | 2080 | 2081 | 2082 | 2083 | 2084 | 2085 | 2086 | 2087 | 2088 | 2089 | 2090 | 2091 | 2092 | 2093 | 2094 | 2095 | 2096 | 2097 | 2098 | 2099
Capital | Capital build cost | X | £m | 0 | 0 | 1.6806 | 20.1669 | 20.1669 | 28.8402 | 130.4539 | 289.3384 | 547.1135 | 529.9525 | 474.5534 | 0 | 0 | 0 | 0 | 0 | 0 | 0 | 0 | 0 | 0 | 0 | 0 | 0 | 0 | 0 | 0 | 0 | 0 | 0 | 0 | 0 | 0 | 0 | 0 | 0 | 0 | 0 | 0 | 0 | 0 | 0 | 0 | 0 | 0 | 0 | 0 | 0 | 0 | 0 | 0 | 0 | 0 | 0 | 0 | 0 | 0 | 0 | 0 | 0 | 0 | 0 | 0 | 0 | 0 | 0 | 0 | 0 | 0 | 0 | 0 | 0 | 0 | 0
| Decommisioning cost | Y | £m | 0 | 0 | 0 | 0 | 0 | 0 | 0 | 0 | 0 | 0 | 0 | 0 | 0 | 0 | 0 | 0 | 0 | 0 | 0 | 0 | 0 | 0 | 0 | 0 | 5.9412 | 10.1849 | 10.1849 | 10.1849 | 10.1849 | 10.1849 | 10.1849 | 10.1849 | 10.1849 | 10.1849 | 10.1849 | 10.1849 | 10.1849 | 10.1849 | 10.1849 | 4.2437 | 0 | 0 | 0 | 0 | 0 | 0 | 0 | 0 | 0 | 0 | 0 | 0 | 0 | 0 | 0 | 0 | 0 | 0 | 0 | 0 | 0 | 0 | 0 | 0 | 0 | 0 | 0 | 0 | 0 | 0 | 0 | 0 | 0 | 0
| Annuity payments | =(X+Y)/(1-1/(1+WACC)^i)/WACC | £m | 0 | 0 | 0.11 | 1.32 | 1.32 | 7.61 | 8.64 | 19.02 | 35.89 | 34.72 | 31.09 | 0 | 0 | 0 | 0 | 0 | 0 | 0 | 0 | 0 | 0 | 0 | 0 | 0 | 0.42 | 0.71 | 0.71 | 0.71 | 0.71 | 0.72 | 0.72 | 0.72 | 0.72 | 0.72 | 0.72 | 0.72 | 0.72 | 0.72 | 0.72 | 0.3 | 0 | 0 | 0 | 0 | 0 | 0 | 0 | 0 | 0 | 0 | 0 | 0 | 0 | 0 | 0 | 0 | 0 | 0 | 0 | 0 | 0 | 0 | 0 | 0 | 0 | 0 | 0 | 0 | 0 | 0 | 0 | 0 | 0 | 0
| Total capital cost before discounting |  | £m | 0 | 0 | 0.11 | 1.43 | 2.75 | 10.36 | 19 | 38.02 | 73.91 | 108.63 | 139.71 | 139.71 | 139.71 | 139.71 | 139.71 | 139.71 | 139.71 | 139.71 | 139.71 | 139.71 | 139.71 | 139.71 | 139.71 | 139.71 | 140.13 | 140.84 | 141.56 | 142.16 | 141.55 | 140.95 | 134.06 | 126.14 | 107.83 | 72.66 | 38.66 | 8.29 | 9.01 | 9.73 | 10.46 | 10.76 | 10.76 | 10.76 | 10.76 | 10.76 | 10.76 | 10.76 | 10.76 | 10.76 | 10.76 | 10.34 | 9.63 | 8.92 | 8.2 | 7.49 | 6.77 | 6.06 | 5.34 | 4.62 | 3.9 | 3.18 | 2.46 | 1.74 | 1.02 | 0.3 | 0 | 0 | 0 | 0 | 0 | 0 | 0 | 0 | 0 | 0
| Total PV of capital cost after discounting |  | £m | 0 | 0 | 0.1 | 1.29 | 2.4 | 8.72 | 15.45 | 29.88 | 56.13 | 79.7 | 99.05 | 95.7 | 92.46 | 89.33 | 86.31 | 83.39 | 80.57 | 77.85 | 75.22 | 72.67 | 70.22 | 67.84 | 65.55 | 63.33 | 61.37 | 59.6 | 57.87 | 56.15 | 54.02 | 51.97 | 47.76 | 43.63 | 36.21 | 23.69 | 12.24 | 2.55 | 2.69 | 2.82 | 2.94 | 2.94 | 2.85 | 2.77 | 2.69 | 2.61 | 2.53 | 2.46 | 2.39 | 2.32 | 2.25 | 2.1 | 1.9 | 1.71 | 1.52 | 1.35 | 1.19 | 1.03 | 0.88 | 0.74 | 0.61 | 0.48 | 0.36 | 0.25 | 0.14 | 0.04 | 0 | 0 | 0 | 0 | 0 | 0 | 0 | 0 | 0 | 0
Non-Capital | Operational cost | £m |  | 0 | 0 | 0 | 0 | 0 | 0 | 0 | 0 | 0 | 0 | 0 | 0 | 11.2318 | 11.2318 | 11.2318 | 11.2318 | 11.2318 | 11.2318 | 11.2318 | 11.2318 | 11.2318 | 11.2318 | 11.2318 | 11.2318 | 0 | 0 | 0 | 0 | 0 | 0 | 0 | 0 | 0 | 0 | 0 | 0 | 0 | 0 | 0 | 0 | 0 | 0 | 0 | 0 | 0 | 0 | 0 | 0 | 0 | 0 | 0 | 0 | 0 | 0 | 0 | 0 | 0 | 0 | 0 | 0 | 0 | 0 | 0 | 0 | 0 | 0 | 0 | 0 | 0 | 0 | 0 | 0 | 0 | 0
| CO2 equivalent emissions (construction & decomissioning) | £m |  | 0 | 0 | 0 | 0 | 0 | 87.2843 | 1.3887 | 1.0595 | 0.75313 | 0 | 0 | 0 | 0 | 0 | 0 | 0 | 0 | 0 | 0 | 0 | 0 | 0 | 0 | 0 | 0.39833 | 0.692 | 0.7022 | 0.71254 | 0.72304 | 0.73369 | 0.7445 | 0.75547 | 0.7666 | 0.77789 | 0.78936 | 0.80098 | 0.81279 | 0.82476 | 0.83691 | 0.35385 | 0 | 0 | 0 | 0 | 0 | 0 | 0 | 0 | 0 | 0 | 0 | 0 | 0 | 0 | 0 | 0 | 0 | 0 | 0 | 0 | 0 | 0 | 0 | 0 | 0 | 0 | 0 | 0 | 0 | 0 | 0 | 0 | 0 | 0
| Total non-capital cost before discounting | £m |  | 0 | 0 | 0 | 0 | 0 | 87.28 | 1.39 | 1.06 | 0.75 | 0 | 0 | 0 | 11.23 | 11.23 | 11.23 | 11.23 | 11.23 | 11.23 | 11.23 | 11.23 | 11.23 | 11.23 | 11.23 | 11.23 | 0.4 | 0 | 0 | 0 | 0 | 0 | 0 | 0 | 0 | 0 | 0 | 0 | 0 | 0 | 0 | 0 | 0 | 0 | 0 | 0 | 0 | 0 | 0 | 0 | 0 | 0 | 0 | 0 | 0 | 0 | 0 | 0 | 0 | 0 | 0 | 0 | 0 | 0 | 0 | 0 | 0 | 0 | 0 | 0 | 0 | 0 | 0 | 0 | 0 | 0
| Total PV of non-capital cost after discounting | £m |  | 0 | 0 | 0 | 0 | 0 | 73.49 | 1.13 | 0.83 | 0.57 | 0 | 0 | 0 | 7.43 | 7.18 | 6.94 | 6.7 | 6.48 | 6.26 | 6.05 | 5.84 | 5.64 | 5.45 | 5.27 | 5.09 | 0.17 | 0 | 0 | 0 | 0 | 0 | 0 | 0 | 0 | 0 | 0 | 0 | 0 | 0 | 0 | 0 | 0 | 0 | 0 | 0 | 0 | 0 | 0 | 0 | 0 | 0 | 0 | 0 | 0 | 0 | 0 | 0 | 0 | 0 | 0 | 0 | 0 | 0 | 0 | 0 | 0 | 0 | 0 | 0 | 0 | 0 | 0 | 0 | 0 | 0

## Option U
Summary of Option Investment and Benefits
Option U | Wormington to Honeybourne 900mm New; Churchover Tee to MJ 900mm New; Uprating Feeder 28 Felindre Three Cocks & Cilfrew; Newton Noyes to Felindre 1200mm New; Churchover Parallel Operation/ Flow increase
Capability Equation
Sensitivities : Locational Actions 75% & Buybacks 25%
Discounting | Time | n |  | Year 0 | Year 1 | Year 2 | Year 3 | Year 4 | Year 5 | Year 6 | Year 7 | Year 8 | Year 9 | Year 10 | Year 11 | Year 12 | Year 13 | Year 14 | Year 15 | Year 16 | Year 17 | Year 18 | Year 19 | Year 20 | Year 21 | Year 22 | Year 23 | Year 24
| Fiscal Year |  |  | 2026 | 2027 | 2028 | 2029 | 2030 | 2031 | 2032 | 2033 | 2034 | 2035 | 2036 | 2037 | 2038 | 2039 | 2040 | 2041 | 2042 | 2043 | 2044 | 2045 | 2046 | 2047 | 2048 | 2049 | 2050
| Discounting % to convert the future cost into present | =1/[(1+STPR)^n] |  | 100% | 96.62% | 93.35% | 90.19% | 87.14% | 84.2% | 81.35% | 78.6% | 75.94% | 73.37% | 70.89% | 68.49% | 66.18% | 63.94% | 61.78% | 59.69% | 57.67% | 55.72% | 53.84% | 52.02% | 50.26% | 48.56% | 46.92% | 45.33% | 43.8%
Benefit Cost Inputs
FES Pathway - Holistic Transition (HT) |  |  |  | 2026 | 2027 | 2028 | 2029 | 2030 | 2031 | 2032 | 2033 | 2034 | 2035 | 2036 | 2037 | 2038 | 2039 | 2040 | 2041 | 2042 | 2043 | 2044 | 2045 | 2046 | 2047 | 2048 | 2049 | 2050
Constraints | Constraint days volume | KWh |  | 561.63 | 709.36 | 869.58 | 1130.36 | 1402.14 | 1457.59 | 1413.48 | 49.34 | 69.8 | 105.59 | 95.29 | 117.64 | 158.82 | 175.54 | 184.3 | 209.42 | 206.16 | 210.61 | 188.04 | 187.92 | 178.52 | 171.96 | 159.08 | 148.39 | 99.12
| Constraint cost (LA 75% BB 25%) | £m |  | 12.29 | 15.52 | 18.76 | 24.38 | 30.25 | 30.99 | 30.05 | 1.05 | 1.46 | 2.21 | 1.97 | 2.43 | 3.28 | 3.57 | 3.75 | 4.26 | 4.19 | 4.28 | 3.82 | 3.82 | 3.63 | 3.5 | 3.24 | 3.02 | 2.02
Emissions | CO2 emissions volume | Tonnes |  | 8988.33 | 9919 | 11088.35 | 12735.42 | 17955.49 | 17112.17 | 15855.37 | 7702.59 | 8389.54 | 9435.06 | 10797.49 | 11497.46 | 11993.28 | 11404.12 | 11139.25 | 11366.52 | 10935.64 | 10979.98 | 10806.35 | 10826.29 | 10563.6 | 10684.75 | 10694.7 | 10693.9 | 10153.85
| NOx emissions volume | Tonnes |  | 4.75 | 5.24 | 5.85 | 6.72 | 7.32 | 9.6 | 8.89 | 4.55 | 4.96 | 5.58 | 6.06 | 6.45 | 6.73 | 6.4 | 6.25 | 6.38 | 6.13 | 6.16 | 6.06 | 6.07 | 5.93 | 5.99 | 6 | 6 | 5.7
| CO2 emissions cost | £m |  | 3.21 | 3.59 | 4.08 | 4.75 | 6.8 | 6.57 | 6.2 | 3.05 | 3.37 | 3.86 | 4.47 | 4.84 | 5.13 | 4.94 | 4.91 | 5.08 | 4.97 | 5.06 | 5.06 | 5.14 | 5.09 | 5.22 | 5.31 | 5.38 | 5.2
| NOx emissions cost | £m |  | 0.04 | 0.05 | 0.05 | 0.06 | 0.07 | 0.09 | 0.08 | 0.04 | 0.04 | 0.05 | 0.05 | 0.06 | 0.06 | 0.06 | 0.06 | 0.06 | 0.05 | 0.05 | 0.05 | 0.05 | 0.05 | 0.05 | 0.05 | 0.05 | 0.05
| Compressor fuel volume | KWh |  | 90.19 | 99.53 | 111.26 | 127.79 | 141.59 | 134.94 | 125.03 | 47 | 51.19 | 57.57 | 85.14 | 90.66 | 94.57 | 89.93 | 87.84 | 89.63 | 86.23 | 86.58 | 85.21 | 85.37 | 83.3 | 84.25 | 84.33 | 84.33 | 80.07
| Compressor fuel cost | £m |  | 4.89 | 4.77 | 6.02 | 6.91 | 6.65 | 6.32 | 6.61 | 2.9 | 3.15 | 4 | 5 | 5.32 | 6.12 | 5.81 | 5.67 | 5.79 | 5.57 | 5.59 | 5.5 | 5.51 | 5.38 | 5.44 | 5.45 | 5.45 | 5.17
| Emissions cost | £m |  | 4.2596 | 4.439 | 5.4213 | 6.3354 | 7.3104 | 6.9179 | 6.7719 | 7.1253 | 7.7315 | 9.1665 | 9.5234 | 10.2196 | 11.3175 | 10.8107 | 10.636 | 10.931 | 10.5916 | 10.7099 | 10.6147 | 10.7085 | 10.5212 | 10.7151 | 10.8133 | 10.8859 | 10.4197
Total | Total PV of constraints and Emissions after discounting | £m |  | 20.4269 | 23.1198 | 26.9821 | 32.5659 | 38.1342 | 37.0209 | 34.9374 | 5.5354 | 6.0998 | 7.4287 | 8.1461 | 8.6635 | 9.6598 | 9.1952 | 8.8864 | 9.067 | 8.5264 | 8.3544 | 7.7734 | 7.5581 | 7.1123 | 6.9012 | 6.591 | 6.3024 | 5.4463
FES Pathway - Electric Engagement (EE) |  |  |  | 2026 | 2027 | 2028 | 2029 | 2030 | 2031 | 2032 | 2033 | 2034 | 2035 | 2036 | 2037 | 2038 | 2039 | 2040 | 2041 | 2042 | 2043 | 2044 | 2045 | 2046 | 2047 | 2048 | 2049 | 2050
Constraints | Constraint days volume | KWh |  | 567.12 | 729.08 | 907.52 | 1208.83 | 1606.69 | 1642.4 | 1564.1 | 60.6 | 92.76 | 154.88 | 143.22 | 187.48 | 244.43 | 285.79 | 313.63 | 330.6 | 335.72 | 361.03 | 352.29 | 360.6 | 345.78 | 360.2 | 327.84 | 311.68 | 250.76
| Constraint cost (LA 75% BB 25%) | £m |  | 12.41 | 15.95 | 19.58 | 26.08 | 34.66 | 34.92 | 33.26 | 1.29 | 1.94 | 3.25 | 2.96 | 3.87 | 5.05 | 5.81 | 6.38 | 6.72 | 6.83 | 7.34 | 7.17 | 7.33 | 7.03 | 7.33 | 6.67 | 6.34 | 5.1
Emissions | CO2 emissions volume | Tonnes |  | 9169.17 | 10265.59 | 11674.61 | 13628.34 | 19846.5 | 18961.85 | 17928.62 | 9380.24 | 10527.41 | 12352.43 | 14271.71 | 14804.35 | 16070.44 | 16424.17 | 15385.09 | 13992.16 | 13580.52 | 14232.01 | 13905.94 | 13480.79 | 12912.53 | 13155.26 | 12623.68 | 12427.46 | 11870.46
| NOx emissions volume | Tonnes |  | 4.84 | 5.42 | 6.16 | 7.19 | 8.09 | 10.64 | 10.06 | 5.55 | 6.22 | 7.3 | 8.01 | 8.3 | 9.01 | 9.21 | 8.63 | 7.85 | 7.62 | 7.98 | 7.8 | 7.56 | 7.24 | 7.38 | 7.08 | 6.97 | 6.66
| CO2 emissions cost | £m |  | 3.27 | 3.72 | 4.29 | 5.09 | 7.52 | 7.28 | 7.01 | 3.72 | 4.23 | 5.05 | 5.91 | 6.24 | 6.88 | 7.12 | 6.78 | 6.26 | 6.17 | 6.56 | 6.51 | 6.4 | 6.22 | 6.43 | 6.27 | 6.26 | 6.07
| NOx emissions cost | £m |  | 0.04 | 0.05 | 0.05 | 0.06 | 0.07 | 0.09 | 0.09 | 0.05 | 0.06 | 0.07 | 0.07 | 0.07 | 0.08 | 0.08 | 0.08 | 0.07 | 0.07 | 0.07 | 0.07 | 0.07 | 0.06 | 0.07 | 0.06 | 0.06 | 0.06
| Compressor fuel volume | KWh |  | 92.01 | 103.01 | 117.15 | 136.75 | 156.5 | 149.52 | 141.38 | 57.24 | 64.24 | 75.37 | 112.54 | 116.74 | 126.72 | 129.51 | 121.32 | 110.34 | 107.09 | 112.23 | 109.66 | 106.3 | 101.82 | 103.74 | 99.54 | 98 | 93.6
| Compressor fuel cost | £m |  | 4.99 | 4.94 | 6.33 | 7.4 | 7.35 | 7 | 7.48 | 3.53 | 3.96 | 5.24 | 6.6 | 6.85 | 8.21 | 8.37 | 7.84 | 7.13 | 6.92 | 7.25 | 7.08 | 6.87 | 6.58 | 6.7 | 6.43 | 6.33 | 6.05
| Emissions cost | £m |  | 4.3497 | 4.6153 | 5.7346 | 6.813 | 8.1786 | 7.7071 | 7.7428 | 8.675 | 9.7181 | 11.9874 | 12.5878 | 13.1591 | 15.1651 | 15.5696 | 14.6901 | 13.4561 | 13.1534 | 13.8821 | 13.6594 | 13.3343 | 12.8608 | 13.1928 | 12.7636 | 12.6504 | 12.1812
Total | Total PV of constraints and Emissions after discounting | £m |  | 20.7108 | 23.8205 | 28.2471 | 34.8339 | 43.2196 | 41.5104 | 38.914 | 6.7496 | 7.7365 | 9.9814 | 11.02 | 11.6645 | 13.3758 | 13.6718 | 13.0159 | 12.0452 | 11.5235 | 11.8265 | 11.2111 | 10.7507 | 9.9977 | 9.9633 | 9.1163 | 8.6077 | 7.5684
FES Pathway - Hydrogen Evolution (HE) |  |  |  | 2026 | 2027 | 2028 | 2029 | 2030 | 2031 | 2032 | 2033 | 2034 | 2035 | 2036 | 2037 | 2038 | 2039 | 2040 | 2041 | 2042 | 2043 | 2044 | 2045 | 2046 | 2047 | 2048 | 2049 | 2050
Constraints | Constraint days volume | KWh |  | 495.18 | 630.17 | 725.53 | 884.38 | 1155.45 | 1142.14 | 906.68 | 27.14 | 41.14 | 75.16 | 65.86 | 95.52 | 161.91 | 222.9 | 291.47 | 349.85 | 394.77 | 701.61 | 565.66 | 567.23 | 524.02 | 509.41 | 571.05 | 967.19 | 431.25
| Constraint cost (LA 75% BB 25%) | £m |  | 10.8 | 13.8 | 15.7 | 19.1 | 24.9 | 24.3 | 19.3 | 0.6 | 0.9 | 1.6 | 1.4 | 2 | 3.3 | 4.5 | 5.9 | 7.1 | 8 | 14.3 | 11.5 | 11.5 | 10.7 | 10.4 | 11.6 | 19.7 | 8.8
Emissions | CO2 emissions volume | Tonnes |  | 8272.18 | 9149.99 | 9769.32 | 10881.31 | 16164.27 | 15105.22 | 12843.24 | 6894.98 | 7641.17 | 9315.25 | 12029.77 | 14820.67 | 17903.11 | 19834.18 | 21588.72 | 22217.32 | 23133.01 | 25917.9 | 25390.47 | 25279.2 | 23900.91 | 22636.1 | 24144.81 | 25243 | 19589.09
| NOx emissions volume | Tonnes |  | 4.37 | 4.83 | 5.16 | 5.74 | 6.59 | 8.47 | 7.2 | 4.08 | 4.52 | 5.51 | 6.75 | 8.31 | 10.04 | 11.13 | 12.11 | 12.46 | 12.98 | 14.61 | 14.29 | 14.22 | 13.41 | 12.7 | 13.54 | 14.2 | 10.99
| CO2 emissions cost | £m |  | 3 | 3.3 | 3.6 | 4.1 | 6.1 | 5.8 | 5 | 2.7 | 3.1 | 3.8 | 5 | 6.2 | 7.7 | 8.6 | 9.5 | 9.9 | 10.5 | 11.9 | 11.9 | 12 | 11.5 | 11.1 | 12 | 12.7 | 10
| NOx emissions cost | £m |  | 0 | 0 | 0 | 0.1 | 0.1 | 0.1 | 0.1 | 0 | 0 | 0 | 0.1 | 0.1 | 0.1 | 0.1 | 0.1 | 0.1 | 0.1 | 0.1 | 0.1 | 0.1 | 0.1 | 0.1 | 0.1 | 0.1 | 0.1
| Compressor fuel volume | KWh |  | 83 | 91.8 | 98 | 109.2 | 127.5 | 119.1 | 101.3 | 42.1 | 46.6 | 56.8 | 94.9 | 116.9 | 141.2 | 156.4 | 170.2 | 175.2 | 182.4 | 205.4 | 200.9 | 199.9 | 188.5 | 178.5 | 190.4 | 199.6 | 154.5
| Compressor fuel cost | £m |  | 4.5 | 4.4 | 5.3 | 5.9 | 6 | 5.6 | 5.4 | 2.6 | 2.9 | 4 | 5.6 | 6.9 | 9.1 | 10.1 | 11 | 11.3 | 11.8 | 13.3 | 13 | 12.9 | 12.2 | 11.5 | 12.3 | 12.9 | 10
| Emissions cost | £m |  | 3.857 | 4.0437 | 4.6979 | 5.3261 | 6.5468 | 6.0663 | 5.375 | 6.4899 | 7.1567 | 9.1731 | 10.6104 | 13.1736 | 16.8945 | 18.8022 | 20.6136 | 21.3662 | 22.4055 | 25.349 | 24.9823 | 25.0408 | 23.8051 | 22.7006 | 24.4124 | 25.7305 | 20.1018
Total | Total PV of constraints and Emissions after discounting | £m |  | 18.3245 | 20.8159 | 22.9549 | 26.2406 | 32.3221 | 30.092 | 24.1786 | 4.6704 | 5.1987 | 6.8871 | 8.4859 | 10.374 | 13.3928 | 14.9209 | 16.3969 | 17.0004 | 17.5517 | 22.0757 | 19.6432 | 19.0259 | 17.3198 | 16.0535 | 16.902 | 20.58 | 12.645
FES Pathway - Falling Behind (FB) |  |  |  | 2026 | 2027 | 2028 | 2029 | 2030 | 2031 | 2032 | 2033 | 2034 | 2035 | 2036 | 2037 | 2038 | 2039 | 2040 | 2041 | 2042 | 2043 | 2044 | 2045 | 2046 | 2047 | 2048 | 2049 | 2050
Constraints | Constraint days volume | KWh |  | 326.63 | 441.89 | 595.53 | 814.05 | 1126.81 | 1381.91 | 871.12 | 14.16 | 20.06 | 34.53 | 28.3 | 44.07 | 72.34 | 112.42 | 161.33 | 230.69 | 342.6 | 426.18 | 438.23 | 453.48 | 478.75 | 542.03 | 591.21 | 689.55 | 605.88
| Constraint cost (LA 75% BB 25%) | £m |  | 7.15 | 9.67 | 12.85 | 17.56 | 24.31 | 29.38 | 18.52 | 0.3 | 0.42 | 0.72 | 0.58 | 0.91 | 1.49 | 2.29 | 3.28 | 4.69 | 6.97 | 8.67 | 8.91 | 9.22 | 9.74 | 11.02 | 12.02 | 14.02 | 12.32
Emissions | CO2 emissions volume | Tonnes |  | 7495.17 | 8664.81 | 10520.23 | 12772.51 | 20145.29 | 22452.25 | 16650.91 | 7759.9 | 9111.34 | 10880.28 | 14413.48 | 16750.8 | 20224.93 | 22374.74 | 23841.31 | 26067.18 | 29223.04 | 32877.33 | 32649.95 | 35125.05 | 35013.38 | 36820.28 | 36249.12 | 37497.7 | 33415.43
| NOx emissions volume | Tonnes |  | 3.96 | 4.57 | 5.55 | 6.74 | 8.21 | 12.59 | 9.34 | 4.59 | 5.39 | 6.43 | 8.08 | 9.4 | 11.34 | 12.55 | 13.37 | 14.7 | 16.65 | 18.9 | 18.76 | 20.28 | 20.21 | 21.34 | 20.97 | 21.77 | 19.23
| CO2 emissions cost | £m |  | 2.67 | 3.14 | 3.87 | 4.77 | 7.63 | 8.63 | 6.51 | 3.08 | 3.66 | 4.45 | 5.97 | 7.06 | 8.66 | 9.7 | 10.5 | 11.66 | 13.27 | 15.16 | 15.28 | 16.67 | 16.86 | 17.98 | 18 | 18.88 | 17.1
| NOx emissions cost | £m |  | 0.04 | 0.04 | 0.05 | 0.06 | 0.07 | 0.11 | 0.08 | 0.04 | 0.05 | 0.06 | 0.07 | 0.08 | 0.1 | 0.11 | 0.12 | 0.13 | 0.15 | 0.17 | 0.17 | 0.18 | 0.18 | 0.19 | 0.19 | 0.19 | 0.17
| Compressor fuel volume | KWh |  | 75.21 | 86.95 | 105.56 | 128.17 | 158.86 | 177.05 | 131.3 | 47.35 | 55.6 | 66.39 | 113.66 | 132.09 | 159.48 | 176.44 | 188 | 206.72 | 234.03 | 265.66 | 263.69 | 285.11 | 284.15 | 299.94 | 294.84 | 306.08 | 270.32
| Compressor fuel cost | £m |  | 4.08 | 4.17 | 5.71 | 6.93 | 7.46 | 8.29 | 6.94 | 2.92 | 3.42 | 4.62 | 6.67 | 7.75 | 10.33 | 11.4 | 12.14 | 13.35 | 15.12 | 17.16 | 17.03 | 18.42 | 18.36 | 19.38 | 19.05 | 19.77 | 17.46
| Emissions cost | £m |  | 3.5031 | 3.86 | 5.1703 | 6.4534 | 8.5087 | 9.6291 | 7.397 | 7.3834 | 8.6288 | 10.8518 | 12.7128 | 14.8893 | 19.0855 | 21.2106 | 22.7644 | 25.1445 | 28.5383 | 32.4867 | 32.4774 | 35.2739 | 35.398 | 37.5513 | 37.2379 | 38.8488 | 34.7349
Total | Total PV of constraints and Emissions after discounting | £m |  | 13.9331 | 16.4383 | 20.9784 | 26.4426 | 34.3948 | 39.0756 | 26.0822 | 4.9825 | 5.7374 | 7.2253 | 9.4266 | 10.8215 | 13.6189 | 15.0241 | 16.0905 | 17.809 | 20.4766 | 22.9315 | 22.283 | 23.1454 | 22.6833 | 23.5868 | 23.1114 | 23.9667 | 20.6092
Sensitivities : Locational Actions 90% & Buybacks 10%
Benefit Cost Inputs
FES Pathway - Holistic Transition (HT) |  |  |  | 2026 | 2027 | 2028 | 2029 | 2030 | 2031 | 2032 | 2033 | 2034 | 2035 | 2036 | 2037 | 2038 | 2039 | 2040 | 2041 | 2042 | 2043 | 2044 | 2045 | 2046 | 2047 | 2048 | 2049 | 2050
Constraints | Constraint days volume | KWh |  | 561.63 | 709.36 | 869.58 | 1130.36 | 1402.14 | 1457.59 | 1413.48 | 49.34 | 69.8 | 105.59 | 95.29 | 117.64 | 158.82 | 175.54 | 184.3 | 209.42 | 206.16 | 210.61 | 188.04 | 187.92 | 178.52 | 171.96 | 159.08 | 148.39 | 99.12
| Constraint cost (LA 90% BB 10%) | £m |  | 10.4715 | 13.226 | 15.9849 | 20.7787 | 25.7746 | 26.4112 | 25.6119 | 0.89401 | 1.2464 | 1.8855 | 1.6767 | 2.0698 | 2.7943 | 3.0424 | 3.1943 | 3.6297 | 3.5732 | 3.6503 | 3.259 | 3.257 | 3.0941 | 2.9804 | 2.7572 | 2.5719 | 1.718
Emissions | CO2 emissions volume | Tonnes |  | 8988.33 | 9919 | 11088.35 | 12735.42 | 17955.49 | 17112.17 | 15855.37 | 7702.59 | 8389.54 | 9435.06 | 10797.49 | 11497.46 | 11993.28 | 11404.12 | 11139.25 | 11366.52 | 10935.64 | 10979.98 | 10806.35 | 10826.29 | 10563.6 | 10684.75 | 10694.7 | 10693.9 | 10153.85
| NOx emissions volume | Tonnes |  | 4.75 | 5.24 | 5.85 | 6.72 | 7.32 | 9.6 | 8.89 | 4.55 | 4.96 | 5.58 | 6.06 | 6.45 | 6.73 | 6.4 | 6.25 | 6.38 | 6.13 | 6.16 | 6.06 | 6.07 | 5.93 | 5.99 | 6 | 6 | 5.7
| CO2 emissions cost | £m |  | 3.21 | 3.59 | 4.08 | 4.75 | 6.8 | 6.57 | 6.2 | 3.05 | 3.37 | 3.86 | 4.47 | 4.84 | 5.13 | 4.94 | 4.91 | 5.08 | 4.97 | 5.06 | 5.06 | 5.14 | 5.09 | 5.22 | 5.31 | 5.38 | 5.2
| NOx emissions cost | £m |  | 0.04 | 0.05 | 0.05 | 0.06 | 0.07 | 0.09 | 0.08 | 0.04 | 0.04 | 0.05 | 0.05 | 0.06 | 0.06 | 0.06 | 0.06 | 0.06 | 0.05 | 0.05 | 0.05 | 0.05 | 0.05 | 0.05 | 0.05 | 0.05 | 0.05
| Compressor fuel volume | KWh |  | 90.19 | 99.53 | 111.26 | 127.79 | 141.59 | 134.94 | 125.03 | 47 | 51.19 | 57.57 | 85.14 | 90.66 | 94.57 | 89.93 | 87.84 | 89.63 | 86.23 | 86.58 | 85.21 | 85.37 | 83.3 | 84.25 | 84.33 | 84.33 | 80.07
| Compressor fuel cost | £m |  | 4.89 | 4.77 | 6.02 | 6.91 | 6.65 | 6.32 | 6.61 | 2.9 | 3.15 | 4 | 5 | 5.32 | 6.12 | 5.81 | 5.67 | 5.79 | 5.57 | 5.59 | 5.5 | 5.51 | 5.38 | 5.44 | 5.45 | 5.45 | 5.17
| Emissions cost | £m |  | 4.2596 | 4.439 | 5.4213 | 6.3354 | 7.3104 | 6.9179 | 6.7719 | 7.1253 | 7.7315 | 9.1665 | 9.5234 | 10.2196 | 11.3175 | 10.8107 | 10.636 | 10.931 | 10.5916 | 10.7099 | 10.6147 | 10.7085 | 10.5212 | 10.7151 | 10.8133 | 10.8859 | 10.4197
Total | Total PV of constraints and Emissions after discounting | £m |  | 18.6104 | 20.9031 | 24.3936 | 29.3148 | 34.2379 | 33.1634 | 31.3231 | 5.4135 | 5.9356 | 7.1887 | 7.9399 | 8.4176 | 9.339 | 8.8577 | 8.5441 | 8.6912 | 8.169 | 8.0016 | 7.4691 | 7.2642 | 6.8426 | 6.6502 | 6.3666 | 6.1002 | 5.3158
FES Pathway - Electric Engagement (EE) |  |  |  | 2026 | 2027 | 2028 | 2029 | 2030 | 2031 | 2032 | 2033 | 2034 | 2035 | 2036 | 2037 | 2038 | 2039 | 2040 | 2041 | 2042 | 2043 | 2044 | 2045 | 2046 | 2047 | 2048 | 2049 | 2050
Constraints | Constraint days volume | KWh |  | 567.12 | 729.08 | 907.52 | 1208.83 | 1606.69 | 1642.4 | 1564.1 | 60.6 | 92.76 | 154.88 | 143.22 | 187.48 | 244.43 | 285.79 | 313.63 | 330.6 | 335.72 | 361.03 | 352.29 | 360.6 | 345.78 | 360.2 | 327.84 | 311.68 | 250.76
| Constraint cost (LA 90% BB 10%) | £m |  | 10.5739 | 13.5937 | 16.6824 | 22.2211 | 29.5347 | 29.7598 | 28.341 | 1.098 | 1.6564 | 2.7656 | 2.52 | 3.2986 | 4.3006 | 4.9533 | 5.4358 | 5.7299 | 5.8188 | 6.2573 | 6.1058 | 6.2498 | 5.993 | 6.243 | 5.6821 | 5.4021 | 4.3461
Emissions | CO2 emissions volume | Tonnes |  | 9169.17 | 10265.59 | 11674.61 | 13628.34 | 19846.5 | 18961.85 | 17928.62 | 9380.24 | 10527.41 | 12352.43 | 14271.71 | 14804.35 | 16070.44 | 16424.17 | 15385.09 | 13992.16 | 13580.52 | 14232.01 | 13905.94 | 13480.79 | 12912.53 | 13155.26 | 12623.68 | 12427.46 | 11870.46
| NOx emissions volume | Tonnes |  | 4.84 | 5.42 | 6.16 | 7.19 | 8.09 | 10.64 | 10.06 | 5.55 | 6.22 | 7.3 | 8.01 | 8.3 | 9.01 | 9.21 | 8.63 | 7.85 | 7.62 | 7.98 | 7.8 | 7.56 | 7.24 | 7.38 | 7.08 | 6.97 | 6.66
| CO2 emissions cost | £m |  | 3.27 | 3.72 | 4.29 | 5.09 | 7.52 | 7.28 | 7.01 | 3.72 | 4.23 | 5.05 | 5.91 | 6.24 | 6.88 | 7.12 | 6.78 | 6.26 | 6.17 | 6.56 | 6.51 | 6.4 | 6.22 | 6.43 | 6.27 | 6.26 | 6.07
| NOx emissions cost | £m |  | 0.04 | 0.05 | 0.05 | 0.06 | 0.07 | 0.09 | 0.09 | 0.05 | 0.06 | 0.07 | 0.07 | 0.07 | 0.08 | 0.08 | 0.08 | 0.07 | 0.07 | 0.07 | 0.07 | 0.07 | 0.06 | 0.07 | 0.06 | 0.06 | 0.06
| Compressor fuel volume | KWh |  | 92.01 | 103.01 | 117.15 | 136.75 | 156.5 | 149.52 | 141.38 | 57.24 | 64.24 | 75.37 | 112.54 | 116.74 | 126.72 | 129.51 | 121.32 | 110.34 | 107.09 | 112.23 | 109.66 | 106.3 | 101.82 | 103.74 | 99.54 | 98 | 93.6
| Compressor fuel cost | £m |  | 4.99 | 4.94 | 6.33 | 7.4 | 7.35 | 7 | 7.48 | 3.53 | 3.96 | 5.24 | 6.6 | 6.85 | 8.21 | 8.37 | 7.84 | 7.13 | 6.92 | 7.25 | 7.08 | 6.87 | 6.58 | 6.7 | 6.43 | 6.33 | 6.05
| Emissions cost | £m |  | 4.3497 | 4.6153 | 5.7346 | 6.813 | 8.1786 | 7.7071 | 7.7428 | 8.675 | 9.7181 | 11.9874 | 12.5878 | 13.1591 | 15.1651 | 15.5696 | 14.6901 | 13.4561 | 13.1534 | 13.8821 | 13.6594 | 13.3343 | 12.8608 | 13.1928 | 12.7636 | 12.6504 | 12.1812
Total | Total PV of constraints and Emissions after discounting | £m |  | 18.8765 | 21.5422 | 25.5456 | 31.3572 | 38.7549 | 37.1638 | 34.9146 | 6.5999 | 7.5183 | 9.6294 | 10.7102 | 11.2726 | 12.8821 | 13.1224 | 12.4334 | 11.4519 | 10.9414 | 11.2217 | 10.6408 | 10.1868 | 9.4752 | 9.4374 | 8.6538 | 8.1829 | 7.2383
FES Pathway - Hydrogen Evolution (HE) |  |  |  | 2026 | 2027 | 2028 | 2029 | 2030 | 2031 | 2032 | 2033 | 2034 | 2035 | 2036 | 2037 | 2038 | 2039 | 2040 | 2041 | 2042 | 2043 | 2044 | 2045 | 2046 | 2047 | 2048 | 2049 | 2050
Constraints | Constraint days volume | KWh |  | 495.18 | 630.17 | 725.53 | 884.38 | 1155.45 | 1142.14 | 906.68 | 27.14 | 41.14 | 75.16 | 65.86 | 95.52 | 161.91 | 222.9 | 291.47 | 349.85 | 394.77 | 701.61 | 565.66 | 567.23 | 524.02 | 509.41 | 571.05 | 967.19 | 431.25
| Constraint cost (LA 90% BB 10%) | £m |  | 9.2325 | 11.7495 | 13.337 | 16.2569 | 21.2399 | 20.6953 | 16.4288 | 0.49171 | 0.73468 | 1.3422 | 1.1588 | 1.6806 | 2.8488 | 3.8633 | 5.0517 | 6.0636 | 6.842 | 12.1602 | 9.804 | 9.8312 | 9.0822 | 8.829 | 9.8974 | 16.7633 | 7.4744
Emissions | CO2 emissions volume | Tonnes |  | 8272.18 | 9149.99 | 9769.32 | 10881.31 | 16164.27 | 15105.22 | 12843.24 | 6894.98 | 7641.17 | 9315.25 | 12029.77 | 14820.67 | 17903.11 | 19834.18 | 21588.72 | 22217.32 | 23133.01 | 25917.9 | 25390.47 | 25279.2 | 23900.91 | 22636.1 | 24144.81 | 25243 | 19589.09
| NOx emissions volume | Tonnes |  | 4.37 | 4.83 | 5.16 | 5.74 | 6.59 | 8.47 | 7.2 | 4.08 | 4.52 | 5.51 | 6.75 | 8.31 | 10.04 | 11.13 | 12.11 | 12.46 | 12.98 | 14.61 | 14.29 | 14.22 | 13.41 | 12.7 | 13.54 | 14.2 | 10.99
| CO2 emissions cost | £m |  | 3 | 3.3 | 3.6 | 4.1 | 6.1 | 5.8 | 5 | 2.7 | 3.1 | 3.8 | 5 | 6.2 | 7.7 | 8.6 | 9.5 | 9.9 | 10.5 | 11.9 | 11.9 | 12 | 11.5 | 11.1 | 12 | 12.7 | 10
| NOx emissions cost | £m |  | 0 | 0 | 0 | 0.1 | 0.1 | 0.1 | 0.1 | 0 | 0 | 0 | 0.1 | 0.1 | 0.1 | 0.1 | 0.1 | 0.1 | 0.1 | 0.1 | 0.1 | 0.1 | 0.1 | 0.1 | 0.1 | 0.1 | 0.1
| Compressor fuel volume | KWh |  | 83 | 91.8 | 98 | 109.2 | 127.5 | 119.1 | 101.3 | 42.1 | 46.6 | 56.8 | 94.9 | 116.9 | 141.2 | 156.4 | 170.2 | 175.2 | 182.4 | 205.4 | 200.9 | 199.9 | 188.5 | 178.5 | 190.4 | 199.6 | 154.5
| Compressor fuel cost | £m |  | 4.5 | 4.4 | 5.3 | 5.9 | 6 | 5.6 | 5.4 | 2.6 | 2.9 | 4 | 5.6 | 6.9 | 9.1 | 10.1 | 11 | 11.3 | 11.8 | 13.3 | 13 | 12.9 | 12.2 | 11.5 | 12.3 | 12.9 | 10
| Emissions cost | £m |  | 3.857 | 4.0437 | 4.6979 | 5.3261 | 6.5468 | 6.0663 | 5.375 | 6.4899 | 7.1567 | 9.1731 | 10.6104 | 13.1736 | 16.8945 | 18.8022 | 20.6136 | 21.3662 | 22.4055 | 25.349 | 24.9823 | 25.0408 | 23.8051 | 22.7006 | 24.4124 | 25.7305 | 20.1018
Total | Total PV of constraints and Emissions after discounting | £m |  | 16.7229 | 18.8466 | 20.7952 | 23.6971 | 29.1113 | 27.0693 | 21.8602 | 4.6033 | 5.1019 | 6.7162 | 8.3434 | 10.1743 | 13.0658 | 14.4924 | 15.8556 | 16.3726 | 16.8672 | 20.9003 | 18.7276 | 18.1389 | 16.528 | 15.3099 | 16.0965 | 19.2618 | 12.0772
FES Pathway - Falling Behind (FB) |  |  |  | 2026 | 2027 | 2028 | 2029 | 2030 | 2031 | 2032 | 2033 | 2034 | 2035 | 2036 | 2037 | 2038 | 2039 | 2040 | 2041 | 2042 | 2043 | 2044 | 2045 | 2046 | 2047 | 2048 | 2049 | 2050
Constraints | Constraint days volume | KWh |  | 326.63 | 441.89 | 595.53 | 814.05 | 1126.81 | 1381.91 | 871.12 | 14.16 | 20.06 | 34.53 | 28.3 | 44.07 | 72.34 | 112.42 | 161.33 | 230.69 | 342.6 | 426.18 | 438.23 | 453.48 | 478.75 | 542.03 | 591.21 | 689.55 | 605.88
| Constraint cost (LA 90% BB 10%) | £m |  | 6.0899 | 8.239 | 10.9472 | 14.9642 | 20.7134 | 25.0399 | 15.7845 | 0.25662 | 0.35813 | 0.61668 | 0.4979 | 0.77534 | 1.2727 | 1.9484 | 2.7961 | 3.9982 | 5.9379 | 7.3866 | 7.5954 | 7.8597 | 8.2976 | 9.3944 | 10.2468 | 11.9513 | 10.501
Emissions | CO2 emissions volume | Tonnes |  | 7495.17 | 8664.81 | 10520.23 | 12772.51 | 20145.29 | 22452.25 | 16650.91 | 7759.9 | 9111.34 | 10880.28 | 14413.48 | 16750.8 | 20224.93 | 22374.74 | 23841.31 | 26067.18 | 29223.04 | 32877.33 | 32649.95 | 35125.05 | 35013.38 | 36820.28 | 36249.12 | 37497.7 | 33415.43
| NOx emissions volume | Tonnes |  | 3.96 | 4.57 | 5.55 | 6.74 | 8.21 | 12.59 | 9.34 | 4.59 | 5.39 | 6.43 | 8.08 | 9.4 | 11.34 | 12.55 | 13.37 | 14.7 | 16.65 | 18.9 | 18.76 | 20.28 | 20.21 | 21.34 | 20.97 | 21.77 | 19.23
| CO2 emissions cost | £m |  | 2.67 | 3.14 | 3.87 | 4.77 | 7.63 | 8.63 | 6.51 | 3.08 | 3.66 | 4.45 | 5.97 | 7.06 | 8.66 | 9.7 | 10.5 | 11.66 | 13.27 | 15.16 | 15.28 | 16.67 | 16.86 | 17.98 | 18 | 18.88 | 17.1
| NOx emissions cost | £m |  | 0.04 | 0.04 | 0.05 | 0.06 | 0.07 | 0.11 | 0.08 | 0.04 | 0.05 | 0.06 | 0.07 | 0.08 | 0.1 | 0.11 | 0.12 | 0.13 | 0.15 | 0.17 | 0.17 | 0.18 | 0.18 | 0.19 | 0.19 | 0.19 | 0.17
| Compressor fuel volume | KWh |  | 75.21 | 86.95 | 105.56 | 128.17 | 158.86 | 177.05 | 131.3 | 47.35 | 55.6 | 66.39 | 113.66 | 132.09 | 159.48 | 176.44 | 188 | 206.72 | 234.03 | 265.66 | 263.69 | 285.11 | 284.15 | 299.94 | 294.84 | 306.08 | 270.32
| Compressor fuel cost | £m |  | 4.08 | 4.17 | 5.71 | 6.93 | 7.46 | 8.29 | 6.94 | 2.92 | 3.42 | 4.62 | 6.67 | 7.75 | 10.33 | 11.4 | 12.14 | 13.35 | 15.12 | 17.16 | 17.03 | 18.42 | 18.36 | 19.38 | 19.05 | 19.77 | 17.46
| Emissions cost | £m |  | 3.5031 | 3.86 | 5.1703 | 6.4534 | 8.5087 | 9.6291 | 7.397 | 7.3834 | 8.6288 | 10.8518 | 12.7128 | 14.8893 | 19.0855 | 21.2106 | 22.7644 | 25.1445 | 28.5383 | 32.4867 | 32.4774 | 35.2739 | 35.398 | 37.5513 | 37.2379 | 38.8488 | 34.7349
Total | Total PV of constraints and Emissions after discounting | £m |  | 12.8767 | 15.0574 | 19.2057 | 24.1013 | 31.2636 | 35.4183 | 23.8547 | 4.9475 | 5.6903 | 7.1468 | 9.3653 | 10.7294 | 13.4727 | 14.808 | 15.7908 | 17.395 | 19.8826 | 22.2175 | 21.5737 | 22.4362 | 21.9599 | 22.7955 | 22.2775 | 23.0269 | 19.8114
Sensitivities : Locational Actions 100 % & Buybacks 0%
Benefit Cost Inputs
FES Pathway - Holistic Transition (HT) |  |  |  | 2026 | 2027 | 2028 | 2029 | 2030 | 2031 | 2032 | 2033 | 2034 | 2035 | 2036 | 2037 | 2038 | 2039 | 2040 | 2041 | 2042 | 2043 | 2044 | 2045 | 2046 | 2047 | 2048 | 2049 | 2050
Constraints | Constraint days volume | KWh |  | 561.63 | 709.36 | 869.58 | 1130.36 | 1402.14 | 1457.59 | 1413.48 | 49.34 | 69.8 | 105.59 | 95.29 | 117.64 | 158.82 | 175.54 | 184.3 | 209.42 | 206.16 | 210.61 | 188.04 | 187.92 | 178.52 | 171.96 | 159.08 | 148.39 | 99.12
| Constraint cost (LA 100%) | £m |  | 9.2605 | 11.6964 | 14.1363 | 18.3757 | 22.7939 | 23.3569 | 22.65 | 0.79062 | 1.1022 | 1.6675 | 1.4828 | 1.8304 | 2.4712 | 2.6906 | 2.8248 | 3.2099 | 3.16 | 3.2281 | 2.8821 | 2.8803 | 2.7362 | 2.6358 | 2.4384 | 2.2745 | 1.5193
Emissions | CO2 emissions volume | Tonnes |  | 8988.33 | 9919 | 11088.35 | 12735.42 | 17955.49 | 17112.17 | 15855.37 | 7702.59 | 8389.54 | 9435.06 | 10797.49 | 11497.46 | 11993.28 | 11404.12 | 11139.25 | 11366.52 | 10935.64 | 10979.98 | 10806.35 | 10826.29 | 10563.6 | 10684.75 | 10694.7 | 10693.9 | 10153.85
| NOx emissions volume | Tonnes |  | 4.75 | 5.24 | 5.85 | 6.72 | 7.32 | 9.6 | 8.89 | 4.55 | 4.96 | 5.58 | 6.06 | 6.45 | 6.73 | 6.4 | 6.25 | 6.38 | 6.13 | 6.16 | 6.06 | 6.07 | 5.93 | 5.99 | 6 | 6 | 5.7
| CO2 emissions cost | £m |  | 3.21 | 3.59 | 4.08 | 4.75 | 6.8 | 6.57 | 6.2 | 3.05 | 3.37 | 3.86 | 4.47 | 4.84 | 5.13 | 4.94 | 4.91 | 5.08 | 4.97 | 5.06 | 5.06 | 5.14 | 5.09 | 5.22 | 5.31 | 5.38 | 5.2
| NOx emissions cost | £m |  | 0.04 | 0.05 | 0.05 | 0.06 | 0.07 | 0.09 | 0.08 | 0.04 | 0.04 | 0.05 | 0.05 | 0.06 | 0.06 | 0.06 | 0.06 | 0.06 | 0.05 | 0.05 | 0.05 | 0.05 | 0.05 | 0.05 | 0.05 | 0.05 | 0.05
| Compressor fuel volume | KWh |  | 90.19 | 99.53 | 111.26 | 127.79 | 141.59 | 134.94 | 125.03 | 47 | 51.19 | 57.57 | 85.14 | 90.66 | 94.57 | 89.93 | 87.84 | 89.63 | 86.23 | 86.58 | 85.21 | 85.37 | 83.3 | 84.25 | 84.33 | 84.33 | 80.07
| Compressor fuel cost | £m |  | 4.89 | 4.77 | 6.02 | 6.91 | 6.65 | 6.32 | 6.61 | 2.9 | 3.15 | 4 | 5 | 5.32 | 6.12 | 5.81 | 5.67 | 5.79 | 5.57 | 5.59 | 5.5 | 5.51 | 5.38 | 5.44 | 5.45 | 5.45 | 5.17
| Emissions cost | £m |  | 4.2596 | 4.439 | 5.4213 | 6.3354 | 7.3104 | 6.9179 | 6.7719 | 7.1253 | 7.7315 | 9.1665 | 9.5234 | 10.2196 | 11.3175 | 10.8107 | 10.636 | 10.931 | 10.5916 | 10.7099 | 10.6147 | 10.7085 | 10.5212 | 10.7151 | 10.8133 | 10.8859 | 10.4197
Total | Total PV of constraints and Emissions after discounting | £m |  | 17.3994 | 19.4253 | 22.6679 | 27.1475 | 31.6403 | 30.5917 | 28.9136 | 5.3322 | 5.8262 | 7.0287 | 7.8025 | 8.2536 | 9.1251 | 8.6328 | 8.3159 | 8.4406 | 7.9307 | 7.7663 | 7.2662 | 7.0683 | 6.6627 | 6.4828 | 6.217 | 5.9654 | 5.2288
FES Pathway - Electric Engagement (EE) |  |  |  | 2026 | 2027 | 2028 | 2029 | 2030 | 2031 | 2032 | 2033 | 2034 | 2035 | 2036 | 2037 | 2038 | 2039 | 2040 | 2041 | 2042 | 2043 | 2044 | 2045 | 2046 | 2047 | 2048 | 2049 | 2050
Constraints | Constraint days volume | KWh |  | 567.12 | 729.08 | 907.52 | 1208.83 | 1606.69 | 1642.4 | 1564.1 | 60.6 | 92.76 | 154.88 | 143.22 | 187.48 | 244.43 | 285.79 | 313.63 | 330.6 | 335.72 | 361.03 | 352.29 | 360.6 | 345.78 | 360.2 | 327.84 | 311.68 | 250.76
| Constraint cost (LA 100%) | £m |  | 9.3511 | 12.0216 | 14.7531 | 19.6513 | 26.1191 | 26.3182 | 25.0635 | 0.97106 | 1.4649 | 2.4458 | 2.2285 | 2.9171 | 3.8032 | 4.3805 | 4.8071 | 5.0672 | 5.1458 | 5.5336 | 5.3997 | 5.5271 | 5.2999 | 5.521 | 5.025 | 4.7773 | 3.8435
Emissions | CO2 emissions volume | Tonnes |  | 9169.17 | 10265.59 | 11674.61 | 13628.34 | 19846.5 | 18961.85 | 17928.62 | 9380.24 | 10527.41 | 12352.43 | 14271.71 | 14804.35 | 16070.44 | 16424.17 | 15385.09 | 13992.16 | 13580.52 | 14232.01 | 13905.94 | 13480.79 | 12912.53 | 13155.26 | 12623.68 | 12427.46 | 11870.46
| NOx emissions volume | Tonnes |  | 4.84 | 5.42 | 6.16 | 7.19 | 8.09 | 10.64 | 10.06 | 5.55 | 6.22 | 7.3 | 8.01 | 8.3 | 9.01 | 9.21 | 8.63 | 7.85 | 7.62 | 7.98 | 7.8 | 7.56 | 7.24 | 7.38 | 7.08 | 6.97 | 6.66
| CO2 emissions cost | £m |  | 3.27 | 3.72 | 4.29 | 5.09 | 7.52 | 7.28 | 7.01 | 3.72 | 4.23 | 5.05 | 5.91 | 6.24 | 6.88 | 7.12 | 6.78 | 6.26 | 6.17 | 6.56 | 6.51 | 6.4 | 6.22 | 6.43 | 6.27 | 6.26 | 6.07
| NOx emissions cost | £m |  | 0.04 | 0.05 | 0.05 | 0.06 | 0.07 | 0.09 | 0.09 | 0.05 | 0.06 | 0.07 | 0.07 | 0.07 | 0.08 | 0.08 | 0.08 | 0.07 | 0.07 | 0.07 | 0.07 | 0.07 | 0.06 | 0.07 | 0.06 | 0.06 | 0.06
| Compressor fuel volume | KWh |  | 92.01 | 103.01 | 117.15 | 136.75 | 156.5 | 149.52 | 141.38 | 57.24 | 64.24 | 75.37 | 112.54 | 116.74 | 126.72 | 129.51 | 121.32 | 110.34 | 107.09 | 112.23 | 109.66 | 106.3 | 101.82 | 103.74 | 99.54 | 98 | 93.6
| Compressor fuel cost | £m |  | 4.99 | 4.94 | 6.33 | 7.4 | 7.35 | 7 | 7.48 | 3.53 | 3.96 | 5.24 | 6.6 | 6.85 | 8.21 | 8.37 | 7.84 | 7.13 | 6.92 | 7.25 | 7.08 | 6.87 | 6.58 | 6.7 | 6.43 | 6.33 | 6.05
| Emissions cost | £m |  | 4.3497 | 4.6153 | 5.7346 | 6.813 | 8.1786 | 7.7071 | 7.7428 | 8.675 | 9.7181 | 11.9874 | 12.5878 | 13.1591 | 15.1651 | 15.5696 | 14.6901 | 13.4561 | 13.1534 | 13.8821 | 13.6594 | 13.3343 | 12.8608 | 13.1928 | 12.7636 | 12.6504 | 12.1812
Total | Total PV of constraints and Emissions after discounting | £m |  | 17.6537 | 20.0233 | 23.7446 | 29.0394 | 35.7784 | 34.266 | 32.2484 | 6.5 | 7.3728 | 9.3947 | 10.5036 | 11.0113 | 12.5529 | 12.7562 | 12.0451 | 11.0564 | 10.5533 | 10.8185 | 10.2607 | 9.8108 | 9.1269 | 9.0869 | 8.3455 | 7.8998 | 7.0181
FES Pathway - Hydrogen Evolution (HE) |  |  |  | 2026 | 2027 | 2028 | 2029 | 2030 | 2031 | 2032 | 2033 | 2034 | 2035 | 2036 | 2037 | 2038 | 2039 | 2040 | 2041 | 2042 | 2043 | 2044 | 2045 | 2046 | 2047 | 2048 | 2049 | 2050
Constraints | Constraint days volume | KWh |  | 495.18 | 630.17 | 725.53 | 884.38 | 1155.45 | 1142.14 | 906.68 | 27.14 | 41.14 | 75.16 | 65.86 | 95.52 | 161.91 | 222.9 | 291.47 | 349.85 | 394.77 | 701.61 | 565.66 | 567.23 | 524.02 | 509.41 | 571.05 | 967.19 | 431.25
| Constraint cost (LA 100%) | £m |  | 8.1648 | 10.3907 | 11.7946 | 14.3768 | 18.7835 | 18.302 | 14.5289 | 0.43484 | 0.64972 | 1.187 | 1.0248 | 1.4862 | 2.5194 | 3.4165 | 4.4675 | 5.3624 | 6.0508 | 10.7539 | 8.6702 | 8.6942 | 8.0319 | 7.8079 | 8.7528 | 14.8247 | 6.61
Emissions | CO2 emissions volume | Tonnes |  | 8272.18 | 9149.99 | 9769.32 | 10881.31 | 16164.27 | 15105.22 | 12843.24 | 6894.98 | 7641.17 | 9315.25 | 12029.77 | 14820.67 | 17903.11 | 19834.18 | 21588.72 | 22217.32 | 23133.01 | 25917.9 | 25390.47 | 25279.2 | 23900.91 | 22636.1 | 24144.81 | 25243 | 19589.09
| NOx emissions volume | Tonnes |  | 4.37 | 4.83 | 5.16 | 5.74 | 6.59 | 8.47 | 7.2 | 4.08 | 4.52 | 5.51 | 6.75 | 8.31 | 10.04 | 11.13 | 12.11 | 12.46 | 12.98 | 14.61 | 14.29 | 14.22 | 13.41 | 12.7 | 13.54 | 14.2 | 10.99
| CO2 emissions cost | £m |  | 3 | 3.3 | 3.6 | 4.1 | 6.1 | 5.8 | 5 | 2.7 | 3.1 | 3.8 | 5 | 6.2 | 7.7 | 8.6 | 9.5 | 9.9 | 10.5 | 11.9 | 11.9 | 12 | 11.5 | 11.1 | 12 | 12.7 | 10
| NOx emissions cost | £m |  | 0 | 0 | 0 | 0.1 | 0.1 | 0.1 | 0.1 | 0 | 0 | 0 | 0.1 | 0.1 | 0.1 | 0.1 | 0.1 | 0.1 | 0.1 | 0.1 | 0.1 | 0.1 | 0.1 | 0.1 | 0.1 | 0.1 | 0.1
| Compressor fuel volume | KWh |  | 83 | 91.8 | 98 | 109.2 | 127.5 | 119.1 | 101.3 | 42.1 | 46.6 | 56.8 | 94.9 | 116.9 | 141.2 | 156.4 | 170.2 | 175.2 | 182.4 | 205.4 | 200.9 | 199.9 | 188.5 | 178.5 | 190.4 | 199.6 | 154.5
| Compressor fuel cost | £m |  | 4.5 | 4.4 | 5.3 | 5.9 | 6 | 5.6 | 5.4 | 2.6 | 2.9 | 4 | 5.6 | 6.9 | 9.1 | 10.1 | 11 | 11.3 | 11.8 | 13.3 | 13 | 12.9 | 12.2 | 11.5 | 12.3 | 12.9 | 10
| Emissions cost | £m |  | 3.857 | 4.0437 | 4.6979 | 5.3261 | 6.5468 | 6.0663 | 5.375 | 6.4899 | 7.1567 | 9.1731 | 10.6104 | 13.1736 | 16.8945 | 18.8022 | 20.6136 | 21.3662 | 22.4055 | 25.349 | 24.9823 | 25.0408 | 23.8051 | 22.7006 | 24.4124 | 25.7305 | 20.1018
Total | Total PV of constraints and Emissions after discounting | £m |  | 15.6552 | 17.5338 | 19.3553 | 22.0014 | 26.9707 | 25.0542 | 20.3147 | 4.5586 | 5.0374 | 6.6024 | 8.2484 | 10.0412 | 12.8478 | 14.2067 | 15.4946 | 15.954 | 16.4109 | 20.1167 | 18.1172 | 17.5475 | 16.0002 | 14.8141 | 15.5595 | 18.3831 | 11.6986
FES Pathway - Falling Behind (FB) |  |  |  | 2026 | 2027 | 2028 | 2029 | 2030 | 2031 | 2032 | 2033 | 2034 | 2035 | 2036 | 2037 | 2038 | 2039 | 2040 | 2041 | 2042 | 2043 | 2044 | 2045 | 2046 | 2047 | 2048 | 2049 | 2050
Constraints | Constraint days volume | KWh |  | 326.63 | 441.89 | 595.53 | 814.05 | 1126.81 | 1381.91 | 871.12 | 14.16 | 20.06 | 34.53 | 28.3 | 44.07 | 72.34 | 112.42 | 161.33 | 230.69 | 342.6 | 426.18 | 438.23 | 453.48 | 478.75 | 542.03 | 591.21 | 689.55 | 605.88
| Constraint cost (LA 100%) | £m |  | 5.3857 | 7.2862 | 9.6812 | 13.2336 | 18.318 | 22.1441 | 13.9591 | 0.22694 | 0.31671 | 0.54536 | 0.44032 | 0.68567 | 1.1255 | 1.7231 | 2.4727 | 3.5358 | 5.2512 | 6.5323 | 6.717 | 6.9508 | 7.3381 | 8.3079 | 9.0618 | 10.5691 | 9.2866
Emissions | CO2 emissions volume | Tonnes |  | 7495.17 | 8664.81 | 10520.23 | 12772.51 | 20145.29 | 22452.25 | 16650.91 | 7759.9 | 9111.34 | 10880.28 | 14413.48 | 16750.8 | 20224.93 | 22374.74 | 23841.31 | 26067.18 | 29223.04 | 32877.33 | 32649.95 | 35125.05 | 35013.38 | 36820.28 | 36249.12 | 37497.7 | 33415.43
| NOx emissions volume | Tonnes |  | 3.96 | 4.57 | 5.55 | 6.74 | 8.21 | 12.59 | 9.34 | 4.59 | 5.39 | 6.43 | 8.08 | 9.4 | 11.34 | 12.55 | 13.37 | 14.7 | 16.65 | 18.9 | 18.76 | 20.28 | 20.21 | 21.34 | 20.97 | 21.77 | 19.23
| CO2 emissions cost | £m |  | 2.67 | 3.14 | 3.87 | 4.77 | 7.63 | 8.63 | 6.51 | 3.08 | 3.66 | 4.45 | 5.97 | 7.06 | 8.66 | 9.7 | 10.5 | 11.66 | 13.27 | 15.16 | 15.28 | 16.67 | 16.86 | 17.98 | 18 | 18.88 | 17.1
| NOx emissions cost | £m |  | 0.04 | 0.04 | 0.05 | 0.06 | 0.07 | 0.11 | 0.08 | 0.04 | 0.05 | 0.06 | 0.07 | 0.08 | 0.1 | 0.11 | 0.12 | 0.13 | 0.15 | 0.17 | 0.17 | 0.18 | 0.18 | 0.19 | 0.19 | 0.19 | 0.17
| Compressor fuel volume | KWh |  | 75.21 | 86.95 | 105.56 | 128.17 | 158.86 | 177.05 | 131.3 | 47.35 | 55.6 | 66.39 | 113.66 | 132.09 | 159.48 | 176.44 | 188 | 206.72 | 234.03 | 265.66 | 263.69 | 285.11 | 284.15 | 299.94 | 294.84 | 306.08 | 270.32
| Compressor fuel cost | £m |  | 4.08 | 4.17 | 5.71 | 6.93 | 7.46 | 8.29 | 6.94 | 2.92 | 3.42 | 4.62 | 6.67 | 7.75 | 10.33 | 11.4 | 12.14 | 13.35 | 15.12 | 17.16 | 17.03 | 18.42 | 18.36 | 19.38 | 19.05 | 19.77 | 17.46
| Emissions cost | £m |  | 3.5031 | 3.86 | 5.1703 | 6.4534 | 8.5087 | 9.6291 | 7.397 | 7.3834 | 8.6288 | 10.8518 | 12.7128 | 14.8893 | 19.0855 | 21.2106 | 22.7644 | 25.1445 | 28.5383 | 32.4867 | 32.4774 | 35.2739 | 35.398 | 37.5513 | 37.2379 | 38.8488 | 34.7349
Total | Total PV of constraints and Emissions after discounting | £m |  | 12.1725 | 14.1368 | 18.0239 | 22.5405 | 29.1761 | 32.9802 | 22.3698 | 4.9242 | 5.6588 | 7.0945 | 9.3245 | 10.668 | 13.3753 | 14.6639 | 15.5911 | 17.119 | 19.4866 | 21.7415 | 21.1008 | 21.9634 | 21.4777 | 22.2679 | 21.7215 | 22.4004 | 19.2795
Option Cost Inputs |  |  |  | 2026 | 2027 | 2028 | 2029 | 2030 | 2031 | 2032 | 2033 | 2034 | 2035 | 2036 | 2037 | 2038 | 2039 | 2040 | 2041 | 2042 | 2043 | 2044 | 2045 | 2046 | 2047 | 2048 | 2049 | 2050 | 2051 | 2052 | 2053 | 2054 | 2055 | 2056 | 2057 | 2058 | 2059 | 2060 | 2061 | 2062 | 2063 | 2064 | 2065 | 2066 | 2067 | 2068 | 2069 | 2070 | 2071 | 2072 | 2073 | 2074 | 2075 | 2076 | 2077 | 2078 | 2079 | 2080 | 2081 | 2082 | 2083 | 2084 | 2085 | 2086 | 2087 | 2088 | 2089 | 2090 | 2091 | 2092 | 2093 | 2094 | 2095 | 2096 | 2097 | 2098 | 2099
Capital | Capital build cost | X | £m | 4.1825 | 8.0912 | 4.5853 | 16.0268 | 30.938 | 28.0488 | 76.6857 | 186.7565 | 534.8586 | 352.2822 | 0 | 0 | 0 | 0 | 0 | 0 | 0 | 0 | 0 | 0 | 0 | 0 | 0 | 0 | 0 | 0 | 0 | 0 | 0 | 0 | 0 | 0 | 0 | 0 | 0 | 0 | 0 | 0 | 0 | 0 | 0 | 0 | 0 | 0 | 0 | 0 | 0 | 0 | 0 | 0 | 0 | 0 | 0 | 0 | 0 | 0 | 0 | 0 | 0 | 0 | 0 | 0 | 0 | 0 | 0 | 0 | 0 | 0 | 0 | 0 | 0 | 0 | 0 | 0
| Decommisioning cost | Y | £m | 0 | 0 | 0 | 0 | 0 | 0 | 0 | 0 | 0 | 0 | 0 | 0 | 0 | 0 | 0 | 0 | 0 | 0 | 0 | 0 | 0 | 0 | 0 | 0 | 13.867 | 10.188 | 10.188 | 10.188 | 10.188 | 10.188 | 10.188 | 10.188 | 9.339 | 0 | 0 | 0 | 0 | 0 | 0 | 0 | 0 | 0 | 0 | 0 | 0 | 0 | 0 | 0 | 0 | 0 | 0 | 0 | 0 | 0 | 0 | 0 | 0 | 0 | 0 | 0 | 0 | 0 | 0 | 0 | 0 | 0 | 0 | 0 | 0 | 0 | 0 | 0 | 0 | 0
| Annuity payments | =(X+Y)/(1-1/(1+WACC)^i)/WACC | £m | 0.27 | 0.53 | 0.3 | 1.05 | 2.22 | 5.19 | 5.1 | 12.28 | 35.04 | 23.08 | 0 | 0 | 0 | 0 | 0 | 0 | 0 | 0 | 0 | 0 | 0 | 0 | 0 | 0 | 0.98 | 0.71 | 0.71 | 0.71 | 0.71 | 0.72 | 0.72 | 0.72 | 0.66 | 0 | 0 | 0 | 0 | 0 | 0 | 0 | 0 | 0 | 0 | 0 | 0 | 0 | 0 | 0 | 0 | 0 | 0 | 0 | 0 | 0 | 0 | 0 | 0 | 0 | 0 | 0 | 0 | 0 | 0 | 0 | 0 | 0 | 0 | 0 | 0 | 0 | 0 | 0 | 0 | 0
| Total capital cost before discounting |  | £m | 0.27 | 0.8 | 1.1 | 2.15 | 4.37 | 9.56 | 14.66 | 26.94 | 61.98 | 85.05 | 85.05 | 85.05 | 85.05 | 85.05 | 85.05 | 85.05 | 85.05 | 85.05 | 85.05 | 85.05 | 85.05 | 85.05 | 85.05 | 85.05 | 86.03 | 86.47 | 86.65 | 87.07 | 86.73 | 85.23 | 80.76 | 76.38 | 64.75 | 29.72 | 6.64 | 6.64 | 6.64 | 6.64 | 6.64 | 6.64 | 6.64 | 6.64 | 6.64 | 6.64 | 6.64 | 6.64 | 6.64 | 6.64 | 6.64 | 5.66 | 4.95 | 4.24 | 3.52 | 2.81 | 2.09 | 1.37 | 0.66 | 0 | 0 | 0 | 0 | 0 | 0 | 0 | 0 | 0 | 0 | 0 | 0 | 0 | 0 | 0 | 0 | 0
| Total PV of capital cost after discounting |  | £m | 0.27 | 0.78 | 1.03 | 1.94 | 3.81 | 8.05 | 11.92 | 21.17 | 47.06 | 62.41 | 60.3 | 58.26 | 56.29 | 54.38 | 52.54 | 50.77 | 49.05 | 47.39 | 45.79 | 44.24 | 42.74 | 41.3 | 39.9 | 38.55 | 37.68 | 36.59 | 35.43 | 34.39 | 33.1 | 31.43 | 28.77 | 26.42 | 21.75 | 9.69 | 2.1 | 2.04 | 1.98 | 1.92 | 1.87 | 1.81 | 1.76 | 1.71 | 1.66 | 1.61 | 1.56 | 1.52 | 1.47 | 1.43 | 1.39 | 1.15 | 0.98 | 0.81 | 0.65 | 0.51 | 0.37 | 0.23 | 0.11 | 0 | 0 | 0 | 0 | 0 | 0 | 0 | 0 | 0 | 0 | 0 | 0 | 0 | 0 | 0 | 0 | 0
Non-Capital | Operational cost | £m |  | 0 | 0 | 0 | 0 | 0 | 0 | 0 | 0 | 0.69242 | 0.69242 | 0.69242 | 8.0167 | 8.0167 | 8.0167 | 8.0167 | 8.0167 | 8.0167 | 8.0167 | 8.0167 | 8.0167 | 8.0167 | 8.0167 | 8.0167 | 8.0167 | 0 | 0 | 0 | 0 | 0 | 0 | 0 | 0 | 0 | 0 | 0 | 0 | 0 | 0 | 0 | 0 | 0 | 0 | 0 | 0 | 0 | 0 | 0 | 0 | 0 | 0 | 0 | 0 | 0 | 0 | 0 | 0 | 0 | 0 | 0 | 0 | 0 | 0 | 0 | 0 | 0 | 0 | 0 | 0 | 0 | 0 | 0 | 0 | 0 | 0
| CO2 equivalent emissions (construction & decomissioning) | £m |  | 0 | 0 | 0 | 0 | 2.9328 | 51.1051 | 1.1594 | 0.68554 | 0 | 0 | 0 | 0 | 0 | 0 | 0 | 0 | 0 | 0 | 0 | 0 | 0 | 0 | 0 | 0 | 1.0425 | 0.692 | 0.7022 | 0.71254 | 0.72304 | 0.73369 | 0.7445 | 0.75547 | 0.70272 | 0 | 0 | 0 | 0 | 0 | 0 | 0 | 0 | 0 | 0 | 0 | 0 | 0 | 0 | 0 | 0 | 0 | 0 | 0 | 0 | 0 | 0 | 0 | 0 | 0 | 0 | 0 | 0 | 0 | 0 | 0 | 0 | 0 | 0 | 0 | 0 | 0 | 0 | 0 | 0 | 0
| Total non-capital cost before discounting | £m |  | 0 | 0 | 0 | 0 | 2.93 | 51.11 | 1.16 | 0.69 | 0.69 | 0.69 | 0.69 | 8.02 | 8.02 | 8.02 | 8.02 | 8.02 | 8.02 | 8.02 | 8.02 | 8.02 | 8.02 | 8.02 | 8.02 | 8.02 | 1.04 | 0 | 0 | 0 | 0 | 0 | 0 | 0 | 0 | 0 | 0 | 0 | 0 | 0 | 0 | 0 | 0 | 0 | 0 | 0 | 0 | 0 | 0 | 0 | 0 | 0 | 0 | 0 | 0 | 0 | 0 | 0 | 0 | 0 | 0 | 0 | 0 | 0 | 0 | 0 | 0 | 0 | 0 | 0 | 0 | 0 | 0 | 0 | 0 | 0
| Total PV of non-capital cost after discounting | £m |  | 0 | 0 | 0 | 0 | 2.56 | 43.03 | 0.94 | 0.54 | 0.53 | 0.51 | 0.49 | 5.49 | 5.31 | 5.13 | 4.95 | 4.79 | 4.62 | 4.47 | 4.32 | 4.17 | 4.03 | 3.89 | 3.76 | 3.63 | 0.46 | 0 | 0 | 0 | 0 | 0 | 0 | 0 | 0 | 0 | 0 | 0 | 0 | 0 | 0 | 0 | 0 | 0 | 0 | 0 | 0 | 0 | 0 | 0 | 0 | 0 | 0 | 0 | 0 | 0 | 0 | 0 | 0 | 0 | 0 | 0 | 0 | 0 | 0 | 0 | 0 | 0 | 0 | 0 | 0 | 0 | 0 | 0 | 0 | 0

## Option V
Summary of Option Investment and Benefits
Option V | Wormington to Honeybourne 900mm New; Churchover Tee to MJ 900mm New; Uprating Feeder 28 Felindre Three Cocks & Cilfrew; Tirley to Wormington 1200mm New; Churchover Parallel Operation/ Flow increase
Capability Equation
Sensitivities : Locational Actions 75% & Buybacks 25%
Discounting | Time | n |  | Year 0 | Year 1 | Year 2 | Year 3 | Year 4 | Year 5 | Year 6 | Year 7 | Year 8 | Year 9 | Year 10 | Year 11 | Year 12 | Year 13 | Year 14 | Year 15 | Year 16 | Year 17 | Year 18 | Year 19 | Year 20 | Year 21 | Year 22 | Year 23 | Year 24
| Fiscal Year |  |  | 2026 | 2027 | 2028 | 2029 | 2030 | 2031 | 2032 | 2033 | 2034 | 2035 | 2036 | 2037 | 2038 | 2039 | 2040 | 2041 | 2042 | 2043 | 2044 | 2045 | 2046 | 2047 | 2048 | 2049 | 2050
| Discounting % to convert the future cost into present | =1/[(1+STPR)^n] |  | 100% | 96.62% | 93.35% | 90.19% | 87.14% | 84.2% | 81.35% | 78.6% | 75.94% | 73.37% | 70.89% | 68.49% | 66.18% | 63.94% | 61.78% | 59.69% | 57.67% | 55.72% | 53.84% | 52.02% | 50.26% | 48.56% | 46.92% | 45.33% | 43.8%
Benefit Cost Inputs
FES Pathway - Holistic Transition (HT) |  |  |  | 2026 | 2027 | 2028 | 2029 | 2030 | 2031 | 2032 | 2033 | 2034 | 2035 | 2036 | 2037 | 2038 | 2039 | 2040 | 2041 | 2042 | 2043 | 2044 | 2045 | 2046 | 2047 | 2048 | 2049 | 2050
Constraints | Constraint days volume | KWh |  | 561.63 | 709.36 | 869.58 | 1130.36 | 1402.14 | 1457.59 | 1413.48 | 0.94 | 1.7 | 64.18 | 85.21 | 105.35 | 141.21 | 153.67 | 159.76 | 180.22 | 173.32 | 175.81 | 153.02 | 150.83 | 140.22 | 133.06 | 121.66 | 111.77 | 71.22
| Constraint cost (LA 75% BB 25%) | £m |  | 12.29 | 15.52 | 18.76 | 24.38 | 30.25 | 30.99 | 30.05 | 0.02 | 0.04 | 1.34 | 1.76 | 2.18 | 2.92 | 3.13 | 3.25 | 3.67 | 3.52 | 3.58 | 3.11 | 3.07 | 2.85 | 2.71 | 2.47 | 2.27 | 1.45
Emissions | CO2 emissions volume | Tonnes |  | 8988.33 | 9919 | 11088.35 | 12735.42 | 17955.49 | 17112.17 | 15855.37 | 2204.05 | 2384.88 | 13001.39 | 13763.9 | 14729.24 | 15799.88 | 15788.19 | 15766.11 | 16338.91 | 15926.56 | 16135.47 | 15966.15 | 15991.31 | 15368.55 | 15548.95 | 15493.17 | 15435.9 | 14259.45
| NOx emissions volume | Tonnes |  | 4.75 | 5.24 | 5.85 | 6.72 | 7.32 | 9.6 | 8.89 | 1.3 | 1.41 | 7.29 | 7.72 | 8.26 | 8.86 | 8.86 | 8.84 | 9.16 | 8.93 | 9.05 | 8.96 | 8.97 | 8.62 | 8.72 | 8.69 | 8.66 | 8
| CO2 emissions cost | £m |  | 3.21 | 3.59 | 4.08 | 4.75 | 6.8 | 6.57 | 6.2 | 0.87 | 0.96 | 5.32 | 5.7 | 6.2 | 6.76 | 6.85 | 6.94 | 7.31 | 7.23 | 7.44 | 7.47 | 7.59 | 7.4 | 7.59 | 7.7 | 7.77 | 7.3
| NOx emissions cost | £m |  | 0.04 | 0.05 | 0.05 | 0.06 | 0.07 | 0.09 | 0.08 | 0.01 | 0.01 | 0.07 | 0.07 | 0.07 | 0.08 | 0.08 | 0.08 | 0.08 | 0.08 | 0.08 | 0.08 | 0.08 | 0.08 | 0.08 | 0.08 | 0.08 | 0.07
| Compressor fuel volume | KWh |  | 90.19 | 99.53 | 111.26 | 127.79 | 141.59 | 134.94 | 125.03 | 13.45 | 14.55 | 102.52 | 108.53 | 116.15 | 124.59 | 124.5 | 124.32 | 128.84 | 125.59 | 127.24 | 125.9 | 126.1 | 121.19 | 122.61 | 122.17 | 121.72 | 112.44
| Compressor fuel cost | £m |  | 4.89 | 4.77 | 6.02 | 6.91 | 6.65 | 6.32 | 6.61 | 0.83 | 0.9 | 6.03 | 6.37 | 6.81 | 8.07 | 8.04 | 8.03 | 8.32 | 8.11 | 8.22 | 8.13 | 8.15 | 7.83 | 7.92 | 7.89 | 7.86 | 7.26
| Emissions cost | £m |  | 4.5909 | 4.8086 | 5.8657 | 6.9061 | 8.1245 | 7.8833 | 7.8503 | 8.4542 | 9.3867 | 11.4115 | 12.1398 | 13.0922 | 14.9096 | 14.9667 | 15.0539 | 15.7129 | 15.4256 | 15.7386 | 15.683 | 15.8174 | 15.3068 | 15.5932 | 15.665 | 15.713 | 14.6328
Total | Total PV of constraints and Emissions after discounting | £m |  | 20.4269 | 23.1198 | 26.9821 | 32.5659 | 38.1342 | 37.0209 | 34.9374 | 1.3636 | 1.4453 | 9.3598 | 9.8534 | 10.4573 | 11.7963 | 11.5682 | 11.3074 | 11.5668 | 10.9289 | 10.762 | 10.1185 | 9.8232 | 9.1259 | 8.8856 | 8.5101 | 8.1529 | 7.0429
FES Pathway - Electric Engagement (EE) |  |  |  | 2026 | 2027 | 2028 | 2029 | 2030 | 2031 | 2032 | 2033 | 2034 | 2035 | 2036 | 2037 | 2038 | 2039 | 2040 | 2041 | 2042 | 2043 | 2044 | 2045 | 2046 | 2047 | 2048 | 2049 | 2050
Constraints | Constraint days volume | KWh |  | 567.12 | 729.08 | 907.52 | 1208.83 | 1606.69 | 1642.4 | 1564.1 | 1.27 | 2.18 | 96.74 | 131.31 | 171.39 | 221.52 | 256.81 | 276.5 | 284.39 | 283.34 | 303.79 | 294.78 | 296.47 | 279.82 | 289.61 | 255.66 | 240.34 | 191
| Constraint cost (LA 75% BB 25%) | £m |  | 12.41 | 15.95 | 19.58 | 26.08 | 34.66 | 34.92 | 33.26 | 0.03 | 0.05 | 2.03 | 2.71 | 3.54 | 4.57 | 5.22 | 5.62 | 5.78 | 5.76 | 6.18 | 6 | 6.03 | 5.69 | 5.89 | 5.2 | 4.89 | 3.88
Emissions | CO2 emissions volume | Tonnes |  | 9169.17 | 10265.59 | 11674.61 | 13628.34 | 19846.5 | 18961.85 | 17928.62 | 2949.49 | 3383.33 | 16579.9 | 17609.78 | 18543.87 | 20121.65 | 20814.56 | 20097.72 | 19284.94 | 19137.05 | 19821.58 | 19709.23 | 19580.09 | 19263.39 | 19563.64 | 19196.38 | 18900.53 | 17943.91
| NOx emissions volume | Tonnes |  | 4.84 | 5.42 | 6.16 | 7.19 | 8.09 | 10.64 | 10.06 | 1.74 | 2 | 9.3 | 9.88 | 10.4 | 11.29 | 11.68 | 11.27 | 10.82 | 10.73 | 11.12 | 11.06 | 10.98 | 10.81 | 10.97 | 10.77 | 10.6 | 10.07
| CO2 emissions cost | £m |  | 3.27 | 3.72 | 4.29 | 5.09 | 7.52 | 7.28 | 7.01 | 1.17 | 1.36 | 6.78 | 7.3 | 7.81 | 8.61 | 9.02 | 8.85 | 8.63 | 8.69 | 9.14 | 9.22 | 9.3 | 9.28 | 9.56 | 9.53 | 9.52 | 9.18
| NOx emissions cost | £m |  | 0.04 | 0.05 | 0.05 | 0.06 | 0.07 | 0.09 | 0.09 | 0.02 | 0.02 | 0.08 | 0.09 | 0.09 | 0.1 | 0.1 | 0.1 | 0.1 | 0.1 | 0.1 | 0.1 | 0.1 | 0.1 | 0.1 | 0.1 | 0.09 | 0.09
| Compressor fuel volume | KWh |  | 92.01 | 103.01 | 117.15 | 136.75 | 156.5 | 149.52 | 141.38 | 18 | 20.64 | 130.74 | 138.86 | 146.23 | 158.67 | 164.13 | 158.48 | 152.07 | 150.91 | 156.3 | 155.42 | 154.4 | 151.9 | 154.27 | 151.37 | 149.04 | 141.5
| Compressor fuel cost | £m |  | 4.99 | 4.94 | 6.33 | 7.4 | 7.35 | 7 | 7.48 | 1.11 | 1.27 | 7.69 | 8.15 | 8.58 | 10.27 | 10.6 | 10.24 | 9.82 | 9.75 | 10.1 | 10.04 | 9.97 | 9.81 | 9.97 | 9.78 | 9.63 | 9.14
| Emissions cost | £m |  | 4.6811 | 4.9738 | 6.1979 | 7.4198 | 9.0831 | 8.7782 | 8.8945 | 10.192 | 11.5766 | 14.5522 | 15.532 | 16.4831 | 18.9881 | 19.7316 | 19.1899 | 18.5461 | 18.5352 | 19.3342 | 19.3598 | 19.3673 | 19.1862 | 19.6194 | 19.4091 | 19.2397 | 18.4136
Total | Total PV of constraints and Emissions after discounting | £m |  | 20.7108 | 23.8205 | 28.2471 | 34.8339 | 43.2196 | 41.5104 | 38.914 | 1.8252 | 2.0466 | 12.1649 | 12.9328 | 13.7138 | 15.5928 | 15.9561 | 15.3293 | 14.5225 | 14.0128 | 14.2158 | 13.6503 | 13.2104 | 12.5025 | 12.3867 | 11.5452 | 10.9368 | 9.7656
FES Pathway - Hydrogen Evolution (HE) |  |  |  | 2026 | 2027 | 2028 | 2029 | 2030 | 2031 | 2032 | 2033 | 2034 | 2035 | 2036 | 2037 | 2038 | 2039 | 2040 | 2041 | 2042 | 2043 | 2044 | 2045 | 2046 | 2047 | 2048 | 2049 | 2050
Constraints | Constraint days volume | KWh |  | 495.18 | 630.17 | 725.53 | 884.38 | 1155.45 | 1142.14 | 906.68 | 0.23 | 0.48 | 43.63 | 64.25 | 94.33 | 160.61 | 222.18 | 290.61 | 343.32 | 386.45 | 702.94 | 556.04 | 550.03 | 500.61 | 480.79 | 541.01 | 943.7 | 400.38
| Constraint cost (LA 75% BB 25%) | £m |  | 10.8 | 13.8 | 15.7 | 19.1 | 24.9 | 24.3 | 19.3 | 0 | 0 | 0.9 | 1.3 | 1.9 | 3.3 | 4.5 | 5.9 | 7 | 7.9 | 14.3 | 11.3 | 11.2 | 10.2 | 9.8 | 11 | 19.2 | 8.1
Emissions | CO2 emissions volume | Tonnes |  | 8272.18 | 9149.99 | 9769.32 | 10881.31 | 16164.27 | 15105.22 | 12843.24 | 2037.55 | 2232.68 | 12563.77 | 14493.66 | 17682.5 | 21279.81 | 23481.86 | 25240.71 | 25924.33 | 26932.74 | 29435.67 | 29022.61 | 28998.61 | 27968.91 | 27112.32 | 28369.49 | 29413.21 | 24367.27
| NOx emissions volume | Tonnes |  | 4.37 | 4.83 | 5.16 | 5.74 | 6.59 | 8.47 | 7.2 | 1.2 | 1.32 | 7.05 | 8.13 | 9.92 | 11.94 | 13.17 | 14.2 | 14.62 | 15.24 | 16.78 | 16.52 | 16.51 | 15.88 | 15.35 | 16.12 | 16.76 | 13.67
| CO2 emissions cost | £m |  | 3 | 3.3 | 3.6 | 4.1 | 6.1 | 5.8 | 5 | 0.8 | 0.9 | 5.1 | 6 | 7.4 | 9.1 | 10.2 | 11.1 | 11.6 | 12.2 | 13.6 | 13.6 | 13.8 | 13.5 | 13.2 | 14.1 | 14.8 | 12.5
| NOx emissions cost | £m |  | 0 | 0 | 0 | 0.1 | 0.1 | 0.1 | 0.1 | 0 | 0 | 0.1 | 0.1 | 0.1 | 0.1 | 0.1 | 0.1 | 0.1 | 0.1 | 0.1 | 0.1 | 0.1 | 0.1 | 0.1 | 0.1 | 0.1 | 0.1
| Compressor fuel volume | KWh |  | 83 | 91.8 | 98 | 109.2 | 127.5 | 119.1 | 101.3 | 12.4 | 13.6 | 99.1 | 114.3 | 139.4 | 167.8 | 185.2 | 199.6 | 205.5 | 214.2 | 235.9 | 232.3 | 232.1 | 223.2 | 215.8 | 226.6 | 235.7 | 192.1
| Compressor fuel cost | £m |  | 4.5 | 4.4 | 5.3 | 5.9 | 6 | 5.6 | 5.4 | 0.8 | 0.8 | 5.8 | 6.7 | 8.2 | 10.9 | 12 | 12.9 | 13.3 | 13.8 | 15.2 | 15 | 15 | 14.4 | 13.9 | 14.6 | 15.2 | 12.4
| Emissions cost | £m |  | 4.2369 | 4.4111 | 5.1181 | 5.8178 | 7.1932 | 6.8132 | 6.112 | 7.4293 | 8.3803 | 11.0272 | 12.7835 | 15.7174 | 20.081 | 22.2601 | 24.135 | 24.9999 | 26.2051 | 28.9569 | 28.7323 | 28.9065 | 28.0282 | 27.318 | 28.8754 | 30.1849 | 25.0051
Total | Total PV of constraints and Emissions after discounting | £m |  | 18.3245 | 20.8159 | 22.9549 | 26.2406 | 32.3221 | 30.092 | 24.1786 | 1.25 | 1.3353 | 8.7619 | 10.0029 | 12.0996 | 15.4838 | 17.1226 | 18.5617 | 19.0901 | 19.6454 | 24.101 | 21.5567 | 20.8547 | 19.203 | 18.013 | 18.7091 | 22.3825 | 14.5175
FES Pathway - Falling Behind (FB) |  |  |  | 2026 | 2027 | 2028 | 2029 | 2030 | 2031 | 2032 | 2033 | 2034 | 2035 | 2036 | 2037 | 2038 | 2039 | 2040 | 2041 | 2042 | 2043 | 2044 | 2045 | 2046 | 2047 | 2048 | 2049 | 2050
Constraints | Constraint days volume | KWh |  | 326.63 | 441.89 | 595.53 | 814.05 | 1126.81 | 1381.91 | 871.12 | 0.06 | 0.1 | 19.01 | 28.11 | 43.98 | 73.16 | 115.4 | 165.92 | 239.37 | 359.15 | 443.45 | 455.53 | 471.07 | 496.08 | 558.72 | 608.37 | 705.51 | 622.23
| Constraint cost (LA 75% BB 25%) | £m |  | 7.15 | 9.67 | 12.85 | 17.56 | 24.31 | 29.38 | 18.52 | 0 | 0 | 0.4 | 0.58 | 0.91 | 1.51 | 2.35 | 3.37 | 4.87 | 7.3 | 9.02 | 9.26 | 9.58 | 10.09 | 11.36 | 12.37 | 14.35 | 12.66
Emissions | CO2 emissions volume | Tonnes |  | 7495.17 | 8664.81 | 10520.23 | 12772.51 | 20145.29 | 22452.25 | 16650.91 | 2726.08 | 3391.95 | 13520.79 | 16167.38 | 19050.85 | 22924.42 | 25106.04 | 26595.89 | 28791.52 | 31807.91 | 36243.31 | 35943.2 | 38483.58 | 38416.55 | 40207.42 | 39820.43 | 41083.99 | 36791.36
| NOx emissions volume | Tonnes |  | 3.96 | 4.57 | 5.55 | 6.74 | 8.21 | 12.59 | 9.34 | 1.61 | 2.01 | 7.58 | 9.07 | 10.69 | 12.86 | 14.11 | 15.03 | 16.38 | 18.24 | 20.97 | 20.78 | 22.41 | 22.37 | 23.52 | 23.27 | 24.09 | 21.32
| CO2 emissions cost | £m |  | 2.67 | 3.14 | 3.87 | 4.77 | 7.63 | 8.63 | 6.51 | 1.08 | 1.36 | 5.53 | 6.7 | 8.02 | 9.81 | 10.89 | 11.71 | 12.88 | 14.45 | 16.71 | 16.82 | 18.27 | 18.5 | 19.64 | 19.78 | 20.69 | 18.83
| NOx emissions cost | £m |  | 0.04 | 0.04 | 0.05 | 0.06 | 0.07 | 0.11 | 0.08 | 0.01 | 0.02 | 0.07 | 0.08 | 0.1 | 0.11 | 0.13 | 0.13 | 0.15 | 0.16 | 0.19 | 0.19 | 0.2 | 0.2 | 0.21 | 0.21 | 0.21 | 0.19
| Compressor fuel volume | KWh |  | 75.21 | 86.95 | 105.56 | 128.17 | 158.86 | 177.05 | 131.3 | 16.63 | 20.7 | 106.62 | 127.49 | 150.23 | 180.77 | 198.4 | 211.29 | 230.3 | 256.4 | 294.79 | 292.19 | 315.02 | 314.42 | 330.65 | 327.14 | 338.6 | 299.68
| Compressor fuel cost | £m |  | 4.08 | 4.17 | 5.71 | 6.93 | 7.46 | 8.29 | 6.94 | 1.03 | 1.27 | 6.27 | 7.48 | 8.81 | 11.7 | 12.82 | 13.65 | 14.88 | 16.56 | 19.04 | 18.88 | 20.35 | 20.31 | 21.36 | 21.13 | 21.87 | 19.36
| Emissions cost | £m |  | 3.7616 | 4.0903 | 5.4085 | 6.7319 | 9.0008 | 10.14 | 7.7802 | 7.8373 | 9.264 | 11.8672 | 14.2598 | 16.9337 | 21.6329 | 23.8275 | 25.497 | 27.9012 | 31.1716 | 35.9388 | 35.8776 | 38.8195 | 39.0116 | 41.2091 | 41.119 | 42.7758 | 38.3782
Total | Total PV of constraints and Emissions after discounting | £m |  | 13.9331 | 16.4383 | 20.9784 | 26.4426 | 34.3948 | 39.0756 | 26.0822 | 1.6682 | 2.0186 | 8.9996 | 10.5204 | 12.2206 | 15.316 | 16.7361 | 17.8363 | 19.5599 | 22.1895 | 25.0508 | 24.3029 | 25.1757 | 24.6766 | 25.5277 | 25.096 | 25.8939 | 22.3505
Sensitivities : Locational Actions 90% & Buybacks 10%
Benefit Cost Inputs
FES Pathway - Holistic Transition (HT) |  |  |  | 2026 | 2027 | 2028 | 2029 | 2030 | 2031 | 2032 | 2033 | 2034 | 2035 | 2036 | 2037 | 2038 | 2039 | 2040 | 2041 | 2042 | 2043 | 2044 | 2045 | 2046 | 2047 | 2048 | 2049 | 2050
Constraints | Constraint days volume | KWh |  | 561.63 | 709.36 | 869.58 | 1130.36 | 1402.14 | 1457.59 | 1413.48 | 0.94 | 1.7 | 64.18 | 85.21 | 105.35 | 141.21 | 153.67 | 159.76 | 180.22 | 173.32 | 175.81 | 153.02 | 150.83 | 140.22 | 133.06 | 121.66 | 111.77 | 71.22
| Constraint cost (LA 90% BB 10%) | £m |  | 10.4715 | 13.226 | 15.9849 | 20.7787 | 25.7746 | 26.4112 | 25.6119 | 0.016972 | 0.03039 | 1.1461 | 1.4993 | 1.8535 | 2.4845 | 2.6635 | 2.769 | 3.1236 | 3.0039 | 3.0471 | 2.6521 | 2.6142 | 2.4303 | 2.3061 | 2.1087 | 1.9372 | 1.2345
Emissions | CO2 emissions volume | Tonnes |  | 8988.33 | 9919 | 11088.35 | 12735.42 | 17955.49 | 17112.17 | 15855.37 | 2204.05 | 2384.88 | 13001.39 | 13763.9 | 14729.24 | 15799.88 | 15788.19 | 15766.11 | 16338.91 | 15926.56 | 16135.47 | 15966.15 | 15991.31 | 15368.55 | 15548.95 | 15493.17 | 15435.9 | 14259.45
| NOx emissions volume | Tonnes |  | 4.75 | 5.24 | 5.85 | 6.72 | 7.32 | 9.6 | 8.89 | 1.3 | 1.41 | 7.29 | 7.72 | 8.26 | 8.86 | 8.86 | 8.84 | 9.16 | 8.93 | 9.05 | 8.96 | 8.97 | 8.62 | 8.72 | 8.69 | 8.66 | 8
| CO2 emissions cost | £m |  | 3.21 | 3.59 | 4.08 | 4.75 | 6.8 | 6.57 | 6.2 | 0.87 | 0.96 | 5.32 | 5.7 | 6.2 | 6.76 | 6.85 | 6.94 | 7.31 | 7.23 | 7.44 | 7.47 | 7.59 | 7.4 | 7.59 | 7.7 | 7.77 | 7.3
| NOx emissions cost | £m |  | 0.04 | 0.05 | 0.05 | 0.06 | 0.07 | 0.09 | 0.08 | 0.01 | 0.01 | 0.07 | 0.07 | 0.07 | 0.08 | 0.08 | 0.08 | 0.08 | 0.08 | 0.08 | 0.08 | 0.08 | 0.08 | 0.08 | 0.08 | 0.08 | 0.07
| Compressor fuel volume | KWh |  | 90.19 | 99.53 | 111.26 | 127.79 | 141.59 | 134.94 | 125.03 | 13.45 | 14.55 | 102.52 | 108.53 | 116.15 | 124.59 | 124.5 | 124.32 | 128.84 | 125.59 | 127.24 | 125.9 | 126.1 | 121.19 | 122.61 | 122.17 | 121.72 | 112.44
| Compressor fuel cost | £m |  | 4.89 | 4.77 | 6.02 | 6.91 | 6.65 | 6.32 | 6.61 | 0.83 | 0.9 | 6.03 | 6.37 | 6.81 | 8.07 | 8.04 | 8.03 | 8.32 | 8.11 | 8.22 | 8.13 | 8.15 | 7.83 | 7.92 | 7.89 | 7.86 | 7.26
| Emissions cost | £m |  | 4.5909 | 4.8086 | 5.8657 | 6.9061 | 8.1245 | 7.8833 | 7.8503 | 8.4542 | 9.3867 | 11.4115 | 12.1398 | 13.0922 | 14.9096 | 14.9667 | 15.0539 | 15.7129 | 15.4256 | 15.7386 | 15.683 | 15.8174 | 15.3068 | 15.5932 | 15.665 | 15.713 | 14.6328
Total | Total PV of constraints and Emissions after discounting | £m |  | 18.6104 | 20.9031 | 24.3936 | 29.3148 | 34.2379 | 33.1634 | 31.3231 | 1.3613 | 1.4413 | 9.2139 | 9.669 | 10.237 | 11.5111 | 11.2728 | 11.0107 | 11.2433 | 10.6284 | 10.4675 | 9.8709 | 9.5873 | 8.9141 | 8.6914 | 8.3385 | 8.0006 | 6.9492
FES Pathway - Electric Engagement (EE) |  |  |  | 2026 | 2027 | 2028 | 2029 | 2030 | 2031 | 2032 | 2033 | 2034 | 2035 | 2036 | 2037 | 2038 | 2039 | 2040 | 2041 | 2042 | 2043 | 2044 | 2045 | 2046 | 2047 | 2048 | 2049 | 2050
Constraints | Constraint days volume | KWh |  | 567.12 | 729.08 | 907.52 | 1208.83 | 1606.69 | 1642.4 | 1564.1 | 1.27 | 2.18 | 96.74 | 131.31 | 171.39 | 221.52 | 256.81 | 276.5 | 284.39 | 283.34 | 303.79 | 294.78 | 296.47 | 279.82 | 289.61 | 255.66 | 240.34 | 191
| Constraint cost (LA 90% BB 10%) | £m |  | 10.5739 | 13.5937 | 16.6824 | 22.2211 | 29.5347 | 29.7598 | 28.341 | 0.023095 | 0.038904 | 1.7276 | 2.3103 | 3.0156 | 3.8975 | 4.451 | 4.7922 | 4.929 | 4.9109 | 5.2653 | 5.1091 | 5.1383 | 4.8498 | 5.0195 | 4.431 | 4.1656 | 3.3103
Emissions | CO2 emissions volume | Tonnes |  | 9169.17 | 10265.59 | 11674.61 | 13628.34 | 19846.5 | 18961.85 | 17928.62 | 2949.49 | 3383.33 | 16579.9 | 17609.78 | 18543.87 | 20121.65 | 20814.56 | 20097.72 | 19284.94 | 19137.05 | 19821.58 | 19709.23 | 19580.09 | 19263.39 | 19563.64 | 19196.38 | 18900.53 | 17943.91
| NOx emissions volume | Tonnes |  | 4.84 | 5.42 | 6.16 | 7.19 | 8.09 | 10.64 | 10.06 | 1.74 | 2 | 9.3 | 9.88 | 10.4 | 11.29 | 11.68 | 11.27 | 10.82 | 10.73 | 11.12 | 11.06 | 10.98 | 10.81 | 10.97 | 10.77 | 10.6 | 10.07
| CO2 emissions cost | £m |  | 3.27 | 3.72 | 4.29 | 5.09 | 7.52 | 7.28 | 7.01 | 1.17 | 1.36 | 6.78 | 7.3 | 7.81 | 8.61 | 9.02 | 8.85 | 8.63 | 8.69 | 9.14 | 9.22 | 9.3 | 9.28 | 9.56 | 9.53 | 9.52 | 9.18
| NOx emissions cost | £m |  | 0.04 | 0.05 | 0.05 | 0.06 | 0.07 | 0.09 | 0.09 | 0.02 | 0.02 | 0.08 | 0.09 | 0.09 | 0.1 | 0.1 | 0.1 | 0.1 | 0.1 | 0.1 | 0.1 | 0.1 | 0.1 | 0.1 | 0.1 | 0.09 | 0.09
| Compressor fuel volume | KWh |  | 92.01 | 103.01 | 117.15 | 136.75 | 156.5 | 149.52 | 141.38 | 18 | 20.64 | 130.74 | 138.86 | 146.23 | 158.67 | 164.13 | 158.48 | 152.07 | 150.91 | 156.3 | 155.42 | 154.4 | 151.9 | 154.27 | 151.37 | 149.04 | 141.5
| Compressor fuel cost | £m |  | 4.99 | 4.94 | 6.33 | 7.4 | 7.35 | 7 | 7.48 | 1.11 | 1.27 | 7.69 | 8.15 | 8.58 | 10.27 | 10.6 | 10.24 | 9.82 | 9.75 | 10.1 | 10.04 | 9.97 | 9.81 | 9.97 | 9.78 | 9.63 | 9.14
| Emissions cost | £m |  | 4.6811 | 4.9738 | 6.1979 | 7.4198 | 9.0831 | 8.7782 | 8.8945 | 10.192 | 11.5766 | 14.5522 | 15.532 | 16.4831 | 18.9881 | 19.7316 | 19.1899 | 18.5461 | 18.5352 | 19.3342 | 19.3598 | 19.3673 | 19.1862 | 19.6194 | 19.4091 | 19.2397 | 18.4136
Total | Total PV of constraints and Emissions after discounting | £m |  | 18.8765 | 21.5422 | 25.5456 | 31.3572 | 38.7549 | 37.1638 | 34.9146 | 1.822 | 2.0415 | 11.945 | 12.6487 | 13.3555 | 15.1453 | 15.4625 | 14.8157 | 14.0121 | 13.5215 | 13.7069 | 13.1731 | 12.7467 | 12.0797 | 11.9639 | 11.1846 | 10.6093 | 9.5142
FES Pathway - Hydrogen Evolution (HE) |  |  |  | 2026 | 2027 | 2028 | 2029 | 2030 | 2031 | 2032 | 2033 | 2034 | 2035 | 2036 | 2037 | 2038 | 2039 | 2040 | 2041 | 2042 | 2043 | 2044 | 2045 | 2046 | 2047 | 2048 | 2049 | 2050
Constraints | Constraint days volume | KWh |  | 495.18 | 630.17 | 725.53 | 884.38 | 1155.45 | 1142.14 | 906.68 | 0.23 | 0.48 | 43.63 | 64.25 | 94.33 | 160.61 | 222.18 | 290.61 | 343.32 | 386.45 | 702.94 | 556.04 | 550.03 | 500.61 | 480.79 | 541.01 | 943.7 | 400.38
| Constraint cost (LA 90% BB 10%) | £m |  | 9.2325 | 11.7495 | 13.337 | 16.2569 | 21.2399 | 20.6953 | 16.4288 | 0.0042429 | 0.0085139 | 0.7791 | 1.1305 | 1.6597 | 2.8259 | 3.8508 | 5.0369 | 5.9504 | 6.698 | 12.1833 | 9.6372 | 9.5331 | 8.6766 | 8.333 | 9.3767 | 16.3562 | 6.9393
Emissions | CO2 emissions volume | Tonnes |  | 8272.18 | 9149.99 | 9769.32 | 10881.31 | 16164.27 | 15105.22 | 12843.24 | 2037.55 | 2232.68 | 12563.77 | 14493.66 | 17682.5 | 21279.81 | 23481.86 | 25240.71 | 25924.33 | 26932.74 | 29435.67 | 29022.61 | 28998.61 | 27968.91 | 27112.32 | 28369.49 | 29413.21 | 24367.27
| NOx emissions volume | Tonnes |  | 4.37 | 4.83 | 5.16 | 5.74 | 6.59 | 8.47 | 7.2 | 1.2 | 1.32 | 7.05 | 8.13 | 9.92 | 11.94 | 13.17 | 14.2 | 14.62 | 15.24 | 16.78 | 16.52 | 16.51 | 15.88 | 15.35 | 16.12 | 16.76 | 13.67
| CO2 emissions cost | £m |  | 3 | 3.3 | 3.6 | 4.1 | 6.1 | 5.8 | 5 | 0.8 | 0.9 | 5.1 | 6 | 7.4 | 9.1 | 10.2 | 11.1 | 11.6 | 12.2 | 13.6 | 13.6 | 13.8 | 13.5 | 13.2 | 14.1 | 14.8 | 12.5
| NOx emissions cost | £m |  | 0 | 0 | 0 | 0.1 | 0.1 | 0.1 | 0.1 | 0 | 0 | 0.1 | 0.1 | 0.1 | 0.1 | 0.1 | 0.1 | 0.1 | 0.1 | 0.1 | 0.1 | 0.1 | 0.1 | 0.1 | 0.1 | 0.1 | 0.1
| Compressor fuel volume | KWh |  | 83 | 91.8 | 98 | 109.2 | 127.5 | 119.1 | 101.3 | 12.4 | 13.6 | 99.1 | 114.3 | 139.4 | 167.8 | 185.2 | 199.6 | 205.5 | 214.2 | 235.9 | 232.3 | 232.1 | 223.2 | 215.8 | 226.6 | 235.7 | 192.1
| Compressor fuel cost | £m |  | 4.5 | 4.4 | 5.3 | 5.9 | 6 | 5.6 | 5.4 | 0.8 | 0.8 | 5.8 | 6.7 | 8.2 | 10.9 | 12 | 12.9 | 13.3 | 13.8 | 15.2 | 15 | 15 | 14.4 | 13.9 | 14.6 | 15.2 | 12.4
| Emissions cost | £m |  | 4.2369 | 4.4111 | 5.1181 | 5.8178 | 7.1932 | 6.8132 | 6.112 | 7.4293 | 8.3803 | 11.0272 | 12.7835 | 15.7174 | 20.081 | 22.2601 | 24.135 | 24.9999 | 26.2051 | 28.9569 | 28.7323 | 28.9065 | 28.0282 | 27.318 | 28.8754 | 30.1849 | 25.0051
Total | Total PV of constraints and Emissions after discounting | £m |  | 16.7229 | 18.8466 | 20.7952 | 23.6971 | 29.1113 | 27.0693 | 21.8602 | 1.2495 | 1.3342 | 8.6627 | 9.8639 | 11.9024 | 15.1594 | 16.6954 | 18.0219 | 18.474 | 18.9754 | 22.9234 | 20.6566 | 19.9946 | 18.4466 | 17.3111 | 17.946 | 21.0964 | 13.9903
FES Pathway - Falling Behind (FB) |  |  |  | 2026 | 2027 | 2028 | 2029 | 2030 | 2031 | 2032 | 2033 | 2034 | 2035 | 2036 | 2037 | 2038 | 2039 | 2040 | 2041 | 2042 | 2043 | 2044 | 2045 | 2046 | 2047 | 2048 | 2049 | 2050
Constraints | Constraint days volume | KWh |  | 326.63 | 441.89 | 595.53 | 814.05 | 1126.81 | 1381.91 | 871.12 | 0.06 | 0.1 | 19.01 | 28.11 | 43.98 | 73.16 | 115.4 | 165.92 | 239.37 | 359.15 | 443.45 | 455.53 | 471.07 | 496.08 | 558.72 | 608.37 | 705.51 | 622.23
| Constraint cost (LA 90% BB 10%) | £m |  | 6.0899 | 8.239 | 10.9472 | 14.9642 | 20.7134 | 25.0399 | 15.7845 | 0.0010788 | 0.0017013 | 0.33944 | 0.49455 | 0.77378 | 1.2872 | 2.0001 | 2.8757 | 4.1488 | 6.2248 | 7.6859 | 7.8952 | 8.1646 | 8.5981 | 9.6836 | 10.5443 | 12.2279 | 10.7845
Emissions | CO2 emissions volume | Tonnes |  | 7495.17 | 8664.81 | 10520.23 | 12772.51 | 20145.29 | 22452.25 | 16650.91 | 2726.08 | 3391.95 | 13520.79 | 16167.38 | 19050.85 | 22924.42 | 25106.04 | 26595.89 | 28791.52 | 31807.91 | 36243.31 | 35943.2 | 38483.58 | 38416.55 | 40207.42 | 39820.43 | 41083.99 | 36791.36
| NOx emissions volume | Tonnes |  | 3.96 | 4.57 | 5.55 | 6.74 | 8.21 | 12.59 | 9.34 | 1.61 | 2.01 | 7.58 | 9.07 | 10.69 | 12.86 | 14.11 | 15.03 | 16.38 | 18.24 | 20.97 | 20.78 | 22.41 | 22.37 | 23.52 | 23.27 | 24.09 | 21.32
| CO2 emissions cost | £m |  | 2.67 | 3.14 | 3.87 | 4.77 | 7.63 | 8.63 | 6.51 | 1.08 | 1.36 | 5.53 | 6.7 | 8.02 | 9.81 | 10.89 | 11.71 | 12.88 | 14.45 | 16.71 | 16.82 | 18.27 | 18.5 | 19.64 | 19.78 | 20.69 | 18.83
| NOx emissions cost | £m |  | 0.04 | 0.04 | 0.05 | 0.06 | 0.07 | 0.11 | 0.08 | 0.01 | 0.02 | 0.07 | 0.08 | 0.1 | 0.11 | 0.13 | 0.13 | 0.15 | 0.16 | 0.19 | 0.19 | 0.2 | 0.2 | 0.21 | 0.21 | 0.21 | 0.19
| Compressor fuel volume | KWh |  | 75.21 | 86.95 | 105.56 | 128.17 | 158.86 | 177.05 | 131.3 | 16.63 | 20.7 | 106.62 | 127.49 | 150.23 | 180.77 | 198.4 | 211.29 | 230.3 | 256.4 | 294.79 | 292.19 | 315.02 | 314.42 | 330.65 | 327.14 | 338.6 | 299.68
| Compressor fuel cost | £m |  | 4.08 | 4.17 | 5.71 | 6.93 | 7.46 | 8.29 | 6.94 | 1.03 | 1.27 | 6.27 | 7.48 | 8.81 | 11.7 | 12.82 | 13.65 | 14.88 | 16.56 | 19.04 | 18.88 | 20.35 | 20.31 | 21.36 | 21.13 | 21.87 | 19.36
| Emissions cost | £m |  | 3.7616 | 4.0903 | 5.4085 | 6.7319 | 9.0008 | 10.14 | 7.7802 | 7.8373 | 9.264 | 11.8672 | 14.2598 | 16.9337 | 21.6329 | 23.8275 | 25.497 | 27.9012 | 31.1716 | 35.9388 | 35.8776 | 38.8195 | 39.0116 | 41.2091 | 41.119 | 42.7758 | 38.3782
Total | Total PV of constraints and Emissions after discounting | £m |  | 12.8767 | 15.0574 | 19.2057 | 24.1013 | 31.2636 | 35.4183 | 23.8547 | 1.6681 | 2.0184 | 8.9564 | 10.4596 | 12.1287 | 15.1682 | 16.5143 | 17.5281 | 19.1304 | 21.5668 | 24.3079 | 23.5656 | 24.439 | 23.927 | 24.712 | 24.2379 | 24.9324 | 21.5311
Sensitivities : Locational Actions 100 % & Buybacks 0%
Benefit Cost Inputs
FES Pathway - Holistic Transition (HT) |  |  |  | 2026 | 2027 | 2028 | 2029 | 2030 | 2031 | 2032 | 2033 | 2034 | 2035 | 2036 | 2037 | 2038 | 2039 | 2040 | 2041 | 2042 | 2043 | 2044 | 2045 | 2046 | 2047 | 2048 | 2049 | 2050
Constraints | Constraint days volume | KWh |  | 561.63 | 709.36 | 869.58 | 1130.36 | 1402.14 | 1457.59 | 1413.48 | 0.94 | 1.7 | 64.18 | 85.21 | 105.35 | 141.21 | 153.67 | 159.76 | 180.22 | 173.32 | 175.81 | 153.02 | 150.83 | 140.22 | 133.06 | 121.66 | 111.77 | 71.22
| Constraint cost (LA 100%) | £m |  | 9.2605 | 11.6964 | 14.1363 | 18.3757 | 22.7939 | 23.3569 | 22.65 | 0.015009 | 0.026875 | 1.0136 | 1.3259 | 1.6392 | 2.1972 | 2.3554 | 2.4488 | 2.7624 | 2.6565 | 2.6947 | 2.3454 | 2.3118 | 2.1492 | 2.0394 | 1.8648 | 1.7132 | 1.0917
Emissions | CO2 emissions volume | Tonnes |  | 8988.33 | 9919 | 11088.35 | 12735.42 | 17955.49 | 17112.17 | 15855.37 | 2204.05 | 2384.88 | 13001.39 | 13763.9 | 14729.24 | 15799.88 | 15788.19 | 15766.11 | 16338.91 | 15926.56 | 16135.47 | 15966.15 | 15991.31 | 15368.55 | 15548.95 | 15493.17 | 15435.9 | 14259.45
| NOx emissions volume | Tonnes |  | 4.75 | 5.24 | 5.85 | 6.72 | 7.32 | 9.6 | 8.89 | 1.3 | 1.41 | 7.29 | 7.72 | 8.26 | 8.86 | 8.86 | 8.84 | 9.16 | 8.93 | 9.05 | 8.96 | 8.97 | 8.62 | 8.72 | 8.69 | 8.66 | 8
| CO2 emissions cost | £m |  | 3.21 | 3.59 | 4.08 | 4.75 | 6.8 | 6.57 | 6.2 | 0.87 | 0.96 | 5.32 | 5.7 | 6.2 | 6.76 | 6.85 | 6.94 | 7.31 | 7.23 | 7.44 | 7.47 | 7.59 | 7.4 | 7.59 | 7.7 | 7.77 | 7.3
| NOx emissions cost | £m |  | 0.04 | 0.05 | 0.05 | 0.06 | 0.07 | 0.09 | 0.08 | 0.01 | 0.01 | 0.07 | 0.07 | 0.07 | 0.08 | 0.08 | 0.08 | 0.08 | 0.08 | 0.08 | 0.08 | 0.08 | 0.08 | 0.08 | 0.08 | 0.08 | 0.07
| Compressor fuel volume | KWh |  | 90.19 | 99.53 | 111.26 | 127.79 | 141.59 | 134.94 | 125.03 | 13.45 | 14.55 | 102.52 | 108.53 | 116.15 | 124.59 | 124.5 | 124.32 | 128.84 | 125.59 | 127.24 | 125.9 | 126.1 | 121.19 | 122.61 | 122.17 | 121.72 | 112.44
| Compressor fuel cost | £m |  | 4.89 | 4.77 | 6.02 | 6.91 | 6.65 | 6.32 | 6.61 | 0.83 | 0.9 | 6.03 | 6.37 | 6.81 | 8.07 | 8.04 | 8.03 | 8.32 | 8.11 | 8.22 | 8.13 | 8.15 | 7.83 | 7.92 | 7.89 | 7.86 | 7.26
| Emissions cost | £m |  | 4.5909 | 4.8086 | 5.8657 | 6.9061 | 8.1245 | 7.8833 | 7.8503 | 8.4542 | 9.3867 | 11.4115 | 12.1398 | 13.0922 | 14.9096 | 14.9667 | 15.0539 | 15.7129 | 15.4256 | 15.7386 | 15.683 | 15.8174 | 15.3068 | 15.5932 | 15.665 | 15.713 | 14.6328
Total | Total PV of constraints and Emissions after discounting | £m |  | 17.3994 | 19.4253 | 22.6679 | 27.1475 | 31.6403 | 30.5917 | 28.9136 | 1.3598 | 1.4387 | 9.1167 | 9.5461 | 10.0902 | 11.321 | 11.0758 | 10.8128 | 11.0277 | 10.4281 | 10.2711 | 9.7058 | 9.43 | 8.7728 | 8.5619 | 8.2241 | 7.899 | 6.8866
FES Pathway - Electric Engagement (EE) |  |  |  | 2026 | 2027 | 2028 | 2029 | 2030 | 2031 | 2032 | 2033 | 2034 | 2035 | 2036 | 2037 | 2038 | 2039 | 2040 | 2041 | 2042 | 2043 | 2044 | 2045 | 2046 | 2047 | 2048 | 2049 | 2050
Constraints | Constraint days volume | KWh |  | 567.12 | 729.08 | 907.52 | 1208.83 | 1606.69 | 1642.4 | 1564.1 | 1.27 | 2.18 | 96.74 | 131.31 | 171.39 | 221.52 | 256.81 | 276.5 | 284.39 | 283.34 | 303.79 | 294.78 | 296.47 | 279.82 | 289.61 | 255.66 | 240.34 | 191
| Constraint cost (LA 100%) | £m |  | 9.3511 | 12.0216 | 14.7531 | 19.6513 | 26.1191 | 26.3182 | 25.0635 | 0.020424 | 0.034405 | 1.5278 | 2.0431 | 2.6669 | 3.4468 | 3.9363 | 4.238 | 4.359 | 4.343 | 4.6564 | 4.5183 | 4.5441 | 4.289 | 4.439 | 3.9186 | 3.6838 | 2.9275
Emissions | CO2 emissions volume | Tonnes |  | 9169.17 | 10265.59 | 11674.61 | 13628.34 | 19846.5 | 18961.85 | 17928.62 | 2949.49 | 3383.33 | 16579.9 | 17609.78 | 18543.87 | 20121.65 | 20814.56 | 20097.72 | 19284.94 | 19137.05 | 19821.58 | 19709.23 | 19580.09 | 19263.39 | 19563.64 | 19196.38 | 18900.53 | 17943.91
| NOx emissions volume | Tonnes |  | 4.84 | 5.42 | 6.16 | 7.19 | 8.09 | 10.64 | 10.06 | 1.74 | 2 | 9.3 | 9.88 | 10.4 | 11.29 | 11.68 | 11.27 | 10.82 | 10.73 | 11.12 | 11.06 | 10.98 | 10.81 | 10.97 | 10.77 | 10.6 | 10.07
| CO2 emissions cost | £m |  | 3.27 | 3.72 | 4.29 | 5.09 | 7.52 | 7.28 | 7.01 | 1.17 | 1.36 | 6.78 | 7.3 | 7.81 | 8.61 | 9.02 | 8.85 | 8.63 | 8.69 | 9.14 | 9.22 | 9.3 | 9.28 | 9.56 | 9.53 | 9.52 | 9.18
| NOx emissions cost | £m |  | 0.04 | 0.05 | 0.05 | 0.06 | 0.07 | 0.09 | 0.09 | 0.02 | 0.02 | 0.08 | 0.09 | 0.09 | 0.1 | 0.1 | 0.1 | 0.1 | 0.1 | 0.1 | 0.1 | 0.1 | 0.1 | 0.1 | 0.1 | 0.09 | 0.09
| Compressor fuel volume | KWh |  | 92.01 | 103.01 | 117.15 | 136.75 | 156.5 | 149.52 | 141.38 | 18 | 20.64 | 130.74 | 138.86 | 146.23 | 158.67 | 164.13 | 158.48 | 152.07 | 150.91 | 156.3 | 155.42 | 154.4 | 151.9 | 154.27 | 151.37 | 149.04 | 141.5
| Compressor fuel cost | £m |  | 4.99 | 4.94 | 6.33 | 7.4 | 7.35 | 7 | 7.48 | 1.11 | 1.27 | 7.69 | 8.15 | 8.58 | 10.27 | 10.6 | 10.24 | 9.82 | 9.75 | 10.1 | 10.04 | 9.97 | 9.81 | 9.97 | 9.78 | 9.63 | 9.14
| Emissions cost | £m |  | 4.6811 | 4.9738 | 6.1979 | 7.4198 | 9.0831 | 8.7782 | 8.8945 | 10.192 | 11.5766 | 14.5522 | 15.532 | 16.4831 | 18.9881 | 19.7316 | 19.1899 | 18.5461 | 18.5352 | 19.3342 | 19.3598 | 19.3673 | 19.1862 | 19.6194 | 19.4091 | 19.2397 | 18.4136
Total | Total PV of constraints and Emissions after discounting | £m |  | 17.6537 | 20.0233 | 23.7446 | 29.0394 | 35.7784 | 34.266 | 32.2484 | 1.8199 | 2.0381 | 11.7984 | 12.4593 | 13.1167 | 14.847 | 15.1333 | 14.4734 | 13.6719 | 13.194 | 13.3676 | 12.855 | 12.4376 | 11.7978 | 11.6821 | 10.9442 | 10.3909 | 9.3465
FES Pathway - Hydrogen Evolution (HE) |  |  |  | 2026 | 2027 | 2028 | 2029 | 2030 | 2031 | 2032 | 2033 | 2034 | 2035 | 2036 | 2037 | 2038 | 2039 | 2040 | 2041 | 2042 | 2043 | 2044 | 2045 | 2046 | 2047 | 2048 | 2049 | 2050
Constraints | Constraint days volume | KWh |  | 495.18 | 630.17 | 725.53 | 884.38 | 1155.45 | 1142.14 | 906.68 | 0.23 | 0.48 | 43.63 | 64.25 | 94.33 | 160.61 | 222.18 | 290.61 | 343.32 | 386.45 | 702.94 | 556.04 | 550.03 | 500.61 | 480.79 | 541.01 | 943.7 | 400.38
| Constraint cost (LA 100%) | £m |  | 8.1648 | 10.3907 | 11.7946 | 14.3768 | 18.7835 | 18.302 | 14.5289 | 0.0037523 | 0.0075293 | 0.689 | 0.99975 | 1.4678 | 2.4991 | 3.4055 | 4.4544 | 5.2623 | 5.9234 | 10.7743 | 8.5227 | 8.4306 | 7.6732 | 7.3694 | 8.2923 | 14.4647 | 6.1368
Emissions | CO2 emissions volume | Tonnes |  | 8272.18 | 9149.99 | 9769.32 | 10881.31 | 16164.27 | 15105.22 | 12843.24 | 2037.55 | 2232.68 | 12563.77 | 14493.66 | 17682.5 | 21279.81 | 23481.86 | 25240.71 | 25924.33 | 26932.74 | 29435.67 | 29022.61 | 28998.61 | 27968.91 | 27112.32 | 28369.49 | 29413.21 | 24367.27
| NOx emissions volume | Tonnes |  | 4.37 | 4.83 | 5.16 | 5.74 | 6.59 | 8.47 | 7.2 | 1.2 | 1.32 | 7.05 | 8.13 | 9.92 | 11.94 | 13.17 | 14.2 | 14.62 | 15.24 | 16.78 | 16.52 | 16.51 | 15.88 | 15.35 | 16.12 | 16.76 | 13.67
| CO2 emissions cost | £m |  | 3 | 3.3 | 3.6 | 4.1 | 6.1 | 5.8 | 5 | 0.8 | 0.9 | 5.1 | 6 | 7.4 | 9.1 | 10.2 | 11.1 | 11.6 | 12.2 | 13.6 | 13.6 | 13.8 | 13.5 | 13.2 | 14.1 | 14.8 | 12.5
| NOx emissions cost | £m |  | 0 | 0 | 0 | 0.1 | 0.1 | 0.1 | 0.1 | 0 | 0 | 0.1 | 0.1 | 0.1 | 0.1 | 0.1 | 0.1 | 0.1 | 0.1 | 0.1 | 0.1 | 0.1 | 0.1 | 0.1 | 0.1 | 0.1 | 0.1
| Compressor fuel volume | KWh |  | 83 | 91.8 | 98 | 109.2 | 127.5 | 119.1 | 101.3 | 12.4 | 13.6 | 99.1 | 114.3 | 139.4 | 167.8 | 185.2 | 199.6 | 205.5 | 214.2 | 235.9 | 232.3 | 232.1 | 223.2 | 215.8 | 226.6 | 235.7 | 192.1
| Compressor fuel cost | £m |  | 4.5 | 4.4 | 5.3 | 5.9 | 6 | 5.6 | 5.4 | 0.8 | 0.8 | 5.8 | 6.7 | 8.2 | 10.9 | 12 | 12.9 | 13.3 | 13.8 | 15.2 | 15 | 15 | 14.4 | 13.9 | 14.6 | 15.2 | 12.4
| Emissions cost | £m |  | 4.2369 | 4.4111 | 5.1181 | 5.8178 | 7.1932 | 6.8132 | 6.112 | 7.4293 | 8.3803 | 11.0272 | 12.7835 | 15.7174 | 20.081 | 22.2601 | 24.135 | 24.9999 | 26.2051 | 28.9569 | 28.7323 | 28.9065 | 28.0282 | 27.318 | 28.8754 | 30.1849 | 25.0051
Total | Total PV of constraints and Emissions after discounting | £m |  | 15.6552 | 17.5338 | 19.3553 | 22.0014 | 26.9707 | 25.0542 | 20.3147 | 1.2491 | 1.3334 | 8.5966 | 9.7712 | 11.7709 | 14.9431 | 16.4107 | 17.662 | 18.0632 | 18.5287 | 22.1384 | 20.0566 | 19.4211 | 17.9423 | 16.8432 | 17.4373 | 20.239 | 13.6388
FES Pathway - Falling Behind (FB) |  |  |  | 2026 | 2027 | 2028 | 2029 | 2030 | 2031 | 2032 | 2033 | 2034 | 2035 | 2036 | 2037 | 2038 | 2039 | 2040 | 2041 | 2042 | 2043 | 2044 | 2045 | 2046 | 2047 | 2048 | 2049 | 2050
Constraints | Constraint days volume | KWh |  | 326.63 | 441.89 | 595.53 | 814.05 | 1126.81 | 1381.91 | 871.12 | 0.06 | 0.1 | 19.01 | 28.11 | 43.98 | 73.16 | 115.4 | 165.92 | 239.37 | 359.15 | 443.45 | 455.53 | 471.07 | 496.08 | 558.72 | 608.37 | 705.51 | 622.23
| Constraint cost (LA 100%) | £m |  | 5.3857 | 7.2862 | 9.6812 | 13.2336 | 18.318 | 22.1441 | 13.9591 | 0.00095403 | 0.0015046 | 0.30019 | 0.43736 | 0.68429 | 1.1384 | 1.7688 | 2.5431 | 3.669 | 5.5049 | 6.7971 | 6.9821 | 7.2204 | 7.6037 | 8.5638 | 9.3249 | 10.8138 | 9.5373
Emissions | CO2 emissions volume | Tonnes |  | 7495.17 | 8664.81 | 10520.23 | 12772.51 | 20145.29 | 22452.25 | 16650.91 | 2726.08 | 3391.95 | 13520.79 | 16167.38 | 19050.85 | 22924.42 | 25106.04 | 26595.89 | 28791.52 | 31807.91 | 36243.31 | 35943.2 | 38483.58 | 38416.55 | 40207.42 | 39820.43 | 41083.99 | 36791.36
| NOx emissions volume | Tonnes |  | 3.96 | 4.57 | 5.55 | 6.74 | 8.21 | 12.59 | 9.34 | 1.61 | 2.01 | 7.58 | 9.07 | 10.69 | 12.86 | 14.11 | 15.03 | 16.38 | 18.24 | 20.97 | 20.78 | 22.41 | 22.37 | 23.52 | 23.27 | 24.09 | 21.32
| CO2 emissions cost | £m |  | 2.67 | 3.14 | 3.87 | 4.77 | 7.63 | 8.63 | 6.51 | 1.08 | 1.36 | 5.53 | 6.7 | 8.02 | 9.81 | 10.89 | 11.71 | 12.88 | 14.45 | 16.71 | 16.82 | 18.27 | 18.5 | 19.64 | 19.78 | 20.69 | 18.83
| NOx emissions cost | £m |  | 0.04 | 0.04 | 0.05 | 0.06 | 0.07 | 0.11 | 0.08 | 0.01 | 0.02 | 0.07 | 0.08 | 0.1 | 0.11 | 0.13 | 0.13 | 0.15 | 0.16 | 0.19 | 0.19 | 0.2 | 0.2 | 0.21 | 0.21 | 0.21 | 0.19
| Compressor fuel volume | KWh |  | 75.21 | 86.95 | 105.56 | 128.17 | 158.86 | 177.05 | 131.3 | 16.63 | 20.7 | 106.62 | 127.49 | 150.23 | 180.77 | 198.4 | 211.29 | 230.3 | 256.4 | 294.79 | 292.19 | 315.02 | 314.42 | 330.65 | 327.14 | 338.6 | 299.68
| Compressor fuel cost | £m |  | 4.08 | 4.17 | 5.71 | 6.93 | 7.46 | 8.29 | 6.94 | 1.03 | 1.27 | 6.27 | 7.48 | 8.81 | 11.7 | 12.82 | 13.65 | 14.88 | 16.56 | 19.04 | 18.88 | 20.35 | 20.31 | 21.36 | 21.13 | 21.87 | 19.36
| Emissions cost | £m |  | 3.7616 | 4.0903 | 5.4085 | 6.7319 | 9.0008 | 10.14 | 7.7802 | 7.8373 | 9.264 | 11.8672 | 14.2598 | 16.9337 | 21.6329 | 23.8275 | 25.497 | 27.9012 | 31.1716 | 35.9388 | 35.8776 | 38.8195 | 39.0116 | 41.2091 | 41.119 | 42.7758 | 38.3782
Total | Total PV of constraints and Emissions after discounting | £m |  | 12.1725 | 14.1368 | 18.0239 | 22.5405 | 29.1761 | 32.9802 | 22.3698 | 1.668 | 2.0182 | 8.9276 | 10.4191 | 12.0674 | 15.0697 | 16.3664 | 17.3227 | 18.844 | 21.1516 | 23.8126 | 23.074 | 23.9479 | 23.4273 | 24.1683 | 23.6658 | 24.2914 | 20.9849
Option Cost Inputs |  |  |  | 2026 | 2027 | 2028 | 2029 | 2030 | 2031 | 2032 | 2033 | 2034 | 2035 | 2036 | 2037 | 2038 | 2039 | 2040 | 2041 | 2042 | 2043 | 2044 | 2045 | 2046 | 2047 | 2048 | 2049 | 2050 | 2051 | 2052 | 2053 | 2054 | 2055 | 2056 | 2057 | 2058 | 2059 | 2060 | 2061 | 2062 | 2063 | 2064 | 2065 | 2066 | 2067 | 2068 | 2069 | 2070 | 2071 | 2072 | 2073 | 2074 | 2075 | 2076 | 2077 | 2078 | 2079 | 2080 | 2081 | 2082 | 2083 | 2084 | 2085 | 2086 | 2087 | 2088 | 2089 | 2090 | 2091 | 2092 | 2093 | 2094 | 2095 | 2096 | 2097 | 2098 | 2099
Capital | Capital build cost | X | £m | 4.1825 | 8.0912 | 8.2074 | 18.675 | 30.48 | 24.3975 | 38.5217 | 29.6362 | 21.428 | 0 | 0 | 0 | 0 | 0 | 0 | 0 | 0 | 0 | 0 | 0 | 0 | 0 | 0 | 0 | 0 | 0 | 0 | 0 | 0 | 0 | 0 | 0 | 0 | 0 | 0 | 0 | 0 | 0 | 0 | 0 | 0 | 0 | 0 | 0 | 0 | 0 | 0 | 0 | 0 | 0 | 0 | 0 | 0 | 0 | 0 | 0 | 0 | 0 | 0 | 0 | 0 | 0 | 0 | 0 | 0 | 0 | 0 | 0 | 0 | 0 | 0 | 0 | 0 | 0
| Decommisioning cost | Y | £m | 0 | 0 | 0 | 0 | 0 | 0 | 0 | 0 | 0 | 0 | 0 | 0 | 0 | 0 | 0 | 0 | 0 | 0 | 0 | 0 | 0 | 0 | 0 | 0 | 13.8855 | 10.2101 | 3.4034 | 0 | 0 | 0 | 0 | 0 | 0 | 0 | 0 | 0 | 0 | 0 | 0 | 0 | 0 | 0 | 0 | 0 | 0 | 0 | 0 | 0 | 0 | 0 | 0 | 0 | 0 | 0 | 0 | 0 | 0 | 0 | 0 | 0 | 0 | 0 | 0 | 0 | 0 | 0 | 0 | 0 | 0 | 0 | 0 | 0 | 0 | 0
| Annuity payments | =(X+Y)/(1-1/(1+WACC)^i)/WACC | £m | 0.27 | 0.53 | 0.54 | 1.22 | 3.01 | 1.63 | 2.53 | 1.94 | 1.4 | 0 | 0 | 0 | 0 | 0 | 0 | 0 | 0 | 0 | 0 | 0 | 0 | 0 | 0 | 0 | 0.98 | 0.71 | 0.24 | 0 | 0 | 0 | 0 | 0 | 0 | 0 | 0 | 0 | 0 | 0 | 0 | 0 | 0 | 0 | 0 | 0 | 0 | 0 | 0 | 0 | 0 | 0 | 0 | 0 | 0 | 0 | 0 | 0 | 0 | 0 | 0 | 0 | 0 | 0 | 0 | 0 | 0 | 0 | 0 | 0 | 0 | 0 | 0 | 0 | 0 | 0
| Total capital cost before discounting |  | £m | 0.27 | 0.8 | 1.34 | 2.57 | 5.57 | 7.2 | 9.73 | 11.67 | 13.08 | 13.08 | 13.08 | 13.08 | 13.08 | 13.08 | 13.08 | 13.08 | 13.08 | 13.08 | 13.08 | 13.08 | 13.08 | 13.08 | 13.08 | 13.08 | 14.06 | 14.5 | 14.2 | 13.67 | 12.44 | 9.44 | 7.81 | 5.28 | 3.33 | 1.93 | 1.93 | 1.93 | 1.93 | 1.93 | 1.93 | 1.93 | 1.93 | 1.93 | 1.93 | 1.93 | 1.93 | 1.93 | 1.93 | 1.93 | 1.93 | 0.95 | 0.24 | 0 | 0 | 0 | 0 | 0 | 0 | 0 | 0 | 0 | 0 | 0 | 0 | 0 | 0 | 0 | 0 | 0 | 0 | 0 | 0 | 0 | 0 | 0
| Total PV of capital cost after discounting |  | £m | 0.27 | 0.78 | 1.25 | 2.31 | 4.86 | 6.06 | 7.92 | 9.18 | 9.93 | 9.6 | 9.27 | 8.96 | 8.65 | 8.36 | 8.08 | 7.81 | 7.54 | 7.29 | 7.04 | 6.8 | 6.57 | 6.35 | 6.14 | 5.93 | 6.16 | 6.13 | 5.81 | 5.4 | 4.75 | 3.48 | 2.78 | 1.82 | 1.12 | 0.63 | 0.61 | 0.59 | 0.58 | 0.56 | 0.54 | 0.53 | 0.51 | 0.5 | 0.48 | 0.47 | 0.45 | 0.44 | 0.43 | 0.42 | 0.4 | 0.19 | 0.05 | 0 | 0 | 0 | 0 | 0 | 0 | 0 | 0 | 0 | 0 | 0 | 0 | 0 | 0 | 0 | 0 | 0 | 0 | 0 | 0 | 0 | 0 | 0
Non-Capital | Operational cost | £m |  | 0 | 0 | 0 | 0 | 0 | 0 | 0 | 0 | 0.69242 | 0.69242 | 2.5359 | 2.5359 | 2.5359 | 2.5359 | 2.5359 | 2.5359 | 2.5359 | 2.5359 | 2.5359 | 2.5359 | 2.5359 | 2.5359 | 2.5359 | 2.5359 | 0 | 0 | 0 | 0 | 0 | 0 | 0 | 0 | 0 | 0 | 0 | 0 | 0 | 0 | 0 | 0 | 0 | 0 | 0 | 0 | 0 | 0 | 0 | 0 | 0 | 0 | 0 | 0 | 0 | 0 | 0 | 0 | 0 | 0 | 0 | 0 | 0 | 0 | 0 | 0 | 0 | 0 | 0 | 0 | 0 | 0 | 0 | 0 | 0 | 0
| CO2 equivalent emissions (construction & decomissioning) | £m |  | 0 | 0 | 0 | 0 | 15.4275 | 0.41551 | 0.16595 | 0 | 0 | 0 | 0 | 0 | 0 | 0 | 0 | 0 | 0 | 0 | 0 | 0 | 0 | 0 | 0 | 0 | 1.0425 | 0.692 | 0.23406 | 0 | 0 | 0 | 0 | 0 | 0 | 0 | 0 | 0 | 0 | 0 | 0 | 0 | 0 | 0 | 0 | 0 | 0 | 0 | 0 | 0 | 0 | 0 | 0 | 0 | 0 | 0 | 0 | 0 | 0 | 0 | 0 | 0 | 0 | 0 | 0 | 0 | 0 | 0 | 0 | 0 | 0 | 0 | 0 | 0 | 0 | 0
| Total non-capital cost before discounting | £m |  | 0 | 0 | 0 | 0 | 15.43 | 0.42 | 0.17 | 0 | 0.69 | 0.69 | 2.54 | 2.54 | 2.54 | 2.54 | 2.54 | 2.54 | 2.54 | 2.54 | 2.54 | 2.54 | 2.54 | 2.54 | 2.54 | 2.54 | 1.04 | 0 | 0 | 0 | 0 | 0 | 0 | 0 | 0 | 0 | 0 | 0 | 0 | 0 | 0 | 0 | 0 | 0 | 0 | 0 | 0 | 0 | 0 | 0 | 0 | 0 | 0 | 0 | 0 | 0 | 0 | 0 | 0 | 0 | 0 | 0 | 0 | 0 | 0 | 0 | 0 | 0 | 0 | 0 | 0 | 0 | 0 | 0 | 0 | 0
| Total PV of non-capital cost after discounting | £m |  | 0 | 0 | 0 | 0 | 13.44 | 0.35 | 0.13 | 0 | 0.53 | 0.51 | 1.8 | 1.74 | 1.68 | 1.62 | 1.57 | 1.51 | 1.46 | 1.41 | 1.37 | 1.32 | 1.27 | 1.23 | 1.19 | 1.15 | 0.46 | 0 | 0 | 0 | 0 | 0 | 0 | 0 | 0 | 0 | 0 | 0 | 0 | 0 | 0 | 0 | 0 | 0 | 0 | 0 | 0 | 0 | 0 | 0 | 0 | 0 | 0 | 0 | 0 | 0 | 0 | 0 | 0 | 0 | 0 | 0 | 0 | 0 | 0 | 0 | 0 | 0 | 0 | 0 | 0 | 0 | 0 | 0 | 0 | 0

## Option W
Summary of Option Investment and Benefits
Option W | Wormington to Honeybourne 900mm New; Churchover Tee to MJ 900mm New; Uprating Feeder 28 Felindre Three Cocks & Cilfrew; Churchover Parallel Operation/ Flow increase; Uprating Newton Noyes to Felindre
Capability Equation
Sensitivities : Locational Actions 75% & Buybacks 25%
Discounting | Time | n |  | Year 0 | Year 1 | Year 2 | Year 3 | Year 4 | Year 5 | Year 6 | Year 7 | Year 8 | Year 9 | Year 10 | Year 11 | Year 12 | Year 13 | Year 14 | Year 15 | Year 16 | Year 17 | Year 18 | Year 19 | Year 20 | Year 21 | Year 22 | Year 23 | Year 24
| Fiscal Year |  |  | 2026 | 2027 | 2028 | 2029 | 2030 | 2031 | 2032 | 2033 | 2034 | 2035 | 2036 | 2037 | 2038 | 2039 | 2040 | 2041 | 2042 | 2043 | 2044 | 2045 | 2046 | 2047 | 2048 | 2049 | 2050
| Discounting % to convert the future cost into present | =1/[(1+STPR)^n] |  | 100% | 96.62% | 93.35% | 90.19% | 87.14% | 84.2% | 81.35% | 78.6% | 75.94% | 73.37% | 70.89% | 68.49% | 66.18% | 63.94% | 61.78% | 59.69% | 57.67% | 55.72% | 53.84% | 52.02% | 50.26% | 48.56% | 46.92% | 45.33% | 43.8%
Benefit Cost Inputs
FES Pathway - Holistic Transition (HT) |  |  |  | 2026 | 2027 | 2028 | 2029 | 2030 | 2031 | 2032 | 2033 | 2034 | 2035 | 2036 | 2037 | 2038 | 2039 | 2040 | 2041 | 2042 | 2043 | 2044 | 2045 | 2046 | 2047 | 2048 | 2049 | 2050
Constraints | Constraint days volume | KWh |  | 561.63 | 709.36 | 869.58 | 1130.36 | 1402.14 | 1457.59 | 1413.48 | 24.66 | 35.74 | 54.83 | 73.03 | 90.55 | 121.45 | 131.19 | 135.57 | 152.46 | 144.92 | 146.18 | 124.66 | 121.88 | 111.33 | 104.83 | 94.92 | 86.36 | 53.4
| Constraint cost (LA 75% BB 25%) | £m |  | 12.29 | 15.52 | 18.76 | 24.38 | 30.25 | 30.99 | 30.05 | 0.52 | 0.75 | 1.15 | 1.51 | 1.87 | 2.51 | 2.67 | 2.76 | 3.1 | 2.95 | 2.97 | 2.54 | 2.48 | 2.26 | 2.13 | 1.93 | 1.76 | 1.09
Emissions | CO2 emissions volume | Tonnes |  | 8988.33 | 9919 | 11088.35 | 12735.42 | 17955.49 | 17112.17 | 15855.37 | 10482.09 | 11204.34 | 12347.51 | 12732.14 | 13405.93 | 13910.3 | 13315.59 | 13059.47 | 13216.54 | 12517.46 | 12436.23 | 11982.49 | 11727.93 | 11108.14 | 11103.05 | 10885.57 | 10770.35 | 9781.5
| NOx emissions volume | Tonnes |  | 4.75 | 5.24 | 5.85 | 6.72 | 7.32 | 9.6 | 8.89 | 5.88 | 6.28 | 6.93 | 7.14 | 7.52 | 7.8 | 7.47 | 7.33 | 7.41 | 7.02 | 6.98 | 6.72 | 6.58 | 6.23 | 6.23 | 6.11 | 6.04 | 5.49
| CO2 emissions cost | £m |  | 3.21 | 3.59 | 4.08 | 4.75 | 6.8 | 6.57 | 6.2 | 4.16 | 4.5 | 5.05 | 5.28 | 5.65 | 5.95 | 5.77 | 5.75 | 5.91 | 5.68 | 5.73 | 5.61 | 5.57 | 5.35 | 5.42 | 5.41 | 5.42 | 5.01
| NOx emissions cost | £m |  | 0.04 | 0.05 | 0.05 | 0.06 | 0.07 | 0.09 | 0.08 | 0.05 | 0.06 | 0.06 | 0.06 | 0.07 | 0.07 | 0.07 | 0.07 | 0.07 | 0.06 | 0.06 | 0.06 | 0.06 | 0.06 | 0.06 | 0.05 | 0.05 | 0.05
| Compressor fuel volume | KWh |  | 90.19 | 99.53 | 111.26 | 127.79 | 141.59 | 134.94 | 125.03 | 82.66 | 88.35 | 97.37 | 100.4 | 105.71 | 109.69 | 105 | 102.98 | 104.22 | 98.71 | 98.07 | 94.49 | 92.48 | 87.59 | 87.55 | 85.84 | 84.93 | 77.13
| Compressor fuel cost | £m |  | 4.89 | 4.77 | 6.02 | 6.91 | 6.65 | 6.32 | 6.61 | 4.37 | 4.66 | 5.73 | 5.89 | 6.2 | 7.1 | 6.78 | 6.65 | 6.73 | 6.38 | 6.34 | 6.1 | 5.97 | 5.66 | 5.66 | 5.55 | 5.49 | 4.98
| Emissions cost | £m |  | 5.3997 | 5.5762 | 6.753 | 7.7494 | 8.804 | 8.3532 | 8.1925 | 8.5807 | 9.2202 | 10.8376 | 11.2298 | 11.916 | 13.1265 | 12.6227 | 12.4695 | 12.7101 | 12.1237 | 12.1303 | 11.77 | 11.6004 | 11.0635 | 11.1346 | 11.0063 | 10.9637 | 10.0376
Total | Total PV of constraints and Emissions after discounting | £m |  | 20.4269 | 23.1198 | 26.9821 | 32.5659 | 38.1342 | 37.0209 | 34.9374 | 7.1565 | 7.5707 | 8.7949 | 9.0299 | 9.4423 | 10.3463 | 9.777 | 9.4068 | 9.4374 | 8.6916 | 8.4157 | 7.7015 | 7.3234 | 6.6981 | 6.4419 | 6.0693 | 5.7658 | 4.8717
FES Pathway - Electric Engagement (EE) |  |  |  | 2026 | 2027 | 2028 | 2029 | 2030 | 2031 | 2032 | 2033 | 2034 | 2035 | 2036 | 2037 | 2038 | 2039 | 2040 | 2041 | 2042 | 2043 | 2044 | 2045 | 2046 | 2047 | 2048 | 2049 | 2050
Constraints | Constraint days volume | KWh |  | 567.12 | 729.08 | 907.52 | 1208.83 | 1606.69 | 1642.4 | 1564.1 | 30.38 | 48.58 | 84.63 | 115.03 | 150.32 | 194.32 | 225 | 240.49 | 243.76 | 240.15 | 257.62 | 249.27 | 247.97 | 231.52 | 239.08 | 206.65 | 193.19 | 152.24
| Constraint cost (LA 75% BB 25%) | £m |  | 12.41 | 15.95 | 19.58 | 26.08 | 34.66 | 34.92 | 33.26 | 0.65 | 1.02 | 1.77 | 2.38 | 3.1 | 4.01 | 4.58 | 4.89 | 4.96 | 4.88 | 5.24 | 5.07 | 5.04 | 4.71 | 4.86 | 4.2 | 3.93 | 3.1
Emissions | CO2 emissions volume | Tonnes |  | 9169.17 | 10265.59 | 11674.61 | 13628.34 | 19846.5 | 18961.85 | 17928.62 | 12589.89 | 13829.64 | 15804.51 | 16417.46 | 16975.22 | 18199.63 | 18403.3 | 17226.37 | 15851.96 | 15313.77 | 15786.29 | 15406.32 | 14800.27 | 14249.39 | 14189.48 | 13360.73 | 12829.43 | 11876.31
| NOx emissions volume | Tonnes |  | 4.84 | 5.42 | 6.16 | 7.19 | 8.09 | 10.64 | 10.06 | 7.06 | 7.76 | 8.87 | 9.21 | 9.52 | 10.21 | 10.32 | 9.66 | 8.89 | 8.59 | 8.85 | 8.64 | 8.3 | 7.99 | 7.96 | 7.49 | 7.2 | 6.66
| CO2 emissions cost | £m |  | 3.27 | 3.72 | 4.29 | 5.09 | 7.52 | 7.28 | 7.01 | 4.99 | 5.56 | 6.46 | 6.8 | 7.15 | 7.79 | 7.98 | 7.59 | 7.09 | 6.95 | 7.28 | 7.21 | 7.03 | 6.86 | 6.93 | 6.64 | 6.46 | 6.08
| NOx emissions cost | £m |  | 0.04 | 0.05 | 0.05 | 0.06 | 0.07 | 0.09 | 0.09 | 0.06 | 0.07 | 0.08 | 0.08 | 0.08 | 0.09 | 0.09 | 0.09 | 0.08 | 0.08 | 0.08 | 0.08 | 0.07 | 0.07 | 0.07 | 0.07 | 0.06 | 0.06
| Compressor fuel volume | KWh |  | 92.01 | 103.01 | 117.15 | 136.75 | 156.5 | 149.52 | 141.38 | 99.28 | 109.05 | 124.63 | 129.46 | 133.86 | 143.51 | 145.12 | 135.84 | 125 | 120.76 | 124.48 | 121.49 | 116.71 | 112.36 | 111.89 | 105.36 | 101.17 | 93.65
| Compressor fuel cost | £m |  | 4.99 | 4.94 | 6.33 | 7.4 | 7.35 | 7 | 7.48 | 5.25 | 5.75 | 7.33 | 7.6 | 7.85 | 9.29 | 9.37 | 8.78 | 8.08 | 7.8 | 8.04 | 7.85 | 7.54 | 7.26 | 7.23 | 6.81 | 6.54 | 6.05
| Emissions cost | £m |  | 5.5325 | 5.7953 | 7.1119 | 8.2934 | 9.7604 | 9.2321 | 9.32 | 10.3061 | 11.3805 | 13.8717 | 14.4803 | 15.0888 | 17.1743 | 17.4458 | 16.4483 | 15.2447 | 14.8322 | 15.3981 | 15.1332 | 14.6394 | 14.1923 | 14.2299 | 13.5088 | 13.0596 | 12.1872
Total | Total PV of constraints and Emissions after discounting | £m |  | 20.7108 | 23.8205 | 28.2471 | 34.8339 | 43.2196 | 41.5104 | 38.914 | 8.6083 | 9.4156 | 11.4792 | 11.9491 | 12.4608 | 14.0207 | 14.0809 | 13.1831 | 12.0587 | 11.3706 | 11.4994 | 10.8765 | 10.238 | 9.499 | 9.2707 | 8.3094 | 7.7008 | 6.6935
FES Pathway - Hydrogen Evolution (HE) |  |  |  | 2026 | 2027 | 2028 | 2029 | 2030 | 2031 | 2032 | 2033 | 2034 | 2035 | 2036 | 2037 | 2038 | 2039 | 2040 | 2041 | 2042 | 2043 | 2044 | 2045 | 2046 | 2047 | 2048 | 2049 | 2050
Constraints | Constraint days volume | KWh |  | 495.18 | 630.17 | 725.53 | 884.38 | 1155.45 | 1142.14 | 906.68 | 12.9 | 20.18 | 38.56 | 57.57 | 85.38 | 146.99 | 204.09 | 267.37 | 315.1 | 353.6 | 651.9 | 509.16 | 500.99 | 453.85 | 434.37 | 488.13 | 867.45 | 358.81
| Constraint cost (LA 75% BB 25%) | £m |  | 10.8 | 13.8 | 15.7 | 19.1 | 24.9 | 24.3 | 19.3 | 0.3 | 0.4 | 0.8 | 1.2 | 1.8 | 3 | 4.2 | 5.4 | 6.4 | 7.2 | 13.3 | 10.4 | 10.2 | 9.2 | 8.8 | 9.9 | 17.6 | 7.3
Emissions | CO2 emissions volume | Tonnes |  | 8272.18 | 9149.99 | 9769.32 | 10881.31 | 16164.27 | 15105.22 | 12843.24 | 9734.92 | 10573.37 | 12547.32 | 14331.54 | 17411.43 | 20791.68 | 22797.55 | 24497.74 | 24952.84 | 25779.45 | 28266.26 | 27769.08 | 27513.02 | 26199.13 | 25090.16 | 26328.56 | 27299.06 | 21869.05
| NOx emissions volume | Tonnes |  | 4.37 | 4.83 | 5.16 | 5.74 | 6.59 | 8.47 | 7.2 | 5.46 | 5.93 | 7.04 | 8.04 | 9.77 | 11.66 | 12.79 | 13.74 | 14.02 | 14.53 | 16.06 | 15.75 | 15.59 | 14.79 | 14.1 | 14.87 | 15.46 | 12.27
| CO2 emissions cost | £m |  | 3 | 3.3 | 3.6 | 4.1 | 6.1 | 5.8 | 5 | 3.9 | 4.3 | 5.1 | 5.9 | 7.3 | 8.9 | 9.9 | 10.8 | 11.2 | 11.7 | 13 | 13 | 13.1 | 12.6 | 12.3 | 13.1 | 13.7 | 11.2
| NOx emissions cost | £m |  | 0 | 0 | 0 | 0.1 | 0.1 | 0.1 | 0.1 | 0 | 0.1 | 0.1 | 0.1 | 0.1 | 0.1 | 0.1 | 0.1 | 0.1 | 0.1 | 0.1 | 0.1 | 0.1 | 0.1 | 0.1 | 0.1 | 0.1 | 0.1
| Compressor fuel volume | KWh |  | 83 | 91.8 | 98 | 109.2 | 127.5 | 119.1 | 101.3 | 76.8 | 83.4 | 98.9 | 113 | 137.3 | 164 | 179.8 | 193.2 | 197.1 | 204.2 | 225.7 | 221.4 | 219.2 | 207.9 | 198.3 | 209 | 217.4 | 172.4
| Compressor fuel cost | £m |  | 4.5 | 4.4 | 5.3 | 5.9 | 6 | 5.6 | 5.4 | 4.1 | 4.4 | 5.8 | 6.6 | 8.1 | 10.6 | 11.6 | 12.5 | 12.7 | 13.2 | 14.6 | 14.3 | 14.2 | 13.4 | 12.8 | 13.5 | 14 | 11.1
| Emissions cost | £m |  | 4.8925 | 5.0837 | 5.8896 | 6.6274 | 8.0061 | 7.4409 | 6.6315 | 7.969 | 8.7009 | 11.0128 | 12.6405 | 15.4765 | 19.6204 | 21.6114 | 23.3912 | 24.0169 | 25.0302 | 27.7575 | 27.4381 | 27.3625 | 26.1767 | 25.1886 | 26.7094 | 27.9267 | 22.4415
Total | Total PV of constraints and Emissions after discounting | £m |  | 18.3245 | 20.8159 | 22.9549 | 26.2406 | 32.3221 | 30.092 | 24.1786 | 6.4791 | 6.9288 | 8.6733 | 9.8038 | 11.8079 | 14.9929 | 16.4726 | 17.81 | 18.1607 | 18.5826 | 22.8544 | 20.3467 | 19.5328 | 17.7945 | 16.5206 | 17.1884 | 20.6559 | 13.0245
FES Pathway - Falling Behind (FB) |  |  |  | 2026 | 2027 | 2028 | 2029 | 2030 | 2031 | 2032 | 2033 | 2034 | 2035 | 2036 | 2037 | 2038 | 2039 | 2040 | 2041 | 2042 | 2043 | 2044 | 2045 | 2046 | 2047 | 2048 | 2049 | 2050
Constraints | Constraint days volume | KWh |  | 326.63 | 441.89 | 595.53 | 814.05 | 1126.81 | 1381.91 | 871.12 | 6.45 | 9.63 | 17.04 | 25.2 | 39.9 | 67.15 | 106.87 | 154 | 223.81 | 338.24 | 416.65 | 428.32 | 442.98 | 466 | 524.43 | 571.02 | 661.58 | 584
| Constraint cost (LA 75% BB 25%) | £m |  | 7.15 | 9.67 | 12.85 | 17.56 | 24.31 | 29.38 | 18.52 | 0.14 | 0.2 | 0.36 | 0.52 | 0.82 | 1.39 | 2.17 | 3.13 | 4.55 | 6.88 | 8.47 | 8.71 | 9.01 | 9.48 | 10.67 | 11.61 | 13.46 | 11.88
Emissions | CO2 emissions volume | Tonnes |  | 7495.17 | 8664.81 | 10520.23 | 12772.51 | 20145.29 | 22452.25 | 16650.91 | 11192.8 | 12822.55 | 14846.83 | 17342.45 | 20117.49 | 24020.41 | 26003.03 | 27349.69 | 29584.15 | 32772 | 37045.55 | 36781.09 | 39349.01 | 39220.19 | 40958.77 | 40398.35 | 41543.94 | 37125.23
| NOx emissions volume | Tonnes |  | 3.96 | 4.57 | 5.55 | 6.74 | 8.21 | 12.59 | 9.34 | 6.28 | 7.19 | 8.33 | 9.73 | 11.28 | 13.47 | 14.66 | 15.49 | 16.87 | 18.83 | 21.48 | 21.31 | 22.97 | 22.88 | 24 | 23.64 | 24.38 | 21.53
| CO2 emissions cost | £m |  | 2.67 | 3.14 | 3.87 | 4.77 | 7.63 | 8.63 | 6.51 | 4.44 | 5.15 | 6.07 | 7.19 | 8.47 | 10.28 | 11.27 | 12.05 | 13.23 | 14.88 | 17.08 | 17.21 | 18.68 | 18.89 | 20.01 | 20.06 | 20.92 | 19
| NOx emissions cost | £m |  | 0.04 | 0.04 | 0.05 | 0.06 | 0.07 | 0.11 | 0.08 | 0.06 | 0.06 | 0.07 | 0.09 | 0.1 | 0.12 | 0.13 | 0.14 | 0.15 | 0.17 | 0.19 | 0.19 | 0.2 | 0.2 | 0.21 | 0.21 | 0.22 | 0.19
| Compressor fuel volume | KWh |  | 75.21 | 86.95 | 105.56 | 128.17 | 158.86 | 177.05 | 131.3 | 88.26 | 101.11 | 117.07 | 136.75 | 158.64 | 189.41 | 206.16 | 217.82 | 237.16 | 264.75 | 301.99 | 299.59 | 322.87 | 321.7 | 337.47 | 332.38 | 342.77 | 302.71
| Compressor fuel cost | £m |  | 4.08 | 4.17 | 5.71 | 6.93 | 7.46 | 8.29 | 6.94 | 4.67 | 5.33 | 6.89 | 8.02 | 9.31 | 12.26 | 13.32 | 14.07 | 15.32 | 17.1 | 19.51 | 19.35 | 20.86 | 20.78 | 21.8 | 21.47 | 22.14 | 19.56
| Emissions cost | £m |  | 4.5569 | 4.9764 | 6.5961 | 8.0785 | 10.562 | 11.8083 | 9.242 | 9.1624 | 10.5518 | 13.0311 | 15.2962 | 17.8818 | 22.6672 | 24.7228 | 26.2546 | 28.7032 | 32.1538 | 36.778 | 36.752 | 39.7422 | 39.8739 | 42.0205 | 41.7479 | 43.2794 | 38.7466
Total | Total PV of constraints and Emissions after discounting | £m |  | 13.9331 | 16.4383 | 20.9784 | 26.4426 | 34.3948 | 39.0756 | 26.0822 | 7.3094 | 8.1664 | 9.8234 | 11.2126 | 12.8124 | 15.9183 | 17.1976 | 18.1546 | 19.8497 | 22.5106 | 25.2147 | 24.4757 | 25.3585 | 24.8025 | 25.5831 | 25.0346 | 25.7171 | 22.1712
Sensitivities : Locational Actions 90% & Buybacks 10%
Benefit Cost Inputs
FES Pathway - Holistic Transition (HT) |  |  |  | 2026 | 2027 | 2028 | 2029 | 2030 | 2031 | 2032 | 2033 | 2034 | 2035 | 2036 | 2037 | 2038 | 2039 | 2040 | 2041 | 2042 | 2043 | 2044 | 2045 | 2046 | 2047 | 2048 | 2049 | 2050
Constraints | Constraint days volume | KWh |  | 561.63 | 709.36 | 869.58 | 1130.36 | 1402.14 | 1457.59 | 1413.48 | 24.66 | 35.74 | 54.83 | 73.03 | 90.55 | 121.45 | 131.19 | 135.57 | 152.46 | 144.92 | 146.18 | 124.66 | 121.88 | 111.33 | 104.83 | 94.92 | 86.36 | 53.4
| Constraint cost (LA 90% BB 10%) | £m |  | 10.4715 | 13.226 | 15.9849 | 20.7787 | 25.7746 | 26.4112 | 25.6119 | 0.44689 | 0.6382 | 0.97916 | 1.2849 | 1.5932 | 2.1368 | 2.2737 | 2.3496 | 2.6424 | 2.5118 | 2.5336 | 2.1606 | 2.1124 | 1.9296 | 1.8169 | 1.6451 | 1.4967 | 0.92551
Emissions | CO2 emissions volume | Tonnes |  | 8988.33 | 9919 | 11088.35 | 12735.42 | 17955.49 | 17112.17 | 15855.37 | 10482.09 | 11204.34 | 12347.51 | 12732.14 | 13405.93 | 13910.3 | 13315.59 | 13059.47 | 13216.54 | 12517.46 | 12436.23 | 11982.49 | 11727.93 | 11108.14 | 11103.05 | 10885.57 | 10770.35 | 9781.5
| NOx emissions volume | Tonnes |  | 4.75 | 5.24 | 5.85 | 6.72 | 7.32 | 9.6 | 8.89 | 5.88 | 6.28 | 6.93 | 7.14 | 7.52 | 7.8 | 7.47 | 7.33 | 7.41 | 7.02 | 6.98 | 6.72 | 6.58 | 6.23 | 6.23 | 6.11 | 6.04 | 5.49
| CO2 emissions cost | £m |  | 3.21 | 3.59 | 4.08 | 4.75 | 6.8 | 6.57 | 6.2 | 4.16 | 4.5 | 5.05 | 5.28 | 5.65 | 5.95 | 5.77 | 5.75 | 5.91 | 5.68 | 5.73 | 5.61 | 5.57 | 5.35 | 5.42 | 5.41 | 5.42 | 5.01
| NOx emissions cost | £m |  | 0.04 | 0.05 | 0.05 | 0.06 | 0.07 | 0.09 | 0.08 | 0.05 | 0.06 | 0.06 | 0.06 | 0.07 | 0.07 | 0.07 | 0.07 | 0.07 | 0.06 | 0.06 | 0.06 | 0.06 | 0.06 | 0.06 | 0.05 | 0.05 | 0.05
| Compressor fuel volume | KWh |  | 90.19 | 99.53 | 111.26 | 127.79 | 141.59 | 134.94 | 125.03 | 82.66 | 88.35 | 97.37 | 100.4 | 105.71 | 109.69 | 105 | 102.98 | 104.22 | 98.71 | 98.07 | 94.49 | 92.48 | 87.59 | 87.55 | 85.84 | 84.93 | 77.13
| Compressor fuel cost | £m |  | 4.89 | 4.77 | 6.02 | 6.91 | 6.65 | 6.32 | 6.61 | 4.37 | 4.66 | 5.73 | 5.89 | 6.2 | 7.1 | 6.78 | 6.65 | 6.73 | 6.38 | 6.34 | 6.1 | 5.97 | 5.66 | 5.66 | 5.55 | 5.49 | 4.98
| Emissions cost | £m |  | 5.3997 | 5.5762 | 6.753 | 7.7494 | 8.804 | 8.3532 | 8.1925 | 8.5807 | 9.2202 | 10.8376 | 11.2298 | 11.916 | 13.1265 | 12.6227 | 12.4695 | 12.7101 | 12.1237 | 12.1303 | 11.77 | 11.6004 | 11.0635 | 11.1346 | 11.0063 | 10.9637 | 10.0376
Total | Total PV of constraints and Emissions after discounting | £m |  | 18.6104 | 20.9031 | 24.3936 | 29.3148 | 34.2379 | 33.1634 | 31.3231 | 7.0956 | 7.4866 | 8.6703 | 8.8719 | 9.253 | 10.101 | 9.5248 | 9.155 | 9.1638 | 8.4404 | 8.1708 | 7.4997 | 7.1328 | 6.5299 | 6.2889 | 5.9354 | 5.6481 | 4.8014
FES Pathway - Electric Engagement (EE) |  |  |  | 2026 | 2027 | 2028 | 2029 | 2030 | 2031 | 2032 | 2033 | 2034 | 2035 | 2036 | 2037 | 2038 | 2039 | 2040 | 2041 | 2042 | 2043 | 2044 | 2045 | 2046 | 2047 | 2048 | 2049 | 2050
Constraints | Constraint days volume | KWh |  | 567.12 | 729.08 | 907.52 | 1208.83 | 1606.69 | 1642.4 | 1564.1 | 30.38 | 48.58 | 84.63 | 115.03 | 150.32 | 194.32 | 225 | 240.49 | 243.76 | 240.15 | 257.62 | 249.27 | 247.97 | 231.52 | 239.08 | 206.65 | 193.19 | 152.24
| Constraint cost (LA 90% BB 10%) | £m |  | 10.5739 | 13.5937 | 16.6824 | 22.2211 | 29.5347 | 29.7598 | 28.341 | 0.55051 | 0.86757 | 1.5112 | 2.024 | 2.6449 | 3.4189 | 3.8997 | 4.1681 | 4.2249 | 4.1623 | 4.4651 | 4.3204 | 4.2977 | 4.0126 | 4.1437 | 3.5816 | 3.3484 | 2.6386
Emissions | CO2 emissions volume | Tonnes |  | 9169.17 | 10265.59 | 11674.61 | 13628.34 | 19846.5 | 18961.85 | 17928.62 | 12589.89 | 13829.64 | 15804.51 | 16417.46 | 16975.22 | 18199.63 | 18403.3 | 17226.37 | 15851.96 | 15313.77 | 15786.29 | 15406.32 | 14800.27 | 14249.39 | 14189.48 | 13360.73 | 12829.43 | 11876.31
| NOx emissions volume | Tonnes |  | 4.84 | 5.42 | 6.16 | 7.19 | 8.09 | 10.64 | 10.06 | 7.06 | 7.76 | 8.87 | 9.21 | 9.52 | 10.21 | 10.32 | 9.66 | 8.89 | 8.59 | 8.85 | 8.64 | 8.3 | 7.99 | 7.96 | 7.49 | 7.2 | 6.66
| CO2 emissions cost | £m |  | 3.27 | 3.72 | 4.29 | 5.09 | 7.52 | 7.28 | 7.01 | 4.99 | 5.56 | 6.46 | 6.8 | 7.15 | 7.79 | 7.98 | 7.59 | 7.09 | 6.95 | 7.28 | 7.21 | 7.03 | 6.86 | 6.93 | 6.64 | 6.46 | 6.08
| NOx emissions cost | £m |  | 0.04 | 0.05 | 0.05 | 0.06 | 0.07 | 0.09 | 0.09 | 0.06 | 0.07 | 0.08 | 0.08 | 0.08 | 0.09 | 0.09 | 0.09 | 0.08 | 0.08 | 0.08 | 0.08 | 0.07 | 0.07 | 0.07 | 0.07 | 0.06 | 0.06
| Compressor fuel volume | KWh |  | 92.01 | 103.01 | 117.15 | 136.75 | 156.5 | 149.52 | 141.38 | 99.28 | 109.05 | 124.63 | 129.46 | 133.86 | 143.51 | 145.12 | 135.84 | 125 | 120.76 | 124.48 | 121.49 | 116.71 | 112.36 | 111.89 | 105.36 | 101.17 | 93.65
| Compressor fuel cost | £m |  | 4.99 | 4.94 | 6.33 | 7.4 | 7.35 | 7 | 7.48 | 5.25 | 5.75 | 7.33 | 7.6 | 7.85 | 9.29 | 9.37 | 8.78 | 8.08 | 7.8 | 8.04 | 7.85 | 7.54 | 7.26 | 7.23 | 6.81 | 6.54 | 6.05
| Emissions cost | £m |  | 5.5325 | 5.7953 | 7.1119 | 8.2934 | 9.7604 | 9.2321 | 9.32 | 10.3061 | 11.3805 | 13.8717 | 14.4803 | 15.0888 | 17.1743 | 17.4458 | 16.4483 | 15.2447 | 14.8322 | 15.3981 | 15.1332 | 14.6394 | 14.1923 | 14.2299 | 13.5088 | 13.0596 | 12.1872
Total | Total PV of constraints and Emissions after discounting | £m |  | 18.8765 | 21.5422 | 25.5456 | 31.3572 | 38.7549 | 37.1638 | 34.9146 | 8.5332 | 9.3013 | 11.2869 | 11.7002 | 12.1466 | 13.6283 | 13.6484 | 12.7364 | 11.6212 | 10.9542 | 11.0679 | 10.473 | 9.8502 | 9.1492 | 8.9217 | 8.018 | 7.4375 | 6.4931
FES Pathway - Hydrogen Evolution (HE) |  |  |  | 2026 | 2027 | 2028 | 2029 | 2030 | 2031 | 2032 | 2033 | 2034 | 2035 | 2036 | 2037 | 2038 | 2039 | 2040 | 2041 | 2042 | 2043 | 2044 | 2045 | 2046 | 2047 | 2048 | 2049 | 2050
Constraints | Constraint days volume | KWh |  | 495.18 | 630.17 | 725.53 | 884.38 | 1155.45 | 1142.14 | 906.68 | 12.9 | 20.18 | 38.56 | 57.57 | 85.38 | 146.99 | 204.09 | 267.37 | 315.1 | 353.6 | 651.9 | 509.16 | 500.99 | 453.85 | 434.37 | 488.13 | 867.45 | 358.81
| Constraint cost (LA 90% BB 10%) | £m |  | 9.2325 | 11.7495 | 13.337 | 16.2569 | 21.2399 | 20.6953 | 16.4288 | 0.2337 | 0.36043 | 0.68856 | 1.013 | 1.5022 | 2.5862 | 3.5373 | 4.634 | 5.4612 | 6.1286 | 11.2987 | 8.8248 | 8.6831 | 7.8662 | 7.5285 | 8.4603 | 15.0345 | 6.2189
Emissions | CO2 emissions volume | Tonnes |  | 8272.18 | 9149.99 | 9769.32 | 10881.31 | 16164.27 | 15105.22 | 12843.24 | 9734.92 | 10573.37 | 12547.32 | 14331.54 | 17411.43 | 20791.68 | 22797.55 | 24497.74 | 24952.84 | 25779.45 | 28266.26 | 27769.08 | 27513.02 | 26199.13 | 25090.16 | 26328.56 | 27299.06 | 21869.05
| NOx emissions volume | Tonnes |  | 4.37 | 4.83 | 5.16 | 5.74 | 6.59 | 8.47 | 7.2 | 5.46 | 5.93 | 7.04 | 8.04 | 9.77 | 11.66 | 12.79 | 13.74 | 14.02 | 14.53 | 16.06 | 15.75 | 15.59 | 14.79 | 14.1 | 14.87 | 15.46 | 12.27
| CO2 emissions cost | £m |  | 3 | 3.3 | 3.6 | 4.1 | 6.1 | 5.8 | 5 | 3.9 | 4.3 | 5.1 | 5.9 | 7.3 | 8.9 | 9.9 | 10.8 | 11.2 | 11.7 | 13 | 13 | 13.1 | 12.6 | 12.3 | 13.1 | 13.7 | 11.2
| NOx emissions cost | £m |  | 0 | 0 | 0 | 0.1 | 0.1 | 0.1 | 0.1 | 0 | 0.1 | 0.1 | 0.1 | 0.1 | 0.1 | 0.1 | 0.1 | 0.1 | 0.1 | 0.1 | 0.1 | 0.1 | 0.1 | 0.1 | 0.1 | 0.1 | 0.1
| Compressor fuel volume | KWh |  | 83 | 91.8 | 98 | 109.2 | 127.5 | 119.1 | 101.3 | 76.8 | 83.4 | 98.9 | 113 | 137.3 | 164 | 179.8 | 193.2 | 197.1 | 204.2 | 225.7 | 221.4 | 219.2 | 207.9 | 198.3 | 209 | 217.4 | 172.4
| Compressor fuel cost | £m |  | 4.5 | 4.4 | 5.3 | 5.9 | 6 | 5.6 | 5.4 | 4.1 | 4.4 | 5.8 | 6.6 | 8.1 | 10.6 | 11.6 | 12.5 | 12.7 | 13.2 | 14.6 | 14.3 | 14.2 | 13.4 | 12.8 | 13.5 | 14 | 11.1
| Emissions cost | £m |  | 4.8925 | 5.0837 | 5.8896 | 6.6274 | 8.0061 | 7.4409 | 6.6315 | 7.969 | 8.7009 | 11.0128 | 12.6405 | 15.4765 | 19.6204 | 21.6114 | 23.3912 | 24.0169 | 25.0302 | 27.7575 | 27.4381 | 27.3625 | 26.1767 | 25.1886 | 26.7094 | 27.9267 | 22.4415
Total | Total PV of constraints and Emissions after discounting | £m |  | 16.7229 | 18.8466 | 20.7952 | 23.6971 | 29.1113 | 27.0693 | 21.8602 | 6.4473 | 6.8813 | 8.5857 | 9.6792 | 11.6295 | 14.696 | 16.0802 | 17.3134 | 17.5952 | 17.9695 | 21.7623 | 19.5225 | 18.7493 | 17.1088 | 15.8865 | 16.4999 | 19.4737 | 12.552
FES Pathway - Falling Behind (FB) |  |  |  | 2026 | 2027 | 2028 | 2029 | 2030 | 2031 | 2032 | 2033 | 2034 | 2035 | 2036 | 2037 | 2038 | 2039 | 2040 | 2041 | 2042 | 2043 | 2044 | 2045 | 2046 | 2047 | 2048 | 2049 | 2050
Constraints | Constraint days volume | KWh |  | 326.63 | 441.89 | 595.53 | 814.05 | 1126.81 | 1381.91 | 871.12 | 6.45 | 9.63 | 17.04 | 25.2 | 39.9 | 67.15 | 106.87 | 154 | 223.81 | 338.24 | 416.65 | 428.32 | 442.98 | 466 | 524.43 | 571.02 | 661.58 | 584
| Constraint cost (LA 90% BB 10%) | £m |  | 6.0899 | 8.239 | 10.9472 | 14.9642 | 20.7134 | 25.0399 | 15.7845 | 0.11686 | 0.17199 | 0.30435 | 0.44343 | 0.70209 | 1.1814 | 1.8522 | 2.6692 | 3.879 | 5.8623 | 7.2214 | 7.4235 | 7.6776 | 8.0767 | 9.0894 | 9.8969 | 11.4664 | 10.1218
Emissions | CO2 emissions volume | Tonnes |  | 7495.17 | 8664.81 | 10520.23 | 12772.51 | 20145.29 | 22452.25 | 16650.91 | 11192.8 | 12822.55 | 14846.83 | 17342.45 | 20117.49 | 24020.41 | 26003.03 | 27349.69 | 29584.15 | 32772 | 37045.55 | 36781.09 | 39349.01 | 39220.19 | 40958.77 | 40398.35 | 41543.94 | 37125.23
| NOx emissions volume | Tonnes |  | 3.96 | 4.57 | 5.55 | 6.74 | 8.21 | 12.59 | 9.34 | 6.28 | 7.19 | 8.33 | 9.73 | 11.28 | 13.47 | 14.66 | 15.49 | 16.87 | 18.83 | 21.48 | 21.31 | 22.97 | 22.88 | 24 | 23.64 | 24.38 | 21.53
| CO2 emissions cost | £m |  | 2.67 | 3.14 | 3.87 | 4.77 | 7.63 | 8.63 | 6.51 | 4.44 | 5.15 | 6.07 | 7.19 | 8.47 | 10.28 | 11.27 | 12.05 | 13.23 | 14.88 | 17.08 | 17.21 | 18.68 | 18.89 | 20.01 | 20.06 | 20.92 | 19
| NOx emissions cost | £m |  | 0.04 | 0.04 | 0.05 | 0.06 | 0.07 | 0.11 | 0.08 | 0.06 | 0.06 | 0.07 | 0.09 | 0.1 | 0.12 | 0.13 | 0.14 | 0.15 | 0.17 | 0.19 | 0.19 | 0.2 | 0.2 | 0.21 | 0.21 | 0.22 | 0.19
| Compressor fuel volume | KWh |  | 75.21 | 86.95 | 105.56 | 128.17 | 158.86 | 177.05 | 131.3 | 88.26 | 101.11 | 117.07 | 136.75 | 158.64 | 189.41 | 206.16 | 217.82 | 237.16 | 264.75 | 301.99 | 299.59 | 322.87 | 321.7 | 337.47 | 332.38 | 342.77 | 302.71
| Compressor fuel cost | £m |  | 4.08 | 4.17 | 5.71 | 6.93 | 7.46 | 8.29 | 6.94 | 4.67 | 5.33 | 6.89 | 8.02 | 9.31 | 12.26 | 13.32 | 14.07 | 15.32 | 17.1 | 19.51 | 19.35 | 20.86 | 20.78 | 21.8 | 21.47 | 22.14 | 19.56
| Emissions cost | £m |  | 4.5569 | 4.9764 | 6.5961 | 8.0785 | 10.562 | 11.8083 | 9.242 | 9.1624 | 10.5518 | 13.0311 | 15.2962 | 17.8818 | 22.6672 | 24.7228 | 26.2546 | 28.7032 | 32.1538 | 36.778 | 36.752 | 39.7422 | 39.8739 | 42.0205 | 41.7479 | 43.2794 | 38.7466
Total | Total PV of constraints and Emissions after discounting | £m |  | 12.8767 | 15.0574 | 19.2057 | 24.1013 | 31.2636 | 35.4183 | 23.8547 | 7.2934 | 8.1438 | 9.7846 | 11.1581 | 12.729 | 15.7826 | 16.9922 | 17.8686 | 19.448 | 21.9241 | 24.5167 | 23.7824 | 24.6657 | 24.0984 | 24.8175 | 24.2292 | 24.8155 | 21.4022
Sensitivities : Locational Actions 100 % & Buybacks 0%
Benefit Cost Inputs
FES Pathway - Holistic Transition (HT) |  |  |  | 2026 | 2027 | 2028 | 2029 | 2030 | 2031 | 2032 | 2033 | 2034 | 2035 | 2036 | 2037 | 2038 | 2039 | 2040 | 2041 | 2042 | 2043 | 2044 | 2045 | 2046 | 2047 | 2048 | 2049 | 2050
Constraints | Constraint days volume | KWh |  | 561.63 | 709.36 | 869.58 | 1130.36 | 1402.14 | 1457.59 | 1413.48 | 24.66 | 35.74 | 54.83 | 73.03 | 90.55 | 121.45 | 131.19 | 135.57 | 152.46 | 144.92 | 146.18 | 124.66 | 121.88 | 111.33 | 104.83 | 94.92 | 86.36 | 53.4
| Constraint cost (LA 100%) | £m |  | 9.2605 | 11.6964 | 14.1363 | 18.3757 | 22.7939 | 23.3569 | 22.65 | 0.39521 | 0.5644 | 0.86592 | 1.1363 | 1.4089 | 1.8897 | 2.0108 | 2.0779 | 2.3368 | 2.2213 | 2.2406 | 1.9108 | 1.8681 | 1.7064 | 1.6068 | 1.4549 | 1.3236 | 0.81848
Emissions | CO2 emissions volume | Tonnes |  | 8988.33 | 9919 | 11088.35 | 12735.42 | 17955.49 | 17112.17 | 15855.37 | 10482.09 | 11204.34 | 12347.51 | 12732.14 | 13405.93 | 13910.3 | 13315.59 | 13059.47 | 13216.54 | 12517.46 | 12436.23 | 11982.49 | 11727.93 | 11108.14 | 11103.05 | 10885.57 | 10770.35 | 9781.5
| NOx emissions volume | Tonnes |  | 4.75 | 5.24 | 5.85 | 6.72 | 7.32 | 9.6 | 8.89 | 5.88 | 6.28 | 6.93 | 7.14 | 7.52 | 7.8 | 7.47 | 7.33 | 7.41 | 7.02 | 6.98 | 6.72 | 6.58 | 6.23 | 6.23 | 6.11 | 6.04 | 5.49
| CO2 emissions cost | £m |  | 3.21 | 3.59 | 4.08 | 4.75 | 6.8 | 6.57 | 6.2 | 4.16 | 4.5 | 5.05 | 5.28 | 5.65 | 5.95 | 5.77 | 5.75 | 5.91 | 5.68 | 5.73 | 5.61 | 5.57 | 5.35 | 5.42 | 5.41 | 5.42 | 5.01
| NOx emissions cost | £m |  | 0.04 | 0.05 | 0.05 | 0.06 | 0.07 | 0.09 | 0.08 | 0.05 | 0.06 | 0.06 | 0.06 | 0.07 | 0.07 | 0.07 | 0.07 | 0.07 | 0.06 | 0.06 | 0.06 | 0.06 | 0.06 | 0.06 | 0.05 | 0.05 | 0.05
| Compressor fuel volume | KWh |  | 90.19 | 99.53 | 111.26 | 127.79 | 141.59 | 134.94 | 125.03 | 82.66 | 88.35 | 97.37 | 100.4 | 105.71 | 109.69 | 105 | 102.98 | 104.22 | 98.71 | 98.07 | 94.49 | 92.48 | 87.59 | 87.55 | 85.84 | 84.93 | 77.13
| Compressor fuel cost | £m |  | 4.89 | 4.77 | 6.02 | 6.91 | 6.65 | 6.32 | 6.61 | 4.37 | 4.66 | 5.73 | 5.89 | 6.2 | 7.1 | 6.78 | 6.65 | 6.73 | 6.38 | 6.34 | 6.1 | 5.97 | 5.66 | 5.66 | 5.55 | 5.49 | 4.98
| Emissions cost | £m |  | 5.3997 | 5.5762 | 6.753 | 7.7494 | 8.804 | 8.3532 | 8.1925 | 8.5807 | 9.2202 | 10.8376 | 11.2298 | 11.916 | 13.1265 | 12.6227 | 12.4695 | 12.7101 | 12.1237 | 12.1303 | 11.77 | 11.6004 | 11.0635 | 11.1346 | 11.0063 | 10.9637 | 10.0376
Total | Total PV of constraints and Emissions after discounting | £m |  | 17.3994 | 19.4253 | 22.6679 | 27.1475 | 31.6403 | 30.5917 | 28.9136 | 7.055 | 7.4306 | 8.5872 | 8.7666 | 9.1269 | 9.9375 | 9.3567 | 8.9871 | 8.9814 | 8.2728 | 8.0075 | 7.3652 | 7.0057 | 6.4178 | 6.1869 | 5.8462 | 5.5697 | 4.7545
FES Pathway - Electric Engagement (EE) |  |  |  | 2026 | 2027 | 2028 | 2029 | 2030 | 2031 | 2032 | 2033 | 2034 | 2035 | 2036 | 2037 | 2038 | 2039 | 2040 | 2041 | 2042 | 2043 | 2044 | 2045 | 2046 | 2047 | 2048 | 2049 | 2050
Constraints | Constraint days volume | KWh |  | 567.12 | 729.08 | 907.52 | 1208.83 | 1606.69 | 1642.4 | 1564.1 | 30.38 | 48.58 | 84.63 | 115.03 | 150.32 | 194.32 | 225 | 240.49 | 243.76 | 240.15 | 257.62 | 249.27 | 247.97 | 231.52 | 239.08 | 206.65 | 193.19 | 152.24
| Constraint cost (LA 100%) | £m |  | 9.3511 | 12.0216 | 14.7531 | 19.6513 | 26.1191 | 26.3182 | 25.0635 | 0.48685 | 0.76724 | 1.3364 | 1.7899 | 2.339 | 3.0235 | 3.4487 | 3.6861 | 3.7363 | 3.6809 | 3.9487 | 3.8207 | 3.8007 | 3.5486 | 3.6645 | 3.1674 | 2.9611 | 2.3335
Emissions | CO2 emissions volume | Tonnes |  | 9169.17 | 10265.59 | 11674.61 | 13628.34 | 19846.5 | 18961.85 | 17928.62 | 12589.89 | 13829.64 | 15804.51 | 16417.46 | 16975.22 | 18199.63 | 18403.3 | 17226.37 | 15851.96 | 15313.77 | 15786.29 | 15406.32 | 14800.27 | 14249.39 | 14189.48 | 13360.73 | 12829.43 | 11876.31
| NOx emissions volume | Tonnes |  | 4.84 | 5.42 | 6.16 | 7.19 | 8.09 | 10.64 | 10.06 | 7.06 | 7.76 | 8.87 | 9.21 | 9.52 | 10.21 | 10.32 | 9.66 | 8.89 | 8.59 | 8.85 | 8.64 | 8.3 | 7.99 | 7.96 | 7.49 | 7.2 | 6.66
| CO2 emissions cost | £m |  | 3.27 | 3.72 | 4.29 | 5.09 | 7.52 | 7.28 | 7.01 | 4.99 | 5.56 | 6.46 | 6.8 | 7.15 | 7.79 | 7.98 | 7.59 | 7.09 | 6.95 | 7.28 | 7.21 | 7.03 | 6.86 | 6.93 | 6.64 | 6.46 | 6.08
| NOx emissions cost | £m |  | 0.04 | 0.05 | 0.05 | 0.06 | 0.07 | 0.09 | 0.09 | 0.06 | 0.07 | 0.08 | 0.08 | 0.08 | 0.09 | 0.09 | 0.09 | 0.08 | 0.08 | 0.08 | 0.08 | 0.07 | 0.07 | 0.07 | 0.07 | 0.06 | 0.06
| Compressor fuel volume | KWh |  | 92.01 | 103.01 | 117.15 | 136.75 | 156.5 | 149.52 | 141.38 | 99.28 | 109.05 | 124.63 | 129.46 | 133.86 | 143.51 | 145.12 | 135.84 | 125 | 120.76 | 124.48 | 121.49 | 116.71 | 112.36 | 111.89 | 105.36 | 101.17 | 93.65
| Compressor fuel cost | £m |  | 4.99 | 4.94 | 6.33 | 7.4 | 7.35 | 7 | 7.48 | 5.25 | 5.75 | 7.33 | 7.6 | 7.85 | 9.29 | 9.37 | 8.78 | 8.08 | 7.8 | 8.04 | 7.85 | 7.54 | 7.26 | 7.23 | 6.81 | 6.54 | 6.05
| Emissions cost | £m |  | 5.5325 | 5.7953 | 7.1119 | 8.2934 | 9.7604 | 9.2321 | 9.32 | 10.3061 | 11.3805 | 13.8717 | 14.4803 | 15.0888 | 17.1743 | 17.4458 | 16.4483 | 15.2447 | 14.8322 | 15.3981 | 15.1332 | 14.6394 | 14.1923 | 14.2299 | 13.5088 | 13.0596 | 12.1872
Total | Total PV of constraints and Emissions after discounting | £m |  | 17.6537 | 20.0233 | 23.7446 | 29.0394 | 35.7784 | 34.266 | 32.2484 | 8.4832 | 9.2251 | 11.1587 | 11.5343 | 11.9371 | 13.3666 | 13.36 | 12.4386 | 11.3296 | 10.6766 | 10.7801 | 10.204 | 9.5917 | 8.9159 | 8.689 | 7.8236 | 7.262 | 6.3594
FES Pathway - Hydrogen Evolution (HE) |  |  |  | 2026 | 2027 | 2028 | 2029 | 2030 | 2031 | 2032 | 2033 | 2034 | 2035 | 2036 | 2037 | 2038 | 2039 | 2040 | 2041 | 2042 | 2043 | 2044 | 2045 | 2046 | 2047 | 2048 | 2049 | 2050
Constraints | Constraint days volume | KWh |  | 495.18 | 630.17 | 725.53 | 884.38 | 1155.45 | 1142.14 | 906.68 | 12.9 | 20.18 | 38.56 | 57.57 | 85.38 | 146.99 | 204.09 | 267.37 | 315.1 | 353.6 | 651.9 | 509.16 | 500.99 | 453.85 | 434.37 | 488.13 | 867.45 | 358.81
| Constraint cost (LA 100%) | £m |  | 8.1648 | 10.3907 | 11.7946 | 14.3768 | 18.7835 | 18.302 | 14.5289 | 0.20667 | 0.31874 | 0.60893 | 0.89583 | 1.3284 | 2.2872 | 3.1283 | 4.0981 | 4.8297 | 5.4199 | 9.9921 | 7.8042 | 7.6789 | 6.9565 | 6.6579 | 7.4819 | 13.2958 | 5.4997
Emissions | CO2 emissions volume | Tonnes |  | 8272.18 | 9149.99 | 9769.32 | 10881.31 | 16164.27 | 15105.22 | 12843.24 | 9734.92 | 10573.37 | 12547.32 | 14331.54 | 17411.43 | 20791.68 | 22797.55 | 24497.74 | 24952.84 | 25779.45 | 28266.26 | 27769.08 | 27513.02 | 26199.13 | 25090.16 | 26328.56 | 27299.06 | 21869.05
| NOx emissions volume | Tonnes |  | 4.37 | 4.83 | 5.16 | 5.74 | 6.59 | 8.47 | 7.2 | 5.46 | 5.93 | 7.04 | 8.04 | 9.77 | 11.66 | 12.79 | 13.74 | 14.02 | 14.53 | 16.06 | 15.75 | 15.59 | 14.79 | 14.1 | 14.87 | 15.46 | 12.27
| CO2 emissions cost | £m |  | 3 | 3.3 | 3.6 | 4.1 | 6.1 | 5.8 | 5 | 3.9 | 4.3 | 5.1 | 5.9 | 7.3 | 8.9 | 9.9 | 10.8 | 11.2 | 11.7 | 13 | 13 | 13.1 | 12.6 | 12.3 | 13.1 | 13.7 | 11.2
| NOx emissions cost | £m |  | 0 | 0 | 0 | 0.1 | 0.1 | 0.1 | 0.1 | 0 | 0.1 | 0.1 | 0.1 | 0.1 | 0.1 | 0.1 | 0.1 | 0.1 | 0.1 | 0.1 | 0.1 | 0.1 | 0.1 | 0.1 | 0.1 | 0.1 | 0.1
| Compressor fuel volume | KWh |  | 83 | 91.8 | 98 | 109.2 | 127.5 | 119.1 | 101.3 | 76.8 | 83.4 | 98.9 | 113 | 137.3 | 164 | 179.8 | 193.2 | 197.1 | 204.2 | 225.7 | 221.4 | 219.2 | 207.9 | 198.3 | 209 | 217.4 | 172.4
| Compressor fuel cost | £m |  | 4.5 | 4.4 | 5.3 | 5.9 | 6 | 5.6 | 5.4 | 4.1 | 4.4 | 5.8 | 6.6 | 8.1 | 10.6 | 11.6 | 12.5 | 12.7 | 13.2 | 14.6 | 14.3 | 14.2 | 13.4 | 12.8 | 13.5 | 14 | 11.1
| Emissions cost | £m |  | 4.8925 | 5.0837 | 5.8896 | 6.6274 | 8.0061 | 7.4409 | 6.6315 | 7.969 | 8.7009 | 11.0128 | 12.6405 | 15.4765 | 19.6204 | 21.6114 | 23.3912 | 24.0169 | 25.0302 | 27.7575 | 27.4381 | 27.3625 | 26.1767 | 25.1886 | 26.7094 | 27.9267 | 22.4415
Total | Total PV of constraints and Emissions after discounting | £m |  | 15.6552 | 17.5338 | 19.3553 | 22.0014 | 26.9707 | 25.0542 | 20.3147 | 6.426 | 6.8496 | 8.5272 | 9.5962 | 11.5105 | 14.498 | 15.8186 | 16.9824 | 17.2182 | 17.5607 | 21.0342 | 18.9731 | 18.227 | 16.6516 | 15.4637 | 16.0409 | 18.6856 | 12.237
FES Pathway - Falling Behind (FB) |  |  |  | 2026 | 2027 | 2028 | 2029 | 2030 | 2031 | 2032 | 2033 | 2034 | 2035 | 2036 | 2037 | 2038 | 2039 | 2040 | 2041 | 2042 | 2043 | 2044 | 2045 | 2046 | 2047 | 2048 | 2049 | 2050
Constraints | Constraint days volume | KWh |  | 326.63 | 441.89 | 595.53 | 814.05 | 1126.81 | 1381.91 | 871.12 | 6.45 | 9.63 | 17.04 | 25.2 | 39.9 | 67.15 | 106.87 | 154 | 223.81 | 338.24 | 416.65 | 428.32 | 442.98 | 466 | 524.43 | 571.02 | 661.58 | 584
| Constraint cost (LA 100%) | £m |  | 5.3857 | 7.2862 | 9.6812 | 13.2336 | 18.318 | 22.1441 | 13.9591 | 0.10334 | 0.1521 | 0.26915 | 0.39215 | 0.6209 | 1.0448 | 1.638 | 2.3605 | 3.4304 | 5.1843 | 6.3863 | 6.565 | 6.7897 | 7.1427 | 8.0383 | 8.7524 | 10.1403 | 8.9512
Emissions | CO2 emissions volume | Tonnes |  | 7495.17 | 8664.81 | 10520.23 | 12772.51 | 20145.29 | 22452.25 | 16650.91 | 11192.8 | 12822.55 | 14846.83 | 17342.45 | 20117.49 | 24020.41 | 26003.03 | 27349.69 | 29584.15 | 32772 | 37045.55 | 36781.09 | 39349.01 | 39220.19 | 40958.77 | 40398.35 | 41543.94 | 37125.23
| NOx emissions volume | Tonnes |  | 3.96 | 4.57 | 5.55 | 6.74 | 8.21 | 12.59 | 9.34 | 6.28 | 7.19 | 8.33 | 9.73 | 11.28 | 13.47 | 14.66 | 15.49 | 16.87 | 18.83 | 21.48 | 21.31 | 22.97 | 22.88 | 24 | 23.64 | 24.38 | 21.53
| CO2 emissions cost | £m |  | 2.67 | 3.14 | 3.87 | 4.77 | 7.63 | 8.63 | 6.51 | 4.44 | 5.15 | 6.07 | 7.19 | 8.47 | 10.28 | 11.27 | 12.05 | 13.23 | 14.88 | 17.08 | 17.21 | 18.68 | 18.89 | 20.01 | 20.06 | 20.92 | 19
| NOx emissions cost | £m |  | 0.04 | 0.04 | 0.05 | 0.06 | 0.07 | 0.11 | 0.08 | 0.06 | 0.06 | 0.07 | 0.09 | 0.1 | 0.12 | 0.13 | 0.14 | 0.15 | 0.17 | 0.19 | 0.19 | 0.2 | 0.2 | 0.21 | 0.21 | 0.22 | 0.19
| Compressor fuel volume | KWh |  | 75.21 | 86.95 | 105.56 | 128.17 | 158.86 | 177.05 | 131.3 | 88.26 | 101.11 | 117.07 | 136.75 | 158.64 | 189.41 | 206.16 | 217.82 | 237.16 | 264.75 | 301.99 | 299.59 | 322.87 | 321.7 | 337.47 | 332.38 | 342.77 | 302.71
| Compressor fuel cost | £m |  | 4.08 | 4.17 | 5.71 | 6.93 | 7.46 | 8.29 | 6.94 | 4.67 | 5.33 | 6.89 | 8.02 | 9.31 | 12.26 | 13.32 | 14.07 | 15.32 | 17.1 | 19.51 | 19.35 | 20.86 | 20.78 | 21.8 | 21.47 | 22.14 | 19.56
| Emissions cost | £m |  | 4.5569 | 4.9764 | 6.5961 | 8.0785 | 10.562 | 11.8083 | 9.242 | 9.1624 | 10.5518 | 13.0311 | 15.2962 | 17.8818 | 22.6672 | 24.7228 | 26.2546 | 28.7032 | 32.1538 | 36.778 | 36.752 | 39.7422 | 39.8739 | 42.0205 | 41.7479 | 43.2794 | 38.7466
Total | Total PV of constraints and Emissions after discounting | £m |  | 12.1725 | 14.1368 | 18.0239 | 22.5405 | 29.1761 | 32.9802 | 22.3698 | 7.2828 | 8.1287 | 9.7588 | 11.1218 | 12.6733 | 15.6922 | 16.8552 | 17.6779 | 19.1803 | 21.5331 | 24.0513 | 23.3202 | 24.2039 | 23.629 | 24.3071 | 23.6922 | 24.2144 | 20.8896
Option Cost Inputs |  |  |  | 2026 | 2027 | 2028 | 2029 | 2030 | 2031 | 2032 | 2033 | 2034 | 2035 | 2036 | 2037 | 2038 | 2039 | 2040 | 2041 | 2042 | 2043 | 2044 | 2045 | 2046 | 2047 | 2048 | 2049 | 2050 | 2051 | 2052 | 2053 | 2054 | 2055 | 2056 | 2057 | 2058 | 2059 | 2060 | 2061 | 2062 | 2063 | 2064 | 2065 | 2066 | 2067 | 2068 | 2069 | 2070 | 2071 | 2072 | 2073 | 2074 | 2075 | 2076 | 2077 | 2078 | 2079 | 2080 | 2081 | 2082 | 2083 | 2084 | 2085 | 2086 | 2087 | 2088 | 2089 | 2090 | 2091 | 2092 | 2093 | 2094 | 2095 | 2096 | 2097 | 2098 | 2099
Capital | Capital build cost | X | £m | 4.1825 | 8.0912 | 5.1193 | 7.55 | 20.3939 | 11.9645 | 0.58725 | 0 | 0 | 0 | 0 | 0 | 0 | 0 | 0 | 0 | 0 | 0 | 0 | 0 | 0 | 0 | 0 | 0 | 0 | 0 | 0 | 0 | 0 | 0 | 0 | 0 | 0 | 0 | 0 | 0 | 0 | 0 | 0 | 0 | 0 | 0 | 0 | 0 | 0 | 0 | 0 | 0 | 0 | 0 | 0 | 0 | 0 | 0 | 0 | 0 | 0 | 0 | 0 | 0 | 0 | 0 | 0 | 0 | 0 | 0 | 0 | 0 | 0 | 0 | 0 | 0 | 0 | 0
| Decommisioning cost | Y | £m | 0 | 0 | 0 | 0 | 0 | 0 | 0 | 0 | 0 | 0 | 0 | 0 | 0 | 0 | 0 | 0 | 0 | 0 | 0 | 0 | 0 | 0 | 0 | 0 | 5.3771 | 0 | 0 | 0 | 0 | 0 | 0 | 0 | 0 | 0 | 0 | 0 | 0 | 0 | 0 | 0 | 0 | 0 | 0 | 0 | 0 | 0 | 0 | 0 | 0 | 0 | 0 | 0 | 0 | 0 | 0 | 0 | 0 | 0 | 0 | 0 | 0 | 0 | 0 | 0 | 0 | 0 | 0 | 0 | 0 | 0 | 0 | 0 | 0 | 0
| Annuity payments | =(X+Y)/(1-1/(1+WACC)^i)/WACC | £m | 0.27 | 0.53 | 0.34 | 0.49 | 1.53 | 0.79 | 0.04 | 0 | 0 | 0 | 0 | 0 | 0 | 0 | 0 | 0 | 0 | 0 | 0 | 0 | 0 | 0 | 0 | 0 | 0.38 | 0 | 0 | 0 | 0 | 0 | 0 | 0 | 0 | 0 | 0 | 0 | 0 | 0 | 0 | 0 | 0 | 0 | 0 | 0 | 0 | 0 | 0 | 0 | 0 | 0 | 0 | 0 | 0 | 0 | 0 | 0 | 0 | 0 | 0 | 0 | 0 | 0 | 0 | 0 | 0 | 0 | 0 | 0 | 0 | 0 | 0 | 0 | 0 | 0
| Total capital cost before discounting |  | £m | 0.27 | 0.8 | 1.14 | 1.63 | 3.16 | 3.96 | 4 | 4 | 4 | 4 | 4 | 4 | 4 | 4 | 4 | 4 | 4 | 4 | 4 | 4 | 4 | 4 | 4 | 4 | 4.38 | 4.11 | 3.58 | 3.24 | 2.75 | 1.22 | 0.42 | 0.38 | 0.38 | 0.38 | 0.38 | 0.38 | 0.38 | 0.38 | 0.38 | 0.38 | 0.38 | 0.38 | 0.38 | 0.38 | 0.38 | 0.38 | 0.38 | 0.38 | 0.38 | 0 | 0 | 0 | 0 | 0 | 0 | 0 | 0 | 0 | 0 | 0 | 0 | 0 | 0 | 0 | 0 | 0 | 0 | 0 | 0 | 0 | 0 | 0 | 0 | 0
| Total PV of capital cost after discounting |  | £m | 0.27 | 0.78 | 1.06 | 1.47 | 2.76 | 3.33 | 3.25 | 3.14 | 3.03 | 2.93 | 2.83 | 2.74 | 2.64 | 2.56 | 2.47 | 2.39 | 2.3 | 2.23 | 2.15 | 2.08 | 2.01 | 1.94 | 1.87 | 1.81 | 1.92 | 1.74 | 1.46 | 1.28 | 1.05 | 0.45 | 0.15 | 0.13 | 0.13 | 0.12 | 0.12 | 0.12 | 0.11 | 0.11 | 0.11 | 0.1 | 0.1 | 0.1 | 0.1 | 0.09 | 0.09 | 0.09 | 0.09 | 0.08 | 0.08 | 0 | 0 | 0 | 0 | 0 | 0 | 0 | 0 | 0 | 0 | 0 | 0 | 0 | 0 | 0 | 0 | 0 | 0 | 0 | 0 | 0 | 0 | 0 | 0 | 0
Non-Capital | Operational cost | £m |  | 0 | 0 | 0 | 0 | 0 | 0 | 0 | 0 | 0.69242 | 0.69242 | 0.69242 | 0.69242 | 0.69242 | 0.69242 | 0.69242 | 0.69242 | 0.69242 | 0.69242 | 0.69242 | 0.69242 | 0.69242 | 0.69242 | 0.69242 | 0.69242 | 0 | 0 | 0 | 0 | 0 | 0 | 0 | 0 | 0 | 0 | 0 | 0 | 0 | 0 | 0 | 0 | 0 | 0 | 0 | 0 | 0 | 0 | 0 | 0 | 0 | 0 | 0 | 0 | 0 | 0 | 0 | 0 | 0 | 0 | 0 | 0 | 0 | 0 | 0 | 0 | 0 | 0 | 0 | 0 | 0 | 0 | 0 | 0 | 0 | 0
| CO2 equivalent emissions (construction & decomissioning) | £m |  | 0 | 0 | 0 | 0 | 2.9328 | 0.16195 | 0.016376 | 0 | 0 | 0 | 0 | 0 | 0 | 0 | 0 | 0 | 0 | 0 | 0 | 0 | 0 | 0 | 0 | 0 | 0.47343 | 0 | 0 | 0 | 0 | 0 | 0 | 0 | 0 | 0 | 0 | 0 | 0 | 0 | 0 | 0 | 0 | 0 | 0 | 0 | 0 | 0 | 0 | 0 | 0 | 0 | 0 | 0 | 0 | 0 | 0 | 0 | 0 | 0 | 0 | 0 | 0 | 0 | 0 | 0 | 0 | 0 | 0 | 0 | 0 | 0 | 0 | 0 | 0 | 0
| Total non-capital cost before discounting | £m |  | 0 | 0 | 0 | 0 | 2.93 | 0.16 | 0.02 | 0 | 0.69 | 0.69 | 0.69 | 0.69 | 0.69 | 0.69 | 0.69 | 0.69 | 0.69 | 0.69 | 0.69 | 0.69 | 0.69 | 0.69 | 0.69 | 0.69 | 0.47 | 0 | 0 | 0 | 0 | 0 | 0 | 0 | 0 | 0 | 0 | 0 | 0 | 0 | 0 | 0 | 0 | 0 | 0 | 0 | 0 | 0 | 0 | 0 | 0 | 0 | 0 | 0 | 0 | 0 | 0 | 0 | 0 | 0 | 0 | 0 | 0 | 0 | 0 | 0 | 0 | 0 | 0 | 0 | 0 | 0 | 0 | 0 | 0 | 0
| Total PV of non-capital cost after discounting | £m |  | 0 | 0 | 0 | 0 | 2.56 | 0.14 | 0.01 | 0 | 0.53 | 0.51 | 0.49 | 0.47 | 0.46 | 0.44 | 0.43 | 0.41 | 0.4 | 0.39 | 0.37 | 0.36 | 0.35 | 0.34 | 0.32 | 0.31 | 0.21 | 0 | 0 | 0 | 0 | 0 | 0 | 0 | 0 | 0 | 0 | 0 | 0 | 0 | 0 | 0 | 0 | 0 | 0 | 0 | 0 | 0 | 0 | 0 | 0 | 0 | 0 | 0 | 0 | 0 | 0 | 0 | 0 | 0 | 0 | 0 | 0 | 0 | 0 | 0 | 0 | 0 | 0 | 0 | 0 | 0 | 0 | 0 | 0 | 0