## Index
INDEX - click the links below to navigate
INDEX - click the links below to navigate
Residuals and Averages
Table 1 – Changes to Average Generation Tariffs
Table 2 – Generation Wider Tariffs
Table 3 & Fig 1 – Generation Tariff Changes
Table 4 – Local Substation Tariffs
Table 5 – Onshore Local Circuit Tariffs
Table 6 – CMP203: Circuits subject to one-off charges
Table 7 Offshore Local Tariffs
Table 8 – Summary of Demand Tariffs
Table 9 – Demand Tariffs
Table 10 – Non-locational banded charges
Table 11 & Fig 2 – Change in HH Demand Tariffs
Table 12 – Half-Hourly Transmission Demand tariffs for users with multiple DNO's
Table 13 & Fig 3 – Embedded Export Tariff
Table 14 & Fig 4 – NHH Demand Tariff Changes
Table 15 – Contracted, Modelled and Chargeable TEC
Table 16 – Interconnectors Contracted TEC
Table 17 – Allowed Revenues
Table 18 – Generation and Demand Revenue Proportions
Table 19 – Generation Revenue Error Margin
Table 20-21 - Onshore local circuit/substation pre-existing asset tariffs and total TECs associated with Pre-existing assets
Table 22 – Charging Bases
Table 23 – Residual and Adjustment Calculation
Table 24 – Summary of CUSC modification proposals potentially impacting 2026/27 tariffs
Table 25 – Demand Locational Tariffs
Table 26 – Breakdown of the Embedded Export Tariff
Table 27 – Generic Annual Load Factors
Table 28 – Contracted Generation Changes
Table 29 - 32 – Revenue Breakdown
Table 33 – Offshore Revenues
Table AA – Demand Profiles
Table B – Non-locational banded charges
Table C – Charges for Physical Assets Required for Connection
Table D – Main Interconnected Tranmission System (MITS) Nodes

## Residuals
Residuals and Averages |  |  | Return to Index
| 2026/27 Draft | 2026/27 Final | Change since last forecast
Generation Adjustment (£/kW) | -2.9064 | -2.4768 | 0.42964
Average Tariff | 2026/27 Draft | 2026/27 Final | Change since last forecast
Generation (£/kW) * | 11.9492 | 12.1176 | 0.16848 | *N.B. These generation average tariffs include local tariffs
HH Demand (£/kW) | 2.7838 | 2.7932 | 0.0093598
NHH Demand (p/kWh) | 0.3809 | 0.38187 | 0.00096554
Embedded Export (£/kW) | 3.0629 | 3.0451 | -0.017797
Demand Residual (£/MWh) | 25.8768 | 25.6815 | -0.19537

## T1
Table 1 – Changes to Average Generation Tariffs |  |  |  | Return to Index
Generation Tariffs (£/kW) | 2026/27 Draft | 2026/27 Final | Change since last forecast
Adjustment | -2.9064 | -2.4768 | 0.42964
Average Generation Tariff* | 11.9492 | 12.1176 | 0.16848
*N.B. These generation average tariffs include local tariffs

## T2
Table 2 – Generation Wider Tariffs | [7 empty] | Return to Index
Example tariffs for a generator of each technology type
Generation Tariffs |  | System Peak Tariff | Shared Year Round Tariff | Not Shared Year Round Tariff | Adjustment Tariff | Conventional Carbon 40% | Conventional Low Carbon 75% | Intermittent 45%
Zone | Zone Name | (£/kW) | (£/kW) | (£/kW) | (£/kW) | Load Factor (£/kW) | Load Factor (£/kW) | Load Factor (£/kW)
1 | North Scotland | 3.6281 | 26.5327 | 17.6746 | -2.4768 | 18.8342 | 38.7254 | 27.1375
2 | East Aberdeenshire | 5.3078 | 14.6463 | 17.6746 | -2.4768 | 15.7594 | 31.4903 | 21.7886
3 | Western Highlands | 3.678 | 26.123 | 17.3858 | -2.4768 | 18.6048 | 38.1793 | 26.6644
4 | Skye and Lochalsh | 3.6122 | 26.123 | 24.9248 | -2.4768 | 21.5545 | 45.6525 | 34.2034
5 | Eastern Grampian and Tayside | 6.5682 | 20.5115 | 12.5423 | -2.4768 | 17.313 | 32.0174 | 19.2957
6 | Central Grampian | 5.8789 | 20.5941 | 12.6502 | -2.4768 | 16.6998 | 31.4979 | 19.4408
7 | Argyll | 4.9463 | 19.0104 | 22.3369 | -2.4768 | 19.0085 | 39.0642 | 28.4148
8 | The Trossachs | 4.2132 | 19.0104 | 10.5489 | -2.4768 | 13.5601 | 26.5431 | 16.6268
9 | Stirlingshire and Fife | 3.4595 | 18.4281 | 10.0739 | -2.4768 | 12.3835 | 24.8777 | 15.8898
10 | South West Scotlands | 2.7241 | 18.0717 | 9.8596 | -2.4768 | 11.4199 | 23.6608 | 15.5152
11 | Lothian and Borders | 3.9723 | 18.0717 | 3.2455 | -2.4768 | 10.0224 | 18.2948 | 8.901
12 | Solway and Cheviot | 2.2674 | 10.9904 | 5.7692 | -2.4768 | 6.4945 | 13.8026 | 8.2381
13 | North East England | 5.3179 | 7.3461 | 3.5524 | -2.4768 | 7.2005 | 11.9031 | 4.3814
14 | North Lancashire and The Lakes | 2.0979 | 7.3461 | 0.18924 | -2.4768 | 2.6353 | 5.3199 | 1.0182
15 | South Lancashire, Yorkshire and Humber | 5.6667 | 2.3221 | 0.17131 | -2.4768 | 4.1873 | 5.1028 | -1.2605
16 | North Midlands and North Wales | 3.7352 | 0.96566 | 0 | -2.4768 | 1.6447 | 1.9826 | -2.0422
17 | South Lincolnshire and North Norfolk | 0.19406 | 3.1274 | 0 | -2.4768 | -1.0318 | 0.062818 | -1.0694
18 | Mid Wales and The Midlands | 0.19431 | 4.7073 | 0 | -2.4768 | -0.39953 | 1.248 | -0.35847
19 | Anglesey and Snowdon | 5.2755 | 0.56244 | 0 | -2.4768 | 3.0238 | 3.2206 | -2.2237
20 | Pembrokeshire | 7.2214 | -8.1166 | 0 | -2.4768 | 1.498 | -1.3428 | -6.1292
21 | South Wales & Gloucester | 2.592 | -9.0441 | 0 | -2.4768 | -3.5024 | -6.6679 | -6.5466
22 | Cotswold | 0.16257 | 4.9083 | -13.5067 | -2.4768 | -5.7535 | -12.1396 | -13.7747
23 | Central London | -4.1928 | 4.9083 | -6.3575 | -2.4768 | -7.2492 | -9.3457 | -6.6255
24 | Essex and Kent | -3.3708 | 4.9083 | 0 | -2.4768 | -3.8842 | -2.1663 | -0.26802
25 | Oxfordshire, Surrey and Sussex | -1.3351 | -1.5305 | -0.13624 | -2.4768 | -4.4786 | -5.096 | -3.3017
26 | Somerset and Wessex | -3.5815 | -3.2636 | 0 | -2.4768 | -7.3637 | -8.506 | -3.9454
27 | West Devon and Cornwall | -4.3275 | -13.2959 | 0 | -2.4768 | -12.1226 | -16.7761 | -8.4599

## T3 & Fig 1
Table 3 & Fig 1 – Generation Tariff Changes | [10 empty] | Return to Index
Zone | Zone Name | Wider Generation Tariffs (£/kW)
|  | Conventional Carbon 40% |  |  | Conventional Low Carbon 75% |  |  | Intermittent 45% |  |  | Change in Adjustment
|  | 2026/27 Draft | 2026/27 Final | Change | 2026/27 Draft | 2026/27 Final | Change | 2026/27 Draft | 2026/27 Final | Change
1 | North Scotland | 20.3053 | 18.8342 | -1.4711 | 42.2753 | 38.7254 | -3.5499 | 29.7852 | 27.1375 | -2.6477 | 0.42964
2 | East Aberdeenshire | 16.4006 | 15.7594 | -0.64119 | 33.4156 | 31.4903 | -1.9253 | 23.4145 | 21.7886 | -1.6259 | 0.42964
3 | Western Highlands | 20.3856 | 18.6048 | -1.7808 | 42.4187 | 38.1793 | -4.2394 | 29.8796 | 26.6644 | -3.2151 | 0.42964
4 | Skye and Lochalsh | 23.3497 | 21.5545 | -1.7951 | 49.9283 | 45.6525 | -4.2758 | 37.4553 | 34.2034 | -3.2519 | 0.42964
5 | Eastern Grampian and Tayside | 17.9512 | 17.313 | -0.63817 | 34.23 | 32.0174 | -2.2126 | 21.173 | 19.2957 | -1.8773 | 0.42964
6 | Central Grampian | 18.0624 | 16.6998 | -1.3626 | 34.9473 | 31.4979 | -3.4495 | 22.112 | 19.4408 | -2.6712 | 0.42964
7 | Argyll | 21.7324 | 19.0085 | -2.7239 | 46.2273 | 39.0642 | -7.1631 | 35.028 | 28.4148 | -6.6132 | 0.42964
8 | The Trossachs | 14.8512 | 13.5601 | -1.2911 | 29.7355 | 26.5431 | -3.1925 | 19.0104 | 16.6268 | -2.3837 | 0.42964
9 | Stirlingshire and Fife | 13.4024 | 12.3835 | -1.0189 | 27.4315 | 24.8777 | -2.5538 | 17.7208 | 15.8898 | -1.831 | 0.42964
10 | South West Scotlands | 12.4124 | 11.4199 | -0.99247 | 26.1912 | 23.6608 | -2.5304 | 17.3507 | 15.5152 | -1.8356 | 0.42964
11 | Lothian and Borders | 10.6803 | 10.0224 | -0.65786 | 19.9629 | 18.2948 | -1.6681 | 9.857 | 8.901 | -0.95597 | 0.42964
12 | Solway and Cheviot | 6.8594 | 6.4945 | -0.36497 | 15.0086 | 13.8026 | -1.206 | 9.0455 | 8.2381 | -0.80738 | 0.42964
13 | North East England | 7.2614 | 7.2005 | -0.060903 | 12.4455 | 11.9031 | -0.54241 | 4.6566 | 4.3814 | -0.27527 | 0.42964
14 | North Lancashire and The Lakes | 2.4174 | 2.6353 | 0.21782 | 5.1954 | 5.3199 | 0.1245 | 0.64649 | 1.0182 | 0.37172 | 0.42964
15 | South Lancashire, Yorkshire and Humber | 3.9417 | 4.1873 | 0.24557 | 4.9924 | 5.1028 | 0.11044 | -1.5013 | -1.2605 | 0.24077 | 0.42964
16 | North Midlands and North Wales | 1.1515 | 1.6447 | 0.49312 | 1.4014 | 1.9826 | 0.58122 | -2.5851 | -2.0422 | 0.54291 | 0.42964
17 | South Lincolnshire and North Norfolk | -1.3678 | -1.0318 | 0.33609 | -0.20625 | 0.062818 | 0.26906 | -1.4129 | -1.0694 | 0.34346 | 0.42964
18 | Mid Wales and The Midlands | -0.72889 | -0.39953 | 0.32936 | 0.95449 | 1.248 | 0.29354 | -0.74206 | -0.35847 | 0.38358 | 0.42964
19 | Anglesey and Snowdon | 2.368 | 3.0238 | 0.65579 | 2.3272 | 3.2206 | 0.89339 | -2.9588 | -2.2237 | 0.73513 | 0.42964
20 | Pembrokeshire | 1.1056 | 1.498 | 0.3924 | -1.7526 | -1.3428 | 0.4098 | -6.5812 | -6.1292 | 0.45201 | 0.42964
21 | South Wales & Gloucester | -3.9219 | -3.5024 | 0.41951 | -7.1054 | -6.6679 | 0.43749 | -6.9994 | -6.5466 | 0.45276 | 0.42964
22 | Cotswold | -6.1844 | -5.7535 | 0.43084 | -12.6249 | -12.1396 | 0.48534 | -14.3098 | -13.7747 | 0.53514 | 0.42964
23 | Central London | -7.6547 | -7.2492 | 0.40555 | -9.7306 | -9.3457 | 0.3849 | -7.0354 | -6.6255 | 0.40988 | 0.42964
24 | Essex and Kent | -4.2731 | -3.8842 | 0.38895 | -2.5167 | -2.1663 | 0.35046 | -0.64816 | -0.26802 | 0.38015 | 0.42964
25 | Oxfordshire, Surrey and Sussex | -4.8833 | -4.4786 | 0.4047 | -5.4853 | -5.096 | 0.38929 | -3.7108 | -3.3017 | 0.40904 | 0.42964
26 | Somerset and Wessex | -7.7884 | -7.3637 | 0.42466 | -8.9223 | -8.506 | 0.41631 | -4.3643 | -3.9454 | 0.41891 | 0.42964
27 | West Devon and Cornwall | -12.5827 | -12.1226 | 0.46009 | -17.2551 | -16.7761 | 0.479 | -8.9139 | -8.4599 | 0.45396 | 0.42964
Figure 1 - Variation in Generation Zonal Tariffs

## T4
Table 4 – Local Substation Tariffs |  |  |  | Return to Index
2026/27 Local Substation Tariff (£/kW)
Substation Rating | Connection Type | 132kV | 275kV | 400kV
<1320 MW | No redundancy | 0.40618 | 0.16783 | 0.12233
<1320 MW | Redundancy | 0.85813 | 0.37216 | 0.2594
≥1320 MW | No redundancy | 0 | 0.51055 | 0.35605
≥1320 MW | Redundancy | 0 | 0.78081 | 0.53353

## T5
Table 5 – Onshore Local Circuit Tariffs | [5 empty] | Return to Index
Substation Name | (£/kW) | Substation Name | (£/kW) | Substation Name | (£/kW)
Aberarder | 1.7813 | Dunhill | 1.8539 | Lochay | 0.39584
Aberdeen Bay | 1.9792 | Dunlaw Extension | 0.5523 | Luichart | 0.73064
Achruach | -1.6889 | Dunmaglass | 1.1314 | Marchwood | 0.48401
Aigas | 0.91466 | Edinbane | 8.9062 | Marston Vale | -0.63413
An Suidhe | -1.081 | Enoch Hill | 0.79168 | Middle Muir | 2.7471
Arecleoch | 1.9792 | Ewe Hill | 1.9565 | Middleton | 0.19829
Arecleoch Extension | 1.5605 | Fallago | -0.070115 | Millennium Wind | 2.0749
Ayrshire Grid Collector | 0.17591 | Farr | 4.4995 | Mossford | 3.9368
Beinneun Wind Farm | 1.7556 | Fernoch | 5.577 | Nant | -1.6182
Benbrack | 0.94782 | Ffestiniog | 0.28126 | Pont Abraham | -0.14903
Bhlaraidh Wind Farm | 0.79278 | Fife Grid Services | 0.1975 | Rhigos | 0.12986
Black Hill | 1.9863 | Finlarig | 0.39584 | Rocksavage | 0.019158
Blackcraig | 7.2055 | Foyers | 0.36162 | Saltend | -0.020052
Blacklaw | 2.1771 | Galawhistle | 1.3591 | Sandy Knowe | 5.9578
Blacklaw Extension | 4.7358 | Glen Kyllachy | 1.2977 | Sanquhar II | 5.1151
Broken Cross | 1.3844 | Glen Ullinish windfarm | 8.9628 | Shepherds Rig | 0.089438
Chirmorie | 1.6574 | Glendoe | 2.5954 | South Humber Bank | -0.22917
Clyde (North) | 0.13776 | Glenglass | 5.9234 | Spalding | 0.3481
Clyde (South) | 0.16072 | Gordonbush | -0.11438 | St Fergus Mobil | 1.3194
Coalburn BESS | 0.48865 | Griffin Wind | 12.5739 | Stranoch | 2.7657
Corriegarth | 3.1667 | Hadyard Hill | 3.5626 | Strathbrora | -0.23925
Corriemoillie | 2.055 | Harestanes | 2.9688 | Strathy Wind | 1.3591
Coryton | 0.050744 | Hartlepool | 0.041262 | Strathy Wood | 3.5219
Creag Riabhach | 4.3542 | Hopsrig collector | 3.144 | Stronelairg | 1.3898
Cruachan | 2.2915 | Invergarry | 0.39584 | Tangy IV | 2.5482
Culligran | 2.2497 | Kergord | 63.6241 | Wester Dod | 0.45302
Cumberhead Collector | 0.90604 | Kilgallioch | 0.2296 | Whitelee | 0.13776
Cumberhead West | 4.8015 | Kilmarnock BESS | 0.50819 | Whitelee Extension | 0.39032
Deanie | 3.696 | Kilmorack | 0.1607 | Yaxley | 0.14549
Dersalloch | 2.9178 | Kype Muir | 1.9253 | 0 | 0
Dinorwig | 3.236 | Lairg South | 1.0701 | 0 | 0
Dorenell | 3.1053 | Langage | -0.41542 | 0 | 0
Douglas North | 0.79168 | Limekilns | 0.94426 | 0 | 0

## T6
Table 6 – CMP203: Circuits subject to one-off charges |  |  |  | Return to Index
Node 1 | Node 2 | Actual Parameters | Amendment in Transport Model | Generator
Bhlaraidh 132kV | Glenmoriston 132kV | 7.4km Cable | 7.4km OHL | Bhlaraidh
Enoch Hill 132kV | New Cumnock 132kV | 4.4km Cable | 4.4km OHL | Enoch Hill
Glen Glass 132kV | Sandy Knowe132kV | 4km Cable | 4km OHL | Sandy Knowe
Coalburn 132kV | Cumberhead Collector 132kV | 8.01km Cable | 8.01km OHL | Dalquhandy
Cumberhead Collector 132kV | Galawhistle 132kV | 3.69km Cable | 3.69km OHL | Galawhistle
Coalburn 132kV | Kype Muir 132kV | 17km Cable | 17km OHL | Kype Muir
Coalburn 132kV | Middle Muir 132kV | 13km Cable | 13km OHL | Middle Muir
Crystal Rig 132kV | Wester Dod 132kV | 3.9km Cable | 3.9km of OHL | Aikengall II
Dyce 132kV | Aberdeen Bay 132kV | 9.5km Cable | 9.5km of OHL | Aberdeen Bay
East Kilbride South 275kV | Whitelee 275kV | 6km Cable | 6km of OHL | Whitelee
East Kilbride South 275kV | Whitelee Extension 275kV | 16.68km Cable | 16.68km of OHL | Whitelee Extension
Elvanfoot 275kV | Clyde North 275kV | 6.2km Cable | 6.2km of OHL | Clyde North
Elvanfoot 275kV | Clyde South 275kV | 7.17km Cable | 7.17km of OHL | Clyde South
Farigaig 132kV | Corriegarth 132kV | 4km Cable | 4km OHL | Corriegarth
Farigaig 132kV | Dunmaglass 132kV | 4km Cable | 4km OHL | Dunmaglass
Melgarve 132kV | Stronelairg 132kV | 10km Cable | 10km OHL | Stronelairg
Moffat 132kV | Harestanes 132kV | 15.33km Cable | 15.33km OHL | Harestanes
Arecleoch 132kV | Arecleoch Tee 132kV | 2.5km Cable | 2.5km OHL | Arecleoch
Wishaw 132kV | Blacklaw 132kV | 11.46km Cable | 11.46km of OHL | Blacklaw

## T7
Table 7 Offshore Local Tariffs |  |  | Return to Index
Offshore Generator | 2026/27 Draft Tariff Component (£/kW) |  |  | 2026/27 Final Tariff Component (£/kW) |  |  | Changes Tariff Component (£/kW)
| Substation | Circuit | ETUoS | Substation | Circuit | ETUoS | Substation | Circuit | ETUoS
Barrow | 11.7633 | 62.2668 | 1.5462 | 11.8005 | 62.3533 | 1.5483 | 0.03725 | 0.08654 | 0.002149
Beatrice | 10.3335 | 28.2111 | 0 | 10.3386 | 28.174 | 0 | 0.005064 | -0.037186 | 0
Burbo Bank Extension | 15.0002 | 29.0066 | 0 | 15.0788 | 29.1144 | 0 | 0.078554 | 0.10781 | 0
Dudgeon | 21.8255 | 34.264 | 0 | 22.0391 | 34.5573 | 0 | 0.21366 | 0.2934 | 0
East Anglia 1 | 13.6684 | 57.7359 | 0 | 13.7946 | 58.1604 | 0 | 0.12628 | 0.42452 | 0
Galloper | 22.6498 | 35.7529 | 0 | 22.7147 | 35.8217 | 0 | 0.06493 | 0.068808 | 0
Greater Gabbard | 21.9599 | 50.8821 | 0 | 21.8105 | 50.4959 | 0 | -0.14945 | -0.3862 | 0
Gunfleet Sands I | 25.6077 | 23.6367 | 4.4178 | 25.7486 | 23.7451 | 4.4381 | 0.14091 | 0.10835 | 0.020252
Gunfleet Sands II | 25.6077 | 23.6367 | 4.4178 | 25.7486 | 23.7451 | 4.4381 | 0.14091 | 0.10835 | 0.020252
Gwynt y mor | 33.5266 | 33.0074 | 0 | 33.7952 | 33.2465 | 0 | 0.26853 | 0.23908 | 0
Hornsea 1A | 12.2164 | 38.286 | 0 | 12.3665 | 38.6689 | 0 | 0.15011 | 0.38287 | 0
Hornsea 1B | 12.2164 | 38.286 | 0 | 12.3665 | 38.6689 | 0 | 0.15011 | 0.38287 | 0
Hornsea 1C | 12.2164 | 38.286 | 0 | 12.3665 | 38.6689 | 0 | 0.15011 | 0.38287 | 0
Hornsea 2A | 10.0139 | 34.35 | 0 | 11.5812 | 39.2572 | 0 | 1.5673 | 4.9072 | 0
Hornsea 2B | 10.0139 | 34.35 | 0 | 11.5812 | 39.2572 | 0 | 1.5673 | 4.9072 | 0
Hornsea 2C | 10.0139 | 34.35 | 0 | 11.5812 | 39.2572 | 0 | 1.5673 | 4.9072 | 0
Humber Gateway | 19.2977 | 44.0038 | 0 | 19.3509 | 44.077 | 0 | 0.053194 | 0.073128 | 0
Lincs | 22.7963 | 86.665 | 0 | 22.8547 | 86.8068 | 0 | 0.058405 | 0.14181 | 0
London Array | 15.0355 | 51.6774 | 0 | 15.0641 | 51.7062 | 0 | 0.028586 | 0.028755 | 0
Moray East | 12.389 | 31.0838 | 0 | 12.4961 | 31.2893 | 0 | 0.10709 | 0.20553 | 0
Ormonde | 36.1665 | 66.683 | 0.53141 | 36.725 | 67.6544 | 0.53915 | 0.55851 | 0.97134 | 0.007741
Race Bank | 13.5315 | 37.5667 | 0 | 13.6247 | 37.759 | 0 | 0.093229 | 0.19233 | 0
Rampion | 11.7328 | 30.5562 | 0 | 11.851 | 30.7959 | 0 | 0.11821 | 0.23968 | 0
Robin Rigg | -0.81845 | 44.7856 | 14.349 | -0.79869 | 44.7933 | 14.3515 | 0.019764 | 0.007648 | 0.00245
Robin Rigg West | -0.81845 | 44.7856 | 14.349 | -0.79869 | 44.7933 | 14.3515 | 0.019764 | 0.007648 | 0.00245
Seagreen 1 | 11.8186 | 21.4722 | 0 | 11.8252 | 21.4499 | 0 | 0.006609 | -0.022352 | 0
Sheringham Shoal | 34.6482 | 40.8137 | 0.88717 | 34.6664 | 40.8118 | 0.88713 | 0.018174 | -0.001829 | -4e-05
Thanet | 26.6406 | 49.9112 | 1.2015 | 26.5895 | 49.7825 | 1.1984 | -0.051034 | -0.12869 | -0.003098
Triton Knoll | 10.1684 | 30.6362 | 0 | 11.5847 | 34.5304 | 0 | 1.4163 | 3.8942 | 0
Walney 1 | 31.4555 | 62.9247 | 0 | 31.4857 | 62.9451 | 0 | 0.030206 | 0.02036 | 0
Walney 2 | 32.3769 | 65.7597 | 0 | 32.453 | 65.8713 | 0 | 0.076075 | 0.11155 | 0
Walney 3 | 14.0347 | 28.4062 | 0 | 14.1721 | 28.6311 | 0 | 0.13739 | 0.22496 | 0
Walney 4 | 14.0347 | 28.4062 | 0 | 14.1721 | 28.6311 | 0 | 0.13739 | 0.22496 | 0
West of Duddon Sands | 12.07 | 60.2498 | 0 | 12.1914 | 60.725 | 0 | 0.1214 | 0.47514 | 0
Westermost Rough | 24.6246 | 41.9325 | 0 | 24.8163 | 42.2159 | 0 | 0.19168 | 0.28334 | 0

## T8
Table 8 – Summary of Demand Tariffs |  |  |  | Return to Index
| Non-locational Banded Tariffs | 2026/27 Draft | 2026/27 Final | Change
| Unmetered (p/kWh/annum) | 2.5877 | 2.5681 | -0.019537
| Demand Residual (£m) | 6312.831 | 6265.1691 | -47.6619
| HH Tariffs (Locational) | 2026/27 Draft | 2026/27 Final | Change
| Average Tariff (£/kW) | 2.7838 | 2.7932 | 0.0093598
| EET | 2026/27 Draft | 2026/27 Final | Change
| Average Tariff (£/kW) | 3.0629 | 3.0451 | -0.017797
| AGIC (£/kW) | 3.1581 | 3.1434 | -0.014725
| Embedded Export Volume (GW) | 6.7131 | 6.7131 | 0
| Total Credit (£m) | 20.5616 | 20.4422 | -0.11947
| NHH Tariffs (locational) | 2026/27 Draft | 2026/27 Final | Change
| Average (p/kWh) | 0.3809 | 0.38187 | 0.00096554

## T9
Table 9 – Demand Tariffs |  |  |  | Return to Index
Zone | Zone Name | HH Demand Tariff (£/kW) | NHH Demand Tariff (p/kWh) | Embedded Export Tariff (£/kW)
1 | Northern Scotland | 0 | 0 | 0
2 | Southern Scotland | 0 | 0 | 0
3 | Northern | 0 | 0 | 0
4 | North West | 0 | 0 | 0
5 | Yorkshire | 0 | 0 | 0
6 | N Wales & Mersey | 0 | 0 | 0.15301
7 | East Midlands | 0 | 0 | 2.3537
8 | Midlands | 2.6339 | 0.35867 | 5.7773
9 | Eastern | 0.063093 | 0.00914 | 3.2065
10 | South Wales | 5.9697 | 0.73903 | 9.1131
11 | South East | 4.3681 | 0.63342 | 7.5115
12 | London | 6.4532 | 0.70068 | 9.5966
13 | Southern | 7.3541 | 1.0081 | 10.4975
14 | South Western | 14.1302 | 2.0711 | 17.2736

## T10
Table 10 – Non-locational banded charges | [5 empty] | Return to Index
| Band |  | 2026/27 Draft | 2026/27 Final | Change
| Domestic | Tariff - £/Site/Day | 0.22426 | 0.22257 | -0.001693
| LV_NoMIC_1 |  | 0.24114 | 0.23931 | -0.001821
| LV_NoMIC_2 |  | 0.59177 | 0.5873 | -0.004468
| LV_NoMIC_3 |  | 1.2519 | 1.2424 | -0.009452
| LV_NoMIC_4 |  | 3.4873 | 3.461 | -0.026329
| LV1 |  | 5.8415 | 5.7974 | -0.044104
| LV2 |  | 11.5994 | 11.5118 | -0.087576
| LV3 |  | 14.4908 | 14.3814 | -0.10941
| LV4 |  | 38.4706 | 38.1801 | -0.29045
| HV1 |  | 32.0813 | 31.839 | -0.24221
| HV2 |  | 118.044 | 117.1528 | -0.89123
| HV3 |  | 186.8291 | 185.4185 | -1.4106
| HV4 |  | 532.936 | 528.9123 | -4.0237
| EHV1 |  | 327.9526 | 325.4765 | -2.476
| EHV2 |  | 1168.2014 | 1159.3815 | -8.8199
| EHV3 |  | 2532.0475 | 2512.9305 | -19.117
| EHV4 |  | 5741.7365 | 5698.3864 | -43.3501
| T-Demand1 |  | 1412.6148 | 1401.9495 | -10.6652
| T-Demand2 |  | 2953.528 | 2931.2288 | -22.2991
| T-Demand3 |  | 7644.127 | 7586.4139 | -57.7132
| T-Demand4 |  | 20987.6938 | 20829.2367 | -158.4571
| Unmetered demand |  | p/kWh | p/kWh
| Unmetered |  | 2.5877 | 2.5681 | -0.019537
| Demand Residual (£m) |  | 6312.831 | 6265.1691 | -47.6619

## T11 & Fig 2
Table 11 & Fig 2 – Change in HH Demand Tariffs |  |  |  | Return to Index
Zone | Zone Name | 2026/27 Draft (£/kW) | 2026/27 Final (£/kW) | Change (£/kW)
1 | Northern Scotland | 0 | 0 | 0
2 | Southern Scotland | 0 | 0 | 0
3 | Northern | 0 | 0 | 0
4 | North West | 0 | 0 | 0
5 | Yorkshire | 0 | 0 | 0
6 | N Wales & Mersey | 0 | 0 | 0
7 | East Midlands | 0 | 0 | 0
8 | Midlands | 2.7447 | 2.6339 | -0.11075
9 | Eastern | 0 | 0.063093 | 0.063093
10 | South Wales | 5.9879 | 5.9697 | -0.018225
11 | South East | 4.3038 | 4.3681 | 0.064278
12 | London | 6.3853 | 6.4532 | 0.067932
13 | Southern | 7.3369 | 7.3541 | 0.017233
14 | South Western | 14.1783 | 14.1302 | -0.048128
Figure 2 - Changes to gross Half-Hourly demand tariffs

## T12
Table 12 – Half-Hourly Transmission Demand tariffs for users with multiple DNO's | [9 empty] | Return to Index
|  |  | DNO 1 | DNO 2 | DNO 3 | DNO 1 |  | DNO 2 |  | DNO 3 |  | T-connected Site |  |  | EET T-connected Site
| Site Code | Site Name | Demand Zone | Demand Zone | Demand Zone | Zonal Peak Security Tariff (£/kW) | Year Round Tariff (£/kW) | Zonal Peak Security Tariff (£/kW) | Year Round Tariff (£/kW) | Zonal Peak Security Tariff (£/kW) | Year Round Tariff (£/kW) | Zonal Peak Security Tariff (£/kW) | Year Round Tariff (£/kW) | HH T-Connected Tariff Floored (£/kW) | AGIC £/Kw | Zonal Peak Security Tariff (£/kW) | Year Round Tariff (£/kW) | EET T-Connected Tariff Floored (£/kW)
| AMEM | Amersham | 9 | 13 | 0 | 1.6605 | -1.5974 | 2.7229 | 4.6312 | 0 | 0 | 2.1917 | 1.5169 | 3.7086 | 3.1434 | 2.1917 | 1.5169 | 6.852
| AXMI | Axminster | 13 | 14 | 0 | 2.7229 | 4.6312 | 2.9932 | 11.137 | 0 | 0 | 2.858 | 7.8841 | 10.7422 | 3.1434 | 2.858 | 7.8841 | 13.8856
| BARK | Barking | 9 | 12 | 0 | 1.6605 | -1.5974 | 5.0042 | 1.449 | 0 | 0 | 3.3324 | -0.074223 | 3.2582 | 3.1434 | 3.3324 | -0.074223 | 6.4016
| BEDD | Beddington | 11 | 12 | 0 | 4.3614 | 0.0066846 | 5.0042 | 1.449 | 0 | 0 | 4.6828 | 0.72784 | 5.4107 | 3.1434 | 4.6828 | 0.72784 | 8.554
| BRIM | Brimsdown | 9 | 12 | 0 | 1.6605 | -1.5974 | 5.0042 | 1.449 | 0 | 0 | 3.3324 | -0.074223 | 3.2582 | 3.1434 | 3.3324 | -0.074223 | 6.4016
| CARR | Carrington | 4 | 6 | 0 | -1.8328 | -4.3865 | -1.9949 | -0.99545 | 0 | 0 | -1.9139 | -2.691 | 0 | 3.1434 | -1.9139 | -2.691 | 0
| CELL | Cellarhead | 6 | 8 | 0 | -1.9949 | -0.99545 | -0.72575 | 3.3597 | 0 | 0 | -1.3603 | 1.1821 | 0 | 3.1434 | -1.3603 | 1.1821 | 2.9652
| ECLA | East Claydon | 7 | 13 | 0 | -2.0954 | 1.3057 | 2.7229 | 4.6312 | 0 | 0 | 0.31375 | 2.9685 | 3.2822 | 3.1434 | 0.31375 | 2.9685 | 6.4256
| GREN | Grendon | 9 | 7 | 0 | 1.6605 | -1.5974 | -2.0954 | 1.3057 | 0 | 0 | -0.21745 | -0.14585 | 0 | 3.1434 | -0.21745 | -0.14585 | 2.7801
| IROA | Iron Acton | 8 | 10 | 0 | -0.72575 | 3.3597 | -3.1019 | 9.0716 | 0 | 0 | -1.9138 | 6.2156 | 4.3018 | 3.1434 | -1.9138 | 6.2156 | 7.4452
| KIBY | Kirkby | 6 | 4 | 0 | -1.9949 | -0.99545 | -1.8328 | -4.3865 | 0 | 0 | -1.9139 | -2.691 | 0 | 3.1434 | -1.9139 | -2.691 | 0
| LALE | Laleham | 11 | 13 | 0 | 4.3614 | 0.0066846 | 2.7229 | 4.6312 | 0 | 0 | 3.5422 | 2.319 | 5.8611 | 3.1434 | 3.5422 | 2.319 | 9.0045
| LEMR | Lea Marston (was Hams Hall) | 7 | 8 | 0 | -2.0954 | 1.3057 | -0.72575 | 3.3597 | 0 | 0 | -1.4106 | 2.3327 | 0.92213 | 3.1434 | -1.4106 | 2.3327 | 4.0655
| LITT | Littlebrook | 11 | 12 | 0 | 4.3614 | 0.0066846 | 5.0042 | 1.449 | 0 | 0 | 4.6828 | 0.72784 | 5.4107 | 3.1434 | 4.6828 | 0.72784 | 8.554
| MELK | Melksham | 13 | 14 | 0 | 2.7229 | 4.6312 | 2.9932 | 11.137 | 0 | 0 | 2.858 | 7.8841 | 10.7422 | 3.1434 | 2.858 | 7.8841 | 13.8856
| WALP | Walpole | 7 | 9 | 0 | -2.0954 | 1.3057 | 1.6605 | -1.5974 | 0 | 0 | -0.21745 | -0.14585 | 0 | 3.1434 | -0.21745 | -0.14585 | 2.7801
| WISD | Willesden | 13 | 12 | 0 | 2.7229 | 4.6312 | 5.0042 | 1.449 | 0 | 0 | 3.8636 | 3.0401 | 6.9037 | 3.1434 | 3.8636 | 3.0401 | 10.0471

## T13 & Fig 3
Table 13 & Fig 3 – Embedded Export Tariff |  |  |  | Return to Index
Zone | Zone Name | 2026/27 Draft (£/kW) | 2026/27 Final (£/kW) | Change (£/kW)
1 | Northern Scotland | 0 | 0 | 0
2 | Southern Scotland | 0 | 0 | 0
3 | Northern | 0 | 0 | 0
4 | North West | 0 | 0 | 0
5 | Yorkshire | 0 | 0 | 0
6 | N Wales & Mersey | 0.52971 | 0.15301 | -0.3767
7 | East Midlands | 2.2594 | 2.3537 | 0.094252
8 | Midlands | 5.9028 | 5.7773 | -0.12548
9 | Eastern | 3.0967 | 3.2065 | 0.10975
10 | South Wales | 9.1461 | 9.1131 | -0.03295
11 | South East | 7.4619 | 7.5115 | 0.049553
12 | London | 9.5434 | 9.5966 | 0.053207
13 | Southern | 10.495 | 10.4975 | 0.002508
14 | South Western | 17.3365 | 17.2736 | -0.062853
Figure 3 - Embedded export tariff changes
0

## T14 & Fig 4
Table 14 & Fig 4 – NHH Demand Tariff Changes |  |  | Return to Index
Zone | Zone Name | 2026/27 Draft (p/kWh) | 2026/27 Final (p/kWh) | Change (p/kWh)
1 | Northern Scotland | 0 | 0 | 0
2 | Southern Scotland | 0 | 0 | 0
3 | Northern | 0 | 0 | 0
4 | North West | 0 | 0 | 0
5 | Yorkshire | 0 | 0 | 0
6 | N Wales & Mersey | 0 | 0 | 0
7 | East Midlands | 0 | 0 | 0
8 | Midlands | 0.37375 | 0.35867 | -0.015081
9 | Eastern | 0 | 0.00914 | 0.00914
10 | South Wales | 0.74129 | 0.73903 | -0.002256
11 | South East | 0.6241 | 0.63342 | 0.009321
12 | London | 0.6933 | 0.70068 | 0.007376
13 | Southern | 1.0058 | 1.0081 | 0.002362
14 | South Western | 2.0781 | 2.0711 | -0.007054
Figure 4 - Changes to Non-Half-Hourly demand tariffs
-

## T15
Table 15 – Contracted, Modelled and Chargeable TEC |  |  | Return to Index
2026/27 Tariffs
Generation (GW) | Initial | August | Draft | Final
Contracted TEC | 127.6065 | 125.5574 | 120.1367 | 120.1367
Modelled Best View TEC | 123.6504 | 111.1679 | For input to locational tariffs post 31st October please see Contracted TEC
Chargeable TEC | 109.9934 | 97.4509 | 102.8837 | 101.6429

## T16
Table 16 – Interconnectors Contracted TEC | [5 empty] | Return to Index
Generation MW
Interconnector | Node | Interconnected System | Generation Zone | Transport Model Peak | Transport Model Year Round | Charging Base
Auchencrosh | Auchencrosh 275kV | Northern Ireland | 10 | 0 | 500 | 0
Britned | Grain 400kV Substation | Netherlands | 24 | 0 | 1200 | 0
East - West | Deeside 400kV Substation | Republic of Ireland | 16 | 0 | 505 | 0
ElecLink | Sellindge 400kV Substation | France | 24 | 0 | 1000 | 0
Greenlink | Pembroke 400kV Substation | Republic of Ireland | 20 | 0 | 504 | 0
IFA2 Interconnector | Chilling 400kV Substation | France | 26 | 0 | 1100 | 0
IFA Interconnector | Sellindge 400kV Substation | France | 24 | 0 | 1988 | 0
LionLink (EuroLink) | Friston 400kV Substation | Netherlands | 18 | 0 | 1600 | 0
Nemo Link | Richborough 400kV Substation | Belgium | 24 | 0 | 1020 | 0
NeuConnect Interconnector | Grain West 400kV Substation | Germany | 24 | 0 | 1400 | 0
NS Link | Blyth GSP | Norway | 13 | 0 | 1400 | 0
Viking Link | Bicker Fen 400kV Substation | Denmark | 17 | 0 | 1500 | 0

## T17
Table 17 – Allowed Revenues |  |  |  |  | Return to Index
2026/27 TNUoS Revenue
£m Nominal | Initial Forecast | August Forecast | December Draft | January Final
TO Income from TNUoS
National Grid Electricity Transmission | 2590.035 | 4053.4459 | 3287.0467 | 3287.0467
Scottish Power Transmission | 899.1691 | 1186.0501 | 1077.9289 | 1082.8813
SHE Transmission | 1573.0383 | 2473.1409 | 2098.0154 | 2083.0901
Total TO Income from TNUoS | 5062.2424 | 7712.6369 | 6462.991 | 6453.0181
Other Income from TNUoS
Other Pass-through from TNUoS | 66.0945 | 68.9804 | 71.3298 | 40.5662
Offshore (plus interconnector contribution / allowance) | 1111.2731 | 1137.3093 | 1121.2688 | 1117.1374
Total Other Income from TNUoS | 1177.3675 | 1206.2897 | 1192.5987 | 1157.7036
Total to Collect from TNUoS | 6239.61 | 8918.9266 | 7655.5897 | 7610.7216

## T18
Table 18 – Generation and Demand Revenue Proportions | [5 empty] | Return to Index
2026/27 Tariffs
| Code | Revenue | Initial Forecast | August Forecast | December Draft | January Final
| CAPEC | Limit on generation tariff (€/MWh) | 2.5 | 2.5 | 2.5 | 2.5
| y | Error Margin | 29.6% | 30.3% | 30.3% | 30.3%
| ER | Exchange Rate (€/£) | 1.1925 | 1.1925 | 1.1925 | 1.1925
| MAR | Total Revenue (£m) | 6238.9392 | 8918.2558 | 7654.9189 | 7610.0509
| GO | Generation Output (TWh) | 232.1032 | 199.2778 | 199.2778 | 199.2778
| G | % of revenue from generation | 20.37% | 14.24% | 16.06% | 16.18%
| D | % of revenue from demand | 79.63% | 85.76% | 83.94% | 83.82%
| G.R | Revenue recovered from generation (£m) | 1270.7363 | 1269.6343 | 1229.374 | 1231.672
| D.R | Revenue recovered from demand (£m) | 4968.2029 | 7648.6215 | 6425.5449 | 6378.3788
Breakdown of generation revenue
|  | Revenue from the Peak element | 170.6744 | 133.6096 | 154.0255 | 150.544
|  | Revenue from the Year Round Shared element | 191.7508 | 197.5454 | 232.6897 | 210.7671
|  | Revenue from the Year Round Not Shared element | 141.6452 | 169.5811 | 195.5655 | 174.5065
|  | Revenue from Onshore Local Circuit tariffs | 50.9375 | 62.2817 | 60.2394 | 49.5278
|  | Revenue from Onshore Local Substation tariffs | 17.6417 | 29.136 | 29.4497 | 28.9507
|  | Revenue from Offshore Local tariffs | 867.5723 | 894.9364 | 856.4251 | 869.121
|  | Revenue from the adjustment element | -169.4855 | -217.456 | -299.0209 | -251.7451
| G.MAR | Total Revenue recovered from generation (£m) | 1270.7363 | 1269.6343 | 1229.374 | 1231.672
|  | Including revenue from local charges associated with pre-existing assets (indicative) (£m) | 7.9671 | 7.9018 | 7.9222 | 7.1095

## T19
Table 19 – Generation Revenue Error Margin |  |  |  |  | Return to Index
Calculation for
| Data from year: | Revenue inputs |  | Generation output variance
|  | Revenue variance | Adjusted variance
| 2020/21 | -13.17% | -13.15% | 7.472%
| 2021/22 | 4.299% | 4.317% | 9.526%
| 2022/23 | 9.515% | 9.532% | 13.1%
| 2023/24 | -1.671% | -1.654% | -3.525%
| 2024/25 | 0.9389% | 0.9561% | -7.025%
| Systemic error: | -0.01728%
| Adjusted error: |  | 13.2% | 13.1%
| Error margin = |  |  | 30.3%
Adjusted variance = the revenue variance - systemic error
Systemic error = the average of all the values in the series
Adjusted error = the maximum of the (absolute) values in the series

## T20-21
Table 20-21 - Onshore local circuit/substation pre-existing asset tariffs and total TECs associated with Pre-existing assets |  |  |  | Return to Index
Project Name | Pre-existing local circuit tariff (£/kW) | Project Name | Pre-existing local circuit tariff (£/kW) |  | Project Name | Pre-existing substation Tariff (£/kW) | Aggregated pre-existing TEC (MW)
Aberarder Wind Farm | 0.79168 | Foyers | 0 |  | Pogbie Wind Farm | 0.40618 | 37.2
Aberdeen Offshore Wind Farm | 0 | Galawhistle Wind Farm | 0 |  | Toddleburn Wind Farm | 0.40618
A'Chruach Wind Farm | 0 | Glen App Windfarm | 0
Afton Wind Farm | 0 | Glen Kyllachy Wind Farm | 0
Aikengall II Windfarm | 0 | Harting Rig Wind Farm | 0
Aikengall IIa Wind Farm | 0 | Hartlepool | 0
Alcemi Coalburn Battery Energy Storage Facility | 0 | Hunterston Energy Storage Facility | 0
Arecleoch Windfarm Extension | 1.0657 | Kennoxhead Wind Farm Extension | 2.7471
Beinneun Wind Farm | 0.061555 | Kilmarnock BESS | 0
Benbrack wind farm | 0.45302 | Kincardine Battery Storage Facility | 0
Bhlaraidh Wind Farm | 0 | Kype Muir | 0
Blacklaw | 0 | Lairg II Wind Farm | 0
Blacklaw Extension | 0 | Limekiln | 0
Broken Cross Windfarm | 0 | Lochluichart | 0
Builth Wells | 0 | Marchwood | 0
Carraig Gheal Wind Farm | 5.5768 | Middle Muir Wind Farm | 0
Chirmorie Wind Farm | 1.598 | Pen Y Cymoedd Wind Farm | 0
Clyde North | 0 | Pencloe Windfarm | 0
Clyde South | 0 | Rocksavage | 0
Corriegarth | 0 | Saltend | 0
Coryton ENERGY | 0 | Sandy Knowe Wind Farm | 0
Crossdykes | 0 | Sanquhar II Wind Farm | 3.3848
Cruachan | 0 | Sanquhar Wind Farm | 0.92696
Cumberhead | 0 | Shepherds Rig Wind Farm | -0.11046
Cumberhead West Wind Farm | 0 | Spalding | 0
Dalquhandy Wind Farm | 0 | Stranoch Wind Farm | 1.598
Dealanach WLC WF | 0 | Strathy Wood | 0
Dersalloch Wind Farm | 0 | Stronelairg | 0.2573
Dinorwig | 0 | Tangy IV WF | 0
Dorenell Windfarm | 0 | Twentyshilling Wind Farm | 0
Douglas West | 0.79168 | Viking Wind Farm | 0.001625
Douglas West Extension | 0 | Whitelee Extension | 0
Edinbane Windfarm | 0 | Whiteside Hill Wind Farm | 0
Enoch Hill | 0 | Windy Rig Wind Farm | 0
Ewe Hill | 0 | Windy Standard II (Brockloch Rig) Wind Farm | 0
Fallago Rig Wind Farm | 0 | Windy Standard III Wind Farm | 0
Ffestiniog | 0 | 0 | 0
Aggregated pre-existing TEC (MW) |  | 15319.89

## T22
Table 22 – Charging Bases |  |  |  | Return to Index
2026/27 Tariffs
Charging Bases | Initial | August | Draft | Final
Generation (GW) | 109.9934 | 97.4509 | 102.8837 | 101.6429
NHH Demand (4pm-7pm TWh) | 23.0328 | 22.9503 | 22.7741 | 22.7741
Gross charging
Total Average Gross Triad (GW) | 47.5467 | 47.5401 | 47.5391 | 47.5391
HH Demand Average Gross Triad (GW) | 16.6681 | 16.6896 | 16.7137 | 16.7137
Embedded Generation Export (GW) | 6.8442 | 7.0791 | 6.7131 | 6.7131

## T23
Table 23 – Residual and Adjustment Calculation | [5 empty] | Return to Index
2026/27 Tariffs
| Component |  | Initial | August | Draft | Final
| G | Proportion of revenue recovered from generation (%) | 20.37% | 14.24% | 16.06% | 16.18%
| D | Proportion of revenue recovered from demand (%) | 79.63% | 85.76% | 83.94% | 83.82%
| R | Total TNUoS revenue (£m) | 6238.9392 | 8918.2558 | 7654.9189 | 7610.0509
Generation revenue breakdown (without adjustment)
| ZG | Revenue recovered from the wider locational element of generator tariffs (£m) | 504.0703 | 500.7362 | 582.2806 | 535.8175
| O | Revenue recovered from offshore local tariffs (£m) | 867.5723 | 894.9364 | 856.4251 | 869.121
| LG | Revenue recovered from onshore local substation tariffs (£m) | 17.6417 | 29.136 | 29.4497 | 28.9507
| SG | Revenue recovered from onshore local circuit tariffs (£m) | 50.9375 | 62.2817 | 60.2394 | 49.5278
|  | Revenue from local charges associated with pre-existing assets (indicative) (£m) | 7.9671 | 7.9018 | 7.9222 | 7.1095
Generation adjustment tariff calculation
|  | Limit on generation tariff (€/MWh) | 2.5 | 2.5 | 2.5 | 2.5
|  | Error Margin | 29.6% | 30.3% | 30.3% | 30.3%
|  | Exchange Rate (€/£) | 1.1925 | 1.1925 | 1.1925 | 1.1925
|  | Total generation Output (TWh) | 232.1032 | 199.2778 | 199.2778 | 199.2778
|  | Generation revenue subject to the [0,2.50]Euro/MWh range (£m) | 342.5519 | 291.1819 | 291.1819 | 291.1819
|  | Adjustment Revenue (£m) | -169.4855 | -217.456 | -299.0209 | -251.7451
| BG | Generator charging base (GW) | 109.9934 | 97.4509 | 102.8837 | 101.6429
| AdjTariff | Generator adjusment tariff (£/kW) | -1.5409 | -2.2314 | -2.9064 | -2.4768
Gross demand residual
| RD | Demand residual (£m) | 4832.93 | 7520.8309 | 6312.831 | 6265.1691
| ZD | Revenue recovered from the locational element of demand tariffs (£m) | 158.0016 | 152.2201 | 133.2756 | 133.6519
| EE | Amount to be paid to Embedded Export Tariffs (£m) | -22.7287 | -24.4295 | -20.5616 | -20.4422
| BD | Demand Gross charging base (GW) | 47.5467 | 47.5401 | 47.5391 | 47.5391

## T24
Table 24 – Summary of concluded CUSC modification proposals impacting 2026/27 tariffs |  |  |  | Return to Index
Modification directed for implementation:
| Name | Title | Effect of proposed change | Implementation
| CMP463 | Stabilising Specific Onshore Expansion Factors from 1 April 2026 | Holds Specific Expansion Factors at 2025/26 levels. | 2026-04-01

## T25
Table 25 – Demand Locational Tariffs | [5 empty] | Return to Index
Demand Zone |  | 2026/27 Draft |  | 2026/27 Final |  | Changes
|  | Peak (£/kW) | Year Round (£/kW) | Peak (£/kW) | Year Round (£/kW) | Peak (£/kW) | Year Round (£/kW)
1 | Northern Scotland | -2.6151 | -41.7453 | -2.4901 | -37.2488 | 0.12504 | 4.4964
2 | Southern Scotland | -3.0059 | -28.3208 | -2.9664 | -24.8117 | 0.039434 | 3.5091
3 | Northern | -5.0895 | -10.6932 | -5.0437 | -9.6616 | 0.045785 | 1.0316
4 | North West | -1.859 | -4.665 | -1.8328 | -4.3865 | 0.026124 | 0.27845
5 | Yorkshire | -4.1297 | -2.223 | -4.0902 | -1.947 | 0.039471 | 0.27596
6 | N Wales & Mersey | -2.0217 | -0.60668 | -1.9949 | -0.99545 | 0.026803 | -0.38878
7 | East Midlands | -2.1234 | 1.2247 | -2.0954 | 1.3057 | 0.027927 | 0.081049
8 | Midlands | -0.74565 | 3.4903 | -0.72575 | 3.3597 | 0.0199 | -0.13065
9 | Eastern | 1.654 | -1.7154 | 1.6605 | -1.5974 | 0.0064902 | 0.11799
10 | South Wales | -3.1355 | 9.1234 | -3.1019 | 9.0716 | 0.033594 | -0.051819
11 | South East | 4.3704 | -0.066573 | 4.3614 | 0.0066846 | -0.0089797 | 0.073257
12 | London | 5.0169 | 1.3684 | 5.0042 | 1.449 | -0.012637 | 0.080569
13 | Southern | 2.7226 | 4.6143 | 2.7229 | 4.6312 | 0.00035253 | 0.01688
14 | South Western | 2.9944 | 11.184 | 2.9932 | 11.137 | -0.0012182 | -0.04691

## T26
Table 26 – Breakdown of the Embedded Export Tariff | [7 empty] | Return to Index
Demand Zone |  | 2026/27 Draft |  | 2026/27 Final |  | Changes
|  | Locational (£/kW) | AGIC (£/kW) | Locational (£/kW) | AGIC (£/kW) | Locational (£/kW) | AGIC (£/kW)
1 | Northern Scotland | -44.3604 | 3.1581 | -39.7389 | 3.1434 | 4.6215 | -0.014725
2 | Southern Scotland | -31.3267 | 3.1581 | -27.7782 | 3.1434 | 3.5485 | -0.014725
3 | Northern | -15.7827 | 3.1581 | -14.7053 | 3.1434 | 1.0774 | -0.014725
4 | North West | -6.5239 | 3.1581 | -6.2194 | 3.1434 | 0.30458 | -0.014725
5 | Yorkshire | -6.3527 | 3.1581 | -6.0372 | 3.1434 | 0.31543 | -0.014725
6 | N Wales & Mersey | -2.6284 | 3.1581 | -2.9904 | 3.1434 | -0.36197 | -0.014725
7 | East Midlands | -0.89867 | 3.1581 | -0.78969 | 3.1434 | 0.10898 | -0.014725
8 | Midlands | 2.7447 | 3.1581 | 2.6339 | 3.1434 | -0.11075 | -0.014725
9 | Eastern | -0.061386 | 3.1581 | 0.063093 | 3.1434 | 0.12448 | -0.014725
10 | South Wales | 5.9879 | 3.1581 | 5.9697 | 3.1434 | -0.018225 | -0.014725
11 | South East | 4.3038 | 3.1581 | 4.3681 | 3.1434 | 0.064278 | -0.014725
12 | London | 6.3853 | 3.1581 | 6.4532 | 3.1434 | 0.067932 | -0.014725
13 | Southern | 7.3369 | 3.1581 | 7.3541 | 3.1434 | 0.017233 | -0.014725
14 | South Western | 14.1783 | 3.1581 | 14.1302 | 3.1434 | -0.048128 | -0.014725

## T27
Table 27 – Generic Annual Load Factors |  | Return to Index
Technology | Generic ALF
Battery | 8.054%
Biomass | 40.07%
CCGT_CHP | 41.54%
Coal | 7.561%
Gas_Oil | 6.917%
Hydro | 37.17%
Nuclear | 60.99%
Offshore_Wind | 47.11%
Onshore_Wind | 39.68%
Pumped_Storage | 10.99%
Reactive_Compensation | 0%
Solar | 16.84%
Tidal | 14.1%
Wave | 2.9%
*Note:
ALF figures for Wave and Tidal technology are generic figures provided by DESNZ due to insufficient metered data being available.

## T28
Table 28 – Contracted Generation Changes |  |  |  | Return to Index
| Power Station | MW Change | Node | Generation Zone
There have been no contracted generation changes since the Draft Forecast

## T29 - 32
Table 29 - 32 – Revenue Breakdown |  |  |  | Return to Index
NESO TNUoS Other Pass-Through
Transmission Revenue Forecast |  |  | National Grid Electricity Transmission |  |  |  | Scottish Power Transmission |  |  |  | SHE Transmission |  |  |  |  | Term £m nominal | Initial Forecast | August Forecast | December Draft | January Final
All monies are £m (nominal) unless stated otherwise |  |  | Initial Forecast | August Forecast | December Draft | January Final | Initial Forecast | August Forecast | December Draft | January Final | Initial Forecast | August Forecast | December Draft | January Final | Notes | Embedded Offshore Pass-Through (OFETt) | 0.67076 | 0.67076 | 0.67076 | 0.67076
Inflation 2018/19 |  | PI2018/19 | 283.3083 | - | - | - | 283.3083 | - | - | 352.8365 | 283.3083 | - | - | 283.3083 |  | Network Innovation Competition Fund (NICFt) | 0 | 0 | 0 | 0
Inflation |  | PIt | 380.527 | - | - | - | 380.527 | - | - | 386.5587 | 380.527 | - | - | 386.5587 |  | Strategic Innovation Fund (SIFt) | 62.904 | 62.904 | 62.904 | 46.9312
Opening Base Revenue Allowance (2018/19 prices) | A1 | Rt | 1928.3217 | - | - | - | 669.4455 | - | - | 978.5539 | 1171.1517 | - | - | 1514.7359 |  | The Adjustment Term (ADJt) | 27.0229 | 20.5943 | 22.7907 | 7.9999
Price Control Financial Model Iteration Adjustment | A2 | ADJt | 0 | - | - | - | 0 | - | - | 0 | 0 | - | - | 0 |  | Offshore Transmission Revenue (OFTOt) and Interconnectors Cap&Floor Revenue Adjustment (TICFt) | 1111.2731 | 1137.3093 | 1121.2688 | 1117.1374
[ADJRt = Rt * PIt / PI2018/19 + ADJt] | A | ADJRt | 2590.035 | - | - | - | 899.1691 |  |  | 1072.0786 | 1573.0383 | - | - | 2066.7739 |  | Interconnectors Payment Term (ICPt) | -71.879 | -71.879 | -71.879 | -71.879
SONIA | B1 | It-1 | 4.134% | - | - | - | - |  |  |  | 4.134% | - | - | 4.026% |  | Site Specific Charges Discrepancy (DISt) | 0 | 0 | 0 | 0
Allowed Revenue | B2 | ARt-1 | 2397.8941 | - | - | - | - |  |  |  | 1191.6177 | - | - | 1183.4224 |  | Termination Sums (TSt) | 0 | 0 | 0 | 0
Recovered Revenue | B4 | RRt-1 | 2397.8941 | - | - | - | - |  |  |  | 1191.6177 | - | - | 1191.6177 |  | NGET revenue pass-through (NGETTOt)* | 2590.035 | 4053.4459 | 3287.0467 | 3287.0467
Correction Term [Kt = (ARt-1 - RRt-1) * (1 + It-1 + 1.15%)] | B | Kt | 0 | - | - | - | 0 |  |  | 0 | 0 | - | - | -8.6195 |  | SPT revenue pass-through (TSPt) | 899.1691 | 1186.0501 | 1077.9289 | 1082.8813
Legacy pass-through | C1 | LPt | 0 | - | - | - | 0 | - | - | 0 | 0 | - | - | 0 |  | SHETL revenue pass-through (TSHt) | 1573.0383 | 2473.1409 | 2098.0154 | 2083.0901
Legacy MOD | C2 | LMODt | 0 | - | - | - | 0 | - | - | 5.8352 | 0 | - | - | 24.9358 |  | NESO Bad debt (BDt) | 0.025393 | -0.30609 | 0 | 0
Legacy K correction | C3 | LKt | 0 | - | - | - | 0 | - | - | 4.9674 | 0 | - | - | 0 |  | NESO other pass-through items (LFt + ITCt etc) | 47.3504 | 56.9964 | 56.8433 | 56.8433
Legacy TRU term | C4 | LTRUt | 0 | - | - | - | 0 | - | - | 0 | 0 | - | - | 0 |  | NESO legacy adjustment (LARt) | 0 | 0 | 0 | 0
Close out of the RIIO-ET1 stakeholder satisfaction output | C5 | LSSOt | 0 | - | - | - | 0 | - | - | 0 | 0 | - | - | 0 |  | Total | 6239.61 | 8918.9266 | 7655.5897 | 7610.7216
Close out of the RIIO-1 adjustment in respect of the Environmental Discretionary Reward Scheme | C6 | LEDRt | 0 | - | - | - | 0 | - | - | 0 | 0 | - | - | 0
Close out of the RIIO-ET1 Incentive in respect of the sulphur hexafluoride (SF6) gas emissions incentive | C7 | LSFIt | 0 | - | - | - | 0 | - | - | 0 | 0 | - | - | 0
Close out of the RIIO-ET1 reliability incentive in respect of energy not supplied | C8 | LRIt | 0 | - | - | - | 0 | - | - | 0 | 0 | - | - | 0
Close out of RIIO-1 Network Outputs | C9 | NOCOt | 0 | - | - | - | 0 | - | - | 0 | 0 | - | - | 0
Legacy Adjustment [LAR𝑡 = LPT𝑡 + LMODt + LKt + LTRUt + NOCOt + LSSOt + LEDRt + LSFIt + LRIt] | C | LARt | 0 | - | - | - | 0 |  |  | 10.8026 | 0 | - | - | 24.9358
Site Rental Charges
Total Allowed Revenue [ARt = ADJRt + Kt + LARt] | D | ARt | 2590.035 | 4053 | 3287.0467 | 3287.0467 | 899.1691 | 1186.0501 | 1077.9289 | 1082.8813 | 1573.0383 | 2473.1409 | 2098.0154 | 2083.0901
Notes
All monies are nominal 'money of the day' prices unless stated otherwise
Licensee forecasts and budgets are subject to change especially where they are influenced by external stakeholders
Grey lines are either calculated or not applicable in the year concerned due to the way the licence formula are constructed
Commentary
All reasonable care has been taken in the preparation of these illustrative tables and the data therein. Data is offered without prejudice and cannot be held responsible for any loss that might be attributed to the use of this data.

## T33
Table 33 – Offshore Revenues | [6 empty] | Return to Index
Offshore Transmission Revenue Forecast (£m) | Year
Regulatory Year | 2021/22 | 2022/23 | 2023/24 | 2024/25 | 2025/26 | 2026/27 | Notes
Barrow | 6.713 | 6.9915 | 7.7732 | 8.5266 | 8.8185 | 9.2478 | Current revenues plus indexation
Gunfleet | 8.393 | 8.7363 | 9.7173 | 10.6717 | 11.1077 | 11.5601 | Current revenues plus indexation
Walney 1 | 15.3362 | 15.5955 | 17.8069 | 19.3743 | 20.2609 | 21.0648 | Current revenues plus indexation
Robin Rigg | 9.4335 | 9.8028 | 10.8989 | 11.9538 | 12.3952 | 12.9272 | Current revenues plus indexation
Walney 2 | 15.1363 | 16.2568 | 18.3051 | 20.016 | 20.8943 | 21.8154 | Current revenues plus indexation
Sheringham Shoal | 23.3573 | 24.1896 | 26.7431 | 29.4672 | 30.0264 | 32.1033 | Current revenues plus indexation
Ormonde | 14.1405 | 14.6887 | 16.2228 | 17.8994 | 18.6154 | 19.0501 | Current revenues plus indexation
Greater Gabbard | 32.1332 | 33.2163 | 37.0073 | 38.8268 | 41.5998 | 43.8449 | Current revenues plus indexation
London Array | 44.7289 | 46.8089 | 52.563 | 57.308 | 59.1448 | 61.7249 | Current revenues plus indexation
Thanet | 20.7518 | 21.5639 | 23.9923 | 26.3449 | 27.3794 | 28.2204 | Current revenues plus indexation
Lincs | 29.9728 | 32.4535 | 33.9996 | 40.8541 | 40.0602 | 42.0764 | Current revenues plus indexation
Gwynt y mor | 32.9238 | 39.8153 | 37.6025 | 37.439 | 78.8486 | 75.6716 | Current revenues plus indexation
West of Duddon Sands | 25.3038 | 25.5059 | 28.5141 | 30.3248 | 32.3424 | 33.6582 | Current revenues plus indexation
Humber Gateway | 14.3951 | 13.3183 | 15.0055 | 16.5892 | 17.3602 | 17.8464 | Current revenues plus indexation
Westermost Rough | 14.112 | 14.7353 | 16.4738 | 17.9854 | 18.5866 | 19.4722 | Current revenues plus indexation
Burbo Bank Extension | 14.0659 | 14.6793 | 16.4107 | 17.6846 | 18.3994 | 19.2748 | Current revenues plus indexation
Dudgeon | 19.5985 | 20.8216 | 22.6461 | 24.884 | 26.1524 | 27.4603 | Current revenues plus indexation
Race Bank | 27.3832 | 28.8732 | 32.5117 | 35.4389 | 36.4678 | 38.1454 | Current revenues plus indexation
Galloper | 17.0639 | 17.8352 | 20.0683 | 21.868 | 22.5088 | 23.5489 | Current revenues plus indexation
Walney 3 | 13.4656 | 14.1117 | 15.8725 | 17.2684 | 17.7726 | 18.6134 | Current revenues plus indexation
Walney 4 | 13.4656 | 14.1117 | 15.8725 | 17.2684 | 17.7726 | 18.6134 | Current revenues plus indexation
Hornsea 1A | 137.1262 | 18.4158 | 20.5636 | 22.2369 | 22.8857 | 24.5824 | Current revenues plus indexation
Hornsea 1B |  | 18.4158 | 20.5636 | 22.2369 | 22.8857 | 24.5824 | Current revenues plus indexation
Hornsea 1C |  | 18.4158 | 20.5636 | 22.2369 | 22.8857 | 24.5824 | Current revenues plus indexation
Beatrice |  | 21.1421 | 24.3563 | 25.715 | 26.4719 | 28.0982 | Current revenues plus indexation
Rampion |  | 15.5 | 17.3983 | 19.7381 | 20.322 | 21.3492 | Current revenues plus indexation
East Anglia 1 |  | 68.2662 | 47.4264 | 51.7878 | 54.8026 | 57.2917 | Current revenues plus indexation
Hornsea 2A |  |  | 138.6856 | 25.2685 | 27.2711 | 28.364 | Current revenues plus indexation
Hornsea 2B | Year 2024/25: 25.2685; Year 2025/26: 27.2711; Year 2026/27: 28.364 | Current revenues plus indexation
Hornsea 2C | Year 2024/25: 25.2685; Year 2025/26: 27.2711; Year 2026/27: 28.364 | Current revenues plus indexation
Triton Knoll | Year 2024/25: 41.2546; Year 2025/26: 42.6524; Year 2026/27: 46.5719 | Current revenues plus indexation
Moray East | Year 2024/25: 28.2069; Year 2025/26: 50.047; Year 2026/27: 52.6377 | Current revenues plus indexation
Seagreen 1 | Year 2024/25: 52.5944; Year 2025/26: 89.6316; Year 2026/27: 44.4569 | Draft revenues plus indexation
Forecast to asset transfer to OFTO in 2025/26 | Year 2026/27: 0 | NESO Forecast
Forecast to asset transfer to OFTO in 2026/27 | Year 2026/27: 130.3514 | NESO Forecast
Offshore Transmission Pass-Through | 549.0002 | 594.267 | 765.5647 | 879.8064 | 1010.9119 | 1135.5362
Notes:
Figures for historic years represent NESO's forecast of OFTO revenues at the time final tariffs were calculated for each charging year rather than our current best view. It is possible that anticipated asset transfer dates moved between charging years in which case where a previous year shows a forecast for multiple sites, other sites may also have been included in addition to the ones shown.
Licensee forecasts and budgets are subject to change especially where they are influenced by external stakeholders
Greyed out cells are either calculated or not applicable in the year concerned due to the way the licence formula are constructed
NIC payments are not included as they do not form part of OFTO Maximum Revenue
IAE = Income Adjusting Event

## TAA
Table AA – Demand Profiles | [6 empty] | Return to Index
Zone | Zone Name | 2026/27 Draft |  |  |  |  | 2026/27 Final |  |  |  |  | 2025/26 Variance
|  | Locational Model Demand (MW) | GROSS Tariff model Peak Demand (MW) | GROSS Tariff Model HH Demand (MW) | Tariff model NHH Demand (TWh) | Tariff model Embedded Export (MW) | Locational Model Demand (MW) | GROSS Tariff model Peak Demand (MW) | GROSS Tariff Model HH Demand (MW) | Tariff model NHH Demand (TWh) | Tariff model Embedded Export (MW) | Locational Model Demand (MW) | GROSS Tariff model Peak Demand (MW) | GROSS Tariff Model HH Demand (MW) | Tariff model NHH Demand (TWh) | Tariff model Embedded Export (MW)
1 | Northern Scotland | -843.4021 | 1382.6498 | 389.6498 | 0.70123 | 1045.4098 | -665.4077 | 1382.6498 | 389.6498 | 0.70123 | 1045.4098 | 177.9944 | 0 | 0 | 0 | 0
2 | Southern Scotland | 3668.1173 | 3171.8223 | 1071.258 | 1.5689 | 682.9676 | 3730.2937 | 3171.8223 | 1071.258 | 1.5689 | 682.9676 | 62.1764 | 0 | 0 | 0 | 0
3 | Northern | 2540.972 | 2331.6175 | 903.6381 | 1.1104 | 305.5238 | 2540.972 | 2331.6175 | 903.6381 | 1.1104 | 305.5238 | 0 | 0 | 0 | 0 | 0
4 | North West | 5248.6151 | 3717.2631 | 1278.2871 | 1.7943 | 396.2156 | 5248.6151 | 3717.2631 | 1278.2871 | 1.7943 | 396.2156 | 0 | 0 | 0 | 0 | 0
5 | Yorkshire | 3762.0979 | 3579.4319 | 1432.0009 | 1.6347 | 872.0321 | 3762.0979 | 3579.4319 | 1432.0009 | 1.6347 | 872.0321 | 0 | 0 | 0 | 0 | 0
6 | N Wales & Mersey | 2293.8201 | 2418.4353 | 891.5794 | 1.1584 | 519.1121 | 2293.8201 | 2418.4353 | 891.5794 | 1.1584 | 519.1121 | 0 | 0 | 0 | 0 | 0
7 | East Midlands | 7227.8663 | 4375.7882 | 1558.4014 | 2.0522 | 503.5426 | 7227.8663 | 4375.7882 | 1558.4014 | 2.0522 | 503.5426 | 0 | 0 | 0 | 0 | 0
8 | Midlands | 6910.7398 | 3897.8209 | 1320.9974 | 1.8923 | 302.2649 | 6910.7398 | 3897.8209 | 1320.9974 | 1.8923 | 302.2649 | 0 | 0 | 0 | 0 | 0
9 | Eastern | 5866.85 | 5932.2892 | 1785.0405 | 2.8629 | 638.215 | 5866.85 | 5932.2892 | 1785.0405 | 2.8629 | 638.215 | 0 | 0 | 0 | 0 | 0
10 | South Wales | 1856.3383 | 1693.2375 | 695.45 | 0.80599 | 339.2381 | 1856.3383 | 1693.2375 | 695.45 | 0.80599 | 339.2381 | 0 | 0 | 0 | 0 | 0
11 | South East | 2925.6523 | 3623.4235 | 966.477 | 1.8322 | 336.9857 | 2925.6523 | 3623.4235 | 966.477 | 1.8322 | 336.9857 | 0 | 0 | 0 | 0 | 0
12 | London | 5249.2594 | 3846.3572 | 2041.7425 | 1.6621 | 120.8822 | 5249.2594 | 3846.3572 | 2041.7425 | 1.6621 | 120.8822 | 0 | 0 | 0 | 0 | 0
13 | Southern | 6814.4477 | 5120.4468 | 1782.0456 | 2.4353 | 389.3171 | 6814.4477 | 5120.4468 | 1782.0456 | 2.4353 | 389.3171 | 0 | 0 | 0 | 0 | 0
14 | South Western | 2699.7553 | 2448.4736 | 597.1582 | 1.2631 | 261.3889 | 2699.7553 | 2448.4736 | 597.1582 | 1.2631 | 261.3889 | 0 | 0 | 0 | 0 | 0
Total |  | 56221.1293 | 47539.057 | 16713.7259 | 22.7741 | 6713.0954 | 56461.3 | 47539.057 | 16713.7259 | 22.7741 | 6713.0954 | 240.1707 | 0 | 0 | 0 | 0

## TB
Table B – Non-locational banded charges | [6 empty] | Return to Index
|  | Band | Tariff | Percentile | Threshold (kWh/MWh or kVA) |  | Consumption (GWh) | Consumption Proportion % | Site Count | 26/27 Draft forecast TDR Charge (£/site/Day) | 26/27 Final TDR Charge (£/site/Day) | Variance %
[5 empty] | Lower | Upper
|  | Domestic | £/Site per Annum |  |  |  | 94568.3867 | 38.76% | 29896095.1478 | 0.22426 | 0.22257 | -0.7549%
| kWh | LVN1 |  | ≤ 40% | - | <= 3,986 | 2981.8517 | 1.222% | 876682.3742 | 0.24114 | 0.23931 | -0.7552%
|  | LVN2 |  | 40 - 70% | > 3,986 | <= 13,677 | 5488.274 | 2.25% | 657511.7807 | 0.59177 | 0.5873 | -0.755%
|  | LVN3 |  | 70 - 85% | > 13,677 | <= 27,543 | 5805.1538 | 2.38% | 328755.8903 | 1.2519 | 1.2424 | -0.755%
|  | LVN4 |  | > 85% | > 27,543 | ∞ | 16171.4886 | 6.629% | 328755.8903 | 3.4873 | 3.461 | -0.755%
| kVA | LV1 |  | ≤ 40% | - | <= 90 | 7101.1974 | 2.911% | 86183.7642 | 5.8415 | 5.7974 | -0.755%
|  | LV2 |  | 40 - 70% | > 90 | <= 150 | 10575.5862 | 4.335% | 64637.8231 | 11.5994 | 11.5118 | -0.755%
|  | LV3 |  | 70 - 85% | > 150 | <= 250 | 6605.8709 | 2.708% | 32318.9116 | 14.4908 | 14.3814 | -0.755%
|  | LV4 |  | > 85% | > 250 | ∞ | 17537.4641 | 7.189% | 32318.9116 | 38.4706 | 38.1801 | -0.755%
|  | HV1 |  | ≤ 40% | - | <= 500 | 3945.2435 | 1.617% | 8718.4797 | 32.0813 | 31.839 | -0.755%
|  | HV2 |  | 40 - 70% | > 500 | <= 1,100 | 10887.4866 | 4.463% | 6538.8598 | 118.044 | 117.1528 | -0.755%
|  | HV3 |  | 70 - 85% | > 1,100 | <= 2,000 | 8615.8491 | 3.532% | 3269.4299 | 186.8291 | 185.4185 | -0.755%
|  | HV4 |  | > 85% | > 2,000 | ∞ | 24576.9907 | 10.07% | 3269.4299 | 532.936 | 528.9123 | -0.755%
|  | EHV1 |  | ≤ 40% | - | <= 3,500 | 1675.5376 | 0.6868% | 362.2109 | 327.9526 | 325.4765 | -0.755%
|  | EHV2 |  | 40 - 70% | > 3,500 | <= 11,000 | 4476.3301 | 1.835% | 271.6582 | 1168.2014 | 1159.3815 | -0.755%
|  | EHV3 |  | 70 - 85% | > 11,000 | <= 20,000 | 4851.1671 | 1.989% | 135.8291 | 2532.0475 | 2512.9305 | -0.755%
|  | EHV4 |  | > 85% | > 20,000 | ∞ | 11000.6323 | 4.509% | 135.8291 | 5741.7365 | 5698.3864 | -0.755%
| MWh | T-Demand1 |  | ≤ 40% | - | <= 25,131 | 597.7597 | 0.245% | 30 | 1412.6148 | 1401.9495 | -0.755%
|  | T-Demand2 |  | 40 - 70% | > 25,131 | <= 64,451 | 874.8669 | 0.3586% | 21 | 2953.528 | 2931.2288 | -0.755%
|  | T-Demand3 |  | 70 - 93% | > 64,451 | <= 163,880 | 1725.1604 | 0.7072% | 16 | 7644.127 | 7586.4139 | -0.755%
|  | T-Demand4 |  | > 93% | > 163,880 | ∞ | 1480.1862 | 0.6067% | 5 | 20987.6938 | 20829.2367 | -0.755%
Unmetered demand
|  | Unmetered | p/kWh |  |  |  | 2414.3065 | 0.9896% |  | 2.5877 | 2.5681 | -0.755%

## TC
Table C – Charges for Physical Assets Required for Connection | [5 empty] | Return to Index
Project Name | Transmission Asset Name | PARC/ NonPARC | Annual Local Charge for company Transmission Asset | TEC | Tariff
Aberarder Wind Farm | CI39 | NonPARC | 39576.1332 | 49.99 | 0.79168
Aberarder Wind Farm | T2023_19 | PARC | 49470.104 | 49.99 | 0.9896
Aberarder Wind Farm | ABED1 | PARC | 20304.8382 | 49.99 | 0.40618
Aberdeen Offshore Wind Farm | CI86 | PARC | 189013.6955 | 95.5 | 1.9792
Aberdeen Offshore Wind Farm | ABBA1 | PARC | 38789.999 | 95.5 | 0.40618
A'Chruach Wind Farm | T2025_38 | PARC | -72624.678 | 43 | -1.6889
A'Chruach Wind Farm | T2025_39 | PARC
A'Chruach Wind Farm | CRAR1 | PARC | 17465.654 | 43 | 0.40618
Afton Wind Farm | C15G | PARC | 99316.85 | 50 | 1.9863
Afton Wind Farm | C15H | PARC
Afton Wind Farm | CI01 | PARC
Afton Wind Farm | CI02 | PARC
Afton Wind Farm | CI65 | NonPARC | 0 | 50 | 0
Afton Wind Farm | CI66 | NonPARC
Afton Wind Farm | BLAH1 | PARC | 42906.7 | 50 | 0.85813
Aigas (part of the Beauly Cascade) | C1EW | NonPARC | 18293.1635 | 20 | 0.91466
Aigas (part of the Beauly Cascade) | C1U6 | NonPARC
Aigas (part of the Beauly Cascade) | AIGA1 | PARC | 8123.56 | 20 | 0.40618
Aikengall II Windfarm | CI07 | PARC | 28902.4846 | 63.8 | 0.45302
Aikengall II Windfarm | WESE1 | PARC | 25914.1564 | 63.8 | 0.40618
Aikengall IIA Wind Farm | CI07 | PARC | 36784.9804 | 81.2 | 0.45302
Aikengall IIA Wind Farm | WESE1 | PARC | 32981.6536 | 81.2 | 0.40618
Alcemi Coalburn Battery Energy Storage Facility | T2025_8 | PARC | 244324.5 | 500 | 0.48865
Alcemi Coalburn Battery Energy Storage Facility | COAB4 | PARC | 61166.5 | 500 | 0.12233
An Suidhe Wind Farm - Argyll (SRO) | CG05 | NonPARC | -20862.9846 | 19.3 | -1.081
An Suidhe Wind Farm - Argyll (SRO) | D115 | NonPARC
An Suidhe Wind Farm - Argyll (SRO) | ANSU1 | PARC | 7839.2354 | 19.3 | 0.40618
Arecleoch | T2022_016 | NonPARC | 225628.9696 | 114 | 1.9792
Arecleoch | AREC1 | PARC | 46304.292 | 114 | 0.40618
Arecleoch Windfarm Extension | T2023_1 | PARC | 36021.5128 | 72.8 | 0.4948
Arecleoch Windfarm Extension | T2023_3 | NonPARC | 77582.3776 | 72.8 | 1.0657
Arecleoch Windfarm Extension | AREX1 | PARC | 29569.7584 | 72.8 | 0.40618
Axminster | AXMI4 | PARC | 31127.64 | 120 | 0.2594
Bad a Cheo Wind Farm | MYBS1 | PARC | 22869.2711 | 26.65 | 0.85813
Beechgreen Energyfarm | BURW4 | PARC | 12968.553 | 49.995 | 0.2594
Beinneun Wind Farm | C1A7 | PARC | 184648.18 | 109 | 1.694
Beinneun Wind Farm | C1HP | PARC
Beinneun Wind Farm | CI46 | PARC
Beinneun Wind Farm | T2021_044 | NonPARC | 6709.495 | 109 | 0.061555
Beinneun Wind Farm | T2021_045 | NonPARC
Beinneun Wind Farm | CI25 | NonPARC
Beinneun Wind Farm | BEIN1 | PARC | 44273.402 | 109 | 0.40618
Benbrack Wind Farm | T2023_10 | NonPARC | 32617.224 | 72 | 0.45302
Benbrack Wind Farm | T2023_8 | PARC | 35625.672 | 72 | 0.4948
Benbrack Wind Farm | BENB1 | PARC | 29244.816 | 72 | 0.40618
Bhlaraidh Wind Farm | CI40 | PARC | 85620.24 | 108 | 0.79278
Bhlaraidh Wind Farm | BHLA1 | PARC | 43867.224 | 108 | 0.40618
Bicker Fen 1 Solar | BICF4 | PARC | 12968.553 | 49.995 | 0.2594
Bicker Fen 2 Solar | BICF4 | PARC | 12968.553 | 49.995 | 0.2594
Blackcraig Wind Farm | T2023_10 | NonPARC | 381168.9722 | 52.9 | 7.2055
Blackcraig Wind Farm | T2023_9 | NonPARC
Blackcraig Wind Farm | BLCW1 | PARC | 21486.8162 | 52.9 | 0.40618
Blacklaw | C1CF | PARC | 256900.396 | 118 | 2.1771
Blacklaw | BLKL1 | PARC | 47929.004 | 118 | 0.40618
Blacklaw Extension | CI05 | PARC | 284148.54 | 60 | 4.7358
Blacklaw Extension | BLLX1 | PARC | 24370.68 | 60 | 0.40618
Botley West - Cote Solar Power Station | COWL4 | PARC | 217893.48 | 840 | 0.2594
Braintree (Tertiary) | BRAI4 | PARC | 12943.9103 | 49.9 | 0.2594
Braintree PP | BRAI4 | PARC | 14785.629 | 57 | 0.2594
Bramford (Tertiary) | BRFO4 | PARC | 30410.982 | 57 | 0.53353
Bramford Tertiary | BRFO4 | PARC | 26622.9474 | 49.9 | 0.53353
Bramley (tertiary) | BRLE4 | PARC | 14785.629 | 57 | 0.2594
Bramley BESS | BRLE4 | PARC | 12968.553 | 49.995 | 0.2594
Breach Solar Farm | BURW4 | PARC | 12943.9103 | 49.9 | 0.2594
Bredbury | BRED2 | PARC | 18570.6842 | 49.9 | 0.37216
Bridgwater (tertiary) | BRWA4 | PARC | 14785.629 | 57 | 0.2594
Broken Cross Windfarm | C10Za | PARC | 66452.928 | 48 | 1.3844
Broken Cross Windfarm | C10Zb | PARC
Broken Cross Windfarm | BROT1 | PARC | 19496.544 | 48 | 0.40618
Builth Wells | T2026_13 | PARC | -19821.522 | 133 | -0.14903
Builth Wells | T2026_14 | PARC
Bustleholme | BUST2 | PARC | 21213.006 | 57 | 0.37216
Capenhurst 275KV Substation | CAPE2 | PARC | 37215.8 | 100 | 0.37216
Capenhurst Tertiary Connection | CAPE2 | PARC | 21213.006 | 57 | 0.37216
Carnedd Wen Wind Farm | TRAW1 | PARC | 60926.7 | 150 | 0.40618
Carraig Gheal Wind Farm | C1NA | NonPARC | 256531.696 | 46 | 5.5768
Carraig Gheal Wind Farm | C1NB | PARC | 8.372 | 46 | 0.000182
Carraig Gheal Wind Farm | C1NG | PARC
Carraig Gheal Wind Farm | FERO1 | PARC | 18684.188 | 46 | 0.40618
Carrington | CARR2 | PARC | 253067.44 | 680 | 0.37216
Carrington Power Station | CARR4 | PARC | 236051.27 | 910 | 0.2594
CDCL | COTT4 | PARC | 115431.665 | 445 | 0.2594
Chirmorie Wind Farm | T2023_2 | NonPARC | 145416.908 | 91 | 1.598
Chirmorie Wind Farm | T2023_3 | NonPARC
Chirmorie Wind Farm | T2023_4 | PARC | 5403.216 | 91 | 0.059376
Chirmorie Wind Farm | CHMO1 | PARC | 36962.198 | 91 | 0.40618
Cleve Hill Solar Park | CLEH4 | PARC | 90788.95 | 350 | 0.2594
Clunie (part of the Clunie Cascade) | CLUN1 | PARC | 24858.0936 | 61.2 | 0.40618
Clyde North | B1DR | PARC | 51591.12 | 374.5 | 0.13776
Clyde North | CLYN2 | PARC | 62852.7095 | 374.5 | 0.16783
Clyde South | B1DS | PARC | 20700.736 | 128.8 | 0.16072
Clyde South | CLYS2 | PARC | 21616.6328 | 128.8 | 0.16783
Cockenzie BESS | COCK4 | PARC | 12477.966 | 102 | 0.12233
Connah's Quay | CONQ4 | PARC | 736265.88 | 1380 | 0.53353
Corriegarth | CI26 | PARC | 218503.818 | 69 | 3.1667
Corriegarth | CI38B | PARC
Corriegarth | COGA1 | PARC | 28026.282 | 69 | 0.40618
Corriemoillie Wind Farm | C1C6 | NonPARC | 97610.6419 | 47.5 | 2.055
Corriemoillie Wind Farm | C1FK | NonPARC
Corriemoillie Wind Farm | C1R5 | NonPARC
Corriemoillie Wind Farm | CI29 | NonPARC
Corriemoillie Wind Farm | CI30 | NonPARC
Corriemoillie Wind Farm | CI31 | NonPARC
Corriemoillie Wind Farm | CI32 | NonPARC
Corriemoillie Wind Farm | C1RA | NonPARC
Corriemoillie Wind Farm | CORI1 | PARC | 40761.365 | 47.5 | 0.85813
Coryton ENERGY | A68A | PARC | 40595.2 | 800 | 0.050744
Coryton ENERGY | A68B | PARC
Coryton ENERGY | COSO4 | PARC | 207517.6 | 800 | 0.2594
Cour Wind Farm | CRSS1 | PARC | 17591.747 | 20.5 | 0.85813
Coventry | COVE2 | PARC | 18570.6842 | 49.9 | 0.37216
Cowley | COWL4 | PARC | 12943.9103 | 49.9 | 0.2594
Cowley (Tertiary) | COWL4 | PARC | 14785.629 | 57 | 0.2594
Coylton 275kV Greener Grid Park | COYL2 | PARC | 25174.65 | 150 | 0.16783
Creag Riabhach Wind Farm | TMP2021Mar009 | NonPARC | 402332.0784 | 92.4 | 4.3542
Creag Riabhach Wind Farm | CREA1 | PARC | 37530.8472 | 92.4 | 0.40618
Crossdykes | C12R | PARC | 89997.574 | 46 | 1.9565
Crossdykes | EWEH1 | PARC | 18684.188 | 46 | 0.40618
Cruachan | B106 | PARC | 1008272.76 | 440 | 2.2915
Cruachan | B107 | PARC
Cruachan | B12S | PARC
Cruachan | B131 | PARC
Cruachan | CRUA2 | PARC | 73845.64 | 440 | 0.16783
Cryogenic Battery System (Synchronous) | CARR4 | PARC | 12943.9103 | 49.9 | 0.2594
Crystal Rig II Wind Farm | CRYR4 | PARC | 35796.786 | 138 | 0.2594
Crystal Rig III Wind Farm | CRYR4 | PARC | 3579.6786 | 13.8 | 0.2594
Crystal Rig IV Wind Farm | CRYR4 | PARC | 12502.9354 | 48.2 | 0.2594
Culligran (part of the Beauly Cascade) | C1B3 | NonPARC | 42970.1846 | 19.1 | 2.2497
Culligran (part of the Beauly Cascade) | CULL1 | PARC | 7757.9998 | 19.1 | 0.40618
Cumberhead | T2022a_003 | PARC | 45301.75 | 50 | 0.90604
Cumberhead | CCSS1 | PARC | 20308.9 | 50 | 0.40618
Cumberhead West Wind Farm | T2023_11 | PARC | 547373.28 | 114 | 4.8015
Cumberhead West Wind Farm | CUMW1 | PARC | 46304.292 | 114 | 0.40618
Dalquhandy Wind Farm | T2022a_003 | PARC | 38053.47 | 42 | 0.90604
Dalquhandy Wind Farm | CCSS1 | PARC | 17059.476 | 42 | 0.40618
Damhead Creek | KINO4 | PARC | 433223.112 | 812 | 0.53353
Damhead Creek 2 | KINO4 | PARC | 960346.8 | 1800 | 0.53353
Dealanach WLC WF | C12R | PARC | 37727.88 | 12 | 3.144
Dealanach WLC WF | T2026_1 | PARC
Dealanach WLC WF | HORI1 | PARC | 4874.136 | 12 | 0.40618
Deanie (part of the Beauly Cascade) | C1B3 | NonPARC | 140448.5464 | 38 | 3.696
Deanie (part of the Beauly Cascade) | C1B4 | NonPARC
Deanie (part of the Beauly Cascade) | DEAN1 | PARC | 15434.764 | 38 | 0.40618
Deeside Power Station | CONQ4 | PARC | 101369.94 | 190 | 0.53353
Dersalloch Wind Farm | CI08 | PARC | 201328.062 | 69 | 2.9178
Dersalloch Wind Farm | DESA1 | PARC | 28026.282 | 69 | 0.40618
Dersalloch Wind Farm Extension | CI08 | NonPARC | 201328.0805 | 69 | 2.9178
Dersalloch Wind Farm Extension | DESA1 | PARC | 28026.282 | 69 | 0.40618
Derwent | WILE4 | PARC | 19817.946 | 162 | 0.12233
Didcot B | DIDC4 | PARC | 786950.85 | 1475 | 0.53353
Didcot Battery | DIDC4 | PARC | 53352.6 | 100 | 0.53353
Dinorwig | A259 | PARC | 5319933.036 | 1644 | 3.236
Dinorwig | A260 | PARC
Dinorwig | T2025_18 | PARC
Dinorwig | DINO4 | PARC | 585351.132 | 1644 | 0.35605
Dorenell Battery | CAIN2 | PARC | 6293.6625 | 37.5 | 0.16783
Dorenell Windfarm | T2025_21 | PARC | 549639.162 | 177 | 3.1053
Dorenell Windfarm | T2025_55 | PARC
Dorenell Windfarm | DORE1 | PARC | 151889.718 | 177 | 0.85813
Douglas West | TMP2020Nov003 | NonPARC | 35625.645 | 45 | 0.79168
Douglas West | DONO1 | PARC | 18278.01 | 45 | 0.40618
Douglas West Extension | TMP2020Nov003 | PARC | 47500.86 | 60 | 0.79168
Douglas West Extension | DONO1 | PARC | 24370.68 | 60 | 0.40618
Drax Power Station | DRAX4 | PARC | 2083952.556 | 3906 | 0.53353
Drongan Battery Storage | COYL2 | PARC | 16783.1 | 100 | 0.16783
Dunlaw Extension | C112 | NonPARC | 16430.9309 | 29.75 | 0.5523
Dunlaw Extension | C14Z | NonPARC
Dunlaw Extension | DUNE1 | PARC | 12083.7955 | 29.75 | 0.40618
Dunmaglass Wind Farm | CI33 | NonPARC | 106355.704 | 94 | 1.1314
Dunmaglass Wind Farm | CI39 | NonPARC
Dunmaglass Wind Farm | DUNM1 | PARC | 38180.732 | 94 | 0.40618
East Claydon Solar PV | ECLA4 | PARC | 129698.5 | 500 | 0.2594
Eccles BESS | ECCL4 | PARC | 129698.5 | 500 | 0.2594
Edinbane Windfarm | C1P1 | PARC | 368715.2724 | 41.4 | 8.9062
Edinbane Windfarm | C1VD | PARC
Edinbane Windfarm | EDIN1 | PARC | 35526.7476 | 41.4 | 0.85813
Eggborough CCGT - OCGT - BESS | EGGB4 | PARC | 77559.703 | 299 | 0.2594
Enderby (Akira) | ENDE4 | PARC | 6972.981 | 57 | 0.12233
Enfield | BRIM2 | PARC | 164493.836 | 442 | 0.37216
Enoch Hill | T2022_005 | PARC | 54625.989 | 69 | 0.79168
Enoch Hill | ENHI1 | PARC | 28026.282 | 69 | 0.40618
Eppynt Common | T2026_13 | NonPARC | -28242.0191 | 189.5 | -0.14903
Eppynt Common | T2026_14 | NonPARC
Errochty | ERRO1 | PARC | 30463.35 | 75 | 0.40618
Ewe Hill | C12R | PARC | 76302.291 | 39 | 1.9565
Ewe Hill | EWEH1 | PARC | 15840.942 | 39 | 0.40618
Exeter Main Tertiary | EXET4 | PARC | 14785.629 | 57 | 0.2594
Fairholme BESS | MITY4 | PARC | 12321.3575 | 47.5 | 0.2594
Fallago Rig Wind Farm | A10E | PARC | -10096.56 | 144 | -0.070115
Fallago Rig Wind Farm | A197 | PARC
Fallago Rig Wind Farm | FALL4 | PARC | 37353.168 | 144 | 0.2594
Farr Wind Farm - Tomatin | CI75 | NonPARC | 413953.6104 | 92 | 4.4995
Farr Wind Farm - Tomatin | CI74 | NonPARC
Farr Wind Farm - Tomatin | FAAR1 | PARC | 37368.376 | 92 | 0.40618
Fasnakyle G1 & G2 | FASN2 | PARC | 7720.226 | 46 | 0.16783
Ffestiniog | B225 | PARC | 101253.96 | 360 | 0.28126
Ffestiniog | B226 | PARC
Ffestiniog | FFES2 | PARC | 60419.16 | 360 | 0.16783
Finlarig | C1J2 | NonPARC | 6531.3649 | 16.5 | 0.39584
Finlarig | FINL1 | PARC | 6701.937 | 16.5 | 0.40618
Fleet (Tertiary) | FLEE4 | PARC | 5810.8175 | 47.5 | 0.12233
Fleet EGH (Tertiary) | FLEE4 | PARC | 5810.8175 | 47.5 | 0.12233
Fleet Solar PV | FLEE4 | PARC | 6972.981 | 57 | 0.12233
Fleet Tertiary | FLEE4 | PARC | 5810.8175 | 47.5 | 0.12233
Foyers | BI22 | PARC | 108486.3 | 300 | 0.36162
Foyers | BI23 | PARC
Foyers | FOYE2 | PARC | 50349.3 | 300 | 0.16783
Freasdail | CRSS1 | PARC | 19050.5748 | 22.2 | 0.85813
Fron Goch | T2026_13 | NonPARC | -37660.9933 | 252.7 | -0.14903
Fron Goch | T2026_14 | NonPARC
Galawhistle Wind Farm | T2022a_003 | PARC | 75019.6704 | 55.2 | 1.3591
Galawhistle Wind Farm | T2022a_004 | PARC
Galawhistle Wind Farm | GAWH1 | PARC | 22421.0256 | 55.2 | 0.40618
Glen App Windfarm | T2022_016 | PARC | 63730.2722 | 32.2 | 1.9792
Glen App Windfarm | AREC1 | PARC | 13078.9316 | 32.2 | 0.40618
Glen Kyllachy Wind Farm | T2025_24 | PARC | 62938.838 | 48.5 | 1.2977
Glen Kyllachy Wind Farm | GLKO1 | PARC | 19699.633 | 48.5 | 0.40618
Glen Ullinish Wind Farm | C1P1 | NonPARC | 447243.4016 | 49.9 | 8.9628
Glen Ullinish Wind Farm | T2026_12 | NonPARC
Glen Ullinish Wind Farm | GLNU1 | PARC | 20268.2822 | 49.9 | 0.40618
Glendoe | C11C | NonPARC | 259282.0648 | 99.9 | 2.5954
Glendoe | GLDO1 | PARC | 40577.1822 | 99.9 | 0.40618
Glenmoriston (part of the Moriston Cascade) | GLEN1 | PARC | 16247.12 | 40 | 0.40618
Gordonbush Wind Farm | B11S | NonPARC | -12352.6717 | 108 | -0.11438
Gordonbush Wind Farm | BI43 | NonPARC
Gordonbush Wind Farm | N2026_15 | NonPARC
Gordonbush Wind Farm | GORW2 | PARC | 18125.748 | 108 | 0.16783
Grain | GRAI4 | PARC | 809358.942 | 1517 | 0.53353
Gresham House Cockenzie BESS | COCK2 | PARC | 122532.48 | 240 | 0.51055
Griffin Wind Farm | C1C3 | NonPARC | 2371429.2491 | 188.6 | 12.5739
Griffin Wind Farm | C1V8 | NonPARC
Griffin Wind Farm | CI13 | NonPARC
Griffin Wind Farm | CI14 | NonPARC
Griffin Wind Farm | CI15 | NonPARC
Griffin Wind Farm | CI22 | NonPARC
Griffin Wind Farm | CI51 | NonPARC
Griffin Wind Farm | CI52 | NonPARC
Griffin Wind Farm | CI53 | NonPARC
Griffin Wind Farm | CI54 | NonPARC
Griffin Wind Farm | CI55 | NonPARC
Griffin Wind Farm | CI56 | NonPARC
Griffin Wind Farm | CI59 | NonPARC
Griffin Wind Farm | CI60 | NonPARC
Griffin Wind Farm | CI57 | NonPARC
Griffin Wind Farm | CI58 | NonPARC
Griffin Wind Farm | GRIF1 | PARC | 161844.0724 | 188.6 | 0.85813
Hadyard Hill | S002 | NonPARC | 355900.0115 | 99.9 | 3.5626
Hadyard Hill | C1E4 | NonPARC
Hadyard Hill | HADH1 | PARC | 40577.1822 | 99.9 | 0.40618
Hagshaw Hill Phase 1 | T2022a_003 | NonPARC | 40771.5678 | 30 | 1.3591
Hagshaw Hill Phase 1 | T2022a_004 | NonPARC
Hagshaw Hill Phase 1 | GAWH1 | PARC | 12185.34 | 30 | 0.40618
Hagshaw Hill Phase 2 | TMP2020Nov003 | NonPARC | 42750.7521 | 54 | 0.79168
Hagshaw Hill Phase 2 | DONO1 | PARC | 21933.612 | 54 | 0.40618
Halsary Wind Farm | MYBS1 | PARC | 24456.819 | 28.5 | 0.85813
Harestanes | CI12 | NonPARC | 371100.2789 | 125 | 2.9688
Harestanes | HARE1 | PARC | 50772.25 | 125 | 0.40618
Harting Rig Wind Farm | CI80 | PARC | 129381.7728 | 67.2 | 1.9253
Harting Rig Wind Farm | KYPE1 | PARC | 27295.1616 | 67.2 | 0.40618
Hartlepool | B326 | PARC | 49390.614 | 1197 | 0.041262
Hartlepool | B351 | PARC
Hartlepool | B352 | PARC
Hartlepool | TMP2020Nov001 | PARC
Hartlepool | HATL2 | PARC | 445473.126 | 1197 | 0.37216
Heysham Power Station | HEYS4 | PARC | 1260721.938 | 2363 | 0.53353
Hirwaun Power Station | A80Y | NonPARC | 38827.8942 | 299 | 0.12986
Hirwaun Power Station | A815 | NonPARC
Hirwaun Power Station | RHIG4 | PARC | 77559.703 | 299 | 0.2594
Hunterston Battery Storage Facility | HUNE4 | PARC | 51879.4 | 200 | 0.2594
Hunterston Energy Storage Facility | T2023_7 | PARC | 35182.8 | 200 | 0.17591
Hunterston Energy Storage Facility | AYRS4 | PARC | 24466.6 | 200 | 0.12233
Immingham | HUMR4 | PARC | 676510.968 | 1268 | 0.53353
Indian Queens Energy | INDQ4 | PARC | 17126.62 | 140 | 0.12233
Indian Queens Energy Centre | INDQ4 | PARC | 5810.8175 | 47.5 | 0.12233
Indian Queens PP | INDQ4 | PARC | 5810.8175 | 47.5 | 0.12233
Invergarry (part of the Garry Cascade) | C1S5 | NonPARC | 7916.806 | 20 | 0.39584
Invergarry (part of the Garry Cascade) | INGA1 | PARC | 8123.56 | 20 | 0.40618
Iron Acton | IROA1 | PARC | 42820.8866 | 49.9 | 0.85813
Iron Acton Green | IROA2 | PARC | 44658.96 | 120 | 0.37216
JBM Solar 13 - Melksham | MELK4 | PARC | 12943.9103 | 49.9 | 0.2594
JG Pears | HIGM4 | PARC | 7781.91 | 30 | 0.2594
Keadby | KEAD4 | PARC | 485508.66 | 910 | 0.53353
Keadby II | KEAD4 | PARC | 476438.718 | 893 | 0.53353
Keadby South Power Station | KEAD4 | PARC | 402812.13 | 755 | 0.53353
Keith 132 Greener Grid Park | KEIT1 | PARC | 19496.544 | 48 | 0.40618
Keith Hill Wind Farm | C112 | NonPARC | 2485.3509 | 4.5 | 0.5523
Keith Hill Wind Farm | C14Z | NonPARC
Keith Hill Wind Farm | DUNE1 | PARC | 1827.801 | 4.5 | 0.40618
Kemsley PP | KEMS4 | PARC | 12943.9103 | 49.9 | 0.2594
Kennoxhead Wind Farm Extension | T2025_6 | NonPARC | 164827.92 | 60 | 2.7471
Kennoxhead Wind Farm Extension | MIDM1 | PARC | 24370.68 | 60 | 0.40618
Kilbraur Wind Farm | B11S | NonPARC | -16029.9782 | 67 | -0.23925
Kilbraur Wind Farm | BI43 | NonPARC
Kilbraur Wind Farm | N2026_15 | NonPARC
Kilbraur Wind Farm | STRB2 | PARC | 11244.677 | 67 | 0.16783
Kilgallioch Wind Farm and Kilgallioch Wind Farm Extension - Turbines | BI09 | NonPARC | 62910.5121 | 274 | 0.2296
Kilgallioch Wind Farm and Kilgallioch Wind Farm Extension - Turbines | KILG2 | PARC | 45985.694 | 274 | 0.16783
Killingholme | KILL4 | PARC | 330252.594 | 619 | 0.53353
Kilmarnock BESS | T2024_10 | PARC | 177868.25 | 350 | 0.50819
Kilmarnock BESS | KLBS4 | PARC | 42816.55 | 350 | 0.12233
Kilmorack (part of the Beauly Cascade) | C1EW | NonPARC | 3213.9255 | 20 | 0.1607
Kilmorack (part of the Beauly Cascade) | KIOR1 | PARC | 8123.56 | 20 | 0.40618
Kincardine Battery Storage Facility | T2023_12 | PARC | 39499 | 200 | 0.1975
Kincardine Battery Storage Facility | FIGS2 | PARC | 33566.2 | 200 | 0.16783
Kincardine Energy Storage Facility | KINC2 | PARC | 33566.2 | 200 | 0.16783
Kirkby | KIBY2 | PARC | 18570.6842 | 49.9 | 0.37216
Kype Muir | CI80 | PARC | 170198.6416 | 88.4 | 1.9253
Kype Muir | KYPE1 | PARC | 35906.1352 | 88.4 | 0.40618
Lairg II Wind Farm | T2026_10 | PARC | 53507.35 | 50 | 1.0701
Lairg II Wind Farm | T2026_11 | PARC
Lairg II Wind Farm | T2026_9 | PARC
Lairg II Wind Farm | LAIS1 | PARC | 20308.9 | 50 | 0.40618
Lakeside Energy Drax | DRAX1 | PARC | 85727.5866 | 99.9 | 0.85813
Landulph | LAND4 | PARC | 12943.9103 | 49.9 | 0.2594
Langage | A83B | NonPARC | -375956.1638 | 905 | -0.41542
Langage | A83D | NonPARC
Langage | A83E | NonPARC
Langage | A83F | NonPARC
Langage | LAGA4 | PARC | 234754.285 | 905 | 0.2594
Legacy Tertiary Connection | LEGA4 | PARC | 14785.629 | 57 | 0.2594
Limekiln | T2023_20 | PARC | 100091.454 | 106 | 0.94426
Limekiln | T2023_21 | PARC
Limekiln | LIMK1 | PARC | 90962.204 | 106 | 0.85813
Lister Battery (formerly Lister Drive) | LISD2 | PARC | 21213.006 | 57 | 0.37216
Lister Drive Shaw | LISD2 | PARC | 21213.006 | 57 | 0.37216
Little Barford | EASO4 | PARC | 191953.78 | 740 | 0.2594
Llwynygog | LEGA4 | PARC | 32424.625 | 125 | 0.2594
Loch Luichart Extension II | C1C6 | NonPARC | 26303.0691 | 36 | 0.73064
Loch Luichart Extension II | C1FK | NonPARC
Loch Luichart Extension II | C1R5 | NonPARC
Loch Luichart Extension II | CI29 | NonPARC
Loch Luichart Extension II | CI30 | NonPARC
Loch Luichart Extension II | CI31 | NonPARC
Loch Luichart Extension II | CI32 | NonPARC
Loch Luichart Extension II | LUIC1 | PARC | 14622.408 | 36 | 0.40618
Lochay (Part of Killin Cascade Hydro Scheme) | C1R6 | NonPARC | 20267.0232 | 51.2 | 0.39584
Lochay (Part of Killin Cascade Hydro Scheme) | LOCH1 | PARC | 20796.3136 | 51.2 | 0.40618
Lochluichart | C1C6 | PARC | 141792.309 | 69 | 2.055
Lochluichart | C1FK | PARC
Lochluichart | C1R5 | PARC
Lochluichart | CI29 | PARC
Lochluichart | CI30 | PARC
Lochluichart | CI31 | PARC
Lochluichart | CI32 | PARC
Lochluichart | C1RA | PARC
Lochluichart | CORI1 | PARC | 59211.246 | 69 | 0.85813
Luichart (part of the Conon Cascade) | C1C6 | NonPARC | 24841.7875 | 34 | 0.73064
Luichart (part of the Conon Cascade) | C1FK | NonPARC
Luichart (part of the Conon Cascade) | C1R5 | NonPARC
Luichart (part of the Conon Cascade) | CI29 | NonPARC
Luichart (part of the Conon Cascade) | CI30 | NonPARC
Luichart (part of the Conon Cascade) | CI31 | NonPARC
Luichart (part of the Conon Cascade) | CI32 | NonPARC
Luichart (part of the Conon Cascade) | LUIC1 | PARC | 13810.052 | 34 | 0.40618
Mannington PP | MANN4 | PARC | 12321.3575 | 47.5 | 0.2594
Mannington Tertiary | MANN4 | PARC | 12321.3575 | 47.5 | 0.2594
Marchwood | A84G | PARC | 445291.04 | 920 | 0.48401
Marchwood | A84H | PARC
Marchwood | MAWO4 | PARC | 238645.24 | 920 | 0.2594
Mark Hill Wind Farm | MAHI2 | PARC | 8895.043 | 53 | 0.16783
Medway Power Station | GRAI4 | PARC | 392141.61 | 735 | 0.53353
Melksham (Tertiary) | MELK4 | PARC | 14785.629 | 57 | 0.2594
Middle Muir Wind Farm | T2025_6 | PARC | 140103.732 | 51 | 2.7471
Middle Muir Wind Farm | MIDM1 | PARC | 20715.078 | 51 | 0.40618
Middleton BESS | A268 | NonPARC | 39657.3991 | 200 | 0.19829
Middleton BESS | A270 | NonPARC
Middleton BESS | AI05 | NonPARC
Middleton BESS | AI06 | NonPARC
Middleton BESS | MIDL4 | PARC | 51879.4 | 200 | 0.2594
Mill Hill Tertiary Connection | MILH2 | PARC | 21213.006 | 57 | 0.37216
Millbrook Power | MARV4 | PARC | 77559.703 | 299 | 0.2594
Millbrook Power | T2025_11 | NonPARC | -189605.0274 | 299 | -0.63413
Millbrook Power | T2025_12 | NonPARC
Millbrook Power | T2025_10 | NonPARC
Millbrook Power | T2025_9 | NonPARC
Millennium Wind | C1A7 | NonPARC | 134867.8185 | 65 | 2.0749
Millennium Wind | C1HP | NonPARC
Millennium Wind | C1VR | NonPARC
Millennium Wind | T2021_044 | NonPARC
Millennium Wind | T2021_045 | NonPARC
Millennium Wind | MILW1 | PARC | 26401.57 | 65 | 0.40618
Minety | MITY4 | PARC | 12321.3575 | 47.5 | 0.2594
Minnygap | MOFF1 | PARC | 21453.35 | 25 | 0.85813
Monets Garden | OSBA4 | PARC | 14785.629 | 57 | 0.2594
Monk Fryston SSE | MONF2 | PARC | 53705.92 | 320 | 0.16783
Monk Fryston Tertiary Connection | MONF2 | PARC | 9566.367 | 57 | 0.16783
Mossford (part of the Conon Cascade) | C1C6 | NonPARC | 73618.743 | 18.7 | 3.9368
Mossford (part of the Conon Cascade) | C1FK | NonPARC
Mossford (part of the Conon Cascade) | C1R5 | NonPARC
Mossford (part of the Conon Cascade) | CI29 | NonPARC
Mossford (part of the Conon Cascade) | CI30 | NonPARC
Mossford (part of the Conon Cascade) | CI31 | NonPARC
Mossford (part of the Conon Cascade) | CI32 | NonPARC
Mossford (part of the Conon Cascade) | MOSS1 | PARC | 7595.5286 | 18.7 | 0.40618
Nant | C1L8 | NonPARC | -24272.463 | 15 | -1.6182
Nant | C1R9 | NonPARC
Nant | CI44 | NonPARC
Nant | NANT1 | PARC | 6092.67 | 15 | 0.40618
Native River (Capenhurst) | CAPE2 | PARC | 21213.006 | 57 | 0.37216
Neilston 132kV Greener Grid Park | NEIL1 | PARC | 128720.1 | 150 | 0.85813
North Kyle New Cumnock | NECU1 | PARC | 181924.408 | 212 | 0.85813
Norwich | NORM4 | PARC | 30410.982 | 57 | 0.53353
Norwich Yare | NORM4 | PARC | 26409.537 | 49.5 | 0.53353
Nursling Tertiary | NURS4 | PARC | 6104.4167 | 49.9 | 0.12233
Ocker Hill Tertiary Connection | OCKH2 | PARC | 21213.006 | 57 | 0.37216
Orrin (part of the Conon Cascade) | ORRI1 | PARC | 7311.204 | 18 | 0.40618
Pembroke Power Station | PEMB4 | PARC | 1173223.674 | 2199 | 0.53353
Pen Y Cymoedd Wind Farm | A80Y | PARC | 29607.852 | 228 | 0.12986
Pen Y Cymoedd Wind Farm | A815 | PARC
Pen Y Cymoedd Wind Farm | RHIG4 | PARC | 59142.516 | 228 | 0.2594
Pencloe Windfarm | C15G | PARC | 168838.645 | 85 | 1.9863
Pencloe Windfarm | C15H | PARC
Pencloe Windfarm | CI01 | PARC
Pencloe Windfarm | CI02 | PARC
Pencloe Windfarm | CI65 | NonPARC | 0 | 85 | 0
Pencloe Windfarm | CI66 | NonPARC
Pencloe Windfarm | BLAH1 | PARC | 72941.39 | 85 | 0.85813
Peterhead | PEHE2 | PARC | 439146.44 | 1180 | 0.37216
Pogbie Wind Farm | C112 | NonPARC | 5302.0819 | 9.6 | 0.5523
Pogbie Wind Farm | C14Z | NonPARC
Pogbie Wind Farm | DUNE1 | NonPARC | 3899.3088 | 9.6 | 0.40618
Pond Hill Farm 1 | MITY4 | PARC | 12321.3575 | 47.5 | 0.2594
Pond Hill Farm 2 BESS | MITY4 | PARC | 12321.3575 | 47.5 | 0.2594
Powersite @ Drakelow | DRAK4 | PARC | 98570.86 | 380 | 0.2594
Priestgill Wind Farm | ELVA4 | PARC | 5337.3888 | 43.63 | 0.12233
Progress Power Station | YAXL4 | PARC | 77559.703 | 299 | 0.2594
Progress Power Station | T2022b_001 | NonPARC | 43501.029 | 299 | 0.14549
Progress Power Station | T2022b_002 | NonPARC
Progress Power Station | T2022b_005 | NonPARC
Progress Power Station | T2022b_006 | NonPARC
Progress Power Station | T2022b_003 | NonPARC
Progress Power Station | T2022b_004 | NonPARC
Ratcliffe on Soar | RATS4 | PARC | 58364.325 | 225 | 0.2594
Richborough 1 | RICH4 | PARC | 12969.85 | 50 | 0.2594
Richborough 2 | RICH4 | PARC | 12969.85 | 50 | 0.2594
Rocksavage | A23D | PARC | 15517.98 | 810 | 0.019158
Rocksavage | ROCK4 | PARC | 99089.73 | 810 | 0.12233
Rye House VPI | RYEH4 | PARC | 185468.855 | 715 | 0.2594
SAGE Solar | C1S9 | NonPARC | 26388.6665 | 20 | 1.3194
SAGE Solar | SFEM1 | PARC | 8123.56 | 20 | 0.40618
Saltend | B38H | PARC | -22057.2 | 1100 | -0.020052
Saltend | B389 | PARC
Saltend | SAES2 | PARC | 409373.8 | 1100 | 0.37216
Sandy Knowe Wind Farm | C15G | PARC | 514750.3776 | 86.4 | 5.9578
Sandy Knowe Wind Farm | C15H | PARC
Sandy Knowe Wind Farm | CI01 | PARC
Sandy Knowe Wind Farm | CI02 | PARC
Sandy Knowe Wind Farm | CI03 | PARC
Sandy Knowe Wind Farm | T2022_002 | PARC
Sandy Knowe Wind Farm | T2022_003 | PARC
Sandy Knowe Wind Farm | SAKN1 | PARC | 35093.7792 | 86.4 | 0.40618
Sanquhar II Wind Farm | C15G | NonPARC | 846199.25 | 250 | 3.3848
Sanquhar II Wind Farm | C15H | NonPARC
Sanquhar II Wind Farm | CI01 | NonPARC
Sanquhar II Wind Farm | CI02 | NonPARC
Sanquhar II Wind Farm | CI03 | NonPARC
Sanquhar II Wind Farm | T2023_13 | PARC | 432569.5 | 250 | 1.7303
Sanquhar II Wind Farm | SANQ1 | PARC | 101544.5 | 250 | 0.40618
Sanquhar Wind Farm | C15H | NonPARC | 27808.71 | 30 | 0.92696
Sanquhar Wind Farm | C15G | PARC | 149893.14 | 30 | 4.9964
Sanquhar Wind Farm | CI01 | PARC
Sanquhar Wind Farm | CI02 | PARC
Sanquhar Wind Farm | CI03 | PARC
Sanquhar Wind Farm | GLGL1 | PARC | 12185.34 | 30 | 0.40618
Seabank | SEAB4 | PARC | 320095.898 | 1234 | 0.2594
Seabank (Tertiary) | SEAB4 | PARC | 12943.9103 | 49.9 | 0.2594
Severn Power | USKM2 | PARC | 316334.3 | 850 | 0.37216
Sheaf Energy | RICH4 | PARC | 64589.853 | 249 | 0.2594
Shepherds Rig Wind Farm | T2023_16 | PARC | 16911.54 | 84.6 | 0.1999
Shepherds Rig Wind Farm | T2023_14 | NonPARC | -9345.0852 | 84.6 | -0.11046
Shepherds Rig Wind Farm | T2023_17 | NonPARC
Shepherds Rig Wind Farm | T2023_18 | NonPARC
Shepherds Rig Wind Farm | SHRG1 | PARC | 34362.6588 | 84.6 | 0.40618
Sizewell B | SIZE4 | PARC | 319058.31 | 1230 | 0.2594
Sizing John (Rainhill) | RAIN2 | PARC | 53032.515 | 142.5 | 0.37216
Sloy G2 and G3 | SLOY1 | PARC | 32494.24 | 80 | 0.40618
Somerford | MITY4 | PARC | 12321.3575 | 47.5 | 0.2594
South Humber Bank | A32E | NonPARC | -312818.5155 | 1365 | -0.22917
South Humber Bank | A32F | NonPARC
South Humber Bank | SHBA4 | PARC | 728262.99 | 1365 | 0.53353
South Kyle Wind Farm | NECU1 | PARC | 201661.49 | 235 | 0.85813
Southfields | MITY4 | PARC | 12321.3575 | 47.5 | 0.2594
Spalding | A39D | PARC | 330694.05 | 950 | 0.3481
Spalding | A494 | PARC
Spalding | SPLN4 | PARC | 246427.15 | 950 | 0.2594
Spalding Energy Expansion | A39D | NonPARC | 104426.0712 | 299.99 | 0.3481
Spalding Energy Expansion | A494 | NonPARC
Spalding Energy Expansion | SPLN4 | PARC | 77816.506 | 299.99 | 0.2594
SSE Ferrybridge BESS | FERR2 | PARC | 55823.7 | 150 | 0.37216
SSE Fiddlers Ferry Battery Energy Storage | FIDF2 | PARC | 55823.7 | 150 | 0.37216
St Dennis Hendra | INDQ4 | PARC | 5810.8175 | 47.5 | 0.12233
Staythorpe C | STAY4 | PARC | 934737.552 | 1752 | 0.53353
Stranoch Wind Farm | T2023_2 | NonPARC | 162994.776 | 102 | 1.598
Stranoch Wind Farm | T2023_3 | NonPARC
Stranoch Wind Farm | T2023_5 | PARC | 119108.358 | 102 | 1.1677
Stranoch Wind Farm | STOC1 | PARC | 41430.156 | 102 | 0.40618
Strathy North Wind | CI27 | NonPARC | 91939.8853 | 67.65 | 1.3591
Strathy North Wind | CI50 | NonPARC
Strathy North Wind | STRW1 | PARC | 27477.9417 | 67.65 | 0.40618
Strathy Wood | T2025_42 | PARC | 223640.5865 | 63.5 | 3.5219
Strathy Wood | T2026_6 | PARC
Strathy Wood | STWO1 | PARC | 25792.303 | 63.5 | 0.40618
Stronelairg | CI45 | PARC | 257993.2954 | 227.8 | 1.1325
Stronelairg | AI25 | NonPARC | 58612.94 | 227.8 | 0.2573
Stronelairg | AI27 | NonPARC
Stronelairg | SI19 | NonPARC
Stronelairg | SI41 | NonPARC
Stronelairg | STRL1 | PARC | 92527.3484 | 227.8 | 0.40618
Sulgrave Solar PV | ECLA4 | PARC | 33669.7306 | 129.8 | 0.2594
Sundon | SUND4 | PARC | 10349.9403 | 39.9 | 0.2594
Sundon Battery | SUND4 | PARC | 12969.85 | 50 | 0.2594
Sundon Pivoted Power | SUND4 | PARC | 12943.9103 | 49.9 | 0.2594
Sutton Bridge | WALP4 | PARC | 453497.1 | 850 | 0.53353
Swansea Greener Grid Park - Connection 1 | SWAN2 | PARC | 4465.896 | 12 | 0.37216
Tangy IV WF | T2026_7 | PARC | 244629.408 | 96 | 2.5482
Tangy IV WF | T2026_8 | PARC
Tangy IV WF | TNGF1 | PARC | 38993.088 | 96 | 0.40618
Tees Renewable Energy Plant | LACK2 | PARC | 106065.03 | 285 | 0.37216
Thornton Facility | THTO4 | PARC | 25934.5121 | 99.98 | 0.2594
Thorpe Marsh Energy Park | THOM4 | PARC | 746936.4 | 1400 | 0.53353
Thurrock Power Station | TILB2 | PARC | 111647.4 | 300 | 0.37216
Toddleburn Wind Farm | C112 | NonPARC | 15243.4855 | 27.6 | 0.5523
Toddleburn Wind Farm | C14Z | NonPARC
Toddleburn Wind Farm | DUNE1 | NonPARC | 11210.5128 | 27.6 | 0.40618
Torness | TORN4 | PARC | 324246.25 | 1250 | 0.2594
Tralorg Wind Farm | MAHI2 | PARC | 3356.62 | 20 | 0.16783
Twentyshilling Wind Farm | C15G | PARC | 223904.331 | 37.8 | 5.9234
Twentyshilling Wind Farm | C15H | PARC
Twentyshilling Wind Farm | CI01 | PARC
Twentyshilling Wind Farm | CI02 | PARC
Twentyshilling Wind Farm | CI03 | PARC
Twentyshilling Wind Farm | GLGL1 | PARC | 15353.5284 | 37.8 | 0.40618
Uskmouth | USKM2 | PARC | 130218.0842 | 349.9 | 0.37216
Uskmouth - New Connection | USKM2 | PARC | 44658.96 | 120 | 0.37216
Vicarage Drove BESS | CREB4 | PARC | 640231.2 | 1200 | 0.53353
Viking Wind Farm | N2026_12 | NonPARC | 705.25 | 434 | 0.001625
Viking Wind Farm | N2026_13 | NonPARC
Viking Wind Farm | T2023_23 | PARC | 27612168.038 | 434 | 63.6225
Viking Wind Farm | T2023_22 | PARC
Viking Wind Farm | KERG1 | PARC | 372430.156 | 434 | 0.85813
VPI Immingham B OCGT | HUMR4 | PARC | 159524.274 | 299 | 0.53353
Walney 3 Offshore Wind Farm | A268 | NonPARC | 65434.7085 | 330 | 0.19829
Walney 3 Offshore Wind Farm | A270 | NonPARC
Walney 3 Offshore Wind Farm | AI05 | NonPARC
Walney 3 Offshore Wind Farm | AI06 | NonPARC
Walney 4 Offshore Wind Farm | A268 | NonPARC | 65434.7085 | 330 | 0.19829
Walney 4 Offshore Wind Farm | A270 | NonPARC
Walney 4 Offshore Wind Farm | AI05 | NonPARC
Walney 4 Offshore Wind Farm | AI06 | NonPARC
Walpole | WALP4 | PARC | 26622.9474 | 49.9 | 0.53353
Walpole 1 (Tertiary) | WALP4 | PARC | 30410.982 | 57 | 0.53353
Warley (tertiary) | WARL2 | PARC | 21213.006 | 57 | 0.37216
WELBAR ENERGY STORAGE | HAMH4 | PARC | 90763.0103 | 349.9 | 0.2594
West Burton B | WBUR4 | PARC | 711190.158 | 1333 | 0.53353
West Weybridge (Tertiary) | WWEY2 | PARC | 18570.6842 | 49.9 | 0.37216
Whitegate Tertiary Connection | WHGA2 | PARC | 21213.006 | 57 | 0.37216
Whitelaw Brae BESS | B1DS | NonPARC | 160.7203 | 1 | 0.16072
Whitelaw Brae BESS | CLYS2 | PARC | 167.831 | 1 | 0.16783
Whitelaw Brae Windfarm | B1DS | NonPARC | 9161.0563 | 57 | 0.16072
Whitelaw Brae Windfarm | CLYS2 | PARC | 9566.367 | 57 | 0.16783
Whitelee | B1DT | NonPARC | 42016.8749 | 305 | 0.13776
Whitelee | WLEE2 | PARC | 51188.455 | 305 | 0.16783
Whitelee Extension | B161 | PARC | 92896.398 | 238 | 0.39032
Whitelee Extension | WLEX2 | PARC | 39943.778 | 238 | 0.16783
Whiteside Hill Wind Farm | C15G | PARC | 159931.665 | 27 | 5.9234
Whiteside Hill Wind Farm | C15H | PARC
Whiteside Hill Wind Farm | CI01 | PARC
Whiteside Hill Wind Farm | CI02 | PARC
Whiteside Hill Wind Farm | CI03 | PARC
Whiteside Hill Wind Farm | GLGL1 | PARC | 10966.806 | 27 | 0.40618
Whitson | WHSO2 | PARC | 18570.6842 | 49.9 | 0.37216
Willington PP | WILE4 | PARC | 30410.982 | 57 | 0.53353
Wilton | GRST2 | PARC | 52474.278 | 141 | 0.37216
Wilton Lion BESS | GRST2 | PARC | 55823.7 | 150 | 0.37216
Windy Rig Wind Farm | C15G | PARC | 85015.2236 | 42.8 | 1.9863
Windy Rig Wind Farm | C15H | PARC
Windy Rig Wind Farm | CI01 | PARC
Windy Rig Wind Farm | CI02 | PARC
Windy Rig Wind Farm | CI65 | NonPARC | 0 | 42.8 | 0
Windy Rig Wind Farm | CI66 | NonPARC
Windy Rig Wind Farm | BLAH1 | PARC | 36728.1352 | 42.8 | 0.85813
Windy Standard II (Brockloch Rig) Wind Farm | C15G | PARC | 114015.711 | 61.5 | 1.8539
Windy Standard II (Brockloch Rig) Wind Farm | C15H | PARC
Windy Standard II (Brockloch Rig) Wind Farm | CI01 | NonPARC | 0 | 61.5 | 0
Windy Standard II (Brockloch Rig) Wind Farm | CI02 | NonPARC
Windy Standard II (Brockloch Rig) Wind Farm | DUNH1 | PARC | 52775.241 | 61.5 | 0.85813
Windy Standard III Wind Farm | C15G | PARC | 162402.8664 | 87.6 | 1.8539
Windy Standard III Wind Farm | C15H | PARC
Windy Standard III Wind Farm | CI01 | NonPARC | 0 | 87.6 | 0
Windy Standard III Wind Farm | CI02 | NonPARC
Windy Standard III Wind Farm | DUNH1 | PARC | 75172.5384 | 87.6 | 0.85813
WindyHill BESS2 Facility | WIYH1 | PARC | 171626.8 | 200 | 0.85813
WindyHill Energy Storage Facility | WIYH1 | PARC | 171626.8 | 200 | 0.85813
Wishaw Energy Storage Facility | WISH1 | PARC | 20288.5911 | 49.95 | 0.40618
WORSET LANE BESS | HARM2 | PARC | 33566.2 | 200 | 0.16783
Worset PV & BESS Park | HARM2 | PARC | 6293.6625 | 37.5 | 0.16783
Wymondley Priory | WYMO4 | PARC | 14785.629 | 57 | 0.2594
Wymondley Solar Farm | WYMO4 | PARC | 12968.553 | 49.995 | 0.2594
Zenobe Blackhillock 300 MW | BLHI2 | PARC | 111647.4 | 300 | 0.37216
Zenobe Eccles Battery Storage | ECCL4 | PARC | 103758.8 | 400 | 0.2594
Zenobe Energy Kilmarnock South | KILS4 | PARC | 77819.1 | 300 | 0.2594

## TD
Table D – Main Interconnected Transmission System (MITS) Nodes |  |  | Return to Index
The MITS Nodes shown below are relevant solely for the purpose of determining TNUoS local circuit charges for this Tariff publication (Final Tariffs 2026/27).
This is subject to change in future years depending on updates to network assumptions.
For TNUoS charging, Main Interconnected Transmission System (MITS) nodes are defined as: 1. Grid Supply Point connections with two or more transmission circuits connecting at the site; or 2. Any connection point with more than four transmission circuits connecting at the site.
Site Code | Site Name | TO
ABHA | ABHAM | NGC
ABNE | ABERNETHY | SSE
ABTH | ABERTHAW | NGC
ALDW | ALDWARKE | NGC
ALNE | ALNESS GSP | SSE
ALVE | ALVERDISCOTT | NGC
ALYT | ALYTH | SSE
AMEM | AMERSHAM MAIN | NGC
ARBR | ARBROATH | SSE
ARDK | ARDKINGLAS WIND | SSE
AXMI | AXMINSTER | NGC
AYR- | AYR | SP
BAGA | BATHGATE | SP
BAIN | BAINSFORD | SP
BARK | BARKING | NGC
BEAU | BEAULY | SSE
BEDD | BEDDINGTON | NGC
BERB | BERRY BURN | SSE
BERW | BERWICK | SP
BESW | BERKSWELL | NGC
BICF | BICKER FEN | NGC
BIHI | BIRKHILL | SSE
BIRK | BIRKENHEAD | NGC
BISW | BISHOPS WOOD | NGC
BLHI | BLACKHILLOCK | SSE
BLYT | BLYTH | NGC
BOAG | BOAT OF GARTEN | SSE
BODE | BODELWYDDAN | NGC
BOLN | BOLNEY | NGC
BONN | BONNYBRIDGE | SP
BOTW | BOTLEY WOOD | NGC
BRAI | BRAINTREE | NGC
BRAP | BRAEHEAD PARK | SP
BRAW | BRADFORD WEST | NGC
BRCW | BRACO WEST | SSE
BRED | BREDBURY | NGC
BRFO | BRAMFORD | NGC
BRID | BRIDGE OF DUN | SSE
BRIM | BRIMSDOWN | NGC
BRIN | BRINSWORTH | NGC
BRLE | BRAMLEY | NGC
BROA | BROADFORD | SSE
BROR | BRORA | SSE
BROX | BROXBURN | SP
BRWA | BRIDGWATER | NGC
BULL | BULLS LODGE | NGC
BUMU | BURGHMUIR | SSE
BURW | BURWELL MAIN | NGC
BUSH | BUSHBURY | NGC
BUST | BUSTLEHOLME | NGC
CAAD | CARRADALE | SSE
CAIN | CAIRNFORD | SSE
CANT | CANTERBURY NORTH | NGC
CAPE | CAPENHURST | NGC
CARE | CARDIFF EAST | NGC
CARR | CARRINGTON | NGC
CATY | CARNTYNE | SP
CELL | CELLARHEAD | NGC
CHAP | CHAPELCROSS | SP
CHAR | CHARLESTON | SSE
CHAS | CHARLOTTE STREET | SP
CHIC | CHICKERELL | NGC
CHIL | CHILLING | NGC
CHSI | CHESSINGTON | NGC
CHTE | CHESTERFIELD | NGC
CILF | CILFYNYDD | NGC
CITR | CITY ROAD | NGC
CLAC | CLACHAN | SSE
CLAY | CLAYHILLS | SSE
CLEH | CLEVE HILL | NGC
CLUN | CLUNIE | SSE
CLYM | CLYDE'S MILL | SP
COAL | COALBURN | SP
COAT | COATBRIDGE | SP
COCK | COCKENZIE | SP
CONN | CONNAGILL | SSE
CONQ | CONNAHS QUAY | NGC
COTT | COTTAM | NGC
COUA | COUPAR ANGUS | SSE
COVE | COVENTRY | NGC
COWL | COWLEY | NGC
COYL | COYLTON | SP
CRAI | CRAIGIEBUCKLER | SSE
CREB | CREYKE BECK | NGC
CROO | CROOKSTON | SP
CRSS | CROSSAIG | SSE
CRYR | CRYSTAL RIG | SP
CUMB | CUMBERNAULD | SP
CUPA | CUPAR | SP
CURR | CURRIE | SP
DAAS | DALLAS SUBSTATION | SSE
DAIN | DAINES | NGC
DALM | DALMARNOCK | SP
DENN | DENNY NORTH | SP
DEVM | DEVOL MOOR | SP
DEVO | DEVONSIDE | SP
DEWP | DEWAR PLACE | SP
DIDC | DIDCOT | NGC
DLCH | DALCHORK | SSE
DOUN | DOUNREAY | SSE
DRAK | DRAKELOW | NGC
DRAX | DRAX | NGC
DRCR | DRUMCROSS | SP
DRUM | DRUMCHAPEL | SP
DUBE | DUNBEATH | SSE
DUDH | DUDHOPE | SSE
DUGR | DUNVEGAN GRID | SSE
DUMF | DUMFRIES | SP
DUNB | DUNBAR | SP
DUNF | DUNFERMLINE | SP
DUNG | DUNGENESS | NGC
DUNO | DUNOON | SSE
DYCE | DYCE | SSE
EALI | EALING | NGC
EASO | EATON SOCON | NGC
ECCF | ECCLEFECHAN | SP
ECCL | ECCLES | SP
ECLA | EAST CLAYDON | NGC
EERH | EASTERHOUSE | SP
EGGB | EGGBOROUGH | NGC
EKIL | EAST KILBRIDE | SP
EKIS | EAST KILBRIDE SOUTH | SP
ELDE | ELDERSLIE | SP
ELGI | ELGIN | SSE
ELLA | ELLAND | NGC
ELST | ELSTREE | NGC
ELVA | ELVANFOOT | SP
ENDE | ENDERBY | NGC
ERRO | ERROCHTY | SSE
ERSK | ERSKINE | SP
EXET | EXETER | NGC
FARI | FARIGAIG | SSE
FASN | FASNAKYLE | SSE
FAUG | FORT AUGUSTUS | SSE
FAWL | FAWLEY | NGC
FECK | FECKENHAM | NGC
FERR | FERRYBRIDGE | NGC
FETT | FETTERESSO | SSE
FIDD | FIDDES | SSE
FIDF | FIDDLERS FERRY | NGC
FINN | FINNIESTON | SP
FLEE | FLEET | NGC
FOUR | FOURSTONES | NGC
FRAS | FRASERBURGH | SSE
FRIS | FRISTON | NGC
FROD | FRODSHAM | NGC
FWIL | FORT WILLIAM | SSE
FYRI | FYRISH | SSE
GALA | GALASHIELS | SP
GIFF | GIFFNOCK | SP
GLEN | GLENMORISTON | SSE
GLFA | GLENFARCLAS | SSE
GLLE | GLENLEE | SP
GLLU | GLENLUCE | SP
GLNI | GLENNISTON | SP
GLRO | GLENROTHES | SP
GORG | GORGIE | SP
GOVA | GOVAN | SP
GRAI | GRAIN | NGC
GREN | GRENDON | NGC
GRIW | GRIMSBY WEST | NGC
GRMO | GRANGEMOUTH | SP
GRNA | GRETNA | SP
GRST | GREYSTONES | NGC
GRUB | GRUDIE BRIDGE | SSE
HACK | HACKNEY | NGC
HAGR | HAGGS ROAD | SP
HAKB | HARKER BORDER NODE | SP
HAMH | HAMS HALL | NGC
HARK | HARKER | NGC
HARM | HARTMOOR | NGC
HAWI | HAWICK | SP
HAWP | HAWTHORN PIT | NGC
HEDO | HEDON (GIS) | NGC
HELE | HELENSBURGH | SP
HEYS | HEYSHAM | NGC
HIGM | HIGH MARNHAM | NGC
HINP | HINKLEY POINT | NGC
HUMR | HUMBER REFINERY | NGC
HUNE | HUNTERSTON EAST | SP
HUNF | HUNTERSTON FARM | SP
HUTT | HUTTON | NGC
IMPP | IMPERIAL PARK | NGC
INCE | INCE | NGC
INDQ | INDIAN QUEENS | NGC
INKE | INVERKEITHING | SP
INNE | INVERNESS | SSE
INVE | INVERARAY | SSE
INVR | INVERARNAN | SSE
INWI | INNERWICK | SP
IROA | IRON ACTON | NGC
IRON | IRONBRIDGE | NGC
IVER | IVER | NGC
JOHN | JOHNSTONE | SP
JORD | JORDANTHORPE | NGC
KAIM | KAIMES | SP
KEAD | KEADBY | NGC
KEAR | KEARSLEY | NGC
KEIT | KEITH | SSE
KEMS | KEMSLEY | NGC
KENG | KENSAL GREEN | NGC
KEOO | KENDOON | SP
KIBY | KIRKBY | NGC
KIER | KILLERMONT | SP
KIIN | KILLIN | SSE
KILB | KILBOWIE | SP
KILL | KILLINGHOLME | NGC
KILS | KILMARNOCK SOUTH | SP
KILT | KILMARNOCK TOWN | SP
KILW | KILWINNING | SP
KINC | KINCARDINE | SP
KINO | KINGSNORTH | NGC
KINT | KINTORE | SSE
KIRK | KIRKSTALL | NGC
KITW | KITWELL | NGC
KNAR | KNARESBOROUGH | NGC
KNOC | KNOCKNAGAEL | SSE
LACK | LACKENBY | NGC
LALE | LALEHAM | NGC
LAMB | LAMBHILL | SP
LAND | LANDULPH | NGC
LEGA | LEGACY | NGC
LEIB | LEIGHTON BUZZARD | NGC
LEIS | LEISTON | NGC
LEVE | LEVEN | SP
LHOR | LITTLE HORSTED | NGC
LING | LIVINGSTON | SP
LINM | LINNMILL | SP
LISD | LISTER DRIVE | NGC
LITT | LITTLEBROOK | NGC
LOAN | LONGANNET | SP
LOCB | LOCH BUIDHE | SSE
LOCL | LOCH LUNDIE | SSE
LOVE | LOVEDEAN | NGC
LUNA | LUNANHEAD | SSE
LYND | LYNDHURST | SSE
MACC | MACCLESFIELD | NGC
MACD | MACDUFF | SSE
MAGA | MARGAM | NGC
MAHI | MARK HILL | SP
MANN | MANNINGTON | NGC
MAYB | MAYBOLE | SP
MEAD | MEADOWHEAD | SP
MELK | MELKSHAM | NGC
MILC | MILTON OF CRAIGIE | SSE
MILH | MILL HILL | NGC
MITY | MINETY | NGC
MOFF | MOFFAT | SP
MONF | MONK FRYSTON | NGC
MOSM | MOSSMORRAN | SP
MYBS | MYBSTER | SSE
NAIR | NAIRN | SSE
NEAR | NEWARTHILL | SP
NECH | NECHELLS | NGC
NECT | NECTON | NGC
NECU | NEW CUMNOCK | SP
NEDE | NEW DEER | SSE
NEEP | NEEPSEND | NGC
NEIL | NEILSTON | SP
NETS | NEWTON STEWART | SP
NEWX | NEW CROSS | NGC
NFLE | NORTHFLEET EAST | NGC
NHYD | NORTH HYDE | NGC
NINF | NINFIELD | NGC
NORL | NORTON LEES | NGC
NORM | NORWICH MAIN | NGC
NORT | NORTON | NGC
NURS | NURSLING | NGC
OCKH | OCKER HILL | NGC
OFFE | OFFERTON | NGC
OLDB | OLDBURY | NGC
ORRI | ORRIN | SSE
OSBA | OSBALDWICK | NGC
PADI | PADIHAM | NGC
PAFB | PATFORD BRIDGE | NGC
PAIS | PAISLEY | SP
PART | PARTICK | SP
PEHE | PETERHEAD | SSE
PEHG | PETERHEAD GRANGE | SSE
PELH | PELHAM | NGC
PEMB | PEMBROKE | NGC
PENN | PENN | NGC
PENT | PENTIR | NGC
PERS | PERSLEY | SSE
PEWO | PENWORTHAM | NGC
PITS | PITSMOOR | NGC
POOB | PORTOBELLO | SP
POPP | POPPLETON | NGC
PORA | PORT ANN | SSE
PORD | PORT DUNDAS | SP
PUDM | PUDDING MILL LANE | NGC
PYLE | PYLE | NGC
QUOI | QUOICH | SSE
RAIN | RAINHILL | NGC
RANN | RANNOCH | SSE
RASS | RASSAU | NGC
RATS | RATCLIFFE-ON-SOAR | NGC
RAYL | RAYLEIGH | NGC
REBR | REDBRIDGE | NGC
REDH | REDHOUSE | SP
REDM | REDMOSS | SSE
RICH | RICHBOROUGH | NGC
ROCH | ROCHDALE | NGC
ROTI | ROTHIENORMAN | SSE
RUGE | RUGELEY | NGC
RYEH | RYE HOUSE | NGC
RYHA | RYHALL | NGC
SACO | SALTCOATS | SP
SAEN | SALTEND NORTH | NGC
SAFO | SANDFORD | NGC
SALH | SALTHOLME | NGC
SANX | ST ANDREWS CROSS | SP
SEAB | SEABANK | NGC
SELL | SELLINDGE | NGC
SFER | ST FERGUS | SSE
SHEC | SHEFFIELD CITY | NGC
SHIN | SHIN | SSE
SHRU | SHRUBHILL | SP
SHUR | SHURTON | NGC
SIGH | SIGHTHILL | SP
SING | SINGLEWELL | NGC
SIZE | SIZEWELL | NGC
SJOW | ST JOHNS WOOD | NGC
SKLG | SKELTON GRANGE | NGC
SLOY | SLOY | SSE
SMAN | SOUTH MANCHESTER | NGC
SMEA | SMEATON | SP
SPAV | SPANGO VALLEY | SP
SPEN | SPENNYMOOR | NGC
SPIT | SPITTAL | SSE
SSHI | SOUTH SHIELDS | NGC
STAH | STANAH | NGC
STAL | STALYBRIDGE | NGC
STAY | STAYTHORPE | NGC
STEW | STELLA WEST | NGC
STHA | STRATHAVEN | SP
STIR | STIRLING | SP
STLE | STRATHLEVEN | SP
STOB | STOKE BARDOLPH | NGC
STRI | STRICHEN | SSE
SUND | SUNDON | NGC
SWAN | SWANSEA NORTH | NGC
TARL | TARLAND | SSE
TAUN | TAUNTON | NGC
TAYN | TAYNUILT | SSE
TEAL | TEALING | SSE
TELR | TELFORD ROAD | SP
TEMP | TEMPLEBOROUGH | NGC
THOM | THORPE MARSH | NGC
THTO | THORNTON | NGC
THUR | THURCROFT | NGC
THUS | THURSO SOUTH | SSE
TILB | TILBURY | NGC
TINP | TINSLEY PARK | NGC
TODP | TOD POINT | NGC
TOMT | TOMATIN | SSE
TONG | TONGLAND | SP
TORN | TORNESS | SP
TOTT | TOTTENHAM | NGC
TRAW | TRAWSFYNYDD | NGC
TUMB | TUMMEL BRIDGE | SSE
TUMM | TUMMEL | SSE
TYNE | TYNEMOUTH | NGC
UPPB | UPPER BOAT | NGC
USKM | USKMOUTH | NGC
WALH | WALHAM | NGC
WALP | WALPOLE | NGC
WALX | WALTHAM CROSS | NGC
WARL | WARLEY | NGC
WASF | WASHWAY FARM | NGC
WATS | WATFORD SOUTH | NGC
WBOL | WEST BOLDON | NGC
WBUR | WEST BURTON | NGC
WFIE | WESTFIELD | SP
WGEO | WEST GEORGE STREET | SP
WHAM | WEST HAM | NGC
WHGA | WHITEGATE | NGC
WHHO | WHITEHOUSE | SP
WHSO | WHITSON | NGC
WHTB | WHISTLEFIELD BORDER | SSE
WIBA | WINCOBANK | NGC
WIEN | WILLENHALL | NGC
WILE | WILLINGTON EAST | NGC
WIMB | WIMBLEDON | NGC
WIOW | WILLOWDALE | SSE
WISD | WILLESDEN | NGC
WISH | WISHAW | SP
WIYH | WINDYHILL | SP
WMEL | WEST MELTON | NGC
WOHI | WOODHILL | SSE
WTHU | WEST THURROCK | NGC
WWEY | WEST WEYBRIDGE | NGC
WYLF | WYLFA | NGC
WYMO | WYMONDLEY | NGC