## Contents
These scenarios were presented at the Dispatch Transparency Forum on the 28th Jan 2026 in the GC0166 breakout session run by Scott Bannister (NESO)
The numbering of the scenarios below correlates to the slides from the breakout session, which have also been published alongside this spreadsheet
| No | Scenario Description | Granularity | Time horizon | Notes
Scenario 1 | 1.1 | No BOA, No PN, No Reserve or Response contracts | 30 minute | 11:00 to 05:00 D+2
| 1.2 | No BOA, No PN, 1 uni-directional Reserve Contract | 30 minute | 11:00 to 05:00 D+2
| 1.3 | No BOA, No PN, 1 uni-directional Reserve Contract & 1 uni-directional Response contract | 30 minute | 11:00 to 05:00 D+2
| 1.4 | No BOA, Non-zero PN, 1 uni-directional Reserve Contract & 1 uni-directional Response contract | 30 minute | 11:00 to 05:00 D+2
| 1.5 | BOA, Non-zero PN, 1 uni-directional Reserve Contract & 1 uni-directional Response contract | 30 minute | 11:00 to 05:00 D+2
| 1.6 | BOA, Non-zero PN, 2 uni-directional Reserve Contracts & 1 uni-directional Response contract with overlapping protection periods | 30 minute | 11:00 to 05:00 D+2
Scenario 2 | 2.1 | No PN, No BOA, 1 uni-directional reserve contract | 1 minute | 11:00 to 17:30
| 2.2 | No PN, 1st BOA, 1 uni-directional reserve contract | 1 minute | 11:00 to 17:30
| 2.3 | No PN, 2nd BOA, 1 uni-directional reserve contract | 1 minute | 11:00 to 17:30
| 2.4 | Non-zero PN, 2 BOA's, 1 uni-directional reserve contract | 1 minute | 11:00 to 17:30

## 1.1 No BOA_ZeroPN_No Resrv_Resp
11:00 to 05:00 D+2
[8 empty] | Dynamic Containment |  |  |  | Positive Quick Reserve |  | Declared
| Time | SP | SOC % | PN | BOA | MEL | MIL | DCL | DCL | DCH | DCH | PQR |  | MDO | MDB
|  |  |  | Dynamic Containment DCL: MW; Dynamic Containment DCL: MWh; Dynamic Containment DCH: MW; Dynamic Containment DCH: MWh; Positive Quick Reserve PQR: MW | MWh | MWh | MWh
BM window | 11:00 - 11:30 | SP23 | 50 | 0 | 0 | 100 | -100 | 0 | n/a | 0 | n/a | 0 | n/a | 50 | -50
| 11:30 -12:00 | SP24 | 50 | 0 | 0 | 100 | -100 | 0 | n/a | 0 | n/a | 0 | n/a | 50 | -50
| 12:00 - 12:30 | SP25 | 50 | 0 | 0 | 100 | -100 | 0 | n/a | 0 | n/a | 0 | n/a | 50 | -50
| 12:30 - 13:00 | SP26 | 50 | 0 | 0 | 100 | -100 | 0 | n/a | 0 | n/a | 0 | n/a | 50 | -50
| 13:00 - 13:30 | SP27 | 50 | 0 | 0 | 100 | -100 | 0 | n/a | 0 | n/a | 0 | n/a | 50 | -50
| 13:30 - 14:00 | SP28 | 50 | 0 | 0 | 100 | -100 | 0 | n/a | 0 | n/a | 0 | n/a | 50 | -50
| 14:00 - 14:30 | SP29 | 50 | 0 | 0 | 100 | -100 | 0 | n/a | 0 | n/a | 0 | n/a | 50 | -50
| 14:30 - 15:00 | SP30 | 50 | 0 | 0 | 100 | -100 | 0 | n/a | 0 | n/a | 0 | n/a | 50 | -50
| 15:00 - 15:30 | SP31 | 50 | 0 | 0 | 100 | -100 | 0 | n/a | 0 | n/a | 0 | n/a | 50 | -50
| 15:30 - 16:00 | SP32 | 50 | 0 | 0 | 100 | -100 | 0 | n/a | 0 | n/a | 0 | n/a | 50 | -50
| 16:00 - 16:30 | SP33 | 50 | 0 | 0 | 100 | -100 | 0 | n/a | 0 | n/a | 0 | n/a | 50 | -50
| 16:30 - 17:00 | SP34 | 50 | 0 | 0 | 100 | -100 | 0 | n/a | 0 | n/a | 0 | n/a | 50 | -50
| 17:00 - 17:30 | SP35 | 50 | 0 | 0 | 100 | -100 | 0 | n/a | 0 | n/a | 0 | n/a | 50 | -50
| 17:30 - 18:00 | SP36 | 50 | 0 | 0 | 100 | -100 | 0 | n/a | 0 | n/a | 0 | n/a | 50 | -50
| 18:00 - 18:30 | SP37 | 50 | 0 | 0 | 100 | -100 | 0 | n/a | 0 | n/a | 0 | n/a | 50 | -50
| 18:30 - 19:00 | SP38 | 50 | 0 | 0 | 100 | -100 | 0 | n/a | 0 | n/a | 0 | n/a | 50 | -50
| 19:00 - 19:30 | SP39 | 50 | 0 | 0 | 100 | -100 | 0 | n/a | 0 | n/a | 0 | n/a | 50 | -50
| 19:30 - 20:00 | SP40 | 50 | 0 | 0 | 100 | -100 | 0 | n/a | 0 | n/a | 0 | n/a | 50 | -50
| 20:00 - 20:30 | SP41 | 50 | 0 | 0 | 100 | -100 | 0 | n/a | 0 | n/a | 0 | n/a | 50 | -50
| 20:30 - 21:00 | SP42 | 50 | 0 | 0 | 100 | -100 | 0 | n/a | 0 | n/a | 0 | n/a | 50 | -50
| 21:00 - 21:30 | SP43 | 50 | 0 | 0 | 100 | -100 | 0 | n/a | 0 | n/a | 0 | n/a | 50 | -50
| 21:30 - 22:00 | SP44 | 50 | 0 | 0 | 100 | -100 | 0 | n/a | 0 | n/a | 0 | n/a | 50 | -50
| 22:00 - 22:30 | SP45 | 50 | 0 | 0 | 100 | -100 | 0 | n/a | 0 | n/a | 0 | n/a | 50 | -50
| 22:30 - 23:00 | SP46 | 50 | 0 | 0 | 100 | -100 | 0 | n/a | 0 | n/a | 0 | n/a | 50 | -50
| 23:00 -23:30 | SP47 | 50 | 0 | 0 | 100 | -100 | 0 | n/a | 0 | n/a | 0 | n/a | 50 | -50
| 23:30 - 00:00 | SP48 | 50 | 0 | 0 | 100 | -100 | 0 | n/a | 0 | n/a | 0 | n/a | 50 | -50
| 00:00 - 00:30 | SP1 | 50 | 0 | 0 | 100 | -100 | 0 | n/a | 0 | n/a | 0 | n/a | 50 | -50
| 00:30 - 01:00 | SP2 | 50 | 0 | 0 | 100 | -100 | 0 | n/a | 0 | n/a | 0 | n/a | 50 | -50
| 01:00 - 01:30 | SP3 | 50 | 0 | 0 | 100 | -100 | 0 | n/a | 0 | n/a | 0 | n/a | 50 | -50
| 01:30 - 02:00 | SP4 | 50 | 0 | 0 | 100 | -100 | 0 | n/a | 0 | n/a | 0 | n/a | 50 | -50
| 02:00 - 02:30 | SP5 | 50 | 0 | 0 | 100 | -100 | 0 | n/a | 0 | n/a | 0 | n/a | 50 | -50
| 02:30 - 03:00 | SP6 | 50 | 0 | 0 | 100 | -100 | 0 | n/a | 0 | n/a | 0 | n/a | 50 | -50
| 03:00 - 03:30 | SP7 | 50 | 0 | 0 | 100 | -100 | 0 | n/a | 0 | n/a | 0 | n/a | 50 | -50
| 03:30 - 04:00 | SP8 | 50 | 0 | 0 | 100 | -100 | 0 | n/a | 0 | n/a | 0 | n/a | 50 | -50
| 04:00 - 04:30 | SP9 | 50 | 0 | 0 | 100 | -100 | 0 | n/a | 0 | n/a | 0 | n/a | 50 | -50
| 04:30 - 05:00 | SP10 | 50 | 0 | 0 | 100 | -100 | 0 | n/a | 0 | n/a | 0 | n/a | 50 | -50
| 05:00 - 05:30 | SP11 | 50 | 0 | 0 | 100 | -100 | 0 | n/a | 0 | n/a | 0 | n/a | 50 | -50
| 05:30 - 06:00 | SP12 | 50 | 0 | 0 | 100 | -100 | 0 | n/a | 0 | n/a | 0 | n/a | 50 | -50
| 06:00 - 06:30 | SP13 | 50 | 0 | 0 | 100 | -100 | 0 | n/a | 0 | n/a | 0 | n/a | 50 | -50
| 06:30 - 07:00 | SP14 | 50 | 0 | 0 | 100 | -100 | 0 | n/a | 0 | n/a | 0 | n/a | 50 | -50
| 07:00 - 07:30 | SP15 | 50 | 0 | 0 | 100 | -100 | 0 | n/a | 0 | n/a | 0 | n/a | 50 | -50
| 07:30 - 08:00 | SP16 | 50 | 0 | 0 | 100 | -100 | 0 | n/a | 0 | n/a | 0 | n/a | 50 | -50
| 08:00 - 08:30 | SP17 | 50 | 0 | 0 | 100 | -100 | 0 | n/a | 0 | n/a | 0 | n/a | 50 | -50
| 08:30 - 09:00 | SP18 | 50 | 0 | 0 | 100 | -100 | 0 | n/a | 0 | n/a | 0 | n/a | 50 | -50
| 09:00 - 09:30 | SP19 | 50 | 0 | 0 | 100 | -100 | 0 | n/a | 0 | n/a | 0 | n/a | 50 | -50
| 09:30 - 10:00 | SP20 | 50 | 0 | 0 | 100 | -100 | 0 | n/a | 0 | n/a | 0 | n/a | 50 | -50
| 10:00 - 10:30 | SP21 | 50 | 0 | 0 | 100 | -100 | 0 | n/a | 0 | n/a | 0 | n/a | 50 | -50
| 10:30 - 11:00 | SP22 | 50 | 0 | 0 | 100 | -100 | 0 | n/a | 0 | n/a | 0 | n/a | 50 | -50
| 11:00 - 11:30 | SP23 | 50 | 0 | 0 | 100 | -100 | 0 | n/a | 0 | n/a | 0 | n/a | 50 | -50
| 11:30 - 12:00 | SP24 | 50 | 0 | 0 | 100 | -100 | 0 | n/a | 0 | n/a | 0 | n/a | 50 | -50
| 12:00 - 12:30 | SP25 | 50 | 0 | 0 | 100 | -100 | 0 | n/a | 0 | n/a | 0 | n/a | 50 | -50
| 12:30 - 13:00 | SP26 | 50 | 0 | 0 | 100 | -100 | 0 | n/a | 0 | n/a | 0 | n/a | 50 | -50
| 13:00 - 13:30 | SP27 | 50 | 0 | 0 | 100 | -100 | 0 | n/a | 0 | n/a | 0 | n/a | 50 | -50
| 13:30 - 14:00 | SP28 | 50 | 0 | 0 | 100 | -100 | 0 | n/a | 0 | n/a | 0 | n/a | 50 | -50
| 14:00 - 14:30 | SP29 | 50 | 0 | 0 | 100 | -100 | 0 | n/a | 0 | n/a | 0 | n/a | 50 | -50
| 14:30 - 15:00 | SP30 | 50 | 0 | 0 | 100 | -100 | 0 | n/a | 0 | n/a | 0 | n/a | 50 | -50
| 15:00 - 15:30 | SP31 | 50 | 0 | 0 | 100 | -100 | 0 | n/a | 0 | n/a | 0 | n/a | 50 | -50
| 15:30 - 16:00 | SP32 | 50 | 0 | 0 | 100 | -100 | 0 | n/a | 0 | n/a | 0 | n/a | 50 | -50
| 16:00 - 16:30 | SP33 | 50 | 0 | 0 | 100 | -100 | 0 | n/a | 0 | n/a | 0 | n/a | 50 | -50
| 16:30 - 17:00 | SP34 | 50 | 0 | 0 | 100 | -100 | 0 | n/a | 0 | n/a | 0 | n/a | 50 | -50
| 17:00 - 17:30 | SP35 | 50 | 0 | 0 | 100 | -100 | 0 | n/a | 0 | n/a | 0 | n/a | 50 | -50
| 17:30 - 18:00 | SP36 | 50 | 0 | 0 | 100 | -100 | 0 | n/a | 0 | n/a | 0 | n/a | 50 | -50
| 18:00 - 18:30 | SP37 | 50 | 0 | 0 | 100 | -100 | 0 | n/a | 0 | n/a | 0 | n/a | 50 | -50
| 18:30 - 19:00 | SP38 | 50 | 0 | 0 | 100 | -100 | 0 | n/a | 0 | n/a | 0 | n/a | 50 | -50
| 19:00 - 19:30 | SP39 | 50 | 0 | 0 | 100 | -100 | 0 | n/a | 0 | n/a | 0 | n/a | 50 | -50
| 19:30 - 20:00 | SP40 | 50 | 0 | 0 | 100 | -100 | 0 | n/a | 0 | n/a | 0 | n/a | 50 | -50
| 20:00 - 20:30 | SP41 | 50 | 0 | 0 | 100 | -100 | 0 | n/a | 0 | n/a | 0 | n/a | 50 | -50
| 20:30 - 21:00 | SP42 | 50 | 0 | 0 | 100 | -100 | 0 | n/a | 0 | n/a | 0 | n/a | 50 | -50
| 21:00 - 21:30 | SP43 | 50 | 0 | 0 | 100 | -100 | 0 | n/a | 0 | n/a | 0 | n/a | 50 | -50
| 21:30 - 22:00 | SP44 | 50 | 0 | 0 | 100 | -100 | 0 | n/a | 0 | n/a | 0 | n/a | 50 | -50
| 22:00 - 22:30 | SP45 | 50 | 0 | 0 | 100 | -100 | 0 | n/a | 0 | n/a | 0 | n/a | 50 | -50
| 22:30 - 23:00 | SP46 | 50 | 0 | 0 | 100 | -100 | 0 | n/a | 0 | n/a | 0 | n/a | 50 | -50
| 23:00 -23:30 | SP47 | 50 | 0 | 0 | 100 | -100 | 0 | n/a | 0 | n/a | 0 | n/a | 50 | -50
| 23:30 - 00:00 | SP48 | 50 | 0 | 0 | 100 | -100 | 0 | n/a | 0 | n/a | 0 | n/a | 50 | -50
| 00:00 - 00:30 | SP1 | 50 | 0 | 0 | 100 | -100 | 0 | n/a | 0 | n/a | 0 | n/a | 50 | -50
| 00:30 - 01:00 | SP2 | 50 | 0 | 0 | 100 | -100 | 0 | n/a | 0 | n/a | 0 | n/a | 50 | -50
| 01:00 - 01:30 | SP3 | 50 | 0 | 0 | 100 | -100 | 0 | n/a | 0 | n/a | 0 | n/a | 50 | -50
| 01:30 - 02:00 | SP4 | 50 | 0 | 0 | 100 | -100 | 0 | n/a | 0 | n/a | 0 | n/a | 50 | -50
| 02:00 - 02:30 | SP5 | 50 | 0 | 0 | 100 | -100 | 0 | n/a | 0 | n/a | 0 | n/a | 50 | -50
| 02:30 - 03:00 | SP6 | 50 | 0 | 0 | 100 | -100 | 0 | n/a | 0 | n/a | 0 | n/a | 50 | -50
| 03:00 - 03:30 | SP7 | 50 | 0 | 0 | 100 | -100 | 0 | n/a | 0 | n/a | 0 | n/a | 50 | -50
| 03:30 - 04:00 | SP8 | 50 | 0 | 0 | 100 | -100 | 0 | n/a | 0 | n/a | 0 | n/a | 50 | -50
| 04:00 - 04:30 | SP9 | 50 | 0 | 0 | 100 | -100 | 0 | n/a | 0 | n/a | 0 | n/a | 50 | -50
| 04:30 - 05:00 | SP10 | 50 | 0 | 0 | 100 | -100 | 0 | n/a | 0 | n/a | 0 | n/a | 50 | -50

## 1.2 No BOA_ZeroPN_PQR
11:00 to 05:00 D+2
[8 empty] | Dynamic Containment |  |  |  | Positive Quick Reserve |  | Declared
| Time | SP | SOC % | PN | BOA | MEL | MIL | DCL | DCL | DCH | DCH | PQR |  | MDO | MDB
|  |  |  | Dynamic Containment DCL: MW; Dynamic Containment DCL: MWh; Dynamic Containment DCH: MW; Dynamic Containment DCH: MWh; Positive Quick Reserve PQR: MW | MWh | MWh | MWh
BM window | 11:00 - 11:30 | SP23 | 50 | 0 | 0 | 100 | -100 | 0 | n/a | 0 | n/a | 0 | n/a | 50 | -50
| 11:30 -12:00 | SP24 | 50 | 0 | 0 | 100 | -100 | 0 | n/a | 0 | n/a | 0 | n/a | 50 | -50
| 12:00 - 12:30 | SP25 | 50 | 0 | 0 | 100 | -100 | 0 | n/a | 0 | n/a | 0 | n/a | 50 | -50
| 12:30 - 13:00 | SP26 | 50 | 0 | 0 | 100 | -100 | 0 | n/a | 0 | n/a | 0 | n/a | 50 | -50
| 13:00 - 13:30 | SP27 | 50 | 0 | 0 | 100 | -100 | 0 | n/a | 0 | n/a | 0 | n/a | 50 | -50
| 13:30 - 14:00 | SP28 | 50 | 0 | 0 | 100 | -100 | 0 | n/a | 0 | n/a | 0 | n/a | 50 | -50
| 14:00 - 14:30 | SP29 | 50 | 0 | 0 | 100 | -100 | 0 | n/a | 0 | n/a | 0 | n/a | 50 | -50
| 14:30 - 15:00 | SP30 | 50 | 0 | 0 | 100 | -100 | 0 | n/a | 0 | n/a | 0 | n/a | 50 | -50
| 15:00 - 15:30 | SP31 | 50 | 0 | 0 | 100 | -100 | 0 | n/a | 0 | n/a | 0 | n/a | 50 | -50
| 15:30 - 16:00 | SP32 | 50 | 0 | 0 | 100 | -100 | 0 | n/a | 0 | n/a | 0 | n/a | 50 | -50
| 16:00 - 16:30 | SP33 | 50 | 0 | 0 | 100 | -100 | 0 | n/a | 0 | n/a | 0 | n/a | 50 | -50
| 16:30 - 17:00 | SP34 | 50 | 0 | 0 | 100 | -100 | 0 | n/a | 0 | n/a | 0 | n/a | 50 | -50
| 17:00 - 17:30 | SP35 | 50 | 0 | 0 | 100 | -100 | 0 | n/a | 0 | n/a | 0 | n/a | 40 | -50
| 17:30 - 18:00 | SP36 | 50 | 0 | 0 | 100 | -100 | 0 | n/a | 0 | n/a | 0 | n/a | 40 | -50
| 18:00 - 18:30 | SP37 | 50 | 0 | 0 | 100 | -100 | 0 | n/a | 0 | n/a | 0 | n/a | 40 | -50
| 18:30 - 19:00 | SP38 | 50 | 0 | 0 | 100 | -100 | 0 | n/a | 0 | n/a | 0 | n/a | 40 | -50
| 19:00 - 19:30 | SP39 | 50 | 0 | 0 | 100 | -100 | 0 | n/a | 0 | n/a | 20 | 10 | 50 | -50
| 19:30 - 20:00 | SP40 | 50 | 0 | 0 | 100 | -100 | 0 | n/a | 0 | n/a | 0 | n/a | 40 | -50
| 20:00 - 20:30 | SP41 | 50 | 0 | 0 | 100 | -100 | 0 | n/a | 0 | n/a | 0 | n/a | 40 | -50
| 20:30 - 21:00 | SP42 | 50 | 0 | 0 | 100 | -100 | 0 | n/a | 0 | n/a | 0 | n/a | 50 | -50
| 21:00 - 21:30 | SP43 | 50 | 0 | 0 | 100 | -100 | 0 | n/a | 0 | n/a | 0 | n/a | 50 | -50
| 21:30 - 22:00 | SP44 | 50 | 0 | 0 | 100 | -100 | 0 | n/a | 0 | n/a | 0 | n/a | 50 | -50
| 22:00 - 22:30 | SP45 | 50 | 0 | 0 | 100 | -100 | 0 | n/a | 0 | n/a | 0 | n/a | 50 | -50
| 22:30 - 23:00 | SP46 | 50 | 0 | 0 | 100 | -100 | 0 | n/a | 0 | n/a | 0 | n/a | 50 | -50
| 23:00 -23:30 | SP47 | 50 | 0 | 0 | 100 | -100 | 0 | n/a | 0 | n/a | 0 | n/a | 50 | -50
| 23:30 - 00:00 | SP48 | 50 | 0 | 0 | 100 | -100 | 0 | n/a | 0 | n/a | 0 | n/a | 50 | -50
| 00:00 - 00:30 | SP1 | 50 | 0 | 0 | 100 | -100 | 0 | n/a | 0 | n/a | 0 | n/a | 50 | -50
| 00:30 - 01:00 | SP2 | 50 | 0 | 0 | 100 | -100 | 0 | n/a | 0 | n/a | 0 | n/a | 50 | -50
| 01:00 - 01:30 | SP3 | 50 | 0 | 0 | 100 | -100 | 0 | n/a | 0 | n/a | 0 | n/a | 50 | -50
| 01:30 - 02:00 | SP4 | 50 | 0 | 0 | 100 | -100 | 0 | n/a | 0 | n/a | 0 | n/a | 50 | -50
| 02:00 - 02:30 | SP5 | 50 | 0 | 0 | 100 | -100 | 0 | n/a | 0 | n/a | 0 | n/a | 50 | -50
| 02:30 - 03:00 | SP6 | 50 | 0 | 0 | 100 | -100 | 0 | n/a | 0 | n/a | 0 | n/a | 50 | -50
| 03:00 - 03:30 | SP7 | 50 | 0 | 0 | 100 | -100 | 0 | n/a | 0 | n/a | 0 | n/a | 50 | -50
| 03:30 - 04:00 | SP8 | 50 | 0 | 0 | 100 | -100 | 0 | n/a | 0 | n/a | 0 | n/a | 50 | -50
| 04:00 - 04:30 | SP9 | 50 | 0 | 0 | 100 | -100 | 0 | n/a | 0 | n/a | 0 | n/a | 50 | -50
| 04:30 - 05:00 | SP10 | 50 | 0 | 0 | 100 | -100 | 0 | n/a | 0 | n/a | 0 | n/a | 50 | -50
| 05:00 - 05:30 | SP11 | 50 | 0 | 0 | 100 | -100 | 0 | n/a | 0 | n/a | 0 | n/a | 50 | -50
| 05:30 - 06:00 | SP12 | 50 | 0 | 0 | 100 | -100 | 0 | n/a | 0 | n/a | 0 | n/a | 50 | -50
| 06:00 - 06:30 | SP13 | 50 | 0 | 0 | 100 | -100 | 0 | n/a | 0 | n/a | 0 | n/a | 50 | -50
| 06:30 - 07:00 | SP14 | 50 | 0 | 0 | 100 | -100 | 0 | n/a | 0 | n/a | 0 | n/a | 50 | -50
| 07:00 - 07:30 | SP15 | 50 | 0 | 0 | 100 | -100 | 0 | n/a | 0 | n/a | 0 | n/a | 50 | -50
| 07:30 - 08:00 | SP16 | 50 | 0 | 0 | 100 | -100 | 0 | n/a | 0 | n/a | 0 | n/a | 50 | -50
| 08:00 - 08:30 | SP17 | 50 | 0 | 0 | 100 | -100 | 0 | n/a | 0 | n/a | 0 | n/a | 50 | -50
| 08:30 - 09:00 | SP18 | 50 | 0 | 0 | 100 | -100 | 0 | n/a | 0 | n/a | 0 | n/a | 50 | -50
| 09:00 - 09:30 | SP19 | 50 | 0 | 0 | 100 | -100 | 0 | n/a | 0 | n/a | 0 | n/a | 50 | -50
| 09:30 - 10:00 | SP20 | 50 | 0 | 0 | 100 | -100 | 0 | n/a | 0 | n/a | 0 | n/a | 50 | -50
| 10:00 - 10:30 | SP21 | 50 | 0 | 0 | 100 | -100 | 0 | n/a | 0 | n/a | 0 | n/a | 50 | -50
| 10:30 - 11:00 | SP22 | 50 | 0 | 0 | 100 | -100 | 0 | n/a | 0 | n/a | 0 | n/a | 50 | -50
| 11:00 - 11:30 | SP23 | 50 | 0 | 0 | 100 | -100 | 0 | n/a | 0 | n/a | 0 | n/a | 50 | -50
| 11:30 - 12:00 | SP24 | 50 | 0 | 0 | 100 | -100 | 0 | n/a | 0 | n/a | 0 | n/a | 50 | -50
| 12:00 - 12:30 | SP25 | 50 | 0 | 0 | 100 | -100 | 0 | n/a | 0 | n/a | 0 | n/a | 50 | -50
| 12:30 - 13:00 | SP26 | 50 | 0 | 0 | 100 | -100 | 0 | n/a | 0 | n/a | 0 | n/a | 50 | -50
| 13:00 - 13:30 | SP27 | 50 | 0 | 0 | 100 | -100 | 0 | n/a | 0 | n/a | 0 | n/a | 50 | -50
| 13:30 - 14:00 | SP28 | 50 | 0 | 0 | 100 | -100 | 0 | n/a | 0 | n/a | 0 | n/a | 50 | -50
| 14:00 - 14:30 | SP29 | 50 | 0 | 0 | 100 | -100 | 0 | n/a | 0 | n/a | 0 | n/a | 50 | -50
| 14:30 - 15:00 | SP30 | 50 | 0 | 0 | 100 | -100 | 0 | n/a | 0 | n/a | 0 | n/a | 50 | -50
| 15:00 - 15:30 | SP31 | 50 | 0 | 0 | 100 | -100 | 0 | n/a | 0 | n/a | 0 | n/a | 50 | -50
| 15:30 - 16:00 | SP32 | 50 | 0 | 0 | 100 | -100 | 0 | n/a | 0 | n/a | 0 | n/a | 50 | -50
| 16:00 - 16:30 | SP33 | 50 | 0 | 0 | 100 | -100 | 0 | n/a | 0 | n/a | 0 | n/a | 50 | -50
| 16:30 - 17:00 | SP34 | 50 | 0 | 0 | 100 | -100 | 0 | n/a | 0 | n/a | 0 | n/a | 50 | -50
| 17:00 - 17:30 | SP35 | 50 | 0 | 0 | 100 | -100 | 0 | n/a | 0 | n/a | 0 | n/a | 50 | -50
| 17:30 - 18:00 | SP36 | 50 | 0 | 0 | 100 | -100 | 0 | n/a | 0 | n/a | 0 | n/a | 50 | -50
| 18:00 - 18:30 | SP37 | 50 | 0 | 0 | 100 | -100 | 0 | n/a | 0 | n/a | 0 | n/a | 50 | -50
| 18:30 - 19:00 | SP38 | 50 | 0 | 0 | 100 | -100 | 0 | n/a | 0 | n/a | 0 | n/a | 50 | -50
| 19:00 - 19:30 | SP39 | 50 | 0 | 0 | 100 | -100 | 0 | n/a | 0 | n/a | 0 | n/a | 50 | -50
| 19:30 - 20:00 | SP40 | 50 | 0 | 0 | 100 | -100 | 0 | n/a | 0 | n/a | 0 | n/a | 50 | -50
| 20:00 - 20:30 | SP41 | 50 | 0 | 0 | 100 | -100 | 0 | n/a | 0 | n/a | 0 | n/a | 50 | -50
| 20:30 - 21:00 | SP42 | 50 | 0 | 0 | 100 | -100 | 0 | n/a | 0 | n/a | 0 | n/a | 50 | -50
| 21:00 - 21:30 | SP43 | 50 | 0 | 0 | 100 | -100 | 0 | n/a | 0 | n/a | 0 | n/a | 50 | -50
| 21:30 - 22:00 | SP44 | 50 | 0 | 0 | 100 | -100 | 0 | n/a | 0 | n/a | 0 | n/a | 50 | -50
| 22:00 - 22:30 | SP45 | 50 | 0 | 0 | 100 | -100 | 0 | n/a | 0 | n/a | 0 | n/a | 50 | -50
| 22:30 - 23:00 | SP46 | 50 | 0 | 0 | 100 | -100 | 0 | n/a | 0 | n/a | 0 | n/a | 50 | -50
| 23:00 -23:30 | SP47 | 50 | 0 | 0 | 100 | -100 | 0 | n/a | 0 | n/a | 0 | n/a | 50 | -50
| 23:30 - 00:00 | SP48 | 50 | 0 | 0 | 100 | -100 | 0 | n/a | 0 | n/a | 0 | n/a | 50 | -50
| 00:00 - 00:30 | SP1 | 50 | 0 | 0 | 100 | -100 | 0 | n/a | 0 | n/a | 0 | n/a | 50 | -50
| 00:30 - 01:00 | SP2 | 50 | 0 | 0 | 100 | -100 | 0 | n/a | 0 | n/a | 0 | n/a | 50 | -50
| 01:00 - 01:30 | SP3 | 50 | 0 | 0 | 100 | -100 | 0 | n/a | 0 | n/a | 0 | n/a | 50 | -50
| 01:30 - 02:00 | SP4 | 50 | 0 | 0 | 100 | -100 | 0 | n/a | 0 | n/a | 0 | n/a | 50 | -50
| 02:00 - 02:30 | SP5 | 50 | 0 | 0 | 100 | -100 | 0 | n/a | 0 | n/a | 0 | n/a | 50 | -50
| 02:30 - 03:00 | SP6 | 50 | 0 | 0 | 100 | -100 | 0 | n/a | 0 | n/a | 0 | n/a | 50 | -50
| 03:00 - 03:30 | SP7 | 50 | 0 | 0 | 100 | -100 | 0 | n/a | 0 | n/a | 0 | n/a | 50 | -50
| 03:30 - 04:00 | SP8 | 50 | 0 | 0 | 100 | -100 | 0 | n/a | 0 | n/a | 0 | n/a | 50 | -50
| 04:00 - 04:30 | SP9 | 50 | 0 | 0 | 100 | -100 | 0 | n/a | 0 | n/a | 0 | n/a | 50 | -50
| 04:30 - 05:00 | SP10 | 50 | 0 | 0 | 100 | -100 | 0 | n/a | 0 | n/a | 0 | n/a | 50 | -50

## 1.3 No BOA_ZeroPN_PQR_DCL
11:00 to 05:00 D+2
[8 empty] | Dynamic Containment |  | Positive Quick Reserve |  | Declared
| Time | SP | SOC % | PN | BOA | MEL | MIL | DCL | DCL | PQR |  | MDO | MDB
[8 empty] | MW | MWh | MW | MWh | MWh | MWh
BM window | 11:00 - 11:30 | SP23 | 50 | 0 | 0 | 100 | -100 | 0 | n/a | 0 | n/a | 50 | -50
| 11:30 -12:00 | SP24 | 50 | 0 | 0 | 100 | -100 | 0 | n/a | 0 | n/a | 50 | -50
| 12:00 - 12:30 | SP25 | 50 | 0 | 0 | 100 | -100 | 0 | n/a | 0 | n/a | 50 | -50
| 12:30 - 13:00 | SP26 | 50 | 0 | 0 | 100 | -100 | 0 | n/a | 0 | n/a | 50 | -50
| 13:00 - 13:30 | SP27 | 50 | 0 | 0 | 100 | -100 | 0 | n/a | 0 | n/a | 50 | -50
| 13:30 - 14:00 | SP28 | 50 | 0 | 0 | 100 | -100 | 0 | n/a | 0 | n/a | 50 | -50
| 14:00 - 14:30 | SP29 | 50 | 0 | 0 | 100 | -100 | 0 | n/a | 0 | n/a | 50 | -50
| 14:30 - 15:00 | SP30 | 50 | 0 | 0 | 100 | -100 | 0 | n/a | 0 | n/a | 50 | -50
| 15:00 - 15:30 | SP31 | 50 | 0 | 0 | 100 | -100 | 0 | n/a | 0 | n/a | 50 | -50
| 15:30 - 16:00 | SP32 | 50 | 0 | 0 | 100 | -100 | 0 | n/a | 0 | n/a | 50 | -50
| 16:00 - 16:30 | SP33 | 50 | 0 | 0 | 100 | -100 | 0 | n/a | 0 | n/a | 50 | -50
| 16:30 - 17:00 | SP34 | 50 | 0 | 0 | 100 | -100 | 0 | n/a | 0 | n/a | 50 | -50
| 17:00 - 17:30 | SP35 | 50 | 0 | 0 | 100 | -100 | 0 | n/a | 0 | n/a | 40 | -50
| 17:30 - 18:00 | SP36 | 50 | 0 | 0 | 100 | -100 | 0 | n/a | 0 | n/a | 40 | -50
| 18:00 - 18:30 | SP37 | 50 | 0 | 0 | 100 | -100 | 0 | n/a | 0 | n/a | 40 | -50
| 18:30 - 19:00 | SP38 | 50 | 0 | 0 | 100 | -100 | 0 | n/a | 0 | n/a | 40 | -50
| 19:00 - 19:30 | SP39 | 50 | 0 | 0 | 100 | -100 | 0 | n/a | 20 | 10 | 50 | -50
| 19:30 - 20:00 | SP40 | 50 | 0 | 0 | 100 | -100 | 0 | n/a | 0 | n/a | 40 | -50
| 20:00 - 20:30 | SP41 | 50 | 0 | 0 | 100 | -100 | 0 | n/a | 0 | n/a | 40 | -50
| 20:30 - 21:00 | SP42 | 50 | 0 | 0 | 100 | -100 | 0 | n/a | 0 | n/a | 50 | -50
| 21:00 - 21:30 | SP43 | 50 | 0 | 0 | 100 | -100 | 0 | n/a | 0 | n/a | 50 | -50
| 21:30 - 22:00 | SP44 | 50 | 0 | 0 | 100 | -100 | 0 | n/a | 0 | n/a | 50 | -50
| 22:00 - 22:30 | SP45 | 50 | 0 | 0 | 100 | -100 | 0 | n/a | 0 | n/a | 50 | -50
| 22:30 - 23:00 | SP46 | 50 | 0 | 0 | 100 | -100 | 0 | n/a | 0 | n/a | 50 | -50
| 23:00 -23:30 | SP47 | 50 | 0 | 0 | 100 | -100 | 0 | n/a | 0 | n/a | 50 | -50
| 23:30 - 00:00 | SP48 | 50 | 0 | 0 | 100 | -100 | 0 | n/a | 0 | n/a | 50 | -50
| 00:00 - 00:30 | SP1 | 50 | 0 | 0 | 100 | -100 | 0 | n/a | 0 | n/a | 50 | -50
| 00:30 - 01:00 | SP2 | 50 | 0 | 0 | 100 | -100 | 0 | n/a | 0 | n/a | 50 | -50
| 01:00 - 01:30 | SP3 | 50 | 0 | 0 | 100 | -100 | 0 | n/a | 0 | n/a | 50 | -50
| 01:30 - 02:00 | SP4 | 50 | 0 | 0 | 100 | -100 | 0 | n/a | 0 | n/a | 50 | -50
| 02:00 - 02:30 | SP5 | 50 | 0 | 0 | 100 | -100 | 0 | n/a | 0 | n/a | 50 | -50
| 02:30 - 03:00 | SP6 | 50 | 0 | 0 | 100 | -100 | 0 | n/a | 0 | n/a | 50 | -50
| 03:00 - 03:30 | SP7 | 50 | 0 | 0 | 100 | -100 | 0 | n/a | 0 | n/a | 50 | -50
| 03:30 - 04:00 | SP8 | 50 | 0 | 0 | 100 | -100 | 0 | n/a | 0 | n/a | 50 | -50
| 04:00 - 04:30 | SP9 | 50 | 0 | 0 | 100 | -100 | 0 | n/a | 0 | n/a | 50 | -50
| 04:30 - 05:00 | SP10 | 50 | 0 | 0 | 100 | -100 | 0 | n/a | 0 | n/a | 50 | -50
| 05:00 - 05:30 | SP11 | 50 | 0 | 0 | 100 | -100 | 0 | n/a | 0 | n/a | 37.5 | -50
| 05:30 - 06:00 | SP12 | 50 | 0 | 0 | 100 | -100 | 0 | n/a | 0 | n/a | 37.5 | -50
| 06:00 - 06:30 | SP13 | 50 | 0 | 0 | 100 | -100 | 0 | n/a | 0 | n/a | 37.5 | -50
| 06:30 - 07:00 | SP14 | 50 | 0 | 0 | 100 | -100 | 0 | n/a | 0 | n/a | 37.5 | -50
| 07:00 - 07:30 | SP15 | 50 | 0 | 0 | 50 | -100 | 50 | 12.5 | 0 | n/a | 37.5 | -50
| 07:30 - 08:00 | SP16 | 50 | 0 | 0 | 50 | -100 | 50 | 12.5 | 0 | n/a | 37.5 | -50
| 08:00 - 08:30 | SP17 | 50 | 0 | 0 | 50 | -100 | 50 | 12.5 | 0 | n/a | 37.5 | -50
| 08:30 - 09:00 | SP18 | 50 | 0 | 0 | 50 | -100 | 50 | 12.5 | 0 | n/a | 37.5 | -50
| 09:00 - 09:30 | SP19 | 50 | 0 | 0 | 50 | -100 | 50 | 12.5 | 0 | n/a | 37.5 | -50
| 09:30 - 10:00 | SP20 | 50 | 0 | 0 | 50 | -100 | 50 | 12.5 | 0 | n/a | 37.5 | -50
| 10:00 - 10:30 | SP21 | 50 | 0 | 0 | 50 | -100 | 50 | 12.5 | 0 | n/a | 37.5 | -50
| 10:30 - 11:00 | SP22 | 50 | 0 | 0 | 50 | -100 | 50 | 12.5 | 0 | n/a | 37.5 | -50
| 11:00 - 11:30 | SP23 | 50 | 0 | 0 | 100 | -100 | 0 | n/a | 0 | n/a | 37.5 | -50
| 11:30 - 12:00 | SP24 | 50 | 0 | 0 | 100 | -100 | 0 | n/a | 0 | n/a | 37.5 | -50
| 12:00 - 12:30 | SP25 | 50 | 0 | 0 | 100 | -100 | 0 | n/a | 0 | n/a | 50 | -50
| 12:30 - 13:00 | SP26 | 50 | 0 | 0 | 100 | -100 | 0 | n/a | 0 | n/a | 50 | -50
| 13:00 - 13:30 | SP27 | 50 | 0 | 0 | 100 | -100 | 0 | n/a | 0 | n/a | 50 | -50
| 13:30 - 14:00 | SP28 | 50 | 0 | 0 | 100 | -100 | 0 | n/a | 0 | n/a | 50 | -50
| 14:00 - 14:30 | SP29 | 50 | 0 | 0 | 100 | -100 | 0 | n/a | 0 | n/a | 50 | -50
| 14:30 - 15:00 | SP30 | 50 | 0 | 0 | 100 | -100 | 0 | n/a | 0 | n/a | 50 | -50
| 15:00 - 15:30 | SP31 | 50 | 0 | 0 | 100 | -100 | 0 | n/a | 0 | n/a | 50 | -50
| 15:30 - 16:00 | SP32 | 50 | 0 | 0 | 100 | -100 | 0 | n/a | 0 | n/a | 50 | -50
| 16:00 - 16:30 | SP33 | 50 | 0 | 0 | 100 | -100 | 0 | n/a | 0 | n/a | 50 | -50
| 16:30 - 17:00 | SP34 | 50 | 0 | 0 | 100 | -100 | 0 | n/a | 0 | n/a | 50 | -50
| 17:00 - 17:30 | SP35 | 50 | 0 | 0 | 100 | -100 | 0 | n/a | 0 | n/a | 50 | -50
| 17:30 - 18:00 | SP36 | 50 | 0 | 0 | 100 | -100 | 0 | n/a | 0 | n/a | 50 | -50
| 18:00 - 18:30 | SP37 | 50 | 0 | 0 | 100 | -100 | 0 | n/a | 0 | n/a | 50 | -50
| 18:30 - 19:00 | SP38 | 50 | 0 | 0 | 100 | -100 | 0 | n/a | 0 | n/a | 50 | -50
| 19:00 - 19:30 | SP39 | 50 | 0 | 0 | 100 | -100 | 0 | n/a | 0 | n/a | 50 | -50
| 19:30 - 20:00 | SP40 | 50 | 0 | 0 | 100 | -100 | 0 | n/a | 0 | n/a | 50 | -50
| 20:00 - 20:30 | SP41 | 50 | 0 | 0 | 100 | -100 | 0 | n/a | 0 | n/a | 50 | -50
| 20:30 - 21:00 | SP42 | 50 | 0 | 0 | 100 | -100 | 0 | n/a | 0 | n/a | 50 | -50
| 21:00 - 21:30 | SP43 | 50 | 0 | 0 | 100 | -100 | 0 | n/a | 0 | n/a | 50 | -50
| 21:30 - 22:00 | SP44 | 50 | 0 | 0 | 100 | -100 | 0 | n/a | 0 | n/a | 50 | -50
| 22:00 - 22:30 | SP45 | 50 | 0 | 0 | 100 | -100 | 0 | n/a | 0 | n/a | 50 | -50
| 22:30 - 23:00 | SP46 | 50 | 0 | 0 | 100 | -100 | 0 | n/a | 0 | n/a | 50 | -50
| 23:00 -23:30 | SP47 | 50 | 0 | 0 | 100 | -100 | 0 | n/a | 0 | n/a | 50 | -50
| 23:30 - 00:00 | SP48 | 50 | 0 | 0 | 100 | -100 | 0 | n/a | 0 | n/a | 50 | -50
| 00:00 - 00:30 | SP1 | 50 | 0 | 0 | 100 | -100 | 0 | n/a | 0 | n/a | 50 | -50
| 00:30 - 01:00 | SP2 | 50 | 0 | 0 | 100 | -100 | 0 | n/a | 0 | n/a | 50 | -50
| 01:00 - 01:30 | SP3 | 50 | 0 | 0 | 100 | -100 | 0 | n/a | 0 | n/a | 50 | -50
| 01:30 - 02:00 | SP4 | 50 | 0 | 0 | 100 | -100 | 0 | n/a | 0 | n/a | 50 | -50
| 02:00 - 02:30 | SP5 | 50 | 0 | 0 | 100 | -100 | 0 | n/a | 0 | n/a | 50 | -50
| 02:30 - 03:00 | SP6 | 50 | 0 | 0 | 100 | -100 | 0 | n/a | 0 | n/a | 50 | -50
| 03:00 - 03:30 | SP7 | 50 | 0 | 0 | 100 | -100 | 0 | n/a | 0 | n/a | 50 | -50
| 03:30 - 04:00 | SP8 | 50 | 0 | 0 | 100 | -100 | 0 | n/a | 0 | n/a | 50 | -50
| 04:00 - 04:30 | SP9 | 50 | 0 | 0 | 100 | -100 | 0 | n/a | 0 | n/a | 50 | -50
| 04:30 - 05:00 | SP10 | 50 | 0 | 0 | 100 | -100 | 0 | n/a | 0 | n/a | 50 | -50

## 1.4 No BOA_NonZeroPN_PQR_DCL
11:00 to 05:00 D+2
[8 empty] | Dynamic Containment |  | Positive Quick Reserve |  | Declared
| Time | SP | SOC % | PN | BOA | MEL | MIL | DCL | DCL | PQR |  | MDO | MDB
[8 empty] | MW | MWh | MW | MWh | MWh | MWh
BM window | 11:00 - 11:30 | SP23 | 50 | 0 | 0 | 100 | -100 | 0 | n/a | 0 | n/a | 50 | -50
| 11:30 -12:00 | SP24 | 50 | 0 | 0 | 100 | -100 | 0 | n/a | 0 | n/a | 50 | -50
| 12:00 - 12:30 | SP25 | 50 | 0 | 0 | 100 | -100 | 0 | n/a | 0 | n/a | 50 | -50
| 12:30 - 13:00 | SP26 | 50 | 0 | 0 | 100 | -100 | 0 | n/a | 0 | n/a | 50 | -50
| 13:00 - 13:30 | SP27 | 50 | 0 | 0 | 100 | -100 | 0 | n/a | 0 | n/a | 50 | -50
| 13:30 - 14:00 | SP28 | 50 | 0 | 0 | 100 | -100 | 0 | n/a | 0 | n/a | 50 | -50
| 14:00 - 14:30 | SP29 | 50 | 0 | 0 | 100 | -100 | 0 | n/a | 0 | n/a | 50 | -50
| 14:30 - 15:00 | SP30 | 50 | 0 | 0 | 100 | -100 | 0 | n/a | 0 | n/a | 50 | -50
| 15:00 - 15:30 | SP31 | 50 | 0 | 0 | 100 | -100 | 0 | n/a | 0 | n/a | 50 | -50
| 15:30 - 16:00 | SP32 | 50 | 0 | 0 | 100 | -100 | 0 | n/a | 0 | n/a | 50 | -50
| 16:00 - 16:30 | SP33 | 50 | 0 | 0 | 100 | -100 | 0 | n/a | 0 | n/a | 50 | -50
| 16:30 - 17:00 | SP34 | 50 | 0 | 0 | 100 | -100 | 0 | n/a | 0 | n/a | 50 | -50
| 17:00 - 17:30 | SP35 | 50 | 0 | 0 | 100 | -100 | 0 | n/a | 0 | n/a | 40 | -50
| 17:30 - 18:00 | SP36 | 50 | 0 | 0 | 100 | -100 | 0 | n/a | 0 | n/a | 40 | -50
| 18:00 - 18:30 | SP37 | 50 | 0 | 0 | 100 | -100 | 0 | n/a | 0 | n/a | 40 | -50
| 18:30 - 19:00 | SP38 | 50 | 0 | 0 | 100 | -100 | 0 | n/a | 0 | n/a | 40 | -50
| 19:00 - 19:30 | SP39 | 50 | 0 | 0 | 100 | -100 | 0 | n/a | 20 | 10 | 50 | -50
| 19:30 - 20:00 | SP40 | 50 | 0 | 0 | 100 | -100 | 0 | n/a | 0 | n/a | 40 | -50
| 20:00 - 20:30 | SP41 | 50 | 0 | 0 | 100 | -100 | 0 | n/a | 0 | n/a | 40 | -50
| 20:30 - 21:00 | SP42 | 50 | 0 | 0 | 100 | -100 | 0 | n/a | 0 | n/a | 50 | -50
| 21:00 - 21:30 | SP43 | 50 | 0 | 0 | 100 | -100 | 0 | n/a | 0 | n/a | 50 | -50
| 21:30 - 22:00 | SP44 | 50 | 0 | 0 | 100 | -100 | 0 | n/a | 0 | n/a | 50 | -50
| 22:00 - 22:30 | SP45 | 50 | 0 | 0 | 100 | -100 | 0 | n/a | 0 | n/a | 50 | -50
| 22:30 - 23:00 | SP46 | 50 | 0 | 0 | 100 | -100 | 0 | n/a | 0 | n/a | 50 | -50
| 23:00 -23:30 | SP47 | 50 | 0 | 0 | 100 | -100 | 0 | n/a | 0 | n/a | 50 | -50
| 23:30 - 00:00 | SP48 | 50 | 0 | 0 | 100 | -100 | 0 | n/a | 0 | n/a | 50 | -50
| 00:00 - 00:30 | SP1 | 50 | 0 | 0 | 100 | -100 | 0 | n/a | 0 | n/a | 50 | -50
| 00:30 - 01:00 | SP2 | 50 | 0 | 0 | 100 | -100 | 0 | n/a | 0 | n/a | 50 | -50
| 01:00 - 01:30 | SP3 | 50 | 0 | 0 | 100 | -100 | 0 | n/a | 0 | n/a | 50 | -50
| 01:30 - 02:00 | SP4 | 50 | 0 | 0 | 100 | -100 | 0 | n/a | 0 | n/a | 50 | -50
| 02:00 - 02:30 | SP5 | 50 | 0 | 0 | 100 | -100 | 0 | n/a | 0 | n/a | 50 | -50
| 02:30 - 03:00 | SP6 | 50 | 0 | 0 | 100 | -100 | 0 | n/a | 0 | n/a | 50 | -50
| 03:00 - 03:30 | SP7 | 50 | 0 | 0 | 100 | -100 | 0 | n/a | 0 | n/a | 50 | -50
| 03:30 - 04:00 | SP8 | 50 | 0 | 0 | 100 | -100 | 0 | n/a | 0 | n/a | 50 | -50
| 04:00 - 04:30 | SP9 | 50 | 0 | 0 | 100 | -100 | 0 | n/a | 0 | n/a | 50 | -50
| 04:30 - 05:00 | SP10 | 50 | 0 | 0 | 100 | -100 | 0 | n/a | 0 | n/a | 50 | -50
| 05:00 - 05:30 | SP11 | 50 | 0 | 0 | 100 | -100 | 0 | n/a | 0 | n/a | 37.5 | -50
| 05:30 - 06:00 | SP12 | 50 | 0 | 0 | 100 | -100 | 0 | n/a | 0 | n/a | 37.5 | -50
| 06:00 - 06:30 | SP13 | 50 | 0 | 0 | 100 | -100 | 0 | n/a | 0 | n/a | 37.5 | -50
| 06:30 - 07:00 | SP14 | 50 | 0 | 0 | 100 | -100 | 0 | n/a | 0 | n/a | 37.5 | -50
| 07:00 - 07:30 | SP15 | 50 | 0 | 0 | 50 | -100 | 50 | 12.5 | 0 | n/a | 37.5 | -50
| 07:30 - 08:00 | SP16 | 50 | 0 | 0 | 50 | -100 | 50 | 12.5 | 0 | n/a | 37.5 | -50
| 08:00 - 08:30 | SP17 | 50 | 0 | 0 | 50 | -100 | 50 | 12.5 | 0 | n/a | 37.5 | -50
| 08:30 - 09:00 | SP18 | 50 | 0 | 0 | 50 | -100 | 50 | 12.5 | 0 | n/a | 37.5 | -50
| 09:00 - 09:30 | SP19 | 50 | 0 | 0 | 50 | -100 | 50 | 12.5 | 0 | n/a | 37.5 | -50
| 09:30 - 10:00 | SP20 | 50 | 0 | 0 | 50 | -100 | 50 | 12.5 | 0 | n/a | 37.5 | -50
| 10:00 - 10:30 | SP21 | 50 | 0 | 0 | 50 | -100 | 50 | 12.5 | 0 | n/a | 37.5 | -50
| 10:30 - 11:00 | SP22 | 50 | 0 | 0 | 50 | -100 | 50 | 12.5 | 0 | n/a | 37.5 | -50
| 11:00 - 11:30 | SP23 | 50 | 0 | 0 | 100 | -100 | 0 | n/a | 0 | n/a | 37.5 | -50
| 11:30 - 12:00 | SP24 | 50 | 0 | 0 | 100 | -100 | 0 | n/a | 0 | n/a | 37.5 | -50
| 12:00 - 12:30 | SP25 | 50 | 0 | 0 | 100 | -100 | 0 | n/a | 0 | n/a | 50 | -50
| 12:30 - 13:00 | SP26 | 50 | 0 | 0 | 100 | -100 | 0 | n/a | 0 | n/a | 50 | -50
| 13:00 - 13:30 | SP27 | 50 | 0 | 0 | 100 | -100 | 0 | n/a | 0 | n/a | 50 | -50
| 13:30 - 14:00 | SP28 | 50 | 0 | 0 | 100 | -100 | 0 | n/a | 0 | n/a | 50 | -50
| 14:00 - 14:30 | SP29 | 50 | 0 | 0 | 100 | -100 | 0 | n/a | 0 | n/a | 50 | -50
| 14:30 - 15:00 | SP30 | 50 | 0 | 0 | 100 | -100 | 0 | n/a | 0 | n/a | 50 | -50
| 15:00 - 15:30 | SP31 | 50 | 0 | 0 | 100 | -100 | 0 | n/a | 0 | n/a | 50 | -50
| 15:30 - 16:00 | SP32 | 50 | 0 | 0 | 100 | -100 | 0 | n/a | 0 | n/a | 50 | -50
| 16:00 - 16:30 | SP33 | 50 | 0 | 0 | 100 | -100 | 0 | n/a | 0 | n/a | 50 | -50
| 16:30 - 17:00 | SP34 | 50 | 0 | 0 | 100 | -100 | 0 | n/a | 0 | n/a | 50 | -50
| 17:00 - 17:30 | SP35 | 50 | 0 | 0 | 100 | -100 | 0 | n/a | 0 | n/a | 50 | -50
| 17:30 - 18:00 | SP36 | 50 | 0 | 0 | 100 | -100 | 0 | n/a | 0 | n/a | 50 | -50
| 18:00 - 18:30 | SP37 | 50 | 0 | 0 | 100 | -100 | 0 | n/a | 0 | n/a | 50 | -50
| 18:30 - 19:00 | SP38 | 50 | 0 | 0 | 100 | -100 | 0 | n/a | 0 | n/a | 50 | -50
| 19:00 - 19:30 | SP39 | 50 | 0 | 0 | 100 | -100 | 0 | n/a | 0 | n/a | 50 | -30
| 19:30 - 20:00 | SP40 | 50 | 0 | 0 | 100 | -100 | 0 | n/a | 0 | n/a | 50 | -30
| 20:00 - 20:30 | SP41 | 50 | 0 | 0 | 100 | -100 | 0 | n/a | 0 | n/a | 50 | -30
| 20:30 - 21:00 | SP42 | 50 | 0 | 0 | 100 | -100 | 0 | n/a | 0 | n/a | 50 | -30
| 21:00 - 21:30 | SP43 | 70 | -40 | 0 | 100 | -100 | 0 | n/a | 0 | n/a | 70 | -30
| 21:30 - 22:00 | SP44 | 70 | 0 | 0 | 100 | -100 | 0 | n/a | 0 | n/a | 70 | -30
| 22:00 - 22:30 | SP45 | 70 | 0 | 0 | 100 | -100 | 0 | n/a | 0 | n/a | 70 | -30
| 22:30 - 23:00 | SP46 | 70 | 0 | 0 | 100 | -100 | 0 | n/a | 0 | n/a | 70 | -30
| 23:00 -23:30 | SP47 | 70 | 0 | 0 | 100 | -100 | 0 | n/a | 0 | n/a | 70 | -30
| 23:30 - 00:00 | SP48 | 70 | 0 | 0 | 100 | -100 | 0 | n/a | 0 | n/a | 70 | -30
| 00:00 - 00:30 | SP1 | 70 | 0 | 0 | 100 | -100 | 0 | n/a | 0 | n/a | 70 | -30
| 00:30 - 01:00 | SP2 | 70 | 0 | 0 | 100 | -100 | 0 | n/a | 0 | n/a | 70 | -30
| 01:00 - 01:30 | SP3 | 70 | 0 | 0 | 100 | -100 | 0 | n/a | 0 | n/a | 70 | -30
| 01:30 - 02:00 | SP4 | 70 | 0 | 0 | 100 | -100 | 0 | n/a | 0 | n/a | 70 | -30
| 02:00 - 02:30 | SP5 | 70 | 0 | 0 | 100 | -100 | 0 | n/a | 0 | n/a | 70 | -30
| 02:30 - 03:00 | SP6 | 70 | 0 | 0 | 100 | -100 | 0 | n/a | 0 | n/a | 70 | -30
| 03:00 - 03:30 | SP7 | 70 | 0 | 0 | 100 | -100 | 0 | n/a | 0 | n/a | 70 | -30
| 03:30 - 04:00 | SP8 | 70 | 0 | 0 | 100 | -100 | 0 | n/a | 0 | n/a | 70 | -30
| 04:00 - 04:30 | SP9 | 70 | 0 | 0 | 100 | -100 | 0 | n/a | 0 | n/a | 70 | -30
| 04:30 - 05:00 | SP10 | 70 | 0 | 0 | 100 | -100 | 0 | n/a | 0 | n/a | 70 | -30

## 1.5 BOA_NonZeroPN_PQR_DCL
11:00 to 05:00 D+2
[8 empty] | Dynamic Containment |  | Positive Quick Reserve |  | Declared
| Time | SP | SOC % | PN | BOA | MEL | MIL | DCL | DCL | PQR |  | MDO | MDB
[8 empty] | MW | MWh | MW | MWh | MWh | MWh
BM window | 11:00 - 11:30 | SP23 | 50 | 0 | 0 | 100 | -100 | 0 | n/a | 0 | n/a | 50 | -50
| 11:30 -12:00 | SP24 | 40 | 0 | 20 | 100 | -100 | 0 | n/a | 0 | n/a | 40 | -60
| 12:00 - 12:30 | SP25 | 40 | 0 | 0 | 100 | -100 | 0 | n/a | 0 | n/a | 40 | -60
| 12:30 - 13:00 | SP26 | 40 | 0 | 0 | 100 | -100 | 0 | n/a | 0 | n/a | 40 | -60
| 13:00 - 13:30 | SP27 | 40 | 0 | 0 | 100 | -100 | 0 | n/a | 0 | n/a | 40 | -60
| 13:30 - 14:00 | SP28 | 40 | 0 | 0 | 100 | -100 | 0 | n/a | 0 | n/a | 40 | -60
| 14:00 - 14:30 | SP29 | 40 | 0 | 0 | 100 | -100 | 0 | n/a | 0 | n/a | 40 | -60
| 14:30 - 15:00 | SP30 | 40 | 0 | 0 | 100 | -100 | 0 | n/a | 0 | n/a | 40 | -60
| 15:00 - 15:30 | SP31 | 40 | 0 | 0 | 100 | -100 | 0 | n/a | 0 | n/a | 40 | -60
| 15:30 - 16:00 | SP32 | 40 | 0 | 0 | 100 | -100 | 0 | n/a | 0 | n/a | 40 | -60
| 16:00 - 16:30 | SP33 | 40 | 0 | 0 | 100 | -100 | 0 | n/a | 0 | n/a | 40 | -60
| 16:30 - 17:00 | SP34 | 40 | 0 | 0 | 100 | -100 | 0 | n/a | 0 | n/a | 40 | -60
| 17:00 - 17:30 | SP35 | 40 | 0 | 0 | 100 | -100 | 0 | n/a | 0 | n/a | 30 | -60
| 17:30 - 18:00 | SP36 | 40 | 0 | 0 | 100 | -100 | 0 | n/a | 0 | n/a | 30 | -60
| 18:00 - 18:30 | SP37 | 40 | 0 | 0 | 100 | -100 | 0 | n/a | 0 | n/a | 30 | -60
| 18:30 - 19:00 | SP38 | 40 | 0 | 0 | 100 | -100 | 0 | n/a | 0 | n/a | 30 | -60
| 19:00 - 19:30 | SP39 | 40 | 0 | 0 | 100 | -100 | 0 | n/a | 20 | 10 | 40 | -60
| 19:30 - 20:00 | SP40 | 40 | 0 | 0 | 100 | -100 | 0 | n/a | 0 | n/a | 30 | -60
| 20:00 - 20:30 | SP41 | 40 | 0 | 0 | 100 | -100 | 0 | n/a | 0 | n/a | 30 | -60
| 20:30 - 21:00 | SP42 | 40 | 0 | 0 | 100 | -100 | 0 | n/a | 0 | n/a | 40 | -60
| 21:00 - 21:30 | SP43 | 40 | 0 | 0 | 100 | -100 | 0 | n/a | 0 | n/a | 40 | -60
| 21:30 - 22:00 | SP44 | 40 | 0 | 0 | 100 | -100 | 0 | n/a | 0 | n/a | 40 | -60
| 22:00 - 22:30 | SP45 | 40 | 0 | 0 | 100 | -100 | 0 | n/a | 0 | n/a | 40 | -60
| 22:30 - 23:00 | SP46 | 40 | 0 | 0 | 100 | -100 | 0 | n/a | 0 | n/a | 40 | -60
| 23:00 -23:30 | SP47 | 40 | 0 | 0 | 100 | -100 | 0 | n/a | 0 | n/a | 40 | -60
| 23:30 - 00:00 | SP48 | 40 | 0 | 0 | 100 | -100 | 0 | n/a | 0 | n/a | 40 | -60
| 00:00 - 00:30 | SP1 | 40 | 0 | 0 | 100 | -100 | 0 | n/a | 0 | n/a | 40 | -60
| 00:30 - 01:00 | SP2 | 40 | 0 | 0 | 100 | -100 | 0 | n/a | 0 | n/a | 40 | -60
| 01:00 - 01:30 | SP3 | 40 | 0 | 0 | 100 | -100 | 0 | n/a | 0 | n/a | 40 | -60
| 01:30 - 02:00 | SP4 | 40 | 0 | 0 | 100 | -100 | 0 | n/a | 0 | n/a | 40 | -60
| 02:00 - 02:30 | SP5 | 40 | 0 | 0 | 100 | -100 | 0 | n/a | 0 | n/a | 40 | -60
| 02:30 - 03:00 | SP6 | 40 | 0 | 0 | 100 | -100 | 0 | n/a | 0 | n/a | 40 | -60
| 03:00 - 03:30 | SP7 | 40 | 0 | 0 | 100 | -100 | 0 | n/a | 0 | n/a | 40 | -60
| 03:30 - 04:00 | SP8 | 40 | 0 | 0 | 100 | -100 | 0 | n/a | 0 | n/a | 40 | -60
| 04:00 - 04:30 | SP9 | 40 | 0 | 0 | 100 | -100 | 0 | n/a | 0 | n/a | 40 | -60
| 04:30 - 05:00 | SP10 | 40 | 0 | 0 | 100 | -100 | 0 | n/a | 0 | n/a | 40 | -60
| 05:00 - 05:30 | SP11 | 40 | 0 | 0 | 100 | -100 | 0 | n/a | 0 | n/a | 27.5 | -60
| 05:30 - 06:00 | SP12 | 40 | 0 | 0 | 100 | -100 | 0 | n/a | 0 | n/a | 27.5 | -60
| 06:00 - 06:30 | SP13 | 40 | 0 | 0 | 100 | -100 | 0 | n/a | 0 | n/a | 27.5 | -60
| 06:30 - 07:00 | SP14 | 40 | 0 | 0 | 100 | -100 | 0 | n/a | 0 | n/a | 27.5 | -60
| 07:00 - 07:30 | SP15 | 40 | 0 | 0 | 50 | -100 | 50 | 12.5 | 0 | n/a | 27.5 | -60
| 07:30 - 08:00 | SP16 | 40 | 0 | 0 | 50 | -100 | 50 | 12.5 | 0 | n/a | 27.5 | -60
| 08:00 - 08:30 | SP17 | 40 | 0 | 0 | 50 | -100 | 50 | 12.5 | 0 | n/a | 27.5 | -60
| 08:30 - 09:00 | SP18 | 40 | 0 | 0 | 50 | -100 | 50 | 12.5 | 0 | n/a | 27.5 | -60
| 09:00 - 09:30 | SP19 | 40 | 0 | 0 | 50 | -100 | 50 | 12.5 | 0 | n/a | 27.5 | -60
| 09:30 - 10:00 | SP20 | 40 | 0 | 0 | 50 | -100 | 50 | 12.5 | 0 | n/a | 27.5 | -60
| 10:00 - 10:30 | SP21 | 40 | 0 | 0 | 50 | -100 | 50 | 12.5 | 0 | n/a | 27.5 | -60
| 10:30 - 11:00 | SP22 | 40 | 0 | 0 | 50 | -100 | 50 | 12.5 | 0 | n/a | 27.5 | -60
| 11:00 - 11:30 | SP23 | 40 | 0 | 0 | 100 | -100 | 0 | n/a | 0 | n/a | 27.5 | -60
| 11:30 - 12:00 | SP24 | 40 | 0 | 0 | 100 | -100 | 0 | n/a | 0 | n/a | 27.5 | -60
| 12:00 - 12:30 | SP25 | 40 | 0 | 0 | 100 | -100 | 0 | n/a | 0 | n/a | 40 | -60
| 12:30 - 13:00 | SP26 | 40 | 0 | 0 | 100 | -100 | 0 | n/a | 0 | n/a | 40 | -60
| 13:00 - 13:30 | SP27 | 40 | 0 | 0 | 100 | -100 | 0 | n/a | 0 | n/a | 40 | -60
| 13:30 - 14:00 | SP28 | 40 | 0 | 0 | 100 | -100 | 0 | n/a | 0 | n/a | 40 | -60
| 14:00 - 14:30 | SP29 | 40 | 0 | 0 | 100 | -100 | 0 | n/a | 0 | n/a | 40 | -60
| 14:30 - 15:00 | SP30 | 40 | 0 | 0 | 100 | -100 | 0 | n/a | 0 | n/a | 40 | -60
| 15:00 - 15:30 | SP31 | 40 | 0 | 0 | 100 | -100 | 0 | n/a | 0 | n/a | 40 | -60
| 15:30 - 16:00 | SP32 | 40 | 0 | 0 | 100 | -100 | 0 | n/a | 0 | n/a | 40 | -60
| 16:00 - 16:30 | SP33 | 40 | 0 | 0 | 100 | -100 | 0 | n/a | 0 | n/a | 40 | -60
| 16:30 - 17:00 | SP34 | 40 | 0 | 0 | 100 | -100 | 0 | n/a | 0 | n/a | 40 | -60
| 17:00 - 17:30 | SP35 | 40 | 0 | 0 | 100 | -100 | 0 | n/a | 0 | n/a | 40 | -60
| 17:30 - 18:00 | SP36 | 40 | 0 | 0 | 100 | -100 | 0 | n/a | 0 | n/a | 40 | -60
| 18:00 - 18:30 | SP37 | 40 | 0 | 0 | 100 | -100 | 0 | n/a | 0 | n/a | 40 | -60
| 18:30 - 19:00 | SP38 | 40 | 0 | 0 | 100 | -100 | 0 | n/a | 0 | n/a | 40 | -60
| 19:00 - 19:30 | SP39 | 40 | 0 | 0 | 100 | -100 | 0 | n/a | 0 | n/a | 40 | -40
| 19:30 - 20:00 | SP40 | 40 | 0 | 0 | 100 | -100 | 0 | n/a | 0 | n/a | 40 | -40
| 20:00 - 20:30 | SP41 | 40 | 0 | 0 | 100 | -100 | 0 | n/a | 0 | n/a | 40 | -40
| 20:30 - 21:00 | SP42 | 40 | 0 | 0 | 100 | -100 | 0 | n/a | 0 | n/a | 40 | -40
| 21:00 - 21:30 | SP43 | 60 | -40 | 0 | 100 | -100 | 0 | n/a | 0 | n/a | 60 | -40
| 21:30 - 22:00 | SP44 | 60 | 0 | 0 | 100 | -100 | 0 | n/a | 0 | n/a | 60 | -40
| 22:00 - 22:30 | SP45 | 60 | 0 | 0 | 100 | -100 | 0 | n/a | 0 | n/a | 60 | -40
| 22:30 - 23:00 | SP46 | 60 | 0 | 0 | 100 | -100 | 0 | n/a | 0 | n/a | 60 | -40
| 23:00 -23:30 | SP47 | 60 | 0 | 0 | 100 | -100 | 0 | n/a | 0 | n/a | 60 | -40
| 23:30 - 00:00 | SP48 | 60 | 0 | 0 | 100 | -100 | 0 | n/a | 0 | n/a | 60 | -40
| 00:00 - 00:30 | SP1 | 60 | 0 | 0 | 100 | -100 | 0 | n/a | 0 | n/a | 60 | -40
| 00:30 - 01:00 | SP2 | 60 | 0 | 0 | 100 | -100 | 0 | n/a | 0 | n/a | 60 | -40
| 01:00 - 01:30 | SP3 | 60 | 0 | 0 | 100 | -100 | 0 | n/a | 0 | n/a | 60 | -40
| 01:30 - 02:00 | SP4 | 60 | 0 | 0 | 100 | -100 | 0 | n/a | 0 | n/a | 60 | -40
| 02:00 - 02:30 | SP5 | 60 | 0 | 0 | 100 | -100 | 0 | n/a | 0 | n/a | 60 | -40
| 02:30 - 03:00 | SP6 | 60 | 0 | 0 | 100 | -100 | 0 | n/a | 0 | n/a | 60 | -40
| 03:00 - 03:30 | SP7 | 60 | 0 | 0 | 100 | -100 | 0 | n/a | 0 | n/a | 60 | -40
| 03:30 - 04:00 | SP8 | 60 | 0 | 0 | 100 | -100 | 0 | n/a | 0 | n/a | 60 | -40
| 04:00 - 04:30 | SP9 | 60 | 0 | 0 | 100 | -100 | 0 | n/a | 0 | n/a | 60 | -40
| 04:30 - 05:00 | SP10 | 60 | 0 | 0 | 100 | -100 | 0 | n/a | 0 | n/a | 60 | -40

## 1.6 BOA_NonZeroPN_2PQR_DCL
11:00 to 05:00 D+2
[8 empty] | Dynamic Containment |  | Positive Quick Reserve |  | Declared
| Time | SP | SOC % | PN | BOA | MEL | MIL | DCL | DCL | PQR |  | MDO | MDB
[8 empty] | MW | MWh | MW | MWh | MWh | MWh
BM window | 11:00 - 11:30 | SP23 | 50 | 0 | 0 | 100 | -100 | 0 | n/a | 0 | n/a | 50 | -50
| 11:30 -12:00 | SP24 | 40 | 0 | 20 | 100 | -100 | 0 | n/a | 0 | n/a | 40 | -60
| 12:00 - 12:30 | SP25 | 40 | 0 | 0 | 100 | -100 | 0 | n/a | 0 | n/a | 40 | -60
| 12:30 - 13:00 | SP26 | 40 | 0 | 0 | 100 | -100 | 0 | n/a | 0 | n/a | 40 | -60
| 13:00 - 13:30 | SP27 | 40 | 0 | 0 | 100 | -100 | 0 | n/a | 0 | n/a | 40 | -60
| 13:30 - 14:00 | SP28 | 40 | 0 | 0 | 100 | -100 | 0 | n/a | 0 | n/a | 40 | -60
| 14:00 - 14:30 | SP29 | 40 | 0 | 0 | 100 | -100 | 0 | n/a | 0 | n/a | 40 | -60
| 14:30 - 15:00 | SP30 | 40 | 0 | 0 | 100 | -100 | 0 | n/a | 0 | n/a | 40 | -60
| 15:00 - 15:30 | SP31 | 40 | 0 | 0 | 100 | -100 | 0 | n/a | 0 | n/a | 40 | -60
| 15:30 - 16:00 | SP32 | 40 | 0 | 0 | 100 | -100 | 0 | n/a | 0 | n/a | 40 | -60
| 16:00 - 16:30 | SP33 | 40 | 0 | 0 | 100 | -100 | 0 | n/a | 0 | n/a | 40 | -60
| 16:30 - 17:00 | SP34 | 40 | 0 | 0 | 100 | -100 | 0 | n/a | 0 | n/a | 40 | -60
| 17:00 - 17:30 | SP35 | 40 | 0 | 0 | 100 | -100 | 0 | n/a | 0 | n/a | 30 | -60
| 17:30 - 18:00 | SP36 | 40 | 0 | 0 | 100 | -100 | 0 | n/a | 0 | n/a | 30 | -60
| 18:00 - 18:30 | SP37 | 40 | 0 | 0 | 100 | -100 | 0 | n/a | 0 | n/a | 30 | -60
| 18:30 - 19:00 | SP38 | 40 | 0 | 0 | 100 | -100 | 0 | n/a | 0 | n/a | 30 | -60
| 19:00 - 19:30 | SP39 | 40 | 0 | 0 | 100 | -100 | 0 | n/a | 20 | 10 | 40 | -60
| 19:30 - 20:00 | SP40 | 40 | 0 | 0 | 100 | -100 | 0 | n/a | 0 | n/a | 30 | -60
| 20:00 - 20:30 | SP41 | 40 | 0 | 0 | 100 | -100 | 0 | n/a | 0 | n/a | 30 | -60
| 20:30 - 21:00 | SP42 | 40 | 0 | 0 | 100 | -100 | 0 | n/a | 0 | n/a | 40 | -60
| 21:00 - 21:30 | SP43 | 40 | 0 | 0 | 100 | -100 | 0 | n/a | 0 | n/a | 40 | -60
| 21:30 - 22:00 | SP44 | 40 | 0 | 0 | 100 | -100 | 0 | n/a | 0 | n/a | 40 | -60
| 22:00 - 22:30 | SP45 | 40 | 0 | 0 | 100 | -100 | 0 | n/a | 0 | n/a | 40 | -60
| 22:30 - 23:00 | SP46 | 40 | 0 | 0 | 100 | -100 | 0 | n/a | 0 | n/a | 40 | -60
| 23:00 -23:30 | SP47 | 40 | 0 | 0 | 100 | -100 | 0 | n/a | 0 | n/a | 40 | -60
| 23:30 - 00:00 | SP48 | 40 | 0 | 0 | 100 | -100 | 0 | n/a | 0 | n/a | 40 | -60
| 00:00 - 00:30 | SP1 | 40 | 0 | 0 | 100 | -100 | 0 | n/a | 0 | n/a | 40 | -60
| 00:30 - 01:00 | SP2 | 40 | 0 | 0 | 100 | -100 | 0 | n/a | 0 | n/a | 40 | -60
| 01:00 - 01:30 | SP3 | 40 | 0 | 0 | 100 | -100 | 0 | n/a | 0 | n/a | 40 | -60
| 01:30 - 02:00 | SP4 | 40 | 0 | 0 | 100 | -100 | 0 | n/a | 0 | n/a | 40 | -60
| 02:00 - 02:30 | SP5 | 40 | 0 | 0 | 100 | -100 | 0 | n/a | 0 | n/a | 40 | -60
| 02:30 - 03:00 | SP6 | 40 | 0 | 0 | 100 | -100 | 0 | n/a | 0 | n/a | 40 | -60
| 03:00 - 03:30 | SP7 | 40 | 0 | 0 | 100 | -100 | 0 | n/a | 0 | n/a | 40 | -60
| 03:30 - 04:00 | SP8 | 40 | 0 | 0 | 100 | -100 | 0 | n/a | 0 | n/a | 30 | -60
| 04:00 - 04:30 | SP9 | 40 | 0 | 0 | 100 | -100 | 0 | n/a | 0 | n/a | 30 | -60
| 04:30 - 05:00 | SP10 | 40 | 0 | 0 | 100 | -100 | 0 | n/a | 0 | n/a | 30 | -60
| 05:00 - 05:30 | SP11 | 40 | 0 | 0 | 100 | -100 | 0 | n/a | 0 | n/a | 17.5 | -60
| 05:30 - 06:00 | SP12 | 40 | 0 | 0 | 100 | -100 | 0 | n/a | 20 | 10 | 27.5 | -60
| 06:00 - 06:30 | SP13 | 40 | 0 | 0 | 100 | -100 | 0 | n/a | 0 | n/a | 17.5 | -60
| 06:30 - 07:00 | SP14 | 40 | 0 | 0 | 100 | -100 | 0 | n/a | 0 | n/a | 17.5 | -60
| 07:00 - 07:30 | SP15 | 40 | 0 | 0 | 50 | -100 | 50 | 12.5 | 0 | n/a | 27.5 | -60
| 07:30 - 08:00 | SP16 | 40 | 0 | 0 | 50 | -100 | 50 | 12.5 | 0 | n/a | 27.5 | -60
| 08:00 - 08:30 | SP17 | 40 | 0 | 0 | 50 | -100 | 50 | 12.5 | 0 | n/a | 27.5 | -60
| 08:30 - 09:00 | SP18 | 40 | 0 | 0 | 50 | -100 | 50 | 12.5 | 0 | n/a | 27.5 | -60
| 09:00 - 09:30 | SP19 | 40 | 0 | 0 | 50 | -100 | 50 | 12.5 | 0 | n/a | 27.5 | -60
| 09:30 - 10:00 | SP20 | 40 | 0 | 0 | 50 | -100 | 50 | 12.5 | 0 | n/a | 27.5 | -60
| 10:00 - 10:30 | SP21 | 40 | 0 | 0 | 50 | -100 | 50 | 12.5 | 0 | n/a | 27.5 | -60
| 10:30 - 11:00 | SP22 | 40 | 0 | 0 | 50 | -100 | 50 | 12.5 | 0 | n/a | 27.5 | -60
| 11:00 - 11:30 | SP23 | 40 | 0 | 0 | 100 | -100 | 0 | n/a | 0 | n/a | 27.5 | -60
| 11:30 - 12:00 | SP24 | 40 | 0 | 0 | 100 | -100 | 0 | n/a | 0 | n/a | 27.5 | -60
| 12:00 - 12:30 | SP25 | 40 | 0 | 0 | 100 | -100 | 0 | n/a | 0 | n/a | 40 | -60
| 12:30 - 13:00 | SP26 | 40 | 0 | 0 | 100 | -100 | 0 | n/a | 0 | n/a | 40 | -60
| 13:00 - 13:30 | SP27 | 40 | 0 | 0 | 100 | -100 | 0 | n/a | 0 | n/a | 40 | -60
| 13:30 - 14:00 | SP28 | 40 | 0 | 0 | 100 | -100 | 0 | n/a | 0 | n/a | 40 | -60
| 14:00 - 14:30 | SP29 | 40 | 0 | 0 | 100 | -100 | 0 | n/a | 0 | n/a | 40 | -60
| 14:30 - 15:00 | SP30 | 40 | 0 | 0 | 100 | -100 | 0 | n/a | 0 | n/a | 40 | -60
| 15:00 - 15:30 | SP31 | 40 | 0 | 0 | 100 | -100 | 0 | n/a | 0 | n/a | 40 | -60
| 15:30 - 16:00 | SP32 | 40 | 0 | 0 | 100 | -100 | 0 | n/a | 0 | n/a | 40 | -60
| 16:00 - 16:30 | SP33 | 40 | 0 | 0 | 100 | -100 | 0 | n/a | 0 | n/a | 40 | -60
| 16:30 - 17:00 | SP34 | 40 | 0 | 0 | 100 | -100 | 0 | n/a | 0 | n/a | 40 | -60
| 17:00 - 17:30 | SP35 | 40 | 0 | 0 | 100 | -100 | 0 | n/a | 0 | n/a | 40 | -60
| 17:30 - 18:00 | SP36 | 40 | 0 | 0 | 100 | -100 | 0 | n/a | 0 | n/a | 40 | -60
| 18:00 - 18:30 | SP37 | 40 | 0 | 0 | 100 | -100 | 0 | n/a | 0 | n/a | 40 | -60
| 18:30 - 19:00 | SP38 | 40 | 0 | 0 | 100 | -100 | 0 | n/a | 0 | n/a | 40 | -60
| 19:00 - 19:30 | SP39 | 40 | 0 | 0 | 100 | -100 | 0 | n/a | 0 | n/a | 40 | -40
| 19:30 - 20:00 | SP40 | 40 | 0 | 0 | 100 | -100 | 0 | n/a | 0 | n/a | 40 | -40
| 20:00 - 20:30 | SP41 | 40 | 0 | 0 | 100 | -100 | 0 | n/a | 0 | n/a | 40 | -40
| 20:30 - 21:00 | SP42 | 40 | 0 | 0 | 100 | -100 | 0 | n/a | 0 | n/a | 40 | -40
| 21:00 - 21:30 | SP43 | 60 | -40 | 0 | 100 | -100 | 0 | n/a | 0 | n/a | 60 | -40
| 21:30 - 22:00 | SP44 | 60 | 0 | 0 | 100 | -100 | 0 | n/a | 0 | n/a | 60 | -40
| 22:00 - 22:30 | SP45 | 60 | 0 | 0 | 100 | -100 | 0 | n/a | 0 | n/a | 60 | -40
| 22:30 - 23:00 | SP46 | 60 | 0 | 0 | 100 | -100 | 0 | n/a | 0 | n/a | 60 | -40
| 23:00 -23:30 | SP47 | 60 | 0 | 0 | 100 | -100 | 0 | n/a | 0 | n/a | 60 | -40
| 23:30 - 00:00 | SP48 | 60 | 0 | 0 | 100 | -100 | 0 | n/a | 0 | n/a | 60 | -40
| 00:00 - 00:30 | SP1 | 60 | 0 | 0 | 100 | -100 | 0 | n/a | 0 | n/a | 60 | -40
| 00:30 - 01:00 | SP2 | 60 | 0 | 0 | 100 | -100 | 0 | n/a | 0 | n/a | 60 | -40
| 01:00 - 01:30 | SP3 | 60 | 0 | 0 | 100 | -100 | 0 | n/a | 0 | n/a | 60 | -40
| 01:30 - 02:00 | SP4 | 60 | 0 | 0 | 100 | -100 | 0 | n/a | 0 | n/a | 60 | -40
| 02:00 - 02:30 | SP5 | 60 | 0 | 0 | 100 | -100 | 0 | n/a | 0 | n/a | 60 | -40
| 02:30 - 03:00 | SP6 | 60 | 0 | 0 | 100 | -100 | 0 | n/a | 0 | n/a | 60 | -40
| 03:00 - 03:30 | SP7 | 60 | 0 | 0 | 100 | -100 | 0 | n/a | 0 | n/a | 60 | -40
| 03:30 - 04:00 | SP8 | 60 | 0 | 0 | 100 | -100 | 0 | n/a | 0 | n/a | 60 | -40
| 04:00 - 04:30 | SP9 | 60 | 0 | 0 | 100 | -100 | 0 | n/a | 0 | n/a | 60 | -40
| 04:30 - 05:00 | SP10 | 60 | 0 | 0 | 100 | -100 | 0 | n/a | 0 | n/a | 60 | -40

## 2.1 Zero PN_No BOA_Resrv_min
Unit Capacity = 100 MW/100MWh
[8 empty] | Positive Slow Reserve |  | Declared before BOA
Time | SP | SOC % | PN | BOA | BOA | MEL | MIL | PSR |  | MDO | MDB
|  |  | MW | MW | MWh | MW | MW | MW | MWh | MWh | MWh
11:00 | SP11 | 50 | 0 | 0 | 0 | 100 | -100 | 0 | n/a | 50 | -50
11:01 | SP11 | 50 | 0 | 0 | 0 | 100 | -100 | 0 | n/a | 50 | -50
11:02 | SP11 | 50 | 0 | 0 | 0 | 100 | -100 | 0 | n/a | 50 | -50
11:03 | SP11 | 50 | 0 | 0 | 0 | 100 | -100 | 0 | n/a | 50 | -50
11:04 | SP11 | 50 | 0 | 0 | 0 | 100 | -100 | 0 | n/a | 50 | -50
11:05 | SP11 | 50 | 0 | 0 | 0 | 100 | -100 | 0 | n/a | 50 | -50
11:06 | SP11 | 50 | 0 | 0 | 0 | 100 | -100 | 0 | n/a | 50 | -50
11:07 | SP11 | 50 | 0 | 0 | 0 | 100 | -100 | 0 | n/a | 50 | -50
11:08 | SP11 | 50 | 0 | 0 | 0 | 100 | -100 | 0 | n/a | 50 | -50
11:09 | SP11 | 50 | 0 | 0 | 0 | 100 | -100 | 0 | n/a | 50 | -50
11:10 | SP11 | 50 | 0 | 0 | 0 | 100 | -100 | 0 | n/a | 50 | -50
11:11 | SP11 | 50 | 0 | 0 | 0 | 100 | -100 | 0 | n/a | 50 | -50
11:12 | SP11 | 50 | 0 | 0 | 0 | 100 | -100 | 0 | n/a | 50 | -50
11:13 | SP11 | 50 | 0 | 0 | 0 | 100 | -100 | 0 | n/a | 50 | -50
11:14 | SP11 | 50 | 0 | 0 | 0 | 100 | -100 | 0 | n/a | 50 | -50
11:15 | SP11 | 50 | 0 | 0 | 0 | 100 | -100 | 0 | n/a | 50 | -50
11:16 | SP11 | 50 | 0 | 0 | 0 | 100 | -100 | 0 | n/a | 50 | -50
11:17 | SP11 | 50 | 0 | 0 | 0 | 100 | -100 | 0 | n/a | 50 | -50
11:18 | SP11 | 50 | 0 | 0 | 0 | 100 | -100 | 0 | n/a | 50 | -50
11:19 | SP11 | 50 | 0 | 0 | 0 | 100 | -100 | 0 | n/a | 50 | -50
11:20 | SP11 | 50 | 0 | 0 | 0 | 100 | -100 | 0 | n/a | 50 | -50
11:21 | SP11 | 50 | 0 | 0 | 0 | 100 | -100 | 0 | n/a | 50 | -50
11:22 | SP11 | 50 | 0 | 0 | 0 | 100 | -100 | 0 | n/a | 50 | -50
11:23 | SP11 | 50 | 0 | 0 | 0 | 100 | -100 | 0 | n/a | 50 | -50
11:24 | SP11 | 50 | 0 | 0 | 0 | 100 | -100 | 0 | n/a | 50 | -50
11:25 | SP11 | 50 | 0 | 0 | 0 | 100 | -100 | 0 | n/a | 50 | -50
11:26 | SP11 | 50 | 0 | 0 | 0 | 100 | -100 | 0 | n/a | 50 | -50
11:27 | SP11 | 50 | 0 | 0 | 0 | 100 | -100 | 0 | n/a | 50 | -50
11:28 | SP11 | 50 | 0 | 0 | 0 | 100 | -100 | 0 | n/a | 50 | -50
11:29 | SP11 | 50 | 0 | 0 | 0 | 100 | -100 | 0 | n/a | 50 | -50
11:30 | SP12 | 50 | 0 | 0 | 0 | 100 | -100 | 0 | n/a | 50 | -50
11:31 | SP12 | 50 | 0 | 0 | 0 | 100 | -100 | 0 | n/a | 50 | -50
11:32 | SP12 | 50 | 0 | 0 | 0 | 100 | -100 | 0 | n/a | 50 | -50
11:33 | SP12 | 50 | 0 | 0 | 0 | 100 | -100 | 0 | n/a | 50 | -50
11:34 | SP12 | 50 | 0 | 0 | 0 | 100 | -100 | 0 | n/a | 50 | -50
11:35 | SP12 | 50 | 0 | 0 | 0 | 100 | -100 | 0 | n/a | 50 | -50
11:36 | SP12 | 50 | 0 | 0 | 0 | 100 | -100 | 0 | n/a | 50 | -50
11:37 | SP12 | 50 | 0 | 0 | 0 | 100 | -100 | 0 | n/a | 50 | -50
11:38 | SP12 | 50 | 0 | 0 | 0 | 100 | -100 | 0 | n/a | 50 | -50
11:39 | SP12 | 50 | 0 | 0 | 0 | 100 | -100 | 0 | n/a | 50 | -50
11:40 | SP12 | 50 | 0 | 0 | 0 | 100 | -100 | 0 | n/a | 50 | -50
11:41 | SP12 | 50 | 0 | 0 | 0 | 100 | -100 | 0 | n/a | 50 | -50
11:42 | SP12 | 50 | 0 | 0 | 0 | 100 | -100 | 0 | n/a | 50 | -50
11:43 | SP12 | 50 | 0 | 0 | 0 | 100 | -100 | 0 | n/a | 50 | -50
11:44 | SP12 | 50 | 0 | 0 | 0 | 100 | -100 | 0 | n/a | 50 | -50
11:45 | SP12 | 50 | 0 | 0 | 0 | 100 | -100 | 0 | n/a | 50 | -50
11:46 | SP12 | 50 | 0 | 0 | 0 | 100 | -100 | 0 | n/a | 50 | -50
11:47 | SP12 | 50 | 0 | 0 | 0 | 100 | -100 | 0 | n/a | 50 | -50
11:48 | SP12 | 50 | 0 | 0 | 0 | 100 | -100 | 0 | n/a | 50 | -50
11:49 | SP12 | 50 | 0 | 0 | 0 | 100 | -100 | 0 | n/a | 50 | -50
11:50 | SP12 | 50 | 0 | 0 | 0 | 100 | -100 | 0 | n/a | 50 | -50
11:51 | SP12 | 50 | 0 | 0 | 0 | 100 | -100 | 0 | n/a | 50 | -50
11:52 | SP12 | 50 | 0 | 0 | 0 | 100 | -100 | 0 | n/a | 50 | -50
11:53 | SP12 | 50 | 0 | 0 | 0 | 100 | -100 | 0 | n/a | 50 | -50
11:54 | SP12 | 50 | 0 | 0 | 0 | 100 | -100 | 0 | n/a | 50 | -50
11:55 | SP12 | 50 | 0 | 0 | 0 | 100 | -100 | 0 | n/a | 50 | -50
11:56 | SP12 | 50 | 0 | 0 | 0 | 100 | -100 | 0 | n/a | 50 | -50
11:57 | SP12 | 50 | 0 | 0 | 0 | 100 | -100 | 0 | n/a | 50 | -50
11:58 | SP12 | 50 | 0 | 0 | 0 | 100 | -100 | 0 | n/a | 50 | -50
11:59 | SP12 | 50 | 0 | 0 | 0 | 100 | -100 | 0 | n/a | 50 | -50
12:00 | SP13 | 50 | 0 | 0 | 0 | 100 | -100 | 0 | n/a | 40 | -50
12:01 | SP13 | 50 | 0 | 0 | 0 | 100 | -100 | 0 | n/a | 40 | -50
12:02 | SP13 | 50 | 0 | 0 | 0 | 100 | -100 | 0 | n/a | 40 | -50
12:03 | SP13 | 50 | 0 | 0 | 0 | 100 | -100 | 0 | n/a | 40 | -50
12:04 | SP13 | 50 | 0 | 0 | 0 | 100 | -100 | 0 | n/a | 40 | -50
12:05 | SP13 | 50 | 0 | 0 | 0 | 100 | -100 | 0 | n/a | 40 | -50
12:06 | SP13 | 50 | 0 | 0 | 0 | 100 | -100 | 0 | n/a | 40 | -50
12:07 | SP13 | 50 | 0 | 0 | 0 | 100 | -100 | 0 | n/a | 40 | -50
12:08 | SP13 | 50 | 0 | 0 | 0 | 100 | -100 | 0 | n/a | 40 | -50
12:09 | SP13 | 50 | 0 | 0 | 0 | 100 | -100 | 0 | n/a | 40 | -50
12:10 | SP13 | 50 | 0 | 0 | 0 | 100 | -100 | 0 | n/a | 40 | -50
12:11 | SP13 | 50 | 0 | 0 | 0 | 100 | -100 | 0 | n/a | 40 | -50
12:12 | SP13 | 50 | 0 | 0 | 0 | 100 | -100 | 0 | n/a | 40 | -50
12:13 | SP13 | 50 | 0 | 0 | 0 | 100 | -100 | 0 | n/a | 40 | -50
12:14 | SP13 | 50 | 0 | 0 | 0 | 100 | -100 | 0 | n/a | 40 | -50
12:15 | SP13 | 50 | 0 | 0 | 0 | 100 | -100 | 0 | n/a | 40 | -50
12:16 | SP13 | 50 | 0 | 0 | 0 | 100 | -100 | 0 | n/a | 40 | -50
12:17 | SP13 | 50 | 0 | 0 | 0 | 100 | -100 | 0 | n/a | 40 | -50
12:18 | SP13 | 50 | 0 | 0 | 0 | 100 | -100 | 0 | n/a | 40 | -50
12:19 | SP13 | 50 | 0 | 0 | 0 | 100 | -100 | 0 | n/a | 40 | -50
12:20 | SP13 | 50 | 0 | 0 | 0 | 100 | -100 | 0 | n/a | 40 | -50
12:21 | SP13 | 50 | 0 | 0 | 0 | 100 | -100 | 0 | n/a | 40 | -50
12:22 | SP13 | 50 | 0 | 0 | 0 | 100 | -100 | 0 | n/a | 40 | -50
12:23 | SP13 | 50 | 0 | 0 | 0 | 100 | -100 | 0 | n/a | 40 | -50
12:24 | SP13 | 50 | 0 | 0 | 0 | 100 | -100 | 0 | n/a | 40 | -50
12:25 | SP13 | 50 | 0 | 0 | 0 | 100 | -100 | 0 | n/a | 40 | -50
12:26 | SP13 | 50 | 0 | 0 | 0 | 100 | -100 | 0 | n/a | 40 | -50
12:27 | SP13 | 50 | 0 | 0 | 0 | 100 | -100 | 0 | n/a | 40 | -50
12:28 | SP13 | 50 | 0 | 0 | 0 | 100 | -100 | 0 | n/a | 40 | -50
12:29 | SP13 | 50 | 0 | 0 | 0 | 100 | -100 | 0 | n/a | 40 | -50
12:30 | SP14 | 50 | 0 | 0 | 0 | 100 | -100 | 0 | n/a | 40 | -50
12:31 | SP14 | 50 | 0 | 0 | 0 | 100 | -100 | 0 | n/a | 40 | -50
12:32 | SP14 | 50 | 0 | 0 | 0 | 100 | -100 | 0 | n/a | 40 | -50
12:33 | SP14 | 50 | 0 | 0 | 0 | 100 | -100 | 0 | n/a | 40 | -50
12:34 | SP14 | 50 | 0 | 0 | 0 | 100 | -100 | 0 | n/a | 40 | -50
12:35 | SP14 | 50 | 0 | 0 | 0 | 100 | -100 | 0 | n/a | 40 | -50
12:36 | SP14 | 50 | 0 | 0 | 0 | 100 | -100 | 0 | n/a | 40 | -50
12:37 | SP14 | 50 | 0 | 0 | 0 | 100 | -100 | 0 | n/a | 40 | -50
12:38 | SP14 | 50 | 0 | 0 | 0 | 100 | -100 | 0 | n/a | 40 | -50
12:39 | SP14 | 50 | 0 | 0 | 0 | 100 | -100 | 0 | n/a | 40 | -50
12:40 | SP14 | 50 | 0 | 0 | 0 | 100 | -100 | 0 | n/a | 40 | -50
12:41 | SP14 | 50 | 0 | 0 | 0 | 100 | -100 | 0 | n/a | 40 | -50
12:42 | SP14 | 50 | 0 | 0 | 0 | 100 | -100 | 0 | n/a | 40 | -50
12:43 | SP14 | 50 | 0 | 0 | 0 | 100 | -100 | 0 | n/a | 40 | -50
12:44 | SP14 | 50 | 0 | 0 | 0 | 100 | -100 | 0 | n/a | 40 | -50
12:45 | SP14 | 50 | 0 | 0 | 0 | 100 | -100 | 0 | n/a | 40 | -50
12:46 | SP14 | 50 | 0 | 0 | 0 | 100 | -100 | 0 | n/a | 40 | -50
12:47 | SP14 | 50 | 0 | 0 | 0 | 100 | -100 | 0 | n/a | 40 | -50
12:48 | SP14 | 50 | 0 | 0 | 0 | 100 | -100 | 0 | n/a | 40 | -50
12:49 | SP14 | 50 | 0 | 0 | 0 | 100 | -100 | 0 | n/a | 40 | -50
12:50 | SP14 | 50 | 0 | 0 | 0 | 100 | -100 | 0 | n/a | 40 | -50
12:51 | SP14 | 50 | 0 | 0 | 0 | 100 | -100 | 0 | n/a | 40 | -50
12:52 | SP14 | 50 | 0 | 0 | 0 | 100 | -100 | 0 | n/a | 40 | -50
12:53 | SP14 | 50 | 0 | 0 | 0 | 100 | -100 | 0 | n/a | 40 | -50
12:54 | SP14 | 50 | 0 | 0 | 0 | 100 | -100 | 0 | n/a | 40 | -50
12:55 | SP14 | 50 | 0 | 0 | 0 | 100 | -100 | 0 | n/a | 40 | -50
12:56 | SP14 | 50 | 0 | 0 | 0 | 100 | -100 | 0 | n/a | 40 | -50
12:57 | SP14 | 50 | 0 | 0 | 0 | 100 | -100 | 0 | n/a | 40 | -50
12:58 | SP14 | 50 | 0 | 0 | 0 | 100 | -100 | 0 | n/a | 40 | -50
12:59 | SP14 | 50 | 0 | 0 | 0 | 100 | -100 | 0 | n/a | 40 | -50
13:00 | SP15 | 50 | 0 | 0 | 0 | 100 | -100 | 0 | n/a | 40 | -50
13:01 | SP15 | 50 | 0 | 0 | 0 | 100 | -100 | 0 | n/a | 40 | -50
13:02 | SP15 | 50 | 0 | 0 | 0 | 100 | -100 | 0 | n/a | 40 | -50
13:03 | SP15 | 50 | 0 | 0 | 0 | 100 | -100 | 0 | n/a | 40 | -50
13:04 | SP15 | 50 | 0 | 0 | 0 | 100 | -100 | 0 | n/a | 40 | -50
13:05 | SP15 | 50 | 0 | 0 | 0 | 100 | -100 | 0 | n/a | 40 | -50
13:06 | SP15 | 50 | 0 | 0 | 0 | 100 | -100 | 0 | n/a | 40 | -50
13:07 | SP15 | 50 | 0 | 0 | 0 | 100 | -100 | 0 | n/a | 40 | -50
13:08 | SP15 | 50 | 0 | 0 | 0 | 100 | -100 | 0 | n/a | 40 | -50
13:09 | SP15 | 50 | 0 | 0 | 0 | 100 | -100 | 0 | n/a | 40 | -50
13:10 | SP15 | 50 | 0 | 0 | 0 | 100 | -100 | 0 | n/a | 40 | -50
13:11 | SP15 | 50 | 0 | 0 | 0 | 100 | -100 | 0 | n/a | 40 | -50
13:12 | SP15 | 50 | 0 | 0 | 0 | 100 | -100 | 0 | n/a | 40 | -50
13:13 | SP15 | 50 | 0 | 0 | 0 | 100 | -100 | 0 | n/a | 40 | -50
13:14 | SP15 | 50 | 0 | 0 | 0 | 100 | -100 | 0 | n/a | 40 | -50
13:15 | SP15 | 50 | 0 | 0 | 0 | 100 | -100 | 0 | n/a | 40 | -50
13:16 | SP15 | 50 | 0 | 0 | 0 | 100 | -100 | 0 | n/a | 40 | -50
13:17 | SP15 | 50 | 0 | 0 | 0 | 100 | -100 | 0 | n/a | 40 | -50
13:18 | SP15 | 50 | 0 | 0 | 0 | 100 | -100 | 0 | n/a | 40 | -50
13:19 | SP15 | 50 | 0 | 0 | 0 | 100 | -100 | 0 | n/a | 40 | -50
13:20 | SP15 | 50 | 0 | 0 | 0 | 100 | -100 | 0 | n/a | 40 | -50
13:21 | SP15 | 50 | 0 | 0 | 0 | 100 | -100 | 0 | n/a | 40 | -50
13:22 | SP15 | 50 | 0 | 0 | 0 | 100 | -100 | 0 | n/a | 40 | -50
13:23 | SP15 | 50 | 0 | 0 | 0 | 100 | -100 | 0 | n/a | 40 | -50
13:24 | SP15 | 50 | 0 | 0 | 0 | 100 | -100 | 0 | n/a | 40 | -50
13:25 | SP15 | 50 | 0 | 0 | 0 | 100 | -100 | 0 | n/a | 40 | -50
13:26 | SP15 | 50 | 0 | 0 | 0 | 100 | -100 | 0 | n/a | 40 | -50
13:27 | SP15 | 50 | 0 | 0 | 0 | 100 | -100 | 0 | n/a | 40 | -50
13:28 | SP15 | 50 | 0 | 0 | 0 | 100 | -100 | 0 | n/a | 40 | -50
13:29 | SP15 | 50 | 0 | 0 | 0 | 100 | -100 | 0 | n/a | 40 | -50
13:30 | SP16 | 50 | 0 | 0 | 0 | 100 | -100 | 0 | n/a | 40 | -50
13:31 | SP16 | 50 | 0 | 0 | 0 | 100 | -100 | 0 | n/a | 40 | -50
13:32 | SP16 | 50 | 0 | 0 | 0 | 100 | -100 | 0 | n/a | 40 | -50
13:33 | SP16 | 50 | 0 | 0 | 0 | 100 | -100 | 0 | n/a | 40 | -50
13:34 | SP16 | 50 | 0 | 0 | 0 | 100 | -100 | 0 | n/a | 40 | -50
13:35 | SP16 | 50 | 0 | 0 | 0 | 100 | -100 | 0 | n/a | 40 | -50
13:36 | SP16 | 50 | 0 | 0 | 0 | 100 | -100 | 0 | n/a | 40 | -50
13:37 | SP16 | 50 | 0 | 0 | 0 | 100 | -100 | 0 | n/a | 40 | -50
13:38 | SP16 | 50 | 0 | 0 | 0 | 100 | -100 | 0 | n/a | 40 | -50
13:39 | SP16 | 50 | 0 | 0 | 0 | 100 | -100 | 0 | n/a | 40 | -50
13:40 | SP16 | 50 | 0 | 0 | 0 | 100 | -100 | 0 | n/a | 40 | -50
13:41 | SP16 | 50 | 0 | 0 | 0 | 100 | -100 | 0 | n/a | 40 | -50
13:42 | SP16 | 50 | 0 | 0 | 0 | 100 | -100 | 0 | n/a | 40 | -50
13:43 | SP16 | 50 | 0 | 0 | 0 | 100 | -100 | 0 | n/a | 40 | -50
13:44 | SP16 | 50 | 0 | 0 | 0 | 100 | -100 | 0 | n/a | 40 | -50
13:45 | SP16 | 50 | 0 | 0 | 0 | 100 | -100 | 0 | n/a | 40 | -50
13:46 | SP16 | 50 | 0 | 0 | 0 | 100 | -100 | 0 | n/a | 40 | -50
13:47 | SP16 | 50 | 0 | 0 | 0 | 100 | -100 | 0 | n/a | 40 | -50
13:48 | SP16 | 50 | 0 | 0 | 0 | 100 | -100 | 0 | n/a | 40 | -50
13:49 | SP16 | 50 | 0 | 0 | 0 | 100 | -100 | 0 | n/a | 40 | -50
13:50 | SP16 | 50 | 0 | 0 | 0 | 100 | -100 | 0 | n/a | 40 | -50
13:51 | SP16 | 50 | 0 | 0 | 0 | 100 | -100 | 0 | n/a | 40 | -50
13:52 | SP16 | 50 | 0 | 0 | 0 | 100 | -100 | 0 | n/a | 40 | -50
13:53 | SP16 | 50 | 0 | 0 | 0 | 100 | -100 | 0 | n/a | 40 | -50
13:54 | SP16 | 50 | 0 | 0 | 0 | 100 | -100 | 0 | n/a | 40 | -50
13:55 | SP16 | 50 | 0 | 0 | 0 | 100 | -100 | 0 | n/a | 40 | -50
13:56 | SP16 | 50 | 0 | 0 | 0 | 100 | -100 | 0 | n/a | 40 | -50
13:57 | SP16 | 50 | 0 | 0 | 0 | 100 | -100 | 0 | n/a | 40 | -50
13:58 | SP16 | 50 | 0 | 0 | 0 | 100 | -100 | 0 | n/a | 40 | -50
13:59 | SP16 | 50 | 0 | 0 | 0 | 100 | -100 | 0 | n/a | 40 | -50
14:00 | SP17 | 50 | 0 | 0 | 0 | 100 | -100 | 20 | 10 | 50 | -50
14:01 | SP17 | 50 | 0 | 0 | 0 | 100 | -100 | 20 | 10 | 50 | -50
14:02 | SP17 | 50 | 0 | 0 | 0 | 100 | -100 | 20 | 10 | 50 | -50
14:03 | SP17 | 50 | 0 | 0 | 0 | 100 | -100 | 20 | 10 | 50 | -50
14:04 | SP17 | 50 | 0 | 0 | 0 | 100 | -100 | 20 | 10 | 50 | -50
14:05 | SP17 | 50 | 0 | 0 | 0 | 100 | -100 | 20 | 10 | 50 | -50
14:06 | SP17 | 50 | 0 | 0 | 0 | 100 | -100 | 20 | 10 | 50 | -50
14:07 | SP17 | 50 | 0 | 0 | 0 | 100 | -100 | 20 | 10 | 50 | -50
14:08 | SP17 | 50 | 0 | 0 | 0 | 100 | -100 | 20 | 10 | 50 | -50
14:09 | SP17 | 50 | 0 | 0 | 0 | 100 | -100 | 20 | 10 | 50 | -50
14:10 | SP17 | 50 | 0 | 0 | 0 | 100 | -100 | 20 | 10 | 50 | -50
14:11 | SP17 | 50 | 0 | 0 | 0 | 100 | -100 | 20 | 10 | 50 | -50
14:12 | SP17 | 50 | 0 | 0 | 0 | 100 | -100 | 20 | 10 | 50 | -50
14:13 | SP17 | 50 | 0 | 0 | 0 | 100 | -100 | 20 | 10 | 50 | -50
14:14 | SP17 | 50 | 0 | 0 | 0 | 100 | -100 | 20 | 10 | 50 | -50
14:15 | SP17 | 50 | 0 | 0 | 0 | 100 | -100 | 20 | 10 | 50 | -50
14:16 | SP17 | 50 | 0 | 0 | 0 | 100 | -100 | 20 | 10 | 50 | -50
14:17 | SP17 | 50 | 0 | 0 | 0 | 100 | -100 | 20 | 10 | 50 | -50
14:18 | SP17 | 50 | 0 | 0 | 0 | 100 | -100 | 20 | 10 | 50 | -50
14:19 | SP17 | 50 | 0 | 0 | 0 | 100 | -100 | 20 | 10 | 50 | -50
14:20 | SP17 | 50 | 0 | 0 | 0 | 100 | -100 | 20 | 10 | 50 | -50
14:21 | SP17 | 50 | 0 | 0 | 0 | 100 | -100 | 20 | 10 | 50 | -50
14:22 | SP17 | 50 | 0 | 0 | 0 | 100 | -100 | 20 | 10 | 50 | -50
14:23 | SP17 | 50 | 0 | 0 | 0 | 100 | -100 | 20 | 10 | 50 | -50
14:24 | SP17 | 50 | 0 | 0 | 0 | 100 | -100 | 20 | 10 | 50 | -50
14:25 | SP17 | 50 | 0 | 0 | 0 | 100 | -100 | 20 | 10 | 50 | -50
14:26 | SP17 | 50 | 0 | 0 | 0 | 100 | -100 | 20 | 10 | 50 | -50
14:27 | SP17 | 50 | 0 | 0 | 0 | 100 | -100 | 20 | 10 | 50 | -50
14:28 | SP17 | 50 | 0 | 0 | 0 | 100 | -100 | 20 | 10 | 50 | -50
14:29 | SP17 | 50 | 0 | 0 | 0 | 100 | -100 | 20 | 10 | 50 | -50
14:30 | SP18 | 50 | 0 | 0 | 0 | 100 | -100 | 0 | n/a | 40 | -50
14:31 | SP18 | 50 | 0 | 0 | 0 | 100 | -100 | 0 | n/a | 40 | -50
14:32 | SP18 | 50 | 0 | 0 | 0 | 100 | -100 | 0 | n/a | 40 | -50
14:33 | SP18 | 50 | 0 | 0 | 0 | 100 | -100 | 0 | n/a | 40 | -50
14:34 | SP18 | 50 | 0 | 0 | 0 | 100 | -100 | 0 | n/a | 40 | -50
14:35 | SP18 | 50 | 0 | 0 | 0 | 100 | -100 | 0 | n/a | 40 | -50
14:36 | SP18 | 50 | 0 | 0 | 0 | 100 | -100 | 0 | n/a | 40 | -50
14:37 | SP18 | 50 | 0 | 0 | 0 | 100 | -100 | 0 | n/a | 40 | -50
14:38 | SP18 | 50 | 0 | 0 | 0 | 100 | -100 | 0 | n/a | 40 | -50
14:39 | SP18 | 50 | 0 | 0 | 0 | 100 | -100 | 0 | n/a | 40 | -50
14:40 | SP18 | 50 | 0 | 0 | 0 | 100 | -100 | 0 | n/a | 40 | -50
14:41 | SP18 | 50 | 0 | 0 | 0 | 100 | -100 | 0 | n/a | 40 | -50
14:42 | SP18 | 50 | 0 | 0 | 0 | 100 | -100 | 0 | n/a | 40 | -50
14:43 | SP18 | 50 | 0 | 0 | 0 | 100 | -100 | 0 | n/a | 40 | -50
14:44 | SP18 | 50 | 0 | 0 | 0 | 100 | -100 | 0 | n/a | 40 | -50
14:45 | SP18 | 50 | 0 | 0 | 0 | 100 | -100 | 0 | n/a | 40 | -50
14:46 | SP18 | 50 | 0 | 0 | 0 | 100 | -100 | 0 | n/a | 40 | -50
14:47 | SP18 | 50 | 0 | 0 | 0 | 100 | -100 | 0 | n/a | 40 | -50
14:48 | SP18 | 50 | 0 | 0 | 0 | 100 | -100 | 0 | n/a | 40 | -50
14:49 | SP18 | 50 | 0 | 0 | 0 | 100 | -100 | 0 | n/a | 40 | -50
14:50 | SP18 | 50 | 0 | 0 | 0 | 100 | -100 | 0 | n/a | 40 | -50
14:51 | SP18 | 50 | 0 | 0 | 0 | 100 | -100 | 0 | n/a | 40 | -50
14:52 | SP18 | 50 | 0 | 0 | 0 | 100 | -100 | 0 | n/a | 40 | -50
14:53 | SP18 | 50 | 0 | 0 | 0 | 100 | -100 | 0 | n/a | 40 | -50
14:54 | SP18 | 50 | 0 | 0 | 0 | 100 | -100 | 0 | n/a | 40 | -50
14:55 | SP18 | 50 | 0 | 0 | 0 | 100 | -100 | 0 | n/a | 40 | -50
14:56 | SP18 | 50 | 0 | 0 | 0 | 100 | -100 | 0 | n/a | 40 | -50
14:57 | SP18 | 50 | 0 | 0 | 0 | 100 | -100 | 0 | n/a | 40 | -50
14:58 | SP18 | 50 | 0 | 0 | 0 | 100 | -100 | 0 | n/a | 40 | -50
14:59 | SP18 | 50 | 0 | 0 | 0 | 100 | -100 | 0 | n/a | 40 | -50
15:00 | SP19 | 50 | 0 | 0 | 0 | 100 | -100 | 0 | n/a | 40 | -50
15:01 | SP19 | 50 | 0 | 0 | 0 | 100 | -100 | 0 | n/a | 40 | -50
15:02 | SP19 | 50 | 0 | 0 | 0 | 100 | -100 | 0 | n/a | 40 | -50
15:03 | SP19 | 50 | 0 | 0 | 0 | 100 | -100 | 0 | n/a | 40 | -50
15:04 | SP19 | 50 | 0 | 0 | 0 | 100 | -100 | 0 | n/a | 40 | -50
15:05 | SP19 | 50 | 0 | 0 | 0 | 100 | -100 | 0 | n/a | 40 | -50
15:06 | SP19 | 50 | 0 | 0 | 0 | 100 | -100 | 0 | n/a | 40 | -50
15:07 | SP19 | 50 | 0 | 0 | 0 | 100 | -100 | 0 | n/a | 40 | -50
15:08 | SP19 | 50 | 0 | 0 | 0 | 100 | -100 | 0 | n/a | 40 | -50
15:09 | SP19 | 50 | 0 | 0 | 0 | 100 | -100 | 0 | n/a | 40 | -50
15:10 | SP19 | 50 | 0 | 0 | 0 | 100 | -100 | 0 | n/a | 40 | -50
15:11 | SP19 | 50 | 0 | 0 | 0 | 100 | -100 | 0 | n/a | 40 | -50
15:12 | SP19 | 50 | 0 | 0 | 0 | 100 | -100 | 0 | n/a | 40 | -50
15:13 | SP19 | 50 | 0 | 0 | 0 | 100 | -100 | 0 | n/a | 40 | -50
15:14 | SP19 | 50 | 0 | 0 | 0 | 100 | -100 | 0 | n/a | 40 | -50
15:15 | SP19 | 50 | 0 | 0 | 0 | 100 | -100 | 0 | n/a | 40 | -50
15:16 | SP19 | 50 | 0 | 0 | 0 | 100 | -100 | 0 | n/a | 40 | -50
15:17 | SP19 | 50 | 0 | 0 | 0 | 100 | -100 | 0 | n/a | 40 | -50
15:18 | SP19 | 50 | 0 | 0 | 0 | 100 | -100 | 0 | n/a | 40 | -50
15:19 | SP19 | 50 | 0 | 0 | 0 | 100 | -100 | 0 | n/a | 40 | -50
15:20 | SP19 | 50 | 0 | 0 | 0 | 100 | -100 | 0 | n/a | 40 | -50
15:21 | SP19 | 50 | 0 | 0 | 0 | 100 | -100 | 0 | n/a | 40 | -50
15:22 | SP19 | 50 | 0 | 0 | 0 | 100 | -100 | 0 | n/a | 40 | -50
15:23 | SP19 | 50 | 0 | 0 | 0 | 100 | -100 | 0 | n/a | 40 | -50
15:24 | SP19 | 50 | 0 | 0 | 0 | 100 | -100 | 0 | n/a | 40 | -50
15:25 | SP19 | 50 | 0 | 0 | 0 | 100 | -100 | 0 | n/a | 40 | -50
15:26 | SP19 | 50 | 0 | 0 | 0 | 100 | -100 | 0 | n/a | 40 | -50
15:27 | SP19 | 50 | 0 | 0 | 0 | 100 | -100 | 0 | n/a | 40 | -50
15:28 | SP19 | 50 | 0 | 0 | 0 | 100 | -100 | 0 | n/a | 40 | -50
15:29 | SP19 | 50 | 0 | 0 | 0 | 100 | -100 | 0 | n/a | 40 | -50
15:30 | SP20 | 50 | 0 | 0 | 0 | 100 | -100 | 0 | n/a | 50 | -50
15:31 | SP20 | 50 | 0 | 0 | 0 | 100 | -100 | 0 | n/a | 50 | -50
15:32 | SP20 | 50 | 0 | 0 | 0 | 100 | -100 | 0 | n/a | 50 | -50
15:33 | SP20 | 50 | 0 | 0 | 0 | 100 | -100 | 0 | n/a | 50 | -50
15:34 | SP20 | 50 | 0 | 0 | 0 | 100 | -100 | 0 | n/a | 50 | -50
15:35 | SP20 | 50 | 0 | 0 | 0 | 100 | -100 | 0 | n/a | 50 | -50
15:36 | SP20 | 50 | 0 | 0 | 0 | 100 | -100 | 0 | n/a | 50 | -50
15:37 | SP20 | 50 | 0 | 0 | 0 | 100 | -100 | 0 | n/a | 50 | -50
15:38 | SP20 | 50 | 0 | 0 | 0 | 100 | -100 | 0 | n/a | 50 | -50
15:39 | SP20 | 50 | 0 | 0 | 0 | 100 | -100 | 0 | n/a | 50 | -50
15:40 | SP20 | 50 | 0 | 0 | 0 | 100 | -100 | 0 | n/a | 50 | -50
15:41 | SP20 | 50 | 0 | 0 | 0 | 100 | -100 | 0 | n/a | 50 | -50
15:42 | SP20 | 50 | 0 | 0 | 0 | 100 | -100 | 0 | n/a | 50 | -50
15:43 | SP20 | 50 | 0 | 0 | 0 | 100 | -100 | 0 | n/a | 50 | -50
15:44 | SP20 | 50 | 0 | 0 | 0 | 100 | -100 | 0 | n/a | 50 | -50
15:45 | SP20 | 50 | 0 | 0 | 0 | 100 | -100 | 0 | n/a | 50 | -50
15:46 | SP20 | 50 | 0 | 0 | 0 | 100 | -100 | 0 | n/a | 50 | -50
15:47 | SP20 | 50 | 0 | 0 | 0 | 100 | -100 | 0 | n/a | 50 | -50
15:48 | SP20 | 50 | 0 | 0 | 0 | 100 | -100 | 0 | n/a | 50 | -50
15:49 | SP20 | 50 | 0 | 0 | 0 | 100 | -100 | 0 | n/a | 50 | -50
15:50 | SP20 | 50 | 0 | 0 | 0 | 100 | -100 | 0 | n/a | 50 | -50
15:51 | SP20 | 50 | 0 | 0 | 0 | 100 | -100 | 0 | n/a | 50 | -50
15:52 | SP20 | 50 | 0 | 0 | 0 | 100 | -100 | 0 | n/a | 50 | -50
15:53 | SP20 | 50 | 0 | 0 | 0 | 100 | -100 | 0 | n/a | 50 | -50
15:54 | SP20 | 50 | 0 | 0 | 0 | 100 | -100 | 0 | n/a | 50 | -50
15:55 | SP20 | 50 | 0 | 0 | 0 | 100 | -100 | 0 | n/a | 50 | -50
15:56 | SP20 | 50 | 0 | 0 | 0 | 100 | -100 | 0 | n/a | 50 | -50
15:57 | SP20 | 50 | 0 | 0 | 0 | 100 | -100 | 0 | n/a | 50 | -50
15:58 | SP20 | 50 | 0 | 0 | 0 | 100 | -100 | 0 | n/a | 50 | -50
15:59 | SP20 | 50 | 0 | 0 | 0 | 100 | -100 | 0 | n/a | 50 | -50
16:00 | SP21 | 50 | 0 | 0 | 0 | 100 | -100 | 0 | n/a | 50 | -50
16:01 | SP21 | 50 | 0 | 0 | 0 | 100 | -100 | 0 | n/a | 50 | -50
16:02 | SP21 | 50 | 0 | 0 | 0 | 100 | -100 | 0 | n/a | 50 | -50
16:03 | SP21 | 50 | 0 | 0 | 0 | 100 | -100 | 0 | n/a | 50 | -50
16:04 | SP21 | 50 | 0 | 0 | 0 | 100 | -100 | 0 | n/a | 50 | -50
16:05 | SP21 | 50 | 0 | 0 | 0 | 100 | -100 | 0 | n/a | 50 | -50
16:06 | SP21 | 50 | 0 | 0 | 0 | 100 | -100 | 0 | n/a | 50 | -50
16:07 | SP21 | 50 | 0 | 0 | 0 | 100 | -100 | 0 | n/a | 50 | -50
16:08 | SP21 | 50 | 0 | 0 | 0 | 100 | -100 | 0 | n/a | 50 | -50
16:09 | SP21 | 50 | 0 | 0 | 0 | 100 | -100 | 0 | n/a | 50 | -50
16:10 | SP21 | 50 | 0 | 0 | 0 | 100 | -100 | 0 | n/a | 50 | -50
16:11 | SP21 | 50 | 0 | 0 | 0 | 100 | -100 | 0 | n/a | 50 | -50
16:12 | SP21 | 50 | 0 | 0 | 0 | 100 | -100 | 0 | n/a | 50 | -50
16:13 | SP21 | 50 | 0 | 0 | 0 | 100 | -100 | 0 | n/a | 50 | -50
16:14 | SP21 | 50 | 0 | 0 | 0 | 100 | -100 | 0 | n/a | 50 | -50
16:15 | SP21 | 50 | 0 | 0 | 0 | 100 | -100 | 0 | n/a | 50 | -50
16:16 | SP21 | 50 | 0 | 0 | 0 | 100 | -100 | 0 | n/a | 50 | -50
16:17 | SP21 | 50 | 0 | 0 | 0 | 100 | -100 | 0 | n/a | 50 | -50
16:18 | SP21 | 50 | 0 | 0 | 0 | 100 | -100 | 0 | n/a | 50 | -50
16:19 | SP21 | 50 | 0 | 0 | 0 | 100 | -100 | 0 | n/a | 50 | -50
16:20 | SP21 | 50 | 0 | 0 | 0 | 100 | -100 | 0 | n/a | 50 | -50
16:21 | SP21 | 50 | 0 | 0 | 0 | 100 | -100 | 0 | n/a | 50 | -50
16:22 | SP21 | 50 | 0 | 0 | 0 | 100 | -100 | 0 | n/a | 50 | -50
16:23 | SP21 | 50 | 0 | 0 | 0 | 100 | -100 | 0 | n/a | 50 | -50
16:24 | SP21 | 50 | 0 | 0 | 0 | 100 | -100 | 0 | n/a | 50 | -50
16:25 | SP21 | 50 | 0 | 0 | 0 | 100 | -100 | 0 | n/a | 50 | -50
16:26 | SP21 | 50 | 0 | 0 | 0 | 100 | -100 | 0 | n/a | 50 | -50
16:27 | SP21 | 50 | 0 | 0 | 0 | 100 | -100 | 0 | n/a | 50 | -50
16:28 | SP21 | 50 | 0 | 0 | 0 | 100 | -100 | 0 | n/a | 50 | -50
16:29 | SP21 | 50 | 0 | 0 | 0 | 100 | -100 | 0 | n/a | 50 | -50
16:30 | SP22 | 50 | 0 | 0 | 0 | 100 | -100 | 0 | n/a | 50 | -50
16:31 | SP22 | 50 | 0 | 0 | 0 | 100 | -100 | 0 | n/a | 50 | -50
16:32 | SP22 | 50 | 0 | 0 | 0 | 100 | -100 | 0 | n/a | 50 | -50
16:33 | SP22 | 50 | 0 | 0 | 0 | 100 | -100 | 0 | n/a | 50 | -50
16:34 | SP22 | 50 | 0 | 0 | 0 | 100 | -100 | 0 | n/a | 50 | -50
16:35 | SP22 | 50 | 0 | 0 | 0 | 100 | -100 | 0 | n/a | 50 | -50
16:36 | SP22 | 50 | 0 | 0 | 0 | 100 | -100 | 0 | n/a | 50 | -50
16:37 | SP22 | 50 | 0 | 0 | 0 | 100 | -100 | 0 | n/a | 50 | -50
16:38 | SP22 | 50 | 0 | 0 | 0 | 100 | -100 | 0 | n/a | 50 | -50
16:39 | SP22 | 50 | 0 | 0 | 0 | 100 | -100 | 0 | n/a | 50 | -50
16:40 | SP22 | 50 | 0 | 0 | 0 | 100 | -100 | 0 | n/a | 50 | -50
16:41 | SP22 | 50 | 0 | 0 | 0 | 100 | -100 | 0 | n/a | 50 | -50
16:42 | SP22 | 50 | 0 | 0 | 0 | 100 | -100 | 0 | n/a | 50 | -50
16:43 | SP22 | 50 | 0 | 0 | 0 | 100 | -100 | 0 | n/a | 50 | -50
16:44 | SP22 | 50 | 0 | 0 | 0 | 100 | -100 | 0 | n/a | 50 | -50
16:45 | SP22 | 50 | 0 | 0 | 0 | 100 | -100 | 0 | n/a | 50 | -50
16:46 | SP22 | 50 | 0 | 0 | 0 | 100 | -100 | 0 | n/a | 50 | -50
16:47 | SP22 | 50 | 0 | 0 | 0 | 100 | -100 | 0 | n/a | 50 | -50
16:48 | SP22 | 50 | 0 | 0 | 0 | 100 | -100 | 0 | n/a | 50 | -50
16:49 | SP22 | 50 | 0 | 0 | 0 | 100 | -100 | 0 | n/a | 50 | -50
16:50 | SP22 | 50 | 0 | 0 | 0 | 100 | -100 | 0 | n/a | 50 | -50
16:51 | SP22 | 50 | 0 | 0 | 0 | 100 | -100 | 0 | n/a | 50 | -50
16:52 | SP22 | 50 | 0 | 0 | 0 | 100 | -100 | 0 | n/a | 50 | -50
16:53 | SP22 | 50 | 0 | 0 | 0 | 100 | -100 | 0 | n/a | 50 | -50
16:54 | SP22 | 50 | 0 | 0 | 0 | 100 | -100 | 0 | n/a | 50 | -50
16:55 | SP22 | 50 | 0 | 0 | 0 | 100 | -100 | 0 | n/a | 50 | -50
16:56 | SP22 | 50 | 0 | 0 | 0 | 100 | -100 | 0 | n/a | 50 | -50
16:57 | SP22 | 50 | 0 | 0 | 0 | 100 | -100 | 0 | n/a | 50 | -50
16:58 | SP22 | 50 | 0 | 0 | 0 | 100 | -100 | 0 | n/a | 50 | -50
16:59 | SP22 | 50 | 0 | 0 | 0 | 100 | -100 | 0 | n/a | 50 | -50
17:00 | SP23 | 50 | 0 | 0 | 0 | 100 | -100 | 0 | n/a | 50 | -50
17:01 | SP23 | 50 | 0 | 0 | 0 | 100 | -100 | 0 | n/a | 50 | -50
17:02 | SP23 | 50 | 0 | 0 | 0 | 100 | -100 | 0 | n/a | 50 | -50
17:03 | SP23 | 50 | 0 | 0 | 0 | 100 | -100 | 0 | n/a | 50 | -50
17:04 | SP23 | 50 | 0 | 0 | 0 | 100 | -100 | 0 | n/a | 50 | -50
17:05 | SP23 | 50 | 0 | 0 | 0 | 100 | -100 | 0 | n/a | 50 | -50
17:06 | SP23 | 50 | 0 | 0 | 0 | 100 | -100 | 0 | n/a | 50 | -50
17:07 | SP23 | 50 | 0 | 0 | 0 | 100 | -100 | 0 | n/a | 50 | -50
17:08 | SP23 | 50 | 0 | 0 | 0 | 100 | -100 | 0 | n/a | 50 | -50
17:09 | SP23 | 50 | 0 | 0 | 0 | 100 | -100 | 0 | n/a | 50 | -50
17:10 | SP23 | 50 | 0 | 0 | 0 | 100 | -100 | 0 | n/a | 50 | -50
17:11 | SP23 | 50 | 0 | 0 | 0 | 100 | -100 | 0 | n/a | 50 | -50
17:12 | SP23 | 50 | 0 | 0 | 0 | 100 | -100 | 0 | n/a | 50 | -50
17:13 | SP23 | 50 | 0 | 0 | 0 | 100 | -100 | 0 | n/a | 50 | -50
17:14 | SP23 | 50 | 0 | 0 | 0 | 100 | -100 | 0 | n/a | 50 | -50
17:15 | SP23 | 50 | 0 | 0 | 0 | 100 | -100 | 0 | n/a | 50 | -50
17:16 | SP23 | 50 | 0 | 0 | 0 | 100 | -100 | 0 | n/a | 50 | -50
17:17 | SP23 | 50 | 0 | 0 | 0 | 100 | -100 | 0 | n/a | 50 | -50
17:18 | SP23 | 50 | 0 | 0 | 0 | 100 | -100 | 0 | n/a | 50 | -50
17:19 | SP23 | 50 | 0 | 0 | 0 | 100 | -100 | 0 | n/a | 50 | -50
17:20 | SP23 | 50 | 0 | 0 | 0 | 100 | -100 | 0 | n/a | 50 | -50
17:21 | SP23 | 50 | 0 | 0 | 0 | 100 | -100 | 0 | n/a | 50 | -50
17:22 | SP23 | 50 | 0 | 0 | 0 | 100 | -100 | 0 | n/a | 50 | -50
17:23 | SP23 | 50 | 0 | 0 | 0 | 100 | -100 | 0 | n/a | 50 | -50
17:24 | SP23 | 50 | 0 | 0 | 0 | 100 | -100 | 0 | n/a | 50 | -50
17:25 | SP23 | 50 | 0 | 0 | 0 | 100 | -100 | 0 | n/a | 50 | -50
17:26 | SP23 | 50 | 0 | 0 | 0 | 100 | -100 | 0 | n/a | 50 | -50
17:27 | SP23 | 50 | 0 | 0 | 0 | 100 | -100 | 0 | n/a | 50 | -50
17:28 | SP23 | 50 | 0 | 0 | 0 | 100 | -100 | 0 | n/a | 50 | -50
17:29 | SP23 | 50 | 0 | 0 | 0 | 100 | -100 | 0 | n/a | 50 | -50
17:30 | SP24 | 50 | 0 | 0 | 0 | 100 | -100 | 0 | n/a | 50 | -50

## 2.2 Zero PN_1st BOA_Resrv_min
Unit Capacity = 100 MW/100MWh
[9 empty] | Positive Slow Reserve |  | Declared before BOA |  | Re-declared after BOA1
| Time | SP | SOC % | PN | BOA | BOA | MEL | MIL | PSR |  | MDO | MDB | MDO | MDB
|  |  |  | MW | MW | MWh | MW | MW | MW | MWh | MWh | MWh | MWh | MWh
| 11:00 | SP11 | 50 | 0 | 0 | 0 | 100 | -100 | 0 | n/a | 50 | -50 | 50 | -50
| 11:01 | SP11 | 50 | 0 | 0 | 0 | 100 | -100 | 0 | n/a | 50 | -50 | 50 | -50
1st BOA sent | 11:02 | SP11 | 50 | 0 | 0 | 0 | 100 | -100 | 0 | n/a | 50 | -50 | 50 | -50
| 11:03 | SP11 | 50 | 0 | 0 | 0 | 100 | -100 | 0 | n/a | 50 | -50 | 50 | -50
Redec received | 11:04 | SP11 | 50 | 0 | 0 | 0 | 100 | -100 | 0 | n/a | 50 | -50 | 50 | -50
| 11:05 | SP11 | 50 | 0 | 0 | 0 | 100 | -100 | 0 | n/a | 50 | -50 | 50 | -50
| 11:06 | SP11 | 50 | 0 | 0 | 0 | 100 | -100 | 0 | n/a | 50 | -50 | 50 | -50
| 11:07 | SP11 | 50 | 0 | 0 | 0 | 100 | -100 | 0 | n/a | 50 | -50 | 50 | -50
| 11:08 | SP11 | 50 | 0 | 0 | 0 | 100 | -100 | 0 | n/a | 50 | -50 | 50 | -50
| 11:09 | SP11 | 50 | 0 | 0 | 0 | 100 | -100 | 0 | n/a | 50 | -50 | 50 | -50
| 11:10 | SP11 | 50 | 0 | 0 | 0 | 100 | -100 | 0 | n/a | 50 | -50 | 50 | -50
| 11:11 | SP11 | 50 | 0 | 0 | 0 | 100 | -100 | 0 | n/a | 50 | -50 | 50 | -50
| 11:12 | SP11 | 50 | 0 | 0 | 0 | 100 | -100 | 0 | n/a | 50 | -50 | 50 | -50
| 11:13 | SP11 | 50 | 0 | 0 | 0 | 100 | -100 | 0 | n/a | 50 | -50 | 50 | -50
| 11:14 | SP11 | 50 | 0 | 0 | 0 | 100 | -100 | 0 | n/a | 50 | -50 | 50 | -50
| 11:15 | SP11 | 49 | 0 | 60 | 1 | 100 | -100 | 0 | n/a | 50 | -50 | 49 | -51
| 11:16 | SP11 | 48 | 0 | 60 | 1 | 100 | -100 | 0 | n/a | 50 | -50 | 48 | -52
| 11:17 | SP11 | 47 | 0 | 60 | 1 | 100 | -100 | 0 | n/a | 50 | -50 | 47 | -53
| 11:18 | SP11 | 46 | 0 | 60 | 1 | 100 | -100 | 0 | n/a | 50 | -50 | 46 | -54
| 11:19 | SP11 | 45 | 0 | 60 | 1 | 100 | -100 | 0 | n/a | 50 | -50 | 45 | -55
| 11:20 | SP11 | 44 | 0 | 60 | 1 | 100 | -100 | 0 | n/a | 50 | -50 | 44 | -56
| 11:21 | SP11 | 43 | 0 | 60 | 1 | 100 | -100 | 0 | n/a | 50 | -50 | 43 | -57
| 11:22 | SP11 | 42 | 0 | 60 | 1 | 100 | -100 | 0 | n/a | 50 | -50 | 42 | -58
| 11:23 | SP11 | 41 | 0 | 60 | 1 | 100 | -100 | 0 | n/a | 50 | -50 | 41 | -59
| 11:24 | SP11 | 40 | 0 | 60 | 1 | 100 | -100 | 0 | n/a | 50 | -50 | 40 | -60
| 11:25 | SP11 | 39 | 0 | 60 | 1 | 100 | -100 | 0 | n/a | 50 | -50 | 39 | -61
| 11:26 | SP11 | 38 | 0 | 60 | 1 | 100 | -100 | 0 | n/a | 50 | -50 | 38 | -62
| 11:27 | SP11 | 37 | 0 | 60 | 1 | 100 | -100 | 0 | n/a | 50 | -50 | 37 | -63
| 11:28 | SP11 | 36 | 0 | 60 | 1 | 100 | -100 | 0 | n/a | 50 | -50 | 36 | -64
| 11:29 | SP11 | 35 | 0 | 60 | 1 | 100 | -100 | 0 | n/a | 50 | -50 | 35 | -65
| 11:30 | SP12 | 35 | 0 | 0 | 0 | 100 | -100 | 0 | n/a | 50 | -50 | 35 | -65
| 11:31 | SP12 | 35 | 0 | 0 | 0 | 100 | -100 | 0 | n/a | 50 | -50 | 35 | -65
| 11:32 | SP12 | 35 | 0 | 0 | 0 | 100 | -100 | 0 | n/a | 50 | -50 | 35 | -65
| 11:33 | SP12 | 35 | 0 | 0 | 0 | 100 | -100 | 0 | n/a | 50 | -50 | 35 | -65
| 11:34 | SP12 | 35 | 0 | 0 | 0 | 100 | -100 | 0 | n/a | 50 | -50 | 35 | -65
| 11:35 | SP12 | 35 | 0 | 0 | 0 | 100 | -100 | 0 | n/a | 50 | -50 | 35 | -65
| 11:36 | SP12 | 35 | 0 | 0 | 0 | 100 | -100 | 0 | n/a | 50 | -50 | 35 | -65
| 11:37 | SP12 | 35 | 0 | 0 | 0 | 100 | -100 | 0 | n/a | 50 | -50 | 35 | -65
| 11:38 | SP12 | 35 | 0 | 0 | 0 | 100 | -100 | 0 | n/a | 50 | -50 | 35 | -65
| 11:39 | SP12 | 35 | 0 | 0 | 0 | 100 | -100 | 0 | n/a | 50 | -50 | 35 | -65
| 11:40 | SP12 | 35 | 0 | 0 | 0 | 100 | -100 | 0 | n/a | 50 | -50 | 35 | -65
| 11:41 | SP12 | 35 | 0 | 0 | 0 | 100 | -100 | 0 | n/a | 50 | -50 | 35 | -65
| 11:42 | SP12 | 35 | 0 | 0 | 0 | 100 | -100 | 0 | n/a | 50 | -50 | 35 | -65
| 11:43 | SP12 | 35 | 0 | 0 | 0 | 100 | -100 | 0 | n/a | 50 | -50 | 35 | -65
| 11:44 | SP12 | 35 | 0 | 0 | 0 | 100 | -100 | 0 | n/a | 50 | -50 | 35 | -65
| 11:45 | SP12 | 35 | 0 | 0 | 0 | 100 | -100 | 0 | n/a | 50 | -50 | 35 | -65
| 11:46 | SP12 | 35 | 0 | 0 | 0 | 100 | -100 | 0 | n/a | 50 | -50 | 35 | -65
| 11:47 | SP12 | 35 | 0 | 0 | 0 | 100 | -100 | 0 | n/a | 50 | -50 | 35 | -65
| 11:48 | SP12 | 35 | 0 | 0 | 0 | 100 | -100 | 0 | n/a | 50 | -50 | 35 | -65
| 11:49 | SP12 | 35 | 0 | 0 | 0 | 100 | -100 | 0 | n/a | 50 | -50 | 35 | -65
| 11:50 | SP12 | 35 | 0 | 0 | 0 | 100 | -100 | 0 | n/a | 50 | -50 | 35 | -65
| 11:51 | SP12 | 35 | 0 | 0 | 0 | 100 | -100 | 0 | n/a | 50 | -50 | 35 | -65
| 11:52 | SP12 | 35 | 0 | 0 | 0 | 100 | -100 | 0 | n/a | 50 | -50 | 35 | -65
| 11:53 | SP12 | 35 | 0 | 0 | 0 | 100 | -100 | 0 | n/a | 50 | -50 | 35 | -65
| 11:54 | SP12 | 35 | 0 | 0 | 0 | 100 | -100 | 0 | n/a | 50 | -50 | 35 | -65
| 11:55 | SP12 | 35 | 0 | 0 | 0 | 100 | -100 | 0 | n/a | 50 | -50 | 35 | -65
| 11:56 | SP12 | 35 | 0 | 0 | 0 | 100 | -100 | 0 | n/a | 50 | -50 | 35 | -65
| 11:57 | SP12 | 35 | 0 | 0 | 0 | 100 | -100 | 0 | n/a | 50 | -50 | 35 | -65
| 11:58 | SP12 | 35 | 0 | 0 | 0 | 100 | -100 | 0 | n/a | 50 | -50 | 35 | -65
| 11:59 | SP12 | 35 | 0 | 0 | 0 | 100 | -100 | 0 | n/a | 50 | -50 | 35 | -65
| 12:00 | SP13 | 35 | 0 | 0 | 0 | 100 | -100 | 0 | n/a | 40 | -50 | 25 | -65
| 12:01 | SP13 | 35 | 0 | 0 | 0 | 100 | -100 | 0 | n/a | 40 | -50 | 25 | -65
| 12:02 | SP13 | 35 | 0 | 0 | 0 | 100 | -100 | 0 | n/a | 40 | -50 | 25 | -65
| 12:03 | SP13 | 35 | 0 | 0 | 0 | 100 | -100 | 0 | n/a | 40 | -50 | 25 | -65
| 12:04 | SP13 | 35 | 0 | 0 | 0 | 100 | -100 | 0 | n/a | 40 | -50 | 25 | -65
| 12:05 | SP13 | 35 | 0 | 0 | 0 | 100 | -100 | 0 | n/a | 40 | -50 | 25 | -65
| 12:06 | SP13 | 35 | 0 | 0 | 0 | 100 | -100 | 0 | n/a | 40 | -50 | 25 | -65
| 12:07 | SP13 | 35 | 0 | 0 | 0 | 100 | -100 | 0 | n/a | 40 | -50 | 25 | -65
| 12:08 | SP13 | 35 | 0 | 0 | 0 | 100 | -100 | 0 | n/a | 40 | -50 | 25 | -65
| 12:09 | SP13 | 35 | 0 | 0 | 0 | 100 | -100 | 0 | n/a | 40 | -50 | 25 | -65
| 12:10 | SP13 | 35 | 0 | 0 | 0 | 100 | -100 | 0 | n/a | 40 | -50 | 25 | -65
| 12:11 | SP13 | 35 | 0 | 0 | 0 | 100 | -100 | 0 | n/a | 40 | -50 | 25 | -65
| 12:12 | SP13 | 35 | 0 | 0 | 0 | 100 | -100 | 0 | n/a | 40 | -50 | 25 | -65
| 12:13 | SP13 | 35 | 0 | 0 | 0 | 100 | -100 | 0 | n/a | 40 | -50 | 25 | -65
| 12:14 | SP13 | 35 | 0 | 0 | 0 | 100 | -100 | 0 | n/a | 40 | -50 | 25 | -65
| 12:15 | SP13 | 35 | 0 | 0 | 0 | 100 | -100 | 0 | n/a | 40 | -50 | 25 | -65
| 12:16 | SP13 | 35 | 0 | 0 | 0 | 100 | -100 | 0 | n/a | 40 | -50 | 25 | -65
| 12:17 | SP13 | 35 | 0 | 0 | 0 | 100 | -100 | 0 | n/a | 40 | -50 | 25 | -65
| 12:18 | SP13 | 35 | 0 | 0 | 0 | 100 | -100 | 0 | n/a | 40 | -50 | 25 | -65
| 12:19 | SP13 | 35 | 0 | 0 | 0 | 100 | -100 | 0 | n/a | 40 | -50 | 25 | -65
| 12:20 | SP13 | 35 | 0 | 0 | 0 | 100 | -100 | 0 | n/a | 40 | -50 | 25 | -65
| 12:21 | SP13 | 35 | 0 | 0 | 0 | 100 | -100 | 0 | n/a | 40 | -50 | 25 | -65
| 12:22 | SP13 | 35 | 0 | 0 | 0 | 100 | -100 | 0 | n/a | 40 | -50 | 25 | -65
| 12:23 | SP13 | 35 | 0 | 0 | 0 | 100 | -100 | 0 | n/a | 40 | -50 | 25 | -65
| 12:24 | SP13 | 35 | 0 | 0 | 0 | 100 | -100 | 0 | n/a | 40 | -50 | 25 | -65
| 12:25 | SP13 | 35 | 0 | 0 | 0 | 100 | -100 | 0 | n/a | 40 | -50 | 25 | -65
| 12:26 | SP13 | 35 | 0 | 0 | 0 | 100 | -100 | 0 | n/a | 40 | -50 | 25 | -65
| 12:27 | SP13 | 35 | 0 | 0 | 0 | 100 | -100 | 0 | n/a | 40 | -50 | 25 | -65
| 12:28 | SP13 | 35 | 0 | 0 | 0 | 100 | -100 | 0 | n/a | 40 | -50 | 25 | -65
| 12:29 | SP13 | 35 | 0 | 0 | 0 | 100 | -100 | 0 | n/a | 40 | -50 | 25 | -65
| 12:30 | SP14 | 35 | 0 | 0 | 0 | 100 | -100 | 0 | n/a | 40 | -50 | 25 | -65
| 12:31 | SP14 | 35 | 0 | 0 | 0 | 100 | -100 | 0 | n/a | 40 | -50 | 25 | -65
| 12:32 | SP14 | 35 | 0 | 0 | 0 | 100 | -100 | 0 | n/a | 40 | -50 | 25 | -65
| 12:33 | SP14 | 35 | 0 | 0 | 0 | 100 | -100 | 0 | n/a | 40 | -50 | 25 | -65
| 12:34 | SP14 | 35 | 0 | 0 | 0 | 100 | -100 | 0 | n/a | 40 | -50 | 25 | -65
| 12:35 | SP14 | 35 | 0 | 0 | 0 | 100 | -100 | 0 | n/a | 40 | -50 | 25 | -65
| 12:36 | SP14 | 35 | 0 | 0 | 0 | 100 | -100 | 0 | n/a | 40 | -50 | 25 | -65
| 12:37 | SP14 | 35 | 0 | 0 | 0 | 100 | -100 | 0 | n/a | 40 | -50 | 25 | -65
| 12:38 | SP14 | 35 | 0 | 0 | 0 | 100 | -100 | 0 | n/a | 40 | -50 | 25 | -65
| 12:39 | SP14 | 35 | 0 | 0 | 0 | 100 | -100 | 0 | n/a | 40 | -50 | 25 | -65
| 12:40 | SP14 | 35 | 0 | 0 | 0 | 100 | -100 | 0 | n/a | 40 | -50 | 25 | -65
| 12:41 | SP14 | 35 | 0 | 0 | 0 | 100 | -100 | 0 | n/a | 40 | -50 | 25 | -65
| 12:42 | SP14 | 35 | 0 | 0 | 0 | 100 | -100 | 0 | n/a | 40 | -50 | 25 | -65
| 12:43 | SP14 | 35 | 0 | 0 | 0 | 100 | -100 | 0 | n/a | 40 | -50 | 25 | -65
| 12:44 | SP14 | 35 | 0 | 0 | 0 | 100 | -100 | 0 | n/a | 40 | -50 | 25 | -65
| 12:45 | SP14 | 35 | 0 | 0 | 0 | 100 | -100 | 0 | n/a | 40 | -50 | 25 | -65
| 12:46 | SP14 | 35 | 0 | 0 | 0 | 100 | -100 | 0 | n/a | 40 | -50 | 25 | -65
| 12:47 | SP14 | 35 | 0 | 0 | 0 | 100 | -100 | 0 | n/a | 40 | -50 | 25 | -65
| 12:48 | SP14 | 35 | 0 | 0 | 0 | 100 | -100 | 0 | n/a | 40 | -50 | 25 | -65
| 12:49 | SP14 | 35 | 0 | 0 | 0 | 100 | -100 | 0 | n/a | 40 | -50 | 25 | -65
| 12:50 | SP14 | 35 | 0 | 0 | 0 | 100 | -100 | 0 | n/a | 40 | -50 | 25 | -65
| 12:51 | SP14 | 35 | 0 | 0 | 0 | 100 | -100 | 0 | n/a | 40 | -50 | 25 | -65
| 12:52 | SP14 | 35 | 0 | 0 | 0 | 100 | -100 | 0 | n/a | 40 | -50 | 25 | -65
| 12:53 | SP14 | 35 | 0 | 0 | 0 | 100 | -100 | 0 | n/a | 40 | -50 | 25 | -65
| 12:54 | SP14 | 35 | 0 | 0 | 0 | 100 | -100 | 0 | n/a | 40 | -50 | 25 | -65
| 12:55 | SP14 | 35 | 0 | 0 | 0 | 100 | -100 | 0 | n/a | 40 | -50 | 25 | -65
| 12:56 | SP14 | 35 | 0 | 0 | 0 | 100 | -100 | 0 | n/a | 40 | -50 | 25 | -65
| 12:57 | SP14 | 35 | 0 | 0 | 0 | 100 | -100 | 0 | n/a | 40 | -50 | 25 | -65
| 12:58 | SP14 | 35 | 0 | 0 | 0 | 100 | -100 | 0 | n/a | 40 | -50 | 25 | -65
| 12:59 | SP14 | 35 | 0 | 0 | 0 | 100 | -100 | 0 | n/a | 40 | -50 | 25 | -65
| 13:00 | SP15 | 35 | 0 | 0 | 0 | 100 | -100 | 0 | n/a | 40 | -50 | 25 | -65
| 13:01 | SP15 | 35 | 0 | 0 | 0 | 100 | -100 | 0 | n/a | 40 | -50 | 25 | -65
| 13:02 | SP15 | 35 | 0 | 0 | 0 | 100 | -100 | 0 | n/a | 40 | -50 | 25 | -65
| 13:03 | SP15 | 35 | 0 | 0 | 0 | 100 | -100 | 0 | n/a | 40 | -50 | 25 | -65
| 13:04 | SP15 | 35 | 0 | 0 | 0 | 100 | -100 | 0 | n/a | 40 | -50 | 25 | -65
| 13:05 | SP15 | 35 | 0 | 0 | 0 | 100 | -100 | 0 | n/a | 40 | -50 | 25 | -65
| 13:06 | SP15 | 35 | 0 | 0 | 0 | 100 | -100 | 0 | n/a | 40 | -50 | 25 | -65
| 13:07 | SP15 | 35 | 0 | 0 | 0 | 100 | -100 | 0 | n/a | 40 | -50 | 25 | -65
| 13:08 | SP15 | 35 | 0 | 0 | 0 | 100 | -100 | 0 | n/a | 40 | -50 | 25 | -65
| 13:09 | SP15 | 35 | 0 | 0 | 0 | 100 | -100 | 0 | n/a | 40 | -50 | 25 | -65
| 13:10 | SP15 | 35 | 0 | 0 | 0 | 100 | -100 | 0 | n/a | 40 | -50 | 25 | -65
| 13:11 | SP15 | 35 | 0 | 0 | 0 | 100 | -100 | 0 | n/a | 40 | -50 | 25 | -65
| 13:12 | SP15 | 35 | 0 | 0 | 0 | 100 | -100 | 0 | n/a | 40 | -50 | 25 | -65
| 13:13 | SP15 | 35 | 0 | 0 | 0 | 100 | -100 | 0 | n/a | 40 | -50 | 25 | -65
| 13:14 | SP15 | 35 | 0 | 0 | 0 | 100 | -100 | 0 | n/a | 40 | -50 | 25 | -65
| 13:15 | SP15 | 35 | 0 | 0 | 0 | 100 | -100 | 0 | n/a | 40 | -50 | 25 | -65
| 13:16 | SP15 | 35 | 0 | 0 | 0 | 100 | -100 | 0 | n/a | 40 | -50 | 25 | -65
| 13:17 | SP15 | 35 | 0 | 0 | 0 | 100 | -100 | 0 | n/a | 40 | -50 | 25 | -65
| 13:18 | SP15 | 35 | 0 | 0 | 0 | 100 | -100 | 0 | n/a | 40 | -50 | 25 | -65
| 13:19 | SP15 | 35 | 0 | 0 | 0 | 100 | -100 | 0 | n/a | 40 | -50 | 25 | -65
| 13:20 | SP15 | 35 | 0 | 0 | 0 | 100 | -100 | 0 | n/a | 40 | -50 | 25 | -65
| 13:21 | SP15 | 35 | 0 | 0 | 0 | 100 | -100 | 0 | n/a | 40 | -50 | 25 | -65
| 13:22 | SP15 | 35 | 0 | 0 | 0 | 100 | -100 | 0 | n/a | 40 | -50 | 25 | -65
| 13:23 | SP15 | 35 | 0 | 0 | 0 | 100 | -100 | 0 | n/a | 40 | -50 | 25 | -65
| 13:24 | SP15 | 35 | 0 | 0 | 0 | 100 | -100 | 0 | n/a | 40 | -50 | 25 | -65
| 13:25 | SP15 | 35 | 0 | 0 | 0 | 100 | -100 | 0 | n/a | 40 | -50 | 25 | -65
| 13:26 | SP15 | 35 | 0 | 0 | 0 | 100 | -100 | 0 | n/a | 40 | -50 | 25 | -65
| 13:27 | SP15 | 35 | 0 | 0 | 0 | 100 | -100 | 0 | n/a | 40 | -50 | 25 | -65
| 13:28 | SP15 | 35 | 0 | 0 | 0 | 100 | -100 | 0 | n/a | 40 | -50 | 25 | -65
| 13:29 | SP15 | 35 | 0 | 0 | 0 | 100 | -100 | 0 | n/a | 40 | -50 | 25 | -65
| 13:30 | SP16 | 35 | 0 | 0 | 0 | 100 | -100 | 0 | n/a | 40 | -50 | 25 | -65
| 13:31 | SP16 | 35 | 0 | 0 | 0 | 100 | -100 | 0 | n/a | 40 | -50 | 25 | -65
| 13:32 | SP16 | 35 | 0 | 0 | 0 | 100 | -100 | 0 | n/a | 40 | -50 | 25 | -65
| 13:33 | SP16 | 35 | 0 | 0 | 0 | 100 | -100 | 0 | n/a | 40 | -50 | 25 | -65
| 13:34 | SP16 | 35 | 0 | 0 | 0 | 100 | -100 | 0 | n/a | 40 | -50 | 25 | -65
| 13:35 | SP16 | 35 | 0 | 0 | 0 | 100 | -100 | 0 | n/a | 40 | -50 | 25 | -65
| 13:36 | SP16 | 35 | 0 | 0 | 0 | 100 | -100 | 0 | n/a | 40 | -50 | 25 | -65
| 13:37 | SP16 | 35 | 0 | 0 | 0 | 100 | -100 | 0 | n/a | 40 | -50 | 25 | -65
| 13:38 | SP16 | 35 | 0 | 0 | 0 | 100 | -100 | 0 | n/a | 40 | -50 | 25 | -65
| 13:39 | SP16 | 35 | 0 | 0 | 0 | 100 | -100 | 0 | n/a | 40 | -50 | 25 | -65
| 13:40 | SP16 | 35 | 0 | 0 | 0 | 100 | -100 | 0 | n/a | 40 | -50 | 25 | -65
| 13:41 | SP16 | 35 | 0 | 0 | 0 | 100 | -100 | 0 | n/a | 40 | -50 | 25 | -65
| 13:42 | SP16 | 35 | 0 | 0 | 0 | 100 | -100 | 0 | n/a | 40 | -50 | 25 | -65
| 13:43 | SP16 | 35 | 0 | 0 | 0 | 100 | -100 | 0 | n/a | 40 | -50 | 25 | -65
| 13:44 | SP16 | 35 | 0 | 0 | 0 | 100 | -100 | 0 | n/a | 40 | -50 | 25 | -65
| 13:45 | SP16 | 35 | 0 | 0 | 0 | 100 | -100 | 0 | n/a | 40 | -50 | 25 | -65
| 13:46 | SP16 | 35 | 0 | 0 | 0 | 100 | -100 | 0 | n/a | 40 | -50 | 25 | -65
| 13:47 | SP16 | 35 | 0 | 0 | 0 | 100 | -100 | 0 | n/a | 40 | -50 | 25 | -65
| 13:48 | SP16 | 35 | 0 | 0 | 0 | 100 | -100 | 0 | n/a | 40 | -50 | 25 | -65
| 13:49 | SP16 | 35 | 0 | 0 | 0 | 100 | -100 | 0 | n/a | 40 | -50 | 25 | -65
| 13:50 | SP16 | 35 | 0 | 0 | 0 | 100 | -100 | 0 | n/a | 40 | -50 | 25 | -65
| 13:51 | SP16 | 35 | 0 | 0 | 0 | 100 | -100 | 0 | n/a | 40 | -50 | 25 | -65
| 13:52 | SP16 | 35 | 0 | 0 | 0 | 100 | -100 | 0 | n/a | 40 | -50 | 25 | -65
| 13:53 | SP16 | 35 | 0 | 0 | 0 | 100 | -100 | 0 | n/a | 40 | -50 | 25 | -65
| 13:54 | SP16 | 35 | 0 | 0 | 0 | 100 | -100 | 0 | n/a | 40 | -50 | 25 | -65
| 13:55 | SP16 | 35 | 0 | 0 | 0 | 100 | -100 | 0 | n/a | 40 | -50 | 25 | -65
| 13:56 | SP16 | 35 | 0 | 0 | 0 | 100 | -100 | 0 | n/a | 40 | -50 | 25 | -65
| 13:57 | SP16 | 35 | 0 | 0 | 0 | 100 | -100 | 0 | n/a | 40 | -50 | 25 | -65
| 13:58 | SP16 | 35 | 0 | 0 | 0 | 100 | -100 | 0 | n/a | 40 | -50 | 25 | -65
| 13:59 | SP16 | 35 | 0 | 0 | 0 | 100 | -100 | 0 | n/a | 40 | -50 | 25 | -65
| 14:00 | SP17 | 35 | 0 | 0 | 0 | 100 | -100 | 20 | 10 | 50 | -50 | 35 | -65
| 14:01 | SP17 | 35 | 0 | 0 | 0 | 100 | -100 | 20 | 10 | 50 | -50 | 35 | -65
| 14:02 | SP17 | 35 | 0 | 0 | 0 | 100 | -100 | 20 | 10 | 50 | -50 | 35 | -65
| 14:03 | SP17 | 35 | 0 | 0 | 0 | 100 | -100 | 20 | 10 | 50 | -50 | 35 | -65
| 14:04 | SP17 | 35 | 0 | 0 | 0 | 100 | -100 | 20 | 10 | 50 | -50 | 35 | -65
| 14:05 | SP17 | 35 | 0 | 0 | 0 | 100 | -100 | 20 | 10 | 50 | -50 | 35 | -65
| 14:06 | SP17 | 35 | 0 | 0 | 0 | 100 | -100 | 20 | 10 | 50 | -50 | 35 | -65
| 14:07 | SP17 | 35 | 0 | 0 | 0 | 100 | -100 | 20 | 10 | 50 | -50 | 35 | -65
| 14:08 | SP17 | 35 | 0 | 0 | 0 | 100 | -100 | 20 | 10 | 50 | -50 | 35 | -65
| 14:09 | SP17 | 35 | 0 | 0 | 0 | 100 | -100 | 20 | 10 | 50 | -50 | 35 | -65
| 14:10 | SP17 | 35 | 0 | 0 | 0 | 100 | -100 | 20 | 10 | 50 | -50 | 35 | -65
| 14:11 | SP17 | 35 | 0 | 0 | 0 | 100 | -100 | 20 | 10 | 50 | -50 | 35 | -65
| 14:12 | SP17 | 35 | 0 | 0 | 0 | 100 | -100 | 20 | 10 | 50 | -50 | 35 | -65
| 14:13 | SP17 | 35 | 0 | 0 | 0 | 100 | -100 | 20 | 10 | 50 | -50 | 35 | -65
| 14:14 | SP17 | 35 | 0 | 0 | 0 | 100 | -100 | 20 | 10 | 50 | -50 | 35 | -65
| 14:15 | SP17 | 35 | 0 | 0 | 0 | 100 | -100 | 20 | 10 | 50 | -50 | 35 | -65
| 14:16 | SP17 | 35 | 0 | 0 | 0 | 100 | -100 | 20 | 10 | 50 | -50 | 35 | -65
| 14:17 | SP17 | 35 | 0 | 0 | 0 | 100 | -100 | 20 | 10 | 50 | -50 | 35 | -65
| 14:18 | SP17 | 35 | 0 | 0 | 0 | 100 | -100 | 20 | 10 | 50 | -50 | 35 | -65
| 14:19 | SP17 | 35 | 0 | 0 | 0 | 100 | -100 | 20 | 10 | 50 | -50 | 35 | -65
| 14:20 | SP17 | 35 | 0 | 0 | 0 | 100 | -100 | 20 | 10 | 50 | -50 | 35 | -65
| 14:21 | SP17 | 35 | 0 | 0 | 0 | 100 | -100 | 20 | 10 | 50 | -50 | 35 | -65
| 14:22 | SP17 | 35 | 0 | 0 | 0 | 100 | -100 | 20 | 10 | 50 | -50 | 35 | -65
| 14:23 | SP17 | 35 | 0 | 0 | 0 | 100 | -100 | 20 | 10 | 50 | -50 | 35 | -65
| 14:24 | SP17 | 35 | 0 | 0 | 0 | 100 | -100 | 20 | 10 | 50 | -50 | 35 | -65
| 14:25 | SP17 | 35 | 0 | 0 | 0 | 100 | -100 | 20 | 10 | 50 | -50 | 35 | -65
| 14:26 | SP17 | 35 | 0 | 0 | 0 | 100 | -100 | 20 | 10 | 50 | -50 | 35 | -65
| 14:27 | SP17 | 35 | 0 | 0 | 0 | 100 | -100 | 20 | 10 | 50 | -50 | 35 | -65
| 14:28 | SP17 | 35 | 0 | 0 | 0 | 100 | -100 | 20 | 10 | 50 | -50 | 35 | -65
| 14:29 | SP17 | 35 | 0 | 0 | 0 | 100 | -100 | 20 | 10 | 50 | -50 | 35 | -65
| 14:30 | SP18 | 35 | 0 | 0 | 0 | 100 | -100 | 0 | n/a | 40 | -50 | 25 | -65
| 14:31 | SP18 | 35 | 0 | 0 | 0 | 100 | -100 | 0 | n/a | 40 | -50 | 25 | -65
| 14:32 | SP18 | 35 | 0 | 0 | 0 | 100 | -100 | 0 | n/a | 40 | -50 | 25 | -65
| 14:33 | SP18 | 35 | 0 | 0 | 0 | 100 | -100 | 0 | n/a | 40 | -50 | 25 | -65
| 14:34 | SP18 | 35 | 0 | 0 | 0 | 100 | -100 | 0 | n/a | 40 | -50 | 25 | -65
| 14:35 | SP18 | 35 | 0 | 0 | 0 | 100 | -100 | 0 | n/a | 40 | -50 | 25 | -65
| 14:36 | SP18 | 35 | 0 | 0 | 0 | 100 | -100 | 0 | n/a | 40 | -50 | 25 | -65
| 14:37 | SP18 | 35 | 0 | 0 | 0 | 100 | -100 | 0 | n/a | 40 | -50 | 25 | -65
| 14:38 | SP18 | 35 | 0 | 0 | 0 | 100 | -100 | 0 | n/a | 40 | -50 | 25 | -65
| 14:39 | SP18 | 35 | 0 | 0 | 0 | 100 | -100 | 0 | n/a | 40 | -50 | 25 | -65
| 14:40 | SP18 | 35 | 0 | 0 | 0 | 100 | -100 | 0 | n/a | 40 | -50 | 25 | -65
| 14:41 | SP18 | 35 | 0 | 0 | 0 | 100 | -100 | 0 | n/a | 40 | -50 | 25 | -65
| 14:42 | SP18 | 35 | 0 | 0 | 0 | 100 | -100 | 0 | n/a | 40 | -50 | 25 | -65
| 14:43 | SP18 | 35 | 0 | 0 | 0 | 100 | -100 | 0 | n/a | 40 | -50 | 25 | -65
| 14:44 | SP18 | 35 | 0 | 0 | 0 | 100 | -100 | 0 | n/a | 40 | -50 | 25 | -65
| 14:45 | SP18 | 35 | 0 | 0 | 0 | 100 | -100 | 0 | n/a | 40 | -50 | 25 | -65
| 14:46 | SP18 | 35 | 0 | 0 | 0 | 100 | -100 | 0 | n/a | 40 | -50 | 25 | -65
| 14:47 | SP18 | 35 | 0 | 0 | 0 | 100 | -100 | 0 | n/a | 40 | -50 | 25 | -65
| 14:48 | SP18 | 35 | 0 | 0 | 0 | 100 | -100 | 0 | n/a | 40 | -50 | 25 | -65
| 14:49 | SP18 | 35 | 0 | 0 | 0 | 100 | -100 | 0 | n/a | 40 | -50 | 25 | -65
| 14:50 | SP18 | 35 | 0 | 0 | 0 | 100 | -100 | 0 | n/a | 40 | -50 | 25 | -65
| 14:51 | SP18 | 35 | 0 | 0 | 0 | 100 | -100 | 0 | n/a | 40 | -50 | 25 | -65
| 14:52 | SP18 | 35 | 0 | 0 | 0 | 100 | -100 | 0 | n/a | 40 | -50 | 25 | -65
| 14:53 | SP18 | 35 | 0 | 0 | 0 | 100 | -100 | 0 | n/a | 40 | -50 | 25 | -65
| 14:54 | SP18 | 35 | 0 | 0 | 0 | 100 | -100 | 0 | n/a | 40 | -50 | 25 | -65
| 14:55 | SP18 | 35 | 0 | 0 | 0 | 100 | -100 | 0 | n/a | 40 | -50 | 25 | -65
| 14:56 | SP18 | 35 | 0 | 0 | 0 | 100 | -100 | 0 | n/a | 40 | -50 | 25 | -65
| 14:57 | SP18 | 35 | 0 | 0 | 0 | 100 | -100 | 0 | n/a | 40 | -50 | 25 | -65
| 14:58 | SP18 | 35 | 0 | 0 | 0 | 100 | -100 | 0 | n/a | 40 | -50 | 25 | -65
| 14:59 | SP18 | 35 | 0 | 0 | 0 | 100 | -100 | 0 | n/a | 40 | -50 | 25 | -65
| 15:00 | SP19 | 35 | 0 | 0 | 0 | 100 | -100 | 0 | n/a | 40 | -50 | 25 | -65
| 15:01 | SP19 | 35 | 0 | 0 | 0 | 100 | -100 | 0 | n/a | 40 | -50 | 25 | -65
| 15:02 | SP19 | 35 | 0 | 0 | 0 | 100 | -100 | 0 | n/a | 40 | -50 | 25 | -65
| 15:03 | SP19 | 35 | 0 | 0 | 0 | 100 | -100 | 0 | n/a | 40 | -50 | 25 | -65
| 15:04 | SP19 | 35 | 0 | 0 | 0 | 100 | -100 | 0 | n/a | 40 | -50 | 25 | -65
| 15:05 | SP19 | 35 | 0 | 0 | 0 | 100 | -100 | 0 | n/a | 40 | -50 | 25 | -65
| 15:06 | SP19 | 35 | 0 | 0 | 0 | 100 | -100 | 0 | n/a | 40 | -50 | 25 | -65
| 15:07 | SP19 | 35 | 0 | 0 | 0 | 100 | -100 | 0 | n/a | 40 | -50 | 25 | -65
| 15:08 | SP19 | 35 | 0 | 0 | 0 | 100 | -100 | 0 | n/a | 40 | -50 | 25 | -65
| 15:09 | SP19 | 35 | 0 | 0 | 0 | 100 | -100 | 0 | n/a | 40 | -50 | 25 | -65
| 15:10 | SP19 | 35 | 0 | 0 | 0 | 100 | -100 | 0 | n/a | 40 | -50 | 25 | -65
| 15:11 | SP19 | 35 | 0 | 0 | 0 | 100 | -100 | 0 | n/a | 40 | -50 | 25 | -65
| 15:12 | SP19 | 35 | 0 | 0 | 0 | 100 | -100 | 0 | n/a | 40 | -50 | 25 | -65
| 15:13 | SP19 | 35 | 0 | 0 | 0 | 100 | -100 | 0 | n/a | 40 | -50 | 25 | -65
| 15:14 | SP19 | 35 | 0 | 0 | 0 | 100 | -100 | 0 | n/a | 40 | -50 | 25 | -65
| 15:15 | SP19 | 35 | 0 | 0 | 0 | 100 | -100 | 0 | n/a | 40 | -50 | 25 | -65
| 15:16 | SP19 | 35 | 0 | 0 | 0 | 100 | -100 | 0 | n/a | 40 | -50 | 25 | -65
| 15:17 | SP19 | 35 | 0 | 0 | 0 | 100 | -100 | 0 | n/a | 40 | -50 | 25 | -65
| 15:18 | SP19 | 35 | 0 | 0 | 0 | 100 | -100 | 0 | n/a | 40 | -50 | 25 | -65
| 15:19 | SP19 | 35 | 0 | 0 | 0 | 100 | -100 | 0 | n/a | 40 | -50 | 25 | -65
| 15:20 | SP19 | 35 | 0 | 0 | 0 | 100 | -100 | 0 | n/a | 40 | -50 | 25 | -65
| 15:21 | SP19 | 35 | 0 | 0 | 0 | 100 | -100 | 0 | n/a | 40 | -50 | 25 | -65
| 15:22 | SP19 | 35 | 0 | 0 | 0 | 100 | -100 | 0 | n/a | 40 | -50 | 25 | -65
| 15:23 | SP19 | 35 | 0 | 0 | 0 | 100 | -100 | 0 | n/a | 40 | -50 | 25 | -65
| 15:24 | SP19 | 35 | 0 | 0 | 0 | 100 | -100 | 0 | n/a | 40 | -50 | 25 | -65
| 15:25 | SP19 | 35 | 0 | 0 | 0 | 100 | -100 | 0 | n/a | 40 | -50 | 25 | -65
| 15:26 | SP19 | 35 | 0 | 0 | 0 | 100 | -100 | 0 | n/a | 40 | -50 | 25 | -65
| 15:27 | SP19 | 35 | 0 | 0 | 0 | 100 | -100 | 0 | n/a | 40 | -50 | 25 | -65
| 15:28 | SP19 | 35 | 0 | 0 | 0 | 100 | -100 | 0 | n/a | 40 | -50 | 25 | -65
| 15:29 | SP19 | 35 | 0 | 0 | 0 | 100 | -100 | 0 | n/a | 40 | -50 | 25 | -65
| 15:30 | SP20 | 35 | 0 | 0 | 0 | 100 | -100 | 0 | n/a | 50 | -50 | 35 | -65
| 15:31 | SP20 | 35 | 0 | 0 | 0 | 100 | -100 | 0 | n/a | 50 | -50 | 35 | -65
| 15:32 | SP20 | 35 | 0 | 0 | 0 | 100 | -100 | 0 | n/a | 50 | -50 | 35 | -65
| 15:33 | SP20 | 35 | 0 | 0 | 0 | 100 | -100 | 0 | n/a | 50 | -50 | 35 | -65
| 15:34 | SP20 | 35 | 0 | 0 | 0 | 100 | -100 | 0 | n/a | 50 | -50 | 35 | -65
| 15:35 | SP20 | 35 | 0 | 0 | 0 | 100 | -100 | 0 | n/a | 50 | -50 | 35 | -65
| 15:36 | SP20 | 35 | 0 | 0 | 0 | 100 | -100 | 0 | n/a | 50 | -50 | 35 | -65
| 15:37 | SP20 | 35 | 0 | 0 | 0 | 100 | -100 | 0 | n/a | 50 | -50 | 35 | -65
| 15:38 | SP20 | 35 | 0 | 0 | 0 | 100 | -100 | 0 | n/a | 50 | -50 | 35 | -65
| 15:39 | SP20 | 35 | 0 | 0 | 0 | 100 | -100 | 0 | n/a | 50 | -50 | 35 | -65
| 15:40 | SP20 | 35 | 0 | 0 | 0 | 100 | -100 | 0 | n/a | 50 | -50 | 35 | -65
| 15:41 | SP20 | 35 | 0 | 0 | 0 | 100 | -100 | 0 | n/a | 50 | -50 | 35 | -65
| 15:42 | SP20 | 35 | 0 | 0 | 0 | 100 | -100 | 0 | n/a | 50 | -50 | 35 | -65
| 15:43 | SP20 | 35 | 0 | 0 | 0 | 100 | -100 | 0 | n/a | 50 | -50 | 35 | -65
| 15:44 | SP20 | 35 | 0 | 0 | 0 | 100 | -100 | 0 | n/a | 50 | -50 | 35 | -65
| 15:45 | SP20 | 35 | 0 | 0 | 0 | 100 | -100 | 0 | n/a | 50 | -50 | 35 | -65
| 15:46 | SP20 | 35 | 0 | 0 | 0 | 100 | -100 | 0 | n/a | 50 | -50 | 35 | -65
| 15:47 | SP20 | 35 | 0 | 0 | 0 | 100 | -100 | 0 | n/a | 50 | -50 | 35 | -65
| 15:48 | SP20 | 35 | 0 | 0 | 0 | 100 | -100 | 0 | n/a | 50 | -50 | 35 | -65
| 15:49 | SP20 | 35 | 0 | 0 | 0 | 100 | -100 | 0 | n/a | 50 | -50 | 35 | -65
| 15:50 | SP20 | 35 | 0 | 0 | 0 | 100 | -100 | 0 | n/a | 50 | -50 | 35 | -65
| 15:51 | SP20 | 35 | 0 | 0 | 0 | 100 | -100 | 0 | n/a | 50 | -50 | 35 | -65
| 15:52 | SP20 | 35 | 0 | 0 | 0 | 100 | -100 | 0 | n/a | 50 | -50 | 35 | -65
| 15:53 | SP20 | 35 | 0 | 0 | 0 | 100 | -100 | 0 | n/a | 50 | -50 | 35 | -65
| 15:54 | SP20 | 35 | 0 | 0 | 0 | 100 | -100 | 0 | n/a | 50 | -50 | 35 | -65
| 15:55 | SP20 | 35 | 0 | 0 | 0 | 100 | -100 | 0 | n/a | 50 | -50 | 35 | -65
| 15:56 | SP20 | 35 | 0 | 0 | 0 | 100 | -100 | 0 | n/a | 50 | -50 | 35 | -65
| 15:57 | SP20 | 35 | 0 | 0 | 0 | 100 | -100 | 0 | n/a | 50 | -50 | 35 | -65
| 15:58 | SP20 | 35 | 0 | 0 | 0 | 100 | -100 | 0 | n/a | 50 | -50 | 35 | -65
| 15:59 | SP20 | 35 | 0 | 0 | 0 | 100 | -100 | 0 | n/a | 50 | -50 | 35 | -65
| 16:00 | SP21 | 35 | 0 | 0 | 0 | 100 | -100 | 0 | n/a | 50 | -50 | 35 | -65
| 16:01 | SP21 | 35 | 0 | 0 | 0 | 100 | -100 | 0 | n/a | 50 | -50 | 35 | -65
| 16:02 | SP21 | 35 | 0 | 0 | 0 | 100 | -100 | 0 | n/a | 50 | -50 | 35 | -65
| 16:03 | SP21 | 35 | 0 | 0 | 0 | 100 | -100 | 0 | n/a | 50 | -50 | 35 | -65
| 16:04 | SP21 | 35 | 0 | 0 | 0 | 100 | -100 | 0 | n/a | 50 | -50 | 35 | -65
| 16:05 | SP21 | 35 | 0 | 0 | 0 | 100 | -100 | 0 | n/a | 50 | -50 | 35 | -65
| 16:06 | SP21 | 35 | 0 | 0 | 0 | 100 | -100 | 0 | n/a | 50 | -50 | 35 | -65
| 16:07 | SP21 | 35 | 0 | 0 | 0 | 100 | -100 | 0 | n/a | 50 | -50 | 35 | -65
| 16:08 | SP21 | 35 | 0 | 0 | 0 | 100 | -100 | 0 | n/a | 50 | -50 | 35 | -65
| 16:09 | SP21 | 35 | 0 | 0 | 0 | 100 | -100 | 0 | n/a | 50 | -50 | 35 | -65
| 16:10 | SP21 | 35 | 0 | 0 | 0 | 100 | -100 | 0 | n/a | 50 | -50 | 35 | -65
| 16:11 | SP21 | 35 | 0 | 0 | 0 | 100 | -100 | 0 | n/a | 50 | -50 | 35 | -65
| 16:12 | SP21 | 35 | 0 | 0 | 0 | 100 | -100 | 0 | n/a | 50 | -50 | 35 | -65
| 16:13 | SP21 | 35 | 0 | 0 | 0 | 100 | -100 | 0 | n/a | 50 | -50 | 35 | -65
| 16:14 | SP21 | 35 | 0 | 0 | 0 | 100 | -100 | 0 | n/a | 50 | -50 | 35 | -65
| 16:15 | SP21 | 35 | 0 | 0 | 0 | 100 | -100 | 0 | n/a | 50 | -50 | 35 | -65
| 16:16 | SP21 | 35 | 0 | 0 | 0 | 100 | -100 | 0 | n/a | 50 | -50 | 35 | -65
| 16:17 | SP21 | 35 | 0 | 0 | 0 | 100 | -100 | 0 | n/a | 50 | -50 | 35 | -65
| 16:18 | SP21 | 35 | 0 | 0 | 0 | 100 | -100 | 0 | n/a | 50 | -50 | 35 | -65
| 16:19 | SP21 | 35 | 0 | 0 | 0 | 100 | -100 | 0 | n/a | 50 | -50 | 35 | -65
| 16:20 | SP21 | 35 | 0 | 0 | 0 | 100 | -100 | 0 | n/a | 50 | -50 | 35 | -65
| 16:21 | SP21 | 35 | 0 | 0 | 0 | 100 | -100 | 0 | n/a | 50 | -50 | 35 | -65
| 16:22 | SP21 | 35 | 0 | 0 | 0 | 100 | -100 | 0 | n/a | 50 | -50 | 35 | -65
| 16:23 | SP21 | 35 | 0 | 0 | 0 | 100 | -100 | 0 | n/a | 50 | -50 | 35 | -65
| 16:24 | SP21 | 35 | 0 | 0 | 0 | 100 | -100 | 0 | n/a | 50 | -50 | 35 | -65
| 16:25 | SP21 | 35 | 0 | 0 | 0 | 100 | -100 | 0 | n/a | 50 | -50 | 35 | -65
| 16:26 | SP21 | 35 | 0 | 0 | 0 | 100 | -100 | 0 | n/a | 50 | -50 | 35 | -65
| 16:27 | SP21 | 35 | 0 | 0 | 0 | 100 | -100 | 0 | n/a | 50 | -50 | 35 | -65
| 16:28 | SP21 | 35 | 0 | 0 | 0 | 100 | -100 | 0 | n/a | 50 | -50 | 35 | -65
| 16:29 | SP21 | 35 | 0 | 0 | 0 | 100 | -100 | 0 | n/a | 50 | -50 | 35 | -65
| 16:30 | SP22 | 35 | 0 | 0 | 0 | 100 | -100 | 0 | n/a | 50 | -50 | 35 | -65
| 16:31 | SP22 | 35 | 0 | 0 | 0 | 100 | -100 | 0 | n/a | 50 | -50 | 35 | -65
| 16:32 | SP22 | 35 | 0 | 0 | 0 | 100 | -100 | 0 | n/a | 50 | -50 | 35 | -65
| 16:33 | SP22 | 35 | 0 | 0 | 0 | 100 | -100 | 0 | n/a | 50 | -50 | 35 | -65
| 16:34 | SP22 | 35 | 0 | 0 | 0 | 100 | -100 | 0 | n/a | 50 | -50 | 35 | -65
| 16:35 | SP22 | 35 | 0 | 0 | 0 | 100 | -100 | 0 | n/a | 50 | -50 | 35 | -65
| 16:36 | SP22 | 35 | 0 | 0 | 0 | 100 | -100 | 0 | n/a | 50 | -50 | 35 | -65
| 16:37 | SP22 | 35 | 0 | 0 | 0 | 100 | -100 | 0 | n/a | 50 | -50 | 35 | -65
| 16:38 | SP22 | 35 | 0 | 0 | 0 | 100 | -100 | 0 | n/a | 50 | -50 | 35 | -65
| 16:39 | SP22 | 35 | 0 | 0 | 0 | 100 | -100 | 0 | n/a | 50 | -50 | 35 | -65
| 16:40 | SP22 | 35 | 0 | 0 | 0 | 100 | -100 | 0 | n/a | 50 | -50 | 35 | -65
| 16:41 | SP22 | 35 | 0 | 0 | 0 | 100 | -100 | 0 | n/a | 50 | -50 | 35 | -65
| 16:42 | SP22 | 35 | 0 | 0 | 0 | 100 | -100 | 0 | n/a | 50 | -50 | 35 | -65
| 16:43 | SP22 | 35 | 0 | 0 | 0 | 100 | -100 | 0 | n/a | 50 | -50 | 35 | -65
| 16:44 | SP22 | 35 | 0 | 0 | 0 | 100 | -100 | 0 | n/a | 50 | -50 | 35 | -65
| 16:45 | SP22 | 35 | 0 | 0 | 0 | 100 | -100 | 0 | n/a | 50 | -50 | 35 | -65
| 16:46 | SP22 | 35 | 0 | 0 | 0 | 100 | -100 | 0 | n/a | 50 | -50 | 35 | -65
| 16:47 | SP22 | 35 | 0 | 0 | 0 | 100 | -100 | 0 | n/a | 50 | -50 | 35 | -65
| 16:48 | SP22 | 35 | 0 | 0 | 0 | 100 | -100 | 0 | n/a | 50 | -50 | 35 | -65
| 16:49 | SP22 | 35 | 0 | 0 | 0 | 100 | -100 | 0 | n/a | 50 | -50 | 35 | -65
| 16:50 | SP22 | 35 | 0 | 0 | 0 | 100 | -100 | 0 | n/a | 50 | -50 | 35 | -65
| 16:51 | SP22 | 35 | 0 | 0 | 0 | 100 | -100 | 0 | n/a | 50 | -50 | 35 | -65
| 16:52 | SP22 | 35 | 0 | 0 | 0 | 100 | -100 | 0 | n/a | 50 | -50 | 35 | -65
| 16:53 | SP22 | 35 | 0 | 0 | 0 | 100 | -100 | 0 | n/a | 50 | -50 | 35 | -65
| 16:54 | SP22 | 35 | 0 | 0 | 0 | 100 | -100 | 0 | n/a | 50 | -50 | 35 | -65
| 16:55 | SP22 | 35 | 0 | 0 | 0 | 100 | -100 | 0 | n/a | 50 | -50 | 35 | -65
| 16:56 | SP22 | 35 | 0 | 0 | 0 | 100 | -100 | 0 | n/a | 50 | -50 | 35 | -65
| 16:57 | SP22 | 35 | 0 | 0 | 0 | 100 | -100 | 0 | n/a | 50 | -50 | 35 | -65
| 16:58 | SP22 | 35 | 0 | 0 | 0 | 100 | -100 | 0 | n/a | 50 | -50 | 35 | -65
| 16:59 | SP22 | 35 | 0 | 0 | 0 | 100 | -100 | 0 | n/a | 50 | -50 | 35 | -65
| 17:00 | SP23 | 35 | 0 | 0 | 0 | 100 | -100 | 0 | n/a | 50 | -50 | 35 | -65
| 17:01 | SP23 | 35 | 0 | 0 | 0 | 100 | -100 | 0 | n/a | 50 | -50 | 35 | -65
| 17:02 | SP23 | 35 | 0 | 0 | 0 | 100 | -100 | 0 | n/a | 50 | -50 | 35 | -65
| 17:03 | SP23 | 35 | 0 | 0 | 0 | 100 | -100 | 0 | n/a | 50 | -50 | 35 | -65
| 17:04 | SP23 | 35 | 0 | 0 | 0 | 100 | -100 | 0 | n/a | 50 | -50 | 35 | -65
| 17:05 | SP23 | 35 | 0 | 0 | 0 | 100 | -100 | 0 | n/a | 50 | -50 | 35 | -65
| 17:06 | SP23 | 35 | 0 | 0 | 0 | 100 | -100 | 0 | n/a | 50 | -50 | 35 | -65
| 17:07 | SP23 | 35 | 0 | 0 | 0 | 100 | -100 | 0 | n/a | 50 | -50 | 35 | -65
| 17:08 | SP23 | 35 | 0 | 0 | 0 | 100 | -100 | 0 | n/a | 50 | -50 | 35 | -65
| 17:09 | SP23 | 35 | 0 | 0 | 0 | 100 | -100 | 0 | n/a | 50 | -50 | 35 | -65
| 17:10 | SP23 | 35 | 0 | 0 | 0 | 100 | -100 | 0 | n/a | 50 | -50 | 35 | -65
| 17:11 | SP23 | 35 | 0 | 0 | 0 | 100 | -100 | 0 | n/a | 50 | -50 | 35 | -65
| 17:12 | SP23 | 35 | 0 | 0 | 0 | 100 | -100 | 0 | n/a | 50 | -50 | 35 | -65
| 17:13 | SP23 | 35 | 0 | 0 | 0 | 100 | -100 | 0 | n/a | 50 | -50 | 35 | -65
| 17:14 | SP23 | 35 | 0 | 0 | 0 | 100 | -100 | 0 | n/a | 50 | -50 | 35 | -65
| 17:15 | SP23 | 35 | 0 | 0 | 0 | 100 | -100 | 0 | n/a | 50 | -50 | 35 | -65
| 17:16 | SP23 | 35 | 0 | 0 | 0 | 100 | -100 | 0 | n/a | 50 | -50 | 35 | -65
| 17:17 | SP23 | 35 | 0 | 0 | 0 | 100 | -100 | 0 | n/a | 50 | -50 | 35 | -65
| 17:18 | SP23 | 35 | 0 | 0 | 0 | 100 | -100 | 0 | n/a | 50 | -50 | 35 | -65
| 17:19 | SP23 | 35 | 0 | 0 | 0 | 100 | -100 | 0 | n/a | 50 | -50 | 35 | -65
| 17:20 | SP23 | 35 | 0 | 0 | 0 | 100 | -100 | 0 | n/a | 50 | -50 | 35 | -65
| 17:21 | SP23 | 35 | 0 | 0 | 0 | 100 | -100 | 0 | n/a | 50 | -50 | 35 | -65
| 17:22 | SP23 | 35 | 0 | 0 | 0 | 100 | -100 | 0 | n/a | 50 | -50 | 35 | -65
| 17:23 | SP23 | 35 | 0 | 0 | 0 | 100 | -100 | 0 | n/a | 50 | -50 | 35 | -65
| 17:24 | SP23 | 35 | 0 | 0 | 0 | 100 | -100 | 0 | n/a | 50 | -50 | 35 | -65
| 17:25 | SP23 | 35 | 0 | 0 | 0 | 100 | -100 | 0 | n/a | 50 | -50 | 35 | -65
| 17:26 | SP23 | 35 | 0 | 0 | 0 | 100 | -100 | 0 | n/a | 50 | -50 | 35 | -65
| 17:27 | SP23 | 35 | 0 | 0 | 0 | 100 | -100 | 0 | n/a | 50 | -50 | 35 | -65
| 17:28 | SP23 | 35 | 0 | 0 | 0 | 100 | -100 | 0 | n/a | 50 | -50 | 35 | -65
| 17:29 | SP23 | 35 | 0 | 0 | 0 | 100 | -100 | 0 | n/a | 50 | -50 | 35 | -65
| 17:30 | SP24 | 35 | 0 | 0 | 0 | 100 | -100 | 0 | n/a | 50 | -50 | 35 | -65

## 2.3 Zero PN_2nd BOA_Resrv_min
Unit Capacity = 100 MW/100MWh
[9 empty] | Positive Slow Reserve |  | Declared before BOA |  | Re-declared after BOA1 |  | Re-declared after BOA2
| Time | SP | SOC % | PN | BOA | BOA | MEL | MIL | PSR |  | MDO | MDB | MDO | MDB | MDO | MDB
|  |  |  | MW | MW | MWh | MW | MW | MW | MWh | MWh | MWh | MWh | MWh | MWh | MWh
| 11:00 | SP11 | 50 | 0 | 0 | 0 | 100 | -100 | 0 | n/a | 50 | -50 | 50 | -50 | 50 | -50
| 11:01 | SP11 | 50 | 0 | 0 | 0 | 100 | -100 | 0 | n/a | 50 | -50 | 50 | -50 | 50 | -50
1st BOA sent | 11:02 | SP11 | 50 | 0 | 0 | 0 | 100 | -100 | 0 | n/a | 50 | -50 | 50 | -50 | 50 | -50
| 11:03 | SP11 | 50 | 0 | 0 | 0 | 100 | -100 | 0 | n/a | 50 | -50 | 50 | -50 | 50 | -50
Redec received | 11:04 | SP11 | 50 | 0 | 0 | 0 | 100 | -100 | 0 | n/a | 50 | -50 | 50 | -50 | 50 | -50
| 11:05 | SP11 | 50 | 0 | 0 | 0 | 100 | -100 | 0 | n/a | 50 | -50 | 50 | -50 | 50 | -50
| 11:06 | SP11 | 50 | 0 | 0 | 0 | 100 | -100 | 0 | n/a | 50 | -50 | 50 | -50 | 50 | -50
| 11:07 | SP11 | 50 | 0 | 0 | 0 | 100 | -100 | 0 | n/a | 50 | -50 | 50 | -50 | 50 | -50
| 11:08 | SP11 | 50 | 0 | 0 | 0 | 100 | -100 | 0 | n/a | 50 | -50 | 50 | -50 | 50 | -50
| 11:09 | SP11 | 50 | 0 | 0 | 0 | 100 | -100 | 0 | n/a | 50 | -50 | 50 | -50 | 50 | -50
| 11:10 | SP11 | 50 | 0 | 0 | 0 | 100 | -100 | 0 | n/a | 50 | -50 | 50 | -50 | 50 | -50
| 11:11 | SP11 | 50 | 0 | 0 | 0 | 100 | -100 | 0 | n/a | 50 | -50 | 50 | -50 | 50 | -50
| 11:12 | SP11 | 50 | 0 | 0 | 0 | 100 | -100 | 0 | n/a | 50 | -50 | 50 | -50 | 50 | -50
| 11:13 | SP11 | 50 | 0 | 0 | 0 | 100 | -100 | 0 | n/a | 50 | -50 | 50 | -50 | 50 | -50
| 11:14 | SP11 | 50 | 0 | 0 | 0 | 100 | -100 | 0 | n/a | 50 | -50 | 50 | -50 | 50 | -50
| 11:15 | SP11 | 49 | 0 | 60 | 1 | 100 | -100 | 0 | n/a | 50 | -50 | 49 | -51 | 49 | -51
| 11:16 | SP11 | 48 | 0 | 60 | 1 | 100 | -100 | 0 | n/a | 50 | -50 | 48 | -52 | 48 | -52
| 11:17 | SP11 | 47 | 0 | 60 | 1 | 100 | -100 | 0 | n/a | 50 | -50 | 47 | -53 | 47 | -53
| 11:18 | SP11 | 46 | 0 | 60 | 1 | 100 | -100 | 0 | n/a | 50 | -50 | 46 | -54 | 46 | -54
| 11:19 | SP11 | 45 | 0 | 60 | 1 | 100 | -100 | 0 | n/a | 50 | -50 | 45 | -55 | 45 | -55
| 11:20 | SP11 | 44 | 0 | 60 | 1 | 100 | -100 | 0 | n/a | 50 | -50 | 44 | -56 | 44 | -56
| 11:21 | SP11 | 43 | 0 | 60 | 1 | 100 | -100 | 0 | n/a | 50 | -50 | 43 | -57 | 43 | -57
2nd BOA sent | 11:22 | SP11 | 42 | 0 | 60 | 1 | 100 | -100 | 0 | n/a | 50 | -50 | 42 | -58 | 42 | -58
| 11:23 | SP11 | 41 | 0 | 60 | 1 | 100 | -100 | 0 | n/a | 50 | -50 | 41 | -59 | 41 | -59
Redec received | 11:24 | SP11 | 40 | 0 | 60 | 1 | 100 | -100 | 0 | n/a | 50 | -50 | 40 | -60 | 40 | -60
| 11:25 | SP11 | 39 | 0 | 60 | 1 | 100 | -100 | 0 | n/a | 50 | -50 | 39 | -61 | 39 | -61
| 11:26 | SP11 | 38 | 0 | 60 | 1 | 100 | -100 | 0 | n/a | 50 | -50 | 38 | -62 | 38 | -62
| 11:27 | SP11 | 37 | 0 | 60 | 1 | 100 | -100 | 0 | n/a | 50 | -50 | 37 | -63 | 37 | -63
| 11:28 | SP11 | 36 | 0 | 60 | 1 | 100 | -100 | 0 | n/a | 50 | -50 | 36 | -64 | 36 | -64
| 11:29 | SP11 | 35 | 0 | 60 | 1 | 100 | -100 | 0 | n/a | 50 | -50 | 35 | -65 | 35 | -65
| 11:30 | SP12 | 34.5 | 0 | 30 | 0.5 | 100 | -100 | 0 | n/a | 50 | -50 | 35 | -65 | 34.5 | -65.5
| 11:31 | SP12 | 34 | 0 | 30 | 0.5 | 100 | -100 | 0 | n/a | 50 | -50 | 35 | -65 | 34 | -66
| 11:32 | SP12 | 33.5 | 0 | 30 | 0.5 | 100 | -100 | 0 | n/a | 50 | -50 | 35 | -65 | 33.5 | -66.5
| 11:33 | SP12 | 33 | 0 | 30 | 0.5 | 100 | -100 | 0 | n/a | 50 | -50 | 35 | -65 | 33 | -67
| 11:34 | SP12 | 32.5 | 0 | 30 | 0.5 | 100 | -100 | 0 | n/a | 50 | -50 | 35 | -65 | 32.5 | -67.5
| 11:35 | SP12 | 32 | 0 | 30 | 0.5 | 100 | -100 | 0 | n/a | 50 | -50 | 35 | -65 | 32 | -68
| 11:36 | SP12 | 31.5 | 0 | 30 | 0.5 | 100 | -100 | 0 | n/a | 50 | -50 | 35 | -65 | 31.5 | -68.5
| 11:37 | SP12 | 31 | 0 | 30 | 0.5 | 100 | -100 | 0 | n/a | 50 | -50 | 35 | -65 | 31 | -69
| 11:38 | SP12 | 30.5 | 0 | 30 | 0.5 | 100 | -100 | 0 | n/a | 50 | -50 | 35 | -65 | 30.5 | -69.5
| 11:39 | SP12 | 30 | 0 | 30 | 0.5 | 100 | -100 | 0 | n/a | 50 | -50 | 35 | -65 | 30 | -70
| 11:40 | SP12 | 29.5 | 0 | 30 | 0.5 | 100 | -100 | 0 | n/a | 50 | -50 | 35 | -65 | 29.5 | -70.5
| 11:41 | SP12 | 29 | 0 | 30 | 0.5 | 100 | -100 | 0 | n/a | 50 | -50 | 35 | -65 | 29 | -71
| 11:42 | SP12 | 28.5 | 0 | 30 | 0.5 | 100 | -100 | 0 | n/a | 50 | -50 | 35 | -65 | 28.5 | -71.5
| 11:43 | SP12 | 28 | 0 | 30 | 0.5 | 100 | -100 | 0 | n/a | 50 | -50 | 35 | -65 | 28 | -72
| 11:44 | SP12 | 27.5 | 0 | 30 | 0.5 | 100 | -100 | 0 | n/a | 50 | -50 | 35 | -65 | 27.5 | -72.5
| 11:45 | SP12 | 27 | 0 | 30 | 0.5 | 100 | -100 | 0 | n/a | 50 | -50 | 35 | -65 | 27 | -73
| 11:46 | SP12 | 26.5 | 0 | 30 | 0.5 | 100 | -100 | 0 | n/a | 50 | -50 | 35 | -65 | 26.5 | -73.5
| 11:47 | SP12 | 26 | 0 | 30 | 0.5 | 100 | -100 | 0 | n/a | 50 | -50 | 35 | -65 | 26 | -74
| 11:48 | SP12 | 25.5 | 0 | 30 | 0.5 | 100 | -100 | 0 | n/a | 50 | -50 | 35 | -65 | 25.5 | -74.5
| 11:49 | SP12 | 25 | 0 | 30 | 0.5 | 100 | -100 | 0 | n/a | 50 | -50 | 35 | -65 | 25 | -75
| 11:50 | SP12 | 24.5 | 0 | 30 | 0.5 | 100 | -100 | 0 | n/a | 50 | -50 | 35 | -65 | 24.5 | -75.5
| 11:51 | SP12 | 24 | 0 | 30 | 0.5 | 100 | -100 | 0 | n/a | 50 | -50 | 35 | -65 | 24 | -76
| 11:52 | SP12 | 23.5 | 0 | 30 | 0.5 | 100 | -100 | 0 | n/a | 50 | -50 | 35 | -65 | 23.5 | -76.5
| 11:53 | SP12 | 23 | 0 | 30 | 0.5 | 100 | -100 | 0 | n/a | 50 | -50 | 35 | -65 | 23 | -77
| 11:54 | SP12 | 22.5 | 0 | 30 | 0.5 | 100 | -100 | 0 | n/a | 50 | -50 | 35 | -65 | 22.5 | -77.5
| 11:55 | SP12 | 22 | 0 | 30 | 0.5 | 100 | -100 | 0 | n/a | 50 | -50 | 35 | -65 | 22 | -78
| 11:56 | SP12 | 21.5 | 0 | 30 | 0.5 | 100 | -100 | 0 | n/a | 50 | -50 | 35 | -65 | 21.5 | -78.5
| 11:57 | SP12 | 21 | 0 | 30 | 0.5 | 100 | -100 | 0 | n/a | 50 | -50 | 35 | -65 | 21 | -79
| 11:58 | SP12 | 20.5 | 0 | 30 | 0.5 | 100 | -100 | 0 | n/a | 50 | -50 | 35 | -65 | 20.5 | -79.5
| 11:59 | SP12 | 20 | 0 | 30 | 0.5 | 100 | -100 | 0 | n/a | 50 | -50 | 35 | -65 | 20 | -80
| 12:00 | SP13 | 20 | 0 | 0 | 0 | 100 | -100 | 0 | n/a | 40 | -50 | 25 | -65 | 10 | -80
| 12:01 | SP13 | 20 | 0 | 0 | 0 | 100 | -100 | 0 | n/a | 40 | -50 | 25 | -65 | 10 | -80
| 12:02 | SP13 | 20 | 0 | 0 | 0 | 100 | -100 | 0 | n/a | 40 | -50 | 25 | -65 | 10 | -80
| 12:03 | SP13 | 20 | 0 | 0 | 0 | 100 | -100 | 0 | n/a | 40 | -50 | 25 | -65 | 10 | -80
| 12:04 | SP13 | 20 | 0 | 0 | 0 | 100 | -100 | 0 | n/a | 40 | -50 | 25 | -65 | 10 | -80
| 12:05 | SP13 | 20 | 0 | 0 | 0 | 100 | -100 | 0 | n/a | 40 | -50 | 25 | -65 | 10 | -80
| 12:06 | SP13 | 20 | 0 | 0 | 0 | 100 | -100 | 0 | n/a | 40 | -50 | 25 | -65 | 10 | -80
| 12:07 | SP13 | 20 | 0 | 0 | 0 | 100 | -100 | 0 | n/a | 40 | -50 | 25 | -65 | 10 | -80
| 12:08 | SP13 | 20 | 0 | 0 | 0 | 100 | -100 | 0 | n/a | 40 | -50 | 25 | -65 | 10 | -80
| 12:09 | SP13 | 20 | 0 | 0 | 0 | 100 | -100 | 0 | n/a | 40 | -50 | 25 | -65 | 10 | -80
| 12:10 | SP13 | 20 | 0 | 0 | 0 | 100 | -100 | 0 | n/a | 40 | -50 | 25 | -65 | 10 | -80
| 12:11 | SP13 | 20 | 0 | 0 | 0 | 100 | -100 | 0 | n/a | 40 | -50 | 25 | -65 | 10 | -80
| 12:12 | SP13 | 20 | 0 | 0 | 0 | 100 | -100 | 0 | n/a | 40 | -50 | 25 | -65 | 10 | -80
| 12:13 | SP13 | 20 | 0 | 0 | 0 | 100 | -100 | 0 | n/a | 40 | -50 | 25 | -65 | 10 | -80
| 12:14 | SP13 | 20 | 0 | 0 | 0 | 100 | -100 | 0 | n/a | 40 | -50 | 25 | -65 | 10 | -80
| 12:15 | SP13 | 20 | 0 | 0 | 0 | 100 | -100 | 0 | n/a | 40 | -50 | 25 | -65 | 10 | -80
| 12:16 | SP13 | 20 | 0 | 0 | 0 | 100 | -100 | 0 | n/a | 40 | -50 | 25 | -65 | 10 | -80
| 12:17 | SP13 | 20 | 0 | 0 | 0 | 100 | -100 | 0 | n/a | 40 | -50 | 25 | -65 | 10 | -80
| 12:18 | SP13 | 20 | 0 | 0 | 0 | 100 | -100 | 0 | n/a | 40 | -50 | 25 | -65 | 10 | -80
| 12:19 | SP13 | 20 | 0 | 0 | 0 | 100 | -100 | 0 | n/a | 40 | -50 | 25 | -65 | 10 | -80
| 12:20 | SP13 | 20 | 0 | 0 | 0 | 100 | -100 | 0 | n/a | 40 | -50 | 25 | -65 | 10 | -80
| 12:21 | SP13 | 20 | 0 | 0 | 0 | 100 | -100 | 0 | n/a | 40 | -50 | 25 | -65 | 10 | -80
| 12:22 | SP13 | 20 | 0 | 0 | 0 | 100 | -100 | 0 | n/a | 40 | -50 | 25 | -65 | 10 | -80
| 12:23 | SP13 | 20 | 0 | 0 | 0 | 100 | -100 | 0 | n/a | 40 | -50 | 25 | -65 | 10 | -80
| 12:24 | SP13 | 20 | 0 | 0 | 0 | 100 | -100 | 0 | n/a | 40 | -50 | 25 | -65 | 10 | -80
| 12:25 | SP13 | 20 | 0 | 0 | 0 | 100 | -100 | 0 | n/a | 40 | -50 | 25 | -65 | 10 | -80
| 12:26 | SP13 | 20 | 0 | 0 | 0 | 100 | -100 | 0 | n/a | 40 | -50 | 25 | -65 | 10 | -80
| 12:27 | SP13 | 20 | 0 | 0 | 0 | 100 | -100 | 0 | n/a | 40 | -50 | 25 | -65 | 10 | -80
| 12:28 | SP13 | 20 | 0 | 0 | 0 | 100 | -100 | 0 | n/a | 40 | -50 | 25 | -65 | 10 | -80
| 12:29 | SP13 | 20 | 0 | 0 | 0 | 100 | -100 | 0 | n/a | 40 | -50 | 25 | -65 | 10 | -80
| 12:30 | SP14 | 20 | 0 | 0 | 0 | 100 | -100 | 0 | n/a | 40 | -50 | 25 | -65 | 10 | -80
| 12:31 | SP14 | 20 | 0 | 0 | 0 | 100 | -100 | 0 | n/a | 40 | -50 | 25 | -65 | 10 | -80
| 12:32 | SP14 | 20 | 0 | 0 | 0 | 100 | -100 | 0 | n/a | 40 | -50 | 25 | -65 | 10 | -80
| 12:33 | SP14 | 20 | 0 | 0 | 0 | 100 | -100 | 0 | n/a | 40 | -50 | 25 | -65 | 10 | -80
| 12:34 | SP14 | 20 | 0 | 0 | 0 | 100 | -100 | 0 | n/a | 40 | -50 | 25 | -65 | 10 | -80
| 12:35 | SP14 | 20 | 0 | 0 | 0 | 100 | -100 | 0 | n/a | 40 | -50 | 25 | -65 | 10 | -80
| 12:36 | SP14 | 20 | 0 | 0 | 0 | 100 | -100 | 0 | n/a | 40 | -50 | 25 | -65 | 10 | -80
| 12:37 | SP14 | 20 | 0 | 0 | 0 | 100 | -100 | 0 | n/a | 40 | -50 | 25 | -65 | 10 | -80
| 12:38 | SP14 | 20 | 0 | 0 | 0 | 100 | -100 | 0 | n/a | 40 | -50 | 25 | -65 | 10 | -80
| 12:39 | SP14 | 20 | 0 | 0 | 0 | 100 | -100 | 0 | n/a | 40 | -50 | 25 | -65 | 10 | -80
| 12:40 | SP14 | 20 | 0 | 0 | 0 | 100 | -100 | 0 | n/a | 40 | -50 | 25 | -65 | 10 | -80
| 12:41 | SP14 | 20 | 0 | 0 | 0 | 100 | -100 | 0 | n/a | 40 | -50 | 25 | -65 | 10 | -80
| 12:42 | SP14 | 20 | 0 | 0 | 0 | 100 | -100 | 0 | n/a | 40 | -50 | 25 | -65 | 10 | -80
| 12:43 | SP14 | 20 | 0 | 0 | 0 | 100 | -100 | 0 | n/a | 40 | -50 | 25 | -65 | 10 | -80
| 12:44 | SP14 | 20 | 0 | 0 | 0 | 100 | -100 | 0 | n/a | 40 | -50 | 25 | -65 | 10 | -80
| 12:45 | SP14 | 20 | 0 | 0 | 0 | 100 | -100 | 0 | n/a | 40 | -50 | 25 | -65 | 10 | -80
| 12:46 | SP14 | 20 | 0 | 0 | 0 | 100 | -100 | 0 | n/a | 40 | -50 | 25 | -65 | 10 | -80
| 12:47 | SP14 | 20 | 0 | 0 | 0 | 100 | -100 | 0 | n/a | 40 | -50 | 25 | -65 | 10 | -80
| 12:48 | SP14 | 20 | 0 | 0 | 0 | 100 | -100 | 0 | n/a | 40 | -50 | 25 | -65 | 10 | -80
| 12:49 | SP14 | 20 | 0 | 0 | 0 | 100 | -100 | 0 | n/a | 40 | -50 | 25 | -65 | 10 | -80
| 12:50 | SP14 | 20 | 0 | 0 | 0 | 100 | -100 | 0 | n/a | 40 | -50 | 25 | -65 | 10 | -80
| 12:51 | SP14 | 20 | 0 | 0 | 0 | 100 | -100 | 0 | n/a | 40 | -50 | 25 | -65 | 10 | -80
| 12:52 | SP14 | 20 | 0 | 0 | 0 | 100 | -100 | 0 | n/a | 40 | -50 | 25 | -65 | 10 | -80
| 12:53 | SP14 | 20 | 0 | 0 | 0 | 100 | -100 | 0 | n/a | 40 | -50 | 25 | -65 | 10 | -80
| 12:54 | SP14 | 20 | 0 | 0 | 0 | 100 | -100 | 0 | n/a | 40 | -50 | 25 | -65 | 10 | -80
| 12:55 | SP14 | 20 | 0 | 0 | 0 | 100 | -100 | 0 | n/a | 40 | -50 | 25 | -65 | 10 | -80
| 12:56 | SP14 | 20 | 0 | 0 | 0 | 100 | -100 | 0 | n/a | 40 | -50 | 25 | -65 | 10 | -80
| 12:57 | SP14 | 20 | 0 | 0 | 0 | 100 | -100 | 0 | n/a | 40 | -50 | 25 | -65 | 10 | -80
| 12:58 | SP14 | 20 | 0 | 0 | 0 | 100 | -100 | 0 | n/a | 40 | -50 | 25 | -65 | 10 | -80
| 12:59 | SP14 | 20 | 0 | 0 | 0 | 100 | -100 | 0 | n/a | 40 | -50 | 25 | -65 | 10 | -80
| 13:00 | SP15 | 20 | 0 | 0 | 0 | 100 | -100 | 0 | n/a | 40 | -50 | 25 | -65 | 10 | -80
| 13:01 | SP15 | 20 | 0 | 0 | 0 | 100 | -100 | 0 | n/a | 40 | -50 | 25 | -65 | 10 | -80
| 13:02 | SP15 | 20 | 0 | 0 | 0 | 100 | -100 | 0 | n/a | 40 | -50 | 25 | -65 | 10 | -80
| 13:03 | SP15 | 20 | 0 | 0 | 0 | 100 | -100 | 0 | n/a | 40 | -50 | 25 | -65 | 10 | -80
| 13:04 | SP15 | 20 | 0 | 0 | 0 | 100 | -100 | 0 | n/a | 40 | -50 | 25 | -65 | 10 | -80
| 13:05 | SP15 | 20 | 0 | 0 | 0 | 100 | -100 | 0 | n/a | 40 | -50 | 25 | -65 | 10 | -80
| 13:06 | SP15 | 20 | 0 | 0 | 0 | 100 | -100 | 0 | n/a | 40 | -50 | 25 | -65 | 10 | -80
| 13:07 | SP15 | 20 | 0 | 0 | 0 | 100 | -100 | 0 | n/a | 40 | -50 | 25 | -65 | 10 | -80
| 13:08 | SP15 | 20 | 0 | 0 | 0 | 100 | -100 | 0 | n/a | 40 | -50 | 25 | -65 | 10 | -80
| 13:09 | SP15 | 20 | 0 | 0 | 0 | 100 | -100 | 0 | n/a | 40 | -50 | 25 | -65 | 10 | -80
| 13:10 | SP15 | 20 | 0 | 0 | 0 | 100 | -100 | 0 | n/a | 40 | -50 | 25 | -65 | 10 | -80
| 13:11 | SP15 | 20 | 0 | 0 | 0 | 100 | -100 | 0 | n/a | 40 | -50 | 25 | -65 | 10 | -80
| 13:12 | SP15 | 20 | 0 | 0 | 0 | 100 | -100 | 0 | n/a | 40 | -50 | 25 | -65 | 10 | -80
| 13:13 | SP15 | 20 | 0 | 0 | 0 | 100 | -100 | 0 | n/a | 40 | -50 | 25 | -65 | 10 | -80
| 13:14 | SP15 | 20 | 0 | 0 | 0 | 100 | -100 | 0 | n/a | 40 | -50 | 25 | -65 | 10 | -80
| 13:15 | SP15 | 20 | 0 | 0 | 0 | 100 | -100 | 0 | n/a | 40 | -50 | 25 | -65 | 10 | -80
| 13:16 | SP15 | 20 | 0 | 0 | 0 | 100 | -100 | 0 | n/a | 40 | -50 | 25 | -65 | 10 | -80
| 13:17 | SP15 | 20 | 0 | 0 | 0 | 100 | -100 | 0 | n/a | 40 | -50 | 25 | -65 | 10 | -80
| 13:18 | SP15 | 20 | 0 | 0 | 0 | 100 | -100 | 0 | n/a | 40 | -50 | 25 | -65 | 10 | -80
| 13:19 | SP15 | 20 | 0 | 0 | 0 | 100 | -100 | 0 | n/a | 40 | -50 | 25 | -65 | 10 | -80
| 13:20 | SP15 | 20 | 0 | 0 | 0 | 100 | -100 | 0 | n/a | 40 | -50 | 25 | -65 | 10 | -80
| 13:21 | SP15 | 20 | 0 | 0 | 0 | 100 | -100 | 0 | n/a | 40 | -50 | 25 | -65 | 10 | -80
| 13:22 | SP15 | 20 | 0 | 0 | 0 | 100 | -100 | 0 | n/a | 40 | -50 | 25 | -65 | 10 | -80
| 13:23 | SP15 | 20 | 0 | 0 | 0 | 100 | -100 | 0 | n/a | 40 | -50 | 25 | -65 | 10 | -80
| 13:24 | SP15 | 20 | 0 | 0 | 0 | 100 | -100 | 0 | n/a | 40 | -50 | 25 | -65 | 10 | -80
| 13:25 | SP15 | 20 | 0 | 0 | 0 | 100 | -100 | 0 | n/a | 40 | -50 | 25 | -65 | 10 | -80
| 13:26 | SP15 | 20 | 0 | 0 | 0 | 100 | -100 | 0 | n/a | 40 | -50 | 25 | -65 | 10 | -80
| 13:27 | SP15 | 20 | 0 | 0 | 0 | 100 | -100 | 0 | n/a | 40 | -50 | 25 | -65 | 10 | -80
| 13:28 | SP15 | 20 | 0 | 0 | 0 | 100 | -100 | 0 | n/a | 40 | -50 | 25 | -65 | 10 | -80
| 13:29 | SP15 | 20 | 0 | 0 | 0 | 100 | -100 | 0 | n/a | 40 | -50 | 25 | -65 | 10 | -80
| 13:30 | SP16 | 20 | 0 | 0 | 0 | 100 | -100 | 0 | n/a | 40 | -50 | 25 | -65 | 10 | -80
| 13:31 | SP16 | 20 | 0 | 0 | 0 | 100 | -100 | 0 | n/a | 40 | -50 | 25 | -65 | 10 | -80
| 13:32 | SP16 | 20 | 0 | 0 | 0 | 100 | -100 | 0 | n/a | 40 | -50 | 25 | -65 | 10 | -80
| 13:33 | SP16 | 20 | 0 | 0 | 0 | 100 | -100 | 0 | n/a | 40 | -50 | 25 | -65 | 10 | -80
| 13:34 | SP16 | 20 | 0 | 0 | 0 | 100 | -100 | 0 | n/a | 40 | -50 | 25 | -65 | 10 | -80
| 13:35 | SP16 | 20 | 0 | 0 | 0 | 100 | -100 | 0 | n/a | 40 | -50 | 25 | -65 | 10 | -80
| 13:36 | SP16 | 20 | 0 | 0 | 0 | 100 | -100 | 0 | n/a | 40 | -50 | 25 | -65 | 10 | -80
| 13:37 | SP16 | 20 | 0 | 0 | 0 | 100 | -100 | 0 | n/a | 40 | -50 | 25 | -65 | 10 | -80
| 13:38 | SP16 | 20 | 0 | 0 | 0 | 100 | -100 | 0 | n/a | 40 | -50 | 25 | -65 | 10 | -80
| 13:39 | SP16 | 20 | 0 | 0 | 0 | 100 | -100 | 0 | n/a | 40 | -50 | 25 | -65 | 10 | -80
| 13:40 | SP16 | 20 | 0 | 0 | 0 | 100 | -100 | 0 | n/a | 40 | -50 | 25 | -65 | 10 | -80
| 13:41 | SP16 | 20 | 0 | 0 | 0 | 100 | -100 | 0 | n/a | 40 | -50 | 25 | -65 | 10 | -80
| 13:42 | SP16 | 20 | 0 | 0 | 0 | 100 | -100 | 0 | n/a | 40 | -50 | 25 | -65 | 10 | -80
| 13:43 | SP16 | 20 | 0 | 0 | 0 | 100 | -100 | 0 | n/a | 40 | -50 | 25 | -65 | 10 | -80
| 13:44 | SP16 | 20 | 0 | 0 | 0 | 100 | -100 | 0 | n/a | 40 | -50 | 25 | -65 | 10 | -80
| 13:45 | SP16 | 20 | 0 | 0 | 0 | 100 | -100 | 0 | n/a | 40 | -50 | 25 | -65 | 10 | -80
| 13:46 | SP16 | 20 | 0 | 0 | 0 | 100 | -100 | 0 | n/a | 40 | -50 | 25 | -65 | 10 | -80
| 13:47 | SP16 | 20 | 0 | 0 | 0 | 100 | -100 | 0 | n/a | 40 | -50 | 25 | -65 | 10 | -80
| 13:48 | SP16 | 20 | 0 | 0 | 0 | 100 | -100 | 0 | n/a | 40 | -50 | 25 | -65 | 10 | -80
| 13:49 | SP16 | 20 | 0 | 0 | 0 | 100 | -100 | 0 | n/a | 40 | -50 | 25 | -65 | 10 | -80
| 13:50 | SP16 | 20 | 0 | 0 | 0 | 100 | -100 | 0 | n/a | 40 | -50 | 25 | -65 | 10 | -80
| 13:51 | SP16 | 20 | 0 | 0 | 0 | 100 | -100 | 0 | n/a | 40 | -50 | 25 | -65 | 10 | -80
| 13:52 | SP16 | 20 | 0 | 0 | 0 | 100 | -100 | 0 | n/a | 40 | -50 | 25 | -65 | 10 | -80
| 13:53 | SP16 | 20 | 0 | 0 | 0 | 100 | -100 | 0 | n/a | 40 | -50 | 25 | -65 | 10 | -80
| 13:54 | SP16 | 20 | 0 | 0 | 0 | 100 | -100 | 0 | n/a | 40 | -50 | 25 | -65 | 10 | -80
| 13:55 | SP16 | 20 | 0 | 0 | 0 | 100 | -100 | 0 | n/a | 40 | -50 | 25 | -65 | 10 | -80
| 13:56 | SP16 | 20 | 0 | 0 | 0 | 100 | -100 | 0 | n/a | 40 | -50 | 25 | -65 | 10 | -80
| 13:57 | SP16 | 20 | 0 | 0 | 0 | 100 | -100 | 0 | n/a | 40 | -50 | 25 | -65 | 10 | -80
| 13:58 | SP16 | 20 | 0 | 0 | 0 | 100 | -100 | 0 | n/a | 40 | -50 | 25 | -65 | 10 | -80
| 13:59 | SP16 | 20 | 0 | 0 | 0 | 100 | -100 | 0 | n/a | 40 | -50 | 25 | -65 | 10 | -80
| 14:00 | SP17 | 20 | 0 | 0 | 0 | 100 | -100 | 20 | 10 | 50 | -50 | 35 | -65 | 20 | -80
| 14:01 | SP17 | 20 | 0 | 0 | 0 | 100 | -100 | 20 | 10 | 50 | -50 | 35 | -65 | 20 | -80
| 14:02 | SP17 | 20 | 0 | 0 | 0 | 100 | -100 | 20 | 10 | 50 | -50 | 35 | -65 | 20 | -80
| 14:03 | SP17 | 20 | 0 | 0 | 0 | 100 | -100 | 20 | 10 | 50 | -50 | 35 | -65 | 20 | -80
| 14:04 | SP17 | 20 | 0 | 0 | 0 | 100 | -100 | 20 | 10 | 50 | -50 | 35 | -65 | 20 | -80
| 14:05 | SP17 | 20 | 0 | 0 | 0 | 100 | -100 | 20 | 10 | 50 | -50 | 35 | -65 | 20 | -80
| 14:06 | SP17 | 20 | 0 | 0 | 0 | 100 | -100 | 20 | 10 | 50 | -50 | 35 | -65 | 20 | -80
| 14:07 | SP17 | 20 | 0 | 0 | 0 | 100 | -100 | 20 | 10 | 50 | -50 | 35 | -65 | 20 | -80
| 14:08 | SP17 | 20 | 0 | 0 | 0 | 100 | -100 | 20 | 10 | 50 | -50 | 35 | -65 | 20 | -80
| 14:09 | SP17 | 20 | 0 | 0 | 0 | 100 | -100 | 20 | 10 | 50 | -50 | 35 | -65 | 20 | -80
| 14:10 | SP17 | 20 | 0 | 0 | 0 | 100 | -100 | 20 | 10 | 50 | -50 | 35 | -65 | 20 | -80
| 14:11 | SP17 | 20 | 0 | 0 | 0 | 100 | -100 | 20 | 10 | 50 | -50 | 35 | -65 | 20 | -80
| 14:12 | SP17 | 20 | 0 | 0 | 0 | 100 | -100 | 20 | 10 | 50 | -50 | 35 | -65 | 20 | -80
| 14:13 | SP17 | 20 | 0 | 0 | 0 | 100 | -100 | 20 | 10 | 50 | -50 | 35 | -65 | 20 | -80
| 14:14 | SP17 | 20 | 0 | 0 | 0 | 100 | -100 | 20 | 10 | 50 | -50 | 35 | -65 | 20 | -80
| 14:15 | SP17 | 20 | 0 | 0 | 0 | 100 | -100 | 20 | 10 | 50 | -50 | 35 | -65 | 20 | -80
| 14:16 | SP17 | 20 | 0 | 0 | 0 | 100 | -100 | 20 | 10 | 50 | -50 | 35 | -65 | 20 | -80
| 14:17 | SP17 | 20 | 0 | 0 | 0 | 100 | -100 | 20 | 10 | 50 | -50 | 35 | -65 | 20 | -80
| 14:18 | SP17 | 20 | 0 | 0 | 0 | 100 | -100 | 20 | 10 | 50 | -50 | 35 | -65 | 20 | -80
| 14:19 | SP17 | 20 | 0 | 0 | 0 | 100 | -100 | 20 | 10 | 50 | -50 | 35 | -65 | 20 | -80
| 14:20 | SP17 | 20 | 0 | 0 | 0 | 100 | -100 | 20 | 10 | 50 | -50 | 35 | -65 | 20 | -80
| 14:21 | SP17 | 20 | 0 | 0 | 0 | 100 | -100 | 20 | 10 | 50 | -50 | 35 | -65 | 20 | -80
| 14:22 | SP17 | 20 | 0 | 0 | 0 | 100 | -100 | 20 | 10 | 50 | -50 | 35 | -65 | 20 | -80
| 14:23 | SP17 | 20 | 0 | 0 | 0 | 100 | -100 | 20 | 10 | 50 | -50 | 35 | -65 | 20 | -80
| 14:24 | SP17 | 20 | 0 | 0 | 0 | 100 | -100 | 20 | 10 | 50 | -50 | 35 | -65 | 20 | -80
| 14:25 | SP17 | 20 | 0 | 0 | 0 | 100 | -100 | 20 | 10 | 50 | -50 | 35 | -65 | 20 | -80
| 14:26 | SP17 | 20 | 0 | 0 | 0 | 100 | -100 | 20 | 10 | 50 | -50 | 35 | -65 | 20 | -80
| 14:27 | SP17 | 20 | 0 | 0 | 0 | 100 | -100 | 20 | 10 | 50 | -50 | 35 | -65 | 20 | -80
| 14:28 | SP17 | 20 | 0 | 0 | 0 | 100 | -100 | 20 | 10 | 50 | -50 | 35 | -65 | 20 | -80
| 14:29 | SP17 | 20 | 0 | 0 | 0 | 100 | -100 | 20 | 10 | 50 | -50 | 35 | -65 | 20 | -80
| 14:30 | SP18 | 20 | 0 | 0 | 0 | 100 | -100 | 0 | n/a | 40 | -50 | 25 | -65 | 10 | -80
| 14:31 | SP18 | 20 | 0 | 0 | 0 | 100 | -100 | 0 | n/a | 40 | -50 | 25 | -65 | 10 | -80
| 14:32 | SP18 | 20 | 0 | 0 | 0 | 100 | -100 | 0 | n/a | 40 | -50 | 25 | -65 | 10 | -80
| 14:33 | SP18 | 20 | 0 | 0 | 0 | 100 | -100 | 0 | n/a | 40 | -50 | 25 | -65 | 10 | -80
| 14:34 | SP18 | 20 | 0 | 0 | 0 | 100 | -100 | 0 | n/a | 40 | -50 | 25 | -65 | 10 | -80
| 14:35 | SP18 | 20 | 0 | 0 | 0 | 100 | -100 | 0 | n/a | 40 | -50 | 25 | -65 | 10 | -80
| 14:36 | SP18 | 20 | 0 | 0 | 0 | 100 | -100 | 0 | n/a | 40 | -50 | 25 | -65 | 10 | -80
| 14:37 | SP18 | 20 | 0 | 0 | 0 | 100 | -100 | 0 | n/a | 40 | -50 | 25 | -65 | 10 | -80
| 14:38 | SP18 | 20 | 0 | 0 | 0 | 100 | -100 | 0 | n/a | 40 | -50 | 25 | -65 | 10 | -80
| 14:39 | SP18 | 20 | 0 | 0 | 0 | 100 | -100 | 0 | n/a | 40 | -50 | 25 | -65 | 10 | -80
| 14:40 | SP18 | 20 | 0 | 0 | 0 | 100 | -100 | 0 | n/a | 40 | -50 | 25 | -65 | 10 | -80
| 14:41 | SP18 | 20 | 0 | 0 | 0 | 100 | -100 | 0 | n/a | 40 | -50 | 25 | -65 | 10 | -80
| 14:42 | SP18 | 20 | 0 | 0 | 0 | 100 | -100 | 0 | n/a | 40 | -50 | 25 | -65 | 10 | -80
| 14:43 | SP18 | 20 | 0 | 0 | 0 | 100 | -100 | 0 | n/a | 40 | -50 | 25 | -65 | 10 | -80
| 14:44 | SP18 | 20 | 0 | 0 | 0 | 100 | -100 | 0 | n/a | 40 | -50 | 25 | -65 | 10 | -80
| 14:45 | SP18 | 20 | 0 | 0 | 0 | 100 | -100 | 0 | n/a | 40 | -50 | 25 | -65 | 10 | -80
| 14:46 | SP18 | 20 | 0 | 0 | 0 | 100 | -100 | 0 | n/a | 40 | -50 | 25 | -65 | 10 | -80
| 14:47 | SP18 | 20 | 0 | 0 | 0 | 100 | -100 | 0 | n/a | 40 | -50 | 25 | -65 | 10 | -80
| 14:48 | SP18 | 20 | 0 | 0 | 0 | 100 | -100 | 0 | n/a | 40 | -50 | 25 | -65 | 10 | -80
| 14:49 | SP18 | 20 | 0 | 0 | 0 | 100 | -100 | 0 | n/a | 40 | -50 | 25 | -65 | 10 | -80
| 14:50 | SP18 | 20 | 0 | 0 | 0 | 100 | -100 | 0 | n/a | 40 | -50 | 25 | -65 | 10 | -80
| 14:51 | SP18 | 20 | 0 | 0 | 0 | 100 | -100 | 0 | n/a | 40 | -50 | 25 | -65 | 10 | -80
| 14:52 | SP18 | 20 | 0 | 0 | 0 | 100 | -100 | 0 | n/a | 40 | -50 | 25 | -65 | 10 | -80
| 14:53 | SP18 | 20 | 0 | 0 | 0 | 100 | -100 | 0 | n/a | 40 | -50 | 25 | -65 | 10 | -80
| 14:54 | SP18 | 20 | 0 | 0 | 0 | 100 | -100 | 0 | n/a | 40 | -50 | 25 | -65 | 10 | -80
| 14:55 | SP18 | 20 | 0 | 0 | 0 | 100 | -100 | 0 | n/a | 40 | -50 | 25 | -65 | 10 | -80
| 14:56 | SP18 | 20 | 0 | 0 | 0 | 100 | -100 | 0 | n/a | 40 | -50 | 25 | -65 | 10 | -80
| 14:57 | SP18 | 20 | 0 | 0 | 0 | 100 | -100 | 0 | n/a | 40 | -50 | 25 | -65 | 10 | -80
| 14:58 | SP18 | 20 | 0 | 0 | 0 | 100 | -100 | 0 | n/a | 40 | -50 | 25 | -65 | 10 | -80
| 14:59 | SP18 | 20 | 0 | 0 | 0 | 100 | -100 | 0 | n/a | 40 | -50 | 25 | -65 | 10 | -80
| 15:00 | SP19 | 20 | 0 | 0 | 0 | 100 | -100 | 0 | n/a | 40 | -50 | 25 | -65 | 10 | -80
| 15:01 | SP19 | 20 | 0 | 0 | 0 | 100 | -100 | 0 | n/a | 40 | -50 | 25 | -65 | 10 | -80
| 15:02 | SP19 | 20 | 0 | 0 | 0 | 100 | -100 | 0 | n/a | 40 | -50 | 25 | -65 | 10 | -80
| 15:03 | SP19 | 20 | 0 | 0 | 0 | 100 | -100 | 0 | n/a | 40 | -50 | 25 | -65 | 10 | -80
| 15:04 | SP19 | 20 | 0 | 0 | 0 | 100 | -100 | 0 | n/a | 40 | -50 | 25 | -65 | 10 | -80
| 15:05 | SP19 | 20 | 0 | 0 | 0 | 100 | -100 | 0 | n/a | 40 | -50 | 25 | -65 | 10 | -80
| 15:06 | SP19 | 20 | 0 | 0 | 0 | 100 | -100 | 0 | n/a | 40 | -50 | 25 | -65 | 10 | -80
| 15:07 | SP19 | 20 | 0 | 0 | 0 | 100 | -100 | 0 | n/a | 40 | -50 | 25 | -65 | 10 | -80
| 15:08 | SP19 | 20 | 0 | 0 | 0 | 100 | -100 | 0 | n/a | 40 | -50 | 25 | -65 | 10 | -80
| 15:09 | SP19 | 20 | 0 | 0 | 0 | 100 | -100 | 0 | n/a | 40 | -50 | 25 | -65 | 10 | -80
| 15:10 | SP19 | 20 | 0 | 0 | 0 | 100 | -100 | 0 | n/a | 40 | -50 | 25 | -65 | 10 | -80
| 15:11 | SP19 | 20 | 0 | 0 | 0 | 100 | -100 | 0 | n/a | 40 | -50 | 25 | -65 | 10 | -80
| 15:12 | SP19 | 20 | 0 | 0 | 0 | 100 | -100 | 0 | n/a | 40 | -50 | 25 | -65 | 10 | -80
| 15:13 | SP19 | 20 | 0 | 0 | 0 | 100 | -100 | 0 | n/a | 40 | -50 | 25 | -65 | 10 | -80
| 15:14 | SP19 | 20 | 0 | 0 | 0 | 100 | -100 | 0 | n/a | 40 | -50 | 25 | -65 | 10 | -80
| 15:15 | SP19 | 20 | 0 | 0 | 0 | 100 | -100 | 0 | n/a | 40 | -50 | 25 | -65 | 10 | -80
| 15:16 | SP19 | 20 | 0 | 0 | 0 | 100 | -100 | 0 | n/a | 40 | -50 | 25 | -65 | 10 | -80
| 15:17 | SP19 | 20 | 0 | 0 | 0 | 100 | -100 | 0 | n/a | 40 | -50 | 25 | -65 | 10 | -80
| 15:18 | SP19 | 20 | 0 | 0 | 0 | 100 | -100 | 0 | n/a | 40 | -50 | 25 | -65 | 10 | -80
| 15:19 | SP19 | 20 | 0 | 0 | 0 | 100 | -100 | 0 | n/a | 40 | -50 | 25 | -65 | 10 | -80
| 15:20 | SP19 | 20 | 0 | 0 | 0 | 100 | -100 | 0 | n/a | 40 | -50 | 25 | -65 | 10 | -80
| 15:21 | SP19 | 20 | 0 | 0 | 0 | 100 | -100 | 0 | n/a | 40 | -50 | 25 | -65 | 10 | -80
| 15:22 | SP19 | 20 | 0 | 0 | 0 | 100 | -100 | 0 | n/a | 40 | -50 | 25 | -65 | 10 | -80
| 15:23 | SP19 | 20 | 0 | 0 | 0 | 100 | -100 | 0 | n/a | 40 | -50 | 25 | -65 | 10 | -80
| 15:24 | SP19 | 20 | 0 | 0 | 0 | 100 | -100 | 0 | n/a | 40 | -50 | 25 | -65 | 10 | -80
| 15:25 | SP19 | 20 | 0 | 0 | 0 | 100 | -100 | 0 | n/a | 40 | -50 | 25 | -65 | 10 | -80
| 15:26 | SP19 | 20 | 0 | 0 | 0 | 100 | -100 | 0 | n/a | 40 | -50 | 25 | -65 | 10 | -80
| 15:27 | SP19 | 20 | 0 | 0 | 0 | 100 | -100 | 0 | n/a | 40 | -50 | 25 | -65 | 10 | -80
| 15:28 | SP19 | 20 | 0 | 0 | 0 | 100 | -100 | 0 | n/a | 40 | -50 | 25 | -65 | 10 | -80
| 15:29 | SP19 | 20 | 0 | 0 | 0 | 100 | -100 | 0 | n/a | 40 | -50 | 25 | -65 | 10 | -80
| 15:30 | SP20 | 20 | 0 | 0 | 0 | 100 | -100 | 0 | n/a | 50 | -50 | 35 | -65 | 20 | -80
| 15:31 | SP20 | 20 | 0 | 0 | 0 | 100 | -100 | 0 | n/a | 50 | -50 | 35 | -65 | 20 | -80
| 15:32 | SP20 | 20 | 0 | 0 | 0 | 100 | -100 | 0 | n/a | 50 | -50 | 35 | -65 | 20 | -80
| 15:33 | SP20 | 20 | 0 | 0 | 0 | 100 | -100 | 0 | n/a | 50 | -50 | 35 | -65 | 20 | -80
| 15:34 | SP20 | 20 | 0 | 0 | 0 | 100 | -100 | 0 | n/a | 50 | -50 | 35 | -65 | 20 | -80
| 15:35 | SP20 | 20 | 0 | 0 | 0 | 100 | -100 | 0 | n/a | 50 | -50 | 35 | -65 | 20 | -80
| 15:36 | SP20 | 20 | 0 | 0 | 0 | 100 | -100 | 0 | n/a | 50 | -50 | 35 | -65 | 20 | -80
| 15:37 | SP20 | 20 | 0 | 0 | 0 | 100 | -100 | 0 | n/a | 50 | -50 | 35 | -65 | 20 | -80
| 15:38 | SP20 | 20 | 0 | 0 | 0 | 100 | -100 | 0 | n/a | 50 | -50 | 35 | -65 | 20 | -80
| 15:39 | SP20 | 20 | 0 | 0 | 0 | 100 | -100 | 0 | n/a | 50 | -50 | 35 | -65 | 20 | -80
| 15:40 | SP20 | 20 | 0 | 0 | 0 | 100 | -100 | 0 | n/a | 50 | -50 | 35 | -65 | 20 | -80
| 15:41 | SP20 | 20 | 0 | 0 | 0 | 100 | -100 | 0 | n/a | 50 | -50 | 35 | -65 | 20 | -80
| 15:42 | SP20 | 20 | 0 | 0 | 0 | 100 | -100 | 0 | n/a | 50 | -50 | 35 | -65 | 20 | -80
| 15:43 | SP20 | 20 | 0 | 0 | 0 | 100 | -100 | 0 | n/a | 50 | -50 | 35 | -65 | 20 | -80
| 15:44 | SP20 | 20 | 0 | 0 | 0 | 100 | -100 | 0 | n/a | 50 | -50 | 35 | -65 | 20 | -80
| 15:45 | SP20 | 20 | 0 | 0 | 0 | 100 | -100 | 0 | n/a | 50 | -50 | 35 | -65 | 20 | -80
| 15:46 | SP20 | 20 | 0 | 0 | 0 | 100 | -100 | 0 | n/a | 50 | -50 | 35 | -65 | 20 | -80
| 15:47 | SP20 | 20 | 0 | 0 | 0 | 100 | -100 | 0 | n/a | 50 | -50 | 35 | -65 | 20 | -80
| 15:48 | SP20 | 20 | 0 | 0 | 0 | 100 | -100 | 0 | n/a | 50 | -50 | 35 | -65 | 20 | -80
| 15:49 | SP20 | 20 | 0 | 0 | 0 | 100 | -100 | 0 | n/a | 50 | -50 | 35 | -65 | 20 | -80
| 15:50 | SP20 | 20 | 0 | 0 | 0 | 100 | -100 | 0 | n/a | 50 | -50 | 35 | -65 | 20 | -80
| 15:51 | SP20 | 20 | 0 | 0 | 0 | 100 | -100 | 0 | n/a | 50 | -50 | 35 | -65 | 20 | -80
| 15:52 | SP20 | 20 | 0 | 0 | 0 | 100 | -100 | 0 | n/a | 50 | -50 | 35 | -65 | 20 | -80
| 15:53 | SP20 | 20 | 0 | 0 | 0 | 100 | -100 | 0 | n/a | 50 | -50 | 35 | -65 | 20 | -80
| 15:54 | SP20 | 20 | 0 | 0 | 0 | 100 | -100 | 0 | n/a | 50 | -50 | 35 | -65 | 20 | -80
| 15:55 | SP20 | 20 | 0 | 0 | 0 | 100 | -100 | 0 | n/a | 50 | -50 | 35 | -65 | 20 | -80
| 15:56 | SP20 | 20 | 0 | 0 | 0 | 100 | -100 | 0 | n/a | 50 | -50 | 35 | -65 | 20 | -80
| 15:57 | SP20 | 20 | 0 | 0 | 0 | 100 | -100 | 0 | n/a | 50 | -50 | 35 | -65 | 20 | -80
| 15:58 | SP20 | 20 | 0 | 0 | 0 | 100 | -100 | 0 | n/a | 50 | -50 | 35 | -65 | 20 | -80
| 15:59 | SP20 | 20 | 0 | 0 | 0 | 100 | -100 | 0 | n/a | 50 | -50 | 35 | -65 | 20 | -80
| 16:00 | SP21 | 20 | 0 | 0 | 0 | 100 | -100 | 0 | n/a | 50 | -50 | 35 | -65 | 20 | -80
| 16:01 | SP21 | 20 | 0 | 0 | 0 | 100 | -100 | 0 | n/a | 50 | -50 | 35 | -65 | 20 | -80
| 16:02 | SP21 | 20 | 0 | 0 | 0 | 100 | -100 | 0 | n/a | 50 | -50 | 35 | -65 | 20 | -80
| 16:03 | SP21 | 20 | 0 | 0 | 0 | 100 | -100 | 0 | n/a | 50 | -50 | 35 | -65 | 20 | -80
| 16:04 | SP21 | 20 | 0 | 0 | 0 | 100 | -100 | 0 | n/a | 50 | -50 | 35 | -65 | 20 | -80
| 16:05 | SP21 | 20 | 0 | 0 | 0 | 100 | -100 | 0 | n/a | 50 | -50 | 35 | -65 | 20 | -80
| 16:06 | SP21 | 20 | 0 | 0 | 0 | 100 | -100 | 0 | n/a | 50 | -50 | 35 | -65 | 20 | -80
| 16:07 | SP21 | 20 | 0 | 0 | 0 | 100 | -100 | 0 | n/a | 50 | -50 | 35 | -65 | 20 | -80
| 16:08 | SP21 | 20 | 0 | 0 | 0 | 100 | -100 | 0 | n/a | 50 | -50 | 35 | -65 | 20 | -80
| 16:09 | SP21 | 20 | 0 | 0 | 0 | 100 | -100 | 0 | n/a | 50 | -50 | 35 | -65 | 20 | -80
| 16:10 | SP21 | 20 | 0 | 0 | 0 | 100 | -100 | 0 | n/a | 50 | -50 | 35 | -65 | 20 | -80
| 16:11 | SP21 | 20 | 0 | 0 | 0 | 100 | -100 | 0 | n/a | 50 | -50 | 35 | -65 | 20 | -80
| 16:12 | SP21 | 20 | 0 | 0 | 0 | 100 | -100 | 0 | n/a | 50 | -50 | 35 | -65 | 20 | -80
| 16:13 | SP21 | 20 | 0 | 0 | 0 | 100 | -100 | 0 | n/a | 50 | -50 | 35 | -65 | 20 | -80
| 16:14 | SP21 | 20 | 0 | 0 | 0 | 100 | -100 | 0 | n/a | 50 | -50 | 35 | -65 | 20 | -80
| 16:15 | SP21 | 20 | 0 | 0 | 0 | 100 | -100 | 0 | n/a | 50 | -50 | 35 | -65 | 20 | -80
| 16:16 | SP21 | 20 | 0 | 0 | 0 | 100 | -100 | 0 | n/a | 50 | -50 | 35 | -65 | 20 | -80
| 16:17 | SP21 | 20 | 0 | 0 | 0 | 100 | -100 | 0 | n/a | 50 | -50 | 35 | -65 | 20 | -80
| 16:18 | SP21 | 20 | 0 | 0 | 0 | 100 | -100 | 0 | n/a | 50 | -50 | 35 | -65 | 20 | -80
| 16:19 | SP21 | 20 | 0 | 0 | 0 | 100 | -100 | 0 | n/a | 50 | -50 | 35 | -65 | 20 | -80
| 16:20 | SP21 | 20 | 0 | 0 | 0 | 100 | -100 | 0 | n/a | 50 | -50 | 35 | -65 | 20 | -80
| 16:21 | SP21 | 20 | 0 | 0 | 0 | 100 | -100 | 0 | n/a | 50 | -50 | 35 | -65 | 20 | -80
| 16:22 | SP21 | 20 | 0 | 0 | 0 | 100 | -100 | 0 | n/a | 50 | -50 | 35 | -65 | 20 | -80
| 16:23 | SP21 | 20 | 0 | 0 | 0 | 100 | -100 | 0 | n/a | 50 | -50 | 35 | -65 | 20 | -80
| 16:24 | SP21 | 20 | 0 | 0 | 0 | 100 | -100 | 0 | n/a | 50 | -50 | 35 | -65 | 20 | -80
| 16:25 | SP21 | 20 | 0 | 0 | 0 | 100 | -100 | 0 | n/a | 50 | -50 | 35 | -65 | 20 | -80
| 16:26 | SP21 | 20 | 0 | 0 | 0 | 100 | -100 | 0 | n/a | 50 | -50 | 35 | -65 | 20 | -80
| 16:27 | SP21 | 20 | 0 | 0 | 0 | 100 | -100 | 0 | n/a | 50 | -50 | 35 | -65 | 20 | -80
| 16:28 | SP21 | 20 | 0 | 0 | 0 | 100 | -100 | 0 | n/a | 50 | -50 | 35 | -65 | 20 | -80
| 16:29 | SP21 | 20 | 0 | 0 | 0 | 100 | -100 | 0 | n/a | 50 | -50 | 35 | -65 | 20 | -80
| 16:30 | SP22 | 20 | 0 | 0 | 0 | 100 | -100 | 0 | n/a | 50 | -50 | 35 | -65 | 20 | -80
| 16:31 | SP22 | 20 | 0 | 0 | 0 | 100 | -100 | 0 | n/a | 50 | -50 | 35 | -65 | 20 | -80
| 16:32 | SP22 | 20 | 0 | 0 | 0 | 100 | -100 | 0 | n/a | 50 | -50 | 35 | -65 | 20 | -80
| 16:33 | SP22 | 20 | 0 | 0 | 0 | 100 | -100 | 0 | n/a | 50 | -50 | 35 | -65 | 20 | -80
| 16:34 | SP22 | 20 | 0 | 0 | 0 | 100 | -100 | 0 | n/a | 50 | -50 | 35 | -65 | 20 | -80
| 16:35 | SP22 | 20 | 0 | 0 | 0 | 100 | -100 | 0 | n/a | 50 | -50 | 35 | -65 | 20 | -80
| 16:36 | SP22 | 20 | 0 | 0 | 0 | 100 | -100 | 0 | n/a | 50 | -50 | 35 | -65 | 20 | -80
| 16:37 | SP22 | 20 | 0 | 0 | 0 | 100 | -100 | 0 | n/a | 50 | -50 | 35 | -65 | 20 | -80
| 16:38 | SP22 | 20 | 0 | 0 | 0 | 100 | -100 | 0 | n/a | 50 | -50 | 35 | -65 | 20 | -80
| 16:39 | SP22 | 20 | 0 | 0 | 0 | 100 | -100 | 0 | n/a | 50 | -50 | 35 | -65 | 20 | -80
| 16:40 | SP22 | 20 | 0 | 0 | 0 | 100 | -100 | 0 | n/a | 50 | -50 | 35 | -65 | 20 | -80
| 16:41 | SP22 | 20 | 0 | 0 | 0 | 100 | -100 | 0 | n/a | 50 | -50 | 35 | -65 | 20 | -80
| 16:42 | SP22 | 20 | 0 | 0 | 0 | 100 | -100 | 0 | n/a | 50 | -50 | 35 | -65 | 20 | -80
| 16:43 | SP22 | 20 | 0 | 0 | 0 | 100 | -100 | 0 | n/a | 50 | -50 | 35 | -65 | 20 | -80
| 16:44 | SP22 | 20 | 0 | 0 | 0 | 100 | -100 | 0 | n/a | 50 | -50 | 35 | -65 | 20 | -80
| 16:45 | SP22 | 20 | 0 | 0 | 0 | 100 | -100 | 0 | n/a | 50 | -50 | 35 | -65 | 20 | -80
| 16:46 | SP22 | 20 | 0 | 0 | 0 | 100 | -100 | 0 | n/a | 50 | -50 | 35 | -65 | 20 | -80
| 16:47 | SP22 | 20 | 0 | 0 | 0 | 100 | -100 | 0 | n/a | 50 | -50 | 35 | -65 | 20 | -80
| 16:48 | SP22 | 20 | 0 | 0 | 0 | 100 | -100 | 0 | n/a | 50 | -50 | 35 | -65 | 20 | -80
| 16:49 | SP22 | 20 | 0 | 0 | 0 | 100 | -100 | 0 | n/a | 50 | -50 | 35 | -65 | 20 | -80
| 16:50 | SP22 | 20 | 0 | 0 | 0 | 100 | -100 | 0 | n/a | 50 | -50 | 35 | -65 | 20 | -80
| 16:51 | SP22 | 20 | 0 | 0 | 0 | 100 | -100 | 0 | n/a | 50 | -50 | 35 | -65 | 20 | -80
| 16:52 | SP22 | 20 | 0 | 0 | 0 | 100 | -100 | 0 | n/a | 50 | -50 | 35 | -65 | 20 | -80
| 16:53 | SP22 | 20 | 0 | 0 | 0 | 100 | -100 | 0 | n/a | 50 | -50 | 35 | -65 | 20 | -80
| 16:54 | SP22 | 20 | 0 | 0 | 0 | 100 | -100 | 0 | n/a | 50 | -50 | 35 | -65 | 20 | -80
| 16:55 | SP22 | 20 | 0 | 0 | 0 | 100 | -100 | 0 | n/a | 50 | -50 | 35 | -65 | 20 | -80
| 16:56 | SP22 | 20 | 0 | 0 | 0 | 100 | -100 | 0 | n/a | 50 | -50 | 35 | -65 | 20 | -80
| 16:57 | SP22 | 20 | 0 | 0 | 0 | 100 | -100 | 0 | n/a | 50 | -50 | 35 | -65 | 20 | -80
| 16:58 | SP22 | 20 | 0 | 0 | 0 | 100 | -100 | 0 | n/a | 50 | -50 | 35 | -65 | 20 | -80
| 16:59 | SP22 | 20 | 0 | 0 | 0 | 100 | -100 | 0 | n/a | 50 | -50 | 35 | -65 | 20 | -80
| 17:00 | SP23 | 20 | 0 | 0 | 0 | 100 | -100 | 0 | n/a | 50 | -50 | 35 | -65 | 20 | -80
| 17:01 | SP23 | 20 | 0 | 0 | 0 | 100 | -100 | 0 | n/a | 50 | -50 | 35 | -65 | 20 | -80
| 17:02 | SP23 | 20 | 0 | 0 | 0 | 100 | -100 | 0 | n/a | 50 | -50 | 35 | -65 | 20 | -80
| 17:03 | SP23 | 20 | 0 | 0 | 0 | 100 | -100 | 0 | n/a | 50 | -50 | 35 | -65 | 20 | -80
| 17:04 | SP23 | 20 | 0 | 0 | 0 | 100 | -100 | 0 | n/a | 50 | -50 | 35 | -65 | 20 | -80
| 17:05 | SP23 | 20 | 0 | 0 | 0 | 100 | -100 | 0 | n/a | 50 | -50 | 35 | -65 | 20 | -80
| 17:06 | SP23 | 20 | 0 | 0 | 0 | 100 | -100 | 0 | n/a | 50 | -50 | 35 | -65 | 20 | -80
| 17:07 | SP23 | 20 | 0 | 0 | 0 | 100 | -100 | 0 | n/a | 50 | -50 | 35 | -65 | 20 | -80
| 17:08 | SP23 | 20 | 0 | 0 | 0 | 100 | -100 | 0 | n/a | 50 | -50 | 35 | -65 | 20 | -80
| 17:09 | SP23 | 20 | 0 | 0 | 0 | 100 | -100 | 0 | n/a | 50 | -50 | 35 | -65 | 20 | -80
| 17:10 | SP23 | 20 | 0 | 0 | 0 | 100 | -100 | 0 | n/a | 50 | -50 | 35 | -65 | 20 | -80
| 17:11 | SP23 | 20 | 0 | 0 | 0 | 100 | -100 | 0 | n/a | 50 | -50 | 35 | -65 | 20 | -80
| 17:12 | SP23 | 20 | 0 | 0 | 0 | 100 | -100 | 0 | n/a | 50 | -50 | 35 | -65 | 20 | -80
| 17:13 | SP23 | 20 | 0 | 0 | 0 | 100 | -100 | 0 | n/a | 50 | -50 | 35 | -65 | 20 | -80
| 17:14 | SP23 | 20 | 0 | 0 | 0 | 100 | -100 | 0 | n/a | 50 | -50 | 35 | -65 | 20 | -80
| 17:15 | SP23 | 20 | 0 | 0 | 0 | 100 | -100 | 0 | n/a | 50 | -50 | 35 | -65 | 20 | -80
| 17:16 | SP23 | 20 | 0 | 0 | 0 | 100 | -100 | 0 | n/a | 50 | -50 | 35 | -65 | 20 | -80
| 17:17 | SP23 | 20 | 0 | 0 | 0 | 100 | -100 | 0 | n/a | 50 | -50 | 35 | -65 | 20 | -80
| 17:18 | SP23 | 20 | 0 | 0 | 0 | 100 | -100 | 0 | n/a | 50 | -50 | 35 | -65 | 20 | -80
| 17:19 | SP23 | 20 | 0 | 0 | 0 | 100 | -100 | 0 | n/a | 50 | -50 | 35 | -65 | 20 | -80
| 17:20 | SP23 | 20 | 0 | 0 | 0 | 100 | -100 | 0 | n/a | 50 | -50 | 35 | -65 | 20 | -80
| 17:21 | SP23 | 20 | 0 | 0 | 0 | 100 | -100 | 0 | n/a | 50 | -50 | 35 | -65 | 20 | -80
| 17:22 | SP23 | 20 | 0 | 0 | 0 | 100 | -100 | 0 | n/a | 50 | -50 | 35 | -65 | 20 | -80
| 17:23 | SP23 | 20 | 0 | 0 | 0 | 100 | -100 | 0 | n/a | 50 | -50 | 35 | -65 | 20 | -80
| 17:24 | SP23 | 20 | 0 | 0 | 0 | 100 | -100 | 0 | n/a | 50 | -50 | 35 | -65 | 20 | -80
| 17:25 | SP23 | 20 | 0 | 0 | 0 | 100 | -100 | 0 | n/a | 50 | -50 | 35 | -65 | 20 | -80
| 17:26 | SP23 | 20 | 0 | 0 | 0 | 100 | -100 | 0 | n/a | 50 | -50 | 35 | -65 | 20 | -80
| 17:27 | SP23 | 20 | 0 | 0 | 0 | 100 | -100 | 0 | n/a | 50 | -50 | 35 | -65 | 20 | -80
| 17:28 | SP23 | 20 | 0 | 0 | 0 | 100 | -100 | 0 | n/a | 50 | -50 | 35 | -65 | 20 | -80
| 17:29 | SP23 | 20 | 0 | 0 | 0 | 100 | -100 | 0 | n/a | 50 | -50 | 35 | -65 | 20 | -80
| 17:30 | SP24 | 20 | 0 | 0 | 0 | 100 | -100 | 0 | n/a | 50 | -50 | 35 | -65 | 20 | -80

## 2.4 Non-Zero PN_2BOAs_Resrv_min
Unit Capacity = 100 MW/100MWh
[10 empty] | Positive Slow Reserve |  | Declared before BOA |  | Re-declared after BOA1 |  | Re-declared after BOA2 |  | Re-declared after PN submission
| Time | SP | SOC % | PN | PN | BOA | BOA | MEL | MIL | PSR |  | MDO | MDB | MDO | MDB | MDO | MDB | MDO | MDB
|  |  |  | MW | MWh | MW | MWh | MW | MW | MW | MWh | MWh | MWh | MWh | MWh | MWh | MWh | MWh | MWh
| 11:00 | SP11 | 50 | 0 | 0 | 0 | 0 | 100 | -100 | 0 | n/a | 50 | -50 | 50 | -50 | 50 | -50 | 50 | -35
| 11:01 | SP11 | 50 | 0 | 0 | 0 | 0 | 100 | -100 | 0 | n/a | 50 | -50 | 50 | -50 | 50 | -50 | 50 | -35
| 11:02 | SP11 | 50 | 0 | 0 | 0 | 0 | 100 | -100 | 0 | n/a | 50 | -50 | 50 | -50 | 50 | -50 | 50 | -35
| 11:03 | SP11 | 50 | 0 | 0 | 0 | 0 | 100 | -100 | 0 | n/a | 50 | -50 | 50 | -50 | 50 | -50 | 50 | -35
1st BOA sent | 11:04 | SP11 | 50 | 0 | 0 | 0 | 0 | 100 | -100 | 0 | n/a | 50 | -50 | 50 | -50 | 50 | -50 | 50 | -35
| 11:05 | SP11 | 50 | 0 | 0 | 0 | 0 | 100 | -100 | 0 | n/a | 50 | -50 | 50 | -50 | 50 | -50 | 50 | -35
Redec received | 11:06 | SP11 | 50 | 0 | 0 | 0 | 0 | 100 | -100 | 0 | n/a | 50 | -50 | 50 | -50 | 50 | -50 | 50 | -35
| 11:07 | SP11 | 50 | 0 | 0 | 0 | 0 | 100 | -100 | 0 | n/a | 50 | -50 | 50 | -50 | 50 | -50 | 50 | -35
| 11:08 | SP11 | 50 | 0 | 0 | 0 | 0 | 100 | -100 | 0 | n/a | 50 | -50 | 50 | -50 | 50 | -50 | 50 | -35
| 11:09 | SP11 | 50 | 0 | 0 | 0 | 0 | 100 | -100 | 0 | n/a | 50 | -50 | 50 | -50 | 50 | -50 | 50 | -35
| 11:10 | SP11 | 50 | 0 | 0 | 0 | 0 | 100 | -100 | 0 | n/a | 50 | -50 | 50 | -50 | 50 | -50 | 50 | -35
| 11:11 | SP11 | 50 | 0 | 0 | 0 | 0 | 100 | -100 | 0 | n/a | 50 | -50 | 50 | -50 | 50 | -50 | 50 | -35
| 11:12 | SP11 | 50 | 0 | 0 | 0 | 0 | 100 | -100 | 0 | n/a | 50 | -50 | 50 | -50 | 50 | -50 | 50 | -35
| 11:13 | SP11 | 50 | 0 | 0 | 0 | 0 | 100 | -100 | 0 | n/a | 50 | -50 | 50 | -50 | 50 | -50 | 50 | -35
| 11:14 | SP11 | 50 | 0 | 0 | 0 | 0 | 100 | -100 | 0 | n/a | 50 | -50 | 50 | -50 | 50 | -50 | 50 | -35
| 11:15 | SP11 | 49 | 0 | 0 | 0 | 0 | 100 | -100 | 0 | n/a | 50 | -50 | 49 | -51 | 49 | -51 | 49 | -36
| 11:16 | SP11 | 48 | 0 | 0 | 60 | 1 | 100 | -100 | 0 | n/a | 50 | -50 | 48 | -52 | 48 | -52 | 48 | -37
| 11:17 | SP11 | 47 | 0 | 0 | 60 | 1 | 100 | -100 | 0 | n/a | 50 | -50 | 47 | -53 | 47 | -53 | 47 | -38
| 11:18 | SP11 | 46 | 0 | 0 | 60 | 1 | 100 | -100 | 0 | n/a | 50 | -50 | 46 | -54 | 46 | -54 | 46 | -39
| 11:19 | SP11 | 45 | 0 | 0 | 60 | 1 | 100 | -100 | 0 | n/a | 50 | -50 | 45 | -55 | 45 | -55 | 45 | -40
| 11:20 | SP11 | 44 | 0 | 0 | 60 | 1 | 100 | -100 | 0 | n/a | 50 | -50 | 44 | -56 | 44 | -56 | 44 | -41
| 11:21 | SP11 | 43 | 0 | 0 | 60 | 1 | 100 | -100 | 0 | n/a | 50 | -50 | 43 | -57 | 43 | -57 | 43 | -42
2nd BOA sent | 11:22 | SP11 | 42 | 0 | 0 | 60 | 1 | 100 | -100 | 0 | n/a | 50 | -50 | 42 | -58 | 42 | -58 | 42 | -43
| 11:23 | SP11 | 41 | 0 | 0 | 60 | 1 | 100 | -100 | 0 | n/a | 50 | -50 | 41 | -59 | 41 | -59 | 41 | -44
BOA Redec received | 11:24 | SP11 | 40 | 0 | 0 | 60 | 1 | 100 | -100 | 0 | n/a | 50 | -50 | 40 | -60 | 40 | -60 | 40 | -45
| 11:25 | SP11 | 39 | 0 | 0 | 60 | 1 | 100 | -100 | 0 | n/a | 50 | -50 | 39 | -61 | 39 | -61 | 39 | -46
| 11:26 | SP11 | 38 | 0 | 0 | 60 | 1 | 100 | -100 | 0 | n/a | 50 | -50 | 38 | -62 | 38 | -62 | 38 | -47
| 11:27 | SP11 | 37 | 0 | 0 | 60 | 1 | 100 | -100 | 0 | n/a | 50 | -50 | 37 | -63 | 37 | -63 | 37 | -48
| 11:28 | SP11 | 36 | 0 | 0 | 60 | 1 | 100 | -100 | 0 | n/a | 50 | -50 | 36 | -64 | 36 | -64 | 36 | -49
| 11:29 | SP11 | 35 | 0 | 0 | 60 | 1 | 100 | -100 | 0 | n/a | 50 | -50 | 35 | -65 | 35 | -65 | 35 | -50
| 11:30 | SP12 | 34.5 | 0 | 0 | 30 | 0.5 | 100 | -100 | 0 | n/a | 50 | -50 | 35 | -65 | 34.5 | -65.5 | 34.5 | -50.5
| 11:31 | SP12 | 34 | 0 | 0 | 30 | 0.5 | 100 | -100 | 0 | n/a | 50 | -50 | 35 | -65 | 34 | -66 | 34 | -51
| 11:32 | SP12 | 33.5 | 0 | 0 | 30 | 0.5 | 100 | -100 | 0 | n/a | 50 | -50 | 35 | -65 | 33.5 | -66.5 | 33.5 | -51.5
| 11:33 | SP12 | 33 | 0 | 0 | 30 | 0.5 | 100 | -100 | 0 | n/a | 50 | -50 | 35 | -65 | 33 | -67 | 33 | -52
| 11:34 | SP12 | 32.5 | 0 | 0 | 30 | 0.5 | 100 | -100 | 0 | n/a | 50 | -50 | 35 | -65 | 32.5 | -67.5 | 32.5 | -52.5
| 11:35 | SP12 | 32 | 0 | 0 | 30 | 0.5 | 100 | -100 | 0 | n/a | 50 | -50 | 35 | -65 | 32 | -68 | 32 | -53
| 11:36 | SP12 | 31.5 | 0 | 0 | 30 | 0.5 | 100 | -100 | 0 | n/a | 50 | -50 | 35 | -65 | 31.5 | -68.5 | 31.5 | -53.5
| 11:37 | SP12 | 31 | 0 | 0 | 30 | 0.5 | 100 | -100 | 0 | n/a | 50 | -50 | 35 | -65 | 31 | -69 | 31 | -54
| 11:38 | SP12 | 30.5 | 0 | 0 | 30 | 0.5 | 100 | -100 | 0 | n/a | 50 | -50 | 35 | -65 | 30.5 | -69.5 | 30.5 | -54.5
| 11:39 | SP12 | 30 | 0 | 0 | 30 | 0.5 | 100 | -100 | 0 | n/a | 50 | -50 | 35 | -65 | 30 | -70 | 30 | -55
| 11:40 | SP12 | 29.5 | 0 | 0 | 30 | 0.5 | 100 | -100 | 0 | n/a | 50 | -50 | 35 | -65 | 29.5 | -70.5 | 29.5 | -55.5
| 11:41 | SP12 | 29 | 0 | 0 | 30 | 0.5 | 100 | -100 | 0 | n/a | 50 | -50 | 35 | -65 | 29 | -71 | 29 | -56
| 11:42 | SP12 | 28.5 | 0 | 0 | 30 | 0.5 | 100 | -100 | 0 | n/a | 50 | -50 | 35 | -65 | 28.5 | -71.5 | 28.5 | -56.5
| 11:43 | SP12 | 28 | 0 | 0 | 30 | 0.5 | 100 | -100 | 0 | n/a | 50 | -50 | 35 | -65 | 28 | -72 | 28 | -57
| 11:44 | SP12 | 27.5 | 0 | 0 | 30 | 0.5 | 100 | -100 | 0 | n/a | 50 | -50 | 35 | -65 | 27.5 | -72.5 | 27.5 | -57.5
| 11:45 | SP12 | 27 | 0 | 0 | 30 | 0.5 | 100 | -100 | 0 | n/a | 50 | -50 | 35 | -65 | 27 | -73 | 27 | -58
| 11:46 | SP12 | 26.5 | 0 | 0 | 30 | 0.5 | 100 | -100 | 0 | n/a | 50 | -50 | 35 | -65 | 26.5 | -73.5 | 26.5 | -58.5
| 11:47 | SP12 | 26 | 0 | 0 | 30 | 0.5 | 100 | -100 | 0 | n/a | 50 | -50 | 35 | -65 | 26 | -74 | 26 | -59
| 11:48 | SP12 | 25.5 | 0 | 0 | 30 | 0.5 | 100 | -100 | 0 | n/a | 50 | -50 | 35 | -65 | 25.5 | -74.5 | 25.5 | -59.5
| 11:49 | SP12 | 25 | 0 | 0 | 30 | 0.5 | 100 | -100 | 0 | n/a | 50 | -50 | 35 | -65 | 25 | -75 | 25 | -60
| 11:50 | SP12 | 24.5 | 0 | 0 | 30 | 0.5 | 100 | -100 | 0 | n/a | 50 | -50 | 35 | -65 | 24.5 | -75.5 | 24.5 | -60.5
| 11:51 | SP12 | 24 | 0 | 0 | 30 | 0.5 | 100 | -100 | 0 | n/a | 50 | -50 | 35 | -65 | 24 | -76 | 24 | -61
| 11:52 | SP12 | 23.5 | 0 | 0 | 30 | 0.5 | 100 | -100 | 0 | n/a | 50 | -50 | 35 | -65 | 23.5 | -76.5 | 23.5 | -61.5
| 11:53 | SP12 | 23 | 0 | 0 | 30 | 0.5 | 100 | -100 | 0 | n/a | 50 | -50 | 35 | -65 | 23 | -77 | 23 | -62
| 11:54 | SP12 | 22.5 | 0 | 0 | 30 | 0.5 | 100 | -100 | 0 | n/a | 50 | -50 | 35 | -65 | 22.5 | -77.5 | 22.5 | -62.5
| 11:55 | SP12 | 22 | 0 | 0 | 30 | 0.5 | 100 | -100 | 0 | n/a | 50 | -50 | 35 | -65 | 22 | -78 | 22 | -63
| 11:56 | SP12 | 21.5 | 0 | 0 | 30 | 0.5 | 100 | -100 | 0 | n/a | 50 | -50 | 35 | -65 | 21.5 | -78.5 | 21.5 | -63.5
| 11:57 | SP12 | 21 | 0 | 0 | 30 | 0.5 | 100 | -100 | 0 | n/a | 50 | -50 | 35 | -65 | 21 | -79 | 21 | -64
| 11:58 | SP12 | 20.5 | 0 | 0 | 30 | 0.5 | 100 | -100 | 0 | n/a | 50 | -50 | 35 | -65 | 20.5 | -79.5 | 20.5 | -64.5
| 11:59 | SP12 | 20 | 0 | 0 | 30 | 0.5 | 100 | -100 | 0 | n/a | 50 | -50 | 35 | -65 | 20 | -80 | 20 | -65
| 12:00 | SP13 | 20 | 0 | 0 | 0 | 0 | 100 | -100 | 0 | n/a | 40 | -50 | 25 | -65 | 10 | -80 | 10 | -65
| 12:01 | SP13 | 20 | 0 | 0 | 0 | 0 | 100 | -100 | 0 | n/a | 40 | -50 | 25 | -65 | 10 | -80 | 10 | -65
| 12:02 | SP13 | 20 | 0 | 0 | 0 | 0 | 100 | -100 | 0 | n/a | 40 | -50 | 25 | -65 | 10 | -80 | 10 | -65
| 12:03 | SP13 | 20 | 0 | 0 | 0 | 0 | 100 | -100 | 0 | n/a | 40 | -50 | 25 | -65 | 10 | -80 | 10 | -65
| 12:04 | SP13 | 20 | 0 | 0 | 0 | 0 | 100 | -100 | 0 | n/a | 40 | -50 | 25 | -65 | 10 | -80 | 10 | -65
| 12:05 | SP13 | 20 | 0 | 0 | 0 | 0 | 100 | -100 | 0 | n/a | 40 | -50 | 25 | -65 | 10 | -80 | 10 | -65
| 12:06 | SP13 | 20 | 0 | 0 | 0 | 0 | 100 | -100 | 0 | n/a | 40 | -50 | 25 | -65 | 10 | -80 | 10 | -65
| 12:07 | SP13 | 20 | 0 | 0 | 0 | 0 | 100 | -100 | 0 | n/a | 40 | -50 | 25 | -65 | 10 | -80 | 10 | -65
| 12:08 | SP13 | 20 | 0 | 0 | 0 | 0 | 100 | -100 | 0 | n/a | 40 | -50 | 25 | -65 | 10 | -80 | 10 | -65
| 12:09 | SP13 | 20 | 0 | 0 | 0 | 0 | 100 | -100 | 0 | n/a | 40 | -50 | 25 | -65 | 10 | -80 | 10 | -65
| 12:10 | SP13 | 20 | 0 | 0 | 0 | 0 | 100 | -100 | 0 | n/a | 40 | -50 | 25 | -65 | 10 | -80 | 10 | -65
| 12:11 | SP13 | 20 | 0 | 0 | 0 | 0 | 100 | -100 | 0 | n/a | 40 | -50 | 25 | -65 | 10 | -80 | 10 | -65
| 12:12 | SP13 | 20 | 0 | 0 | 0 | 0 | 100 | -100 | 0 | n/a | 40 | -50 | 25 | -65 | 10 | -80 | 10 | -65
| 12:13 | SP13 | 20 | 0 | 0 | 0 | 0 | 100 | -100 | 0 | n/a | 40 | -50 | 25 | -65 | 10 | -80 | 10 | -65
| 12:14 | SP13 | 20 | 0 | 0 | 0 | 0 | 100 | -100 | 0 | n/a | 40 | -50 | 25 | -65 | 10 | -80 | 10 | -65
| 12:15 | SP13 | 20 | 0 | 0 | 0 | 0 | 100 | -100 | 0 | n/a | 40 | -50 | 25 | -65 | 10 | -80 | 10 | -65
| 12:16 | SP13 | 20 | 0 | 0 | 0 | 0 | 100 | -100 | 0 | n/a | 40 | -50 | 25 | -65 | 10 | -80 | 10 | -65
| 12:17 | SP13 | 20 | 0 | 0 | 0 | 0 | 100 | -100 | 0 | n/a | 40 | -50 | 25 | -65 | 10 | -80 | 10 | -65
| 12:18 | SP13 | 20 | 0 | 0 | 0 | 0 | 100 | -100 | 0 | n/a | 40 | -50 | 25 | -65 | 10 | -80 | 10 | -65
| 12:19 | SP13 | 20 | 0 | 0 | 0 | 0 | 100 | -100 | 0 | n/a | 40 | -50 | 25 | -65 | 10 | -80 | 10 | -65
| 12:20 | SP13 | 20 | 0 | 0 | 0 | 0 | 100 | -100 | 0 | n/a | 40 | -50 | 25 | -65 | 10 | -80 | 10 | -65
| 12:21 | SP13 | 20 | 0 | 0 | 0 | 0 | 100 | -100 | 0 | n/a | 40 | -50 | 25 | -65 | 10 | -80 | 10 | -65
| 12:22 | SP13 | 20 | 0 | 0 | 0 | 0 | 100 | -100 | 0 | n/a | 40 | -50 | 25 | -65 | 10 | -80 | 10 | -65
| 12:23 | SP13 | 20 | 0 | 0 | 0 | 0 | 100 | -100 | 0 | n/a | 40 | -50 | 25 | -65 | 10 | -80 | 10 | -65
| 12:24 | SP13 | 20 | 0 | 0 | 0 | 0 | 100 | -100 | 0 | n/a | 40 | -50 | 25 | -65 | 10 | -80 | 10 | -65
| 12:25 | SP13 | 20 | 0 | 0 | 0 | 0 | 100 | -100 | 0 | n/a | 40 | -50 | 25 | -65 | 10 | -80 | 10 | -65
| 12:26 | SP13 | 20 | 0 | 0 | 0 | 0 | 100 | -100 | 0 | n/a | 40 | -50 | 25 | -65 | 10 | -80 | 10 | -65
| 12:27 | SP13 | 20 | 0 | 0 | 0 | 0 | 100 | -100 | 0 | n/a | 40 | -50 | 25 | -65 | 10 | -80 | 10 | -65
| 12:28 | SP13 | 20 | 0 | 0 | 0 | 0 | 100 | -100 | 0 | n/a | 40 | -50 | 25 | -65 | 10 | -80 | 10 | -65
| 12:29 | SP13 | 20 | 0 | 0 | 0 | 0 | 100 | -100 | 0 | n/a | 40 | -50 | 25 | -65 | 10 | -80 | 10 | -65
| 12:30 | SP14 | 20 | 0 | 0 | 0 | 0 | 100 | -100 | 0 | n/a | 40 | -50 | 25 | -65 | 10 | -80 | 10 | -65
| 12:31 | SP14 | 20 | 0 | 0 | 0 | 0 | 100 | -100 | 0 | n/a | 40 | -50 | 25 | -65 | 10 | -80 | 10 | -65
| 12:32 | SP14 | 20 | 0 | 0 | 0 | 0 | 100 | -100 | 0 | n/a | 40 | -50 | 25 | -65 | 10 | -80 | 10 | -65
| 12:33 | SP14 | 20 | 0 | 0 | 0 | 0 | 100 | -100 | 0 | n/a | 40 | -50 | 25 | -65 | 10 | -80 | 10 | -65
| 12:34 | SP14 | 20 | 0 | 0 | 0 | 0 | 100 | -100 | 0 | n/a | 40 | -50 | 25 | -65 | 10 | -80 | 10 | -65
| 12:35 | SP14 | 20 | 0 | 0 | 0 | 0 | 100 | -100 | 0 | n/a | 40 | -50 | 25 | -65 | 10 | -80 | 10 | -65
| 12:36 | SP14 | 20 | 0 | 0 | 0 | 0 | 100 | -100 | 0 | n/a | 40 | -50 | 25 | -65 | 10 | -80 | 10 | -65
| 12:37 | SP14 | 20 | 0 | 0 | 0 | 0 | 100 | -100 | 0 | n/a | 40 | -50 | 25 | -65 | 10 | -80 | 10 | -65
| 12:38 | SP14 | 20 | 0 | 0 | 0 | 0 | 100 | -100 | 0 | n/a | 40 | -50 | 25 | -65 | 10 | -80 | 10 | -65
| 12:39 | SP14 | 20 | 0 | 0 | 0 | 0 | 100 | -100 | 0 | n/a | 40 | -50 | 25 | -65 | 10 | -80 | 10 | -65
| 12:40 | SP14 | 20 | 0 | 0 | 0 | 0 | 100 | -100 | 0 | n/a | 40 | -50 | 25 | -65 | 10 | -80 | 10 | -65
| 12:41 | SP14 | 20 | 0 | 0 | 0 | 0 | 100 | -100 | 0 | n/a | 40 | -50 | 25 | -65 | 10 | -80 | 10 | -65
| 12:42 | SP14 | 20 | 0 | 0 | 0 | 0 | 100 | -100 | 0 | n/a | 40 | -50 | 25 | -65 | 10 | -80 | 10 | -65
| 12:43 | SP14 | 20 | 0 | 0 | 0 | 0 | 100 | -100 | 0 | n/a | 40 | -50 | 25 | -65 | 10 | -80 | 10 | -65
| 12:44 | SP14 | 20 | 0 | 0 | 0 | 0 | 100 | -100 | 0 | n/a | 40 | -50 | 25 | -65 | 10 | -80 | 10 | -65
| 12:45 | SP14 | 20 | 0 | 0 | 0 | 0 | 100 | -100 | 0 | n/a | 40 | -50 | 25 | -65 | 10 | -80 | 10 | -65
| 12:46 | SP14 | 20 | 0 | 0 | 0 | 0 | 100 | -100 | 0 | n/a | 40 | -50 | 25 | -65 | 10 | -80 | 10 | -65
| 12:47 | SP14 | 20 | 0 | 0 | 0 | 0 | 100 | -100 | 0 | n/a | 40 | -50 | 25 | -65 | 10 | -80 | 10 | -65
| 12:48 | SP14 | 20 | 0 | 0 | 0 | 0 | 100 | -100 | 0 | n/a | 40 | -50 | 25 | -65 | 10 | -80 | 10 | -65
| 12:49 | SP14 | 20 | 0 | 0 | 0 | 0 | 100 | -100 | 0 | n/a | 40 | -50 | 25 | -65 | 10 | -80 | 10 | -65
| 12:50 | SP14 | 20 | 0 | 0 | 0 | 0 | 100 | -100 | 0 | n/a | 40 | -50 | 25 | -65 | 10 | -80 | 10 | -65
| 12:51 | SP14 | 20 | 0 | 0 | 0 | 0 | 100 | -100 | 0 | n/a | 40 | -50 | 25 | -65 | 10 | -80 | 10 | -65
| 12:52 | SP14 | 20 | 0 | 0 | 0 | 0 | 100 | -100 | 0 | n/a | 40 | -50 | 25 | -65 | 10 | -80 | 10 | -65
| 12:53 | SP14 | 20 | 0 | 0 | 0 | 0 | 100 | -100 | 0 | n/a | 40 | -50 | 25 | -65 | 10 | -80 | 10 | -65
| 12:54 | SP14 | 20 | 0 | 0 | 0 | 0 | 100 | -100 | 0 | n/a | 40 | -50 | 25 | -65 | 10 | -80 | 10 | -65
| 12:55 | SP14 | 20 | 0 | 0 | 0 | 0 | 100 | -100 | 0 | n/a | 40 | -50 | 25 | -65 | 10 | -80 | 10 | -65
| 12:56 | SP14 | 20 | 0 | 0 | 0 | 0 | 100 | -100 | 0 | n/a | 40 | -50 | 25 | -65 | 10 | -80 | 10 | -65
| 12:57 | SP14 | 20 | 0 | 0 | 0 | 0 | 100 | -100 | 0 | n/a | 40 | -50 | 25 | -65 | 10 | -80 | 10 | -65
| 12:58 | SP14 | 20 | 0 | 0 | 0 | 0 | 100 | -100 | 0 | n/a | 40 | -50 | 25 | -65 | 10 | -80 | 10 | -65
| 12:59 | SP14 | 20 | 0 | 0 | 0 | 0 | 100 | -100 | 0 | n/a | 40 | -50 | 25 | -65 | 10 | -80 | 10 | -65
| 13:00 | SP15 | 20.5 | -30 | -0.5 | 0 | 0 | 100 | -100 | 0 | n/a | 40 | -50 | 25 | -65 | 10 | -80 | 10.5 | -79.5
| 13:01 | SP15 | 21 | -30 | -0.5 | 0 | 0 | 100 | -100 | 0 | n/a | 40 | -50 | 25 | -65 | 10 | -80 | 11 | -79
| 13:02 | SP15 | 21.5 | -30 | -0.5 | 0 | 0 | 100 | -100 | 0 | n/a | 40 | -50 | 25 | -65 | 10 | -80 | 11.5 | -78.5
| 13:03 | SP15 | 22 | -30 | -0.5 | 0 | 0 | 100 | -100 | 0 | n/a | 40 | -50 | 25 | -65 | 10 | -80 | 12 | -78
| 13:04 | SP15 | 22.5 | -30 | -0.5 | 0 | 0 | 100 | -100 | 0 | n/a | 40 | -50 | 25 | -65 | 10 | -80 | 12.5 | -77.5
| 13:05 | SP15 | 23 | -30 | -0.5 | 0 | 0 | 100 | -100 | 0 | n/a | 40 | -50 | 25 | -65 | 10 | -80 | 13 | -77
| 13:06 | SP15 | 23.5 | -30 | -0.5 | 0 | 0 | 100 | -100 | 0 | n/a | 40 | -50 | 25 | -65 | 10 | -80 | 13.5 | -76.5
| 13:07 | SP15 | 24 | -30 | -0.5 | 0 | 0 | 100 | -100 | 0 | n/a | 40 | -50 | 25 | -65 | 10 | -80 | 14 | -76
| 13:08 | SP15 | 24.5 | -30 | -0.5 | 0 | 0 | 100 | -100 | 0 | n/a | 40 | -50 | 25 | -65 | 10 | -80 | 14.5 | -75.5
| 13:09 | SP15 | 25 | -30 | -0.5 | 0 | 0 | 100 | -100 | 0 | n/a | 40 | -50 | 25 | -65 | 10 | -80 | 15 | -75
| 13:10 | SP15 | 25.5 | -30 | -0.5 | 0 | 0 | 100 | -100 | 0 | n/a | 40 | -50 | 25 | -65 | 10 | -80 | 15.5 | -74.5
| 13:11 | SP15 | 26 | -30 | -0.5 | 0 | 0 | 100 | -100 | 0 | n/a | 40 | -50 | 25 | -65 | 10 | -80 | 16 | -74
| 13:12 | SP15 | 26.5 | -30 | -0.5 | 0 | 0 | 100 | -100 | 0 | n/a | 40 | -50 | 25 | -65 | 10 | -80 | 16.5 | -73.5
| 13:13 | SP15 | 27 | -30 | -0.5 | 0 | 0 | 100 | -100 | 0 | n/a | 40 | -50 | 25 | -65 | 10 | -80 | 17 | -73
| 13:14 | SP15 | 27.5 | -30 | -0.5 | 0 | 0 | 100 | -100 | 0 | n/a | 40 | -50 | 25 | -65 | 10 | -80 | 17.5 | -72.5
| 13:15 | SP15 | 28 | -30 | -0.5 | 0 | 0 | 100 | -100 | 0 | n/a | 40 | -50 | 25 | -65 | 10 | -80 | 18 | -72
| 13:16 | SP15 | 28.5 | -30 | -0.5 | 0 | 0 | 100 | -100 | 0 | n/a | 40 | -50 | 25 | -65 | 10 | -80 | 18.5 | -71.5
| 13:17 | SP15 | 29 | -30 | -0.5 | 0 | 0 | 100 | -100 | 0 | n/a | 40 | -50 | 25 | -65 | 10 | -80 | 19 | -71
| 13:18 | SP15 | 29.5 | -30 | -0.5 | 0 | 0 | 100 | -100 | 0 | n/a | 40 | -50 | 25 | -65 | 10 | -80 | 19.5 | -70.5
| 13:19 | SP15 | 30 | -30 | -0.5 | 0 | 0 | 100 | -100 | 0 | n/a | 40 | -50 | 25 | -65 | 10 | -80 | 20 | -70
| 13:20 | SP15 | 30.5 | -30 | -0.5 | 0 | 0 | 100 | -100 | 0 | n/a | 40 | -50 | 25 | -65 | 10 | -80 | 20.5 | -69.5
| 13:21 | SP15 | 31 | -30 | -0.5 | 0 | 0 | 100 | -100 | 0 | n/a | 40 | -50 | 25 | -65 | 10 | -80 | 21 | -69
| 13:22 | SP15 | 31.5 | -30 | -0.5 | 0 | 0 | 100 | -100 | 0 | n/a | 40 | -50 | 25 | -65 | 10 | -80 | 21.5 | -68.5
| 13:23 | SP15 | 32 | -30 | -0.5 | 0 | 0 | 100 | -100 | 0 | n/a | 40 | -50 | 25 | -65 | 10 | -80 | 22 | -68
| 13:24 | SP15 | 32.5 | -30 | -0.5 | 0 | 0 | 100 | -100 | 0 | n/a | 40 | -50 | 25 | -65 | 10 | -80 | 22.5 | -67.5
| 13:25 | SP15 | 33 | -30 | -0.5 | 0 | 0 | 100 | -100 | 0 | n/a | 40 | -50 | 25 | -65 | 10 | -80 | 23 | -67
| 13:26 | SP15 | 33.5 | -30 | -0.5 | 0 | 0 | 100 | -100 | 0 | n/a | 40 | -50 | 25 | -65 | 10 | -80 | 23.5 | -66.5
| 13:27 | SP15 | 34 | -30 | -0.5 | 0 | 0 | 100 | -100 | 0 | n/a | 40 | -50 | 25 | -65 | 10 | -80 | 24 | -66
| 13:28 | SP15 | 34.5 | -30 | -0.5 | 0 | 0 | 100 | -100 | 0 | n/a | 40 | -50 | 25 | -65 | 10 | -80 | 24.5 | -65.5
| 13:29 | SP15 | 35 | -30 | -0.5 | 0 | 0 | 100 | -100 | 0 | n/a | 40 | -50 | 25 | -65 | 10 | -80 | 25 | -65
| 13:30 | SP16 | 35 | 0 | 0 | 0 | 0 | 100 | -100 | 0 | n/a | 40 | -50 | 25 | -65 | 10 | -80 | 25 | -65
| 13:31 | SP16 | 35 | 0 | 0 | 0 | 0 | 100 | -100 | 0 | n/a | 40 | -50 | 25 | -65 | 10 | -80 | 25 | -65
| 13:32 | SP16 | 35 | 0 | 0 | 0 | 0 | 100 | -100 | 0 | n/a | 40 | -50 | 25 | -65 | 10 | -80 | 25 | -65
| 13:33 | SP16 | 35 | 0 | 0 | 0 | 0 | 100 | -100 | 0 | n/a | 40 | -50 | 25 | -65 | 10 | -80 | 25 | -65
| 13:34 | SP16 | 35 | 0 | 0 | 0 | 0 | 100 | -100 | 0 | n/a | 40 | -50 | 25 | -65 | 10 | -80 | 25 | -65
| 13:35 | SP16 | 35 | 0 | 0 | 0 | 0 | 100 | -100 | 0 | n/a | 40 | -50 | 25 | -65 | 10 | -80 | 25 | -65
| 13:36 | SP16 | 35 | 0 | 0 | 0 | 0 | 100 | -100 | 0 | n/a | 40 | -50 | 25 | -65 | 10 | -80 | 25 | -65
| 13:37 | SP16 | 35 | 0 | 0 | 0 | 0 | 100 | -100 | 0 | n/a | 40 | -50 | 25 | -65 | 10 | -80 | 25 | -65
| 13:38 | SP16 | 35 | 0 | 0 | 0 | 0 | 100 | -100 | 0 | n/a | 40 | -50 | 25 | -65 | 10 | -80 | 25 | -65
| 13:39 | SP16 | 35 | 0 | 0 | 0 | 0 | 100 | -100 | 0 | n/a | 40 | -50 | 25 | -65 | 10 | -80 | 25 | -65
| 13:40 | SP16 | 35 | 0 | 0 | 0 | 0 | 100 | -100 | 0 | n/a | 40 | -50 | 25 | -65 | 10 | -80 | 25 | -65
| 13:41 | SP16 | 35 | 0 | 0 | 0 | 0 | 100 | -100 | 0 | n/a | 40 | -50 | 25 | -65 | 10 | -80 | 25 | -65
| 13:42 | SP16 | 35 | 0 | 0 | 0 | 0 | 100 | -100 | 0 | n/a | 40 | -50 | 25 | -65 | 10 | -80 | 25 | -65
| 13:43 | SP16 | 35 | 0 | 0 | 0 | 0 | 100 | -100 | 0 | n/a | 40 | -50 | 25 | -65 | 10 | -80 | 25 | -65
| 13:44 | SP16 | 35 | 0 | 0 | 0 | 0 | 100 | -100 | 0 | n/a | 40 | -50 | 25 | -65 | 10 | -80 | 25 | -65
| 13:45 | SP16 | 35 | 0 | 0 | 0 | 0 | 100 | -100 | 0 | n/a | 40 | -50 | 25 | -65 | 10 | -80 | 25 | -65
| 13:46 | SP16 | 35 | 0 | 0 | 0 | 0 | 100 | -100 | 0 | n/a | 40 | -50 | 25 | -65 | 10 | -80 | 25 | -65
| 13:47 | SP16 | 35 | 0 | 0 | 0 | 0 | 100 | -100 | 0 | n/a | 40 | -50 | 25 | -65 | 10 | -80 | 25 | -65
| 13:48 | SP16 | 35 | 0 | 0 | 0 | 0 | 100 | -100 | 0 | n/a | 40 | -50 | 25 | -65 | 10 | -80 | 25 | -65
| 13:49 | SP16 | 35 | 0 | 0 | 0 | 0 | 100 | -100 | 0 | n/a | 40 | -50 | 25 | -65 | 10 | -80 | 25 | -65
| 13:50 | SP16 | 35 | 0 | 0 | 0 | 0 | 100 | -100 | 0 | n/a | 40 | -50 | 25 | -65 | 10 | -80 | 25 | -65
| 13:51 | SP16 | 35 | 0 | 0 | 0 | 0 | 100 | -100 | 0 | n/a | 40 | -50 | 25 | -65 | 10 | -80 | 25 | -65
| 13:52 | SP16 | 35 | 0 | 0 | 0 | 0 | 100 | -100 | 0 | n/a | 40 | -50 | 25 | -65 | 10 | -80 | 25 | -65
| 13:53 | SP16 | 35 | 0 | 0 | 0 | 0 | 100 | -100 | 0 | n/a | 40 | -50 | 25 | -65 | 10 | -80 | 25 | -65
| 13:54 | SP16 | 35 | 0 | 0 | 0 | 0 | 100 | -100 | 0 | n/a | 40 | -50 | 25 | -65 | 10 | -80 | 25 | -65
| 13:55 | SP16 | 35 | 0 | 0 | 0 | 0 | 100 | -100 | 0 | n/a | 40 | -50 | 25 | -65 | 10 | -80 | 25 | -65
| 13:56 | SP16 | 35 | 0 | 0 | 0 | 0 | 100 | -100 | 0 | n/a | 40 | -50 | 25 | -65 | 10 | -80 | 25 | -65
| 13:57 | SP16 | 35 | 0 | 0 | 0 | 0 | 100 | -100 | 0 | n/a | 40 | -50 | 25 | -65 | 10 | -80 | 25 | -65
| 13:58 | SP16 | 35 | 0 | 0 | 0 | 0 | 100 | -100 | 0 | n/a | 40 | -50 | 25 | -65 | 10 | -80 | 25 | -65
| 13:59 | SP16 | 35 | 0 | 0 | 0 | 0 | 100 | -100 | 0 | n/a | 40 | -50 | 25 | -65 | 10 | -80 | 25 | -65
| 14:00 | SP17 | 35 | 0 | 0 | 0 | 0 | 100 | -100 | 20 | 10 | 50 | -50 | 35 | -65 | 20 | -80 | 35 | -65
| 14:01 | SP17 | 35 | 0 | 0 | 0 | 0 | 100 | -100 | 20 | 10 | 50 | -50 | 35 | -65 | 20 | -80 | 35 | -65
| 14:02 | SP17 | 35 | 0 | 0 | 0 | 0 | 100 | -100 | 20 | 10 | 50 | -50 | 35 | -65 | 20 | -80 | 35 | -65
| 14:03 | SP17 | 35 | 0 | 0 | 0 | 0 | 100 | -100 | 20 | 10 | 50 | -50 | 35 | -65 | 20 | -80 | 35 | -65
| 14:04 | SP17 | 35 | 0 | 0 | 0 | 0 | 100 | -100 | 20 | 10 | 50 | -50 | 35 | -65 | 20 | -80 | 35 | -65
| 14:05 | SP17 | 35 | 0 | 0 | 0 | 0 | 100 | -100 | 20 | 10 | 50 | -50 | 35 | -65 | 20 | -80 | 35 | -65
| 14:06 | SP17 | 35 | 0 | 0 | 0 | 0 | 100 | -100 | 20 | 10 | 50 | -50 | 35 | -65 | 20 | -80 | 35 | -65
| 14:07 | SP17 | 35 | 0 | 0 | 0 | 0 | 100 | -100 | 20 | 10 | 50 | -50 | 35 | -65 | 20 | -80 | 35 | -65
| 14:08 | SP17 | 35 | 0 | 0 | 0 | 0 | 100 | -100 | 20 | 10 | 50 | -50 | 35 | -65 | 20 | -80 | 35 | -65
| 14:09 | SP17 | 35 | 0 | 0 | 0 | 0 | 100 | -100 | 20 | 10 | 50 | -50 | 35 | -65 | 20 | -80 | 35 | -65
| 14:10 | SP17 | 35 | 0 | 0 | 0 | 0 | 100 | -100 | 20 | 10 | 50 | -50 | 35 | -65 | 20 | -80 | 35 | -65
| 14:11 | SP17 | 35 | 0 | 0 | 0 | 0 | 100 | -100 | 20 | 10 | 50 | -50 | 35 | -65 | 20 | -80 | 35 | -65
| 14:12 | SP17 | 35 | 0 | 0 | 0 | 0 | 100 | -100 | 20 | 10 | 50 | -50 | 35 | -65 | 20 | -80 | 35 | -65
| 14:13 | SP17 | 35 | 0 | 0 | 0 | 0 | 100 | -100 | 20 | 10 | 50 | -50 | 35 | -65 | 20 | -80 | 35 | -65
| 14:14 | SP17 | 35 | 0 | 0 | 0 | 0 | 100 | -100 | 20 | 10 | 50 | -50 | 35 | -65 | 20 | -80 | 35 | -65
| 14:15 | SP17 | 35 | 0 | 0 | 0 | 0 | 100 | -100 | 20 | 10 | 50 | -50 | 35 | -65 | 20 | -80 | 35 | -65
| 14:16 | SP17 | 35 | 0 | 0 | 0 | 0 | 100 | -100 | 20 | 10 | 50 | -50 | 35 | -65 | 20 | -80 | 35 | -65
| 14:17 | SP17 | 35 | 0 | 0 | 0 | 0 | 100 | -100 | 20 | 10 | 50 | -50 | 35 | -65 | 20 | -80 | 35 | -65
| 14:18 | SP17 | 35 | 0 | 0 | 0 | 0 | 100 | -100 | 20 | 10 | 50 | -50 | 35 | -65 | 20 | -80 | 35 | -65
| 14:19 | SP17 | 35 | 0 | 0 | 0 | 0 | 100 | -100 | 20 | 10 | 50 | -50 | 35 | -65 | 20 | -80 | 35 | -65
| 14:20 | SP17 | 35 | 0 | 0 | 0 | 0 | 100 | -100 | 20 | 10 | 50 | -50 | 35 | -65 | 20 | -80 | 35 | -65
| 14:21 | SP17 | 35 | 0 | 0 | 0 | 0 | 100 | -100 | 20 | 10 | 50 | -50 | 35 | -65 | 20 | -80 | 35 | -65
| 14:22 | SP17 | 35 | 0 | 0 | 0 | 0 | 100 | -100 | 20 | 10 | 50 | -50 | 35 | -65 | 20 | -80 | 35 | -65
| 14:23 | SP17 | 35 | 0 | 0 | 0 | 0 | 100 | -100 | 20 | 10 | 50 | -50 | 35 | -65 | 20 | -80 | 35 | -65
| 14:24 | SP17 | 35 | 0 | 0 | 0 | 0 | 100 | -100 | 20 | 10 | 50 | -50 | 35 | -65 | 20 | -80 | 35 | -65
| 14:25 | SP17 | 35 | 0 | 0 | 0 | 0 | 100 | -100 | 20 | 10 | 50 | -50 | 35 | -65 | 20 | -80 | 35 | -65
| 14:26 | SP17 | 35 | 0 | 0 | 0 | 0 | 100 | -100 | 20 | 10 | 50 | -50 | 35 | -65 | 20 | -80 | 35 | -65
| 14:27 | SP17 | 35 | 0 | 0 | 0 | 0 | 100 | -100 | 20 | 10 | 50 | -50 | 35 | -65 | 20 | -80 | 35 | -65
| 14:28 | SP17 | 35 | 0 | 0 | 0 | 0 | 100 | -100 | 20 | 10 | 50 | -50 | 35 | -65 | 20 | -80 | 35 | -65
| 14:29 | SP17 | 35 | 0 | 0 | 0 | 0 | 100 | -100 | 20 | 10 | 50 | -50 | 35 | -65 | 20 | -80 | 35 | -65
| 14:30 | SP18 | 35 | 0 | 0 | 0 | 0 | 100 | -100 | 0 | n/a | 40 | -50 | 25 | -65 | 10 | -80 | 25 | -65
| 14:31 | SP18 | 35 | 0 | 0 | 0 | 0 | 100 | -100 | 0 | n/a | 40 | -50 | 25 | -65 | 10 | -80 | 25 | -65
| 14:32 | SP18 | 35 | 0 | 0 | 0 | 0 | 100 | -100 | 0 | n/a | 40 | -50 | 25 | -65 | 10 | -80 | 25 | -65
| 14:33 | SP18 | 35 | 0 | 0 | 0 | 0 | 100 | -100 | 0 | n/a | 40 | -50 | 25 | -65 | 10 | -80 | 25 | -65
| 14:34 | SP18 | 35 | 0 | 0 | 0 | 0 | 100 | -100 | 0 | n/a | 40 | -50 | 25 | -65 | 10 | -80 | 25 | -65
| 14:35 | SP18 | 35 | 0 | 0 | 0 | 0 | 100 | -100 | 0 | n/a | 40 | -50 | 25 | -65 | 10 | -80 | 25 | -65
| 14:36 | SP18 | 35 | 0 | 0 | 0 | 0 | 100 | -100 | 0 | n/a | 40 | -50 | 25 | -65 | 10 | -80 | 25 | -65
| 14:37 | SP18 | 35 | 0 | 0 | 0 | 0 | 100 | -100 | 0 | n/a | 40 | -50 | 25 | -65 | 10 | -80 | 25 | -65
| 14:38 | SP18 | 35 | 0 | 0 | 0 | 0 | 100 | -100 | 0 | n/a | 40 | -50 | 25 | -65 | 10 | -80 | 25 | -65
| 14:39 | SP18 | 35 | 0 | 0 | 0 | 0 | 100 | -100 | 0 | n/a | 40 | -50 | 25 | -65 | 10 | -80 | 25 | -65
| 14:40 | SP18 | 35 | 0 | 0 | 0 | 0 | 100 | -100 | 0 | n/a | 40 | -50 | 25 | -65 | 10 | -80 | 25 | -65
| 14:41 | SP18 | 35 | 0 | 0 | 0 | 0 | 100 | -100 | 0 | n/a | 40 | -50 | 25 | -65 | 10 | -80 | 25 | -65
| 14:42 | SP18 | 35 | 0 | 0 | 0 | 0 | 100 | -100 | 0 | n/a | 40 | -50 | 25 | -65 | 10 | -80 | 25 | -65
| 14:43 | SP18 | 35 | 0 | 0 | 0 | 0 | 100 | -100 | 0 | n/a | 40 | -50 | 25 | -65 | 10 | -80 | 25 | -65
| 14:44 | SP18 | 35 | 0 | 0 | 0 | 0 | 100 | -100 | 0 | n/a | 40 | -50 | 25 | -65 | 10 | -80 | 25 | -65
| 14:45 | SP18 | 35 | 0 | 0 | 0 | 0 | 100 | -100 | 0 | n/a | 40 | -50 | 25 | -65 | 10 | -80 | 25 | -65
| 14:46 | SP18 | 35 | 0 | 0 | 0 | 0 | 100 | -100 | 0 | n/a | 40 | -50 | 25 | -65 | 10 | -80 | 25 | -65
| 14:47 | SP18 | 35 | 0 | 0 | 0 | 0 | 100 | -100 | 0 | n/a | 40 | -50 | 25 | -65 | 10 | -80 | 25 | -65
| 14:48 | SP18 | 35 | 0 | 0 | 0 | 0 | 100 | -100 | 0 | n/a | 40 | -50 | 25 | -65 | 10 | -80 | 25 | -65
| 14:49 | SP18 | 35 | 0 | 0 | 0 | 0 | 100 | -100 | 0 | n/a | 40 | -50 | 25 | -65 | 10 | -80 | 25 | -65
| 14:50 | SP18 | 35 | 0 | 0 | 0 | 0 | 100 | -100 | 0 | n/a | 40 | -50 | 25 | -65 | 10 | -80 | 25 | -65
| 14:51 | SP18 | 35 | 0 | 0 | 0 | 0 | 100 | -100 | 0 | n/a | 40 | -50 | 25 | -65 | 10 | -80 | 25 | -65
| 14:52 | SP18 | 35 | 0 | 0 | 0 | 0 | 100 | -100 | 0 | n/a | 40 | -50 | 25 | -65 | 10 | -80 | 25 | -65
| 14:53 | SP18 | 35 | 0 | 0 | 0 | 0 | 100 | -100 | 0 | n/a | 40 | -50 | 25 | -65 | 10 | -80 | 25 | -65
| 14:54 | SP18 | 35 | 0 | 0 | 0 | 0 | 100 | -100 | 0 | n/a | 40 | -50 | 25 | -65 | 10 | -80 | 25 | -65
| 14:55 | SP18 | 35 | 0 | 0 | 0 | 0 | 100 | -100 | 0 | n/a | 40 | -50 | 25 | -65 | 10 | -80 | 25 | -65
| 14:56 | SP18 | 35 | 0 | 0 | 0 | 0 | 100 | -100 | 0 | n/a | 40 | -50 | 25 | -65 | 10 | -80 | 25 | -65
| 14:57 | SP18 | 35 | 0 | 0 | 0 | 0 | 100 | -100 | 0 | n/a | 40 | -50 | 25 | -65 | 10 | -80 | 25 | -65
| 14:58 | SP18 | 35 | 0 | 0 | 0 | 0 | 100 | -100 | 0 | n/a | 40 | -50 | 25 | -65 | 10 | -80 | 25 | -65
| 14:59 | SP18 | 35 | 0 | 0 | 0 | 0 | 100 | -100 | 0 | n/a | 40 | -50 | 25 | -65 | 10 | -80 | 25 | -65
| 15:00 | SP19 | 35 | 0 | 0 | 0 | 0 | 100 | -100 | 0 | n/a | 40 | -50 | 25 | -65 | 10 | -80 | 25 | -65
| 15:01 | SP19 | 35 | 0 | 0 | 0 | 0 | 100 | -100 | 0 | n/a | 40 | -50 | 25 | -65 | 10 | -80 | 25 | -65
| 15:02 | SP19 | 35 | 0 | 0 | 0 | 0 | 100 | -100 | 0 | n/a | 40 | -50 | 25 | -65 | 10 | -80 | 25 | -65
| 15:03 | SP19 | 35 | 0 | 0 | 0 | 0 | 100 | -100 | 0 | n/a | 40 | -50 | 25 | -65 | 10 | -80 | 25 | -65
| 15:04 | SP19 | 35 | 0 | 0 | 0 | 0 | 100 | -100 | 0 | n/a | 40 | -50 | 25 | -65 | 10 | -80 | 25 | -65
| 15:05 | SP19 | 35 | 0 | 0 | 0 | 0 | 100 | -100 | 0 | n/a | 40 | -50 | 25 | -65 | 10 | -80 | 25 | -65
| 15:06 | SP19 | 35 | 0 | 0 | 0 | 0 | 100 | -100 | 0 | n/a | 40 | -50 | 25 | -65 | 10 | -80 | 25 | -65
| 15:07 | SP19 | 35 | 0 | 0 | 0 | 0 | 100 | -100 | 0 | n/a | 40 | -50 | 25 | -65 | 10 | -80 | 25 | -65
| 15:08 | SP19 | 35 | 0 | 0 | 0 | 0 | 100 | -100 | 0 | n/a | 40 | -50 | 25 | -65 | 10 | -80 | 25 | -65
| 15:09 | SP19 | 35 | 0 | 0 | 0 | 0 | 100 | -100 | 0 | n/a | 40 | -50 | 25 | -65 | 10 | -80 | 25 | -65
| 15:10 | SP19 | 35 | 0 | 0 | 0 | 0 | 100 | -100 | 0 | n/a | 40 | -50 | 25 | -65 | 10 | -80 | 25 | -65
| 15:11 | SP19 | 35 | 0 | 0 | 0 | 0 | 100 | -100 | 0 | n/a | 40 | -50 | 25 | -65 | 10 | -80 | 25 | -65
| 15:12 | SP19 | 35 | 0 | 0 | 0 | 0 | 100 | -100 | 0 | n/a | 40 | -50 | 25 | -65 | 10 | -80 | 25 | -65
| 15:13 | SP19 | 35 | 0 | 0 | 0 | 0 | 100 | -100 | 0 | n/a | 40 | -50 | 25 | -65 | 10 | -80 | 25 | -65
| 15:14 | SP19 | 35 | 0 | 0 | 0 | 0 | 100 | -100 | 0 | n/a | 40 | -50 | 25 | -65 | 10 | -80 | 25 | -65
| 15:15 | SP19 | 35 | 0 | 0 | 0 | 0 | 100 | -100 | 0 | n/a | 40 | -50 | 25 | -65 | 10 | -80 | 25 | -65
| 15:16 | SP19 | 35 | 0 | 0 | 0 | 0 | 100 | -100 | 0 | n/a | 40 | -50 | 25 | -65 | 10 | -80 | 25 | -65
| 15:17 | SP19 | 35 | 0 | 0 | 0 | 0 | 100 | -100 | 0 | n/a | 40 | -50 | 25 | -65 | 10 | -80 | 25 | -65
| 15:18 | SP19 | 35 | 0 | 0 | 0 | 0 | 100 | -100 | 0 | n/a | 40 | -50 | 25 | -65 | 10 | -80 | 25 | -65
| 15:19 | SP19 | 35 | 0 | 0 | 0 | 0 | 100 | -100 | 0 | n/a | 40 | -50 | 25 | -65 | 10 | -80 | 25 | -65
| 15:20 | SP19 | 35 | 0 | 0 | 0 | 0 | 100 | -100 | 0 | n/a | 40 | -50 | 25 | -65 | 10 | -80 | 25 | -65
| 15:21 | SP19 | 35 | 0 | 0 | 0 | 0 | 100 | -100 | 0 | n/a | 40 | -50 | 25 | -65 | 10 | -80 | 25 | -65
| 15:22 | SP19 | 35 | 0 | 0 | 0 | 0 | 100 | -100 | 0 | n/a | 40 | -50 | 25 | -65 | 10 | -80 | 25 | -65
| 15:23 | SP19 | 35 | 0 | 0 | 0 | 0 | 100 | -100 | 0 | n/a | 40 | -50 | 25 | -65 | 10 | -80 | 25 | -65
| 15:24 | SP19 | 35 | 0 | 0 | 0 | 0 | 100 | -100 | 0 | n/a | 40 | -50 | 25 | -65 | 10 | -80 | 25 | -65
| 15:25 | SP19 | 35 | 0 | 0 | 0 | 0 | 100 | -100 | 0 | n/a | 40 | -50 | 25 | -65 | 10 | -80 | 25 | -65
| 15:26 | SP19 | 35 | 0 | 0 | 0 | 0 | 100 | -100 | 0 | n/a | 40 | -50 | 25 | -65 | 10 | -80 | 25 | -65
| 15:27 | SP19 | 35 | 0 | 0 | 0 | 0 | 100 | -100 | 0 | n/a | 40 | -50 | 25 | -65 | 10 | -80 | 25 | -65
| 15:28 | SP19 | 35 | 0 | 0 | 0 | 0 | 100 | -100 | 0 | n/a | 40 | -50 | 25 | -65 | 10 | -80 | 25 | -65
| 15:29 | SP19 | 35 | 0 | 0 | 0 | 0 | 100 | -100 | 0 | n/a | 40 | -50 | 25 | -65 | 10 | -80 | 25 | -65
| 15:30 | SP20 | 35 | 0 | 0 | 0 | 0 | 100 | -100 | 0 | n/a | 50 | -50 | 35 | -65 | 20 | -80 | 35 | -65
| 15:31 | SP20 | 35 | 0 | 0 | 0 | 0 | 100 | -100 | 0 | n/a | 50 | -50 | 35 | -65 | 20 | -80 | 35 | -65
| 15:32 | SP20 | 35 | 0 | 0 | 0 | 0 | 100 | -100 | 0 | n/a | 50 | -50 | 35 | -65 | 20 | -80 | 35 | -65
| 15:33 | SP20 | 35 | 0 | 0 | 0 | 0 | 100 | -100 | 0 | n/a | 50 | -50 | 35 | -65 | 20 | -80 | 35 | -65
| 15:34 | SP20 | 35 | 0 | 0 | 0 | 0 | 100 | -100 | 0 | n/a | 50 | -50 | 35 | -65 | 20 | -80 | 35 | -65
| 15:35 | SP20 | 35 | 0 | 0 | 0 | 0 | 100 | -100 | 0 | n/a | 50 | -50 | 35 | -65 | 20 | -80 | 35 | -65
| 15:36 | SP20 | 35 | 0 | 0 | 0 | 0 | 100 | -100 | 0 | n/a | 50 | -50 | 35 | -65 | 20 | -80 | 35 | -65
| 15:37 | SP20 | 35 | 0 | 0 | 0 | 0 | 100 | -100 | 0 | n/a | 50 | -50 | 35 | -65 | 20 | -80 | 35 | -65
| 15:38 | SP20 | 35 | 0 | 0 | 0 | 0 | 100 | -100 | 0 | n/a | 50 | -50 | 35 | -65 | 20 | -80 | 35 | -65
| 15:39 | SP20 | 35 | 0 | 0 | 0 | 0 | 100 | -100 | 0 | n/a | 50 | -50 | 35 | -65 | 20 | -80 | 35 | -65
| 15:40 | SP20 | 35 | 0 | 0 | 0 | 0 | 100 | -100 | 0 | n/a | 50 | -50 | 35 | -65 | 20 | -80 | 35 | -65
| 15:41 | SP20 | 35 | 0 | 0 | 0 | 0 | 100 | -100 | 0 | n/a | 50 | -50 | 35 | -65 | 20 | -80 | 35 | -65
| 15:42 | SP20 | 35 | 0 | 0 | 0 | 0 | 100 | -100 | 0 | n/a | 50 | -50 | 35 | -65 | 20 | -80 | 35 | -65
| 15:43 | SP20 | 35 | 0 | 0 | 0 | 0 | 100 | -100 | 0 | n/a | 50 | -50 | 35 | -65 | 20 | -80 | 35 | -65
| 15:44 | SP20 | 35 | 0 | 0 | 0 | 0 | 100 | -100 | 0 | n/a | 50 | -50 | 35 | -65 | 20 | -80 | 35 | -65
| 15:45 | SP20 | 35 | 0 | 0 | 0 | 0 | 100 | -100 | 0 | n/a | 50 | -50 | 35 | -65 | 20 | -80 | 35 | -65
| 15:46 | SP20 | 35 | 0 | 0 | 0 | 0 | 100 | -100 | 0 | n/a | 50 | -50 | 35 | -65 | 20 | -80 | 35 | -65
| 15:47 | SP20 | 35 | 0 | 0 | 0 | 0 | 100 | -100 | 0 | n/a | 50 | -50 | 35 | -65 | 20 | -80 | 35 | -65
| 15:48 | SP20 | 35 | 0 | 0 | 0 | 0 | 100 | -100 | 0 | n/a | 50 | -50 | 35 | -65 | 20 | -80 | 35 | -65
| 15:49 | SP20 | 35 | 0 | 0 | 0 | 0 | 100 | -100 | 0 | n/a | 50 | -50 | 35 | -65 | 20 | -80 | 35 | -65
| 15:50 | SP20 | 35 | 0 | 0 | 0 | 0 | 100 | -100 | 0 | n/a | 50 | -50 | 35 | -65 | 20 | -80 | 35 | -65
| 15:51 | SP20 | 35 | 0 | 0 | 0 | 0 | 100 | -100 | 0 | n/a | 50 | -50 | 35 | -65 | 20 | -80 | 35 | -65
| 15:52 | SP20 | 35 | 0 | 0 | 0 | 0 | 100 | -100 | 0 | n/a | 50 | -50 | 35 | -65 | 20 | -80 | 35 | -65
| 15:53 | SP20 | 35 | 0 | 0 | 0 | 0 | 100 | -100 | 0 | n/a | 50 | -50 | 35 | -65 | 20 | -80 | 35 | -65
| 15:54 | SP20 | 35 | 0 | 0 | 0 | 0 | 100 | -100 | 0 | n/a | 50 | -50 | 35 | -65 | 20 | -80 | 35 | -65
| 15:55 | SP20 | 35 | 0 | 0 | 0 | 0 | 100 | -100 | 0 | n/a | 50 | -50 | 35 | -65 | 20 | -80 | 35 | -65
| 15:56 | SP20 | 35 | 0 | 0 | 0 | 0 | 100 | -100 | 0 | n/a | 50 | -50 | 35 | -65 | 20 | -80 | 35 | -65
| 15:57 | SP20 | 35 | 0 | 0 | 0 | 0 | 100 | -100 | 0 | n/a | 50 | -50 | 35 | -65 | 20 | -80 | 35 | -65
| 15:58 | SP20 | 35 | 0 | 0 | 0 | 0 | 100 | -100 | 0 | n/a | 50 | -50 | 35 | -65 | 20 | -80 | 35 | -65
| 15:59 | SP20 | 35 | 0 | 0 | 0 | 0 | 100 | -100 | 0 | n/a | 50 | -50 | 35 | -65 | 20 | -80 | 35 | -65
| 16:00 | SP21 | 35 | 0 | 0 | 0 | 0 | 100 | -100 | 0 | n/a | 50 | -50 | 35 | -65 | 20 | -80 | 35 | -65
| 16:01 | SP21 | 35 | 0 | 0 | 0 | 0 | 100 | -100 | 0 | n/a | 50 | -50 | 35 | -65 | 20 | -80 | 35 | -65
| 16:02 | SP21 | 35 | 0 | 0 | 0 | 0 | 100 | -100 | 0 | n/a | 50 | -50 | 35 | -65 | 20 | -80 | 35 | -65
| 16:03 | SP21 | 35 | 0 | 0 | 0 | 0 | 100 | -100 | 0 | n/a | 50 | -50 | 35 | -65 | 20 | -80 | 35 | -65
| 16:04 | SP21 | 35 | 0 | 0 | 0 | 0 | 100 | -100 | 0 | n/a | 50 | -50 | 35 | -65 | 20 | -80 | 35 | -65
| 16:05 | SP21 | 35 | 0 | 0 | 0 | 0 | 100 | -100 | 0 | n/a | 50 | -50 | 35 | -65 | 20 | -80 | 35 | -65
| 16:06 | SP21 | 35 | 0 | 0 | 0 | 0 | 100 | -100 | 0 | n/a | 50 | -50 | 35 | -65 | 20 | -80 | 35 | -65
| 16:07 | SP21 | 35 | 0 | 0 | 0 | 0 | 100 | -100 | 0 | n/a | 50 | -50 | 35 | -65 | 20 | -80 | 35 | -65
| 16:08 | SP21 | 35 | 0 | 0 | 0 | 0 | 100 | -100 | 0 | n/a | 50 | -50 | 35 | -65 | 20 | -80 | 35 | -65
| 16:09 | SP21 | 35 | 0 | 0 | 0 | 0 | 100 | -100 | 0 | n/a | 50 | -50 | 35 | -65 | 20 | -80 | 35 | -65
| 16:10 | SP21 | 35 | 0 | 0 | 0 | 0 | 100 | -100 | 0 | n/a | 50 | -50 | 35 | -65 | 20 | -80 | 35 | -65
| 16:11 | SP21 | 35 | 0 | 0 | 0 | 0 | 100 | -100 | 0 | n/a | 50 | -50 | 35 | -65 | 20 | -80 | 35 | -65
| 16:12 | SP21 | 35 | 0 | 0 | 0 | 0 | 100 | -100 | 0 | n/a | 50 | -50 | 35 | -65 | 20 | -80 | 35 | -65
| 16:13 | SP21 | 35 | 0 | 0 | 0 | 0 | 100 | -100 | 0 | n/a | 50 | -50 | 35 | -65 | 20 | -80 | 35 | -65
| 16:14 | SP21 | 35 | 0 | 0 | 0 | 0 | 100 | -100 | 0 | n/a | 50 | -50 | 35 | -65 | 20 | -80 | 35 | -65
| 16:15 | SP21 | 35 | 0 | 0 | 0 | 0 | 100 | -100 | 0 | n/a | 50 | -50 | 35 | -65 | 20 | -80 | 35 | -65
| 16:16 | SP21 | 35 | 0 | 0 | 0 | 0 | 100 | -100 | 0 | n/a | 50 | -50 | 35 | -65 | 20 | -80 | 35 | -65
| 16:17 | SP21 | 35 | 0 | 0 | 0 | 0 | 100 | -100 | 0 | n/a | 50 | -50 | 35 | -65 | 20 | -80 | 35 | -65
| 16:18 | SP21 | 35 | 0 | 0 | 0 | 0 | 100 | -100 | 0 | n/a | 50 | -50 | 35 | -65 | 20 | -80 | 35 | -65
| 16:19 | SP21 | 35 | 0 | 0 | 0 | 0 | 100 | -100 | 0 | n/a | 50 | -50 | 35 | -65 | 20 | -80 | 35 | -65
| 16:20 | SP21 | 35 | 0 | 0 | 0 | 0 | 100 | -100 | 0 | n/a | 50 | -50 | 35 | -65 | 20 | -80 | 35 | -65
| 16:21 | SP21 | 35 | 0 | 0 | 0 | 0 | 100 | -100 | 0 | n/a | 50 | -50 | 35 | -65 | 20 | -80 | 35 | -65
| 16:22 | SP21 | 35 | 0 | 0 | 0 | 0 | 100 | -100 | 0 | n/a | 50 | -50 | 35 | -65 | 20 | -80 | 35 | -65
| 16:23 | SP21 | 35 | 0 | 0 | 0 | 0 | 100 | -100 | 0 | n/a | 50 | -50 | 35 | -65 | 20 | -80 | 35 | -65
| 16:24 | SP21 | 35 | 0 | 0 | 0 | 0 | 100 | -100 | 0 | n/a | 50 | -50 | 35 | -65 | 20 | -80 | 35 | -65
| 16:25 | SP21 | 35 | 0 | 0 | 0 | 0 | 100 | -100 | 0 | n/a | 50 | -50 | 35 | -65 | 20 | -80 | 35 | -65
| 16:26 | SP21 | 35 | 0 | 0 | 0 | 0 | 100 | -100 | 0 | n/a | 50 | -50 | 35 | -65 | 20 | -80 | 35 | -65
| 16:27 | SP21 | 35 | 0 | 0 | 0 | 0 | 100 | -100 | 0 | n/a | 50 | -50 | 35 | -65 | 20 | -80 | 35 | -65
| 16:28 | SP21 | 35 | 0 | 0 | 0 | 0 | 100 | -100 | 0 | n/a | 50 | -50 | 35 | -65 | 20 | -80 | 35 | -65
| 16:29 | SP21 | 35 | 0 | 0 | 0 | 0 | 100 | -100 | 0 | n/a | 50 | -50 | 35 | -65 | 20 | -80 | 35 | -65
| 16:30 | SP22 | 35 | 0 | 0 | 0 | 0 | 100 | -100 | 0 | n/a | 50 | -50 | 35 | -65 | 20 | -80 | 35 | -65
| 16:31 | SP22 | 35 | 0 | 0 | 0 | 0 | 100 | -100 | 0 | n/a | 50 | -50 | 35 | -65 | 20 | -80 | 35 | -65
| 16:32 | SP22 | 35 | 0 | 0 | 0 | 0 | 100 | -100 | 0 | n/a | 50 | -50 | 35 | -65 | 20 | -80 | 35 | -65
| 16:33 | SP22 | 35 | 0 | 0 | 0 | 0 | 100 | -100 | 0 | n/a | 50 | -50 | 35 | -65 | 20 | -80 | 35 | -65
| 16:34 | SP22 | 35 | 0 | 0 | 0 | 0 | 100 | -100 | 0 | n/a | 50 | -50 | 35 | -65 | 20 | -80 | 35 | -65
| 16:35 | SP22 | 35 | 0 | 0 | 0 | 0 | 100 | -100 | 0 | n/a | 50 | -50 | 35 | -65 | 20 | -80 | 35 | -65
| 16:36 | SP22 | 35 | 0 | 0 | 0 | 0 | 100 | -100 | 0 | n/a | 50 | -50 | 35 | -65 | 20 | -80 | 35 | -65
| 16:37 | SP22 | 35 | 0 | 0 | 0 | 0 | 100 | -100 | 0 | n/a | 50 | -50 | 35 | -65 | 20 | -80 | 35 | -65
| 16:38 | SP22 | 35 | 0 | 0 | 0 | 0 | 100 | -100 | 0 | n/a | 50 | -50 | 35 | -65 | 20 | -80 | 35 | -65
| 16:39 | SP22 | 35 | 0 | 0 | 0 | 0 | 100 | -100 | 0 | n/a | 50 | -50 | 35 | -65 | 20 | -80 | 35 | -65
| 16:40 | SP22 | 35 | 0 | 0 | 0 | 0 | 100 | -100 | 0 | n/a | 50 | -50 | 35 | -65 | 20 | -80 | 35 | -65
| 16:41 | SP22 | 35 | 0 | 0 | 0 | 0 | 100 | -100 | 0 | n/a | 50 | -50 | 35 | -65 | 20 | -80 | 35 | -65
| 16:42 | SP22 | 35 | 0 | 0 | 0 | 0 | 100 | -100 | 0 | n/a | 50 | -50 | 35 | -65 | 20 | -80 | 35 | -65
| 16:43 | SP22 | 35 | 0 | 0 | 0 | 0 | 100 | -100 | 0 | n/a | 50 | -50 | 35 | -65 | 20 | -80 | 35 | -65
| 16:44 | SP22 | 35 | 0 | 0 | 0 | 0 | 100 | -100 | 0 | n/a | 50 | -50 | 35 | -65 | 20 | -80 | 35 | -65
| 16:45 | SP22 | 35 | 0 | 0 | 0 | 0 | 100 | -100 | 0 | n/a | 50 | -50 | 35 | -65 | 20 | -80 | 35 | -65
| 16:46 | SP22 | 35 | 0 | 0 | 0 | 0 | 100 | -100 | 0 | n/a | 50 | -50 | 35 | -65 | 20 | -80 | 35 | -65
| 16:47 | SP22 | 35 | 0 | 0 | 0 | 0 | 100 | -100 | 0 | n/a | 50 | -50 | 35 | -65 | 20 | -80 | 35 | -65
| 16:48 | SP22 | 35 | 0 | 0 | 0 | 0 | 100 | -100 | 0 | n/a | 50 | -50 | 35 | -65 | 20 | -80 | 35 | -65
| 16:49 | SP22 | 35 | 0 | 0 | 0 | 0 | 100 | -100 | 0 | n/a | 50 | -50 | 35 | -65 | 20 | -80 | 35 | -65
| 16:50 | SP22 | 35 | 0 | 0 | 0 | 0 | 100 | -100 | 0 | n/a | 50 | -50 | 35 | -65 | 20 | -80 | 35 | -65
| 16:51 | SP22 | 35 | 0 | 0 | 0 | 0 | 100 | -100 | 0 | n/a | 50 | -50 | 35 | -65 | 20 | -80 | 35 | -65
| 16:52 | SP22 | 35 | 0 | 0 | 0 | 0 | 100 | -100 | 0 | n/a | 50 | -50 | 35 | -65 | 20 | -80 | 35 | -65
| 16:53 | SP22 | 35 | 0 | 0 | 0 | 0 | 100 | -100 | 0 | n/a | 50 | -50 | 35 | -65 | 20 | -80 | 35 | -65
| 16:54 | SP22 | 35 | 0 | 0 | 0 | 0 | 100 | -100 | 0 | n/a | 50 | -50 | 35 | -65 | 20 | -80 | 35 | -65
| 16:55 | SP22 | 35 | 0 | 0 | 0 | 0 | 100 | -100 | 0 | n/a | 50 | -50 | 35 | -65 | 20 | -80 | 35 | -65
| 16:56 | SP22 | 35 | 0 | 0 | 0 | 0 | 100 | -100 | 0 | n/a | 50 | -50 | 35 | -65 | 20 | -80 | 35 | -65
| 16:57 | SP22 | 35 | 0 | 0 | 0 | 0 | 100 | -100 | 0 | n/a | 50 | -50 | 35 | -65 | 20 | -80 | 35 | -65
| 16:58 | SP22 | 35 | 0 | 0 | 0 | 0 | 100 | -100 | 0 | n/a | 50 | -50 | 35 | -65 | 20 | -80 | 35 | -65
| 16:59 | SP22 | 35 | 0 | 0 | 0 | 0 | 100 | -100 | 0 | n/a | 50 | -50 | 35 | -65 | 20 | -80 | 35 | -65
| 17:00 | SP23 | 35 | 0 | 0 | 0 | 0 | 100 | -100 | 0 | n/a | 50 | -50 | 35 | -65 | 20 | -80 | 35 | -65
| 17:01 | SP23 | 35 | 0 | 0 | 0 | 0 | 100 | -100 | 0 | n/a | 50 | -50 | 35 | -65 | 20 | -80 | 35 | -65
| 17:02 | SP23 | 35 | 0 | 0 | 0 | 0 | 100 | -100 | 0 | n/a | 50 | -50 | 35 | -65 | 20 | -80 | 35 | -65
| 17:03 | SP23 | 35 | 0 | 0 | 0 | 0 | 100 | -100 | 0 | n/a | 50 | -50 | 35 | -65 | 20 | -80 | 35 | -65
| 17:04 | SP23 | 35 | 0 | 0 | 0 | 0 | 100 | -100 | 0 | n/a | 50 | -50 | 35 | -65 | 20 | -80 | 35 | -65
| 17:05 | SP23 | 35 | 0 | 0 | 0 | 0 | 100 | -100 | 0 | n/a | 50 | -50 | 35 | -65 | 20 | -80 | 35 | -65
| 17:06 | SP23 | 35 | 0 | 0 | 0 | 0 | 100 | -100 | 0 | n/a | 50 | -50 | 35 | -65 | 20 | -80 | 35 | -65
| 17:07 | SP23 | 35 | 0 | 0 | 0 | 0 | 100 | -100 | 0 | n/a | 50 | -50 | 35 | -65 | 20 | -80 | 35 | -65
| 17:08 | SP23 | 35 | 0 | 0 | 0 | 0 | 100 | -100 | 0 | n/a | 50 | -50 | 35 | -65 | 20 | -80 | 35 | -65
| 17:09 | SP23 | 35 | 0 | 0 | 0 | 0 | 100 | -100 | 0 | n/a | 50 | -50 | 35 | -65 | 20 | -80 | 35 | -65
| 17:10 | SP23 | 35 | 0 | 0 | 0 | 0 | 100 | -100 | 0 | n/a | 50 | -50 | 35 | -65 | 20 | -80 | 35 | -65
| 17:11 | SP23 | 35 | 0 | 0 | 0 | 0 | 100 | -100 | 0 | n/a | 50 | -50 | 35 | -65 | 20 | -80 | 35 | -65
| 17:12 | SP23 | 35 | 0 | 0 | 0 | 0 | 100 | -100 | 0 | n/a | 50 | -50 | 35 | -65 | 20 | -80 | 35 | -65
| 17:13 | SP23 | 35 | 0 | 0 | 0 | 0 | 100 | -100 | 0 | n/a | 50 | -50 | 35 | -65 | 20 | -80 | 35 | -65
| 17:14 | SP23 | 35 | 0 | 0 | 0 | 0 | 100 | -100 | 0 | n/a | 50 | -50 | 35 | -65 | 20 | -80 | 35 | -65
| 17:15 | SP23 | 35 | 0 | 0 | 0 | 0 | 100 | -100 | 0 | n/a | 50 | -50 | 35 | -65 | 20 | -80 | 35 | -65
| 17:16 | SP23 | 35 | 0 | 0 | 0 | 0 | 100 | -100 | 0 | n/a | 50 | -50 | 35 | -65 | 20 | -80 | 35 | -65
| 17:17 | SP23 | 35 | 0 | 0 | 0 | 0 | 100 | -100 | 0 | n/a | 50 | -50 | 35 | -65 | 20 | -80 | 35 | -65
| 17:18 | SP23 | 35 | 0 | 0 | 0 | 0 | 100 | -100 | 0 | n/a | 50 | -50 | 35 | -65 | 20 | -80 | 35 | -65
| 17:19 | SP23 | 35 | 0 | 0 | 0 | 0 | 100 | -100 | 0 | n/a | 50 | -50 | 35 | -65 | 20 | -80 | 35 | -65
| 17:20 | SP23 | 35 | 0 | 0 | 0 | 0 | 100 | -100 | 0 | n/a | 50 | -50 | 35 | -65 | 20 | -80 | 35 | -65
| 17:21 | SP23 | 35 | 0 | 0 | 0 | 0 | 100 | -100 | 0 | n/a | 50 | -50 | 35 | -65 | 20 | -80 | 35 | -65
| 17:22 | SP23 | 35 | 0 | 0 | 0 | 0 | 100 | -100 | 0 | n/a | 50 | -50 | 35 | -65 | 20 | -80 | 35 | -65
| 17:23 | SP23 | 35 | 0 | 0 | 0 | 0 | 100 | -100 | 0 | n/a | 50 | -50 | 35 | -65 | 20 | -80 | 35 | -65
| 17:24 | SP23 | 35 | 0 | 0 | 0 | 0 | 100 | -100 | 0 | n/a | 50 | -50 | 35 | -65 | 20 | -80 | 35 | -65
| 17:25 | SP23 | 35 | 0 | 0 | 0 | 0 | 100 | -100 | 0 | n/a | 50 | -50 | 35 | -65 | 20 | -80 | 35 | -65
| 17:26 | SP23 | 35 | 0 | 0 | 0 | 0 | 100 | -100 | 0 | n/a | 50 | -50 | 35 | -65 | 20 | -80 | 35 | -65
| 17:27 | SP23 | 35 | 0 | 0 | 0 | 0 | 100 | -100 | 0 | n/a | 50 | -50 | 35 | -65 | 20 | -80 | 35 | -65
| 17:28 | SP23 | 35 | 0 | 0 | 0 | 0 | 100 | -100 | 0 | n/a | 50 | -50 | 35 | -65 | 20 | -80 | 35 | -65
| 17:29 | SP23 | 35 | 0 | 0 | 0 | 0 | 100 | -100 | 0 | n/a | 50 | -50 | 35 | -65 | 20 | -80 | 35 | -65
| 17:30 | SP24 | 35 | 0 | 0 | 0 | 0 | 100 | -100 | 0 | n/a | 50 | -50 | 35 | -65 | 20 | -80 | 35 | -65