{"text_format":"1","workbook":"xlsx","n_sheets":12,"sheets":["Menu","F.1","F.2","Embedded Wind","Look Up Curves","ELSILookup","SQSS Economy Scaling","RemovedBMUs","PlantList","DB_Extract_2015","Notes","NEDOutput"],"not_rendered":{"charts":0,"images":0,"macros":1,"external_links":10,"defined_names":185,"comments":0,"pivot_tables":0},"unopened":[],"bounds":{"document_bytes":16777216,"sheet_cells":100000,"rows_first":2000,"rows_last":500,"rows_between":2000,"halvings":0,"cell_chars":16384,"cell_head_chars":4096},"cells_cut":0,"cells_raw":0,"read":"whole","date_system":"1900"}

{"sheet":"Menu","index":0,"n_rows":8,"n_cols":2,"rows_kept":8,"cut":false,"hidden":false,"merged":[]}
["ETYS 2015 - Generation Data"]
[]
["Please note that for all installed capacity data relating to the 2015 Future Energy Scenarios, please download the work book from the following link"]
[]
["http://fes.nationalgrid.com/"]
[]
["F.1","Contracted Background"]
["F.2","Mapping of ETYS zones to boundaries"]

{"sheet":"F.1","index":1,"n_rows":383,"n_cols":29,"rows_kept":383,"cut":false,"hidden":false,"merged":[]}
["Station","Fuel Type","Sub Type","Owner / Developer","Open Year","TEC","ETYS Zone","TO Connection","2015/16","2016/17","2017/18","2018/19","2019/20","2020/21","2021/22","2022/23","2023/24","2024/25","2025/26","2026/27","2027/28","2028/29","2029/30","2030/31","2031/32","2032/33","2033/34","2034/35","2035/36"]
["Tees Renewable Energy Plant","Biomass","Biomass","MGT Power Ltd",2016,280,"Q2","NGET",0,280,280,280,280,280,280,280,280,280,280,280,280,280,280,280,280,280,280,280,280]
["Drax Conversion","Biomass","Biomass Conversion","Drax Power Ltd",null,1890,"P4","NGET",1260,1890,1890,1890,1890,1890,1890,1890,1890,1890,1890,1890,1890,1890,1890,1890,1890,1890,1890,1890,1890]
["Baglan Bay","Gas","CCGT_Exist","BP",null,552,"H1","NGET",552,552,552,552,552,552,552,552,552,552,552,552,552,552,552,552,552,552,552,552,552]
["Barking","Gas","CCGT_Exist","Barking Power Ltd",null,0,"A1","NGET",0,0,0,0,0,0,0,0,0,0,0,0,0,0,0,0,0,0,0,0,0]
["Barry","Gas","CCGT_Exist","Centrica Ltd",null,235,"H2","NGET",235,99,99,99,99,99,99,99,99,99,99,99,99,99,99,99,99,99,99,99,99]
["Brigg","Gas","CCGT_Exist","Centrica Ltd",null,99,"P8","NGET",99,99,99,99,99,99,99,99,99,99,99,99,99,99,99,99,99,99,99,99,99]
["CDCL","Gas","CCGT_Exist","E.ON UK plc",null,395,"K5","NGET",395,395,395,395,395,395,395,395,395,395,395,395,395,395,395,395,395,395,395,395,395]
["Connah's Quay","Gas","CCGT_Exist","E.ON UK plc",null,1380,"M5","NGET",1380,1380,1380,1380,1380,1380,1380,1380,1380,1380,1380,1380,1380,1380,1380,1380,1380,1380,1380,1380,1380]
["Corby","Gas","CCGT_Exist","Corby Power Ltd",null,401,"J6","NGET",401,401,401,401,401,401,401,401,401,401,401,401,401,401,401,401,401,401,401,401,401]
["Coryton","Gas","CCGT_Exist","Intergen",null,800,"C5","NGET",800,800,800,704,704,704,704,704,704,704,704,704,704,704,704,704,704,704,704,704,704]
["Damhead Creek","Gas","CCGT_Exist","Scottish Power Ltd",null,805,"C2","NGET",805,805,805,805,805,805,805,805,805,805,805,805,805,805,805,805,805,805,805,805,805]
["Deeside","Gas","CCGT_Exist","Int Power",null,260,"M5","NGET",260,260,260,260,260,260,260,260,260,260,260,260,260,260,260,260,260,260,260,260,260]
["Didcot B","Gas","CCGT_Exist","RWE Npower Ltd",null,1550,"D6","NGET",1550,1550,1550,1550,1550,1550,1550,1550,0,0,0,0,0,0,0,0,0,0,0,0,0]
["Enfield","Gas","CCGT_Exist","E.ON UK plc",null,408,"A3","NGET",408,408,408,408,408,408,408,408,408,408,408,408,408,408,408,408,408,408,408,408,408]
["Grain (CCGT)","Gas","CCGT_Exist","E.ON UK plc",null,1365,"C3","NGET",1365,1365,1365,1365,1365,1365,1365,1365,1365,1365,1365,1365,1365,1365,1365,1365,1365,1365,1365,1365,1365]
["Great Yarmouth","Gas","CCGT_Exist","RWE Npower Ltd",null,405,"J3","NGET",405,405,405,405,405,405,405,405,405,405,405,405,405,405,405,405,405,405,405,405,405]
["Keadby","Gas","CCGT_Exist","SSE Ltd",2017,735,"P8","NGET",0,0,735,735,735,735,735,735,735,735,735,735,735,735,735,735,735,735,735,735,735]
["Killingholme 2","Gas","CCGT_Exist","Centrica Ltd",null,0,"P7","NGET",0,0,0,0,0,0,0,0,0,0,0,0,0,0,0,0,0,0,0,0,0]
["Kings Lynn A","Gas","CCGT_Exist","Centrica Ltd",2016,266,"J1","NGET",0,266,266,266,266,266,266,266,266,266,266,266,266,266,266,266,266,266,266,266,266]
["Langage","Gas","CCGT_Exist","Centrica Ltd",null,905,"F6","NGET",905,905,905,905,905,905,905,905,905,905,905,905,905,905,905,905,905,905,905,905,905]
["Little Barford","Gas","CCGT_Exist","RWE Npower Ltd",null,740,"J4","NGET",740,740,740,740,740,740,740,740,740,740,740,740,740,740,740,740,740,740,740,740,740]
["Marchwood","Gas","CCGT_Exist","Marchwood Power Ltd",null,900,"B2","NGET",900,900,900,900,900,900,900,900,900,900,900,900,900,900,900,900,900,900,900,900,900]
["Medway","Gas","CCGT_Exist","SSE Ltd",null,700,"C3","NGET",700,700,700,700,700,700,700,700,700,700,700,700,700,700,700,700,700,700,700,700,700]
["Pembroke","Gas","CCGT_Exist","RWE Npower Ltd",null,2199,"H6","NGET",2199,2199,2199,2199,2199,2199,2199,2199,2199,2199,2199,2199,2199,2199,2199,2199,2199,2199,2199,2199,2199]
["Peterborough","Gas","CCGT_Exist","Centrica Ltd",null,99,"J1","NGET",99,99,99,0,0,0,0,0,0,0,0,0,0,0,0,0,0,0,0,0,0]
["Rocksavage","Gas","CCGT_Exist","Intergen",null,810,"N3","NGET",810,810,810,810,810,810,810,810,810,810,810,810,810,810,810,810,810,810,810,810,810]
["Rye House","Gas","CCGT_Exist","Scottish Power Ltd",null,715,"A9","NGET",715,715,715,715,715,715,715,715,715,715,715,715,715,715,715,715,715,715,715,715,715]
["Saltend","Gas","CCGT_Exist","Int Power",null,1101,"P8","NGET",1101,1101,1101,1101,1101,1101,1101,1101,1101,1101,1101,1101,1101,1101,1101,1101,1101,1101,1101,1101,1101]
["Seabank","Gas","CCGT_Exist","Seabank Power Ltd",null,1234,"G7","NGET",1234,1234,1234,1234,1234,1234,1234,1234,1234,1234,1234,1234,1234,1234,1234,1234,1234,1234,1234,1234,1234]
["Severn Power","Gas","CCGT_Exist","MPF Holdings Limited",null,850,"H2","NGET",850,850,850,850,850,850,850,850,850,850,850,850,850,850,850,850,850,850,850,850,850]
["Shoreham","Gas","CCGT_Exist","Scottish Power Ltd",null,540,"B1","NGET",540,540,540,540,540,540,540,540,540,540,540,540,540,540,540,540,540,540,540,540,540]
["South Humber Bank","Gas","CCGT_Exist","Centrica Ltd",null,1375,"P7","NGET",516,516,1375,1375,1375,1375,1375,1375,1375,1375,1375,1375,1375,1375,1375,1375,1375,1375,1375,1375,1375]
["Spalding","Gas","CCGT_Exist","Intergen",null,880,"K1","NGET",880,880,880,880,880,880,880,880,880,880,880,880,880,880,880,880,880,880,880,880,880]
["Staythorpe","Gas","CCGT_Exist","RWE Npower Ltd",null,1728,"K5","NGET",1728,1728,1728,1728,1728,1728,1728,1728,1728,1728,1728,1728,1728,1728,1728,1728,1728,1728,1728,1728,1728]
["Sutton Bridge A","Gas","CCGT_Exist","Macquarie Consortium",null,819,"J1","NGET",819,819,819,819,819,819,819,819,819,819,819,819,819,819,819,819,819,819,819,819,819]
["West Burton B","Gas","CCGT_Exist","EDF",null,1332,"K6","NGET",1332,1332,1332,1332,1332,1332,1332,1332,1332,1332,1332,1332,1332,1332,1332,1332,1332,1332,1332,1332,1332]
["Abernedd","Gas","CCGT_New","SSE Ltd",2017,914,"H1","NGET",0,0,500,914,914,914,914,914,914,914,914,914,914,914,914,914,914,914,914,914,914]
["Carrington","Gas","CCGT_New","ESBI",null,910,"N2","NGET",910,910,910,910,910,910,910,910,910,910,910,910,910,910,910,910,910,910,910,910,910]
["Damhead Creek 2","Gas","CCGT_New","Scottish Power Ltd",2016,1200,"C2","NGET",0,1200,1200,1200,1200,1200,1200,1200,1200,1200,1200,1200,1200,1200,1200,1200,1200,1200,1200,1200,1200]
["Keadby 2","Gas","CCGT_New","SSE Ltd",2016,710,"P8","NGET",0,710,710,710,710,710,710,710,710,710,710,710,710,710,710,710,710,710,710,710,710]
["King's Lynn B","Gas","CCGT_New","Centrica Ltd",2020,981,"J1","NGET",0,0,0,0,0,981,981,981,981,981,981,981,981,981,981,981,981,981,981,981,981]
["Knottingley Power","Gas","CCGT_New","ESBI",2020,1500,"P5","NGET",0,0,0,0,0,1500,1500,1500,1500,1500,1500,1500,1500,1500,1500,1500,1500,1500,1500,1500,1500]
["Seabank 3","Gas","CCGT_New","SSE Ltd",2021,1200,"G7","NGET",0,0,0,0,0,0,1200,1200,1200,1200,1200,1200,1200,1200,1200,1200,1200,1200,1200,1200,1200]
["Spalding Energy Expansion","Gas","CCGT_New","Intergen",2018,625,"K1","NGET",0,0,0,625,625,625,625,625,625,625,625,625,625,625,625,625,625,625,625,625,625]
["Thames Haven","Gas","CCGT_New","Intergen",2018,1096,"C5","NGET",0,0,0,1096,1096,1096,1096,1096,1096,1096,1096,1096,1096,1096,1096,1096,1096,1096,1096,1096,1096]
["Thorpe Marsh","Gas","CCGT_New","Acorn Power",2017,1200,"P6","NGET",0,0,1200,1200,1200,1200,1200,1200,1200,1200,1200,1200,1200,1200,1200,1200,1200,1200,1200,1200,1200]
["Tilbury C","Gas","CCGT_New","RWE Npower Ltd",2019,1800,"C1","NGET",0,0,0,0,1800,1800,1800,1800,1800,1800,1800,1800,1800,1800,1800,1800,1800,1800,1800,1800,1800]
["Trafford Power","Gas","CCGT_New","Wainstones",2018,4044,"N2","NGET",0,0,0,1882,1882,1882,1882,1882,1882,1882,4044,4044,4044,4044,4044,4044,4044,4044,4044,4044,4044]
["Hatfield CCS","CCS","CCS_Gas","2Co Power (Yorkshire) Ltd",2019,800,"P8","NGET",0,0,0,0,800,800,800,800,800,800,800,800,800,800,800,800,800,800,800,800,800]
["Kilingholme","CCS","CCS_Gas","C.GEN Killingholme Ltd",2018,490,"P7","NGET",0,0,0,490,490,490,490,490,490,490,490,490,490,490,490,490,490,490,490,490,490]
["White Rose","CCS","CCS_Gas","Capture Power Ltd",2020,400,0,"NGET",0,0,0,0,0,400,400,400,400,400,400,400,400,400,400,400,400,400,400,400,400]
["Fawley CHP","Gas","CHP","RWE Npower Ltd",null,158,"B2","NGET",158,158,158,158,158,158,158,158,158,158,158,158,158,158,158,158,158,158,158,158,158]
["Immingham CHP","Gas","CHP","Conoco",null,1218,"P7","NGET",1218,1218,1218,1218,1218,1218,1218,1218,1218,1218,1218,1218,1218,1218,1218,1218,1218,1218,1218,1218,1218]
["Pembroke CHP (South Hook CHP)","Gas","CHP","Qatar Petroleum International Ltd",2016,490,"H6","NGET",0,490,490,490,490,490,490,490,490,490,490,490,490,490,490,490,490,490,490,490,490]
["Sellafield CHP","Gas","CHP","NDA",null,155,"R6","NGET",155,155,155,155,155,155,155,155,155,155,155,155,155,155,155,155,155,155,155,0,0]
["Wilton","Gas","CHP","Sembcorp Utilities (UK) Ltd",null,99,"Q2","NGET",99,99,99,99,99,99,99,99,99,99,99,99,99,99,99,99,99,99,99,99,99]
["Aberthaw B","Coal","Coal","RWE Npower Ltd",null,1569,"H2","NGET",1569,1569,1569,1569,1569,1569,1569,1569,0,0,0,0,0,0,0,0,0,0,0,0,0]
["Cottam","Coal","Coal","EDF",null,2000,"K5","NGET",2000,2000,2000,2000,2000,2000,2000,2000,0,0,0,0,0,0,0,0,0,0,0,0,0]
["Drax","Coal","Coal","Drax Power Ltd",null,1914,"P4","NGET",1914,1914,1914,1914,1914,1914,1914,1914,1914,1914,1914,1914,1914,1914,1914,1914,1914,1914,1914,1914,1914]
["Drax","Coal","Coal","Drax Power Ltd",null,638,"P4","NGET",638,0,0,0,0,0,0,0,0,0,0,0,0,0,0,0,0,0,0,0,0]
["Eggborough","Coal","Coal","Eggborough Power Ltd",null,1940,"P6","NGET",1940,1940,1940,1940,1940,1940,1940,1940,0,0,0,0,0,0,0,0,0,0,0,0,0]
["Ferrybridge C","Coal","Coal","SSE Ltd",null,488,"P5","NGET",488,0,0,0,0,0,0,0,0,0,0,0,0,0,0,0,0,0,0,0,0]
["Fiddlers Ferry","Coal","Coal","SSE Ltd",null,1953,"N1","NGET",1953,1953,1953,1953,1953,1953,1953,1953,1953,1953,1953,1953,1953,1953,1953,1953,1953,1953,1953,1953,1953]
["Ratcliffe-on-Soar","Coal","Coal","E.ON UK plc",null,1988,"L7","NGET",1988,1988,1988,1988,1988,1988,1988,1988,1988,1988,1988,1988,1988,1988,1988,1988,1988,1988,1988,1988,1988]
["Rugeley B","Coal","Coal","Int Power",null,968,"L5","NGET",968,968,968,968,968,968,968,968,968,968,968,968,968,968,968,968,968,968,968,968,968]
["Uskmouth","Coal","Coal","SSE Ltd",null,115,"H2","NGET",115,115,115,115,115,115,115,115,0,0,0,0,0,0,0,0,0,0,0,0,0]
["West Burton A","Coal","Coal","EDF",null,974,"K6","NGET",974,974,974,974,974,974,974,974,0,0,0,0,0,0,0,0,0,0,0,0,0]
["West Burton A","Coal","Coal","EDF",null,974,"K6","NGET",974,974,974,974,974,974,974,974,0,0,0,0,0,0,0,0,0,0,0,0,0]
["Aberthaw B GT","Gas","GT","RWE Npower Ltd",null,51,"H2","NGET",51,51,51,51,51,51,51,51,0,0,0,0,0,0,0,0,0,0,0,0,0]
["Baglan Bay GT","Gas","GT","BP",null,32,"H1","NGET",32,32,32,32,32,32,32,32,32,32,32,32,32,32,32,32,32,32,32,32,32]
["Didcot A GT","Gas","GT","RWE Npower Ltd",null,100,"D6","NGET",100,100,100,100,100,100,100,100,0,0,0,0,0,0,0,0,0,0,0,0,0]
["Drax GT","Gas","GT","Drax Power Ltd",null,75,"P4","NGET",75,75,75,75,75,75,75,75,75,75,75,75,75,75,75,75,75,75,75,75,75]
["Grain (Oil) GT","Gas","GT","E.ON UK plc",null,152,"C3","NGET",152,152,152,152,152,152,152,152,152,152,152,152,152,152,152,152,152,152,152,152,152]
["Keadby (Black Start) GT","Gas","GT","SSE Ltd",2017,25,"P8","NGET",0,0,25,25,25,25,25,25,0,0,0,0,0,0,0,0,0,0,0,0,0]
["Ratcliffe-on-Soar GT","Gas","GT","E.ON UK plc",null,34,"L7","NGET",34,34,34,34,34,34,34,34,34,34,34,34,34,34,34,34,34,34,34,34,34]
["Rugeley B GT","Gas","GT","Rugeley Power Ltd",null,50,"L5","NGET",50,50,50,50,50,50,50,50,50,50,50,50,50,50,50,50,50,50,50,50,50]
["West Burton A GTs","Gas","GT","EDF",null,40,"K6","NGET",40,40,40,40,40,40,40,40,0,0,0,0,0,0,0,0,0,0,0,0,0]
["Britned","Interconnector","Interconnector_Exist","BritNed Development Ltd",null,1000,"C3","NGET",1000,1000,1000,1000,1000,1000,1000,1000,1000,1000,1000,1000,1000,1000,1000,1000,1000,1000,1000,1000,1000]
["East-West (Wales-Ireland)","Interconnector","Interconnector_Exist","EirGrid",null,500,"M5","NGET",500,500,500,500,500,500,500,500,500,500,500,500,500,500,500,500,500,500,500,500,500]
["IFA","Interconnector","Interconnector_Exist","NGC",null,2000,"C9","NGET",2000,2000,2000,2000,2000,2000,2000,2000,2000,2000,2000,2000,2000,2000,2000,2000,2000,2000,2000,2000,2000]
["Eleclink","Interconnector","Interconnector_New","Eleclink",2016,1000,"C9","NGET",0,1000,1000,1000,1000,1000,1000,1000,1000,1000,1000,1000,1000,1000,1000,1000,1000,1000,1000,1000,1000]
["FAB","Interconnector","Interconnector_New","FABLink Ltd",2020,1400,"F6","NGET",0,0,0,0,0,1400,1400,1400,1400,1400,1400,1400,1400,1400,1400,1400,1400,1400,1400,1400,1400]
["IFA2","Interconnector","Interconnector_New","NGC",2019,1000,"B2","NGET",0,0,0,0,1000,1000,1000,1000,1000,1000,1000,1000,1000,1000,1000,1000,1000,1000,1000,1000,1000]
["NEMO","Interconnector","Interconnector_New","National Grid International Ltd",2018,1000,"C7","NGET",0,0,0,1000,1000,1000,1000,1000,1000,1000,1000,1000,1000,1000,1000,1000,1000,1000,1000,1000,1000]
["NSN","Interconnector","Interconnector_New","National Grid International Ltd",2019,1400,"Q6","NGET",0,0,0,0,1400,1400,1400,1400,1400,1400,1400,1400,1400,1400,1400,1400,1400,1400,1400,1400,1400]
["Viking","Interconnector","Interconnector_New","National Grid Interconnector Holdings Ltd",2020,1000,"K4","NGET",0,0,0,0,0,1000,1000,1000,1000,1000,1000,1000,1000,1000,1000,1000,1000,1000,1000,1000,1000]
["Oldbury C","Nuclear","Nuclear_ABWR","Horizon",2023,1600,"G7","NGET",0,0,0,0,0,0,0,0,1600,1600,1600,1600,1600,1600,1600,1600,1600,1600,1600,1600,1600]
["Oldbury-on-Severn","Nuclear","Nuclear_ABWR","Horizon",2020,1600,"G7","NGET",0,0,0,0,0,1600,1600,1600,1600,1600,1600,1600,1600,1600,1600,1600,1600,1600,1600,1600,1600]
["Wylfa Newydd","Nuclear","Nuclear_ABWR","Horizon",2024,2800,"M8","NGET",0,0,0,0,0,0,0,0,0,1400,2800,2800,2800,2800,2800,2800,2800,2800,2800,2800,2800]
["Dungeness B","Nuclear","Nuclear_AGR","EDF",null,1080,"C4","NGET",1080,1080,1080,1080,1080,1080,1080,1080,1080,1080,1080,1080,1080,1080,1080,1080,1080,1080,1080,1080,1080]
["Hartlepool","Nuclear","Nuclear_AGR","EDF",null,1208,"Q2","NGET",1208,1208,1208,1208,1208,1208,1208,1208,1208,1208,1208,1208,1208,1208,1208,1208,1208,1208,1208,1208,1208]
["Heysham 1","Nuclear","Nuclear_AGR","EDF",null,1203,"R5","NGET",1203,1203,1203,1203,1203,1203,1203,1203,1203,1203,1203,1203,1203,1203,1203,1203,1203,1203,1203,1203,1203]
["Heysham 2","Nuclear","Nuclear_AGR","EDF",null,1203,"R5","NGET",1203,1203,1203,1203,1203,1203,1203,1203,1203,1203,1203,1203,1203,1203,1203,1203,1203,1203,1203,1203,1203]
["Hinkley Point B","Nuclear","Nuclear_AGR","EDF",null,912,"E7","NGET",912,912,912,912,912,912,912,912,912,912,912,912,912,912,912,912,912,912,912,912,912]
["Bradwell B","Nuclear","Nuclear_EPR","EDF",2021,1670,"C5","NGET",0,0,0,0,0,0,1670,1670,1670,1670,1670,1670,1670,1670,1670,1670,1670,1670,1670,1670,1670]
["Hinkley Point C","Nuclear","Nuclear_EPR","EDF",2022,3340,"E7","NGET",0,0,0,0,0,0,0,1670,3340,3340,3340,3340,3340,3340,3340,3340,3340,3340,3340,3340,3340]
["Moorside","Nuclear","Nuclear_EPR","Nu Gen",2024,3387,"R6","NGET",0,0,0,0,0,0,0,0,0,1129,2258,3387,3387,3387,3387,3387,3387,3387,3387,3387,3387]
["Sizewell C","Nuclear","Nuclear_EPR","EDF",2020,3340,"J2","NGET",0,0,0,0,0,1670,3340,3340,3340,3340,3340,3340,3340,3340,3340,3340,3340,3340,3340,3340,3340]
["Wylfa","Nuclear","Nuclear_Magnox","NDA (Magnox Limited)",null,0,"M8","NGET",0,0,0,0,0,0,0,0,0,0,0,0,0,0,0,0,0,0,0,0,0]
["Sizewell B","Nuclear","Nuclear_PWR","EDF",null,1212,"J2","NGET",1212,1212,1212,1212,1212,1212,1212,1212,1212,1212,1212,1212,1212,1212,1212,1212,1212,1212,1212,1212,1212]
["Abergelli Power","Gas","OCGT","Abergelli Power Limited",2020,299,0,"NGET",0,0,0,0,0,299,299,299,299,299,299,299,299,299,299,299,299,299,299,299,299]
["Cowes","Gas","OCGT","RWE Npower Ltd",null,100,"B2","NGET",100,100,100,100,100,100,100,100,100,100,100,100,100,100,100,100,100,100,100,100,100]
["Hirwaun Power Station","Gas","OCGT","Hirwaun Power Ltd",2019,299,"H6","NGET",0,0,0,0,299,299,299,299,299,299,299,299,299,299,299,299,299,299,299,299,299]
["Indian Queens","Gas","OCGT","Int Power",null,140,"F6","NGET",140,140,140,140,140,140,140,140,140,140,140,140,140,140,140,140,140,140,140,140,140]
["Millbrook Power","Gas","OCGT","Millbrook Power Ltd",2020,299,0,"NGET",0,0,0,0,0,299,299,299,299,299,299,299,299,299,299,299,299,299,299,299,299]
["Progress Power","Gas","OCGT","Progress Power",2019,299,"J3","NGET",0,0,0,0,299,299,299,299,299,299,299,299,299,299,299,299,299,299,299,299,299]
["Taylors Lane","Gas","OCGT","E.ON UK plc",null,144,"A7","NGET",144,144,144,144,144,144,144,144,144,144,144,144,144,144,144,144,144,144,144,144,144]
["Barrow","Wind","Offshore_Wind 1","Dong Energy",null,90,"R5","NGET",90,90,90,90,90,90,90,90,90,90,90,90,90,90,90,90,90,90,90,90,90]
["Gunfleet Sands","Wind","Offshore_Wind 1","Dong Energy",null,164,"J5","NGET",164,164,164,164,164,164,164,164,164,164,164,164,164,164,164,164,164,164,164,164,164]
["Ormonde","Wind","Offshore_Wind 1","Vattenfall Ltd",null,150,"R5","NGET",150,150,150,150,150,150,150,150,150,150,150,150,150,150,150,150,150,150,150,150,150]
["Robin Rigg","Wind","Offshore_Wind 1","E.ON UK plc",null,184,"Q8","NGET",184,184,184,184,184,184,184,184,184,184,184,184,184,184,184,184,184,184,184,184,184]
["Dudgeon","Wind","Offshore_Wind 2","Statoil & Statkraft",2016,400,"J1","NGET",0,400,400,400,400,400,400,400,400,400,400,400,400,400,400,400,400,400,400,400,400]
["Greater Gabbard","Wind","Offshore_Wind 2","SSE Ltd",null,500,"J2","NGET",500,500,500,500,500,500,500,500,500,500,500,500,500,500,500,500,500,500,500,500,500]
["Gwynt Y Mor","Wind","Offshore_Wind 2","RWE Npower Ltd",null,574,"M6","NGET",574,574,574,574,574,574,574,574,574,574,574,574,574,574,574,574,574,574,574,574,574]
["Humber Gateway","Wind","Offshore_Wind 2","E.ON UK plc",null,220,"P8","NGET",220,220,220,220,220,220,220,220,220,220,220,220,220,220,220,220,220,220,220,220,220]
["Lincs","Wind","Offshore_Wind 2","Centrica Ltd",null,250,"J1","NGET",250,250,250,250,250,250,250,250,250,250,250,250,250,250,250,250,250,250,250,250,250]
["London Array","Wind","Offshore_Wind 2","Dong Energy",null,630,"C3","NGET",630,630,630,630,630,630,630,630,630,630,630,630,630,630,630,630,630,630,630,630,630]
["Race Bank","Wind","Offshore_Wind 2","DONG Energy",2017,565,"J1","NGET",0,0,565,565,565,565,565,565,565,565,565,565,565,565,565,565,565,565,565,565,565]
["Sheringham Shoal","Wind","Offshore_Wind 2","Scira Offshore Energy Ltd",null,316,"J3","NGET",316,316,316,316,316,316,316,316,316,316,316,316,316,316,316,316,316,316,316,316,316]
["Thanet","Wind","Offshore_Wind 2","Vattenfall Ltd",null,300,"C7","NGET",300,300,300,300,300,300,300,300,300,300,300,300,300,300,300,300,300,300,300,300,300]
["Triton Knoll","Wind","Offshore_Wind 2","RWE Npower Ltd",2019,900,"K4","NGET",0,0,0,0,360,900,900,900,900,900,900,900,900,900,900,900,900,900,900,900,900]
["Walney","Wind","Offshore_Wind 2","Dong Energy & SSE & Ampere & PGGM",null,364,"R5","NGET",364,364,364,364,364,364,364,364,364,364,364,364,364,364,364,364,364,364,364,364,364]
["West of Duddon Sands","Wind","Offshore_Wind 2","Scottish Power Renewables & Dong Energy",null,382,"R5","NGET",382,382,382,382,382,382,382,382,382,382,382,382,382,382,382,382,382,382,382,382,382]
["Westermost Rough","Wind","Offshore_Wind 2","Dong Energy",null,205,"P8","NGET",205,205,205,205,205,205,205,205,205,205,205,205,205,205,205,205,205,205,205,205,205]
["Burbo Bank Extension","Wind","Offshore_Wind 2.5","Dong Energy",2016,254,"M6","NGET",0,254,254,254,254,254,254,254,254,254,254,254,254,254,254,254,254,254,254,254,254]
["Galloper","Wind","Offshore_Wind 2.5","SSE Ltd",2017,156,"J2","NGET",0,0,156,156,156,156,156,156,156,156,156,156,156,156,156,156,156,156,156,156,156]
["Walney Extension","Wind","Offshore_Wind 2.5","Dong Energy & SSE & Ampere & PGGM",2017,660,"R5","NGET",0,0,330,660,660,660,660,660,660,660,660,660,660,660,660,660,660,660,660,660,660]
["Codling Wind Park","Wind","Offshore_Wind 3","Codling Wind Park",2021,1000,"M6","NGET",0,0,0,0,0,0,1000,1000,1000,1000,1000,1000,1000,1000,1000,1000,1000,1000,1000,1000,1000]
["Dogger Bank","Wind","Offshore_Wind 3","Forewind Consortia (SSE Renewables & RWE Npower *",2019,6000,"P8","NGET",0,0,0,0,1500,3500,4000,5000,6000,6000,6000,6000,6000,6000,6000,6000,6000,6000,6000,6000,6000]
["East Anglia","Wind","Offshore_Wind 3","Scottish Power Ltd",2018,7200,"J5","NGET",0,0,0,600,1200,1200,2400,3600,4400,5400,6600,7200,7200,7200,7200,7200,7200,7200,7200,7200,7200]
["Hornsea","Wind","Offshore_Wind 3","Smart Wind Consortia *",2016,4000,"P7","NGET",0,500,1000,1000,1500,2500,3000,3500,4000,4000,4000,4000,4000,4000,4000,4000,4000,4000,4000,4000,4000]
["Navitus Bay Offshore Wind Platform 1","Wind","Offshore_Wind 3","EDF",2018,368,"E6","NGET",0,0,0,368,368,368,368,368,368,368,368,368,368,368,368,368,368,368,368,368,368]
["Navitus Bay Offshore Wind Platform 2","Wind","Offshore_Wind 3","EDF",2020,368,"E6","NGET",0,0,0,0,0,368,368,368,368,368,368,368,368,368,368,368,368,368,368,368,368]
["Navitus Bay Offshore Wind Platform 3","Wind","Offshore_Wind 3","EDF",2021,368,"E6","NGET",0,0,0,0,0,0,368,368,368,368,368,368,368,368,368,368,368,368,368,368,368]
["Rampion (Hastings)","Wind","Offshore_Wind 3","E.ON UK plc",2016,664,"B1","NGET",0,332,664,664,664,664,664,664,664,664,664,664,664,664,664,664,664,664,664,664,664]
["Carnedd Wen","Wind","Onshore Wind","RWE Npower Ltd",2019,150,"L5","NGET",0,0,0,0,150,150,150,150,150,150,150,150,150,150,150,150,150,150,150,150,150]
["Pen Y Cymoedd","Wind","Onshore Wind","Pen Y Cymoedd Wind Farm Ltd",2016,228,"H6","NGET",0,228,228,228,228,228,228,228,228,228,228,228,228,228,228,228,228,228,228,228,228]
["Dinorwig","Pumped_Storage","Pumped_Storage","Int Power",null,1644,"M6","NGET",1644,1644,1644,1644,1644,1644,1644,1644,1644,1644,1644,1644,1644,1644,1644,1644,1644,1644,1644,1644,1644]
["Ffestiniog","Pumped_Storage","Pumped_Storage","Int Power",null,360,"M7","NGET",360,360,360,360,360,360,360,360,360,360,360,360,360,360,360,360,360,360,360,360,360]
["Marex","Pumped_Storage","Pumped_Storage","Organic Power Ltd",2018,1500,"M5","NGET",0,0,0,1500,1500,1500,1500,1500,1500,1500,1500,1500,1500,1500,1500,1500,1500,1500,1500,1500,1500]
["Swansea Bay","Marine","Tidal","Tidal Lagoon Plc",2018,320,"E7","NGET",0,0,0,320,320,320,320,320,320,320,320,320,320,320,320,320,320,320,320,320,320]
["Peterhead","Gas","CCGT_Exist","SSE Ltd",null,400,"T2","SHET",400,400,400,400,400,400,400,400,400,400,400,400,400,400,400,400,400,400,400,400,400]
["Stoneywood Mills","Gas","CHP","Stoneywood",null,12,"T2","SHET",12,12,12,12,12,12,12,12,12,12,12,12,12,12,12,12,12,12,12,12,12]
["Aigas","Hydro","Hydro","SSE Ltd",null,20,"T1","SHET",20,20,20,20,20,20,20,20,20,20,20,20,20,20,20,20,20,20,20,20,20]
["Cashlie","Hydro","Hydro","SSE Ltd",null,11,"T4","SHET",11,11,11,11,11,11,11,11,11,11,11,11,11,11,11,11,11,11,11,11,11]
["Ceannacroc","Hydro","Hydro","SSE Ltd",null,20,"T1","SHET",20,20,20,20,20,20,20,20,20,20,20,20,20,20,20,20,20,20,20,20,20]
["Clachan","Hydro","Hydro","SSE Ltd",null,40,"T3","SHET",40,40,40,40,40,40,40,40,40,40,40,40,40,40,40,40,40,40,40,40,40]
["Clunie","Hydro","Hydro","SSE Ltd",null,61,"T4","SHET",61,61,61,61,61,61,61,61,61,61,61,61,61,61,61,61,61,61,61,61,61]
["Culligran","Hydro","Hydro","SSE Ltd",null,19,"T1","SHET",19,19,19,19,19,19,19,19,19,19,19,19,19,19,19,19,19,19,19,19,19]
["Deanie","Hydro","Hydro","SSE Ltd",null,38,"T1","SHET",38,38,38,38,38,38,38,38,38,38,38,38,38,38,38,38,38,38,38,38,38]
["Errochty","Hydro","Hydro","SSE Ltd",null,75,"T4","SHET",75,75,75,75,75,75,75,75,75,75,75,75,75,75,75,75,75,75,75,75,75]
["Fasnakyle","Hydro","Hydro","SSE Ltd",null,77,"T1","SHET",77,77,77,77,77,77,77,77,77,77,77,77,77,77,77,77,77,77,77,77,77]
["Finlarig","Hydro","Hydro","SSE Ltd",null,16,"T4","SHET",16,16,16,16,16,16,16,16,16,16,16,16,16,16,16,16,16,16,16,16,16]
["Glendoe","Hydro","Hydro","SSE Ltd",null,100,"T1","SHET",100,100,100,100,100,100,100,100,100,100,100,100,100,100,100,100,100,100,100,100,100]
["Glenmoriston","Hydro","Hydro","SSE Ltd",null,43,"T1","SHET",43,43,43,43,43,43,43,43,43,43,43,43,43,43,43,43,43,43,43,43,43]
["Grudie Bridge","Hydro","Hydro","SSE Ltd",null,18.600000000000001,"T1","SHET",18.600000000000001,18.600000000000001,18.600000000000001,18.600000000000001,18.600000000000001,18.600000000000001,18.600000000000001,18.600000000000001,18.600000000000001,18.600000000000001,18.600000000000001,18.600000000000001,18.600000000000001,18.600000000000001,18.600000000000001,18.600000000000001,18.600000000000001,18.600000000000001,18.600000000000001,18.600000000000001,18.600000000000001]
["Inverawe","Hydro","Hydro","SSE Ltd",null,25,"T3","SHET",25,25,25,25,25,25,25,25,25,25,25,25,25,25,25,25,25,25,25,25,25]
["Invergarry","Hydro","Hydro","SSE Ltd",null,20,"T1","SHET",20,20,20,20,20,20,20,20,20,20,20,20,20,20,20,20,20,20,20,20,20]
["Kilmorack","Hydro","Hydro","SSE Ltd",null,20,"T1","SHET",20,20,20,20,20,20,20,20,20,20,20,20,20,20,20,20,20,20,20,20,20]
["Kinlochleven","Hydro","Hydro","Alcan Aluminium UK Ltd",null,20,"T1","SHET",20,20,20,20,20,20,20,20,20,20,20,20,20,20,20,20,20,20,20,20,20]
["Livishie","Hydro","Hydro","SSE Ltd",null,18.899999999999999,"T1","SHET",18.899999999999999,18.899999999999999,18.899999999999999,18.899999999999999,18.899999999999999,18.899999999999999,18.899999999999999,18.899999999999999,18.899999999999999,18.899999999999999,18.899999999999999,18.899999999999999,18.899999999999999,18.899999999999999,18.899999999999999,18.899999999999999,18.899999999999999,18.899999999999999,18.899999999999999,18.899999999999999,18.899999999999999]
["Lochay","Hydro","Hydro","SSE Ltd",null,48,"T4","SHET",48,48,48,48,48,48,48,48,48,48,48,48,48,48,48,48,48,48,48,48,48]
["Luichart","Hydro","Hydro","SSE Ltd",null,34.799999999999997,"T1","SHET",34.799999999999997,34.799999999999997,34.799999999999997,34.799999999999997,34.799999999999997,34.799999999999997,34.799999999999997,34.799999999999997,34.799999999999997,34.799999999999997,34.799999999999997,34.799999999999997,34.799999999999997,34.799999999999997,34.799999999999997,34.799999999999997,34.799999999999997,34.799999999999997,34.799999999999997,34.799999999999997,34.799999999999997]
["Mossford","Hydro","Hydro","SSE Ltd",null,19,"T1","SHET",19,19,19,19,19,19,19,19,19,19,19,19,19,19,19,19,19,19,19,19,19]
["Nant","Hydro","Hydro","SSE Ltd",null,15,"T3","SHET",15,15,15,15,15,15,15,15,15,15,15,15,15,15,15,15,15,15,15,15,15]
["Orrin","Hydro","Hydro","SSE Ltd",null,18,"T1","SHET",18,18,18,18,18,18,18,18,18,18,18,18,18,18,18,18,18,18,18,18,18]
["Pitlochry","Hydro","Hydro","SSE Ltd",null,15,"T4","SHET",15,15,15,15,15,15,15,15,15,15,15,15,15,15,15,15,15,15,15,15,15]
["Quoich","Hydro","Hydro","SSE Ltd",null,18,"T1","SHET",18,18,18,18,18,18,18,18,18,18,18,18,18,18,18,18,18,18,18,18,18]
["Rannoch","Hydro","Hydro","SSE Ltd",null,45,"T4","SHET",45,45,45,45,45,45,45,45,45,45,45,45,45,45,45,45,45,45,45,45,45]
["Shin","Hydro","Hydro","SSE Ltd",null,18,"T5","SHET",18,18,18,18,18,18,18,18,18,18,18,18,18,18,18,18,18,18,18,18,18]
["Sloy","Hydro","Hydro","SSE Ltd",null,152,"T3","SHET",152,152,152,152,152,152,152,152,152,152,152,152,152,152,152,152,152,152,152,152,152]
["St Fillans","Hydro","Hydro","SSE Ltd",null,17,"T4","SHET",17,17,17,17,17,17,17,17,17,17,17,17,17,17,17,17,17,17,17,17,17]
["Torr Achilty","Hydro","Hydro","SSE Ltd",null,15,"T1","SHET",15,15,15,15,15,15,15,15,15,15,15,15,15,15,15,15,15,15,15,15,15]
["Tummel","Hydro","Hydro","SSE Ltd",null,34,"T4","SHET",34,34,34,34,34,34,34,34,34,34,34,34,34,34,34,34,34,34,34,34,34]
["Norwegian Link 2","Interconnector","Interconnector_New","NorthConnect KS",2021,1400,"T2","SHET",0,0,0,0,0,0,1400,1400,1400,1400,1400,1400,1400,1400,1400,1400,1400,1400,1400,1400,1400]
["Firth of Forth SHETL","Wind","Offshore_Wind 3","Seagreen Wind Energy Limited",2019,1075,"T4","SHET",0,0,0,0,1075,1075,1075,1075,1075,1075,1075,1075,1075,1075,1075,1075,1075,1075,1075,1075,1075]
["Moray Firth","Wind","Offshore_Wind 3","Repsol & EDP Renewables",2018,1000,"T2","SHET",0,0,0,504,504,504,1000,1000,1000,1000,1000,1000,1000,1000,1000,1000,1000,1000,1000,1000,1000]
["Beatrice","Wind","Offshore_Wind STW","SSE Ltd",2018,664,"T2","SHET",0,0,0,20,284,664,664,664,664,664,664,664,664,664,664,664,664,664,664,664,664]
["A Chruach","Wind","Onshore Wind","Infinis",null,49.9,"T3","SHET",49.9,49.9,49.9,49.9,49.9,49.9,49.9,49.9,49.9,49.9,49.9,49.9,49.9,49.9,49.9,49.9,49.9,49.9,49.9,49.9,49.9]
["Aberarder Wind","Wind","Onshore Wind","RES UK & Ireland Ltd",2019,36,"T1","SHET",0,0,0,0,36,36,36,36,36,36,36,36,36,36,36,36,36,36,36,36,36]
["Achagour","Wind","Onshore Wind","Achagour Wind Farm Ltd",2020,12.5,"T1","SHET",0,0,0,0,0,12.5,12.5,12.5,12.5,12.5,12.5,12.5,12.5,12.5,12.5,12.5,12.5,12.5,12.5,12.5,12.5]
["Achlachan","Wind","Onshore Wind","Whirlwind Renewables Ltd",2020,20,"T1","SHET",0,0,0,0,0,20,20,20,20,20,20,20,20,20,20,20,20,20,20,20,20]
["Allt Carach","Wind","Onshore Wind","ABO Wind",2020,76,"T1","SHET",0,0,0,0,0,76,76,76,76,76,76,76,76,76,76,76,76,76,76,76,76]
["Allt Rhuba","Wind","Onshore Wind","E.ON Climate & Renewables UK Developments Ltd",2021,44,"T3","SHET",0,0,0,0,0,0,44,44,44,44,44,44,44,44,44,44,44,44,44,44,44]
["An Suidhe","Wind","Onshore Wind","An Suidhe Wind Farm Ltd",null,21,"T3","SHET",21,21,21,21,21,21,21,21,21,21,21,21,21,21,21,21,21,21,21,21,21]
["Ardchonnel","Wind","Onshore Wind","RWE Innogy UK Ltd",2021,41,"T3","SHET",0,0,0,0,0,0,41,41,41,41,41,41,41,41,41,41,41,41,41,41,41]
["Ardkinglas","Wind","Onshore Wind","Iberdrola Renewable Energies Ltd",null,15,"T3","SHET",15,15,15,15,15,15,15,15,15,15,15,15,15,15,15,15,15,15,15,15,15]
["Aultmore","Wind","Onshore Wind","Vattenfall Ltd",2018,30,"T1","SHET",0,0,0,30,30,30,30,30,30,30,30,30,30,30,30,30,30,30,30,30,30]
["Bad a Cheo Wind Farm","Wind","Onshore Wind","RWE Innogy UK Ltd",2018,30,"T5","SHET",0,0,0,30,30,30,30,30,30,30,30,30,30,30,30,30,30,30,30,30,30]
["Baillie and Bardnaheigh","Wind","Onshore Wind","Baillie Wind Farm Ltd",null,52.5,"T5","SHET",52.5,52.5,52.5,52.5,52.5,52.5,52.5,52.5,52.5,52.5,52.5,52.5,52.5,52.5,52.5,52.5,52.5,52.5,52.5,52.5,52.5]
["Beinn an Tuirc","Wind","Onshore Wind","Scottish Power Ltd",null,30,"T3","SHET",30,30,30,30,30,30,30,30,30,30,30,30,30,30,30,30,30,30,30,30,30]
["Beinn an Tuirc 2","Wind","Onshore Wind","Scottish Power Ltd",null,44,"T3","SHET",44,44,44,44,44,44,44,44,44,44,44,44,44,44,44,44,44,44,44,44,44]
["Beinn an Tuirc 3","Wind","Onshore Wind","Scottish Power Ltd",2020,50,"T3","SHET",0,0,0,0,0,50,50,50,50,50,50,50,50,50,50,50,50,50,50,50,50]
["Beinn Mhor","Wind","Onshore Wind","WPD Beinn Mhor Limited",2017,21,"T1","SHET",0,0,21,21,21,21,21,21,21,21,21,21,21,21,21,21,21,21,21,21,21]
["Beinn Tharsuinn","Wind","Onshore Wind","Scottish Power Ltd",null,29.5,"T5","SHET",29.5,29.5,29.5,29.5,29.5,29.5,29.5,29.5,29.5,29.5,29.5,29.5,29.5,29.5,29.5,29.5,29.5,29.5,29.5,29.5,29.5]
["Beinneun Wind Farm","Wind","Onshore Wind","Blue Energy",2017,109,"T1","SHET",0,0,109,109,109,109,109,109,109,109,109,109,109,109,109,109,109,109,109,109,109]
["Ben Aketil","Wind","Onshore Wind","Ben Aketil Wind Farm Ltd",null,28,"T1","SHET",28,28,28,28,28,28,28,28,28,28,28,28,28,28,28,28,28,28,28,28,28]
["Berry Burn","Wind","Onshore Wind","Statkraft",null,67,"T1","SHET",67,67,67,67,67,67,67,67,67,67,67,67,67,67,67,67,67,67,67,67,67]
["Bhlaraidh Wind Farm","Wind","Onshore Wind","SSE Ltd",2017,108,"T1","SHET",0,0,108,108,108,108,108,108,108,108,108,108,108,108,108,108,108,108,108,108,108]
["Blary Hill","Wind","Onshore Wind","RES UK & Ireland Ltd",2020,35,"T3","SHET",0,0,0,0,0,35,35,35,35,35,35,35,35,35,35,35,35,35,35,35,35]
["Boulfruich","Wind","Onshore Wind","Boulfruich Wind Farm Ltd",null,14,"T5","SHET",14,14,14,14,14,14,14,14,14,14,14,14,14,14,14,14,14,14,14,14,14]
["Boyndie","Wind","Onshore Wind","Boyndie Wind Energy Ltd",null,21,"T1","SHET",21,21,21,21,21,21,21,21,21,21,21,21,21,21,21,21,21,21,21,21,21]
["Braemore Wood","Wind","Onshore Wind","EDF Energy Renewables",2020,35,"T5","SHET",0,0,0,0,0,35,35,35,35,35,35,35,35,35,35,35,35,35,35,35,35]
["Braes of Doune","Wind","Onshore Wind","Centrica &  Hermes GPE Infrastructure Fund",null,74,"T4","SHET",74,74,74,74,74,74,74,74,74,74,74,74,74,74,74,74,74,74,74,74,74]
["Burn of Whilk","Wind","Onshore Wind","Eneco",null,22.5,"T5","SHET",22.5,22.5,22.5,22.5,22.5,22.5,22.5,22.5,22.5,22.5,22.5,22.5,22.5,22.5,22.5,22.5,22.5,22.5,22.5,22.5,22.5]
["Cairn Duhie Wind","Wind","Onshore Wind","RES UK & Ireland Ltd",2020,60,"T1","SHET",0,0,0,0,0,60,60,60,60,60,60,60,60,60,60,60,60,60,60,60,60]
["Cairn Uish","Wind","Onshore Wind","Rothes Wind Ltd",null,51,"T1","SHET",51,51,51,51,51,51,51,51,51,51,51,51,51,51,51,51,51,51,51,51,51]
["Cairn Uish 2","Wind","Onshore Wind","Rothes Wind Ltd",null,41,"T1","SHET",41,41,41,41,41,41,41,41,41,41,41,41,41,41,41,41,41,41,41,41,41]
["Camster","Wind","Onshore Wind","E.ON Climate & Renewables UK Developments Ltd",null,50,"T5","SHET",50,50,50,50,50,50,50,50,50,50,50,50,50,50,50,50,50,50,50,50,50]
["Carraig Gheal","Wind","Onshore Wind","Green Power",null,46,"T3","SHET",46,46,46,46,46,46,46,46,46,46,46,46,46,46,46,46,46,46,46,46,46]
["Causeymire","Wind","Onshore Wind","Causeymire Wind Farm Limited",null,48,"T5","SHET",48,48,48,48,48,48,48,48,48,48,48,48,48,48,48,48,48,48,48,48,48]
["Ceislein","Wind","Onshore Wind","Whirlwind Renewables Ltd",2020,19.899999999999999,"T5","SHET",0,0,0,0,0,19.899999999999999,19.899999999999999,19.899999999999999,19.899999999999999,19.899999999999999,19.899999999999999,19.899999999999999,19.899999999999999,19.899999999999999,19.899999999999999,19.899999999999999,19.899999999999999,19.899999999999999,19.899999999999999,19.899999999999999,19.899999999999999]
["Clashindarroch","Wind","Onshore Wind","Vattenfall Ltd",null,37,"T2","SHET",37,37,37,37,37,37,37,37,37,37,37,37,37,37,37,37,37,37,37,37,37]
["Clashindarroch 2","Wind","Onshore Wind","Vattenfall Wind Power Ltd",2023,54,"T2","SHET",0,0,0,0,0,0,0,0,54,54,54,54,54,54,54,54,54,54,54,54,54]
["Cnoc Morail","Wind","Onshore Wind","WPD Cnoc Morail Limited",2020,18,"T5","SHET",0,0,0,0,0,18,18,18,18,18,18,18,18,18,18,18,18,18,18,18,18]
["Coire Na Cloiche","Wind","Onshore Wind","RockbySea Ltd",2018,30,"T5","SHET",0,0,0,30,30,30,30,30,30,30,30,30,30,30,30,30,30,30,30,30,30]
["Corriegarth","Wind","Onshore Wind","North British Windpower Ltd",null,69,"T1","SHET",69,69,69,69,69,69,69,69,69,69,69,69,69,69,69,69,69,69,69,69,69]
["Corriemollie","Wind","Onshore Wind","E.ON UK plc",2016,48,"T1","SHET",0,48,48,48,48,48,48,48,48,48,48,48,48,48,48,48,48,48,48,48,48]
["Cour","Wind","Onshore Wind","SSE Ltd",2016,21,"T3","SHET",0,21,21,21,21,21,21,21,21,21,21,21,21,21,21,21,21,21,21,21,21]
["Creag Riabhach","Wind","Onshore Wind","Creag Riabhach Wind Farm Ltd",2020,73,"T5","SHET",0,0,0,0,0,73,73,73,73,73,73,73,73,73,73,73,73,73,73,73,73]
["Crossburns","Wind","Onshore Wind","West Coast Energy",2019,99,"T4","SHET",0,0,0,0,99,99,99,99,99,99,99,99,99,99,99,99,99,99,99,99,99]
["Cruach Mhor","Wind","Onshore Wind","Scottish Power Ltd",null,29,"S7","SHET",29,29,29,29,29,29,29,29,29,29,29,29,29,29,29,29,29,29,29,29,29]
["Dell","Wind","Onshore Wind","Falck Renewables Wind Limited",2018,42,"T1","SHET",0,0,0,42,42,42,42,42,42,42,42,42,42,42,42,42,42,42,42,42,42]
["Deucheran Hill","Wind","Onshore Wind","E.ON UK plc",null,15,"T3","SHET",15,15,15,15,15,15,15,15,15,15,15,15,15,15,15,15,15,15,15,15,15]
["Dorenell","Wind","Onshore Wind","Infinergy Ltd",2018,220,"T1","SHET",0,0,0,220,220,220,220,220,220,220,220,220,220,220,220,220,220,220,220,220,220]
["Druim Leathann","Wind","Onshore Wind","Druim Leathann Windfarm Ltd",2019,39,"T1","SHET",0,0,0,0,39,39,39,39,39,39,39,39,39,39,39,39,39,39,39,39,39]
["Drumderg","Wind","Onshore Wind","SSE Ltd",null,37,"T4","SHET",37,37,37,37,37,37,37,37,37,37,37,37,37,37,37,37,37,37,37,37,37]
["Dummuies","Wind","Onshore Wind","Dummuies Wind Farm Huntly Ltd",null,12,"T1","SHET",12,12,12,12,12,12,12,12,12,12,12,12,12,12,12,12,12,12,12,12,12]
["Dunmaglass","Wind","Onshore Wind","SSE Ltd",null,94,"T1","SHET",94,94,94,94,94,94,94,94,94,94,94,94,94,94,94,94,94,94,94,94,94]
["Edinbane","Wind","Onshore Wind","Vattenfall Ltd",null,41,"T1","SHET",41,41,41,41,41,41,41,41,41,41,41,41,41,41,41,41,41,41,41,41,41]
["Edintore Wind Farm","Wind","Onshore Wind","Scottish Hydro Electric Power Distribution plc",2016,21,"T1","SHET",0,21,21,21,21,21,21,21,21,21,21,21,21,21,21,21,21,21,21,21,21]
["Elchies ","Wind","Onshore Wind","Fred Olsen Renewables",2023,99,"T1","SHET",0,0,0,0,0,0,0,0,99,99,99,99,99,99,99,99,99,99,99,99,99]
["Fairburn Wind Farm","Wind","Onshore Wind","Scottish Hydro Electric Power Distribution plc",null,40,"T1","SHET",40,40,40,40,40,40,40,40,40,40,40,40,40,40,40,40,40,40,40,40,40]
["Farr","Wind","Onshore Wind","Farr Wind Farm Limited",null,92,"T1","SHET",92,92,92,92,92,92,92,92,92,92,92,92,92,92,92,92,92,92,92,92,92]
["Fetteresso","Wind","Onshore Wind","Fetteresso Wind Limited",2018,34,"T2","SHET",0,0,0,34,34,34,34,34,34,34,34,34,34,34,34,34,34,34,34,34,34]
["Freasdail","Wind","Onshore Wind","RES UK & Ireland Ltd",2017,28,"T3","SHET",0,0,28,28,28,28,28,28,28,28,28,28,28,28,28,28,28,28,28,28,28]
["Glen Kyllachy","Wind","Onshore Wind","RWE Npower",2018,50,"T1","SHET",0,0,0,50,50,50,50,50,50,50,50,50,50,50,50,50,50,50,50,50,50]
["Glen Ullinish","Wind","Onshore Wind","Kilmac Energy",2021,42,"T1","SHET",0,0,0,0,0,0,42,42,42,42,42,42,42,42,42,42,42,42,42,42,42]
["Glencassley","Wind","Onshore Wind","Scottish Hydro Electric Power Distribution plc",2020,65,"T5","SHET",0,0,0,0,0,65,65,65,65,65,65,65,65,65,65,65,65,65,65,65,65]
["Glenmorie","Wind","Onshore Wind","Wind Energy Ltd",2020,114,"T5","SHET",0,0,0,0,0,114,114,114,114,114,114,114,114,114,114,114,114,114,114,114,114]
["Glens of Foudland","Wind","Onshore Wind","Glens of Foudland Wind Farm Ltd",null,13,"T1","SHET",13,13,13,13,13,13,13,13,13,13,13,13,13,13,13,13,13,13,13,13,13]
["Glens of Foudland","Wind","Onshore Wind","Glens of Foudland Wind Farm Ltd",null,13,"T1","SHET",13,13,13,13,13,13,13,13,13,13,13,13,13,13,13,13,13,13,13,13,13]
["Gordonbush","Wind","Onshore Wind","SSE Ltd",null,70,"T5","SHET",70,70,70,70,70,70,70,70,70,70,70,70,70,70,70,70,70,70,70,70,70]
["Gordonbush Extension","Wind","Onshore Wind","SSE Generation Ltd",2020,38,"T5","SHET",0,0,0,0,0,38,38,38,38,38,38,38,38,38,38,38,38,38,38,38,38]
["Gordonstown Hill","Wind","Onshore Wind","Gordonstown Hill Wind Farm",null,12.5,"T2","SHET",12.5,12.5,12.5,12.5,12.5,12.5,12.5,12.5,12.5,12.5,12.5,12.5,12.5,12.5,12.5,12.5,12.5,12.5,12.5,12.5,12.5]
["Green Burn Wind","Wind","Onshore Wind","ABO Wind",2020,26,"T4","SHET",0,0,0,0,0,26,26,26,26,26,26,26,26,26,26,26,26,26,26,26,26]
["Griffin - Stage One","Wind","Onshore Wind","SSE Ltd",null,188,"T4","SHET",188,188,188,188,188,188,188,188,188,188,188,188,188,188,188,188,188,188,188,188,188]
["Halsary","Wind","Onshore Wind","Scottish Power Ltd",2019,28.5,"T5","SHET",0,0,0,0,28.5,28.5,28.5,28.5,28.5,28.5,28.5,28.5,28.5,28.5,28.5,28.5,28.5,28.5,28.5,28.5,28.5]
["Hill of Glaschyle","Wind","Onshore Wind","Muirden Energy LLP",2018,28,"T1","SHET",0,0,0,28,28,28,28,28,28,28,28,28,28,28,28,28,28,28,28,28,28]
["Hill of Towie","Wind","Onshore Wind","Hill of Towie Ltd",null,48,"T1","SHET",48,48,48,48,48,48,48,48,48,48,48,48,48,48,48,48,48,48,48,48,48]
["Hywind","Wind","Onshore Wind","Statoil & Statkraft",2023,30,"T2","SHET",0,0,0,0,0,0,0,0,30,30,30,30,30,30,30,30,30,30,30,30,30]
["Kilbruar","Wind","Onshore Wind","",null,67,"T5","SHET",67,67,67,67,67,67,67,67,67,67,67,67,67,67,67,67,67,67,67,67,67]
["Kildrummy","Wind","Onshore Wind","Kildrummy Wind Farm Ltd",null,18,"T2","SHET",18,18,18,18,18,18,18,18,18,18,18,18,18,18,18,18,18,18,18,18,18]
["Lairg - Achany","Wind","Onshore Wind","SSE Generation Ltd",null,38,"T5","SHET",38,38,38,38,38,38,38,38,38,38,38,38,38,38,38,38,38,38,38,38,38]
["Limekilns","Wind","Onshore Wind","Infinergy Ltd",2020,90,"T5","SHET",0,0,0,0,0,90,90,90,90,90,90,90,90,90,90,90,90,90,90,90,90]
["Lochluichart","Wind","Onshore Wind","LZN Ltd",null,69,"T1","SHET",69,69,69,69,69,69,69,69,69,69,69,69,69,69,69,69,69,69,69,69,69]
["Mid Hill","Wind","Onshore Wind","Fred Olsen Renewables",null,75,"T2","SHET",75,75,75,75,75,75,75,75,75,75,75,75,75,75,75,75,75,75,75,75,75]
["Millennium","Wind","Onshore Wind","Millennium Wind Energy Ltd",null,65,"T1","SHET",65,65,65,65,65,65,65,65,65,65,65,65,65,65,65,65,65,65,65,65,65]
["Millennium South","Wind","Onshore Wind","Falck Renewables Wind Ltd",2016,25,"T1","SHET",0,25,25,25,25,25,25,25,25,25,25,25,25,25,25,25,25,25,25,25,25]
["Moriston","Wind","Onshore Wind","E.ON Climate & Renewables UK Developments Ltd",2021,63,"T1","SHET",0,0,0,0,0,0,63,63,63,63,63,63,63,63,63,63,63,63,63,63,63]
["Moy","Wind","Onshore Wind","Eneco Wind UK Ltd",null,60,"T1","SHET",60,60,60,60,60,60,60,60,60,60,60,60,60,60,60,60,60,60,60,60,60]
["Muaithebheal","Wind","Onshore Wind","Uisenis Power Ltd",2019,150,"T1","SHET",0,0,0,0,150,150,150,150,150,150,150,150,150,150,150,150,150,150,150,150,150]
["Musdale","Wind","Onshore Wind","Infinis",2021,64,"T3","SHET",0,0,0,0,0,0,64,64,64,64,64,64,64,64,64,64,64,64,64,64,64]
["Novar","Wind","Onshore Wind","RWE Npower Ltd",null,18.5,"T5","SHET",18.5,18.5,18.5,18.5,18.5,18.5,18.5,18.5,18.5,18.5,18.5,18.5,18.5,18.5,18.5,18.5,18.5,18.5,18.5,18.5,18.5]
["Novar 2","Wind","Onshore Wind","Novar 2 Wind Farm Ltd",null,32,"T5","SHET",32,32,32,32,32,32,32,32,32,32,32,32,32,32,32,32,32,32,32,32,32]
["Paul's Hill","Wind","Onshore Wind","Pauls Hill Wind Ltd",null,70,"T2","SHET",70,70,70,70,70,70,70,70,70,70,70,70,70,70,70,70,70,70,70,70,70]
["Paul's Hill II","Wind","Onshore Wind","Pauls Hill Wind Ltd",2020,15.5,"T2","SHET",0,0,0,0,0,15.5,15.5,15.5,15.5,15.5,15.5,15.5,15.5,15.5,15.5,15.5,15.5,15.5,15.5,15.5,15.5]
["Pentland Road","Wind","Onshore Wind","Pentland Road Windfarm Ltd",null,18,"T1","SHET",18,18,18,18,18,18,18,18,18,18,18,18,18,18,18,18,18,18,18,18,18]
["Rosehall","Wind","Onshore Wind","E.ON UK plc",null,25,"T5","SHET",25,25,25,25,25,25,25,25,25,25,25,25,25,25,25,25,25,25,25,25,25]
["Rothes III","Wind","Onshore Wind","Fred Olsen Renewables",2019,23,"T1","SHET",0,0,0,0,23,23,23,23,23,23,23,23,23,23,23,23,23,23,23,23,23]
["Rothmaise","Wind","Onshore Wind","WPD Rothmaise Limited",2020,12,"T2","SHET",0,0,0,0,0,12,12,12,12,12,12,12,12,12,12,12,12,12,12,12,12]
["Sallachy","Wind","Onshore Wind","WKN Ltd",2018,66,"T5","SHET",0,0,0,66,66,66,66,66,66,66,66,66,66,66,66,66,66,66,66,66,66]
["Spittal Hill","Wind","Onshore Wind","Spittal Hill Wind Farm Ltd",2019,21,"T5","SHET",0,0,0,0,21,21,21,21,21,21,21,21,21,21,21,21,21,21,21,21,21]
["Stornoway Wind Stage 1","Wind","Onshore Wind","Lewis Wind Power Limited",2019,39,"T1","SHET",0,0,0,0,39,39,39,39,39,39,39,39,39,39,39,39,39,39,39,39,39]
["Stornoway Wind Stage 2","Wind","Onshore Wind","Lewis Wind Power Limited",2021,91,"T1","SHET",0,0,0,0,0,0,91,91,91,91,91,91,91,91,91,91,91,91,91,91,91]
["Strathy North & South","Wind","Onshore Wind","SSE Ltd",2016,200,"T5","SHET",68,200,200,200,200,200,200,200,200,200,200,200,200,200,200,200,200,200,200,200,200]
["Strathy Wood","Wind","Onshore Wind","E.ON Climate & Renewables UK Developments Ltd",2020,84,"T5","SHET",0,0,0,0,0,84,84,84,84,84,84,84,84,84,84,84,84,84,84,84,84]
["Stronelairg","Wind","Onshore Wind","SSE Ltd",2017,228,"T1","SHET",0,0,228,228,228,228,228,228,228,228,228,228,228,228,228,228,228,228,228,228,228]
["Stroupster","Wind","Onshore Wind","Stroupster Wind Farm Ltd",null,32,"T5","SHET",32,32,32,32,32,32,32,32,32,32,32,32,32,32,32,32,32,32,32,32,32]
["Tangy","Wind","Onshore Wind","SSE Ltd",null,19,"T3","SHET",19,19,19,19,19,19,19,19,19,19,19,19,19,19,19,19,19,19,19,19,19]
["Tangy III","Wind","Onshore Wind","SSE Renewables Ltd",2020,39,"T3","SHET",0,0,0,0,0,39,39,39,39,39,39,39,39,39,39,39,39,39,39,39,39]
["Tom Nan Clach","Wind","Onshore Wind","Infinergy Ltd",2018,75,"T1","SHET",0,0,0,75,75,75,75,75,75,75,75,75,75,75,75,75,75,75,75,75,75]
["Tullo","Wind","Onshore Wind","Eneco Wind UK Ltd",null,17,"T2","SHET",17,17,17,17,17,17,17,17,17,17,17,17,17,17,17,17,17,17,17,17,17]
["Tullo 2","Wind","Onshore Wind","Eneco Wind UK Ltd",null,25,"T2","SHET",25,25,25,25,25,25,25,25,25,25,25,25,25,25,25,25,25,25,25,25,25]
["Tullymurdoch","Wind","Onshore Wind","Element Power Limited",2016,18,"T4","SHET",0,18,18,18,18,18,18,18,18,18,18,18,18,18,18,18,18,18,18,18,18]
["Viking","Wind","Onshore Wind","Viking Energy Ltd",2021,412,"K4","SHET",0,0,0,0,0,0,412,412,412,412,412,412,412,412,412,412,412,412,412,412,412]
["Wathegar 2","Wind","Onshore Wind","Scottish Hydro Electric Power Distribution plc",2018,22,"T5","SHET",0,0,0,22,22,22,22,22,22,22,22,22,22,22,22,22,22,22,22,22,22]
["Coire Glas","Pumped_Storage","Pumped_Storage","SSE Ltd",2022,612,"T1","SHET",0,0,0,0,0,0,0,612,612,612,612,612,612,612,612,612,612,612,612,612,612]
["Foyers","Pumped_Storage","Pumped_Storage","SSE Ltd",null,300,"T1","SHET",300,300,300,300,300,300,300,300,300,300,300,300,300,300,300,300,300,300,300,300,300]
["Cantick Head","Marine","Tidal","SSE Renewables",2019,160,"T2","SHET",0,0,0,0,30,95,160,160,160,160,160,160,160,160,160,160,160,160,160,160,160]
["Islay Marine","Marine","Tidal",null,null,30,"T3","SHET",30,30,30,30,30,30,30,30,30,30,30,30,30,30,30,30,30,30,30,30,30]
["Lag Na Greine","Marine","Tidal","Lewis Wind Power Ltd",2019,40,"T1","SHET",0,0,0,0,10,20,40,40,40,40,40,40,40,40,40,40,40,40,40,40,40]
["Meygen","Marine","Tidal","MeyGen Ltd",2018,237,"T5","SHET",0,0,0,15,71,154,237,237,237,237,237,237,237,237,237,237,237,237,237,237,237]
["Ness of Quoys","Marine","Tidal","Atlantis Resource Corporation",null,14.9,"T5","SHET",14.9,14.9,14.9,14.9,14.9,14.9,14.9,14.9,14.9,14.9,14.9,14.9,14.9,14.9,14.9,14.9,14.9,14.9,14.9,14.9,14.9]
["Sound of Islay","Marine","Tidal","Scottish Power Ltd",2017,10,"T3","SHET",0,0,10,10,10,10,10,10,10,10,10,10,10,10,10,10,10,10,10,10,10]
["Westray South","Marine","Tidal","SSE Renewables Developments (UK) Ltd",2021,150,"T2","SHET",0,0,0,0,0,0,60,60,100,150,150,150,150,150,150,150,150,150,150,150,150]
["Caledonian Paper","Biomass","Biomass","UPM-KYMMENE (UK) Ltd",null,20,"S2","SPTL",20,20,20,20,20,20,20,20,20,20,20,20,20,20,20,20,20,20,20,20,20]
["Markinch Biomass CHP Plant","Biomass","Biomass","RWE Npower Ltd",null,55,"S5","SPTL",55,55,55,55,55,55,55,55,55,55,55,55,55,55,55,55,55,55,55,55,55]
["Steven's Croft","Biomass","Biomass","E.ON UK plc",null,45,"S1","SPTL",45,45,45,45,45,45,45,45,45,45,45,45,45,45,45,45,45,45,45,45,45]
["BP Grangemouth","Gas","CHP","Grangemouth CHP Limited",null,120,"S1","SPTL",120,120,120,120,120,120,120,120,120,120,120,120,120,120,120,120,120,120,120,120,120]
["Exxon Mossmoran","Gas","CHP","Exxon Mobil",null,16,"S5","SPTL",16,16,16,16,16,16,16,16,16,16,16,16,16,16,16,16,16,16,16,16,16]
["Longannet","Coal","Coal","Scottish Power Ltd",null,2260,"S5","SPTL",2260,2260,2260,2260,2260,2260,2260,2260,2260,2260,2260,2260,2260,2260,2260,2260,2260,2260,2260,2260,2260]
["Tongland","Hydro","Hydro","Scottish Power Ltd",null,33,"S1","SPTL",33,33,33,33,33,33,33,33,33,33,33,33,33,33,33,33,33,33,33,33,33]
["Moyle","Interconnector","Interconnector_Exist","Moyle",null,500,"S9","SPTL",250,250,500,500,500,500,500,500,500,500,500,500,500,500,500,500,500,500,500,500,500]
["Hunterston","Nuclear","Nuclear_AGR","EDF",null,947,"S2","SPTL",947,947,947,947,947,947,947,947,947,947,947,947,947,947,947,947,947,947,947,947,947]
["Torness","Nuclear","Nuclear_AGR","EDF",null,1216,"S1","SPTL",1216,1216,1216,1216,1216,1216,1216,1216,1216,1216,1216,1216,1216,1216,1216,1216,1216,1216,1216,1216,1216]
["Firth of Forth SPTL","Wind","Offshore_Wind 3","Seagreen Wind Energy Limited",2021,2615,"S1","SPTL",0,0,0,0,0,0,1825,1825,2615,2615,2615,2615,2615,2615,2615,2615,2615,2615,2615,2615,2615]
["Inch Cape","Wind","Offshore_Wind STW","Repsol & EDP Renewables",2018,600,"S1","SPTL",0,0,0,130,330,600,600,600,600,600,600,600,600,600,600,600,600,600,600,600,600]
["Neart na Gaoithe","Wind","Offshore_Wind STW","Mainstream",2018,450,"S1","SPTL",0,0,0,450,450,450,450,450,450,450,450,450,450,450,450,450,450,450,450,450,450]
["Afton","Wind","Onshore Wind","E.ON Climate & Renewables UK Developments Ltd",2017,68,"S1","SPTL",0,0,68,68,68,68,68,68,68,68,68,68,68,68,68,68,68,68,68,68,68]
["Aikengall","Wind","Onshore Wind","Community Wind Power Ltd",null,48,"S1","SPTL",48,48,48,48,48,48,48,48,48,48,48,48,48,48,48,48,48,48,48,48,48]
["Aikengall 2","Wind","Onshore Wind","Community Wind Power Ltd",2016,140,"S1","SPTL",0,140,140,140,140,140,140,140,140,140,140,140,140,140,140,140,140,140,140,140,140]
["Airies","Wind","Onshore Wind","Airies WindFarm Limited",2016,35,"S1","SPTL",0,35,35,35,35,35,35,35,35,35,35,35,35,35,35,35,35,35,35,35,35]
["Andershaw","Wind","Onshore Wind","Andershaw Wind Power Limited",null,35,"S1","SPTL",35,35,35,35,35,35,35,35,35,35,35,35,35,35,35,35,35,35,35,35,35]
["Annabagliesh","Wind","Onshore Wind","RES UK & Ireland Ltd",2017,35,"S1","SPTL",0,0,35,35,35,35,35,35,35,35,35,35,35,35,35,35,35,35,35,35,35]
["Arecleoch","Wind","Onshore Wind","Scottish Power Ltd",null,114,"S1","SPTL",114,114,114,114,114,114,114,114,114,114,114,114,114,114,114,114,114,114,114,114,114]
["Assel Valley","Wind","Onshore Wind","Falck Renewables Wind Ltd",2016,30,"S1","SPTL",0,30,30,30,30,30,30,30,30,30,30,30,30,30,30,30,30,30,30,30,30]
["Auchrobert","Wind","Onshore Wind","Falck Renewables Wind Ltd",2016,36,"S1","SPTL",0,36,36,36,36,36,36,36,36,36,36,36,36,36,36,36,36,36,36,36,36]
["Benbrack & Quantans Hill","Wind","Onshore Wind","E.ON Climate & Renewables UK Developments Ltd",2018,72,"S1","SPTL",0,0,0,72,72,72,72,72,72,72,72,72,72,72,72,72,72,72,72,72,72]
["Birneyknowe","Wind","Onshore Wind","Banks Renewables Ltd",2021,60,"S1","SPTL",0,0,0,0,0,0,60,60,60,60,60,60,60,60,60,60,60,60,60,60,60]
["Black Law","Wind","Onshore Wind","Scottish Power Ltd",null,118,"S1","SPTL",118,118,118,118,118,118,118,118,118,118,118,118,118,118,118,118,118,118,118,118,118]
["Blackcraig","Wind","Onshore Wind","SSE Ltd",2017,58,"S7","SPTL",0,0,58,58,58,58,58,58,58,58,58,58,58,58,58,58,58,58,58,58,58]
["Blacklaw Extension","Wind","Onshore Wind","Scottish Power Ltd",null,69,"S1","SPTL",69,69,69,69,69,69,69,69,69,69,69,69,69,69,69,69,69,69,69,69,69]
["Bowbeat","Wind","Onshore Wind","E.ON UK plc",null,33,"S1","SPTL",33,33,33,33,33,33,33,33,33,33,33,33,33,33,33,33,33,33,33,33,33]
["Brockloch Rig","Wind","Onshore Wind","Fred Olsen Renewables",2016,75,"S1","SPTL",0,75,75,75,75,75,75,75,75,75,75,75,75,75,75,75,75,75,75,75,75]
["Calderwater","Wind","Onshore Wind","Community Windpower Ltd",null,33,"S4","SPTL",33,33,33,33,33,33,33,33,33,33,33,33,33,33,33,33,33,33,33,33,33]
["Clyde North","Wind","Onshore Wind","Clyde Wind Farm (Scotland) Ltd",null,375,"S7","SPTL",375,375,375,375,375,375,375,375,375,375,375,375,375,375,375,375,375,375,375,375,375]
["Clyde South","Wind","Onshore Wind","Clyde Wind Farm (Scotland) Ltd",null,129,"S7","SPTL",129,129,129,129,129,129,129,129,129,129,129,129,129,129,129,129,129,129,129,129,129]
["Crystal Rig","Wind","Onshore Wind","Crystal Rig Windfarm Ltd",null,62,"S1","SPTL",62,62,62,62,62,62,62,62,62,62,62,62,62,62,62,62,62,62,62,62,62]
["Crystal Rig Extension","Wind","Onshore Wind","Crystal Rig Limited",null,200,"S1","SPTL",138,200,200,200,200,200,200,200,200,200,200,200,200,200,200,200,200,200,200,200,200]
["Cumberhead","Wind","Onshore Wind","Falck Renewables Wind Ltd",2019,50,"S1","SPTL",0,0,0,0,50,50,50,50,50,50,50,50,50,50,50,50,50,50,50,50,50]
["Dalswinton","Wind","Onshore Wind","Dalswinton Wind Farm (Scotland) Ltd",null,30,"S1","SPTL",30,30,30,30,30,30,30,30,30,30,30,30,30,30,30,30,30,30,30,30,30]
["Dersalloch","Wind","Onshore Wind","Scottish Power Ltd",2016,69,"S1","SPTL",0,69,69,69,69,69,69,69,69,69,69,69,69,69,69,69,69,69,69,69,69]
["Douglas West","Wind","Onshore Wind","3R Energy Solutions",2021,45,0,"SPTL",0,0,0,0,0,0,45,45,45,45,45,45,45,45,45,45,45,45,45,45,45]
["Dunlaw Extension","Wind","Onshore Wind","Scottish Power Ltd",null,30,"S1","SPTL",30,30,30,30,30,30,30,30,30,30,30,30,30,30,30,30,30,30,30,30,30]
["Earlsburn","Wind","Onshore Wind","Falck Renewables",null,35,"S5","SPTL",35,35,35,35,35,35,35,35,35,35,35,35,35,35,35,35,35,35,35,35,35]
["Earlshaugh","Wind","Onshore Wind","Wind Energy Ltd",2017,55,"S1","SPTL",0,0,55,55,55,55,55,55,55,55,55,55,55,55,55,55,55,55,55,55,55]
["Ewe Hill","Wind","Onshore Wind","Scottish Power Ltd",2016,39,"S1","SPTL",0,39,39,39,39,39,39,39,39,39,39,39,39,39,39,39,39,39,39,39,39]
["Fallago","Wind","Onshore Wind","Fallago Rig Wind Farm Ltd",null,144,"S1","SPTL",144,144,144,144,144,144,144,144,144,144,144,144,144,144,144,144,144,144,144,144,144]
["Galawhistle","Wind","Onshore Wind","Infinis",2016,55,"S1","SPTL",0,55,55,55,55,55,55,55,55,55,55,55,55,55,55,55,55,55,55,55,55]
["Glen App Windfarm","Wind","Onshore Wind","ScottishPower Renewables (UK) Ltd",2016,32,"S1","SPTL",0,32,32,32,32,32,32,32,32,32,32,32,32,32,32,32,32,32,32,32,32]
["Glenmount","Wind","Onshore Wind","RWE Npower",2019,75,"S1","SPTL",0,0,0,0,75,75,75,75,75,75,75,75,75,75,75,75,75,75,75,75,75]
["Hadyard Hill","Wind","Onshore Wind","SSE Generation Ltd",null,100,"S1","SPTL",100,100,100,100,100,100,100,100,100,100,100,100,100,100,100,100,100,100,100,100,100]
["Harburn Head","Wind","Onshore Wind","Scottish Power Ltd",2016,52,"S1","SPTL",0,0,52,52,52,52,52,52,52,52,52,52,52,52,52,52,52,52,52,52,52]
["Harestanes","Wind","Onshore Wind","Scottish Power Ltd",null,163,"S1","SPTL",146,163,163,163,163,163,163,163,163,163,163,163,163,163,163,163,163,163,163,163,163]
["Harry Burn","Wind","Onshore Wind","RWE Innogy UK Ltd",2020,110,0,"SPTL",0,0,0,0,0,110,110,110,110,110,110,110,110,110,110,110,110,110,110,110,110]
["Harting Rig","Wind","Onshore Wind","Banks Renewables Ltd",2020,61,0,"SPTL",0,0,0,0,0,61,61,61,61,61,61,61,61,61,61,61,61,61,61,61,61]
["Keithshill","Wind","Onshore Wind","Diamond Wind Ltd",2016,4,"S1","SPTL",0,4,4,4,4,4,4,4,4,4,4,4,4,4,4,4,4,4,4,4,4]
["Kennoxhead","Wind","Onshore Wind","PNE Wind UK",2019,60,"S1","SPTL",0,0,0,0,60,60,60,60,60,60,60,60,60,60,60,60,60,60,60,60,60]
["Kiers Hill","Wind","Onshore Wind","RES UK & Ireland Ltd",2018,58,"S1","SPTL",0,0,0,58,58,58,58,58,58,58,58,58,58,58,58,58,58,58,58,58,58]
["Kilgallioch","Wind","Onshore Wind","ScottishPower Renewables (UK) Ltd",2016,274,"S1","SPTL",0,274,274,274,274,274,274,274,274,274,274,274,274,274,274,274,274,274,274,274,274]
["Kype Muir","Wind","Onshore Wind","Banks Renewables",2018,100,"S4","SPTL",0,0,0,100,100,100,100,100,100,100,100,100,100,100,100,100,100,100,100,100,100]
["Leadhills","Wind","Onshore Wind","Falck Renewables Wind Ltd",2017,50,"S1","SPTL",0,0,50,50,50,50,50,50,50,50,50,50,50,50,50,50,50,50,50,50,50]
["Lethans","Wind","Onshore Wind","Banks Renewables (Lethans Wind Farm) Limited",2020,88,"S1","SPTL",0,0,0,0,0,88,88,88,88,88,88,88,88,88,88,88,88,88,88,88,88]
["Loch Hill","Wind","Onshore Wind","Loch Hill Windfarm Ltd",2019,33,"S1","SPTL",0,0,0,0,28,33,33,33,33,33,33,33,33,33,33,33,33,33,33,33,33]
["Loch Urr","Wind","Onshore Wind","E.ON Climate & Renewables UK Developments Ltd",2019,84,"S1","SPTL",0,0,0,0,84,84,84,84,84,84,84,84,84,84,84,84,84,84,84,84,84]
["Long Burn","Wind","Onshore Wind","Longburn Wind Farm Limited",2022,60,"S1","SPTL",0,0,0,0,0,0,0,60,60,60,60,60,60,60,60,60,60,60,60,60,60]
["Longpark","Wind","Onshore Wind","Longpark Windfarm Ltd",null,38,"S1","SPTL",38,38,38,38,38,38,38,38,38,38,38,38,38,38,38,38,38,38,38,38,38]
["Lorg","Wind","Onshore Wind","E.on Climate and Renewables Uk Developments Limite",2022,66,"S1","SPTL",0,0,0,0,0,0,0,66,66,66,66,66,66,66,66,66,66,66,66,66,66]
["Margree","Wind","Onshore Wind","NBW Wind Energy Ltd",2017,42,"S1","SPTL",0,0,42,42,42,42,42,42,42,42,42,42,42,42,42,42,42,42,42,42,42]
["Mark Hill","Wind","Onshore Wind","ScottishPower Renewables (UK) Ltd",null,56,"S1","SPTL",56,56,56,56,56,56,56,56,56,56,56,56,56,56,56,56,56,56,56,56,56]
["Middle Muir","Wind","Onshore Wind","Banks Renewables (Middle Muir Wind Farm) Limited",2018,51,"S1","SPTL",0,0,0,51,51,51,51,51,51,51,51,51,51,51,51,51,51,51,51,51,51]
["Minnygap","Wind","Onshore Wind","RES UK & Ireland Ltd",2017,25,"S1","SPTL",0,0,25,25,25,25,25,25,25,25,25,25,25,25,25,25,25,25,25,25,25]
["Minsca","Wind","Onshore Wind","Minsca Wind Farm (Scotland) Ltd",null,38,"S1","SPTL",38,38,38,38,38,38,38,38,38,38,38,38,38,38,38,38,38,38,38,38,38]
["Pencloe","Wind","Onshore Wind","Pencloe Wind Energy Ltd",2017,96,"S1","SPTL",0,0,63,63,63,63,63,96,96,96,96,96,96,96,96,96,96,96,96,96,96]
["Penmanshiel","Wind","Onshore Wind","RES UK & Ireland Ltd",2016,29,"S1","SPTL",0,29,29,29,29,29,29,29,29,29,29,29,29,29,29,29,29,29,29,29,29]
["Quixwood","Wind","Onshore Wind","Banks Renewables Ltd",2016,33,0,"SPTL",0,33,33,33,33,33,33,33,33,33,33,33,33,33,33,33,33,33,33,33,33]
["Sandy Knowe","Wind","Onshore Wind","Sandy Knowe Windfarm Ltd",2020,90,0,"SPTL",0,0,0,0,0,90,90,90,90,90,90,90,90,90,90,90,90,90,90,90,90]
["Sanquhar","Wind","Onshore Wind","Sanquhar Community Wind Company Limited",2022,99,"S1","SPTL",0,0,0,0,0,0,0,99,99,99,99,99,99,99,99,99,99,99,99,99,99]
["Solway Bank","Wind","Onshore Wind","RES UK & Ireland Ltd",2016,35,"S1","SPTL",0,35,35,35,35,35,35,35,35,35,35,35,35,35,35,35,35,35,35,35,35]
["South Kyle","Wind","Onshore Wind","Vattenfall Wind Power Ltd",2018,165,"S1","SPTL",0,0,0,165,165,165,165,165,165,165,165,165,165,165,165,165,165,165,165,165,165]
["Stranoch","Wind","Onshore Wind","EDF Energy Renewables Ltd",2022,72,"S1","SPTL",0,0,0,0,0,0,0,72,72,72,72,72,72,72,72,72,72,72,72,72,72]
["Toddleburn","Wind","Onshore Wind","SSE Toddleburn Ltd",null,28,"S1","SPTL",28,28,28,28,28,28,28,28,28,28,28,28,28,28,28,28,28,28,28,28,28]
["Tormywheel","Wind","Onshore Wind","PM Renewables Ltd",null,32,"S5","SPTL",0,32,32,32,32,32,32,32,32,32,32,32,32,32,32,32,32,32,32,32,32]
["Tralorg","Wind","Onshore Wind","PNE Wind UK",2018,20,"S1","SPTL",0,0,0,20,20,20,20,20,20,20,20,20,20,20,20,20,20,20,20,20,20]
["Ulzieside","Wind","Onshore Wind","NBW Wind Energy Ltd",2017,30,"S1","SPTL",0,0,30,30,30,30,30,30,30,30,30,30,30,30,30,30,30,30,30,30,30]
["Whitelaw Brae","Wind","Onshore Wind","Whitelaw Brae Windfarm Ltd",2019,50,0,"SPTL",0,0,0,0,50,50,50,50,50,50,50,50,50,50,50,50,50,50,50,50,50]
["Whitelee","Wind","Onshore Wind","ScottishPower Renewables (UK) Ltd",null,305,"S1","SPTL",305,305,305,305,305,305,305,305,305,305,305,305,305,305,305,305,305,305,305,305,305]
["Whitelee Extension","Wind","Onshore Wind","ScottishPower Renewables (UK) Ltd",null,206,"S1","SPTL",206,206,206,206,206,206,206,206,206,206,206,206,206,206,206,206,206,206,206,206,206]
["Whiteside Hill","Wind","Onshore Wind","SSE Renewables Developments (UK) Ltd",2016,27,"S1","SPTL",0,27,27,27,27,27,27,27,27,27,27,27,27,27,27,27,27,27,27,27,27]
["Windy Standard III","Wind","Onshore Wind","Fred Olson",2018,44,"S4","SPTL",0,0,0,44,44,44,44,44,44,44,44,44,44,44,44,44,44,44,44,44,44]
["Cruachan","Pumped_Storage","Pumped_Storage","Scottish Power Ltd",null,440,"S6","SPTL",440,440,440,440,440,440,440,440,440,440,440,440,440,440,440,440,440,440,440,440,440]

{"sheet":"F.2","index":2,"n_rows":32,"n_cols":4,"rows_kept":32,"cut":false,"hidden":false,"merged":[[0,0,0,3]]}
["Table F1.1 - Boundary to Zone Mapping Table"]
["Boundary Number ","Boundary Name","Licensee","ETYS Zones"]
["B0","Upper North SHE Transmission","SHE Transmission","T5"]
["B1","North West SHE Transmission","SHE Transmission","T1, T5"]
["B2 ","North to South SHE Transmission","SHE Transmission","T1, T2, T5"]
["B3b","Argyll and Kintyre","SHE Transmission","T3"]
["B4","SHE Transmission to SP Transmission","SHE Transmission/SP Transmission","T0"]
["B5","North to South SP Transmission","SP Transmission","T0, S8, S7, S6, S5, S4"]
["B6","SP Transmission to NGET","SPT/NGET","S0, T0"]
["B7","Upper North","NGET","S0, T0, Q0"]
["B7a","Upper North b","NGET","S0, T0, Q0, R0"]
["B8 ","North to Midlands","NGET","S0, T0, Q0, P0, N0, M0, R0"]
["B9","Midlands to South","NGET","S0, T0, Q0, R0, P0, M0, N0, L0, K0"]
["B10","South Coast","NGET","B0, E0, F0"]
["B11","North East & Yorkshire","NGET","S0, T0, Q0, P0,"]
["B12","South & South West","NGET","B0, E0, F0, G0, H0, D6"]
["B13","South West","NGET","E0, F0"]
["B14","London","NGET","A0"]
["B15","Thames Estuary","NGET","C0"]
["B16","North East, Trent & Yorkshire","NGET","S0, T0, Q0, P0, K0"]
["B17","West Midlands","NGET","L0"]
["NW1","North Wales 1","NGET","M8"]
["NW2","North Wales 2","NGET","M6, M8"]
["NW3","North Wales 3","NGET","M6, M7, M8"]
["NW4","North Wales 4","NGET","M0"]
["EC1","Humber","NGET","P7"]
["EC3","Wash","NGET","J1"]
["EC5","East Anglia","NGET","J2, J3, J5"]
["SC1","South coast","NGET","B1, B3, C4, C7, C9, E1/6, E8, F6"]
["SW1","South Wales 1","NGET","H0, G5, G6, G7"]
[]
[null,null,null,"Note, T0 means all subzones of major zone T such as T1, T2, T3, T4 and T5. "]

{"sheet":"Embedded Wind","index":3,"n_rows":102,"n_cols":24,"rows_kept":102,"cut":false,"hidden":true,"merged":[]}
["Embedded Wind Capacity by Flop Zone - No Progression 2014"]
[]
[]
["Flop Zone","2013/14","2014/15","2015/16","2016/17","2017/18","2018/19","2019/20","2020/21","2021/22","2022/23","2023/24","2024/25","2025/26","2026/27","2027/28","2028/29","2029/30","2030/31","2031/32","2032/33","2033/34","2034/35","2035/36"]
["England & Wales"]
[]
["A1",2.448090153545663,2.6663009620328491,2.9111747801403642,3.0024886514370084,3.1013999046973941,3.2549732208613626,3.4716269336110446,3.6885128801828042,3.743427415543914,3.8259028077021617,3.900349595506305,3.9671537943550441,4.0266876133163585,4.0793096581596657,4.1253651802737732,4.1651863595474108,4.1990926120078411,4.2273909150561657,4.2503761446911819,4.2895833010305289,4.3242939583958666,4.3547017665673922,4.380993980269146]
["A3",0,0,0,0,0,0,0,0,0,0,0,0,0,0,0,0,0,0,0,0,0,0,0]
["A4",0,0,0,0,0,0,0,0,0,0,0,0,0,0,0,0,0,0,0,0,0,0,0]
["A6",0,0,0,0,0,0,0,0,0,0,0,0,0,0,0,0,0,0,0,0,0,0,0]
["A7",10.281978644891783,11.198464040537965,12.226934076589529,12.610452336035435,13.025879599729056,13.670887527617722,14.580833121166386,15.491754096767776,15.722395145284437,16.068791792349078,16.381468301126478,16.662045936291182,16.912087975928703,17.133100564270595,17.326533757149846,17.493782710099122,17.636188970432933,17.755041843235894,17.851579807702961,18.01624986432822,18.162034625262638,18.289747419583044,18.400174717130408]
["A8",16.402204028755939,17.864216445620087,19.504871026940439,20.116673964627953,20.77937936147254,21.808320579771127,23.259900455193996,24.713036297224786,25.080963684144223,25.633548811604481,26.132342289892243,26.579930422178794,26.978807009219597,27.33137470966976,27.63994670783428,27.90674860896765,28.133920500452536,28.323519130876306,28.477520169430917,28.740208116904544,28.972769521252303,29.176501836001528,29.352659667803273]
["A9",0,0,0,0,0,0,0,0,0,0,0,0,0,0,0,0,0,0,0,0,0,0,0]
["B1",0,0,0,0,0,0,0,0,0,0,0,0,0,0,0,0,0,0,0,0,0,0,0]
["B2",0,0,0,0,0,0,0,0,0,0,0,0,0,0,0,0,0,0,0,0,0,0,0]
["B3",0,0,0,0,0,0,0,0,0,0,0,0,0,0,0,0,0,0,0,0,0,0,0]
["B4",1.6320601023637751,1.7775339746885659,1.9407831867602428,2.0016591009580056,2.0675999364649296,2.1699821472409084,2.3144179557406961,2.4590085867885358,2.4956182770292759,2.5506018718014407,2.6002330636708697,2.6447691962366959,2.684458408877572,2.7195397721064438,2.7502434535158486,2.7767909063649405,2.7993950746718941,2.8182606100374432,2.8335840964607879,2.8597222006870191,2.8828626389305771,2.9031345110449278,2.9206626535127636]
["C1",10.608390665364539,11.553970835475679,12.615090713941578,13.010784156227036,13.439399587022042,14.104883957065905,15.043716712314525,15.983555814125484,16.221518800690294,16.578912166709365,16.901514913860655,17.190999775538522,17.448979657704218,17.677008518691885,17.876582447853018,18.049140891372112,18.196067985367311,18.318693965243384,18.418296626995122,18.588194304465624,18.738607153048754,18.870374321792031,18.984307247832962]
["C2",0,0,0,0,0,0,0,0,0,0,0,0,0,0,0,0,0,0,0,0,0,0,0]
["C3",3.7537382354366824,4.088328141783701,4.4638013295485583,4.6038159322034122,4.7554798538693372,4.9909589386540887,5.3231612982036003,5.655719749613632,5.7399220371673341,5.8663843051433133,5.9805360464430004,6.0829691513444004,6.1742543404184156,6.2549414758448201,6.3255599430864518,6.3866190846393627,6.4386086717453557,6.4819994030861192,6.5172434218598116,6.5773610615801434,6.6305840695403271,6.6772093754033337,6.7175241030793558]
["C4",196.01709425194599,201.87889736334324,207.10287214963691,226.00418212187094,234.81113640146447,244.78421468966778,249.40616056166098,254.03306075519185,255.20457084289552,256.96404587560482,258.55224401542654,259.97740025753296,261.24745506204101,262.37005868536494,263.35257649046588,264.20209498163683,264.92542836745929,265.52912549915686,266.01947706470389,266.85589639994333,267.59639042373715,268.2450903313964,268.80599089036713]
["C5",20.645560294901756,22.485804779810362,24.550907312517072,25.320987627118772,26.155139196281361,27.450274162597495,29.27738714011981,31.106458622874985,31.569571204420342,32.26511367828823,32.892948255436508,33.456330332394209,33.958398872301288,34.402178117146519,34.790579686975491,35.1264049655165,35.412347694599461,35.650996716973665,35.844838820228972,36.175485838690797,36.468212382471805,36.724651564718343,36.946382566936464]
["C6",0,0,0,0,0,0,0,0,0,0,0,0,0,0,0,0,0,0,0,0,0,0,0]
["C7",0,0,0,0,0,0,0,0,0,0,0,0,0,0,0,0,0,0,0,0,0,0,0]
["C9",0,0,0,0,0,0,0,0,0,0,0,0,0,0,0,0,0,0,0,0,0,0,0]
["D4",11.424420716546427,12.442737822819963,13.585482307321701,14.01161370670604,14.473199555254507,15.189875030686361,16.200925690184874,17.213060107519755,17.469327939204934,17.854213102610089,18.201631445696091,18.513384373656873,18.791208862143005,19.036778404745107,19.251704174610943,19.437536344554584,19.59576552270326,19.727824270262104,19.835088675225517,20.018055404809136,20.180038472514042,20.321941577314497,20.444638574589348]
["D5",0,0,0,0,0,0,0,0,0,0,0,0,0,0,0,0,0,0,0,0,0,0,0]
["D6",0,0,0,0,0,0,0,0,0,0,0,0,0,0,0,0,0,0,0,0,0,0,0]
["E1",0,0,0,0,0,0,0,0,0,0,0,0,0,0,0,0,0,0,0,0,0,0,0]
["E7",0,0,0,0,0,0,0,0,0,0,0,0,0,0,0,0,0,0,0,0,0,0,0]
["E8",0,0,0,0,0,0,0,0,0,0,0,0,0,0,0,0,0,0,0,0,0,0,0]
["F6",118.3651589239328,128.91565151428827,140.75530061978662,145.17032629697937,149.95268539211901,157.3779552286469,167.85316224009401,178.3395977568386,180.99471554154826,184.98240075239951,188.58190294272984,191.81188595706638,194.69034610384594,197.23462197201985,199.46140646623695,201.38676048411733,203.02612779057912,204.3943507429656,205.50568659581867,207.40135260482609,209.07961288844015,210.54983041353341,211.82105894601321]
["G1",0,0,0,0,0,0,0,0,0,0,0,0,0,0,0,0,0,0,0,0,0,0,0]
["G5",0,0,0,0,0,0,0,0,0,0,0,0,0,0,0,0,0,0,0,0,0,0,0]
["G6",5.7122103582732136,6.2213689114099813,6.7927411536608506,7.00580685335302,7.2365997776272533,7.5949375153431804,8.1004628450924372,8.6065300537598777,8.734663969602467,8.9271065513050445,9.1008157228480453,9.2566921868284364,9.3956044310715026,9.5183892023725534,9.6258520873054714,9.7187681722772918,9.7978827613516302,9.8639121351310521,9.9175443376127586,10.009027702404568,10.090019236257021,10.160970788657249,10.222319287294674]
["G7",13.219686829146578,14.398025194977384,15.720343812757967,16.213438717759843,16.74755948536593,17.576855392651357,18.74678544149964,19.917969552987142,20.214508043937133,20.659875161591671,21.061887815734046,21.422630489517235,21.744113111908334,22.028272154062194,22.276971973478375,22.492006341556017,22.675100104842343,22.827910941303291,22.952031181332384,23.163749825564857,23.351187375337677,23.515389539463918,23.657367493453386]
["H1",100.74707011891583,109.72717225752517,119.80454611870978,123.56241630213766,127.63294407798008,133.95299794918125,142.86902040787317,151.79460006245631,154.05451624101718,157.44865354630292,160.5123870204028,163.26160248369123,165.71161758001253,167.87719013213075,169.77252838553335,171.41130264990775,172.80665795949602,173.97122745761138,174.91714627452444,176.53065144840969,177.95911070118453,179.21049336680341,180.2925056013429]
["H2",24.317695525220252,26.485256222859636,28.917669482727621,29.824720604274283,30.80723905332745,32.332733993889541,34.484827540536379,36.639227943149187,37.184712327736214,38.003967889841469,38.743472648695963,39.407061023926772,39.998430292275827,40.521142604386014,40.978627457386153,41.374184504837615,41.710986612611222,41.992083089557909,42.220403037265747,42.609860790236588,42.95465332006561,43.256704214569432,43.517873537340179]
["H6",159.86028702653178,174.10945282074505,190.09971314316579,196.06250893883663,202.52141377673985,212.54975132224698,226.6972387648012,240.8598910759371,244.44581023501757,249.83145334295114,254.69282858656172,259.0551427713844,262.94270114955816,266.37892067782616,269.38634627187741,271.9866692784459,274.20074756411202,276.04862675316758,277.54956224833415,280.10978955729354,282.37639548325006,284.36202535685072,286.07890691157519]
["J1",111.58394919861131,121.52999784945727,132.69134647879781,136.85343273249885,141.36180765610723,148.36167940686093,158.23675563399141,168.12241707873221,170.62542160049162,174.38464997506452,177.77793456317738,180.82286994670292,183.53642141495962,185.93493421891756,188.0341449168786,189.849194268171,191.39464125531742,192.68447790826002,193.7321446750241,195.51920686097154,197.1013186236836,198.48730652014174,199.68570562066768]
["J2",0,0,0,0,0,0,0,0,0,0,0,0,0,0,0,0,0,0,0,0,0,0,0]
["J3",0,0,0,0,0,0,0,0,0,0,0,0,0,0,0,0,0,0,0,0,0,0,0]
["J4",49.369818096504197,53.770402734329117,58.70869139949734,60.550187803979661,62.544898078064115,65.641959954037475,70.011143161156056,74.385009750353206,75.492452880135588,77.155706621993588,78.657050176043811,80.004268186160047,81.204866868546546,82.266078106219922,83.194864468854419,83.997924917539436,84.681701008824788,85.25238345363266,85.715918917938836,86.506596570782335,87.206594827649965,87.819818959109071,88.350045268761093]
["J5",42.102600568385064,44.307393700815567,46.601045130422634,49.716789153955276,51.536170898610493,53.867553965795921,55.896877075217944,57.928375441440096,58.442741589322488,59.215261095871405,59.912579341636885,60.538312004186743,61.095945441791052,61.588838595156695,62.020225318958836,62.393217031488575,62.710805596201276,62.975866368087246,63.191161352335236,63.558401716713782,63.883524874035771,64.168344677242402,64.414615078915489]
["J6",16.728616049228695,18.219723240557801,19.893027664292489,20.517005784819556,21.192899348765526,22.24231700921931,23.722784046342134,25.204838014582496,25.580087339550079,26.143669185964768,26.652388902626416,27.108884261426134,27.515698690995116,27.875282664091049,28.189995398537452,28.462106790240639,28.693799515386914,28.887171252883796,29.044236988723078,29.312152557041948,29.549342049038419,29.757128738210511,29.936792198505827]
["J7",137.05224709599801,149.26841552447232,162.9772681081914,168.0893230029485,173.62670466464243,182.22425081455526,194.35324783332496,206.49524607556731,209.56954481353344,214.18679218452598,218.3545715217613,222.09449325397654,225.4273948854941,228.3733523626386,230.9516940089934,233.18101636199586,235.07920139557228,236.6634347278943,237.95022450029467,240.14517180269243,242.08839010419521,243.79072056499783,245.26264632873432]
["J8",0,0,0,0,0,0,0,0,0,0,0,0,0,0,0,0,0,0,0,0,0,0,0]
["K1",0,0,0,0,0,0,0,0,0,0,0,0,0,0,0,0,0,0,0,0,0,0,0]
["K4",11.09800869607367,12.087231027882247,13.197325669969651,13.611281886514435,14.059679567961519,14.755878601238175,15.738042099036733,16.721258390162042,16.970204283799074,17.344092728249795,17.681584832961914,17.98443053440953,18.254317180367487,18.492870450323814,18.701655483907771,18.882178163281594,19.035886507768879,19.164172148254615,19.268371855933356,19.446110964671728,19.603465944727922,19.74131467510551,19.86050604388679]
["K5",0,0,0,0,0,0,0,0,0,0,0,0,0,0,0,0,0,0,0,0,0,0,0]
["K6",1.6320601023637751,1.7775339746885659,1.9407831867602428,2.0016591009580056,2.0675999364649296,2.1699821472409084,2.3144179557406961,2.4590085867885358,2.4956182770292759,2.5506018718014407,2.6002330636708697,2.6447691962366959,2.684458408877572,2.7195397721064438,2.7502434535158486,2.7767909063649405,2.7993950746718941,2.8182606100374432,2.8335840964607879,2.8597222006870191,2.8828626389305771,2.9031345110449278,2.9206626535127636]
["L1",0,0,0,0,0,0,0,0,0,0,0,0,0,0,0,0,0,0,0,0,0,0,0]
["L2",0,0,0,0,0,0,0,0,0,0,0,0,0,0,0,0,0,0,0,0,0,0,0]
["L3",39.414251472085169,42.927445488728871,46.869913960259865,48.340067288135835,49.932538465628049,52.405068855867938,55.893193631137812,59.385057370943144,60.269181390257017,61.597035204004797,62.795628487651506,63.871176089116204,64.829670574393361,65.676885496370616,66.418379402407751,67.059500388713317,67.605391053326244,68.060993732404256,68.431055929528029,69.062291146591519,69.621132730173443,70.110698441735011,70.534003082333243]
["L5",0,0,0,0,0,0,0,0,0,0,0,0,0,0,0,0,0,0,0,0,0,0,0]
["L7",2.0400751279547191,2.2219174683607075,2.4259789834503036,2.5020738761975068,2.5844999205811616,2.7124776840511355,2.8930224446758701,3.07376073348567,3.1195228462865949,3.1882523397518012,3.2502913295885874,3.30596149529587,3.3555730110969653,3.3994247151330548,3.4378043168948111,3.4709886329561757,3.4992438433398676,3.5228257625468045,3.5419801205759849,3.5746527508587742,3.6035782986632219,3.62891813880616,3.6508283168909546]
["L8",0,0,0,0,0,0,0,0,0,0,0,0,0,0,0,0,0,0,0,0,0,0,0]
["M4",74.372978864717226,81.002223226557945,88.441489820664259,91.215605230656308,94.220529104706827,98.886086449768186,105.46802624310352,112.05702129995358,113.72532488422409,116.23092729799166,118.49262071148154,120.52213227250623,122.33076969255096,123.92942741489064,125.32859417671722,126.53836160305033,127.56843355279821,128.42813599940629,129.1264272757181,130.31754068530745,131.3720504560664,132.29583966831737,133.09459712057662]
["M5",138.74958960245635,151.11705085814845,164.99568262242207,170.17104846794484,175.777008598566,184.48103224768585,196.76024250729529,209.05261500582742,212.1649878216439,216.83941813119952,221.05881390797902,224.84505321806273,228.21923163072682,231.20167372562935,233.81194720064991,236.06887890461542,237.99057227323109,239.59442576233329,240.89715196061391,243.11928289140695,245.08656724868305,246.80998045648457,248.30013548838761]
["M6",38.226111717564336,41.633400755155591,45.457023800298408,46.8828594626384,48.427325711881572,50.825321852676552,54.208297359358582,57.594899119761088,58.452371284579698,59.740197041333346,60.902658817299113,61.945784114255893,62.875384852730491,63.697060542277121,64.416202168248205,65.037996608879638,65.567431438965102,66.009300008297004,66.36820670730458,66.980413384491371,67.52240872903198,67.997216517694298,68.407760670575954]
["M7",0,0,0,0,0,0,0,0,0,0,0,0,0,0,0,0,0,0,0,0,0,0,0]
["M8",26.550353745253897,28.916922700233595,31.572660882215633,32.562990254384836,33.635715766411472,35.301269571315103,37.65095130398965,40.003151689875907,40.598718130712264,41.493191250465841,42.300591479797717,43.025105284378576,43.670769395620347,44.24147301262763,44.740960501795833,45.172834464744852,45.540559074762378,45.847463604089135,46.096746081224104,46.521960760776437,46.898409410122639,47.228192225678896,47.513340047345643]
["N1",10.8760485221522,11.845486407324605,12.933379156570261,13.33905624878415,13.778485976602292,14.460761029213415,15.423281257056003,16.386833222358806,16.630800198123097,16.997210873684804,17.327953136302678,17.624741923721345,17.889230836760145,18.123013041317343,18.32762237422962,18.504534600015965,18.655168777613504,18.780888705289527,18.883004418814693,19.057188745378301,19.21139662583337,19.346488381603404,19.46329592300906]
["N2",0,0,0,0,0,0,0,0,0,0,0,0,0,0,0,0,0,0,0,0,0,0,0]
["N3",71.973850514242486,78.389248283765767,85.58853853612672,88.273166352248055,91.181157198103392,95.696212693324071,102.06583184816472,108.44227867737446,110.05676601699108,112.48154254644355,114.67027810788538,116.63432155403831,118.38461583150094,119.93170394989419,121.28573630004895,122.45647897069389,123.45332279303055,124.28529290265128,124.96105865392076,126.11374905029757,127.13424237683847,128.02823193708133,128.8012230199129]
["N4",53.041953326822686,57.769854177378392,63.075453569707889,65.053920781135176,67.196997935110204,70.524419785329513,75.218583561572629,79.917779070627418,81.107594003451467,82.894560833546819,84.507574569303273,85.954998877692617,87.244898288521085,88.385042593459417,89.382912239265082,90.245704456860565,90.98033992683655,91.593469826216904,92.091483134975604,92.940971522328127,93.693035765243764,94.351871608960153,94.921536239164809]
["N5",11.506023721664615,12.53161452155439,13.682521466659713,14.111696661753939,14.576579552077753,15.298374138048404,16.31664658797191,17.336010536859181,17.594108853056397,17.98174319620016,18.331643098879631,18.645622833468707,18.925431782586884,19.172755393350428,19.389216347286734,19.576375889872832,19.735735276436852,19.868737300763978,19.976767880048556,20.161041514843486,20.32418160446057,20.467098302866741,20.590671707264985]
["N6",0,0,0,0,0,0,0,0,0,0,0,0,0,0,0,0,0,0,0,0,0,0,0]
["N7",0,0,0,0,0,0,0,0,0,0,0,0,0,0,0,0,0,0,0,0,0,0,0]
["P1",23.191574054589243,25.258757780324522,27.578529083863049,28.443575824613259,29.380595097166648,30.835446312293307,32.887879151075296,34.942512018265099,35.46273571658601,36.244052598298474,36.949311834763058,37.582170278523449,38.146153990150303,38.644660161632565,39.080959474460215,39.458198779445802,39.779404011087614,40.047483268632071,40.265230010707796,40.636652471762545,40.965478099203501,41.253541401948425,41.502616306416371]
["P2",2.7989830755538745,3.0484707665908908,3.3284431652938169,3.4328453581429796,3.5459338910373543,3.7215193825181583,3.9692267940952943,4.21719972634234,4.2799853451052083,4.3742822101394712,4.4593997041955422,4.5357791715459337,4.6038461712250367,4.6640107091625511,4.716667522779681,4.7621964044158736,4.8009625530622992,4.8333169462142163,4.8595967254302517,4.9044235741782387,4.9441094257659408,4.978875686442052,5.0089364507743905]
["P3",72.613618074369086,79.086041601843689,86.34932554533674,89.057816719823592,91.991656373197642,96.546845695042506,102.97308368681506,109.40621004339556,111.03504838158656,113.48137848018972,115.68956946884435,117.67107107896308,119.43692352778095,120.9977635405599,122.36383173382715,123.54498100598894,124.55068566230193,125.39005106178595,126.07182361973339,127.23476015296687,128.26432453129925,129.16626066541096,129.94612278008989]
["P4",64.216668847707467,69.940629302071002,76.363996049455281,78.759280645394639,81.353854700085577,85.382287547488019,91.06540330452917,96.75461086436853,98.195092346270926,100.3585318497713,102.31137035625773,104.06373356432528,105.62538501410583,107.00573141307224,108.21382916548811,109.25839179274132,110.14779800311503,110.89010022314329,111.49303344344263,112.52148943043215,113.43199625400143,114.22963360608479,114.91931342776671]
["P5",13.51508970767442,14.719758844396013,16.071625569561569,16.575739015033243,17.121795073866078,17.96962216130196,19.165695091488704,20.363050107195864,20.666214952079432,21.121534100387731,21.532530000258472,21.901333714036078,22.230000083915172,22.52050885281346,22.774766038564742,22.99460549560807,23.181790613357954,23.338016111720066,23.464909902791785,23.681359543889204,23.872985512984108,24.040856885963048,24.186007433739192]
["P6",0,0,0,0,0,0,0,0,0,0,0,0,0,0,0,0,0,0,0,0,0,0,0]
["P7",0,0,0,0,0,0,0,0,0,0,0,0,0,0,0,0,0,0,0,0,0,0,0]
["P8",145.66307779907441,158.64677365162794,173.21693724069777,178.650176502558,184.53546530942825,193.67318512250569,206.56423268871069,219.469098329893,222.73655162405379,227.64389519024402,232.07353117734201,236.04842777178118,239.59073167365264,242.72178017726083,245.46211598191573,247.83150402352263,249.84894977929497,251.53271861948238,252.90035587242664,255.23320911962722,257.29851753032494,259.10780340199648,260.67220852180037]
["Q2",101.77219545767377,102.62622786710881,102.62622786710881,114.62538321967089,119.36526309203528,124.10514296439966,124.10514296439966,124.10514296439966,124.10514296439966,124.10514296439966,124.10514296439966,124.10514296439966,124.10514296439966,124.10514296439966,124.10514296439966,124.10514296439966,124.10514296439966,124.10514296439966,124.10514296439966,124.10514296439966,124.10514296439966,124.10514296439966,124.10514296439966]
["Q4",49.062174767208624,53.435337580100324,58.342853768793042,60.172875063449084,62.155155490040478,65.232918319282561,69.574875376498937,73.921486631743576,75.022028834915574,76.674918169159014,78.16690624354186,79.505729192669435,80.698846458473128,81.753444859177861,82.676443577866692,83.474499831689656,84.154015037249138,84.721141328640599,85.181788315755981,85.967538935952831,86.663175220211556,87.272578103777107,87.799500358573937]
["Q5",17.905494589043212,19.501502989705724,21.2925264202653,21.960402162520374,22.683845662950386,23.807091135594728,25.39171083422675,26.978029106515706,27.37967767911589,27.982908195720785,28.527416964839478,29.016027328832415,29.45146164963673,29.836342793757005,30.173195952867726,30.464450712820398,30.712443303732815,30.919418978781795,31.087534480680951,31.374298235957355,31.628174297971256,31.850579034125008,32.042882037953881]
["Q6",113.03885158975524,122.63417869738306,133.34592267175702,138.04183965231579,142.64570759031585,149.64070916383272,159.11799473077394,168.60543911854589,171.00761689241327,174.61541494862416,177.87201027120943,180.79428869203542,183.39853209975789,185.70042732124719,187.71507701023859,189.45701202163929,190.94020486885154,192.17808395084387,193.18354830364942,194.89862353674738,196.41700421849288,197.7471613519609,198.89728619531613]
["Q7",60.977845574566544,66.413113129301536,72.51251181532956,74.786988159543469,77.25070262617092,81.075957976288436,86.472440871361755,91.874708323886665,93.242537875506315,95.296862435181325,97.151207841402865,98.815189094393546,100.29807730168828,101.608804735327,102.75597103198589,103.74785023906007,104.59239847742863,105.29726204252397,105.86978580401617,106.84637072316875,107.71095534704369,108.46836316891611,109.12325839187062]
["Q8",402.0621666090401,413.63469949746525,423.79124922650465,463.01100092874117,481.1099213754519,501.47604198452683,510.46211581034112,519.4578219209825,521.73549379931012,525.15629814806039,528.24410275021683,531.01491823779975,533.48418260225185,535.66676961553617,537.57699915442231,539.22864893342853,540.63496726464564,541.80868654741323,542.76203725524169,544.38821940967659,545.82790177499965,547.08911629859392,548.17962968223037]
["R4",6.7730494248096678,7.3767659949575499,8.054250225055009,8.3068852689757247,8.5805397363294578,9.0054259110497714,9.6048345163238906,10.204885635172426,10.356815849671497,10.584997767975981,10.790967214234112,10.975792164382289,11.140502396841926,11.286090054241743,11.413510332090775,11.523682261414505,11.617489559888362,11.695781531655392,11.759374000312272,11.867847132851132,11.963879951561898,12.048008220836453,12.120750012077972]
["R5",160.92780205112481,163.66191690753908,165.3760336342917,182.96851145127383,190.35773776746851,198.12959852398825,199.64617451323602,201.16437613923833,201.54877788676612,202.12610563187383,202.64723314650286,203.11486253844402,203.53159927117321,203.89995358507636,204.2223422398751,204.50109049479059,204.73843426201358,204.93652238335187,205.097418990797,205.37186908517242,205.61484368672978,205.82769834393045,206.01174383984272]
["R6",34.597226079958496,37.68105396243557,41.141692384537016,42.432170451658287,43.830017253151816,46.000366548286408,49.062189034769155,52.127293527036791,52.903364045605116,54.068933779382853,55.121040600226948,56.065139806423609,56.906491580591222,57.650163858998461,58.301035849355728,58.863802028577197,59.342976490432157,59.742897541878754,60.067732468824026,60.621821071263788,61.112363651369854,61.542096932385917,61.913667260490328]
[]
["SCOTLAND"]
[]
["S1",421.20000000000016,458.74371235131434,500.8748618261418,516.58564050577559,533.60356764907749,560.02623867472482,597.30204883147019,634.6178153949345,644.06599779156682,658.25609415167878,671.06484916329043,682.55867773587624,692.80161936536967,701.85537306635149,709.77934019900249,716.63067313940223,722.4643282095185,727.33312163474886,731.2877875641251,738.03347633143437,744.00553126621912,749.23727029482359,753.76091105827311]
["S2",113,123.07226850830605,134.37525970169517,138.59016471308792,143.15575295428712,150.2444562446436,160.24485165706579,170.25596661829908,172.79073539992172,176.59767008342754,180.03401698825212,183.1175939794729,185.86558164360576,188.29453266025092,190.42038329175512,192.25846644053283,193.82352584918226,195.12973111283617,196.19069324488629,198.00043405852813,199.60262353533412,201.00620024528737,202.21980757261358]
["S3",0,0,0,0,0,0,0,0,0,0,0,0,0,0,0,0,0,0,0,0,0,0,0]
["S4",0,0,0,0,0,0,0,0,0,0,0,0,0,0,0,0,0,0,0,0,0,0,0]
["S5",118.90000000000002,129.49816571360699,141.39131308435006,145.82628835739959,150.63025686959946,158.0890782963551,168.61161824800996,179.14543744173241,181.81255255797078,185.81825639751801,189.43402318498391,192.67860109875514,195.57006776482061,198.12584011773308,200.36268649017421,202.2967403520297,203.94351525192721,205.3179206134179,206.43427811342465,208.33850981910618,210.02435343673656,211.50121424039531,212.77818690605093]
["S6",0,0,0,0,0,0,0,0,0,0,0,0,0,0,0,0,0,0,0,0,0,0,0]
["S7",0,0,0,0,0,0,0,0,0,0,0,0,0,0,0,0,0,0,0,0,0,0,0]
["S9",0,0,0,0,0,0,0,0,0,0,0,0,0,0,0,0,0,0,0,0,0,0,0]
["T1",113.53000000000002,123.64951012166361,135.00551534454385,139.24018937944135,143.82719144159486,150.94914263233971,160.99644255421842,171.05451230243804,173.60116982259396,177.42596004045603,180.87842432456875,183.9764641105271,186.73734056635899,189.17768400812645,191.31350544347748,193.16020969020965,194.73260964298817,196.04494135610875,197.11087968222958,198.92910866074953,200.53881283156178,201.94897268891569,203.16827215680365]
["T2",58.20000000000001,63.387663957375338,69.20920455432443,71.380067135413427,73.731547096809834,77.38254295078103,82.53318908355071,87.689356258274401,88.994874338720749,90.955614149163566,92.725484855896241,94.313663447834728,95.728998687237663,96.980015936518612,98.074923075930499,99.0216172286638,99.827692074534568,100.50044558200942,101.04688802524232,101.97898462129501,102.80418309518977,103.52708720597984,104.15214867899209]
["T3",41.44,45.1337593538425,49.278856301223435,50.824570139029753,52.498888517041216,55.098497936088762,58.765899581139877,62.437232359843485,63.366797123652709,64.762897772187941,66.023094371620957,67.153921190348285,68.161678790363027,69.052437464077855,69.832041447879021,70.506113710581232,71.080061160974438,71.559080153238313,71.948162195292809,72.611840596331007,73.199404595612776,73.714132196147844,74.159193148753118]
["T4",17.95,19.54997539578844,21.345450545534764,22.01498634159228,22.740228013534988,23.866265394613738,25.454823780923284,27.045084962818304,27.447731862199955,28.052461752190478,28.598323937514387,29.088148778155208,29.524665402678966,29.910503196915961,30.248193629088526,30.540172323960743,30.788781318520538,30.996271446685032,31.164804811908926,31.452281339385657,31.706788428842891,31.929745968167321,32.122526955118687]
["T5",50.910000000000004,55.447868935910279,60.540216561179662,62.439161818967307,64.496100733652725,67.689781127564643,72.19526900762142,76.705586376439001,77.847578223097486,79.562720211922979,81.110900928070052,82.500147871636869,83.738201428990877,84.832519094985614,85.790280649409297,86.618394039712612,87.323501778600601,87.911987707561835,88.38998400970938,89.205328300174031,89.927164284812903,90.559519066261743,91.106286756829675]

{"sheet":"Look Up Curves","index":4,"n_rows":1604,"n_cols":6,"rows_kept":1604,"cut":false,"hidden":true,"merged":[]}
["Look Up Curves For Estimating Wind Equivalent Firm Capacity (EFC) and Loss of Load Expectation (LOLE)"]
[]
["Installed Wind Capacity (MW)","EFC","EFC%",null,"Change in De-Rated Margin compared to 2015/16 (MW)","LOLE(hours)"]
[9000,2431.6879858313514,{"$f":"B4/A4","v":0.27018755398126126},null,-8000,235.76292961824799]
[9100,2448.9892733538477,{"$f":"B5/A5","v":0.2691197003685547},null,-7990,234.99361804863449]
[9200,2466.1700805138084,0.26806196527324005,null,-7980,234.2260374287855]
[9300,2483.2323396588981,0.26701423007084923,null,-7970,233.46018679647349]
[9400,2500.1779427994834,0.26597637689356207,null,-7960,232.69606517676999]
[9500,2517.0087424045319,0.26494828867416126,null,-7950,231.933671582068]
[9600,2533.7265521930499,0.26392984918677603,null,-7940,231.17300501213899]
[9700,2550.3331479196622,0.26292094308450126,null,-7930,230.414064454157]
[9800,2566.8302681539485,0.2619214559340764,null,-7920,229.6568488827655]
[9900,2583.2196150526179,0.26093127424773915,null,-7910,228.90135726009251]
[10000,2599.5028551236114,0.25995028551236116,null,-7900,228.14758853583149]
[10100,2615.6816199819423,0.25897837821603387,null,-7890,227.39554164724851]
[10200,2631.7575070964076,0.25801544187219683,null,-7880,226.64521551926299]
[10300,2647.7320805267282,0.2570613670414299,null,-7870,225.8966090644505]
[10400,2663.6068716507434,0.25611604535103299,null,-7860,225.149721183135]
[10500,2679.383379881288,0.25517936951250364,null,-7850,224.4045507634095]
[10600,2695.0630733722501,0.25425123333700472,null,-7840,223.661096681168]
[10700,2710.6473897137766,0.25333153174895107,null,-7830,222.9193578001865]
[10800,2726.1377366160609,0.2524201607977834,null,-7820,222.17933297214651]
[10900,2741.5354925818392,0.25151701766805862,null,-7810,221.44102103669201]
[11000,2756.8420075671183,0.25062200068791984,null,-7800,220.70442082146349]
[11100,2772.0586036302388,0.24973500933605755,null,-7790,219.96953114216751]
[11200,2787.1865755689787,0.24885594424723023,null,-7780,219.23635080259899]
[11300,2802.227191545704,0.24798470721643398,null,-7770,218.5048785947215]
[11400,2817.1816937006761,0.24712120120181369,null,-7760,217.7751132986765]
[11500,2832.0512987530592,0.24626533032635298,null,-7750,217.04705368286699]
[11600,2846.8371985901449,0.24541699987846077,null,-7740,216.32069850398901]
[11700,2861.5405608444385,0.24457611631149045,null,-7730,215.59604650708999]
[11800,2876.1625294588389,0.24374258724227449,null,-7720,214.87309642559899]
[11900,2890.7042252398965,0.24291632144873079,null,-7710,214.15184698140999]
[12000,2905.1667463992567,0.24209722886660473,null,-7700,213.43229688490101]
[12100,2919.55116908334,0.2412852205854,null,-7690,212.71444483499849]
[12200,2933.8585478913656,0.24048020884355456,null,-7680,211.99828951923101]
[12300,2948.0899163820413,0.23968210702293019,null,-7670,211.2838296137765]
[12400,2962.2462875685546,0.23889082964262537,null,-7660,210.57106378350801]
[12500,2976.3286544025627,0.23810629235220501,null,-7650,209.859990682058]
[12600,2990.3379902470133,0.23732841192436613,null,-7640,209.15060895185701]
[12700,3004.2752493379426,0.23655710624708209,null,-7630,208.44291722419001]
[12800,3018.141367235572,0.23579229431527907,null,-7620,207.736914119255]
[12900,3031.9372612647476,0.23503389622207346,null,-7610,207.032598246215]
[13000,3045.6638309448363,0.2342818331496028,null,-7600,206.329968203238]
[13100,3059.3219584095791,0.23353602735950985,null,-7590,205.629022577564]
[13200,3072.9125088165442,0.23279640218307154,null,-7580,204.92975994555351]
[13300,3086.4363307468934,0.23206288201104461,null,-7570,204.2321788727395]
[13400,3099.8942565953112,0.23133539228323219,null,-7560,203.53627791388601]
[13500,3113.2871029504267,0.23061385947780938,null,-7550,202.84205561303949]
[13600,3126.6156709658035,0.22989821110042671,null,-7540,202.14951050357101]
[13700,3139.8807467218821,0.22918837567313008,null,-7530,201.45864110825849]
[13800,3153.0831015788212,0.22848428272310298,null,-7520,200.769445939316]
[13900,3166.2234925206612,0.22778586277127058,null,-7510,200.08192349846649]
[14000,3179.3026624907166,0.22709304732076546,null,-7500,199.39607227697351]
[14100,3192.321340718705,0.22640576884529823,null,-7490,198.71189075572701]
[14200,3205.2802430396218,0.22572396077743817,null,-7480,198.02937740527699]
[14300,3218.1800722044459,0.2250475574968144,null,-7470,197.348530685892]
[14400,3231.0215181831509,0.22437649431827436,null,-7460,196.66934904762351]
[14500,3243.805258459915,0.22371070747999414,null,-7450,195.9918309303595]
[14600,3256.5319583208452,0.22305013413156474,null,-7440,195.3159747638735]
[14700,3269.2022711344507,0.22239471232207147,null,-7430,194.64177896788649]
[14800,3281.8168386248622,0.22174438098816637,null,-7420,193.9692419521275]
[14900,3294.3762911381459,0.22109907994215744,null,-7410,193.29836211638499]
[15000,3306.8812479018175,0.22045874986012115,null,-7400,192.62913785056199]
[15100,3319.3323172776295,0.21982333227004169,null,-7390,191.96156753474099]
[15200,3331.730097008036,0.21919276954000236,null,-7380,191.29564953923301]
[15300,3344.0751744561539,0.21856700486641528,null,-7370,190.63138222464451]
[15400,3356.368126839739,0.2179459822623207,null,-7360,189.96876394192901]
[15500,3368.6095214591169,{"$f":"B69/A69","v":0.21732964654574949},null,-7350,189.30779303243651]
[15600,3380.7999159191877,0.21671794332815306,null,-7340,188.6484678279935]
[15700,3392.9398583458724,0.21611081900292181,null,-7330,187.99078665094549]
[15800,3405.0298875969306,0.21550822073398296,null,-7320,187.33474781421251]
[15900,3417.0705334673476,0.21491009644448728,null,-7310,186.680349621359]
[16000,3429.0623168895308,0.21431639480559567,null,-7300,186.02759036664651]
[16100,3441.0057501284509,0.21372706522536963,null,-7290,185.37646833509251]
[16200,3452.9013369715412,0.21314205783774945,null,-7280,184.7269818025315]
[16300,3464.7495729140524,0.21256132349165965,null,-7270,184.07912903566549]
[16400,3476.5509453394297,0.21198481374020914,null,-7260,183.4329082921405]
[16500,3488.3059336952601,0.21141248083001576,null,-7250,182.78831782059751]
[16600,3500.0150096646444,0.21084427769064124,null,-7240,182.1453558607115]
[16700,3511.6786373332598,0.21028015792414728,null,-7230,181.50402064329]
[16800,3523.2972733521647,0.2097200757947717,null,-7220,180.86431039030501]
[16900,3534.8713670964221,0.2091639862187232,null,-7210,180.2262233149545]
[17000,3546.4013608198802,0.2086118447541106,null,-7200,179.5897576217375]
[17100,3557.8876898058106,0.20806360759098308,null,-7190,178.95491150650301]
[17200,3569.3307825139327,0.20751923154150773,null,-7180,178.321683156501]
[17300,3580.731060723645,0.20697867403026848,null,-7170,177.69007075046801]
[17400,3592.088939673738,0.2064418930846976,null,-7160,177.06007245866749]
[17500,3603.4048281984387,0.20590884732562506,null,-7150,176.4316864429515]
[17600,3614.6791288603567,0.20537949595797481,null,-7140,175.80491085682601]
[17700,3625.9122380797189,0.20485379876156604,null,-7130,175.17974384551749]
[17800,3637.1045462607531,0.20433171608206477,null,-7120,174.55618354602149]
[17900,3648.2564379147238,0.20381320882205162,null,-7110,173.93422808716949]
[18000,3659.3682917799874,0.20329823843222153,null,-7100,173.31387558968899]
[18100,3670.4404809390417,0.2027867669027095,null,-7090,172.695124166261]
[18200,3681.4733729328018,0.20227875675454954,null,-7080,172.07797192158949]
[18300,3692.4673298718758,0.20177417103125003,null,-7070,171.462416952458]
[18400,3703.4227085453667,0.20127297329050906,null,-7060,170.84845734778]
[18500,3714.3398605267348,0.20077512759603972,null,-7050,170.236091188681]
[18600,3725.2191322773733,0.2002805985095362,null,-7040,169.62531654853899]
[18700,3736.0608652474216,0.19978935108274981,null,-7030,169.01613149306149]
[18800,3746.8653959742987,0.19930135084969675,null,-7020,168.40853408033951]
[18900,3757.6330561787322,0.19881656381898055,null,-7010,167.802522360908]
[19000,3768.364172858624,0.19833495646624336,null,-7000,167.19809437780449]
[19100,3779.0590683805744,0.19785649572673164,null,-6990,166.59524816664501]
[19200,3789.7180605691619,0.19738114898797718,null,-6980,165.99398175566199]
[19300,3800.3414627942484,0.19690888408260354,null,-6970,165.39429316579049]
[19400,3810.9295840560812,0.19643966928124129,null,-6960,164.7961804107145]
[19500,3821.4827290684766,0.19597347328556292,null,-6950,164.19964149692399]
[19600,3832.001198339914,0.19551026522142417,null,-6940,163.604674423793]
[19700,3842.4852882528535,0.19505001463212454,null,-6930,163.01127718362699]
[19800,3852.9352911411715,0.19459269147177635,null,-6920,162.41944776173]
[19900,3863.3514953657168,0.19413826609877974,null,-6910,161.8291841364715]
[20000,3873.7341853881758,0.19368670926940879,null,-6900,161.24048427933349]
[20100,3884.0836418431732,0.19323799213150114,null,-6890,160.65334615498099]
[20200,3894.4001416088554,0.19279208621826016,null,-6880,160.06776772132699]
[20300,3904.6839578755244,0.19234896344214406,null,-6870,159.48374692958649]
[20400,3914.9353602131714,0.19190859608888095,null,-6860,158.90128172433899]
[20500,3925.1546146369737,0.19147095681155971,null,-6850,158.32037004359699]
[20600,3935.341983671703,0.19103601862483996,null,-6840,157.74100981885749]
[20700,3945.4977264143749,0.19060375489924516,null,-6830,157.16319897516701]
[20800,3955.6220985957357,0.19017413935556421,null,-6820,156.58693543118849]
[20900,3965.7153526401739,0.18974714605933846,null,-6810,156.01221709925599]
[21000,3975.7777377243365,0.18932274941544461,null,-6800,155.43904188542999]
[21100,3985.809499834596,0.18890092416277707,null,-6790,154.86740768957651]
[21200,3995.8108818229293,0.18848164536900611,null,-6780,154.29731240541599]
[21300,4005.7821234618605,0.18806488842543945,null,-6770,153.72875392058151]
[21400,4015.7234614980048,0.18765062904196284,null,-6760,153.16173011668499]
[21500,4025.6351297045867,0.18723884324207379,null,-6750,152.59623886938201]
[21600,4035.5173589325536,0.18682950735798859,null,-6740,152.03227804842399]
[21700,4045.3703771609312,0.18642259802584937,null,-6730,151.469845517729]
[21800,4055.1944095457716,0.18601809218099868,null,-6720,150.90893913542499]
[21900,4064.9896784682446,{"$f":"B133/A133","v":0.18561596705334452},null,-6710,150.3495567539405]
[22000,4074.7564035815612,0.18521620016279824,null,-6700,149.79169622002749]
[22100,4084.4948018569685,0.18481876931479496,null,-6690,149.23535537485199]
[22200,4094.2050876287312,0.1844236525958888,null,-6680,148.680532054048]
[22300,4103.887472638211,0.1840308283694265,null,-6670,148.127224087765]
[22400,4113.5421660769252,0.18364027527129131,null,-6660,147.57542930073799]
[22500,4123.1693746287201,0.1832519722057209,null,-6650,147.02514551235501]
[22600,4132.7693025111257,0.18286589834120026,null,-6640,146.4763705367005]
[22700,4142.3421515157406,0.1824820331064203,null,-6630,145.92910218263]
[22800,4151.8881210479603,0.18210035618631404,null,-6620,145.383338253815]
[22900,4161.4074081655053,0.18172084751814432,null,-6610,144.8390765488185]
[23000,4170.900207616668,0.18134348728768121,null,-6600,144.29631486115051]
[23100,4180.3667118773265,0.1809682559254254,null,-6590,143.75505097931699]
[23200,4189.8071111874169,0.1805951341029059,null,-6580,143.215282686894]
[23300,4199.2215935866761,0.18022410272904191,null,-6570,142.67700776257249]
[23400,4208.6103449495386,0.17985514294656146,null,-6560,142.14022398023451]
[23500,4217.9735490193743,0.17948823612848402,null,-6550,141.6049291089945]
[23600,4227.3113874421133,0.17912336387466582,null,-6540,141.07112091327201]
[23700,4236.6240397991141,0.17876050800840143,null,-6530,140.53879715284401]
[23800,4245.9116836393605,0.17839965057308238,null,-6520,140.00795558290599]
[23900,4255.174494511075,0.17804077382891528,null,-6510,139.47859395412399]
[24000,4264.4126459926629,0.17768386024969429,null,-6500,138.95071001270449]
[24100,4273.6263097231022,0.1773288925196308,null,-6490,138.424301500441]
[24200,4282.8156554316511,0.17697585353023351,null,-6480,137.8993661547845]
[24300,4291.9808509670047,0.176624726377243,null,-6470,137.37590170888799]
[24400,4301.1220623260133,0.17627549435762349,null,-6460,136.853905891674]
[24500,4310.2394536815282,0.17592814096659298,null,-6450,136.33337642789101]
[24600,4319.3331874101068,0.17558264989471978,null,-6440,135.81431103816149]
[24700,4328.4034241188301,0.17523900502505385,null,-6430,135.2967074390555]
[24800,4337.4503226718725,0.17489719043031743,null,-6420,134.78056334313499]
[24900,4346.4740402163352,0.17455719037013395,null,-6410,134.26587645901299]
[25000,4355.4747322078229,0.17421898928831292,null,-6400,133.752644491415]
[25100,4364.4525524353248,0.1738825718101723,null,-6390,133.2408651412365]
[25200,4373.4076530457505,0.17354792273991074,null,-6380,132.730536105586]
[25300,4382.3401845679755,0.17321502705802275,null,-6370,132.22165507785999]
[25400,4391.2502959364365,0.17288386991875734,null,-6360,131.71421974778701]
[25500,4400.1381345142454,0.17255443664761747,null,-6350,131.20822780148751]
[25600,4409.0038461159374,0.1722267127389038,null,-6340,130.70367692152649]
[25700,4417.8475750297684,0.17190068385329837,null,-6330,130.20056478697651]
[25800,4426.6694640396181,0.17157633581548906,null,-6320,129.69888907346049]
[25900,4435.4696544464578,0.17125365461183234,null,-6310,129.19864745321999]
[26000,4444.2482860894324,0.17093262638805509,null,-6300,128.6998375951635]
[26100,4453.0054973665992,0.17061323744699614,null,-6290,128.20245716492349]
[26200,4461.7414252552608,0.170295474246384,null,-6280,127.706503824902]
[26300,4470.4562053319169,0.16997932339665084,null,-6270,127.21197523434149]
[26400,4479.1499717918823,0.16966477165878341,null,-6260,126.718869049364]
[26500,4487.8228574685545,0.16935180594220961,null,-6250,126.227182923036]
[26600,4496.47499385232,0.16904041330271879,null,-6240,125.73691450541349]
[26700,4505.1065111091229,0.1687305809404166,null,-6230,125.248061443599]
[26800,4513.7175380987283,0.16842229619771373,null,-6220,124.760621381796]
[26900,4522.3082023926718,0.16811554655734839,null,-6210,124.27459196136201]
[27000,4530.8786302917779,0.16781031964043622,null,-6200,123.7899708208585]
[27100,4539.4289468436045,0.16750660320456107,null,-6190,123.306755596103]
[27200,4547.959275859359,0.16720438514188821,null,-6180,122.8249439202315]
[27300,4556.4697399306187,0.16690365347731204,null,-6170,122.3445334237295]
[27400,4564.9604604457445,0.16660439636663302,null,-6160,121.8655217345115]
[27500,4573.4315576060608,0.16630660209476586,null,-6150,121.3879064779485]
[27600,4581.8831504416694,0.16601025907397352,null,-6140,120.911685276933]
[27700,4590.3153568270536,0.1657153558421319,null,-6130,120.436855751924]
[27800,4598.7282934963987,0.16542188106102154,null,-6120,119.9634155209975]
[27900,4607.1220760586675,0.16512982351464758,null,-6110,119.49136219991151]
[28000,4615.4968190124382,0.16483917210758708,null,-6100,119.02069340212751]
[28100,4623.8526357603769,0.1645499158633586,null,-6090,118.55140673888999]
[28200,4632.1896386236349,0.16426204392282392,null,-6080,118.083499819263]
[28300,4640.5079388559252,{"$f":"B197/A197","v":0.16397554554261221},null,-6070,117.616970250175]
[28400,4648.8076466573057,0.16369041009356711,null,-6060,117.151815636479]
[28500,4657.0888711878288,0.16340662705922207,null,-6050,116.6880335809935]
[28600,4665.3517205809949,0.16312418603430051,null,-6040,116.225621684562]
[28700,4673.5963019567889,0.16284307672323306,null,-6030,115.764577546083]
[28800,4681.8227214347207,0.16256328893870559,null,-6020,115.30489876257749]
[28900,4690.0310841465871,0.16228481260022792,null,-6010,114.846582929226]
[29000,4698.2214942489145,0.1620076377327212,null,-6000,114.38962763942]
[29100,4706.3940549354083,0.1617317544651343,null,-5990,113.93403048481299]
[29200,4714.5488684490065,0.16145715302907557,null,-5980,113.4797890553575]
[29300,4722.6860360937662,0.16118382375746643,null,-5970,113.026900939361]
[29400,4730.8056582468143,0.16091175708322497,null,-5960,112.5753637235305]
[29500,4738.9078343696547,0.16064094353795438,null,-5950,112.1251749930145]
[29600,4746.9926630197169,0.16037137375066612,null,-5940,111.6763323314625]
[29700,4755.0602418615081,0.16010303844651541,null,-5930,111.22883332105199]
[29800,4763.1106676775707,0.15983592844555605,null,-5920,110.7826755425455]
[29900,4771.1440363794145,0.15957003466151887,null,-5910,110.3378565753365]
[30000,4779.1604430181224,0.15930534810060407,null,-5900,109.8943739974895]
[30100,4787.1599817949082,0.15904185986029595,null,-5890,109.452225385788]
[30200,4795.142746071454,0.15877956112819383,null,-5880,109.01140831577899]
[30300,4803.1088283800864,0.15851844318086095,null,-5870,108.57192036181451]
[30400,4811.0583204337327,0.15825849738268857,null,-5860,108.13375909709499]
[30500,4818.9913131359272,0.15799971518478451,null,-5850,107.69692209372251]
[30600,4826.9078965904391,0.15774208812387056,null,-5840,107.261406922726]
[30700,4834.8081601108879,0.15748560782120155,null,-5830,106.82721115412249]
[30800,4842.6921922301008,0.15723026598149678,null,-5820,106.39433235695201]
[30900,4850.5600807095252,0.15697605439189402,null,-5810,105.9627680993155]
[31000,4858.4119125482057,0.15672296492090987,null,-5800,105.532515948426]
[31100,4866.247773991975,0.15647098951742686,null,-5790,105.1035734706405]
[31200,4874.0677505421136,0.15622012020968312,null,-5780,104.6759382315135]
[31300,4881.8719269642643,0.15597034910428959,null,-5770,104.24960779582599]
[31400,4889.660387296999,0.15572166838525475,null,-5760,103.824579727637]
[31500,4897.4332148601779,0.15547407031302152,null,-5750,103.4008515903125]
[31600,4905.1904922634722,0.15522754722352761,null,-5740,102.97842094657901]
[31700,4912.9323014144993,0.15498209152727127,null,-5730,102.5572853585535]
[31800,4920.6587235269135,0.15473769570839352,null,-5720,102.137442387787]
[31900,4928.3698391284652,0.15449435232377634,null,-5710,101.718889595303]
[32000,4936.0657280688047,0.15425205400215014,null,-5700,101.30162454163749]
[32100,4943.7464695273084,0.15401079344321833,null,-5690,100.885644786878]
[32200,4951.4121420206493,0.15377056341679035,null,-5680,100.4709478906985]
[32300,4959.062823410396,0.15353135676193178,null,-5670,100.05753141240299]
[32400,4966.6985909103742,0.15329316638612267,null,-5660,99.645392910962002]
[32500,4974.3195210940657,0.15305598526443279,null,-5650,99.234529945042993]
[32600,4981.9256899017819,0.15281980643870496,null,-5640,98.824940073058499]
[32700,4989.5171726476929,0.15258462301674902,null,-5630,98.416620853195496]
[32800,4997.0940440269942,0.1523504281715547,null,-5620,98.009569843455495]
[32900,5004.6563781226896,0.15211721514050727,null,-5610,97.603784601687494]
[33000,5012.2042484124968,0.1518849772246211,null,-5600,97.199262685629506]
[33100,5019.7377277754831,0.15165370778777895,null,-5590,96.7960016529385]
[33200,5027.2568884987058,0.15142340025598511,null,-5580,96.393999061228001]
[33300,5034.7618022838078,0.15119404811663087,null,-5570,95.993252468104004]
[33400,5042.252540253342,0.15096564491776474,null,-5560,95.593759431197498]
[33500,5049.7291729572353,0.15073818426738017,null,-5550,95.195517508200496]
[33600,5057.1917703789395,0.15051165983270653,null,-5540,94.798524256901999]
[33700,5064.6404019416977,0.15028606533951624,null,-5530,94.402777235217002]
[33800,5072.075136514577,0.15006139457143719,null,-5520,94.008274001222006]
[33900,5079.4960424185065,0.14983764136927746,null,-5510,93.615012113190502]
[34000,5086.9031874321627,0.14961479963035773,null,-5500,93.222989129623997]
[34100,5094.2966387977958,0.14939286330785326,null,-5490,92.832202609282504]
[34200,5101.6764632271043,0.14917182641014926,null,-5480,92.442650111218498]
[34300,5109.0427269067668,0.14895168300019729,null,-5470,92.054329194812496]
[34400,5116.3954955041672,0.14873242719488858,null,-5460,91.667237419795001]
[34500,5123.7348341728302,0.14851405316442987,null,-5450,91.281372346290496]
[34600,5131.0608075579548,0.14829655513173279,null,-5440,90.896731534833506]
[34700,5138.3734798017822,{"$f":"B261/A261","v":0.14807992737180928},null,-5430,90.513312546415506]
[34800,5145.6729145488534,0.14786416421117396,null,-5420,90.131112942502497]
[34900,5152.9591749512965,0.14764926002725778,null,-5410,89.750130285070995]
[35000,5160.2323236740131,0.14743520924782894,null,-5400,89.370362136632494]
[35100,5167.4924228997261,0.14722200635041954,null,-5390,88.991806060270505]
[35200,5174.7395343340422,0.14700964586176257,null,-5380,88.614459619664501]
[35300,5181.973719210444,0.14679812235723638,null,-5370,88.238320379118505]
[35400,5189.1950382951436,0.1465874304603148,null,-5360,87.863385903595002]
[35500,5196.4035518919572,0.14637756484202696,null,-5350,87.489653758732004]
[35600,5203.599319847076,0.14616852022042348,null,-5340,87.117121510882001]
[35700,5210.7824015537544,0.14596029136004915,null,-5330,86.745786727130493]
[35800,5217.9528559570035,0.14575287307142468,null,-5320,86.375646975334007]
[35900,5225.1107415581373,0.14554626021053307,null,-5310,86.006699824138494]
[36000,5232.2561164193421,0.14534044767831505,null,-5300,85.638942843002994]
[36100,5239.3890381681204,0.14513543042016955,null,-5290,85.272373602236001]
[36200,5246.509564001748,0.14493120342546265,null,-5280,84.906989673012006]
[36300,5253.6177506915619,0.14472776172704027,null,-5270,84.542788627409493]
[36400,5260.7136545873736,0.14452510040075203,null,-5260,84.179768038416995]
[36500,5267.7973316216085,0.14432321456497557,null,-5250,83.817925479977006]
[36600,5274.8688373135737,0.1441220993801523,null,-5240,83.457258526997506]
[36700,5281.928226773558,0.14392175004832583,null,-5230,83.097764755385498]
[36800,5288.975554706959,0.1437221618126891,null,-5220,82.739441742064997]
[36900,5296.0108754182875,0.14352332995713515,null,-5210,82.382287065004505]
[37000,5303.0342428151862,0.14332524980581585,null,-5200,82.026298303237994]
[37100,5310.0457104123334,0.14312791672270439,null,-5190,81.671473036888003]
[37200,5317.0453313353773,0.14293132611116605,null,-5180,81.317808847191998]
[37300,5324.0331583247344,0.14273547341353177,null,-5170,80.965303316519993]
[37400,5331.0092437393942,0.142540354110679,null,-5160,80.613954028400499]
[37500,5337.9736395606815,0.14234596372161817,null,-5150,80.263758567542993]
[37600,5344.9263973959469,0.14215229780308369,null,-5140,79.914714519855494]
[37700,5351.8675684822138,0.14195935194913034,null,-5130,79.5668194724675]
[37800,5358.7972036897936,0.14176712179073528,null,-5120,79.220071013755501]
[37900,5365.7153535258285,0.14157560299540445,null,-5110,78.874466733358005]
[38000,5372.6220681378736,0.14138479126678616,null,-5100,78.530004222198002]
[38100,5379.5173973173187,0.14119468234428659,null,-5090,78.186681072504996]
[38200,5386.4013905028251,0.14100527200269175,null,-5080,77.844494877832503]
[38300,5393.2740967837717,0.1408165560517956,null,-5070,77.503443233076496]
[38400,5400.135564903554,0.14062853033603007,null,-5060,77.163523734501993]
[38500,5406.9858432629144,0.14044119073410166,null,-5050,76.8247339797515]
[38600,5413.8249799232517,0.14025453315863345,null,-5040,76.487071567872505]
[38700,5420.6530226097566,0.14006855355580766,null,-5030,76.150534099333001]
[38800,5427.4700187147464,0.13988324790501924,null,-5020,75.815119176036006]
[38900,5434.2760153007257,0.13969861221852764,null,-5010,75.480824401343995]
[39000,5441.0710591035113,0.13951464254111567,null,-5000,75.147647380094]
[39100,5447.8551965353499,0.13933133494975319,null,-4990,74.815585718611501]
[39200,5454.6284736879725,0.13914868555326459,null,-4980,74.484637024733502]
[39300,5461.3909363355142,0.13896669049199781,null,-4970,74.154798907819497]
[39400,5468.142629937669,0.1387853459375043,null,-4960,73.826068978772]
[39500,5474.8835996423859,0.13860464809221229,null,-4950,73.498444850054995]
[39600,5481.6138902890098,0.1384245931891164,null,-4940,73.171924135701502]
[39700,5488.3335464110114,0.13824517749146126,null,-4930,72.8465044513365]
[39800,5495.0426122388399,0.13806639729243317,null,-4920,72.522183414190494]
[39900,5501.7411317028145,0.13788824891485751,null,-4910,72.198958643116001]
[40000,5508.4291484357454,0.13771072871089363,null,-4900,71.876827758601493]
[40100,5515.1067057758728,0.13753383306174247,null,-4890,71.555788382779994]
[40200,5521.7738467693953,0.13735755837734814,null,-4880,71.235838139457499]
[40300,5528.4306141732168,0.13718190109610959,null,-4870,70.916974654113005]
[40400,5535.0770504576321,0.13700685768459486,null,-4860,70.599195553921007]
[40500,5541.7131978088828,0.13683242463725637,null,-4850,70.282498467761002]
[40600,5548.3390981318125,0.13665859847615303,null,-4840,69.966881026233494]
[40700,5554.954793052304,0.13648537575067085,null,-4830,69.652340861672002]
[40800,5561.5603239199481,0.13631275303725363,null,-4820,69.338875608156499]
[40900,5568.1557318104633,0.13614072693913112,null,-4810,69.026482901523494]
[41000,5574.7410575281829,0.13596929408605324,null,-4800,68.715160379381501]
[41100,5581.3163416084772,{"$f":"B325/A325","v":0.13579845113402622},null,-4790,68.404905681125499]
[41200,5587.88162432026,0.13562819476505486,null,-4780,68.095716447940006]
[41300,5594.4369456681961,0.13545852168688127,null,-4770,67.787590322819995]
[41400,5600.9823453952959,0.1352894286327366,null,-4760,67.480524950580502]
[41500,5607.5178629850734,0.13512091236108612,null,-4750,67.174517977862493]
[41600,5614.0435376638752,0.13495296965538162,null,-4740,66.869567053146]
[41700,5620.5594084032855,0.13478559732381978,null,-4730,66.565669826770005]
[41800,5627.0655139222526,0.13461879219909695,null,-4720,66.262823950927]
[41900,5633.5618926893803,0.13445255113817137,null,-4710,65.961027079686005]
[42000,5640.0485829251356,0.13428687102202705,null,-4700,65.660276869000498]
[42100,5646.5256226040192,0.13412174875543989,null,-4690,65.360570976708502]
[42200,5652.9930494567216,0.13395718126674697,null,-4680,65.061907062556998]
[42300,5659.4509009722824,0.13379316550761897,null,-4670,64.764282788201996]
[42400,5665.8992144001913,0.13362969845283471,null,-4660,64.467695817217006]
[42500,5672.3380267525145,0.13346677710005916,null,-4650,64.172143815109493]
[42600,5678.7673748058596,0.13330439846962111,null,-4640,63.877624449321999]
[42700,5685.187295103523,0.13314255960429797,null,-4630,63.5841353892435]
[42800,5691.5978239574661,0.13298125756909968,null,-4620,63.291674306221999]
[42900,5697.9989974503396,0.13282048945105687,null,-4610,63.000238873560498]
[43000,5704.3908514374498,0.13266025235901047,null,-4600,62.709826766542498]
[43100,5710.7734215487244,0.13250054342340428,null,-4590,62.420435662425]
[43200,5717.1467431906012,0.13234135979607872,null,-4580,62.132063240450499]
[43300,5723.5108515480615,0.13218269865007071,null,-4570,61.844707181859498]
[43400,5729.8657815863489,0.13202455717940897,null,-4560,61.558365169887502]
[43500,5736.2115680530424,0.13186693259892052,null,-4550,61.2730348897855]
[43600,5742.5482454797411,0.13170982214403076,null,-4540,60.988714028811003]
[43700,5748.8758481840214,0.13155322307057257,null,-4530,60.705400276247502]
[43800,5755.1944102711832,0.13139713265459321,null,-4520,60.423091323403497]
[43900,5761.5039656360377,0.13124154819216488,null,-4510,60.141784863624501]
[44000,5767.8045479647799,0.13108646699919954,null,-4500,59.861478592292002]
[44100,5774.0961907366436,0.13093188641126177,null,-4490,59.582170206835002]
[44200,5780.37892722572,0.13077780378338733,null,-4480,59.303857406732497]
[44300,5786.6527905025705,0.13062421648990002,null,-4470,59.026537893521997]
[44400,5792.9178134360736,0.13047112192423591,null,-4460,58.750209370799503]
[44500,5799.1740286950053,0.13031851749876416,null,-4450,58.474869544232497]
[44600,5805.4214687497497,0.13016640064461321,null,-4440,58.200516121558501]
[44700,5811.6601658739455,0.13001476881149765,null,-4430,57.927146812589001]
[44800,5817.8901521461185,0.12986361946754729,null,-4420,57.654759329222003]
[44900,5824.1114594513001,0.12971295009913808,null,-4410,57.3833513854375]
[45000,5830.3241194826169,0.12956275821072483,null,-4400,57.112920697309498]
[45100,5836.5281637429434,0.12941304132467724,null,-4390,56.843464983000999]
[45200,5842.723623546296,0.12926379698111273,null,-4380,56.574981962778999]
[45300,5848.9105300196361,0.12911502273774031,null,-4370,56.307469359009502]
[45400,5855.0889141041707,0.12896671616969538,null,-4360,56.040924896164498]
[45500,5861.2588065570062,0.12881887486938476,null,-4350,55.775346300827501]
[45600,5867.4202379526187,0.12867149644632936,null,-4340,55.510731301692999]
[45700,5873.5732386843792,0.12852457852701049,null,-4330,55.247077629571002]
[45800,5879.7178389659284,0.12837811875471458,null,-4320,54.984383017394002]
[45900,5885.8540688327439,0.1282321147893844,null,-4310,54.722645200213996]
[46000,5891.9819581435013,0.12808656430746743,null,-4300,54.461861915208502]
[46100,5898.1015365815947,0.12794146500176995,null,-4290,54.202030901683997]
[46200,5904.2128336564738,0.12779681458130895,null,-4280,53.943149901075998]
[46300,5910.3158787050852,0.12765261077116816,null,-4270,53.685216656952498]
[46400,5916.4107008932042,0.12750885131235354,null,-4260,53.428228915018998]
[46500,5922.4973292169161,0.12736553396165412,null,-4250,53.172184423115503]
[46600,5928.5757925038606,0.12722265649149916,null,-4240,52.917080931222998]
[46700,5934.6461194146223,0.12708021668982061,null,-4230,52.662916191463999]
[46800,5940.7083384440984,0.12693821235991665,null,-4220,52.409687958103497]
[46900,5946.7624779227663,0.12679664132031485,null,-4210,52.157393987551998]
[47000,5952.808566018035,0.12665550140463905,null,-4200,51.906032038366]
[47100,5958.8466307354802,0.12651479046147515,null,-4190,51.6555998712495]
[47200,5964.8766999201689,0.12637450635424086,null,-4180,51.4060952490575]
[47300,5970.8988012579339,0.12623464696105569,null,-4170,51.157515936793999]
[47400,5976.9129622765768,0.12609521017461131,null,-4160,50.909859701616497]
[47500,5982.9192103471632,{"$f":"B389/A389","v":0.12595619390204554},null,-4150,50.663124312834]
[47600,5988.9175726852454,0.12581759606481607,null,-4140,50.417307541909999]
[47700,5994.9080763520487,0.12567941459857546,null,-4130,50.172407162462498]
[47800,6000.8907482557133,0.12554164745304838,null,-4120,49.928420950265853]
[47900,6006.8656151524692,0.12540429259190958,null,-4110,49.685346683249449]
[48000,6012.8327036478349,0.12526734799266323,null,-4100,49.443182141500849]
[48100,6018.7920401977553,0.12513081164652298,null,-4090,49.201925107263747]
[48200,6024.7436511098285,0.1249946815582952,null,-4080,48.961573364940953]
[48300,6030.6875625443517,0.12485895574625987,null,-4070,48.722124701091751]
[48400,6036.6238005155828,0.1247236322420575,null,-4060,48.483576904435097]
[48500,6042.5523908927817,0.12458870909057282,null,-4050,48.245927765847803]
[48600,6048.4733594013505,0.12445418434982203,null,-4040,48.009175078367548]
[48700,6054.3867316239084,0.12432005609084001,null,-4030,47.773316637185751]
[48800,6060.2925330014677,0.12418632239757106,null,-4020,47.538350239658101]
[48900,6066.1907888344304,0.12405298136675727,null,-4010,47.304273685294852]
[49000,6072.0815242837234,0.12392003110783109,null,-4000,47.071084775767147]
[49100,6077.9647643717926,0.12378746974280637,null,-3990,46.838781314902249]
[49200,6083.8405339837827,0.12365529540617444,null,-3980,46.607361108686398]
[49300,6089.7088578684097,0.12352350624479533,null,-3970,46.376821965263453]
[49400,6095.5697606391386,0.12339210041779633,null,-3960,46.147161694932848]
[49500,6101.4232667751394,0.12326107609646746,null,-3950,45.918378110152652]
[49600,6107.2694006223101,0.12313043146415947,null,-3940,45.690469025533453]
[49700,6113.1081863942927,0.12300016471618296,null,-3930,45.46343225784635]
[49800,6118.9396481734721,0.12287027405970827,null,-3920,45.237265626012352]
[49900,6124.7638099119276,0.12274075771366588,null,-3910,45.011966951108349]
[50000,6130.5806954324462,0.12261161390864893,null,-3900,44.787534056364599]
[50100,6136.3903284294902,0.12248284088681617,null,-3890,44.56396476716435]
[50200,6142.1927324701146,0.12235443690179511,null,-3880,44.341256911039203]
[50300,6147.9879309949665,0.1222264002185878,null,-3870,44.119408317677546]
[50400,6153.7759473192009,0.1220987291134762,null,-3860,43.898416818911798]
[50500,6159.5568046334156,0.12197142187392902,null,-3850,43.678280248726097]
[50600,6165.3305260045563,0.12184447679850902,null,-3840,43.458996443251749]
[50700,6171.0971343768806,0.12171789219678265,null,-3830,43.240563240766903]
[50800,6176.8566525728147,0.12159166638922864,null,-3820,43.0229784816961]
[50900,6182.6091032938848,0.12146579770714902,null,-3810,42.806240008608597]
[51000,6188.3545091215419,0.12134028449257925,null,-3800,42.590345666216201]
[51100,6194.0928925181643,0.12121512509820283,null,-3790,42.375293301373901]
[51200,6199.8242758278247,0.1210903178872622,null,-3780,42.161080763077848]
[51300,6205.5486812771596,0.1209658612334729,null,-3770,41.947705902464747]
[51400,6211.2661309763298,0.12084175352094027,null,-3760,41.735166572811153]
[51500,6216.9766469197111,0.12071799314407206,null,-3750,41.523460629528849]
[51600,6222.6802509869094,0.12059457850749825,null,-3740,41.312585930167799]
[51700,6228.3769649434344,0.12047150802598519,null,-3730,41.102540334413149]
[51800,6234.0668104416318,0.12034878012435582,null,-3720,40.893321704084549]
[51900,6239.7498090214749,0.120226393237408,null,-3710,40.684927903133897]
[52000,6245.4259821113528,0.1201043458098337,null,-3700,40.47735679764385]
[52100,6251.0953510289055,0.11998263629614023,null,-3690,40.2706062558293]
[52200,6256.757936981815,0.11986126316057116,null,-3680,40.064674148031649]
[52300,6262.4137610685611,0.11974022487702794,null,-3670,39.859558346721499]
[52400,6268.0628442792604,0.11961951992899351,null,-3660,39.655256726496653]
[52500,6273.7052074963876,0.119499146809455,null,-3650,39.451767164077552]
[52600,6279.3408714955949,0.1193791040208288,null,-3640,39.249087538310803]
[52700,6284.9698569464272,0.11925939007488477,null,-3630,39.047215730163998]
[52800,6290.592184413109,0.11914000349267252,null,-3620,38.846149622727097]
[52900,6296.2078743552775,0.11902094280444758,null,-3610,38.6458871012087]
[53000,6301.8169471287274,0.11890220654959863,null,-3600,38.446426052938897]
[53100,6307.419422986155,0.11878379327657543,null,-3590,38.247764367361199]
[53200,6313.0153220778539,0.1186657015428168,null,-3580,38.049899936039402]
[53300,6318.6046644525086,0.11854792991468122,null,-3570,37.8528306526497]
[53400,6324.1874700578064,0.11843047696737465,null,-3560,37.656554412983503]
[53500,6329.7637587412592,0.11831334128488336,null,-3550,37.461069114943903]
[53600,6335.3335502508071,0.11819652145990311,null,-3540,37.266372658546551]
[53700,6340.8968642355685,0.11808001609377222,null,-3530,37.072462945915653]
[53800,6346.4537202465517,0.11796382379640431,null,-3520,36.879337881287597]
[53900,6352.0041377372499,{"$f":"B453/A453","v":0.11784794318621986},null,-3510,36.686995371003498]
[54000,6357.5481360644653,0.11773237289008269,null,-3500,36.495433323514753]
[54100,6363.0857344888063,0.11761711154323116,null,-3490,36.304649649375449]
[54200,6368.6169521754955,0.11750215778921579,null,-3480,36.1146422612469]
[54300,6374.1418081949587,0.11738751027983349,null,-3470,35.925409073894599]
[54400,6379.6603215235227,0.11727316767506475,null,-3460,35.736948004184001]
[54500,6385.172511044032,0.11715912864300976,null,-3450,35.549256971086301]
[54600,6390.6783955464916,0.11704539185982585,null,-3440,35.362333895671952]
[54700,6396.1779937287156,0.11693195600966573,null,-3430,35.176176701110947]
[54800,6401.6713241969919,0.11681881978461664,null,-3420,34.990783312674751]
[54900,6407.15840546664,0.11670598188463825,null,-3410,34.806151657731348]
[55000,6412.6392559627266,0.11659344101750412,null,-3400,34.622279665748103]
[55100,6418.1138940205492,0.11648119589873955,null,-3390,34.439165268287901]
[55200,6423.5823378863961,0.11636924525156514,null,-3380,34.256806399011751]
[55300,6429.0446057180525,0.1162575878068364,null,-3370,34.075200993675097]
[55400,6434.500715585451,0.11614622230298648,null,-3360,33.894346990129151]
[55500,6439.9506854712199,0.11603514748596792,null,-3350,33.714242328319202]
[55600,6445.394533271311,0.11592436210919624,null,-3340,33.534884950286099]
[55700,6450.8322767955924,0.11581386493349358,null,-3330,33.356272800161697]
[55800,6456.2639337684059,0.11570365472703237,null,-3320,33.17840382417355]
[55900,6461.6895218291374,0.11559373026527973,null,-3310,33.00127597064035]
[56000,6467.1090585328056,0.11548409033094295,null,-3300,32.824887189974604]
[56100,6472.5225613506191,0.11537473371391478,null,-3290,32.649235434679248]
[56200,6477.930047670573,0.11526565921122016,null,-3280,32.474318659351049]
[56300,6483.3315347979233,0.11515686562696134,null,-3270,32.300134820677052]
[56400,6488.7270399558256,0.11504835177226641,null,-3260,32.126681877437747]
[56500,6494.1165802858495,0.11494011646523628,null,-3250,31.95395779050255]
[56600,6499.5001728484585,0.11483215853089149,null,-3240,31.781960522835199]
[56700,6504.8778346236704,0.11472447680112294,null,-3230,31.610688039489851]
[56800,6510.2495825115238,0.11461707011463951,null,-3220,31.440138307612148]
[56900,6515.6154333325785,0.11450993731691703,null,-3210,31.2703092964402]
[57000,6520.9754038284836,0.11440307726014884,null,-3200,31.101198977303149]
[57100,6526.3295106624682,0.1142964888031956,null,-3190,30.932805323624599]
[57200,6531.6777704199258,0.11419017081153716,null,-3180,30.7651263109186]
[57300,6537.0201996088563,0.11408412215722262,null,-3170,30.598159916793101]
[57400,6542.3568146603375,0.11397834171882121,null,-3160,30.431904120950851]
[57500,6547.6876319291405,0.11387282838137636,null,-3150,30.2663569051868]
[57600,6553.0126676941682,0.11376758103635709,null,-3140,30.101516253391551]
[57700,6558.3319381589381,0.11366259858161071,null,-3130,29.93738015155045]
[57800,6563.6454594520783,0.11355787992131623,null,-3120,29.773946587745549]
[57900,6568.9532476278528,0.11345342396593873,null,-3110,29.611213552155149]
[58000,6574.25531866657,0.11334922963218225,null,-3100,29.449179037055501]
[58100,6579.551688475186,0.1132452958429464,null,-3090,29.287841036821298]
[58200,6584.8423728876205,0.1131416215272787,null,-3080,29.127197547926251]
[58300,6590.1273876653331,0.11303820562033161,null,-3070,28.967246568944699]
[58400,6595.406748497785,0.11293504706331824,null,-3060,28.807986100553549]
[58500,6600.6804710028528,0.11283214480346757,null,-3050,28.64941414553175]
[58600,6605.9485707273498,0.11272949779398207,null,-3040,28.491528708761749]
[58700,6611.2110631474061,0.1126271049939933,null,-3030,28.33432779723335]
[58800,6616.4679636690016,0.11252496536852044,null,-3020,28.177809420039949]
[58900,6621.7192876283589,0.11242307788842715,null,-3010,28.0219715883863]
[59000,6626.9650502924287,0.11232144153038015,null,-3000,27.866812315584951]
[59100,6632.2052668592733,0.11222005527680666,null,-2990,27.712329617060298]
[59200,6637.4399524585542,0.11211891811585396,null,-2980,27.558521510350101]
[59300,6642.6691221519768,0.11201802904134868,null,-2970,27.405386015105901]
[59400,6647.8927909336453,0.11191738705275497,null,-2960,27.252921153097049]
[59500,6653.1109737305733,0.11181699115513569,null,-2950,27.10112494820995]
[59600,6658.323685403052,0.11171684035911161,null,-2940,26.949995426452151]
[59700,6663.5309407451332,0.111616933680823,null,-2930,26.799530615953302]
[59800,6668.7327544849741,0.1115172701418892,null,-2920,26.649728546968049]
[59900,6673.9291412852617,0.11141784876936998,null,-2910,26.500587251877]
[60000,6679.1201157436917,0.1113186685957282,null,-2900,26.3521047651899]
[60100,6684.3056923933182,null,null,-2890,26.20427912354825]
[60200,6689.4858857028967,null,null,-2880,26.057108365725949]
[60300,6694.6607100774709,null,null,-2870,25.910590532634199]
[60400,6699.8301798585617,null,null,-2860,25.764723667322951]
[60500,6704.9943093246975,null,null,-2850,25.6195058149818]
[60600,6710.1531126917334,null,null,-2840,25.474935022946301]
[60700,6715.3066041133025,null,null,-2830,25.331009340697548]
[60800,6720.4547976811309,null,null,-2820,25.187726819866899]
[60900,6725.597707425487,null,null,-2810,25.045085514237101]
[61000,6730.7353473154872,null,null,-2800,24.903083479747998]
[61100,6735.8677312595537,null,null,-2790,24.761718774497051]
[61200,6740.9948731057002,null,null,-2780,24.6209894587431]
[61300,6746.1167866420146,null,null,-2770,24.480893594910651]
[61400,6751.2334855968784,null,null,-2760,24.341429247592249]
[61500,6756.3449836394921,null,null,-2750,24.202594483552399]
[61600,6761.4512943800892,null,null,-2740,24.064387371730049]
[61700,6766.5524313704127,null,null,-2730,23.92680598324305]
[61800,6771.6484081039935,null,null,-2720,23.789848391391502]
[61900,6776.7392380165256,null,null,-2710,23.6535126716613]
[62000,6781.8249344862625,null,null,-2700,23.517796901728151]
[62100,6786.9055108342563,null,null,-2690,23.382699161460849]
[62200,6791.980980324829,null,null,-2680,23.24821753292585]
[62300,6797.0513561658136,null,null,-2670,23.114350100390851]
[62400,6802.1166515089953,null,null,-2660,22.981094950328849]
[62500,6807.1768794503305,null,null,-2650,22.8484501714223]
[62600,6812.2320530303714,null,null,-2640,22.71641385456795]
[62700,6817.2821852345469,null,null,-2630,22.584984092878951]
[62800,6822.3272889935233,null,null,-2620,22.454158981693549]
[62900,6827.3673771835356,null,null,-2610,22.3239366185737]
[63000,6832.4024626266664,null,null,-2600,22.194315103314]
[63100,6837.4325580912146,null,null,-2590,22.065292537944948]
[63200,6842.4576762919896,null,null,-2580,21.936867026737001]
[63300,6847.4778298906513,null,null,-2570,21.809036676206699]
[63400,6852.4930314959884,null,null,-2560,21.681799595118651]
[63500,6857.5032936642565,null,null,-2550,21.555153894493849]
[63600,6862.5086288995017,null,null,-2540,21.429097687612149]
[63700,6867.5090496538405,null,null,-2530,21.303629090018351]
[63800,6872.504568327754,null,null,-2520,21.178746219527049]
[63900,6877.4951972704466,null,null,-2510,21.054447196226999]
[64000,6882.4809487800858,null,null,-2500,20.9307301424878]
[64100,6887.4618351041318,null,null,-2490,20.807593182964101]
[64200,6892.4378684396206,null,null,-2480,20.685034444601051]
[64300,6897.4090609334826,null,null,-2470,20.563052056639549]
[64400,6902.3754246828003,null,null,-2460,20.441644150622899]
[64500,6907.3369717351261,null,null,-2450,20.3208088604007]
[64600,6912.2937140887325,null,null,-2440,20.20054432213545]
[64700,6917.2456636929528,null,null,-2430,20.080848674307401]
[64800,6922.1928324484352,null,null,-2420,19.961720057721951]
[64900,6927.1352322073744,null,null,-2410,19.8431566155136]
[65000,6932.0728747738976,null,null,-2400,19.72515649315265]
[65100,6937.0057719042507,null,null,-2390,19.6077178384513]
[65200,6941.9339353071036,null,null,-2380,19.490838801569051]
[65300,6946.8573766438294,null,null,-2370,19.374517535018949]
[65400,6951.7761075287744,null,null,-2360,19.258752193674599]
[65500,6956.690139529499,null,null,-2350,19.143540934774801]
[65600,6961.5994841671036,null,null,-2340,19.0288819179308]
[65700,6966.5041529164237,null,null,-2330,18.914773305133149]
[65800,6971.4041572063416,null,null,-2320,18.80121326075545]
[65900,6976.2995084200284,null,null,-2310,18.688199951563899]
[66000,6981.1902178952041,null,null,-2300,18.575731546722899]
[66100,6986.0762969244179,null,null,-2290,18.463806217799299]
[66200,6990.9577567552305,null,null,-2280,18.352422138772901]
[66300,6995.8346085905714,null,null,-2270,18.24157748603935]
[66400,7000.7068635889173,null,null,-2260,18.131270438419349]
[66500,7005.574532864548,null,null,-2250,18.021499177164952]
[66600,7010.4376274878423,null,null,-2240,17.9122618859646]
[66700,7015.296158485472,null,null,-2230,17.8035567509522]
[66800,7020.1501368406625,null,null,-2220,17.695381960713551]
[66900,7024.99957349342,null,null,-2210,17.5877357062923]
[67000,7029.8444793408271,null,null,-2200,17.480616181197799]
[67100,7034.6848652372328,null,null,-2190,17.374021581412201]
[67200,7039.52074199449,null,null,-2180,17.267950105396849]
[67300,7044.3521203822083,null,null,-2170,17.1623999541006]
[67400,7049.1790111279752,null,null,-2160,17.057369330965951]
[67500,7054.0014249176156,null,null,-2150,16.95285644193655]
[67600,7058.8193723953864,null,null,-2140,16.848859495465351]
[67700,7063.6328641642285,null,null,-2130,16.74537670252035]
[67800,7068.4419107859785,null,null,-2120,16.64240627659365]
[67900,7073.2465227816037,null,null,-2110,16.539946433708]
[68000,7078.0467106314327,null,null,-2100,16.437995392424]
[68100,7082.842484775374,null,null,-2090,16.336551373848849]
[68200,7087.6338556131132,null,null,-2080,16.235612601642298]
[68300,7092.4208335043695,null,null,-2070,16.135177302025401]
[68400,7097.2034287691067,null,null,-2060,16.035243703788101]
[68500,7101.9816516876972,null,null,-2050,15.935810038296051]
[68600,7106.7555125012386,null,null,-2040,15.83687453949965]
[68700,7111.5250214116431,null,null,-2030,15.738435443940499]
[68800,7116.2901885819729,null,null,-2020,15.640490990759901]
[68900,7121.0510241365364,null,null,-2010,15.543039421706849]
[69000,7125.8075381612052,null,null,-2000,15.4460789811447]
[69100,7130.5597407035139,null,null,-1990,15.349607916061551]
[69200,7135.3076417729399,null,null,-1980,15.253624476074901]
[69300,7140.051251341125,null,null,-1970,15.15812691344215]
[69400,7144.7905793419941,null,null,-1960,15.063113483068101]
[69500,7149.525635672001,null,null,-1950,14.9685824425116]
[69600,7154.256430190364,null,null,-1940,14.874532051995301]
[69700,7158.9829727192055,null,null,-1930,14.780960574412999]
[69800,7163.7052730437736,null,null,-1920,14.68786627533745]
[69900,7168.4233409126819,null,null,-1910,14.595247423029001]
[70000,7173.137186037995,null,null,-1900,14.50310228844385]
[null,null,null,null,-1890,14.411429145241449]
[null,null,null,null,-1880,14.320226269793499]
[null,null,null,null,-1870,14.229491941192149]
[null,null,null,null,-1860,14.13922444125725]
[null,null,null,null,-1850,14.04942205454595]
[null,null,null,null,-1840,13.960083068360101]
[null,null,null,null,-1830,13.87120577275515]
[null,null,null,null,-1820,13.782788460547749]
[null,null,null,null,-1810,13.69482942732515]
[null,null,null,null,-1800,13.6073269714523]
[null,null,null,null,-1790,13.52027939408085]
[null,null,null,null,-1780,13.4336849991581]
[null,null,null,null,-1770,13.347542093434599]
[null,null,null,null,-1760,13.261848986472049]
[null,null,null,null,-1750,13.17660399065395]
[null,null,null,null,-1740,13.0918054211913]
[null,null,null,null,-1730,13.00745159613275]
[null,null,null,null,-1720,12.9235408363727]
[null,null,null,null,-1710,12.840071465659349]
[null,null,null,null,-1700,12.757041810604051]
[null,null,null,null,-1690,12.67445020068855]
[null,null,null,null,-1680,12.592294968274549]
[null,null,null,null,-1670,12.51057444861145]
[null,null,null,null,-1660,12.4292869798455]
[null,null,null,null,-1650,12.348430903027751]
[null,null,null,null,-1640,12.26800456212265]
[null,null,null,null,-1630,12.18800630401635]
[null,null,null,null,-1620,12.108434478526551]
[null,null,null,null,-1610,12.02928743840825]
[null,null,null,null,-1600,11.950563539365101]
[null,null,null,null,-1590,11.87226114005585]
[null,null,null,null,-1580,11.7943786021044]
[null,null,null,null,-1570,11.71691429010655]
[null,null,null,null,-1560,11.63986657164005]
[null,null,null,null,-1550,11.5632338172719]
[null,null,null,null,-1540,11.487014400567849]
[null,null,null,null,-1530,11.41120669809985]
[null,null,null,null,-1520,11.335809089454701]
[null,null,null,null,-1510,11.2608199572431]
[null,null,null,null,-1500,11.186237687107299]
[null,null,null,null,-1490,11.1120606677297]
[null,null,null,null,-1480,11.038287290841749]
[null,null,null,null,-1470,10.964915951231401]
[null,null,null,null,-1460,10.891945046751999]
[null,null,null,null,-1450,10.819372978330801]
[null,null,null,null,-1440,10.74719814997685]
[null,null,null,null,-1430,10.6754189687892]
[null,null,null,null,-1420,10.6040338449657]
[null,null,null,null,-1410,10.533041191811]
[null,null,null,null,-1400,10.4624394257444]
[null,null,null,null,-1390,10.392226966308799]
[null,null,null,null,-1380,10.32240223617835]
[null,null,null,null,-1370,10.25296366116665]
[null,null,null,null,-1360,10.183909670235201]
[null,null,null,null,-1350,10.115238695501001]
[null,null,null,null,-1340,10.0469491722453]
[null,null,null,null,-1330,9.9790395389212492]
[null,null,null,null,-1320,9.9115082371619003]
[null,null,null,null,-1310,9.8443537117882496]
[null,null,null,null,-1300,9.7775744108174507]
[null,null,null,null,-1290,9.7111687854705497]
[null,null,null,null,-1280,9.6451352901802494]
[null,null,null,null,-1270,9.5794723825993504]
[null,null,null,null,-1260,9.5141785236078498]
[null,null,null,null,-1250,9.4492521773213998]
[null,null,null,null,-1240,9.3846918110986]
[null,null,null,null,-1230,9.3204958955494508]
[null,null,null,null,-1220,9.2566629045420008]
[null,null,null,null,-1210,9.1931913152111004]
[null,null,null,null,-1200,9.1300796079652997]
[null,null,null,null,-1190,9.0673262664949004]
[null,null,null,null,-1180,9.0049297777791004]
[null,null,null,null,-1170,8.9428886320940002]
[null,null,null,null,-1160,8.8812013230196492]
[null,null,null,null,-1150,8.8198663474478494]
[null,null,null,null,-1140,8.7588822055891509]
[null,null,null,null,-1130,8.6982474009807493]
[null,null,null,null,-1120,8.6379604404933996]
[null,null,null,null,-1110,8.5780198343384999]
[null,null,null,null,-1100,8.5184240960760498]
[null,null,null,null,-1090,8.4591717426211499]
[null,null,null,null,-1080,8.4002612942514503]
[null,null,null,null,-1070,8.3416912746140497]
[null,null,null,null,-1060,8.2834602107328497]
[null,null,null,null,-1050,8.2255666330151005]
[null,null,null,null,-1040,8.1680090752589507]
[null,null,null,null,-1030,8.1107860746595506]
[null,null,null,null,-1020,8.0538961718169002]
[null,null,null,null,-1010,7.99733791074165]
[null,null,null,null,-1000,7.9411098388623502]
[null,null,null,null,-990,7.8852105070324496]
[null,null,null,null,-980,7.8296384695360501]
[null,null,null,null,-970,7.7743922840951996]
[null,null,null,null,-960,7.7194705118767004]
[null,null,null,null,-950,7.6648717174972498]
[null,null,null,null,-940,7.6105944690317502]
[null,null,null,null,-930,7.5566373380177998]
[null,null,null,null,-920,7.5029988994635]
[null,null,null,null,-910,7.4496777318526997]
[null,null,null,null,-900,7.3966724171517999]
[null,null,null,null,-890,7.3439815408157498]
[null,null,null,null,-880,7.2916036917941502]
[null,null,null,null,-870,7.2395374625368003]
[null,null,null,null,-860,7.1877814490005001]
[null,null,null,null,-850,7.1363342506545502]
[null,null,null,null,-840,7.0851944704861003]
[null,null,null,null,-830,7.0343607150070504]
[null,null,null,null,-820,6.9838315942587501]
[null,null,null,null,-810,6.9336057218181999]
[null,null,null,null,-800,6.8836817148034504]
[null,null,null,null,-790,6.8340581938792999]
[null,null,null,null,-780,6.7847337832626504]
[null,null,null,null,-770,6.7357071107279998]
[null,null,null,null,-760,6.6869768076126999]
[null,null,null,null,-750,6.6385415088221]
[null,null,null,null,-740,6.5903998528354499]
[null,null,null,null,-730,6.5425504817100002]
[null,null,null,null,-720,6.4949920410872002]
[null,null,null,null,-710,6.4477231801966504]
[null,null,null,null,-700,6.4007425518619501]
[null,null,null,null,-690,6.3540488125050496]
[null,null,null,null,-680,6.3076406221513999]
[null,null,null,null,-670,6.2615166444343]
[null,null,null,null,-660,6.2156755466]
[null,null,null,null,-650,6.1701159995122499]
[null,null,null,null,-640,6.1248366776566501]
[null,null,null,null,-630,6.07983625914515]
[null,null,null,null,-620,6.0351134257207999]
[null,null,null,null,-610,5.9906668627616]
[null,null,null,null,-600,5.9464952592850002]
[null,null,null,null,-590,5.9025973079525]
[null,null,null,null,-580,5.8589717050727499]
[null,null,null,null,-570,5.8156171506068004]
[null,null,null,null,-560,5.7725323481714002]
[null,null,null,null,-550,5.7297160050429996]
[null,null,null,null,-540,5.6871668321615996]
[null,null,null,null,-530,5.6448835441345997]
[null,null,null,null,-520,5.60286485924075]
[null,null,null,null,-510,5.5611094994329999]
[null,null,null,null,-500,5.5196161903429504]
[null,null,null,null,-490,5.478383661284]
[null,null,null,null,-480,5.4374106452542001]
[null,null,null,null,-470,5.3966958789407]
[null,null,null,null,-460,5.3562381027219503]
[null,null,null,null,-450,5.3160360606713999]
[null,null,null,null,-440,5.2760885005607996]
[null,null,null,null,-430,5.2363941738627]
[null,null,null,null,-420,5.1969518357537501]
[null,null,null,null,-410,5.1577602451176503]
[null,null,null,null,-400,5.1188181645478004]
[null,null,null,null,-390,5.0801243603498998]
[null,null,null,null,-380,5.0416776025450503]
[null,null,null,null,-370,5.0034766648720499]
[null,null,null,null,-360,4.9655203247896802]
[null,null,null,null,-350,4.9278073634797348]
[null,null,null,null,-340,4.8903365658488998]
[null,null,null,null,-330,4.8531067205311302]
[null,null,null,null,-320,4.8161166198899847]
[null,null,null,null,-310,4.77936506002073]
[null,null,null,null,-300,4.7428508407523351]
[null,null,null,null,-290,4.7065727656493896]
[null,null,null,null,-280,4.67052964201409]
[null,null,null,null,-270,4.6347202808882697]
[null,null,null,null,-260,4.5991434970546754]
[null,null,null,null,-250,4.5637981090390554]
[null,null,null,null,-240,4.5286829391115804]
[null,null,null,null,-230,4.4937968132883652]
[null,null,null,null,-220,4.4591385613329848]
[null,null,null,null,-210,4.4247070167576998]
[null,null,null,null,-200,4.3905010168249898]
[null,null,null,null,-190,4.356519402548475]
[null,null,null,null,-180,4.3227610186942904]
[null,null,null,null,-170,4.2892247137818647]
[null,null,null,null,-160,4.2559093400852852]
[null,null,null,null,-150,4.2228137536338801]
[null,null,null,null,-140,4.1899368142132447]
[null,null,null,null,-130,4.157277385365755]
[null,null,null,null,-120,4.1248343343915801]
[null,null,null,null,-110,4.0926065323488601]
[null,null,null,null,-100,4.0605928540546703]
[null,null,null,null,-90,4.0287921780851299]
[null,null,null,null,-80,3.9972033867759551]
[null,null,null,null,-70,3.9658253662226048]
[null,null,null,null,-60,3.9346570062805051]
[null,null,null,null,-50,3.9036972005653698]
[null,null,null,null,-40,3.8729448464531799]
[null,null,null,null,-30,3.8423988450798552]
[null,null,null,null,-20,3.8120581013416901]
[null,null,null,null,-10,3.7819215238947099]
[null,null,null,null,0,3.7519880251548101]
[null,null,null,null,10,3.72225652129706]
[null,null,null,null,20,3.6927259322556352]
[null,null,null,null,30,3.6633951817231099]
[null,null,null,null,40,3.6342631971500601]
[null,null,null,null,50,3.6053289097442849]
[null,null,null,null,60,3.5765912544701899]
[null,null,null,null,70,3.548049170048035]
[null,null,null,null,80,3.519701598953175]
[null,null,null,null,90,3.491547487414755]
[null,null,null,null,100,3.4635857854150749]
[null,null,null,null,110,3.4358154466884301]
[null,null,null,null,120,3.4082354287198302]
[null,null,null,null,130,3.3808446927439402]
[null,null,null,null,140,3.3536422037436249]
[null,null,null,null,150,3.3266269304486151]
[null,null,null,null,160,3.2997978453342101]
[null,null,null,null,170,3.2731539246194248]
[null,null,null,null,180,3.2466941482657798]
[null,null,null,null,190,3.220417499975285]
[null,null,null,null,200,3.1943229671889148]
[null,null,null,null,210,3.1684095410846451]
[null,null,null,null,220,3.1426762165757398]
[null,null,null,null,230,3.1171219923085052]
[null,null,null,null,240,3.09174587066064]
[null,null,null,null,250,3.0665468577386852]
[null,null,null,null,260,3.0415239633761701]
[null,null,null,null,270,3.0166762011312001]
[null,null,null,null,280,2.9920025882842549]
[null,null,null,null,290,2.9675021458355699]
[null,null,null,null,300,2.943173898502955]
[null,null,null,null,310,2.91901687471898]
[null,null,null,null,320,2.89503010662854]
[null,null,null,null,330,2.8712126300861001]
[null,null,null,null,340,2.84756348465304]
[null,null,null,null,350,2.8240817135946301]
[null,null,null,null,360,2.8007663638773299]
[null,null,null,null,370,2.7776164861657699]
[null,null,null,null,380,2.7546311348196602]
[null,null,null,null,390,2.7318093678908202]
[null,null,null,null,400,2.7091502471197999]
[null,null,null,null,410,2.68665283793286]
[null,null,null,null,420,2.6643162094386201]
[null,null,null,null,430,2.6421394344245002]
[null,null,null,null,440,2.6201215893535399]
[null,null,null,null,450,2.59826175436074]
[null,null,null,null,460,2.5765590132494798]
[null,null,null,null,470,2.555012453487945]
[null,null,null,null,480,2.53362116620543]
[null,null,null,null,490,2.51238424618843]
[null,null,null,null,500,2.4913007918769501]
[null,null,null,null,510,2.4703699053604899]
[null,null,null,null,520,2.449590692374235]
[null,null,null,null,530,2.4289622622947649]
[null,null,null,null,540,2.4084837281361802]
[null,null,null,null,550,2.3881542065458148]
[null,null,null,null,560,2.3679728178000752]
[null,null,null,null,570,2.3479386858000848]
[null,null,null,null,580,2.328050938067415]
[null,null,null,null,590,2.3083087057395502]
[null,null,null,null,600,2.2887111235655202]
[null,null,null,null,610,2.2692573299012349]
[null,null,null,null,620,2.2499464667050102]
[null,null,null,null,630,2.2307776795328502]
[null,null,null,null,640,2.2117501175336298]
[null,null,null,null,650,2.19286293344447]
[null,null,null,null,660,2.17411528358573]
[null,null,null,null,670,2.1555063278562452]
[null,null,null,null,680,2.1370352297282151]
[null,null,null,null,690,2.1187011562422402]
[null,null,null,null,700,2.1005032780022801]
[null,null,null,null,710,2.0824407691704652]
[null,null,null,null,720,2.0645128074618202]
[null,null,null,null,730,2.0467185741390699]
[null,null,null,null,740,2.029057254007395]
[null,null,null,null,750,2.0115280354088849]
[null,null,null,null,760,1.9941301102172051]
[null,null,null,null,770,1.97686267383212]
[null,null,null,null,780,1.9597249251739]
[null,null,null,null,790,1.942716066677695]
[null,null,null,null,800,1.9258353042879599]
[null,null,null,null,810,1.9090818474526601]
[null,null,null,null,820,1.8924549091175149]
[null,null,null,null,830,1.87595370572023]
[null,null,null,null,840,1.8595774571845249]
[null,null,null,null,850,1.84332538691429]
[null,null,null,null,860,1.82719672178759]
[null,null,null,null,870,1.8111906921505101]
[null,null,null,null,880,1.7953065318112651]
[null,null,null,null,890,1.779543478033865]
[null,null,null,null,900,1.76390077153209]
[null,null,null,null,910,1.7483776564630851]
[null,null,null,null,920,1.73297338042117]
[null,null,null,null,930,1.71768719443147]
[null,null,null,null,940,1.7025183529435099]
[null,null,null,null,950,1.6874661138247899]
[null,null,null,null,960,1.6725297383542299]
[null,null,null,null,970,1.657708491215705]
[null,null,null,null,980,1.643001640491405]
[null,null,null,null,990,1.6284084576551849]
[null,null,null,null,1000,1.6139282175659451]
[null,null,null,null,1010,1.599560198460805]
[null,null,null,null,1020,1.5853036819483699]
[null,null,null,null,1030,1.5711579530019051]
[null,null,null,null,1040,1.5571222999524501]
[null,null,null,null,1050,1.543196014481875]
[null,null,null,null,1060,1.5293783916159851]
[null,null,null,null,1070,1.515668729717405]
[null,null,null,null,1080,1.5020663304786299]
[null,null,null,null,1090,1.48857049891486]
[null,null,null,null,1100,1.4751805433568701]
[null,null,null,null,1110,1.4618957754438]
[null,null,null,null,1120,1.44871551011605]
[null,null,null,null,1130,1.4356390656078151]
[null,null,null,null,1140,1.4226657634399]
[null,null,null,null,1150,1.4097949284123601]
[null,null,null,null,1160,1.3970258885970701]
[null,null,null,null,1170,1.3843579753302651]
[null,null,null,null,1180,1.3717905232051351]
[null,null,null,null,1190,1.3593228700642399]
[null,null,null,null,1200,1.3469543569919951]
[null,null,null,null,1210,1.3346843283070799]
[null,null,null,null,1220,1.3225121315547499]
[null,null,null,null,1230,1.3104371174992251]
[null,null,null,null,1240,1.298458640115955]
[null,null,null,null,1250,1.28657605658379]
[null,null,null,null,1260,1.274788727277435]
[null,null,null,null,1270,1.263096015759315]
[null,null,null,null,1280,1.2514972887719451]
[null,null,null,null,1290,1.2399919162299551]
[null,null,null,null,1300,1.2285792712121451]
[null,null,null,null,1310,1.2172587299535449]
[null,null,null,null,1320,1.206029671837425]
[null,null,null,null,1330,1.1948914793872749]
[null,null,null,null,1340,1.183843538258645]
[null,null,null,null,1350,1.1728852372311649]
[null,null,null,null,1360,1.1620159682003699]
[null,null,null,null,1370,1.15123512616947]
[null,null,null,null,1380,1.1405421092412451]
[null,null,null,null,1390,1.12993631860977]
[null,null,null,null,1400,1.1194171585521451]
[null,null,null,null,1410,1.108984036420265]
[null,null,null,null,1420,1.0986363626324001]
[null,null,null,null,1430,1.0883735506648999]
[null,null,null,null,1440,1.0781950170438499]
[null,null,null,null,1450,1.06810018133655]
[null,null,null,null,1460,1.0580884661432099]
[null,null,null,null,1470,1.04815929708838]
[null,null,null,null,1480,1.0383121028124549]
[null,null,null,null,1490,1.0285463149632399]
[null,null,null,null,1500,1.0188613681873151]
[null,null,null,null,1510,1.009256700121455]
[null,null,null,null,1520,0.99973175138410497]
[null,null,null,null,1530,0.99028596556665505]
[null,null,null,null,1540,0.98091878922483]
[null,null,null,null,1550,0.97162967187002003]
[null,null,null,null,1560,0.96241806596056001]
[null,null,null,null,1570,0.95328342689297996]
[null,null,null,null,1580,0.94422521299326501]
[null,null,null,null,1590,0.93524288550808998]
[null,null,null,null,1600,0.92633590859600501]
[null,null,null,null,1610,0.91750374931861001]
[null,null,null,null,1620,0.90874587763171499]
[null,null,null,null,1630,0.90006176637645496]
[null,null,null,null,1640,0.89145089127042498]
[null,null,null,null,1650,0.88291273089874001]
[null,null,null,null,1660,0.87444676670513499]
[null,null,null,null,1670,0.86605248298299498]
[null,null,null,null,1680,0.85772936686636503]
[null,null,null,null,1690,0.84947690832096001]
[null,null,null,null,1700,0.84129460013521995]
[null,null,null,null,1710,0.83318193791117501]
[null,null,null,null,1720,0.82513842005547]
[null,null,null,null,1730,0.81716354777028]
[null,null,null,null,1740,0.80925682504419005]
[null,null,null,null,1750,0.80141775864316001]
[null,null,null,null,1760,0.79364585810133503]
[null,null,null,null,1770,0.78594063571197503]
[null,null,null,null,1780,0.77830160651823499]
[null,null,null,null,1790,0.77072828830405005]
[null,null,null,null,1800,0.76322020158493997]
[null,null,null,null,1810,0.75577686959878498]
[null,null,null,null,1820,0.74839781829665497]
[null,null,null,null,1830,0.74108257633353003]
[null,null,null,null,1840,0.73383067505913002]
[null,null,null,null,1850,0.72664164850858004]
[null,null,null,null,1860,0.71951503339321499]
[null,null,null,null,1870,0.71245036909123505]
[null,null,null,null,1880,0.70544719763845998]
[null,null,null,null,1890,0.69850506371899002]
[null,null,null,null,1900,0.69162351465595495]
[null,null,null,null,1910,0.68480210040207001]
[null,null,null,null,1920,0.67804037353039004]
[null,null,null,null,1930,0.67133788922495996]
[null,null,null,null,1940,0.66469420527140499]
[null,null,null,null,1950,0.65810888204757501]
[null,null,null,null,1960,0.65158148251419001]
[null,null,null,null,1970,0.64511157220543502]
[null,null,null,null,1980,0.63869871921957]
[null,null,null,null,1990,0.63234249420950495]
[null,null,null,null,2000,0.62604247037340999]
[null,null,null,null,2010,0.61979822344528002]
[null,null,null,null,2020,0.61360933168551501]
[null,null,null,null,2030,0.60747537587147005]
[null,null,null,null,2040,0.60139593928804502]
[null,null,null,null,2050,0.59537060771817996]
[null,null,null,null,2060,0.58939896943348002]
[null,null,null,null,2070,0.58348061518465]
[null,null,null,null,2080,0.57761513819215005]
[null,null,null,null,2090,0.57180213413661996]
[null,null,null,null,2100,0.56604120114945999]
[null,null,null,null,2110,0.56033193980335505]
[null,null,null,null,2120,0.55467395310275003]
[null,null,null,null,2130,0.54906684647441995]
[null,null,null,null,2140,0.54351022775791502]
[null,null,null,null,2150,0.53800370719612001]
[null,null,null,null,2160,0.53254689742574501]
[null,null,null,null,2170,0.52713941346781501]
[null,null,null,null,2180,0.52178087271818996]
[null,null,null,null,2190,0.516470894938035]
[null,null,null,null,2200,0.51120910224435001]
[null,null,null,null,2210,0.50599511910044004]
[null,null,null,null,2220,0.50082857230643496]
[null,null,null,null,2230,0.49570909098977101]
[null,null,null,null,2240,0.49063630659568103]
[null,null,null,null,2250,0.48560985287770653]
[null,null,null,null,2260,0.48062936588819449]
[null,null,null,null,2270,0.47569448396875752]
[null,null,null,null,2280,0.47080484774083647]
[null,null,null,null,2290,0.46596010009615402]
[null,null,null,null,2300,0.46115988618721948]
[null,null,null,null,2310,0.45640385341786649]
[null,null,null,null,2320,0.45169165143371648]
[null,null,null,null,2330,0.44702293211273653]
[null,null,null,null,2340,0.44239734955570548]
[null,null,null,null,2350,0.43781456007676101]
[null,null,null,null,2360,0.43327422219391198]
[null,null,null,null,2370,0.4287759966195645]
[null,null,null,null,2380,0.42431954625103951]
[null,null,null,null,2390,0.41990453616113799]
[null,null,null,null,2400,0.41553063358862802]
[null,null,null,null,2410,0.41119750792884552]
[null,null,null,null,2420,0.40690483072419248]
[null,null,null,null,2430,0.40265227565473399]
[null,null,null,null,2440,0.39843951852873449]
[null,null,null,null,2450,0.39426623727322851]
[null,null,null,null,2460,0.39013211192459052]
[null,null,null,null,2470,0.38603682461914701]
[null,null,null,null,2480,0.3819800595837175]
[null,null,null,null,2490,0.37796150312624449]
[null,null,null,null,2500,0.37398084362638401]
[null,null,null,null,2510,0.3700377715261195]
[null,null,null,null,2520,0.36613197932038249]
[null,null,null,null,2530,0.36226316154767751]
[null,null,null,null,2540,0.35843101478071948]
[null,null,null,null,2550,0.35463523761709748]
[null,null,null,null,2560,0.35087553066989802]
[null,null,null,null,2570,0.34715159655838951]
[null,null,null,null,2580,0.34346313989871502]
[null,null,null,null,2590,0.3398098672945255]
[null,null,null,null,2600,0.33619148732774851]
[null,null,null,null,2610,0.3326077105492195]
[null,null,null,null,2620,0.32905824946946449]
[null,null,null,null,2630,0.325542818549382]
[null,null,null,null,2640,0.32206113419099752]
[null,null,null,null,2650,0.31861291472823799]
[null,null,null,null,2660,0.31519788041766]
[null,null,null,null,2670,0.3118157534292415]
[null,null,null,null,2680,0.30846625783718251]
[null,null,null,null,2690,0.30514911961069202]
[null,null,null,null,2700,0.30186406660478948]
[null,null,null,null,2710,0.298610828551162]
[null,null,null,null,2720,0.295389137048989]
[null,null,null,null,2730,0.29219872555578752]
[null,null,null,null,2740,0.28903932937829552]
[null,null,null,null,2750,0.28591068566335648]
[null,null,null,null,2760,0.28281253338878548]
[null,null,null,null,2770,0.27974461335432299]
[null,null,null,null,2780,0.27670666817253048]
[null,null,null,null,2790,0.27369844225974299]
[null,null,null,null,2800,0.2707196818270125]
[null,null,null,null,2810,0.26777013487110152]
[null,null,null,null,2820,0.2648495511654485]
[null,null,null,null,2830,0.26195768225118049]
[null,null,null,null,2840,0.25909428142813401]
[null,null,null,null,2850,0.25625910374587901]
[null,null,null,null,2860,0.25345190599478551]
[null,null,null,null,2870,0.25067244669708799]
[null,null,null,null,2880,0.24792048609794651]
[null,null,null,null,2890,0.24519578615659449]
[null,null,null,null,2900,0.24249811053741699]
[null,null,null,null,2910,0.2398272246011085]
[null,null,null,null,2920,0.23718289539582399]
[null,null,null,null,2930,0.23456489164834349]
[null,null,null,null,2940,0.231972983755282]
[null,null,null,null,2950,0.22940694377428]
[null,null,null,null,2960,0.22686654541523599]
[null,null,null,null,2970,0.22435156403155551]
[null,null,null,null,2980,0.22186177661141751]
[null,null,null,null,2990,0.21939696176905499]
[null,null,null,null,3000,0.216956899736055]
[null,null,null,null,3010,0.21454137235269349]
[null,null,null,null,3020,0.21215016305926199]
[null,null,null,null,3030,0.209783056887444]
[null,null,null,null,3040,0.20743984045168851]
[null,null,null,null,3050,0.20512030194061201]
[null,null,null,null,3060,0.20282423110842751]
[null,null,null,null,3070,0.20055141926638101]
[null,null,null,null,3080,0.198301659274216]
[null,null,null,null,3090,0.19607474553166451]
[null,null,null,null,3100,0.193870473969941]
[null,null,null,null,3110,0.19168864204327851]
[null,null,null,null,3120,0.18952904872047499]
[null,null,null,null,3130,0.18739149447645351]
[null,null,null,null,3140,0.18527578128386649]
[null,null,null,null,3150,0.18318171260470001]
[null,null,null,null,3160,0.18110909338190651]
[null,null,null,null,3170,0.17905773003106901]
[null,null,null,null,3180,0.1770274304320705]
[null,null,null,null,3190,0.17501800392080849]
[null,null,null,null,3200,0.17302926128090099]
[null,null,null,null,3210,0.17106101473544399]
[null,null,null,null,3220,0.1691130779387825]
[null,null,null,null,3230,0.167185265968297]
[null,null,null,null,3240,0.16527739531621299]
[null,null,null,null,3250,0.16338928388145549]
[null,null,null,null,3260,0.16152075096149249]
[null,null,null,null,3270,0.15967161724423651]
[null,null,null,null,3280,0.15784170479993601]
[null,null,null,null,3290,0.15603083707312551]
[null,null,null,null,3300,0.15423883887456749]
[null,null,null,null,3310,0.15246553637323901]
[null,null,null,null,3320,0.1507107570883395]
[null,null,null,null,3330,0.14897432988130549]
[null,null,null,null,3340,0.147256084947885]
[null,null,null,null,3350,0.14555585381019401]
[null,null,null,null,3360,0.14387346930883199]
[null,null,null,null,3370,0.14220876559499651]
[null,null,null,null,3380,0.14056157812265249]
[null,null,null,null,3390,0.13893174364069]
[null,null,null,null,3400,0.13731910018513449]
[null,null,null,null,3410,0.13572348707137749]
[null,null,null,null,3420,0.13414474488641451]
[null,null,null,null,3430,0.13258271548114101]
[null,null,null,null,3440,0.131037241962637]
[null,null,null,null,3450,0.129508168686504]
[null,null,null,null,3460,0.12799534124922099]
[null,null,null,null,3470,0.12649860648052]
[null,null,null,null,3480,0.12501781243578949]
[null,null,null,null,3490,0.1235528083885085]
[null,null,null,null,3500,0.12210344482270651]
[null,null,null,null,3510,0.120669573425441]
[null,null,null,null,3520,0.1192510470793095]
[null,null,null,null,3530,0.1178477198549905]
[null,null,null,null,3540,0.116459447003795]
[null,null,null,null,3550,0.115086084950263]
[null,null,null,null,3560,0.1137274912847815]
[null,null,null,null,3570,0.11238352475621249]
[null,null,null,null,3580,0.1110540452645815]
[null,null,null,null,3590,0.10973891385375301]
[null,null,null,null,3600,0.1084379927041655]
[null,null,null,null,3610,0.107151145125577]
[null,null,null,null,3620,0.10587823554983999]
[null,null,null,null,3630,0.1046191295237035]
[null,null,null,null,3640,0.10337369370164599]
[null,null,null,null,3650,0.10214179583873149]
[null,null,null,null,3660,0.1009233047834925]
[null,null,null,null,3670,9.9718090470844997E-2]
[null,null,null,null,3680,9.8526023915026503E-2]
[null,null,null,null,3690,9.7346977202560997E-2]
[null,null,null,null,3700,9.6180823485253003E-2]
[null,null,null,null,3710,9.5027436973212004E-2]
[null,null,null,null,3720,9.3886692927902998E-2]
[null,null,null,null,3730,9.2758467655213006E-2]
[null,null,null,null,3740,9.1642638498570503E-2]
[null,null,null,null,3750,9.0539083832066006E-2]
[null,null,null,null,3760,8.9447683053614502E-2]
[null,null,null,null,3770,8.8368316578153999E-2]
[null,null,null,null,3780,8.7300865830842497E-2]
[null,null,null,null,3790,8.6245213240316004E-2]
[null,null,null,null,3800,8.5201242231957006E-2]
[null,null,null,null,3810,8.4168837221189494E-2]
[null,null,null,null,3820,8.3147883606811496E-2]
[null,null,null,null,3830,8.2138267764351999E-2]
[null,null,null,null,3840,8.1139877039446501E-2]
[null,null,null,null,3850,8.0152599741258504E-2]
[null,null,null,null,3860,7.9176325135913495E-2]
[null,null,null,null,3870,7.8210943439969996E-2]
[null,null,null,null,3880,7.7256345813915994E-2]
[null,null,null,null,3890,7.6312424355691494E-2]
[null,null,null,null,3900,7.5379072094245006E-2]
[null,null,null,null,3910,7.4456182983110006E-2]
[null,null,null,null,3920,7.3543651894019998E-2]
[null,null,null,null,3930,7.2641374610543E-2]
[null,null,null,null,3940,7.1749247821748505E-2]
[null,null,null,null,3950,7.0867169115903003E-2]
[null,null,null,null,3960,6.9995036974192001E-2]
[null,null,null,null,3970,6.9132750764471507E-2]
[null,null,null,null,3980,6.8280210735051999E-2]
[null,null,null,null,3990,6.7437318008495506E-2]
[null,null,null,null,4000,6.6603974575468503E-2]
[null,null,null,null,4010,6.5780083288594499E-2]
[null,null,null,null,4020,6.4965547856350003E-2]
[null,null,null,null,4030,6.4160272836993507E-2]
[null,null,null,null,4040,6.3364163632506507E-2]
[null,null,null,null,4050,6.2577126482579001E-2]
[null,null,null,null,4060,6.1799068458614999E-2]
[null,null,null,null,4070,6.1029897457767997E-2]
[null,null,null,null,4080,6.0269522197006001E-2]
[null,null,null,null,4090,5.9517852207205499E-2]
[null,null,null,null,4100,5.87747978272695E-2]
[null,null,null,null,4110,5.8040270198281001E-2]
[null,null,null,null,4120,5.7314181257680501E-2]
[null,null,null,null,4130,5.6596443733471002E-2]
[null,null,null,null,4140,5.5886971138453499E-2]
[null,null,null,null,4150,5.51856777644925E-2]
[null,null,null,null,4160,5.4492478676804998E-2]
[null,null,null,null,4170,5.3807289708284502E-2]
[null,null,null,null,4180,5.3130027453846998E-2]
[null,null,null,null,4190,5.2460609264808E-2]
[null,null,null,null,4200,5.1798953243289002E-2]
[null,null,null,null,4210,5.1144978236653003E-2]
[null,null,null,null,4220,5.0498603831961503E-2]
[null,null,null,null,4230,4.9859750350469051E-2]
[null,null,null,null,4240,4.9228338842142949E-2]
[null,null,null,null,4250,4.8604291080206197E-2]
[null,null,null,null,4260,4.7987529555713948E-2]
[null,null,null,null,4270,4.73779774721588E-2]
[null,null,null,null,4280,4.6775558740099352E-2]
[null,null,null,null,4290,4.6180197971821747E-2]
[null,null,null,null,4300,4.5591820476027001E-2]
[null,null,null,null,4310,4.5010352252546647E-2]
[null,null,null,null,4320,4.4435719987087299E-2]
[null,null,null,null,4330,4.3867851046000203E-2]
[null,null,null,null,4340,4.3306673471083301E-2]
[null,null,null,null,4350,4.2752115974408797E-2]
[null,null,null,null,4360,4.2204107933177797E-2]
[null,null,null,null,4370,4.1662579384605353E-2]
[null,null,null,null,4380,4.1127461020830598E-2]
[null,null,null,null,4390,4.059868418385585E-2]
[null,null,null,null,4400,4.007618086051485E-2]
[null,null,null,null,4410,3.9559883677466247E-2]
[null,null,null,null,4420,3.904972589621715E-2]
[null,null,null,null,4430,3.8545641408171252E-2]
[null,null,null,null,4440,3.8047564729708397E-2]
[null,null,null,null,4450,3.7555430997288801E-2]
[null,null,null,null,4460,3.7069175962584452E-2]
[null,null,null,null,4470,3.6588735987641299E-2]
[null,null,null,null,4480,3.61140480400663E-2]
[null,null,null,null,4490,3.5645049688239949E-2]
[null,null,null,null,4500,3.5181679096561697E-2]
[null,null,null,null,4510,3.4723875020716402E-2]
[null,null,null,null,4520,3.427157680297295E-2]
[null,null,null,null,4530,3.3824724367506248E-2]
[null,null,null,null,4540,3.3383258215749001E-2]
[null,null,null,null,4550,3.2947119421769547E-2]
[null,null,null,null,4560,3.251624962767595E-2]
[null,null,null,null,4570,3.2090591039048197E-2]
[null,null,null,null,4580,3.1670086420396149E-2]
[null,null,null,null,4590,3.1254679090645651E-2]
[null,null,null,null,4600,3.0844312918650349E-2]
[null,null,null,null,4610,3.0438932318728899E-2]
[null,null,null,null,4620,3.00384822462334E-2]
[null,null,null,null,4630,2.964290819313925E-2]
[null,null,null,null,4640,2.92521561836626E-2]
[null,null,null,null,4650,2.8866172769908102E-2]
[null,null,null,null,4660,2.8484905027537751E-2]
[null,null,null,null,4670,2.8108300551469199E-2]
[null,null,null,null,4680,2.7736307451599749E-2]
[null,null,null,null,4690,2.736887434855545E-2]
[null,null,null,null,4700,2.7005950369468248E-2]
[null,null,null,null,4710,2.6647485143776701E-2]
[null,null,null,null,4720,2.6293428799055048E-2]
[null,null,null,null,4730,2.5943731956867149E-2]
[null,null,null,null,4740,2.5598345728644851E-2]
[null,null,null,null,4750,2.5257221711594901E-2]
[null,null,null,null,4760,2.492031198462915E-2]
[null,null,null,null,4770,2.45875691043227E-2]
[null,null,null,null,4780,2.4258946100892999E-2]
[null,null,null,null,4790,2.3934396474211951E-2]
[null,null,null,null,4800,2.3613874189835501E-2]
[null,null,null,null,4810,2.32973336750632E-2]
[null,null,null,null,4820,2.2984729815022649E-2]
[null,null,null,null,4830,2.2676017948776502E-2]
[null,null,null,null,4840,2.2371153865458349E-2]
[null,null,null,null,4850,2.207009380042995E-2]
[null,null,null,null,4860,2.1772794431465899E-2]
[null,null,null,null,4870,2.1479212874961351E-2]
[null,null,null,null,4880,2.1189306682166949E-2]
[null,null,null,null,4890,2.0903033835444951E-2]
[null,null,null,null,4900,2.0620352744553649E-2]
[null,null,null,null,4910,2.0341222242953001E-2]
[null,null,null,null,4920,2.0065601584136748E-2]
[null,null,null,null,4930,1.9793450437989499E-2]
[null,null,null,null,4940,1.9524728887164951E-2]
[null,null,null,null,4950,1.9259397423491E-2]
[null,null,null,null,4960,1.899741694439935E-2]
[null,null,null,null,4970,1.8738748749376598E-2]
[null,null,null,null,4980,1.84833545364411E-2]
[null,null,null,null,4990,1.82311963986432E-2]
[null,null,null,null,5000,1.7982236820589349E-2]
[null,null,null,null,5010,1.7736438674989901E-2]
[null,null,null,null,5020,1.7493765219230201E-2]
[null,null,null,null,5030,1.7254180091964999E-2]
[null,null,null,null,5040,1.701764730973725E-2]
[null,null,null,null,5050,1.6784131263619301E-2]
[null,null,null,null,5060,1.6553596715877548E-2]
[null,null,null,null,5070,1.6326008796660098E-2]
[null,null,null,null,5080,1.61013330007083E-2]
[null,null,null,null,5090,1.5879535184090101E-2]
[null,null,null,null,5100,1.566058156095675E-2]
[null,null,null,null,5110,1.5444438700322249E-2]
[null,null,null,null,5120,1.5231073522866101E-2]
[null,null,null,null,5130,1.502045329775735E-2]
[null,null,null,null,5140,1.48125456395026E-2]
[null,null,null,null,5150,1.4607318504814551E-2]
[null,null,null,null,5160,1.440474018950595E-2]
[null,null,null,null,5170,1.4204779325401399E-2]
[null,null,null,null,5180,1.400740487727585E-2]
[null,null,null,null,5190,1.381258613981195E-2]
[null,null,null,null,5200,1.362029273458025E-2]
[null,null,null,null,5210,1.3430494607041999E-2]
[null,null,null,null,5220,1.32431620235729E-2]
[null,null,null,null,5230,1.3058265568508601E-2]
[null,null,null,null,5240,1.2875776141211701E-2]
[null,null,null,null,5250,1.2695664953161051E-2]
[null,null,null,null,5260,1.2517903525061101E-2]
[null,null,null,null,5270,1.234246368397345E-2]
[null,null,null,null,5280,1.2169317560469701E-2]
[null,null,null,null,5290,1.1998437585804151E-2]
[null,null,null,null,5300,1.1829796489109701E-2]
[null,null,null,null,5310,1.166336729461155E-2]
[null,null,null,null,5320,1.1499123318865399E-2]
[null,null,null,null,5330,1.1337038168013101E-2]
[null,null,null,null,5340,1.1177085735060349E-2]
[null,null,null,null,5350,1.101924019717555E-2]
[null,null,null,null,5360,1.0863476013007351E-2]
[null,null,null,null,5370,1.0709767920023851E-2]
[null,null,null,null,5380,1.0558090931872049E-2]
[null,null,null,null,5390,1.04084203357562E-2]
[null,null,null,null,5400,1.02607316898375E-2]
[null,null,null,null,5410,1.0115000820652699E-2]
[null,null,null,null,5420,9.9712038205537496E-3]
[null,null,null,null,5430,9.8293170451655004E-3]
[null,null,null,null,5440,9.6893171108649E-3]
[null,null,null,null,5450,9.5511808922777493E-3]
[null,null,null,null,5460,9.4148855197967504E-3]
[null,null,null,null,5470,9.2804083771175494E-3]
[null,null,null,null,5480,9.1477270987949007E-3]
[null,null,null,null,5490,9.0168195678169503E-3]
[null,null,null,null,5500,8.8876639131998999E-3]
[null,null,null,null,5510,8.7602385076003993E-3]
[null,null,null,null,5520,8.6345219649474007E-3]
[null,null,null,null,5530,8.5104931380923492E-3]
[null,null,null,null,5540,8.3881311164788006E-3]
[null,null,null,null,5550,8.2674152238295506E-3]
[null,null,null,null,5560,8.1483250158529003E-3]
[null,null,null,null,5570,8.0308402779672005E-3]
[null,null,null,null,5580,7.9149410230430501E-3]
[null,null,null,null,5590,7.8006074891643499E-3]
[null,null,null,null,5600,7.6878201374074003E-3]
[null,null,null,null,5610,7.5765596496373501E-3]
[null,null,null,null,5620,7.4668069263227497E-3]
[null,null,null,null,5630,7.3585430843682003E-3]
[null,null,null,null,5640,7.2517494549642503E-3]
[null,null,null,null,5650,7.1464075814549497E-3]
[null,null,null,null,5660,7.0424992172228498E-3]
[null,null,null,null,5670,6.94000632359175E-3]
[null,null,null,null,5680,6.8389110677454503E-3]
[null,null,null,null,5690,6.7391958206655996E-3]
[null,null,null,null,5700,6.6408431550847502E-3]
[null,null,null,null,5710,6.5438358434577997E-3]
[null,null,null,null,5720,6.4481568559490001E-3]
[null,null,null,null,5730,6.353789358437E-3]
[null,null,null,null,5740,6.2607167105354503E-3]
[null,null,null,null,5750,6.1689224636310002E-3]
[null,null,null,null,5760,6.0783903589372501E-3]
[null,null,null,null,5770,5.9891043255653502E-3]
[null,null,null,null,5780,5.9010484786109502E-3]
[null,null,null,null,5790,5.8142071172566003E-3]
[null,null,null,null,5800,5.7285647228911499E-3]
[null,null,null,null,5810,5.64410595724525E-3]
[null,null,null,null,5820,5.5608156605411498E-3]
[null,null,null,null,5830,5.47867884966025E-3]
[null,null,null,null,5840,5.3976807163253499E-3]
[null,null,null,null,5850,5.3178066252981496E-3]
[null,null,null,null,5860,5.2390421125934998E-3]
[null,null,null,null,5870,5.1613728837074501E-3]
[null,null,null,null,5880,5.0847848118618496E-3]
[null,null,null,null,5890,5.00926393626395E-3]
[null,null,null,null,5900,4.9347964603804447E-3]
[null,null,null,null,5910,4.8613687502272549E-3]
[null,null,null,null,5920,4.7889673326738753E-3]
[null,null,null,null,5930,4.7175788937627149E-3]
[null,null,null,null,5940,4.6471902770430897E-3]
[null,null,null,null,5950,4.5777884819198696E-3]
[null,null,null,null,5960,4.5093606620163953E-3]
[null,null,null,null,5970,4.4418941235528399E-3]
[null,null,null,null,5980,4.3753763237372153E-3]
[null,null,null,null,5990,4.3097948691723804E-3]
[null,null,null,null,6000,4.2451375142763051E-3]
[null,null,null,null,6010,4.1813921597161447E-3]
[null,null,null,null,6020,4.1185468508573653E-3]
[null,null,null,null,6030,4.0565897762255953E-3]
[null,null,null,null,6040,3.9955092659831049E-3]
[null,null,null,null,6050,3.9352937904183751E-3]
[null,null,null,null,6060,3.8759319584499201E-3]
[null,null,null,null,6070,3.8174125161430151E-3]
[null,null,null,null,6080,3.75972434524021E-3]
[null,null,null,null,6090,3.70285646170509E-3]
[null,null,null,null,6100,3.64679801427936E-3]
[null,null,null,null,6110,3.591538283052705E-3]
[null,null,null,null,6120,3.53706667804657E-3]
[null,null,null,null,6130,3.4833727378096951E-3]
[null,null,null,null,6140,3.4304461280277102E-3]
[null,null,null,null,6150,3.3782766401447748E-3]
[null,null,null,null,6160,3.3268541899981502E-3]
[null,null,null,null,6170,3.2761688164655348E-3]
[null,null,null,null,6180,3.2262106801246551E-3]
[null,null,null,null,6190,3.176970061925475E-3]
[null,null,null,null,6200,3.1284373618746799E-3]
[null,null,null,null,6210,3.08060309773246E-3]
[null,null,null,null,6220,3.033457903721515E-3]
[null,null,null,null,6230,2.98699252924797E-3]
[null,null,null,null,6240,2.9411978376345E-3]
[null,null,null,null,6250,2.896064804865245E-3]
[null,null,null,null,6260,2.8515845183425749E-3]
[null,null,null,null,6270,2.8077481756555701E-3]
[null,null,null,null,6280,2.76454708336031E-3]
[null,null,null,null,6290,2.7219726557714198E-3]
[null,null,null,null,6300,2.68001641376551E-3]
[null,null,null,null,6310,2.6386699835955901E-3]
[null,null,null,null,6320,2.5979250957171201E-3]
[null,null,null,null,6330,2.5577735836252052E-3]
[null,null,null,null,6340,2.5182073827028102E-3]
[null,null,null,null,6350,2.4792185290801799E-3]
[null,null,null,null,6360,2.440799158505245E-3]
[null,null,null,null,6370,2.4029415052247999E-3]
[null,null,null,null,6380,2.3656379008766999E-3]
[null,null,null,null,6390,2.3288807733924748E-3]
[null,null,null,null,6400,2.2926626459109701E-3]
[null,null,null,null,6410,2.2569761357022502E-3]
[null,null,null,null,6420,2.2218139531022651E-3]
[null,null,null,null,6430,2.1871689004576149E-3]
[null,null,null,null,6440,2.153033871080855E-3]
[null,null,null,null,6450,2.1194018482161201E-3]
[null,null,null,null,6460,2.0862659040145901E-3]
[null,null,null,null,6470,2.0536191985204601E-3]
[null,null,null,null,6480,2.0214549786665599E-3]
[null,null,null,null,6490,1.9897665772801699E-3]
[null,null,null,null,6500,1.9585474120985299E-3]
[null,null,null,null,6510,1.9277909847942201E-3]
[null,null,null,null,6520,1.8974908800100799E-3]
[null,null,null,null,6530,1.8676407644040651E-3]
[null,null,null,null,6540,1.838234385703325E-3]
[null,null,null,null,6550,1.80926557176787E-3]
[null,null,null,null,6560,1.7807282296637399E-3]
[null,null,null,null,6570,1.7526163447452901E-3]
[null,null,null,null,6580,1.724923979746855E-3]
[null,null,null,null,6590,1.6976452738836499E-3]
[null,null,null,null,6600,1.6707744419614699E-3]
[null,null,null,null,6610,1.64430577349576E-3]
[null,null,null,null,6620,1.6182336318394199E-3]
[null,null,null,null,6630,1.59255245331954E-3]
[null,null,null,null,6640,1.5672567463829101E-3]
[null,null,null,null,6650,1.5423410907503599E-3]
[null,null,null,null,6660,1.5178001365795499E-3]
[null,null,null,null,6670,1.4936286036365751E-3]
[null,null,null,null,6680,1.4698212804759351E-3]
[null,null,null,null,6690,1.4463730236289999E-3]
[null,null,null,null,6700,1.4232787568007751E-3]
[null,null,null,null,6710,1.4005334700751249E-3]
[null,null,null,null,6720,1.37813221912802E-3]
[null,null,null,null,6730,1.356070124449155E-3]
[null,null,null,null,6740,1.3343423705714651E-3]
[null,null,null,null,6750,1.31294420530882E-3]
[null,null,null,null,6760,1.291870939001555E-3]
[null,null,null,null,6770,1.2711179437700051E-3]
[null,null,null,null,6780,1.2506806527757201E-3]
[null,null,null,null,6790,1.2305545594905949E-3]
[null,null,null,null,6800,1.2107352169735549E-3]
[null,null,null,null,6810,1.1912182371548699E-3]
[null,null,null,null,6820,1.17199929012814E-3]
[null,null,null,null,6830,1.153074103449615E-3]
[null,null,null,null,6840,1.1344384614450499E-3]
[null,null,null,null,6850,1.11608820452387E-3]
[null,null,null,null,6860,1.0980192285006351E-3]
[null,null,null,null,6870,1.0802274839237099E-3]
[null,null,null,null,6880,1.0627089754111599E-3]
[null,null,null,null,6890,1.04545976099371E-3]
[null,null,null,null,6900,1.028475951464725E-3]
[null,null,null,null,6910,1.0117537097372399E-3]
[null,null,null,null,6920,9.9528925020778494E-4]
[null,null,null,null,6930,9.7907883812720998E-4]
[null,null,null,null,6940,9.6311878897816503E-4]
[null,null,null,null,6950,9.4740546785940997E-4]
[null,null,null,null,6960,9.3193528887678496E-4]
[null,null,null,null,6970,9.1670471454066E-4]
[null,null,null,null,6980,9.0171025517015997E-4]
[null,null,null,null,6990,8.8694846830373502E-4]
[null,null,null,null,7000,8.7241595811612504E-4]
[null,null,null,null,7010,8.5810937484181505E-4]
[null,null,null,null,7020,8.4402541420476997E-4]
[null,null,null,null,7030,8.3016081685436999E-4]
[null,null,null,null,7040,8.1651236780762998E-4]
[null,null,null,null,7050,8.0307689589747004E-4]
[null,null,null,null,7060,7.8985127322717E-4]
[null,null,null,null,7070,7.7683241463077002E-4]
[null,null,null,null,7080,7.6401727713950002E-4]
[null,null,null,null,7090,7.5140285945413002E-4]
[null,null,null,null,7100,7.3898620142311003E-4]
[null,null,null,null,7110,7.2676438352662005E-4]
[null,null,null,null,7120,7.1473452636630001E-4]
[null,null,null,null,7130,7.0289379016070998E-4]
[null,null,null,null,7140,6.9123937424642504E-4]
[null,null,null,null,7150,6.7976851658477005E-4]
[null,null,null,null,7160,6.6847849327399502E-4]
[null,null,null,null,7170,6.5736661806702003E-4]
[null,null,null,null,7180,6.4643024189462003E-4]
[null,null,null,null,7190,6.3566675239391996E-4]
[null,null,null,null,7200,6.2507357344231498E-4]
[null,null,null,null,7210,6.1464816469657504E-4]
[null,null,null,null,7220,6.0438802113725002E-4]
[null,null,null,null,7230,5.9429067261825496E-4]
[null,null,null,null,7240,5.8435368342151504E-4]
[null,null,null,null,7250,5.7457465181678003E-4]
[null,null,null,null,7260,5.6495120962639497E-4]
[null,null,null,null,7270,5.5548102179511999E-4]
[null,null,null,null,7280,5.4616178596480504E-4]
[null,null,null,null,7290,5.3699123205402E-4]
[null,null,null,null,7300,5.2796712184250002E-4]
[null,null,null,null,7310,5.1908724856034505E-4]
[null,null,null,null,7320,5.1034943648202501E-4]
[null,null,null,null,7330,5.0175154052502495E-4]
[null,null,null,null,7340,4.9329144585316947E-4]
[null,null,null,null,7350,4.8496706748453548E-4]
[null,null,null,null,7360,4.7677634990393302E-4]
[null,null,null,null,7370,4.6871726667991953E-4]
[null,null,null,null,7380,4.6078782008619751E-4]
[null,null,null,null,7390,4.5298604072754401E-4]
[null,null,null,null,7400,4.4530998717006202E-4]
[null,null,null,null,7410,4.3775774557573802E-4]
[null,null,null,null,7420,4.30327429341357E-4]
[null,null,null,null,7430,4.2301717874161448E-4]
[null,null,null,null,7440,4.1582516057644102E-4]
[null,null,null,null,7450,4.0874956782251549E-4]
[null,null,null,null,7460,4.0178861928886052E-4]
[null,null,null,null,7470,3.9494055927654552E-4]
[null,null,null,null,7480,3.8820365724239597E-4]
[null,null,null,null,7490,3.8157620746671748E-4]
[null,null,null,null,7500,3.7505652872497198E-4]
[null,null,null,null,7510,3.6864296396337052E-4]
[null,null,null,null,7520,3.62333879978308E-4]
[null,null,null,null,7530,3.5612766709967203E-4]
[null,null,null,null,7540,3.50022738877914E-4]
[null,null,null,null,7550,3.4401753177488997E-4]
[null,null,null,null,7560,3.3811050485841601E-4]
[null,null,null,null,7570,3.3230013950047947E-4]
[null,null,null,null,7580,3.2658493907910949E-4]
[null,null,null,null,7590,3.2096342868384402E-4]
[null,null,null,null,7600,3.1543415482474549E-4]
[null,null,null,null,7610,3.09995685144949E-4]
[null,null,null,null,7620,3.04646608136707E-4]
[null,null,null,null,7630,2.9938553286085152E-4]
[null,null,null,null,7640,2.94211088669727E-4]
[null,null,null,null,7650,2.8912192493343452E-4]
[null,null,null,null,7660,2.841167107694645E-4]
[null,null,null,null,7670,2.7919413477562151E-4]
[null,null,null,null,7680,2.7435290476621801E-4]
[null,null,null,null,7690,2.6959174751149152E-4]
[null,null,null,null,7700,2.6490940848026602E-4]
[null,null,null,null,7710,2.6030465158572802E-4]
[null,null,null,null,7720,2.557762589343555E-4]
[null,null,null,null,7730,2.513230305779735E-4]
[null,null,null,null,7740,2.4694378426882248E-4]
[null,null,null,null,7750,2.4263735521770749E-4]
[null,null,null,null,7760,2.3840259585512449E-4]
[null,null,null,null,7770,2.3423837559534449E-4]
[null,null,null,null,7780,2.3014358060345801E-4]
[null,null,null,null,7790,2.2611711356529699E-4]
[null,null,null,null,7800,2.221578934602495E-4]
[null,null,null,null,7810,2.1826485533690251E-4]
[null,null,null,null,7820,2.144369500914875E-4]
[null,null,null,null,7830,2.1067314424911399E-4]
[null,null,null,null,7840,2.0697241974774699E-4]
[null,null,null,null,7850,2.0333377372490249E-4]
[null,null,null,null,7860,1.9975621830702349E-4]
[null,null,null,null,7870,1.9623878040151801E-4]
[null,null,null,null,7880,1.92780501491417E-4]
[null,null,null,null,7890,1.8938043743265301E-4]
[null,null,null,null,7900,1.8603765825387351E-4]
[null,null,null,null,7910,1.8275124795881999E-4]
[null,null,null,null,7920,1.795203043312085E-4]
[null,null,null,null,7930,1.76343938742099E-4]
[null,null,null,null,7940,1.73221275959714E-4]
[null,null,null,null,7950,1.7015145396169151E-4]
[null,null,null,null,7960,1.67133623749735E-4]
[null,null,null,null,7970,1.6416694916663799E-4]
[null,null,null,null,7980,1.612506067156605E-4]
[null,null,null,null,7990,1.583837853822105E-4]
[null,null,null,null,8000,1.55565686457834E-4]

{"sheet":"ELSILookup","index":5,"n_rows":107,"n_cols":10,"rows_kept":107,"cut":false,"hidden":true,"merged":[]}
[]
[null,null,null,null,"this is the vlookup table, which is used for the Scot SWW Supp project"]
[null,null,null,null,"it maps background into ELSI"]
[]
[null,"Minor Flop Zones","ELSI Zone","Location",null,null,null,null,"BOI Lookup"]
[null,"A1","A","E&W",null,null,null,null,"A1","NGC South"]
[null,"A2","A","E&W",null,null,null,null,"A3","NGC South"]
[null,"A3","A","E&W",null,null,null,null,"A7","NGC South"]
[null,"A4","A","E&W",null,null,null,null,"A8","NGC South"]
[null,"A5","A","E&W",null,null,null,null,"A9","NGC South"]
[null,"A6","A","E&W",null,null,null,null,"B1","NGC South"]
[null,"A7","A","E&W",null,null,null,null,"B2","NGC South"]
[null,"A8","A","E&W",null,null,null,null,"C1","NGC South"]
[null,"A9","A","E&W",null,null,null,null,"C2","NGC South"]
[null,"B4","B","E&W",null,null,null,null,"C3","NGC South"]
[null,"C1","C","E&W",null,null,null,null,"C4","NGC South"]
[null,"C2","C","E&W",null,null,null,null,"C5","NGC South"]
[null,"C3","C","E&W",null,null,null,null,"C7","NGC South"]
[null,"C5","C","E&W",null,null,null,null,"C9","NGC South"]
[null,"C6","C","E&W",null,null,null,null,"D6","NGC South"]
[null,"D4","D","E&W",null,null,null,null,"E6","NGC South"]
[null,"D5","D","E&W",null,null,null,null,"E7","NGC South"]
[null,"E7","E","E&W",null,null,null,null,"F6","NGC South"]
[null,"F6","F","E&W",null,null,null,null,"G7","NGC South"]
[null,"G1","G","E&W",null,null,null,null,"H1","NGC South"]
[null,"G5","G","E&W",null,null,null,null,"H2","NGC South"]
[null,"G6","G","E&W",null,null,null,null,"H6","NGC South"]
[null,"G7","G","E&W",null,null,null,null,"J1","NGC South"]
[null,"H1","H","E&W",null,null,null,null,"J2","NGC South"]
[null,"H2","H","E&W",null,null,null,null,"J3","NGC South"]
[null,"H6","H","E&W",null,null,null,null,"J4","NGC South"]
[null,"S1","I","Scot",null,null,null,null,"J5","NGC South"]
[null,"S2","I","Scot",null,null,null,null,"J6","NGC South"]
[null,"S3","I","Scot",null,null,null,null,"K1","NGC South"]
[null,"S4","I","Scot",null,null,null,null,"K2","NGC South"]
[null,"S9","I","Scot",null,null,null,null,"K4","NGC South"]
[null,"J4","J","E&W",null,null,null,null,"K5","NGC South"]
[null,"J6","J","E&W",null,null,null,null,"K6","NGC South"]
[null,"J7","J","E&W",null,null,null,null,"L3","NGC South"]
[null,"J8","J","E&W",null,null,null,null,"L5","NGC South"]
[null,"K1","K","E&W",null,null,null,null,"L7","NGC South"]
[null,"K2","K","E&W",null,null,null,null,"M5","NGC South"]
[null,"K4","K","E&W",null,null,null,null,"M6","NGC South"]
[null,"K5","K","E&W",null,null,null,null,"M7","NGC South"]
[null,"K6","K","E&W",null,null,null,null,"M8","NGC South"]
[null,"L1","L","E&W",null,null,null,null,"N1","NGC South"]
[null,"L2","L","E&W",null,null,null,null,"N2","NGC South"]
[null,"L3","L","E&W",null,null,null,null,"N3","NGC South"]
[null,"L4","L","E&W",null,null,null,null,"P4","NGC South"]
[null,"L5","L","E&W",null,null,null,null,"P5","NGC South"]
[null,"L6","L","E&W",null,null,null,null,"P6","NGC South"]
[null,"L7","L","E&W",null,null,null,null,"P7","NGC South"]
[null,"L8","L","E&W",null,null,null,null,"P8","NGC South"]
[null,"M4","M","E&W",null,null,null,null,"Q2","NGC North"]
[null,"M5","M","E&W",null,null,null,null,"Q4","NGC North"]
[null,"N1","N","E&W",null,null,null,null,"Q6","NGC North"]
[null,"N2","N","E&W",null,null,null,null,"Q8","NGC North"]
[null,"N3","N","E&W",null,null,null,null,"R4","NGC North"]
[null,"N4","N","E&W",null,null,null,null,"R5","NGC North"]
[null,"N5","N","E&W",null,null,null,null,"R6","NGC North"]
[null,"N6","N","E&W",null,null,null,null,"S4","SP North"]
[null,"N7","N","E&W",null,null,null,null,"S5","SP North"]
[null,"N8","N","E&W",null,null,null,null,"S6","SP North"]
[null,"S5","O","Scot",null,null,null,null,"S7","SP North"]
[null,"S6","O","Scot",null,null,null,null,"S1","SP South"]
[null,"S7","O","Scot",null,null,null,null,"S2","SP South"]
[null,"S8","O","Scot",null,null,null,null,"S3","SP South"]
[null,"P1","P","E&W",null,null,null,null,"S9","SP South"]
[null,"P2","P","E&W",null,null,null,null,"T1","SHE North"]
[null,"P3","P","E&W",null,null,null,null,"T2","SHE North"]
[null,"P4","P","E&W",null,null,null,null,"T5","SHE North"]
[null,"P5","P","E&W",null,null,null,null,"T3","SHE South"]
[null,"P6","P","E&W",null,null,null,null,"T4","SHE South"]
[null,"P8","P","E&W",null,null,null,null,"J7","NGC South"]
[null,"Q8","Q","E&W",null,null,null,null,"M4","NGC South"]
[null,"R4","R","E&W"]
[null,"R5","R","E&W"]
[null,"R6","R","E&W"]
[null,"B1","S","E&W"]
[null,"B2","S","E&W"]
[null,"B3","S","E&W"]
[null,"C4","T","E&W"]
[null,"C7","T","E&W"]
[null,"C9","T","E&W"]
[null,"J3","U","E&W"]
[null,"J5","U","E&W"]
[null,"M7","V","E&W"]
[null,"T4","W","Scot"]
[null,"T3","X","Scot"]
[null,"T2","Y","Scot"]
[null,"T1","Z","Scot"]
[null,"E1",1,"E&W"]
[null,"E6",1,"E&W"]
[null,"E8",1,"E&W"]
[null,"J1",2,"E&W"]
[null,"J2",3,"E&W"]
[null,"M6",4,"E&W"]
[null,"M8",5,"E&W"]
[null,"P7",6,"E&W"]
[null,"Q2",7,"E&W"]
[null,"Q4",7,"E&W"]
[null,"Q5",7,"E&W"]
[null,"Q6",7,"E&W"]
[null,"Q7",7,"E&W"]
[null,"T5",8,"Scot"]
[null,"Z",9,"E&W"]
[null,"D6",0,"E&W"]

{"sheet":"SQSS Economy Scaling","index":6,"n_rows":640,"n_cols":15,"rows_kept":640,"cut":false,"hidden":true,"merged":[]}
[]
[]
[]
[]
["Unit_ID","Fuel Type","Sub Fuel Type","Transmission Area","2014/15","2015/16","2016/17","2017/18","2018/19","2019/20","2020/21","2021/22","2022/23","2023/24","2024/25"]
[{"$f":"#REF!","v":{"$error":"#REF!"}},{"$f":"#REF!","v":{"$error":"#REF!"}},{"$f":"#REF!","v":{"$error":"#REF!"}},{"$f":"#REF!","v":{"$error":"#REF!"}},{"$f":"IF(#REF!=\"Interconnector\",#REF!*1,IF(#REF!=\"Wind\",#REF!*0.7,IF(#REF!=\"Marine\",#REF!*0.7,IF(#REF!=\"Nuclear\",#REF!*0.85,IF(#REF!=\"Pumped_Storage\",#REF!*0.5,IF(#REF!=\"CCS\",#REF!*0.85,IF(#REF!=\"OCGT\",#REF!*0,IF(#REF!=\"\",0,#REF!*E$627))))))))","v":{"$error":"#REF!"}},{"$f":"IF(#REF!=\"Interconnector\",#REF!*1,IF(#REF!=\"Wind\",#REF!*0.7,IF(#REF!=\"Marine\",#REF!*0.7,IF(#REF!=\"Nuclear\",#REF!*0.85,IF(#REF!=\"Pumped_Storage\",#REF!*0.5,IF(#REF!=\"CCS\",#REF!*0.85,IF(#REF!=\"OCGT\",#REF!*0,IF(#REF!=\"\",0,#REF!*F$627))))))))","v":{"$error":"#REF!"}},{"$f":"IF(#REF!=\"Interconnector\",#REF!*1,IF(#REF!=\"Wind\",#REF!*0.7,IF(#REF!=\"Marine\",#REF!*0.7,IF(#REF!=\"Nuclear\",#REF!*0.85,IF(#REF!=\"Pumped_Storage\",#REF!*0.5,IF(#REF!=\"CCS\",#REF!*0.85,IF(#REF!=\"OCGT\",#REF!*0,IF(#REF!=\"\",0,#REF!*G$627))))))))","v":{"$error":"#REF!"}},{"$f":"IF(#REF!=\"Interconnector\",#REF!*1,IF(#REF!=\"Wind\",#REF!*0.7,IF(#REF!=\"Marine\",#REF!*0.7,IF(#REF!=\"Nuclear\",#REF!*0.85,IF(#REF!=\"Pumped_Storage\",#REF!*0.5,IF(#REF!=\"CCS\",#REF!*0.85,IF(#REF!=\"OCGT\",#REF!*0,IF(#REF!=\"\",0,#REF!*H$627))))))))","v":{"$error":"#REF!"}},{"$f":"IF(#REF!=\"Interconnector\",#REF!*1,IF(#REF!=\"Wind\",#REF!*0.7,IF(#REF!=\"Marine\",#REF!*0.7,IF(#REF!=\"Nuclear\",#REF!*0.85,IF(#REF!=\"Pumped_Storage\",#REF!*0.5,IF(#REF!=\"CCS\",#REF!*0.85,IF(#REF!=\"OCGT\",#REF!*0,IF(#REF!=\"\",0,#REF!*I$627))))))))","v":{"$error":"#REF!"}},{"$f":"IF(#REF!=\"Interconnector\",#REF!*1,IF(#REF!=\"Wind\",#REF!*0.7,IF(#REF!=\"Marine\",#REF!*0.7,IF(#REF!=\"Nuclear\",#REF!*0.85,IF(#REF!=\"Pumped_Storage\",#REF!*0.5,IF(#REF!=\"CCS\",#REF!*0.85,IF(#REF!=\"OCGT\",#REF!*0,IF(#REF!=\"\",0,#REF!*J$627))))))))","v":{"$error":"#REF!"}},{"$f":"IF(#REF!=\"Interconnector\",#REF!*1,IF(#REF!=\"Wind\",#REF!*0.7,IF(#REF!=\"Marine\",#REF!*0.7,IF(#REF!=\"Nuclear\",#REF!*0.85,IF(#REF!=\"Pumped_Storage\",#REF!*0.5,IF(#REF!=\"CCS\",#REF!*0.85,IF(#REF!=\"OCGT\",#REF!*0,IF(#REF!=\"\",0,#REF!*K$627))))))))","v":{"$error":"#REF!"}},{"$f":"IF(#REF!=\"Interconnector\",#REF!*1,IF(#REF!=\"Wind\",#REF!*0.7,IF(#REF!=\"Marine\",#REF!*0.7,IF(#REF!=\"Nuclear\",#REF!*0.85,IF(#REF!=\"Pumped_Storage\",#REF!*0.5,IF(#REF!=\"CCS\",#REF!*0.85,IF(#REF!=\"OCGT\",#REF!*0,IF(#REF!=\"\",0,#REF!*L$627))))))))","v":{"$error":"#REF!"}},{"$f":"IF(#REF!=\"Interconnector\",#REF!*1,IF(#REF!=\"Wind\",#REF!*0.7,IF(#REF!=\"Marine\",#REF!*0.7,IF(#REF!=\"Nuclear\",#REF!*0.85,IF(#REF!=\"Pumped_Storage\",#REF!*0.5,IF(#REF!=\"CCS\",#REF!*0.85,IF(#REF!=\"OCGT\",#REF!*0,IF(#REF!=\"\",0,#REF!*M$627))))))))","v":{"$error":"#REF!"}},{"$f":"IF(#REF!=\"Interconnector\",#REF!*1,IF(#REF!=\"Wind\",#REF!*0.7,IF(#REF!=\"Marine\",#REF!*0.7,IF(#REF!=\"Nuclear\",#REF!*0.85,IF(#REF!=\"Pumped_Storage\",#REF!*0.5,IF(#REF!=\"CCS\",#REF!*0.85,IF(#REF!=\"OCGT\",#REF!*0,IF(#REF!=\"\",0,#REF!*N$627))))))))","v":{"$error":"#REF!"}},{"$f":"IF(#REF!=\"Interconnector\",#REF!*1,IF(#REF!=\"Wind\",#REF!*0.7,IF(#REF!=\"Marine\",#REF!*0.7,IF(#REF!=\"Nuclear\",#REF!*0.85,IF(#REF!=\"Pumped_Storage\",#REF!*0.5,IF(#REF!=\"CCS\",#REF!*0.85,IF(#REF!=\"OCGT\",#REF!*0,IF(#REF!=\"\",0,#REF!*O$627))))))))","v":{"$error":"#REF!"}}]
[{"$f":"#REF!","v":{"$error":"#REF!"}},{"$f":"#REF!","v":{"$error":"#REF!"}},{"$f":"#REF!","v":{"$error":"#REF!"}},{"$f":"#REF!","v":{"$error":"#REF!"}},{"$f":"IF(#REF!=\"Interconnector\",#REF!*1,IF(#REF!=\"Wind\",#REF!*0.7,IF(#REF!=\"Marine\",#REF!*0.7,IF(#REF!=\"Nuclear\",#REF!*0.85,IF(#REF!=\"Pumped_Storage\",#REF!*0.5,IF(#REF!=\"CCS\",#REF!*0.85,IF(#REF!=\"OCGT\",#REF!*0,IF(#REF!=\"\",0,#REF!*E$627))))))))","v":{"$error":"#REF!"}},{"$f":"IF(#REF!=\"Interconnector\",#REF!*1,IF(#REF!=\"Wind\",#REF!*0.7,IF(#REF!=\"Marine\",#REF!*0.7,IF(#REF!=\"Nuclear\",#REF!*0.85,IF(#REF!=\"Pumped_Storage\",#REF!*0.5,IF(#REF!=\"CCS\",#REF!*0.85,IF(#REF!=\"OCGT\",#REF!*0,IF(#REF!=\"\",0,#REF!*F$627))))))))","v":{"$error":"#REF!"}},{"$f":"IF(#REF!=\"Interconnector\",#REF!*1,IF(#REF!=\"Wind\",#REF!*0.7,IF(#REF!=\"Marine\",#REF!*0.7,IF(#REF!=\"Nuclear\",#REF!*0.85,IF(#REF!=\"Pumped_Storage\",#REF!*0.5,IF(#REF!=\"CCS\",#REF!*0.85,IF(#REF!=\"OCGT\",#REF!*0,IF(#REF!=\"\",0,#REF!*G$627))))))))","v":{"$error":"#REF!"}},{"$f":"IF(#REF!=\"Interconnector\",#REF!*1,IF(#REF!=\"Wind\",#REF!*0.7,IF(#REF!=\"Marine\",#REF!*0.7,IF(#REF!=\"Nuclear\",#REF!*0.85,IF(#REF!=\"Pumped_Storage\",#REF!*0.5,IF(#REF!=\"CCS\",#REF!*0.85,IF(#REF!=\"OCGT\",#REF!*0,IF(#REF!=\"\",0,#REF!*H$627))))))))","v":{"$error":"#REF!"}},{"$f":"IF(#REF!=\"Interconnector\",#REF!*1,IF(#REF!=\"Wind\",#REF!*0.7,IF(#REF!=\"Marine\",#REF!*0.7,IF(#REF!=\"Nuclear\",#REF!*0.85,IF(#REF!=\"Pumped_Storage\",#REF!*0.5,IF(#REF!=\"CCS\",#REF!*0.85,IF(#REF!=\"OCGT\",#REF!*0,IF(#REF!=\"\",0,#REF!*I$627))))))))","v":{"$error":"#REF!"}},{"$f":"IF(#REF!=\"Interconnector\",#REF!*1,IF(#REF!=\"Wind\",#REF!*0.7,IF(#REF!=\"Marine\",#REF!*0.7,IF(#REF!=\"Nuclear\",#REF!*0.85,IF(#REF!=\"Pumped_Storage\",#REF!*0.5,IF(#REF!=\"CCS\",#REF!*0.85,IF(#REF!=\"OCGT\",#REF!*0,IF(#REF!=\"\",0,#REF!*J$627))))))))","v":{"$error":"#REF!"}},{"$f":"IF(#REF!=\"Interconnector\",#REF!*1,IF(#REF!=\"Wind\",#REF!*0.7,IF(#REF!=\"Marine\",#REF!*0.7,IF(#REF!=\"Nuclear\",#REF!*0.85,IF(#REF!=\"Pumped_Storage\",#REF!*0.5,IF(#REF!=\"CCS\",#REF!*0.85,IF(#REF!=\"OCGT\",#REF!*0,IF(#REF!=\"\",0,#REF!*K$627))))))))","v":{"$error":"#REF!"}},{"$f":"IF(#REF!=\"Interconnector\",#REF!*1,IF(#REF!=\"Wind\",#REF!*0.7,IF(#REF!=\"Marine\",#REF!*0.7,IF(#REF!=\"Nuclear\",#REF!*0.85,IF(#REF!=\"Pumped_Storage\",#REF!*0.5,IF(#REF!=\"CCS\",#REF!*0.85,IF(#REF!=\"OCGT\",#REF!*0,IF(#REF!=\"\",0,#REF!*L$627))))))))","v":{"$error":"#REF!"}},{"$f":"IF(#REF!=\"Interconnector\",#REF!*1,IF(#REF!=\"Wind\",#REF!*0.7,IF(#REF!=\"Marine\",#REF!*0.7,IF(#REF!=\"Nuclear\",#REF!*0.85,IF(#REF!=\"Pumped_Storage\",#REF!*0.5,IF(#REF!=\"CCS\",#REF!*0.85,IF(#REF!=\"OCGT\",#REF!*0,IF(#REF!=\"\",0,#REF!*M$627))))))))","v":{"$error":"#REF!"}},{"$f":"IF(#REF!=\"Interconnector\",#REF!*1,IF(#REF!=\"Wind\",#REF!*0.7,IF(#REF!=\"Marine\",#REF!*0.7,IF(#REF!=\"Nuclear\",#REF!*0.85,IF(#REF!=\"Pumped_Storage\",#REF!*0.5,IF(#REF!=\"CCS\",#REF!*0.85,IF(#REF!=\"OCGT\",#REF!*0,IF(#REF!=\"\",0,#REF!*N$627))))))))","v":{"$error":"#REF!"}},{"$f":"IF(#REF!=\"Interconnector\",#REF!*1,IF(#REF!=\"Wind\",#REF!*0.7,IF(#REF!=\"Marine\",#REF!*0.7,IF(#REF!=\"Nuclear\",#REF!*0.85,IF(#REF!=\"Pumped_Storage\",#REF!*0.5,IF(#REF!=\"CCS\",#REF!*0.85,IF(#REF!=\"OCGT\",#REF!*0,IF(#REF!=\"\",0,#REF!*O$627))))))))","v":{"$error":"#REF!"}}]
[{"$f":"#REF!","v":{"$error":"#REF!"}},{"$f":"#REF!","v":{"$error":"#REF!"}},{"$f":"#REF!","v":{"$error":"#REF!"}},{"$f":"#REF!","v":{"$error":"#REF!"}},{"$f":"IF(#REF!=\"Interconnector\",#REF!*1,IF(#REF!=\"Wind\",#REF!*0.7,IF(#REF!=\"Marine\",#REF!*0.7,IF(#REF!=\"Nuclear\",#REF!*0.85,IF(#REF!=\"Pumped_Storage\",#REF!*0.5,IF(#REF!=\"CCS\",#REF!*0.85,IF(#REF!=\"OCGT\",#REF!*0,IF(#REF!=\"\",0,#REF!*E$627))))))))","v":{"$error":"#REF!"}},{"$f":"IF(#REF!=\"Interconnector\",#REF!*1,IF(#REF!=\"Wind\",#REF!*0.7,IF(#REF!=\"Marine\",#REF!*0.7,IF(#REF!=\"Nuclear\",#REF!*0.85,IF(#REF!=\"Pumped_Storage\",#REF!*0.5,IF(#REF!=\"CCS\",#REF!*0.85,IF(#REF!=\"OCGT\",#REF!*0,IF(#REF!=\"\",0,#REF!*F$627))))))))","v":{"$error":"#REF!"}},{"$f":"IF(#REF!=\"Interconnector\",#REF!*1,IF(#REF!=\"Wind\",#REF!*0.7,IF(#REF!=\"Marine\",#REF!*0.7,IF(#REF!=\"Nuclear\",#REF!*0.85,IF(#REF!=\"Pumped_Storage\",#REF!*0.5,IF(#REF!=\"CCS\",#REF!*0.85,IF(#REF!=\"OCGT\",#REF!*0,IF(#REF!=\"\",0,#REF!*G$627))))))))","v":{"$error":"#REF!"}},{"$f":"IF(#REF!=\"Interconnector\",#REF!*1,IF(#REF!=\"Wind\",#REF!*0.7,IF(#REF!=\"Marine\",#REF!*0.7,IF(#REF!=\"Nuclear\",#REF!*0.85,IF(#REF!=\"Pumped_Storage\",#REF!*0.5,IF(#REF!=\"CCS\",#REF!*0.85,IF(#REF!=\"OCGT\",#REF!*0,IF(#REF!=\"\",0,#REF!*H$627))))))))","v":{"$error":"#REF!"}},{"$f":"IF(#REF!=\"Interconnector\",#REF!*1,IF(#REF!=\"Wind\",#REF!*0.7,IF(#REF!=\"Marine\",#REF!*0.7,IF(#REF!=\"Nuclear\",#REF!*0.85,IF(#REF!=\"Pumped_Storage\",#REF!*0.5,IF(#REF!=\"CCS\",#REF!*0.85,IF(#REF!=\"OCGT\",#REF!*0,IF(#REF!=\"\",0,#REF!*I$627))))))))","v":{"$error":"#REF!"}},{"$f":"IF(#REF!=\"Interconnector\",#REF!*1,IF(#REF!=\"Wind\",#REF!*0.7,IF(#REF!=\"Marine\",#REF!*0.7,IF(#REF!=\"Nuclear\",#REF!*0.85,IF(#REF!=\"Pumped_Storage\",#REF!*0.5,IF(#REF!=\"CCS\",#REF!*0.85,IF(#REF!=\"OCGT\",#REF!*0,IF(#REF!=\"\",0,#REF!*J$627))))))))","v":{"$error":"#REF!"}},{"$f":"IF(#REF!=\"Interconnector\",#REF!*1,IF(#REF!=\"Wind\",#REF!*0.7,IF(#REF!=\"Marine\",#REF!*0.7,IF(#REF!=\"Nuclear\",#REF!*0.85,IF(#REF!=\"Pumped_Storage\",#REF!*0.5,IF(#REF!=\"CCS\",#REF!*0.85,IF(#REF!=\"OCGT\",#REF!*0,IF(#REF!=\"\",0,#REF!*K$627))))))))","v":{"$error":"#REF!"}},{"$f":"IF(#REF!=\"Interconnector\",#REF!*1,IF(#REF!=\"Wind\",#REF!*0.7,IF(#REF!=\"Marine\",#REF!*0.7,IF(#REF!=\"Nuclear\",#REF!*0.85,IF(#REF!=\"Pumped_Storage\",#REF!*0.5,IF(#REF!=\"CCS\",#REF!*0.85,IF(#REF!=\"OCGT\",#REF!*0,IF(#REF!=\"\",0,#REF!*L$627))))))))","v":{"$error":"#REF!"}},{"$f":"IF(#REF!=\"Interconnector\",#REF!*1,IF(#REF!=\"Wind\",#REF!*0.7,IF(#REF!=\"Marine\",#REF!*0.7,IF(#REF!=\"Nuclear\",#REF!*0.85,IF(#REF!=\"Pumped_Storage\",#REF!*0.5,IF(#REF!=\"CCS\",#REF!*0.85,IF(#REF!=\"OCGT\",#REF!*0,IF(#REF!=\"\",0,#REF!*M$627))))))))","v":{"$error":"#REF!"}},{"$f":"IF(#REF!=\"Interconnector\",#REF!*1,IF(#REF!=\"Wind\",#REF!*0.7,IF(#REF!=\"Marine\",#REF!*0.7,IF(#REF!=\"Nuclear\",#REF!*0.85,IF(#REF!=\"Pumped_Storage\",#REF!*0.5,IF(#REF!=\"CCS\",#REF!*0.85,IF(#REF!=\"OCGT\",#REF!*0,IF(#REF!=\"\",0,#REF!*N$627))))))))","v":{"$error":"#REF!"}},{"$f":"IF(#REF!=\"Interconnector\",#REF!*1,IF(#REF!=\"Wind\",#REF!*0.7,IF(#REF!=\"Marine\",#REF!*0.7,IF(#REF!=\"Nuclear\",#REF!*0.85,IF(#REF!=\"Pumped_Storage\",#REF!*0.5,IF(#REF!=\"CCS\",#REF!*0.85,IF(#REF!=\"OCGT\",#REF!*0,IF(#REF!=\"\",0,#REF!*O$627))))))))","v":{"$error":"#REF!"}}]
[{"$f":"#REF!","v":{"$error":"#REF!"}},{"$f":"#REF!","v":{"$error":"#REF!"}},{"$f":"#REF!","v":{"$error":"#REF!"}},{"$f":"#REF!","v":{"$error":"#REF!"}},{"$f":"IF(#REF!=\"Interconnector\",#REF!*1,IF(#REF!=\"Wind\",#REF!*0.7,IF(#REF!=\"Marine\",#REF!*0.7,IF(#REF!=\"Nuclear\",#REF!*0.85,IF(#REF!=\"Pumped_Storage\",#REF!*0.5,IF(#REF!=\"CCS\",#REF!*0.85,IF(#REF!=\"OCGT\",#REF!*0,IF(#REF!=\"\",0,#REF!*E$627))))))))","v":{"$error":"#REF!"}},{"$f":"IF(#REF!=\"Interconnector\",#REF!*1,IF(#REF!=\"Wind\",#REF!*0.7,IF(#REF!=\"Marine\",#REF!*0.7,IF(#REF!=\"Nuclear\",#REF!*0.85,IF(#REF!=\"Pumped_Storage\",#REF!*0.5,IF(#REF!=\"CCS\",#REF!*0.85,IF(#REF!=\"OCGT\",#REF!*0,IF(#REF!=\"\",0,#REF!*F$627))))))))","v":{"$error":"#REF!"}},{"$f":"IF(#REF!=\"Interconnector\",#REF!*1,IF(#REF!=\"Wind\",#REF!*0.7,IF(#REF!=\"Marine\",#REF!*0.7,IF(#REF!=\"Nuclear\",#REF!*0.85,IF(#REF!=\"Pumped_Storage\",#REF!*0.5,IF(#REF!=\"CCS\",#REF!*0.85,IF(#REF!=\"OCGT\",#REF!*0,IF(#REF!=\"\",0,#REF!*G$627))))))))","v":{"$error":"#REF!"}},{"$f":"IF(#REF!=\"Interconnector\",#REF!*1,IF(#REF!=\"Wind\",#REF!*0.7,IF(#REF!=\"Marine\",#REF!*0.7,IF(#REF!=\"Nuclear\",#REF!*0.85,IF(#REF!=\"Pumped_Storage\",#REF!*0.5,IF(#REF!=\"CCS\",#REF!*0.85,IF(#REF!=\"OCGT\",#REF!*0,IF(#REF!=\"\",0,#REF!*H$627))))))))","v":{"$error":"#REF!"}},{"$f":"IF(#REF!=\"Interconnector\",#REF!*1,IF(#REF!=\"Wind\",#REF!*0.7,IF(#REF!=\"Marine\",#REF!*0.7,IF(#REF!=\"Nuclear\",#REF!*0.85,IF(#REF!=\"Pumped_Storage\",#REF!*0.5,IF(#REF!=\"CCS\",#REF!*0.85,IF(#REF!=\"OCGT\",#REF!*0,IF(#REF!=\"\",0,#REF!*I$627))))))))","v":{"$error":"#REF!"}},{"$f":"IF(#REF!=\"Interconnector\",#REF!*1,IF(#REF!=\"Wind\",#REF!*0.7,IF(#REF!=\"Marine\",#REF!*0.7,IF(#REF!=\"Nuclear\",#REF!*0.85,IF(#REF!=\"Pumped_Storage\",#REF!*0.5,IF(#REF!=\"CCS\",#REF!*0.85,IF(#REF!=\"OCGT\",#REF!*0,IF(#REF!=\"\",0,#REF!*J$627))))))))","v":{"$error":"#REF!"}},{"$f":"IF(#REF!=\"Interconnector\",#REF!*1,IF(#REF!=\"Wind\",#REF!*0.7,IF(#REF!=\"Marine\",#REF!*0.7,IF(#REF!=\"Nuclear\",#REF!*0.85,IF(#REF!=\"Pumped_Storage\",#REF!*0.5,IF(#REF!=\"CCS\",#REF!*0.85,IF(#REF!=\"OCGT\",#REF!*0,IF(#REF!=\"\",0,#REF!*K$627))))))))","v":{"$error":"#REF!"}},{"$f":"IF(#REF!=\"Interconnector\",#REF!*1,IF(#REF!=\"Wind\",#REF!*0.7,IF(#REF!=\"Marine\",#REF!*0.7,IF(#REF!=\"Nuclear\",#REF!*0.85,IF(#REF!=\"Pumped_Storage\",#REF!*0.5,IF(#REF!=\"CCS\",#REF!*0.85,IF(#REF!=\"OCGT\",#REF!*0,IF(#REF!=\"\",0,#REF!*L$627))))))))","v":{"$error":"#REF!"}},{"$f":"IF(#REF!=\"Interconnector\",#REF!*1,IF(#REF!=\"Wind\",#REF!*0.7,IF(#REF!=\"Marine\",#REF!*0.7,IF(#REF!=\"Nuclear\",#REF!*0.85,IF(#REF!=\"Pumped_Storage\",#REF!*0.5,IF(#REF!=\"CCS\",#REF!*0.85,IF(#REF!=\"OCGT\",#REF!*0,IF(#REF!=\"\",0,#REF!*M$627))))))))","v":{"$error":"#REF!"}},{"$f":"IF(#REF!=\"Interconnector\",#REF!*1,IF(#REF!=\"Wind\",#REF!*0.7,IF(#REF!=\"Marine\",#REF!*0.7,IF(#REF!=\"Nuclear\",#REF!*0.85,IF(#REF!=\"Pumped_Storage\",#REF!*0.5,IF(#REF!=\"CCS\",#REF!*0.85,IF(#REF!=\"OCGT\",#REF!*0,IF(#REF!=\"\",0,#REF!*N$627))))))))","v":{"$error":"#REF!"}},{"$f":"IF(#REF!=\"Interconnector\",#REF!*1,IF(#REF!=\"Wind\",#REF!*0.7,IF(#REF!=\"Marine\",#REF!*0.7,IF(#REF!=\"Nuclear\",#REF!*0.85,IF(#REF!=\"Pumped_Storage\",#REF!*0.5,IF(#REF!=\"CCS\",#REF!*0.85,IF(#REF!=\"OCGT\",#REF!*0,IF(#REF!=\"\",0,#REF!*O$627))))))))","v":{"$error":"#REF!"}}]
[{"$f":"#REF!","v":{"$error":"#REF!"}},{"$f":"#REF!","v":{"$error":"#REF!"}},{"$f":"#REF!","v":{"$error":"#REF!"}},{"$f":"#REF!","v":{"$error":"#REF!"}},{"$f":"IF(#REF!=\"Interconnector\",#REF!*1,IF(#REF!=\"Wind\",#REF!*0.7,IF(#REF!=\"Marine\",#REF!*0.7,IF(#REF!=\"Nuclear\",#REF!*0.85,IF(#REF!=\"Pumped_Storage\",#REF!*0.5,IF(#REF!=\"CCS\",#REF!*0.85,IF(#REF!=\"OCGT\",#REF!*0,IF(#REF!=\"\",0,#REF!*E$627))))))))","v":{"$error":"#REF!"}},{"$f":"IF(#REF!=\"Interconnector\",#REF!*1,IF(#REF!=\"Wind\",#REF!*0.7,IF(#REF!=\"Marine\",#REF!*0.7,IF(#REF!=\"Nuclear\",#REF!*0.85,IF(#REF!=\"Pumped_Storage\",#REF!*0.5,IF(#REF!=\"CCS\",#REF!*0.85,IF(#REF!=\"OCGT\",#REF!*0,IF(#REF!=\"\",0,#REF!*F$627))))))))","v":{"$error":"#REF!"}},{"$f":"IF(#REF!=\"Interconnector\",#REF!*1,IF(#REF!=\"Wind\",#REF!*0.7,IF(#REF!=\"Marine\",#REF!*0.7,IF(#REF!=\"Nuclear\",#REF!*0.85,IF(#REF!=\"Pumped_Storage\",#REF!*0.5,IF(#REF!=\"CCS\",#REF!*0.85,IF(#REF!=\"OCGT\",#REF!*0,IF(#REF!=\"\",0,#REF!*G$627))))))))","v":{"$error":"#REF!"}},{"$f":"IF(#REF!=\"Interconnector\",#REF!*1,IF(#REF!=\"Wind\",#REF!*0.7,IF(#REF!=\"Marine\",#REF!*0.7,IF(#REF!=\"Nuclear\",#REF!*0.85,IF(#REF!=\"Pumped_Storage\",#REF!*0.5,IF(#REF!=\"CCS\",#REF!*0.85,IF(#REF!=\"OCGT\",#REF!*0,IF(#REF!=\"\",0,#REF!*H$627))))))))","v":{"$error":"#REF!"}},{"$f":"IF(#REF!=\"Interconnector\",#REF!*1,IF(#REF!=\"Wind\",#REF!*0.7,IF(#REF!=\"Marine\",#REF!*0.7,IF(#REF!=\"Nuclear\",#REF!*0.85,IF(#REF!=\"Pumped_Storage\",#REF!*0.5,IF(#REF!=\"CCS\",#REF!*0.85,IF(#REF!=\"OCGT\",#REF!*0,IF(#REF!=\"\",0,#REF!*I$627))))))))","v":{"$error":"#REF!"}},{"$f":"IF(#REF!=\"Interconnector\",#REF!*1,IF(#REF!=\"Wind\",#REF!*0.7,IF(#REF!=\"Marine\",#REF!*0.7,IF(#REF!=\"Nuclear\",#REF!*0.85,IF(#REF!=\"Pumped_Storage\",#REF!*0.5,IF(#REF!=\"CCS\",#REF!*0.85,IF(#REF!=\"OCGT\",#REF!*0,IF(#REF!=\"\",0,#REF!*J$627))))))))","v":{"$error":"#REF!"}},{"$f":"IF(#REF!=\"Interconnector\",#REF!*1,IF(#REF!=\"Wind\",#REF!*0.7,IF(#REF!=\"Marine\",#REF!*0.7,IF(#REF!=\"Nuclear\",#REF!*0.85,IF(#REF!=\"Pumped_Storage\",#REF!*0.5,IF(#REF!=\"CCS\",#REF!*0.85,IF(#REF!=\"OCGT\",#REF!*0,IF(#REF!=\"\",0,#REF!*K$627))))))))","v":{"$error":"#REF!"}},{"$f":"IF(#REF!=\"Interconnector\",#REF!*1,IF(#REF!=\"Wind\",#REF!*0.7,IF(#REF!=\"Marine\",#REF!*0.7,IF(#REF!=\"Nuclear\",#REF!*0.85,IF(#REF!=\"Pumped_Storage\",#REF!*0.5,IF(#REF!=\"CCS\",#REF!*0.85,IF(#REF!=\"OCGT\",#REF!*0,IF(#REF!=\"\",0,#REF!*L$627))))))))","v":{"$error":"#REF!"}},{"$f":"IF(#REF!=\"Interconnector\",#REF!*1,IF(#REF!=\"Wind\",#REF!*0.7,IF(#REF!=\"Marine\",#REF!*0.7,IF(#REF!=\"Nuclear\",#REF!*0.85,IF(#REF!=\"Pumped_Storage\",#REF!*0.5,IF(#REF!=\"CCS\",#REF!*0.85,IF(#REF!=\"OCGT\",#REF!*0,IF(#REF!=\"\",0,#REF!*M$627))))))))","v":{"$error":"#REF!"}},{"$f":"IF(#REF!=\"Interconnector\",#REF!*1,IF(#REF!=\"Wind\",#REF!*0.7,IF(#REF!=\"Marine\",#REF!*0.7,IF(#REF!=\"Nuclear\",#REF!*0.85,IF(#REF!=\"Pumped_Storage\",#REF!*0.5,IF(#REF!=\"CCS\",#REF!*0.85,IF(#REF!=\"OCGT\",#REF!*0,IF(#REF!=\"\",0,#REF!*N$627))))))))","v":{"$error":"#REF!"}},{"$f":"IF(#REF!=\"Interconnector\",#REF!*1,IF(#REF!=\"Wind\",#REF!*0.7,IF(#REF!=\"Marine\",#REF!*0.7,IF(#REF!=\"Nuclear\",#REF!*0.85,IF(#REF!=\"Pumped_Storage\",#REF!*0.5,IF(#REF!=\"CCS\",#REF!*0.85,IF(#REF!=\"OCGT\",#REF!*0,IF(#REF!=\"\",0,#REF!*O$627))))))))","v":{"$error":"#REF!"}}]
[{"$f":"#REF!","v":{"$error":"#REF!"}},{"$f":"#REF!","v":{"$error":"#REF!"}},{"$f":"#REF!","v":{"$error":"#REF!"}},{"$f":"#REF!","v":{"$error":"#REF!"}},{"$f":"IF(#REF!=\"Interconnector\",#REF!*1,IF(#REF!=\"Wind\",#REF!*0.7,IF(#REF!=\"Marine\",#REF!*0.7,IF(#REF!=\"Nuclear\",#REF!*0.85,IF(#REF!=\"Pumped_Storage\",#REF!*0.5,IF(#REF!=\"CCS\",#REF!*0.85,IF(#REF!=\"OCGT\",#REF!*0,IF(#REF!=\"\",0,#REF!*E$627))))))))","v":{"$error":"#REF!"}},{"$f":"IF(#REF!=\"Interconnector\",#REF!*1,IF(#REF!=\"Wind\",#REF!*0.7,IF(#REF!=\"Marine\",#REF!*0.7,IF(#REF!=\"Nuclear\",#REF!*0.85,IF(#REF!=\"Pumped_Storage\",#REF!*0.5,IF(#REF!=\"CCS\",#REF!*0.85,IF(#REF!=\"OCGT\",#REF!*0,IF(#REF!=\"\",0,#REF!*F$627))))))))","v":{"$error":"#REF!"}},{"$f":"IF(#REF!=\"Interconnector\",#REF!*1,IF(#REF!=\"Wind\",#REF!*0.7,IF(#REF!=\"Marine\",#REF!*0.7,IF(#REF!=\"Nuclear\",#REF!*0.85,IF(#REF!=\"Pumped_Storage\",#REF!*0.5,IF(#REF!=\"CCS\",#REF!*0.85,IF(#REF!=\"OCGT\",#REF!*0,IF(#REF!=\"\",0,#REF!*G$627))))))))","v":{"$error":"#REF!"}},{"$f":"IF(#REF!=\"Interconnector\",#REF!*1,IF(#REF!=\"Wind\",#REF!*0.7,IF(#REF!=\"Marine\",#REF!*0.7,IF(#REF!=\"Nuclear\",#REF!*0.85,IF(#REF!=\"Pumped_Storage\",#REF!*0.5,IF(#REF!=\"CCS\",#REF!*0.85,IF(#REF!=\"OCGT\",#REF!*0,IF(#REF!=\"\",0,#REF!*H$627))))))))","v":{"$error":"#REF!"}},{"$f":"IF(#REF!=\"Interconnector\",#REF!*1,IF(#REF!=\"Wind\",#REF!*0.7,IF(#REF!=\"Marine\",#REF!*0.7,IF(#REF!=\"Nuclear\",#REF!*0.85,IF(#REF!=\"Pumped_Storage\",#REF!*0.5,IF(#REF!=\"CCS\",#REF!*0.85,IF(#REF!=\"OCGT\",#REF!*0,IF(#REF!=\"\",0,#REF!*I$627))))))))","v":{"$error":"#REF!"}},{"$f":"IF(#REF!=\"Interconnector\",#REF!*1,IF(#REF!=\"Wind\",#REF!*0.7,IF(#REF!=\"Marine\",#REF!*0.7,IF(#REF!=\"Nuclear\",#REF!*0.85,IF(#REF!=\"Pumped_Storage\",#REF!*0.5,IF(#REF!=\"CCS\",#REF!*0.85,IF(#REF!=\"OCGT\",#REF!*0,IF(#REF!=\"\",0,#REF!*J$627))))))))","v":{"$error":"#REF!"}},{"$f":"IF(#REF!=\"Interconnector\",#REF!*1,IF(#REF!=\"Wind\",#REF!*0.7,IF(#REF!=\"Marine\",#REF!*0.7,IF(#REF!=\"Nuclear\",#REF!*0.85,IF(#REF!=\"Pumped_Storage\",#REF!*0.5,IF(#REF!=\"CCS\",#REF!*0.85,IF(#REF!=\"OCGT\",#REF!*0,IF(#REF!=\"\",0,#REF!*K$627))))))))","v":{"$error":"#REF!"}},{"$f":"IF(#REF!=\"Interconnector\",#REF!*1,IF(#REF!=\"Wind\",#REF!*0.7,IF(#REF!=\"Marine\",#REF!*0.7,IF(#REF!=\"Nuclear\",#REF!*0.85,IF(#REF!=\"Pumped_Storage\",#REF!*0.5,IF(#REF!=\"CCS\",#REF!*0.85,IF(#REF!=\"OCGT\",#REF!*0,IF(#REF!=\"\",0,#REF!*L$627))))))))","v":{"$error":"#REF!"}},{"$f":"IF(#REF!=\"Interconnector\",#REF!*1,IF(#REF!=\"Wind\",#REF!*0.7,IF(#REF!=\"Marine\",#REF!*0.7,IF(#REF!=\"Nuclear\",#REF!*0.85,IF(#REF!=\"Pumped_Storage\",#REF!*0.5,IF(#REF!=\"CCS\",#REF!*0.85,IF(#REF!=\"OCGT\",#REF!*0,IF(#REF!=\"\",0,#REF!*M$627))))))))","v":{"$error":"#REF!"}},{"$f":"IF(#REF!=\"Interconnector\",#REF!*1,IF(#REF!=\"Wind\",#REF!*0.7,IF(#REF!=\"Marine\",#REF!*0.7,IF(#REF!=\"Nuclear\",#REF!*0.85,IF(#REF!=\"Pumped_Storage\",#REF!*0.5,IF(#REF!=\"CCS\",#REF!*0.85,IF(#REF!=\"OCGT\",#REF!*0,IF(#REF!=\"\",0,#REF!*N$627))))))))","v":{"$error":"#REF!"}},{"$f":"IF(#REF!=\"Interconnector\",#REF!*1,IF(#REF!=\"Wind\",#REF!*0.7,IF(#REF!=\"Marine\",#REF!*0.7,IF(#REF!=\"Nuclear\",#REF!*0.85,IF(#REF!=\"Pumped_Storage\",#REF!*0.5,IF(#REF!=\"CCS\",#REF!*0.85,IF(#REF!=\"OCGT\",#REF!*0,IF(#REF!=\"\",0,#REF!*O$627))))))))","v":{"$error":"#REF!"}}]
[{"$f":"#REF!","v":{"$error":"#REF!"}},{"$f":"#REF!","v":{"$error":"#REF!"}},{"$f":"#REF!","v":{"$error":"#REF!"}},{"$f":"#REF!","v":{"$error":"#REF!"}},{"$f":"IF(#REF!=\"Interconnector\",#REF!*1,IF(#REF!=\"Wind\",#REF!*0.7,IF(#REF!=\"Marine\",#REF!*0.7,IF(#REF!=\"Nuclear\",#REF!*0.85,IF(#REF!=\"Pumped_Storage\",#REF!*0.5,IF(#REF!=\"CCS\",#REF!*0.85,IF(#REF!=\"OCGT\",#REF!*0,IF(#REF!=\"\",0,#REF!*E$627))))))))","v":{"$error":"#REF!"}},{"$f":"IF(#REF!=\"Interconnector\",#REF!*1,IF(#REF!=\"Wind\",#REF!*0.7,IF(#REF!=\"Marine\",#REF!*0.7,IF(#REF!=\"Nuclear\",#REF!*0.85,IF(#REF!=\"Pumped_Storage\",#REF!*0.5,IF(#REF!=\"CCS\",#REF!*0.85,IF(#REF!=\"OCGT\",#REF!*0,IF(#REF!=\"\",0,#REF!*F$627))))))))","v":{"$error":"#REF!"}},{"$f":"IF(#REF!=\"Interconnector\",#REF!*1,IF(#REF!=\"Wind\",#REF!*0.7,IF(#REF!=\"Marine\",#REF!*0.7,IF(#REF!=\"Nuclear\",#REF!*0.85,IF(#REF!=\"Pumped_Storage\",#REF!*0.5,IF(#REF!=\"CCS\",#REF!*0.85,IF(#REF!=\"OCGT\",#REF!*0,IF(#REF!=\"\",0,#REF!*G$627))))))))","v":{"$error":"#REF!"}},{"$f":"IF(#REF!=\"Interconnector\",#REF!*1,IF(#REF!=\"Wind\",#REF!*0.7,IF(#REF!=\"Marine\",#REF!*0.7,IF(#REF!=\"Nuclear\",#REF!*0.85,IF(#REF!=\"Pumped_Storage\",#REF!*0.5,IF(#REF!=\"CCS\",#REF!*0.85,IF(#REF!=\"OCGT\",#REF!*0,IF(#REF!=\"\",0,#REF!*H$627))))))))","v":{"$error":"#REF!"}},{"$f":"IF(#REF!=\"Interconnector\",#REF!*1,IF(#REF!=\"Wind\",#REF!*0.7,IF(#REF!=\"Marine\",#REF!*0.7,IF(#REF!=\"Nuclear\",#REF!*0.85,IF(#REF!=\"Pumped_Storage\",#REF!*0.5,IF(#REF!=\"CCS\",#REF!*0.85,IF(#REF!=\"OCGT\",#REF!*0,IF(#REF!=\"\",0,#REF!*I$627))))))))","v":{"$error":"#REF!"}},{"$f":"IF(#REF!=\"Interconnector\",#REF!*1,IF(#REF!=\"Wind\",#REF!*0.7,IF(#REF!=\"Marine\",#REF!*0.7,IF(#REF!=\"Nuclear\",#REF!*0.85,IF(#REF!=\"Pumped_Storage\",#REF!*0.5,IF(#REF!=\"CCS\",#REF!*0.85,IF(#REF!=\"OCGT\",#REF!*0,IF(#REF!=\"\",0,#REF!*J$627))))))))","v":{"$error":"#REF!"}},{"$f":"IF(#REF!=\"Interconnector\",#REF!*1,IF(#REF!=\"Wind\",#REF!*0.7,IF(#REF!=\"Marine\",#REF!*0.7,IF(#REF!=\"Nuclear\",#REF!*0.85,IF(#REF!=\"Pumped_Storage\",#REF!*0.5,IF(#REF!=\"CCS\",#REF!*0.85,IF(#REF!=\"OCGT\",#REF!*0,IF(#REF!=\"\",0,#REF!*K$627))))))))","v":{"$error":"#REF!"}},{"$f":"IF(#REF!=\"Interconnector\",#REF!*1,IF(#REF!=\"Wind\",#REF!*0.7,IF(#REF!=\"Marine\",#REF!*0.7,IF(#REF!=\"Nuclear\",#REF!*0.85,IF(#REF!=\"Pumped_Storage\",#REF!*0.5,IF(#REF!=\"CCS\",#REF!*0.85,IF(#REF!=\"OCGT\",#REF!*0,IF(#REF!=\"\",0,#REF!*L$627))))))))","v":{"$error":"#REF!"}},{"$f":"IF(#REF!=\"Interconnector\",#REF!*1,IF(#REF!=\"Wind\",#REF!*0.7,IF(#REF!=\"Marine\",#REF!*0.7,IF(#REF!=\"Nuclear\",#REF!*0.85,IF(#REF!=\"Pumped_Storage\",#REF!*0.5,IF(#REF!=\"CCS\",#REF!*0.85,IF(#REF!=\"OCGT\",#REF!*0,IF(#REF!=\"\",0,#REF!*M$627))))))))","v":{"$error":"#REF!"}},{"$f":"IF(#REF!=\"Interconnector\",#REF!*1,IF(#REF!=\"Wind\",#REF!*0.7,IF(#REF!=\"Marine\",#REF!*0.7,IF(#REF!=\"Nuclear\",#REF!*0.85,IF(#REF!=\"Pumped_Storage\",#REF!*0.5,IF(#REF!=\"CCS\",#REF!*0.85,IF(#REF!=\"OCGT\",#REF!*0,IF(#REF!=\"\",0,#REF!*N$627))))))))","v":{"$error":"#REF!"}},{"$f":"IF(#REF!=\"Interconnector\",#REF!*1,IF(#REF!=\"Wind\",#REF!*0.7,IF(#REF!=\"Marine\",#REF!*0.7,IF(#REF!=\"Nuclear\",#REF!*0.85,IF(#REF!=\"Pumped_Storage\",#REF!*0.5,IF(#REF!=\"CCS\",#REF!*0.85,IF(#REF!=\"OCGT\",#REF!*0,IF(#REF!=\"\",0,#REF!*O$627))))))))","v":{"$error":"#REF!"}}]
[{"$f":"#REF!","v":{"$error":"#REF!"}},{"$f":"#REF!","v":{"$error":"#REF!"}},{"$f":"#REF!","v":{"$error":"#REF!"}},{"$f":"#REF!","v":{"$error":"#REF!"}},{"$f":"IF(#REF!=\"Interconnector\",#REF!*1,IF(#REF!=\"Wind\",#REF!*0.7,IF(#REF!=\"Marine\",#REF!*0.7,IF(#REF!=\"Nuclear\",#REF!*0.85,IF(#REF!=\"Pumped_Storage\",#REF!*0.5,IF(#REF!=\"CCS\",#REF!*0.85,IF(#REF!=\"OCGT\",#REF!*0,IF(#REF!=\"\",0,#REF!*E$627))))))))","v":{"$error":"#REF!"}},{"$f":"IF(#REF!=\"Interconnector\",#REF!*1,IF(#REF!=\"Wind\",#REF!*0.7,IF(#REF!=\"Marine\",#REF!*0.7,IF(#REF!=\"Nuclear\",#REF!*0.85,IF(#REF!=\"Pumped_Storage\",#REF!*0.5,IF(#REF!=\"CCS\",#REF!*0.85,IF(#REF!=\"OCGT\",#REF!*0,IF(#REF!=\"\",0,#REF!*F$627))))))))","v":{"$error":"#REF!"}},{"$f":"IF(#REF!=\"Interconnector\",#REF!*1,IF(#REF!=\"Wind\",#REF!*0.7,IF(#REF!=\"Marine\",#REF!*0.7,IF(#REF!=\"Nuclear\",#REF!*0.85,IF(#REF!=\"Pumped_Storage\",#REF!*0.5,IF(#REF!=\"CCS\",#REF!*0.85,IF(#REF!=\"OCGT\",#REF!*0,IF(#REF!=\"\",0,#REF!*G$627))))))))","v":{"$error":"#REF!"}},{"$f":"IF(#REF!=\"Interconnector\",#REF!*1,IF(#REF!=\"Wind\",#REF!*0.7,IF(#REF!=\"Marine\",#REF!*0.7,IF(#REF!=\"Nuclear\",#REF!*0.85,IF(#REF!=\"Pumped_Storage\",#REF!*0.5,IF(#REF!=\"CCS\",#REF!*0.85,IF(#REF!=\"OCGT\",#REF!*0,IF(#REF!=\"\",0,#REF!*H$627))))))))","v":{"$error":"#REF!"}},{"$f":"IF(#REF!=\"Interconnector\",#REF!*1,IF(#REF!=\"Wind\",#REF!*0.7,IF(#REF!=\"Marine\",#REF!*0.7,IF(#REF!=\"Nuclear\",#REF!*0.85,IF(#REF!=\"Pumped_Storage\",#REF!*0.5,IF(#REF!=\"CCS\",#REF!*0.85,IF(#REF!=\"OCGT\",#REF!*0,IF(#REF!=\"\",0,#REF!*I$627))))))))","v":{"$error":"#REF!"}},{"$f":"IF(#REF!=\"Interconnector\",#REF!*1,IF(#REF!=\"Wind\",#REF!*0.7,IF(#REF!=\"Marine\",#REF!*0.7,IF(#REF!=\"Nuclear\",#REF!*0.85,IF(#REF!=\"Pumped_Storage\",#REF!*0.5,IF(#REF!=\"CCS\",#REF!*0.85,IF(#REF!=\"OCGT\",#REF!*0,IF(#REF!=\"\",0,#REF!*J$627))))))))","v":{"$error":"#REF!"}},{"$f":"IF(#REF!=\"Interconnector\",#REF!*1,IF(#REF!=\"Wind\",#REF!*0.7,IF(#REF!=\"Marine\",#REF!*0.7,IF(#REF!=\"Nuclear\",#REF!*0.85,IF(#REF!=\"Pumped_Storage\",#REF!*0.5,IF(#REF!=\"CCS\",#REF!*0.85,IF(#REF!=\"OCGT\",#REF!*0,IF(#REF!=\"\",0,#REF!*K$627))))))))","v":{"$error":"#REF!"}},{"$f":"IF(#REF!=\"Interconnector\",#REF!*1,IF(#REF!=\"Wind\",#REF!*0.7,IF(#REF!=\"Marine\",#REF!*0.7,IF(#REF!=\"Nuclear\",#REF!*0.85,IF(#REF!=\"Pumped_Storage\",#REF!*0.5,IF(#REF!=\"CCS\",#REF!*0.85,IF(#REF!=\"OCGT\",#REF!*0,IF(#REF!=\"\",0,#REF!*L$627))))))))","v":{"$error":"#REF!"}},{"$f":"IF(#REF!=\"Interconnector\",#REF!*1,IF(#REF!=\"Wind\",#REF!*0.7,IF(#REF!=\"Marine\",#REF!*0.7,IF(#REF!=\"Nuclear\",#REF!*0.85,IF(#REF!=\"Pumped_Storage\",#REF!*0.5,IF(#REF!=\"CCS\",#REF!*0.85,IF(#REF!=\"OCGT\",#REF!*0,IF(#REF!=\"\",0,#REF!*M$627))))))))","v":{"$error":"#REF!"}},{"$f":"IF(#REF!=\"Interconnector\",#REF!*1,IF(#REF!=\"Wind\",#REF!*0.7,IF(#REF!=\"Marine\",#REF!*0.7,IF(#REF!=\"Nuclear\",#REF!*0.85,IF(#REF!=\"Pumped_Storage\",#REF!*0.5,IF(#REF!=\"CCS\",#REF!*0.85,IF(#REF!=\"OCGT\",#REF!*0,IF(#REF!=\"\",0,#REF!*N$627))))))))","v":{"$error":"#REF!"}},{"$f":"IF(#REF!=\"Interconnector\",#REF!*1,IF(#REF!=\"Wind\",#REF!*0.7,IF(#REF!=\"Marine\",#REF!*0.7,IF(#REF!=\"Nuclear\",#REF!*0.85,IF(#REF!=\"Pumped_Storage\",#REF!*0.5,IF(#REF!=\"CCS\",#REF!*0.85,IF(#REF!=\"OCGT\",#REF!*0,IF(#REF!=\"\",0,#REF!*O$627))))))))","v":{"$error":"#REF!"}}]
[{"$f":"#REF!","v":{"$error":"#REF!"}},{"$f":"#REF!","v":{"$error":"#REF!"}},{"$f":"#REF!","v":{"$error":"#REF!"}},{"$f":"#REF!","v":{"$error":"#REF!"}},{"$f":"IF(#REF!=\"Interconnector\",#REF!*1,IF(#REF!=\"Wind\",#REF!*0.7,IF(#REF!=\"Marine\",#REF!*0.7,IF(#REF!=\"Nuclear\",#REF!*0.85,IF(#REF!=\"Pumped_Storage\",#REF!*0.5,IF(#REF!=\"CCS\",#REF!*0.85,IF(#REF!=\"OCGT\",#REF!*0,IF(#REF!=\"\",0,#REF!*E$627))))))))","v":{"$error":"#REF!"}},{"$f":"IF(#REF!=\"Interconnector\",#REF!*1,IF(#REF!=\"Wind\",#REF!*0.7,IF(#REF!=\"Marine\",#REF!*0.7,IF(#REF!=\"Nuclear\",#REF!*0.85,IF(#REF!=\"Pumped_Storage\",#REF!*0.5,IF(#REF!=\"CCS\",#REF!*0.85,IF(#REF!=\"OCGT\",#REF!*0,IF(#REF!=\"\",0,#REF!*F$627))))))))","v":{"$error":"#REF!"}},{"$f":"IF(#REF!=\"Interconnector\",#REF!*1,IF(#REF!=\"Wind\",#REF!*0.7,IF(#REF!=\"Marine\",#REF!*0.7,IF(#REF!=\"Nuclear\",#REF!*0.85,IF(#REF!=\"Pumped_Storage\",#REF!*0.5,IF(#REF!=\"CCS\",#REF!*0.85,IF(#REF!=\"OCGT\",#REF!*0,IF(#REF!=\"\",0,#REF!*G$627))))))))","v":{"$error":"#REF!"}},{"$f":"IF(#REF!=\"Interconnector\",#REF!*1,IF(#REF!=\"Wind\",#REF!*0.7,IF(#REF!=\"Marine\",#REF!*0.7,IF(#REF!=\"Nuclear\",#REF!*0.85,IF(#REF!=\"Pumped_Storage\",#REF!*0.5,IF(#REF!=\"CCS\",#REF!*0.85,IF(#REF!=\"OCGT\",#REF!*0,IF(#REF!=\"\",0,#REF!*H$627))))))))","v":{"$error":"#REF!"}},{"$f":"IF(#REF!=\"Interconnector\",#REF!*1,IF(#REF!=\"Wind\",#REF!*0.7,IF(#REF!=\"Marine\",#REF!*0.7,IF(#REF!=\"Nuclear\",#REF!*0.85,IF(#REF!=\"Pumped_Storage\",#REF!*0.5,IF(#REF!=\"CCS\",#REF!*0.85,IF(#REF!=\"OCGT\",#REF!*0,IF(#REF!=\"\",0,#REF!*I$627))))))))","v":{"$error":"#REF!"}},{"$f":"IF(#REF!=\"Interconnector\",#REF!*1,IF(#REF!=\"Wind\",#REF!*0.7,IF(#REF!=\"Marine\",#REF!*0.7,IF(#REF!=\"Nuclear\",#REF!*0.85,IF(#REF!=\"Pumped_Storage\",#REF!*0.5,IF(#REF!=\"CCS\",#REF!*0.85,IF(#REF!=\"OCGT\",#REF!*0,IF(#REF!=\"\",0,#REF!*J$627))))))))","v":{"$error":"#REF!"}},{"$f":"IF(#REF!=\"Interconnector\",#REF!*1,IF(#REF!=\"Wind\",#REF!*0.7,IF(#REF!=\"Marine\",#REF!*0.7,IF(#REF!=\"Nuclear\",#REF!*0.85,IF(#REF!=\"Pumped_Storage\",#REF!*0.5,IF(#REF!=\"CCS\",#REF!*0.85,IF(#REF!=\"OCGT\",#REF!*0,IF(#REF!=\"\",0,#REF!*K$627))))))))","v":{"$error":"#REF!"}},{"$f":"IF(#REF!=\"Interconnector\",#REF!*1,IF(#REF!=\"Wind\",#REF!*0.7,IF(#REF!=\"Marine\",#REF!*0.7,IF(#REF!=\"Nuclear\",#REF!*0.85,IF(#REF!=\"Pumped_Storage\",#REF!*0.5,IF(#REF!=\"CCS\",#REF!*0.85,IF(#REF!=\"OCGT\",#REF!*0,IF(#REF!=\"\",0,#REF!*L$627))))))))","v":{"$error":"#REF!"}},{"$f":"IF(#REF!=\"Interconnector\",#REF!*1,IF(#REF!=\"Wind\",#REF!*0.7,IF(#REF!=\"Marine\",#REF!*0.7,IF(#REF!=\"Nuclear\",#REF!*0.85,IF(#REF!=\"Pumped_Storage\",#REF!*0.5,IF(#REF!=\"CCS\",#REF!*0.85,IF(#REF!=\"OCGT\",#REF!*0,IF(#REF!=\"\",0,#REF!*M$627))))))))","v":{"$error":"#REF!"}},{"$f":"IF(#REF!=\"Interconnector\",#REF!*1,IF(#REF!=\"Wind\",#REF!*0.7,IF(#REF!=\"Marine\",#REF!*0.7,IF(#REF!=\"Nuclear\",#REF!*0.85,IF(#REF!=\"Pumped_Storage\",#REF!*0.5,IF(#REF!=\"CCS\",#REF!*0.85,IF(#REF!=\"OCGT\",#REF!*0,IF(#REF!=\"\",0,#REF!*N$627))))))))","v":{"$error":"#REF!"}},{"$f":"IF(#REF!=\"Interconnector\",#REF!*1,IF(#REF!=\"Wind\",#REF!*0.7,IF(#REF!=\"Marine\",#REF!*0.7,IF(#REF!=\"Nuclear\",#REF!*0.85,IF(#REF!=\"Pumped_Storage\",#REF!*0.5,IF(#REF!=\"CCS\",#REF!*0.85,IF(#REF!=\"OCGT\",#REF!*0,IF(#REF!=\"\",0,#REF!*O$627))))))))","v":{"$error":"#REF!"}}]
[{"$f":"#REF!","v":{"$error":"#REF!"}},{"$f":"#REF!","v":{"$error":"#REF!"}},{"$f":"#REF!","v":{"$error":"#REF!"}},{"$f":"#REF!","v":{"$error":"#REF!"}},{"$f":"IF(#REF!=\"Interconnector\",#REF!*1,IF(#REF!=\"Wind\",#REF!*0.7,IF(#REF!=\"Marine\",#REF!*0.7,IF(#REF!=\"Nuclear\",#REF!*0.85,IF(#REF!=\"Pumped_Storage\",#REF!*0.5,IF(#REF!=\"CCS\",#REF!*0.85,IF(#REF!=\"OCGT\",#REF!*0,IF(#REF!=\"\",0,#REF!*E$627))))))))","v":{"$error":"#REF!"}},{"$f":"IF(#REF!=\"Interconnector\",#REF!*1,IF(#REF!=\"Wind\",#REF!*0.7,IF(#REF!=\"Marine\",#REF!*0.7,IF(#REF!=\"Nuclear\",#REF!*0.85,IF(#REF!=\"Pumped_Storage\",#REF!*0.5,IF(#REF!=\"CCS\",#REF!*0.85,IF(#REF!=\"OCGT\",#REF!*0,IF(#REF!=\"\",0,#REF!*F$627))))))))","v":{"$error":"#REF!"}},{"$f":"IF(#REF!=\"Interconnector\",#REF!*1,IF(#REF!=\"Wind\",#REF!*0.7,IF(#REF!=\"Marine\",#REF!*0.7,IF(#REF!=\"Nuclear\",#REF!*0.85,IF(#REF!=\"Pumped_Storage\",#REF!*0.5,IF(#REF!=\"CCS\",#REF!*0.85,IF(#REF!=\"OCGT\",#REF!*0,IF(#REF!=\"\",0,#REF!*G$627))))))))","v":{"$error":"#REF!"}},{"$f":"IF(#REF!=\"Interconnector\",#REF!*1,IF(#REF!=\"Wind\",#REF!*0.7,IF(#REF!=\"Marine\",#REF!*0.7,IF(#REF!=\"Nuclear\",#REF!*0.85,IF(#REF!=\"Pumped_Storage\",#REF!*0.5,IF(#REF!=\"CCS\",#REF!*0.85,IF(#REF!=\"OCGT\",#REF!*0,IF(#REF!=\"\",0,#REF!*H$627))))))))","v":{"$error":"#REF!"}},{"$f":"IF(#REF!=\"Interconnector\",#REF!*1,IF(#REF!=\"Wind\",#REF!*0.7,IF(#REF!=\"Marine\",#REF!*0.7,IF(#REF!=\"Nuclear\",#REF!*0.85,IF(#REF!=\"Pumped_Storage\",#REF!*0.5,IF(#REF!=\"CCS\",#REF!*0.85,IF(#REF!=\"OCGT\",#REF!*0,IF(#REF!=\"\",0,#REF!*I$627))))))))","v":{"$error":"#REF!"}},{"$f":"IF(#REF!=\"Interconnector\",#REF!*1,IF(#REF!=\"Wind\",#REF!*0.7,IF(#REF!=\"Marine\",#REF!*0.7,IF(#REF!=\"Nuclear\",#REF!*0.85,IF(#REF!=\"Pumped_Storage\",#REF!*0.5,IF(#REF!=\"CCS\",#REF!*0.85,IF(#REF!=\"OCGT\",#REF!*0,IF(#REF!=\"\",0,#REF!*J$627))))))))","v":{"$error":"#REF!"}},{"$f":"IF(#REF!=\"Interconnector\",#REF!*1,IF(#REF!=\"Wind\",#REF!*0.7,IF(#REF!=\"Marine\",#REF!*0.7,IF(#REF!=\"Nuclear\",#REF!*0.85,IF(#REF!=\"Pumped_Storage\",#REF!*0.5,IF(#REF!=\"CCS\",#REF!*0.85,IF(#REF!=\"OCGT\",#REF!*0,IF(#REF!=\"\",0,#REF!*K$627))))))))","v":{"$error":"#REF!"}},{"$f":"IF(#REF!=\"Interconnector\",#REF!*1,IF(#REF!=\"Wind\",#REF!*0.7,IF(#REF!=\"Marine\",#REF!*0.7,IF(#REF!=\"Nuclear\",#REF!*0.85,IF(#REF!=\"Pumped_Storage\",#REF!*0.5,IF(#REF!=\"CCS\",#REF!*0.85,IF(#REF!=\"OCGT\",#REF!*0,IF(#REF!=\"\",0,#REF!*L$627))))))))","v":{"$error":"#REF!"}},{"$f":"IF(#REF!=\"Interconnector\",#REF!*1,IF(#REF!=\"Wind\",#REF!*0.7,IF(#REF!=\"Marine\",#REF!*0.7,IF(#REF!=\"Nuclear\",#REF!*0.85,IF(#REF!=\"Pumped_Storage\",#REF!*0.5,IF(#REF!=\"CCS\",#REF!*0.85,IF(#REF!=\"OCGT\",#REF!*0,IF(#REF!=\"\",0,#REF!*M$627))))))))","v":{"$error":"#REF!"}},{"$f":"IF(#REF!=\"Interconnector\",#REF!*1,IF(#REF!=\"Wind\",#REF!*0.7,IF(#REF!=\"Marine\",#REF!*0.7,IF(#REF!=\"Nuclear\",#REF!*0.85,IF(#REF!=\"Pumped_Storage\",#REF!*0.5,IF(#REF!=\"CCS\",#REF!*0.85,IF(#REF!=\"OCGT\",#REF!*0,IF(#REF!=\"\",0,#REF!*N$627))))))))","v":{"$error":"#REF!"}},{"$f":"IF(#REF!=\"Interconnector\",#REF!*1,IF(#REF!=\"Wind\",#REF!*0.7,IF(#REF!=\"Marine\",#REF!*0.7,IF(#REF!=\"Nuclear\",#REF!*0.85,IF(#REF!=\"Pumped_Storage\",#REF!*0.5,IF(#REF!=\"CCS\",#REF!*0.85,IF(#REF!=\"OCGT\",#REF!*0,IF(#REF!=\"\",0,#REF!*O$627))))))))","v":{"$error":"#REF!"}}]
[{"$f":"#REF!","v":{"$error":"#REF!"}},{"$f":"#REF!","v":{"$error":"#REF!"}},{"$f":"#REF!","v":{"$error":"#REF!"}},{"$f":"#REF!","v":{"$error":"#REF!"}},{"$f":"IF(#REF!=\"Interconnector\",#REF!*1,IF(#REF!=\"Wind\",#REF!*0.7,IF(#REF!=\"Marine\",#REF!*0.7,IF(#REF!=\"Nuclear\",#REF!*0.85,IF(#REF!=\"Pumped_Storage\",#REF!*0.5,IF(#REF!=\"CCS\",#REF!*0.85,IF(#REF!=\"OCGT\",#REF!*0,IF(#REF!=\"\",0,#REF!*E$627))))))))","v":{"$error":"#REF!"}},{"$f":"IF(#REF!=\"Interconnector\",#REF!*1,IF(#REF!=\"Wind\",#REF!*0.7,IF(#REF!=\"Marine\",#REF!*0.7,IF(#REF!=\"Nuclear\",#REF!*0.85,IF(#REF!=\"Pumped_Storage\",#REF!*0.5,IF(#REF!=\"CCS\",#REF!*0.85,IF(#REF!=\"OCGT\",#REF!*0,IF(#REF!=\"\",0,#REF!*F$627))))))))","v":{"$error":"#REF!"}},{"$f":"IF(#REF!=\"Interconnector\",#REF!*1,IF(#REF!=\"Wind\",#REF!*0.7,IF(#REF!=\"Marine\",#REF!*0.7,IF(#REF!=\"Nuclear\",#REF!*0.85,IF(#REF!=\"Pumped_Storage\",#REF!*0.5,IF(#REF!=\"CCS\",#REF!*0.85,IF(#REF!=\"OCGT\",#REF!*0,IF(#REF!=\"\",0,#REF!*G$627))))))))","v":{"$error":"#REF!"}},{"$f":"IF(#REF!=\"Interconnector\",#REF!*1,IF(#REF!=\"Wind\",#REF!*0.7,IF(#REF!=\"Marine\",#REF!*0.7,IF(#REF!=\"Nuclear\",#REF!*0.85,IF(#REF!=\"Pumped_Storage\",#REF!*0.5,IF(#REF!=\"CCS\",#REF!*0.85,IF(#REF!=\"OCGT\",#REF!*0,IF(#REF!=\"\",0,#REF!*H$627))))))))","v":{"$error":"#REF!"}},{"$f":"IF(#REF!=\"Interconnector\",#REF!*1,IF(#REF!=\"Wind\",#REF!*0.7,IF(#REF!=\"Marine\",#REF!*0.7,IF(#REF!=\"Nuclear\",#REF!*0.85,IF(#REF!=\"Pumped_Storage\",#REF!*0.5,IF(#REF!=\"CCS\",#REF!*0.85,IF(#REF!=\"OCGT\",#REF!*0,IF(#REF!=\"\",0,#REF!*I$627))))))))","v":{"$error":"#REF!"}},{"$f":"IF(#REF!=\"Interconnector\",#REF!*1,IF(#REF!=\"Wind\",#REF!*0.7,IF(#REF!=\"Marine\",#REF!*0.7,IF(#REF!=\"Nuclear\",#REF!*0.85,IF(#REF!=\"Pumped_Storage\",#REF!*0.5,IF(#REF!=\"CCS\",#REF!*0.85,IF(#REF!=\"OCGT\",#REF!*0,IF(#REF!=\"\",0,#REF!*J$627))))))))","v":{"$error":"#REF!"}},{"$f":"IF(#REF!=\"Interconnector\",#REF!*1,IF(#REF!=\"Wind\",#REF!*0.7,IF(#REF!=\"Marine\",#REF!*0.7,IF(#REF!=\"Nuclear\",#REF!*0.85,IF(#REF!=\"Pumped_Storage\",#REF!*0.5,IF(#REF!=\"CCS\",#REF!*0.85,IF(#REF!=\"OCGT\",#REF!*0,IF(#REF!=\"\",0,#REF!*K$627))))))))","v":{"$error":"#REF!"}},{"$f":"IF(#REF!=\"Interconnector\",#REF!*1,IF(#REF!=\"Wind\",#REF!*0.7,IF(#REF!=\"Marine\",#REF!*0.7,IF(#REF!=\"Nuclear\",#REF!*0.85,IF(#REF!=\"Pumped_Storage\",#REF!*0.5,IF(#REF!=\"CCS\",#REF!*0.85,IF(#REF!=\"OCGT\",#REF!*0,IF(#REF!=\"\",0,#REF!*L$627))))))))","v":{"$error":"#REF!"}},{"$f":"IF(#REF!=\"Interconnector\",#REF!*1,IF(#REF!=\"Wind\",#REF!*0.7,IF(#REF!=\"Marine\",#REF!*0.7,IF(#REF!=\"Nuclear\",#REF!*0.85,IF(#REF!=\"Pumped_Storage\",#REF!*0.5,IF(#REF!=\"CCS\",#REF!*0.85,IF(#REF!=\"OCGT\",#REF!*0,IF(#REF!=\"\",0,#REF!*M$627))))))))","v":{"$error":"#REF!"}},{"$f":"IF(#REF!=\"Interconnector\",#REF!*1,IF(#REF!=\"Wind\",#REF!*0.7,IF(#REF!=\"Marine\",#REF!*0.7,IF(#REF!=\"Nuclear\",#REF!*0.85,IF(#REF!=\"Pumped_Storage\",#REF!*0.5,IF(#REF!=\"CCS\",#REF!*0.85,IF(#REF!=\"OCGT\",#REF!*0,IF(#REF!=\"\",0,#REF!*N$627))))))))","v":{"$error":"#REF!"}},{"$f":"IF(#REF!=\"Interconnector\",#REF!*1,IF(#REF!=\"Wind\",#REF!*0.7,IF(#REF!=\"Marine\",#REF!*0.7,IF(#REF!=\"Nuclear\",#REF!*0.85,IF(#REF!=\"Pumped_Storage\",#REF!*0.5,IF(#REF!=\"CCS\",#REF!*0.85,IF(#REF!=\"OCGT\",#REF!*0,IF(#REF!=\"\",0,#REF!*O$627))))))))","v":{"$error":"#REF!"}}]
[{"$f":"#REF!","v":{"$error":"#REF!"}},{"$f":"#REF!","v":{"$error":"#REF!"}},{"$f":"#REF!","v":{"$error":"#REF!"}},{"$f":"#REF!","v":{"$error":"#REF!"}},{"$f":"IF(#REF!=\"Interconnector\",#REF!*1,IF(#REF!=\"Wind\",#REF!*0.7,IF(#REF!=\"Marine\",#REF!*0.7,IF(#REF!=\"Nuclear\",#REF!*0.85,IF(#REF!=\"Pumped_Storage\",#REF!*0.5,IF(#REF!=\"CCS\",#REF!*0.85,IF(#REF!=\"OCGT\",#REF!*0,IF(#REF!=\"\",0,#REF!*E$627))))))))","v":{"$error":"#REF!"}},{"$f":"IF(#REF!=\"Interconnector\",#REF!*1,IF(#REF!=\"Wind\",#REF!*0.7,IF(#REF!=\"Marine\",#REF!*0.7,IF(#REF!=\"Nuclear\",#REF!*0.85,IF(#REF!=\"Pumped_Storage\",#REF!*0.5,IF(#REF!=\"CCS\",#REF!*0.85,IF(#REF!=\"OCGT\",#REF!*0,IF(#REF!=\"\",0,#REF!*F$627))))))))","v":{"$error":"#REF!"}},{"$f":"IF(#REF!=\"Interconnector\",#REF!*1,IF(#REF!=\"Wind\",#REF!*0.7,IF(#REF!=\"Marine\",#REF!*0.7,IF(#REF!=\"Nuclear\",#REF!*0.85,IF(#REF!=\"Pumped_Storage\",#REF!*0.5,IF(#REF!=\"CCS\",#REF!*0.85,IF(#REF!=\"OCGT\",#REF!*0,IF(#REF!=\"\",0,#REF!*G$627))))))))","v":{"$error":"#REF!"}},{"$f":"IF(#REF!=\"Interconnector\",#REF!*1,IF(#REF!=\"Wind\",#REF!*0.7,IF(#REF!=\"Marine\",#REF!*0.7,IF(#REF!=\"Nuclear\",#REF!*0.85,IF(#REF!=\"Pumped_Storage\",#REF!*0.5,IF(#REF!=\"CCS\",#REF!*0.85,IF(#REF!=\"OCGT\",#REF!*0,IF(#REF!=\"\",0,#REF!*H$627))))))))","v":{"$error":"#REF!"}},{"$f":"IF(#REF!=\"Interconnector\",#REF!*1,IF(#REF!=\"Wind\",#REF!*0.7,IF(#REF!=\"Marine\",#REF!*0.7,IF(#REF!=\"Nuclear\",#REF!*0.85,IF(#REF!=\"Pumped_Storage\",#REF!*0.5,IF(#REF!=\"CCS\",#REF!*0.85,IF(#REF!=\"OCGT\",#REF!*0,IF(#REF!=\"\",0,#REF!*I$627))))))))","v":{"$error":"#REF!"}},{"$f":"IF(#REF!=\"Interconnector\",#REF!*1,IF(#REF!=\"Wind\",#REF!*0.7,IF(#REF!=\"Marine\",#REF!*0.7,IF(#REF!=\"Nuclear\",#REF!*0.85,IF(#REF!=\"Pumped_Storage\",#REF!*0.5,IF(#REF!=\"CCS\",#REF!*0.85,IF(#REF!=\"OCGT\",#REF!*0,IF(#REF!=\"\",0,#REF!*J$627))))))))","v":{"$error":"#REF!"}},{"$f":"IF(#REF!=\"Interconnector\",#REF!*1,IF(#REF!=\"Wind\",#REF!*0.7,IF(#REF!=\"Marine\",#REF!*0.7,IF(#REF!=\"Nuclear\",#REF!*0.85,IF(#REF!=\"Pumped_Storage\",#REF!*0.5,IF(#REF!=\"CCS\",#REF!*0.85,IF(#REF!=\"OCGT\",#REF!*0,IF(#REF!=\"\",0,#REF!*K$627))))))))","v":{"$error":"#REF!"}},{"$f":"IF(#REF!=\"Interconnector\",#REF!*1,IF(#REF!=\"Wind\",#REF!*0.7,IF(#REF!=\"Marine\",#REF!*0.7,IF(#REF!=\"Nuclear\",#REF!*0.85,IF(#REF!=\"Pumped_Storage\",#REF!*0.5,IF(#REF!=\"CCS\",#REF!*0.85,IF(#REF!=\"OCGT\",#REF!*0,IF(#REF!=\"\",0,#REF!*L$627))))))))","v":{"$error":"#REF!"}},{"$f":"IF(#REF!=\"Interconnector\",#REF!*1,IF(#REF!=\"Wind\",#REF!*0.7,IF(#REF!=\"Marine\",#REF!*0.7,IF(#REF!=\"Nuclear\",#REF!*0.85,IF(#REF!=\"Pumped_Storage\",#REF!*0.5,IF(#REF!=\"CCS\",#REF!*0.85,IF(#REF!=\"OCGT\",#REF!*0,IF(#REF!=\"\",0,#REF!*M$627))))))))","v":{"$error":"#REF!"}},{"$f":"IF(#REF!=\"Interconnector\",#REF!*1,IF(#REF!=\"Wind\",#REF!*0.7,IF(#REF!=\"Marine\",#REF!*0.7,IF(#REF!=\"Nuclear\",#REF!*0.85,IF(#REF!=\"Pumped_Storage\",#REF!*0.5,IF(#REF!=\"CCS\",#REF!*0.85,IF(#REF!=\"OCGT\",#REF!*0,IF(#REF!=\"\",0,#REF!*N$627))))))))","v":{"$error":"#REF!"}},{"$f":"IF(#REF!=\"Interconnector\",#REF!*1,IF(#REF!=\"Wind\",#REF!*0.7,IF(#REF!=\"Marine\",#REF!*0.7,IF(#REF!=\"Nuclear\",#REF!*0.85,IF(#REF!=\"Pumped_Storage\",#REF!*0.5,IF(#REF!=\"CCS\",#REF!*0.85,IF(#REF!=\"OCGT\",#REF!*0,IF(#REF!=\"\",0,#REF!*O$627))))))))","v":{"$error":"#REF!"}}]
[{"$f":"#REF!","v":{"$error":"#REF!"}},{"$f":"#REF!","v":{"$error":"#REF!"}},{"$f":"#REF!","v":{"$error":"#REF!"}},{"$f":"#REF!","v":{"$error":"#REF!"}},{"$f":"IF(#REF!=\"Interconnector\",#REF!*1,IF(#REF!=\"Wind\",#REF!*0.7,IF(#REF!=\"Marine\",#REF!*0.7,IF(#REF!=\"Nuclear\",#REF!*0.85,IF(#REF!=\"Pumped_Storage\",#REF!*0.5,IF(#REF!=\"CCS\",#REF!*0.85,IF(#REF!=\"OCGT\",#REF!*0,IF(#REF!=\"\",0,#REF!*E$627))))))))","v":{"$error":"#REF!"}},{"$f":"IF(#REF!=\"Interconnector\",#REF!*1,IF(#REF!=\"Wind\",#REF!*0.7,IF(#REF!=\"Marine\",#REF!*0.7,IF(#REF!=\"Nuclear\",#REF!*0.85,IF(#REF!=\"Pumped_Storage\",#REF!*0.5,IF(#REF!=\"CCS\",#REF!*0.85,IF(#REF!=\"OCGT\",#REF!*0,IF(#REF!=\"\",0,#REF!*F$627))))))))","v":{"$error":"#REF!"}},{"$f":"IF(#REF!=\"Interconnector\",#REF!*1,IF(#REF!=\"Wind\",#REF!*0.7,IF(#REF!=\"Marine\",#REF!*0.7,IF(#REF!=\"Nuclear\",#REF!*0.85,IF(#REF!=\"Pumped_Storage\",#REF!*0.5,IF(#REF!=\"CCS\",#REF!*0.85,IF(#REF!=\"OCGT\",#REF!*0,IF(#REF!=\"\",0,#REF!*G$627))))))))","v":{"$error":"#REF!"}},{"$f":"IF(#REF!=\"Interconnector\",#REF!*1,IF(#REF!=\"Wind\",#REF!*0.7,IF(#REF!=\"Marine\",#REF!*0.7,IF(#REF!=\"Nuclear\",#REF!*0.85,IF(#REF!=\"Pumped_Storage\",#REF!*0.5,IF(#REF!=\"CCS\",#REF!*0.85,IF(#REF!=\"OCGT\",#REF!*0,IF(#REF!=\"\",0,#REF!*H$627))))))))","v":{"$error":"#REF!"}},{"$f":"IF(#REF!=\"Interconnector\",#REF!*1,IF(#REF!=\"Wind\",#REF!*0.7,IF(#REF!=\"Marine\",#REF!*0.7,IF(#REF!=\"Nuclear\",#REF!*0.85,IF(#REF!=\"Pumped_Storage\",#REF!*0.5,IF(#REF!=\"CCS\",#REF!*0.85,IF(#REF!=\"OCGT\",#REF!*0,IF(#REF!=\"\",0,#REF!*I$627))))))))","v":{"$error":"#REF!"}},{"$f":"IF(#REF!=\"Interconnector\",#REF!*1,IF(#REF!=\"Wind\",#REF!*0.7,IF(#REF!=\"Marine\",#REF!*0.7,IF(#REF!=\"Nuclear\",#REF!*0.85,IF(#REF!=\"Pumped_Storage\",#REF!*0.5,IF(#REF!=\"CCS\",#REF!*0.85,IF(#REF!=\"OCGT\",#REF!*0,IF(#REF!=\"\",0,#REF!*J$627))))))))","v":{"$error":"#REF!"}},{"$f":"IF(#REF!=\"Interconnector\",#REF!*1,IF(#REF!=\"Wind\",#REF!*0.7,IF(#REF!=\"Marine\",#REF!*0.7,IF(#REF!=\"Nuclear\",#REF!*0.85,IF(#REF!=\"Pumped_Storage\",#REF!*0.5,IF(#REF!=\"CCS\",#REF!*0.85,IF(#REF!=\"OCGT\",#REF!*0,IF(#REF!=\"\",0,#REF!*K$627))))))))","v":{"$error":"#REF!"}},{"$f":"IF(#REF!=\"Interconnector\",#REF!*1,IF(#REF!=\"Wind\",#REF!*0.7,IF(#REF!=\"Marine\",#REF!*0.7,IF(#REF!=\"Nuclear\",#REF!*0.85,IF(#REF!=\"Pumped_Storage\",#REF!*0.5,IF(#REF!=\"CCS\",#REF!*0.85,IF(#REF!=\"OCGT\",#REF!*0,IF(#REF!=\"\",0,#REF!*L$627))))))))","v":{"$error":"#REF!"}},{"$f":"IF(#REF!=\"Interconnector\",#REF!*1,IF(#REF!=\"Wind\",#REF!*0.7,IF(#REF!=\"Marine\",#REF!*0.7,IF(#REF!=\"Nuclear\",#REF!*0.85,IF(#REF!=\"Pumped_Storage\",#REF!*0.5,IF(#REF!=\"CCS\",#REF!*0.85,IF(#REF!=\"OCGT\",#REF!*0,IF(#REF!=\"\",0,#REF!*M$627))))))))","v":{"$error":"#REF!"}},{"$f":"IF(#REF!=\"Interconnector\",#REF!*1,IF(#REF!=\"Wind\",#REF!*0.7,IF(#REF!=\"Marine\",#REF!*0.7,IF(#REF!=\"Nuclear\",#REF!*0.85,IF(#REF!=\"Pumped_Storage\",#REF!*0.5,IF(#REF!=\"CCS\",#REF!*0.85,IF(#REF!=\"OCGT\",#REF!*0,IF(#REF!=\"\",0,#REF!*N$627))))))))","v":{"$error":"#REF!"}},{"$f":"IF(#REF!=\"Interconnector\",#REF!*1,IF(#REF!=\"Wind\",#REF!*0.7,IF(#REF!=\"Marine\",#REF!*0.7,IF(#REF!=\"Nuclear\",#REF!*0.85,IF(#REF!=\"Pumped_Storage\",#REF!*0.5,IF(#REF!=\"CCS\",#REF!*0.85,IF(#REF!=\"OCGT\",#REF!*0,IF(#REF!=\"\",0,#REF!*O$627))))))))","v":{"$error":"#REF!"}}]
[{"$f":"#REF!","v":{"$error":"#REF!"}},{"$f":"#REF!","v":{"$error":"#REF!"}},{"$f":"#REF!","v":{"$error":"#REF!"}},{"$f":"#REF!","v":{"$error":"#REF!"}},{"$f":"IF(#REF!=\"Interconnector\",#REF!*1,IF(#REF!=\"Wind\",#REF!*0.7,IF(#REF!=\"Marine\",#REF!*0.7,IF(#REF!=\"Nuclear\",#REF!*0.85,IF(#REF!=\"Pumped_Storage\",#REF!*0.5,IF(#REF!=\"CCS\",#REF!*0.85,IF(#REF!=\"OCGT\",#REF!*0,IF(#REF!=\"\",0,#REF!*E$627))))))))","v":{"$error":"#REF!"}},{"$f":"IF(#REF!=\"Interconnector\",#REF!*1,IF(#REF!=\"Wind\",#REF!*0.7,IF(#REF!=\"Marine\",#REF!*0.7,IF(#REF!=\"Nuclear\",#REF!*0.85,IF(#REF!=\"Pumped_Storage\",#REF!*0.5,IF(#REF!=\"CCS\",#REF!*0.85,IF(#REF!=\"OCGT\",#REF!*0,IF(#REF!=\"\",0,#REF!*F$627))))))))","v":{"$error":"#REF!"}},{"$f":"IF(#REF!=\"Interconnector\",#REF!*1,IF(#REF!=\"Wind\",#REF!*0.7,IF(#REF!=\"Marine\",#REF!*0.7,IF(#REF!=\"Nuclear\",#REF!*0.85,IF(#REF!=\"Pumped_Storage\",#REF!*0.5,IF(#REF!=\"CCS\",#REF!*0.85,IF(#REF!=\"OCGT\",#REF!*0,IF(#REF!=\"\",0,#REF!*G$627))))))))","v":{"$error":"#REF!"}},{"$f":"IF(#REF!=\"Interconnector\",#REF!*1,IF(#REF!=\"Wind\",#REF!*0.7,IF(#REF!=\"Marine\",#REF!*0.7,IF(#REF!=\"Nuclear\",#REF!*0.85,IF(#REF!=\"Pumped_Storage\",#REF!*0.5,IF(#REF!=\"CCS\",#REF!*0.85,IF(#REF!=\"OCGT\",#REF!*0,IF(#REF!=\"\",0,#REF!*H$627))))))))","v":{"$error":"#REF!"}},{"$f":"IF(#REF!=\"Interconnector\",#REF!*1,IF(#REF!=\"Wind\",#REF!*0.7,IF(#REF!=\"Marine\",#REF!*0.7,IF(#REF!=\"Nuclear\",#REF!*0.85,IF(#REF!=\"Pumped_Storage\",#REF!*0.5,IF(#REF!=\"CCS\",#REF!*0.85,IF(#REF!=\"OCGT\",#REF!*0,IF(#REF!=\"\",0,#REF!*I$627))))))))","v":{"$error":"#REF!"}},{"$f":"IF(#REF!=\"Interconnector\",#REF!*1,IF(#REF!=\"Wind\",#REF!*0.7,IF(#REF!=\"Marine\",#REF!*0.7,IF(#REF!=\"Nuclear\",#REF!*0.85,IF(#REF!=\"Pumped_Storage\",#REF!*0.5,IF(#REF!=\"CCS\",#REF!*0.85,IF(#REF!=\"OCGT\",#REF!*0,IF(#REF!=\"\",0,#REF!*J$627))))))))","v":{"$error":"#REF!"}},{"$f":"IF(#REF!=\"Interconnector\",#REF!*1,IF(#REF!=\"Wind\",#REF!*0.7,IF(#REF!=\"Marine\",#REF!*0.7,IF(#REF!=\"Nuclear\",#REF!*0.85,IF(#REF!=\"Pumped_Storage\",#REF!*0.5,IF(#REF!=\"CCS\",#REF!*0.85,IF(#REF!=\"OCGT\",#REF!*0,IF(#REF!=\"\",0,#REF!*K$627))))))))","v":{"$error":"#REF!"}},{"$f":"IF(#REF!=\"Interconnector\",#REF!*1,IF(#REF!=\"Wind\",#REF!*0.7,IF(#REF!=\"Marine\",#REF!*0.7,IF(#REF!=\"Nuclear\",#REF!*0.85,IF(#REF!=\"Pumped_Storage\",#REF!*0.5,IF(#REF!=\"CCS\",#REF!*0.85,IF(#REF!=\"OCGT\",#REF!*0,IF(#REF!=\"\",0,#REF!*L$627))))))))","v":{"$error":"#REF!"}},{"$f":"IF(#REF!=\"Interconnector\",#REF!*1,IF(#REF!=\"Wind\",#REF!*0.7,IF(#REF!=\"Marine\",#REF!*0.7,IF(#REF!=\"Nuclear\",#REF!*0.85,IF(#REF!=\"Pumped_Storage\",#REF!*0.5,IF(#REF!=\"CCS\",#REF!*0.85,IF(#REF!=\"OCGT\",#REF!*0,IF(#REF!=\"\",0,#REF!*M$627))))))))","v":{"$error":"#REF!"}},{"$f":"IF(#REF!=\"Interconnector\",#REF!*1,IF(#REF!=\"Wind\",#REF!*0.7,IF(#REF!=\"Marine\",#REF!*0.7,IF(#REF!=\"Nuclear\",#REF!*0.85,IF(#REF!=\"Pumped_Storage\",#REF!*0.5,IF(#REF!=\"CCS\",#REF!*0.85,IF(#REF!=\"OCGT\",#REF!*0,IF(#REF!=\"\",0,#REF!*N$627))))))))","v":{"$error":"#REF!"}},{"$f":"IF(#REF!=\"Interconnector\",#REF!*1,IF(#REF!=\"Wind\",#REF!*0.7,IF(#REF!=\"Marine\",#REF!*0.7,IF(#REF!=\"Nuclear\",#REF!*0.85,IF(#REF!=\"Pumped_Storage\",#REF!*0.5,IF(#REF!=\"CCS\",#REF!*0.85,IF(#REF!=\"OCGT\",#REF!*0,IF(#REF!=\"\",0,#REF!*O$627))))))))","v":{"$error":"#REF!"}}]
[{"$f":"#REF!","v":{"$error":"#REF!"}},{"$f":"#REF!","v":{"$error":"#REF!"}},{"$f":"#REF!","v":{"$error":"#REF!"}},{"$f":"#REF!","v":{"$error":"#REF!"}},{"$f":"IF(#REF!=\"Interconnector\",#REF!*1,IF(#REF!=\"Wind\",#REF!*0.7,IF(#REF!=\"Marine\",#REF!*0.7,IF(#REF!=\"Nuclear\",#REF!*0.85,IF(#REF!=\"Pumped_Storage\",#REF!*0.5,IF(#REF!=\"CCS\",#REF!*0.85,IF(#REF!=\"OCGT\",#REF!*0,IF(#REF!=\"\",0,#REF!*E$627))))))))","v":{"$error":"#REF!"}},{"$f":"IF(#REF!=\"Interconnector\",#REF!*1,IF(#REF!=\"Wind\",#REF!*0.7,IF(#REF!=\"Marine\",#REF!*0.7,IF(#REF!=\"Nuclear\",#REF!*0.85,IF(#REF!=\"Pumped_Storage\",#REF!*0.5,IF(#REF!=\"CCS\",#REF!*0.85,IF(#REF!=\"OCGT\",#REF!*0,IF(#REF!=\"\",0,#REF!*F$627))))))))","v":{"$error":"#REF!"}},{"$f":"IF(#REF!=\"Interconnector\",#REF!*1,IF(#REF!=\"Wind\",#REF!*0.7,IF(#REF!=\"Marine\",#REF!*0.7,IF(#REF!=\"Nuclear\",#REF!*0.85,IF(#REF!=\"Pumped_Storage\",#REF!*0.5,IF(#REF!=\"CCS\",#REF!*0.85,IF(#REF!=\"OCGT\",#REF!*0,IF(#REF!=\"\",0,#REF!*G$627))))))))","v":{"$error":"#REF!"}},{"$f":"IF(#REF!=\"Interconnector\",#REF!*1,IF(#REF!=\"Wind\",#REF!*0.7,IF(#REF!=\"Marine\",#REF!*0.7,IF(#REF!=\"Nuclear\",#REF!*0.85,IF(#REF!=\"Pumped_Storage\",#REF!*0.5,IF(#REF!=\"CCS\",#REF!*0.85,IF(#REF!=\"OCGT\",#REF!*0,IF(#REF!=\"\",0,#REF!*H$627))))))))","v":{"$error":"#REF!"}},{"$f":"IF(#REF!=\"Interconnector\",#REF!*1,IF(#REF!=\"Wind\",#REF!*0.7,IF(#REF!=\"Marine\",#REF!*0.7,IF(#REF!=\"Nuclear\",#REF!*0.85,IF(#REF!=\"Pumped_Storage\",#REF!*0.5,IF(#REF!=\"CCS\",#REF!*0.85,IF(#REF!=\"OCGT\",#REF!*0,IF(#REF!=\"\",0,#REF!*I$627))))))))","v":{"$error":"#REF!"}},{"$f":"IF(#REF!=\"Interconnector\",#REF!*1,IF(#REF!=\"Wind\",#REF!*0.7,IF(#REF!=\"Marine\",#REF!*0.7,IF(#REF!=\"Nuclear\",#REF!*0.85,IF(#REF!=\"Pumped_Storage\",#REF!*0.5,IF(#REF!=\"CCS\",#REF!*0.85,IF(#REF!=\"OCGT\",#REF!*0,IF(#REF!=\"\",0,#REF!*J$627))))))))","v":{"$error":"#REF!"}},{"$f":"IF(#REF!=\"Interconnector\",#REF!*1,IF(#REF!=\"Wind\",#REF!*0.7,IF(#REF!=\"Marine\",#REF!*0.7,IF(#REF!=\"Nuclear\",#REF!*0.85,IF(#REF!=\"Pumped_Storage\",#REF!*0.5,IF(#REF!=\"CCS\",#REF!*0.85,IF(#REF!=\"OCGT\",#REF!*0,IF(#REF!=\"\",0,#REF!*K$627))))))))","v":{"$error":"#REF!"}},{"$f":"IF(#REF!=\"Interconnector\",#REF!*1,IF(#REF!=\"Wind\",#REF!*0.7,IF(#REF!=\"Marine\",#REF!*0.7,IF(#REF!=\"Nuclear\",#REF!*0.85,IF(#REF!=\"Pumped_Storage\",#REF!*0.5,IF(#REF!=\"CCS\",#REF!*0.85,IF(#REF!=\"OCGT\",#REF!*0,IF(#REF!=\"\",0,#REF!*L$627))))))))","v":{"$error":"#REF!"}},{"$f":"IF(#REF!=\"Interconnector\",#REF!*1,IF(#REF!=\"Wind\",#REF!*0.7,IF(#REF!=\"Marine\",#REF!*0.7,IF(#REF!=\"Nuclear\",#REF!*0.85,IF(#REF!=\"Pumped_Storage\",#REF!*0.5,IF(#REF!=\"CCS\",#REF!*0.85,IF(#REF!=\"OCGT\",#REF!*0,IF(#REF!=\"\",0,#REF!*M$627))))))))","v":{"$error":"#REF!"}},{"$f":"IF(#REF!=\"Interconnector\",#REF!*1,IF(#REF!=\"Wind\",#REF!*0.7,IF(#REF!=\"Marine\",#REF!*0.7,IF(#REF!=\"Nuclear\",#REF!*0.85,IF(#REF!=\"Pumped_Storage\",#REF!*0.5,IF(#REF!=\"CCS\",#REF!*0.85,IF(#REF!=\"OCGT\",#REF!*0,IF(#REF!=\"\",0,#REF!*N$627))))))))","v":{"$error":"#REF!"}},{"$f":"IF(#REF!=\"Interconnector\",#REF!*1,IF(#REF!=\"Wind\",#REF!*0.7,IF(#REF!=\"Marine\",#REF!*0.7,IF(#REF!=\"Nuclear\",#REF!*0.85,IF(#REF!=\"Pumped_Storage\",#REF!*0.5,IF(#REF!=\"CCS\",#REF!*0.85,IF(#REF!=\"OCGT\",#REF!*0,IF(#REF!=\"\",0,#REF!*O$627))))))))","v":{"$error":"#REF!"}}]
[{"$f":"#REF!","v":{"$error":"#REF!"}},{"$f":"#REF!","v":{"$error":"#REF!"}},{"$f":"#REF!","v":{"$error":"#REF!"}},{"$f":"#REF!","v":{"$error":"#REF!"}},{"$f":"IF(#REF!=\"Interconnector\",#REF!*1,IF(#REF!=\"Wind\",#REF!*0.7,IF(#REF!=\"Marine\",#REF!*0.7,IF(#REF!=\"Nuclear\",#REF!*0.85,IF(#REF!=\"Pumped_Storage\",#REF!*0.5,IF(#REF!=\"CCS\",#REF!*0.85,IF(#REF!=\"OCGT\",#REF!*0,IF(#REF!=\"\",0,#REF!*E$627))))))))","v":{"$error":"#REF!"}},{"$f":"IF(#REF!=\"Interconnector\",#REF!*1,IF(#REF!=\"Wind\",#REF!*0.7,IF(#REF!=\"Marine\",#REF!*0.7,IF(#REF!=\"Nuclear\",#REF!*0.85,IF(#REF!=\"Pumped_Storage\",#REF!*0.5,IF(#REF!=\"CCS\",#REF!*0.85,IF(#REF!=\"OCGT\",#REF!*0,IF(#REF!=\"\",0,#REF!*F$627))))))))","v":{"$error":"#REF!"}},{"$f":"IF(#REF!=\"Interconnector\",#REF!*1,IF(#REF!=\"Wind\",#REF!*0.7,IF(#REF!=\"Marine\",#REF!*0.7,IF(#REF!=\"Nuclear\",#REF!*0.85,IF(#REF!=\"Pumped_Storage\",#REF!*0.5,IF(#REF!=\"CCS\",#REF!*0.85,IF(#REF!=\"OCGT\",#REF!*0,IF(#REF!=\"\",0,#REF!*G$627))))))))","v":{"$error":"#REF!"}},{"$f":"IF(#REF!=\"Interconnector\",#REF!*1,IF(#REF!=\"Wind\",#REF!*0.7,IF(#REF!=\"Marine\",#REF!*0.7,IF(#REF!=\"Nuclear\",#REF!*0.85,IF(#REF!=\"Pumped_Storage\",#REF!*0.5,IF(#REF!=\"CCS\",#REF!*0.85,IF(#REF!=\"OCGT\",#REF!*0,IF(#REF!=\"\",0,#REF!*H$627))))))))","v":{"$error":"#REF!"}},{"$f":"IF(#REF!=\"Interconnector\",#REF!*1,IF(#REF!=\"Wind\",#REF!*0.7,IF(#REF!=\"Marine\",#REF!*0.7,IF(#REF!=\"Nuclear\",#REF!*0.85,IF(#REF!=\"Pumped_Storage\",#REF!*0.5,IF(#REF!=\"CCS\",#REF!*0.85,IF(#REF!=\"OCGT\",#REF!*0,IF(#REF!=\"\",0,#REF!*I$627))))))))","v":{"$error":"#REF!"}},{"$f":"IF(#REF!=\"Interconnector\",#REF!*1,IF(#REF!=\"Wind\",#REF!*0.7,IF(#REF!=\"Marine\",#REF!*0.7,IF(#REF!=\"Nuclear\",#REF!*0.85,IF(#REF!=\"Pumped_Storage\",#REF!*0.5,IF(#REF!=\"CCS\",#REF!*0.85,IF(#REF!=\"OCGT\",#REF!*0,IF(#REF!=\"\",0,#REF!*J$627))))))))","v":{"$error":"#REF!"}},{"$f":"IF(#REF!=\"Interconnector\",#REF!*1,IF(#REF!=\"Wind\",#REF!*0.7,IF(#REF!=\"Marine\",#REF!*0.7,IF(#REF!=\"Nuclear\",#REF!*0.85,IF(#REF!=\"Pumped_Storage\",#REF!*0.5,IF(#REF!=\"CCS\",#REF!*0.85,IF(#REF!=\"OCGT\",#REF!*0,IF(#REF!=\"\",0,#REF!*K$627))))))))","v":{"$error":"#REF!"}},{"$f":"IF(#REF!=\"Interconnector\",#REF!*1,IF(#REF!=\"Wind\",#REF!*0.7,IF(#REF!=\"Marine\",#REF!*0.7,IF(#REF!=\"Nuclear\",#REF!*0.85,IF(#REF!=\"Pumped_Storage\",#REF!*0.5,IF(#REF!=\"CCS\",#REF!*0.85,IF(#REF!=\"OCGT\",#REF!*0,IF(#REF!=\"\",0,#REF!*L$627))))))))","v":{"$error":"#REF!"}},{"$f":"IF(#REF!=\"Interconnector\",#REF!*1,IF(#REF!=\"Wind\",#REF!*0.7,IF(#REF!=\"Marine\",#REF!*0.7,IF(#REF!=\"Nuclear\",#REF!*0.85,IF(#REF!=\"Pumped_Storage\",#REF!*0.5,IF(#REF!=\"CCS\",#REF!*0.85,IF(#REF!=\"OCGT\",#REF!*0,IF(#REF!=\"\",0,#REF!*M$627))))))))","v":{"$error":"#REF!"}},{"$f":"IF(#REF!=\"Interconnector\",#REF!*1,IF(#REF!=\"Wind\",#REF!*0.7,IF(#REF!=\"Marine\",#REF!*0.7,IF(#REF!=\"Nuclear\",#REF!*0.85,IF(#REF!=\"Pumped_Storage\",#REF!*0.5,IF(#REF!=\"CCS\",#REF!*0.85,IF(#REF!=\"OCGT\",#REF!*0,IF(#REF!=\"\",0,#REF!*N$627))))))))","v":{"$error":"#REF!"}},{"$f":"IF(#REF!=\"Interconnector\",#REF!*1,IF(#REF!=\"Wind\",#REF!*0.7,IF(#REF!=\"Marine\",#REF!*0.7,IF(#REF!=\"Nuclear\",#REF!*0.85,IF(#REF!=\"Pumped_Storage\",#REF!*0.5,IF(#REF!=\"CCS\",#REF!*0.85,IF(#REF!=\"OCGT\",#REF!*0,IF(#REF!=\"\",0,#REF!*O$627))))))))","v":{"$error":"#REF!"}}]
[{"$f":"#REF!","v":{"$error":"#REF!"}},{"$f":"#REF!","v":{"$error":"#REF!"}},{"$f":"#REF!","v":{"$error":"#REF!"}},{"$f":"#REF!","v":{"$error":"#REF!"}},{"$f":"IF(#REF!=\"Interconnector\",#REF!*1,IF(#REF!=\"Wind\",#REF!*0.7,IF(#REF!=\"Marine\",#REF!*0.7,IF(#REF!=\"Nuclear\",#REF!*0.85,IF(#REF!=\"Pumped_Storage\",#REF!*0.5,IF(#REF!=\"CCS\",#REF!*0.85,IF(#REF!=\"OCGT\",#REF!*0,IF(#REF!=\"\",0,#REF!*E$627))))))))","v":{"$error":"#REF!"}},{"$f":"IF(#REF!=\"Interconnector\",#REF!*1,IF(#REF!=\"Wind\",#REF!*0.7,IF(#REF!=\"Marine\",#REF!*0.7,IF(#REF!=\"Nuclear\",#REF!*0.85,IF(#REF!=\"Pumped_Storage\",#REF!*0.5,IF(#REF!=\"CCS\",#REF!*0.85,IF(#REF!=\"OCGT\",#REF!*0,IF(#REF!=\"\",0,#REF!*F$627))))))))","v":{"$error":"#REF!"}},{"$f":"IF(#REF!=\"Interconnector\",#REF!*1,IF(#REF!=\"Wind\",#REF!*0.7,IF(#REF!=\"Marine\",#REF!*0.7,IF(#REF!=\"Nuclear\",#REF!*0.85,IF(#REF!=\"Pumped_Storage\",#REF!*0.5,IF(#REF!=\"CCS\",#REF!*0.85,IF(#REF!=\"OCGT\",#REF!*0,IF(#REF!=\"\",0,#REF!*G$627))))))))","v":{"$error":"#REF!"}},{"$f":"IF(#REF!=\"Interconnector\",#REF!*1,IF(#REF!=\"Wind\",#REF!*0.7,IF(#REF!=\"Marine\",#REF!*0.7,IF(#REF!=\"Nuclear\",#REF!*0.85,IF(#REF!=\"Pumped_Storage\",#REF!*0.5,IF(#REF!=\"CCS\",#REF!*0.85,IF(#REF!=\"OCGT\",#REF!*0,IF(#REF!=\"\",0,#REF!*H$627))))))))","v":{"$error":"#REF!"}},{"$f":"IF(#REF!=\"Interconnector\",#REF!*1,IF(#REF!=\"Wind\",#REF!*0.7,IF(#REF!=\"Marine\",#REF!*0.7,IF(#REF!=\"Nuclear\",#REF!*0.85,IF(#REF!=\"Pumped_Storage\",#REF!*0.5,IF(#REF!=\"CCS\",#REF!*0.85,IF(#REF!=\"OCGT\",#REF!*0,IF(#REF!=\"\",0,#REF!*I$627))))))))","v":{"$error":"#REF!"}},{"$f":"IF(#REF!=\"Interconnector\",#REF!*1,IF(#REF!=\"Wind\",#REF!*0.7,IF(#REF!=\"Marine\",#REF!*0.7,IF(#REF!=\"Nuclear\",#REF!*0.85,IF(#REF!=\"Pumped_Storage\",#REF!*0.5,IF(#REF!=\"CCS\",#REF!*0.85,IF(#REF!=\"OCGT\",#REF!*0,IF(#REF!=\"\",0,#REF!*J$627))))))))","v":{"$error":"#REF!"}},{"$f":"IF(#REF!=\"Interconnector\",#REF!*1,IF(#REF!=\"Wind\",#REF!*0.7,IF(#REF!=\"Marine\",#REF!*0.7,IF(#REF!=\"Nuclear\",#REF!*0.85,IF(#REF!=\"Pumped_Storage\",#REF!*0.5,IF(#REF!=\"CCS\",#REF!*0.85,IF(#REF!=\"OCGT\",#REF!*0,IF(#REF!=\"\",0,#REF!*K$627))))))))","v":{"$error":"#REF!"}},{"$f":"IF(#REF!=\"Interconnector\",#REF!*1,IF(#REF!=\"Wind\",#REF!*0.7,IF(#REF!=\"Marine\",#REF!*0.7,IF(#REF!=\"Nuclear\",#REF!*0.85,IF(#REF!=\"Pumped_Storage\",#REF!*0.5,IF(#REF!=\"CCS\",#REF!*0.85,IF(#REF!=\"OCGT\",#REF!*0,IF(#REF!=\"\",0,#REF!*L$627))))))))","v":{"$error":"#REF!"}},{"$f":"IF(#REF!=\"Interconnector\",#REF!*1,IF(#REF!=\"Wind\",#REF!*0.7,IF(#REF!=\"Marine\",#REF!*0.7,IF(#REF!=\"Nuclear\",#REF!*0.85,IF(#REF!=\"Pumped_Storage\",#REF!*0.5,IF(#REF!=\"CCS\",#REF!*0.85,IF(#REF!=\"OCGT\",#REF!*0,IF(#REF!=\"\",0,#REF!*M$627))))))))","v":{"$error":"#REF!"}},{"$f":"IF(#REF!=\"Interconnector\",#REF!*1,IF(#REF!=\"Wind\",#REF!*0.7,IF(#REF!=\"Marine\",#REF!*0.7,IF(#REF!=\"Nuclear\",#REF!*0.85,IF(#REF!=\"Pumped_Storage\",#REF!*0.5,IF(#REF!=\"CCS\",#REF!*0.85,IF(#REF!=\"OCGT\",#REF!*0,IF(#REF!=\"\",0,#REF!*N$627))))))))","v":{"$error":"#REF!"}},{"$f":"IF(#REF!=\"Interconnector\",#REF!*1,IF(#REF!=\"Wind\",#REF!*0.7,IF(#REF!=\"Marine\",#REF!*0.7,IF(#REF!=\"Nuclear\",#REF!*0.85,IF(#REF!=\"Pumped_Storage\",#REF!*0.5,IF(#REF!=\"CCS\",#REF!*0.85,IF(#REF!=\"OCGT\",#REF!*0,IF(#REF!=\"\",0,#REF!*O$627))))))))","v":{"$error":"#REF!"}}]
[{"$f":"#REF!","v":{"$error":"#REF!"}},{"$f":"#REF!","v":{"$error":"#REF!"}},{"$f":"#REF!","v":{"$error":"#REF!"}},{"$f":"#REF!","v":{"$error":"#REF!"}},{"$f":"IF(#REF!=\"Interconnector\",#REF!*1,IF(#REF!=\"Wind\",#REF!*0.7,IF(#REF!=\"Marine\",#REF!*0.7,IF(#REF!=\"Nuclear\",#REF!*0.85,IF(#REF!=\"Pumped_Storage\",#REF!*0.5,IF(#REF!=\"CCS\",#REF!*0.85,IF(#REF!=\"OCGT\",#REF!*0,IF(#REF!=\"\",0,#REF!*E$627))))))))","v":{"$error":"#REF!"}},{"$f":"IF(#REF!=\"Interconnector\",#REF!*1,IF(#REF!=\"Wind\",#REF!*0.7,IF(#REF!=\"Marine\",#REF!*0.7,IF(#REF!=\"Nuclear\",#REF!*0.85,IF(#REF!=\"Pumped_Storage\",#REF!*0.5,IF(#REF!=\"CCS\",#REF!*0.85,IF(#REF!=\"OCGT\",#REF!*0,IF(#REF!=\"\",0,#REF!*F$627))))))))","v":{"$error":"#REF!"}},{"$f":"IF(#REF!=\"Interconnector\",#REF!*1,IF(#REF!=\"Wind\",#REF!*0.7,IF(#REF!=\"Marine\",#REF!*0.7,IF(#REF!=\"Nuclear\",#REF!*0.85,IF(#REF!=\"Pumped_Storage\",#REF!*0.5,IF(#REF!=\"CCS\",#REF!*0.85,IF(#REF!=\"OCGT\",#REF!*0,IF(#REF!=\"\",0,#REF!*G$627))))))))","v":{"$error":"#REF!"}},{"$f":"IF(#REF!=\"Interconnector\",#REF!*1,IF(#REF!=\"Wind\",#REF!*0.7,IF(#REF!=\"Marine\",#REF!*0.7,IF(#REF!=\"Nuclear\",#REF!*0.85,IF(#REF!=\"Pumped_Storage\",#REF!*0.5,IF(#REF!=\"CCS\",#REF!*0.85,IF(#REF!=\"OCGT\",#REF!*0,IF(#REF!=\"\",0,#REF!*H$627))))))))","v":{"$error":"#REF!"}},{"$f":"IF(#REF!=\"Interconnector\",#REF!*1,IF(#REF!=\"Wind\",#REF!*0.7,IF(#REF!=\"Marine\",#REF!*0.7,IF(#REF!=\"Nuclear\",#REF!*0.85,IF(#REF!=\"Pumped_Storage\",#REF!*0.5,IF(#REF!=\"CCS\",#REF!*0.85,IF(#REF!=\"OCGT\",#REF!*0,IF(#REF!=\"\",0,#REF!*I$627))))))))","v":{"$error":"#REF!"}},{"$f":"IF(#REF!=\"Interconnector\",#REF!*1,IF(#REF!=\"Wind\",#REF!*0.7,IF(#REF!=\"Marine\",#REF!*0.7,IF(#REF!=\"Nuclear\",#REF!*0.85,IF(#REF!=\"Pumped_Storage\",#REF!*0.5,IF(#REF!=\"CCS\",#REF!*0.85,IF(#REF!=\"OCGT\",#REF!*0,IF(#REF!=\"\",0,#REF!*J$627))))))))","v":{"$error":"#REF!"}},{"$f":"IF(#REF!=\"Interconnector\",#REF!*1,IF(#REF!=\"Wind\",#REF!*0.7,IF(#REF!=\"Marine\",#REF!*0.7,IF(#REF!=\"Nuclear\",#REF!*0.85,IF(#REF!=\"Pumped_Storage\",#REF!*0.5,IF(#REF!=\"CCS\",#REF!*0.85,IF(#REF!=\"OCGT\",#REF!*0,IF(#REF!=\"\",0,#REF!*K$627))))))))","v":{"$error":"#REF!"}},{"$f":"IF(#REF!=\"Interconnector\",#REF!*1,IF(#REF!=\"Wind\",#REF!*0.7,IF(#REF!=\"Marine\",#REF!*0.7,IF(#REF!=\"Nuclear\",#REF!*0.85,IF(#REF!=\"Pumped_Storage\",#REF!*0.5,IF(#REF!=\"CCS\",#REF!*0.85,IF(#REF!=\"OCGT\",#REF!*0,IF(#REF!=\"\",0,#REF!*L$627))))))))","v":{"$error":"#REF!"}},{"$f":"IF(#REF!=\"Interconnector\",#REF!*1,IF(#REF!=\"Wind\",#REF!*0.7,IF(#REF!=\"Marine\",#REF!*0.7,IF(#REF!=\"Nuclear\",#REF!*0.85,IF(#REF!=\"Pumped_Storage\",#REF!*0.5,IF(#REF!=\"CCS\",#REF!*0.85,IF(#REF!=\"OCGT\",#REF!*0,IF(#REF!=\"\",0,#REF!*M$627))))))))","v":{"$error":"#REF!"}},{"$f":"IF(#REF!=\"Interconnector\",#REF!*1,IF(#REF!=\"Wind\",#REF!*0.7,IF(#REF!=\"Marine\",#REF!*0.7,IF(#REF!=\"Nuclear\",#REF!*0.85,IF(#REF!=\"Pumped_Storage\",#REF!*0.5,IF(#REF!=\"CCS\",#REF!*0.85,IF(#REF!=\"OCGT\",#REF!*0,IF(#REF!=\"\",0,#REF!*N$627))))))))","v":{"$error":"#REF!"}},{"$f":"IF(#REF!=\"Interconnector\",#REF!*1,IF(#REF!=\"Wind\",#REF!*0.7,IF(#REF!=\"Marine\",#REF!*0.7,IF(#REF!=\"Nuclear\",#REF!*0.85,IF(#REF!=\"Pumped_Storage\",#REF!*0.5,IF(#REF!=\"CCS\",#REF!*0.85,IF(#REF!=\"OCGT\",#REF!*0,IF(#REF!=\"\",0,#REF!*O$627))))))))","v":{"$error":"#REF!"}}]
[{"$f":"#REF!","v":{"$error":"#REF!"}},{"$f":"#REF!","v":{"$error":"#REF!"}},{"$f":"#REF!","v":{"$error":"#REF!"}},{"$f":"#REF!","v":{"$error":"#REF!"}},{"$f":"IF(#REF!=\"Interconnector\",#REF!*1,IF(#REF!=\"Wind\",#REF!*0.7,IF(#REF!=\"Marine\",#REF!*0.7,IF(#REF!=\"Nuclear\",#REF!*0.85,IF(#REF!=\"Pumped_Storage\",#REF!*0.5,IF(#REF!=\"CCS\",#REF!*0.85,IF(#REF!=\"OCGT\",#REF!*0,IF(#REF!=\"\",0,#REF!*E$627))))))))","v":{"$error":"#REF!"}},{"$f":"IF(#REF!=\"Interconnector\",#REF!*1,IF(#REF!=\"Wind\",#REF!*0.7,IF(#REF!=\"Marine\",#REF!*0.7,IF(#REF!=\"Nuclear\",#REF!*0.85,IF(#REF!=\"Pumped_Storage\",#REF!*0.5,IF(#REF!=\"CCS\",#REF!*0.85,IF(#REF!=\"OCGT\",#REF!*0,IF(#REF!=\"\",0,#REF!*F$627))))))))","v":{"$error":"#REF!"}},{"$f":"IF(#REF!=\"Interconnector\",#REF!*1,IF(#REF!=\"Wind\",#REF!*0.7,IF(#REF!=\"Marine\",#REF!*0.7,IF(#REF!=\"Nuclear\",#REF!*0.85,IF(#REF!=\"Pumped_Storage\",#REF!*0.5,IF(#REF!=\"CCS\",#REF!*0.85,IF(#REF!=\"OCGT\",#REF!*0,IF(#REF!=\"\",0,#REF!*G$627))))))))","v":{"$error":"#REF!"}},{"$f":"IF(#REF!=\"Interconnector\",#REF!*1,IF(#REF!=\"Wind\",#REF!*0.7,IF(#REF!=\"Marine\",#REF!*0.7,IF(#REF!=\"Nuclear\",#REF!*0.85,IF(#REF!=\"Pumped_Storage\",#REF!*0.5,IF(#REF!=\"CCS\",#REF!*0.85,IF(#REF!=\"OCGT\",#REF!*0,IF(#REF!=\"\",0,#REF!*H$627))))))))","v":{"$error":"#REF!"}},{"$f":"IF(#REF!=\"Interconnector\",#REF!*1,IF(#REF!=\"Wind\",#REF!*0.7,IF(#REF!=\"Marine\",#REF!*0.7,IF(#REF!=\"Nuclear\",#REF!*0.85,IF(#REF!=\"Pumped_Storage\",#REF!*0.5,IF(#REF!=\"CCS\",#REF!*0.85,IF(#REF!=\"OCGT\",#REF!*0,IF(#REF!=\"\",0,#REF!*I$627))))))))","v":{"$error":"#REF!"}},{"$f":"IF(#REF!=\"Interconnector\",#REF!*1,IF(#REF!=\"Wind\",#REF!*0.7,IF(#REF!=\"Marine\",#REF!*0.7,IF(#REF!=\"Nuclear\",#REF!*0.85,IF(#REF!=\"Pumped_Storage\",#REF!*0.5,IF(#REF!=\"CCS\",#REF!*0.85,IF(#REF!=\"OCGT\",#REF!*0,IF(#REF!=\"\",0,#REF!*J$627))))))))","v":{"$error":"#REF!"}},{"$f":"IF(#REF!=\"Interconnector\",#REF!*1,IF(#REF!=\"Wind\",#REF!*0.7,IF(#REF!=\"Marine\",#REF!*0.7,IF(#REF!=\"Nuclear\",#REF!*0.85,IF(#REF!=\"Pumped_Storage\",#REF!*0.5,IF(#REF!=\"CCS\",#REF!*0.85,IF(#REF!=\"OCGT\",#REF!*0,IF(#REF!=\"\",0,#REF!*K$627))))))))","v":{"$error":"#REF!"}},{"$f":"IF(#REF!=\"Interconnector\",#REF!*1,IF(#REF!=\"Wind\",#REF!*0.7,IF(#REF!=\"Marine\",#REF!*0.7,IF(#REF!=\"Nuclear\",#REF!*0.85,IF(#REF!=\"Pumped_Storage\",#REF!*0.5,IF(#REF!=\"CCS\",#REF!*0.85,IF(#REF!=\"OCGT\",#REF!*0,IF(#REF!=\"\",0,#REF!*L$627))))))))","v":{"$error":"#REF!"}},{"$f":"IF(#REF!=\"Interconnector\",#REF!*1,IF(#REF!=\"Wind\",#REF!*0.7,IF(#REF!=\"Marine\",#REF!*0.7,IF(#REF!=\"Nuclear\",#REF!*0.85,IF(#REF!=\"Pumped_Storage\",#REF!*0.5,IF(#REF!=\"CCS\",#REF!*0.85,IF(#REF!=\"OCGT\",#REF!*0,IF(#REF!=\"\",0,#REF!*M$627))))))))","v":{"$error":"#REF!"}},{"$f":"IF(#REF!=\"Interconnector\",#REF!*1,IF(#REF!=\"Wind\",#REF!*0.7,IF(#REF!=\"Marine\",#REF!*0.7,IF(#REF!=\"Nuclear\",#REF!*0.85,IF(#REF!=\"Pumped_Storage\",#REF!*0.5,IF(#REF!=\"CCS\",#REF!*0.85,IF(#REF!=\"OCGT\",#REF!*0,IF(#REF!=\"\",0,#REF!*N$627))))))))","v":{"$error":"#REF!"}},{"$f":"IF(#REF!=\"Interconnector\",#REF!*1,IF(#REF!=\"Wind\",#REF!*0.7,IF(#REF!=\"Marine\",#REF!*0.7,IF(#REF!=\"Nuclear\",#REF!*0.85,IF(#REF!=\"Pumped_Storage\",#REF!*0.5,IF(#REF!=\"CCS\",#REF!*0.85,IF(#REF!=\"OCGT\",#REF!*0,IF(#REF!=\"\",0,#REF!*O$627))))))))","v":{"$error":"#REF!"}}]
[{"$f":"#REF!","v":{"$error":"#REF!"}},{"$f":"#REF!","v":{"$error":"#REF!"}},{"$f":"#REF!","v":{"$error":"#REF!"}},{"$f":"#REF!","v":{"$error":"#REF!"}},{"$f":"IF(#REF!=\"Interconnector\",#REF!*1,IF(#REF!=\"Wind\",#REF!*0.7,IF(#REF!=\"Marine\",#REF!*0.7,IF(#REF!=\"Nuclear\",#REF!*0.85,IF(#REF!=\"Pumped_Storage\",#REF!*0.5,IF(#REF!=\"CCS\",#REF!*0.85,IF(#REF!=\"OCGT\",#REF!*0,IF(#REF!=\"\",0,#REF!*E$627))))))))","v":{"$error":"#REF!"}},{"$f":"IF(#REF!=\"Interconnector\",#REF!*1,IF(#REF!=\"Wind\",#REF!*0.7,IF(#REF!=\"Marine\",#REF!*0.7,IF(#REF!=\"Nuclear\",#REF!*0.85,IF(#REF!=\"Pumped_Storage\",#REF!*0.5,IF(#REF!=\"CCS\",#REF!*0.85,IF(#REF!=\"OCGT\",#REF!*0,IF(#REF!=\"\",0,#REF!*F$627))))))))","v":{"$error":"#REF!"}},{"$f":"IF(#REF!=\"Interconnector\",#REF!*1,IF(#REF!=\"Wind\",#REF!*0.7,IF(#REF!=\"Marine\",#REF!*0.7,IF(#REF!=\"Nuclear\",#REF!*0.85,IF(#REF!=\"Pumped_Storage\",#REF!*0.5,IF(#REF!=\"CCS\",#REF!*0.85,IF(#REF!=\"OCGT\",#REF!*0,IF(#REF!=\"\",0,#REF!*G$627))))))))","v":{"$error":"#REF!"}},{"$f":"IF(#REF!=\"Interconnector\",#REF!*1,IF(#REF!=\"Wind\",#REF!*0.7,IF(#REF!=\"Marine\",#REF!*0.7,IF(#REF!=\"Nuclear\",#REF!*0.85,IF(#REF!=\"Pumped_Storage\",#REF!*0.5,IF(#REF!=\"CCS\",#REF!*0.85,IF(#REF!=\"OCGT\",#REF!*0,IF(#REF!=\"\",0,#REF!*H$627))))))))","v":{"$error":"#REF!"}},{"$f":"IF(#REF!=\"Interconnector\",#REF!*1,IF(#REF!=\"Wind\",#REF!*0.7,IF(#REF!=\"Marine\",#REF!*0.7,IF(#REF!=\"Nuclear\",#REF!*0.85,IF(#REF!=\"Pumped_Storage\",#REF!*0.5,IF(#REF!=\"CCS\",#REF!*0.85,IF(#REF!=\"OCGT\",#REF!*0,IF(#REF!=\"\",0,#REF!*I$627))))))))","v":{"$error":"#REF!"}},{"$f":"IF(#REF!=\"Interconnector\",#REF!*1,IF(#REF!=\"Wind\",#REF!*0.7,IF(#REF!=\"Marine\",#REF!*0.7,IF(#REF!=\"Nuclear\",#REF!*0.85,IF(#REF!=\"Pumped_Storage\",#REF!*0.5,IF(#REF!=\"CCS\",#REF!*0.85,IF(#REF!=\"OCGT\",#REF!*0,IF(#REF!=\"\",0,#REF!*J$627))))))))","v":{"$error":"#REF!"}},{"$f":"IF(#REF!=\"Interconnector\",#REF!*1,IF(#REF!=\"Wind\",#REF!*0.7,IF(#REF!=\"Marine\",#REF!*0.7,IF(#REF!=\"Nuclear\",#REF!*0.85,IF(#REF!=\"Pumped_Storage\",#REF!*0.5,IF(#REF!=\"CCS\",#REF!*0.85,IF(#REF!=\"OCGT\",#REF!*0,IF(#REF!=\"\",0,#REF!*K$627))))))))","v":{"$error":"#REF!"}},{"$f":"IF(#REF!=\"Interconnector\",#REF!*1,IF(#REF!=\"Wind\",#REF!*0.7,IF(#REF!=\"Marine\",#REF!*0.7,IF(#REF!=\"Nuclear\",#REF!*0.85,IF(#REF!=\"Pumped_Storage\",#REF!*0.5,IF(#REF!=\"CCS\",#REF!*0.85,IF(#REF!=\"OCGT\",#REF!*0,IF(#REF!=\"\",0,#REF!*L$627))))))))","v":{"$error":"#REF!"}},{"$f":"IF(#REF!=\"Interconnector\",#REF!*1,IF(#REF!=\"Wind\",#REF!*0.7,IF(#REF!=\"Marine\",#REF!*0.7,IF(#REF!=\"Nuclear\",#REF!*0.85,IF(#REF!=\"Pumped_Storage\",#REF!*0.5,IF(#REF!=\"CCS\",#REF!*0.85,IF(#REF!=\"OCGT\",#REF!*0,IF(#REF!=\"\",0,#REF!*M$627))))))))","v":{"$error":"#REF!"}},{"$f":"IF(#REF!=\"Interconnector\",#REF!*1,IF(#REF!=\"Wind\",#REF!*0.7,IF(#REF!=\"Marine\",#REF!*0.7,IF(#REF!=\"Nuclear\",#REF!*0.85,IF(#REF!=\"Pumped_Storage\",#REF!*0.5,IF(#REF!=\"CCS\",#REF!*0.85,IF(#REF!=\"OCGT\",#REF!*0,IF(#REF!=\"\",0,#REF!*N$627))))))))","v":{"$error":"#REF!"}},{"$f":"IF(#REF!=\"Interconnector\",#REF!*1,IF(#REF!=\"Wind\",#REF!*0.7,IF(#REF!=\"Marine\",#REF!*0.7,IF(#REF!=\"Nuclear\",#REF!*0.85,IF(#REF!=\"Pumped_Storage\",#REF!*0.5,IF(#REF!=\"CCS\",#REF!*0.85,IF(#REF!=\"OCGT\",#REF!*0,IF(#REF!=\"\",0,#REF!*O$627))))))))","v":{"$error":"#REF!"}}]
[{"$f":"#REF!","v":{"$error":"#REF!"}},{"$f":"#REF!","v":{"$error":"#REF!"}},{"$f":"#REF!","v":{"$error":"#REF!"}},{"$f":"#REF!","v":{"$error":"#REF!"}},{"$f":"IF(#REF!=\"Interconnector\",#REF!*1,IF(#REF!=\"Wind\",#REF!*0.7,IF(#REF!=\"Marine\",#REF!*0.7,IF(#REF!=\"Nuclear\",#REF!*0.85,IF(#REF!=\"Pumped_Storage\",#REF!*0.5,IF(#REF!=\"CCS\",#REF!*0.85,IF(#REF!=\"OCGT\",#REF!*0,IF(#REF!=\"\",0,#REF!*E$627))))))))","v":{"$error":"#REF!"}},{"$f":"IF(#REF!=\"Interconnector\",#REF!*1,IF(#REF!=\"Wind\",#REF!*0.7,IF(#REF!=\"Marine\",#REF!*0.7,IF(#REF!=\"Nuclear\",#REF!*0.85,IF(#REF!=\"Pumped_Storage\",#REF!*0.5,IF(#REF!=\"CCS\",#REF!*0.85,IF(#REF!=\"OCGT\",#REF!*0,IF(#REF!=\"\",0,#REF!*F$627))))))))","v":{"$error":"#REF!"}},{"$f":"IF(#REF!=\"Interconnector\",#REF!*1,IF(#REF!=\"Wind\",#REF!*0.7,IF(#REF!=\"Marine\",#REF!*0.7,IF(#REF!=\"Nuclear\",#REF!*0.85,IF(#REF!=\"Pumped_Storage\",#REF!*0.5,IF(#REF!=\"CCS\",#REF!*0.85,IF(#REF!=\"OCGT\",#REF!*0,IF(#REF!=\"\",0,#REF!*G$627))))))))","v":{"$error":"#REF!"}},{"$f":"IF(#REF!=\"Interconnector\",#REF!*1,IF(#REF!=\"Wind\",#REF!*0.7,IF(#REF!=\"Marine\",#REF!*0.7,IF(#REF!=\"Nuclear\",#REF!*0.85,IF(#REF!=\"Pumped_Storage\",#REF!*0.5,IF(#REF!=\"CCS\",#REF!*0.85,IF(#REF!=\"OCGT\",#REF!*0,IF(#REF!=\"\",0,#REF!*H$627))))))))","v":{"$error":"#REF!"}},{"$f":"IF(#REF!=\"Interconnector\",#REF!*1,IF(#REF!=\"Wind\",#REF!*0.7,IF(#REF!=\"Marine\",#REF!*0.7,IF(#REF!=\"Nuclear\",#REF!*0.85,IF(#REF!=\"Pumped_Storage\",#REF!*0.5,IF(#REF!=\"CCS\",#REF!*0.85,IF(#REF!=\"OCGT\",#REF!*0,IF(#REF!=\"\",0,#REF!*I$627))))))))","v":{"$error":"#REF!"}},{"$f":"IF(#REF!=\"Interconnector\",#REF!*1,IF(#REF!=\"Wind\",#REF!*0.7,IF(#REF!=\"Marine\",#REF!*0.7,IF(#REF!=\"Nuclear\",#REF!*0.85,IF(#REF!=\"Pumped_Storage\",#REF!*0.5,IF(#REF!=\"CCS\",#REF!*0.85,IF(#REF!=\"OCGT\",#REF!*0,IF(#REF!=\"\",0,#REF!*J$627))))))))","v":{"$error":"#REF!"}},{"$f":"IF(#REF!=\"Interconnector\",#REF!*1,IF(#REF!=\"Wind\",#REF!*0.7,IF(#REF!=\"Marine\",#REF!*0.7,IF(#REF!=\"Nuclear\",#REF!*0.85,IF(#REF!=\"Pumped_Storage\",#REF!*0.5,IF(#REF!=\"CCS\",#REF!*0.85,IF(#REF!=\"OCGT\",#REF!*0,IF(#REF!=\"\",0,#REF!*K$627))))))))","v":{"$error":"#REF!"}},{"$f":"IF(#REF!=\"Interconnector\",#REF!*1,IF(#REF!=\"Wind\",#REF!*0.7,IF(#REF!=\"Marine\",#REF!*0.7,IF(#REF!=\"Nuclear\",#REF!*0.85,IF(#REF!=\"Pumped_Storage\",#REF!*0.5,IF(#REF!=\"CCS\",#REF!*0.85,IF(#REF!=\"OCGT\",#REF!*0,IF(#REF!=\"\",0,#REF!*L$627))))))))","v":{"$error":"#REF!"}},{"$f":"IF(#REF!=\"Interconnector\",#REF!*1,IF(#REF!=\"Wind\",#REF!*0.7,IF(#REF!=\"Marine\",#REF!*0.7,IF(#REF!=\"Nuclear\",#REF!*0.85,IF(#REF!=\"Pumped_Storage\",#REF!*0.5,IF(#REF!=\"CCS\",#REF!*0.85,IF(#REF!=\"OCGT\",#REF!*0,IF(#REF!=\"\",0,#REF!*M$627))))))))","v":{"$error":"#REF!"}},{"$f":"IF(#REF!=\"Interconnector\",#REF!*1,IF(#REF!=\"Wind\",#REF!*0.7,IF(#REF!=\"Marine\",#REF!*0.7,IF(#REF!=\"Nuclear\",#REF!*0.85,IF(#REF!=\"Pumped_Storage\",#REF!*0.5,IF(#REF!=\"CCS\",#REF!*0.85,IF(#REF!=\"OCGT\",#REF!*0,IF(#REF!=\"\",0,#REF!*N$627))))))))","v":{"$error":"#REF!"}},{"$f":"IF(#REF!=\"Interconnector\",#REF!*1,IF(#REF!=\"Wind\",#REF!*0.7,IF(#REF!=\"Marine\",#REF!*0.7,IF(#REF!=\"Nuclear\",#REF!*0.85,IF(#REF!=\"Pumped_Storage\",#REF!*0.5,IF(#REF!=\"CCS\",#REF!*0.85,IF(#REF!=\"OCGT\",#REF!*0,IF(#REF!=\"\",0,#REF!*O$627))))))))","v":{"$error":"#REF!"}}]
[{"$f":"#REF!","v":{"$error":"#REF!"}},{"$f":"#REF!","v":{"$error":"#REF!"}},{"$f":"#REF!","v":{"$error":"#REF!"}},{"$f":"#REF!","v":{"$error":"#REF!"}},{"$f":"IF(#REF!=\"Interconnector\",#REF!*1,IF(#REF!=\"Wind\",#REF!*0.7,IF(#REF!=\"Marine\",#REF!*0.7,IF(#REF!=\"Nuclear\",#REF!*0.85,IF(#REF!=\"Pumped_Storage\",#REF!*0.5,IF(#REF!=\"CCS\",#REF!*0.85,IF(#REF!=\"OCGT\",#REF!*0,IF(#REF!=\"\",0,#REF!*E$627))))))))","v":{"$error":"#REF!"}},{"$f":"IF(#REF!=\"Interconnector\",#REF!*1,IF(#REF!=\"Wind\",#REF!*0.7,IF(#REF!=\"Marine\",#REF!*0.7,IF(#REF!=\"Nuclear\",#REF!*0.85,IF(#REF!=\"Pumped_Storage\",#REF!*0.5,IF(#REF!=\"CCS\",#REF!*0.85,IF(#REF!=\"OCGT\",#REF!*0,IF(#REF!=\"\",0,#REF!*F$627))))))))","v":{"$error":"#REF!"}},{"$f":"IF(#REF!=\"Interconnector\",#REF!*1,IF(#REF!=\"Wind\",#REF!*0.7,IF(#REF!=\"Marine\",#REF!*0.7,IF(#REF!=\"Nuclear\",#REF!*0.85,IF(#REF!=\"Pumped_Storage\",#REF!*0.5,IF(#REF!=\"CCS\",#REF!*0.85,IF(#REF!=\"OCGT\",#REF!*0,IF(#REF!=\"\",0,#REF!*G$627))))))))","v":{"$error":"#REF!"}},{"$f":"IF(#REF!=\"Interconnector\",#REF!*1,IF(#REF!=\"Wind\",#REF!*0.7,IF(#REF!=\"Marine\",#REF!*0.7,IF(#REF!=\"Nuclear\",#REF!*0.85,IF(#REF!=\"Pumped_Storage\",#REF!*0.5,IF(#REF!=\"CCS\",#REF!*0.85,IF(#REF!=\"OCGT\",#REF!*0,IF(#REF!=\"\",0,#REF!*H$627))))))))","v":{"$error":"#REF!"}},{"$f":"IF(#REF!=\"Interconnector\",#REF!*1,IF(#REF!=\"Wind\",#REF!*0.7,IF(#REF!=\"Marine\",#REF!*0.7,IF(#REF!=\"Nuclear\",#REF!*0.85,IF(#REF!=\"Pumped_Storage\",#REF!*0.5,IF(#REF!=\"CCS\",#REF!*0.85,IF(#REF!=\"OCGT\",#REF!*0,IF(#REF!=\"\",0,#REF!*I$627))))))))","v":{"$error":"#REF!"}},{"$f":"IF(#REF!=\"Interconnector\",#REF!*1,IF(#REF!=\"Wind\",#REF!*0.7,IF(#REF!=\"Marine\",#REF!*0.7,IF(#REF!=\"Nuclear\",#REF!*0.85,IF(#REF!=\"Pumped_Storage\",#REF!*0.5,IF(#REF!=\"CCS\",#REF!*0.85,IF(#REF!=\"OCGT\",#REF!*0,IF(#REF!=\"\",0,#REF!*J$627))))))))","v":{"$error":"#REF!"}},{"$f":"IF(#REF!=\"Interconnector\",#REF!*1,IF(#REF!=\"Wind\",#REF!*0.7,IF(#REF!=\"Marine\",#REF!*0.7,IF(#REF!=\"Nuclear\",#REF!*0.85,IF(#REF!=\"Pumped_Storage\",#REF!*0.5,IF(#REF!=\"CCS\",#REF!*0.85,IF(#REF!=\"OCGT\",#REF!*0,IF(#REF!=\"\",0,#REF!*K$627))))))))","v":{"$error":"#REF!"}},{"$f":"IF(#REF!=\"Interconnector\",#REF!*1,IF(#REF!=\"Wind\",#REF!*0.7,IF(#REF!=\"Marine\",#REF!*0.7,IF(#REF!=\"Nuclear\",#REF!*0.85,IF(#REF!=\"Pumped_Storage\",#REF!*0.5,IF(#REF!=\"CCS\",#REF!*0.85,IF(#REF!=\"OCGT\",#REF!*0,IF(#REF!=\"\",0,#REF!*L$627))))))))","v":{"$error":"#REF!"}},{"$f":"IF(#REF!=\"Interconnector\",#REF!*1,IF(#REF!=\"Wind\",#REF!*0.7,IF(#REF!=\"Marine\",#REF!*0.7,IF(#REF!=\"Nuclear\",#REF!*0.85,IF(#REF!=\"Pumped_Storage\",#REF!*0.5,IF(#REF!=\"CCS\",#REF!*0.85,IF(#REF!=\"OCGT\",#REF!*0,IF(#REF!=\"\",0,#REF!*M$627))))))))","v":{"$error":"#REF!"}},{"$f":"IF(#REF!=\"Interconnector\",#REF!*1,IF(#REF!=\"Wind\",#REF!*0.7,IF(#REF!=\"Marine\",#REF!*0.7,IF(#REF!=\"Nuclear\",#REF!*0.85,IF(#REF!=\"Pumped_Storage\",#REF!*0.5,IF(#REF!=\"CCS\",#REF!*0.85,IF(#REF!=\"OCGT\",#REF!*0,IF(#REF!=\"\",0,#REF!*N$627))))))))","v":{"$error":"#REF!"}},{"$f":"IF(#REF!=\"Interconnector\",#REF!*1,IF(#REF!=\"Wind\",#REF!*0.7,IF(#REF!=\"Marine\",#REF!*0.7,IF(#REF!=\"Nuclear\",#REF!*0.85,IF(#REF!=\"Pumped_Storage\",#REF!*0.5,IF(#REF!=\"CCS\",#REF!*0.85,IF(#REF!=\"OCGT\",#REF!*0,IF(#REF!=\"\",0,#REF!*O$627))))))))","v":{"$error":"#REF!"}}]
[{"$f":"#REF!","v":{"$error":"#REF!"}},{"$f":"#REF!","v":{"$error":"#REF!"}},{"$f":"#REF!","v":{"$error":"#REF!"}},{"$f":"#REF!","v":{"$error":"#REF!"}},{"$f":"IF(#REF!=\"Interconnector\",#REF!*1,IF(#REF!=\"Wind\",#REF!*0.7,IF(#REF!=\"Marine\",#REF!*0.7,IF(#REF!=\"Nuclear\",#REF!*0.85,IF(#REF!=\"Pumped_Storage\",#REF!*0.5,IF(#REF!=\"CCS\",#REF!*0.85,IF(#REF!=\"OCGT\",#REF!*0,IF(#REF!=\"\",0,#REF!*E$627))))))))","v":{"$error":"#REF!"}},{"$f":"IF(#REF!=\"Interconnector\",#REF!*1,IF(#REF!=\"Wind\",#REF!*0.7,IF(#REF!=\"Marine\",#REF!*0.7,IF(#REF!=\"Nuclear\",#REF!*0.85,IF(#REF!=\"Pumped_Storage\",#REF!*0.5,IF(#REF!=\"CCS\",#REF!*0.85,IF(#REF!=\"OCGT\",#REF!*0,IF(#REF!=\"\",0,#REF!*F$627))))))))","v":{"$error":"#REF!"}},{"$f":"IF(#REF!=\"Interconnector\",#REF!*1,IF(#REF!=\"Wind\",#REF!*0.7,IF(#REF!=\"Marine\",#REF!*0.7,IF(#REF!=\"Nuclear\",#REF!*0.85,IF(#REF!=\"Pumped_Storage\",#REF!*0.5,IF(#REF!=\"CCS\",#REF!*0.85,IF(#REF!=\"OCGT\",#REF!*0,IF(#REF!=\"\",0,#REF!*G$627))))))))","v":{"$error":"#REF!"}},{"$f":"IF(#REF!=\"Interconnector\",#REF!*1,IF(#REF!=\"Wind\",#REF!*0.7,IF(#REF!=\"Marine\",#REF!*0.7,IF(#REF!=\"Nuclear\",#REF!*0.85,IF(#REF!=\"Pumped_Storage\",#REF!*0.5,IF(#REF!=\"CCS\",#REF!*0.85,IF(#REF!=\"OCGT\",#REF!*0,IF(#REF!=\"\",0,#REF!*H$627))))))))","v":{"$error":"#REF!"}},{"$f":"IF(#REF!=\"Interconnector\",#REF!*1,IF(#REF!=\"Wind\",#REF!*0.7,IF(#REF!=\"Marine\",#REF!*0.7,IF(#REF!=\"Nuclear\",#REF!*0.85,IF(#REF!=\"Pumped_Storage\",#REF!*0.5,IF(#REF!=\"CCS\",#REF!*0.85,IF(#REF!=\"OCGT\",#REF!*0,IF(#REF!=\"\",0,#REF!*I$627))))))))","v":{"$error":"#REF!"}},{"$f":"IF(#REF!=\"Interconnector\",#REF!*1,IF(#REF!=\"Wind\",#REF!*0.7,IF(#REF!=\"Marine\",#REF!*0.7,IF(#REF!=\"Nuclear\",#REF!*0.85,IF(#REF!=\"Pumped_Storage\",#REF!*0.5,IF(#REF!=\"CCS\",#REF!*0.85,IF(#REF!=\"OCGT\",#REF!*0,IF(#REF!=\"\",0,#REF!*J$627))))))))","v":{"$error":"#REF!"}},{"$f":"IF(#REF!=\"Interconnector\",#REF!*1,IF(#REF!=\"Wind\",#REF!*0.7,IF(#REF!=\"Marine\",#REF!*0.7,IF(#REF!=\"Nuclear\",#REF!*0.85,IF(#REF!=\"Pumped_Storage\",#REF!*0.5,IF(#REF!=\"CCS\",#REF!*0.85,IF(#REF!=\"OCGT\",#REF!*0,IF(#REF!=\"\",0,#REF!*K$627))))))))","v":{"$error":"#REF!"}},{"$f":"IF(#REF!=\"Interconnector\",#REF!*1,IF(#REF!=\"Wind\",#REF!*0.7,IF(#REF!=\"Marine\",#REF!*0.7,IF(#REF!=\"Nuclear\",#REF!*0.85,IF(#REF!=\"Pumped_Storage\",#REF!*0.5,IF(#REF!=\"CCS\",#REF!*0.85,IF(#REF!=\"OCGT\",#REF!*0,IF(#REF!=\"\",0,#REF!*L$627))))))))","v":{"$error":"#REF!"}},{"$f":"IF(#REF!=\"Interconnector\",#REF!*1,IF(#REF!=\"Wind\",#REF!*0.7,IF(#REF!=\"Marine\",#REF!*0.7,IF(#REF!=\"Nuclear\",#REF!*0.85,IF(#REF!=\"Pumped_Storage\",#REF!*0.5,IF(#REF!=\"CCS\",#REF!*0.85,IF(#REF!=\"OCGT\",#REF!*0,IF(#REF!=\"\",0,#REF!*M$627))))))))","v":{"$error":"#REF!"}},{"$f":"IF(#REF!=\"Interconnector\",#REF!*1,IF(#REF!=\"Wind\",#REF!*0.7,IF(#REF!=\"Marine\",#REF!*0.7,IF(#REF!=\"Nuclear\",#REF!*0.85,IF(#REF!=\"Pumped_Storage\",#REF!*0.5,IF(#REF!=\"CCS\",#REF!*0.85,IF(#REF!=\"OCGT\",#REF!*0,IF(#REF!=\"\",0,#REF!*N$627))))))))","v":{"$error":"#REF!"}},{"$f":"IF(#REF!=\"Interconnector\",#REF!*1,IF(#REF!=\"Wind\",#REF!*0.7,IF(#REF!=\"Marine\",#REF!*0.7,IF(#REF!=\"Nuclear\",#REF!*0.85,IF(#REF!=\"Pumped_Storage\",#REF!*0.5,IF(#REF!=\"CCS\",#REF!*0.85,IF(#REF!=\"OCGT\",#REF!*0,IF(#REF!=\"\",0,#REF!*O$627))))))))","v":{"$error":"#REF!"}}]
[{"$f":"#REF!","v":{"$error":"#REF!"}},{"$f":"#REF!","v":{"$error":"#REF!"}},{"$f":"#REF!","v":{"$error":"#REF!"}},{"$f":"#REF!","v":{"$error":"#REF!"}},{"$f":"IF(#REF!=\"Interconnector\",#REF!*1,IF(#REF!=\"Wind\",#REF!*0.7,IF(#REF!=\"Marine\",#REF!*0.7,IF(#REF!=\"Nuclear\",#REF!*0.85,IF(#REF!=\"Pumped_Storage\",#REF!*0.5,IF(#REF!=\"CCS\",#REF!*0.85,IF(#REF!=\"OCGT\",#REF!*0,IF(#REF!=\"\",0,#REF!*E$627))))))))","v":{"$error":"#REF!"}},{"$f":"IF(#REF!=\"Interconnector\",#REF!*1,IF(#REF!=\"Wind\",#REF!*0.7,IF(#REF!=\"Marine\",#REF!*0.7,IF(#REF!=\"Nuclear\",#REF!*0.85,IF(#REF!=\"Pumped_Storage\",#REF!*0.5,IF(#REF!=\"CCS\",#REF!*0.85,IF(#REF!=\"OCGT\",#REF!*0,IF(#REF!=\"\",0,#REF!*F$627))))))))","v":{"$error":"#REF!"}},{"$f":"IF(#REF!=\"Interconnector\",#REF!*1,IF(#REF!=\"Wind\",#REF!*0.7,IF(#REF!=\"Marine\",#REF!*0.7,IF(#REF!=\"Nuclear\",#REF!*0.85,IF(#REF!=\"Pumped_Storage\",#REF!*0.5,IF(#REF!=\"CCS\",#REF!*0.85,IF(#REF!=\"OCGT\",#REF!*0,IF(#REF!=\"\",0,#REF!*G$627))))))))","v":{"$error":"#REF!"}},{"$f":"IF(#REF!=\"Interconnector\",#REF!*1,IF(#REF!=\"Wind\",#REF!*0.7,IF(#REF!=\"Marine\",#REF!*0.7,IF(#REF!=\"Nuclear\",#REF!*0.85,IF(#REF!=\"Pumped_Storage\",#REF!*0.5,IF(#REF!=\"CCS\",#REF!*0.85,IF(#REF!=\"OCGT\",#REF!*0,IF(#REF!=\"\",0,#REF!*H$627))))))))","v":{"$error":"#REF!"}},{"$f":"IF(#REF!=\"Interconnector\",#REF!*1,IF(#REF!=\"Wind\",#REF!*0.7,IF(#REF!=\"Marine\",#REF!*0.7,IF(#REF!=\"Nuclear\",#REF!*0.85,IF(#REF!=\"Pumped_Storage\",#REF!*0.5,IF(#REF!=\"CCS\",#REF!*0.85,IF(#REF!=\"OCGT\",#REF!*0,IF(#REF!=\"\",0,#REF!*I$627))))))))","v":{"$error":"#REF!"}},{"$f":"IF(#REF!=\"Interconnector\",#REF!*1,IF(#REF!=\"Wind\",#REF!*0.7,IF(#REF!=\"Marine\",#REF!*0.7,IF(#REF!=\"Nuclear\",#REF!*0.85,IF(#REF!=\"Pumped_Storage\",#REF!*0.5,IF(#REF!=\"CCS\",#REF!*0.85,IF(#REF!=\"OCGT\",#REF!*0,IF(#REF!=\"\",0,#REF!*J$627))))))))","v":{"$error":"#REF!"}},{"$f":"IF(#REF!=\"Interconnector\",#REF!*1,IF(#REF!=\"Wind\",#REF!*0.7,IF(#REF!=\"Marine\",#REF!*0.7,IF(#REF!=\"Nuclear\",#REF!*0.85,IF(#REF!=\"Pumped_Storage\",#REF!*0.5,IF(#REF!=\"CCS\",#REF!*0.85,IF(#REF!=\"OCGT\",#REF!*0,IF(#REF!=\"\",0,#REF!*K$627))))))))","v":{"$error":"#REF!"}},{"$f":"IF(#REF!=\"Interconnector\",#REF!*1,IF(#REF!=\"Wind\",#REF!*0.7,IF(#REF!=\"Marine\",#REF!*0.7,IF(#REF!=\"Nuclear\",#REF!*0.85,IF(#REF!=\"Pumped_Storage\",#REF!*0.5,IF(#REF!=\"CCS\",#REF!*0.85,IF(#REF!=\"OCGT\",#REF!*0,IF(#REF!=\"\",0,#REF!*L$627))))))))","v":{"$error":"#REF!"}},{"$f":"IF(#REF!=\"Interconnector\",#REF!*1,IF(#REF!=\"Wind\",#REF!*0.7,IF(#REF!=\"Marine\",#REF!*0.7,IF(#REF!=\"Nuclear\",#REF!*0.85,IF(#REF!=\"Pumped_Storage\",#REF!*0.5,IF(#REF!=\"CCS\",#REF!*0.85,IF(#REF!=\"OCGT\",#REF!*0,IF(#REF!=\"\",0,#REF!*M$627))))))))","v":{"$error":"#REF!"}},{"$f":"IF(#REF!=\"Interconnector\",#REF!*1,IF(#REF!=\"Wind\",#REF!*0.7,IF(#REF!=\"Marine\",#REF!*0.7,IF(#REF!=\"Nuclear\",#REF!*0.85,IF(#REF!=\"Pumped_Storage\",#REF!*0.5,IF(#REF!=\"CCS\",#REF!*0.85,IF(#REF!=\"OCGT\",#REF!*0,IF(#REF!=\"\",0,#REF!*N$627))))))))","v":{"$error":"#REF!"}},{"$f":"IF(#REF!=\"Interconnector\",#REF!*1,IF(#REF!=\"Wind\",#REF!*0.7,IF(#REF!=\"Marine\",#REF!*0.7,IF(#REF!=\"Nuclear\",#REF!*0.85,IF(#REF!=\"Pumped_Storage\",#REF!*0.5,IF(#REF!=\"CCS\",#REF!*0.85,IF(#REF!=\"OCGT\",#REF!*0,IF(#REF!=\"\",0,#REF!*O$627))))))))","v":{"$error":"#REF!"}}]
[{"$f":"#REF!","v":{"$error":"#REF!"}},{"$f":"#REF!","v":{"$error":"#REF!"}},{"$f":"#REF!","v":{"$error":"#REF!"}},{"$f":"#REF!","v":{"$error":"#REF!"}},{"$f":"IF(#REF!=\"Interconnector\",#REF!*1,IF(#REF!=\"Wind\",#REF!*0.7,IF(#REF!=\"Marine\",#REF!*0.7,IF(#REF!=\"Nuclear\",#REF!*0.85,IF(#REF!=\"Pumped_Storage\",#REF!*0.5,IF(#REF!=\"CCS\",#REF!*0.85,IF(#REF!=\"OCGT\",#REF!*0,IF(#REF!=\"\",0,#REF!*E$627))))))))","v":{"$error":"#REF!"}},{"$f":"IF(#REF!=\"Interconnector\",#REF!*1,IF(#REF!=\"Wind\",#REF!*0.7,IF(#REF!=\"Marine\",#REF!*0.7,IF(#REF!=\"Nuclear\",#REF!*0.85,IF(#REF!=\"Pumped_Storage\",#REF!*0.5,IF(#REF!=\"CCS\",#REF!*0.85,IF(#REF!=\"OCGT\",#REF!*0,IF(#REF!=\"\",0,#REF!*F$627))))))))","v":{"$error":"#REF!"}},{"$f":"IF(#REF!=\"Interconnector\",#REF!*1,IF(#REF!=\"Wind\",#REF!*0.7,IF(#REF!=\"Marine\",#REF!*0.7,IF(#REF!=\"Nuclear\",#REF!*0.85,IF(#REF!=\"Pumped_Storage\",#REF!*0.5,IF(#REF!=\"CCS\",#REF!*0.85,IF(#REF!=\"OCGT\",#REF!*0,IF(#REF!=\"\",0,#REF!*G$627))))))))","v":{"$error":"#REF!"}},{"$f":"IF(#REF!=\"Interconnector\",#REF!*1,IF(#REF!=\"Wind\",#REF!*0.7,IF(#REF!=\"Marine\",#REF!*0.7,IF(#REF!=\"Nuclear\",#REF!*0.85,IF(#REF!=\"Pumped_Storage\",#REF!*0.5,IF(#REF!=\"CCS\",#REF!*0.85,IF(#REF!=\"OCGT\",#REF!*0,IF(#REF!=\"\",0,#REF!*H$627))))))))","v":{"$error":"#REF!"}},{"$f":"IF(#REF!=\"Interconnector\",#REF!*1,IF(#REF!=\"Wind\",#REF!*0.7,IF(#REF!=\"Marine\",#REF!*0.7,IF(#REF!=\"Nuclear\",#REF!*0.85,IF(#REF!=\"Pumped_Storage\",#REF!*0.5,IF(#REF!=\"CCS\",#REF!*0.85,IF(#REF!=\"OCGT\",#REF!*0,IF(#REF!=\"\",0,#REF!*I$627))))))))","v":{"$error":"#REF!"}},{"$f":"IF(#REF!=\"Interconnector\",#REF!*1,IF(#REF!=\"Wind\",#REF!*0.7,IF(#REF!=\"Marine\",#REF!*0.7,IF(#REF!=\"Nuclear\",#REF!*0.85,IF(#REF!=\"Pumped_Storage\",#REF!*0.5,IF(#REF!=\"CCS\",#REF!*0.85,IF(#REF!=\"OCGT\",#REF!*0,IF(#REF!=\"\",0,#REF!*J$627))))))))","v":{"$error":"#REF!"}},{"$f":"IF(#REF!=\"Interconnector\",#REF!*1,IF(#REF!=\"Wind\",#REF!*0.7,IF(#REF!=\"Marine\",#REF!*0.7,IF(#REF!=\"Nuclear\",#REF!*0.85,IF(#REF!=\"Pumped_Storage\",#REF!*0.5,IF(#REF!=\"CCS\",#REF!*0.85,IF(#REF!=\"OCGT\",#REF!*0,IF(#REF!=\"\",0,#REF!*K$627))))))))","v":{"$error":"#REF!"}},{"$f":"IF(#REF!=\"Interconnector\",#REF!*1,IF(#REF!=\"Wind\",#REF!*0.7,IF(#REF!=\"Marine\",#REF!*0.7,IF(#REF!=\"Nuclear\",#REF!*0.85,IF(#REF!=\"Pumped_Storage\",#REF!*0.5,IF(#REF!=\"CCS\",#REF!*0.85,IF(#REF!=\"OCGT\",#REF!*0,IF(#REF!=\"\",0,#REF!*L$627))))))))","v":{"$error":"#REF!"}},{"$f":"IF(#REF!=\"Interconnector\",#REF!*1,IF(#REF!=\"Wind\",#REF!*0.7,IF(#REF!=\"Marine\",#REF!*0.7,IF(#REF!=\"Nuclear\",#REF!*0.85,IF(#REF!=\"Pumped_Storage\",#REF!*0.5,IF(#REF!=\"CCS\",#REF!*0.85,IF(#REF!=\"OCGT\",#REF!*0,IF(#REF!=\"\",0,#REF!*M$627))))))))","v":{"$error":"#REF!"}},{"$f":"IF(#REF!=\"Interconnector\",#REF!*1,IF(#REF!=\"Wind\",#REF!*0.7,IF(#REF!=\"Marine\",#REF!*0.7,IF(#REF!=\"Nuclear\",#REF!*0.85,IF(#REF!=\"Pumped_Storage\",#REF!*0.5,IF(#REF!=\"CCS\",#REF!*0.85,IF(#REF!=\"OCGT\",#REF!*0,IF(#REF!=\"\",0,#REF!*N$627))))))))","v":{"$error":"#REF!"}},{"$f":"IF(#REF!=\"Interconnector\",#REF!*1,IF(#REF!=\"Wind\",#REF!*0.7,IF(#REF!=\"Marine\",#REF!*0.7,IF(#REF!=\"Nuclear\",#REF!*0.85,IF(#REF!=\"Pumped_Storage\",#REF!*0.5,IF(#REF!=\"CCS\",#REF!*0.85,IF(#REF!=\"OCGT\",#REF!*0,IF(#REF!=\"\",0,#REF!*O$627))))))))","v":{"$error":"#REF!"}}]
[{"$f":"#REF!","v":{"$error":"#REF!"}},{"$f":"#REF!","v":{"$error":"#REF!"}},{"$f":"#REF!","v":{"$error":"#REF!"}},{"$f":"#REF!","v":{"$error":"#REF!"}},{"$f":"IF(#REF!=\"Interconnector\",#REF!*1,IF(#REF!=\"Wind\",#REF!*0.7,IF(#REF!=\"Marine\",#REF!*0.7,IF(#REF!=\"Nuclear\",#REF!*0.85,IF(#REF!=\"Pumped_Storage\",#REF!*0.5,IF(#REF!=\"CCS\",#REF!*0.85,IF(#REF!=\"OCGT\",#REF!*0,IF(#REF!=\"\",0,#REF!*E$627))))))))","v":{"$error":"#REF!"}},{"$f":"IF(#REF!=\"Interconnector\",#REF!*1,IF(#REF!=\"Wind\",#REF!*0.7,IF(#REF!=\"Marine\",#REF!*0.7,IF(#REF!=\"Nuclear\",#REF!*0.85,IF(#REF!=\"Pumped_Storage\",#REF!*0.5,IF(#REF!=\"CCS\",#REF!*0.85,IF(#REF!=\"OCGT\",#REF!*0,IF(#REF!=\"\",0,#REF!*F$627))))))))","v":{"$error":"#REF!"}},{"$f":"IF(#REF!=\"Interconnector\",#REF!*1,IF(#REF!=\"Wind\",#REF!*0.7,IF(#REF!=\"Marine\",#REF!*0.7,IF(#REF!=\"Nuclear\",#REF!*0.85,IF(#REF!=\"Pumped_Storage\",#REF!*0.5,IF(#REF!=\"CCS\",#REF!*0.85,IF(#REF!=\"OCGT\",#REF!*0,IF(#REF!=\"\",0,#REF!*G$627))))))))","v":{"$error":"#REF!"}},{"$f":"IF(#REF!=\"Interconnector\",#REF!*1,IF(#REF!=\"Wind\",#REF!*0.7,IF(#REF!=\"Marine\",#REF!*0.7,IF(#REF!=\"Nuclear\",#REF!*0.85,IF(#REF!=\"Pumped_Storage\",#REF!*0.5,IF(#REF!=\"CCS\",#REF!*0.85,IF(#REF!=\"OCGT\",#REF!*0,IF(#REF!=\"\",0,#REF!*H$627))))))))","v":{"$error":"#REF!"}},{"$f":"IF(#REF!=\"Interconnector\",#REF!*1,IF(#REF!=\"Wind\",#REF!*0.7,IF(#REF!=\"Marine\",#REF!*0.7,IF(#REF!=\"Nuclear\",#REF!*0.85,IF(#REF!=\"Pumped_Storage\",#REF!*0.5,IF(#REF!=\"CCS\",#REF!*0.85,IF(#REF!=\"OCGT\",#REF!*0,IF(#REF!=\"\",0,#REF!*I$627))))))))","v":{"$error":"#REF!"}},{"$f":"IF(#REF!=\"Interconnector\",#REF!*1,IF(#REF!=\"Wind\",#REF!*0.7,IF(#REF!=\"Marine\",#REF!*0.7,IF(#REF!=\"Nuclear\",#REF!*0.85,IF(#REF!=\"Pumped_Storage\",#REF!*0.5,IF(#REF!=\"CCS\",#REF!*0.85,IF(#REF!=\"OCGT\",#REF!*0,IF(#REF!=\"\",0,#REF!*J$627))))))))","v":{"$error":"#REF!"}},{"$f":"IF(#REF!=\"Interconnector\",#REF!*1,IF(#REF!=\"Wind\",#REF!*0.7,IF(#REF!=\"Marine\",#REF!*0.7,IF(#REF!=\"Nuclear\",#REF!*0.85,IF(#REF!=\"Pumped_Storage\",#REF!*0.5,IF(#REF!=\"CCS\",#REF!*0.85,IF(#REF!=\"OCGT\",#REF!*0,IF(#REF!=\"\",0,#REF!*K$627))))))))","v":{"$error":"#REF!"}},{"$f":"IF(#REF!=\"Interconnector\",#REF!*1,IF(#REF!=\"Wind\",#REF!*0.7,IF(#REF!=\"Marine\",#REF!*0.7,IF(#REF!=\"Nuclear\",#REF!*0.85,IF(#REF!=\"Pumped_Storage\",#REF!*0.5,IF(#REF!=\"CCS\",#REF!*0.85,IF(#REF!=\"OCGT\",#REF!*0,IF(#REF!=\"\",0,#REF!*L$627))))))))","v":{"$error":"#REF!"}},{"$f":"IF(#REF!=\"Interconnector\",#REF!*1,IF(#REF!=\"Wind\",#REF!*0.7,IF(#REF!=\"Marine\",#REF!*0.7,IF(#REF!=\"Nuclear\",#REF!*0.85,IF(#REF!=\"Pumped_Storage\",#REF!*0.5,IF(#REF!=\"CCS\",#REF!*0.85,IF(#REF!=\"OCGT\",#REF!*0,IF(#REF!=\"\",0,#REF!*M$627))))))))","v":{"$error":"#REF!"}},{"$f":"IF(#REF!=\"Interconnector\",#REF!*1,IF(#REF!=\"Wind\",#REF!*0.7,IF(#REF!=\"Marine\",#REF!*0.7,IF(#REF!=\"Nuclear\",#REF!*0.85,IF(#REF!=\"Pumped_Storage\",#REF!*0.5,IF(#REF!=\"CCS\",#REF!*0.85,IF(#REF!=\"OCGT\",#REF!*0,IF(#REF!=\"\",0,#REF!*N$627))))))))","v":{"$error":"#REF!"}},{"$f":"IF(#REF!=\"Interconnector\",#REF!*1,IF(#REF!=\"Wind\",#REF!*0.7,IF(#REF!=\"Marine\",#REF!*0.7,IF(#REF!=\"Nuclear\",#REF!*0.85,IF(#REF!=\"Pumped_Storage\",#REF!*0.5,IF(#REF!=\"CCS\",#REF!*0.85,IF(#REF!=\"OCGT\",#REF!*0,IF(#REF!=\"\",0,#REF!*O$627))))))))","v":{"$error":"#REF!"}}]
[{"$f":"#REF!","v":{"$error":"#REF!"}},{"$f":"#REF!","v":{"$error":"#REF!"}},{"$f":"#REF!","v":{"$error":"#REF!"}},{"$f":"#REF!","v":{"$error":"#REF!"}},{"$f":"IF(#REF!=\"Interconnector\",#REF!*1,IF(#REF!=\"Wind\",#REF!*0.7,IF(#REF!=\"Marine\",#REF!*0.7,IF(#REF!=\"Nuclear\",#REF!*0.85,IF(#REF!=\"Pumped_Storage\",#REF!*0.5,IF(#REF!=\"CCS\",#REF!*0.85,IF(#REF!=\"OCGT\",#REF!*0,IF(#REF!=\"\",0,#REF!*E$627))))))))","v":{"$error":"#REF!"}},{"$f":"IF(#REF!=\"Interconnector\",#REF!*1,IF(#REF!=\"Wind\",#REF!*0.7,IF(#REF!=\"Marine\",#REF!*0.7,IF(#REF!=\"Nuclear\",#REF!*0.85,IF(#REF!=\"Pumped_Storage\",#REF!*0.5,IF(#REF!=\"CCS\",#REF!*0.85,IF(#REF!=\"OCGT\",#REF!*0,IF(#REF!=\"\",0,#REF!*F$627))))))))","v":{"$error":"#REF!"}},{"$f":"IF(#REF!=\"Interconnector\",#REF!*1,IF(#REF!=\"Wind\",#REF!*0.7,IF(#REF!=\"Marine\",#REF!*0.7,IF(#REF!=\"Nuclear\",#REF!*0.85,IF(#REF!=\"Pumped_Storage\",#REF!*0.5,IF(#REF!=\"CCS\",#REF!*0.85,IF(#REF!=\"OCGT\",#REF!*0,IF(#REF!=\"\",0,#REF!*G$627))))))))","v":{"$error":"#REF!"}},{"$f":"IF(#REF!=\"Interconnector\",#REF!*1,IF(#REF!=\"Wind\",#REF!*0.7,IF(#REF!=\"Marine\",#REF!*0.7,IF(#REF!=\"Nuclear\",#REF!*0.85,IF(#REF!=\"Pumped_Storage\",#REF!*0.5,IF(#REF!=\"CCS\",#REF!*0.85,IF(#REF!=\"OCGT\",#REF!*0,IF(#REF!=\"\",0,#REF!*H$627))))))))","v":{"$error":"#REF!"}},{"$f":"IF(#REF!=\"Interconnector\",#REF!*1,IF(#REF!=\"Wind\",#REF!*0.7,IF(#REF!=\"Marine\",#REF!*0.7,IF(#REF!=\"Nuclear\",#REF!*0.85,IF(#REF!=\"Pumped_Storage\",#REF!*0.5,IF(#REF!=\"CCS\",#REF!*0.85,IF(#REF!=\"OCGT\",#REF!*0,IF(#REF!=\"\",0,#REF!*I$627))))))))","v":{"$error":"#REF!"}},{"$f":"IF(#REF!=\"Interconnector\",#REF!*1,IF(#REF!=\"Wind\",#REF!*0.7,IF(#REF!=\"Marine\",#REF!*0.7,IF(#REF!=\"Nuclear\",#REF!*0.85,IF(#REF!=\"Pumped_Storage\",#REF!*0.5,IF(#REF!=\"CCS\",#REF!*0.85,IF(#REF!=\"OCGT\",#REF!*0,IF(#REF!=\"\",0,#REF!*J$627))))))))","v":{"$error":"#REF!"}},{"$f":"IF(#REF!=\"Interconnector\",#REF!*1,IF(#REF!=\"Wind\",#REF!*0.7,IF(#REF!=\"Marine\",#REF!*0.7,IF(#REF!=\"Nuclear\",#REF!*0.85,IF(#REF!=\"Pumped_Storage\",#REF!*0.5,IF(#REF!=\"CCS\",#REF!*0.85,IF(#REF!=\"OCGT\",#REF!*0,IF(#REF!=\"\",0,#REF!*K$627))))))))","v":{"$error":"#REF!"}},{"$f":"IF(#REF!=\"Interconnector\",#REF!*1,IF(#REF!=\"Wind\",#REF!*0.7,IF(#REF!=\"Marine\",#REF!*0.7,IF(#REF!=\"Nuclear\",#REF!*0.85,IF(#REF!=\"Pumped_Storage\",#REF!*0.5,IF(#REF!=\"CCS\",#REF!*0.85,IF(#REF!=\"OCGT\",#REF!*0,IF(#REF!=\"\",0,#REF!*L$627))))))))","v":{"$error":"#REF!"}},{"$f":"IF(#REF!=\"Interconnector\",#REF!*1,IF(#REF!=\"Wind\",#REF!*0.7,IF(#REF!=\"Marine\",#REF!*0.7,IF(#REF!=\"Nuclear\",#REF!*0.85,IF(#REF!=\"Pumped_Storage\",#REF!*0.5,IF(#REF!=\"CCS\",#REF!*0.85,IF(#REF!=\"OCGT\",#REF!*0,IF(#REF!=\"\",0,#REF!*M$627))))))))","v":{"$error":"#REF!"}},{"$f":"IF(#REF!=\"Interconnector\",#REF!*1,IF(#REF!=\"Wind\",#REF!*0.7,IF(#REF!=\"Marine\",#REF!*0.7,IF(#REF!=\"Nuclear\",#REF!*0.85,IF(#REF!=\"Pumped_Storage\",#REF!*0.5,IF(#REF!=\"CCS\",#REF!*0.85,IF(#REF!=\"OCGT\",#REF!*0,IF(#REF!=\"\",0,#REF!*N$627))))))))","v":{"$error":"#REF!"}},{"$f":"IF(#REF!=\"Interconnector\",#REF!*1,IF(#REF!=\"Wind\",#REF!*0.7,IF(#REF!=\"Marine\",#REF!*0.7,IF(#REF!=\"Nuclear\",#REF!*0.85,IF(#REF!=\"Pumped_Storage\",#REF!*0.5,IF(#REF!=\"CCS\",#REF!*0.85,IF(#REF!=\"OCGT\",#REF!*0,IF(#REF!=\"\",0,#REF!*O$627))))))))","v":{"$error":"#REF!"}}]
[{"$f":"#REF!","v":{"$error":"#REF!"}},{"$f":"#REF!","v":{"$error":"#REF!"}},{"$f":"#REF!","v":{"$error":"#REF!"}},{"$f":"#REF!","v":{"$error":"#REF!"}},{"$f":"IF(#REF!=\"Interconnector\",#REF!*1,IF(#REF!=\"Wind\",#REF!*0.7,IF(#REF!=\"Marine\",#REF!*0.7,IF(#REF!=\"Nuclear\",#REF!*0.85,IF(#REF!=\"Pumped_Storage\",#REF!*0.5,IF(#REF!=\"CCS\",#REF!*0.85,IF(#REF!=\"OCGT\",#REF!*0,IF(#REF!=\"\",0,#REF!*E$627))))))))","v":{"$error":"#REF!"}},{"$f":"IF(#REF!=\"Interconnector\",#REF!*1,IF(#REF!=\"Wind\",#REF!*0.7,IF(#REF!=\"Marine\",#REF!*0.7,IF(#REF!=\"Nuclear\",#REF!*0.85,IF(#REF!=\"Pumped_Storage\",#REF!*0.5,IF(#REF!=\"CCS\",#REF!*0.85,IF(#REF!=\"OCGT\",#REF!*0,IF(#REF!=\"\",0,#REF!*F$627))))))))","v":{"$error":"#REF!"}},{"$f":"IF(#REF!=\"Interconnector\",#REF!*1,IF(#REF!=\"Wind\",#REF!*0.7,IF(#REF!=\"Marine\",#REF!*0.7,IF(#REF!=\"Nuclear\",#REF!*0.85,IF(#REF!=\"Pumped_Storage\",#REF!*0.5,IF(#REF!=\"CCS\",#REF!*0.85,IF(#REF!=\"OCGT\",#REF!*0,IF(#REF!=\"\",0,#REF!*G$627))))))))","v":{"$error":"#REF!"}},{"$f":"IF(#REF!=\"Interconnector\",#REF!*1,IF(#REF!=\"Wind\",#REF!*0.7,IF(#REF!=\"Marine\",#REF!*0.7,IF(#REF!=\"Nuclear\",#REF!*0.85,IF(#REF!=\"Pumped_Storage\",#REF!*0.5,IF(#REF!=\"CCS\",#REF!*0.85,IF(#REF!=\"OCGT\",#REF!*0,IF(#REF!=\"\",0,#REF!*H$627))))))))","v":{"$error":"#REF!"}},{"$f":"IF(#REF!=\"Interconnector\",#REF!*1,IF(#REF!=\"Wind\",#REF!*0.7,IF(#REF!=\"Marine\",#REF!*0.7,IF(#REF!=\"Nuclear\",#REF!*0.85,IF(#REF!=\"Pumped_Storage\",#REF!*0.5,IF(#REF!=\"CCS\",#REF!*0.85,IF(#REF!=\"OCGT\",#REF!*0,IF(#REF!=\"\",0,#REF!*I$627))))))))","v":{"$error":"#REF!"}},{"$f":"IF(#REF!=\"Interconnector\",#REF!*1,IF(#REF!=\"Wind\",#REF!*0.7,IF(#REF!=\"Marine\",#REF!*0.7,IF(#REF!=\"Nuclear\",#REF!*0.85,IF(#REF!=\"Pumped_Storage\",#REF!*0.5,IF(#REF!=\"CCS\",#REF!*0.85,IF(#REF!=\"OCGT\",#REF!*0,IF(#REF!=\"\",0,#REF!*J$627))))))))","v":{"$error":"#REF!"}},{"$f":"IF(#REF!=\"Interconnector\",#REF!*1,IF(#REF!=\"Wind\",#REF!*0.7,IF(#REF!=\"Marine\",#REF!*0.7,IF(#REF!=\"Nuclear\",#REF!*0.85,IF(#REF!=\"Pumped_Storage\",#REF!*0.5,IF(#REF!=\"CCS\",#REF!*0.85,IF(#REF!=\"OCGT\",#REF!*0,IF(#REF!=\"\",0,#REF!*K$627))))))))","v":{"$error":"#REF!"}},{"$f":"IF(#REF!=\"Interconnector\",#REF!*1,IF(#REF!=\"Wind\",#REF!*0.7,IF(#REF!=\"Marine\",#REF!*0.7,IF(#REF!=\"Nuclear\",#REF!*0.85,IF(#REF!=\"Pumped_Storage\",#REF!*0.5,IF(#REF!=\"CCS\",#REF!*0.85,IF(#REF!=\"OCGT\",#REF!*0,IF(#REF!=\"\",0,#REF!*L$627))))))))","v":{"$error":"#REF!"}},{"$f":"IF(#REF!=\"Interconnector\",#REF!*1,IF(#REF!=\"Wind\",#REF!*0.7,IF(#REF!=\"Marine\",#REF!*0.7,IF(#REF!=\"Nuclear\",#REF!*0.85,IF(#REF!=\"Pumped_Storage\",#REF!*0.5,IF(#REF!=\"CCS\",#REF!*0.85,IF(#REF!=\"OCGT\",#REF!*0,IF(#REF!=\"\",0,#REF!*M$627))))))))","v":{"$error":"#REF!"}},{"$f":"IF(#REF!=\"Interconnector\",#REF!*1,IF(#REF!=\"Wind\",#REF!*0.7,IF(#REF!=\"Marine\",#REF!*0.7,IF(#REF!=\"Nuclear\",#REF!*0.85,IF(#REF!=\"Pumped_Storage\",#REF!*0.5,IF(#REF!=\"CCS\",#REF!*0.85,IF(#REF!=\"OCGT\",#REF!*0,IF(#REF!=\"\",0,#REF!*N$627))))))))","v":{"$error":"#REF!"}},{"$f":"IF(#REF!=\"Interconnector\",#REF!*1,IF(#REF!=\"Wind\",#REF!*0.7,IF(#REF!=\"Marine\",#REF!*0.7,IF(#REF!=\"Nuclear\",#REF!*0.85,IF(#REF!=\"Pumped_Storage\",#REF!*0.5,IF(#REF!=\"CCS\",#REF!*0.85,IF(#REF!=\"OCGT\",#REF!*0,IF(#REF!=\"\",0,#REF!*O$627))))))))","v":{"$error":"#REF!"}}]
[{"$f":"#REF!","v":{"$error":"#REF!"}},{"$f":"#REF!","v":{"$error":"#REF!"}},{"$f":"#REF!","v":{"$error":"#REF!"}},{"$f":"#REF!","v":{"$error":"#REF!"}},{"$f":"IF(#REF!=\"Interconnector\",#REF!*1,IF(#REF!=\"Wind\",#REF!*0.7,IF(#REF!=\"Marine\",#REF!*0.7,IF(#REF!=\"Nuclear\",#REF!*0.85,IF(#REF!=\"Pumped_Storage\",#REF!*0.5,IF(#REF!=\"CCS\",#REF!*0.85,IF(#REF!=\"OCGT\",#REF!*0,IF(#REF!=\"\",0,#REF!*E$627))))))))","v":{"$error":"#REF!"}},{"$f":"IF(#REF!=\"Interconnector\",#REF!*1,IF(#REF!=\"Wind\",#REF!*0.7,IF(#REF!=\"Marine\",#REF!*0.7,IF(#REF!=\"Nuclear\",#REF!*0.85,IF(#REF!=\"Pumped_Storage\",#REF!*0.5,IF(#REF!=\"CCS\",#REF!*0.85,IF(#REF!=\"OCGT\",#REF!*0,IF(#REF!=\"\",0,#REF!*F$627))))))))","v":{"$error":"#REF!"}},{"$f":"IF(#REF!=\"Interconnector\",#REF!*1,IF(#REF!=\"Wind\",#REF!*0.7,IF(#REF!=\"Marine\",#REF!*0.7,IF(#REF!=\"Nuclear\",#REF!*0.85,IF(#REF!=\"Pumped_Storage\",#REF!*0.5,IF(#REF!=\"CCS\",#REF!*0.85,IF(#REF!=\"OCGT\",#REF!*0,IF(#REF!=\"\",0,#REF!*G$627))))))))","v":{"$error":"#REF!"}},{"$f":"IF(#REF!=\"Interconnector\",#REF!*1,IF(#REF!=\"Wind\",#REF!*0.7,IF(#REF!=\"Marine\",#REF!*0.7,IF(#REF!=\"Nuclear\",#REF!*0.85,IF(#REF!=\"Pumped_Storage\",#REF!*0.5,IF(#REF!=\"CCS\",#REF!*0.85,IF(#REF!=\"OCGT\",#REF!*0,IF(#REF!=\"\",0,#REF!*H$627))))))))","v":{"$error":"#REF!"}},{"$f":"IF(#REF!=\"Interconnector\",#REF!*1,IF(#REF!=\"Wind\",#REF!*0.7,IF(#REF!=\"Marine\",#REF!*0.7,IF(#REF!=\"Nuclear\",#REF!*0.85,IF(#REF!=\"Pumped_Storage\",#REF!*0.5,IF(#REF!=\"CCS\",#REF!*0.85,IF(#REF!=\"OCGT\",#REF!*0,IF(#REF!=\"\",0,#REF!*I$627))))))))","v":{"$error":"#REF!"}},{"$f":"IF(#REF!=\"Interconnector\",#REF!*1,IF(#REF!=\"Wind\",#REF!*0.7,IF(#REF!=\"Marine\",#REF!*0.7,IF(#REF!=\"Nuclear\",#REF!*0.85,IF(#REF!=\"Pumped_Storage\",#REF!*0.5,IF(#REF!=\"CCS\",#REF!*0.85,IF(#REF!=\"OCGT\",#REF!*0,IF(#REF!=\"\",0,#REF!*J$627))))))))","v":{"$error":"#REF!"}},{"$f":"IF(#REF!=\"Interconnector\",#REF!*1,IF(#REF!=\"Wind\",#REF!*0.7,IF(#REF!=\"Marine\",#REF!*0.7,IF(#REF!=\"Nuclear\",#REF!*0.85,IF(#REF!=\"Pumped_Storage\",#REF!*0.5,IF(#REF!=\"CCS\",#REF!*0.85,IF(#REF!=\"OCGT\",#REF!*0,IF(#REF!=\"\",0,#REF!*K$627))))))))","v":{"$error":"#REF!"}},{"$f":"IF(#REF!=\"Interconnector\",#REF!*1,IF(#REF!=\"Wind\",#REF!*0.7,IF(#REF!=\"Marine\",#REF!*0.7,IF(#REF!=\"Nuclear\",#REF!*0.85,IF(#REF!=\"Pumped_Storage\",#REF!*0.5,IF(#REF!=\"CCS\",#REF!*0.85,IF(#REF!=\"OCGT\",#REF!*0,IF(#REF!=\"\",0,#REF!*L$627))))))))","v":{"$error":"#REF!"}},{"$f":"IF(#REF!=\"Interconnector\",#REF!*1,IF(#REF!=\"Wind\",#REF!*0.7,IF(#REF!=\"Marine\",#REF!*0.7,IF(#REF!=\"Nuclear\",#REF!*0.85,IF(#REF!=\"Pumped_Storage\",#REF!*0.5,IF(#REF!=\"CCS\",#REF!*0.85,IF(#REF!=\"OCGT\",#REF!*0,IF(#REF!=\"\",0,#REF!*M$627))))))))","v":{"$error":"#REF!"}},{"$f":"IF(#REF!=\"Interconnector\",#REF!*1,IF(#REF!=\"Wind\",#REF!*0.7,IF(#REF!=\"Marine\",#REF!*0.7,IF(#REF!=\"Nuclear\",#REF!*0.85,IF(#REF!=\"Pumped_Storage\",#REF!*0.5,IF(#REF!=\"CCS\",#REF!*0.85,IF(#REF!=\"OCGT\",#REF!*0,IF(#REF!=\"\",0,#REF!*N$627))))))))","v":{"$error":"#REF!"}},{"$f":"IF(#REF!=\"Interconnector\",#REF!*1,IF(#REF!=\"Wind\",#REF!*0.7,IF(#REF!=\"Marine\",#REF!*0.7,IF(#REF!=\"Nuclear\",#REF!*0.85,IF(#REF!=\"Pumped_Storage\",#REF!*0.5,IF(#REF!=\"CCS\",#REF!*0.85,IF(#REF!=\"OCGT\",#REF!*0,IF(#REF!=\"\",0,#REF!*O$627))))))))","v":{"$error":"#REF!"}}]
[{"$f":"#REF!","v":{"$error":"#REF!"}},{"$f":"#REF!","v":{"$error":"#REF!"}},{"$f":"#REF!","v":{"$error":"#REF!"}},{"$f":"#REF!","v":{"$error":"#REF!"}},{"$f":"IF(#REF!=\"Interconnector\",#REF!*1,IF(#REF!=\"Wind\",#REF!*0.7,IF(#REF!=\"Marine\",#REF!*0.7,IF(#REF!=\"Nuclear\",#REF!*0.85,IF(#REF!=\"Pumped_Storage\",#REF!*0.5,IF(#REF!=\"CCS\",#REF!*0.85,IF(#REF!=\"OCGT\",#REF!*0,IF(#REF!=\"\",0,#REF!*E$627))))))))","v":{"$error":"#REF!"}},{"$f":"IF(#REF!=\"Interconnector\",#REF!*1,IF(#REF!=\"Wind\",#REF!*0.7,IF(#REF!=\"Marine\",#REF!*0.7,IF(#REF!=\"Nuclear\",#REF!*0.85,IF(#REF!=\"Pumped_Storage\",#REF!*0.5,IF(#REF!=\"CCS\",#REF!*0.85,IF(#REF!=\"OCGT\",#REF!*0,IF(#REF!=\"\",0,#REF!*F$627))))))))","v":{"$error":"#REF!"}},{"$f":"IF(#REF!=\"Interconnector\",#REF!*1,IF(#REF!=\"Wind\",#REF!*0.7,IF(#REF!=\"Marine\",#REF!*0.7,IF(#REF!=\"Nuclear\",#REF!*0.85,IF(#REF!=\"Pumped_Storage\",#REF!*0.5,IF(#REF!=\"CCS\",#REF!*0.85,IF(#REF!=\"OCGT\",#REF!*0,IF(#REF!=\"\",0,#REF!*G$627))))))))","v":{"$error":"#REF!"}},{"$f":"IF(#REF!=\"Interconnector\",#REF!*1,IF(#REF!=\"Wind\",#REF!*0.7,IF(#REF!=\"Marine\",#REF!*0.7,IF(#REF!=\"Nuclear\",#REF!*0.85,IF(#REF!=\"Pumped_Storage\",#REF!*0.5,IF(#REF!=\"CCS\",#REF!*0.85,IF(#REF!=\"OCGT\",#REF!*0,IF(#REF!=\"\",0,#REF!*H$627))))))))","v":{"$error":"#REF!"}},{"$f":"IF(#REF!=\"Interconnector\",#REF!*1,IF(#REF!=\"Wind\",#REF!*0.7,IF(#REF!=\"Marine\",#REF!*0.7,IF(#REF!=\"Nuclear\",#REF!*0.85,IF(#REF!=\"Pumped_Storage\",#REF!*0.5,IF(#REF!=\"CCS\",#REF!*0.85,IF(#REF!=\"OCGT\",#REF!*0,IF(#REF!=\"\",0,#REF!*I$627))))))))","v":{"$error":"#REF!"}},{"$f":"IF(#REF!=\"Interconnector\",#REF!*1,IF(#REF!=\"Wind\",#REF!*0.7,IF(#REF!=\"Marine\",#REF!*0.7,IF(#REF!=\"Nuclear\",#REF!*0.85,IF(#REF!=\"Pumped_Storage\",#REF!*0.5,IF(#REF!=\"CCS\",#REF!*0.85,IF(#REF!=\"OCGT\",#REF!*0,IF(#REF!=\"\",0,#REF!*J$627))))))))","v":{"$error":"#REF!"}},{"$f":"IF(#REF!=\"Interconnector\",#REF!*1,IF(#REF!=\"Wind\",#REF!*0.7,IF(#REF!=\"Marine\",#REF!*0.7,IF(#REF!=\"Nuclear\",#REF!*0.85,IF(#REF!=\"Pumped_Storage\",#REF!*0.5,IF(#REF!=\"CCS\",#REF!*0.85,IF(#REF!=\"OCGT\",#REF!*0,IF(#REF!=\"\",0,#REF!*K$627))))))))","v":{"$error":"#REF!"}},{"$f":"IF(#REF!=\"Interconnector\",#REF!*1,IF(#REF!=\"Wind\",#REF!*0.7,IF(#REF!=\"Marine\",#REF!*0.7,IF(#REF!=\"Nuclear\",#REF!*0.85,IF(#REF!=\"Pumped_Storage\",#REF!*0.5,IF(#REF!=\"CCS\",#REF!*0.85,IF(#REF!=\"OCGT\",#REF!*0,IF(#REF!=\"\",0,#REF!*L$627))))))))","v":{"$error":"#REF!"}},{"$f":"IF(#REF!=\"Interconnector\",#REF!*1,IF(#REF!=\"Wind\",#REF!*0.7,IF(#REF!=\"Marine\",#REF!*0.7,IF(#REF!=\"Nuclear\",#REF!*0.85,IF(#REF!=\"Pumped_Storage\",#REF!*0.5,IF(#REF!=\"CCS\",#REF!*0.85,IF(#REF!=\"OCGT\",#REF!*0,IF(#REF!=\"\",0,#REF!*M$627))))))))","v":{"$error":"#REF!"}},{"$f":"IF(#REF!=\"Interconnector\",#REF!*1,IF(#REF!=\"Wind\",#REF!*0.7,IF(#REF!=\"Marine\",#REF!*0.7,IF(#REF!=\"Nuclear\",#REF!*0.85,IF(#REF!=\"Pumped_Storage\",#REF!*0.5,IF(#REF!=\"CCS\",#REF!*0.85,IF(#REF!=\"OCGT\",#REF!*0,IF(#REF!=\"\",0,#REF!*N$627))))))))","v":{"$error":"#REF!"}},{"$f":"IF(#REF!=\"Interconnector\",#REF!*1,IF(#REF!=\"Wind\",#REF!*0.7,IF(#REF!=\"Marine\",#REF!*0.7,IF(#REF!=\"Nuclear\",#REF!*0.85,IF(#REF!=\"Pumped_Storage\",#REF!*0.5,IF(#REF!=\"CCS\",#REF!*0.85,IF(#REF!=\"OCGT\",#REF!*0,IF(#REF!=\"\",0,#REF!*O$627))))))))","v":{"$error":"#REF!"}}]
[{"$f":"#REF!","v":{"$error":"#REF!"}},{"$f":"#REF!","v":{"$error":"#REF!"}},{"$f":"#REF!","v":{"$error":"#REF!"}},{"$f":"#REF!","v":{"$error":"#REF!"}},{"$f":"IF(#REF!=\"Interconnector\",#REF!*1,IF(#REF!=\"Wind\",#REF!*0.7,IF(#REF!=\"Marine\",#REF!*0.7,IF(#REF!=\"Nuclear\",#REF!*0.85,IF(#REF!=\"Pumped_Storage\",#REF!*0.5,IF(#REF!=\"CCS\",#REF!*0.85,IF(#REF!=\"OCGT\",#REF!*0,IF(#REF!=\"\",0,#REF!*E$627))))))))","v":{"$error":"#REF!"}},{"$f":"IF(#REF!=\"Interconnector\",#REF!*1,IF(#REF!=\"Wind\",#REF!*0.7,IF(#REF!=\"Marine\",#REF!*0.7,IF(#REF!=\"Nuclear\",#REF!*0.85,IF(#REF!=\"Pumped_Storage\",#REF!*0.5,IF(#REF!=\"CCS\",#REF!*0.85,IF(#REF!=\"OCGT\",#REF!*0,IF(#REF!=\"\",0,#REF!*F$627))))))))","v":{"$error":"#REF!"}},{"$f":"IF(#REF!=\"Interconnector\",#REF!*1,IF(#REF!=\"Wind\",#REF!*0.7,IF(#REF!=\"Marine\",#REF!*0.7,IF(#REF!=\"Nuclear\",#REF!*0.85,IF(#REF!=\"Pumped_Storage\",#REF!*0.5,IF(#REF!=\"CCS\",#REF!*0.85,IF(#REF!=\"OCGT\",#REF!*0,IF(#REF!=\"\",0,#REF!*G$627))))))))","v":{"$error":"#REF!"}},{"$f":"IF(#REF!=\"Interconnector\",#REF!*1,IF(#REF!=\"Wind\",#REF!*0.7,IF(#REF!=\"Marine\",#REF!*0.7,IF(#REF!=\"Nuclear\",#REF!*0.85,IF(#REF!=\"Pumped_Storage\",#REF!*0.5,IF(#REF!=\"CCS\",#REF!*0.85,IF(#REF!=\"OCGT\",#REF!*0,IF(#REF!=\"\",0,#REF!*H$627))))))))","v":{"$error":"#REF!"}},{"$f":"IF(#REF!=\"Interconnector\",#REF!*1,IF(#REF!=\"Wind\",#REF!*0.7,IF(#REF!=\"Marine\",#REF!*0.7,IF(#REF!=\"Nuclear\",#REF!*0.85,IF(#REF!=\"Pumped_Storage\",#REF!*0.5,IF(#REF!=\"CCS\",#REF!*0.85,IF(#REF!=\"OCGT\",#REF!*0,IF(#REF!=\"\",0,#REF!*I$627))))))))","v":{"$error":"#REF!"}},{"$f":"IF(#REF!=\"Interconnector\",#REF!*1,IF(#REF!=\"Wind\",#REF!*0.7,IF(#REF!=\"Marine\",#REF!*0.7,IF(#REF!=\"Nuclear\",#REF!*0.85,IF(#REF!=\"Pumped_Storage\",#REF!*0.5,IF(#REF!=\"CCS\",#REF!*0.85,IF(#REF!=\"OCGT\",#REF!*0,IF(#REF!=\"\",0,#REF!*J$627))))))))","v":{"$error":"#REF!"}},{"$f":"IF(#REF!=\"Interconnector\",#REF!*1,IF(#REF!=\"Wind\",#REF!*0.7,IF(#REF!=\"Marine\",#REF!*0.7,IF(#REF!=\"Nuclear\",#REF!*0.85,IF(#REF!=\"Pumped_Storage\",#REF!*0.5,IF(#REF!=\"CCS\",#REF!*0.85,IF(#REF!=\"OCGT\",#REF!*0,IF(#REF!=\"\",0,#REF!*K$627))))))))","v":{"$error":"#REF!"}},{"$f":"IF(#REF!=\"Interconnector\",#REF!*1,IF(#REF!=\"Wind\",#REF!*0.7,IF(#REF!=\"Marine\",#REF!*0.7,IF(#REF!=\"Nuclear\",#REF!*0.85,IF(#REF!=\"Pumped_Storage\",#REF!*0.5,IF(#REF!=\"CCS\",#REF!*0.85,IF(#REF!=\"OCGT\",#REF!*0,IF(#REF!=\"\",0,#REF!*L$627))))))))","v":{"$error":"#REF!"}},{"$f":"IF(#REF!=\"Interconnector\",#REF!*1,IF(#REF!=\"Wind\",#REF!*0.7,IF(#REF!=\"Marine\",#REF!*0.7,IF(#REF!=\"Nuclear\",#REF!*0.85,IF(#REF!=\"Pumped_Storage\",#REF!*0.5,IF(#REF!=\"CCS\",#REF!*0.85,IF(#REF!=\"OCGT\",#REF!*0,IF(#REF!=\"\",0,#REF!*M$627))))))))","v":{"$error":"#REF!"}},{"$f":"IF(#REF!=\"Interconnector\",#REF!*1,IF(#REF!=\"Wind\",#REF!*0.7,IF(#REF!=\"Marine\",#REF!*0.7,IF(#REF!=\"Nuclear\",#REF!*0.85,IF(#REF!=\"Pumped_Storage\",#REF!*0.5,IF(#REF!=\"CCS\",#REF!*0.85,IF(#REF!=\"OCGT\",#REF!*0,IF(#REF!=\"\",0,#REF!*N$627))))))))","v":{"$error":"#REF!"}},{"$f":"IF(#REF!=\"Interconnector\",#REF!*1,IF(#REF!=\"Wind\",#REF!*0.7,IF(#REF!=\"Marine\",#REF!*0.7,IF(#REF!=\"Nuclear\",#REF!*0.85,IF(#REF!=\"Pumped_Storage\",#REF!*0.5,IF(#REF!=\"CCS\",#REF!*0.85,IF(#REF!=\"OCGT\",#REF!*0,IF(#REF!=\"\",0,#REF!*O$627))))))))","v":{"$error":"#REF!"}}]
[{"$f":"#REF!","v":{"$error":"#REF!"}},{"$f":"#REF!","v":{"$error":"#REF!"}},{"$f":"#REF!","v":{"$error":"#REF!"}},{"$f":"#REF!","v":{"$error":"#REF!"}},{"$f":"IF(#REF!=\"Interconnector\",#REF!*1,IF(#REF!=\"Wind\",#REF!*0.7,IF(#REF!=\"Marine\",#REF!*0.7,IF(#REF!=\"Nuclear\",#REF!*0.85,IF(#REF!=\"Pumped_Storage\",#REF!*0.5,IF(#REF!=\"CCS\",#REF!*0.85,IF(#REF!=\"OCGT\",#REF!*0,IF(#REF!=\"\",0,#REF!*E$627))))))))","v":{"$error":"#REF!"}},{"$f":"IF(#REF!=\"Interconnector\",#REF!*1,IF(#REF!=\"Wind\",#REF!*0.7,IF(#REF!=\"Marine\",#REF!*0.7,IF(#REF!=\"Nuclear\",#REF!*0.85,IF(#REF!=\"Pumped_Storage\",#REF!*0.5,IF(#REF!=\"CCS\",#REF!*0.85,IF(#REF!=\"OCGT\",#REF!*0,IF(#REF!=\"\",0,#REF!*F$627))))))))","v":{"$error":"#REF!"}},{"$f":"IF(#REF!=\"Interconnector\",#REF!*1,IF(#REF!=\"Wind\",#REF!*0.7,IF(#REF!=\"Marine\",#REF!*0.7,IF(#REF!=\"Nuclear\",#REF!*0.85,IF(#REF!=\"Pumped_Storage\",#REF!*0.5,IF(#REF!=\"CCS\",#REF!*0.85,IF(#REF!=\"OCGT\",#REF!*0,IF(#REF!=\"\",0,#REF!*G$627))))))))","v":{"$error":"#REF!"}},{"$f":"IF(#REF!=\"Interconnector\",#REF!*1,IF(#REF!=\"Wind\",#REF!*0.7,IF(#REF!=\"Marine\",#REF!*0.7,IF(#REF!=\"Nuclear\",#REF!*0.85,IF(#REF!=\"Pumped_Storage\",#REF!*0.5,IF(#REF!=\"CCS\",#REF!*0.85,IF(#REF!=\"OCGT\",#REF!*0,IF(#REF!=\"\",0,#REF!*H$627))))))))","v":{"$error":"#REF!"}},{"$f":"IF(#REF!=\"Interconnector\",#REF!*1,IF(#REF!=\"Wind\",#REF!*0.7,IF(#REF!=\"Marine\",#REF!*0.7,IF(#REF!=\"Nuclear\",#REF!*0.85,IF(#REF!=\"Pumped_Storage\",#REF!*0.5,IF(#REF!=\"CCS\",#REF!*0.85,IF(#REF!=\"OCGT\",#REF!*0,IF(#REF!=\"\",0,#REF!*I$627))))))))","v":{"$error":"#REF!"}},{"$f":"IF(#REF!=\"Interconnector\",#REF!*1,IF(#REF!=\"Wind\",#REF!*0.7,IF(#REF!=\"Marine\",#REF!*0.7,IF(#REF!=\"Nuclear\",#REF!*0.85,IF(#REF!=\"Pumped_Storage\",#REF!*0.5,IF(#REF!=\"CCS\",#REF!*0.85,IF(#REF!=\"OCGT\",#REF!*0,IF(#REF!=\"\",0,#REF!*J$627))))))))","v":{"$error":"#REF!"}},{"$f":"IF(#REF!=\"Interconnector\",#REF!*1,IF(#REF!=\"Wind\",#REF!*0.7,IF(#REF!=\"Marine\",#REF!*0.7,IF(#REF!=\"Nuclear\",#REF!*0.85,IF(#REF!=\"Pumped_Storage\",#REF!*0.5,IF(#REF!=\"CCS\",#REF!*0.85,IF(#REF!=\"OCGT\",#REF!*0,IF(#REF!=\"\",0,#REF!*K$627))))))))","v":{"$error":"#REF!"}},{"$f":"IF(#REF!=\"Interconnector\",#REF!*1,IF(#REF!=\"Wind\",#REF!*0.7,IF(#REF!=\"Marine\",#REF!*0.7,IF(#REF!=\"Nuclear\",#REF!*0.85,IF(#REF!=\"Pumped_Storage\",#REF!*0.5,IF(#REF!=\"CCS\",#REF!*0.85,IF(#REF!=\"OCGT\",#REF!*0,IF(#REF!=\"\",0,#REF!*L$627))))))))","v":{"$error":"#REF!"}},{"$f":"IF(#REF!=\"Interconnector\",#REF!*1,IF(#REF!=\"Wind\",#REF!*0.7,IF(#REF!=\"Marine\",#REF!*0.7,IF(#REF!=\"Nuclear\",#REF!*0.85,IF(#REF!=\"Pumped_Storage\",#REF!*0.5,IF(#REF!=\"CCS\",#REF!*0.85,IF(#REF!=\"OCGT\",#REF!*0,IF(#REF!=\"\",0,#REF!*M$627))))))))","v":{"$error":"#REF!"}},{"$f":"IF(#REF!=\"Interconnector\",#REF!*1,IF(#REF!=\"Wind\",#REF!*0.7,IF(#REF!=\"Marine\",#REF!*0.7,IF(#REF!=\"Nuclear\",#REF!*0.85,IF(#REF!=\"Pumped_Storage\",#REF!*0.5,IF(#REF!=\"CCS\",#REF!*0.85,IF(#REF!=\"OCGT\",#REF!*0,IF(#REF!=\"\",0,#REF!*N$627))))))))","v":{"$error":"#REF!"}},{"$f":"IF(#REF!=\"Interconnector\",#REF!*1,IF(#REF!=\"Wind\",#REF!*0.7,IF(#REF!=\"Marine\",#REF!*0.7,IF(#REF!=\"Nuclear\",#REF!*0.85,IF(#REF!=\"Pumped_Storage\",#REF!*0.5,IF(#REF!=\"CCS\",#REF!*0.85,IF(#REF!=\"OCGT\",#REF!*0,IF(#REF!=\"\",0,#REF!*O$627))))))))","v":{"$error":"#REF!"}}]
[{"$f":"#REF!","v":{"$error":"#REF!"}},{"$f":"#REF!","v":{"$error":"#REF!"}},{"$f":"#REF!","v":{"$error":"#REF!"}},{"$f":"#REF!","v":{"$error":"#REF!"}},{"$f":"IF(#REF!=\"Interconnector\",#REF!*1,IF(#REF!=\"Wind\",#REF!*0.7,IF(#REF!=\"Marine\",#REF!*0.7,IF(#REF!=\"Nuclear\",#REF!*0.85,IF(#REF!=\"Pumped_Storage\",#REF!*0.5,IF(#REF!=\"CCS\",#REF!*0.85,IF(#REF!=\"OCGT\",#REF!*0,IF(#REF!=\"\",0,#REF!*E$627))))))))","v":{"$error":"#REF!"}},{"$f":"IF(#REF!=\"Interconnector\",#REF!*1,IF(#REF!=\"Wind\",#REF!*0.7,IF(#REF!=\"Marine\",#REF!*0.7,IF(#REF!=\"Nuclear\",#REF!*0.85,IF(#REF!=\"Pumped_Storage\",#REF!*0.5,IF(#REF!=\"CCS\",#REF!*0.85,IF(#REF!=\"OCGT\",#REF!*0,IF(#REF!=\"\",0,#REF!*F$627))))))))","v":{"$error":"#REF!"}},{"$f":"IF(#REF!=\"Interconnector\",#REF!*1,IF(#REF!=\"Wind\",#REF!*0.7,IF(#REF!=\"Marine\",#REF!*0.7,IF(#REF!=\"Nuclear\",#REF!*0.85,IF(#REF!=\"Pumped_Storage\",#REF!*0.5,IF(#REF!=\"CCS\",#REF!*0.85,IF(#REF!=\"OCGT\",#REF!*0,IF(#REF!=\"\",0,#REF!*G$627))))))))","v":{"$error":"#REF!"}},{"$f":"IF(#REF!=\"Interconnector\",#REF!*1,IF(#REF!=\"Wind\",#REF!*0.7,IF(#REF!=\"Marine\",#REF!*0.7,IF(#REF!=\"Nuclear\",#REF!*0.85,IF(#REF!=\"Pumped_Storage\",#REF!*0.5,IF(#REF!=\"CCS\",#REF!*0.85,IF(#REF!=\"OCGT\",#REF!*0,IF(#REF!=\"\",0,#REF!*H$627))))))))","v":{"$error":"#REF!"}},{"$f":"IF(#REF!=\"Interconnector\",#REF!*1,IF(#REF!=\"Wind\",#REF!*0.7,IF(#REF!=\"Marine\",#REF!*0.7,IF(#REF!=\"Nuclear\",#REF!*0.85,IF(#REF!=\"Pumped_Storage\",#REF!*0.5,IF(#REF!=\"CCS\",#REF!*0.85,IF(#REF!=\"OCGT\",#REF!*0,IF(#REF!=\"\",0,#REF!*I$627))))))))","v":{"$error":"#REF!"}},{"$f":"IF(#REF!=\"Interconnector\",#REF!*1,IF(#REF!=\"Wind\",#REF!*0.7,IF(#REF!=\"Marine\",#REF!*0.7,IF(#REF!=\"Nuclear\",#REF!*0.85,IF(#REF!=\"Pumped_Storage\",#REF!*0.5,IF(#REF!=\"CCS\",#REF!*0.85,IF(#REF!=\"OCGT\",#REF!*0,IF(#REF!=\"\",0,#REF!*J$627))))))))","v":{"$error":"#REF!"}},{"$f":"IF(#REF!=\"Interconnector\",#REF!*1,IF(#REF!=\"Wind\",#REF!*0.7,IF(#REF!=\"Marine\",#REF!*0.7,IF(#REF!=\"Nuclear\",#REF!*0.85,IF(#REF!=\"Pumped_Storage\",#REF!*0.5,IF(#REF!=\"CCS\",#REF!*0.85,IF(#REF!=\"OCGT\",#REF!*0,IF(#REF!=\"\",0,#REF!*K$627))))))))","v":{"$error":"#REF!"}},{"$f":"IF(#REF!=\"Interconnector\",#REF!*1,IF(#REF!=\"Wind\",#REF!*0.7,IF(#REF!=\"Marine\",#REF!*0.7,IF(#REF!=\"Nuclear\",#REF!*0.85,IF(#REF!=\"Pumped_Storage\",#REF!*0.5,IF(#REF!=\"CCS\",#REF!*0.85,IF(#REF!=\"OCGT\",#REF!*0,IF(#REF!=\"\",0,#REF!*L$627))))))))","v":{"$error":"#REF!"}},{"$f":"IF(#REF!=\"Interconnector\",#REF!*1,IF(#REF!=\"Wind\",#REF!*0.7,IF(#REF!=\"Marine\",#REF!*0.7,IF(#REF!=\"Nuclear\",#REF!*0.85,IF(#REF!=\"Pumped_Storage\",#REF!*0.5,IF(#REF!=\"CCS\",#REF!*0.85,IF(#REF!=\"OCGT\",#REF!*0,IF(#REF!=\"\",0,#REF!*M$627))))))))","v":{"$error":"#REF!"}},{"$f":"IF(#REF!=\"Interconnector\",#REF!*1,IF(#REF!=\"Wind\",#REF!*0.7,IF(#REF!=\"Marine\",#REF!*0.7,IF(#REF!=\"Nuclear\",#REF!*0.85,IF(#REF!=\"Pumped_Storage\",#REF!*0.5,IF(#REF!=\"CCS\",#REF!*0.85,IF(#REF!=\"OCGT\",#REF!*0,IF(#REF!=\"\",0,#REF!*N$627))))))))","v":{"$error":"#REF!"}},{"$f":"IF(#REF!=\"Interconnector\",#REF!*1,IF(#REF!=\"Wind\",#REF!*0.7,IF(#REF!=\"Marine\",#REF!*0.7,IF(#REF!=\"Nuclear\",#REF!*0.85,IF(#REF!=\"Pumped_Storage\",#REF!*0.5,IF(#REF!=\"CCS\",#REF!*0.85,IF(#REF!=\"OCGT\",#REF!*0,IF(#REF!=\"\",0,#REF!*O$627))))))))","v":{"$error":"#REF!"}}]
[{"$f":"#REF!","v":{"$error":"#REF!"}},{"$f":"#REF!","v":{"$error":"#REF!"}},{"$f":"#REF!","v":{"$error":"#REF!"}},{"$f":"#REF!","v":{"$error":"#REF!"}},{"$f":"IF(#REF!=\"Interconnector\",#REF!*1,IF(#REF!=\"Wind\",#REF!*0.7,IF(#REF!=\"Marine\",#REF!*0.7,IF(#REF!=\"Nuclear\",#REF!*0.85,IF(#REF!=\"Pumped_Storage\",#REF!*0.5,IF(#REF!=\"CCS\",#REF!*0.85,IF(#REF!=\"OCGT\",#REF!*0,IF(#REF!=\"\",0,#REF!*E$627))))))))","v":{"$error":"#REF!"}},{"$f":"IF(#REF!=\"Interconnector\",#REF!*1,IF(#REF!=\"Wind\",#REF!*0.7,IF(#REF!=\"Marine\",#REF!*0.7,IF(#REF!=\"Nuclear\",#REF!*0.85,IF(#REF!=\"Pumped_Storage\",#REF!*0.5,IF(#REF!=\"CCS\",#REF!*0.85,IF(#REF!=\"OCGT\",#REF!*0,IF(#REF!=\"\",0,#REF!*F$627))))))))","v":{"$error":"#REF!"}},{"$f":"IF(#REF!=\"Interconnector\",#REF!*1,IF(#REF!=\"Wind\",#REF!*0.7,IF(#REF!=\"Marine\",#REF!*0.7,IF(#REF!=\"Nuclear\",#REF!*0.85,IF(#REF!=\"Pumped_Storage\",#REF!*0.5,IF(#REF!=\"CCS\",#REF!*0.85,IF(#REF!=\"OCGT\",#REF!*0,IF(#REF!=\"\",0,#REF!*G$627))))))))","v":{"$error":"#REF!"}},{"$f":"IF(#REF!=\"Interconnector\",#REF!*1,IF(#REF!=\"Wind\",#REF!*0.7,IF(#REF!=\"Marine\",#REF!*0.7,IF(#REF!=\"Nuclear\",#REF!*0.85,IF(#REF!=\"Pumped_Storage\",#REF!*0.5,IF(#REF!=\"CCS\",#REF!*0.85,IF(#REF!=\"OCGT\",#REF!*0,IF(#REF!=\"\",0,#REF!*H$627))))))))","v":{"$error":"#REF!"}},{"$f":"IF(#REF!=\"Interconnector\",#REF!*1,IF(#REF!=\"Wind\",#REF!*0.7,IF(#REF!=\"Marine\",#REF!*0.7,IF(#REF!=\"Nuclear\",#REF!*0.85,IF(#REF!=\"Pumped_Storage\",#REF!*0.5,IF(#REF!=\"CCS\",#REF!*0.85,IF(#REF!=\"OCGT\",#REF!*0,IF(#REF!=\"\",0,#REF!*I$627))))))))","v":{"$error":"#REF!"}},{"$f":"IF(#REF!=\"Interconnector\",#REF!*1,IF(#REF!=\"Wind\",#REF!*0.7,IF(#REF!=\"Marine\",#REF!*0.7,IF(#REF!=\"Nuclear\",#REF!*0.85,IF(#REF!=\"Pumped_Storage\",#REF!*0.5,IF(#REF!=\"CCS\",#REF!*0.85,IF(#REF!=\"OCGT\",#REF!*0,IF(#REF!=\"\",0,#REF!*J$627))))))))","v":{"$error":"#REF!"}},{"$f":"IF(#REF!=\"Interconnector\",#REF!*1,IF(#REF!=\"Wind\",#REF!*0.7,IF(#REF!=\"Marine\",#REF!*0.7,IF(#REF!=\"Nuclear\",#REF!*0.85,IF(#REF!=\"Pumped_Storage\",#REF!*0.5,IF(#REF!=\"CCS\",#REF!*0.85,IF(#REF!=\"OCGT\",#REF!*0,IF(#REF!=\"\",0,#REF!*K$627))))))))","v":{"$error":"#REF!"}},{"$f":"IF(#REF!=\"Interconnector\",#REF!*1,IF(#REF!=\"Wind\",#REF!*0.7,IF(#REF!=\"Marine\",#REF!*0.7,IF(#REF!=\"Nuclear\",#REF!*0.85,IF(#REF!=\"Pumped_Storage\",#REF!*0.5,IF(#REF!=\"CCS\",#REF!*0.85,IF(#REF!=\"OCGT\",#REF!*0,IF(#REF!=\"\",0,#REF!*L$627))))))))","v":{"$error":"#REF!"}},{"$f":"IF(#REF!=\"Interconnector\",#REF!*1,IF(#REF!=\"Wind\",#REF!*0.7,IF(#REF!=\"Marine\",#REF!*0.7,IF(#REF!=\"Nuclear\",#REF!*0.85,IF(#REF!=\"Pumped_Storage\",#REF!*0.5,IF(#REF!=\"CCS\",#REF!*0.85,IF(#REF!=\"OCGT\",#REF!*0,IF(#REF!=\"\",0,#REF!*M$627))))))))","v":{"$error":"#REF!"}},{"$f":"IF(#REF!=\"Interconnector\",#REF!*1,IF(#REF!=\"Wind\",#REF!*0.7,IF(#REF!=\"Marine\",#REF!*0.7,IF(#REF!=\"Nuclear\",#REF!*0.85,IF(#REF!=\"Pumped_Storage\",#REF!*0.5,IF(#REF!=\"CCS\",#REF!*0.85,IF(#REF!=\"OCGT\",#REF!*0,IF(#REF!=\"\",0,#REF!*N$627))))))))","v":{"$error":"#REF!"}},{"$f":"IF(#REF!=\"Interconnector\",#REF!*1,IF(#REF!=\"Wind\",#REF!*0.7,IF(#REF!=\"Marine\",#REF!*0.7,IF(#REF!=\"Nuclear\",#REF!*0.85,IF(#REF!=\"Pumped_Storage\",#REF!*0.5,IF(#REF!=\"CCS\",#REF!*0.85,IF(#REF!=\"OCGT\",#REF!*0,IF(#REF!=\"\",0,#REF!*O$627))))))))","v":{"$error":"#REF!"}}]
[{"$f":"#REF!","v":{"$error":"#REF!"}},{"$f":"#REF!","v":{"$error":"#REF!"}},{"$f":"#REF!","v":{"$error":"#REF!"}},{"$f":"#REF!","v":{"$error":"#REF!"}},{"$f":"IF(#REF!=\"Interconnector\",#REF!*1,IF(#REF!=\"Wind\",#REF!*0.7,IF(#REF!=\"Marine\",#REF!*0.7,IF(#REF!=\"Nuclear\",#REF!*0.85,IF(#REF!=\"Pumped_Storage\",#REF!*0.5,IF(#REF!=\"CCS\",#REF!*0.85,IF(#REF!=\"OCGT\",#REF!*0,IF(#REF!=\"\",0,#REF!*E$627))))))))","v":{"$error":"#REF!"}},{"$f":"IF(#REF!=\"Interconnector\",#REF!*1,IF(#REF!=\"Wind\",#REF!*0.7,IF(#REF!=\"Marine\",#REF!*0.7,IF(#REF!=\"Nuclear\",#REF!*0.85,IF(#REF!=\"Pumped_Storage\",#REF!*0.5,IF(#REF!=\"CCS\",#REF!*0.85,IF(#REF!=\"OCGT\",#REF!*0,IF(#REF!=\"\",0,#REF!*F$627))))))))","v":{"$error":"#REF!"}},{"$f":"IF(#REF!=\"Interconnector\",#REF!*1,IF(#REF!=\"Wind\",#REF!*0.7,IF(#REF!=\"Marine\",#REF!*0.7,IF(#REF!=\"Nuclear\",#REF!*0.85,IF(#REF!=\"Pumped_Storage\",#REF!*0.5,IF(#REF!=\"CCS\",#REF!*0.85,IF(#REF!=\"OCGT\",#REF!*0,IF(#REF!=\"\",0,#REF!*G$627))))))))","v":{"$error":"#REF!"}},{"$f":"IF(#REF!=\"Interconnector\",#REF!*1,IF(#REF!=\"Wind\",#REF!*0.7,IF(#REF!=\"Marine\",#REF!*0.7,IF(#REF!=\"Nuclear\",#REF!*0.85,IF(#REF!=\"Pumped_Storage\",#REF!*0.5,IF(#REF!=\"CCS\",#REF!*0.85,IF(#REF!=\"OCGT\",#REF!*0,IF(#REF!=\"\",0,#REF!*H$627))))))))","v":{"$error":"#REF!"}},{"$f":"IF(#REF!=\"Interconnector\",#REF!*1,IF(#REF!=\"Wind\",#REF!*0.7,IF(#REF!=\"Marine\",#REF!*0.7,IF(#REF!=\"Nuclear\",#REF!*0.85,IF(#REF!=\"Pumped_Storage\",#REF!*0.5,IF(#REF!=\"CCS\",#REF!*0.85,IF(#REF!=\"OCGT\",#REF!*0,IF(#REF!=\"\",0,#REF!*I$627))))))))","v":{"$error":"#REF!"}},{"$f":"IF(#REF!=\"Interconnector\",#REF!*1,IF(#REF!=\"Wind\",#REF!*0.7,IF(#REF!=\"Marine\",#REF!*0.7,IF(#REF!=\"Nuclear\",#REF!*0.85,IF(#REF!=\"Pumped_Storage\",#REF!*0.5,IF(#REF!=\"CCS\",#REF!*0.85,IF(#REF!=\"OCGT\",#REF!*0,IF(#REF!=\"\",0,#REF!*J$627))))))))","v":{"$error":"#REF!"}},{"$f":"IF(#REF!=\"Interconnector\",#REF!*1,IF(#REF!=\"Wind\",#REF!*0.7,IF(#REF!=\"Marine\",#REF!*0.7,IF(#REF!=\"Nuclear\",#REF!*0.85,IF(#REF!=\"Pumped_Storage\",#REF!*0.5,IF(#REF!=\"CCS\",#REF!*0.85,IF(#REF!=\"OCGT\",#REF!*0,IF(#REF!=\"\",0,#REF!*K$627))))))))","v":{"$error":"#REF!"}},{"$f":"IF(#REF!=\"Interconnector\",#REF!*1,IF(#REF!=\"Wind\",#REF!*0.7,IF(#REF!=\"Marine\",#REF!*0.7,IF(#REF!=\"Nuclear\",#REF!*0.85,IF(#REF!=\"Pumped_Storage\",#REF!*0.5,IF(#REF!=\"CCS\",#REF!*0.85,IF(#REF!=\"OCGT\",#REF!*0,IF(#REF!=\"\",0,#REF!*L$627))))))))","v":{"$error":"#REF!"}},{"$f":"IF(#REF!=\"Interconnector\",#REF!*1,IF(#REF!=\"Wind\",#REF!*0.7,IF(#REF!=\"Marine\",#REF!*0.7,IF(#REF!=\"Nuclear\",#REF!*0.85,IF(#REF!=\"Pumped_Storage\",#REF!*0.5,IF(#REF!=\"CCS\",#REF!*0.85,IF(#REF!=\"OCGT\",#REF!*0,IF(#REF!=\"\",0,#REF!*M$627))))))))","v":{"$error":"#REF!"}},{"$f":"IF(#REF!=\"Interconnector\",#REF!*1,IF(#REF!=\"Wind\",#REF!*0.7,IF(#REF!=\"Marine\",#REF!*0.7,IF(#REF!=\"Nuclear\",#REF!*0.85,IF(#REF!=\"Pumped_Storage\",#REF!*0.5,IF(#REF!=\"CCS\",#REF!*0.85,IF(#REF!=\"OCGT\",#REF!*0,IF(#REF!=\"\",0,#REF!*N$627))))))))","v":{"$error":"#REF!"}},{"$f":"IF(#REF!=\"Interconnector\",#REF!*1,IF(#REF!=\"Wind\",#REF!*0.7,IF(#REF!=\"Marine\",#REF!*0.7,IF(#REF!=\"Nuclear\",#REF!*0.85,IF(#REF!=\"Pumped_Storage\",#REF!*0.5,IF(#REF!=\"CCS\",#REF!*0.85,IF(#REF!=\"OCGT\",#REF!*0,IF(#REF!=\"\",0,#REF!*O$627))))))))","v":{"$error":"#REF!"}}]
[{"$f":"#REF!","v":{"$error":"#REF!"}},{"$f":"#REF!","v":{"$error":"#REF!"}},{"$f":"#REF!","v":{"$error":"#REF!"}},{"$f":"#REF!","v":{"$error":"#REF!"}},{"$f":"IF(#REF!=\"Interconnector\",#REF!*1,IF(#REF!=\"Wind\",#REF!*0.7,IF(#REF!=\"Marine\",#REF!*0.7,IF(#REF!=\"Nuclear\",#REF!*0.85,IF(#REF!=\"Pumped_Storage\",#REF!*0.5,IF(#REF!=\"CCS\",#REF!*0.85,IF(#REF!=\"OCGT\",#REF!*0,IF(#REF!=\"\",0,#REF!*E$627))))))))","v":{"$error":"#REF!"}},{"$f":"IF(#REF!=\"Interconnector\",#REF!*1,IF(#REF!=\"Wind\",#REF!*0.7,IF(#REF!=\"Marine\",#REF!*0.7,IF(#REF!=\"Nuclear\",#REF!*0.85,IF(#REF!=\"Pumped_Storage\",#REF!*0.5,IF(#REF!=\"CCS\",#REF!*0.85,IF(#REF!=\"OCGT\",#REF!*0,IF(#REF!=\"\",0,#REF!*F$627))))))))","v":{"$error":"#REF!"}},{"$f":"IF(#REF!=\"Interconnector\",#REF!*1,IF(#REF!=\"Wind\",#REF!*0.7,IF(#REF!=\"Marine\",#REF!*0.7,IF(#REF!=\"Nuclear\",#REF!*0.85,IF(#REF!=\"Pumped_Storage\",#REF!*0.5,IF(#REF!=\"CCS\",#REF!*0.85,IF(#REF!=\"OCGT\",#REF!*0,IF(#REF!=\"\",0,#REF!*G$627))))))))","v":{"$error":"#REF!"}},{"$f":"IF(#REF!=\"Interconnector\",#REF!*1,IF(#REF!=\"Wind\",#REF!*0.7,IF(#REF!=\"Marine\",#REF!*0.7,IF(#REF!=\"Nuclear\",#REF!*0.85,IF(#REF!=\"Pumped_Storage\",#REF!*0.5,IF(#REF!=\"CCS\",#REF!*0.85,IF(#REF!=\"OCGT\",#REF!*0,IF(#REF!=\"\",0,#REF!*H$627))))))))","v":{"$error":"#REF!"}},{"$f":"IF(#REF!=\"Interconnector\",#REF!*1,IF(#REF!=\"Wind\",#REF!*0.7,IF(#REF!=\"Marine\",#REF!*0.7,IF(#REF!=\"Nuclear\",#REF!*0.85,IF(#REF!=\"Pumped_Storage\",#REF!*0.5,IF(#REF!=\"CCS\",#REF!*0.85,IF(#REF!=\"OCGT\",#REF!*0,IF(#REF!=\"\",0,#REF!*I$627))))))))","v":{"$error":"#REF!"}},{"$f":"IF(#REF!=\"Interconnector\",#REF!*1,IF(#REF!=\"Wind\",#REF!*0.7,IF(#REF!=\"Marine\",#REF!*0.7,IF(#REF!=\"Nuclear\",#REF!*0.85,IF(#REF!=\"Pumped_Storage\",#REF!*0.5,IF(#REF!=\"CCS\",#REF!*0.85,IF(#REF!=\"OCGT\",#REF!*0,IF(#REF!=\"\",0,#REF!*J$627))))))))","v":{"$error":"#REF!"}},{"$f":"IF(#REF!=\"Interconnector\",#REF!*1,IF(#REF!=\"Wind\",#REF!*0.7,IF(#REF!=\"Marine\",#REF!*0.7,IF(#REF!=\"Nuclear\",#REF!*0.85,IF(#REF!=\"Pumped_Storage\",#REF!*0.5,IF(#REF!=\"CCS\",#REF!*0.85,IF(#REF!=\"OCGT\",#REF!*0,IF(#REF!=\"\",0,#REF!*K$627))))))))","v":{"$error":"#REF!"}},{"$f":"IF(#REF!=\"Interconnector\",#REF!*1,IF(#REF!=\"Wind\",#REF!*0.7,IF(#REF!=\"Marine\",#REF!*0.7,IF(#REF!=\"Nuclear\",#REF!*0.85,IF(#REF!=\"Pumped_Storage\",#REF!*0.5,IF(#REF!=\"CCS\",#REF!*0.85,IF(#REF!=\"OCGT\",#REF!*0,IF(#REF!=\"\",0,#REF!*L$627))))))))","v":{"$error":"#REF!"}},{"$f":"IF(#REF!=\"Interconnector\",#REF!*1,IF(#REF!=\"Wind\",#REF!*0.7,IF(#REF!=\"Marine\",#REF!*0.7,IF(#REF!=\"Nuclear\",#REF!*0.85,IF(#REF!=\"Pumped_Storage\",#REF!*0.5,IF(#REF!=\"CCS\",#REF!*0.85,IF(#REF!=\"OCGT\",#REF!*0,IF(#REF!=\"\",0,#REF!*M$627))))))))","v":{"$error":"#REF!"}},{"$f":"IF(#REF!=\"Interconnector\",#REF!*1,IF(#REF!=\"Wind\",#REF!*0.7,IF(#REF!=\"Marine\",#REF!*0.7,IF(#REF!=\"Nuclear\",#REF!*0.85,IF(#REF!=\"Pumped_Storage\",#REF!*0.5,IF(#REF!=\"CCS\",#REF!*0.85,IF(#REF!=\"OCGT\",#REF!*0,IF(#REF!=\"\",0,#REF!*N$627))))))))","v":{"$error":"#REF!"}},{"$f":"IF(#REF!=\"Interconnector\",#REF!*1,IF(#REF!=\"Wind\",#REF!*0.7,IF(#REF!=\"Marine\",#REF!*0.7,IF(#REF!=\"Nuclear\",#REF!*0.85,IF(#REF!=\"Pumped_Storage\",#REF!*0.5,IF(#REF!=\"CCS\",#REF!*0.85,IF(#REF!=\"OCGT\",#REF!*0,IF(#REF!=\"\",0,#REF!*O$627))))))))","v":{"$error":"#REF!"}}]
[{"$f":"#REF!","v":{"$error":"#REF!"}},{"$f":"#REF!","v":{"$error":"#REF!"}},{"$f":"#REF!","v":{"$error":"#REF!"}},{"$f":"#REF!","v":{"$error":"#REF!"}},{"$f":"IF(#REF!=\"Interconnector\",#REF!*1,IF(#REF!=\"Wind\",#REF!*0.7,IF(#REF!=\"Marine\",#REF!*0.7,IF(#REF!=\"Nuclear\",#REF!*0.85,IF(#REF!=\"Pumped_Storage\",#REF!*0.5,IF(#REF!=\"CCS\",#REF!*0.85,IF(#REF!=\"OCGT\",#REF!*0,IF(#REF!=\"\",0,#REF!*E$627))))))))","v":{"$error":"#REF!"}},{"$f":"IF(#REF!=\"Interconnector\",#REF!*1,IF(#REF!=\"Wind\",#REF!*0.7,IF(#REF!=\"Marine\",#REF!*0.7,IF(#REF!=\"Nuclear\",#REF!*0.85,IF(#REF!=\"Pumped_Storage\",#REF!*0.5,IF(#REF!=\"CCS\",#REF!*0.85,IF(#REF!=\"OCGT\",#REF!*0,IF(#REF!=\"\",0,#REF!*F$627))))))))","v":{"$error":"#REF!"}},{"$f":"IF(#REF!=\"Interconnector\",#REF!*1,IF(#REF!=\"Wind\",#REF!*0.7,IF(#REF!=\"Marine\",#REF!*0.7,IF(#REF!=\"Nuclear\",#REF!*0.85,IF(#REF!=\"Pumped_Storage\",#REF!*0.5,IF(#REF!=\"CCS\",#REF!*0.85,IF(#REF!=\"OCGT\",#REF!*0,IF(#REF!=\"\",0,#REF!*G$627))))))))","v":{"$error":"#REF!"}},{"$f":"IF(#REF!=\"Interconnector\",#REF!*1,IF(#REF!=\"Wind\",#REF!*0.7,IF(#REF!=\"Marine\",#REF!*0.7,IF(#REF!=\"Nuclear\",#REF!*0.85,IF(#REF!=\"Pumped_Storage\",#REF!*0.5,IF(#REF!=\"CCS\",#REF!*0.85,IF(#REF!=\"OCGT\",#REF!*0,IF(#REF!=\"\",0,#REF!*H$627))))))))","v":{"$error":"#REF!"}},{"$f":"IF(#REF!=\"Interconnector\",#REF!*1,IF(#REF!=\"Wind\",#REF!*0.7,IF(#REF!=\"Marine\",#REF!*0.7,IF(#REF!=\"Nuclear\",#REF!*0.85,IF(#REF!=\"Pumped_Storage\",#REF!*0.5,IF(#REF!=\"CCS\",#REF!*0.85,IF(#REF!=\"OCGT\",#REF!*0,IF(#REF!=\"\",0,#REF!*I$627))))))))","v":{"$error":"#REF!"}},{"$f":"IF(#REF!=\"Interconnector\",#REF!*1,IF(#REF!=\"Wind\",#REF!*0.7,IF(#REF!=\"Marine\",#REF!*0.7,IF(#REF!=\"Nuclear\",#REF!*0.85,IF(#REF!=\"Pumped_Storage\",#REF!*0.5,IF(#REF!=\"CCS\",#REF!*0.85,IF(#REF!=\"OCGT\",#REF!*0,IF(#REF!=\"\",0,#REF!*J$627))))))))","v":{"$error":"#REF!"}},{"$f":"IF(#REF!=\"Interconnector\",#REF!*1,IF(#REF!=\"Wind\",#REF!*0.7,IF(#REF!=\"Marine\",#REF!*0.7,IF(#REF!=\"Nuclear\",#REF!*0.85,IF(#REF!=\"Pumped_Storage\",#REF!*0.5,IF(#REF!=\"CCS\",#REF!*0.85,IF(#REF!=\"OCGT\",#REF!*0,IF(#REF!=\"\",0,#REF!*K$627))))))))","v":{"$error":"#REF!"}},{"$f":"IF(#REF!=\"Interconnector\",#REF!*1,IF(#REF!=\"Wind\",#REF!*0.7,IF(#REF!=\"Marine\",#REF!*0.7,IF(#REF!=\"Nuclear\",#REF!*0.85,IF(#REF!=\"Pumped_Storage\",#REF!*0.5,IF(#REF!=\"CCS\",#REF!*0.85,IF(#REF!=\"OCGT\",#REF!*0,IF(#REF!=\"\",0,#REF!*L$627))))))))","v":{"$error":"#REF!"}},{"$f":"IF(#REF!=\"Interconnector\",#REF!*1,IF(#REF!=\"Wind\",#REF!*0.7,IF(#REF!=\"Marine\",#REF!*0.7,IF(#REF!=\"Nuclear\",#REF!*0.85,IF(#REF!=\"Pumped_Storage\",#REF!*0.5,IF(#REF!=\"CCS\",#REF!*0.85,IF(#REF!=\"OCGT\",#REF!*0,IF(#REF!=\"\",0,#REF!*M$627))))))))","v":{"$error":"#REF!"}},{"$f":"IF(#REF!=\"Interconnector\",#REF!*1,IF(#REF!=\"Wind\",#REF!*0.7,IF(#REF!=\"Marine\",#REF!*0.7,IF(#REF!=\"Nuclear\",#REF!*0.85,IF(#REF!=\"Pumped_Storage\",#REF!*0.5,IF(#REF!=\"CCS\",#REF!*0.85,IF(#REF!=\"OCGT\",#REF!*0,IF(#REF!=\"\",0,#REF!*N$627))))))))","v":{"$error":"#REF!"}},{"$f":"IF(#REF!=\"Interconnector\",#REF!*1,IF(#REF!=\"Wind\",#REF!*0.7,IF(#REF!=\"Marine\",#REF!*0.7,IF(#REF!=\"Nuclear\",#REF!*0.85,IF(#REF!=\"Pumped_Storage\",#REF!*0.5,IF(#REF!=\"CCS\",#REF!*0.85,IF(#REF!=\"OCGT\",#REF!*0,IF(#REF!=\"\",0,#REF!*O$627))))))))","v":{"$error":"#REF!"}}]
[{"$f":"#REF!","v":{"$error":"#REF!"}},{"$f":"#REF!","v":{"$error":"#REF!"}},{"$f":"#REF!","v":{"$error":"#REF!"}},{"$f":"#REF!","v":{"$error":"#REF!"}},{"$f":"IF(#REF!=\"Interconnector\",#REF!*1,IF(#REF!=\"Wind\",#REF!*0.7,IF(#REF!=\"Marine\",#REF!*0.7,IF(#REF!=\"Nuclear\",#REF!*0.85,IF(#REF!=\"Pumped_Storage\",#REF!*0.5,IF(#REF!=\"CCS\",#REF!*0.85,IF(#REF!=\"OCGT\",#REF!*0,IF(#REF!=\"\",0,#REF!*E$627))))))))","v":{"$error":"#REF!"}},{"$f":"IF(#REF!=\"Interconnector\",#REF!*1,IF(#REF!=\"Wind\",#REF!*0.7,IF(#REF!=\"Marine\",#REF!*0.7,IF(#REF!=\"Nuclear\",#REF!*0.85,IF(#REF!=\"Pumped_Storage\",#REF!*0.5,IF(#REF!=\"CCS\",#REF!*0.85,IF(#REF!=\"OCGT\",#REF!*0,IF(#REF!=\"\",0,#REF!*F$627))))))))","v":{"$error":"#REF!"}},{"$f":"IF(#REF!=\"Interconnector\",#REF!*1,IF(#REF!=\"Wind\",#REF!*0.7,IF(#REF!=\"Marine\",#REF!*0.7,IF(#REF!=\"Nuclear\",#REF!*0.85,IF(#REF!=\"Pumped_Storage\",#REF!*0.5,IF(#REF!=\"CCS\",#REF!*0.85,IF(#REF!=\"OCGT\",#REF!*0,IF(#REF!=\"\",0,#REF!*G$627))))))))","v":{"$error":"#REF!"}},{"$f":"IF(#REF!=\"Interconnector\",#REF!*1,IF(#REF!=\"Wind\",#REF!*0.7,IF(#REF!=\"Marine\",#REF!*0.7,IF(#REF!=\"Nuclear\",#REF!*0.85,IF(#REF!=\"Pumped_Storage\",#REF!*0.5,IF(#REF!=\"CCS\",#REF!*0.85,IF(#REF!=\"OCGT\",#REF!*0,IF(#REF!=\"\",0,#REF!*H$627))))))))","v":{"$error":"#REF!"}},{"$f":"IF(#REF!=\"Interconnector\",#REF!*1,IF(#REF!=\"Wind\",#REF!*0.7,IF(#REF!=\"Marine\",#REF!*0.7,IF(#REF!=\"Nuclear\",#REF!*0.85,IF(#REF!=\"Pumped_Storage\",#REF!*0.5,IF(#REF!=\"CCS\",#REF!*0.85,IF(#REF!=\"OCGT\",#REF!*0,IF(#REF!=\"\",0,#REF!*I$627))))))))","v":{"$error":"#REF!"}},{"$f":"IF(#REF!=\"Interconnector\",#REF!*1,IF(#REF!=\"Wind\",#REF!*0.7,IF(#REF!=\"Marine\",#REF!*0.7,IF(#REF!=\"Nuclear\",#REF!*0.85,IF(#REF!=\"Pumped_Storage\",#REF!*0.5,IF(#REF!=\"CCS\",#REF!*0.85,IF(#REF!=\"OCGT\",#REF!*0,IF(#REF!=\"\",0,#REF!*J$627))))))))","v":{"$error":"#REF!"}},{"$f":"IF(#REF!=\"Interconnector\",#REF!*1,IF(#REF!=\"Wind\",#REF!*0.7,IF(#REF!=\"Marine\",#REF!*0.7,IF(#REF!=\"Nuclear\",#REF!*0.85,IF(#REF!=\"Pumped_Storage\",#REF!*0.5,IF(#REF!=\"CCS\",#REF!*0.85,IF(#REF!=\"OCGT\",#REF!*0,IF(#REF!=\"\",0,#REF!*K$627))))))))","v":{"$error":"#REF!"}},{"$f":"IF(#REF!=\"Interconnector\",#REF!*1,IF(#REF!=\"Wind\",#REF!*0.7,IF(#REF!=\"Marine\",#REF!*0.7,IF(#REF!=\"Nuclear\",#REF!*0.85,IF(#REF!=\"Pumped_Storage\",#REF!*0.5,IF(#REF!=\"CCS\",#REF!*0.85,IF(#REF!=\"OCGT\",#REF!*0,IF(#REF!=\"\",0,#REF!*L$627))))))))","v":{"$error":"#REF!"}},{"$f":"IF(#REF!=\"Interconnector\",#REF!*1,IF(#REF!=\"Wind\",#REF!*0.7,IF(#REF!=\"Marine\",#REF!*0.7,IF(#REF!=\"Nuclear\",#REF!*0.85,IF(#REF!=\"Pumped_Storage\",#REF!*0.5,IF(#REF!=\"CCS\",#REF!*0.85,IF(#REF!=\"OCGT\",#REF!*0,IF(#REF!=\"\",0,#REF!*M$627))))))))","v":{"$error":"#REF!"}},{"$f":"IF(#REF!=\"Interconnector\",#REF!*1,IF(#REF!=\"Wind\",#REF!*0.7,IF(#REF!=\"Marine\",#REF!*0.7,IF(#REF!=\"Nuclear\",#REF!*0.85,IF(#REF!=\"Pumped_Storage\",#REF!*0.5,IF(#REF!=\"CCS\",#REF!*0.85,IF(#REF!=\"OCGT\",#REF!*0,IF(#REF!=\"\",0,#REF!*N$627))))))))","v":{"$error":"#REF!"}},{"$f":"IF(#REF!=\"Interconnector\",#REF!*1,IF(#REF!=\"Wind\",#REF!*0.7,IF(#REF!=\"Marine\",#REF!*0.7,IF(#REF!=\"Nuclear\",#REF!*0.85,IF(#REF!=\"Pumped_Storage\",#REF!*0.5,IF(#REF!=\"CCS\",#REF!*0.85,IF(#REF!=\"OCGT\",#REF!*0,IF(#REF!=\"\",0,#REF!*O$627))))))))","v":{"$error":"#REF!"}}]
[{"$f":"#REF!","v":{"$error":"#REF!"}},{"$f":"#REF!","v":{"$error":"#REF!"}},{"$f":"#REF!","v":{"$error":"#REF!"}},{"$f":"#REF!","v":{"$error":"#REF!"}},{"$f":"IF(#REF!=\"Interconnector\",#REF!*1,IF(#REF!=\"Wind\",#REF!*0.7,IF(#REF!=\"Marine\",#REF!*0.7,IF(#REF!=\"Nuclear\",#REF!*0.85,IF(#REF!=\"Pumped_Storage\",#REF!*0.5,IF(#REF!=\"CCS\",#REF!*0.85,IF(#REF!=\"OCGT\",#REF!*0,IF(#REF!=\"\",0,#REF!*E$627))))))))","v":{"$error":"#REF!"}},{"$f":"IF(#REF!=\"Interconnector\",#REF!*1,IF(#REF!=\"Wind\",#REF!*0.7,IF(#REF!=\"Marine\",#REF!*0.7,IF(#REF!=\"Nuclear\",#REF!*0.85,IF(#REF!=\"Pumped_Storage\",#REF!*0.5,IF(#REF!=\"CCS\",#REF!*0.85,IF(#REF!=\"OCGT\",#REF!*0,IF(#REF!=\"\",0,#REF!*F$627))))))))","v":{"$error":"#REF!"}},{"$f":"IF(#REF!=\"Interconnector\",#REF!*1,IF(#REF!=\"Wind\",#REF!*0.7,IF(#REF!=\"Marine\",#REF!*0.7,IF(#REF!=\"Nuclear\",#REF!*0.85,IF(#REF!=\"Pumped_Storage\",#REF!*0.5,IF(#REF!=\"CCS\",#REF!*0.85,IF(#REF!=\"OCGT\",#REF!*0,IF(#REF!=\"\",0,#REF!*G$627))))))))","v":{"$error":"#REF!"}},{"$f":"IF(#REF!=\"Interconnector\",#REF!*1,IF(#REF!=\"Wind\",#REF!*0.7,IF(#REF!=\"Marine\",#REF!*0.7,IF(#REF!=\"Nuclear\",#REF!*0.85,IF(#REF!=\"Pumped_Storage\",#REF!*0.5,IF(#REF!=\"CCS\",#REF!*0.85,IF(#REF!=\"OCGT\",#REF!*0,IF(#REF!=\"\",0,#REF!*H$627))))))))","v":{"$error":"#REF!"}},{"$f":"IF(#REF!=\"Interconnector\",#REF!*1,IF(#REF!=\"Wind\",#REF!*0.7,IF(#REF!=\"Marine\",#REF!*0.7,IF(#REF!=\"Nuclear\",#REF!*0.85,IF(#REF!=\"Pumped_Storage\",#REF!*0.5,IF(#REF!=\"CCS\",#REF!*0.85,IF(#REF!=\"OCGT\",#REF!*0,IF(#REF!=\"\",0,#REF!*I$627))))))))","v":{"$error":"#REF!"}},{"$f":"IF(#REF!=\"Interconnector\",#REF!*1,IF(#REF!=\"Wind\",#REF!*0.7,IF(#REF!=\"Marine\",#REF!*0.7,IF(#REF!=\"Nuclear\",#REF!*0.85,IF(#REF!=\"Pumped_Storage\",#REF!*0.5,IF(#REF!=\"CCS\",#REF!*0.85,IF(#REF!=\"OCGT\",#REF!*0,IF(#REF!=\"\",0,#REF!*J$627))))))))","v":{"$error":"#REF!"}},{"$f":"IF(#REF!=\"Interconnector\",#REF!*1,IF(#REF!=\"Wind\",#REF!*0.7,IF(#REF!=\"Marine\",#REF!*0.7,IF(#REF!=\"Nuclear\",#REF!*0.85,IF(#REF!=\"Pumped_Storage\",#REF!*0.5,IF(#REF!=\"CCS\",#REF!*0.85,IF(#REF!=\"OCGT\",#REF!*0,IF(#REF!=\"\",0,#REF!*K$627))))))))","v":{"$error":"#REF!"}},{"$f":"IF(#REF!=\"Interconnector\",#REF!*1,IF(#REF!=\"Wind\",#REF!*0.7,IF(#REF!=\"Marine\",#REF!*0.7,IF(#REF!=\"Nuclear\",#REF!*0.85,IF(#REF!=\"Pumped_Storage\",#REF!*0.5,IF(#REF!=\"CCS\",#REF!*0.85,IF(#REF!=\"OCGT\",#REF!*0,IF(#REF!=\"\",0,#REF!*L$627))))))))","v":{"$error":"#REF!"}},{"$f":"IF(#REF!=\"Interconnector\",#REF!*1,IF(#REF!=\"Wind\",#REF!*0.7,IF(#REF!=\"Marine\",#REF!*0.7,IF(#REF!=\"Nuclear\",#REF!*0.85,IF(#REF!=\"Pumped_Storage\",#REF!*0.5,IF(#REF!=\"CCS\",#REF!*0.85,IF(#REF!=\"OCGT\",#REF!*0,IF(#REF!=\"\",0,#REF!*M$627))))))))","v":{"$error":"#REF!"}},{"$f":"IF(#REF!=\"Interconnector\",#REF!*1,IF(#REF!=\"Wind\",#REF!*0.7,IF(#REF!=\"Marine\",#REF!*0.7,IF(#REF!=\"Nuclear\",#REF!*0.85,IF(#REF!=\"Pumped_Storage\",#REF!*0.5,IF(#REF!=\"CCS\",#REF!*0.85,IF(#REF!=\"OCGT\",#REF!*0,IF(#REF!=\"\",0,#REF!*N$627))))))))","v":{"$error":"#REF!"}},{"$f":"IF(#REF!=\"Interconnector\",#REF!*1,IF(#REF!=\"Wind\",#REF!*0.7,IF(#REF!=\"Marine\",#REF!*0.7,IF(#REF!=\"Nuclear\",#REF!*0.85,IF(#REF!=\"Pumped_Storage\",#REF!*0.5,IF(#REF!=\"CCS\",#REF!*0.85,IF(#REF!=\"OCGT\",#REF!*0,IF(#REF!=\"\",0,#REF!*O$627))))))))","v":{"$error":"#REF!"}}]
[{"$f":"#REF!","v":{"$error":"#REF!"}},{"$f":"#REF!","v":{"$error":"#REF!"}},{"$f":"#REF!","v":{"$error":"#REF!"}},{"$f":"#REF!","v":{"$error":"#REF!"}},{"$f":"IF(#REF!=\"Interconnector\",#REF!*1,IF(#REF!=\"Wind\",#REF!*0.7,IF(#REF!=\"Marine\",#REF!*0.7,IF(#REF!=\"Nuclear\",#REF!*0.85,IF(#REF!=\"Pumped_Storage\",#REF!*0.5,IF(#REF!=\"CCS\",#REF!*0.85,IF(#REF!=\"OCGT\",#REF!*0,IF(#REF!=\"\",0,#REF!*E$627))))))))","v":{"$error":"#REF!"}},{"$f":"IF(#REF!=\"Interconnector\",#REF!*1,IF(#REF!=\"Wind\",#REF!*0.7,IF(#REF!=\"Marine\",#REF!*0.7,IF(#REF!=\"Nuclear\",#REF!*0.85,IF(#REF!=\"Pumped_Storage\",#REF!*0.5,IF(#REF!=\"CCS\",#REF!*0.85,IF(#REF!=\"OCGT\",#REF!*0,IF(#REF!=\"\",0,#REF!*F$627))))))))","v":{"$error":"#REF!"}},{"$f":"IF(#REF!=\"Interconnector\",#REF!*1,IF(#REF!=\"Wind\",#REF!*0.7,IF(#REF!=\"Marine\",#REF!*0.7,IF(#REF!=\"Nuclear\",#REF!*0.85,IF(#REF!=\"Pumped_Storage\",#REF!*0.5,IF(#REF!=\"CCS\",#REF!*0.85,IF(#REF!=\"OCGT\",#REF!*0,IF(#REF!=\"\",0,#REF!*G$627))))))))","v":{"$error":"#REF!"}},{"$f":"IF(#REF!=\"Interconnector\",#REF!*1,IF(#REF!=\"Wind\",#REF!*0.7,IF(#REF!=\"Marine\",#REF!*0.7,IF(#REF!=\"Nuclear\",#REF!*0.85,IF(#REF!=\"Pumped_Storage\",#REF!*0.5,IF(#REF!=\"CCS\",#REF!*0.85,IF(#REF!=\"OCGT\",#REF!*0,IF(#REF!=\"\",0,#REF!*H$627))))))))","v":{"$error":"#REF!"}},{"$f":"IF(#REF!=\"Interconnector\",#REF!*1,IF(#REF!=\"Wind\",#REF!*0.7,IF(#REF!=\"Marine\",#REF!*0.7,IF(#REF!=\"Nuclear\",#REF!*0.85,IF(#REF!=\"Pumped_Storage\",#REF!*0.5,IF(#REF!=\"CCS\",#REF!*0.85,IF(#REF!=\"OCGT\",#REF!*0,IF(#REF!=\"\",0,#REF!*I$627))))))))","v":{"$error":"#REF!"}},{"$f":"IF(#REF!=\"Interconnector\",#REF!*1,IF(#REF!=\"Wind\",#REF!*0.7,IF(#REF!=\"Marine\",#REF!*0.7,IF(#REF!=\"Nuclear\",#REF!*0.85,IF(#REF!=\"Pumped_Storage\",#REF!*0.5,IF(#REF!=\"CCS\",#REF!*0.85,IF(#REF!=\"OCGT\",#REF!*0,IF(#REF!=\"\",0,#REF!*J$627))))))))","v":{"$error":"#REF!"}},{"$f":"IF(#REF!=\"Interconnector\",#REF!*1,IF(#REF!=\"Wind\",#REF!*0.7,IF(#REF!=\"Marine\",#REF!*0.7,IF(#REF!=\"Nuclear\",#REF!*0.85,IF(#REF!=\"Pumped_Storage\",#REF!*0.5,IF(#REF!=\"CCS\",#REF!*0.85,IF(#REF!=\"OCGT\",#REF!*0,IF(#REF!=\"\",0,#REF!*K$627))))))))","v":{"$error":"#REF!"}},{"$f":"IF(#REF!=\"Interconnector\",#REF!*1,IF(#REF!=\"Wind\",#REF!*0.7,IF(#REF!=\"Marine\",#REF!*0.7,IF(#REF!=\"Nuclear\",#REF!*0.85,IF(#REF!=\"Pumped_Storage\",#REF!*0.5,IF(#REF!=\"CCS\",#REF!*0.85,IF(#REF!=\"OCGT\",#REF!*0,IF(#REF!=\"\",0,#REF!*L$627))))))))","v":{"$error":"#REF!"}},{"$f":"IF(#REF!=\"Interconnector\",#REF!*1,IF(#REF!=\"Wind\",#REF!*0.7,IF(#REF!=\"Marine\",#REF!*0.7,IF(#REF!=\"Nuclear\",#REF!*0.85,IF(#REF!=\"Pumped_Storage\",#REF!*0.5,IF(#REF!=\"CCS\",#REF!*0.85,IF(#REF!=\"OCGT\",#REF!*0,IF(#REF!=\"\",0,#REF!*M$627))))))))","v":{"$error":"#REF!"}},{"$f":"IF(#REF!=\"Interconnector\",#REF!*1,IF(#REF!=\"Wind\",#REF!*0.7,IF(#REF!=\"Marine\",#REF!*0.7,IF(#REF!=\"Nuclear\",#REF!*0.85,IF(#REF!=\"Pumped_Storage\",#REF!*0.5,IF(#REF!=\"CCS\",#REF!*0.85,IF(#REF!=\"OCGT\",#REF!*0,IF(#REF!=\"\",0,#REF!*N$627))))))))","v":{"$error":"#REF!"}},{"$f":"IF(#REF!=\"Interconnector\",#REF!*1,IF(#REF!=\"Wind\",#REF!*0.7,IF(#REF!=\"Marine\",#REF!*0.7,IF(#REF!=\"Nuclear\",#REF!*0.85,IF(#REF!=\"Pumped_Storage\",#REF!*0.5,IF(#REF!=\"CCS\",#REF!*0.85,IF(#REF!=\"OCGT\",#REF!*0,IF(#REF!=\"\",0,#REF!*O$627))))))))","v":{"$error":"#REF!"}}]
[{"$f":"#REF!","v":{"$error":"#REF!"}},{"$f":"#REF!","v":{"$error":"#REF!"}},{"$f":"#REF!","v":{"$error":"#REF!"}},{"$f":"#REF!","v":{"$error":"#REF!"}},{"$f":"IF(#REF!=\"Interconnector\",#REF!*1,IF(#REF!=\"Wind\",#REF!*0.7,IF(#REF!=\"Marine\",#REF!*0.7,IF(#REF!=\"Nuclear\",#REF!*0.85,IF(#REF!=\"Pumped_Storage\",#REF!*0.5,IF(#REF!=\"CCS\",#REF!*0.85,IF(#REF!=\"OCGT\",#REF!*0,IF(#REF!=\"\",0,#REF!*E$627))))))))","v":{"$error":"#REF!"}},{"$f":"IF(#REF!=\"Interconnector\",#REF!*1,IF(#REF!=\"Wind\",#REF!*0.7,IF(#REF!=\"Marine\",#REF!*0.7,IF(#REF!=\"Nuclear\",#REF!*0.85,IF(#REF!=\"Pumped_Storage\",#REF!*0.5,IF(#REF!=\"CCS\",#REF!*0.85,IF(#REF!=\"OCGT\",#REF!*0,IF(#REF!=\"\",0,#REF!*F$627))))))))","v":{"$error":"#REF!"}},{"$f":"IF(#REF!=\"Interconnector\",#REF!*1,IF(#REF!=\"Wind\",#REF!*0.7,IF(#REF!=\"Marine\",#REF!*0.7,IF(#REF!=\"Nuclear\",#REF!*0.85,IF(#REF!=\"Pumped_Storage\",#REF!*0.5,IF(#REF!=\"CCS\",#REF!*0.85,IF(#REF!=\"OCGT\",#REF!*0,IF(#REF!=\"\",0,#REF!*G$627))))))))","v":{"$error":"#REF!"}},{"$f":"IF(#REF!=\"Interconnector\",#REF!*1,IF(#REF!=\"Wind\",#REF!*0.7,IF(#REF!=\"Marine\",#REF!*0.7,IF(#REF!=\"Nuclear\",#REF!*0.85,IF(#REF!=\"Pumped_Storage\",#REF!*0.5,IF(#REF!=\"CCS\",#REF!*0.85,IF(#REF!=\"OCGT\",#REF!*0,IF(#REF!=\"\",0,#REF!*H$627))))))))","v":{"$error":"#REF!"}},{"$f":"IF(#REF!=\"Interconnector\",#REF!*1,IF(#REF!=\"Wind\",#REF!*0.7,IF(#REF!=\"Marine\",#REF!*0.7,IF(#REF!=\"Nuclear\",#REF!*0.85,IF(#REF!=\"Pumped_Storage\",#REF!*0.5,IF(#REF!=\"CCS\",#REF!*0.85,IF(#REF!=\"OCGT\",#REF!*0,IF(#REF!=\"\",0,#REF!*I$627))))))))","v":{"$error":"#REF!"}},{"$f":"IF(#REF!=\"Interconnector\",#REF!*1,IF(#REF!=\"Wind\",#REF!*0.7,IF(#REF!=\"Marine\",#REF!*0.7,IF(#REF!=\"Nuclear\",#REF!*0.85,IF(#REF!=\"Pumped_Storage\",#REF!*0.5,IF(#REF!=\"CCS\",#REF!*0.85,IF(#REF!=\"OCGT\",#REF!*0,IF(#REF!=\"\",0,#REF!*J$627))))))))","v":{"$error":"#REF!"}},{"$f":"IF(#REF!=\"Interconnector\",#REF!*1,IF(#REF!=\"Wind\",#REF!*0.7,IF(#REF!=\"Marine\",#REF!*0.7,IF(#REF!=\"Nuclear\",#REF!*0.85,IF(#REF!=\"Pumped_Storage\",#REF!*0.5,IF(#REF!=\"CCS\",#REF!*0.85,IF(#REF!=\"OCGT\",#REF!*0,IF(#REF!=\"\",0,#REF!*K$627))))))))","v":{"$error":"#REF!"}},{"$f":"IF(#REF!=\"Interconnector\",#REF!*1,IF(#REF!=\"Wind\",#REF!*0.7,IF(#REF!=\"Marine\",#REF!*0.7,IF(#REF!=\"Nuclear\",#REF!*0.85,IF(#REF!=\"Pumped_Storage\",#REF!*0.5,IF(#REF!=\"CCS\",#REF!*0.85,IF(#REF!=\"OCGT\",#REF!*0,IF(#REF!=\"\",0,#REF!*L$627))))))))","v":{"$error":"#REF!"}},{"$f":"IF(#REF!=\"Interconnector\",#REF!*1,IF(#REF!=\"Wind\",#REF!*0.7,IF(#REF!=\"Marine\",#REF!*0.7,IF(#REF!=\"Nuclear\",#REF!*0.85,IF(#REF!=\"Pumped_Storage\",#REF!*0.5,IF(#REF!=\"CCS\",#REF!*0.85,IF(#REF!=\"OCGT\",#REF!*0,IF(#REF!=\"\",0,#REF!*M$627))))))))","v":{"$error":"#REF!"}},{"$f":"IF(#REF!=\"Interconnector\",#REF!*1,IF(#REF!=\"Wind\",#REF!*0.7,IF(#REF!=\"Marine\",#REF!*0.7,IF(#REF!=\"Nuclear\",#REF!*0.85,IF(#REF!=\"Pumped_Storage\",#REF!*0.5,IF(#REF!=\"CCS\",#REF!*0.85,IF(#REF!=\"OCGT\",#REF!*0,IF(#REF!=\"\",0,#REF!*N$627))))))))","v":{"$error":"#REF!"}},{"$f":"IF(#REF!=\"Interconnector\",#REF!*1,IF(#REF!=\"Wind\",#REF!*0.7,IF(#REF!=\"Marine\",#REF!*0.7,IF(#REF!=\"Nuclear\",#REF!*0.85,IF(#REF!=\"Pumped_Storage\",#REF!*0.5,IF(#REF!=\"CCS\",#REF!*0.85,IF(#REF!=\"OCGT\",#REF!*0,IF(#REF!=\"\",0,#REF!*O$627))))))))","v":{"$error":"#REF!"}}]
[{"$f":"#REF!","v":{"$error":"#REF!"}},{"$f":"#REF!","v":{"$error":"#REF!"}},{"$f":"#REF!","v":{"$error":"#REF!"}},{"$f":"#REF!","v":{"$error":"#REF!"}},{"$f":"IF(#REF!=\"Interconnector\",#REF!*1,IF(#REF!=\"Wind\",#REF!*0.7,IF(#REF!=\"Marine\",#REF!*0.7,IF(#REF!=\"Nuclear\",#REF!*0.85,IF(#REF!=\"Pumped_Storage\",#REF!*0.5,IF(#REF!=\"CCS\",#REF!*0.85,IF(#REF!=\"OCGT\",#REF!*0,IF(#REF!=\"\",0,#REF!*E$627))))))))","v":{"$error":"#REF!"}},{"$f":"IF(#REF!=\"Interconnector\",#REF!*1,IF(#REF!=\"Wind\",#REF!*0.7,IF(#REF!=\"Marine\",#REF!*0.7,IF(#REF!=\"Nuclear\",#REF!*0.85,IF(#REF!=\"Pumped_Storage\",#REF!*0.5,IF(#REF!=\"CCS\",#REF!*0.85,IF(#REF!=\"OCGT\",#REF!*0,IF(#REF!=\"\",0,#REF!*F$627))))))))","v":{"$error":"#REF!"}},{"$f":"IF(#REF!=\"Interconnector\",#REF!*1,IF(#REF!=\"Wind\",#REF!*0.7,IF(#REF!=\"Marine\",#REF!*0.7,IF(#REF!=\"Nuclear\",#REF!*0.85,IF(#REF!=\"Pumped_Storage\",#REF!*0.5,IF(#REF!=\"CCS\",#REF!*0.85,IF(#REF!=\"OCGT\",#REF!*0,IF(#REF!=\"\",0,#REF!*G$627))))))))","v":{"$error":"#REF!"}},{"$f":"IF(#REF!=\"Interconnector\",#REF!*1,IF(#REF!=\"Wind\",#REF!*0.7,IF(#REF!=\"Marine\",#REF!*0.7,IF(#REF!=\"Nuclear\",#REF!*0.85,IF(#REF!=\"Pumped_Storage\",#REF!*0.5,IF(#REF!=\"CCS\",#REF!*0.85,IF(#REF!=\"OCGT\",#REF!*0,IF(#REF!=\"\",0,#REF!*H$627))))))))","v":{"$error":"#REF!"}},{"$f":"IF(#REF!=\"Interconnector\",#REF!*1,IF(#REF!=\"Wind\",#REF!*0.7,IF(#REF!=\"Marine\",#REF!*0.7,IF(#REF!=\"Nuclear\",#REF!*0.85,IF(#REF!=\"Pumped_Storage\",#REF!*0.5,IF(#REF!=\"CCS\",#REF!*0.85,IF(#REF!=\"OCGT\",#REF!*0,IF(#REF!=\"\",0,#REF!*I$627))))))))","v":{"$error":"#REF!"}},{"$f":"IF(#REF!=\"Interconnector\",#REF!*1,IF(#REF!=\"Wind\",#REF!*0.7,IF(#REF!=\"Marine\",#REF!*0.7,IF(#REF!=\"Nuclear\",#REF!*0.85,IF(#REF!=\"Pumped_Storage\",#REF!*0.5,IF(#REF!=\"CCS\",#REF!*0.85,IF(#REF!=\"OCGT\",#REF!*0,IF(#REF!=\"\",0,#REF!*J$627))))))))","v":{"$error":"#REF!"}},{"$f":"IF(#REF!=\"Interconnector\",#REF!*1,IF(#REF!=\"Wind\",#REF!*0.7,IF(#REF!=\"Marine\",#REF!*0.7,IF(#REF!=\"Nuclear\",#REF!*0.85,IF(#REF!=\"Pumped_Storage\",#REF!*0.5,IF(#REF!=\"CCS\",#REF!*0.85,IF(#REF!=\"OCGT\",#REF!*0,IF(#REF!=\"\",0,#REF!*K$627))))))))","v":{"$error":"#REF!"}},{"$f":"IF(#REF!=\"Interconnector\",#REF!*1,IF(#REF!=\"Wind\",#REF!*0.7,IF(#REF!=\"Marine\",#REF!*0.7,IF(#REF!=\"Nuclear\",#REF!*0.85,IF(#REF!=\"Pumped_Storage\",#REF!*0.5,IF(#REF!=\"CCS\",#REF!*0.85,IF(#REF!=\"OCGT\",#REF!*0,IF(#REF!=\"\",0,#REF!*L$627))))))))","v":{"$error":"#REF!"}},{"$f":"IF(#REF!=\"Interconnector\",#REF!*1,IF(#REF!=\"Wind\",#REF!*0.7,IF(#REF!=\"Marine\",#REF!*0.7,IF(#REF!=\"Nuclear\",#REF!*0.85,IF(#REF!=\"Pumped_Storage\",#REF!*0.5,IF(#REF!=\"CCS\",#REF!*0.85,IF(#REF!=\"OCGT\",#REF!*0,IF(#REF!=\"\",0,#REF!*M$627))))))))","v":{"$error":"#REF!"}},{"$f":"IF(#REF!=\"Interconnector\",#REF!*1,IF(#REF!=\"Wind\",#REF!*0.7,IF(#REF!=\"Marine\",#REF!*0.7,IF(#REF!=\"Nuclear\",#REF!*0.85,IF(#REF!=\"Pumped_Storage\",#REF!*0.5,IF(#REF!=\"CCS\",#REF!*0.85,IF(#REF!=\"OCGT\",#REF!*0,IF(#REF!=\"\",0,#REF!*N$627))))))))","v":{"$error":"#REF!"}},{"$f":"IF(#REF!=\"Interconnector\",#REF!*1,IF(#REF!=\"Wind\",#REF!*0.7,IF(#REF!=\"Marine\",#REF!*0.7,IF(#REF!=\"Nuclear\",#REF!*0.85,IF(#REF!=\"Pumped_Storage\",#REF!*0.5,IF(#REF!=\"CCS\",#REF!*0.85,IF(#REF!=\"OCGT\",#REF!*0,IF(#REF!=\"\",0,#REF!*O$627))))))))","v":{"$error":"#REF!"}}]
[{"$f":"#REF!","v":{"$error":"#REF!"}},{"$f":"#REF!","v":{"$error":"#REF!"}},{"$f":"#REF!","v":{"$error":"#REF!"}},{"$f":"#REF!","v":{"$error":"#REF!"}},{"$f":"IF(#REF!=\"Interconnector\",#REF!*1,IF(#REF!=\"Wind\",#REF!*0.7,IF(#REF!=\"Marine\",#REF!*0.7,IF(#REF!=\"Nuclear\",#REF!*0.85,IF(#REF!=\"Pumped_Storage\",#REF!*0.5,IF(#REF!=\"CCS\",#REF!*0.85,IF(#REF!=\"OCGT\",#REF!*0,IF(#REF!=\"\",0,#REF!*E$627))))))))","v":{"$error":"#REF!"}},{"$f":"IF(#REF!=\"Interconnector\",#REF!*1,IF(#REF!=\"Wind\",#REF!*0.7,IF(#REF!=\"Marine\",#REF!*0.7,IF(#REF!=\"Nuclear\",#REF!*0.85,IF(#REF!=\"Pumped_Storage\",#REF!*0.5,IF(#REF!=\"CCS\",#REF!*0.85,IF(#REF!=\"OCGT\",#REF!*0,IF(#REF!=\"\",0,#REF!*F$627))))))))","v":{"$error":"#REF!"}},{"$f":"IF(#REF!=\"Interconnector\",#REF!*1,IF(#REF!=\"Wind\",#REF!*0.7,IF(#REF!=\"Marine\",#REF!*0.7,IF(#REF!=\"Nuclear\",#REF!*0.85,IF(#REF!=\"Pumped_Storage\",#REF!*0.5,IF(#REF!=\"CCS\",#REF!*0.85,IF(#REF!=\"OCGT\",#REF!*0,IF(#REF!=\"\",0,#REF!*G$627))))))))","v":{"$error":"#REF!"}},{"$f":"IF(#REF!=\"Interconnector\",#REF!*1,IF(#REF!=\"Wind\",#REF!*0.7,IF(#REF!=\"Marine\",#REF!*0.7,IF(#REF!=\"Nuclear\",#REF!*0.85,IF(#REF!=\"Pumped_Storage\",#REF!*0.5,IF(#REF!=\"CCS\",#REF!*0.85,IF(#REF!=\"OCGT\",#REF!*0,IF(#REF!=\"\",0,#REF!*H$627))))))))","v":{"$error":"#REF!"}},{"$f":"IF(#REF!=\"Interconnector\",#REF!*1,IF(#REF!=\"Wind\",#REF!*0.7,IF(#REF!=\"Marine\",#REF!*0.7,IF(#REF!=\"Nuclear\",#REF!*0.85,IF(#REF!=\"Pumped_Storage\",#REF!*0.5,IF(#REF!=\"CCS\",#REF!*0.85,IF(#REF!=\"OCGT\",#REF!*0,IF(#REF!=\"\",0,#REF!*I$627))))))))","v":{"$error":"#REF!"}},{"$f":"IF(#REF!=\"Interconnector\",#REF!*1,IF(#REF!=\"Wind\",#REF!*0.7,IF(#REF!=\"Marine\",#REF!*0.7,IF(#REF!=\"Nuclear\",#REF!*0.85,IF(#REF!=\"Pumped_Storage\",#REF!*0.5,IF(#REF!=\"CCS\",#REF!*0.85,IF(#REF!=\"OCGT\",#REF!*0,IF(#REF!=\"\",0,#REF!*J$627))))))))","v":{"$error":"#REF!"}},{"$f":"IF(#REF!=\"Interconnector\",#REF!*1,IF(#REF!=\"Wind\",#REF!*0.7,IF(#REF!=\"Marine\",#REF!*0.7,IF(#REF!=\"Nuclear\",#REF!*0.85,IF(#REF!=\"Pumped_Storage\",#REF!*0.5,IF(#REF!=\"CCS\",#REF!*0.85,IF(#REF!=\"OCGT\",#REF!*0,IF(#REF!=\"\",0,#REF!*K$627))))))))","v":{"$error":"#REF!"}},{"$f":"IF(#REF!=\"Interconnector\",#REF!*1,IF(#REF!=\"Wind\",#REF!*0.7,IF(#REF!=\"Marine\",#REF!*0.7,IF(#REF!=\"Nuclear\",#REF!*0.85,IF(#REF!=\"Pumped_Storage\",#REF!*0.5,IF(#REF!=\"CCS\",#REF!*0.85,IF(#REF!=\"OCGT\",#REF!*0,IF(#REF!=\"\",0,#REF!*L$627))))))))","v":{"$error":"#REF!"}},{"$f":"IF(#REF!=\"Interconnector\",#REF!*1,IF(#REF!=\"Wind\",#REF!*0.7,IF(#REF!=\"Marine\",#REF!*0.7,IF(#REF!=\"Nuclear\",#REF!*0.85,IF(#REF!=\"Pumped_Storage\",#REF!*0.5,IF(#REF!=\"CCS\",#REF!*0.85,IF(#REF!=\"OCGT\",#REF!*0,IF(#REF!=\"\",0,#REF!*M$627))))))))","v":{"$error":"#REF!"}},{"$f":"IF(#REF!=\"Interconnector\",#REF!*1,IF(#REF!=\"Wind\",#REF!*0.7,IF(#REF!=\"Marine\",#REF!*0.7,IF(#REF!=\"Nuclear\",#REF!*0.85,IF(#REF!=\"Pumped_Storage\",#REF!*0.5,IF(#REF!=\"CCS\",#REF!*0.85,IF(#REF!=\"OCGT\",#REF!*0,IF(#REF!=\"\",0,#REF!*N$627))))))))","v":{"$error":"#REF!"}},{"$f":"IF(#REF!=\"Interconnector\",#REF!*1,IF(#REF!=\"Wind\",#REF!*0.7,IF(#REF!=\"Marine\",#REF!*0.7,IF(#REF!=\"Nuclear\",#REF!*0.85,IF(#REF!=\"Pumped_Storage\",#REF!*0.5,IF(#REF!=\"CCS\",#REF!*0.85,IF(#REF!=\"OCGT\",#REF!*0,IF(#REF!=\"\",0,#REF!*O$627))))))))","v":{"$error":"#REF!"}}]
[{"$f":"#REF!","v":{"$error":"#REF!"}},{"$f":"#REF!","v":{"$error":"#REF!"}},{"$f":"#REF!","v":{"$error":"#REF!"}},{"$f":"#REF!","v":{"$error":"#REF!"}},{"$f":"IF(#REF!=\"Interconnector\",#REF!*1,IF(#REF!=\"Wind\",#REF!*0.7,IF(#REF!=\"Marine\",#REF!*0.7,IF(#REF!=\"Nuclear\",#REF!*0.85,IF(#REF!=\"Pumped_Storage\",#REF!*0.5,IF(#REF!=\"CCS\",#REF!*0.85,IF(#REF!=\"OCGT\",#REF!*0,IF(#REF!=\"\",0,#REF!*E$627))))))))","v":{"$error":"#REF!"}},{"$f":"IF(#REF!=\"Interconnector\",#REF!*1,IF(#REF!=\"Wind\",#REF!*0.7,IF(#REF!=\"Marine\",#REF!*0.7,IF(#REF!=\"Nuclear\",#REF!*0.85,IF(#REF!=\"Pumped_Storage\",#REF!*0.5,IF(#REF!=\"CCS\",#REF!*0.85,IF(#REF!=\"OCGT\",#REF!*0,IF(#REF!=\"\",0,#REF!*F$627))))))))","v":{"$error":"#REF!"}},{"$f":"IF(#REF!=\"Interconnector\",#REF!*1,IF(#REF!=\"Wind\",#REF!*0.7,IF(#REF!=\"Marine\",#REF!*0.7,IF(#REF!=\"Nuclear\",#REF!*0.85,IF(#REF!=\"Pumped_Storage\",#REF!*0.5,IF(#REF!=\"CCS\",#REF!*0.85,IF(#REF!=\"OCGT\",#REF!*0,IF(#REF!=\"\",0,#REF!*G$627))))))))","v":{"$error":"#REF!"}},{"$f":"IF(#REF!=\"Interconnector\",#REF!*1,IF(#REF!=\"Wind\",#REF!*0.7,IF(#REF!=\"Marine\",#REF!*0.7,IF(#REF!=\"Nuclear\",#REF!*0.85,IF(#REF!=\"Pumped_Storage\",#REF!*0.5,IF(#REF!=\"CCS\",#REF!*0.85,IF(#REF!=\"OCGT\",#REF!*0,IF(#REF!=\"\",0,#REF!*H$627))))))))","v":{"$error":"#REF!"}},{"$f":"IF(#REF!=\"Interconnector\",#REF!*1,IF(#REF!=\"Wind\",#REF!*0.7,IF(#REF!=\"Marine\",#REF!*0.7,IF(#REF!=\"Nuclear\",#REF!*0.85,IF(#REF!=\"Pumped_Storage\",#REF!*0.5,IF(#REF!=\"CCS\",#REF!*0.85,IF(#REF!=\"OCGT\",#REF!*0,IF(#REF!=\"\",0,#REF!*I$627))))))))","v":{"$error":"#REF!"}},{"$f":"IF(#REF!=\"Interconnector\",#REF!*1,IF(#REF!=\"Wind\",#REF!*0.7,IF(#REF!=\"Marine\",#REF!*0.7,IF(#REF!=\"Nuclear\",#REF!*0.85,IF(#REF!=\"Pumped_Storage\",#REF!*0.5,IF(#REF!=\"CCS\",#REF!*0.85,IF(#REF!=\"OCGT\",#REF!*0,IF(#REF!=\"\",0,#REF!*J$627))))))))","v":{"$error":"#REF!"}},{"$f":"IF(#REF!=\"Interconnector\",#REF!*1,IF(#REF!=\"Wind\",#REF!*0.7,IF(#REF!=\"Marine\",#REF!*0.7,IF(#REF!=\"Nuclear\",#REF!*0.85,IF(#REF!=\"Pumped_Storage\",#REF!*0.5,IF(#REF!=\"CCS\",#REF!*0.85,IF(#REF!=\"OCGT\",#REF!*0,IF(#REF!=\"\",0,#REF!*K$627))))))))","v":{"$error":"#REF!"}},{"$f":"IF(#REF!=\"Interconnector\",#REF!*1,IF(#REF!=\"Wind\",#REF!*0.7,IF(#REF!=\"Marine\",#REF!*0.7,IF(#REF!=\"Nuclear\",#REF!*0.85,IF(#REF!=\"Pumped_Storage\",#REF!*0.5,IF(#REF!=\"CCS\",#REF!*0.85,IF(#REF!=\"OCGT\",#REF!*0,IF(#REF!=\"\",0,#REF!*L$627))))))))","v":{"$error":"#REF!"}},{"$f":"IF(#REF!=\"Interconnector\",#REF!*1,IF(#REF!=\"Wind\",#REF!*0.7,IF(#REF!=\"Marine\",#REF!*0.7,IF(#REF!=\"Nuclear\",#REF!*0.85,IF(#REF!=\"Pumped_Storage\",#REF!*0.5,IF(#REF!=\"CCS\",#REF!*0.85,IF(#REF!=\"OCGT\",#REF!*0,IF(#REF!=\"\",0,#REF!*M$627))))))))","v":{"$error":"#REF!"}},{"$f":"IF(#REF!=\"Interconnector\",#REF!*1,IF(#REF!=\"Wind\",#REF!*0.7,IF(#REF!=\"Marine\",#REF!*0.7,IF(#REF!=\"Nuclear\",#REF!*0.85,IF(#REF!=\"Pumped_Storage\",#REF!*0.5,IF(#REF!=\"CCS\",#REF!*0.85,IF(#REF!=\"OCGT\",#REF!*0,IF(#REF!=\"\",0,#REF!*N$627))))))))","v":{"$error":"#REF!"}},{"$f":"IF(#REF!=\"Interconnector\",#REF!*1,IF(#REF!=\"Wind\",#REF!*0.7,IF(#REF!=\"Marine\",#REF!*0.7,IF(#REF!=\"Nuclear\",#REF!*0.85,IF(#REF!=\"Pumped_Storage\",#REF!*0.5,IF(#REF!=\"CCS\",#REF!*0.85,IF(#REF!=\"OCGT\",#REF!*0,IF(#REF!=\"\",0,#REF!*O$627))))))))","v":{"$error":"#REF!"}}]
[{"$f":"#REF!","v":{"$error":"#REF!"}},{"$f":"#REF!","v":{"$error":"#REF!"}},{"$f":"#REF!","v":{"$error":"#REF!"}},{"$f":"#REF!","v":{"$error":"#REF!"}},{"$f":"IF(#REF!=\"Interconnector\",#REF!*1,IF(#REF!=\"Wind\",#REF!*0.7,IF(#REF!=\"Marine\",#REF!*0.7,IF(#REF!=\"Nuclear\",#REF!*0.85,IF(#REF!=\"Pumped_Storage\",#REF!*0.5,IF(#REF!=\"CCS\",#REF!*0.85,IF(#REF!=\"OCGT\",#REF!*0,IF(#REF!=\"\",0,#REF!*E$627))))))))","v":{"$error":"#REF!"}},{"$f":"IF(#REF!=\"Interconnector\",#REF!*1,IF(#REF!=\"Wind\",#REF!*0.7,IF(#REF!=\"Marine\",#REF!*0.7,IF(#REF!=\"Nuclear\",#REF!*0.85,IF(#REF!=\"Pumped_Storage\",#REF!*0.5,IF(#REF!=\"CCS\",#REF!*0.85,IF(#REF!=\"OCGT\",#REF!*0,IF(#REF!=\"\",0,#REF!*F$627))))))))","v":{"$error":"#REF!"}},{"$f":"IF(#REF!=\"Interconnector\",#REF!*1,IF(#REF!=\"Wind\",#REF!*0.7,IF(#REF!=\"Marine\",#REF!*0.7,IF(#REF!=\"Nuclear\",#REF!*0.85,IF(#REF!=\"Pumped_Storage\",#REF!*0.5,IF(#REF!=\"CCS\",#REF!*0.85,IF(#REF!=\"OCGT\",#REF!*0,IF(#REF!=\"\",0,#REF!*G$627))))))))","v":{"$error":"#REF!"}},{"$f":"IF(#REF!=\"Interconnector\",#REF!*1,IF(#REF!=\"Wind\",#REF!*0.7,IF(#REF!=\"Marine\",#REF!*0.7,IF(#REF!=\"Nuclear\",#REF!*0.85,IF(#REF!=\"Pumped_Storage\",#REF!*0.5,IF(#REF!=\"CCS\",#REF!*0.85,IF(#REF!=\"OCGT\",#REF!*0,IF(#REF!=\"\",0,#REF!*H$627))))))))","v":{"$error":"#REF!"}},{"$f":"IF(#REF!=\"Interconnector\",#REF!*1,IF(#REF!=\"Wind\",#REF!*0.7,IF(#REF!=\"Marine\",#REF!*0.7,IF(#REF!=\"Nuclear\",#REF!*0.85,IF(#REF!=\"Pumped_Storage\",#REF!*0.5,IF(#REF!=\"CCS\",#REF!*0.85,IF(#REF!=\"OCGT\",#REF!*0,IF(#REF!=\"\",0,#REF!*I$627))))))))","v":{"$error":"#REF!"}},{"$f":"IF(#REF!=\"Interconnector\",#REF!*1,IF(#REF!=\"Wind\",#REF!*0.7,IF(#REF!=\"Marine\",#REF!*0.7,IF(#REF!=\"Nuclear\",#REF!*0.85,IF(#REF!=\"Pumped_Storage\",#REF!*0.5,IF(#REF!=\"CCS\",#REF!*0.85,IF(#REF!=\"OCGT\",#REF!*0,IF(#REF!=\"\",0,#REF!*J$627))))))))","v":{"$error":"#REF!"}},{"$f":"IF(#REF!=\"Interconnector\",#REF!*1,IF(#REF!=\"Wind\",#REF!*0.7,IF(#REF!=\"Marine\",#REF!*0.7,IF(#REF!=\"Nuclear\",#REF!*0.85,IF(#REF!=\"Pumped_Storage\",#REF!*0.5,IF(#REF!=\"CCS\",#REF!*0.85,IF(#REF!=\"OCGT\",#REF!*0,IF(#REF!=\"\",0,#REF!*K$627))))))))","v":{"$error":"#REF!"}},{"$f":"IF(#REF!=\"Interconnector\",#REF!*1,IF(#REF!=\"Wind\",#REF!*0.7,IF(#REF!=\"Marine\",#REF!*0.7,IF(#REF!=\"Nuclear\",#REF!*0.85,IF(#REF!=\"Pumped_Storage\",#REF!*0.5,IF(#REF!=\"CCS\",#REF!*0.85,IF(#REF!=\"OCGT\",#REF!*0,IF(#REF!=\"\",0,#REF!*L$627))))))))","v":{"$error":"#REF!"}},{"$f":"IF(#REF!=\"Interconnector\",#REF!*1,IF(#REF!=\"Wind\",#REF!*0.7,IF(#REF!=\"Marine\",#REF!*0.7,IF(#REF!=\"Nuclear\",#REF!*0.85,IF(#REF!=\"Pumped_Storage\",#REF!*0.5,IF(#REF!=\"CCS\",#REF!*0.85,IF(#REF!=\"OCGT\",#REF!*0,IF(#REF!=\"\",0,#REF!*M$627))))))))","v":{"$error":"#REF!"}},{"$f":"IF(#REF!=\"Interconnector\",#REF!*1,IF(#REF!=\"Wind\",#REF!*0.7,IF(#REF!=\"Marine\",#REF!*0.7,IF(#REF!=\"Nuclear\",#REF!*0.85,IF(#REF!=\"Pumped_Storage\",#REF!*0.5,IF(#REF!=\"CCS\",#REF!*0.85,IF(#REF!=\"OCGT\",#REF!*0,IF(#REF!=\"\",0,#REF!*N$627))))))))","v":{"$error":"#REF!"}},{"$f":"IF(#REF!=\"Interconnector\",#REF!*1,IF(#REF!=\"Wind\",#REF!*0.7,IF(#REF!=\"Marine\",#REF!*0.7,IF(#REF!=\"Nuclear\",#REF!*0.85,IF(#REF!=\"Pumped_Storage\",#REF!*0.5,IF(#REF!=\"CCS\",#REF!*0.85,IF(#REF!=\"OCGT\",#REF!*0,IF(#REF!=\"\",0,#REF!*O$627))))))))","v":{"$error":"#REF!"}}]
[{"$f":"#REF!","v":{"$error":"#REF!"}},{"$f":"#REF!","v":{"$error":"#REF!"}},{"$f":"#REF!","v":{"$error":"#REF!"}},{"$f":"#REF!","v":{"$error":"#REF!"}},{"$f":"IF(#REF!=\"Interconnector\",#REF!*1,IF(#REF!=\"Wind\",#REF!*0.7,IF(#REF!=\"Marine\",#REF!*0.7,IF(#REF!=\"Nuclear\",#REF!*0.85,IF(#REF!=\"Pumped_Storage\",#REF!*0.5,IF(#REF!=\"CCS\",#REF!*0.85,IF(#REF!=\"OCGT\",#REF!*0,IF(#REF!=\"\",0,#REF!*E$627))))))))","v":{"$error":"#REF!"}},{"$f":"IF(#REF!=\"Interconnector\",#REF!*1,IF(#REF!=\"Wind\",#REF!*0.7,IF(#REF!=\"Marine\",#REF!*0.7,IF(#REF!=\"Nuclear\",#REF!*0.85,IF(#REF!=\"Pumped_Storage\",#REF!*0.5,IF(#REF!=\"CCS\",#REF!*0.85,IF(#REF!=\"OCGT\",#REF!*0,IF(#REF!=\"\",0,#REF!*F$627))))))))","v":{"$error":"#REF!"}},{"$f":"IF(#REF!=\"Interconnector\",#REF!*1,IF(#REF!=\"Wind\",#REF!*0.7,IF(#REF!=\"Marine\",#REF!*0.7,IF(#REF!=\"Nuclear\",#REF!*0.85,IF(#REF!=\"Pumped_Storage\",#REF!*0.5,IF(#REF!=\"CCS\",#REF!*0.85,IF(#REF!=\"OCGT\",#REF!*0,IF(#REF!=\"\",0,#REF!*G$627))))))))","v":{"$error":"#REF!"}},{"$f":"IF(#REF!=\"Interconnector\",#REF!*1,IF(#REF!=\"Wind\",#REF!*0.7,IF(#REF!=\"Marine\",#REF!*0.7,IF(#REF!=\"Nuclear\",#REF!*0.85,IF(#REF!=\"Pumped_Storage\",#REF!*0.5,IF(#REF!=\"CCS\",#REF!*0.85,IF(#REF!=\"OCGT\",#REF!*0,IF(#REF!=\"\",0,#REF!*H$627))))))))","v":{"$error":"#REF!"}},{"$f":"IF(#REF!=\"Interconnector\",#REF!*1,IF(#REF!=\"Wind\",#REF!*0.7,IF(#REF!=\"Marine\",#REF!*0.7,IF(#REF!=\"Nuclear\",#REF!*0.85,IF(#REF!=\"Pumped_Storage\",#REF!*0.5,IF(#REF!=\"CCS\",#REF!*0.85,IF(#REF!=\"OCGT\",#REF!*0,IF(#REF!=\"\",0,#REF!*I$627))))))))","v":{"$error":"#REF!"}},{"$f":"IF(#REF!=\"Interconnector\",#REF!*1,IF(#REF!=\"Wind\",#REF!*0.7,IF(#REF!=\"Marine\",#REF!*0.7,IF(#REF!=\"Nuclear\",#REF!*0.85,IF(#REF!=\"Pumped_Storage\",#REF!*0.5,IF(#REF!=\"CCS\",#REF!*0.85,IF(#REF!=\"OCGT\",#REF!*0,IF(#REF!=\"\",0,#REF!*J$627))))))))","v":{"$error":"#REF!"}},{"$f":"IF(#REF!=\"Interconnector\",#REF!*1,IF(#REF!=\"Wind\",#REF!*0.7,IF(#REF!=\"Marine\",#REF!*0.7,IF(#REF!=\"Nuclear\",#REF!*0.85,IF(#REF!=\"Pumped_Storage\",#REF!*0.5,IF(#REF!=\"CCS\",#REF!*0.85,IF(#REF!=\"OCGT\",#REF!*0,IF(#REF!=\"\",0,#REF!*K$627))))))))","v":{"$error":"#REF!"}},{"$f":"IF(#REF!=\"Interconnector\",#REF!*1,IF(#REF!=\"Wind\",#REF!*0.7,IF(#REF!=\"Marine\",#REF!*0.7,IF(#REF!=\"Nuclear\",#REF!*0.85,IF(#REF!=\"Pumped_Storage\",#REF!*0.5,IF(#REF!=\"CCS\",#REF!*0.85,IF(#REF!=\"OCGT\",#REF!*0,IF(#REF!=\"\",0,#REF!*L$627))))))))","v":{"$error":"#REF!"}},{"$f":"IF(#REF!=\"Interconnector\",#REF!*1,IF(#REF!=\"Wind\",#REF!*0.7,IF(#REF!=\"Marine\",#REF!*0.7,IF(#REF!=\"Nuclear\",#REF!*0.85,IF(#REF!=\"Pumped_Storage\",#REF!*0.5,IF(#REF!=\"CCS\",#REF!*0.85,IF(#REF!=\"OCGT\",#REF!*0,IF(#REF!=\"\",0,#REF!*M$627))))))))","v":{"$error":"#REF!"}},{"$f":"IF(#REF!=\"Interconnector\",#REF!*1,IF(#REF!=\"Wind\",#REF!*0.7,IF(#REF!=\"Marine\",#REF!*0.7,IF(#REF!=\"Nuclear\",#REF!*0.85,IF(#REF!=\"Pumped_Storage\",#REF!*0.5,IF(#REF!=\"CCS\",#REF!*0.85,IF(#REF!=\"OCGT\",#REF!*0,IF(#REF!=\"\",0,#REF!*N$627))))))))","v":{"$error":"#REF!"}},{"$f":"IF(#REF!=\"Interconnector\",#REF!*1,IF(#REF!=\"Wind\",#REF!*0.7,IF(#REF!=\"Marine\",#REF!*0.7,IF(#REF!=\"Nuclear\",#REF!*0.85,IF(#REF!=\"Pumped_Storage\",#REF!*0.5,IF(#REF!=\"CCS\",#REF!*0.85,IF(#REF!=\"OCGT\",#REF!*0,IF(#REF!=\"\",0,#REF!*O$627))))))))","v":{"$error":"#REF!"}}]
[{"$f":"#REF!","v":{"$error":"#REF!"}},{"$f":"#REF!","v":{"$error":"#REF!"}},{"$f":"#REF!","v":{"$error":"#REF!"}},{"$f":"#REF!","v":{"$error":"#REF!"}},{"$f":"IF(#REF!=\"Interconnector\",#REF!*1,IF(#REF!=\"Wind\",#REF!*0.7,IF(#REF!=\"Marine\",#REF!*0.7,IF(#REF!=\"Nuclear\",#REF!*0.85,IF(#REF!=\"Pumped_Storage\",#REF!*0.5,IF(#REF!=\"CCS\",#REF!*0.85,IF(#REF!=\"OCGT\",#REF!*0,IF(#REF!=\"\",0,#REF!*E$627))))))))","v":{"$error":"#REF!"}},{"$f":"IF(#REF!=\"Interconnector\",#REF!*1,IF(#REF!=\"Wind\",#REF!*0.7,IF(#REF!=\"Marine\",#REF!*0.7,IF(#REF!=\"Nuclear\",#REF!*0.85,IF(#REF!=\"Pumped_Storage\",#REF!*0.5,IF(#REF!=\"CCS\",#REF!*0.85,IF(#REF!=\"OCGT\",#REF!*0,IF(#REF!=\"\",0,#REF!*F$627))))))))","v":{"$error":"#REF!"}},{"$f":"IF(#REF!=\"Interconnector\",#REF!*1,IF(#REF!=\"Wind\",#REF!*0.7,IF(#REF!=\"Marine\",#REF!*0.7,IF(#REF!=\"Nuclear\",#REF!*0.85,IF(#REF!=\"Pumped_Storage\",#REF!*0.5,IF(#REF!=\"CCS\",#REF!*0.85,IF(#REF!=\"OCGT\",#REF!*0,IF(#REF!=\"\",0,#REF!*G$627))))))))","v":{"$error":"#REF!"}},{"$f":"IF(#REF!=\"Interconnector\",#REF!*1,IF(#REF!=\"Wind\",#REF!*0.7,IF(#REF!=\"Marine\",#REF!*0.7,IF(#REF!=\"Nuclear\",#REF!*0.85,IF(#REF!=\"Pumped_Storage\",#REF!*0.5,IF(#REF!=\"CCS\",#REF!*0.85,IF(#REF!=\"OCGT\",#REF!*0,IF(#REF!=\"\",0,#REF!*H$627))))))))","v":{"$error":"#REF!"}},{"$f":"IF(#REF!=\"Interconnector\",#REF!*1,IF(#REF!=\"Wind\",#REF!*0.7,IF(#REF!=\"Marine\",#REF!*0.7,IF(#REF!=\"Nuclear\",#REF!*0.85,IF(#REF!=\"Pumped_Storage\",#REF!*0.5,IF(#REF!=\"CCS\",#REF!*0.85,IF(#REF!=\"OCGT\",#REF!*0,IF(#REF!=\"\",0,#REF!*I$627))))))))","v":{"$error":"#REF!"}},{"$f":"IF(#REF!=\"Interconnector\",#REF!*1,IF(#REF!=\"Wind\",#REF!*0.7,IF(#REF!=\"Marine\",#REF!*0.7,IF(#REF!=\"Nuclear\",#REF!*0.85,IF(#REF!=\"Pumped_Storage\",#REF!*0.5,IF(#REF!=\"CCS\",#REF!*0.85,IF(#REF!=\"OCGT\",#REF!*0,IF(#REF!=\"\",0,#REF!*J$627))))))))","v":{"$error":"#REF!"}},{"$f":"IF(#REF!=\"Interconnector\",#REF!*1,IF(#REF!=\"Wind\",#REF!*0.7,IF(#REF!=\"Marine\",#REF!*0.7,IF(#REF!=\"Nuclear\",#REF!*0.85,IF(#REF!=\"Pumped_Storage\",#REF!*0.5,IF(#REF!=\"CCS\",#REF!*0.85,IF(#REF!=\"OCGT\",#REF!*0,IF(#REF!=\"\",0,#REF!*K$627))))))))","v":{"$error":"#REF!"}},{"$f":"IF(#REF!=\"Interconnector\",#REF!*1,IF(#REF!=\"Wind\",#REF!*0.7,IF(#REF!=\"Marine\",#REF!*0.7,IF(#REF!=\"Nuclear\",#REF!*0.85,IF(#REF!=\"Pumped_Storage\",#REF!*0.5,IF(#REF!=\"CCS\",#REF!*0.85,IF(#REF!=\"OCGT\",#REF!*0,IF(#REF!=\"\",0,#REF!*L$627))))))))","v":{"$error":"#REF!"}},{"$f":"IF(#REF!=\"Interconnector\",#REF!*1,IF(#REF!=\"Wind\",#REF!*0.7,IF(#REF!=\"Marine\",#REF!*0.7,IF(#REF!=\"Nuclear\",#REF!*0.85,IF(#REF!=\"Pumped_Storage\",#REF!*0.5,IF(#REF!=\"CCS\",#REF!*0.85,IF(#REF!=\"OCGT\",#REF!*0,IF(#REF!=\"\",0,#REF!*M$627))))))))","v":{"$error":"#REF!"}},{"$f":"IF(#REF!=\"Interconnector\",#REF!*1,IF(#REF!=\"Wind\",#REF!*0.7,IF(#REF!=\"Marine\",#REF!*0.7,IF(#REF!=\"Nuclear\",#REF!*0.85,IF(#REF!=\"Pumped_Storage\",#REF!*0.5,IF(#REF!=\"CCS\",#REF!*0.85,IF(#REF!=\"OCGT\",#REF!*0,IF(#REF!=\"\",0,#REF!*N$627))))))))","v":{"$error":"#REF!"}},{"$f":"IF(#REF!=\"Interconnector\",#REF!*1,IF(#REF!=\"Wind\",#REF!*0.7,IF(#REF!=\"Marine\",#REF!*0.7,IF(#REF!=\"Nuclear\",#REF!*0.85,IF(#REF!=\"Pumped_Storage\",#REF!*0.5,IF(#REF!=\"CCS\",#REF!*0.85,IF(#REF!=\"OCGT\",#REF!*0,IF(#REF!=\"\",0,#REF!*O$627))))))))","v":{"$error":"#REF!"}}]
[{"$f":"#REF!","v":{"$error":"#REF!"}},{"$f":"#REF!","v":{"$error":"#REF!"}},{"$f":"#REF!","v":{"$error":"#REF!"}},{"$f":"#REF!","v":{"$error":"#REF!"}},{"$f":"IF(#REF!=\"Interconnector\",#REF!*1,IF(#REF!=\"Wind\",#REF!*0.7,IF(#REF!=\"Marine\",#REF!*0.7,IF(#REF!=\"Nuclear\",#REF!*0.85,IF(#REF!=\"Pumped_Storage\",#REF!*0.5,IF(#REF!=\"CCS\",#REF!*0.85,IF(#REF!=\"OCGT\",#REF!*0,IF(#REF!=\"\",0,#REF!*E$627))))))))","v":{"$error":"#REF!"}},{"$f":"IF(#REF!=\"Interconnector\",#REF!*1,IF(#REF!=\"Wind\",#REF!*0.7,IF(#REF!=\"Marine\",#REF!*0.7,IF(#REF!=\"Nuclear\",#REF!*0.85,IF(#REF!=\"Pumped_Storage\",#REF!*0.5,IF(#REF!=\"CCS\",#REF!*0.85,IF(#REF!=\"OCGT\",#REF!*0,IF(#REF!=\"\",0,#REF!*F$627))))))))","v":{"$error":"#REF!"}},{"$f":"IF(#REF!=\"Interconnector\",#REF!*1,IF(#REF!=\"Wind\",#REF!*0.7,IF(#REF!=\"Marine\",#REF!*0.7,IF(#REF!=\"Nuclear\",#REF!*0.85,IF(#REF!=\"Pumped_Storage\",#REF!*0.5,IF(#REF!=\"CCS\",#REF!*0.85,IF(#REF!=\"OCGT\",#REF!*0,IF(#REF!=\"\",0,#REF!*G$627))))))))","v":{"$error":"#REF!"}},{"$f":"IF(#REF!=\"Interconnector\",#REF!*1,IF(#REF!=\"Wind\",#REF!*0.7,IF(#REF!=\"Marine\",#REF!*0.7,IF(#REF!=\"Nuclear\",#REF!*0.85,IF(#REF!=\"Pumped_Storage\",#REF!*0.5,IF(#REF!=\"CCS\",#REF!*0.85,IF(#REF!=\"OCGT\",#REF!*0,IF(#REF!=\"\",0,#REF!*H$627))))))))","v":{"$error":"#REF!"}},{"$f":"IF(#REF!=\"Interconnector\",#REF!*1,IF(#REF!=\"Wind\",#REF!*0.7,IF(#REF!=\"Marine\",#REF!*0.7,IF(#REF!=\"Nuclear\",#REF!*0.85,IF(#REF!=\"Pumped_Storage\",#REF!*0.5,IF(#REF!=\"CCS\",#REF!*0.85,IF(#REF!=\"OCGT\",#REF!*0,IF(#REF!=\"\",0,#REF!*I$627))))))))","v":{"$error":"#REF!"}},{"$f":"IF(#REF!=\"Interconnector\",#REF!*1,IF(#REF!=\"Wind\",#REF!*0.7,IF(#REF!=\"Marine\",#REF!*0.7,IF(#REF!=\"Nuclear\",#REF!*0.85,IF(#REF!=\"Pumped_Storage\",#REF!*0.5,IF(#REF!=\"CCS\",#REF!*0.85,IF(#REF!=\"OCGT\",#REF!*0,IF(#REF!=\"\",0,#REF!*J$627))))))))","v":{"$error":"#REF!"}},{"$f":"IF(#REF!=\"Interconnector\",#REF!*1,IF(#REF!=\"Wind\",#REF!*0.7,IF(#REF!=\"Marine\",#REF!*0.7,IF(#REF!=\"Nuclear\",#REF!*0.85,IF(#REF!=\"Pumped_Storage\",#REF!*0.5,IF(#REF!=\"CCS\",#REF!*0.85,IF(#REF!=\"OCGT\",#REF!*0,IF(#REF!=\"\",0,#REF!*K$627))))))))","v":{"$error":"#REF!"}},{"$f":"IF(#REF!=\"Interconnector\",#REF!*1,IF(#REF!=\"Wind\",#REF!*0.7,IF(#REF!=\"Marine\",#REF!*0.7,IF(#REF!=\"Nuclear\",#REF!*0.85,IF(#REF!=\"Pumped_Storage\",#REF!*0.5,IF(#REF!=\"CCS\",#REF!*0.85,IF(#REF!=\"OCGT\",#REF!*0,IF(#REF!=\"\",0,#REF!*L$627))))))))","v":{"$error":"#REF!"}},{"$f":"IF(#REF!=\"Interconnector\",#REF!*1,IF(#REF!=\"Wind\",#REF!*0.7,IF(#REF!=\"Marine\",#REF!*0.7,IF(#REF!=\"Nuclear\",#REF!*0.85,IF(#REF!=\"Pumped_Storage\",#REF!*0.5,IF(#REF!=\"CCS\",#REF!*0.85,IF(#REF!=\"OCGT\",#REF!*0,IF(#REF!=\"\",0,#REF!*M$627))))))))","v":{"$error":"#REF!"}},{"$f":"IF(#REF!=\"Interconnector\",#REF!*1,IF(#REF!=\"Wind\",#REF!*0.7,IF(#REF!=\"Marine\",#REF!*0.7,IF(#REF!=\"Nuclear\",#REF!*0.85,IF(#REF!=\"Pumped_Storage\",#REF!*0.5,IF(#REF!=\"CCS\",#REF!*0.85,IF(#REF!=\"OCGT\",#REF!*0,IF(#REF!=\"\",0,#REF!*N$627))))))))","v":{"$error":"#REF!"}},{"$f":"IF(#REF!=\"Interconnector\",#REF!*1,IF(#REF!=\"Wind\",#REF!*0.7,IF(#REF!=\"Marine\",#REF!*0.7,IF(#REF!=\"Nuclear\",#REF!*0.85,IF(#REF!=\"Pumped_Storage\",#REF!*0.5,IF(#REF!=\"CCS\",#REF!*0.85,IF(#REF!=\"OCGT\",#REF!*0,IF(#REF!=\"\",0,#REF!*O$627))))))))","v":{"$error":"#REF!"}}]
[{"$f":"#REF!","v":{"$error":"#REF!"}},{"$f":"#REF!","v":{"$error":"#REF!"}},{"$f":"#REF!","v":{"$error":"#REF!"}},{"$f":"#REF!","v":{"$error":"#REF!"}},{"$f":"IF(#REF!=\"Interconnector\",#REF!*1,IF(#REF!=\"Wind\",#REF!*0.7,IF(#REF!=\"Marine\",#REF!*0.7,IF(#REF!=\"Nuclear\",#REF!*0.85,IF(#REF!=\"Pumped_Storage\",#REF!*0.5,IF(#REF!=\"CCS\",#REF!*0.85,IF(#REF!=\"OCGT\",#REF!*0,IF(#REF!=\"\",0,#REF!*E$627))))))))","v":{"$error":"#REF!"}},{"$f":"IF(#REF!=\"Interconnector\",#REF!*1,IF(#REF!=\"Wind\",#REF!*0.7,IF(#REF!=\"Marine\",#REF!*0.7,IF(#REF!=\"Nuclear\",#REF!*0.85,IF(#REF!=\"Pumped_Storage\",#REF!*0.5,IF(#REF!=\"CCS\",#REF!*0.85,IF(#REF!=\"OCGT\",#REF!*0,IF(#REF!=\"\",0,#REF!*F$627))))))))","v":{"$error":"#REF!"}},{"$f":"IF(#REF!=\"Interconnector\",#REF!*1,IF(#REF!=\"Wind\",#REF!*0.7,IF(#REF!=\"Marine\",#REF!*0.7,IF(#REF!=\"Nuclear\",#REF!*0.85,IF(#REF!=\"Pumped_Storage\",#REF!*0.5,IF(#REF!=\"CCS\",#REF!*0.85,IF(#REF!=\"OCGT\",#REF!*0,IF(#REF!=\"\",0,#REF!*G$627))))))))","v":{"$error":"#REF!"}},{"$f":"IF(#REF!=\"Interconnector\",#REF!*1,IF(#REF!=\"Wind\",#REF!*0.7,IF(#REF!=\"Marine\",#REF!*0.7,IF(#REF!=\"Nuclear\",#REF!*0.85,IF(#REF!=\"Pumped_Storage\",#REF!*0.5,IF(#REF!=\"CCS\",#REF!*0.85,IF(#REF!=\"OCGT\",#REF!*0,IF(#REF!=\"\",0,#REF!*H$627))))))))","v":{"$error":"#REF!"}},{"$f":"IF(#REF!=\"Interconnector\",#REF!*1,IF(#REF!=\"Wind\",#REF!*0.7,IF(#REF!=\"Marine\",#REF!*0.7,IF(#REF!=\"Nuclear\",#REF!*0.85,IF(#REF!=\"Pumped_Storage\",#REF!*0.5,IF(#REF!=\"CCS\",#REF!*0.85,IF(#REF!=\"OCGT\",#REF!*0,IF(#REF!=\"\",0,#REF!*I$627))))))))","v":{"$error":"#REF!"}},{"$f":"IF(#REF!=\"Interconnector\",#REF!*1,IF(#REF!=\"Wind\",#REF!*0.7,IF(#REF!=\"Marine\",#REF!*0.7,IF(#REF!=\"Nuclear\",#REF!*0.85,IF(#REF!=\"Pumped_Storage\",#REF!*0.5,IF(#REF!=\"CCS\",#REF!*0.85,IF(#REF!=\"OCGT\",#REF!*0,IF(#REF!=\"\",0,#REF!*J$627))))))))","v":{"$error":"#REF!"}},{"$f":"IF(#REF!=\"Interconnector\",#REF!*1,IF(#REF!=\"Wind\",#REF!*0.7,IF(#REF!=\"Marine\",#REF!*0.7,IF(#REF!=\"Nuclear\",#REF!*0.85,IF(#REF!=\"Pumped_Storage\",#REF!*0.5,IF(#REF!=\"CCS\",#REF!*0.85,IF(#REF!=\"OCGT\",#REF!*0,IF(#REF!=\"\",0,#REF!*K$627))))))))","v":{"$error":"#REF!"}},{"$f":"IF(#REF!=\"Interconnector\",#REF!*1,IF(#REF!=\"Wind\",#REF!*0.7,IF(#REF!=\"Marine\",#REF!*0.7,IF(#REF!=\"Nuclear\",#REF!*0.85,IF(#REF!=\"Pumped_Storage\",#REF!*0.5,IF(#REF!=\"CCS\",#REF!*0.85,IF(#REF!=\"OCGT\",#REF!*0,IF(#REF!=\"\",0,#REF!*L$627))))))))","v":{"$error":"#REF!"}},{"$f":"IF(#REF!=\"Interconnector\",#REF!*1,IF(#REF!=\"Wind\",#REF!*0.7,IF(#REF!=\"Marine\",#REF!*0.7,IF(#REF!=\"Nuclear\",#REF!*0.85,IF(#REF!=\"Pumped_Storage\",#REF!*0.5,IF(#REF!=\"CCS\",#REF!*0.85,IF(#REF!=\"OCGT\",#REF!*0,IF(#REF!=\"\",0,#REF!*M$627))))))))","v":{"$error":"#REF!"}},{"$f":"IF(#REF!=\"Interconnector\",#REF!*1,IF(#REF!=\"Wind\",#REF!*0.7,IF(#REF!=\"Marine\",#REF!*0.7,IF(#REF!=\"Nuclear\",#REF!*0.85,IF(#REF!=\"Pumped_Storage\",#REF!*0.5,IF(#REF!=\"CCS\",#REF!*0.85,IF(#REF!=\"OCGT\",#REF!*0,IF(#REF!=\"\",0,#REF!*N$627))))))))","v":{"$error":"#REF!"}},{"$f":"IF(#REF!=\"Interconnector\",#REF!*1,IF(#REF!=\"Wind\",#REF!*0.7,IF(#REF!=\"Marine\",#REF!*0.7,IF(#REF!=\"Nuclear\",#REF!*0.85,IF(#REF!=\"Pumped_Storage\",#REF!*0.5,IF(#REF!=\"CCS\",#REF!*0.85,IF(#REF!=\"OCGT\",#REF!*0,IF(#REF!=\"\",0,#REF!*O$627))))))))","v":{"$error":"#REF!"}}]
[{"$f":"#REF!","v":{"$error":"#REF!"}},{"$f":"#REF!","v":{"$error":"#REF!"}},{"$f":"#REF!","v":{"$error":"#REF!"}},{"$f":"#REF!","v":{"$error":"#REF!"}},{"$f":"IF(#REF!=\"Interconnector\",#REF!*1,IF(#REF!=\"Wind\",#REF!*0.7,IF(#REF!=\"Marine\",#REF!*0.7,IF(#REF!=\"Nuclear\",#REF!*0.85,IF(#REF!=\"Pumped_Storage\",#REF!*0.5,IF(#REF!=\"CCS\",#REF!*0.85,IF(#REF!=\"OCGT\",#REF!*0,IF(#REF!=\"\",0,#REF!*E$627))))))))","v":{"$error":"#REF!"}},{"$f":"IF(#REF!=\"Interconnector\",#REF!*1,IF(#REF!=\"Wind\",#REF!*0.7,IF(#REF!=\"Marine\",#REF!*0.7,IF(#REF!=\"Nuclear\",#REF!*0.85,IF(#REF!=\"Pumped_Storage\",#REF!*0.5,IF(#REF!=\"CCS\",#REF!*0.85,IF(#REF!=\"OCGT\",#REF!*0,IF(#REF!=\"\",0,#REF!*F$627))))))))","v":{"$error":"#REF!"}},{"$f":"IF(#REF!=\"Interconnector\",#REF!*1,IF(#REF!=\"Wind\",#REF!*0.7,IF(#REF!=\"Marine\",#REF!*0.7,IF(#REF!=\"Nuclear\",#REF!*0.85,IF(#REF!=\"Pumped_Storage\",#REF!*0.5,IF(#REF!=\"CCS\",#REF!*0.85,IF(#REF!=\"OCGT\",#REF!*0,IF(#REF!=\"\",0,#REF!*G$627))))))))","v":{"$error":"#REF!"}},{"$f":"IF(#REF!=\"Interconnector\",#REF!*1,IF(#REF!=\"Wind\",#REF!*0.7,IF(#REF!=\"Marine\",#REF!*0.7,IF(#REF!=\"Nuclear\",#REF!*0.85,IF(#REF!=\"Pumped_Storage\",#REF!*0.5,IF(#REF!=\"CCS\",#REF!*0.85,IF(#REF!=\"OCGT\",#REF!*0,IF(#REF!=\"\",0,#REF!*H$627))))))))","v":{"$error":"#REF!"}},{"$f":"IF(#REF!=\"Interconnector\",#REF!*1,IF(#REF!=\"Wind\",#REF!*0.7,IF(#REF!=\"Marine\",#REF!*0.7,IF(#REF!=\"Nuclear\",#REF!*0.85,IF(#REF!=\"Pumped_Storage\",#REF!*0.5,IF(#REF!=\"CCS\",#REF!*0.85,IF(#REF!=\"OCGT\",#REF!*0,IF(#REF!=\"\",0,#REF!*I$627))))))))","v":{"$error":"#REF!"}},{"$f":"IF(#REF!=\"Interconnector\",#REF!*1,IF(#REF!=\"Wind\",#REF!*0.7,IF(#REF!=\"Marine\",#REF!*0.7,IF(#REF!=\"Nuclear\",#REF!*0.85,IF(#REF!=\"Pumped_Storage\",#REF!*0.5,IF(#REF!=\"CCS\",#REF!*0.85,IF(#REF!=\"OCGT\",#REF!*0,IF(#REF!=\"\",0,#REF!*J$627))))))))","v":{"$error":"#REF!"}},{"$f":"IF(#REF!=\"Interconnector\",#REF!*1,IF(#REF!=\"Wind\",#REF!*0.7,IF(#REF!=\"Marine\",#REF!*0.7,IF(#REF!=\"Nuclear\",#REF!*0.85,IF(#REF!=\"Pumped_Storage\",#REF!*0.5,IF(#REF!=\"CCS\",#REF!*0.85,IF(#REF!=\"OCGT\",#REF!*0,IF(#REF!=\"\",0,#REF!*K$627))))))))","v":{"$error":"#REF!"}},{"$f":"IF(#REF!=\"Interconnector\",#REF!*1,IF(#REF!=\"Wind\",#REF!*0.7,IF(#REF!=\"Marine\",#REF!*0.7,IF(#REF!=\"Nuclear\",#REF!*0.85,IF(#REF!=\"Pumped_Storage\",#REF!*0.5,IF(#REF!=\"CCS\",#REF!*0.85,IF(#REF!=\"OCGT\",#REF!*0,IF(#REF!=\"\",0,#REF!*L$627))))))))","v":{"$error":"#REF!"}},{"$f":"IF(#REF!=\"Interconnector\",#REF!*1,IF(#REF!=\"Wind\",#REF!*0.7,IF(#REF!=\"Marine\",#REF!*0.7,IF(#REF!=\"Nuclear\",#REF!*0.85,IF(#REF!=\"Pumped_Storage\",#REF!*0.5,IF(#REF!=\"CCS\",#REF!*0.85,IF(#REF!=\"OCGT\",#REF!*0,IF(#REF!=\"\",0,#REF!*M$627))))))))","v":{"$error":"#REF!"}},{"$f":"IF(#REF!=\"Interconnector\",#REF!*1,IF(#REF!=\"Wind\",#REF!*0.7,IF(#REF!=\"Marine\",#REF!*0.7,IF(#REF!=\"Nuclear\",#REF!*0.85,IF(#REF!=\"Pumped_Storage\",#REF!*0.5,IF(#REF!=\"CCS\",#REF!*0.85,IF(#REF!=\"OCGT\",#REF!*0,IF(#REF!=\"\",0,#REF!*N$627))))))))","v":{"$error":"#REF!"}},{"$f":"IF(#REF!=\"Interconnector\",#REF!*1,IF(#REF!=\"Wind\",#REF!*0.7,IF(#REF!=\"Marine\",#REF!*0.7,IF(#REF!=\"Nuclear\",#REF!*0.85,IF(#REF!=\"Pumped_Storage\",#REF!*0.5,IF(#REF!=\"CCS\",#REF!*0.85,IF(#REF!=\"OCGT\",#REF!*0,IF(#REF!=\"\",0,#REF!*O$627))))))))","v":{"$error":"#REF!"}}]
[{"$f":"#REF!","v":{"$error":"#REF!"}},{"$f":"#REF!","v":{"$error":"#REF!"}},{"$f":"#REF!","v":{"$error":"#REF!"}},{"$f":"#REF!","v":{"$error":"#REF!"}},{"$f":"IF(#REF!=\"Interconnector\",#REF!*1,IF(#REF!=\"Wind\",#REF!*0.7,IF(#REF!=\"Marine\",#REF!*0.7,IF(#REF!=\"Nuclear\",#REF!*0.85,IF(#REF!=\"Pumped_Storage\",#REF!*0.5,IF(#REF!=\"CCS\",#REF!*0.85,IF(#REF!=\"OCGT\",#REF!*0,IF(#REF!=\"\",0,#REF!*E$627))))))))","v":{"$error":"#REF!"}},{"$f":"IF(#REF!=\"Interconnector\",#REF!*1,IF(#REF!=\"Wind\",#REF!*0.7,IF(#REF!=\"Marine\",#REF!*0.7,IF(#REF!=\"Nuclear\",#REF!*0.85,IF(#REF!=\"Pumped_Storage\",#REF!*0.5,IF(#REF!=\"CCS\",#REF!*0.85,IF(#REF!=\"OCGT\",#REF!*0,IF(#REF!=\"\",0,#REF!*F$627))))))))","v":{"$error":"#REF!"}},{"$f":"IF(#REF!=\"Interconnector\",#REF!*1,IF(#REF!=\"Wind\",#REF!*0.7,IF(#REF!=\"Marine\",#REF!*0.7,IF(#REF!=\"Nuclear\",#REF!*0.85,IF(#REF!=\"Pumped_Storage\",#REF!*0.5,IF(#REF!=\"CCS\",#REF!*0.85,IF(#REF!=\"OCGT\",#REF!*0,IF(#REF!=\"\",0,#REF!*G$627))))))))","v":{"$error":"#REF!"}},{"$f":"IF(#REF!=\"Interconnector\",#REF!*1,IF(#REF!=\"Wind\",#REF!*0.7,IF(#REF!=\"Marine\",#REF!*0.7,IF(#REF!=\"Nuclear\",#REF!*0.85,IF(#REF!=\"Pumped_Storage\",#REF!*0.5,IF(#REF!=\"CCS\",#REF!*0.85,IF(#REF!=\"OCGT\",#REF!*0,IF(#REF!=\"\",0,#REF!*H$627))))))))","v":{"$error":"#REF!"}},{"$f":"IF(#REF!=\"Interconnector\",#REF!*1,IF(#REF!=\"Wind\",#REF!*0.7,IF(#REF!=\"Marine\",#REF!*0.7,IF(#REF!=\"Nuclear\",#REF!*0.85,IF(#REF!=\"Pumped_Storage\",#REF!*0.5,IF(#REF!=\"CCS\",#REF!*0.85,IF(#REF!=\"OCGT\",#REF!*0,IF(#REF!=\"\",0,#REF!*I$627))))))))","v":{"$error":"#REF!"}},{"$f":"IF(#REF!=\"Interconnector\",#REF!*1,IF(#REF!=\"Wind\",#REF!*0.7,IF(#REF!=\"Marine\",#REF!*0.7,IF(#REF!=\"Nuclear\",#REF!*0.85,IF(#REF!=\"Pumped_Storage\",#REF!*0.5,IF(#REF!=\"CCS\",#REF!*0.85,IF(#REF!=\"OCGT\",#REF!*0,IF(#REF!=\"\",0,#REF!*J$627))))))))","v":{"$error":"#REF!"}},{"$f":"IF(#REF!=\"Interconnector\",#REF!*1,IF(#REF!=\"Wind\",#REF!*0.7,IF(#REF!=\"Marine\",#REF!*0.7,IF(#REF!=\"Nuclear\",#REF!*0.85,IF(#REF!=\"Pumped_Storage\",#REF!*0.5,IF(#REF!=\"CCS\",#REF!*0.85,IF(#REF!=\"OCGT\",#REF!*0,IF(#REF!=\"\",0,#REF!*K$627))))))))","v":{"$error":"#REF!"}},{"$f":"IF(#REF!=\"Interconnector\",#REF!*1,IF(#REF!=\"Wind\",#REF!*0.7,IF(#REF!=\"Marine\",#REF!*0.7,IF(#REF!=\"Nuclear\",#REF!*0.85,IF(#REF!=\"Pumped_Storage\",#REF!*0.5,IF(#REF!=\"CCS\",#REF!*0.85,IF(#REF!=\"OCGT\",#REF!*0,IF(#REF!=\"\",0,#REF!*L$627))))))))","v":{"$error":"#REF!"}},{"$f":"IF(#REF!=\"Interconnector\",#REF!*1,IF(#REF!=\"Wind\",#REF!*0.7,IF(#REF!=\"Marine\",#REF!*0.7,IF(#REF!=\"Nuclear\",#REF!*0.85,IF(#REF!=\"Pumped_Storage\",#REF!*0.5,IF(#REF!=\"CCS\",#REF!*0.85,IF(#REF!=\"OCGT\",#REF!*0,IF(#REF!=\"\",0,#REF!*M$627))))))))","v":{"$error":"#REF!"}},{"$f":"IF(#REF!=\"Interconnector\",#REF!*1,IF(#REF!=\"Wind\",#REF!*0.7,IF(#REF!=\"Marine\",#REF!*0.7,IF(#REF!=\"Nuclear\",#REF!*0.85,IF(#REF!=\"Pumped_Storage\",#REF!*0.5,IF(#REF!=\"CCS\",#REF!*0.85,IF(#REF!=\"OCGT\",#REF!*0,IF(#REF!=\"\",0,#REF!*N$627))))))))","v":{"$error":"#REF!"}},{"$f":"IF(#REF!=\"Interconnector\",#REF!*1,IF(#REF!=\"Wind\",#REF!*0.7,IF(#REF!=\"Marine\",#REF!*0.7,IF(#REF!=\"Nuclear\",#REF!*0.85,IF(#REF!=\"Pumped_Storage\",#REF!*0.5,IF(#REF!=\"CCS\",#REF!*0.85,IF(#REF!=\"OCGT\",#REF!*0,IF(#REF!=\"\",0,#REF!*O$627))))))))","v":{"$error":"#REF!"}}]
[{"$f":"#REF!","v":{"$error":"#REF!"}},{"$f":"#REF!","v":{"$error":"#REF!"}},{"$f":"#REF!","v":{"$error":"#REF!"}},{"$f":"#REF!","v":{"$error":"#REF!"}},{"$f":"IF(#REF!=\"Interconnector\",#REF!*1,IF(#REF!=\"Wind\",#REF!*0.7,IF(#REF!=\"Marine\",#REF!*0.7,IF(#REF!=\"Nuclear\",#REF!*0.85,IF(#REF!=\"Pumped_Storage\",#REF!*0.5,IF(#REF!=\"CCS\",#REF!*0.85,IF(#REF!=\"OCGT\",#REF!*0,IF(#REF!=\"\",0,#REF!*E$627))))))))","v":{"$error":"#REF!"}},{"$f":"IF(#REF!=\"Interconnector\",#REF!*1,IF(#REF!=\"Wind\",#REF!*0.7,IF(#REF!=\"Marine\",#REF!*0.7,IF(#REF!=\"Nuclear\",#REF!*0.85,IF(#REF!=\"Pumped_Storage\",#REF!*0.5,IF(#REF!=\"CCS\",#REF!*0.85,IF(#REF!=\"OCGT\",#REF!*0,IF(#REF!=\"\",0,#REF!*F$627))))))))","v":{"$error":"#REF!"}},{"$f":"IF(#REF!=\"Interconnector\",#REF!*1,IF(#REF!=\"Wind\",#REF!*0.7,IF(#REF!=\"Marine\",#REF!*0.7,IF(#REF!=\"Nuclear\",#REF!*0.85,IF(#REF!=\"Pumped_Storage\",#REF!*0.5,IF(#REF!=\"CCS\",#REF!*0.85,IF(#REF!=\"OCGT\",#REF!*0,IF(#REF!=\"\",0,#REF!*G$627))))))))","v":{"$error":"#REF!"}},{"$f":"IF(#REF!=\"Interconnector\",#REF!*1,IF(#REF!=\"Wind\",#REF!*0.7,IF(#REF!=\"Marine\",#REF!*0.7,IF(#REF!=\"Nuclear\",#REF!*0.85,IF(#REF!=\"Pumped_Storage\",#REF!*0.5,IF(#REF!=\"CCS\",#REF!*0.85,IF(#REF!=\"OCGT\",#REF!*0,IF(#REF!=\"\",0,#REF!*H$627))))))))","v":{"$error":"#REF!"}},{"$f":"IF(#REF!=\"Interconnector\",#REF!*1,IF(#REF!=\"Wind\",#REF!*0.7,IF(#REF!=\"Marine\",#REF!*0.7,IF(#REF!=\"Nuclear\",#REF!*0.85,IF(#REF!=\"Pumped_Storage\",#REF!*0.5,IF(#REF!=\"CCS\",#REF!*0.85,IF(#REF!=\"OCGT\",#REF!*0,IF(#REF!=\"\",0,#REF!*I$627))))))))","v":{"$error":"#REF!"}},{"$f":"IF(#REF!=\"Interconnector\",#REF!*1,IF(#REF!=\"Wind\",#REF!*0.7,IF(#REF!=\"Marine\",#REF!*0.7,IF(#REF!=\"Nuclear\",#REF!*0.85,IF(#REF!=\"Pumped_Storage\",#REF!*0.5,IF(#REF!=\"CCS\",#REF!*0.85,IF(#REF!=\"OCGT\",#REF!*0,IF(#REF!=\"\",0,#REF!*J$627))))))))","v":{"$error":"#REF!"}},{"$f":"IF(#REF!=\"Interconnector\",#REF!*1,IF(#REF!=\"Wind\",#REF!*0.7,IF(#REF!=\"Marine\",#REF!*0.7,IF(#REF!=\"Nuclear\",#REF!*0.85,IF(#REF!=\"Pumped_Storage\",#REF!*0.5,IF(#REF!=\"CCS\",#REF!*0.85,IF(#REF!=\"OCGT\",#REF!*0,IF(#REF!=\"\",0,#REF!*K$627))))))))","v":{"$error":"#REF!"}},{"$f":"IF(#REF!=\"Interconnector\",#REF!*1,IF(#REF!=\"Wind\",#REF!*0.7,IF(#REF!=\"Marine\",#REF!*0.7,IF(#REF!=\"Nuclear\",#REF!*0.85,IF(#REF!=\"Pumped_Storage\",#REF!*0.5,IF(#REF!=\"CCS\",#REF!*0.85,IF(#REF!=\"OCGT\",#REF!*0,IF(#REF!=\"\",0,#REF!*L$627))))))))","v":{"$error":"#REF!"}},{"$f":"IF(#REF!=\"Interconnector\",#REF!*1,IF(#REF!=\"Wind\",#REF!*0.7,IF(#REF!=\"Marine\",#REF!*0.7,IF(#REF!=\"Nuclear\",#REF!*0.85,IF(#REF!=\"Pumped_Storage\",#REF!*0.5,IF(#REF!=\"CCS\",#REF!*0.85,IF(#REF!=\"OCGT\",#REF!*0,IF(#REF!=\"\",0,#REF!*M$627))))))))","v":{"$error":"#REF!"}},{"$f":"IF(#REF!=\"Interconnector\",#REF!*1,IF(#REF!=\"Wind\",#REF!*0.7,IF(#REF!=\"Marine\",#REF!*0.7,IF(#REF!=\"Nuclear\",#REF!*0.85,IF(#REF!=\"Pumped_Storage\",#REF!*0.5,IF(#REF!=\"CCS\",#REF!*0.85,IF(#REF!=\"OCGT\",#REF!*0,IF(#REF!=\"\",0,#REF!*N$627))))))))","v":{"$error":"#REF!"}},{"$f":"IF(#REF!=\"Interconnector\",#REF!*1,IF(#REF!=\"Wind\",#REF!*0.7,IF(#REF!=\"Marine\",#REF!*0.7,IF(#REF!=\"Nuclear\",#REF!*0.85,IF(#REF!=\"Pumped_Storage\",#REF!*0.5,IF(#REF!=\"CCS\",#REF!*0.85,IF(#REF!=\"OCGT\",#REF!*0,IF(#REF!=\"\",0,#REF!*O$627))))))))","v":{"$error":"#REF!"}}]
[{"$f":"#REF!","v":{"$error":"#REF!"}},{"$f":"#REF!","v":{"$error":"#REF!"}},{"$f":"#REF!","v":{"$error":"#REF!"}},{"$f":"#REF!","v":{"$error":"#REF!"}},{"$f":"IF(#REF!=\"Interconnector\",#REF!*1,IF(#REF!=\"Wind\",#REF!*0.7,IF(#REF!=\"Marine\",#REF!*0.7,IF(#REF!=\"Nuclear\",#REF!*0.85,IF(#REF!=\"Pumped_Storage\",#REF!*0.5,IF(#REF!=\"CCS\",#REF!*0.85,IF(#REF!=\"OCGT\",#REF!*0,IF(#REF!=\"\",0,#REF!*E$627))))))))","v":{"$error":"#REF!"}},{"$f":"IF(#REF!=\"Interconnector\",#REF!*1,IF(#REF!=\"Wind\",#REF!*0.7,IF(#REF!=\"Marine\",#REF!*0.7,IF(#REF!=\"Nuclear\",#REF!*0.85,IF(#REF!=\"Pumped_Storage\",#REF!*0.5,IF(#REF!=\"CCS\",#REF!*0.85,IF(#REF!=\"OCGT\",#REF!*0,IF(#REF!=\"\",0,#REF!*F$627))))))))","v":{"$error":"#REF!"}},{"$f":"IF(#REF!=\"Interconnector\",#REF!*1,IF(#REF!=\"Wind\",#REF!*0.7,IF(#REF!=\"Marine\",#REF!*0.7,IF(#REF!=\"Nuclear\",#REF!*0.85,IF(#REF!=\"Pumped_Storage\",#REF!*0.5,IF(#REF!=\"CCS\",#REF!*0.85,IF(#REF!=\"OCGT\",#REF!*0,IF(#REF!=\"\",0,#REF!*G$627))))))))","v":{"$error":"#REF!"}},{"$f":"IF(#REF!=\"Interconnector\",#REF!*1,IF(#REF!=\"Wind\",#REF!*0.7,IF(#REF!=\"Marine\",#REF!*0.7,IF(#REF!=\"Nuclear\",#REF!*0.85,IF(#REF!=\"Pumped_Storage\",#REF!*0.5,IF(#REF!=\"CCS\",#REF!*0.85,IF(#REF!=\"OCGT\",#REF!*0,IF(#REF!=\"\",0,#REF!*H$627))))))))","v":{"$error":"#REF!"}},{"$f":"IF(#REF!=\"Interconnector\",#REF!*1,IF(#REF!=\"Wind\",#REF!*0.7,IF(#REF!=\"Marine\",#REF!*0.7,IF(#REF!=\"Nuclear\",#REF!*0.85,IF(#REF!=\"Pumped_Storage\",#REF!*0.5,IF(#REF!=\"CCS\",#REF!*0.85,IF(#REF!=\"OCGT\",#REF!*0,IF(#REF!=\"\",0,#REF!*I$627))))))))","v":{"$error":"#REF!"}},{"$f":"IF(#REF!=\"Interconnector\",#REF!*1,IF(#REF!=\"Wind\",#REF!*0.7,IF(#REF!=\"Marine\",#REF!*0.7,IF(#REF!=\"Nuclear\",#REF!*0.85,IF(#REF!=\"Pumped_Storage\",#REF!*0.5,IF(#REF!=\"CCS\",#REF!*0.85,IF(#REF!=\"OCGT\",#REF!*0,IF(#REF!=\"\",0,#REF!*J$627))))))))","v":{"$error":"#REF!"}},{"$f":"IF(#REF!=\"Interconnector\",#REF!*1,IF(#REF!=\"Wind\",#REF!*0.7,IF(#REF!=\"Marine\",#REF!*0.7,IF(#REF!=\"Nuclear\",#REF!*0.85,IF(#REF!=\"Pumped_Storage\",#REF!*0.5,IF(#REF!=\"CCS\",#REF!*0.85,IF(#REF!=\"OCGT\",#REF!*0,IF(#REF!=\"\",0,#REF!*K$627))))))))","v":{"$error":"#REF!"}},{"$f":"IF(#REF!=\"Interconnector\",#REF!*1,IF(#REF!=\"Wind\",#REF!*0.7,IF(#REF!=\"Marine\",#REF!*0.7,IF(#REF!=\"Nuclear\",#REF!*0.85,IF(#REF!=\"Pumped_Storage\",#REF!*0.5,IF(#REF!=\"CCS\",#REF!*0.85,IF(#REF!=\"OCGT\",#REF!*0,IF(#REF!=\"\",0,#REF!*L$627))))))))","v":{"$error":"#REF!"}},{"$f":"IF(#REF!=\"Interconnector\",#REF!*1,IF(#REF!=\"Wind\",#REF!*0.7,IF(#REF!=\"Marine\",#REF!*0.7,IF(#REF!=\"Nuclear\",#REF!*0.85,IF(#REF!=\"Pumped_Storage\",#REF!*0.5,IF(#REF!=\"CCS\",#REF!*0.85,IF(#REF!=\"OCGT\",#REF!*0,IF(#REF!=\"\",0,#REF!*M$627))))))))","v":{"$error":"#REF!"}},{"$f":"IF(#REF!=\"Interconnector\",#REF!*1,IF(#REF!=\"Wind\",#REF!*0.7,IF(#REF!=\"Marine\",#REF!*0.7,IF(#REF!=\"Nuclear\",#REF!*0.85,IF(#REF!=\"Pumped_Storage\",#REF!*0.5,IF(#REF!=\"CCS\",#REF!*0.85,IF(#REF!=\"OCGT\",#REF!*0,IF(#REF!=\"\",0,#REF!*N$627))))))))","v":{"$error":"#REF!"}},{"$f":"IF(#REF!=\"Interconnector\",#REF!*1,IF(#REF!=\"Wind\",#REF!*0.7,IF(#REF!=\"Marine\",#REF!*0.7,IF(#REF!=\"Nuclear\",#REF!*0.85,IF(#REF!=\"Pumped_Storage\",#REF!*0.5,IF(#REF!=\"CCS\",#REF!*0.85,IF(#REF!=\"OCGT\",#REF!*0,IF(#REF!=\"\",0,#REF!*O$627))))))))","v":{"$error":"#REF!"}}]
[{"$f":"#REF!","v":{"$error":"#REF!"}},{"$f":"#REF!","v":{"$error":"#REF!"}},{"$f":"#REF!","v":{"$error":"#REF!"}},{"$f":"#REF!","v":{"$error":"#REF!"}},{"$f":"IF(#REF!=\"Interconnector\",#REF!*1,IF(#REF!=\"Wind\",#REF!*0.7,IF(#REF!=\"Marine\",#REF!*0.7,IF(#REF!=\"Nuclear\",#REF!*0.85,IF(#REF!=\"Pumped_Storage\",#REF!*0.5,IF(#REF!=\"CCS\",#REF!*0.85,IF(#REF!=\"OCGT\",#REF!*0,IF(#REF!=\"\",0,#REF!*E$627))))))))","v":{"$error":"#REF!"}},{"$f":"IF(#REF!=\"Interconnector\",#REF!*1,IF(#REF!=\"Wind\",#REF!*0.7,IF(#REF!=\"Marine\",#REF!*0.7,IF(#REF!=\"Nuclear\",#REF!*0.85,IF(#REF!=\"Pumped_Storage\",#REF!*0.5,IF(#REF!=\"CCS\",#REF!*0.85,IF(#REF!=\"OCGT\",#REF!*0,IF(#REF!=\"\",0,#REF!*F$627))))))))","v":{"$error":"#REF!"}},{"$f":"IF(#REF!=\"Interconnector\",#REF!*1,IF(#REF!=\"Wind\",#REF!*0.7,IF(#REF!=\"Marine\",#REF!*0.7,IF(#REF!=\"Nuclear\",#REF!*0.85,IF(#REF!=\"Pumped_Storage\",#REF!*0.5,IF(#REF!=\"CCS\",#REF!*0.85,IF(#REF!=\"OCGT\",#REF!*0,IF(#REF!=\"\",0,#REF!*G$627))))))))","v":{"$error":"#REF!"}},{"$f":"IF(#REF!=\"Interconnector\",#REF!*1,IF(#REF!=\"Wind\",#REF!*0.7,IF(#REF!=\"Marine\",#REF!*0.7,IF(#REF!=\"Nuclear\",#REF!*0.85,IF(#REF!=\"Pumped_Storage\",#REF!*0.5,IF(#REF!=\"CCS\",#REF!*0.85,IF(#REF!=\"OCGT\",#REF!*0,IF(#REF!=\"\",0,#REF!*H$627))))))))","v":{"$error":"#REF!"}},{"$f":"IF(#REF!=\"Interconnector\",#REF!*1,IF(#REF!=\"Wind\",#REF!*0.7,IF(#REF!=\"Marine\",#REF!*0.7,IF(#REF!=\"Nuclear\",#REF!*0.85,IF(#REF!=\"Pumped_Storage\",#REF!*0.5,IF(#REF!=\"CCS\",#REF!*0.85,IF(#REF!=\"OCGT\",#REF!*0,IF(#REF!=\"\",0,#REF!*I$627))))))))","v":{"$error":"#REF!"}},{"$f":"IF(#REF!=\"Interconnector\",#REF!*1,IF(#REF!=\"Wind\",#REF!*0.7,IF(#REF!=\"Marine\",#REF!*0.7,IF(#REF!=\"Nuclear\",#REF!*0.85,IF(#REF!=\"Pumped_Storage\",#REF!*0.5,IF(#REF!=\"CCS\",#REF!*0.85,IF(#REF!=\"OCGT\",#REF!*0,IF(#REF!=\"\",0,#REF!*J$627))))))))","v":{"$error":"#REF!"}},{"$f":"IF(#REF!=\"Interconnector\",#REF!*1,IF(#REF!=\"Wind\",#REF!*0.7,IF(#REF!=\"Marine\",#REF!*0.7,IF(#REF!=\"Nuclear\",#REF!*0.85,IF(#REF!=\"Pumped_Storage\",#REF!*0.5,IF(#REF!=\"CCS\",#REF!*0.85,IF(#REF!=\"OCGT\",#REF!*0,IF(#REF!=\"\",0,#REF!*K$627))))))))","v":{"$error":"#REF!"}},{"$f":"IF(#REF!=\"Interconnector\",#REF!*1,IF(#REF!=\"Wind\",#REF!*0.7,IF(#REF!=\"Marine\",#REF!*0.7,IF(#REF!=\"Nuclear\",#REF!*0.85,IF(#REF!=\"Pumped_Storage\",#REF!*0.5,IF(#REF!=\"CCS\",#REF!*0.85,IF(#REF!=\"OCGT\",#REF!*0,IF(#REF!=\"\",0,#REF!*L$627))))))))","v":{"$error":"#REF!"}},{"$f":"IF(#REF!=\"Interconnector\",#REF!*1,IF(#REF!=\"Wind\",#REF!*0.7,IF(#REF!=\"Marine\",#REF!*0.7,IF(#REF!=\"Nuclear\",#REF!*0.85,IF(#REF!=\"Pumped_Storage\",#REF!*0.5,IF(#REF!=\"CCS\",#REF!*0.85,IF(#REF!=\"OCGT\",#REF!*0,IF(#REF!=\"\",0,#REF!*M$627))))))))","v":{"$error":"#REF!"}},{"$f":"IF(#REF!=\"Interconnector\",#REF!*1,IF(#REF!=\"Wind\",#REF!*0.7,IF(#REF!=\"Marine\",#REF!*0.7,IF(#REF!=\"Nuclear\",#REF!*0.85,IF(#REF!=\"Pumped_Storage\",#REF!*0.5,IF(#REF!=\"CCS\",#REF!*0.85,IF(#REF!=\"OCGT\",#REF!*0,IF(#REF!=\"\",0,#REF!*N$627))))))))","v":{"$error":"#REF!"}},{"$f":"IF(#REF!=\"Interconnector\",#REF!*1,IF(#REF!=\"Wind\",#REF!*0.7,IF(#REF!=\"Marine\",#REF!*0.7,IF(#REF!=\"Nuclear\",#REF!*0.85,IF(#REF!=\"Pumped_Storage\",#REF!*0.5,IF(#REF!=\"CCS\",#REF!*0.85,IF(#REF!=\"OCGT\",#REF!*0,IF(#REF!=\"\",0,#REF!*O$627))))))))","v":{"$error":"#REF!"}}]
[{"$f":"#REF!","v":{"$error":"#REF!"}},{"$f":"#REF!","v":{"$error":"#REF!"}},{"$f":"#REF!","v":{"$error":"#REF!"}},{"$f":"#REF!","v":{"$error":"#REF!"}},{"$f":"IF(#REF!=\"Interconnector\",#REF!*1,IF(#REF!=\"Wind\",#REF!*0.7,IF(#REF!=\"Marine\",#REF!*0.7,IF(#REF!=\"Nuclear\",#REF!*0.85,IF(#REF!=\"Pumped_Storage\",#REF!*0.5,IF(#REF!=\"CCS\",#REF!*0.85,IF(#REF!=\"OCGT\",#REF!*0,IF(#REF!=\"\",0,#REF!*E$627))))))))","v":{"$error":"#REF!"}},{"$f":"IF(#REF!=\"Interconnector\",#REF!*1,IF(#REF!=\"Wind\",#REF!*0.7,IF(#REF!=\"Marine\",#REF!*0.7,IF(#REF!=\"Nuclear\",#REF!*0.85,IF(#REF!=\"Pumped_Storage\",#REF!*0.5,IF(#REF!=\"CCS\",#REF!*0.85,IF(#REF!=\"OCGT\",#REF!*0,IF(#REF!=\"\",0,#REF!*F$627))))))))","v":{"$error":"#REF!"}},{"$f":"IF(#REF!=\"Interconnector\",#REF!*1,IF(#REF!=\"Wind\",#REF!*0.7,IF(#REF!=\"Marine\",#REF!*0.7,IF(#REF!=\"Nuclear\",#REF!*0.85,IF(#REF!=\"Pumped_Storage\",#REF!*0.5,IF(#REF!=\"CCS\",#REF!*0.85,IF(#REF!=\"OCGT\",#REF!*0,IF(#REF!=\"\",0,#REF!*G$627))))))))","v":{"$error":"#REF!"}},{"$f":"IF(#REF!=\"Interconnector\",#REF!*1,IF(#REF!=\"Wind\",#REF!*0.7,IF(#REF!=\"Marine\",#REF!*0.7,IF(#REF!=\"Nuclear\",#REF!*0.85,IF(#REF!=\"Pumped_Storage\",#REF!*0.5,IF(#REF!=\"CCS\",#REF!*0.85,IF(#REF!=\"OCGT\",#REF!*0,IF(#REF!=\"\",0,#REF!*H$627))))))))","v":{"$error":"#REF!"}},{"$f":"IF(#REF!=\"Interconnector\",#REF!*1,IF(#REF!=\"Wind\",#REF!*0.7,IF(#REF!=\"Marine\",#REF!*0.7,IF(#REF!=\"Nuclear\",#REF!*0.85,IF(#REF!=\"Pumped_Storage\",#REF!*0.5,IF(#REF!=\"CCS\",#REF!*0.85,IF(#REF!=\"OCGT\",#REF!*0,IF(#REF!=\"\",0,#REF!*I$627))))))))","v":{"$error":"#REF!"}},{"$f":"IF(#REF!=\"Interconnector\",#REF!*1,IF(#REF!=\"Wind\",#REF!*0.7,IF(#REF!=\"Marine\",#REF!*0.7,IF(#REF!=\"Nuclear\",#REF!*0.85,IF(#REF!=\"Pumped_Storage\",#REF!*0.5,IF(#REF!=\"CCS\",#REF!*0.85,IF(#REF!=\"OCGT\",#REF!*0,IF(#REF!=\"\",0,#REF!*J$627))))))))","v":{"$error":"#REF!"}},{"$f":"IF(#REF!=\"Interconnector\",#REF!*1,IF(#REF!=\"Wind\",#REF!*0.7,IF(#REF!=\"Marine\",#REF!*0.7,IF(#REF!=\"Nuclear\",#REF!*0.85,IF(#REF!=\"Pumped_Storage\",#REF!*0.5,IF(#REF!=\"CCS\",#REF!*0.85,IF(#REF!=\"OCGT\",#REF!*0,IF(#REF!=\"\",0,#REF!*K$627))))))))","v":{"$error":"#REF!"}},{"$f":"IF(#REF!=\"Interconnector\",#REF!*1,IF(#REF!=\"Wind\",#REF!*0.7,IF(#REF!=\"Marine\",#REF!*0.7,IF(#REF!=\"Nuclear\",#REF!*0.85,IF(#REF!=\"Pumped_Storage\",#REF!*0.5,IF(#REF!=\"CCS\",#REF!*0.85,IF(#REF!=\"OCGT\",#REF!*0,IF(#REF!=\"\",0,#REF!*L$627))))))))","v":{"$error":"#REF!"}},{"$f":"IF(#REF!=\"Interconnector\",#REF!*1,IF(#REF!=\"Wind\",#REF!*0.7,IF(#REF!=\"Marine\",#REF!*0.7,IF(#REF!=\"Nuclear\",#REF!*0.85,IF(#REF!=\"Pumped_Storage\",#REF!*0.5,IF(#REF!=\"CCS\",#REF!*0.85,IF(#REF!=\"OCGT\",#REF!*0,IF(#REF!=\"\",0,#REF!*M$627))))))))","v":{"$error":"#REF!"}},{"$f":"IF(#REF!=\"Interconnector\",#REF!*1,IF(#REF!=\"Wind\",#REF!*0.7,IF(#REF!=\"Marine\",#REF!*0.7,IF(#REF!=\"Nuclear\",#REF!*0.85,IF(#REF!=\"Pumped_Storage\",#REF!*0.5,IF(#REF!=\"CCS\",#REF!*0.85,IF(#REF!=\"OCGT\",#REF!*0,IF(#REF!=\"\",0,#REF!*N$627))))))))","v":{"$error":"#REF!"}},{"$f":"IF(#REF!=\"Interconnector\",#REF!*1,IF(#REF!=\"Wind\",#REF!*0.7,IF(#REF!=\"Marine\",#REF!*0.7,IF(#REF!=\"Nuclear\",#REF!*0.85,IF(#REF!=\"Pumped_Storage\",#REF!*0.5,IF(#REF!=\"CCS\",#REF!*0.85,IF(#REF!=\"OCGT\",#REF!*0,IF(#REF!=\"\",0,#REF!*O$627))))))))","v":{"$error":"#REF!"}}]
[{"$f":"#REF!","v":{"$error":"#REF!"}},{"$f":"#REF!","v":{"$error":"#REF!"}},{"$f":"#REF!","v":{"$error":"#REF!"}},{"$f":"#REF!","v":{"$error":"#REF!"}},{"$f":"IF(#REF!=\"Interconnector\",#REF!*1,IF(#REF!=\"Wind\",#REF!*0.7,IF(#REF!=\"Marine\",#REF!*0.7,IF(#REF!=\"Nuclear\",#REF!*0.85,IF(#REF!=\"Pumped_Storage\",#REF!*0.5,IF(#REF!=\"CCS\",#REF!*0.85,IF(#REF!=\"OCGT\",#REF!*0,IF(#REF!=\"\",0,#REF!*E$627))))))))","v":{"$error":"#REF!"}},{"$f":"IF(#REF!=\"Interconnector\",#REF!*1,IF(#REF!=\"Wind\",#REF!*0.7,IF(#REF!=\"Marine\",#REF!*0.7,IF(#REF!=\"Nuclear\",#REF!*0.85,IF(#REF!=\"Pumped_Storage\",#REF!*0.5,IF(#REF!=\"CCS\",#REF!*0.85,IF(#REF!=\"OCGT\",#REF!*0,IF(#REF!=\"\",0,#REF!*F$627))))))))","v":{"$error":"#REF!"}},{"$f":"IF(#REF!=\"Interconnector\",#REF!*1,IF(#REF!=\"Wind\",#REF!*0.7,IF(#REF!=\"Marine\",#REF!*0.7,IF(#REF!=\"Nuclear\",#REF!*0.85,IF(#REF!=\"Pumped_Storage\",#REF!*0.5,IF(#REF!=\"CCS\",#REF!*0.85,IF(#REF!=\"OCGT\",#REF!*0,IF(#REF!=\"\",0,#REF!*G$627))))))))","v":{"$error":"#REF!"}},{"$f":"IF(#REF!=\"Interconnector\",#REF!*1,IF(#REF!=\"Wind\",#REF!*0.7,IF(#REF!=\"Marine\",#REF!*0.7,IF(#REF!=\"Nuclear\",#REF!*0.85,IF(#REF!=\"Pumped_Storage\",#REF!*0.5,IF(#REF!=\"CCS\",#REF!*0.85,IF(#REF!=\"OCGT\",#REF!*0,IF(#REF!=\"\",0,#REF!*H$627))))))))","v":{"$error":"#REF!"}},{"$f":"IF(#REF!=\"Interconnector\",#REF!*1,IF(#REF!=\"Wind\",#REF!*0.7,IF(#REF!=\"Marine\",#REF!*0.7,IF(#REF!=\"Nuclear\",#REF!*0.85,IF(#REF!=\"Pumped_Storage\",#REF!*0.5,IF(#REF!=\"CCS\",#REF!*0.85,IF(#REF!=\"OCGT\",#REF!*0,IF(#REF!=\"\",0,#REF!*I$627))))))))","v":{"$error":"#REF!"}},{"$f":"IF(#REF!=\"Interconnector\",#REF!*1,IF(#REF!=\"Wind\",#REF!*0.7,IF(#REF!=\"Marine\",#REF!*0.7,IF(#REF!=\"Nuclear\",#REF!*0.85,IF(#REF!=\"Pumped_Storage\",#REF!*0.5,IF(#REF!=\"CCS\",#REF!*0.85,IF(#REF!=\"OCGT\",#REF!*0,IF(#REF!=\"\",0,#REF!*J$627))))))))","v":{"$error":"#REF!"}},{"$f":"IF(#REF!=\"Interconnector\",#REF!*1,IF(#REF!=\"Wind\",#REF!*0.7,IF(#REF!=\"Marine\",#REF!*0.7,IF(#REF!=\"Nuclear\",#REF!*0.85,IF(#REF!=\"Pumped_Storage\",#REF!*0.5,IF(#REF!=\"CCS\",#REF!*0.85,IF(#REF!=\"OCGT\",#REF!*0,IF(#REF!=\"\",0,#REF!*K$627))))))))","v":{"$error":"#REF!"}},{"$f":"IF(#REF!=\"Interconnector\",#REF!*1,IF(#REF!=\"Wind\",#REF!*0.7,IF(#REF!=\"Marine\",#REF!*0.7,IF(#REF!=\"Nuclear\",#REF!*0.85,IF(#REF!=\"Pumped_Storage\",#REF!*0.5,IF(#REF!=\"CCS\",#REF!*0.85,IF(#REF!=\"OCGT\",#REF!*0,IF(#REF!=\"\",0,#REF!*L$627))))))))","v":{"$error":"#REF!"}},{"$f":"IF(#REF!=\"Interconnector\",#REF!*1,IF(#REF!=\"Wind\",#REF!*0.7,IF(#REF!=\"Marine\",#REF!*0.7,IF(#REF!=\"Nuclear\",#REF!*0.85,IF(#REF!=\"Pumped_Storage\",#REF!*0.5,IF(#REF!=\"CCS\",#REF!*0.85,IF(#REF!=\"OCGT\",#REF!*0,IF(#REF!=\"\",0,#REF!*M$627))))))))","v":{"$error":"#REF!"}},{"$f":"IF(#REF!=\"Interconnector\",#REF!*1,IF(#REF!=\"Wind\",#REF!*0.7,IF(#REF!=\"Marine\",#REF!*0.7,IF(#REF!=\"Nuclear\",#REF!*0.85,IF(#REF!=\"Pumped_Storage\",#REF!*0.5,IF(#REF!=\"CCS\",#REF!*0.85,IF(#REF!=\"OCGT\",#REF!*0,IF(#REF!=\"\",0,#REF!*N$627))))))))","v":{"$error":"#REF!"}},{"$f":"IF(#REF!=\"Interconnector\",#REF!*1,IF(#REF!=\"Wind\",#REF!*0.7,IF(#REF!=\"Marine\",#REF!*0.7,IF(#REF!=\"Nuclear\",#REF!*0.85,IF(#REF!=\"Pumped_Storage\",#REF!*0.5,IF(#REF!=\"CCS\",#REF!*0.85,IF(#REF!=\"OCGT\",#REF!*0,IF(#REF!=\"\",0,#REF!*O$627))))))))","v":{"$error":"#REF!"}}]
[{"$f":"#REF!","v":{"$error":"#REF!"}},{"$f":"#REF!","v":{"$error":"#REF!"}},{"$f":"#REF!","v":{"$error":"#REF!"}},{"$f":"#REF!","v":{"$error":"#REF!"}},{"$f":"IF(#REF!=\"Interconnector\",#REF!*1,IF(#REF!=\"Wind\",#REF!*0.7,IF(#REF!=\"Marine\",#REF!*0.7,IF(#REF!=\"Nuclear\",#REF!*0.85,IF(#REF!=\"Pumped_Storage\",#REF!*0.5,IF(#REF!=\"CCS\",#REF!*0.85,IF(#REF!=\"OCGT\",#REF!*0,IF(#REF!=\"\",0,#REF!*E$627))))))))","v":{"$error":"#REF!"}},{"$f":"IF(#REF!=\"Interconnector\",#REF!*1,IF(#REF!=\"Wind\",#REF!*0.7,IF(#REF!=\"Marine\",#REF!*0.7,IF(#REF!=\"Nuclear\",#REF!*0.85,IF(#REF!=\"Pumped_Storage\",#REF!*0.5,IF(#REF!=\"CCS\",#REF!*0.85,IF(#REF!=\"OCGT\",#REF!*0,IF(#REF!=\"\",0,#REF!*F$627))))))))","v":{"$error":"#REF!"}},{"$f":"IF(#REF!=\"Interconnector\",#REF!*1,IF(#REF!=\"Wind\",#REF!*0.7,IF(#REF!=\"Marine\",#REF!*0.7,IF(#REF!=\"Nuclear\",#REF!*0.85,IF(#REF!=\"Pumped_Storage\",#REF!*0.5,IF(#REF!=\"CCS\",#REF!*0.85,IF(#REF!=\"OCGT\",#REF!*0,IF(#REF!=\"\",0,#REF!*G$627))))))))","v":{"$error":"#REF!"}},{"$f":"IF(#REF!=\"Interconnector\",#REF!*1,IF(#REF!=\"Wind\",#REF!*0.7,IF(#REF!=\"Marine\",#REF!*0.7,IF(#REF!=\"Nuclear\",#REF!*0.85,IF(#REF!=\"Pumped_Storage\",#REF!*0.5,IF(#REF!=\"CCS\",#REF!*0.85,IF(#REF!=\"OCGT\",#REF!*0,IF(#REF!=\"\",0,#REF!*H$627))))))))","v":{"$error":"#REF!"}},{"$f":"IF(#REF!=\"Interconnector\",#REF!*1,IF(#REF!=\"Wind\",#REF!*0.7,IF(#REF!=\"Marine\",#REF!*0.7,IF(#REF!=\"Nuclear\",#REF!*0.85,IF(#REF!=\"Pumped_Storage\",#REF!*0.5,IF(#REF!=\"CCS\",#REF!*0.85,IF(#REF!=\"OCGT\",#REF!*0,IF(#REF!=\"\",0,#REF!*I$627))))))))","v":{"$error":"#REF!"}},{"$f":"IF(#REF!=\"Interconnector\",#REF!*1,IF(#REF!=\"Wind\",#REF!*0.7,IF(#REF!=\"Marine\",#REF!*0.7,IF(#REF!=\"Nuclear\",#REF!*0.85,IF(#REF!=\"Pumped_Storage\",#REF!*0.5,IF(#REF!=\"CCS\",#REF!*0.85,IF(#REF!=\"OCGT\",#REF!*0,IF(#REF!=\"\",0,#REF!*J$627))))))))","v":{"$error":"#REF!"}},{"$f":"IF(#REF!=\"Interconnector\",#REF!*1,IF(#REF!=\"Wind\",#REF!*0.7,IF(#REF!=\"Marine\",#REF!*0.7,IF(#REF!=\"Nuclear\",#REF!*0.85,IF(#REF!=\"Pumped_Storage\",#REF!*0.5,IF(#REF!=\"CCS\",#REF!*0.85,IF(#REF!=\"OCGT\",#REF!*0,IF(#REF!=\"\",0,#REF!*K$627))))))))","v":{"$error":"#REF!"}},{"$f":"IF(#REF!=\"Interconnector\",#REF!*1,IF(#REF!=\"Wind\",#REF!*0.7,IF(#REF!=\"Marine\",#REF!*0.7,IF(#REF!=\"Nuclear\",#REF!*0.85,IF(#REF!=\"Pumped_Storage\",#REF!*0.5,IF(#REF!=\"CCS\",#REF!*0.85,IF(#REF!=\"OCGT\",#REF!*0,IF(#REF!=\"\",0,#REF!*L$627))))))))","v":{"$error":"#REF!"}},{"$f":"IF(#REF!=\"Interconnector\",#REF!*1,IF(#REF!=\"Wind\",#REF!*0.7,IF(#REF!=\"Marine\",#REF!*0.7,IF(#REF!=\"Nuclear\",#REF!*0.85,IF(#REF!=\"Pumped_Storage\",#REF!*0.5,IF(#REF!=\"CCS\",#REF!*0.85,IF(#REF!=\"OCGT\",#REF!*0,IF(#REF!=\"\",0,#REF!*M$627))))))))","v":{"$error":"#REF!"}},{"$f":"IF(#REF!=\"Interconnector\",#REF!*1,IF(#REF!=\"Wind\",#REF!*0.7,IF(#REF!=\"Marine\",#REF!*0.7,IF(#REF!=\"Nuclear\",#REF!*0.85,IF(#REF!=\"Pumped_Storage\",#REF!*0.5,IF(#REF!=\"CCS\",#REF!*0.85,IF(#REF!=\"OCGT\",#REF!*0,IF(#REF!=\"\",0,#REF!*N$627))))))))","v":{"$error":"#REF!"}},{"$f":"IF(#REF!=\"Interconnector\",#REF!*1,IF(#REF!=\"Wind\",#REF!*0.7,IF(#REF!=\"Marine\",#REF!*0.7,IF(#REF!=\"Nuclear\",#REF!*0.85,IF(#REF!=\"Pumped_Storage\",#REF!*0.5,IF(#REF!=\"CCS\",#REF!*0.85,IF(#REF!=\"OCGT\",#REF!*0,IF(#REF!=\"\",0,#REF!*O$627))))))))","v":{"$error":"#REF!"}}]
[{"$f":"#REF!","v":{"$error":"#REF!"}},{"$f":"#REF!","v":{"$error":"#REF!"}},{"$f":"#REF!","v":{"$error":"#REF!"}},{"$f":"#REF!","v":{"$error":"#REF!"}},{"$f":"IF(#REF!=\"Interconnector\",#REF!*1,IF(#REF!=\"Wind\",#REF!*0.7,IF(#REF!=\"Marine\",#REF!*0.7,IF(#REF!=\"Nuclear\",#REF!*0.85,IF(#REF!=\"Pumped_Storage\",#REF!*0.5,IF(#REF!=\"CCS\",#REF!*0.85,IF(#REF!=\"OCGT\",#REF!*0,IF(#REF!=\"\",0,#REF!*E$627))))))))","v":{"$error":"#REF!"}},{"$f":"IF(#REF!=\"Interconnector\",#REF!*1,IF(#REF!=\"Wind\",#REF!*0.7,IF(#REF!=\"Marine\",#REF!*0.7,IF(#REF!=\"Nuclear\",#REF!*0.85,IF(#REF!=\"Pumped_Storage\",#REF!*0.5,IF(#REF!=\"CCS\",#REF!*0.85,IF(#REF!=\"OCGT\",#REF!*0,IF(#REF!=\"\",0,#REF!*F$627))))))))","v":{"$error":"#REF!"}},{"$f":"IF(#REF!=\"Interconnector\",#REF!*1,IF(#REF!=\"Wind\",#REF!*0.7,IF(#REF!=\"Marine\",#REF!*0.7,IF(#REF!=\"Nuclear\",#REF!*0.85,IF(#REF!=\"Pumped_Storage\",#REF!*0.5,IF(#REF!=\"CCS\",#REF!*0.85,IF(#REF!=\"OCGT\",#REF!*0,IF(#REF!=\"\",0,#REF!*G$627))))))))","v":{"$error":"#REF!"}},{"$f":"IF(#REF!=\"Interconnector\",#REF!*1,IF(#REF!=\"Wind\",#REF!*0.7,IF(#REF!=\"Marine\",#REF!*0.7,IF(#REF!=\"Nuclear\",#REF!*0.85,IF(#REF!=\"Pumped_Storage\",#REF!*0.5,IF(#REF!=\"CCS\",#REF!*0.85,IF(#REF!=\"OCGT\",#REF!*0,IF(#REF!=\"\",0,#REF!*H$627))))))))","v":{"$error":"#REF!"}},{"$f":"IF(#REF!=\"Interconnector\",#REF!*1,IF(#REF!=\"Wind\",#REF!*0.7,IF(#REF!=\"Marine\",#REF!*0.7,IF(#REF!=\"Nuclear\",#REF!*0.85,IF(#REF!=\"Pumped_Storage\",#REF!*0.5,IF(#REF!=\"CCS\",#REF!*0.85,IF(#REF!=\"OCGT\",#REF!*0,IF(#REF!=\"\",0,#REF!*I$627))))))))","v":{"$error":"#REF!"}},{"$f":"IF(#REF!=\"Interconnector\",#REF!*1,IF(#REF!=\"Wind\",#REF!*0.7,IF(#REF!=\"Marine\",#REF!*0.7,IF(#REF!=\"Nuclear\",#REF!*0.85,IF(#REF!=\"Pumped_Storage\",#REF!*0.5,IF(#REF!=\"CCS\",#REF!*0.85,IF(#REF!=\"OCGT\",#REF!*0,IF(#REF!=\"\",0,#REF!*J$627))))))))","v":{"$error":"#REF!"}},{"$f":"IF(#REF!=\"Interconnector\",#REF!*1,IF(#REF!=\"Wind\",#REF!*0.7,IF(#REF!=\"Marine\",#REF!*0.7,IF(#REF!=\"Nuclear\",#REF!*0.85,IF(#REF!=\"Pumped_Storage\",#REF!*0.5,IF(#REF!=\"CCS\",#REF!*0.85,IF(#REF!=\"OCGT\",#REF!*0,IF(#REF!=\"\",0,#REF!*K$627))))))))","v":{"$error":"#REF!"}},{"$f":"IF(#REF!=\"Interconnector\",#REF!*1,IF(#REF!=\"Wind\",#REF!*0.7,IF(#REF!=\"Marine\",#REF!*0.7,IF(#REF!=\"Nuclear\",#REF!*0.85,IF(#REF!=\"Pumped_Storage\",#REF!*0.5,IF(#REF!=\"CCS\",#REF!*0.85,IF(#REF!=\"OCGT\",#REF!*0,IF(#REF!=\"\",0,#REF!*L$627))))))))","v":{"$error":"#REF!"}},{"$f":"IF(#REF!=\"Interconnector\",#REF!*1,IF(#REF!=\"Wind\",#REF!*0.7,IF(#REF!=\"Marine\",#REF!*0.7,IF(#REF!=\"Nuclear\",#REF!*0.85,IF(#REF!=\"Pumped_Storage\",#REF!*0.5,IF(#REF!=\"CCS\",#REF!*0.85,IF(#REF!=\"OCGT\",#REF!*0,IF(#REF!=\"\",0,#REF!*M$627))))))))","v":{"$error":"#REF!"}},{"$f":"IF(#REF!=\"Interconnector\",#REF!*1,IF(#REF!=\"Wind\",#REF!*0.7,IF(#REF!=\"Marine\",#REF!*0.7,IF(#REF!=\"Nuclear\",#REF!*0.85,IF(#REF!=\"Pumped_Storage\",#REF!*0.5,IF(#REF!=\"CCS\",#REF!*0.85,IF(#REF!=\"OCGT\",#REF!*0,IF(#REF!=\"\",0,#REF!*N$627))))))))","v":{"$error":"#REF!"}},{"$f":"IF(#REF!=\"Interconnector\",#REF!*1,IF(#REF!=\"Wind\",#REF!*0.7,IF(#REF!=\"Marine\",#REF!*0.7,IF(#REF!=\"Nuclear\",#REF!*0.85,IF(#REF!=\"Pumped_Storage\",#REF!*0.5,IF(#REF!=\"CCS\",#REF!*0.85,IF(#REF!=\"OCGT\",#REF!*0,IF(#REF!=\"\",0,#REF!*O$627))))))))","v":{"$error":"#REF!"}}]
[{"$f":"#REF!","v":{"$error":"#REF!"}},{"$f":"#REF!","v":{"$error":"#REF!"}},{"$f":"#REF!","v":{"$error":"#REF!"}},{"$f":"#REF!","v":{"$error":"#REF!"}},{"$f":"IF(#REF!=\"Interconnector\",#REF!*1,IF(#REF!=\"Wind\",#REF!*0.7,IF(#REF!=\"Marine\",#REF!*0.7,IF(#REF!=\"Nuclear\",#REF!*0.85,IF(#REF!=\"Pumped_Storage\",#REF!*0.5,IF(#REF!=\"CCS\",#REF!*0.85,IF(#REF!=\"OCGT\",#REF!*0,IF(#REF!=\"\",0,#REF!*E$627))))))))","v":{"$error":"#REF!"}},{"$f":"IF(#REF!=\"Interconnector\",#REF!*1,IF(#REF!=\"Wind\",#REF!*0.7,IF(#REF!=\"Marine\",#REF!*0.7,IF(#REF!=\"Nuclear\",#REF!*0.85,IF(#REF!=\"Pumped_Storage\",#REF!*0.5,IF(#REF!=\"CCS\",#REF!*0.85,IF(#REF!=\"OCGT\",#REF!*0,IF(#REF!=\"\",0,#REF!*F$627))))))))","v":{"$error":"#REF!"}},{"$f":"IF(#REF!=\"Interconnector\",#REF!*1,IF(#REF!=\"Wind\",#REF!*0.7,IF(#REF!=\"Marine\",#REF!*0.7,IF(#REF!=\"Nuclear\",#REF!*0.85,IF(#REF!=\"Pumped_Storage\",#REF!*0.5,IF(#REF!=\"CCS\",#REF!*0.85,IF(#REF!=\"OCGT\",#REF!*0,IF(#REF!=\"\",0,#REF!*G$627))))))))","v":{"$error":"#REF!"}},{"$f":"IF(#REF!=\"Interconnector\",#REF!*1,IF(#REF!=\"Wind\",#REF!*0.7,IF(#REF!=\"Marine\",#REF!*0.7,IF(#REF!=\"Nuclear\",#REF!*0.85,IF(#REF!=\"Pumped_Storage\",#REF!*0.5,IF(#REF!=\"CCS\",#REF!*0.85,IF(#REF!=\"OCGT\",#REF!*0,IF(#REF!=\"\",0,#REF!*H$627))))))))","v":{"$error":"#REF!"}},{"$f":"IF(#REF!=\"Interconnector\",#REF!*1,IF(#REF!=\"Wind\",#REF!*0.7,IF(#REF!=\"Marine\",#REF!*0.7,IF(#REF!=\"Nuclear\",#REF!*0.85,IF(#REF!=\"Pumped_Storage\",#REF!*0.5,IF(#REF!=\"CCS\",#REF!*0.85,IF(#REF!=\"OCGT\",#REF!*0,IF(#REF!=\"\",0,#REF!*I$627))))))))","v":{"$error":"#REF!"}},{"$f":"IF(#REF!=\"Interconnector\",#REF!*1,IF(#REF!=\"Wind\",#REF!*0.7,IF(#REF!=\"Marine\",#REF!*0.7,IF(#REF!=\"Nuclear\",#REF!*0.85,IF(#REF!=\"Pumped_Storage\",#REF!*0.5,IF(#REF!=\"CCS\",#REF!*0.85,IF(#REF!=\"OCGT\",#REF!*0,IF(#REF!=\"\",0,#REF!*J$627))))))))","v":{"$error":"#REF!"}},{"$f":"IF(#REF!=\"Interconnector\",#REF!*1,IF(#REF!=\"Wind\",#REF!*0.7,IF(#REF!=\"Marine\",#REF!*0.7,IF(#REF!=\"Nuclear\",#REF!*0.85,IF(#REF!=\"Pumped_Storage\",#REF!*0.5,IF(#REF!=\"CCS\",#REF!*0.85,IF(#REF!=\"OCGT\",#REF!*0,IF(#REF!=\"\",0,#REF!*K$627))))))))","v":{"$error":"#REF!"}},{"$f":"IF(#REF!=\"Interconnector\",#REF!*1,IF(#REF!=\"Wind\",#REF!*0.7,IF(#REF!=\"Marine\",#REF!*0.7,IF(#REF!=\"Nuclear\",#REF!*0.85,IF(#REF!=\"Pumped_Storage\",#REF!*0.5,IF(#REF!=\"CCS\",#REF!*0.85,IF(#REF!=\"OCGT\",#REF!*0,IF(#REF!=\"\",0,#REF!*L$627))))))))","v":{"$error":"#REF!"}},{"$f":"IF(#REF!=\"Interconnector\",#REF!*1,IF(#REF!=\"Wind\",#REF!*0.7,IF(#REF!=\"Marine\",#REF!*0.7,IF(#REF!=\"Nuclear\",#REF!*0.85,IF(#REF!=\"Pumped_Storage\",#REF!*0.5,IF(#REF!=\"CCS\",#REF!*0.85,IF(#REF!=\"OCGT\",#REF!*0,IF(#REF!=\"\",0,#REF!*M$627))))))))","v":{"$error":"#REF!"}},{"$f":"IF(#REF!=\"Interconnector\",#REF!*1,IF(#REF!=\"Wind\",#REF!*0.7,IF(#REF!=\"Marine\",#REF!*0.7,IF(#REF!=\"Nuclear\",#REF!*0.85,IF(#REF!=\"Pumped_Storage\",#REF!*0.5,IF(#REF!=\"CCS\",#REF!*0.85,IF(#REF!=\"OCGT\",#REF!*0,IF(#REF!=\"\",0,#REF!*N$627))))))))","v":{"$error":"#REF!"}},{"$f":"IF(#REF!=\"Interconnector\",#REF!*1,IF(#REF!=\"Wind\",#REF!*0.7,IF(#REF!=\"Marine\",#REF!*0.7,IF(#REF!=\"Nuclear\",#REF!*0.85,IF(#REF!=\"Pumped_Storage\",#REF!*0.5,IF(#REF!=\"CCS\",#REF!*0.85,IF(#REF!=\"OCGT\",#REF!*0,IF(#REF!=\"\",0,#REF!*O$627))))))))","v":{"$error":"#REF!"}}]
[{"$f":"#REF!","v":{"$error":"#REF!"}},{"$f":"#REF!","v":{"$error":"#REF!"}},{"$f":"#REF!","v":{"$error":"#REF!"}},{"$f":"#REF!","v":{"$error":"#REF!"}},{"$f":"IF(#REF!=\"Interconnector\",#REF!*1,IF(#REF!=\"Wind\",#REF!*0.7,IF(#REF!=\"Marine\",#REF!*0.7,IF(#REF!=\"Nuclear\",#REF!*0.85,IF(#REF!=\"Pumped_Storage\",#REF!*0.5,IF(#REF!=\"CCS\",#REF!*0.85,IF(#REF!=\"OCGT\",#REF!*0,IF(#REF!=\"\",0,#REF!*E$627))))))))","v":{"$error":"#REF!"}},{"$f":"IF(#REF!=\"Interconnector\",#REF!*1,IF(#REF!=\"Wind\",#REF!*0.7,IF(#REF!=\"Marine\",#REF!*0.7,IF(#REF!=\"Nuclear\",#REF!*0.85,IF(#REF!=\"Pumped_Storage\",#REF!*0.5,IF(#REF!=\"CCS\",#REF!*0.85,IF(#REF!=\"OCGT\",#REF!*0,IF(#REF!=\"\",0,#REF!*F$627))))))))","v":{"$error":"#REF!"}},{"$f":"IF(#REF!=\"Interconnector\",#REF!*1,IF(#REF!=\"Wind\",#REF!*0.7,IF(#REF!=\"Marine\",#REF!*0.7,IF(#REF!=\"Nuclear\",#REF!*0.85,IF(#REF!=\"Pumped_Storage\",#REF!*0.5,IF(#REF!=\"CCS\",#REF!*0.85,IF(#REF!=\"OCGT\",#REF!*0,IF(#REF!=\"\",0,#REF!*G$627))))))))","v":{"$error":"#REF!"}},{"$f":"IF(#REF!=\"Interconnector\",#REF!*1,IF(#REF!=\"Wind\",#REF!*0.7,IF(#REF!=\"Marine\",#REF!*0.7,IF(#REF!=\"Nuclear\",#REF!*0.85,IF(#REF!=\"Pumped_Storage\",#REF!*0.5,IF(#REF!=\"CCS\",#REF!*0.85,IF(#REF!=\"OCGT\",#REF!*0,IF(#REF!=\"\",0,#REF!*H$627))))))))","v":{"$error":"#REF!"}},{"$f":"IF(#REF!=\"Interconnector\",#REF!*1,IF(#REF!=\"Wind\",#REF!*0.7,IF(#REF!=\"Marine\",#REF!*0.7,IF(#REF!=\"Nuclear\",#REF!*0.85,IF(#REF!=\"Pumped_Storage\",#REF!*0.5,IF(#REF!=\"CCS\",#REF!*0.85,IF(#REF!=\"OCGT\",#REF!*0,IF(#REF!=\"\",0,#REF!*I$627))))))))","v":{"$error":"#REF!"}},{"$f":"IF(#REF!=\"Interconnector\",#REF!*1,IF(#REF!=\"Wind\",#REF!*0.7,IF(#REF!=\"Marine\",#REF!*0.7,IF(#REF!=\"Nuclear\",#REF!*0.85,IF(#REF!=\"Pumped_Storage\",#REF!*0.5,IF(#REF!=\"CCS\",#REF!*0.85,IF(#REF!=\"OCGT\",#REF!*0,IF(#REF!=\"\",0,#REF!*J$627))))))))","v":{"$error":"#REF!"}},{"$f":"IF(#REF!=\"Interconnector\",#REF!*1,IF(#REF!=\"Wind\",#REF!*0.7,IF(#REF!=\"Marine\",#REF!*0.7,IF(#REF!=\"Nuclear\",#REF!*0.85,IF(#REF!=\"Pumped_Storage\",#REF!*0.5,IF(#REF!=\"CCS\",#REF!*0.85,IF(#REF!=\"OCGT\",#REF!*0,IF(#REF!=\"\",0,#REF!*K$627))))))))","v":{"$error":"#REF!"}},{"$f":"IF(#REF!=\"Interconnector\",#REF!*1,IF(#REF!=\"Wind\",#REF!*0.7,IF(#REF!=\"Marine\",#REF!*0.7,IF(#REF!=\"Nuclear\",#REF!*0.85,IF(#REF!=\"Pumped_Storage\",#REF!*0.5,IF(#REF!=\"CCS\",#REF!*0.85,IF(#REF!=\"OCGT\",#REF!*0,IF(#REF!=\"\",0,#REF!*L$627))))))))","v":{"$error":"#REF!"}},{"$f":"IF(#REF!=\"Interconnector\",#REF!*1,IF(#REF!=\"Wind\",#REF!*0.7,IF(#REF!=\"Marine\",#REF!*0.7,IF(#REF!=\"Nuclear\",#REF!*0.85,IF(#REF!=\"Pumped_Storage\",#REF!*0.5,IF(#REF!=\"CCS\",#REF!*0.85,IF(#REF!=\"OCGT\",#REF!*0,IF(#REF!=\"\",0,#REF!*M$627))))))))","v":{"$error":"#REF!"}},{"$f":"IF(#REF!=\"Interconnector\",#REF!*1,IF(#REF!=\"Wind\",#REF!*0.7,IF(#REF!=\"Marine\",#REF!*0.7,IF(#REF!=\"Nuclear\",#REF!*0.85,IF(#REF!=\"Pumped_Storage\",#REF!*0.5,IF(#REF!=\"CCS\",#REF!*0.85,IF(#REF!=\"OCGT\",#REF!*0,IF(#REF!=\"\",0,#REF!*N$627))))))))","v":{"$error":"#REF!"}},{"$f":"IF(#REF!=\"Interconnector\",#REF!*1,IF(#REF!=\"Wind\",#REF!*0.7,IF(#REF!=\"Marine\",#REF!*0.7,IF(#REF!=\"Nuclear\",#REF!*0.85,IF(#REF!=\"Pumped_Storage\",#REF!*0.5,IF(#REF!=\"CCS\",#REF!*0.85,IF(#REF!=\"OCGT\",#REF!*0,IF(#REF!=\"\",0,#REF!*O$627))))))))","v":{"$error":"#REF!"}}]
[{"$f":"#REF!","v":{"$error":"#REF!"}},{"$f":"#REF!","v":{"$error":"#REF!"}},{"$f":"#REF!","v":{"$error":"#REF!"}},{"$f":"#REF!","v":{"$error":"#REF!"}},{"$f":"IF(#REF!=\"Interconnector\",#REF!*1,IF(#REF!=\"Wind\",#REF!*0.7,IF(#REF!=\"Marine\",#REF!*0.7,IF(#REF!=\"Nuclear\",#REF!*0.85,IF(#REF!=\"Pumped_Storage\",#REF!*0.5,IF(#REF!=\"CCS\",#REF!*0.85,IF(#REF!=\"OCGT\",#REF!*0,IF(#REF!=\"\",0,#REF!*E$627))))))))","v":{"$error":"#REF!"}},{"$f":"IF(#REF!=\"Interconnector\",#REF!*1,IF(#REF!=\"Wind\",#REF!*0.7,IF(#REF!=\"Marine\",#REF!*0.7,IF(#REF!=\"Nuclear\",#REF!*0.85,IF(#REF!=\"Pumped_Storage\",#REF!*0.5,IF(#REF!=\"CCS\",#REF!*0.85,IF(#REF!=\"OCGT\",#REF!*0,IF(#REF!=\"\",0,#REF!*F$627))))))))","v":{"$error":"#REF!"}},{"$f":"IF(#REF!=\"Interconnector\",#REF!*1,IF(#REF!=\"Wind\",#REF!*0.7,IF(#REF!=\"Marine\",#REF!*0.7,IF(#REF!=\"Nuclear\",#REF!*0.85,IF(#REF!=\"Pumped_Storage\",#REF!*0.5,IF(#REF!=\"CCS\",#REF!*0.85,IF(#REF!=\"OCGT\",#REF!*0,IF(#REF!=\"\",0,#REF!*G$627))))))))","v":{"$error":"#REF!"}},{"$f":"IF(#REF!=\"Interconnector\",#REF!*1,IF(#REF!=\"Wind\",#REF!*0.7,IF(#REF!=\"Marine\",#REF!*0.7,IF(#REF!=\"Nuclear\",#REF!*0.85,IF(#REF!=\"Pumped_Storage\",#REF!*0.5,IF(#REF!=\"CCS\",#REF!*0.85,IF(#REF!=\"OCGT\",#REF!*0,IF(#REF!=\"\",0,#REF!*H$627))))))))","v":{"$error":"#REF!"}},{"$f":"IF(#REF!=\"Interconnector\",#REF!*1,IF(#REF!=\"Wind\",#REF!*0.7,IF(#REF!=\"Marine\",#REF!*0.7,IF(#REF!=\"Nuclear\",#REF!*0.85,IF(#REF!=\"Pumped_Storage\",#REF!*0.5,IF(#REF!=\"CCS\",#REF!*0.85,IF(#REF!=\"OCGT\",#REF!*0,IF(#REF!=\"\",0,#REF!*I$627))))))))","v":{"$error":"#REF!"}},{"$f":"IF(#REF!=\"Interconnector\",#REF!*1,IF(#REF!=\"Wind\",#REF!*0.7,IF(#REF!=\"Marine\",#REF!*0.7,IF(#REF!=\"Nuclear\",#REF!*0.85,IF(#REF!=\"Pumped_Storage\",#REF!*0.5,IF(#REF!=\"CCS\",#REF!*0.85,IF(#REF!=\"OCGT\",#REF!*0,IF(#REF!=\"\",0,#REF!*J$627))))))))","v":{"$error":"#REF!"}},{"$f":"IF(#REF!=\"Interconnector\",#REF!*1,IF(#REF!=\"Wind\",#REF!*0.7,IF(#REF!=\"Marine\",#REF!*0.7,IF(#REF!=\"Nuclear\",#REF!*0.85,IF(#REF!=\"Pumped_Storage\",#REF!*0.5,IF(#REF!=\"CCS\",#REF!*0.85,IF(#REF!=\"OCGT\",#REF!*0,IF(#REF!=\"\",0,#REF!*K$627))))))))","v":{"$error":"#REF!"}},{"$f":"IF(#REF!=\"Interconnector\",#REF!*1,IF(#REF!=\"Wind\",#REF!*0.7,IF(#REF!=\"Marine\",#REF!*0.7,IF(#REF!=\"Nuclear\",#REF!*0.85,IF(#REF!=\"Pumped_Storage\",#REF!*0.5,IF(#REF!=\"CCS\",#REF!*0.85,IF(#REF!=\"OCGT\",#REF!*0,IF(#REF!=\"\",0,#REF!*L$627))))))))","v":{"$error":"#REF!"}},{"$f":"IF(#REF!=\"Interconnector\",#REF!*1,IF(#REF!=\"Wind\",#REF!*0.7,IF(#REF!=\"Marine\",#REF!*0.7,IF(#REF!=\"Nuclear\",#REF!*0.85,IF(#REF!=\"Pumped_Storage\",#REF!*0.5,IF(#REF!=\"CCS\",#REF!*0.85,IF(#REF!=\"OCGT\",#REF!*0,IF(#REF!=\"\",0,#REF!*M$627))))))))","v":{"$error":"#REF!"}},{"$f":"IF(#REF!=\"Interconnector\",#REF!*1,IF(#REF!=\"Wind\",#REF!*0.7,IF(#REF!=\"Marine\",#REF!*0.7,IF(#REF!=\"Nuclear\",#REF!*0.85,IF(#REF!=\"Pumped_Storage\",#REF!*0.5,IF(#REF!=\"CCS\",#REF!*0.85,IF(#REF!=\"OCGT\",#REF!*0,IF(#REF!=\"\",0,#REF!*N$627))))))))","v":{"$error":"#REF!"}},{"$f":"IF(#REF!=\"Interconnector\",#REF!*1,IF(#REF!=\"Wind\",#REF!*0.7,IF(#REF!=\"Marine\",#REF!*0.7,IF(#REF!=\"Nuclear\",#REF!*0.85,IF(#REF!=\"Pumped_Storage\",#REF!*0.5,IF(#REF!=\"CCS\",#REF!*0.85,IF(#REF!=\"OCGT\",#REF!*0,IF(#REF!=\"\",0,#REF!*O$627))))))))","v":{"$error":"#REF!"}}]
[{"$f":"#REF!","v":{"$error":"#REF!"}},{"$f":"#REF!","v":{"$error":"#REF!"}},{"$f":"#REF!","v":{"$error":"#REF!"}},{"$f":"#REF!","v":{"$error":"#REF!"}},{"$f":"IF(#REF!=\"Interconnector\",#REF!*1,IF(#REF!=\"Wind\",#REF!*0.7,IF(#REF!=\"Marine\",#REF!*0.7,IF(#REF!=\"Nuclear\",#REF!*0.85,IF(#REF!=\"Pumped_Storage\",#REF!*0.5,IF(#REF!=\"CCS\",#REF!*0.85,IF(#REF!=\"OCGT\",#REF!*0,IF(#REF!=\"\",0,#REF!*E$627))))))))","v":{"$error":"#REF!"}},{"$f":"IF(#REF!=\"Interconnector\",#REF!*1,IF(#REF!=\"Wind\",#REF!*0.7,IF(#REF!=\"Marine\",#REF!*0.7,IF(#REF!=\"Nuclear\",#REF!*0.85,IF(#REF!=\"Pumped_Storage\",#REF!*0.5,IF(#REF!=\"CCS\",#REF!*0.85,IF(#REF!=\"OCGT\",#REF!*0,IF(#REF!=\"\",0,#REF!*F$627))))))))","v":{"$error":"#REF!"}},{"$f":"IF(#REF!=\"Interconnector\",#REF!*1,IF(#REF!=\"Wind\",#REF!*0.7,IF(#REF!=\"Marine\",#REF!*0.7,IF(#REF!=\"Nuclear\",#REF!*0.85,IF(#REF!=\"Pumped_Storage\",#REF!*0.5,IF(#REF!=\"CCS\",#REF!*0.85,IF(#REF!=\"OCGT\",#REF!*0,IF(#REF!=\"\",0,#REF!*G$627))))))))","v":{"$error":"#REF!"}},{"$f":"IF(#REF!=\"Interconnector\",#REF!*1,IF(#REF!=\"Wind\",#REF!*0.7,IF(#REF!=\"Marine\",#REF!*0.7,IF(#REF!=\"Nuclear\",#REF!*0.85,IF(#REF!=\"Pumped_Storage\",#REF!*0.5,IF(#REF!=\"CCS\",#REF!*0.85,IF(#REF!=\"OCGT\",#REF!*0,IF(#REF!=\"\",0,#REF!*H$627))))))))","v":{"$error":"#REF!"}},{"$f":"IF(#REF!=\"Interconnector\",#REF!*1,IF(#REF!=\"Wind\",#REF!*0.7,IF(#REF!=\"Marine\",#REF!*0.7,IF(#REF!=\"Nuclear\",#REF!*0.85,IF(#REF!=\"Pumped_Storage\",#REF!*0.5,IF(#REF!=\"CCS\",#REF!*0.85,IF(#REF!=\"OCGT\",#REF!*0,IF(#REF!=\"\",0,#REF!*I$627))))))))","v":{"$error":"#REF!"}},{"$f":"IF(#REF!=\"Interconnector\",#REF!*1,IF(#REF!=\"Wind\",#REF!*0.7,IF(#REF!=\"Marine\",#REF!*0.7,IF(#REF!=\"Nuclear\",#REF!*0.85,IF(#REF!=\"Pumped_Storage\",#REF!*0.5,IF(#REF!=\"CCS\",#REF!*0.85,IF(#REF!=\"OCGT\",#REF!*0,IF(#REF!=\"\",0,#REF!*J$627))))))))","v":{"$error":"#REF!"}},{"$f":"IF(#REF!=\"Interconnector\",#REF!*1,IF(#REF!=\"Wind\",#REF!*0.7,IF(#REF!=\"Marine\",#REF!*0.7,IF(#REF!=\"Nuclear\",#REF!*0.85,IF(#REF!=\"Pumped_Storage\",#REF!*0.5,IF(#REF!=\"CCS\",#REF!*0.85,IF(#REF!=\"OCGT\",#REF!*0,IF(#REF!=\"\",0,#REF!*K$627))))))))","v":{"$error":"#REF!"}},{"$f":"IF(#REF!=\"Interconnector\",#REF!*1,IF(#REF!=\"Wind\",#REF!*0.7,IF(#REF!=\"Marine\",#REF!*0.7,IF(#REF!=\"Nuclear\",#REF!*0.85,IF(#REF!=\"Pumped_Storage\",#REF!*0.5,IF(#REF!=\"CCS\",#REF!*0.85,IF(#REF!=\"OCGT\",#REF!*0,IF(#REF!=\"\",0,#REF!*L$627))))))))","v":{"$error":"#REF!"}},{"$f":"IF(#REF!=\"Interconnector\",#REF!*1,IF(#REF!=\"Wind\",#REF!*0.7,IF(#REF!=\"Marine\",#REF!*0.7,IF(#REF!=\"Nuclear\",#REF!*0.85,IF(#REF!=\"Pumped_Storage\",#REF!*0.5,IF(#REF!=\"CCS\",#REF!*0.85,IF(#REF!=\"OCGT\",#REF!*0,IF(#REF!=\"\",0,#REF!*M$627))))))))","v":{"$error":"#REF!"}},{"$f":"IF(#REF!=\"Interconnector\",#REF!*1,IF(#REF!=\"Wind\",#REF!*0.7,IF(#REF!=\"Marine\",#REF!*0.7,IF(#REF!=\"Nuclear\",#REF!*0.85,IF(#REF!=\"Pumped_Storage\",#REF!*0.5,IF(#REF!=\"CCS\",#REF!*0.85,IF(#REF!=\"OCGT\",#REF!*0,IF(#REF!=\"\",0,#REF!*N$627))))))))","v":{"$error":"#REF!"}},{"$f":"IF(#REF!=\"Interconnector\",#REF!*1,IF(#REF!=\"Wind\",#REF!*0.7,IF(#REF!=\"Marine\",#REF!*0.7,IF(#REF!=\"Nuclear\",#REF!*0.85,IF(#REF!=\"Pumped_Storage\",#REF!*0.5,IF(#REF!=\"CCS\",#REF!*0.85,IF(#REF!=\"OCGT\",#REF!*0,IF(#REF!=\"\",0,#REF!*O$627))))))))","v":{"$error":"#REF!"}}]
[{"$f":"#REF!","v":{"$error":"#REF!"}},{"$f":"#REF!","v":{"$error":"#REF!"}},{"$f":"#REF!","v":{"$error":"#REF!"}},{"$f":"#REF!","v":{"$error":"#REF!"}},{"$f":"IF(#REF!=\"Interconnector\",#REF!*1,IF(#REF!=\"Wind\",#REF!*0.7,IF(#REF!=\"Marine\",#REF!*0.7,IF(#REF!=\"Nuclear\",#REF!*0.85,IF(#REF!=\"Pumped_Storage\",#REF!*0.5,IF(#REF!=\"CCS\",#REF!*0.85,IF(#REF!=\"OCGT\",#REF!*0,IF(#REF!=\"\",0,#REF!*E$627))))))))","v":{"$error":"#REF!"}},{"$f":"IF(#REF!=\"Interconnector\",#REF!*1,IF(#REF!=\"Wind\",#REF!*0.7,IF(#REF!=\"Marine\",#REF!*0.7,IF(#REF!=\"Nuclear\",#REF!*0.85,IF(#REF!=\"Pumped_Storage\",#REF!*0.5,IF(#REF!=\"CCS\",#REF!*0.85,IF(#REF!=\"OCGT\",#REF!*0,IF(#REF!=\"\",0,#REF!*F$627))))))))","v":{"$error":"#REF!"}},{"$f":"IF(#REF!=\"Interconnector\",#REF!*1,IF(#REF!=\"Wind\",#REF!*0.7,IF(#REF!=\"Marine\",#REF!*0.7,IF(#REF!=\"Nuclear\",#REF!*0.85,IF(#REF!=\"Pumped_Storage\",#REF!*0.5,IF(#REF!=\"CCS\",#REF!*0.85,IF(#REF!=\"OCGT\",#REF!*0,IF(#REF!=\"\",0,#REF!*G$627))))))))","v":{"$error":"#REF!"}},{"$f":"IF(#REF!=\"Interconnector\",#REF!*1,IF(#REF!=\"Wind\",#REF!*0.7,IF(#REF!=\"Marine\",#REF!*0.7,IF(#REF!=\"Nuclear\",#REF!*0.85,IF(#REF!=\"Pumped_Storage\",#REF!*0.5,IF(#REF!=\"CCS\",#REF!*0.85,IF(#REF!=\"OCGT\",#REF!*0,IF(#REF!=\"\",0,#REF!*H$627))))))))","v":{"$error":"#REF!"}},{"$f":"IF(#REF!=\"Interconnector\",#REF!*1,IF(#REF!=\"Wind\",#REF!*0.7,IF(#REF!=\"Marine\",#REF!*0.7,IF(#REF!=\"Nuclear\",#REF!*0.85,IF(#REF!=\"Pumped_Storage\",#REF!*0.5,IF(#REF!=\"CCS\",#REF!*0.85,IF(#REF!=\"OCGT\",#REF!*0,IF(#REF!=\"\",0,#REF!*I$627))))))))","v":{"$error":"#REF!"}},{"$f":"IF(#REF!=\"Interconnector\",#REF!*1,IF(#REF!=\"Wind\",#REF!*0.7,IF(#REF!=\"Marine\",#REF!*0.7,IF(#REF!=\"Nuclear\",#REF!*0.85,IF(#REF!=\"Pumped_Storage\",#REF!*0.5,IF(#REF!=\"CCS\",#REF!*0.85,IF(#REF!=\"OCGT\",#REF!*0,IF(#REF!=\"\",0,#REF!*J$627))))))))","v":{"$error":"#REF!"}},{"$f":"IF(#REF!=\"Interconnector\",#REF!*1,IF(#REF!=\"Wind\",#REF!*0.7,IF(#REF!=\"Marine\",#REF!*0.7,IF(#REF!=\"Nuclear\",#REF!*0.85,IF(#REF!=\"Pumped_Storage\",#REF!*0.5,IF(#REF!=\"CCS\",#REF!*0.85,IF(#REF!=\"OCGT\",#REF!*0,IF(#REF!=\"\",0,#REF!*K$627))))))))","v":{"$error":"#REF!"}},{"$f":"IF(#REF!=\"Interconnector\",#REF!*1,IF(#REF!=\"Wind\",#REF!*0.7,IF(#REF!=\"Marine\",#REF!*0.7,IF(#REF!=\"Nuclear\",#REF!*0.85,IF(#REF!=\"Pumped_Storage\",#REF!*0.5,IF(#REF!=\"CCS\",#REF!*0.85,IF(#REF!=\"OCGT\",#REF!*0,IF(#REF!=\"\",0,#REF!*L$627))))))))","v":{"$error":"#REF!"}},{"$f":"IF(#REF!=\"Interconnector\",#REF!*1,IF(#REF!=\"Wind\",#REF!*0.7,IF(#REF!=\"Marine\",#REF!*0.7,IF(#REF!=\"Nuclear\",#REF!*0.85,IF(#REF!=\"Pumped_Storage\",#REF!*0.5,IF(#REF!=\"CCS\",#REF!*0.85,IF(#REF!=\"OCGT\",#REF!*0,IF(#REF!=\"\",0,#REF!*M$627))))))))","v":{"$error":"#REF!"}},{"$f":"IF(#REF!=\"Interconnector\",#REF!*1,IF(#REF!=\"Wind\",#REF!*0.7,IF(#REF!=\"Marine\",#REF!*0.7,IF(#REF!=\"Nuclear\",#REF!*0.85,IF(#REF!=\"Pumped_Storage\",#REF!*0.5,IF(#REF!=\"CCS\",#REF!*0.85,IF(#REF!=\"OCGT\",#REF!*0,IF(#REF!=\"\",0,#REF!*N$627))))))))","v":{"$error":"#REF!"}},{"$f":"IF(#REF!=\"Interconnector\",#REF!*1,IF(#REF!=\"Wind\",#REF!*0.7,IF(#REF!=\"Marine\",#REF!*0.7,IF(#REF!=\"Nuclear\",#REF!*0.85,IF(#REF!=\"Pumped_Storage\",#REF!*0.5,IF(#REF!=\"CCS\",#REF!*0.85,IF(#REF!=\"OCGT\",#REF!*0,IF(#REF!=\"\",0,#REF!*O$627))))))))","v":{"$error":"#REF!"}}]
[{"$f":"#REF!","v":{"$error":"#REF!"}},{"$f":"#REF!","v":{"$error":"#REF!"}},{"$f":"#REF!","v":{"$error":"#REF!"}},{"$f":"#REF!","v":{"$error":"#REF!"}},{"$f":"IF(#REF!=\"Interconnector\",#REF!*1,IF(#REF!=\"Wind\",#REF!*0.7,IF(#REF!=\"Marine\",#REF!*0.7,IF(#REF!=\"Nuclear\",#REF!*0.85,IF(#REF!=\"Pumped_Storage\",#REF!*0.5,IF(#REF!=\"CCS\",#REF!*0.85,IF(#REF!=\"OCGT\",#REF!*0,IF(#REF!=\"\",0,#REF!*E$627))))))))","v":{"$error":"#REF!"}},{"$f":"IF(#REF!=\"Interconnector\",#REF!*1,IF(#REF!=\"Wind\",#REF!*0.7,IF(#REF!=\"Marine\",#REF!*0.7,IF(#REF!=\"Nuclear\",#REF!*0.85,IF(#REF!=\"Pumped_Storage\",#REF!*0.5,IF(#REF!=\"CCS\",#REF!*0.85,IF(#REF!=\"OCGT\",#REF!*0,IF(#REF!=\"\",0,#REF!*F$627))))))))","v":{"$error":"#REF!"}},{"$f":"IF(#REF!=\"Interconnector\",#REF!*1,IF(#REF!=\"Wind\",#REF!*0.7,IF(#REF!=\"Marine\",#REF!*0.7,IF(#REF!=\"Nuclear\",#REF!*0.85,IF(#REF!=\"Pumped_Storage\",#REF!*0.5,IF(#REF!=\"CCS\",#REF!*0.85,IF(#REF!=\"OCGT\",#REF!*0,IF(#REF!=\"\",0,#REF!*G$627))))))))","v":{"$error":"#REF!"}},{"$f":"IF(#REF!=\"Interconnector\",#REF!*1,IF(#REF!=\"Wind\",#REF!*0.7,IF(#REF!=\"Marine\",#REF!*0.7,IF(#REF!=\"Nuclear\",#REF!*0.85,IF(#REF!=\"Pumped_Storage\",#REF!*0.5,IF(#REF!=\"CCS\",#REF!*0.85,IF(#REF!=\"OCGT\",#REF!*0,IF(#REF!=\"\",0,#REF!*H$627))))))))","v":{"$error":"#REF!"}},{"$f":"IF(#REF!=\"Interconnector\",#REF!*1,IF(#REF!=\"Wind\",#REF!*0.7,IF(#REF!=\"Marine\",#REF!*0.7,IF(#REF!=\"Nuclear\",#REF!*0.85,IF(#REF!=\"Pumped_Storage\",#REF!*0.5,IF(#REF!=\"CCS\",#REF!*0.85,IF(#REF!=\"OCGT\",#REF!*0,IF(#REF!=\"\",0,#REF!*I$627))))))))","v":{"$error":"#REF!"}},{"$f":"IF(#REF!=\"Interconnector\",#REF!*1,IF(#REF!=\"Wind\",#REF!*0.7,IF(#REF!=\"Marine\",#REF!*0.7,IF(#REF!=\"Nuclear\",#REF!*0.85,IF(#REF!=\"Pumped_Storage\",#REF!*0.5,IF(#REF!=\"CCS\",#REF!*0.85,IF(#REF!=\"OCGT\",#REF!*0,IF(#REF!=\"\",0,#REF!*J$627))))))))","v":{"$error":"#REF!"}},{"$f":"IF(#REF!=\"Interconnector\",#REF!*1,IF(#REF!=\"Wind\",#REF!*0.7,IF(#REF!=\"Marine\",#REF!*0.7,IF(#REF!=\"Nuclear\",#REF!*0.85,IF(#REF!=\"Pumped_Storage\",#REF!*0.5,IF(#REF!=\"CCS\",#REF!*0.85,IF(#REF!=\"OCGT\",#REF!*0,IF(#REF!=\"\",0,#REF!*K$627))))))))","v":{"$error":"#REF!"}},{"$f":"IF(#REF!=\"Interconnector\",#REF!*1,IF(#REF!=\"Wind\",#REF!*0.7,IF(#REF!=\"Marine\",#REF!*0.7,IF(#REF!=\"Nuclear\",#REF!*0.85,IF(#REF!=\"Pumped_Storage\",#REF!*0.5,IF(#REF!=\"CCS\",#REF!*0.85,IF(#REF!=\"OCGT\",#REF!*0,IF(#REF!=\"\",0,#REF!*L$627))))))))","v":{"$error":"#REF!"}},{"$f":"IF(#REF!=\"Interconnector\",#REF!*1,IF(#REF!=\"Wind\",#REF!*0.7,IF(#REF!=\"Marine\",#REF!*0.7,IF(#REF!=\"Nuclear\",#REF!*0.85,IF(#REF!=\"Pumped_Storage\",#REF!*0.5,IF(#REF!=\"CCS\",#REF!*0.85,IF(#REF!=\"OCGT\",#REF!*0,IF(#REF!=\"\",0,#REF!*M$627))))))))","v":{"$error":"#REF!"}},{"$f":"IF(#REF!=\"Interconnector\",#REF!*1,IF(#REF!=\"Wind\",#REF!*0.7,IF(#REF!=\"Marine\",#REF!*0.7,IF(#REF!=\"Nuclear\",#REF!*0.85,IF(#REF!=\"Pumped_Storage\",#REF!*0.5,IF(#REF!=\"CCS\",#REF!*0.85,IF(#REF!=\"OCGT\",#REF!*0,IF(#REF!=\"\",0,#REF!*N$627))))))))","v":{"$error":"#REF!"}},{"$f":"IF(#REF!=\"Interconnector\",#REF!*1,IF(#REF!=\"Wind\",#REF!*0.7,IF(#REF!=\"Marine\",#REF!*0.7,IF(#REF!=\"Nuclear\",#REF!*0.85,IF(#REF!=\"Pumped_Storage\",#REF!*0.5,IF(#REF!=\"CCS\",#REF!*0.85,IF(#REF!=\"OCGT\",#REF!*0,IF(#REF!=\"\",0,#REF!*O$627))))))))","v":{"$error":"#REF!"}}]
[{"$f":"#REF!","v":{"$error":"#REF!"}},{"$f":"#REF!","v":{"$error":"#REF!"}},{"$f":"#REF!","v":{"$error":"#REF!"}},{"$f":"#REF!","v":{"$error":"#REF!"}},{"$f":"IF(#REF!=\"Interconnector\",#REF!*1,IF(#REF!=\"Wind\",#REF!*0.7,IF(#REF!=\"Marine\",#REF!*0.7,IF(#REF!=\"Nuclear\",#REF!*0.85,IF(#REF!=\"Pumped_Storage\",#REF!*0.5,IF(#REF!=\"CCS\",#REF!*0.85,IF(#REF!=\"OCGT\",#REF!*0,IF(#REF!=\"\",0,#REF!*E$627))))))))","v":{"$error":"#REF!"}},{"$f":"IF(#REF!=\"Interconnector\",#REF!*1,IF(#REF!=\"Wind\",#REF!*0.7,IF(#REF!=\"Marine\",#REF!*0.7,IF(#REF!=\"Nuclear\",#REF!*0.85,IF(#REF!=\"Pumped_Storage\",#REF!*0.5,IF(#REF!=\"CCS\",#REF!*0.85,IF(#REF!=\"OCGT\",#REF!*0,IF(#REF!=\"\",0,#REF!*F$627))))))))","v":{"$error":"#REF!"}},{"$f":"IF(#REF!=\"Interconnector\",#REF!*1,IF(#REF!=\"Wind\",#REF!*0.7,IF(#REF!=\"Marine\",#REF!*0.7,IF(#REF!=\"Nuclear\",#REF!*0.85,IF(#REF!=\"Pumped_Storage\",#REF!*0.5,IF(#REF!=\"CCS\",#REF!*0.85,IF(#REF!=\"OCGT\",#REF!*0,IF(#REF!=\"\",0,#REF!*G$627))))))))","v":{"$error":"#REF!"}},{"$f":"IF(#REF!=\"Interconnector\",#REF!*1,IF(#REF!=\"Wind\",#REF!*0.7,IF(#REF!=\"Marine\",#REF!*0.7,IF(#REF!=\"Nuclear\",#REF!*0.85,IF(#REF!=\"Pumped_Storage\",#REF!*0.5,IF(#REF!=\"CCS\",#REF!*0.85,IF(#REF!=\"OCGT\",#REF!*0,IF(#REF!=\"\",0,#REF!*H$627))))))))","v":{"$error":"#REF!"}},{"$f":"IF(#REF!=\"Interconnector\",#REF!*1,IF(#REF!=\"Wind\",#REF!*0.7,IF(#REF!=\"Marine\",#REF!*0.7,IF(#REF!=\"Nuclear\",#REF!*0.85,IF(#REF!=\"Pumped_Storage\",#REF!*0.5,IF(#REF!=\"CCS\",#REF!*0.85,IF(#REF!=\"OCGT\",#REF!*0,IF(#REF!=\"\",0,#REF!*I$627))))))))","v":{"$error":"#REF!"}},{"$f":"IF(#REF!=\"Interconnector\",#REF!*1,IF(#REF!=\"Wind\",#REF!*0.7,IF(#REF!=\"Marine\",#REF!*0.7,IF(#REF!=\"Nuclear\",#REF!*0.85,IF(#REF!=\"Pumped_Storage\",#REF!*0.5,IF(#REF!=\"CCS\",#REF!*0.85,IF(#REF!=\"OCGT\",#REF!*0,IF(#REF!=\"\",0,#REF!*J$627))))))))","v":{"$error":"#REF!"}},{"$f":"IF(#REF!=\"Interconnector\",#REF!*1,IF(#REF!=\"Wind\",#REF!*0.7,IF(#REF!=\"Marine\",#REF!*0.7,IF(#REF!=\"Nuclear\",#REF!*0.85,IF(#REF!=\"Pumped_Storage\",#REF!*0.5,IF(#REF!=\"CCS\",#REF!*0.85,IF(#REF!=\"OCGT\",#REF!*0,IF(#REF!=\"\",0,#REF!*K$627))))))))","v":{"$error":"#REF!"}},{"$f":"IF(#REF!=\"Interconnector\",#REF!*1,IF(#REF!=\"Wind\",#REF!*0.7,IF(#REF!=\"Marine\",#REF!*0.7,IF(#REF!=\"Nuclear\",#REF!*0.85,IF(#REF!=\"Pumped_Storage\",#REF!*0.5,IF(#REF!=\"CCS\",#REF!*0.85,IF(#REF!=\"OCGT\",#REF!*0,IF(#REF!=\"\",0,#REF!*L$627))))))))","v":{"$error":"#REF!"}},{"$f":"IF(#REF!=\"Interconnector\",#REF!*1,IF(#REF!=\"Wind\",#REF!*0.7,IF(#REF!=\"Marine\",#REF!*0.7,IF(#REF!=\"Nuclear\",#REF!*0.85,IF(#REF!=\"Pumped_Storage\",#REF!*0.5,IF(#REF!=\"CCS\",#REF!*0.85,IF(#REF!=\"OCGT\",#REF!*0,IF(#REF!=\"\",0,#REF!*M$627))))))))","v":{"$error":"#REF!"}},{"$f":"IF(#REF!=\"Interconnector\",#REF!*1,IF(#REF!=\"Wind\",#REF!*0.7,IF(#REF!=\"Marine\",#REF!*0.7,IF(#REF!=\"Nuclear\",#REF!*0.85,IF(#REF!=\"Pumped_Storage\",#REF!*0.5,IF(#REF!=\"CCS\",#REF!*0.85,IF(#REF!=\"OCGT\",#REF!*0,IF(#REF!=\"\",0,#REF!*N$627))))))))","v":{"$error":"#REF!"}},{"$f":"IF(#REF!=\"Interconnector\",#REF!*1,IF(#REF!=\"Wind\",#REF!*0.7,IF(#REF!=\"Marine\",#REF!*0.7,IF(#REF!=\"Nuclear\",#REF!*0.85,IF(#REF!=\"Pumped_Storage\",#REF!*0.5,IF(#REF!=\"CCS\",#REF!*0.85,IF(#REF!=\"OCGT\",#REF!*0,IF(#REF!=\"\",0,#REF!*O$627))))))))","v":{"$error":"#REF!"}}]
[{"$f":"#REF!","v":{"$error":"#REF!"}},{"$f":"#REF!","v":{"$error":"#REF!"}},{"$f":"#REF!","v":{"$error":"#REF!"}},{"$f":"#REF!","v":{"$error":"#REF!"}},{"$f":"IF(#REF!=\"Interconnector\",#REF!*1,IF(#REF!=\"Wind\",#REF!*0.7,IF(#REF!=\"Marine\",#REF!*0.7,IF(#REF!=\"Nuclear\",#REF!*0.85,IF(#REF!=\"Pumped_Storage\",#REF!*0.5,IF(#REF!=\"CCS\",#REF!*0.85,IF(#REF!=\"OCGT\",#REF!*0,IF(#REF!=\"\",0,#REF!*E$627))))))))","v":{"$error":"#REF!"}},{"$f":"IF(#REF!=\"Interconnector\",#REF!*1,IF(#REF!=\"Wind\",#REF!*0.7,IF(#REF!=\"Marine\",#REF!*0.7,IF(#REF!=\"Nuclear\",#REF!*0.85,IF(#REF!=\"Pumped_Storage\",#REF!*0.5,IF(#REF!=\"CCS\",#REF!*0.85,IF(#REF!=\"OCGT\",#REF!*0,IF(#REF!=\"\",0,#REF!*F$627))))))))","v":{"$error":"#REF!"}},{"$f":"IF(#REF!=\"Interconnector\",#REF!*1,IF(#REF!=\"Wind\",#REF!*0.7,IF(#REF!=\"Marine\",#REF!*0.7,IF(#REF!=\"Nuclear\",#REF!*0.85,IF(#REF!=\"Pumped_Storage\",#REF!*0.5,IF(#REF!=\"CCS\",#REF!*0.85,IF(#REF!=\"OCGT\",#REF!*0,IF(#REF!=\"\",0,#REF!*G$627))))))))","v":{"$error":"#REF!"}},{"$f":"IF(#REF!=\"Interconnector\",#REF!*1,IF(#REF!=\"Wind\",#REF!*0.7,IF(#REF!=\"Marine\",#REF!*0.7,IF(#REF!=\"Nuclear\",#REF!*0.85,IF(#REF!=\"Pumped_Storage\",#REF!*0.5,IF(#REF!=\"CCS\",#REF!*0.85,IF(#REF!=\"OCGT\",#REF!*0,IF(#REF!=\"\",0,#REF!*H$627))))))))","v":{"$error":"#REF!"}},{"$f":"IF(#REF!=\"Interconnector\",#REF!*1,IF(#REF!=\"Wind\",#REF!*0.7,IF(#REF!=\"Marine\",#REF!*0.7,IF(#REF!=\"Nuclear\",#REF!*0.85,IF(#REF!=\"Pumped_Storage\",#REF!*0.5,IF(#REF!=\"CCS\",#REF!*0.85,IF(#REF!=\"OCGT\",#REF!*0,IF(#REF!=\"\",0,#REF!*I$627))))))))","v":{"$error":"#REF!"}},{"$f":"IF(#REF!=\"Interconnector\",#REF!*1,IF(#REF!=\"Wind\",#REF!*0.7,IF(#REF!=\"Marine\",#REF!*0.7,IF(#REF!=\"Nuclear\",#REF!*0.85,IF(#REF!=\"Pumped_Storage\",#REF!*0.5,IF(#REF!=\"CCS\",#REF!*0.85,IF(#REF!=\"OCGT\",#REF!*0,IF(#REF!=\"\",0,#REF!*J$627))))))))","v":{"$error":"#REF!"}},{"$f":"IF(#REF!=\"Interconnector\",#REF!*1,IF(#REF!=\"Wind\",#REF!*0.7,IF(#REF!=\"Marine\",#REF!*0.7,IF(#REF!=\"Nuclear\",#REF!*0.85,IF(#REF!=\"Pumped_Storage\",#REF!*0.5,IF(#REF!=\"CCS\",#REF!*0.85,IF(#REF!=\"OCGT\",#REF!*0,IF(#REF!=\"\",0,#REF!*K$627))))))))","v":{"$error":"#REF!"}},{"$f":"IF(#REF!=\"Interconnector\",#REF!*1,IF(#REF!=\"Wind\",#REF!*0.7,IF(#REF!=\"Marine\",#REF!*0.7,IF(#REF!=\"Nuclear\",#REF!*0.85,IF(#REF!=\"Pumped_Storage\",#REF!*0.5,IF(#REF!=\"CCS\",#REF!*0.85,IF(#REF!=\"OCGT\",#REF!*0,IF(#REF!=\"\",0,#REF!*L$627))))))))","v":{"$error":"#REF!"}},{"$f":"IF(#REF!=\"Interconnector\",#REF!*1,IF(#REF!=\"Wind\",#REF!*0.7,IF(#REF!=\"Marine\",#REF!*0.7,IF(#REF!=\"Nuclear\",#REF!*0.85,IF(#REF!=\"Pumped_Storage\",#REF!*0.5,IF(#REF!=\"CCS\",#REF!*0.85,IF(#REF!=\"OCGT\",#REF!*0,IF(#REF!=\"\",0,#REF!*M$627))))))))","v":{"$error":"#REF!"}},{"$f":"IF(#REF!=\"Interconnector\",#REF!*1,IF(#REF!=\"Wind\",#REF!*0.7,IF(#REF!=\"Marine\",#REF!*0.7,IF(#REF!=\"Nuclear\",#REF!*0.85,IF(#REF!=\"Pumped_Storage\",#REF!*0.5,IF(#REF!=\"CCS\",#REF!*0.85,IF(#REF!=\"OCGT\",#REF!*0,IF(#REF!=\"\",0,#REF!*N$627))))))))","v":{"$error":"#REF!"}},{"$f":"IF(#REF!=\"Interconnector\",#REF!*1,IF(#REF!=\"Wind\",#REF!*0.7,IF(#REF!=\"Marine\",#REF!*0.7,IF(#REF!=\"Nuclear\",#REF!*0.85,IF(#REF!=\"Pumped_Storage\",#REF!*0.5,IF(#REF!=\"CCS\",#REF!*0.85,IF(#REF!=\"OCGT\",#REF!*0,IF(#REF!=\"\",0,#REF!*O$627))))))))","v":{"$error":"#REF!"}}]
[{"$f":"#REF!","v":{"$error":"#REF!"}},{"$f":"#REF!","v":{"$error":"#REF!"}},{"$f":"#REF!","v":{"$error":"#REF!"}},{"$f":"#REF!","v":{"$error":"#REF!"}},{"$f":"IF(#REF!=\"Interconnector\",#REF!*1,IF(#REF!=\"Wind\",#REF!*0.7,IF(#REF!=\"Marine\",#REF!*0.7,IF(#REF!=\"Nuclear\",#REF!*0.85,IF(#REF!=\"Pumped_Storage\",#REF!*0.5,IF(#REF!=\"CCS\",#REF!*0.85,IF(#REF!=\"OCGT\",#REF!*0,IF(#REF!=\"\",0,#REF!*E$627))))))))","v":{"$error":"#REF!"}},{"$f":"IF(#REF!=\"Interconnector\",#REF!*1,IF(#REF!=\"Wind\",#REF!*0.7,IF(#REF!=\"Marine\",#REF!*0.7,IF(#REF!=\"Nuclear\",#REF!*0.85,IF(#REF!=\"Pumped_Storage\",#REF!*0.5,IF(#REF!=\"CCS\",#REF!*0.85,IF(#REF!=\"OCGT\",#REF!*0,IF(#REF!=\"\",0,#REF!*F$627))))))))","v":{"$error":"#REF!"}},{"$f":"IF(#REF!=\"Interconnector\",#REF!*1,IF(#REF!=\"Wind\",#REF!*0.7,IF(#REF!=\"Marine\",#REF!*0.7,IF(#REF!=\"Nuclear\",#REF!*0.85,IF(#REF!=\"Pumped_Storage\",#REF!*0.5,IF(#REF!=\"CCS\",#REF!*0.85,IF(#REF!=\"OCGT\",#REF!*0,IF(#REF!=\"\",0,#REF!*G$627))))))))","v":{"$error":"#REF!"}},{"$f":"IF(#REF!=\"Interconnector\",#REF!*1,IF(#REF!=\"Wind\",#REF!*0.7,IF(#REF!=\"Marine\",#REF!*0.7,IF(#REF!=\"Nuclear\",#REF!*0.85,IF(#REF!=\"Pumped_Storage\",#REF!*0.5,IF(#REF!=\"CCS\",#REF!*0.85,IF(#REF!=\"OCGT\",#REF!*0,IF(#REF!=\"\",0,#REF!*H$627))))))))","v":{"$error":"#REF!"}},{"$f":"IF(#REF!=\"Interconnector\",#REF!*1,IF(#REF!=\"Wind\",#REF!*0.7,IF(#REF!=\"Marine\",#REF!*0.7,IF(#REF!=\"Nuclear\",#REF!*0.85,IF(#REF!=\"Pumped_Storage\",#REF!*0.5,IF(#REF!=\"CCS\",#REF!*0.85,IF(#REF!=\"OCGT\",#REF!*0,IF(#REF!=\"\",0,#REF!*I$627))))))))","v":{"$error":"#REF!"}},{"$f":"IF(#REF!=\"Interconnector\",#REF!*1,IF(#REF!=\"Wind\",#REF!*0.7,IF(#REF!=\"Marine\",#REF!*0.7,IF(#REF!=\"Nuclear\",#REF!*0.85,IF(#REF!=\"Pumped_Storage\",#REF!*0.5,IF(#REF!=\"CCS\",#REF!*0.85,IF(#REF!=\"OCGT\",#REF!*0,IF(#REF!=\"\",0,#REF!*J$627))))))))","v":{"$error":"#REF!"}},{"$f":"IF(#REF!=\"Interconnector\",#REF!*1,IF(#REF!=\"Wind\",#REF!*0.7,IF(#REF!=\"Marine\",#REF!*0.7,IF(#REF!=\"Nuclear\",#REF!*0.85,IF(#REF!=\"Pumped_Storage\",#REF!*0.5,IF(#REF!=\"CCS\",#REF!*0.85,IF(#REF!=\"OCGT\",#REF!*0,IF(#REF!=\"\",0,#REF!*K$627))))))))","v":{"$error":"#REF!"}},{"$f":"IF(#REF!=\"Interconnector\",#REF!*1,IF(#REF!=\"Wind\",#REF!*0.7,IF(#REF!=\"Marine\",#REF!*0.7,IF(#REF!=\"Nuclear\",#REF!*0.85,IF(#REF!=\"Pumped_Storage\",#REF!*0.5,IF(#REF!=\"CCS\",#REF!*0.85,IF(#REF!=\"OCGT\",#REF!*0,IF(#REF!=\"\",0,#REF!*L$627))))))))","v":{"$error":"#REF!"}},{"$f":"IF(#REF!=\"Interconnector\",#REF!*1,IF(#REF!=\"Wind\",#REF!*0.7,IF(#REF!=\"Marine\",#REF!*0.7,IF(#REF!=\"Nuclear\",#REF!*0.85,IF(#REF!=\"Pumped_Storage\",#REF!*0.5,IF(#REF!=\"CCS\",#REF!*0.85,IF(#REF!=\"OCGT\",#REF!*0,IF(#REF!=\"\",0,#REF!*M$627))))))))","v":{"$error":"#REF!"}},{"$f":"IF(#REF!=\"Interconnector\",#REF!*1,IF(#REF!=\"Wind\",#REF!*0.7,IF(#REF!=\"Marine\",#REF!*0.7,IF(#REF!=\"Nuclear\",#REF!*0.85,IF(#REF!=\"Pumped_Storage\",#REF!*0.5,IF(#REF!=\"CCS\",#REF!*0.85,IF(#REF!=\"OCGT\",#REF!*0,IF(#REF!=\"\",0,#REF!*N$627))))))))","v":{"$error":"#REF!"}},{"$f":"IF(#REF!=\"Interconnector\",#REF!*1,IF(#REF!=\"Wind\",#REF!*0.7,IF(#REF!=\"Marine\",#REF!*0.7,IF(#REF!=\"Nuclear\",#REF!*0.85,IF(#REF!=\"Pumped_Storage\",#REF!*0.5,IF(#REF!=\"CCS\",#REF!*0.85,IF(#REF!=\"OCGT\",#REF!*0,IF(#REF!=\"\",0,#REF!*O$627))))))))","v":{"$error":"#REF!"}}]
[{"$f":"#REF!","v":{"$error":"#REF!"}},{"$f":"#REF!","v":{"$error":"#REF!"}},{"$f":"#REF!","v":{"$error":"#REF!"}},{"$f":"#REF!","v":{"$error":"#REF!"}},{"$f":"IF(#REF!=\"Interconnector\",#REF!*1,IF(#REF!=\"Wind\",#REF!*0.7,IF(#REF!=\"Marine\",#REF!*0.7,IF(#REF!=\"Nuclear\",#REF!*0.85,IF(#REF!=\"Pumped_Storage\",#REF!*0.5,IF(#REF!=\"CCS\",#REF!*0.85,IF(#REF!=\"OCGT\",#REF!*0,IF(#REF!=\"\",0,#REF!*E$627))))))))","v":{"$error":"#REF!"}},{"$f":"IF(#REF!=\"Interconnector\",#REF!*1,IF(#REF!=\"Wind\",#REF!*0.7,IF(#REF!=\"Marine\",#REF!*0.7,IF(#REF!=\"Nuclear\",#REF!*0.85,IF(#REF!=\"Pumped_Storage\",#REF!*0.5,IF(#REF!=\"CCS\",#REF!*0.85,IF(#REF!=\"OCGT\",#REF!*0,IF(#REF!=\"\",0,#REF!*F$627))))))))","v":{"$error":"#REF!"}},{"$f":"IF(#REF!=\"Interconnector\",#REF!*1,IF(#REF!=\"Wind\",#REF!*0.7,IF(#REF!=\"Marine\",#REF!*0.7,IF(#REF!=\"Nuclear\",#REF!*0.85,IF(#REF!=\"Pumped_Storage\",#REF!*0.5,IF(#REF!=\"CCS\",#REF!*0.85,IF(#REF!=\"OCGT\",#REF!*0,IF(#REF!=\"\",0,#REF!*G$627))))))))","v":{"$error":"#REF!"}},{"$f":"IF(#REF!=\"Interconnector\",#REF!*1,IF(#REF!=\"Wind\",#REF!*0.7,IF(#REF!=\"Marine\",#REF!*0.7,IF(#REF!=\"Nuclear\",#REF!*0.85,IF(#REF!=\"Pumped_Storage\",#REF!*0.5,IF(#REF!=\"CCS\",#REF!*0.85,IF(#REF!=\"OCGT\",#REF!*0,IF(#REF!=\"\",0,#REF!*H$627))))))))","v":{"$error":"#REF!"}},{"$f":"IF(#REF!=\"Interconnector\",#REF!*1,IF(#REF!=\"Wind\",#REF!*0.7,IF(#REF!=\"Marine\",#REF!*0.7,IF(#REF!=\"Nuclear\",#REF!*0.85,IF(#REF!=\"Pumped_Storage\",#REF!*0.5,IF(#REF!=\"CCS\",#REF!*0.85,IF(#REF!=\"OCGT\",#REF!*0,IF(#REF!=\"\",0,#REF!*I$627))))))))","v":{"$error":"#REF!"}},{"$f":"IF(#REF!=\"Interconnector\",#REF!*1,IF(#REF!=\"Wind\",#REF!*0.7,IF(#REF!=\"Marine\",#REF!*0.7,IF(#REF!=\"Nuclear\",#REF!*0.85,IF(#REF!=\"Pumped_Storage\",#REF!*0.5,IF(#REF!=\"CCS\",#REF!*0.85,IF(#REF!=\"OCGT\",#REF!*0,IF(#REF!=\"\",0,#REF!*J$627))))))))","v":{"$error":"#REF!"}},{"$f":"IF(#REF!=\"Interconnector\",#REF!*1,IF(#REF!=\"Wind\",#REF!*0.7,IF(#REF!=\"Marine\",#REF!*0.7,IF(#REF!=\"Nuclear\",#REF!*0.85,IF(#REF!=\"Pumped_Storage\",#REF!*0.5,IF(#REF!=\"CCS\",#REF!*0.85,IF(#REF!=\"OCGT\",#REF!*0,IF(#REF!=\"\",0,#REF!*K$627))))))))","v":{"$error":"#REF!"}},{"$f":"IF(#REF!=\"Interconnector\",#REF!*1,IF(#REF!=\"Wind\",#REF!*0.7,IF(#REF!=\"Marine\",#REF!*0.7,IF(#REF!=\"Nuclear\",#REF!*0.85,IF(#REF!=\"Pumped_Storage\",#REF!*0.5,IF(#REF!=\"CCS\",#REF!*0.85,IF(#REF!=\"OCGT\",#REF!*0,IF(#REF!=\"\",0,#REF!*L$627))))))))","v":{"$error":"#REF!"}},{"$f":"IF(#REF!=\"Interconnector\",#REF!*1,IF(#REF!=\"Wind\",#REF!*0.7,IF(#REF!=\"Marine\",#REF!*0.7,IF(#REF!=\"Nuclear\",#REF!*0.85,IF(#REF!=\"Pumped_Storage\",#REF!*0.5,IF(#REF!=\"CCS\",#REF!*0.85,IF(#REF!=\"OCGT\",#REF!*0,IF(#REF!=\"\",0,#REF!*M$627))))))))","v":{"$error":"#REF!"}},{"$f":"IF(#REF!=\"Interconnector\",#REF!*1,IF(#REF!=\"Wind\",#REF!*0.7,IF(#REF!=\"Marine\",#REF!*0.7,IF(#REF!=\"Nuclear\",#REF!*0.85,IF(#REF!=\"Pumped_Storage\",#REF!*0.5,IF(#REF!=\"CCS\",#REF!*0.85,IF(#REF!=\"OCGT\",#REF!*0,IF(#REF!=\"\",0,#REF!*N$627))))))))","v":{"$error":"#REF!"}},{"$f":"IF(#REF!=\"Interconnector\",#REF!*1,IF(#REF!=\"Wind\",#REF!*0.7,IF(#REF!=\"Marine\",#REF!*0.7,IF(#REF!=\"Nuclear\",#REF!*0.85,IF(#REF!=\"Pumped_Storage\",#REF!*0.5,IF(#REF!=\"CCS\",#REF!*0.85,IF(#REF!=\"OCGT\",#REF!*0,IF(#REF!=\"\",0,#REF!*O$627))))))))","v":{"$error":"#REF!"}}]
[{"$f":"#REF!","v":{"$error":"#REF!"}},{"$f":"#REF!","v":{"$error":"#REF!"}},{"$f":"#REF!","v":{"$error":"#REF!"}},{"$f":"#REF!","v":{"$error":"#REF!"}},{"$f":"IF(#REF!=\"Interconnector\",#REF!*1,IF(#REF!=\"Wind\",#REF!*0.7,IF(#REF!=\"Marine\",#REF!*0.7,IF(#REF!=\"Nuclear\",#REF!*0.85,IF(#REF!=\"Pumped_Storage\",#REF!*0.5,IF(#REF!=\"CCS\",#REF!*0.85,IF(#REF!=\"OCGT\",#REF!*0,IF(#REF!=\"\",0,#REF!*E$627))))))))","v":{"$error":"#REF!"}},{"$f":"IF(#REF!=\"Interconnector\",#REF!*1,IF(#REF!=\"Wind\",#REF!*0.7,IF(#REF!=\"Marine\",#REF!*0.7,IF(#REF!=\"Nuclear\",#REF!*0.85,IF(#REF!=\"Pumped_Storage\",#REF!*0.5,IF(#REF!=\"CCS\",#REF!*0.85,IF(#REF!=\"OCGT\",#REF!*0,IF(#REF!=\"\",0,#REF!*F$627))))))))","v":{"$error":"#REF!"}},{"$f":"IF(#REF!=\"Interconnector\",#REF!*1,IF(#REF!=\"Wind\",#REF!*0.7,IF(#REF!=\"Marine\",#REF!*0.7,IF(#REF!=\"Nuclear\",#REF!*0.85,IF(#REF!=\"Pumped_Storage\",#REF!*0.5,IF(#REF!=\"CCS\",#REF!*0.85,IF(#REF!=\"OCGT\",#REF!*0,IF(#REF!=\"\",0,#REF!*G$627))))))))","v":{"$error":"#REF!"}},{"$f":"IF(#REF!=\"Interconnector\",#REF!*1,IF(#REF!=\"Wind\",#REF!*0.7,IF(#REF!=\"Marine\",#REF!*0.7,IF(#REF!=\"Nuclear\",#REF!*0.85,IF(#REF!=\"Pumped_Storage\",#REF!*0.5,IF(#REF!=\"CCS\",#REF!*0.85,IF(#REF!=\"OCGT\",#REF!*0,IF(#REF!=\"\",0,#REF!*H$627))))))))","v":{"$error":"#REF!"}},{"$f":"IF(#REF!=\"Interconnector\",#REF!*1,IF(#REF!=\"Wind\",#REF!*0.7,IF(#REF!=\"Marine\",#REF!*0.7,IF(#REF!=\"Nuclear\",#REF!*0.85,IF(#REF!=\"Pumped_Storage\",#REF!*0.5,IF(#REF!=\"CCS\",#REF!*0.85,IF(#REF!=\"OCGT\",#REF!*0,IF(#REF!=\"\",0,#REF!*I$627))))))))","v":{"$error":"#REF!"}},{"$f":"IF(#REF!=\"Interconnector\",#REF!*1,IF(#REF!=\"Wind\",#REF!*0.7,IF(#REF!=\"Marine\",#REF!*0.7,IF(#REF!=\"Nuclear\",#REF!*0.85,IF(#REF!=\"Pumped_Storage\",#REF!*0.5,IF(#REF!=\"CCS\",#REF!*0.85,IF(#REF!=\"OCGT\",#REF!*0,IF(#REF!=\"\",0,#REF!*J$627))))))))","v":{"$error":"#REF!"}},{"$f":"IF(#REF!=\"Interconnector\",#REF!*1,IF(#REF!=\"Wind\",#REF!*0.7,IF(#REF!=\"Marine\",#REF!*0.7,IF(#REF!=\"Nuclear\",#REF!*0.85,IF(#REF!=\"Pumped_Storage\",#REF!*0.5,IF(#REF!=\"CCS\",#REF!*0.85,IF(#REF!=\"OCGT\",#REF!*0,IF(#REF!=\"\",0,#REF!*K$627))))))))","v":{"$error":"#REF!"}},{"$f":"IF(#REF!=\"Interconnector\",#REF!*1,IF(#REF!=\"Wind\",#REF!*0.7,IF(#REF!=\"Marine\",#REF!*0.7,IF(#REF!=\"Nuclear\",#REF!*0.85,IF(#REF!=\"Pumped_Storage\",#REF!*0.5,IF(#REF!=\"CCS\",#REF!*0.85,IF(#REF!=\"OCGT\",#REF!*0,IF(#REF!=\"\",0,#REF!*L$627))))))))","v":{"$error":"#REF!"}},{"$f":"IF(#REF!=\"Interconnector\",#REF!*1,IF(#REF!=\"Wind\",#REF!*0.7,IF(#REF!=\"Marine\",#REF!*0.7,IF(#REF!=\"Nuclear\",#REF!*0.85,IF(#REF!=\"Pumped_Storage\",#REF!*0.5,IF(#REF!=\"CCS\",#REF!*0.85,IF(#REF!=\"OCGT\",#REF!*0,IF(#REF!=\"\",0,#REF!*M$627))))))))","v":{"$error":"#REF!"}},{"$f":"IF(#REF!=\"Interconnector\",#REF!*1,IF(#REF!=\"Wind\",#REF!*0.7,IF(#REF!=\"Marine\",#REF!*0.7,IF(#REF!=\"Nuclear\",#REF!*0.85,IF(#REF!=\"Pumped_Storage\",#REF!*0.5,IF(#REF!=\"CCS\",#REF!*0.85,IF(#REF!=\"OCGT\",#REF!*0,IF(#REF!=\"\",0,#REF!*N$627))))))))","v":{"$error":"#REF!"}},{"$f":"IF(#REF!=\"Interconnector\",#REF!*1,IF(#REF!=\"Wind\",#REF!*0.7,IF(#REF!=\"Marine\",#REF!*0.7,IF(#REF!=\"Nuclear\",#REF!*0.85,IF(#REF!=\"Pumped_Storage\",#REF!*0.5,IF(#REF!=\"CCS\",#REF!*0.85,IF(#REF!=\"OCGT\",#REF!*0,IF(#REF!=\"\",0,#REF!*O$627))))))))","v":{"$error":"#REF!"}}]
[{"$f":"#REF!","v":{"$error":"#REF!"}},{"$f":"#REF!","v":{"$error":"#REF!"}},{"$f":"#REF!","v":{"$error":"#REF!"}},{"$f":"#REF!","v":{"$error":"#REF!"}},{"$f":"IF(#REF!=\"Interconnector\",#REF!*1,IF(#REF!=\"Wind\",#REF!*0.7,IF(#REF!=\"Marine\",#REF!*0.7,IF(#REF!=\"Nuclear\",#REF!*0.85,IF(#REF!=\"Pumped_Storage\",#REF!*0.5,IF(#REF!=\"CCS\",#REF!*0.85,IF(#REF!=\"OCGT\",#REF!*0,IF(#REF!=\"\",0,#REF!*E$627))))))))","v":{"$error":"#REF!"}},{"$f":"IF(#REF!=\"Interconnector\",#REF!*1,IF(#REF!=\"Wind\",#REF!*0.7,IF(#REF!=\"Marine\",#REF!*0.7,IF(#REF!=\"Nuclear\",#REF!*0.85,IF(#REF!=\"Pumped_Storage\",#REF!*0.5,IF(#REF!=\"CCS\",#REF!*0.85,IF(#REF!=\"OCGT\",#REF!*0,IF(#REF!=\"\",0,#REF!*F$627))))))))","v":{"$error":"#REF!"}},{"$f":"IF(#REF!=\"Interconnector\",#REF!*1,IF(#REF!=\"Wind\",#REF!*0.7,IF(#REF!=\"Marine\",#REF!*0.7,IF(#REF!=\"Nuclear\",#REF!*0.85,IF(#REF!=\"Pumped_Storage\",#REF!*0.5,IF(#REF!=\"CCS\",#REF!*0.85,IF(#REF!=\"OCGT\",#REF!*0,IF(#REF!=\"\",0,#REF!*G$627))))))))","v":{"$error":"#REF!"}},{"$f":"IF(#REF!=\"Interconnector\",#REF!*1,IF(#REF!=\"Wind\",#REF!*0.7,IF(#REF!=\"Marine\",#REF!*0.7,IF(#REF!=\"Nuclear\",#REF!*0.85,IF(#REF!=\"Pumped_Storage\",#REF!*0.5,IF(#REF!=\"CCS\",#REF!*0.85,IF(#REF!=\"OCGT\",#REF!*0,IF(#REF!=\"\",0,#REF!*H$627))))))))","v":{"$error":"#REF!"}},{"$f":"IF(#REF!=\"Interconnector\",#REF!*1,IF(#REF!=\"Wind\",#REF!*0.7,IF(#REF!=\"Marine\",#REF!*0.7,IF(#REF!=\"Nuclear\",#REF!*0.85,IF(#REF!=\"Pumped_Storage\",#REF!*0.5,IF(#REF!=\"CCS\",#REF!*0.85,IF(#REF!=\"OCGT\",#REF!*0,IF(#REF!=\"\",0,#REF!*I$627))))))))","v":{"$error":"#REF!"}},{"$f":"IF(#REF!=\"Interconnector\",#REF!*1,IF(#REF!=\"Wind\",#REF!*0.7,IF(#REF!=\"Marine\",#REF!*0.7,IF(#REF!=\"Nuclear\",#REF!*0.85,IF(#REF!=\"Pumped_Storage\",#REF!*0.5,IF(#REF!=\"CCS\",#REF!*0.85,IF(#REF!=\"OCGT\",#REF!*0,IF(#REF!=\"\",0,#REF!*J$627))))))))","v":{"$error":"#REF!"}},{"$f":"IF(#REF!=\"Interconnector\",#REF!*1,IF(#REF!=\"Wind\",#REF!*0.7,IF(#REF!=\"Marine\",#REF!*0.7,IF(#REF!=\"Nuclear\",#REF!*0.85,IF(#REF!=\"Pumped_Storage\",#REF!*0.5,IF(#REF!=\"CCS\",#REF!*0.85,IF(#REF!=\"OCGT\",#REF!*0,IF(#REF!=\"\",0,#REF!*K$627))))))))","v":{"$error":"#REF!"}},{"$f":"IF(#REF!=\"Interconnector\",#REF!*1,IF(#REF!=\"Wind\",#REF!*0.7,IF(#REF!=\"Marine\",#REF!*0.7,IF(#REF!=\"Nuclear\",#REF!*0.85,IF(#REF!=\"Pumped_Storage\",#REF!*0.5,IF(#REF!=\"CCS\",#REF!*0.85,IF(#REF!=\"OCGT\",#REF!*0,IF(#REF!=\"\",0,#REF!*L$627))))))))","v":{"$error":"#REF!"}},{"$f":"IF(#REF!=\"Interconnector\",#REF!*1,IF(#REF!=\"Wind\",#REF!*0.7,IF(#REF!=\"Marine\",#REF!*0.7,IF(#REF!=\"Nuclear\",#REF!*0.85,IF(#REF!=\"Pumped_Storage\",#REF!*0.5,IF(#REF!=\"CCS\",#REF!*0.85,IF(#REF!=\"OCGT\",#REF!*0,IF(#REF!=\"\",0,#REF!*M$627))))))))","v":{"$error":"#REF!"}},{"$f":"IF(#REF!=\"Interconnector\",#REF!*1,IF(#REF!=\"Wind\",#REF!*0.7,IF(#REF!=\"Marine\",#REF!*0.7,IF(#REF!=\"Nuclear\",#REF!*0.85,IF(#REF!=\"Pumped_Storage\",#REF!*0.5,IF(#REF!=\"CCS\",#REF!*0.85,IF(#REF!=\"OCGT\",#REF!*0,IF(#REF!=\"\",0,#REF!*N$627))))))))","v":{"$error":"#REF!"}},{"$f":"IF(#REF!=\"Interconnector\",#REF!*1,IF(#REF!=\"Wind\",#REF!*0.7,IF(#REF!=\"Marine\",#REF!*0.7,IF(#REF!=\"Nuclear\",#REF!*0.85,IF(#REF!=\"Pumped_Storage\",#REF!*0.5,IF(#REF!=\"CCS\",#REF!*0.85,IF(#REF!=\"OCGT\",#REF!*0,IF(#REF!=\"\",0,#REF!*O$627))))))))","v":{"$error":"#REF!"}}]
[{"$f":"#REF!","v":{"$error":"#REF!"}},{"$f":"#REF!","v":{"$error":"#REF!"}},{"$f":"#REF!","v":{"$error":"#REF!"}},{"$f":"#REF!","v":{"$error":"#REF!"}},{"$f":"IF(#REF!=\"Interconnector\",#REF!*1,IF(#REF!=\"Wind\",#REF!*0.7,IF(#REF!=\"Marine\",#REF!*0.7,IF(#REF!=\"Nuclear\",#REF!*0.85,IF(#REF!=\"Pumped_Storage\",#REF!*0.5,IF(#REF!=\"CCS\",#REF!*0.85,IF(#REF!=\"OCGT\",#REF!*0,IF(#REF!=\"\",0,#REF!*E$627))))))))","v":{"$error":"#REF!"}},{"$f":"IF(#REF!=\"Interconnector\",#REF!*1,IF(#REF!=\"Wind\",#REF!*0.7,IF(#REF!=\"Marine\",#REF!*0.7,IF(#REF!=\"Nuclear\",#REF!*0.85,IF(#REF!=\"Pumped_Storage\",#REF!*0.5,IF(#REF!=\"CCS\",#REF!*0.85,IF(#REF!=\"OCGT\",#REF!*0,IF(#REF!=\"\",0,#REF!*F$627))))))))","v":{"$error":"#REF!"}},{"$f":"IF(#REF!=\"Interconnector\",#REF!*1,IF(#REF!=\"Wind\",#REF!*0.7,IF(#REF!=\"Marine\",#REF!*0.7,IF(#REF!=\"Nuclear\",#REF!*0.85,IF(#REF!=\"Pumped_Storage\",#REF!*0.5,IF(#REF!=\"CCS\",#REF!*0.85,IF(#REF!=\"OCGT\",#REF!*0,IF(#REF!=\"\",0,#REF!*G$627))))))))","v":{"$error":"#REF!"}},{"$f":"IF(#REF!=\"Interconnector\",#REF!*1,IF(#REF!=\"Wind\",#REF!*0.7,IF(#REF!=\"Marine\",#REF!*0.7,IF(#REF!=\"Nuclear\",#REF!*0.85,IF(#REF!=\"Pumped_Storage\",#REF!*0.5,IF(#REF!=\"CCS\",#REF!*0.85,IF(#REF!=\"OCGT\",#REF!*0,IF(#REF!=\"\",0,#REF!*H$627))))))))","v":{"$error":"#REF!"}},{"$f":"IF(#REF!=\"Interconnector\",#REF!*1,IF(#REF!=\"Wind\",#REF!*0.7,IF(#REF!=\"Marine\",#REF!*0.7,IF(#REF!=\"Nuclear\",#REF!*0.85,IF(#REF!=\"Pumped_Storage\",#REF!*0.5,IF(#REF!=\"CCS\",#REF!*0.85,IF(#REF!=\"OCGT\",#REF!*0,IF(#REF!=\"\",0,#REF!*I$627))))))))","v":{"$error":"#REF!"}},{"$f":"IF(#REF!=\"Interconnector\",#REF!*1,IF(#REF!=\"Wind\",#REF!*0.7,IF(#REF!=\"Marine\",#REF!*0.7,IF(#REF!=\"Nuclear\",#REF!*0.85,IF(#REF!=\"Pumped_Storage\",#REF!*0.5,IF(#REF!=\"CCS\",#REF!*0.85,IF(#REF!=\"OCGT\",#REF!*0,IF(#REF!=\"\",0,#REF!*J$627))))))))","v":{"$error":"#REF!"}},{"$f":"IF(#REF!=\"Interconnector\",#REF!*1,IF(#REF!=\"Wind\",#REF!*0.7,IF(#REF!=\"Marine\",#REF!*0.7,IF(#REF!=\"Nuclear\",#REF!*0.85,IF(#REF!=\"Pumped_Storage\",#REF!*0.5,IF(#REF!=\"CCS\",#REF!*0.85,IF(#REF!=\"OCGT\",#REF!*0,IF(#REF!=\"\",0,#REF!*K$627))))))))","v":{"$error":"#REF!"}},{"$f":"IF(#REF!=\"Interconnector\",#REF!*1,IF(#REF!=\"Wind\",#REF!*0.7,IF(#REF!=\"Marine\",#REF!*0.7,IF(#REF!=\"Nuclear\",#REF!*0.85,IF(#REF!=\"Pumped_Storage\",#REF!*0.5,IF(#REF!=\"CCS\",#REF!*0.85,IF(#REF!=\"OCGT\",#REF!*0,IF(#REF!=\"\",0,#REF!*L$627))))))))","v":{"$error":"#REF!"}},{"$f":"IF(#REF!=\"Interconnector\",#REF!*1,IF(#REF!=\"Wind\",#REF!*0.7,IF(#REF!=\"Marine\",#REF!*0.7,IF(#REF!=\"Nuclear\",#REF!*0.85,IF(#REF!=\"Pumped_Storage\",#REF!*0.5,IF(#REF!=\"CCS\",#REF!*0.85,IF(#REF!=\"OCGT\",#REF!*0,IF(#REF!=\"\",0,#REF!*M$627))))))))","v":{"$error":"#REF!"}},{"$f":"IF(#REF!=\"Interconnector\",#REF!*1,IF(#REF!=\"Wind\",#REF!*0.7,IF(#REF!=\"Marine\",#REF!*0.7,IF(#REF!=\"Nuclear\",#REF!*0.85,IF(#REF!=\"Pumped_Storage\",#REF!*0.5,IF(#REF!=\"CCS\",#REF!*0.85,IF(#REF!=\"OCGT\",#REF!*0,IF(#REF!=\"\",0,#REF!*N$627))))))))","v":{"$error":"#REF!"}},{"$f":"IF(#REF!=\"Interconnector\",#REF!*1,IF(#REF!=\"Wind\",#REF!*0.7,IF(#REF!=\"Marine\",#REF!*0.7,IF(#REF!=\"Nuclear\",#REF!*0.85,IF(#REF!=\"Pumped_Storage\",#REF!*0.5,IF(#REF!=\"CCS\",#REF!*0.85,IF(#REF!=\"OCGT\",#REF!*0,IF(#REF!=\"\",0,#REF!*O$627))))))))","v":{"$error":"#REF!"}}]
[{"$f":"#REF!","v":{"$error":"#REF!"}},{"$f":"#REF!","v":{"$error":"#REF!"}},{"$f":"#REF!","v":{"$error":"#REF!"}},{"$f":"#REF!","v":{"$error":"#REF!"}},{"$f":"IF(#REF!=\"Interconnector\",#REF!*1,IF(#REF!=\"Wind\",#REF!*0.7,IF(#REF!=\"Marine\",#REF!*0.7,IF(#REF!=\"Nuclear\",#REF!*0.85,IF(#REF!=\"Pumped_Storage\",#REF!*0.5,IF(#REF!=\"CCS\",#REF!*0.85,IF(#REF!=\"OCGT\",#REF!*0,IF(#REF!=\"\",0,#REF!*E$627))))))))","v":{"$error":"#REF!"}},{"$f":"IF(#REF!=\"Interconnector\",#REF!*1,IF(#REF!=\"Wind\",#REF!*0.7,IF(#REF!=\"Marine\",#REF!*0.7,IF(#REF!=\"Nuclear\",#REF!*0.85,IF(#REF!=\"Pumped_Storage\",#REF!*0.5,IF(#REF!=\"CCS\",#REF!*0.85,IF(#REF!=\"OCGT\",#REF!*0,IF(#REF!=\"\",0,#REF!*F$627))))))))","v":{"$error":"#REF!"}},{"$f":"IF(#REF!=\"Interconnector\",#REF!*1,IF(#REF!=\"Wind\",#REF!*0.7,IF(#REF!=\"Marine\",#REF!*0.7,IF(#REF!=\"Nuclear\",#REF!*0.85,IF(#REF!=\"Pumped_Storage\",#REF!*0.5,IF(#REF!=\"CCS\",#REF!*0.85,IF(#REF!=\"OCGT\",#REF!*0,IF(#REF!=\"\",0,#REF!*G$627))))))))","v":{"$error":"#REF!"}},{"$f":"IF(#REF!=\"Interconnector\",#REF!*1,IF(#REF!=\"Wind\",#REF!*0.7,IF(#REF!=\"Marine\",#REF!*0.7,IF(#REF!=\"Nuclear\",#REF!*0.85,IF(#REF!=\"Pumped_Storage\",#REF!*0.5,IF(#REF!=\"CCS\",#REF!*0.85,IF(#REF!=\"OCGT\",#REF!*0,IF(#REF!=\"\",0,#REF!*H$627))))))))","v":{"$error":"#REF!"}},{"$f":"IF(#REF!=\"Interconnector\",#REF!*1,IF(#REF!=\"Wind\",#REF!*0.7,IF(#REF!=\"Marine\",#REF!*0.7,IF(#REF!=\"Nuclear\",#REF!*0.85,IF(#REF!=\"Pumped_Storage\",#REF!*0.5,IF(#REF!=\"CCS\",#REF!*0.85,IF(#REF!=\"OCGT\",#REF!*0,IF(#REF!=\"\",0,#REF!*I$627))))))))","v":{"$error":"#REF!"}},{"$f":"IF(#REF!=\"Interconnector\",#REF!*1,IF(#REF!=\"Wind\",#REF!*0.7,IF(#REF!=\"Marine\",#REF!*0.7,IF(#REF!=\"Nuclear\",#REF!*0.85,IF(#REF!=\"Pumped_Storage\",#REF!*0.5,IF(#REF!=\"CCS\",#REF!*0.85,IF(#REF!=\"OCGT\",#REF!*0,IF(#REF!=\"\",0,#REF!*J$627))))))))","v":{"$error":"#REF!"}},{"$f":"IF(#REF!=\"Interconnector\",#REF!*1,IF(#REF!=\"Wind\",#REF!*0.7,IF(#REF!=\"Marine\",#REF!*0.7,IF(#REF!=\"Nuclear\",#REF!*0.85,IF(#REF!=\"Pumped_Storage\",#REF!*0.5,IF(#REF!=\"CCS\",#REF!*0.85,IF(#REF!=\"OCGT\",#REF!*0,IF(#REF!=\"\",0,#REF!*K$627))))))))","v":{"$error":"#REF!"}},{"$f":"IF(#REF!=\"Interconnector\",#REF!*1,IF(#REF!=\"Wind\",#REF!*0.7,IF(#REF!=\"Marine\",#REF!*0.7,IF(#REF!=\"Nuclear\",#REF!*0.85,IF(#REF!=\"Pumped_Storage\",#REF!*0.5,IF(#REF!=\"CCS\",#REF!*0.85,IF(#REF!=\"OCGT\",#REF!*0,IF(#REF!=\"\",0,#REF!*L$627))))))))","v":{"$error":"#REF!"}},{"$f":"IF(#REF!=\"Interconnector\",#REF!*1,IF(#REF!=\"Wind\",#REF!*0.7,IF(#REF!=\"Marine\",#REF!*0.7,IF(#REF!=\"Nuclear\",#REF!*0.85,IF(#REF!=\"Pumped_Storage\",#REF!*0.5,IF(#REF!=\"CCS\",#REF!*0.85,IF(#REF!=\"OCGT\",#REF!*0,IF(#REF!=\"\",0,#REF!*M$627))))))))","v":{"$error":"#REF!"}},{"$f":"IF(#REF!=\"Interconnector\",#REF!*1,IF(#REF!=\"Wind\",#REF!*0.7,IF(#REF!=\"Marine\",#REF!*0.7,IF(#REF!=\"Nuclear\",#REF!*0.85,IF(#REF!=\"Pumped_Storage\",#REF!*0.5,IF(#REF!=\"CCS\",#REF!*0.85,IF(#REF!=\"OCGT\",#REF!*0,IF(#REF!=\"\",0,#REF!*N$627))))))))","v":{"$error":"#REF!"}},{"$f":"IF(#REF!=\"Interconnector\",#REF!*1,IF(#REF!=\"Wind\",#REF!*0.7,IF(#REF!=\"Marine\",#REF!*0.7,IF(#REF!=\"Nuclear\",#REF!*0.85,IF(#REF!=\"Pumped_Storage\",#REF!*0.5,IF(#REF!=\"CCS\",#REF!*0.85,IF(#REF!=\"OCGT\",#REF!*0,IF(#REF!=\"\",0,#REF!*O$627))))))))","v":{"$error":"#REF!"}}]
[{"$f":"#REF!","v":{"$error":"#REF!"}},{"$f":"#REF!","v":{"$error":"#REF!"}},{"$f":"#REF!","v":{"$error":"#REF!"}},{"$f":"#REF!","v":{"$error":"#REF!"}},{"$f":"IF(#REF!=\"Interconnector\",#REF!*1,IF(#REF!=\"Wind\",#REF!*0.7,IF(#REF!=\"Marine\",#REF!*0.7,IF(#REF!=\"Nuclear\",#REF!*0.85,IF(#REF!=\"Pumped_Storage\",#REF!*0.5,IF(#REF!=\"CCS\",#REF!*0.85,IF(#REF!=\"OCGT\",#REF!*0,IF(#REF!=\"\",0,#REF!*E$627))))))))","v":{"$error":"#REF!"}},{"$f":"IF(#REF!=\"Interconnector\",#REF!*1,IF(#REF!=\"Wind\",#REF!*0.7,IF(#REF!=\"Marine\",#REF!*0.7,IF(#REF!=\"Nuclear\",#REF!*0.85,IF(#REF!=\"Pumped_Storage\",#REF!*0.5,IF(#REF!=\"CCS\",#REF!*0.85,IF(#REF!=\"OCGT\",#REF!*0,IF(#REF!=\"\",0,#REF!*F$627))))))))","v":{"$error":"#REF!"}},{"$f":"IF(#REF!=\"Interconnector\",#REF!*1,IF(#REF!=\"Wind\",#REF!*0.7,IF(#REF!=\"Marine\",#REF!*0.7,IF(#REF!=\"Nuclear\",#REF!*0.85,IF(#REF!=\"Pumped_Storage\",#REF!*0.5,IF(#REF!=\"CCS\",#REF!*0.85,IF(#REF!=\"OCGT\",#REF!*0,IF(#REF!=\"\",0,#REF!*G$627))))))))","v":{"$error":"#REF!"}},{"$f":"IF(#REF!=\"Interconnector\",#REF!*1,IF(#REF!=\"Wind\",#REF!*0.7,IF(#REF!=\"Marine\",#REF!*0.7,IF(#REF!=\"Nuclear\",#REF!*0.85,IF(#REF!=\"Pumped_Storage\",#REF!*0.5,IF(#REF!=\"CCS\",#REF!*0.85,IF(#REF!=\"OCGT\",#REF!*0,IF(#REF!=\"\",0,#REF!*H$627))))))))","v":{"$error":"#REF!"}},{"$f":"IF(#REF!=\"Interconnector\",#REF!*1,IF(#REF!=\"Wind\",#REF!*0.7,IF(#REF!=\"Marine\",#REF!*0.7,IF(#REF!=\"Nuclear\",#REF!*0.85,IF(#REF!=\"Pumped_Storage\",#REF!*0.5,IF(#REF!=\"CCS\",#REF!*0.85,IF(#REF!=\"OCGT\",#REF!*0,IF(#REF!=\"\",0,#REF!*I$627))))))))","v":{"$error":"#REF!"}},{"$f":"IF(#REF!=\"Interconnector\",#REF!*1,IF(#REF!=\"Wind\",#REF!*0.7,IF(#REF!=\"Marine\",#REF!*0.7,IF(#REF!=\"Nuclear\",#REF!*0.85,IF(#REF!=\"Pumped_Storage\",#REF!*0.5,IF(#REF!=\"CCS\",#REF!*0.85,IF(#REF!=\"OCGT\",#REF!*0,IF(#REF!=\"\",0,#REF!*J$627))))))))","v":{"$error":"#REF!"}},{"$f":"IF(#REF!=\"Interconnector\",#REF!*1,IF(#REF!=\"Wind\",#REF!*0.7,IF(#REF!=\"Marine\",#REF!*0.7,IF(#REF!=\"Nuclear\",#REF!*0.85,IF(#REF!=\"Pumped_Storage\",#REF!*0.5,IF(#REF!=\"CCS\",#REF!*0.85,IF(#REF!=\"OCGT\",#REF!*0,IF(#REF!=\"\",0,#REF!*K$627))))))))","v":{"$error":"#REF!"}},{"$f":"IF(#REF!=\"Interconnector\",#REF!*1,IF(#REF!=\"Wind\",#REF!*0.7,IF(#REF!=\"Marine\",#REF!*0.7,IF(#REF!=\"Nuclear\",#REF!*0.85,IF(#REF!=\"Pumped_Storage\",#REF!*0.5,IF(#REF!=\"CCS\",#REF!*0.85,IF(#REF!=\"OCGT\",#REF!*0,IF(#REF!=\"\",0,#REF!*L$627))))))))","v":{"$error":"#REF!"}},{"$f":"IF(#REF!=\"Interconnector\",#REF!*1,IF(#REF!=\"Wind\",#REF!*0.7,IF(#REF!=\"Marine\",#REF!*0.7,IF(#REF!=\"Nuclear\",#REF!*0.85,IF(#REF!=\"Pumped_Storage\",#REF!*0.5,IF(#REF!=\"CCS\",#REF!*0.85,IF(#REF!=\"OCGT\",#REF!*0,IF(#REF!=\"\",0,#REF!*M$627))))))))","v":{"$error":"#REF!"}},{"$f":"IF(#REF!=\"Interconnector\",#REF!*1,IF(#REF!=\"Wind\",#REF!*0.7,IF(#REF!=\"Marine\",#REF!*0.7,IF(#REF!=\"Nuclear\",#REF!*0.85,IF(#REF!=\"Pumped_Storage\",#REF!*0.5,IF(#REF!=\"CCS\",#REF!*0.85,IF(#REF!=\"OCGT\",#REF!*0,IF(#REF!=\"\",0,#REF!*N$627))))))))","v":{"$error":"#REF!"}},{"$f":"IF(#REF!=\"Interconnector\",#REF!*1,IF(#REF!=\"Wind\",#REF!*0.7,IF(#REF!=\"Marine\",#REF!*0.7,IF(#REF!=\"Nuclear\",#REF!*0.85,IF(#REF!=\"Pumped_Storage\",#REF!*0.5,IF(#REF!=\"CCS\",#REF!*0.85,IF(#REF!=\"OCGT\",#REF!*0,IF(#REF!=\"\",0,#REF!*O$627))))))))","v":{"$error":"#REF!"}}]
[{"$f":"#REF!","v":{"$error":"#REF!"}},{"$f":"#REF!","v":{"$error":"#REF!"}},{"$f":"#REF!","v":{"$error":"#REF!"}},{"$f":"#REF!","v":{"$error":"#REF!"}},{"$f":"IF(#REF!=\"Interconnector\",#REF!*1,IF(#REF!=\"Wind\",#REF!*0.7,IF(#REF!=\"Marine\",#REF!*0.7,IF(#REF!=\"Nuclear\",#REF!*0.85,IF(#REF!=\"Pumped_Storage\",#REF!*0.5,IF(#REF!=\"CCS\",#REF!*0.85,IF(#REF!=\"OCGT\",#REF!*0,IF(#REF!=\"\",0,#REF!*E$627))))))))","v":{"$error":"#REF!"}},{"$f":"IF(#REF!=\"Interconnector\",#REF!*1,IF(#REF!=\"Wind\",#REF!*0.7,IF(#REF!=\"Marine\",#REF!*0.7,IF(#REF!=\"Nuclear\",#REF!*0.85,IF(#REF!=\"Pumped_Storage\",#REF!*0.5,IF(#REF!=\"CCS\",#REF!*0.85,IF(#REF!=\"OCGT\",#REF!*0,IF(#REF!=\"\",0,#REF!*F$627))))))))","v":{"$error":"#REF!"}},{"$f":"IF(#REF!=\"Interconnector\",#REF!*1,IF(#REF!=\"Wind\",#REF!*0.7,IF(#REF!=\"Marine\",#REF!*0.7,IF(#REF!=\"Nuclear\",#REF!*0.85,IF(#REF!=\"Pumped_Storage\",#REF!*0.5,IF(#REF!=\"CCS\",#REF!*0.85,IF(#REF!=\"OCGT\",#REF!*0,IF(#REF!=\"\",0,#REF!*G$627))))))))","v":{"$error":"#REF!"}},{"$f":"IF(#REF!=\"Interconnector\",#REF!*1,IF(#REF!=\"Wind\",#REF!*0.7,IF(#REF!=\"Marine\",#REF!*0.7,IF(#REF!=\"Nuclear\",#REF!*0.85,IF(#REF!=\"Pumped_Storage\",#REF!*0.5,IF(#REF!=\"CCS\",#REF!*0.85,IF(#REF!=\"OCGT\",#REF!*0,IF(#REF!=\"\",0,#REF!*H$627))))))))","v":{"$error":"#REF!"}},{"$f":"IF(#REF!=\"Interconnector\",#REF!*1,IF(#REF!=\"Wind\",#REF!*0.7,IF(#REF!=\"Marine\",#REF!*0.7,IF(#REF!=\"Nuclear\",#REF!*0.85,IF(#REF!=\"Pumped_Storage\",#REF!*0.5,IF(#REF!=\"CCS\",#REF!*0.85,IF(#REF!=\"OCGT\",#REF!*0,IF(#REF!=\"\",0,#REF!*I$627))))))))","v":{"$error":"#REF!"}},{"$f":"IF(#REF!=\"Interconnector\",#REF!*1,IF(#REF!=\"Wind\",#REF!*0.7,IF(#REF!=\"Marine\",#REF!*0.7,IF(#REF!=\"Nuclear\",#REF!*0.85,IF(#REF!=\"Pumped_Storage\",#REF!*0.5,IF(#REF!=\"CCS\",#REF!*0.85,IF(#REF!=\"OCGT\",#REF!*0,IF(#REF!=\"\",0,#REF!*J$627))))))))","v":{"$error":"#REF!"}},{"$f":"IF(#REF!=\"Interconnector\",#REF!*1,IF(#REF!=\"Wind\",#REF!*0.7,IF(#REF!=\"Marine\",#REF!*0.7,IF(#REF!=\"Nuclear\",#REF!*0.85,IF(#REF!=\"Pumped_Storage\",#REF!*0.5,IF(#REF!=\"CCS\",#REF!*0.85,IF(#REF!=\"OCGT\",#REF!*0,IF(#REF!=\"\",0,#REF!*K$627))))))))","v":{"$error":"#REF!"}},{"$f":"IF(#REF!=\"Interconnector\",#REF!*1,IF(#REF!=\"Wind\",#REF!*0.7,IF(#REF!=\"Marine\",#REF!*0.7,IF(#REF!=\"Nuclear\",#REF!*0.85,IF(#REF!=\"Pumped_Storage\",#REF!*0.5,IF(#REF!=\"CCS\",#REF!*0.85,IF(#REF!=\"OCGT\",#REF!*0,IF(#REF!=\"\",0,#REF!*L$627))))))))","v":{"$error":"#REF!"}},{"$f":"IF(#REF!=\"Interconnector\",#REF!*1,IF(#REF!=\"Wind\",#REF!*0.7,IF(#REF!=\"Marine\",#REF!*0.7,IF(#REF!=\"Nuclear\",#REF!*0.85,IF(#REF!=\"Pumped_Storage\",#REF!*0.5,IF(#REF!=\"CCS\",#REF!*0.85,IF(#REF!=\"OCGT\",#REF!*0,IF(#REF!=\"\",0,#REF!*M$627))))))))","v":{"$error":"#REF!"}},{"$f":"IF(#REF!=\"Interconnector\",#REF!*1,IF(#REF!=\"Wind\",#REF!*0.7,IF(#REF!=\"Marine\",#REF!*0.7,IF(#REF!=\"Nuclear\",#REF!*0.85,IF(#REF!=\"Pumped_Storage\",#REF!*0.5,IF(#REF!=\"CCS\",#REF!*0.85,IF(#REF!=\"OCGT\",#REF!*0,IF(#REF!=\"\",0,#REF!*N$627))))))))","v":{"$error":"#REF!"}},{"$f":"IF(#REF!=\"Interconnector\",#REF!*1,IF(#REF!=\"Wind\",#REF!*0.7,IF(#REF!=\"Marine\",#REF!*0.7,IF(#REF!=\"Nuclear\",#REF!*0.85,IF(#REF!=\"Pumped_Storage\",#REF!*0.5,IF(#REF!=\"CCS\",#REF!*0.85,IF(#REF!=\"OCGT\",#REF!*0,IF(#REF!=\"\",0,#REF!*O$627))))))))","v":{"$error":"#REF!"}}]
[{"$f":"#REF!","v":{"$error":"#REF!"}},{"$f":"#REF!","v":{"$error":"#REF!"}},{"$f":"#REF!","v":{"$error":"#REF!"}},{"$f":"#REF!","v":{"$error":"#REF!"}},{"$f":"IF(#REF!=\"Interconnector\",#REF!*1,IF(#REF!=\"Wind\",#REF!*0.7,IF(#REF!=\"Marine\",#REF!*0.7,IF(#REF!=\"Nuclear\",#REF!*0.85,IF(#REF!=\"Pumped_Storage\",#REF!*0.5,IF(#REF!=\"CCS\",#REF!*0.85,IF(#REF!=\"OCGT\",#REF!*0,IF(#REF!=\"\",0,#REF!*E$627))))))))","v":{"$error":"#REF!"}},{"$f":"IF(#REF!=\"Interconnector\",#REF!*1,IF(#REF!=\"Wind\",#REF!*0.7,IF(#REF!=\"Marine\",#REF!*0.7,IF(#REF!=\"Nuclear\",#REF!*0.85,IF(#REF!=\"Pumped_Storage\",#REF!*0.5,IF(#REF!=\"CCS\",#REF!*0.85,IF(#REF!=\"OCGT\",#REF!*0,IF(#REF!=\"\",0,#REF!*F$627))))))))","v":{"$error":"#REF!"}},{"$f":"IF(#REF!=\"Interconnector\",#REF!*1,IF(#REF!=\"Wind\",#REF!*0.7,IF(#REF!=\"Marine\",#REF!*0.7,IF(#REF!=\"Nuclear\",#REF!*0.85,IF(#REF!=\"Pumped_Storage\",#REF!*0.5,IF(#REF!=\"CCS\",#REF!*0.85,IF(#REF!=\"OCGT\",#REF!*0,IF(#REF!=\"\",0,#REF!*G$627))))))))","v":{"$error":"#REF!"}},{"$f":"IF(#REF!=\"Interconnector\",#REF!*1,IF(#REF!=\"Wind\",#REF!*0.7,IF(#REF!=\"Marine\",#REF!*0.7,IF(#REF!=\"Nuclear\",#REF!*0.85,IF(#REF!=\"Pumped_Storage\",#REF!*0.5,IF(#REF!=\"CCS\",#REF!*0.85,IF(#REF!=\"OCGT\",#REF!*0,IF(#REF!=\"\",0,#REF!*H$627))))))))","v":{"$error":"#REF!"}},{"$f":"IF(#REF!=\"Interconnector\",#REF!*1,IF(#REF!=\"Wind\",#REF!*0.7,IF(#REF!=\"Marine\",#REF!*0.7,IF(#REF!=\"Nuclear\",#REF!*0.85,IF(#REF!=\"Pumped_Storage\",#REF!*0.5,IF(#REF!=\"CCS\",#REF!*0.85,IF(#REF!=\"OCGT\",#REF!*0,IF(#REF!=\"\",0,#REF!*I$627))))))))","v":{"$error":"#REF!"}},{"$f":"IF(#REF!=\"Interconnector\",#REF!*1,IF(#REF!=\"Wind\",#REF!*0.7,IF(#REF!=\"Marine\",#REF!*0.7,IF(#REF!=\"Nuclear\",#REF!*0.85,IF(#REF!=\"Pumped_Storage\",#REF!*0.5,IF(#REF!=\"CCS\",#REF!*0.85,IF(#REF!=\"OCGT\",#REF!*0,IF(#REF!=\"\",0,#REF!*J$627))))))))","v":{"$error":"#REF!"}},{"$f":"IF(#REF!=\"Interconnector\",#REF!*1,IF(#REF!=\"Wind\",#REF!*0.7,IF(#REF!=\"Marine\",#REF!*0.7,IF(#REF!=\"Nuclear\",#REF!*0.85,IF(#REF!=\"Pumped_Storage\",#REF!*0.5,IF(#REF!=\"CCS\",#REF!*0.85,IF(#REF!=\"OCGT\",#REF!*0,IF(#REF!=\"\",0,#REF!*K$627))))))))","v":{"$error":"#REF!"}},{"$f":"IF(#REF!=\"Interconnector\",#REF!*1,IF(#REF!=\"Wind\",#REF!*0.7,IF(#REF!=\"Marine\",#REF!*0.7,IF(#REF!=\"Nuclear\",#REF!*0.85,IF(#REF!=\"Pumped_Storage\",#REF!*0.5,IF(#REF!=\"CCS\",#REF!*0.85,IF(#REF!=\"OCGT\",#REF!*0,IF(#REF!=\"\",0,#REF!*L$627))))))))","v":{"$error":"#REF!"}},{"$f":"IF(#REF!=\"Interconnector\",#REF!*1,IF(#REF!=\"Wind\",#REF!*0.7,IF(#REF!=\"Marine\",#REF!*0.7,IF(#REF!=\"Nuclear\",#REF!*0.85,IF(#REF!=\"Pumped_Storage\",#REF!*0.5,IF(#REF!=\"CCS\",#REF!*0.85,IF(#REF!=\"OCGT\",#REF!*0,IF(#REF!=\"\",0,#REF!*M$627))))))))","v":{"$error":"#REF!"}},{"$f":"IF(#REF!=\"Interconnector\",#REF!*1,IF(#REF!=\"Wind\",#REF!*0.7,IF(#REF!=\"Marine\",#REF!*0.7,IF(#REF!=\"Nuclear\",#REF!*0.85,IF(#REF!=\"Pumped_Storage\",#REF!*0.5,IF(#REF!=\"CCS\",#REF!*0.85,IF(#REF!=\"OCGT\",#REF!*0,IF(#REF!=\"\",0,#REF!*N$627))))))))","v":{"$error":"#REF!"}},{"$f":"IF(#REF!=\"Interconnector\",#REF!*1,IF(#REF!=\"Wind\",#REF!*0.7,IF(#REF!=\"Marine\",#REF!*0.7,IF(#REF!=\"Nuclear\",#REF!*0.85,IF(#REF!=\"Pumped_Storage\",#REF!*0.5,IF(#REF!=\"CCS\",#REF!*0.85,IF(#REF!=\"OCGT\",#REF!*0,IF(#REF!=\"\",0,#REF!*O$627))))))))","v":{"$error":"#REF!"}}]
[{"$f":"#REF!","v":{"$error":"#REF!"}},{"$f":"#REF!","v":{"$error":"#REF!"}},{"$f":"#REF!","v":{"$error":"#REF!"}},{"$f":"#REF!","v":{"$error":"#REF!"}},{"$f":"IF(#REF!=\"Interconnector\",#REF!*1,IF(#REF!=\"Wind\",#REF!*0.7,IF(#REF!=\"Marine\",#REF!*0.7,IF(#REF!=\"Nuclear\",#REF!*0.85,IF(#REF!=\"Pumped_Storage\",#REF!*0.5,IF(#REF!=\"CCS\",#REF!*0.85,IF(#REF!=\"OCGT\",#REF!*0,IF(#REF!=\"\",0,#REF!*E$627))))))))","v":{"$error":"#REF!"}},{"$f":"IF(#REF!=\"Interconnector\",#REF!*1,IF(#REF!=\"Wind\",#REF!*0.7,IF(#REF!=\"Marine\",#REF!*0.7,IF(#REF!=\"Nuclear\",#REF!*0.85,IF(#REF!=\"Pumped_Storage\",#REF!*0.5,IF(#REF!=\"CCS\",#REF!*0.85,IF(#REF!=\"OCGT\",#REF!*0,IF(#REF!=\"\",0,#REF!*F$627))))))))","v":{"$error":"#REF!"}},{"$f":"IF(#REF!=\"Interconnector\",#REF!*1,IF(#REF!=\"Wind\",#REF!*0.7,IF(#REF!=\"Marine\",#REF!*0.7,IF(#REF!=\"Nuclear\",#REF!*0.85,IF(#REF!=\"Pumped_Storage\",#REF!*0.5,IF(#REF!=\"CCS\",#REF!*0.85,IF(#REF!=\"OCGT\",#REF!*0,IF(#REF!=\"\",0,#REF!*G$627))))))))","v":{"$error":"#REF!"}},{"$f":"IF(#REF!=\"Interconnector\",#REF!*1,IF(#REF!=\"Wind\",#REF!*0.7,IF(#REF!=\"Marine\",#REF!*0.7,IF(#REF!=\"Nuclear\",#REF!*0.85,IF(#REF!=\"Pumped_Storage\",#REF!*0.5,IF(#REF!=\"CCS\",#REF!*0.85,IF(#REF!=\"OCGT\",#REF!*0,IF(#REF!=\"\",0,#REF!*H$627))))))))","v":{"$error":"#REF!"}},{"$f":"IF(#REF!=\"Interconnector\",#REF!*1,IF(#REF!=\"Wind\",#REF!*0.7,IF(#REF!=\"Marine\",#REF!*0.7,IF(#REF!=\"Nuclear\",#REF!*0.85,IF(#REF!=\"Pumped_Storage\",#REF!*0.5,IF(#REF!=\"CCS\",#REF!*0.85,IF(#REF!=\"OCGT\",#REF!*0,IF(#REF!=\"\",0,#REF!*I$627))))))))","v":{"$error":"#REF!"}},{"$f":"IF(#REF!=\"Interconnector\",#REF!*1,IF(#REF!=\"Wind\",#REF!*0.7,IF(#REF!=\"Marine\",#REF!*0.7,IF(#REF!=\"Nuclear\",#REF!*0.85,IF(#REF!=\"Pumped_Storage\",#REF!*0.5,IF(#REF!=\"CCS\",#REF!*0.85,IF(#REF!=\"OCGT\",#REF!*0,IF(#REF!=\"\",0,#REF!*J$627))))))))","v":{"$error":"#REF!"}},{"$f":"IF(#REF!=\"Interconnector\",#REF!*1,IF(#REF!=\"Wind\",#REF!*0.7,IF(#REF!=\"Marine\",#REF!*0.7,IF(#REF!=\"Nuclear\",#REF!*0.85,IF(#REF!=\"Pumped_Storage\",#REF!*0.5,IF(#REF!=\"CCS\",#REF!*0.85,IF(#REF!=\"OCGT\",#REF!*0,IF(#REF!=\"\",0,#REF!*K$627))))))))","v":{"$error":"#REF!"}},{"$f":"IF(#REF!=\"Interconnector\",#REF!*1,IF(#REF!=\"Wind\",#REF!*0.7,IF(#REF!=\"Marine\",#REF!*0.7,IF(#REF!=\"Nuclear\",#REF!*0.85,IF(#REF!=\"Pumped_Storage\",#REF!*0.5,IF(#REF!=\"CCS\",#REF!*0.85,IF(#REF!=\"OCGT\",#REF!*0,IF(#REF!=\"\",0,#REF!*L$627))))))))","v":{"$error":"#REF!"}},{"$f":"IF(#REF!=\"Interconnector\",#REF!*1,IF(#REF!=\"Wind\",#REF!*0.7,IF(#REF!=\"Marine\",#REF!*0.7,IF(#REF!=\"Nuclear\",#REF!*0.85,IF(#REF!=\"Pumped_Storage\",#REF!*0.5,IF(#REF!=\"CCS\",#REF!*0.85,IF(#REF!=\"OCGT\",#REF!*0,IF(#REF!=\"\",0,#REF!*M$627))))))))","v":{"$error":"#REF!"}},{"$f":"IF(#REF!=\"Interconnector\",#REF!*1,IF(#REF!=\"Wind\",#REF!*0.7,IF(#REF!=\"Marine\",#REF!*0.7,IF(#REF!=\"Nuclear\",#REF!*0.85,IF(#REF!=\"Pumped_Storage\",#REF!*0.5,IF(#REF!=\"CCS\",#REF!*0.85,IF(#REF!=\"OCGT\",#REF!*0,IF(#REF!=\"\",0,#REF!*N$627))))))))","v":{"$error":"#REF!"}},{"$f":"IF(#REF!=\"Interconnector\",#REF!*1,IF(#REF!=\"Wind\",#REF!*0.7,IF(#REF!=\"Marine\",#REF!*0.7,IF(#REF!=\"Nuclear\",#REF!*0.85,IF(#REF!=\"Pumped_Storage\",#REF!*0.5,IF(#REF!=\"CCS\",#REF!*0.85,IF(#REF!=\"OCGT\",#REF!*0,IF(#REF!=\"\",0,#REF!*O$627))))))))","v":{"$error":"#REF!"}}]
[{"$f":"#REF!","v":{"$error":"#REF!"}},{"$f":"#REF!","v":{"$error":"#REF!"}},{"$f":"#REF!","v":{"$error":"#REF!"}},{"$f":"#REF!","v":{"$error":"#REF!"}},{"$f":"IF(#REF!=\"Interconnector\",#REF!*1,IF(#REF!=\"Wind\",#REF!*0.7,IF(#REF!=\"Marine\",#REF!*0.7,IF(#REF!=\"Nuclear\",#REF!*0.85,IF(#REF!=\"Pumped_Storage\",#REF!*0.5,IF(#REF!=\"CCS\",#REF!*0.85,IF(#REF!=\"OCGT\",#REF!*0,IF(#REF!=\"\",0,#REF!*E$627))))))))","v":{"$error":"#REF!"}},{"$f":"IF(#REF!=\"Interconnector\",#REF!*1,IF(#REF!=\"Wind\",#REF!*0.7,IF(#REF!=\"Marine\",#REF!*0.7,IF(#REF!=\"Nuclear\",#REF!*0.85,IF(#REF!=\"Pumped_Storage\",#REF!*0.5,IF(#REF!=\"CCS\",#REF!*0.85,IF(#REF!=\"OCGT\",#REF!*0,IF(#REF!=\"\",0,#REF!*F$627))))))))","v":{"$error":"#REF!"}},{"$f":"IF(#REF!=\"Interconnector\",#REF!*1,IF(#REF!=\"Wind\",#REF!*0.7,IF(#REF!=\"Marine\",#REF!*0.7,IF(#REF!=\"Nuclear\",#REF!*0.85,IF(#REF!=\"Pumped_Storage\",#REF!*0.5,IF(#REF!=\"CCS\",#REF!*0.85,IF(#REF!=\"OCGT\",#REF!*0,IF(#REF!=\"\",0,#REF!*G$627))))))))","v":{"$error":"#REF!"}},{"$f":"IF(#REF!=\"Interconnector\",#REF!*1,IF(#REF!=\"Wind\",#REF!*0.7,IF(#REF!=\"Marine\",#REF!*0.7,IF(#REF!=\"Nuclear\",#REF!*0.85,IF(#REF!=\"Pumped_Storage\",#REF!*0.5,IF(#REF!=\"CCS\",#REF!*0.85,IF(#REF!=\"OCGT\",#REF!*0,IF(#REF!=\"\",0,#REF!*H$627))))))))","v":{"$error":"#REF!"}},{"$f":"IF(#REF!=\"Interconnector\",#REF!*1,IF(#REF!=\"Wind\",#REF!*0.7,IF(#REF!=\"Marine\",#REF!*0.7,IF(#REF!=\"Nuclear\",#REF!*0.85,IF(#REF!=\"Pumped_Storage\",#REF!*0.5,IF(#REF!=\"CCS\",#REF!*0.85,IF(#REF!=\"OCGT\",#REF!*0,IF(#REF!=\"\",0,#REF!*I$627))))))))","v":{"$error":"#REF!"}},{"$f":"IF(#REF!=\"Interconnector\",#REF!*1,IF(#REF!=\"Wind\",#REF!*0.7,IF(#REF!=\"Marine\",#REF!*0.7,IF(#REF!=\"Nuclear\",#REF!*0.85,IF(#REF!=\"Pumped_Storage\",#REF!*0.5,IF(#REF!=\"CCS\",#REF!*0.85,IF(#REF!=\"OCGT\",#REF!*0,IF(#REF!=\"\",0,#REF!*J$627))))))))","v":{"$error":"#REF!"}},{"$f":"IF(#REF!=\"Interconnector\",#REF!*1,IF(#REF!=\"Wind\",#REF!*0.7,IF(#REF!=\"Marine\",#REF!*0.7,IF(#REF!=\"Nuclear\",#REF!*0.85,IF(#REF!=\"Pumped_Storage\",#REF!*0.5,IF(#REF!=\"CCS\",#REF!*0.85,IF(#REF!=\"OCGT\",#REF!*0,IF(#REF!=\"\",0,#REF!*K$627))))))))","v":{"$error":"#REF!"}},{"$f":"IF(#REF!=\"Interconnector\",#REF!*1,IF(#REF!=\"Wind\",#REF!*0.7,IF(#REF!=\"Marine\",#REF!*0.7,IF(#REF!=\"Nuclear\",#REF!*0.85,IF(#REF!=\"Pumped_Storage\",#REF!*0.5,IF(#REF!=\"CCS\",#REF!*0.85,IF(#REF!=\"OCGT\",#REF!*0,IF(#REF!=\"\",0,#REF!*L$627))))))))","v":{"$error":"#REF!"}},{"$f":"IF(#REF!=\"Interconnector\",#REF!*1,IF(#REF!=\"Wind\",#REF!*0.7,IF(#REF!=\"Marine\",#REF!*0.7,IF(#REF!=\"Nuclear\",#REF!*0.85,IF(#REF!=\"Pumped_Storage\",#REF!*0.5,IF(#REF!=\"CCS\",#REF!*0.85,IF(#REF!=\"OCGT\",#REF!*0,IF(#REF!=\"\",0,#REF!*M$627))))))))","v":{"$error":"#REF!"}},{"$f":"IF(#REF!=\"Interconnector\",#REF!*1,IF(#REF!=\"Wind\",#REF!*0.7,IF(#REF!=\"Marine\",#REF!*0.7,IF(#REF!=\"Nuclear\",#REF!*0.85,IF(#REF!=\"Pumped_Storage\",#REF!*0.5,IF(#REF!=\"CCS\",#REF!*0.85,IF(#REF!=\"OCGT\",#REF!*0,IF(#REF!=\"\",0,#REF!*N$627))))))))","v":{"$error":"#REF!"}},{"$f":"IF(#REF!=\"Interconnector\",#REF!*1,IF(#REF!=\"Wind\",#REF!*0.7,IF(#REF!=\"Marine\",#REF!*0.7,IF(#REF!=\"Nuclear\",#REF!*0.85,IF(#REF!=\"Pumped_Storage\",#REF!*0.5,IF(#REF!=\"CCS\",#REF!*0.85,IF(#REF!=\"OCGT\",#REF!*0,IF(#REF!=\"\",0,#REF!*O$627))))))))","v":{"$error":"#REF!"}}]
[{"$f":"#REF!","v":{"$error":"#REF!"}},{"$f":"#REF!","v":{"$error":"#REF!"}},{"$f":"#REF!","v":{"$error":"#REF!"}},{"$f":"#REF!","v":{"$error":"#REF!"}},{"$f":"IF(#REF!=\"Interconnector\",#REF!*1,IF(#REF!=\"Wind\",#REF!*0.7,IF(#REF!=\"Marine\",#REF!*0.7,IF(#REF!=\"Nuclear\",#REF!*0.85,IF(#REF!=\"Pumped_Storage\",#REF!*0.5,IF(#REF!=\"CCS\",#REF!*0.85,IF(#REF!=\"OCGT\",#REF!*0,IF(#REF!=\"\",0,#REF!*E$627))))))))","v":{"$error":"#REF!"}},{"$f":"IF(#REF!=\"Interconnector\",#REF!*1,IF(#REF!=\"Wind\",#REF!*0.7,IF(#REF!=\"Marine\",#REF!*0.7,IF(#REF!=\"Nuclear\",#REF!*0.85,IF(#REF!=\"Pumped_Storage\",#REF!*0.5,IF(#REF!=\"CCS\",#REF!*0.85,IF(#REF!=\"OCGT\",#REF!*0,IF(#REF!=\"\",0,#REF!*F$627))))))))","v":{"$error":"#REF!"}},{"$f":"IF(#REF!=\"Interconnector\",#REF!*1,IF(#REF!=\"Wind\",#REF!*0.7,IF(#REF!=\"Marine\",#REF!*0.7,IF(#REF!=\"Nuclear\",#REF!*0.85,IF(#REF!=\"Pumped_Storage\",#REF!*0.5,IF(#REF!=\"CCS\",#REF!*0.85,IF(#REF!=\"OCGT\",#REF!*0,IF(#REF!=\"\",0,#REF!*G$627))))))))","v":{"$error":"#REF!"}},{"$f":"IF(#REF!=\"Interconnector\",#REF!*1,IF(#REF!=\"Wind\",#REF!*0.7,IF(#REF!=\"Marine\",#REF!*0.7,IF(#REF!=\"Nuclear\",#REF!*0.85,IF(#REF!=\"Pumped_Storage\",#REF!*0.5,IF(#REF!=\"CCS\",#REF!*0.85,IF(#REF!=\"OCGT\",#REF!*0,IF(#REF!=\"\",0,#REF!*H$627))))))))","v":{"$error":"#REF!"}},{"$f":"IF(#REF!=\"Interconnector\",#REF!*1,IF(#REF!=\"Wind\",#REF!*0.7,IF(#REF!=\"Marine\",#REF!*0.7,IF(#REF!=\"Nuclear\",#REF!*0.85,IF(#REF!=\"Pumped_Storage\",#REF!*0.5,IF(#REF!=\"CCS\",#REF!*0.85,IF(#REF!=\"OCGT\",#REF!*0,IF(#REF!=\"\",0,#REF!*I$627))))))))","v":{"$error":"#REF!"}},{"$f":"IF(#REF!=\"Interconnector\",#REF!*1,IF(#REF!=\"Wind\",#REF!*0.7,IF(#REF!=\"Marine\",#REF!*0.7,IF(#REF!=\"Nuclear\",#REF!*0.85,IF(#REF!=\"Pumped_Storage\",#REF!*0.5,IF(#REF!=\"CCS\",#REF!*0.85,IF(#REF!=\"OCGT\",#REF!*0,IF(#REF!=\"\",0,#REF!*J$627))))))))","v":{"$error":"#REF!"}},{"$f":"IF(#REF!=\"Interconnector\",#REF!*1,IF(#REF!=\"Wind\",#REF!*0.7,IF(#REF!=\"Marine\",#REF!*0.7,IF(#REF!=\"Nuclear\",#REF!*0.85,IF(#REF!=\"Pumped_Storage\",#REF!*0.5,IF(#REF!=\"CCS\",#REF!*0.85,IF(#REF!=\"OCGT\",#REF!*0,IF(#REF!=\"\",0,#REF!*K$627))))))))","v":{"$error":"#REF!"}},{"$f":"IF(#REF!=\"Interconnector\",#REF!*1,IF(#REF!=\"Wind\",#REF!*0.7,IF(#REF!=\"Marine\",#REF!*0.7,IF(#REF!=\"Nuclear\",#REF!*0.85,IF(#REF!=\"Pumped_Storage\",#REF!*0.5,IF(#REF!=\"CCS\",#REF!*0.85,IF(#REF!=\"OCGT\",#REF!*0,IF(#REF!=\"\",0,#REF!*L$627))))))))","v":{"$error":"#REF!"}},{"$f":"IF(#REF!=\"Interconnector\",#REF!*1,IF(#REF!=\"Wind\",#REF!*0.7,IF(#REF!=\"Marine\",#REF!*0.7,IF(#REF!=\"Nuclear\",#REF!*0.85,IF(#REF!=\"Pumped_Storage\",#REF!*0.5,IF(#REF!=\"CCS\",#REF!*0.85,IF(#REF!=\"OCGT\",#REF!*0,IF(#REF!=\"\",0,#REF!*M$627))))))))","v":{"$error":"#REF!"}},{"$f":"IF(#REF!=\"Interconnector\",#REF!*1,IF(#REF!=\"Wind\",#REF!*0.7,IF(#REF!=\"Marine\",#REF!*0.7,IF(#REF!=\"Nuclear\",#REF!*0.85,IF(#REF!=\"Pumped_Storage\",#REF!*0.5,IF(#REF!=\"CCS\",#REF!*0.85,IF(#REF!=\"OCGT\",#REF!*0,IF(#REF!=\"\",0,#REF!*N$627))))))))","v":{"$error":"#REF!"}},{"$f":"IF(#REF!=\"Interconnector\",#REF!*1,IF(#REF!=\"Wind\",#REF!*0.7,IF(#REF!=\"Marine\",#REF!*0.7,IF(#REF!=\"Nuclear\",#REF!*0.85,IF(#REF!=\"Pumped_Storage\",#REF!*0.5,IF(#REF!=\"CCS\",#REF!*0.85,IF(#REF!=\"OCGT\",#REF!*0,IF(#REF!=\"\",0,#REF!*O$627))))))))","v":{"$error":"#REF!"}}]
[{"$f":"#REF!","v":{"$error":"#REF!"}},{"$f":"#REF!","v":{"$error":"#REF!"}},{"$f":"#REF!","v":{"$error":"#REF!"}},{"$f":"#REF!","v":{"$error":"#REF!"}},{"$f":"IF(#REF!=\"Interconnector\",#REF!*1,IF(#REF!=\"Wind\",#REF!*0.7,IF(#REF!=\"Marine\",#REF!*0.7,IF(#REF!=\"Nuclear\",#REF!*0.85,IF(#REF!=\"Pumped_Storage\",#REF!*0.5,IF(#REF!=\"CCS\",#REF!*0.85,IF(#REF!=\"OCGT\",#REF!*0,IF(#REF!=\"\",0,#REF!*E$627))))))))","v":{"$error":"#REF!"}},{"$f":"IF(#REF!=\"Interconnector\",#REF!*1,IF(#REF!=\"Wind\",#REF!*0.7,IF(#REF!=\"Marine\",#REF!*0.7,IF(#REF!=\"Nuclear\",#REF!*0.85,IF(#REF!=\"Pumped_Storage\",#REF!*0.5,IF(#REF!=\"CCS\",#REF!*0.85,IF(#REF!=\"OCGT\",#REF!*0,IF(#REF!=\"\",0,#REF!*F$627))))))))","v":{"$error":"#REF!"}},{"$f":"IF(#REF!=\"Interconnector\",#REF!*1,IF(#REF!=\"Wind\",#REF!*0.7,IF(#REF!=\"Marine\",#REF!*0.7,IF(#REF!=\"Nuclear\",#REF!*0.85,IF(#REF!=\"Pumped_Storage\",#REF!*0.5,IF(#REF!=\"CCS\",#REF!*0.85,IF(#REF!=\"OCGT\",#REF!*0,IF(#REF!=\"\",0,#REF!*G$627))))))))","v":{"$error":"#REF!"}},{"$f":"IF(#REF!=\"Interconnector\",#REF!*1,IF(#REF!=\"Wind\",#REF!*0.7,IF(#REF!=\"Marine\",#REF!*0.7,IF(#REF!=\"Nuclear\",#REF!*0.85,IF(#REF!=\"Pumped_Storage\",#REF!*0.5,IF(#REF!=\"CCS\",#REF!*0.85,IF(#REF!=\"OCGT\",#REF!*0,IF(#REF!=\"\",0,#REF!*H$627))))))))","v":{"$error":"#REF!"}},{"$f":"IF(#REF!=\"Interconnector\",#REF!*1,IF(#REF!=\"Wind\",#REF!*0.7,IF(#REF!=\"Marine\",#REF!*0.7,IF(#REF!=\"Nuclear\",#REF!*0.85,IF(#REF!=\"Pumped_Storage\",#REF!*0.5,IF(#REF!=\"CCS\",#REF!*0.85,IF(#REF!=\"OCGT\",#REF!*0,IF(#REF!=\"\",0,#REF!*I$627))))))))","v":{"$error":"#REF!"}},{"$f":"IF(#REF!=\"Interconnector\",#REF!*1,IF(#REF!=\"Wind\",#REF!*0.7,IF(#REF!=\"Marine\",#REF!*0.7,IF(#REF!=\"Nuclear\",#REF!*0.85,IF(#REF!=\"Pumped_Storage\",#REF!*0.5,IF(#REF!=\"CCS\",#REF!*0.85,IF(#REF!=\"OCGT\",#REF!*0,IF(#REF!=\"\",0,#REF!*J$627))))))))","v":{"$error":"#REF!"}},{"$f":"IF(#REF!=\"Interconnector\",#REF!*1,IF(#REF!=\"Wind\",#REF!*0.7,IF(#REF!=\"Marine\",#REF!*0.7,IF(#REF!=\"Nuclear\",#REF!*0.85,IF(#REF!=\"Pumped_Storage\",#REF!*0.5,IF(#REF!=\"CCS\",#REF!*0.85,IF(#REF!=\"OCGT\",#REF!*0,IF(#REF!=\"\",0,#REF!*K$627))))))))","v":{"$error":"#REF!"}},{"$f":"IF(#REF!=\"Interconnector\",#REF!*1,IF(#REF!=\"Wind\",#REF!*0.7,IF(#REF!=\"Marine\",#REF!*0.7,IF(#REF!=\"Nuclear\",#REF!*0.85,IF(#REF!=\"Pumped_Storage\",#REF!*0.5,IF(#REF!=\"CCS\",#REF!*0.85,IF(#REF!=\"OCGT\",#REF!*0,IF(#REF!=\"\",0,#REF!*L$627))))))))","v":{"$error":"#REF!"}},{"$f":"IF(#REF!=\"Interconnector\",#REF!*1,IF(#REF!=\"Wind\",#REF!*0.7,IF(#REF!=\"Marine\",#REF!*0.7,IF(#REF!=\"Nuclear\",#REF!*0.85,IF(#REF!=\"Pumped_Storage\",#REF!*0.5,IF(#REF!=\"CCS\",#REF!*0.85,IF(#REF!=\"OCGT\",#REF!*0,IF(#REF!=\"\",0,#REF!*M$627))))))))","v":{"$error":"#REF!"}},{"$f":"IF(#REF!=\"Interconnector\",#REF!*1,IF(#REF!=\"Wind\",#REF!*0.7,IF(#REF!=\"Marine\",#REF!*0.7,IF(#REF!=\"Nuclear\",#REF!*0.85,IF(#REF!=\"Pumped_Storage\",#REF!*0.5,IF(#REF!=\"CCS\",#REF!*0.85,IF(#REF!=\"OCGT\",#REF!*0,IF(#REF!=\"\",0,#REF!*N$627))))))))","v":{"$error":"#REF!"}},{"$f":"IF(#REF!=\"Interconnector\",#REF!*1,IF(#REF!=\"Wind\",#REF!*0.7,IF(#REF!=\"Marine\",#REF!*0.7,IF(#REF!=\"Nuclear\",#REF!*0.85,IF(#REF!=\"Pumped_Storage\",#REF!*0.5,IF(#REF!=\"CCS\",#REF!*0.85,IF(#REF!=\"OCGT\",#REF!*0,IF(#REF!=\"\",0,#REF!*O$627))))))))","v":{"$error":"#REF!"}}]
[{"$f":"#REF!","v":{"$error":"#REF!"}},{"$f":"#REF!","v":{"$error":"#REF!"}},{"$f":"#REF!","v":{"$error":"#REF!"}},{"$f":"#REF!","v":{"$error":"#REF!"}},{"$f":"IF(#REF!=\"Interconnector\",#REF!*1,IF(#REF!=\"Wind\",#REF!*0.7,IF(#REF!=\"Marine\",#REF!*0.7,IF(#REF!=\"Nuclear\",#REF!*0.85,IF(#REF!=\"Pumped_Storage\",#REF!*0.5,IF(#REF!=\"CCS\",#REF!*0.85,IF(#REF!=\"OCGT\",#REF!*0,IF(#REF!=\"\",0,#REF!*E$627))))))))","v":{"$error":"#REF!"}},{"$f":"IF(#REF!=\"Interconnector\",#REF!*1,IF(#REF!=\"Wind\",#REF!*0.7,IF(#REF!=\"Marine\",#REF!*0.7,IF(#REF!=\"Nuclear\",#REF!*0.85,IF(#REF!=\"Pumped_Storage\",#REF!*0.5,IF(#REF!=\"CCS\",#REF!*0.85,IF(#REF!=\"OCGT\",#REF!*0,IF(#REF!=\"\",0,#REF!*F$627))))))))","v":{"$error":"#REF!"}},{"$f":"IF(#REF!=\"Interconnector\",#REF!*1,IF(#REF!=\"Wind\",#REF!*0.7,IF(#REF!=\"Marine\",#REF!*0.7,IF(#REF!=\"Nuclear\",#REF!*0.85,IF(#REF!=\"Pumped_Storage\",#REF!*0.5,IF(#REF!=\"CCS\",#REF!*0.85,IF(#REF!=\"OCGT\",#REF!*0,IF(#REF!=\"\",0,#REF!*G$627))))))))","v":{"$error":"#REF!"}},{"$f":"IF(#REF!=\"Interconnector\",#REF!*1,IF(#REF!=\"Wind\",#REF!*0.7,IF(#REF!=\"Marine\",#REF!*0.7,IF(#REF!=\"Nuclear\",#REF!*0.85,IF(#REF!=\"Pumped_Storage\",#REF!*0.5,IF(#REF!=\"CCS\",#REF!*0.85,IF(#REF!=\"OCGT\",#REF!*0,IF(#REF!=\"\",0,#REF!*H$627))))))))","v":{"$error":"#REF!"}},{"$f":"IF(#REF!=\"Interconnector\",#REF!*1,IF(#REF!=\"Wind\",#REF!*0.7,IF(#REF!=\"Marine\",#REF!*0.7,IF(#REF!=\"Nuclear\",#REF!*0.85,IF(#REF!=\"Pumped_Storage\",#REF!*0.5,IF(#REF!=\"CCS\",#REF!*0.85,IF(#REF!=\"OCGT\",#REF!*0,IF(#REF!=\"\",0,#REF!*I$627))))))))","v":{"$error":"#REF!"}},{"$f":"IF(#REF!=\"Interconnector\",#REF!*1,IF(#REF!=\"Wind\",#REF!*0.7,IF(#REF!=\"Marine\",#REF!*0.7,IF(#REF!=\"Nuclear\",#REF!*0.85,IF(#REF!=\"Pumped_Storage\",#REF!*0.5,IF(#REF!=\"CCS\",#REF!*0.85,IF(#REF!=\"OCGT\",#REF!*0,IF(#REF!=\"\",0,#REF!*J$627))))))))","v":{"$error":"#REF!"}},{"$f":"IF(#REF!=\"Interconnector\",#REF!*1,IF(#REF!=\"Wind\",#REF!*0.7,IF(#REF!=\"Marine\",#REF!*0.7,IF(#REF!=\"Nuclear\",#REF!*0.85,IF(#REF!=\"Pumped_Storage\",#REF!*0.5,IF(#REF!=\"CCS\",#REF!*0.85,IF(#REF!=\"OCGT\",#REF!*0,IF(#REF!=\"\",0,#REF!*K$627))))))))","v":{"$error":"#REF!"}},{"$f":"IF(#REF!=\"Interconnector\",#REF!*1,IF(#REF!=\"Wind\",#REF!*0.7,IF(#REF!=\"Marine\",#REF!*0.7,IF(#REF!=\"Nuclear\",#REF!*0.85,IF(#REF!=\"Pumped_Storage\",#REF!*0.5,IF(#REF!=\"CCS\",#REF!*0.85,IF(#REF!=\"OCGT\",#REF!*0,IF(#REF!=\"\",0,#REF!*L$627))))))))","v":{"$error":"#REF!"}},{"$f":"IF(#REF!=\"Interconnector\",#REF!*1,IF(#REF!=\"Wind\",#REF!*0.7,IF(#REF!=\"Marine\",#REF!*0.7,IF(#REF!=\"Nuclear\",#REF!*0.85,IF(#REF!=\"Pumped_Storage\",#REF!*0.5,IF(#REF!=\"CCS\",#REF!*0.85,IF(#REF!=\"OCGT\",#REF!*0,IF(#REF!=\"\",0,#REF!*M$627))))))))","v":{"$error":"#REF!"}},{"$f":"IF(#REF!=\"Interconnector\",#REF!*1,IF(#REF!=\"Wind\",#REF!*0.7,IF(#REF!=\"Marine\",#REF!*0.7,IF(#REF!=\"Nuclear\",#REF!*0.85,IF(#REF!=\"Pumped_Storage\",#REF!*0.5,IF(#REF!=\"CCS\",#REF!*0.85,IF(#REF!=\"OCGT\",#REF!*0,IF(#REF!=\"\",0,#REF!*N$627))))))))","v":{"$error":"#REF!"}},{"$f":"IF(#REF!=\"Interconnector\",#REF!*1,IF(#REF!=\"Wind\",#REF!*0.7,IF(#REF!=\"Marine\",#REF!*0.7,IF(#REF!=\"Nuclear\",#REF!*0.85,IF(#REF!=\"Pumped_Storage\",#REF!*0.5,IF(#REF!=\"CCS\",#REF!*0.85,IF(#REF!=\"OCGT\",#REF!*0,IF(#REF!=\"\",0,#REF!*O$627))))))))","v":{"$error":"#REF!"}}]
[{"$f":"#REF!","v":{"$error":"#REF!"}},{"$f":"#REF!","v":{"$error":"#REF!"}},{"$f":"#REF!","v":{"$error":"#REF!"}},{"$f":"#REF!","v":{"$error":"#REF!"}},{"$f":"IF(#REF!=\"Interconnector\",#REF!*1,IF(#REF!=\"Wind\",#REF!*0.7,IF(#REF!=\"Marine\",#REF!*0.7,IF(#REF!=\"Nuclear\",#REF!*0.85,IF(#REF!=\"Pumped_Storage\",#REF!*0.5,IF(#REF!=\"CCS\",#REF!*0.85,IF(#REF!=\"OCGT\",#REF!*0,IF(#REF!=\"\",0,#REF!*E$627))))))))","v":{"$error":"#REF!"}},{"$f":"IF(#REF!=\"Interconnector\",#REF!*1,IF(#REF!=\"Wind\",#REF!*0.7,IF(#REF!=\"Marine\",#REF!*0.7,IF(#REF!=\"Nuclear\",#REF!*0.85,IF(#REF!=\"Pumped_Storage\",#REF!*0.5,IF(#REF!=\"CCS\",#REF!*0.85,IF(#REF!=\"OCGT\",#REF!*0,IF(#REF!=\"\",0,#REF!*F$627))))))))","v":{"$error":"#REF!"}},{"$f":"IF(#REF!=\"Interconnector\",#REF!*1,IF(#REF!=\"Wind\",#REF!*0.7,IF(#REF!=\"Marine\",#REF!*0.7,IF(#REF!=\"Nuclear\",#REF!*0.85,IF(#REF!=\"Pumped_Storage\",#REF!*0.5,IF(#REF!=\"CCS\",#REF!*0.85,IF(#REF!=\"OCGT\",#REF!*0,IF(#REF!=\"\",0,#REF!*G$627))))))))","v":{"$error":"#REF!"}},{"$f":"IF(#REF!=\"Interconnector\",#REF!*1,IF(#REF!=\"Wind\",#REF!*0.7,IF(#REF!=\"Marine\",#REF!*0.7,IF(#REF!=\"Nuclear\",#REF!*0.85,IF(#REF!=\"Pumped_Storage\",#REF!*0.5,IF(#REF!=\"CCS\",#REF!*0.85,IF(#REF!=\"OCGT\",#REF!*0,IF(#REF!=\"\",0,#REF!*H$627))))))))","v":{"$error":"#REF!"}},{"$f":"IF(#REF!=\"Interconnector\",#REF!*1,IF(#REF!=\"Wind\",#REF!*0.7,IF(#REF!=\"Marine\",#REF!*0.7,IF(#REF!=\"Nuclear\",#REF!*0.85,IF(#REF!=\"Pumped_Storage\",#REF!*0.5,IF(#REF!=\"CCS\",#REF!*0.85,IF(#REF!=\"OCGT\",#REF!*0,IF(#REF!=\"\",0,#REF!*I$627))))))))","v":{"$error":"#REF!"}},{"$f":"IF(#REF!=\"Interconnector\",#REF!*1,IF(#REF!=\"Wind\",#REF!*0.7,IF(#REF!=\"Marine\",#REF!*0.7,IF(#REF!=\"Nuclear\",#REF!*0.85,IF(#REF!=\"Pumped_Storage\",#REF!*0.5,IF(#REF!=\"CCS\",#REF!*0.85,IF(#REF!=\"OCGT\",#REF!*0,IF(#REF!=\"\",0,#REF!*J$627))))))))","v":{"$error":"#REF!"}},{"$f":"IF(#REF!=\"Interconnector\",#REF!*1,IF(#REF!=\"Wind\",#REF!*0.7,IF(#REF!=\"Marine\",#REF!*0.7,IF(#REF!=\"Nuclear\",#REF!*0.85,IF(#REF!=\"Pumped_Storage\",#REF!*0.5,IF(#REF!=\"CCS\",#REF!*0.85,IF(#REF!=\"OCGT\",#REF!*0,IF(#REF!=\"\",0,#REF!*K$627))))))))","v":{"$error":"#REF!"}},{"$f":"IF(#REF!=\"Interconnector\",#REF!*1,IF(#REF!=\"Wind\",#REF!*0.7,IF(#REF!=\"Marine\",#REF!*0.7,IF(#REF!=\"Nuclear\",#REF!*0.85,IF(#REF!=\"Pumped_Storage\",#REF!*0.5,IF(#REF!=\"CCS\",#REF!*0.85,IF(#REF!=\"OCGT\",#REF!*0,IF(#REF!=\"\",0,#REF!*L$627))))))))","v":{"$error":"#REF!"}},{"$f":"IF(#REF!=\"Interconnector\",#REF!*1,IF(#REF!=\"Wind\",#REF!*0.7,IF(#REF!=\"Marine\",#REF!*0.7,IF(#REF!=\"Nuclear\",#REF!*0.85,IF(#REF!=\"Pumped_Storage\",#REF!*0.5,IF(#REF!=\"CCS\",#REF!*0.85,IF(#REF!=\"OCGT\",#REF!*0,IF(#REF!=\"\",0,#REF!*M$627))))))))","v":{"$error":"#REF!"}},{"$f":"IF(#REF!=\"Interconnector\",#REF!*1,IF(#REF!=\"Wind\",#REF!*0.7,IF(#REF!=\"Marine\",#REF!*0.7,IF(#REF!=\"Nuclear\",#REF!*0.85,IF(#REF!=\"Pumped_Storage\",#REF!*0.5,IF(#REF!=\"CCS\",#REF!*0.85,IF(#REF!=\"OCGT\",#REF!*0,IF(#REF!=\"\",0,#REF!*N$627))))))))","v":{"$error":"#REF!"}},{"$f":"IF(#REF!=\"Interconnector\",#REF!*1,IF(#REF!=\"Wind\",#REF!*0.7,IF(#REF!=\"Marine\",#REF!*0.7,IF(#REF!=\"Nuclear\",#REF!*0.85,IF(#REF!=\"Pumped_Storage\",#REF!*0.5,IF(#REF!=\"CCS\",#REF!*0.85,IF(#REF!=\"OCGT\",#REF!*0,IF(#REF!=\"\",0,#REF!*O$627))))))))","v":{"$error":"#REF!"}}]
[{"$f":"#REF!","v":{"$error":"#REF!"}},{"$f":"#REF!","v":{"$error":"#REF!"}},{"$f":"#REF!","v":{"$error":"#REF!"}},{"$f":"#REF!","v":{"$error":"#REF!"}},{"$f":"IF(#REF!=\"Interconnector\",#REF!*1,IF(#REF!=\"Wind\",#REF!*0.7,IF(#REF!=\"Marine\",#REF!*0.7,IF(#REF!=\"Nuclear\",#REF!*0.85,IF(#REF!=\"Pumped_Storage\",#REF!*0.5,IF(#REF!=\"CCS\",#REF!*0.85,IF(#REF!=\"OCGT\",#REF!*0,IF(#REF!=\"\",0,#REF!*E$627))))))))","v":{"$error":"#REF!"}},{"$f":"IF(#REF!=\"Interconnector\",#REF!*1,IF(#REF!=\"Wind\",#REF!*0.7,IF(#REF!=\"Marine\",#REF!*0.7,IF(#REF!=\"Nuclear\",#REF!*0.85,IF(#REF!=\"Pumped_Storage\",#REF!*0.5,IF(#REF!=\"CCS\",#REF!*0.85,IF(#REF!=\"OCGT\",#REF!*0,IF(#REF!=\"\",0,#REF!*F$627))))))))","v":{"$error":"#REF!"}},{"$f":"IF(#REF!=\"Interconnector\",#REF!*1,IF(#REF!=\"Wind\",#REF!*0.7,IF(#REF!=\"Marine\",#REF!*0.7,IF(#REF!=\"Nuclear\",#REF!*0.85,IF(#REF!=\"Pumped_Storage\",#REF!*0.5,IF(#REF!=\"CCS\",#REF!*0.85,IF(#REF!=\"OCGT\",#REF!*0,IF(#REF!=\"\",0,#REF!*G$627))))))))","v":{"$error":"#REF!"}},{"$f":"IF(#REF!=\"Interconnector\",#REF!*1,IF(#REF!=\"Wind\",#REF!*0.7,IF(#REF!=\"Marine\",#REF!*0.7,IF(#REF!=\"Nuclear\",#REF!*0.85,IF(#REF!=\"Pumped_Storage\",#REF!*0.5,IF(#REF!=\"CCS\",#REF!*0.85,IF(#REF!=\"OCGT\",#REF!*0,IF(#REF!=\"\",0,#REF!*H$627))))))))","v":{"$error":"#REF!"}},{"$f":"IF(#REF!=\"Interconnector\",#REF!*1,IF(#REF!=\"Wind\",#REF!*0.7,IF(#REF!=\"Marine\",#REF!*0.7,IF(#REF!=\"Nuclear\",#REF!*0.85,IF(#REF!=\"Pumped_Storage\",#REF!*0.5,IF(#REF!=\"CCS\",#REF!*0.85,IF(#REF!=\"OCGT\",#REF!*0,IF(#REF!=\"\",0,#REF!*I$627))))))))","v":{"$error":"#REF!"}},{"$f":"IF(#REF!=\"Interconnector\",#REF!*1,IF(#REF!=\"Wind\",#REF!*0.7,IF(#REF!=\"Marine\",#REF!*0.7,IF(#REF!=\"Nuclear\",#REF!*0.85,IF(#REF!=\"Pumped_Storage\",#REF!*0.5,IF(#REF!=\"CCS\",#REF!*0.85,IF(#REF!=\"OCGT\",#REF!*0,IF(#REF!=\"\",0,#REF!*J$627))))))))","v":{"$error":"#REF!"}},{"$f":"IF(#REF!=\"Interconnector\",#REF!*1,IF(#REF!=\"Wind\",#REF!*0.7,IF(#REF!=\"Marine\",#REF!*0.7,IF(#REF!=\"Nuclear\",#REF!*0.85,IF(#REF!=\"Pumped_Storage\",#REF!*0.5,IF(#REF!=\"CCS\",#REF!*0.85,IF(#REF!=\"OCGT\",#REF!*0,IF(#REF!=\"\",0,#REF!*K$627))))))))","v":{"$error":"#REF!"}},{"$f":"IF(#REF!=\"Interconnector\",#REF!*1,IF(#REF!=\"Wind\",#REF!*0.7,IF(#REF!=\"Marine\",#REF!*0.7,IF(#REF!=\"Nuclear\",#REF!*0.85,IF(#REF!=\"Pumped_Storage\",#REF!*0.5,IF(#REF!=\"CCS\",#REF!*0.85,IF(#REF!=\"OCGT\",#REF!*0,IF(#REF!=\"\",0,#REF!*L$627))))))))","v":{"$error":"#REF!"}},{"$f":"IF(#REF!=\"Interconnector\",#REF!*1,IF(#REF!=\"Wind\",#REF!*0.7,IF(#REF!=\"Marine\",#REF!*0.7,IF(#REF!=\"Nuclear\",#REF!*0.85,IF(#REF!=\"Pumped_Storage\",#REF!*0.5,IF(#REF!=\"CCS\",#REF!*0.85,IF(#REF!=\"OCGT\",#REF!*0,IF(#REF!=\"\",0,#REF!*M$627))))))))","v":{"$error":"#REF!"}},{"$f":"IF(#REF!=\"Interconnector\",#REF!*1,IF(#REF!=\"Wind\",#REF!*0.7,IF(#REF!=\"Marine\",#REF!*0.7,IF(#REF!=\"Nuclear\",#REF!*0.85,IF(#REF!=\"Pumped_Storage\",#REF!*0.5,IF(#REF!=\"CCS\",#REF!*0.85,IF(#REF!=\"OCGT\",#REF!*0,IF(#REF!=\"\",0,#REF!*N$627))))))))","v":{"$error":"#REF!"}},{"$f":"IF(#REF!=\"Interconnector\",#REF!*1,IF(#REF!=\"Wind\",#REF!*0.7,IF(#REF!=\"Marine\",#REF!*0.7,IF(#REF!=\"Nuclear\",#REF!*0.85,IF(#REF!=\"Pumped_Storage\",#REF!*0.5,IF(#REF!=\"CCS\",#REF!*0.85,IF(#REF!=\"OCGT\",#REF!*0,IF(#REF!=\"\",0,#REF!*O$627))))))))","v":{"$error":"#REF!"}}]
[{"$f":"#REF!","v":{"$error":"#REF!"}},{"$f":"#REF!","v":{"$error":"#REF!"}},{"$f":"#REF!","v":{"$error":"#REF!"}},{"$f":"#REF!","v":{"$error":"#REF!"}},{"$f":"IF(#REF!=\"Interconnector\",#REF!*1,IF(#REF!=\"Wind\",#REF!*0.7,IF(#REF!=\"Marine\",#REF!*0.7,IF(#REF!=\"Nuclear\",#REF!*0.85,IF(#REF!=\"Pumped_Storage\",#REF!*0.5,IF(#REF!=\"CCS\",#REF!*0.85,IF(#REF!=\"OCGT\",#REF!*0,IF(#REF!=\"\",0,#REF!*E$627))))))))","v":{"$error":"#REF!"}},{"$f":"IF(#REF!=\"Interconnector\",#REF!*1,IF(#REF!=\"Wind\",#REF!*0.7,IF(#REF!=\"Marine\",#REF!*0.7,IF(#REF!=\"Nuclear\",#REF!*0.85,IF(#REF!=\"Pumped_Storage\",#REF!*0.5,IF(#REF!=\"CCS\",#REF!*0.85,IF(#REF!=\"OCGT\",#REF!*0,IF(#REF!=\"\",0,#REF!*F$627))))))))","v":{"$error":"#REF!"}},{"$f":"IF(#REF!=\"Interconnector\",#REF!*1,IF(#REF!=\"Wind\",#REF!*0.7,IF(#REF!=\"Marine\",#REF!*0.7,IF(#REF!=\"Nuclear\",#REF!*0.85,IF(#REF!=\"Pumped_Storage\",#REF!*0.5,IF(#REF!=\"CCS\",#REF!*0.85,IF(#REF!=\"OCGT\",#REF!*0,IF(#REF!=\"\",0,#REF!*G$627))))))))","v":{"$error":"#REF!"}},{"$f":"IF(#REF!=\"Interconnector\",#REF!*1,IF(#REF!=\"Wind\",#REF!*0.7,IF(#REF!=\"Marine\",#REF!*0.7,IF(#REF!=\"Nuclear\",#REF!*0.85,IF(#REF!=\"Pumped_Storage\",#REF!*0.5,IF(#REF!=\"CCS\",#REF!*0.85,IF(#REF!=\"OCGT\",#REF!*0,IF(#REF!=\"\",0,#REF!*H$627))))))))","v":{"$error":"#REF!"}},{"$f":"IF(#REF!=\"Interconnector\",#REF!*1,IF(#REF!=\"Wind\",#REF!*0.7,IF(#REF!=\"Marine\",#REF!*0.7,IF(#REF!=\"Nuclear\",#REF!*0.85,IF(#REF!=\"Pumped_Storage\",#REF!*0.5,IF(#REF!=\"CCS\",#REF!*0.85,IF(#REF!=\"OCGT\",#REF!*0,IF(#REF!=\"\",0,#REF!*I$627))))))))","v":{"$error":"#REF!"}},{"$f":"IF(#REF!=\"Interconnector\",#REF!*1,IF(#REF!=\"Wind\",#REF!*0.7,IF(#REF!=\"Marine\",#REF!*0.7,IF(#REF!=\"Nuclear\",#REF!*0.85,IF(#REF!=\"Pumped_Storage\",#REF!*0.5,IF(#REF!=\"CCS\",#REF!*0.85,IF(#REF!=\"OCGT\",#REF!*0,IF(#REF!=\"\",0,#REF!*J$627))))))))","v":{"$error":"#REF!"}},{"$f":"IF(#REF!=\"Interconnector\",#REF!*1,IF(#REF!=\"Wind\",#REF!*0.7,IF(#REF!=\"Marine\",#REF!*0.7,IF(#REF!=\"Nuclear\",#REF!*0.85,IF(#REF!=\"Pumped_Storage\",#REF!*0.5,IF(#REF!=\"CCS\",#REF!*0.85,IF(#REF!=\"OCGT\",#REF!*0,IF(#REF!=\"\",0,#REF!*K$627))))))))","v":{"$error":"#REF!"}},{"$f":"IF(#REF!=\"Interconnector\",#REF!*1,IF(#REF!=\"Wind\",#REF!*0.7,IF(#REF!=\"Marine\",#REF!*0.7,IF(#REF!=\"Nuclear\",#REF!*0.85,IF(#REF!=\"Pumped_Storage\",#REF!*0.5,IF(#REF!=\"CCS\",#REF!*0.85,IF(#REF!=\"OCGT\",#REF!*0,IF(#REF!=\"\",0,#REF!*L$627))))))))","v":{"$error":"#REF!"}},{"$f":"IF(#REF!=\"Interconnector\",#REF!*1,IF(#REF!=\"Wind\",#REF!*0.7,IF(#REF!=\"Marine\",#REF!*0.7,IF(#REF!=\"Nuclear\",#REF!*0.85,IF(#REF!=\"Pumped_Storage\",#REF!*0.5,IF(#REF!=\"CCS\",#REF!*0.85,IF(#REF!=\"OCGT\",#REF!*0,IF(#REF!=\"\",0,#REF!*M$627))))))))","v":{"$error":"#REF!"}},{"$f":"IF(#REF!=\"Interconnector\",#REF!*1,IF(#REF!=\"Wind\",#REF!*0.7,IF(#REF!=\"Marine\",#REF!*0.7,IF(#REF!=\"Nuclear\",#REF!*0.85,IF(#REF!=\"Pumped_Storage\",#REF!*0.5,IF(#REF!=\"CCS\",#REF!*0.85,IF(#REF!=\"OCGT\",#REF!*0,IF(#REF!=\"\",0,#REF!*N$627))))))))","v":{"$error":"#REF!"}},{"$f":"IF(#REF!=\"Interconnector\",#REF!*1,IF(#REF!=\"Wind\",#REF!*0.7,IF(#REF!=\"Marine\",#REF!*0.7,IF(#REF!=\"Nuclear\",#REF!*0.85,IF(#REF!=\"Pumped_Storage\",#REF!*0.5,IF(#REF!=\"CCS\",#REF!*0.85,IF(#REF!=\"OCGT\",#REF!*0,IF(#REF!=\"\",0,#REF!*O$627))))))))","v":{"$error":"#REF!"}}]
[{"$f":"#REF!","v":{"$error":"#REF!"}},{"$f":"#REF!","v":{"$error":"#REF!"}},{"$f":"#REF!","v":{"$error":"#REF!"}},{"$f":"#REF!","v":{"$error":"#REF!"}},{"$f":"IF(#REF!=\"Interconnector\",#REF!*1,IF(#REF!=\"Wind\",#REF!*0.7,IF(#REF!=\"Marine\",#REF!*0.7,IF(#REF!=\"Nuclear\",#REF!*0.85,IF(#REF!=\"Pumped_Storage\",#REF!*0.5,IF(#REF!=\"CCS\",#REF!*0.85,IF(#REF!=\"OCGT\",#REF!*0,IF(#REF!=\"\",0,#REF!*E$627))))))))","v":{"$error":"#REF!"}},{"$f":"IF(#REF!=\"Interconnector\",#REF!*1,IF(#REF!=\"Wind\",#REF!*0.7,IF(#REF!=\"Marine\",#REF!*0.7,IF(#REF!=\"Nuclear\",#REF!*0.85,IF(#REF!=\"Pumped_Storage\",#REF!*0.5,IF(#REF!=\"CCS\",#REF!*0.85,IF(#REF!=\"OCGT\",#REF!*0,IF(#REF!=\"\",0,#REF!*F$627))))))))","v":{"$error":"#REF!"}},{"$f":"IF(#REF!=\"Interconnector\",#REF!*1,IF(#REF!=\"Wind\",#REF!*0.7,IF(#REF!=\"Marine\",#REF!*0.7,IF(#REF!=\"Nuclear\",#REF!*0.85,IF(#REF!=\"Pumped_Storage\",#REF!*0.5,IF(#REF!=\"CCS\",#REF!*0.85,IF(#REF!=\"OCGT\",#REF!*0,IF(#REF!=\"\",0,#REF!*G$627))))))))","v":{"$error":"#REF!"}},{"$f":"IF(#REF!=\"Interconnector\",#REF!*1,IF(#REF!=\"Wind\",#REF!*0.7,IF(#REF!=\"Marine\",#REF!*0.7,IF(#REF!=\"Nuclear\",#REF!*0.85,IF(#REF!=\"Pumped_Storage\",#REF!*0.5,IF(#REF!=\"CCS\",#REF!*0.85,IF(#REF!=\"OCGT\",#REF!*0,IF(#REF!=\"\",0,#REF!*H$627))))))))","v":{"$error":"#REF!"}},{"$f":"IF(#REF!=\"Interconnector\",#REF!*1,IF(#REF!=\"Wind\",#REF!*0.7,IF(#REF!=\"Marine\",#REF!*0.7,IF(#REF!=\"Nuclear\",#REF!*0.85,IF(#REF!=\"Pumped_Storage\",#REF!*0.5,IF(#REF!=\"CCS\",#REF!*0.85,IF(#REF!=\"OCGT\",#REF!*0,IF(#REF!=\"\",0,#REF!*I$627))))))))","v":{"$error":"#REF!"}},{"$f":"IF(#REF!=\"Interconnector\",#REF!*1,IF(#REF!=\"Wind\",#REF!*0.7,IF(#REF!=\"Marine\",#REF!*0.7,IF(#REF!=\"Nuclear\",#REF!*0.85,IF(#REF!=\"Pumped_Storage\",#REF!*0.5,IF(#REF!=\"CCS\",#REF!*0.85,IF(#REF!=\"OCGT\",#REF!*0,IF(#REF!=\"\",0,#REF!*J$627))))))))","v":{"$error":"#REF!"}},{"$f":"IF(#REF!=\"Interconnector\",#REF!*1,IF(#REF!=\"Wind\",#REF!*0.7,IF(#REF!=\"Marine\",#REF!*0.7,IF(#REF!=\"Nuclear\",#REF!*0.85,IF(#REF!=\"Pumped_Storage\",#REF!*0.5,IF(#REF!=\"CCS\",#REF!*0.85,IF(#REF!=\"OCGT\",#REF!*0,IF(#REF!=\"\",0,#REF!*K$627))))))))","v":{"$error":"#REF!"}},{"$f":"IF(#REF!=\"Interconnector\",#REF!*1,IF(#REF!=\"Wind\",#REF!*0.7,IF(#REF!=\"Marine\",#REF!*0.7,IF(#REF!=\"Nuclear\",#REF!*0.85,IF(#REF!=\"Pumped_Storage\",#REF!*0.5,IF(#REF!=\"CCS\",#REF!*0.85,IF(#REF!=\"OCGT\",#REF!*0,IF(#REF!=\"\",0,#REF!*L$627))))))))","v":{"$error":"#REF!"}},{"$f":"IF(#REF!=\"Interconnector\",#REF!*1,IF(#REF!=\"Wind\",#REF!*0.7,IF(#REF!=\"Marine\",#REF!*0.7,IF(#REF!=\"Nuclear\",#REF!*0.85,IF(#REF!=\"Pumped_Storage\",#REF!*0.5,IF(#REF!=\"CCS\",#REF!*0.85,IF(#REF!=\"OCGT\",#REF!*0,IF(#REF!=\"\",0,#REF!*M$627))))))))","v":{"$error":"#REF!"}},{"$f":"IF(#REF!=\"Interconnector\",#REF!*1,IF(#REF!=\"Wind\",#REF!*0.7,IF(#REF!=\"Marine\",#REF!*0.7,IF(#REF!=\"Nuclear\",#REF!*0.85,IF(#REF!=\"Pumped_Storage\",#REF!*0.5,IF(#REF!=\"CCS\",#REF!*0.85,IF(#REF!=\"OCGT\",#REF!*0,IF(#REF!=\"\",0,#REF!*N$627))))))))","v":{"$error":"#REF!"}},{"$f":"IF(#REF!=\"Interconnector\",#REF!*1,IF(#REF!=\"Wind\",#REF!*0.7,IF(#REF!=\"Marine\",#REF!*0.7,IF(#REF!=\"Nuclear\",#REF!*0.85,IF(#REF!=\"Pumped_Storage\",#REF!*0.5,IF(#REF!=\"CCS\",#REF!*0.85,IF(#REF!=\"OCGT\",#REF!*0,IF(#REF!=\"\",0,#REF!*O$627))))))))","v":{"$error":"#REF!"}}]
[{"$f":"#REF!","v":{"$error":"#REF!"}},{"$f":"#REF!","v":{"$error":"#REF!"}},{"$f":"#REF!","v":{"$error":"#REF!"}},{"$f":"#REF!","v":{"$error":"#REF!"}},{"$f":"IF(#REF!=\"Interconnector\",#REF!*1,IF(#REF!=\"Wind\",#REF!*0.7,IF(#REF!=\"Marine\",#REF!*0.7,IF(#REF!=\"Nuclear\",#REF!*0.85,IF(#REF!=\"Pumped_Storage\",#REF!*0.5,IF(#REF!=\"CCS\",#REF!*0.85,IF(#REF!=\"OCGT\",#REF!*0,IF(#REF!=\"\",0,#REF!*E$627))))))))","v":{"$error":"#REF!"}},{"$f":"IF(#REF!=\"Interconnector\",#REF!*1,IF(#REF!=\"Wind\",#REF!*0.7,IF(#REF!=\"Marine\",#REF!*0.7,IF(#REF!=\"Nuclear\",#REF!*0.85,IF(#REF!=\"Pumped_Storage\",#REF!*0.5,IF(#REF!=\"CCS\",#REF!*0.85,IF(#REF!=\"OCGT\",#REF!*0,IF(#REF!=\"\",0,#REF!*F$627))))))))","v":{"$error":"#REF!"}},{"$f":"IF(#REF!=\"Interconnector\",#REF!*1,IF(#REF!=\"Wind\",#REF!*0.7,IF(#REF!=\"Marine\",#REF!*0.7,IF(#REF!=\"Nuclear\",#REF!*0.85,IF(#REF!=\"Pumped_Storage\",#REF!*0.5,IF(#REF!=\"CCS\",#REF!*0.85,IF(#REF!=\"OCGT\",#REF!*0,IF(#REF!=\"\",0,#REF!*G$627))))))))","v":{"$error":"#REF!"}},{"$f":"IF(#REF!=\"Interconnector\",#REF!*1,IF(#REF!=\"Wind\",#REF!*0.7,IF(#REF!=\"Marine\",#REF!*0.7,IF(#REF!=\"Nuclear\",#REF!*0.85,IF(#REF!=\"Pumped_Storage\",#REF!*0.5,IF(#REF!=\"CCS\",#REF!*0.85,IF(#REF!=\"OCGT\",#REF!*0,IF(#REF!=\"\",0,#REF!*H$627))))))))","v":{"$error":"#REF!"}},{"$f":"IF(#REF!=\"Interconnector\",#REF!*1,IF(#REF!=\"Wind\",#REF!*0.7,IF(#REF!=\"Marine\",#REF!*0.7,IF(#REF!=\"Nuclear\",#REF!*0.85,IF(#REF!=\"Pumped_Storage\",#REF!*0.5,IF(#REF!=\"CCS\",#REF!*0.85,IF(#REF!=\"OCGT\",#REF!*0,IF(#REF!=\"\",0,#REF!*I$627))))))))","v":{"$error":"#REF!"}},{"$f":"IF(#REF!=\"Interconnector\",#REF!*1,IF(#REF!=\"Wind\",#REF!*0.7,IF(#REF!=\"Marine\",#REF!*0.7,IF(#REF!=\"Nuclear\",#REF!*0.85,IF(#REF!=\"Pumped_Storage\",#REF!*0.5,IF(#REF!=\"CCS\",#REF!*0.85,IF(#REF!=\"OCGT\",#REF!*0,IF(#REF!=\"\",0,#REF!*J$627))))))))","v":{"$error":"#REF!"}},{"$f":"IF(#REF!=\"Interconnector\",#REF!*1,IF(#REF!=\"Wind\",#REF!*0.7,IF(#REF!=\"Marine\",#REF!*0.7,IF(#REF!=\"Nuclear\",#REF!*0.85,IF(#REF!=\"Pumped_Storage\",#REF!*0.5,IF(#REF!=\"CCS\",#REF!*0.85,IF(#REF!=\"OCGT\",#REF!*0,IF(#REF!=\"\",0,#REF!*K$627))))))))","v":{"$error":"#REF!"}},{"$f":"IF(#REF!=\"Interconnector\",#REF!*1,IF(#REF!=\"Wind\",#REF!*0.7,IF(#REF!=\"Marine\",#REF!*0.7,IF(#REF!=\"Nuclear\",#REF!*0.85,IF(#REF!=\"Pumped_Storage\",#REF!*0.5,IF(#REF!=\"CCS\",#REF!*0.85,IF(#REF!=\"OCGT\",#REF!*0,IF(#REF!=\"\",0,#REF!*L$627))))))))","v":{"$error":"#REF!"}},{"$f":"IF(#REF!=\"Interconnector\",#REF!*1,IF(#REF!=\"Wind\",#REF!*0.7,IF(#REF!=\"Marine\",#REF!*0.7,IF(#REF!=\"Nuclear\",#REF!*0.85,IF(#REF!=\"Pumped_Storage\",#REF!*0.5,IF(#REF!=\"CCS\",#REF!*0.85,IF(#REF!=\"OCGT\",#REF!*0,IF(#REF!=\"\",0,#REF!*M$627))))))))","v":{"$error":"#REF!"}},{"$f":"IF(#REF!=\"Interconnector\",#REF!*1,IF(#REF!=\"Wind\",#REF!*0.7,IF(#REF!=\"Marine\",#REF!*0.7,IF(#REF!=\"Nuclear\",#REF!*0.85,IF(#REF!=\"Pumped_Storage\",#REF!*0.5,IF(#REF!=\"CCS\",#REF!*0.85,IF(#REF!=\"OCGT\",#REF!*0,IF(#REF!=\"\",0,#REF!*N$627))))))))","v":{"$error":"#REF!"}},{"$f":"IF(#REF!=\"Interconnector\",#REF!*1,IF(#REF!=\"Wind\",#REF!*0.7,IF(#REF!=\"Marine\",#REF!*0.7,IF(#REF!=\"Nuclear\",#REF!*0.85,IF(#REF!=\"Pumped_Storage\",#REF!*0.5,IF(#REF!=\"CCS\",#REF!*0.85,IF(#REF!=\"OCGT\",#REF!*0,IF(#REF!=\"\",0,#REF!*O$627))))))))","v":{"$error":"#REF!"}}]
[{"$f":"#REF!","v":{"$error":"#REF!"}},{"$f":"#REF!","v":{"$error":"#REF!"}},{"$f":"#REF!","v":{"$error":"#REF!"}},{"$f":"#REF!","v":{"$error":"#REF!"}},{"$f":"IF(#REF!=\"Interconnector\",#REF!*1,IF(#REF!=\"Wind\",#REF!*0.7,IF(#REF!=\"Marine\",#REF!*0.7,IF(#REF!=\"Nuclear\",#REF!*0.85,IF(#REF!=\"Pumped_Storage\",#REF!*0.5,IF(#REF!=\"CCS\",#REF!*0.85,IF(#REF!=\"OCGT\",#REF!*0,IF(#REF!=\"\",0,#REF!*E$627))))))))","v":{"$error":"#REF!"}},{"$f":"IF(#REF!=\"Interconnector\",#REF!*1,IF(#REF!=\"Wind\",#REF!*0.7,IF(#REF!=\"Marine\",#REF!*0.7,IF(#REF!=\"Nuclear\",#REF!*0.85,IF(#REF!=\"Pumped_Storage\",#REF!*0.5,IF(#REF!=\"CCS\",#REF!*0.85,IF(#REF!=\"OCGT\",#REF!*0,IF(#REF!=\"\",0,#REF!*F$627))))))))","v":{"$error":"#REF!"}},{"$f":"IF(#REF!=\"Interconnector\",#REF!*1,IF(#REF!=\"Wind\",#REF!*0.7,IF(#REF!=\"Marine\",#REF!*0.7,IF(#REF!=\"Nuclear\",#REF!*0.85,IF(#REF!=\"Pumped_Storage\",#REF!*0.5,IF(#REF!=\"CCS\",#REF!*0.85,IF(#REF!=\"OCGT\",#REF!*0,IF(#REF!=\"\",0,#REF!*G$627))))))))","v":{"$error":"#REF!"}},{"$f":"IF(#REF!=\"Interconnector\",#REF!*1,IF(#REF!=\"Wind\",#REF!*0.7,IF(#REF!=\"Marine\",#REF!*0.7,IF(#REF!=\"Nuclear\",#REF!*0.85,IF(#REF!=\"Pumped_Storage\",#REF!*0.5,IF(#REF!=\"CCS\",#REF!*0.85,IF(#REF!=\"OCGT\",#REF!*0,IF(#REF!=\"\",0,#REF!*H$627))))))))","v":{"$error":"#REF!"}},{"$f":"IF(#REF!=\"Interconnector\",#REF!*1,IF(#REF!=\"Wind\",#REF!*0.7,IF(#REF!=\"Marine\",#REF!*0.7,IF(#REF!=\"Nuclear\",#REF!*0.85,IF(#REF!=\"Pumped_Storage\",#REF!*0.5,IF(#REF!=\"CCS\",#REF!*0.85,IF(#REF!=\"OCGT\",#REF!*0,IF(#REF!=\"\",0,#REF!*I$627))))))))","v":{"$error":"#REF!"}},{"$f":"IF(#REF!=\"Interconnector\",#REF!*1,IF(#REF!=\"Wind\",#REF!*0.7,IF(#REF!=\"Marine\",#REF!*0.7,IF(#REF!=\"Nuclear\",#REF!*0.85,IF(#REF!=\"Pumped_Storage\",#REF!*0.5,IF(#REF!=\"CCS\",#REF!*0.85,IF(#REF!=\"OCGT\",#REF!*0,IF(#REF!=\"\",0,#REF!*J$627))))))))","v":{"$error":"#REF!"}},{"$f":"IF(#REF!=\"Interconnector\",#REF!*1,IF(#REF!=\"Wind\",#REF!*0.7,IF(#REF!=\"Marine\",#REF!*0.7,IF(#REF!=\"Nuclear\",#REF!*0.85,IF(#REF!=\"Pumped_Storage\",#REF!*0.5,IF(#REF!=\"CCS\",#REF!*0.85,IF(#REF!=\"OCGT\",#REF!*0,IF(#REF!=\"\",0,#REF!*K$627))))))))","v":{"$error":"#REF!"}},{"$f":"IF(#REF!=\"Interconnector\",#REF!*1,IF(#REF!=\"Wind\",#REF!*0.7,IF(#REF!=\"Marine\",#REF!*0.7,IF(#REF!=\"Nuclear\",#REF!*0.85,IF(#REF!=\"Pumped_Storage\",#REF!*0.5,IF(#REF!=\"CCS\",#REF!*0.85,IF(#REF!=\"OCGT\",#REF!*0,IF(#REF!=\"\",0,#REF!*L$627))))))))","v":{"$error":"#REF!"}},{"$f":"IF(#REF!=\"Interconnector\",#REF!*1,IF(#REF!=\"Wind\",#REF!*0.7,IF(#REF!=\"Marine\",#REF!*0.7,IF(#REF!=\"Nuclear\",#REF!*0.85,IF(#REF!=\"Pumped_Storage\",#REF!*0.5,IF(#REF!=\"CCS\",#REF!*0.85,IF(#REF!=\"OCGT\",#REF!*0,IF(#REF!=\"\",0,#REF!*M$627))))))))","v":{"$error":"#REF!"}},{"$f":"IF(#REF!=\"Interconnector\",#REF!*1,IF(#REF!=\"Wind\",#REF!*0.7,IF(#REF!=\"Marine\",#REF!*0.7,IF(#REF!=\"Nuclear\",#REF!*0.85,IF(#REF!=\"Pumped_Storage\",#REF!*0.5,IF(#REF!=\"CCS\",#REF!*0.85,IF(#REF!=\"OCGT\",#REF!*0,IF(#REF!=\"\",0,#REF!*N$627))))))))","v":{"$error":"#REF!"}},{"$f":"IF(#REF!=\"Interconnector\",#REF!*1,IF(#REF!=\"Wind\",#REF!*0.7,IF(#REF!=\"Marine\",#REF!*0.7,IF(#REF!=\"Nuclear\",#REF!*0.85,IF(#REF!=\"Pumped_Storage\",#REF!*0.5,IF(#REF!=\"CCS\",#REF!*0.85,IF(#REF!=\"OCGT\",#REF!*0,IF(#REF!=\"\",0,#REF!*O$627))))))))","v":{"$error":"#REF!"}}]
[{"$f":"#REF!","v":{"$error":"#REF!"}},{"$f":"#REF!","v":{"$error":"#REF!"}},{"$f":"#REF!","v":{"$error":"#REF!"}},{"$f":"#REF!","v":{"$error":"#REF!"}},{"$f":"IF(#REF!=\"Interconnector\",#REF!*1,IF(#REF!=\"Wind\",#REF!*0.7,IF(#REF!=\"Marine\",#REF!*0.7,IF(#REF!=\"Nuclear\",#REF!*0.85,IF(#REF!=\"Pumped_Storage\",#REF!*0.5,IF(#REF!=\"CCS\",#REF!*0.85,IF(#REF!=\"OCGT\",#REF!*0,IF(#REF!=\"\",0,#REF!*E$627))))))))","v":{"$error":"#REF!"}},{"$f":"IF(#REF!=\"Interconnector\",#REF!*1,IF(#REF!=\"Wind\",#REF!*0.7,IF(#REF!=\"Marine\",#REF!*0.7,IF(#REF!=\"Nuclear\",#REF!*0.85,IF(#REF!=\"Pumped_Storage\",#REF!*0.5,IF(#REF!=\"CCS\",#REF!*0.85,IF(#REF!=\"OCGT\",#REF!*0,IF(#REF!=\"\",0,#REF!*F$627))))))))","v":{"$error":"#REF!"}},{"$f":"IF(#REF!=\"Interconnector\",#REF!*1,IF(#REF!=\"Wind\",#REF!*0.7,IF(#REF!=\"Marine\",#REF!*0.7,IF(#REF!=\"Nuclear\",#REF!*0.85,IF(#REF!=\"Pumped_Storage\",#REF!*0.5,IF(#REF!=\"CCS\",#REF!*0.85,IF(#REF!=\"OCGT\",#REF!*0,IF(#REF!=\"\",0,#REF!*G$627))))))))","v":{"$error":"#REF!"}},{"$f":"IF(#REF!=\"Interconnector\",#REF!*1,IF(#REF!=\"Wind\",#REF!*0.7,IF(#REF!=\"Marine\",#REF!*0.7,IF(#REF!=\"Nuclear\",#REF!*0.85,IF(#REF!=\"Pumped_Storage\",#REF!*0.5,IF(#REF!=\"CCS\",#REF!*0.85,IF(#REF!=\"OCGT\",#REF!*0,IF(#REF!=\"\",0,#REF!*H$627))))))))","v":{"$error":"#REF!"}},{"$f":"IF(#REF!=\"Interconnector\",#REF!*1,IF(#REF!=\"Wind\",#REF!*0.7,IF(#REF!=\"Marine\",#REF!*0.7,IF(#REF!=\"Nuclear\",#REF!*0.85,IF(#REF!=\"Pumped_Storage\",#REF!*0.5,IF(#REF!=\"CCS\",#REF!*0.85,IF(#REF!=\"OCGT\",#REF!*0,IF(#REF!=\"\",0,#REF!*I$627))))))))","v":{"$error":"#REF!"}},{"$f":"IF(#REF!=\"Interconnector\",#REF!*1,IF(#REF!=\"Wind\",#REF!*0.7,IF(#REF!=\"Marine\",#REF!*0.7,IF(#REF!=\"Nuclear\",#REF!*0.85,IF(#REF!=\"Pumped_Storage\",#REF!*0.5,IF(#REF!=\"CCS\",#REF!*0.85,IF(#REF!=\"OCGT\",#REF!*0,IF(#REF!=\"\",0,#REF!*J$627))))))))","v":{"$error":"#REF!"}},{"$f":"IF(#REF!=\"Interconnector\",#REF!*1,IF(#REF!=\"Wind\",#REF!*0.7,IF(#REF!=\"Marine\",#REF!*0.7,IF(#REF!=\"Nuclear\",#REF!*0.85,IF(#REF!=\"Pumped_Storage\",#REF!*0.5,IF(#REF!=\"CCS\",#REF!*0.85,IF(#REF!=\"OCGT\",#REF!*0,IF(#REF!=\"\",0,#REF!*K$627))))))))","v":{"$error":"#REF!"}},{"$f":"IF(#REF!=\"Interconnector\",#REF!*1,IF(#REF!=\"Wind\",#REF!*0.7,IF(#REF!=\"Marine\",#REF!*0.7,IF(#REF!=\"Nuclear\",#REF!*0.85,IF(#REF!=\"Pumped_Storage\",#REF!*0.5,IF(#REF!=\"CCS\",#REF!*0.85,IF(#REF!=\"OCGT\",#REF!*0,IF(#REF!=\"\",0,#REF!*L$627))))))))","v":{"$error":"#REF!"}},{"$f":"IF(#REF!=\"Interconnector\",#REF!*1,IF(#REF!=\"Wind\",#REF!*0.7,IF(#REF!=\"Marine\",#REF!*0.7,IF(#REF!=\"Nuclear\",#REF!*0.85,IF(#REF!=\"Pumped_Storage\",#REF!*0.5,IF(#REF!=\"CCS\",#REF!*0.85,IF(#REF!=\"OCGT\",#REF!*0,IF(#REF!=\"\",0,#REF!*M$627))))))))","v":{"$error":"#REF!"}},{"$f":"IF(#REF!=\"Interconnector\",#REF!*1,IF(#REF!=\"Wind\",#REF!*0.7,IF(#REF!=\"Marine\",#REF!*0.7,IF(#REF!=\"Nuclear\",#REF!*0.85,IF(#REF!=\"Pumped_Storage\",#REF!*0.5,IF(#REF!=\"CCS\",#REF!*0.85,IF(#REF!=\"OCGT\",#REF!*0,IF(#REF!=\"\",0,#REF!*N$627))))))))","v":{"$error":"#REF!"}},{"$f":"IF(#REF!=\"Interconnector\",#REF!*1,IF(#REF!=\"Wind\",#REF!*0.7,IF(#REF!=\"Marine\",#REF!*0.7,IF(#REF!=\"Nuclear\",#REF!*0.85,IF(#REF!=\"Pumped_Storage\",#REF!*0.5,IF(#REF!=\"CCS\",#REF!*0.85,IF(#REF!=\"OCGT\",#REF!*0,IF(#REF!=\"\",0,#REF!*O$627))))))))","v":{"$error":"#REF!"}}]
[{"$f":"#REF!","v":{"$error":"#REF!"}},{"$f":"#REF!","v":{"$error":"#REF!"}},{"$f":"#REF!","v":{"$error":"#REF!"}},{"$f":"#REF!","v":{"$error":"#REF!"}},{"$f":"IF(#REF!=\"Interconnector\",#REF!*1,IF(#REF!=\"Wind\",#REF!*0.7,IF(#REF!=\"Marine\",#REF!*0.7,IF(#REF!=\"Nuclear\",#REF!*0.85,IF(#REF!=\"Pumped_Storage\",#REF!*0.5,IF(#REF!=\"CCS\",#REF!*0.85,IF(#REF!=\"OCGT\",#REF!*0,IF(#REF!=\"\",0,#REF!*E$627))))))))","v":{"$error":"#REF!"}},{"$f":"IF(#REF!=\"Interconnector\",#REF!*1,IF(#REF!=\"Wind\",#REF!*0.7,IF(#REF!=\"Marine\",#REF!*0.7,IF(#REF!=\"Nuclear\",#REF!*0.85,IF(#REF!=\"Pumped_Storage\",#REF!*0.5,IF(#REF!=\"CCS\",#REF!*0.85,IF(#REF!=\"OCGT\",#REF!*0,IF(#REF!=\"\",0,#REF!*F$627))))))))","v":{"$error":"#REF!"}},{"$f":"IF(#REF!=\"Interconnector\",#REF!*1,IF(#REF!=\"Wind\",#REF!*0.7,IF(#REF!=\"Marine\",#REF!*0.7,IF(#REF!=\"Nuclear\",#REF!*0.85,IF(#REF!=\"Pumped_Storage\",#REF!*0.5,IF(#REF!=\"CCS\",#REF!*0.85,IF(#REF!=\"OCGT\",#REF!*0,IF(#REF!=\"\",0,#REF!*G$627))))))))","v":{"$error":"#REF!"}},{"$f":"IF(#REF!=\"Interconnector\",#REF!*1,IF(#REF!=\"Wind\",#REF!*0.7,IF(#REF!=\"Marine\",#REF!*0.7,IF(#REF!=\"Nuclear\",#REF!*0.85,IF(#REF!=\"Pumped_Storage\",#REF!*0.5,IF(#REF!=\"CCS\",#REF!*0.85,IF(#REF!=\"OCGT\",#REF!*0,IF(#REF!=\"\",0,#REF!*H$627))))))))","v":{"$error":"#REF!"}},{"$f":"IF(#REF!=\"Interconnector\",#REF!*1,IF(#REF!=\"Wind\",#REF!*0.7,IF(#REF!=\"Marine\",#REF!*0.7,IF(#REF!=\"Nuclear\",#REF!*0.85,IF(#REF!=\"Pumped_Storage\",#REF!*0.5,IF(#REF!=\"CCS\",#REF!*0.85,IF(#REF!=\"OCGT\",#REF!*0,IF(#REF!=\"\",0,#REF!*I$627))))))))","v":{"$error":"#REF!"}},{"$f":"IF(#REF!=\"Interconnector\",#REF!*1,IF(#REF!=\"Wind\",#REF!*0.7,IF(#REF!=\"Marine\",#REF!*0.7,IF(#REF!=\"Nuclear\",#REF!*0.85,IF(#REF!=\"Pumped_Storage\",#REF!*0.5,IF(#REF!=\"CCS\",#REF!*0.85,IF(#REF!=\"OCGT\",#REF!*0,IF(#REF!=\"\",0,#REF!*J$627))))))))","v":{"$error":"#REF!"}},{"$f":"IF(#REF!=\"Interconnector\",#REF!*1,IF(#REF!=\"Wind\",#REF!*0.7,IF(#REF!=\"Marine\",#REF!*0.7,IF(#REF!=\"Nuclear\",#REF!*0.85,IF(#REF!=\"Pumped_Storage\",#REF!*0.5,IF(#REF!=\"CCS\",#REF!*0.85,IF(#REF!=\"OCGT\",#REF!*0,IF(#REF!=\"\",0,#REF!*K$627))))))))","v":{"$error":"#REF!"}},{"$f":"IF(#REF!=\"Interconnector\",#REF!*1,IF(#REF!=\"Wind\",#REF!*0.7,IF(#REF!=\"Marine\",#REF!*0.7,IF(#REF!=\"Nuclear\",#REF!*0.85,IF(#REF!=\"Pumped_Storage\",#REF!*0.5,IF(#REF!=\"CCS\",#REF!*0.85,IF(#REF!=\"OCGT\",#REF!*0,IF(#REF!=\"\",0,#REF!*L$627))))))))","v":{"$error":"#REF!"}},{"$f":"IF(#REF!=\"Interconnector\",#REF!*1,IF(#REF!=\"Wind\",#REF!*0.7,IF(#REF!=\"Marine\",#REF!*0.7,IF(#REF!=\"Nuclear\",#REF!*0.85,IF(#REF!=\"Pumped_Storage\",#REF!*0.5,IF(#REF!=\"CCS\",#REF!*0.85,IF(#REF!=\"OCGT\",#REF!*0,IF(#REF!=\"\",0,#REF!*M$627))))))))","v":{"$error":"#REF!"}},{"$f":"IF(#REF!=\"Interconnector\",#REF!*1,IF(#REF!=\"Wind\",#REF!*0.7,IF(#REF!=\"Marine\",#REF!*0.7,IF(#REF!=\"Nuclear\",#REF!*0.85,IF(#REF!=\"Pumped_Storage\",#REF!*0.5,IF(#REF!=\"CCS\",#REF!*0.85,IF(#REF!=\"OCGT\",#REF!*0,IF(#REF!=\"\",0,#REF!*N$627))))))))","v":{"$error":"#REF!"}},{"$f":"IF(#REF!=\"Interconnector\",#REF!*1,IF(#REF!=\"Wind\",#REF!*0.7,IF(#REF!=\"Marine\",#REF!*0.7,IF(#REF!=\"Nuclear\",#REF!*0.85,IF(#REF!=\"Pumped_Storage\",#REF!*0.5,IF(#REF!=\"CCS\",#REF!*0.85,IF(#REF!=\"OCGT\",#REF!*0,IF(#REF!=\"\",0,#REF!*O$627))))))))","v":{"$error":"#REF!"}}]
[{"$f":"#REF!","v":{"$error":"#REF!"}},{"$f":"#REF!","v":{"$error":"#REF!"}},{"$f":"#REF!","v":{"$error":"#REF!"}},{"$f":"#REF!","v":{"$error":"#REF!"}},{"$f":"IF(#REF!=\"Interconnector\",#REF!*1,IF(#REF!=\"Wind\",#REF!*0.7,IF(#REF!=\"Marine\",#REF!*0.7,IF(#REF!=\"Nuclear\",#REF!*0.85,IF(#REF!=\"Pumped_Storage\",#REF!*0.5,IF(#REF!=\"CCS\",#REF!*0.85,IF(#REF!=\"OCGT\",#REF!*0,IF(#REF!=\"\",0,#REF!*E$627))))))))","v":{"$error":"#REF!"}},{"$f":"IF(#REF!=\"Interconnector\",#REF!*1,IF(#REF!=\"Wind\",#REF!*0.7,IF(#REF!=\"Marine\",#REF!*0.7,IF(#REF!=\"Nuclear\",#REF!*0.85,IF(#REF!=\"Pumped_Storage\",#REF!*0.5,IF(#REF!=\"CCS\",#REF!*0.85,IF(#REF!=\"OCGT\",#REF!*0,IF(#REF!=\"\",0,#REF!*F$627))))))))","v":{"$error":"#REF!"}},{"$f":"IF(#REF!=\"Interconnector\",#REF!*1,IF(#REF!=\"Wind\",#REF!*0.7,IF(#REF!=\"Marine\",#REF!*0.7,IF(#REF!=\"Nuclear\",#REF!*0.85,IF(#REF!=\"Pumped_Storage\",#REF!*0.5,IF(#REF!=\"CCS\",#REF!*0.85,IF(#REF!=\"OCGT\",#REF!*0,IF(#REF!=\"\",0,#REF!*G$627))))))))","v":{"$error":"#REF!"}},{"$f":"IF(#REF!=\"Interconnector\",#REF!*1,IF(#REF!=\"Wind\",#REF!*0.7,IF(#REF!=\"Marine\",#REF!*0.7,IF(#REF!=\"Nuclear\",#REF!*0.85,IF(#REF!=\"Pumped_Storage\",#REF!*0.5,IF(#REF!=\"CCS\",#REF!*0.85,IF(#REF!=\"OCGT\",#REF!*0,IF(#REF!=\"\",0,#REF!*H$627))))))))","v":{"$error":"#REF!"}},{"$f":"IF(#REF!=\"Interconnector\",#REF!*1,IF(#REF!=\"Wind\",#REF!*0.7,IF(#REF!=\"Marine\",#REF!*0.7,IF(#REF!=\"Nuclear\",#REF!*0.85,IF(#REF!=\"Pumped_Storage\",#REF!*0.5,IF(#REF!=\"CCS\",#REF!*0.85,IF(#REF!=\"OCGT\",#REF!*0,IF(#REF!=\"\",0,#REF!*I$627))))))))","v":{"$error":"#REF!"}},{"$f":"IF(#REF!=\"Interconnector\",#REF!*1,IF(#REF!=\"Wind\",#REF!*0.7,IF(#REF!=\"Marine\",#REF!*0.7,IF(#REF!=\"Nuclear\",#REF!*0.85,IF(#REF!=\"Pumped_Storage\",#REF!*0.5,IF(#REF!=\"CCS\",#REF!*0.85,IF(#REF!=\"OCGT\",#REF!*0,IF(#REF!=\"\",0,#REF!*J$627))))))))","v":{"$error":"#REF!"}},{"$f":"IF(#REF!=\"Interconnector\",#REF!*1,IF(#REF!=\"Wind\",#REF!*0.7,IF(#REF!=\"Marine\",#REF!*0.7,IF(#REF!=\"Nuclear\",#REF!*0.85,IF(#REF!=\"Pumped_Storage\",#REF!*0.5,IF(#REF!=\"CCS\",#REF!*0.85,IF(#REF!=\"OCGT\",#REF!*0,IF(#REF!=\"\",0,#REF!*K$627))))))))","v":{"$error":"#REF!"}},{"$f":"IF(#REF!=\"Interconnector\",#REF!*1,IF(#REF!=\"Wind\",#REF!*0.7,IF(#REF!=\"Marine\",#REF!*0.7,IF(#REF!=\"Nuclear\",#REF!*0.85,IF(#REF!=\"Pumped_Storage\",#REF!*0.5,IF(#REF!=\"CCS\",#REF!*0.85,IF(#REF!=\"OCGT\",#REF!*0,IF(#REF!=\"\",0,#REF!*L$627))))))))","v":{"$error":"#REF!"}},{"$f":"IF(#REF!=\"Interconnector\",#REF!*1,IF(#REF!=\"Wind\",#REF!*0.7,IF(#REF!=\"Marine\",#REF!*0.7,IF(#REF!=\"Nuclear\",#REF!*0.85,IF(#REF!=\"Pumped_Storage\",#REF!*0.5,IF(#REF!=\"CCS\",#REF!*0.85,IF(#REF!=\"OCGT\",#REF!*0,IF(#REF!=\"\",0,#REF!*M$627))))))))","v":{"$error":"#REF!"}},{"$f":"IF(#REF!=\"Interconnector\",#REF!*1,IF(#REF!=\"Wind\",#REF!*0.7,IF(#REF!=\"Marine\",#REF!*0.7,IF(#REF!=\"Nuclear\",#REF!*0.85,IF(#REF!=\"Pumped_Storage\",#REF!*0.5,IF(#REF!=\"CCS\",#REF!*0.85,IF(#REF!=\"OCGT\",#REF!*0,IF(#REF!=\"\",0,#REF!*N$627))))))))","v":{"$error":"#REF!"}},{"$f":"IF(#REF!=\"Interconnector\",#REF!*1,IF(#REF!=\"Wind\",#REF!*0.7,IF(#REF!=\"Marine\",#REF!*0.7,IF(#REF!=\"Nuclear\",#REF!*0.85,IF(#REF!=\"Pumped_Storage\",#REF!*0.5,IF(#REF!=\"CCS\",#REF!*0.85,IF(#REF!=\"OCGT\",#REF!*0,IF(#REF!=\"\",0,#REF!*O$627))))))))","v":{"$error":"#REF!"}}]
[{"$f":"#REF!","v":{"$error":"#REF!"}},{"$f":"#REF!","v":{"$error":"#REF!"}},{"$f":"#REF!","v":{"$error":"#REF!"}},{"$f":"#REF!","v":{"$error":"#REF!"}},{"$f":"IF(#REF!=\"Interconnector\",#REF!*1,IF(#REF!=\"Wind\",#REF!*0.7,IF(#REF!=\"Marine\",#REF!*0.7,IF(#REF!=\"Nuclear\",#REF!*0.85,IF(#REF!=\"Pumped_Storage\",#REF!*0.5,IF(#REF!=\"CCS\",#REF!*0.85,IF(#REF!=\"OCGT\",#REF!*0,IF(#REF!=\"\",0,#REF!*E$627))))))))","v":{"$error":"#REF!"}},{"$f":"IF(#REF!=\"Interconnector\",#REF!*1,IF(#REF!=\"Wind\",#REF!*0.7,IF(#REF!=\"Marine\",#REF!*0.7,IF(#REF!=\"Nuclear\",#REF!*0.85,IF(#REF!=\"Pumped_Storage\",#REF!*0.5,IF(#REF!=\"CCS\",#REF!*0.85,IF(#REF!=\"OCGT\",#REF!*0,IF(#REF!=\"\",0,#REF!*F$627))))))))","v":{"$error":"#REF!"}},{"$f":"IF(#REF!=\"Interconnector\",#REF!*1,IF(#REF!=\"Wind\",#REF!*0.7,IF(#REF!=\"Marine\",#REF!*0.7,IF(#REF!=\"Nuclear\",#REF!*0.85,IF(#REF!=\"Pumped_Storage\",#REF!*0.5,IF(#REF!=\"CCS\",#REF!*0.85,IF(#REF!=\"OCGT\",#REF!*0,IF(#REF!=\"\",0,#REF!*G$627))))))))","v":{"$error":"#REF!"}},{"$f":"IF(#REF!=\"Interconnector\",#REF!*1,IF(#REF!=\"Wind\",#REF!*0.7,IF(#REF!=\"Marine\",#REF!*0.7,IF(#REF!=\"Nuclear\",#REF!*0.85,IF(#REF!=\"Pumped_Storage\",#REF!*0.5,IF(#REF!=\"CCS\",#REF!*0.85,IF(#REF!=\"OCGT\",#REF!*0,IF(#REF!=\"\",0,#REF!*H$627))))))))","v":{"$error":"#REF!"}},{"$f":"IF(#REF!=\"Interconnector\",#REF!*1,IF(#REF!=\"Wind\",#REF!*0.7,IF(#REF!=\"Marine\",#REF!*0.7,IF(#REF!=\"Nuclear\",#REF!*0.85,IF(#REF!=\"Pumped_Storage\",#REF!*0.5,IF(#REF!=\"CCS\",#REF!*0.85,IF(#REF!=\"OCGT\",#REF!*0,IF(#REF!=\"\",0,#REF!*I$627))))))))","v":{"$error":"#REF!"}},{"$f":"IF(#REF!=\"Interconnector\",#REF!*1,IF(#REF!=\"Wind\",#REF!*0.7,IF(#REF!=\"Marine\",#REF!*0.7,IF(#REF!=\"Nuclear\",#REF!*0.85,IF(#REF!=\"Pumped_Storage\",#REF!*0.5,IF(#REF!=\"CCS\",#REF!*0.85,IF(#REF!=\"OCGT\",#REF!*0,IF(#REF!=\"\",0,#REF!*J$627))))))))","v":{"$error":"#REF!"}},{"$f":"IF(#REF!=\"Interconnector\",#REF!*1,IF(#REF!=\"Wind\",#REF!*0.7,IF(#REF!=\"Marine\",#REF!*0.7,IF(#REF!=\"Nuclear\",#REF!*0.85,IF(#REF!=\"Pumped_Storage\",#REF!*0.5,IF(#REF!=\"CCS\",#REF!*0.85,IF(#REF!=\"OCGT\",#REF!*0,IF(#REF!=\"\",0,#REF!*K$627))))))))","v":{"$error":"#REF!"}},{"$f":"IF(#REF!=\"Interconnector\",#REF!*1,IF(#REF!=\"Wind\",#REF!*0.7,IF(#REF!=\"Marine\",#REF!*0.7,IF(#REF!=\"Nuclear\",#REF!*0.85,IF(#REF!=\"Pumped_Storage\",#REF!*0.5,IF(#REF!=\"CCS\",#REF!*0.85,IF(#REF!=\"OCGT\",#REF!*0,IF(#REF!=\"\",0,#REF!*L$627))))))))","v":{"$error":"#REF!"}},{"$f":"IF(#REF!=\"Interconnector\",#REF!*1,IF(#REF!=\"Wind\",#REF!*0.7,IF(#REF!=\"Marine\",#REF!*0.7,IF(#REF!=\"Nuclear\",#REF!*0.85,IF(#REF!=\"Pumped_Storage\",#REF!*0.5,IF(#REF!=\"CCS\",#REF!*0.85,IF(#REF!=\"OCGT\",#REF!*0,IF(#REF!=\"\",0,#REF!*M$627))))))))","v":{"$error":"#REF!"}},{"$f":"IF(#REF!=\"Interconnector\",#REF!*1,IF(#REF!=\"Wind\",#REF!*0.7,IF(#REF!=\"Marine\",#REF!*0.7,IF(#REF!=\"Nuclear\",#REF!*0.85,IF(#REF!=\"Pumped_Storage\",#REF!*0.5,IF(#REF!=\"CCS\",#REF!*0.85,IF(#REF!=\"OCGT\",#REF!*0,IF(#REF!=\"\",0,#REF!*N$627))))))))","v":{"$error":"#REF!"}},{"$f":"IF(#REF!=\"Interconnector\",#REF!*1,IF(#REF!=\"Wind\",#REF!*0.7,IF(#REF!=\"Marine\",#REF!*0.7,IF(#REF!=\"Nuclear\",#REF!*0.85,IF(#REF!=\"Pumped_Storage\",#REF!*0.5,IF(#REF!=\"CCS\",#REF!*0.85,IF(#REF!=\"OCGT\",#REF!*0,IF(#REF!=\"\",0,#REF!*O$627))))))))","v":{"$error":"#REF!"}}]
[{"$f":"#REF!","v":{"$error":"#REF!"}},{"$f":"#REF!","v":{"$error":"#REF!"}},{"$f":"#REF!","v":{"$error":"#REF!"}},{"$f":"#REF!","v":{"$error":"#REF!"}},{"$f":"IF(#REF!=\"Interconnector\",#REF!*1,IF(#REF!=\"Wind\",#REF!*0.7,IF(#REF!=\"Marine\",#REF!*0.7,IF(#REF!=\"Nuclear\",#REF!*0.85,IF(#REF!=\"Pumped_Storage\",#REF!*0.5,IF(#REF!=\"CCS\",#REF!*0.85,IF(#REF!=\"OCGT\",#REF!*0,IF(#REF!=\"\",0,#REF!*E$627))))))))","v":{"$error":"#REF!"}},{"$f":"IF(#REF!=\"Interconnector\",#REF!*1,IF(#REF!=\"Wind\",#REF!*0.7,IF(#REF!=\"Marine\",#REF!*0.7,IF(#REF!=\"Nuclear\",#REF!*0.85,IF(#REF!=\"Pumped_Storage\",#REF!*0.5,IF(#REF!=\"CCS\",#REF!*0.85,IF(#REF!=\"OCGT\",#REF!*0,IF(#REF!=\"\",0,#REF!*F$627))))))))","v":{"$error":"#REF!"}},{"$f":"IF(#REF!=\"Interconnector\",#REF!*1,IF(#REF!=\"Wind\",#REF!*0.7,IF(#REF!=\"Marine\",#REF!*0.7,IF(#REF!=\"Nuclear\",#REF!*0.85,IF(#REF!=\"Pumped_Storage\",#REF!*0.5,IF(#REF!=\"CCS\",#REF!*0.85,IF(#REF!=\"OCGT\",#REF!*0,IF(#REF!=\"\",0,#REF!*G$627))))))))","v":{"$error":"#REF!"}},{"$f":"IF(#REF!=\"Interconnector\",#REF!*1,IF(#REF!=\"Wind\",#REF!*0.7,IF(#REF!=\"Marine\",#REF!*0.7,IF(#REF!=\"Nuclear\",#REF!*0.85,IF(#REF!=\"Pumped_Storage\",#REF!*0.5,IF(#REF!=\"CCS\",#REF!*0.85,IF(#REF!=\"OCGT\",#REF!*0,IF(#REF!=\"\",0,#REF!*H$627))))))))","v":{"$error":"#REF!"}},{"$f":"IF(#REF!=\"Interconnector\",#REF!*1,IF(#REF!=\"Wind\",#REF!*0.7,IF(#REF!=\"Marine\",#REF!*0.7,IF(#REF!=\"Nuclear\",#REF!*0.85,IF(#REF!=\"Pumped_Storage\",#REF!*0.5,IF(#REF!=\"CCS\",#REF!*0.85,IF(#REF!=\"OCGT\",#REF!*0,IF(#REF!=\"\",0,#REF!*I$627))))))))","v":{"$error":"#REF!"}},{"$f":"IF(#REF!=\"Interconnector\",#REF!*1,IF(#REF!=\"Wind\",#REF!*0.7,IF(#REF!=\"Marine\",#REF!*0.7,IF(#REF!=\"Nuclear\",#REF!*0.85,IF(#REF!=\"Pumped_Storage\",#REF!*0.5,IF(#REF!=\"CCS\",#REF!*0.85,IF(#REF!=\"OCGT\",#REF!*0,IF(#REF!=\"\",0,#REF!*J$627))))))))","v":{"$error":"#REF!"}},{"$f":"IF(#REF!=\"Interconnector\",#REF!*1,IF(#REF!=\"Wind\",#REF!*0.7,IF(#REF!=\"Marine\",#REF!*0.7,IF(#REF!=\"Nuclear\",#REF!*0.85,IF(#REF!=\"Pumped_Storage\",#REF!*0.5,IF(#REF!=\"CCS\",#REF!*0.85,IF(#REF!=\"OCGT\",#REF!*0,IF(#REF!=\"\",0,#REF!*K$627))))))))","v":{"$error":"#REF!"}},{"$f":"IF(#REF!=\"Interconnector\",#REF!*1,IF(#REF!=\"Wind\",#REF!*0.7,IF(#REF!=\"Marine\",#REF!*0.7,IF(#REF!=\"Nuclear\",#REF!*0.85,IF(#REF!=\"Pumped_Storage\",#REF!*0.5,IF(#REF!=\"CCS\",#REF!*0.85,IF(#REF!=\"OCGT\",#REF!*0,IF(#REF!=\"\",0,#REF!*L$627))))))))","v":{"$error":"#REF!"}},{"$f":"IF(#REF!=\"Interconnector\",#REF!*1,IF(#REF!=\"Wind\",#REF!*0.7,IF(#REF!=\"Marine\",#REF!*0.7,IF(#REF!=\"Nuclear\",#REF!*0.85,IF(#REF!=\"Pumped_Storage\",#REF!*0.5,IF(#REF!=\"CCS\",#REF!*0.85,IF(#REF!=\"OCGT\",#REF!*0,IF(#REF!=\"\",0,#REF!*M$627))))))))","v":{"$error":"#REF!"}},{"$f":"IF(#REF!=\"Interconnector\",#REF!*1,IF(#REF!=\"Wind\",#REF!*0.7,IF(#REF!=\"Marine\",#REF!*0.7,IF(#REF!=\"Nuclear\",#REF!*0.85,IF(#REF!=\"Pumped_Storage\",#REF!*0.5,IF(#REF!=\"CCS\",#REF!*0.85,IF(#REF!=\"OCGT\",#REF!*0,IF(#REF!=\"\",0,#REF!*N$627))))))))","v":{"$error":"#REF!"}},{"$f":"IF(#REF!=\"Interconnector\",#REF!*1,IF(#REF!=\"Wind\",#REF!*0.7,IF(#REF!=\"Marine\",#REF!*0.7,IF(#REF!=\"Nuclear\",#REF!*0.85,IF(#REF!=\"Pumped_Storage\",#REF!*0.5,IF(#REF!=\"CCS\",#REF!*0.85,IF(#REF!=\"OCGT\",#REF!*0,IF(#REF!=\"\",0,#REF!*O$627))))))))","v":{"$error":"#REF!"}}]
[{"$f":"#REF!","v":{"$error":"#REF!"}},{"$f":"#REF!","v":{"$error":"#REF!"}},{"$f":"#REF!","v":{"$error":"#REF!"}},{"$f":"#REF!","v":{"$error":"#REF!"}},{"$f":"IF(#REF!=\"Interconnector\",#REF!*1,IF(#REF!=\"Wind\",#REF!*0.7,IF(#REF!=\"Marine\",#REF!*0.7,IF(#REF!=\"Nuclear\",#REF!*0.85,IF(#REF!=\"Pumped_Storage\",#REF!*0.5,IF(#REF!=\"CCS\",#REF!*0.85,IF(#REF!=\"OCGT\",#REF!*0,IF(#REF!=\"\",0,#REF!*E$627))))))))","v":{"$error":"#REF!"}},{"$f":"IF(#REF!=\"Interconnector\",#REF!*1,IF(#REF!=\"Wind\",#REF!*0.7,IF(#REF!=\"Marine\",#REF!*0.7,IF(#REF!=\"Nuclear\",#REF!*0.85,IF(#REF!=\"Pumped_Storage\",#REF!*0.5,IF(#REF!=\"CCS\",#REF!*0.85,IF(#REF!=\"OCGT\",#REF!*0,IF(#REF!=\"\",0,#REF!*F$627))))))))","v":{"$error":"#REF!"}},{"$f":"IF(#REF!=\"Interconnector\",#REF!*1,IF(#REF!=\"Wind\",#REF!*0.7,IF(#REF!=\"Marine\",#REF!*0.7,IF(#REF!=\"Nuclear\",#REF!*0.85,IF(#REF!=\"Pumped_Storage\",#REF!*0.5,IF(#REF!=\"CCS\",#REF!*0.85,IF(#REF!=\"OCGT\",#REF!*0,IF(#REF!=\"\",0,#REF!*G$627))))))))","v":{"$error":"#REF!"}},{"$f":"IF(#REF!=\"Interconnector\",#REF!*1,IF(#REF!=\"Wind\",#REF!*0.7,IF(#REF!=\"Marine\",#REF!*0.7,IF(#REF!=\"Nuclear\",#REF!*0.85,IF(#REF!=\"Pumped_Storage\",#REF!*0.5,IF(#REF!=\"CCS\",#REF!*0.85,IF(#REF!=\"OCGT\",#REF!*0,IF(#REF!=\"\",0,#REF!*H$627))))))))","v":{"$error":"#REF!"}},{"$f":"IF(#REF!=\"Interconnector\",#REF!*1,IF(#REF!=\"Wind\",#REF!*0.7,IF(#REF!=\"Marine\",#REF!*0.7,IF(#REF!=\"Nuclear\",#REF!*0.85,IF(#REF!=\"Pumped_Storage\",#REF!*0.5,IF(#REF!=\"CCS\",#REF!*0.85,IF(#REF!=\"OCGT\",#REF!*0,IF(#REF!=\"\",0,#REF!*I$627))))))))","v":{"$error":"#REF!"}},{"$f":"IF(#REF!=\"Interconnector\",#REF!*1,IF(#REF!=\"Wind\",#REF!*0.7,IF(#REF!=\"Marine\",#REF!*0.7,IF(#REF!=\"Nuclear\",#REF!*0.85,IF(#REF!=\"Pumped_Storage\",#REF!*0.5,IF(#REF!=\"CCS\",#REF!*0.85,IF(#REF!=\"OCGT\",#REF!*0,IF(#REF!=\"\",0,#REF!*J$627))))))))","v":{"$error":"#REF!"}},{"$f":"IF(#REF!=\"Interconnector\",#REF!*1,IF(#REF!=\"Wind\",#REF!*0.7,IF(#REF!=\"Marine\",#REF!*0.7,IF(#REF!=\"Nuclear\",#REF!*0.85,IF(#REF!=\"Pumped_Storage\",#REF!*0.5,IF(#REF!=\"CCS\",#REF!*0.85,IF(#REF!=\"OCGT\",#REF!*0,IF(#REF!=\"\",0,#REF!*K$627))))))))","v":{"$error":"#REF!"}},{"$f":"IF(#REF!=\"Interconnector\",#REF!*1,IF(#REF!=\"Wind\",#REF!*0.7,IF(#REF!=\"Marine\",#REF!*0.7,IF(#REF!=\"Nuclear\",#REF!*0.85,IF(#REF!=\"Pumped_Storage\",#REF!*0.5,IF(#REF!=\"CCS\",#REF!*0.85,IF(#REF!=\"OCGT\",#REF!*0,IF(#REF!=\"\",0,#REF!*L$627))))))))","v":{"$error":"#REF!"}},{"$f":"IF(#REF!=\"Interconnector\",#REF!*1,IF(#REF!=\"Wind\",#REF!*0.7,IF(#REF!=\"Marine\",#REF!*0.7,IF(#REF!=\"Nuclear\",#REF!*0.85,IF(#REF!=\"Pumped_Storage\",#REF!*0.5,IF(#REF!=\"CCS\",#REF!*0.85,IF(#REF!=\"OCGT\",#REF!*0,IF(#REF!=\"\",0,#REF!*M$627))))))))","v":{"$error":"#REF!"}},{"$f":"IF(#REF!=\"Interconnector\",#REF!*1,IF(#REF!=\"Wind\",#REF!*0.7,IF(#REF!=\"Marine\",#REF!*0.7,IF(#REF!=\"Nuclear\",#REF!*0.85,IF(#REF!=\"Pumped_Storage\",#REF!*0.5,IF(#REF!=\"CCS\",#REF!*0.85,IF(#REF!=\"OCGT\",#REF!*0,IF(#REF!=\"\",0,#REF!*N$627))))))))","v":{"$error":"#REF!"}},{"$f":"IF(#REF!=\"Interconnector\",#REF!*1,IF(#REF!=\"Wind\",#REF!*0.7,IF(#REF!=\"Marine\",#REF!*0.7,IF(#REF!=\"Nuclear\",#REF!*0.85,IF(#REF!=\"Pumped_Storage\",#REF!*0.5,IF(#REF!=\"CCS\",#REF!*0.85,IF(#REF!=\"OCGT\",#REF!*0,IF(#REF!=\"\",0,#REF!*O$627))))))))","v":{"$error":"#REF!"}}]
[{"$f":"#REF!","v":{"$error":"#REF!"}},{"$f":"#REF!","v":{"$error":"#REF!"}},{"$f":"#REF!","v":{"$error":"#REF!"}},{"$f":"#REF!","v":{"$error":"#REF!"}},{"$f":"IF(#REF!=\"Interconnector\",#REF!*1,IF(#REF!=\"Wind\",#REF!*0.7,IF(#REF!=\"Marine\",#REF!*0.7,IF(#REF!=\"Nuclear\",#REF!*0.85,IF(#REF!=\"Pumped_Storage\",#REF!*0.5,IF(#REF!=\"CCS\",#REF!*0.85,IF(#REF!=\"OCGT\",#REF!*0,IF(#REF!=\"\",0,#REF!*E$627))))))))","v":{"$error":"#REF!"}},{"$f":"IF(#REF!=\"Interconnector\",#REF!*1,IF(#REF!=\"Wind\",#REF!*0.7,IF(#REF!=\"Marine\",#REF!*0.7,IF(#REF!=\"Nuclear\",#REF!*0.85,IF(#REF!=\"Pumped_Storage\",#REF!*0.5,IF(#REF!=\"CCS\",#REF!*0.85,IF(#REF!=\"OCGT\",#REF!*0,IF(#REF!=\"\",0,#REF!*F$627))))))))","v":{"$error":"#REF!"}},{"$f":"IF(#REF!=\"Interconnector\",#REF!*1,IF(#REF!=\"Wind\",#REF!*0.7,IF(#REF!=\"Marine\",#REF!*0.7,IF(#REF!=\"Nuclear\",#REF!*0.85,IF(#REF!=\"Pumped_Storage\",#REF!*0.5,IF(#REF!=\"CCS\",#REF!*0.85,IF(#REF!=\"OCGT\",#REF!*0,IF(#REF!=\"\",0,#REF!*G$627))))))))","v":{"$error":"#REF!"}},{"$f":"IF(#REF!=\"Interconnector\",#REF!*1,IF(#REF!=\"Wind\",#REF!*0.7,IF(#REF!=\"Marine\",#REF!*0.7,IF(#REF!=\"Nuclear\",#REF!*0.85,IF(#REF!=\"Pumped_Storage\",#REF!*0.5,IF(#REF!=\"CCS\",#REF!*0.85,IF(#REF!=\"OCGT\",#REF!*0,IF(#REF!=\"\",0,#REF!*H$627))))))))","v":{"$error":"#REF!"}},{"$f":"IF(#REF!=\"Interconnector\",#REF!*1,IF(#REF!=\"Wind\",#REF!*0.7,IF(#REF!=\"Marine\",#REF!*0.7,IF(#REF!=\"Nuclear\",#REF!*0.85,IF(#REF!=\"Pumped_Storage\",#REF!*0.5,IF(#REF!=\"CCS\",#REF!*0.85,IF(#REF!=\"OCGT\",#REF!*0,IF(#REF!=\"\",0,#REF!*I$627))))))))","v":{"$error":"#REF!"}},{"$f":"IF(#REF!=\"Interconnector\",#REF!*1,IF(#REF!=\"Wind\",#REF!*0.7,IF(#REF!=\"Marine\",#REF!*0.7,IF(#REF!=\"Nuclear\",#REF!*0.85,IF(#REF!=\"Pumped_Storage\",#REF!*0.5,IF(#REF!=\"CCS\",#REF!*0.85,IF(#REF!=\"OCGT\",#REF!*0,IF(#REF!=\"\",0,#REF!*J$627))))))))","v":{"$error":"#REF!"}},{"$f":"IF(#REF!=\"Interconnector\",#REF!*1,IF(#REF!=\"Wind\",#REF!*0.7,IF(#REF!=\"Marine\",#REF!*0.7,IF(#REF!=\"Nuclear\",#REF!*0.85,IF(#REF!=\"Pumped_Storage\",#REF!*0.5,IF(#REF!=\"CCS\",#REF!*0.85,IF(#REF!=\"OCGT\",#REF!*0,IF(#REF!=\"\",0,#REF!*K$627))))))))","v":{"$error":"#REF!"}},{"$f":"IF(#REF!=\"Interconnector\",#REF!*1,IF(#REF!=\"Wind\",#REF!*0.7,IF(#REF!=\"Marine\",#REF!*0.7,IF(#REF!=\"Nuclear\",#REF!*0.85,IF(#REF!=\"Pumped_Storage\",#REF!*0.5,IF(#REF!=\"CCS\",#REF!*0.85,IF(#REF!=\"OCGT\",#REF!*0,IF(#REF!=\"\",0,#REF!*L$627))))))))","v":{"$error":"#REF!"}},{"$f":"IF(#REF!=\"Interconnector\",#REF!*1,IF(#REF!=\"Wind\",#REF!*0.7,IF(#REF!=\"Marine\",#REF!*0.7,IF(#REF!=\"Nuclear\",#REF!*0.85,IF(#REF!=\"Pumped_Storage\",#REF!*0.5,IF(#REF!=\"CCS\",#REF!*0.85,IF(#REF!=\"OCGT\",#REF!*0,IF(#REF!=\"\",0,#REF!*M$627))))))))","v":{"$error":"#REF!"}},{"$f":"IF(#REF!=\"Interconnector\",#REF!*1,IF(#REF!=\"Wind\",#REF!*0.7,IF(#REF!=\"Marine\",#REF!*0.7,IF(#REF!=\"Nuclear\",#REF!*0.85,IF(#REF!=\"Pumped_Storage\",#REF!*0.5,IF(#REF!=\"CCS\",#REF!*0.85,IF(#REF!=\"OCGT\",#REF!*0,IF(#REF!=\"\",0,#REF!*N$627))))))))","v":{"$error":"#REF!"}},{"$f":"IF(#REF!=\"Interconnector\",#REF!*1,IF(#REF!=\"Wind\",#REF!*0.7,IF(#REF!=\"Marine\",#REF!*0.7,IF(#REF!=\"Nuclear\",#REF!*0.85,IF(#REF!=\"Pumped_Storage\",#REF!*0.5,IF(#REF!=\"CCS\",#REF!*0.85,IF(#REF!=\"OCGT\",#REF!*0,IF(#REF!=\"\",0,#REF!*O$627))))))))","v":{"$error":"#REF!"}}]
[{"$f":"#REF!","v":{"$error":"#REF!"}},{"$f":"#REF!","v":{"$error":"#REF!"}},{"$f":"#REF!","v":{"$error":"#REF!"}},{"$f":"#REF!","v":{"$error":"#REF!"}},{"$f":"IF(#REF!=\"Interconnector\",#REF!*1,IF(#REF!=\"Wind\",#REF!*0.7,IF(#REF!=\"Marine\",#REF!*0.7,IF(#REF!=\"Nuclear\",#REF!*0.85,IF(#REF!=\"Pumped_Storage\",#REF!*0.5,IF(#REF!=\"CCS\",#REF!*0.85,IF(#REF!=\"OCGT\",#REF!*0,IF(#REF!=\"\",0,#REF!*E$627))))))))","v":{"$error":"#REF!"}},{"$f":"IF(#REF!=\"Interconnector\",#REF!*1,IF(#REF!=\"Wind\",#REF!*0.7,IF(#REF!=\"Marine\",#REF!*0.7,IF(#REF!=\"Nuclear\",#REF!*0.85,IF(#REF!=\"Pumped_Storage\",#REF!*0.5,IF(#REF!=\"CCS\",#REF!*0.85,IF(#REF!=\"OCGT\",#REF!*0,IF(#REF!=\"\",0,#REF!*F$627))))))))","v":{"$error":"#REF!"}},{"$f":"IF(#REF!=\"Interconnector\",#REF!*1,IF(#REF!=\"Wind\",#REF!*0.7,IF(#REF!=\"Marine\",#REF!*0.7,IF(#REF!=\"Nuclear\",#REF!*0.85,IF(#REF!=\"Pumped_Storage\",#REF!*0.5,IF(#REF!=\"CCS\",#REF!*0.85,IF(#REF!=\"OCGT\",#REF!*0,IF(#REF!=\"\",0,#REF!*G$627))))))))","v":{"$error":"#REF!"}},{"$f":"IF(#REF!=\"Interconnector\",#REF!*1,IF(#REF!=\"Wind\",#REF!*0.7,IF(#REF!=\"Marine\",#REF!*0.7,IF(#REF!=\"Nuclear\",#REF!*0.85,IF(#REF!=\"Pumped_Storage\",#REF!*0.5,IF(#REF!=\"CCS\",#REF!*0.85,IF(#REF!=\"OCGT\",#REF!*0,IF(#REF!=\"\",0,#REF!*H$627))))))))","v":{"$error":"#REF!"}},{"$f":"IF(#REF!=\"Interconnector\",#REF!*1,IF(#REF!=\"Wind\",#REF!*0.7,IF(#REF!=\"Marine\",#REF!*0.7,IF(#REF!=\"Nuclear\",#REF!*0.85,IF(#REF!=\"Pumped_Storage\",#REF!*0.5,IF(#REF!=\"CCS\",#REF!*0.85,IF(#REF!=\"OCGT\",#REF!*0,IF(#REF!=\"\",0,#REF!*I$627))))))))","v":{"$error":"#REF!"}},{"$f":"IF(#REF!=\"Interconnector\",#REF!*1,IF(#REF!=\"Wind\",#REF!*0.7,IF(#REF!=\"Marine\",#REF!*0.7,IF(#REF!=\"Nuclear\",#REF!*0.85,IF(#REF!=\"Pumped_Storage\",#REF!*0.5,IF(#REF!=\"CCS\",#REF!*0.85,IF(#REF!=\"OCGT\",#REF!*0,IF(#REF!=\"\",0,#REF!*J$627))))))))","v":{"$error":"#REF!"}},{"$f":"IF(#REF!=\"Interconnector\",#REF!*1,IF(#REF!=\"Wind\",#REF!*0.7,IF(#REF!=\"Marine\",#REF!*0.7,IF(#REF!=\"Nuclear\",#REF!*0.85,IF(#REF!=\"Pumped_Storage\",#REF!*0.5,IF(#REF!=\"CCS\",#REF!*0.85,IF(#REF!=\"OCGT\",#REF!*0,IF(#REF!=\"\",0,#REF!*K$627))))))))","v":{"$error":"#REF!"}},{"$f":"IF(#REF!=\"Interconnector\",#REF!*1,IF(#REF!=\"Wind\",#REF!*0.7,IF(#REF!=\"Marine\",#REF!*0.7,IF(#REF!=\"Nuclear\",#REF!*0.85,IF(#REF!=\"Pumped_Storage\",#REF!*0.5,IF(#REF!=\"CCS\",#REF!*0.85,IF(#REF!=\"OCGT\",#REF!*0,IF(#REF!=\"\",0,#REF!*L$627))))))))","v":{"$error":"#REF!"}},{"$f":"IF(#REF!=\"Interconnector\",#REF!*1,IF(#REF!=\"Wind\",#REF!*0.7,IF(#REF!=\"Marine\",#REF!*0.7,IF(#REF!=\"Nuclear\",#REF!*0.85,IF(#REF!=\"Pumped_Storage\",#REF!*0.5,IF(#REF!=\"CCS\",#REF!*0.85,IF(#REF!=\"OCGT\",#REF!*0,IF(#REF!=\"\",0,#REF!*M$627))))))))","v":{"$error":"#REF!"}},{"$f":"IF(#REF!=\"Interconnector\",#REF!*1,IF(#REF!=\"Wind\",#REF!*0.7,IF(#REF!=\"Marine\",#REF!*0.7,IF(#REF!=\"Nuclear\",#REF!*0.85,IF(#REF!=\"Pumped_Storage\",#REF!*0.5,IF(#REF!=\"CCS\",#REF!*0.85,IF(#REF!=\"OCGT\",#REF!*0,IF(#REF!=\"\",0,#REF!*N$627))))))))","v":{"$error":"#REF!"}},{"$f":"IF(#REF!=\"Interconnector\",#REF!*1,IF(#REF!=\"Wind\",#REF!*0.7,IF(#REF!=\"Marine\",#REF!*0.7,IF(#REF!=\"Nuclear\",#REF!*0.85,IF(#REF!=\"Pumped_Storage\",#REF!*0.5,IF(#REF!=\"CCS\",#REF!*0.85,IF(#REF!=\"OCGT\",#REF!*0,IF(#REF!=\"\",0,#REF!*O$627))))))))","v":{"$error":"#REF!"}}]
[{"$f":"#REF!","v":{"$error":"#REF!"}},{"$f":"#REF!","v":{"$error":"#REF!"}},{"$f":"#REF!","v":{"$error":"#REF!"}},{"$f":"#REF!","v":{"$error":"#REF!"}},{"$f":"IF(#REF!=\"Interconnector\",#REF!*1,IF(#REF!=\"Wind\",#REF!*0.7,IF(#REF!=\"Marine\",#REF!*0.7,IF(#REF!=\"Nuclear\",#REF!*0.85,IF(#REF!=\"Pumped_Storage\",#REF!*0.5,IF(#REF!=\"CCS\",#REF!*0.85,IF(#REF!=\"OCGT\",#REF!*0,IF(#REF!=\"\",0,#REF!*E$627))))))))","v":{"$error":"#REF!"}},{"$f":"IF(#REF!=\"Interconnector\",#REF!*1,IF(#REF!=\"Wind\",#REF!*0.7,IF(#REF!=\"Marine\",#REF!*0.7,IF(#REF!=\"Nuclear\",#REF!*0.85,IF(#REF!=\"Pumped_Storage\",#REF!*0.5,IF(#REF!=\"CCS\",#REF!*0.85,IF(#REF!=\"OCGT\",#REF!*0,IF(#REF!=\"\",0,#REF!*F$627))))))))","v":{"$error":"#REF!"}},{"$f":"IF(#REF!=\"Interconnector\",#REF!*1,IF(#REF!=\"Wind\",#REF!*0.7,IF(#REF!=\"Marine\",#REF!*0.7,IF(#REF!=\"Nuclear\",#REF!*0.85,IF(#REF!=\"Pumped_Storage\",#REF!*0.5,IF(#REF!=\"CCS\",#REF!*0.85,IF(#REF!=\"OCGT\",#REF!*0,IF(#REF!=\"\",0,#REF!*G$627))))))))","v":{"$error":"#REF!"}},{"$f":"IF(#REF!=\"Interconnector\",#REF!*1,IF(#REF!=\"Wind\",#REF!*0.7,IF(#REF!=\"Marine\",#REF!*0.7,IF(#REF!=\"Nuclear\",#REF!*0.85,IF(#REF!=\"Pumped_Storage\",#REF!*0.5,IF(#REF!=\"CCS\",#REF!*0.85,IF(#REF!=\"OCGT\",#REF!*0,IF(#REF!=\"\",0,#REF!*H$627))))))))","v":{"$error":"#REF!"}},{"$f":"IF(#REF!=\"Interconnector\",#REF!*1,IF(#REF!=\"Wind\",#REF!*0.7,IF(#REF!=\"Marine\",#REF!*0.7,IF(#REF!=\"Nuclear\",#REF!*0.85,IF(#REF!=\"Pumped_Storage\",#REF!*0.5,IF(#REF!=\"CCS\",#REF!*0.85,IF(#REF!=\"OCGT\",#REF!*0,IF(#REF!=\"\",0,#REF!*I$627))))))))","v":{"$error":"#REF!"}},{"$f":"IF(#REF!=\"Interconnector\",#REF!*1,IF(#REF!=\"Wind\",#REF!*0.7,IF(#REF!=\"Marine\",#REF!*0.7,IF(#REF!=\"Nuclear\",#REF!*0.85,IF(#REF!=\"Pumped_Storage\",#REF!*0.5,IF(#REF!=\"CCS\",#REF!*0.85,IF(#REF!=\"OCGT\",#REF!*0,IF(#REF!=\"\",0,#REF!*J$627))))))))","v":{"$error":"#REF!"}},{"$f":"IF(#REF!=\"Interconnector\",#REF!*1,IF(#REF!=\"Wind\",#REF!*0.7,IF(#REF!=\"Marine\",#REF!*0.7,IF(#REF!=\"Nuclear\",#REF!*0.85,IF(#REF!=\"Pumped_Storage\",#REF!*0.5,IF(#REF!=\"CCS\",#REF!*0.85,IF(#REF!=\"OCGT\",#REF!*0,IF(#REF!=\"\",0,#REF!*K$627))))))))","v":{"$error":"#REF!"}},{"$f":"IF(#REF!=\"Interconnector\",#REF!*1,IF(#REF!=\"Wind\",#REF!*0.7,IF(#REF!=\"Marine\",#REF!*0.7,IF(#REF!=\"Nuclear\",#REF!*0.85,IF(#REF!=\"Pumped_Storage\",#REF!*0.5,IF(#REF!=\"CCS\",#REF!*0.85,IF(#REF!=\"OCGT\",#REF!*0,IF(#REF!=\"\",0,#REF!*L$627))))))))","v":{"$error":"#REF!"}},{"$f":"IF(#REF!=\"Interconnector\",#REF!*1,IF(#REF!=\"Wind\",#REF!*0.7,IF(#REF!=\"Marine\",#REF!*0.7,IF(#REF!=\"Nuclear\",#REF!*0.85,IF(#REF!=\"Pumped_Storage\",#REF!*0.5,IF(#REF!=\"CCS\",#REF!*0.85,IF(#REF!=\"OCGT\",#REF!*0,IF(#REF!=\"\",0,#REF!*M$627))))))))","v":{"$error":"#REF!"}},{"$f":"IF(#REF!=\"Interconnector\",#REF!*1,IF(#REF!=\"Wind\",#REF!*0.7,IF(#REF!=\"Marine\",#REF!*0.7,IF(#REF!=\"Nuclear\",#REF!*0.85,IF(#REF!=\"Pumped_Storage\",#REF!*0.5,IF(#REF!=\"CCS\",#REF!*0.85,IF(#REF!=\"OCGT\",#REF!*0,IF(#REF!=\"\",0,#REF!*N$627))))))))","v":{"$error":"#REF!"}},{"$f":"IF(#REF!=\"Interconnector\",#REF!*1,IF(#REF!=\"Wind\",#REF!*0.7,IF(#REF!=\"Marine\",#REF!*0.7,IF(#REF!=\"Nuclear\",#REF!*0.85,IF(#REF!=\"Pumped_Storage\",#REF!*0.5,IF(#REF!=\"CCS\",#REF!*0.85,IF(#REF!=\"OCGT\",#REF!*0,IF(#REF!=\"\",0,#REF!*O$627))))))))","v":{"$error":"#REF!"}}]
[{"$f":"#REF!","v":{"$error":"#REF!"}},{"$f":"#REF!","v":{"$error":"#REF!"}},{"$f":"#REF!","v":{"$error":"#REF!"}},{"$f":"#REF!","v":{"$error":"#REF!"}},{"$f":"IF(#REF!=\"Interconnector\",#REF!*1,IF(#REF!=\"Wind\",#REF!*0.7,IF(#REF!=\"Marine\",#REF!*0.7,IF(#REF!=\"Nuclear\",#REF!*0.85,IF(#REF!=\"Pumped_Storage\",#REF!*0.5,IF(#REF!=\"CCS\",#REF!*0.85,IF(#REF!=\"OCGT\",#REF!*0,IF(#REF!=\"\",0,#REF!*E$627))))))))","v":{"$error":"#REF!"}},{"$f":"IF(#REF!=\"Interconnector\",#REF!*1,IF(#REF!=\"Wind\",#REF!*0.7,IF(#REF!=\"Marine\",#REF!*0.7,IF(#REF!=\"Nuclear\",#REF!*0.85,IF(#REF!=\"Pumped_Storage\",#REF!*0.5,IF(#REF!=\"CCS\",#REF!*0.85,IF(#REF!=\"OCGT\",#REF!*0,IF(#REF!=\"\",0,#REF!*F$627))))))))","v":{"$error":"#REF!"}},{"$f":"IF(#REF!=\"Interconnector\",#REF!*1,IF(#REF!=\"Wind\",#REF!*0.7,IF(#REF!=\"Marine\",#REF!*0.7,IF(#REF!=\"Nuclear\",#REF!*0.85,IF(#REF!=\"Pumped_Storage\",#REF!*0.5,IF(#REF!=\"CCS\",#REF!*0.85,IF(#REF!=\"OCGT\",#REF!*0,IF(#REF!=\"\",0,#REF!*G$627))))))))","v":{"$error":"#REF!"}},{"$f":"IF(#REF!=\"Interconnector\",#REF!*1,IF(#REF!=\"Wind\",#REF!*0.7,IF(#REF!=\"Marine\",#REF!*0.7,IF(#REF!=\"Nuclear\",#REF!*0.85,IF(#REF!=\"Pumped_Storage\",#REF!*0.5,IF(#REF!=\"CCS\",#REF!*0.85,IF(#REF!=\"OCGT\",#REF!*0,IF(#REF!=\"\",0,#REF!*H$627))))))))","v":{"$error":"#REF!"}},{"$f":"IF(#REF!=\"Interconnector\",#REF!*1,IF(#REF!=\"Wind\",#REF!*0.7,IF(#REF!=\"Marine\",#REF!*0.7,IF(#REF!=\"Nuclear\",#REF!*0.85,IF(#REF!=\"Pumped_Storage\",#REF!*0.5,IF(#REF!=\"CCS\",#REF!*0.85,IF(#REF!=\"OCGT\",#REF!*0,IF(#REF!=\"\",0,#REF!*I$627))))))))","v":{"$error":"#REF!"}},{"$f":"IF(#REF!=\"Interconnector\",#REF!*1,IF(#REF!=\"Wind\",#REF!*0.7,IF(#REF!=\"Marine\",#REF!*0.7,IF(#REF!=\"Nuclear\",#REF!*0.85,IF(#REF!=\"Pumped_Storage\",#REF!*0.5,IF(#REF!=\"CCS\",#REF!*0.85,IF(#REF!=\"OCGT\",#REF!*0,IF(#REF!=\"\",0,#REF!*J$627))))))))","v":{"$error":"#REF!"}},{"$f":"IF(#REF!=\"Interconnector\",#REF!*1,IF(#REF!=\"Wind\",#REF!*0.7,IF(#REF!=\"Marine\",#REF!*0.7,IF(#REF!=\"Nuclear\",#REF!*0.85,IF(#REF!=\"Pumped_Storage\",#REF!*0.5,IF(#REF!=\"CCS\",#REF!*0.85,IF(#REF!=\"OCGT\",#REF!*0,IF(#REF!=\"\",0,#REF!*K$627))))))))","v":{"$error":"#REF!"}},{"$f":"IF(#REF!=\"Interconnector\",#REF!*1,IF(#REF!=\"Wind\",#REF!*0.7,IF(#REF!=\"Marine\",#REF!*0.7,IF(#REF!=\"Nuclear\",#REF!*0.85,IF(#REF!=\"Pumped_Storage\",#REF!*0.5,IF(#REF!=\"CCS\",#REF!*0.85,IF(#REF!=\"OCGT\",#REF!*0,IF(#REF!=\"\",0,#REF!*L$627))))))))","v":{"$error":"#REF!"}},{"$f":"IF(#REF!=\"Interconnector\",#REF!*1,IF(#REF!=\"Wind\",#REF!*0.7,IF(#REF!=\"Marine\",#REF!*0.7,IF(#REF!=\"Nuclear\",#REF!*0.85,IF(#REF!=\"Pumped_Storage\",#REF!*0.5,IF(#REF!=\"CCS\",#REF!*0.85,IF(#REF!=\"OCGT\",#REF!*0,IF(#REF!=\"\",0,#REF!*M$627))))))))","v":{"$error":"#REF!"}},{"$f":"IF(#REF!=\"Interconnector\",#REF!*1,IF(#REF!=\"Wind\",#REF!*0.7,IF(#REF!=\"Marine\",#REF!*0.7,IF(#REF!=\"Nuclear\",#REF!*0.85,IF(#REF!=\"Pumped_Storage\",#REF!*0.5,IF(#REF!=\"CCS\",#REF!*0.85,IF(#REF!=\"OCGT\",#REF!*0,IF(#REF!=\"\",0,#REF!*N$627))))))))","v":{"$error":"#REF!"}},{"$f":"IF(#REF!=\"Interconnector\",#REF!*1,IF(#REF!=\"Wind\",#REF!*0.7,IF(#REF!=\"Marine\",#REF!*0.7,IF(#REF!=\"Nuclear\",#REF!*0.85,IF(#REF!=\"Pumped_Storage\",#REF!*0.5,IF(#REF!=\"CCS\",#REF!*0.85,IF(#REF!=\"OCGT\",#REF!*0,IF(#REF!=\"\",0,#REF!*O$627))))))))","v":{"$error":"#REF!"}}]
[{"$f":"#REF!","v":{"$error":"#REF!"}},{"$f":"#REF!","v":{"$error":"#REF!"}},{"$f":"#REF!","v":{"$error":"#REF!"}},{"$f":"#REF!","v":{"$error":"#REF!"}},{"$f":"IF(#REF!=\"Interconnector\",#REF!*1,IF(#REF!=\"Wind\",#REF!*0.7,IF(#REF!=\"Marine\",#REF!*0.7,IF(#REF!=\"Nuclear\",#REF!*0.85,IF(#REF!=\"Pumped_Storage\",#REF!*0.5,IF(#REF!=\"CCS\",#REF!*0.85,IF(#REF!=\"OCGT\",#REF!*0,IF(#REF!=\"\",0,#REF!*E$627))))))))","v":{"$error":"#REF!"}},{"$f":"IF(#REF!=\"Interconnector\",#REF!*1,IF(#REF!=\"Wind\",#REF!*0.7,IF(#REF!=\"Marine\",#REF!*0.7,IF(#REF!=\"Nuclear\",#REF!*0.85,IF(#REF!=\"Pumped_Storage\",#REF!*0.5,IF(#REF!=\"CCS\",#REF!*0.85,IF(#REF!=\"OCGT\",#REF!*0,IF(#REF!=\"\",0,#REF!*F$627))))))))","v":{"$error":"#REF!"}},{"$f":"IF(#REF!=\"Interconnector\",#REF!*1,IF(#REF!=\"Wind\",#REF!*0.7,IF(#REF!=\"Marine\",#REF!*0.7,IF(#REF!=\"Nuclear\",#REF!*0.85,IF(#REF!=\"Pumped_Storage\",#REF!*0.5,IF(#REF!=\"CCS\",#REF!*0.85,IF(#REF!=\"OCGT\",#REF!*0,IF(#REF!=\"\",0,#REF!*G$627))))))))","v":{"$error":"#REF!"}},{"$f":"IF(#REF!=\"Interconnector\",#REF!*1,IF(#REF!=\"Wind\",#REF!*0.7,IF(#REF!=\"Marine\",#REF!*0.7,IF(#REF!=\"Nuclear\",#REF!*0.85,IF(#REF!=\"Pumped_Storage\",#REF!*0.5,IF(#REF!=\"CCS\",#REF!*0.85,IF(#REF!=\"OCGT\",#REF!*0,IF(#REF!=\"\",0,#REF!*H$627))))))))","v":{"$error":"#REF!"}},{"$f":"IF(#REF!=\"Interconnector\",#REF!*1,IF(#REF!=\"Wind\",#REF!*0.7,IF(#REF!=\"Marine\",#REF!*0.7,IF(#REF!=\"Nuclear\",#REF!*0.85,IF(#REF!=\"Pumped_Storage\",#REF!*0.5,IF(#REF!=\"CCS\",#REF!*0.85,IF(#REF!=\"OCGT\",#REF!*0,IF(#REF!=\"\",0,#REF!*I$627))))))))","v":{"$error":"#REF!"}},{"$f":"IF(#REF!=\"Interconnector\",#REF!*1,IF(#REF!=\"Wind\",#REF!*0.7,IF(#REF!=\"Marine\",#REF!*0.7,IF(#REF!=\"Nuclear\",#REF!*0.85,IF(#REF!=\"Pumped_Storage\",#REF!*0.5,IF(#REF!=\"CCS\",#REF!*0.85,IF(#REF!=\"OCGT\",#REF!*0,IF(#REF!=\"\",0,#REF!*J$627))))))))","v":{"$error":"#REF!"}},{"$f":"IF(#REF!=\"Interconnector\",#REF!*1,IF(#REF!=\"Wind\",#REF!*0.7,IF(#REF!=\"Marine\",#REF!*0.7,IF(#REF!=\"Nuclear\",#REF!*0.85,IF(#REF!=\"Pumped_Storage\",#REF!*0.5,IF(#REF!=\"CCS\",#REF!*0.85,IF(#REF!=\"OCGT\",#REF!*0,IF(#REF!=\"\",0,#REF!*K$627))))))))","v":{"$error":"#REF!"}},{"$f":"IF(#REF!=\"Interconnector\",#REF!*1,IF(#REF!=\"Wind\",#REF!*0.7,IF(#REF!=\"Marine\",#REF!*0.7,IF(#REF!=\"Nuclear\",#REF!*0.85,IF(#REF!=\"Pumped_Storage\",#REF!*0.5,IF(#REF!=\"CCS\",#REF!*0.85,IF(#REF!=\"OCGT\",#REF!*0,IF(#REF!=\"\",0,#REF!*L$627))))))))","v":{"$error":"#REF!"}},{"$f":"IF(#REF!=\"Interconnector\",#REF!*1,IF(#REF!=\"Wind\",#REF!*0.7,IF(#REF!=\"Marine\",#REF!*0.7,IF(#REF!=\"Nuclear\",#REF!*0.85,IF(#REF!=\"Pumped_Storage\",#REF!*0.5,IF(#REF!=\"CCS\",#REF!*0.85,IF(#REF!=\"OCGT\",#REF!*0,IF(#REF!=\"\",0,#REF!*M$627))))))))","v":{"$error":"#REF!"}},{"$f":"IF(#REF!=\"Interconnector\",#REF!*1,IF(#REF!=\"Wind\",#REF!*0.7,IF(#REF!=\"Marine\",#REF!*0.7,IF(#REF!=\"Nuclear\",#REF!*0.85,IF(#REF!=\"Pumped_Storage\",#REF!*0.5,IF(#REF!=\"CCS\",#REF!*0.85,IF(#REF!=\"OCGT\",#REF!*0,IF(#REF!=\"\",0,#REF!*N$627))))))))","v":{"$error":"#REF!"}},{"$f":"IF(#REF!=\"Interconnector\",#REF!*1,IF(#REF!=\"Wind\",#REF!*0.7,IF(#REF!=\"Marine\",#REF!*0.7,IF(#REF!=\"Nuclear\",#REF!*0.85,IF(#REF!=\"Pumped_Storage\",#REF!*0.5,IF(#REF!=\"CCS\",#REF!*0.85,IF(#REF!=\"OCGT\",#REF!*0,IF(#REF!=\"\",0,#REF!*O$627))))))))","v":{"$error":"#REF!"}}]
[{"$f":"#REF!","v":{"$error":"#REF!"}},{"$f":"#REF!","v":{"$error":"#REF!"}},{"$f":"#REF!","v":{"$error":"#REF!"}},{"$f":"#REF!","v":{"$error":"#REF!"}},{"$f":"IF(#REF!=\"Interconnector\",#REF!*1,IF(#REF!=\"Wind\",#REF!*0.7,IF(#REF!=\"Marine\",#REF!*0.7,IF(#REF!=\"Nuclear\",#REF!*0.85,IF(#REF!=\"Pumped_Storage\",#REF!*0.5,IF(#REF!=\"CCS\",#REF!*0.85,IF(#REF!=\"OCGT\",#REF!*0,IF(#REF!=\"\",0,#REF!*E$627))))))))","v":{"$error":"#REF!"}},{"$f":"IF(#REF!=\"Interconnector\",#REF!*1,IF(#REF!=\"Wind\",#REF!*0.7,IF(#REF!=\"Marine\",#REF!*0.7,IF(#REF!=\"Nuclear\",#REF!*0.85,IF(#REF!=\"Pumped_Storage\",#REF!*0.5,IF(#REF!=\"CCS\",#REF!*0.85,IF(#REF!=\"OCGT\",#REF!*0,IF(#REF!=\"\",0,#REF!*F$627))))))))","v":{"$error":"#REF!"}},{"$f":"IF(#REF!=\"Interconnector\",#REF!*1,IF(#REF!=\"Wind\",#REF!*0.7,IF(#REF!=\"Marine\",#REF!*0.7,IF(#REF!=\"Nuclear\",#REF!*0.85,IF(#REF!=\"Pumped_Storage\",#REF!*0.5,IF(#REF!=\"CCS\",#REF!*0.85,IF(#REF!=\"OCGT\",#REF!*0,IF(#REF!=\"\",0,#REF!*G$627))))))))","v":{"$error":"#REF!"}},{"$f":"IF(#REF!=\"Interconnector\",#REF!*1,IF(#REF!=\"Wind\",#REF!*0.7,IF(#REF!=\"Marine\",#REF!*0.7,IF(#REF!=\"Nuclear\",#REF!*0.85,IF(#REF!=\"Pumped_Storage\",#REF!*0.5,IF(#REF!=\"CCS\",#REF!*0.85,IF(#REF!=\"OCGT\",#REF!*0,IF(#REF!=\"\",0,#REF!*H$627))))))))","v":{"$error":"#REF!"}},{"$f":"IF(#REF!=\"Interconnector\",#REF!*1,IF(#REF!=\"Wind\",#REF!*0.7,IF(#REF!=\"Marine\",#REF!*0.7,IF(#REF!=\"Nuclear\",#REF!*0.85,IF(#REF!=\"Pumped_Storage\",#REF!*0.5,IF(#REF!=\"CCS\",#REF!*0.85,IF(#REF!=\"OCGT\",#REF!*0,IF(#REF!=\"\",0,#REF!*I$627))))))))","v":{"$error":"#REF!"}},{"$f":"IF(#REF!=\"Interconnector\",#REF!*1,IF(#REF!=\"Wind\",#REF!*0.7,IF(#REF!=\"Marine\",#REF!*0.7,IF(#REF!=\"Nuclear\",#REF!*0.85,IF(#REF!=\"Pumped_Storage\",#REF!*0.5,IF(#REF!=\"CCS\",#REF!*0.85,IF(#REF!=\"OCGT\",#REF!*0,IF(#REF!=\"\",0,#REF!*J$627))))))))","v":{"$error":"#REF!"}},{"$f":"IF(#REF!=\"Interconnector\",#REF!*1,IF(#REF!=\"Wind\",#REF!*0.7,IF(#REF!=\"Marine\",#REF!*0.7,IF(#REF!=\"Nuclear\",#REF!*0.85,IF(#REF!=\"Pumped_Storage\",#REF!*0.5,IF(#REF!=\"CCS\",#REF!*0.85,IF(#REF!=\"OCGT\",#REF!*0,IF(#REF!=\"\",0,#REF!*K$627))))))))","v":{"$error":"#REF!"}},{"$f":"IF(#REF!=\"Interconnector\",#REF!*1,IF(#REF!=\"Wind\",#REF!*0.7,IF(#REF!=\"Marine\",#REF!*0.7,IF(#REF!=\"Nuclear\",#REF!*0.85,IF(#REF!=\"Pumped_Storage\",#REF!*0.5,IF(#REF!=\"CCS\",#REF!*0.85,IF(#REF!=\"OCGT\",#REF!*0,IF(#REF!=\"\",0,#REF!*L$627))))))))","v":{"$error":"#REF!"}},{"$f":"IF(#REF!=\"Interconnector\",#REF!*1,IF(#REF!=\"Wind\",#REF!*0.7,IF(#REF!=\"Marine\",#REF!*0.7,IF(#REF!=\"Nuclear\",#REF!*0.85,IF(#REF!=\"Pumped_Storage\",#REF!*0.5,IF(#REF!=\"CCS\",#REF!*0.85,IF(#REF!=\"OCGT\",#REF!*0,IF(#REF!=\"\",0,#REF!*M$627))))))))","v":{"$error":"#REF!"}},{"$f":"IF(#REF!=\"Interconnector\",#REF!*1,IF(#REF!=\"Wind\",#REF!*0.7,IF(#REF!=\"Marine\",#REF!*0.7,IF(#REF!=\"Nuclear\",#REF!*0.85,IF(#REF!=\"Pumped_Storage\",#REF!*0.5,IF(#REF!=\"CCS\",#REF!*0.85,IF(#REF!=\"OCGT\",#REF!*0,IF(#REF!=\"\",0,#REF!*N$627))))))))","v":{"$error":"#REF!"}},{"$f":"IF(#REF!=\"Interconnector\",#REF!*1,IF(#REF!=\"Wind\",#REF!*0.7,IF(#REF!=\"Marine\",#REF!*0.7,IF(#REF!=\"Nuclear\",#REF!*0.85,IF(#REF!=\"Pumped_Storage\",#REF!*0.5,IF(#REF!=\"CCS\",#REF!*0.85,IF(#REF!=\"OCGT\",#REF!*0,IF(#REF!=\"\",0,#REF!*O$627))))))))","v":{"$error":"#REF!"}}]
[{"$f":"#REF!","v":{"$error":"#REF!"}},{"$f":"#REF!","v":{"$error":"#REF!"}},{"$f":"#REF!","v":{"$error":"#REF!"}},{"$f":"#REF!","v":{"$error":"#REF!"}},{"$f":"IF(#REF!=\"Interconnector\",#REF!*1,IF(#REF!=\"Wind\",#REF!*0.7,IF(#REF!=\"Marine\",#REF!*0.7,IF(#REF!=\"Nuclear\",#REF!*0.85,IF(#REF!=\"Pumped_Storage\",#REF!*0.5,IF(#REF!=\"CCS\",#REF!*0.85,IF(#REF!=\"OCGT\",#REF!*0,IF(#REF!=\"\",0,#REF!*E$627))))))))","v":{"$error":"#REF!"}},{"$f":"IF(#REF!=\"Interconnector\",#REF!*1,IF(#REF!=\"Wind\",#REF!*0.7,IF(#REF!=\"Marine\",#REF!*0.7,IF(#REF!=\"Nuclear\",#REF!*0.85,IF(#REF!=\"Pumped_Storage\",#REF!*0.5,IF(#REF!=\"CCS\",#REF!*0.85,IF(#REF!=\"OCGT\",#REF!*0,IF(#REF!=\"\",0,#REF!*F$627))))))))","v":{"$error":"#REF!"}},{"$f":"IF(#REF!=\"Interconnector\",#REF!*1,IF(#REF!=\"Wind\",#REF!*0.7,IF(#REF!=\"Marine\",#REF!*0.7,IF(#REF!=\"Nuclear\",#REF!*0.85,IF(#REF!=\"Pumped_Storage\",#REF!*0.5,IF(#REF!=\"CCS\",#REF!*0.85,IF(#REF!=\"OCGT\",#REF!*0,IF(#REF!=\"\",0,#REF!*G$627))))))))","v":{"$error":"#REF!"}},{"$f":"IF(#REF!=\"Interconnector\",#REF!*1,IF(#REF!=\"Wind\",#REF!*0.7,IF(#REF!=\"Marine\",#REF!*0.7,IF(#REF!=\"Nuclear\",#REF!*0.85,IF(#REF!=\"Pumped_Storage\",#REF!*0.5,IF(#REF!=\"CCS\",#REF!*0.85,IF(#REF!=\"OCGT\",#REF!*0,IF(#REF!=\"\",0,#REF!*H$627))))))))","v":{"$error":"#REF!"}},{"$f":"IF(#REF!=\"Interconnector\",#REF!*1,IF(#REF!=\"Wind\",#REF!*0.7,IF(#REF!=\"Marine\",#REF!*0.7,IF(#REF!=\"Nuclear\",#REF!*0.85,IF(#REF!=\"Pumped_Storage\",#REF!*0.5,IF(#REF!=\"CCS\",#REF!*0.85,IF(#REF!=\"OCGT\",#REF!*0,IF(#REF!=\"\",0,#REF!*I$627))))))))","v":{"$error":"#REF!"}},{"$f":"IF(#REF!=\"Interconnector\",#REF!*1,IF(#REF!=\"Wind\",#REF!*0.7,IF(#REF!=\"Marine\",#REF!*0.7,IF(#REF!=\"Nuclear\",#REF!*0.85,IF(#REF!=\"Pumped_Storage\",#REF!*0.5,IF(#REF!=\"CCS\",#REF!*0.85,IF(#REF!=\"OCGT\",#REF!*0,IF(#REF!=\"\",0,#REF!*J$627))))))))","v":{"$error":"#REF!"}},{"$f":"IF(#REF!=\"Interconnector\",#REF!*1,IF(#REF!=\"Wind\",#REF!*0.7,IF(#REF!=\"Marine\",#REF!*0.7,IF(#REF!=\"Nuclear\",#REF!*0.85,IF(#REF!=\"Pumped_Storage\",#REF!*0.5,IF(#REF!=\"CCS\",#REF!*0.85,IF(#REF!=\"OCGT\",#REF!*0,IF(#REF!=\"\",0,#REF!*K$627))))))))","v":{"$error":"#REF!"}},{"$f":"IF(#REF!=\"Interconnector\",#REF!*1,IF(#REF!=\"Wind\",#REF!*0.7,IF(#REF!=\"Marine\",#REF!*0.7,IF(#REF!=\"Nuclear\",#REF!*0.85,IF(#REF!=\"Pumped_Storage\",#REF!*0.5,IF(#REF!=\"CCS\",#REF!*0.85,IF(#REF!=\"OCGT\",#REF!*0,IF(#REF!=\"\",0,#REF!*L$627))))))))","v":{"$error":"#REF!"}},{"$f":"IF(#REF!=\"Interconnector\",#REF!*1,IF(#REF!=\"Wind\",#REF!*0.7,IF(#REF!=\"Marine\",#REF!*0.7,IF(#REF!=\"Nuclear\",#REF!*0.85,IF(#REF!=\"Pumped_Storage\",#REF!*0.5,IF(#REF!=\"CCS\",#REF!*0.85,IF(#REF!=\"OCGT\",#REF!*0,IF(#REF!=\"\",0,#REF!*M$627))))))))","v":{"$error":"#REF!"}},{"$f":"IF(#REF!=\"Interconnector\",#REF!*1,IF(#REF!=\"Wind\",#REF!*0.7,IF(#REF!=\"Marine\",#REF!*0.7,IF(#REF!=\"Nuclear\",#REF!*0.85,IF(#REF!=\"Pumped_Storage\",#REF!*0.5,IF(#REF!=\"CCS\",#REF!*0.85,IF(#REF!=\"OCGT\",#REF!*0,IF(#REF!=\"\",0,#REF!*N$627))))))))","v":{"$error":"#REF!"}},{"$f":"IF(#REF!=\"Interconnector\",#REF!*1,IF(#REF!=\"Wind\",#REF!*0.7,IF(#REF!=\"Marine\",#REF!*0.7,IF(#REF!=\"Nuclear\",#REF!*0.85,IF(#REF!=\"Pumped_Storage\",#REF!*0.5,IF(#REF!=\"CCS\",#REF!*0.85,IF(#REF!=\"OCGT\",#REF!*0,IF(#REF!=\"\",0,#REF!*O$627))))))))","v":{"$error":"#REF!"}}]
[{"$f":"#REF!","v":{"$error":"#REF!"}},{"$f":"#REF!","v":{"$error":"#REF!"}},{"$f":"#REF!","v":{"$error":"#REF!"}},{"$f":"#REF!","v":{"$error":"#REF!"}},{"$f":"IF(#REF!=\"Interconnector\",#REF!*1,IF(#REF!=\"Wind\",#REF!*0.7,IF(#REF!=\"Marine\",#REF!*0.7,IF(#REF!=\"Nuclear\",#REF!*0.85,IF(#REF!=\"Pumped_Storage\",#REF!*0.5,IF(#REF!=\"CCS\",#REF!*0.85,IF(#REF!=\"OCGT\",#REF!*0,IF(#REF!=\"\",0,#REF!*E$627))))))))","v":{"$error":"#REF!"}},{"$f":"IF(#REF!=\"Interconnector\",#REF!*1,IF(#REF!=\"Wind\",#REF!*0.7,IF(#REF!=\"Marine\",#REF!*0.7,IF(#REF!=\"Nuclear\",#REF!*0.85,IF(#REF!=\"Pumped_Storage\",#REF!*0.5,IF(#REF!=\"CCS\",#REF!*0.85,IF(#REF!=\"OCGT\",#REF!*0,IF(#REF!=\"\",0,#REF!*F$627))))))))","v":{"$error":"#REF!"}},{"$f":"IF(#REF!=\"Interconnector\",#REF!*1,IF(#REF!=\"Wind\",#REF!*0.7,IF(#REF!=\"Marine\",#REF!*0.7,IF(#REF!=\"Nuclear\",#REF!*0.85,IF(#REF!=\"Pumped_Storage\",#REF!*0.5,IF(#REF!=\"CCS\",#REF!*0.85,IF(#REF!=\"OCGT\",#REF!*0,IF(#REF!=\"\",0,#REF!*G$627))))))))","v":{"$error":"#REF!"}},{"$f":"IF(#REF!=\"Interconnector\",#REF!*1,IF(#REF!=\"Wind\",#REF!*0.7,IF(#REF!=\"Marine\",#REF!*0.7,IF(#REF!=\"Nuclear\",#REF!*0.85,IF(#REF!=\"Pumped_Storage\",#REF!*0.5,IF(#REF!=\"CCS\",#REF!*0.85,IF(#REF!=\"OCGT\",#REF!*0,IF(#REF!=\"\",0,#REF!*H$627))))))))","v":{"$error":"#REF!"}},{"$f":"IF(#REF!=\"Interconnector\",#REF!*1,IF(#REF!=\"Wind\",#REF!*0.7,IF(#REF!=\"Marine\",#REF!*0.7,IF(#REF!=\"Nuclear\",#REF!*0.85,IF(#REF!=\"Pumped_Storage\",#REF!*0.5,IF(#REF!=\"CCS\",#REF!*0.85,IF(#REF!=\"OCGT\",#REF!*0,IF(#REF!=\"\",0,#REF!*I$627))))))))","v":{"$error":"#REF!"}},{"$f":"IF(#REF!=\"Interconnector\",#REF!*1,IF(#REF!=\"Wind\",#REF!*0.7,IF(#REF!=\"Marine\",#REF!*0.7,IF(#REF!=\"Nuclear\",#REF!*0.85,IF(#REF!=\"Pumped_Storage\",#REF!*0.5,IF(#REF!=\"CCS\",#REF!*0.85,IF(#REF!=\"OCGT\",#REF!*0,IF(#REF!=\"\",0,#REF!*J$627))))))))","v":{"$error":"#REF!"}},{"$f":"IF(#REF!=\"Interconnector\",#REF!*1,IF(#REF!=\"Wind\",#REF!*0.7,IF(#REF!=\"Marine\",#REF!*0.7,IF(#REF!=\"Nuclear\",#REF!*0.85,IF(#REF!=\"Pumped_Storage\",#REF!*0.5,IF(#REF!=\"CCS\",#REF!*0.85,IF(#REF!=\"OCGT\",#REF!*0,IF(#REF!=\"\",0,#REF!*K$627))))))))","v":{"$error":"#REF!"}},{"$f":"IF(#REF!=\"Interconnector\",#REF!*1,IF(#REF!=\"Wind\",#REF!*0.7,IF(#REF!=\"Marine\",#REF!*0.7,IF(#REF!=\"Nuclear\",#REF!*0.85,IF(#REF!=\"Pumped_Storage\",#REF!*0.5,IF(#REF!=\"CCS\",#REF!*0.85,IF(#REF!=\"OCGT\",#REF!*0,IF(#REF!=\"\",0,#REF!*L$627))))))))","v":{"$error":"#REF!"}},{"$f":"IF(#REF!=\"Interconnector\",#REF!*1,IF(#REF!=\"Wind\",#REF!*0.7,IF(#REF!=\"Marine\",#REF!*0.7,IF(#REF!=\"Nuclear\",#REF!*0.85,IF(#REF!=\"Pumped_Storage\",#REF!*0.5,IF(#REF!=\"CCS\",#REF!*0.85,IF(#REF!=\"OCGT\",#REF!*0,IF(#REF!=\"\",0,#REF!*M$627))))))))","v":{"$error":"#REF!"}},{"$f":"IF(#REF!=\"Interconnector\",#REF!*1,IF(#REF!=\"Wind\",#REF!*0.7,IF(#REF!=\"Marine\",#REF!*0.7,IF(#REF!=\"Nuclear\",#REF!*0.85,IF(#REF!=\"Pumped_Storage\",#REF!*0.5,IF(#REF!=\"CCS\",#REF!*0.85,IF(#REF!=\"OCGT\",#REF!*0,IF(#REF!=\"\",0,#REF!*N$627))))))))","v":{"$error":"#REF!"}},{"$f":"IF(#REF!=\"Interconnector\",#REF!*1,IF(#REF!=\"Wind\",#REF!*0.7,IF(#REF!=\"Marine\",#REF!*0.7,IF(#REF!=\"Nuclear\",#REF!*0.85,IF(#REF!=\"Pumped_Storage\",#REF!*0.5,IF(#REF!=\"CCS\",#REF!*0.85,IF(#REF!=\"OCGT\",#REF!*0,IF(#REF!=\"\",0,#REF!*O$627))))))))","v":{"$error":"#REF!"}}]
[{"$f":"#REF!","v":{"$error":"#REF!"}},{"$f":"#REF!","v":{"$error":"#REF!"}},{"$f":"#REF!","v":{"$error":"#REF!"}},{"$f":"#REF!","v":{"$error":"#REF!"}},{"$f":"IF(#REF!=\"Interconnector\",#REF!*1,IF(#REF!=\"Wind\",#REF!*0.7,IF(#REF!=\"Marine\",#REF!*0.7,IF(#REF!=\"Nuclear\",#REF!*0.85,IF(#REF!=\"Pumped_Storage\",#REF!*0.5,IF(#REF!=\"CCS\",#REF!*0.85,IF(#REF!=\"OCGT\",#REF!*0,IF(#REF!=\"\",0,#REF!*E$627))))))))","v":{"$error":"#REF!"}},{"$f":"IF(#REF!=\"Interconnector\",#REF!*1,IF(#REF!=\"Wind\",#REF!*0.7,IF(#REF!=\"Marine\",#REF!*0.7,IF(#REF!=\"Nuclear\",#REF!*0.85,IF(#REF!=\"Pumped_Storage\",#REF!*0.5,IF(#REF!=\"CCS\",#REF!*0.85,IF(#REF!=\"OCGT\",#REF!*0,IF(#REF!=\"\",0,#REF!*F$627))))))))","v":{"$error":"#REF!"}},{"$f":"IF(#REF!=\"Interconnector\",#REF!*1,IF(#REF!=\"Wind\",#REF!*0.7,IF(#REF!=\"Marine\",#REF!*0.7,IF(#REF!=\"Nuclear\",#REF!*0.85,IF(#REF!=\"Pumped_Storage\",#REF!*0.5,IF(#REF!=\"CCS\",#REF!*0.85,IF(#REF!=\"OCGT\",#REF!*0,IF(#REF!=\"\",0,#REF!*G$627))))))))","v":{"$error":"#REF!"}},{"$f":"IF(#REF!=\"Interconnector\",#REF!*1,IF(#REF!=\"Wind\",#REF!*0.7,IF(#REF!=\"Marine\",#REF!*0.7,IF(#REF!=\"Nuclear\",#REF!*0.85,IF(#REF!=\"Pumped_Storage\",#REF!*0.5,IF(#REF!=\"CCS\",#REF!*0.85,IF(#REF!=\"OCGT\",#REF!*0,IF(#REF!=\"\",0,#REF!*H$627))))))))","v":{"$error":"#REF!"}},{"$f":"IF(#REF!=\"Interconnector\",#REF!*1,IF(#REF!=\"Wind\",#REF!*0.7,IF(#REF!=\"Marine\",#REF!*0.7,IF(#REF!=\"Nuclear\",#REF!*0.85,IF(#REF!=\"Pumped_Storage\",#REF!*0.5,IF(#REF!=\"CCS\",#REF!*0.85,IF(#REF!=\"OCGT\",#REF!*0,IF(#REF!=\"\",0,#REF!*I$627))))))))","v":{"$error":"#REF!"}},{"$f":"IF(#REF!=\"Interconnector\",#REF!*1,IF(#REF!=\"Wind\",#REF!*0.7,IF(#REF!=\"Marine\",#REF!*0.7,IF(#REF!=\"Nuclear\",#REF!*0.85,IF(#REF!=\"Pumped_Storage\",#REF!*0.5,IF(#REF!=\"CCS\",#REF!*0.85,IF(#REF!=\"OCGT\",#REF!*0,IF(#REF!=\"\",0,#REF!*J$627))))))))","v":{"$error":"#REF!"}},{"$f":"IF(#REF!=\"Interconnector\",#REF!*1,IF(#REF!=\"Wind\",#REF!*0.7,IF(#REF!=\"Marine\",#REF!*0.7,IF(#REF!=\"Nuclear\",#REF!*0.85,IF(#REF!=\"Pumped_Storage\",#REF!*0.5,IF(#REF!=\"CCS\",#REF!*0.85,IF(#REF!=\"OCGT\",#REF!*0,IF(#REF!=\"\",0,#REF!*K$627))))))))","v":{"$error":"#REF!"}},{"$f":"IF(#REF!=\"Interconnector\",#REF!*1,IF(#REF!=\"Wind\",#REF!*0.7,IF(#REF!=\"Marine\",#REF!*0.7,IF(#REF!=\"Nuclear\",#REF!*0.85,IF(#REF!=\"Pumped_Storage\",#REF!*0.5,IF(#REF!=\"CCS\",#REF!*0.85,IF(#REF!=\"OCGT\",#REF!*0,IF(#REF!=\"\",0,#REF!*L$627))))))))","v":{"$error":"#REF!"}},{"$f":"IF(#REF!=\"Interconnector\",#REF!*1,IF(#REF!=\"Wind\",#REF!*0.7,IF(#REF!=\"Marine\",#REF!*0.7,IF(#REF!=\"Nuclear\",#REF!*0.85,IF(#REF!=\"Pumped_Storage\",#REF!*0.5,IF(#REF!=\"CCS\",#REF!*0.85,IF(#REF!=\"OCGT\",#REF!*0,IF(#REF!=\"\",0,#REF!*M$627))))))))","v":{"$error":"#REF!"}},{"$f":"IF(#REF!=\"Interconnector\",#REF!*1,IF(#REF!=\"Wind\",#REF!*0.7,IF(#REF!=\"Marine\",#REF!*0.7,IF(#REF!=\"Nuclear\",#REF!*0.85,IF(#REF!=\"Pumped_Storage\",#REF!*0.5,IF(#REF!=\"CCS\",#REF!*0.85,IF(#REF!=\"OCGT\",#REF!*0,IF(#REF!=\"\",0,#REF!*N$627))))))))","v":{"$error":"#REF!"}},{"$f":"IF(#REF!=\"Interconnector\",#REF!*1,IF(#REF!=\"Wind\",#REF!*0.7,IF(#REF!=\"Marine\",#REF!*0.7,IF(#REF!=\"Nuclear\",#REF!*0.85,IF(#REF!=\"Pumped_Storage\",#REF!*0.5,IF(#REF!=\"CCS\",#REF!*0.85,IF(#REF!=\"OCGT\",#REF!*0,IF(#REF!=\"\",0,#REF!*O$627))))))))","v":{"$error":"#REF!"}}]
[{"$f":"#REF!","v":{"$error":"#REF!"}},{"$f":"#REF!","v":{"$error":"#REF!"}},{"$f":"#REF!","v":{"$error":"#REF!"}},{"$f":"#REF!","v":{"$error":"#REF!"}},{"$f":"IF(#REF!=\"Interconnector\",#REF!*1,IF(#REF!=\"Wind\",#REF!*0.7,IF(#REF!=\"Marine\",#REF!*0.7,IF(#REF!=\"Nuclear\",#REF!*0.85,IF(#REF!=\"Pumped_Storage\",#REF!*0.5,IF(#REF!=\"CCS\",#REF!*0.85,IF(#REF!=\"OCGT\",#REF!*0,IF(#REF!=\"\",0,#REF!*E$627))))))))","v":{"$error":"#REF!"}},{"$f":"IF(#REF!=\"Interconnector\",#REF!*1,IF(#REF!=\"Wind\",#REF!*0.7,IF(#REF!=\"Marine\",#REF!*0.7,IF(#REF!=\"Nuclear\",#REF!*0.85,IF(#REF!=\"Pumped_Storage\",#REF!*0.5,IF(#REF!=\"CCS\",#REF!*0.85,IF(#REF!=\"OCGT\",#REF!*0,IF(#REF!=\"\",0,#REF!*F$627))))))))","v":{"$error":"#REF!"}},{"$f":"IF(#REF!=\"Interconnector\",#REF!*1,IF(#REF!=\"Wind\",#REF!*0.7,IF(#REF!=\"Marine\",#REF!*0.7,IF(#REF!=\"Nuclear\",#REF!*0.85,IF(#REF!=\"Pumped_Storage\",#REF!*0.5,IF(#REF!=\"CCS\",#REF!*0.85,IF(#REF!=\"OCGT\",#REF!*0,IF(#REF!=\"\",0,#REF!*G$627))))))))","v":{"$error":"#REF!"}},{"$f":"IF(#REF!=\"Interconnector\",#REF!*1,IF(#REF!=\"Wind\",#REF!*0.7,IF(#REF!=\"Marine\",#REF!*0.7,IF(#REF!=\"Nuclear\",#REF!*0.85,IF(#REF!=\"Pumped_Storage\",#REF!*0.5,IF(#REF!=\"CCS\",#REF!*0.85,IF(#REF!=\"OCGT\",#REF!*0,IF(#REF!=\"\",0,#REF!*H$627))))))))","v":{"$error":"#REF!"}},{"$f":"IF(#REF!=\"Interconnector\",#REF!*1,IF(#REF!=\"Wind\",#REF!*0.7,IF(#REF!=\"Marine\",#REF!*0.7,IF(#REF!=\"Nuclear\",#REF!*0.85,IF(#REF!=\"Pumped_Storage\",#REF!*0.5,IF(#REF!=\"CCS\",#REF!*0.85,IF(#REF!=\"OCGT\",#REF!*0,IF(#REF!=\"\",0,#REF!*I$627))))))))","v":{"$error":"#REF!"}},{"$f":"IF(#REF!=\"Interconnector\",#REF!*1,IF(#REF!=\"Wind\",#REF!*0.7,IF(#REF!=\"Marine\",#REF!*0.7,IF(#REF!=\"Nuclear\",#REF!*0.85,IF(#REF!=\"Pumped_Storage\",#REF!*0.5,IF(#REF!=\"CCS\",#REF!*0.85,IF(#REF!=\"OCGT\",#REF!*0,IF(#REF!=\"\",0,#REF!*J$627))))))))","v":{"$error":"#REF!"}},{"$f":"IF(#REF!=\"Interconnector\",#REF!*1,IF(#REF!=\"Wind\",#REF!*0.7,IF(#REF!=\"Marine\",#REF!*0.7,IF(#REF!=\"Nuclear\",#REF!*0.85,IF(#REF!=\"Pumped_Storage\",#REF!*0.5,IF(#REF!=\"CCS\",#REF!*0.85,IF(#REF!=\"OCGT\",#REF!*0,IF(#REF!=\"\",0,#REF!*K$627))))))))","v":{"$error":"#REF!"}},{"$f":"IF(#REF!=\"Interconnector\",#REF!*1,IF(#REF!=\"Wind\",#REF!*0.7,IF(#REF!=\"Marine\",#REF!*0.7,IF(#REF!=\"Nuclear\",#REF!*0.85,IF(#REF!=\"Pumped_Storage\",#REF!*0.5,IF(#REF!=\"CCS\",#REF!*0.85,IF(#REF!=\"OCGT\",#REF!*0,IF(#REF!=\"\",0,#REF!*L$627))))))))","v":{"$error":"#REF!"}},{"$f":"IF(#REF!=\"Interconnector\",#REF!*1,IF(#REF!=\"Wind\",#REF!*0.7,IF(#REF!=\"Marine\",#REF!*0.7,IF(#REF!=\"Nuclear\",#REF!*0.85,IF(#REF!=\"Pumped_Storage\",#REF!*0.5,IF(#REF!=\"CCS\",#REF!*0.85,IF(#REF!=\"OCGT\",#REF!*0,IF(#REF!=\"\",0,#REF!*M$627))))))))","v":{"$error":"#REF!"}},{"$f":"IF(#REF!=\"Interconnector\",#REF!*1,IF(#REF!=\"Wind\",#REF!*0.7,IF(#REF!=\"Marine\",#REF!*0.7,IF(#REF!=\"Nuclear\",#REF!*0.85,IF(#REF!=\"Pumped_Storage\",#REF!*0.5,IF(#REF!=\"CCS\",#REF!*0.85,IF(#REF!=\"OCGT\",#REF!*0,IF(#REF!=\"\",0,#REF!*N$627))))))))","v":{"$error":"#REF!"}},{"$f":"IF(#REF!=\"Interconnector\",#REF!*1,IF(#REF!=\"Wind\",#REF!*0.7,IF(#REF!=\"Marine\",#REF!*0.7,IF(#REF!=\"Nuclear\",#REF!*0.85,IF(#REF!=\"Pumped_Storage\",#REF!*0.5,IF(#REF!=\"CCS\",#REF!*0.85,IF(#REF!=\"OCGT\",#REF!*0,IF(#REF!=\"\",0,#REF!*O$627))))))))","v":{"$error":"#REF!"}}]
[{"$f":"#REF!","v":{"$error":"#REF!"}},{"$f":"#REF!","v":{"$error":"#REF!"}},{"$f":"#REF!","v":{"$error":"#REF!"}},{"$f":"#REF!","v":{"$error":"#REF!"}},{"$f":"IF(#REF!=\"Interconnector\",#REF!*1,IF(#REF!=\"Wind\",#REF!*0.7,IF(#REF!=\"Marine\",#REF!*0.7,IF(#REF!=\"Nuclear\",#REF!*0.85,IF(#REF!=\"Pumped_Storage\",#REF!*0.5,IF(#REF!=\"CCS\",#REF!*0.85,IF(#REF!=\"OCGT\",#REF!*0,IF(#REF!=\"\",0,#REF!*E$627))))))))","v":{"$error":"#REF!"}},{"$f":"IF(#REF!=\"Interconnector\",#REF!*1,IF(#REF!=\"Wind\",#REF!*0.7,IF(#REF!=\"Marine\",#REF!*0.7,IF(#REF!=\"Nuclear\",#REF!*0.85,IF(#REF!=\"Pumped_Storage\",#REF!*0.5,IF(#REF!=\"CCS\",#REF!*0.85,IF(#REF!=\"OCGT\",#REF!*0,IF(#REF!=\"\",0,#REF!*F$627))))))))","v":{"$error":"#REF!"}},{"$f":"IF(#REF!=\"Interconnector\",#REF!*1,IF(#REF!=\"Wind\",#REF!*0.7,IF(#REF!=\"Marine\",#REF!*0.7,IF(#REF!=\"Nuclear\",#REF!*0.85,IF(#REF!=\"Pumped_Storage\",#REF!*0.5,IF(#REF!=\"CCS\",#REF!*0.85,IF(#REF!=\"OCGT\",#REF!*0,IF(#REF!=\"\",0,#REF!*G$627))))))))","v":{"$error":"#REF!"}},{"$f":"IF(#REF!=\"Interconnector\",#REF!*1,IF(#REF!=\"Wind\",#REF!*0.7,IF(#REF!=\"Marine\",#REF!*0.7,IF(#REF!=\"Nuclear\",#REF!*0.85,IF(#REF!=\"Pumped_Storage\",#REF!*0.5,IF(#REF!=\"CCS\",#REF!*0.85,IF(#REF!=\"OCGT\",#REF!*0,IF(#REF!=\"\",0,#REF!*H$627))))))))","v":{"$error":"#REF!"}},{"$f":"IF(#REF!=\"Interconnector\",#REF!*1,IF(#REF!=\"Wind\",#REF!*0.7,IF(#REF!=\"Marine\",#REF!*0.7,IF(#REF!=\"Nuclear\",#REF!*0.85,IF(#REF!=\"Pumped_Storage\",#REF!*0.5,IF(#REF!=\"CCS\",#REF!*0.85,IF(#REF!=\"OCGT\",#REF!*0,IF(#REF!=\"\",0,#REF!*I$627))))))))","v":{"$error":"#REF!"}},{"$f":"IF(#REF!=\"Interconnector\",#REF!*1,IF(#REF!=\"Wind\",#REF!*0.7,IF(#REF!=\"Marine\",#REF!*0.7,IF(#REF!=\"Nuclear\",#REF!*0.85,IF(#REF!=\"Pumped_Storage\",#REF!*0.5,IF(#REF!=\"CCS\",#REF!*0.85,IF(#REF!=\"OCGT\",#REF!*0,IF(#REF!=\"\",0,#REF!*J$627))))))))","v":{"$error":"#REF!"}},{"$f":"IF(#REF!=\"Interconnector\",#REF!*1,IF(#REF!=\"Wind\",#REF!*0.7,IF(#REF!=\"Marine\",#REF!*0.7,IF(#REF!=\"Nuclear\",#REF!*0.85,IF(#REF!=\"Pumped_Storage\",#REF!*0.5,IF(#REF!=\"CCS\",#REF!*0.85,IF(#REF!=\"OCGT\",#REF!*0,IF(#REF!=\"\",0,#REF!*K$627))))))))","v":{"$error":"#REF!"}},{"$f":"IF(#REF!=\"Interconnector\",#REF!*1,IF(#REF!=\"Wind\",#REF!*0.7,IF(#REF!=\"Marine\",#REF!*0.7,IF(#REF!=\"Nuclear\",#REF!*0.85,IF(#REF!=\"Pumped_Storage\",#REF!*0.5,IF(#REF!=\"CCS\",#REF!*0.85,IF(#REF!=\"OCGT\",#REF!*0,IF(#REF!=\"\",0,#REF!*L$627))))))))","v":{"$error":"#REF!"}},{"$f":"IF(#REF!=\"Interconnector\",#REF!*1,IF(#REF!=\"Wind\",#REF!*0.7,IF(#REF!=\"Marine\",#REF!*0.7,IF(#REF!=\"Nuclear\",#REF!*0.85,IF(#REF!=\"Pumped_Storage\",#REF!*0.5,IF(#REF!=\"CCS\",#REF!*0.85,IF(#REF!=\"OCGT\",#REF!*0,IF(#REF!=\"\",0,#REF!*M$627))))))))","v":{"$error":"#REF!"}},{"$f":"IF(#REF!=\"Interconnector\",#REF!*1,IF(#REF!=\"Wind\",#REF!*0.7,IF(#REF!=\"Marine\",#REF!*0.7,IF(#REF!=\"Nuclear\",#REF!*0.85,IF(#REF!=\"Pumped_Storage\",#REF!*0.5,IF(#REF!=\"CCS\",#REF!*0.85,IF(#REF!=\"OCGT\",#REF!*0,IF(#REF!=\"\",0,#REF!*N$627))))))))","v":{"$error":"#REF!"}},{"$f":"IF(#REF!=\"Interconnector\",#REF!*1,IF(#REF!=\"Wind\",#REF!*0.7,IF(#REF!=\"Marine\",#REF!*0.7,IF(#REF!=\"Nuclear\",#REF!*0.85,IF(#REF!=\"Pumped_Storage\",#REF!*0.5,IF(#REF!=\"CCS\",#REF!*0.85,IF(#REF!=\"OCGT\",#REF!*0,IF(#REF!=\"\",0,#REF!*O$627))))))))","v":{"$error":"#REF!"}}]
[{"$f":"#REF!","v":{"$error":"#REF!"}},{"$f":"#REF!","v":{"$error":"#REF!"}},{"$f":"#REF!","v":{"$error":"#REF!"}},{"$f":"#REF!","v":{"$error":"#REF!"}},{"$f":"IF(#REF!=\"Interconnector\",#REF!*1,IF(#REF!=\"Wind\",#REF!*0.7,IF(#REF!=\"Marine\",#REF!*0.7,IF(#REF!=\"Nuclear\",#REF!*0.85,IF(#REF!=\"Pumped_Storage\",#REF!*0.5,IF(#REF!=\"CCS\",#REF!*0.85,IF(#REF!=\"OCGT\",#REF!*0,IF(#REF!=\"\",0,#REF!*E$627))))))))","v":{"$error":"#REF!"}},{"$f":"IF(#REF!=\"Interconnector\",#REF!*1,IF(#REF!=\"Wind\",#REF!*0.7,IF(#REF!=\"Marine\",#REF!*0.7,IF(#REF!=\"Nuclear\",#REF!*0.85,IF(#REF!=\"Pumped_Storage\",#REF!*0.5,IF(#REF!=\"CCS\",#REF!*0.85,IF(#REF!=\"OCGT\",#REF!*0,IF(#REF!=\"\",0,#REF!*F$627))))))))","v":{"$error":"#REF!"}},{"$f":"IF(#REF!=\"Interconnector\",#REF!*1,IF(#REF!=\"Wind\",#REF!*0.7,IF(#REF!=\"Marine\",#REF!*0.7,IF(#REF!=\"Nuclear\",#REF!*0.85,IF(#REF!=\"Pumped_Storage\",#REF!*0.5,IF(#REF!=\"CCS\",#REF!*0.85,IF(#REF!=\"OCGT\",#REF!*0,IF(#REF!=\"\",0,#REF!*G$627))))))))","v":{"$error":"#REF!"}},{"$f":"IF(#REF!=\"Interconnector\",#REF!*1,IF(#REF!=\"Wind\",#REF!*0.7,IF(#REF!=\"Marine\",#REF!*0.7,IF(#REF!=\"Nuclear\",#REF!*0.85,IF(#REF!=\"Pumped_Storage\",#REF!*0.5,IF(#REF!=\"CCS\",#REF!*0.85,IF(#REF!=\"OCGT\",#REF!*0,IF(#REF!=\"\",0,#REF!*H$627))))))))","v":{"$error":"#REF!"}},{"$f":"IF(#REF!=\"Interconnector\",#REF!*1,IF(#REF!=\"Wind\",#REF!*0.7,IF(#REF!=\"Marine\",#REF!*0.7,IF(#REF!=\"Nuclear\",#REF!*0.85,IF(#REF!=\"Pumped_Storage\",#REF!*0.5,IF(#REF!=\"CCS\",#REF!*0.85,IF(#REF!=\"OCGT\",#REF!*0,IF(#REF!=\"\",0,#REF!*I$627))))))))","v":{"$error":"#REF!"}},{"$f":"IF(#REF!=\"Interconnector\",#REF!*1,IF(#REF!=\"Wind\",#REF!*0.7,IF(#REF!=\"Marine\",#REF!*0.7,IF(#REF!=\"Nuclear\",#REF!*0.85,IF(#REF!=\"Pumped_Storage\",#REF!*0.5,IF(#REF!=\"CCS\",#REF!*0.85,IF(#REF!=\"OCGT\",#REF!*0,IF(#REF!=\"\",0,#REF!*J$627))))))))","v":{"$error":"#REF!"}},{"$f":"IF(#REF!=\"Interconnector\",#REF!*1,IF(#REF!=\"Wind\",#REF!*0.7,IF(#REF!=\"Marine\",#REF!*0.7,IF(#REF!=\"Nuclear\",#REF!*0.85,IF(#REF!=\"Pumped_Storage\",#REF!*0.5,IF(#REF!=\"CCS\",#REF!*0.85,IF(#REF!=\"OCGT\",#REF!*0,IF(#REF!=\"\",0,#REF!*K$627))))))))","v":{"$error":"#REF!"}},{"$f":"IF(#REF!=\"Interconnector\",#REF!*1,IF(#REF!=\"Wind\",#REF!*0.7,IF(#REF!=\"Marine\",#REF!*0.7,IF(#REF!=\"Nuclear\",#REF!*0.85,IF(#REF!=\"Pumped_Storage\",#REF!*0.5,IF(#REF!=\"CCS\",#REF!*0.85,IF(#REF!=\"OCGT\",#REF!*0,IF(#REF!=\"\",0,#REF!*L$627))))))))","v":{"$error":"#REF!"}},{"$f":"IF(#REF!=\"Interconnector\",#REF!*1,IF(#REF!=\"Wind\",#REF!*0.7,IF(#REF!=\"Marine\",#REF!*0.7,IF(#REF!=\"Nuclear\",#REF!*0.85,IF(#REF!=\"Pumped_Storage\",#REF!*0.5,IF(#REF!=\"CCS\",#REF!*0.85,IF(#REF!=\"OCGT\",#REF!*0,IF(#REF!=\"\",0,#REF!*M$627))))))))","v":{"$error":"#REF!"}},{"$f":"IF(#REF!=\"Interconnector\",#REF!*1,IF(#REF!=\"Wind\",#REF!*0.7,IF(#REF!=\"Marine\",#REF!*0.7,IF(#REF!=\"Nuclear\",#REF!*0.85,IF(#REF!=\"Pumped_Storage\",#REF!*0.5,IF(#REF!=\"CCS\",#REF!*0.85,IF(#REF!=\"OCGT\",#REF!*0,IF(#REF!=\"\",0,#REF!*N$627))))))))","v":{"$error":"#REF!"}},{"$f":"IF(#REF!=\"Interconnector\",#REF!*1,IF(#REF!=\"Wind\",#REF!*0.7,IF(#REF!=\"Marine\",#REF!*0.7,IF(#REF!=\"Nuclear\",#REF!*0.85,IF(#REF!=\"Pumped_Storage\",#REF!*0.5,IF(#REF!=\"CCS\",#REF!*0.85,IF(#REF!=\"OCGT\",#REF!*0,IF(#REF!=\"\",0,#REF!*O$627))))))))","v":{"$error":"#REF!"}}]
[{"$f":"#REF!","v":{"$error":"#REF!"}},{"$f":"#REF!","v":{"$error":"#REF!"}},{"$f":"#REF!","v":{"$error":"#REF!"}},{"$f":"#REF!","v":{"$error":"#REF!"}},{"$f":"IF(#REF!=\"Interconnector\",#REF!*1,IF(#REF!=\"Wind\",#REF!*0.7,IF(#REF!=\"Marine\",#REF!*0.7,IF(#REF!=\"Nuclear\",#REF!*0.85,IF(#REF!=\"Pumped_Storage\",#REF!*0.5,IF(#REF!=\"CCS\",#REF!*0.85,IF(#REF!=\"OCGT\",#REF!*0,IF(#REF!=\"\",0,#REF!*E$627))))))))","v":{"$error":"#REF!"}},{"$f":"IF(#REF!=\"Interconnector\",#REF!*1,IF(#REF!=\"Wind\",#REF!*0.7,IF(#REF!=\"Marine\",#REF!*0.7,IF(#REF!=\"Nuclear\",#REF!*0.85,IF(#REF!=\"Pumped_Storage\",#REF!*0.5,IF(#REF!=\"CCS\",#REF!*0.85,IF(#REF!=\"OCGT\",#REF!*0,IF(#REF!=\"\",0,#REF!*F$627))))))))","v":{"$error":"#REF!"}},{"$f":"IF(#REF!=\"Interconnector\",#REF!*1,IF(#REF!=\"Wind\",#REF!*0.7,IF(#REF!=\"Marine\",#REF!*0.7,IF(#REF!=\"Nuclear\",#REF!*0.85,IF(#REF!=\"Pumped_Storage\",#REF!*0.5,IF(#REF!=\"CCS\",#REF!*0.85,IF(#REF!=\"OCGT\",#REF!*0,IF(#REF!=\"\",0,#REF!*G$627))))))))","v":{"$error":"#REF!"}},{"$f":"IF(#REF!=\"Interconnector\",#REF!*1,IF(#REF!=\"Wind\",#REF!*0.7,IF(#REF!=\"Marine\",#REF!*0.7,IF(#REF!=\"Nuclear\",#REF!*0.85,IF(#REF!=\"Pumped_Storage\",#REF!*0.5,IF(#REF!=\"CCS\",#REF!*0.85,IF(#REF!=\"OCGT\",#REF!*0,IF(#REF!=\"\",0,#REF!*H$627))))))))","v":{"$error":"#REF!"}},{"$f":"IF(#REF!=\"Interconnector\",#REF!*1,IF(#REF!=\"Wind\",#REF!*0.7,IF(#REF!=\"Marine\",#REF!*0.7,IF(#REF!=\"Nuclear\",#REF!*0.85,IF(#REF!=\"Pumped_Storage\",#REF!*0.5,IF(#REF!=\"CCS\",#REF!*0.85,IF(#REF!=\"OCGT\",#REF!*0,IF(#REF!=\"\",0,#REF!*I$627))))))))","v":{"$error":"#REF!"}},{"$f":"IF(#REF!=\"Interconnector\",#REF!*1,IF(#REF!=\"Wind\",#REF!*0.7,IF(#REF!=\"Marine\",#REF!*0.7,IF(#REF!=\"Nuclear\",#REF!*0.85,IF(#REF!=\"Pumped_Storage\",#REF!*0.5,IF(#REF!=\"CCS\",#REF!*0.85,IF(#REF!=\"OCGT\",#REF!*0,IF(#REF!=\"\",0,#REF!*J$627))))))))","v":{"$error":"#REF!"}},{"$f":"IF(#REF!=\"Interconnector\",#REF!*1,IF(#REF!=\"Wind\",#REF!*0.7,IF(#REF!=\"Marine\",#REF!*0.7,IF(#REF!=\"Nuclear\",#REF!*0.85,IF(#REF!=\"Pumped_Storage\",#REF!*0.5,IF(#REF!=\"CCS\",#REF!*0.85,IF(#REF!=\"OCGT\",#REF!*0,IF(#REF!=\"\",0,#REF!*K$627))))))))","v":{"$error":"#REF!"}},{"$f":"IF(#REF!=\"Interconnector\",#REF!*1,IF(#REF!=\"Wind\",#REF!*0.7,IF(#REF!=\"Marine\",#REF!*0.7,IF(#REF!=\"Nuclear\",#REF!*0.85,IF(#REF!=\"Pumped_Storage\",#REF!*0.5,IF(#REF!=\"CCS\",#REF!*0.85,IF(#REF!=\"OCGT\",#REF!*0,IF(#REF!=\"\",0,#REF!*L$627))))))))","v":{"$error":"#REF!"}},{"$f":"IF(#REF!=\"Interconnector\",#REF!*1,IF(#REF!=\"Wind\",#REF!*0.7,IF(#REF!=\"Marine\",#REF!*0.7,IF(#REF!=\"Nuclear\",#REF!*0.85,IF(#REF!=\"Pumped_Storage\",#REF!*0.5,IF(#REF!=\"CCS\",#REF!*0.85,IF(#REF!=\"OCGT\",#REF!*0,IF(#REF!=\"\",0,#REF!*M$627))))))))","v":{"$error":"#REF!"}},{"$f":"IF(#REF!=\"Interconnector\",#REF!*1,IF(#REF!=\"Wind\",#REF!*0.7,IF(#REF!=\"Marine\",#REF!*0.7,IF(#REF!=\"Nuclear\",#REF!*0.85,IF(#REF!=\"Pumped_Storage\",#REF!*0.5,IF(#REF!=\"CCS\",#REF!*0.85,IF(#REF!=\"OCGT\",#REF!*0,IF(#REF!=\"\",0,#REF!*N$627))))))))","v":{"$error":"#REF!"}},{"$f":"IF(#REF!=\"Interconnector\",#REF!*1,IF(#REF!=\"Wind\",#REF!*0.7,IF(#REF!=\"Marine\",#REF!*0.7,IF(#REF!=\"Nuclear\",#REF!*0.85,IF(#REF!=\"Pumped_Storage\",#REF!*0.5,IF(#REF!=\"CCS\",#REF!*0.85,IF(#REF!=\"OCGT\",#REF!*0,IF(#REF!=\"\",0,#REF!*O$627))))))))","v":{"$error":"#REF!"}}]
[{"$f":"#REF!","v":{"$error":"#REF!"}},{"$f":"#REF!","v":{"$error":"#REF!"}},{"$f":"#REF!","v":{"$error":"#REF!"}},{"$f":"#REF!","v":{"$error":"#REF!"}},{"$f":"IF(#REF!=\"Interconnector\",#REF!*1,IF(#REF!=\"Wind\",#REF!*0.7,IF(#REF!=\"Marine\",#REF!*0.7,IF(#REF!=\"Nuclear\",#REF!*0.85,IF(#REF!=\"Pumped_Storage\",#REF!*0.5,IF(#REF!=\"CCS\",#REF!*0.85,IF(#REF!=\"OCGT\",#REF!*0,IF(#REF!=\"\",0,#REF!*E$627))))))))","v":{"$error":"#REF!"}},{"$f":"IF(#REF!=\"Interconnector\",#REF!*1,IF(#REF!=\"Wind\",#REF!*0.7,IF(#REF!=\"Marine\",#REF!*0.7,IF(#REF!=\"Nuclear\",#REF!*0.85,IF(#REF!=\"Pumped_Storage\",#REF!*0.5,IF(#REF!=\"CCS\",#REF!*0.85,IF(#REF!=\"OCGT\",#REF!*0,IF(#REF!=\"\",0,#REF!*F$627))))))))","v":{"$error":"#REF!"}},{"$f":"IF(#REF!=\"Interconnector\",#REF!*1,IF(#REF!=\"Wind\",#REF!*0.7,IF(#REF!=\"Marine\",#REF!*0.7,IF(#REF!=\"Nuclear\",#REF!*0.85,IF(#REF!=\"Pumped_Storage\",#REF!*0.5,IF(#REF!=\"CCS\",#REF!*0.85,IF(#REF!=\"OCGT\",#REF!*0,IF(#REF!=\"\",0,#REF!*G$627))))))))","v":{"$error":"#REF!"}},{"$f":"IF(#REF!=\"Interconnector\",#REF!*1,IF(#REF!=\"Wind\",#REF!*0.7,IF(#REF!=\"Marine\",#REF!*0.7,IF(#REF!=\"Nuclear\",#REF!*0.85,IF(#REF!=\"Pumped_Storage\",#REF!*0.5,IF(#REF!=\"CCS\",#REF!*0.85,IF(#REF!=\"OCGT\",#REF!*0,IF(#REF!=\"\",0,#REF!*H$627))))))))","v":{"$error":"#REF!"}},{"$f":"IF(#REF!=\"Interconnector\",#REF!*1,IF(#REF!=\"Wind\",#REF!*0.7,IF(#REF!=\"Marine\",#REF!*0.7,IF(#REF!=\"Nuclear\",#REF!*0.85,IF(#REF!=\"Pumped_Storage\",#REF!*0.5,IF(#REF!=\"CCS\",#REF!*0.85,IF(#REF!=\"OCGT\",#REF!*0,IF(#REF!=\"\",0,#REF!*I$627))))))))","v":{"$error":"#REF!"}},{"$f":"IF(#REF!=\"Interconnector\",#REF!*1,IF(#REF!=\"Wind\",#REF!*0.7,IF(#REF!=\"Marine\",#REF!*0.7,IF(#REF!=\"Nuclear\",#REF!*0.85,IF(#REF!=\"Pumped_Storage\",#REF!*0.5,IF(#REF!=\"CCS\",#REF!*0.85,IF(#REF!=\"OCGT\",#REF!*0,IF(#REF!=\"\",0,#REF!*J$627))))))))","v":{"$error":"#REF!"}},{"$f":"IF(#REF!=\"Interconnector\",#REF!*1,IF(#REF!=\"Wind\",#REF!*0.7,IF(#REF!=\"Marine\",#REF!*0.7,IF(#REF!=\"Nuclear\",#REF!*0.85,IF(#REF!=\"Pumped_Storage\",#REF!*0.5,IF(#REF!=\"CCS\",#REF!*0.85,IF(#REF!=\"OCGT\",#REF!*0,IF(#REF!=\"\",0,#REF!*K$627))))))))","v":{"$error":"#REF!"}},{"$f":"IF(#REF!=\"Interconnector\",#REF!*1,IF(#REF!=\"Wind\",#REF!*0.7,IF(#REF!=\"Marine\",#REF!*0.7,IF(#REF!=\"Nuclear\",#REF!*0.85,IF(#REF!=\"Pumped_Storage\",#REF!*0.5,IF(#REF!=\"CCS\",#REF!*0.85,IF(#REF!=\"OCGT\",#REF!*0,IF(#REF!=\"\",0,#REF!*L$627))))))))","v":{"$error":"#REF!"}},{"$f":"IF(#REF!=\"Interconnector\",#REF!*1,IF(#REF!=\"Wind\",#REF!*0.7,IF(#REF!=\"Marine\",#REF!*0.7,IF(#REF!=\"Nuclear\",#REF!*0.85,IF(#REF!=\"Pumped_Storage\",#REF!*0.5,IF(#REF!=\"CCS\",#REF!*0.85,IF(#REF!=\"OCGT\",#REF!*0,IF(#REF!=\"\",0,#REF!*M$627))))))))","v":{"$error":"#REF!"}},{"$f":"IF(#REF!=\"Interconnector\",#REF!*1,IF(#REF!=\"Wind\",#REF!*0.7,IF(#REF!=\"Marine\",#REF!*0.7,IF(#REF!=\"Nuclear\",#REF!*0.85,IF(#REF!=\"Pumped_Storage\",#REF!*0.5,IF(#REF!=\"CCS\",#REF!*0.85,IF(#REF!=\"OCGT\",#REF!*0,IF(#REF!=\"\",0,#REF!*N$627))))))))","v":{"$error":"#REF!"}},{"$f":"IF(#REF!=\"Interconnector\",#REF!*1,IF(#REF!=\"Wind\",#REF!*0.7,IF(#REF!=\"Marine\",#REF!*0.7,IF(#REF!=\"Nuclear\",#REF!*0.85,IF(#REF!=\"Pumped_Storage\",#REF!*0.5,IF(#REF!=\"CCS\",#REF!*0.85,IF(#REF!=\"OCGT\",#REF!*0,IF(#REF!=\"\",0,#REF!*O$627))))))))","v":{"$error":"#REF!"}}]
[{"$f":"#REF!","v":{"$error":"#REF!"}},{"$f":"#REF!","v":{"$error":"#REF!"}},{"$f":"#REF!","v":{"$error":"#REF!"}},{"$f":"#REF!","v":{"$error":"#REF!"}},{"$f":"IF(#REF!=\"Interconnector\",#REF!*1,IF(#REF!=\"Wind\",#REF!*0.7,IF(#REF!=\"Marine\",#REF!*0.7,IF(#REF!=\"Nuclear\",#REF!*0.85,IF(#REF!=\"Pumped_Storage\",#REF!*0.5,IF(#REF!=\"CCS\",#REF!*0.85,IF(#REF!=\"OCGT\",#REF!*0,IF(#REF!=\"\",0,#REF!*E$627))))))))","v":{"$error":"#REF!"}},{"$f":"IF(#REF!=\"Interconnector\",#REF!*1,IF(#REF!=\"Wind\",#REF!*0.7,IF(#REF!=\"Marine\",#REF!*0.7,IF(#REF!=\"Nuclear\",#REF!*0.85,IF(#REF!=\"Pumped_Storage\",#REF!*0.5,IF(#REF!=\"CCS\",#REF!*0.85,IF(#REF!=\"OCGT\",#REF!*0,IF(#REF!=\"\",0,#REF!*F$627))))))))","v":{"$error":"#REF!"}},{"$f":"IF(#REF!=\"Interconnector\",#REF!*1,IF(#REF!=\"Wind\",#REF!*0.7,IF(#REF!=\"Marine\",#REF!*0.7,IF(#REF!=\"Nuclear\",#REF!*0.85,IF(#REF!=\"Pumped_Storage\",#REF!*0.5,IF(#REF!=\"CCS\",#REF!*0.85,IF(#REF!=\"OCGT\",#REF!*0,IF(#REF!=\"\",0,#REF!*G$627))))))))","v":{"$error":"#REF!"}},{"$f":"IF(#REF!=\"Interconnector\",#REF!*1,IF(#REF!=\"Wind\",#REF!*0.7,IF(#REF!=\"Marine\",#REF!*0.7,IF(#REF!=\"Nuclear\",#REF!*0.85,IF(#REF!=\"Pumped_Storage\",#REF!*0.5,IF(#REF!=\"CCS\",#REF!*0.85,IF(#REF!=\"OCGT\",#REF!*0,IF(#REF!=\"\",0,#REF!*H$627))))))))","v":{"$error":"#REF!"}},{"$f":"IF(#REF!=\"Interconnector\",#REF!*1,IF(#REF!=\"Wind\",#REF!*0.7,IF(#REF!=\"Marine\",#REF!*0.7,IF(#REF!=\"Nuclear\",#REF!*0.85,IF(#REF!=\"Pumped_Storage\",#REF!*0.5,IF(#REF!=\"CCS\",#REF!*0.85,IF(#REF!=\"OCGT\",#REF!*0,IF(#REF!=\"\",0,#REF!*I$627))))))))","v":{"$error":"#REF!"}},{"$f":"IF(#REF!=\"Interconnector\",#REF!*1,IF(#REF!=\"Wind\",#REF!*0.7,IF(#REF!=\"Marine\",#REF!*0.7,IF(#REF!=\"Nuclear\",#REF!*0.85,IF(#REF!=\"Pumped_Storage\",#REF!*0.5,IF(#REF!=\"CCS\",#REF!*0.85,IF(#REF!=\"OCGT\",#REF!*0,IF(#REF!=\"\",0,#REF!*J$627))))))))","v":{"$error":"#REF!"}},{"$f":"IF(#REF!=\"Interconnector\",#REF!*1,IF(#REF!=\"Wind\",#REF!*0.7,IF(#REF!=\"Marine\",#REF!*0.7,IF(#REF!=\"Nuclear\",#REF!*0.85,IF(#REF!=\"Pumped_Storage\",#REF!*0.5,IF(#REF!=\"CCS\",#REF!*0.85,IF(#REF!=\"OCGT\",#REF!*0,IF(#REF!=\"\",0,#REF!*K$627))))))))","v":{"$error":"#REF!"}},{"$f":"IF(#REF!=\"Interconnector\",#REF!*1,IF(#REF!=\"Wind\",#REF!*0.7,IF(#REF!=\"Marine\",#REF!*0.7,IF(#REF!=\"Nuclear\",#REF!*0.85,IF(#REF!=\"Pumped_Storage\",#REF!*0.5,IF(#REF!=\"CCS\",#REF!*0.85,IF(#REF!=\"OCGT\",#REF!*0,IF(#REF!=\"\",0,#REF!*L$627))))))))","v":{"$error":"#REF!"}},{"$f":"IF(#REF!=\"Interconnector\",#REF!*1,IF(#REF!=\"Wind\",#REF!*0.7,IF(#REF!=\"Marine\",#REF!*0.7,IF(#REF!=\"Nuclear\",#REF!*0.85,IF(#REF!=\"Pumped_Storage\",#REF!*0.5,IF(#REF!=\"CCS\",#REF!*0.85,IF(#REF!=\"OCGT\",#REF!*0,IF(#REF!=\"\",0,#REF!*M$627))))))))","v":{"$error":"#REF!"}},{"$f":"IF(#REF!=\"Interconnector\",#REF!*1,IF(#REF!=\"Wind\",#REF!*0.7,IF(#REF!=\"Marine\",#REF!*0.7,IF(#REF!=\"Nuclear\",#REF!*0.85,IF(#REF!=\"Pumped_Storage\",#REF!*0.5,IF(#REF!=\"CCS\",#REF!*0.85,IF(#REF!=\"OCGT\",#REF!*0,IF(#REF!=\"\",0,#REF!*N$627))))))))","v":{"$error":"#REF!"}},{"$f":"IF(#REF!=\"Interconnector\",#REF!*1,IF(#REF!=\"Wind\",#REF!*0.7,IF(#REF!=\"Marine\",#REF!*0.7,IF(#REF!=\"Nuclear\",#REF!*0.85,IF(#REF!=\"Pumped_Storage\",#REF!*0.5,IF(#REF!=\"CCS\",#REF!*0.85,IF(#REF!=\"OCGT\",#REF!*0,IF(#REF!=\"\",0,#REF!*O$627))))))))","v":{"$error":"#REF!"}}]
[{"$f":"#REF!","v":{"$error":"#REF!"}},{"$f":"#REF!","v":{"$error":"#REF!"}},{"$f":"#REF!","v":{"$error":"#REF!"}},{"$f":"#REF!","v":{"$error":"#REF!"}},{"$f":"IF(#REF!=\"Interconnector\",#REF!*1,IF(#REF!=\"Wind\",#REF!*0.7,IF(#REF!=\"Marine\",#REF!*0.7,IF(#REF!=\"Nuclear\",#REF!*0.85,IF(#REF!=\"Pumped_Storage\",#REF!*0.5,IF(#REF!=\"CCS\",#REF!*0.85,IF(#REF!=\"OCGT\",#REF!*0,IF(#REF!=\"\",0,#REF!*E$627))))))))","v":{"$error":"#REF!"}},{"$f":"IF(#REF!=\"Interconnector\",#REF!*1,IF(#REF!=\"Wind\",#REF!*0.7,IF(#REF!=\"Marine\",#REF!*0.7,IF(#REF!=\"Nuclear\",#REF!*0.85,IF(#REF!=\"Pumped_Storage\",#REF!*0.5,IF(#REF!=\"CCS\",#REF!*0.85,IF(#REF!=\"OCGT\",#REF!*0,IF(#REF!=\"\",0,#REF!*F$627))))))))","v":{"$error":"#REF!"}},{"$f":"IF(#REF!=\"Interconnector\",#REF!*1,IF(#REF!=\"Wind\",#REF!*0.7,IF(#REF!=\"Marine\",#REF!*0.7,IF(#REF!=\"Nuclear\",#REF!*0.85,IF(#REF!=\"Pumped_Storage\",#REF!*0.5,IF(#REF!=\"CCS\",#REF!*0.85,IF(#REF!=\"OCGT\",#REF!*0,IF(#REF!=\"\",0,#REF!*G$627))))))))","v":{"$error":"#REF!"}},{"$f":"IF(#REF!=\"Interconnector\",#REF!*1,IF(#REF!=\"Wind\",#REF!*0.7,IF(#REF!=\"Marine\",#REF!*0.7,IF(#REF!=\"Nuclear\",#REF!*0.85,IF(#REF!=\"Pumped_Storage\",#REF!*0.5,IF(#REF!=\"CCS\",#REF!*0.85,IF(#REF!=\"OCGT\",#REF!*0,IF(#REF!=\"\",0,#REF!*H$627))))))))","v":{"$error":"#REF!"}},{"$f":"IF(#REF!=\"Interconnector\",#REF!*1,IF(#REF!=\"Wind\",#REF!*0.7,IF(#REF!=\"Marine\",#REF!*0.7,IF(#REF!=\"Nuclear\",#REF!*0.85,IF(#REF!=\"Pumped_Storage\",#REF!*0.5,IF(#REF!=\"CCS\",#REF!*0.85,IF(#REF!=\"OCGT\",#REF!*0,IF(#REF!=\"\",0,#REF!*I$627))))))))","v":{"$error":"#REF!"}},{"$f":"IF(#REF!=\"Interconnector\",#REF!*1,IF(#REF!=\"Wind\",#REF!*0.7,IF(#REF!=\"Marine\",#REF!*0.7,IF(#REF!=\"Nuclear\",#REF!*0.85,IF(#REF!=\"Pumped_Storage\",#REF!*0.5,IF(#REF!=\"CCS\",#REF!*0.85,IF(#REF!=\"OCGT\",#REF!*0,IF(#REF!=\"\",0,#REF!*J$627))))))))","v":{"$error":"#REF!"}},{"$f":"IF(#REF!=\"Interconnector\",#REF!*1,IF(#REF!=\"Wind\",#REF!*0.7,IF(#REF!=\"Marine\",#REF!*0.7,IF(#REF!=\"Nuclear\",#REF!*0.85,IF(#REF!=\"Pumped_Storage\",#REF!*0.5,IF(#REF!=\"CCS\",#REF!*0.85,IF(#REF!=\"OCGT\",#REF!*0,IF(#REF!=\"\",0,#REF!*K$627))))))))","v":{"$error":"#REF!"}},{"$f":"IF(#REF!=\"Interconnector\",#REF!*1,IF(#REF!=\"Wind\",#REF!*0.7,IF(#REF!=\"Marine\",#REF!*0.7,IF(#REF!=\"Nuclear\",#REF!*0.85,IF(#REF!=\"Pumped_Storage\",#REF!*0.5,IF(#REF!=\"CCS\",#REF!*0.85,IF(#REF!=\"OCGT\",#REF!*0,IF(#REF!=\"\",0,#REF!*L$627))))))))","v":{"$error":"#REF!"}},{"$f":"IF(#REF!=\"Interconnector\",#REF!*1,IF(#REF!=\"Wind\",#REF!*0.7,IF(#REF!=\"Marine\",#REF!*0.7,IF(#REF!=\"Nuclear\",#REF!*0.85,IF(#REF!=\"Pumped_Storage\",#REF!*0.5,IF(#REF!=\"CCS\",#REF!*0.85,IF(#REF!=\"OCGT\",#REF!*0,IF(#REF!=\"\",0,#REF!*M$627))))))))","v":{"$error":"#REF!"}},{"$f":"IF(#REF!=\"Interconnector\",#REF!*1,IF(#REF!=\"Wind\",#REF!*0.7,IF(#REF!=\"Marine\",#REF!*0.7,IF(#REF!=\"Nuclear\",#REF!*0.85,IF(#REF!=\"Pumped_Storage\",#REF!*0.5,IF(#REF!=\"CCS\",#REF!*0.85,IF(#REF!=\"OCGT\",#REF!*0,IF(#REF!=\"\",0,#REF!*N$627))))))))","v":{"$error":"#REF!"}},{"$f":"IF(#REF!=\"Interconnector\",#REF!*1,IF(#REF!=\"Wind\",#REF!*0.7,IF(#REF!=\"Marine\",#REF!*0.7,IF(#REF!=\"Nuclear\",#REF!*0.85,IF(#REF!=\"Pumped_Storage\",#REF!*0.5,IF(#REF!=\"CCS\",#REF!*0.85,IF(#REF!=\"OCGT\",#REF!*0,IF(#REF!=\"\",0,#REF!*O$627))))))))","v":{"$error":"#REF!"}}]
[{"$f":"#REF!","v":{"$error":"#REF!"}},{"$f":"#REF!","v":{"$error":"#REF!"}},{"$f":"#REF!","v":{"$error":"#REF!"}},{"$f":"#REF!","v":{"$error":"#REF!"}},{"$f":"IF(#REF!=\"Interconnector\",#REF!*1,IF(#REF!=\"Wind\",#REF!*0.7,IF(#REF!=\"Marine\",#REF!*0.7,IF(#REF!=\"Nuclear\",#REF!*0.85,IF(#REF!=\"Pumped_Storage\",#REF!*0.5,IF(#REF!=\"CCS\",#REF!*0.85,IF(#REF!=\"OCGT\",#REF!*0,IF(#REF!=\"\",0,#REF!*E$627))))))))","v":{"$error":"#REF!"}},{"$f":"IF(#REF!=\"Interconnector\",#REF!*1,IF(#REF!=\"Wind\",#REF!*0.7,IF(#REF!=\"Marine\",#REF!*0.7,IF(#REF!=\"Nuclear\",#REF!*0.85,IF(#REF!=\"Pumped_Storage\",#REF!*0.5,IF(#REF!=\"CCS\",#REF!*0.85,IF(#REF!=\"OCGT\",#REF!*0,IF(#REF!=\"\",0,#REF!*F$627))))))))","v":{"$error":"#REF!"}},{"$f":"IF(#REF!=\"Interconnector\",#REF!*1,IF(#REF!=\"Wind\",#REF!*0.7,IF(#REF!=\"Marine\",#REF!*0.7,IF(#REF!=\"Nuclear\",#REF!*0.85,IF(#REF!=\"Pumped_Storage\",#REF!*0.5,IF(#REF!=\"CCS\",#REF!*0.85,IF(#REF!=\"OCGT\",#REF!*0,IF(#REF!=\"\",0,#REF!*G$627))))))))","v":{"$error":"#REF!"}},{"$f":"IF(#REF!=\"Interconnector\",#REF!*1,IF(#REF!=\"Wind\",#REF!*0.7,IF(#REF!=\"Marine\",#REF!*0.7,IF(#REF!=\"Nuclear\",#REF!*0.85,IF(#REF!=\"Pumped_Storage\",#REF!*0.5,IF(#REF!=\"CCS\",#REF!*0.85,IF(#REF!=\"OCGT\",#REF!*0,IF(#REF!=\"\",0,#REF!*H$627))))))))","v":{"$error":"#REF!"}},{"$f":"IF(#REF!=\"Interconnector\",#REF!*1,IF(#REF!=\"Wind\",#REF!*0.7,IF(#REF!=\"Marine\",#REF!*0.7,IF(#REF!=\"Nuclear\",#REF!*0.85,IF(#REF!=\"Pumped_Storage\",#REF!*0.5,IF(#REF!=\"CCS\",#REF!*0.85,IF(#REF!=\"OCGT\",#REF!*0,IF(#REF!=\"\",0,#REF!*I$627))))))))","v":{"$error":"#REF!"}},{"$f":"IF(#REF!=\"Interconnector\",#REF!*1,IF(#REF!=\"Wind\",#REF!*0.7,IF(#REF!=\"Marine\",#REF!*0.7,IF(#REF!=\"Nuclear\",#REF!*0.85,IF(#REF!=\"Pumped_Storage\",#REF!*0.5,IF(#REF!=\"CCS\",#REF!*0.85,IF(#REF!=\"OCGT\",#REF!*0,IF(#REF!=\"\",0,#REF!*J$627))))))))","v":{"$error":"#REF!"}},{"$f":"IF(#REF!=\"Interconnector\",#REF!*1,IF(#REF!=\"Wind\",#REF!*0.7,IF(#REF!=\"Marine\",#REF!*0.7,IF(#REF!=\"Nuclear\",#REF!*0.85,IF(#REF!=\"Pumped_Storage\",#REF!*0.5,IF(#REF!=\"CCS\",#REF!*0.85,IF(#REF!=\"OCGT\",#REF!*0,IF(#REF!=\"\",0,#REF!*K$627))))))))","v":{"$error":"#REF!"}},{"$f":"IF(#REF!=\"Interconnector\",#REF!*1,IF(#REF!=\"Wind\",#REF!*0.7,IF(#REF!=\"Marine\",#REF!*0.7,IF(#REF!=\"Nuclear\",#REF!*0.85,IF(#REF!=\"Pumped_Storage\",#REF!*0.5,IF(#REF!=\"CCS\",#REF!*0.85,IF(#REF!=\"OCGT\",#REF!*0,IF(#REF!=\"\",0,#REF!*L$627))))))))","v":{"$error":"#REF!"}},{"$f":"IF(#REF!=\"Interconnector\",#REF!*1,IF(#REF!=\"Wind\",#REF!*0.7,IF(#REF!=\"Marine\",#REF!*0.7,IF(#REF!=\"Nuclear\",#REF!*0.85,IF(#REF!=\"Pumped_Storage\",#REF!*0.5,IF(#REF!=\"CCS\",#REF!*0.85,IF(#REF!=\"OCGT\",#REF!*0,IF(#REF!=\"\",0,#REF!*M$627))))))))","v":{"$error":"#REF!"}},{"$f":"IF(#REF!=\"Interconnector\",#REF!*1,IF(#REF!=\"Wind\",#REF!*0.7,IF(#REF!=\"Marine\",#REF!*0.7,IF(#REF!=\"Nuclear\",#REF!*0.85,IF(#REF!=\"Pumped_Storage\",#REF!*0.5,IF(#REF!=\"CCS\",#REF!*0.85,IF(#REF!=\"OCGT\",#REF!*0,IF(#REF!=\"\",0,#REF!*N$627))))))))","v":{"$error":"#REF!"}},{"$f":"IF(#REF!=\"Interconnector\",#REF!*1,IF(#REF!=\"Wind\",#REF!*0.7,IF(#REF!=\"Marine\",#REF!*0.7,IF(#REF!=\"Nuclear\",#REF!*0.85,IF(#REF!=\"Pumped_Storage\",#REF!*0.5,IF(#REF!=\"CCS\",#REF!*0.85,IF(#REF!=\"OCGT\",#REF!*0,IF(#REF!=\"\",0,#REF!*O$627))))))))","v":{"$error":"#REF!"}}]
[{"$f":"#REF!","v":{"$error":"#REF!"}},{"$f":"#REF!","v":{"$error":"#REF!"}},{"$f":"#REF!","v":{"$error":"#REF!"}},{"$f":"#REF!","v":{"$error":"#REF!"}},{"$f":"IF(#REF!=\"Interconnector\",#REF!*1,IF(#REF!=\"Wind\",#REF!*0.7,IF(#REF!=\"Marine\",#REF!*0.7,IF(#REF!=\"Nuclear\",#REF!*0.85,IF(#REF!=\"Pumped_Storage\",#REF!*0.5,IF(#REF!=\"CCS\",#REF!*0.85,IF(#REF!=\"OCGT\",#REF!*0,IF(#REF!=\"\",0,#REF!*E$627))))))))","v":{"$error":"#REF!"}},{"$f":"IF(#REF!=\"Interconnector\",#REF!*1,IF(#REF!=\"Wind\",#REF!*0.7,IF(#REF!=\"Marine\",#REF!*0.7,IF(#REF!=\"Nuclear\",#REF!*0.85,IF(#REF!=\"Pumped_Storage\",#REF!*0.5,IF(#REF!=\"CCS\",#REF!*0.85,IF(#REF!=\"OCGT\",#REF!*0,IF(#REF!=\"\",0,#REF!*F$627))))))))","v":{"$error":"#REF!"}},{"$f":"IF(#REF!=\"Interconnector\",#REF!*1,IF(#REF!=\"Wind\",#REF!*0.7,IF(#REF!=\"Marine\",#REF!*0.7,IF(#REF!=\"Nuclear\",#REF!*0.85,IF(#REF!=\"Pumped_Storage\",#REF!*0.5,IF(#REF!=\"CCS\",#REF!*0.85,IF(#REF!=\"OCGT\",#REF!*0,IF(#REF!=\"\",0,#REF!*G$627))))))))","v":{"$error":"#REF!"}},{"$f":"IF(#REF!=\"Interconnector\",#REF!*1,IF(#REF!=\"Wind\",#REF!*0.7,IF(#REF!=\"Marine\",#REF!*0.7,IF(#REF!=\"Nuclear\",#REF!*0.85,IF(#REF!=\"Pumped_Storage\",#REF!*0.5,IF(#REF!=\"CCS\",#REF!*0.85,IF(#REF!=\"OCGT\",#REF!*0,IF(#REF!=\"\",0,#REF!*H$627))))))))","v":{"$error":"#REF!"}},{"$f":"IF(#REF!=\"Interconnector\",#REF!*1,IF(#REF!=\"Wind\",#REF!*0.7,IF(#REF!=\"Marine\",#REF!*0.7,IF(#REF!=\"Nuclear\",#REF!*0.85,IF(#REF!=\"Pumped_Storage\",#REF!*0.5,IF(#REF!=\"CCS\",#REF!*0.85,IF(#REF!=\"OCGT\",#REF!*0,IF(#REF!=\"\",0,#REF!*I$627))))))))","v":{"$error":"#REF!"}},{"$f":"IF(#REF!=\"Interconnector\",#REF!*1,IF(#REF!=\"Wind\",#REF!*0.7,IF(#REF!=\"Marine\",#REF!*0.7,IF(#REF!=\"Nuclear\",#REF!*0.85,IF(#REF!=\"Pumped_Storage\",#REF!*0.5,IF(#REF!=\"CCS\",#REF!*0.85,IF(#REF!=\"OCGT\",#REF!*0,IF(#REF!=\"\",0,#REF!*J$627))))))))","v":{"$error":"#REF!"}},{"$f":"IF(#REF!=\"Interconnector\",#REF!*1,IF(#REF!=\"Wind\",#REF!*0.7,IF(#REF!=\"Marine\",#REF!*0.7,IF(#REF!=\"Nuclear\",#REF!*0.85,IF(#REF!=\"Pumped_Storage\",#REF!*0.5,IF(#REF!=\"CCS\",#REF!*0.85,IF(#REF!=\"OCGT\",#REF!*0,IF(#REF!=\"\",0,#REF!*K$627))))))))","v":{"$error":"#REF!"}},{"$f":"IF(#REF!=\"Interconnector\",#REF!*1,IF(#REF!=\"Wind\",#REF!*0.7,IF(#REF!=\"Marine\",#REF!*0.7,IF(#REF!=\"Nuclear\",#REF!*0.85,IF(#REF!=\"Pumped_Storage\",#REF!*0.5,IF(#REF!=\"CCS\",#REF!*0.85,IF(#REF!=\"OCGT\",#REF!*0,IF(#REF!=\"\",0,#REF!*L$627))))))))","v":{"$error":"#REF!"}},{"$f":"IF(#REF!=\"Interconnector\",#REF!*1,IF(#REF!=\"Wind\",#REF!*0.7,IF(#REF!=\"Marine\",#REF!*0.7,IF(#REF!=\"Nuclear\",#REF!*0.85,IF(#REF!=\"Pumped_Storage\",#REF!*0.5,IF(#REF!=\"CCS\",#REF!*0.85,IF(#REF!=\"OCGT\",#REF!*0,IF(#REF!=\"\",0,#REF!*M$627))))))))","v":{"$error":"#REF!"}},{"$f":"IF(#REF!=\"Interconnector\",#REF!*1,IF(#REF!=\"Wind\",#REF!*0.7,IF(#REF!=\"Marine\",#REF!*0.7,IF(#REF!=\"Nuclear\",#REF!*0.85,IF(#REF!=\"Pumped_Storage\",#REF!*0.5,IF(#REF!=\"CCS\",#REF!*0.85,IF(#REF!=\"OCGT\",#REF!*0,IF(#REF!=\"\",0,#REF!*N$627))))))))","v":{"$error":"#REF!"}},{"$f":"IF(#REF!=\"Interconnector\",#REF!*1,IF(#REF!=\"Wind\",#REF!*0.7,IF(#REF!=\"Marine\",#REF!*0.7,IF(#REF!=\"Nuclear\",#REF!*0.85,IF(#REF!=\"Pumped_Storage\",#REF!*0.5,IF(#REF!=\"CCS\",#REF!*0.85,IF(#REF!=\"OCGT\",#REF!*0,IF(#REF!=\"\",0,#REF!*O$627))))))))","v":{"$error":"#REF!"}}]
[{"$f":"#REF!","v":{"$error":"#REF!"}},{"$f":"#REF!","v":{"$error":"#REF!"}},{"$f":"#REF!","v":{"$error":"#REF!"}},{"$f":"#REF!","v":{"$error":"#REF!"}},{"$f":"IF(#REF!=\"Interconnector\",#REF!*1,IF(#REF!=\"Wind\",#REF!*0.7,IF(#REF!=\"Marine\",#REF!*0.7,IF(#REF!=\"Nuclear\",#REF!*0.85,IF(#REF!=\"Pumped_Storage\",#REF!*0.5,IF(#REF!=\"CCS\",#REF!*0.85,IF(#REF!=\"OCGT\",#REF!*0,IF(#REF!=\"\",0,#REF!*E$627))))))))","v":{"$error":"#REF!"}},{"$f":"IF(#REF!=\"Interconnector\",#REF!*1,IF(#REF!=\"Wind\",#REF!*0.7,IF(#REF!=\"Marine\",#REF!*0.7,IF(#REF!=\"Nuclear\",#REF!*0.85,IF(#REF!=\"Pumped_Storage\",#REF!*0.5,IF(#REF!=\"CCS\",#REF!*0.85,IF(#REF!=\"OCGT\",#REF!*0,IF(#REF!=\"\",0,#REF!*F$627))))))))","v":{"$error":"#REF!"}},{"$f":"IF(#REF!=\"Interconnector\",#REF!*1,IF(#REF!=\"Wind\",#REF!*0.7,IF(#REF!=\"Marine\",#REF!*0.7,IF(#REF!=\"Nuclear\",#REF!*0.85,IF(#REF!=\"Pumped_Storage\",#REF!*0.5,IF(#REF!=\"CCS\",#REF!*0.85,IF(#REF!=\"OCGT\",#REF!*0,IF(#REF!=\"\",0,#REF!*G$627))))))))","v":{"$error":"#REF!"}},{"$f":"IF(#REF!=\"Interconnector\",#REF!*1,IF(#REF!=\"Wind\",#REF!*0.7,IF(#REF!=\"Marine\",#REF!*0.7,IF(#REF!=\"Nuclear\",#REF!*0.85,IF(#REF!=\"Pumped_Storage\",#REF!*0.5,IF(#REF!=\"CCS\",#REF!*0.85,IF(#REF!=\"OCGT\",#REF!*0,IF(#REF!=\"\",0,#REF!*H$627))))))))","v":{"$error":"#REF!"}},{"$f":"IF(#REF!=\"Interconnector\",#REF!*1,IF(#REF!=\"Wind\",#REF!*0.7,IF(#REF!=\"Marine\",#REF!*0.7,IF(#REF!=\"Nuclear\",#REF!*0.85,IF(#REF!=\"Pumped_Storage\",#REF!*0.5,IF(#REF!=\"CCS\",#REF!*0.85,IF(#REF!=\"OCGT\",#REF!*0,IF(#REF!=\"\",0,#REF!*I$627))))))))","v":{"$error":"#REF!"}},{"$f":"IF(#REF!=\"Interconnector\",#REF!*1,IF(#REF!=\"Wind\",#REF!*0.7,IF(#REF!=\"Marine\",#REF!*0.7,IF(#REF!=\"Nuclear\",#REF!*0.85,IF(#REF!=\"Pumped_Storage\",#REF!*0.5,IF(#REF!=\"CCS\",#REF!*0.85,IF(#REF!=\"OCGT\",#REF!*0,IF(#REF!=\"\",0,#REF!*J$627))))))))","v":{"$error":"#REF!"}},{"$f":"IF(#REF!=\"Interconnector\",#REF!*1,IF(#REF!=\"Wind\",#REF!*0.7,IF(#REF!=\"Marine\",#REF!*0.7,IF(#REF!=\"Nuclear\",#REF!*0.85,IF(#REF!=\"Pumped_Storage\",#REF!*0.5,IF(#REF!=\"CCS\",#REF!*0.85,IF(#REF!=\"OCGT\",#REF!*0,IF(#REF!=\"\",0,#REF!*K$627))))))))","v":{"$error":"#REF!"}},{"$f":"IF(#REF!=\"Interconnector\",#REF!*1,IF(#REF!=\"Wind\",#REF!*0.7,IF(#REF!=\"Marine\",#REF!*0.7,IF(#REF!=\"Nuclear\",#REF!*0.85,IF(#REF!=\"Pumped_Storage\",#REF!*0.5,IF(#REF!=\"CCS\",#REF!*0.85,IF(#REF!=\"OCGT\",#REF!*0,IF(#REF!=\"\",0,#REF!*L$627))))))))","v":{"$error":"#REF!"}},{"$f":"IF(#REF!=\"Interconnector\",#REF!*1,IF(#REF!=\"Wind\",#REF!*0.7,IF(#REF!=\"Marine\",#REF!*0.7,IF(#REF!=\"Nuclear\",#REF!*0.85,IF(#REF!=\"Pumped_Storage\",#REF!*0.5,IF(#REF!=\"CCS\",#REF!*0.85,IF(#REF!=\"OCGT\",#REF!*0,IF(#REF!=\"\",0,#REF!*M$627))))))))","v":{"$error":"#REF!"}},{"$f":"IF(#REF!=\"Interconnector\",#REF!*1,IF(#REF!=\"Wind\",#REF!*0.7,IF(#REF!=\"Marine\",#REF!*0.7,IF(#REF!=\"Nuclear\",#REF!*0.85,IF(#REF!=\"Pumped_Storage\",#REF!*0.5,IF(#REF!=\"CCS\",#REF!*0.85,IF(#REF!=\"OCGT\",#REF!*0,IF(#REF!=\"\",0,#REF!*N$627))))))))","v":{"$error":"#REF!"}},{"$f":"IF(#REF!=\"Interconnector\",#REF!*1,IF(#REF!=\"Wind\",#REF!*0.7,IF(#REF!=\"Marine\",#REF!*0.7,IF(#REF!=\"Nuclear\",#REF!*0.85,IF(#REF!=\"Pumped_Storage\",#REF!*0.5,IF(#REF!=\"CCS\",#REF!*0.85,IF(#REF!=\"OCGT\",#REF!*0,IF(#REF!=\"\",0,#REF!*O$627))))))))","v":{"$error":"#REF!"}}]
[{"$f":"#REF!","v":{"$error":"#REF!"}},{"$f":"#REF!","v":{"$error":"#REF!"}},{"$f":"#REF!","v":{"$error":"#REF!"}},{"$f":"#REF!","v":{"$error":"#REF!"}},{"$f":"IF(#REF!=\"Interconnector\",#REF!*1,IF(#REF!=\"Wind\",#REF!*0.7,IF(#REF!=\"Marine\",#REF!*0.7,IF(#REF!=\"Nuclear\",#REF!*0.85,IF(#REF!=\"Pumped_Storage\",#REF!*0.5,IF(#REF!=\"CCS\",#REF!*0.85,IF(#REF!=\"OCGT\",#REF!*0,IF(#REF!=\"\",0,#REF!*E$627))))))))","v":{"$error":"#REF!"}},{"$f":"IF(#REF!=\"Interconnector\",#REF!*1,IF(#REF!=\"Wind\",#REF!*0.7,IF(#REF!=\"Marine\",#REF!*0.7,IF(#REF!=\"Nuclear\",#REF!*0.85,IF(#REF!=\"Pumped_Storage\",#REF!*0.5,IF(#REF!=\"CCS\",#REF!*0.85,IF(#REF!=\"OCGT\",#REF!*0,IF(#REF!=\"\",0,#REF!*F$627))))))))","v":{"$error":"#REF!"}},{"$f":"IF(#REF!=\"Interconnector\",#REF!*1,IF(#REF!=\"Wind\",#REF!*0.7,IF(#REF!=\"Marine\",#REF!*0.7,IF(#REF!=\"Nuclear\",#REF!*0.85,IF(#REF!=\"Pumped_Storage\",#REF!*0.5,IF(#REF!=\"CCS\",#REF!*0.85,IF(#REF!=\"OCGT\",#REF!*0,IF(#REF!=\"\",0,#REF!*G$627))))))))","v":{"$error":"#REF!"}},{"$f":"IF(#REF!=\"Interconnector\",#REF!*1,IF(#REF!=\"Wind\",#REF!*0.7,IF(#REF!=\"Marine\",#REF!*0.7,IF(#REF!=\"Nuclear\",#REF!*0.85,IF(#REF!=\"Pumped_Storage\",#REF!*0.5,IF(#REF!=\"CCS\",#REF!*0.85,IF(#REF!=\"OCGT\",#REF!*0,IF(#REF!=\"\",0,#REF!*H$627))))))))","v":{"$error":"#REF!"}},{"$f":"IF(#REF!=\"Interconnector\",#REF!*1,IF(#REF!=\"Wind\",#REF!*0.7,IF(#REF!=\"Marine\",#REF!*0.7,IF(#REF!=\"Nuclear\",#REF!*0.85,IF(#REF!=\"Pumped_Storage\",#REF!*0.5,IF(#REF!=\"CCS\",#REF!*0.85,IF(#REF!=\"OCGT\",#REF!*0,IF(#REF!=\"\",0,#REF!*I$627))))))))","v":{"$error":"#REF!"}},{"$f":"IF(#REF!=\"Interconnector\",#REF!*1,IF(#REF!=\"Wind\",#REF!*0.7,IF(#REF!=\"Marine\",#REF!*0.7,IF(#REF!=\"Nuclear\",#REF!*0.85,IF(#REF!=\"Pumped_Storage\",#REF!*0.5,IF(#REF!=\"CCS\",#REF!*0.85,IF(#REF!=\"OCGT\",#REF!*0,IF(#REF!=\"\",0,#REF!*J$627))))))))","v":{"$error":"#REF!"}},{"$f":"IF(#REF!=\"Interconnector\",#REF!*1,IF(#REF!=\"Wind\",#REF!*0.7,IF(#REF!=\"Marine\",#REF!*0.7,IF(#REF!=\"Nuclear\",#REF!*0.85,IF(#REF!=\"Pumped_Storage\",#REF!*0.5,IF(#REF!=\"CCS\",#REF!*0.85,IF(#REF!=\"OCGT\",#REF!*0,IF(#REF!=\"\",0,#REF!*K$627))))))))","v":{"$error":"#REF!"}},{"$f":"IF(#REF!=\"Interconnector\",#REF!*1,IF(#REF!=\"Wind\",#REF!*0.7,IF(#REF!=\"Marine\",#REF!*0.7,IF(#REF!=\"Nuclear\",#REF!*0.85,IF(#REF!=\"Pumped_Storage\",#REF!*0.5,IF(#REF!=\"CCS\",#REF!*0.85,IF(#REF!=\"OCGT\",#REF!*0,IF(#REF!=\"\",0,#REF!*L$627))))))))","v":{"$error":"#REF!"}},{"$f":"IF(#REF!=\"Interconnector\",#REF!*1,IF(#REF!=\"Wind\",#REF!*0.7,IF(#REF!=\"Marine\",#REF!*0.7,IF(#REF!=\"Nuclear\",#REF!*0.85,IF(#REF!=\"Pumped_Storage\",#REF!*0.5,IF(#REF!=\"CCS\",#REF!*0.85,IF(#REF!=\"OCGT\",#REF!*0,IF(#REF!=\"\",0,#REF!*M$627))))))))","v":{"$error":"#REF!"}},{"$f":"IF(#REF!=\"Interconnector\",#REF!*1,IF(#REF!=\"Wind\",#REF!*0.7,IF(#REF!=\"Marine\",#REF!*0.7,IF(#REF!=\"Nuclear\",#REF!*0.85,IF(#REF!=\"Pumped_Storage\",#REF!*0.5,IF(#REF!=\"CCS\",#REF!*0.85,IF(#REF!=\"OCGT\",#REF!*0,IF(#REF!=\"\",0,#REF!*N$627))))))))","v":{"$error":"#REF!"}},{"$f":"IF(#REF!=\"Interconnector\",#REF!*1,IF(#REF!=\"Wind\",#REF!*0.7,IF(#REF!=\"Marine\",#REF!*0.7,IF(#REF!=\"Nuclear\",#REF!*0.85,IF(#REF!=\"Pumped_Storage\",#REF!*0.5,IF(#REF!=\"CCS\",#REF!*0.85,IF(#REF!=\"OCGT\",#REF!*0,IF(#REF!=\"\",0,#REF!*O$627))))))))","v":{"$error":"#REF!"}}]
[{"$f":"#REF!","v":{"$error":"#REF!"}},{"$f":"#REF!","v":{"$error":"#REF!"}},{"$f":"#REF!","v":{"$error":"#REF!"}},{"$f":"#REF!","v":{"$error":"#REF!"}},{"$f":"IF(#REF!=\"Interconnector\",#REF!*1,IF(#REF!=\"Wind\",#REF!*0.7,IF(#REF!=\"Marine\",#REF!*0.7,IF(#REF!=\"Nuclear\",#REF!*0.85,IF(#REF!=\"Pumped_Storage\",#REF!*0.5,IF(#REF!=\"CCS\",#REF!*0.85,IF(#REF!=\"OCGT\",#REF!*0,IF(#REF!=\"\",0,#REF!*E$627))))))))","v":{"$error":"#REF!"}},{"$f":"IF(#REF!=\"Interconnector\",#REF!*1,IF(#REF!=\"Wind\",#REF!*0.7,IF(#REF!=\"Marine\",#REF!*0.7,IF(#REF!=\"Nuclear\",#REF!*0.85,IF(#REF!=\"Pumped_Storage\",#REF!*0.5,IF(#REF!=\"CCS\",#REF!*0.85,IF(#REF!=\"OCGT\",#REF!*0,IF(#REF!=\"\",0,#REF!*F$627))))))))","v":{"$error":"#REF!"}},{"$f":"IF(#REF!=\"Interconnector\",#REF!*1,IF(#REF!=\"Wind\",#REF!*0.7,IF(#REF!=\"Marine\",#REF!*0.7,IF(#REF!=\"Nuclear\",#REF!*0.85,IF(#REF!=\"Pumped_Storage\",#REF!*0.5,IF(#REF!=\"CCS\",#REF!*0.85,IF(#REF!=\"OCGT\",#REF!*0,IF(#REF!=\"\",0,#REF!*G$627))))))))","v":{"$error":"#REF!"}},{"$f":"IF(#REF!=\"Interconnector\",#REF!*1,IF(#REF!=\"Wind\",#REF!*0.7,IF(#REF!=\"Marine\",#REF!*0.7,IF(#REF!=\"Nuclear\",#REF!*0.85,IF(#REF!=\"Pumped_Storage\",#REF!*0.5,IF(#REF!=\"CCS\",#REF!*0.85,IF(#REF!=\"OCGT\",#REF!*0,IF(#REF!=\"\",0,#REF!*H$627))))))))","v":{"$error":"#REF!"}},{"$f":"IF(#REF!=\"Interconnector\",#REF!*1,IF(#REF!=\"Wind\",#REF!*0.7,IF(#REF!=\"Marine\",#REF!*0.7,IF(#REF!=\"Nuclear\",#REF!*0.85,IF(#REF!=\"Pumped_Storage\",#REF!*0.5,IF(#REF!=\"CCS\",#REF!*0.85,IF(#REF!=\"OCGT\",#REF!*0,IF(#REF!=\"\",0,#REF!*I$627))))))))","v":{"$error":"#REF!"}},{"$f":"IF(#REF!=\"Interconnector\",#REF!*1,IF(#REF!=\"Wind\",#REF!*0.7,IF(#REF!=\"Marine\",#REF!*0.7,IF(#REF!=\"Nuclear\",#REF!*0.85,IF(#REF!=\"Pumped_Storage\",#REF!*0.5,IF(#REF!=\"CCS\",#REF!*0.85,IF(#REF!=\"OCGT\",#REF!*0,IF(#REF!=\"\",0,#REF!*J$627))))))))","v":{"$error":"#REF!"}},{"$f":"IF(#REF!=\"Interconnector\",#REF!*1,IF(#REF!=\"Wind\",#REF!*0.7,IF(#REF!=\"Marine\",#REF!*0.7,IF(#REF!=\"Nuclear\",#REF!*0.85,IF(#REF!=\"Pumped_Storage\",#REF!*0.5,IF(#REF!=\"CCS\",#REF!*0.85,IF(#REF!=\"OCGT\",#REF!*0,IF(#REF!=\"\",0,#REF!*K$627))))))))","v":{"$error":"#REF!"}},{"$f":"IF(#REF!=\"Interconnector\",#REF!*1,IF(#REF!=\"Wind\",#REF!*0.7,IF(#REF!=\"Marine\",#REF!*0.7,IF(#REF!=\"Nuclear\",#REF!*0.85,IF(#REF!=\"Pumped_Storage\",#REF!*0.5,IF(#REF!=\"CCS\",#REF!*0.85,IF(#REF!=\"OCGT\",#REF!*0,IF(#REF!=\"\",0,#REF!*L$627))))))))","v":{"$error":"#REF!"}},{"$f":"IF(#REF!=\"Interconnector\",#REF!*1,IF(#REF!=\"Wind\",#REF!*0.7,IF(#REF!=\"Marine\",#REF!*0.7,IF(#REF!=\"Nuclear\",#REF!*0.85,IF(#REF!=\"Pumped_Storage\",#REF!*0.5,IF(#REF!=\"CCS\",#REF!*0.85,IF(#REF!=\"OCGT\",#REF!*0,IF(#REF!=\"\",0,#REF!*M$627))))))))","v":{"$error":"#REF!"}},{"$f":"IF(#REF!=\"Interconnector\",#REF!*1,IF(#REF!=\"Wind\",#REF!*0.7,IF(#REF!=\"Marine\",#REF!*0.7,IF(#REF!=\"Nuclear\",#REF!*0.85,IF(#REF!=\"Pumped_Storage\",#REF!*0.5,IF(#REF!=\"CCS\",#REF!*0.85,IF(#REF!=\"OCGT\",#REF!*0,IF(#REF!=\"\",0,#REF!*N$627))))))))","v":{"$error":"#REF!"}},{"$f":"IF(#REF!=\"Interconnector\",#REF!*1,IF(#REF!=\"Wind\",#REF!*0.7,IF(#REF!=\"Marine\",#REF!*0.7,IF(#REF!=\"Nuclear\",#REF!*0.85,IF(#REF!=\"Pumped_Storage\",#REF!*0.5,IF(#REF!=\"CCS\",#REF!*0.85,IF(#REF!=\"OCGT\",#REF!*0,IF(#REF!=\"\",0,#REF!*O$627))))))))","v":{"$error":"#REF!"}}]
[{"$f":"#REF!","v":{"$error":"#REF!"}},{"$f":"#REF!","v":{"$error":"#REF!"}},{"$f":"#REF!","v":{"$error":"#REF!"}},{"$f":"#REF!","v":{"$error":"#REF!"}},{"$f":"IF(#REF!=\"Interconnector\",#REF!*1,IF(#REF!=\"Wind\",#REF!*0.7,IF(#REF!=\"Marine\",#REF!*0.7,IF(#REF!=\"Nuclear\",#REF!*0.85,IF(#REF!=\"Pumped_Storage\",#REF!*0.5,IF(#REF!=\"CCS\",#REF!*0.85,IF(#REF!=\"OCGT\",#REF!*0,IF(#REF!=\"\",0,#REF!*E$627))))))))","v":{"$error":"#REF!"}},{"$f":"IF(#REF!=\"Interconnector\",#REF!*1,IF(#REF!=\"Wind\",#REF!*0.7,IF(#REF!=\"Marine\",#REF!*0.7,IF(#REF!=\"Nuclear\",#REF!*0.85,IF(#REF!=\"Pumped_Storage\",#REF!*0.5,IF(#REF!=\"CCS\",#REF!*0.85,IF(#REF!=\"OCGT\",#REF!*0,IF(#REF!=\"\",0,#REF!*F$627))))))))","v":{"$error":"#REF!"}},{"$f":"IF(#REF!=\"Interconnector\",#REF!*1,IF(#REF!=\"Wind\",#REF!*0.7,IF(#REF!=\"Marine\",#REF!*0.7,IF(#REF!=\"Nuclear\",#REF!*0.85,IF(#REF!=\"Pumped_Storage\",#REF!*0.5,IF(#REF!=\"CCS\",#REF!*0.85,IF(#REF!=\"OCGT\",#REF!*0,IF(#REF!=\"\",0,#REF!*G$627))))))))","v":{"$error":"#REF!"}},{"$f":"IF(#REF!=\"Interconnector\",#REF!*1,IF(#REF!=\"Wind\",#REF!*0.7,IF(#REF!=\"Marine\",#REF!*0.7,IF(#REF!=\"Nuclear\",#REF!*0.85,IF(#REF!=\"Pumped_Storage\",#REF!*0.5,IF(#REF!=\"CCS\",#REF!*0.85,IF(#REF!=\"OCGT\",#REF!*0,IF(#REF!=\"\",0,#REF!*H$627))))))))","v":{"$error":"#REF!"}},{"$f":"IF(#REF!=\"Interconnector\",#REF!*1,IF(#REF!=\"Wind\",#REF!*0.7,IF(#REF!=\"Marine\",#REF!*0.7,IF(#REF!=\"Nuclear\",#REF!*0.85,IF(#REF!=\"Pumped_Storage\",#REF!*0.5,IF(#REF!=\"CCS\",#REF!*0.85,IF(#REF!=\"OCGT\",#REF!*0,IF(#REF!=\"\",0,#REF!*I$627))))))))","v":{"$error":"#REF!"}},{"$f":"IF(#REF!=\"Interconnector\",#REF!*1,IF(#REF!=\"Wind\",#REF!*0.7,IF(#REF!=\"Marine\",#REF!*0.7,IF(#REF!=\"Nuclear\",#REF!*0.85,IF(#REF!=\"Pumped_Storage\",#REF!*0.5,IF(#REF!=\"CCS\",#REF!*0.85,IF(#REF!=\"OCGT\",#REF!*0,IF(#REF!=\"\",0,#REF!*J$627))))))))","v":{"$error":"#REF!"}},{"$f":"IF(#REF!=\"Interconnector\",#REF!*1,IF(#REF!=\"Wind\",#REF!*0.7,IF(#REF!=\"Marine\",#REF!*0.7,IF(#REF!=\"Nuclear\",#REF!*0.85,IF(#REF!=\"Pumped_Storage\",#REF!*0.5,IF(#REF!=\"CCS\",#REF!*0.85,IF(#REF!=\"OCGT\",#REF!*0,IF(#REF!=\"\",0,#REF!*K$627))))))))","v":{"$error":"#REF!"}},{"$f":"IF(#REF!=\"Interconnector\",#REF!*1,IF(#REF!=\"Wind\",#REF!*0.7,IF(#REF!=\"Marine\",#REF!*0.7,IF(#REF!=\"Nuclear\",#REF!*0.85,IF(#REF!=\"Pumped_Storage\",#REF!*0.5,IF(#REF!=\"CCS\",#REF!*0.85,IF(#REF!=\"OCGT\",#REF!*0,IF(#REF!=\"\",0,#REF!*L$627))))))))","v":{"$error":"#REF!"}},{"$f":"IF(#REF!=\"Interconnector\",#REF!*1,IF(#REF!=\"Wind\",#REF!*0.7,IF(#REF!=\"Marine\",#REF!*0.7,IF(#REF!=\"Nuclear\",#REF!*0.85,IF(#REF!=\"Pumped_Storage\",#REF!*0.5,IF(#REF!=\"CCS\",#REF!*0.85,IF(#REF!=\"OCGT\",#REF!*0,IF(#REF!=\"\",0,#REF!*M$627))))))))","v":{"$error":"#REF!"}},{"$f":"IF(#REF!=\"Interconnector\",#REF!*1,IF(#REF!=\"Wind\",#REF!*0.7,IF(#REF!=\"Marine\",#REF!*0.7,IF(#REF!=\"Nuclear\",#REF!*0.85,IF(#REF!=\"Pumped_Storage\",#REF!*0.5,IF(#REF!=\"CCS\",#REF!*0.85,IF(#REF!=\"OCGT\",#REF!*0,IF(#REF!=\"\",0,#REF!*N$627))))))))","v":{"$error":"#REF!"}},{"$f":"IF(#REF!=\"Interconnector\",#REF!*1,IF(#REF!=\"Wind\",#REF!*0.7,IF(#REF!=\"Marine\",#REF!*0.7,IF(#REF!=\"Nuclear\",#REF!*0.85,IF(#REF!=\"Pumped_Storage\",#REF!*0.5,IF(#REF!=\"CCS\",#REF!*0.85,IF(#REF!=\"OCGT\",#REF!*0,IF(#REF!=\"\",0,#REF!*O$627))))))))","v":{"$error":"#REF!"}}]
[{"$f":"#REF!","v":{"$error":"#REF!"}},{"$f":"#REF!","v":{"$error":"#REF!"}},{"$f":"#REF!","v":{"$error":"#REF!"}},{"$f":"#REF!","v":{"$error":"#REF!"}},{"$f":"IF(#REF!=\"Interconnector\",#REF!*1,IF(#REF!=\"Wind\",#REF!*0.7,IF(#REF!=\"Marine\",#REF!*0.7,IF(#REF!=\"Nuclear\",#REF!*0.85,IF(#REF!=\"Pumped_Storage\",#REF!*0.5,IF(#REF!=\"CCS\",#REF!*0.85,IF(#REF!=\"OCGT\",#REF!*0,IF(#REF!=\"\",0,#REF!*E$627))))))))","v":{"$error":"#REF!"}},{"$f":"IF(#REF!=\"Interconnector\",#REF!*1,IF(#REF!=\"Wind\",#REF!*0.7,IF(#REF!=\"Marine\",#REF!*0.7,IF(#REF!=\"Nuclear\",#REF!*0.85,IF(#REF!=\"Pumped_Storage\",#REF!*0.5,IF(#REF!=\"CCS\",#REF!*0.85,IF(#REF!=\"OCGT\",#REF!*0,IF(#REF!=\"\",0,#REF!*F$627))))))))","v":{"$error":"#REF!"}},{"$f":"IF(#REF!=\"Interconnector\",#REF!*1,IF(#REF!=\"Wind\",#REF!*0.7,IF(#REF!=\"Marine\",#REF!*0.7,IF(#REF!=\"Nuclear\",#REF!*0.85,IF(#REF!=\"Pumped_Storage\",#REF!*0.5,IF(#REF!=\"CCS\",#REF!*0.85,IF(#REF!=\"OCGT\",#REF!*0,IF(#REF!=\"\",0,#REF!*G$627))))))))","v":{"$error":"#REF!"}},{"$f":"IF(#REF!=\"Interconnector\",#REF!*1,IF(#REF!=\"Wind\",#REF!*0.7,IF(#REF!=\"Marine\",#REF!*0.7,IF(#REF!=\"Nuclear\",#REF!*0.85,IF(#REF!=\"Pumped_Storage\",#REF!*0.5,IF(#REF!=\"CCS\",#REF!*0.85,IF(#REF!=\"OCGT\",#REF!*0,IF(#REF!=\"\",0,#REF!*H$627))))))))","v":{"$error":"#REF!"}},{"$f":"IF(#REF!=\"Interconnector\",#REF!*1,IF(#REF!=\"Wind\",#REF!*0.7,IF(#REF!=\"Marine\",#REF!*0.7,IF(#REF!=\"Nuclear\",#REF!*0.85,IF(#REF!=\"Pumped_Storage\",#REF!*0.5,IF(#REF!=\"CCS\",#REF!*0.85,IF(#REF!=\"OCGT\",#REF!*0,IF(#REF!=\"\",0,#REF!*I$627))))))))","v":{"$error":"#REF!"}},{"$f":"IF(#REF!=\"Interconnector\",#REF!*1,IF(#REF!=\"Wind\",#REF!*0.7,IF(#REF!=\"Marine\",#REF!*0.7,IF(#REF!=\"Nuclear\",#REF!*0.85,IF(#REF!=\"Pumped_Storage\",#REF!*0.5,IF(#REF!=\"CCS\",#REF!*0.85,IF(#REF!=\"OCGT\",#REF!*0,IF(#REF!=\"\",0,#REF!*J$627))))))))","v":{"$error":"#REF!"}},{"$f":"IF(#REF!=\"Interconnector\",#REF!*1,IF(#REF!=\"Wind\",#REF!*0.7,IF(#REF!=\"Marine\",#REF!*0.7,IF(#REF!=\"Nuclear\",#REF!*0.85,IF(#REF!=\"Pumped_Storage\",#REF!*0.5,IF(#REF!=\"CCS\",#REF!*0.85,IF(#REF!=\"OCGT\",#REF!*0,IF(#REF!=\"\",0,#REF!*K$627))))))))","v":{"$error":"#REF!"}},{"$f":"IF(#REF!=\"Interconnector\",#REF!*1,IF(#REF!=\"Wind\",#REF!*0.7,IF(#REF!=\"Marine\",#REF!*0.7,IF(#REF!=\"Nuclear\",#REF!*0.85,IF(#REF!=\"Pumped_Storage\",#REF!*0.5,IF(#REF!=\"CCS\",#REF!*0.85,IF(#REF!=\"OCGT\",#REF!*0,IF(#REF!=\"\",0,#REF!*L$627))))))))","v":{"$error":"#REF!"}},{"$f":"IF(#REF!=\"Interconnector\",#REF!*1,IF(#REF!=\"Wind\",#REF!*0.7,IF(#REF!=\"Marine\",#REF!*0.7,IF(#REF!=\"Nuclear\",#REF!*0.85,IF(#REF!=\"Pumped_Storage\",#REF!*0.5,IF(#REF!=\"CCS\",#REF!*0.85,IF(#REF!=\"OCGT\",#REF!*0,IF(#REF!=\"\",0,#REF!*M$627))))))))","v":{"$error":"#REF!"}},{"$f":"IF(#REF!=\"Interconnector\",#REF!*1,IF(#REF!=\"Wind\",#REF!*0.7,IF(#REF!=\"Marine\",#REF!*0.7,IF(#REF!=\"Nuclear\",#REF!*0.85,IF(#REF!=\"Pumped_Storage\",#REF!*0.5,IF(#REF!=\"CCS\",#REF!*0.85,IF(#REF!=\"OCGT\",#REF!*0,IF(#REF!=\"\",0,#REF!*N$627))))))))","v":{"$error":"#REF!"}},{"$f":"IF(#REF!=\"Interconnector\",#REF!*1,IF(#REF!=\"Wind\",#REF!*0.7,IF(#REF!=\"Marine\",#REF!*0.7,IF(#REF!=\"Nuclear\",#REF!*0.85,IF(#REF!=\"Pumped_Storage\",#REF!*0.5,IF(#REF!=\"CCS\",#REF!*0.85,IF(#REF!=\"OCGT\",#REF!*0,IF(#REF!=\"\",0,#REF!*O$627))))))))","v":{"$error":"#REF!"}}]
[{"$f":"#REF!","v":{"$error":"#REF!"}},{"$f":"#REF!","v":{"$error":"#REF!"}},{"$f":"#REF!","v":{"$error":"#REF!"}},{"$f":"#REF!","v":{"$error":"#REF!"}},{"$f":"IF(#REF!=\"Interconnector\",#REF!*1,IF(#REF!=\"Wind\",#REF!*0.7,IF(#REF!=\"Marine\",#REF!*0.7,IF(#REF!=\"Nuclear\",#REF!*0.85,IF(#REF!=\"Pumped_Storage\",#REF!*0.5,IF(#REF!=\"CCS\",#REF!*0.85,IF(#REF!=\"OCGT\",#REF!*0,IF(#REF!=\"\",0,#REF!*E$627))))))))","v":{"$error":"#REF!"}},{"$f":"IF(#REF!=\"Interconnector\",#REF!*1,IF(#REF!=\"Wind\",#REF!*0.7,IF(#REF!=\"Marine\",#REF!*0.7,IF(#REF!=\"Nuclear\",#REF!*0.85,IF(#REF!=\"Pumped_Storage\",#REF!*0.5,IF(#REF!=\"CCS\",#REF!*0.85,IF(#REF!=\"OCGT\",#REF!*0,IF(#REF!=\"\",0,#REF!*F$627))))))))","v":{"$error":"#REF!"}},{"$f":"IF(#REF!=\"Interconnector\",#REF!*1,IF(#REF!=\"Wind\",#REF!*0.7,IF(#REF!=\"Marine\",#REF!*0.7,IF(#REF!=\"Nuclear\",#REF!*0.85,IF(#REF!=\"Pumped_Storage\",#REF!*0.5,IF(#REF!=\"CCS\",#REF!*0.85,IF(#REF!=\"OCGT\",#REF!*0,IF(#REF!=\"\",0,#REF!*G$627))))))))","v":{"$error":"#REF!"}},{"$f":"IF(#REF!=\"Interconnector\",#REF!*1,IF(#REF!=\"Wind\",#REF!*0.7,IF(#REF!=\"Marine\",#REF!*0.7,IF(#REF!=\"Nuclear\",#REF!*0.85,IF(#REF!=\"Pumped_Storage\",#REF!*0.5,IF(#REF!=\"CCS\",#REF!*0.85,IF(#REF!=\"OCGT\",#REF!*0,IF(#REF!=\"\",0,#REF!*H$627))))))))","v":{"$error":"#REF!"}},{"$f":"IF(#REF!=\"Interconnector\",#REF!*1,IF(#REF!=\"Wind\",#REF!*0.7,IF(#REF!=\"Marine\",#REF!*0.7,IF(#REF!=\"Nuclear\",#REF!*0.85,IF(#REF!=\"Pumped_Storage\",#REF!*0.5,IF(#REF!=\"CCS\",#REF!*0.85,IF(#REF!=\"OCGT\",#REF!*0,IF(#REF!=\"\",0,#REF!*I$627))))))))","v":{"$error":"#REF!"}},{"$f":"IF(#REF!=\"Interconnector\",#REF!*1,IF(#REF!=\"Wind\",#REF!*0.7,IF(#REF!=\"Marine\",#REF!*0.7,IF(#REF!=\"Nuclear\",#REF!*0.85,IF(#REF!=\"Pumped_Storage\",#REF!*0.5,IF(#REF!=\"CCS\",#REF!*0.85,IF(#REF!=\"OCGT\",#REF!*0,IF(#REF!=\"\",0,#REF!*J$627))))))))","v":{"$error":"#REF!"}},{"$f":"IF(#REF!=\"Interconnector\",#REF!*1,IF(#REF!=\"Wind\",#REF!*0.7,IF(#REF!=\"Marine\",#REF!*0.7,IF(#REF!=\"Nuclear\",#REF!*0.85,IF(#REF!=\"Pumped_Storage\",#REF!*0.5,IF(#REF!=\"CCS\",#REF!*0.85,IF(#REF!=\"OCGT\",#REF!*0,IF(#REF!=\"\",0,#REF!*K$627))))))))","v":{"$error":"#REF!"}},{"$f":"IF(#REF!=\"Interconnector\",#REF!*1,IF(#REF!=\"Wind\",#REF!*0.7,IF(#REF!=\"Marine\",#REF!*0.7,IF(#REF!=\"Nuclear\",#REF!*0.85,IF(#REF!=\"Pumped_Storage\",#REF!*0.5,IF(#REF!=\"CCS\",#REF!*0.85,IF(#REF!=\"OCGT\",#REF!*0,IF(#REF!=\"\",0,#REF!*L$627))))))))","v":{"$error":"#REF!"}},{"$f":"IF(#REF!=\"Interconnector\",#REF!*1,IF(#REF!=\"Wind\",#REF!*0.7,IF(#REF!=\"Marine\",#REF!*0.7,IF(#REF!=\"Nuclear\",#REF!*0.85,IF(#REF!=\"Pumped_Storage\",#REF!*0.5,IF(#REF!=\"CCS\",#REF!*0.85,IF(#REF!=\"OCGT\",#REF!*0,IF(#REF!=\"\",0,#REF!*M$627))))))))","v":{"$error":"#REF!"}},{"$f":"IF(#REF!=\"Interconnector\",#REF!*1,IF(#REF!=\"Wind\",#REF!*0.7,IF(#REF!=\"Marine\",#REF!*0.7,IF(#REF!=\"Nuclear\",#REF!*0.85,IF(#REF!=\"Pumped_Storage\",#REF!*0.5,IF(#REF!=\"CCS\",#REF!*0.85,IF(#REF!=\"OCGT\",#REF!*0,IF(#REF!=\"\",0,#REF!*N$627))))))))","v":{"$error":"#REF!"}},{"$f":"IF(#REF!=\"Interconnector\",#REF!*1,IF(#REF!=\"Wind\",#REF!*0.7,IF(#REF!=\"Marine\",#REF!*0.7,IF(#REF!=\"Nuclear\",#REF!*0.85,IF(#REF!=\"Pumped_Storage\",#REF!*0.5,IF(#REF!=\"CCS\",#REF!*0.85,IF(#REF!=\"OCGT\",#REF!*0,IF(#REF!=\"\",0,#REF!*O$627))))))))","v":{"$error":"#REF!"}}]
[{"$f":"#REF!","v":{"$error":"#REF!"}},{"$f":"#REF!","v":{"$error":"#REF!"}},{"$f":"#REF!","v":{"$error":"#REF!"}},{"$f":"#REF!","v":{"$error":"#REF!"}},{"$f":"IF(#REF!=\"Interconnector\",#REF!*1,IF(#REF!=\"Wind\",#REF!*0.7,IF(#REF!=\"Marine\",#REF!*0.7,IF(#REF!=\"Nuclear\",#REF!*0.85,IF(#REF!=\"Pumped_Storage\",#REF!*0.5,IF(#REF!=\"CCS\",#REF!*0.85,IF(#REF!=\"OCGT\",#REF!*0,IF(#REF!=\"\",0,#REF!*E$627))))))))","v":{"$error":"#REF!"}},{"$f":"IF(#REF!=\"Interconnector\",#REF!*1,IF(#REF!=\"Wind\",#REF!*0.7,IF(#REF!=\"Marine\",#REF!*0.7,IF(#REF!=\"Nuclear\",#REF!*0.85,IF(#REF!=\"Pumped_Storage\",#REF!*0.5,IF(#REF!=\"CCS\",#REF!*0.85,IF(#REF!=\"OCGT\",#REF!*0,IF(#REF!=\"\",0,#REF!*F$627))))))))","v":{"$error":"#REF!"}},{"$f":"IF(#REF!=\"Interconnector\",#REF!*1,IF(#REF!=\"Wind\",#REF!*0.7,IF(#REF!=\"Marine\",#REF!*0.7,IF(#REF!=\"Nuclear\",#REF!*0.85,IF(#REF!=\"Pumped_Storage\",#REF!*0.5,IF(#REF!=\"CCS\",#REF!*0.85,IF(#REF!=\"OCGT\",#REF!*0,IF(#REF!=\"\",0,#REF!*G$627))))))))","v":{"$error":"#REF!"}},{"$f":"IF(#REF!=\"Interconnector\",#REF!*1,IF(#REF!=\"Wind\",#REF!*0.7,IF(#REF!=\"Marine\",#REF!*0.7,IF(#REF!=\"Nuclear\",#REF!*0.85,IF(#REF!=\"Pumped_Storage\",#REF!*0.5,IF(#REF!=\"CCS\",#REF!*0.85,IF(#REF!=\"OCGT\",#REF!*0,IF(#REF!=\"\",0,#REF!*H$627))))))))","v":{"$error":"#REF!"}},{"$f":"IF(#REF!=\"Interconnector\",#REF!*1,IF(#REF!=\"Wind\",#REF!*0.7,IF(#REF!=\"Marine\",#REF!*0.7,IF(#REF!=\"Nuclear\",#REF!*0.85,IF(#REF!=\"Pumped_Storage\",#REF!*0.5,IF(#REF!=\"CCS\",#REF!*0.85,IF(#REF!=\"OCGT\",#REF!*0,IF(#REF!=\"\",0,#REF!*I$627))))))))","v":{"$error":"#REF!"}},{"$f":"IF(#REF!=\"Interconnector\",#REF!*1,IF(#REF!=\"Wind\",#REF!*0.7,IF(#REF!=\"Marine\",#REF!*0.7,IF(#REF!=\"Nuclear\",#REF!*0.85,IF(#REF!=\"Pumped_Storage\",#REF!*0.5,IF(#REF!=\"CCS\",#REF!*0.85,IF(#REF!=\"OCGT\",#REF!*0,IF(#REF!=\"\",0,#REF!*J$627))))))))","v":{"$error":"#REF!"}},{"$f":"IF(#REF!=\"Interconnector\",#REF!*1,IF(#REF!=\"Wind\",#REF!*0.7,IF(#REF!=\"Marine\",#REF!*0.7,IF(#REF!=\"Nuclear\",#REF!*0.85,IF(#REF!=\"Pumped_Storage\",#REF!*0.5,IF(#REF!=\"CCS\",#REF!*0.85,IF(#REF!=\"OCGT\",#REF!*0,IF(#REF!=\"\",0,#REF!*K$627))))))))","v":{"$error":"#REF!"}},{"$f":"IF(#REF!=\"Interconnector\",#REF!*1,IF(#REF!=\"Wind\",#REF!*0.7,IF(#REF!=\"Marine\",#REF!*0.7,IF(#REF!=\"Nuclear\",#REF!*0.85,IF(#REF!=\"Pumped_Storage\",#REF!*0.5,IF(#REF!=\"CCS\",#REF!*0.85,IF(#REF!=\"OCGT\",#REF!*0,IF(#REF!=\"\",0,#REF!*L$627))))))))","v":{"$error":"#REF!"}},{"$f":"IF(#REF!=\"Interconnector\",#REF!*1,IF(#REF!=\"Wind\",#REF!*0.7,IF(#REF!=\"Marine\",#REF!*0.7,IF(#REF!=\"Nuclear\",#REF!*0.85,IF(#REF!=\"Pumped_Storage\",#REF!*0.5,IF(#REF!=\"CCS\",#REF!*0.85,IF(#REF!=\"OCGT\",#REF!*0,IF(#REF!=\"\",0,#REF!*M$627))))))))","v":{"$error":"#REF!"}},{"$f":"IF(#REF!=\"Interconnector\",#REF!*1,IF(#REF!=\"Wind\",#REF!*0.7,IF(#REF!=\"Marine\",#REF!*0.7,IF(#REF!=\"Nuclear\",#REF!*0.85,IF(#REF!=\"Pumped_Storage\",#REF!*0.5,IF(#REF!=\"CCS\",#REF!*0.85,IF(#REF!=\"OCGT\",#REF!*0,IF(#REF!=\"\",0,#REF!*N$627))))))))","v":{"$error":"#REF!"}},{"$f":"IF(#REF!=\"Interconnector\",#REF!*1,IF(#REF!=\"Wind\",#REF!*0.7,IF(#REF!=\"Marine\",#REF!*0.7,IF(#REF!=\"Nuclear\",#REF!*0.85,IF(#REF!=\"Pumped_Storage\",#REF!*0.5,IF(#REF!=\"CCS\",#REF!*0.85,IF(#REF!=\"OCGT\",#REF!*0,IF(#REF!=\"\",0,#REF!*O$627))))))))","v":{"$error":"#REF!"}}]
[{"$f":"#REF!","v":{"$error":"#REF!"}},{"$f":"#REF!","v":{"$error":"#REF!"}},{"$f":"#REF!","v":{"$error":"#REF!"}},{"$f":"#REF!","v":{"$error":"#REF!"}},{"$f":"IF(#REF!=\"Interconnector\",#REF!*1,IF(#REF!=\"Wind\",#REF!*0.7,IF(#REF!=\"Marine\",#REF!*0.7,IF(#REF!=\"Nuclear\",#REF!*0.85,IF(#REF!=\"Pumped_Storage\",#REF!*0.5,IF(#REF!=\"CCS\",#REF!*0.85,IF(#REF!=\"OCGT\",#REF!*0,IF(#REF!=\"\",0,#REF!*E$627))))))))","v":{"$error":"#REF!"}},{"$f":"IF(#REF!=\"Interconnector\",#REF!*1,IF(#REF!=\"Wind\",#REF!*0.7,IF(#REF!=\"Marine\",#REF!*0.7,IF(#REF!=\"Nuclear\",#REF!*0.85,IF(#REF!=\"Pumped_Storage\",#REF!*0.5,IF(#REF!=\"CCS\",#REF!*0.85,IF(#REF!=\"OCGT\",#REF!*0,IF(#REF!=\"\",0,#REF!*F$627))))))))","v":{"$error":"#REF!"}},{"$f":"IF(#REF!=\"Interconnector\",#REF!*1,IF(#REF!=\"Wind\",#REF!*0.7,IF(#REF!=\"Marine\",#REF!*0.7,IF(#REF!=\"Nuclear\",#REF!*0.85,IF(#REF!=\"Pumped_Storage\",#REF!*0.5,IF(#REF!=\"CCS\",#REF!*0.85,IF(#REF!=\"OCGT\",#REF!*0,IF(#REF!=\"\",0,#REF!*G$627))))))))","v":{"$error":"#REF!"}},{"$f":"IF(#REF!=\"Interconnector\",#REF!*1,IF(#REF!=\"Wind\",#REF!*0.7,IF(#REF!=\"Marine\",#REF!*0.7,IF(#REF!=\"Nuclear\",#REF!*0.85,IF(#REF!=\"Pumped_Storage\",#REF!*0.5,IF(#REF!=\"CCS\",#REF!*0.85,IF(#REF!=\"OCGT\",#REF!*0,IF(#REF!=\"\",0,#REF!*H$627))))))))","v":{"$error":"#REF!"}},{"$f":"IF(#REF!=\"Interconnector\",#REF!*1,IF(#REF!=\"Wind\",#REF!*0.7,IF(#REF!=\"Marine\",#REF!*0.7,IF(#REF!=\"Nuclear\",#REF!*0.85,IF(#REF!=\"Pumped_Storage\",#REF!*0.5,IF(#REF!=\"CCS\",#REF!*0.85,IF(#REF!=\"OCGT\",#REF!*0,IF(#REF!=\"\",0,#REF!*I$627))))))))","v":{"$error":"#REF!"}},{"$f":"IF(#REF!=\"Interconnector\",#REF!*1,IF(#REF!=\"Wind\",#REF!*0.7,IF(#REF!=\"Marine\",#REF!*0.7,IF(#REF!=\"Nuclear\",#REF!*0.85,IF(#REF!=\"Pumped_Storage\",#REF!*0.5,IF(#REF!=\"CCS\",#REF!*0.85,IF(#REF!=\"OCGT\",#REF!*0,IF(#REF!=\"\",0,#REF!*J$627))))))))","v":{"$error":"#REF!"}},{"$f":"IF(#REF!=\"Interconnector\",#REF!*1,IF(#REF!=\"Wind\",#REF!*0.7,IF(#REF!=\"Marine\",#REF!*0.7,IF(#REF!=\"Nuclear\",#REF!*0.85,IF(#REF!=\"Pumped_Storage\",#REF!*0.5,IF(#REF!=\"CCS\",#REF!*0.85,IF(#REF!=\"OCGT\",#REF!*0,IF(#REF!=\"\",0,#REF!*K$627))))))))","v":{"$error":"#REF!"}},{"$f":"IF(#REF!=\"Interconnector\",#REF!*1,IF(#REF!=\"Wind\",#REF!*0.7,IF(#REF!=\"Marine\",#REF!*0.7,IF(#REF!=\"Nuclear\",#REF!*0.85,IF(#REF!=\"Pumped_Storage\",#REF!*0.5,IF(#REF!=\"CCS\",#REF!*0.85,IF(#REF!=\"OCGT\",#REF!*0,IF(#REF!=\"\",0,#REF!*L$627))))))))","v":{"$error":"#REF!"}},{"$f":"IF(#REF!=\"Interconnector\",#REF!*1,IF(#REF!=\"Wind\",#REF!*0.7,IF(#REF!=\"Marine\",#REF!*0.7,IF(#REF!=\"Nuclear\",#REF!*0.85,IF(#REF!=\"Pumped_Storage\",#REF!*0.5,IF(#REF!=\"CCS\",#REF!*0.85,IF(#REF!=\"OCGT\",#REF!*0,IF(#REF!=\"\",0,#REF!*M$627))))))))","v":{"$error":"#REF!"}},{"$f":"IF(#REF!=\"Interconnector\",#REF!*1,IF(#REF!=\"Wind\",#REF!*0.7,IF(#REF!=\"Marine\",#REF!*0.7,IF(#REF!=\"Nuclear\",#REF!*0.85,IF(#REF!=\"Pumped_Storage\",#REF!*0.5,IF(#REF!=\"CCS\",#REF!*0.85,IF(#REF!=\"OCGT\",#REF!*0,IF(#REF!=\"\",0,#REF!*N$627))))))))","v":{"$error":"#REF!"}},{"$f":"IF(#REF!=\"Interconnector\",#REF!*1,IF(#REF!=\"Wind\",#REF!*0.7,IF(#REF!=\"Marine\",#REF!*0.7,IF(#REF!=\"Nuclear\",#REF!*0.85,IF(#REF!=\"Pumped_Storage\",#REF!*0.5,IF(#REF!=\"CCS\",#REF!*0.85,IF(#REF!=\"OCGT\",#REF!*0,IF(#REF!=\"\",0,#REF!*O$627))))))))","v":{"$error":"#REF!"}}]
[{"$f":"#REF!","v":{"$error":"#REF!"}},{"$f":"#REF!","v":{"$error":"#REF!"}},{"$f":"#REF!","v":{"$error":"#REF!"}},{"$f":"#REF!","v":{"$error":"#REF!"}},{"$f":"IF(#REF!=\"Interconnector\",#REF!*1,IF(#REF!=\"Wind\",#REF!*0.7,IF(#REF!=\"Marine\",#REF!*0.7,IF(#REF!=\"Nuclear\",#REF!*0.85,IF(#REF!=\"Pumped_Storage\",#REF!*0.5,IF(#REF!=\"CCS\",#REF!*0.85,IF(#REF!=\"OCGT\",#REF!*0,IF(#REF!=\"\",0,#REF!*E$627))))))))","v":{"$error":"#REF!"}},{"$f":"IF(#REF!=\"Interconnector\",#REF!*1,IF(#REF!=\"Wind\",#REF!*0.7,IF(#REF!=\"Marine\",#REF!*0.7,IF(#REF!=\"Nuclear\",#REF!*0.85,IF(#REF!=\"Pumped_Storage\",#REF!*0.5,IF(#REF!=\"CCS\",#REF!*0.85,IF(#REF!=\"OCGT\",#REF!*0,IF(#REF!=\"\",0,#REF!*F$627))))))))","v":{"$error":"#REF!"}},{"$f":"IF(#REF!=\"Interconnector\",#REF!*1,IF(#REF!=\"Wind\",#REF!*0.7,IF(#REF!=\"Marine\",#REF!*0.7,IF(#REF!=\"Nuclear\",#REF!*0.85,IF(#REF!=\"Pumped_Storage\",#REF!*0.5,IF(#REF!=\"CCS\",#REF!*0.85,IF(#REF!=\"OCGT\",#REF!*0,IF(#REF!=\"\",0,#REF!*G$627))))))))","v":{"$error":"#REF!"}},{"$f":"IF(#REF!=\"Interconnector\",#REF!*1,IF(#REF!=\"Wind\",#REF!*0.7,IF(#REF!=\"Marine\",#REF!*0.7,IF(#REF!=\"Nuclear\",#REF!*0.85,IF(#REF!=\"Pumped_Storage\",#REF!*0.5,IF(#REF!=\"CCS\",#REF!*0.85,IF(#REF!=\"OCGT\",#REF!*0,IF(#REF!=\"\",0,#REF!*H$627))))))))","v":{"$error":"#REF!"}},{"$f":"IF(#REF!=\"Interconnector\",#REF!*1,IF(#REF!=\"Wind\",#REF!*0.7,IF(#REF!=\"Marine\",#REF!*0.7,IF(#REF!=\"Nuclear\",#REF!*0.85,IF(#REF!=\"Pumped_Storage\",#REF!*0.5,IF(#REF!=\"CCS\",#REF!*0.85,IF(#REF!=\"OCGT\",#REF!*0,IF(#REF!=\"\",0,#REF!*I$627))))))))","v":{"$error":"#REF!"}},{"$f":"IF(#REF!=\"Interconnector\",#REF!*1,IF(#REF!=\"Wind\",#REF!*0.7,IF(#REF!=\"Marine\",#REF!*0.7,IF(#REF!=\"Nuclear\",#REF!*0.85,IF(#REF!=\"Pumped_Storage\",#REF!*0.5,IF(#REF!=\"CCS\",#REF!*0.85,IF(#REF!=\"OCGT\",#REF!*0,IF(#REF!=\"\",0,#REF!*J$627))))))))","v":{"$error":"#REF!"}},{"$f":"IF(#REF!=\"Interconnector\",#REF!*1,IF(#REF!=\"Wind\",#REF!*0.7,IF(#REF!=\"Marine\",#REF!*0.7,IF(#REF!=\"Nuclear\",#REF!*0.85,IF(#REF!=\"Pumped_Storage\",#REF!*0.5,IF(#REF!=\"CCS\",#REF!*0.85,IF(#REF!=\"OCGT\",#REF!*0,IF(#REF!=\"\",0,#REF!*K$627))))))))","v":{"$error":"#REF!"}},{"$f":"IF(#REF!=\"Interconnector\",#REF!*1,IF(#REF!=\"Wind\",#REF!*0.7,IF(#REF!=\"Marine\",#REF!*0.7,IF(#REF!=\"Nuclear\",#REF!*0.85,IF(#REF!=\"Pumped_Storage\",#REF!*0.5,IF(#REF!=\"CCS\",#REF!*0.85,IF(#REF!=\"OCGT\",#REF!*0,IF(#REF!=\"\",0,#REF!*L$627))))))))","v":{"$error":"#REF!"}},{"$f":"IF(#REF!=\"Interconnector\",#REF!*1,IF(#REF!=\"Wind\",#REF!*0.7,IF(#REF!=\"Marine\",#REF!*0.7,IF(#REF!=\"Nuclear\",#REF!*0.85,IF(#REF!=\"Pumped_Storage\",#REF!*0.5,IF(#REF!=\"CCS\",#REF!*0.85,IF(#REF!=\"OCGT\",#REF!*0,IF(#REF!=\"\",0,#REF!*M$627))))))))","v":{"$error":"#REF!"}},{"$f":"IF(#REF!=\"Interconnector\",#REF!*1,IF(#REF!=\"Wind\",#REF!*0.7,IF(#REF!=\"Marine\",#REF!*0.7,IF(#REF!=\"Nuclear\",#REF!*0.85,IF(#REF!=\"Pumped_Storage\",#REF!*0.5,IF(#REF!=\"CCS\",#REF!*0.85,IF(#REF!=\"OCGT\",#REF!*0,IF(#REF!=\"\",0,#REF!*N$627))))))))","v":{"$error":"#REF!"}},{"$f":"IF(#REF!=\"Interconnector\",#REF!*1,IF(#REF!=\"Wind\",#REF!*0.7,IF(#REF!=\"Marine\",#REF!*0.7,IF(#REF!=\"Nuclear\",#REF!*0.85,IF(#REF!=\"Pumped_Storage\",#REF!*0.5,IF(#REF!=\"CCS\",#REF!*0.85,IF(#REF!=\"OCGT\",#REF!*0,IF(#REF!=\"\",0,#REF!*O$627))))))))","v":{"$error":"#REF!"}}]
[{"$f":"#REF!","v":{"$error":"#REF!"}},{"$f":"#REF!","v":{"$error":"#REF!"}},{"$f":"#REF!","v":{"$error":"#REF!"}},{"$f":"#REF!","v":{"$error":"#REF!"}},{"$f":"IF(#REF!=\"Interconnector\",#REF!*1,IF(#REF!=\"Wind\",#REF!*0.7,IF(#REF!=\"Marine\",#REF!*0.7,IF(#REF!=\"Nuclear\",#REF!*0.85,IF(#REF!=\"Pumped_Storage\",#REF!*0.5,IF(#REF!=\"CCS\",#REF!*0.85,IF(#REF!=\"OCGT\",#REF!*0,IF(#REF!=\"\",0,#REF!*E$627))))))))","v":{"$error":"#REF!"}},{"$f":"IF(#REF!=\"Interconnector\",#REF!*1,IF(#REF!=\"Wind\",#REF!*0.7,IF(#REF!=\"Marine\",#REF!*0.7,IF(#REF!=\"Nuclear\",#REF!*0.85,IF(#REF!=\"Pumped_Storage\",#REF!*0.5,IF(#REF!=\"CCS\",#REF!*0.85,IF(#REF!=\"OCGT\",#REF!*0,IF(#REF!=\"\",0,#REF!*F$627))))))))","v":{"$error":"#REF!"}},{"$f":"IF(#REF!=\"Interconnector\",#REF!*1,IF(#REF!=\"Wind\",#REF!*0.7,IF(#REF!=\"Marine\",#REF!*0.7,IF(#REF!=\"Nuclear\",#REF!*0.85,IF(#REF!=\"Pumped_Storage\",#REF!*0.5,IF(#REF!=\"CCS\",#REF!*0.85,IF(#REF!=\"OCGT\",#REF!*0,IF(#REF!=\"\",0,#REF!*G$627))))))))","v":{"$error":"#REF!"}},{"$f":"IF(#REF!=\"Interconnector\",#REF!*1,IF(#REF!=\"Wind\",#REF!*0.7,IF(#REF!=\"Marine\",#REF!*0.7,IF(#REF!=\"Nuclear\",#REF!*0.85,IF(#REF!=\"Pumped_Storage\",#REF!*0.5,IF(#REF!=\"CCS\",#REF!*0.85,IF(#REF!=\"OCGT\",#REF!*0,IF(#REF!=\"\",0,#REF!*H$627))))))))","v":{"$error":"#REF!"}},{"$f":"IF(#REF!=\"Interconnector\",#REF!*1,IF(#REF!=\"Wind\",#REF!*0.7,IF(#REF!=\"Marine\",#REF!*0.7,IF(#REF!=\"Nuclear\",#REF!*0.85,IF(#REF!=\"Pumped_Storage\",#REF!*0.5,IF(#REF!=\"CCS\",#REF!*0.85,IF(#REF!=\"OCGT\",#REF!*0,IF(#REF!=\"\",0,#REF!*I$627))))))))","v":{"$error":"#REF!"}},{"$f":"IF(#REF!=\"Interconnector\",#REF!*1,IF(#REF!=\"Wind\",#REF!*0.7,IF(#REF!=\"Marine\",#REF!*0.7,IF(#REF!=\"Nuclear\",#REF!*0.85,IF(#REF!=\"Pumped_Storage\",#REF!*0.5,IF(#REF!=\"CCS\",#REF!*0.85,IF(#REF!=\"OCGT\",#REF!*0,IF(#REF!=\"\",0,#REF!*J$627))))))))","v":{"$error":"#REF!"}},{"$f":"IF(#REF!=\"Interconnector\",#REF!*1,IF(#REF!=\"Wind\",#REF!*0.7,IF(#REF!=\"Marine\",#REF!*0.7,IF(#REF!=\"Nuclear\",#REF!*0.85,IF(#REF!=\"Pumped_Storage\",#REF!*0.5,IF(#REF!=\"CCS\",#REF!*0.85,IF(#REF!=\"OCGT\",#REF!*0,IF(#REF!=\"\",0,#REF!*K$627))))))))","v":{"$error":"#REF!"}},{"$f":"IF(#REF!=\"Interconnector\",#REF!*1,IF(#REF!=\"Wind\",#REF!*0.7,IF(#REF!=\"Marine\",#REF!*0.7,IF(#REF!=\"Nuclear\",#REF!*0.85,IF(#REF!=\"Pumped_Storage\",#REF!*0.5,IF(#REF!=\"CCS\",#REF!*0.85,IF(#REF!=\"OCGT\",#REF!*0,IF(#REF!=\"\",0,#REF!*L$627))))))))","v":{"$error":"#REF!"}},{"$f":"IF(#REF!=\"Interconnector\",#REF!*1,IF(#REF!=\"Wind\",#REF!*0.7,IF(#REF!=\"Marine\",#REF!*0.7,IF(#REF!=\"Nuclear\",#REF!*0.85,IF(#REF!=\"Pumped_Storage\",#REF!*0.5,IF(#REF!=\"CCS\",#REF!*0.85,IF(#REF!=\"OCGT\",#REF!*0,IF(#REF!=\"\",0,#REF!*M$627))))))))","v":{"$error":"#REF!"}},{"$f":"IF(#REF!=\"Interconnector\",#REF!*1,IF(#REF!=\"Wind\",#REF!*0.7,IF(#REF!=\"Marine\",#REF!*0.7,IF(#REF!=\"Nuclear\",#REF!*0.85,IF(#REF!=\"Pumped_Storage\",#REF!*0.5,IF(#REF!=\"CCS\",#REF!*0.85,IF(#REF!=\"OCGT\",#REF!*0,IF(#REF!=\"\",0,#REF!*N$627))))))))","v":{"$error":"#REF!"}},{"$f":"IF(#REF!=\"Interconnector\",#REF!*1,IF(#REF!=\"Wind\",#REF!*0.7,IF(#REF!=\"Marine\",#REF!*0.7,IF(#REF!=\"Nuclear\",#REF!*0.85,IF(#REF!=\"Pumped_Storage\",#REF!*0.5,IF(#REF!=\"CCS\",#REF!*0.85,IF(#REF!=\"OCGT\",#REF!*0,IF(#REF!=\"\",0,#REF!*O$627))))))))","v":{"$error":"#REF!"}}]
[{"$f":"#REF!","v":{"$error":"#REF!"}},{"$f":"#REF!","v":{"$error":"#REF!"}},{"$f":"#REF!","v":{"$error":"#REF!"}},{"$f":"#REF!","v":{"$error":"#REF!"}},{"$f":"IF(#REF!=\"Interconnector\",#REF!*1,IF(#REF!=\"Wind\",#REF!*0.7,IF(#REF!=\"Marine\",#REF!*0.7,IF(#REF!=\"Nuclear\",#REF!*0.85,IF(#REF!=\"Pumped_Storage\",#REF!*0.5,IF(#REF!=\"CCS\",#REF!*0.85,IF(#REF!=\"OCGT\",#REF!*0,IF(#REF!=\"\",0,#REF!*E$627))))))))","v":{"$error":"#REF!"}},{"$f":"IF(#REF!=\"Interconnector\",#REF!*1,IF(#REF!=\"Wind\",#REF!*0.7,IF(#REF!=\"Marine\",#REF!*0.7,IF(#REF!=\"Nuclear\",#REF!*0.85,IF(#REF!=\"Pumped_Storage\",#REF!*0.5,IF(#REF!=\"CCS\",#REF!*0.85,IF(#REF!=\"OCGT\",#REF!*0,IF(#REF!=\"\",0,#REF!*F$627))))))))","v":{"$error":"#REF!"}},{"$f":"IF(#REF!=\"Interconnector\",#REF!*1,IF(#REF!=\"Wind\",#REF!*0.7,IF(#REF!=\"Marine\",#REF!*0.7,IF(#REF!=\"Nuclear\",#REF!*0.85,IF(#REF!=\"Pumped_Storage\",#REF!*0.5,IF(#REF!=\"CCS\",#REF!*0.85,IF(#REF!=\"OCGT\",#REF!*0,IF(#REF!=\"\",0,#REF!*G$627))))))))","v":{"$error":"#REF!"}},{"$f":"IF(#REF!=\"Interconnector\",#REF!*1,IF(#REF!=\"Wind\",#REF!*0.7,IF(#REF!=\"Marine\",#REF!*0.7,IF(#REF!=\"Nuclear\",#REF!*0.85,IF(#REF!=\"Pumped_Storage\",#REF!*0.5,IF(#REF!=\"CCS\",#REF!*0.85,IF(#REF!=\"OCGT\",#REF!*0,IF(#REF!=\"\",0,#REF!*H$627))))))))","v":{"$error":"#REF!"}},{"$f":"IF(#REF!=\"Interconnector\",#REF!*1,IF(#REF!=\"Wind\",#REF!*0.7,IF(#REF!=\"Marine\",#REF!*0.7,IF(#REF!=\"Nuclear\",#REF!*0.85,IF(#REF!=\"Pumped_Storage\",#REF!*0.5,IF(#REF!=\"CCS\",#REF!*0.85,IF(#REF!=\"OCGT\",#REF!*0,IF(#REF!=\"\",0,#REF!*I$627))))))))","v":{"$error":"#REF!"}},{"$f":"IF(#REF!=\"Interconnector\",#REF!*1,IF(#REF!=\"Wind\",#REF!*0.7,IF(#REF!=\"Marine\",#REF!*0.7,IF(#REF!=\"Nuclear\",#REF!*0.85,IF(#REF!=\"Pumped_Storage\",#REF!*0.5,IF(#REF!=\"CCS\",#REF!*0.85,IF(#REF!=\"OCGT\",#REF!*0,IF(#REF!=\"\",0,#REF!*J$627))))))))","v":{"$error":"#REF!"}},{"$f":"IF(#REF!=\"Interconnector\",#REF!*1,IF(#REF!=\"Wind\",#REF!*0.7,IF(#REF!=\"Marine\",#REF!*0.7,IF(#REF!=\"Nuclear\",#REF!*0.85,IF(#REF!=\"Pumped_Storage\",#REF!*0.5,IF(#REF!=\"CCS\",#REF!*0.85,IF(#REF!=\"OCGT\",#REF!*0,IF(#REF!=\"\",0,#REF!*K$627))))))))","v":{"$error":"#REF!"}},{"$f":"IF(#REF!=\"Interconnector\",#REF!*1,IF(#REF!=\"Wind\",#REF!*0.7,IF(#REF!=\"Marine\",#REF!*0.7,IF(#REF!=\"Nuclear\",#REF!*0.85,IF(#REF!=\"Pumped_Storage\",#REF!*0.5,IF(#REF!=\"CCS\",#REF!*0.85,IF(#REF!=\"OCGT\",#REF!*0,IF(#REF!=\"\",0,#REF!*L$627))))))))","v":{"$error":"#REF!"}},{"$f":"IF(#REF!=\"Interconnector\",#REF!*1,IF(#REF!=\"Wind\",#REF!*0.7,IF(#REF!=\"Marine\",#REF!*0.7,IF(#REF!=\"Nuclear\",#REF!*0.85,IF(#REF!=\"Pumped_Storage\",#REF!*0.5,IF(#REF!=\"CCS\",#REF!*0.85,IF(#REF!=\"OCGT\",#REF!*0,IF(#REF!=\"\",0,#REF!*M$627))))))))","v":{"$error":"#REF!"}},{"$f":"IF(#REF!=\"Interconnector\",#REF!*1,IF(#REF!=\"Wind\",#REF!*0.7,IF(#REF!=\"Marine\",#REF!*0.7,IF(#REF!=\"Nuclear\",#REF!*0.85,IF(#REF!=\"Pumped_Storage\",#REF!*0.5,IF(#REF!=\"CCS\",#REF!*0.85,IF(#REF!=\"OCGT\",#REF!*0,IF(#REF!=\"\",0,#REF!*N$627))))))))","v":{"$error":"#REF!"}},{"$f":"IF(#REF!=\"Interconnector\",#REF!*1,IF(#REF!=\"Wind\",#REF!*0.7,IF(#REF!=\"Marine\",#REF!*0.7,IF(#REF!=\"Nuclear\",#REF!*0.85,IF(#REF!=\"Pumped_Storage\",#REF!*0.5,IF(#REF!=\"CCS\",#REF!*0.85,IF(#REF!=\"OCGT\",#REF!*0,IF(#REF!=\"\",0,#REF!*O$627))))))))","v":{"$error":"#REF!"}}]
[{"$f":"#REF!","v":{"$error":"#REF!"}},{"$f":"#REF!","v":{"$error":"#REF!"}},{"$f":"#REF!","v":{"$error":"#REF!"}},{"$f":"#REF!","v":{"$error":"#REF!"}},{"$f":"IF(#REF!=\"Interconnector\",#REF!*1,IF(#REF!=\"Wind\",#REF!*0.7,IF(#REF!=\"Marine\",#REF!*0.7,IF(#REF!=\"Nuclear\",#REF!*0.85,IF(#REF!=\"Pumped_Storage\",#REF!*0.5,IF(#REF!=\"CCS\",#REF!*0.85,IF(#REF!=\"OCGT\",#REF!*0,IF(#REF!=\"\",0,#REF!*E$627))))))))","v":{"$error":"#REF!"}},{"$f":"IF(#REF!=\"Interconnector\",#REF!*1,IF(#REF!=\"Wind\",#REF!*0.7,IF(#REF!=\"Marine\",#REF!*0.7,IF(#REF!=\"Nuclear\",#REF!*0.85,IF(#REF!=\"Pumped_Storage\",#REF!*0.5,IF(#REF!=\"CCS\",#REF!*0.85,IF(#REF!=\"OCGT\",#REF!*0,IF(#REF!=\"\",0,#REF!*F$627))))))))","v":{"$error":"#REF!"}},{"$f":"IF(#REF!=\"Interconnector\",#REF!*1,IF(#REF!=\"Wind\",#REF!*0.7,IF(#REF!=\"Marine\",#REF!*0.7,IF(#REF!=\"Nuclear\",#REF!*0.85,IF(#REF!=\"Pumped_Storage\",#REF!*0.5,IF(#REF!=\"CCS\",#REF!*0.85,IF(#REF!=\"OCGT\",#REF!*0,IF(#REF!=\"\",0,#REF!*G$627))))))))","v":{"$error":"#REF!"}},{"$f":"IF(#REF!=\"Interconnector\",#REF!*1,IF(#REF!=\"Wind\",#REF!*0.7,IF(#REF!=\"Marine\",#REF!*0.7,IF(#REF!=\"Nuclear\",#REF!*0.85,IF(#REF!=\"Pumped_Storage\",#REF!*0.5,IF(#REF!=\"CCS\",#REF!*0.85,IF(#REF!=\"OCGT\",#REF!*0,IF(#REF!=\"\",0,#REF!*H$627))))))))","v":{"$error":"#REF!"}},{"$f":"IF(#REF!=\"Interconnector\",#REF!*1,IF(#REF!=\"Wind\",#REF!*0.7,IF(#REF!=\"Marine\",#REF!*0.7,IF(#REF!=\"Nuclear\",#REF!*0.85,IF(#REF!=\"Pumped_Storage\",#REF!*0.5,IF(#REF!=\"CCS\",#REF!*0.85,IF(#REF!=\"OCGT\",#REF!*0,IF(#REF!=\"\",0,#REF!*I$627))))))))","v":{"$error":"#REF!"}},{"$f":"IF(#REF!=\"Interconnector\",#REF!*1,IF(#REF!=\"Wind\",#REF!*0.7,IF(#REF!=\"Marine\",#REF!*0.7,IF(#REF!=\"Nuclear\",#REF!*0.85,IF(#REF!=\"Pumped_Storage\",#REF!*0.5,IF(#REF!=\"CCS\",#REF!*0.85,IF(#REF!=\"OCGT\",#REF!*0,IF(#REF!=\"\",0,#REF!*J$627))))))))","v":{"$error":"#REF!"}},{"$f":"IF(#REF!=\"Interconnector\",#REF!*1,IF(#REF!=\"Wind\",#REF!*0.7,IF(#REF!=\"Marine\",#REF!*0.7,IF(#REF!=\"Nuclear\",#REF!*0.85,IF(#REF!=\"Pumped_Storage\",#REF!*0.5,IF(#REF!=\"CCS\",#REF!*0.85,IF(#REF!=\"OCGT\",#REF!*0,IF(#REF!=\"\",0,#REF!*K$627))))))))","v":{"$error":"#REF!"}},{"$f":"IF(#REF!=\"Interconnector\",#REF!*1,IF(#REF!=\"Wind\",#REF!*0.7,IF(#REF!=\"Marine\",#REF!*0.7,IF(#REF!=\"Nuclear\",#REF!*0.85,IF(#REF!=\"Pumped_Storage\",#REF!*0.5,IF(#REF!=\"CCS\",#REF!*0.85,IF(#REF!=\"OCGT\",#REF!*0,IF(#REF!=\"\",0,#REF!*L$627))))))))","v":{"$error":"#REF!"}},{"$f":"IF(#REF!=\"Interconnector\",#REF!*1,IF(#REF!=\"Wind\",#REF!*0.7,IF(#REF!=\"Marine\",#REF!*0.7,IF(#REF!=\"Nuclear\",#REF!*0.85,IF(#REF!=\"Pumped_Storage\",#REF!*0.5,IF(#REF!=\"CCS\",#REF!*0.85,IF(#REF!=\"OCGT\",#REF!*0,IF(#REF!=\"\",0,#REF!*M$627))))))))","v":{"$error":"#REF!"}},{"$f":"IF(#REF!=\"Interconnector\",#REF!*1,IF(#REF!=\"Wind\",#REF!*0.7,IF(#REF!=\"Marine\",#REF!*0.7,IF(#REF!=\"Nuclear\",#REF!*0.85,IF(#REF!=\"Pumped_Storage\",#REF!*0.5,IF(#REF!=\"CCS\",#REF!*0.85,IF(#REF!=\"OCGT\",#REF!*0,IF(#REF!=\"\",0,#REF!*N$627))))))))","v":{"$error":"#REF!"}},{"$f":"IF(#REF!=\"Interconnector\",#REF!*1,IF(#REF!=\"Wind\",#REF!*0.7,IF(#REF!=\"Marine\",#REF!*0.7,IF(#REF!=\"Nuclear\",#REF!*0.85,IF(#REF!=\"Pumped_Storage\",#REF!*0.5,IF(#REF!=\"CCS\",#REF!*0.85,IF(#REF!=\"OCGT\",#REF!*0,IF(#REF!=\"\",0,#REF!*O$627))))))))","v":{"$error":"#REF!"}}]
[{"$f":"#REF!","v":{"$error":"#REF!"}},{"$f":"#REF!","v":{"$error":"#REF!"}},{"$f":"#REF!","v":{"$error":"#REF!"}},{"$f":"#REF!","v":{"$error":"#REF!"}},{"$f":"IF(#REF!=\"Interconnector\",#REF!*1,IF(#REF!=\"Wind\",#REF!*0.7,IF(#REF!=\"Marine\",#REF!*0.7,IF(#REF!=\"Nuclear\",#REF!*0.85,IF(#REF!=\"Pumped_Storage\",#REF!*0.5,IF(#REF!=\"CCS\",#REF!*0.85,IF(#REF!=\"OCGT\",#REF!*0,IF(#REF!=\"\",0,#REF!*E$627))))))))","v":{"$error":"#REF!"}},{"$f":"IF(#REF!=\"Interconnector\",#REF!*1,IF(#REF!=\"Wind\",#REF!*0.7,IF(#REF!=\"Marine\",#REF!*0.7,IF(#REF!=\"Nuclear\",#REF!*0.85,IF(#REF!=\"Pumped_Storage\",#REF!*0.5,IF(#REF!=\"CCS\",#REF!*0.85,IF(#REF!=\"OCGT\",#REF!*0,IF(#REF!=\"\",0,#REF!*F$627))))))))","v":{"$error":"#REF!"}},{"$f":"IF(#REF!=\"Interconnector\",#REF!*1,IF(#REF!=\"Wind\",#REF!*0.7,IF(#REF!=\"Marine\",#REF!*0.7,IF(#REF!=\"Nuclear\",#REF!*0.85,IF(#REF!=\"Pumped_Storage\",#REF!*0.5,IF(#REF!=\"CCS\",#REF!*0.85,IF(#REF!=\"OCGT\",#REF!*0,IF(#REF!=\"\",0,#REF!*G$627))))))))","v":{"$error":"#REF!"}},{"$f":"IF(#REF!=\"Interconnector\",#REF!*1,IF(#REF!=\"Wind\",#REF!*0.7,IF(#REF!=\"Marine\",#REF!*0.7,IF(#REF!=\"Nuclear\",#REF!*0.85,IF(#REF!=\"Pumped_Storage\",#REF!*0.5,IF(#REF!=\"CCS\",#REF!*0.85,IF(#REF!=\"OCGT\",#REF!*0,IF(#REF!=\"\",0,#REF!*H$627))))))))","v":{"$error":"#REF!"}},{"$f":"IF(#REF!=\"Interconnector\",#REF!*1,IF(#REF!=\"Wind\",#REF!*0.7,IF(#REF!=\"Marine\",#REF!*0.7,IF(#REF!=\"Nuclear\",#REF!*0.85,IF(#REF!=\"Pumped_Storage\",#REF!*0.5,IF(#REF!=\"CCS\",#REF!*0.85,IF(#REF!=\"OCGT\",#REF!*0,IF(#REF!=\"\",0,#REF!*I$627))))))))","v":{"$error":"#REF!"}},{"$f":"IF(#REF!=\"Interconnector\",#REF!*1,IF(#REF!=\"Wind\",#REF!*0.7,IF(#REF!=\"Marine\",#REF!*0.7,IF(#REF!=\"Nuclear\",#REF!*0.85,IF(#REF!=\"Pumped_Storage\",#REF!*0.5,IF(#REF!=\"CCS\",#REF!*0.85,IF(#REF!=\"OCGT\",#REF!*0,IF(#REF!=\"\",0,#REF!*J$627))))))))","v":{"$error":"#REF!"}},{"$f":"IF(#REF!=\"Interconnector\",#REF!*1,IF(#REF!=\"Wind\",#REF!*0.7,IF(#REF!=\"Marine\",#REF!*0.7,IF(#REF!=\"Nuclear\",#REF!*0.85,IF(#REF!=\"Pumped_Storage\",#REF!*0.5,IF(#REF!=\"CCS\",#REF!*0.85,IF(#REF!=\"OCGT\",#REF!*0,IF(#REF!=\"\",0,#REF!*K$627))))))))","v":{"$error":"#REF!"}},{"$f":"IF(#REF!=\"Interconnector\",#REF!*1,IF(#REF!=\"Wind\",#REF!*0.7,IF(#REF!=\"Marine\",#REF!*0.7,IF(#REF!=\"Nuclear\",#REF!*0.85,IF(#REF!=\"Pumped_Storage\",#REF!*0.5,IF(#REF!=\"CCS\",#REF!*0.85,IF(#REF!=\"OCGT\",#REF!*0,IF(#REF!=\"\",0,#REF!*L$627))))))))","v":{"$error":"#REF!"}},{"$f":"IF(#REF!=\"Interconnector\",#REF!*1,IF(#REF!=\"Wind\",#REF!*0.7,IF(#REF!=\"Marine\",#REF!*0.7,IF(#REF!=\"Nuclear\",#REF!*0.85,IF(#REF!=\"Pumped_Storage\",#REF!*0.5,IF(#REF!=\"CCS\",#REF!*0.85,IF(#REF!=\"OCGT\",#REF!*0,IF(#REF!=\"\",0,#REF!*M$627))))))))","v":{"$error":"#REF!"}},{"$f":"IF(#REF!=\"Interconnector\",#REF!*1,IF(#REF!=\"Wind\",#REF!*0.7,IF(#REF!=\"Marine\",#REF!*0.7,IF(#REF!=\"Nuclear\",#REF!*0.85,IF(#REF!=\"Pumped_Storage\",#REF!*0.5,IF(#REF!=\"CCS\",#REF!*0.85,IF(#REF!=\"OCGT\",#REF!*0,IF(#REF!=\"\",0,#REF!*N$627))))))))","v":{"$error":"#REF!"}},{"$f":"IF(#REF!=\"Interconnector\",#REF!*1,IF(#REF!=\"Wind\",#REF!*0.7,IF(#REF!=\"Marine\",#REF!*0.7,IF(#REF!=\"Nuclear\",#REF!*0.85,IF(#REF!=\"Pumped_Storage\",#REF!*0.5,IF(#REF!=\"CCS\",#REF!*0.85,IF(#REF!=\"OCGT\",#REF!*0,IF(#REF!=\"\",0,#REF!*O$627))))))))","v":{"$error":"#REF!"}}]
[{"$f":"#REF!","v":{"$error":"#REF!"}},{"$f":"#REF!","v":{"$error":"#REF!"}},{"$f":"#REF!","v":{"$error":"#REF!"}},{"$f":"#REF!","v":{"$error":"#REF!"}},{"$f":"IF(#REF!=\"Interconnector\",#REF!*1,IF(#REF!=\"Wind\",#REF!*0.7,IF(#REF!=\"Marine\",#REF!*0.7,IF(#REF!=\"Nuclear\",#REF!*0.85,IF(#REF!=\"Pumped_Storage\",#REF!*0.5,IF(#REF!=\"CCS\",#REF!*0.85,IF(#REF!=\"OCGT\",#REF!*0,IF(#REF!=\"\",0,#REF!*E$627))))))))","v":{"$error":"#REF!"}},{"$f":"IF(#REF!=\"Interconnector\",#REF!*1,IF(#REF!=\"Wind\",#REF!*0.7,IF(#REF!=\"Marine\",#REF!*0.7,IF(#REF!=\"Nuclear\",#REF!*0.85,IF(#REF!=\"Pumped_Storage\",#REF!*0.5,IF(#REF!=\"CCS\",#REF!*0.85,IF(#REF!=\"OCGT\",#REF!*0,IF(#REF!=\"\",0,#REF!*F$627))))))))","v":{"$error":"#REF!"}},{"$f":"IF(#REF!=\"Interconnector\",#REF!*1,IF(#REF!=\"Wind\",#REF!*0.7,IF(#REF!=\"Marine\",#REF!*0.7,IF(#REF!=\"Nuclear\",#REF!*0.85,IF(#REF!=\"Pumped_Storage\",#REF!*0.5,IF(#REF!=\"CCS\",#REF!*0.85,IF(#REF!=\"OCGT\",#REF!*0,IF(#REF!=\"\",0,#REF!*G$627))))))))","v":{"$error":"#REF!"}},{"$f":"IF(#REF!=\"Interconnector\",#REF!*1,IF(#REF!=\"Wind\",#REF!*0.7,IF(#REF!=\"Marine\",#REF!*0.7,IF(#REF!=\"Nuclear\",#REF!*0.85,IF(#REF!=\"Pumped_Storage\",#REF!*0.5,IF(#REF!=\"CCS\",#REF!*0.85,IF(#REF!=\"OCGT\",#REF!*0,IF(#REF!=\"\",0,#REF!*H$627))))))))","v":{"$error":"#REF!"}},{"$f":"IF(#REF!=\"Interconnector\",#REF!*1,IF(#REF!=\"Wind\",#REF!*0.7,IF(#REF!=\"Marine\",#REF!*0.7,IF(#REF!=\"Nuclear\",#REF!*0.85,IF(#REF!=\"Pumped_Storage\",#REF!*0.5,IF(#REF!=\"CCS\",#REF!*0.85,IF(#REF!=\"OCGT\",#REF!*0,IF(#REF!=\"\",0,#REF!*I$627))))))))","v":{"$error":"#REF!"}},{"$f":"IF(#REF!=\"Interconnector\",#REF!*1,IF(#REF!=\"Wind\",#REF!*0.7,IF(#REF!=\"Marine\",#REF!*0.7,IF(#REF!=\"Nuclear\",#REF!*0.85,IF(#REF!=\"Pumped_Storage\",#REF!*0.5,IF(#REF!=\"CCS\",#REF!*0.85,IF(#REF!=\"OCGT\",#REF!*0,IF(#REF!=\"\",0,#REF!*J$627))))))))","v":{"$error":"#REF!"}},{"$f":"IF(#REF!=\"Interconnector\",#REF!*1,IF(#REF!=\"Wind\",#REF!*0.7,IF(#REF!=\"Marine\",#REF!*0.7,IF(#REF!=\"Nuclear\",#REF!*0.85,IF(#REF!=\"Pumped_Storage\",#REF!*0.5,IF(#REF!=\"CCS\",#REF!*0.85,IF(#REF!=\"OCGT\",#REF!*0,IF(#REF!=\"\",0,#REF!*K$627))))))))","v":{"$error":"#REF!"}},{"$f":"IF(#REF!=\"Interconnector\",#REF!*1,IF(#REF!=\"Wind\",#REF!*0.7,IF(#REF!=\"Marine\",#REF!*0.7,IF(#REF!=\"Nuclear\",#REF!*0.85,IF(#REF!=\"Pumped_Storage\",#REF!*0.5,IF(#REF!=\"CCS\",#REF!*0.85,IF(#REF!=\"OCGT\",#REF!*0,IF(#REF!=\"\",0,#REF!*L$627))))))))","v":{"$error":"#REF!"}},{"$f":"IF(#REF!=\"Interconnector\",#REF!*1,IF(#REF!=\"Wind\",#REF!*0.7,IF(#REF!=\"Marine\",#REF!*0.7,IF(#REF!=\"Nuclear\",#REF!*0.85,IF(#REF!=\"Pumped_Storage\",#REF!*0.5,IF(#REF!=\"CCS\",#REF!*0.85,IF(#REF!=\"OCGT\",#REF!*0,IF(#REF!=\"\",0,#REF!*M$627))))))))","v":{"$error":"#REF!"}},{"$f":"IF(#REF!=\"Interconnector\",#REF!*1,IF(#REF!=\"Wind\",#REF!*0.7,IF(#REF!=\"Marine\",#REF!*0.7,IF(#REF!=\"Nuclear\",#REF!*0.85,IF(#REF!=\"Pumped_Storage\",#REF!*0.5,IF(#REF!=\"CCS\",#REF!*0.85,IF(#REF!=\"OCGT\",#REF!*0,IF(#REF!=\"\",0,#REF!*N$627))))))))","v":{"$error":"#REF!"}},{"$f":"IF(#REF!=\"Interconnector\",#REF!*1,IF(#REF!=\"Wind\",#REF!*0.7,IF(#REF!=\"Marine\",#REF!*0.7,IF(#REF!=\"Nuclear\",#REF!*0.85,IF(#REF!=\"Pumped_Storage\",#REF!*0.5,IF(#REF!=\"CCS\",#REF!*0.85,IF(#REF!=\"OCGT\",#REF!*0,IF(#REF!=\"\",0,#REF!*O$627))))))))","v":{"$error":"#REF!"}}]
[{"$f":"#REF!","v":{"$error":"#REF!"}},{"$f":"#REF!","v":{"$error":"#REF!"}},{"$f":"#REF!","v":{"$error":"#REF!"}},{"$f":"#REF!","v":{"$error":"#REF!"}},{"$f":"IF(#REF!=\"Interconnector\",#REF!*1,IF(#REF!=\"Wind\",#REF!*0.7,IF(#REF!=\"Marine\",#REF!*0.7,IF(#REF!=\"Nuclear\",#REF!*0.85,IF(#REF!=\"Pumped_Storage\",#REF!*0.5,IF(#REF!=\"CCS\",#REF!*0.85,IF(#REF!=\"OCGT\",#REF!*0,IF(#REF!=\"\",0,#REF!*E$627))))))))","v":{"$error":"#REF!"}},{"$f":"IF(#REF!=\"Interconnector\",#REF!*1,IF(#REF!=\"Wind\",#REF!*0.7,IF(#REF!=\"Marine\",#REF!*0.7,IF(#REF!=\"Nuclear\",#REF!*0.85,IF(#REF!=\"Pumped_Storage\",#REF!*0.5,IF(#REF!=\"CCS\",#REF!*0.85,IF(#REF!=\"OCGT\",#REF!*0,IF(#REF!=\"\",0,#REF!*F$627))))))))","v":{"$error":"#REF!"}},{"$f":"IF(#REF!=\"Interconnector\",#REF!*1,IF(#REF!=\"Wind\",#REF!*0.7,IF(#REF!=\"Marine\",#REF!*0.7,IF(#REF!=\"Nuclear\",#REF!*0.85,IF(#REF!=\"Pumped_Storage\",#REF!*0.5,IF(#REF!=\"CCS\",#REF!*0.85,IF(#REF!=\"OCGT\",#REF!*0,IF(#REF!=\"\",0,#REF!*G$627))))))))","v":{"$error":"#REF!"}},{"$f":"IF(#REF!=\"Interconnector\",#REF!*1,IF(#REF!=\"Wind\",#REF!*0.7,IF(#REF!=\"Marine\",#REF!*0.7,IF(#REF!=\"Nuclear\",#REF!*0.85,IF(#REF!=\"Pumped_Storage\",#REF!*0.5,IF(#REF!=\"CCS\",#REF!*0.85,IF(#REF!=\"OCGT\",#REF!*0,IF(#REF!=\"\",0,#REF!*H$627))))))))","v":{"$error":"#REF!"}},{"$f":"IF(#REF!=\"Interconnector\",#REF!*1,IF(#REF!=\"Wind\",#REF!*0.7,IF(#REF!=\"Marine\",#REF!*0.7,IF(#REF!=\"Nuclear\",#REF!*0.85,IF(#REF!=\"Pumped_Storage\",#REF!*0.5,IF(#REF!=\"CCS\",#REF!*0.85,IF(#REF!=\"OCGT\",#REF!*0,IF(#REF!=\"\",0,#REF!*I$627))))))))","v":{"$error":"#REF!"}},{"$f":"IF(#REF!=\"Interconnector\",#REF!*1,IF(#REF!=\"Wind\",#REF!*0.7,IF(#REF!=\"Marine\",#REF!*0.7,IF(#REF!=\"Nuclear\",#REF!*0.85,IF(#REF!=\"Pumped_Storage\",#REF!*0.5,IF(#REF!=\"CCS\",#REF!*0.85,IF(#REF!=\"OCGT\",#REF!*0,IF(#REF!=\"\",0,#REF!*J$627))))))))","v":{"$error":"#REF!"}},{"$f":"IF(#REF!=\"Interconnector\",#REF!*1,IF(#REF!=\"Wind\",#REF!*0.7,IF(#REF!=\"Marine\",#REF!*0.7,IF(#REF!=\"Nuclear\",#REF!*0.85,IF(#REF!=\"Pumped_Storage\",#REF!*0.5,IF(#REF!=\"CCS\",#REF!*0.85,IF(#REF!=\"OCGT\",#REF!*0,IF(#REF!=\"\",0,#REF!*K$627))))))))","v":{"$error":"#REF!"}},{"$f":"IF(#REF!=\"Interconnector\",#REF!*1,IF(#REF!=\"Wind\",#REF!*0.7,IF(#REF!=\"Marine\",#REF!*0.7,IF(#REF!=\"Nuclear\",#REF!*0.85,IF(#REF!=\"Pumped_Storage\",#REF!*0.5,IF(#REF!=\"CCS\",#REF!*0.85,IF(#REF!=\"OCGT\",#REF!*0,IF(#REF!=\"\",0,#REF!*L$627))))))))","v":{"$error":"#REF!"}},{"$f":"IF(#REF!=\"Interconnector\",#REF!*1,IF(#REF!=\"Wind\",#REF!*0.7,IF(#REF!=\"Marine\",#REF!*0.7,IF(#REF!=\"Nuclear\",#REF!*0.85,IF(#REF!=\"Pumped_Storage\",#REF!*0.5,IF(#REF!=\"CCS\",#REF!*0.85,IF(#REF!=\"OCGT\",#REF!*0,IF(#REF!=\"\",0,#REF!*M$627))))))))","v":{"$error":"#REF!"}},{"$f":"IF(#REF!=\"Interconnector\",#REF!*1,IF(#REF!=\"Wind\",#REF!*0.7,IF(#REF!=\"Marine\",#REF!*0.7,IF(#REF!=\"Nuclear\",#REF!*0.85,IF(#REF!=\"Pumped_Storage\",#REF!*0.5,IF(#REF!=\"CCS\",#REF!*0.85,IF(#REF!=\"OCGT\",#REF!*0,IF(#REF!=\"\",0,#REF!*N$627))))))))","v":{"$error":"#REF!"}},{"$f":"IF(#REF!=\"Interconnector\",#REF!*1,IF(#REF!=\"Wind\",#REF!*0.7,IF(#REF!=\"Marine\",#REF!*0.7,IF(#REF!=\"Nuclear\",#REF!*0.85,IF(#REF!=\"Pumped_Storage\",#REF!*0.5,IF(#REF!=\"CCS\",#REF!*0.85,IF(#REF!=\"OCGT\",#REF!*0,IF(#REF!=\"\",0,#REF!*O$627))))))))","v":{"$error":"#REF!"}}]
[{"$f":"#REF!","v":{"$error":"#REF!"}},{"$f":"#REF!","v":{"$error":"#REF!"}},{"$f":"#REF!","v":{"$error":"#REF!"}},{"$f":"#REF!","v":{"$error":"#REF!"}},{"$f":"IF(#REF!=\"Interconnector\",#REF!*1,IF(#REF!=\"Wind\",#REF!*0.7,IF(#REF!=\"Marine\",#REF!*0.7,IF(#REF!=\"Nuclear\",#REF!*0.85,IF(#REF!=\"Pumped_Storage\",#REF!*0.5,IF(#REF!=\"CCS\",#REF!*0.85,IF(#REF!=\"OCGT\",#REF!*0,IF(#REF!=\"\",0,#REF!*E$627))))))))","v":{"$error":"#REF!"}},{"$f":"IF(#REF!=\"Interconnector\",#REF!*1,IF(#REF!=\"Wind\",#REF!*0.7,IF(#REF!=\"Marine\",#REF!*0.7,IF(#REF!=\"Nuclear\",#REF!*0.85,IF(#REF!=\"Pumped_Storage\",#REF!*0.5,IF(#REF!=\"CCS\",#REF!*0.85,IF(#REF!=\"OCGT\",#REF!*0,IF(#REF!=\"\",0,#REF!*F$627))))))))","v":{"$error":"#REF!"}},{"$f":"IF(#REF!=\"Interconnector\",#REF!*1,IF(#REF!=\"Wind\",#REF!*0.7,IF(#REF!=\"Marine\",#REF!*0.7,IF(#REF!=\"Nuclear\",#REF!*0.85,IF(#REF!=\"Pumped_Storage\",#REF!*0.5,IF(#REF!=\"CCS\",#REF!*0.85,IF(#REF!=\"OCGT\",#REF!*0,IF(#REF!=\"\",0,#REF!*G$627))))))))","v":{"$error":"#REF!"}},{"$f":"IF(#REF!=\"Interconnector\",#REF!*1,IF(#REF!=\"Wind\",#REF!*0.7,IF(#REF!=\"Marine\",#REF!*0.7,IF(#REF!=\"Nuclear\",#REF!*0.85,IF(#REF!=\"Pumped_Storage\",#REF!*0.5,IF(#REF!=\"CCS\",#REF!*0.85,IF(#REF!=\"OCGT\",#REF!*0,IF(#REF!=\"\",0,#REF!*H$627))))))))","v":{"$error":"#REF!"}},{"$f":"IF(#REF!=\"Interconnector\",#REF!*1,IF(#REF!=\"Wind\",#REF!*0.7,IF(#REF!=\"Marine\",#REF!*0.7,IF(#REF!=\"Nuclear\",#REF!*0.85,IF(#REF!=\"Pumped_Storage\",#REF!*0.5,IF(#REF!=\"CCS\",#REF!*0.85,IF(#REF!=\"OCGT\",#REF!*0,IF(#REF!=\"\",0,#REF!*I$627))))))))","v":{"$error":"#REF!"}},{"$f":"IF(#REF!=\"Interconnector\",#REF!*1,IF(#REF!=\"Wind\",#REF!*0.7,IF(#REF!=\"Marine\",#REF!*0.7,IF(#REF!=\"Nuclear\",#REF!*0.85,IF(#REF!=\"Pumped_Storage\",#REF!*0.5,IF(#REF!=\"CCS\",#REF!*0.85,IF(#REF!=\"OCGT\",#REF!*0,IF(#REF!=\"\",0,#REF!*J$627))))))))","v":{"$error":"#REF!"}},{"$f":"IF(#REF!=\"Interconnector\",#REF!*1,IF(#REF!=\"Wind\",#REF!*0.7,IF(#REF!=\"Marine\",#REF!*0.7,IF(#REF!=\"Nuclear\",#REF!*0.85,IF(#REF!=\"Pumped_Storage\",#REF!*0.5,IF(#REF!=\"CCS\",#REF!*0.85,IF(#REF!=\"OCGT\",#REF!*0,IF(#REF!=\"\",0,#REF!*K$627))))))))","v":{"$error":"#REF!"}},{"$f":"IF(#REF!=\"Interconnector\",#REF!*1,IF(#REF!=\"Wind\",#REF!*0.7,IF(#REF!=\"Marine\",#REF!*0.7,IF(#REF!=\"Nuclear\",#REF!*0.85,IF(#REF!=\"Pumped_Storage\",#REF!*0.5,IF(#REF!=\"CCS\",#REF!*0.85,IF(#REF!=\"OCGT\",#REF!*0,IF(#REF!=\"\",0,#REF!*L$627))))))))","v":{"$error":"#REF!"}},{"$f":"IF(#REF!=\"Interconnector\",#REF!*1,IF(#REF!=\"Wind\",#REF!*0.7,IF(#REF!=\"Marine\",#REF!*0.7,IF(#REF!=\"Nuclear\",#REF!*0.85,IF(#REF!=\"Pumped_Storage\",#REF!*0.5,IF(#REF!=\"CCS\",#REF!*0.85,IF(#REF!=\"OCGT\",#REF!*0,IF(#REF!=\"\",0,#REF!*M$627))))))))","v":{"$error":"#REF!"}},{"$f":"IF(#REF!=\"Interconnector\",#REF!*1,IF(#REF!=\"Wind\",#REF!*0.7,IF(#REF!=\"Marine\",#REF!*0.7,IF(#REF!=\"Nuclear\",#REF!*0.85,IF(#REF!=\"Pumped_Storage\",#REF!*0.5,IF(#REF!=\"CCS\",#REF!*0.85,IF(#REF!=\"OCGT\",#REF!*0,IF(#REF!=\"\",0,#REF!*N$627))))))))","v":{"$error":"#REF!"}},{"$f":"IF(#REF!=\"Interconnector\",#REF!*1,IF(#REF!=\"Wind\",#REF!*0.7,IF(#REF!=\"Marine\",#REF!*0.7,IF(#REF!=\"Nuclear\",#REF!*0.85,IF(#REF!=\"Pumped_Storage\",#REF!*0.5,IF(#REF!=\"CCS\",#REF!*0.85,IF(#REF!=\"OCGT\",#REF!*0,IF(#REF!=\"\",0,#REF!*O$627))))))))","v":{"$error":"#REF!"}}]
[{"$f":"#REF!","v":{"$error":"#REF!"}},{"$f":"#REF!","v":{"$error":"#REF!"}},{"$f":"#REF!","v":{"$error":"#REF!"}},{"$f":"#REF!","v":{"$error":"#REF!"}},{"$f":"IF(#REF!=\"Interconnector\",#REF!*1,IF(#REF!=\"Wind\",#REF!*0.7,IF(#REF!=\"Marine\",#REF!*0.7,IF(#REF!=\"Nuclear\",#REF!*0.85,IF(#REF!=\"Pumped_Storage\",#REF!*0.5,IF(#REF!=\"CCS\",#REF!*0.85,IF(#REF!=\"OCGT\",#REF!*0,IF(#REF!=\"\",0,#REF!*E$627))))))))","v":{"$error":"#REF!"}},{"$f":"IF(#REF!=\"Interconnector\",#REF!*1,IF(#REF!=\"Wind\",#REF!*0.7,IF(#REF!=\"Marine\",#REF!*0.7,IF(#REF!=\"Nuclear\",#REF!*0.85,IF(#REF!=\"Pumped_Storage\",#REF!*0.5,IF(#REF!=\"CCS\",#REF!*0.85,IF(#REF!=\"OCGT\",#REF!*0,IF(#REF!=\"\",0,#REF!*F$627))))))))","v":{"$error":"#REF!"}},{"$f":"IF(#REF!=\"Interconnector\",#REF!*1,IF(#REF!=\"Wind\",#REF!*0.7,IF(#REF!=\"Marine\",#REF!*0.7,IF(#REF!=\"Nuclear\",#REF!*0.85,IF(#REF!=\"Pumped_Storage\",#REF!*0.5,IF(#REF!=\"CCS\",#REF!*0.85,IF(#REF!=\"OCGT\",#REF!*0,IF(#REF!=\"\",0,#REF!*G$627))))))))","v":{"$error":"#REF!"}},{"$f":"IF(#REF!=\"Interconnector\",#REF!*1,IF(#REF!=\"Wind\",#REF!*0.7,IF(#REF!=\"Marine\",#REF!*0.7,IF(#REF!=\"Nuclear\",#REF!*0.85,IF(#REF!=\"Pumped_Storage\",#REF!*0.5,IF(#REF!=\"CCS\",#REF!*0.85,IF(#REF!=\"OCGT\",#REF!*0,IF(#REF!=\"\",0,#REF!*H$627))))))))","v":{"$error":"#REF!"}},{"$f":"IF(#REF!=\"Interconnector\",#REF!*1,IF(#REF!=\"Wind\",#REF!*0.7,IF(#REF!=\"Marine\",#REF!*0.7,IF(#REF!=\"Nuclear\",#REF!*0.85,IF(#REF!=\"Pumped_Storage\",#REF!*0.5,IF(#REF!=\"CCS\",#REF!*0.85,IF(#REF!=\"OCGT\",#REF!*0,IF(#REF!=\"\",0,#REF!*I$627))))))))","v":{"$error":"#REF!"}},{"$f":"IF(#REF!=\"Interconnector\",#REF!*1,IF(#REF!=\"Wind\",#REF!*0.7,IF(#REF!=\"Marine\",#REF!*0.7,IF(#REF!=\"Nuclear\",#REF!*0.85,IF(#REF!=\"Pumped_Storage\",#REF!*0.5,IF(#REF!=\"CCS\",#REF!*0.85,IF(#REF!=\"OCGT\",#REF!*0,IF(#REF!=\"\",0,#REF!*J$627))))))))","v":{"$error":"#REF!"}},{"$f":"IF(#REF!=\"Interconnector\",#REF!*1,IF(#REF!=\"Wind\",#REF!*0.7,IF(#REF!=\"Marine\",#REF!*0.7,IF(#REF!=\"Nuclear\",#REF!*0.85,IF(#REF!=\"Pumped_Storage\",#REF!*0.5,IF(#REF!=\"CCS\",#REF!*0.85,IF(#REF!=\"OCGT\",#REF!*0,IF(#REF!=\"\",0,#REF!*K$627))))))))","v":{"$error":"#REF!"}},{"$f":"IF(#REF!=\"Interconnector\",#REF!*1,IF(#REF!=\"Wind\",#REF!*0.7,IF(#REF!=\"Marine\",#REF!*0.7,IF(#REF!=\"Nuclear\",#REF!*0.85,IF(#REF!=\"Pumped_Storage\",#REF!*0.5,IF(#REF!=\"CCS\",#REF!*0.85,IF(#REF!=\"OCGT\",#REF!*0,IF(#REF!=\"\",0,#REF!*L$627))))))))","v":{"$error":"#REF!"}},{"$f":"IF(#REF!=\"Interconnector\",#REF!*1,IF(#REF!=\"Wind\",#REF!*0.7,IF(#REF!=\"Marine\",#REF!*0.7,IF(#REF!=\"Nuclear\",#REF!*0.85,IF(#REF!=\"Pumped_Storage\",#REF!*0.5,IF(#REF!=\"CCS\",#REF!*0.85,IF(#REF!=\"OCGT\",#REF!*0,IF(#REF!=\"\",0,#REF!*M$627))))))))","v":{"$error":"#REF!"}},{"$f":"IF(#REF!=\"Interconnector\",#REF!*1,IF(#REF!=\"Wind\",#REF!*0.7,IF(#REF!=\"Marine\",#REF!*0.7,IF(#REF!=\"Nuclear\",#REF!*0.85,IF(#REF!=\"Pumped_Storage\",#REF!*0.5,IF(#REF!=\"CCS\",#REF!*0.85,IF(#REF!=\"OCGT\",#REF!*0,IF(#REF!=\"\",0,#REF!*N$627))))))))","v":{"$error":"#REF!"}},{"$f":"IF(#REF!=\"Interconnector\",#REF!*1,IF(#REF!=\"Wind\",#REF!*0.7,IF(#REF!=\"Marine\",#REF!*0.7,IF(#REF!=\"Nuclear\",#REF!*0.85,IF(#REF!=\"Pumped_Storage\",#REF!*0.5,IF(#REF!=\"CCS\",#REF!*0.85,IF(#REF!=\"OCGT\",#REF!*0,IF(#REF!=\"\",0,#REF!*O$627))))))))","v":{"$error":"#REF!"}}]
[{"$f":"#REF!","v":{"$error":"#REF!"}},{"$f":"#REF!","v":{"$error":"#REF!"}},{"$f":"#REF!","v":{"$error":"#REF!"}},{"$f":"#REF!","v":{"$error":"#REF!"}},{"$f":"IF(#REF!=\"Interconnector\",#REF!*1,IF(#REF!=\"Wind\",#REF!*0.7,IF(#REF!=\"Marine\",#REF!*0.7,IF(#REF!=\"Nuclear\",#REF!*0.85,IF(#REF!=\"Pumped_Storage\",#REF!*0.5,IF(#REF!=\"CCS\",#REF!*0.85,IF(#REF!=\"OCGT\",#REF!*0,IF(#REF!=\"\",0,#REF!*E$627))))))))","v":{"$error":"#REF!"}},{"$f":"IF(#REF!=\"Interconnector\",#REF!*1,IF(#REF!=\"Wind\",#REF!*0.7,IF(#REF!=\"Marine\",#REF!*0.7,IF(#REF!=\"Nuclear\",#REF!*0.85,IF(#REF!=\"Pumped_Storage\",#REF!*0.5,IF(#REF!=\"CCS\",#REF!*0.85,IF(#REF!=\"OCGT\",#REF!*0,IF(#REF!=\"\",0,#REF!*F$627))))))))","v":{"$error":"#REF!"}},{"$f":"IF(#REF!=\"Interconnector\",#REF!*1,IF(#REF!=\"Wind\",#REF!*0.7,IF(#REF!=\"Marine\",#REF!*0.7,IF(#REF!=\"Nuclear\",#REF!*0.85,IF(#REF!=\"Pumped_Storage\",#REF!*0.5,IF(#REF!=\"CCS\",#REF!*0.85,IF(#REF!=\"OCGT\",#REF!*0,IF(#REF!=\"\",0,#REF!*G$627))))))))","v":{"$error":"#REF!"}},{"$f":"IF(#REF!=\"Interconnector\",#REF!*1,IF(#REF!=\"Wind\",#REF!*0.7,IF(#REF!=\"Marine\",#REF!*0.7,IF(#REF!=\"Nuclear\",#REF!*0.85,IF(#REF!=\"Pumped_Storage\",#REF!*0.5,IF(#REF!=\"CCS\",#REF!*0.85,IF(#REF!=\"OCGT\",#REF!*0,IF(#REF!=\"\",0,#REF!*H$627))))))))","v":{"$error":"#REF!"}},{"$f":"IF(#REF!=\"Interconnector\",#REF!*1,IF(#REF!=\"Wind\",#REF!*0.7,IF(#REF!=\"Marine\",#REF!*0.7,IF(#REF!=\"Nuclear\",#REF!*0.85,IF(#REF!=\"Pumped_Storage\",#REF!*0.5,IF(#REF!=\"CCS\",#REF!*0.85,IF(#REF!=\"OCGT\",#REF!*0,IF(#REF!=\"\",0,#REF!*I$627))))))))","v":{"$error":"#REF!"}},{"$f":"IF(#REF!=\"Interconnector\",#REF!*1,IF(#REF!=\"Wind\",#REF!*0.7,IF(#REF!=\"Marine\",#REF!*0.7,IF(#REF!=\"Nuclear\",#REF!*0.85,IF(#REF!=\"Pumped_Storage\",#REF!*0.5,IF(#REF!=\"CCS\",#REF!*0.85,IF(#REF!=\"OCGT\",#REF!*0,IF(#REF!=\"\",0,#REF!*J$627))))))))","v":{"$error":"#REF!"}},{"$f":"IF(#REF!=\"Interconnector\",#REF!*1,IF(#REF!=\"Wind\",#REF!*0.7,IF(#REF!=\"Marine\",#REF!*0.7,IF(#REF!=\"Nuclear\",#REF!*0.85,IF(#REF!=\"Pumped_Storage\",#REF!*0.5,IF(#REF!=\"CCS\",#REF!*0.85,IF(#REF!=\"OCGT\",#REF!*0,IF(#REF!=\"\",0,#REF!*K$627))))))))","v":{"$error":"#REF!"}},{"$f":"IF(#REF!=\"Interconnector\",#REF!*1,IF(#REF!=\"Wind\",#REF!*0.7,IF(#REF!=\"Marine\",#REF!*0.7,IF(#REF!=\"Nuclear\",#REF!*0.85,IF(#REF!=\"Pumped_Storage\",#REF!*0.5,IF(#REF!=\"CCS\",#REF!*0.85,IF(#REF!=\"OCGT\",#REF!*0,IF(#REF!=\"\",0,#REF!*L$627))))))))","v":{"$error":"#REF!"}},{"$f":"IF(#REF!=\"Interconnector\",#REF!*1,IF(#REF!=\"Wind\",#REF!*0.7,IF(#REF!=\"Marine\",#REF!*0.7,IF(#REF!=\"Nuclear\",#REF!*0.85,IF(#REF!=\"Pumped_Storage\",#REF!*0.5,IF(#REF!=\"CCS\",#REF!*0.85,IF(#REF!=\"OCGT\",#REF!*0,IF(#REF!=\"\",0,#REF!*M$627))))))))","v":{"$error":"#REF!"}},{"$f":"IF(#REF!=\"Interconnector\",#REF!*1,IF(#REF!=\"Wind\",#REF!*0.7,IF(#REF!=\"Marine\",#REF!*0.7,IF(#REF!=\"Nuclear\",#REF!*0.85,IF(#REF!=\"Pumped_Storage\",#REF!*0.5,IF(#REF!=\"CCS\",#REF!*0.85,IF(#REF!=\"OCGT\",#REF!*0,IF(#REF!=\"\",0,#REF!*N$627))))))))","v":{"$error":"#REF!"}},{"$f":"IF(#REF!=\"Interconnector\",#REF!*1,IF(#REF!=\"Wind\",#REF!*0.7,IF(#REF!=\"Marine\",#REF!*0.7,IF(#REF!=\"Nuclear\",#REF!*0.85,IF(#REF!=\"Pumped_Storage\",#REF!*0.5,IF(#REF!=\"CCS\",#REF!*0.85,IF(#REF!=\"OCGT\",#REF!*0,IF(#REF!=\"\",0,#REF!*O$627))))))))","v":{"$error":"#REF!"}}]
[{"$f":"#REF!","v":{"$error":"#REF!"}},{"$f":"#REF!","v":{"$error":"#REF!"}},{"$f":"#REF!","v":{"$error":"#REF!"}},{"$f":"#REF!","v":{"$error":"#REF!"}},{"$f":"IF(#REF!=\"Interconnector\",#REF!*1,IF(#REF!=\"Wind\",#REF!*0.7,IF(#REF!=\"Marine\",#REF!*0.7,IF(#REF!=\"Nuclear\",#REF!*0.85,IF(#REF!=\"Pumped_Storage\",#REF!*0.5,IF(#REF!=\"CCS\",#REF!*0.85,IF(#REF!=\"OCGT\",#REF!*0,IF(#REF!=\"\",0,#REF!*E$627))))))))","v":{"$error":"#REF!"}},{"$f":"IF(#REF!=\"Interconnector\",#REF!*1,IF(#REF!=\"Wind\",#REF!*0.7,IF(#REF!=\"Marine\",#REF!*0.7,IF(#REF!=\"Nuclear\",#REF!*0.85,IF(#REF!=\"Pumped_Storage\",#REF!*0.5,IF(#REF!=\"CCS\",#REF!*0.85,IF(#REF!=\"OCGT\",#REF!*0,IF(#REF!=\"\",0,#REF!*F$627))))))))","v":{"$error":"#REF!"}},{"$f":"IF(#REF!=\"Interconnector\",#REF!*1,IF(#REF!=\"Wind\",#REF!*0.7,IF(#REF!=\"Marine\",#REF!*0.7,IF(#REF!=\"Nuclear\",#REF!*0.85,IF(#REF!=\"Pumped_Storage\",#REF!*0.5,IF(#REF!=\"CCS\",#REF!*0.85,IF(#REF!=\"OCGT\",#REF!*0,IF(#REF!=\"\",0,#REF!*G$627))))))))","v":{"$error":"#REF!"}},{"$f":"IF(#REF!=\"Interconnector\",#REF!*1,IF(#REF!=\"Wind\",#REF!*0.7,IF(#REF!=\"Marine\",#REF!*0.7,IF(#REF!=\"Nuclear\",#REF!*0.85,IF(#REF!=\"Pumped_Storage\",#REF!*0.5,IF(#REF!=\"CCS\",#REF!*0.85,IF(#REF!=\"OCGT\",#REF!*0,IF(#REF!=\"\",0,#REF!*H$627))))))))","v":{"$error":"#REF!"}},{"$f":"IF(#REF!=\"Interconnector\",#REF!*1,IF(#REF!=\"Wind\",#REF!*0.7,IF(#REF!=\"Marine\",#REF!*0.7,IF(#REF!=\"Nuclear\",#REF!*0.85,IF(#REF!=\"Pumped_Storage\",#REF!*0.5,IF(#REF!=\"CCS\",#REF!*0.85,IF(#REF!=\"OCGT\",#REF!*0,IF(#REF!=\"\",0,#REF!*I$627))))))))","v":{"$error":"#REF!"}},{"$f":"IF(#REF!=\"Interconnector\",#REF!*1,IF(#REF!=\"Wind\",#REF!*0.7,IF(#REF!=\"Marine\",#REF!*0.7,IF(#REF!=\"Nuclear\",#REF!*0.85,IF(#REF!=\"Pumped_Storage\",#REF!*0.5,IF(#REF!=\"CCS\",#REF!*0.85,IF(#REF!=\"OCGT\",#REF!*0,IF(#REF!=\"\",0,#REF!*J$627))))))))","v":{"$error":"#REF!"}},{"$f":"IF(#REF!=\"Interconnector\",#REF!*1,IF(#REF!=\"Wind\",#REF!*0.7,IF(#REF!=\"Marine\",#REF!*0.7,IF(#REF!=\"Nuclear\",#REF!*0.85,IF(#REF!=\"Pumped_Storage\",#REF!*0.5,IF(#REF!=\"CCS\",#REF!*0.85,IF(#REF!=\"OCGT\",#REF!*0,IF(#REF!=\"\",0,#REF!*K$627))))))))","v":{"$error":"#REF!"}},{"$f":"IF(#REF!=\"Interconnector\",#REF!*1,IF(#REF!=\"Wind\",#REF!*0.7,IF(#REF!=\"Marine\",#REF!*0.7,IF(#REF!=\"Nuclear\",#REF!*0.85,IF(#REF!=\"Pumped_Storage\",#REF!*0.5,IF(#REF!=\"CCS\",#REF!*0.85,IF(#REF!=\"OCGT\",#REF!*0,IF(#REF!=\"\",0,#REF!*L$627))))))))","v":{"$error":"#REF!"}},{"$f":"IF(#REF!=\"Interconnector\",#REF!*1,IF(#REF!=\"Wind\",#REF!*0.7,IF(#REF!=\"Marine\",#REF!*0.7,IF(#REF!=\"Nuclear\",#REF!*0.85,IF(#REF!=\"Pumped_Storage\",#REF!*0.5,IF(#REF!=\"CCS\",#REF!*0.85,IF(#REF!=\"OCGT\",#REF!*0,IF(#REF!=\"\",0,#REF!*M$627))))))))","v":{"$error":"#REF!"}},{"$f":"IF(#REF!=\"Interconnector\",#REF!*1,IF(#REF!=\"Wind\",#REF!*0.7,IF(#REF!=\"Marine\",#REF!*0.7,IF(#REF!=\"Nuclear\",#REF!*0.85,IF(#REF!=\"Pumped_Storage\",#REF!*0.5,IF(#REF!=\"CCS\",#REF!*0.85,IF(#REF!=\"OCGT\",#REF!*0,IF(#REF!=\"\",0,#REF!*N$627))))))))","v":{"$error":"#REF!"}},{"$f":"IF(#REF!=\"Interconnector\",#REF!*1,IF(#REF!=\"Wind\",#REF!*0.7,IF(#REF!=\"Marine\",#REF!*0.7,IF(#REF!=\"Nuclear\",#REF!*0.85,IF(#REF!=\"Pumped_Storage\",#REF!*0.5,IF(#REF!=\"CCS\",#REF!*0.85,IF(#REF!=\"OCGT\",#REF!*0,IF(#REF!=\"\",0,#REF!*O$627))))))))","v":{"$error":"#REF!"}}]
[{"$f":"#REF!","v":{"$error":"#REF!"}},{"$f":"#REF!","v":{"$error":"#REF!"}},{"$f":"#REF!","v":{"$error":"#REF!"}},{"$f":"#REF!","v":{"$error":"#REF!"}},{"$f":"IF(#REF!=\"Interconnector\",#REF!*1,IF(#REF!=\"Wind\",#REF!*0.7,IF(#REF!=\"Marine\",#REF!*0.7,IF(#REF!=\"Nuclear\",#REF!*0.85,IF(#REF!=\"Pumped_Storage\",#REF!*0.5,IF(#REF!=\"CCS\",#REF!*0.85,IF(#REF!=\"OCGT\",#REF!*0,IF(#REF!=\"\",0,#REF!*E$627))))))))","v":{"$error":"#REF!"}},{"$f":"IF(#REF!=\"Interconnector\",#REF!*1,IF(#REF!=\"Wind\",#REF!*0.7,IF(#REF!=\"Marine\",#REF!*0.7,IF(#REF!=\"Nuclear\",#REF!*0.85,IF(#REF!=\"Pumped_Storage\",#REF!*0.5,IF(#REF!=\"CCS\",#REF!*0.85,IF(#REF!=\"OCGT\",#REF!*0,IF(#REF!=\"\",0,#REF!*F$627))))))))","v":{"$error":"#REF!"}},{"$f":"IF(#REF!=\"Interconnector\",#REF!*1,IF(#REF!=\"Wind\",#REF!*0.7,IF(#REF!=\"Marine\",#REF!*0.7,IF(#REF!=\"Nuclear\",#REF!*0.85,IF(#REF!=\"Pumped_Storage\",#REF!*0.5,IF(#REF!=\"CCS\",#REF!*0.85,IF(#REF!=\"OCGT\",#REF!*0,IF(#REF!=\"\",0,#REF!*G$627))))))))","v":{"$error":"#REF!"}},{"$f":"IF(#REF!=\"Interconnector\",#REF!*1,IF(#REF!=\"Wind\",#REF!*0.7,IF(#REF!=\"Marine\",#REF!*0.7,IF(#REF!=\"Nuclear\",#REF!*0.85,IF(#REF!=\"Pumped_Storage\",#REF!*0.5,IF(#REF!=\"CCS\",#REF!*0.85,IF(#REF!=\"OCGT\",#REF!*0,IF(#REF!=\"\",0,#REF!*H$627))))))))","v":{"$error":"#REF!"}},{"$f":"IF(#REF!=\"Interconnector\",#REF!*1,IF(#REF!=\"Wind\",#REF!*0.7,IF(#REF!=\"Marine\",#REF!*0.7,IF(#REF!=\"Nuclear\",#REF!*0.85,IF(#REF!=\"Pumped_Storage\",#REF!*0.5,IF(#REF!=\"CCS\",#REF!*0.85,IF(#REF!=\"OCGT\",#REF!*0,IF(#REF!=\"\",0,#REF!*I$627))))))))","v":{"$error":"#REF!"}},{"$f":"IF(#REF!=\"Interconnector\",#REF!*1,IF(#REF!=\"Wind\",#REF!*0.7,IF(#REF!=\"Marine\",#REF!*0.7,IF(#REF!=\"Nuclear\",#REF!*0.85,IF(#REF!=\"Pumped_Storage\",#REF!*0.5,IF(#REF!=\"CCS\",#REF!*0.85,IF(#REF!=\"OCGT\",#REF!*0,IF(#REF!=\"\",0,#REF!*J$627))))))))","v":{"$error":"#REF!"}},{"$f":"IF(#REF!=\"Interconnector\",#REF!*1,IF(#REF!=\"Wind\",#REF!*0.7,IF(#REF!=\"Marine\",#REF!*0.7,IF(#REF!=\"Nuclear\",#REF!*0.85,IF(#REF!=\"Pumped_Storage\",#REF!*0.5,IF(#REF!=\"CCS\",#REF!*0.85,IF(#REF!=\"OCGT\",#REF!*0,IF(#REF!=\"\",0,#REF!*K$627))))))))","v":{"$error":"#REF!"}},{"$f":"IF(#REF!=\"Interconnector\",#REF!*1,IF(#REF!=\"Wind\",#REF!*0.7,IF(#REF!=\"Marine\",#REF!*0.7,IF(#REF!=\"Nuclear\",#REF!*0.85,IF(#REF!=\"Pumped_Storage\",#REF!*0.5,IF(#REF!=\"CCS\",#REF!*0.85,IF(#REF!=\"OCGT\",#REF!*0,IF(#REF!=\"\",0,#REF!*L$627))))))))","v":{"$error":"#REF!"}},{"$f":"IF(#REF!=\"Interconnector\",#REF!*1,IF(#REF!=\"Wind\",#REF!*0.7,IF(#REF!=\"Marine\",#REF!*0.7,IF(#REF!=\"Nuclear\",#REF!*0.85,IF(#REF!=\"Pumped_Storage\",#REF!*0.5,IF(#REF!=\"CCS\",#REF!*0.85,IF(#REF!=\"OCGT\",#REF!*0,IF(#REF!=\"\",0,#REF!*M$627))))))))","v":{"$error":"#REF!"}},{"$f":"IF(#REF!=\"Interconnector\",#REF!*1,IF(#REF!=\"Wind\",#REF!*0.7,IF(#REF!=\"Marine\",#REF!*0.7,IF(#REF!=\"Nuclear\",#REF!*0.85,IF(#REF!=\"Pumped_Storage\",#REF!*0.5,IF(#REF!=\"CCS\",#REF!*0.85,IF(#REF!=\"OCGT\",#REF!*0,IF(#REF!=\"\",0,#REF!*N$627))))))))","v":{"$error":"#REF!"}},{"$f":"IF(#REF!=\"Interconnector\",#REF!*1,IF(#REF!=\"Wind\",#REF!*0.7,IF(#REF!=\"Marine\",#REF!*0.7,IF(#REF!=\"Nuclear\",#REF!*0.85,IF(#REF!=\"Pumped_Storage\",#REF!*0.5,IF(#REF!=\"CCS\",#REF!*0.85,IF(#REF!=\"OCGT\",#REF!*0,IF(#REF!=\"\",0,#REF!*O$627))))))))","v":{"$error":"#REF!"}}]
[{"$f":"#REF!","v":{"$error":"#REF!"}},{"$f":"#REF!","v":{"$error":"#REF!"}},{"$f":"#REF!","v":{"$error":"#REF!"}},{"$f":"#REF!","v":{"$error":"#REF!"}},{"$f":"IF(#REF!=\"Interconnector\",#REF!*1,IF(#REF!=\"Wind\",#REF!*0.7,IF(#REF!=\"Marine\",#REF!*0.7,IF(#REF!=\"Nuclear\",#REF!*0.85,IF(#REF!=\"Pumped_Storage\",#REF!*0.5,IF(#REF!=\"CCS\",#REF!*0.85,IF(#REF!=\"OCGT\",#REF!*0,IF(#REF!=\"\",0,#REF!*E$627))))))))","v":{"$error":"#REF!"}},{"$f":"IF(#REF!=\"Interconnector\",#REF!*1,IF(#REF!=\"Wind\",#REF!*0.7,IF(#REF!=\"Marine\",#REF!*0.7,IF(#REF!=\"Nuclear\",#REF!*0.85,IF(#REF!=\"Pumped_Storage\",#REF!*0.5,IF(#REF!=\"CCS\",#REF!*0.85,IF(#REF!=\"OCGT\",#REF!*0,IF(#REF!=\"\",0,#REF!*F$627))))))))","v":{"$error":"#REF!"}},{"$f":"IF(#REF!=\"Interconnector\",#REF!*1,IF(#REF!=\"Wind\",#REF!*0.7,IF(#REF!=\"Marine\",#REF!*0.7,IF(#REF!=\"Nuclear\",#REF!*0.85,IF(#REF!=\"Pumped_Storage\",#REF!*0.5,IF(#REF!=\"CCS\",#REF!*0.85,IF(#REF!=\"OCGT\",#REF!*0,IF(#REF!=\"\",0,#REF!*G$627))))))))","v":{"$error":"#REF!"}},{"$f":"IF(#REF!=\"Interconnector\",#REF!*1,IF(#REF!=\"Wind\",#REF!*0.7,IF(#REF!=\"Marine\",#REF!*0.7,IF(#REF!=\"Nuclear\",#REF!*0.85,IF(#REF!=\"Pumped_Storage\",#REF!*0.5,IF(#REF!=\"CCS\",#REF!*0.85,IF(#REF!=\"OCGT\",#REF!*0,IF(#REF!=\"\",0,#REF!*H$627))))))))","v":{"$error":"#REF!"}},{"$f":"IF(#REF!=\"Interconnector\",#REF!*1,IF(#REF!=\"Wind\",#REF!*0.7,IF(#REF!=\"Marine\",#REF!*0.7,IF(#REF!=\"Nuclear\",#REF!*0.85,IF(#REF!=\"Pumped_Storage\",#REF!*0.5,IF(#REF!=\"CCS\",#REF!*0.85,IF(#REF!=\"OCGT\",#REF!*0,IF(#REF!=\"\",0,#REF!*I$627))))))))","v":{"$error":"#REF!"}},{"$f":"IF(#REF!=\"Interconnector\",#REF!*1,IF(#REF!=\"Wind\",#REF!*0.7,IF(#REF!=\"Marine\",#REF!*0.7,IF(#REF!=\"Nuclear\",#REF!*0.85,IF(#REF!=\"Pumped_Storage\",#REF!*0.5,IF(#REF!=\"CCS\",#REF!*0.85,IF(#REF!=\"OCGT\",#REF!*0,IF(#REF!=\"\",0,#REF!*J$627))))))))","v":{"$error":"#REF!"}},{"$f":"IF(#REF!=\"Interconnector\",#REF!*1,IF(#REF!=\"Wind\",#REF!*0.7,IF(#REF!=\"Marine\",#REF!*0.7,IF(#REF!=\"Nuclear\",#REF!*0.85,IF(#REF!=\"Pumped_Storage\",#REF!*0.5,IF(#REF!=\"CCS\",#REF!*0.85,IF(#REF!=\"OCGT\",#REF!*0,IF(#REF!=\"\",0,#REF!*K$627))))))))","v":{"$error":"#REF!"}},{"$f":"IF(#REF!=\"Interconnector\",#REF!*1,IF(#REF!=\"Wind\",#REF!*0.7,IF(#REF!=\"Marine\",#REF!*0.7,IF(#REF!=\"Nuclear\",#REF!*0.85,IF(#REF!=\"Pumped_Storage\",#REF!*0.5,IF(#REF!=\"CCS\",#REF!*0.85,IF(#REF!=\"OCGT\",#REF!*0,IF(#REF!=\"\",0,#REF!*L$627))))))))","v":{"$error":"#REF!"}},{"$f":"IF(#REF!=\"Interconnector\",#REF!*1,IF(#REF!=\"Wind\",#REF!*0.7,IF(#REF!=\"Marine\",#REF!*0.7,IF(#REF!=\"Nuclear\",#REF!*0.85,IF(#REF!=\"Pumped_Storage\",#REF!*0.5,IF(#REF!=\"CCS\",#REF!*0.85,IF(#REF!=\"OCGT\",#REF!*0,IF(#REF!=\"\",0,#REF!*M$627))))))))","v":{"$error":"#REF!"}},{"$f":"IF(#REF!=\"Interconnector\",#REF!*1,IF(#REF!=\"Wind\",#REF!*0.7,IF(#REF!=\"Marine\",#REF!*0.7,IF(#REF!=\"Nuclear\",#REF!*0.85,IF(#REF!=\"Pumped_Storage\",#REF!*0.5,IF(#REF!=\"CCS\",#REF!*0.85,IF(#REF!=\"OCGT\",#REF!*0,IF(#REF!=\"\",0,#REF!*N$627))))))))","v":{"$error":"#REF!"}},{"$f":"IF(#REF!=\"Interconnector\",#REF!*1,IF(#REF!=\"Wind\",#REF!*0.7,IF(#REF!=\"Marine\",#REF!*0.7,IF(#REF!=\"Nuclear\",#REF!*0.85,IF(#REF!=\"Pumped_Storage\",#REF!*0.5,IF(#REF!=\"CCS\",#REF!*0.85,IF(#REF!=\"OCGT\",#REF!*0,IF(#REF!=\"\",0,#REF!*O$627))))))))","v":{"$error":"#REF!"}}]
[{"$f":"#REF!","v":{"$error":"#REF!"}},{"$f":"#REF!","v":{"$error":"#REF!"}},{"$f":"#REF!","v":{"$error":"#REF!"}},{"$f":"#REF!","v":{"$error":"#REF!"}},{"$f":"IF(#REF!=\"Interconnector\",#REF!*1,IF(#REF!=\"Wind\",#REF!*0.7,IF(#REF!=\"Marine\",#REF!*0.7,IF(#REF!=\"Nuclear\",#REF!*0.85,IF(#REF!=\"Pumped_Storage\",#REF!*0.5,IF(#REF!=\"CCS\",#REF!*0.85,IF(#REF!=\"OCGT\",#REF!*0,IF(#REF!=\"\",0,#REF!*E$627))))))))","v":{"$error":"#REF!"}},{"$f":"IF(#REF!=\"Interconnector\",#REF!*1,IF(#REF!=\"Wind\",#REF!*0.7,IF(#REF!=\"Marine\",#REF!*0.7,IF(#REF!=\"Nuclear\",#REF!*0.85,IF(#REF!=\"Pumped_Storage\",#REF!*0.5,IF(#REF!=\"CCS\",#REF!*0.85,IF(#REF!=\"OCGT\",#REF!*0,IF(#REF!=\"\",0,#REF!*F$627))))))))","v":{"$error":"#REF!"}},{"$f":"IF(#REF!=\"Interconnector\",#REF!*1,IF(#REF!=\"Wind\",#REF!*0.7,IF(#REF!=\"Marine\",#REF!*0.7,IF(#REF!=\"Nuclear\",#REF!*0.85,IF(#REF!=\"Pumped_Storage\",#REF!*0.5,IF(#REF!=\"CCS\",#REF!*0.85,IF(#REF!=\"OCGT\",#REF!*0,IF(#REF!=\"\",0,#REF!*G$627))))))))","v":{"$error":"#REF!"}},{"$f":"IF(#REF!=\"Interconnector\",#REF!*1,IF(#REF!=\"Wind\",#REF!*0.7,IF(#REF!=\"Marine\",#REF!*0.7,IF(#REF!=\"Nuclear\",#REF!*0.85,IF(#REF!=\"Pumped_Storage\",#REF!*0.5,IF(#REF!=\"CCS\",#REF!*0.85,IF(#REF!=\"OCGT\",#REF!*0,IF(#REF!=\"\",0,#REF!*H$627))))))))","v":{"$error":"#REF!"}},{"$f":"IF(#REF!=\"Interconnector\",#REF!*1,IF(#REF!=\"Wind\",#REF!*0.7,IF(#REF!=\"Marine\",#REF!*0.7,IF(#REF!=\"Nuclear\",#REF!*0.85,IF(#REF!=\"Pumped_Storage\",#REF!*0.5,IF(#REF!=\"CCS\",#REF!*0.85,IF(#REF!=\"OCGT\",#REF!*0,IF(#REF!=\"\",0,#REF!*I$627))))))))","v":{"$error":"#REF!"}},{"$f":"IF(#REF!=\"Interconnector\",#REF!*1,IF(#REF!=\"Wind\",#REF!*0.7,IF(#REF!=\"Marine\",#REF!*0.7,IF(#REF!=\"Nuclear\",#REF!*0.85,IF(#REF!=\"Pumped_Storage\",#REF!*0.5,IF(#REF!=\"CCS\",#REF!*0.85,IF(#REF!=\"OCGT\",#REF!*0,IF(#REF!=\"\",0,#REF!*J$627))))))))","v":{"$error":"#REF!"}},{"$f":"IF(#REF!=\"Interconnector\",#REF!*1,IF(#REF!=\"Wind\",#REF!*0.7,IF(#REF!=\"Marine\",#REF!*0.7,IF(#REF!=\"Nuclear\",#REF!*0.85,IF(#REF!=\"Pumped_Storage\",#REF!*0.5,IF(#REF!=\"CCS\",#REF!*0.85,IF(#REF!=\"OCGT\",#REF!*0,IF(#REF!=\"\",0,#REF!*K$627))))))))","v":{"$error":"#REF!"}},{"$f":"IF(#REF!=\"Interconnector\",#REF!*1,IF(#REF!=\"Wind\",#REF!*0.7,IF(#REF!=\"Marine\",#REF!*0.7,IF(#REF!=\"Nuclear\",#REF!*0.85,IF(#REF!=\"Pumped_Storage\",#REF!*0.5,IF(#REF!=\"CCS\",#REF!*0.85,IF(#REF!=\"OCGT\",#REF!*0,IF(#REF!=\"\",0,#REF!*L$627))))))))","v":{"$error":"#REF!"}},{"$f":"IF(#REF!=\"Interconnector\",#REF!*1,IF(#REF!=\"Wind\",#REF!*0.7,IF(#REF!=\"Marine\",#REF!*0.7,IF(#REF!=\"Nuclear\",#REF!*0.85,IF(#REF!=\"Pumped_Storage\",#REF!*0.5,IF(#REF!=\"CCS\",#REF!*0.85,IF(#REF!=\"OCGT\",#REF!*0,IF(#REF!=\"\",0,#REF!*M$627))))))))","v":{"$error":"#REF!"}},{"$f":"IF(#REF!=\"Interconnector\",#REF!*1,IF(#REF!=\"Wind\",#REF!*0.7,IF(#REF!=\"Marine\",#REF!*0.7,IF(#REF!=\"Nuclear\",#REF!*0.85,IF(#REF!=\"Pumped_Storage\",#REF!*0.5,IF(#REF!=\"CCS\",#REF!*0.85,IF(#REF!=\"OCGT\",#REF!*0,IF(#REF!=\"\",0,#REF!*N$627))))))))","v":{"$error":"#REF!"}},{"$f":"IF(#REF!=\"Interconnector\",#REF!*1,IF(#REF!=\"Wind\",#REF!*0.7,IF(#REF!=\"Marine\",#REF!*0.7,IF(#REF!=\"Nuclear\",#REF!*0.85,IF(#REF!=\"Pumped_Storage\",#REF!*0.5,IF(#REF!=\"CCS\",#REF!*0.85,IF(#REF!=\"OCGT\",#REF!*0,IF(#REF!=\"\",0,#REF!*O$627))))))))","v":{"$error":"#REF!"}}]
[{"$f":"#REF!","v":{"$error":"#REF!"}},{"$f":"#REF!","v":{"$error":"#REF!"}},{"$f":"#REF!","v":{"$error":"#REF!"}},{"$f":"#REF!","v":{"$error":"#REF!"}},{"$f":"IF(#REF!=\"Interconnector\",#REF!*1,IF(#REF!=\"Wind\",#REF!*0.7,IF(#REF!=\"Marine\",#REF!*0.7,IF(#REF!=\"Nuclear\",#REF!*0.85,IF(#REF!=\"Pumped_Storage\",#REF!*0.5,IF(#REF!=\"CCS\",#REF!*0.85,IF(#REF!=\"OCGT\",#REF!*0,IF(#REF!=\"\",0,#REF!*E$627))))))))","v":{"$error":"#REF!"}},{"$f":"IF(#REF!=\"Interconnector\",#REF!*1,IF(#REF!=\"Wind\",#REF!*0.7,IF(#REF!=\"Marine\",#REF!*0.7,IF(#REF!=\"Nuclear\",#REF!*0.85,IF(#REF!=\"Pumped_Storage\",#REF!*0.5,IF(#REF!=\"CCS\",#REF!*0.85,IF(#REF!=\"OCGT\",#REF!*0,IF(#REF!=\"\",0,#REF!*F$627))))))))","v":{"$error":"#REF!"}},{"$f":"IF(#REF!=\"Interconnector\",#REF!*1,IF(#REF!=\"Wind\",#REF!*0.7,IF(#REF!=\"Marine\",#REF!*0.7,IF(#REF!=\"Nuclear\",#REF!*0.85,IF(#REF!=\"Pumped_Storage\",#REF!*0.5,IF(#REF!=\"CCS\",#REF!*0.85,IF(#REF!=\"OCGT\",#REF!*0,IF(#REF!=\"\",0,#REF!*G$627))))))))","v":{"$error":"#REF!"}},{"$f":"IF(#REF!=\"Interconnector\",#REF!*1,IF(#REF!=\"Wind\",#REF!*0.7,IF(#REF!=\"Marine\",#REF!*0.7,IF(#REF!=\"Nuclear\",#REF!*0.85,IF(#REF!=\"Pumped_Storage\",#REF!*0.5,IF(#REF!=\"CCS\",#REF!*0.85,IF(#REF!=\"OCGT\",#REF!*0,IF(#REF!=\"\",0,#REF!*H$627))))))))","v":{"$error":"#REF!"}},{"$f":"IF(#REF!=\"Interconnector\",#REF!*1,IF(#REF!=\"Wind\",#REF!*0.7,IF(#REF!=\"Marine\",#REF!*0.7,IF(#REF!=\"Nuclear\",#REF!*0.85,IF(#REF!=\"Pumped_Storage\",#REF!*0.5,IF(#REF!=\"CCS\",#REF!*0.85,IF(#REF!=\"OCGT\",#REF!*0,IF(#REF!=\"\",0,#REF!*I$627))))))))","v":{"$error":"#REF!"}},{"$f":"IF(#REF!=\"Interconnector\",#REF!*1,IF(#REF!=\"Wind\",#REF!*0.7,IF(#REF!=\"Marine\",#REF!*0.7,IF(#REF!=\"Nuclear\",#REF!*0.85,IF(#REF!=\"Pumped_Storage\",#REF!*0.5,IF(#REF!=\"CCS\",#REF!*0.85,IF(#REF!=\"OCGT\",#REF!*0,IF(#REF!=\"\",0,#REF!*J$627))))))))","v":{"$error":"#REF!"}},{"$f":"IF(#REF!=\"Interconnector\",#REF!*1,IF(#REF!=\"Wind\",#REF!*0.7,IF(#REF!=\"Marine\",#REF!*0.7,IF(#REF!=\"Nuclear\",#REF!*0.85,IF(#REF!=\"Pumped_Storage\",#REF!*0.5,IF(#REF!=\"CCS\",#REF!*0.85,IF(#REF!=\"OCGT\",#REF!*0,IF(#REF!=\"\",0,#REF!*K$627))))))))","v":{"$error":"#REF!"}},{"$f":"IF(#REF!=\"Interconnector\",#REF!*1,IF(#REF!=\"Wind\",#REF!*0.7,IF(#REF!=\"Marine\",#REF!*0.7,IF(#REF!=\"Nuclear\",#REF!*0.85,IF(#REF!=\"Pumped_Storage\",#REF!*0.5,IF(#REF!=\"CCS\",#REF!*0.85,IF(#REF!=\"OCGT\",#REF!*0,IF(#REF!=\"\",0,#REF!*L$627))))))))","v":{"$error":"#REF!"}},{"$f":"IF(#REF!=\"Interconnector\",#REF!*1,IF(#REF!=\"Wind\",#REF!*0.7,IF(#REF!=\"Marine\",#REF!*0.7,IF(#REF!=\"Nuclear\",#REF!*0.85,IF(#REF!=\"Pumped_Storage\",#REF!*0.5,IF(#REF!=\"CCS\",#REF!*0.85,IF(#REF!=\"OCGT\",#REF!*0,IF(#REF!=\"\",0,#REF!*M$627))))))))","v":{"$error":"#REF!"}},{"$f":"IF(#REF!=\"Interconnector\",#REF!*1,IF(#REF!=\"Wind\",#REF!*0.7,IF(#REF!=\"Marine\",#REF!*0.7,IF(#REF!=\"Nuclear\",#REF!*0.85,IF(#REF!=\"Pumped_Storage\",#REF!*0.5,IF(#REF!=\"CCS\",#REF!*0.85,IF(#REF!=\"OCGT\",#REF!*0,IF(#REF!=\"\",0,#REF!*N$627))))))))","v":{"$error":"#REF!"}},{"$f":"IF(#REF!=\"Interconnector\",#REF!*1,IF(#REF!=\"Wind\",#REF!*0.7,IF(#REF!=\"Marine\",#REF!*0.7,IF(#REF!=\"Nuclear\",#REF!*0.85,IF(#REF!=\"Pumped_Storage\",#REF!*0.5,IF(#REF!=\"CCS\",#REF!*0.85,IF(#REF!=\"OCGT\",#REF!*0,IF(#REF!=\"\",0,#REF!*O$627))))))))","v":{"$error":"#REF!"}}]
[{"$f":"#REF!","v":{"$error":"#REF!"}},{"$f":"#REF!","v":{"$error":"#REF!"}},{"$f":"#REF!","v":{"$error":"#REF!"}},{"$f":"#REF!","v":{"$error":"#REF!"}},{"$f":"IF(#REF!=\"Interconnector\",#REF!*1,IF(#REF!=\"Wind\",#REF!*0.7,IF(#REF!=\"Marine\",#REF!*0.7,IF(#REF!=\"Nuclear\",#REF!*0.85,IF(#REF!=\"Pumped_Storage\",#REF!*0.5,IF(#REF!=\"CCS\",#REF!*0.85,IF(#REF!=\"OCGT\",#REF!*0,IF(#REF!=\"\",0,#REF!*E$627))))))))","v":{"$error":"#REF!"}},{"$f":"IF(#REF!=\"Interconnector\",#REF!*1,IF(#REF!=\"Wind\",#REF!*0.7,IF(#REF!=\"Marine\",#REF!*0.7,IF(#REF!=\"Nuclear\",#REF!*0.85,IF(#REF!=\"Pumped_Storage\",#REF!*0.5,IF(#REF!=\"CCS\",#REF!*0.85,IF(#REF!=\"OCGT\",#REF!*0,IF(#REF!=\"\",0,#REF!*F$627))))))))","v":{"$error":"#REF!"}},{"$f":"IF(#REF!=\"Interconnector\",#REF!*1,IF(#REF!=\"Wind\",#REF!*0.7,IF(#REF!=\"Marine\",#REF!*0.7,IF(#REF!=\"Nuclear\",#REF!*0.85,IF(#REF!=\"Pumped_Storage\",#REF!*0.5,IF(#REF!=\"CCS\",#REF!*0.85,IF(#REF!=\"OCGT\",#REF!*0,IF(#REF!=\"\",0,#REF!*G$627))))))))","v":{"$error":"#REF!"}},{"$f":"IF(#REF!=\"Interconnector\",#REF!*1,IF(#REF!=\"Wind\",#REF!*0.7,IF(#REF!=\"Marine\",#REF!*0.7,IF(#REF!=\"Nuclear\",#REF!*0.85,IF(#REF!=\"Pumped_Storage\",#REF!*0.5,IF(#REF!=\"CCS\",#REF!*0.85,IF(#REF!=\"OCGT\",#REF!*0,IF(#REF!=\"\",0,#REF!*H$627))))))))","v":{"$error":"#REF!"}},{"$f":"IF(#REF!=\"Interconnector\",#REF!*1,IF(#REF!=\"Wind\",#REF!*0.7,IF(#REF!=\"Marine\",#REF!*0.7,IF(#REF!=\"Nuclear\",#REF!*0.85,IF(#REF!=\"Pumped_Storage\",#REF!*0.5,IF(#REF!=\"CCS\",#REF!*0.85,IF(#REF!=\"OCGT\",#REF!*0,IF(#REF!=\"\",0,#REF!*I$627))))))))","v":{"$error":"#REF!"}},{"$f":"IF(#REF!=\"Interconnector\",#REF!*1,IF(#REF!=\"Wind\",#REF!*0.7,IF(#REF!=\"Marine\",#REF!*0.7,IF(#REF!=\"Nuclear\",#REF!*0.85,IF(#REF!=\"Pumped_Storage\",#REF!*0.5,IF(#REF!=\"CCS\",#REF!*0.85,IF(#REF!=\"OCGT\",#REF!*0,IF(#REF!=\"\",0,#REF!*J$627))))))))","v":{"$error":"#REF!"}},{"$f":"IF(#REF!=\"Interconnector\",#REF!*1,IF(#REF!=\"Wind\",#REF!*0.7,IF(#REF!=\"Marine\",#REF!*0.7,IF(#REF!=\"Nuclear\",#REF!*0.85,IF(#REF!=\"Pumped_Storage\",#REF!*0.5,IF(#REF!=\"CCS\",#REF!*0.85,IF(#REF!=\"OCGT\",#REF!*0,IF(#REF!=\"\",0,#REF!*K$627))))))))","v":{"$error":"#REF!"}},{"$f":"IF(#REF!=\"Interconnector\",#REF!*1,IF(#REF!=\"Wind\",#REF!*0.7,IF(#REF!=\"Marine\",#REF!*0.7,IF(#REF!=\"Nuclear\",#REF!*0.85,IF(#REF!=\"Pumped_Storage\",#REF!*0.5,IF(#REF!=\"CCS\",#REF!*0.85,IF(#REF!=\"OCGT\",#REF!*0,IF(#REF!=\"\",0,#REF!*L$627))))))))","v":{"$error":"#REF!"}},{"$f":"IF(#REF!=\"Interconnector\",#REF!*1,IF(#REF!=\"Wind\",#REF!*0.7,IF(#REF!=\"Marine\",#REF!*0.7,IF(#REF!=\"Nuclear\",#REF!*0.85,IF(#REF!=\"Pumped_Storage\",#REF!*0.5,IF(#REF!=\"CCS\",#REF!*0.85,IF(#REF!=\"OCGT\",#REF!*0,IF(#REF!=\"\",0,#REF!*M$627))))))))","v":{"$error":"#REF!"}},{"$f":"IF(#REF!=\"Interconnector\",#REF!*1,IF(#REF!=\"Wind\",#REF!*0.7,IF(#REF!=\"Marine\",#REF!*0.7,IF(#REF!=\"Nuclear\",#REF!*0.85,IF(#REF!=\"Pumped_Storage\",#REF!*0.5,IF(#REF!=\"CCS\",#REF!*0.85,IF(#REF!=\"OCGT\",#REF!*0,IF(#REF!=\"\",0,#REF!*N$627))))))))","v":{"$error":"#REF!"}},{"$f":"IF(#REF!=\"Interconnector\",#REF!*1,IF(#REF!=\"Wind\",#REF!*0.7,IF(#REF!=\"Marine\",#REF!*0.7,IF(#REF!=\"Nuclear\",#REF!*0.85,IF(#REF!=\"Pumped_Storage\",#REF!*0.5,IF(#REF!=\"CCS\",#REF!*0.85,IF(#REF!=\"OCGT\",#REF!*0,IF(#REF!=\"\",0,#REF!*O$627))))))))","v":{"$error":"#REF!"}}]
[{"$f":"#REF!","v":{"$error":"#REF!"}},{"$f":"#REF!","v":{"$error":"#REF!"}},{"$f":"#REF!","v":{"$error":"#REF!"}},{"$f":"#REF!","v":{"$error":"#REF!"}},{"$f":"IF(#REF!=\"Interconnector\",#REF!*1,IF(#REF!=\"Wind\",#REF!*0.7,IF(#REF!=\"Marine\",#REF!*0.7,IF(#REF!=\"Nuclear\",#REF!*0.85,IF(#REF!=\"Pumped_Storage\",#REF!*0.5,IF(#REF!=\"CCS\",#REF!*0.85,IF(#REF!=\"OCGT\",#REF!*0,IF(#REF!=\"\",0,#REF!*E$627))))))))","v":{"$error":"#REF!"}},{"$f":"IF(#REF!=\"Interconnector\",#REF!*1,IF(#REF!=\"Wind\",#REF!*0.7,IF(#REF!=\"Marine\",#REF!*0.7,IF(#REF!=\"Nuclear\",#REF!*0.85,IF(#REF!=\"Pumped_Storage\",#REF!*0.5,IF(#REF!=\"CCS\",#REF!*0.85,IF(#REF!=\"OCGT\",#REF!*0,IF(#REF!=\"\",0,#REF!*F$627))))))))","v":{"$error":"#REF!"}},{"$f":"IF(#REF!=\"Interconnector\",#REF!*1,IF(#REF!=\"Wind\",#REF!*0.7,IF(#REF!=\"Marine\",#REF!*0.7,IF(#REF!=\"Nuclear\",#REF!*0.85,IF(#REF!=\"Pumped_Storage\",#REF!*0.5,IF(#REF!=\"CCS\",#REF!*0.85,IF(#REF!=\"OCGT\",#REF!*0,IF(#REF!=\"\",0,#REF!*G$627))))))))","v":{"$error":"#REF!"}},{"$f":"IF(#REF!=\"Interconnector\",#REF!*1,IF(#REF!=\"Wind\",#REF!*0.7,IF(#REF!=\"Marine\",#REF!*0.7,IF(#REF!=\"Nuclear\",#REF!*0.85,IF(#REF!=\"Pumped_Storage\",#REF!*0.5,IF(#REF!=\"CCS\",#REF!*0.85,IF(#REF!=\"OCGT\",#REF!*0,IF(#REF!=\"\",0,#REF!*H$627))))))))","v":{"$error":"#REF!"}},{"$f":"IF(#REF!=\"Interconnector\",#REF!*1,IF(#REF!=\"Wind\",#REF!*0.7,IF(#REF!=\"Marine\",#REF!*0.7,IF(#REF!=\"Nuclear\",#REF!*0.85,IF(#REF!=\"Pumped_Storage\",#REF!*0.5,IF(#REF!=\"CCS\",#REF!*0.85,IF(#REF!=\"OCGT\",#REF!*0,IF(#REF!=\"\",0,#REF!*I$627))))))))","v":{"$error":"#REF!"}},{"$f":"IF(#REF!=\"Interconnector\",#REF!*1,IF(#REF!=\"Wind\",#REF!*0.7,IF(#REF!=\"Marine\",#REF!*0.7,IF(#REF!=\"Nuclear\",#REF!*0.85,IF(#REF!=\"Pumped_Storage\",#REF!*0.5,IF(#REF!=\"CCS\",#REF!*0.85,IF(#REF!=\"OCGT\",#REF!*0,IF(#REF!=\"\",0,#REF!*J$627))))))))","v":{"$error":"#REF!"}},{"$f":"IF(#REF!=\"Interconnector\",#REF!*1,IF(#REF!=\"Wind\",#REF!*0.7,IF(#REF!=\"Marine\",#REF!*0.7,IF(#REF!=\"Nuclear\",#REF!*0.85,IF(#REF!=\"Pumped_Storage\",#REF!*0.5,IF(#REF!=\"CCS\",#REF!*0.85,IF(#REF!=\"OCGT\",#REF!*0,IF(#REF!=\"\",0,#REF!*K$627))))))))","v":{"$error":"#REF!"}},{"$f":"IF(#REF!=\"Interconnector\",#REF!*1,IF(#REF!=\"Wind\",#REF!*0.7,IF(#REF!=\"Marine\",#REF!*0.7,IF(#REF!=\"Nuclear\",#REF!*0.85,IF(#REF!=\"Pumped_Storage\",#REF!*0.5,IF(#REF!=\"CCS\",#REF!*0.85,IF(#REF!=\"OCGT\",#REF!*0,IF(#REF!=\"\",0,#REF!*L$627))))))))","v":{"$error":"#REF!"}},{"$f":"IF(#REF!=\"Interconnector\",#REF!*1,IF(#REF!=\"Wind\",#REF!*0.7,IF(#REF!=\"Marine\",#REF!*0.7,IF(#REF!=\"Nuclear\",#REF!*0.85,IF(#REF!=\"Pumped_Storage\",#REF!*0.5,IF(#REF!=\"CCS\",#REF!*0.85,IF(#REF!=\"OCGT\",#REF!*0,IF(#REF!=\"\",0,#REF!*M$627))))))))","v":{"$error":"#REF!"}},{"$f":"IF(#REF!=\"Interconnector\",#REF!*1,IF(#REF!=\"Wind\",#REF!*0.7,IF(#REF!=\"Marine\",#REF!*0.7,IF(#REF!=\"Nuclear\",#REF!*0.85,IF(#REF!=\"Pumped_Storage\",#REF!*0.5,IF(#REF!=\"CCS\",#REF!*0.85,IF(#REF!=\"OCGT\",#REF!*0,IF(#REF!=\"\",0,#REF!*N$627))))))))","v":{"$error":"#REF!"}},{"$f":"IF(#REF!=\"Interconnector\",#REF!*1,IF(#REF!=\"Wind\",#REF!*0.7,IF(#REF!=\"Marine\",#REF!*0.7,IF(#REF!=\"Nuclear\",#REF!*0.85,IF(#REF!=\"Pumped_Storage\",#REF!*0.5,IF(#REF!=\"CCS\",#REF!*0.85,IF(#REF!=\"OCGT\",#REF!*0,IF(#REF!=\"\",0,#REF!*O$627))))))))","v":{"$error":"#REF!"}}]
[{"$f":"#REF!","v":{"$error":"#REF!"}},{"$f":"#REF!","v":{"$error":"#REF!"}},{"$f":"#REF!","v":{"$error":"#REF!"}},{"$f":"#REF!","v":{"$error":"#REF!"}},{"$f":"IF(#REF!=\"Interconnector\",#REF!*1,IF(#REF!=\"Wind\",#REF!*0.7,IF(#REF!=\"Marine\",#REF!*0.7,IF(#REF!=\"Nuclear\",#REF!*0.85,IF(#REF!=\"Pumped_Storage\",#REF!*0.5,IF(#REF!=\"CCS\",#REF!*0.85,IF(#REF!=\"OCGT\",#REF!*0,IF(#REF!=\"\",0,#REF!*E$627))))))))","v":{"$error":"#REF!"}},{"$f":"IF(#REF!=\"Interconnector\",#REF!*1,IF(#REF!=\"Wind\",#REF!*0.7,IF(#REF!=\"Marine\",#REF!*0.7,IF(#REF!=\"Nuclear\",#REF!*0.85,IF(#REF!=\"Pumped_Storage\",#REF!*0.5,IF(#REF!=\"CCS\",#REF!*0.85,IF(#REF!=\"OCGT\",#REF!*0,IF(#REF!=\"\",0,#REF!*F$627))))))))","v":{"$error":"#REF!"}},{"$f":"IF(#REF!=\"Interconnector\",#REF!*1,IF(#REF!=\"Wind\",#REF!*0.7,IF(#REF!=\"Marine\",#REF!*0.7,IF(#REF!=\"Nuclear\",#REF!*0.85,IF(#REF!=\"Pumped_Storage\",#REF!*0.5,IF(#REF!=\"CCS\",#REF!*0.85,IF(#REF!=\"OCGT\",#REF!*0,IF(#REF!=\"\",0,#REF!*G$627))))))))","v":{"$error":"#REF!"}},{"$f":"IF(#REF!=\"Interconnector\",#REF!*1,IF(#REF!=\"Wind\",#REF!*0.7,IF(#REF!=\"Marine\",#REF!*0.7,IF(#REF!=\"Nuclear\",#REF!*0.85,IF(#REF!=\"Pumped_Storage\",#REF!*0.5,IF(#REF!=\"CCS\",#REF!*0.85,IF(#REF!=\"OCGT\",#REF!*0,IF(#REF!=\"\",0,#REF!*H$627))))))))","v":{"$error":"#REF!"}},{"$f":"IF(#REF!=\"Interconnector\",#REF!*1,IF(#REF!=\"Wind\",#REF!*0.7,IF(#REF!=\"Marine\",#REF!*0.7,IF(#REF!=\"Nuclear\",#REF!*0.85,IF(#REF!=\"Pumped_Storage\",#REF!*0.5,IF(#REF!=\"CCS\",#REF!*0.85,IF(#REF!=\"OCGT\",#REF!*0,IF(#REF!=\"\",0,#REF!*I$627))))))))","v":{"$error":"#REF!"}},{"$f":"IF(#REF!=\"Interconnector\",#REF!*1,IF(#REF!=\"Wind\",#REF!*0.7,IF(#REF!=\"Marine\",#REF!*0.7,IF(#REF!=\"Nuclear\",#REF!*0.85,IF(#REF!=\"Pumped_Storage\",#REF!*0.5,IF(#REF!=\"CCS\",#REF!*0.85,IF(#REF!=\"OCGT\",#REF!*0,IF(#REF!=\"\",0,#REF!*J$627))))))))","v":{"$error":"#REF!"}},{"$f":"IF(#REF!=\"Interconnector\",#REF!*1,IF(#REF!=\"Wind\",#REF!*0.7,IF(#REF!=\"Marine\",#REF!*0.7,IF(#REF!=\"Nuclear\",#REF!*0.85,IF(#REF!=\"Pumped_Storage\",#REF!*0.5,IF(#REF!=\"CCS\",#REF!*0.85,IF(#REF!=\"OCGT\",#REF!*0,IF(#REF!=\"\",0,#REF!*K$627))))))))","v":{"$error":"#REF!"}},{"$f":"IF(#REF!=\"Interconnector\",#REF!*1,IF(#REF!=\"Wind\",#REF!*0.7,IF(#REF!=\"Marine\",#REF!*0.7,IF(#REF!=\"Nuclear\",#REF!*0.85,IF(#REF!=\"Pumped_Storage\",#REF!*0.5,IF(#REF!=\"CCS\",#REF!*0.85,IF(#REF!=\"OCGT\",#REF!*0,IF(#REF!=\"\",0,#REF!*L$627))))))))","v":{"$error":"#REF!"}},{"$f":"IF(#REF!=\"Interconnector\",#REF!*1,IF(#REF!=\"Wind\",#REF!*0.7,IF(#REF!=\"Marine\",#REF!*0.7,IF(#REF!=\"Nuclear\",#REF!*0.85,IF(#REF!=\"Pumped_Storage\",#REF!*0.5,IF(#REF!=\"CCS\",#REF!*0.85,IF(#REF!=\"OCGT\",#REF!*0,IF(#REF!=\"\",0,#REF!*M$627))))))))","v":{"$error":"#REF!"}},{"$f":"IF(#REF!=\"Interconnector\",#REF!*1,IF(#REF!=\"Wind\",#REF!*0.7,IF(#REF!=\"Marine\",#REF!*0.7,IF(#REF!=\"Nuclear\",#REF!*0.85,IF(#REF!=\"Pumped_Storage\",#REF!*0.5,IF(#REF!=\"CCS\",#REF!*0.85,IF(#REF!=\"OCGT\",#REF!*0,IF(#REF!=\"\",0,#REF!*N$627))))))))","v":{"$error":"#REF!"}},{"$f":"IF(#REF!=\"Interconnector\",#REF!*1,IF(#REF!=\"Wind\",#REF!*0.7,IF(#REF!=\"Marine\",#REF!*0.7,IF(#REF!=\"Nuclear\",#REF!*0.85,IF(#REF!=\"Pumped_Storage\",#REF!*0.5,IF(#REF!=\"CCS\",#REF!*0.85,IF(#REF!=\"OCGT\",#REF!*0,IF(#REF!=\"\",0,#REF!*O$627))))))))","v":{"$error":"#REF!"}}]
[{"$f":"#REF!","v":{"$error":"#REF!"}},{"$f":"#REF!","v":{"$error":"#REF!"}},{"$f":"#REF!","v":{"$error":"#REF!"}},{"$f":"#REF!","v":{"$error":"#REF!"}},{"$f":"IF(#REF!=\"Interconnector\",#REF!*1,IF(#REF!=\"Wind\",#REF!*0.7,IF(#REF!=\"Marine\",#REF!*0.7,IF(#REF!=\"Nuclear\",#REF!*0.85,IF(#REF!=\"Pumped_Storage\",#REF!*0.5,IF(#REF!=\"CCS\",#REF!*0.85,IF(#REF!=\"OCGT\",#REF!*0,IF(#REF!=\"\",0,#REF!*E$627))))))))","v":{"$error":"#REF!"}},{"$f":"IF(#REF!=\"Interconnector\",#REF!*1,IF(#REF!=\"Wind\",#REF!*0.7,IF(#REF!=\"Marine\",#REF!*0.7,IF(#REF!=\"Nuclear\",#REF!*0.85,IF(#REF!=\"Pumped_Storage\",#REF!*0.5,IF(#REF!=\"CCS\",#REF!*0.85,IF(#REF!=\"OCGT\",#REF!*0,IF(#REF!=\"\",0,#REF!*F$627))))))))","v":{"$error":"#REF!"}},{"$f":"IF(#REF!=\"Interconnector\",#REF!*1,IF(#REF!=\"Wind\",#REF!*0.7,IF(#REF!=\"Marine\",#REF!*0.7,IF(#REF!=\"Nuclear\",#REF!*0.85,IF(#REF!=\"Pumped_Storage\",#REF!*0.5,IF(#REF!=\"CCS\",#REF!*0.85,IF(#REF!=\"OCGT\",#REF!*0,IF(#REF!=\"\",0,#REF!*G$627))))))))","v":{"$error":"#REF!"}},{"$f":"IF(#REF!=\"Interconnector\",#REF!*1,IF(#REF!=\"Wind\",#REF!*0.7,IF(#REF!=\"Marine\",#REF!*0.7,IF(#REF!=\"Nuclear\",#REF!*0.85,IF(#REF!=\"Pumped_Storage\",#REF!*0.5,IF(#REF!=\"CCS\",#REF!*0.85,IF(#REF!=\"OCGT\",#REF!*0,IF(#REF!=\"\",0,#REF!*H$627))))))))","v":{"$error":"#REF!"}},{"$f":"IF(#REF!=\"Interconnector\",#REF!*1,IF(#REF!=\"Wind\",#REF!*0.7,IF(#REF!=\"Marine\",#REF!*0.7,IF(#REF!=\"Nuclear\",#REF!*0.85,IF(#REF!=\"Pumped_Storage\",#REF!*0.5,IF(#REF!=\"CCS\",#REF!*0.85,IF(#REF!=\"OCGT\",#REF!*0,IF(#REF!=\"\",0,#REF!*I$627))))))))","v":{"$error":"#REF!"}},{"$f":"IF(#REF!=\"Interconnector\",#REF!*1,IF(#REF!=\"Wind\",#REF!*0.7,IF(#REF!=\"Marine\",#REF!*0.7,IF(#REF!=\"Nuclear\",#REF!*0.85,IF(#REF!=\"Pumped_Storage\",#REF!*0.5,IF(#REF!=\"CCS\",#REF!*0.85,IF(#REF!=\"OCGT\",#REF!*0,IF(#REF!=\"\",0,#REF!*J$627))))))))","v":{"$error":"#REF!"}},{"$f":"IF(#REF!=\"Interconnector\",#REF!*1,IF(#REF!=\"Wind\",#REF!*0.7,IF(#REF!=\"Marine\",#REF!*0.7,IF(#REF!=\"Nuclear\",#REF!*0.85,IF(#REF!=\"Pumped_Storage\",#REF!*0.5,IF(#REF!=\"CCS\",#REF!*0.85,IF(#REF!=\"OCGT\",#REF!*0,IF(#REF!=\"\",0,#REF!*K$627))))))))","v":{"$error":"#REF!"}},{"$f":"IF(#REF!=\"Interconnector\",#REF!*1,IF(#REF!=\"Wind\",#REF!*0.7,IF(#REF!=\"Marine\",#REF!*0.7,IF(#REF!=\"Nuclear\",#REF!*0.85,IF(#REF!=\"Pumped_Storage\",#REF!*0.5,IF(#REF!=\"CCS\",#REF!*0.85,IF(#REF!=\"OCGT\",#REF!*0,IF(#REF!=\"\",0,#REF!*L$627))))))))","v":{"$error":"#REF!"}},{"$f":"IF(#REF!=\"Interconnector\",#REF!*1,IF(#REF!=\"Wind\",#REF!*0.7,IF(#REF!=\"Marine\",#REF!*0.7,IF(#REF!=\"Nuclear\",#REF!*0.85,IF(#REF!=\"Pumped_Storage\",#REF!*0.5,IF(#REF!=\"CCS\",#REF!*0.85,IF(#REF!=\"OCGT\",#REF!*0,IF(#REF!=\"\",0,#REF!*M$627))))))))","v":{"$error":"#REF!"}},{"$f":"IF(#REF!=\"Interconnector\",#REF!*1,IF(#REF!=\"Wind\",#REF!*0.7,IF(#REF!=\"Marine\",#REF!*0.7,IF(#REF!=\"Nuclear\",#REF!*0.85,IF(#REF!=\"Pumped_Storage\",#REF!*0.5,IF(#REF!=\"CCS\",#REF!*0.85,IF(#REF!=\"OCGT\",#REF!*0,IF(#REF!=\"\",0,#REF!*N$627))))))))","v":{"$error":"#REF!"}},{"$f":"IF(#REF!=\"Interconnector\",#REF!*1,IF(#REF!=\"Wind\",#REF!*0.7,IF(#REF!=\"Marine\",#REF!*0.7,IF(#REF!=\"Nuclear\",#REF!*0.85,IF(#REF!=\"Pumped_Storage\",#REF!*0.5,IF(#REF!=\"CCS\",#REF!*0.85,IF(#REF!=\"OCGT\",#REF!*0,IF(#REF!=\"\",0,#REF!*O$627))))))))","v":{"$error":"#REF!"}}]
[{"$f":"#REF!","v":{"$error":"#REF!"}},{"$f":"#REF!","v":{"$error":"#REF!"}},{"$f":"#REF!","v":{"$error":"#REF!"}},{"$f":"#REF!","v":{"$error":"#REF!"}},{"$f":"IF(#REF!=\"Interconnector\",#REF!*1,IF(#REF!=\"Wind\",#REF!*0.7,IF(#REF!=\"Marine\",#REF!*0.7,IF(#REF!=\"Nuclear\",#REF!*0.85,IF(#REF!=\"Pumped_Storage\",#REF!*0.5,IF(#REF!=\"CCS\",#REF!*0.85,IF(#REF!=\"OCGT\",#REF!*0,IF(#REF!=\"\",0,#REF!*E$627))))))))","v":{"$error":"#REF!"}},{"$f":"IF(#REF!=\"Interconnector\",#REF!*1,IF(#REF!=\"Wind\",#REF!*0.7,IF(#REF!=\"Marine\",#REF!*0.7,IF(#REF!=\"Nuclear\",#REF!*0.85,IF(#REF!=\"Pumped_Storage\",#REF!*0.5,IF(#REF!=\"CCS\",#REF!*0.85,IF(#REF!=\"OCGT\",#REF!*0,IF(#REF!=\"\",0,#REF!*F$627))))))))","v":{"$error":"#REF!"}},{"$f":"IF(#REF!=\"Interconnector\",#REF!*1,IF(#REF!=\"Wind\",#REF!*0.7,IF(#REF!=\"Marine\",#REF!*0.7,IF(#REF!=\"Nuclear\",#REF!*0.85,IF(#REF!=\"Pumped_Storage\",#REF!*0.5,IF(#REF!=\"CCS\",#REF!*0.85,IF(#REF!=\"OCGT\",#REF!*0,IF(#REF!=\"\",0,#REF!*G$627))))))))","v":{"$error":"#REF!"}},{"$f":"IF(#REF!=\"Interconnector\",#REF!*1,IF(#REF!=\"Wind\",#REF!*0.7,IF(#REF!=\"Marine\",#REF!*0.7,IF(#REF!=\"Nuclear\",#REF!*0.85,IF(#REF!=\"Pumped_Storage\",#REF!*0.5,IF(#REF!=\"CCS\",#REF!*0.85,IF(#REF!=\"OCGT\",#REF!*0,IF(#REF!=\"\",0,#REF!*H$627))))))))","v":{"$error":"#REF!"}},{"$f":"IF(#REF!=\"Interconnector\",#REF!*1,IF(#REF!=\"Wind\",#REF!*0.7,IF(#REF!=\"Marine\",#REF!*0.7,IF(#REF!=\"Nuclear\",#REF!*0.85,IF(#REF!=\"Pumped_Storage\",#REF!*0.5,IF(#REF!=\"CCS\",#REF!*0.85,IF(#REF!=\"OCGT\",#REF!*0,IF(#REF!=\"\",0,#REF!*I$627))))))))","v":{"$error":"#REF!"}},{"$f":"IF(#REF!=\"Interconnector\",#REF!*1,IF(#REF!=\"Wind\",#REF!*0.7,IF(#REF!=\"Marine\",#REF!*0.7,IF(#REF!=\"Nuclear\",#REF!*0.85,IF(#REF!=\"Pumped_Storage\",#REF!*0.5,IF(#REF!=\"CCS\",#REF!*0.85,IF(#REF!=\"OCGT\",#REF!*0,IF(#REF!=\"\",0,#REF!*J$627))))))))","v":{"$error":"#REF!"}},{"$f":"IF(#REF!=\"Interconnector\",#REF!*1,IF(#REF!=\"Wind\",#REF!*0.7,IF(#REF!=\"Marine\",#REF!*0.7,IF(#REF!=\"Nuclear\",#REF!*0.85,IF(#REF!=\"Pumped_Storage\",#REF!*0.5,IF(#REF!=\"CCS\",#REF!*0.85,IF(#REF!=\"OCGT\",#REF!*0,IF(#REF!=\"\",0,#REF!*K$627))))))))","v":{"$error":"#REF!"}},{"$f":"IF(#REF!=\"Interconnector\",#REF!*1,IF(#REF!=\"Wind\",#REF!*0.7,IF(#REF!=\"Marine\",#REF!*0.7,IF(#REF!=\"Nuclear\",#REF!*0.85,IF(#REF!=\"Pumped_Storage\",#REF!*0.5,IF(#REF!=\"CCS\",#REF!*0.85,IF(#REF!=\"OCGT\",#REF!*0,IF(#REF!=\"\",0,#REF!*L$627))))))))","v":{"$error":"#REF!"}},{"$f":"IF(#REF!=\"Interconnector\",#REF!*1,IF(#REF!=\"Wind\",#REF!*0.7,IF(#REF!=\"Marine\",#REF!*0.7,IF(#REF!=\"Nuclear\",#REF!*0.85,IF(#REF!=\"Pumped_Storage\",#REF!*0.5,IF(#REF!=\"CCS\",#REF!*0.85,IF(#REF!=\"OCGT\",#REF!*0,IF(#REF!=\"\",0,#REF!*M$627))))))))","v":{"$error":"#REF!"}},{"$f":"IF(#REF!=\"Interconnector\",#REF!*1,IF(#REF!=\"Wind\",#REF!*0.7,IF(#REF!=\"Marine\",#REF!*0.7,IF(#REF!=\"Nuclear\",#REF!*0.85,IF(#REF!=\"Pumped_Storage\",#REF!*0.5,IF(#REF!=\"CCS\",#REF!*0.85,IF(#REF!=\"OCGT\",#REF!*0,IF(#REF!=\"\",0,#REF!*N$627))))))))","v":{"$error":"#REF!"}},{"$f":"IF(#REF!=\"Interconnector\",#REF!*1,IF(#REF!=\"Wind\",#REF!*0.7,IF(#REF!=\"Marine\",#REF!*0.7,IF(#REF!=\"Nuclear\",#REF!*0.85,IF(#REF!=\"Pumped_Storage\",#REF!*0.5,IF(#REF!=\"CCS\",#REF!*0.85,IF(#REF!=\"OCGT\",#REF!*0,IF(#REF!=\"\",0,#REF!*O$627))))))))","v":{"$error":"#REF!"}}]
[{"$f":"#REF!","v":{"$error":"#REF!"}},{"$f":"#REF!","v":{"$error":"#REF!"}},{"$f":"#REF!","v":{"$error":"#REF!"}},{"$f":"#REF!","v":{"$error":"#REF!"}},{"$f":"IF(#REF!=\"Interconnector\",#REF!*1,IF(#REF!=\"Wind\",#REF!*0.7,IF(#REF!=\"Marine\",#REF!*0.7,IF(#REF!=\"Nuclear\",#REF!*0.85,IF(#REF!=\"Pumped_Storage\",#REF!*0.5,IF(#REF!=\"CCS\",#REF!*0.85,IF(#REF!=\"OCGT\",#REF!*0,IF(#REF!=\"\",0,#REF!*E$627))))))))","v":{"$error":"#REF!"}},{"$f":"IF(#REF!=\"Interconnector\",#REF!*1,IF(#REF!=\"Wind\",#REF!*0.7,IF(#REF!=\"Marine\",#REF!*0.7,IF(#REF!=\"Nuclear\",#REF!*0.85,IF(#REF!=\"Pumped_Storage\",#REF!*0.5,IF(#REF!=\"CCS\",#REF!*0.85,IF(#REF!=\"OCGT\",#REF!*0,IF(#REF!=\"\",0,#REF!*F$627))))))))","v":{"$error":"#REF!"}},{"$f":"IF(#REF!=\"Interconnector\",#REF!*1,IF(#REF!=\"Wind\",#REF!*0.7,IF(#REF!=\"Marine\",#REF!*0.7,IF(#REF!=\"Nuclear\",#REF!*0.85,IF(#REF!=\"Pumped_Storage\",#REF!*0.5,IF(#REF!=\"CCS\",#REF!*0.85,IF(#REF!=\"OCGT\",#REF!*0,IF(#REF!=\"\",0,#REF!*G$627))))))))","v":{"$error":"#REF!"}},{"$f":"IF(#REF!=\"Interconnector\",#REF!*1,IF(#REF!=\"Wind\",#REF!*0.7,IF(#REF!=\"Marine\",#REF!*0.7,IF(#REF!=\"Nuclear\",#REF!*0.85,IF(#REF!=\"Pumped_Storage\",#REF!*0.5,IF(#REF!=\"CCS\",#REF!*0.85,IF(#REF!=\"OCGT\",#REF!*0,IF(#REF!=\"\",0,#REF!*H$627))))))))","v":{"$error":"#REF!"}},{"$f":"IF(#REF!=\"Interconnector\",#REF!*1,IF(#REF!=\"Wind\",#REF!*0.7,IF(#REF!=\"Marine\",#REF!*0.7,IF(#REF!=\"Nuclear\",#REF!*0.85,IF(#REF!=\"Pumped_Storage\",#REF!*0.5,IF(#REF!=\"CCS\",#REF!*0.85,IF(#REF!=\"OCGT\",#REF!*0,IF(#REF!=\"\",0,#REF!*I$627))))))))","v":{"$error":"#REF!"}},{"$f":"IF(#REF!=\"Interconnector\",#REF!*1,IF(#REF!=\"Wind\",#REF!*0.7,IF(#REF!=\"Marine\",#REF!*0.7,IF(#REF!=\"Nuclear\",#REF!*0.85,IF(#REF!=\"Pumped_Storage\",#REF!*0.5,IF(#REF!=\"CCS\",#REF!*0.85,IF(#REF!=\"OCGT\",#REF!*0,IF(#REF!=\"\",0,#REF!*J$627))))))))","v":{"$error":"#REF!"}},{"$f":"IF(#REF!=\"Interconnector\",#REF!*1,IF(#REF!=\"Wind\",#REF!*0.7,IF(#REF!=\"Marine\",#REF!*0.7,IF(#REF!=\"Nuclear\",#REF!*0.85,IF(#REF!=\"Pumped_Storage\",#REF!*0.5,IF(#REF!=\"CCS\",#REF!*0.85,IF(#REF!=\"OCGT\",#REF!*0,IF(#REF!=\"\",0,#REF!*K$627))))))))","v":{"$error":"#REF!"}},{"$f":"IF(#REF!=\"Interconnector\",#REF!*1,IF(#REF!=\"Wind\",#REF!*0.7,IF(#REF!=\"Marine\",#REF!*0.7,IF(#REF!=\"Nuclear\",#REF!*0.85,IF(#REF!=\"Pumped_Storage\",#REF!*0.5,IF(#REF!=\"CCS\",#REF!*0.85,IF(#REF!=\"OCGT\",#REF!*0,IF(#REF!=\"\",0,#REF!*L$627))))))))","v":{"$error":"#REF!"}},{"$f":"IF(#REF!=\"Interconnector\",#REF!*1,IF(#REF!=\"Wind\",#REF!*0.7,IF(#REF!=\"Marine\",#REF!*0.7,IF(#REF!=\"Nuclear\",#REF!*0.85,IF(#REF!=\"Pumped_Storage\",#REF!*0.5,IF(#REF!=\"CCS\",#REF!*0.85,IF(#REF!=\"OCGT\",#REF!*0,IF(#REF!=\"\",0,#REF!*M$627))))))))","v":{"$error":"#REF!"}},{"$f":"IF(#REF!=\"Interconnector\",#REF!*1,IF(#REF!=\"Wind\",#REF!*0.7,IF(#REF!=\"Marine\",#REF!*0.7,IF(#REF!=\"Nuclear\",#REF!*0.85,IF(#REF!=\"Pumped_Storage\",#REF!*0.5,IF(#REF!=\"CCS\",#REF!*0.85,IF(#REF!=\"OCGT\",#REF!*0,IF(#REF!=\"\",0,#REF!*N$627))))))))","v":{"$error":"#REF!"}},{"$f":"IF(#REF!=\"Interconnector\",#REF!*1,IF(#REF!=\"Wind\",#REF!*0.7,IF(#REF!=\"Marine\",#REF!*0.7,IF(#REF!=\"Nuclear\",#REF!*0.85,IF(#REF!=\"Pumped_Storage\",#REF!*0.5,IF(#REF!=\"CCS\",#REF!*0.85,IF(#REF!=\"OCGT\",#REF!*0,IF(#REF!=\"\",0,#REF!*O$627))))))))","v":{"$error":"#REF!"}}]
[{"$f":"#REF!","v":{"$error":"#REF!"}},{"$f":"#REF!","v":{"$error":"#REF!"}},{"$f":"#REF!","v":{"$error":"#REF!"}},{"$f":"#REF!","v":{"$error":"#REF!"}},{"$f":"IF(#REF!=\"Interconnector\",#REF!*1,IF(#REF!=\"Wind\",#REF!*0.7,IF(#REF!=\"Marine\",#REF!*0.7,IF(#REF!=\"Nuclear\",#REF!*0.85,IF(#REF!=\"Pumped_Storage\",#REF!*0.5,IF(#REF!=\"CCS\",#REF!*0.85,IF(#REF!=\"OCGT\",#REF!*0,IF(#REF!=\"\",0,#REF!*E$627))))))))","v":{"$error":"#REF!"}},{"$f":"IF(#REF!=\"Interconnector\",#REF!*1,IF(#REF!=\"Wind\",#REF!*0.7,IF(#REF!=\"Marine\",#REF!*0.7,IF(#REF!=\"Nuclear\",#REF!*0.85,IF(#REF!=\"Pumped_Storage\",#REF!*0.5,IF(#REF!=\"CCS\",#REF!*0.85,IF(#REF!=\"OCGT\",#REF!*0,IF(#REF!=\"\",0,#REF!*F$627))))))))","v":{"$error":"#REF!"}},{"$f":"IF(#REF!=\"Interconnector\",#REF!*1,IF(#REF!=\"Wind\",#REF!*0.7,IF(#REF!=\"Marine\",#REF!*0.7,IF(#REF!=\"Nuclear\",#REF!*0.85,IF(#REF!=\"Pumped_Storage\",#REF!*0.5,IF(#REF!=\"CCS\",#REF!*0.85,IF(#REF!=\"OCGT\",#REF!*0,IF(#REF!=\"\",0,#REF!*G$627))))))))","v":{"$error":"#REF!"}},{"$f":"IF(#REF!=\"Interconnector\",#REF!*1,IF(#REF!=\"Wind\",#REF!*0.7,IF(#REF!=\"Marine\",#REF!*0.7,IF(#REF!=\"Nuclear\",#REF!*0.85,IF(#REF!=\"Pumped_Storage\",#REF!*0.5,IF(#REF!=\"CCS\",#REF!*0.85,IF(#REF!=\"OCGT\",#REF!*0,IF(#REF!=\"\",0,#REF!*H$627))))))))","v":{"$error":"#REF!"}},{"$f":"IF(#REF!=\"Interconnector\",#REF!*1,IF(#REF!=\"Wind\",#REF!*0.7,IF(#REF!=\"Marine\",#REF!*0.7,IF(#REF!=\"Nuclear\",#REF!*0.85,IF(#REF!=\"Pumped_Storage\",#REF!*0.5,IF(#REF!=\"CCS\",#REF!*0.85,IF(#REF!=\"OCGT\",#REF!*0,IF(#REF!=\"\",0,#REF!*I$627))))))))","v":{"$error":"#REF!"}},{"$f":"IF(#REF!=\"Interconnector\",#REF!*1,IF(#REF!=\"Wind\",#REF!*0.7,IF(#REF!=\"Marine\",#REF!*0.7,IF(#REF!=\"Nuclear\",#REF!*0.85,IF(#REF!=\"Pumped_Storage\",#REF!*0.5,IF(#REF!=\"CCS\",#REF!*0.85,IF(#REF!=\"OCGT\",#REF!*0,IF(#REF!=\"\",0,#REF!*J$627))))))))","v":{"$error":"#REF!"}},{"$f":"IF(#REF!=\"Interconnector\",#REF!*1,IF(#REF!=\"Wind\",#REF!*0.7,IF(#REF!=\"Marine\",#REF!*0.7,IF(#REF!=\"Nuclear\",#REF!*0.85,IF(#REF!=\"Pumped_Storage\",#REF!*0.5,IF(#REF!=\"CCS\",#REF!*0.85,IF(#REF!=\"OCGT\",#REF!*0,IF(#REF!=\"\",0,#REF!*K$627))))))))","v":{"$error":"#REF!"}},{"$f":"IF(#REF!=\"Interconnector\",#REF!*1,IF(#REF!=\"Wind\",#REF!*0.7,IF(#REF!=\"Marine\",#REF!*0.7,IF(#REF!=\"Nuclear\",#REF!*0.85,IF(#REF!=\"Pumped_Storage\",#REF!*0.5,IF(#REF!=\"CCS\",#REF!*0.85,IF(#REF!=\"OCGT\",#REF!*0,IF(#REF!=\"\",0,#REF!*L$627))))))))","v":{"$error":"#REF!"}},{"$f":"IF(#REF!=\"Interconnector\",#REF!*1,IF(#REF!=\"Wind\",#REF!*0.7,IF(#REF!=\"Marine\",#REF!*0.7,IF(#REF!=\"Nuclear\",#REF!*0.85,IF(#REF!=\"Pumped_Storage\",#REF!*0.5,IF(#REF!=\"CCS\",#REF!*0.85,IF(#REF!=\"OCGT\",#REF!*0,IF(#REF!=\"\",0,#REF!*M$627))))))))","v":{"$error":"#REF!"}},{"$f":"IF(#REF!=\"Interconnector\",#REF!*1,IF(#REF!=\"Wind\",#REF!*0.7,IF(#REF!=\"Marine\",#REF!*0.7,IF(#REF!=\"Nuclear\",#REF!*0.85,IF(#REF!=\"Pumped_Storage\",#REF!*0.5,IF(#REF!=\"CCS\",#REF!*0.85,IF(#REF!=\"OCGT\",#REF!*0,IF(#REF!=\"\",0,#REF!*N$627))))))))","v":{"$error":"#REF!"}},{"$f":"IF(#REF!=\"Interconnector\",#REF!*1,IF(#REF!=\"Wind\",#REF!*0.7,IF(#REF!=\"Marine\",#REF!*0.7,IF(#REF!=\"Nuclear\",#REF!*0.85,IF(#REF!=\"Pumped_Storage\",#REF!*0.5,IF(#REF!=\"CCS\",#REF!*0.85,IF(#REF!=\"OCGT\",#REF!*0,IF(#REF!=\"\",0,#REF!*O$627))))))))","v":{"$error":"#REF!"}}]
[{"$f":"#REF!","v":{"$error":"#REF!"}},{"$f":"#REF!","v":{"$error":"#REF!"}},{"$f":"#REF!","v":{"$error":"#REF!"}},{"$f":"#REF!","v":{"$error":"#REF!"}},{"$f":"IF(#REF!=\"Interconnector\",#REF!*1,IF(#REF!=\"Wind\",#REF!*0.7,IF(#REF!=\"Marine\",#REF!*0.7,IF(#REF!=\"Nuclear\",#REF!*0.85,IF(#REF!=\"Pumped_Storage\",#REF!*0.5,IF(#REF!=\"CCS\",#REF!*0.85,IF(#REF!=\"OCGT\",#REF!*0,IF(#REF!=\"\",0,#REF!*E$627))))))))","v":{"$error":"#REF!"}},{"$f":"IF(#REF!=\"Interconnector\",#REF!*1,IF(#REF!=\"Wind\",#REF!*0.7,IF(#REF!=\"Marine\",#REF!*0.7,IF(#REF!=\"Nuclear\",#REF!*0.85,IF(#REF!=\"Pumped_Storage\",#REF!*0.5,IF(#REF!=\"CCS\",#REF!*0.85,IF(#REF!=\"OCGT\",#REF!*0,IF(#REF!=\"\",0,#REF!*F$627))))))))","v":{"$error":"#REF!"}},{"$f":"IF(#REF!=\"Interconnector\",#REF!*1,IF(#REF!=\"Wind\",#REF!*0.7,IF(#REF!=\"Marine\",#REF!*0.7,IF(#REF!=\"Nuclear\",#REF!*0.85,IF(#REF!=\"Pumped_Storage\",#REF!*0.5,IF(#REF!=\"CCS\",#REF!*0.85,IF(#REF!=\"OCGT\",#REF!*0,IF(#REF!=\"\",0,#REF!*G$627))))))))","v":{"$error":"#REF!"}},{"$f":"IF(#REF!=\"Interconnector\",#REF!*1,IF(#REF!=\"Wind\",#REF!*0.7,IF(#REF!=\"Marine\",#REF!*0.7,IF(#REF!=\"Nuclear\",#REF!*0.85,IF(#REF!=\"Pumped_Storage\",#REF!*0.5,IF(#REF!=\"CCS\",#REF!*0.85,IF(#REF!=\"OCGT\",#REF!*0,IF(#REF!=\"\",0,#REF!*H$627))))))))","v":{"$error":"#REF!"}},{"$f":"IF(#REF!=\"Interconnector\",#REF!*1,IF(#REF!=\"Wind\",#REF!*0.7,IF(#REF!=\"Marine\",#REF!*0.7,IF(#REF!=\"Nuclear\",#REF!*0.85,IF(#REF!=\"Pumped_Storage\",#REF!*0.5,IF(#REF!=\"CCS\",#REF!*0.85,IF(#REF!=\"OCGT\",#REF!*0,IF(#REF!=\"\",0,#REF!*I$627))))))))","v":{"$error":"#REF!"}},{"$f":"IF(#REF!=\"Interconnector\",#REF!*1,IF(#REF!=\"Wind\",#REF!*0.7,IF(#REF!=\"Marine\",#REF!*0.7,IF(#REF!=\"Nuclear\",#REF!*0.85,IF(#REF!=\"Pumped_Storage\",#REF!*0.5,IF(#REF!=\"CCS\",#REF!*0.85,IF(#REF!=\"OCGT\",#REF!*0,IF(#REF!=\"\",0,#REF!*J$627))))))))","v":{"$error":"#REF!"}},{"$f":"IF(#REF!=\"Interconnector\",#REF!*1,IF(#REF!=\"Wind\",#REF!*0.7,IF(#REF!=\"Marine\",#REF!*0.7,IF(#REF!=\"Nuclear\",#REF!*0.85,IF(#REF!=\"Pumped_Storage\",#REF!*0.5,IF(#REF!=\"CCS\",#REF!*0.85,IF(#REF!=\"OCGT\",#REF!*0,IF(#REF!=\"\",0,#REF!*K$627))))))))","v":{"$error":"#REF!"}},{"$f":"IF(#REF!=\"Interconnector\",#REF!*1,IF(#REF!=\"Wind\",#REF!*0.7,IF(#REF!=\"Marine\",#REF!*0.7,IF(#REF!=\"Nuclear\",#REF!*0.85,IF(#REF!=\"Pumped_Storage\",#REF!*0.5,IF(#REF!=\"CCS\",#REF!*0.85,IF(#REF!=\"OCGT\",#REF!*0,IF(#REF!=\"\",0,#REF!*L$627))))))))","v":{"$error":"#REF!"}},{"$f":"IF(#REF!=\"Interconnector\",#REF!*1,IF(#REF!=\"Wind\",#REF!*0.7,IF(#REF!=\"Marine\",#REF!*0.7,IF(#REF!=\"Nuclear\",#REF!*0.85,IF(#REF!=\"Pumped_Storage\",#REF!*0.5,IF(#REF!=\"CCS\",#REF!*0.85,IF(#REF!=\"OCGT\",#REF!*0,IF(#REF!=\"\",0,#REF!*M$627))))))))","v":{"$error":"#REF!"}},{"$f":"IF(#REF!=\"Interconnector\",#REF!*1,IF(#REF!=\"Wind\",#REF!*0.7,IF(#REF!=\"Marine\",#REF!*0.7,IF(#REF!=\"Nuclear\",#REF!*0.85,IF(#REF!=\"Pumped_Storage\",#REF!*0.5,IF(#REF!=\"CCS\",#REF!*0.85,IF(#REF!=\"OCGT\",#REF!*0,IF(#REF!=\"\",0,#REF!*N$627))))))))","v":{"$error":"#REF!"}},{"$f":"IF(#REF!=\"Interconnector\",#REF!*1,IF(#REF!=\"Wind\",#REF!*0.7,IF(#REF!=\"Marine\",#REF!*0.7,IF(#REF!=\"Nuclear\",#REF!*0.85,IF(#REF!=\"Pumped_Storage\",#REF!*0.5,IF(#REF!=\"CCS\",#REF!*0.85,IF(#REF!=\"OCGT\",#REF!*0,IF(#REF!=\"\",0,#REF!*O$627))))))))","v":{"$error":"#REF!"}}]
[{"$f":"#REF!","v":{"$error":"#REF!"}},{"$f":"#REF!","v":{"$error":"#REF!"}},{"$f":"#REF!","v":{"$error":"#REF!"}},{"$f":"#REF!","v":{"$error":"#REF!"}},{"$f":"IF(#REF!=\"Interconnector\",#REF!*1,IF(#REF!=\"Wind\",#REF!*0.7,IF(#REF!=\"Marine\",#REF!*0.7,IF(#REF!=\"Nuclear\",#REF!*0.85,IF(#REF!=\"Pumped_Storage\",#REF!*0.5,IF(#REF!=\"CCS\",#REF!*0.85,IF(#REF!=\"OCGT\",#REF!*0,IF(#REF!=\"\",0,#REF!*E$627))))))))","v":{"$error":"#REF!"}},{"$f":"IF(#REF!=\"Interconnector\",#REF!*1,IF(#REF!=\"Wind\",#REF!*0.7,IF(#REF!=\"Marine\",#REF!*0.7,IF(#REF!=\"Nuclear\",#REF!*0.85,IF(#REF!=\"Pumped_Storage\",#REF!*0.5,IF(#REF!=\"CCS\",#REF!*0.85,IF(#REF!=\"OCGT\",#REF!*0,IF(#REF!=\"\",0,#REF!*F$627))))))))","v":{"$error":"#REF!"}},{"$f":"IF(#REF!=\"Interconnector\",#REF!*1,IF(#REF!=\"Wind\",#REF!*0.7,IF(#REF!=\"Marine\",#REF!*0.7,IF(#REF!=\"Nuclear\",#REF!*0.85,IF(#REF!=\"Pumped_Storage\",#REF!*0.5,IF(#REF!=\"CCS\",#REF!*0.85,IF(#REF!=\"OCGT\",#REF!*0,IF(#REF!=\"\",0,#REF!*G$627))))))))","v":{"$error":"#REF!"}},{"$f":"IF(#REF!=\"Interconnector\",#REF!*1,IF(#REF!=\"Wind\",#REF!*0.7,IF(#REF!=\"Marine\",#REF!*0.7,IF(#REF!=\"Nuclear\",#REF!*0.85,IF(#REF!=\"Pumped_Storage\",#REF!*0.5,IF(#REF!=\"CCS\",#REF!*0.85,IF(#REF!=\"OCGT\",#REF!*0,IF(#REF!=\"\",0,#REF!*H$627))))))))","v":{"$error":"#REF!"}},{"$f":"IF(#REF!=\"Interconnector\",#REF!*1,IF(#REF!=\"Wind\",#REF!*0.7,IF(#REF!=\"Marine\",#REF!*0.7,IF(#REF!=\"Nuclear\",#REF!*0.85,IF(#REF!=\"Pumped_Storage\",#REF!*0.5,IF(#REF!=\"CCS\",#REF!*0.85,IF(#REF!=\"OCGT\",#REF!*0,IF(#REF!=\"\",0,#REF!*I$627))))))))","v":{"$error":"#REF!"}},{"$f":"IF(#REF!=\"Interconnector\",#REF!*1,IF(#REF!=\"Wind\",#REF!*0.7,IF(#REF!=\"Marine\",#REF!*0.7,IF(#REF!=\"Nuclear\",#REF!*0.85,IF(#REF!=\"Pumped_Storage\",#REF!*0.5,IF(#REF!=\"CCS\",#REF!*0.85,IF(#REF!=\"OCGT\",#REF!*0,IF(#REF!=\"\",0,#REF!*J$627))))))))","v":{"$error":"#REF!"}},{"$f":"IF(#REF!=\"Interconnector\",#REF!*1,IF(#REF!=\"Wind\",#REF!*0.7,IF(#REF!=\"Marine\",#REF!*0.7,IF(#REF!=\"Nuclear\",#REF!*0.85,IF(#REF!=\"Pumped_Storage\",#REF!*0.5,IF(#REF!=\"CCS\",#REF!*0.85,IF(#REF!=\"OCGT\",#REF!*0,IF(#REF!=\"\",0,#REF!*K$627))))))))","v":{"$error":"#REF!"}},{"$f":"IF(#REF!=\"Interconnector\",#REF!*1,IF(#REF!=\"Wind\",#REF!*0.7,IF(#REF!=\"Marine\",#REF!*0.7,IF(#REF!=\"Nuclear\",#REF!*0.85,IF(#REF!=\"Pumped_Storage\",#REF!*0.5,IF(#REF!=\"CCS\",#REF!*0.85,IF(#REF!=\"OCGT\",#REF!*0,IF(#REF!=\"\",0,#REF!*L$627))))))))","v":{"$error":"#REF!"}},{"$f":"IF(#REF!=\"Interconnector\",#REF!*1,IF(#REF!=\"Wind\",#REF!*0.7,IF(#REF!=\"Marine\",#REF!*0.7,IF(#REF!=\"Nuclear\",#REF!*0.85,IF(#REF!=\"Pumped_Storage\",#REF!*0.5,IF(#REF!=\"CCS\",#REF!*0.85,IF(#REF!=\"OCGT\",#REF!*0,IF(#REF!=\"\",0,#REF!*M$627))))))))","v":{"$error":"#REF!"}},{"$f":"IF(#REF!=\"Interconnector\",#REF!*1,IF(#REF!=\"Wind\",#REF!*0.7,IF(#REF!=\"Marine\",#REF!*0.7,IF(#REF!=\"Nuclear\",#REF!*0.85,IF(#REF!=\"Pumped_Storage\",#REF!*0.5,IF(#REF!=\"CCS\",#REF!*0.85,IF(#REF!=\"OCGT\",#REF!*0,IF(#REF!=\"\",0,#REF!*N$627))))))))","v":{"$error":"#REF!"}},{"$f":"IF(#REF!=\"Interconnector\",#REF!*1,IF(#REF!=\"Wind\",#REF!*0.7,IF(#REF!=\"Marine\",#REF!*0.7,IF(#REF!=\"Nuclear\",#REF!*0.85,IF(#REF!=\"Pumped_Storage\",#REF!*0.5,IF(#REF!=\"CCS\",#REF!*0.85,IF(#REF!=\"OCGT\",#REF!*0,IF(#REF!=\"\",0,#REF!*O$627))))))))","v":{"$error":"#REF!"}}]
[{"$f":"#REF!","v":{"$error":"#REF!"}},{"$f":"#REF!","v":{"$error":"#REF!"}},{"$f":"#REF!","v":{"$error":"#REF!"}},{"$f":"#REF!","v":{"$error":"#REF!"}},{"$f":"IF(#REF!=\"Interconnector\",#REF!*1,IF(#REF!=\"Wind\",#REF!*0.7,IF(#REF!=\"Marine\",#REF!*0.7,IF(#REF!=\"Nuclear\",#REF!*0.85,IF(#REF!=\"Pumped_Storage\",#REF!*0.5,IF(#REF!=\"CCS\",#REF!*0.85,IF(#REF!=\"OCGT\",#REF!*0,IF(#REF!=\"\",0,#REF!*E$627))))))))","v":{"$error":"#REF!"}},{"$f":"IF(#REF!=\"Interconnector\",#REF!*1,IF(#REF!=\"Wind\",#REF!*0.7,IF(#REF!=\"Marine\",#REF!*0.7,IF(#REF!=\"Nuclear\",#REF!*0.85,IF(#REF!=\"Pumped_Storage\",#REF!*0.5,IF(#REF!=\"CCS\",#REF!*0.85,IF(#REF!=\"OCGT\",#REF!*0,IF(#REF!=\"\",0,#REF!*F$627))))))))","v":{"$error":"#REF!"}},{"$f":"IF(#REF!=\"Interconnector\",#REF!*1,IF(#REF!=\"Wind\",#REF!*0.7,IF(#REF!=\"Marine\",#REF!*0.7,IF(#REF!=\"Nuclear\",#REF!*0.85,IF(#REF!=\"Pumped_Storage\",#REF!*0.5,IF(#REF!=\"CCS\",#REF!*0.85,IF(#REF!=\"OCGT\",#REF!*0,IF(#REF!=\"\",0,#REF!*G$627))))))))","v":{"$error":"#REF!"}},{"$f":"IF(#REF!=\"Interconnector\",#REF!*1,IF(#REF!=\"Wind\",#REF!*0.7,IF(#REF!=\"Marine\",#REF!*0.7,IF(#REF!=\"Nuclear\",#REF!*0.85,IF(#REF!=\"Pumped_Storage\",#REF!*0.5,IF(#REF!=\"CCS\",#REF!*0.85,IF(#REF!=\"OCGT\",#REF!*0,IF(#REF!=\"\",0,#REF!*H$627))))))))","v":{"$error":"#REF!"}},{"$f":"IF(#REF!=\"Interconnector\",#REF!*1,IF(#REF!=\"Wind\",#REF!*0.7,IF(#REF!=\"Marine\",#REF!*0.7,IF(#REF!=\"Nuclear\",#REF!*0.85,IF(#REF!=\"Pumped_Storage\",#REF!*0.5,IF(#REF!=\"CCS\",#REF!*0.85,IF(#REF!=\"OCGT\",#REF!*0,IF(#REF!=\"\",0,#REF!*I$627))))))))","v":{"$error":"#REF!"}},{"$f":"IF(#REF!=\"Interconnector\",#REF!*1,IF(#REF!=\"Wind\",#REF!*0.7,IF(#REF!=\"Marine\",#REF!*0.7,IF(#REF!=\"Nuclear\",#REF!*0.85,IF(#REF!=\"Pumped_Storage\",#REF!*0.5,IF(#REF!=\"CCS\",#REF!*0.85,IF(#REF!=\"OCGT\",#REF!*0,IF(#REF!=\"\",0,#REF!*J$627))))))))","v":{"$error":"#REF!"}},{"$f":"IF(#REF!=\"Interconnector\",#REF!*1,IF(#REF!=\"Wind\",#REF!*0.7,IF(#REF!=\"Marine\",#REF!*0.7,IF(#REF!=\"Nuclear\",#REF!*0.85,IF(#REF!=\"Pumped_Storage\",#REF!*0.5,IF(#REF!=\"CCS\",#REF!*0.85,IF(#REF!=\"OCGT\",#REF!*0,IF(#REF!=\"\",0,#REF!*K$627))))))))","v":{"$error":"#REF!"}},{"$f":"IF(#REF!=\"Interconnector\",#REF!*1,IF(#REF!=\"Wind\",#REF!*0.7,IF(#REF!=\"Marine\",#REF!*0.7,IF(#REF!=\"Nuclear\",#REF!*0.85,IF(#REF!=\"Pumped_Storage\",#REF!*0.5,IF(#REF!=\"CCS\",#REF!*0.85,IF(#REF!=\"OCGT\",#REF!*0,IF(#REF!=\"\",0,#REF!*L$627))))))))","v":{"$error":"#REF!"}},{"$f":"IF(#REF!=\"Interconnector\",#REF!*1,IF(#REF!=\"Wind\",#REF!*0.7,IF(#REF!=\"Marine\",#REF!*0.7,IF(#REF!=\"Nuclear\",#REF!*0.85,IF(#REF!=\"Pumped_Storage\",#REF!*0.5,IF(#REF!=\"CCS\",#REF!*0.85,IF(#REF!=\"OCGT\",#REF!*0,IF(#REF!=\"\",0,#REF!*M$627))))))))","v":{"$error":"#REF!"}},{"$f":"IF(#REF!=\"Interconnector\",#REF!*1,IF(#REF!=\"Wind\",#REF!*0.7,IF(#REF!=\"Marine\",#REF!*0.7,IF(#REF!=\"Nuclear\",#REF!*0.85,IF(#REF!=\"Pumped_Storage\",#REF!*0.5,IF(#REF!=\"CCS\",#REF!*0.85,IF(#REF!=\"OCGT\",#REF!*0,IF(#REF!=\"\",0,#REF!*N$627))))))))","v":{"$error":"#REF!"}},{"$f":"IF(#REF!=\"Interconnector\",#REF!*1,IF(#REF!=\"Wind\",#REF!*0.7,IF(#REF!=\"Marine\",#REF!*0.7,IF(#REF!=\"Nuclear\",#REF!*0.85,IF(#REF!=\"Pumped_Storage\",#REF!*0.5,IF(#REF!=\"CCS\",#REF!*0.85,IF(#REF!=\"OCGT\",#REF!*0,IF(#REF!=\"\",0,#REF!*O$627))))))))","v":{"$error":"#REF!"}}]
[{"$f":"#REF!","v":{"$error":"#REF!"}},{"$f":"#REF!","v":{"$error":"#REF!"}},{"$f":"#REF!","v":{"$error":"#REF!"}},{"$f":"#REF!","v":{"$error":"#REF!"}},{"$f":"IF(#REF!=\"Interconnector\",#REF!*1,IF(#REF!=\"Wind\",#REF!*0.7,IF(#REF!=\"Marine\",#REF!*0.7,IF(#REF!=\"Nuclear\",#REF!*0.85,IF(#REF!=\"Pumped_Storage\",#REF!*0.5,IF(#REF!=\"CCS\",#REF!*0.85,IF(#REF!=\"OCGT\",#REF!*0,IF(#REF!=\"\",0,#REF!*E$627))))))))","v":{"$error":"#REF!"}},{"$f":"IF(#REF!=\"Interconnector\",#REF!*1,IF(#REF!=\"Wind\",#REF!*0.7,IF(#REF!=\"Marine\",#REF!*0.7,IF(#REF!=\"Nuclear\",#REF!*0.85,IF(#REF!=\"Pumped_Storage\",#REF!*0.5,IF(#REF!=\"CCS\",#REF!*0.85,IF(#REF!=\"OCGT\",#REF!*0,IF(#REF!=\"\",0,#REF!*F$627))))))))","v":{"$error":"#REF!"}},{"$f":"IF(#REF!=\"Interconnector\",#REF!*1,IF(#REF!=\"Wind\",#REF!*0.7,IF(#REF!=\"Marine\",#REF!*0.7,IF(#REF!=\"Nuclear\",#REF!*0.85,IF(#REF!=\"Pumped_Storage\",#REF!*0.5,IF(#REF!=\"CCS\",#REF!*0.85,IF(#REF!=\"OCGT\",#REF!*0,IF(#REF!=\"\",0,#REF!*G$627))))))))","v":{"$error":"#REF!"}},{"$f":"IF(#REF!=\"Interconnector\",#REF!*1,IF(#REF!=\"Wind\",#REF!*0.7,IF(#REF!=\"Marine\",#REF!*0.7,IF(#REF!=\"Nuclear\",#REF!*0.85,IF(#REF!=\"Pumped_Storage\",#REF!*0.5,IF(#REF!=\"CCS\",#REF!*0.85,IF(#REF!=\"OCGT\",#REF!*0,IF(#REF!=\"\",0,#REF!*H$627))))))))","v":{"$error":"#REF!"}},{"$f":"IF(#REF!=\"Interconnector\",#REF!*1,IF(#REF!=\"Wind\",#REF!*0.7,IF(#REF!=\"Marine\",#REF!*0.7,IF(#REF!=\"Nuclear\",#REF!*0.85,IF(#REF!=\"Pumped_Storage\",#REF!*0.5,IF(#REF!=\"CCS\",#REF!*0.85,IF(#REF!=\"OCGT\",#REF!*0,IF(#REF!=\"\",0,#REF!*I$627))))))))","v":{"$error":"#REF!"}},{"$f":"IF(#REF!=\"Interconnector\",#REF!*1,IF(#REF!=\"Wind\",#REF!*0.7,IF(#REF!=\"Marine\",#REF!*0.7,IF(#REF!=\"Nuclear\",#REF!*0.85,IF(#REF!=\"Pumped_Storage\",#REF!*0.5,IF(#REF!=\"CCS\",#REF!*0.85,IF(#REF!=\"OCGT\",#REF!*0,IF(#REF!=\"\",0,#REF!*J$627))))))))","v":{"$error":"#REF!"}},{"$f":"IF(#REF!=\"Interconnector\",#REF!*1,IF(#REF!=\"Wind\",#REF!*0.7,IF(#REF!=\"Marine\",#REF!*0.7,IF(#REF!=\"Nuclear\",#REF!*0.85,IF(#REF!=\"Pumped_Storage\",#REF!*0.5,IF(#REF!=\"CCS\",#REF!*0.85,IF(#REF!=\"OCGT\",#REF!*0,IF(#REF!=\"\",0,#REF!*K$627))))))))","v":{"$error":"#REF!"}},{"$f":"IF(#REF!=\"Interconnector\",#REF!*1,IF(#REF!=\"Wind\",#REF!*0.7,IF(#REF!=\"Marine\",#REF!*0.7,IF(#REF!=\"Nuclear\",#REF!*0.85,IF(#REF!=\"Pumped_Storage\",#REF!*0.5,IF(#REF!=\"CCS\",#REF!*0.85,IF(#REF!=\"OCGT\",#REF!*0,IF(#REF!=\"\",0,#REF!*L$627))))))))","v":{"$error":"#REF!"}},{"$f":"IF(#REF!=\"Interconnector\",#REF!*1,IF(#REF!=\"Wind\",#REF!*0.7,IF(#REF!=\"Marine\",#REF!*0.7,IF(#REF!=\"Nuclear\",#REF!*0.85,IF(#REF!=\"Pumped_Storage\",#REF!*0.5,IF(#REF!=\"CCS\",#REF!*0.85,IF(#REF!=\"OCGT\",#REF!*0,IF(#REF!=\"\",0,#REF!*M$627))))))))","v":{"$error":"#REF!"}},{"$f":"IF(#REF!=\"Interconnector\",#REF!*1,IF(#REF!=\"Wind\",#REF!*0.7,IF(#REF!=\"Marine\",#REF!*0.7,IF(#REF!=\"Nuclear\",#REF!*0.85,IF(#REF!=\"Pumped_Storage\",#REF!*0.5,IF(#REF!=\"CCS\",#REF!*0.85,IF(#REF!=\"OCGT\",#REF!*0,IF(#REF!=\"\",0,#REF!*N$627))))))))","v":{"$error":"#REF!"}},{"$f":"IF(#REF!=\"Interconnector\",#REF!*1,IF(#REF!=\"Wind\",#REF!*0.7,IF(#REF!=\"Marine\",#REF!*0.7,IF(#REF!=\"Nuclear\",#REF!*0.85,IF(#REF!=\"Pumped_Storage\",#REF!*0.5,IF(#REF!=\"CCS\",#REF!*0.85,IF(#REF!=\"OCGT\",#REF!*0,IF(#REF!=\"\",0,#REF!*O$627))))))))","v":{"$error":"#REF!"}}]
[{"$f":"#REF!","v":{"$error":"#REF!"}},{"$f":"#REF!","v":{"$error":"#REF!"}},{"$f":"#REF!","v":{"$error":"#REF!"}},{"$f":"#REF!","v":{"$error":"#REF!"}},{"$f":"IF(#REF!=\"Interconnector\",#REF!*1,IF(#REF!=\"Wind\",#REF!*0.7,IF(#REF!=\"Marine\",#REF!*0.7,IF(#REF!=\"Nuclear\",#REF!*0.85,IF(#REF!=\"Pumped_Storage\",#REF!*0.5,IF(#REF!=\"CCS\",#REF!*0.85,IF(#REF!=\"OCGT\",#REF!*0,IF(#REF!=\"\",0,#REF!*E$627))))))))","v":{"$error":"#REF!"}},{"$f":"IF(#REF!=\"Interconnector\",#REF!*1,IF(#REF!=\"Wind\",#REF!*0.7,IF(#REF!=\"Marine\",#REF!*0.7,IF(#REF!=\"Nuclear\",#REF!*0.85,IF(#REF!=\"Pumped_Storage\",#REF!*0.5,IF(#REF!=\"CCS\",#REF!*0.85,IF(#REF!=\"OCGT\",#REF!*0,IF(#REF!=\"\",0,#REF!*F$627))))))))","v":{"$error":"#REF!"}},{"$f":"IF(#REF!=\"Interconnector\",#REF!*1,IF(#REF!=\"Wind\",#REF!*0.7,IF(#REF!=\"Marine\",#REF!*0.7,IF(#REF!=\"Nuclear\",#REF!*0.85,IF(#REF!=\"Pumped_Storage\",#REF!*0.5,IF(#REF!=\"CCS\",#REF!*0.85,IF(#REF!=\"OCGT\",#REF!*0,IF(#REF!=\"\",0,#REF!*G$627))))))))","v":{"$error":"#REF!"}},{"$f":"IF(#REF!=\"Interconnector\",#REF!*1,IF(#REF!=\"Wind\",#REF!*0.7,IF(#REF!=\"Marine\",#REF!*0.7,IF(#REF!=\"Nuclear\",#REF!*0.85,IF(#REF!=\"Pumped_Storage\",#REF!*0.5,IF(#REF!=\"CCS\",#REF!*0.85,IF(#REF!=\"OCGT\",#REF!*0,IF(#REF!=\"\",0,#REF!*H$627))))))))","v":{"$error":"#REF!"}},{"$f":"IF(#REF!=\"Interconnector\",#REF!*1,IF(#REF!=\"Wind\",#REF!*0.7,IF(#REF!=\"Marine\",#REF!*0.7,IF(#REF!=\"Nuclear\",#REF!*0.85,IF(#REF!=\"Pumped_Storage\",#REF!*0.5,IF(#REF!=\"CCS\",#REF!*0.85,IF(#REF!=\"OCGT\",#REF!*0,IF(#REF!=\"\",0,#REF!*I$627))))))))","v":{"$error":"#REF!"}},{"$f":"IF(#REF!=\"Interconnector\",#REF!*1,IF(#REF!=\"Wind\",#REF!*0.7,IF(#REF!=\"Marine\",#REF!*0.7,IF(#REF!=\"Nuclear\",#REF!*0.85,IF(#REF!=\"Pumped_Storage\",#REF!*0.5,IF(#REF!=\"CCS\",#REF!*0.85,IF(#REF!=\"OCGT\",#REF!*0,IF(#REF!=\"\",0,#REF!*J$627))))))))","v":{"$error":"#REF!"}},{"$f":"IF(#REF!=\"Interconnector\",#REF!*1,IF(#REF!=\"Wind\",#REF!*0.7,IF(#REF!=\"Marine\",#REF!*0.7,IF(#REF!=\"Nuclear\",#REF!*0.85,IF(#REF!=\"Pumped_Storage\",#REF!*0.5,IF(#REF!=\"CCS\",#REF!*0.85,IF(#REF!=\"OCGT\",#REF!*0,IF(#REF!=\"\",0,#REF!*K$627))))))))","v":{"$error":"#REF!"}},{"$f":"IF(#REF!=\"Interconnector\",#REF!*1,IF(#REF!=\"Wind\",#REF!*0.7,IF(#REF!=\"Marine\",#REF!*0.7,IF(#REF!=\"Nuclear\",#REF!*0.85,IF(#REF!=\"Pumped_Storage\",#REF!*0.5,IF(#REF!=\"CCS\",#REF!*0.85,IF(#REF!=\"OCGT\",#REF!*0,IF(#REF!=\"\",0,#REF!*L$627))))))))","v":{"$error":"#REF!"}},{"$f":"IF(#REF!=\"Interconnector\",#REF!*1,IF(#REF!=\"Wind\",#REF!*0.7,IF(#REF!=\"Marine\",#REF!*0.7,IF(#REF!=\"Nuclear\",#REF!*0.85,IF(#REF!=\"Pumped_Storage\",#REF!*0.5,IF(#REF!=\"CCS\",#REF!*0.85,IF(#REF!=\"OCGT\",#REF!*0,IF(#REF!=\"\",0,#REF!*M$627))))))))","v":{"$error":"#REF!"}},{"$f":"IF(#REF!=\"Interconnector\",#REF!*1,IF(#REF!=\"Wind\",#REF!*0.7,IF(#REF!=\"Marine\",#REF!*0.7,IF(#REF!=\"Nuclear\",#REF!*0.85,IF(#REF!=\"Pumped_Storage\",#REF!*0.5,IF(#REF!=\"CCS\",#REF!*0.85,IF(#REF!=\"OCGT\",#REF!*0,IF(#REF!=\"\",0,#REF!*N$627))))))))","v":{"$error":"#REF!"}},{"$f":"IF(#REF!=\"Interconnector\",#REF!*1,IF(#REF!=\"Wind\",#REF!*0.7,IF(#REF!=\"Marine\",#REF!*0.7,IF(#REF!=\"Nuclear\",#REF!*0.85,IF(#REF!=\"Pumped_Storage\",#REF!*0.5,IF(#REF!=\"CCS\",#REF!*0.85,IF(#REF!=\"OCGT\",#REF!*0,IF(#REF!=\"\",0,#REF!*O$627))))))))","v":{"$error":"#REF!"}}]
[{"$f":"#REF!","v":{"$error":"#REF!"}},{"$f":"#REF!","v":{"$error":"#REF!"}},{"$f":"#REF!","v":{"$error":"#REF!"}},{"$f":"#REF!","v":{"$error":"#REF!"}},{"$f":"IF(#REF!=\"Interconnector\",#REF!*1,IF(#REF!=\"Wind\",#REF!*0.7,IF(#REF!=\"Marine\",#REF!*0.7,IF(#REF!=\"Nuclear\",#REF!*0.85,IF(#REF!=\"Pumped_Storage\",#REF!*0.5,IF(#REF!=\"CCS\",#REF!*0.85,IF(#REF!=\"OCGT\",#REF!*0,IF(#REF!=\"\",0,#REF!*E$627))))))))","v":{"$error":"#REF!"}},{"$f":"IF(#REF!=\"Interconnector\",#REF!*1,IF(#REF!=\"Wind\",#REF!*0.7,IF(#REF!=\"Marine\",#REF!*0.7,IF(#REF!=\"Nuclear\",#REF!*0.85,IF(#REF!=\"Pumped_Storage\",#REF!*0.5,IF(#REF!=\"CCS\",#REF!*0.85,IF(#REF!=\"OCGT\",#REF!*0,IF(#REF!=\"\",0,#REF!*F$627))))))))","v":{"$error":"#REF!"}},{"$f":"IF(#REF!=\"Interconnector\",#REF!*1,IF(#REF!=\"Wind\",#REF!*0.7,IF(#REF!=\"Marine\",#REF!*0.7,IF(#REF!=\"Nuclear\",#REF!*0.85,IF(#REF!=\"Pumped_Storage\",#REF!*0.5,IF(#REF!=\"CCS\",#REF!*0.85,IF(#REF!=\"OCGT\",#REF!*0,IF(#REF!=\"\",0,#REF!*G$627))))))))","v":{"$error":"#REF!"}},{"$f":"IF(#REF!=\"Interconnector\",#REF!*1,IF(#REF!=\"Wind\",#REF!*0.7,IF(#REF!=\"Marine\",#REF!*0.7,IF(#REF!=\"Nuclear\",#REF!*0.85,IF(#REF!=\"Pumped_Storage\",#REF!*0.5,IF(#REF!=\"CCS\",#REF!*0.85,IF(#REF!=\"OCGT\",#REF!*0,IF(#REF!=\"\",0,#REF!*H$627))))))))","v":{"$error":"#REF!"}},{"$f":"IF(#REF!=\"Interconnector\",#REF!*1,IF(#REF!=\"Wind\",#REF!*0.7,IF(#REF!=\"Marine\",#REF!*0.7,IF(#REF!=\"Nuclear\",#REF!*0.85,IF(#REF!=\"Pumped_Storage\",#REF!*0.5,IF(#REF!=\"CCS\",#REF!*0.85,IF(#REF!=\"OCGT\",#REF!*0,IF(#REF!=\"\",0,#REF!*I$627))))))))","v":{"$error":"#REF!"}},{"$f":"IF(#REF!=\"Interconnector\",#REF!*1,IF(#REF!=\"Wind\",#REF!*0.7,IF(#REF!=\"Marine\",#REF!*0.7,IF(#REF!=\"Nuclear\",#REF!*0.85,IF(#REF!=\"Pumped_Storage\",#REF!*0.5,IF(#REF!=\"CCS\",#REF!*0.85,IF(#REF!=\"OCGT\",#REF!*0,IF(#REF!=\"\",0,#REF!*J$627))))))))","v":{"$error":"#REF!"}},{"$f":"IF(#REF!=\"Interconnector\",#REF!*1,IF(#REF!=\"Wind\",#REF!*0.7,IF(#REF!=\"Marine\",#REF!*0.7,IF(#REF!=\"Nuclear\",#REF!*0.85,IF(#REF!=\"Pumped_Storage\",#REF!*0.5,IF(#REF!=\"CCS\",#REF!*0.85,IF(#REF!=\"OCGT\",#REF!*0,IF(#REF!=\"\",0,#REF!*K$627))))))))","v":{"$error":"#REF!"}},{"$f":"IF(#REF!=\"Interconnector\",#REF!*1,IF(#REF!=\"Wind\",#REF!*0.7,IF(#REF!=\"Marine\",#REF!*0.7,IF(#REF!=\"Nuclear\",#REF!*0.85,IF(#REF!=\"Pumped_Storage\",#REF!*0.5,IF(#REF!=\"CCS\",#REF!*0.85,IF(#REF!=\"OCGT\",#REF!*0,IF(#REF!=\"\",0,#REF!*L$627))))))))","v":{"$error":"#REF!"}},{"$f":"IF(#REF!=\"Interconnector\",#REF!*1,IF(#REF!=\"Wind\",#REF!*0.7,IF(#REF!=\"Marine\",#REF!*0.7,IF(#REF!=\"Nuclear\",#REF!*0.85,IF(#REF!=\"Pumped_Storage\",#REF!*0.5,IF(#REF!=\"CCS\",#REF!*0.85,IF(#REF!=\"OCGT\",#REF!*0,IF(#REF!=\"\",0,#REF!*M$627))))))))","v":{"$error":"#REF!"}},{"$f":"IF(#REF!=\"Interconnector\",#REF!*1,IF(#REF!=\"Wind\",#REF!*0.7,IF(#REF!=\"Marine\",#REF!*0.7,IF(#REF!=\"Nuclear\",#REF!*0.85,IF(#REF!=\"Pumped_Storage\",#REF!*0.5,IF(#REF!=\"CCS\",#REF!*0.85,IF(#REF!=\"OCGT\",#REF!*0,IF(#REF!=\"\",0,#REF!*N$627))))))))","v":{"$error":"#REF!"}},{"$f":"IF(#REF!=\"Interconnector\",#REF!*1,IF(#REF!=\"Wind\",#REF!*0.7,IF(#REF!=\"Marine\",#REF!*0.7,IF(#REF!=\"Nuclear\",#REF!*0.85,IF(#REF!=\"Pumped_Storage\",#REF!*0.5,IF(#REF!=\"CCS\",#REF!*0.85,IF(#REF!=\"OCGT\",#REF!*0,IF(#REF!=\"\",0,#REF!*O$627))))))))","v":{"$error":"#REF!"}}]
[{"$f":"#REF!","v":{"$error":"#REF!"}},{"$f":"#REF!","v":{"$error":"#REF!"}},{"$f":"#REF!","v":{"$error":"#REF!"}},{"$f":"#REF!","v":{"$error":"#REF!"}},{"$f":"IF(#REF!=\"Interconnector\",#REF!*1,IF(#REF!=\"Wind\",#REF!*0.7,IF(#REF!=\"Marine\",#REF!*0.7,IF(#REF!=\"Nuclear\",#REF!*0.85,IF(#REF!=\"Pumped_Storage\",#REF!*0.5,IF(#REF!=\"CCS\",#REF!*0.85,IF(#REF!=\"OCGT\",#REF!*0,IF(#REF!=\"\",0,#REF!*E$627))))))))","v":{"$error":"#REF!"}},{"$f":"IF(#REF!=\"Interconnector\",#REF!*1,IF(#REF!=\"Wind\",#REF!*0.7,IF(#REF!=\"Marine\",#REF!*0.7,IF(#REF!=\"Nuclear\",#REF!*0.85,IF(#REF!=\"Pumped_Storage\",#REF!*0.5,IF(#REF!=\"CCS\",#REF!*0.85,IF(#REF!=\"OCGT\",#REF!*0,IF(#REF!=\"\",0,#REF!*F$627))))))))","v":{"$error":"#REF!"}},{"$f":"IF(#REF!=\"Interconnector\",#REF!*1,IF(#REF!=\"Wind\",#REF!*0.7,IF(#REF!=\"Marine\",#REF!*0.7,IF(#REF!=\"Nuclear\",#REF!*0.85,IF(#REF!=\"Pumped_Storage\",#REF!*0.5,IF(#REF!=\"CCS\",#REF!*0.85,IF(#REF!=\"OCGT\",#REF!*0,IF(#REF!=\"\",0,#REF!*G$627))))))))","v":{"$error":"#REF!"}},{"$f":"IF(#REF!=\"Interconnector\",#REF!*1,IF(#REF!=\"Wind\",#REF!*0.7,IF(#REF!=\"Marine\",#REF!*0.7,IF(#REF!=\"Nuclear\",#REF!*0.85,IF(#REF!=\"Pumped_Storage\",#REF!*0.5,IF(#REF!=\"CCS\",#REF!*0.85,IF(#REF!=\"OCGT\",#REF!*0,IF(#REF!=\"\",0,#REF!*H$627))))))))","v":{"$error":"#REF!"}},{"$f":"IF(#REF!=\"Interconnector\",#REF!*1,IF(#REF!=\"Wind\",#REF!*0.7,IF(#REF!=\"Marine\",#REF!*0.7,IF(#REF!=\"Nuclear\",#REF!*0.85,IF(#REF!=\"Pumped_Storage\",#REF!*0.5,IF(#REF!=\"CCS\",#REF!*0.85,IF(#REF!=\"OCGT\",#REF!*0,IF(#REF!=\"\",0,#REF!*I$627))))))))","v":{"$error":"#REF!"}},{"$f":"IF(#REF!=\"Interconnector\",#REF!*1,IF(#REF!=\"Wind\",#REF!*0.7,IF(#REF!=\"Marine\",#REF!*0.7,IF(#REF!=\"Nuclear\",#REF!*0.85,IF(#REF!=\"Pumped_Storage\",#REF!*0.5,IF(#REF!=\"CCS\",#REF!*0.85,IF(#REF!=\"OCGT\",#REF!*0,IF(#REF!=\"\",0,#REF!*J$627))))))))","v":{"$error":"#REF!"}},{"$f":"IF(#REF!=\"Interconnector\",#REF!*1,IF(#REF!=\"Wind\",#REF!*0.7,IF(#REF!=\"Marine\",#REF!*0.7,IF(#REF!=\"Nuclear\",#REF!*0.85,IF(#REF!=\"Pumped_Storage\",#REF!*0.5,IF(#REF!=\"CCS\",#REF!*0.85,IF(#REF!=\"OCGT\",#REF!*0,IF(#REF!=\"\",0,#REF!*K$627))))))))","v":{"$error":"#REF!"}},{"$f":"IF(#REF!=\"Interconnector\",#REF!*1,IF(#REF!=\"Wind\",#REF!*0.7,IF(#REF!=\"Marine\",#REF!*0.7,IF(#REF!=\"Nuclear\",#REF!*0.85,IF(#REF!=\"Pumped_Storage\",#REF!*0.5,IF(#REF!=\"CCS\",#REF!*0.85,IF(#REF!=\"OCGT\",#REF!*0,IF(#REF!=\"\",0,#REF!*L$627))))))))","v":{"$error":"#REF!"}},{"$f":"IF(#REF!=\"Interconnector\",#REF!*1,IF(#REF!=\"Wind\",#REF!*0.7,IF(#REF!=\"Marine\",#REF!*0.7,IF(#REF!=\"Nuclear\",#REF!*0.85,IF(#REF!=\"Pumped_Storage\",#REF!*0.5,IF(#REF!=\"CCS\",#REF!*0.85,IF(#REF!=\"OCGT\",#REF!*0,IF(#REF!=\"\",0,#REF!*M$627))))))))","v":{"$error":"#REF!"}},{"$f":"IF(#REF!=\"Interconnector\",#REF!*1,IF(#REF!=\"Wind\",#REF!*0.7,IF(#REF!=\"Marine\",#REF!*0.7,IF(#REF!=\"Nuclear\",#REF!*0.85,IF(#REF!=\"Pumped_Storage\",#REF!*0.5,IF(#REF!=\"CCS\",#REF!*0.85,IF(#REF!=\"OCGT\",#REF!*0,IF(#REF!=\"\",0,#REF!*N$627))))))))","v":{"$error":"#REF!"}},{"$f":"IF(#REF!=\"Interconnector\",#REF!*1,IF(#REF!=\"Wind\",#REF!*0.7,IF(#REF!=\"Marine\",#REF!*0.7,IF(#REF!=\"Nuclear\",#REF!*0.85,IF(#REF!=\"Pumped_Storage\",#REF!*0.5,IF(#REF!=\"CCS\",#REF!*0.85,IF(#REF!=\"OCGT\",#REF!*0,IF(#REF!=\"\",0,#REF!*O$627))))))))","v":{"$error":"#REF!"}}]
[{"$f":"#REF!","v":{"$error":"#REF!"}},{"$f":"#REF!","v":{"$error":"#REF!"}},{"$f":"#REF!","v":{"$error":"#REF!"}},{"$f":"#REF!","v":{"$error":"#REF!"}},{"$f":"IF(#REF!=\"Interconnector\",#REF!*1,IF(#REF!=\"Wind\",#REF!*0.7,IF(#REF!=\"Marine\",#REF!*0.7,IF(#REF!=\"Nuclear\",#REF!*0.85,IF(#REF!=\"Pumped_Storage\",#REF!*0.5,IF(#REF!=\"CCS\",#REF!*0.85,IF(#REF!=\"OCGT\",#REF!*0,IF(#REF!=\"\",0,#REF!*E$627))))))))","v":{"$error":"#REF!"}},{"$f":"IF(#REF!=\"Interconnector\",#REF!*1,IF(#REF!=\"Wind\",#REF!*0.7,IF(#REF!=\"Marine\",#REF!*0.7,IF(#REF!=\"Nuclear\",#REF!*0.85,IF(#REF!=\"Pumped_Storage\",#REF!*0.5,IF(#REF!=\"CCS\",#REF!*0.85,IF(#REF!=\"OCGT\",#REF!*0,IF(#REF!=\"\",0,#REF!*F$627))))))))","v":{"$error":"#REF!"}},{"$f":"IF(#REF!=\"Interconnector\",#REF!*1,IF(#REF!=\"Wind\",#REF!*0.7,IF(#REF!=\"Marine\",#REF!*0.7,IF(#REF!=\"Nuclear\",#REF!*0.85,IF(#REF!=\"Pumped_Storage\",#REF!*0.5,IF(#REF!=\"CCS\",#REF!*0.85,IF(#REF!=\"OCGT\",#REF!*0,IF(#REF!=\"\",0,#REF!*G$627))))))))","v":{"$error":"#REF!"}},{"$f":"IF(#REF!=\"Interconnector\",#REF!*1,IF(#REF!=\"Wind\",#REF!*0.7,IF(#REF!=\"Marine\",#REF!*0.7,IF(#REF!=\"Nuclear\",#REF!*0.85,IF(#REF!=\"Pumped_Storage\",#REF!*0.5,IF(#REF!=\"CCS\",#REF!*0.85,IF(#REF!=\"OCGT\",#REF!*0,IF(#REF!=\"\",0,#REF!*H$627))))))))","v":{"$error":"#REF!"}},{"$f":"IF(#REF!=\"Interconnector\",#REF!*1,IF(#REF!=\"Wind\",#REF!*0.7,IF(#REF!=\"Marine\",#REF!*0.7,IF(#REF!=\"Nuclear\",#REF!*0.85,IF(#REF!=\"Pumped_Storage\",#REF!*0.5,IF(#REF!=\"CCS\",#REF!*0.85,IF(#REF!=\"OCGT\",#REF!*0,IF(#REF!=\"\",0,#REF!*I$627))))))))","v":{"$error":"#REF!"}},{"$f":"IF(#REF!=\"Interconnector\",#REF!*1,IF(#REF!=\"Wind\",#REF!*0.7,IF(#REF!=\"Marine\",#REF!*0.7,IF(#REF!=\"Nuclear\",#REF!*0.85,IF(#REF!=\"Pumped_Storage\",#REF!*0.5,IF(#REF!=\"CCS\",#REF!*0.85,IF(#REF!=\"OCGT\",#REF!*0,IF(#REF!=\"\",0,#REF!*J$627))))))))","v":{"$error":"#REF!"}},{"$f":"IF(#REF!=\"Interconnector\",#REF!*1,IF(#REF!=\"Wind\",#REF!*0.7,IF(#REF!=\"Marine\",#REF!*0.7,IF(#REF!=\"Nuclear\",#REF!*0.85,IF(#REF!=\"Pumped_Storage\",#REF!*0.5,IF(#REF!=\"CCS\",#REF!*0.85,IF(#REF!=\"OCGT\",#REF!*0,IF(#REF!=\"\",0,#REF!*K$627))))))))","v":{"$error":"#REF!"}},{"$f":"IF(#REF!=\"Interconnector\",#REF!*1,IF(#REF!=\"Wind\",#REF!*0.7,IF(#REF!=\"Marine\",#REF!*0.7,IF(#REF!=\"Nuclear\",#REF!*0.85,IF(#REF!=\"Pumped_Storage\",#REF!*0.5,IF(#REF!=\"CCS\",#REF!*0.85,IF(#REF!=\"OCGT\",#REF!*0,IF(#REF!=\"\",0,#REF!*L$627))))))))","v":{"$error":"#REF!"}},{"$f":"IF(#REF!=\"Interconnector\",#REF!*1,IF(#REF!=\"Wind\",#REF!*0.7,IF(#REF!=\"Marine\",#REF!*0.7,IF(#REF!=\"Nuclear\",#REF!*0.85,IF(#REF!=\"Pumped_Storage\",#REF!*0.5,IF(#REF!=\"CCS\",#REF!*0.85,IF(#REF!=\"OCGT\",#REF!*0,IF(#REF!=\"\",0,#REF!*M$627))))))))","v":{"$error":"#REF!"}},{"$f":"IF(#REF!=\"Interconnector\",#REF!*1,IF(#REF!=\"Wind\",#REF!*0.7,IF(#REF!=\"Marine\",#REF!*0.7,IF(#REF!=\"Nuclear\",#REF!*0.85,IF(#REF!=\"Pumped_Storage\",#REF!*0.5,IF(#REF!=\"CCS\",#REF!*0.85,IF(#REF!=\"OCGT\",#REF!*0,IF(#REF!=\"\",0,#REF!*N$627))))))))","v":{"$error":"#REF!"}},{"$f":"IF(#REF!=\"Interconnector\",#REF!*1,IF(#REF!=\"Wind\",#REF!*0.7,IF(#REF!=\"Marine\",#REF!*0.7,IF(#REF!=\"Nuclear\",#REF!*0.85,IF(#REF!=\"Pumped_Storage\",#REF!*0.5,IF(#REF!=\"CCS\",#REF!*0.85,IF(#REF!=\"OCGT\",#REF!*0,IF(#REF!=\"\",0,#REF!*O$627))))))))","v":{"$error":"#REF!"}}]
[{"$f":"#REF!","v":{"$error":"#REF!"}},{"$f":"#REF!","v":{"$error":"#REF!"}},{"$f":"#REF!","v":{"$error":"#REF!"}},{"$f":"#REF!","v":{"$error":"#REF!"}},{"$f":"IF(#REF!=\"Interconnector\",#REF!*1,IF(#REF!=\"Wind\",#REF!*0.7,IF(#REF!=\"Marine\",#REF!*0.7,IF(#REF!=\"Nuclear\",#REF!*0.85,IF(#REF!=\"Pumped_Storage\",#REF!*0.5,IF(#REF!=\"CCS\",#REF!*0.85,IF(#REF!=\"OCGT\",#REF!*0,IF(#REF!=\"\",0,#REF!*E$627))))))))","v":{"$error":"#REF!"}},{"$f":"IF(#REF!=\"Interconnector\",#REF!*1,IF(#REF!=\"Wind\",#REF!*0.7,IF(#REF!=\"Marine\",#REF!*0.7,IF(#REF!=\"Nuclear\",#REF!*0.85,IF(#REF!=\"Pumped_Storage\",#REF!*0.5,IF(#REF!=\"CCS\",#REF!*0.85,IF(#REF!=\"OCGT\",#REF!*0,IF(#REF!=\"\",0,#REF!*F$627))))))))","v":{"$error":"#REF!"}},{"$f":"IF(#REF!=\"Interconnector\",#REF!*1,IF(#REF!=\"Wind\",#REF!*0.7,IF(#REF!=\"Marine\",#REF!*0.7,IF(#REF!=\"Nuclear\",#REF!*0.85,IF(#REF!=\"Pumped_Storage\",#REF!*0.5,IF(#REF!=\"CCS\",#REF!*0.85,IF(#REF!=\"OCGT\",#REF!*0,IF(#REF!=\"\",0,#REF!*G$627))))))))","v":{"$error":"#REF!"}},{"$f":"IF(#REF!=\"Interconnector\",#REF!*1,IF(#REF!=\"Wind\",#REF!*0.7,IF(#REF!=\"Marine\",#REF!*0.7,IF(#REF!=\"Nuclear\",#REF!*0.85,IF(#REF!=\"Pumped_Storage\",#REF!*0.5,IF(#REF!=\"CCS\",#REF!*0.85,IF(#REF!=\"OCGT\",#REF!*0,IF(#REF!=\"\",0,#REF!*H$627))))))))","v":{"$error":"#REF!"}},{"$f":"IF(#REF!=\"Interconnector\",#REF!*1,IF(#REF!=\"Wind\",#REF!*0.7,IF(#REF!=\"Marine\",#REF!*0.7,IF(#REF!=\"Nuclear\",#REF!*0.85,IF(#REF!=\"Pumped_Storage\",#REF!*0.5,IF(#REF!=\"CCS\",#REF!*0.85,IF(#REF!=\"OCGT\",#REF!*0,IF(#REF!=\"\",0,#REF!*I$627))))))))","v":{"$error":"#REF!"}},{"$f":"IF(#REF!=\"Interconnector\",#REF!*1,IF(#REF!=\"Wind\",#REF!*0.7,IF(#REF!=\"Marine\",#REF!*0.7,IF(#REF!=\"Nuclear\",#REF!*0.85,IF(#REF!=\"Pumped_Storage\",#REF!*0.5,IF(#REF!=\"CCS\",#REF!*0.85,IF(#REF!=\"OCGT\",#REF!*0,IF(#REF!=\"\",0,#REF!*J$627))))))))","v":{"$error":"#REF!"}},{"$f":"IF(#REF!=\"Interconnector\",#REF!*1,IF(#REF!=\"Wind\",#REF!*0.7,IF(#REF!=\"Marine\",#REF!*0.7,IF(#REF!=\"Nuclear\",#REF!*0.85,IF(#REF!=\"Pumped_Storage\",#REF!*0.5,IF(#REF!=\"CCS\",#REF!*0.85,IF(#REF!=\"OCGT\",#REF!*0,IF(#REF!=\"\",0,#REF!*K$627))))))))","v":{"$error":"#REF!"}},{"$f":"IF(#REF!=\"Interconnector\",#REF!*1,IF(#REF!=\"Wind\",#REF!*0.7,IF(#REF!=\"Marine\",#REF!*0.7,IF(#REF!=\"Nuclear\",#REF!*0.85,IF(#REF!=\"Pumped_Storage\",#REF!*0.5,IF(#REF!=\"CCS\",#REF!*0.85,IF(#REF!=\"OCGT\",#REF!*0,IF(#REF!=\"\",0,#REF!*L$627))))))))","v":{"$error":"#REF!"}},{"$f":"IF(#REF!=\"Interconnector\",#REF!*1,IF(#REF!=\"Wind\",#REF!*0.7,IF(#REF!=\"Marine\",#REF!*0.7,IF(#REF!=\"Nuclear\",#REF!*0.85,IF(#REF!=\"Pumped_Storage\",#REF!*0.5,IF(#REF!=\"CCS\",#REF!*0.85,IF(#REF!=\"OCGT\",#REF!*0,IF(#REF!=\"\",0,#REF!*M$627))))))))","v":{"$error":"#REF!"}},{"$f":"IF(#REF!=\"Interconnector\",#REF!*1,IF(#REF!=\"Wind\",#REF!*0.7,IF(#REF!=\"Marine\",#REF!*0.7,IF(#REF!=\"Nuclear\",#REF!*0.85,IF(#REF!=\"Pumped_Storage\",#REF!*0.5,IF(#REF!=\"CCS\",#REF!*0.85,IF(#REF!=\"OCGT\",#REF!*0,IF(#REF!=\"\",0,#REF!*N$627))))))))","v":{"$error":"#REF!"}},{"$f":"IF(#REF!=\"Interconnector\",#REF!*1,IF(#REF!=\"Wind\",#REF!*0.7,IF(#REF!=\"Marine\",#REF!*0.7,IF(#REF!=\"Nuclear\",#REF!*0.85,IF(#REF!=\"Pumped_Storage\",#REF!*0.5,IF(#REF!=\"CCS\",#REF!*0.85,IF(#REF!=\"OCGT\",#REF!*0,IF(#REF!=\"\",0,#REF!*O$627))))))))","v":{"$error":"#REF!"}}]
[{"$f":"#REF!","v":{"$error":"#REF!"}},{"$f":"#REF!","v":{"$error":"#REF!"}},{"$f":"#REF!","v":{"$error":"#REF!"}},{"$f":"#REF!","v":{"$error":"#REF!"}},{"$f":"IF(#REF!=\"Interconnector\",#REF!*1,IF(#REF!=\"Wind\",#REF!*0.7,IF(#REF!=\"Marine\",#REF!*0.7,IF(#REF!=\"Nuclear\",#REF!*0.85,IF(#REF!=\"Pumped_Storage\",#REF!*0.5,IF(#REF!=\"CCS\",#REF!*0.85,IF(#REF!=\"OCGT\",#REF!*0,IF(#REF!=\"\",0,#REF!*E$627))))))))","v":{"$error":"#REF!"}},{"$f":"IF(#REF!=\"Interconnector\",#REF!*1,IF(#REF!=\"Wind\",#REF!*0.7,IF(#REF!=\"Marine\",#REF!*0.7,IF(#REF!=\"Nuclear\",#REF!*0.85,IF(#REF!=\"Pumped_Storage\",#REF!*0.5,IF(#REF!=\"CCS\",#REF!*0.85,IF(#REF!=\"OCGT\",#REF!*0,IF(#REF!=\"\",0,#REF!*F$627))))))))","v":{"$error":"#REF!"}},{"$f":"IF(#REF!=\"Interconnector\",#REF!*1,IF(#REF!=\"Wind\",#REF!*0.7,IF(#REF!=\"Marine\",#REF!*0.7,IF(#REF!=\"Nuclear\",#REF!*0.85,IF(#REF!=\"Pumped_Storage\",#REF!*0.5,IF(#REF!=\"CCS\",#REF!*0.85,IF(#REF!=\"OCGT\",#REF!*0,IF(#REF!=\"\",0,#REF!*G$627))))))))","v":{"$error":"#REF!"}},{"$f":"IF(#REF!=\"Interconnector\",#REF!*1,IF(#REF!=\"Wind\",#REF!*0.7,IF(#REF!=\"Marine\",#REF!*0.7,IF(#REF!=\"Nuclear\",#REF!*0.85,IF(#REF!=\"Pumped_Storage\",#REF!*0.5,IF(#REF!=\"CCS\",#REF!*0.85,IF(#REF!=\"OCGT\",#REF!*0,IF(#REF!=\"\",0,#REF!*H$627))))))))","v":{"$error":"#REF!"}},{"$f":"IF(#REF!=\"Interconnector\",#REF!*1,IF(#REF!=\"Wind\",#REF!*0.7,IF(#REF!=\"Marine\",#REF!*0.7,IF(#REF!=\"Nuclear\",#REF!*0.85,IF(#REF!=\"Pumped_Storage\",#REF!*0.5,IF(#REF!=\"CCS\",#REF!*0.85,IF(#REF!=\"OCGT\",#REF!*0,IF(#REF!=\"\",0,#REF!*I$627))))))))","v":{"$error":"#REF!"}},{"$f":"IF(#REF!=\"Interconnector\",#REF!*1,IF(#REF!=\"Wind\",#REF!*0.7,IF(#REF!=\"Marine\",#REF!*0.7,IF(#REF!=\"Nuclear\",#REF!*0.85,IF(#REF!=\"Pumped_Storage\",#REF!*0.5,IF(#REF!=\"CCS\",#REF!*0.85,IF(#REF!=\"OCGT\",#REF!*0,IF(#REF!=\"\",0,#REF!*J$627))))))))","v":{"$error":"#REF!"}},{"$f":"IF(#REF!=\"Interconnector\",#REF!*1,IF(#REF!=\"Wind\",#REF!*0.7,IF(#REF!=\"Marine\",#REF!*0.7,IF(#REF!=\"Nuclear\",#REF!*0.85,IF(#REF!=\"Pumped_Storage\",#REF!*0.5,IF(#REF!=\"CCS\",#REF!*0.85,IF(#REF!=\"OCGT\",#REF!*0,IF(#REF!=\"\",0,#REF!*K$627))))))))","v":{"$error":"#REF!"}},{"$f":"IF(#REF!=\"Interconnector\",#REF!*1,IF(#REF!=\"Wind\",#REF!*0.7,IF(#REF!=\"Marine\",#REF!*0.7,IF(#REF!=\"Nuclear\",#REF!*0.85,IF(#REF!=\"Pumped_Storage\",#REF!*0.5,IF(#REF!=\"CCS\",#REF!*0.85,IF(#REF!=\"OCGT\",#REF!*0,IF(#REF!=\"\",0,#REF!*L$627))))))))","v":{"$error":"#REF!"}},{"$f":"IF(#REF!=\"Interconnector\",#REF!*1,IF(#REF!=\"Wind\",#REF!*0.7,IF(#REF!=\"Marine\",#REF!*0.7,IF(#REF!=\"Nuclear\",#REF!*0.85,IF(#REF!=\"Pumped_Storage\",#REF!*0.5,IF(#REF!=\"CCS\",#REF!*0.85,IF(#REF!=\"OCGT\",#REF!*0,IF(#REF!=\"\",0,#REF!*M$627))))))))","v":{"$error":"#REF!"}},{"$f":"IF(#REF!=\"Interconnector\",#REF!*1,IF(#REF!=\"Wind\",#REF!*0.7,IF(#REF!=\"Marine\",#REF!*0.7,IF(#REF!=\"Nuclear\",#REF!*0.85,IF(#REF!=\"Pumped_Storage\",#REF!*0.5,IF(#REF!=\"CCS\",#REF!*0.85,IF(#REF!=\"OCGT\",#REF!*0,IF(#REF!=\"\",0,#REF!*N$627))))))))","v":{"$error":"#REF!"}},{"$f":"IF(#REF!=\"Interconnector\",#REF!*1,IF(#REF!=\"Wind\",#REF!*0.7,IF(#REF!=\"Marine\",#REF!*0.7,IF(#REF!=\"Nuclear\",#REF!*0.85,IF(#REF!=\"Pumped_Storage\",#REF!*0.5,IF(#REF!=\"CCS\",#REF!*0.85,IF(#REF!=\"OCGT\",#REF!*0,IF(#REF!=\"\",0,#REF!*O$627))))))))","v":{"$error":"#REF!"}}]
[{"$f":"#REF!","v":{"$error":"#REF!"}},{"$f":"#REF!","v":{"$error":"#REF!"}},{"$f":"#REF!","v":{"$error":"#REF!"}},{"$f":"#REF!","v":{"$error":"#REF!"}},{"$f":"IF(#REF!=\"Interconnector\",#REF!*1,IF(#REF!=\"Wind\",#REF!*0.7,IF(#REF!=\"Marine\",#REF!*0.7,IF(#REF!=\"Nuclear\",#REF!*0.85,IF(#REF!=\"Pumped_Storage\",#REF!*0.5,IF(#REF!=\"CCS\",#REF!*0.85,IF(#REF!=\"OCGT\",#REF!*0,IF(#REF!=\"\",0,#REF!*E$627))))))))","v":{"$error":"#REF!"}},{"$f":"IF(#REF!=\"Interconnector\",#REF!*1,IF(#REF!=\"Wind\",#REF!*0.7,IF(#REF!=\"Marine\",#REF!*0.7,IF(#REF!=\"Nuclear\",#REF!*0.85,IF(#REF!=\"Pumped_Storage\",#REF!*0.5,IF(#REF!=\"CCS\",#REF!*0.85,IF(#REF!=\"OCGT\",#REF!*0,IF(#REF!=\"\",0,#REF!*F$627))))))))","v":{"$error":"#REF!"}},{"$f":"IF(#REF!=\"Interconnector\",#REF!*1,IF(#REF!=\"Wind\",#REF!*0.7,IF(#REF!=\"Marine\",#REF!*0.7,IF(#REF!=\"Nuclear\",#REF!*0.85,IF(#REF!=\"Pumped_Storage\",#REF!*0.5,IF(#REF!=\"CCS\",#REF!*0.85,IF(#REF!=\"OCGT\",#REF!*0,IF(#REF!=\"\",0,#REF!*G$627))))))))","v":{"$error":"#REF!"}},{"$f":"IF(#REF!=\"Interconnector\",#REF!*1,IF(#REF!=\"Wind\",#REF!*0.7,IF(#REF!=\"Marine\",#REF!*0.7,IF(#REF!=\"Nuclear\",#REF!*0.85,IF(#REF!=\"Pumped_Storage\",#REF!*0.5,IF(#REF!=\"CCS\",#REF!*0.85,IF(#REF!=\"OCGT\",#REF!*0,IF(#REF!=\"\",0,#REF!*H$627))))))))","v":{"$error":"#REF!"}},{"$f":"IF(#REF!=\"Interconnector\",#REF!*1,IF(#REF!=\"Wind\",#REF!*0.7,IF(#REF!=\"Marine\",#REF!*0.7,IF(#REF!=\"Nuclear\",#REF!*0.85,IF(#REF!=\"Pumped_Storage\",#REF!*0.5,IF(#REF!=\"CCS\",#REF!*0.85,IF(#REF!=\"OCGT\",#REF!*0,IF(#REF!=\"\",0,#REF!*I$627))))))))","v":{"$error":"#REF!"}},{"$f":"IF(#REF!=\"Interconnector\",#REF!*1,IF(#REF!=\"Wind\",#REF!*0.7,IF(#REF!=\"Marine\",#REF!*0.7,IF(#REF!=\"Nuclear\",#REF!*0.85,IF(#REF!=\"Pumped_Storage\",#REF!*0.5,IF(#REF!=\"CCS\",#REF!*0.85,IF(#REF!=\"OCGT\",#REF!*0,IF(#REF!=\"\",0,#REF!*J$627))))))))","v":{"$error":"#REF!"}},{"$f":"IF(#REF!=\"Interconnector\",#REF!*1,IF(#REF!=\"Wind\",#REF!*0.7,IF(#REF!=\"Marine\",#REF!*0.7,IF(#REF!=\"Nuclear\",#REF!*0.85,IF(#REF!=\"Pumped_Storage\",#REF!*0.5,IF(#REF!=\"CCS\",#REF!*0.85,IF(#REF!=\"OCGT\",#REF!*0,IF(#REF!=\"\",0,#REF!*K$627))))))))","v":{"$error":"#REF!"}},{"$f":"IF(#REF!=\"Interconnector\",#REF!*1,IF(#REF!=\"Wind\",#REF!*0.7,IF(#REF!=\"Marine\",#REF!*0.7,IF(#REF!=\"Nuclear\",#REF!*0.85,IF(#REF!=\"Pumped_Storage\",#REF!*0.5,IF(#REF!=\"CCS\",#REF!*0.85,IF(#REF!=\"OCGT\",#REF!*0,IF(#REF!=\"\",0,#REF!*L$627))))))))","v":{"$error":"#REF!"}},{"$f":"IF(#REF!=\"Interconnector\",#REF!*1,IF(#REF!=\"Wind\",#REF!*0.7,IF(#REF!=\"Marine\",#REF!*0.7,IF(#REF!=\"Nuclear\",#REF!*0.85,IF(#REF!=\"Pumped_Storage\",#REF!*0.5,IF(#REF!=\"CCS\",#REF!*0.85,IF(#REF!=\"OCGT\",#REF!*0,IF(#REF!=\"\",0,#REF!*M$627))))))))","v":{"$error":"#REF!"}},{"$f":"IF(#REF!=\"Interconnector\",#REF!*1,IF(#REF!=\"Wind\",#REF!*0.7,IF(#REF!=\"Marine\",#REF!*0.7,IF(#REF!=\"Nuclear\",#REF!*0.85,IF(#REF!=\"Pumped_Storage\",#REF!*0.5,IF(#REF!=\"CCS\",#REF!*0.85,IF(#REF!=\"OCGT\",#REF!*0,IF(#REF!=\"\",0,#REF!*N$627))))))))","v":{"$error":"#REF!"}},{"$f":"IF(#REF!=\"Interconnector\",#REF!*1,IF(#REF!=\"Wind\",#REF!*0.7,IF(#REF!=\"Marine\",#REF!*0.7,IF(#REF!=\"Nuclear\",#REF!*0.85,IF(#REF!=\"Pumped_Storage\",#REF!*0.5,IF(#REF!=\"CCS\",#REF!*0.85,IF(#REF!=\"OCGT\",#REF!*0,IF(#REF!=\"\",0,#REF!*O$627))))))))","v":{"$error":"#REF!"}}]
[{"$f":"#REF!","v":{"$error":"#REF!"}},{"$f":"#REF!","v":{"$error":"#REF!"}},{"$f":"#REF!","v":{"$error":"#REF!"}},{"$f":"#REF!","v":{"$error":"#REF!"}},{"$f":"IF(#REF!=\"Interconnector\",#REF!*1,IF(#REF!=\"Wind\",#REF!*0.7,IF(#REF!=\"Marine\",#REF!*0.7,IF(#REF!=\"Nuclear\",#REF!*0.85,IF(#REF!=\"Pumped_Storage\",#REF!*0.5,IF(#REF!=\"CCS\",#REF!*0.85,IF(#REF!=\"OCGT\",#REF!*0,IF(#REF!=\"\",0,#REF!*E$627))))))))","v":{"$error":"#REF!"}},{"$f":"IF(#REF!=\"Interconnector\",#REF!*1,IF(#REF!=\"Wind\",#REF!*0.7,IF(#REF!=\"Marine\",#REF!*0.7,IF(#REF!=\"Nuclear\",#REF!*0.85,IF(#REF!=\"Pumped_Storage\",#REF!*0.5,IF(#REF!=\"CCS\",#REF!*0.85,IF(#REF!=\"OCGT\",#REF!*0,IF(#REF!=\"\",0,#REF!*F$627))))))))","v":{"$error":"#REF!"}},{"$f":"IF(#REF!=\"Interconnector\",#REF!*1,IF(#REF!=\"Wind\",#REF!*0.7,IF(#REF!=\"Marine\",#REF!*0.7,IF(#REF!=\"Nuclear\",#REF!*0.85,IF(#REF!=\"Pumped_Storage\",#REF!*0.5,IF(#REF!=\"CCS\",#REF!*0.85,IF(#REF!=\"OCGT\",#REF!*0,IF(#REF!=\"\",0,#REF!*G$627))))))))","v":{"$error":"#REF!"}},{"$f":"IF(#REF!=\"Interconnector\",#REF!*1,IF(#REF!=\"Wind\",#REF!*0.7,IF(#REF!=\"Marine\",#REF!*0.7,IF(#REF!=\"Nuclear\",#REF!*0.85,IF(#REF!=\"Pumped_Storage\",#REF!*0.5,IF(#REF!=\"CCS\",#REF!*0.85,IF(#REF!=\"OCGT\",#REF!*0,IF(#REF!=\"\",0,#REF!*H$627))))))))","v":{"$error":"#REF!"}},{"$f":"IF(#REF!=\"Interconnector\",#REF!*1,IF(#REF!=\"Wind\",#REF!*0.7,IF(#REF!=\"Marine\",#REF!*0.7,IF(#REF!=\"Nuclear\",#REF!*0.85,IF(#REF!=\"Pumped_Storage\",#REF!*0.5,IF(#REF!=\"CCS\",#REF!*0.85,IF(#REF!=\"OCGT\",#REF!*0,IF(#REF!=\"\",0,#REF!*I$627))))))))","v":{"$error":"#REF!"}},{"$f":"IF(#REF!=\"Interconnector\",#REF!*1,IF(#REF!=\"Wind\",#REF!*0.7,IF(#REF!=\"Marine\",#REF!*0.7,IF(#REF!=\"Nuclear\",#REF!*0.85,IF(#REF!=\"Pumped_Storage\",#REF!*0.5,IF(#REF!=\"CCS\",#REF!*0.85,IF(#REF!=\"OCGT\",#REF!*0,IF(#REF!=\"\",0,#REF!*J$627))))))))","v":{"$error":"#REF!"}},{"$f":"IF(#REF!=\"Interconnector\",#REF!*1,IF(#REF!=\"Wind\",#REF!*0.7,IF(#REF!=\"Marine\",#REF!*0.7,IF(#REF!=\"Nuclear\",#REF!*0.85,IF(#REF!=\"Pumped_Storage\",#REF!*0.5,IF(#REF!=\"CCS\",#REF!*0.85,IF(#REF!=\"OCGT\",#REF!*0,IF(#REF!=\"\",0,#REF!*K$627))))))))","v":{"$error":"#REF!"}},{"$f":"IF(#REF!=\"Interconnector\",#REF!*1,IF(#REF!=\"Wind\",#REF!*0.7,IF(#REF!=\"Marine\",#REF!*0.7,IF(#REF!=\"Nuclear\",#REF!*0.85,IF(#REF!=\"Pumped_Storage\",#REF!*0.5,IF(#REF!=\"CCS\",#REF!*0.85,IF(#REF!=\"OCGT\",#REF!*0,IF(#REF!=\"\",0,#REF!*L$627))))))))","v":{"$error":"#REF!"}},{"$f":"IF(#REF!=\"Interconnector\",#REF!*1,IF(#REF!=\"Wind\",#REF!*0.7,IF(#REF!=\"Marine\",#REF!*0.7,IF(#REF!=\"Nuclear\",#REF!*0.85,IF(#REF!=\"Pumped_Storage\",#REF!*0.5,IF(#REF!=\"CCS\",#REF!*0.85,IF(#REF!=\"OCGT\",#REF!*0,IF(#REF!=\"\",0,#REF!*M$627))))))))","v":{"$error":"#REF!"}},{"$f":"IF(#REF!=\"Interconnector\",#REF!*1,IF(#REF!=\"Wind\",#REF!*0.7,IF(#REF!=\"Marine\",#REF!*0.7,IF(#REF!=\"Nuclear\",#REF!*0.85,IF(#REF!=\"Pumped_Storage\",#REF!*0.5,IF(#REF!=\"CCS\",#REF!*0.85,IF(#REF!=\"OCGT\",#REF!*0,IF(#REF!=\"\",0,#REF!*N$627))))))))","v":{"$error":"#REF!"}},{"$f":"IF(#REF!=\"Interconnector\",#REF!*1,IF(#REF!=\"Wind\",#REF!*0.7,IF(#REF!=\"Marine\",#REF!*0.7,IF(#REF!=\"Nuclear\",#REF!*0.85,IF(#REF!=\"Pumped_Storage\",#REF!*0.5,IF(#REF!=\"CCS\",#REF!*0.85,IF(#REF!=\"OCGT\",#REF!*0,IF(#REF!=\"\",0,#REF!*O$627))))))))","v":{"$error":"#REF!"}}]
[{"$f":"#REF!","v":{"$error":"#REF!"}},{"$f":"#REF!","v":{"$error":"#REF!"}},{"$f":"#REF!","v":{"$error":"#REF!"}},{"$f":"#REF!","v":{"$error":"#REF!"}},{"$f":"IF(#REF!=\"Interconnector\",#REF!*1,IF(#REF!=\"Wind\",#REF!*0.7,IF(#REF!=\"Marine\",#REF!*0.7,IF(#REF!=\"Nuclear\",#REF!*0.85,IF(#REF!=\"Pumped_Storage\",#REF!*0.5,IF(#REF!=\"CCS\",#REF!*0.85,IF(#REF!=\"OCGT\",#REF!*0,IF(#REF!=\"\",0,#REF!*E$627))))))))","v":{"$error":"#REF!"}},{"$f":"IF(#REF!=\"Interconnector\",#REF!*1,IF(#REF!=\"Wind\",#REF!*0.7,IF(#REF!=\"Marine\",#REF!*0.7,IF(#REF!=\"Nuclear\",#REF!*0.85,IF(#REF!=\"Pumped_Storage\",#REF!*0.5,IF(#REF!=\"CCS\",#REF!*0.85,IF(#REF!=\"OCGT\",#REF!*0,IF(#REF!=\"\",0,#REF!*F$627))))))))","v":{"$error":"#REF!"}},{"$f":"IF(#REF!=\"Interconnector\",#REF!*1,IF(#REF!=\"Wind\",#REF!*0.7,IF(#REF!=\"Marine\",#REF!*0.7,IF(#REF!=\"Nuclear\",#REF!*0.85,IF(#REF!=\"Pumped_Storage\",#REF!*0.5,IF(#REF!=\"CCS\",#REF!*0.85,IF(#REF!=\"OCGT\",#REF!*0,IF(#REF!=\"\",0,#REF!*G$627))))))))","v":{"$error":"#REF!"}},{"$f":"IF(#REF!=\"Interconnector\",#REF!*1,IF(#REF!=\"Wind\",#REF!*0.7,IF(#REF!=\"Marine\",#REF!*0.7,IF(#REF!=\"Nuclear\",#REF!*0.85,IF(#REF!=\"Pumped_Storage\",#REF!*0.5,IF(#REF!=\"CCS\",#REF!*0.85,IF(#REF!=\"OCGT\",#REF!*0,IF(#REF!=\"\",0,#REF!*H$627))))))))","v":{"$error":"#REF!"}},{"$f":"IF(#REF!=\"Interconnector\",#REF!*1,IF(#REF!=\"Wind\",#REF!*0.7,IF(#REF!=\"Marine\",#REF!*0.7,IF(#REF!=\"Nuclear\",#REF!*0.85,IF(#REF!=\"Pumped_Storage\",#REF!*0.5,IF(#REF!=\"CCS\",#REF!*0.85,IF(#REF!=\"OCGT\",#REF!*0,IF(#REF!=\"\",0,#REF!*I$627))))))))","v":{"$error":"#REF!"}},{"$f":"IF(#REF!=\"Interconnector\",#REF!*1,IF(#REF!=\"Wind\",#REF!*0.7,IF(#REF!=\"Marine\",#REF!*0.7,IF(#REF!=\"Nuclear\",#REF!*0.85,IF(#REF!=\"Pumped_Storage\",#REF!*0.5,IF(#REF!=\"CCS\",#REF!*0.85,IF(#REF!=\"OCGT\",#REF!*0,IF(#REF!=\"\",0,#REF!*J$627))))))))","v":{"$error":"#REF!"}},{"$f":"IF(#REF!=\"Interconnector\",#REF!*1,IF(#REF!=\"Wind\",#REF!*0.7,IF(#REF!=\"Marine\",#REF!*0.7,IF(#REF!=\"Nuclear\",#REF!*0.85,IF(#REF!=\"Pumped_Storage\",#REF!*0.5,IF(#REF!=\"CCS\",#REF!*0.85,IF(#REF!=\"OCGT\",#REF!*0,IF(#REF!=\"\",0,#REF!*K$627))))))))","v":{"$error":"#REF!"}},{"$f":"IF(#REF!=\"Interconnector\",#REF!*1,IF(#REF!=\"Wind\",#REF!*0.7,IF(#REF!=\"Marine\",#REF!*0.7,IF(#REF!=\"Nuclear\",#REF!*0.85,IF(#REF!=\"Pumped_Storage\",#REF!*0.5,IF(#REF!=\"CCS\",#REF!*0.85,IF(#REF!=\"OCGT\",#REF!*0,IF(#REF!=\"\",0,#REF!*L$627))))))))","v":{"$error":"#REF!"}},{"$f":"IF(#REF!=\"Interconnector\",#REF!*1,IF(#REF!=\"Wind\",#REF!*0.7,IF(#REF!=\"Marine\",#REF!*0.7,IF(#REF!=\"Nuclear\",#REF!*0.85,IF(#REF!=\"Pumped_Storage\",#REF!*0.5,IF(#REF!=\"CCS\",#REF!*0.85,IF(#REF!=\"OCGT\",#REF!*0,IF(#REF!=\"\",0,#REF!*M$627))))))))","v":{"$error":"#REF!"}},{"$f":"IF(#REF!=\"Interconnector\",#REF!*1,IF(#REF!=\"Wind\",#REF!*0.7,IF(#REF!=\"Marine\",#REF!*0.7,IF(#REF!=\"Nuclear\",#REF!*0.85,IF(#REF!=\"Pumped_Storage\",#REF!*0.5,IF(#REF!=\"CCS\",#REF!*0.85,IF(#REF!=\"OCGT\",#REF!*0,IF(#REF!=\"\",0,#REF!*N$627))))))))","v":{"$error":"#REF!"}},{"$f":"IF(#REF!=\"Interconnector\",#REF!*1,IF(#REF!=\"Wind\",#REF!*0.7,IF(#REF!=\"Marine\",#REF!*0.7,IF(#REF!=\"Nuclear\",#REF!*0.85,IF(#REF!=\"Pumped_Storage\",#REF!*0.5,IF(#REF!=\"CCS\",#REF!*0.85,IF(#REF!=\"OCGT\",#REF!*0,IF(#REF!=\"\",0,#REF!*O$627))))))))","v":{"$error":"#REF!"}}]
[{"$f":"#REF!","v":{"$error":"#REF!"}},{"$f":"#REF!","v":{"$error":"#REF!"}},{"$f":"#REF!","v":{"$error":"#REF!"}},{"$f":"#REF!","v":{"$error":"#REF!"}},{"$f":"IF(#REF!=\"Interconnector\",#REF!*1,IF(#REF!=\"Wind\",#REF!*0.7,IF(#REF!=\"Marine\",#REF!*0.7,IF(#REF!=\"Nuclear\",#REF!*0.85,IF(#REF!=\"Pumped_Storage\",#REF!*0.5,IF(#REF!=\"CCS\",#REF!*0.85,IF(#REF!=\"OCGT\",#REF!*0,IF(#REF!=\"\",0,#REF!*E$627))))))))","v":{"$error":"#REF!"}},{"$f":"IF(#REF!=\"Interconnector\",#REF!*1,IF(#REF!=\"Wind\",#REF!*0.7,IF(#REF!=\"Marine\",#REF!*0.7,IF(#REF!=\"Nuclear\",#REF!*0.85,IF(#REF!=\"Pumped_Storage\",#REF!*0.5,IF(#REF!=\"CCS\",#REF!*0.85,IF(#REF!=\"OCGT\",#REF!*0,IF(#REF!=\"\",0,#REF!*F$627))))))))","v":{"$error":"#REF!"}},{"$f":"IF(#REF!=\"Interconnector\",#REF!*1,IF(#REF!=\"Wind\",#REF!*0.7,IF(#REF!=\"Marine\",#REF!*0.7,IF(#REF!=\"Nuclear\",#REF!*0.85,IF(#REF!=\"Pumped_Storage\",#REF!*0.5,IF(#REF!=\"CCS\",#REF!*0.85,IF(#REF!=\"OCGT\",#REF!*0,IF(#REF!=\"\",0,#REF!*G$627))))))))","v":{"$error":"#REF!"}},{"$f":"IF(#REF!=\"Interconnector\",#REF!*1,IF(#REF!=\"Wind\",#REF!*0.7,IF(#REF!=\"Marine\",#REF!*0.7,IF(#REF!=\"Nuclear\",#REF!*0.85,IF(#REF!=\"Pumped_Storage\",#REF!*0.5,IF(#REF!=\"CCS\",#REF!*0.85,IF(#REF!=\"OCGT\",#REF!*0,IF(#REF!=\"\",0,#REF!*H$627))))))))","v":{"$error":"#REF!"}},{"$f":"IF(#REF!=\"Interconnector\",#REF!*1,IF(#REF!=\"Wind\",#REF!*0.7,IF(#REF!=\"Marine\",#REF!*0.7,IF(#REF!=\"Nuclear\",#REF!*0.85,IF(#REF!=\"Pumped_Storage\",#REF!*0.5,IF(#REF!=\"CCS\",#REF!*0.85,IF(#REF!=\"OCGT\",#REF!*0,IF(#REF!=\"\",0,#REF!*I$627))))))))","v":{"$error":"#REF!"}},{"$f":"IF(#REF!=\"Interconnector\",#REF!*1,IF(#REF!=\"Wind\",#REF!*0.7,IF(#REF!=\"Marine\",#REF!*0.7,IF(#REF!=\"Nuclear\",#REF!*0.85,IF(#REF!=\"Pumped_Storage\",#REF!*0.5,IF(#REF!=\"CCS\",#REF!*0.85,IF(#REF!=\"OCGT\",#REF!*0,IF(#REF!=\"\",0,#REF!*J$627))))))))","v":{"$error":"#REF!"}},{"$f":"IF(#REF!=\"Interconnector\",#REF!*1,IF(#REF!=\"Wind\",#REF!*0.7,IF(#REF!=\"Marine\",#REF!*0.7,IF(#REF!=\"Nuclear\",#REF!*0.85,IF(#REF!=\"Pumped_Storage\",#REF!*0.5,IF(#REF!=\"CCS\",#REF!*0.85,IF(#REF!=\"OCGT\",#REF!*0,IF(#REF!=\"\",0,#REF!*K$627))))))))","v":{"$error":"#REF!"}},{"$f":"IF(#REF!=\"Interconnector\",#REF!*1,IF(#REF!=\"Wind\",#REF!*0.7,IF(#REF!=\"Marine\",#REF!*0.7,IF(#REF!=\"Nuclear\",#REF!*0.85,IF(#REF!=\"Pumped_Storage\",#REF!*0.5,IF(#REF!=\"CCS\",#REF!*0.85,IF(#REF!=\"OCGT\",#REF!*0,IF(#REF!=\"\",0,#REF!*L$627))))))))","v":{"$error":"#REF!"}},{"$f":"IF(#REF!=\"Interconnector\",#REF!*1,IF(#REF!=\"Wind\",#REF!*0.7,IF(#REF!=\"Marine\",#REF!*0.7,IF(#REF!=\"Nuclear\",#REF!*0.85,IF(#REF!=\"Pumped_Storage\",#REF!*0.5,IF(#REF!=\"CCS\",#REF!*0.85,IF(#REF!=\"OCGT\",#REF!*0,IF(#REF!=\"\",0,#REF!*M$627))))))))","v":{"$error":"#REF!"}},{"$f":"IF(#REF!=\"Interconnector\",#REF!*1,IF(#REF!=\"Wind\",#REF!*0.7,IF(#REF!=\"Marine\",#REF!*0.7,IF(#REF!=\"Nuclear\",#REF!*0.85,IF(#REF!=\"Pumped_Storage\",#REF!*0.5,IF(#REF!=\"CCS\",#REF!*0.85,IF(#REF!=\"OCGT\",#REF!*0,IF(#REF!=\"\",0,#REF!*N$627))))))))","v":{"$error":"#REF!"}},{"$f":"IF(#REF!=\"Interconnector\",#REF!*1,IF(#REF!=\"Wind\",#REF!*0.7,IF(#REF!=\"Marine\",#REF!*0.7,IF(#REF!=\"Nuclear\",#REF!*0.85,IF(#REF!=\"Pumped_Storage\",#REF!*0.5,IF(#REF!=\"CCS\",#REF!*0.85,IF(#REF!=\"OCGT\",#REF!*0,IF(#REF!=\"\",0,#REF!*O$627))))))))","v":{"$error":"#REF!"}}]
[{"$f":"#REF!","v":{"$error":"#REF!"}},{"$f":"#REF!","v":{"$error":"#REF!"}},{"$f":"#REF!","v":{"$error":"#REF!"}},{"$f":"#REF!","v":{"$error":"#REF!"}},{"$f":"IF(#REF!=\"Interconnector\",#REF!*1,IF(#REF!=\"Wind\",#REF!*0.7,IF(#REF!=\"Marine\",#REF!*0.7,IF(#REF!=\"Nuclear\",#REF!*0.85,IF(#REF!=\"Pumped_Storage\",#REF!*0.5,IF(#REF!=\"CCS\",#REF!*0.85,IF(#REF!=\"OCGT\",#REF!*0,IF(#REF!=\"\",0,#REF!*E$627))))))))","v":{"$error":"#REF!"}},{"$f":"IF(#REF!=\"Interconnector\",#REF!*1,IF(#REF!=\"Wind\",#REF!*0.7,IF(#REF!=\"Marine\",#REF!*0.7,IF(#REF!=\"Nuclear\",#REF!*0.85,IF(#REF!=\"Pumped_Storage\",#REF!*0.5,IF(#REF!=\"CCS\",#REF!*0.85,IF(#REF!=\"OCGT\",#REF!*0,IF(#REF!=\"\",0,#REF!*F$627))))))))","v":{"$error":"#REF!"}},{"$f":"IF(#REF!=\"Interconnector\",#REF!*1,IF(#REF!=\"Wind\",#REF!*0.7,IF(#REF!=\"Marine\",#REF!*0.7,IF(#REF!=\"Nuclear\",#REF!*0.85,IF(#REF!=\"Pumped_Storage\",#REF!*0.5,IF(#REF!=\"CCS\",#REF!*0.85,IF(#REF!=\"OCGT\",#REF!*0,IF(#REF!=\"\",0,#REF!*G$627))))))))","v":{"$error":"#REF!"}},{"$f":"IF(#REF!=\"Interconnector\",#REF!*1,IF(#REF!=\"Wind\",#REF!*0.7,IF(#REF!=\"Marine\",#REF!*0.7,IF(#REF!=\"Nuclear\",#REF!*0.85,IF(#REF!=\"Pumped_Storage\",#REF!*0.5,IF(#REF!=\"CCS\",#REF!*0.85,IF(#REF!=\"OCGT\",#REF!*0,IF(#REF!=\"\",0,#REF!*H$627))))))))","v":{"$error":"#REF!"}},{"$f":"IF(#REF!=\"Interconnector\",#REF!*1,IF(#REF!=\"Wind\",#REF!*0.7,IF(#REF!=\"Marine\",#REF!*0.7,IF(#REF!=\"Nuclear\",#REF!*0.85,IF(#REF!=\"Pumped_Storage\",#REF!*0.5,IF(#REF!=\"CCS\",#REF!*0.85,IF(#REF!=\"OCGT\",#REF!*0,IF(#REF!=\"\",0,#REF!*I$627))))))))","v":{"$error":"#REF!"}},{"$f":"IF(#REF!=\"Interconnector\",#REF!*1,IF(#REF!=\"Wind\",#REF!*0.7,IF(#REF!=\"Marine\",#REF!*0.7,IF(#REF!=\"Nuclear\",#REF!*0.85,IF(#REF!=\"Pumped_Storage\",#REF!*0.5,IF(#REF!=\"CCS\",#REF!*0.85,IF(#REF!=\"OCGT\",#REF!*0,IF(#REF!=\"\",0,#REF!*J$627))))))))","v":{"$error":"#REF!"}},{"$f":"IF(#REF!=\"Interconnector\",#REF!*1,IF(#REF!=\"Wind\",#REF!*0.7,IF(#REF!=\"Marine\",#REF!*0.7,IF(#REF!=\"Nuclear\",#REF!*0.85,IF(#REF!=\"Pumped_Storage\",#REF!*0.5,IF(#REF!=\"CCS\",#REF!*0.85,IF(#REF!=\"OCGT\",#REF!*0,IF(#REF!=\"\",0,#REF!*K$627))))))))","v":{"$error":"#REF!"}},{"$f":"IF(#REF!=\"Interconnector\",#REF!*1,IF(#REF!=\"Wind\",#REF!*0.7,IF(#REF!=\"Marine\",#REF!*0.7,IF(#REF!=\"Nuclear\",#REF!*0.85,IF(#REF!=\"Pumped_Storage\",#REF!*0.5,IF(#REF!=\"CCS\",#REF!*0.85,IF(#REF!=\"OCGT\",#REF!*0,IF(#REF!=\"\",0,#REF!*L$627))))))))","v":{"$error":"#REF!"}},{"$f":"IF(#REF!=\"Interconnector\",#REF!*1,IF(#REF!=\"Wind\",#REF!*0.7,IF(#REF!=\"Marine\",#REF!*0.7,IF(#REF!=\"Nuclear\",#REF!*0.85,IF(#REF!=\"Pumped_Storage\",#REF!*0.5,IF(#REF!=\"CCS\",#REF!*0.85,IF(#REF!=\"OCGT\",#REF!*0,IF(#REF!=\"\",0,#REF!*M$627))))))))","v":{"$error":"#REF!"}},{"$f":"IF(#REF!=\"Interconnector\",#REF!*1,IF(#REF!=\"Wind\",#REF!*0.7,IF(#REF!=\"Marine\",#REF!*0.7,IF(#REF!=\"Nuclear\",#REF!*0.85,IF(#REF!=\"Pumped_Storage\",#REF!*0.5,IF(#REF!=\"CCS\",#REF!*0.85,IF(#REF!=\"OCGT\",#REF!*0,IF(#REF!=\"\",0,#REF!*N$627))))))))","v":{"$error":"#REF!"}},{"$f":"IF(#REF!=\"Interconnector\",#REF!*1,IF(#REF!=\"Wind\",#REF!*0.7,IF(#REF!=\"Marine\",#REF!*0.7,IF(#REF!=\"Nuclear\",#REF!*0.85,IF(#REF!=\"Pumped_Storage\",#REF!*0.5,IF(#REF!=\"CCS\",#REF!*0.85,IF(#REF!=\"OCGT\",#REF!*0,IF(#REF!=\"\",0,#REF!*O$627))))))))","v":{"$error":"#REF!"}}]
[{"$f":"#REF!","v":{"$error":"#REF!"}},{"$f":"#REF!","v":{"$error":"#REF!"}},{"$f":"#REF!","v":{"$error":"#REF!"}},{"$f":"#REF!","v":{"$error":"#REF!"}},{"$f":"IF(#REF!=\"Interconnector\",#REF!*1,IF(#REF!=\"Wind\",#REF!*0.7,IF(#REF!=\"Marine\",#REF!*0.7,IF(#REF!=\"Nuclear\",#REF!*0.85,IF(#REF!=\"Pumped_Storage\",#REF!*0.5,IF(#REF!=\"CCS\",#REF!*0.85,IF(#REF!=\"OCGT\",#REF!*0,IF(#REF!=\"\",0,#REF!*E$627))))))))","v":{"$error":"#REF!"}},{"$f":"IF(#REF!=\"Interconnector\",#REF!*1,IF(#REF!=\"Wind\",#REF!*0.7,IF(#REF!=\"Marine\",#REF!*0.7,IF(#REF!=\"Nuclear\",#REF!*0.85,IF(#REF!=\"Pumped_Storage\",#REF!*0.5,IF(#REF!=\"CCS\",#REF!*0.85,IF(#REF!=\"OCGT\",#REF!*0,IF(#REF!=\"\",0,#REF!*F$627))))))))","v":{"$error":"#REF!"}},{"$f":"IF(#REF!=\"Interconnector\",#REF!*1,IF(#REF!=\"Wind\",#REF!*0.7,IF(#REF!=\"Marine\",#REF!*0.7,IF(#REF!=\"Nuclear\",#REF!*0.85,IF(#REF!=\"Pumped_Storage\",#REF!*0.5,IF(#REF!=\"CCS\",#REF!*0.85,IF(#REF!=\"OCGT\",#REF!*0,IF(#REF!=\"\",0,#REF!*G$627))))))))","v":{"$error":"#REF!"}},{"$f":"IF(#REF!=\"Interconnector\",#REF!*1,IF(#REF!=\"Wind\",#REF!*0.7,IF(#REF!=\"Marine\",#REF!*0.7,IF(#REF!=\"Nuclear\",#REF!*0.85,IF(#REF!=\"Pumped_Storage\",#REF!*0.5,IF(#REF!=\"CCS\",#REF!*0.85,IF(#REF!=\"OCGT\",#REF!*0,IF(#REF!=\"\",0,#REF!*H$627))))))))","v":{"$error":"#REF!"}},{"$f":"IF(#REF!=\"Interconnector\",#REF!*1,IF(#REF!=\"Wind\",#REF!*0.7,IF(#REF!=\"Marine\",#REF!*0.7,IF(#REF!=\"Nuclear\",#REF!*0.85,IF(#REF!=\"Pumped_Storage\",#REF!*0.5,IF(#REF!=\"CCS\",#REF!*0.85,IF(#REF!=\"OCGT\",#REF!*0,IF(#REF!=\"\",0,#REF!*I$627))))))))","v":{"$error":"#REF!"}},{"$f":"IF(#REF!=\"Interconnector\",#REF!*1,IF(#REF!=\"Wind\",#REF!*0.7,IF(#REF!=\"Marine\",#REF!*0.7,IF(#REF!=\"Nuclear\",#REF!*0.85,IF(#REF!=\"Pumped_Storage\",#REF!*0.5,IF(#REF!=\"CCS\",#REF!*0.85,IF(#REF!=\"OCGT\",#REF!*0,IF(#REF!=\"\",0,#REF!*J$627))))))))","v":{"$error":"#REF!"}},{"$f":"IF(#REF!=\"Interconnector\",#REF!*1,IF(#REF!=\"Wind\",#REF!*0.7,IF(#REF!=\"Marine\",#REF!*0.7,IF(#REF!=\"Nuclear\",#REF!*0.85,IF(#REF!=\"Pumped_Storage\",#REF!*0.5,IF(#REF!=\"CCS\",#REF!*0.85,IF(#REF!=\"OCGT\",#REF!*0,IF(#REF!=\"\",0,#REF!*K$627))))))))","v":{"$error":"#REF!"}},{"$f":"IF(#REF!=\"Interconnector\",#REF!*1,IF(#REF!=\"Wind\",#REF!*0.7,IF(#REF!=\"Marine\",#REF!*0.7,IF(#REF!=\"Nuclear\",#REF!*0.85,IF(#REF!=\"Pumped_Storage\",#REF!*0.5,IF(#REF!=\"CCS\",#REF!*0.85,IF(#REF!=\"OCGT\",#REF!*0,IF(#REF!=\"\",0,#REF!*L$627))))))))","v":{"$error":"#REF!"}},{"$f":"IF(#REF!=\"Interconnector\",#REF!*1,IF(#REF!=\"Wind\",#REF!*0.7,IF(#REF!=\"Marine\",#REF!*0.7,IF(#REF!=\"Nuclear\",#REF!*0.85,IF(#REF!=\"Pumped_Storage\",#REF!*0.5,IF(#REF!=\"CCS\",#REF!*0.85,IF(#REF!=\"OCGT\",#REF!*0,IF(#REF!=\"\",0,#REF!*M$627))))))))","v":{"$error":"#REF!"}},{"$f":"IF(#REF!=\"Interconnector\",#REF!*1,IF(#REF!=\"Wind\",#REF!*0.7,IF(#REF!=\"Marine\",#REF!*0.7,IF(#REF!=\"Nuclear\",#REF!*0.85,IF(#REF!=\"Pumped_Storage\",#REF!*0.5,IF(#REF!=\"CCS\",#REF!*0.85,IF(#REF!=\"OCGT\",#REF!*0,IF(#REF!=\"\",0,#REF!*N$627))))))))","v":{"$error":"#REF!"}},{"$f":"IF(#REF!=\"Interconnector\",#REF!*1,IF(#REF!=\"Wind\",#REF!*0.7,IF(#REF!=\"Marine\",#REF!*0.7,IF(#REF!=\"Nuclear\",#REF!*0.85,IF(#REF!=\"Pumped_Storage\",#REF!*0.5,IF(#REF!=\"CCS\",#REF!*0.85,IF(#REF!=\"OCGT\",#REF!*0,IF(#REF!=\"\",0,#REF!*O$627))))))))","v":{"$error":"#REF!"}}]
[{"$f":"#REF!","v":{"$error":"#REF!"}},{"$f":"#REF!","v":{"$error":"#REF!"}},{"$f":"#REF!","v":{"$error":"#REF!"}},{"$f":"#REF!","v":{"$error":"#REF!"}},{"$f":"IF(#REF!=\"Interconnector\",#REF!*1,IF(#REF!=\"Wind\",#REF!*0.7,IF(#REF!=\"Marine\",#REF!*0.7,IF(#REF!=\"Nuclear\",#REF!*0.85,IF(#REF!=\"Pumped_Storage\",#REF!*0.5,IF(#REF!=\"CCS\",#REF!*0.85,IF(#REF!=\"OCGT\",#REF!*0,IF(#REF!=\"\",0,#REF!*E$627))))))))","v":{"$error":"#REF!"}},{"$f":"IF(#REF!=\"Interconnector\",#REF!*1,IF(#REF!=\"Wind\",#REF!*0.7,IF(#REF!=\"Marine\",#REF!*0.7,IF(#REF!=\"Nuclear\",#REF!*0.85,IF(#REF!=\"Pumped_Storage\",#REF!*0.5,IF(#REF!=\"CCS\",#REF!*0.85,IF(#REF!=\"OCGT\",#REF!*0,IF(#REF!=\"\",0,#REF!*F$627))))))))","v":{"$error":"#REF!"}},{"$f":"IF(#REF!=\"Interconnector\",#REF!*1,IF(#REF!=\"Wind\",#REF!*0.7,IF(#REF!=\"Marine\",#REF!*0.7,IF(#REF!=\"Nuclear\",#REF!*0.85,IF(#REF!=\"Pumped_Storage\",#REF!*0.5,IF(#REF!=\"CCS\",#REF!*0.85,IF(#REF!=\"OCGT\",#REF!*0,IF(#REF!=\"\",0,#REF!*G$627))))))))","v":{"$error":"#REF!"}},{"$f":"IF(#REF!=\"Interconnector\",#REF!*1,IF(#REF!=\"Wind\",#REF!*0.7,IF(#REF!=\"Marine\",#REF!*0.7,IF(#REF!=\"Nuclear\",#REF!*0.85,IF(#REF!=\"Pumped_Storage\",#REF!*0.5,IF(#REF!=\"CCS\",#REF!*0.85,IF(#REF!=\"OCGT\",#REF!*0,IF(#REF!=\"\",0,#REF!*H$627))))))))","v":{"$error":"#REF!"}},{"$f":"IF(#REF!=\"Interconnector\",#REF!*1,IF(#REF!=\"Wind\",#REF!*0.7,IF(#REF!=\"Marine\",#REF!*0.7,IF(#REF!=\"Nuclear\",#REF!*0.85,IF(#REF!=\"Pumped_Storage\",#REF!*0.5,IF(#REF!=\"CCS\",#REF!*0.85,IF(#REF!=\"OCGT\",#REF!*0,IF(#REF!=\"\",0,#REF!*I$627))))))))","v":{"$error":"#REF!"}},{"$f":"IF(#REF!=\"Interconnector\",#REF!*1,IF(#REF!=\"Wind\",#REF!*0.7,IF(#REF!=\"Marine\",#REF!*0.7,IF(#REF!=\"Nuclear\",#REF!*0.85,IF(#REF!=\"Pumped_Storage\",#REF!*0.5,IF(#REF!=\"CCS\",#REF!*0.85,IF(#REF!=\"OCGT\",#REF!*0,IF(#REF!=\"\",0,#REF!*J$627))))))))","v":{"$error":"#REF!"}},{"$f":"IF(#REF!=\"Interconnector\",#REF!*1,IF(#REF!=\"Wind\",#REF!*0.7,IF(#REF!=\"Marine\",#REF!*0.7,IF(#REF!=\"Nuclear\",#REF!*0.85,IF(#REF!=\"Pumped_Storage\",#REF!*0.5,IF(#REF!=\"CCS\",#REF!*0.85,IF(#REF!=\"OCGT\",#REF!*0,IF(#REF!=\"\",0,#REF!*K$627))))))))","v":{"$error":"#REF!"}},{"$f":"IF(#REF!=\"Interconnector\",#REF!*1,IF(#REF!=\"Wind\",#REF!*0.7,IF(#REF!=\"Marine\",#REF!*0.7,IF(#REF!=\"Nuclear\",#REF!*0.85,IF(#REF!=\"Pumped_Storage\",#REF!*0.5,IF(#REF!=\"CCS\",#REF!*0.85,IF(#REF!=\"OCGT\",#REF!*0,IF(#REF!=\"\",0,#REF!*L$627))))))))","v":{"$error":"#REF!"}},{"$f":"IF(#REF!=\"Interconnector\",#REF!*1,IF(#REF!=\"Wind\",#REF!*0.7,IF(#REF!=\"Marine\",#REF!*0.7,IF(#REF!=\"Nuclear\",#REF!*0.85,IF(#REF!=\"Pumped_Storage\",#REF!*0.5,IF(#REF!=\"CCS\",#REF!*0.85,IF(#REF!=\"OCGT\",#REF!*0,IF(#REF!=\"\",0,#REF!*M$627))))))))","v":{"$error":"#REF!"}},{"$f":"IF(#REF!=\"Interconnector\",#REF!*1,IF(#REF!=\"Wind\",#REF!*0.7,IF(#REF!=\"Marine\",#REF!*0.7,IF(#REF!=\"Nuclear\",#REF!*0.85,IF(#REF!=\"Pumped_Storage\",#REF!*0.5,IF(#REF!=\"CCS\",#REF!*0.85,IF(#REF!=\"OCGT\",#REF!*0,IF(#REF!=\"\",0,#REF!*N$627))))))))","v":{"$error":"#REF!"}},{"$f":"IF(#REF!=\"Interconnector\",#REF!*1,IF(#REF!=\"Wind\",#REF!*0.7,IF(#REF!=\"Marine\",#REF!*0.7,IF(#REF!=\"Nuclear\",#REF!*0.85,IF(#REF!=\"Pumped_Storage\",#REF!*0.5,IF(#REF!=\"CCS\",#REF!*0.85,IF(#REF!=\"OCGT\",#REF!*0,IF(#REF!=\"\",0,#REF!*O$627))))))))","v":{"$error":"#REF!"}}]
[{"$f":"#REF!","v":{"$error":"#REF!"}},{"$f":"#REF!","v":{"$error":"#REF!"}},{"$f":"#REF!","v":{"$error":"#REF!"}},{"$f":"#REF!","v":{"$error":"#REF!"}},{"$f":"IF(#REF!=\"Interconnector\",#REF!*1,IF(#REF!=\"Wind\",#REF!*0.7,IF(#REF!=\"Marine\",#REF!*0.7,IF(#REF!=\"Nuclear\",#REF!*0.85,IF(#REF!=\"Pumped_Storage\",#REF!*0.5,IF(#REF!=\"CCS\",#REF!*0.85,IF(#REF!=\"OCGT\",#REF!*0,IF(#REF!=\"\",0,#REF!*E$627))))))))","v":{"$error":"#REF!"}},{"$f":"IF(#REF!=\"Interconnector\",#REF!*1,IF(#REF!=\"Wind\",#REF!*0.7,IF(#REF!=\"Marine\",#REF!*0.7,IF(#REF!=\"Nuclear\",#REF!*0.85,IF(#REF!=\"Pumped_Storage\",#REF!*0.5,IF(#REF!=\"CCS\",#REF!*0.85,IF(#REF!=\"OCGT\",#REF!*0,IF(#REF!=\"\",0,#REF!*F$627))))))))","v":{"$error":"#REF!"}},{"$f":"IF(#REF!=\"Interconnector\",#REF!*1,IF(#REF!=\"Wind\",#REF!*0.7,IF(#REF!=\"Marine\",#REF!*0.7,IF(#REF!=\"Nuclear\",#REF!*0.85,IF(#REF!=\"Pumped_Storage\",#REF!*0.5,IF(#REF!=\"CCS\",#REF!*0.85,IF(#REF!=\"OCGT\",#REF!*0,IF(#REF!=\"\",0,#REF!*G$627))))))))","v":{"$error":"#REF!"}},{"$f":"IF(#REF!=\"Interconnector\",#REF!*1,IF(#REF!=\"Wind\",#REF!*0.7,IF(#REF!=\"Marine\",#REF!*0.7,IF(#REF!=\"Nuclear\",#REF!*0.85,IF(#REF!=\"Pumped_Storage\",#REF!*0.5,IF(#REF!=\"CCS\",#REF!*0.85,IF(#REF!=\"OCGT\",#REF!*0,IF(#REF!=\"\",0,#REF!*H$627))))))))","v":{"$error":"#REF!"}},{"$f":"IF(#REF!=\"Interconnector\",#REF!*1,IF(#REF!=\"Wind\",#REF!*0.7,IF(#REF!=\"Marine\",#REF!*0.7,IF(#REF!=\"Nuclear\",#REF!*0.85,IF(#REF!=\"Pumped_Storage\",#REF!*0.5,IF(#REF!=\"CCS\",#REF!*0.85,IF(#REF!=\"OCGT\",#REF!*0,IF(#REF!=\"\",0,#REF!*I$627))))))))","v":{"$error":"#REF!"}},{"$f":"IF(#REF!=\"Interconnector\",#REF!*1,IF(#REF!=\"Wind\",#REF!*0.7,IF(#REF!=\"Marine\",#REF!*0.7,IF(#REF!=\"Nuclear\",#REF!*0.85,IF(#REF!=\"Pumped_Storage\",#REF!*0.5,IF(#REF!=\"CCS\",#REF!*0.85,IF(#REF!=\"OCGT\",#REF!*0,IF(#REF!=\"\",0,#REF!*J$627))))))))","v":{"$error":"#REF!"}},{"$f":"IF(#REF!=\"Interconnector\",#REF!*1,IF(#REF!=\"Wind\",#REF!*0.7,IF(#REF!=\"Marine\",#REF!*0.7,IF(#REF!=\"Nuclear\",#REF!*0.85,IF(#REF!=\"Pumped_Storage\",#REF!*0.5,IF(#REF!=\"CCS\",#REF!*0.85,IF(#REF!=\"OCGT\",#REF!*0,IF(#REF!=\"\",0,#REF!*K$627))))))))","v":{"$error":"#REF!"}},{"$f":"IF(#REF!=\"Interconnector\",#REF!*1,IF(#REF!=\"Wind\",#REF!*0.7,IF(#REF!=\"Marine\",#REF!*0.7,IF(#REF!=\"Nuclear\",#REF!*0.85,IF(#REF!=\"Pumped_Storage\",#REF!*0.5,IF(#REF!=\"CCS\",#REF!*0.85,IF(#REF!=\"OCGT\",#REF!*0,IF(#REF!=\"\",0,#REF!*L$627))))))))","v":{"$error":"#REF!"}},{"$f":"IF(#REF!=\"Interconnector\",#REF!*1,IF(#REF!=\"Wind\",#REF!*0.7,IF(#REF!=\"Marine\",#REF!*0.7,IF(#REF!=\"Nuclear\",#REF!*0.85,IF(#REF!=\"Pumped_Storage\",#REF!*0.5,IF(#REF!=\"CCS\",#REF!*0.85,IF(#REF!=\"OCGT\",#REF!*0,IF(#REF!=\"\",0,#REF!*M$627))))))))","v":{"$error":"#REF!"}},{"$f":"IF(#REF!=\"Interconnector\",#REF!*1,IF(#REF!=\"Wind\",#REF!*0.7,IF(#REF!=\"Marine\",#REF!*0.7,IF(#REF!=\"Nuclear\",#REF!*0.85,IF(#REF!=\"Pumped_Storage\",#REF!*0.5,IF(#REF!=\"CCS\",#REF!*0.85,IF(#REF!=\"OCGT\",#REF!*0,IF(#REF!=\"\",0,#REF!*N$627))))))))","v":{"$error":"#REF!"}},{"$f":"IF(#REF!=\"Interconnector\",#REF!*1,IF(#REF!=\"Wind\",#REF!*0.7,IF(#REF!=\"Marine\",#REF!*0.7,IF(#REF!=\"Nuclear\",#REF!*0.85,IF(#REF!=\"Pumped_Storage\",#REF!*0.5,IF(#REF!=\"CCS\",#REF!*0.85,IF(#REF!=\"OCGT\",#REF!*0,IF(#REF!=\"\",0,#REF!*O$627))))))))","v":{"$error":"#REF!"}}]
[{"$f":"#REF!","v":{"$error":"#REF!"}},{"$f":"#REF!","v":{"$error":"#REF!"}},{"$f":"#REF!","v":{"$error":"#REF!"}},{"$f":"#REF!","v":{"$error":"#REF!"}},{"$f":"IF(#REF!=\"Interconnector\",#REF!*1,IF(#REF!=\"Wind\",#REF!*0.7,IF(#REF!=\"Marine\",#REF!*0.7,IF(#REF!=\"Nuclear\",#REF!*0.85,IF(#REF!=\"Pumped_Storage\",#REF!*0.5,IF(#REF!=\"CCS\",#REF!*0.85,IF(#REF!=\"OCGT\",#REF!*0,IF(#REF!=\"\",0,#REF!*E$627))))))))","v":{"$error":"#REF!"}},{"$f":"IF(#REF!=\"Interconnector\",#REF!*1,IF(#REF!=\"Wind\",#REF!*0.7,IF(#REF!=\"Marine\",#REF!*0.7,IF(#REF!=\"Nuclear\",#REF!*0.85,IF(#REF!=\"Pumped_Storage\",#REF!*0.5,IF(#REF!=\"CCS\",#REF!*0.85,IF(#REF!=\"OCGT\",#REF!*0,IF(#REF!=\"\",0,#REF!*F$627))))))))","v":{"$error":"#REF!"}},{"$f":"IF(#REF!=\"Interconnector\",#REF!*1,IF(#REF!=\"Wind\",#REF!*0.7,IF(#REF!=\"Marine\",#REF!*0.7,IF(#REF!=\"Nuclear\",#REF!*0.85,IF(#REF!=\"Pumped_Storage\",#REF!*0.5,IF(#REF!=\"CCS\",#REF!*0.85,IF(#REF!=\"OCGT\",#REF!*0,IF(#REF!=\"\",0,#REF!*G$627))))))))","v":{"$error":"#REF!"}},{"$f":"IF(#REF!=\"Interconnector\",#REF!*1,IF(#REF!=\"Wind\",#REF!*0.7,IF(#REF!=\"Marine\",#REF!*0.7,IF(#REF!=\"Nuclear\",#REF!*0.85,IF(#REF!=\"Pumped_Storage\",#REF!*0.5,IF(#REF!=\"CCS\",#REF!*0.85,IF(#REF!=\"OCGT\",#REF!*0,IF(#REF!=\"\",0,#REF!*H$627))))))))","v":{"$error":"#REF!"}},{"$f":"IF(#REF!=\"Interconnector\",#REF!*1,IF(#REF!=\"Wind\",#REF!*0.7,IF(#REF!=\"Marine\",#REF!*0.7,IF(#REF!=\"Nuclear\",#REF!*0.85,IF(#REF!=\"Pumped_Storage\",#REF!*0.5,IF(#REF!=\"CCS\",#REF!*0.85,IF(#REF!=\"OCGT\",#REF!*0,IF(#REF!=\"\",0,#REF!*I$627))))))))","v":{"$error":"#REF!"}},{"$f":"IF(#REF!=\"Interconnector\",#REF!*1,IF(#REF!=\"Wind\",#REF!*0.7,IF(#REF!=\"Marine\",#REF!*0.7,IF(#REF!=\"Nuclear\",#REF!*0.85,IF(#REF!=\"Pumped_Storage\",#REF!*0.5,IF(#REF!=\"CCS\",#REF!*0.85,IF(#REF!=\"OCGT\",#REF!*0,IF(#REF!=\"\",0,#REF!*J$627))))))))","v":{"$error":"#REF!"}},{"$f":"IF(#REF!=\"Interconnector\",#REF!*1,IF(#REF!=\"Wind\",#REF!*0.7,IF(#REF!=\"Marine\",#REF!*0.7,IF(#REF!=\"Nuclear\",#REF!*0.85,IF(#REF!=\"Pumped_Storage\",#REF!*0.5,IF(#REF!=\"CCS\",#REF!*0.85,IF(#REF!=\"OCGT\",#REF!*0,IF(#REF!=\"\",0,#REF!*K$627))))))))","v":{"$error":"#REF!"}},{"$f":"IF(#REF!=\"Interconnector\",#REF!*1,IF(#REF!=\"Wind\",#REF!*0.7,IF(#REF!=\"Marine\",#REF!*0.7,IF(#REF!=\"Nuclear\",#REF!*0.85,IF(#REF!=\"Pumped_Storage\",#REF!*0.5,IF(#REF!=\"CCS\",#REF!*0.85,IF(#REF!=\"OCGT\",#REF!*0,IF(#REF!=\"\",0,#REF!*L$627))))))))","v":{"$error":"#REF!"}},{"$f":"IF(#REF!=\"Interconnector\",#REF!*1,IF(#REF!=\"Wind\",#REF!*0.7,IF(#REF!=\"Marine\",#REF!*0.7,IF(#REF!=\"Nuclear\",#REF!*0.85,IF(#REF!=\"Pumped_Storage\",#REF!*0.5,IF(#REF!=\"CCS\",#REF!*0.85,IF(#REF!=\"OCGT\",#REF!*0,IF(#REF!=\"\",0,#REF!*M$627))))))))","v":{"$error":"#REF!"}},{"$f":"IF(#REF!=\"Interconnector\",#REF!*1,IF(#REF!=\"Wind\",#REF!*0.7,IF(#REF!=\"Marine\",#REF!*0.7,IF(#REF!=\"Nuclear\",#REF!*0.85,IF(#REF!=\"Pumped_Storage\",#REF!*0.5,IF(#REF!=\"CCS\",#REF!*0.85,IF(#REF!=\"OCGT\",#REF!*0,IF(#REF!=\"\",0,#REF!*N$627))))))))","v":{"$error":"#REF!"}},{"$f":"IF(#REF!=\"Interconnector\",#REF!*1,IF(#REF!=\"Wind\",#REF!*0.7,IF(#REF!=\"Marine\",#REF!*0.7,IF(#REF!=\"Nuclear\",#REF!*0.85,IF(#REF!=\"Pumped_Storage\",#REF!*0.5,IF(#REF!=\"CCS\",#REF!*0.85,IF(#REF!=\"OCGT\",#REF!*0,IF(#REF!=\"\",0,#REF!*O$627))))))))","v":{"$error":"#REF!"}}]
[{"$f":"#REF!","v":{"$error":"#REF!"}},{"$f":"#REF!","v":{"$error":"#REF!"}},{"$f":"#REF!","v":{"$error":"#REF!"}},{"$f":"#REF!","v":{"$error":"#REF!"}},{"$f":"IF(#REF!=\"Interconnector\",#REF!*1,IF(#REF!=\"Wind\",#REF!*0.7,IF(#REF!=\"Marine\",#REF!*0.7,IF(#REF!=\"Nuclear\",#REF!*0.85,IF(#REF!=\"Pumped_Storage\",#REF!*0.5,IF(#REF!=\"CCS\",#REF!*0.85,IF(#REF!=\"OCGT\",#REF!*0,IF(#REF!=\"\",0,#REF!*E$627))))))))","v":{"$error":"#REF!"}},{"$f":"IF(#REF!=\"Interconnector\",#REF!*1,IF(#REF!=\"Wind\",#REF!*0.7,IF(#REF!=\"Marine\",#REF!*0.7,IF(#REF!=\"Nuclear\",#REF!*0.85,IF(#REF!=\"Pumped_Storage\",#REF!*0.5,IF(#REF!=\"CCS\",#REF!*0.85,IF(#REF!=\"OCGT\",#REF!*0,IF(#REF!=\"\",0,#REF!*F$627))))))))","v":{"$error":"#REF!"}},{"$f":"IF(#REF!=\"Interconnector\",#REF!*1,IF(#REF!=\"Wind\",#REF!*0.7,IF(#REF!=\"Marine\",#REF!*0.7,IF(#REF!=\"Nuclear\",#REF!*0.85,IF(#REF!=\"Pumped_Storage\",#REF!*0.5,IF(#REF!=\"CCS\",#REF!*0.85,IF(#REF!=\"OCGT\",#REF!*0,IF(#REF!=\"\",0,#REF!*G$627))))))))","v":{"$error":"#REF!"}},{"$f":"IF(#REF!=\"Interconnector\",#REF!*1,IF(#REF!=\"Wind\",#REF!*0.7,IF(#REF!=\"Marine\",#REF!*0.7,IF(#REF!=\"Nuclear\",#REF!*0.85,IF(#REF!=\"Pumped_Storage\",#REF!*0.5,IF(#REF!=\"CCS\",#REF!*0.85,IF(#REF!=\"OCGT\",#REF!*0,IF(#REF!=\"\",0,#REF!*H$627))))))))","v":{"$error":"#REF!"}},{"$f":"IF(#REF!=\"Interconnector\",#REF!*1,IF(#REF!=\"Wind\",#REF!*0.7,IF(#REF!=\"Marine\",#REF!*0.7,IF(#REF!=\"Nuclear\",#REF!*0.85,IF(#REF!=\"Pumped_Storage\",#REF!*0.5,IF(#REF!=\"CCS\",#REF!*0.85,IF(#REF!=\"OCGT\",#REF!*0,IF(#REF!=\"\",0,#REF!*I$627))))))))","v":{"$error":"#REF!"}},{"$f":"IF(#REF!=\"Interconnector\",#REF!*1,IF(#REF!=\"Wind\",#REF!*0.7,IF(#REF!=\"Marine\",#REF!*0.7,IF(#REF!=\"Nuclear\",#REF!*0.85,IF(#REF!=\"Pumped_Storage\",#REF!*0.5,IF(#REF!=\"CCS\",#REF!*0.85,IF(#REF!=\"OCGT\",#REF!*0,IF(#REF!=\"\",0,#REF!*J$627))))))))","v":{"$error":"#REF!"}},{"$f":"IF(#REF!=\"Interconnector\",#REF!*1,IF(#REF!=\"Wind\",#REF!*0.7,IF(#REF!=\"Marine\",#REF!*0.7,IF(#REF!=\"Nuclear\",#REF!*0.85,IF(#REF!=\"Pumped_Storage\",#REF!*0.5,IF(#REF!=\"CCS\",#REF!*0.85,IF(#REF!=\"OCGT\",#REF!*0,IF(#REF!=\"\",0,#REF!*K$627))))))))","v":{"$error":"#REF!"}},{"$f":"IF(#REF!=\"Interconnector\",#REF!*1,IF(#REF!=\"Wind\",#REF!*0.7,IF(#REF!=\"Marine\",#REF!*0.7,IF(#REF!=\"Nuclear\",#REF!*0.85,IF(#REF!=\"Pumped_Storage\",#REF!*0.5,IF(#REF!=\"CCS\",#REF!*0.85,IF(#REF!=\"OCGT\",#REF!*0,IF(#REF!=\"\",0,#REF!*L$627))))))))","v":{"$error":"#REF!"}},{"$f":"IF(#REF!=\"Interconnector\",#REF!*1,IF(#REF!=\"Wind\",#REF!*0.7,IF(#REF!=\"Marine\",#REF!*0.7,IF(#REF!=\"Nuclear\",#REF!*0.85,IF(#REF!=\"Pumped_Storage\",#REF!*0.5,IF(#REF!=\"CCS\",#REF!*0.85,IF(#REF!=\"OCGT\",#REF!*0,IF(#REF!=\"\",0,#REF!*M$627))))))))","v":{"$error":"#REF!"}},{"$f":"IF(#REF!=\"Interconnector\",#REF!*1,IF(#REF!=\"Wind\",#REF!*0.7,IF(#REF!=\"Marine\",#REF!*0.7,IF(#REF!=\"Nuclear\",#REF!*0.85,IF(#REF!=\"Pumped_Storage\",#REF!*0.5,IF(#REF!=\"CCS\",#REF!*0.85,IF(#REF!=\"OCGT\",#REF!*0,IF(#REF!=\"\",0,#REF!*N$627))))))))","v":{"$error":"#REF!"}},{"$f":"IF(#REF!=\"Interconnector\",#REF!*1,IF(#REF!=\"Wind\",#REF!*0.7,IF(#REF!=\"Marine\",#REF!*0.7,IF(#REF!=\"Nuclear\",#REF!*0.85,IF(#REF!=\"Pumped_Storage\",#REF!*0.5,IF(#REF!=\"CCS\",#REF!*0.85,IF(#REF!=\"OCGT\",#REF!*0,IF(#REF!=\"\",0,#REF!*O$627))))))))","v":{"$error":"#REF!"}}]
[{"$f":"#REF!","v":{"$error":"#REF!"}},{"$f":"#REF!","v":{"$error":"#REF!"}},{"$f":"#REF!","v":{"$error":"#REF!"}},{"$f":"#REF!","v":{"$error":"#REF!"}},{"$f":"IF(#REF!=\"Interconnector\",#REF!*1,IF(#REF!=\"Wind\",#REF!*0.7,IF(#REF!=\"Marine\",#REF!*0.7,IF(#REF!=\"Nuclear\",#REF!*0.85,IF(#REF!=\"Pumped_Storage\",#REF!*0.5,IF(#REF!=\"CCS\",#REF!*0.85,IF(#REF!=\"OCGT\",#REF!*0,IF(#REF!=\"\",0,#REF!*E$627))))))))","v":{"$error":"#REF!"}},{"$f":"IF(#REF!=\"Interconnector\",#REF!*1,IF(#REF!=\"Wind\",#REF!*0.7,IF(#REF!=\"Marine\",#REF!*0.7,IF(#REF!=\"Nuclear\",#REF!*0.85,IF(#REF!=\"Pumped_Storage\",#REF!*0.5,IF(#REF!=\"CCS\",#REF!*0.85,IF(#REF!=\"OCGT\",#REF!*0,IF(#REF!=\"\",0,#REF!*F$627))))))))","v":{"$error":"#REF!"}},{"$f":"IF(#REF!=\"Interconnector\",#REF!*1,IF(#REF!=\"Wind\",#REF!*0.7,IF(#REF!=\"Marine\",#REF!*0.7,IF(#REF!=\"Nuclear\",#REF!*0.85,IF(#REF!=\"Pumped_Storage\",#REF!*0.5,IF(#REF!=\"CCS\",#REF!*0.85,IF(#REF!=\"OCGT\",#REF!*0,IF(#REF!=\"\",0,#REF!*G$627))))))))","v":{"$error":"#REF!"}},{"$f":"IF(#REF!=\"Interconnector\",#REF!*1,IF(#REF!=\"Wind\",#REF!*0.7,IF(#REF!=\"Marine\",#REF!*0.7,IF(#REF!=\"Nuclear\",#REF!*0.85,IF(#REF!=\"Pumped_Storage\",#REF!*0.5,IF(#REF!=\"CCS\",#REF!*0.85,IF(#REF!=\"OCGT\",#REF!*0,IF(#REF!=\"\",0,#REF!*H$627))))))))","v":{"$error":"#REF!"}},{"$f":"IF(#REF!=\"Interconnector\",#REF!*1,IF(#REF!=\"Wind\",#REF!*0.7,IF(#REF!=\"Marine\",#REF!*0.7,IF(#REF!=\"Nuclear\",#REF!*0.85,IF(#REF!=\"Pumped_Storage\",#REF!*0.5,IF(#REF!=\"CCS\",#REF!*0.85,IF(#REF!=\"OCGT\",#REF!*0,IF(#REF!=\"\",0,#REF!*I$627))))))))","v":{"$error":"#REF!"}},{"$f":"IF(#REF!=\"Interconnector\",#REF!*1,IF(#REF!=\"Wind\",#REF!*0.7,IF(#REF!=\"Marine\",#REF!*0.7,IF(#REF!=\"Nuclear\",#REF!*0.85,IF(#REF!=\"Pumped_Storage\",#REF!*0.5,IF(#REF!=\"CCS\",#REF!*0.85,IF(#REF!=\"OCGT\",#REF!*0,IF(#REF!=\"\",0,#REF!*J$627))))))))","v":{"$error":"#REF!"}},{"$f":"IF(#REF!=\"Interconnector\",#REF!*1,IF(#REF!=\"Wind\",#REF!*0.7,IF(#REF!=\"Marine\",#REF!*0.7,IF(#REF!=\"Nuclear\",#REF!*0.85,IF(#REF!=\"Pumped_Storage\",#REF!*0.5,IF(#REF!=\"CCS\",#REF!*0.85,IF(#REF!=\"OCGT\",#REF!*0,IF(#REF!=\"\",0,#REF!*K$627))))))))","v":{"$error":"#REF!"}},{"$f":"IF(#REF!=\"Interconnector\",#REF!*1,IF(#REF!=\"Wind\",#REF!*0.7,IF(#REF!=\"Marine\",#REF!*0.7,IF(#REF!=\"Nuclear\",#REF!*0.85,IF(#REF!=\"Pumped_Storage\",#REF!*0.5,IF(#REF!=\"CCS\",#REF!*0.85,IF(#REF!=\"OCGT\",#REF!*0,IF(#REF!=\"\",0,#REF!*L$627))))))))","v":{"$error":"#REF!"}},{"$f":"IF(#REF!=\"Interconnector\",#REF!*1,IF(#REF!=\"Wind\",#REF!*0.7,IF(#REF!=\"Marine\",#REF!*0.7,IF(#REF!=\"Nuclear\",#REF!*0.85,IF(#REF!=\"Pumped_Storage\",#REF!*0.5,IF(#REF!=\"CCS\",#REF!*0.85,IF(#REF!=\"OCGT\",#REF!*0,IF(#REF!=\"\",0,#REF!*M$627))))))))","v":{"$error":"#REF!"}},{"$f":"IF(#REF!=\"Interconnector\",#REF!*1,IF(#REF!=\"Wind\",#REF!*0.7,IF(#REF!=\"Marine\",#REF!*0.7,IF(#REF!=\"Nuclear\",#REF!*0.85,IF(#REF!=\"Pumped_Storage\",#REF!*0.5,IF(#REF!=\"CCS\",#REF!*0.85,IF(#REF!=\"OCGT\",#REF!*0,IF(#REF!=\"\",0,#REF!*N$627))))))))","v":{"$error":"#REF!"}},{"$f":"IF(#REF!=\"Interconnector\",#REF!*1,IF(#REF!=\"Wind\",#REF!*0.7,IF(#REF!=\"Marine\",#REF!*0.7,IF(#REF!=\"Nuclear\",#REF!*0.85,IF(#REF!=\"Pumped_Storage\",#REF!*0.5,IF(#REF!=\"CCS\",#REF!*0.85,IF(#REF!=\"OCGT\",#REF!*0,IF(#REF!=\"\",0,#REF!*O$627))))))))","v":{"$error":"#REF!"}}]
[{"$f":"#REF!","v":{"$error":"#REF!"}},{"$f":"#REF!","v":{"$error":"#REF!"}},{"$f":"#REF!","v":{"$error":"#REF!"}},{"$f":"#REF!","v":{"$error":"#REF!"}},{"$f":"IF(#REF!=\"Interconnector\",#REF!*1,IF(#REF!=\"Wind\",#REF!*0.7,IF(#REF!=\"Marine\",#REF!*0.7,IF(#REF!=\"Nuclear\",#REF!*0.85,IF(#REF!=\"Pumped_Storage\",#REF!*0.5,IF(#REF!=\"CCS\",#REF!*0.85,IF(#REF!=\"OCGT\",#REF!*0,IF(#REF!=\"\",0,#REF!*E$627))))))))","v":{"$error":"#REF!"}},{"$f":"IF(#REF!=\"Interconnector\",#REF!*1,IF(#REF!=\"Wind\",#REF!*0.7,IF(#REF!=\"Marine\",#REF!*0.7,IF(#REF!=\"Nuclear\",#REF!*0.85,IF(#REF!=\"Pumped_Storage\",#REF!*0.5,IF(#REF!=\"CCS\",#REF!*0.85,IF(#REF!=\"OCGT\",#REF!*0,IF(#REF!=\"\",0,#REF!*F$627))))))))","v":{"$error":"#REF!"}},{"$f":"IF(#REF!=\"Interconnector\",#REF!*1,IF(#REF!=\"Wind\",#REF!*0.7,IF(#REF!=\"Marine\",#REF!*0.7,IF(#REF!=\"Nuclear\",#REF!*0.85,IF(#REF!=\"Pumped_Storage\",#REF!*0.5,IF(#REF!=\"CCS\",#REF!*0.85,IF(#REF!=\"OCGT\",#REF!*0,IF(#REF!=\"\",0,#REF!*G$627))))))))","v":{"$error":"#REF!"}},{"$f":"IF(#REF!=\"Interconnector\",#REF!*1,IF(#REF!=\"Wind\",#REF!*0.7,IF(#REF!=\"Marine\",#REF!*0.7,IF(#REF!=\"Nuclear\",#REF!*0.85,IF(#REF!=\"Pumped_Storage\",#REF!*0.5,IF(#REF!=\"CCS\",#REF!*0.85,IF(#REF!=\"OCGT\",#REF!*0,IF(#REF!=\"\",0,#REF!*H$627))))))))","v":{"$error":"#REF!"}},{"$f":"IF(#REF!=\"Interconnector\",#REF!*1,IF(#REF!=\"Wind\",#REF!*0.7,IF(#REF!=\"Marine\",#REF!*0.7,IF(#REF!=\"Nuclear\",#REF!*0.85,IF(#REF!=\"Pumped_Storage\",#REF!*0.5,IF(#REF!=\"CCS\",#REF!*0.85,IF(#REF!=\"OCGT\",#REF!*0,IF(#REF!=\"\",0,#REF!*I$627))))))))","v":{"$error":"#REF!"}},{"$f":"IF(#REF!=\"Interconnector\",#REF!*1,IF(#REF!=\"Wind\",#REF!*0.7,IF(#REF!=\"Marine\",#REF!*0.7,IF(#REF!=\"Nuclear\",#REF!*0.85,IF(#REF!=\"Pumped_Storage\",#REF!*0.5,IF(#REF!=\"CCS\",#REF!*0.85,IF(#REF!=\"OCGT\",#REF!*0,IF(#REF!=\"\",0,#REF!*J$627))))))))","v":{"$error":"#REF!"}},{"$f":"IF(#REF!=\"Interconnector\",#REF!*1,IF(#REF!=\"Wind\",#REF!*0.7,IF(#REF!=\"Marine\",#REF!*0.7,IF(#REF!=\"Nuclear\",#REF!*0.85,IF(#REF!=\"Pumped_Storage\",#REF!*0.5,IF(#REF!=\"CCS\",#REF!*0.85,IF(#REF!=\"OCGT\",#REF!*0,IF(#REF!=\"\",0,#REF!*K$627))))))))","v":{"$error":"#REF!"}},{"$f":"IF(#REF!=\"Interconnector\",#REF!*1,IF(#REF!=\"Wind\",#REF!*0.7,IF(#REF!=\"Marine\",#REF!*0.7,IF(#REF!=\"Nuclear\",#REF!*0.85,IF(#REF!=\"Pumped_Storage\",#REF!*0.5,IF(#REF!=\"CCS\",#REF!*0.85,IF(#REF!=\"OCGT\",#REF!*0,IF(#REF!=\"\",0,#REF!*L$627))))))))","v":{"$error":"#REF!"}},{"$f":"IF(#REF!=\"Interconnector\",#REF!*1,IF(#REF!=\"Wind\",#REF!*0.7,IF(#REF!=\"Marine\",#REF!*0.7,IF(#REF!=\"Nuclear\",#REF!*0.85,IF(#REF!=\"Pumped_Storage\",#REF!*0.5,IF(#REF!=\"CCS\",#REF!*0.85,IF(#REF!=\"OCGT\",#REF!*0,IF(#REF!=\"\",0,#REF!*M$627))))))))","v":{"$error":"#REF!"}},{"$f":"IF(#REF!=\"Interconnector\",#REF!*1,IF(#REF!=\"Wind\",#REF!*0.7,IF(#REF!=\"Marine\",#REF!*0.7,IF(#REF!=\"Nuclear\",#REF!*0.85,IF(#REF!=\"Pumped_Storage\",#REF!*0.5,IF(#REF!=\"CCS\",#REF!*0.85,IF(#REF!=\"OCGT\",#REF!*0,IF(#REF!=\"\",0,#REF!*N$627))))))))","v":{"$error":"#REF!"}},{"$f":"IF(#REF!=\"Interconnector\",#REF!*1,IF(#REF!=\"Wind\",#REF!*0.7,IF(#REF!=\"Marine\",#REF!*0.7,IF(#REF!=\"Nuclear\",#REF!*0.85,IF(#REF!=\"Pumped_Storage\",#REF!*0.5,IF(#REF!=\"CCS\",#REF!*0.85,IF(#REF!=\"OCGT\",#REF!*0,IF(#REF!=\"\",0,#REF!*O$627))))))))","v":{"$error":"#REF!"}}]
[{"$f":"#REF!","v":{"$error":"#REF!"}},{"$f":"#REF!","v":{"$error":"#REF!"}},{"$f":"#REF!","v":{"$error":"#REF!"}},{"$f":"#REF!","v":{"$error":"#REF!"}},{"$f":"IF(#REF!=\"Interconnector\",#REF!*1,IF(#REF!=\"Wind\",#REF!*0.7,IF(#REF!=\"Marine\",#REF!*0.7,IF(#REF!=\"Nuclear\",#REF!*0.85,IF(#REF!=\"Pumped_Storage\",#REF!*0.5,IF(#REF!=\"CCS\",#REF!*0.85,IF(#REF!=\"OCGT\",#REF!*0,IF(#REF!=\"\",0,#REF!*E$627))))))))","v":{"$error":"#REF!"}},{"$f":"IF(#REF!=\"Interconnector\",#REF!*1,IF(#REF!=\"Wind\",#REF!*0.7,IF(#REF!=\"Marine\",#REF!*0.7,IF(#REF!=\"Nuclear\",#REF!*0.85,IF(#REF!=\"Pumped_Storage\",#REF!*0.5,IF(#REF!=\"CCS\",#REF!*0.85,IF(#REF!=\"OCGT\",#REF!*0,IF(#REF!=\"\",0,#REF!*F$627))))))))","v":{"$error":"#REF!"}},{"$f":"IF(#REF!=\"Interconnector\",#REF!*1,IF(#REF!=\"Wind\",#REF!*0.7,IF(#REF!=\"Marine\",#REF!*0.7,IF(#REF!=\"Nuclear\",#REF!*0.85,IF(#REF!=\"Pumped_Storage\",#REF!*0.5,IF(#REF!=\"CCS\",#REF!*0.85,IF(#REF!=\"OCGT\",#REF!*0,IF(#REF!=\"\",0,#REF!*G$627))))))))","v":{"$error":"#REF!"}},{"$f":"IF(#REF!=\"Interconnector\",#REF!*1,IF(#REF!=\"Wind\",#REF!*0.7,IF(#REF!=\"Marine\",#REF!*0.7,IF(#REF!=\"Nuclear\",#REF!*0.85,IF(#REF!=\"Pumped_Storage\",#REF!*0.5,IF(#REF!=\"CCS\",#REF!*0.85,IF(#REF!=\"OCGT\",#REF!*0,IF(#REF!=\"\",0,#REF!*H$627))))))))","v":{"$error":"#REF!"}},{"$f":"IF(#REF!=\"Interconnector\",#REF!*1,IF(#REF!=\"Wind\",#REF!*0.7,IF(#REF!=\"Marine\",#REF!*0.7,IF(#REF!=\"Nuclear\",#REF!*0.85,IF(#REF!=\"Pumped_Storage\",#REF!*0.5,IF(#REF!=\"CCS\",#REF!*0.85,IF(#REF!=\"OCGT\",#REF!*0,IF(#REF!=\"\",0,#REF!*I$627))))))))","v":{"$error":"#REF!"}},{"$f":"IF(#REF!=\"Interconnector\",#REF!*1,IF(#REF!=\"Wind\",#REF!*0.7,IF(#REF!=\"Marine\",#REF!*0.7,IF(#REF!=\"Nuclear\",#REF!*0.85,IF(#REF!=\"Pumped_Storage\",#REF!*0.5,IF(#REF!=\"CCS\",#REF!*0.85,IF(#REF!=\"OCGT\",#REF!*0,IF(#REF!=\"\",0,#REF!*J$627))))))))","v":{"$error":"#REF!"}},{"$f":"IF(#REF!=\"Interconnector\",#REF!*1,IF(#REF!=\"Wind\",#REF!*0.7,IF(#REF!=\"Marine\",#REF!*0.7,IF(#REF!=\"Nuclear\",#REF!*0.85,IF(#REF!=\"Pumped_Storage\",#REF!*0.5,IF(#REF!=\"CCS\",#REF!*0.85,IF(#REF!=\"OCGT\",#REF!*0,IF(#REF!=\"\",0,#REF!*K$627))))))))","v":{"$error":"#REF!"}},{"$f":"IF(#REF!=\"Interconnector\",#REF!*1,IF(#REF!=\"Wind\",#REF!*0.7,IF(#REF!=\"Marine\",#REF!*0.7,IF(#REF!=\"Nuclear\",#REF!*0.85,IF(#REF!=\"Pumped_Storage\",#REF!*0.5,IF(#REF!=\"CCS\",#REF!*0.85,IF(#REF!=\"OCGT\",#REF!*0,IF(#REF!=\"\",0,#REF!*L$627))))))))","v":{"$error":"#REF!"}},{"$f":"IF(#REF!=\"Interconnector\",#REF!*1,IF(#REF!=\"Wind\",#REF!*0.7,IF(#REF!=\"Marine\",#REF!*0.7,IF(#REF!=\"Nuclear\",#REF!*0.85,IF(#REF!=\"Pumped_Storage\",#REF!*0.5,IF(#REF!=\"CCS\",#REF!*0.85,IF(#REF!=\"OCGT\",#REF!*0,IF(#REF!=\"\",0,#REF!*M$627))))))))","v":{"$error":"#REF!"}},{"$f":"IF(#REF!=\"Interconnector\",#REF!*1,IF(#REF!=\"Wind\",#REF!*0.7,IF(#REF!=\"Marine\",#REF!*0.7,IF(#REF!=\"Nuclear\",#REF!*0.85,IF(#REF!=\"Pumped_Storage\",#REF!*0.5,IF(#REF!=\"CCS\",#REF!*0.85,IF(#REF!=\"OCGT\",#REF!*0,IF(#REF!=\"\",0,#REF!*N$627))))))))","v":{"$error":"#REF!"}},{"$f":"IF(#REF!=\"Interconnector\",#REF!*1,IF(#REF!=\"Wind\",#REF!*0.7,IF(#REF!=\"Marine\",#REF!*0.7,IF(#REF!=\"Nuclear\",#REF!*0.85,IF(#REF!=\"Pumped_Storage\",#REF!*0.5,IF(#REF!=\"CCS\",#REF!*0.85,IF(#REF!=\"OCGT\",#REF!*0,IF(#REF!=\"\",0,#REF!*O$627))))))))","v":{"$error":"#REF!"}}]
[{"$f":"#REF!","v":{"$error":"#REF!"}},{"$f":"#REF!","v":{"$error":"#REF!"}},{"$f":"#REF!","v":{"$error":"#REF!"}},{"$f":"#REF!","v":{"$error":"#REF!"}},{"$f":"IF(#REF!=\"Interconnector\",#REF!*1,IF(#REF!=\"Wind\",#REF!*0.7,IF(#REF!=\"Marine\",#REF!*0.7,IF(#REF!=\"Nuclear\",#REF!*0.85,IF(#REF!=\"Pumped_Storage\",#REF!*0.5,IF(#REF!=\"CCS\",#REF!*0.85,IF(#REF!=\"OCGT\",#REF!*0,IF(#REF!=\"\",0,#REF!*E$627))))))))","v":{"$error":"#REF!"}},{"$f":"IF(#REF!=\"Interconnector\",#REF!*1,IF(#REF!=\"Wind\",#REF!*0.7,IF(#REF!=\"Marine\",#REF!*0.7,IF(#REF!=\"Nuclear\",#REF!*0.85,IF(#REF!=\"Pumped_Storage\",#REF!*0.5,IF(#REF!=\"CCS\",#REF!*0.85,IF(#REF!=\"OCGT\",#REF!*0,IF(#REF!=\"\",0,#REF!*F$627))))))))","v":{"$error":"#REF!"}},{"$f":"IF(#REF!=\"Interconnector\",#REF!*1,IF(#REF!=\"Wind\",#REF!*0.7,IF(#REF!=\"Marine\",#REF!*0.7,IF(#REF!=\"Nuclear\",#REF!*0.85,IF(#REF!=\"Pumped_Storage\",#REF!*0.5,IF(#REF!=\"CCS\",#REF!*0.85,IF(#REF!=\"OCGT\",#REF!*0,IF(#REF!=\"\",0,#REF!*G$627))))))))","v":{"$error":"#REF!"}},{"$f":"IF(#REF!=\"Interconnector\",#REF!*1,IF(#REF!=\"Wind\",#REF!*0.7,IF(#REF!=\"Marine\",#REF!*0.7,IF(#REF!=\"Nuclear\",#REF!*0.85,IF(#REF!=\"Pumped_Storage\",#REF!*0.5,IF(#REF!=\"CCS\",#REF!*0.85,IF(#REF!=\"OCGT\",#REF!*0,IF(#REF!=\"\",0,#REF!*H$627))))))))","v":{"$error":"#REF!"}},{"$f":"IF(#REF!=\"Interconnector\",#REF!*1,IF(#REF!=\"Wind\",#REF!*0.7,IF(#REF!=\"Marine\",#REF!*0.7,IF(#REF!=\"Nuclear\",#REF!*0.85,IF(#REF!=\"Pumped_Storage\",#REF!*0.5,IF(#REF!=\"CCS\",#REF!*0.85,IF(#REF!=\"OCGT\",#REF!*0,IF(#REF!=\"\",0,#REF!*I$627))))))))","v":{"$error":"#REF!"}},{"$f":"IF(#REF!=\"Interconnector\",#REF!*1,IF(#REF!=\"Wind\",#REF!*0.7,IF(#REF!=\"Marine\",#REF!*0.7,IF(#REF!=\"Nuclear\",#REF!*0.85,IF(#REF!=\"Pumped_Storage\",#REF!*0.5,IF(#REF!=\"CCS\",#REF!*0.85,IF(#REF!=\"OCGT\",#REF!*0,IF(#REF!=\"\",0,#REF!*J$627))))))))","v":{"$error":"#REF!"}},{"$f":"IF(#REF!=\"Interconnector\",#REF!*1,IF(#REF!=\"Wind\",#REF!*0.7,IF(#REF!=\"Marine\",#REF!*0.7,IF(#REF!=\"Nuclear\",#REF!*0.85,IF(#REF!=\"Pumped_Storage\",#REF!*0.5,IF(#REF!=\"CCS\",#REF!*0.85,IF(#REF!=\"OCGT\",#REF!*0,IF(#REF!=\"\",0,#REF!*K$627))))))))","v":{"$error":"#REF!"}},{"$f":"IF(#REF!=\"Interconnector\",#REF!*1,IF(#REF!=\"Wind\",#REF!*0.7,IF(#REF!=\"Marine\",#REF!*0.7,IF(#REF!=\"Nuclear\",#REF!*0.85,IF(#REF!=\"Pumped_Storage\",#REF!*0.5,IF(#REF!=\"CCS\",#REF!*0.85,IF(#REF!=\"OCGT\",#REF!*0,IF(#REF!=\"\",0,#REF!*L$627))))))))","v":{"$error":"#REF!"}},{"$f":"IF(#REF!=\"Interconnector\",#REF!*1,IF(#REF!=\"Wind\",#REF!*0.7,IF(#REF!=\"Marine\",#REF!*0.7,IF(#REF!=\"Nuclear\",#REF!*0.85,IF(#REF!=\"Pumped_Storage\",#REF!*0.5,IF(#REF!=\"CCS\",#REF!*0.85,IF(#REF!=\"OCGT\",#REF!*0,IF(#REF!=\"\",0,#REF!*M$627))))))))","v":{"$error":"#REF!"}},{"$f":"IF(#REF!=\"Interconnector\",#REF!*1,IF(#REF!=\"Wind\",#REF!*0.7,IF(#REF!=\"Marine\",#REF!*0.7,IF(#REF!=\"Nuclear\",#REF!*0.85,IF(#REF!=\"Pumped_Storage\",#REF!*0.5,IF(#REF!=\"CCS\",#REF!*0.85,IF(#REF!=\"OCGT\",#REF!*0,IF(#REF!=\"\",0,#REF!*N$627))))))))","v":{"$error":"#REF!"}},{"$f":"IF(#REF!=\"Interconnector\",#REF!*1,IF(#REF!=\"Wind\",#REF!*0.7,IF(#REF!=\"Marine\",#REF!*0.7,IF(#REF!=\"Nuclear\",#REF!*0.85,IF(#REF!=\"Pumped_Storage\",#REF!*0.5,IF(#REF!=\"CCS\",#REF!*0.85,IF(#REF!=\"OCGT\",#REF!*0,IF(#REF!=\"\",0,#REF!*O$627))))))))","v":{"$error":"#REF!"}}]
[{"$f":"#REF!","v":{"$error":"#REF!"}},{"$f":"#REF!","v":{"$error":"#REF!"}},{"$f":"#REF!","v":{"$error":"#REF!"}},{"$f":"#REF!","v":{"$error":"#REF!"}},{"$f":"IF(#REF!=\"Interconnector\",#REF!*1,IF(#REF!=\"Wind\",#REF!*0.7,IF(#REF!=\"Marine\",#REF!*0.7,IF(#REF!=\"Nuclear\",#REF!*0.85,IF(#REF!=\"Pumped_Storage\",#REF!*0.5,IF(#REF!=\"CCS\",#REF!*0.85,IF(#REF!=\"OCGT\",#REF!*0,IF(#REF!=\"\",0,#REF!*E$627))))))))","v":{"$error":"#REF!"}},{"$f":"IF(#REF!=\"Interconnector\",#REF!*1,IF(#REF!=\"Wind\",#REF!*0.7,IF(#REF!=\"Marine\",#REF!*0.7,IF(#REF!=\"Nuclear\",#REF!*0.85,IF(#REF!=\"Pumped_Storage\",#REF!*0.5,IF(#REF!=\"CCS\",#REF!*0.85,IF(#REF!=\"OCGT\",#REF!*0,IF(#REF!=\"\",0,#REF!*F$627))))))))","v":{"$error":"#REF!"}},{"$f":"IF(#REF!=\"Interconnector\",#REF!*1,IF(#REF!=\"Wind\",#REF!*0.7,IF(#REF!=\"Marine\",#REF!*0.7,IF(#REF!=\"Nuclear\",#REF!*0.85,IF(#REF!=\"Pumped_Storage\",#REF!*0.5,IF(#REF!=\"CCS\",#REF!*0.85,IF(#REF!=\"OCGT\",#REF!*0,IF(#REF!=\"\",0,#REF!*G$627))))))))","v":{"$error":"#REF!"}},{"$f":"IF(#REF!=\"Interconnector\",#REF!*1,IF(#REF!=\"Wind\",#REF!*0.7,IF(#REF!=\"Marine\",#REF!*0.7,IF(#REF!=\"Nuclear\",#REF!*0.85,IF(#REF!=\"Pumped_Storage\",#REF!*0.5,IF(#REF!=\"CCS\",#REF!*0.85,IF(#REF!=\"OCGT\",#REF!*0,IF(#REF!=\"\",0,#REF!*H$627))))))))","v":{"$error":"#REF!"}},{"$f":"IF(#REF!=\"Interconnector\",#REF!*1,IF(#REF!=\"Wind\",#REF!*0.7,IF(#REF!=\"Marine\",#REF!*0.7,IF(#REF!=\"Nuclear\",#REF!*0.85,IF(#REF!=\"Pumped_Storage\",#REF!*0.5,IF(#REF!=\"CCS\",#REF!*0.85,IF(#REF!=\"OCGT\",#REF!*0,IF(#REF!=\"\",0,#REF!*I$627))))))))","v":{"$error":"#REF!"}},{"$f":"IF(#REF!=\"Interconnector\",#REF!*1,IF(#REF!=\"Wind\",#REF!*0.7,IF(#REF!=\"Marine\",#REF!*0.7,IF(#REF!=\"Nuclear\",#REF!*0.85,IF(#REF!=\"Pumped_Storage\",#REF!*0.5,IF(#REF!=\"CCS\",#REF!*0.85,IF(#REF!=\"OCGT\",#REF!*0,IF(#REF!=\"\",0,#REF!*J$627))))))))","v":{"$error":"#REF!"}},{"$f":"IF(#REF!=\"Interconnector\",#REF!*1,IF(#REF!=\"Wind\",#REF!*0.7,IF(#REF!=\"Marine\",#REF!*0.7,IF(#REF!=\"Nuclear\",#REF!*0.85,IF(#REF!=\"Pumped_Storage\",#REF!*0.5,IF(#REF!=\"CCS\",#REF!*0.85,IF(#REF!=\"OCGT\",#REF!*0,IF(#REF!=\"\",0,#REF!*K$627))))))))","v":{"$error":"#REF!"}},{"$f":"IF(#REF!=\"Interconnector\",#REF!*1,IF(#REF!=\"Wind\",#REF!*0.7,IF(#REF!=\"Marine\",#REF!*0.7,IF(#REF!=\"Nuclear\",#REF!*0.85,IF(#REF!=\"Pumped_Storage\",#REF!*0.5,IF(#REF!=\"CCS\",#REF!*0.85,IF(#REF!=\"OCGT\",#REF!*0,IF(#REF!=\"\",0,#REF!*L$627))))))))","v":{"$error":"#REF!"}},{"$f":"IF(#REF!=\"Interconnector\",#REF!*1,IF(#REF!=\"Wind\",#REF!*0.7,IF(#REF!=\"Marine\",#REF!*0.7,IF(#REF!=\"Nuclear\",#REF!*0.85,IF(#REF!=\"Pumped_Storage\",#REF!*0.5,IF(#REF!=\"CCS\",#REF!*0.85,IF(#REF!=\"OCGT\",#REF!*0,IF(#REF!=\"\",0,#REF!*M$627))))))))","v":{"$error":"#REF!"}},{"$f":"IF(#REF!=\"Interconnector\",#REF!*1,IF(#REF!=\"Wind\",#REF!*0.7,IF(#REF!=\"Marine\",#REF!*0.7,IF(#REF!=\"Nuclear\",#REF!*0.85,IF(#REF!=\"Pumped_Storage\",#REF!*0.5,IF(#REF!=\"CCS\",#REF!*0.85,IF(#REF!=\"OCGT\",#REF!*0,IF(#REF!=\"\",0,#REF!*N$627))))))))","v":{"$error":"#REF!"}},{"$f":"IF(#REF!=\"Interconnector\",#REF!*1,IF(#REF!=\"Wind\",#REF!*0.7,IF(#REF!=\"Marine\",#REF!*0.7,IF(#REF!=\"Nuclear\",#REF!*0.85,IF(#REF!=\"Pumped_Storage\",#REF!*0.5,IF(#REF!=\"CCS\",#REF!*0.85,IF(#REF!=\"OCGT\",#REF!*0,IF(#REF!=\"\",0,#REF!*O$627))))))))","v":{"$error":"#REF!"}}]
[{"$f":"#REF!","v":{"$error":"#REF!"}},{"$f":"#REF!","v":{"$error":"#REF!"}},{"$f":"#REF!","v":{"$error":"#REF!"}},{"$f":"#REF!","v":{"$error":"#REF!"}},{"$f":"IF(#REF!=\"Interconnector\",#REF!*1,IF(#REF!=\"Wind\",#REF!*0.7,IF(#REF!=\"Marine\",#REF!*0.7,IF(#REF!=\"Nuclear\",#REF!*0.85,IF(#REF!=\"Pumped_Storage\",#REF!*0.5,IF(#REF!=\"CCS\",#REF!*0.85,IF(#REF!=\"OCGT\",#REF!*0,IF(#REF!=\"\",0,#REF!*E$627))))))))","v":{"$error":"#REF!"}},{"$f":"IF(#REF!=\"Interconnector\",#REF!*1,IF(#REF!=\"Wind\",#REF!*0.7,IF(#REF!=\"Marine\",#REF!*0.7,IF(#REF!=\"Nuclear\",#REF!*0.85,IF(#REF!=\"Pumped_Storage\",#REF!*0.5,IF(#REF!=\"CCS\",#REF!*0.85,IF(#REF!=\"OCGT\",#REF!*0,IF(#REF!=\"\",0,#REF!*F$627))))))))","v":{"$error":"#REF!"}},{"$f":"IF(#REF!=\"Interconnector\",#REF!*1,IF(#REF!=\"Wind\",#REF!*0.7,IF(#REF!=\"Marine\",#REF!*0.7,IF(#REF!=\"Nuclear\",#REF!*0.85,IF(#REF!=\"Pumped_Storage\",#REF!*0.5,IF(#REF!=\"CCS\",#REF!*0.85,IF(#REF!=\"OCGT\",#REF!*0,IF(#REF!=\"\",0,#REF!*G$627))))))))","v":{"$error":"#REF!"}},{"$f":"IF(#REF!=\"Interconnector\",#REF!*1,IF(#REF!=\"Wind\",#REF!*0.7,IF(#REF!=\"Marine\",#REF!*0.7,IF(#REF!=\"Nuclear\",#REF!*0.85,IF(#REF!=\"Pumped_Storage\",#REF!*0.5,IF(#REF!=\"CCS\",#REF!*0.85,IF(#REF!=\"OCGT\",#REF!*0,IF(#REF!=\"\",0,#REF!*H$627))))))))","v":{"$error":"#REF!"}},{"$f":"IF(#REF!=\"Interconnector\",#REF!*1,IF(#REF!=\"Wind\",#REF!*0.7,IF(#REF!=\"Marine\",#REF!*0.7,IF(#REF!=\"Nuclear\",#REF!*0.85,IF(#REF!=\"Pumped_Storage\",#REF!*0.5,IF(#REF!=\"CCS\",#REF!*0.85,IF(#REF!=\"OCGT\",#REF!*0,IF(#REF!=\"\",0,#REF!*I$627))))))))","v":{"$error":"#REF!"}},{"$f":"IF(#REF!=\"Interconnector\",#REF!*1,IF(#REF!=\"Wind\",#REF!*0.7,IF(#REF!=\"Marine\",#REF!*0.7,IF(#REF!=\"Nuclear\",#REF!*0.85,IF(#REF!=\"Pumped_Storage\",#REF!*0.5,IF(#REF!=\"CCS\",#REF!*0.85,IF(#REF!=\"OCGT\",#REF!*0,IF(#REF!=\"\",0,#REF!*J$627))))))))","v":{"$error":"#REF!"}},{"$f":"IF(#REF!=\"Interconnector\",#REF!*1,IF(#REF!=\"Wind\",#REF!*0.7,IF(#REF!=\"Marine\",#REF!*0.7,IF(#REF!=\"Nuclear\",#REF!*0.85,IF(#REF!=\"Pumped_Storage\",#REF!*0.5,IF(#REF!=\"CCS\",#REF!*0.85,IF(#REF!=\"OCGT\",#REF!*0,IF(#REF!=\"\",0,#REF!*K$627))))))))","v":{"$error":"#REF!"}},{"$f":"IF(#REF!=\"Interconnector\",#REF!*1,IF(#REF!=\"Wind\",#REF!*0.7,IF(#REF!=\"Marine\",#REF!*0.7,IF(#REF!=\"Nuclear\",#REF!*0.85,IF(#REF!=\"Pumped_Storage\",#REF!*0.5,IF(#REF!=\"CCS\",#REF!*0.85,IF(#REF!=\"OCGT\",#REF!*0,IF(#REF!=\"\",0,#REF!*L$627))))))))","v":{"$error":"#REF!"}},{"$f":"IF(#REF!=\"Interconnector\",#REF!*1,IF(#REF!=\"Wind\",#REF!*0.7,IF(#REF!=\"Marine\",#REF!*0.7,IF(#REF!=\"Nuclear\",#REF!*0.85,IF(#REF!=\"Pumped_Storage\",#REF!*0.5,IF(#REF!=\"CCS\",#REF!*0.85,IF(#REF!=\"OCGT\",#REF!*0,IF(#REF!=\"\",0,#REF!*M$627))))))))","v":{"$error":"#REF!"}},{"$f":"IF(#REF!=\"Interconnector\",#REF!*1,IF(#REF!=\"Wind\",#REF!*0.7,IF(#REF!=\"Marine\",#REF!*0.7,IF(#REF!=\"Nuclear\",#REF!*0.85,IF(#REF!=\"Pumped_Storage\",#REF!*0.5,IF(#REF!=\"CCS\",#REF!*0.85,IF(#REF!=\"OCGT\",#REF!*0,IF(#REF!=\"\",0,#REF!*N$627))))))))","v":{"$error":"#REF!"}},{"$f":"IF(#REF!=\"Interconnector\",#REF!*1,IF(#REF!=\"Wind\",#REF!*0.7,IF(#REF!=\"Marine\",#REF!*0.7,IF(#REF!=\"Nuclear\",#REF!*0.85,IF(#REF!=\"Pumped_Storage\",#REF!*0.5,IF(#REF!=\"CCS\",#REF!*0.85,IF(#REF!=\"OCGT\",#REF!*0,IF(#REF!=\"\",0,#REF!*O$627))))))))","v":{"$error":"#REF!"}}]
[{"$f":"#REF!","v":{"$error":"#REF!"}},{"$f":"#REF!","v":{"$error":"#REF!"}},{"$f":"#REF!","v":{"$error":"#REF!"}},{"$f":"#REF!","v":{"$error":"#REF!"}},{"$f":"IF(#REF!=\"Interconnector\",#REF!*1,IF(#REF!=\"Wind\",#REF!*0.7,IF(#REF!=\"Marine\",#REF!*0.7,IF(#REF!=\"Nuclear\",#REF!*0.85,IF(#REF!=\"Pumped_Storage\",#REF!*0.5,IF(#REF!=\"CCS\",#REF!*0.85,IF(#REF!=\"OCGT\",#REF!*0,IF(#REF!=\"\",0,#REF!*E$627))))))))","v":{"$error":"#REF!"}},{"$f":"IF(#REF!=\"Interconnector\",#REF!*1,IF(#REF!=\"Wind\",#REF!*0.7,IF(#REF!=\"Marine\",#REF!*0.7,IF(#REF!=\"Nuclear\",#REF!*0.85,IF(#REF!=\"Pumped_Storage\",#REF!*0.5,IF(#REF!=\"CCS\",#REF!*0.85,IF(#REF!=\"OCGT\",#REF!*0,IF(#REF!=\"\",0,#REF!*F$627))))))))","v":{"$error":"#REF!"}},{"$f":"IF(#REF!=\"Interconnector\",#REF!*1,IF(#REF!=\"Wind\",#REF!*0.7,IF(#REF!=\"Marine\",#REF!*0.7,IF(#REF!=\"Nuclear\",#REF!*0.85,IF(#REF!=\"Pumped_Storage\",#REF!*0.5,IF(#REF!=\"CCS\",#REF!*0.85,IF(#REF!=\"OCGT\",#REF!*0,IF(#REF!=\"\",0,#REF!*G$627))))))))","v":{"$error":"#REF!"}},{"$f":"IF(#REF!=\"Interconnector\",#REF!*1,IF(#REF!=\"Wind\",#REF!*0.7,IF(#REF!=\"Marine\",#REF!*0.7,IF(#REF!=\"Nuclear\",#REF!*0.85,IF(#REF!=\"Pumped_Storage\",#REF!*0.5,IF(#REF!=\"CCS\",#REF!*0.85,IF(#REF!=\"OCGT\",#REF!*0,IF(#REF!=\"\",0,#REF!*H$627))))))))","v":{"$error":"#REF!"}},{"$f":"IF(#REF!=\"Interconnector\",#REF!*1,IF(#REF!=\"Wind\",#REF!*0.7,IF(#REF!=\"Marine\",#REF!*0.7,IF(#REF!=\"Nuclear\",#REF!*0.85,IF(#REF!=\"Pumped_Storage\",#REF!*0.5,IF(#REF!=\"CCS\",#REF!*0.85,IF(#REF!=\"OCGT\",#REF!*0,IF(#REF!=\"\",0,#REF!*I$627))))))))","v":{"$error":"#REF!"}},{"$f":"IF(#REF!=\"Interconnector\",#REF!*1,IF(#REF!=\"Wind\",#REF!*0.7,IF(#REF!=\"Marine\",#REF!*0.7,IF(#REF!=\"Nuclear\",#REF!*0.85,IF(#REF!=\"Pumped_Storage\",#REF!*0.5,IF(#REF!=\"CCS\",#REF!*0.85,IF(#REF!=\"OCGT\",#REF!*0,IF(#REF!=\"\",0,#REF!*J$627))))))))","v":{"$error":"#REF!"}},{"$f":"IF(#REF!=\"Interconnector\",#REF!*1,IF(#REF!=\"Wind\",#REF!*0.7,IF(#REF!=\"Marine\",#REF!*0.7,IF(#REF!=\"Nuclear\",#REF!*0.85,IF(#REF!=\"Pumped_Storage\",#REF!*0.5,IF(#REF!=\"CCS\",#REF!*0.85,IF(#REF!=\"OCGT\",#REF!*0,IF(#REF!=\"\",0,#REF!*K$627))))))))","v":{"$error":"#REF!"}},{"$f":"IF(#REF!=\"Interconnector\",#REF!*1,IF(#REF!=\"Wind\",#REF!*0.7,IF(#REF!=\"Marine\",#REF!*0.7,IF(#REF!=\"Nuclear\",#REF!*0.85,IF(#REF!=\"Pumped_Storage\",#REF!*0.5,IF(#REF!=\"CCS\",#REF!*0.85,IF(#REF!=\"OCGT\",#REF!*0,IF(#REF!=\"\",0,#REF!*L$627))))))))","v":{"$error":"#REF!"}},{"$f":"IF(#REF!=\"Interconnector\",#REF!*1,IF(#REF!=\"Wind\",#REF!*0.7,IF(#REF!=\"Marine\",#REF!*0.7,IF(#REF!=\"Nuclear\",#REF!*0.85,IF(#REF!=\"Pumped_Storage\",#REF!*0.5,IF(#REF!=\"CCS\",#REF!*0.85,IF(#REF!=\"OCGT\",#REF!*0,IF(#REF!=\"\",0,#REF!*M$627))))))))","v":{"$error":"#REF!"}},{"$f":"IF(#REF!=\"Interconnector\",#REF!*1,IF(#REF!=\"Wind\",#REF!*0.7,IF(#REF!=\"Marine\",#REF!*0.7,IF(#REF!=\"Nuclear\",#REF!*0.85,IF(#REF!=\"Pumped_Storage\",#REF!*0.5,IF(#REF!=\"CCS\",#REF!*0.85,IF(#REF!=\"OCGT\",#REF!*0,IF(#REF!=\"\",0,#REF!*N$627))))))))","v":{"$error":"#REF!"}},{"$f":"IF(#REF!=\"Interconnector\",#REF!*1,IF(#REF!=\"Wind\",#REF!*0.7,IF(#REF!=\"Marine\",#REF!*0.7,IF(#REF!=\"Nuclear\",#REF!*0.85,IF(#REF!=\"Pumped_Storage\",#REF!*0.5,IF(#REF!=\"CCS\",#REF!*0.85,IF(#REF!=\"OCGT\",#REF!*0,IF(#REF!=\"\",0,#REF!*O$627))))))))","v":{"$error":"#REF!"}}]
[{"$f":"#REF!","v":{"$error":"#REF!"}},{"$f":"#REF!","v":{"$error":"#REF!"}},{"$f":"#REF!","v":{"$error":"#REF!"}},{"$f":"#REF!","v":{"$error":"#REF!"}},{"$f":"IF(#REF!=\"Interconnector\",#REF!*1,IF(#REF!=\"Wind\",#REF!*0.7,IF(#REF!=\"Marine\",#REF!*0.7,IF(#REF!=\"Nuclear\",#REF!*0.85,IF(#REF!=\"Pumped_Storage\",#REF!*0.5,IF(#REF!=\"CCS\",#REF!*0.85,IF(#REF!=\"OCGT\",#REF!*0,IF(#REF!=\"\",0,#REF!*E$627))))))))","v":{"$error":"#REF!"}},{"$f":"IF(#REF!=\"Interconnector\",#REF!*1,IF(#REF!=\"Wind\",#REF!*0.7,IF(#REF!=\"Marine\",#REF!*0.7,IF(#REF!=\"Nuclear\",#REF!*0.85,IF(#REF!=\"Pumped_Storage\",#REF!*0.5,IF(#REF!=\"CCS\",#REF!*0.85,IF(#REF!=\"OCGT\",#REF!*0,IF(#REF!=\"\",0,#REF!*F$627))))))))","v":{"$error":"#REF!"}},{"$f":"IF(#REF!=\"Interconnector\",#REF!*1,IF(#REF!=\"Wind\",#REF!*0.7,IF(#REF!=\"Marine\",#REF!*0.7,IF(#REF!=\"Nuclear\",#REF!*0.85,IF(#REF!=\"Pumped_Storage\",#REF!*0.5,IF(#REF!=\"CCS\",#REF!*0.85,IF(#REF!=\"OCGT\",#REF!*0,IF(#REF!=\"\",0,#REF!*G$627))))))))","v":{"$error":"#REF!"}},{"$f":"IF(#REF!=\"Interconnector\",#REF!*1,IF(#REF!=\"Wind\",#REF!*0.7,IF(#REF!=\"Marine\",#REF!*0.7,IF(#REF!=\"Nuclear\",#REF!*0.85,IF(#REF!=\"Pumped_Storage\",#REF!*0.5,IF(#REF!=\"CCS\",#REF!*0.85,IF(#REF!=\"OCGT\",#REF!*0,IF(#REF!=\"\",0,#REF!*H$627))))))))","v":{"$error":"#REF!"}},{"$f":"IF(#REF!=\"Interconnector\",#REF!*1,IF(#REF!=\"Wind\",#REF!*0.7,IF(#REF!=\"Marine\",#REF!*0.7,IF(#REF!=\"Nuclear\",#REF!*0.85,IF(#REF!=\"Pumped_Storage\",#REF!*0.5,IF(#REF!=\"CCS\",#REF!*0.85,IF(#REF!=\"OCGT\",#REF!*0,IF(#REF!=\"\",0,#REF!*I$627))))))))","v":{"$error":"#REF!"}},{"$f":"IF(#REF!=\"Interconnector\",#REF!*1,IF(#REF!=\"Wind\",#REF!*0.7,IF(#REF!=\"Marine\",#REF!*0.7,IF(#REF!=\"Nuclear\",#REF!*0.85,IF(#REF!=\"Pumped_Storage\",#REF!*0.5,IF(#REF!=\"CCS\",#REF!*0.85,IF(#REF!=\"OCGT\",#REF!*0,IF(#REF!=\"\",0,#REF!*J$627))))))))","v":{"$error":"#REF!"}},{"$f":"IF(#REF!=\"Interconnector\",#REF!*1,IF(#REF!=\"Wind\",#REF!*0.7,IF(#REF!=\"Marine\",#REF!*0.7,IF(#REF!=\"Nuclear\",#REF!*0.85,IF(#REF!=\"Pumped_Storage\",#REF!*0.5,IF(#REF!=\"CCS\",#REF!*0.85,IF(#REF!=\"OCGT\",#REF!*0,IF(#REF!=\"\",0,#REF!*K$627))))))))","v":{"$error":"#REF!"}},{"$f":"IF(#REF!=\"Interconnector\",#REF!*1,IF(#REF!=\"Wind\",#REF!*0.7,IF(#REF!=\"Marine\",#REF!*0.7,IF(#REF!=\"Nuclear\",#REF!*0.85,IF(#REF!=\"Pumped_Storage\",#REF!*0.5,IF(#REF!=\"CCS\",#REF!*0.85,IF(#REF!=\"OCGT\",#REF!*0,IF(#REF!=\"\",0,#REF!*L$627))))))))","v":{"$error":"#REF!"}},{"$f":"IF(#REF!=\"Interconnector\",#REF!*1,IF(#REF!=\"Wind\",#REF!*0.7,IF(#REF!=\"Marine\",#REF!*0.7,IF(#REF!=\"Nuclear\",#REF!*0.85,IF(#REF!=\"Pumped_Storage\",#REF!*0.5,IF(#REF!=\"CCS\",#REF!*0.85,IF(#REF!=\"OCGT\",#REF!*0,IF(#REF!=\"\",0,#REF!*M$627))))))))","v":{"$error":"#REF!"}},{"$f":"IF(#REF!=\"Interconnector\",#REF!*1,IF(#REF!=\"Wind\",#REF!*0.7,IF(#REF!=\"Marine\",#REF!*0.7,IF(#REF!=\"Nuclear\",#REF!*0.85,IF(#REF!=\"Pumped_Storage\",#REF!*0.5,IF(#REF!=\"CCS\",#REF!*0.85,IF(#REF!=\"OCGT\",#REF!*0,IF(#REF!=\"\",0,#REF!*N$627))))))))","v":{"$error":"#REF!"}},{"$f":"IF(#REF!=\"Interconnector\",#REF!*1,IF(#REF!=\"Wind\",#REF!*0.7,IF(#REF!=\"Marine\",#REF!*0.7,IF(#REF!=\"Nuclear\",#REF!*0.85,IF(#REF!=\"Pumped_Storage\",#REF!*0.5,IF(#REF!=\"CCS\",#REF!*0.85,IF(#REF!=\"OCGT\",#REF!*0,IF(#REF!=\"\",0,#REF!*O$627))))))))","v":{"$error":"#REF!"}}]
[{"$f":"#REF!","v":{"$error":"#REF!"}},{"$f":"#REF!","v":{"$error":"#REF!"}},{"$f":"#REF!","v":{"$error":"#REF!"}},{"$f":"#REF!","v":{"$error":"#REF!"}},{"$f":"IF(#REF!=\"Interconnector\",#REF!*1,IF(#REF!=\"Wind\",#REF!*0.7,IF(#REF!=\"Marine\",#REF!*0.7,IF(#REF!=\"Nuclear\",#REF!*0.85,IF(#REF!=\"Pumped_Storage\",#REF!*0.5,IF(#REF!=\"CCS\",#REF!*0.85,IF(#REF!=\"OCGT\",#REF!*0,IF(#REF!=\"\",0,#REF!*E$627))))))))","v":{"$error":"#REF!"}},{"$f":"IF(#REF!=\"Interconnector\",#REF!*1,IF(#REF!=\"Wind\",#REF!*0.7,IF(#REF!=\"Marine\",#REF!*0.7,IF(#REF!=\"Nuclear\",#REF!*0.85,IF(#REF!=\"Pumped_Storage\",#REF!*0.5,IF(#REF!=\"CCS\",#REF!*0.85,IF(#REF!=\"OCGT\",#REF!*0,IF(#REF!=\"\",0,#REF!*F$627))))))))","v":{"$error":"#REF!"}},{"$f":"IF(#REF!=\"Interconnector\",#REF!*1,IF(#REF!=\"Wind\",#REF!*0.7,IF(#REF!=\"Marine\",#REF!*0.7,IF(#REF!=\"Nuclear\",#REF!*0.85,IF(#REF!=\"Pumped_Storage\",#REF!*0.5,IF(#REF!=\"CCS\",#REF!*0.85,IF(#REF!=\"OCGT\",#REF!*0,IF(#REF!=\"\",0,#REF!*G$627))))))))","v":{"$error":"#REF!"}},{"$f":"IF(#REF!=\"Interconnector\",#REF!*1,IF(#REF!=\"Wind\",#REF!*0.7,IF(#REF!=\"Marine\",#REF!*0.7,IF(#REF!=\"Nuclear\",#REF!*0.85,IF(#REF!=\"Pumped_Storage\",#REF!*0.5,IF(#REF!=\"CCS\",#REF!*0.85,IF(#REF!=\"OCGT\",#REF!*0,IF(#REF!=\"\",0,#REF!*H$627))))))))","v":{"$error":"#REF!"}},{"$f":"IF(#REF!=\"Interconnector\",#REF!*1,IF(#REF!=\"Wind\",#REF!*0.7,IF(#REF!=\"Marine\",#REF!*0.7,IF(#REF!=\"Nuclear\",#REF!*0.85,IF(#REF!=\"Pumped_Storage\",#REF!*0.5,IF(#REF!=\"CCS\",#REF!*0.85,IF(#REF!=\"OCGT\",#REF!*0,IF(#REF!=\"\",0,#REF!*I$627))))))))","v":{"$error":"#REF!"}},{"$f":"IF(#REF!=\"Interconnector\",#REF!*1,IF(#REF!=\"Wind\",#REF!*0.7,IF(#REF!=\"Marine\",#REF!*0.7,IF(#REF!=\"Nuclear\",#REF!*0.85,IF(#REF!=\"Pumped_Storage\",#REF!*0.5,IF(#REF!=\"CCS\",#REF!*0.85,IF(#REF!=\"OCGT\",#REF!*0,IF(#REF!=\"\",0,#REF!*J$627))))))))","v":{"$error":"#REF!"}},{"$f":"IF(#REF!=\"Interconnector\",#REF!*1,IF(#REF!=\"Wind\",#REF!*0.7,IF(#REF!=\"Marine\",#REF!*0.7,IF(#REF!=\"Nuclear\",#REF!*0.85,IF(#REF!=\"Pumped_Storage\",#REF!*0.5,IF(#REF!=\"CCS\",#REF!*0.85,IF(#REF!=\"OCGT\",#REF!*0,IF(#REF!=\"\",0,#REF!*K$627))))))))","v":{"$error":"#REF!"}},{"$f":"IF(#REF!=\"Interconnector\",#REF!*1,IF(#REF!=\"Wind\",#REF!*0.7,IF(#REF!=\"Marine\",#REF!*0.7,IF(#REF!=\"Nuclear\",#REF!*0.85,IF(#REF!=\"Pumped_Storage\",#REF!*0.5,IF(#REF!=\"CCS\",#REF!*0.85,IF(#REF!=\"OCGT\",#REF!*0,IF(#REF!=\"\",0,#REF!*L$627))))))))","v":{"$error":"#REF!"}},{"$f":"IF(#REF!=\"Interconnector\",#REF!*1,IF(#REF!=\"Wind\",#REF!*0.7,IF(#REF!=\"Marine\",#REF!*0.7,IF(#REF!=\"Nuclear\",#REF!*0.85,IF(#REF!=\"Pumped_Storage\",#REF!*0.5,IF(#REF!=\"CCS\",#REF!*0.85,IF(#REF!=\"OCGT\",#REF!*0,IF(#REF!=\"\",0,#REF!*M$627))))))))","v":{"$error":"#REF!"}},{"$f":"IF(#REF!=\"Interconnector\",#REF!*1,IF(#REF!=\"Wind\",#REF!*0.7,IF(#REF!=\"Marine\",#REF!*0.7,IF(#REF!=\"Nuclear\",#REF!*0.85,IF(#REF!=\"Pumped_Storage\",#REF!*0.5,IF(#REF!=\"CCS\",#REF!*0.85,IF(#REF!=\"OCGT\",#REF!*0,IF(#REF!=\"\",0,#REF!*N$627))))))))","v":{"$error":"#REF!"}},{"$f":"IF(#REF!=\"Interconnector\",#REF!*1,IF(#REF!=\"Wind\",#REF!*0.7,IF(#REF!=\"Marine\",#REF!*0.7,IF(#REF!=\"Nuclear\",#REF!*0.85,IF(#REF!=\"Pumped_Storage\",#REF!*0.5,IF(#REF!=\"CCS\",#REF!*0.85,IF(#REF!=\"OCGT\",#REF!*0,IF(#REF!=\"\",0,#REF!*O$627))))))))","v":{"$error":"#REF!"}}]
[{"$f":"#REF!","v":{"$error":"#REF!"}},{"$f":"#REF!","v":{"$error":"#REF!"}},{"$f":"#REF!","v":{"$error":"#REF!"}},{"$f":"#REF!","v":{"$error":"#REF!"}},{"$f":"IF(#REF!=\"Interconnector\",#REF!*1,IF(#REF!=\"Wind\",#REF!*0.7,IF(#REF!=\"Marine\",#REF!*0.7,IF(#REF!=\"Nuclear\",#REF!*0.85,IF(#REF!=\"Pumped_Storage\",#REF!*0.5,IF(#REF!=\"CCS\",#REF!*0.85,IF(#REF!=\"OCGT\",#REF!*0,IF(#REF!=\"\",0,#REF!*E$627))))))))","v":{"$error":"#REF!"}},{"$f":"IF(#REF!=\"Interconnector\",#REF!*1,IF(#REF!=\"Wind\",#REF!*0.7,IF(#REF!=\"Marine\",#REF!*0.7,IF(#REF!=\"Nuclear\",#REF!*0.85,IF(#REF!=\"Pumped_Storage\",#REF!*0.5,IF(#REF!=\"CCS\",#REF!*0.85,IF(#REF!=\"OCGT\",#REF!*0,IF(#REF!=\"\",0,#REF!*F$627))))))))","v":{"$error":"#REF!"}},{"$f":"IF(#REF!=\"Interconnector\",#REF!*1,IF(#REF!=\"Wind\",#REF!*0.7,IF(#REF!=\"Marine\",#REF!*0.7,IF(#REF!=\"Nuclear\",#REF!*0.85,IF(#REF!=\"Pumped_Storage\",#REF!*0.5,IF(#REF!=\"CCS\",#REF!*0.85,IF(#REF!=\"OCGT\",#REF!*0,IF(#REF!=\"\",0,#REF!*G$627))))))))","v":{"$error":"#REF!"}},{"$f":"IF(#REF!=\"Interconnector\",#REF!*1,IF(#REF!=\"Wind\",#REF!*0.7,IF(#REF!=\"Marine\",#REF!*0.7,IF(#REF!=\"Nuclear\",#REF!*0.85,IF(#REF!=\"Pumped_Storage\",#REF!*0.5,IF(#REF!=\"CCS\",#REF!*0.85,IF(#REF!=\"OCGT\",#REF!*0,IF(#REF!=\"\",0,#REF!*H$627))))))))","v":{"$error":"#REF!"}},{"$f":"IF(#REF!=\"Interconnector\",#REF!*1,IF(#REF!=\"Wind\",#REF!*0.7,IF(#REF!=\"Marine\",#REF!*0.7,IF(#REF!=\"Nuclear\",#REF!*0.85,IF(#REF!=\"Pumped_Storage\",#REF!*0.5,IF(#REF!=\"CCS\",#REF!*0.85,IF(#REF!=\"OCGT\",#REF!*0,IF(#REF!=\"\",0,#REF!*I$627))))))))","v":{"$error":"#REF!"}},{"$f":"IF(#REF!=\"Interconnector\",#REF!*1,IF(#REF!=\"Wind\",#REF!*0.7,IF(#REF!=\"Marine\",#REF!*0.7,IF(#REF!=\"Nuclear\",#REF!*0.85,IF(#REF!=\"Pumped_Storage\",#REF!*0.5,IF(#REF!=\"CCS\",#REF!*0.85,IF(#REF!=\"OCGT\",#REF!*0,IF(#REF!=\"\",0,#REF!*J$627))))))))","v":{"$error":"#REF!"}},{"$f":"IF(#REF!=\"Interconnector\",#REF!*1,IF(#REF!=\"Wind\",#REF!*0.7,IF(#REF!=\"Marine\",#REF!*0.7,IF(#REF!=\"Nuclear\",#REF!*0.85,IF(#REF!=\"Pumped_Storage\",#REF!*0.5,IF(#REF!=\"CCS\",#REF!*0.85,IF(#REF!=\"OCGT\",#REF!*0,IF(#REF!=\"\",0,#REF!*K$627))))))))","v":{"$error":"#REF!"}},{"$f":"IF(#REF!=\"Interconnector\",#REF!*1,IF(#REF!=\"Wind\",#REF!*0.7,IF(#REF!=\"Marine\",#REF!*0.7,IF(#REF!=\"Nuclear\",#REF!*0.85,IF(#REF!=\"Pumped_Storage\",#REF!*0.5,IF(#REF!=\"CCS\",#REF!*0.85,IF(#REF!=\"OCGT\",#REF!*0,IF(#REF!=\"\",0,#REF!*L$627))))))))","v":{"$error":"#REF!"}},{"$f":"IF(#REF!=\"Interconnector\",#REF!*1,IF(#REF!=\"Wind\",#REF!*0.7,IF(#REF!=\"Marine\",#REF!*0.7,IF(#REF!=\"Nuclear\",#REF!*0.85,IF(#REF!=\"Pumped_Storage\",#REF!*0.5,IF(#REF!=\"CCS\",#REF!*0.85,IF(#REF!=\"OCGT\",#REF!*0,IF(#REF!=\"\",0,#REF!*M$627))))))))","v":{"$error":"#REF!"}},{"$f":"IF(#REF!=\"Interconnector\",#REF!*1,IF(#REF!=\"Wind\",#REF!*0.7,IF(#REF!=\"Marine\",#REF!*0.7,IF(#REF!=\"Nuclear\",#REF!*0.85,IF(#REF!=\"Pumped_Storage\",#REF!*0.5,IF(#REF!=\"CCS\",#REF!*0.85,IF(#REF!=\"OCGT\",#REF!*0,IF(#REF!=\"\",0,#REF!*N$627))))))))","v":{"$error":"#REF!"}},{"$f":"IF(#REF!=\"Interconnector\",#REF!*1,IF(#REF!=\"Wind\",#REF!*0.7,IF(#REF!=\"Marine\",#REF!*0.7,IF(#REF!=\"Nuclear\",#REF!*0.85,IF(#REF!=\"Pumped_Storage\",#REF!*0.5,IF(#REF!=\"CCS\",#REF!*0.85,IF(#REF!=\"OCGT\",#REF!*0,IF(#REF!=\"\",0,#REF!*O$627))))))))","v":{"$error":"#REF!"}}]
[{"$f":"#REF!","v":{"$error":"#REF!"}},{"$f":"#REF!","v":{"$error":"#REF!"}},{"$f":"#REF!","v":{"$error":"#REF!"}},{"$f":"#REF!","v":{"$error":"#REF!"}},{"$f":"IF(#REF!=\"Interconnector\",#REF!*1,IF(#REF!=\"Wind\",#REF!*0.7,IF(#REF!=\"Marine\",#REF!*0.7,IF(#REF!=\"Nuclear\",#REF!*0.85,IF(#REF!=\"Pumped_Storage\",#REF!*0.5,IF(#REF!=\"CCS\",#REF!*0.85,IF(#REF!=\"OCGT\",#REF!*0,IF(#REF!=\"\",0,#REF!*E$627))))))))","v":{"$error":"#REF!"}},{"$f":"IF(#REF!=\"Interconnector\",#REF!*1,IF(#REF!=\"Wind\",#REF!*0.7,IF(#REF!=\"Marine\",#REF!*0.7,IF(#REF!=\"Nuclear\",#REF!*0.85,IF(#REF!=\"Pumped_Storage\",#REF!*0.5,IF(#REF!=\"CCS\",#REF!*0.85,IF(#REF!=\"OCGT\",#REF!*0,IF(#REF!=\"\",0,#REF!*F$627))))))))","v":{"$error":"#REF!"}},{"$f":"IF(#REF!=\"Interconnector\",#REF!*1,IF(#REF!=\"Wind\",#REF!*0.7,IF(#REF!=\"Marine\",#REF!*0.7,IF(#REF!=\"Nuclear\",#REF!*0.85,IF(#REF!=\"Pumped_Storage\",#REF!*0.5,IF(#REF!=\"CCS\",#REF!*0.85,IF(#REF!=\"OCGT\",#REF!*0,IF(#REF!=\"\",0,#REF!*G$627))))))))","v":{"$error":"#REF!"}},{"$f":"IF(#REF!=\"Interconnector\",#REF!*1,IF(#REF!=\"Wind\",#REF!*0.7,IF(#REF!=\"Marine\",#REF!*0.7,IF(#REF!=\"Nuclear\",#REF!*0.85,IF(#REF!=\"Pumped_Storage\",#REF!*0.5,IF(#REF!=\"CCS\",#REF!*0.85,IF(#REF!=\"OCGT\",#REF!*0,IF(#REF!=\"\",0,#REF!*H$627))))))))","v":{"$error":"#REF!"}},{"$f":"IF(#REF!=\"Interconnector\",#REF!*1,IF(#REF!=\"Wind\",#REF!*0.7,IF(#REF!=\"Marine\",#REF!*0.7,IF(#REF!=\"Nuclear\",#REF!*0.85,IF(#REF!=\"Pumped_Storage\",#REF!*0.5,IF(#REF!=\"CCS\",#REF!*0.85,IF(#REF!=\"OCGT\",#REF!*0,IF(#REF!=\"\",0,#REF!*I$627))))))))","v":{"$error":"#REF!"}},{"$f":"IF(#REF!=\"Interconnector\",#REF!*1,IF(#REF!=\"Wind\",#REF!*0.7,IF(#REF!=\"Marine\",#REF!*0.7,IF(#REF!=\"Nuclear\",#REF!*0.85,IF(#REF!=\"Pumped_Storage\",#REF!*0.5,IF(#REF!=\"CCS\",#REF!*0.85,IF(#REF!=\"OCGT\",#REF!*0,IF(#REF!=\"\",0,#REF!*J$627))))))))","v":{"$error":"#REF!"}},{"$f":"IF(#REF!=\"Interconnector\",#REF!*1,IF(#REF!=\"Wind\",#REF!*0.7,IF(#REF!=\"Marine\",#REF!*0.7,IF(#REF!=\"Nuclear\",#REF!*0.85,IF(#REF!=\"Pumped_Storage\",#REF!*0.5,IF(#REF!=\"CCS\",#REF!*0.85,IF(#REF!=\"OCGT\",#REF!*0,IF(#REF!=\"\",0,#REF!*K$627))))))))","v":{"$error":"#REF!"}},{"$f":"IF(#REF!=\"Interconnector\",#REF!*1,IF(#REF!=\"Wind\",#REF!*0.7,IF(#REF!=\"Marine\",#REF!*0.7,IF(#REF!=\"Nuclear\",#REF!*0.85,IF(#REF!=\"Pumped_Storage\",#REF!*0.5,IF(#REF!=\"CCS\",#REF!*0.85,IF(#REF!=\"OCGT\",#REF!*0,IF(#REF!=\"\",0,#REF!*L$627))))))))","v":{"$error":"#REF!"}},{"$f":"IF(#REF!=\"Interconnector\",#REF!*1,IF(#REF!=\"Wind\",#REF!*0.7,IF(#REF!=\"Marine\",#REF!*0.7,IF(#REF!=\"Nuclear\",#REF!*0.85,IF(#REF!=\"Pumped_Storage\",#REF!*0.5,IF(#REF!=\"CCS\",#REF!*0.85,IF(#REF!=\"OCGT\",#REF!*0,IF(#REF!=\"\",0,#REF!*M$627))))))))","v":{"$error":"#REF!"}},{"$f":"IF(#REF!=\"Interconnector\",#REF!*1,IF(#REF!=\"Wind\",#REF!*0.7,IF(#REF!=\"Marine\",#REF!*0.7,IF(#REF!=\"Nuclear\",#REF!*0.85,IF(#REF!=\"Pumped_Storage\",#REF!*0.5,IF(#REF!=\"CCS\",#REF!*0.85,IF(#REF!=\"OCGT\",#REF!*0,IF(#REF!=\"\",0,#REF!*N$627))))))))","v":{"$error":"#REF!"}},{"$f":"IF(#REF!=\"Interconnector\",#REF!*1,IF(#REF!=\"Wind\",#REF!*0.7,IF(#REF!=\"Marine\",#REF!*0.7,IF(#REF!=\"Nuclear\",#REF!*0.85,IF(#REF!=\"Pumped_Storage\",#REF!*0.5,IF(#REF!=\"CCS\",#REF!*0.85,IF(#REF!=\"OCGT\",#REF!*0,IF(#REF!=\"\",0,#REF!*O$627))))))))","v":{"$error":"#REF!"}}]
[{"$f":"#REF!","v":{"$error":"#REF!"}},{"$f":"#REF!","v":{"$error":"#REF!"}},{"$f":"#REF!","v":{"$error":"#REF!"}},{"$f":"#REF!","v":{"$error":"#REF!"}},{"$f":"IF(#REF!=\"Interconnector\",#REF!*1,IF(#REF!=\"Wind\",#REF!*0.7,IF(#REF!=\"Marine\",#REF!*0.7,IF(#REF!=\"Nuclear\",#REF!*0.85,IF(#REF!=\"Pumped_Storage\",#REF!*0.5,IF(#REF!=\"CCS\",#REF!*0.85,IF(#REF!=\"OCGT\",#REF!*0,IF(#REF!=\"\",0,#REF!*E$627))))))))","v":{"$error":"#REF!"}},{"$f":"IF(#REF!=\"Interconnector\",#REF!*1,IF(#REF!=\"Wind\",#REF!*0.7,IF(#REF!=\"Marine\",#REF!*0.7,IF(#REF!=\"Nuclear\",#REF!*0.85,IF(#REF!=\"Pumped_Storage\",#REF!*0.5,IF(#REF!=\"CCS\",#REF!*0.85,IF(#REF!=\"OCGT\",#REF!*0,IF(#REF!=\"\",0,#REF!*F$627))))))))","v":{"$error":"#REF!"}},{"$f":"IF(#REF!=\"Interconnector\",#REF!*1,IF(#REF!=\"Wind\",#REF!*0.7,IF(#REF!=\"Marine\",#REF!*0.7,IF(#REF!=\"Nuclear\",#REF!*0.85,IF(#REF!=\"Pumped_Storage\",#REF!*0.5,IF(#REF!=\"CCS\",#REF!*0.85,IF(#REF!=\"OCGT\",#REF!*0,IF(#REF!=\"\",0,#REF!*G$627))))))))","v":{"$error":"#REF!"}},{"$f":"IF(#REF!=\"Interconnector\",#REF!*1,IF(#REF!=\"Wind\",#REF!*0.7,IF(#REF!=\"Marine\",#REF!*0.7,IF(#REF!=\"Nuclear\",#REF!*0.85,IF(#REF!=\"Pumped_Storage\",#REF!*0.5,IF(#REF!=\"CCS\",#REF!*0.85,IF(#REF!=\"OCGT\",#REF!*0,IF(#REF!=\"\",0,#REF!*H$627))))))))","v":{"$error":"#REF!"}},{"$f":"IF(#REF!=\"Interconnector\",#REF!*1,IF(#REF!=\"Wind\",#REF!*0.7,IF(#REF!=\"Marine\",#REF!*0.7,IF(#REF!=\"Nuclear\",#REF!*0.85,IF(#REF!=\"Pumped_Storage\",#REF!*0.5,IF(#REF!=\"CCS\",#REF!*0.85,IF(#REF!=\"OCGT\",#REF!*0,IF(#REF!=\"\",0,#REF!*I$627))))))))","v":{"$error":"#REF!"}},{"$f":"IF(#REF!=\"Interconnector\",#REF!*1,IF(#REF!=\"Wind\",#REF!*0.7,IF(#REF!=\"Marine\",#REF!*0.7,IF(#REF!=\"Nuclear\",#REF!*0.85,IF(#REF!=\"Pumped_Storage\",#REF!*0.5,IF(#REF!=\"CCS\",#REF!*0.85,IF(#REF!=\"OCGT\",#REF!*0,IF(#REF!=\"\",0,#REF!*J$627))))))))","v":{"$error":"#REF!"}},{"$f":"IF(#REF!=\"Interconnector\",#REF!*1,IF(#REF!=\"Wind\",#REF!*0.7,IF(#REF!=\"Marine\",#REF!*0.7,IF(#REF!=\"Nuclear\",#REF!*0.85,IF(#REF!=\"Pumped_Storage\",#REF!*0.5,IF(#REF!=\"CCS\",#REF!*0.85,IF(#REF!=\"OCGT\",#REF!*0,IF(#REF!=\"\",0,#REF!*K$627))))))))","v":{"$error":"#REF!"}},{"$f":"IF(#REF!=\"Interconnector\",#REF!*1,IF(#REF!=\"Wind\",#REF!*0.7,IF(#REF!=\"Marine\",#REF!*0.7,IF(#REF!=\"Nuclear\",#REF!*0.85,IF(#REF!=\"Pumped_Storage\",#REF!*0.5,IF(#REF!=\"CCS\",#REF!*0.85,IF(#REF!=\"OCGT\",#REF!*0,IF(#REF!=\"\",0,#REF!*L$627))))))))","v":{"$error":"#REF!"}},{"$f":"IF(#REF!=\"Interconnector\",#REF!*1,IF(#REF!=\"Wind\",#REF!*0.7,IF(#REF!=\"Marine\",#REF!*0.7,IF(#REF!=\"Nuclear\",#REF!*0.85,IF(#REF!=\"Pumped_Storage\",#REF!*0.5,IF(#REF!=\"CCS\",#REF!*0.85,IF(#REF!=\"OCGT\",#REF!*0,IF(#REF!=\"\",0,#REF!*M$627))))))))","v":{"$error":"#REF!"}},{"$f":"IF(#REF!=\"Interconnector\",#REF!*1,IF(#REF!=\"Wind\",#REF!*0.7,IF(#REF!=\"Marine\",#REF!*0.7,IF(#REF!=\"Nuclear\",#REF!*0.85,IF(#REF!=\"Pumped_Storage\",#REF!*0.5,IF(#REF!=\"CCS\",#REF!*0.85,IF(#REF!=\"OCGT\",#REF!*0,IF(#REF!=\"\",0,#REF!*N$627))))))))","v":{"$error":"#REF!"}},{"$f":"IF(#REF!=\"Interconnector\",#REF!*1,IF(#REF!=\"Wind\",#REF!*0.7,IF(#REF!=\"Marine\",#REF!*0.7,IF(#REF!=\"Nuclear\",#REF!*0.85,IF(#REF!=\"Pumped_Storage\",#REF!*0.5,IF(#REF!=\"CCS\",#REF!*0.85,IF(#REF!=\"OCGT\",#REF!*0,IF(#REF!=\"\",0,#REF!*O$627))))))))","v":{"$error":"#REF!"}}]
[{"$f":"#REF!","v":{"$error":"#REF!"}},{"$f":"#REF!","v":{"$error":"#REF!"}},{"$f":"#REF!","v":{"$error":"#REF!"}},{"$f":"#REF!","v":{"$error":"#REF!"}},{"$f":"IF(#REF!=\"Interconnector\",#REF!*1,IF(#REF!=\"Wind\",#REF!*0.7,IF(#REF!=\"Marine\",#REF!*0.7,IF(#REF!=\"Nuclear\",#REF!*0.85,IF(#REF!=\"Pumped_Storage\",#REF!*0.5,IF(#REF!=\"CCS\",#REF!*0.85,IF(#REF!=\"OCGT\",#REF!*0,IF(#REF!=\"\",0,#REF!*E$627))))))))","v":{"$error":"#REF!"}},{"$f":"IF(#REF!=\"Interconnector\",#REF!*1,IF(#REF!=\"Wind\",#REF!*0.7,IF(#REF!=\"Marine\",#REF!*0.7,IF(#REF!=\"Nuclear\",#REF!*0.85,IF(#REF!=\"Pumped_Storage\",#REF!*0.5,IF(#REF!=\"CCS\",#REF!*0.85,IF(#REF!=\"OCGT\",#REF!*0,IF(#REF!=\"\",0,#REF!*F$627))))))))","v":{"$error":"#REF!"}},{"$f":"IF(#REF!=\"Interconnector\",#REF!*1,IF(#REF!=\"Wind\",#REF!*0.7,IF(#REF!=\"Marine\",#REF!*0.7,IF(#REF!=\"Nuclear\",#REF!*0.85,IF(#REF!=\"Pumped_Storage\",#REF!*0.5,IF(#REF!=\"CCS\",#REF!*0.85,IF(#REF!=\"OCGT\",#REF!*0,IF(#REF!=\"\",0,#REF!*G$627))))))))","v":{"$error":"#REF!"}},{"$f":"IF(#REF!=\"Interconnector\",#REF!*1,IF(#REF!=\"Wind\",#REF!*0.7,IF(#REF!=\"Marine\",#REF!*0.7,IF(#REF!=\"Nuclear\",#REF!*0.85,IF(#REF!=\"Pumped_Storage\",#REF!*0.5,IF(#REF!=\"CCS\",#REF!*0.85,IF(#REF!=\"OCGT\",#REF!*0,IF(#REF!=\"\",0,#REF!*H$627))))))))","v":{"$error":"#REF!"}},{"$f":"IF(#REF!=\"Interconnector\",#REF!*1,IF(#REF!=\"Wind\",#REF!*0.7,IF(#REF!=\"Marine\",#REF!*0.7,IF(#REF!=\"Nuclear\",#REF!*0.85,IF(#REF!=\"Pumped_Storage\",#REF!*0.5,IF(#REF!=\"CCS\",#REF!*0.85,IF(#REF!=\"OCGT\",#REF!*0,IF(#REF!=\"\",0,#REF!*I$627))))))))","v":{"$error":"#REF!"}},{"$f":"IF(#REF!=\"Interconnector\",#REF!*1,IF(#REF!=\"Wind\",#REF!*0.7,IF(#REF!=\"Marine\",#REF!*0.7,IF(#REF!=\"Nuclear\",#REF!*0.85,IF(#REF!=\"Pumped_Storage\",#REF!*0.5,IF(#REF!=\"CCS\",#REF!*0.85,IF(#REF!=\"OCGT\",#REF!*0,IF(#REF!=\"\",0,#REF!*J$627))))))))","v":{"$error":"#REF!"}},{"$f":"IF(#REF!=\"Interconnector\",#REF!*1,IF(#REF!=\"Wind\",#REF!*0.7,IF(#REF!=\"Marine\",#REF!*0.7,IF(#REF!=\"Nuclear\",#REF!*0.85,IF(#REF!=\"Pumped_Storage\",#REF!*0.5,IF(#REF!=\"CCS\",#REF!*0.85,IF(#REF!=\"OCGT\",#REF!*0,IF(#REF!=\"\",0,#REF!*K$627))))))))","v":{"$error":"#REF!"}},{"$f":"IF(#REF!=\"Interconnector\",#REF!*1,IF(#REF!=\"Wind\",#REF!*0.7,IF(#REF!=\"Marine\",#REF!*0.7,IF(#REF!=\"Nuclear\",#REF!*0.85,IF(#REF!=\"Pumped_Storage\",#REF!*0.5,IF(#REF!=\"CCS\",#REF!*0.85,IF(#REF!=\"OCGT\",#REF!*0,IF(#REF!=\"\",0,#REF!*L$627))))))))","v":{"$error":"#REF!"}},{"$f":"IF(#REF!=\"Interconnector\",#REF!*1,IF(#REF!=\"Wind\",#REF!*0.7,IF(#REF!=\"Marine\",#REF!*0.7,IF(#REF!=\"Nuclear\",#REF!*0.85,IF(#REF!=\"Pumped_Storage\",#REF!*0.5,IF(#REF!=\"CCS\",#REF!*0.85,IF(#REF!=\"OCGT\",#REF!*0,IF(#REF!=\"\",0,#REF!*M$627))))))))","v":{"$error":"#REF!"}},{"$f":"IF(#REF!=\"Interconnector\",#REF!*1,IF(#REF!=\"Wind\",#REF!*0.7,IF(#REF!=\"Marine\",#REF!*0.7,IF(#REF!=\"Nuclear\",#REF!*0.85,IF(#REF!=\"Pumped_Storage\",#REF!*0.5,IF(#REF!=\"CCS\",#REF!*0.85,IF(#REF!=\"OCGT\",#REF!*0,IF(#REF!=\"\",0,#REF!*N$627))))))))","v":{"$error":"#REF!"}},{"$f":"IF(#REF!=\"Interconnector\",#REF!*1,IF(#REF!=\"Wind\",#REF!*0.7,IF(#REF!=\"Marine\",#REF!*0.7,IF(#REF!=\"Nuclear\",#REF!*0.85,IF(#REF!=\"Pumped_Storage\",#REF!*0.5,IF(#REF!=\"CCS\",#REF!*0.85,IF(#REF!=\"OCGT\",#REF!*0,IF(#REF!=\"\",0,#REF!*O$627))))))))","v":{"$error":"#REF!"}}]
[{"$f":"#REF!","v":{"$error":"#REF!"}},{"$f":"#REF!","v":{"$error":"#REF!"}},{"$f":"#REF!","v":{"$error":"#REF!"}},{"$f":"#REF!","v":{"$error":"#REF!"}},{"$f":"IF(#REF!=\"Interconnector\",#REF!*1,IF(#REF!=\"Wind\",#REF!*0.7,IF(#REF!=\"Marine\",#REF!*0.7,IF(#REF!=\"Nuclear\",#REF!*0.85,IF(#REF!=\"Pumped_Storage\",#REF!*0.5,IF(#REF!=\"CCS\",#REF!*0.85,IF(#REF!=\"OCGT\",#REF!*0,IF(#REF!=\"\",0,#REF!*E$627))))))))","v":{"$error":"#REF!"}},{"$f":"IF(#REF!=\"Interconnector\",#REF!*1,IF(#REF!=\"Wind\",#REF!*0.7,IF(#REF!=\"Marine\",#REF!*0.7,IF(#REF!=\"Nuclear\",#REF!*0.85,IF(#REF!=\"Pumped_Storage\",#REF!*0.5,IF(#REF!=\"CCS\",#REF!*0.85,IF(#REF!=\"OCGT\",#REF!*0,IF(#REF!=\"\",0,#REF!*F$627))))))))","v":{"$error":"#REF!"}},{"$f":"IF(#REF!=\"Interconnector\",#REF!*1,IF(#REF!=\"Wind\",#REF!*0.7,IF(#REF!=\"Marine\",#REF!*0.7,IF(#REF!=\"Nuclear\",#REF!*0.85,IF(#REF!=\"Pumped_Storage\",#REF!*0.5,IF(#REF!=\"CCS\",#REF!*0.85,IF(#REF!=\"OCGT\",#REF!*0,IF(#REF!=\"\",0,#REF!*G$627))))))))","v":{"$error":"#REF!"}},{"$f":"IF(#REF!=\"Interconnector\",#REF!*1,IF(#REF!=\"Wind\",#REF!*0.7,IF(#REF!=\"Marine\",#REF!*0.7,IF(#REF!=\"Nuclear\",#REF!*0.85,IF(#REF!=\"Pumped_Storage\",#REF!*0.5,IF(#REF!=\"CCS\",#REF!*0.85,IF(#REF!=\"OCGT\",#REF!*0,IF(#REF!=\"\",0,#REF!*H$627))))))))","v":{"$error":"#REF!"}},{"$f":"IF(#REF!=\"Interconnector\",#REF!*1,IF(#REF!=\"Wind\",#REF!*0.7,IF(#REF!=\"Marine\",#REF!*0.7,IF(#REF!=\"Nuclear\",#REF!*0.85,IF(#REF!=\"Pumped_Storage\",#REF!*0.5,IF(#REF!=\"CCS\",#REF!*0.85,IF(#REF!=\"OCGT\",#REF!*0,IF(#REF!=\"\",0,#REF!*I$627))))))))","v":{"$error":"#REF!"}},{"$f":"IF(#REF!=\"Interconnector\",#REF!*1,IF(#REF!=\"Wind\",#REF!*0.7,IF(#REF!=\"Marine\",#REF!*0.7,IF(#REF!=\"Nuclear\",#REF!*0.85,IF(#REF!=\"Pumped_Storage\",#REF!*0.5,IF(#REF!=\"CCS\",#REF!*0.85,IF(#REF!=\"OCGT\",#REF!*0,IF(#REF!=\"\",0,#REF!*J$627))))))))","v":{"$error":"#REF!"}},{"$f":"IF(#REF!=\"Interconnector\",#REF!*1,IF(#REF!=\"Wind\",#REF!*0.7,IF(#REF!=\"Marine\",#REF!*0.7,IF(#REF!=\"Nuclear\",#REF!*0.85,IF(#REF!=\"Pumped_Storage\",#REF!*0.5,IF(#REF!=\"CCS\",#REF!*0.85,IF(#REF!=\"OCGT\",#REF!*0,IF(#REF!=\"\",0,#REF!*K$627))))))))","v":{"$error":"#REF!"}},{"$f":"IF(#REF!=\"Interconnector\",#REF!*1,IF(#REF!=\"Wind\",#REF!*0.7,IF(#REF!=\"Marine\",#REF!*0.7,IF(#REF!=\"Nuclear\",#REF!*0.85,IF(#REF!=\"Pumped_Storage\",#REF!*0.5,IF(#REF!=\"CCS\",#REF!*0.85,IF(#REF!=\"OCGT\",#REF!*0,IF(#REF!=\"\",0,#REF!*L$627))))))))","v":{"$error":"#REF!"}},{"$f":"IF(#REF!=\"Interconnector\",#REF!*1,IF(#REF!=\"Wind\",#REF!*0.7,IF(#REF!=\"Marine\",#REF!*0.7,IF(#REF!=\"Nuclear\",#REF!*0.85,IF(#REF!=\"Pumped_Storage\",#REF!*0.5,IF(#REF!=\"CCS\",#REF!*0.85,IF(#REF!=\"OCGT\",#REF!*0,IF(#REF!=\"\",0,#REF!*M$627))))))))","v":{"$error":"#REF!"}},{"$f":"IF(#REF!=\"Interconnector\",#REF!*1,IF(#REF!=\"Wind\",#REF!*0.7,IF(#REF!=\"Marine\",#REF!*0.7,IF(#REF!=\"Nuclear\",#REF!*0.85,IF(#REF!=\"Pumped_Storage\",#REF!*0.5,IF(#REF!=\"CCS\",#REF!*0.85,IF(#REF!=\"OCGT\",#REF!*0,IF(#REF!=\"\",0,#REF!*N$627))))))))","v":{"$error":"#REF!"}},{"$f":"IF(#REF!=\"Interconnector\",#REF!*1,IF(#REF!=\"Wind\",#REF!*0.7,IF(#REF!=\"Marine\",#REF!*0.7,IF(#REF!=\"Nuclear\",#REF!*0.85,IF(#REF!=\"Pumped_Storage\",#REF!*0.5,IF(#REF!=\"CCS\",#REF!*0.85,IF(#REF!=\"OCGT\",#REF!*0,IF(#REF!=\"\",0,#REF!*O$627))))))))","v":{"$error":"#REF!"}}]
[{"$f":"#REF!","v":{"$error":"#REF!"}},{"$f":"#REF!","v":{"$error":"#REF!"}},{"$f":"#REF!","v":{"$error":"#REF!"}},{"$f":"#REF!","v":{"$error":"#REF!"}},{"$f":"IF(#REF!=\"Interconnector\",#REF!*1,IF(#REF!=\"Wind\",#REF!*0.7,IF(#REF!=\"Marine\",#REF!*0.7,IF(#REF!=\"Nuclear\",#REF!*0.85,IF(#REF!=\"Pumped_Storage\",#REF!*0.5,IF(#REF!=\"CCS\",#REF!*0.85,IF(#REF!=\"OCGT\",#REF!*0,IF(#REF!=\"\",0,#REF!*E$627))))))))","v":{"$error":"#REF!"}},{"$f":"IF(#REF!=\"Interconnector\",#REF!*1,IF(#REF!=\"Wind\",#REF!*0.7,IF(#REF!=\"Marine\",#REF!*0.7,IF(#REF!=\"Nuclear\",#REF!*0.85,IF(#REF!=\"Pumped_Storage\",#REF!*0.5,IF(#REF!=\"CCS\",#REF!*0.85,IF(#REF!=\"OCGT\",#REF!*0,IF(#REF!=\"\",0,#REF!*F$627))))))))","v":{"$error":"#REF!"}},{"$f":"IF(#REF!=\"Interconnector\",#REF!*1,IF(#REF!=\"Wind\",#REF!*0.7,IF(#REF!=\"Marine\",#REF!*0.7,IF(#REF!=\"Nuclear\",#REF!*0.85,IF(#REF!=\"Pumped_Storage\",#REF!*0.5,IF(#REF!=\"CCS\",#REF!*0.85,IF(#REF!=\"OCGT\",#REF!*0,IF(#REF!=\"\",0,#REF!*G$627))))))))","v":{"$error":"#REF!"}},{"$f":"IF(#REF!=\"Interconnector\",#REF!*1,IF(#REF!=\"Wind\",#REF!*0.7,IF(#REF!=\"Marine\",#REF!*0.7,IF(#REF!=\"Nuclear\",#REF!*0.85,IF(#REF!=\"Pumped_Storage\",#REF!*0.5,IF(#REF!=\"CCS\",#REF!*0.85,IF(#REF!=\"OCGT\",#REF!*0,IF(#REF!=\"\",0,#REF!*H$627))))))))","v":{"$error":"#REF!"}},{"$f":"IF(#REF!=\"Interconnector\",#REF!*1,IF(#REF!=\"Wind\",#REF!*0.7,IF(#REF!=\"Marine\",#REF!*0.7,IF(#REF!=\"Nuclear\",#REF!*0.85,IF(#REF!=\"Pumped_Storage\",#REF!*0.5,IF(#REF!=\"CCS\",#REF!*0.85,IF(#REF!=\"OCGT\",#REF!*0,IF(#REF!=\"\",0,#REF!*I$627))))))))","v":{"$error":"#REF!"}},{"$f":"IF(#REF!=\"Interconnector\",#REF!*1,IF(#REF!=\"Wind\",#REF!*0.7,IF(#REF!=\"Marine\",#REF!*0.7,IF(#REF!=\"Nuclear\",#REF!*0.85,IF(#REF!=\"Pumped_Storage\",#REF!*0.5,IF(#REF!=\"CCS\",#REF!*0.85,IF(#REF!=\"OCGT\",#REF!*0,IF(#REF!=\"\",0,#REF!*J$627))))))))","v":{"$error":"#REF!"}},{"$f":"IF(#REF!=\"Interconnector\",#REF!*1,IF(#REF!=\"Wind\",#REF!*0.7,IF(#REF!=\"Marine\",#REF!*0.7,IF(#REF!=\"Nuclear\",#REF!*0.85,IF(#REF!=\"Pumped_Storage\",#REF!*0.5,IF(#REF!=\"CCS\",#REF!*0.85,IF(#REF!=\"OCGT\",#REF!*0,IF(#REF!=\"\",0,#REF!*K$627))))))))","v":{"$error":"#REF!"}},{"$f":"IF(#REF!=\"Interconnector\",#REF!*1,IF(#REF!=\"Wind\",#REF!*0.7,IF(#REF!=\"Marine\",#REF!*0.7,IF(#REF!=\"Nuclear\",#REF!*0.85,IF(#REF!=\"Pumped_Storage\",#REF!*0.5,IF(#REF!=\"CCS\",#REF!*0.85,IF(#REF!=\"OCGT\",#REF!*0,IF(#REF!=\"\",0,#REF!*L$627))))))))","v":{"$error":"#REF!"}},{"$f":"IF(#REF!=\"Interconnector\",#REF!*1,IF(#REF!=\"Wind\",#REF!*0.7,IF(#REF!=\"Marine\",#REF!*0.7,IF(#REF!=\"Nuclear\",#REF!*0.85,IF(#REF!=\"Pumped_Storage\",#REF!*0.5,IF(#REF!=\"CCS\",#REF!*0.85,IF(#REF!=\"OCGT\",#REF!*0,IF(#REF!=\"\",0,#REF!*M$627))))))))","v":{"$error":"#REF!"}},{"$f":"IF(#REF!=\"Interconnector\",#REF!*1,IF(#REF!=\"Wind\",#REF!*0.7,IF(#REF!=\"Marine\",#REF!*0.7,IF(#REF!=\"Nuclear\",#REF!*0.85,IF(#REF!=\"Pumped_Storage\",#REF!*0.5,IF(#REF!=\"CCS\",#REF!*0.85,IF(#REF!=\"OCGT\",#REF!*0,IF(#REF!=\"\",0,#REF!*N$627))))))))","v":{"$error":"#REF!"}},{"$f":"IF(#REF!=\"Interconnector\",#REF!*1,IF(#REF!=\"Wind\",#REF!*0.7,IF(#REF!=\"Marine\",#REF!*0.7,IF(#REF!=\"Nuclear\",#REF!*0.85,IF(#REF!=\"Pumped_Storage\",#REF!*0.5,IF(#REF!=\"CCS\",#REF!*0.85,IF(#REF!=\"OCGT\",#REF!*0,IF(#REF!=\"\",0,#REF!*O$627))))))))","v":{"$error":"#REF!"}}]
[{"$f":"#REF!","v":{"$error":"#REF!"}},{"$f":"#REF!","v":{"$error":"#REF!"}},{"$f":"#REF!","v":{"$error":"#REF!"}},{"$f":"#REF!","v":{"$error":"#REF!"}},{"$f":"IF(#REF!=\"Interconnector\",#REF!*1,IF(#REF!=\"Wind\",#REF!*0.7,IF(#REF!=\"Marine\",#REF!*0.7,IF(#REF!=\"Nuclear\",#REF!*0.85,IF(#REF!=\"Pumped_Storage\",#REF!*0.5,IF(#REF!=\"CCS\",#REF!*0.85,IF(#REF!=\"OCGT\",#REF!*0,IF(#REF!=\"\",0,#REF!*E$627))))))))","v":{"$error":"#REF!"}},{"$f":"IF(#REF!=\"Interconnector\",#REF!*1,IF(#REF!=\"Wind\",#REF!*0.7,IF(#REF!=\"Marine\",#REF!*0.7,IF(#REF!=\"Nuclear\",#REF!*0.85,IF(#REF!=\"Pumped_Storage\",#REF!*0.5,IF(#REF!=\"CCS\",#REF!*0.85,IF(#REF!=\"OCGT\",#REF!*0,IF(#REF!=\"\",0,#REF!*F$627))))))))","v":{"$error":"#REF!"}},{"$f":"IF(#REF!=\"Interconnector\",#REF!*1,IF(#REF!=\"Wind\",#REF!*0.7,IF(#REF!=\"Marine\",#REF!*0.7,IF(#REF!=\"Nuclear\",#REF!*0.85,IF(#REF!=\"Pumped_Storage\",#REF!*0.5,IF(#REF!=\"CCS\",#REF!*0.85,IF(#REF!=\"OCGT\",#REF!*0,IF(#REF!=\"\",0,#REF!*G$627))))))))","v":{"$error":"#REF!"}},{"$f":"IF(#REF!=\"Interconnector\",#REF!*1,IF(#REF!=\"Wind\",#REF!*0.7,IF(#REF!=\"Marine\",#REF!*0.7,IF(#REF!=\"Nuclear\",#REF!*0.85,IF(#REF!=\"Pumped_Storage\",#REF!*0.5,IF(#REF!=\"CCS\",#REF!*0.85,IF(#REF!=\"OCGT\",#REF!*0,IF(#REF!=\"\",0,#REF!*H$627))))))))","v":{"$error":"#REF!"}},{"$f":"IF(#REF!=\"Interconnector\",#REF!*1,IF(#REF!=\"Wind\",#REF!*0.7,IF(#REF!=\"Marine\",#REF!*0.7,IF(#REF!=\"Nuclear\",#REF!*0.85,IF(#REF!=\"Pumped_Storage\",#REF!*0.5,IF(#REF!=\"CCS\",#REF!*0.85,IF(#REF!=\"OCGT\",#REF!*0,IF(#REF!=\"\",0,#REF!*I$627))))))))","v":{"$error":"#REF!"}},{"$f":"IF(#REF!=\"Interconnector\",#REF!*1,IF(#REF!=\"Wind\",#REF!*0.7,IF(#REF!=\"Marine\",#REF!*0.7,IF(#REF!=\"Nuclear\",#REF!*0.85,IF(#REF!=\"Pumped_Storage\",#REF!*0.5,IF(#REF!=\"CCS\",#REF!*0.85,IF(#REF!=\"OCGT\",#REF!*0,IF(#REF!=\"\",0,#REF!*J$627))))))))","v":{"$error":"#REF!"}},{"$f":"IF(#REF!=\"Interconnector\",#REF!*1,IF(#REF!=\"Wind\",#REF!*0.7,IF(#REF!=\"Marine\",#REF!*0.7,IF(#REF!=\"Nuclear\",#REF!*0.85,IF(#REF!=\"Pumped_Storage\",#REF!*0.5,IF(#REF!=\"CCS\",#REF!*0.85,IF(#REF!=\"OCGT\",#REF!*0,IF(#REF!=\"\",0,#REF!*K$627))))))))","v":{"$error":"#REF!"}},{"$f":"IF(#REF!=\"Interconnector\",#REF!*1,IF(#REF!=\"Wind\",#REF!*0.7,IF(#REF!=\"Marine\",#REF!*0.7,IF(#REF!=\"Nuclear\",#REF!*0.85,IF(#REF!=\"Pumped_Storage\",#REF!*0.5,IF(#REF!=\"CCS\",#REF!*0.85,IF(#REF!=\"OCGT\",#REF!*0,IF(#REF!=\"\",0,#REF!*L$627))))))))","v":{"$error":"#REF!"}},{"$f":"IF(#REF!=\"Interconnector\",#REF!*1,IF(#REF!=\"Wind\",#REF!*0.7,IF(#REF!=\"Marine\",#REF!*0.7,IF(#REF!=\"Nuclear\",#REF!*0.85,IF(#REF!=\"Pumped_Storage\",#REF!*0.5,IF(#REF!=\"CCS\",#REF!*0.85,IF(#REF!=\"OCGT\",#REF!*0,IF(#REF!=\"\",0,#REF!*M$627))))))))","v":{"$error":"#REF!"}},{"$f":"IF(#REF!=\"Interconnector\",#REF!*1,IF(#REF!=\"Wind\",#REF!*0.7,IF(#REF!=\"Marine\",#REF!*0.7,IF(#REF!=\"Nuclear\",#REF!*0.85,IF(#REF!=\"Pumped_Storage\",#REF!*0.5,IF(#REF!=\"CCS\",#REF!*0.85,IF(#REF!=\"OCGT\",#REF!*0,IF(#REF!=\"\",0,#REF!*N$627))))))))","v":{"$error":"#REF!"}},{"$f":"IF(#REF!=\"Interconnector\",#REF!*1,IF(#REF!=\"Wind\",#REF!*0.7,IF(#REF!=\"Marine\",#REF!*0.7,IF(#REF!=\"Nuclear\",#REF!*0.85,IF(#REF!=\"Pumped_Storage\",#REF!*0.5,IF(#REF!=\"CCS\",#REF!*0.85,IF(#REF!=\"OCGT\",#REF!*0,IF(#REF!=\"\",0,#REF!*O$627))))))))","v":{"$error":"#REF!"}}]
[{"$f":"#REF!","v":{"$error":"#REF!"}},{"$f":"#REF!","v":{"$error":"#REF!"}},{"$f":"#REF!","v":{"$error":"#REF!"}},{"$f":"#REF!","v":{"$error":"#REF!"}},{"$f":"IF(#REF!=\"Interconnector\",#REF!*1,IF(#REF!=\"Wind\",#REF!*0.7,IF(#REF!=\"Marine\",#REF!*0.7,IF(#REF!=\"Nuclear\",#REF!*0.85,IF(#REF!=\"Pumped_Storage\",#REF!*0.5,IF(#REF!=\"CCS\",#REF!*0.85,IF(#REF!=\"OCGT\",#REF!*0,IF(#REF!=\"\",0,#REF!*E$627))))))))","v":{"$error":"#REF!"}},{"$f":"IF(#REF!=\"Interconnector\",#REF!*1,IF(#REF!=\"Wind\",#REF!*0.7,IF(#REF!=\"Marine\",#REF!*0.7,IF(#REF!=\"Nuclear\",#REF!*0.85,IF(#REF!=\"Pumped_Storage\",#REF!*0.5,IF(#REF!=\"CCS\",#REF!*0.85,IF(#REF!=\"OCGT\",#REF!*0,IF(#REF!=\"\",0,#REF!*F$627))))))))","v":{"$error":"#REF!"}},{"$f":"IF(#REF!=\"Interconnector\",#REF!*1,IF(#REF!=\"Wind\",#REF!*0.7,IF(#REF!=\"Marine\",#REF!*0.7,IF(#REF!=\"Nuclear\",#REF!*0.85,IF(#REF!=\"Pumped_Storage\",#REF!*0.5,IF(#REF!=\"CCS\",#REF!*0.85,IF(#REF!=\"OCGT\",#REF!*0,IF(#REF!=\"\",0,#REF!*G$627))))))))","v":{"$error":"#REF!"}},{"$f":"IF(#REF!=\"Interconnector\",#REF!*1,IF(#REF!=\"Wind\",#REF!*0.7,IF(#REF!=\"Marine\",#REF!*0.7,IF(#REF!=\"Nuclear\",#REF!*0.85,IF(#REF!=\"Pumped_Storage\",#REF!*0.5,IF(#REF!=\"CCS\",#REF!*0.85,IF(#REF!=\"OCGT\",#REF!*0,IF(#REF!=\"\",0,#REF!*H$627))))))))","v":{"$error":"#REF!"}},{"$f":"IF(#REF!=\"Interconnector\",#REF!*1,IF(#REF!=\"Wind\",#REF!*0.7,IF(#REF!=\"Marine\",#REF!*0.7,IF(#REF!=\"Nuclear\",#REF!*0.85,IF(#REF!=\"Pumped_Storage\",#REF!*0.5,IF(#REF!=\"CCS\",#REF!*0.85,IF(#REF!=\"OCGT\",#REF!*0,IF(#REF!=\"\",0,#REF!*I$627))))))))","v":{"$error":"#REF!"}},{"$f":"IF(#REF!=\"Interconnector\",#REF!*1,IF(#REF!=\"Wind\",#REF!*0.7,IF(#REF!=\"Marine\",#REF!*0.7,IF(#REF!=\"Nuclear\",#REF!*0.85,IF(#REF!=\"Pumped_Storage\",#REF!*0.5,IF(#REF!=\"CCS\",#REF!*0.85,IF(#REF!=\"OCGT\",#REF!*0,IF(#REF!=\"\",0,#REF!*J$627))))))))","v":{"$error":"#REF!"}},{"$f":"IF(#REF!=\"Interconnector\",#REF!*1,IF(#REF!=\"Wind\",#REF!*0.7,IF(#REF!=\"Marine\",#REF!*0.7,IF(#REF!=\"Nuclear\",#REF!*0.85,IF(#REF!=\"Pumped_Storage\",#REF!*0.5,IF(#REF!=\"CCS\",#REF!*0.85,IF(#REF!=\"OCGT\",#REF!*0,IF(#REF!=\"\",0,#REF!*K$627))))))))","v":{"$error":"#REF!"}},{"$f":"IF(#REF!=\"Interconnector\",#REF!*1,IF(#REF!=\"Wind\",#REF!*0.7,IF(#REF!=\"Marine\",#REF!*0.7,IF(#REF!=\"Nuclear\",#REF!*0.85,IF(#REF!=\"Pumped_Storage\",#REF!*0.5,IF(#REF!=\"CCS\",#REF!*0.85,IF(#REF!=\"OCGT\",#REF!*0,IF(#REF!=\"\",0,#REF!*L$627))))))))","v":{"$error":"#REF!"}},{"$f":"IF(#REF!=\"Interconnector\",#REF!*1,IF(#REF!=\"Wind\",#REF!*0.7,IF(#REF!=\"Marine\",#REF!*0.7,IF(#REF!=\"Nuclear\",#REF!*0.85,IF(#REF!=\"Pumped_Storage\",#REF!*0.5,IF(#REF!=\"CCS\",#REF!*0.85,IF(#REF!=\"OCGT\",#REF!*0,IF(#REF!=\"\",0,#REF!*M$627))))))))","v":{"$error":"#REF!"}},{"$f":"IF(#REF!=\"Interconnector\",#REF!*1,IF(#REF!=\"Wind\",#REF!*0.7,IF(#REF!=\"Marine\",#REF!*0.7,IF(#REF!=\"Nuclear\",#REF!*0.85,IF(#REF!=\"Pumped_Storage\",#REF!*0.5,IF(#REF!=\"CCS\",#REF!*0.85,IF(#REF!=\"OCGT\",#REF!*0,IF(#REF!=\"\",0,#REF!*N$627))))))))","v":{"$error":"#REF!"}},{"$f":"IF(#REF!=\"Interconnector\",#REF!*1,IF(#REF!=\"Wind\",#REF!*0.7,IF(#REF!=\"Marine\",#REF!*0.7,IF(#REF!=\"Nuclear\",#REF!*0.85,IF(#REF!=\"Pumped_Storage\",#REF!*0.5,IF(#REF!=\"CCS\",#REF!*0.85,IF(#REF!=\"OCGT\",#REF!*0,IF(#REF!=\"\",0,#REF!*O$627))))))))","v":{"$error":"#REF!"}}]
[{"$f":"#REF!","v":{"$error":"#REF!"}},{"$f":"#REF!","v":{"$error":"#REF!"}},{"$f":"#REF!","v":{"$error":"#REF!"}},{"$f":"#REF!","v":{"$error":"#REF!"}},{"$f":"IF(#REF!=\"Interconnector\",#REF!*1,IF(#REF!=\"Wind\",#REF!*0.7,IF(#REF!=\"Marine\",#REF!*0.7,IF(#REF!=\"Nuclear\",#REF!*0.85,IF(#REF!=\"Pumped_Storage\",#REF!*0.5,IF(#REF!=\"CCS\",#REF!*0.85,IF(#REF!=\"OCGT\",#REF!*0,IF(#REF!=\"\",0,#REF!*E$627))))))))","v":{"$error":"#REF!"}},{"$f":"IF(#REF!=\"Interconnector\",#REF!*1,IF(#REF!=\"Wind\",#REF!*0.7,IF(#REF!=\"Marine\",#REF!*0.7,IF(#REF!=\"Nuclear\",#REF!*0.85,IF(#REF!=\"Pumped_Storage\",#REF!*0.5,IF(#REF!=\"CCS\",#REF!*0.85,IF(#REF!=\"OCGT\",#REF!*0,IF(#REF!=\"\",0,#REF!*F$627))))))))","v":{"$error":"#REF!"}},{"$f":"IF(#REF!=\"Interconnector\",#REF!*1,IF(#REF!=\"Wind\",#REF!*0.7,IF(#REF!=\"Marine\",#REF!*0.7,IF(#REF!=\"Nuclear\",#REF!*0.85,IF(#REF!=\"Pumped_Storage\",#REF!*0.5,IF(#REF!=\"CCS\",#REF!*0.85,IF(#REF!=\"OCGT\",#REF!*0,IF(#REF!=\"\",0,#REF!*G$627))))))))","v":{"$error":"#REF!"}},{"$f":"IF(#REF!=\"Interconnector\",#REF!*1,IF(#REF!=\"Wind\",#REF!*0.7,IF(#REF!=\"Marine\",#REF!*0.7,IF(#REF!=\"Nuclear\",#REF!*0.85,IF(#REF!=\"Pumped_Storage\",#REF!*0.5,IF(#REF!=\"CCS\",#REF!*0.85,IF(#REF!=\"OCGT\",#REF!*0,IF(#REF!=\"\",0,#REF!*H$627))))))))","v":{"$error":"#REF!"}},{"$f":"IF(#REF!=\"Interconnector\",#REF!*1,IF(#REF!=\"Wind\",#REF!*0.7,IF(#REF!=\"Marine\",#REF!*0.7,IF(#REF!=\"Nuclear\",#REF!*0.85,IF(#REF!=\"Pumped_Storage\",#REF!*0.5,IF(#REF!=\"CCS\",#REF!*0.85,IF(#REF!=\"OCGT\",#REF!*0,IF(#REF!=\"\",0,#REF!*I$627))))))))","v":{"$error":"#REF!"}},{"$f":"IF(#REF!=\"Interconnector\",#REF!*1,IF(#REF!=\"Wind\",#REF!*0.7,IF(#REF!=\"Marine\",#REF!*0.7,IF(#REF!=\"Nuclear\",#REF!*0.85,IF(#REF!=\"Pumped_Storage\",#REF!*0.5,IF(#REF!=\"CCS\",#REF!*0.85,IF(#REF!=\"OCGT\",#REF!*0,IF(#REF!=\"\",0,#REF!*J$627))))))))","v":{"$error":"#REF!"}},{"$f":"IF(#REF!=\"Interconnector\",#REF!*1,IF(#REF!=\"Wind\",#REF!*0.7,IF(#REF!=\"Marine\",#REF!*0.7,IF(#REF!=\"Nuclear\",#REF!*0.85,IF(#REF!=\"Pumped_Storage\",#REF!*0.5,IF(#REF!=\"CCS\",#REF!*0.85,IF(#REF!=\"OCGT\",#REF!*0,IF(#REF!=\"\",0,#REF!*K$627))))))))","v":{"$error":"#REF!"}},{"$f":"IF(#REF!=\"Interconnector\",#REF!*1,IF(#REF!=\"Wind\",#REF!*0.7,IF(#REF!=\"Marine\",#REF!*0.7,IF(#REF!=\"Nuclear\",#REF!*0.85,IF(#REF!=\"Pumped_Storage\",#REF!*0.5,IF(#REF!=\"CCS\",#REF!*0.85,IF(#REF!=\"OCGT\",#REF!*0,IF(#REF!=\"\",0,#REF!*L$627))))))))","v":{"$error":"#REF!"}},{"$f":"IF(#REF!=\"Interconnector\",#REF!*1,IF(#REF!=\"Wind\",#REF!*0.7,IF(#REF!=\"Marine\",#REF!*0.7,IF(#REF!=\"Nuclear\",#REF!*0.85,IF(#REF!=\"Pumped_Storage\",#REF!*0.5,IF(#REF!=\"CCS\",#REF!*0.85,IF(#REF!=\"OCGT\",#REF!*0,IF(#REF!=\"\",0,#REF!*M$627))))))))","v":{"$error":"#REF!"}},{"$f":"IF(#REF!=\"Interconnector\",#REF!*1,IF(#REF!=\"Wind\",#REF!*0.7,IF(#REF!=\"Marine\",#REF!*0.7,IF(#REF!=\"Nuclear\",#REF!*0.85,IF(#REF!=\"Pumped_Storage\",#REF!*0.5,IF(#REF!=\"CCS\",#REF!*0.85,IF(#REF!=\"OCGT\",#REF!*0,IF(#REF!=\"\",0,#REF!*N$627))))))))","v":{"$error":"#REF!"}},{"$f":"IF(#REF!=\"Interconnector\",#REF!*1,IF(#REF!=\"Wind\",#REF!*0.7,IF(#REF!=\"Marine\",#REF!*0.7,IF(#REF!=\"Nuclear\",#REF!*0.85,IF(#REF!=\"Pumped_Storage\",#REF!*0.5,IF(#REF!=\"CCS\",#REF!*0.85,IF(#REF!=\"OCGT\",#REF!*0,IF(#REF!=\"\",0,#REF!*O$627))))))))","v":{"$error":"#REF!"}}]
[{"$f":"#REF!","v":{"$error":"#REF!"}},{"$f":"#REF!","v":{"$error":"#REF!"}},{"$f":"#REF!","v":{"$error":"#REF!"}},{"$f":"#REF!","v":{"$error":"#REF!"}},{"$f":"IF(#REF!=\"Interconnector\",#REF!*1,IF(#REF!=\"Wind\",#REF!*0.7,IF(#REF!=\"Marine\",#REF!*0.7,IF(#REF!=\"Nuclear\",#REF!*0.85,IF(#REF!=\"Pumped_Storage\",#REF!*0.5,IF(#REF!=\"CCS\",#REF!*0.85,IF(#REF!=\"OCGT\",#REF!*0,IF(#REF!=\"\",0,#REF!*E$627))))))))","v":{"$error":"#REF!"}},{"$f":"IF(#REF!=\"Interconnector\",#REF!*1,IF(#REF!=\"Wind\",#REF!*0.7,IF(#REF!=\"Marine\",#REF!*0.7,IF(#REF!=\"Nuclear\",#REF!*0.85,IF(#REF!=\"Pumped_Storage\",#REF!*0.5,IF(#REF!=\"CCS\",#REF!*0.85,IF(#REF!=\"OCGT\",#REF!*0,IF(#REF!=\"\",0,#REF!*F$627))))))))","v":{"$error":"#REF!"}},{"$f":"IF(#REF!=\"Interconnector\",#REF!*1,IF(#REF!=\"Wind\",#REF!*0.7,IF(#REF!=\"Marine\",#REF!*0.7,IF(#REF!=\"Nuclear\",#REF!*0.85,IF(#REF!=\"Pumped_Storage\",#REF!*0.5,IF(#REF!=\"CCS\",#REF!*0.85,IF(#REF!=\"OCGT\",#REF!*0,IF(#REF!=\"\",0,#REF!*G$627))))))))","v":{"$error":"#REF!"}},{"$f":"IF(#REF!=\"Interconnector\",#REF!*1,IF(#REF!=\"Wind\",#REF!*0.7,IF(#REF!=\"Marine\",#REF!*0.7,IF(#REF!=\"Nuclear\",#REF!*0.85,IF(#REF!=\"Pumped_Storage\",#REF!*0.5,IF(#REF!=\"CCS\",#REF!*0.85,IF(#REF!=\"OCGT\",#REF!*0,IF(#REF!=\"\",0,#REF!*H$627))))))))","v":{"$error":"#REF!"}},{"$f":"IF(#REF!=\"Interconnector\",#REF!*1,IF(#REF!=\"Wind\",#REF!*0.7,IF(#REF!=\"Marine\",#REF!*0.7,IF(#REF!=\"Nuclear\",#REF!*0.85,IF(#REF!=\"Pumped_Storage\",#REF!*0.5,IF(#REF!=\"CCS\",#REF!*0.85,IF(#REF!=\"OCGT\",#REF!*0,IF(#REF!=\"\",0,#REF!*I$627))))))))","v":{"$error":"#REF!"}},{"$f":"IF(#REF!=\"Interconnector\",#REF!*1,IF(#REF!=\"Wind\",#REF!*0.7,IF(#REF!=\"Marine\",#REF!*0.7,IF(#REF!=\"Nuclear\",#REF!*0.85,IF(#REF!=\"Pumped_Storage\",#REF!*0.5,IF(#REF!=\"CCS\",#REF!*0.85,IF(#REF!=\"OCGT\",#REF!*0,IF(#REF!=\"\",0,#REF!*J$627))))))))","v":{"$error":"#REF!"}},{"$f":"IF(#REF!=\"Interconnector\",#REF!*1,IF(#REF!=\"Wind\",#REF!*0.7,IF(#REF!=\"Marine\",#REF!*0.7,IF(#REF!=\"Nuclear\",#REF!*0.85,IF(#REF!=\"Pumped_Storage\",#REF!*0.5,IF(#REF!=\"CCS\",#REF!*0.85,IF(#REF!=\"OCGT\",#REF!*0,IF(#REF!=\"\",0,#REF!*K$627))))))))","v":{"$error":"#REF!"}},{"$f":"IF(#REF!=\"Interconnector\",#REF!*1,IF(#REF!=\"Wind\",#REF!*0.7,IF(#REF!=\"Marine\",#REF!*0.7,IF(#REF!=\"Nuclear\",#REF!*0.85,IF(#REF!=\"Pumped_Storage\",#REF!*0.5,IF(#REF!=\"CCS\",#REF!*0.85,IF(#REF!=\"OCGT\",#REF!*0,IF(#REF!=\"\",0,#REF!*L$627))))))))","v":{"$error":"#REF!"}},{"$f":"IF(#REF!=\"Interconnector\",#REF!*1,IF(#REF!=\"Wind\",#REF!*0.7,IF(#REF!=\"Marine\",#REF!*0.7,IF(#REF!=\"Nuclear\",#REF!*0.85,IF(#REF!=\"Pumped_Storage\",#REF!*0.5,IF(#REF!=\"CCS\",#REF!*0.85,IF(#REF!=\"OCGT\",#REF!*0,IF(#REF!=\"\",0,#REF!*M$627))))))))","v":{"$error":"#REF!"}},{"$f":"IF(#REF!=\"Interconnector\",#REF!*1,IF(#REF!=\"Wind\",#REF!*0.7,IF(#REF!=\"Marine\",#REF!*0.7,IF(#REF!=\"Nuclear\",#REF!*0.85,IF(#REF!=\"Pumped_Storage\",#REF!*0.5,IF(#REF!=\"CCS\",#REF!*0.85,IF(#REF!=\"OCGT\",#REF!*0,IF(#REF!=\"\",0,#REF!*N$627))))))))","v":{"$error":"#REF!"}},{"$f":"IF(#REF!=\"Interconnector\",#REF!*1,IF(#REF!=\"Wind\",#REF!*0.7,IF(#REF!=\"Marine\",#REF!*0.7,IF(#REF!=\"Nuclear\",#REF!*0.85,IF(#REF!=\"Pumped_Storage\",#REF!*0.5,IF(#REF!=\"CCS\",#REF!*0.85,IF(#REF!=\"OCGT\",#REF!*0,IF(#REF!=\"\",0,#REF!*O$627))))))))","v":{"$error":"#REF!"}}]
[{"$f":"#REF!","v":{"$error":"#REF!"}},{"$f":"#REF!","v":{"$error":"#REF!"}},{"$f":"#REF!","v":{"$error":"#REF!"}},{"$f":"#REF!","v":{"$error":"#REF!"}},{"$f":"IF(#REF!=\"Interconnector\",#REF!*1,IF(#REF!=\"Wind\",#REF!*0.7,IF(#REF!=\"Marine\",#REF!*0.7,IF(#REF!=\"Nuclear\",#REF!*0.85,IF(#REF!=\"Pumped_Storage\",#REF!*0.5,IF(#REF!=\"CCS\",#REF!*0.85,IF(#REF!=\"OCGT\",#REF!*0,IF(#REF!=\"\",0,#REF!*E$627))))))))","v":{"$error":"#REF!"}},{"$f":"IF(#REF!=\"Interconnector\",#REF!*1,IF(#REF!=\"Wind\",#REF!*0.7,IF(#REF!=\"Marine\",#REF!*0.7,IF(#REF!=\"Nuclear\",#REF!*0.85,IF(#REF!=\"Pumped_Storage\",#REF!*0.5,IF(#REF!=\"CCS\",#REF!*0.85,IF(#REF!=\"OCGT\",#REF!*0,IF(#REF!=\"\",0,#REF!*F$627))))))))","v":{"$error":"#REF!"}},{"$f":"IF(#REF!=\"Interconnector\",#REF!*1,IF(#REF!=\"Wind\",#REF!*0.7,IF(#REF!=\"Marine\",#REF!*0.7,IF(#REF!=\"Nuclear\",#REF!*0.85,IF(#REF!=\"Pumped_Storage\",#REF!*0.5,IF(#REF!=\"CCS\",#REF!*0.85,IF(#REF!=\"OCGT\",#REF!*0,IF(#REF!=\"\",0,#REF!*G$627))))))))","v":{"$error":"#REF!"}},{"$f":"IF(#REF!=\"Interconnector\",#REF!*1,IF(#REF!=\"Wind\",#REF!*0.7,IF(#REF!=\"Marine\",#REF!*0.7,IF(#REF!=\"Nuclear\",#REF!*0.85,IF(#REF!=\"Pumped_Storage\",#REF!*0.5,IF(#REF!=\"CCS\",#REF!*0.85,IF(#REF!=\"OCGT\",#REF!*0,IF(#REF!=\"\",0,#REF!*H$627))))))))","v":{"$error":"#REF!"}},{"$f":"IF(#REF!=\"Interconnector\",#REF!*1,IF(#REF!=\"Wind\",#REF!*0.7,IF(#REF!=\"Marine\",#REF!*0.7,IF(#REF!=\"Nuclear\",#REF!*0.85,IF(#REF!=\"Pumped_Storage\",#REF!*0.5,IF(#REF!=\"CCS\",#REF!*0.85,IF(#REF!=\"OCGT\",#REF!*0,IF(#REF!=\"\",0,#REF!*I$627))))))))","v":{"$error":"#REF!"}},{"$f":"IF(#REF!=\"Interconnector\",#REF!*1,IF(#REF!=\"Wind\",#REF!*0.7,IF(#REF!=\"Marine\",#REF!*0.7,IF(#REF!=\"Nuclear\",#REF!*0.85,IF(#REF!=\"Pumped_Storage\",#REF!*0.5,IF(#REF!=\"CCS\",#REF!*0.85,IF(#REF!=\"OCGT\",#REF!*0,IF(#REF!=\"\",0,#REF!*J$627))))))))","v":{"$error":"#REF!"}},{"$f":"IF(#REF!=\"Interconnector\",#REF!*1,IF(#REF!=\"Wind\",#REF!*0.7,IF(#REF!=\"Marine\",#REF!*0.7,IF(#REF!=\"Nuclear\",#REF!*0.85,IF(#REF!=\"Pumped_Storage\",#REF!*0.5,IF(#REF!=\"CCS\",#REF!*0.85,IF(#REF!=\"OCGT\",#REF!*0,IF(#REF!=\"\",0,#REF!*K$627))))))))","v":{"$error":"#REF!"}},{"$f":"IF(#REF!=\"Interconnector\",#REF!*1,IF(#REF!=\"Wind\",#REF!*0.7,IF(#REF!=\"Marine\",#REF!*0.7,IF(#REF!=\"Nuclear\",#REF!*0.85,IF(#REF!=\"Pumped_Storage\",#REF!*0.5,IF(#REF!=\"CCS\",#REF!*0.85,IF(#REF!=\"OCGT\",#REF!*0,IF(#REF!=\"\",0,#REF!*L$627))))))))","v":{"$error":"#REF!"}},{"$f":"IF(#REF!=\"Interconnector\",#REF!*1,IF(#REF!=\"Wind\",#REF!*0.7,IF(#REF!=\"Marine\",#REF!*0.7,IF(#REF!=\"Nuclear\",#REF!*0.85,IF(#REF!=\"Pumped_Storage\",#REF!*0.5,IF(#REF!=\"CCS\",#REF!*0.85,IF(#REF!=\"OCGT\",#REF!*0,IF(#REF!=\"\",0,#REF!*M$627))))))))","v":{"$error":"#REF!"}},{"$f":"IF(#REF!=\"Interconnector\",#REF!*1,IF(#REF!=\"Wind\",#REF!*0.7,IF(#REF!=\"Marine\",#REF!*0.7,IF(#REF!=\"Nuclear\",#REF!*0.85,IF(#REF!=\"Pumped_Storage\",#REF!*0.5,IF(#REF!=\"CCS\",#REF!*0.85,IF(#REF!=\"OCGT\",#REF!*0,IF(#REF!=\"\",0,#REF!*N$627))))))))","v":{"$error":"#REF!"}},{"$f":"IF(#REF!=\"Interconnector\",#REF!*1,IF(#REF!=\"Wind\",#REF!*0.7,IF(#REF!=\"Marine\",#REF!*0.7,IF(#REF!=\"Nuclear\",#REF!*0.85,IF(#REF!=\"Pumped_Storage\",#REF!*0.5,IF(#REF!=\"CCS\",#REF!*0.85,IF(#REF!=\"OCGT\",#REF!*0,IF(#REF!=\"\",0,#REF!*O$627))))))))","v":{"$error":"#REF!"}}]
[{"$f":"#REF!","v":{"$error":"#REF!"}},{"$f":"#REF!","v":{"$error":"#REF!"}},{"$f":"#REF!","v":{"$error":"#REF!"}},{"$f":"#REF!","v":{"$error":"#REF!"}},{"$f":"IF(#REF!=\"Interconnector\",#REF!*1,IF(#REF!=\"Wind\",#REF!*0.7,IF(#REF!=\"Marine\",#REF!*0.7,IF(#REF!=\"Nuclear\",#REF!*0.85,IF(#REF!=\"Pumped_Storage\",#REF!*0.5,IF(#REF!=\"CCS\",#REF!*0.85,IF(#REF!=\"OCGT\",#REF!*0,IF(#REF!=\"\",0,#REF!*E$627))))))))","v":{"$error":"#REF!"}},{"$f":"IF(#REF!=\"Interconnector\",#REF!*1,IF(#REF!=\"Wind\",#REF!*0.7,IF(#REF!=\"Marine\",#REF!*0.7,IF(#REF!=\"Nuclear\",#REF!*0.85,IF(#REF!=\"Pumped_Storage\",#REF!*0.5,IF(#REF!=\"CCS\",#REF!*0.85,IF(#REF!=\"OCGT\",#REF!*0,IF(#REF!=\"\",0,#REF!*F$627))))))))","v":{"$error":"#REF!"}},{"$f":"IF(#REF!=\"Interconnector\",#REF!*1,IF(#REF!=\"Wind\",#REF!*0.7,IF(#REF!=\"Marine\",#REF!*0.7,IF(#REF!=\"Nuclear\",#REF!*0.85,IF(#REF!=\"Pumped_Storage\",#REF!*0.5,IF(#REF!=\"CCS\",#REF!*0.85,IF(#REF!=\"OCGT\",#REF!*0,IF(#REF!=\"\",0,#REF!*G$627))))))))","v":{"$error":"#REF!"}},{"$f":"IF(#REF!=\"Interconnector\",#REF!*1,IF(#REF!=\"Wind\",#REF!*0.7,IF(#REF!=\"Marine\",#REF!*0.7,IF(#REF!=\"Nuclear\",#REF!*0.85,IF(#REF!=\"Pumped_Storage\",#REF!*0.5,IF(#REF!=\"CCS\",#REF!*0.85,IF(#REF!=\"OCGT\",#REF!*0,IF(#REF!=\"\",0,#REF!*H$627))))))))","v":{"$error":"#REF!"}},{"$f":"IF(#REF!=\"Interconnector\",#REF!*1,IF(#REF!=\"Wind\",#REF!*0.7,IF(#REF!=\"Marine\",#REF!*0.7,IF(#REF!=\"Nuclear\",#REF!*0.85,IF(#REF!=\"Pumped_Storage\",#REF!*0.5,IF(#REF!=\"CCS\",#REF!*0.85,IF(#REF!=\"OCGT\",#REF!*0,IF(#REF!=\"\",0,#REF!*I$627))))))))","v":{"$error":"#REF!"}},{"$f":"IF(#REF!=\"Interconnector\",#REF!*1,IF(#REF!=\"Wind\",#REF!*0.7,IF(#REF!=\"Marine\",#REF!*0.7,IF(#REF!=\"Nuclear\",#REF!*0.85,IF(#REF!=\"Pumped_Storage\",#REF!*0.5,IF(#REF!=\"CCS\",#REF!*0.85,IF(#REF!=\"OCGT\",#REF!*0,IF(#REF!=\"\",0,#REF!*J$627))))))))","v":{"$error":"#REF!"}},{"$f":"IF(#REF!=\"Interconnector\",#REF!*1,IF(#REF!=\"Wind\",#REF!*0.7,IF(#REF!=\"Marine\",#REF!*0.7,IF(#REF!=\"Nuclear\",#REF!*0.85,IF(#REF!=\"Pumped_Storage\",#REF!*0.5,IF(#REF!=\"CCS\",#REF!*0.85,IF(#REF!=\"OCGT\",#REF!*0,IF(#REF!=\"\",0,#REF!*K$627))))))))","v":{"$error":"#REF!"}},{"$f":"IF(#REF!=\"Interconnector\",#REF!*1,IF(#REF!=\"Wind\",#REF!*0.7,IF(#REF!=\"Marine\",#REF!*0.7,IF(#REF!=\"Nuclear\",#REF!*0.85,IF(#REF!=\"Pumped_Storage\",#REF!*0.5,IF(#REF!=\"CCS\",#REF!*0.85,IF(#REF!=\"OCGT\",#REF!*0,IF(#REF!=\"\",0,#REF!*L$627))))))))","v":{"$error":"#REF!"}},{"$f":"IF(#REF!=\"Interconnector\",#REF!*1,IF(#REF!=\"Wind\",#REF!*0.7,IF(#REF!=\"Marine\",#REF!*0.7,IF(#REF!=\"Nuclear\",#REF!*0.85,IF(#REF!=\"Pumped_Storage\",#REF!*0.5,IF(#REF!=\"CCS\",#REF!*0.85,IF(#REF!=\"OCGT\",#REF!*0,IF(#REF!=\"\",0,#REF!*M$627))))))))","v":{"$error":"#REF!"}},{"$f":"IF(#REF!=\"Interconnector\",#REF!*1,IF(#REF!=\"Wind\",#REF!*0.7,IF(#REF!=\"Marine\",#REF!*0.7,IF(#REF!=\"Nuclear\",#REF!*0.85,IF(#REF!=\"Pumped_Storage\",#REF!*0.5,IF(#REF!=\"CCS\",#REF!*0.85,IF(#REF!=\"OCGT\",#REF!*0,IF(#REF!=\"\",0,#REF!*N$627))))))))","v":{"$error":"#REF!"}},{"$f":"IF(#REF!=\"Interconnector\",#REF!*1,IF(#REF!=\"Wind\",#REF!*0.7,IF(#REF!=\"Marine\",#REF!*0.7,IF(#REF!=\"Nuclear\",#REF!*0.85,IF(#REF!=\"Pumped_Storage\",#REF!*0.5,IF(#REF!=\"CCS\",#REF!*0.85,IF(#REF!=\"OCGT\",#REF!*0,IF(#REF!=\"\",0,#REF!*O$627))))))))","v":{"$error":"#REF!"}}]
[{"$f":"#REF!","v":{"$error":"#REF!"}},{"$f":"#REF!","v":{"$error":"#REF!"}},{"$f":"#REF!","v":{"$error":"#REF!"}},{"$f":"#REF!","v":{"$error":"#REF!"}},{"$f":"IF(#REF!=\"Interconnector\",#REF!*1,IF(#REF!=\"Wind\",#REF!*0.7,IF(#REF!=\"Marine\",#REF!*0.7,IF(#REF!=\"Nuclear\",#REF!*0.85,IF(#REF!=\"Pumped_Storage\",#REF!*0.5,IF(#REF!=\"CCS\",#REF!*0.85,IF(#REF!=\"OCGT\",#REF!*0,IF(#REF!=\"\",0,#REF!*E$627))))))))","v":{"$error":"#REF!"}},{"$f":"IF(#REF!=\"Interconnector\",#REF!*1,IF(#REF!=\"Wind\",#REF!*0.7,IF(#REF!=\"Marine\",#REF!*0.7,IF(#REF!=\"Nuclear\",#REF!*0.85,IF(#REF!=\"Pumped_Storage\",#REF!*0.5,IF(#REF!=\"CCS\",#REF!*0.85,IF(#REF!=\"OCGT\",#REF!*0,IF(#REF!=\"\",0,#REF!*F$627))))))))","v":{"$error":"#REF!"}},{"$f":"IF(#REF!=\"Interconnector\",#REF!*1,IF(#REF!=\"Wind\",#REF!*0.7,IF(#REF!=\"Marine\",#REF!*0.7,IF(#REF!=\"Nuclear\",#REF!*0.85,IF(#REF!=\"Pumped_Storage\",#REF!*0.5,IF(#REF!=\"CCS\",#REF!*0.85,IF(#REF!=\"OCGT\",#REF!*0,IF(#REF!=\"\",0,#REF!*G$627))))))))","v":{"$error":"#REF!"}},{"$f":"IF(#REF!=\"Interconnector\",#REF!*1,IF(#REF!=\"Wind\",#REF!*0.7,IF(#REF!=\"Marine\",#REF!*0.7,IF(#REF!=\"Nuclear\",#REF!*0.85,IF(#REF!=\"Pumped_Storage\",#REF!*0.5,IF(#REF!=\"CCS\",#REF!*0.85,IF(#REF!=\"OCGT\",#REF!*0,IF(#REF!=\"\",0,#REF!*H$627))))))))","v":{"$error":"#REF!"}},{"$f":"IF(#REF!=\"Interconnector\",#REF!*1,IF(#REF!=\"Wind\",#REF!*0.7,IF(#REF!=\"Marine\",#REF!*0.7,IF(#REF!=\"Nuclear\",#REF!*0.85,IF(#REF!=\"Pumped_Storage\",#REF!*0.5,IF(#REF!=\"CCS\",#REF!*0.85,IF(#REF!=\"OCGT\",#REF!*0,IF(#REF!=\"\",0,#REF!*I$627))))))))","v":{"$error":"#REF!"}},{"$f":"IF(#REF!=\"Interconnector\",#REF!*1,IF(#REF!=\"Wind\",#REF!*0.7,IF(#REF!=\"Marine\",#REF!*0.7,IF(#REF!=\"Nuclear\",#REF!*0.85,IF(#REF!=\"Pumped_Storage\",#REF!*0.5,IF(#REF!=\"CCS\",#REF!*0.85,IF(#REF!=\"OCGT\",#REF!*0,IF(#REF!=\"\",0,#REF!*J$627))))))))","v":{"$error":"#REF!"}},{"$f":"IF(#REF!=\"Interconnector\",#REF!*1,IF(#REF!=\"Wind\",#REF!*0.7,IF(#REF!=\"Marine\",#REF!*0.7,IF(#REF!=\"Nuclear\",#REF!*0.85,IF(#REF!=\"Pumped_Storage\",#REF!*0.5,IF(#REF!=\"CCS\",#REF!*0.85,IF(#REF!=\"OCGT\",#REF!*0,IF(#REF!=\"\",0,#REF!*K$627))))))))","v":{"$error":"#REF!"}},{"$f":"IF(#REF!=\"Interconnector\",#REF!*1,IF(#REF!=\"Wind\",#REF!*0.7,IF(#REF!=\"Marine\",#REF!*0.7,IF(#REF!=\"Nuclear\",#REF!*0.85,IF(#REF!=\"Pumped_Storage\",#REF!*0.5,IF(#REF!=\"CCS\",#REF!*0.85,IF(#REF!=\"OCGT\",#REF!*0,IF(#REF!=\"\",0,#REF!*L$627))))))))","v":{"$error":"#REF!"}},{"$f":"IF(#REF!=\"Interconnector\",#REF!*1,IF(#REF!=\"Wind\",#REF!*0.7,IF(#REF!=\"Marine\",#REF!*0.7,IF(#REF!=\"Nuclear\",#REF!*0.85,IF(#REF!=\"Pumped_Storage\",#REF!*0.5,IF(#REF!=\"CCS\",#REF!*0.85,IF(#REF!=\"OCGT\",#REF!*0,IF(#REF!=\"\",0,#REF!*M$627))))))))","v":{"$error":"#REF!"}},{"$f":"IF(#REF!=\"Interconnector\",#REF!*1,IF(#REF!=\"Wind\",#REF!*0.7,IF(#REF!=\"Marine\",#REF!*0.7,IF(#REF!=\"Nuclear\",#REF!*0.85,IF(#REF!=\"Pumped_Storage\",#REF!*0.5,IF(#REF!=\"CCS\",#REF!*0.85,IF(#REF!=\"OCGT\",#REF!*0,IF(#REF!=\"\",0,#REF!*N$627))))))))","v":{"$error":"#REF!"}},{"$f":"IF(#REF!=\"Interconnector\",#REF!*1,IF(#REF!=\"Wind\",#REF!*0.7,IF(#REF!=\"Marine\",#REF!*0.7,IF(#REF!=\"Nuclear\",#REF!*0.85,IF(#REF!=\"Pumped_Storage\",#REF!*0.5,IF(#REF!=\"CCS\",#REF!*0.85,IF(#REF!=\"OCGT\",#REF!*0,IF(#REF!=\"\",0,#REF!*O$627))))))))","v":{"$error":"#REF!"}}]
[{"$f":"#REF!","v":{"$error":"#REF!"}},{"$f":"#REF!","v":{"$error":"#REF!"}},{"$f":"#REF!","v":{"$error":"#REF!"}},{"$f":"#REF!","v":{"$error":"#REF!"}},{"$f":"IF(#REF!=\"Interconnector\",#REF!*1,IF(#REF!=\"Wind\",#REF!*0.7,IF(#REF!=\"Marine\",#REF!*0.7,IF(#REF!=\"Nuclear\",#REF!*0.85,IF(#REF!=\"Pumped_Storage\",#REF!*0.5,IF(#REF!=\"CCS\",#REF!*0.85,IF(#REF!=\"OCGT\",#REF!*0,IF(#REF!=\"\",0,#REF!*E$627))))))))","v":{"$error":"#REF!"}},{"$f":"IF(#REF!=\"Interconnector\",#REF!*1,IF(#REF!=\"Wind\",#REF!*0.7,IF(#REF!=\"Marine\",#REF!*0.7,IF(#REF!=\"Nuclear\",#REF!*0.85,IF(#REF!=\"Pumped_Storage\",#REF!*0.5,IF(#REF!=\"CCS\",#REF!*0.85,IF(#REF!=\"OCGT\",#REF!*0,IF(#REF!=\"\",0,#REF!*F$627))))))))","v":{"$error":"#REF!"}},{"$f":"IF(#REF!=\"Interconnector\",#REF!*1,IF(#REF!=\"Wind\",#REF!*0.7,IF(#REF!=\"Marine\",#REF!*0.7,IF(#REF!=\"Nuclear\",#REF!*0.85,IF(#REF!=\"Pumped_Storage\",#REF!*0.5,IF(#REF!=\"CCS\",#REF!*0.85,IF(#REF!=\"OCGT\",#REF!*0,IF(#REF!=\"\",0,#REF!*G$627))))))))","v":{"$error":"#REF!"}},{"$f":"IF(#REF!=\"Interconnector\",#REF!*1,IF(#REF!=\"Wind\",#REF!*0.7,IF(#REF!=\"Marine\",#REF!*0.7,IF(#REF!=\"Nuclear\",#REF!*0.85,IF(#REF!=\"Pumped_Storage\",#REF!*0.5,IF(#REF!=\"CCS\",#REF!*0.85,IF(#REF!=\"OCGT\",#REF!*0,IF(#REF!=\"\",0,#REF!*H$627))))))))","v":{"$error":"#REF!"}},{"$f":"IF(#REF!=\"Interconnector\",#REF!*1,IF(#REF!=\"Wind\",#REF!*0.7,IF(#REF!=\"Marine\",#REF!*0.7,IF(#REF!=\"Nuclear\",#REF!*0.85,IF(#REF!=\"Pumped_Storage\",#REF!*0.5,IF(#REF!=\"CCS\",#REF!*0.85,IF(#REF!=\"OCGT\",#REF!*0,IF(#REF!=\"\",0,#REF!*I$627))))))))","v":{"$error":"#REF!"}},{"$f":"IF(#REF!=\"Interconnector\",#REF!*1,IF(#REF!=\"Wind\",#REF!*0.7,IF(#REF!=\"Marine\",#REF!*0.7,IF(#REF!=\"Nuclear\",#REF!*0.85,IF(#REF!=\"Pumped_Storage\",#REF!*0.5,IF(#REF!=\"CCS\",#REF!*0.85,IF(#REF!=\"OCGT\",#REF!*0,IF(#REF!=\"\",0,#REF!*J$627))))))))","v":{"$error":"#REF!"}},{"$f":"IF(#REF!=\"Interconnector\",#REF!*1,IF(#REF!=\"Wind\",#REF!*0.7,IF(#REF!=\"Marine\",#REF!*0.7,IF(#REF!=\"Nuclear\",#REF!*0.85,IF(#REF!=\"Pumped_Storage\",#REF!*0.5,IF(#REF!=\"CCS\",#REF!*0.85,IF(#REF!=\"OCGT\",#REF!*0,IF(#REF!=\"\",0,#REF!*K$627))))))))","v":{"$error":"#REF!"}},{"$f":"IF(#REF!=\"Interconnector\",#REF!*1,IF(#REF!=\"Wind\",#REF!*0.7,IF(#REF!=\"Marine\",#REF!*0.7,IF(#REF!=\"Nuclear\",#REF!*0.85,IF(#REF!=\"Pumped_Storage\",#REF!*0.5,IF(#REF!=\"CCS\",#REF!*0.85,IF(#REF!=\"OCGT\",#REF!*0,IF(#REF!=\"\",0,#REF!*L$627))))))))","v":{"$error":"#REF!"}},{"$f":"IF(#REF!=\"Interconnector\",#REF!*1,IF(#REF!=\"Wind\",#REF!*0.7,IF(#REF!=\"Marine\",#REF!*0.7,IF(#REF!=\"Nuclear\",#REF!*0.85,IF(#REF!=\"Pumped_Storage\",#REF!*0.5,IF(#REF!=\"CCS\",#REF!*0.85,IF(#REF!=\"OCGT\",#REF!*0,IF(#REF!=\"\",0,#REF!*M$627))))))))","v":{"$error":"#REF!"}},{"$f":"IF(#REF!=\"Interconnector\",#REF!*1,IF(#REF!=\"Wind\",#REF!*0.7,IF(#REF!=\"Marine\",#REF!*0.7,IF(#REF!=\"Nuclear\",#REF!*0.85,IF(#REF!=\"Pumped_Storage\",#REF!*0.5,IF(#REF!=\"CCS\",#REF!*0.85,IF(#REF!=\"OCGT\",#REF!*0,IF(#REF!=\"\",0,#REF!*N$627))))))))","v":{"$error":"#REF!"}},{"$f":"IF(#REF!=\"Interconnector\",#REF!*1,IF(#REF!=\"Wind\",#REF!*0.7,IF(#REF!=\"Marine\",#REF!*0.7,IF(#REF!=\"Nuclear\",#REF!*0.85,IF(#REF!=\"Pumped_Storage\",#REF!*0.5,IF(#REF!=\"CCS\",#REF!*0.85,IF(#REF!=\"OCGT\",#REF!*0,IF(#REF!=\"\",0,#REF!*O$627))))))))","v":{"$error":"#REF!"}}]
[{"$f":"#REF!","v":{"$error":"#REF!"}},{"$f":"#REF!","v":{"$error":"#REF!"}},{"$f":"#REF!","v":{"$error":"#REF!"}},{"$f":"#REF!","v":{"$error":"#REF!"}},{"$f":"IF(#REF!=\"Interconnector\",#REF!*1,IF(#REF!=\"Wind\",#REF!*0.7,IF(#REF!=\"Marine\",#REF!*0.7,IF(#REF!=\"Nuclear\",#REF!*0.85,IF(#REF!=\"Pumped_Storage\",#REF!*0.5,IF(#REF!=\"CCS\",#REF!*0.85,IF(#REF!=\"OCGT\",#REF!*0,IF(#REF!=\"\",0,#REF!*E$627))))))))","v":{"$error":"#REF!"}},{"$f":"IF(#REF!=\"Interconnector\",#REF!*1,IF(#REF!=\"Wind\",#REF!*0.7,IF(#REF!=\"Marine\",#REF!*0.7,IF(#REF!=\"Nuclear\",#REF!*0.85,IF(#REF!=\"Pumped_Storage\",#REF!*0.5,IF(#REF!=\"CCS\",#REF!*0.85,IF(#REF!=\"OCGT\",#REF!*0,IF(#REF!=\"\",0,#REF!*F$627))))))))","v":{"$error":"#REF!"}},{"$f":"IF(#REF!=\"Interconnector\",#REF!*1,IF(#REF!=\"Wind\",#REF!*0.7,IF(#REF!=\"Marine\",#REF!*0.7,IF(#REF!=\"Nuclear\",#REF!*0.85,IF(#REF!=\"Pumped_Storage\",#REF!*0.5,IF(#REF!=\"CCS\",#REF!*0.85,IF(#REF!=\"OCGT\",#REF!*0,IF(#REF!=\"\",0,#REF!*G$627))))))))","v":{"$error":"#REF!"}},{"$f":"IF(#REF!=\"Interconnector\",#REF!*1,IF(#REF!=\"Wind\",#REF!*0.7,IF(#REF!=\"Marine\",#REF!*0.7,IF(#REF!=\"Nuclear\",#REF!*0.85,IF(#REF!=\"Pumped_Storage\",#REF!*0.5,IF(#REF!=\"CCS\",#REF!*0.85,IF(#REF!=\"OCGT\",#REF!*0,IF(#REF!=\"\",0,#REF!*H$627))))))))","v":{"$error":"#REF!"}},{"$f":"IF(#REF!=\"Interconnector\",#REF!*1,IF(#REF!=\"Wind\",#REF!*0.7,IF(#REF!=\"Marine\",#REF!*0.7,IF(#REF!=\"Nuclear\",#REF!*0.85,IF(#REF!=\"Pumped_Storage\",#REF!*0.5,IF(#REF!=\"CCS\",#REF!*0.85,IF(#REF!=\"OCGT\",#REF!*0,IF(#REF!=\"\",0,#REF!*I$627))))))))","v":{"$error":"#REF!"}},{"$f":"IF(#REF!=\"Interconnector\",#REF!*1,IF(#REF!=\"Wind\",#REF!*0.7,IF(#REF!=\"Marine\",#REF!*0.7,IF(#REF!=\"Nuclear\",#REF!*0.85,IF(#REF!=\"Pumped_Storage\",#REF!*0.5,IF(#REF!=\"CCS\",#REF!*0.85,IF(#REF!=\"OCGT\",#REF!*0,IF(#REF!=\"\",0,#REF!*J$627))))))))","v":{"$error":"#REF!"}},{"$f":"IF(#REF!=\"Interconnector\",#REF!*1,IF(#REF!=\"Wind\",#REF!*0.7,IF(#REF!=\"Marine\",#REF!*0.7,IF(#REF!=\"Nuclear\",#REF!*0.85,IF(#REF!=\"Pumped_Storage\",#REF!*0.5,IF(#REF!=\"CCS\",#REF!*0.85,IF(#REF!=\"OCGT\",#REF!*0,IF(#REF!=\"\",0,#REF!*K$627))))))))","v":{"$error":"#REF!"}},{"$f":"IF(#REF!=\"Interconnector\",#REF!*1,IF(#REF!=\"Wind\",#REF!*0.7,IF(#REF!=\"Marine\",#REF!*0.7,IF(#REF!=\"Nuclear\",#REF!*0.85,IF(#REF!=\"Pumped_Storage\",#REF!*0.5,IF(#REF!=\"CCS\",#REF!*0.85,IF(#REF!=\"OCGT\",#REF!*0,IF(#REF!=\"\",0,#REF!*L$627))))))))","v":{"$error":"#REF!"}},{"$f":"IF(#REF!=\"Interconnector\",#REF!*1,IF(#REF!=\"Wind\",#REF!*0.7,IF(#REF!=\"Marine\",#REF!*0.7,IF(#REF!=\"Nuclear\",#REF!*0.85,IF(#REF!=\"Pumped_Storage\",#REF!*0.5,IF(#REF!=\"CCS\",#REF!*0.85,IF(#REF!=\"OCGT\",#REF!*0,IF(#REF!=\"\",0,#REF!*M$627))))))))","v":{"$error":"#REF!"}},{"$f":"IF(#REF!=\"Interconnector\",#REF!*1,IF(#REF!=\"Wind\",#REF!*0.7,IF(#REF!=\"Marine\",#REF!*0.7,IF(#REF!=\"Nuclear\",#REF!*0.85,IF(#REF!=\"Pumped_Storage\",#REF!*0.5,IF(#REF!=\"CCS\",#REF!*0.85,IF(#REF!=\"OCGT\",#REF!*0,IF(#REF!=\"\",0,#REF!*N$627))))))))","v":{"$error":"#REF!"}},{"$f":"IF(#REF!=\"Interconnector\",#REF!*1,IF(#REF!=\"Wind\",#REF!*0.7,IF(#REF!=\"Marine\",#REF!*0.7,IF(#REF!=\"Nuclear\",#REF!*0.85,IF(#REF!=\"Pumped_Storage\",#REF!*0.5,IF(#REF!=\"CCS\",#REF!*0.85,IF(#REF!=\"OCGT\",#REF!*0,IF(#REF!=\"\",0,#REF!*O$627))))))))","v":{"$error":"#REF!"}}]
[{"$f":"#REF!","v":{"$error":"#REF!"}},{"$f":"#REF!","v":{"$error":"#REF!"}},{"$f":"#REF!","v":{"$error":"#REF!"}},{"$f":"#REF!","v":{"$error":"#REF!"}},{"$f":"IF(#REF!=\"Interconnector\",#REF!*1,IF(#REF!=\"Wind\",#REF!*0.7,IF(#REF!=\"Marine\",#REF!*0.7,IF(#REF!=\"Nuclear\",#REF!*0.85,IF(#REF!=\"Pumped_Storage\",#REF!*0.5,IF(#REF!=\"CCS\",#REF!*0.85,IF(#REF!=\"OCGT\",#REF!*0,IF(#REF!=\"\",0,#REF!*E$627))))))))","v":{"$error":"#REF!"}},{"$f":"IF(#REF!=\"Interconnector\",#REF!*1,IF(#REF!=\"Wind\",#REF!*0.7,IF(#REF!=\"Marine\",#REF!*0.7,IF(#REF!=\"Nuclear\",#REF!*0.85,IF(#REF!=\"Pumped_Storage\",#REF!*0.5,IF(#REF!=\"CCS\",#REF!*0.85,IF(#REF!=\"OCGT\",#REF!*0,IF(#REF!=\"\",0,#REF!*F$627))))))))","v":{"$error":"#REF!"}},{"$f":"IF(#REF!=\"Interconnector\",#REF!*1,IF(#REF!=\"Wind\",#REF!*0.7,IF(#REF!=\"Marine\",#REF!*0.7,IF(#REF!=\"Nuclear\",#REF!*0.85,IF(#REF!=\"Pumped_Storage\",#REF!*0.5,IF(#REF!=\"CCS\",#REF!*0.85,IF(#REF!=\"OCGT\",#REF!*0,IF(#REF!=\"\",0,#REF!*G$627))))))))","v":{"$error":"#REF!"}},{"$f":"IF(#REF!=\"Interconnector\",#REF!*1,IF(#REF!=\"Wind\",#REF!*0.7,IF(#REF!=\"Marine\",#REF!*0.7,IF(#REF!=\"Nuclear\",#REF!*0.85,IF(#REF!=\"Pumped_Storage\",#REF!*0.5,IF(#REF!=\"CCS\",#REF!*0.85,IF(#REF!=\"OCGT\",#REF!*0,IF(#REF!=\"\",0,#REF!*H$627))))))))","v":{"$error":"#REF!"}},{"$f":"IF(#REF!=\"Interconnector\",#REF!*1,IF(#REF!=\"Wind\",#REF!*0.7,IF(#REF!=\"Marine\",#REF!*0.7,IF(#REF!=\"Nuclear\",#REF!*0.85,IF(#REF!=\"Pumped_Storage\",#REF!*0.5,IF(#REF!=\"CCS\",#REF!*0.85,IF(#REF!=\"OCGT\",#REF!*0,IF(#REF!=\"\",0,#REF!*I$627))))))))","v":{"$error":"#REF!"}},{"$f":"IF(#REF!=\"Interconnector\",#REF!*1,IF(#REF!=\"Wind\",#REF!*0.7,IF(#REF!=\"Marine\",#REF!*0.7,IF(#REF!=\"Nuclear\",#REF!*0.85,IF(#REF!=\"Pumped_Storage\",#REF!*0.5,IF(#REF!=\"CCS\",#REF!*0.85,IF(#REF!=\"OCGT\",#REF!*0,IF(#REF!=\"\",0,#REF!*J$627))))))))","v":{"$error":"#REF!"}},{"$f":"IF(#REF!=\"Interconnector\",#REF!*1,IF(#REF!=\"Wind\",#REF!*0.7,IF(#REF!=\"Marine\",#REF!*0.7,IF(#REF!=\"Nuclear\",#REF!*0.85,IF(#REF!=\"Pumped_Storage\",#REF!*0.5,IF(#REF!=\"CCS\",#REF!*0.85,IF(#REF!=\"OCGT\",#REF!*0,IF(#REF!=\"\",0,#REF!*K$627))))))))","v":{"$error":"#REF!"}},{"$f":"IF(#REF!=\"Interconnector\",#REF!*1,IF(#REF!=\"Wind\",#REF!*0.7,IF(#REF!=\"Marine\",#REF!*0.7,IF(#REF!=\"Nuclear\",#REF!*0.85,IF(#REF!=\"Pumped_Storage\",#REF!*0.5,IF(#REF!=\"CCS\",#REF!*0.85,IF(#REF!=\"OCGT\",#REF!*0,IF(#REF!=\"\",0,#REF!*L$627))))))))","v":{"$error":"#REF!"}},{"$f":"IF(#REF!=\"Interconnector\",#REF!*1,IF(#REF!=\"Wind\",#REF!*0.7,IF(#REF!=\"Marine\",#REF!*0.7,IF(#REF!=\"Nuclear\",#REF!*0.85,IF(#REF!=\"Pumped_Storage\",#REF!*0.5,IF(#REF!=\"CCS\",#REF!*0.85,IF(#REF!=\"OCGT\",#REF!*0,IF(#REF!=\"\",0,#REF!*M$627))))))))","v":{"$error":"#REF!"}},{"$f":"IF(#REF!=\"Interconnector\",#REF!*1,IF(#REF!=\"Wind\",#REF!*0.7,IF(#REF!=\"Marine\",#REF!*0.7,IF(#REF!=\"Nuclear\",#REF!*0.85,IF(#REF!=\"Pumped_Storage\",#REF!*0.5,IF(#REF!=\"CCS\",#REF!*0.85,IF(#REF!=\"OCGT\",#REF!*0,IF(#REF!=\"\",0,#REF!*N$627))))))))","v":{"$error":"#REF!"}},{"$f":"IF(#REF!=\"Interconnector\",#REF!*1,IF(#REF!=\"Wind\",#REF!*0.7,IF(#REF!=\"Marine\",#REF!*0.7,IF(#REF!=\"Nuclear\",#REF!*0.85,IF(#REF!=\"Pumped_Storage\",#REF!*0.5,IF(#REF!=\"CCS\",#REF!*0.85,IF(#REF!=\"OCGT\",#REF!*0,IF(#REF!=\"\",0,#REF!*O$627))))))))","v":{"$error":"#REF!"}}]
[{"$f":"#REF!","v":{"$error":"#REF!"}},{"$f":"#REF!","v":{"$error":"#REF!"}},{"$f":"#REF!","v":{"$error":"#REF!"}},{"$f":"#REF!","v":{"$error":"#REF!"}},{"$f":"IF(#REF!=\"Interconnector\",#REF!*1,IF(#REF!=\"Wind\",#REF!*0.7,IF(#REF!=\"Marine\",#REF!*0.7,IF(#REF!=\"Nuclear\",#REF!*0.85,IF(#REF!=\"Pumped_Storage\",#REF!*0.5,IF(#REF!=\"CCS\",#REF!*0.85,IF(#REF!=\"OCGT\",#REF!*0,IF(#REF!=\"\",0,#REF!*E$627))))))))","v":{"$error":"#REF!"}},{"$f":"IF(#REF!=\"Interconnector\",#REF!*1,IF(#REF!=\"Wind\",#REF!*0.7,IF(#REF!=\"Marine\",#REF!*0.7,IF(#REF!=\"Nuclear\",#REF!*0.85,IF(#REF!=\"Pumped_Storage\",#REF!*0.5,IF(#REF!=\"CCS\",#REF!*0.85,IF(#REF!=\"OCGT\",#REF!*0,IF(#REF!=\"\",0,#REF!*F$627))))))))","v":{"$error":"#REF!"}},{"$f":"IF(#REF!=\"Interconnector\",#REF!*1,IF(#REF!=\"Wind\",#REF!*0.7,IF(#REF!=\"Marine\",#REF!*0.7,IF(#REF!=\"Nuclear\",#REF!*0.85,IF(#REF!=\"Pumped_Storage\",#REF!*0.5,IF(#REF!=\"CCS\",#REF!*0.85,IF(#REF!=\"OCGT\",#REF!*0,IF(#REF!=\"\",0,#REF!*G$627))))))))","v":{"$error":"#REF!"}},{"$f":"IF(#REF!=\"Interconnector\",#REF!*1,IF(#REF!=\"Wind\",#REF!*0.7,IF(#REF!=\"Marine\",#REF!*0.7,IF(#REF!=\"Nuclear\",#REF!*0.85,IF(#REF!=\"Pumped_Storage\",#REF!*0.5,IF(#REF!=\"CCS\",#REF!*0.85,IF(#REF!=\"OCGT\",#REF!*0,IF(#REF!=\"\",0,#REF!*H$627))))))))","v":{"$error":"#REF!"}},{"$f":"IF(#REF!=\"Interconnector\",#REF!*1,IF(#REF!=\"Wind\",#REF!*0.7,IF(#REF!=\"Marine\",#REF!*0.7,IF(#REF!=\"Nuclear\",#REF!*0.85,IF(#REF!=\"Pumped_Storage\",#REF!*0.5,IF(#REF!=\"CCS\",#REF!*0.85,IF(#REF!=\"OCGT\",#REF!*0,IF(#REF!=\"\",0,#REF!*I$627))))))))","v":{"$error":"#REF!"}},{"$f":"IF(#REF!=\"Interconnector\",#REF!*1,IF(#REF!=\"Wind\",#REF!*0.7,IF(#REF!=\"Marine\",#REF!*0.7,IF(#REF!=\"Nuclear\",#REF!*0.85,IF(#REF!=\"Pumped_Storage\",#REF!*0.5,IF(#REF!=\"CCS\",#REF!*0.85,IF(#REF!=\"OCGT\",#REF!*0,IF(#REF!=\"\",0,#REF!*J$627))))))))","v":{"$error":"#REF!"}},{"$f":"IF(#REF!=\"Interconnector\",#REF!*1,IF(#REF!=\"Wind\",#REF!*0.7,IF(#REF!=\"Marine\",#REF!*0.7,IF(#REF!=\"Nuclear\",#REF!*0.85,IF(#REF!=\"Pumped_Storage\",#REF!*0.5,IF(#REF!=\"CCS\",#REF!*0.85,IF(#REF!=\"OCGT\",#REF!*0,IF(#REF!=\"\",0,#REF!*K$627))))))))","v":{"$error":"#REF!"}},{"$f":"IF(#REF!=\"Interconnector\",#REF!*1,IF(#REF!=\"Wind\",#REF!*0.7,IF(#REF!=\"Marine\",#REF!*0.7,IF(#REF!=\"Nuclear\",#REF!*0.85,IF(#REF!=\"Pumped_Storage\",#REF!*0.5,IF(#REF!=\"CCS\",#REF!*0.85,IF(#REF!=\"OCGT\",#REF!*0,IF(#REF!=\"\",0,#REF!*L$627))))))))","v":{"$error":"#REF!"}},{"$f":"IF(#REF!=\"Interconnector\",#REF!*1,IF(#REF!=\"Wind\",#REF!*0.7,IF(#REF!=\"Marine\",#REF!*0.7,IF(#REF!=\"Nuclear\",#REF!*0.85,IF(#REF!=\"Pumped_Storage\",#REF!*0.5,IF(#REF!=\"CCS\",#REF!*0.85,IF(#REF!=\"OCGT\",#REF!*0,IF(#REF!=\"\",0,#REF!*M$627))))))))","v":{"$error":"#REF!"}},{"$f":"IF(#REF!=\"Interconnector\",#REF!*1,IF(#REF!=\"Wind\",#REF!*0.7,IF(#REF!=\"Marine\",#REF!*0.7,IF(#REF!=\"Nuclear\",#REF!*0.85,IF(#REF!=\"Pumped_Storage\",#REF!*0.5,IF(#REF!=\"CCS\",#REF!*0.85,IF(#REF!=\"OCGT\",#REF!*0,IF(#REF!=\"\",0,#REF!*N$627))))))))","v":{"$error":"#REF!"}},{"$f":"IF(#REF!=\"Interconnector\",#REF!*1,IF(#REF!=\"Wind\",#REF!*0.7,IF(#REF!=\"Marine\",#REF!*0.7,IF(#REF!=\"Nuclear\",#REF!*0.85,IF(#REF!=\"Pumped_Storage\",#REF!*0.5,IF(#REF!=\"CCS\",#REF!*0.85,IF(#REF!=\"OCGT\",#REF!*0,IF(#REF!=\"\",0,#REF!*O$627))))))))","v":{"$error":"#REF!"}}]
[{"$f":"#REF!","v":{"$error":"#REF!"}},{"$f":"#REF!","v":{"$error":"#REF!"}},{"$f":"#REF!","v":{"$error":"#REF!"}},{"$f":"#REF!","v":{"$error":"#REF!"}},{"$f":"IF(#REF!=\"Interconnector\",#REF!*1,IF(#REF!=\"Wind\",#REF!*0.7,IF(#REF!=\"Marine\",#REF!*0.7,IF(#REF!=\"Nuclear\",#REF!*0.85,IF(#REF!=\"Pumped_Storage\",#REF!*0.5,IF(#REF!=\"CCS\",#REF!*0.85,IF(#REF!=\"OCGT\",#REF!*0,IF(#REF!=\"\",0,#REF!*E$627))))))))","v":{"$error":"#REF!"}},{"$f":"IF(#REF!=\"Interconnector\",#REF!*1,IF(#REF!=\"Wind\",#REF!*0.7,IF(#REF!=\"Marine\",#REF!*0.7,IF(#REF!=\"Nuclear\",#REF!*0.85,IF(#REF!=\"Pumped_Storage\",#REF!*0.5,IF(#REF!=\"CCS\",#REF!*0.85,IF(#REF!=\"OCGT\",#REF!*0,IF(#REF!=\"\",0,#REF!*F$627))))))))","v":{"$error":"#REF!"}},{"$f":"IF(#REF!=\"Interconnector\",#REF!*1,IF(#REF!=\"Wind\",#REF!*0.7,IF(#REF!=\"Marine\",#REF!*0.7,IF(#REF!=\"Nuclear\",#REF!*0.85,IF(#REF!=\"Pumped_Storage\",#REF!*0.5,IF(#REF!=\"CCS\",#REF!*0.85,IF(#REF!=\"OCGT\",#REF!*0,IF(#REF!=\"\",0,#REF!*G$627))))))))","v":{"$error":"#REF!"}},{"$f":"IF(#REF!=\"Interconnector\",#REF!*1,IF(#REF!=\"Wind\",#REF!*0.7,IF(#REF!=\"Marine\",#REF!*0.7,IF(#REF!=\"Nuclear\",#REF!*0.85,IF(#REF!=\"Pumped_Storage\",#REF!*0.5,IF(#REF!=\"CCS\",#REF!*0.85,IF(#REF!=\"OCGT\",#REF!*0,IF(#REF!=\"\",0,#REF!*H$627))))))))","v":{"$error":"#REF!"}},{"$f":"IF(#REF!=\"Interconnector\",#REF!*1,IF(#REF!=\"Wind\",#REF!*0.7,IF(#REF!=\"Marine\",#REF!*0.7,IF(#REF!=\"Nuclear\",#REF!*0.85,IF(#REF!=\"Pumped_Storage\",#REF!*0.5,IF(#REF!=\"CCS\",#REF!*0.85,IF(#REF!=\"OCGT\",#REF!*0,IF(#REF!=\"\",0,#REF!*I$627))))))))","v":{"$error":"#REF!"}},{"$f":"IF(#REF!=\"Interconnector\",#REF!*1,IF(#REF!=\"Wind\",#REF!*0.7,IF(#REF!=\"Marine\",#REF!*0.7,IF(#REF!=\"Nuclear\",#REF!*0.85,IF(#REF!=\"Pumped_Storage\",#REF!*0.5,IF(#REF!=\"CCS\",#REF!*0.85,IF(#REF!=\"OCGT\",#REF!*0,IF(#REF!=\"\",0,#REF!*J$627))))))))","v":{"$error":"#REF!"}},{"$f":"IF(#REF!=\"Interconnector\",#REF!*1,IF(#REF!=\"Wind\",#REF!*0.7,IF(#REF!=\"Marine\",#REF!*0.7,IF(#REF!=\"Nuclear\",#REF!*0.85,IF(#REF!=\"Pumped_Storage\",#REF!*0.5,IF(#REF!=\"CCS\",#REF!*0.85,IF(#REF!=\"OCGT\",#REF!*0,IF(#REF!=\"\",0,#REF!*K$627))))))))","v":{"$error":"#REF!"}},{"$f":"IF(#REF!=\"Interconnector\",#REF!*1,IF(#REF!=\"Wind\",#REF!*0.7,IF(#REF!=\"Marine\",#REF!*0.7,IF(#REF!=\"Nuclear\",#REF!*0.85,IF(#REF!=\"Pumped_Storage\",#REF!*0.5,IF(#REF!=\"CCS\",#REF!*0.85,IF(#REF!=\"OCGT\",#REF!*0,IF(#REF!=\"\",0,#REF!*L$627))))))))","v":{"$error":"#REF!"}},{"$f":"IF(#REF!=\"Interconnector\",#REF!*1,IF(#REF!=\"Wind\",#REF!*0.7,IF(#REF!=\"Marine\",#REF!*0.7,IF(#REF!=\"Nuclear\",#REF!*0.85,IF(#REF!=\"Pumped_Storage\",#REF!*0.5,IF(#REF!=\"CCS\",#REF!*0.85,IF(#REF!=\"OCGT\",#REF!*0,IF(#REF!=\"\",0,#REF!*M$627))))))))","v":{"$error":"#REF!"}},{"$f":"IF(#REF!=\"Interconnector\",#REF!*1,IF(#REF!=\"Wind\",#REF!*0.7,IF(#REF!=\"Marine\",#REF!*0.7,IF(#REF!=\"Nuclear\",#REF!*0.85,IF(#REF!=\"Pumped_Storage\",#REF!*0.5,IF(#REF!=\"CCS\",#REF!*0.85,IF(#REF!=\"OCGT\",#REF!*0,IF(#REF!=\"\",0,#REF!*N$627))))))))","v":{"$error":"#REF!"}},{"$f":"IF(#REF!=\"Interconnector\",#REF!*1,IF(#REF!=\"Wind\",#REF!*0.7,IF(#REF!=\"Marine\",#REF!*0.7,IF(#REF!=\"Nuclear\",#REF!*0.85,IF(#REF!=\"Pumped_Storage\",#REF!*0.5,IF(#REF!=\"CCS\",#REF!*0.85,IF(#REF!=\"OCGT\",#REF!*0,IF(#REF!=\"\",0,#REF!*O$627))))))))","v":{"$error":"#REF!"}}]
[{"$f":"#REF!","v":{"$error":"#REF!"}},{"$f":"#REF!","v":{"$error":"#REF!"}},{"$f":"#REF!","v":{"$error":"#REF!"}},{"$f":"#REF!","v":{"$error":"#REF!"}},{"$f":"IF(#REF!=\"Interconnector\",#REF!*1,IF(#REF!=\"Wind\",#REF!*0.7,IF(#REF!=\"Marine\",#REF!*0.7,IF(#REF!=\"Nuclear\",#REF!*0.85,IF(#REF!=\"Pumped_Storage\",#REF!*0.5,IF(#REF!=\"CCS\",#REF!*0.85,IF(#REF!=\"OCGT\",#REF!*0,IF(#REF!=\"\",0,#REF!*E$627))))))))","v":{"$error":"#REF!"}},{"$f":"IF(#REF!=\"Interconnector\",#REF!*1,IF(#REF!=\"Wind\",#REF!*0.7,IF(#REF!=\"Marine\",#REF!*0.7,IF(#REF!=\"Nuclear\",#REF!*0.85,IF(#REF!=\"Pumped_Storage\",#REF!*0.5,IF(#REF!=\"CCS\",#REF!*0.85,IF(#REF!=\"OCGT\",#REF!*0,IF(#REF!=\"\",0,#REF!*F$627))))))))","v":{"$error":"#REF!"}},{"$f":"IF(#REF!=\"Interconnector\",#REF!*1,IF(#REF!=\"Wind\",#REF!*0.7,IF(#REF!=\"Marine\",#REF!*0.7,IF(#REF!=\"Nuclear\",#REF!*0.85,IF(#REF!=\"Pumped_Storage\",#REF!*0.5,IF(#REF!=\"CCS\",#REF!*0.85,IF(#REF!=\"OCGT\",#REF!*0,IF(#REF!=\"\",0,#REF!*G$627))))))))","v":{"$error":"#REF!"}},{"$f":"IF(#REF!=\"Interconnector\",#REF!*1,IF(#REF!=\"Wind\",#REF!*0.7,IF(#REF!=\"Marine\",#REF!*0.7,IF(#REF!=\"Nuclear\",#REF!*0.85,IF(#REF!=\"Pumped_Storage\",#REF!*0.5,IF(#REF!=\"CCS\",#REF!*0.85,IF(#REF!=\"OCGT\",#REF!*0,IF(#REF!=\"\",0,#REF!*H$627))))))))","v":{"$error":"#REF!"}},{"$f":"IF(#REF!=\"Interconnector\",#REF!*1,IF(#REF!=\"Wind\",#REF!*0.7,IF(#REF!=\"Marine\",#REF!*0.7,IF(#REF!=\"Nuclear\",#REF!*0.85,IF(#REF!=\"Pumped_Storage\",#REF!*0.5,IF(#REF!=\"CCS\",#REF!*0.85,IF(#REF!=\"OCGT\",#REF!*0,IF(#REF!=\"\",0,#REF!*I$627))))))))","v":{"$error":"#REF!"}},{"$f":"IF(#REF!=\"Interconnector\",#REF!*1,IF(#REF!=\"Wind\",#REF!*0.7,IF(#REF!=\"Marine\",#REF!*0.7,IF(#REF!=\"Nuclear\",#REF!*0.85,IF(#REF!=\"Pumped_Storage\",#REF!*0.5,IF(#REF!=\"CCS\",#REF!*0.85,IF(#REF!=\"OCGT\",#REF!*0,IF(#REF!=\"\",0,#REF!*J$627))))))))","v":{"$error":"#REF!"}},{"$f":"IF(#REF!=\"Interconnector\",#REF!*1,IF(#REF!=\"Wind\",#REF!*0.7,IF(#REF!=\"Marine\",#REF!*0.7,IF(#REF!=\"Nuclear\",#REF!*0.85,IF(#REF!=\"Pumped_Storage\",#REF!*0.5,IF(#REF!=\"CCS\",#REF!*0.85,IF(#REF!=\"OCGT\",#REF!*0,IF(#REF!=\"\",0,#REF!*K$627))))))))","v":{"$error":"#REF!"}},{"$f":"IF(#REF!=\"Interconnector\",#REF!*1,IF(#REF!=\"Wind\",#REF!*0.7,IF(#REF!=\"Marine\",#REF!*0.7,IF(#REF!=\"Nuclear\",#REF!*0.85,IF(#REF!=\"Pumped_Storage\",#REF!*0.5,IF(#REF!=\"CCS\",#REF!*0.85,IF(#REF!=\"OCGT\",#REF!*0,IF(#REF!=\"\",0,#REF!*L$627))))))))","v":{"$error":"#REF!"}},{"$f":"IF(#REF!=\"Interconnector\",#REF!*1,IF(#REF!=\"Wind\",#REF!*0.7,IF(#REF!=\"Marine\",#REF!*0.7,IF(#REF!=\"Nuclear\",#REF!*0.85,IF(#REF!=\"Pumped_Storage\",#REF!*0.5,IF(#REF!=\"CCS\",#REF!*0.85,IF(#REF!=\"OCGT\",#REF!*0,IF(#REF!=\"\",0,#REF!*M$627))))))))","v":{"$error":"#REF!"}},{"$f":"IF(#REF!=\"Interconnector\",#REF!*1,IF(#REF!=\"Wind\",#REF!*0.7,IF(#REF!=\"Marine\",#REF!*0.7,IF(#REF!=\"Nuclear\",#REF!*0.85,IF(#REF!=\"Pumped_Storage\",#REF!*0.5,IF(#REF!=\"CCS\",#REF!*0.85,IF(#REF!=\"OCGT\",#REF!*0,IF(#REF!=\"\",0,#REF!*N$627))))))))","v":{"$error":"#REF!"}},{"$f":"IF(#REF!=\"Interconnector\",#REF!*1,IF(#REF!=\"Wind\",#REF!*0.7,IF(#REF!=\"Marine\",#REF!*0.7,IF(#REF!=\"Nuclear\",#REF!*0.85,IF(#REF!=\"Pumped_Storage\",#REF!*0.5,IF(#REF!=\"CCS\",#REF!*0.85,IF(#REF!=\"OCGT\",#REF!*0,IF(#REF!=\"\",0,#REF!*O$627))))))))","v":{"$error":"#REF!"}}]
[{"$f":"#REF!","v":{"$error":"#REF!"}},{"$f":"#REF!","v":{"$error":"#REF!"}},{"$f":"#REF!","v":{"$error":"#REF!"}},{"$f":"#REF!","v":{"$error":"#REF!"}},{"$f":"IF(#REF!=\"Interconnector\",#REF!*1,IF(#REF!=\"Wind\",#REF!*0.7,IF(#REF!=\"Marine\",#REF!*0.7,IF(#REF!=\"Nuclear\",#REF!*0.85,IF(#REF!=\"Pumped_Storage\",#REF!*0.5,IF(#REF!=\"CCS\",#REF!*0.85,IF(#REF!=\"OCGT\",#REF!*0,IF(#REF!=\"\",0,#REF!*E$627))))))))","v":{"$error":"#REF!"}},{"$f":"IF(#REF!=\"Interconnector\",#REF!*1,IF(#REF!=\"Wind\",#REF!*0.7,IF(#REF!=\"Marine\",#REF!*0.7,IF(#REF!=\"Nuclear\",#REF!*0.85,IF(#REF!=\"Pumped_Storage\",#REF!*0.5,IF(#REF!=\"CCS\",#REF!*0.85,IF(#REF!=\"OCGT\",#REF!*0,IF(#REF!=\"\",0,#REF!*F$627))))))))","v":{"$error":"#REF!"}},{"$f":"IF(#REF!=\"Interconnector\",#REF!*1,IF(#REF!=\"Wind\",#REF!*0.7,IF(#REF!=\"Marine\",#REF!*0.7,IF(#REF!=\"Nuclear\",#REF!*0.85,IF(#REF!=\"Pumped_Storage\",#REF!*0.5,IF(#REF!=\"CCS\",#REF!*0.85,IF(#REF!=\"OCGT\",#REF!*0,IF(#REF!=\"\",0,#REF!*G$627))))))))","v":{"$error":"#REF!"}},{"$f":"IF(#REF!=\"Interconnector\",#REF!*1,IF(#REF!=\"Wind\",#REF!*0.7,IF(#REF!=\"Marine\",#REF!*0.7,IF(#REF!=\"Nuclear\",#REF!*0.85,IF(#REF!=\"Pumped_Storage\",#REF!*0.5,IF(#REF!=\"CCS\",#REF!*0.85,IF(#REF!=\"OCGT\",#REF!*0,IF(#REF!=\"\",0,#REF!*H$627))))))))","v":{"$error":"#REF!"}},{"$f":"IF(#REF!=\"Interconnector\",#REF!*1,IF(#REF!=\"Wind\",#REF!*0.7,IF(#REF!=\"Marine\",#REF!*0.7,IF(#REF!=\"Nuclear\",#REF!*0.85,IF(#REF!=\"Pumped_Storage\",#REF!*0.5,IF(#REF!=\"CCS\",#REF!*0.85,IF(#REF!=\"OCGT\",#REF!*0,IF(#REF!=\"\",0,#REF!*I$627))))))))","v":{"$error":"#REF!"}},{"$f":"IF(#REF!=\"Interconnector\",#REF!*1,IF(#REF!=\"Wind\",#REF!*0.7,IF(#REF!=\"Marine\",#REF!*0.7,IF(#REF!=\"Nuclear\",#REF!*0.85,IF(#REF!=\"Pumped_Storage\",#REF!*0.5,IF(#REF!=\"CCS\",#REF!*0.85,IF(#REF!=\"OCGT\",#REF!*0,IF(#REF!=\"\",0,#REF!*J$627))))))))","v":{"$error":"#REF!"}},{"$f":"IF(#REF!=\"Interconnector\",#REF!*1,IF(#REF!=\"Wind\",#REF!*0.7,IF(#REF!=\"Marine\",#REF!*0.7,IF(#REF!=\"Nuclear\",#REF!*0.85,IF(#REF!=\"Pumped_Storage\",#REF!*0.5,IF(#REF!=\"CCS\",#REF!*0.85,IF(#REF!=\"OCGT\",#REF!*0,IF(#REF!=\"\",0,#REF!*K$627))))))))","v":{"$error":"#REF!"}},{"$f":"IF(#REF!=\"Interconnector\",#REF!*1,IF(#REF!=\"Wind\",#REF!*0.7,IF(#REF!=\"Marine\",#REF!*0.7,IF(#REF!=\"Nuclear\",#REF!*0.85,IF(#REF!=\"Pumped_Storage\",#REF!*0.5,IF(#REF!=\"CCS\",#REF!*0.85,IF(#REF!=\"OCGT\",#REF!*0,IF(#REF!=\"\",0,#REF!*L$627))))))))","v":{"$error":"#REF!"}},{"$f":"IF(#REF!=\"Interconnector\",#REF!*1,IF(#REF!=\"Wind\",#REF!*0.7,IF(#REF!=\"Marine\",#REF!*0.7,IF(#REF!=\"Nuclear\",#REF!*0.85,IF(#REF!=\"Pumped_Storage\",#REF!*0.5,IF(#REF!=\"CCS\",#REF!*0.85,IF(#REF!=\"OCGT\",#REF!*0,IF(#REF!=\"\",0,#REF!*M$627))))))))","v":{"$error":"#REF!"}},{"$f":"IF(#REF!=\"Interconnector\",#REF!*1,IF(#REF!=\"Wind\",#REF!*0.7,IF(#REF!=\"Marine\",#REF!*0.7,IF(#REF!=\"Nuclear\",#REF!*0.85,IF(#REF!=\"Pumped_Storage\",#REF!*0.5,IF(#REF!=\"CCS\",#REF!*0.85,IF(#REF!=\"OCGT\",#REF!*0,IF(#REF!=\"\",0,#REF!*N$627))))))))","v":{"$error":"#REF!"}},{"$f":"IF(#REF!=\"Interconnector\",#REF!*1,IF(#REF!=\"Wind\",#REF!*0.7,IF(#REF!=\"Marine\",#REF!*0.7,IF(#REF!=\"Nuclear\",#REF!*0.85,IF(#REF!=\"Pumped_Storage\",#REF!*0.5,IF(#REF!=\"CCS\",#REF!*0.85,IF(#REF!=\"OCGT\",#REF!*0,IF(#REF!=\"\",0,#REF!*O$627))))))))","v":{"$error":"#REF!"}}]
[{"$f":"#REF!","v":{"$error":"#REF!"}},{"$f":"#REF!","v":{"$error":"#REF!"}},{"$f":"#REF!","v":{"$error":"#REF!"}},{"$f":"#REF!","v":{"$error":"#REF!"}},{"$f":"IF(#REF!=\"Interconnector\",#REF!*1,IF(#REF!=\"Wind\",#REF!*0.7,IF(#REF!=\"Marine\",#REF!*0.7,IF(#REF!=\"Nuclear\",#REF!*0.85,IF(#REF!=\"Pumped_Storage\",#REF!*0.5,IF(#REF!=\"CCS\",#REF!*0.85,IF(#REF!=\"OCGT\",#REF!*0,IF(#REF!=\"\",0,#REF!*E$627))))))))","v":{"$error":"#REF!"}},{"$f":"IF(#REF!=\"Interconnector\",#REF!*1,IF(#REF!=\"Wind\",#REF!*0.7,IF(#REF!=\"Marine\",#REF!*0.7,IF(#REF!=\"Nuclear\",#REF!*0.85,IF(#REF!=\"Pumped_Storage\",#REF!*0.5,IF(#REF!=\"CCS\",#REF!*0.85,IF(#REF!=\"OCGT\",#REF!*0,IF(#REF!=\"\",0,#REF!*F$627))))))))","v":{"$error":"#REF!"}},{"$f":"IF(#REF!=\"Interconnector\",#REF!*1,IF(#REF!=\"Wind\",#REF!*0.7,IF(#REF!=\"Marine\",#REF!*0.7,IF(#REF!=\"Nuclear\",#REF!*0.85,IF(#REF!=\"Pumped_Storage\",#REF!*0.5,IF(#REF!=\"CCS\",#REF!*0.85,IF(#REF!=\"OCGT\",#REF!*0,IF(#REF!=\"\",0,#REF!*G$627))))))))","v":{"$error":"#REF!"}},{"$f":"IF(#REF!=\"Interconnector\",#REF!*1,IF(#REF!=\"Wind\",#REF!*0.7,IF(#REF!=\"Marine\",#REF!*0.7,IF(#REF!=\"Nuclear\",#REF!*0.85,IF(#REF!=\"Pumped_Storage\",#REF!*0.5,IF(#REF!=\"CCS\",#REF!*0.85,IF(#REF!=\"OCGT\",#REF!*0,IF(#REF!=\"\",0,#REF!*H$627))))))))","v":{"$error":"#REF!"}},{"$f":"IF(#REF!=\"Interconnector\",#REF!*1,IF(#REF!=\"Wind\",#REF!*0.7,IF(#REF!=\"Marine\",#REF!*0.7,IF(#REF!=\"Nuclear\",#REF!*0.85,IF(#REF!=\"Pumped_Storage\",#REF!*0.5,IF(#REF!=\"CCS\",#REF!*0.85,IF(#REF!=\"OCGT\",#REF!*0,IF(#REF!=\"\",0,#REF!*I$627))))))))","v":{"$error":"#REF!"}},{"$f":"IF(#REF!=\"Interconnector\",#REF!*1,IF(#REF!=\"Wind\",#REF!*0.7,IF(#REF!=\"Marine\",#REF!*0.7,IF(#REF!=\"Nuclear\",#REF!*0.85,IF(#REF!=\"Pumped_Storage\",#REF!*0.5,IF(#REF!=\"CCS\",#REF!*0.85,IF(#REF!=\"OCGT\",#REF!*0,IF(#REF!=\"\",0,#REF!*J$627))))))))","v":{"$error":"#REF!"}},{"$f":"IF(#REF!=\"Interconnector\",#REF!*1,IF(#REF!=\"Wind\",#REF!*0.7,IF(#REF!=\"Marine\",#REF!*0.7,IF(#REF!=\"Nuclear\",#REF!*0.85,IF(#REF!=\"Pumped_Storage\",#REF!*0.5,IF(#REF!=\"CCS\",#REF!*0.85,IF(#REF!=\"OCGT\",#REF!*0,IF(#REF!=\"\",0,#REF!*K$627))))))))","v":{"$error":"#REF!"}},{"$f":"IF(#REF!=\"Interconnector\",#REF!*1,IF(#REF!=\"Wind\",#REF!*0.7,IF(#REF!=\"Marine\",#REF!*0.7,IF(#REF!=\"Nuclear\",#REF!*0.85,IF(#REF!=\"Pumped_Storage\",#REF!*0.5,IF(#REF!=\"CCS\",#REF!*0.85,IF(#REF!=\"OCGT\",#REF!*0,IF(#REF!=\"\",0,#REF!*L$627))))))))","v":{"$error":"#REF!"}},{"$f":"IF(#REF!=\"Interconnector\",#REF!*1,IF(#REF!=\"Wind\",#REF!*0.7,IF(#REF!=\"Marine\",#REF!*0.7,IF(#REF!=\"Nuclear\",#REF!*0.85,IF(#REF!=\"Pumped_Storage\",#REF!*0.5,IF(#REF!=\"CCS\",#REF!*0.85,IF(#REF!=\"OCGT\",#REF!*0,IF(#REF!=\"\",0,#REF!*M$627))))))))","v":{"$error":"#REF!"}},{"$f":"IF(#REF!=\"Interconnector\",#REF!*1,IF(#REF!=\"Wind\",#REF!*0.7,IF(#REF!=\"Marine\",#REF!*0.7,IF(#REF!=\"Nuclear\",#REF!*0.85,IF(#REF!=\"Pumped_Storage\",#REF!*0.5,IF(#REF!=\"CCS\",#REF!*0.85,IF(#REF!=\"OCGT\",#REF!*0,IF(#REF!=\"\",0,#REF!*N$627))))))))","v":{"$error":"#REF!"}},{"$f":"IF(#REF!=\"Interconnector\",#REF!*1,IF(#REF!=\"Wind\",#REF!*0.7,IF(#REF!=\"Marine\",#REF!*0.7,IF(#REF!=\"Nuclear\",#REF!*0.85,IF(#REF!=\"Pumped_Storage\",#REF!*0.5,IF(#REF!=\"CCS\",#REF!*0.85,IF(#REF!=\"OCGT\",#REF!*0,IF(#REF!=\"\",0,#REF!*O$627))))))))","v":{"$error":"#REF!"}}]
[{"$f":"#REF!","v":{"$error":"#REF!"}},{"$f":"#REF!","v":{"$error":"#REF!"}},{"$f":"#REF!","v":{"$error":"#REF!"}},{"$f":"#REF!","v":{"$error":"#REF!"}},{"$f":"IF(#REF!=\"Interconnector\",#REF!*1,IF(#REF!=\"Wind\",#REF!*0.7,IF(#REF!=\"Marine\",#REF!*0.7,IF(#REF!=\"Nuclear\",#REF!*0.85,IF(#REF!=\"Pumped_Storage\",#REF!*0.5,IF(#REF!=\"CCS\",#REF!*0.85,IF(#REF!=\"OCGT\",#REF!*0,IF(#REF!=\"\",0,#REF!*E$627))))))))","v":{"$error":"#REF!"}},{"$f":"IF(#REF!=\"Interconnector\",#REF!*1,IF(#REF!=\"Wind\",#REF!*0.7,IF(#REF!=\"Marine\",#REF!*0.7,IF(#REF!=\"Nuclear\",#REF!*0.85,IF(#REF!=\"Pumped_Storage\",#REF!*0.5,IF(#REF!=\"CCS\",#REF!*0.85,IF(#REF!=\"OCGT\",#REF!*0,IF(#REF!=\"\",0,#REF!*F$627))))))))","v":{"$error":"#REF!"}},{"$f":"IF(#REF!=\"Interconnector\",#REF!*1,IF(#REF!=\"Wind\",#REF!*0.7,IF(#REF!=\"Marine\",#REF!*0.7,IF(#REF!=\"Nuclear\",#REF!*0.85,IF(#REF!=\"Pumped_Storage\",#REF!*0.5,IF(#REF!=\"CCS\",#REF!*0.85,IF(#REF!=\"OCGT\",#REF!*0,IF(#REF!=\"\",0,#REF!*G$627))))))))","v":{"$error":"#REF!"}},{"$f":"IF(#REF!=\"Interconnector\",#REF!*1,IF(#REF!=\"Wind\",#REF!*0.7,IF(#REF!=\"Marine\",#REF!*0.7,IF(#REF!=\"Nuclear\",#REF!*0.85,IF(#REF!=\"Pumped_Storage\",#REF!*0.5,IF(#REF!=\"CCS\",#REF!*0.85,IF(#REF!=\"OCGT\",#REF!*0,IF(#REF!=\"\",0,#REF!*H$627))))))))","v":{"$error":"#REF!"}},{"$f":"IF(#REF!=\"Interconnector\",#REF!*1,IF(#REF!=\"Wind\",#REF!*0.7,IF(#REF!=\"Marine\",#REF!*0.7,IF(#REF!=\"Nuclear\",#REF!*0.85,IF(#REF!=\"Pumped_Storage\",#REF!*0.5,IF(#REF!=\"CCS\",#REF!*0.85,IF(#REF!=\"OCGT\",#REF!*0,IF(#REF!=\"\",0,#REF!*I$627))))))))","v":{"$error":"#REF!"}},{"$f":"IF(#REF!=\"Interconnector\",#REF!*1,IF(#REF!=\"Wind\",#REF!*0.7,IF(#REF!=\"Marine\",#REF!*0.7,IF(#REF!=\"Nuclear\",#REF!*0.85,IF(#REF!=\"Pumped_Storage\",#REF!*0.5,IF(#REF!=\"CCS\",#REF!*0.85,IF(#REF!=\"OCGT\",#REF!*0,IF(#REF!=\"\",0,#REF!*J$627))))))))","v":{"$error":"#REF!"}},{"$f":"IF(#REF!=\"Interconnector\",#REF!*1,IF(#REF!=\"Wind\",#REF!*0.7,IF(#REF!=\"Marine\",#REF!*0.7,IF(#REF!=\"Nuclear\",#REF!*0.85,IF(#REF!=\"Pumped_Storage\",#REF!*0.5,IF(#REF!=\"CCS\",#REF!*0.85,IF(#REF!=\"OCGT\",#REF!*0,IF(#REF!=\"\",0,#REF!*K$627))))))))","v":{"$error":"#REF!"}},{"$f":"IF(#REF!=\"Interconnector\",#REF!*1,IF(#REF!=\"Wind\",#REF!*0.7,IF(#REF!=\"Marine\",#REF!*0.7,IF(#REF!=\"Nuclear\",#REF!*0.85,IF(#REF!=\"Pumped_Storage\",#REF!*0.5,IF(#REF!=\"CCS\",#REF!*0.85,IF(#REF!=\"OCGT\",#REF!*0,IF(#REF!=\"\",0,#REF!*L$627))))))))","v":{"$error":"#REF!"}},{"$f":"IF(#REF!=\"Interconnector\",#REF!*1,IF(#REF!=\"Wind\",#REF!*0.7,IF(#REF!=\"Marine\",#REF!*0.7,IF(#REF!=\"Nuclear\",#REF!*0.85,IF(#REF!=\"Pumped_Storage\",#REF!*0.5,IF(#REF!=\"CCS\",#REF!*0.85,IF(#REF!=\"OCGT\",#REF!*0,IF(#REF!=\"\",0,#REF!*M$627))))))))","v":{"$error":"#REF!"}},{"$f":"IF(#REF!=\"Interconnector\",#REF!*1,IF(#REF!=\"Wind\",#REF!*0.7,IF(#REF!=\"Marine\",#REF!*0.7,IF(#REF!=\"Nuclear\",#REF!*0.85,IF(#REF!=\"Pumped_Storage\",#REF!*0.5,IF(#REF!=\"CCS\",#REF!*0.85,IF(#REF!=\"OCGT\",#REF!*0,IF(#REF!=\"\",0,#REF!*N$627))))))))","v":{"$error":"#REF!"}},{"$f":"IF(#REF!=\"Interconnector\",#REF!*1,IF(#REF!=\"Wind\",#REF!*0.7,IF(#REF!=\"Marine\",#REF!*0.7,IF(#REF!=\"Nuclear\",#REF!*0.85,IF(#REF!=\"Pumped_Storage\",#REF!*0.5,IF(#REF!=\"CCS\",#REF!*0.85,IF(#REF!=\"OCGT\",#REF!*0,IF(#REF!=\"\",0,#REF!*O$627))))))))","v":{"$error":"#REF!"}}]
[{"$f":"#REF!","v":{"$error":"#REF!"}},{"$f":"#REF!","v":{"$error":"#REF!"}},{"$f":"#REF!","v":{"$error":"#REF!"}},{"$f":"#REF!","v":{"$error":"#REF!"}},{"$f":"IF(#REF!=\"Interconnector\",#REF!*1,IF(#REF!=\"Wind\",#REF!*0.7,IF(#REF!=\"Marine\",#REF!*0.7,IF(#REF!=\"Nuclear\",#REF!*0.85,IF(#REF!=\"Pumped_Storage\",#REF!*0.5,IF(#REF!=\"CCS\",#REF!*0.85,IF(#REF!=\"OCGT\",#REF!*0,IF(#REF!=\"\",0,#REF!*E$627))))))))","v":{"$error":"#REF!"}},{"$f":"IF(#REF!=\"Interconnector\",#REF!*1,IF(#REF!=\"Wind\",#REF!*0.7,IF(#REF!=\"Marine\",#REF!*0.7,IF(#REF!=\"Nuclear\",#REF!*0.85,IF(#REF!=\"Pumped_Storage\",#REF!*0.5,IF(#REF!=\"CCS\",#REF!*0.85,IF(#REF!=\"OCGT\",#REF!*0,IF(#REF!=\"\",0,#REF!*F$627))))))))","v":{"$error":"#REF!"}},{"$f":"IF(#REF!=\"Interconnector\",#REF!*1,IF(#REF!=\"Wind\",#REF!*0.7,IF(#REF!=\"Marine\",#REF!*0.7,IF(#REF!=\"Nuclear\",#REF!*0.85,IF(#REF!=\"Pumped_Storage\",#REF!*0.5,IF(#REF!=\"CCS\",#REF!*0.85,IF(#REF!=\"OCGT\",#REF!*0,IF(#REF!=\"\",0,#REF!*G$627))))))))","v":{"$error":"#REF!"}},{"$f":"IF(#REF!=\"Interconnector\",#REF!*1,IF(#REF!=\"Wind\",#REF!*0.7,IF(#REF!=\"Marine\",#REF!*0.7,IF(#REF!=\"Nuclear\",#REF!*0.85,IF(#REF!=\"Pumped_Storage\",#REF!*0.5,IF(#REF!=\"CCS\",#REF!*0.85,IF(#REF!=\"OCGT\",#REF!*0,IF(#REF!=\"\",0,#REF!*H$627))))))))","v":{"$error":"#REF!"}},{"$f":"IF(#REF!=\"Interconnector\",#REF!*1,IF(#REF!=\"Wind\",#REF!*0.7,IF(#REF!=\"Marine\",#REF!*0.7,IF(#REF!=\"Nuclear\",#REF!*0.85,IF(#REF!=\"Pumped_Storage\",#REF!*0.5,IF(#REF!=\"CCS\",#REF!*0.85,IF(#REF!=\"OCGT\",#REF!*0,IF(#REF!=\"\",0,#REF!*I$627))))))))","v":{"$error":"#REF!"}},{"$f":"IF(#REF!=\"Interconnector\",#REF!*1,IF(#REF!=\"Wind\",#REF!*0.7,IF(#REF!=\"Marine\",#REF!*0.7,IF(#REF!=\"Nuclear\",#REF!*0.85,IF(#REF!=\"Pumped_Storage\",#REF!*0.5,IF(#REF!=\"CCS\",#REF!*0.85,IF(#REF!=\"OCGT\",#REF!*0,IF(#REF!=\"\",0,#REF!*J$627))))))))","v":{"$error":"#REF!"}},{"$f":"IF(#REF!=\"Interconnector\",#REF!*1,IF(#REF!=\"Wind\",#REF!*0.7,IF(#REF!=\"Marine\",#REF!*0.7,IF(#REF!=\"Nuclear\",#REF!*0.85,IF(#REF!=\"Pumped_Storage\",#REF!*0.5,IF(#REF!=\"CCS\",#REF!*0.85,IF(#REF!=\"OCGT\",#REF!*0,IF(#REF!=\"\",0,#REF!*K$627))))))))","v":{"$error":"#REF!"}},{"$f":"IF(#REF!=\"Interconnector\",#REF!*1,IF(#REF!=\"Wind\",#REF!*0.7,IF(#REF!=\"Marine\",#REF!*0.7,IF(#REF!=\"Nuclear\",#REF!*0.85,IF(#REF!=\"Pumped_Storage\",#REF!*0.5,IF(#REF!=\"CCS\",#REF!*0.85,IF(#REF!=\"OCGT\",#REF!*0,IF(#REF!=\"\",0,#REF!*L$627))))))))","v":{"$error":"#REF!"}},{"$f":"IF(#REF!=\"Interconnector\",#REF!*1,IF(#REF!=\"Wind\",#REF!*0.7,IF(#REF!=\"Marine\",#REF!*0.7,IF(#REF!=\"Nuclear\",#REF!*0.85,IF(#REF!=\"Pumped_Storage\",#REF!*0.5,IF(#REF!=\"CCS\",#REF!*0.85,IF(#REF!=\"OCGT\",#REF!*0,IF(#REF!=\"\",0,#REF!*M$627))))))))","v":{"$error":"#REF!"}},{"$f":"IF(#REF!=\"Interconnector\",#REF!*1,IF(#REF!=\"Wind\",#REF!*0.7,IF(#REF!=\"Marine\",#REF!*0.7,IF(#REF!=\"Nuclear\",#REF!*0.85,IF(#REF!=\"Pumped_Storage\",#REF!*0.5,IF(#REF!=\"CCS\",#REF!*0.85,IF(#REF!=\"OCGT\",#REF!*0,IF(#REF!=\"\",0,#REF!*N$627))))))))","v":{"$error":"#REF!"}},{"$f":"IF(#REF!=\"Interconnector\",#REF!*1,IF(#REF!=\"Wind\",#REF!*0.7,IF(#REF!=\"Marine\",#REF!*0.7,IF(#REF!=\"Nuclear\",#REF!*0.85,IF(#REF!=\"Pumped_Storage\",#REF!*0.5,IF(#REF!=\"CCS\",#REF!*0.85,IF(#REF!=\"OCGT\",#REF!*0,IF(#REF!=\"\",0,#REF!*O$627))))))))","v":{"$error":"#REF!"}}]
[{"$f":"#REF!","v":{"$error":"#REF!"}},{"$f":"#REF!","v":{"$error":"#REF!"}},{"$f":"#REF!","v":{"$error":"#REF!"}},{"$f":"#REF!","v":{"$error":"#REF!"}},{"$f":"IF(#REF!=\"Interconnector\",#REF!*1,IF(#REF!=\"Wind\",#REF!*0.7,IF(#REF!=\"Marine\",#REF!*0.7,IF(#REF!=\"Nuclear\",#REF!*0.85,IF(#REF!=\"Pumped_Storage\",#REF!*0.5,IF(#REF!=\"CCS\",#REF!*0.85,IF(#REF!=\"OCGT\",#REF!*0,IF(#REF!=\"\",0,#REF!*E$627))))))))","v":{"$error":"#REF!"}},{"$f":"IF(#REF!=\"Interconnector\",#REF!*1,IF(#REF!=\"Wind\",#REF!*0.7,IF(#REF!=\"Marine\",#REF!*0.7,IF(#REF!=\"Nuclear\",#REF!*0.85,IF(#REF!=\"Pumped_Storage\",#REF!*0.5,IF(#REF!=\"CCS\",#REF!*0.85,IF(#REF!=\"OCGT\",#REF!*0,IF(#REF!=\"\",0,#REF!*F$627))))))))","v":{"$error":"#REF!"}},{"$f":"IF(#REF!=\"Interconnector\",#REF!*1,IF(#REF!=\"Wind\",#REF!*0.7,IF(#REF!=\"Marine\",#REF!*0.7,IF(#REF!=\"Nuclear\",#REF!*0.85,IF(#REF!=\"Pumped_Storage\",#REF!*0.5,IF(#REF!=\"CCS\",#REF!*0.85,IF(#REF!=\"OCGT\",#REF!*0,IF(#REF!=\"\",0,#REF!*G$627))))))))","v":{"$error":"#REF!"}},{"$f":"IF(#REF!=\"Interconnector\",#REF!*1,IF(#REF!=\"Wind\",#REF!*0.7,IF(#REF!=\"Marine\",#REF!*0.7,IF(#REF!=\"Nuclear\",#REF!*0.85,IF(#REF!=\"Pumped_Storage\",#REF!*0.5,IF(#REF!=\"CCS\",#REF!*0.85,IF(#REF!=\"OCGT\",#REF!*0,IF(#REF!=\"\",0,#REF!*H$627))))))))","v":{"$error":"#REF!"}},{"$f":"IF(#REF!=\"Interconnector\",#REF!*1,IF(#REF!=\"Wind\",#REF!*0.7,IF(#REF!=\"Marine\",#REF!*0.7,IF(#REF!=\"Nuclear\",#REF!*0.85,IF(#REF!=\"Pumped_Storage\",#REF!*0.5,IF(#REF!=\"CCS\",#REF!*0.85,IF(#REF!=\"OCGT\",#REF!*0,IF(#REF!=\"\",0,#REF!*I$627))))))))","v":{"$error":"#REF!"}},{"$f":"IF(#REF!=\"Interconnector\",#REF!*1,IF(#REF!=\"Wind\",#REF!*0.7,IF(#REF!=\"Marine\",#REF!*0.7,IF(#REF!=\"Nuclear\",#REF!*0.85,IF(#REF!=\"Pumped_Storage\",#REF!*0.5,IF(#REF!=\"CCS\",#REF!*0.85,IF(#REF!=\"OCGT\",#REF!*0,IF(#REF!=\"\",0,#REF!*J$627))))))))","v":{"$error":"#REF!"}},{"$f":"IF(#REF!=\"Interconnector\",#REF!*1,IF(#REF!=\"Wind\",#REF!*0.7,IF(#REF!=\"Marine\",#REF!*0.7,IF(#REF!=\"Nuclear\",#REF!*0.85,IF(#REF!=\"Pumped_Storage\",#REF!*0.5,IF(#REF!=\"CCS\",#REF!*0.85,IF(#REF!=\"OCGT\",#REF!*0,IF(#REF!=\"\",0,#REF!*K$627))))))))","v":{"$error":"#REF!"}},{"$f":"IF(#REF!=\"Interconnector\",#REF!*1,IF(#REF!=\"Wind\",#REF!*0.7,IF(#REF!=\"Marine\",#REF!*0.7,IF(#REF!=\"Nuclear\",#REF!*0.85,IF(#REF!=\"Pumped_Storage\",#REF!*0.5,IF(#REF!=\"CCS\",#REF!*0.85,IF(#REF!=\"OCGT\",#REF!*0,IF(#REF!=\"\",0,#REF!*L$627))))))))","v":{"$error":"#REF!"}},{"$f":"IF(#REF!=\"Interconnector\",#REF!*1,IF(#REF!=\"Wind\",#REF!*0.7,IF(#REF!=\"Marine\",#REF!*0.7,IF(#REF!=\"Nuclear\",#REF!*0.85,IF(#REF!=\"Pumped_Storage\",#REF!*0.5,IF(#REF!=\"CCS\",#REF!*0.85,IF(#REF!=\"OCGT\",#REF!*0,IF(#REF!=\"\",0,#REF!*M$627))))))))","v":{"$error":"#REF!"}},{"$f":"IF(#REF!=\"Interconnector\",#REF!*1,IF(#REF!=\"Wind\",#REF!*0.7,IF(#REF!=\"Marine\",#REF!*0.7,IF(#REF!=\"Nuclear\",#REF!*0.85,IF(#REF!=\"Pumped_Storage\",#REF!*0.5,IF(#REF!=\"CCS\",#REF!*0.85,IF(#REF!=\"OCGT\",#REF!*0,IF(#REF!=\"\",0,#REF!*N$627))))))))","v":{"$error":"#REF!"}},{"$f":"IF(#REF!=\"Interconnector\",#REF!*1,IF(#REF!=\"Wind\",#REF!*0.7,IF(#REF!=\"Marine\",#REF!*0.7,IF(#REF!=\"Nuclear\",#REF!*0.85,IF(#REF!=\"Pumped_Storage\",#REF!*0.5,IF(#REF!=\"CCS\",#REF!*0.85,IF(#REF!=\"OCGT\",#REF!*0,IF(#REF!=\"\",0,#REF!*O$627))))))))","v":{"$error":"#REF!"}}]
[{"$f":"#REF!","v":{"$error":"#REF!"}},{"$f":"#REF!","v":{"$error":"#REF!"}},{"$f":"#REF!","v":{"$error":"#REF!"}},{"$f":"#REF!","v":{"$error":"#REF!"}},{"$f":"IF(#REF!=\"Interconnector\",#REF!*1,IF(#REF!=\"Wind\",#REF!*0.7,IF(#REF!=\"Marine\",#REF!*0.7,IF(#REF!=\"Nuclear\",#REF!*0.85,IF(#REF!=\"Pumped_Storage\",#REF!*0.5,IF(#REF!=\"CCS\",#REF!*0.85,IF(#REF!=\"OCGT\",#REF!*0,IF(#REF!=\"\",0,#REF!*E$627))))))))","v":{"$error":"#REF!"}},{"$f":"IF(#REF!=\"Interconnector\",#REF!*1,IF(#REF!=\"Wind\",#REF!*0.7,IF(#REF!=\"Marine\",#REF!*0.7,IF(#REF!=\"Nuclear\",#REF!*0.85,IF(#REF!=\"Pumped_Storage\",#REF!*0.5,IF(#REF!=\"CCS\",#REF!*0.85,IF(#REF!=\"OCGT\",#REF!*0,IF(#REF!=\"\",0,#REF!*F$627))))))))","v":{"$error":"#REF!"}},{"$f":"IF(#REF!=\"Interconnector\",#REF!*1,IF(#REF!=\"Wind\",#REF!*0.7,IF(#REF!=\"Marine\",#REF!*0.7,IF(#REF!=\"Nuclear\",#REF!*0.85,IF(#REF!=\"Pumped_Storage\",#REF!*0.5,IF(#REF!=\"CCS\",#REF!*0.85,IF(#REF!=\"OCGT\",#REF!*0,IF(#REF!=\"\",0,#REF!*G$627))))))))","v":{"$error":"#REF!"}},{"$f":"IF(#REF!=\"Interconnector\",#REF!*1,IF(#REF!=\"Wind\",#REF!*0.7,IF(#REF!=\"Marine\",#REF!*0.7,IF(#REF!=\"Nuclear\",#REF!*0.85,IF(#REF!=\"Pumped_Storage\",#REF!*0.5,IF(#REF!=\"CCS\",#REF!*0.85,IF(#REF!=\"OCGT\",#REF!*0,IF(#REF!=\"\",0,#REF!*H$627))))))))","v":{"$error":"#REF!"}},{"$f":"IF(#REF!=\"Interconnector\",#REF!*1,IF(#REF!=\"Wind\",#REF!*0.7,IF(#REF!=\"Marine\",#REF!*0.7,IF(#REF!=\"Nuclear\",#REF!*0.85,IF(#REF!=\"Pumped_Storage\",#REF!*0.5,IF(#REF!=\"CCS\",#REF!*0.85,IF(#REF!=\"OCGT\",#REF!*0,IF(#REF!=\"\",0,#REF!*I$627))))))))","v":{"$error":"#REF!"}},{"$f":"IF(#REF!=\"Interconnector\",#REF!*1,IF(#REF!=\"Wind\",#REF!*0.7,IF(#REF!=\"Marine\",#REF!*0.7,IF(#REF!=\"Nuclear\",#REF!*0.85,IF(#REF!=\"Pumped_Storage\",#REF!*0.5,IF(#REF!=\"CCS\",#REF!*0.85,IF(#REF!=\"OCGT\",#REF!*0,IF(#REF!=\"\",0,#REF!*J$627))))))))","v":{"$error":"#REF!"}},{"$f":"IF(#REF!=\"Interconnector\",#REF!*1,IF(#REF!=\"Wind\",#REF!*0.7,IF(#REF!=\"Marine\",#REF!*0.7,IF(#REF!=\"Nuclear\",#REF!*0.85,IF(#REF!=\"Pumped_Storage\",#REF!*0.5,IF(#REF!=\"CCS\",#REF!*0.85,IF(#REF!=\"OCGT\",#REF!*0,IF(#REF!=\"\",0,#REF!*K$627))))))))","v":{"$error":"#REF!"}},{"$f":"IF(#REF!=\"Interconnector\",#REF!*1,IF(#REF!=\"Wind\",#REF!*0.7,IF(#REF!=\"Marine\",#REF!*0.7,IF(#REF!=\"Nuclear\",#REF!*0.85,IF(#REF!=\"Pumped_Storage\",#REF!*0.5,IF(#REF!=\"CCS\",#REF!*0.85,IF(#REF!=\"OCGT\",#REF!*0,IF(#REF!=\"\",0,#REF!*L$627))))))))","v":{"$error":"#REF!"}},{"$f":"IF(#REF!=\"Interconnector\",#REF!*1,IF(#REF!=\"Wind\",#REF!*0.7,IF(#REF!=\"Marine\",#REF!*0.7,IF(#REF!=\"Nuclear\",#REF!*0.85,IF(#REF!=\"Pumped_Storage\",#REF!*0.5,IF(#REF!=\"CCS\",#REF!*0.85,IF(#REF!=\"OCGT\",#REF!*0,IF(#REF!=\"\",0,#REF!*M$627))))))))","v":{"$error":"#REF!"}},{"$f":"IF(#REF!=\"Interconnector\",#REF!*1,IF(#REF!=\"Wind\",#REF!*0.7,IF(#REF!=\"Marine\",#REF!*0.7,IF(#REF!=\"Nuclear\",#REF!*0.85,IF(#REF!=\"Pumped_Storage\",#REF!*0.5,IF(#REF!=\"CCS\",#REF!*0.85,IF(#REF!=\"OCGT\",#REF!*0,IF(#REF!=\"\",0,#REF!*N$627))))))))","v":{"$error":"#REF!"}},{"$f":"IF(#REF!=\"Interconnector\",#REF!*1,IF(#REF!=\"Wind\",#REF!*0.7,IF(#REF!=\"Marine\",#REF!*0.7,IF(#REF!=\"Nuclear\",#REF!*0.85,IF(#REF!=\"Pumped_Storage\",#REF!*0.5,IF(#REF!=\"CCS\",#REF!*0.85,IF(#REF!=\"OCGT\",#REF!*0,IF(#REF!=\"\",0,#REF!*O$627))))))))","v":{"$error":"#REF!"}}]
[{"$f":"#REF!","v":{"$error":"#REF!"}},{"$f":"#REF!","v":{"$error":"#REF!"}},{"$f":"#REF!","v":{"$error":"#REF!"}},{"$f":"#REF!","v":{"$error":"#REF!"}},{"$f":"IF(#REF!=\"Interconnector\",#REF!*1,IF(#REF!=\"Wind\",#REF!*0.7,IF(#REF!=\"Marine\",#REF!*0.7,IF(#REF!=\"Nuclear\",#REF!*0.85,IF(#REF!=\"Pumped_Storage\",#REF!*0.5,IF(#REF!=\"CCS\",#REF!*0.85,IF(#REF!=\"OCGT\",#REF!*0,IF(#REF!=\"\",0,#REF!*E$627))))))))","v":{"$error":"#REF!"}},{"$f":"IF(#REF!=\"Interconnector\",#REF!*1,IF(#REF!=\"Wind\",#REF!*0.7,IF(#REF!=\"Marine\",#REF!*0.7,IF(#REF!=\"Nuclear\",#REF!*0.85,IF(#REF!=\"Pumped_Storage\",#REF!*0.5,IF(#REF!=\"CCS\",#REF!*0.85,IF(#REF!=\"OCGT\",#REF!*0,IF(#REF!=\"\",0,#REF!*F$627))))))))","v":{"$error":"#REF!"}},{"$f":"IF(#REF!=\"Interconnector\",#REF!*1,IF(#REF!=\"Wind\",#REF!*0.7,IF(#REF!=\"Marine\",#REF!*0.7,IF(#REF!=\"Nuclear\",#REF!*0.85,IF(#REF!=\"Pumped_Storage\",#REF!*0.5,IF(#REF!=\"CCS\",#REF!*0.85,IF(#REF!=\"OCGT\",#REF!*0,IF(#REF!=\"\",0,#REF!*G$627))))))))","v":{"$error":"#REF!"}},{"$f":"IF(#REF!=\"Interconnector\",#REF!*1,IF(#REF!=\"Wind\",#REF!*0.7,IF(#REF!=\"Marine\",#REF!*0.7,IF(#REF!=\"Nuclear\",#REF!*0.85,IF(#REF!=\"Pumped_Storage\",#REF!*0.5,IF(#REF!=\"CCS\",#REF!*0.85,IF(#REF!=\"OCGT\",#REF!*0,IF(#REF!=\"\",0,#REF!*H$627))))))))","v":{"$error":"#REF!"}},{"$f":"IF(#REF!=\"Interconnector\",#REF!*1,IF(#REF!=\"Wind\",#REF!*0.7,IF(#REF!=\"Marine\",#REF!*0.7,IF(#REF!=\"Nuclear\",#REF!*0.85,IF(#REF!=\"Pumped_Storage\",#REF!*0.5,IF(#REF!=\"CCS\",#REF!*0.85,IF(#REF!=\"OCGT\",#REF!*0,IF(#REF!=\"\",0,#REF!*I$627))))))))","v":{"$error":"#REF!"}},{"$f":"IF(#REF!=\"Interconnector\",#REF!*1,IF(#REF!=\"Wind\",#REF!*0.7,IF(#REF!=\"Marine\",#REF!*0.7,IF(#REF!=\"Nuclear\",#REF!*0.85,IF(#REF!=\"Pumped_Storage\",#REF!*0.5,IF(#REF!=\"CCS\",#REF!*0.85,IF(#REF!=\"OCGT\",#REF!*0,IF(#REF!=\"\",0,#REF!*J$627))))))))","v":{"$error":"#REF!"}},{"$f":"IF(#REF!=\"Interconnector\",#REF!*1,IF(#REF!=\"Wind\",#REF!*0.7,IF(#REF!=\"Marine\",#REF!*0.7,IF(#REF!=\"Nuclear\",#REF!*0.85,IF(#REF!=\"Pumped_Storage\",#REF!*0.5,IF(#REF!=\"CCS\",#REF!*0.85,IF(#REF!=\"OCGT\",#REF!*0,IF(#REF!=\"\",0,#REF!*K$627))))))))","v":{"$error":"#REF!"}},{"$f":"IF(#REF!=\"Interconnector\",#REF!*1,IF(#REF!=\"Wind\",#REF!*0.7,IF(#REF!=\"Marine\",#REF!*0.7,IF(#REF!=\"Nuclear\",#REF!*0.85,IF(#REF!=\"Pumped_Storage\",#REF!*0.5,IF(#REF!=\"CCS\",#REF!*0.85,IF(#REF!=\"OCGT\",#REF!*0,IF(#REF!=\"\",0,#REF!*L$627))))))))","v":{"$error":"#REF!"}},{"$f":"IF(#REF!=\"Interconnector\",#REF!*1,IF(#REF!=\"Wind\",#REF!*0.7,IF(#REF!=\"Marine\",#REF!*0.7,IF(#REF!=\"Nuclear\",#REF!*0.85,IF(#REF!=\"Pumped_Storage\",#REF!*0.5,IF(#REF!=\"CCS\",#REF!*0.85,IF(#REF!=\"OCGT\",#REF!*0,IF(#REF!=\"\",0,#REF!*M$627))))))))","v":{"$error":"#REF!"}},{"$f":"IF(#REF!=\"Interconnector\",#REF!*1,IF(#REF!=\"Wind\",#REF!*0.7,IF(#REF!=\"Marine\",#REF!*0.7,IF(#REF!=\"Nuclear\",#REF!*0.85,IF(#REF!=\"Pumped_Storage\",#REF!*0.5,IF(#REF!=\"CCS\",#REF!*0.85,IF(#REF!=\"OCGT\",#REF!*0,IF(#REF!=\"\",0,#REF!*N$627))))))))","v":{"$error":"#REF!"}},{"$f":"IF(#REF!=\"Interconnector\",#REF!*1,IF(#REF!=\"Wind\",#REF!*0.7,IF(#REF!=\"Marine\",#REF!*0.7,IF(#REF!=\"Nuclear\",#REF!*0.85,IF(#REF!=\"Pumped_Storage\",#REF!*0.5,IF(#REF!=\"CCS\",#REF!*0.85,IF(#REF!=\"OCGT\",#REF!*0,IF(#REF!=\"\",0,#REF!*O$627))))))))","v":{"$error":"#REF!"}}]
[{"$f":"#REF!","v":{"$error":"#REF!"}},{"$f":"#REF!","v":{"$error":"#REF!"}},{"$f":"#REF!","v":{"$error":"#REF!"}},{"$f":"#REF!","v":{"$error":"#REF!"}},{"$f":"IF(#REF!=\"Interconnector\",#REF!*1,IF(#REF!=\"Wind\",#REF!*0.7,IF(#REF!=\"Marine\",#REF!*0.7,IF(#REF!=\"Nuclear\",#REF!*0.85,IF(#REF!=\"Pumped_Storage\",#REF!*0.5,IF(#REF!=\"CCS\",#REF!*0.85,IF(#REF!=\"OCGT\",#REF!*0,IF(#REF!=\"\",0,#REF!*E$627))))))))","v":{"$error":"#REF!"}},{"$f":"IF(#REF!=\"Interconnector\",#REF!*1,IF(#REF!=\"Wind\",#REF!*0.7,IF(#REF!=\"Marine\",#REF!*0.7,IF(#REF!=\"Nuclear\",#REF!*0.85,IF(#REF!=\"Pumped_Storage\",#REF!*0.5,IF(#REF!=\"CCS\",#REF!*0.85,IF(#REF!=\"OCGT\",#REF!*0,IF(#REF!=\"\",0,#REF!*F$627))))))))","v":{"$error":"#REF!"}},{"$f":"IF(#REF!=\"Interconnector\",#REF!*1,IF(#REF!=\"Wind\",#REF!*0.7,IF(#REF!=\"Marine\",#REF!*0.7,IF(#REF!=\"Nuclear\",#REF!*0.85,IF(#REF!=\"Pumped_Storage\",#REF!*0.5,IF(#REF!=\"CCS\",#REF!*0.85,IF(#REF!=\"OCGT\",#REF!*0,IF(#REF!=\"\",0,#REF!*G$627))))))))","v":{"$error":"#REF!"}},{"$f":"IF(#REF!=\"Interconnector\",#REF!*1,IF(#REF!=\"Wind\",#REF!*0.7,IF(#REF!=\"Marine\",#REF!*0.7,IF(#REF!=\"Nuclear\",#REF!*0.85,IF(#REF!=\"Pumped_Storage\",#REF!*0.5,IF(#REF!=\"CCS\",#REF!*0.85,IF(#REF!=\"OCGT\",#REF!*0,IF(#REF!=\"\",0,#REF!*H$627))))))))","v":{"$error":"#REF!"}},{"$f":"IF(#REF!=\"Interconnector\",#REF!*1,IF(#REF!=\"Wind\",#REF!*0.7,IF(#REF!=\"Marine\",#REF!*0.7,IF(#REF!=\"Nuclear\",#REF!*0.85,IF(#REF!=\"Pumped_Storage\",#REF!*0.5,IF(#REF!=\"CCS\",#REF!*0.85,IF(#REF!=\"OCGT\",#REF!*0,IF(#REF!=\"\",0,#REF!*I$627))))))))","v":{"$error":"#REF!"}},{"$f":"IF(#REF!=\"Interconnector\",#REF!*1,IF(#REF!=\"Wind\",#REF!*0.7,IF(#REF!=\"Marine\",#REF!*0.7,IF(#REF!=\"Nuclear\",#REF!*0.85,IF(#REF!=\"Pumped_Storage\",#REF!*0.5,IF(#REF!=\"CCS\",#REF!*0.85,IF(#REF!=\"OCGT\",#REF!*0,IF(#REF!=\"\",0,#REF!*J$627))))))))","v":{"$error":"#REF!"}},{"$f":"IF(#REF!=\"Interconnector\",#REF!*1,IF(#REF!=\"Wind\",#REF!*0.7,IF(#REF!=\"Marine\",#REF!*0.7,IF(#REF!=\"Nuclear\",#REF!*0.85,IF(#REF!=\"Pumped_Storage\",#REF!*0.5,IF(#REF!=\"CCS\",#REF!*0.85,IF(#REF!=\"OCGT\",#REF!*0,IF(#REF!=\"\",0,#REF!*K$627))))))))","v":{"$error":"#REF!"}},{"$f":"IF(#REF!=\"Interconnector\",#REF!*1,IF(#REF!=\"Wind\",#REF!*0.7,IF(#REF!=\"Marine\",#REF!*0.7,IF(#REF!=\"Nuclear\",#REF!*0.85,IF(#REF!=\"Pumped_Storage\",#REF!*0.5,IF(#REF!=\"CCS\",#REF!*0.85,IF(#REF!=\"OCGT\",#REF!*0,IF(#REF!=\"\",0,#REF!*L$627))))))))","v":{"$error":"#REF!"}},{"$f":"IF(#REF!=\"Interconnector\",#REF!*1,IF(#REF!=\"Wind\",#REF!*0.7,IF(#REF!=\"Marine\",#REF!*0.7,IF(#REF!=\"Nuclear\",#REF!*0.85,IF(#REF!=\"Pumped_Storage\",#REF!*0.5,IF(#REF!=\"CCS\",#REF!*0.85,IF(#REF!=\"OCGT\",#REF!*0,IF(#REF!=\"\",0,#REF!*M$627))))))))","v":{"$error":"#REF!"}},{"$f":"IF(#REF!=\"Interconnector\",#REF!*1,IF(#REF!=\"Wind\",#REF!*0.7,IF(#REF!=\"Marine\",#REF!*0.7,IF(#REF!=\"Nuclear\",#REF!*0.85,IF(#REF!=\"Pumped_Storage\",#REF!*0.5,IF(#REF!=\"CCS\",#REF!*0.85,IF(#REF!=\"OCGT\",#REF!*0,IF(#REF!=\"\",0,#REF!*N$627))))))))","v":{"$error":"#REF!"}},{"$f":"IF(#REF!=\"Interconnector\",#REF!*1,IF(#REF!=\"Wind\",#REF!*0.7,IF(#REF!=\"Marine\",#REF!*0.7,IF(#REF!=\"Nuclear\",#REF!*0.85,IF(#REF!=\"Pumped_Storage\",#REF!*0.5,IF(#REF!=\"CCS\",#REF!*0.85,IF(#REF!=\"OCGT\",#REF!*0,IF(#REF!=\"\",0,#REF!*O$627))))))))","v":{"$error":"#REF!"}}]
[{"$f":"#REF!","v":{"$error":"#REF!"}},{"$f":"#REF!","v":{"$error":"#REF!"}},{"$f":"#REF!","v":{"$error":"#REF!"}},{"$f":"#REF!","v":{"$error":"#REF!"}},{"$f":"IF(#REF!=\"Interconnector\",#REF!*1,IF(#REF!=\"Wind\",#REF!*0.7,IF(#REF!=\"Marine\",#REF!*0.7,IF(#REF!=\"Nuclear\",#REF!*0.85,IF(#REF!=\"Pumped_Storage\",#REF!*0.5,IF(#REF!=\"CCS\",#REF!*0.85,IF(#REF!=\"OCGT\",#REF!*0,IF(#REF!=\"\",0,#REF!*E$627))))))))","v":{"$error":"#REF!"}},{"$f":"IF(#REF!=\"Interconnector\",#REF!*1,IF(#REF!=\"Wind\",#REF!*0.7,IF(#REF!=\"Marine\",#REF!*0.7,IF(#REF!=\"Nuclear\",#REF!*0.85,IF(#REF!=\"Pumped_Storage\",#REF!*0.5,IF(#REF!=\"CCS\",#REF!*0.85,IF(#REF!=\"OCGT\",#REF!*0,IF(#REF!=\"\",0,#REF!*F$627))))))))","v":{"$error":"#REF!"}},{"$f":"IF(#REF!=\"Interconnector\",#REF!*1,IF(#REF!=\"Wind\",#REF!*0.7,IF(#REF!=\"Marine\",#REF!*0.7,IF(#REF!=\"Nuclear\",#REF!*0.85,IF(#REF!=\"Pumped_Storage\",#REF!*0.5,IF(#REF!=\"CCS\",#REF!*0.85,IF(#REF!=\"OCGT\",#REF!*0,IF(#REF!=\"\",0,#REF!*G$627))))))))","v":{"$error":"#REF!"}},{"$f":"IF(#REF!=\"Interconnector\",#REF!*1,IF(#REF!=\"Wind\",#REF!*0.7,IF(#REF!=\"Marine\",#REF!*0.7,IF(#REF!=\"Nuclear\",#REF!*0.85,IF(#REF!=\"Pumped_Storage\",#REF!*0.5,IF(#REF!=\"CCS\",#REF!*0.85,IF(#REF!=\"OCGT\",#REF!*0,IF(#REF!=\"\",0,#REF!*H$627))))))))","v":{"$error":"#REF!"}},{"$f":"IF(#REF!=\"Interconnector\",#REF!*1,IF(#REF!=\"Wind\",#REF!*0.7,IF(#REF!=\"Marine\",#REF!*0.7,IF(#REF!=\"Nuclear\",#REF!*0.85,IF(#REF!=\"Pumped_Storage\",#REF!*0.5,IF(#REF!=\"CCS\",#REF!*0.85,IF(#REF!=\"OCGT\",#REF!*0,IF(#REF!=\"\",0,#REF!*I$627))))))))","v":{"$error":"#REF!"}},{"$f":"IF(#REF!=\"Interconnector\",#REF!*1,IF(#REF!=\"Wind\",#REF!*0.7,IF(#REF!=\"Marine\",#REF!*0.7,IF(#REF!=\"Nuclear\",#REF!*0.85,IF(#REF!=\"Pumped_Storage\",#REF!*0.5,IF(#REF!=\"CCS\",#REF!*0.85,IF(#REF!=\"OCGT\",#REF!*0,IF(#REF!=\"\",0,#REF!*J$627))))))))","v":{"$error":"#REF!"}},{"$f":"IF(#REF!=\"Interconnector\",#REF!*1,IF(#REF!=\"Wind\",#REF!*0.7,IF(#REF!=\"Marine\",#REF!*0.7,IF(#REF!=\"Nuclear\",#REF!*0.85,IF(#REF!=\"Pumped_Storage\",#REF!*0.5,IF(#REF!=\"CCS\",#REF!*0.85,IF(#REF!=\"OCGT\",#REF!*0,IF(#REF!=\"\",0,#REF!*K$627))))))))","v":{"$error":"#REF!"}},{"$f":"IF(#REF!=\"Interconnector\",#REF!*1,IF(#REF!=\"Wind\",#REF!*0.7,IF(#REF!=\"Marine\",#REF!*0.7,IF(#REF!=\"Nuclear\",#REF!*0.85,IF(#REF!=\"Pumped_Storage\",#REF!*0.5,IF(#REF!=\"CCS\",#REF!*0.85,IF(#REF!=\"OCGT\",#REF!*0,IF(#REF!=\"\",0,#REF!*L$627))))))))","v":{"$error":"#REF!"}},{"$f":"IF(#REF!=\"Interconnector\",#REF!*1,IF(#REF!=\"Wind\",#REF!*0.7,IF(#REF!=\"Marine\",#REF!*0.7,IF(#REF!=\"Nuclear\",#REF!*0.85,IF(#REF!=\"Pumped_Storage\",#REF!*0.5,IF(#REF!=\"CCS\",#REF!*0.85,IF(#REF!=\"OCGT\",#REF!*0,IF(#REF!=\"\",0,#REF!*M$627))))))))","v":{"$error":"#REF!"}},{"$f":"IF(#REF!=\"Interconnector\",#REF!*1,IF(#REF!=\"Wind\",#REF!*0.7,IF(#REF!=\"Marine\",#REF!*0.7,IF(#REF!=\"Nuclear\",#REF!*0.85,IF(#REF!=\"Pumped_Storage\",#REF!*0.5,IF(#REF!=\"CCS\",#REF!*0.85,IF(#REF!=\"OCGT\",#REF!*0,IF(#REF!=\"\",0,#REF!*N$627))))))))","v":{"$error":"#REF!"}},{"$f":"IF(#REF!=\"Interconnector\",#REF!*1,IF(#REF!=\"Wind\",#REF!*0.7,IF(#REF!=\"Marine\",#REF!*0.7,IF(#REF!=\"Nuclear\",#REF!*0.85,IF(#REF!=\"Pumped_Storage\",#REF!*0.5,IF(#REF!=\"CCS\",#REF!*0.85,IF(#REF!=\"OCGT\",#REF!*0,IF(#REF!=\"\",0,#REF!*O$627))))))))","v":{"$error":"#REF!"}}]
[{"$f":"#REF!","v":{"$error":"#REF!"}},{"$f":"#REF!","v":{"$error":"#REF!"}},{"$f":"#REF!","v":{"$error":"#REF!"}},{"$f":"#REF!","v":{"$error":"#REF!"}},{"$f":"IF(#REF!=\"Interconnector\",#REF!*1,IF(#REF!=\"Wind\",#REF!*0.7,IF(#REF!=\"Marine\",#REF!*0.7,IF(#REF!=\"Nuclear\",#REF!*0.85,IF(#REF!=\"Pumped_Storage\",#REF!*0.5,IF(#REF!=\"CCS\",#REF!*0.85,IF(#REF!=\"OCGT\",#REF!*0,IF(#REF!=\"\",0,#REF!*E$627))))))))","v":{"$error":"#REF!"}},{"$f":"IF(#REF!=\"Interconnector\",#REF!*1,IF(#REF!=\"Wind\",#REF!*0.7,IF(#REF!=\"Marine\",#REF!*0.7,IF(#REF!=\"Nuclear\",#REF!*0.85,IF(#REF!=\"Pumped_Storage\",#REF!*0.5,IF(#REF!=\"CCS\",#REF!*0.85,IF(#REF!=\"OCGT\",#REF!*0,IF(#REF!=\"\",0,#REF!*F$627))))))))","v":{"$error":"#REF!"}},{"$f":"IF(#REF!=\"Interconnector\",#REF!*1,IF(#REF!=\"Wind\",#REF!*0.7,IF(#REF!=\"Marine\",#REF!*0.7,IF(#REF!=\"Nuclear\",#REF!*0.85,IF(#REF!=\"Pumped_Storage\",#REF!*0.5,IF(#REF!=\"CCS\",#REF!*0.85,IF(#REF!=\"OCGT\",#REF!*0,IF(#REF!=\"\",0,#REF!*G$627))))))))","v":{"$error":"#REF!"}},{"$f":"IF(#REF!=\"Interconnector\",#REF!*1,IF(#REF!=\"Wind\",#REF!*0.7,IF(#REF!=\"Marine\",#REF!*0.7,IF(#REF!=\"Nuclear\",#REF!*0.85,IF(#REF!=\"Pumped_Storage\",#REF!*0.5,IF(#REF!=\"CCS\",#REF!*0.85,IF(#REF!=\"OCGT\",#REF!*0,IF(#REF!=\"\",0,#REF!*H$627))))))))","v":{"$error":"#REF!"}},{"$f":"IF(#REF!=\"Interconnector\",#REF!*1,IF(#REF!=\"Wind\",#REF!*0.7,IF(#REF!=\"Marine\",#REF!*0.7,IF(#REF!=\"Nuclear\",#REF!*0.85,IF(#REF!=\"Pumped_Storage\",#REF!*0.5,IF(#REF!=\"CCS\",#REF!*0.85,IF(#REF!=\"OCGT\",#REF!*0,IF(#REF!=\"\",0,#REF!*I$627))))))))","v":{"$error":"#REF!"}},{"$f":"IF(#REF!=\"Interconnector\",#REF!*1,IF(#REF!=\"Wind\",#REF!*0.7,IF(#REF!=\"Marine\",#REF!*0.7,IF(#REF!=\"Nuclear\",#REF!*0.85,IF(#REF!=\"Pumped_Storage\",#REF!*0.5,IF(#REF!=\"CCS\",#REF!*0.85,IF(#REF!=\"OCGT\",#REF!*0,IF(#REF!=\"\",0,#REF!*J$627))))))))","v":{"$error":"#REF!"}},{"$f":"IF(#REF!=\"Interconnector\",#REF!*1,IF(#REF!=\"Wind\",#REF!*0.7,IF(#REF!=\"Marine\",#REF!*0.7,IF(#REF!=\"Nuclear\",#REF!*0.85,IF(#REF!=\"Pumped_Storage\",#REF!*0.5,IF(#REF!=\"CCS\",#REF!*0.85,IF(#REF!=\"OCGT\",#REF!*0,IF(#REF!=\"\",0,#REF!*K$627))))))))","v":{"$error":"#REF!"}},{"$f":"IF(#REF!=\"Interconnector\",#REF!*1,IF(#REF!=\"Wind\",#REF!*0.7,IF(#REF!=\"Marine\",#REF!*0.7,IF(#REF!=\"Nuclear\",#REF!*0.85,IF(#REF!=\"Pumped_Storage\",#REF!*0.5,IF(#REF!=\"CCS\",#REF!*0.85,IF(#REF!=\"OCGT\",#REF!*0,IF(#REF!=\"\",0,#REF!*L$627))))))))","v":{"$error":"#REF!"}},{"$f":"IF(#REF!=\"Interconnector\",#REF!*1,IF(#REF!=\"Wind\",#REF!*0.7,IF(#REF!=\"Marine\",#REF!*0.7,IF(#REF!=\"Nuclear\",#REF!*0.85,IF(#REF!=\"Pumped_Storage\",#REF!*0.5,IF(#REF!=\"CCS\",#REF!*0.85,IF(#REF!=\"OCGT\",#REF!*0,IF(#REF!=\"\",0,#REF!*M$627))))))))","v":{"$error":"#REF!"}},{"$f":"IF(#REF!=\"Interconnector\",#REF!*1,IF(#REF!=\"Wind\",#REF!*0.7,IF(#REF!=\"Marine\",#REF!*0.7,IF(#REF!=\"Nuclear\",#REF!*0.85,IF(#REF!=\"Pumped_Storage\",#REF!*0.5,IF(#REF!=\"CCS\",#REF!*0.85,IF(#REF!=\"OCGT\",#REF!*0,IF(#REF!=\"\",0,#REF!*N$627))))))))","v":{"$error":"#REF!"}},{"$f":"IF(#REF!=\"Interconnector\",#REF!*1,IF(#REF!=\"Wind\",#REF!*0.7,IF(#REF!=\"Marine\",#REF!*0.7,IF(#REF!=\"Nuclear\",#REF!*0.85,IF(#REF!=\"Pumped_Storage\",#REF!*0.5,IF(#REF!=\"CCS\",#REF!*0.85,IF(#REF!=\"OCGT\",#REF!*0,IF(#REF!=\"\",0,#REF!*O$627))))))))","v":{"$error":"#REF!"}}]
[{"$f":"#REF!","v":{"$error":"#REF!"}},{"$f":"#REF!","v":{"$error":"#REF!"}},{"$f":"#REF!","v":{"$error":"#REF!"}},{"$f":"#REF!","v":{"$error":"#REF!"}},{"$f":"IF(#REF!=\"Interconnector\",#REF!*1,IF(#REF!=\"Wind\",#REF!*0.7,IF(#REF!=\"Marine\",#REF!*0.7,IF(#REF!=\"Nuclear\",#REF!*0.85,IF(#REF!=\"Pumped_Storage\",#REF!*0.5,IF(#REF!=\"CCS\",#REF!*0.85,IF(#REF!=\"OCGT\",#REF!*0,IF(#REF!=\"\",0,#REF!*E$627))))))))","v":{"$error":"#REF!"}},{"$f":"IF(#REF!=\"Interconnector\",#REF!*1,IF(#REF!=\"Wind\",#REF!*0.7,IF(#REF!=\"Marine\",#REF!*0.7,IF(#REF!=\"Nuclear\",#REF!*0.85,IF(#REF!=\"Pumped_Storage\",#REF!*0.5,IF(#REF!=\"CCS\",#REF!*0.85,IF(#REF!=\"OCGT\",#REF!*0,IF(#REF!=\"\",0,#REF!*F$627))))))))","v":{"$error":"#REF!"}},{"$f":"IF(#REF!=\"Interconnector\",#REF!*1,IF(#REF!=\"Wind\",#REF!*0.7,IF(#REF!=\"Marine\",#REF!*0.7,IF(#REF!=\"Nuclear\",#REF!*0.85,IF(#REF!=\"Pumped_Storage\",#REF!*0.5,IF(#REF!=\"CCS\",#REF!*0.85,IF(#REF!=\"OCGT\",#REF!*0,IF(#REF!=\"\",0,#REF!*G$627))))))))","v":{"$error":"#REF!"}},{"$f":"IF(#REF!=\"Interconnector\",#REF!*1,IF(#REF!=\"Wind\",#REF!*0.7,IF(#REF!=\"Marine\",#REF!*0.7,IF(#REF!=\"Nuclear\",#REF!*0.85,IF(#REF!=\"Pumped_Storage\",#REF!*0.5,IF(#REF!=\"CCS\",#REF!*0.85,IF(#REF!=\"OCGT\",#REF!*0,IF(#REF!=\"\",0,#REF!*H$627))))))))","v":{"$error":"#REF!"}},{"$f":"IF(#REF!=\"Interconnector\",#REF!*1,IF(#REF!=\"Wind\",#REF!*0.7,IF(#REF!=\"Marine\",#REF!*0.7,IF(#REF!=\"Nuclear\",#REF!*0.85,IF(#REF!=\"Pumped_Storage\",#REF!*0.5,IF(#REF!=\"CCS\",#REF!*0.85,IF(#REF!=\"OCGT\",#REF!*0,IF(#REF!=\"\",0,#REF!*I$627))))))))","v":{"$error":"#REF!"}},{"$f":"IF(#REF!=\"Interconnector\",#REF!*1,IF(#REF!=\"Wind\",#REF!*0.7,IF(#REF!=\"Marine\",#REF!*0.7,IF(#REF!=\"Nuclear\",#REF!*0.85,IF(#REF!=\"Pumped_Storage\",#REF!*0.5,IF(#REF!=\"CCS\",#REF!*0.85,IF(#REF!=\"OCGT\",#REF!*0,IF(#REF!=\"\",0,#REF!*J$627))))))))","v":{"$error":"#REF!"}},{"$f":"IF(#REF!=\"Interconnector\",#REF!*1,IF(#REF!=\"Wind\",#REF!*0.7,IF(#REF!=\"Marine\",#REF!*0.7,IF(#REF!=\"Nuclear\",#REF!*0.85,IF(#REF!=\"Pumped_Storage\",#REF!*0.5,IF(#REF!=\"CCS\",#REF!*0.85,IF(#REF!=\"OCGT\",#REF!*0,IF(#REF!=\"\",0,#REF!*K$627))))))))","v":{"$error":"#REF!"}},{"$f":"IF(#REF!=\"Interconnector\",#REF!*1,IF(#REF!=\"Wind\",#REF!*0.7,IF(#REF!=\"Marine\",#REF!*0.7,IF(#REF!=\"Nuclear\",#REF!*0.85,IF(#REF!=\"Pumped_Storage\",#REF!*0.5,IF(#REF!=\"CCS\",#REF!*0.85,IF(#REF!=\"OCGT\",#REF!*0,IF(#REF!=\"\",0,#REF!*L$627))))))))","v":{"$error":"#REF!"}},{"$f":"IF(#REF!=\"Interconnector\",#REF!*1,IF(#REF!=\"Wind\",#REF!*0.7,IF(#REF!=\"Marine\",#REF!*0.7,IF(#REF!=\"Nuclear\",#REF!*0.85,IF(#REF!=\"Pumped_Storage\",#REF!*0.5,IF(#REF!=\"CCS\",#REF!*0.85,IF(#REF!=\"OCGT\",#REF!*0,IF(#REF!=\"\",0,#REF!*M$627))))))))","v":{"$error":"#REF!"}},{"$f":"IF(#REF!=\"Interconnector\",#REF!*1,IF(#REF!=\"Wind\",#REF!*0.7,IF(#REF!=\"Marine\",#REF!*0.7,IF(#REF!=\"Nuclear\",#REF!*0.85,IF(#REF!=\"Pumped_Storage\",#REF!*0.5,IF(#REF!=\"CCS\",#REF!*0.85,IF(#REF!=\"OCGT\",#REF!*0,IF(#REF!=\"\",0,#REF!*N$627))))))))","v":{"$error":"#REF!"}},{"$f":"IF(#REF!=\"Interconnector\",#REF!*1,IF(#REF!=\"Wind\",#REF!*0.7,IF(#REF!=\"Marine\",#REF!*0.7,IF(#REF!=\"Nuclear\",#REF!*0.85,IF(#REF!=\"Pumped_Storage\",#REF!*0.5,IF(#REF!=\"CCS\",#REF!*0.85,IF(#REF!=\"OCGT\",#REF!*0,IF(#REF!=\"\",0,#REF!*O$627))))))))","v":{"$error":"#REF!"}}]
[{"$f":"#REF!","v":{"$error":"#REF!"}},{"$f":"#REF!","v":{"$error":"#REF!"}},{"$f":"#REF!","v":{"$error":"#REF!"}},{"$f":"#REF!","v":{"$error":"#REF!"}},{"$f":"IF(#REF!=\"Interconnector\",#REF!*1,IF(#REF!=\"Wind\",#REF!*0.7,IF(#REF!=\"Marine\",#REF!*0.7,IF(#REF!=\"Nuclear\",#REF!*0.85,IF(#REF!=\"Pumped_Storage\",#REF!*0.5,IF(#REF!=\"CCS\",#REF!*0.85,IF(#REF!=\"OCGT\",#REF!*0,IF(#REF!=\"\",0,#REF!*E$627))))))))","v":{"$error":"#REF!"}},{"$f":"IF(#REF!=\"Interconnector\",#REF!*1,IF(#REF!=\"Wind\",#REF!*0.7,IF(#REF!=\"Marine\",#REF!*0.7,IF(#REF!=\"Nuclear\",#REF!*0.85,IF(#REF!=\"Pumped_Storage\",#REF!*0.5,IF(#REF!=\"CCS\",#REF!*0.85,IF(#REF!=\"OCGT\",#REF!*0,IF(#REF!=\"\",0,#REF!*F$627))))))))","v":{"$error":"#REF!"}},{"$f":"IF(#REF!=\"Interconnector\",#REF!*1,IF(#REF!=\"Wind\",#REF!*0.7,IF(#REF!=\"Marine\",#REF!*0.7,IF(#REF!=\"Nuclear\",#REF!*0.85,IF(#REF!=\"Pumped_Storage\",#REF!*0.5,IF(#REF!=\"CCS\",#REF!*0.85,IF(#REF!=\"OCGT\",#REF!*0,IF(#REF!=\"\",0,#REF!*G$627))))))))","v":{"$error":"#REF!"}},{"$f":"IF(#REF!=\"Interconnector\",#REF!*1,IF(#REF!=\"Wind\",#REF!*0.7,IF(#REF!=\"Marine\",#REF!*0.7,IF(#REF!=\"Nuclear\",#REF!*0.85,IF(#REF!=\"Pumped_Storage\",#REF!*0.5,IF(#REF!=\"CCS\",#REF!*0.85,IF(#REF!=\"OCGT\",#REF!*0,IF(#REF!=\"\",0,#REF!*H$627))))))))","v":{"$error":"#REF!"}},{"$f":"IF(#REF!=\"Interconnector\",#REF!*1,IF(#REF!=\"Wind\",#REF!*0.7,IF(#REF!=\"Marine\",#REF!*0.7,IF(#REF!=\"Nuclear\",#REF!*0.85,IF(#REF!=\"Pumped_Storage\",#REF!*0.5,IF(#REF!=\"CCS\",#REF!*0.85,IF(#REF!=\"OCGT\",#REF!*0,IF(#REF!=\"\",0,#REF!*I$627))))))))","v":{"$error":"#REF!"}},{"$f":"IF(#REF!=\"Interconnector\",#REF!*1,IF(#REF!=\"Wind\",#REF!*0.7,IF(#REF!=\"Marine\",#REF!*0.7,IF(#REF!=\"Nuclear\",#REF!*0.85,IF(#REF!=\"Pumped_Storage\",#REF!*0.5,IF(#REF!=\"CCS\",#REF!*0.85,IF(#REF!=\"OCGT\",#REF!*0,IF(#REF!=\"\",0,#REF!*J$627))))))))","v":{"$error":"#REF!"}},{"$f":"IF(#REF!=\"Interconnector\",#REF!*1,IF(#REF!=\"Wind\",#REF!*0.7,IF(#REF!=\"Marine\",#REF!*0.7,IF(#REF!=\"Nuclear\",#REF!*0.85,IF(#REF!=\"Pumped_Storage\",#REF!*0.5,IF(#REF!=\"CCS\",#REF!*0.85,IF(#REF!=\"OCGT\",#REF!*0,IF(#REF!=\"\",0,#REF!*K$627))))))))","v":{"$error":"#REF!"}},{"$f":"IF(#REF!=\"Interconnector\",#REF!*1,IF(#REF!=\"Wind\",#REF!*0.7,IF(#REF!=\"Marine\",#REF!*0.7,IF(#REF!=\"Nuclear\",#REF!*0.85,IF(#REF!=\"Pumped_Storage\",#REF!*0.5,IF(#REF!=\"CCS\",#REF!*0.85,IF(#REF!=\"OCGT\",#REF!*0,IF(#REF!=\"\",0,#REF!*L$627))))))))","v":{"$error":"#REF!"}},{"$f":"IF(#REF!=\"Interconnector\",#REF!*1,IF(#REF!=\"Wind\",#REF!*0.7,IF(#REF!=\"Marine\",#REF!*0.7,IF(#REF!=\"Nuclear\",#REF!*0.85,IF(#REF!=\"Pumped_Storage\",#REF!*0.5,IF(#REF!=\"CCS\",#REF!*0.85,IF(#REF!=\"OCGT\",#REF!*0,IF(#REF!=\"\",0,#REF!*M$627))))))))","v":{"$error":"#REF!"}},{"$f":"IF(#REF!=\"Interconnector\",#REF!*1,IF(#REF!=\"Wind\",#REF!*0.7,IF(#REF!=\"Marine\",#REF!*0.7,IF(#REF!=\"Nuclear\",#REF!*0.85,IF(#REF!=\"Pumped_Storage\",#REF!*0.5,IF(#REF!=\"CCS\",#REF!*0.85,IF(#REF!=\"OCGT\",#REF!*0,IF(#REF!=\"\",0,#REF!*N$627))))))))","v":{"$error":"#REF!"}},{"$f":"IF(#REF!=\"Interconnector\",#REF!*1,IF(#REF!=\"Wind\",#REF!*0.7,IF(#REF!=\"Marine\",#REF!*0.7,IF(#REF!=\"Nuclear\",#REF!*0.85,IF(#REF!=\"Pumped_Storage\",#REF!*0.5,IF(#REF!=\"CCS\",#REF!*0.85,IF(#REF!=\"OCGT\",#REF!*0,IF(#REF!=\"\",0,#REF!*O$627))))))))","v":{"$error":"#REF!"}}]
[{"$f":"#REF!","v":{"$error":"#REF!"}},{"$f":"#REF!","v":{"$error":"#REF!"}},{"$f":"#REF!","v":{"$error":"#REF!"}},{"$f":"#REF!","v":{"$error":"#REF!"}},{"$f":"IF(#REF!=\"Interconnector\",#REF!*1,IF(#REF!=\"Wind\",#REF!*0.7,IF(#REF!=\"Marine\",#REF!*0.7,IF(#REF!=\"Nuclear\",#REF!*0.85,IF(#REF!=\"Pumped_Storage\",#REF!*0.5,IF(#REF!=\"CCS\",#REF!*0.85,IF(#REF!=\"OCGT\",#REF!*0,IF(#REF!=\"\",0,#REF!*E$627))))))))","v":{"$error":"#REF!"}},{"$f":"IF(#REF!=\"Interconnector\",#REF!*1,IF(#REF!=\"Wind\",#REF!*0.7,IF(#REF!=\"Marine\",#REF!*0.7,IF(#REF!=\"Nuclear\",#REF!*0.85,IF(#REF!=\"Pumped_Storage\",#REF!*0.5,IF(#REF!=\"CCS\",#REF!*0.85,IF(#REF!=\"OCGT\",#REF!*0,IF(#REF!=\"\",0,#REF!*F$627))))))))","v":{"$error":"#REF!"}},{"$f":"IF(#REF!=\"Interconnector\",#REF!*1,IF(#REF!=\"Wind\",#REF!*0.7,IF(#REF!=\"Marine\",#REF!*0.7,IF(#REF!=\"Nuclear\",#REF!*0.85,IF(#REF!=\"Pumped_Storage\",#REF!*0.5,IF(#REF!=\"CCS\",#REF!*0.85,IF(#REF!=\"OCGT\",#REF!*0,IF(#REF!=\"\",0,#REF!*G$627))))))))","v":{"$error":"#REF!"}},{"$f":"IF(#REF!=\"Interconnector\",#REF!*1,IF(#REF!=\"Wind\",#REF!*0.7,IF(#REF!=\"Marine\",#REF!*0.7,IF(#REF!=\"Nuclear\",#REF!*0.85,IF(#REF!=\"Pumped_Storage\",#REF!*0.5,IF(#REF!=\"CCS\",#REF!*0.85,IF(#REF!=\"OCGT\",#REF!*0,IF(#REF!=\"\",0,#REF!*H$627))))))))","v":{"$error":"#REF!"}},{"$f":"IF(#REF!=\"Interconnector\",#REF!*1,IF(#REF!=\"Wind\",#REF!*0.7,IF(#REF!=\"Marine\",#REF!*0.7,IF(#REF!=\"Nuclear\",#REF!*0.85,IF(#REF!=\"Pumped_Storage\",#REF!*0.5,IF(#REF!=\"CCS\",#REF!*0.85,IF(#REF!=\"OCGT\",#REF!*0,IF(#REF!=\"\",0,#REF!*I$627))))))))","v":{"$error":"#REF!"}},{"$f":"IF(#REF!=\"Interconnector\",#REF!*1,IF(#REF!=\"Wind\",#REF!*0.7,IF(#REF!=\"Marine\",#REF!*0.7,IF(#REF!=\"Nuclear\",#REF!*0.85,IF(#REF!=\"Pumped_Storage\",#REF!*0.5,IF(#REF!=\"CCS\",#REF!*0.85,IF(#REF!=\"OCGT\",#REF!*0,IF(#REF!=\"\",0,#REF!*J$627))))))))","v":{"$error":"#REF!"}},{"$f":"IF(#REF!=\"Interconnector\",#REF!*1,IF(#REF!=\"Wind\",#REF!*0.7,IF(#REF!=\"Marine\",#REF!*0.7,IF(#REF!=\"Nuclear\",#REF!*0.85,IF(#REF!=\"Pumped_Storage\",#REF!*0.5,IF(#REF!=\"CCS\",#REF!*0.85,IF(#REF!=\"OCGT\",#REF!*0,IF(#REF!=\"\",0,#REF!*K$627))))))))","v":{"$error":"#REF!"}},{"$f":"IF(#REF!=\"Interconnector\",#REF!*1,IF(#REF!=\"Wind\",#REF!*0.7,IF(#REF!=\"Marine\",#REF!*0.7,IF(#REF!=\"Nuclear\",#REF!*0.85,IF(#REF!=\"Pumped_Storage\",#REF!*0.5,IF(#REF!=\"CCS\",#REF!*0.85,IF(#REF!=\"OCGT\",#REF!*0,IF(#REF!=\"\",0,#REF!*L$627))))))))","v":{"$error":"#REF!"}},{"$f":"IF(#REF!=\"Interconnector\",#REF!*1,IF(#REF!=\"Wind\",#REF!*0.7,IF(#REF!=\"Marine\",#REF!*0.7,IF(#REF!=\"Nuclear\",#REF!*0.85,IF(#REF!=\"Pumped_Storage\",#REF!*0.5,IF(#REF!=\"CCS\",#REF!*0.85,IF(#REF!=\"OCGT\",#REF!*0,IF(#REF!=\"\",0,#REF!*M$627))))))))","v":{"$error":"#REF!"}},{"$f":"IF(#REF!=\"Interconnector\",#REF!*1,IF(#REF!=\"Wind\",#REF!*0.7,IF(#REF!=\"Marine\",#REF!*0.7,IF(#REF!=\"Nuclear\",#REF!*0.85,IF(#REF!=\"Pumped_Storage\",#REF!*0.5,IF(#REF!=\"CCS\",#REF!*0.85,IF(#REF!=\"OCGT\",#REF!*0,IF(#REF!=\"\",0,#REF!*N$627))))))))","v":{"$error":"#REF!"}},{"$f":"IF(#REF!=\"Interconnector\",#REF!*1,IF(#REF!=\"Wind\",#REF!*0.7,IF(#REF!=\"Marine\",#REF!*0.7,IF(#REF!=\"Nuclear\",#REF!*0.85,IF(#REF!=\"Pumped_Storage\",#REF!*0.5,IF(#REF!=\"CCS\",#REF!*0.85,IF(#REF!=\"OCGT\",#REF!*0,IF(#REF!=\"\",0,#REF!*O$627))))))))","v":{"$error":"#REF!"}}]
[{"$f":"#REF!","v":{"$error":"#REF!"}},{"$f":"#REF!","v":{"$error":"#REF!"}},{"$f":"#REF!","v":{"$error":"#REF!"}},{"$f":"#REF!","v":{"$error":"#REF!"}},{"$f":"IF(#REF!=\"Interconnector\",#REF!*1,IF(#REF!=\"Wind\",#REF!*0.7,IF(#REF!=\"Marine\",#REF!*0.7,IF(#REF!=\"Nuclear\",#REF!*0.85,IF(#REF!=\"Pumped_Storage\",#REF!*0.5,IF(#REF!=\"CCS\",#REF!*0.85,IF(#REF!=\"OCGT\",#REF!*0,IF(#REF!=\"\",0,#REF!*E$627))))))))","v":{"$error":"#REF!"}},{"$f":"IF(#REF!=\"Interconnector\",#REF!*1,IF(#REF!=\"Wind\",#REF!*0.7,IF(#REF!=\"Marine\",#REF!*0.7,IF(#REF!=\"Nuclear\",#REF!*0.85,IF(#REF!=\"Pumped_Storage\",#REF!*0.5,IF(#REF!=\"CCS\",#REF!*0.85,IF(#REF!=\"OCGT\",#REF!*0,IF(#REF!=\"\",0,#REF!*F$627))))))))","v":{"$error":"#REF!"}},{"$f":"IF(#REF!=\"Interconnector\",#REF!*1,IF(#REF!=\"Wind\",#REF!*0.7,IF(#REF!=\"Marine\",#REF!*0.7,IF(#REF!=\"Nuclear\",#REF!*0.85,IF(#REF!=\"Pumped_Storage\",#REF!*0.5,IF(#REF!=\"CCS\",#REF!*0.85,IF(#REF!=\"OCGT\",#REF!*0,IF(#REF!=\"\",0,#REF!*G$627))))))))","v":{"$error":"#REF!"}},{"$f":"IF(#REF!=\"Interconnector\",#REF!*1,IF(#REF!=\"Wind\",#REF!*0.7,IF(#REF!=\"Marine\",#REF!*0.7,IF(#REF!=\"Nuclear\",#REF!*0.85,IF(#REF!=\"Pumped_Storage\",#REF!*0.5,IF(#REF!=\"CCS\",#REF!*0.85,IF(#REF!=\"OCGT\",#REF!*0,IF(#REF!=\"\",0,#REF!*H$627))))))))","v":{"$error":"#REF!"}},{"$f":"IF(#REF!=\"Interconnector\",#REF!*1,IF(#REF!=\"Wind\",#REF!*0.7,IF(#REF!=\"Marine\",#REF!*0.7,IF(#REF!=\"Nuclear\",#REF!*0.85,IF(#REF!=\"Pumped_Storage\",#REF!*0.5,IF(#REF!=\"CCS\",#REF!*0.85,IF(#REF!=\"OCGT\",#REF!*0,IF(#REF!=\"\",0,#REF!*I$627))))))))","v":{"$error":"#REF!"}},{"$f":"IF(#REF!=\"Interconnector\",#REF!*1,IF(#REF!=\"Wind\",#REF!*0.7,IF(#REF!=\"Marine\",#REF!*0.7,IF(#REF!=\"Nuclear\",#REF!*0.85,IF(#REF!=\"Pumped_Storage\",#REF!*0.5,IF(#REF!=\"CCS\",#REF!*0.85,IF(#REF!=\"OCGT\",#REF!*0,IF(#REF!=\"\",0,#REF!*J$627))))))))","v":{"$error":"#REF!"}},{"$f":"IF(#REF!=\"Interconnector\",#REF!*1,IF(#REF!=\"Wind\",#REF!*0.7,IF(#REF!=\"Marine\",#REF!*0.7,IF(#REF!=\"Nuclear\",#REF!*0.85,IF(#REF!=\"Pumped_Storage\",#REF!*0.5,IF(#REF!=\"CCS\",#REF!*0.85,IF(#REF!=\"OCGT\",#REF!*0,IF(#REF!=\"\",0,#REF!*K$627))))))))","v":{"$error":"#REF!"}},{"$f":"IF(#REF!=\"Interconnector\",#REF!*1,IF(#REF!=\"Wind\",#REF!*0.7,IF(#REF!=\"Marine\",#REF!*0.7,IF(#REF!=\"Nuclear\",#REF!*0.85,IF(#REF!=\"Pumped_Storage\",#REF!*0.5,IF(#REF!=\"CCS\",#REF!*0.85,IF(#REF!=\"OCGT\",#REF!*0,IF(#REF!=\"\",0,#REF!*L$627))))))))","v":{"$error":"#REF!"}},{"$f":"IF(#REF!=\"Interconnector\",#REF!*1,IF(#REF!=\"Wind\",#REF!*0.7,IF(#REF!=\"Marine\",#REF!*0.7,IF(#REF!=\"Nuclear\",#REF!*0.85,IF(#REF!=\"Pumped_Storage\",#REF!*0.5,IF(#REF!=\"CCS\",#REF!*0.85,IF(#REF!=\"OCGT\",#REF!*0,IF(#REF!=\"\",0,#REF!*M$627))))))))","v":{"$error":"#REF!"}},{"$f":"IF(#REF!=\"Interconnector\",#REF!*1,IF(#REF!=\"Wind\",#REF!*0.7,IF(#REF!=\"Marine\",#REF!*0.7,IF(#REF!=\"Nuclear\",#REF!*0.85,IF(#REF!=\"Pumped_Storage\",#REF!*0.5,IF(#REF!=\"CCS\",#REF!*0.85,IF(#REF!=\"OCGT\",#REF!*0,IF(#REF!=\"\",0,#REF!*N$627))))))))","v":{"$error":"#REF!"}},{"$f":"IF(#REF!=\"Interconnector\",#REF!*1,IF(#REF!=\"Wind\",#REF!*0.7,IF(#REF!=\"Marine\",#REF!*0.7,IF(#REF!=\"Nuclear\",#REF!*0.85,IF(#REF!=\"Pumped_Storage\",#REF!*0.5,IF(#REF!=\"CCS\",#REF!*0.85,IF(#REF!=\"OCGT\",#REF!*0,IF(#REF!=\"\",0,#REF!*O$627))))))))","v":{"$error":"#REF!"}}]
[{"$f":"#REF!","v":{"$error":"#REF!"}},{"$f":"#REF!","v":{"$error":"#REF!"}},{"$f":"#REF!","v":{"$error":"#REF!"}},{"$f":"#REF!","v":{"$error":"#REF!"}},{"$f":"IF(#REF!=\"Interconnector\",#REF!*1,IF(#REF!=\"Wind\",#REF!*0.7,IF(#REF!=\"Marine\",#REF!*0.7,IF(#REF!=\"Nuclear\",#REF!*0.85,IF(#REF!=\"Pumped_Storage\",#REF!*0.5,IF(#REF!=\"CCS\",#REF!*0.85,IF(#REF!=\"OCGT\",#REF!*0,IF(#REF!=\"\",0,#REF!*E$627))))))))","v":{"$error":"#REF!"}},{"$f":"IF(#REF!=\"Interconnector\",#REF!*1,IF(#REF!=\"Wind\",#REF!*0.7,IF(#REF!=\"Marine\",#REF!*0.7,IF(#REF!=\"Nuclear\",#REF!*0.85,IF(#REF!=\"Pumped_Storage\",#REF!*0.5,IF(#REF!=\"CCS\",#REF!*0.85,IF(#REF!=\"OCGT\",#REF!*0,IF(#REF!=\"\",0,#REF!*F$627))))))))","v":{"$error":"#REF!"}},{"$f":"IF(#REF!=\"Interconnector\",#REF!*1,IF(#REF!=\"Wind\",#REF!*0.7,IF(#REF!=\"Marine\",#REF!*0.7,IF(#REF!=\"Nuclear\",#REF!*0.85,IF(#REF!=\"Pumped_Storage\",#REF!*0.5,IF(#REF!=\"CCS\",#REF!*0.85,IF(#REF!=\"OCGT\",#REF!*0,IF(#REF!=\"\",0,#REF!*G$627))))))))","v":{"$error":"#REF!"}},{"$f":"IF(#REF!=\"Interconnector\",#REF!*1,IF(#REF!=\"Wind\",#REF!*0.7,IF(#REF!=\"Marine\",#REF!*0.7,IF(#REF!=\"Nuclear\",#REF!*0.85,IF(#REF!=\"Pumped_Storage\",#REF!*0.5,IF(#REF!=\"CCS\",#REF!*0.85,IF(#REF!=\"OCGT\",#REF!*0,IF(#REF!=\"\",0,#REF!*H$627))))))))","v":{"$error":"#REF!"}},{"$f":"IF(#REF!=\"Interconnector\",#REF!*1,IF(#REF!=\"Wind\",#REF!*0.7,IF(#REF!=\"Marine\",#REF!*0.7,IF(#REF!=\"Nuclear\",#REF!*0.85,IF(#REF!=\"Pumped_Storage\",#REF!*0.5,IF(#REF!=\"CCS\",#REF!*0.85,IF(#REF!=\"OCGT\",#REF!*0,IF(#REF!=\"\",0,#REF!*I$627))))))))","v":{"$error":"#REF!"}},{"$f":"IF(#REF!=\"Interconnector\",#REF!*1,IF(#REF!=\"Wind\",#REF!*0.7,IF(#REF!=\"Marine\",#REF!*0.7,IF(#REF!=\"Nuclear\",#REF!*0.85,IF(#REF!=\"Pumped_Storage\",#REF!*0.5,IF(#REF!=\"CCS\",#REF!*0.85,IF(#REF!=\"OCGT\",#REF!*0,IF(#REF!=\"\",0,#REF!*J$627))))))))","v":{"$error":"#REF!"}},{"$f":"IF(#REF!=\"Interconnector\",#REF!*1,IF(#REF!=\"Wind\",#REF!*0.7,IF(#REF!=\"Marine\",#REF!*0.7,IF(#REF!=\"Nuclear\",#REF!*0.85,IF(#REF!=\"Pumped_Storage\",#REF!*0.5,IF(#REF!=\"CCS\",#REF!*0.85,IF(#REF!=\"OCGT\",#REF!*0,IF(#REF!=\"\",0,#REF!*K$627))))))))","v":{"$error":"#REF!"}},{"$f":"IF(#REF!=\"Interconnector\",#REF!*1,IF(#REF!=\"Wind\",#REF!*0.7,IF(#REF!=\"Marine\",#REF!*0.7,IF(#REF!=\"Nuclear\",#REF!*0.85,IF(#REF!=\"Pumped_Storage\",#REF!*0.5,IF(#REF!=\"CCS\",#REF!*0.85,IF(#REF!=\"OCGT\",#REF!*0,IF(#REF!=\"\",0,#REF!*L$627))))))))","v":{"$error":"#REF!"}},{"$f":"IF(#REF!=\"Interconnector\",#REF!*1,IF(#REF!=\"Wind\",#REF!*0.7,IF(#REF!=\"Marine\",#REF!*0.7,IF(#REF!=\"Nuclear\",#REF!*0.85,IF(#REF!=\"Pumped_Storage\",#REF!*0.5,IF(#REF!=\"CCS\",#REF!*0.85,IF(#REF!=\"OCGT\",#REF!*0,IF(#REF!=\"\",0,#REF!*M$627))))))))","v":{"$error":"#REF!"}},{"$f":"IF(#REF!=\"Interconnector\",#REF!*1,IF(#REF!=\"Wind\",#REF!*0.7,IF(#REF!=\"Marine\",#REF!*0.7,IF(#REF!=\"Nuclear\",#REF!*0.85,IF(#REF!=\"Pumped_Storage\",#REF!*0.5,IF(#REF!=\"CCS\",#REF!*0.85,IF(#REF!=\"OCGT\",#REF!*0,IF(#REF!=\"\",0,#REF!*N$627))))))))","v":{"$error":"#REF!"}},{"$f":"IF(#REF!=\"Interconnector\",#REF!*1,IF(#REF!=\"Wind\",#REF!*0.7,IF(#REF!=\"Marine\",#REF!*0.7,IF(#REF!=\"Nuclear\",#REF!*0.85,IF(#REF!=\"Pumped_Storage\",#REF!*0.5,IF(#REF!=\"CCS\",#REF!*0.85,IF(#REF!=\"OCGT\",#REF!*0,IF(#REF!=\"\",0,#REF!*O$627))))))))","v":{"$error":"#REF!"}}]
[{"$f":"#REF!","v":{"$error":"#REF!"}},{"$f":"#REF!","v":{"$error":"#REF!"}},{"$f":"#REF!","v":{"$error":"#REF!"}},{"$f":"#REF!","v":{"$error":"#REF!"}},{"$f":"IF(#REF!=\"Interconnector\",#REF!*1,IF(#REF!=\"Wind\",#REF!*0.7,IF(#REF!=\"Marine\",#REF!*0.7,IF(#REF!=\"Nuclear\",#REF!*0.85,IF(#REF!=\"Pumped_Storage\",#REF!*0.5,IF(#REF!=\"CCS\",#REF!*0.85,IF(#REF!=\"OCGT\",#REF!*0,IF(#REF!=\"\",0,#REF!*E$627))))))))","v":{"$error":"#REF!"}},{"$f":"IF(#REF!=\"Interconnector\",#REF!*1,IF(#REF!=\"Wind\",#REF!*0.7,IF(#REF!=\"Marine\",#REF!*0.7,IF(#REF!=\"Nuclear\",#REF!*0.85,IF(#REF!=\"Pumped_Storage\",#REF!*0.5,IF(#REF!=\"CCS\",#REF!*0.85,IF(#REF!=\"OCGT\",#REF!*0,IF(#REF!=\"\",0,#REF!*F$627))))))))","v":{"$error":"#REF!"}},{"$f":"IF(#REF!=\"Interconnector\",#REF!*1,IF(#REF!=\"Wind\",#REF!*0.7,IF(#REF!=\"Marine\",#REF!*0.7,IF(#REF!=\"Nuclear\",#REF!*0.85,IF(#REF!=\"Pumped_Storage\",#REF!*0.5,IF(#REF!=\"CCS\",#REF!*0.85,IF(#REF!=\"OCGT\",#REF!*0,IF(#REF!=\"\",0,#REF!*G$627))))))))","v":{"$error":"#REF!"}},{"$f":"IF(#REF!=\"Interconnector\",#REF!*1,IF(#REF!=\"Wind\",#REF!*0.7,IF(#REF!=\"Marine\",#REF!*0.7,IF(#REF!=\"Nuclear\",#REF!*0.85,IF(#REF!=\"Pumped_Storage\",#REF!*0.5,IF(#REF!=\"CCS\",#REF!*0.85,IF(#REF!=\"OCGT\",#REF!*0,IF(#REF!=\"\",0,#REF!*H$627))))))))","v":{"$error":"#REF!"}},{"$f":"IF(#REF!=\"Interconnector\",#REF!*1,IF(#REF!=\"Wind\",#REF!*0.7,IF(#REF!=\"Marine\",#REF!*0.7,IF(#REF!=\"Nuclear\",#REF!*0.85,IF(#REF!=\"Pumped_Storage\",#REF!*0.5,IF(#REF!=\"CCS\",#REF!*0.85,IF(#REF!=\"OCGT\",#REF!*0,IF(#REF!=\"\",0,#REF!*I$627))))))))","v":{"$error":"#REF!"}},{"$f":"IF(#REF!=\"Interconnector\",#REF!*1,IF(#REF!=\"Wind\",#REF!*0.7,IF(#REF!=\"Marine\",#REF!*0.7,IF(#REF!=\"Nuclear\",#REF!*0.85,IF(#REF!=\"Pumped_Storage\",#REF!*0.5,IF(#REF!=\"CCS\",#REF!*0.85,IF(#REF!=\"OCGT\",#REF!*0,IF(#REF!=\"\",0,#REF!*J$627))))))))","v":{"$error":"#REF!"}},{"$f":"IF(#REF!=\"Interconnector\",#REF!*1,IF(#REF!=\"Wind\",#REF!*0.7,IF(#REF!=\"Marine\",#REF!*0.7,IF(#REF!=\"Nuclear\",#REF!*0.85,IF(#REF!=\"Pumped_Storage\",#REF!*0.5,IF(#REF!=\"CCS\",#REF!*0.85,IF(#REF!=\"OCGT\",#REF!*0,IF(#REF!=\"\",0,#REF!*K$627))))))))","v":{"$error":"#REF!"}},{"$f":"IF(#REF!=\"Interconnector\",#REF!*1,IF(#REF!=\"Wind\",#REF!*0.7,IF(#REF!=\"Marine\",#REF!*0.7,IF(#REF!=\"Nuclear\",#REF!*0.85,IF(#REF!=\"Pumped_Storage\",#REF!*0.5,IF(#REF!=\"CCS\",#REF!*0.85,IF(#REF!=\"OCGT\",#REF!*0,IF(#REF!=\"\",0,#REF!*L$627))))))))","v":{"$error":"#REF!"}},{"$f":"IF(#REF!=\"Interconnector\",#REF!*1,IF(#REF!=\"Wind\",#REF!*0.7,IF(#REF!=\"Marine\",#REF!*0.7,IF(#REF!=\"Nuclear\",#REF!*0.85,IF(#REF!=\"Pumped_Storage\",#REF!*0.5,IF(#REF!=\"CCS\",#REF!*0.85,IF(#REF!=\"OCGT\",#REF!*0,IF(#REF!=\"\",0,#REF!*M$627))))))))","v":{"$error":"#REF!"}},{"$f":"IF(#REF!=\"Interconnector\",#REF!*1,IF(#REF!=\"Wind\",#REF!*0.7,IF(#REF!=\"Marine\",#REF!*0.7,IF(#REF!=\"Nuclear\",#REF!*0.85,IF(#REF!=\"Pumped_Storage\",#REF!*0.5,IF(#REF!=\"CCS\",#REF!*0.85,IF(#REF!=\"OCGT\",#REF!*0,IF(#REF!=\"\",0,#REF!*N$627))))))))","v":{"$error":"#REF!"}},{"$f":"IF(#REF!=\"Interconnector\",#REF!*1,IF(#REF!=\"Wind\",#REF!*0.7,IF(#REF!=\"Marine\",#REF!*0.7,IF(#REF!=\"Nuclear\",#REF!*0.85,IF(#REF!=\"Pumped_Storage\",#REF!*0.5,IF(#REF!=\"CCS\",#REF!*0.85,IF(#REF!=\"OCGT\",#REF!*0,IF(#REF!=\"\",0,#REF!*O$627))))))))","v":{"$error":"#REF!"}}]
[{"$f":"#REF!","v":{"$error":"#REF!"}},{"$f":"#REF!","v":{"$error":"#REF!"}},{"$f":"#REF!","v":{"$error":"#REF!"}},{"$f":"#REF!","v":{"$error":"#REF!"}},{"$f":"IF(#REF!=\"Interconnector\",#REF!*1,IF(#REF!=\"Wind\",#REF!*0.7,IF(#REF!=\"Marine\",#REF!*0.7,IF(#REF!=\"Nuclear\",#REF!*0.85,IF(#REF!=\"Pumped_Storage\",#REF!*0.5,IF(#REF!=\"CCS\",#REF!*0.85,IF(#REF!=\"OCGT\",#REF!*0,IF(#REF!=\"\",0,#REF!*E$627))))))))","v":{"$error":"#REF!"}},{"$f":"IF(#REF!=\"Interconnector\",#REF!*1,IF(#REF!=\"Wind\",#REF!*0.7,IF(#REF!=\"Marine\",#REF!*0.7,IF(#REF!=\"Nuclear\",#REF!*0.85,IF(#REF!=\"Pumped_Storage\",#REF!*0.5,IF(#REF!=\"CCS\",#REF!*0.85,IF(#REF!=\"OCGT\",#REF!*0,IF(#REF!=\"\",0,#REF!*F$627))))))))","v":{"$error":"#REF!"}},{"$f":"IF(#REF!=\"Interconnector\",#REF!*1,IF(#REF!=\"Wind\",#REF!*0.7,IF(#REF!=\"Marine\",#REF!*0.7,IF(#REF!=\"Nuclear\",#REF!*0.85,IF(#REF!=\"Pumped_Storage\",#REF!*0.5,IF(#REF!=\"CCS\",#REF!*0.85,IF(#REF!=\"OCGT\",#REF!*0,IF(#REF!=\"\",0,#REF!*G$627))))))))","v":{"$error":"#REF!"}},{"$f":"IF(#REF!=\"Interconnector\",#REF!*1,IF(#REF!=\"Wind\",#REF!*0.7,IF(#REF!=\"Marine\",#REF!*0.7,IF(#REF!=\"Nuclear\",#REF!*0.85,IF(#REF!=\"Pumped_Storage\",#REF!*0.5,IF(#REF!=\"CCS\",#REF!*0.85,IF(#REF!=\"OCGT\",#REF!*0,IF(#REF!=\"\",0,#REF!*H$627))))))))","v":{"$error":"#REF!"}},{"$f":"IF(#REF!=\"Interconnector\",#REF!*1,IF(#REF!=\"Wind\",#REF!*0.7,IF(#REF!=\"Marine\",#REF!*0.7,IF(#REF!=\"Nuclear\",#REF!*0.85,IF(#REF!=\"Pumped_Storage\",#REF!*0.5,IF(#REF!=\"CCS\",#REF!*0.85,IF(#REF!=\"OCGT\",#REF!*0,IF(#REF!=\"\",0,#REF!*I$627))))))))","v":{"$error":"#REF!"}},{"$f":"IF(#REF!=\"Interconnector\",#REF!*1,IF(#REF!=\"Wind\",#REF!*0.7,IF(#REF!=\"Marine\",#REF!*0.7,IF(#REF!=\"Nuclear\",#REF!*0.85,IF(#REF!=\"Pumped_Storage\",#REF!*0.5,IF(#REF!=\"CCS\",#REF!*0.85,IF(#REF!=\"OCGT\",#REF!*0,IF(#REF!=\"\",0,#REF!*J$627))))))))","v":{"$error":"#REF!"}},{"$f":"IF(#REF!=\"Interconnector\",#REF!*1,IF(#REF!=\"Wind\",#REF!*0.7,IF(#REF!=\"Marine\",#REF!*0.7,IF(#REF!=\"Nuclear\",#REF!*0.85,IF(#REF!=\"Pumped_Storage\",#REF!*0.5,IF(#REF!=\"CCS\",#REF!*0.85,IF(#REF!=\"OCGT\",#REF!*0,IF(#REF!=\"\",0,#REF!*K$627))))))))","v":{"$error":"#REF!"}},{"$f":"IF(#REF!=\"Interconnector\",#REF!*1,IF(#REF!=\"Wind\",#REF!*0.7,IF(#REF!=\"Marine\",#REF!*0.7,IF(#REF!=\"Nuclear\",#REF!*0.85,IF(#REF!=\"Pumped_Storage\",#REF!*0.5,IF(#REF!=\"CCS\",#REF!*0.85,IF(#REF!=\"OCGT\",#REF!*0,IF(#REF!=\"\",0,#REF!*L$627))))))))","v":{"$error":"#REF!"}},{"$f":"IF(#REF!=\"Interconnector\",#REF!*1,IF(#REF!=\"Wind\",#REF!*0.7,IF(#REF!=\"Marine\",#REF!*0.7,IF(#REF!=\"Nuclear\",#REF!*0.85,IF(#REF!=\"Pumped_Storage\",#REF!*0.5,IF(#REF!=\"CCS\",#REF!*0.85,IF(#REF!=\"OCGT\",#REF!*0,IF(#REF!=\"\",0,#REF!*M$627))))))))","v":{"$error":"#REF!"}},{"$f":"IF(#REF!=\"Interconnector\",#REF!*1,IF(#REF!=\"Wind\",#REF!*0.7,IF(#REF!=\"Marine\",#REF!*0.7,IF(#REF!=\"Nuclear\",#REF!*0.85,IF(#REF!=\"Pumped_Storage\",#REF!*0.5,IF(#REF!=\"CCS\",#REF!*0.85,IF(#REF!=\"OCGT\",#REF!*0,IF(#REF!=\"\",0,#REF!*N$627))))))))","v":{"$error":"#REF!"}},{"$f":"IF(#REF!=\"Interconnector\",#REF!*1,IF(#REF!=\"Wind\",#REF!*0.7,IF(#REF!=\"Marine\",#REF!*0.7,IF(#REF!=\"Nuclear\",#REF!*0.85,IF(#REF!=\"Pumped_Storage\",#REF!*0.5,IF(#REF!=\"CCS\",#REF!*0.85,IF(#REF!=\"OCGT\",#REF!*0,IF(#REF!=\"\",0,#REF!*O$627))))))))","v":{"$error":"#REF!"}}]
[{"$f":"#REF!","v":{"$error":"#REF!"}},{"$f":"#REF!","v":{"$error":"#REF!"}},{"$f":"#REF!","v":{"$error":"#REF!"}},{"$f":"#REF!","v":{"$error":"#REF!"}},{"$f":"IF(#REF!=\"Interconnector\",#REF!*1,IF(#REF!=\"Wind\",#REF!*0.7,IF(#REF!=\"Marine\",#REF!*0.7,IF(#REF!=\"Nuclear\",#REF!*0.85,IF(#REF!=\"Pumped_Storage\",#REF!*0.5,IF(#REF!=\"CCS\",#REF!*0.85,IF(#REF!=\"OCGT\",#REF!*0,IF(#REF!=\"\",0,#REF!*E$627))))))))","v":{"$error":"#REF!"}},{"$f":"IF(#REF!=\"Interconnector\",#REF!*1,IF(#REF!=\"Wind\",#REF!*0.7,IF(#REF!=\"Marine\",#REF!*0.7,IF(#REF!=\"Nuclear\",#REF!*0.85,IF(#REF!=\"Pumped_Storage\",#REF!*0.5,IF(#REF!=\"CCS\",#REF!*0.85,IF(#REF!=\"OCGT\",#REF!*0,IF(#REF!=\"\",0,#REF!*F$627))))))))","v":{"$error":"#REF!"}},{"$f":"IF(#REF!=\"Interconnector\",#REF!*1,IF(#REF!=\"Wind\",#REF!*0.7,IF(#REF!=\"Marine\",#REF!*0.7,IF(#REF!=\"Nuclear\",#REF!*0.85,IF(#REF!=\"Pumped_Storage\",#REF!*0.5,IF(#REF!=\"CCS\",#REF!*0.85,IF(#REF!=\"OCGT\",#REF!*0,IF(#REF!=\"\",0,#REF!*G$627))))))))","v":{"$error":"#REF!"}},{"$f":"IF(#REF!=\"Interconnector\",#REF!*1,IF(#REF!=\"Wind\",#REF!*0.7,IF(#REF!=\"Marine\",#REF!*0.7,IF(#REF!=\"Nuclear\",#REF!*0.85,IF(#REF!=\"Pumped_Storage\",#REF!*0.5,IF(#REF!=\"CCS\",#REF!*0.85,IF(#REF!=\"OCGT\",#REF!*0,IF(#REF!=\"\",0,#REF!*H$627))))))))","v":{"$error":"#REF!"}},{"$f":"IF(#REF!=\"Interconnector\",#REF!*1,IF(#REF!=\"Wind\",#REF!*0.7,IF(#REF!=\"Marine\",#REF!*0.7,IF(#REF!=\"Nuclear\",#REF!*0.85,IF(#REF!=\"Pumped_Storage\",#REF!*0.5,IF(#REF!=\"CCS\",#REF!*0.85,IF(#REF!=\"OCGT\",#REF!*0,IF(#REF!=\"\",0,#REF!*I$627))))))))","v":{"$error":"#REF!"}},{"$f":"IF(#REF!=\"Interconnector\",#REF!*1,IF(#REF!=\"Wind\",#REF!*0.7,IF(#REF!=\"Marine\",#REF!*0.7,IF(#REF!=\"Nuclear\",#REF!*0.85,IF(#REF!=\"Pumped_Storage\",#REF!*0.5,IF(#REF!=\"CCS\",#REF!*0.85,IF(#REF!=\"OCGT\",#REF!*0,IF(#REF!=\"\",0,#REF!*J$627))))))))","v":{"$error":"#REF!"}},{"$f":"IF(#REF!=\"Interconnector\",#REF!*1,IF(#REF!=\"Wind\",#REF!*0.7,IF(#REF!=\"Marine\",#REF!*0.7,IF(#REF!=\"Nuclear\",#REF!*0.85,IF(#REF!=\"Pumped_Storage\",#REF!*0.5,IF(#REF!=\"CCS\",#REF!*0.85,IF(#REF!=\"OCGT\",#REF!*0,IF(#REF!=\"\",0,#REF!*K$627))))))))","v":{"$error":"#REF!"}},{"$f":"IF(#REF!=\"Interconnector\",#REF!*1,IF(#REF!=\"Wind\",#REF!*0.7,IF(#REF!=\"Marine\",#REF!*0.7,IF(#REF!=\"Nuclear\",#REF!*0.85,IF(#REF!=\"Pumped_Storage\",#REF!*0.5,IF(#REF!=\"CCS\",#REF!*0.85,IF(#REF!=\"OCGT\",#REF!*0,IF(#REF!=\"\",0,#REF!*L$627))))))))","v":{"$error":"#REF!"}},{"$f":"IF(#REF!=\"Interconnector\",#REF!*1,IF(#REF!=\"Wind\",#REF!*0.7,IF(#REF!=\"Marine\",#REF!*0.7,IF(#REF!=\"Nuclear\",#REF!*0.85,IF(#REF!=\"Pumped_Storage\",#REF!*0.5,IF(#REF!=\"CCS\",#REF!*0.85,IF(#REF!=\"OCGT\",#REF!*0,IF(#REF!=\"\",0,#REF!*M$627))))))))","v":{"$error":"#REF!"}},{"$f":"IF(#REF!=\"Interconnector\",#REF!*1,IF(#REF!=\"Wind\",#REF!*0.7,IF(#REF!=\"Marine\",#REF!*0.7,IF(#REF!=\"Nuclear\",#REF!*0.85,IF(#REF!=\"Pumped_Storage\",#REF!*0.5,IF(#REF!=\"CCS\",#REF!*0.85,IF(#REF!=\"OCGT\",#REF!*0,IF(#REF!=\"\",0,#REF!*N$627))))))))","v":{"$error":"#REF!"}},{"$f":"IF(#REF!=\"Interconnector\",#REF!*1,IF(#REF!=\"Wind\",#REF!*0.7,IF(#REF!=\"Marine\",#REF!*0.7,IF(#REF!=\"Nuclear\",#REF!*0.85,IF(#REF!=\"Pumped_Storage\",#REF!*0.5,IF(#REF!=\"CCS\",#REF!*0.85,IF(#REF!=\"OCGT\",#REF!*0,IF(#REF!=\"\",0,#REF!*O$627))))))))","v":{"$error":"#REF!"}}]
[{"$f":"#REF!","v":{"$error":"#REF!"}},{"$f":"#REF!","v":{"$error":"#REF!"}},{"$f":"#REF!","v":{"$error":"#REF!"}},{"$f":"#REF!","v":{"$error":"#REF!"}},{"$f":"IF(#REF!=\"Interconnector\",#REF!*1,IF(#REF!=\"Wind\",#REF!*0.7,IF(#REF!=\"Marine\",#REF!*0.7,IF(#REF!=\"Nuclear\",#REF!*0.85,IF(#REF!=\"Pumped_Storage\",#REF!*0.5,IF(#REF!=\"CCS\",#REF!*0.85,IF(#REF!=\"OCGT\",#REF!*0,IF(#REF!=\"\",0,#REF!*E$627))))))))","v":{"$error":"#REF!"}},{"$f":"IF(#REF!=\"Interconnector\",#REF!*1,IF(#REF!=\"Wind\",#REF!*0.7,IF(#REF!=\"Marine\",#REF!*0.7,IF(#REF!=\"Nuclear\",#REF!*0.85,IF(#REF!=\"Pumped_Storage\",#REF!*0.5,IF(#REF!=\"CCS\",#REF!*0.85,IF(#REF!=\"OCGT\",#REF!*0,IF(#REF!=\"\",0,#REF!*F$627))))))))","v":{"$error":"#REF!"}},{"$f":"IF(#REF!=\"Interconnector\",#REF!*1,IF(#REF!=\"Wind\",#REF!*0.7,IF(#REF!=\"Marine\",#REF!*0.7,IF(#REF!=\"Nuclear\",#REF!*0.85,IF(#REF!=\"Pumped_Storage\",#REF!*0.5,IF(#REF!=\"CCS\",#REF!*0.85,IF(#REF!=\"OCGT\",#REF!*0,IF(#REF!=\"\",0,#REF!*G$627))))))))","v":{"$error":"#REF!"}},{"$f":"IF(#REF!=\"Interconnector\",#REF!*1,IF(#REF!=\"Wind\",#REF!*0.7,IF(#REF!=\"Marine\",#REF!*0.7,IF(#REF!=\"Nuclear\",#REF!*0.85,IF(#REF!=\"Pumped_Storage\",#REF!*0.5,IF(#REF!=\"CCS\",#REF!*0.85,IF(#REF!=\"OCGT\",#REF!*0,IF(#REF!=\"\",0,#REF!*H$627))))))))","v":{"$error":"#REF!"}},{"$f":"IF(#REF!=\"Interconnector\",#REF!*1,IF(#REF!=\"Wind\",#REF!*0.7,IF(#REF!=\"Marine\",#REF!*0.7,IF(#REF!=\"Nuclear\",#REF!*0.85,IF(#REF!=\"Pumped_Storage\",#REF!*0.5,IF(#REF!=\"CCS\",#REF!*0.85,IF(#REF!=\"OCGT\",#REF!*0,IF(#REF!=\"\",0,#REF!*I$627))))))))","v":{"$error":"#REF!"}},{"$f":"IF(#REF!=\"Interconnector\",#REF!*1,IF(#REF!=\"Wind\",#REF!*0.7,IF(#REF!=\"Marine\",#REF!*0.7,IF(#REF!=\"Nuclear\",#REF!*0.85,IF(#REF!=\"Pumped_Storage\",#REF!*0.5,IF(#REF!=\"CCS\",#REF!*0.85,IF(#REF!=\"OCGT\",#REF!*0,IF(#REF!=\"\",0,#REF!*J$627))))))))","v":{"$error":"#REF!"}},{"$f":"IF(#REF!=\"Interconnector\",#REF!*1,IF(#REF!=\"Wind\",#REF!*0.7,IF(#REF!=\"Marine\",#REF!*0.7,IF(#REF!=\"Nuclear\",#REF!*0.85,IF(#REF!=\"Pumped_Storage\",#REF!*0.5,IF(#REF!=\"CCS\",#REF!*0.85,IF(#REF!=\"OCGT\",#REF!*0,IF(#REF!=\"\",0,#REF!*K$627))))))))","v":{"$error":"#REF!"}},{"$f":"IF(#REF!=\"Interconnector\",#REF!*1,IF(#REF!=\"Wind\",#REF!*0.7,IF(#REF!=\"Marine\",#REF!*0.7,IF(#REF!=\"Nuclear\",#REF!*0.85,IF(#REF!=\"Pumped_Storage\",#REF!*0.5,IF(#REF!=\"CCS\",#REF!*0.85,IF(#REF!=\"OCGT\",#REF!*0,IF(#REF!=\"\",0,#REF!*L$627))))))))","v":{"$error":"#REF!"}},{"$f":"IF(#REF!=\"Interconnector\",#REF!*1,IF(#REF!=\"Wind\",#REF!*0.7,IF(#REF!=\"Marine\",#REF!*0.7,IF(#REF!=\"Nuclear\",#REF!*0.85,IF(#REF!=\"Pumped_Storage\",#REF!*0.5,IF(#REF!=\"CCS\",#REF!*0.85,IF(#REF!=\"OCGT\",#REF!*0,IF(#REF!=\"\",0,#REF!*M$627))))))))","v":{"$error":"#REF!"}},{"$f":"IF(#REF!=\"Interconnector\",#REF!*1,IF(#REF!=\"Wind\",#REF!*0.7,IF(#REF!=\"Marine\",#REF!*0.7,IF(#REF!=\"Nuclear\",#REF!*0.85,IF(#REF!=\"Pumped_Storage\",#REF!*0.5,IF(#REF!=\"CCS\",#REF!*0.85,IF(#REF!=\"OCGT\",#REF!*0,IF(#REF!=\"\",0,#REF!*N$627))))))))","v":{"$error":"#REF!"}},{"$f":"IF(#REF!=\"Interconnector\",#REF!*1,IF(#REF!=\"Wind\",#REF!*0.7,IF(#REF!=\"Marine\",#REF!*0.7,IF(#REF!=\"Nuclear\",#REF!*0.85,IF(#REF!=\"Pumped_Storage\",#REF!*0.5,IF(#REF!=\"CCS\",#REF!*0.85,IF(#REF!=\"OCGT\",#REF!*0,IF(#REF!=\"\",0,#REF!*O$627))))))))","v":{"$error":"#REF!"}}]
[{"$f":"#REF!","v":{"$error":"#REF!"}},{"$f":"#REF!","v":{"$error":"#REF!"}},{"$f":"#REF!","v":{"$error":"#REF!"}},{"$f":"#REF!","v":{"$error":"#REF!"}},{"$f":"IF(#REF!=\"Interconnector\",#REF!*1,IF(#REF!=\"Wind\",#REF!*0.7,IF(#REF!=\"Marine\",#REF!*0.7,IF(#REF!=\"Nuclear\",#REF!*0.85,IF(#REF!=\"Pumped_Storage\",#REF!*0.5,IF(#REF!=\"CCS\",#REF!*0.85,IF(#REF!=\"OCGT\",#REF!*0,IF(#REF!=\"\",0,#REF!*E$627))))))))","v":{"$error":"#REF!"}},{"$f":"IF(#REF!=\"Interconnector\",#REF!*1,IF(#REF!=\"Wind\",#REF!*0.7,IF(#REF!=\"Marine\",#REF!*0.7,IF(#REF!=\"Nuclear\",#REF!*0.85,IF(#REF!=\"Pumped_Storage\",#REF!*0.5,IF(#REF!=\"CCS\",#REF!*0.85,IF(#REF!=\"OCGT\",#REF!*0,IF(#REF!=\"\",0,#REF!*F$627))))))))","v":{"$error":"#REF!"}},{"$f":"IF(#REF!=\"Interconnector\",#REF!*1,IF(#REF!=\"Wind\",#REF!*0.7,IF(#REF!=\"Marine\",#REF!*0.7,IF(#REF!=\"Nuclear\",#REF!*0.85,IF(#REF!=\"Pumped_Storage\",#REF!*0.5,IF(#REF!=\"CCS\",#REF!*0.85,IF(#REF!=\"OCGT\",#REF!*0,IF(#REF!=\"\",0,#REF!*G$627))))))))","v":{"$error":"#REF!"}},{"$f":"IF(#REF!=\"Interconnector\",#REF!*1,IF(#REF!=\"Wind\",#REF!*0.7,IF(#REF!=\"Marine\",#REF!*0.7,IF(#REF!=\"Nuclear\",#REF!*0.85,IF(#REF!=\"Pumped_Storage\",#REF!*0.5,IF(#REF!=\"CCS\",#REF!*0.85,IF(#REF!=\"OCGT\",#REF!*0,IF(#REF!=\"\",0,#REF!*H$627))))))))","v":{"$error":"#REF!"}},{"$f":"IF(#REF!=\"Interconnector\",#REF!*1,IF(#REF!=\"Wind\",#REF!*0.7,IF(#REF!=\"Marine\",#REF!*0.7,IF(#REF!=\"Nuclear\",#REF!*0.85,IF(#REF!=\"Pumped_Storage\",#REF!*0.5,IF(#REF!=\"CCS\",#REF!*0.85,IF(#REF!=\"OCGT\",#REF!*0,IF(#REF!=\"\",0,#REF!*I$627))))))))","v":{"$error":"#REF!"}},{"$f":"IF(#REF!=\"Interconnector\",#REF!*1,IF(#REF!=\"Wind\",#REF!*0.7,IF(#REF!=\"Marine\",#REF!*0.7,IF(#REF!=\"Nuclear\",#REF!*0.85,IF(#REF!=\"Pumped_Storage\",#REF!*0.5,IF(#REF!=\"CCS\",#REF!*0.85,IF(#REF!=\"OCGT\",#REF!*0,IF(#REF!=\"\",0,#REF!*J$627))))))))","v":{"$error":"#REF!"}},{"$f":"IF(#REF!=\"Interconnector\",#REF!*1,IF(#REF!=\"Wind\",#REF!*0.7,IF(#REF!=\"Marine\",#REF!*0.7,IF(#REF!=\"Nuclear\",#REF!*0.85,IF(#REF!=\"Pumped_Storage\",#REF!*0.5,IF(#REF!=\"CCS\",#REF!*0.85,IF(#REF!=\"OCGT\",#REF!*0,IF(#REF!=\"\",0,#REF!*K$627))))))))","v":{"$error":"#REF!"}},{"$f":"IF(#REF!=\"Interconnector\",#REF!*1,IF(#REF!=\"Wind\",#REF!*0.7,IF(#REF!=\"Marine\",#REF!*0.7,IF(#REF!=\"Nuclear\",#REF!*0.85,IF(#REF!=\"Pumped_Storage\",#REF!*0.5,IF(#REF!=\"CCS\",#REF!*0.85,IF(#REF!=\"OCGT\",#REF!*0,IF(#REF!=\"\",0,#REF!*L$627))))))))","v":{"$error":"#REF!"}},{"$f":"IF(#REF!=\"Interconnector\",#REF!*1,IF(#REF!=\"Wind\",#REF!*0.7,IF(#REF!=\"Marine\",#REF!*0.7,IF(#REF!=\"Nuclear\",#REF!*0.85,IF(#REF!=\"Pumped_Storage\",#REF!*0.5,IF(#REF!=\"CCS\",#REF!*0.85,IF(#REF!=\"OCGT\",#REF!*0,IF(#REF!=\"\",0,#REF!*M$627))))))))","v":{"$error":"#REF!"}},{"$f":"IF(#REF!=\"Interconnector\",#REF!*1,IF(#REF!=\"Wind\",#REF!*0.7,IF(#REF!=\"Marine\",#REF!*0.7,IF(#REF!=\"Nuclear\",#REF!*0.85,IF(#REF!=\"Pumped_Storage\",#REF!*0.5,IF(#REF!=\"CCS\",#REF!*0.85,IF(#REF!=\"OCGT\",#REF!*0,IF(#REF!=\"\",0,#REF!*N$627))))))))","v":{"$error":"#REF!"}},{"$f":"IF(#REF!=\"Interconnector\",#REF!*1,IF(#REF!=\"Wind\",#REF!*0.7,IF(#REF!=\"Marine\",#REF!*0.7,IF(#REF!=\"Nuclear\",#REF!*0.85,IF(#REF!=\"Pumped_Storage\",#REF!*0.5,IF(#REF!=\"CCS\",#REF!*0.85,IF(#REF!=\"OCGT\",#REF!*0,IF(#REF!=\"\",0,#REF!*O$627))))))))","v":{"$error":"#REF!"}}]
[{"$f":"#REF!","v":{"$error":"#REF!"}},{"$f":"#REF!","v":{"$error":"#REF!"}},{"$f":"#REF!","v":{"$error":"#REF!"}},{"$f":"#REF!","v":{"$error":"#REF!"}},{"$f":"IF(#REF!=\"Interconnector\",#REF!*1,IF(#REF!=\"Wind\",#REF!*0.7,IF(#REF!=\"Marine\",#REF!*0.7,IF(#REF!=\"Nuclear\",#REF!*0.85,IF(#REF!=\"Pumped_Storage\",#REF!*0.5,IF(#REF!=\"CCS\",#REF!*0.85,IF(#REF!=\"OCGT\",#REF!*0,IF(#REF!=\"\",0,#REF!*E$627))))))))","v":{"$error":"#REF!"}},{"$f":"IF(#REF!=\"Interconnector\",#REF!*1,IF(#REF!=\"Wind\",#REF!*0.7,IF(#REF!=\"Marine\",#REF!*0.7,IF(#REF!=\"Nuclear\",#REF!*0.85,IF(#REF!=\"Pumped_Storage\",#REF!*0.5,IF(#REF!=\"CCS\",#REF!*0.85,IF(#REF!=\"OCGT\",#REF!*0,IF(#REF!=\"\",0,#REF!*F$627))))))))","v":{"$error":"#REF!"}},{"$f":"IF(#REF!=\"Interconnector\",#REF!*1,IF(#REF!=\"Wind\",#REF!*0.7,IF(#REF!=\"Marine\",#REF!*0.7,IF(#REF!=\"Nuclear\",#REF!*0.85,IF(#REF!=\"Pumped_Storage\",#REF!*0.5,IF(#REF!=\"CCS\",#REF!*0.85,IF(#REF!=\"OCGT\",#REF!*0,IF(#REF!=\"\",0,#REF!*G$627))))))))","v":{"$error":"#REF!"}},{"$f":"IF(#REF!=\"Interconnector\",#REF!*1,IF(#REF!=\"Wind\",#REF!*0.7,IF(#REF!=\"Marine\",#REF!*0.7,IF(#REF!=\"Nuclear\",#REF!*0.85,IF(#REF!=\"Pumped_Storage\",#REF!*0.5,IF(#REF!=\"CCS\",#REF!*0.85,IF(#REF!=\"OCGT\",#REF!*0,IF(#REF!=\"\",0,#REF!*H$627))))))))","v":{"$error":"#REF!"}},{"$f":"IF(#REF!=\"Interconnector\",#REF!*1,IF(#REF!=\"Wind\",#REF!*0.7,IF(#REF!=\"Marine\",#REF!*0.7,IF(#REF!=\"Nuclear\",#REF!*0.85,IF(#REF!=\"Pumped_Storage\",#REF!*0.5,IF(#REF!=\"CCS\",#REF!*0.85,IF(#REF!=\"OCGT\",#REF!*0,IF(#REF!=\"\",0,#REF!*I$627))))))))","v":{"$error":"#REF!"}},{"$f":"IF(#REF!=\"Interconnector\",#REF!*1,IF(#REF!=\"Wind\",#REF!*0.7,IF(#REF!=\"Marine\",#REF!*0.7,IF(#REF!=\"Nuclear\",#REF!*0.85,IF(#REF!=\"Pumped_Storage\",#REF!*0.5,IF(#REF!=\"CCS\",#REF!*0.85,IF(#REF!=\"OCGT\",#REF!*0,IF(#REF!=\"\",0,#REF!*J$627))))))))","v":{"$error":"#REF!"}},{"$f":"IF(#REF!=\"Interconnector\",#REF!*1,IF(#REF!=\"Wind\",#REF!*0.7,IF(#REF!=\"Marine\",#REF!*0.7,IF(#REF!=\"Nuclear\",#REF!*0.85,IF(#REF!=\"Pumped_Storage\",#REF!*0.5,IF(#REF!=\"CCS\",#REF!*0.85,IF(#REF!=\"OCGT\",#REF!*0,IF(#REF!=\"\",0,#REF!*K$627))))))))","v":{"$error":"#REF!"}},{"$f":"IF(#REF!=\"Interconnector\",#REF!*1,IF(#REF!=\"Wind\",#REF!*0.7,IF(#REF!=\"Marine\",#REF!*0.7,IF(#REF!=\"Nuclear\",#REF!*0.85,IF(#REF!=\"Pumped_Storage\",#REF!*0.5,IF(#REF!=\"CCS\",#REF!*0.85,IF(#REF!=\"OCGT\",#REF!*0,IF(#REF!=\"\",0,#REF!*L$627))))))))","v":{"$error":"#REF!"}},{"$f":"IF(#REF!=\"Interconnector\",#REF!*1,IF(#REF!=\"Wind\",#REF!*0.7,IF(#REF!=\"Marine\",#REF!*0.7,IF(#REF!=\"Nuclear\",#REF!*0.85,IF(#REF!=\"Pumped_Storage\",#REF!*0.5,IF(#REF!=\"CCS\",#REF!*0.85,IF(#REF!=\"OCGT\",#REF!*0,IF(#REF!=\"\",0,#REF!*M$627))))))))","v":{"$error":"#REF!"}},{"$f":"IF(#REF!=\"Interconnector\",#REF!*1,IF(#REF!=\"Wind\",#REF!*0.7,IF(#REF!=\"Marine\",#REF!*0.7,IF(#REF!=\"Nuclear\",#REF!*0.85,IF(#REF!=\"Pumped_Storage\",#REF!*0.5,IF(#REF!=\"CCS\",#REF!*0.85,IF(#REF!=\"OCGT\",#REF!*0,IF(#REF!=\"\",0,#REF!*N$627))))))))","v":{"$error":"#REF!"}},{"$f":"IF(#REF!=\"Interconnector\",#REF!*1,IF(#REF!=\"Wind\",#REF!*0.7,IF(#REF!=\"Marine\",#REF!*0.7,IF(#REF!=\"Nuclear\",#REF!*0.85,IF(#REF!=\"Pumped_Storage\",#REF!*0.5,IF(#REF!=\"CCS\",#REF!*0.85,IF(#REF!=\"OCGT\",#REF!*0,IF(#REF!=\"\",0,#REF!*O$627))))))))","v":{"$error":"#REF!"}}]
[{"$f":"#REF!","v":{"$error":"#REF!"}},{"$f":"#REF!","v":{"$error":"#REF!"}},{"$f":"#REF!","v":{"$error":"#REF!"}},{"$f":"#REF!","v":{"$error":"#REF!"}},{"$f":"IF(#REF!=\"Interconnector\",#REF!*1,IF(#REF!=\"Wind\",#REF!*0.7,IF(#REF!=\"Marine\",#REF!*0.7,IF(#REF!=\"Nuclear\",#REF!*0.85,IF(#REF!=\"Pumped_Storage\",#REF!*0.5,IF(#REF!=\"CCS\",#REF!*0.85,IF(#REF!=\"OCGT\",#REF!*0,IF(#REF!=\"\",0,#REF!*E$627))))))))","v":{"$error":"#REF!"}},{"$f":"IF(#REF!=\"Interconnector\",#REF!*1,IF(#REF!=\"Wind\",#REF!*0.7,IF(#REF!=\"Marine\",#REF!*0.7,IF(#REF!=\"Nuclear\",#REF!*0.85,IF(#REF!=\"Pumped_Storage\",#REF!*0.5,IF(#REF!=\"CCS\",#REF!*0.85,IF(#REF!=\"OCGT\",#REF!*0,IF(#REF!=\"\",0,#REF!*F$627))))))))","v":{"$error":"#REF!"}},{"$f":"IF(#REF!=\"Interconnector\",#REF!*1,IF(#REF!=\"Wind\",#REF!*0.7,IF(#REF!=\"Marine\",#REF!*0.7,IF(#REF!=\"Nuclear\",#REF!*0.85,IF(#REF!=\"Pumped_Storage\",#REF!*0.5,IF(#REF!=\"CCS\",#REF!*0.85,IF(#REF!=\"OCGT\",#REF!*0,IF(#REF!=\"\",0,#REF!*G$627))))))))","v":{"$error":"#REF!"}},{"$f":"IF(#REF!=\"Interconnector\",#REF!*1,IF(#REF!=\"Wind\",#REF!*0.7,IF(#REF!=\"Marine\",#REF!*0.7,IF(#REF!=\"Nuclear\",#REF!*0.85,IF(#REF!=\"Pumped_Storage\",#REF!*0.5,IF(#REF!=\"CCS\",#REF!*0.85,IF(#REF!=\"OCGT\",#REF!*0,IF(#REF!=\"\",0,#REF!*H$627))))))))","v":{"$error":"#REF!"}},{"$f":"IF(#REF!=\"Interconnector\",#REF!*1,IF(#REF!=\"Wind\",#REF!*0.7,IF(#REF!=\"Marine\",#REF!*0.7,IF(#REF!=\"Nuclear\",#REF!*0.85,IF(#REF!=\"Pumped_Storage\",#REF!*0.5,IF(#REF!=\"CCS\",#REF!*0.85,IF(#REF!=\"OCGT\",#REF!*0,IF(#REF!=\"\",0,#REF!*I$627))))))))","v":{"$error":"#REF!"}},{"$f":"IF(#REF!=\"Interconnector\",#REF!*1,IF(#REF!=\"Wind\",#REF!*0.7,IF(#REF!=\"Marine\",#REF!*0.7,IF(#REF!=\"Nuclear\",#REF!*0.85,IF(#REF!=\"Pumped_Storage\",#REF!*0.5,IF(#REF!=\"CCS\",#REF!*0.85,IF(#REF!=\"OCGT\",#REF!*0,IF(#REF!=\"\",0,#REF!*J$627))))))))","v":{"$error":"#REF!"}},{"$f":"IF(#REF!=\"Interconnector\",#REF!*1,IF(#REF!=\"Wind\",#REF!*0.7,IF(#REF!=\"Marine\",#REF!*0.7,IF(#REF!=\"Nuclear\",#REF!*0.85,IF(#REF!=\"Pumped_Storage\",#REF!*0.5,IF(#REF!=\"CCS\",#REF!*0.85,IF(#REF!=\"OCGT\",#REF!*0,IF(#REF!=\"\",0,#REF!*K$627))))))))","v":{"$error":"#REF!"}},{"$f":"IF(#REF!=\"Interconnector\",#REF!*1,IF(#REF!=\"Wind\",#REF!*0.7,IF(#REF!=\"Marine\",#REF!*0.7,IF(#REF!=\"Nuclear\",#REF!*0.85,IF(#REF!=\"Pumped_Storage\",#REF!*0.5,IF(#REF!=\"CCS\",#REF!*0.85,IF(#REF!=\"OCGT\",#REF!*0,IF(#REF!=\"\",0,#REF!*L$627))))))))","v":{"$error":"#REF!"}},{"$f":"IF(#REF!=\"Interconnector\",#REF!*1,IF(#REF!=\"Wind\",#REF!*0.7,IF(#REF!=\"Marine\",#REF!*0.7,IF(#REF!=\"Nuclear\",#REF!*0.85,IF(#REF!=\"Pumped_Storage\",#REF!*0.5,IF(#REF!=\"CCS\",#REF!*0.85,IF(#REF!=\"OCGT\",#REF!*0,IF(#REF!=\"\",0,#REF!*M$627))))))))","v":{"$error":"#REF!"}},{"$f":"IF(#REF!=\"Interconnector\",#REF!*1,IF(#REF!=\"Wind\",#REF!*0.7,IF(#REF!=\"Marine\",#REF!*0.7,IF(#REF!=\"Nuclear\",#REF!*0.85,IF(#REF!=\"Pumped_Storage\",#REF!*0.5,IF(#REF!=\"CCS\",#REF!*0.85,IF(#REF!=\"OCGT\",#REF!*0,IF(#REF!=\"\",0,#REF!*N$627))))))))","v":{"$error":"#REF!"}},{"$f":"IF(#REF!=\"Interconnector\",#REF!*1,IF(#REF!=\"Wind\",#REF!*0.7,IF(#REF!=\"Marine\",#REF!*0.7,IF(#REF!=\"Nuclear\",#REF!*0.85,IF(#REF!=\"Pumped_Storage\",#REF!*0.5,IF(#REF!=\"CCS\",#REF!*0.85,IF(#REF!=\"OCGT\",#REF!*0,IF(#REF!=\"\",0,#REF!*O$627))))))))","v":{"$error":"#REF!"}}]
[{"$f":"#REF!","v":{"$error":"#REF!"}},{"$f":"#REF!","v":{"$error":"#REF!"}},{"$f":"#REF!","v":{"$error":"#REF!"}},{"$f":"#REF!","v":{"$error":"#REF!"}},{"$f":"IF(#REF!=\"Interconnector\",#REF!*1,IF(#REF!=\"Wind\",#REF!*0.7,IF(#REF!=\"Marine\",#REF!*0.7,IF(#REF!=\"Nuclear\",#REF!*0.85,IF(#REF!=\"Pumped_Storage\",#REF!*0.5,IF(#REF!=\"CCS\",#REF!*0.85,IF(#REF!=\"OCGT\",#REF!*0,IF(#REF!=\"\",0,#REF!*E$627))))))))","v":{"$error":"#REF!"}},{"$f":"IF(#REF!=\"Interconnector\",#REF!*1,IF(#REF!=\"Wind\",#REF!*0.7,IF(#REF!=\"Marine\",#REF!*0.7,IF(#REF!=\"Nuclear\",#REF!*0.85,IF(#REF!=\"Pumped_Storage\",#REF!*0.5,IF(#REF!=\"CCS\",#REF!*0.85,IF(#REF!=\"OCGT\",#REF!*0,IF(#REF!=\"\",0,#REF!*F$627))))))))","v":{"$error":"#REF!"}},{"$f":"IF(#REF!=\"Interconnector\",#REF!*1,IF(#REF!=\"Wind\",#REF!*0.7,IF(#REF!=\"Marine\",#REF!*0.7,IF(#REF!=\"Nuclear\",#REF!*0.85,IF(#REF!=\"Pumped_Storage\",#REF!*0.5,IF(#REF!=\"CCS\",#REF!*0.85,IF(#REF!=\"OCGT\",#REF!*0,IF(#REF!=\"\",0,#REF!*G$627))))))))","v":{"$error":"#REF!"}},{"$f":"IF(#REF!=\"Interconnector\",#REF!*1,IF(#REF!=\"Wind\",#REF!*0.7,IF(#REF!=\"Marine\",#REF!*0.7,IF(#REF!=\"Nuclear\",#REF!*0.85,IF(#REF!=\"Pumped_Storage\",#REF!*0.5,IF(#REF!=\"CCS\",#REF!*0.85,IF(#REF!=\"OCGT\",#REF!*0,IF(#REF!=\"\",0,#REF!*H$627))))))))","v":{"$error":"#REF!"}},{"$f":"IF(#REF!=\"Interconnector\",#REF!*1,IF(#REF!=\"Wind\",#REF!*0.7,IF(#REF!=\"Marine\",#REF!*0.7,IF(#REF!=\"Nuclear\",#REF!*0.85,IF(#REF!=\"Pumped_Storage\",#REF!*0.5,IF(#REF!=\"CCS\",#REF!*0.85,IF(#REF!=\"OCGT\",#REF!*0,IF(#REF!=\"\",0,#REF!*I$627))))))))","v":{"$error":"#REF!"}},{"$f":"IF(#REF!=\"Interconnector\",#REF!*1,IF(#REF!=\"Wind\",#REF!*0.7,IF(#REF!=\"Marine\",#REF!*0.7,IF(#REF!=\"Nuclear\",#REF!*0.85,IF(#REF!=\"Pumped_Storage\",#REF!*0.5,IF(#REF!=\"CCS\",#REF!*0.85,IF(#REF!=\"OCGT\",#REF!*0,IF(#REF!=\"\",0,#REF!*J$627))))))))","v":{"$error":"#REF!"}},{"$f":"IF(#REF!=\"Interconnector\",#REF!*1,IF(#REF!=\"Wind\",#REF!*0.7,IF(#REF!=\"Marine\",#REF!*0.7,IF(#REF!=\"Nuclear\",#REF!*0.85,IF(#REF!=\"Pumped_Storage\",#REF!*0.5,IF(#REF!=\"CCS\",#REF!*0.85,IF(#REF!=\"OCGT\",#REF!*0,IF(#REF!=\"\",0,#REF!*K$627))))))))","v":{"$error":"#REF!"}},{"$f":"IF(#REF!=\"Interconnector\",#REF!*1,IF(#REF!=\"Wind\",#REF!*0.7,IF(#REF!=\"Marine\",#REF!*0.7,IF(#REF!=\"Nuclear\",#REF!*0.85,IF(#REF!=\"Pumped_Storage\",#REF!*0.5,IF(#REF!=\"CCS\",#REF!*0.85,IF(#REF!=\"OCGT\",#REF!*0,IF(#REF!=\"\",0,#REF!*L$627))))))))","v":{"$error":"#REF!"}},{"$f":"IF(#REF!=\"Interconnector\",#REF!*1,IF(#REF!=\"Wind\",#REF!*0.7,IF(#REF!=\"Marine\",#REF!*0.7,IF(#REF!=\"Nuclear\",#REF!*0.85,IF(#REF!=\"Pumped_Storage\",#REF!*0.5,IF(#REF!=\"CCS\",#REF!*0.85,IF(#REF!=\"OCGT\",#REF!*0,IF(#REF!=\"\",0,#REF!*M$627))))))))","v":{"$error":"#REF!"}},{"$f":"IF(#REF!=\"Interconnector\",#REF!*1,IF(#REF!=\"Wind\",#REF!*0.7,IF(#REF!=\"Marine\",#REF!*0.7,IF(#REF!=\"Nuclear\",#REF!*0.85,IF(#REF!=\"Pumped_Storage\",#REF!*0.5,IF(#REF!=\"CCS\",#REF!*0.85,IF(#REF!=\"OCGT\",#REF!*0,IF(#REF!=\"\",0,#REF!*N$627))))))))","v":{"$error":"#REF!"}},{"$f":"IF(#REF!=\"Interconnector\",#REF!*1,IF(#REF!=\"Wind\",#REF!*0.7,IF(#REF!=\"Marine\",#REF!*0.7,IF(#REF!=\"Nuclear\",#REF!*0.85,IF(#REF!=\"Pumped_Storage\",#REF!*0.5,IF(#REF!=\"CCS\",#REF!*0.85,IF(#REF!=\"OCGT\",#REF!*0,IF(#REF!=\"\",0,#REF!*O$627))))))))","v":{"$error":"#REF!"}}]
[{"$f":"#REF!","v":{"$error":"#REF!"}},{"$f":"#REF!","v":{"$error":"#REF!"}},{"$f":"#REF!","v":{"$error":"#REF!"}},{"$f":"#REF!","v":{"$error":"#REF!"}},{"$f":"IF(#REF!=\"Interconnector\",#REF!*1,IF(#REF!=\"Wind\",#REF!*0.7,IF(#REF!=\"Marine\",#REF!*0.7,IF(#REF!=\"Nuclear\",#REF!*0.85,IF(#REF!=\"Pumped_Storage\",#REF!*0.5,IF(#REF!=\"CCS\",#REF!*0.85,IF(#REF!=\"OCGT\",#REF!*0,IF(#REF!=\"\",0,#REF!*E$627))))))))","v":{"$error":"#REF!"}},{"$f":"IF(#REF!=\"Interconnector\",#REF!*1,IF(#REF!=\"Wind\",#REF!*0.7,IF(#REF!=\"Marine\",#REF!*0.7,IF(#REF!=\"Nuclear\",#REF!*0.85,IF(#REF!=\"Pumped_Storage\",#REF!*0.5,IF(#REF!=\"CCS\",#REF!*0.85,IF(#REF!=\"OCGT\",#REF!*0,IF(#REF!=\"\",0,#REF!*F$627))))))))","v":{"$error":"#REF!"}},{"$f":"IF(#REF!=\"Interconnector\",#REF!*1,IF(#REF!=\"Wind\",#REF!*0.7,IF(#REF!=\"Marine\",#REF!*0.7,IF(#REF!=\"Nuclear\",#REF!*0.85,IF(#REF!=\"Pumped_Storage\",#REF!*0.5,IF(#REF!=\"CCS\",#REF!*0.85,IF(#REF!=\"OCGT\",#REF!*0,IF(#REF!=\"\",0,#REF!*G$627))))))))","v":{"$error":"#REF!"}},{"$f":"IF(#REF!=\"Interconnector\",#REF!*1,IF(#REF!=\"Wind\",#REF!*0.7,IF(#REF!=\"Marine\",#REF!*0.7,IF(#REF!=\"Nuclear\",#REF!*0.85,IF(#REF!=\"Pumped_Storage\",#REF!*0.5,IF(#REF!=\"CCS\",#REF!*0.85,IF(#REF!=\"OCGT\",#REF!*0,IF(#REF!=\"\",0,#REF!*H$627))))))))","v":{"$error":"#REF!"}},{"$f":"IF(#REF!=\"Interconnector\",#REF!*1,IF(#REF!=\"Wind\",#REF!*0.7,IF(#REF!=\"Marine\",#REF!*0.7,IF(#REF!=\"Nuclear\",#REF!*0.85,IF(#REF!=\"Pumped_Storage\",#REF!*0.5,IF(#REF!=\"CCS\",#REF!*0.85,IF(#REF!=\"OCGT\",#REF!*0,IF(#REF!=\"\",0,#REF!*I$627))))))))","v":{"$error":"#REF!"}},{"$f":"IF(#REF!=\"Interconnector\",#REF!*1,IF(#REF!=\"Wind\",#REF!*0.7,IF(#REF!=\"Marine\",#REF!*0.7,IF(#REF!=\"Nuclear\",#REF!*0.85,IF(#REF!=\"Pumped_Storage\",#REF!*0.5,IF(#REF!=\"CCS\",#REF!*0.85,IF(#REF!=\"OCGT\",#REF!*0,IF(#REF!=\"\",0,#REF!*J$627))))))))","v":{"$error":"#REF!"}},{"$f":"IF(#REF!=\"Interconnector\",#REF!*1,IF(#REF!=\"Wind\",#REF!*0.7,IF(#REF!=\"Marine\",#REF!*0.7,IF(#REF!=\"Nuclear\",#REF!*0.85,IF(#REF!=\"Pumped_Storage\",#REF!*0.5,IF(#REF!=\"CCS\",#REF!*0.85,IF(#REF!=\"OCGT\",#REF!*0,IF(#REF!=\"\",0,#REF!*K$627))))))))","v":{"$error":"#REF!"}},{"$f":"IF(#REF!=\"Interconnector\",#REF!*1,IF(#REF!=\"Wind\",#REF!*0.7,IF(#REF!=\"Marine\",#REF!*0.7,IF(#REF!=\"Nuclear\",#REF!*0.85,IF(#REF!=\"Pumped_Storage\",#REF!*0.5,IF(#REF!=\"CCS\",#REF!*0.85,IF(#REF!=\"OCGT\",#REF!*0,IF(#REF!=\"\",0,#REF!*L$627))))))))","v":{"$error":"#REF!"}},{"$f":"IF(#REF!=\"Interconnector\",#REF!*1,IF(#REF!=\"Wind\",#REF!*0.7,IF(#REF!=\"Marine\",#REF!*0.7,IF(#REF!=\"Nuclear\",#REF!*0.85,IF(#REF!=\"Pumped_Storage\",#REF!*0.5,IF(#REF!=\"CCS\",#REF!*0.85,IF(#REF!=\"OCGT\",#REF!*0,IF(#REF!=\"\",0,#REF!*M$627))))))))","v":{"$error":"#REF!"}},{"$f":"IF(#REF!=\"Interconnector\",#REF!*1,IF(#REF!=\"Wind\",#REF!*0.7,IF(#REF!=\"Marine\",#REF!*0.7,IF(#REF!=\"Nuclear\",#REF!*0.85,IF(#REF!=\"Pumped_Storage\",#REF!*0.5,IF(#REF!=\"CCS\",#REF!*0.85,IF(#REF!=\"OCGT\",#REF!*0,IF(#REF!=\"\",0,#REF!*N$627))))))))","v":{"$error":"#REF!"}},{"$f":"IF(#REF!=\"Interconnector\",#REF!*1,IF(#REF!=\"Wind\",#REF!*0.7,IF(#REF!=\"Marine\",#REF!*0.7,IF(#REF!=\"Nuclear\",#REF!*0.85,IF(#REF!=\"Pumped_Storage\",#REF!*0.5,IF(#REF!=\"CCS\",#REF!*0.85,IF(#REF!=\"OCGT\",#REF!*0,IF(#REF!=\"\",0,#REF!*O$627))))))))","v":{"$error":"#REF!"}}]
[{"$f":"#REF!","v":{"$error":"#REF!"}},{"$f":"#REF!","v":{"$error":"#REF!"}},{"$f":"#REF!","v":{"$error":"#REF!"}},{"$f":"#REF!","v":{"$error":"#REF!"}},{"$f":"IF(#REF!=\"Interconnector\",#REF!*1,IF(#REF!=\"Wind\",#REF!*0.7,IF(#REF!=\"Marine\",#REF!*0.7,IF(#REF!=\"Nuclear\",#REF!*0.85,IF(#REF!=\"Pumped_Storage\",#REF!*0.5,IF(#REF!=\"CCS\",#REF!*0.85,IF(#REF!=\"OCGT\",#REF!*0,IF(#REF!=\"\",0,#REF!*E$627))))))))","v":{"$error":"#REF!"}},{"$f":"IF(#REF!=\"Interconnector\",#REF!*1,IF(#REF!=\"Wind\",#REF!*0.7,IF(#REF!=\"Marine\",#REF!*0.7,IF(#REF!=\"Nuclear\",#REF!*0.85,IF(#REF!=\"Pumped_Storage\",#REF!*0.5,IF(#REF!=\"CCS\",#REF!*0.85,IF(#REF!=\"OCGT\",#REF!*0,IF(#REF!=\"\",0,#REF!*F$627))))))))","v":{"$error":"#REF!"}},{"$f":"IF(#REF!=\"Interconnector\",#REF!*1,IF(#REF!=\"Wind\",#REF!*0.7,IF(#REF!=\"Marine\",#REF!*0.7,IF(#REF!=\"Nuclear\",#REF!*0.85,IF(#REF!=\"Pumped_Storage\",#REF!*0.5,IF(#REF!=\"CCS\",#REF!*0.85,IF(#REF!=\"OCGT\",#REF!*0,IF(#REF!=\"\",0,#REF!*G$627))))))))","v":{"$error":"#REF!"}},{"$f":"IF(#REF!=\"Interconnector\",#REF!*1,IF(#REF!=\"Wind\",#REF!*0.7,IF(#REF!=\"Marine\",#REF!*0.7,IF(#REF!=\"Nuclear\",#REF!*0.85,IF(#REF!=\"Pumped_Storage\",#REF!*0.5,IF(#REF!=\"CCS\",#REF!*0.85,IF(#REF!=\"OCGT\",#REF!*0,IF(#REF!=\"\",0,#REF!*H$627))))))))","v":{"$error":"#REF!"}},{"$f":"IF(#REF!=\"Interconnector\",#REF!*1,IF(#REF!=\"Wind\",#REF!*0.7,IF(#REF!=\"Marine\",#REF!*0.7,IF(#REF!=\"Nuclear\",#REF!*0.85,IF(#REF!=\"Pumped_Storage\",#REF!*0.5,IF(#REF!=\"CCS\",#REF!*0.85,IF(#REF!=\"OCGT\",#REF!*0,IF(#REF!=\"\",0,#REF!*I$627))))))))","v":{"$error":"#REF!"}},{"$f":"IF(#REF!=\"Interconnector\",#REF!*1,IF(#REF!=\"Wind\",#REF!*0.7,IF(#REF!=\"Marine\",#REF!*0.7,IF(#REF!=\"Nuclear\",#REF!*0.85,IF(#REF!=\"Pumped_Storage\",#REF!*0.5,IF(#REF!=\"CCS\",#REF!*0.85,IF(#REF!=\"OCGT\",#REF!*0,IF(#REF!=\"\",0,#REF!*J$627))))))))","v":{"$error":"#REF!"}},{"$f":"IF(#REF!=\"Interconnector\",#REF!*1,IF(#REF!=\"Wind\",#REF!*0.7,IF(#REF!=\"Marine\",#REF!*0.7,IF(#REF!=\"Nuclear\",#REF!*0.85,IF(#REF!=\"Pumped_Storage\",#REF!*0.5,IF(#REF!=\"CCS\",#REF!*0.85,IF(#REF!=\"OCGT\",#REF!*0,IF(#REF!=\"\",0,#REF!*K$627))))))))","v":{"$error":"#REF!"}},{"$f":"IF(#REF!=\"Interconnector\",#REF!*1,IF(#REF!=\"Wind\",#REF!*0.7,IF(#REF!=\"Marine\",#REF!*0.7,IF(#REF!=\"Nuclear\",#REF!*0.85,IF(#REF!=\"Pumped_Storage\",#REF!*0.5,IF(#REF!=\"CCS\",#REF!*0.85,IF(#REF!=\"OCGT\",#REF!*0,IF(#REF!=\"\",0,#REF!*L$627))))))))","v":{"$error":"#REF!"}},{"$f":"IF(#REF!=\"Interconnector\",#REF!*1,IF(#REF!=\"Wind\",#REF!*0.7,IF(#REF!=\"Marine\",#REF!*0.7,IF(#REF!=\"Nuclear\",#REF!*0.85,IF(#REF!=\"Pumped_Storage\",#REF!*0.5,IF(#REF!=\"CCS\",#REF!*0.85,IF(#REF!=\"OCGT\",#REF!*0,IF(#REF!=\"\",0,#REF!*M$627))))))))","v":{"$error":"#REF!"}},{"$f":"IF(#REF!=\"Interconnector\",#REF!*1,IF(#REF!=\"Wind\",#REF!*0.7,IF(#REF!=\"Marine\",#REF!*0.7,IF(#REF!=\"Nuclear\",#REF!*0.85,IF(#REF!=\"Pumped_Storage\",#REF!*0.5,IF(#REF!=\"CCS\",#REF!*0.85,IF(#REF!=\"OCGT\",#REF!*0,IF(#REF!=\"\",0,#REF!*N$627))))))))","v":{"$error":"#REF!"}},{"$f":"IF(#REF!=\"Interconnector\",#REF!*1,IF(#REF!=\"Wind\",#REF!*0.7,IF(#REF!=\"Marine\",#REF!*0.7,IF(#REF!=\"Nuclear\",#REF!*0.85,IF(#REF!=\"Pumped_Storage\",#REF!*0.5,IF(#REF!=\"CCS\",#REF!*0.85,IF(#REF!=\"OCGT\",#REF!*0,IF(#REF!=\"\",0,#REF!*O$627))))))))","v":{"$error":"#REF!"}}]
[{"$f":"#REF!","v":{"$error":"#REF!"}},{"$f":"#REF!","v":{"$error":"#REF!"}},{"$f":"#REF!","v":{"$error":"#REF!"}},{"$f":"#REF!","v":{"$error":"#REF!"}},{"$f":"IF(#REF!=\"Interconnector\",#REF!*1,IF(#REF!=\"Wind\",#REF!*0.7,IF(#REF!=\"Marine\",#REF!*0.7,IF(#REF!=\"Nuclear\",#REF!*0.85,IF(#REF!=\"Pumped_Storage\",#REF!*0.5,IF(#REF!=\"CCS\",#REF!*0.85,IF(#REF!=\"OCGT\",#REF!*0,IF(#REF!=\"\",0,#REF!*E$627))))))))","v":{"$error":"#REF!"}},{"$f":"IF(#REF!=\"Interconnector\",#REF!*1,IF(#REF!=\"Wind\",#REF!*0.7,IF(#REF!=\"Marine\",#REF!*0.7,IF(#REF!=\"Nuclear\",#REF!*0.85,IF(#REF!=\"Pumped_Storage\",#REF!*0.5,IF(#REF!=\"CCS\",#REF!*0.85,IF(#REF!=\"OCGT\",#REF!*0,IF(#REF!=\"\",0,#REF!*F$627))))))))","v":{"$error":"#REF!"}},{"$f":"IF(#REF!=\"Interconnector\",#REF!*1,IF(#REF!=\"Wind\",#REF!*0.7,IF(#REF!=\"Marine\",#REF!*0.7,IF(#REF!=\"Nuclear\",#REF!*0.85,IF(#REF!=\"Pumped_Storage\",#REF!*0.5,IF(#REF!=\"CCS\",#REF!*0.85,IF(#REF!=\"OCGT\",#REF!*0,IF(#REF!=\"\",0,#REF!*G$627))))))))","v":{"$error":"#REF!"}},{"$f":"IF(#REF!=\"Interconnector\",#REF!*1,IF(#REF!=\"Wind\",#REF!*0.7,IF(#REF!=\"Marine\",#REF!*0.7,IF(#REF!=\"Nuclear\",#REF!*0.85,IF(#REF!=\"Pumped_Storage\",#REF!*0.5,IF(#REF!=\"CCS\",#REF!*0.85,IF(#REF!=\"OCGT\",#REF!*0,IF(#REF!=\"\",0,#REF!*H$627))))))))","v":{"$error":"#REF!"}},{"$f":"IF(#REF!=\"Interconnector\",#REF!*1,IF(#REF!=\"Wind\",#REF!*0.7,IF(#REF!=\"Marine\",#REF!*0.7,IF(#REF!=\"Nuclear\",#REF!*0.85,IF(#REF!=\"Pumped_Storage\",#REF!*0.5,IF(#REF!=\"CCS\",#REF!*0.85,IF(#REF!=\"OCGT\",#REF!*0,IF(#REF!=\"\",0,#REF!*I$627))))))))","v":{"$error":"#REF!"}},{"$f":"IF(#REF!=\"Interconnector\",#REF!*1,IF(#REF!=\"Wind\",#REF!*0.7,IF(#REF!=\"Marine\",#REF!*0.7,IF(#REF!=\"Nuclear\",#REF!*0.85,IF(#REF!=\"Pumped_Storage\",#REF!*0.5,IF(#REF!=\"CCS\",#REF!*0.85,IF(#REF!=\"OCGT\",#REF!*0,IF(#REF!=\"\",0,#REF!*J$627))))))))","v":{"$error":"#REF!"}},{"$f":"IF(#REF!=\"Interconnector\",#REF!*1,IF(#REF!=\"Wind\",#REF!*0.7,IF(#REF!=\"Marine\",#REF!*0.7,IF(#REF!=\"Nuclear\",#REF!*0.85,IF(#REF!=\"Pumped_Storage\",#REF!*0.5,IF(#REF!=\"CCS\",#REF!*0.85,IF(#REF!=\"OCGT\",#REF!*0,IF(#REF!=\"\",0,#REF!*K$627))))))))","v":{"$error":"#REF!"}},{"$f":"IF(#REF!=\"Interconnector\",#REF!*1,IF(#REF!=\"Wind\",#REF!*0.7,IF(#REF!=\"Marine\",#REF!*0.7,IF(#REF!=\"Nuclear\",#REF!*0.85,IF(#REF!=\"Pumped_Storage\",#REF!*0.5,IF(#REF!=\"CCS\",#REF!*0.85,IF(#REF!=\"OCGT\",#REF!*0,IF(#REF!=\"\",0,#REF!*L$627))))))))","v":{"$error":"#REF!"}},{"$f":"IF(#REF!=\"Interconnector\",#REF!*1,IF(#REF!=\"Wind\",#REF!*0.7,IF(#REF!=\"Marine\",#REF!*0.7,IF(#REF!=\"Nuclear\",#REF!*0.85,IF(#REF!=\"Pumped_Storage\",#REF!*0.5,IF(#REF!=\"CCS\",#REF!*0.85,IF(#REF!=\"OCGT\",#REF!*0,IF(#REF!=\"\",0,#REF!*M$627))))))))","v":{"$error":"#REF!"}},{"$f":"IF(#REF!=\"Interconnector\",#REF!*1,IF(#REF!=\"Wind\",#REF!*0.7,IF(#REF!=\"Marine\",#REF!*0.7,IF(#REF!=\"Nuclear\",#REF!*0.85,IF(#REF!=\"Pumped_Storage\",#REF!*0.5,IF(#REF!=\"CCS\",#REF!*0.85,IF(#REF!=\"OCGT\",#REF!*0,IF(#REF!=\"\",0,#REF!*N$627))))))))","v":{"$error":"#REF!"}},{"$f":"IF(#REF!=\"Interconnector\",#REF!*1,IF(#REF!=\"Wind\",#REF!*0.7,IF(#REF!=\"Marine\",#REF!*0.7,IF(#REF!=\"Nuclear\",#REF!*0.85,IF(#REF!=\"Pumped_Storage\",#REF!*0.5,IF(#REF!=\"CCS\",#REF!*0.85,IF(#REF!=\"OCGT\",#REF!*0,IF(#REF!=\"\",0,#REF!*O$627))))))))","v":{"$error":"#REF!"}}]
[{"$f":"#REF!","v":{"$error":"#REF!"}},{"$f":"#REF!","v":{"$error":"#REF!"}},{"$f":"#REF!","v":{"$error":"#REF!"}},{"$f":"#REF!","v":{"$error":"#REF!"}},{"$f":"IF(#REF!=\"Interconnector\",#REF!*1,IF(#REF!=\"Wind\",#REF!*0.7,IF(#REF!=\"Marine\",#REF!*0.7,IF(#REF!=\"Nuclear\",#REF!*0.85,IF(#REF!=\"Pumped_Storage\",#REF!*0.5,IF(#REF!=\"CCS\",#REF!*0.85,IF(#REF!=\"OCGT\",#REF!*0,IF(#REF!=\"\",0,#REF!*E$627))))))))","v":{"$error":"#REF!"}},{"$f":"IF(#REF!=\"Interconnector\",#REF!*1,IF(#REF!=\"Wind\",#REF!*0.7,IF(#REF!=\"Marine\",#REF!*0.7,IF(#REF!=\"Nuclear\",#REF!*0.85,IF(#REF!=\"Pumped_Storage\",#REF!*0.5,IF(#REF!=\"CCS\",#REF!*0.85,IF(#REF!=\"OCGT\",#REF!*0,IF(#REF!=\"\",0,#REF!*F$627))))))))","v":{"$error":"#REF!"}},{"$f":"IF(#REF!=\"Interconnector\",#REF!*1,IF(#REF!=\"Wind\",#REF!*0.7,IF(#REF!=\"Marine\",#REF!*0.7,IF(#REF!=\"Nuclear\",#REF!*0.85,IF(#REF!=\"Pumped_Storage\",#REF!*0.5,IF(#REF!=\"CCS\",#REF!*0.85,IF(#REF!=\"OCGT\",#REF!*0,IF(#REF!=\"\",0,#REF!*G$627))))))))","v":{"$error":"#REF!"}},{"$f":"IF(#REF!=\"Interconnector\",#REF!*1,IF(#REF!=\"Wind\",#REF!*0.7,IF(#REF!=\"Marine\",#REF!*0.7,IF(#REF!=\"Nuclear\",#REF!*0.85,IF(#REF!=\"Pumped_Storage\",#REF!*0.5,IF(#REF!=\"CCS\",#REF!*0.85,IF(#REF!=\"OCGT\",#REF!*0,IF(#REF!=\"\",0,#REF!*H$627))))))))","v":{"$error":"#REF!"}},{"$f":"IF(#REF!=\"Interconnector\",#REF!*1,IF(#REF!=\"Wind\",#REF!*0.7,IF(#REF!=\"Marine\",#REF!*0.7,IF(#REF!=\"Nuclear\",#REF!*0.85,IF(#REF!=\"Pumped_Storage\",#REF!*0.5,IF(#REF!=\"CCS\",#REF!*0.85,IF(#REF!=\"OCGT\",#REF!*0,IF(#REF!=\"\",0,#REF!*I$627))))))))","v":{"$error":"#REF!"}},{"$f":"IF(#REF!=\"Interconnector\",#REF!*1,IF(#REF!=\"Wind\",#REF!*0.7,IF(#REF!=\"Marine\",#REF!*0.7,IF(#REF!=\"Nuclear\",#REF!*0.85,IF(#REF!=\"Pumped_Storage\",#REF!*0.5,IF(#REF!=\"CCS\",#REF!*0.85,IF(#REF!=\"OCGT\",#REF!*0,IF(#REF!=\"\",0,#REF!*J$627))))))))","v":{"$error":"#REF!"}},{"$f":"IF(#REF!=\"Interconnector\",#REF!*1,IF(#REF!=\"Wind\",#REF!*0.7,IF(#REF!=\"Marine\",#REF!*0.7,IF(#REF!=\"Nuclear\",#REF!*0.85,IF(#REF!=\"Pumped_Storage\",#REF!*0.5,IF(#REF!=\"CCS\",#REF!*0.85,IF(#REF!=\"OCGT\",#REF!*0,IF(#REF!=\"\",0,#REF!*K$627))))))))","v":{"$error":"#REF!"}},{"$f":"IF(#REF!=\"Interconnector\",#REF!*1,IF(#REF!=\"Wind\",#REF!*0.7,IF(#REF!=\"Marine\",#REF!*0.7,IF(#REF!=\"Nuclear\",#REF!*0.85,IF(#REF!=\"Pumped_Storage\",#REF!*0.5,IF(#REF!=\"CCS\",#REF!*0.85,IF(#REF!=\"OCGT\",#REF!*0,IF(#REF!=\"\",0,#REF!*L$627))))))))","v":{"$error":"#REF!"}},{"$f":"IF(#REF!=\"Interconnector\",#REF!*1,IF(#REF!=\"Wind\",#REF!*0.7,IF(#REF!=\"Marine\",#REF!*0.7,IF(#REF!=\"Nuclear\",#REF!*0.85,IF(#REF!=\"Pumped_Storage\",#REF!*0.5,IF(#REF!=\"CCS\",#REF!*0.85,IF(#REF!=\"OCGT\",#REF!*0,IF(#REF!=\"\",0,#REF!*M$627))))))))","v":{"$error":"#REF!"}},{"$f":"IF(#REF!=\"Interconnector\",#REF!*1,IF(#REF!=\"Wind\",#REF!*0.7,IF(#REF!=\"Marine\",#REF!*0.7,IF(#REF!=\"Nuclear\",#REF!*0.85,IF(#REF!=\"Pumped_Storage\",#REF!*0.5,IF(#REF!=\"CCS\",#REF!*0.85,IF(#REF!=\"OCGT\",#REF!*0,IF(#REF!=\"\",0,#REF!*N$627))))))))","v":{"$error":"#REF!"}},{"$f":"IF(#REF!=\"Interconnector\",#REF!*1,IF(#REF!=\"Wind\",#REF!*0.7,IF(#REF!=\"Marine\",#REF!*0.7,IF(#REF!=\"Nuclear\",#REF!*0.85,IF(#REF!=\"Pumped_Storage\",#REF!*0.5,IF(#REF!=\"CCS\",#REF!*0.85,IF(#REF!=\"OCGT\",#REF!*0,IF(#REF!=\"\",0,#REF!*O$627))))))))","v":{"$error":"#REF!"}}]
[{"$f":"#REF!","v":{"$error":"#REF!"}},{"$f":"#REF!","v":{"$error":"#REF!"}},{"$f":"#REF!","v":{"$error":"#REF!"}},{"$f":"#REF!","v":{"$error":"#REF!"}},{"$f":"IF(#REF!=\"Interconnector\",#REF!*1,IF(#REF!=\"Wind\",#REF!*0.7,IF(#REF!=\"Marine\",#REF!*0.7,IF(#REF!=\"Nuclear\",#REF!*0.85,IF(#REF!=\"Pumped_Storage\",#REF!*0.5,IF(#REF!=\"CCS\",#REF!*0.85,IF(#REF!=\"OCGT\",#REF!*0,IF(#REF!=\"\",0,#REF!*E$627))))))))","v":{"$error":"#REF!"}},{"$f":"IF(#REF!=\"Interconnector\",#REF!*1,IF(#REF!=\"Wind\",#REF!*0.7,IF(#REF!=\"Marine\",#REF!*0.7,IF(#REF!=\"Nuclear\",#REF!*0.85,IF(#REF!=\"Pumped_Storage\",#REF!*0.5,IF(#REF!=\"CCS\",#REF!*0.85,IF(#REF!=\"OCGT\",#REF!*0,IF(#REF!=\"\",0,#REF!*F$627))))))))","v":{"$error":"#REF!"}},{"$f":"IF(#REF!=\"Interconnector\",#REF!*1,IF(#REF!=\"Wind\",#REF!*0.7,IF(#REF!=\"Marine\",#REF!*0.7,IF(#REF!=\"Nuclear\",#REF!*0.85,IF(#REF!=\"Pumped_Storage\",#REF!*0.5,IF(#REF!=\"CCS\",#REF!*0.85,IF(#REF!=\"OCGT\",#REF!*0,IF(#REF!=\"\",0,#REF!*G$627))))))))","v":{"$error":"#REF!"}},{"$f":"IF(#REF!=\"Interconnector\",#REF!*1,IF(#REF!=\"Wind\",#REF!*0.7,IF(#REF!=\"Marine\",#REF!*0.7,IF(#REF!=\"Nuclear\",#REF!*0.85,IF(#REF!=\"Pumped_Storage\",#REF!*0.5,IF(#REF!=\"CCS\",#REF!*0.85,IF(#REF!=\"OCGT\",#REF!*0,IF(#REF!=\"\",0,#REF!*H$627))))))))","v":{"$error":"#REF!"}},{"$f":"IF(#REF!=\"Interconnector\",#REF!*1,IF(#REF!=\"Wind\",#REF!*0.7,IF(#REF!=\"Marine\",#REF!*0.7,IF(#REF!=\"Nuclear\",#REF!*0.85,IF(#REF!=\"Pumped_Storage\",#REF!*0.5,IF(#REF!=\"CCS\",#REF!*0.85,IF(#REF!=\"OCGT\",#REF!*0,IF(#REF!=\"\",0,#REF!*I$627))))))))","v":{"$error":"#REF!"}},{"$f":"IF(#REF!=\"Interconnector\",#REF!*1,IF(#REF!=\"Wind\",#REF!*0.7,IF(#REF!=\"Marine\",#REF!*0.7,IF(#REF!=\"Nuclear\",#REF!*0.85,IF(#REF!=\"Pumped_Storage\",#REF!*0.5,IF(#REF!=\"CCS\",#REF!*0.85,IF(#REF!=\"OCGT\",#REF!*0,IF(#REF!=\"\",0,#REF!*J$627))))))))","v":{"$error":"#REF!"}},{"$f":"IF(#REF!=\"Interconnector\",#REF!*1,IF(#REF!=\"Wind\",#REF!*0.7,IF(#REF!=\"Marine\",#REF!*0.7,IF(#REF!=\"Nuclear\",#REF!*0.85,IF(#REF!=\"Pumped_Storage\",#REF!*0.5,IF(#REF!=\"CCS\",#REF!*0.85,IF(#REF!=\"OCGT\",#REF!*0,IF(#REF!=\"\",0,#REF!*K$627))))))))","v":{"$error":"#REF!"}},{"$f":"IF(#REF!=\"Interconnector\",#REF!*1,IF(#REF!=\"Wind\",#REF!*0.7,IF(#REF!=\"Marine\",#REF!*0.7,IF(#REF!=\"Nuclear\",#REF!*0.85,IF(#REF!=\"Pumped_Storage\",#REF!*0.5,IF(#REF!=\"CCS\",#REF!*0.85,IF(#REF!=\"OCGT\",#REF!*0,IF(#REF!=\"\",0,#REF!*L$627))))))))","v":{"$error":"#REF!"}},{"$f":"IF(#REF!=\"Interconnector\",#REF!*1,IF(#REF!=\"Wind\",#REF!*0.7,IF(#REF!=\"Marine\",#REF!*0.7,IF(#REF!=\"Nuclear\",#REF!*0.85,IF(#REF!=\"Pumped_Storage\",#REF!*0.5,IF(#REF!=\"CCS\",#REF!*0.85,IF(#REF!=\"OCGT\",#REF!*0,IF(#REF!=\"\",0,#REF!*M$627))))))))","v":{"$error":"#REF!"}},{"$f":"IF(#REF!=\"Interconnector\",#REF!*1,IF(#REF!=\"Wind\",#REF!*0.7,IF(#REF!=\"Marine\",#REF!*0.7,IF(#REF!=\"Nuclear\",#REF!*0.85,IF(#REF!=\"Pumped_Storage\",#REF!*0.5,IF(#REF!=\"CCS\",#REF!*0.85,IF(#REF!=\"OCGT\",#REF!*0,IF(#REF!=\"\",0,#REF!*N$627))))))))","v":{"$error":"#REF!"}},{"$f":"IF(#REF!=\"Interconnector\",#REF!*1,IF(#REF!=\"Wind\",#REF!*0.7,IF(#REF!=\"Marine\",#REF!*0.7,IF(#REF!=\"Nuclear\",#REF!*0.85,IF(#REF!=\"Pumped_Storage\",#REF!*0.5,IF(#REF!=\"CCS\",#REF!*0.85,IF(#REF!=\"OCGT\",#REF!*0,IF(#REF!=\"\",0,#REF!*O$627))))))))","v":{"$error":"#REF!"}}]
[{"$f":"#REF!","v":{"$error":"#REF!"}},{"$f":"#REF!","v":{"$error":"#REF!"}},{"$f":"#REF!","v":{"$error":"#REF!"}},{"$f":"#REF!","v":{"$error":"#REF!"}},{"$f":"IF(#REF!=\"Interconnector\",#REF!*1,IF(#REF!=\"Wind\",#REF!*0.7,IF(#REF!=\"Marine\",#REF!*0.7,IF(#REF!=\"Nuclear\",#REF!*0.85,IF(#REF!=\"Pumped_Storage\",#REF!*0.5,IF(#REF!=\"CCS\",#REF!*0.85,IF(#REF!=\"OCGT\",#REF!*0,IF(#REF!=\"\",0,#REF!*E$627))))))))","v":{"$error":"#REF!"}},{"$f":"IF(#REF!=\"Interconnector\",#REF!*1,IF(#REF!=\"Wind\",#REF!*0.7,IF(#REF!=\"Marine\",#REF!*0.7,IF(#REF!=\"Nuclear\",#REF!*0.85,IF(#REF!=\"Pumped_Storage\",#REF!*0.5,IF(#REF!=\"CCS\",#REF!*0.85,IF(#REF!=\"OCGT\",#REF!*0,IF(#REF!=\"\",0,#REF!*F$627))))))))","v":{"$error":"#REF!"}},{"$f":"IF(#REF!=\"Interconnector\",#REF!*1,IF(#REF!=\"Wind\",#REF!*0.7,IF(#REF!=\"Marine\",#REF!*0.7,IF(#REF!=\"Nuclear\",#REF!*0.85,IF(#REF!=\"Pumped_Storage\",#REF!*0.5,IF(#REF!=\"CCS\",#REF!*0.85,IF(#REF!=\"OCGT\",#REF!*0,IF(#REF!=\"\",0,#REF!*G$627))))))))","v":{"$error":"#REF!"}},{"$f":"IF(#REF!=\"Interconnector\",#REF!*1,IF(#REF!=\"Wind\",#REF!*0.7,IF(#REF!=\"Marine\",#REF!*0.7,IF(#REF!=\"Nuclear\",#REF!*0.85,IF(#REF!=\"Pumped_Storage\",#REF!*0.5,IF(#REF!=\"CCS\",#REF!*0.85,IF(#REF!=\"OCGT\",#REF!*0,IF(#REF!=\"\",0,#REF!*H$627))))))))","v":{"$error":"#REF!"}},{"$f":"IF(#REF!=\"Interconnector\",#REF!*1,IF(#REF!=\"Wind\",#REF!*0.7,IF(#REF!=\"Marine\",#REF!*0.7,IF(#REF!=\"Nuclear\",#REF!*0.85,IF(#REF!=\"Pumped_Storage\",#REF!*0.5,IF(#REF!=\"CCS\",#REF!*0.85,IF(#REF!=\"OCGT\",#REF!*0,IF(#REF!=\"\",0,#REF!*I$627))))))))","v":{"$error":"#REF!"}},{"$f":"IF(#REF!=\"Interconnector\",#REF!*1,IF(#REF!=\"Wind\",#REF!*0.7,IF(#REF!=\"Marine\",#REF!*0.7,IF(#REF!=\"Nuclear\",#REF!*0.85,IF(#REF!=\"Pumped_Storage\",#REF!*0.5,IF(#REF!=\"CCS\",#REF!*0.85,IF(#REF!=\"OCGT\",#REF!*0,IF(#REF!=\"\",0,#REF!*J$627))))))))","v":{"$error":"#REF!"}},{"$f":"IF(#REF!=\"Interconnector\",#REF!*1,IF(#REF!=\"Wind\",#REF!*0.7,IF(#REF!=\"Marine\",#REF!*0.7,IF(#REF!=\"Nuclear\",#REF!*0.85,IF(#REF!=\"Pumped_Storage\",#REF!*0.5,IF(#REF!=\"CCS\",#REF!*0.85,IF(#REF!=\"OCGT\",#REF!*0,IF(#REF!=\"\",0,#REF!*K$627))))))))","v":{"$error":"#REF!"}},{"$f":"IF(#REF!=\"Interconnector\",#REF!*1,IF(#REF!=\"Wind\",#REF!*0.7,IF(#REF!=\"Marine\",#REF!*0.7,IF(#REF!=\"Nuclear\",#REF!*0.85,IF(#REF!=\"Pumped_Storage\",#REF!*0.5,IF(#REF!=\"CCS\",#REF!*0.85,IF(#REF!=\"OCGT\",#REF!*0,IF(#REF!=\"\",0,#REF!*L$627))))))))","v":{"$error":"#REF!"}},{"$f":"IF(#REF!=\"Interconnector\",#REF!*1,IF(#REF!=\"Wind\",#REF!*0.7,IF(#REF!=\"Marine\",#REF!*0.7,IF(#REF!=\"Nuclear\",#REF!*0.85,IF(#REF!=\"Pumped_Storage\",#REF!*0.5,IF(#REF!=\"CCS\",#REF!*0.85,IF(#REF!=\"OCGT\",#REF!*0,IF(#REF!=\"\",0,#REF!*M$627))))))))","v":{"$error":"#REF!"}},{"$f":"IF(#REF!=\"Interconnector\",#REF!*1,IF(#REF!=\"Wind\",#REF!*0.7,IF(#REF!=\"Marine\",#REF!*0.7,IF(#REF!=\"Nuclear\",#REF!*0.85,IF(#REF!=\"Pumped_Storage\",#REF!*0.5,IF(#REF!=\"CCS\",#REF!*0.85,IF(#REF!=\"OCGT\",#REF!*0,IF(#REF!=\"\",0,#REF!*N$627))))))))","v":{"$error":"#REF!"}},{"$f":"IF(#REF!=\"Interconnector\",#REF!*1,IF(#REF!=\"Wind\",#REF!*0.7,IF(#REF!=\"Marine\",#REF!*0.7,IF(#REF!=\"Nuclear\",#REF!*0.85,IF(#REF!=\"Pumped_Storage\",#REF!*0.5,IF(#REF!=\"CCS\",#REF!*0.85,IF(#REF!=\"OCGT\",#REF!*0,IF(#REF!=\"\",0,#REF!*O$627))))))))","v":{"$error":"#REF!"}}]
[{"$f":"#REF!","v":{"$error":"#REF!"}},{"$f":"#REF!","v":{"$error":"#REF!"}},{"$f":"#REF!","v":{"$error":"#REF!"}},{"$f":"#REF!","v":{"$error":"#REF!"}},{"$f":"IF(#REF!=\"Interconnector\",#REF!*1,IF(#REF!=\"Wind\",#REF!*0.7,IF(#REF!=\"Marine\",#REF!*0.7,IF(#REF!=\"Nuclear\",#REF!*0.85,IF(#REF!=\"Pumped_Storage\",#REF!*0.5,IF(#REF!=\"CCS\",#REF!*0.85,IF(#REF!=\"OCGT\",#REF!*0,IF(#REF!=\"\",0,#REF!*E$627))))))))","v":{"$error":"#REF!"}},{"$f":"IF(#REF!=\"Interconnector\",#REF!*1,IF(#REF!=\"Wind\",#REF!*0.7,IF(#REF!=\"Marine\",#REF!*0.7,IF(#REF!=\"Nuclear\",#REF!*0.85,IF(#REF!=\"Pumped_Storage\",#REF!*0.5,IF(#REF!=\"CCS\",#REF!*0.85,IF(#REF!=\"OCGT\",#REF!*0,IF(#REF!=\"\",0,#REF!*F$627))))))))","v":{"$error":"#REF!"}},{"$f":"IF(#REF!=\"Interconnector\",#REF!*1,IF(#REF!=\"Wind\",#REF!*0.7,IF(#REF!=\"Marine\",#REF!*0.7,IF(#REF!=\"Nuclear\",#REF!*0.85,IF(#REF!=\"Pumped_Storage\",#REF!*0.5,IF(#REF!=\"CCS\",#REF!*0.85,IF(#REF!=\"OCGT\",#REF!*0,IF(#REF!=\"\",0,#REF!*G$627))))))))","v":{"$error":"#REF!"}},{"$f":"IF(#REF!=\"Interconnector\",#REF!*1,IF(#REF!=\"Wind\",#REF!*0.7,IF(#REF!=\"Marine\",#REF!*0.7,IF(#REF!=\"Nuclear\",#REF!*0.85,IF(#REF!=\"Pumped_Storage\",#REF!*0.5,IF(#REF!=\"CCS\",#REF!*0.85,IF(#REF!=\"OCGT\",#REF!*0,IF(#REF!=\"\",0,#REF!*H$627))))))))","v":{"$error":"#REF!"}},{"$f":"IF(#REF!=\"Interconnector\",#REF!*1,IF(#REF!=\"Wind\",#REF!*0.7,IF(#REF!=\"Marine\",#REF!*0.7,IF(#REF!=\"Nuclear\",#REF!*0.85,IF(#REF!=\"Pumped_Storage\",#REF!*0.5,IF(#REF!=\"CCS\",#REF!*0.85,IF(#REF!=\"OCGT\",#REF!*0,IF(#REF!=\"\",0,#REF!*I$627))))))))","v":{"$error":"#REF!"}},{"$f":"IF(#REF!=\"Interconnector\",#REF!*1,IF(#REF!=\"Wind\",#REF!*0.7,IF(#REF!=\"Marine\",#REF!*0.7,IF(#REF!=\"Nuclear\",#REF!*0.85,IF(#REF!=\"Pumped_Storage\",#REF!*0.5,IF(#REF!=\"CCS\",#REF!*0.85,IF(#REF!=\"OCGT\",#REF!*0,IF(#REF!=\"\",0,#REF!*J$627))))))))","v":{"$error":"#REF!"}},{"$f":"IF(#REF!=\"Interconnector\",#REF!*1,IF(#REF!=\"Wind\",#REF!*0.7,IF(#REF!=\"Marine\",#REF!*0.7,IF(#REF!=\"Nuclear\",#REF!*0.85,IF(#REF!=\"Pumped_Storage\",#REF!*0.5,IF(#REF!=\"CCS\",#REF!*0.85,IF(#REF!=\"OCGT\",#REF!*0,IF(#REF!=\"\",0,#REF!*K$627))))))))","v":{"$error":"#REF!"}},{"$f":"IF(#REF!=\"Interconnector\",#REF!*1,IF(#REF!=\"Wind\",#REF!*0.7,IF(#REF!=\"Marine\",#REF!*0.7,IF(#REF!=\"Nuclear\",#REF!*0.85,IF(#REF!=\"Pumped_Storage\",#REF!*0.5,IF(#REF!=\"CCS\",#REF!*0.85,IF(#REF!=\"OCGT\",#REF!*0,IF(#REF!=\"\",0,#REF!*L$627))))))))","v":{"$error":"#REF!"}},{"$f":"IF(#REF!=\"Interconnector\",#REF!*1,IF(#REF!=\"Wind\",#REF!*0.7,IF(#REF!=\"Marine\",#REF!*0.7,IF(#REF!=\"Nuclear\",#REF!*0.85,IF(#REF!=\"Pumped_Storage\",#REF!*0.5,IF(#REF!=\"CCS\",#REF!*0.85,IF(#REF!=\"OCGT\",#REF!*0,IF(#REF!=\"\",0,#REF!*M$627))))))))","v":{"$error":"#REF!"}},{"$f":"IF(#REF!=\"Interconnector\",#REF!*1,IF(#REF!=\"Wind\",#REF!*0.7,IF(#REF!=\"Marine\",#REF!*0.7,IF(#REF!=\"Nuclear\",#REF!*0.85,IF(#REF!=\"Pumped_Storage\",#REF!*0.5,IF(#REF!=\"CCS\",#REF!*0.85,IF(#REF!=\"OCGT\",#REF!*0,IF(#REF!=\"\",0,#REF!*N$627))))))))","v":{"$error":"#REF!"}},{"$f":"IF(#REF!=\"Interconnector\",#REF!*1,IF(#REF!=\"Wind\",#REF!*0.7,IF(#REF!=\"Marine\",#REF!*0.7,IF(#REF!=\"Nuclear\",#REF!*0.85,IF(#REF!=\"Pumped_Storage\",#REF!*0.5,IF(#REF!=\"CCS\",#REF!*0.85,IF(#REF!=\"OCGT\",#REF!*0,IF(#REF!=\"\",0,#REF!*O$627))))))))","v":{"$error":"#REF!"}}]
[{"$f":"#REF!","v":{"$error":"#REF!"}},{"$f":"#REF!","v":{"$error":"#REF!"}},{"$f":"#REF!","v":{"$error":"#REF!"}},{"$f":"#REF!","v":{"$error":"#REF!"}},{"$f":"IF(#REF!=\"Interconnector\",#REF!*1,IF(#REF!=\"Wind\",#REF!*0.7,IF(#REF!=\"Marine\",#REF!*0.7,IF(#REF!=\"Nuclear\",#REF!*0.85,IF(#REF!=\"Pumped_Storage\",#REF!*0.5,IF(#REF!=\"CCS\",#REF!*0.85,IF(#REF!=\"OCGT\",#REF!*0,IF(#REF!=\"\",0,#REF!*E$627))))))))","v":{"$error":"#REF!"}},{"$f":"IF(#REF!=\"Interconnector\",#REF!*1,IF(#REF!=\"Wind\",#REF!*0.7,IF(#REF!=\"Marine\",#REF!*0.7,IF(#REF!=\"Nuclear\",#REF!*0.85,IF(#REF!=\"Pumped_Storage\",#REF!*0.5,IF(#REF!=\"CCS\",#REF!*0.85,IF(#REF!=\"OCGT\",#REF!*0,IF(#REF!=\"\",0,#REF!*F$627))))))))","v":{"$error":"#REF!"}},{"$f":"IF(#REF!=\"Interconnector\",#REF!*1,IF(#REF!=\"Wind\",#REF!*0.7,IF(#REF!=\"Marine\",#REF!*0.7,IF(#REF!=\"Nuclear\",#REF!*0.85,IF(#REF!=\"Pumped_Storage\",#REF!*0.5,IF(#REF!=\"CCS\",#REF!*0.85,IF(#REF!=\"OCGT\",#REF!*0,IF(#REF!=\"\",0,#REF!*G$627))))))))","v":{"$error":"#REF!"}},{"$f":"IF(#REF!=\"Interconnector\",#REF!*1,IF(#REF!=\"Wind\",#REF!*0.7,IF(#REF!=\"Marine\",#REF!*0.7,IF(#REF!=\"Nuclear\",#REF!*0.85,IF(#REF!=\"Pumped_Storage\",#REF!*0.5,IF(#REF!=\"CCS\",#REF!*0.85,IF(#REF!=\"OCGT\",#REF!*0,IF(#REF!=\"\",0,#REF!*H$627))))))))","v":{"$error":"#REF!"}},{"$f":"IF(#REF!=\"Interconnector\",#REF!*1,IF(#REF!=\"Wind\",#REF!*0.7,IF(#REF!=\"Marine\",#REF!*0.7,IF(#REF!=\"Nuclear\",#REF!*0.85,IF(#REF!=\"Pumped_Storage\",#REF!*0.5,IF(#REF!=\"CCS\",#REF!*0.85,IF(#REF!=\"OCGT\",#REF!*0,IF(#REF!=\"\",0,#REF!*I$627))))))))","v":{"$error":"#REF!"}},{"$f":"IF(#REF!=\"Interconnector\",#REF!*1,IF(#REF!=\"Wind\",#REF!*0.7,IF(#REF!=\"Marine\",#REF!*0.7,IF(#REF!=\"Nuclear\",#REF!*0.85,IF(#REF!=\"Pumped_Storage\",#REF!*0.5,IF(#REF!=\"CCS\",#REF!*0.85,IF(#REF!=\"OCGT\",#REF!*0,IF(#REF!=\"\",0,#REF!*J$627))))))))","v":{"$error":"#REF!"}},{"$f":"IF(#REF!=\"Interconnector\",#REF!*1,IF(#REF!=\"Wind\",#REF!*0.7,IF(#REF!=\"Marine\",#REF!*0.7,IF(#REF!=\"Nuclear\",#REF!*0.85,IF(#REF!=\"Pumped_Storage\",#REF!*0.5,IF(#REF!=\"CCS\",#REF!*0.85,IF(#REF!=\"OCGT\",#REF!*0,IF(#REF!=\"\",0,#REF!*K$627))))))))","v":{"$error":"#REF!"}},{"$f":"IF(#REF!=\"Interconnector\",#REF!*1,IF(#REF!=\"Wind\",#REF!*0.7,IF(#REF!=\"Marine\",#REF!*0.7,IF(#REF!=\"Nuclear\",#REF!*0.85,IF(#REF!=\"Pumped_Storage\",#REF!*0.5,IF(#REF!=\"CCS\",#REF!*0.85,IF(#REF!=\"OCGT\",#REF!*0,IF(#REF!=\"\",0,#REF!*L$627))))))))","v":{"$error":"#REF!"}},{"$f":"IF(#REF!=\"Interconnector\",#REF!*1,IF(#REF!=\"Wind\",#REF!*0.7,IF(#REF!=\"Marine\",#REF!*0.7,IF(#REF!=\"Nuclear\",#REF!*0.85,IF(#REF!=\"Pumped_Storage\",#REF!*0.5,IF(#REF!=\"CCS\",#REF!*0.85,IF(#REF!=\"OCGT\",#REF!*0,IF(#REF!=\"\",0,#REF!*M$627))))))))","v":{"$error":"#REF!"}},{"$f":"IF(#REF!=\"Interconnector\",#REF!*1,IF(#REF!=\"Wind\",#REF!*0.7,IF(#REF!=\"Marine\",#REF!*0.7,IF(#REF!=\"Nuclear\",#REF!*0.85,IF(#REF!=\"Pumped_Storage\",#REF!*0.5,IF(#REF!=\"CCS\",#REF!*0.85,IF(#REF!=\"OCGT\",#REF!*0,IF(#REF!=\"\",0,#REF!*N$627))))))))","v":{"$error":"#REF!"}},{"$f":"IF(#REF!=\"Interconnector\",#REF!*1,IF(#REF!=\"Wind\",#REF!*0.7,IF(#REF!=\"Marine\",#REF!*0.7,IF(#REF!=\"Nuclear\",#REF!*0.85,IF(#REF!=\"Pumped_Storage\",#REF!*0.5,IF(#REF!=\"CCS\",#REF!*0.85,IF(#REF!=\"OCGT\",#REF!*0,IF(#REF!=\"\",0,#REF!*O$627))))))))","v":{"$error":"#REF!"}}]
[{"$f":"#REF!","v":{"$error":"#REF!"}},{"$f":"#REF!","v":{"$error":"#REF!"}},{"$f":"#REF!","v":{"$error":"#REF!"}},{"$f":"#REF!","v":{"$error":"#REF!"}},{"$f":"IF(#REF!=\"Interconnector\",#REF!*1,IF(#REF!=\"Wind\",#REF!*0.7,IF(#REF!=\"Marine\",#REF!*0.7,IF(#REF!=\"Nuclear\",#REF!*0.85,IF(#REF!=\"Pumped_Storage\",#REF!*0.5,IF(#REF!=\"CCS\",#REF!*0.85,IF(#REF!=\"OCGT\",#REF!*0,IF(#REF!=\"\",0,#REF!*E$627))))))))","v":{"$error":"#REF!"}},{"$f":"IF(#REF!=\"Interconnector\",#REF!*1,IF(#REF!=\"Wind\",#REF!*0.7,IF(#REF!=\"Marine\",#REF!*0.7,IF(#REF!=\"Nuclear\",#REF!*0.85,IF(#REF!=\"Pumped_Storage\",#REF!*0.5,IF(#REF!=\"CCS\",#REF!*0.85,IF(#REF!=\"OCGT\",#REF!*0,IF(#REF!=\"\",0,#REF!*F$627))))))))","v":{"$error":"#REF!"}},{"$f":"IF(#REF!=\"Interconnector\",#REF!*1,IF(#REF!=\"Wind\",#REF!*0.7,IF(#REF!=\"Marine\",#REF!*0.7,IF(#REF!=\"Nuclear\",#REF!*0.85,IF(#REF!=\"Pumped_Storage\",#REF!*0.5,IF(#REF!=\"CCS\",#REF!*0.85,IF(#REF!=\"OCGT\",#REF!*0,IF(#REF!=\"\",0,#REF!*G$627))))))))","v":{"$error":"#REF!"}},{"$f":"IF(#REF!=\"Interconnector\",#REF!*1,IF(#REF!=\"Wind\",#REF!*0.7,IF(#REF!=\"Marine\",#REF!*0.7,IF(#REF!=\"Nuclear\",#REF!*0.85,IF(#REF!=\"Pumped_Storage\",#REF!*0.5,IF(#REF!=\"CCS\",#REF!*0.85,IF(#REF!=\"OCGT\",#REF!*0,IF(#REF!=\"\",0,#REF!*H$627))))))))","v":{"$error":"#REF!"}},{"$f":"IF(#REF!=\"Interconnector\",#REF!*1,IF(#REF!=\"Wind\",#REF!*0.7,IF(#REF!=\"Marine\",#REF!*0.7,IF(#REF!=\"Nuclear\",#REF!*0.85,IF(#REF!=\"Pumped_Storage\",#REF!*0.5,IF(#REF!=\"CCS\",#REF!*0.85,IF(#REF!=\"OCGT\",#REF!*0,IF(#REF!=\"\",0,#REF!*I$627))))))))","v":{"$error":"#REF!"}},{"$f":"IF(#REF!=\"Interconnector\",#REF!*1,IF(#REF!=\"Wind\",#REF!*0.7,IF(#REF!=\"Marine\",#REF!*0.7,IF(#REF!=\"Nuclear\",#REF!*0.85,IF(#REF!=\"Pumped_Storage\",#REF!*0.5,IF(#REF!=\"CCS\",#REF!*0.85,IF(#REF!=\"OCGT\",#REF!*0,IF(#REF!=\"\",0,#REF!*J$627))))))))","v":{"$error":"#REF!"}},{"$f":"IF(#REF!=\"Interconnector\",#REF!*1,IF(#REF!=\"Wind\",#REF!*0.7,IF(#REF!=\"Marine\",#REF!*0.7,IF(#REF!=\"Nuclear\",#REF!*0.85,IF(#REF!=\"Pumped_Storage\",#REF!*0.5,IF(#REF!=\"CCS\",#REF!*0.85,IF(#REF!=\"OCGT\",#REF!*0,IF(#REF!=\"\",0,#REF!*K$627))))))))","v":{"$error":"#REF!"}},{"$f":"IF(#REF!=\"Interconnector\",#REF!*1,IF(#REF!=\"Wind\",#REF!*0.7,IF(#REF!=\"Marine\",#REF!*0.7,IF(#REF!=\"Nuclear\",#REF!*0.85,IF(#REF!=\"Pumped_Storage\",#REF!*0.5,IF(#REF!=\"CCS\",#REF!*0.85,IF(#REF!=\"OCGT\",#REF!*0,IF(#REF!=\"\",0,#REF!*L$627))))))))","v":{"$error":"#REF!"}},{"$f":"IF(#REF!=\"Interconnector\",#REF!*1,IF(#REF!=\"Wind\",#REF!*0.7,IF(#REF!=\"Marine\",#REF!*0.7,IF(#REF!=\"Nuclear\",#REF!*0.85,IF(#REF!=\"Pumped_Storage\",#REF!*0.5,IF(#REF!=\"CCS\",#REF!*0.85,IF(#REF!=\"OCGT\",#REF!*0,IF(#REF!=\"\",0,#REF!*M$627))))))))","v":{"$error":"#REF!"}},{"$f":"IF(#REF!=\"Interconnector\",#REF!*1,IF(#REF!=\"Wind\",#REF!*0.7,IF(#REF!=\"Marine\",#REF!*0.7,IF(#REF!=\"Nuclear\",#REF!*0.85,IF(#REF!=\"Pumped_Storage\",#REF!*0.5,IF(#REF!=\"CCS\",#REF!*0.85,IF(#REF!=\"OCGT\",#REF!*0,IF(#REF!=\"\",0,#REF!*N$627))))))))","v":{"$error":"#REF!"}},{"$f":"IF(#REF!=\"Interconnector\",#REF!*1,IF(#REF!=\"Wind\",#REF!*0.7,IF(#REF!=\"Marine\",#REF!*0.7,IF(#REF!=\"Nuclear\",#REF!*0.85,IF(#REF!=\"Pumped_Storage\",#REF!*0.5,IF(#REF!=\"CCS\",#REF!*0.85,IF(#REF!=\"OCGT\",#REF!*0,IF(#REF!=\"\",0,#REF!*O$627))))))))","v":{"$error":"#REF!"}}]
[{"$f":"#REF!","v":{"$error":"#REF!"}},{"$f":"#REF!","v":{"$error":"#REF!"}},{"$f":"#REF!","v":{"$error":"#REF!"}},{"$f":"#REF!","v":{"$error":"#REF!"}},{"$f":"IF(#REF!=\"Interconnector\",#REF!*1,IF(#REF!=\"Wind\",#REF!*0.7,IF(#REF!=\"Marine\",#REF!*0.7,IF(#REF!=\"Nuclear\",#REF!*0.85,IF(#REF!=\"Pumped_Storage\",#REF!*0.5,IF(#REF!=\"CCS\",#REF!*0.85,IF(#REF!=\"OCGT\",#REF!*0,IF(#REF!=\"\",0,#REF!*E$627))))))))","v":{"$error":"#REF!"}},{"$f":"IF(#REF!=\"Interconnector\",#REF!*1,IF(#REF!=\"Wind\",#REF!*0.7,IF(#REF!=\"Marine\",#REF!*0.7,IF(#REF!=\"Nuclear\",#REF!*0.85,IF(#REF!=\"Pumped_Storage\",#REF!*0.5,IF(#REF!=\"CCS\",#REF!*0.85,IF(#REF!=\"OCGT\",#REF!*0,IF(#REF!=\"\",0,#REF!*F$627))))))))","v":{"$error":"#REF!"}},{"$f":"IF(#REF!=\"Interconnector\",#REF!*1,IF(#REF!=\"Wind\",#REF!*0.7,IF(#REF!=\"Marine\",#REF!*0.7,IF(#REF!=\"Nuclear\",#REF!*0.85,IF(#REF!=\"Pumped_Storage\",#REF!*0.5,IF(#REF!=\"CCS\",#REF!*0.85,IF(#REF!=\"OCGT\",#REF!*0,IF(#REF!=\"\",0,#REF!*G$627))))))))","v":{"$error":"#REF!"}},{"$f":"IF(#REF!=\"Interconnector\",#REF!*1,IF(#REF!=\"Wind\",#REF!*0.7,IF(#REF!=\"Marine\",#REF!*0.7,IF(#REF!=\"Nuclear\",#REF!*0.85,IF(#REF!=\"Pumped_Storage\",#REF!*0.5,IF(#REF!=\"CCS\",#REF!*0.85,IF(#REF!=\"OCGT\",#REF!*0,IF(#REF!=\"\",0,#REF!*H$627))))))))","v":{"$error":"#REF!"}},{"$f":"IF(#REF!=\"Interconnector\",#REF!*1,IF(#REF!=\"Wind\",#REF!*0.7,IF(#REF!=\"Marine\",#REF!*0.7,IF(#REF!=\"Nuclear\",#REF!*0.85,IF(#REF!=\"Pumped_Storage\",#REF!*0.5,IF(#REF!=\"CCS\",#REF!*0.85,IF(#REF!=\"OCGT\",#REF!*0,IF(#REF!=\"\",0,#REF!*I$627))))))))","v":{"$error":"#REF!"}},{"$f":"IF(#REF!=\"Interconnector\",#REF!*1,IF(#REF!=\"Wind\",#REF!*0.7,IF(#REF!=\"Marine\",#REF!*0.7,IF(#REF!=\"Nuclear\",#REF!*0.85,IF(#REF!=\"Pumped_Storage\",#REF!*0.5,IF(#REF!=\"CCS\",#REF!*0.85,IF(#REF!=\"OCGT\",#REF!*0,IF(#REF!=\"\",0,#REF!*J$627))))))))","v":{"$error":"#REF!"}},{"$f":"IF(#REF!=\"Interconnector\",#REF!*1,IF(#REF!=\"Wind\",#REF!*0.7,IF(#REF!=\"Marine\",#REF!*0.7,IF(#REF!=\"Nuclear\",#REF!*0.85,IF(#REF!=\"Pumped_Storage\",#REF!*0.5,IF(#REF!=\"CCS\",#REF!*0.85,IF(#REF!=\"OCGT\",#REF!*0,IF(#REF!=\"\",0,#REF!*K$627))))))))","v":{"$error":"#REF!"}},{"$f":"IF(#REF!=\"Interconnector\",#REF!*1,IF(#REF!=\"Wind\",#REF!*0.7,IF(#REF!=\"Marine\",#REF!*0.7,IF(#REF!=\"Nuclear\",#REF!*0.85,IF(#REF!=\"Pumped_Storage\",#REF!*0.5,IF(#REF!=\"CCS\",#REF!*0.85,IF(#REF!=\"OCGT\",#REF!*0,IF(#REF!=\"\",0,#REF!*L$627))))))))","v":{"$error":"#REF!"}},{"$f":"IF(#REF!=\"Interconnector\",#REF!*1,IF(#REF!=\"Wind\",#REF!*0.7,IF(#REF!=\"Marine\",#REF!*0.7,IF(#REF!=\"Nuclear\",#REF!*0.85,IF(#REF!=\"Pumped_Storage\",#REF!*0.5,IF(#REF!=\"CCS\",#REF!*0.85,IF(#REF!=\"OCGT\",#REF!*0,IF(#REF!=\"\",0,#REF!*M$627))))))))","v":{"$error":"#REF!"}},{"$f":"IF(#REF!=\"Interconnector\",#REF!*1,IF(#REF!=\"Wind\",#REF!*0.7,IF(#REF!=\"Marine\",#REF!*0.7,IF(#REF!=\"Nuclear\",#REF!*0.85,IF(#REF!=\"Pumped_Storage\",#REF!*0.5,IF(#REF!=\"CCS\",#REF!*0.85,IF(#REF!=\"OCGT\",#REF!*0,IF(#REF!=\"\",0,#REF!*N$627))))))))","v":{"$error":"#REF!"}},{"$f":"IF(#REF!=\"Interconnector\",#REF!*1,IF(#REF!=\"Wind\",#REF!*0.7,IF(#REF!=\"Marine\",#REF!*0.7,IF(#REF!=\"Nuclear\",#REF!*0.85,IF(#REF!=\"Pumped_Storage\",#REF!*0.5,IF(#REF!=\"CCS\",#REF!*0.85,IF(#REF!=\"OCGT\",#REF!*0,IF(#REF!=\"\",0,#REF!*O$627))))))))","v":{"$error":"#REF!"}}]
[{"$f":"#REF!","v":{"$error":"#REF!"}},{"$f":"#REF!","v":{"$error":"#REF!"}},{"$f":"#REF!","v":{"$error":"#REF!"}},{"$f":"#REF!","v":{"$error":"#REF!"}},{"$f":"IF(#REF!=\"Interconnector\",#REF!*1,IF(#REF!=\"Wind\",#REF!*0.7,IF(#REF!=\"Marine\",#REF!*0.7,IF(#REF!=\"Nuclear\",#REF!*0.85,IF(#REF!=\"Pumped_Storage\",#REF!*0.5,IF(#REF!=\"CCS\",#REF!*0.85,IF(#REF!=\"OCGT\",#REF!*0,IF(#REF!=\"\",0,#REF!*E$627))))))))","v":{"$error":"#REF!"}},{"$f":"IF(#REF!=\"Interconnector\",#REF!*1,IF(#REF!=\"Wind\",#REF!*0.7,IF(#REF!=\"Marine\",#REF!*0.7,IF(#REF!=\"Nuclear\",#REF!*0.85,IF(#REF!=\"Pumped_Storage\",#REF!*0.5,IF(#REF!=\"CCS\",#REF!*0.85,IF(#REF!=\"OCGT\",#REF!*0,IF(#REF!=\"\",0,#REF!*F$627))))))))","v":{"$error":"#REF!"}},{"$f":"IF(#REF!=\"Interconnector\",#REF!*1,IF(#REF!=\"Wind\",#REF!*0.7,IF(#REF!=\"Marine\",#REF!*0.7,IF(#REF!=\"Nuclear\",#REF!*0.85,IF(#REF!=\"Pumped_Storage\",#REF!*0.5,IF(#REF!=\"CCS\",#REF!*0.85,IF(#REF!=\"OCGT\",#REF!*0,IF(#REF!=\"\",0,#REF!*G$627))))))))","v":{"$error":"#REF!"}},{"$f":"IF(#REF!=\"Interconnector\",#REF!*1,IF(#REF!=\"Wind\",#REF!*0.7,IF(#REF!=\"Marine\",#REF!*0.7,IF(#REF!=\"Nuclear\",#REF!*0.85,IF(#REF!=\"Pumped_Storage\",#REF!*0.5,IF(#REF!=\"CCS\",#REF!*0.85,IF(#REF!=\"OCGT\",#REF!*0,IF(#REF!=\"\",0,#REF!*H$627))))))))","v":{"$error":"#REF!"}},{"$f":"IF(#REF!=\"Interconnector\",#REF!*1,IF(#REF!=\"Wind\",#REF!*0.7,IF(#REF!=\"Marine\",#REF!*0.7,IF(#REF!=\"Nuclear\",#REF!*0.85,IF(#REF!=\"Pumped_Storage\",#REF!*0.5,IF(#REF!=\"CCS\",#REF!*0.85,IF(#REF!=\"OCGT\",#REF!*0,IF(#REF!=\"\",0,#REF!*I$627))))))))","v":{"$error":"#REF!"}},{"$f":"IF(#REF!=\"Interconnector\",#REF!*1,IF(#REF!=\"Wind\",#REF!*0.7,IF(#REF!=\"Marine\",#REF!*0.7,IF(#REF!=\"Nuclear\",#REF!*0.85,IF(#REF!=\"Pumped_Storage\",#REF!*0.5,IF(#REF!=\"CCS\",#REF!*0.85,IF(#REF!=\"OCGT\",#REF!*0,IF(#REF!=\"\",0,#REF!*J$627))))))))","v":{"$error":"#REF!"}},{"$f":"IF(#REF!=\"Interconnector\",#REF!*1,IF(#REF!=\"Wind\",#REF!*0.7,IF(#REF!=\"Marine\",#REF!*0.7,IF(#REF!=\"Nuclear\",#REF!*0.85,IF(#REF!=\"Pumped_Storage\",#REF!*0.5,IF(#REF!=\"CCS\",#REF!*0.85,IF(#REF!=\"OCGT\",#REF!*0,IF(#REF!=\"\",0,#REF!*K$627))))))))","v":{"$error":"#REF!"}},{"$f":"IF(#REF!=\"Interconnector\",#REF!*1,IF(#REF!=\"Wind\",#REF!*0.7,IF(#REF!=\"Marine\",#REF!*0.7,IF(#REF!=\"Nuclear\",#REF!*0.85,IF(#REF!=\"Pumped_Storage\",#REF!*0.5,IF(#REF!=\"CCS\",#REF!*0.85,IF(#REF!=\"OCGT\",#REF!*0,IF(#REF!=\"\",0,#REF!*L$627))))))))","v":{"$error":"#REF!"}},{"$f":"IF(#REF!=\"Interconnector\",#REF!*1,IF(#REF!=\"Wind\",#REF!*0.7,IF(#REF!=\"Marine\",#REF!*0.7,IF(#REF!=\"Nuclear\",#REF!*0.85,IF(#REF!=\"Pumped_Storage\",#REF!*0.5,IF(#REF!=\"CCS\",#REF!*0.85,IF(#REF!=\"OCGT\",#REF!*0,IF(#REF!=\"\",0,#REF!*M$627))))))))","v":{"$error":"#REF!"}},{"$f":"IF(#REF!=\"Interconnector\",#REF!*1,IF(#REF!=\"Wind\",#REF!*0.7,IF(#REF!=\"Marine\",#REF!*0.7,IF(#REF!=\"Nuclear\",#REF!*0.85,IF(#REF!=\"Pumped_Storage\",#REF!*0.5,IF(#REF!=\"CCS\",#REF!*0.85,IF(#REF!=\"OCGT\",#REF!*0,IF(#REF!=\"\",0,#REF!*N$627))))))))","v":{"$error":"#REF!"}},{"$f":"IF(#REF!=\"Interconnector\",#REF!*1,IF(#REF!=\"Wind\",#REF!*0.7,IF(#REF!=\"Marine\",#REF!*0.7,IF(#REF!=\"Nuclear\",#REF!*0.85,IF(#REF!=\"Pumped_Storage\",#REF!*0.5,IF(#REF!=\"CCS\",#REF!*0.85,IF(#REF!=\"OCGT\",#REF!*0,IF(#REF!=\"\",0,#REF!*O$627))))))))","v":{"$error":"#REF!"}}]
[{"$f":"#REF!","v":{"$error":"#REF!"}},{"$f":"#REF!","v":{"$error":"#REF!"}},{"$f":"#REF!","v":{"$error":"#REF!"}},{"$f":"#REF!","v":{"$error":"#REF!"}},{"$f":"IF(#REF!=\"Interconnector\",#REF!*1,IF(#REF!=\"Wind\",#REF!*0.7,IF(#REF!=\"Marine\",#REF!*0.7,IF(#REF!=\"Nuclear\",#REF!*0.85,IF(#REF!=\"Pumped_Storage\",#REF!*0.5,IF(#REF!=\"CCS\",#REF!*0.85,IF(#REF!=\"OCGT\",#REF!*0,IF(#REF!=\"\",0,#REF!*E$627))))))))","v":{"$error":"#REF!"}},{"$f":"IF(#REF!=\"Interconnector\",#REF!*1,IF(#REF!=\"Wind\",#REF!*0.7,IF(#REF!=\"Marine\",#REF!*0.7,IF(#REF!=\"Nuclear\",#REF!*0.85,IF(#REF!=\"Pumped_Storage\",#REF!*0.5,IF(#REF!=\"CCS\",#REF!*0.85,IF(#REF!=\"OCGT\",#REF!*0,IF(#REF!=\"\",0,#REF!*F$627))))))))","v":{"$error":"#REF!"}},{"$f":"IF(#REF!=\"Interconnector\",#REF!*1,IF(#REF!=\"Wind\",#REF!*0.7,IF(#REF!=\"Marine\",#REF!*0.7,IF(#REF!=\"Nuclear\",#REF!*0.85,IF(#REF!=\"Pumped_Storage\",#REF!*0.5,IF(#REF!=\"CCS\",#REF!*0.85,IF(#REF!=\"OCGT\",#REF!*0,IF(#REF!=\"\",0,#REF!*G$627))))))))","v":{"$error":"#REF!"}},{"$f":"IF(#REF!=\"Interconnector\",#REF!*1,IF(#REF!=\"Wind\",#REF!*0.7,IF(#REF!=\"Marine\",#REF!*0.7,IF(#REF!=\"Nuclear\",#REF!*0.85,IF(#REF!=\"Pumped_Storage\",#REF!*0.5,IF(#REF!=\"CCS\",#REF!*0.85,IF(#REF!=\"OCGT\",#REF!*0,IF(#REF!=\"\",0,#REF!*H$627))))))))","v":{"$error":"#REF!"}},{"$f":"IF(#REF!=\"Interconnector\",#REF!*1,IF(#REF!=\"Wind\",#REF!*0.7,IF(#REF!=\"Marine\",#REF!*0.7,IF(#REF!=\"Nuclear\",#REF!*0.85,IF(#REF!=\"Pumped_Storage\",#REF!*0.5,IF(#REF!=\"CCS\",#REF!*0.85,IF(#REF!=\"OCGT\",#REF!*0,IF(#REF!=\"\",0,#REF!*I$627))))))))","v":{"$error":"#REF!"}},{"$f":"IF(#REF!=\"Interconnector\",#REF!*1,IF(#REF!=\"Wind\",#REF!*0.7,IF(#REF!=\"Marine\",#REF!*0.7,IF(#REF!=\"Nuclear\",#REF!*0.85,IF(#REF!=\"Pumped_Storage\",#REF!*0.5,IF(#REF!=\"CCS\",#REF!*0.85,IF(#REF!=\"OCGT\",#REF!*0,IF(#REF!=\"\",0,#REF!*J$627))))))))","v":{"$error":"#REF!"}},{"$f":"IF(#REF!=\"Interconnector\",#REF!*1,IF(#REF!=\"Wind\",#REF!*0.7,IF(#REF!=\"Marine\",#REF!*0.7,IF(#REF!=\"Nuclear\",#REF!*0.85,IF(#REF!=\"Pumped_Storage\",#REF!*0.5,IF(#REF!=\"CCS\",#REF!*0.85,IF(#REF!=\"OCGT\",#REF!*0,IF(#REF!=\"\",0,#REF!*K$627))))))))","v":{"$error":"#REF!"}},{"$f":"IF(#REF!=\"Interconnector\",#REF!*1,IF(#REF!=\"Wind\",#REF!*0.7,IF(#REF!=\"Marine\",#REF!*0.7,IF(#REF!=\"Nuclear\",#REF!*0.85,IF(#REF!=\"Pumped_Storage\",#REF!*0.5,IF(#REF!=\"CCS\",#REF!*0.85,IF(#REF!=\"OCGT\",#REF!*0,IF(#REF!=\"\",0,#REF!*L$627))))))))","v":{"$error":"#REF!"}},{"$f":"IF(#REF!=\"Interconnector\",#REF!*1,IF(#REF!=\"Wind\",#REF!*0.7,IF(#REF!=\"Marine\",#REF!*0.7,IF(#REF!=\"Nuclear\",#REF!*0.85,IF(#REF!=\"Pumped_Storage\",#REF!*0.5,IF(#REF!=\"CCS\",#REF!*0.85,IF(#REF!=\"OCGT\",#REF!*0,IF(#REF!=\"\",0,#REF!*M$627))))))))","v":{"$error":"#REF!"}},{"$f":"IF(#REF!=\"Interconnector\",#REF!*1,IF(#REF!=\"Wind\",#REF!*0.7,IF(#REF!=\"Marine\",#REF!*0.7,IF(#REF!=\"Nuclear\",#REF!*0.85,IF(#REF!=\"Pumped_Storage\",#REF!*0.5,IF(#REF!=\"CCS\",#REF!*0.85,IF(#REF!=\"OCGT\",#REF!*0,IF(#REF!=\"\",0,#REF!*N$627))))))))","v":{"$error":"#REF!"}},{"$f":"IF(#REF!=\"Interconnector\",#REF!*1,IF(#REF!=\"Wind\",#REF!*0.7,IF(#REF!=\"Marine\",#REF!*0.7,IF(#REF!=\"Nuclear\",#REF!*0.85,IF(#REF!=\"Pumped_Storage\",#REF!*0.5,IF(#REF!=\"CCS\",#REF!*0.85,IF(#REF!=\"OCGT\",#REF!*0,IF(#REF!=\"\",0,#REF!*O$627))))))))","v":{"$error":"#REF!"}}]
[{"$f":"#REF!","v":{"$error":"#REF!"}},{"$f":"#REF!","v":{"$error":"#REF!"}},{"$f":"#REF!","v":{"$error":"#REF!"}},{"$f":"#REF!","v":{"$error":"#REF!"}},{"$f":"IF(#REF!=\"Interconnector\",#REF!*1,IF(#REF!=\"Wind\",#REF!*0.7,IF(#REF!=\"Marine\",#REF!*0.7,IF(#REF!=\"Nuclear\",#REF!*0.85,IF(#REF!=\"Pumped_Storage\",#REF!*0.5,IF(#REF!=\"CCS\",#REF!*0.85,IF(#REF!=\"OCGT\",#REF!*0,IF(#REF!=\"\",0,#REF!*E$627))))))))","v":{"$error":"#REF!"}},{"$f":"IF(#REF!=\"Interconnector\",#REF!*1,IF(#REF!=\"Wind\",#REF!*0.7,IF(#REF!=\"Marine\",#REF!*0.7,IF(#REF!=\"Nuclear\",#REF!*0.85,IF(#REF!=\"Pumped_Storage\",#REF!*0.5,IF(#REF!=\"CCS\",#REF!*0.85,IF(#REF!=\"OCGT\",#REF!*0,IF(#REF!=\"\",0,#REF!*F$627))))))))","v":{"$error":"#REF!"}},{"$f":"IF(#REF!=\"Interconnector\",#REF!*1,IF(#REF!=\"Wind\",#REF!*0.7,IF(#REF!=\"Marine\",#REF!*0.7,IF(#REF!=\"Nuclear\",#REF!*0.85,IF(#REF!=\"Pumped_Storage\",#REF!*0.5,IF(#REF!=\"CCS\",#REF!*0.85,IF(#REF!=\"OCGT\",#REF!*0,IF(#REF!=\"\",0,#REF!*G$627))))))))","v":{"$error":"#REF!"}},{"$f":"IF(#REF!=\"Interconnector\",#REF!*1,IF(#REF!=\"Wind\",#REF!*0.7,IF(#REF!=\"Marine\",#REF!*0.7,IF(#REF!=\"Nuclear\",#REF!*0.85,IF(#REF!=\"Pumped_Storage\",#REF!*0.5,IF(#REF!=\"CCS\",#REF!*0.85,IF(#REF!=\"OCGT\",#REF!*0,IF(#REF!=\"\",0,#REF!*H$627))))))))","v":{"$error":"#REF!"}},{"$f":"IF(#REF!=\"Interconnector\",#REF!*1,IF(#REF!=\"Wind\",#REF!*0.7,IF(#REF!=\"Marine\",#REF!*0.7,IF(#REF!=\"Nuclear\",#REF!*0.85,IF(#REF!=\"Pumped_Storage\",#REF!*0.5,IF(#REF!=\"CCS\",#REF!*0.85,IF(#REF!=\"OCGT\",#REF!*0,IF(#REF!=\"\",0,#REF!*I$627))))))))","v":{"$error":"#REF!"}},{"$f":"IF(#REF!=\"Interconnector\",#REF!*1,IF(#REF!=\"Wind\",#REF!*0.7,IF(#REF!=\"Marine\",#REF!*0.7,IF(#REF!=\"Nuclear\",#REF!*0.85,IF(#REF!=\"Pumped_Storage\",#REF!*0.5,IF(#REF!=\"CCS\",#REF!*0.85,IF(#REF!=\"OCGT\",#REF!*0,IF(#REF!=\"\",0,#REF!*J$627))))))))","v":{"$error":"#REF!"}},{"$f":"IF(#REF!=\"Interconnector\",#REF!*1,IF(#REF!=\"Wind\",#REF!*0.7,IF(#REF!=\"Marine\",#REF!*0.7,IF(#REF!=\"Nuclear\",#REF!*0.85,IF(#REF!=\"Pumped_Storage\",#REF!*0.5,IF(#REF!=\"CCS\",#REF!*0.85,IF(#REF!=\"OCGT\",#REF!*0,IF(#REF!=\"\",0,#REF!*K$627))))))))","v":{"$error":"#REF!"}},{"$f":"IF(#REF!=\"Interconnector\",#REF!*1,IF(#REF!=\"Wind\",#REF!*0.7,IF(#REF!=\"Marine\",#REF!*0.7,IF(#REF!=\"Nuclear\",#REF!*0.85,IF(#REF!=\"Pumped_Storage\",#REF!*0.5,IF(#REF!=\"CCS\",#REF!*0.85,IF(#REF!=\"OCGT\",#REF!*0,IF(#REF!=\"\",0,#REF!*L$627))))))))","v":{"$error":"#REF!"}},{"$f":"IF(#REF!=\"Interconnector\",#REF!*1,IF(#REF!=\"Wind\",#REF!*0.7,IF(#REF!=\"Marine\",#REF!*0.7,IF(#REF!=\"Nuclear\",#REF!*0.85,IF(#REF!=\"Pumped_Storage\",#REF!*0.5,IF(#REF!=\"CCS\",#REF!*0.85,IF(#REF!=\"OCGT\",#REF!*0,IF(#REF!=\"\",0,#REF!*M$627))))))))","v":{"$error":"#REF!"}},{"$f":"IF(#REF!=\"Interconnector\",#REF!*1,IF(#REF!=\"Wind\",#REF!*0.7,IF(#REF!=\"Marine\",#REF!*0.7,IF(#REF!=\"Nuclear\",#REF!*0.85,IF(#REF!=\"Pumped_Storage\",#REF!*0.5,IF(#REF!=\"CCS\",#REF!*0.85,IF(#REF!=\"OCGT\",#REF!*0,IF(#REF!=\"\",0,#REF!*N$627))))))))","v":{"$error":"#REF!"}},{"$f":"IF(#REF!=\"Interconnector\",#REF!*1,IF(#REF!=\"Wind\",#REF!*0.7,IF(#REF!=\"Marine\",#REF!*0.7,IF(#REF!=\"Nuclear\",#REF!*0.85,IF(#REF!=\"Pumped_Storage\",#REF!*0.5,IF(#REF!=\"CCS\",#REF!*0.85,IF(#REF!=\"OCGT\",#REF!*0,IF(#REF!=\"\",0,#REF!*O$627))))))))","v":{"$error":"#REF!"}}]
[{"$f":"#REF!","v":{"$error":"#REF!"}},{"$f":"#REF!","v":{"$error":"#REF!"}},{"$f":"#REF!","v":{"$error":"#REF!"}},{"$f":"#REF!","v":{"$error":"#REF!"}},{"$f":"IF(#REF!=\"Interconnector\",#REF!*1,IF(#REF!=\"Wind\",#REF!*0.7,IF(#REF!=\"Marine\",#REF!*0.7,IF(#REF!=\"Nuclear\",#REF!*0.85,IF(#REF!=\"Pumped_Storage\",#REF!*0.5,IF(#REF!=\"CCS\",#REF!*0.85,IF(#REF!=\"OCGT\",#REF!*0,IF(#REF!=\"\",0,#REF!*E$627))))))))","v":{"$error":"#REF!"}},{"$f":"IF(#REF!=\"Interconnector\",#REF!*1,IF(#REF!=\"Wind\",#REF!*0.7,IF(#REF!=\"Marine\",#REF!*0.7,IF(#REF!=\"Nuclear\",#REF!*0.85,IF(#REF!=\"Pumped_Storage\",#REF!*0.5,IF(#REF!=\"CCS\",#REF!*0.85,IF(#REF!=\"OCGT\",#REF!*0,IF(#REF!=\"\",0,#REF!*F$627))))))))","v":{"$error":"#REF!"}},{"$f":"IF(#REF!=\"Interconnector\",#REF!*1,IF(#REF!=\"Wind\",#REF!*0.7,IF(#REF!=\"Marine\",#REF!*0.7,IF(#REF!=\"Nuclear\",#REF!*0.85,IF(#REF!=\"Pumped_Storage\",#REF!*0.5,IF(#REF!=\"CCS\",#REF!*0.85,IF(#REF!=\"OCGT\",#REF!*0,IF(#REF!=\"\",0,#REF!*G$627))))))))","v":{"$error":"#REF!"}},{"$f":"IF(#REF!=\"Interconnector\",#REF!*1,IF(#REF!=\"Wind\",#REF!*0.7,IF(#REF!=\"Marine\",#REF!*0.7,IF(#REF!=\"Nuclear\",#REF!*0.85,IF(#REF!=\"Pumped_Storage\",#REF!*0.5,IF(#REF!=\"CCS\",#REF!*0.85,IF(#REF!=\"OCGT\",#REF!*0,IF(#REF!=\"\",0,#REF!*H$627))))))))","v":{"$error":"#REF!"}},{"$f":"IF(#REF!=\"Interconnector\",#REF!*1,IF(#REF!=\"Wind\",#REF!*0.7,IF(#REF!=\"Marine\",#REF!*0.7,IF(#REF!=\"Nuclear\",#REF!*0.85,IF(#REF!=\"Pumped_Storage\",#REF!*0.5,IF(#REF!=\"CCS\",#REF!*0.85,IF(#REF!=\"OCGT\",#REF!*0,IF(#REF!=\"\",0,#REF!*I$627))))))))","v":{"$error":"#REF!"}},{"$f":"IF(#REF!=\"Interconnector\",#REF!*1,IF(#REF!=\"Wind\",#REF!*0.7,IF(#REF!=\"Marine\",#REF!*0.7,IF(#REF!=\"Nuclear\",#REF!*0.85,IF(#REF!=\"Pumped_Storage\",#REF!*0.5,IF(#REF!=\"CCS\",#REF!*0.85,IF(#REF!=\"OCGT\",#REF!*0,IF(#REF!=\"\",0,#REF!*J$627))))))))","v":{"$error":"#REF!"}},{"$f":"IF(#REF!=\"Interconnector\",#REF!*1,IF(#REF!=\"Wind\",#REF!*0.7,IF(#REF!=\"Marine\",#REF!*0.7,IF(#REF!=\"Nuclear\",#REF!*0.85,IF(#REF!=\"Pumped_Storage\",#REF!*0.5,IF(#REF!=\"CCS\",#REF!*0.85,IF(#REF!=\"OCGT\",#REF!*0,IF(#REF!=\"\",0,#REF!*K$627))))))))","v":{"$error":"#REF!"}},{"$f":"IF(#REF!=\"Interconnector\",#REF!*1,IF(#REF!=\"Wind\",#REF!*0.7,IF(#REF!=\"Marine\",#REF!*0.7,IF(#REF!=\"Nuclear\",#REF!*0.85,IF(#REF!=\"Pumped_Storage\",#REF!*0.5,IF(#REF!=\"CCS\",#REF!*0.85,IF(#REF!=\"OCGT\",#REF!*0,IF(#REF!=\"\",0,#REF!*L$627))))))))","v":{"$error":"#REF!"}},{"$f":"IF(#REF!=\"Interconnector\",#REF!*1,IF(#REF!=\"Wind\",#REF!*0.7,IF(#REF!=\"Marine\",#REF!*0.7,IF(#REF!=\"Nuclear\",#REF!*0.85,IF(#REF!=\"Pumped_Storage\",#REF!*0.5,IF(#REF!=\"CCS\",#REF!*0.85,IF(#REF!=\"OCGT\",#REF!*0,IF(#REF!=\"\",0,#REF!*M$627))))))))","v":{"$error":"#REF!"}},{"$f":"IF(#REF!=\"Interconnector\",#REF!*1,IF(#REF!=\"Wind\",#REF!*0.7,IF(#REF!=\"Marine\",#REF!*0.7,IF(#REF!=\"Nuclear\",#REF!*0.85,IF(#REF!=\"Pumped_Storage\",#REF!*0.5,IF(#REF!=\"CCS\",#REF!*0.85,IF(#REF!=\"OCGT\",#REF!*0,IF(#REF!=\"\",0,#REF!*N$627))))))))","v":{"$error":"#REF!"}},{"$f":"IF(#REF!=\"Interconnector\",#REF!*1,IF(#REF!=\"Wind\",#REF!*0.7,IF(#REF!=\"Marine\",#REF!*0.7,IF(#REF!=\"Nuclear\",#REF!*0.85,IF(#REF!=\"Pumped_Storage\",#REF!*0.5,IF(#REF!=\"CCS\",#REF!*0.85,IF(#REF!=\"OCGT\",#REF!*0,IF(#REF!=\"\",0,#REF!*O$627))))))))","v":{"$error":"#REF!"}}]
[{"$f":"#REF!","v":{"$error":"#REF!"}},{"$f":"#REF!","v":{"$error":"#REF!"}},{"$f":"#REF!","v":{"$error":"#REF!"}},{"$f":"#REF!","v":{"$error":"#REF!"}},{"$f":"IF(#REF!=\"Interconnector\",#REF!*1,IF(#REF!=\"Wind\",#REF!*0.7,IF(#REF!=\"Marine\",#REF!*0.7,IF(#REF!=\"Nuclear\",#REF!*0.85,IF(#REF!=\"Pumped_Storage\",#REF!*0.5,IF(#REF!=\"CCS\",#REF!*0.85,IF(#REF!=\"OCGT\",#REF!*0,IF(#REF!=\"\",0,#REF!*E$627))))))))","v":{"$error":"#REF!"}},{"$f":"IF(#REF!=\"Interconnector\",#REF!*1,IF(#REF!=\"Wind\",#REF!*0.7,IF(#REF!=\"Marine\",#REF!*0.7,IF(#REF!=\"Nuclear\",#REF!*0.85,IF(#REF!=\"Pumped_Storage\",#REF!*0.5,IF(#REF!=\"CCS\",#REF!*0.85,IF(#REF!=\"OCGT\",#REF!*0,IF(#REF!=\"\",0,#REF!*F$627))))))))","v":{"$error":"#REF!"}},{"$f":"IF(#REF!=\"Interconnector\",#REF!*1,IF(#REF!=\"Wind\",#REF!*0.7,IF(#REF!=\"Marine\",#REF!*0.7,IF(#REF!=\"Nuclear\",#REF!*0.85,IF(#REF!=\"Pumped_Storage\",#REF!*0.5,IF(#REF!=\"CCS\",#REF!*0.85,IF(#REF!=\"OCGT\",#REF!*0,IF(#REF!=\"\",0,#REF!*G$627))))))))","v":{"$error":"#REF!"}},{"$f":"IF(#REF!=\"Interconnector\",#REF!*1,IF(#REF!=\"Wind\",#REF!*0.7,IF(#REF!=\"Marine\",#REF!*0.7,IF(#REF!=\"Nuclear\",#REF!*0.85,IF(#REF!=\"Pumped_Storage\",#REF!*0.5,IF(#REF!=\"CCS\",#REF!*0.85,IF(#REF!=\"OCGT\",#REF!*0,IF(#REF!=\"\",0,#REF!*H$627))))))))","v":{"$error":"#REF!"}},{"$f":"IF(#REF!=\"Interconnector\",#REF!*1,IF(#REF!=\"Wind\",#REF!*0.7,IF(#REF!=\"Marine\",#REF!*0.7,IF(#REF!=\"Nuclear\",#REF!*0.85,IF(#REF!=\"Pumped_Storage\",#REF!*0.5,IF(#REF!=\"CCS\",#REF!*0.85,IF(#REF!=\"OCGT\",#REF!*0,IF(#REF!=\"\",0,#REF!*I$627))))))))","v":{"$error":"#REF!"}},{"$f":"IF(#REF!=\"Interconnector\",#REF!*1,IF(#REF!=\"Wind\",#REF!*0.7,IF(#REF!=\"Marine\",#REF!*0.7,IF(#REF!=\"Nuclear\",#REF!*0.85,IF(#REF!=\"Pumped_Storage\",#REF!*0.5,IF(#REF!=\"CCS\",#REF!*0.85,IF(#REF!=\"OCGT\",#REF!*0,IF(#REF!=\"\",0,#REF!*J$627))))))))","v":{"$error":"#REF!"}},{"$f":"IF(#REF!=\"Interconnector\",#REF!*1,IF(#REF!=\"Wind\",#REF!*0.7,IF(#REF!=\"Marine\",#REF!*0.7,IF(#REF!=\"Nuclear\",#REF!*0.85,IF(#REF!=\"Pumped_Storage\",#REF!*0.5,IF(#REF!=\"CCS\",#REF!*0.85,IF(#REF!=\"OCGT\",#REF!*0,IF(#REF!=\"\",0,#REF!*K$627))))))))","v":{"$error":"#REF!"}},{"$f":"IF(#REF!=\"Interconnector\",#REF!*1,IF(#REF!=\"Wind\",#REF!*0.7,IF(#REF!=\"Marine\",#REF!*0.7,IF(#REF!=\"Nuclear\",#REF!*0.85,IF(#REF!=\"Pumped_Storage\",#REF!*0.5,IF(#REF!=\"CCS\",#REF!*0.85,IF(#REF!=\"OCGT\",#REF!*0,IF(#REF!=\"\",0,#REF!*L$627))))))))","v":{"$error":"#REF!"}},{"$f":"IF(#REF!=\"Interconnector\",#REF!*1,IF(#REF!=\"Wind\",#REF!*0.7,IF(#REF!=\"Marine\",#REF!*0.7,IF(#REF!=\"Nuclear\",#REF!*0.85,IF(#REF!=\"Pumped_Storage\",#REF!*0.5,IF(#REF!=\"CCS\",#REF!*0.85,IF(#REF!=\"OCGT\",#REF!*0,IF(#REF!=\"\",0,#REF!*M$627))))))))","v":{"$error":"#REF!"}},{"$f":"IF(#REF!=\"Interconnector\",#REF!*1,IF(#REF!=\"Wind\",#REF!*0.7,IF(#REF!=\"Marine\",#REF!*0.7,IF(#REF!=\"Nuclear\",#REF!*0.85,IF(#REF!=\"Pumped_Storage\",#REF!*0.5,IF(#REF!=\"CCS\",#REF!*0.85,IF(#REF!=\"OCGT\",#REF!*0,IF(#REF!=\"\",0,#REF!*N$627))))))))","v":{"$error":"#REF!"}},{"$f":"IF(#REF!=\"Interconnector\",#REF!*1,IF(#REF!=\"Wind\",#REF!*0.7,IF(#REF!=\"Marine\",#REF!*0.7,IF(#REF!=\"Nuclear\",#REF!*0.85,IF(#REF!=\"Pumped_Storage\",#REF!*0.5,IF(#REF!=\"CCS\",#REF!*0.85,IF(#REF!=\"OCGT\",#REF!*0,IF(#REF!=\"\",0,#REF!*O$627))))))))","v":{"$error":"#REF!"}}]
[{"$f":"#REF!","v":{"$error":"#REF!"}},{"$f":"#REF!","v":{"$error":"#REF!"}},{"$f":"#REF!","v":{"$error":"#REF!"}},{"$f":"#REF!","v":{"$error":"#REF!"}},{"$f":"IF(#REF!=\"Interconnector\",#REF!*1,IF(#REF!=\"Wind\",#REF!*0.7,IF(#REF!=\"Marine\",#REF!*0.7,IF(#REF!=\"Nuclear\",#REF!*0.85,IF(#REF!=\"Pumped_Storage\",#REF!*0.5,IF(#REF!=\"CCS\",#REF!*0.85,IF(#REF!=\"OCGT\",#REF!*0,IF(#REF!=\"\",0,#REF!*E$627))))))))","v":{"$error":"#REF!"}},{"$f":"IF(#REF!=\"Interconnector\",#REF!*1,IF(#REF!=\"Wind\",#REF!*0.7,IF(#REF!=\"Marine\",#REF!*0.7,IF(#REF!=\"Nuclear\",#REF!*0.85,IF(#REF!=\"Pumped_Storage\",#REF!*0.5,IF(#REF!=\"CCS\",#REF!*0.85,IF(#REF!=\"OCGT\",#REF!*0,IF(#REF!=\"\",0,#REF!*F$627))))))))","v":{"$error":"#REF!"}},{"$f":"IF(#REF!=\"Interconnector\",#REF!*1,IF(#REF!=\"Wind\",#REF!*0.7,IF(#REF!=\"Marine\",#REF!*0.7,IF(#REF!=\"Nuclear\",#REF!*0.85,IF(#REF!=\"Pumped_Storage\",#REF!*0.5,IF(#REF!=\"CCS\",#REF!*0.85,IF(#REF!=\"OCGT\",#REF!*0,IF(#REF!=\"\",0,#REF!*G$627))))))))","v":{"$error":"#REF!"}},{"$f":"IF(#REF!=\"Interconnector\",#REF!*1,IF(#REF!=\"Wind\",#REF!*0.7,IF(#REF!=\"Marine\",#REF!*0.7,IF(#REF!=\"Nuclear\",#REF!*0.85,IF(#REF!=\"Pumped_Storage\",#REF!*0.5,IF(#REF!=\"CCS\",#REF!*0.85,IF(#REF!=\"OCGT\",#REF!*0,IF(#REF!=\"\",0,#REF!*H$627))))))))","v":{"$error":"#REF!"}},{"$f":"IF(#REF!=\"Interconnector\",#REF!*1,IF(#REF!=\"Wind\",#REF!*0.7,IF(#REF!=\"Marine\",#REF!*0.7,IF(#REF!=\"Nuclear\",#REF!*0.85,IF(#REF!=\"Pumped_Storage\",#REF!*0.5,IF(#REF!=\"CCS\",#REF!*0.85,IF(#REF!=\"OCGT\",#REF!*0,IF(#REF!=\"\",0,#REF!*I$627))))))))","v":{"$error":"#REF!"}},{"$f":"IF(#REF!=\"Interconnector\",#REF!*1,IF(#REF!=\"Wind\",#REF!*0.7,IF(#REF!=\"Marine\",#REF!*0.7,IF(#REF!=\"Nuclear\",#REF!*0.85,IF(#REF!=\"Pumped_Storage\",#REF!*0.5,IF(#REF!=\"CCS\",#REF!*0.85,IF(#REF!=\"OCGT\",#REF!*0,IF(#REF!=\"\",0,#REF!*J$627))))))))","v":{"$error":"#REF!"}},{"$f":"IF(#REF!=\"Interconnector\",#REF!*1,IF(#REF!=\"Wind\",#REF!*0.7,IF(#REF!=\"Marine\",#REF!*0.7,IF(#REF!=\"Nuclear\",#REF!*0.85,IF(#REF!=\"Pumped_Storage\",#REF!*0.5,IF(#REF!=\"CCS\",#REF!*0.85,IF(#REF!=\"OCGT\",#REF!*0,IF(#REF!=\"\",0,#REF!*K$627))))))))","v":{"$error":"#REF!"}},{"$f":"IF(#REF!=\"Interconnector\",#REF!*1,IF(#REF!=\"Wind\",#REF!*0.7,IF(#REF!=\"Marine\",#REF!*0.7,IF(#REF!=\"Nuclear\",#REF!*0.85,IF(#REF!=\"Pumped_Storage\",#REF!*0.5,IF(#REF!=\"CCS\",#REF!*0.85,IF(#REF!=\"OCGT\",#REF!*0,IF(#REF!=\"\",0,#REF!*L$627))))))))","v":{"$error":"#REF!"}},{"$f":"IF(#REF!=\"Interconnector\",#REF!*1,IF(#REF!=\"Wind\",#REF!*0.7,IF(#REF!=\"Marine\",#REF!*0.7,IF(#REF!=\"Nuclear\",#REF!*0.85,IF(#REF!=\"Pumped_Storage\",#REF!*0.5,IF(#REF!=\"CCS\",#REF!*0.85,IF(#REF!=\"OCGT\",#REF!*0,IF(#REF!=\"\",0,#REF!*M$627))))))))","v":{"$error":"#REF!"}},{"$f":"IF(#REF!=\"Interconnector\",#REF!*1,IF(#REF!=\"Wind\",#REF!*0.7,IF(#REF!=\"Marine\",#REF!*0.7,IF(#REF!=\"Nuclear\",#REF!*0.85,IF(#REF!=\"Pumped_Storage\",#REF!*0.5,IF(#REF!=\"CCS\",#REF!*0.85,IF(#REF!=\"OCGT\",#REF!*0,IF(#REF!=\"\",0,#REF!*N$627))))))))","v":{"$error":"#REF!"}},{"$f":"IF(#REF!=\"Interconnector\",#REF!*1,IF(#REF!=\"Wind\",#REF!*0.7,IF(#REF!=\"Marine\",#REF!*0.7,IF(#REF!=\"Nuclear\",#REF!*0.85,IF(#REF!=\"Pumped_Storage\",#REF!*0.5,IF(#REF!=\"CCS\",#REF!*0.85,IF(#REF!=\"OCGT\",#REF!*0,IF(#REF!=\"\",0,#REF!*O$627))))))))","v":{"$error":"#REF!"}}]
[{"$f":"#REF!","v":{"$error":"#REF!"}},{"$f":"#REF!","v":{"$error":"#REF!"}},{"$f":"#REF!","v":{"$error":"#REF!"}},{"$f":"#REF!","v":{"$error":"#REF!"}},{"$f":"IF(#REF!=\"Interconnector\",#REF!*1,IF(#REF!=\"Wind\",#REF!*0.7,IF(#REF!=\"Marine\",#REF!*0.7,IF(#REF!=\"Nuclear\",#REF!*0.85,IF(#REF!=\"Pumped_Storage\",#REF!*0.5,IF(#REF!=\"CCS\",#REF!*0.85,IF(#REF!=\"OCGT\",#REF!*0,IF(#REF!=\"\",0,#REF!*E$627))))))))","v":{"$error":"#REF!"}},{"$f":"IF(#REF!=\"Interconnector\",#REF!*1,IF(#REF!=\"Wind\",#REF!*0.7,IF(#REF!=\"Marine\",#REF!*0.7,IF(#REF!=\"Nuclear\",#REF!*0.85,IF(#REF!=\"Pumped_Storage\",#REF!*0.5,IF(#REF!=\"CCS\",#REF!*0.85,IF(#REF!=\"OCGT\",#REF!*0,IF(#REF!=\"\",0,#REF!*F$627))))))))","v":{"$error":"#REF!"}},{"$f":"IF(#REF!=\"Interconnector\",#REF!*1,IF(#REF!=\"Wind\",#REF!*0.7,IF(#REF!=\"Marine\",#REF!*0.7,IF(#REF!=\"Nuclear\",#REF!*0.85,IF(#REF!=\"Pumped_Storage\",#REF!*0.5,IF(#REF!=\"CCS\",#REF!*0.85,IF(#REF!=\"OCGT\",#REF!*0,IF(#REF!=\"\",0,#REF!*G$627))))))))","v":{"$error":"#REF!"}},{"$f":"IF(#REF!=\"Interconnector\",#REF!*1,IF(#REF!=\"Wind\",#REF!*0.7,IF(#REF!=\"Marine\",#REF!*0.7,IF(#REF!=\"Nuclear\",#REF!*0.85,IF(#REF!=\"Pumped_Storage\",#REF!*0.5,IF(#REF!=\"CCS\",#REF!*0.85,IF(#REF!=\"OCGT\",#REF!*0,IF(#REF!=\"\",0,#REF!*H$627))))))))","v":{"$error":"#REF!"}},{"$f":"IF(#REF!=\"Interconnector\",#REF!*1,IF(#REF!=\"Wind\",#REF!*0.7,IF(#REF!=\"Marine\",#REF!*0.7,IF(#REF!=\"Nuclear\",#REF!*0.85,IF(#REF!=\"Pumped_Storage\",#REF!*0.5,IF(#REF!=\"CCS\",#REF!*0.85,IF(#REF!=\"OCGT\",#REF!*0,IF(#REF!=\"\",0,#REF!*I$627))))))))","v":{"$error":"#REF!"}},{"$f":"IF(#REF!=\"Interconnector\",#REF!*1,IF(#REF!=\"Wind\",#REF!*0.7,IF(#REF!=\"Marine\",#REF!*0.7,IF(#REF!=\"Nuclear\",#REF!*0.85,IF(#REF!=\"Pumped_Storage\",#REF!*0.5,IF(#REF!=\"CCS\",#REF!*0.85,IF(#REF!=\"OCGT\",#REF!*0,IF(#REF!=\"\",0,#REF!*J$627))))))))","v":{"$error":"#REF!"}},{"$f":"IF(#REF!=\"Interconnector\",#REF!*1,IF(#REF!=\"Wind\",#REF!*0.7,IF(#REF!=\"Marine\",#REF!*0.7,IF(#REF!=\"Nuclear\",#REF!*0.85,IF(#REF!=\"Pumped_Storage\",#REF!*0.5,IF(#REF!=\"CCS\",#REF!*0.85,IF(#REF!=\"OCGT\",#REF!*0,IF(#REF!=\"\",0,#REF!*K$627))))))))","v":{"$error":"#REF!"}},{"$f":"IF(#REF!=\"Interconnector\",#REF!*1,IF(#REF!=\"Wind\",#REF!*0.7,IF(#REF!=\"Marine\",#REF!*0.7,IF(#REF!=\"Nuclear\",#REF!*0.85,IF(#REF!=\"Pumped_Storage\",#REF!*0.5,IF(#REF!=\"CCS\",#REF!*0.85,IF(#REF!=\"OCGT\",#REF!*0,IF(#REF!=\"\",0,#REF!*L$627))))))))","v":{"$error":"#REF!"}},{"$f":"IF(#REF!=\"Interconnector\",#REF!*1,IF(#REF!=\"Wind\",#REF!*0.7,IF(#REF!=\"Marine\",#REF!*0.7,IF(#REF!=\"Nuclear\",#REF!*0.85,IF(#REF!=\"Pumped_Storage\",#REF!*0.5,IF(#REF!=\"CCS\",#REF!*0.85,IF(#REF!=\"OCGT\",#REF!*0,IF(#REF!=\"\",0,#REF!*M$627))))))))","v":{"$error":"#REF!"}},{"$f":"IF(#REF!=\"Interconnector\",#REF!*1,IF(#REF!=\"Wind\",#REF!*0.7,IF(#REF!=\"Marine\",#REF!*0.7,IF(#REF!=\"Nuclear\",#REF!*0.85,IF(#REF!=\"Pumped_Storage\",#REF!*0.5,IF(#REF!=\"CCS\",#REF!*0.85,IF(#REF!=\"OCGT\",#REF!*0,IF(#REF!=\"\",0,#REF!*N$627))))))))","v":{"$error":"#REF!"}},{"$f":"IF(#REF!=\"Interconnector\",#REF!*1,IF(#REF!=\"Wind\",#REF!*0.7,IF(#REF!=\"Marine\",#REF!*0.7,IF(#REF!=\"Nuclear\",#REF!*0.85,IF(#REF!=\"Pumped_Storage\",#REF!*0.5,IF(#REF!=\"CCS\",#REF!*0.85,IF(#REF!=\"OCGT\",#REF!*0,IF(#REF!=\"\",0,#REF!*O$627))))))))","v":{"$error":"#REF!"}}]
[{"$f":"#REF!","v":{"$error":"#REF!"}},{"$f":"#REF!","v":{"$error":"#REF!"}},{"$f":"#REF!","v":{"$error":"#REF!"}},{"$f":"#REF!","v":{"$error":"#REF!"}},{"$f":"IF(#REF!=\"Interconnector\",#REF!*1,IF(#REF!=\"Wind\",#REF!*0.7,IF(#REF!=\"Marine\",#REF!*0.7,IF(#REF!=\"Nuclear\",#REF!*0.85,IF(#REF!=\"Pumped_Storage\",#REF!*0.5,IF(#REF!=\"CCS\",#REF!*0.85,IF(#REF!=\"OCGT\",#REF!*0,IF(#REF!=\"\",0,#REF!*E$627))))))))","v":{"$error":"#REF!"}},{"$f":"IF(#REF!=\"Interconnector\",#REF!*1,IF(#REF!=\"Wind\",#REF!*0.7,IF(#REF!=\"Marine\",#REF!*0.7,IF(#REF!=\"Nuclear\",#REF!*0.85,IF(#REF!=\"Pumped_Storage\",#REF!*0.5,IF(#REF!=\"CCS\",#REF!*0.85,IF(#REF!=\"OCGT\",#REF!*0,IF(#REF!=\"\",0,#REF!*F$627))))))))","v":{"$error":"#REF!"}},{"$f":"IF(#REF!=\"Interconnector\",#REF!*1,IF(#REF!=\"Wind\",#REF!*0.7,IF(#REF!=\"Marine\",#REF!*0.7,IF(#REF!=\"Nuclear\",#REF!*0.85,IF(#REF!=\"Pumped_Storage\",#REF!*0.5,IF(#REF!=\"CCS\",#REF!*0.85,IF(#REF!=\"OCGT\",#REF!*0,IF(#REF!=\"\",0,#REF!*G$627))))))))","v":{"$error":"#REF!"}},{"$f":"IF(#REF!=\"Interconnector\",#REF!*1,IF(#REF!=\"Wind\",#REF!*0.7,IF(#REF!=\"Marine\",#REF!*0.7,IF(#REF!=\"Nuclear\",#REF!*0.85,IF(#REF!=\"Pumped_Storage\",#REF!*0.5,IF(#REF!=\"CCS\",#REF!*0.85,IF(#REF!=\"OCGT\",#REF!*0,IF(#REF!=\"\",0,#REF!*H$627))))))))","v":{"$error":"#REF!"}},{"$f":"IF(#REF!=\"Interconnector\",#REF!*1,IF(#REF!=\"Wind\",#REF!*0.7,IF(#REF!=\"Marine\",#REF!*0.7,IF(#REF!=\"Nuclear\",#REF!*0.85,IF(#REF!=\"Pumped_Storage\",#REF!*0.5,IF(#REF!=\"CCS\",#REF!*0.85,IF(#REF!=\"OCGT\",#REF!*0,IF(#REF!=\"\",0,#REF!*I$627))))))))","v":{"$error":"#REF!"}},{"$f":"IF(#REF!=\"Interconnector\",#REF!*1,IF(#REF!=\"Wind\",#REF!*0.7,IF(#REF!=\"Marine\",#REF!*0.7,IF(#REF!=\"Nuclear\",#REF!*0.85,IF(#REF!=\"Pumped_Storage\",#REF!*0.5,IF(#REF!=\"CCS\",#REF!*0.85,IF(#REF!=\"OCGT\",#REF!*0,IF(#REF!=\"\",0,#REF!*J$627))))))))","v":{"$error":"#REF!"}},{"$f":"IF(#REF!=\"Interconnector\",#REF!*1,IF(#REF!=\"Wind\",#REF!*0.7,IF(#REF!=\"Marine\",#REF!*0.7,IF(#REF!=\"Nuclear\",#REF!*0.85,IF(#REF!=\"Pumped_Storage\",#REF!*0.5,IF(#REF!=\"CCS\",#REF!*0.85,IF(#REF!=\"OCGT\",#REF!*0,IF(#REF!=\"\",0,#REF!*K$627))))))))","v":{"$error":"#REF!"}},{"$f":"IF(#REF!=\"Interconnector\",#REF!*1,IF(#REF!=\"Wind\",#REF!*0.7,IF(#REF!=\"Marine\",#REF!*0.7,IF(#REF!=\"Nuclear\",#REF!*0.85,IF(#REF!=\"Pumped_Storage\",#REF!*0.5,IF(#REF!=\"CCS\",#REF!*0.85,IF(#REF!=\"OCGT\",#REF!*0,IF(#REF!=\"\",0,#REF!*L$627))))))))","v":{"$error":"#REF!"}},{"$f":"IF(#REF!=\"Interconnector\",#REF!*1,IF(#REF!=\"Wind\",#REF!*0.7,IF(#REF!=\"Marine\",#REF!*0.7,IF(#REF!=\"Nuclear\",#REF!*0.85,IF(#REF!=\"Pumped_Storage\",#REF!*0.5,IF(#REF!=\"CCS\",#REF!*0.85,IF(#REF!=\"OCGT\",#REF!*0,IF(#REF!=\"\",0,#REF!*M$627))))))))","v":{"$error":"#REF!"}},{"$f":"IF(#REF!=\"Interconnector\",#REF!*1,IF(#REF!=\"Wind\",#REF!*0.7,IF(#REF!=\"Marine\",#REF!*0.7,IF(#REF!=\"Nuclear\",#REF!*0.85,IF(#REF!=\"Pumped_Storage\",#REF!*0.5,IF(#REF!=\"CCS\",#REF!*0.85,IF(#REF!=\"OCGT\",#REF!*0,IF(#REF!=\"\",0,#REF!*N$627))))))))","v":{"$error":"#REF!"}},{"$f":"IF(#REF!=\"Interconnector\",#REF!*1,IF(#REF!=\"Wind\",#REF!*0.7,IF(#REF!=\"Marine\",#REF!*0.7,IF(#REF!=\"Nuclear\",#REF!*0.85,IF(#REF!=\"Pumped_Storage\",#REF!*0.5,IF(#REF!=\"CCS\",#REF!*0.85,IF(#REF!=\"OCGT\",#REF!*0,IF(#REF!=\"\",0,#REF!*O$627))))))))","v":{"$error":"#REF!"}}]
[{"$f":"#REF!","v":{"$error":"#REF!"}},{"$f":"#REF!","v":{"$error":"#REF!"}},{"$f":"#REF!","v":{"$error":"#REF!"}},{"$f":"#REF!","v":{"$error":"#REF!"}},{"$f":"IF(#REF!=\"Interconnector\",#REF!*1,IF(#REF!=\"Wind\",#REF!*0.7,IF(#REF!=\"Marine\",#REF!*0.7,IF(#REF!=\"Nuclear\",#REF!*0.85,IF(#REF!=\"Pumped_Storage\",#REF!*0.5,IF(#REF!=\"CCS\",#REF!*0.85,IF(#REF!=\"OCGT\",#REF!*0,IF(#REF!=\"\",0,#REF!*E$627))))))))","v":{"$error":"#REF!"}},{"$f":"IF(#REF!=\"Interconnector\",#REF!*1,IF(#REF!=\"Wind\",#REF!*0.7,IF(#REF!=\"Marine\",#REF!*0.7,IF(#REF!=\"Nuclear\",#REF!*0.85,IF(#REF!=\"Pumped_Storage\",#REF!*0.5,IF(#REF!=\"CCS\",#REF!*0.85,IF(#REF!=\"OCGT\",#REF!*0,IF(#REF!=\"\",0,#REF!*F$627))))))))","v":{"$error":"#REF!"}},{"$f":"IF(#REF!=\"Interconnector\",#REF!*1,IF(#REF!=\"Wind\",#REF!*0.7,IF(#REF!=\"Marine\",#REF!*0.7,IF(#REF!=\"Nuclear\",#REF!*0.85,IF(#REF!=\"Pumped_Storage\",#REF!*0.5,IF(#REF!=\"CCS\",#REF!*0.85,IF(#REF!=\"OCGT\",#REF!*0,IF(#REF!=\"\",0,#REF!*G$627))))))))","v":{"$error":"#REF!"}},{"$f":"IF(#REF!=\"Interconnector\",#REF!*1,IF(#REF!=\"Wind\",#REF!*0.7,IF(#REF!=\"Marine\",#REF!*0.7,IF(#REF!=\"Nuclear\",#REF!*0.85,IF(#REF!=\"Pumped_Storage\",#REF!*0.5,IF(#REF!=\"CCS\",#REF!*0.85,IF(#REF!=\"OCGT\",#REF!*0,IF(#REF!=\"\",0,#REF!*H$627))))))))","v":{"$error":"#REF!"}},{"$f":"IF(#REF!=\"Interconnector\",#REF!*1,IF(#REF!=\"Wind\",#REF!*0.7,IF(#REF!=\"Marine\",#REF!*0.7,IF(#REF!=\"Nuclear\",#REF!*0.85,IF(#REF!=\"Pumped_Storage\",#REF!*0.5,IF(#REF!=\"CCS\",#REF!*0.85,IF(#REF!=\"OCGT\",#REF!*0,IF(#REF!=\"\",0,#REF!*I$627))))))))","v":{"$error":"#REF!"}},{"$f":"IF(#REF!=\"Interconnector\",#REF!*1,IF(#REF!=\"Wind\",#REF!*0.7,IF(#REF!=\"Marine\",#REF!*0.7,IF(#REF!=\"Nuclear\",#REF!*0.85,IF(#REF!=\"Pumped_Storage\",#REF!*0.5,IF(#REF!=\"CCS\",#REF!*0.85,IF(#REF!=\"OCGT\",#REF!*0,IF(#REF!=\"\",0,#REF!*J$627))))))))","v":{"$error":"#REF!"}},{"$f":"IF(#REF!=\"Interconnector\",#REF!*1,IF(#REF!=\"Wind\",#REF!*0.7,IF(#REF!=\"Marine\",#REF!*0.7,IF(#REF!=\"Nuclear\",#REF!*0.85,IF(#REF!=\"Pumped_Storage\",#REF!*0.5,IF(#REF!=\"CCS\",#REF!*0.85,IF(#REF!=\"OCGT\",#REF!*0,IF(#REF!=\"\",0,#REF!*K$627))))))))","v":{"$error":"#REF!"}},{"$f":"IF(#REF!=\"Interconnector\",#REF!*1,IF(#REF!=\"Wind\",#REF!*0.7,IF(#REF!=\"Marine\",#REF!*0.7,IF(#REF!=\"Nuclear\",#REF!*0.85,IF(#REF!=\"Pumped_Storage\",#REF!*0.5,IF(#REF!=\"CCS\",#REF!*0.85,IF(#REF!=\"OCGT\",#REF!*0,IF(#REF!=\"\",0,#REF!*L$627))))))))","v":{"$error":"#REF!"}},{"$f":"IF(#REF!=\"Interconnector\",#REF!*1,IF(#REF!=\"Wind\",#REF!*0.7,IF(#REF!=\"Marine\",#REF!*0.7,IF(#REF!=\"Nuclear\",#REF!*0.85,IF(#REF!=\"Pumped_Storage\",#REF!*0.5,IF(#REF!=\"CCS\",#REF!*0.85,IF(#REF!=\"OCGT\",#REF!*0,IF(#REF!=\"\",0,#REF!*M$627))))))))","v":{"$error":"#REF!"}},{"$f":"IF(#REF!=\"Interconnector\",#REF!*1,IF(#REF!=\"Wind\",#REF!*0.7,IF(#REF!=\"Marine\",#REF!*0.7,IF(#REF!=\"Nuclear\",#REF!*0.85,IF(#REF!=\"Pumped_Storage\",#REF!*0.5,IF(#REF!=\"CCS\",#REF!*0.85,IF(#REF!=\"OCGT\",#REF!*0,IF(#REF!=\"\",0,#REF!*N$627))))))))","v":{"$error":"#REF!"}},{"$f":"IF(#REF!=\"Interconnector\",#REF!*1,IF(#REF!=\"Wind\",#REF!*0.7,IF(#REF!=\"Marine\",#REF!*0.7,IF(#REF!=\"Nuclear\",#REF!*0.85,IF(#REF!=\"Pumped_Storage\",#REF!*0.5,IF(#REF!=\"CCS\",#REF!*0.85,IF(#REF!=\"OCGT\",#REF!*0,IF(#REF!=\"\",0,#REF!*O$627))))))))","v":{"$error":"#REF!"}}]
[{"$f":"#REF!","v":{"$error":"#REF!"}},{"$f":"#REF!","v":{"$error":"#REF!"}},{"$f":"#REF!","v":{"$error":"#REF!"}},{"$f":"#REF!","v":{"$error":"#REF!"}},{"$f":"IF(#REF!=\"Interconnector\",#REF!*1,IF(#REF!=\"Wind\",#REF!*0.7,IF(#REF!=\"Marine\",#REF!*0.7,IF(#REF!=\"Nuclear\",#REF!*0.85,IF(#REF!=\"Pumped_Storage\",#REF!*0.5,IF(#REF!=\"CCS\",#REF!*0.85,IF(#REF!=\"OCGT\",#REF!*0,IF(#REF!=\"\",0,#REF!*E$627))))))))","v":{"$error":"#REF!"}},{"$f":"IF(#REF!=\"Interconnector\",#REF!*1,IF(#REF!=\"Wind\",#REF!*0.7,IF(#REF!=\"Marine\",#REF!*0.7,IF(#REF!=\"Nuclear\",#REF!*0.85,IF(#REF!=\"Pumped_Storage\",#REF!*0.5,IF(#REF!=\"CCS\",#REF!*0.85,IF(#REF!=\"OCGT\",#REF!*0,IF(#REF!=\"\",0,#REF!*F$627))))))))","v":{"$error":"#REF!"}},{"$f":"IF(#REF!=\"Interconnector\",#REF!*1,IF(#REF!=\"Wind\",#REF!*0.7,IF(#REF!=\"Marine\",#REF!*0.7,IF(#REF!=\"Nuclear\",#REF!*0.85,IF(#REF!=\"Pumped_Storage\",#REF!*0.5,IF(#REF!=\"CCS\",#REF!*0.85,IF(#REF!=\"OCGT\",#REF!*0,IF(#REF!=\"\",0,#REF!*G$627))))))))","v":{"$error":"#REF!"}},{"$f":"IF(#REF!=\"Interconnector\",#REF!*1,IF(#REF!=\"Wind\",#REF!*0.7,IF(#REF!=\"Marine\",#REF!*0.7,IF(#REF!=\"Nuclear\",#REF!*0.85,IF(#REF!=\"Pumped_Storage\",#REF!*0.5,IF(#REF!=\"CCS\",#REF!*0.85,IF(#REF!=\"OCGT\",#REF!*0,IF(#REF!=\"\",0,#REF!*H$627))))))))","v":{"$error":"#REF!"}},{"$f":"IF(#REF!=\"Interconnector\",#REF!*1,IF(#REF!=\"Wind\",#REF!*0.7,IF(#REF!=\"Marine\",#REF!*0.7,IF(#REF!=\"Nuclear\",#REF!*0.85,IF(#REF!=\"Pumped_Storage\",#REF!*0.5,IF(#REF!=\"CCS\",#REF!*0.85,IF(#REF!=\"OCGT\",#REF!*0,IF(#REF!=\"\",0,#REF!*I$627))))))))","v":{"$error":"#REF!"}},{"$f":"IF(#REF!=\"Interconnector\",#REF!*1,IF(#REF!=\"Wind\",#REF!*0.7,IF(#REF!=\"Marine\",#REF!*0.7,IF(#REF!=\"Nuclear\",#REF!*0.85,IF(#REF!=\"Pumped_Storage\",#REF!*0.5,IF(#REF!=\"CCS\",#REF!*0.85,IF(#REF!=\"OCGT\",#REF!*0,IF(#REF!=\"\",0,#REF!*J$627))))))))","v":{"$error":"#REF!"}},{"$f":"IF(#REF!=\"Interconnector\",#REF!*1,IF(#REF!=\"Wind\",#REF!*0.7,IF(#REF!=\"Marine\",#REF!*0.7,IF(#REF!=\"Nuclear\",#REF!*0.85,IF(#REF!=\"Pumped_Storage\",#REF!*0.5,IF(#REF!=\"CCS\",#REF!*0.85,IF(#REF!=\"OCGT\",#REF!*0,IF(#REF!=\"\",0,#REF!*K$627))))))))","v":{"$error":"#REF!"}},{"$f":"IF(#REF!=\"Interconnector\",#REF!*1,IF(#REF!=\"Wind\",#REF!*0.7,IF(#REF!=\"Marine\",#REF!*0.7,IF(#REF!=\"Nuclear\",#REF!*0.85,IF(#REF!=\"Pumped_Storage\",#REF!*0.5,IF(#REF!=\"CCS\",#REF!*0.85,IF(#REF!=\"OCGT\",#REF!*0,IF(#REF!=\"\",0,#REF!*L$627))))))))","v":{"$error":"#REF!"}},{"$f":"IF(#REF!=\"Interconnector\",#REF!*1,IF(#REF!=\"Wind\",#REF!*0.7,IF(#REF!=\"Marine\",#REF!*0.7,IF(#REF!=\"Nuclear\",#REF!*0.85,IF(#REF!=\"Pumped_Storage\",#REF!*0.5,IF(#REF!=\"CCS\",#REF!*0.85,IF(#REF!=\"OCGT\",#REF!*0,IF(#REF!=\"\",0,#REF!*M$627))))))))","v":{"$error":"#REF!"}},{"$f":"IF(#REF!=\"Interconnector\",#REF!*1,IF(#REF!=\"Wind\",#REF!*0.7,IF(#REF!=\"Marine\",#REF!*0.7,IF(#REF!=\"Nuclear\",#REF!*0.85,IF(#REF!=\"Pumped_Storage\",#REF!*0.5,IF(#REF!=\"CCS\",#REF!*0.85,IF(#REF!=\"OCGT\",#REF!*0,IF(#REF!=\"\",0,#REF!*N$627))))))))","v":{"$error":"#REF!"}},{"$f":"IF(#REF!=\"Interconnector\",#REF!*1,IF(#REF!=\"Wind\",#REF!*0.7,IF(#REF!=\"Marine\",#REF!*0.7,IF(#REF!=\"Nuclear\",#REF!*0.85,IF(#REF!=\"Pumped_Storage\",#REF!*0.5,IF(#REF!=\"CCS\",#REF!*0.85,IF(#REF!=\"OCGT\",#REF!*0,IF(#REF!=\"\",0,#REF!*O$627))))))))","v":{"$error":"#REF!"}}]
[{"$f":"#REF!","v":{"$error":"#REF!"}},{"$f":"#REF!","v":{"$error":"#REF!"}},{"$f":"#REF!","v":{"$error":"#REF!"}},{"$f":"#REF!","v":{"$error":"#REF!"}},{"$f":"IF(#REF!=\"Interconnector\",#REF!*1,IF(#REF!=\"Wind\",#REF!*0.7,IF(#REF!=\"Marine\",#REF!*0.7,IF(#REF!=\"Nuclear\",#REF!*0.85,IF(#REF!=\"Pumped_Storage\",#REF!*0.5,IF(#REF!=\"CCS\",#REF!*0.85,IF(#REF!=\"OCGT\",#REF!*0,IF(#REF!=\"\",0,#REF!*E$627))))))))","v":{"$error":"#REF!"}},{"$f":"IF(#REF!=\"Interconnector\",#REF!*1,IF(#REF!=\"Wind\",#REF!*0.7,IF(#REF!=\"Marine\",#REF!*0.7,IF(#REF!=\"Nuclear\",#REF!*0.85,IF(#REF!=\"Pumped_Storage\",#REF!*0.5,IF(#REF!=\"CCS\",#REF!*0.85,IF(#REF!=\"OCGT\",#REF!*0,IF(#REF!=\"\",0,#REF!*F$627))))))))","v":{"$error":"#REF!"}},{"$f":"IF(#REF!=\"Interconnector\",#REF!*1,IF(#REF!=\"Wind\",#REF!*0.7,IF(#REF!=\"Marine\",#REF!*0.7,IF(#REF!=\"Nuclear\",#REF!*0.85,IF(#REF!=\"Pumped_Storage\",#REF!*0.5,IF(#REF!=\"CCS\",#REF!*0.85,IF(#REF!=\"OCGT\",#REF!*0,IF(#REF!=\"\",0,#REF!*G$627))))))))","v":{"$error":"#REF!"}},{"$f":"IF(#REF!=\"Interconnector\",#REF!*1,IF(#REF!=\"Wind\",#REF!*0.7,IF(#REF!=\"Marine\",#REF!*0.7,IF(#REF!=\"Nuclear\",#REF!*0.85,IF(#REF!=\"Pumped_Storage\",#REF!*0.5,IF(#REF!=\"CCS\",#REF!*0.85,IF(#REF!=\"OCGT\",#REF!*0,IF(#REF!=\"\",0,#REF!*H$627))))))))","v":{"$error":"#REF!"}},{"$f":"IF(#REF!=\"Interconnector\",#REF!*1,IF(#REF!=\"Wind\",#REF!*0.7,IF(#REF!=\"Marine\",#REF!*0.7,IF(#REF!=\"Nuclear\",#REF!*0.85,IF(#REF!=\"Pumped_Storage\",#REF!*0.5,IF(#REF!=\"CCS\",#REF!*0.85,IF(#REF!=\"OCGT\",#REF!*0,IF(#REF!=\"\",0,#REF!*I$627))))))))","v":{"$error":"#REF!"}},{"$f":"IF(#REF!=\"Interconnector\",#REF!*1,IF(#REF!=\"Wind\",#REF!*0.7,IF(#REF!=\"Marine\",#REF!*0.7,IF(#REF!=\"Nuclear\",#REF!*0.85,IF(#REF!=\"Pumped_Storage\",#REF!*0.5,IF(#REF!=\"CCS\",#REF!*0.85,IF(#REF!=\"OCGT\",#REF!*0,IF(#REF!=\"\",0,#REF!*J$627))))))))","v":{"$error":"#REF!"}},{"$f":"IF(#REF!=\"Interconnector\",#REF!*1,IF(#REF!=\"Wind\",#REF!*0.7,IF(#REF!=\"Marine\",#REF!*0.7,IF(#REF!=\"Nuclear\",#REF!*0.85,IF(#REF!=\"Pumped_Storage\",#REF!*0.5,IF(#REF!=\"CCS\",#REF!*0.85,IF(#REF!=\"OCGT\",#REF!*0,IF(#REF!=\"\",0,#REF!*K$627))))))))","v":{"$error":"#REF!"}},{"$f":"IF(#REF!=\"Interconnector\",#REF!*1,IF(#REF!=\"Wind\",#REF!*0.7,IF(#REF!=\"Marine\",#REF!*0.7,IF(#REF!=\"Nuclear\",#REF!*0.85,IF(#REF!=\"Pumped_Storage\",#REF!*0.5,IF(#REF!=\"CCS\",#REF!*0.85,IF(#REF!=\"OCGT\",#REF!*0,IF(#REF!=\"\",0,#REF!*L$627))))))))","v":{"$error":"#REF!"}},{"$f":"IF(#REF!=\"Interconnector\",#REF!*1,IF(#REF!=\"Wind\",#REF!*0.7,IF(#REF!=\"Marine\",#REF!*0.7,IF(#REF!=\"Nuclear\",#REF!*0.85,IF(#REF!=\"Pumped_Storage\",#REF!*0.5,IF(#REF!=\"CCS\",#REF!*0.85,IF(#REF!=\"OCGT\",#REF!*0,IF(#REF!=\"\",0,#REF!*M$627))))))))","v":{"$error":"#REF!"}},{"$f":"IF(#REF!=\"Interconnector\",#REF!*1,IF(#REF!=\"Wind\",#REF!*0.7,IF(#REF!=\"Marine\",#REF!*0.7,IF(#REF!=\"Nuclear\",#REF!*0.85,IF(#REF!=\"Pumped_Storage\",#REF!*0.5,IF(#REF!=\"CCS\",#REF!*0.85,IF(#REF!=\"OCGT\",#REF!*0,IF(#REF!=\"\",0,#REF!*N$627))))))))","v":{"$error":"#REF!"}},{"$f":"IF(#REF!=\"Interconnector\",#REF!*1,IF(#REF!=\"Wind\",#REF!*0.7,IF(#REF!=\"Marine\",#REF!*0.7,IF(#REF!=\"Nuclear\",#REF!*0.85,IF(#REF!=\"Pumped_Storage\",#REF!*0.5,IF(#REF!=\"CCS\",#REF!*0.85,IF(#REF!=\"OCGT\",#REF!*0,IF(#REF!=\"\",0,#REF!*O$627))))))))","v":{"$error":"#REF!"}}]
[{"$f":"#REF!","v":{"$error":"#REF!"}},{"$f":"#REF!","v":{"$error":"#REF!"}},{"$f":"#REF!","v":{"$error":"#REF!"}},{"$f":"#REF!","v":{"$error":"#REF!"}},{"$f":"IF(#REF!=\"Interconnector\",#REF!*1,IF(#REF!=\"Wind\",#REF!*0.7,IF(#REF!=\"Marine\",#REF!*0.7,IF(#REF!=\"Nuclear\",#REF!*0.85,IF(#REF!=\"Pumped_Storage\",#REF!*0.5,IF(#REF!=\"CCS\",#REF!*0.85,IF(#REF!=\"OCGT\",#REF!*0,IF(#REF!=\"\",0,#REF!*E$627))))))))","v":{"$error":"#REF!"}},{"$f":"IF(#REF!=\"Interconnector\",#REF!*1,IF(#REF!=\"Wind\",#REF!*0.7,IF(#REF!=\"Marine\",#REF!*0.7,IF(#REF!=\"Nuclear\",#REF!*0.85,IF(#REF!=\"Pumped_Storage\",#REF!*0.5,IF(#REF!=\"CCS\",#REF!*0.85,IF(#REF!=\"OCGT\",#REF!*0,IF(#REF!=\"\",0,#REF!*F$627))))))))","v":{"$error":"#REF!"}},{"$f":"IF(#REF!=\"Interconnector\",#REF!*1,IF(#REF!=\"Wind\",#REF!*0.7,IF(#REF!=\"Marine\",#REF!*0.7,IF(#REF!=\"Nuclear\",#REF!*0.85,IF(#REF!=\"Pumped_Storage\",#REF!*0.5,IF(#REF!=\"CCS\",#REF!*0.85,IF(#REF!=\"OCGT\",#REF!*0,IF(#REF!=\"\",0,#REF!*G$627))))))))","v":{"$error":"#REF!"}},{"$f":"IF(#REF!=\"Interconnector\",#REF!*1,IF(#REF!=\"Wind\",#REF!*0.7,IF(#REF!=\"Marine\",#REF!*0.7,IF(#REF!=\"Nuclear\",#REF!*0.85,IF(#REF!=\"Pumped_Storage\",#REF!*0.5,IF(#REF!=\"CCS\",#REF!*0.85,IF(#REF!=\"OCGT\",#REF!*0,IF(#REF!=\"\",0,#REF!*H$627))))))))","v":{"$error":"#REF!"}},{"$f":"IF(#REF!=\"Interconnector\",#REF!*1,IF(#REF!=\"Wind\",#REF!*0.7,IF(#REF!=\"Marine\",#REF!*0.7,IF(#REF!=\"Nuclear\",#REF!*0.85,IF(#REF!=\"Pumped_Storage\",#REF!*0.5,IF(#REF!=\"CCS\",#REF!*0.85,IF(#REF!=\"OCGT\",#REF!*0,IF(#REF!=\"\",0,#REF!*I$627))))))))","v":{"$error":"#REF!"}},{"$f":"IF(#REF!=\"Interconnector\",#REF!*1,IF(#REF!=\"Wind\",#REF!*0.7,IF(#REF!=\"Marine\",#REF!*0.7,IF(#REF!=\"Nuclear\",#REF!*0.85,IF(#REF!=\"Pumped_Storage\",#REF!*0.5,IF(#REF!=\"CCS\",#REF!*0.85,IF(#REF!=\"OCGT\",#REF!*0,IF(#REF!=\"\",0,#REF!*J$627))))))))","v":{"$error":"#REF!"}},{"$f":"IF(#REF!=\"Interconnector\",#REF!*1,IF(#REF!=\"Wind\",#REF!*0.7,IF(#REF!=\"Marine\",#REF!*0.7,IF(#REF!=\"Nuclear\",#REF!*0.85,IF(#REF!=\"Pumped_Storage\",#REF!*0.5,IF(#REF!=\"CCS\",#REF!*0.85,IF(#REF!=\"OCGT\",#REF!*0,IF(#REF!=\"\",0,#REF!*K$627))))))))","v":{"$error":"#REF!"}},{"$f":"IF(#REF!=\"Interconnector\",#REF!*1,IF(#REF!=\"Wind\",#REF!*0.7,IF(#REF!=\"Marine\",#REF!*0.7,IF(#REF!=\"Nuclear\",#REF!*0.85,IF(#REF!=\"Pumped_Storage\",#REF!*0.5,IF(#REF!=\"CCS\",#REF!*0.85,IF(#REF!=\"OCGT\",#REF!*0,IF(#REF!=\"\",0,#REF!*L$627))))))))","v":{"$error":"#REF!"}},{"$f":"IF(#REF!=\"Interconnector\",#REF!*1,IF(#REF!=\"Wind\",#REF!*0.7,IF(#REF!=\"Marine\",#REF!*0.7,IF(#REF!=\"Nuclear\",#REF!*0.85,IF(#REF!=\"Pumped_Storage\",#REF!*0.5,IF(#REF!=\"CCS\",#REF!*0.85,IF(#REF!=\"OCGT\",#REF!*0,IF(#REF!=\"\",0,#REF!*M$627))))))))","v":{"$error":"#REF!"}},{"$f":"IF(#REF!=\"Interconnector\",#REF!*1,IF(#REF!=\"Wind\",#REF!*0.7,IF(#REF!=\"Marine\",#REF!*0.7,IF(#REF!=\"Nuclear\",#REF!*0.85,IF(#REF!=\"Pumped_Storage\",#REF!*0.5,IF(#REF!=\"CCS\",#REF!*0.85,IF(#REF!=\"OCGT\",#REF!*0,IF(#REF!=\"\",0,#REF!*N$627))))))))","v":{"$error":"#REF!"}},{"$f":"IF(#REF!=\"Interconnector\",#REF!*1,IF(#REF!=\"Wind\",#REF!*0.7,IF(#REF!=\"Marine\",#REF!*0.7,IF(#REF!=\"Nuclear\",#REF!*0.85,IF(#REF!=\"Pumped_Storage\",#REF!*0.5,IF(#REF!=\"CCS\",#REF!*0.85,IF(#REF!=\"OCGT\",#REF!*0,IF(#REF!=\"\",0,#REF!*O$627))))))))","v":{"$error":"#REF!"}}]
[{"$f":"#REF!","v":{"$error":"#REF!"}},{"$f":"#REF!","v":{"$error":"#REF!"}},{"$f":"#REF!","v":{"$error":"#REF!"}},{"$f":"#REF!","v":{"$error":"#REF!"}},{"$f":"IF(#REF!=\"Interconnector\",#REF!*1,IF(#REF!=\"Wind\",#REF!*0.7,IF(#REF!=\"Marine\",#REF!*0.7,IF(#REF!=\"Nuclear\",#REF!*0.85,IF(#REF!=\"Pumped_Storage\",#REF!*0.5,IF(#REF!=\"CCS\",#REF!*0.85,IF(#REF!=\"OCGT\",#REF!*0,IF(#REF!=\"\",0,#REF!*E$627))))))))","v":{"$error":"#REF!"}},{"$f":"IF(#REF!=\"Interconnector\",#REF!*1,IF(#REF!=\"Wind\",#REF!*0.7,IF(#REF!=\"Marine\",#REF!*0.7,IF(#REF!=\"Nuclear\",#REF!*0.85,IF(#REF!=\"Pumped_Storage\",#REF!*0.5,IF(#REF!=\"CCS\",#REF!*0.85,IF(#REF!=\"OCGT\",#REF!*0,IF(#REF!=\"\",0,#REF!*F$627))))))))","v":{"$error":"#REF!"}},{"$f":"IF(#REF!=\"Interconnector\",#REF!*1,IF(#REF!=\"Wind\",#REF!*0.7,IF(#REF!=\"Marine\",#REF!*0.7,IF(#REF!=\"Nuclear\",#REF!*0.85,IF(#REF!=\"Pumped_Storage\",#REF!*0.5,IF(#REF!=\"CCS\",#REF!*0.85,IF(#REF!=\"OCGT\",#REF!*0,IF(#REF!=\"\",0,#REF!*G$627))))))))","v":{"$error":"#REF!"}},{"$f":"IF(#REF!=\"Interconnector\",#REF!*1,IF(#REF!=\"Wind\",#REF!*0.7,IF(#REF!=\"Marine\",#REF!*0.7,IF(#REF!=\"Nuclear\",#REF!*0.85,IF(#REF!=\"Pumped_Storage\",#REF!*0.5,IF(#REF!=\"CCS\",#REF!*0.85,IF(#REF!=\"OCGT\",#REF!*0,IF(#REF!=\"\",0,#REF!*H$627))))))))","v":{"$error":"#REF!"}},{"$f":"IF(#REF!=\"Interconnector\",#REF!*1,IF(#REF!=\"Wind\",#REF!*0.7,IF(#REF!=\"Marine\",#REF!*0.7,IF(#REF!=\"Nuclear\",#REF!*0.85,IF(#REF!=\"Pumped_Storage\",#REF!*0.5,IF(#REF!=\"CCS\",#REF!*0.85,IF(#REF!=\"OCGT\",#REF!*0,IF(#REF!=\"\",0,#REF!*I$627))))))))","v":{"$error":"#REF!"}},{"$f":"IF(#REF!=\"Interconnector\",#REF!*1,IF(#REF!=\"Wind\",#REF!*0.7,IF(#REF!=\"Marine\",#REF!*0.7,IF(#REF!=\"Nuclear\",#REF!*0.85,IF(#REF!=\"Pumped_Storage\",#REF!*0.5,IF(#REF!=\"CCS\",#REF!*0.85,IF(#REF!=\"OCGT\",#REF!*0,IF(#REF!=\"\",0,#REF!*J$627))))))))","v":{"$error":"#REF!"}},{"$f":"IF(#REF!=\"Interconnector\",#REF!*1,IF(#REF!=\"Wind\",#REF!*0.7,IF(#REF!=\"Marine\",#REF!*0.7,IF(#REF!=\"Nuclear\",#REF!*0.85,IF(#REF!=\"Pumped_Storage\",#REF!*0.5,IF(#REF!=\"CCS\",#REF!*0.85,IF(#REF!=\"OCGT\",#REF!*0,IF(#REF!=\"\",0,#REF!*K$627))))))))","v":{"$error":"#REF!"}},{"$f":"IF(#REF!=\"Interconnector\",#REF!*1,IF(#REF!=\"Wind\",#REF!*0.7,IF(#REF!=\"Marine\",#REF!*0.7,IF(#REF!=\"Nuclear\",#REF!*0.85,IF(#REF!=\"Pumped_Storage\",#REF!*0.5,IF(#REF!=\"CCS\",#REF!*0.85,IF(#REF!=\"OCGT\",#REF!*0,IF(#REF!=\"\",0,#REF!*L$627))))))))","v":{"$error":"#REF!"}},{"$f":"IF(#REF!=\"Interconnector\",#REF!*1,IF(#REF!=\"Wind\",#REF!*0.7,IF(#REF!=\"Marine\",#REF!*0.7,IF(#REF!=\"Nuclear\",#REF!*0.85,IF(#REF!=\"Pumped_Storage\",#REF!*0.5,IF(#REF!=\"CCS\",#REF!*0.85,IF(#REF!=\"OCGT\",#REF!*0,IF(#REF!=\"\",0,#REF!*M$627))))))))","v":{"$error":"#REF!"}},{"$f":"IF(#REF!=\"Interconnector\",#REF!*1,IF(#REF!=\"Wind\",#REF!*0.7,IF(#REF!=\"Marine\",#REF!*0.7,IF(#REF!=\"Nuclear\",#REF!*0.85,IF(#REF!=\"Pumped_Storage\",#REF!*0.5,IF(#REF!=\"CCS\",#REF!*0.85,IF(#REF!=\"OCGT\",#REF!*0,IF(#REF!=\"\",0,#REF!*N$627))))))))","v":{"$error":"#REF!"}},{"$f":"IF(#REF!=\"Interconnector\",#REF!*1,IF(#REF!=\"Wind\",#REF!*0.7,IF(#REF!=\"Marine\",#REF!*0.7,IF(#REF!=\"Nuclear\",#REF!*0.85,IF(#REF!=\"Pumped_Storage\",#REF!*0.5,IF(#REF!=\"CCS\",#REF!*0.85,IF(#REF!=\"OCGT\",#REF!*0,IF(#REF!=\"\",0,#REF!*O$627))))))))","v":{"$error":"#REF!"}}]
[{"$f":"#REF!","v":{"$error":"#REF!"}},{"$f":"#REF!","v":{"$error":"#REF!"}},{"$f":"#REF!","v":{"$error":"#REF!"}},{"$f":"#REF!","v":{"$error":"#REF!"}},{"$f":"IF(#REF!=\"Interconnector\",#REF!*1,IF(#REF!=\"Wind\",#REF!*0.7,IF(#REF!=\"Marine\",#REF!*0.7,IF(#REF!=\"Nuclear\",#REF!*0.85,IF(#REF!=\"Pumped_Storage\",#REF!*0.5,IF(#REF!=\"CCS\",#REF!*0.85,IF(#REF!=\"OCGT\",#REF!*0,IF(#REF!=\"\",0,#REF!*E$627))))))))","v":{"$error":"#REF!"}},{"$f":"IF(#REF!=\"Interconnector\",#REF!*1,IF(#REF!=\"Wind\",#REF!*0.7,IF(#REF!=\"Marine\",#REF!*0.7,IF(#REF!=\"Nuclear\",#REF!*0.85,IF(#REF!=\"Pumped_Storage\",#REF!*0.5,IF(#REF!=\"CCS\",#REF!*0.85,IF(#REF!=\"OCGT\",#REF!*0,IF(#REF!=\"\",0,#REF!*F$627))))))))","v":{"$error":"#REF!"}},{"$f":"IF(#REF!=\"Interconnector\",#REF!*1,IF(#REF!=\"Wind\",#REF!*0.7,IF(#REF!=\"Marine\",#REF!*0.7,IF(#REF!=\"Nuclear\",#REF!*0.85,IF(#REF!=\"Pumped_Storage\",#REF!*0.5,IF(#REF!=\"CCS\",#REF!*0.85,IF(#REF!=\"OCGT\",#REF!*0,IF(#REF!=\"\",0,#REF!*G$627))))))))","v":{"$error":"#REF!"}},{"$f":"IF(#REF!=\"Interconnector\",#REF!*1,IF(#REF!=\"Wind\",#REF!*0.7,IF(#REF!=\"Marine\",#REF!*0.7,IF(#REF!=\"Nuclear\",#REF!*0.85,IF(#REF!=\"Pumped_Storage\",#REF!*0.5,IF(#REF!=\"CCS\",#REF!*0.85,IF(#REF!=\"OCGT\",#REF!*0,IF(#REF!=\"\",0,#REF!*H$627))))))))","v":{"$error":"#REF!"}},{"$f":"IF(#REF!=\"Interconnector\",#REF!*1,IF(#REF!=\"Wind\",#REF!*0.7,IF(#REF!=\"Marine\",#REF!*0.7,IF(#REF!=\"Nuclear\",#REF!*0.85,IF(#REF!=\"Pumped_Storage\",#REF!*0.5,IF(#REF!=\"CCS\",#REF!*0.85,IF(#REF!=\"OCGT\",#REF!*0,IF(#REF!=\"\",0,#REF!*I$627))))))))","v":{"$error":"#REF!"}},{"$f":"IF(#REF!=\"Interconnector\",#REF!*1,IF(#REF!=\"Wind\",#REF!*0.7,IF(#REF!=\"Marine\",#REF!*0.7,IF(#REF!=\"Nuclear\",#REF!*0.85,IF(#REF!=\"Pumped_Storage\",#REF!*0.5,IF(#REF!=\"CCS\",#REF!*0.85,IF(#REF!=\"OCGT\",#REF!*0,IF(#REF!=\"\",0,#REF!*J$627))))))))","v":{"$error":"#REF!"}},{"$f":"IF(#REF!=\"Interconnector\",#REF!*1,IF(#REF!=\"Wind\",#REF!*0.7,IF(#REF!=\"Marine\",#REF!*0.7,IF(#REF!=\"Nuclear\",#REF!*0.85,IF(#REF!=\"Pumped_Storage\",#REF!*0.5,IF(#REF!=\"CCS\",#REF!*0.85,IF(#REF!=\"OCGT\",#REF!*0,IF(#REF!=\"\",0,#REF!*K$627))))))))","v":{"$error":"#REF!"}},{"$f":"IF(#REF!=\"Interconnector\",#REF!*1,IF(#REF!=\"Wind\",#REF!*0.7,IF(#REF!=\"Marine\",#REF!*0.7,IF(#REF!=\"Nuclear\",#REF!*0.85,IF(#REF!=\"Pumped_Storage\",#REF!*0.5,IF(#REF!=\"CCS\",#REF!*0.85,IF(#REF!=\"OCGT\",#REF!*0,IF(#REF!=\"\",0,#REF!*L$627))))))))","v":{"$error":"#REF!"}},{"$f":"IF(#REF!=\"Interconnector\",#REF!*1,IF(#REF!=\"Wind\",#REF!*0.7,IF(#REF!=\"Marine\",#REF!*0.7,IF(#REF!=\"Nuclear\",#REF!*0.85,IF(#REF!=\"Pumped_Storage\",#REF!*0.5,IF(#REF!=\"CCS\",#REF!*0.85,IF(#REF!=\"OCGT\",#REF!*0,IF(#REF!=\"\",0,#REF!*M$627))))))))","v":{"$error":"#REF!"}},{"$f":"IF(#REF!=\"Interconnector\",#REF!*1,IF(#REF!=\"Wind\",#REF!*0.7,IF(#REF!=\"Marine\",#REF!*0.7,IF(#REF!=\"Nuclear\",#REF!*0.85,IF(#REF!=\"Pumped_Storage\",#REF!*0.5,IF(#REF!=\"CCS\",#REF!*0.85,IF(#REF!=\"OCGT\",#REF!*0,IF(#REF!=\"\",0,#REF!*N$627))))))))","v":{"$error":"#REF!"}},{"$f":"IF(#REF!=\"Interconnector\",#REF!*1,IF(#REF!=\"Wind\",#REF!*0.7,IF(#REF!=\"Marine\",#REF!*0.7,IF(#REF!=\"Nuclear\",#REF!*0.85,IF(#REF!=\"Pumped_Storage\",#REF!*0.5,IF(#REF!=\"CCS\",#REF!*0.85,IF(#REF!=\"OCGT\",#REF!*0,IF(#REF!=\"\",0,#REF!*O$627))))))))","v":{"$error":"#REF!"}}]
[{"$f":"#REF!","v":{"$error":"#REF!"}},{"$f":"#REF!","v":{"$error":"#REF!"}},{"$f":"#REF!","v":{"$error":"#REF!"}},{"$f":"#REF!","v":{"$error":"#REF!"}},{"$f":"IF(#REF!=\"Interconnector\",#REF!*1,IF(#REF!=\"Wind\",#REF!*0.7,IF(#REF!=\"Marine\",#REF!*0.7,IF(#REF!=\"Nuclear\",#REF!*0.85,IF(#REF!=\"Pumped_Storage\",#REF!*0.5,IF(#REF!=\"CCS\",#REF!*0.85,IF(#REF!=\"OCGT\",#REF!*0,IF(#REF!=\"\",0,#REF!*E$627))))))))","v":{"$error":"#REF!"}},{"$f":"IF(#REF!=\"Interconnector\",#REF!*1,IF(#REF!=\"Wind\",#REF!*0.7,IF(#REF!=\"Marine\",#REF!*0.7,IF(#REF!=\"Nuclear\",#REF!*0.85,IF(#REF!=\"Pumped_Storage\",#REF!*0.5,IF(#REF!=\"CCS\",#REF!*0.85,IF(#REF!=\"OCGT\",#REF!*0,IF(#REF!=\"\",0,#REF!*F$627))))))))","v":{"$error":"#REF!"}},{"$f":"IF(#REF!=\"Interconnector\",#REF!*1,IF(#REF!=\"Wind\",#REF!*0.7,IF(#REF!=\"Marine\",#REF!*0.7,IF(#REF!=\"Nuclear\",#REF!*0.85,IF(#REF!=\"Pumped_Storage\",#REF!*0.5,IF(#REF!=\"CCS\",#REF!*0.85,IF(#REF!=\"OCGT\",#REF!*0,IF(#REF!=\"\",0,#REF!*G$627))))))))","v":{"$error":"#REF!"}},{"$f":"IF(#REF!=\"Interconnector\",#REF!*1,IF(#REF!=\"Wind\",#REF!*0.7,IF(#REF!=\"Marine\",#REF!*0.7,IF(#REF!=\"Nuclear\",#REF!*0.85,IF(#REF!=\"Pumped_Storage\",#REF!*0.5,IF(#REF!=\"CCS\",#REF!*0.85,IF(#REF!=\"OCGT\",#REF!*0,IF(#REF!=\"\",0,#REF!*H$627))))))))","v":{"$error":"#REF!"}},{"$f":"IF(#REF!=\"Interconnector\",#REF!*1,IF(#REF!=\"Wind\",#REF!*0.7,IF(#REF!=\"Marine\",#REF!*0.7,IF(#REF!=\"Nuclear\",#REF!*0.85,IF(#REF!=\"Pumped_Storage\",#REF!*0.5,IF(#REF!=\"CCS\",#REF!*0.85,IF(#REF!=\"OCGT\",#REF!*0,IF(#REF!=\"\",0,#REF!*I$627))))))))","v":{"$error":"#REF!"}},{"$f":"IF(#REF!=\"Interconnector\",#REF!*1,IF(#REF!=\"Wind\",#REF!*0.7,IF(#REF!=\"Marine\",#REF!*0.7,IF(#REF!=\"Nuclear\",#REF!*0.85,IF(#REF!=\"Pumped_Storage\",#REF!*0.5,IF(#REF!=\"CCS\",#REF!*0.85,IF(#REF!=\"OCGT\",#REF!*0,IF(#REF!=\"\",0,#REF!*J$627))))))))","v":{"$error":"#REF!"}},{"$f":"IF(#REF!=\"Interconnector\",#REF!*1,IF(#REF!=\"Wind\",#REF!*0.7,IF(#REF!=\"Marine\",#REF!*0.7,IF(#REF!=\"Nuclear\",#REF!*0.85,IF(#REF!=\"Pumped_Storage\",#REF!*0.5,IF(#REF!=\"CCS\",#REF!*0.85,IF(#REF!=\"OCGT\",#REF!*0,IF(#REF!=\"\",0,#REF!*K$627))))))))","v":{"$error":"#REF!"}},{"$f":"IF(#REF!=\"Interconnector\",#REF!*1,IF(#REF!=\"Wind\",#REF!*0.7,IF(#REF!=\"Marine\",#REF!*0.7,IF(#REF!=\"Nuclear\",#REF!*0.85,IF(#REF!=\"Pumped_Storage\",#REF!*0.5,IF(#REF!=\"CCS\",#REF!*0.85,IF(#REF!=\"OCGT\",#REF!*0,IF(#REF!=\"\",0,#REF!*L$627))))))))","v":{"$error":"#REF!"}},{"$f":"IF(#REF!=\"Interconnector\",#REF!*1,IF(#REF!=\"Wind\",#REF!*0.7,IF(#REF!=\"Marine\",#REF!*0.7,IF(#REF!=\"Nuclear\",#REF!*0.85,IF(#REF!=\"Pumped_Storage\",#REF!*0.5,IF(#REF!=\"CCS\",#REF!*0.85,IF(#REF!=\"OCGT\",#REF!*0,IF(#REF!=\"\",0,#REF!*M$627))))))))","v":{"$error":"#REF!"}},{"$f":"IF(#REF!=\"Interconnector\",#REF!*1,IF(#REF!=\"Wind\",#REF!*0.7,IF(#REF!=\"Marine\",#REF!*0.7,IF(#REF!=\"Nuclear\",#REF!*0.85,IF(#REF!=\"Pumped_Storage\",#REF!*0.5,IF(#REF!=\"CCS\",#REF!*0.85,IF(#REF!=\"OCGT\",#REF!*0,IF(#REF!=\"\",0,#REF!*N$627))))))))","v":{"$error":"#REF!"}},{"$f":"IF(#REF!=\"Interconnector\",#REF!*1,IF(#REF!=\"Wind\",#REF!*0.7,IF(#REF!=\"Marine\",#REF!*0.7,IF(#REF!=\"Nuclear\",#REF!*0.85,IF(#REF!=\"Pumped_Storage\",#REF!*0.5,IF(#REF!=\"CCS\",#REF!*0.85,IF(#REF!=\"OCGT\",#REF!*0,IF(#REF!=\"\",0,#REF!*O$627))))))))","v":{"$error":"#REF!"}}]
[{"$f":"#REF!","v":{"$error":"#REF!"}},{"$f":"#REF!","v":{"$error":"#REF!"}},{"$f":"#REF!","v":{"$error":"#REF!"}},{"$f":"#REF!","v":{"$error":"#REF!"}},{"$f":"IF(#REF!=\"Interconnector\",#REF!*1,IF(#REF!=\"Wind\",#REF!*0.7,IF(#REF!=\"Marine\",#REF!*0.7,IF(#REF!=\"Nuclear\",#REF!*0.85,IF(#REF!=\"Pumped_Storage\",#REF!*0.5,IF(#REF!=\"CCS\",#REF!*0.85,IF(#REF!=\"OCGT\",#REF!*0,IF(#REF!=\"\",0,#REF!*E$627))))))))","v":{"$error":"#REF!"}},{"$f":"IF(#REF!=\"Interconnector\",#REF!*1,IF(#REF!=\"Wind\",#REF!*0.7,IF(#REF!=\"Marine\",#REF!*0.7,IF(#REF!=\"Nuclear\",#REF!*0.85,IF(#REF!=\"Pumped_Storage\",#REF!*0.5,IF(#REF!=\"CCS\",#REF!*0.85,IF(#REF!=\"OCGT\",#REF!*0,IF(#REF!=\"\",0,#REF!*F$627))))))))","v":{"$error":"#REF!"}},{"$f":"IF(#REF!=\"Interconnector\",#REF!*1,IF(#REF!=\"Wind\",#REF!*0.7,IF(#REF!=\"Marine\",#REF!*0.7,IF(#REF!=\"Nuclear\",#REF!*0.85,IF(#REF!=\"Pumped_Storage\",#REF!*0.5,IF(#REF!=\"CCS\",#REF!*0.85,IF(#REF!=\"OCGT\",#REF!*0,IF(#REF!=\"\",0,#REF!*G$627))))))))","v":{"$error":"#REF!"}},{"$f":"IF(#REF!=\"Interconnector\",#REF!*1,IF(#REF!=\"Wind\",#REF!*0.7,IF(#REF!=\"Marine\",#REF!*0.7,IF(#REF!=\"Nuclear\",#REF!*0.85,IF(#REF!=\"Pumped_Storage\",#REF!*0.5,IF(#REF!=\"CCS\",#REF!*0.85,IF(#REF!=\"OCGT\",#REF!*0,IF(#REF!=\"\",0,#REF!*H$627))))))))","v":{"$error":"#REF!"}},{"$f":"IF(#REF!=\"Interconnector\",#REF!*1,IF(#REF!=\"Wind\",#REF!*0.7,IF(#REF!=\"Marine\",#REF!*0.7,IF(#REF!=\"Nuclear\",#REF!*0.85,IF(#REF!=\"Pumped_Storage\",#REF!*0.5,IF(#REF!=\"CCS\",#REF!*0.85,IF(#REF!=\"OCGT\",#REF!*0,IF(#REF!=\"\",0,#REF!*I$627))))))))","v":{"$error":"#REF!"}},{"$f":"IF(#REF!=\"Interconnector\",#REF!*1,IF(#REF!=\"Wind\",#REF!*0.7,IF(#REF!=\"Marine\",#REF!*0.7,IF(#REF!=\"Nuclear\",#REF!*0.85,IF(#REF!=\"Pumped_Storage\",#REF!*0.5,IF(#REF!=\"CCS\",#REF!*0.85,IF(#REF!=\"OCGT\",#REF!*0,IF(#REF!=\"\",0,#REF!*J$627))))))))","v":{"$error":"#REF!"}},{"$f":"IF(#REF!=\"Interconnector\",#REF!*1,IF(#REF!=\"Wind\",#REF!*0.7,IF(#REF!=\"Marine\",#REF!*0.7,IF(#REF!=\"Nuclear\",#REF!*0.85,IF(#REF!=\"Pumped_Storage\",#REF!*0.5,IF(#REF!=\"CCS\",#REF!*0.85,IF(#REF!=\"OCGT\",#REF!*0,IF(#REF!=\"\",0,#REF!*K$627))))))))","v":{"$error":"#REF!"}},{"$f":"IF(#REF!=\"Interconnector\",#REF!*1,IF(#REF!=\"Wind\",#REF!*0.7,IF(#REF!=\"Marine\",#REF!*0.7,IF(#REF!=\"Nuclear\",#REF!*0.85,IF(#REF!=\"Pumped_Storage\",#REF!*0.5,IF(#REF!=\"CCS\",#REF!*0.85,IF(#REF!=\"OCGT\",#REF!*0,IF(#REF!=\"\",0,#REF!*L$627))))))))","v":{"$error":"#REF!"}},{"$f":"IF(#REF!=\"Interconnector\",#REF!*1,IF(#REF!=\"Wind\",#REF!*0.7,IF(#REF!=\"Marine\",#REF!*0.7,IF(#REF!=\"Nuclear\",#REF!*0.85,IF(#REF!=\"Pumped_Storage\",#REF!*0.5,IF(#REF!=\"CCS\",#REF!*0.85,IF(#REF!=\"OCGT\",#REF!*0,IF(#REF!=\"\",0,#REF!*M$627))))))))","v":{"$error":"#REF!"}},{"$f":"IF(#REF!=\"Interconnector\",#REF!*1,IF(#REF!=\"Wind\",#REF!*0.7,IF(#REF!=\"Marine\",#REF!*0.7,IF(#REF!=\"Nuclear\",#REF!*0.85,IF(#REF!=\"Pumped_Storage\",#REF!*0.5,IF(#REF!=\"CCS\",#REF!*0.85,IF(#REF!=\"OCGT\",#REF!*0,IF(#REF!=\"\",0,#REF!*N$627))))))))","v":{"$error":"#REF!"}},{"$f":"IF(#REF!=\"Interconnector\",#REF!*1,IF(#REF!=\"Wind\",#REF!*0.7,IF(#REF!=\"Marine\",#REF!*0.7,IF(#REF!=\"Nuclear\",#REF!*0.85,IF(#REF!=\"Pumped_Storage\",#REF!*0.5,IF(#REF!=\"CCS\",#REF!*0.85,IF(#REF!=\"OCGT\",#REF!*0,IF(#REF!=\"\",0,#REF!*O$627))))))))","v":{"$error":"#REF!"}}]
[{"$f":"#REF!","v":{"$error":"#REF!"}},{"$f":"#REF!","v":{"$error":"#REF!"}},{"$f":"#REF!","v":{"$error":"#REF!"}},{"$f":"#REF!","v":{"$error":"#REF!"}},{"$f":"IF(#REF!=\"Interconnector\",#REF!*1,IF(#REF!=\"Wind\",#REF!*0.7,IF(#REF!=\"Marine\",#REF!*0.7,IF(#REF!=\"Nuclear\",#REF!*0.85,IF(#REF!=\"Pumped_Storage\",#REF!*0.5,IF(#REF!=\"CCS\",#REF!*0.85,IF(#REF!=\"OCGT\",#REF!*0,IF(#REF!=\"\",0,#REF!*E$627))))))))","v":{"$error":"#REF!"}},{"$f":"IF(#REF!=\"Interconnector\",#REF!*1,IF(#REF!=\"Wind\",#REF!*0.7,IF(#REF!=\"Marine\",#REF!*0.7,IF(#REF!=\"Nuclear\",#REF!*0.85,IF(#REF!=\"Pumped_Storage\",#REF!*0.5,IF(#REF!=\"CCS\",#REF!*0.85,IF(#REF!=\"OCGT\",#REF!*0,IF(#REF!=\"\",0,#REF!*F$627))))))))","v":{"$error":"#REF!"}},{"$f":"IF(#REF!=\"Interconnector\",#REF!*1,IF(#REF!=\"Wind\",#REF!*0.7,IF(#REF!=\"Marine\",#REF!*0.7,IF(#REF!=\"Nuclear\",#REF!*0.85,IF(#REF!=\"Pumped_Storage\",#REF!*0.5,IF(#REF!=\"CCS\",#REF!*0.85,IF(#REF!=\"OCGT\",#REF!*0,IF(#REF!=\"\",0,#REF!*G$627))))))))","v":{"$error":"#REF!"}},{"$f":"IF(#REF!=\"Interconnector\",#REF!*1,IF(#REF!=\"Wind\",#REF!*0.7,IF(#REF!=\"Marine\",#REF!*0.7,IF(#REF!=\"Nuclear\",#REF!*0.85,IF(#REF!=\"Pumped_Storage\",#REF!*0.5,IF(#REF!=\"CCS\",#REF!*0.85,IF(#REF!=\"OCGT\",#REF!*0,IF(#REF!=\"\",0,#REF!*H$627))))))))","v":{"$error":"#REF!"}},{"$f":"IF(#REF!=\"Interconnector\",#REF!*1,IF(#REF!=\"Wind\",#REF!*0.7,IF(#REF!=\"Marine\",#REF!*0.7,IF(#REF!=\"Nuclear\",#REF!*0.85,IF(#REF!=\"Pumped_Storage\",#REF!*0.5,IF(#REF!=\"CCS\",#REF!*0.85,IF(#REF!=\"OCGT\",#REF!*0,IF(#REF!=\"\",0,#REF!*I$627))))))))","v":{"$error":"#REF!"}},{"$f":"IF(#REF!=\"Interconnector\",#REF!*1,IF(#REF!=\"Wind\",#REF!*0.7,IF(#REF!=\"Marine\",#REF!*0.7,IF(#REF!=\"Nuclear\",#REF!*0.85,IF(#REF!=\"Pumped_Storage\",#REF!*0.5,IF(#REF!=\"CCS\",#REF!*0.85,IF(#REF!=\"OCGT\",#REF!*0,IF(#REF!=\"\",0,#REF!*J$627))))))))","v":{"$error":"#REF!"}},{"$f":"IF(#REF!=\"Interconnector\",#REF!*1,IF(#REF!=\"Wind\",#REF!*0.7,IF(#REF!=\"Marine\",#REF!*0.7,IF(#REF!=\"Nuclear\",#REF!*0.85,IF(#REF!=\"Pumped_Storage\",#REF!*0.5,IF(#REF!=\"CCS\",#REF!*0.85,IF(#REF!=\"OCGT\",#REF!*0,IF(#REF!=\"\",0,#REF!*K$627))))))))","v":{"$error":"#REF!"}},{"$f":"IF(#REF!=\"Interconnector\",#REF!*1,IF(#REF!=\"Wind\",#REF!*0.7,IF(#REF!=\"Marine\",#REF!*0.7,IF(#REF!=\"Nuclear\",#REF!*0.85,IF(#REF!=\"Pumped_Storage\",#REF!*0.5,IF(#REF!=\"CCS\",#REF!*0.85,IF(#REF!=\"OCGT\",#REF!*0,IF(#REF!=\"\",0,#REF!*L$627))))))))","v":{"$error":"#REF!"}},{"$f":"IF(#REF!=\"Interconnector\",#REF!*1,IF(#REF!=\"Wind\",#REF!*0.7,IF(#REF!=\"Marine\",#REF!*0.7,IF(#REF!=\"Nuclear\",#REF!*0.85,IF(#REF!=\"Pumped_Storage\",#REF!*0.5,IF(#REF!=\"CCS\",#REF!*0.85,IF(#REF!=\"OCGT\",#REF!*0,IF(#REF!=\"\",0,#REF!*M$627))))))))","v":{"$error":"#REF!"}},{"$f":"IF(#REF!=\"Interconnector\",#REF!*1,IF(#REF!=\"Wind\",#REF!*0.7,IF(#REF!=\"Marine\",#REF!*0.7,IF(#REF!=\"Nuclear\",#REF!*0.85,IF(#REF!=\"Pumped_Storage\",#REF!*0.5,IF(#REF!=\"CCS\",#REF!*0.85,IF(#REF!=\"OCGT\",#REF!*0,IF(#REF!=\"\",0,#REF!*N$627))))))))","v":{"$error":"#REF!"}},{"$f":"IF(#REF!=\"Interconnector\",#REF!*1,IF(#REF!=\"Wind\",#REF!*0.7,IF(#REF!=\"Marine\",#REF!*0.7,IF(#REF!=\"Nuclear\",#REF!*0.85,IF(#REF!=\"Pumped_Storage\",#REF!*0.5,IF(#REF!=\"CCS\",#REF!*0.85,IF(#REF!=\"OCGT\",#REF!*0,IF(#REF!=\"\",0,#REF!*O$627))))))))","v":{"$error":"#REF!"}}]
[{"$f":"#REF!","v":{"$error":"#REF!"}},{"$f":"#REF!","v":{"$error":"#REF!"}},{"$f":"#REF!","v":{"$error":"#REF!"}},{"$f":"#REF!","v":{"$error":"#REF!"}},{"$f":"IF(#REF!=\"Interconnector\",#REF!*1,IF(#REF!=\"Wind\",#REF!*0.7,IF(#REF!=\"Marine\",#REF!*0.7,IF(#REF!=\"Nuclear\",#REF!*0.85,IF(#REF!=\"Pumped_Storage\",#REF!*0.5,IF(#REF!=\"CCS\",#REF!*0.85,IF(#REF!=\"OCGT\",#REF!*0,IF(#REF!=\"\",0,#REF!*E$627))))))))","v":{"$error":"#REF!"}},{"$f":"IF(#REF!=\"Interconnector\",#REF!*1,IF(#REF!=\"Wind\",#REF!*0.7,IF(#REF!=\"Marine\",#REF!*0.7,IF(#REF!=\"Nuclear\",#REF!*0.85,IF(#REF!=\"Pumped_Storage\",#REF!*0.5,IF(#REF!=\"CCS\",#REF!*0.85,IF(#REF!=\"OCGT\",#REF!*0,IF(#REF!=\"\",0,#REF!*F$627))))))))","v":{"$error":"#REF!"}},{"$f":"IF(#REF!=\"Interconnector\",#REF!*1,IF(#REF!=\"Wind\",#REF!*0.7,IF(#REF!=\"Marine\",#REF!*0.7,IF(#REF!=\"Nuclear\",#REF!*0.85,IF(#REF!=\"Pumped_Storage\",#REF!*0.5,IF(#REF!=\"CCS\",#REF!*0.85,IF(#REF!=\"OCGT\",#REF!*0,IF(#REF!=\"\",0,#REF!*G$627))))))))","v":{"$error":"#REF!"}},{"$f":"IF(#REF!=\"Interconnector\",#REF!*1,IF(#REF!=\"Wind\",#REF!*0.7,IF(#REF!=\"Marine\",#REF!*0.7,IF(#REF!=\"Nuclear\",#REF!*0.85,IF(#REF!=\"Pumped_Storage\",#REF!*0.5,IF(#REF!=\"CCS\",#REF!*0.85,IF(#REF!=\"OCGT\",#REF!*0,IF(#REF!=\"\",0,#REF!*H$627))))))))","v":{"$error":"#REF!"}},{"$f":"IF(#REF!=\"Interconnector\",#REF!*1,IF(#REF!=\"Wind\",#REF!*0.7,IF(#REF!=\"Marine\",#REF!*0.7,IF(#REF!=\"Nuclear\",#REF!*0.85,IF(#REF!=\"Pumped_Storage\",#REF!*0.5,IF(#REF!=\"CCS\",#REF!*0.85,IF(#REF!=\"OCGT\",#REF!*0,IF(#REF!=\"\",0,#REF!*I$627))))))))","v":{"$error":"#REF!"}},{"$f":"IF(#REF!=\"Interconnector\",#REF!*1,IF(#REF!=\"Wind\",#REF!*0.7,IF(#REF!=\"Marine\",#REF!*0.7,IF(#REF!=\"Nuclear\",#REF!*0.85,IF(#REF!=\"Pumped_Storage\",#REF!*0.5,IF(#REF!=\"CCS\",#REF!*0.85,IF(#REF!=\"OCGT\",#REF!*0,IF(#REF!=\"\",0,#REF!*J$627))))))))","v":{"$error":"#REF!"}},{"$f":"IF(#REF!=\"Interconnector\",#REF!*1,IF(#REF!=\"Wind\",#REF!*0.7,IF(#REF!=\"Marine\",#REF!*0.7,IF(#REF!=\"Nuclear\",#REF!*0.85,IF(#REF!=\"Pumped_Storage\",#REF!*0.5,IF(#REF!=\"CCS\",#REF!*0.85,IF(#REF!=\"OCGT\",#REF!*0,IF(#REF!=\"\",0,#REF!*K$627))))))))","v":{"$error":"#REF!"}},{"$f":"IF(#REF!=\"Interconnector\",#REF!*1,IF(#REF!=\"Wind\",#REF!*0.7,IF(#REF!=\"Marine\",#REF!*0.7,IF(#REF!=\"Nuclear\",#REF!*0.85,IF(#REF!=\"Pumped_Storage\",#REF!*0.5,IF(#REF!=\"CCS\",#REF!*0.85,IF(#REF!=\"OCGT\",#REF!*0,IF(#REF!=\"\",0,#REF!*L$627))))))))","v":{"$error":"#REF!"}},{"$f":"IF(#REF!=\"Interconnector\",#REF!*1,IF(#REF!=\"Wind\",#REF!*0.7,IF(#REF!=\"Marine\",#REF!*0.7,IF(#REF!=\"Nuclear\",#REF!*0.85,IF(#REF!=\"Pumped_Storage\",#REF!*0.5,IF(#REF!=\"CCS\",#REF!*0.85,IF(#REF!=\"OCGT\",#REF!*0,IF(#REF!=\"\",0,#REF!*M$627))))))))","v":{"$error":"#REF!"}},{"$f":"IF(#REF!=\"Interconnector\",#REF!*1,IF(#REF!=\"Wind\",#REF!*0.7,IF(#REF!=\"Marine\",#REF!*0.7,IF(#REF!=\"Nuclear\",#REF!*0.85,IF(#REF!=\"Pumped_Storage\",#REF!*0.5,IF(#REF!=\"CCS\",#REF!*0.85,IF(#REF!=\"OCGT\",#REF!*0,IF(#REF!=\"\",0,#REF!*N$627))))))))","v":{"$error":"#REF!"}},{"$f":"IF(#REF!=\"Interconnector\",#REF!*1,IF(#REF!=\"Wind\",#REF!*0.7,IF(#REF!=\"Marine\",#REF!*0.7,IF(#REF!=\"Nuclear\",#REF!*0.85,IF(#REF!=\"Pumped_Storage\",#REF!*0.5,IF(#REF!=\"CCS\",#REF!*0.85,IF(#REF!=\"OCGT\",#REF!*0,IF(#REF!=\"\",0,#REF!*O$627))))))))","v":{"$error":"#REF!"}}]
[{"$f":"#REF!","v":{"$error":"#REF!"}},{"$f":"#REF!","v":{"$error":"#REF!"}},{"$f":"#REF!","v":{"$error":"#REF!"}},{"$f":"#REF!","v":{"$error":"#REF!"}},{"$f":"IF(#REF!=\"Interconnector\",#REF!*1,IF(#REF!=\"Wind\",#REF!*0.7,IF(#REF!=\"Marine\",#REF!*0.7,IF(#REF!=\"Nuclear\",#REF!*0.85,IF(#REF!=\"Pumped_Storage\",#REF!*0.5,IF(#REF!=\"CCS\",#REF!*0.85,IF(#REF!=\"OCGT\",#REF!*0,IF(#REF!=\"\",0,#REF!*E$627))))))))","v":{"$error":"#REF!"}},{"$f":"IF(#REF!=\"Interconnector\",#REF!*1,IF(#REF!=\"Wind\",#REF!*0.7,IF(#REF!=\"Marine\",#REF!*0.7,IF(#REF!=\"Nuclear\",#REF!*0.85,IF(#REF!=\"Pumped_Storage\",#REF!*0.5,IF(#REF!=\"CCS\",#REF!*0.85,IF(#REF!=\"OCGT\",#REF!*0,IF(#REF!=\"\",0,#REF!*F$627))))))))","v":{"$error":"#REF!"}},{"$f":"IF(#REF!=\"Interconnector\",#REF!*1,IF(#REF!=\"Wind\",#REF!*0.7,IF(#REF!=\"Marine\",#REF!*0.7,IF(#REF!=\"Nuclear\",#REF!*0.85,IF(#REF!=\"Pumped_Storage\",#REF!*0.5,IF(#REF!=\"CCS\",#REF!*0.85,IF(#REF!=\"OCGT\",#REF!*0,IF(#REF!=\"\",0,#REF!*G$627))))))))","v":{"$error":"#REF!"}},{"$f":"IF(#REF!=\"Interconnector\",#REF!*1,IF(#REF!=\"Wind\",#REF!*0.7,IF(#REF!=\"Marine\",#REF!*0.7,IF(#REF!=\"Nuclear\",#REF!*0.85,IF(#REF!=\"Pumped_Storage\",#REF!*0.5,IF(#REF!=\"CCS\",#REF!*0.85,IF(#REF!=\"OCGT\",#REF!*0,IF(#REF!=\"\",0,#REF!*H$627))))))))","v":{"$error":"#REF!"}},{"$f":"IF(#REF!=\"Interconnector\",#REF!*1,IF(#REF!=\"Wind\",#REF!*0.7,IF(#REF!=\"Marine\",#REF!*0.7,IF(#REF!=\"Nuclear\",#REF!*0.85,IF(#REF!=\"Pumped_Storage\",#REF!*0.5,IF(#REF!=\"CCS\",#REF!*0.85,IF(#REF!=\"OCGT\",#REF!*0,IF(#REF!=\"\",0,#REF!*I$627))))))))","v":{"$error":"#REF!"}},{"$f":"IF(#REF!=\"Interconnector\",#REF!*1,IF(#REF!=\"Wind\",#REF!*0.7,IF(#REF!=\"Marine\",#REF!*0.7,IF(#REF!=\"Nuclear\",#REF!*0.85,IF(#REF!=\"Pumped_Storage\",#REF!*0.5,IF(#REF!=\"CCS\",#REF!*0.85,IF(#REF!=\"OCGT\",#REF!*0,IF(#REF!=\"\",0,#REF!*J$627))))))))","v":{"$error":"#REF!"}},{"$f":"IF(#REF!=\"Interconnector\",#REF!*1,IF(#REF!=\"Wind\",#REF!*0.7,IF(#REF!=\"Marine\",#REF!*0.7,IF(#REF!=\"Nuclear\",#REF!*0.85,IF(#REF!=\"Pumped_Storage\",#REF!*0.5,IF(#REF!=\"CCS\",#REF!*0.85,IF(#REF!=\"OCGT\",#REF!*0,IF(#REF!=\"\",0,#REF!*K$627))))))))","v":{"$error":"#REF!"}},{"$f":"IF(#REF!=\"Interconnector\",#REF!*1,IF(#REF!=\"Wind\",#REF!*0.7,IF(#REF!=\"Marine\",#REF!*0.7,IF(#REF!=\"Nuclear\",#REF!*0.85,IF(#REF!=\"Pumped_Storage\",#REF!*0.5,IF(#REF!=\"CCS\",#REF!*0.85,IF(#REF!=\"OCGT\",#REF!*0,IF(#REF!=\"\",0,#REF!*L$627))))))))","v":{"$error":"#REF!"}},{"$f":"IF(#REF!=\"Interconnector\",#REF!*1,IF(#REF!=\"Wind\",#REF!*0.7,IF(#REF!=\"Marine\",#REF!*0.7,IF(#REF!=\"Nuclear\",#REF!*0.85,IF(#REF!=\"Pumped_Storage\",#REF!*0.5,IF(#REF!=\"CCS\",#REF!*0.85,IF(#REF!=\"OCGT\",#REF!*0,IF(#REF!=\"\",0,#REF!*M$627))))))))","v":{"$error":"#REF!"}},{"$f":"IF(#REF!=\"Interconnector\",#REF!*1,IF(#REF!=\"Wind\",#REF!*0.7,IF(#REF!=\"Marine\",#REF!*0.7,IF(#REF!=\"Nuclear\",#REF!*0.85,IF(#REF!=\"Pumped_Storage\",#REF!*0.5,IF(#REF!=\"CCS\",#REF!*0.85,IF(#REF!=\"OCGT\",#REF!*0,IF(#REF!=\"\",0,#REF!*N$627))))))))","v":{"$error":"#REF!"}},{"$f":"IF(#REF!=\"Interconnector\",#REF!*1,IF(#REF!=\"Wind\",#REF!*0.7,IF(#REF!=\"Marine\",#REF!*0.7,IF(#REF!=\"Nuclear\",#REF!*0.85,IF(#REF!=\"Pumped_Storage\",#REF!*0.5,IF(#REF!=\"CCS\",#REF!*0.85,IF(#REF!=\"OCGT\",#REF!*0,IF(#REF!=\"\",0,#REF!*O$627))))))))","v":{"$error":"#REF!"}}]
[{"$f":"#REF!","v":{"$error":"#REF!"}},{"$f":"#REF!","v":{"$error":"#REF!"}},{"$f":"#REF!","v":{"$error":"#REF!"}},{"$f":"#REF!","v":{"$error":"#REF!"}},{"$f":"IF(#REF!=\"Interconnector\",#REF!*1,IF(#REF!=\"Wind\",#REF!*0.7,IF(#REF!=\"Marine\",#REF!*0.7,IF(#REF!=\"Nuclear\",#REF!*0.85,IF(#REF!=\"Pumped_Storage\",#REF!*0.5,IF(#REF!=\"CCS\",#REF!*0.85,IF(#REF!=\"OCGT\",#REF!*0,IF(#REF!=\"\",0,#REF!*E$627))))))))","v":{"$error":"#REF!"}},{"$f":"IF(#REF!=\"Interconnector\",#REF!*1,IF(#REF!=\"Wind\",#REF!*0.7,IF(#REF!=\"Marine\",#REF!*0.7,IF(#REF!=\"Nuclear\",#REF!*0.85,IF(#REF!=\"Pumped_Storage\",#REF!*0.5,IF(#REF!=\"CCS\",#REF!*0.85,IF(#REF!=\"OCGT\",#REF!*0,IF(#REF!=\"\",0,#REF!*F$627))))))))","v":{"$error":"#REF!"}},{"$f":"IF(#REF!=\"Interconnector\",#REF!*1,IF(#REF!=\"Wind\",#REF!*0.7,IF(#REF!=\"Marine\",#REF!*0.7,IF(#REF!=\"Nuclear\",#REF!*0.85,IF(#REF!=\"Pumped_Storage\",#REF!*0.5,IF(#REF!=\"CCS\",#REF!*0.85,IF(#REF!=\"OCGT\",#REF!*0,IF(#REF!=\"\",0,#REF!*G$627))))))))","v":{"$error":"#REF!"}},{"$f":"IF(#REF!=\"Interconnector\",#REF!*1,IF(#REF!=\"Wind\",#REF!*0.7,IF(#REF!=\"Marine\",#REF!*0.7,IF(#REF!=\"Nuclear\",#REF!*0.85,IF(#REF!=\"Pumped_Storage\",#REF!*0.5,IF(#REF!=\"CCS\",#REF!*0.85,IF(#REF!=\"OCGT\",#REF!*0,IF(#REF!=\"\",0,#REF!*H$627))))))))","v":{"$error":"#REF!"}},{"$f":"IF(#REF!=\"Interconnector\",#REF!*1,IF(#REF!=\"Wind\",#REF!*0.7,IF(#REF!=\"Marine\",#REF!*0.7,IF(#REF!=\"Nuclear\",#REF!*0.85,IF(#REF!=\"Pumped_Storage\",#REF!*0.5,IF(#REF!=\"CCS\",#REF!*0.85,IF(#REF!=\"OCGT\",#REF!*0,IF(#REF!=\"\",0,#REF!*I$627))))))))","v":{"$error":"#REF!"}},{"$f":"IF(#REF!=\"Interconnector\",#REF!*1,IF(#REF!=\"Wind\",#REF!*0.7,IF(#REF!=\"Marine\",#REF!*0.7,IF(#REF!=\"Nuclear\",#REF!*0.85,IF(#REF!=\"Pumped_Storage\",#REF!*0.5,IF(#REF!=\"CCS\",#REF!*0.85,IF(#REF!=\"OCGT\",#REF!*0,IF(#REF!=\"\",0,#REF!*J$627))))))))","v":{"$error":"#REF!"}},{"$f":"IF(#REF!=\"Interconnector\",#REF!*1,IF(#REF!=\"Wind\",#REF!*0.7,IF(#REF!=\"Marine\",#REF!*0.7,IF(#REF!=\"Nuclear\",#REF!*0.85,IF(#REF!=\"Pumped_Storage\",#REF!*0.5,IF(#REF!=\"CCS\",#REF!*0.85,IF(#REF!=\"OCGT\",#REF!*0,IF(#REF!=\"\",0,#REF!*K$627))))))))","v":{"$error":"#REF!"}},{"$f":"IF(#REF!=\"Interconnector\",#REF!*1,IF(#REF!=\"Wind\",#REF!*0.7,IF(#REF!=\"Marine\",#REF!*0.7,IF(#REF!=\"Nuclear\",#REF!*0.85,IF(#REF!=\"Pumped_Storage\",#REF!*0.5,IF(#REF!=\"CCS\",#REF!*0.85,IF(#REF!=\"OCGT\",#REF!*0,IF(#REF!=\"\",0,#REF!*L$627))))))))","v":{"$error":"#REF!"}},{"$f":"IF(#REF!=\"Interconnector\",#REF!*1,IF(#REF!=\"Wind\",#REF!*0.7,IF(#REF!=\"Marine\",#REF!*0.7,IF(#REF!=\"Nuclear\",#REF!*0.85,IF(#REF!=\"Pumped_Storage\",#REF!*0.5,IF(#REF!=\"CCS\",#REF!*0.85,IF(#REF!=\"OCGT\",#REF!*0,IF(#REF!=\"\",0,#REF!*M$627))))))))","v":{"$error":"#REF!"}},{"$f":"IF(#REF!=\"Interconnector\",#REF!*1,IF(#REF!=\"Wind\",#REF!*0.7,IF(#REF!=\"Marine\",#REF!*0.7,IF(#REF!=\"Nuclear\",#REF!*0.85,IF(#REF!=\"Pumped_Storage\",#REF!*0.5,IF(#REF!=\"CCS\",#REF!*0.85,IF(#REF!=\"OCGT\",#REF!*0,IF(#REF!=\"\",0,#REF!*N$627))))))))","v":{"$error":"#REF!"}},{"$f":"IF(#REF!=\"Interconnector\",#REF!*1,IF(#REF!=\"Wind\",#REF!*0.7,IF(#REF!=\"Marine\",#REF!*0.7,IF(#REF!=\"Nuclear\",#REF!*0.85,IF(#REF!=\"Pumped_Storage\",#REF!*0.5,IF(#REF!=\"CCS\",#REF!*0.85,IF(#REF!=\"OCGT\",#REF!*0,IF(#REF!=\"\",0,#REF!*O$627))))))))","v":{"$error":"#REF!"}}]
[{"$f":"#REF!","v":{"$error":"#REF!"}},{"$f":"#REF!","v":{"$error":"#REF!"}},{"$f":"#REF!","v":{"$error":"#REF!"}},{"$f":"#REF!","v":{"$error":"#REF!"}},{"$f":"IF(#REF!=\"Interconnector\",#REF!*1,IF(#REF!=\"Wind\",#REF!*0.7,IF(#REF!=\"Marine\",#REF!*0.7,IF(#REF!=\"Nuclear\",#REF!*0.85,IF(#REF!=\"Pumped_Storage\",#REF!*0.5,IF(#REF!=\"CCS\",#REF!*0.85,IF(#REF!=\"OCGT\",#REF!*0,IF(#REF!=\"\",0,#REF!*E$627))))))))","v":{"$error":"#REF!"}},{"$f":"IF(#REF!=\"Interconnector\",#REF!*1,IF(#REF!=\"Wind\",#REF!*0.7,IF(#REF!=\"Marine\",#REF!*0.7,IF(#REF!=\"Nuclear\",#REF!*0.85,IF(#REF!=\"Pumped_Storage\",#REF!*0.5,IF(#REF!=\"CCS\",#REF!*0.85,IF(#REF!=\"OCGT\",#REF!*0,IF(#REF!=\"\",0,#REF!*F$627))))))))","v":{"$error":"#REF!"}},{"$f":"IF(#REF!=\"Interconnector\",#REF!*1,IF(#REF!=\"Wind\",#REF!*0.7,IF(#REF!=\"Marine\",#REF!*0.7,IF(#REF!=\"Nuclear\",#REF!*0.85,IF(#REF!=\"Pumped_Storage\",#REF!*0.5,IF(#REF!=\"CCS\",#REF!*0.85,IF(#REF!=\"OCGT\",#REF!*0,IF(#REF!=\"\",0,#REF!*G$627))))))))","v":{"$error":"#REF!"}},{"$f":"IF(#REF!=\"Interconnector\",#REF!*1,IF(#REF!=\"Wind\",#REF!*0.7,IF(#REF!=\"Marine\",#REF!*0.7,IF(#REF!=\"Nuclear\",#REF!*0.85,IF(#REF!=\"Pumped_Storage\",#REF!*0.5,IF(#REF!=\"CCS\",#REF!*0.85,IF(#REF!=\"OCGT\",#REF!*0,IF(#REF!=\"\",0,#REF!*H$627))))))))","v":{"$error":"#REF!"}},{"$f":"IF(#REF!=\"Interconnector\",#REF!*1,IF(#REF!=\"Wind\",#REF!*0.7,IF(#REF!=\"Marine\",#REF!*0.7,IF(#REF!=\"Nuclear\",#REF!*0.85,IF(#REF!=\"Pumped_Storage\",#REF!*0.5,IF(#REF!=\"CCS\",#REF!*0.85,IF(#REF!=\"OCGT\",#REF!*0,IF(#REF!=\"\",0,#REF!*I$627))))))))","v":{"$error":"#REF!"}},{"$f":"IF(#REF!=\"Interconnector\",#REF!*1,IF(#REF!=\"Wind\",#REF!*0.7,IF(#REF!=\"Marine\",#REF!*0.7,IF(#REF!=\"Nuclear\",#REF!*0.85,IF(#REF!=\"Pumped_Storage\",#REF!*0.5,IF(#REF!=\"CCS\",#REF!*0.85,IF(#REF!=\"OCGT\",#REF!*0,IF(#REF!=\"\",0,#REF!*J$627))))))))","v":{"$error":"#REF!"}},{"$f":"IF(#REF!=\"Interconnector\",#REF!*1,IF(#REF!=\"Wind\",#REF!*0.7,IF(#REF!=\"Marine\",#REF!*0.7,IF(#REF!=\"Nuclear\",#REF!*0.85,IF(#REF!=\"Pumped_Storage\",#REF!*0.5,IF(#REF!=\"CCS\",#REF!*0.85,IF(#REF!=\"OCGT\",#REF!*0,IF(#REF!=\"\",0,#REF!*K$627))))))))","v":{"$error":"#REF!"}},{"$f":"IF(#REF!=\"Interconnector\",#REF!*1,IF(#REF!=\"Wind\",#REF!*0.7,IF(#REF!=\"Marine\",#REF!*0.7,IF(#REF!=\"Nuclear\",#REF!*0.85,IF(#REF!=\"Pumped_Storage\",#REF!*0.5,IF(#REF!=\"CCS\",#REF!*0.85,IF(#REF!=\"OCGT\",#REF!*0,IF(#REF!=\"\",0,#REF!*L$627))))))))","v":{"$error":"#REF!"}},{"$f":"IF(#REF!=\"Interconnector\",#REF!*1,IF(#REF!=\"Wind\",#REF!*0.7,IF(#REF!=\"Marine\",#REF!*0.7,IF(#REF!=\"Nuclear\",#REF!*0.85,IF(#REF!=\"Pumped_Storage\",#REF!*0.5,IF(#REF!=\"CCS\",#REF!*0.85,IF(#REF!=\"OCGT\",#REF!*0,IF(#REF!=\"\",0,#REF!*M$627))))))))","v":{"$error":"#REF!"}},{"$f":"IF(#REF!=\"Interconnector\",#REF!*1,IF(#REF!=\"Wind\",#REF!*0.7,IF(#REF!=\"Marine\",#REF!*0.7,IF(#REF!=\"Nuclear\",#REF!*0.85,IF(#REF!=\"Pumped_Storage\",#REF!*0.5,IF(#REF!=\"CCS\",#REF!*0.85,IF(#REF!=\"OCGT\",#REF!*0,IF(#REF!=\"\",0,#REF!*N$627))))))))","v":{"$error":"#REF!"}},{"$f":"IF(#REF!=\"Interconnector\",#REF!*1,IF(#REF!=\"Wind\",#REF!*0.7,IF(#REF!=\"Marine\",#REF!*0.7,IF(#REF!=\"Nuclear\",#REF!*0.85,IF(#REF!=\"Pumped_Storage\",#REF!*0.5,IF(#REF!=\"CCS\",#REF!*0.85,IF(#REF!=\"OCGT\",#REF!*0,IF(#REF!=\"\",0,#REF!*O$627))))))))","v":{"$error":"#REF!"}}]
[{"$f":"#REF!","v":{"$error":"#REF!"}},{"$f":"#REF!","v":{"$error":"#REF!"}},{"$f":"#REF!","v":{"$error":"#REF!"}},{"$f":"#REF!","v":{"$error":"#REF!"}},{"$f":"IF(#REF!=\"Interconnector\",#REF!*1,IF(#REF!=\"Wind\",#REF!*0.7,IF(#REF!=\"Marine\",#REF!*0.7,IF(#REF!=\"Nuclear\",#REF!*0.85,IF(#REF!=\"Pumped_Storage\",#REF!*0.5,IF(#REF!=\"CCS\",#REF!*0.85,IF(#REF!=\"OCGT\",#REF!*0,IF(#REF!=\"\",0,#REF!*E$627))))))))","v":{"$error":"#REF!"}},{"$f":"IF(#REF!=\"Interconnector\",#REF!*1,IF(#REF!=\"Wind\",#REF!*0.7,IF(#REF!=\"Marine\",#REF!*0.7,IF(#REF!=\"Nuclear\",#REF!*0.85,IF(#REF!=\"Pumped_Storage\",#REF!*0.5,IF(#REF!=\"CCS\",#REF!*0.85,IF(#REF!=\"OCGT\",#REF!*0,IF(#REF!=\"\",0,#REF!*F$627))))))))","v":{"$error":"#REF!"}},{"$f":"IF(#REF!=\"Interconnector\",#REF!*1,IF(#REF!=\"Wind\",#REF!*0.7,IF(#REF!=\"Marine\",#REF!*0.7,IF(#REF!=\"Nuclear\",#REF!*0.85,IF(#REF!=\"Pumped_Storage\",#REF!*0.5,IF(#REF!=\"CCS\",#REF!*0.85,IF(#REF!=\"OCGT\",#REF!*0,IF(#REF!=\"\",0,#REF!*G$627))))))))","v":{"$error":"#REF!"}},{"$f":"IF(#REF!=\"Interconnector\",#REF!*1,IF(#REF!=\"Wind\",#REF!*0.7,IF(#REF!=\"Marine\",#REF!*0.7,IF(#REF!=\"Nuclear\",#REF!*0.85,IF(#REF!=\"Pumped_Storage\",#REF!*0.5,IF(#REF!=\"CCS\",#REF!*0.85,IF(#REF!=\"OCGT\",#REF!*0,IF(#REF!=\"\",0,#REF!*H$627))))))))","v":{"$error":"#REF!"}},{"$f":"IF(#REF!=\"Interconnector\",#REF!*1,IF(#REF!=\"Wind\",#REF!*0.7,IF(#REF!=\"Marine\",#REF!*0.7,IF(#REF!=\"Nuclear\",#REF!*0.85,IF(#REF!=\"Pumped_Storage\",#REF!*0.5,IF(#REF!=\"CCS\",#REF!*0.85,IF(#REF!=\"OCGT\",#REF!*0,IF(#REF!=\"\",0,#REF!*I$627))))))))","v":{"$error":"#REF!"}},{"$f":"IF(#REF!=\"Interconnector\",#REF!*1,IF(#REF!=\"Wind\",#REF!*0.7,IF(#REF!=\"Marine\",#REF!*0.7,IF(#REF!=\"Nuclear\",#REF!*0.85,IF(#REF!=\"Pumped_Storage\",#REF!*0.5,IF(#REF!=\"CCS\",#REF!*0.85,IF(#REF!=\"OCGT\",#REF!*0,IF(#REF!=\"\",0,#REF!*J$627))))))))","v":{"$error":"#REF!"}},{"$f":"IF(#REF!=\"Interconnector\",#REF!*1,IF(#REF!=\"Wind\",#REF!*0.7,IF(#REF!=\"Marine\",#REF!*0.7,IF(#REF!=\"Nuclear\",#REF!*0.85,IF(#REF!=\"Pumped_Storage\",#REF!*0.5,IF(#REF!=\"CCS\",#REF!*0.85,IF(#REF!=\"OCGT\",#REF!*0,IF(#REF!=\"\",0,#REF!*K$627))))))))","v":{"$error":"#REF!"}},{"$f":"IF(#REF!=\"Interconnector\",#REF!*1,IF(#REF!=\"Wind\",#REF!*0.7,IF(#REF!=\"Marine\",#REF!*0.7,IF(#REF!=\"Nuclear\",#REF!*0.85,IF(#REF!=\"Pumped_Storage\",#REF!*0.5,IF(#REF!=\"CCS\",#REF!*0.85,IF(#REF!=\"OCGT\",#REF!*0,IF(#REF!=\"\",0,#REF!*L$627))))))))","v":{"$error":"#REF!"}},{"$f":"IF(#REF!=\"Interconnector\",#REF!*1,IF(#REF!=\"Wind\",#REF!*0.7,IF(#REF!=\"Marine\",#REF!*0.7,IF(#REF!=\"Nuclear\",#REF!*0.85,IF(#REF!=\"Pumped_Storage\",#REF!*0.5,IF(#REF!=\"CCS\",#REF!*0.85,IF(#REF!=\"OCGT\",#REF!*0,IF(#REF!=\"\",0,#REF!*M$627))))))))","v":{"$error":"#REF!"}},{"$f":"IF(#REF!=\"Interconnector\",#REF!*1,IF(#REF!=\"Wind\",#REF!*0.7,IF(#REF!=\"Marine\",#REF!*0.7,IF(#REF!=\"Nuclear\",#REF!*0.85,IF(#REF!=\"Pumped_Storage\",#REF!*0.5,IF(#REF!=\"CCS\",#REF!*0.85,IF(#REF!=\"OCGT\",#REF!*0,IF(#REF!=\"\",0,#REF!*N$627))))))))","v":{"$error":"#REF!"}},{"$f":"IF(#REF!=\"Interconnector\",#REF!*1,IF(#REF!=\"Wind\",#REF!*0.7,IF(#REF!=\"Marine\",#REF!*0.7,IF(#REF!=\"Nuclear\",#REF!*0.85,IF(#REF!=\"Pumped_Storage\",#REF!*0.5,IF(#REF!=\"CCS\",#REF!*0.85,IF(#REF!=\"OCGT\",#REF!*0,IF(#REF!=\"\",0,#REF!*O$627))))))))","v":{"$error":"#REF!"}}]
[{"$f":"#REF!","v":{"$error":"#REF!"}},{"$f":"#REF!","v":{"$error":"#REF!"}},{"$f":"#REF!","v":{"$error":"#REF!"}},{"$f":"#REF!","v":{"$error":"#REF!"}},{"$f":"IF(#REF!=\"Interconnector\",#REF!*1,IF(#REF!=\"Wind\",#REF!*0.7,IF(#REF!=\"Marine\",#REF!*0.7,IF(#REF!=\"Nuclear\",#REF!*0.85,IF(#REF!=\"Pumped_Storage\",#REF!*0.5,IF(#REF!=\"CCS\",#REF!*0.85,IF(#REF!=\"OCGT\",#REF!*0,IF(#REF!=\"\",0,#REF!*E$627))))))))","v":{"$error":"#REF!"}},{"$f":"IF(#REF!=\"Interconnector\",#REF!*1,IF(#REF!=\"Wind\",#REF!*0.7,IF(#REF!=\"Marine\",#REF!*0.7,IF(#REF!=\"Nuclear\",#REF!*0.85,IF(#REF!=\"Pumped_Storage\",#REF!*0.5,IF(#REF!=\"CCS\",#REF!*0.85,IF(#REF!=\"OCGT\",#REF!*0,IF(#REF!=\"\",0,#REF!*F$627))))))))","v":{"$error":"#REF!"}},{"$f":"IF(#REF!=\"Interconnector\",#REF!*1,IF(#REF!=\"Wind\",#REF!*0.7,IF(#REF!=\"Marine\",#REF!*0.7,IF(#REF!=\"Nuclear\",#REF!*0.85,IF(#REF!=\"Pumped_Storage\",#REF!*0.5,IF(#REF!=\"CCS\",#REF!*0.85,IF(#REF!=\"OCGT\",#REF!*0,IF(#REF!=\"\",0,#REF!*G$627))))))))","v":{"$error":"#REF!"}},{"$f":"IF(#REF!=\"Interconnector\",#REF!*1,IF(#REF!=\"Wind\",#REF!*0.7,IF(#REF!=\"Marine\",#REF!*0.7,IF(#REF!=\"Nuclear\",#REF!*0.85,IF(#REF!=\"Pumped_Storage\",#REF!*0.5,IF(#REF!=\"CCS\",#REF!*0.85,IF(#REF!=\"OCGT\",#REF!*0,IF(#REF!=\"\",0,#REF!*H$627))))))))","v":{"$error":"#REF!"}},{"$f":"IF(#REF!=\"Interconnector\",#REF!*1,IF(#REF!=\"Wind\",#REF!*0.7,IF(#REF!=\"Marine\",#REF!*0.7,IF(#REF!=\"Nuclear\",#REF!*0.85,IF(#REF!=\"Pumped_Storage\",#REF!*0.5,IF(#REF!=\"CCS\",#REF!*0.85,IF(#REF!=\"OCGT\",#REF!*0,IF(#REF!=\"\",0,#REF!*I$627))))))))","v":{"$error":"#REF!"}},{"$f":"IF(#REF!=\"Interconnector\",#REF!*1,IF(#REF!=\"Wind\",#REF!*0.7,IF(#REF!=\"Marine\",#REF!*0.7,IF(#REF!=\"Nuclear\",#REF!*0.85,IF(#REF!=\"Pumped_Storage\",#REF!*0.5,IF(#REF!=\"CCS\",#REF!*0.85,IF(#REF!=\"OCGT\",#REF!*0,IF(#REF!=\"\",0,#REF!*J$627))))))))","v":{"$error":"#REF!"}},{"$f":"IF(#REF!=\"Interconnector\",#REF!*1,IF(#REF!=\"Wind\",#REF!*0.7,IF(#REF!=\"Marine\",#REF!*0.7,IF(#REF!=\"Nuclear\",#REF!*0.85,IF(#REF!=\"Pumped_Storage\",#REF!*0.5,IF(#REF!=\"CCS\",#REF!*0.85,IF(#REF!=\"OCGT\",#REF!*0,IF(#REF!=\"\",0,#REF!*K$627))))))))","v":{"$error":"#REF!"}},{"$f":"IF(#REF!=\"Interconnector\",#REF!*1,IF(#REF!=\"Wind\",#REF!*0.7,IF(#REF!=\"Marine\",#REF!*0.7,IF(#REF!=\"Nuclear\",#REF!*0.85,IF(#REF!=\"Pumped_Storage\",#REF!*0.5,IF(#REF!=\"CCS\",#REF!*0.85,IF(#REF!=\"OCGT\",#REF!*0,IF(#REF!=\"\",0,#REF!*L$627))))))))","v":{"$error":"#REF!"}},{"$f":"IF(#REF!=\"Interconnector\",#REF!*1,IF(#REF!=\"Wind\",#REF!*0.7,IF(#REF!=\"Marine\",#REF!*0.7,IF(#REF!=\"Nuclear\",#REF!*0.85,IF(#REF!=\"Pumped_Storage\",#REF!*0.5,IF(#REF!=\"CCS\",#REF!*0.85,IF(#REF!=\"OCGT\",#REF!*0,IF(#REF!=\"\",0,#REF!*M$627))))))))","v":{"$error":"#REF!"}},{"$f":"IF(#REF!=\"Interconnector\",#REF!*1,IF(#REF!=\"Wind\",#REF!*0.7,IF(#REF!=\"Marine\",#REF!*0.7,IF(#REF!=\"Nuclear\",#REF!*0.85,IF(#REF!=\"Pumped_Storage\",#REF!*0.5,IF(#REF!=\"CCS\",#REF!*0.85,IF(#REF!=\"OCGT\",#REF!*0,IF(#REF!=\"\",0,#REF!*N$627))))))))","v":{"$error":"#REF!"}},{"$f":"IF(#REF!=\"Interconnector\",#REF!*1,IF(#REF!=\"Wind\",#REF!*0.7,IF(#REF!=\"Marine\",#REF!*0.7,IF(#REF!=\"Nuclear\",#REF!*0.85,IF(#REF!=\"Pumped_Storage\",#REF!*0.5,IF(#REF!=\"CCS\",#REF!*0.85,IF(#REF!=\"OCGT\",#REF!*0,IF(#REF!=\"\",0,#REF!*O$627))))))))","v":{"$error":"#REF!"}}]
[{"$f":"#REF!","v":{"$error":"#REF!"}},{"$f":"#REF!","v":{"$error":"#REF!"}},{"$f":"#REF!","v":{"$error":"#REF!"}},{"$f":"#REF!","v":{"$error":"#REF!"}},{"$f":"IF(#REF!=\"Interconnector\",#REF!*1,IF(#REF!=\"Wind\",#REF!*0.7,IF(#REF!=\"Marine\",#REF!*0.7,IF(#REF!=\"Nuclear\",#REF!*0.85,IF(#REF!=\"Pumped_Storage\",#REF!*0.5,IF(#REF!=\"CCS\",#REF!*0.85,IF(#REF!=\"OCGT\",#REF!*0,IF(#REF!=\"\",0,#REF!*E$627))))))))","v":{"$error":"#REF!"}},{"$f":"IF(#REF!=\"Interconnector\",#REF!*1,IF(#REF!=\"Wind\",#REF!*0.7,IF(#REF!=\"Marine\",#REF!*0.7,IF(#REF!=\"Nuclear\",#REF!*0.85,IF(#REF!=\"Pumped_Storage\",#REF!*0.5,IF(#REF!=\"CCS\",#REF!*0.85,IF(#REF!=\"OCGT\",#REF!*0,IF(#REF!=\"\",0,#REF!*F$627))))))))","v":{"$error":"#REF!"}},{"$f":"IF(#REF!=\"Interconnector\",#REF!*1,IF(#REF!=\"Wind\",#REF!*0.7,IF(#REF!=\"Marine\",#REF!*0.7,IF(#REF!=\"Nuclear\",#REF!*0.85,IF(#REF!=\"Pumped_Storage\",#REF!*0.5,IF(#REF!=\"CCS\",#REF!*0.85,IF(#REF!=\"OCGT\",#REF!*0,IF(#REF!=\"\",0,#REF!*G$627))))))))","v":{"$error":"#REF!"}},{"$f":"IF(#REF!=\"Interconnector\",#REF!*1,IF(#REF!=\"Wind\",#REF!*0.7,IF(#REF!=\"Marine\",#REF!*0.7,IF(#REF!=\"Nuclear\",#REF!*0.85,IF(#REF!=\"Pumped_Storage\",#REF!*0.5,IF(#REF!=\"CCS\",#REF!*0.85,IF(#REF!=\"OCGT\",#REF!*0,IF(#REF!=\"\",0,#REF!*H$627))))))))","v":{"$error":"#REF!"}},{"$f":"IF(#REF!=\"Interconnector\",#REF!*1,IF(#REF!=\"Wind\",#REF!*0.7,IF(#REF!=\"Marine\",#REF!*0.7,IF(#REF!=\"Nuclear\",#REF!*0.85,IF(#REF!=\"Pumped_Storage\",#REF!*0.5,IF(#REF!=\"CCS\",#REF!*0.85,IF(#REF!=\"OCGT\",#REF!*0,IF(#REF!=\"\",0,#REF!*I$627))))))))","v":{"$error":"#REF!"}},{"$f":"IF(#REF!=\"Interconnector\",#REF!*1,IF(#REF!=\"Wind\",#REF!*0.7,IF(#REF!=\"Marine\",#REF!*0.7,IF(#REF!=\"Nuclear\",#REF!*0.85,IF(#REF!=\"Pumped_Storage\",#REF!*0.5,IF(#REF!=\"CCS\",#REF!*0.85,IF(#REF!=\"OCGT\",#REF!*0,IF(#REF!=\"\",0,#REF!*J$627))))))))","v":{"$error":"#REF!"}},{"$f":"IF(#REF!=\"Interconnector\",#REF!*1,IF(#REF!=\"Wind\",#REF!*0.7,IF(#REF!=\"Marine\",#REF!*0.7,IF(#REF!=\"Nuclear\",#REF!*0.85,IF(#REF!=\"Pumped_Storage\",#REF!*0.5,IF(#REF!=\"CCS\",#REF!*0.85,IF(#REF!=\"OCGT\",#REF!*0,IF(#REF!=\"\",0,#REF!*K$627))))))))","v":{"$error":"#REF!"}},{"$f":"IF(#REF!=\"Interconnector\",#REF!*1,IF(#REF!=\"Wind\",#REF!*0.7,IF(#REF!=\"Marine\",#REF!*0.7,IF(#REF!=\"Nuclear\",#REF!*0.85,IF(#REF!=\"Pumped_Storage\",#REF!*0.5,IF(#REF!=\"CCS\",#REF!*0.85,IF(#REF!=\"OCGT\",#REF!*0,IF(#REF!=\"\",0,#REF!*L$627))))))))","v":{"$error":"#REF!"}},{"$f":"IF(#REF!=\"Interconnector\",#REF!*1,IF(#REF!=\"Wind\",#REF!*0.7,IF(#REF!=\"Marine\",#REF!*0.7,IF(#REF!=\"Nuclear\",#REF!*0.85,IF(#REF!=\"Pumped_Storage\",#REF!*0.5,IF(#REF!=\"CCS\",#REF!*0.85,IF(#REF!=\"OCGT\",#REF!*0,IF(#REF!=\"\",0,#REF!*M$627))))))))","v":{"$error":"#REF!"}},{"$f":"IF(#REF!=\"Interconnector\",#REF!*1,IF(#REF!=\"Wind\",#REF!*0.7,IF(#REF!=\"Marine\",#REF!*0.7,IF(#REF!=\"Nuclear\",#REF!*0.85,IF(#REF!=\"Pumped_Storage\",#REF!*0.5,IF(#REF!=\"CCS\",#REF!*0.85,IF(#REF!=\"OCGT\",#REF!*0,IF(#REF!=\"\",0,#REF!*N$627))))))))","v":{"$error":"#REF!"}},{"$f":"IF(#REF!=\"Interconnector\",#REF!*1,IF(#REF!=\"Wind\",#REF!*0.7,IF(#REF!=\"Marine\",#REF!*0.7,IF(#REF!=\"Nuclear\",#REF!*0.85,IF(#REF!=\"Pumped_Storage\",#REF!*0.5,IF(#REF!=\"CCS\",#REF!*0.85,IF(#REF!=\"OCGT\",#REF!*0,IF(#REF!=\"\",0,#REF!*O$627))))))))","v":{"$error":"#REF!"}}]
[{"$f":"#REF!","v":{"$error":"#REF!"}},{"$f":"#REF!","v":{"$error":"#REF!"}},{"$f":"#REF!","v":{"$error":"#REF!"}},{"$f":"#REF!","v":{"$error":"#REF!"}},{"$f":"IF(#REF!=\"Interconnector\",#REF!*1,IF(#REF!=\"Wind\",#REF!*0.7,IF(#REF!=\"Marine\",#REF!*0.7,IF(#REF!=\"Nuclear\",#REF!*0.85,IF(#REF!=\"Pumped_Storage\",#REF!*0.5,IF(#REF!=\"CCS\",#REF!*0.85,IF(#REF!=\"OCGT\",#REF!*0,IF(#REF!=\"\",0,#REF!*E$627))))))))","v":{"$error":"#REF!"}},{"$f":"IF(#REF!=\"Interconnector\",#REF!*1,IF(#REF!=\"Wind\",#REF!*0.7,IF(#REF!=\"Marine\",#REF!*0.7,IF(#REF!=\"Nuclear\",#REF!*0.85,IF(#REF!=\"Pumped_Storage\",#REF!*0.5,IF(#REF!=\"CCS\",#REF!*0.85,IF(#REF!=\"OCGT\",#REF!*0,IF(#REF!=\"\",0,#REF!*F$627))))))))","v":{"$error":"#REF!"}},{"$f":"IF(#REF!=\"Interconnector\",#REF!*1,IF(#REF!=\"Wind\",#REF!*0.7,IF(#REF!=\"Marine\",#REF!*0.7,IF(#REF!=\"Nuclear\",#REF!*0.85,IF(#REF!=\"Pumped_Storage\",#REF!*0.5,IF(#REF!=\"CCS\",#REF!*0.85,IF(#REF!=\"OCGT\",#REF!*0,IF(#REF!=\"\",0,#REF!*G$627))))))))","v":{"$error":"#REF!"}},{"$f":"IF(#REF!=\"Interconnector\",#REF!*1,IF(#REF!=\"Wind\",#REF!*0.7,IF(#REF!=\"Marine\",#REF!*0.7,IF(#REF!=\"Nuclear\",#REF!*0.85,IF(#REF!=\"Pumped_Storage\",#REF!*0.5,IF(#REF!=\"CCS\",#REF!*0.85,IF(#REF!=\"OCGT\",#REF!*0,IF(#REF!=\"\",0,#REF!*H$627))))))))","v":{"$error":"#REF!"}},{"$f":"IF(#REF!=\"Interconnector\",#REF!*1,IF(#REF!=\"Wind\",#REF!*0.7,IF(#REF!=\"Marine\",#REF!*0.7,IF(#REF!=\"Nuclear\",#REF!*0.85,IF(#REF!=\"Pumped_Storage\",#REF!*0.5,IF(#REF!=\"CCS\",#REF!*0.85,IF(#REF!=\"OCGT\",#REF!*0,IF(#REF!=\"\",0,#REF!*I$627))))))))","v":{"$error":"#REF!"}},{"$f":"IF(#REF!=\"Interconnector\",#REF!*1,IF(#REF!=\"Wind\",#REF!*0.7,IF(#REF!=\"Marine\",#REF!*0.7,IF(#REF!=\"Nuclear\",#REF!*0.85,IF(#REF!=\"Pumped_Storage\",#REF!*0.5,IF(#REF!=\"CCS\",#REF!*0.85,IF(#REF!=\"OCGT\",#REF!*0,IF(#REF!=\"\",0,#REF!*J$627))))))))","v":{"$error":"#REF!"}},{"$f":"IF(#REF!=\"Interconnector\",#REF!*1,IF(#REF!=\"Wind\",#REF!*0.7,IF(#REF!=\"Marine\",#REF!*0.7,IF(#REF!=\"Nuclear\",#REF!*0.85,IF(#REF!=\"Pumped_Storage\",#REF!*0.5,IF(#REF!=\"CCS\",#REF!*0.85,IF(#REF!=\"OCGT\",#REF!*0,IF(#REF!=\"\",0,#REF!*K$627))))))))","v":{"$error":"#REF!"}},{"$f":"IF(#REF!=\"Interconnector\",#REF!*1,IF(#REF!=\"Wind\",#REF!*0.7,IF(#REF!=\"Marine\",#REF!*0.7,IF(#REF!=\"Nuclear\",#REF!*0.85,IF(#REF!=\"Pumped_Storage\",#REF!*0.5,IF(#REF!=\"CCS\",#REF!*0.85,IF(#REF!=\"OCGT\",#REF!*0,IF(#REF!=\"\",0,#REF!*L$627))))))))","v":{"$error":"#REF!"}},{"$f":"IF(#REF!=\"Interconnector\",#REF!*1,IF(#REF!=\"Wind\",#REF!*0.7,IF(#REF!=\"Marine\",#REF!*0.7,IF(#REF!=\"Nuclear\",#REF!*0.85,IF(#REF!=\"Pumped_Storage\",#REF!*0.5,IF(#REF!=\"CCS\",#REF!*0.85,IF(#REF!=\"OCGT\",#REF!*0,IF(#REF!=\"\",0,#REF!*M$627))))))))","v":{"$error":"#REF!"}},{"$f":"IF(#REF!=\"Interconnector\",#REF!*1,IF(#REF!=\"Wind\",#REF!*0.7,IF(#REF!=\"Marine\",#REF!*0.7,IF(#REF!=\"Nuclear\",#REF!*0.85,IF(#REF!=\"Pumped_Storage\",#REF!*0.5,IF(#REF!=\"CCS\",#REF!*0.85,IF(#REF!=\"OCGT\",#REF!*0,IF(#REF!=\"\",0,#REF!*N$627))))))))","v":{"$error":"#REF!"}},{"$f":"IF(#REF!=\"Interconnector\",#REF!*1,IF(#REF!=\"Wind\",#REF!*0.7,IF(#REF!=\"Marine\",#REF!*0.7,IF(#REF!=\"Nuclear\",#REF!*0.85,IF(#REF!=\"Pumped_Storage\",#REF!*0.5,IF(#REF!=\"CCS\",#REF!*0.85,IF(#REF!=\"OCGT\",#REF!*0,IF(#REF!=\"\",0,#REF!*O$627))))))))","v":{"$error":"#REF!"}}]
[{"$f":"#REF!","v":{"$error":"#REF!"}},{"$f":"#REF!","v":{"$error":"#REF!"}},{"$f":"#REF!","v":{"$error":"#REF!"}},{"$f":"#REF!","v":{"$error":"#REF!"}},{"$f":"IF(#REF!=\"Interconnector\",#REF!*1,IF(#REF!=\"Wind\",#REF!*0.7,IF(#REF!=\"Marine\",#REF!*0.7,IF(#REF!=\"Nuclear\",#REF!*0.85,IF(#REF!=\"Pumped_Storage\",#REF!*0.5,IF(#REF!=\"CCS\",#REF!*0.85,IF(#REF!=\"OCGT\",#REF!*0,IF(#REF!=\"\",0,#REF!*E$627))))))))","v":{"$error":"#REF!"}},{"$f":"IF(#REF!=\"Interconnector\",#REF!*1,IF(#REF!=\"Wind\",#REF!*0.7,IF(#REF!=\"Marine\",#REF!*0.7,IF(#REF!=\"Nuclear\",#REF!*0.85,IF(#REF!=\"Pumped_Storage\",#REF!*0.5,IF(#REF!=\"CCS\",#REF!*0.85,IF(#REF!=\"OCGT\",#REF!*0,IF(#REF!=\"\",0,#REF!*F$627))))))))","v":{"$error":"#REF!"}},{"$f":"IF(#REF!=\"Interconnector\",#REF!*1,IF(#REF!=\"Wind\",#REF!*0.7,IF(#REF!=\"Marine\",#REF!*0.7,IF(#REF!=\"Nuclear\",#REF!*0.85,IF(#REF!=\"Pumped_Storage\",#REF!*0.5,IF(#REF!=\"CCS\",#REF!*0.85,IF(#REF!=\"OCGT\",#REF!*0,IF(#REF!=\"\",0,#REF!*G$627))))))))","v":{"$error":"#REF!"}},{"$f":"IF(#REF!=\"Interconnector\",#REF!*1,IF(#REF!=\"Wind\",#REF!*0.7,IF(#REF!=\"Marine\",#REF!*0.7,IF(#REF!=\"Nuclear\",#REF!*0.85,IF(#REF!=\"Pumped_Storage\",#REF!*0.5,IF(#REF!=\"CCS\",#REF!*0.85,IF(#REF!=\"OCGT\",#REF!*0,IF(#REF!=\"\",0,#REF!*H$627))))))))","v":{"$error":"#REF!"}},{"$f":"IF(#REF!=\"Interconnector\",#REF!*1,IF(#REF!=\"Wind\",#REF!*0.7,IF(#REF!=\"Marine\",#REF!*0.7,IF(#REF!=\"Nuclear\",#REF!*0.85,IF(#REF!=\"Pumped_Storage\",#REF!*0.5,IF(#REF!=\"CCS\",#REF!*0.85,IF(#REF!=\"OCGT\",#REF!*0,IF(#REF!=\"\",0,#REF!*I$627))))))))","v":{"$error":"#REF!"}},{"$f":"IF(#REF!=\"Interconnector\",#REF!*1,IF(#REF!=\"Wind\",#REF!*0.7,IF(#REF!=\"Marine\",#REF!*0.7,IF(#REF!=\"Nuclear\",#REF!*0.85,IF(#REF!=\"Pumped_Storage\",#REF!*0.5,IF(#REF!=\"CCS\",#REF!*0.85,IF(#REF!=\"OCGT\",#REF!*0,IF(#REF!=\"\",0,#REF!*J$627))))))))","v":{"$error":"#REF!"}},{"$f":"IF(#REF!=\"Interconnector\",#REF!*1,IF(#REF!=\"Wind\",#REF!*0.7,IF(#REF!=\"Marine\",#REF!*0.7,IF(#REF!=\"Nuclear\",#REF!*0.85,IF(#REF!=\"Pumped_Storage\",#REF!*0.5,IF(#REF!=\"CCS\",#REF!*0.85,IF(#REF!=\"OCGT\",#REF!*0,IF(#REF!=\"\",0,#REF!*K$627))))))))","v":{"$error":"#REF!"}},{"$f":"IF(#REF!=\"Interconnector\",#REF!*1,IF(#REF!=\"Wind\",#REF!*0.7,IF(#REF!=\"Marine\",#REF!*0.7,IF(#REF!=\"Nuclear\",#REF!*0.85,IF(#REF!=\"Pumped_Storage\",#REF!*0.5,IF(#REF!=\"CCS\",#REF!*0.85,IF(#REF!=\"OCGT\",#REF!*0,IF(#REF!=\"\",0,#REF!*L$627))))))))","v":{"$error":"#REF!"}},{"$f":"IF(#REF!=\"Interconnector\",#REF!*1,IF(#REF!=\"Wind\",#REF!*0.7,IF(#REF!=\"Marine\",#REF!*0.7,IF(#REF!=\"Nuclear\",#REF!*0.85,IF(#REF!=\"Pumped_Storage\",#REF!*0.5,IF(#REF!=\"CCS\",#REF!*0.85,IF(#REF!=\"OCGT\",#REF!*0,IF(#REF!=\"\",0,#REF!*M$627))))))))","v":{"$error":"#REF!"}},{"$f":"IF(#REF!=\"Interconnector\",#REF!*1,IF(#REF!=\"Wind\",#REF!*0.7,IF(#REF!=\"Marine\",#REF!*0.7,IF(#REF!=\"Nuclear\",#REF!*0.85,IF(#REF!=\"Pumped_Storage\",#REF!*0.5,IF(#REF!=\"CCS\",#REF!*0.85,IF(#REF!=\"OCGT\",#REF!*0,IF(#REF!=\"\",0,#REF!*N$627))))))))","v":{"$error":"#REF!"}},{"$f":"IF(#REF!=\"Interconnector\",#REF!*1,IF(#REF!=\"Wind\",#REF!*0.7,IF(#REF!=\"Marine\",#REF!*0.7,IF(#REF!=\"Nuclear\",#REF!*0.85,IF(#REF!=\"Pumped_Storage\",#REF!*0.5,IF(#REF!=\"CCS\",#REF!*0.85,IF(#REF!=\"OCGT\",#REF!*0,IF(#REF!=\"\",0,#REF!*O$627))))))))","v":{"$error":"#REF!"}}]
[{"$f":"#REF!","v":{"$error":"#REF!"}},{"$f":"#REF!","v":{"$error":"#REF!"}},{"$f":"#REF!","v":{"$error":"#REF!"}},{"$f":"#REF!","v":{"$error":"#REF!"}},{"$f":"IF(#REF!=\"Interconnector\",#REF!*1,IF(#REF!=\"Wind\",#REF!*0.7,IF(#REF!=\"Marine\",#REF!*0.7,IF(#REF!=\"Nuclear\",#REF!*0.85,IF(#REF!=\"Pumped_Storage\",#REF!*0.5,IF(#REF!=\"CCS\",#REF!*0.85,IF(#REF!=\"OCGT\",#REF!*0,IF(#REF!=\"\",0,#REF!*E$627))))))))","v":{"$error":"#REF!"}},{"$f":"IF(#REF!=\"Interconnector\",#REF!*1,IF(#REF!=\"Wind\",#REF!*0.7,IF(#REF!=\"Marine\",#REF!*0.7,IF(#REF!=\"Nuclear\",#REF!*0.85,IF(#REF!=\"Pumped_Storage\",#REF!*0.5,IF(#REF!=\"CCS\",#REF!*0.85,IF(#REF!=\"OCGT\",#REF!*0,IF(#REF!=\"\",0,#REF!*F$627))))))))","v":{"$error":"#REF!"}},{"$f":"IF(#REF!=\"Interconnector\",#REF!*1,IF(#REF!=\"Wind\",#REF!*0.7,IF(#REF!=\"Marine\",#REF!*0.7,IF(#REF!=\"Nuclear\",#REF!*0.85,IF(#REF!=\"Pumped_Storage\",#REF!*0.5,IF(#REF!=\"CCS\",#REF!*0.85,IF(#REF!=\"OCGT\",#REF!*0,IF(#REF!=\"\",0,#REF!*G$627))))))))","v":{"$error":"#REF!"}},{"$f":"IF(#REF!=\"Interconnector\",#REF!*1,IF(#REF!=\"Wind\",#REF!*0.7,IF(#REF!=\"Marine\",#REF!*0.7,IF(#REF!=\"Nuclear\",#REF!*0.85,IF(#REF!=\"Pumped_Storage\",#REF!*0.5,IF(#REF!=\"CCS\",#REF!*0.85,IF(#REF!=\"OCGT\",#REF!*0,IF(#REF!=\"\",0,#REF!*H$627))))))))","v":{"$error":"#REF!"}},{"$f":"IF(#REF!=\"Interconnector\",#REF!*1,IF(#REF!=\"Wind\",#REF!*0.7,IF(#REF!=\"Marine\",#REF!*0.7,IF(#REF!=\"Nuclear\",#REF!*0.85,IF(#REF!=\"Pumped_Storage\",#REF!*0.5,IF(#REF!=\"CCS\",#REF!*0.85,IF(#REF!=\"OCGT\",#REF!*0,IF(#REF!=\"\",0,#REF!*I$627))))))))","v":{"$error":"#REF!"}},{"$f":"IF(#REF!=\"Interconnector\",#REF!*1,IF(#REF!=\"Wind\",#REF!*0.7,IF(#REF!=\"Marine\",#REF!*0.7,IF(#REF!=\"Nuclear\",#REF!*0.85,IF(#REF!=\"Pumped_Storage\",#REF!*0.5,IF(#REF!=\"CCS\",#REF!*0.85,IF(#REF!=\"OCGT\",#REF!*0,IF(#REF!=\"\",0,#REF!*J$627))))))))","v":{"$error":"#REF!"}},{"$f":"IF(#REF!=\"Interconnector\",#REF!*1,IF(#REF!=\"Wind\",#REF!*0.7,IF(#REF!=\"Marine\",#REF!*0.7,IF(#REF!=\"Nuclear\",#REF!*0.85,IF(#REF!=\"Pumped_Storage\",#REF!*0.5,IF(#REF!=\"CCS\",#REF!*0.85,IF(#REF!=\"OCGT\",#REF!*0,IF(#REF!=\"\",0,#REF!*K$627))))))))","v":{"$error":"#REF!"}},{"$f":"IF(#REF!=\"Interconnector\",#REF!*1,IF(#REF!=\"Wind\",#REF!*0.7,IF(#REF!=\"Marine\",#REF!*0.7,IF(#REF!=\"Nuclear\",#REF!*0.85,IF(#REF!=\"Pumped_Storage\",#REF!*0.5,IF(#REF!=\"CCS\",#REF!*0.85,IF(#REF!=\"OCGT\",#REF!*0,IF(#REF!=\"\",0,#REF!*L$627))))))))","v":{"$error":"#REF!"}},{"$f":"IF(#REF!=\"Interconnector\",#REF!*1,IF(#REF!=\"Wind\",#REF!*0.7,IF(#REF!=\"Marine\",#REF!*0.7,IF(#REF!=\"Nuclear\",#REF!*0.85,IF(#REF!=\"Pumped_Storage\",#REF!*0.5,IF(#REF!=\"CCS\",#REF!*0.85,IF(#REF!=\"OCGT\",#REF!*0,IF(#REF!=\"\",0,#REF!*M$627))))))))","v":{"$error":"#REF!"}},{"$f":"IF(#REF!=\"Interconnector\",#REF!*1,IF(#REF!=\"Wind\",#REF!*0.7,IF(#REF!=\"Marine\",#REF!*0.7,IF(#REF!=\"Nuclear\",#REF!*0.85,IF(#REF!=\"Pumped_Storage\",#REF!*0.5,IF(#REF!=\"CCS\",#REF!*0.85,IF(#REF!=\"OCGT\",#REF!*0,IF(#REF!=\"\",0,#REF!*N$627))))))))","v":{"$error":"#REF!"}},{"$f":"IF(#REF!=\"Interconnector\",#REF!*1,IF(#REF!=\"Wind\",#REF!*0.7,IF(#REF!=\"Marine\",#REF!*0.7,IF(#REF!=\"Nuclear\",#REF!*0.85,IF(#REF!=\"Pumped_Storage\",#REF!*0.5,IF(#REF!=\"CCS\",#REF!*0.85,IF(#REF!=\"OCGT\",#REF!*0,IF(#REF!=\"\",0,#REF!*O$627))))))))","v":{"$error":"#REF!"}}]
[{"$f":"#REF!","v":{"$error":"#REF!"}},{"$f":"#REF!","v":{"$error":"#REF!"}},{"$f":"#REF!","v":{"$error":"#REF!"}},{"$f":"#REF!","v":{"$error":"#REF!"}},{"$f":"IF(#REF!=\"Interconnector\",#REF!*1,IF(#REF!=\"Wind\",#REF!*0.7,IF(#REF!=\"Marine\",#REF!*0.7,IF(#REF!=\"Nuclear\",#REF!*0.85,IF(#REF!=\"Pumped_Storage\",#REF!*0.5,IF(#REF!=\"CCS\",#REF!*0.85,IF(#REF!=\"OCGT\",#REF!*0,IF(#REF!=\"\",0,#REF!*E$627))))))))","v":{"$error":"#REF!"}},{"$f":"IF(#REF!=\"Interconnector\",#REF!*1,IF(#REF!=\"Wind\",#REF!*0.7,IF(#REF!=\"Marine\",#REF!*0.7,IF(#REF!=\"Nuclear\",#REF!*0.85,IF(#REF!=\"Pumped_Storage\",#REF!*0.5,IF(#REF!=\"CCS\",#REF!*0.85,IF(#REF!=\"OCGT\",#REF!*0,IF(#REF!=\"\",0,#REF!*F$627))))))))","v":{"$error":"#REF!"}},{"$f":"IF(#REF!=\"Interconnector\",#REF!*1,IF(#REF!=\"Wind\",#REF!*0.7,IF(#REF!=\"Marine\",#REF!*0.7,IF(#REF!=\"Nuclear\",#REF!*0.85,IF(#REF!=\"Pumped_Storage\",#REF!*0.5,IF(#REF!=\"CCS\",#REF!*0.85,IF(#REF!=\"OCGT\",#REF!*0,IF(#REF!=\"\",0,#REF!*G$627))))))))","v":{"$error":"#REF!"}},{"$f":"IF(#REF!=\"Interconnector\",#REF!*1,IF(#REF!=\"Wind\",#REF!*0.7,IF(#REF!=\"Marine\",#REF!*0.7,IF(#REF!=\"Nuclear\",#REF!*0.85,IF(#REF!=\"Pumped_Storage\",#REF!*0.5,IF(#REF!=\"CCS\",#REF!*0.85,IF(#REF!=\"OCGT\",#REF!*0,IF(#REF!=\"\",0,#REF!*H$627))))))))","v":{"$error":"#REF!"}},{"$f":"IF(#REF!=\"Interconnector\",#REF!*1,IF(#REF!=\"Wind\",#REF!*0.7,IF(#REF!=\"Marine\",#REF!*0.7,IF(#REF!=\"Nuclear\",#REF!*0.85,IF(#REF!=\"Pumped_Storage\",#REF!*0.5,IF(#REF!=\"CCS\",#REF!*0.85,IF(#REF!=\"OCGT\",#REF!*0,IF(#REF!=\"\",0,#REF!*I$627))))))))","v":{"$error":"#REF!"}},{"$f":"IF(#REF!=\"Interconnector\",#REF!*1,IF(#REF!=\"Wind\",#REF!*0.7,IF(#REF!=\"Marine\",#REF!*0.7,IF(#REF!=\"Nuclear\",#REF!*0.85,IF(#REF!=\"Pumped_Storage\",#REF!*0.5,IF(#REF!=\"CCS\",#REF!*0.85,IF(#REF!=\"OCGT\",#REF!*0,IF(#REF!=\"\",0,#REF!*J$627))))))))","v":{"$error":"#REF!"}},{"$f":"IF(#REF!=\"Interconnector\",#REF!*1,IF(#REF!=\"Wind\",#REF!*0.7,IF(#REF!=\"Marine\",#REF!*0.7,IF(#REF!=\"Nuclear\",#REF!*0.85,IF(#REF!=\"Pumped_Storage\",#REF!*0.5,IF(#REF!=\"CCS\",#REF!*0.85,IF(#REF!=\"OCGT\",#REF!*0,IF(#REF!=\"\",0,#REF!*K$627))))))))","v":{"$error":"#REF!"}},{"$f":"IF(#REF!=\"Interconnector\",#REF!*1,IF(#REF!=\"Wind\",#REF!*0.7,IF(#REF!=\"Marine\",#REF!*0.7,IF(#REF!=\"Nuclear\",#REF!*0.85,IF(#REF!=\"Pumped_Storage\",#REF!*0.5,IF(#REF!=\"CCS\",#REF!*0.85,IF(#REF!=\"OCGT\",#REF!*0,IF(#REF!=\"\",0,#REF!*L$627))))))))","v":{"$error":"#REF!"}},{"$f":"IF(#REF!=\"Interconnector\",#REF!*1,IF(#REF!=\"Wind\",#REF!*0.7,IF(#REF!=\"Marine\",#REF!*0.7,IF(#REF!=\"Nuclear\",#REF!*0.85,IF(#REF!=\"Pumped_Storage\",#REF!*0.5,IF(#REF!=\"CCS\",#REF!*0.85,IF(#REF!=\"OCGT\",#REF!*0,IF(#REF!=\"\",0,#REF!*M$627))))))))","v":{"$error":"#REF!"}},{"$f":"IF(#REF!=\"Interconnector\",#REF!*1,IF(#REF!=\"Wind\",#REF!*0.7,IF(#REF!=\"Marine\",#REF!*0.7,IF(#REF!=\"Nuclear\",#REF!*0.85,IF(#REF!=\"Pumped_Storage\",#REF!*0.5,IF(#REF!=\"CCS\",#REF!*0.85,IF(#REF!=\"OCGT\",#REF!*0,IF(#REF!=\"\",0,#REF!*N$627))))))))","v":{"$error":"#REF!"}},{"$f":"IF(#REF!=\"Interconnector\",#REF!*1,IF(#REF!=\"Wind\",#REF!*0.7,IF(#REF!=\"Marine\",#REF!*0.7,IF(#REF!=\"Nuclear\",#REF!*0.85,IF(#REF!=\"Pumped_Storage\",#REF!*0.5,IF(#REF!=\"CCS\",#REF!*0.85,IF(#REF!=\"OCGT\",#REF!*0,IF(#REF!=\"\",0,#REF!*O$627))))))))","v":{"$error":"#REF!"}}]
[{"$f":"#REF!","v":{"$error":"#REF!"}},{"$f":"#REF!","v":{"$error":"#REF!"}},{"$f":"#REF!","v":{"$error":"#REF!"}},{"$f":"#REF!","v":{"$error":"#REF!"}},{"$f":"IF(#REF!=\"Interconnector\",#REF!*1,IF(#REF!=\"Wind\",#REF!*0.7,IF(#REF!=\"Marine\",#REF!*0.7,IF(#REF!=\"Nuclear\",#REF!*0.85,IF(#REF!=\"Pumped_Storage\",#REF!*0.5,IF(#REF!=\"CCS\",#REF!*0.85,IF(#REF!=\"OCGT\",#REF!*0,IF(#REF!=\"\",0,#REF!*E$627))))))))","v":{"$error":"#REF!"}},{"$f":"IF(#REF!=\"Interconnector\",#REF!*1,IF(#REF!=\"Wind\",#REF!*0.7,IF(#REF!=\"Marine\",#REF!*0.7,IF(#REF!=\"Nuclear\",#REF!*0.85,IF(#REF!=\"Pumped_Storage\",#REF!*0.5,IF(#REF!=\"CCS\",#REF!*0.85,IF(#REF!=\"OCGT\",#REF!*0,IF(#REF!=\"\",0,#REF!*F$627))))))))","v":{"$error":"#REF!"}},{"$f":"IF(#REF!=\"Interconnector\",#REF!*1,IF(#REF!=\"Wind\",#REF!*0.7,IF(#REF!=\"Marine\",#REF!*0.7,IF(#REF!=\"Nuclear\",#REF!*0.85,IF(#REF!=\"Pumped_Storage\",#REF!*0.5,IF(#REF!=\"CCS\",#REF!*0.85,IF(#REF!=\"OCGT\",#REF!*0,IF(#REF!=\"\",0,#REF!*G$627))))))))","v":{"$error":"#REF!"}},{"$f":"IF(#REF!=\"Interconnector\",#REF!*1,IF(#REF!=\"Wind\",#REF!*0.7,IF(#REF!=\"Marine\",#REF!*0.7,IF(#REF!=\"Nuclear\",#REF!*0.85,IF(#REF!=\"Pumped_Storage\",#REF!*0.5,IF(#REF!=\"CCS\",#REF!*0.85,IF(#REF!=\"OCGT\",#REF!*0,IF(#REF!=\"\",0,#REF!*H$627))))))))","v":{"$error":"#REF!"}},{"$f":"IF(#REF!=\"Interconnector\",#REF!*1,IF(#REF!=\"Wind\",#REF!*0.7,IF(#REF!=\"Marine\",#REF!*0.7,IF(#REF!=\"Nuclear\",#REF!*0.85,IF(#REF!=\"Pumped_Storage\",#REF!*0.5,IF(#REF!=\"CCS\",#REF!*0.85,IF(#REF!=\"OCGT\",#REF!*0,IF(#REF!=\"\",0,#REF!*I$627))))))))","v":{"$error":"#REF!"}},{"$f":"IF(#REF!=\"Interconnector\",#REF!*1,IF(#REF!=\"Wind\",#REF!*0.7,IF(#REF!=\"Marine\",#REF!*0.7,IF(#REF!=\"Nuclear\",#REF!*0.85,IF(#REF!=\"Pumped_Storage\",#REF!*0.5,IF(#REF!=\"CCS\",#REF!*0.85,IF(#REF!=\"OCGT\",#REF!*0,IF(#REF!=\"\",0,#REF!*J$627))))))))","v":{"$error":"#REF!"}},{"$f":"IF(#REF!=\"Interconnector\",#REF!*1,IF(#REF!=\"Wind\",#REF!*0.7,IF(#REF!=\"Marine\",#REF!*0.7,IF(#REF!=\"Nuclear\",#REF!*0.85,IF(#REF!=\"Pumped_Storage\",#REF!*0.5,IF(#REF!=\"CCS\",#REF!*0.85,IF(#REF!=\"OCGT\",#REF!*0,IF(#REF!=\"\",0,#REF!*K$627))))))))","v":{"$error":"#REF!"}},{"$f":"IF(#REF!=\"Interconnector\",#REF!*1,IF(#REF!=\"Wind\",#REF!*0.7,IF(#REF!=\"Marine\",#REF!*0.7,IF(#REF!=\"Nuclear\",#REF!*0.85,IF(#REF!=\"Pumped_Storage\",#REF!*0.5,IF(#REF!=\"CCS\",#REF!*0.85,IF(#REF!=\"OCGT\",#REF!*0,IF(#REF!=\"\",0,#REF!*L$627))))))))","v":{"$error":"#REF!"}},{"$f":"IF(#REF!=\"Interconnector\",#REF!*1,IF(#REF!=\"Wind\",#REF!*0.7,IF(#REF!=\"Marine\",#REF!*0.7,IF(#REF!=\"Nuclear\",#REF!*0.85,IF(#REF!=\"Pumped_Storage\",#REF!*0.5,IF(#REF!=\"CCS\",#REF!*0.85,IF(#REF!=\"OCGT\",#REF!*0,IF(#REF!=\"\",0,#REF!*M$627))))))))","v":{"$error":"#REF!"}},{"$f":"IF(#REF!=\"Interconnector\",#REF!*1,IF(#REF!=\"Wind\",#REF!*0.7,IF(#REF!=\"Marine\",#REF!*0.7,IF(#REF!=\"Nuclear\",#REF!*0.85,IF(#REF!=\"Pumped_Storage\",#REF!*0.5,IF(#REF!=\"CCS\",#REF!*0.85,IF(#REF!=\"OCGT\",#REF!*0,IF(#REF!=\"\",0,#REF!*N$627))))))))","v":{"$error":"#REF!"}},{"$f":"IF(#REF!=\"Interconnector\",#REF!*1,IF(#REF!=\"Wind\",#REF!*0.7,IF(#REF!=\"Marine\",#REF!*0.7,IF(#REF!=\"Nuclear\",#REF!*0.85,IF(#REF!=\"Pumped_Storage\",#REF!*0.5,IF(#REF!=\"CCS\",#REF!*0.85,IF(#REF!=\"OCGT\",#REF!*0,IF(#REF!=\"\",0,#REF!*O$627))))))))","v":{"$error":"#REF!"}}]
[{"$f":"#REF!","v":{"$error":"#REF!"}},{"$f":"#REF!","v":{"$error":"#REF!"}},{"$f":"#REF!","v":{"$error":"#REF!"}},{"$f":"#REF!","v":{"$error":"#REF!"}},{"$f":"IF(#REF!=\"Interconnector\",#REF!*1,IF(#REF!=\"Wind\",#REF!*0.7,IF(#REF!=\"Marine\",#REF!*0.7,IF(#REF!=\"Nuclear\",#REF!*0.85,IF(#REF!=\"Pumped_Storage\",#REF!*0.5,IF(#REF!=\"CCS\",#REF!*0.85,IF(#REF!=\"OCGT\",#REF!*0,IF(#REF!=\"\",0,#REF!*E$627))))))))","v":{"$error":"#REF!"}},{"$f":"IF(#REF!=\"Interconnector\",#REF!*1,IF(#REF!=\"Wind\",#REF!*0.7,IF(#REF!=\"Marine\",#REF!*0.7,IF(#REF!=\"Nuclear\",#REF!*0.85,IF(#REF!=\"Pumped_Storage\",#REF!*0.5,IF(#REF!=\"CCS\",#REF!*0.85,IF(#REF!=\"OCGT\",#REF!*0,IF(#REF!=\"\",0,#REF!*F$627))))))))","v":{"$error":"#REF!"}},{"$f":"IF(#REF!=\"Interconnector\",#REF!*1,IF(#REF!=\"Wind\",#REF!*0.7,IF(#REF!=\"Marine\",#REF!*0.7,IF(#REF!=\"Nuclear\",#REF!*0.85,IF(#REF!=\"Pumped_Storage\",#REF!*0.5,IF(#REF!=\"CCS\",#REF!*0.85,IF(#REF!=\"OCGT\",#REF!*0,IF(#REF!=\"\",0,#REF!*G$627))))))))","v":{"$error":"#REF!"}},{"$f":"IF(#REF!=\"Interconnector\",#REF!*1,IF(#REF!=\"Wind\",#REF!*0.7,IF(#REF!=\"Marine\",#REF!*0.7,IF(#REF!=\"Nuclear\",#REF!*0.85,IF(#REF!=\"Pumped_Storage\",#REF!*0.5,IF(#REF!=\"CCS\",#REF!*0.85,IF(#REF!=\"OCGT\",#REF!*0,IF(#REF!=\"\",0,#REF!*H$627))))))))","v":{"$error":"#REF!"}},{"$f":"IF(#REF!=\"Interconnector\",#REF!*1,IF(#REF!=\"Wind\",#REF!*0.7,IF(#REF!=\"Marine\",#REF!*0.7,IF(#REF!=\"Nuclear\",#REF!*0.85,IF(#REF!=\"Pumped_Storage\",#REF!*0.5,IF(#REF!=\"CCS\",#REF!*0.85,IF(#REF!=\"OCGT\",#REF!*0,IF(#REF!=\"\",0,#REF!*I$627))))))))","v":{"$error":"#REF!"}},{"$f":"IF(#REF!=\"Interconnector\",#REF!*1,IF(#REF!=\"Wind\",#REF!*0.7,IF(#REF!=\"Marine\",#REF!*0.7,IF(#REF!=\"Nuclear\",#REF!*0.85,IF(#REF!=\"Pumped_Storage\",#REF!*0.5,IF(#REF!=\"CCS\",#REF!*0.85,IF(#REF!=\"OCGT\",#REF!*0,IF(#REF!=\"\",0,#REF!*J$627))))))))","v":{"$error":"#REF!"}},{"$f":"IF(#REF!=\"Interconnector\",#REF!*1,IF(#REF!=\"Wind\",#REF!*0.7,IF(#REF!=\"Marine\",#REF!*0.7,IF(#REF!=\"Nuclear\",#REF!*0.85,IF(#REF!=\"Pumped_Storage\",#REF!*0.5,IF(#REF!=\"CCS\",#REF!*0.85,IF(#REF!=\"OCGT\",#REF!*0,IF(#REF!=\"\",0,#REF!*K$627))))))))","v":{"$error":"#REF!"}},{"$f":"IF(#REF!=\"Interconnector\",#REF!*1,IF(#REF!=\"Wind\",#REF!*0.7,IF(#REF!=\"Marine\",#REF!*0.7,IF(#REF!=\"Nuclear\",#REF!*0.85,IF(#REF!=\"Pumped_Storage\",#REF!*0.5,IF(#REF!=\"CCS\",#REF!*0.85,IF(#REF!=\"OCGT\",#REF!*0,IF(#REF!=\"\",0,#REF!*L$627))))))))","v":{"$error":"#REF!"}},{"$f":"IF(#REF!=\"Interconnector\",#REF!*1,IF(#REF!=\"Wind\",#REF!*0.7,IF(#REF!=\"Marine\",#REF!*0.7,IF(#REF!=\"Nuclear\",#REF!*0.85,IF(#REF!=\"Pumped_Storage\",#REF!*0.5,IF(#REF!=\"CCS\",#REF!*0.85,IF(#REF!=\"OCGT\",#REF!*0,IF(#REF!=\"\",0,#REF!*M$627))))))))","v":{"$error":"#REF!"}},{"$f":"IF(#REF!=\"Interconnector\",#REF!*1,IF(#REF!=\"Wind\",#REF!*0.7,IF(#REF!=\"Marine\",#REF!*0.7,IF(#REF!=\"Nuclear\",#REF!*0.85,IF(#REF!=\"Pumped_Storage\",#REF!*0.5,IF(#REF!=\"CCS\",#REF!*0.85,IF(#REF!=\"OCGT\",#REF!*0,IF(#REF!=\"\",0,#REF!*N$627))))))))","v":{"$error":"#REF!"}},{"$f":"IF(#REF!=\"Interconnector\",#REF!*1,IF(#REF!=\"Wind\",#REF!*0.7,IF(#REF!=\"Marine\",#REF!*0.7,IF(#REF!=\"Nuclear\",#REF!*0.85,IF(#REF!=\"Pumped_Storage\",#REF!*0.5,IF(#REF!=\"CCS\",#REF!*0.85,IF(#REF!=\"OCGT\",#REF!*0,IF(#REF!=\"\",0,#REF!*O$627))))))))","v":{"$error":"#REF!"}}]
[{"$f":"#REF!","v":{"$error":"#REF!"}},{"$f":"#REF!","v":{"$error":"#REF!"}},{"$f":"#REF!","v":{"$error":"#REF!"}},{"$f":"#REF!","v":{"$error":"#REF!"}},{"$f":"IF(#REF!=\"Interconnector\",#REF!*1,IF(#REF!=\"Wind\",#REF!*0.7,IF(#REF!=\"Marine\",#REF!*0.7,IF(#REF!=\"Nuclear\",#REF!*0.85,IF(#REF!=\"Pumped_Storage\",#REF!*0.5,IF(#REF!=\"CCS\",#REF!*0.85,IF(#REF!=\"OCGT\",#REF!*0,IF(#REF!=\"\",0,#REF!*E$627))))))))","v":{"$error":"#REF!"}},{"$f":"IF(#REF!=\"Interconnector\",#REF!*1,IF(#REF!=\"Wind\",#REF!*0.7,IF(#REF!=\"Marine\",#REF!*0.7,IF(#REF!=\"Nuclear\",#REF!*0.85,IF(#REF!=\"Pumped_Storage\",#REF!*0.5,IF(#REF!=\"CCS\",#REF!*0.85,IF(#REF!=\"OCGT\",#REF!*0,IF(#REF!=\"\",0,#REF!*F$627))))))))","v":{"$error":"#REF!"}},{"$f":"IF(#REF!=\"Interconnector\",#REF!*1,IF(#REF!=\"Wind\",#REF!*0.7,IF(#REF!=\"Marine\",#REF!*0.7,IF(#REF!=\"Nuclear\",#REF!*0.85,IF(#REF!=\"Pumped_Storage\",#REF!*0.5,IF(#REF!=\"CCS\",#REF!*0.85,IF(#REF!=\"OCGT\",#REF!*0,IF(#REF!=\"\",0,#REF!*G$627))))))))","v":{"$error":"#REF!"}},{"$f":"IF(#REF!=\"Interconnector\",#REF!*1,IF(#REF!=\"Wind\",#REF!*0.7,IF(#REF!=\"Marine\",#REF!*0.7,IF(#REF!=\"Nuclear\",#REF!*0.85,IF(#REF!=\"Pumped_Storage\",#REF!*0.5,IF(#REF!=\"CCS\",#REF!*0.85,IF(#REF!=\"OCGT\",#REF!*0,IF(#REF!=\"\",0,#REF!*H$627))))))))","v":{"$error":"#REF!"}},{"$f":"IF(#REF!=\"Interconnector\",#REF!*1,IF(#REF!=\"Wind\",#REF!*0.7,IF(#REF!=\"Marine\",#REF!*0.7,IF(#REF!=\"Nuclear\",#REF!*0.85,IF(#REF!=\"Pumped_Storage\",#REF!*0.5,IF(#REF!=\"CCS\",#REF!*0.85,IF(#REF!=\"OCGT\",#REF!*0,IF(#REF!=\"\",0,#REF!*I$627))))))))","v":{"$error":"#REF!"}},{"$f":"IF(#REF!=\"Interconnector\",#REF!*1,IF(#REF!=\"Wind\",#REF!*0.7,IF(#REF!=\"Marine\",#REF!*0.7,IF(#REF!=\"Nuclear\",#REF!*0.85,IF(#REF!=\"Pumped_Storage\",#REF!*0.5,IF(#REF!=\"CCS\",#REF!*0.85,IF(#REF!=\"OCGT\",#REF!*0,IF(#REF!=\"\",0,#REF!*J$627))))))))","v":{"$error":"#REF!"}},{"$f":"IF(#REF!=\"Interconnector\",#REF!*1,IF(#REF!=\"Wind\",#REF!*0.7,IF(#REF!=\"Marine\",#REF!*0.7,IF(#REF!=\"Nuclear\",#REF!*0.85,IF(#REF!=\"Pumped_Storage\",#REF!*0.5,IF(#REF!=\"CCS\",#REF!*0.85,IF(#REF!=\"OCGT\",#REF!*0,IF(#REF!=\"\",0,#REF!*K$627))))))))","v":{"$error":"#REF!"}},{"$f":"IF(#REF!=\"Interconnector\",#REF!*1,IF(#REF!=\"Wind\",#REF!*0.7,IF(#REF!=\"Marine\",#REF!*0.7,IF(#REF!=\"Nuclear\",#REF!*0.85,IF(#REF!=\"Pumped_Storage\",#REF!*0.5,IF(#REF!=\"CCS\",#REF!*0.85,IF(#REF!=\"OCGT\",#REF!*0,IF(#REF!=\"\",0,#REF!*L$627))))))))","v":{"$error":"#REF!"}},{"$f":"IF(#REF!=\"Interconnector\",#REF!*1,IF(#REF!=\"Wind\",#REF!*0.7,IF(#REF!=\"Marine\",#REF!*0.7,IF(#REF!=\"Nuclear\",#REF!*0.85,IF(#REF!=\"Pumped_Storage\",#REF!*0.5,IF(#REF!=\"CCS\",#REF!*0.85,IF(#REF!=\"OCGT\",#REF!*0,IF(#REF!=\"\",0,#REF!*M$627))))))))","v":{"$error":"#REF!"}},{"$f":"IF(#REF!=\"Interconnector\",#REF!*1,IF(#REF!=\"Wind\",#REF!*0.7,IF(#REF!=\"Marine\",#REF!*0.7,IF(#REF!=\"Nuclear\",#REF!*0.85,IF(#REF!=\"Pumped_Storage\",#REF!*0.5,IF(#REF!=\"CCS\",#REF!*0.85,IF(#REF!=\"OCGT\",#REF!*0,IF(#REF!=\"\",0,#REF!*N$627))))))))","v":{"$error":"#REF!"}},{"$f":"IF(#REF!=\"Interconnector\",#REF!*1,IF(#REF!=\"Wind\",#REF!*0.7,IF(#REF!=\"Marine\",#REF!*0.7,IF(#REF!=\"Nuclear\",#REF!*0.85,IF(#REF!=\"Pumped_Storage\",#REF!*0.5,IF(#REF!=\"CCS\",#REF!*0.85,IF(#REF!=\"OCGT\",#REF!*0,IF(#REF!=\"\",0,#REF!*O$627))))))))","v":{"$error":"#REF!"}}]
[{"$f":"#REF!","v":{"$error":"#REF!"}},{"$f":"#REF!","v":{"$error":"#REF!"}},{"$f":"#REF!","v":{"$error":"#REF!"}},{"$f":"#REF!","v":{"$error":"#REF!"}},{"$f":"IF(#REF!=\"Interconnector\",#REF!*1,IF(#REF!=\"Wind\",#REF!*0.7,IF(#REF!=\"Marine\",#REF!*0.7,IF(#REF!=\"Nuclear\",#REF!*0.85,IF(#REF!=\"Pumped_Storage\",#REF!*0.5,IF(#REF!=\"CCS\",#REF!*0.85,IF(#REF!=\"OCGT\",#REF!*0,IF(#REF!=\"\",0,#REF!*E$627))))))))","v":{"$error":"#REF!"}},{"$f":"IF(#REF!=\"Interconnector\",#REF!*1,IF(#REF!=\"Wind\",#REF!*0.7,IF(#REF!=\"Marine\",#REF!*0.7,IF(#REF!=\"Nuclear\",#REF!*0.85,IF(#REF!=\"Pumped_Storage\",#REF!*0.5,IF(#REF!=\"CCS\",#REF!*0.85,IF(#REF!=\"OCGT\",#REF!*0,IF(#REF!=\"\",0,#REF!*F$627))))))))","v":{"$error":"#REF!"}},{"$f":"IF(#REF!=\"Interconnector\",#REF!*1,IF(#REF!=\"Wind\",#REF!*0.7,IF(#REF!=\"Marine\",#REF!*0.7,IF(#REF!=\"Nuclear\",#REF!*0.85,IF(#REF!=\"Pumped_Storage\",#REF!*0.5,IF(#REF!=\"CCS\",#REF!*0.85,IF(#REF!=\"OCGT\",#REF!*0,IF(#REF!=\"\",0,#REF!*G$627))))))))","v":{"$error":"#REF!"}},{"$f":"IF(#REF!=\"Interconnector\",#REF!*1,IF(#REF!=\"Wind\",#REF!*0.7,IF(#REF!=\"Marine\",#REF!*0.7,IF(#REF!=\"Nuclear\",#REF!*0.85,IF(#REF!=\"Pumped_Storage\",#REF!*0.5,IF(#REF!=\"CCS\",#REF!*0.85,IF(#REF!=\"OCGT\",#REF!*0,IF(#REF!=\"\",0,#REF!*H$627))))))))","v":{"$error":"#REF!"}},{"$f":"IF(#REF!=\"Interconnector\",#REF!*1,IF(#REF!=\"Wind\",#REF!*0.7,IF(#REF!=\"Marine\",#REF!*0.7,IF(#REF!=\"Nuclear\",#REF!*0.85,IF(#REF!=\"Pumped_Storage\",#REF!*0.5,IF(#REF!=\"CCS\",#REF!*0.85,IF(#REF!=\"OCGT\",#REF!*0,IF(#REF!=\"\",0,#REF!*I$627))))))))","v":{"$error":"#REF!"}},{"$f":"IF(#REF!=\"Interconnector\",#REF!*1,IF(#REF!=\"Wind\",#REF!*0.7,IF(#REF!=\"Marine\",#REF!*0.7,IF(#REF!=\"Nuclear\",#REF!*0.85,IF(#REF!=\"Pumped_Storage\",#REF!*0.5,IF(#REF!=\"CCS\",#REF!*0.85,IF(#REF!=\"OCGT\",#REF!*0,IF(#REF!=\"\",0,#REF!*J$627))))))))","v":{"$error":"#REF!"}},{"$f":"IF(#REF!=\"Interconnector\",#REF!*1,IF(#REF!=\"Wind\",#REF!*0.7,IF(#REF!=\"Marine\",#REF!*0.7,IF(#REF!=\"Nuclear\",#REF!*0.85,IF(#REF!=\"Pumped_Storage\",#REF!*0.5,IF(#REF!=\"CCS\",#REF!*0.85,IF(#REF!=\"OCGT\",#REF!*0,IF(#REF!=\"\",0,#REF!*K$627))))))))","v":{"$error":"#REF!"}},{"$f":"IF(#REF!=\"Interconnector\",#REF!*1,IF(#REF!=\"Wind\",#REF!*0.7,IF(#REF!=\"Marine\",#REF!*0.7,IF(#REF!=\"Nuclear\",#REF!*0.85,IF(#REF!=\"Pumped_Storage\",#REF!*0.5,IF(#REF!=\"CCS\",#REF!*0.85,IF(#REF!=\"OCGT\",#REF!*0,IF(#REF!=\"\",0,#REF!*L$627))))))))","v":{"$error":"#REF!"}},{"$f":"IF(#REF!=\"Interconnector\",#REF!*1,IF(#REF!=\"Wind\",#REF!*0.7,IF(#REF!=\"Marine\",#REF!*0.7,IF(#REF!=\"Nuclear\",#REF!*0.85,IF(#REF!=\"Pumped_Storage\",#REF!*0.5,IF(#REF!=\"CCS\",#REF!*0.85,IF(#REF!=\"OCGT\",#REF!*0,IF(#REF!=\"\",0,#REF!*M$627))))))))","v":{"$error":"#REF!"}},{"$f":"IF(#REF!=\"Interconnector\",#REF!*1,IF(#REF!=\"Wind\",#REF!*0.7,IF(#REF!=\"Marine\",#REF!*0.7,IF(#REF!=\"Nuclear\",#REF!*0.85,IF(#REF!=\"Pumped_Storage\",#REF!*0.5,IF(#REF!=\"CCS\",#REF!*0.85,IF(#REF!=\"OCGT\",#REF!*0,IF(#REF!=\"\",0,#REF!*N$627))))))))","v":{"$error":"#REF!"}},{"$f":"IF(#REF!=\"Interconnector\",#REF!*1,IF(#REF!=\"Wind\",#REF!*0.7,IF(#REF!=\"Marine\",#REF!*0.7,IF(#REF!=\"Nuclear\",#REF!*0.85,IF(#REF!=\"Pumped_Storage\",#REF!*0.5,IF(#REF!=\"CCS\",#REF!*0.85,IF(#REF!=\"OCGT\",#REF!*0,IF(#REF!=\"\",0,#REF!*O$627))))))))","v":{"$error":"#REF!"}}]
[{"$f":"#REF!","v":{"$error":"#REF!"}},{"$f":"#REF!","v":{"$error":"#REF!"}},{"$f":"#REF!","v":{"$error":"#REF!"}},{"$f":"#REF!","v":{"$error":"#REF!"}},{"$f":"IF(#REF!=\"Interconnector\",#REF!*1,IF(#REF!=\"Wind\",#REF!*0.7,IF(#REF!=\"Marine\",#REF!*0.7,IF(#REF!=\"Nuclear\",#REF!*0.85,IF(#REF!=\"Pumped_Storage\",#REF!*0.5,IF(#REF!=\"CCS\",#REF!*0.85,IF(#REF!=\"OCGT\",#REF!*0,IF(#REF!=\"\",0,#REF!*E$627))))))))","v":{"$error":"#REF!"}},{"$f":"IF(#REF!=\"Interconnector\",#REF!*1,IF(#REF!=\"Wind\",#REF!*0.7,IF(#REF!=\"Marine\",#REF!*0.7,IF(#REF!=\"Nuclear\",#REF!*0.85,IF(#REF!=\"Pumped_Storage\",#REF!*0.5,IF(#REF!=\"CCS\",#REF!*0.85,IF(#REF!=\"OCGT\",#REF!*0,IF(#REF!=\"\",0,#REF!*F$627))))))))","v":{"$error":"#REF!"}},{"$f":"IF(#REF!=\"Interconnector\",#REF!*1,IF(#REF!=\"Wind\",#REF!*0.7,IF(#REF!=\"Marine\",#REF!*0.7,IF(#REF!=\"Nuclear\",#REF!*0.85,IF(#REF!=\"Pumped_Storage\",#REF!*0.5,IF(#REF!=\"CCS\",#REF!*0.85,IF(#REF!=\"OCGT\",#REF!*0,IF(#REF!=\"\",0,#REF!*G$627))))))))","v":{"$error":"#REF!"}},{"$f":"IF(#REF!=\"Interconnector\",#REF!*1,IF(#REF!=\"Wind\",#REF!*0.7,IF(#REF!=\"Marine\",#REF!*0.7,IF(#REF!=\"Nuclear\",#REF!*0.85,IF(#REF!=\"Pumped_Storage\",#REF!*0.5,IF(#REF!=\"CCS\",#REF!*0.85,IF(#REF!=\"OCGT\",#REF!*0,IF(#REF!=\"\",0,#REF!*H$627))))))))","v":{"$error":"#REF!"}},{"$f":"IF(#REF!=\"Interconnector\",#REF!*1,IF(#REF!=\"Wind\",#REF!*0.7,IF(#REF!=\"Marine\",#REF!*0.7,IF(#REF!=\"Nuclear\",#REF!*0.85,IF(#REF!=\"Pumped_Storage\",#REF!*0.5,IF(#REF!=\"CCS\",#REF!*0.85,IF(#REF!=\"OCGT\",#REF!*0,IF(#REF!=\"\",0,#REF!*I$627))))))))","v":{"$error":"#REF!"}},{"$f":"IF(#REF!=\"Interconnector\",#REF!*1,IF(#REF!=\"Wind\",#REF!*0.7,IF(#REF!=\"Marine\",#REF!*0.7,IF(#REF!=\"Nuclear\",#REF!*0.85,IF(#REF!=\"Pumped_Storage\",#REF!*0.5,IF(#REF!=\"CCS\",#REF!*0.85,IF(#REF!=\"OCGT\",#REF!*0,IF(#REF!=\"\",0,#REF!*J$627))))))))","v":{"$error":"#REF!"}},{"$f":"IF(#REF!=\"Interconnector\",#REF!*1,IF(#REF!=\"Wind\",#REF!*0.7,IF(#REF!=\"Marine\",#REF!*0.7,IF(#REF!=\"Nuclear\",#REF!*0.85,IF(#REF!=\"Pumped_Storage\",#REF!*0.5,IF(#REF!=\"CCS\",#REF!*0.85,IF(#REF!=\"OCGT\",#REF!*0,IF(#REF!=\"\",0,#REF!*K$627))))))))","v":{"$error":"#REF!"}},{"$f":"IF(#REF!=\"Interconnector\",#REF!*1,IF(#REF!=\"Wind\",#REF!*0.7,IF(#REF!=\"Marine\",#REF!*0.7,IF(#REF!=\"Nuclear\",#REF!*0.85,IF(#REF!=\"Pumped_Storage\",#REF!*0.5,IF(#REF!=\"CCS\",#REF!*0.85,IF(#REF!=\"OCGT\",#REF!*0,IF(#REF!=\"\",0,#REF!*L$627))))))))","v":{"$error":"#REF!"}},{"$f":"IF(#REF!=\"Interconnector\",#REF!*1,IF(#REF!=\"Wind\",#REF!*0.7,IF(#REF!=\"Marine\",#REF!*0.7,IF(#REF!=\"Nuclear\",#REF!*0.85,IF(#REF!=\"Pumped_Storage\",#REF!*0.5,IF(#REF!=\"CCS\",#REF!*0.85,IF(#REF!=\"OCGT\",#REF!*0,IF(#REF!=\"\",0,#REF!*M$627))))))))","v":{"$error":"#REF!"}},{"$f":"IF(#REF!=\"Interconnector\",#REF!*1,IF(#REF!=\"Wind\",#REF!*0.7,IF(#REF!=\"Marine\",#REF!*0.7,IF(#REF!=\"Nuclear\",#REF!*0.85,IF(#REF!=\"Pumped_Storage\",#REF!*0.5,IF(#REF!=\"CCS\",#REF!*0.85,IF(#REF!=\"OCGT\",#REF!*0,IF(#REF!=\"\",0,#REF!*N$627))))))))","v":{"$error":"#REF!"}},{"$f":"IF(#REF!=\"Interconnector\",#REF!*1,IF(#REF!=\"Wind\",#REF!*0.7,IF(#REF!=\"Marine\",#REF!*0.7,IF(#REF!=\"Nuclear\",#REF!*0.85,IF(#REF!=\"Pumped_Storage\",#REF!*0.5,IF(#REF!=\"CCS\",#REF!*0.85,IF(#REF!=\"OCGT\",#REF!*0,IF(#REF!=\"\",0,#REF!*O$627))))))))","v":{"$error":"#REF!"}}]
[{"$f":"#REF!","v":{"$error":"#REF!"}},{"$f":"#REF!","v":{"$error":"#REF!"}},{"$f":"#REF!","v":{"$error":"#REF!"}},{"$f":"#REF!","v":{"$error":"#REF!"}},{"$f":"IF(#REF!=\"Interconnector\",#REF!*1,IF(#REF!=\"Wind\",#REF!*0.7,IF(#REF!=\"Marine\",#REF!*0.7,IF(#REF!=\"Nuclear\",#REF!*0.85,IF(#REF!=\"Pumped_Storage\",#REF!*0.5,IF(#REF!=\"CCS\",#REF!*0.85,IF(#REF!=\"OCGT\",#REF!*0,IF(#REF!=\"\",0,#REF!*E$627))))))))","v":{"$error":"#REF!"}},{"$f":"IF(#REF!=\"Interconnector\",#REF!*1,IF(#REF!=\"Wind\",#REF!*0.7,IF(#REF!=\"Marine\",#REF!*0.7,IF(#REF!=\"Nuclear\",#REF!*0.85,IF(#REF!=\"Pumped_Storage\",#REF!*0.5,IF(#REF!=\"CCS\",#REF!*0.85,IF(#REF!=\"OCGT\",#REF!*0,IF(#REF!=\"\",0,#REF!*F$627))))))))","v":{"$error":"#REF!"}},{"$f":"IF(#REF!=\"Interconnector\",#REF!*1,IF(#REF!=\"Wind\",#REF!*0.7,IF(#REF!=\"Marine\",#REF!*0.7,IF(#REF!=\"Nuclear\",#REF!*0.85,IF(#REF!=\"Pumped_Storage\",#REF!*0.5,IF(#REF!=\"CCS\",#REF!*0.85,IF(#REF!=\"OCGT\",#REF!*0,IF(#REF!=\"\",0,#REF!*G$627))))))))","v":{"$error":"#REF!"}},{"$f":"IF(#REF!=\"Interconnector\",#REF!*1,IF(#REF!=\"Wind\",#REF!*0.7,IF(#REF!=\"Marine\",#REF!*0.7,IF(#REF!=\"Nuclear\",#REF!*0.85,IF(#REF!=\"Pumped_Storage\",#REF!*0.5,IF(#REF!=\"CCS\",#REF!*0.85,IF(#REF!=\"OCGT\",#REF!*0,IF(#REF!=\"\",0,#REF!*H$627))))))))","v":{"$error":"#REF!"}},{"$f":"IF(#REF!=\"Interconnector\",#REF!*1,IF(#REF!=\"Wind\",#REF!*0.7,IF(#REF!=\"Marine\",#REF!*0.7,IF(#REF!=\"Nuclear\",#REF!*0.85,IF(#REF!=\"Pumped_Storage\",#REF!*0.5,IF(#REF!=\"CCS\",#REF!*0.85,IF(#REF!=\"OCGT\",#REF!*0,IF(#REF!=\"\",0,#REF!*I$627))))))))","v":{"$error":"#REF!"}},{"$f":"IF(#REF!=\"Interconnector\",#REF!*1,IF(#REF!=\"Wind\",#REF!*0.7,IF(#REF!=\"Marine\",#REF!*0.7,IF(#REF!=\"Nuclear\",#REF!*0.85,IF(#REF!=\"Pumped_Storage\",#REF!*0.5,IF(#REF!=\"CCS\",#REF!*0.85,IF(#REF!=\"OCGT\",#REF!*0,IF(#REF!=\"\",0,#REF!*J$627))))))))","v":{"$error":"#REF!"}},{"$f":"IF(#REF!=\"Interconnector\",#REF!*1,IF(#REF!=\"Wind\",#REF!*0.7,IF(#REF!=\"Marine\",#REF!*0.7,IF(#REF!=\"Nuclear\",#REF!*0.85,IF(#REF!=\"Pumped_Storage\",#REF!*0.5,IF(#REF!=\"CCS\",#REF!*0.85,IF(#REF!=\"OCGT\",#REF!*0,IF(#REF!=\"\",0,#REF!*K$627))))))))","v":{"$error":"#REF!"}},{"$f":"IF(#REF!=\"Interconnector\",#REF!*1,IF(#REF!=\"Wind\",#REF!*0.7,IF(#REF!=\"Marine\",#REF!*0.7,IF(#REF!=\"Nuclear\",#REF!*0.85,IF(#REF!=\"Pumped_Storage\",#REF!*0.5,IF(#REF!=\"CCS\",#REF!*0.85,IF(#REF!=\"OCGT\",#REF!*0,IF(#REF!=\"\",0,#REF!*L$627))))))))","v":{"$error":"#REF!"}},{"$f":"IF(#REF!=\"Interconnector\",#REF!*1,IF(#REF!=\"Wind\",#REF!*0.7,IF(#REF!=\"Marine\",#REF!*0.7,IF(#REF!=\"Nuclear\",#REF!*0.85,IF(#REF!=\"Pumped_Storage\",#REF!*0.5,IF(#REF!=\"CCS\",#REF!*0.85,IF(#REF!=\"OCGT\",#REF!*0,IF(#REF!=\"\",0,#REF!*M$627))))))))","v":{"$error":"#REF!"}},{"$f":"IF(#REF!=\"Interconnector\",#REF!*1,IF(#REF!=\"Wind\",#REF!*0.7,IF(#REF!=\"Marine\",#REF!*0.7,IF(#REF!=\"Nuclear\",#REF!*0.85,IF(#REF!=\"Pumped_Storage\",#REF!*0.5,IF(#REF!=\"CCS\",#REF!*0.85,IF(#REF!=\"OCGT\",#REF!*0,IF(#REF!=\"\",0,#REF!*N$627))))))))","v":{"$error":"#REF!"}},{"$f":"IF(#REF!=\"Interconnector\",#REF!*1,IF(#REF!=\"Wind\",#REF!*0.7,IF(#REF!=\"Marine\",#REF!*0.7,IF(#REF!=\"Nuclear\",#REF!*0.85,IF(#REF!=\"Pumped_Storage\",#REF!*0.5,IF(#REF!=\"CCS\",#REF!*0.85,IF(#REF!=\"OCGT\",#REF!*0,IF(#REF!=\"\",0,#REF!*O$627))))))))","v":{"$error":"#REF!"}}]
[{"$f":"#REF!","v":{"$error":"#REF!"}},{"$f":"#REF!","v":{"$error":"#REF!"}},{"$f":"#REF!","v":{"$error":"#REF!"}},{"$f":"#REF!","v":{"$error":"#REF!"}},{"$f":"IF(#REF!=\"Interconnector\",#REF!*1,IF(#REF!=\"Wind\",#REF!*0.7,IF(#REF!=\"Marine\",#REF!*0.7,IF(#REF!=\"Nuclear\",#REF!*0.85,IF(#REF!=\"Pumped_Storage\",#REF!*0.5,IF(#REF!=\"CCS\",#REF!*0.85,IF(#REF!=\"OCGT\",#REF!*0,IF(#REF!=\"\",0,#REF!*E$627))))))))","v":{"$error":"#REF!"}},{"$f":"IF(#REF!=\"Interconnector\",#REF!*1,IF(#REF!=\"Wind\",#REF!*0.7,IF(#REF!=\"Marine\",#REF!*0.7,IF(#REF!=\"Nuclear\",#REF!*0.85,IF(#REF!=\"Pumped_Storage\",#REF!*0.5,IF(#REF!=\"CCS\",#REF!*0.85,IF(#REF!=\"OCGT\",#REF!*0,IF(#REF!=\"\",0,#REF!*F$627))))))))","v":{"$error":"#REF!"}},{"$f":"IF(#REF!=\"Interconnector\",#REF!*1,IF(#REF!=\"Wind\",#REF!*0.7,IF(#REF!=\"Marine\",#REF!*0.7,IF(#REF!=\"Nuclear\",#REF!*0.85,IF(#REF!=\"Pumped_Storage\",#REF!*0.5,IF(#REF!=\"CCS\",#REF!*0.85,IF(#REF!=\"OCGT\",#REF!*0,IF(#REF!=\"\",0,#REF!*G$627))))))))","v":{"$error":"#REF!"}},{"$f":"IF(#REF!=\"Interconnector\",#REF!*1,IF(#REF!=\"Wind\",#REF!*0.7,IF(#REF!=\"Marine\",#REF!*0.7,IF(#REF!=\"Nuclear\",#REF!*0.85,IF(#REF!=\"Pumped_Storage\",#REF!*0.5,IF(#REF!=\"CCS\",#REF!*0.85,IF(#REF!=\"OCGT\",#REF!*0,IF(#REF!=\"\",0,#REF!*H$627))))))))","v":{"$error":"#REF!"}},{"$f":"IF(#REF!=\"Interconnector\",#REF!*1,IF(#REF!=\"Wind\",#REF!*0.7,IF(#REF!=\"Marine\",#REF!*0.7,IF(#REF!=\"Nuclear\",#REF!*0.85,IF(#REF!=\"Pumped_Storage\",#REF!*0.5,IF(#REF!=\"CCS\",#REF!*0.85,IF(#REF!=\"OCGT\",#REF!*0,IF(#REF!=\"\",0,#REF!*I$627))))))))","v":{"$error":"#REF!"}},{"$f":"IF(#REF!=\"Interconnector\",#REF!*1,IF(#REF!=\"Wind\",#REF!*0.7,IF(#REF!=\"Marine\",#REF!*0.7,IF(#REF!=\"Nuclear\",#REF!*0.85,IF(#REF!=\"Pumped_Storage\",#REF!*0.5,IF(#REF!=\"CCS\",#REF!*0.85,IF(#REF!=\"OCGT\",#REF!*0,IF(#REF!=\"\",0,#REF!*J$627))))))))","v":{"$error":"#REF!"}},{"$f":"IF(#REF!=\"Interconnector\",#REF!*1,IF(#REF!=\"Wind\",#REF!*0.7,IF(#REF!=\"Marine\",#REF!*0.7,IF(#REF!=\"Nuclear\",#REF!*0.85,IF(#REF!=\"Pumped_Storage\",#REF!*0.5,IF(#REF!=\"CCS\",#REF!*0.85,IF(#REF!=\"OCGT\",#REF!*0,IF(#REF!=\"\",0,#REF!*K$627))))))))","v":{"$error":"#REF!"}},{"$f":"IF(#REF!=\"Interconnector\",#REF!*1,IF(#REF!=\"Wind\",#REF!*0.7,IF(#REF!=\"Marine\",#REF!*0.7,IF(#REF!=\"Nuclear\",#REF!*0.85,IF(#REF!=\"Pumped_Storage\",#REF!*0.5,IF(#REF!=\"CCS\",#REF!*0.85,IF(#REF!=\"OCGT\",#REF!*0,IF(#REF!=\"\",0,#REF!*L$627))))))))","v":{"$error":"#REF!"}},{"$f":"IF(#REF!=\"Interconnector\",#REF!*1,IF(#REF!=\"Wind\",#REF!*0.7,IF(#REF!=\"Marine\",#REF!*0.7,IF(#REF!=\"Nuclear\",#REF!*0.85,IF(#REF!=\"Pumped_Storage\",#REF!*0.5,IF(#REF!=\"CCS\",#REF!*0.85,IF(#REF!=\"OCGT\",#REF!*0,IF(#REF!=\"\",0,#REF!*M$627))))))))","v":{"$error":"#REF!"}},{"$f":"IF(#REF!=\"Interconnector\",#REF!*1,IF(#REF!=\"Wind\",#REF!*0.7,IF(#REF!=\"Marine\",#REF!*0.7,IF(#REF!=\"Nuclear\",#REF!*0.85,IF(#REF!=\"Pumped_Storage\",#REF!*0.5,IF(#REF!=\"CCS\",#REF!*0.85,IF(#REF!=\"OCGT\",#REF!*0,IF(#REF!=\"\",0,#REF!*N$627))))))))","v":{"$error":"#REF!"}},{"$f":"IF(#REF!=\"Interconnector\",#REF!*1,IF(#REF!=\"Wind\",#REF!*0.7,IF(#REF!=\"Marine\",#REF!*0.7,IF(#REF!=\"Nuclear\",#REF!*0.85,IF(#REF!=\"Pumped_Storage\",#REF!*0.5,IF(#REF!=\"CCS\",#REF!*0.85,IF(#REF!=\"OCGT\",#REF!*0,IF(#REF!=\"\",0,#REF!*O$627))))))))","v":{"$error":"#REF!"}}]
[{"$f":"#REF!","v":{"$error":"#REF!"}},{"$f":"#REF!","v":{"$error":"#REF!"}},{"$f":"#REF!","v":{"$error":"#REF!"}},{"$f":"#REF!","v":{"$error":"#REF!"}},{"$f":"IF(#REF!=\"Interconnector\",#REF!*1,IF(#REF!=\"Wind\",#REF!*0.7,IF(#REF!=\"Marine\",#REF!*0.7,IF(#REF!=\"Nuclear\",#REF!*0.85,IF(#REF!=\"Pumped_Storage\",#REF!*0.5,IF(#REF!=\"CCS\",#REF!*0.85,IF(#REF!=\"OCGT\",#REF!*0,IF(#REF!=\"\",0,#REF!*E$627))))))))","v":{"$error":"#REF!"}},{"$f":"IF(#REF!=\"Interconnector\",#REF!*1,IF(#REF!=\"Wind\",#REF!*0.7,IF(#REF!=\"Marine\",#REF!*0.7,IF(#REF!=\"Nuclear\",#REF!*0.85,IF(#REF!=\"Pumped_Storage\",#REF!*0.5,IF(#REF!=\"CCS\",#REF!*0.85,IF(#REF!=\"OCGT\",#REF!*0,IF(#REF!=\"\",0,#REF!*F$627))))))))","v":{"$error":"#REF!"}},{"$f":"IF(#REF!=\"Interconnector\",#REF!*1,IF(#REF!=\"Wind\",#REF!*0.7,IF(#REF!=\"Marine\",#REF!*0.7,IF(#REF!=\"Nuclear\",#REF!*0.85,IF(#REF!=\"Pumped_Storage\",#REF!*0.5,IF(#REF!=\"CCS\",#REF!*0.85,IF(#REF!=\"OCGT\",#REF!*0,IF(#REF!=\"\",0,#REF!*G$627))))))))","v":{"$error":"#REF!"}},{"$f":"IF(#REF!=\"Interconnector\",#REF!*1,IF(#REF!=\"Wind\",#REF!*0.7,IF(#REF!=\"Marine\",#REF!*0.7,IF(#REF!=\"Nuclear\",#REF!*0.85,IF(#REF!=\"Pumped_Storage\",#REF!*0.5,IF(#REF!=\"CCS\",#REF!*0.85,IF(#REF!=\"OCGT\",#REF!*0,IF(#REF!=\"\",0,#REF!*H$627))))))))","v":{"$error":"#REF!"}},{"$f":"IF(#REF!=\"Interconnector\",#REF!*1,IF(#REF!=\"Wind\",#REF!*0.7,IF(#REF!=\"Marine\",#REF!*0.7,IF(#REF!=\"Nuclear\",#REF!*0.85,IF(#REF!=\"Pumped_Storage\",#REF!*0.5,IF(#REF!=\"CCS\",#REF!*0.85,IF(#REF!=\"OCGT\",#REF!*0,IF(#REF!=\"\",0,#REF!*I$627))))))))","v":{"$error":"#REF!"}},{"$f":"IF(#REF!=\"Interconnector\",#REF!*1,IF(#REF!=\"Wind\",#REF!*0.7,IF(#REF!=\"Marine\",#REF!*0.7,IF(#REF!=\"Nuclear\",#REF!*0.85,IF(#REF!=\"Pumped_Storage\",#REF!*0.5,IF(#REF!=\"CCS\",#REF!*0.85,IF(#REF!=\"OCGT\",#REF!*0,IF(#REF!=\"\",0,#REF!*J$627))))))))","v":{"$error":"#REF!"}},{"$f":"IF(#REF!=\"Interconnector\",#REF!*1,IF(#REF!=\"Wind\",#REF!*0.7,IF(#REF!=\"Marine\",#REF!*0.7,IF(#REF!=\"Nuclear\",#REF!*0.85,IF(#REF!=\"Pumped_Storage\",#REF!*0.5,IF(#REF!=\"CCS\",#REF!*0.85,IF(#REF!=\"OCGT\",#REF!*0,IF(#REF!=\"\",0,#REF!*K$627))))))))","v":{"$error":"#REF!"}},{"$f":"IF(#REF!=\"Interconnector\",#REF!*1,IF(#REF!=\"Wind\",#REF!*0.7,IF(#REF!=\"Marine\",#REF!*0.7,IF(#REF!=\"Nuclear\",#REF!*0.85,IF(#REF!=\"Pumped_Storage\",#REF!*0.5,IF(#REF!=\"CCS\",#REF!*0.85,IF(#REF!=\"OCGT\",#REF!*0,IF(#REF!=\"\",0,#REF!*L$627))))))))","v":{"$error":"#REF!"}},{"$f":"IF(#REF!=\"Interconnector\",#REF!*1,IF(#REF!=\"Wind\",#REF!*0.7,IF(#REF!=\"Marine\",#REF!*0.7,IF(#REF!=\"Nuclear\",#REF!*0.85,IF(#REF!=\"Pumped_Storage\",#REF!*0.5,IF(#REF!=\"CCS\",#REF!*0.85,IF(#REF!=\"OCGT\",#REF!*0,IF(#REF!=\"\",0,#REF!*M$627))))))))","v":{"$error":"#REF!"}},{"$f":"IF(#REF!=\"Interconnector\",#REF!*1,IF(#REF!=\"Wind\",#REF!*0.7,IF(#REF!=\"Marine\",#REF!*0.7,IF(#REF!=\"Nuclear\",#REF!*0.85,IF(#REF!=\"Pumped_Storage\",#REF!*0.5,IF(#REF!=\"CCS\",#REF!*0.85,IF(#REF!=\"OCGT\",#REF!*0,IF(#REF!=\"\",0,#REF!*N$627))))))))","v":{"$error":"#REF!"}},{"$f":"IF(#REF!=\"Interconnector\",#REF!*1,IF(#REF!=\"Wind\",#REF!*0.7,IF(#REF!=\"Marine\",#REF!*0.7,IF(#REF!=\"Nuclear\",#REF!*0.85,IF(#REF!=\"Pumped_Storage\",#REF!*0.5,IF(#REF!=\"CCS\",#REF!*0.85,IF(#REF!=\"OCGT\",#REF!*0,IF(#REF!=\"\",0,#REF!*O$627))))))))","v":{"$error":"#REF!"}}]
[{"$f":"#REF!","v":{"$error":"#REF!"}},{"$f":"#REF!","v":{"$error":"#REF!"}},{"$f":"#REF!","v":{"$error":"#REF!"}},{"$f":"#REF!","v":{"$error":"#REF!"}},{"$f":"IF(#REF!=\"Interconnector\",#REF!*1,IF(#REF!=\"Wind\",#REF!*0.7,IF(#REF!=\"Marine\",#REF!*0.7,IF(#REF!=\"Nuclear\",#REF!*0.85,IF(#REF!=\"Pumped_Storage\",#REF!*0.5,IF(#REF!=\"CCS\",#REF!*0.85,IF(#REF!=\"OCGT\",#REF!*0,IF(#REF!=\"\",0,#REF!*E$627))))))))","v":{"$error":"#REF!"}},{"$f":"IF(#REF!=\"Interconnector\",#REF!*1,IF(#REF!=\"Wind\",#REF!*0.7,IF(#REF!=\"Marine\",#REF!*0.7,IF(#REF!=\"Nuclear\",#REF!*0.85,IF(#REF!=\"Pumped_Storage\",#REF!*0.5,IF(#REF!=\"CCS\",#REF!*0.85,IF(#REF!=\"OCGT\",#REF!*0,IF(#REF!=\"\",0,#REF!*F$627))))))))","v":{"$error":"#REF!"}},{"$f":"IF(#REF!=\"Interconnector\",#REF!*1,IF(#REF!=\"Wind\",#REF!*0.7,IF(#REF!=\"Marine\",#REF!*0.7,IF(#REF!=\"Nuclear\",#REF!*0.85,IF(#REF!=\"Pumped_Storage\",#REF!*0.5,IF(#REF!=\"CCS\",#REF!*0.85,IF(#REF!=\"OCGT\",#REF!*0,IF(#REF!=\"\",0,#REF!*G$627))))))))","v":{"$error":"#REF!"}},{"$f":"IF(#REF!=\"Interconnector\",#REF!*1,IF(#REF!=\"Wind\",#REF!*0.7,IF(#REF!=\"Marine\",#REF!*0.7,IF(#REF!=\"Nuclear\",#REF!*0.85,IF(#REF!=\"Pumped_Storage\",#REF!*0.5,IF(#REF!=\"CCS\",#REF!*0.85,IF(#REF!=\"OCGT\",#REF!*0,IF(#REF!=\"\",0,#REF!*H$627))))))))","v":{"$error":"#REF!"}},{"$f":"IF(#REF!=\"Interconnector\",#REF!*1,IF(#REF!=\"Wind\",#REF!*0.7,IF(#REF!=\"Marine\",#REF!*0.7,IF(#REF!=\"Nuclear\",#REF!*0.85,IF(#REF!=\"Pumped_Storage\",#REF!*0.5,IF(#REF!=\"CCS\",#REF!*0.85,IF(#REF!=\"OCGT\",#REF!*0,IF(#REF!=\"\",0,#REF!*I$627))))))))","v":{"$error":"#REF!"}},{"$f":"IF(#REF!=\"Interconnector\",#REF!*1,IF(#REF!=\"Wind\",#REF!*0.7,IF(#REF!=\"Marine\",#REF!*0.7,IF(#REF!=\"Nuclear\",#REF!*0.85,IF(#REF!=\"Pumped_Storage\",#REF!*0.5,IF(#REF!=\"CCS\",#REF!*0.85,IF(#REF!=\"OCGT\",#REF!*0,IF(#REF!=\"\",0,#REF!*J$627))))))))","v":{"$error":"#REF!"}},{"$f":"IF(#REF!=\"Interconnector\",#REF!*1,IF(#REF!=\"Wind\",#REF!*0.7,IF(#REF!=\"Marine\",#REF!*0.7,IF(#REF!=\"Nuclear\",#REF!*0.85,IF(#REF!=\"Pumped_Storage\",#REF!*0.5,IF(#REF!=\"CCS\",#REF!*0.85,IF(#REF!=\"OCGT\",#REF!*0,IF(#REF!=\"\",0,#REF!*K$627))))))))","v":{"$error":"#REF!"}},{"$f":"IF(#REF!=\"Interconnector\",#REF!*1,IF(#REF!=\"Wind\",#REF!*0.7,IF(#REF!=\"Marine\",#REF!*0.7,IF(#REF!=\"Nuclear\",#REF!*0.85,IF(#REF!=\"Pumped_Storage\",#REF!*0.5,IF(#REF!=\"CCS\",#REF!*0.85,IF(#REF!=\"OCGT\",#REF!*0,IF(#REF!=\"\",0,#REF!*L$627))))))))","v":{"$error":"#REF!"}},{"$f":"IF(#REF!=\"Interconnector\",#REF!*1,IF(#REF!=\"Wind\",#REF!*0.7,IF(#REF!=\"Marine\",#REF!*0.7,IF(#REF!=\"Nuclear\",#REF!*0.85,IF(#REF!=\"Pumped_Storage\",#REF!*0.5,IF(#REF!=\"CCS\",#REF!*0.85,IF(#REF!=\"OCGT\",#REF!*0,IF(#REF!=\"\",0,#REF!*M$627))))))))","v":{"$error":"#REF!"}},{"$f":"IF(#REF!=\"Interconnector\",#REF!*1,IF(#REF!=\"Wind\",#REF!*0.7,IF(#REF!=\"Marine\",#REF!*0.7,IF(#REF!=\"Nuclear\",#REF!*0.85,IF(#REF!=\"Pumped_Storage\",#REF!*0.5,IF(#REF!=\"CCS\",#REF!*0.85,IF(#REF!=\"OCGT\",#REF!*0,IF(#REF!=\"\",0,#REF!*N$627))))))))","v":{"$error":"#REF!"}},{"$f":"IF(#REF!=\"Interconnector\",#REF!*1,IF(#REF!=\"Wind\",#REF!*0.7,IF(#REF!=\"Marine\",#REF!*0.7,IF(#REF!=\"Nuclear\",#REF!*0.85,IF(#REF!=\"Pumped_Storage\",#REF!*0.5,IF(#REF!=\"CCS\",#REF!*0.85,IF(#REF!=\"OCGT\",#REF!*0,IF(#REF!=\"\",0,#REF!*O$627))))))))","v":{"$error":"#REF!"}}]
[{"$f":"#REF!","v":{"$error":"#REF!"}},{"$f":"#REF!","v":{"$error":"#REF!"}},{"$f":"#REF!","v":{"$error":"#REF!"}},{"$f":"#REF!","v":{"$error":"#REF!"}},{"$f":"IF(#REF!=\"Interconnector\",#REF!*1,IF(#REF!=\"Wind\",#REF!*0.7,IF(#REF!=\"Marine\",#REF!*0.7,IF(#REF!=\"Nuclear\",#REF!*0.85,IF(#REF!=\"Pumped_Storage\",#REF!*0.5,IF(#REF!=\"CCS\",#REF!*0.85,IF(#REF!=\"OCGT\",#REF!*0,IF(#REF!=\"\",0,#REF!*E$627))))))))","v":{"$error":"#REF!"}},{"$f":"IF(#REF!=\"Interconnector\",#REF!*1,IF(#REF!=\"Wind\",#REF!*0.7,IF(#REF!=\"Marine\",#REF!*0.7,IF(#REF!=\"Nuclear\",#REF!*0.85,IF(#REF!=\"Pumped_Storage\",#REF!*0.5,IF(#REF!=\"CCS\",#REF!*0.85,IF(#REF!=\"OCGT\",#REF!*0,IF(#REF!=\"\",0,#REF!*F$627))))))))","v":{"$error":"#REF!"}},{"$f":"IF(#REF!=\"Interconnector\",#REF!*1,IF(#REF!=\"Wind\",#REF!*0.7,IF(#REF!=\"Marine\",#REF!*0.7,IF(#REF!=\"Nuclear\",#REF!*0.85,IF(#REF!=\"Pumped_Storage\",#REF!*0.5,IF(#REF!=\"CCS\",#REF!*0.85,IF(#REF!=\"OCGT\",#REF!*0,IF(#REF!=\"\",0,#REF!*G$627))))))))","v":{"$error":"#REF!"}},{"$f":"IF(#REF!=\"Interconnector\",#REF!*1,IF(#REF!=\"Wind\",#REF!*0.7,IF(#REF!=\"Marine\",#REF!*0.7,IF(#REF!=\"Nuclear\",#REF!*0.85,IF(#REF!=\"Pumped_Storage\",#REF!*0.5,IF(#REF!=\"CCS\",#REF!*0.85,IF(#REF!=\"OCGT\",#REF!*0,IF(#REF!=\"\",0,#REF!*H$627))))))))","v":{"$error":"#REF!"}},{"$f":"IF(#REF!=\"Interconnector\",#REF!*1,IF(#REF!=\"Wind\",#REF!*0.7,IF(#REF!=\"Marine\",#REF!*0.7,IF(#REF!=\"Nuclear\",#REF!*0.85,IF(#REF!=\"Pumped_Storage\",#REF!*0.5,IF(#REF!=\"CCS\",#REF!*0.85,IF(#REF!=\"OCGT\",#REF!*0,IF(#REF!=\"\",0,#REF!*I$627))))))))","v":{"$error":"#REF!"}},{"$f":"IF(#REF!=\"Interconnector\",#REF!*1,IF(#REF!=\"Wind\",#REF!*0.7,IF(#REF!=\"Marine\",#REF!*0.7,IF(#REF!=\"Nuclear\",#REF!*0.85,IF(#REF!=\"Pumped_Storage\",#REF!*0.5,IF(#REF!=\"CCS\",#REF!*0.85,IF(#REF!=\"OCGT\",#REF!*0,IF(#REF!=\"\",0,#REF!*J$627))))))))","v":{"$error":"#REF!"}},{"$f":"IF(#REF!=\"Interconnector\",#REF!*1,IF(#REF!=\"Wind\",#REF!*0.7,IF(#REF!=\"Marine\",#REF!*0.7,IF(#REF!=\"Nuclear\",#REF!*0.85,IF(#REF!=\"Pumped_Storage\",#REF!*0.5,IF(#REF!=\"CCS\",#REF!*0.85,IF(#REF!=\"OCGT\",#REF!*0,IF(#REF!=\"\",0,#REF!*K$627))))))))","v":{"$error":"#REF!"}},{"$f":"IF(#REF!=\"Interconnector\",#REF!*1,IF(#REF!=\"Wind\",#REF!*0.7,IF(#REF!=\"Marine\",#REF!*0.7,IF(#REF!=\"Nuclear\",#REF!*0.85,IF(#REF!=\"Pumped_Storage\",#REF!*0.5,IF(#REF!=\"CCS\",#REF!*0.85,IF(#REF!=\"OCGT\",#REF!*0,IF(#REF!=\"\",0,#REF!*L$627))))))))","v":{"$error":"#REF!"}},{"$f":"IF(#REF!=\"Interconnector\",#REF!*1,IF(#REF!=\"Wind\",#REF!*0.7,IF(#REF!=\"Marine\",#REF!*0.7,IF(#REF!=\"Nuclear\",#REF!*0.85,IF(#REF!=\"Pumped_Storage\",#REF!*0.5,IF(#REF!=\"CCS\",#REF!*0.85,IF(#REF!=\"OCGT\",#REF!*0,IF(#REF!=\"\",0,#REF!*M$627))))))))","v":{"$error":"#REF!"}},{"$f":"IF(#REF!=\"Interconnector\",#REF!*1,IF(#REF!=\"Wind\",#REF!*0.7,IF(#REF!=\"Marine\",#REF!*0.7,IF(#REF!=\"Nuclear\",#REF!*0.85,IF(#REF!=\"Pumped_Storage\",#REF!*0.5,IF(#REF!=\"CCS\",#REF!*0.85,IF(#REF!=\"OCGT\",#REF!*0,IF(#REF!=\"\",0,#REF!*N$627))))))))","v":{"$error":"#REF!"}},{"$f":"IF(#REF!=\"Interconnector\",#REF!*1,IF(#REF!=\"Wind\",#REF!*0.7,IF(#REF!=\"Marine\",#REF!*0.7,IF(#REF!=\"Nuclear\",#REF!*0.85,IF(#REF!=\"Pumped_Storage\",#REF!*0.5,IF(#REF!=\"CCS\",#REF!*0.85,IF(#REF!=\"OCGT\",#REF!*0,IF(#REF!=\"\",0,#REF!*O$627))))))))","v":{"$error":"#REF!"}}]
[{"$f":"#REF!","v":{"$error":"#REF!"}},{"$f":"#REF!","v":{"$error":"#REF!"}},{"$f":"#REF!","v":{"$error":"#REF!"}},{"$f":"#REF!","v":{"$error":"#REF!"}},{"$f":"IF(#REF!=\"Interconnector\",#REF!*1,IF(#REF!=\"Wind\",#REF!*0.7,IF(#REF!=\"Marine\",#REF!*0.7,IF(#REF!=\"Nuclear\",#REF!*0.85,IF(#REF!=\"Pumped_Storage\",#REF!*0.5,IF(#REF!=\"CCS\",#REF!*0.85,IF(#REF!=\"OCGT\",#REF!*0,IF(#REF!=\"\",0,#REF!*E$627))))))))","v":{"$error":"#REF!"}},{"$f":"IF(#REF!=\"Interconnector\",#REF!*1,IF(#REF!=\"Wind\",#REF!*0.7,IF(#REF!=\"Marine\",#REF!*0.7,IF(#REF!=\"Nuclear\",#REF!*0.85,IF(#REF!=\"Pumped_Storage\",#REF!*0.5,IF(#REF!=\"CCS\",#REF!*0.85,IF(#REF!=\"OCGT\",#REF!*0,IF(#REF!=\"\",0,#REF!*F$627))))))))","v":{"$error":"#REF!"}},{"$f":"IF(#REF!=\"Interconnector\",#REF!*1,IF(#REF!=\"Wind\",#REF!*0.7,IF(#REF!=\"Marine\",#REF!*0.7,IF(#REF!=\"Nuclear\",#REF!*0.85,IF(#REF!=\"Pumped_Storage\",#REF!*0.5,IF(#REF!=\"CCS\",#REF!*0.85,IF(#REF!=\"OCGT\",#REF!*0,IF(#REF!=\"\",0,#REF!*G$627))))))))","v":{"$error":"#REF!"}},{"$f":"IF(#REF!=\"Interconnector\",#REF!*1,IF(#REF!=\"Wind\",#REF!*0.7,IF(#REF!=\"Marine\",#REF!*0.7,IF(#REF!=\"Nuclear\",#REF!*0.85,IF(#REF!=\"Pumped_Storage\",#REF!*0.5,IF(#REF!=\"CCS\",#REF!*0.85,IF(#REF!=\"OCGT\",#REF!*0,IF(#REF!=\"\",0,#REF!*H$627))))))))","v":{"$error":"#REF!"}},{"$f":"IF(#REF!=\"Interconnector\",#REF!*1,IF(#REF!=\"Wind\",#REF!*0.7,IF(#REF!=\"Marine\",#REF!*0.7,IF(#REF!=\"Nuclear\",#REF!*0.85,IF(#REF!=\"Pumped_Storage\",#REF!*0.5,IF(#REF!=\"CCS\",#REF!*0.85,IF(#REF!=\"OCGT\",#REF!*0,IF(#REF!=\"\",0,#REF!*I$627))))))))","v":{"$error":"#REF!"}},{"$f":"IF(#REF!=\"Interconnector\",#REF!*1,IF(#REF!=\"Wind\",#REF!*0.7,IF(#REF!=\"Marine\",#REF!*0.7,IF(#REF!=\"Nuclear\",#REF!*0.85,IF(#REF!=\"Pumped_Storage\",#REF!*0.5,IF(#REF!=\"CCS\",#REF!*0.85,IF(#REF!=\"OCGT\",#REF!*0,IF(#REF!=\"\",0,#REF!*J$627))))))))","v":{"$error":"#REF!"}},{"$f":"IF(#REF!=\"Interconnector\",#REF!*1,IF(#REF!=\"Wind\",#REF!*0.7,IF(#REF!=\"Marine\",#REF!*0.7,IF(#REF!=\"Nuclear\",#REF!*0.85,IF(#REF!=\"Pumped_Storage\",#REF!*0.5,IF(#REF!=\"CCS\",#REF!*0.85,IF(#REF!=\"OCGT\",#REF!*0,IF(#REF!=\"\",0,#REF!*K$627))))))))","v":{"$error":"#REF!"}},{"$f":"IF(#REF!=\"Interconnector\",#REF!*1,IF(#REF!=\"Wind\",#REF!*0.7,IF(#REF!=\"Marine\",#REF!*0.7,IF(#REF!=\"Nuclear\",#REF!*0.85,IF(#REF!=\"Pumped_Storage\",#REF!*0.5,IF(#REF!=\"CCS\",#REF!*0.85,IF(#REF!=\"OCGT\",#REF!*0,IF(#REF!=\"\",0,#REF!*L$627))))))))","v":{"$error":"#REF!"}},{"$f":"IF(#REF!=\"Interconnector\",#REF!*1,IF(#REF!=\"Wind\",#REF!*0.7,IF(#REF!=\"Marine\",#REF!*0.7,IF(#REF!=\"Nuclear\",#REF!*0.85,IF(#REF!=\"Pumped_Storage\",#REF!*0.5,IF(#REF!=\"CCS\",#REF!*0.85,IF(#REF!=\"OCGT\",#REF!*0,IF(#REF!=\"\",0,#REF!*M$627))))))))","v":{"$error":"#REF!"}},{"$f":"IF(#REF!=\"Interconnector\",#REF!*1,IF(#REF!=\"Wind\",#REF!*0.7,IF(#REF!=\"Marine\",#REF!*0.7,IF(#REF!=\"Nuclear\",#REF!*0.85,IF(#REF!=\"Pumped_Storage\",#REF!*0.5,IF(#REF!=\"CCS\",#REF!*0.85,IF(#REF!=\"OCGT\",#REF!*0,IF(#REF!=\"\",0,#REF!*N$627))))))))","v":{"$error":"#REF!"}},{"$f":"IF(#REF!=\"Interconnector\",#REF!*1,IF(#REF!=\"Wind\",#REF!*0.7,IF(#REF!=\"Marine\",#REF!*0.7,IF(#REF!=\"Nuclear\",#REF!*0.85,IF(#REF!=\"Pumped_Storage\",#REF!*0.5,IF(#REF!=\"CCS\",#REF!*0.85,IF(#REF!=\"OCGT\",#REF!*0,IF(#REF!=\"\",0,#REF!*O$627))))))))","v":{"$error":"#REF!"}}]
[{"$f":"#REF!","v":{"$error":"#REF!"}},{"$f":"#REF!","v":{"$error":"#REF!"}},{"$f":"#REF!","v":{"$error":"#REF!"}},{"$f":"#REF!","v":{"$error":"#REF!"}},{"$f":"IF(#REF!=\"Interconnector\",#REF!*1,IF(#REF!=\"Wind\",#REF!*0.7,IF(#REF!=\"Marine\",#REF!*0.7,IF(#REF!=\"Nuclear\",#REF!*0.85,IF(#REF!=\"Pumped_Storage\",#REF!*0.5,IF(#REF!=\"CCS\",#REF!*0.85,IF(#REF!=\"OCGT\",#REF!*0,IF(#REF!=\"\",0,#REF!*E$627))))))))","v":{"$error":"#REF!"}},{"$f":"IF(#REF!=\"Interconnector\",#REF!*1,IF(#REF!=\"Wind\",#REF!*0.7,IF(#REF!=\"Marine\",#REF!*0.7,IF(#REF!=\"Nuclear\",#REF!*0.85,IF(#REF!=\"Pumped_Storage\",#REF!*0.5,IF(#REF!=\"CCS\",#REF!*0.85,IF(#REF!=\"OCGT\",#REF!*0,IF(#REF!=\"\",0,#REF!*F$627))))))))","v":{"$error":"#REF!"}},{"$f":"IF(#REF!=\"Interconnector\",#REF!*1,IF(#REF!=\"Wind\",#REF!*0.7,IF(#REF!=\"Marine\",#REF!*0.7,IF(#REF!=\"Nuclear\",#REF!*0.85,IF(#REF!=\"Pumped_Storage\",#REF!*0.5,IF(#REF!=\"CCS\",#REF!*0.85,IF(#REF!=\"OCGT\",#REF!*0,IF(#REF!=\"\",0,#REF!*G$627))))))))","v":{"$error":"#REF!"}},{"$f":"IF(#REF!=\"Interconnector\",#REF!*1,IF(#REF!=\"Wind\",#REF!*0.7,IF(#REF!=\"Marine\",#REF!*0.7,IF(#REF!=\"Nuclear\",#REF!*0.85,IF(#REF!=\"Pumped_Storage\",#REF!*0.5,IF(#REF!=\"CCS\",#REF!*0.85,IF(#REF!=\"OCGT\",#REF!*0,IF(#REF!=\"\",0,#REF!*H$627))))))))","v":{"$error":"#REF!"}},{"$f":"IF(#REF!=\"Interconnector\",#REF!*1,IF(#REF!=\"Wind\",#REF!*0.7,IF(#REF!=\"Marine\",#REF!*0.7,IF(#REF!=\"Nuclear\",#REF!*0.85,IF(#REF!=\"Pumped_Storage\",#REF!*0.5,IF(#REF!=\"CCS\",#REF!*0.85,IF(#REF!=\"OCGT\",#REF!*0,IF(#REF!=\"\",0,#REF!*I$627))))))))","v":{"$error":"#REF!"}},{"$f":"IF(#REF!=\"Interconnector\",#REF!*1,IF(#REF!=\"Wind\",#REF!*0.7,IF(#REF!=\"Marine\",#REF!*0.7,IF(#REF!=\"Nuclear\",#REF!*0.85,IF(#REF!=\"Pumped_Storage\",#REF!*0.5,IF(#REF!=\"CCS\",#REF!*0.85,IF(#REF!=\"OCGT\",#REF!*0,IF(#REF!=\"\",0,#REF!*J$627))))))))","v":{"$error":"#REF!"}},{"$f":"IF(#REF!=\"Interconnector\",#REF!*1,IF(#REF!=\"Wind\",#REF!*0.7,IF(#REF!=\"Marine\",#REF!*0.7,IF(#REF!=\"Nuclear\",#REF!*0.85,IF(#REF!=\"Pumped_Storage\",#REF!*0.5,IF(#REF!=\"CCS\",#REF!*0.85,IF(#REF!=\"OCGT\",#REF!*0,IF(#REF!=\"\",0,#REF!*K$627))))))))","v":{"$error":"#REF!"}},{"$f":"IF(#REF!=\"Interconnector\",#REF!*1,IF(#REF!=\"Wind\",#REF!*0.7,IF(#REF!=\"Marine\",#REF!*0.7,IF(#REF!=\"Nuclear\",#REF!*0.85,IF(#REF!=\"Pumped_Storage\",#REF!*0.5,IF(#REF!=\"CCS\",#REF!*0.85,IF(#REF!=\"OCGT\",#REF!*0,IF(#REF!=\"\",0,#REF!*L$627))))))))","v":{"$error":"#REF!"}},{"$f":"IF(#REF!=\"Interconnector\",#REF!*1,IF(#REF!=\"Wind\",#REF!*0.7,IF(#REF!=\"Marine\",#REF!*0.7,IF(#REF!=\"Nuclear\",#REF!*0.85,IF(#REF!=\"Pumped_Storage\",#REF!*0.5,IF(#REF!=\"CCS\",#REF!*0.85,IF(#REF!=\"OCGT\",#REF!*0,IF(#REF!=\"\",0,#REF!*M$627))))))))","v":{"$error":"#REF!"}},{"$f":"IF(#REF!=\"Interconnector\",#REF!*1,IF(#REF!=\"Wind\",#REF!*0.7,IF(#REF!=\"Marine\",#REF!*0.7,IF(#REF!=\"Nuclear\",#REF!*0.85,IF(#REF!=\"Pumped_Storage\",#REF!*0.5,IF(#REF!=\"CCS\",#REF!*0.85,IF(#REF!=\"OCGT\",#REF!*0,IF(#REF!=\"\",0,#REF!*N$627))))))))","v":{"$error":"#REF!"}},{"$f":"IF(#REF!=\"Interconnector\",#REF!*1,IF(#REF!=\"Wind\",#REF!*0.7,IF(#REF!=\"Marine\",#REF!*0.7,IF(#REF!=\"Nuclear\",#REF!*0.85,IF(#REF!=\"Pumped_Storage\",#REF!*0.5,IF(#REF!=\"CCS\",#REF!*0.85,IF(#REF!=\"OCGT\",#REF!*0,IF(#REF!=\"\",0,#REF!*O$627))))))))","v":{"$error":"#REF!"}}]
[{"$f":"#REF!","v":{"$error":"#REF!"}},{"$f":"#REF!","v":{"$error":"#REF!"}},{"$f":"#REF!","v":{"$error":"#REF!"}},{"$f":"#REF!","v":{"$error":"#REF!"}},{"$f":"IF(#REF!=\"Interconnector\",#REF!*1,IF(#REF!=\"Wind\",#REF!*0.7,IF(#REF!=\"Marine\",#REF!*0.7,IF(#REF!=\"Nuclear\",#REF!*0.85,IF(#REF!=\"Pumped_Storage\",#REF!*0.5,IF(#REF!=\"CCS\",#REF!*0.85,IF(#REF!=\"OCGT\",#REF!*0,IF(#REF!=\"\",0,#REF!*E$627))))))))","v":{"$error":"#REF!"}},{"$f":"IF(#REF!=\"Interconnector\",#REF!*1,IF(#REF!=\"Wind\",#REF!*0.7,IF(#REF!=\"Marine\",#REF!*0.7,IF(#REF!=\"Nuclear\",#REF!*0.85,IF(#REF!=\"Pumped_Storage\",#REF!*0.5,IF(#REF!=\"CCS\",#REF!*0.85,IF(#REF!=\"OCGT\",#REF!*0,IF(#REF!=\"\",0,#REF!*F$627))))))))","v":{"$error":"#REF!"}},{"$f":"IF(#REF!=\"Interconnector\",#REF!*1,IF(#REF!=\"Wind\",#REF!*0.7,IF(#REF!=\"Marine\",#REF!*0.7,IF(#REF!=\"Nuclear\",#REF!*0.85,IF(#REF!=\"Pumped_Storage\",#REF!*0.5,IF(#REF!=\"CCS\",#REF!*0.85,IF(#REF!=\"OCGT\",#REF!*0,IF(#REF!=\"\",0,#REF!*G$627))))))))","v":{"$error":"#REF!"}},{"$f":"IF(#REF!=\"Interconnector\",#REF!*1,IF(#REF!=\"Wind\",#REF!*0.7,IF(#REF!=\"Marine\",#REF!*0.7,IF(#REF!=\"Nuclear\",#REF!*0.85,IF(#REF!=\"Pumped_Storage\",#REF!*0.5,IF(#REF!=\"CCS\",#REF!*0.85,IF(#REF!=\"OCGT\",#REF!*0,IF(#REF!=\"\",0,#REF!*H$627))))))))","v":{"$error":"#REF!"}},{"$f":"IF(#REF!=\"Interconnector\",#REF!*1,IF(#REF!=\"Wind\",#REF!*0.7,IF(#REF!=\"Marine\",#REF!*0.7,IF(#REF!=\"Nuclear\",#REF!*0.85,IF(#REF!=\"Pumped_Storage\",#REF!*0.5,IF(#REF!=\"CCS\",#REF!*0.85,IF(#REF!=\"OCGT\",#REF!*0,IF(#REF!=\"\",0,#REF!*I$627))))))))","v":{"$error":"#REF!"}},{"$f":"IF(#REF!=\"Interconnector\",#REF!*1,IF(#REF!=\"Wind\",#REF!*0.7,IF(#REF!=\"Marine\",#REF!*0.7,IF(#REF!=\"Nuclear\",#REF!*0.85,IF(#REF!=\"Pumped_Storage\",#REF!*0.5,IF(#REF!=\"CCS\",#REF!*0.85,IF(#REF!=\"OCGT\",#REF!*0,IF(#REF!=\"\",0,#REF!*J$627))))))))","v":{"$error":"#REF!"}},{"$f":"IF(#REF!=\"Interconnector\",#REF!*1,IF(#REF!=\"Wind\",#REF!*0.7,IF(#REF!=\"Marine\",#REF!*0.7,IF(#REF!=\"Nuclear\",#REF!*0.85,IF(#REF!=\"Pumped_Storage\",#REF!*0.5,IF(#REF!=\"CCS\",#REF!*0.85,IF(#REF!=\"OCGT\",#REF!*0,IF(#REF!=\"\",0,#REF!*K$627))))))))","v":{"$error":"#REF!"}},{"$f":"IF(#REF!=\"Interconnector\",#REF!*1,IF(#REF!=\"Wind\",#REF!*0.7,IF(#REF!=\"Marine\",#REF!*0.7,IF(#REF!=\"Nuclear\",#REF!*0.85,IF(#REF!=\"Pumped_Storage\",#REF!*0.5,IF(#REF!=\"CCS\",#REF!*0.85,IF(#REF!=\"OCGT\",#REF!*0,IF(#REF!=\"\",0,#REF!*L$627))))))))","v":{"$error":"#REF!"}},{"$f":"IF(#REF!=\"Interconnector\",#REF!*1,IF(#REF!=\"Wind\",#REF!*0.7,IF(#REF!=\"Marine\",#REF!*0.7,IF(#REF!=\"Nuclear\",#REF!*0.85,IF(#REF!=\"Pumped_Storage\",#REF!*0.5,IF(#REF!=\"CCS\",#REF!*0.85,IF(#REF!=\"OCGT\",#REF!*0,IF(#REF!=\"\",0,#REF!*M$627))))))))","v":{"$error":"#REF!"}},{"$f":"IF(#REF!=\"Interconnector\",#REF!*1,IF(#REF!=\"Wind\",#REF!*0.7,IF(#REF!=\"Marine\",#REF!*0.7,IF(#REF!=\"Nuclear\",#REF!*0.85,IF(#REF!=\"Pumped_Storage\",#REF!*0.5,IF(#REF!=\"CCS\",#REF!*0.85,IF(#REF!=\"OCGT\",#REF!*0,IF(#REF!=\"\",0,#REF!*N$627))))))))","v":{"$error":"#REF!"}},{"$f":"IF(#REF!=\"Interconnector\",#REF!*1,IF(#REF!=\"Wind\",#REF!*0.7,IF(#REF!=\"Marine\",#REF!*0.7,IF(#REF!=\"Nuclear\",#REF!*0.85,IF(#REF!=\"Pumped_Storage\",#REF!*0.5,IF(#REF!=\"CCS\",#REF!*0.85,IF(#REF!=\"OCGT\",#REF!*0,IF(#REF!=\"\",0,#REF!*O$627))))))))","v":{"$error":"#REF!"}}]
[{"$f":"#REF!","v":{"$error":"#REF!"}},{"$f":"#REF!","v":{"$error":"#REF!"}},{"$f":"#REF!","v":{"$error":"#REF!"}},{"$f":"#REF!","v":{"$error":"#REF!"}},{"$f":"IF(#REF!=\"Interconnector\",#REF!*1,IF(#REF!=\"Wind\",#REF!*0.7,IF(#REF!=\"Marine\",#REF!*0.7,IF(#REF!=\"Nuclear\",#REF!*0.85,IF(#REF!=\"Pumped_Storage\",#REF!*0.5,IF(#REF!=\"CCS\",#REF!*0.85,IF(#REF!=\"OCGT\",#REF!*0,IF(#REF!=\"\",0,#REF!*E$627))))))))","v":{"$error":"#REF!"}},{"$f":"IF(#REF!=\"Interconnector\",#REF!*1,IF(#REF!=\"Wind\",#REF!*0.7,IF(#REF!=\"Marine\",#REF!*0.7,IF(#REF!=\"Nuclear\",#REF!*0.85,IF(#REF!=\"Pumped_Storage\",#REF!*0.5,IF(#REF!=\"CCS\",#REF!*0.85,IF(#REF!=\"OCGT\",#REF!*0,IF(#REF!=\"\",0,#REF!*F$627))))))))","v":{"$error":"#REF!"}},{"$f":"IF(#REF!=\"Interconnector\",#REF!*1,IF(#REF!=\"Wind\",#REF!*0.7,IF(#REF!=\"Marine\",#REF!*0.7,IF(#REF!=\"Nuclear\",#REF!*0.85,IF(#REF!=\"Pumped_Storage\",#REF!*0.5,IF(#REF!=\"CCS\",#REF!*0.85,IF(#REF!=\"OCGT\",#REF!*0,IF(#REF!=\"\",0,#REF!*G$627))))))))","v":{"$error":"#REF!"}},{"$f":"IF(#REF!=\"Interconnector\",#REF!*1,IF(#REF!=\"Wind\",#REF!*0.7,IF(#REF!=\"Marine\",#REF!*0.7,IF(#REF!=\"Nuclear\",#REF!*0.85,IF(#REF!=\"Pumped_Storage\",#REF!*0.5,IF(#REF!=\"CCS\",#REF!*0.85,IF(#REF!=\"OCGT\",#REF!*0,IF(#REF!=\"\",0,#REF!*H$627))))))))","v":{"$error":"#REF!"}},{"$f":"IF(#REF!=\"Interconnector\",#REF!*1,IF(#REF!=\"Wind\",#REF!*0.7,IF(#REF!=\"Marine\",#REF!*0.7,IF(#REF!=\"Nuclear\",#REF!*0.85,IF(#REF!=\"Pumped_Storage\",#REF!*0.5,IF(#REF!=\"CCS\",#REF!*0.85,IF(#REF!=\"OCGT\",#REF!*0,IF(#REF!=\"\",0,#REF!*I$627))))))))","v":{"$error":"#REF!"}},{"$f":"IF(#REF!=\"Interconnector\",#REF!*1,IF(#REF!=\"Wind\",#REF!*0.7,IF(#REF!=\"Marine\",#REF!*0.7,IF(#REF!=\"Nuclear\",#REF!*0.85,IF(#REF!=\"Pumped_Storage\",#REF!*0.5,IF(#REF!=\"CCS\",#REF!*0.85,IF(#REF!=\"OCGT\",#REF!*0,IF(#REF!=\"\",0,#REF!*J$627))))))))","v":{"$error":"#REF!"}},{"$f":"IF(#REF!=\"Interconnector\",#REF!*1,IF(#REF!=\"Wind\",#REF!*0.7,IF(#REF!=\"Marine\",#REF!*0.7,IF(#REF!=\"Nuclear\",#REF!*0.85,IF(#REF!=\"Pumped_Storage\",#REF!*0.5,IF(#REF!=\"CCS\",#REF!*0.85,IF(#REF!=\"OCGT\",#REF!*0,IF(#REF!=\"\",0,#REF!*K$627))))))))","v":{"$error":"#REF!"}},{"$f":"IF(#REF!=\"Interconnector\",#REF!*1,IF(#REF!=\"Wind\",#REF!*0.7,IF(#REF!=\"Marine\",#REF!*0.7,IF(#REF!=\"Nuclear\",#REF!*0.85,IF(#REF!=\"Pumped_Storage\",#REF!*0.5,IF(#REF!=\"CCS\",#REF!*0.85,IF(#REF!=\"OCGT\",#REF!*0,IF(#REF!=\"\",0,#REF!*L$627))))))))","v":{"$error":"#REF!"}},{"$f":"IF(#REF!=\"Interconnector\",#REF!*1,IF(#REF!=\"Wind\",#REF!*0.7,IF(#REF!=\"Marine\",#REF!*0.7,IF(#REF!=\"Nuclear\",#REF!*0.85,IF(#REF!=\"Pumped_Storage\",#REF!*0.5,IF(#REF!=\"CCS\",#REF!*0.85,IF(#REF!=\"OCGT\",#REF!*0,IF(#REF!=\"\",0,#REF!*M$627))))))))","v":{"$error":"#REF!"}},{"$f":"IF(#REF!=\"Interconnector\",#REF!*1,IF(#REF!=\"Wind\",#REF!*0.7,IF(#REF!=\"Marine\",#REF!*0.7,IF(#REF!=\"Nuclear\",#REF!*0.85,IF(#REF!=\"Pumped_Storage\",#REF!*0.5,IF(#REF!=\"CCS\",#REF!*0.85,IF(#REF!=\"OCGT\",#REF!*0,IF(#REF!=\"\",0,#REF!*N$627))))))))","v":{"$error":"#REF!"}},{"$f":"IF(#REF!=\"Interconnector\",#REF!*1,IF(#REF!=\"Wind\",#REF!*0.7,IF(#REF!=\"Marine\",#REF!*0.7,IF(#REF!=\"Nuclear\",#REF!*0.85,IF(#REF!=\"Pumped_Storage\",#REF!*0.5,IF(#REF!=\"CCS\",#REF!*0.85,IF(#REF!=\"OCGT\",#REF!*0,IF(#REF!=\"\",0,#REF!*O$627))))))))","v":{"$error":"#REF!"}}]
[{"$f":"#REF!","v":{"$error":"#REF!"}},{"$f":"#REF!","v":{"$error":"#REF!"}},{"$f":"#REF!","v":{"$error":"#REF!"}},{"$f":"#REF!","v":{"$error":"#REF!"}},{"$f":"IF(#REF!=\"Interconnector\",#REF!*1,IF(#REF!=\"Wind\",#REF!*0.7,IF(#REF!=\"Marine\",#REF!*0.7,IF(#REF!=\"Nuclear\",#REF!*0.85,IF(#REF!=\"Pumped_Storage\",#REF!*0.5,IF(#REF!=\"CCS\",#REF!*0.85,IF(#REF!=\"OCGT\",#REF!*0,IF(#REF!=\"\",0,#REF!*E$627))))))))","v":{"$error":"#REF!"}},{"$f":"IF(#REF!=\"Interconnector\",#REF!*1,IF(#REF!=\"Wind\",#REF!*0.7,IF(#REF!=\"Marine\",#REF!*0.7,IF(#REF!=\"Nuclear\",#REF!*0.85,IF(#REF!=\"Pumped_Storage\",#REF!*0.5,IF(#REF!=\"CCS\",#REF!*0.85,IF(#REF!=\"OCGT\",#REF!*0,IF(#REF!=\"\",0,#REF!*F$627))))))))","v":{"$error":"#REF!"}},{"$f":"IF(#REF!=\"Interconnector\",#REF!*1,IF(#REF!=\"Wind\",#REF!*0.7,IF(#REF!=\"Marine\",#REF!*0.7,IF(#REF!=\"Nuclear\",#REF!*0.85,IF(#REF!=\"Pumped_Storage\",#REF!*0.5,IF(#REF!=\"CCS\",#REF!*0.85,IF(#REF!=\"OCGT\",#REF!*0,IF(#REF!=\"\",0,#REF!*G$627))))))))","v":{"$error":"#REF!"}},{"$f":"IF(#REF!=\"Interconnector\",#REF!*1,IF(#REF!=\"Wind\",#REF!*0.7,IF(#REF!=\"Marine\",#REF!*0.7,IF(#REF!=\"Nuclear\",#REF!*0.85,IF(#REF!=\"Pumped_Storage\",#REF!*0.5,IF(#REF!=\"CCS\",#REF!*0.85,IF(#REF!=\"OCGT\",#REF!*0,IF(#REF!=\"\",0,#REF!*H$627))))))))","v":{"$error":"#REF!"}},{"$f":"IF(#REF!=\"Interconnector\",#REF!*1,IF(#REF!=\"Wind\",#REF!*0.7,IF(#REF!=\"Marine\",#REF!*0.7,IF(#REF!=\"Nuclear\",#REF!*0.85,IF(#REF!=\"Pumped_Storage\",#REF!*0.5,IF(#REF!=\"CCS\",#REF!*0.85,IF(#REF!=\"OCGT\",#REF!*0,IF(#REF!=\"\",0,#REF!*I$627))))))))","v":{"$error":"#REF!"}},{"$f":"IF(#REF!=\"Interconnector\",#REF!*1,IF(#REF!=\"Wind\",#REF!*0.7,IF(#REF!=\"Marine\",#REF!*0.7,IF(#REF!=\"Nuclear\",#REF!*0.85,IF(#REF!=\"Pumped_Storage\",#REF!*0.5,IF(#REF!=\"CCS\",#REF!*0.85,IF(#REF!=\"OCGT\",#REF!*0,IF(#REF!=\"\",0,#REF!*J$627))))))))","v":{"$error":"#REF!"}},{"$f":"IF(#REF!=\"Interconnector\",#REF!*1,IF(#REF!=\"Wind\",#REF!*0.7,IF(#REF!=\"Marine\",#REF!*0.7,IF(#REF!=\"Nuclear\",#REF!*0.85,IF(#REF!=\"Pumped_Storage\",#REF!*0.5,IF(#REF!=\"CCS\",#REF!*0.85,IF(#REF!=\"OCGT\",#REF!*0,IF(#REF!=\"\",0,#REF!*K$627))))))))","v":{"$error":"#REF!"}},{"$f":"IF(#REF!=\"Interconnector\",#REF!*1,IF(#REF!=\"Wind\",#REF!*0.7,IF(#REF!=\"Marine\",#REF!*0.7,IF(#REF!=\"Nuclear\",#REF!*0.85,IF(#REF!=\"Pumped_Storage\",#REF!*0.5,IF(#REF!=\"CCS\",#REF!*0.85,IF(#REF!=\"OCGT\",#REF!*0,IF(#REF!=\"\",0,#REF!*L$627))))))))","v":{"$error":"#REF!"}},{"$f":"IF(#REF!=\"Interconnector\",#REF!*1,IF(#REF!=\"Wind\",#REF!*0.7,IF(#REF!=\"Marine\",#REF!*0.7,IF(#REF!=\"Nuclear\",#REF!*0.85,IF(#REF!=\"Pumped_Storage\",#REF!*0.5,IF(#REF!=\"CCS\",#REF!*0.85,IF(#REF!=\"OCGT\",#REF!*0,IF(#REF!=\"\",0,#REF!*M$627))))))))","v":{"$error":"#REF!"}},{"$f":"IF(#REF!=\"Interconnector\",#REF!*1,IF(#REF!=\"Wind\",#REF!*0.7,IF(#REF!=\"Marine\",#REF!*0.7,IF(#REF!=\"Nuclear\",#REF!*0.85,IF(#REF!=\"Pumped_Storage\",#REF!*0.5,IF(#REF!=\"CCS\",#REF!*0.85,IF(#REF!=\"OCGT\",#REF!*0,IF(#REF!=\"\",0,#REF!*N$627))))))))","v":{"$error":"#REF!"}},{"$f":"IF(#REF!=\"Interconnector\",#REF!*1,IF(#REF!=\"Wind\",#REF!*0.7,IF(#REF!=\"Marine\",#REF!*0.7,IF(#REF!=\"Nuclear\",#REF!*0.85,IF(#REF!=\"Pumped_Storage\",#REF!*0.5,IF(#REF!=\"CCS\",#REF!*0.85,IF(#REF!=\"OCGT\",#REF!*0,IF(#REF!=\"\",0,#REF!*O$627))))))))","v":{"$error":"#REF!"}}]
[{"$f":"#REF!","v":{"$error":"#REF!"}},{"$f":"#REF!","v":{"$error":"#REF!"}},{"$f":"#REF!","v":{"$error":"#REF!"}},{"$f":"#REF!","v":{"$error":"#REF!"}},{"$f":"IF(#REF!=\"Interconnector\",#REF!*1,IF(#REF!=\"Wind\",#REF!*0.7,IF(#REF!=\"Marine\",#REF!*0.7,IF(#REF!=\"Nuclear\",#REF!*0.85,IF(#REF!=\"Pumped_Storage\",#REF!*0.5,IF(#REF!=\"CCS\",#REF!*0.85,IF(#REF!=\"OCGT\",#REF!*0,IF(#REF!=\"\",0,#REF!*E$627))))))))","v":{"$error":"#REF!"}},{"$f":"IF(#REF!=\"Interconnector\",#REF!*1,IF(#REF!=\"Wind\",#REF!*0.7,IF(#REF!=\"Marine\",#REF!*0.7,IF(#REF!=\"Nuclear\",#REF!*0.85,IF(#REF!=\"Pumped_Storage\",#REF!*0.5,IF(#REF!=\"CCS\",#REF!*0.85,IF(#REF!=\"OCGT\",#REF!*0,IF(#REF!=\"\",0,#REF!*F$627))))))))","v":{"$error":"#REF!"}},{"$f":"IF(#REF!=\"Interconnector\",#REF!*1,IF(#REF!=\"Wind\",#REF!*0.7,IF(#REF!=\"Marine\",#REF!*0.7,IF(#REF!=\"Nuclear\",#REF!*0.85,IF(#REF!=\"Pumped_Storage\",#REF!*0.5,IF(#REF!=\"CCS\",#REF!*0.85,IF(#REF!=\"OCGT\",#REF!*0,IF(#REF!=\"\",0,#REF!*G$627))))))))","v":{"$error":"#REF!"}},{"$f":"IF(#REF!=\"Interconnector\",#REF!*1,IF(#REF!=\"Wind\",#REF!*0.7,IF(#REF!=\"Marine\",#REF!*0.7,IF(#REF!=\"Nuclear\",#REF!*0.85,IF(#REF!=\"Pumped_Storage\",#REF!*0.5,IF(#REF!=\"CCS\",#REF!*0.85,IF(#REF!=\"OCGT\",#REF!*0,IF(#REF!=\"\",0,#REF!*H$627))))))))","v":{"$error":"#REF!"}},{"$f":"IF(#REF!=\"Interconnector\",#REF!*1,IF(#REF!=\"Wind\",#REF!*0.7,IF(#REF!=\"Marine\",#REF!*0.7,IF(#REF!=\"Nuclear\",#REF!*0.85,IF(#REF!=\"Pumped_Storage\",#REF!*0.5,IF(#REF!=\"CCS\",#REF!*0.85,IF(#REF!=\"OCGT\",#REF!*0,IF(#REF!=\"\",0,#REF!*I$627))))))))","v":{"$error":"#REF!"}},{"$f":"IF(#REF!=\"Interconnector\",#REF!*1,IF(#REF!=\"Wind\",#REF!*0.7,IF(#REF!=\"Marine\",#REF!*0.7,IF(#REF!=\"Nuclear\",#REF!*0.85,IF(#REF!=\"Pumped_Storage\",#REF!*0.5,IF(#REF!=\"CCS\",#REF!*0.85,IF(#REF!=\"OCGT\",#REF!*0,IF(#REF!=\"\",0,#REF!*J$627))))))))","v":{"$error":"#REF!"}},{"$f":"IF(#REF!=\"Interconnector\",#REF!*1,IF(#REF!=\"Wind\",#REF!*0.7,IF(#REF!=\"Marine\",#REF!*0.7,IF(#REF!=\"Nuclear\",#REF!*0.85,IF(#REF!=\"Pumped_Storage\",#REF!*0.5,IF(#REF!=\"CCS\",#REF!*0.85,IF(#REF!=\"OCGT\",#REF!*0,IF(#REF!=\"\",0,#REF!*K$627))))))))","v":{"$error":"#REF!"}},{"$f":"IF(#REF!=\"Interconnector\",#REF!*1,IF(#REF!=\"Wind\",#REF!*0.7,IF(#REF!=\"Marine\",#REF!*0.7,IF(#REF!=\"Nuclear\",#REF!*0.85,IF(#REF!=\"Pumped_Storage\",#REF!*0.5,IF(#REF!=\"CCS\",#REF!*0.85,IF(#REF!=\"OCGT\",#REF!*0,IF(#REF!=\"\",0,#REF!*L$627))))))))","v":{"$error":"#REF!"}},{"$f":"IF(#REF!=\"Interconnector\",#REF!*1,IF(#REF!=\"Wind\",#REF!*0.7,IF(#REF!=\"Marine\",#REF!*0.7,IF(#REF!=\"Nuclear\",#REF!*0.85,IF(#REF!=\"Pumped_Storage\",#REF!*0.5,IF(#REF!=\"CCS\",#REF!*0.85,IF(#REF!=\"OCGT\",#REF!*0,IF(#REF!=\"\",0,#REF!*M$627))))))))","v":{"$error":"#REF!"}},{"$f":"IF(#REF!=\"Interconnector\",#REF!*1,IF(#REF!=\"Wind\",#REF!*0.7,IF(#REF!=\"Marine\",#REF!*0.7,IF(#REF!=\"Nuclear\",#REF!*0.85,IF(#REF!=\"Pumped_Storage\",#REF!*0.5,IF(#REF!=\"CCS\",#REF!*0.85,IF(#REF!=\"OCGT\",#REF!*0,IF(#REF!=\"\",0,#REF!*N$627))))))))","v":{"$error":"#REF!"}},{"$f":"IF(#REF!=\"Interconnector\",#REF!*1,IF(#REF!=\"Wind\",#REF!*0.7,IF(#REF!=\"Marine\",#REF!*0.7,IF(#REF!=\"Nuclear\",#REF!*0.85,IF(#REF!=\"Pumped_Storage\",#REF!*0.5,IF(#REF!=\"CCS\",#REF!*0.85,IF(#REF!=\"OCGT\",#REF!*0,IF(#REF!=\"\",0,#REF!*O$627))))))))","v":{"$error":"#REF!"}}]
[{"$f":"#REF!","v":{"$error":"#REF!"}},{"$f":"#REF!","v":{"$error":"#REF!"}},{"$f":"#REF!","v":{"$error":"#REF!"}},{"$f":"#REF!","v":{"$error":"#REF!"}},{"$f":"IF(#REF!=\"Interconnector\",#REF!*1,IF(#REF!=\"Wind\",#REF!*0.7,IF(#REF!=\"Marine\",#REF!*0.7,IF(#REF!=\"Nuclear\",#REF!*0.85,IF(#REF!=\"Pumped_Storage\",#REF!*0.5,IF(#REF!=\"CCS\",#REF!*0.85,IF(#REF!=\"OCGT\",#REF!*0,IF(#REF!=\"\",0,#REF!*E$627))))))))","v":{"$error":"#REF!"}},{"$f":"IF(#REF!=\"Interconnector\",#REF!*1,IF(#REF!=\"Wind\",#REF!*0.7,IF(#REF!=\"Marine\",#REF!*0.7,IF(#REF!=\"Nuclear\",#REF!*0.85,IF(#REF!=\"Pumped_Storage\",#REF!*0.5,IF(#REF!=\"CCS\",#REF!*0.85,IF(#REF!=\"OCGT\",#REF!*0,IF(#REF!=\"\",0,#REF!*F$627))))))))","v":{"$error":"#REF!"}},{"$f":"IF(#REF!=\"Interconnector\",#REF!*1,IF(#REF!=\"Wind\",#REF!*0.7,IF(#REF!=\"Marine\",#REF!*0.7,IF(#REF!=\"Nuclear\",#REF!*0.85,IF(#REF!=\"Pumped_Storage\",#REF!*0.5,IF(#REF!=\"CCS\",#REF!*0.85,IF(#REF!=\"OCGT\",#REF!*0,IF(#REF!=\"\",0,#REF!*G$627))))))))","v":{"$error":"#REF!"}},{"$f":"IF(#REF!=\"Interconnector\",#REF!*1,IF(#REF!=\"Wind\",#REF!*0.7,IF(#REF!=\"Marine\",#REF!*0.7,IF(#REF!=\"Nuclear\",#REF!*0.85,IF(#REF!=\"Pumped_Storage\",#REF!*0.5,IF(#REF!=\"CCS\",#REF!*0.85,IF(#REF!=\"OCGT\",#REF!*0,IF(#REF!=\"\",0,#REF!*H$627))))))))","v":{"$error":"#REF!"}},{"$f":"IF(#REF!=\"Interconnector\",#REF!*1,IF(#REF!=\"Wind\",#REF!*0.7,IF(#REF!=\"Marine\",#REF!*0.7,IF(#REF!=\"Nuclear\",#REF!*0.85,IF(#REF!=\"Pumped_Storage\",#REF!*0.5,IF(#REF!=\"CCS\",#REF!*0.85,IF(#REF!=\"OCGT\",#REF!*0,IF(#REF!=\"\",0,#REF!*I$627))))))))","v":{"$error":"#REF!"}},{"$f":"IF(#REF!=\"Interconnector\",#REF!*1,IF(#REF!=\"Wind\",#REF!*0.7,IF(#REF!=\"Marine\",#REF!*0.7,IF(#REF!=\"Nuclear\",#REF!*0.85,IF(#REF!=\"Pumped_Storage\",#REF!*0.5,IF(#REF!=\"CCS\",#REF!*0.85,IF(#REF!=\"OCGT\",#REF!*0,IF(#REF!=\"\",0,#REF!*J$627))))))))","v":{"$error":"#REF!"}},{"$f":"IF(#REF!=\"Interconnector\",#REF!*1,IF(#REF!=\"Wind\",#REF!*0.7,IF(#REF!=\"Marine\",#REF!*0.7,IF(#REF!=\"Nuclear\",#REF!*0.85,IF(#REF!=\"Pumped_Storage\",#REF!*0.5,IF(#REF!=\"CCS\",#REF!*0.85,IF(#REF!=\"OCGT\",#REF!*0,IF(#REF!=\"\",0,#REF!*K$627))))))))","v":{"$error":"#REF!"}},{"$f":"IF(#REF!=\"Interconnector\",#REF!*1,IF(#REF!=\"Wind\",#REF!*0.7,IF(#REF!=\"Marine\",#REF!*0.7,IF(#REF!=\"Nuclear\",#REF!*0.85,IF(#REF!=\"Pumped_Storage\",#REF!*0.5,IF(#REF!=\"CCS\",#REF!*0.85,IF(#REF!=\"OCGT\",#REF!*0,IF(#REF!=\"\",0,#REF!*L$627))))))))","v":{"$error":"#REF!"}},{"$f":"IF(#REF!=\"Interconnector\",#REF!*1,IF(#REF!=\"Wind\",#REF!*0.7,IF(#REF!=\"Marine\",#REF!*0.7,IF(#REF!=\"Nuclear\",#REF!*0.85,IF(#REF!=\"Pumped_Storage\",#REF!*0.5,IF(#REF!=\"CCS\",#REF!*0.85,IF(#REF!=\"OCGT\",#REF!*0,IF(#REF!=\"\",0,#REF!*M$627))))))))","v":{"$error":"#REF!"}},{"$f":"IF(#REF!=\"Interconnector\",#REF!*1,IF(#REF!=\"Wind\",#REF!*0.7,IF(#REF!=\"Marine\",#REF!*0.7,IF(#REF!=\"Nuclear\",#REF!*0.85,IF(#REF!=\"Pumped_Storage\",#REF!*0.5,IF(#REF!=\"CCS\",#REF!*0.85,IF(#REF!=\"OCGT\",#REF!*0,IF(#REF!=\"\",0,#REF!*N$627))))))))","v":{"$error":"#REF!"}},{"$f":"IF(#REF!=\"Interconnector\",#REF!*1,IF(#REF!=\"Wind\",#REF!*0.7,IF(#REF!=\"Marine\",#REF!*0.7,IF(#REF!=\"Nuclear\",#REF!*0.85,IF(#REF!=\"Pumped_Storage\",#REF!*0.5,IF(#REF!=\"CCS\",#REF!*0.85,IF(#REF!=\"OCGT\",#REF!*0,IF(#REF!=\"\",0,#REF!*O$627))))))))","v":{"$error":"#REF!"}}]
[{"$f":"#REF!","v":{"$error":"#REF!"}},{"$f":"#REF!","v":{"$error":"#REF!"}},{"$f":"#REF!","v":{"$error":"#REF!"}},{"$f":"#REF!","v":{"$error":"#REF!"}},{"$f":"IF(#REF!=\"Interconnector\",#REF!*1,IF(#REF!=\"Wind\",#REF!*0.7,IF(#REF!=\"Marine\",#REF!*0.7,IF(#REF!=\"Nuclear\",#REF!*0.85,IF(#REF!=\"Pumped_Storage\",#REF!*0.5,IF(#REF!=\"CCS\",#REF!*0.85,IF(#REF!=\"OCGT\",#REF!*0,IF(#REF!=\"\",0,#REF!*E$627))))))))","v":{"$error":"#REF!"}},{"$f":"IF(#REF!=\"Interconnector\",#REF!*1,IF(#REF!=\"Wind\",#REF!*0.7,IF(#REF!=\"Marine\",#REF!*0.7,IF(#REF!=\"Nuclear\",#REF!*0.85,IF(#REF!=\"Pumped_Storage\",#REF!*0.5,IF(#REF!=\"CCS\",#REF!*0.85,IF(#REF!=\"OCGT\",#REF!*0,IF(#REF!=\"\",0,#REF!*F$627))))))))","v":{"$error":"#REF!"}},{"$f":"IF(#REF!=\"Interconnector\",#REF!*1,IF(#REF!=\"Wind\",#REF!*0.7,IF(#REF!=\"Marine\",#REF!*0.7,IF(#REF!=\"Nuclear\",#REF!*0.85,IF(#REF!=\"Pumped_Storage\",#REF!*0.5,IF(#REF!=\"CCS\",#REF!*0.85,IF(#REF!=\"OCGT\",#REF!*0,IF(#REF!=\"\",0,#REF!*G$627))))))))","v":{"$error":"#REF!"}},{"$f":"IF(#REF!=\"Interconnector\",#REF!*1,IF(#REF!=\"Wind\",#REF!*0.7,IF(#REF!=\"Marine\",#REF!*0.7,IF(#REF!=\"Nuclear\",#REF!*0.85,IF(#REF!=\"Pumped_Storage\",#REF!*0.5,IF(#REF!=\"CCS\",#REF!*0.85,IF(#REF!=\"OCGT\",#REF!*0,IF(#REF!=\"\",0,#REF!*H$627))))))))","v":{"$error":"#REF!"}},{"$f":"IF(#REF!=\"Interconnector\",#REF!*1,IF(#REF!=\"Wind\",#REF!*0.7,IF(#REF!=\"Marine\",#REF!*0.7,IF(#REF!=\"Nuclear\",#REF!*0.85,IF(#REF!=\"Pumped_Storage\",#REF!*0.5,IF(#REF!=\"CCS\",#REF!*0.85,IF(#REF!=\"OCGT\",#REF!*0,IF(#REF!=\"\",0,#REF!*I$627))))))))","v":{"$error":"#REF!"}},{"$f":"IF(#REF!=\"Interconnector\",#REF!*1,IF(#REF!=\"Wind\",#REF!*0.7,IF(#REF!=\"Marine\",#REF!*0.7,IF(#REF!=\"Nuclear\",#REF!*0.85,IF(#REF!=\"Pumped_Storage\",#REF!*0.5,IF(#REF!=\"CCS\",#REF!*0.85,IF(#REF!=\"OCGT\",#REF!*0,IF(#REF!=\"\",0,#REF!*J$627))))))))","v":{"$error":"#REF!"}},{"$f":"IF(#REF!=\"Interconnector\",#REF!*1,IF(#REF!=\"Wind\",#REF!*0.7,IF(#REF!=\"Marine\",#REF!*0.7,IF(#REF!=\"Nuclear\",#REF!*0.85,IF(#REF!=\"Pumped_Storage\",#REF!*0.5,IF(#REF!=\"CCS\",#REF!*0.85,IF(#REF!=\"OCGT\",#REF!*0,IF(#REF!=\"\",0,#REF!*K$627))))))))","v":{"$error":"#REF!"}},{"$f":"IF(#REF!=\"Interconnector\",#REF!*1,IF(#REF!=\"Wind\",#REF!*0.7,IF(#REF!=\"Marine\",#REF!*0.7,IF(#REF!=\"Nuclear\",#REF!*0.85,IF(#REF!=\"Pumped_Storage\",#REF!*0.5,IF(#REF!=\"CCS\",#REF!*0.85,IF(#REF!=\"OCGT\",#REF!*0,IF(#REF!=\"\",0,#REF!*L$627))))))))","v":{"$error":"#REF!"}},{"$f":"IF(#REF!=\"Interconnector\",#REF!*1,IF(#REF!=\"Wind\",#REF!*0.7,IF(#REF!=\"Marine\",#REF!*0.7,IF(#REF!=\"Nuclear\",#REF!*0.85,IF(#REF!=\"Pumped_Storage\",#REF!*0.5,IF(#REF!=\"CCS\",#REF!*0.85,IF(#REF!=\"OCGT\",#REF!*0,IF(#REF!=\"\",0,#REF!*M$627))))))))","v":{"$error":"#REF!"}},{"$f":"IF(#REF!=\"Interconnector\",#REF!*1,IF(#REF!=\"Wind\",#REF!*0.7,IF(#REF!=\"Marine\",#REF!*0.7,IF(#REF!=\"Nuclear\",#REF!*0.85,IF(#REF!=\"Pumped_Storage\",#REF!*0.5,IF(#REF!=\"CCS\",#REF!*0.85,IF(#REF!=\"OCGT\",#REF!*0,IF(#REF!=\"\",0,#REF!*N$627))))))))","v":{"$error":"#REF!"}},{"$f":"IF(#REF!=\"Interconnector\",#REF!*1,IF(#REF!=\"Wind\",#REF!*0.7,IF(#REF!=\"Marine\",#REF!*0.7,IF(#REF!=\"Nuclear\",#REF!*0.85,IF(#REF!=\"Pumped_Storage\",#REF!*0.5,IF(#REF!=\"CCS\",#REF!*0.85,IF(#REF!=\"OCGT\",#REF!*0,IF(#REF!=\"\",0,#REF!*O$627))))))))","v":{"$error":"#REF!"}}]
[{"$f":"#REF!","v":{"$error":"#REF!"}},{"$f":"#REF!","v":{"$error":"#REF!"}},{"$f":"#REF!","v":{"$error":"#REF!"}},{"$f":"#REF!","v":{"$error":"#REF!"}},{"$f":"IF(#REF!=\"Interconnector\",#REF!*1,IF(#REF!=\"Wind\",#REF!*0.7,IF(#REF!=\"Marine\",#REF!*0.7,IF(#REF!=\"Nuclear\",#REF!*0.85,IF(#REF!=\"Pumped_Storage\",#REF!*0.5,IF(#REF!=\"CCS\",#REF!*0.85,IF(#REF!=\"OCGT\",#REF!*0,IF(#REF!=\"\",0,#REF!*E$627))))))))","v":{"$error":"#REF!"}},{"$f":"IF(#REF!=\"Interconnector\",#REF!*1,IF(#REF!=\"Wind\",#REF!*0.7,IF(#REF!=\"Marine\",#REF!*0.7,IF(#REF!=\"Nuclear\",#REF!*0.85,IF(#REF!=\"Pumped_Storage\",#REF!*0.5,IF(#REF!=\"CCS\",#REF!*0.85,IF(#REF!=\"OCGT\",#REF!*0,IF(#REF!=\"\",0,#REF!*F$627))))))))","v":{"$error":"#REF!"}},{"$f":"IF(#REF!=\"Interconnector\",#REF!*1,IF(#REF!=\"Wind\",#REF!*0.7,IF(#REF!=\"Marine\",#REF!*0.7,IF(#REF!=\"Nuclear\",#REF!*0.85,IF(#REF!=\"Pumped_Storage\",#REF!*0.5,IF(#REF!=\"CCS\",#REF!*0.85,IF(#REF!=\"OCGT\",#REF!*0,IF(#REF!=\"\",0,#REF!*G$627))))))))","v":{"$error":"#REF!"}},{"$f":"IF(#REF!=\"Interconnector\",#REF!*1,IF(#REF!=\"Wind\",#REF!*0.7,IF(#REF!=\"Marine\",#REF!*0.7,IF(#REF!=\"Nuclear\",#REF!*0.85,IF(#REF!=\"Pumped_Storage\",#REF!*0.5,IF(#REF!=\"CCS\",#REF!*0.85,IF(#REF!=\"OCGT\",#REF!*0,IF(#REF!=\"\",0,#REF!*H$627))))))))","v":{"$error":"#REF!"}},{"$f":"IF(#REF!=\"Interconnector\",#REF!*1,IF(#REF!=\"Wind\",#REF!*0.7,IF(#REF!=\"Marine\",#REF!*0.7,IF(#REF!=\"Nuclear\",#REF!*0.85,IF(#REF!=\"Pumped_Storage\",#REF!*0.5,IF(#REF!=\"CCS\",#REF!*0.85,IF(#REF!=\"OCGT\",#REF!*0,IF(#REF!=\"\",0,#REF!*I$627))))))))","v":{"$error":"#REF!"}},{"$f":"IF(#REF!=\"Interconnector\",#REF!*1,IF(#REF!=\"Wind\",#REF!*0.7,IF(#REF!=\"Marine\",#REF!*0.7,IF(#REF!=\"Nuclear\",#REF!*0.85,IF(#REF!=\"Pumped_Storage\",#REF!*0.5,IF(#REF!=\"CCS\",#REF!*0.85,IF(#REF!=\"OCGT\",#REF!*0,IF(#REF!=\"\",0,#REF!*J$627))))))))","v":{"$error":"#REF!"}},{"$f":"IF(#REF!=\"Interconnector\",#REF!*1,IF(#REF!=\"Wind\",#REF!*0.7,IF(#REF!=\"Marine\",#REF!*0.7,IF(#REF!=\"Nuclear\",#REF!*0.85,IF(#REF!=\"Pumped_Storage\",#REF!*0.5,IF(#REF!=\"CCS\",#REF!*0.85,IF(#REF!=\"OCGT\",#REF!*0,IF(#REF!=\"\",0,#REF!*K$627))))))))","v":{"$error":"#REF!"}},{"$f":"IF(#REF!=\"Interconnector\",#REF!*1,IF(#REF!=\"Wind\",#REF!*0.7,IF(#REF!=\"Marine\",#REF!*0.7,IF(#REF!=\"Nuclear\",#REF!*0.85,IF(#REF!=\"Pumped_Storage\",#REF!*0.5,IF(#REF!=\"CCS\",#REF!*0.85,IF(#REF!=\"OCGT\",#REF!*0,IF(#REF!=\"\",0,#REF!*L$627))))))))","v":{"$error":"#REF!"}},{"$f":"IF(#REF!=\"Interconnector\",#REF!*1,IF(#REF!=\"Wind\",#REF!*0.7,IF(#REF!=\"Marine\",#REF!*0.7,IF(#REF!=\"Nuclear\",#REF!*0.85,IF(#REF!=\"Pumped_Storage\",#REF!*0.5,IF(#REF!=\"CCS\",#REF!*0.85,IF(#REF!=\"OCGT\",#REF!*0,IF(#REF!=\"\",0,#REF!*M$627))))))))","v":{"$error":"#REF!"}},{"$f":"IF(#REF!=\"Interconnector\",#REF!*1,IF(#REF!=\"Wind\",#REF!*0.7,IF(#REF!=\"Marine\",#REF!*0.7,IF(#REF!=\"Nuclear\",#REF!*0.85,IF(#REF!=\"Pumped_Storage\",#REF!*0.5,IF(#REF!=\"CCS\",#REF!*0.85,IF(#REF!=\"OCGT\",#REF!*0,IF(#REF!=\"\",0,#REF!*N$627))))))))","v":{"$error":"#REF!"}},{"$f":"IF(#REF!=\"Interconnector\",#REF!*1,IF(#REF!=\"Wind\",#REF!*0.7,IF(#REF!=\"Marine\",#REF!*0.7,IF(#REF!=\"Nuclear\",#REF!*0.85,IF(#REF!=\"Pumped_Storage\",#REF!*0.5,IF(#REF!=\"CCS\",#REF!*0.85,IF(#REF!=\"OCGT\",#REF!*0,IF(#REF!=\"\",0,#REF!*O$627))))))))","v":{"$error":"#REF!"}}]
[{"$f":"#REF!","v":{"$error":"#REF!"}},{"$f":"#REF!","v":{"$error":"#REF!"}},{"$f":"#REF!","v":{"$error":"#REF!"}},{"$f":"#REF!","v":{"$error":"#REF!"}},{"$f":"IF(#REF!=\"Interconnector\",#REF!*1,IF(#REF!=\"Wind\",#REF!*0.7,IF(#REF!=\"Marine\",#REF!*0.7,IF(#REF!=\"Nuclear\",#REF!*0.85,IF(#REF!=\"Pumped_Storage\",#REF!*0.5,IF(#REF!=\"CCS\",#REF!*0.85,IF(#REF!=\"OCGT\",#REF!*0,IF(#REF!=\"\",0,#REF!*E$627))))))))","v":{"$error":"#REF!"}},{"$f":"IF(#REF!=\"Interconnector\",#REF!*1,IF(#REF!=\"Wind\",#REF!*0.7,IF(#REF!=\"Marine\",#REF!*0.7,IF(#REF!=\"Nuclear\",#REF!*0.85,IF(#REF!=\"Pumped_Storage\",#REF!*0.5,IF(#REF!=\"CCS\",#REF!*0.85,IF(#REF!=\"OCGT\",#REF!*0,IF(#REF!=\"\",0,#REF!*F$627))))))))","v":{"$error":"#REF!"}},{"$f":"IF(#REF!=\"Interconnector\",#REF!*1,IF(#REF!=\"Wind\",#REF!*0.7,IF(#REF!=\"Marine\",#REF!*0.7,IF(#REF!=\"Nuclear\",#REF!*0.85,IF(#REF!=\"Pumped_Storage\",#REF!*0.5,IF(#REF!=\"CCS\",#REF!*0.85,IF(#REF!=\"OCGT\",#REF!*0,IF(#REF!=\"\",0,#REF!*G$627))))))))","v":{"$error":"#REF!"}},{"$f":"IF(#REF!=\"Interconnector\",#REF!*1,IF(#REF!=\"Wind\",#REF!*0.7,IF(#REF!=\"Marine\",#REF!*0.7,IF(#REF!=\"Nuclear\",#REF!*0.85,IF(#REF!=\"Pumped_Storage\",#REF!*0.5,IF(#REF!=\"CCS\",#REF!*0.85,IF(#REF!=\"OCGT\",#REF!*0,IF(#REF!=\"\",0,#REF!*H$627))))))))","v":{"$error":"#REF!"}},{"$f":"IF(#REF!=\"Interconnector\",#REF!*1,IF(#REF!=\"Wind\",#REF!*0.7,IF(#REF!=\"Marine\",#REF!*0.7,IF(#REF!=\"Nuclear\",#REF!*0.85,IF(#REF!=\"Pumped_Storage\",#REF!*0.5,IF(#REF!=\"CCS\",#REF!*0.85,IF(#REF!=\"OCGT\",#REF!*0,IF(#REF!=\"\",0,#REF!*I$627))))))))","v":{"$error":"#REF!"}},{"$f":"IF(#REF!=\"Interconnector\",#REF!*1,IF(#REF!=\"Wind\",#REF!*0.7,IF(#REF!=\"Marine\",#REF!*0.7,IF(#REF!=\"Nuclear\",#REF!*0.85,IF(#REF!=\"Pumped_Storage\",#REF!*0.5,IF(#REF!=\"CCS\",#REF!*0.85,IF(#REF!=\"OCGT\",#REF!*0,IF(#REF!=\"\",0,#REF!*J$627))))))))","v":{"$error":"#REF!"}},{"$f":"IF(#REF!=\"Interconnector\",#REF!*1,IF(#REF!=\"Wind\",#REF!*0.7,IF(#REF!=\"Marine\",#REF!*0.7,IF(#REF!=\"Nuclear\",#REF!*0.85,IF(#REF!=\"Pumped_Storage\",#REF!*0.5,IF(#REF!=\"CCS\",#REF!*0.85,IF(#REF!=\"OCGT\",#REF!*0,IF(#REF!=\"\",0,#REF!*K$627))))))))","v":{"$error":"#REF!"}},{"$f":"IF(#REF!=\"Interconnector\",#REF!*1,IF(#REF!=\"Wind\",#REF!*0.7,IF(#REF!=\"Marine\",#REF!*0.7,IF(#REF!=\"Nuclear\",#REF!*0.85,IF(#REF!=\"Pumped_Storage\",#REF!*0.5,IF(#REF!=\"CCS\",#REF!*0.85,IF(#REF!=\"OCGT\",#REF!*0,IF(#REF!=\"\",0,#REF!*L$627))))))))","v":{"$error":"#REF!"}},{"$f":"IF(#REF!=\"Interconnector\",#REF!*1,IF(#REF!=\"Wind\",#REF!*0.7,IF(#REF!=\"Marine\",#REF!*0.7,IF(#REF!=\"Nuclear\",#REF!*0.85,IF(#REF!=\"Pumped_Storage\",#REF!*0.5,IF(#REF!=\"CCS\",#REF!*0.85,IF(#REF!=\"OCGT\",#REF!*0,IF(#REF!=\"\",0,#REF!*M$627))))))))","v":{"$error":"#REF!"}},{"$f":"IF(#REF!=\"Interconnector\",#REF!*1,IF(#REF!=\"Wind\",#REF!*0.7,IF(#REF!=\"Marine\",#REF!*0.7,IF(#REF!=\"Nuclear\",#REF!*0.85,IF(#REF!=\"Pumped_Storage\",#REF!*0.5,IF(#REF!=\"CCS\",#REF!*0.85,IF(#REF!=\"OCGT\",#REF!*0,IF(#REF!=\"\",0,#REF!*N$627))))))))","v":{"$error":"#REF!"}},{"$f":"IF(#REF!=\"Interconnector\",#REF!*1,IF(#REF!=\"Wind\",#REF!*0.7,IF(#REF!=\"Marine\",#REF!*0.7,IF(#REF!=\"Nuclear\",#REF!*0.85,IF(#REF!=\"Pumped_Storage\",#REF!*0.5,IF(#REF!=\"CCS\",#REF!*0.85,IF(#REF!=\"OCGT\",#REF!*0,IF(#REF!=\"\",0,#REF!*O$627))))))))","v":{"$error":"#REF!"}}]
[{"$f":"#REF!","v":{"$error":"#REF!"}},{"$f":"#REF!","v":{"$error":"#REF!"}},{"$f":"#REF!","v":{"$error":"#REF!"}},{"$f":"#REF!","v":{"$error":"#REF!"}},{"$f":"IF(#REF!=\"Interconnector\",#REF!*1,IF(#REF!=\"Wind\",#REF!*0.7,IF(#REF!=\"Marine\",#REF!*0.7,IF(#REF!=\"Nuclear\",#REF!*0.85,IF(#REF!=\"Pumped_Storage\",#REF!*0.5,IF(#REF!=\"CCS\",#REF!*0.85,IF(#REF!=\"OCGT\",#REF!*0,IF(#REF!=\"\",0,#REF!*E$627))))))))","v":{"$error":"#REF!"}},{"$f":"IF(#REF!=\"Interconnector\",#REF!*1,IF(#REF!=\"Wind\",#REF!*0.7,IF(#REF!=\"Marine\",#REF!*0.7,IF(#REF!=\"Nuclear\",#REF!*0.85,IF(#REF!=\"Pumped_Storage\",#REF!*0.5,IF(#REF!=\"CCS\",#REF!*0.85,IF(#REF!=\"OCGT\",#REF!*0,IF(#REF!=\"\",0,#REF!*F$627))))))))","v":{"$error":"#REF!"}},{"$f":"IF(#REF!=\"Interconnector\",#REF!*1,IF(#REF!=\"Wind\",#REF!*0.7,IF(#REF!=\"Marine\",#REF!*0.7,IF(#REF!=\"Nuclear\",#REF!*0.85,IF(#REF!=\"Pumped_Storage\",#REF!*0.5,IF(#REF!=\"CCS\",#REF!*0.85,IF(#REF!=\"OCGT\",#REF!*0,IF(#REF!=\"\",0,#REF!*G$627))))))))","v":{"$error":"#REF!"}},{"$f":"IF(#REF!=\"Interconnector\",#REF!*1,IF(#REF!=\"Wind\",#REF!*0.7,IF(#REF!=\"Marine\",#REF!*0.7,IF(#REF!=\"Nuclear\",#REF!*0.85,IF(#REF!=\"Pumped_Storage\",#REF!*0.5,IF(#REF!=\"CCS\",#REF!*0.85,IF(#REF!=\"OCGT\",#REF!*0,IF(#REF!=\"\",0,#REF!*H$627))))))))","v":{"$error":"#REF!"}},{"$f":"IF(#REF!=\"Interconnector\",#REF!*1,IF(#REF!=\"Wind\",#REF!*0.7,IF(#REF!=\"Marine\",#REF!*0.7,IF(#REF!=\"Nuclear\",#REF!*0.85,IF(#REF!=\"Pumped_Storage\",#REF!*0.5,IF(#REF!=\"CCS\",#REF!*0.85,IF(#REF!=\"OCGT\",#REF!*0,IF(#REF!=\"\",0,#REF!*I$627))))))))","v":{"$error":"#REF!"}},{"$f":"IF(#REF!=\"Interconnector\",#REF!*1,IF(#REF!=\"Wind\",#REF!*0.7,IF(#REF!=\"Marine\",#REF!*0.7,IF(#REF!=\"Nuclear\",#REF!*0.85,IF(#REF!=\"Pumped_Storage\",#REF!*0.5,IF(#REF!=\"CCS\",#REF!*0.85,IF(#REF!=\"OCGT\",#REF!*0,IF(#REF!=\"\",0,#REF!*J$627))))))))","v":{"$error":"#REF!"}},{"$f":"IF(#REF!=\"Interconnector\",#REF!*1,IF(#REF!=\"Wind\",#REF!*0.7,IF(#REF!=\"Marine\",#REF!*0.7,IF(#REF!=\"Nuclear\",#REF!*0.85,IF(#REF!=\"Pumped_Storage\",#REF!*0.5,IF(#REF!=\"CCS\",#REF!*0.85,IF(#REF!=\"OCGT\",#REF!*0,IF(#REF!=\"\",0,#REF!*K$627))))))))","v":{"$error":"#REF!"}},{"$f":"IF(#REF!=\"Interconnector\",#REF!*1,IF(#REF!=\"Wind\",#REF!*0.7,IF(#REF!=\"Marine\",#REF!*0.7,IF(#REF!=\"Nuclear\",#REF!*0.85,IF(#REF!=\"Pumped_Storage\",#REF!*0.5,IF(#REF!=\"CCS\",#REF!*0.85,IF(#REF!=\"OCGT\",#REF!*0,IF(#REF!=\"\",0,#REF!*L$627))))))))","v":{"$error":"#REF!"}},{"$f":"IF(#REF!=\"Interconnector\",#REF!*1,IF(#REF!=\"Wind\",#REF!*0.7,IF(#REF!=\"Marine\",#REF!*0.7,IF(#REF!=\"Nuclear\",#REF!*0.85,IF(#REF!=\"Pumped_Storage\",#REF!*0.5,IF(#REF!=\"CCS\",#REF!*0.85,IF(#REF!=\"OCGT\",#REF!*0,IF(#REF!=\"\",0,#REF!*M$627))))))))","v":{"$error":"#REF!"}},{"$f":"IF(#REF!=\"Interconnector\",#REF!*1,IF(#REF!=\"Wind\",#REF!*0.7,IF(#REF!=\"Marine\",#REF!*0.7,IF(#REF!=\"Nuclear\",#REF!*0.85,IF(#REF!=\"Pumped_Storage\",#REF!*0.5,IF(#REF!=\"CCS\",#REF!*0.85,IF(#REF!=\"OCGT\",#REF!*0,IF(#REF!=\"\",0,#REF!*N$627))))))))","v":{"$error":"#REF!"}},{"$f":"IF(#REF!=\"Interconnector\",#REF!*1,IF(#REF!=\"Wind\",#REF!*0.7,IF(#REF!=\"Marine\",#REF!*0.7,IF(#REF!=\"Nuclear\",#REF!*0.85,IF(#REF!=\"Pumped_Storage\",#REF!*0.5,IF(#REF!=\"CCS\",#REF!*0.85,IF(#REF!=\"OCGT\",#REF!*0,IF(#REF!=\"\",0,#REF!*O$627))))))))","v":{"$error":"#REF!"}}]
[{"$f":"#REF!","v":{"$error":"#REF!"}},{"$f":"#REF!","v":{"$error":"#REF!"}},{"$f":"#REF!","v":{"$error":"#REF!"}},{"$f":"#REF!","v":{"$error":"#REF!"}},{"$f":"IF(#REF!=\"Interconnector\",#REF!*1,IF(#REF!=\"Wind\",#REF!*0.7,IF(#REF!=\"Marine\",#REF!*0.7,IF(#REF!=\"Nuclear\",#REF!*0.85,IF(#REF!=\"Pumped_Storage\",#REF!*0.5,IF(#REF!=\"CCS\",#REF!*0.85,IF(#REF!=\"OCGT\",#REF!*0,IF(#REF!=\"\",0,#REF!*E$627))))))))","v":{"$error":"#REF!"}},{"$f":"IF(#REF!=\"Interconnector\",#REF!*1,IF(#REF!=\"Wind\",#REF!*0.7,IF(#REF!=\"Marine\",#REF!*0.7,IF(#REF!=\"Nuclear\",#REF!*0.85,IF(#REF!=\"Pumped_Storage\",#REF!*0.5,IF(#REF!=\"CCS\",#REF!*0.85,IF(#REF!=\"OCGT\",#REF!*0,IF(#REF!=\"\",0,#REF!*F$627))))))))","v":{"$error":"#REF!"}},{"$f":"IF(#REF!=\"Interconnector\",#REF!*1,IF(#REF!=\"Wind\",#REF!*0.7,IF(#REF!=\"Marine\",#REF!*0.7,IF(#REF!=\"Nuclear\",#REF!*0.85,IF(#REF!=\"Pumped_Storage\",#REF!*0.5,IF(#REF!=\"CCS\",#REF!*0.85,IF(#REF!=\"OCGT\",#REF!*0,IF(#REF!=\"\",0,#REF!*G$627))))))))","v":{"$error":"#REF!"}},{"$f":"IF(#REF!=\"Interconnector\",#REF!*1,IF(#REF!=\"Wind\",#REF!*0.7,IF(#REF!=\"Marine\",#REF!*0.7,IF(#REF!=\"Nuclear\",#REF!*0.85,IF(#REF!=\"Pumped_Storage\",#REF!*0.5,IF(#REF!=\"CCS\",#REF!*0.85,IF(#REF!=\"OCGT\",#REF!*0,IF(#REF!=\"\",0,#REF!*H$627))))))))","v":{"$error":"#REF!"}},{"$f":"IF(#REF!=\"Interconnector\",#REF!*1,IF(#REF!=\"Wind\",#REF!*0.7,IF(#REF!=\"Marine\",#REF!*0.7,IF(#REF!=\"Nuclear\",#REF!*0.85,IF(#REF!=\"Pumped_Storage\",#REF!*0.5,IF(#REF!=\"CCS\",#REF!*0.85,IF(#REF!=\"OCGT\",#REF!*0,IF(#REF!=\"\",0,#REF!*I$627))))))))","v":{"$error":"#REF!"}},{"$f":"IF(#REF!=\"Interconnector\",#REF!*1,IF(#REF!=\"Wind\",#REF!*0.7,IF(#REF!=\"Marine\",#REF!*0.7,IF(#REF!=\"Nuclear\",#REF!*0.85,IF(#REF!=\"Pumped_Storage\",#REF!*0.5,IF(#REF!=\"CCS\",#REF!*0.85,IF(#REF!=\"OCGT\",#REF!*0,IF(#REF!=\"\",0,#REF!*J$627))))))))","v":{"$error":"#REF!"}},{"$f":"IF(#REF!=\"Interconnector\",#REF!*1,IF(#REF!=\"Wind\",#REF!*0.7,IF(#REF!=\"Marine\",#REF!*0.7,IF(#REF!=\"Nuclear\",#REF!*0.85,IF(#REF!=\"Pumped_Storage\",#REF!*0.5,IF(#REF!=\"CCS\",#REF!*0.85,IF(#REF!=\"OCGT\",#REF!*0,IF(#REF!=\"\",0,#REF!*K$627))))))))","v":{"$error":"#REF!"}},{"$f":"IF(#REF!=\"Interconnector\",#REF!*1,IF(#REF!=\"Wind\",#REF!*0.7,IF(#REF!=\"Marine\",#REF!*0.7,IF(#REF!=\"Nuclear\",#REF!*0.85,IF(#REF!=\"Pumped_Storage\",#REF!*0.5,IF(#REF!=\"CCS\",#REF!*0.85,IF(#REF!=\"OCGT\",#REF!*0,IF(#REF!=\"\",0,#REF!*L$627))))))))","v":{"$error":"#REF!"}},{"$f":"IF(#REF!=\"Interconnector\",#REF!*1,IF(#REF!=\"Wind\",#REF!*0.7,IF(#REF!=\"Marine\",#REF!*0.7,IF(#REF!=\"Nuclear\",#REF!*0.85,IF(#REF!=\"Pumped_Storage\",#REF!*0.5,IF(#REF!=\"CCS\",#REF!*0.85,IF(#REF!=\"OCGT\",#REF!*0,IF(#REF!=\"\",0,#REF!*M$627))))))))","v":{"$error":"#REF!"}},{"$f":"IF(#REF!=\"Interconnector\",#REF!*1,IF(#REF!=\"Wind\",#REF!*0.7,IF(#REF!=\"Marine\",#REF!*0.7,IF(#REF!=\"Nuclear\",#REF!*0.85,IF(#REF!=\"Pumped_Storage\",#REF!*0.5,IF(#REF!=\"CCS\",#REF!*0.85,IF(#REF!=\"OCGT\",#REF!*0,IF(#REF!=\"\",0,#REF!*N$627))))))))","v":{"$error":"#REF!"}},{"$f":"IF(#REF!=\"Interconnector\",#REF!*1,IF(#REF!=\"Wind\",#REF!*0.7,IF(#REF!=\"Marine\",#REF!*0.7,IF(#REF!=\"Nuclear\",#REF!*0.85,IF(#REF!=\"Pumped_Storage\",#REF!*0.5,IF(#REF!=\"CCS\",#REF!*0.85,IF(#REF!=\"OCGT\",#REF!*0,IF(#REF!=\"\",0,#REF!*O$627))))))))","v":{"$error":"#REF!"}}]
[{"$f":"#REF!","v":{"$error":"#REF!"}},{"$f":"#REF!","v":{"$error":"#REF!"}},{"$f":"#REF!","v":{"$error":"#REF!"}},{"$f":"#REF!","v":{"$error":"#REF!"}},{"$f":"IF(#REF!=\"Interconnector\",#REF!*1,IF(#REF!=\"Wind\",#REF!*0.7,IF(#REF!=\"Marine\",#REF!*0.7,IF(#REF!=\"Nuclear\",#REF!*0.85,IF(#REF!=\"Pumped_Storage\",#REF!*0.5,IF(#REF!=\"CCS\",#REF!*0.85,IF(#REF!=\"OCGT\",#REF!*0,IF(#REF!=\"\",0,#REF!*E$627))))))))","v":{"$error":"#REF!"}},{"$f":"IF(#REF!=\"Interconnector\",#REF!*1,IF(#REF!=\"Wind\",#REF!*0.7,IF(#REF!=\"Marine\",#REF!*0.7,IF(#REF!=\"Nuclear\",#REF!*0.85,IF(#REF!=\"Pumped_Storage\",#REF!*0.5,IF(#REF!=\"CCS\",#REF!*0.85,IF(#REF!=\"OCGT\",#REF!*0,IF(#REF!=\"\",0,#REF!*F$627))))))))","v":{"$error":"#REF!"}},{"$f":"IF(#REF!=\"Interconnector\",#REF!*1,IF(#REF!=\"Wind\",#REF!*0.7,IF(#REF!=\"Marine\",#REF!*0.7,IF(#REF!=\"Nuclear\",#REF!*0.85,IF(#REF!=\"Pumped_Storage\",#REF!*0.5,IF(#REF!=\"CCS\",#REF!*0.85,IF(#REF!=\"OCGT\",#REF!*0,IF(#REF!=\"\",0,#REF!*G$627))))))))","v":{"$error":"#REF!"}},{"$f":"IF(#REF!=\"Interconnector\",#REF!*1,IF(#REF!=\"Wind\",#REF!*0.7,IF(#REF!=\"Marine\",#REF!*0.7,IF(#REF!=\"Nuclear\",#REF!*0.85,IF(#REF!=\"Pumped_Storage\",#REF!*0.5,IF(#REF!=\"CCS\",#REF!*0.85,IF(#REF!=\"OCGT\",#REF!*0,IF(#REF!=\"\",0,#REF!*H$627))))))))","v":{"$error":"#REF!"}},{"$f":"IF(#REF!=\"Interconnector\",#REF!*1,IF(#REF!=\"Wind\",#REF!*0.7,IF(#REF!=\"Marine\",#REF!*0.7,IF(#REF!=\"Nuclear\",#REF!*0.85,IF(#REF!=\"Pumped_Storage\",#REF!*0.5,IF(#REF!=\"CCS\",#REF!*0.85,IF(#REF!=\"OCGT\",#REF!*0,IF(#REF!=\"\",0,#REF!*I$627))))))))","v":{"$error":"#REF!"}},{"$f":"IF(#REF!=\"Interconnector\",#REF!*1,IF(#REF!=\"Wind\",#REF!*0.7,IF(#REF!=\"Marine\",#REF!*0.7,IF(#REF!=\"Nuclear\",#REF!*0.85,IF(#REF!=\"Pumped_Storage\",#REF!*0.5,IF(#REF!=\"CCS\",#REF!*0.85,IF(#REF!=\"OCGT\",#REF!*0,IF(#REF!=\"\",0,#REF!*J$627))))))))","v":{"$error":"#REF!"}},{"$f":"IF(#REF!=\"Interconnector\",#REF!*1,IF(#REF!=\"Wind\",#REF!*0.7,IF(#REF!=\"Marine\",#REF!*0.7,IF(#REF!=\"Nuclear\",#REF!*0.85,IF(#REF!=\"Pumped_Storage\",#REF!*0.5,IF(#REF!=\"CCS\",#REF!*0.85,IF(#REF!=\"OCGT\",#REF!*0,IF(#REF!=\"\",0,#REF!*K$627))))))))","v":{"$error":"#REF!"}},{"$f":"IF(#REF!=\"Interconnector\",#REF!*1,IF(#REF!=\"Wind\",#REF!*0.7,IF(#REF!=\"Marine\",#REF!*0.7,IF(#REF!=\"Nuclear\",#REF!*0.85,IF(#REF!=\"Pumped_Storage\",#REF!*0.5,IF(#REF!=\"CCS\",#REF!*0.85,IF(#REF!=\"OCGT\",#REF!*0,IF(#REF!=\"\",0,#REF!*L$627))))))))","v":{"$error":"#REF!"}},{"$f":"IF(#REF!=\"Interconnector\",#REF!*1,IF(#REF!=\"Wind\",#REF!*0.7,IF(#REF!=\"Marine\",#REF!*0.7,IF(#REF!=\"Nuclear\",#REF!*0.85,IF(#REF!=\"Pumped_Storage\",#REF!*0.5,IF(#REF!=\"CCS\",#REF!*0.85,IF(#REF!=\"OCGT\",#REF!*0,IF(#REF!=\"\",0,#REF!*M$627))))))))","v":{"$error":"#REF!"}},{"$f":"IF(#REF!=\"Interconnector\",#REF!*1,IF(#REF!=\"Wind\",#REF!*0.7,IF(#REF!=\"Marine\",#REF!*0.7,IF(#REF!=\"Nuclear\",#REF!*0.85,IF(#REF!=\"Pumped_Storage\",#REF!*0.5,IF(#REF!=\"CCS\",#REF!*0.85,IF(#REF!=\"OCGT\",#REF!*0,IF(#REF!=\"\",0,#REF!*N$627))))))))","v":{"$error":"#REF!"}},{"$f":"IF(#REF!=\"Interconnector\",#REF!*1,IF(#REF!=\"Wind\",#REF!*0.7,IF(#REF!=\"Marine\",#REF!*0.7,IF(#REF!=\"Nuclear\",#REF!*0.85,IF(#REF!=\"Pumped_Storage\",#REF!*0.5,IF(#REF!=\"CCS\",#REF!*0.85,IF(#REF!=\"OCGT\",#REF!*0,IF(#REF!=\"\",0,#REF!*O$627))))))))","v":{"$error":"#REF!"}}]
[{"$f":"#REF!","v":{"$error":"#REF!"}},{"$f":"#REF!","v":{"$error":"#REF!"}},{"$f":"#REF!","v":{"$error":"#REF!"}},{"$f":"#REF!","v":{"$error":"#REF!"}},{"$f":"IF(#REF!=\"Interconnector\",#REF!*1,IF(#REF!=\"Wind\",#REF!*0.7,IF(#REF!=\"Marine\",#REF!*0.7,IF(#REF!=\"Nuclear\",#REF!*0.85,IF(#REF!=\"Pumped_Storage\",#REF!*0.5,IF(#REF!=\"CCS\",#REF!*0.85,IF(#REF!=\"OCGT\",#REF!*0,IF(#REF!=\"\",0,#REF!*E$627))))))))","v":{"$error":"#REF!"}},{"$f":"IF(#REF!=\"Interconnector\",#REF!*1,IF(#REF!=\"Wind\",#REF!*0.7,IF(#REF!=\"Marine\",#REF!*0.7,IF(#REF!=\"Nuclear\",#REF!*0.85,IF(#REF!=\"Pumped_Storage\",#REF!*0.5,IF(#REF!=\"CCS\",#REF!*0.85,IF(#REF!=\"OCGT\",#REF!*0,IF(#REF!=\"\",0,#REF!*F$627))))))))","v":{"$error":"#REF!"}},{"$f":"IF(#REF!=\"Interconnector\",#REF!*1,IF(#REF!=\"Wind\",#REF!*0.7,IF(#REF!=\"Marine\",#REF!*0.7,IF(#REF!=\"Nuclear\",#REF!*0.85,IF(#REF!=\"Pumped_Storage\",#REF!*0.5,IF(#REF!=\"CCS\",#REF!*0.85,IF(#REF!=\"OCGT\",#REF!*0,IF(#REF!=\"\",0,#REF!*G$627))))))))","v":{"$error":"#REF!"}},{"$f":"IF(#REF!=\"Interconnector\",#REF!*1,IF(#REF!=\"Wind\",#REF!*0.7,IF(#REF!=\"Marine\",#REF!*0.7,IF(#REF!=\"Nuclear\",#REF!*0.85,IF(#REF!=\"Pumped_Storage\",#REF!*0.5,IF(#REF!=\"CCS\",#REF!*0.85,IF(#REF!=\"OCGT\",#REF!*0,IF(#REF!=\"\",0,#REF!*H$627))))))))","v":{"$error":"#REF!"}},{"$f":"IF(#REF!=\"Interconnector\",#REF!*1,IF(#REF!=\"Wind\",#REF!*0.7,IF(#REF!=\"Marine\",#REF!*0.7,IF(#REF!=\"Nuclear\",#REF!*0.85,IF(#REF!=\"Pumped_Storage\",#REF!*0.5,IF(#REF!=\"CCS\",#REF!*0.85,IF(#REF!=\"OCGT\",#REF!*0,IF(#REF!=\"\",0,#REF!*I$627))))))))","v":{"$error":"#REF!"}},{"$f":"IF(#REF!=\"Interconnector\",#REF!*1,IF(#REF!=\"Wind\",#REF!*0.7,IF(#REF!=\"Marine\",#REF!*0.7,IF(#REF!=\"Nuclear\",#REF!*0.85,IF(#REF!=\"Pumped_Storage\",#REF!*0.5,IF(#REF!=\"CCS\",#REF!*0.85,IF(#REF!=\"OCGT\",#REF!*0,IF(#REF!=\"\",0,#REF!*J$627))))))))","v":{"$error":"#REF!"}},{"$f":"IF(#REF!=\"Interconnector\",#REF!*1,IF(#REF!=\"Wind\",#REF!*0.7,IF(#REF!=\"Marine\",#REF!*0.7,IF(#REF!=\"Nuclear\",#REF!*0.85,IF(#REF!=\"Pumped_Storage\",#REF!*0.5,IF(#REF!=\"CCS\",#REF!*0.85,IF(#REF!=\"OCGT\",#REF!*0,IF(#REF!=\"\",0,#REF!*K$627))))))))","v":{"$error":"#REF!"}},{"$f":"IF(#REF!=\"Interconnector\",#REF!*1,IF(#REF!=\"Wind\",#REF!*0.7,IF(#REF!=\"Marine\",#REF!*0.7,IF(#REF!=\"Nuclear\",#REF!*0.85,IF(#REF!=\"Pumped_Storage\",#REF!*0.5,IF(#REF!=\"CCS\",#REF!*0.85,IF(#REF!=\"OCGT\",#REF!*0,IF(#REF!=\"\",0,#REF!*L$627))))))))","v":{"$error":"#REF!"}},{"$f":"IF(#REF!=\"Interconnector\",#REF!*1,IF(#REF!=\"Wind\",#REF!*0.7,IF(#REF!=\"Marine\",#REF!*0.7,IF(#REF!=\"Nuclear\",#REF!*0.85,IF(#REF!=\"Pumped_Storage\",#REF!*0.5,IF(#REF!=\"CCS\",#REF!*0.85,IF(#REF!=\"OCGT\",#REF!*0,IF(#REF!=\"\",0,#REF!*M$627))))))))","v":{"$error":"#REF!"}},{"$f":"IF(#REF!=\"Interconnector\",#REF!*1,IF(#REF!=\"Wind\",#REF!*0.7,IF(#REF!=\"Marine\",#REF!*0.7,IF(#REF!=\"Nuclear\",#REF!*0.85,IF(#REF!=\"Pumped_Storage\",#REF!*0.5,IF(#REF!=\"CCS\",#REF!*0.85,IF(#REF!=\"OCGT\",#REF!*0,IF(#REF!=\"\",0,#REF!*N$627))))))))","v":{"$error":"#REF!"}},{"$f":"IF(#REF!=\"Interconnector\",#REF!*1,IF(#REF!=\"Wind\",#REF!*0.7,IF(#REF!=\"Marine\",#REF!*0.7,IF(#REF!=\"Nuclear\",#REF!*0.85,IF(#REF!=\"Pumped_Storage\",#REF!*0.5,IF(#REF!=\"CCS\",#REF!*0.85,IF(#REF!=\"OCGT\",#REF!*0,IF(#REF!=\"\",0,#REF!*O$627))))))))","v":{"$error":"#REF!"}}]
[{"$f":"#REF!","v":{"$error":"#REF!"}},{"$f":"#REF!","v":{"$error":"#REF!"}},{"$f":"#REF!","v":{"$error":"#REF!"}},{"$f":"#REF!","v":{"$error":"#REF!"}},{"$f":"IF(#REF!=\"Interconnector\",#REF!*1,IF(#REF!=\"Wind\",#REF!*0.7,IF(#REF!=\"Marine\",#REF!*0.7,IF(#REF!=\"Nuclear\",#REF!*0.85,IF(#REF!=\"Pumped_Storage\",#REF!*0.5,IF(#REF!=\"CCS\",#REF!*0.85,IF(#REF!=\"OCGT\",#REF!*0,IF(#REF!=\"\",0,#REF!*E$627))))))))","v":{"$error":"#REF!"}},{"$f":"IF(#REF!=\"Interconnector\",#REF!*1,IF(#REF!=\"Wind\",#REF!*0.7,IF(#REF!=\"Marine\",#REF!*0.7,IF(#REF!=\"Nuclear\",#REF!*0.85,IF(#REF!=\"Pumped_Storage\",#REF!*0.5,IF(#REF!=\"CCS\",#REF!*0.85,IF(#REF!=\"OCGT\",#REF!*0,IF(#REF!=\"\",0,#REF!*F$627))))))))","v":{"$error":"#REF!"}},{"$f":"IF(#REF!=\"Interconnector\",#REF!*1,IF(#REF!=\"Wind\",#REF!*0.7,IF(#REF!=\"Marine\",#REF!*0.7,IF(#REF!=\"Nuclear\",#REF!*0.85,IF(#REF!=\"Pumped_Storage\",#REF!*0.5,IF(#REF!=\"CCS\",#REF!*0.85,IF(#REF!=\"OCGT\",#REF!*0,IF(#REF!=\"\",0,#REF!*G$627))))))))","v":{"$error":"#REF!"}},{"$f":"IF(#REF!=\"Interconnector\",#REF!*1,IF(#REF!=\"Wind\",#REF!*0.7,IF(#REF!=\"Marine\",#REF!*0.7,IF(#REF!=\"Nuclear\",#REF!*0.85,IF(#REF!=\"Pumped_Storage\",#REF!*0.5,IF(#REF!=\"CCS\",#REF!*0.85,IF(#REF!=\"OCGT\",#REF!*0,IF(#REF!=\"\",0,#REF!*H$627))))))))","v":{"$error":"#REF!"}},{"$f":"IF(#REF!=\"Interconnector\",#REF!*1,IF(#REF!=\"Wind\",#REF!*0.7,IF(#REF!=\"Marine\",#REF!*0.7,IF(#REF!=\"Nuclear\",#REF!*0.85,IF(#REF!=\"Pumped_Storage\",#REF!*0.5,IF(#REF!=\"CCS\",#REF!*0.85,IF(#REF!=\"OCGT\",#REF!*0,IF(#REF!=\"\",0,#REF!*I$627))))))))","v":{"$error":"#REF!"}},{"$f":"IF(#REF!=\"Interconnector\",#REF!*1,IF(#REF!=\"Wind\",#REF!*0.7,IF(#REF!=\"Marine\",#REF!*0.7,IF(#REF!=\"Nuclear\",#REF!*0.85,IF(#REF!=\"Pumped_Storage\",#REF!*0.5,IF(#REF!=\"CCS\",#REF!*0.85,IF(#REF!=\"OCGT\",#REF!*0,IF(#REF!=\"\",0,#REF!*J$627))))))))","v":{"$error":"#REF!"}},{"$f":"IF(#REF!=\"Interconnector\",#REF!*1,IF(#REF!=\"Wind\",#REF!*0.7,IF(#REF!=\"Marine\",#REF!*0.7,IF(#REF!=\"Nuclear\",#REF!*0.85,IF(#REF!=\"Pumped_Storage\",#REF!*0.5,IF(#REF!=\"CCS\",#REF!*0.85,IF(#REF!=\"OCGT\",#REF!*0,IF(#REF!=\"\",0,#REF!*K$627))))))))","v":{"$error":"#REF!"}},{"$f":"IF(#REF!=\"Interconnector\",#REF!*1,IF(#REF!=\"Wind\",#REF!*0.7,IF(#REF!=\"Marine\",#REF!*0.7,IF(#REF!=\"Nuclear\",#REF!*0.85,IF(#REF!=\"Pumped_Storage\",#REF!*0.5,IF(#REF!=\"CCS\",#REF!*0.85,IF(#REF!=\"OCGT\",#REF!*0,IF(#REF!=\"\",0,#REF!*L$627))))))))","v":{"$error":"#REF!"}},{"$f":"IF(#REF!=\"Interconnector\",#REF!*1,IF(#REF!=\"Wind\",#REF!*0.7,IF(#REF!=\"Marine\",#REF!*0.7,IF(#REF!=\"Nuclear\",#REF!*0.85,IF(#REF!=\"Pumped_Storage\",#REF!*0.5,IF(#REF!=\"CCS\",#REF!*0.85,IF(#REF!=\"OCGT\",#REF!*0,IF(#REF!=\"\",0,#REF!*M$627))))))))","v":{"$error":"#REF!"}},{"$f":"IF(#REF!=\"Interconnector\",#REF!*1,IF(#REF!=\"Wind\",#REF!*0.7,IF(#REF!=\"Marine\",#REF!*0.7,IF(#REF!=\"Nuclear\",#REF!*0.85,IF(#REF!=\"Pumped_Storage\",#REF!*0.5,IF(#REF!=\"CCS\",#REF!*0.85,IF(#REF!=\"OCGT\",#REF!*0,IF(#REF!=\"\",0,#REF!*N$627))))))))","v":{"$error":"#REF!"}},{"$f":"IF(#REF!=\"Interconnector\",#REF!*1,IF(#REF!=\"Wind\",#REF!*0.7,IF(#REF!=\"Marine\",#REF!*0.7,IF(#REF!=\"Nuclear\",#REF!*0.85,IF(#REF!=\"Pumped_Storage\",#REF!*0.5,IF(#REF!=\"CCS\",#REF!*0.85,IF(#REF!=\"OCGT\",#REF!*0,IF(#REF!=\"\",0,#REF!*O$627))))))))","v":{"$error":"#REF!"}}]
[{"$f":"#REF!","v":{"$error":"#REF!"}},{"$f":"#REF!","v":{"$error":"#REF!"}},{"$f":"#REF!","v":{"$error":"#REF!"}},{"$f":"#REF!","v":{"$error":"#REF!"}},{"$f":"IF(#REF!=\"Interconnector\",#REF!*1,IF(#REF!=\"Wind\",#REF!*0.7,IF(#REF!=\"Marine\",#REF!*0.7,IF(#REF!=\"Nuclear\",#REF!*0.85,IF(#REF!=\"Pumped_Storage\",#REF!*0.5,IF(#REF!=\"CCS\",#REF!*0.85,IF(#REF!=\"OCGT\",#REF!*0,IF(#REF!=\"\",0,#REF!*E$627))))))))","v":{"$error":"#REF!"}},{"$f":"IF(#REF!=\"Interconnector\",#REF!*1,IF(#REF!=\"Wind\",#REF!*0.7,IF(#REF!=\"Marine\",#REF!*0.7,IF(#REF!=\"Nuclear\",#REF!*0.85,IF(#REF!=\"Pumped_Storage\",#REF!*0.5,IF(#REF!=\"CCS\",#REF!*0.85,IF(#REF!=\"OCGT\",#REF!*0,IF(#REF!=\"\",0,#REF!*F$627))))))))","v":{"$error":"#REF!"}},{"$f":"IF(#REF!=\"Interconnector\",#REF!*1,IF(#REF!=\"Wind\",#REF!*0.7,IF(#REF!=\"Marine\",#REF!*0.7,IF(#REF!=\"Nuclear\",#REF!*0.85,IF(#REF!=\"Pumped_Storage\",#REF!*0.5,IF(#REF!=\"CCS\",#REF!*0.85,IF(#REF!=\"OCGT\",#REF!*0,IF(#REF!=\"\",0,#REF!*G$627))))))))","v":{"$error":"#REF!"}},{"$f":"IF(#REF!=\"Interconnector\",#REF!*1,IF(#REF!=\"Wind\",#REF!*0.7,IF(#REF!=\"Marine\",#REF!*0.7,IF(#REF!=\"Nuclear\",#REF!*0.85,IF(#REF!=\"Pumped_Storage\",#REF!*0.5,IF(#REF!=\"CCS\",#REF!*0.85,IF(#REF!=\"OCGT\",#REF!*0,IF(#REF!=\"\",0,#REF!*H$627))))))))","v":{"$error":"#REF!"}},{"$f":"IF(#REF!=\"Interconnector\",#REF!*1,IF(#REF!=\"Wind\",#REF!*0.7,IF(#REF!=\"Marine\",#REF!*0.7,IF(#REF!=\"Nuclear\",#REF!*0.85,IF(#REF!=\"Pumped_Storage\",#REF!*0.5,IF(#REF!=\"CCS\",#REF!*0.85,IF(#REF!=\"OCGT\",#REF!*0,IF(#REF!=\"\",0,#REF!*I$627))))))))","v":{"$error":"#REF!"}},{"$f":"IF(#REF!=\"Interconnector\",#REF!*1,IF(#REF!=\"Wind\",#REF!*0.7,IF(#REF!=\"Marine\",#REF!*0.7,IF(#REF!=\"Nuclear\",#REF!*0.85,IF(#REF!=\"Pumped_Storage\",#REF!*0.5,IF(#REF!=\"CCS\",#REF!*0.85,IF(#REF!=\"OCGT\",#REF!*0,IF(#REF!=\"\",0,#REF!*J$627))))))))","v":{"$error":"#REF!"}},{"$f":"IF(#REF!=\"Interconnector\",#REF!*1,IF(#REF!=\"Wind\",#REF!*0.7,IF(#REF!=\"Marine\",#REF!*0.7,IF(#REF!=\"Nuclear\",#REF!*0.85,IF(#REF!=\"Pumped_Storage\",#REF!*0.5,IF(#REF!=\"CCS\",#REF!*0.85,IF(#REF!=\"OCGT\",#REF!*0,IF(#REF!=\"\",0,#REF!*K$627))))))))","v":{"$error":"#REF!"}},{"$f":"IF(#REF!=\"Interconnector\",#REF!*1,IF(#REF!=\"Wind\",#REF!*0.7,IF(#REF!=\"Marine\",#REF!*0.7,IF(#REF!=\"Nuclear\",#REF!*0.85,IF(#REF!=\"Pumped_Storage\",#REF!*0.5,IF(#REF!=\"CCS\",#REF!*0.85,IF(#REF!=\"OCGT\",#REF!*0,IF(#REF!=\"\",0,#REF!*L$627))))))))","v":{"$error":"#REF!"}},{"$f":"IF(#REF!=\"Interconnector\",#REF!*1,IF(#REF!=\"Wind\",#REF!*0.7,IF(#REF!=\"Marine\",#REF!*0.7,IF(#REF!=\"Nuclear\",#REF!*0.85,IF(#REF!=\"Pumped_Storage\",#REF!*0.5,IF(#REF!=\"CCS\",#REF!*0.85,IF(#REF!=\"OCGT\",#REF!*0,IF(#REF!=\"\",0,#REF!*M$627))))))))","v":{"$error":"#REF!"}},{"$f":"IF(#REF!=\"Interconnector\",#REF!*1,IF(#REF!=\"Wind\",#REF!*0.7,IF(#REF!=\"Marine\",#REF!*0.7,IF(#REF!=\"Nuclear\",#REF!*0.85,IF(#REF!=\"Pumped_Storage\",#REF!*0.5,IF(#REF!=\"CCS\",#REF!*0.85,IF(#REF!=\"OCGT\",#REF!*0,IF(#REF!=\"\",0,#REF!*N$627))))))))","v":{"$error":"#REF!"}},{"$f":"IF(#REF!=\"Interconnector\",#REF!*1,IF(#REF!=\"Wind\",#REF!*0.7,IF(#REF!=\"Marine\",#REF!*0.7,IF(#REF!=\"Nuclear\",#REF!*0.85,IF(#REF!=\"Pumped_Storage\",#REF!*0.5,IF(#REF!=\"CCS\",#REF!*0.85,IF(#REF!=\"OCGT\",#REF!*0,IF(#REF!=\"\",0,#REF!*O$627))))))))","v":{"$error":"#REF!"}}]
[{"$f":"#REF!","v":{"$error":"#REF!"}},{"$f":"#REF!","v":{"$error":"#REF!"}},{"$f":"#REF!","v":{"$error":"#REF!"}},{"$f":"#REF!","v":{"$error":"#REF!"}},{"$f":"IF(#REF!=\"Interconnector\",#REF!*1,IF(#REF!=\"Wind\",#REF!*0.7,IF(#REF!=\"Marine\",#REF!*0.7,IF(#REF!=\"Nuclear\",#REF!*0.85,IF(#REF!=\"Pumped_Storage\",#REF!*0.5,IF(#REF!=\"CCS\",#REF!*0.85,IF(#REF!=\"OCGT\",#REF!*0,IF(#REF!=\"\",0,#REF!*E$627))))))))","v":{"$error":"#REF!"}},{"$f":"IF(#REF!=\"Interconnector\",#REF!*1,IF(#REF!=\"Wind\",#REF!*0.7,IF(#REF!=\"Marine\",#REF!*0.7,IF(#REF!=\"Nuclear\",#REF!*0.85,IF(#REF!=\"Pumped_Storage\",#REF!*0.5,IF(#REF!=\"CCS\",#REF!*0.85,IF(#REF!=\"OCGT\",#REF!*0,IF(#REF!=\"\",0,#REF!*F$627))))))))","v":{"$error":"#REF!"}},{"$f":"IF(#REF!=\"Interconnector\",#REF!*1,IF(#REF!=\"Wind\",#REF!*0.7,IF(#REF!=\"Marine\",#REF!*0.7,IF(#REF!=\"Nuclear\",#REF!*0.85,IF(#REF!=\"Pumped_Storage\",#REF!*0.5,IF(#REF!=\"CCS\",#REF!*0.85,IF(#REF!=\"OCGT\",#REF!*0,IF(#REF!=\"\",0,#REF!*G$627))))))))","v":{"$error":"#REF!"}},{"$f":"IF(#REF!=\"Interconnector\",#REF!*1,IF(#REF!=\"Wind\",#REF!*0.7,IF(#REF!=\"Marine\",#REF!*0.7,IF(#REF!=\"Nuclear\",#REF!*0.85,IF(#REF!=\"Pumped_Storage\",#REF!*0.5,IF(#REF!=\"CCS\",#REF!*0.85,IF(#REF!=\"OCGT\",#REF!*0,IF(#REF!=\"\",0,#REF!*H$627))))))))","v":{"$error":"#REF!"}},{"$f":"IF(#REF!=\"Interconnector\",#REF!*1,IF(#REF!=\"Wind\",#REF!*0.7,IF(#REF!=\"Marine\",#REF!*0.7,IF(#REF!=\"Nuclear\",#REF!*0.85,IF(#REF!=\"Pumped_Storage\",#REF!*0.5,IF(#REF!=\"CCS\",#REF!*0.85,IF(#REF!=\"OCGT\",#REF!*0,IF(#REF!=\"\",0,#REF!*I$627))))))))","v":{"$error":"#REF!"}},{"$f":"IF(#REF!=\"Interconnector\",#REF!*1,IF(#REF!=\"Wind\",#REF!*0.7,IF(#REF!=\"Marine\",#REF!*0.7,IF(#REF!=\"Nuclear\",#REF!*0.85,IF(#REF!=\"Pumped_Storage\",#REF!*0.5,IF(#REF!=\"CCS\",#REF!*0.85,IF(#REF!=\"OCGT\",#REF!*0,IF(#REF!=\"\",0,#REF!*J$627))))))))","v":{"$error":"#REF!"}},{"$f":"IF(#REF!=\"Interconnector\",#REF!*1,IF(#REF!=\"Wind\",#REF!*0.7,IF(#REF!=\"Marine\",#REF!*0.7,IF(#REF!=\"Nuclear\",#REF!*0.85,IF(#REF!=\"Pumped_Storage\",#REF!*0.5,IF(#REF!=\"CCS\",#REF!*0.85,IF(#REF!=\"OCGT\",#REF!*0,IF(#REF!=\"\",0,#REF!*K$627))))))))","v":{"$error":"#REF!"}},{"$f":"IF(#REF!=\"Interconnector\",#REF!*1,IF(#REF!=\"Wind\",#REF!*0.7,IF(#REF!=\"Marine\",#REF!*0.7,IF(#REF!=\"Nuclear\",#REF!*0.85,IF(#REF!=\"Pumped_Storage\",#REF!*0.5,IF(#REF!=\"CCS\",#REF!*0.85,IF(#REF!=\"OCGT\",#REF!*0,IF(#REF!=\"\",0,#REF!*L$627))))))))","v":{"$error":"#REF!"}},{"$f":"IF(#REF!=\"Interconnector\",#REF!*1,IF(#REF!=\"Wind\",#REF!*0.7,IF(#REF!=\"Marine\",#REF!*0.7,IF(#REF!=\"Nuclear\",#REF!*0.85,IF(#REF!=\"Pumped_Storage\",#REF!*0.5,IF(#REF!=\"CCS\",#REF!*0.85,IF(#REF!=\"OCGT\",#REF!*0,IF(#REF!=\"\",0,#REF!*M$627))))))))","v":{"$error":"#REF!"}},{"$f":"IF(#REF!=\"Interconnector\",#REF!*1,IF(#REF!=\"Wind\",#REF!*0.7,IF(#REF!=\"Marine\",#REF!*0.7,IF(#REF!=\"Nuclear\",#REF!*0.85,IF(#REF!=\"Pumped_Storage\",#REF!*0.5,IF(#REF!=\"CCS\",#REF!*0.85,IF(#REF!=\"OCGT\",#REF!*0,IF(#REF!=\"\",0,#REF!*N$627))))))))","v":{"$error":"#REF!"}},{"$f":"IF(#REF!=\"Interconnector\",#REF!*1,IF(#REF!=\"Wind\",#REF!*0.7,IF(#REF!=\"Marine\",#REF!*0.7,IF(#REF!=\"Nuclear\",#REF!*0.85,IF(#REF!=\"Pumped_Storage\",#REF!*0.5,IF(#REF!=\"CCS\",#REF!*0.85,IF(#REF!=\"OCGT\",#REF!*0,IF(#REF!=\"\",0,#REF!*O$627))))))))","v":{"$error":"#REF!"}}]
[{"$f":"#REF!","v":{"$error":"#REF!"}},{"$f":"#REF!","v":{"$error":"#REF!"}},{"$f":"#REF!","v":{"$error":"#REF!"}},{"$f":"#REF!","v":{"$error":"#REF!"}},{"$f":"IF(#REF!=\"Interconnector\",#REF!*1,IF(#REF!=\"Wind\",#REF!*0.7,IF(#REF!=\"Marine\",#REF!*0.7,IF(#REF!=\"Nuclear\",#REF!*0.85,IF(#REF!=\"Pumped_Storage\",#REF!*0.5,IF(#REF!=\"CCS\",#REF!*0.85,IF(#REF!=\"OCGT\",#REF!*0,IF(#REF!=\"\",0,#REF!*E$627))))))))","v":{"$error":"#REF!"}},{"$f":"IF(#REF!=\"Interconnector\",#REF!*1,IF(#REF!=\"Wind\",#REF!*0.7,IF(#REF!=\"Marine\",#REF!*0.7,IF(#REF!=\"Nuclear\",#REF!*0.85,IF(#REF!=\"Pumped_Storage\",#REF!*0.5,IF(#REF!=\"CCS\",#REF!*0.85,IF(#REF!=\"OCGT\",#REF!*0,IF(#REF!=\"\",0,#REF!*F$627))))))))","v":{"$error":"#REF!"}},{"$f":"IF(#REF!=\"Interconnector\",#REF!*1,IF(#REF!=\"Wind\",#REF!*0.7,IF(#REF!=\"Marine\",#REF!*0.7,IF(#REF!=\"Nuclear\",#REF!*0.85,IF(#REF!=\"Pumped_Storage\",#REF!*0.5,IF(#REF!=\"CCS\",#REF!*0.85,IF(#REF!=\"OCGT\",#REF!*0,IF(#REF!=\"\",0,#REF!*G$627))))))))","v":{"$error":"#REF!"}},{"$f":"IF(#REF!=\"Interconnector\",#REF!*1,IF(#REF!=\"Wind\",#REF!*0.7,IF(#REF!=\"Marine\",#REF!*0.7,IF(#REF!=\"Nuclear\",#REF!*0.85,IF(#REF!=\"Pumped_Storage\",#REF!*0.5,IF(#REF!=\"CCS\",#REF!*0.85,IF(#REF!=\"OCGT\",#REF!*0,IF(#REF!=\"\",0,#REF!*H$627))))))))","v":{"$error":"#REF!"}},{"$f":"IF(#REF!=\"Interconnector\",#REF!*1,IF(#REF!=\"Wind\",#REF!*0.7,IF(#REF!=\"Marine\",#REF!*0.7,IF(#REF!=\"Nuclear\",#REF!*0.85,IF(#REF!=\"Pumped_Storage\",#REF!*0.5,IF(#REF!=\"CCS\",#REF!*0.85,IF(#REF!=\"OCGT\",#REF!*0,IF(#REF!=\"\",0,#REF!*I$627))))))))","v":{"$error":"#REF!"}},{"$f":"IF(#REF!=\"Interconnector\",#REF!*1,IF(#REF!=\"Wind\",#REF!*0.7,IF(#REF!=\"Marine\",#REF!*0.7,IF(#REF!=\"Nuclear\",#REF!*0.85,IF(#REF!=\"Pumped_Storage\",#REF!*0.5,IF(#REF!=\"CCS\",#REF!*0.85,IF(#REF!=\"OCGT\",#REF!*0,IF(#REF!=\"\",0,#REF!*J$627))))))))","v":{"$error":"#REF!"}},{"$f":"IF(#REF!=\"Interconnector\",#REF!*1,IF(#REF!=\"Wind\",#REF!*0.7,IF(#REF!=\"Marine\",#REF!*0.7,IF(#REF!=\"Nuclear\",#REF!*0.85,IF(#REF!=\"Pumped_Storage\",#REF!*0.5,IF(#REF!=\"CCS\",#REF!*0.85,IF(#REF!=\"OCGT\",#REF!*0,IF(#REF!=\"\",0,#REF!*K$627))))))))","v":{"$error":"#REF!"}},{"$f":"IF(#REF!=\"Interconnector\",#REF!*1,IF(#REF!=\"Wind\",#REF!*0.7,IF(#REF!=\"Marine\",#REF!*0.7,IF(#REF!=\"Nuclear\",#REF!*0.85,IF(#REF!=\"Pumped_Storage\",#REF!*0.5,IF(#REF!=\"CCS\",#REF!*0.85,IF(#REF!=\"OCGT\",#REF!*0,IF(#REF!=\"\",0,#REF!*L$627))))))))","v":{"$error":"#REF!"}},{"$f":"IF(#REF!=\"Interconnector\",#REF!*1,IF(#REF!=\"Wind\",#REF!*0.7,IF(#REF!=\"Marine\",#REF!*0.7,IF(#REF!=\"Nuclear\",#REF!*0.85,IF(#REF!=\"Pumped_Storage\",#REF!*0.5,IF(#REF!=\"CCS\",#REF!*0.85,IF(#REF!=\"OCGT\",#REF!*0,IF(#REF!=\"\",0,#REF!*M$627))))))))","v":{"$error":"#REF!"}},{"$f":"IF(#REF!=\"Interconnector\",#REF!*1,IF(#REF!=\"Wind\",#REF!*0.7,IF(#REF!=\"Marine\",#REF!*0.7,IF(#REF!=\"Nuclear\",#REF!*0.85,IF(#REF!=\"Pumped_Storage\",#REF!*0.5,IF(#REF!=\"CCS\",#REF!*0.85,IF(#REF!=\"OCGT\",#REF!*0,IF(#REF!=\"\",0,#REF!*N$627))))))))","v":{"$error":"#REF!"}},{"$f":"IF(#REF!=\"Interconnector\",#REF!*1,IF(#REF!=\"Wind\",#REF!*0.7,IF(#REF!=\"Marine\",#REF!*0.7,IF(#REF!=\"Nuclear\",#REF!*0.85,IF(#REF!=\"Pumped_Storage\",#REF!*0.5,IF(#REF!=\"CCS\",#REF!*0.85,IF(#REF!=\"OCGT\",#REF!*0,IF(#REF!=\"\",0,#REF!*O$627))))))))","v":{"$error":"#REF!"}}]
[{"$f":"#REF!","v":{"$error":"#REF!"}},{"$f":"#REF!","v":{"$error":"#REF!"}},{"$f":"#REF!","v":{"$error":"#REF!"}},{"$f":"#REF!","v":{"$error":"#REF!"}},{"$f":"IF(#REF!=\"Interconnector\",#REF!*1,IF(#REF!=\"Wind\",#REF!*0.7,IF(#REF!=\"Marine\",#REF!*0.7,IF(#REF!=\"Nuclear\",#REF!*0.85,IF(#REF!=\"Pumped_Storage\",#REF!*0.5,IF(#REF!=\"CCS\",#REF!*0.85,IF(#REF!=\"OCGT\",#REF!*0,IF(#REF!=\"\",0,#REF!*E$627))))))))","v":{"$error":"#REF!"}},{"$f":"IF(#REF!=\"Interconnector\",#REF!*1,IF(#REF!=\"Wind\",#REF!*0.7,IF(#REF!=\"Marine\",#REF!*0.7,IF(#REF!=\"Nuclear\",#REF!*0.85,IF(#REF!=\"Pumped_Storage\",#REF!*0.5,IF(#REF!=\"CCS\",#REF!*0.85,IF(#REF!=\"OCGT\",#REF!*0,IF(#REF!=\"\",0,#REF!*F$627))))))))","v":{"$error":"#REF!"}},{"$f":"IF(#REF!=\"Interconnector\",#REF!*1,IF(#REF!=\"Wind\",#REF!*0.7,IF(#REF!=\"Marine\",#REF!*0.7,IF(#REF!=\"Nuclear\",#REF!*0.85,IF(#REF!=\"Pumped_Storage\",#REF!*0.5,IF(#REF!=\"CCS\",#REF!*0.85,IF(#REF!=\"OCGT\",#REF!*0,IF(#REF!=\"\",0,#REF!*G$627))))))))","v":{"$error":"#REF!"}},{"$f":"IF(#REF!=\"Interconnector\",#REF!*1,IF(#REF!=\"Wind\",#REF!*0.7,IF(#REF!=\"Marine\",#REF!*0.7,IF(#REF!=\"Nuclear\",#REF!*0.85,IF(#REF!=\"Pumped_Storage\",#REF!*0.5,IF(#REF!=\"CCS\",#REF!*0.85,IF(#REF!=\"OCGT\",#REF!*0,IF(#REF!=\"\",0,#REF!*H$627))))))))","v":{"$error":"#REF!"}},{"$f":"IF(#REF!=\"Interconnector\",#REF!*1,IF(#REF!=\"Wind\",#REF!*0.7,IF(#REF!=\"Marine\",#REF!*0.7,IF(#REF!=\"Nuclear\",#REF!*0.85,IF(#REF!=\"Pumped_Storage\",#REF!*0.5,IF(#REF!=\"CCS\",#REF!*0.85,IF(#REF!=\"OCGT\",#REF!*0,IF(#REF!=\"\",0,#REF!*I$627))))))))","v":{"$error":"#REF!"}},{"$f":"IF(#REF!=\"Interconnector\",#REF!*1,IF(#REF!=\"Wind\",#REF!*0.7,IF(#REF!=\"Marine\",#REF!*0.7,IF(#REF!=\"Nuclear\",#REF!*0.85,IF(#REF!=\"Pumped_Storage\",#REF!*0.5,IF(#REF!=\"CCS\",#REF!*0.85,IF(#REF!=\"OCGT\",#REF!*0,IF(#REF!=\"\",0,#REF!*J$627))))))))","v":{"$error":"#REF!"}},{"$f":"IF(#REF!=\"Interconnector\",#REF!*1,IF(#REF!=\"Wind\",#REF!*0.7,IF(#REF!=\"Marine\",#REF!*0.7,IF(#REF!=\"Nuclear\",#REF!*0.85,IF(#REF!=\"Pumped_Storage\",#REF!*0.5,IF(#REF!=\"CCS\",#REF!*0.85,IF(#REF!=\"OCGT\",#REF!*0,IF(#REF!=\"\",0,#REF!*K$627))))))))","v":{"$error":"#REF!"}},{"$f":"IF(#REF!=\"Interconnector\",#REF!*1,IF(#REF!=\"Wind\",#REF!*0.7,IF(#REF!=\"Marine\",#REF!*0.7,IF(#REF!=\"Nuclear\",#REF!*0.85,IF(#REF!=\"Pumped_Storage\",#REF!*0.5,IF(#REF!=\"CCS\",#REF!*0.85,IF(#REF!=\"OCGT\",#REF!*0,IF(#REF!=\"\",0,#REF!*L$627))))))))","v":{"$error":"#REF!"}},{"$f":"IF(#REF!=\"Interconnector\",#REF!*1,IF(#REF!=\"Wind\",#REF!*0.7,IF(#REF!=\"Marine\",#REF!*0.7,IF(#REF!=\"Nuclear\",#REF!*0.85,IF(#REF!=\"Pumped_Storage\",#REF!*0.5,IF(#REF!=\"CCS\",#REF!*0.85,IF(#REF!=\"OCGT\",#REF!*0,IF(#REF!=\"\",0,#REF!*M$627))))))))","v":{"$error":"#REF!"}},{"$f":"IF(#REF!=\"Interconnector\",#REF!*1,IF(#REF!=\"Wind\",#REF!*0.7,IF(#REF!=\"Marine\",#REF!*0.7,IF(#REF!=\"Nuclear\",#REF!*0.85,IF(#REF!=\"Pumped_Storage\",#REF!*0.5,IF(#REF!=\"CCS\",#REF!*0.85,IF(#REF!=\"OCGT\",#REF!*0,IF(#REF!=\"\",0,#REF!*N$627))))))))","v":{"$error":"#REF!"}},{"$f":"IF(#REF!=\"Interconnector\",#REF!*1,IF(#REF!=\"Wind\",#REF!*0.7,IF(#REF!=\"Marine\",#REF!*0.7,IF(#REF!=\"Nuclear\",#REF!*0.85,IF(#REF!=\"Pumped_Storage\",#REF!*0.5,IF(#REF!=\"CCS\",#REF!*0.85,IF(#REF!=\"OCGT\",#REF!*0,IF(#REF!=\"\",0,#REF!*O$627))))))))","v":{"$error":"#REF!"}}]
[{"$f":"#REF!","v":{"$error":"#REF!"}},{"$f":"#REF!","v":{"$error":"#REF!"}},{"$f":"#REF!","v":{"$error":"#REF!"}},{"$f":"#REF!","v":{"$error":"#REF!"}},{"$f":"IF(#REF!=\"Interconnector\",#REF!*1,IF(#REF!=\"Wind\",#REF!*0.7,IF(#REF!=\"Marine\",#REF!*0.7,IF(#REF!=\"Nuclear\",#REF!*0.85,IF(#REF!=\"Pumped_Storage\",#REF!*0.5,IF(#REF!=\"CCS\",#REF!*0.85,IF(#REF!=\"OCGT\",#REF!*0,IF(#REF!=\"\",0,#REF!*E$627))))))))","v":{"$error":"#REF!"}},{"$f":"IF(#REF!=\"Interconnector\",#REF!*1,IF(#REF!=\"Wind\",#REF!*0.7,IF(#REF!=\"Marine\",#REF!*0.7,IF(#REF!=\"Nuclear\",#REF!*0.85,IF(#REF!=\"Pumped_Storage\",#REF!*0.5,IF(#REF!=\"CCS\",#REF!*0.85,IF(#REF!=\"OCGT\",#REF!*0,IF(#REF!=\"\",0,#REF!*F$627))))))))","v":{"$error":"#REF!"}},{"$f":"IF(#REF!=\"Interconnector\",#REF!*1,IF(#REF!=\"Wind\",#REF!*0.7,IF(#REF!=\"Marine\",#REF!*0.7,IF(#REF!=\"Nuclear\",#REF!*0.85,IF(#REF!=\"Pumped_Storage\",#REF!*0.5,IF(#REF!=\"CCS\",#REF!*0.85,IF(#REF!=\"OCGT\",#REF!*0,IF(#REF!=\"\",0,#REF!*G$627))))))))","v":{"$error":"#REF!"}},{"$f":"IF(#REF!=\"Interconnector\",#REF!*1,IF(#REF!=\"Wind\",#REF!*0.7,IF(#REF!=\"Marine\",#REF!*0.7,IF(#REF!=\"Nuclear\",#REF!*0.85,IF(#REF!=\"Pumped_Storage\",#REF!*0.5,IF(#REF!=\"CCS\",#REF!*0.85,IF(#REF!=\"OCGT\",#REF!*0,IF(#REF!=\"\",0,#REF!*H$627))))))))","v":{"$error":"#REF!"}},{"$f":"IF(#REF!=\"Interconnector\",#REF!*1,IF(#REF!=\"Wind\",#REF!*0.7,IF(#REF!=\"Marine\",#REF!*0.7,IF(#REF!=\"Nuclear\",#REF!*0.85,IF(#REF!=\"Pumped_Storage\",#REF!*0.5,IF(#REF!=\"CCS\",#REF!*0.85,IF(#REF!=\"OCGT\",#REF!*0,IF(#REF!=\"\",0,#REF!*I$627))))))))","v":{"$error":"#REF!"}},{"$f":"IF(#REF!=\"Interconnector\",#REF!*1,IF(#REF!=\"Wind\",#REF!*0.7,IF(#REF!=\"Marine\",#REF!*0.7,IF(#REF!=\"Nuclear\",#REF!*0.85,IF(#REF!=\"Pumped_Storage\",#REF!*0.5,IF(#REF!=\"CCS\",#REF!*0.85,IF(#REF!=\"OCGT\",#REF!*0,IF(#REF!=\"\",0,#REF!*J$627))))))))","v":{"$error":"#REF!"}},{"$f":"IF(#REF!=\"Interconnector\",#REF!*1,IF(#REF!=\"Wind\",#REF!*0.7,IF(#REF!=\"Marine\",#REF!*0.7,IF(#REF!=\"Nuclear\",#REF!*0.85,IF(#REF!=\"Pumped_Storage\",#REF!*0.5,IF(#REF!=\"CCS\",#REF!*0.85,IF(#REF!=\"OCGT\",#REF!*0,IF(#REF!=\"\",0,#REF!*K$627))))))))","v":{"$error":"#REF!"}},{"$f":"IF(#REF!=\"Interconnector\",#REF!*1,IF(#REF!=\"Wind\",#REF!*0.7,IF(#REF!=\"Marine\",#REF!*0.7,IF(#REF!=\"Nuclear\",#REF!*0.85,IF(#REF!=\"Pumped_Storage\",#REF!*0.5,IF(#REF!=\"CCS\",#REF!*0.85,IF(#REF!=\"OCGT\",#REF!*0,IF(#REF!=\"\",0,#REF!*L$627))))))))","v":{"$error":"#REF!"}},{"$f":"IF(#REF!=\"Interconnector\",#REF!*1,IF(#REF!=\"Wind\",#REF!*0.7,IF(#REF!=\"Marine\",#REF!*0.7,IF(#REF!=\"Nuclear\",#REF!*0.85,IF(#REF!=\"Pumped_Storage\",#REF!*0.5,IF(#REF!=\"CCS\",#REF!*0.85,IF(#REF!=\"OCGT\",#REF!*0,IF(#REF!=\"\",0,#REF!*M$627))))))))","v":{"$error":"#REF!"}},{"$f":"IF(#REF!=\"Interconnector\",#REF!*1,IF(#REF!=\"Wind\",#REF!*0.7,IF(#REF!=\"Marine\",#REF!*0.7,IF(#REF!=\"Nuclear\",#REF!*0.85,IF(#REF!=\"Pumped_Storage\",#REF!*0.5,IF(#REF!=\"CCS\",#REF!*0.85,IF(#REF!=\"OCGT\",#REF!*0,IF(#REF!=\"\",0,#REF!*N$627))))))))","v":{"$error":"#REF!"}},{"$f":"IF(#REF!=\"Interconnector\",#REF!*1,IF(#REF!=\"Wind\",#REF!*0.7,IF(#REF!=\"Marine\",#REF!*0.7,IF(#REF!=\"Nuclear\",#REF!*0.85,IF(#REF!=\"Pumped_Storage\",#REF!*0.5,IF(#REF!=\"CCS\",#REF!*0.85,IF(#REF!=\"OCGT\",#REF!*0,IF(#REF!=\"\",0,#REF!*O$627))))))))","v":{"$error":"#REF!"}}]
[{"$f":"#REF!","v":{"$error":"#REF!"}},{"$f":"#REF!","v":{"$error":"#REF!"}},{"$f":"#REF!","v":{"$error":"#REF!"}},{"$f":"#REF!","v":{"$error":"#REF!"}},{"$f":"IF(#REF!=\"Interconnector\",#REF!*1,IF(#REF!=\"Wind\",#REF!*0.7,IF(#REF!=\"Marine\",#REF!*0.7,IF(#REF!=\"Nuclear\",#REF!*0.85,IF(#REF!=\"Pumped_Storage\",#REF!*0.5,IF(#REF!=\"CCS\",#REF!*0.85,IF(#REF!=\"OCGT\",#REF!*0,IF(#REF!=\"\",0,#REF!*E$627))))))))","v":{"$error":"#REF!"}},{"$f":"IF(#REF!=\"Interconnector\",#REF!*1,IF(#REF!=\"Wind\",#REF!*0.7,IF(#REF!=\"Marine\",#REF!*0.7,IF(#REF!=\"Nuclear\",#REF!*0.85,IF(#REF!=\"Pumped_Storage\",#REF!*0.5,IF(#REF!=\"CCS\",#REF!*0.85,IF(#REF!=\"OCGT\",#REF!*0,IF(#REF!=\"\",0,#REF!*F$627))))))))","v":{"$error":"#REF!"}},{"$f":"IF(#REF!=\"Interconnector\",#REF!*1,IF(#REF!=\"Wind\",#REF!*0.7,IF(#REF!=\"Marine\",#REF!*0.7,IF(#REF!=\"Nuclear\",#REF!*0.85,IF(#REF!=\"Pumped_Storage\",#REF!*0.5,IF(#REF!=\"CCS\",#REF!*0.85,IF(#REF!=\"OCGT\",#REF!*0,IF(#REF!=\"\",0,#REF!*G$627))))))))","v":{"$error":"#REF!"}},{"$f":"IF(#REF!=\"Interconnector\",#REF!*1,IF(#REF!=\"Wind\",#REF!*0.7,IF(#REF!=\"Marine\",#REF!*0.7,IF(#REF!=\"Nuclear\",#REF!*0.85,IF(#REF!=\"Pumped_Storage\",#REF!*0.5,IF(#REF!=\"CCS\",#REF!*0.85,IF(#REF!=\"OCGT\",#REF!*0,IF(#REF!=\"\",0,#REF!*H$627))))))))","v":{"$error":"#REF!"}},{"$f":"IF(#REF!=\"Interconnector\",#REF!*1,IF(#REF!=\"Wind\",#REF!*0.7,IF(#REF!=\"Marine\",#REF!*0.7,IF(#REF!=\"Nuclear\",#REF!*0.85,IF(#REF!=\"Pumped_Storage\",#REF!*0.5,IF(#REF!=\"CCS\",#REF!*0.85,IF(#REF!=\"OCGT\",#REF!*0,IF(#REF!=\"\",0,#REF!*I$627))))))))","v":{"$error":"#REF!"}},{"$f":"IF(#REF!=\"Interconnector\",#REF!*1,IF(#REF!=\"Wind\",#REF!*0.7,IF(#REF!=\"Marine\",#REF!*0.7,IF(#REF!=\"Nuclear\",#REF!*0.85,IF(#REF!=\"Pumped_Storage\",#REF!*0.5,IF(#REF!=\"CCS\",#REF!*0.85,IF(#REF!=\"OCGT\",#REF!*0,IF(#REF!=\"\",0,#REF!*J$627))))))))","v":{"$error":"#REF!"}},{"$f":"IF(#REF!=\"Interconnector\",#REF!*1,IF(#REF!=\"Wind\",#REF!*0.7,IF(#REF!=\"Marine\",#REF!*0.7,IF(#REF!=\"Nuclear\",#REF!*0.85,IF(#REF!=\"Pumped_Storage\",#REF!*0.5,IF(#REF!=\"CCS\",#REF!*0.85,IF(#REF!=\"OCGT\",#REF!*0,IF(#REF!=\"\",0,#REF!*K$627))))))))","v":{"$error":"#REF!"}},{"$f":"IF(#REF!=\"Interconnector\",#REF!*1,IF(#REF!=\"Wind\",#REF!*0.7,IF(#REF!=\"Marine\",#REF!*0.7,IF(#REF!=\"Nuclear\",#REF!*0.85,IF(#REF!=\"Pumped_Storage\",#REF!*0.5,IF(#REF!=\"CCS\",#REF!*0.85,IF(#REF!=\"OCGT\",#REF!*0,IF(#REF!=\"\",0,#REF!*L$627))))))))","v":{"$error":"#REF!"}},{"$f":"IF(#REF!=\"Interconnector\",#REF!*1,IF(#REF!=\"Wind\",#REF!*0.7,IF(#REF!=\"Marine\",#REF!*0.7,IF(#REF!=\"Nuclear\",#REF!*0.85,IF(#REF!=\"Pumped_Storage\",#REF!*0.5,IF(#REF!=\"CCS\",#REF!*0.85,IF(#REF!=\"OCGT\",#REF!*0,IF(#REF!=\"\",0,#REF!*M$627))))))))","v":{"$error":"#REF!"}},{"$f":"IF(#REF!=\"Interconnector\",#REF!*1,IF(#REF!=\"Wind\",#REF!*0.7,IF(#REF!=\"Marine\",#REF!*0.7,IF(#REF!=\"Nuclear\",#REF!*0.85,IF(#REF!=\"Pumped_Storage\",#REF!*0.5,IF(#REF!=\"CCS\",#REF!*0.85,IF(#REF!=\"OCGT\",#REF!*0,IF(#REF!=\"\",0,#REF!*N$627))))))))","v":{"$error":"#REF!"}},{"$f":"IF(#REF!=\"Interconnector\",#REF!*1,IF(#REF!=\"Wind\",#REF!*0.7,IF(#REF!=\"Marine\",#REF!*0.7,IF(#REF!=\"Nuclear\",#REF!*0.85,IF(#REF!=\"Pumped_Storage\",#REF!*0.5,IF(#REF!=\"CCS\",#REF!*0.85,IF(#REF!=\"OCGT\",#REF!*0,IF(#REF!=\"\",0,#REF!*O$627))))))))","v":{"$error":"#REF!"}}]
[{"$f":"#REF!","v":{"$error":"#REF!"}},{"$f":"#REF!","v":{"$error":"#REF!"}},{"$f":"#REF!","v":{"$error":"#REF!"}},{"$f":"#REF!","v":{"$error":"#REF!"}},{"$f":"IF(#REF!=\"Interconnector\",#REF!*1,IF(#REF!=\"Wind\",#REF!*0.7,IF(#REF!=\"Marine\",#REF!*0.7,IF(#REF!=\"Nuclear\",#REF!*0.85,IF(#REF!=\"Pumped_Storage\",#REF!*0.5,IF(#REF!=\"CCS\",#REF!*0.85,IF(#REF!=\"OCGT\",#REF!*0,IF(#REF!=\"\",0,#REF!*E$627))))))))","v":{"$error":"#REF!"}},{"$f":"IF(#REF!=\"Interconnector\",#REF!*1,IF(#REF!=\"Wind\",#REF!*0.7,IF(#REF!=\"Marine\",#REF!*0.7,IF(#REF!=\"Nuclear\",#REF!*0.85,IF(#REF!=\"Pumped_Storage\",#REF!*0.5,IF(#REF!=\"CCS\",#REF!*0.85,IF(#REF!=\"OCGT\",#REF!*0,IF(#REF!=\"\",0,#REF!*F$627))))))))","v":{"$error":"#REF!"}},{"$f":"IF(#REF!=\"Interconnector\",#REF!*1,IF(#REF!=\"Wind\",#REF!*0.7,IF(#REF!=\"Marine\",#REF!*0.7,IF(#REF!=\"Nuclear\",#REF!*0.85,IF(#REF!=\"Pumped_Storage\",#REF!*0.5,IF(#REF!=\"CCS\",#REF!*0.85,IF(#REF!=\"OCGT\",#REF!*0,IF(#REF!=\"\",0,#REF!*G$627))))))))","v":{"$error":"#REF!"}},{"$f":"IF(#REF!=\"Interconnector\",#REF!*1,IF(#REF!=\"Wind\",#REF!*0.7,IF(#REF!=\"Marine\",#REF!*0.7,IF(#REF!=\"Nuclear\",#REF!*0.85,IF(#REF!=\"Pumped_Storage\",#REF!*0.5,IF(#REF!=\"CCS\",#REF!*0.85,IF(#REF!=\"OCGT\",#REF!*0,IF(#REF!=\"\",0,#REF!*H$627))))))))","v":{"$error":"#REF!"}},{"$f":"IF(#REF!=\"Interconnector\",#REF!*1,IF(#REF!=\"Wind\",#REF!*0.7,IF(#REF!=\"Marine\",#REF!*0.7,IF(#REF!=\"Nuclear\",#REF!*0.85,IF(#REF!=\"Pumped_Storage\",#REF!*0.5,IF(#REF!=\"CCS\",#REF!*0.85,IF(#REF!=\"OCGT\",#REF!*0,IF(#REF!=\"\",0,#REF!*I$627))))))))","v":{"$error":"#REF!"}},{"$f":"IF(#REF!=\"Interconnector\",#REF!*1,IF(#REF!=\"Wind\",#REF!*0.7,IF(#REF!=\"Marine\",#REF!*0.7,IF(#REF!=\"Nuclear\",#REF!*0.85,IF(#REF!=\"Pumped_Storage\",#REF!*0.5,IF(#REF!=\"CCS\",#REF!*0.85,IF(#REF!=\"OCGT\",#REF!*0,IF(#REF!=\"\",0,#REF!*J$627))))))))","v":{"$error":"#REF!"}},{"$f":"IF(#REF!=\"Interconnector\",#REF!*1,IF(#REF!=\"Wind\",#REF!*0.7,IF(#REF!=\"Marine\",#REF!*0.7,IF(#REF!=\"Nuclear\",#REF!*0.85,IF(#REF!=\"Pumped_Storage\",#REF!*0.5,IF(#REF!=\"CCS\",#REF!*0.85,IF(#REF!=\"OCGT\",#REF!*0,IF(#REF!=\"\",0,#REF!*K$627))))))))","v":{"$error":"#REF!"}},{"$f":"IF(#REF!=\"Interconnector\",#REF!*1,IF(#REF!=\"Wind\",#REF!*0.7,IF(#REF!=\"Marine\",#REF!*0.7,IF(#REF!=\"Nuclear\",#REF!*0.85,IF(#REF!=\"Pumped_Storage\",#REF!*0.5,IF(#REF!=\"CCS\",#REF!*0.85,IF(#REF!=\"OCGT\",#REF!*0,IF(#REF!=\"\",0,#REF!*L$627))))))))","v":{"$error":"#REF!"}},{"$f":"IF(#REF!=\"Interconnector\",#REF!*1,IF(#REF!=\"Wind\",#REF!*0.7,IF(#REF!=\"Marine\",#REF!*0.7,IF(#REF!=\"Nuclear\",#REF!*0.85,IF(#REF!=\"Pumped_Storage\",#REF!*0.5,IF(#REF!=\"CCS\",#REF!*0.85,IF(#REF!=\"OCGT\",#REF!*0,IF(#REF!=\"\",0,#REF!*M$627))))))))","v":{"$error":"#REF!"}},{"$f":"IF(#REF!=\"Interconnector\",#REF!*1,IF(#REF!=\"Wind\",#REF!*0.7,IF(#REF!=\"Marine\",#REF!*0.7,IF(#REF!=\"Nuclear\",#REF!*0.85,IF(#REF!=\"Pumped_Storage\",#REF!*0.5,IF(#REF!=\"CCS\",#REF!*0.85,IF(#REF!=\"OCGT\",#REF!*0,IF(#REF!=\"\",0,#REF!*N$627))))))))","v":{"$error":"#REF!"}},{"$f":"IF(#REF!=\"Interconnector\",#REF!*1,IF(#REF!=\"Wind\",#REF!*0.7,IF(#REF!=\"Marine\",#REF!*0.7,IF(#REF!=\"Nuclear\",#REF!*0.85,IF(#REF!=\"Pumped_Storage\",#REF!*0.5,IF(#REF!=\"CCS\",#REF!*0.85,IF(#REF!=\"OCGT\",#REF!*0,IF(#REF!=\"\",0,#REF!*O$627))))))))","v":{"$error":"#REF!"}}]
[{"$f":"#REF!","v":{"$error":"#REF!"}},{"$f":"#REF!","v":{"$error":"#REF!"}},{"$f":"#REF!","v":{"$error":"#REF!"}},{"$f":"#REF!","v":{"$error":"#REF!"}},{"$f":"IF(#REF!=\"Interconnector\",#REF!*1,IF(#REF!=\"Wind\",#REF!*0.7,IF(#REF!=\"Marine\",#REF!*0.7,IF(#REF!=\"Nuclear\",#REF!*0.85,IF(#REF!=\"Pumped_Storage\",#REF!*0.5,IF(#REF!=\"CCS\",#REF!*0.85,IF(#REF!=\"OCGT\",#REF!*0,IF(#REF!=\"\",0,#REF!*E$627))))))))","v":{"$error":"#REF!"}},{"$f":"IF(#REF!=\"Interconnector\",#REF!*1,IF(#REF!=\"Wind\",#REF!*0.7,IF(#REF!=\"Marine\",#REF!*0.7,IF(#REF!=\"Nuclear\",#REF!*0.85,IF(#REF!=\"Pumped_Storage\",#REF!*0.5,IF(#REF!=\"CCS\",#REF!*0.85,IF(#REF!=\"OCGT\",#REF!*0,IF(#REF!=\"\",0,#REF!*F$627))))))))","v":{"$error":"#REF!"}},{"$f":"IF(#REF!=\"Interconnector\",#REF!*1,IF(#REF!=\"Wind\",#REF!*0.7,IF(#REF!=\"Marine\",#REF!*0.7,IF(#REF!=\"Nuclear\",#REF!*0.85,IF(#REF!=\"Pumped_Storage\",#REF!*0.5,IF(#REF!=\"CCS\",#REF!*0.85,IF(#REF!=\"OCGT\",#REF!*0,IF(#REF!=\"\",0,#REF!*G$627))))))))","v":{"$error":"#REF!"}},{"$f":"IF(#REF!=\"Interconnector\",#REF!*1,IF(#REF!=\"Wind\",#REF!*0.7,IF(#REF!=\"Marine\",#REF!*0.7,IF(#REF!=\"Nuclear\",#REF!*0.85,IF(#REF!=\"Pumped_Storage\",#REF!*0.5,IF(#REF!=\"CCS\",#REF!*0.85,IF(#REF!=\"OCGT\",#REF!*0,IF(#REF!=\"\",0,#REF!*H$627))))))))","v":{"$error":"#REF!"}},{"$f":"IF(#REF!=\"Interconnector\",#REF!*1,IF(#REF!=\"Wind\",#REF!*0.7,IF(#REF!=\"Marine\",#REF!*0.7,IF(#REF!=\"Nuclear\",#REF!*0.85,IF(#REF!=\"Pumped_Storage\",#REF!*0.5,IF(#REF!=\"CCS\",#REF!*0.85,IF(#REF!=\"OCGT\",#REF!*0,IF(#REF!=\"\",0,#REF!*I$627))))))))","v":{"$error":"#REF!"}},{"$f":"IF(#REF!=\"Interconnector\",#REF!*1,IF(#REF!=\"Wind\",#REF!*0.7,IF(#REF!=\"Marine\",#REF!*0.7,IF(#REF!=\"Nuclear\",#REF!*0.85,IF(#REF!=\"Pumped_Storage\",#REF!*0.5,IF(#REF!=\"CCS\",#REF!*0.85,IF(#REF!=\"OCGT\",#REF!*0,IF(#REF!=\"\",0,#REF!*J$627))))))))","v":{"$error":"#REF!"}},{"$f":"IF(#REF!=\"Interconnector\",#REF!*1,IF(#REF!=\"Wind\",#REF!*0.7,IF(#REF!=\"Marine\",#REF!*0.7,IF(#REF!=\"Nuclear\",#REF!*0.85,IF(#REF!=\"Pumped_Storage\",#REF!*0.5,IF(#REF!=\"CCS\",#REF!*0.85,IF(#REF!=\"OCGT\",#REF!*0,IF(#REF!=\"\",0,#REF!*K$627))))))))","v":{"$error":"#REF!"}},{"$f":"IF(#REF!=\"Interconnector\",#REF!*1,IF(#REF!=\"Wind\",#REF!*0.7,IF(#REF!=\"Marine\",#REF!*0.7,IF(#REF!=\"Nuclear\",#REF!*0.85,IF(#REF!=\"Pumped_Storage\",#REF!*0.5,IF(#REF!=\"CCS\",#REF!*0.85,IF(#REF!=\"OCGT\",#REF!*0,IF(#REF!=\"\",0,#REF!*L$627))))))))","v":{"$error":"#REF!"}},{"$f":"IF(#REF!=\"Interconnector\",#REF!*1,IF(#REF!=\"Wind\",#REF!*0.7,IF(#REF!=\"Marine\",#REF!*0.7,IF(#REF!=\"Nuclear\",#REF!*0.85,IF(#REF!=\"Pumped_Storage\",#REF!*0.5,IF(#REF!=\"CCS\",#REF!*0.85,IF(#REF!=\"OCGT\",#REF!*0,IF(#REF!=\"\",0,#REF!*M$627))))))))","v":{"$error":"#REF!"}},{"$f":"IF(#REF!=\"Interconnector\",#REF!*1,IF(#REF!=\"Wind\",#REF!*0.7,IF(#REF!=\"Marine\",#REF!*0.7,IF(#REF!=\"Nuclear\",#REF!*0.85,IF(#REF!=\"Pumped_Storage\",#REF!*0.5,IF(#REF!=\"CCS\",#REF!*0.85,IF(#REF!=\"OCGT\",#REF!*0,IF(#REF!=\"\",0,#REF!*N$627))))))))","v":{"$error":"#REF!"}},{"$f":"IF(#REF!=\"Interconnector\",#REF!*1,IF(#REF!=\"Wind\",#REF!*0.7,IF(#REF!=\"Marine\",#REF!*0.7,IF(#REF!=\"Nuclear\",#REF!*0.85,IF(#REF!=\"Pumped_Storage\",#REF!*0.5,IF(#REF!=\"CCS\",#REF!*0.85,IF(#REF!=\"OCGT\",#REF!*0,IF(#REF!=\"\",0,#REF!*O$627))))))))","v":{"$error":"#REF!"}}]
[{"$f":"#REF!","v":{"$error":"#REF!"}},{"$f":"#REF!","v":{"$error":"#REF!"}},{"$f":"#REF!","v":{"$error":"#REF!"}},{"$f":"#REF!","v":{"$error":"#REF!"}},{"$f":"IF(#REF!=\"Interconnector\",#REF!*1,IF(#REF!=\"Wind\",#REF!*0.7,IF(#REF!=\"Marine\",#REF!*0.7,IF(#REF!=\"Nuclear\",#REF!*0.85,IF(#REF!=\"Pumped_Storage\",#REF!*0.5,IF(#REF!=\"CCS\",#REF!*0.85,IF(#REF!=\"OCGT\",#REF!*0,IF(#REF!=\"\",0,#REF!*E$627))))))))","v":{"$error":"#REF!"}},{"$f":"IF(#REF!=\"Interconnector\",#REF!*1,IF(#REF!=\"Wind\",#REF!*0.7,IF(#REF!=\"Marine\",#REF!*0.7,IF(#REF!=\"Nuclear\",#REF!*0.85,IF(#REF!=\"Pumped_Storage\",#REF!*0.5,IF(#REF!=\"CCS\",#REF!*0.85,IF(#REF!=\"OCGT\",#REF!*0,IF(#REF!=\"\",0,#REF!*F$627))))))))","v":{"$error":"#REF!"}},{"$f":"IF(#REF!=\"Interconnector\",#REF!*1,IF(#REF!=\"Wind\",#REF!*0.7,IF(#REF!=\"Marine\",#REF!*0.7,IF(#REF!=\"Nuclear\",#REF!*0.85,IF(#REF!=\"Pumped_Storage\",#REF!*0.5,IF(#REF!=\"CCS\",#REF!*0.85,IF(#REF!=\"OCGT\",#REF!*0,IF(#REF!=\"\",0,#REF!*G$627))))))))","v":{"$error":"#REF!"}},{"$f":"IF(#REF!=\"Interconnector\",#REF!*1,IF(#REF!=\"Wind\",#REF!*0.7,IF(#REF!=\"Marine\",#REF!*0.7,IF(#REF!=\"Nuclear\",#REF!*0.85,IF(#REF!=\"Pumped_Storage\",#REF!*0.5,IF(#REF!=\"CCS\",#REF!*0.85,IF(#REF!=\"OCGT\",#REF!*0,IF(#REF!=\"\",0,#REF!*H$627))))))))","v":{"$error":"#REF!"}},{"$f":"IF(#REF!=\"Interconnector\",#REF!*1,IF(#REF!=\"Wind\",#REF!*0.7,IF(#REF!=\"Marine\",#REF!*0.7,IF(#REF!=\"Nuclear\",#REF!*0.85,IF(#REF!=\"Pumped_Storage\",#REF!*0.5,IF(#REF!=\"CCS\",#REF!*0.85,IF(#REF!=\"OCGT\",#REF!*0,IF(#REF!=\"\",0,#REF!*I$627))))))))","v":{"$error":"#REF!"}},{"$f":"IF(#REF!=\"Interconnector\",#REF!*1,IF(#REF!=\"Wind\",#REF!*0.7,IF(#REF!=\"Marine\",#REF!*0.7,IF(#REF!=\"Nuclear\",#REF!*0.85,IF(#REF!=\"Pumped_Storage\",#REF!*0.5,IF(#REF!=\"CCS\",#REF!*0.85,IF(#REF!=\"OCGT\",#REF!*0,IF(#REF!=\"\",0,#REF!*J$627))))))))","v":{"$error":"#REF!"}},{"$f":"IF(#REF!=\"Interconnector\",#REF!*1,IF(#REF!=\"Wind\",#REF!*0.7,IF(#REF!=\"Marine\",#REF!*0.7,IF(#REF!=\"Nuclear\",#REF!*0.85,IF(#REF!=\"Pumped_Storage\",#REF!*0.5,IF(#REF!=\"CCS\",#REF!*0.85,IF(#REF!=\"OCGT\",#REF!*0,IF(#REF!=\"\",0,#REF!*K$627))))))))","v":{"$error":"#REF!"}},{"$f":"IF(#REF!=\"Interconnector\",#REF!*1,IF(#REF!=\"Wind\",#REF!*0.7,IF(#REF!=\"Marine\",#REF!*0.7,IF(#REF!=\"Nuclear\",#REF!*0.85,IF(#REF!=\"Pumped_Storage\",#REF!*0.5,IF(#REF!=\"CCS\",#REF!*0.85,IF(#REF!=\"OCGT\",#REF!*0,IF(#REF!=\"\",0,#REF!*L$627))))))))","v":{"$error":"#REF!"}},{"$f":"IF(#REF!=\"Interconnector\",#REF!*1,IF(#REF!=\"Wind\",#REF!*0.7,IF(#REF!=\"Marine\",#REF!*0.7,IF(#REF!=\"Nuclear\",#REF!*0.85,IF(#REF!=\"Pumped_Storage\",#REF!*0.5,IF(#REF!=\"CCS\",#REF!*0.85,IF(#REF!=\"OCGT\",#REF!*0,IF(#REF!=\"\",0,#REF!*M$627))))))))","v":{"$error":"#REF!"}},{"$f":"IF(#REF!=\"Interconnector\",#REF!*1,IF(#REF!=\"Wind\",#REF!*0.7,IF(#REF!=\"Marine\",#REF!*0.7,IF(#REF!=\"Nuclear\",#REF!*0.85,IF(#REF!=\"Pumped_Storage\",#REF!*0.5,IF(#REF!=\"CCS\",#REF!*0.85,IF(#REF!=\"OCGT\",#REF!*0,IF(#REF!=\"\",0,#REF!*N$627))))))))","v":{"$error":"#REF!"}},{"$f":"IF(#REF!=\"Interconnector\",#REF!*1,IF(#REF!=\"Wind\",#REF!*0.7,IF(#REF!=\"Marine\",#REF!*0.7,IF(#REF!=\"Nuclear\",#REF!*0.85,IF(#REF!=\"Pumped_Storage\",#REF!*0.5,IF(#REF!=\"CCS\",#REF!*0.85,IF(#REF!=\"OCGT\",#REF!*0,IF(#REF!=\"\",0,#REF!*O$627))))))))","v":{"$error":"#REF!"}}]
[{"$f":"#REF!","v":{"$error":"#REF!"}},{"$f":"#REF!","v":{"$error":"#REF!"}},{"$f":"#REF!","v":{"$error":"#REF!"}},{"$f":"#REF!","v":{"$error":"#REF!"}},{"$f":"IF(#REF!=\"Interconnector\",#REF!*1,IF(#REF!=\"Wind\",#REF!*0.7,IF(#REF!=\"Marine\",#REF!*0.7,IF(#REF!=\"Nuclear\",#REF!*0.85,IF(#REF!=\"Pumped_Storage\",#REF!*0.5,IF(#REF!=\"CCS\",#REF!*0.85,IF(#REF!=\"OCGT\",#REF!*0,IF(#REF!=\"\",0,#REF!*E$627))))))))","v":{"$error":"#REF!"}},{"$f":"IF(#REF!=\"Interconnector\",#REF!*1,IF(#REF!=\"Wind\",#REF!*0.7,IF(#REF!=\"Marine\",#REF!*0.7,IF(#REF!=\"Nuclear\",#REF!*0.85,IF(#REF!=\"Pumped_Storage\",#REF!*0.5,IF(#REF!=\"CCS\",#REF!*0.85,IF(#REF!=\"OCGT\",#REF!*0,IF(#REF!=\"\",0,#REF!*F$627))))))))","v":{"$error":"#REF!"}},{"$f":"IF(#REF!=\"Interconnector\",#REF!*1,IF(#REF!=\"Wind\",#REF!*0.7,IF(#REF!=\"Marine\",#REF!*0.7,IF(#REF!=\"Nuclear\",#REF!*0.85,IF(#REF!=\"Pumped_Storage\",#REF!*0.5,IF(#REF!=\"CCS\",#REF!*0.85,IF(#REF!=\"OCGT\",#REF!*0,IF(#REF!=\"\",0,#REF!*G$627))))))))","v":{"$error":"#REF!"}},{"$f":"IF(#REF!=\"Interconnector\",#REF!*1,IF(#REF!=\"Wind\",#REF!*0.7,IF(#REF!=\"Marine\",#REF!*0.7,IF(#REF!=\"Nuclear\",#REF!*0.85,IF(#REF!=\"Pumped_Storage\",#REF!*0.5,IF(#REF!=\"CCS\",#REF!*0.85,IF(#REF!=\"OCGT\",#REF!*0,IF(#REF!=\"\",0,#REF!*H$627))))))))","v":{"$error":"#REF!"}},{"$f":"IF(#REF!=\"Interconnector\",#REF!*1,IF(#REF!=\"Wind\",#REF!*0.7,IF(#REF!=\"Marine\",#REF!*0.7,IF(#REF!=\"Nuclear\",#REF!*0.85,IF(#REF!=\"Pumped_Storage\",#REF!*0.5,IF(#REF!=\"CCS\",#REF!*0.85,IF(#REF!=\"OCGT\",#REF!*0,IF(#REF!=\"\",0,#REF!*I$627))))))))","v":{"$error":"#REF!"}},{"$f":"IF(#REF!=\"Interconnector\",#REF!*1,IF(#REF!=\"Wind\",#REF!*0.7,IF(#REF!=\"Marine\",#REF!*0.7,IF(#REF!=\"Nuclear\",#REF!*0.85,IF(#REF!=\"Pumped_Storage\",#REF!*0.5,IF(#REF!=\"CCS\",#REF!*0.85,IF(#REF!=\"OCGT\",#REF!*0,IF(#REF!=\"\",0,#REF!*J$627))))))))","v":{"$error":"#REF!"}},{"$f":"IF(#REF!=\"Interconnector\",#REF!*1,IF(#REF!=\"Wind\",#REF!*0.7,IF(#REF!=\"Marine\",#REF!*0.7,IF(#REF!=\"Nuclear\",#REF!*0.85,IF(#REF!=\"Pumped_Storage\",#REF!*0.5,IF(#REF!=\"CCS\",#REF!*0.85,IF(#REF!=\"OCGT\",#REF!*0,IF(#REF!=\"\",0,#REF!*K$627))))))))","v":{"$error":"#REF!"}},{"$f":"IF(#REF!=\"Interconnector\",#REF!*1,IF(#REF!=\"Wind\",#REF!*0.7,IF(#REF!=\"Marine\",#REF!*0.7,IF(#REF!=\"Nuclear\",#REF!*0.85,IF(#REF!=\"Pumped_Storage\",#REF!*0.5,IF(#REF!=\"CCS\",#REF!*0.85,IF(#REF!=\"OCGT\",#REF!*0,IF(#REF!=\"\",0,#REF!*L$627))))))))","v":{"$error":"#REF!"}},{"$f":"IF(#REF!=\"Interconnector\",#REF!*1,IF(#REF!=\"Wind\",#REF!*0.7,IF(#REF!=\"Marine\",#REF!*0.7,IF(#REF!=\"Nuclear\",#REF!*0.85,IF(#REF!=\"Pumped_Storage\",#REF!*0.5,IF(#REF!=\"CCS\",#REF!*0.85,IF(#REF!=\"OCGT\",#REF!*0,IF(#REF!=\"\",0,#REF!*M$627))))))))","v":{"$error":"#REF!"}},{"$f":"IF(#REF!=\"Interconnector\",#REF!*1,IF(#REF!=\"Wind\",#REF!*0.7,IF(#REF!=\"Marine\",#REF!*0.7,IF(#REF!=\"Nuclear\",#REF!*0.85,IF(#REF!=\"Pumped_Storage\",#REF!*0.5,IF(#REF!=\"CCS\",#REF!*0.85,IF(#REF!=\"OCGT\",#REF!*0,IF(#REF!=\"\",0,#REF!*N$627))))))))","v":{"$error":"#REF!"}},{"$f":"IF(#REF!=\"Interconnector\",#REF!*1,IF(#REF!=\"Wind\",#REF!*0.7,IF(#REF!=\"Marine\",#REF!*0.7,IF(#REF!=\"Nuclear\",#REF!*0.85,IF(#REF!=\"Pumped_Storage\",#REF!*0.5,IF(#REF!=\"CCS\",#REF!*0.85,IF(#REF!=\"OCGT\",#REF!*0,IF(#REF!=\"\",0,#REF!*O$627))))))))","v":{"$error":"#REF!"}}]
[{"$f":"#REF!","v":{"$error":"#REF!"}},{"$f":"#REF!","v":{"$error":"#REF!"}},{"$f":"#REF!","v":{"$error":"#REF!"}},{"$f":"#REF!","v":{"$error":"#REF!"}},{"$f":"IF(#REF!=\"Interconnector\",#REF!*1,IF(#REF!=\"Wind\",#REF!*0.7,IF(#REF!=\"Marine\",#REF!*0.7,IF(#REF!=\"Nuclear\",#REF!*0.85,IF(#REF!=\"Pumped_Storage\",#REF!*0.5,IF(#REF!=\"CCS\",#REF!*0.85,IF(#REF!=\"OCGT\",#REF!*0,IF(#REF!=\"\",0,#REF!*E$627))))))))","v":{"$error":"#REF!"}},{"$f":"IF(#REF!=\"Interconnector\",#REF!*1,IF(#REF!=\"Wind\",#REF!*0.7,IF(#REF!=\"Marine\",#REF!*0.7,IF(#REF!=\"Nuclear\",#REF!*0.85,IF(#REF!=\"Pumped_Storage\",#REF!*0.5,IF(#REF!=\"CCS\",#REF!*0.85,IF(#REF!=\"OCGT\",#REF!*0,IF(#REF!=\"\",0,#REF!*F$627))))))))","v":{"$error":"#REF!"}},{"$f":"IF(#REF!=\"Interconnector\",#REF!*1,IF(#REF!=\"Wind\",#REF!*0.7,IF(#REF!=\"Marine\",#REF!*0.7,IF(#REF!=\"Nuclear\",#REF!*0.85,IF(#REF!=\"Pumped_Storage\",#REF!*0.5,IF(#REF!=\"CCS\",#REF!*0.85,IF(#REF!=\"OCGT\",#REF!*0,IF(#REF!=\"\",0,#REF!*G$627))))))))","v":{"$error":"#REF!"}},{"$f":"IF(#REF!=\"Interconnector\",#REF!*1,IF(#REF!=\"Wind\",#REF!*0.7,IF(#REF!=\"Marine\",#REF!*0.7,IF(#REF!=\"Nuclear\",#REF!*0.85,IF(#REF!=\"Pumped_Storage\",#REF!*0.5,IF(#REF!=\"CCS\",#REF!*0.85,IF(#REF!=\"OCGT\",#REF!*0,IF(#REF!=\"\",0,#REF!*H$627))))))))","v":{"$error":"#REF!"}},{"$f":"IF(#REF!=\"Interconnector\",#REF!*1,IF(#REF!=\"Wind\",#REF!*0.7,IF(#REF!=\"Marine\",#REF!*0.7,IF(#REF!=\"Nuclear\",#REF!*0.85,IF(#REF!=\"Pumped_Storage\",#REF!*0.5,IF(#REF!=\"CCS\",#REF!*0.85,IF(#REF!=\"OCGT\",#REF!*0,IF(#REF!=\"\",0,#REF!*I$627))))))))","v":{"$error":"#REF!"}},{"$f":"IF(#REF!=\"Interconnector\",#REF!*1,IF(#REF!=\"Wind\",#REF!*0.7,IF(#REF!=\"Marine\",#REF!*0.7,IF(#REF!=\"Nuclear\",#REF!*0.85,IF(#REF!=\"Pumped_Storage\",#REF!*0.5,IF(#REF!=\"CCS\",#REF!*0.85,IF(#REF!=\"OCGT\",#REF!*0,IF(#REF!=\"\",0,#REF!*J$627))))))))","v":{"$error":"#REF!"}},{"$f":"IF(#REF!=\"Interconnector\",#REF!*1,IF(#REF!=\"Wind\",#REF!*0.7,IF(#REF!=\"Marine\",#REF!*0.7,IF(#REF!=\"Nuclear\",#REF!*0.85,IF(#REF!=\"Pumped_Storage\",#REF!*0.5,IF(#REF!=\"CCS\",#REF!*0.85,IF(#REF!=\"OCGT\",#REF!*0,IF(#REF!=\"\",0,#REF!*K$627))))))))","v":{"$error":"#REF!"}},{"$f":"IF(#REF!=\"Interconnector\",#REF!*1,IF(#REF!=\"Wind\",#REF!*0.7,IF(#REF!=\"Marine\",#REF!*0.7,IF(#REF!=\"Nuclear\",#REF!*0.85,IF(#REF!=\"Pumped_Storage\",#REF!*0.5,IF(#REF!=\"CCS\",#REF!*0.85,IF(#REF!=\"OCGT\",#REF!*0,IF(#REF!=\"\",0,#REF!*L$627))))))))","v":{"$error":"#REF!"}},{"$f":"IF(#REF!=\"Interconnector\",#REF!*1,IF(#REF!=\"Wind\",#REF!*0.7,IF(#REF!=\"Marine\",#REF!*0.7,IF(#REF!=\"Nuclear\",#REF!*0.85,IF(#REF!=\"Pumped_Storage\",#REF!*0.5,IF(#REF!=\"CCS\",#REF!*0.85,IF(#REF!=\"OCGT\",#REF!*0,IF(#REF!=\"\",0,#REF!*M$627))))))))","v":{"$error":"#REF!"}},{"$f":"IF(#REF!=\"Interconnector\",#REF!*1,IF(#REF!=\"Wind\",#REF!*0.7,IF(#REF!=\"Marine\",#REF!*0.7,IF(#REF!=\"Nuclear\",#REF!*0.85,IF(#REF!=\"Pumped_Storage\",#REF!*0.5,IF(#REF!=\"CCS\",#REF!*0.85,IF(#REF!=\"OCGT\",#REF!*0,IF(#REF!=\"\",0,#REF!*N$627))))))))","v":{"$error":"#REF!"}},{"$f":"IF(#REF!=\"Interconnector\",#REF!*1,IF(#REF!=\"Wind\",#REF!*0.7,IF(#REF!=\"Marine\",#REF!*0.7,IF(#REF!=\"Nuclear\",#REF!*0.85,IF(#REF!=\"Pumped_Storage\",#REF!*0.5,IF(#REF!=\"CCS\",#REF!*0.85,IF(#REF!=\"OCGT\",#REF!*0,IF(#REF!=\"\",0,#REF!*O$627))))))))","v":{"$error":"#REF!"}}]
[{"$f":"#REF!","v":{"$error":"#REF!"}},{"$f":"#REF!","v":{"$error":"#REF!"}},{"$f":"#REF!","v":{"$error":"#REF!"}},{"$f":"#REF!","v":{"$error":"#REF!"}},{"$f":"IF(#REF!=\"Interconnector\",#REF!*1,IF(#REF!=\"Wind\",#REF!*0.7,IF(#REF!=\"Marine\",#REF!*0.7,IF(#REF!=\"Nuclear\",#REF!*0.85,IF(#REF!=\"Pumped_Storage\",#REF!*0.5,IF(#REF!=\"CCS\",#REF!*0.85,IF(#REF!=\"OCGT\",#REF!*0,IF(#REF!=\"\",0,#REF!*E$627))))))))","v":{"$error":"#REF!"}},{"$f":"IF(#REF!=\"Interconnector\",#REF!*1,IF(#REF!=\"Wind\",#REF!*0.7,IF(#REF!=\"Marine\",#REF!*0.7,IF(#REF!=\"Nuclear\",#REF!*0.85,IF(#REF!=\"Pumped_Storage\",#REF!*0.5,IF(#REF!=\"CCS\",#REF!*0.85,IF(#REF!=\"OCGT\",#REF!*0,IF(#REF!=\"\",0,#REF!*F$627))))))))","v":{"$error":"#REF!"}},{"$f":"IF(#REF!=\"Interconnector\",#REF!*1,IF(#REF!=\"Wind\",#REF!*0.7,IF(#REF!=\"Marine\",#REF!*0.7,IF(#REF!=\"Nuclear\",#REF!*0.85,IF(#REF!=\"Pumped_Storage\",#REF!*0.5,IF(#REF!=\"CCS\",#REF!*0.85,IF(#REF!=\"OCGT\",#REF!*0,IF(#REF!=\"\",0,#REF!*G$627))))))))","v":{"$error":"#REF!"}},{"$f":"IF(#REF!=\"Interconnector\",#REF!*1,IF(#REF!=\"Wind\",#REF!*0.7,IF(#REF!=\"Marine\",#REF!*0.7,IF(#REF!=\"Nuclear\",#REF!*0.85,IF(#REF!=\"Pumped_Storage\",#REF!*0.5,IF(#REF!=\"CCS\",#REF!*0.85,IF(#REF!=\"OCGT\",#REF!*0,IF(#REF!=\"\",0,#REF!*H$627))))))))","v":{"$error":"#REF!"}},{"$f":"IF(#REF!=\"Interconnector\",#REF!*1,IF(#REF!=\"Wind\",#REF!*0.7,IF(#REF!=\"Marine\",#REF!*0.7,IF(#REF!=\"Nuclear\",#REF!*0.85,IF(#REF!=\"Pumped_Storage\",#REF!*0.5,IF(#REF!=\"CCS\",#REF!*0.85,IF(#REF!=\"OCGT\",#REF!*0,IF(#REF!=\"\",0,#REF!*I$627))))))))","v":{"$error":"#REF!"}},{"$f":"IF(#REF!=\"Interconnector\",#REF!*1,IF(#REF!=\"Wind\",#REF!*0.7,IF(#REF!=\"Marine\",#REF!*0.7,IF(#REF!=\"Nuclear\",#REF!*0.85,IF(#REF!=\"Pumped_Storage\",#REF!*0.5,IF(#REF!=\"CCS\",#REF!*0.85,IF(#REF!=\"OCGT\",#REF!*0,IF(#REF!=\"\",0,#REF!*J$627))))))))","v":{"$error":"#REF!"}},{"$f":"IF(#REF!=\"Interconnector\",#REF!*1,IF(#REF!=\"Wind\",#REF!*0.7,IF(#REF!=\"Marine\",#REF!*0.7,IF(#REF!=\"Nuclear\",#REF!*0.85,IF(#REF!=\"Pumped_Storage\",#REF!*0.5,IF(#REF!=\"CCS\",#REF!*0.85,IF(#REF!=\"OCGT\",#REF!*0,IF(#REF!=\"\",0,#REF!*K$627))))))))","v":{"$error":"#REF!"}},{"$f":"IF(#REF!=\"Interconnector\",#REF!*1,IF(#REF!=\"Wind\",#REF!*0.7,IF(#REF!=\"Marine\",#REF!*0.7,IF(#REF!=\"Nuclear\",#REF!*0.85,IF(#REF!=\"Pumped_Storage\",#REF!*0.5,IF(#REF!=\"CCS\",#REF!*0.85,IF(#REF!=\"OCGT\",#REF!*0,IF(#REF!=\"\",0,#REF!*L$627))))))))","v":{"$error":"#REF!"}},{"$f":"IF(#REF!=\"Interconnector\",#REF!*1,IF(#REF!=\"Wind\",#REF!*0.7,IF(#REF!=\"Marine\",#REF!*0.7,IF(#REF!=\"Nuclear\",#REF!*0.85,IF(#REF!=\"Pumped_Storage\",#REF!*0.5,IF(#REF!=\"CCS\",#REF!*0.85,IF(#REF!=\"OCGT\",#REF!*0,IF(#REF!=\"\",0,#REF!*M$627))))))))","v":{"$error":"#REF!"}},{"$f":"IF(#REF!=\"Interconnector\",#REF!*1,IF(#REF!=\"Wind\",#REF!*0.7,IF(#REF!=\"Marine\",#REF!*0.7,IF(#REF!=\"Nuclear\",#REF!*0.85,IF(#REF!=\"Pumped_Storage\",#REF!*0.5,IF(#REF!=\"CCS\",#REF!*0.85,IF(#REF!=\"OCGT\",#REF!*0,IF(#REF!=\"\",0,#REF!*N$627))))))))","v":{"$error":"#REF!"}},{"$f":"IF(#REF!=\"Interconnector\",#REF!*1,IF(#REF!=\"Wind\",#REF!*0.7,IF(#REF!=\"Marine\",#REF!*0.7,IF(#REF!=\"Nuclear\",#REF!*0.85,IF(#REF!=\"Pumped_Storage\",#REF!*0.5,IF(#REF!=\"CCS\",#REF!*0.85,IF(#REF!=\"OCGT\",#REF!*0,IF(#REF!=\"\",0,#REF!*O$627))))))))","v":{"$error":"#REF!"}}]
[{"$f":"#REF!","v":{"$error":"#REF!"}},{"$f":"#REF!","v":{"$error":"#REF!"}},{"$f":"#REF!","v":{"$error":"#REF!"}},{"$f":"#REF!","v":{"$error":"#REF!"}},{"$f":"IF(#REF!=\"Interconnector\",#REF!*1,IF(#REF!=\"Wind\",#REF!*0.7,IF(#REF!=\"Marine\",#REF!*0.7,IF(#REF!=\"Nuclear\",#REF!*0.85,IF(#REF!=\"Pumped_Storage\",#REF!*0.5,IF(#REF!=\"CCS\",#REF!*0.85,IF(#REF!=\"OCGT\",#REF!*0,IF(#REF!=\"\",0,#REF!*E$627))))))))","v":{"$error":"#REF!"}},{"$f":"IF(#REF!=\"Interconnector\",#REF!*1,IF(#REF!=\"Wind\",#REF!*0.7,IF(#REF!=\"Marine\",#REF!*0.7,IF(#REF!=\"Nuclear\",#REF!*0.85,IF(#REF!=\"Pumped_Storage\",#REF!*0.5,IF(#REF!=\"CCS\",#REF!*0.85,IF(#REF!=\"OCGT\",#REF!*0,IF(#REF!=\"\",0,#REF!*F$627))))))))","v":{"$error":"#REF!"}},{"$f":"IF(#REF!=\"Interconnector\",#REF!*1,IF(#REF!=\"Wind\",#REF!*0.7,IF(#REF!=\"Marine\",#REF!*0.7,IF(#REF!=\"Nuclear\",#REF!*0.85,IF(#REF!=\"Pumped_Storage\",#REF!*0.5,IF(#REF!=\"CCS\",#REF!*0.85,IF(#REF!=\"OCGT\",#REF!*0,IF(#REF!=\"\",0,#REF!*G$627))))))))","v":{"$error":"#REF!"}},{"$f":"IF(#REF!=\"Interconnector\",#REF!*1,IF(#REF!=\"Wind\",#REF!*0.7,IF(#REF!=\"Marine\",#REF!*0.7,IF(#REF!=\"Nuclear\",#REF!*0.85,IF(#REF!=\"Pumped_Storage\",#REF!*0.5,IF(#REF!=\"CCS\",#REF!*0.85,IF(#REF!=\"OCGT\",#REF!*0,IF(#REF!=\"\",0,#REF!*H$627))))))))","v":{"$error":"#REF!"}},{"$f":"IF(#REF!=\"Interconnector\",#REF!*1,IF(#REF!=\"Wind\",#REF!*0.7,IF(#REF!=\"Marine\",#REF!*0.7,IF(#REF!=\"Nuclear\",#REF!*0.85,IF(#REF!=\"Pumped_Storage\",#REF!*0.5,IF(#REF!=\"CCS\",#REF!*0.85,IF(#REF!=\"OCGT\",#REF!*0,IF(#REF!=\"\",0,#REF!*I$627))))))))","v":{"$error":"#REF!"}},{"$f":"IF(#REF!=\"Interconnector\",#REF!*1,IF(#REF!=\"Wind\",#REF!*0.7,IF(#REF!=\"Marine\",#REF!*0.7,IF(#REF!=\"Nuclear\",#REF!*0.85,IF(#REF!=\"Pumped_Storage\",#REF!*0.5,IF(#REF!=\"CCS\",#REF!*0.85,IF(#REF!=\"OCGT\",#REF!*0,IF(#REF!=\"\",0,#REF!*J$627))))))))","v":{"$error":"#REF!"}},{"$f":"IF(#REF!=\"Interconnector\",#REF!*1,IF(#REF!=\"Wind\",#REF!*0.7,IF(#REF!=\"Marine\",#REF!*0.7,IF(#REF!=\"Nuclear\",#REF!*0.85,IF(#REF!=\"Pumped_Storage\",#REF!*0.5,IF(#REF!=\"CCS\",#REF!*0.85,IF(#REF!=\"OCGT\",#REF!*0,IF(#REF!=\"\",0,#REF!*K$627))))))))","v":{"$error":"#REF!"}},{"$f":"IF(#REF!=\"Interconnector\",#REF!*1,IF(#REF!=\"Wind\",#REF!*0.7,IF(#REF!=\"Marine\",#REF!*0.7,IF(#REF!=\"Nuclear\",#REF!*0.85,IF(#REF!=\"Pumped_Storage\",#REF!*0.5,IF(#REF!=\"CCS\",#REF!*0.85,IF(#REF!=\"OCGT\",#REF!*0,IF(#REF!=\"\",0,#REF!*L$627))))))))","v":{"$error":"#REF!"}},{"$f":"IF(#REF!=\"Interconnector\",#REF!*1,IF(#REF!=\"Wind\",#REF!*0.7,IF(#REF!=\"Marine\",#REF!*0.7,IF(#REF!=\"Nuclear\",#REF!*0.85,IF(#REF!=\"Pumped_Storage\",#REF!*0.5,IF(#REF!=\"CCS\",#REF!*0.85,IF(#REF!=\"OCGT\",#REF!*0,IF(#REF!=\"\",0,#REF!*M$627))))))))","v":{"$error":"#REF!"}},{"$f":"IF(#REF!=\"Interconnector\",#REF!*1,IF(#REF!=\"Wind\",#REF!*0.7,IF(#REF!=\"Marine\",#REF!*0.7,IF(#REF!=\"Nuclear\",#REF!*0.85,IF(#REF!=\"Pumped_Storage\",#REF!*0.5,IF(#REF!=\"CCS\",#REF!*0.85,IF(#REF!=\"OCGT\",#REF!*0,IF(#REF!=\"\",0,#REF!*N$627))))))))","v":{"$error":"#REF!"}},{"$f":"IF(#REF!=\"Interconnector\",#REF!*1,IF(#REF!=\"Wind\",#REF!*0.7,IF(#REF!=\"Marine\",#REF!*0.7,IF(#REF!=\"Nuclear\",#REF!*0.85,IF(#REF!=\"Pumped_Storage\",#REF!*0.5,IF(#REF!=\"CCS\",#REF!*0.85,IF(#REF!=\"OCGT\",#REF!*0,IF(#REF!=\"\",0,#REF!*O$627))))))))","v":{"$error":"#REF!"}}]
[{"$f":"#REF!","v":{"$error":"#REF!"}},{"$f":"#REF!","v":{"$error":"#REF!"}},{"$f":"#REF!","v":{"$error":"#REF!"}},{"$f":"#REF!","v":{"$error":"#REF!"}},{"$f":"IF(#REF!=\"Interconnector\",#REF!*1,IF(#REF!=\"Wind\",#REF!*0.7,IF(#REF!=\"Marine\",#REF!*0.7,IF(#REF!=\"Nuclear\",#REF!*0.85,IF(#REF!=\"Pumped_Storage\",#REF!*0.5,IF(#REF!=\"CCS\",#REF!*0.85,IF(#REF!=\"OCGT\",#REF!*0,IF(#REF!=\"\",0,#REF!*E$627))))))))","v":{"$error":"#REF!"}},{"$f":"IF(#REF!=\"Interconnector\",#REF!*1,IF(#REF!=\"Wind\",#REF!*0.7,IF(#REF!=\"Marine\",#REF!*0.7,IF(#REF!=\"Nuclear\",#REF!*0.85,IF(#REF!=\"Pumped_Storage\",#REF!*0.5,IF(#REF!=\"CCS\",#REF!*0.85,IF(#REF!=\"OCGT\",#REF!*0,IF(#REF!=\"\",0,#REF!*F$627))))))))","v":{"$error":"#REF!"}},{"$f":"IF(#REF!=\"Interconnector\",#REF!*1,IF(#REF!=\"Wind\",#REF!*0.7,IF(#REF!=\"Marine\",#REF!*0.7,IF(#REF!=\"Nuclear\",#REF!*0.85,IF(#REF!=\"Pumped_Storage\",#REF!*0.5,IF(#REF!=\"CCS\",#REF!*0.85,IF(#REF!=\"OCGT\",#REF!*0,IF(#REF!=\"\",0,#REF!*G$627))))))))","v":{"$error":"#REF!"}},{"$f":"IF(#REF!=\"Interconnector\",#REF!*1,IF(#REF!=\"Wind\",#REF!*0.7,IF(#REF!=\"Marine\",#REF!*0.7,IF(#REF!=\"Nuclear\",#REF!*0.85,IF(#REF!=\"Pumped_Storage\",#REF!*0.5,IF(#REF!=\"CCS\",#REF!*0.85,IF(#REF!=\"OCGT\",#REF!*0,IF(#REF!=\"\",0,#REF!*H$627))))))))","v":{"$error":"#REF!"}},{"$f":"IF(#REF!=\"Interconnector\",#REF!*1,IF(#REF!=\"Wind\",#REF!*0.7,IF(#REF!=\"Marine\",#REF!*0.7,IF(#REF!=\"Nuclear\",#REF!*0.85,IF(#REF!=\"Pumped_Storage\",#REF!*0.5,IF(#REF!=\"CCS\",#REF!*0.85,IF(#REF!=\"OCGT\",#REF!*0,IF(#REF!=\"\",0,#REF!*I$627))))))))","v":{"$error":"#REF!"}},{"$f":"IF(#REF!=\"Interconnector\",#REF!*1,IF(#REF!=\"Wind\",#REF!*0.7,IF(#REF!=\"Marine\",#REF!*0.7,IF(#REF!=\"Nuclear\",#REF!*0.85,IF(#REF!=\"Pumped_Storage\",#REF!*0.5,IF(#REF!=\"CCS\",#REF!*0.85,IF(#REF!=\"OCGT\",#REF!*0,IF(#REF!=\"\",0,#REF!*J$627))))))))","v":{"$error":"#REF!"}},{"$f":"IF(#REF!=\"Interconnector\",#REF!*1,IF(#REF!=\"Wind\",#REF!*0.7,IF(#REF!=\"Marine\",#REF!*0.7,IF(#REF!=\"Nuclear\",#REF!*0.85,IF(#REF!=\"Pumped_Storage\",#REF!*0.5,IF(#REF!=\"CCS\",#REF!*0.85,IF(#REF!=\"OCGT\",#REF!*0,IF(#REF!=\"\",0,#REF!*K$627))))))))","v":{"$error":"#REF!"}},{"$f":"IF(#REF!=\"Interconnector\",#REF!*1,IF(#REF!=\"Wind\",#REF!*0.7,IF(#REF!=\"Marine\",#REF!*0.7,IF(#REF!=\"Nuclear\",#REF!*0.85,IF(#REF!=\"Pumped_Storage\",#REF!*0.5,IF(#REF!=\"CCS\",#REF!*0.85,IF(#REF!=\"OCGT\",#REF!*0,IF(#REF!=\"\",0,#REF!*L$627))))))))","v":{"$error":"#REF!"}},{"$f":"IF(#REF!=\"Interconnector\",#REF!*1,IF(#REF!=\"Wind\",#REF!*0.7,IF(#REF!=\"Marine\",#REF!*0.7,IF(#REF!=\"Nuclear\",#REF!*0.85,IF(#REF!=\"Pumped_Storage\",#REF!*0.5,IF(#REF!=\"CCS\",#REF!*0.85,IF(#REF!=\"OCGT\",#REF!*0,IF(#REF!=\"\",0,#REF!*M$627))))))))","v":{"$error":"#REF!"}},{"$f":"IF(#REF!=\"Interconnector\",#REF!*1,IF(#REF!=\"Wind\",#REF!*0.7,IF(#REF!=\"Marine\",#REF!*0.7,IF(#REF!=\"Nuclear\",#REF!*0.85,IF(#REF!=\"Pumped_Storage\",#REF!*0.5,IF(#REF!=\"CCS\",#REF!*0.85,IF(#REF!=\"OCGT\",#REF!*0,IF(#REF!=\"\",0,#REF!*N$627))))))))","v":{"$error":"#REF!"}},{"$f":"IF(#REF!=\"Interconnector\",#REF!*1,IF(#REF!=\"Wind\",#REF!*0.7,IF(#REF!=\"Marine\",#REF!*0.7,IF(#REF!=\"Nuclear\",#REF!*0.85,IF(#REF!=\"Pumped_Storage\",#REF!*0.5,IF(#REF!=\"CCS\",#REF!*0.85,IF(#REF!=\"OCGT\",#REF!*0,IF(#REF!=\"\",0,#REF!*O$627))))))))","v":{"$error":"#REF!"}}]
[{"$f":"#REF!","v":{"$error":"#REF!"}},{"$f":"#REF!","v":{"$error":"#REF!"}},{"$f":"#REF!","v":{"$error":"#REF!"}},{"$f":"#REF!","v":{"$error":"#REF!"}},{"$f":"IF(#REF!=\"Interconnector\",#REF!*1,IF(#REF!=\"Wind\",#REF!*0.7,IF(#REF!=\"Marine\",#REF!*0.7,IF(#REF!=\"Nuclear\",#REF!*0.85,IF(#REF!=\"Pumped_Storage\",#REF!*0.5,IF(#REF!=\"CCS\",#REF!*0.85,IF(#REF!=\"OCGT\",#REF!*0,IF(#REF!=\"\",0,#REF!*E$627))))))))","v":{"$error":"#REF!"}},{"$f":"IF(#REF!=\"Interconnector\",#REF!*1,IF(#REF!=\"Wind\",#REF!*0.7,IF(#REF!=\"Marine\",#REF!*0.7,IF(#REF!=\"Nuclear\",#REF!*0.85,IF(#REF!=\"Pumped_Storage\",#REF!*0.5,IF(#REF!=\"CCS\",#REF!*0.85,IF(#REF!=\"OCGT\",#REF!*0,IF(#REF!=\"\",0,#REF!*F$627))))))))","v":{"$error":"#REF!"}},{"$f":"IF(#REF!=\"Interconnector\",#REF!*1,IF(#REF!=\"Wind\",#REF!*0.7,IF(#REF!=\"Marine\",#REF!*0.7,IF(#REF!=\"Nuclear\",#REF!*0.85,IF(#REF!=\"Pumped_Storage\",#REF!*0.5,IF(#REF!=\"CCS\",#REF!*0.85,IF(#REF!=\"OCGT\",#REF!*0,IF(#REF!=\"\",0,#REF!*G$627))))))))","v":{"$error":"#REF!"}},{"$f":"IF(#REF!=\"Interconnector\",#REF!*1,IF(#REF!=\"Wind\",#REF!*0.7,IF(#REF!=\"Marine\",#REF!*0.7,IF(#REF!=\"Nuclear\",#REF!*0.85,IF(#REF!=\"Pumped_Storage\",#REF!*0.5,IF(#REF!=\"CCS\",#REF!*0.85,IF(#REF!=\"OCGT\",#REF!*0,IF(#REF!=\"\",0,#REF!*H$627))))))))","v":{"$error":"#REF!"}},{"$f":"IF(#REF!=\"Interconnector\",#REF!*1,IF(#REF!=\"Wind\",#REF!*0.7,IF(#REF!=\"Marine\",#REF!*0.7,IF(#REF!=\"Nuclear\",#REF!*0.85,IF(#REF!=\"Pumped_Storage\",#REF!*0.5,IF(#REF!=\"CCS\",#REF!*0.85,IF(#REF!=\"OCGT\",#REF!*0,IF(#REF!=\"\",0,#REF!*I$627))))))))","v":{"$error":"#REF!"}},{"$f":"IF(#REF!=\"Interconnector\",#REF!*1,IF(#REF!=\"Wind\",#REF!*0.7,IF(#REF!=\"Marine\",#REF!*0.7,IF(#REF!=\"Nuclear\",#REF!*0.85,IF(#REF!=\"Pumped_Storage\",#REF!*0.5,IF(#REF!=\"CCS\",#REF!*0.85,IF(#REF!=\"OCGT\",#REF!*0,IF(#REF!=\"\",0,#REF!*J$627))))))))","v":{"$error":"#REF!"}},{"$f":"IF(#REF!=\"Interconnector\",#REF!*1,IF(#REF!=\"Wind\",#REF!*0.7,IF(#REF!=\"Marine\",#REF!*0.7,IF(#REF!=\"Nuclear\",#REF!*0.85,IF(#REF!=\"Pumped_Storage\",#REF!*0.5,IF(#REF!=\"CCS\",#REF!*0.85,IF(#REF!=\"OCGT\",#REF!*0,IF(#REF!=\"\",0,#REF!*K$627))))))))","v":{"$error":"#REF!"}},{"$f":"IF(#REF!=\"Interconnector\",#REF!*1,IF(#REF!=\"Wind\",#REF!*0.7,IF(#REF!=\"Marine\",#REF!*0.7,IF(#REF!=\"Nuclear\",#REF!*0.85,IF(#REF!=\"Pumped_Storage\",#REF!*0.5,IF(#REF!=\"CCS\",#REF!*0.85,IF(#REF!=\"OCGT\",#REF!*0,IF(#REF!=\"\",0,#REF!*L$627))))))))","v":{"$error":"#REF!"}},{"$f":"IF(#REF!=\"Interconnector\",#REF!*1,IF(#REF!=\"Wind\",#REF!*0.7,IF(#REF!=\"Marine\",#REF!*0.7,IF(#REF!=\"Nuclear\",#REF!*0.85,IF(#REF!=\"Pumped_Storage\",#REF!*0.5,IF(#REF!=\"CCS\",#REF!*0.85,IF(#REF!=\"OCGT\",#REF!*0,IF(#REF!=\"\",0,#REF!*M$627))))))))","v":{"$error":"#REF!"}},{"$f":"IF(#REF!=\"Interconnector\",#REF!*1,IF(#REF!=\"Wind\",#REF!*0.7,IF(#REF!=\"Marine\",#REF!*0.7,IF(#REF!=\"Nuclear\",#REF!*0.85,IF(#REF!=\"Pumped_Storage\",#REF!*0.5,IF(#REF!=\"CCS\",#REF!*0.85,IF(#REF!=\"OCGT\",#REF!*0,IF(#REF!=\"\",0,#REF!*N$627))))))))","v":{"$error":"#REF!"}},{"$f":"IF(#REF!=\"Interconnector\",#REF!*1,IF(#REF!=\"Wind\",#REF!*0.7,IF(#REF!=\"Marine\",#REF!*0.7,IF(#REF!=\"Nuclear\",#REF!*0.85,IF(#REF!=\"Pumped_Storage\",#REF!*0.5,IF(#REF!=\"CCS\",#REF!*0.85,IF(#REF!=\"OCGT\",#REF!*0,IF(#REF!=\"\",0,#REF!*O$627))))))))","v":{"$error":"#REF!"}}]
[{"$f":"#REF!","v":{"$error":"#REF!"}},{"$f":"#REF!","v":{"$error":"#REF!"}},{"$f":"#REF!","v":{"$error":"#REF!"}},{"$f":"#REF!","v":{"$error":"#REF!"}},{"$f":"IF(#REF!=\"Interconnector\",#REF!*1,IF(#REF!=\"Wind\",#REF!*0.7,IF(#REF!=\"Marine\",#REF!*0.7,IF(#REF!=\"Nuclear\",#REF!*0.85,IF(#REF!=\"Pumped_Storage\",#REF!*0.5,IF(#REF!=\"CCS\",#REF!*0.85,IF(#REF!=\"OCGT\",#REF!*0,IF(#REF!=\"\",0,#REF!*E$627))))))))","v":{"$error":"#REF!"}},{"$f":"IF(#REF!=\"Interconnector\",#REF!*1,IF(#REF!=\"Wind\",#REF!*0.7,IF(#REF!=\"Marine\",#REF!*0.7,IF(#REF!=\"Nuclear\",#REF!*0.85,IF(#REF!=\"Pumped_Storage\",#REF!*0.5,IF(#REF!=\"CCS\",#REF!*0.85,IF(#REF!=\"OCGT\",#REF!*0,IF(#REF!=\"\",0,#REF!*F$627))))))))","v":{"$error":"#REF!"}},{"$f":"IF(#REF!=\"Interconnector\",#REF!*1,IF(#REF!=\"Wind\",#REF!*0.7,IF(#REF!=\"Marine\",#REF!*0.7,IF(#REF!=\"Nuclear\",#REF!*0.85,IF(#REF!=\"Pumped_Storage\",#REF!*0.5,IF(#REF!=\"CCS\",#REF!*0.85,IF(#REF!=\"OCGT\",#REF!*0,IF(#REF!=\"\",0,#REF!*G$627))))))))","v":{"$error":"#REF!"}},{"$f":"IF(#REF!=\"Interconnector\",#REF!*1,IF(#REF!=\"Wind\",#REF!*0.7,IF(#REF!=\"Marine\",#REF!*0.7,IF(#REF!=\"Nuclear\",#REF!*0.85,IF(#REF!=\"Pumped_Storage\",#REF!*0.5,IF(#REF!=\"CCS\",#REF!*0.85,IF(#REF!=\"OCGT\",#REF!*0,IF(#REF!=\"\",0,#REF!*H$627))))))))","v":{"$error":"#REF!"}},{"$f":"IF(#REF!=\"Interconnector\",#REF!*1,IF(#REF!=\"Wind\",#REF!*0.7,IF(#REF!=\"Marine\",#REF!*0.7,IF(#REF!=\"Nuclear\",#REF!*0.85,IF(#REF!=\"Pumped_Storage\",#REF!*0.5,IF(#REF!=\"CCS\",#REF!*0.85,IF(#REF!=\"OCGT\",#REF!*0,IF(#REF!=\"\",0,#REF!*I$627))))))))","v":{"$error":"#REF!"}},{"$f":"IF(#REF!=\"Interconnector\",#REF!*1,IF(#REF!=\"Wind\",#REF!*0.7,IF(#REF!=\"Marine\",#REF!*0.7,IF(#REF!=\"Nuclear\",#REF!*0.85,IF(#REF!=\"Pumped_Storage\",#REF!*0.5,IF(#REF!=\"CCS\",#REF!*0.85,IF(#REF!=\"OCGT\",#REF!*0,IF(#REF!=\"\",0,#REF!*J$627))))))))","v":{"$error":"#REF!"}},{"$f":"IF(#REF!=\"Interconnector\",#REF!*1,IF(#REF!=\"Wind\",#REF!*0.7,IF(#REF!=\"Marine\",#REF!*0.7,IF(#REF!=\"Nuclear\",#REF!*0.85,IF(#REF!=\"Pumped_Storage\",#REF!*0.5,IF(#REF!=\"CCS\",#REF!*0.85,IF(#REF!=\"OCGT\",#REF!*0,IF(#REF!=\"\",0,#REF!*K$627))))))))","v":{"$error":"#REF!"}},{"$f":"IF(#REF!=\"Interconnector\",#REF!*1,IF(#REF!=\"Wind\",#REF!*0.7,IF(#REF!=\"Marine\",#REF!*0.7,IF(#REF!=\"Nuclear\",#REF!*0.85,IF(#REF!=\"Pumped_Storage\",#REF!*0.5,IF(#REF!=\"CCS\",#REF!*0.85,IF(#REF!=\"OCGT\",#REF!*0,IF(#REF!=\"\",0,#REF!*L$627))))))))","v":{"$error":"#REF!"}},{"$f":"IF(#REF!=\"Interconnector\",#REF!*1,IF(#REF!=\"Wind\",#REF!*0.7,IF(#REF!=\"Marine\",#REF!*0.7,IF(#REF!=\"Nuclear\",#REF!*0.85,IF(#REF!=\"Pumped_Storage\",#REF!*0.5,IF(#REF!=\"CCS\",#REF!*0.85,IF(#REF!=\"OCGT\",#REF!*0,IF(#REF!=\"\",0,#REF!*M$627))))))))","v":{"$error":"#REF!"}},{"$f":"IF(#REF!=\"Interconnector\",#REF!*1,IF(#REF!=\"Wind\",#REF!*0.7,IF(#REF!=\"Marine\",#REF!*0.7,IF(#REF!=\"Nuclear\",#REF!*0.85,IF(#REF!=\"Pumped_Storage\",#REF!*0.5,IF(#REF!=\"CCS\",#REF!*0.85,IF(#REF!=\"OCGT\",#REF!*0,IF(#REF!=\"\",0,#REF!*N$627))))))))","v":{"$error":"#REF!"}},{"$f":"IF(#REF!=\"Interconnector\",#REF!*1,IF(#REF!=\"Wind\",#REF!*0.7,IF(#REF!=\"Marine\",#REF!*0.7,IF(#REF!=\"Nuclear\",#REF!*0.85,IF(#REF!=\"Pumped_Storage\",#REF!*0.5,IF(#REF!=\"CCS\",#REF!*0.85,IF(#REF!=\"OCGT\",#REF!*0,IF(#REF!=\"\",0,#REF!*O$627))))))))","v":{"$error":"#REF!"}}]
[{"$f":"#REF!","v":{"$error":"#REF!"}},{"$f":"#REF!","v":{"$error":"#REF!"}},{"$f":"#REF!","v":{"$error":"#REF!"}},{"$f":"#REF!","v":{"$error":"#REF!"}},{"$f":"IF(#REF!=\"Interconnector\",#REF!*1,IF(#REF!=\"Wind\",#REF!*0.7,IF(#REF!=\"Marine\",#REF!*0.7,IF(#REF!=\"Nuclear\",#REF!*0.85,IF(#REF!=\"Pumped_Storage\",#REF!*0.5,IF(#REF!=\"CCS\",#REF!*0.85,IF(#REF!=\"OCGT\",#REF!*0,IF(#REF!=\"\",0,#REF!*E$627))))))))","v":{"$error":"#REF!"}},{"$f":"IF(#REF!=\"Interconnector\",#REF!*1,IF(#REF!=\"Wind\",#REF!*0.7,IF(#REF!=\"Marine\",#REF!*0.7,IF(#REF!=\"Nuclear\",#REF!*0.85,IF(#REF!=\"Pumped_Storage\",#REF!*0.5,IF(#REF!=\"CCS\",#REF!*0.85,IF(#REF!=\"OCGT\",#REF!*0,IF(#REF!=\"\",0,#REF!*F$627))))))))","v":{"$error":"#REF!"}},{"$f":"IF(#REF!=\"Interconnector\",#REF!*1,IF(#REF!=\"Wind\",#REF!*0.7,IF(#REF!=\"Marine\",#REF!*0.7,IF(#REF!=\"Nuclear\",#REF!*0.85,IF(#REF!=\"Pumped_Storage\",#REF!*0.5,IF(#REF!=\"CCS\",#REF!*0.85,IF(#REF!=\"OCGT\",#REF!*0,IF(#REF!=\"\",0,#REF!*G$627))))))))","v":{"$error":"#REF!"}},{"$f":"IF(#REF!=\"Interconnector\",#REF!*1,IF(#REF!=\"Wind\",#REF!*0.7,IF(#REF!=\"Marine\",#REF!*0.7,IF(#REF!=\"Nuclear\",#REF!*0.85,IF(#REF!=\"Pumped_Storage\",#REF!*0.5,IF(#REF!=\"CCS\",#REF!*0.85,IF(#REF!=\"OCGT\",#REF!*0,IF(#REF!=\"\",0,#REF!*H$627))))))))","v":{"$error":"#REF!"}},{"$f":"IF(#REF!=\"Interconnector\",#REF!*1,IF(#REF!=\"Wind\",#REF!*0.7,IF(#REF!=\"Marine\",#REF!*0.7,IF(#REF!=\"Nuclear\",#REF!*0.85,IF(#REF!=\"Pumped_Storage\",#REF!*0.5,IF(#REF!=\"CCS\",#REF!*0.85,IF(#REF!=\"OCGT\",#REF!*0,IF(#REF!=\"\",0,#REF!*I$627))))))))","v":{"$error":"#REF!"}},{"$f":"IF(#REF!=\"Interconnector\",#REF!*1,IF(#REF!=\"Wind\",#REF!*0.7,IF(#REF!=\"Marine\",#REF!*0.7,IF(#REF!=\"Nuclear\",#REF!*0.85,IF(#REF!=\"Pumped_Storage\",#REF!*0.5,IF(#REF!=\"CCS\",#REF!*0.85,IF(#REF!=\"OCGT\",#REF!*0,IF(#REF!=\"\",0,#REF!*J$627))))))))","v":{"$error":"#REF!"}},{"$f":"IF(#REF!=\"Interconnector\",#REF!*1,IF(#REF!=\"Wind\",#REF!*0.7,IF(#REF!=\"Marine\",#REF!*0.7,IF(#REF!=\"Nuclear\",#REF!*0.85,IF(#REF!=\"Pumped_Storage\",#REF!*0.5,IF(#REF!=\"CCS\",#REF!*0.85,IF(#REF!=\"OCGT\",#REF!*0,IF(#REF!=\"\",0,#REF!*K$627))))))))","v":{"$error":"#REF!"}},{"$f":"IF(#REF!=\"Interconnector\",#REF!*1,IF(#REF!=\"Wind\",#REF!*0.7,IF(#REF!=\"Marine\",#REF!*0.7,IF(#REF!=\"Nuclear\",#REF!*0.85,IF(#REF!=\"Pumped_Storage\",#REF!*0.5,IF(#REF!=\"CCS\",#REF!*0.85,IF(#REF!=\"OCGT\",#REF!*0,IF(#REF!=\"\",0,#REF!*L$627))))))))","v":{"$error":"#REF!"}},{"$f":"IF(#REF!=\"Interconnector\",#REF!*1,IF(#REF!=\"Wind\",#REF!*0.7,IF(#REF!=\"Marine\",#REF!*0.7,IF(#REF!=\"Nuclear\",#REF!*0.85,IF(#REF!=\"Pumped_Storage\",#REF!*0.5,IF(#REF!=\"CCS\",#REF!*0.85,IF(#REF!=\"OCGT\",#REF!*0,IF(#REF!=\"\",0,#REF!*M$627))))))))","v":{"$error":"#REF!"}},{"$f":"IF(#REF!=\"Interconnector\",#REF!*1,IF(#REF!=\"Wind\",#REF!*0.7,IF(#REF!=\"Marine\",#REF!*0.7,IF(#REF!=\"Nuclear\",#REF!*0.85,IF(#REF!=\"Pumped_Storage\",#REF!*0.5,IF(#REF!=\"CCS\",#REF!*0.85,IF(#REF!=\"OCGT\",#REF!*0,IF(#REF!=\"\",0,#REF!*N$627))))))))","v":{"$error":"#REF!"}},{"$f":"IF(#REF!=\"Interconnector\",#REF!*1,IF(#REF!=\"Wind\",#REF!*0.7,IF(#REF!=\"Marine\",#REF!*0.7,IF(#REF!=\"Nuclear\",#REF!*0.85,IF(#REF!=\"Pumped_Storage\",#REF!*0.5,IF(#REF!=\"CCS\",#REF!*0.85,IF(#REF!=\"OCGT\",#REF!*0,IF(#REF!=\"\",0,#REF!*O$627))))))))","v":{"$error":"#REF!"}}]
[{"$f":"#REF!","v":{"$error":"#REF!"}},{"$f":"#REF!","v":{"$error":"#REF!"}},{"$f":"#REF!","v":{"$error":"#REF!"}},{"$f":"#REF!","v":{"$error":"#REF!"}},{"$f":"IF(#REF!=\"Interconnector\",#REF!*1,IF(#REF!=\"Wind\",#REF!*0.7,IF(#REF!=\"Marine\",#REF!*0.7,IF(#REF!=\"Nuclear\",#REF!*0.85,IF(#REF!=\"Pumped_Storage\",#REF!*0.5,IF(#REF!=\"CCS\",#REF!*0.85,IF(#REF!=\"OCGT\",#REF!*0,IF(#REF!=\"\",0,#REF!*E$627))))))))","v":{"$error":"#REF!"}},{"$f":"IF(#REF!=\"Interconnector\",#REF!*1,IF(#REF!=\"Wind\",#REF!*0.7,IF(#REF!=\"Marine\",#REF!*0.7,IF(#REF!=\"Nuclear\",#REF!*0.85,IF(#REF!=\"Pumped_Storage\",#REF!*0.5,IF(#REF!=\"CCS\",#REF!*0.85,IF(#REF!=\"OCGT\",#REF!*0,IF(#REF!=\"\",0,#REF!*F$627))))))))","v":{"$error":"#REF!"}},{"$f":"IF(#REF!=\"Interconnector\",#REF!*1,IF(#REF!=\"Wind\",#REF!*0.7,IF(#REF!=\"Marine\",#REF!*0.7,IF(#REF!=\"Nuclear\",#REF!*0.85,IF(#REF!=\"Pumped_Storage\",#REF!*0.5,IF(#REF!=\"CCS\",#REF!*0.85,IF(#REF!=\"OCGT\",#REF!*0,IF(#REF!=\"\",0,#REF!*G$627))))))))","v":{"$error":"#REF!"}},{"$f":"IF(#REF!=\"Interconnector\",#REF!*1,IF(#REF!=\"Wind\",#REF!*0.7,IF(#REF!=\"Marine\",#REF!*0.7,IF(#REF!=\"Nuclear\",#REF!*0.85,IF(#REF!=\"Pumped_Storage\",#REF!*0.5,IF(#REF!=\"CCS\",#REF!*0.85,IF(#REF!=\"OCGT\",#REF!*0,IF(#REF!=\"\",0,#REF!*H$627))))))))","v":{"$error":"#REF!"}},{"$f":"IF(#REF!=\"Interconnector\",#REF!*1,IF(#REF!=\"Wind\",#REF!*0.7,IF(#REF!=\"Marine\",#REF!*0.7,IF(#REF!=\"Nuclear\",#REF!*0.85,IF(#REF!=\"Pumped_Storage\",#REF!*0.5,IF(#REF!=\"CCS\",#REF!*0.85,IF(#REF!=\"OCGT\",#REF!*0,IF(#REF!=\"\",0,#REF!*I$627))))))))","v":{"$error":"#REF!"}},{"$f":"IF(#REF!=\"Interconnector\",#REF!*1,IF(#REF!=\"Wind\",#REF!*0.7,IF(#REF!=\"Marine\",#REF!*0.7,IF(#REF!=\"Nuclear\",#REF!*0.85,IF(#REF!=\"Pumped_Storage\",#REF!*0.5,IF(#REF!=\"CCS\",#REF!*0.85,IF(#REF!=\"OCGT\",#REF!*0,IF(#REF!=\"\",0,#REF!*J$627))))))))","v":{"$error":"#REF!"}},{"$f":"IF(#REF!=\"Interconnector\",#REF!*1,IF(#REF!=\"Wind\",#REF!*0.7,IF(#REF!=\"Marine\",#REF!*0.7,IF(#REF!=\"Nuclear\",#REF!*0.85,IF(#REF!=\"Pumped_Storage\",#REF!*0.5,IF(#REF!=\"CCS\",#REF!*0.85,IF(#REF!=\"OCGT\",#REF!*0,IF(#REF!=\"\",0,#REF!*K$627))))))))","v":{"$error":"#REF!"}},{"$f":"IF(#REF!=\"Interconnector\",#REF!*1,IF(#REF!=\"Wind\",#REF!*0.7,IF(#REF!=\"Marine\",#REF!*0.7,IF(#REF!=\"Nuclear\",#REF!*0.85,IF(#REF!=\"Pumped_Storage\",#REF!*0.5,IF(#REF!=\"CCS\",#REF!*0.85,IF(#REF!=\"OCGT\",#REF!*0,IF(#REF!=\"\",0,#REF!*L$627))))))))","v":{"$error":"#REF!"}},{"$f":"IF(#REF!=\"Interconnector\",#REF!*1,IF(#REF!=\"Wind\",#REF!*0.7,IF(#REF!=\"Marine\",#REF!*0.7,IF(#REF!=\"Nuclear\",#REF!*0.85,IF(#REF!=\"Pumped_Storage\",#REF!*0.5,IF(#REF!=\"CCS\",#REF!*0.85,IF(#REF!=\"OCGT\",#REF!*0,IF(#REF!=\"\",0,#REF!*M$627))))))))","v":{"$error":"#REF!"}},{"$f":"IF(#REF!=\"Interconnector\",#REF!*1,IF(#REF!=\"Wind\",#REF!*0.7,IF(#REF!=\"Marine\",#REF!*0.7,IF(#REF!=\"Nuclear\",#REF!*0.85,IF(#REF!=\"Pumped_Storage\",#REF!*0.5,IF(#REF!=\"CCS\",#REF!*0.85,IF(#REF!=\"OCGT\",#REF!*0,IF(#REF!=\"\",0,#REF!*N$627))))))))","v":{"$error":"#REF!"}},{"$f":"IF(#REF!=\"Interconnector\",#REF!*1,IF(#REF!=\"Wind\",#REF!*0.7,IF(#REF!=\"Marine\",#REF!*0.7,IF(#REF!=\"Nuclear\",#REF!*0.85,IF(#REF!=\"Pumped_Storage\",#REF!*0.5,IF(#REF!=\"CCS\",#REF!*0.85,IF(#REF!=\"OCGT\",#REF!*0,IF(#REF!=\"\",0,#REF!*O$627))))))))","v":{"$error":"#REF!"}}]
[{"$f":"#REF!","v":{"$error":"#REF!"}},{"$f":"#REF!","v":{"$error":"#REF!"}},{"$f":"#REF!","v":{"$error":"#REF!"}},{"$f":"#REF!","v":{"$error":"#REF!"}},{"$f":"IF(#REF!=\"Interconnector\",#REF!*1,IF(#REF!=\"Wind\",#REF!*0.7,IF(#REF!=\"Marine\",#REF!*0.7,IF(#REF!=\"Nuclear\",#REF!*0.85,IF(#REF!=\"Pumped_Storage\",#REF!*0.5,IF(#REF!=\"CCS\",#REF!*0.85,IF(#REF!=\"OCGT\",#REF!*0,IF(#REF!=\"\",0,#REF!*E$627))))))))","v":{"$error":"#REF!"}},{"$f":"IF(#REF!=\"Interconnector\",#REF!*1,IF(#REF!=\"Wind\",#REF!*0.7,IF(#REF!=\"Marine\",#REF!*0.7,IF(#REF!=\"Nuclear\",#REF!*0.85,IF(#REF!=\"Pumped_Storage\",#REF!*0.5,IF(#REF!=\"CCS\",#REF!*0.85,IF(#REF!=\"OCGT\",#REF!*0,IF(#REF!=\"\",0,#REF!*F$627))))))))","v":{"$error":"#REF!"}},{"$f":"IF(#REF!=\"Interconnector\",#REF!*1,IF(#REF!=\"Wind\",#REF!*0.7,IF(#REF!=\"Marine\",#REF!*0.7,IF(#REF!=\"Nuclear\",#REF!*0.85,IF(#REF!=\"Pumped_Storage\",#REF!*0.5,IF(#REF!=\"CCS\",#REF!*0.85,IF(#REF!=\"OCGT\",#REF!*0,IF(#REF!=\"\",0,#REF!*G$627))))))))","v":{"$error":"#REF!"}},{"$f":"IF(#REF!=\"Interconnector\",#REF!*1,IF(#REF!=\"Wind\",#REF!*0.7,IF(#REF!=\"Marine\",#REF!*0.7,IF(#REF!=\"Nuclear\",#REF!*0.85,IF(#REF!=\"Pumped_Storage\",#REF!*0.5,IF(#REF!=\"CCS\",#REF!*0.85,IF(#REF!=\"OCGT\",#REF!*0,IF(#REF!=\"\",0,#REF!*H$627))))))))","v":{"$error":"#REF!"}},{"$f":"IF(#REF!=\"Interconnector\",#REF!*1,IF(#REF!=\"Wind\",#REF!*0.7,IF(#REF!=\"Marine\",#REF!*0.7,IF(#REF!=\"Nuclear\",#REF!*0.85,IF(#REF!=\"Pumped_Storage\",#REF!*0.5,IF(#REF!=\"CCS\",#REF!*0.85,IF(#REF!=\"OCGT\",#REF!*0,IF(#REF!=\"\",0,#REF!*I$627))))))))","v":{"$error":"#REF!"}},{"$f":"IF(#REF!=\"Interconnector\",#REF!*1,IF(#REF!=\"Wind\",#REF!*0.7,IF(#REF!=\"Marine\",#REF!*0.7,IF(#REF!=\"Nuclear\",#REF!*0.85,IF(#REF!=\"Pumped_Storage\",#REF!*0.5,IF(#REF!=\"CCS\",#REF!*0.85,IF(#REF!=\"OCGT\",#REF!*0,IF(#REF!=\"\",0,#REF!*J$627))))))))","v":{"$error":"#REF!"}},{"$f":"IF(#REF!=\"Interconnector\",#REF!*1,IF(#REF!=\"Wind\",#REF!*0.7,IF(#REF!=\"Marine\",#REF!*0.7,IF(#REF!=\"Nuclear\",#REF!*0.85,IF(#REF!=\"Pumped_Storage\",#REF!*0.5,IF(#REF!=\"CCS\",#REF!*0.85,IF(#REF!=\"OCGT\",#REF!*0,IF(#REF!=\"\",0,#REF!*K$627))))))))","v":{"$error":"#REF!"}},{"$f":"IF(#REF!=\"Interconnector\",#REF!*1,IF(#REF!=\"Wind\",#REF!*0.7,IF(#REF!=\"Marine\",#REF!*0.7,IF(#REF!=\"Nuclear\",#REF!*0.85,IF(#REF!=\"Pumped_Storage\",#REF!*0.5,IF(#REF!=\"CCS\",#REF!*0.85,IF(#REF!=\"OCGT\",#REF!*0,IF(#REF!=\"\",0,#REF!*L$627))))))))","v":{"$error":"#REF!"}},{"$f":"IF(#REF!=\"Interconnector\",#REF!*1,IF(#REF!=\"Wind\",#REF!*0.7,IF(#REF!=\"Marine\",#REF!*0.7,IF(#REF!=\"Nuclear\",#REF!*0.85,IF(#REF!=\"Pumped_Storage\",#REF!*0.5,IF(#REF!=\"CCS\",#REF!*0.85,IF(#REF!=\"OCGT\",#REF!*0,IF(#REF!=\"\",0,#REF!*M$627))))))))","v":{"$error":"#REF!"}},{"$f":"IF(#REF!=\"Interconnector\",#REF!*1,IF(#REF!=\"Wind\",#REF!*0.7,IF(#REF!=\"Marine\",#REF!*0.7,IF(#REF!=\"Nuclear\",#REF!*0.85,IF(#REF!=\"Pumped_Storage\",#REF!*0.5,IF(#REF!=\"CCS\",#REF!*0.85,IF(#REF!=\"OCGT\",#REF!*0,IF(#REF!=\"\",0,#REF!*N$627))))))))","v":{"$error":"#REF!"}},{"$f":"IF(#REF!=\"Interconnector\",#REF!*1,IF(#REF!=\"Wind\",#REF!*0.7,IF(#REF!=\"Marine\",#REF!*0.7,IF(#REF!=\"Nuclear\",#REF!*0.85,IF(#REF!=\"Pumped_Storage\",#REF!*0.5,IF(#REF!=\"CCS\",#REF!*0.85,IF(#REF!=\"OCGT\",#REF!*0,IF(#REF!=\"\",0,#REF!*O$627))))))))","v":{"$error":"#REF!"}}]
[{"$f":"#REF!","v":{"$error":"#REF!"}},{"$f":"#REF!","v":{"$error":"#REF!"}},{"$f":"#REF!","v":{"$error":"#REF!"}},{"$f":"#REF!","v":{"$error":"#REF!"}},{"$f":"IF(#REF!=\"Interconnector\",#REF!*1,IF(#REF!=\"Wind\",#REF!*0.7,IF(#REF!=\"Marine\",#REF!*0.7,IF(#REF!=\"Nuclear\",#REF!*0.85,IF(#REF!=\"Pumped_Storage\",#REF!*0.5,IF(#REF!=\"CCS\",#REF!*0.85,IF(#REF!=\"OCGT\",#REF!*0,IF(#REF!=\"\",0,#REF!*E$627))))))))","v":{"$error":"#REF!"}},{"$f":"IF(#REF!=\"Interconnector\",#REF!*1,IF(#REF!=\"Wind\",#REF!*0.7,IF(#REF!=\"Marine\",#REF!*0.7,IF(#REF!=\"Nuclear\",#REF!*0.85,IF(#REF!=\"Pumped_Storage\",#REF!*0.5,IF(#REF!=\"CCS\",#REF!*0.85,IF(#REF!=\"OCGT\",#REF!*0,IF(#REF!=\"\",0,#REF!*F$627))))))))","v":{"$error":"#REF!"}},{"$f":"IF(#REF!=\"Interconnector\",#REF!*1,IF(#REF!=\"Wind\",#REF!*0.7,IF(#REF!=\"Marine\",#REF!*0.7,IF(#REF!=\"Nuclear\",#REF!*0.85,IF(#REF!=\"Pumped_Storage\",#REF!*0.5,IF(#REF!=\"CCS\",#REF!*0.85,IF(#REF!=\"OCGT\",#REF!*0,IF(#REF!=\"\",0,#REF!*G$627))))))))","v":{"$error":"#REF!"}},{"$f":"IF(#REF!=\"Interconnector\",#REF!*1,IF(#REF!=\"Wind\",#REF!*0.7,IF(#REF!=\"Marine\",#REF!*0.7,IF(#REF!=\"Nuclear\",#REF!*0.85,IF(#REF!=\"Pumped_Storage\",#REF!*0.5,IF(#REF!=\"CCS\",#REF!*0.85,IF(#REF!=\"OCGT\",#REF!*0,IF(#REF!=\"\",0,#REF!*H$627))))))))","v":{"$error":"#REF!"}},{"$f":"IF(#REF!=\"Interconnector\",#REF!*1,IF(#REF!=\"Wind\",#REF!*0.7,IF(#REF!=\"Marine\",#REF!*0.7,IF(#REF!=\"Nuclear\",#REF!*0.85,IF(#REF!=\"Pumped_Storage\",#REF!*0.5,IF(#REF!=\"CCS\",#REF!*0.85,IF(#REF!=\"OCGT\",#REF!*0,IF(#REF!=\"\",0,#REF!*I$627))))))))","v":{"$error":"#REF!"}},{"$f":"IF(#REF!=\"Interconnector\",#REF!*1,IF(#REF!=\"Wind\",#REF!*0.7,IF(#REF!=\"Marine\",#REF!*0.7,IF(#REF!=\"Nuclear\",#REF!*0.85,IF(#REF!=\"Pumped_Storage\",#REF!*0.5,IF(#REF!=\"CCS\",#REF!*0.85,IF(#REF!=\"OCGT\",#REF!*0,IF(#REF!=\"\",0,#REF!*J$627))))))))","v":{"$error":"#REF!"}},{"$f":"IF(#REF!=\"Interconnector\",#REF!*1,IF(#REF!=\"Wind\",#REF!*0.7,IF(#REF!=\"Marine\",#REF!*0.7,IF(#REF!=\"Nuclear\",#REF!*0.85,IF(#REF!=\"Pumped_Storage\",#REF!*0.5,IF(#REF!=\"CCS\",#REF!*0.85,IF(#REF!=\"OCGT\",#REF!*0,IF(#REF!=\"\",0,#REF!*K$627))))))))","v":{"$error":"#REF!"}},{"$f":"IF(#REF!=\"Interconnector\",#REF!*1,IF(#REF!=\"Wind\",#REF!*0.7,IF(#REF!=\"Marine\",#REF!*0.7,IF(#REF!=\"Nuclear\",#REF!*0.85,IF(#REF!=\"Pumped_Storage\",#REF!*0.5,IF(#REF!=\"CCS\",#REF!*0.85,IF(#REF!=\"OCGT\",#REF!*0,IF(#REF!=\"\",0,#REF!*L$627))))))))","v":{"$error":"#REF!"}},{"$f":"IF(#REF!=\"Interconnector\",#REF!*1,IF(#REF!=\"Wind\",#REF!*0.7,IF(#REF!=\"Marine\",#REF!*0.7,IF(#REF!=\"Nuclear\",#REF!*0.85,IF(#REF!=\"Pumped_Storage\",#REF!*0.5,IF(#REF!=\"CCS\",#REF!*0.85,IF(#REF!=\"OCGT\",#REF!*0,IF(#REF!=\"\",0,#REF!*M$627))))))))","v":{"$error":"#REF!"}},{"$f":"IF(#REF!=\"Interconnector\",#REF!*1,IF(#REF!=\"Wind\",#REF!*0.7,IF(#REF!=\"Marine\",#REF!*0.7,IF(#REF!=\"Nuclear\",#REF!*0.85,IF(#REF!=\"Pumped_Storage\",#REF!*0.5,IF(#REF!=\"CCS\",#REF!*0.85,IF(#REF!=\"OCGT\",#REF!*0,IF(#REF!=\"\",0,#REF!*N$627))))))))","v":{"$error":"#REF!"}},{"$f":"IF(#REF!=\"Interconnector\",#REF!*1,IF(#REF!=\"Wind\",#REF!*0.7,IF(#REF!=\"Marine\",#REF!*0.7,IF(#REF!=\"Nuclear\",#REF!*0.85,IF(#REF!=\"Pumped_Storage\",#REF!*0.5,IF(#REF!=\"CCS\",#REF!*0.85,IF(#REF!=\"OCGT\",#REF!*0,IF(#REF!=\"\",0,#REF!*O$627))))))))","v":{"$error":"#REF!"}}]
[{"$f":"#REF!","v":{"$error":"#REF!"}},{"$f":"#REF!","v":{"$error":"#REF!"}},{"$f":"#REF!","v":{"$error":"#REF!"}},{"$f":"#REF!","v":{"$error":"#REF!"}},{"$f":"IF(#REF!=\"Interconnector\",#REF!*1,IF(#REF!=\"Wind\",#REF!*0.7,IF(#REF!=\"Marine\",#REF!*0.7,IF(#REF!=\"Nuclear\",#REF!*0.85,IF(#REF!=\"Pumped_Storage\",#REF!*0.5,IF(#REF!=\"CCS\",#REF!*0.85,IF(#REF!=\"OCGT\",#REF!*0,IF(#REF!=\"\",0,#REF!*E$627))))))))","v":{"$error":"#REF!"}},{"$f":"IF(#REF!=\"Interconnector\",#REF!*1,IF(#REF!=\"Wind\",#REF!*0.7,IF(#REF!=\"Marine\",#REF!*0.7,IF(#REF!=\"Nuclear\",#REF!*0.85,IF(#REF!=\"Pumped_Storage\",#REF!*0.5,IF(#REF!=\"CCS\",#REF!*0.85,IF(#REF!=\"OCGT\",#REF!*0,IF(#REF!=\"\",0,#REF!*F$627))))))))","v":{"$error":"#REF!"}},{"$f":"IF(#REF!=\"Interconnector\",#REF!*1,IF(#REF!=\"Wind\",#REF!*0.7,IF(#REF!=\"Marine\",#REF!*0.7,IF(#REF!=\"Nuclear\",#REF!*0.85,IF(#REF!=\"Pumped_Storage\",#REF!*0.5,IF(#REF!=\"CCS\",#REF!*0.85,IF(#REF!=\"OCGT\",#REF!*0,IF(#REF!=\"\",0,#REF!*G$627))))))))","v":{"$error":"#REF!"}},{"$f":"IF(#REF!=\"Interconnector\",#REF!*1,IF(#REF!=\"Wind\",#REF!*0.7,IF(#REF!=\"Marine\",#REF!*0.7,IF(#REF!=\"Nuclear\",#REF!*0.85,IF(#REF!=\"Pumped_Storage\",#REF!*0.5,IF(#REF!=\"CCS\",#REF!*0.85,IF(#REF!=\"OCGT\",#REF!*0,IF(#REF!=\"\",0,#REF!*H$627))))))))","v":{"$error":"#REF!"}},{"$f":"IF(#REF!=\"Interconnector\",#REF!*1,IF(#REF!=\"Wind\",#REF!*0.7,IF(#REF!=\"Marine\",#REF!*0.7,IF(#REF!=\"Nuclear\",#REF!*0.85,IF(#REF!=\"Pumped_Storage\",#REF!*0.5,IF(#REF!=\"CCS\",#REF!*0.85,IF(#REF!=\"OCGT\",#REF!*0,IF(#REF!=\"\",0,#REF!*I$627))))))))","v":{"$error":"#REF!"}},{"$f":"IF(#REF!=\"Interconnector\",#REF!*1,IF(#REF!=\"Wind\",#REF!*0.7,IF(#REF!=\"Marine\",#REF!*0.7,IF(#REF!=\"Nuclear\",#REF!*0.85,IF(#REF!=\"Pumped_Storage\",#REF!*0.5,IF(#REF!=\"CCS\",#REF!*0.85,IF(#REF!=\"OCGT\",#REF!*0,IF(#REF!=\"\",0,#REF!*J$627))))))))","v":{"$error":"#REF!"}},{"$f":"IF(#REF!=\"Interconnector\",#REF!*1,IF(#REF!=\"Wind\",#REF!*0.7,IF(#REF!=\"Marine\",#REF!*0.7,IF(#REF!=\"Nuclear\",#REF!*0.85,IF(#REF!=\"Pumped_Storage\",#REF!*0.5,IF(#REF!=\"CCS\",#REF!*0.85,IF(#REF!=\"OCGT\",#REF!*0,IF(#REF!=\"\",0,#REF!*K$627))))))))","v":{"$error":"#REF!"}},{"$f":"IF(#REF!=\"Interconnector\",#REF!*1,IF(#REF!=\"Wind\",#REF!*0.7,IF(#REF!=\"Marine\",#REF!*0.7,IF(#REF!=\"Nuclear\",#REF!*0.85,IF(#REF!=\"Pumped_Storage\",#REF!*0.5,IF(#REF!=\"CCS\",#REF!*0.85,IF(#REF!=\"OCGT\",#REF!*0,IF(#REF!=\"\",0,#REF!*L$627))))))))","v":{"$error":"#REF!"}},{"$f":"IF(#REF!=\"Interconnector\",#REF!*1,IF(#REF!=\"Wind\",#REF!*0.7,IF(#REF!=\"Marine\",#REF!*0.7,IF(#REF!=\"Nuclear\",#REF!*0.85,IF(#REF!=\"Pumped_Storage\",#REF!*0.5,IF(#REF!=\"CCS\",#REF!*0.85,IF(#REF!=\"OCGT\",#REF!*0,IF(#REF!=\"\",0,#REF!*M$627))))))))","v":{"$error":"#REF!"}},{"$f":"IF(#REF!=\"Interconnector\",#REF!*1,IF(#REF!=\"Wind\",#REF!*0.7,IF(#REF!=\"Marine\",#REF!*0.7,IF(#REF!=\"Nuclear\",#REF!*0.85,IF(#REF!=\"Pumped_Storage\",#REF!*0.5,IF(#REF!=\"CCS\",#REF!*0.85,IF(#REF!=\"OCGT\",#REF!*0,IF(#REF!=\"\",0,#REF!*N$627))))))))","v":{"$error":"#REF!"}},{"$f":"IF(#REF!=\"Interconnector\",#REF!*1,IF(#REF!=\"Wind\",#REF!*0.7,IF(#REF!=\"Marine\",#REF!*0.7,IF(#REF!=\"Nuclear\",#REF!*0.85,IF(#REF!=\"Pumped_Storage\",#REF!*0.5,IF(#REF!=\"CCS\",#REF!*0.85,IF(#REF!=\"OCGT\",#REF!*0,IF(#REF!=\"\",0,#REF!*O$627))))))))","v":{"$error":"#REF!"}}]
[{"$f":"#REF!","v":{"$error":"#REF!"}},{"$f":"#REF!","v":{"$error":"#REF!"}},{"$f":"#REF!","v":{"$error":"#REF!"}},{"$f":"#REF!","v":{"$error":"#REF!"}},{"$f":"IF(#REF!=\"Interconnector\",#REF!*1,IF(#REF!=\"Wind\",#REF!*0.7,IF(#REF!=\"Marine\",#REF!*0.7,IF(#REF!=\"Nuclear\",#REF!*0.85,IF(#REF!=\"Pumped_Storage\",#REF!*0.5,IF(#REF!=\"CCS\",#REF!*0.85,IF(#REF!=\"OCGT\",#REF!*0,IF(#REF!=\"\",0,#REF!*E$627))))))))","v":{"$error":"#REF!"}},{"$f":"IF(#REF!=\"Interconnector\",#REF!*1,IF(#REF!=\"Wind\",#REF!*0.7,IF(#REF!=\"Marine\",#REF!*0.7,IF(#REF!=\"Nuclear\",#REF!*0.85,IF(#REF!=\"Pumped_Storage\",#REF!*0.5,IF(#REF!=\"CCS\",#REF!*0.85,IF(#REF!=\"OCGT\",#REF!*0,IF(#REF!=\"\",0,#REF!*F$627))))))))","v":{"$error":"#REF!"}},{"$f":"IF(#REF!=\"Interconnector\",#REF!*1,IF(#REF!=\"Wind\",#REF!*0.7,IF(#REF!=\"Marine\",#REF!*0.7,IF(#REF!=\"Nuclear\",#REF!*0.85,IF(#REF!=\"Pumped_Storage\",#REF!*0.5,IF(#REF!=\"CCS\",#REF!*0.85,IF(#REF!=\"OCGT\",#REF!*0,IF(#REF!=\"\",0,#REF!*G$627))))))))","v":{"$error":"#REF!"}},{"$f":"IF(#REF!=\"Interconnector\",#REF!*1,IF(#REF!=\"Wind\",#REF!*0.7,IF(#REF!=\"Marine\",#REF!*0.7,IF(#REF!=\"Nuclear\",#REF!*0.85,IF(#REF!=\"Pumped_Storage\",#REF!*0.5,IF(#REF!=\"CCS\",#REF!*0.85,IF(#REF!=\"OCGT\",#REF!*0,IF(#REF!=\"\",0,#REF!*H$627))))))))","v":{"$error":"#REF!"}},{"$f":"IF(#REF!=\"Interconnector\",#REF!*1,IF(#REF!=\"Wind\",#REF!*0.7,IF(#REF!=\"Marine\",#REF!*0.7,IF(#REF!=\"Nuclear\",#REF!*0.85,IF(#REF!=\"Pumped_Storage\",#REF!*0.5,IF(#REF!=\"CCS\",#REF!*0.85,IF(#REF!=\"OCGT\",#REF!*0,IF(#REF!=\"\",0,#REF!*I$627))))))))","v":{"$error":"#REF!"}},{"$f":"IF(#REF!=\"Interconnector\",#REF!*1,IF(#REF!=\"Wind\",#REF!*0.7,IF(#REF!=\"Marine\",#REF!*0.7,IF(#REF!=\"Nuclear\",#REF!*0.85,IF(#REF!=\"Pumped_Storage\",#REF!*0.5,IF(#REF!=\"CCS\",#REF!*0.85,IF(#REF!=\"OCGT\",#REF!*0,IF(#REF!=\"\",0,#REF!*J$627))))))))","v":{"$error":"#REF!"}},{"$f":"IF(#REF!=\"Interconnector\",#REF!*1,IF(#REF!=\"Wind\",#REF!*0.7,IF(#REF!=\"Marine\",#REF!*0.7,IF(#REF!=\"Nuclear\",#REF!*0.85,IF(#REF!=\"Pumped_Storage\",#REF!*0.5,IF(#REF!=\"CCS\",#REF!*0.85,IF(#REF!=\"OCGT\",#REF!*0,IF(#REF!=\"\",0,#REF!*K$627))))))))","v":{"$error":"#REF!"}},{"$f":"IF(#REF!=\"Interconnector\",#REF!*1,IF(#REF!=\"Wind\",#REF!*0.7,IF(#REF!=\"Marine\",#REF!*0.7,IF(#REF!=\"Nuclear\",#REF!*0.85,IF(#REF!=\"Pumped_Storage\",#REF!*0.5,IF(#REF!=\"CCS\",#REF!*0.85,IF(#REF!=\"OCGT\",#REF!*0,IF(#REF!=\"\",0,#REF!*L$627))))))))","v":{"$error":"#REF!"}},{"$f":"IF(#REF!=\"Interconnector\",#REF!*1,IF(#REF!=\"Wind\",#REF!*0.7,IF(#REF!=\"Marine\",#REF!*0.7,IF(#REF!=\"Nuclear\",#REF!*0.85,IF(#REF!=\"Pumped_Storage\",#REF!*0.5,IF(#REF!=\"CCS\",#REF!*0.85,IF(#REF!=\"OCGT\",#REF!*0,IF(#REF!=\"\",0,#REF!*M$627))))))))","v":{"$error":"#REF!"}},{"$f":"IF(#REF!=\"Interconnector\",#REF!*1,IF(#REF!=\"Wind\",#REF!*0.7,IF(#REF!=\"Marine\",#REF!*0.7,IF(#REF!=\"Nuclear\",#REF!*0.85,IF(#REF!=\"Pumped_Storage\",#REF!*0.5,IF(#REF!=\"CCS\",#REF!*0.85,IF(#REF!=\"OCGT\",#REF!*0,IF(#REF!=\"\",0,#REF!*N$627))))))))","v":{"$error":"#REF!"}},{"$f":"IF(#REF!=\"Interconnector\",#REF!*1,IF(#REF!=\"Wind\",#REF!*0.7,IF(#REF!=\"Marine\",#REF!*0.7,IF(#REF!=\"Nuclear\",#REF!*0.85,IF(#REF!=\"Pumped_Storage\",#REF!*0.5,IF(#REF!=\"CCS\",#REF!*0.85,IF(#REF!=\"OCGT\",#REF!*0,IF(#REF!=\"\",0,#REF!*O$627))))))))","v":{"$error":"#REF!"}}]
[{"$f":"#REF!","v":{"$error":"#REF!"}},{"$f":"#REF!","v":{"$error":"#REF!"}},{"$f":"#REF!","v":{"$error":"#REF!"}},{"$f":"#REF!","v":{"$error":"#REF!"}},{"$f":"IF(#REF!=\"Interconnector\",#REF!*1,IF(#REF!=\"Wind\",#REF!*0.7,IF(#REF!=\"Marine\",#REF!*0.7,IF(#REF!=\"Nuclear\",#REF!*0.85,IF(#REF!=\"Pumped_Storage\",#REF!*0.5,IF(#REF!=\"CCS\",#REF!*0.85,IF(#REF!=\"OCGT\",#REF!*0,IF(#REF!=\"\",0,#REF!*E$627))))))))","v":{"$error":"#REF!"}},{"$f":"IF(#REF!=\"Interconnector\",#REF!*1,IF(#REF!=\"Wind\",#REF!*0.7,IF(#REF!=\"Marine\",#REF!*0.7,IF(#REF!=\"Nuclear\",#REF!*0.85,IF(#REF!=\"Pumped_Storage\",#REF!*0.5,IF(#REF!=\"CCS\",#REF!*0.85,IF(#REF!=\"OCGT\",#REF!*0,IF(#REF!=\"\",0,#REF!*F$627))))))))","v":{"$error":"#REF!"}},{"$f":"IF(#REF!=\"Interconnector\",#REF!*1,IF(#REF!=\"Wind\",#REF!*0.7,IF(#REF!=\"Marine\",#REF!*0.7,IF(#REF!=\"Nuclear\",#REF!*0.85,IF(#REF!=\"Pumped_Storage\",#REF!*0.5,IF(#REF!=\"CCS\",#REF!*0.85,IF(#REF!=\"OCGT\",#REF!*0,IF(#REF!=\"\",0,#REF!*G$627))))))))","v":{"$error":"#REF!"}},{"$f":"IF(#REF!=\"Interconnector\",#REF!*1,IF(#REF!=\"Wind\",#REF!*0.7,IF(#REF!=\"Marine\",#REF!*0.7,IF(#REF!=\"Nuclear\",#REF!*0.85,IF(#REF!=\"Pumped_Storage\",#REF!*0.5,IF(#REF!=\"CCS\",#REF!*0.85,IF(#REF!=\"OCGT\",#REF!*0,IF(#REF!=\"\",0,#REF!*H$627))))))))","v":{"$error":"#REF!"}},{"$f":"IF(#REF!=\"Interconnector\",#REF!*1,IF(#REF!=\"Wind\",#REF!*0.7,IF(#REF!=\"Marine\",#REF!*0.7,IF(#REF!=\"Nuclear\",#REF!*0.85,IF(#REF!=\"Pumped_Storage\",#REF!*0.5,IF(#REF!=\"CCS\",#REF!*0.85,IF(#REF!=\"OCGT\",#REF!*0,IF(#REF!=\"\",0,#REF!*I$627))))))))","v":{"$error":"#REF!"}},{"$f":"IF(#REF!=\"Interconnector\",#REF!*1,IF(#REF!=\"Wind\",#REF!*0.7,IF(#REF!=\"Marine\",#REF!*0.7,IF(#REF!=\"Nuclear\",#REF!*0.85,IF(#REF!=\"Pumped_Storage\",#REF!*0.5,IF(#REF!=\"CCS\",#REF!*0.85,IF(#REF!=\"OCGT\",#REF!*0,IF(#REF!=\"\",0,#REF!*J$627))))))))","v":{"$error":"#REF!"}},{"$f":"IF(#REF!=\"Interconnector\",#REF!*1,IF(#REF!=\"Wind\",#REF!*0.7,IF(#REF!=\"Marine\",#REF!*0.7,IF(#REF!=\"Nuclear\",#REF!*0.85,IF(#REF!=\"Pumped_Storage\",#REF!*0.5,IF(#REF!=\"CCS\",#REF!*0.85,IF(#REF!=\"OCGT\",#REF!*0,IF(#REF!=\"\",0,#REF!*K$627))))))))","v":{"$error":"#REF!"}},{"$f":"IF(#REF!=\"Interconnector\",#REF!*1,IF(#REF!=\"Wind\",#REF!*0.7,IF(#REF!=\"Marine\",#REF!*0.7,IF(#REF!=\"Nuclear\",#REF!*0.85,IF(#REF!=\"Pumped_Storage\",#REF!*0.5,IF(#REF!=\"CCS\",#REF!*0.85,IF(#REF!=\"OCGT\",#REF!*0,IF(#REF!=\"\",0,#REF!*L$627))))))))","v":{"$error":"#REF!"}},{"$f":"IF(#REF!=\"Interconnector\",#REF!*1,IF(#REF!=\"Wind\",#REF!*0.7,IF(#REF!=\"Marine\",#REF!*0.7,IF(#REF!=\"Nuclear\",#REF!*0.85,IF(#REF!=\"Pumped_Storage\",#REF!*0.5,IF(#REF!=\"CCS\",#REF!*0.85,IF(#REF!=\"OCGT\",#REF!*0,IF(#REF!=\"\",0,#REF!*M$627))))))))","v":{"$error":"#REF!"}},{"$f":"IF(#REF!=\"Interconnector\",#REF!*1,IF(#REF!=\"Wind\",#REF!*0.7,IF(#REF!=\"Marine\",#REF!*0.7,IF(#REF!=\"Nuclear\",#REF!*0.85,IF(#REF!=\"Pumped_Storage\",#REF!*0.5,IF(#REF!=\"CCS\",#REF!*0.85,IF(#REF!=\"OCGT\",#REF!*0,IF(#REF!=\"\",0,#REF!*N$627))))))))","v":{"$error":"#REF!"}},{"$f":"IF(#REF!=\"Interconnector\",#REF!*1,IF(#REF!=\"Wind\",#REF!*0.7,IF(#REF!=\"Marine\",#REF!*0.7,IF(#REF!=\"Nuclear\",#REF!*0.85,IF(#REF!=\"Pumped_Storage\",#REF!*0.5,IF(#REF!=\"CCS\",#REF!*0.85,IF(#REF!=\"OCGT\",#REF!*0,IF(#REF!=\"\",0,#REF!*O$627))))))))","v":{"$error":"#REF!"}}]
[{"$f":"#REF!","v":{"$error":"#REF!"}},{"$f":"#REF!","v":{"$error":"#REF!"}},{"$f":"#REF!","v":{"$error":"#REF!"}},{"$f":"#REF!","v":{"$error":"#REF!"}},{"$f":"IF(#REF!=\"Interconnector\",#REF!*1,IF(#REF!=\"Wind\",#REF!*0.7,IF(#REF!=\"Marine\",#REF!*0.7,IF(#REF!=\"Nuclear\",#REF!*0.85,IF(#REF!=\"Pumped_Storage\",#REF!*0.5,IF(#REF!=\"CCS\",#REF!*0.85,IF(#REF!=\"OCGT\",#REF!*0,IF(#REF!=\"\",0,#REF!*E$627))))))))","v":{"$error":"#REF!"}},{"$f":"IF(#REF!=\"Interconnector\",#REF!*1,IF(#REF!=\"Wind\",#REF!*0.7,IF(#REF!=\"Marine\",#REF!*0.7,IF(#REF!=\"Nuclear\",#REF!*0.85,IF(#REF!=\"Pumped_Storage\",#REF!*0.5,IF(#REF!=\"CCS\",#REF!*0.85,IF(#REF!=\"OCGT\",#REF!*0,IF(#REF!=\"\",0,#REF!*F$627))))))))","v":{"$error":"#REF!"}},{"$f":"IF(#REF!=\"Interconnector\",#REF!*1,IF(#REF!=\"Wind\",#REF!*0.7,IF(#REF!=\"Marine\",#REF!*0.7,IF(#REF!=\"Nuclear\",#REF!*0.85,IF(#REF!=\"Pumped_Storage\",#REF!*0.5,IF(#REF!=\"CCS\",#REF!*0.85,IF(#REF!=\"OCGT\",#REF!*0,IF(#REF!=\"\",0,#REF!*G$627))))))))","v":{"$error":"#REF!"}},{"$f":"IF(#REF!=\"Interconnector\",#REF!*1,IF(#REF!=\"Wind\",#REF!*0.7,IF(#REF!=\"Marine\",#REF!*0.7,IF(#REF!=\"Nuclear\",#REF!*0.85,IF(#REF!=\"Pumped_Storage\",#REF!*0.5,IF(#REF!=\"CCS\",#REF!*0.85,IF(#REF!=\"OCGT\",#REF!*0,IF(#REF!=\"\",0,#REF!*H$627))))))))","v":{"$error":"#REF!"}},{"$f":"IF(#REF!=\"Interconnector\",#REF!*1,IF(#REF!=\"Wind\",#REF!*0.7,IF(#REF!=\"Marine\",#REF!*0.7,IF(#REF!=\"Nuclear\",#REF!*0.85,IF(#REF!=\"Pumped_Storage\",#REF!*0.5,IF(#REF!=\"CCS\",#REF!*0.85,IF(#REF!=\"OCGT\",#REF!*0,IF(#REF!=\"\",0,#REF!*I$627))))))))","v":{"$error":"#REF!"}},{"$f":"IF(#REF!=\"Interconnector\",#REF!*1,IF(#REF!=\"Wind\",#REF!*0.7,IF(#REF!=\"Marine\",#REF!*0.7,IF(#REF!=\"Nuclear\",#REF!*0.85,IF(#REF!=\"Pumped_Storage\",#REF!*0.5,IF(#REF!=\"CCS\",#REF!*0.85,IF(#REF!=\"OCGT\",#REF!*0,IF(#REF!=\"\",0,#REF!*J$627))))))))","v":{"$error":"#REF!"}},{"$f":"IF(#REF!=\"Interconnector\",#REF!*1,IF(#REF!=\"Wind\",#REF!*0.7,IF(#REF!=\"Marine\",#REF!*0.7,IF(#REF!=\"Nuclear\",#REF!*0.85,IF(#REF!=\"Pumped_Storage\",#REF!*0.5,IF(#REF!=\"CCS\",#REF!*0.85,IF(#REF!=\"OCGT\",#REF!*0,IF(#REF!=\"\",0,#REF!*K$627))))))))","v":{"$error":"#REF!"}},{"$f":"IF(#REF!=\"Interconnector\",#REF!*1,IF(#REF!=\"Wind\",#REF!*0.7,IF(#REF!=\"Marine\",#REF!*0.7,IF(#REF!=\"Nuclear\",#REF!*0.85,IF(#REF!=\"Pumped_Storage\",#REF!*0.5,IF(#REF!=\"CCS\",#REF!*0.85,IF(#REF!=\"OCGT\",#REF!*0,IF(#REF!=\"\",0,#REF!*L$627))))))))","v":{"$error":"#REF!"}},{"$f":"IF(#REF!=\"Interconnector\",#REF!*1,IF(#REF!=\"Wind\",#REF!*0.7,IF(#REF!=\"Marine\",#REF!*0.7,IF(#REF!=\"Nuclear\",#REF!*0.85,IF(#REF!=\"Pumped_Storage\",#REF!*0.5,IF(#REF!=\"CCS\",#REF!*0.85,IF(#REF!=\"OCGT\",#REF!*0,IF(#REF!=\"\",0,#REF!*M$627))))))))","v":{"$error":"#REF!"}},{"$f":"IF(#REF!=\"Interconnector\",#REF!*1,IF(#REF!=\"Wind\",#REF!*0.7,IF(#REF!=\"Marine\",#REF!*0.7,IF(#REF!=\"Nuclear\",#REF!*0.85,IF(#REF!=\"Pumped_Storage\",#REF!*0.5,IF(#REF!=\"CCS\",#REF!*0.85,IF(#REF!=\"OCGT\",#REF!*0,IF(#REF!=\"\",0,#REF!*N$627))))))))","v":{"$error":"#REF!"}},{"$f":"IF(#REF!=\"Interconnector\",#REF!*1,IF(#REF!=\"Wind\",#REF!*0.7,IF(#REF!=\"Marine\",#REF!*0.7,IF(#REF!=\"Nuclear\",#REF!*0.85,IF(#REF!=\"Pumped_Storage\",#REF!*0.5,IF(#REF!=\"CCS\",#REF!*0.85,IF(#REF!=\"OCGT\",#REF!*0,IF(#REF!=\"\",0,#REF!*O$627))))))))","v":{"$error":"#REF!"}}]
[{"$f":"#REF!","v":{"$error":"#REF!"}},{"$f":"#REF!","v":{"$error":"#REF!"}},{"$f":"#REF!","v":{"$error":"#REF!"}},{"$f":"#REF!","v":{"$error":"#REF!"}},{"$f":"IF(#REF!=\"Interconnector\",#REF!*1,IF(#REF!=\"Wind\",#REF!*0.7,IF(#REF!=\"Marine\",#REF!*0.7,IF(#REF!=\"Nuclear\",#REF!*0.85,IF(#REF!=\"Pumped_Storage\",#REF!*0.5,IF(#REF!=\"CCS\",#REF!*0.85,IF(#REF!=\"OCGT\",#REF!*0,IF(#REF!=\"\",0,#REF!*E$627))))))))","v":{"$error":"#REF!"}},{"$f":"IF(#REF!=\"Interconnector\",#REF!*1,IF(#REF!=\"Wind\",#REF!*0.7,IF(#REF!=\"Marine\",#REF!*0.7,IF(#REF!=\"Nuclear\",#REF!*0.85,IF(#REF!=\"Pumped_Storage\",#REF!*0.5,IF(#REF!=\"CCS\",#REF!*0.85,IF(#REF!=\"OCGT\",#REF!*0,IF(#REF!=\"\",0,#REF!*F$627))))))))","v":{"$error":"#REF!"}},{"$f":"IF(#REF!=\"Interconnector\",#REF!*1,IF(#REF!=\"Wind\",#REF!*0.7,IF(#REF!=\"Marine\",#REF!*0.7,IF(#REF!=\"Nuclear\",#REF!*0.85,IF(#REF!=\"Pumped_Storage\",#REF!*0.5,IF(#REF!=\"CCS\",#REF!*0.85,IF(#REF!=\"OCGT\",#REF!*0,IF(#REF!=\"\",0,#REF!*G$627))))))))","v":{"$error":"#REF!"}},{"$f":"IF(#REF!=\"Interconnector\",#REF!*1,IF(#REF!=\"Wind\",#REF!*0.7,IF(#REF!=\"Marine\",#REF!*0.7,IF(#REF!=\"Nuclear\",#REF!*0.85,IF(#REF!=\"Pumped_Storage\",#REF!*0.5,IF(#REF!=\"CCS\",#REF!*0.85,IF(#REF!=\"OCGT\",#REF!*0,IF(#REF!=\"\",0,#REF!*H$627))))))))","v":{"$error":"#REF!"}},{"$f":"IF(#REF!=\"Interconnector\",#REF!*1,IF(#REF!=\"Wind\",#REF!*0.7,IF(#REF!=\"Marine\",#REF!*0.7,IF(#REF!=\"Nuclear\",#REF!*0.85,IF(#REF!=\"Pumped_Storage\",#REF!*0.5,IF(#REF!=\"CCS\",#REF!*0.85,IF(#REF!=\"OCGT\",#REF!*0,IF(#REF!=\"\",0,#REF!*I$627))))))))","v":{"$error":"#REF!"}},{"$f":"IF(#REF!=\"Interconnector\",#REF!*1,IF(#REF!=\"Wind\",#REF!*0.7,IF(#REF!=\"Marine\",#REF!*0.7,IF(#REF!=\"Nuclear\",#REF!*0.85,IF(#REF!=\"Pumped_Storage\",#REF!*0.5,IF(#REF!=\"CCS\",#REF!*0.85,IF(#REF!=\"OCGT\",#REF!*0,IF(#REF!=\"\",0,#REF!*J$627))))))))","v":{"$error":"#REF!"}},{"$f":"IF(#REF!=\"Interconnector\",#REF!*1,IF(#REF!=\"Wind\",#REF!*0.7,IF(#REF!=\"Marine\",#REF!*0.7,IF(#REF!=\"Nuclear\",#REF!*0.85,IF(#REF!=\"Pumped_Storage\",#REF!*0.5,IF(#REF!=\"CCS\",#REF!*0.85,IF(#REF!=\"OCGT\",#REF!*0,IF(#REF!=\"\",0,#REF!*K$627))))))))","v":{"$error":"#REF!"}},{"$f":"IF(#REF!=\"Interconnector\",#REF!*1,IF(#REF!=\"Wind\",#REF!*0.7,IF(#REF!=\"Marine\",#REF!*0.7,IF(#REF!=\"Nuclear\",#REF!*0.85,IF(#REF!=\"Pumped_Storage\",#REF!*0.5,IF(#REF!=\"CCS\",#REF!*0.85,IF(#REF!=\"OCGT\",#REF!*0,IF(#REF!=\"\",0,#REF!*L$627))))))))","v":{"$error":"#REF!"}},{"$f":"IF(#REF!=\"Interconnector\",#REF!*1,IF(#REF!=\"Wind\",#REF!*0.7,IF(#REF!=\"Marine\",#REF!*0.7,IF(#REF!=\"Nuclear\",#REF!*0.85,IF(#REF!=\"Pumped_Storage\",#REF!*0.5,IF(#REF!=\"CCS\",#REF!*0.85,IF(#REF!=\"OCGT\",#REF!*0,IF(#REF!=\"\",0,#REF!*M$627))))))))","v":{"$error":"#REF!"}},{"$f":"IF(#REF!=\"Interconnector\",#REF!*1,IF(#REF!=\"Wind\",#REF!*0.7,IF(#REF!=\"Marine\",#REF!*0.7,IF(#REF!=\"Nuclear\",#REF!*0.85,IF(#REF!=\"Pumped_Storage\",#REF!*0.5,IF(#REF!=\"CCS\",#REF!*0.85,IF(#REF!=\"OCGT\",#REF!*0,IF(#REF!=\"\",0,#REF!*N$627))))))))","v":{"$error":"#REF!"}},{"$f":"IF(#REF!=\"Interconnector\",#REF!*1,IF(#REF!=\"Wind\",#REF!*0.7,IF(#REF!=\"Marine\",#REF!*0.7,IF(#REF!=\"Nuclear\",#REF!*0.85,IF(#REF!=\"Pumped_Storage\",#REF!*0.5,IF(#REF!=\"CCS\",#REF!*0.85,IF(#REF!=\"OCGT\",#REF!*0,IF(#REF!=\"\",0,#REF!*O$627))))))))","v":{"$error":"#REF!"}}]
[{"$f":"#REF!","v":{"$error":"#REF!"}},{"$f":"#REF!","v":{"$error":"#REF!"}},{"$f":"#REF!","v":{"$error":"#REF!"}},{"$f":"#REF!","v":{"$error":"#REF!"}},{"$f":"IF(#REF!=\"Interconnector\",#REF!*1,IF(#REF!=\"Wind\",#REF!*0.7,IF(#REF!=\"Marine\",#REF!*0.7,IF(#REF!=\"Nuclear\",#REF!*0.85,IF(#REF!=\"Pumped_Storage\",#REF!*0.5,IF(#REF!=\"CCS\",#REF!*0.85,IF(#REF!=\"OCGT\",#REF!*0,IF(#REF!=\"\",0,#REF!*E$627))))))))","v":{"$error":"#REF!"}},{"$f":"IF(#REF!=\"Interconnector\",#REF!*1,IF(#REF!=\"Wind\",#REF!*0.7,IF(#REF!=\"Marine\",#REF!*0.7,IF(#REF!=\"Nuclear\",#REF!*0.85,IF(#REF!=\"Pumped_Storage\",#REF!*0.5,IF(#REF!=\"CCS\",#REF!*0.85,IF(#REF!=\"OCGT\",#REF!*0,IF(#REF!=\"\",0,#REF!*F$627))))))))","v":{"$error":"#REF!"}},{"$f":"IF(#REF!=\"Interconnector\",#REF!*1,IF(#REF!=\"Wind\",#REF!*0.7,IF(#REF!=\"Marine\",#REF!*0.7,IF(#REF!=\"Nuclear\",#REF!*0.85,IF(#REF!=\"Pumped_Storage\",#REF!*0.5,IF(#REF!=\"CCS\",#REF!*0.85,IF(#REF!=\"OCGT\",#REF!*0,IF(#REF!=\"\",0,#REF!*G$627))))))))","v":{"$error":"#REF!"}},{"$f":"IF(#REF!=\"Interconnector\",#REF!*1,IF(#REF!=\"Wind\",#REF!*0.7,IF(#REF!=\"Marine\",#REF!*0.7,IF(#REF!=\"Nuclear\",#REF!*0.85,IF(#REF!=\"Pumped_Storage\",#REF!*0.5,IF(#REF!=\"CCS\",#REF!*0.85,IF(#REF!=\"OCGT\",#REF!*0,IF(#REF!=\"\",0,#REF!*H$627))))))))","v":{"$error":"#REF!"}},{"$f":"IF(#REF!=\"Interconnector\",#REF!*1,IF(#REF!=\"Wind\",#REF!*0.7,IF(#REF!=\"Marine\",#REF!*0.7,IF(#REF!=\"Nuclear\",#REF!*0.85,IF(#REF!=\"Pumped_Storage\",#REF!*0.5,IF(#REF!=\"CCS\",#REF!*0.85,IF(#REF!=\"OCGT\",#REF!*0,IF(#REF!=\"\",0,#REF!*I$627))))))))","v":{"$error":"#REF!"}},{"$f":"IF(#REF!=\"Interconnector\",#REF!*1,IF(#REF!=\"Wind\",#REF!*0.7,IF(#REF!=\"Marine\",#REF!*0.7,IF(#REF!=\"Nuclear\",#REF!*0.85,IF(#REF!=\"Pumped_Storage\",#REF!*0.5,IF(#REF!=\"CCS\",#REF!*0.85,IF(#REF!=\"OCGT\",#REF!*0,IF(#REF!=\"\",0,#REF!*J$627))))))))","v":{"$error":"#REF!"}},{"$f":"IF(#REF!=\"Interconnector\",#REF!*1,IF(#REF!=\"Wind\",#REF!*0.7,IF(#REF!=\"Marine\",#REF!*0.7,IF(#REF!=\"Nuclear\",#REF!*0.85,IF(#REF!=\"Pumped_Storage\",#REF!*0.5,IF(#REF!=\"CCS\",#REF!*0.85,IF(#REF!=\"OCGT\",#REF!*0,IF(#REF!=\"\",0,#REF!*K$627))))))))","v":{"$error":"#REF!"}},{"$f":"IF(#REF!=\"Interconnector\",#REF!*1,IF(#REF!=\"Wind\",#REF!*0.7,IF(#REF!=\"Marine\",#REF!*0.7,IF(#REF!=\"Nuclear\",#REF!*0.85,IF(#REF!=\"Pumped_Storage\",#REF!*0.5,IF(#REF!=\"CCS\",#REF!*0.85,IF(#REF!=\"OCGT\",#REF!*0,IF(#REF!=\"\",0,#REF!*L$627))))))))","v":{"$error":"#REF!"}},{"$f":"IF(#REF!=\"Interconnector\",#REF!*1,IF(#REF!=\"Wind\",#REF!*0.7,IF(#REF!=\"Marine\",#REF!*0.7,IF(#REF!=\"Nuclear\",#REF!*0.85,IF(#REF!=\"Pumped_Storage\",#REF!*0.5,IF(#REF!=\"CCS\",#REF!*0.85,IF(#REF!=\"OCGT\",#REF!*0,IF(#REF!=\"\",0,#REF!*M$627))))))))","v":{"$error":"#REF!"}},{"$f":"IF(#REF!=\"Interconnector\",#REF!*1,IF(#REF!=\"Wind\",#REF!*0.7,IF(#REF!=\"Marine\",#REF!*0.7,IF(#REF!=\"Nuclear\",#REF!*0.85,IF(#REF!=\"Pumped_Storage\",#REF!*0.5,IF(#REF!=\"CCS\",#REF!*0.85,IF(#REF!=\"OCGT\",#REF!*0,IF(#REF!=\"\",0,#REF!*N$627))))))))","v":{"$error":"#REF!"}},{"$f":"IF(#REF!=\"Interconnector\",#REF!*1,IF(#REF!=\"Wind\",#REF!*0.7,IF(#REF!=\"Marine\",#REF!*0.7,IF(#REF!=\"Nuclear\",#REF!*0.85,IF(#REF!=\"Pumped_Storage\",#REF!*0.5,IF(#REF!=\"CCS\",#REF!*0.85,IF(#REF!=\"OCGT\",#REF!*0,IF(#REF!=\"\",0,#REF!*O$627))))))))","v":{"$error":"#REF!"}}]
[{"$f":"#REF!","v":{"$error":"#REF!"}},{"$f":"#REF!","v":{"$error":"#REF!"}},{"$f":"#REF!","v":{"$error":"#REF!"}},{"$f":"#REF!","v":{"$error":"#REF!"}},{"$f":"IF(#REF!=\"Interconnector\",#REF!*1,IF(#REF!=\"Wind\",#REF!*0.7,IF(#REF!=\"Marine\",#REF!*0.7,IF(#REF!=\"Nuclear\",#REF!*0.85,IF(#REF!=\"Pumped_Storage\",#REF!*0.5,IF(#REF!=\"CCS\",#REF!*0.85,IF(#REF!=\"OCGT\",#REF!*0,IF(#REF!=\"\",0,#REF!*E$627))))))))","v":{"$error":"#REF!"}},{"$f":"IF(#REF!=\"Interconnector\",#REF!*1,IF(#REF!=\"Wind\",#REF!*0.7,IF(#REF!=\"Marine\",#REF!*0.7,IF(#REF!=\"Nuclear\",#REF!*0.85,IF(#REF!=\"Pumped_Storage\",#REF!*0.5,IF(#REF!=\"CCS\",#REF!*0.85,IF(#REF!=\"OCGT\",#REF!*0,IF(#REF!=\"\",0,#REF!*F$627))))))))","v":{"$error":"#REF!"}},{"$f":"IF(#REF!=\"Interconnector\",#REF!*1,IF(#REF!=\"Wind\",#REF!*0.7,IF(#REF!=\"Marine\",#REF!*0.7,IF(#REF!=\"Nuclear\",#REF!*0.85,IF(#REF!=\"Pumped_Storage\",#REF!*0.5,IF(#REF!=\"CCS\",#REF!*0.85,IF(#REF!=\"OCGT\",#REF!*0,IF(#REF!=\"\",0,#REF!*G$627))))))))","v":{"$error":"#REF!"}},{"$f":"IF(#REF!=\"Interconnector\",#REF!*1,IF(#REF!=\"Wind\",#REF!*0.7,IF(#REF!=\"Marine\",#REF!*0.7,IF(#REF!=\"Nuclear\",#REF!*0.85,IF(#REF!=\"Pumped_Storage\",#REF!*0.5,IF(#REF!=\"CCS\",#REF!*0.85,IF(#REF!=\"OCGT\",#REF!*0,IF(#REF!=\"\",0,#REF!*H$627))))))))","v":{"$error":"#REF!"}},{"$f":"IF(#REF!=\"Interconnector\",#REF!*1,IF(#REF!=\"Wind\",#REF!*0.7,IF(#REF!=\"Marine\",#REF!*0.7,IF(#REF!=\"Nuclear\",#REF!*0.85,IF(#REF!=\"Pumped_Storage\",#REF!*0.5,IF(#REF!=\"CCS\",#REF!*0.85,IF(#REF!=\"OCGT\",#REF!*0,IF(#REF!=\"\",0,#REF!*I$627))))))))","v":{"$error":"#REF!"}},{"$f":"IF(#REF!=\"Interconnector\",#REF!*1,IF(#REF!=\"Wind\",#REF!*0.7,IF(#REF!=\"Marine\",#REF!*0.7,IF(#REF!=\"Nuclear\",#REF!*0.85,IF(#REF!=\"Pumped_Storage\",#REF!*0.5,IF(#REF!=\"CCS\",#REF!*0.85,IF(#REF!=\"OCGT\",#REF!*0,IF(#REF!=\"\",0,#REF!*J$627))))))))","v":{"$error":"#REF!"}},{"$f":"IF(#REF!=\"Interconnector\",#REF!*1,IF(#REF!=\"Wind\",#REF!*0.7,IF(#REF!=\"Marine\",#REF!*0.7,IF(#REF!=\"Nuclear\",#REF!*0.85,IF(#REF!=\"Pumped_Storage\",#REF!*0.5,IF(#REF!=\"CCS\",#REF!*0.85,IF(#REF!=\"OCGT\",#REF!*0,IF(#REF!=\"\",0,#REF!*K$627))))))))","v":{"$error":"#REF!"}},{"$f":"IF(#REF!=\"Interconnector\",#REF!*1,IF(#REF!=\"Wind\",#REF!*0.7,IF(#REF!=\"Marine\",#REF!*0.7,IF(#REF!=\"Nuclear\",#REF!*0.85,IF(#REF!=\"Pumped_Storage\",#REF!*0.5,IF(#REF!=\"CCS\",#REF!*0.85,IF(#REF!=\"OCGT\",#REF!*0,IF(#REF!=\"\",0,#REF!*L$627))))))))","v":{"$error":"#REF!"}},{"$f":"IF(#REF!=\"Interconnector\",#REF!*1,IF(#REF!=\"Wind\",#REF!*0.7,IF(#REF!=\"Marine\",#REF!*0.7,IF(#REF!=\"Nuclear\",#REF!*0.85,IF(#REF!=\"Pumped_Storage\",#REF!*0.5,IF(#REF!=\"CCS\",#REF!*0.85,IF(#REF!=\"OCGT\",#REF!*0,IF(#REF!=\"\",0,#REF!*M$627))))))))","v":{"$error":"#REF!"}},{"$f":"IF(#REF!=\"Interconnector\",#REF!*1,IF(#REF!=\"Wind\",#REF!*0.7,IF(#REF!=\"Marine\",#REF!*0.7,IF(#REF!=\"Nuclear\",#REF!*0.85,IF(#REF!=\"Pumped_Storage\",#REF!*0.5,IF(#REF!=\"CCS\",#REF!*0.85,IF(#REF!=\"OCGT\",#REF!*0,IF(#REF!=\"\",0,#REF!*N$627))))))))","v":{"$error":"#REF!"}},{"$f":"IF(#REF!=\"Interconnector\",#REF!*1,IF(#REF!=\"Wind\",#REF!*0.7,IF(#REF!=\"Marine\",#REF!*0.7,IF(#REF!=\"Nuclear\",#REF!*0.85,IF(#REF!=\"Pumped_Storage\",#REF!*0.5,IF(#REF!=\"CCS\",#REF!*0.85,IF(#REF!=\"OCGT\",#REF!*0,IF(#REF!=\"\",0,#REF!*O$627))))))))","v":{"$error":"#REF!"}}]
[{"$f":"#REF!","v":{"$error":"#REF!"}},{"$f":"#REF!","v":{"$error":"#REF!"}},{"$f":"#REF!","v":{"$error":"#REF!"}},{"$f":"#REF!","v":{"$error":"#REF!"}},{"$f":"IF(#REF!=\"Interconnector\",#REF!*1,IF(#REF!=\"Wind\",#REF!*0.7,IF(#REF!=\"Marine\",#REF!*0.7,IF(#REF!=\"Nuclear\",#REF!*0.85,IF(#REF!=\"Pumped_Storage\",#REF!*0.5,IF(#REF!=\"CCS\",#REF!*0.85,IF(#REF!=\"OCGT\",#REF!*0,IF(#REF!=\"\",0,#REF!*E$627))))))))","v":{"$error":"#REF!"}},{"$f":"IF(#REF!=\"Interconnector\",#REF!*1,IF(#REF!=\"Wind\",#REF!*0.7,IF(#REF!=\"Marine\",#REF!*0.7,IF(#REF!=\"Nuclear\",#REF!*0.85,IF(#REF!=\"Pumped_Storage\",#REF!*0.5,IF(#REF!=\"CCS\",#REF!*0.85,IF(#REF!=\"OCGT\",#REF!*0,IF(#REF!=\"\",0,#REF!*F$627))))))))","v":{"$error":"#REF!"}},{"$f":"IF(#REF!=\"Interconnector\",#REF!*1,IF(#REF!=\"Wind\",#REF!*0.7,IF(#REF!=\"Marine\",#REF!*0.7,IF(#REF!=\"Nuclear\",#REF!*0.85,IF(#REF!=\"Pumped_Storage\",#REF!*0.5,IF(#REF!=\"CCS\",#REF!*0.85,IF(#REF!=\"OCGT\",#REF!*0,IF(#REF!=\"\",0,#REF!*G$627))))))))","v":{"$error":"#REF!"}},{"$f":"IF(#REF!=\"Interconnector\",#REF!*1,IF(#REF!=\"Wind\",#REF!*0.7,IF(#REF!=\"Marine\",#REF!*0.7,IF(#REF!=\"Nuclear\",#REF!*0.85,IF(#REF!=\"Pumped_Storage\",#REF!*0.5,IF(#REF!=\"CCS\",#REF!*0.85,IF(#REF!=\"OCGT\",#REF!*0,IF(#REF!=\"\",0,#REF!*H$627))))))))","v":{"$error":"#REF!"}},{"$f":"IF(#REF!=\"Interconnector\",#REF!*1,IF(#REF!=\"Wind\",#REF!*0.7,IF(#REF!=\"Marine\",#REF!*0.7,IF(#REF!=\"Nuclear\",#REF!*0.85,IF(#REF!=\"Pumped_Storage\",#REF!*0.5,IF(#REF!=\"CCS\",#REF!*0.85,IF(#REF!=\"OCGT\",#REF!*0,IF(#REF!=\"\",0,#REF!*I$627))))))))","v":{"$error":"#REF!"}},{"$f":"IF(#REF!=\"Interconnector\",#REF!*1,IF(#REF!=\"Wind\",#REF!*0.7,IF(#REF!=\"Marine\",#REF!*0.7,IF(#REF!=\"Nuclear\",#REF!*0.85,IF(#REF!=\"Pumped_Storage\",#REF!*0.5,IF(#REF!=\"CCS\",#REF!*0.85,IF(#REF!=\"OCGT\",#REF!*0,IF(#REF!=\"\",0,#REF!*J$627))))))))","v":{"$error":"#REF!"}},{"$f":"IF(#REF!=\"Interconnector\",#REF!*1,IF(#REF!=\"Wind\",#REF!*0.7,IF(#REF!=\"Marine\",#REF!*0.7,IF(#REF!=\"Nuclear\",#REF!*0.85,IF(#REF!=\"Pumped_Storage\",#REF!*0.5,IF(#REF!=\"CCS\",#REF!*0.85,IF(#REF!=\"OCGT\",#REF!*0,IF(#REF!=\"\",0,#REF!*K$627))))))))","v":{"$error":"#REF!"}},{"$f":"IF(#REF!=\"Interconnector\",#REF!*1,IF(#REF!=\"Wind\",#REF!*0.7,IF(#REF!=\"Marine\",#REF!*0.7,IF(#REF!=\"Nuclear\",#REF!*0.85,IF(#REF!=\"Pumped_Storage\",#REF!*0.5,IF(#REF!=\"CCS\",#REF!*0.85,IF(#REF!=\"OCGT\",#REF!*0,IF(#REF!=\"\",0,#REF!*L$627))))))))","v":{"$error":"#REF!"}},{"$f":"IF(#REF!=\"Interconnector\",#REF!*1,IF(#REF!=\"Wind\",#REF!*0.7,IF(#REF!=\"Marine\",#REF!*0.7,IF(#REF!=\"Nuclear\",#REF!*0.85,IF(#REF!=\"Pumped_Storage\",#REF!*0.5,IF(#REF!=\"CCS\",#REF!*0.85,IF(#REF!=\"OCGT\",#REF!*0,IF(#REF!=\"\",0,#REF!*M$627))))))))","v":{"$error":"#REF!"}},{"$f":"IF(#REF!=\"Interconnector\",#REF!*1,IF(#REF!=\"Wind\",#REF!*0.7,IF(#REF!=\"Marine\",#REF!*0.7,IF(#REF!=\"Nuclear\",#REF!*0.85,IF(#REF!=\"Pumped_Storage\",#REF!*0.5,IF(#REF!=\"CCS\",#REF!*0.85,IF(#REF!=\"OCGT\",#REF!*0,IF(#REF!=\"\",0,#REF!*N$627))))))))","v":{"$error":"#REF!"}},{"$f":"IF(#REF!=\"Interconnector\",#REF!*1,IF(#REF!=\"Wind\",#REF!*0.7,IF(#REF!=\"Marine\",#REF!*0.7,IF(#REF!=\"Nuclear\",#REF!*0.85,IF(#REF!=\"Pumped_Storage\",#REF!*0.5,IF(#REF!=\"CCS\",#REF!*0.85,IF(#REF!=\"OCGT\",#REF!*0,IF(#REF!=\"\",0,#REF!*O$627))))))))","v":{"$error":"#REF!"}}]
[{"$f":"#REF!","v":{"$error":"#REF!"}},{"$f":"#REF!","v":{"$error":"#REF!"}},{"$f":"#REF!","v":{"$error":"#REF!"}},{"$f":"#REF!","v":{"$error":"#REF!"}},{"$f":"IF(#REF!=\"Interconnector\",#REF!*1,IF(#REF!=\"Wind\",#REF!*0.7,IF(#REF!=\"Marine\",#REF!*0.7,IF(#REF!=\"Nuclear\",#REF!*0.85,IF(#REF!=\"Pumped_Storage\",#REF!*0.5,IF(#REF!=\"CCS\",#REF!*0.85,IF(#REF!=\"OCGT\",#REF!*0,IF(#REF!=\"\",0,#REF!*E$627))))))))","v":{"$error":"#REF!"}},{"$f":"IF(#REF!=\"Interconnector\",#REF!*1,IF(#REF!=\"Wind\",#REF!*0.7,IF(#REF!=\"Marine\",#REF!*0.7,IF(#REF!=\"Nuclear\",#REF!*0.85,IF(#REF!=\"Pumped_Storage\",#REF!*0.5,IF(#REF!=\"CCS\",#REF!*0.85,IF(#REF!=\"OCGT\",#REF!*0,IF(#REF!=\"\",0,#REF!*F$627))))))))","v":{"$error":"#REF!"}},{"$f":"IF(#REF!=\"Interconnector\",#REF!*1,IF(#REF!=\"Wind\",#REF!*0.7,IF(#REF!=\"Marine\",#REF!*0.7,IF(#REF!=\"Nuclear\",#REF!*0.85,IF(#REF!=\"Pumped_Storage\",#REF!*0.5,IF(#REF!=\"CCS\",#REF!*0.85,IF(#REF!=\"OCGT\",#REF!*0,IF(#REF!=\"\",0,#REF!*G$627))))))))","v":{"$error":"#REF!"}},{"$f":"IF(#REF!=\"Interconnector\",#REF!*1,IF(#REF!=\"Wind\",#REF!*0.7,IF(#REF!=\"Marine\",#REF!*0.7,IF(#REF!=\"Nuclear\",#REF!*0.85,IF(#REF!=\"Pumped_Storage\",#REF!*0.5,IF(#REF!=\"CCS\",#REF!*0.85,IF(#REF!=\"OCGT\",#REF!*0,IF(#REF!=\"\",0,#REF!*H$627))))))))","v":{"$error":"#REF!"}},{"$f":"IF(#REF!=\"Interconnector\",#REF!*1,IF(#REF!=\"Wind\",#REF!*0.7,IF(#REF!=\"Marine\",#REF!*0.7,IF(#REF!=\"Nuclear\",#REF!*0.85,IF(#REF!=\"Pumped_Storage\",#REF!*0.5,IF(#REF!=\"CCS\",#REF!*0.85,IF(#REF!=\"OCGT\",#REF!*0,IF(#REF!=\"\",0,#REF!*I$627))))))))","v":{"$error":"#REF!"}},{"$f":"IF(#REF!=\"Interconnector\",#REF!*1,IF(#REF!=\"Wind\",#REF!*0.7,IF(#REF!=\"Marine\",#REF!*0.7,IF(#REF!=\"Nuclear\",#REF!*0.85,IF(#REF!=\"Pumped_Storage\",#REF!*0.5,IF(#REF!=\"CCS\",#REF!*0.85,IF(#REF!=\"OCGT\",#REF!*0,IF(#REF!=\"\",0,#REF!*J$627))))))))","v":{"$error":"#REF!"}},{"$f":"IF(#REF!=\"Interconnector\",#REF!*1,IF(#REF!=\"Wind\",#REF!*0.7,IF(#REF!=\"Marine\",#REF!*0.7,IF(#REF!=\"Nuclear\",#REF!*0.85,IF(#REF!=\"Pumped_Storage\",#REF!*0.5,IF(#REF!=\"CCS\",#REF!*0.85,IF(#REF!=\"OCGT\",#REF!*0,IF(#REF!=\"\",0,#REF!*K$627))))))))","v":{"$error":"#REF!"}},{"$f":"IF(#REF!=\"Interconnector\",#REF!*1,IF(#REF!=\"Wind\",#REF!*0.7,IF(#REF!=\"Marine\",#REF!*0.7,IF(#REF!=\"Nuclear\",#REF!*0.85,IF(#REF!=\"Pumped_Storage\",#REF!*0.5,IF(#REF!=\"CCS\",#REF!*0.85,IF(#REF!=\"OCGT\",#REF!*0,IF(#REF!=\"\",0,#REF!*L$627))))))))","v":{"$error":"#REF!"}},{"$f":"IF(#REF!=\"Interconnector\",#REF!*1,IF(#REF!=\"Wind\",#REF!*0.7,IF(#REF!=\"Marine\",#REF!*0.7,IF(#REF!=\"Nuclear\",#REF!*0.85,IF(#REF!=\"Pumped_Storage\",#REF!*0.5,IF(#REF!=\"CCS\",#REF!*0.85,IF(#REF!=\"OCGT\",#REF!*0,IF(#REF!=\"\",0,#REF!*M$627))))))))","v":{"$error":"#REF!"}},{"$f":"IF(#REF!=\"Interconnector\",#REF!*1,IF(#REF!=\"Wind\",#REF!*0.7,IF(#REF!=\"Marine\",#REF!*0.7,IF(#REF!=\"Nuclear\",#REF!*0.85,IF(#REF!=\"Pumped_Storage\",#REF!*0.5,IF(#REF!=\"CCS\",#REF!*0.85,IF(#REF!=\"OCGT\",#REF!*0,IF(#REF!=\"\",0,#REF!*N$627))))))))","v":{"$error":"#REF!"}},{"$f":"IF(#REF!=\"Interconnector\",#REF!*1,IF(#REF!=\"Wind\",#REF!*0.7,IF(#REF!=\"Marine\",#REF!*0.7,IF(#REF!=\"Nuclear\",#REF!*0.85,IF(#REF!=\"Pumped_Storage\",#REF!*0.5,IF(#REF!=\"CCS\",#REF!*0.85,IF(#REF!=\"OCGT\",#REF!*0,IF(#REF!=\"\",0,#REF!*O$627))))))))","v":{"$error":"#REF!"}}]
[{"$f":"#REF!","v":{"$error":"#REF!"}},{"$f":"#REF!","v":{"$error":"#REF!"}},{"$f":"#REF!","v":{"$error":"#REF!"}},{"$f":"#REF!","v":{"$error":"#REF!"}},{"$f":"IF(#REF!=\"Interconnector\",#REF!*1,IF(#REF!=\"Wind\",#REF!*0.7,IF(#REF!=\"Marine\",#REF!*0.7,IF(#REF!=\"Nuclear\",#REF!*0.85,IF(#REF!=\"Pumped_Storage\",#REF!*0.5,IF(#REF!=\"CCS\",#REF!*0.85,IF(#REF!=\"OCGT\",#REF!*0,IF(#REF!=\"\",0,#REF!*E$627))))))))","v":{"$error":"#REF!"}},{"$f":"IF(#REF!=\"Interconnector\",#REF!*1,IF(#REF!=\"Wind\",#REF!*0.7,IF(#REF!=\"Marine\",#REF!*0.7,IF(#REF!=\"Nuclear\",#REF!*0.85,IF(#REF!=\"Pumped_Storage\",#REF!*0.5,IF(#REF!=\"CCS\",#REF!*0.85,IF(#REF!=\"OCGT\",#REF!*0,IF(#REF!=\"\",0,#REF!*F$627))))))))","v":{"$error":"#REF!"}},{"$f":"IF(#REF!=\"Interconnector\",#REF!*1,IF(#REF!=\"Wind\",#REF!*0.7,IF(#REF!=\"Marine\",#REF!*0.7,IF(#REF!=\"Nuclear\",#REF!*0.85,IF(#REF!=\"Pumped_Storage\",#REF!*0.5,IF(#REF!=\"CCS\",#REF!*0.85,IF(#REF!=\"OCGT\",#REF!*0,IF(#REF!=\"\",0,#REF!*G$627))))))))","v":{"$error":"#REF!"}},{"$f":"IF(#REF!=\"Interconnector\",#REF!*1,IF(#REF!=\"Wind\",#REF!*0.7,IF(#REF!=\"Marine\",#REF!*0.7,IF(#REF!=\"Nuclear\",#REF!*0.85,IF(#REF!=\"Pumped_Storage\",#REF!*0.5,IF(#REF!=\"CCS\",#REF!*0.85,IF(#REF!=\"OCGT\",#REF!*0,IF(#REF!=\"\",0,#REF!*H$627))))))))","v":{"$error":"#REF!"}},{"$f":"IF(#REF!=\"Interconnector\",#REF!*1,IF(#REF!=\"Wind\",#REF!*0.7,IF(#REF!=\"Marine\",#REF!*0.7,IF(#REF!=\"Nuclear\",#REF!*0.85,IF(#REF!=\"Pumped_Storage\",#REF!*0.5,IF(#REF!=\"CCS\",#REF!*0.85,IF(#REF!=\"OCGT\",#REF!*0,IF(#REF!=\"\",0,#REF!*I$627))))))))","v":{"$error":"#REF!"}},{"$f":"IF(#REF!=\"Interconnector\",#REF!*1,IF(#REF!=\"Wind\",#REF!*0.7,IF(#REF!=\"Marine\",#REF!*0.7,IF(#REF!=\"Nuclear\",#REF!*0.85,IF(#REF!=\"Pumped_Storage\",#REF!*0.5,IF(#REF!=\"CCS\",#REF!*0.85,IF(#REF!=\"OCGT\",#REF!*0,IF(#REF!=\"\",0,#REF!*J$627))))))))","v":{"$error":"#REF!"}},{"$f":"IF(#REF!=\"Interconnector\",#REF!*1,IF(#REF!=\"Wind\",#REF!*0.7,IF(#REF!=\"Marine\",#REF!*0.7,IF(#REF!=\"Nuclear\",#REF!*0.85,IF(#REF!=\"Pumped_Storage\",#REF!*0.5,IF(#REF!=\"CCS\",#REF!*0.85,IF(#REF!=\"OCGT\",#REF!*0,IF(#REF!=\"\",0,#REF!*K$627))))))))","v":{"$error":"#REF!"}},{"$f":"IF(#REF!=\"Interconnector\",#REF!*1,IF(#REF!=\"Wind\",#REF!*0.7,IF(#REF!=\"Marine\",#REF!*0.7,IF(#REF!=\"Nuclear\",#REF!*0.85,IF(#REF!=\"Pumped_Storage\",#REF!*0.5,IF(#REF!=\"CCS\",#REF!*0.85,IF(#REF!=\"OCGT\",#REF!*0,IF(#REF!=\"\",0,#REF!*L$627))))))))","v":{"$error":"#REF!"}},{"$f":"IF(#REF!=\"Interconnector\",#REF!*1,IF(#REF!=\"Wind\",#REF!*0.7,IF(#REF!=\"Marine\",#REF!*0.7,IF(#REF!=\"Nuclear\",#REF!*0.85,IF(#REF!=\"Pumped_Storage\",#REF!*0.5,IF(#REF!=\"CCS\",#REF!*0.85,IF(#REF!=\"OCGT\",#REF!*0,IF(#REF!=\"\",0,#REF!*M$627))))))))","v":{"$error":"#REF!"}},{"$f":"IF(#REF!=\"Interconnector\",#REF!*1,IF(#REF!=\"Wind\",#REF!*0.7,IF(#REF!=\"Marine\",#REF!*0.7,IF(#REF!=\"Nuclear\",#REF!*0.85,IF(#REF!=\"Pumped_Storage\",#REF!*0.5,IF(#REF!=\"CCS\",#REF!*0.85,IF(#REF!=\"OCGT\",#REF!*0,IF(#REF!=\"\",0,#REF!*N$627))))))))","v":{"$error":"#REF!"}},{"$f":"IF(#REF!=\"Interconnector\",#REF!*1,IF(#REF!=\"Wind\",#REF!*0.7,IF(#REF!=\"Marine\",#REF!*0.7,IF(#REF!=\"Nuclear\",#REF!*0.85,IF(#REF!=\"Pumped_Storage\",#REF!*0.5,IF(#REF!=\"CCS\",#REF!*0.85,IF(#REF!=\"OCGT\",#REF!*0,IF(#REF!=\"\",0,#REF!*O$627))))))))","v":{"$error":"#REF!"}}]
[{"$f":"#REF!","v":{"$error":"#REF!"}},{"$f":"#REF!","v":{"$error":"#REF!"}},{"$f":"#REF!","v":{"$error":"#REF!"}},{"$f":"#REF!","v":{"$error":"#REF!"}},{"$f":"IF(#REF!=\"Interconnector\",#REF!*1,IF(#REF!=\"Wind\",#REF!*0.7,IF(#REF!=\"Marine\",#REF!*0.7,IF(#REF!=\"Nuclear\",#REF!*0.85,IF(#REF!=\"Pumped_Storage\",#REF!*0.5,IF(#REF!=\"CCS\",#REF!*0.85,IF(#REF!=\"OCGT\",#REF!*0,IF(#REF!=\"\",0,#REF!*E$627))))))))","v":{"$error":"#REF!"}},{"$f":"IF(#REF!=\"Interconnector\",#REF!*1,IF(#REF!=\"Wind\",#REF!*0.7,IF(#REF!=\"Marine\",#REF!*0.7,IF(#REF!=\"Nuclear\",#REF!*0.85,IF(#REF!=\"Pumped_Storage\",#REF!*0.5,IF(#REF!=\"CCS\",#REF!*0.85,IF(#REF!=\"OCGT\",#REF!*0,IF(#REF!=\"\",0,#REF!*F$627))))))))","v":{"$error":"#REF!"}},{"$f":"IF(#REF!=\"Interconnector\",#REF!*1,IF(#REF!=\"Wind\",#REF!*0.7,IF(#REF!=\"Marine\",#REF!*0.7,IF(#REF!=\"Nuclear\",#REF!*0.85,IF(#REF!=\"Pumped_Storage\",#REF!*0.5,IF(#REF!=\"CCS\",#REF!*0.85,IF(#REF!=\"OCGT\",#REF!*0,IF(#REF!=\"\",0,#REF!*G$627))))))))","v":{"$error":"#REF!"}},{"$f":"IF(#REF!=\"Interconnector\",#REF!*1,IF(#REF!=\"Wind\",#REF!*0.7,IF(#REF!=\"Marine\",#REF!*0.7,IF(#REF!=\"Nuclear\",#REF!*0.85,IF(#REF!=\"Pumped_Storage\",#REF!*0.5,IF(#REF!=\"CCS\",#REF!*0.85,IF(#REF!=\"OCGT\",#REF!*0,IF(#REF!=\"\",0,#REF!*H$627))))))))","v":{"$error":"#REF!"}},{"$f":"IF(#REF!=\"Interconnector\",#REF!*1,IF(#REF!=\"Wind\",#REF!*0.7,IF(#REF!=\"Marine\",#REF!*0.7,IF(#REF!=\"Nuclear\",#REF!*0.85,IF(#REF!=\"Pumped_Storage\",#REF!*0.5,IF(#REF!=\"CCS\",#REF!*0.85,IF(#REF!=\"OCGT\",#REF!*0,IF(#REF!=\"\",0,#REF!*I$627))))))))","v":{"$error":"#REF!"}},{"$f":"IF(#REF!=\"Interconnector\",#REF!*1,IF(#REF!=\"Wind\",#REF!*0.7,IF(#REF!=\"Marine\",#REF!*0.7,IF(#REF!=\"Nuclear\",#REF!*0.85,IF(#REF!=\"Pumped_Storage\",#REF!*0.5,IF(#REF!=\"CCS\",#REF!*0.85,IF(#REF!=\"OCGT\",#REF!*0,IF(#REF!=\"\",0,#REF!*J$627))))))))","v":{"$error":"#REF!"}},{"$f":"IF(#REF!=\"Interconnector\",#REF!*1,IF(#REF!=\"Wind\",#REF!*0.7,IF(#REF!=\"Marine\",#REF!*0.7,IF(#REF!=\"Nuclear\",#REF!*0.85,IF(#REF!=\"Pumped_Storage\",#REF!*0.5,IF(#REF!=\"CCS\",#REF!*0.85,IF(#REF!=\"OCGT\",#REF!*0,IF(#REF!=\"\",0,#REF!*K$627))))))))","v":{"$error":"#REF!"}},{"$f":"IF(#REF!=\"Interconnector\",#REF!*1,IF(#REF!=\"Wind\",#REF!*0.7,IF(#REF!=\"Marine\",#REF!*0.7,IF(#REF!=\"Nuclear\",#REF!*0.85,IF(#REF!=\"Pumped_Storage\",#REF!*0.5,IF(#REF!=\"CCS\",#REF!*0.85,IF(#REF!=\"OCGT\",#REF!*0,IF(#REF!=\"\",0,#REF!*L$627))))))))","v":{"$error":"#REF!"}},{"$f":"IF(#REF!=\"Interconnector\",#REF!*1,IF(#REF!=\"Wind\",#REF!*0.7,IF(#REF!=\"Marine\",#REF!*0.7,IF(#REF!=\"Nuclear\",#REF!*0.85,IF(#REF!=\"Pumped_Storage\",#REF!*0.5,IF(#REF!=\"CCS\",#REF!*0.85,IF(#REF!=\"OCGT\",#REF!*0,IF(#REF!=\"\",0,#REF!*M$627))))))))","v":{"$error":"#REF!"}},{"$f":"IF(#REF!=\"Interconnector\",#REF!*1,IF(#REF!=\"Wind\",#REF!*0.7,IF(#REF!=\"Marine\",#REF!*0.7,IF(#REF!=\"Nuclear\",#REF!*0.85,IF(#REF!=\"Pumped_Storage\",#REF!*0.5,IF(#REF!=\"CCS\",#REF!*0.85,IF(#REF!=\"OCGT\",#REF!*0,IF(#REF!=\"\",0,#REF!*N$627))))))))","v":{"$error":"#REF!"}},{"$f":"IF(#REF!=\"Interconnector\",#REF!*1,IF(#REF!=\"Wind\",#REF!*0.7,IF(#REF!=\"Marine\",#REF!*0.7,IF(#REF!=\"Nuclear\",#REF!*0.85,IF(#REF!=\"Pumped_Storage\",#REF!*0.5,IF(#REF!=\"CCS\",#REF!*0.85,IF(#REF!=\"OCGT\",#REF!*0,IF(#REF!=\"\",0,#REF!*O$627))))))))","v":{"$error":"#REF!"}}]
[{"$f":"#REF!","v":{"$error":"#REF!"}},{"$f":"#REF!","v":{"$error":"#REF!"}},{"$f":"#REF!","v":{"$error":"#REF!"}},{"$f":"#REF!","v":{"$error":"#REF!"}},{"$f":"IF(#REF!=\"Interconnector\",#REF!*1,IF(#REF!=\"Wind\",#REF!*0.7,IF(#REF!=\"Marine\",#REF!*0.7,IF(#REF!=\"Nuclear\",#REF!*0.85,IF(#REF!=\"Pumped_Storage\",#REF!*0.5,IF(#REF!=\"CCS\",#REF!*0.85,IF(#REF!=\"OCGT\",#REF!*0,IF(#REF!=\"\",0,#REF!*E$627))))))))","v":{"$error":"#REF!"}},{"$f":"IF(#REF!=\"Interconnector\",#REF!*1,IF(#REF!=\"Wind\",#REF!*0.7,IF(#REF!=\"Marine\",#REF!*0.7,IF(#REF!=\"Nuclear\",#REF!*0.85,IF(#REF!=\"Pumped_Storage\",#REF!*0.5,IF(#REF!=\"CCS\",#REF!*0.85,IF(#REF!=\"OCGT\",#REF!*0,IF(#REF!=\"\",0,#REF!*F$627))))))))","v":{"$error":"#REF!"}},{"$f":"IF(#REF!=\"Interconnector\",#REF!*1,IF(#REF!=\"Wind\",#REF!*0.7,IF(#REF!=\"Marine\",#REF!*0.7,IF(#REF!=\"Nuclear\",#REF!*0.85,IF(#REF!=\"Pumped_Storage\",#REF!*0.5,IF(#REF!=\"CCS\",#REF!*0.85,IF(#REF!=\"OCGT\",#REF!*0,IF(#REF!=\"\",0,#REF!*G$627))))))))","v":{"$error":"#REF!"}},{"$f":"IF(#REF!=\"Interconnector\",#REF!*1,IF(#REF!=\"Wind\",#REF!*0.7,IF(#REF!=\"Marine\",#REF!*0.7,IF(#REF!=\"Nuclear\",#REF!*0.85,IF(#REF!=\"Pumped_Storage\",#REF!*0.5,IF(#REF!=\"CCS\",#REF!*0.85,IF(#REF!=\"OCGT\",#REF!*0,IF(#REF!=\"\",0,#REF!*H$627))))))))","v":{"$error":"#REF!"}},{"$f":"IF(#REF!=\"Interconnector\",#REF!*1,IF(#REF!=\"Wind\",#REF!*0.7,IF(#REF!=\"Marine\",#REF!*0.7,IF(#REF!=\"Nuclear\",#REF!*0.85,IF(#REF!=\"Pumped_Storage\",#REF!*0.5,IF(#REF!=\"CCS\",#REF!*0.85,IF(#REF!=\"OCGT\",#REF!*0,IF(#REF!=\"\",0,#REF!*I$627))))))))","v":{"$error":"#REF!"}},{"$f":"IF(#REF!=\"Interconnector\",#REF!*1,IF(#REF!=\"Wind\",#REF!*0.7,IF(#REF!=\"Marine\",#REF!*0.7,IF(#REF!=\"Nuclear\",#REF!*0.85,IF(#REF!=\"Pumped_Storage\",#REF!*0.5,IF(#REF!=\"CCS\",#REF!*0.85,IF(#REF!=\"OCGT\",#REF!*0,IF(#REF!=\"\",0,#REF!*J$627))))))))","v":{"$error":"#REF!"}},{"$f":"IF(#REF!=\"Interconnector\",#REF!*1,IF(#REF!=\"Wind\",#REF!*0.7,IF(#REF!=\"Marine\",#REF!*0.7,IF(#REF!=\"Nuclear\",#REF!*0.85,IF(#REF!=\"Pumped_Storage\",#REF!*0.5,IF(#REF!=\"CCS\",#REF!*0.85,IF(#REF!=\"OCGT\",#REF!*0,IF(#REF!=\"\",0,#REF!*K$627))))))))","v":{"$error":"#REF!"}},{"$f":"IF(#REF!=\"Interconnector\",#REF!*1,IF(#REF!=\"Wind\",#REF!*0.7,IF(#REF!=\"Marine\",#REF!*0.7,IF(#REF!=\"Nuclear\",#REF!*0.85,IF(#REF!=\"Pumped_Storage\",#REF!*0.5,IF(#REF!=\"CCS\",#REF!*0.85,IF(#REF!=\"OCGT\",#REF!*0,IF(#REF!=\"\",0,#REF!*L$627))))))))","v":{"$error":"#REF!"}},{"$f":"IF(#REF!=\"Interconnector\",#REF!*1,IF(#REF!=\"Wind\",#REF!*0.7,IF(#REF!=\"Marine\",#REF!*0.7,IF(#REF!=\"Nuclear\",#REF!*0.85,IF(#REF!=\"Pumped_Storage\",#REF!*0.5,IF(#REF!=\"CCS\",#REF!*0.85,IF(#REF!=\"OCGT\",#REF!*0,IF(#REF!=\"\",0,#REF!*M$627))))))))","v":{"$error":"#REF!"}},{"$f":"IF(#REF!=\"Interconnector\",#REF!*1,IF(#REF!=\"Wind\",#REF!*0.7,IF(#REF!=\"Marine\",#REF!*0.7,IF(#REF!=\"Nuclear\",#REF!*0.85,IF(#REF!=\"Pumped_Storage\",#REF!*0.5,IF(#REF!=\"CCS\",#REF!*0.85,IF(#REF!=\"OCGT\",#REF!*0,IF(#REF!=\"\",0,#REF!*N$627))))))))","v":{"$error":"#REF!"}},{"$f":"IF(#REF!=\"Interconnector\",#REF!*1,IF(#REF!=\"Wind\",#REF!*0.7,IF(#REF!=\"Marine\",#REF!*0.7,IF(#REF!=\"Nuclear\",#REF!*0.85,IF(#REF!=\"Pumped_Storage\",#REF!*0.5,IF(#REF!=\"CCS\",#REF!*0.85,IF(#REF!=\"OCGT\",#REF!*0,IF(#REF!=\"\",0,#REF!*O$627))))))))","v":{"$error":"#REF!"}}]
[{"$f":"#REF!","v":{"$error":"#REF!"}},{"$f":"#REF!","v":{"$error":"#REF!"}},{"$f":"#REF!","v":{"$error":"#REF!"}},{"$f":"#REF!","v":{"$error":"#REF!"}},{"$f":"IF(#REF!=\"Interconnector\",#REF!*1,IF(#REF!=\"Wind\",#REF!*0.7,IF(#REF!=\"Marine\",#REF!*0.7,IF(#REF!=\"Nuclear\",#REF!*0.85,IF(#REF!=\"Pumped_Storage\",#REF!*0.5,IF(#REF!=\"CCS\",#REF!*0.85,IF(#REF!=\"OCGT\",#REF!*0,IF(#REF!=\"\",0,#REF!*E$627))))))))","v":{"$error":"#REF!"}},{"$f":"IF(#REF!=\"Interconnector\",#REF!*1,IF(#REF!=\"Wind\",#REF!*0.7,IF(#REF!=\"Marine\",#REF!*0.7,IF(#REF!=\"Nuclear\",#REF!*0.85,IF(#REF!=\"Pumped_Storage\",#REF!*0.5,IF(#REF!=\"CCS\",#REF!*0.85,IF(#REF!=\"OCGT\",#REF!*0,IF(#REF!=\"\",0,#REF!*F$627))))))))","v":{"$error":"#REF!"}},{"$f":"IF(#REF!=\"Interconnector\",#REF!*1,IF(#REF!=\"Wind\",#REF!*0.7,IF(#REF!=\"Marine\",#REF!*0.7,IF(#REF!=\"Nuclear\",#REF!*0.85,IF(#REF!=\"Pumped_Storage\",#REF!*0.5,IF(#REF!=\"CCS\",#REF!*0.85,IF(#REF!=\"OCGT\",#REF!*0,IF(#REF!=\"\",0,#REF!*G$627))))))))","v":{"$error":"#REF!"}},{"$f":"IF(#REF!=\"Interconnector\",#REF!*1,IF(#REF!=\"Wind\",#REF!*0.7,IF(#REF!=\"Marine\",#REF!*0.7,IF(#REF!=\"Nuclear\",#REF!*0.85,IF(#REF!=\"Pumped_Storage\",#REF!*0.5,IF(#REF!=\"CCS\",#REF!*0.85,IF(#REF!=\"OCGT\",#REF!*0,IF(#REF!=\"\",0,#REF!*H$627))))))))","v":{"$error":"#REF!"}},{"$f":"IF(#REF!=\"Interconnector\",#REF!*1,IF(#REF!=\"Wind\",#REF!*0.7,IF(#REF!=\"Marine\",#REF!*0.7,IF(#REF!=\"Nuclear\",#REF!*0.85,IF(#REF!=\"Pumped_Storage\",#REF!*0.5,IF(#REF!=\"CCS\",#REF!*0.85,IF(#REF!=\"OCGT\",#REF!*0,IF(#REF!=\"\",0,#REF!*I$627))))))))","v":{"$error":"#REF!"}},{"$f":"IF(#REF!=\"Interconnector\",#REF!*1,IF(#REF!=\"Wind\",#REF!*0.7,IF(#REF!=\"Marine\",#REF!*0.7,IF(#REF!=\"Nuclear\",#REF!*0.85,IF(#REF!=\"Pumped_Storage\",#REF!*0.5,IF(#REF!=\"CCS\",#REF!*0.85,IF(#REF!=\"OCGT\",#REF!*0,IF(#REF!=\"\",0,#REF!*J$627))))))))","v":{"$error":"#REF!"}},{"$f":"IF(#REF!=\"Interconnector\",#REF!*1,IF(#REF!=\"Wind\",#REF!*0.7,IF(#REF!=\"Marine\",#REF!*0.7,IF(#REF!=\"Nuclear\",#REF!*0.85,IF(#REF!=\"Pumped_Storage\",#REF!*0.5,IF(#REF!=\"CCS\",#REF!*0.85,IF(#REF!=\"OCGT\",#REF!*0,IF(#REF!=\"\",0,#REF!*K$627))))))))","v":{"$error":"#REF!"}},{"$f":"IF(#REF!=\"Interconnector\",#REF!*1,IF(#REF!=\"Wind\",#REF!*0.7,IF(#REF!=\"Marine\",#REF!*0.7,IF(#REF!=\"Nuclear\",#REF!*0.85,IF(#REF!=\"Pumped_Storage\",#REF!*0.5,IF(#REF!=\"CCS\",#REF!*0.85,IF(#REF!=\"OCGT\",#REF!*0,IF(#REF!=\"\",0,#REF!*L$627))))))))","v":{"$error":"#REF!"}},{"$f":"IF(#REF!=\"Interconnector\",#REF!*1,IF(#REF!=\"Wind\",#REF!*0.7,IF(#REF!=\"Marine\",#REF!*0.7,IF(#REF!=\"Nuclear\",#REF!*0.85,IF(#REF!=\"Pumped_Storage\",#REF!*0.5,IF(#REF!=\"CCS\",#REF!*0.85,IF(#REF!=\"OCGT\",#REF!*0,IF(#REF!=\"\",0,#REF!*M$627))))))))","v":{"$error":"#REF!"}},{"$f":"IF(#REF!=\"Interconnector\",#REF!*1,IF(#REF!=\"Wind\",#REF!*0.7,IF(#REF!=\"Marine\",#REF!*0.7,IF(#REF!=\"Nuclear\",#REF!*0.85,IF(#REF!=\"Pumped_Storage\",#REF!*0.5,IF(#REF!=\"CCS\",#REF!*0.85,IF(#REF!=\"OCGT\",#REF!*0,IF(#REF!=\"\",0,#REF!*N$627))))))))","v":{"$error":"#REF!"}},{"$f":"IF(#REF!=\"Interconnector\",#REF!*1,IF(#REF!=\"Wind\",#REF!*0.7,IF(#REF!=\"Marine\",#REF!*0.7,IF(#REF!=\"Nuclear\",#REF!*0.85,IF(#REF!=\"Pumped_Storage\",#REF!*0.5,IF(#REF!=\"CCS\",#REF!*0.85,IF(#REF!=\"OCGT\",#REF!*0,IF(#REF!=\"\",0,#REF!*O$627))))))))","v":{"$error":"#REF!"}}]
[{"$f":"#REF!","v":{"$error":"#REF!"}},{"$f":"#REF!","v":{"$error":"#REF!"}},{"$f":"#REF!","v":{"$error":"#REF!"}},{"$f":"#REF!","v":{"$error":"#REF!"}},{"$f":"IF(#REF!=\"Interconnector\",#REF!*1,IF(#REF!=\"Wind\",#REF!*0.7,IF(#REF!=\"Marine\",#REF!*0.7,IF(#REF!=\"Nuclear\",#REF!*0.85,IF(#REF!=\"Pumped_Storage\",#REF!*0.5,IF(#REF!=\"CCS\",#REF!*0.85,IF(#REF!=\"OCGT\",#REF!*0,IF(#REF!=\"\",0,#REF!*E$627))))))))","v":{"$error":"#REF!"}},{"$f":"IF(#REF!=\"Interconnector\",#REF!*1,IF(#REF!=\"Wind\",#REF!*0.7,IF(#REF!=\"Marine\",#REF!*0.7,IF(#REF!=\"Nuclear\",#REF!*0.85,IF(#REF!=\"Pumped_Storage\",#REF!*0.5,IF(#REF!=\"CCS\",#REF!*0.85,IF(#REF!=\"OCGT\",#REF!*0,IF(#REF!=\"\",0,#REF!*F$627))))))))","v":{"$error":"#REF!"}},{"$f":"IF(#REF!=\"Interconnector\",#REF!*1,IF(#REF!=\"Wind\",#REF!*0.7,IF(#REF!=\"Marine\",#REF!*0.7,IF(#REF!=\"Nuclear\",#REF!*0.85,IF(#REF!=\"Pumped_Storage\",#REF!*0.5,IF(#REF!=\"CCS\",#REF!*0.85,IF(#REF!=\"OCGT\",#REF!*0,IF(#REF!=\"\",0,#REF!*G$627))))))))","v":{"$error":"#REF!"}},{"$f":"IF(#REF!=\"Interconnector\",#REF!*1,IF(#REF!=\"Wind\",#REF!*0.7,IF(#REF!=\"Marine\",#REF!*0.7,IF(#REF!=\"Nuclear\",#REF!*0.85,IF(#REF!=\"Pumped_Storage\",#REF!*0.5,IF(#REF!=\"CCS\",#REF!*0.85,IF(#REF!=\"OCGT\",#REF!*0,IF(#REF!=\"\",0,#REF!*H$627))))))))","v":{"$error":"#REF!"}},{"$f":"IF(#REF!=\"Interconnector\",#REF!*1,IF(#REF!=\"Wind\",#REF!*0.7,IF(#REF!=\"Marine\",#REF!*0.7,IF(#REF!=\"Nuclear\",#REF!*0.85,IF(#REF!=\"Pumped_Storage\",#REF!*0.5,IF(#REF!=\"CCS\",#REF!*0.85,IF(#REF!=\"OCGT\",#REF!*0,IF(#REF!=\"\",0,#REF!*I$627))))))))","v":{"$error":"#REF!"}},{"$f":"IF(#REF!=\"Interconnector\",#REF!*1,IF(#REF!=\"Wind\",#REF!*0.7,IF(#REF!=\"Marine\",#REF!*0.7,IF(#REF!=\"Nuclear\",#REF!*0.85,IF(#REF!=\"Pumped_Storage\",#REF!*0.5,IF(#REF!=\"CCS\",#REF!*0.85,IF(#REF!=\"OCGT\",#REF!*0,IF(#REF!=\"\",0,#REF!*J$627))))))))","v":{"$error":"#REF!"}},{"$f":"IF(#REF!=\"Interconnector\",#REF!*1,IF(#REF!=\"Wind\",#REF!*0.7,IF(#REF!=\"Marine\",#REF!*0.7,IF(#REF!=\"Nuclear\",#REF!*0.85,IF(#REF!=\"Pumped_Storage\",#REF!*0.5,IF(#REF!=\"CCS\",#REF!*0.85,IF(#REF!=\"OCGT\",#REF!*0,IF(#REF!=\"\",0,#REF!*K$627))))))))","v":{"$error":"#REF!"}},{"$f":"IF(#REF!=\"Interconnector\",#REF!*1,IF(#REF!=\"Wind\",#REF!*0.7,IF(#REF!=\"Marine\",#REF!*0.7,IF(#REF!=\"Nuclear\",#REF!*0.85,IF(#REF!=\"Pumped_Storage\",#REF!*0.5,IF(#REF!=\"CCS\",#REF!*0.85,IF(#REF!=\"OCGT\",#REF!*0,IF(#REF!=\"\",0,#REF!*L$627))))))))","v":{"$error":"#REF!"}},{"$f":"IF(#REF!=\"Interconnector\",#REF!*1,IF(#REF!=\"Wind\",#REF!*0.7,IF(#REF!=\"Marine\",#REF!*0.7,IF(#REF!=\"Nuclear\",#REF!*0.85,IF(#REF!=\"Pumped_Storage\",#REF!*0.5,IF(#REF!=\"CCS\",#REF!*0.85,IF(#REF!=\"OCGT\",#REF!*0,IF(#REF!=\"\",0,#REF!*M$627))))))))","v":{"$error":"#REF!"}},{"$f":"IF(#REF!=\"Interconnector\",#REF!*1,IF(#REF!=\"Wind\",#REF!*0.7,IF(#REF!=\"Marine\",#REF!*0.7,IF(#REF!=\"Nuclear\",#REF!*0.85,IF(#REF!=\"Pumped_Storage\",#REF!*0.5,IF(#REF!=\"CCS\",#REF!*0.85,IF(#REF!=\"OCGT\",#REF!*0,IF(#REF!=\"\",0,#REF!*N$627))))))))","v":{"$error":"#REF!"}},{"$f":"IF(#REF!=\"Interconnector\",#REF!*1,IF(#REF!=\"Wind\",#REF!*0.7,IF(#REF!=\"Marine\",#REF!*0.7,IF(#REF!=\"Nuclear\",#REF!*0.85,IF(#REF!=\"Pumped_Storage\",#REF!*0.5,IF(#REF!=\"CCS\",#REF!*0.85,IF(#REF!=\"OCGT\",#REF!*0,IF(#REF!=\"\",0,#REF!*O$627))))))))","v":{"$error":"#REF!"}}]
[{"$f":"#REF!","v":{"$error":"#REF!"}},{"$f":"#REF!","v":{"$error":"#REF!"}},{"$f":"#REF!","v":{"$error":"#REF!"}},{"$f":"#REF!","v":{"$error":"#REF!"}},{"$f":"IF(#REF!=\"Interconnector\",#REF!*1,IF(#REF!=\"Wind\",#REF!*0.7,IF(#REF!=\"Marine\",#REF!*0.7,IF(#REF!=\"Nuclear\",#REF!*0.85,IF(#REF!=\"Pumped_Storage\",#REF!*0.5,IF(#REF!=\"CCS\",#REF!*0.85,IF(#REF!=\"OCGT\",#REF!*0,IF(#REF!=\"\",0,#REF!*E$627))))))))","v":{"$error":"#REF!"}},{"$f":"IF(#REF!=\"Interconnector\",#REF!*1,IF(#REF!=\"Wind\",#REF!*0.7,IF(#REF!=\"Marine\",#REF!*0.7,IF(#REF!=\"Nuclear\",#REF!*0.85,IF(#REF!=\"Pumped_Storage\",#REF!*0.5,IF(#REF!=\"CCS\",#REF!*0.85,IF(#REF!=\"OCGT\",#REF!*0,IF(#REF!=\"\",0,#REF!*F$627))))))))","v":{"$error":"#REF!"}},{"$f":"IF(#REF!=\"Interconnector\",#REF!*1,IF(#REF!=\"Wind\",#REF!*0.7,IF(#REF!=\"Marine\",#REF!*0.7,IF(#REF!=\"Nuclear\",#REF!*0.85,IF(#REF!=\"Pumped_Storage\",#REF!*0.5,IF(#REF!=\"CCS\",#REF!*0.85,IF(#REF!=\"OCGT\",#REF!*0,IF(#REF!=\"\",0,#REF!*G$627))))))))","v":{"$error":"#REF!"}},{"$f":"IF(#REF!=\"Interconnector\",#REF!*1,IF(#REF!=\"Wind\",#REF!*0.7,IF(#REF!=\"Marine\",#REF!*0.7,IF(#REF!=\"Nuclear\",#REF!*0.85,IF(#REF!=\"Pumped_Storage\",#REF!*0.5,IF(#REF!=\"CCS\",#REF!*0.85,IF(#REF!=\"OCGT\",#REF!*0,IF(#REF!=\"\",0,#REF!*H$627))))))))","v":{"$error":"#REF!"}},{"$f":"IF(#REF!=\"Interconnector\",#REF!*1,IF(#REF!=\"Wind\",#REF!*0.7,IF(#REF!=\"Marine\",#REF!*0.7,IF(#REF!=\"Nuclear\",#REF!*0.85,IF(#REF!=\"Pumped_Storage\",#REF!*0.5,IF(#REF!=\"CCS\",#REF!*0.85,IF(#REF!=\"OCGT\",#REF!*0,IF(#REF!=\"\",0,#REF!*I$627))))))))","v":{"$error":"#REF!"}},{"$f":"IF(#REF!=\"Interconnector\",#REF!*1,IF(#REF!=\"Wind\",#REF!*0.7,IF(#REF!=\"Marine\",#REF!*0.7,IF(#REF!=\"Nuclear\",#REF!*0.85,IF(#REF!=\"Pumped_Storage\",#REF!*0.5,IF(#REF!=\"CCS\",#REF!*0.85,IF(#REF!=\"OCGT\",#REF!*0,IF(#REF!=\"\",0,#REF!*J$627))))))))","v":{"$error":"#REF!"}},{"$f":"IF(#REF!=\"Interconnector\",#REF!*1,IF(#REF!=\"Wind\",#REF!*0.7,IF(#REF!=\"Marine\",#REF!*0.7,IF(#REF!=\"Nuclear\",#REF!*0.85,IF(#REF!=\"Pumped_Storage\",#REF!*0.5,IF(#REF!=\"CCS\",#REF!*0.85,IF(#REF!=\"OCGT\",#REF!*0,IF(#REF!=\"\",0,#REF!*K$627))))))))","v":{"$error":"#REF!"}},{"$f":"IF(#REF!=\"Interconnector\",#REF!*1,IF(#REF!=\"Wind\",#REF!*0.7,IF(#REF!=\"Marine\",#REF!*0.7,IF(#REF!=\"Nuclear\",#REF!*0.85,IF(#REF!=\"Pumped_Storage\",#REF!*0.5,IF(#REF!=\"CCS\",#REF!*0.85,IF(#REF!=\"OCGT\",#REF!*0,IF(#REF!=\"\",0,#REF!*L$627))))))))","v":{"$error":"#REF!"}},{"$f":"IF(#REF!=\"Interconnector\",#REF!*1,IF(#REF!=\"Wind\",#REF!*0.7,IF(#REF!=\"Marine\",#REF!*0.7,IF(#REF!=\"Nuclear\",#REF!*0.85,IF(#REF!=\"Pumped_Storage\",#REF!*0.5,IF(#REF!=\"CCS\",#REF!*0.85,IF(#REF!=\"OCGT\",#REF!*0,IF(#REF!=\"\",0,#REF!*M$627))))))))","v":{"$error":"#REF!"}},{"$f":"IF(#REF!=\"Interconnector\",#REF!*1,IF(#REF!=\"Wind\",#REF!*0.7,IF(#REF!=\"Marine\",#REF!*0.7,IF(#REF!=\"Nuclear\",#REF!*0.85,IF(#REF!=\"Pumped_Storage\",#REF!*0.5,IF(#REF!=\"CCS\",#REF!*0.85,IF(#REF!=\"OCGT\",#REF!*0,IF(#REF!=\"\",0,#REF!*N$627))))))))","v":{"$error":"#REF!"}},{"$f":"IF(#REF!=\"Interconnector\",#REF!*1,IF(#REF!=\"Wind\",#REF!*0.7,IF(#REF!=\"Marine\",#REF!*0.7,IF(#REF!=\"Nuclear\",#REF!*0.85,IF(#REF!=\"Pumped_Storage\",#REF!*0.5,IF(#REF!=\"CCS\",#REF!*0.85,IF(#REF!=\"OCGT\",#REF!*0,IF(#REF!=\"\",0,#REF!*O$627))))))))","v":{"$error":"#REF!"}}]
[{"$f":"#REF!","v":{"$error":"#REF!"}},{"$f":"#REF!","v":{"$error":"#REF!"}},{"$f":"#REF!","v":{"$error":"#REF!"}},{"$f":"#REF!","v":{"$error":"#REF!"}},{"$f":"IF(#REF!=\"Interconnector\",#REF!*1,IF(#REF!=\"Wind\",#REF!*0.7,IF(#REF!=\"Marine\",#REF!*0.7,IF(#REF!=\"Nuclear\",#REF!*0.85,IF(#REF!=\"Pumped_Storage\",#REF!*0.5,IF(#REF!=\"CCS\",#REF!*0.85,IF(#REF!=\"OCGT\",#REF!*0,IF(#REF!=\"\",0,#REF!*E$627))))))))","v":{"$error":"#REF!"}},{"$f":"IF(#REF!=\"Interconnector\",#REF!*1,IF(#REF!=\"Wind\",#REF!*0.7,IF(#REF!=\"Marine\",#REF!*0.7,IF(#REF!=\"Nuclear\",#REF!*0.85,IF(#REF!=\"Pumped_Storage\",#REF!*0.5,IF(#REF!=\"CCS\",#REF!*0.85,IF(#REF!=\"OCGT\",#REF!*0,IF(#REF!=\"\",0,#REF!*F$627))))))))","v":{"$error":"#REF!"}},{"$f":"IF(#REF!=\"Interconnector\",#REF!*1,IF(#REF!=\"Wind\",#REF!*0.7,IF(#REF!=\"Marine\",#REF!*0.7,IF(#REF!=\"Nuclear\",#REF!*0.85,IF(#REF!=\"Pumped_Storage\",#REF!*0.5,IF(#REF!=\"CCS\",#REF!*0.85,IF(#REF!=\"OCGT\",#REF!*0,IF(#REF!=\"\",0,#REF!*G$627))))))))","v":{"$error":"#REF!"}},{"$f":"IF(#REF!=\"Interconnector\",#REF!*1,IF(#REF!=\"Wind\",#REF!*0.7,IF(#REF!=\"Marine\",#REF!*0.7,IF(#REF!=\"Nuclear\",#REF!*0.85,IF(#REF!=\"Pumped_Storage\",#REF!*0.5,IF(#REF!=\"CCS\",#REF!*0.85,IF(#REF!=\"OCGT\",#REF!*0,IF(#REF!=\"\",0,#REF!*H$627))))))))","v":{"$error":"#REF!"}},{"$f":"IF(#REF!=\"Interconnector\",#REF!*1,IF(#REF!=\"Wind\",#REF!*0.7,IF(#REF!=\"Marine\",#REF!*0.7,IF(#REF!=\"Nuclear\",#REF!*0.85,IF(#REF!=\"Pumped_Storage\",#REF!*0.5,IF(#REF!=\"CCS\",#REF!*0.85,IF(#REF!=\"OCGT\",#REF!*0,IF(#REF!=\"\",0,#REF!*I$627))))))))","v":{"$error":"#REF!"}},{"$f":"IF(#REF!=\"Interconnector\",#REF!*1,IF(#REF!=\"Wind\",#REF!*0.7,IF(#REF!=\"Marine\",#REF!*0.7,IF(#REF!=\"Nuclear\",#REF!*0.85,IF(#REF!=\"Pumped_Storage\",#REF!*0.5,IF(#REF!=\"CCS\",#REF!*0.85,IF(#REF!=\"OCGT\",#REF!*0,IF(#REF!=\"\",0,#REF!*J$627))))))))","v":{"$error":"#REF!"}},{"$f":"IF(#REF!=\"Interconnector\",#REF!*1,IF(#REF!=\"Wind\",#REF!*0.7,IF(#REF!=\"Marine\",#REF!*0.7,IF(#REF!=\"Nuclear\",#REF!*0.85,IF(#REF!=\"Pumped_Storage\",#REF!*0.5,IF(#REF!=\"CCS\",#REF!*0.85,IF(#REF!=\"OCGT\",#REF!*0,IF(#REF!=\"\",0,#REF!*K$627))))))))","v":{"$error":"#REF!"}},{"$f":"IF(#REF!=\"Interconnector\",#REF!*1,IF(#REF!=\"Wind\",#REF!*0.7,IF(#REF!=\"Marine\",#REF!*0.7,IF(#REF!=\"Nuclear\",#REF!*0.85,IF(#REF!=\"Pumped_Storage\",#REF!*0.5,IF(#REF!=\"CCS\",#REF!*0.85,IF(#REF!=\"OCGT\",#REF!*0,IF(#REF!=\"\",0,#REF!*L$627))))))))","v":{"$error":"#REF!"}},{"$f":"IF(#REF!=\"Interconnector\",#REF!*1,IF(#REF!=\"Wind\",#REF!*0.7,IF(#REF!=\"Marine\",#REF!*0.7,IF(#REF!=\"Nuclear\",#REF!*0.85,IF(#REF!=\"Pumped_Storage\",#REF!*0.5,IF(#REF!=\"CCS\",#REF!*0.85,IF(#REF!=\"OCGT\",#REF!*0,IF(#REF!=\"\",0,#REF!*M$627))))))))","v":{"$error":"#REF!"}},{"$f":"IF(#REF!=\"Interconnector\",#REF!*1,IF(#REF!=\"Wind\",#REF!*0.7,IF(#REF!=\"Marine\",#REF!*0.7,IF(#REF!=\"Nuclear\",#REF!*0.85,IF(#REF!=\"Pumped_Storage\",#REF!*0.5,IF(#REF!=\"CCS\",#REF!*0.85,IF(#REF!=\"OCGT\",#REF!*0,IF(#REF!=\"\",0,#REF!*N$627))))))))","v":{"$error":"#REF!"}},{"$f":"IF(#REF!=\"Interconnector\",#REF!*1,IF(#REF!=\"Wind\",#REF!*0.7,IF(#REF!=\"Marine\",#REF!*0.7,IF(#REF!=\"Nuclear\",#REF!*0.85,IF(#REF!=\"Pumped_Storage\",#REF!*0.5,IF(#REF!=\"CCS\",#REF!*0.85,IF(#REF!=\"OCGT\",#REF!*0,IF(#REF!=\"\",0,#REF!*O$627))))))))","v":{"$error":"#REF!"}}]
[{"$f":"#REF!","v":{"$error":"#REF!"}},{"$f":"#REF!","v":{"$error":"#REF!"}},{"$f":"#REF!","v":{"$error":"#REF!"}},{"$f":"#REF!","v":{"$error":"#REF!"}},{"$f":"IF(#REF!=\"Interconnector\",#REF!*1,IF(#REF!=\"Wind\",#REF!*0.7,IF(#REF!=\"Marine\",#REF!*0.7,IF(#REF!=\"Nuclear\",#REF!*0.85,IF(#REF!=\"Pumped_Storage\",#REF!*0.5,IF(#REF!=\"CCS\",#REF!*0.85,IF(#REF!=\"OCGT\",#REF!*0,IF(#REF!=\"\",0,#REF!*E$627))))))))","v":{"$error":"#REF!"}},{"$f":"IF(#REF!=\"Interconnector\",#REF!*1,IF(#REF!=\"Wind\",#REF!*0.7,IF(#REF!=\"Marine\",#REF!*0.7,IF(#REF!=\"Nuclear\",#REF!*0.85,IF(#REF!=\"Pumped_Storage\",#REF!*0.5,IF(#REF!=\"CCS\",#REF!*0.85,IF(#REF!=\"OCGT\",#REF!*0,IF(#REF!=\"\",0,#REF!*F$627))))))))","v":{"$error":"#REF!"}},{"$f":"IF(#REF!=\"Interconnector\",#REF!*1,IF(#REF!=\"Wind\",#REF!*0.7,IF(#REF!=\"Marine\",#REF!*0.7,IF(#REF!=\"Nuclear\",#REF!*0.85,IF(#REF!=\"Pumped_Storage\",#REF!*0.5,IF(#REF!=\"CCS\",#REF!*0.85,IF(#REF!=\"OCGT\",#REF!*0,IF(#REF!=\"\",0,#REF!*G$627))))))))","v":{"$error":"#REF!"}},{"$f":"IF(#REF!=\"Interconnector\",#REF!*1,IF(#REF!=\"Wind\",#REF!*0.7,IF(#REF!=\"Marine\",#REF!*0.7,IF(#REF!=\"Nuclear\",#REF!*0.85,IF(#REF!=\"Pumped_Storage\",#REF!*0.5,IF(#REF!=\"CCS\",#REF!*0.85,IF(#REF!=\"OCGT\",#REF!*0,IF(#REF!=\"\",0,#REF!*H$627))))))))","v":{"$error":"#REF!"}},{"$f":"IF(#REF!=\"Interconnector\",#REF!*1,IF(#REF!=\"Wind\",#REF!*0.7,IF(#REF!=\"Marine\",#REF!*0.7,IF(#REF!=\"Nuclear\",#REF!*0.85,IF(#REF!=\"Pumped_Storage\",#REF!*0.5,IF(#REF!=\"CCS\",#REF!*0.85,IF(#REF!=\"OCGT\",#REF!*0,IF(#REF!=\"\",0,#REF!*I$627))))))))","v":{"$error":"#REF!"}},{"$f":"IF(#REF!=\"Interconnector\",#REF!*1,IF(#REF!=\"Wind\",#REF!*0.7,IF(#REF!=\"Marine\",#REF!*0.7,IF(#REF!=\"Nuclear\",#REF!*0.85,IF(#REF!=\"Pumped_Storage\",#REF!*0.5,IF(#REF!=\"CCS\",#REF!*0.85,IF(#REF!=\"OCGT\",#REF!*0,IF(#REF!=\"\",0,#REF!*J$627))))))))","v":{"$error":"#REF!"}},{"$f":"IF(#REF!=\"Interconnector\",#REF!*1,IF(#REF!=\"Wind\",#REF!*0.7,IF(#REF!=\"Marine\",#REF!*0.7,IF(#REF!=\"Nuclear\",#REF!*0.85,IF(#REF!=\"Pumped_Storage\",#REF!*0.5,IF(#REF!=\"CCS\",#REF!*0.85,IF(#REF!=\"OCGT\",#REF!*0,IF(#REF!=\"\",0,#REF!*K$627))))))))","v":{"$error":"#REF!"}},{"$f":"IF(#REF!=\"Interconnector\",#REF!*1,IF(#REF!=\"Wind\",#REF!*0.7,IF(#REF!=\"Marine\",#REF!*0.7,IF(#REF!=\"Nuclear\",#REF!*0.85,IF(#REF!=\"Pumped_Storage\",#REF!*0.5,IF(#REF!=\"CCS\",#REF!*0.85,IF(#REF!=\"OCGT\",#REF!*0,IF(#REF!=\"\",0,#REF!*L$627))))))))","v":{"$error":"#REF!"}},{"$f":"IF(#REF!=\"Interconnector\",#REF!*1,IF(#REF!=\"Wind\",#REF!*0.7,IF(#REF!=\"Marine\",#REF!*0.7,IF(#REF!=\"Nuclear\",#REF!*0.85,IF(#REF!=\"Pumped_Storage\",#REF!*0.5,IF(#REF!=\"CCS\",#REF!*0.85,IF(#REF!=\"OCGT\",#REF!*0,IF(#REF!=\"\",0,#REF!*M$627))))))))","v":{"$error":"#REF!"}},{"$f":"IF(#REF!=\"Interconnector\",#REF!*1,IF(#REF!=\"Wind\",#REF!*0.7,IF(#REF!=\"Marine\",#REF!*0.7,IF(#REF!=\"Nuclear\",#REF!*0.85,IF(#REF!=\"Pumped_Storage\",#REF!*0.5,IF(#REF!=\"CCS\",#REF!*0.85,IF(#REF!=\"OCGT\",#REF!*0,IF(#REF!=\"\",0,#REF!*N$627))))))))","v":{"$error":"#REF!"}},{"$f":"IF(#REF!=\"Interconnector\",#REF!*1,IF(#REF!=\"Wind\",#REF!*0.7,IF(#REF!=\"Marine\",#REF!*0.7,IF(#REF!=\"Nuclear\",#REF!*0.85,IF(#REF!=\"Pumped_Storage\",#REF!*0.5,IF(#REF!=\"CCS\",#REF!*0.85,IF(#REF!=\"OCGT\",#REF!*0,IF(#REF!=\"\",0,#REF!*O$627))))))))","v":{"$error":"#REF!"}}]
[{"$f":"#REF!","v":{"$error":"#REF!"}},{"$f":"#REF!","v":{"$error":"#REF!"}},{"$f":"#REF!","v":{"$error":"#REF!"}},{"$f":"#REF!","v":{"$error":"#REF!"}},{"$f":"IF(#REF!=\"Interconnector\",#REF!*1,IF(#REF!=\"Wind\",#REF!*0.7,IF(#REF!=\"Marine\",#REF!*0.7,IF(#REF!=\"Nuclear\",#REF!*0.85,IF(#REF!=\"Pumped_Storage\",#REF!*0.5,IF(#REF!=\"CCS\",#REF!*0.85,IF(#REF!=\"OCGT\",#REF!*0,IF(#REF!=\"\",0,#REF!*E$627))))))))","v":{"$error":"#REF!"}},{"$f":"IF(#REF!=\"Interconnector\",#REF!*1,IF(#REF!=\"Wind\",#REF!*0.7,IF(#REF!=\"Marine\",#REF!*0.7,IF(#REF!=\"Nuclear\",#REF!*0.85,IF(#REF!=\"Pumped_Storage\",#REF!*0.5,IF(#REF!=\"CCS\",#REF!*0.85,IF(#REF!=\"OCGT\",#REF!*0,IF(#REF!=\"\",0,#REF!*F$627))))))))","v":{"$error":"#REF!"}},{"$f":"IF(#REF!=\"Interconnector\",#REF!*1,IF(#REF!=\"Wind\",#REF!*0.7,IF(#REF!=\"Marine\",#REF!*0.7,IF(#REF!=\"Nuclear\",#REF!*0.85,IF(#REF!=\"Pumped_Storage\",#REF!*0.5,IF(#REF!=\"CCS\",#REF!*0.85,IF(#REF!=\"OCGT\",#REF!*0,IF(#REF!=\"\",0,#REF!*G$627))))))))","v":{"$error":"#REF!"}},{"$f":"IF(#REF!=\"Interconnector\",#REF!*1,IF(#REF!=\"Wind\",#REF!*0.7,IF(#REF!=\"Marine\",#REF!*0.7,IF(#REF!=\"Nuclear\",#REF!*0.85,IF(#REF!=\"Pumped_Storage\",#REF!*0.5,IF(#REF!=\"CCS\",#REF!*0.85,IF(#REF!=\"OCGT\",#REF!*0,IF(#REF!=\"\",0,#REF!*H$627))))))))","v":{"$error":"#REF!"}},{"$f":"IF(#REF!=\"Interconnector\",#REF!*1,IF(#REF!=\"Wind\",#REF!*0.7,IF(#REF!=\"Marine\",#REF!*0.7,IF(#REF!=\"Nuclear\",#REF!*0.85,IF(#REF!=\"Pumped_Storage\",#REF!*0.5,IF(#REF!=\"CCS\",#REF!*0.85,IF(#REF!=\"OCGT\",#REF!*0,IF(#REF!=\"\",0,#REF!*I$627))))))))","v":{"$error":"#REF!"}},{"$f":"IF(#REF!=\"Interconnector\",#REF!*1,IF(#REF!=\"Wind\",#REF!*0.7,IF(#REF!=\"Marine\",#REF!*0.7,IF(#REF!=\"Nuclear\",#REF!*0.85,IF(#REF!=\"Pumped_Storage\",#REF!*0.5,IF(#REF!=\"CCS\",#REF!*0.85,IF(#REF!=\"OCGT\",#REF!*0,IF(#REF!=\"\",0,#REF!*J$627))))))))","v":{"$error":"#REF!"}},{"$f":"IF(#REF!=\"Interconnector\",#REF!*1,IF(#REF!=\"Wind\",#REF!*0.7,IF(#REF!=\"Marine\",#REF!*0.7,IF(#REF!=\"Nuclear\",#REF!*0.85,IF(#REF!=\"Pumped_Storage\",#REF!*0.5,IF(#REF!=\"CCS\",#REF!*0.85,IF(#REF!=\"OCGT\",#REF!*0,IF(#REF!=\"\",0,#REF!*K$627))))))))","v":{"$error":"#REF!"}},{"$f":"IF(#REF!=\"Interconnector\",#REF!*1,IF(#REF!=\"Wind\",#REF!*0.7,IF(#REF!=\"Marine\",#REF!*0.7,IF(#REF!=\"Nuclear\",#REF!*0.85,IF(#REF!=\"Pumped_Storage\",#REF!*0.5,IF(#REF!=\"CCS\",#REF!*0.85,IF(#REF!=\"OCGT\",#REF!*0,IF(#REF!=\"\",0,#REF!*L$627))))))))","v":{"$error":"#REF!"}},{"$f":"IF(#REF!=\"Interconnector\",#REF!*1,IF(#REF!=\"Wind\",#REF!*0.7,IF(#REF!=\"Marine\",#REF!*0.7,IF(#REF!=\"Nuclear\",#REF!*0.85,IF(#REF!=\"Pumped_Storage\",#REF!*0.5,IF(#REF!=\"CCS\",#REF!*0.85,IF(#REF!=\"OCGT\",#REF!*0,IF(#REF!=\"\",0,#REF!*M$627))))))))","v":{"$error":"#REF!"}},{"$f":"IF(#REF!=\"Interconnector\",#REF!*1,IF(#REF!=\"Wind\",#REF!*0.7,IF(#REF!=\"Marine\",#REF!*0.7,IF(#REF!=\"Nuclear\",#REF!*0.85,IF(#REF!=\"Pumped_Storage\",#REF!*0.5,IF(#REF!=\"CCS\",#REF!*0.85,IF(#REF!=\"OCGT\",#REF!*0,IF(#REF!=\"\",0,#REF!*N$627))))))))","v":{"$error":"#REF!"}},{"$f":"IF(#REF!=\"Interconnector\",#REF!*1,IF(#REF!=\"Wind\",#REF!*0.7,IF(#REF!=\"Marine\",#REF!*0.7,IF(#REF!=\"Nuclear\",#REF!*0.85,IF(#REF!=\"Pumped_Storage\",#REF!*0.5,IF(#REF!=\"CCS\",#REF!*0.85,IF(#REF!=\"OCGT\",#REF!*0,IF(#REF!=\"\",0,#REF!*O$627))))))))","v":{"$error":"#REF!"}}]
[{"$f":"#REF!","v":{"$error":"#REF!"}},{"$f":"#REF!","v":{"$error":"#REF!"}},{"$f":"#REF!","v":{"$error":"#REF!"}},{"$f":"#REF!","v":{"$error":"#REF!"}},{"$f":"IF(#REF!=\"Interconnector\",#REF!*1,IF(#REF!=\"Wind\",#REF!*0.7,IF(#REF!=\"Marine\",#REF!*0.7,IF(#REF!=\"Nuclear\",#REF!*0.85,IF(#REF!=\"Pumped_Storage\",#REF!*0.5,IF(#REF!=\"CCS\",#REF!*0.85,IF(#REF!=\"OCGT\",#REF!*0,IF(#REF!=\"\",0,#REF!*E$627))))))))","v":{"$error":"#REF!"}},{"$f":"IF(#REF!=\"Interconnector\",#REF!*1,IF(#REF!=\"Wind\",#REF!*0.7,IF(#REF!=\"Marine\",#REF!*0.7,IF(#REF!=\"Nuclear\",#REF!*0.85,IF(#REF!=\"Pumped_Storage\",#REF!*0.5,IF(#REF!=\"CCS\",#REF!*0.85,IF(#REF!=\"OCGT\",#REF!*0,IF(#REF!=\"\",0,#REF!*F$627))))))))","v":{"$error":"#REF!"}},{"$f":"IF(#REF!=\"Interconnector\",#REF!*1,IF(#REF!=\"Wind\",#REF!*0.7,IF(#REF!=\"Marine\",#REF!*0.7,IF(#REF!=\"Nuclear\",#REF!*0.85,IF(#REF!=\"Pumped_Storage\",#REF!*0.5,IF(#REF!=\"CCS\",#REF!*0.85,IF(#REF!=\"OCGT\",#REF!*0,IF(#REF!=\"\",0,#REF!*G$627))))))))","v":{"$error":"#REF!"}},{"$f":"IF(#REF!=\"Interconnector\",#REF!*1,IF(#REF!=\"Wind\",#REF!*0.7,IF(#REF!=\"Marine\",#REF!*0.7,IF(#REF!=\"Nuclear\",#REF!*0.85,IF(#REF!=\"Pumped_Storage\",#REF!*0.5,IF(#REF!=\"CCS\",#REF!*0.85,IF(#REF!=\"OCGT\",#REF!*0,IF(#REF!=\"\",0,#REF!*H$627))))))))","v":{"$error":"#REF!"}},{"$f":"IF(#REF!=\"Interconnector\",#REF!*1,IF(#REF!=\"Wind\",#REF!*0.7,IF(#REF!=\"Marine\",#REF!*0.7,IF(#REF!=\"Nuclear\",#REF!*0.85,IF(#REF!=\"Pumped_Storage\",#REF!*0.5,IF(#REF!=\"CCS\",#REF!*0.85,IF(#REF!=\"OCGT\",#REF!*0,IF(#REF!=\"\",0,#REF!*I$627))))))))","v":{"$error":"#REF!"}},{"$f":"IF(#REF!=\"Interconnector\",#REF!*1,IF(#REF!=\"Wind\",#REF!*0.7,IF(#REF!=\"Marine\",#REF!*0.7,IF(#REF!=\"Nuclear\",#REF!*0.85,IF(#REF!=\"Pumped_Storage\",#REF!*0.5,IF(#REF!=\"CCS\",#REF!*0.85,IF(#REF!=\"OCGT\",#REF!*0,IF(#REF!=\"\",0,#REF!*J$627))))))))","v":{"$error":"#REF!"}},{"$f":"IF(#REF!=\"Interconnector\",#REF!*1,IF(#REF!=\"Wind\",#REF!*0.7,IF(#REF!=\"Marine\",#REF!*0.7,IF(#REF!=\"Nuclear\",#REF!*0.85,IF(#REF!=\"Pumped_Storage\",#REF!*0.5,IF(#REF!=\"CCS\",#REF!*0.85,IF(#REF!=\"OCGT\",#REF!*0,IF(#REF!=\"\",0,#REF!*K$627))))))))","v":{"$error":"#REF!"}},{"$f":"IF(#REF!=\"Interconnector\",#REF!*1,IF(#REF!=\"Wind\",#REF!*0.7,IF(#REF!=\"Marine\",#REF!*0.7,IF(#REF!=\"Nuclear\",#REF!*0.85,IF(#REF!=\"Pumped_Storage\",#REF!*0.5,IF(#REF!=\"CCS\",#REF!*0.85,IF(#REF!=\"OCGT\",#REF!*0,IF(#REF!=\"\",0,#REF!*L$627))))))))","v":{"$error":"#REF!"}},{"$f":"IF(#REF!=\"Interconnector\",#REF!*1,IF(#REF!=\"Wind\",#REF!*0.7,IF(#REF!=\"Marine\",#REF!*0.7,IF(#REF!=\"Nuclear\",#REF!*0.85,IF(#REF!=\"Pumped_Storage\",#REF!*0.5,IF(#REF!=\"CCS\",#REF!*0.85,IF(#REF!=\"OCGT\",#REF!*0,IF(#REF!=\"\",0,#REF!*M$627))))))))","v":{"$error":"#REF!"}},{"$f":"IF(#REF!=\"Interconnector\",#REF!*1,IF(#REF!=\"Wind\",#REF!*0.7,IF(#REF!=\"Marine\",#REF!*0.7,IF(#REF!=\"Nuclear\",#REF!*0.85,IF(#REF!=\"Pumped_Storage\",#REF!*0.5,IF(#REF!=\"CCS\",#REF!*0.85,IF(#REF!=\"OCGT\",#REF!*0,IF(#REF!=\"\",0,#REF!*N$627))))))))","v":{"$error":"#REF!"}},{"$f":"IF(#REF!=\"Interconnector\",#REF!*1,IF(#REF!=\"Wind\",#REF!*0.7,IF(#REF!=\"Marine\",#REF!*0.7,IF(#REF!=\"Nuclear\",#REF!*0.85,IF(#REF!=\"Pumped_Storage\",#REF!*0.5,IF(#REF!=\"CCS\",#REF!*0.85,IF(#REF!=\"OCGT\",#REF!*0,IF(#REF!=\"\",0,#REF!*O$627))))))))","v":{"$error":"#REF!"}}]
[{"$f":"#REF!","v":{"$error":"#REF!"}},{"$f":"#REF!","v":{"$error":"#REF!"}},{"$f":"#REF!","v":{"$error":"#REF!"}},{"$f":"#REF!","v":{"$error":"#REF!"}},{"$f":"IF(#REF!=\"Interconnector\",#REF!*1,IF(#REF!=\"Wind\",#REF!*0.7,IF(#REF!=\"Marine\",#REF!*0.7,IF(#REF!=\"Nuclear\",#REF!*0.85,IF(#REF!=\"Pumped_Storage\",#REF!*0.5,IF(#REF!=\"CCS\",#REF!*0.85,IF(#REF!=\"OCGT\",#REF!*0,IF(#REF!=\"\",0,#REF!*E$627))))))))","v":{"$error":"#REF!"}},{"$f":"IF(#REF!=\"Interconnector\",#REF!*1,IF(#REF!=\"Wind\",#REF!*0.7,IF(#REF!=\"Marine\",#REF!*0.7,IF(#REF!=\"Nuclear\",#REF!*0.85,IF(#REF!=\"Pumped_Storage\",#REF!*0.5,IF(#REF!=\"CCS\",#REF!*0.85,IF(#REF!=\"OCGT\",#REF!*0,IF(#REF!=\"\",0,#REF!*F$627))))))))","v":{"$error":"#REF!"}},{"$f":"IF(#REF!=\"Interconnector\",#REF!*1,IF(#REF!=\"Wind\",#REF!*0.7,IF(#REF!=\"Marine\",#REF!*0.7,IF(#REF!=\"Nuclear\",#REF!*0.85,IF(#REF!=\"Pumped_Storage\",#REF!*0.5,IF(#REF!=\"CCS\",#REF!*0.85,IF(#REF!=\"OCGT\",#REF!*0,IF(#REF!=\"\",0,#REF!*G$627))))))))","v":{"$error":"#REF!"}},{"$f":"IF(#REF!=\"Interconnector\",#REF!*1,IF(#REF!=\"Wind\",#REF!*0.7,IF(#REF!=\"Marine\",#REF!*0.7,IF(#REF!=\"Nuclear\",#REF!*0.85,IF(#REF!=\"Pumped_Storage\",#REF!*0.5,IF(#REF!=\"CCS\",#REF!*0.85,IF(#REF!=\"OCGT\",#REF!*0,IF(#REF!=\"\",0,#REF!*H$627))))))))","v":{"$error":"#REF!"}},{"$f":"IF(#REF!=\"Interconnector\",#REF!*1,IF(#REF!=\"Wind\",#REF!*0.7,IF(#REF!=\"Marine\",#REF!*0.7,IF(#REF!=\"Nuclear\",#REF!*0.85,IF(#REF!=\"Pumped_Storage\",#REF!*0.5,IF(#REF!=\"CCS\",#REF!*0.85,IF(#REF!=\"OCGT\",#REF!*0,IF(#REF!=\"\",0,#REF!*I$627))))))))","v":{"$error":"#REF!"}},{"$f":"IF(#REF!=\"Interconnector\",#REF!*1,IF(#REF!=\"Wind\",#REF!*0.7,IF(#REF!=\"Marine\",#REF!*0.7,IF(#REF!=\"Nuclear\",#REF!*0.85,IF(#REF!=\"Pumped_Storage\",#REF!*0.5,IF(#REF!=\"CCS\",#REF!*0.85,IF(#REF!=\"OCGT\",#REF!*0,IF(#REF!=\"\",0,#REF!*J$627))))))))","v":{"$error":"#REF!"}},{"$f":"IF(#REF!=\"Interconnector\",#REF!*1,IF(#REF!=\"Wind\",#REF!*0.7,IF(#REF!=\"Marine\",#REF!*0.7,IF(#REF!=\"Nuclear\",#REF!*0.85,IF(#REF!=\"Pumped_Storage\",#REF!*0.5,IF(#REF!=\"CCS\",#REF!*0.85,IF(#REF!=\"OCGT\",#REF!*0,IF(#REF!=\"\",0,#REF!*K$627))))))))","v":{"$error":"#REF!"}},{"$f":"IF(#REF!=\"Interconnector\",#REF!*1,IF(#REF!=\"Wind\",#REF!*0.7,IF(#REF!=\"Marine\",#REF!*0.7,IF(#REF!=\"Nuclear\",#REF!*0.85,IF(#REF!=\"Pumped_Storage\",#REF!*0.5,IF(#REF!=\"CCS\",#REF!*0.85,IF(#REF!=\"OCGT\",#REF!*0,IF(#REF!=\"\",0,#REF!*L$627))))))))","v":{"$error":"#REF!"}},{"$f":"IF(#REF!=\"Interconnector\",#REF!*1,IF(#REF!=\"Wind\",#REF!*0.7,IF(#REF!=\"Marine\",#REF!*0.7,IF(#REF!=\"Nuclear\",#REF!*0.85,IF(#REF!=\"Pumped_Storage\",#REF!*0.5,IF(#REF!=\"CCS\",#REF!*0.85,IF(#REF!=\"OCGT\",#REF!*0,IF(#REF!=\"\",0,#REF!*M$627))))))))","v":{"$error":"#REF!"}},{"$f":"IF(#REF!=\"Interconnector\",#REF!*1,IF(#REF!=\"Wind\",#REF!*0.7,IF(#REF!=\"Marine\",#REF!*0.7,IF(#REF!=\"Nuclear\",#REF!*0.85,IF(#REF!=\"Pumped_Storage\",#REF!*0.5,IF(#REF!=\"CCS\",#REF!*0.85,IF(#REF!=\"OCGT\",#REF!*0,IF(#REF!=\"\",0,#REF!*N$627))))))))","v":{"$error":"#REF!"}},{"$f":"IF(#REF!=\"Interconnector\",#REF!*1,IF(#REF!=\"Wind\",#REF!*0.7,IF(#REF!=\"Marine\",#REF!*0.7,IF(#REF!=\"Nuclear\",#REF!*0.85,IF(#REF!=\"Pumped_Storage\",#REF!*0.5,IF(#REF!=\"CCS\",#REF!*0.85,IF(#REF!=\"OCGT\",#REF!*0,IF(#REF!=\"\",0,#REF!*O$627))))))))","v":{"$error":"#REF!"}}]
[{"$f":"#REF!","v":{"$error":"#REF!"}},{"$f":"#REF!","v":{"$error":"#REF!"}},{"$f":"#REF!","v":{"$error":"#REF!"}},{"$f":"#REF!","v":{"$error":"#REF!"}},{"$f":"IF(#REF!=\"Interconnector\",#REF!*1,IF(#REF!=\"Wind\",#REF!*0.7,IF(#REF!=\"Marine\",#REF!*0.7,IF(#REF!=\"Nuclear\",#REF!*0.85,IF(#REF!=\"Pumped_Storage\",#REF!*0.5,IF(#REF!=\"CCS\",#REF!*0.85,IF(#REF!=\"OCGT\",#REF!*0,IF(#REF!=\"\",0,#REF!*E$627))))))))","v":{"$error":"#REF!"}},{"$f":"IF(#REF!=\"Interconnector\",#REF!*1,IF(#REF!=\"Wind\",#REF!*0.7,IF(#REF!=\"Marine\",#REF!*0.7,IF(#REF!=\"Nuclear\",#REF!*0.85,IF(#REF!=\"Pumped_Storage\",#REF!*0.5,IF(#REF!=\"CCS\",#REF!*0.85,IF(#REF!=\"OCGT\",#REF!*0,IF(#REF!=\"\",0,#REF!*F$627))))))))","v":{"$error":"#REF!"}},{"$f":"IF(#REF!=\"Interconnector\",#REF!*1,IF(#REF!=\"Wind\",#REF!*0.7,IF(#REF!=\"Marine\",#REF!*0.7,IF(#REF!=\"Nuclear\",#REF!*0.85,IF(#REF!=\"Pumped_Storage\",#REF!*0.5,IF(#REF!=\"CCS\",#REF!*0.85,IF(#REF!=\"OCGT\",#REF!*0,IF(#REF!=\"\",0,#REF!*G$627))))))))","v":{"$error":"#REF!"}},{"$f":"IF(#REF!=\"Interconnector\",#REF!*1,IF(#REF!=\"Wind\",#REF!*0.7,IF(#REF!=\"Marine\",#REF!*0.7,IF(#REF!=\"Nuclear\",#REF!*0.85,IF(#REF!=\"Pumped_Storage\",#REF!*0.5,IF(#REF!=\"CCS\",#REF!*0.85,IF(#REF!=\"OCGT\",#REF!*0,IF(#REF!=\"\",0,#REF!*H$627))))))))","v":{"$error":"#REF!"}},{"$f":"IF(#REF!=\"Interconnector\",#REF!*1,IF(#REF!=\"Wind\",#REF!*0.7,IF(#REF!=\"Marine\",#REF!*0.7,IF(#REF!=\"Nuclear\",#REF!*0.85,IF(#REF!=\"Pumped_Storage\",#REF!*0.5,IF(#REF!=\"CCS\",#REF!*0.85,IF(#REF!=\"OCGT\",#REF!*0,IF(#REF!=\"\",0,#REF!*I$627))))))))","v":{"$error":"#REF!"}},{"$f":"IF(#REF!=\"Interconnector\",#REF!*1,IF(#REF!=\"Wind\",#REF!*0.7,IF(#REF!=\"Marine\",#REF!*0.7,IF(#REF!=\"Nuclear\",#REF!*0.85,IF(#REF!=\"Pumped_Storage\",#REF!*0.5,IF(#REF!=\"CCS\",#REF!*0.85,IF(#REF!=\"OCGT\",#REF!*0,IF(#REF!=\"\",0,#REF!*J$627))))))))","v":{"$error":"#REF!"}},{"$f":"IF(#REF!=\"Interconnector\",#REF!*1,IF(#REF!=\"Wind\",#REF!*0.7,IF(#REF!=\"Marine\",#REF!*0.7,IF(#REF!=\"Nuclear\",#REF!*0.85,IF(#REF!=\"Pumped_Storage\",#REF!*0.5,IF(#REF!=\"CCS\",#REF!*0.85,IF(#REF!=\"OCGT\",#REF!*0,IF(#REF!=\"\",0,#REF!*K$627))))))))","v":{"$error":"#REF!"}},{"$f":"IF(#REF!=\"Interconnector\",#REF!*1,IF(#REF!=\"Wind\",#REF!*0.7,IF(#REF!=\"Marine\",#REF!*0.7,IF(#REF!=\"Nuclear\",#REF!*0.85,IF(#REF!=\"Pumped_Storage\",#REF!*0.5,IF(#REF!=\"CCS\",#REF!*0.85,IF(#REF!=\"OCGT\",#REF!*0,IF(#REF!=\"\",0,#REF!*L$627))))))))","v":{"$error":"#REF!"}},{"$f":"IF(#REF!=\"Interconnector\",#REF!*1,IF(#REF!=\"Wind\",#REF!*0.7,IF(#REF!=\"Marine\",#REF!*0.7,IF(#REF!=\"Nuclear\",#REF!*0.85,IF(#REF!=\"Pumped_Storage\",#REF!*0.5,IF(#REF!=\"CCS\",#REF!*0.85,IF(#REF!=\"OCGT\",#REF!*0,IF(#REF!=\"\",0,#REF!*M$627))))))))","v":{"$error":"#REF!"}},{"$f":"IF(#REF!=\"Interconnector\",#REF!*1,IF(#REF!=\"Wind\",#REF!*0.7,IF(#REF!=\"Marine\",#REF!*0.7,IF(#REF!=\"Nuclear\",#REF!*0.85,IF(#REF!=\"Pumped_Storage\",#REF!*0.5,IF(#REF!=\"CCS\",#REF!*0.85,IF(#REF!=\"OCGT\",#REF!*0,IF(#REF!=\"\",0,#REF!*N$627))))))))","v":{"$error":"#REF!"}},{"$f":"IF(#REF!=\"Interconnector\",#REF!*1,IF(#REF!=\"Wind\",#REF!*0.7,IF(#REF!=\"Marine\",#REF!*0.7,IF(#REF!=\"Nuclear\",#REF!*0.85,IF(#REF!=\"Pumped_Storage\",#REF!*0.5,IF(#REF!=\"CCS\",#REF!*0.85,IF(#REF!=\"OCGT\",#REF!*0,IF(#REF!=\"\",0,#REF!*O$627))))))))","v":{"$error":"#REF!"}}]
[{"$f":"#REF!","v":{"$error":"#REF!"}},{"$f":"#REF!","v":{"$error":"#REF!"}},{"$f":"#REF!","v":{"$error":"#REF!"}},{"$f":"#REF!","v":{"$error":"#REF!"}},{"$f":"IF(#REF!=\"Interconnector\",#REF!*1,IF(#REF!=\"Wind\",#REF!*0.7,IF(#REF!=\"Marine\",#REF!*0.7,IF(#REF!=\"Nuclear\",#REF!*0.85,IF(#REF!=\"Pumped_Storage\",#REF!*0.5,IF(#REF!=\"CCS\",#REF!*0.85,IF(#REF!=\"OCGT\",#REF!*0,IF(#REF!=\"\",0,#REF!*E$627))))))))","v":{"$error":"#REF!"}},{"$f":"IF(#REF!=\"Interconnector\",#REF!*1,IF(#REF!=\"Wind\",#REF!*0.7,IF(#REF!=\"Marine\",#REF!*0.7,IF(#REF!=\"Nuclear\",#REF!*0.85,IF(#REF!=\"Pumped_Storage\",#REF!*0.5,IF(#REF!=\"CCS\",#REF!*0.85,IF(#REF!=\"OCGT\",#REF!*0,IF(#REF!=\"\",0,#REF!*F$627))))))))","v":{"$error":"#REF!"}},{"$f":"IF(#REF!=\"Interconnector\",#REF!*1,IF(#REF!=\"Wind\",#REF!*0.7,IF(#REF!=\"Marine\",#REF!*0.7,IF(#REF!=\"Nuclear\",#REF!*0.85,IF(#REF!=\"Pumped_Storage\",#REF!*0.5,IF(#REF!=\"CCS\",#REF!*0.85,IF(#REF!=\"OCGT\",#REF!*0,IF(#REF!=\"\",0,#REF!*G$627))))))))","v":{"$error":"#REF!"}},{"$f":"IF(#REF!=\"Interconnector\",#REF!*1,IF(#REF!=\"Wind\",#REF!*0.7,IF(#REF!=\"Marine\",#REF!*0.7,IF(#REF!=\"Nuclear\",#REF!*0.85,IF(#REF!=\"Pumped_Storage\",#REF!*0.5,IF(#REF!=\"CCS\",#REF!*0.85,IF(#REF!=\"OCGT\",#REF!*0,IF(#REF!=\"\",0,#REF!*H$627))))))))","v":{"$error":"#REF!"}},{"$f":"IF(#REF!=\"Interconnector\",#REF!*1,IF(#REF!=\"Wind\",#REF!*0.7,IF(#REF!=\"Marine\",#REF!*0.7,IF(#REF!=\"Nuclear\",#REF!*0.85,IF(#REF!=\"Pumped_Storage\",#REF!*0.5,IF(#REF!=\"CCS\",#REF!*0.85,IF(#REF!=\"OCGT\",#REF!*0,IF(#REF!=\"\",0,#REF!*I$627))))))))","v":{"$error":"#REF!"}},{"$f":"IF(#REF!=\"Interconnector\",#REF!*1,IF(#REF!=\"Wind\",#REF!*0.7,IF(#REF!=\"Marine\",#REF!*0.7,IF(#REF!=\"Nuclear\",#REF!*0.85,IF(#REF!=\"Pumped_Storage\",#REF!*0.5,IF(#REF!=\"CCS\",#REF!*0.85,IF(#REF!=\"OCGT\",#REF!*0,IF(#REF!=\"\",0,#REF!*J$627))))))))","v":{"$error":"#REF!"}},{"$f":"IF(#REF!=\"Interconnector\",#REF!*1,IF(#REF!=\"Wind\",#REF!*0.7,IF(#REF!=\"Marine\",#REF!*0.7,IF(#REF!=\"Nuclear\",#REF!*0.85,IF(#REF!=\"Pumped_Storage\",#REF!*0.5,IF(#REF!=\"CCS\",#REF!*0.85,IF(#REF!=\"OCGT\",#REF!*0,IF(#REF!=\"\",0,#REF!*K$627))))))))","v":{"$error":"#REF!"}},{"$f":"IF(#REF!=\"Interconnector\",#REF!*1,IF(#REF!=\"Wind\",#REF!*0.7,IF(#REF!=\"Marine\",#REF!*0.7,IF(#REF!=\"Nuclear\",#REF!*0.85,IF(#REF!=\"Pumped_Storage\",#REF!*0.5,IF(#REF!=\"CCS\",#REF!*0.85,IF(#REF!=\"OCGT\",#REF!*0,IF(#REF!=\"\",0,#REF!*L$627))))))))","v":{"$error":"#REF!"}},{"$f":"IF(#REF!=\"Interconnector\",#REF!*1,IF(#REF!=\"Wind\",#REF!*0.7,IF(#REF!=\"Marine\",#REF!*0.7,IF(#REF!=\"Nuclear\",#REF!*0.85,IF(#REF!=\"Pumped_Storage\",#REF!*0.5,IF(#REF!=\"CCS\",#REF!*0.85,IF(#REF!=\"OCGT\",#REF!*0,IF(#REF!=\"\",0,#REF!*M$627))))))))","v":{"$error":"#REF!"}},{"$f":"IF(#REF!=\"Interconnector\",#REF!*1,IF(#REF!=\"Wind\",#REF!*0.7,IF(#REF!=\"Marine\",#REF!*0.7,IF(#REF!=\"Nuclear\",#REF!*0.85,IF(#REF!=\"Pumped_Storage\",#REF!*0.5,IF(#REF!=\"CCS\",#REF!*0.85,IF(#REF!=\"OCGT\",#REF!*0,IF(#REF!=\"\",0,#REF!*N$627))))))))","v":{"$error":"#REF!"}},{"$f":"IF(#REF!=\"Interconnector\",#REF!*1,IF(#REF!=\"Wind\",#REF!*0.7,IF(#REF!=\"Marine\",#REF!*0.7,IF(#REF!=\"Nuclear\",#REF!*0.85,IF(#REF!=\"Pumped_Storage\",#REF!*0.5,IF(#REF!=\"CCS\",#REF!*0.85,IF(#REF!=\"OCGT\",#REF!*0,IF(#REF!=\"\",0,#REF!*O$627))))))))","v":{"$error":"#REF!"}}]
[{"$f":"#REF!","v":{"$error":"#REF!"}},{"$f":"#REF!","v":{"$error":"#REF!"}},{"$f":"#REF!","v":{"$error":"#REF!"}},{"$f":"#REF!","v":{"$error":"#REF!"}},{"$f":"IF(#REF!=\"Interconnector\",#REF!*1,IF(#REF!=\"Wind\",#REF!*0.7,IF(#REF!=\"Marine\",#REF!*0.7,IF(#REF!=\"Nuclear\",#REF!*0.85,IF(#REF!=\"Pumped_Storage\",#REF!*0.5,IF(#REF!=\"CCS\",#REF!*0.85,IF(#REF!=\"OCGT\",#REF!*0,IF(#REF!=\"\",0,#REF!*E$627))))))))","v":{"$error":"#REF!"}},{"$f":"IF(#REF!=\"Interconnector\",#REF!*1,IF(#REF!=\"Wind\",#REF!*0.7,IF(#REF!=\"Marine\",#REF!*0.7,IF(#REF!=\"Nuclear\",#REF!*0.85,IF(#REF!=\"Pumped_Storage\",#REF!*0.5,IF(#REF!=\"CCS\",#REF!*0.85,IF(#REF!=\"OCGT\",#REF!*0,IF(#REF!=\"\",0,#REF!*F$627))))))))","v":{"$error":"#REF!"}},{"$f":"IF(#REF!=\"Interconnector\",#REF!*1,IF(#REF!=\"Wind\",#REF!*0.7,IF(#REF!=\"Marine\",#REF!*0.7,IF(#REF!=\"Nuclear\",#REF!*0.85,IF(#REF!=\"Pumped_Storage\",#REF!*0.5,IF(#REF!=\"CCS\",#REF!*0.85,IF(#REF!=\"OCGT\",#REF!*0,IF(#REF!=\"\",0,#REF!*G$627))))))))","v":{"$error":"#REF!"}},{"$f":"IF(#REF!=\"Interconnector\",#REF!*1,IF(#REF!=\"Wind\",#REF!*0.7,IF(#REF!=\"Marine\",#REF!*0.7,IF(#REF!=\"Nuclear\",#REF!*0.85,IF(#REF!=\"Pumped_Storage\",#REF!*0.5,IF(#REF!=\"CCS\",#REF!*0.85,IF(#REF!=\"OCGT\",#REF!*0,IF(#REF!=\"\",0,#REF!*H$627))))))))","v":{"$error":"#REF!"}},{"$f":"IF(#REF!=\"Interconnector\",#REF!*1,IF(#REF!=\"Wind\",#REF!*0.7,IF(#REF!=\"Marine\",#REF!*0.7,IF(#REF!=\"Nuclear\",#REF!*0.85,IF(#REF!=\"Pumped_Storage\",#REF!*0.5,IF(#REF!=\"CCS\",#REF!*0.85,IF(#REF!=\"OCGT\",#REF!*0,IF(#REF!=\"\",0,#REF!*I$627))))))))","v":{"$error":"#REF!"}},{"$f":"IF(#REF!=\"Interconnector\",#REF!*1,IF(#REF!=\"Wind\",#REF!*0.7,IF(#REF!=\"Marine\",#REF!*0.7,IF(#REF!=\"Nuclear\",#REF!*0.85,IF(#REF!=\"Pumped_Storage\",#REF!*0.5,IF(#REF!=\"CCS\",#REF!*0.85,IF(#REF!=\"OCGT\",#REF!*0,IF(#REF!=\"\",0,#REF!*J$627))))))))","v":{"$error":"#REF!"}},{"$f":"IF(#REF!=\"Interconnector\",#REF!*1,IF(#REF!=\"Wind\",#REF!*0.7,IF(#REF!=\"Marine\",#REF!*0.7,IF(#REF!=\"Nuclear\",#REF!*0.85,IF(#REF!=\"Pumped_Storage\",#REF!*0.5,IF(#REF!=\"CCS\",#REF!*0.85,IF(#REF!=\"OCGT\",#REF!*0,IF(#REF!=\"\",0,#REF!*K$627))))))))","v":{"$error":"#REF!"}},{"$f":"IF(#REF!=\"Interconnector\",#REF!*1,IF(#REF!=\"Wind\",#REF!*0.7,IF(#REF!=\"Marine\",#REF!*0.7,IF(#REF!=\"Nuclear\",#REF!*0.85,IF(#REF!=\"Pumped_Storage\",#REF!*0.5,IF(#REF!=\"CCS\",#REF!*0.85,IF(#REF!=\"OCGT\",#REF!*0,IF(#REF!=\"\",0,#REF!*L$627))))))))","v":{"$error":"#REF!"}},{"$f":"IF(#REF!=\"Interconnector\",#REF!*1,IF(#REF!=\"Wind\",#REF!*0.7,IF(#REF!=\"Marine\",#REF!*0.7,IF(#REF!=\"Nuclear\",#REF!*0.85,IF(#REF!=\"Pumped_Storage\",#REF!*0.5,IF(#REF!=\"CCS\",#REF!*0.85,IF(#REF!=\"OCGT\",#REF!*0,IF(#REF!=\"\",0,#REF!*M$627))))))))","v":{"$error":"#REF!"}},{"$f":"IF(#REF!=\"Interconnector\",#REF!*1,IF(#REF!=\"Wind\",#REF!*0.7,IF(#REF!=\"Marine\",#REF!*0.7,IF(#REF!=\"Nuclear\",#REF!*0.85,IF(#REF!=\"Pumped_Storage\",#REF!*0.5,IF(#REF!=\"CCS\",#REF!*0.85,IF(#REF!=\"OCGT\",#REF!*0,IF(#REF!=\"\",0,#REF!*N$627))))))))","v":{"$error":"#REF!"}},{"$f":"IF(#REF!=\"Interconnector\",#REF!*1,IF(#REF!=\"Wind\",#REF!*0.7,IF(#REF!=\"Marine\",#REF!*0.7,IF(#REF!=\"Nuclear\",#REF!*0.85,IF(#REF!=\"Pumped_Storage\",#REF!*0.5,IF(#REF!=\"CCS\",#REF!*0.85,IF(#REF!=\"OCGT\",#REF!*0,IF(#REF!=\"\",0,#REF!*O$627))))))))","v":{"$error":"#REF!"}}]
[{"$f":"#REF!","v":{"$error":"#REF!"}},{"$f":"#REF!","v":{"$error":"#REF!"}},{"$f":"#REF!","v":{"$error":"#REF!"}},{"$f":"#REF!","v":{"$error":"#REF!"}},{"$f":"IF(#REF!=\"Interconnector\",#REF!*1,IF(#REF!=\"Wind\",#REF!*0.7,IF(#REF!=\"Marine\",#REF!*0.7,IF(#REF!=\"Nuclear\",#REF!*0.85,IF(#REF!=\"Pumped_Storage\",#REF!*0.5,IF(#REF!=\"CCS\",#REF!*0.85,IF(#REF!=\"OCGT\",#REF!*0,IF(#REF!=\"\",0,#REF!*E$627))))))))","v":{"$error":"#REF!"}},{"$f":"IF(#REF!=\"Interconnector\",#REF!*1,IF(#REF!=\"Wind\",#REF!*0.7,IF(#REF!=\"Marine\",#REF!*0.7,IF(#REF!=\"Nuclear\",#REF!*0.85,IF(#REF!=\"Pumped_Storage\",#REF!*0.5,IF(#REF!=\"CCS\",#REF!*0.85,IF(#REF!=\"OCGT\",#REF!*0,IF(#REF!=\"\",0,#REF!*F$627))))))))","v":{"$error":"#REF!"}},{"$f":"IF(#REF!=\"Interconnector\",#REF!*1,IF(#REF!=\"Wind\",#REF!*0.7,IF(#REF!=\"Marine\",#REF!*0.7,IF(#REF!=\"Nuclear\",#REF!*0.85,IF(#REF!=\"Pumped_Storage\",#REF!*0.5,IF(#REF!=\"CCS\",#REF!*0.85,IF(#REF!=\"OCGT\",#REF!*0,IF(#REF!=\"\",0,#REF!*G$627))))))))","v":{"$error":"#REF!"}},{"$f":"IF(#REF!=\"Interconnector\",#REF!*1,IF(#REF!=\"Wind\",#REF!*0.7,IF(#REF!=\"Marine\",#REF!*0.7,IF(#REF!=\"Nuclear\",#REF!*0.85,IF(#REF!=\"Pumped_Storage\",#REF!*0.5,IF(#REF!=\"CCS\",#REF!*0.85,IF(#REF!=\"OCGT\",#REF!*0,IF(#REF!=\"\",0,#REF!*H$627))))))))","v":{"$error":"#REF!"}},{"$f":"IF(#REF!=\"Interconnector\",#REF!*1,IF(#REF!=\"Wind\",#REF!*0.7,IF(#REF!=\"Marine\",#REF!*0.7,IF(#REF!=\"Nuclear\",#REF!*0.85,IF(#REF!=\"Pumped_Storage\",#REF!*0.5,IF(#REF!=\"CCS\",#REF!*0.85,IF(#REF!=\"OCGT\",#REF!*0,IF(#REF!=\"\",0,#REF!*I$627))))))))","v":{"$error":"#REF!"}},{"$f":"IF(#REF!=\"Interconnector\",#REF!*1,IF(#REF!=\"Wind\",#REF!*0.7,IF(#REF!=\"Marine\",#REF!*0.7,IF(#REF!=\"Nuclear\",#REF!*0.85,IF(#REF!=\"Pumped_Storage\",#REF!*0.5,IF(#REF!=\"CCS\",#REF!*0.85,IF(#REF!=\"OCGT\",#REF!*0,IF(#REF!=\"\",0,#REF!*J$627))))))))","v":{"$error":"#REF!"}},{"$f":"IF(#REF!=\"Interconnector\",#REF!*1,IF(#REF!=\"Wind\",#REF!*0.7,IF(#REF!=\"Marine\",#REF!*0.7,IF(#REF!=\"Nuclear\",#REF!*0.85,IF(#REF!=\"Pumped_Storage\",#REF!*0.5,IF(#REF!=\"CCS\",#REF!*0.85,IF(#REF!=\"OCGT\",#REF!*0,IF(#REF!=\"\",0,#REF!*K$627))))))))","v":{"$error":"#REF!"}},{"$f":"IF(#REF!=\"Interconnector\",#REF!*1,IF(#REF!=\"Wind\",#REF!*0.7,IF(#REF!=\"Marine\",#REF!*0.7,IF(#REF!=\"Nuclear\",#REF!*0.85,IF(#REF!=\"Pumped_Storage\",#REF!*0.5,IF(#REF!=\"CCS\",#REF!*0.85,IF(#REF!=\"OCGT\",#REF!*0,IF(#REF!=\"\",0,#REF!*L$627))))))))","v":{"$error":"#REF!"}},{"$f":"IF(#REF!=\"Interconnector\",#REF!*1,IF(#REF!=\"Wind\",#REF!*0.7,IF(#REF!=\"Marine\",#REF!*0.7,IF(#REF!=\"Nuclear\",#REF!*0.85,IF(#REF!=\"Pumped_Storage\",#REF!*0.5,IF(#REF!=\"CCS\",#REF!*0.85,IF(#REF!=\"OCGT\",#REF!*0,IF(#REF!=\"\",0,#REF!*M$627))))))))","v":{"$error":"#REF!"}},{"$f":"IF(#REF!=\"Interconnector\",#REF!*1,IF(#REF!=\"Wind\",#REF!*0.7,IF(#REF!=\"Marine\",#REF!*0.7,IF(#REF!=\"Nuclear\",#REF!*0.85,IF(#REF!=\"Pumped_Storage\",#REF!*0.5,IF(#REF!=\"CCS\",#REF!*0.85,IF(#REF!=\"OCGT\",#REF!*0,IF(#REF!=\"\",0,#REF!*N$627))))))))","v":{"$error":"#REF!"}},{"$f":"IF(#REF!=\"Interconnector\",#REF!*1,IF(#REF!=\"Wind\",#REF!*0.7,IF(#REF!=\"Marine\",#REF!*0.7,IF(#REF!=\"Nuclear\",#REF!*0.85,IF(#REF!=\"Pumped_Storage\",#REF!*0.5,IF(#REF!=\"CCS\",#REF!*0.85,IF(#REF!=\"OCGT\",#REF!*0,IF(#REF!=\"\",0,#REF!*O$627))))))))","v":{"$error":"#REF!"}}]
[{"$f":"#REF!","v":{"$error":"#REF!"}},{"$f":"#REF!","v":{"$error":"#REF!"}},{"$f":"#REF!","v":{"$error":"#REF!"}},{"$f":"#REF!","v":{"$error":"#REF!"}},{"$f":"IF(#REF!=\"Interconnector\",#REF!*1,IF(#REF!=\"Wind\",#REF!*0.7,IF(#REF!=\"Marine\",#REF!*0.7,IF(#REF!=\"Nuclear\",#REF!*0.85,IF(#REF!=\"Pumped_Storage\",#REF!*0.5,IF(#REF!=\"CCS\",#REF!*0.85,IF(#REF!=\"OCGT\",#REF!*0,IF(#REF!=\"\",0,#REF!*E$627))))))))","v":{"$error":"#REF!"}},{"$f":"IF(#REF!=\"Interconnector\",#REF!*1,IF(#REF!=\"Wind\",#REF!*0.7,IF(#REF!=\"Marine\",#REF!*0.7,IF(#REF!=\"Nuclear\",#REF!*0.85,IF(#REF!=\"Pumped_Storage\",#REF!*0.5,IF(#REF!=\"CCS\",#REF!*0.85,IF(#REF!=\"OCGT\",#REF!*0,IF(#REF!=\"\",0,#REF!*F$627))))))))","v":{"$error":"#REF!"}},{"$f":"IF(#REF!=\"Interconnector\",#REF!*1,IF(#REF!=\"Wind\",#REF!*0.7,IF(#REF!=\"Marine\",#REF!*0.7,IF(#REF!=\"Nuclear\",#REF!*0.85,IF(#REF!=\"Pumped_Storage\",#REF!*0.5,IF(#REF!=\"CCS\",#REF!*0.85,IF(#REF!=\"OCGT\",#REF!*0,IF(#REF!=\"\",0,#REF!*G$627))))))))","v":{"$error":"#REF!"}},{"$f":"IF(#REF!=\"Interconnector\",#REF!*1,IF(#REF!=\"Wind\",#REF!*0.7,IF(#REF!=\"Marine\",#REF!*0.7,IF(#REF!=\"Nuclear\",#REF!*0.85,IF(#REF!=\"Pumped_Storage\",#REF!*0.5,IF(#REF!=\"CCS\",#REF!*0.85,IF(#REF!=\"OCGT\",#REF!*0,IF(#REF!=\"\",0,#REF!*H$627))))))))","v":{"$error":"#REF!"}},{"$f":"IF(#REF!=\"Interconnector\",#REF!*1,IF(#REF!=\"Wind\",#REF!*0.7,IF(#REF!=\"Marine\",#REF!*0.7,IF(#REF!=\"Nuclear\",#REF!*0.85,IF(#REF!=\"Pumped_Storage\",#REF!*0.5,IF(#REF!=\"CCS\",#REF!*0.85,IF(#REF!=\"OCGT\",#REF!*0,IF(#REF!=\"\",0,#REF!*I$627))))))))","v":{"$error":"#REF!"}},{"$f":"IF(#REF!=\"Interconnector\",#REF!*1,IF(#REF!=\"Wind\",#REF!*0.7,IF(#REF!=\"Marine\",#REF!*0.7,IF(#REF!=\"Nuclear\",#REF!*0.85,IF(#REF!=\"Pumped_Storage\",#REF!*0.5,IF(#REF!=\"CCS\",#REF!*0.85,IF(#REF!=\"OCGT\",#REF!*0,IF(#REF!=\"\",0,#REF!*J$627))))))))","v":{"$error":"#REF!"}},{"$f":"IF(#REF!=\"Interconnector\",#REF!*1,IF(#REF!=\"Wind\",#REF!*0.7,IF(#REF!=\"Marine\",#REF!*0.7,IF(#REF!=\"Nuclear\",#REF!*0.85,IF(#REF!=\"Pumped_Storage\",#REF!*0.5,IF(#REF!=\"CCS\",#REF!*0.85,IF(#REF!=\"OCGT\",#REF!*0,IF(#REF!=\"\",0,#REF!*K$627))))))))","v":{"$error":"#REF!"}},{"$f":"IF(#REF!=\"Interconnector\",#REF!*1,IF(#REF!=\"Wind\",#REF!*0.7,IF(#REF!=\"Marine\",#REF!*0.7,IF(#REF!=\"Nuclear\",#REF!*0.85,IF(#REF!=\"Pumped_Storage\",#REF!*0.5,IF(#REF!=\"CCS\",#REF!*0.85,IF(#REF!=\"OCGT\",#REF!*0,IF(#REF!=\"\",0,#REF!*L$627))))))))","v":{"$error":"#REF!"}},{"$f":"IF(#REF!=\"Interconnector\",#REF!*1,IF(#REF!=\"Wind\",#REF!*0.7,IF(#REF!=\"Marine\",#REF!*0.7,IF(#REF!=\"Nuclear\",#REF!*0.85,IF(#REF!=\"Pumped_Storage\",#REF!*0.5,IF(#REF!=\"CCS\",#REF!*0.85,IF(#REF!=\"OCGT\",#REF!*0,IF(#REF!=\"\",0,#REF!*M$627))))))))","v":{"$error":"#REF!"}},{"$f":"IF(#REF!=\"Interconnector\",#REF!*1,IF(#REF!=\"Wind\",#REF!*0.7,IF(#REF!=\"Marine\",#REF!*0.7,IF(#REF!=\"Nuclear\",#REF!*0.85,IF(#REF!=\"Pumped_Storage\",#REF!*0.5,IF(#REF!=\"CCS\",#REF!*0.85,IF(#REF!=\"OCGT\",#REF!*0,IF(#REF!=\"\",0,#REF!*N$627))))))))","v":{"$error":"#REF!"}},{"$f":"IF(#REF!=\"Interconnector\",#REF!*1,IF(#REF!=\"Wind\",#REF!*0.7,IF(#REF!=\"Marine\",#REF!*0.7,IF(#REF!=\"Nuclear\",#REF!*0.85,IF(#REF!=\"Pumped_Storage\",#REF!*0.5,IF(#REF!=\"CCS\",#REF!*0.85,IF(#REF!=\"OCGT\",#REF!*0,IF(#REF!=\"\",0,#REF!*O$627))))))))","v":{"$error":"#REF!"}}]
[{"$f":"#REF!","v":{"$error":"#REF!"}},{"$f":"#REF!","v":{"$error":"#REF!"}},{"$f":"#REF!","v":{"$error":"#REF!"}},{"$f":"#REF!","v":{"$error":"#REF!"}},{"$f":"IF(#REF!=\"Interconnector\",#REF!*1,IF(#REF!=\"Wind\",#REF!*0.7,IF(#REF!=\"Marine\",#REF!*0.7,IF(#REF!=\"Nuclear\",#REF!*0.85,IF(#REF!=\"Pumped_Storage\",#REF!*0.5,IF(#REF!=\"CCS\",#REF!*0.85,IF(#REF!=\"OCGT\",#REF!*0,IF(#REF!=\"\",0,#REF!*E$627))))))))","v":{"$error":"#REF!"}},{"$f":"IF(#REF!=\"Interconnector\",#REF!*1,IF(#REF!=\"Wind\",#REF!*0.7,IF(#REF!=\"Marine\",#REF!*0.7,IF(#REF!=\"Nuclear\",#REF!*0.85,IF(#REF!=\"Pumped_Storage\",#REF!*0.5,IF(#REF!=\"CCS\",#REF!*0.85,IF(#REF!=\"OCGT\",#REF!*0,IF(#REF!=\"\",0,#REF!*F$627))))))))","v":{"$error":"#REF!"}},{"$f":"IF(#REF!=\"Interconnector\",#REF!*1,IF(#REF!=\"Wind\",#REF!*0.7,IF(#REF!=\"Marine\",#REF!*0.7,IF(#REF!=\"Nuclear\",#REF!*0.85,IF(#REF!=\"Pumped_Storage\",#REF!*0.5,IF(#REF!=\"CCS\",#REF!*0.85,IF(#REF!=\"OCGT\",#REF!*0,IF(#REF!=\"\",0,#REF!*G$627))))))))","v":{"$error":"#REF!"}},{"$f":"IF(#REF!=\"Interconnector\",#REF!*1,IF(#REF!=\"Wind\",#REF!*0.7,IF(#REF!=\"Marine\",#REF!*0.7,IF(#REF!=\"Nuclear\",#REF!*0.85,IF(#REF!=\"Pumped_Storage\",#REF!*0.5,IF(#REF!=\"CCS\",#REF!*0.85,IF(#REF!=\"OCGT\",#REF!*0,IF(#REF!=\"\",0,#REF!*H$627))))))))","v":{"$error":"#REF!"}},{"$f":"IF(#REF!=\"Interconnector\",#REF!*1,IF(#REF!=\"Wind\",#REF!*0.7,IF(#REF!=\"Marine\",#REF!*0.7,IF(#REF!=\"Nuclear\",#REF!*0.85,IF(#REF!=\"Pumped_Storage\",#REF!*0.5,IF(#REF!=\"CCS\",#REF!*0.85,IF(#REF!=\"OCGT\",#REF!*0,IF(#REF!=\"\",0,#REF!*I$627))))))))","v":{"$error":"#REF!"}},{"$f":"IF(#REF!=\"Interconnector\",#REF!*1,IF(#REF!=\"Wind\",#REF!*0.7,IF(#REF!=\"Marine\",#REF!*0.7,IF(#REF!=\"Nuclear\",#REF!*0.85,IF(#REF!=\"Pumped_Storage\",#REF!*0.5,IF(#REF!=\"CCS\",#REF!*0.85,IF(#REF!=\"OCGT\",#REF!*0,IF(#REF!=\"\",0,#REF!*J$627))))))))","v":{"$error":"#REF!"}},{"$f":"IF(#REF!=\"Interconnector\",#REF!*1,IF(#REF!=\"Wind\",#REF!*0.7,IF(#REF!=\"Marine\",#REF!*0.7,IF(#REF!=\"Nuclear\",#REF!*0.85,IF(#REF!=\"Pumped_Storage\",#REF!*0.5,IF(#REF!=\"CCS\",#REF!*0.85,IF(#REF!=\"OCGT\",#REF!*0,IF(#REF!=\"\",0,#REF!*K$627))))))))","v":{"$error":"#REF!"}},{"$f":"IF(#REF!=\"Interconnector\",#REF!*1,IF(#REF!=\"Wind\",#REF!*0.7,IF(#REF!=\"Marine\",#REF!*0.7,IF(#REF!=\"Nuclear\",#REF!*0.85,IF(#REF!=\"Pumped_Storage\",#REF!*0.5,IF(#REF!=\"CCS\",#REF!*0.85,IF(#REF!=\"OCGT\",#REF!*0,IF(#REF!=\"\",0,#REF!*L$627))))))))","v":{"$error":"#REF!"}},{"$f":"IF(#REF!=\"Interconnector\",#REF!*1,IF(#REF!=\"Wind\",#REF!*0.7,IF(#REF!=\"Marine\",#REF!*0.7,IF(#REF!=\"Nuclear\",#REF!*0.85,IF(#REF!=\"Pumped_Storage\",#REF!*0.5,IF(#REF!=\"CCS\",#REF!*0.85,IF(#REF!=\"OCGT\",#REF!*0,IF(#REF!=\"\",0,#REF!*M$627))))))))","v":{"$error":"#REF!"}},{"$f":"IF(#REF!=\"Interconnector\",#REF!*1,IF(#REF!=\"Wind\",#REF!*0.7,IF(#REF!=\"Marine\",#REF!*0.7,IF(#REF!=\"Nuclear\",#REF!*0.85,IF(#REF!=\"Pumped_Storage\",#REF!*0.5,IF(#REF!=\"CCS\",#REF!*0.85,IF(#REF!=\"OCGT\",#REF!*0,IF(#REF!=\"\",0,#REF!*N$627))))))))","v":{"$error":"#REF!"}},{"$f":"IF(#REF!=\"Interconnector\",#REF!*1,IF(#REF!=\"Wind\",#REF!*0.7,IF(#REF!=\"Marine\",#REF!*0.7,IF(#REF!=\"Nuclear\",#REF!*0.85,IF(#REF!=\"Pumped_Storage\",#REF!*0.5,IF(#REF!=\"CCS\",#REF!*0.85,IF(#REF!=\"OCGT\",#REF!*0,IF(#REF!=\"\",0,#REF!*O$627))))))))","v":{"$error":"#REF!"}}]
[{"$f":"#REF!","v":{"$error":"#REF!"}},{"$f":"#REF!","v":{"$error":"#REF!"}},{"$f":"#REF!","v":{"$error":"#REF!"}},{"$f":"#REF!","v":{"$error":"#REF!"}},{"$f":"IF(#REF!=\"Interconnector\",#REF!*1,IF(#REF!=\"Wind\",#REF!*0.7,IF(#REF!=\"Marine\",#REF!*0.7,IF(#REF!=\"Nuclear\",#REF!*0.85,IF(#REF!=\"Pumped_Storage\",#REF!*0.5,IF(#REF!=\"CCS\",#REF!*0.85,IF(#REF!=\"OCGT\",#REF!*0,IF(#REF!=\"\",0,#REF!*E$627))))))))","v":{"$error":"#REF!"}},{"$f":"IF(#REF!=\"Interconnector\",#REF!*1,IF(#REF!=\"Wind\",#REF!*0.7,IF(#REF!=\"Marine\",#REF!*0.7,IF(#REF!=\"Nuclear\",#REF!*0.85,IF(#REF!=\"Pumped_Storage\",#REF!*0.5,IF(#REF!=\"CCS\",#REF!*0.85,IF(#REF!=\"OCGT\",#REF!*0,IF(#REF!=\"\",0,#REF!*F$627))))))))","v":{"$error":"#REF!"}},{"$f":"IF(#REF!=\"Interconnector\",#REF!*1,IF(#REF!=\"Wind\",#REF!*0.7,IF(#REF!=\"Marine\",#REF!*0.7,IF(#REF!=\"Nuclear\",#REF!*0.85,IF(#REF!=\"Pumped_Storage\",#REF!*0.5,IF(#REF!=\"CCS\",#REF!*0.85,IF(#REF!=\"OCGT\",#REF!*0,IF(#REF!=\"\",0,#REF!*G$627))))))))","v":{"$error":"#REF!"}},{"$f":"IF(#REF!=\"Interconnector\",#REF!*1,IF(#REF!=\"Wind\",#REF!*0.7,IF(#REF!=\"Marine\",#REF!*0.7,IF(#REF!=\"Nuclear\",#REF!*0.85,IF(#REF!=\"Pumped_Storage\",#REF!*0.5,IF(#REF!=\"CCS\",#REF!*0.85,IF(#REF!=\"OCGT\",#REF!*0,IF(#REF!=\"\",0,#REF!*H$627))))))))","v":{"$error":"#REF!"}},{"$f":"IF(#REF!=\"Interconnector\",#REF!*1,IF(#REF!=\"Wind\",#REF!*0.7,IF(#REF!=\"Marine\",#REF!*0.7,IF(#REF!=\"Nuclear\",#REF!*0.85,IF(#REF!=\"Pumped_Storage\",#REF!*0.5,IF(#REF!=\"CCS\",#REF!*0.85,IF(#REF!=\"OCGT\",#REF!*0,IF(#REF!=\"\",0,#REF!*I$627))))))))","v":{"$error":"#REF!"}},{"$f":"IF(#REF!=\"Interconnector\",#REF!*1,IF(#REF!=\"Wind\",#REF!*0.7,IF(#REF!=\"Marine\",#REF!*0.7,IF(#REF!=\"Nuclear\",#REF!*0.85,IF(#REF!=\"Pumped_Storage\",#REF!*0.5,IF(#REF!=\"CCS\",#REF!*0.85,IF(#REF!=\"OCGT\",#REF!*0,IF(#REF!=\"\",0,#REF!*J$627))))))))","v":{"$error":"#REF!"}},{"$f":"IF(#REF!=\"Interconnector\",#REF!*1,IF(#REF!=\"Wind\",#REF!*0.7,IF(#REF!=\"Marine\",#REF!*0.7,IF(#REF!=\"Nuclear\",#REF!*0.85,IF(#REF!=\"Pumped_Storage\",#REF!*0.5,IF(#REF!=\"CCS\",#REF!*0.85,IF(#REF!=\"OCGT\",#REF!*0,IF(#REF!=\"\",0,#REF!*K$627))))))))","v":{"$error":"#REF!"}},{"$f":"IF(#REF!=\"Interconnector\",#REF!*1,IF(#REF!=\"Wind\",#REF!*0.7,IF(#REF!=\"Marine\",#REF!*0.7,IF(#REF!=\"Nuclear\",#REF!*0.85,IF(#REF!=\"Pumped_Storage\",#REF!*0.5,IF(#REF!=\"CCS\",#REF!*0.85,IF(#REF!=\"OCGT\",#REF!*0,IF(#REF!=\"\",0,#REF!*L$627))))))))","v":{"$error":"#REF!"}},{"$f":"IF(#REF!=\"Interconnector\",#REF!*1,IF(#REF!=\"Wind\",#REF!*0.7,IF(#REF!=\"Marine\",#REF!*0.7,IF(#REF!=\"Nuclear\",#REF!*0.85,IF(#REF!=\"Pumped_Storage\",#REF!*0.5,IF(#REF!=\"CCS\",#REF!*0.85,IF(#REF!=\"OCGT\",#REF!*0,IF(#REF!=\"\",0,#REF!*M$627))))))))","v":{"$error":"#REF!"}},{"$f":"IF(#REF!=\"Interconnector\",#REF!*1,IF(#REF!=\"Wind\",#REF!*0.7,IF(#REF!=\"Marine\",#REF!*0.7,IF(#REF!=\"Nuclear\",#REF!*0.85,IF(#REF!=\"Pumped_Storage\",#REF!*0.5,IF(#REF!=\"CCS\",#REF!*0.85,IF(#REF!=\"OCGT\",#REF!*0,IF(#REF!=\"\",0,#REF!*N$627))))))))","v":{"$error":"#REF!"}},{"$f":"IF(#REF!=\"Interconnector\",#REF!*1,IF(#REF!=\"Wind\",#REF!*0.7,IF(#REF!=\"Marine\",#REF!*0.7,IF(#REF!=\"Nuclear\",#REF!*0.85,IF(#REF!=\"Pumped_Storage\",#REF!*0.5,IF(#REF!=\"CCS\",#REF!*0.85,IF(#REF!=\"OCGT\",#REF!*0,IF(#REF!=\"\",0,#REF!*O$627))))))))","v":{"$error":"#REF!"}}]
[{"$f":"#REF!","v":{"$error":"#REF!"}},{"$f":"#REF!","v":{"$error":"#REF!"}},{"$f":"#REF!","v":{"$error":"#REF!"}},{"$f":"#REF!","v":{"$error":"#REF!"}},{"$f":"IF(#REF!=\"Interconnector\",#REF!*1,IF(#REF!=\"Wind\",#REF!*0.7,IF(#REF!=\"Marine\",#REF!*0.7,IF(#REF!=\"Nuclear\",#REF!*0.85,IF(#REF!=\"Pumped_Storage\",#REF!*0.5,IF(#REF!=\"CCS\",#REF!*0.85,IF(#REF!=\"OCGT\",#REF!*0,IF(#REF!=\"\",0,#REF!*E$627))))))))","v":{"$error":"#REF!"}},{"$f":"IF(#REF!=\"Interconnector\",#REF!*1,IF(#REF!=\"Wind\",#REF!*0.7,IF(#REF!=\"Marine\",#REF!*0.7,IF(#REF!=\"Nuclear\",#REF!*0.85,IF(#REF!=\"Pumped_Storage\",#REF!*0.5,IF(#REF!=\"CCS\",#REF!*0.85,IF(#REF!=\"OCGT\",#REF!*0,IF(#REF!=\"\",0,#REF!*F$627))))))))","v":{"$error":"#REF!"}},{"$f":"IF(#REF!=\"Interconnector\",#REF!*1,IF(#REF!=\"Wind\",#REF!*0.7,IF(#REF!=\"Marine\",#REF!*0.7,IF(#REF!=\"Nuclear\",#REF!*0.85,IF(#REF!=\"Pumped_Storage\",#REF!*0.5,IF(#REF!=\"CCS\",#REF!*0.85,IF(#REF!=\"OCGT\",#REF!*0,IF(#REF!=\"\",0,#REF!*G$627))))))))","v":{"$error":"#REF!"}},{"$f":"IF(#REF!=\"Interconnector\",#REF!*1,IF(#REF!=\"Wind\",#REF!*0.7,IF(#REF!=\"Marine\",#REF!*0.7,IF(#REF!=\"Nuclear\",#REF!*0.85,IF(#REF!=\"Pumped_Storage\",#REF!*0.5,IF(#REF!=\"CCS\",#REF!*0.85,IF(#REF!=\"OCGT\",#REF!*0,IF(#REF!=\"\",0,#REF!*H$627))))))))","v":{"$error":"#REF!"}},{"$f":"IF(#REF!=\"Interconnector\",#REF!*1,IF(#REF!=\"Wind\",#REF!*0.7,IF(#REF!=\"Marine\",#REF!*0.7,IF(#REF!=\"Nuclear\",#REF!*0.85,IF(#REF!=\"Pumped_Storage\",#REF!*0.5,IF(#REF!=\"CCS\",#REF!*0.85,IF(#REF!=\"OCGT\",#REF!*0,IF(#REF!=\"\",0,#REF!*I$627))))))))","v":{"$error":"#REF!"}},{"$f":"IF(#REF!=\"Interconnector\",#REF!*1,IF(#REF!=\"Wind\",#REF!*0.7,IF(#REF!=\"Marine\",#REF!*0.7,IF(#REF!=\"Nuclear\",#REF!*0.85,IF(#REF!=\"Pumped_Storage\",#REF!*0.5,IF(#REF!=\"CCS\",#REF!*0.85,IF(#REF!=\"OCGT\",#REF!*0,IF(#REF!=\"\",0,#REF!*J$627))))))))","v":{"$error":"#REF!"}},{"$f":"IF(#REF!=\"Interconnector\",#REF!*1,IF(#REF!=\"Wind\",#REF!*0.7,IF(#REF!=\"Marine\",#REF!*0.7,IF(#REF!=\"Nuclear\",#REF!*0.85,IF(#REF!=\"Pumped_Storage\",#REF!*0.5,IF(#REF!=\"CCS\",#REF!*0.85,IF(#REF!=\"OCGT\",#REF!*0,IF(#REF!=\"\",0,#REF!*K$627))))))))","v":{"$error":"#REF!"}},{"$f":"IF(#REF!=\"Interconnector\",#REF!*1,IF(#REF!=\"Wind\",#REF!*0.7,IF(#REF!=\"Marine\",#REF!*0.7,IF(#REF!=\"Nuclear\",#REF!*0.85,IF(#REF!=\"Pumped_Storage\",#REF!*0.5,IF(#REF!=\"CCS\",#REF!*0.85,IF(#REF!=\"OCGT\",#REF!*0,IF(#REF!=\"\",0,#REF!*L$627))))))))","v":{"$error":"#REF!"}},{"$f":"IF(#REF!=\"Interconnector\",#REF!*1,IF(#REF!=\"Wind\",#REF!*0.7,IF(#REF!=\"Marine\",#REF!*0.7,IF(#REF!=\"Nuclear\",#REF!*0.85,IF(#REF!=\"Pumped_Storage\",#REF!*0.5,IF(#REF!=\"CCS\",#REF!*0.85,IF(#REF!=\"OCGT\",#REF!*0,IF(#REF!=\"\",0,#REF!*M$627))))))))","v":{"$error":"#REF!"}},{"$f":"IF(#REF!=\"Interconnector\",#REF!*1,IF(#REF!=\"Wind\",#REF!*0.7,IF(#REF!=\"Marine\",#REF!*0.7,IF(#REF!=\"Nuclear\",#REF!*0.85,IF(#REF!=\"Pumped_Storage\",#REF!*0.5,IF(#REF!=\"CCS\",#REF!*0.85,IF(#REF!=\"OCGT\",#REF!*0,IF(#REF!=\"\",0,#REF!*N$627))))))))","v":{"$error":"#REF!"}},{"$f":"IF(#REF!=\"Interconnector\",#REF!*1,IF(#REF!=\"Wind\",#REF!*0.7,IF(#REF!=\"Marine\",#REF!*0.7,IF(#REF!=\"Nuclear\",#REF!*0.85,IF(#REF!=\"Pumped_Storage\",#REF!*0.5,IF(#REF!=\"CCS\",#REF!*0.85,IF(#REF!=\"OCGT\",#REF!*0,IF(#REF!=\"\",0,#REF!*O$627))))))))","v":{"$error":"#REF!"}}]
[{"$f":"#REF!","v":{"$error":"#REF!"}},{"$f":"#REF!","v":{"$error":"#REF!"}},{"$f":"#REF!","v":{"$error":"#REF!"}},{"$f":"#REF!","v":{"$error":"#REF!"}},{"$f":"IF(#REF!=\"Interconnector\",#REF!*1,IF(#REF!=\"Wind\",#REF!*0.7,IF(#REF!=\"Marine\",#REF!*0.7,IF(#REF!=\"Nuclear\",#REF!*0.85,IF(#REF!=\"Pumped_Storage\",#REF!*0.5,IF(#REF!=\"CCS\",#REF!*0.85,IF(#REF!=\"OCGT\",#REF!*0,IF(#REF!=\"\",0,#REF!*E$627))))))))","v":{"$error":"#REF!"}},{"$f":"IF(#REF!=\"Interconnector\",#REF!*1,IF(#REF!=\"Wind\",#REF!*0.7,IF(#REF!=\"Marine\",#REF!*0.7,IF(#REF!=\"Nuclear\",#REF!*0.85,IF(#REF!=\"Pumped_Storage\",#REF!*0.5,IF(#REF!=\"CCS\",#REF!*0.85,IF(#REF!=\"OCGT\",#REF!*0,IF(#REF!=\"\",0,#REF!*F$627))))))))","v":{"$error":"#REF!"}},{"$f":"IF(#REF!=\"Interconnector\",#REF!*1,IF(#REF!=\"Wind\",#REF!*0.7,IF(#REF!=\"Marine\",#REF!*0.7,IF(#REF!=\"Nuclear\",#REF!*0.85,IF(#REF!=\"Pumped_Storage\",#REF!*0.5,IF(#REF!=\"CCS\",#REF!*0.85,IF(#REF!=\"OCGT\",#REF!*0,IF(#REF!=\"\",0,#REF!*G$627))))))))","v":{"$error":"#REF!"}},{"$f":"IF(#REF!=\"Interconnector\",#REF!*1,IF(#REF!=\"Wind\",#REF!*0.7,IF(#REF!=\"Marine\",#REF!*0.7,IF(#REF!=\"Nuclear\",#REF!*0.85,IF(#REF!=\"Pumped_Storage\",#REF!*0.5,IF(#REF!=\"CCS\",#REF!*0.85,IF(#REF!=\"OCGT\",#REF!*0,IF(#REF!=\"\",0,#REF!*H$627))))))))","v":{"$error":"#REF!"}},{"$f":"IF(#REF!=\"Interconnector\",#REF!*1,IF(#REF!=\"Wind\",#REF!*0.7,IF(#REF!=\"Marine\",#REF!*0.7,IF(#REF!=\"Nuclear\",#REF!*0.85,IF(#REF!=\"Pumped_Storage\",#REF!*0.5,IF(#REF!=\"CCS\",#REF!*0.85,IF(#REF!=\"OCGT\",#REF!*0,IF(#REF!=\"\",0,#REF!*I$627))))))))","v":{"$error":"#REF!"}},{"$f":"IF(#REF!=\"Interconnector\",#REF!*1,IF(#REF!=\"Wind\",#REF!*0.7,IF(#REF!=\"Marine\",#REF!*0.7,IF(#REF!=\"Nuclear\",#REF!*0.85,IF(#REF!=\"Pumped_Storage\",#REF!*0.5,IF(#REF!=\"CCS\",#REF!*0.85,IF(#REF!=\"OCGT\",#REF!*0,IF(#REF!=\"\",0,#REF!*J$627))))))))","v":{"$error":"#REF!"}},{"$f":"IF(#REF!=\"Interconnector\",#REF!*1,IF(#REF!=\"Wind\",#REF!*0.7,IF(#REF!=\"Marine\",#REF!*0.7,IF(#REF!=\"Nuclear\",#REF!*0.85,IF(#REF!=\"Pumped_Storage\",#REF!*0.5,IF(#REF!=\"CCS\",#REF!*0.85,IF(#REF!=\"OCGT\",#REF!*0,IF(#REF!=\"\",0,#REF!*K$627))))))))","v":{"$error":"#REF!"}},{"$f":"IF(#REF!=\"Interconnector\",#REF!*1,IF(#REF!=\"Wind\",#REF!*0.7,IF(#REF!=\"Marine\",#REF!*0.7,IF(#REF!=\"Nuclear\",#REF!*0.85,IF(#REF!=\"Pumped_Storage\",#REF!*0.5,IF(#REF!=\"CCS\",#REF!*0.85,IF(#REF!=\"OCGT\",#REF!*0,IF(#REF!=\"\",0,#REF!*L$627))))))))","v":{"$error":"#REF!"}},{"$f":"IF(#REF!=\"Interconnector\",#REF!*1,IF(#REF!=\"Wind\",#REF!*0.7,IF(#REF!=\"Marine\",#REF!*0.7,IF(#REF!=\"Nuclear\",#REF!*0.85,IF(#REF!=\"Pumped_Storage\",#REF!*0.5,IF(#REF!=\"CCS\",#REF!*0.85,IF(#REF!=\"OCGT\",#REF!*0,IF(#REF!=\"\",0,#REF!*M$627))))))))","v":{"$error":"#REF!"}},{"$f":"IF(#REF!=\"Interconnector\",#REF!*1,IF(#REF!=\"Wind\",#REF!*0.7,IF(#REF!=\"Marine\",#REF!*0.7,IF(#REF!=\"Nuclear\",#REF!*0.85,IF(#REF!=\"Pumped_Storage\",#REF!*0.5,IF(#REF!=\"CCS\",#REF!*0.85,IF(#REF!=\"OCGT\",#REF!*0,IF(#REF!=\"\",0,#REF!*N$627))))))))","v":{"$error":"#REF!"}},{"$f":"IF(#REF!=\"Interconnector\",#REF!*1,IF(#REF!=\"Wind\",#REF!*0.7,IF(#REF!=\"Marine\",#REF!*0.7,IF(#REF!=\"Nuclear\",#REF!*0.85,IF(#REF!=\"Pumped_Storage\",#REF!*0.5,IF(#REF!=\"CCS\",#REF!*0.85,IF(#REF!=\"OCGT\",#REF!*0,IF(#REF!=\"\",0,#REF!*O$627))))))))","v":{"$error":"#REF!"}}]
[{"$f":"#REF!","v":{"$error":"#REF!"}},{"$f":"#REF!","v":{"$error":"#REF!"}},{"$f":"#REF!","v":{"$error":"#REF!"}},{"$f":"#REF!","v":{"$error":"#REF!"}},{"$f":"IF(#REF!=\"Interconnector\",#REF!*1,IF(#REF!=\"Wind\",#REF!*0.7,IF(#REF!=\"Marine\",#REF!*0.7,IF(#REF!=\"Nuclear\",#REF!*0.85,IF(#REF!=\"Pumped_Storage\",#REF!*0.5,IF(#REF!=\"CCS\",#REF!*0.85,IF(#REF!=\"OCGT\",#REF!*0,IF(#REF!=\"\",0,#REF!*E$627))))))))","v":{"$error":"#REF!"}},{"$f":"IF(#REF!=\"Interconnector\",#REF!*1,IF(#REF!=\"Wind\",#REF!*0.7,IF(#REF!=\"Marine\",#REF!*0.7,IF(#REF!=\"Nuclear\",#REF!*0.85,IF(#REF!=\"Pumped_Storage\",#REF!*0.5,IF(#REF!=\"CCS\",#REF!*0.85,IF(#REF!=\"OCGT\",#REF!*0,IF(#REF!=\"\",0,#REF!*F$627))))))))","v":{"$error":"#REF!"}},{"$f":"IF(#REF!=\"Interconnector\",#REF!*1,IF(#REF!=\"Wind\",#REF!*0.7,IF(#REF!=\"Marine\",#REF!*0.7,IF(#REF!=\"Nuclear\",#REF!*0.85,IF(#REF!=\"Pumped_Storage\",#REF!*0.5,IF(#REF!=\"CCS\",#REF!*0.85,IF(#REF!=\"OCGT\",#REF!*0,IF(#REF!=\"\",0,#REF!*G$627))))))))","v":{"$error":"#REF!"}},{"$f":"IF(#REF!=\"Interconnector\",#REF!*1,IF(#REF!=\"Wind\",#REF!*0.7,IF(#REF!=\"Marine\",#REF!*0.7,IF(#REF!=\"Nuclear\",#REF!*0.85,IF(#REF!=\"Pumped_Storage\",#REF!*0.5,IF(#REF!=\"CCS\",#REF!*0.85,IF(#REF!=\"OCGT\",#REF!*0,IF(#REF!=\"\",0,#REF!*H$627))))))))","v":{"$error":"#REF!"}},{"$f":"IF(#REF!=\"Interconnector\",#REF!*1,IF(#REF!=\"Wind\",#REF!*0.7,IF(#REF!=\"Marine\",#REF!*0.7,IF(#REF!=\"Nuclear\",#REF!*0.85,IF(#REF!=\"Pumped_Storage\",#REF!*0.5,IF(#REF!=\"CCS\",#REF!*0.85,IF(#REF!=\"OCGT\",#REF!*0,IF(#REF!=\"\",0,#REF!*I$627))))))))","v":{"$error":"#REF!"}},{"$f":"IF(#REF!=\"Interconnector\",#REF!*1,IF(#REF!=\"Wind\",#REF!*0.7,IF(#REF!=\"Marine\",#REF!*0.7,IF(#REF!=\"Nuclear\",#REF!*0.85,IF(#REF!=\"Pumped_Storage\",#REF!*0.5,IF(#REF!=\"CCS\",#REF!*0.85,IF(#REF!=\"OCGT\",#REF!*0,IF(#REF!=\"\",0,#REF!*J$627))))))))","v":{"$error":"#REF!"}},{"$f":"IF(#REF!=\"Interconnector\",#REF!*1,IF(#REF!=\"Wind\",#REF!*0.7,IF(#REF!=\"Marine\",#REF!*0.7,IF(#REF!=\"Nuclear\",#REF!*0.85,IF(#REF!=\"Pumped_Storage\",#REF!*0.5,IF(#REF!=\"CCS\",#REF!*0.85,IF(#REF!=\"OCGT\",#REF!*0,IF(#REF!=\"\",0,#REF!*K$627))))))))","v":{"$error":"#REF!"}},{"$f":"IF(#REF!=\"Interconnector\",#REF!*1,IF(#REF!=\"Wind\",#REF!*0.7,IF(#REF!=\"Marine\",#REF!*0.7,IF(#REF!=\"Nuclear\",#REF!*0.85,IF(#REF!=\"Pumped_Storage\",#REF!*0.5,IF(#REF!=\"CCS\",#REF!*0.85,IF(#REF!=\"OCGT\",#REF!*0,IF(#REF!=\"\",0,#REF!*L$627))))))))","v":{"$error":"#REF!"}},{"$f":"IF(#REF!=\"Interconnector\",#REF!*1,IF(#REF!=\"Wind\",#REF!*0.7,IF(#REF!=\"Marine\",#REF!*0.7,IF(#REF!=\"Nuclear\",#REF!*0.85,IF(#REF!=\"Pumped_Storage\",#REF!*0.5,IF(#REF!=\"CCS\",#REF!*0.85,IF(#REF!=\"OCGT\",#REF!*0,IF(#REF!=\"\",0,#REF!*M$627))))))))","v":{"$error":"#REF!"}},{"$f":"IF(#REF!=\"Interconnector\",#REF!*1,IF(#REF!=\"Wind\",#REF!*0.7,IF(#REF!=\"Marine\",#REF!*0.7,IF(#REF!=\"Nuclear\",#REF!*0.85,IF(#REF!=\"Pumped_Storage\",#REF!*0.5,IF(#REF!=\"CCS\",#REF!*0.85,IF(#REF!=\"OCGT\",#REF!*0,IF(#REF!=\"\",0,#REF!*N$627))))))))","v":{"$error":"#REF!"}},{"$f":"IF(#REF!=\"Interconnector\",#REF!*1,IF(#REF!=\"Wind\",#REF!*0.7,IF(#REF!=\"Marine\",#REF!*0.7,IF(#REF!=\"Nuclear\",#REF!*0.85,IF(#REF!=\"Pumped_Storage\",#REF!*0.5,IF(#REF!=\"CCS\",#REF!*0.85,IF(#REF!=\"OCGT\",#REF!*0,IF(#REF!=\"\",0,#REF!*O$627))))))))","v":{"$error":"#REF!"}}]
[{"$f":"#REF!","v":{"$error":"#REF!"}},{"$f":"#REF!","v":{"$error":"#REF!"}},{"$f":"#REF!","v":{"$error":"#REF!"}},{"$f":"#REF!","v":{"$error":"#REF!"}},{"$f":"IF(#REF!=\"Interconnector\",#REF!*1,IF(#REF!=\"Wind\",#REF!*0.7,IF(#REF!=\"Marine\",#REF!*0.7,IF(#REF!=\"Nuclear\",#REF!*0.85,IF(#REF!=\"Pumped_Storage\",#REF!*0.5,IF(#REF!=\"CCS\",#REF!*0.85,IF(#REF!=\"OCGT\",#REF!*0,IF(#REF!=\"\",0,#REF!*E$627))))))))","v":{"$error":"#REF!"}},{"$f":"IF(#REF!=\"Interconnector\",#REF!*1,IF(#REF!=\"Wind\",#REF!*0.7,IF(#REF!=\"Marine\",#REF!*0.7,IF(#REF!=\"Nuclear\",#REF!*0.85,IF(#REF!=\"Pumped_Storage\",#REF!*0.5,IF(#REF!=\"CCS\",#REF!*0.85,IF(#REF!=\"OCGT\",#REF!*0,IF(#REF!=\"\",0,#REF!*F$627))))))))","v":{"$error":"#REF!"}},{"$f":"IF(#REF!=\"Interconnector\",#REF!*1,IF(#REF!=\"Wind\",#REF!*0.7,IF(#REF!=\"Marine\",#REF!*0.7,IF(#REF!=\"Nuclear\",#REF!*0.85,IF(#REF!=\"Pumped_Storage\",#REF!*0.5,IF(#REF!=\"CCS\",#REF!*0.85,IF(#REF!=\"OCGT\",#REF!*0,IF(#REF!=\"\",0,#REF!*G$627))))))))","v":{"$error":"#REF!"}},{"$f":"IF(#REF!=\"Interconnector\",#REF!*1,IF(#REF!=\"Wind\",#REF!*0.7,IF(#REF!=\"Marine\",#REF!*0.7,IF(#REF!=\"Nuclear\",#REF!*0.85,IF(#REF!=\"Pumped_Storage\",#REF!*0.5,IF(#REF!=\"CCS\",#REF!*0.85,IF(#REF!=\"OCGT\",#REF!*0,IF(#REF!=\"\",0,#REF!*H$627))))))))","v":{"$error":"#REF!"}},{"$f":"IF(#REF!=\"Interconnector\",#REF!*1,IF(#REF!=\"Wind\",#REF!*0.7,IF(#REF!=\"Marine\",#REF!*0.7,IF(#REF!=\"Nuclear\",#REF!*0.85,IF(#REF!=\"Pumped_Storage\",#REF!*0.5,IF(#REF!=\"CCS\",#REF!*0.85,IF(#REF!=\"OCGT\",#REF!*0,IF(#REF!=\"\",0,#REF!*I$627))))))))","v":{"$error":"#REF!"}},{"$f":"IF(#REF!=\"Interconnector\",#REF!*1,IF(#REF!=\"Wind\",#REF!*0.7,IF(#REF!=\"Marine\",#REF!*0.7,IF(#REF!=\"Nuclear\",#REF!*0.85,IF(#REF!=\"Pumped_Storage\",#REF!*0.5,IF(#REF!=\"CCS\",#REF!*0.85,IF(#REF!=\"OCGT\",#REF!*0,IF(#REF!=\"\",0,#REF!*J$627))))))))","v":{"$error":"#REF!"}},{"$f":"IF(#REF!=\"Interconnector\",#REF!*1,IF(#REF!=\"Wind\",#REF!*0.7,IF(#REF!=\"Marine\",#REF!*0.7,IF(#REF!=\"Nuclear\",#REF!*0.85,IF(#REF!=\"Pumped_Storage\",#REF!*0.5,IF(#REF!=\"CCS\",#REF!*0.85,IF(#REF!=\"OCGT\",#REF!*0,IF(#REF!=\"\",0,#REF!*K$627))))))))","v":{"$error":"#REF!"}},{"$f":"IF(#REF!=\"Interconnector\",#REF!*1,IF(#REF!=\"Wind\",#REF!*0.7,IF(#REF!=\"Marine\",#REF!*0.7,IF(#REF!=\"Nuclear\",#REF!*0.85,IF(#REF!=\"Pumped_Storage\",#REF!*0.5,IF(#REF!=\"CCS\",#REF!*0.85,IF(#REF!=\"OCGT\",#REF!*0,IF(#REF!=\"\",0,#REF!*L$627))))))))","v":{"$error":"#REF!"}},{"$f":"IF(#REF!=\"Interconnector\",#REF!*1,IF(#REF!=\"Wind\",#REF!*0.7,IF(#REF!=\"Marine\",#REF!*0.7,IF(#REF!=\"Nuclear\",#REF!*0.85,IF(#REF!=\"Pumped_Storage\",#REF!*0.5,IF(#REF!=\"CCS\",#REF!*0.85,IF(#REF!=\"OCGT\",#REF!*0,IF(#REF!=\"\",0,#REF!*M$627))))))))","v":{"$error":"#REF!"}},{"$f":"IF(#REF!=\"Interconnector\",#REF!*1,IF(#REF!=\"Wind\",#REF!*0.7,IF(#REF!=\"Marine\",#REF!*0.7,IF(#REF!=\"Nuclear\",#REF!*0.85,IF(#REF!=\"Pumped_Storage\",#REF!*0.5,IF(#REF!=\"CCS\",#REF!*0.85,IF(#REF!=\"OCGT\",#REF!*0,IF(#REF!=\"\",0,#REF!*N$627))))))))","v":{"$error":"#REF!"}},{"$f":"IF(#REF!=\"Interconnector\",#REF!*1,IF(#REF!=\"Wind\",#REF!*0.7,IF(#REF!=\"Marine\",#REF!*0.7,IF(#REF!=\"Nuclear\",#REF!*0.85,IF(#REF!=\"Pumped_Storage\",#REF!*0.5,IF(#REF!=\"CCS\",#REF!*0.85,IF(#REF!=\"OCGT\",#REF!*0,IF(#REF!=\"\",0,#REF!*O$627))))))))","v":{"$error":"#REF!"}}]
[{"$f":"#REF!","v":{"$error":"#REF!"}},{"$f":"#REF!","v":{"$error":"#REF!"}},{"$f":"#REF!","v":{"$error":"#REF!"}},{"$f":"#REF!","v":{"$error":"#REF!"}},{"$f":"IF(#REF!=\"Interconnector\",#REF!*1,IF(#REF!=\"Wind\",#REF!*0.7,IF(#REF!=\"Marine\",#REF!*0.7,IF(#REF!=\"Nuclear\",#REF!*0.85,IF(#REF!=\"Pumped_Storage\",#REF!*0.5,IF(#REF!=\"CCS\",#REF!*0.85,IF(#REF!=\"OCGT\",#REF!*0,IF(#REF!=\"\",0,#REF!*E$627))))))))","v":{"$error":"#REF!"}},{"$f":"IF(#REF!=\"Interconnector\",#REF!*1,IF(#REF!=\"Wind\",#REF!*0.7,IF(#REF!=\"Marine\",#REF!*0.7,IF(#REF!=\"Nuclear\",#REF!*0.85,IF(#REF!=\"Pumped_Storage\",#REF!*0.5,IF(#REF!=\"CCS\",#REF!*0.85,IF(#REF!=\"OCGT\",#REF!*0,IF(#REF!=\"\",0,#REF!*F$627))))))))","v":{"$error":"#REF!"}},{"$f":"IF(#REF!=\"Interconnector\",#REF!*1,IF(#REF!=\"Wind\",#REF!*0.7,IF(#REF!=\"Marine\",#REF!*0.7,IF(#REF!=\"Nuclear\",#REF!*0.85,IF(#REF!=\"Pumped_Storage\",#REF!*0.5,IF(#REF!=\"CCS\",#REF!*0.85,IF(#REF!=\"OCGT\",#REF!*0,IF(#REF!=\"\",0,#REF!*G$627))))))))","v":{"$error":"#REF!"}},{"$f":"IF(#REF!=\"Interconnector\",#REF!*1,IF(#REF!=\"Wind\",#REF!*0.7,IF(#REF!=\"Marine\",#REF!*0.7,IF(#REF!=\"Nuclear\",#REF!*0.85,IF(#REF!=\"Pumped_Storage\",#REF!*0.5,IF(#REF!=\"CCS\",#REF!*0.85,IF(#REF!=\"OCGT\",#REF!*0,IF(#REF!=\"\",0,#REF!*H$627))))))))","v":{"$error":"#REF!"}},{"$f":"IF(#REF!=\"Interconnector\",#REF!*1,IF(#REF!=\"Wind\",#REF!*0.7,IF(#REF!=\"Marine\",#REF!*0.7,IF(#REF!=\"Nuclear\",#REF!*0.85,IF(#REF!=\"Pumped_Storage\",#REF!*0.5,IF(#REF!=\"CCS\",#REF!*0.85,IF(#REF!=\"OCGT\",#REF!*0,IF(#REF!=\"\",0,#REF!*I$627))))))))","v":{"$error":"#REF!"}},{"$f":"IF(#REF!=\"Interconnector\",#REF!*1,IF(#REF!=\"Wind\",#REF!*0.7,IF(#REF!=\"Marine\",#REF!*0.7,IF(#REF!=\"Nuclear\",#REF!*0.85,IF(#REF!=\"Pumped_Storage\",#REF!*0.5,IF(#REF!=\"CCS\",#REF!*0.85,IF(#REF!=\"OCGT\",#REF!*0,IF(#REF!=\"\",0,#REF!*J$627))))))))","v":{"$error":"#REF!"}},{"$f":"IF(#REF!=\"Interconnector\",#REF!*1,IF(#REF!=\"Wind\",#REF!*0.7,IF(#REF!=\"Marine\",#REF!*0.7,IF(#REF!=\"Nuclear\",#REF!*0.85,IF(#REF!=\"Pumped_Storage\",#REF!*0.5,IF(#REF!=\"CCS\",#REF!*0.85,IF(#REF!=\"OCGT\",#REF!*0,IF(#REF!=\"\",0,#REF!*K$627))))))))","v":{"$error":"#REF!"}},{"$f":"IF(#REF!=\"Interconnector\",#REF!*1,IF(#REF!=\"Wind\",#REF!*0.7,IF(#REF!=\"Marine\",#REF!*0.7,IF(#REF!=\"Nuclear\",#REF!*0.85,IF(#REF!=\"Pumped_Storage\",#REF!*0.5,IF(#REF!=\"CCS\",#REF!*0.85,IF(#REF!=\"OCGT\",#REF!*0,IF(#REF!=\"\",0,#REF!*L$627))))))))","v":{"$error":"#REF!"}},{"$f":"IF(#REF!=\"Interconnector\",#REF!*1,IF(#REF!=\"Wind\",#REF!*0.7,IF(#REF!=\"Marine\",#REF!*0.7,IF(#REF!=\"Nuclear\",#REF!*0.85,IF(#REF!=\"Pumped_Storage\",#REF!*0.5,IF(#REF!=\"CCS\",#REF!*0.85,IF(#REF!=\"OCGT\",#REF!*0,IF(#REF!=\"\",0,#REF!*M$627))))))))","v":{"$error":"#REF!"}},{"$f":"IF(#REF!=\"Interconnector\",#REF!*1,IF(#REF!=\"Wind\",#REF!*0.7,IF(#REF!=\"Marine\",#REF!*0.7,IF(#REF!=\"Nuclear\",#REF!*0.85,IF(#REF!=\"Pumped_Storage\",#REF!*0.5,IF(#REF!=\"CCS\",#REF!*0.85,IF(#REF!=\"OCGT\",#REF!*0,IF(#REF!=\"\",0,#REF!*N$627))))))))","v":{"$error":"#REF!"}},{"$f":"IF(#REF!=\"Interconnector\",#REF!*1,IF(#REF!=\"Wind\",#REF!*0.7,IF(#REF!=\"Marine\",#REF!*0.7,IF(#REF!=\"Nuclear\",#REF!*0.85,IF(#REF!=\"Pumped_Storage\",#REF!*0.5,IF(#REF!=\"CCS\",#REF!*0.85,IF(#REF!=\"OCGT\",#REF!*0,IF(#REF!=\"\",0,#REF!*O$627))))))))","v":{"$error":"#REF!"}}]
[{"$f":"#REF!","v":{"$error":"#REF!"}},{"$f":"#REF!","v":{"$error":"#REF!"}},{"$f":"#REF!","v":{"$error":"#REF!"}},{"$f":"#REF!","v":{"$error":"#REF!"}},{"$f":"IF(#REF!=\"Interconnector\",#REF!*1,IF(#REF!=\"Wind\",#REF!*0.7,IF(#REF!=\"Marine\",#REF!*0.7,IF(#REF!=\"Nuclear\",#REF!*0.85,IF(#REF!=\"Pumped_Storage\",#REF!*0.5,IF(#REF!=\"CCS\",#REF!*0.85,IF(#REF!=\"OCGT\",#REF!*0,IF(#REF!=\"\",0,#REF!*E$627))))))))","v":{"$error":"#REF!"}},{"$f":"IF(#REF!=\"Interconnector\",#REF!*1,IF(#REF!=\"Wind\",#REF!*0.7,IF(#REF!=\"Marine\",#REF!*0.7,IF(#REF!=\"Nuclear\",#REF!*0.85,IF(#REF!=\"Pumped_Storage\",#REF!*0.5,IF(#REF!=\"CCS\",#REF!*0.85,IF(#REF!=\"OCGT\",#REF!*0,IF(#REF!=\"\",0,#REF!*F$627))))))))","v":{"$error":"#REF!"}},{"$f":"IF(#REF!=\"Interconnector\",#REF!*1,IF(#REF!=\"Wind\",#REF!*0.7,IF(#REF!=\"Marine\",#REF!*0.7,IF(#REF!=\"Nuclear\",#REF!*0.85,IF(#REF!=\"Pumped_Storage\",#REF!*0.5,IF(#REF!=\"CCS\",#REF!*0.85,IF(#REF!=\"OCGT\",#REF!*0,IF(#REF!=\"\",0,#REF!*G$627))))))))","v":{"$error":"#REF!"}},{"$f":"IF(#REF!=\"Interconnector\",#REF!*1,IF(#REF!=\"Wind\",#REF!*0.7,IF(#REF!=\"Marine\",#REF!*0.7,IF(#REF!=\"Nuclear\",#REF!*0.85,IF(#REF!=\"Pumped_Storage\",#REF!*0.5,IF(#REF!=\"CCS\",#REF!*0.85,IF(#REF!=\"OCGT\",#REF!*0,IF(#REF!=\"\",0,#REF!*H$627))))))))","v":{"$error":"#REF!"}},{"$f":"IF(#REF!=\"Interconnector\",#REF!*1,IF(#REF!=\"Wind\",#REF!*0.7,IF(#REF!=\"Marine\",#REF!*0.7,IF(#REF!=\"Nuclear\",#REF!*0.85,IF(#REF!=\"Pumped_Storage\",#REF!*0.5,IF(#REF!=\"CCS\",#REF!*0.85,IF(#REF!=\"OCGT\",#REF!*0,IF(#REF!=\"\",0,#REF!*I$627))))))))","v":{"$error":"#REF!"}},{"$f":"IF(#REF!=\"Interconnector\",#REF!*1,IF(#REF!=\"Wind\",#REF!*0.7,IF(#REF!=\"Marine\",#REF!*0.7,IF(#REF!=\"Nuclear\",#REF!*0.85,IF(#REF!=\"Pumped_Storage\",#REF!*0.5,IF(#REF!=\"CCS\",#REF!*0.85,IF(#REF!=\"OCGT\",#REF!*0,IF(#REF!=\"\",0,#REF!*J$627))))))))","v":{"$error":"#REF!"}},{"$f":"IF(#REF!=\"Interconnector\",#REF!*1,IF(#REF!=\"Wind\",#REF!*0.7,IF(#REF!=\"Marine\",#REF!*0.7,IF(#REF!=\"Nuclear\",#REF!*0.85,IF(#REF!=\"Pumped_Storage\",#REF!*0.5,IF(#REF!=\"CCS\",#REF!*0.85,IF(#REF!=\"OCGT\",#REF!*0,IF(#REF!=\"\",0,#REF!*K$627))))))))","v":{"$error":"#REF!"}},{"$f":"IF(#REF!=\"Interconnector\",#REF!*1,IF(#REF!=\"Wind\",#REF!*0.7,IF(#REF!=\"Marine\",#REF!*0.7,IF(#REF!=\"Nuclear\",#REF!*0.85,IF(#REF!=\"Pumped_Storage\",#REF!*0.5,IF(#REF!=\"CCS\",#REF!*0.85,IF(#REF!=\"OCGT\",#REF!*0,IF(#REF!=\"\",0,#REF!*L$627))))))))","v":{"$error":"#REF!"}},{"$f":"IF(#REF!=\"Interconnector\",#REF!*1,IF(#REF!=\"Wind\",#REF!*0.7,IF(#REF!=\"Marine\",#REF!*0.7,IF(#REF!=\"Nuclear\",#REF!*0.85,IF(#REF!=\"Pumped_Storage\",#REF!*0.5,IF(#REF!=\"CCS\",#REF!*0.85,IF(#REF!=\"OCGT\",#REF!*0,IF(#REF!=\"\",0,#REF!*M$627))))))))","v":{"$error":"#REF!"}},{"$f":"IF(#REF!=\"Interconnector\",#REF!*1,IF(#REF!=\"Wind\",#REF!*0.7,IF(#REF!=\"Marine\",#REF!*0.7,IF(#REF!=\"Nuclear\",#REF!*0.85,IF(#REF!=\"Pumped_Storage\",#REF!*0.5,IF(#REF!=\"CCS\",#REF!*0.85,IF(#REF!=\"OCGT\",#REF!*0,IF(#REF!=\"\",0,#REF!*N$627))))))))","v":{"$error":"#REF!"}},{"$f":"IF(#REF!=\"Interconnector\",#REF!*1,IF(#REF!=\"Wind\",#REF!*0.7,IF(#REF!=\"Marine\",#REF!*0.7,IF(#REF!=\"Nuclear\",#REF!*0.85,IF(#REF!=\"Pumped_Storage\",#REF!*0.5,IF(#REF!=\"CCS\",#REF!*0.85,IF(#REF!=\"OCGT\",#REF!*0,IF(#REF!=\"\",0,#REF!*O$627))))))))","v":{"$error":"#REF!"}}]
[{"$f":"#REF!","v":{"$error":"#REF!"}},{"$f":"#REF!","v":{"$error":"#REF!"}},{"$f":"#REF!","v":{"$error":"#REF!"}},{"$f":"#REF!","v":{"$error":"#REF!"}},{"$f":"IF(#REF!=\"Interconnector\",#REF!*1,IF(#REF!=\"Wind\",#REF!*0.7,IF(#REF!=\"Marine\",#REF!*0.7,IF(#REF!=\"Nuclear\",#REF!*0.85,IF(#REF!=\"Pumped_Storage\",#REF!*0.5,IF(#REF!=\"CCS\",#REF!*0.85,IF(#REF!=\"OCGT\",#REF!*0,IF(#REF!=\"\",0,#REF!*E$627))))))))","v":{"$error":"#REF!"}},{"$f":"IF(#REF!=\"Interconnector\",#REF!*1,IF(#REF!=\"Wind\",#REF!*0.7,IF(#REF!=\"Marine\",#REF!*0.7,IF(#REF!=\"Nuclear\",#REF!*0.85,IF(#REF!=\"Pumped_Storage\",#REF!*0.5,IF(#REF!=\"CCS\",#REF!*0.85,IF(#REF!=\"OCGT\",#REF!*0,IF(#REF!=\"\",0,#REF!*F$627))))))))","v":{"$error":"#REF!"}},{"$f":"IF(#REF!=\"Interconnector\",#REF!*1,IF(#REF!=\"Wind\",#REF!*0.7,IF(#REF!=\"Marine\",#REF!*0.7,IF(#REF!=\"Nuclear\",#REF!*0.85,IF(#REF!=\"Pumped_Storage\",#REF!*0.5,IF(#REF!=\"CCS\",#REF!*0.85,IF(#REF!=\"OCGT\",#REF!*0,IF(#REF!=\"\",0,#REF!*G$627))))))))","v":{"$error":"#REF!"}},{"$f":"IF(#REF!=\"Interconnector\",#REF!*1,IF(#REF!=\"Wind\",#REF!*0.7,IF(#REF!=\"Marine\",#REF!*0.7,IF(#REF!=\"Nuclear\",#REF!*0.85,IF(#REF!=\"Pumped_Storage\",#REF!*0.5,IF(#REF!=\"CCS\",#REF!*0.85,IF(#REF!=\"OCGT\",#REF!*0,IF(#REF!=\"\",0,#REF!*H$627))))))))","v":{"$error":"#REF!"}},{"$f":"IF(#REF!=\"Interconnector\",#REF!*1,IF(#REF!=\"Wind\",#REF!*0.7,IF(#REF!=\"Marine\",#REF!*0.7,IF(#REF!=\"Nuclear\",#REF!*0.85,IF(#REF!=\"Pumped_Storage\",#REF!*0.5,IF(#REF!=\"CCS\",#REF!*0.85,IF(#REF!=\"OCGT\",#REF!*0,IF(#REF!=\"\",0,#REF!*I$627))))))))","v":{"$error":"#REF!"}},{"$f":"IF(#REF!=\"Interconnector\",#REF!*1,IF(#REF!=\"Wind\",#REF!*0.7,IF(#REF!=\"Marine\",#REF!*0.7,IF(#REF!=\"Nuclear\",#REF!*0.85,IF(#REF!=\"Pumped_Storage\",#REF!*0.5,IF(#REF!=\"CCS\",#REF!*0.85,IF(#REF!=\"OCGT\",#REF!*0,IF(#REF!=\"\",0,#REF!*J$627))))))))","v":{"$error":"#REF!"}},{"$f":"IF(#REF!=\"Interconnector\",#REF!*1,IF(#REF!=\"Wind\",#REF!*0.7,IF(#REF!=\"Marine\",#REF!*0.7,IF(#REF!=\"Nuclear\",#REF!*0.85,IF(#REF!=\"Pumped_Storage\",#REF!*0.5,IF(#REF!=\"CCS\",#REF!*0.85,IF(#REF!=\"OCGT\",#REF!*0,IF(#REF!=\"\",0,#REF!*K$627))))))))","v":{"$error":"#REF!"}},{"$f":"IF(#REF!=\"Interconnector\",#REF!*1,IF(#REF!=\"Wind\",#REF!*0.7,IF(#REF!=\"Marine\",#REF!*0.7,IF(#REF!=\"Nuclear\",#REF!*0.85,IF(#REF!=\"Pumped_Storage\",#REF!*0.5,IF(#REF!=\"CCS\",#REF!*0.85,IF(#REF!=\"OCGT\",#REF!*0,IF(#REF!=\"\",0,#REF!*L$627))))))))","v":{"$error":"#REF!"}},{"$f":"IF(#REF!=\"Interconnector\",#REF!*1,IF(#REF!=\"Wind\",#REF!*0.7,IF(#REF!=\"Marine\",#REF!*0.7,IF(#REF!=\"Nuclear\",#REF!*0.85,IF(#REF!=\"Pumped_Storage\",#REF!*0.5,IF(#REF!=\"CCS\",#REF!*0.85,IF(#REF!=\"OCGT\",#REF!*0,IF(#REF!=\"\",0,#REF!*M$627))))))))","v":{"$error":"#REF!"}},{"$f":"IF(#REF!=\"Interconnector\",#REF!*1,IF(#REF!=\"Wind\",#REF!*0.7,IF(#REF!=\"Marine\",#REF!*0.7,IF(#REF!=\"Nuclear\",#REF!*0.85,IF(#REF!=\"Pumped_Storage\",#REF!*0.5,IF(#REF!=\"CCS\",#REF!*0.85,IF(#REF!=\"OCGT\",#REF!*0,IF(#REF!=\"\",0,#REF!*N$627))))))))","v":{"$error":"#REF!"}},{"$f":"IF(#REF!=\"Interconnector\",#REF!*1,IF(#REF!=\"Wind\",#REF!*0.7,IF(#REF!=\"Marine\",#REF!*0.7,IF(#REF!=\"Nuclear\",#REF!*0.85,IF(#REF!=\"Pumped_Storage\",#REF!*0.5,IF(#REF!=\"CCS\",#REF!*0.85,IF(#REF!=\"OCGT\",#REF!*0,IF(#REF!=\"\",0,#REF!*O$627))))))))","v":{"$error":"#REF!"}}]
[{"$f":"#REF!","v":{"$error":"#REF!"}},{"$f":"#REF!","v":{"$error":"#REF!"}},{"$f":"#REF!","v":{"$error":"#REF!"}},{"$f":"#REF!","v":{"$error":"#REF!"}},{"$f":"IF(#REF!=\"Interconnector\",#REF!*1,IF(#REF!=\"Wind\",#REF!*0.7,IF(#REF!=\"Marine\",#REF!*0.7,IF(#REF!=\"Nuclear\",#REF!*0.85,IF(#REF!=\"Pumped_Storage\",#REF!*0.5,IF(#REF!=\"CCS\",#REF!*0.85,IF(#REF!=\"OCGT\",#REF!*0,IF(#REF!=\"\",0,#REF!*E$627))))))))","v":{"$error":"#REF!"}},{"$f":"IF(#REF!=\"Interconnector\",#REF!*1,IF(#REF!=\"Wind\",#REF!*0.7,IF(#REF!=\"Marine\",#REF!*0.7,IF(#REF!=\"Nuclear\",#REF!*0.85,IF(#REF!=\"Pumped_Storage\",#REF!*0.5,IF(#REF!=\"CCS\",#REF!*0.85,IF(#REF!=\"OCGT\",#REF!*0,IF(#REF!=\"\",0,#REF!*F$627))))))))","v":{"$error":"#REF!"}},{"$f":"IF(#REF!=\"Interconnector\",#REF!*1,IF(#REF!=\"Wind\",#REF!*0.7,IF(#REF!=\"Marine\",#REF!*0.7,IF(#REF!=\"Nuclear\",#REF!*0.85,IF(#REF!=\"Pumped_Storage\",#REF!*0.5,IF(#REF!=\"CCS\",#REF!*0.85,IF(#REF!=\"OCGT\",#REF!*0,IF(#REF!=\"\",0,#REF!*G$627))))))))","v":{"$error":"#REF!"}},{"$f":"IF(#REF!=\"Interconnector\",#REF!*1,IF(#REF!=\"Wind\",#REF!*0.7,IF(#REF!=\"Marine\",#REF!*0.7,IF(#REF!=\"Nuclear\",#REF!*0.85,IF(#REF!=\"Pumped_Storage\",#REF!*0.5,IF(#REF!=\"CCS\",#REF!*0.85,IF(#REF!=\"OCGT\",#REF!*0,IF(#REF!=\"\",0,#REF!*H$627))))))))","v":{"$error":"#REF!"}},{"$f":"IF(#REF!=\"Interconnector\",#REF!*1,IF(#REF!=\"Wind\",#REF!*0.7,IF(#REF!=\"Marine\",#REF!*0.7,IF(#REF!=\"Nuclear\",#REF!*0.85,IF(#REF!=\"Pumped_Storage\",#REF!*0.5,IF(#REF!=\"CCS\",#REF!*0.85,IF(#REF!=\"OCGT\",#REF!*0,IF(#REF!=\"\",0,#REF!*I$627))))))))","v":{"$error":"#REF!"}},{"$f":"IF(#REF!=\"Interconnector\",#REF!*1,IF(#REF!=\"Wind\",#REF!*0.7,IF(#REF!=\"Marine\",#REF!*0.7,IF(#REF!=\"Nuclear\",#REF!*0.85,IF(#REF!=\"Pumped_Storage\",#REF!*0.5,IF(#REF!=\"CCS\",#REF!*0.85,IF(#REF!=\"OCGT\",#REF!*0,IF(#REF!=\"\",0,#REF!*J$627))))))))","v":{"$error":"#REF!"}},{"$f":"IF(#REF!=\"Interconnector\",#REF!*1,IF(#REF!=\"Wind\",#REF!*0.7,IF(#REF!=\"Marine\",#REF!*0.7,IF(#REF!=\"Nuclear\",#REF!*0.85,IF(#REF!=\"Pumped_Storage\",#REF!*0.5,IF(#REF!=\"CCS\",#REF!*0.85,IF(#REF!=\"OCGT\",#REF!*0,IF(#REF!=\"\",0,#REF!*K$627))))))))","v":{"$error":"#REF!"}},{"$f":"IF(#REF!=\"Interconnector\",#REF!*1,IF(#REF!=\"Wind\",#REF!*0.7,IF(#REF!=\"Marine\",#REF!*0.7,IF(#REF!=\"Nuclear\",#REF!*0.85,IF(#REF!=\"Pumped_Storage\",#REF!*0.5,IF(#REF!=\"CCS\",#REF!*0.85,IF(#REF!=\"OCGT\",#REF!*0,IF(#REF!=\"\",0,#REF!*L$627))))))))","v":{"$error":"#REF!"}},{"$f":"IF(#REF!=\"Interconnector\",#REF!*1,IF(#REF!=\"Wind\",#REF!*0.7,IF(#REF!=\"Marine\",#REF!*0.7,IF(#REF!=\"Nuclear\",#REF!*0.85,IF(#REF!=\"Pumped_Storage\",#REF!*0.5,IF(#REF!=\"CCS\",#REF!*0.85,IF(#REF!=\"OCGT\",#REF!*0,IF(#REF!=\"\",0,#REF!*M$627))))))))","v":{"$error":"#REF!"}},{"$f":"IF(#REF!=\"Interconnector\",#REF!*1,IF(#REF!=\"Wind\",#REF!*0.7,IF(#REF!=\"Marine\",#REF!*0.7,IF(#REF!=\"Nuclear\",#REF!*0.85,IF(#REF!=\"Pumped_Storage\",#REF!*0.5,IF(#REF!=\"CCS\",#REF!*0.85,IF(#REF!=\"OCGT\",#REF!*0,IF(#REF!=\"\",0,#REF!*N$627))))))))","v":{"$error":"#REF!"}},{"$f":"IF(#REF!=\"Interconnector\",#REF!*1,IF(#REF!=\"Wind\",#REF!*0.7,IF(#REF!=\"Marine\",#REF!*0.7,IF(#REF!=\"Nuclear\",#REF!*0.85,IF(#REF!=\"Pumped_Storage\",#REF!*0.5,IF(#REF!=\"CCS\",#REF!*0.85,IF(#REF!=\"OCGT\",#REF!*0,IF(#REF!=\"\",0,#REF!*O$627))))))))","v":{"$error":"#REF!"}}]
[{"$f":"#REF!","v":{"$error":"#REF!"}},{"$f":"#REF!","v":{"$error":"#REF!"}},{"$f":"#REF!","v":{"$error":"#REF!"}},{"$f":"#REF!","v":{"$error":"#REF!"}},{"$f":"IF(#REF!=\"Interconnector\",#REF!*1,IF(#REF!=\"Wind\",#REF!*0.7,IF(#REF!=\"Marine\",#REF!*0.7,IF(#REF!=\"Nuclear\",#REF!*0.85,IF(#REF!=\"Pumped_Storage\",#REF!*0.5,IF(#REF!=\"CCS\",#REF!*0.85,IF(#REF!=\"OCGT\",#REF!*0,IF(#REF!=\"\",0,#REF!*E$627))))))))","v":{"$error":"#REF!"}},{"$f":"IF(#REF!=\"Interconnector\",#REF!*1,IF(#REF!=\"Wind\",#REF!*0.7,IF(#REF!=\"Marine\",#REF!*0.7,IF(#REF!=\"Nuclear\",#REF!*0.85,IF(#REF!=\"Pumped_Storage\",#REF!*0.5,IF(#REF!=\"CCS\",#REF!*0.85,IF(#REF!=\"OCGT\",#REF!*0,IF(#REF!=\"\",0,#REF!*F$627))))))))","v":{"$error":"#REF!"}},{"$f":"IF(#REF!=\"Interconnector\",#REF!*1,IF(#REF!=\"Wind\",#REF!*0.7,IF(#REF!=\"Marine\",#REF!*0.7,IF(#REF!=\"Nuclear\",#REF!*0.85,IF(#REF!=\"Pumped_Storage\",#REF!*0.5,IF(#REF!=\"CCS\",#REF!*0.85,IF(#REF!=\"OCGT\",#REF!*0,IF(#REF!=\"\",0,#REF!*G$627))))))))","v":{"$error":"#REF!"}},{"$f":"IF(#REF!=\"Interconnector\",#REF!*1,IF(#REF!=\"Wind\",#REF!*0.7,IF(#REF!=\"Marine\",#REF!*0.7,IF(#REF!=\"Nuclear\",#REF!*0.85,IF(#REF!=\"Pumped_Storage\",#REF!*0.5,IF(#REF!=\"CCS\",#REF!*0.85,IF(#REF!=\"OCGT\",#REF!*0,IF(#REF!=\"\",0,#REF!*H$627))))))))","v":{"$error":"#REF!"}},{"$f":"IF(#REF!=\"Interconnector\",#REF!*1,IF(#REF!=\"Wind\",#REF!*0.7,IF(#REF!=\"Marine\",#REF!*0.7,IF(#REF!=\"Nuclear\",#REF!*0.85,IF(#REF!=\"Pumped_Storage\",#REF!*0.5,IF(#REF!=\"CCS\",#REF!*0.85,IF(#REF!=\"OCGT\",#REF!*0,IF(#REF!=\"\",0,#REF!*I$627))))))))","v":{"$error":"#REF!"}},{"$f":"IF(#REF!=\"Interconnector\",#REF!*1,IF(#REF!=\"Wind\",#REF!*0.7,IF(#REF!=\"Marine\",#REF!*0.7,IF(#REF!=\"Nuclear\",#REF!*0.85,IF(#REF!=\"Pumped_Storage\",#REF!*0.5,IF(#REF!=\"CCS\",#REF!*0.85,IF(#REF!=\"OCGT\",#REF!*0,IF(#REF!=\"\",0,#REF!*J$627))))))))","v":{"$error":"#REF!"}},{"$f":"IF(#REF!=\"Interconnector\",#REF!*1,IF(#REF!=\"Wind\",#REF!*0.7,IF(#REF!=\"Marine\",#REF!*0.7,IF(#REF!=\"Nuclear\",#REF!*0.85,IF(#REF!=\"Pumped_Storage\",#REF!*0.5,IF(#REF!=\"CCS\",#REF!*0.85,IF(#REF!=\"OCGT\",#REF!*0,IF(#REF!=\"\",0,#REF!*K$627))))))))","v":{"$error":"#REF!"}},{"$f":"IF(#REF!=\"Interconnector\",#REF!*1,IF(#REF!=\"Wind\",#REF!*0.7,IF(#REF!=\"Marine\",#REF!*0.7,IF(#REF!=\"Nuclear\",#REF!*0.85,IF(#REF!=\"Pumped_Storage\",#REF!*0.5,IF(#REF!=\"CCS\",#REF!*0.85,IF(#REF!=\"OCGT\",#REF!*0,IF(#REF!=\"\",0,#REF!*L$627))))))))","v":{"$error":"#REF!"}},{"$f":"IF(#REF!=\"Interconnector\",#REF!*1,IF(#REF!=\"Wind\",#REF!*0.7,IF(#REF!=\"Marine\",#REF!*0.7,IF(#REF!=\"Nuclear\",#REF!*0.85,IF(#REF!=\"Pumped_Storage\",#REF!*0.5,IF(#REF!=\"CCS\",#REF!*0.85,IF(#REF!=\"OCGT\",#REF!*0,IF(#REF!=\"\",0,#REF!*M$627))))))))","v":{"$error":"#REF!"}},{"$f":"IF(#REF!=\"Interconnector\",#REF!*1,IF(#REF!=\"Wind\",#REF!*0.7,IF(#REF!=\"Marine\",#REF!*0.7,IF(#REF!=\"Nuclear\",#REF!*0.85,IF(#REF!=\"Pumped_Storage\",#REF!*0.5,IF(#REF!=\"CCS\",#REF!*0.85,IF(#REF!=\"OCGT\",#REF!*0,IF(#REF!=\"\",0,#REF!*N$627))))))))","v":{"$error":"#REF!"}},{"$f":"IF(#REF!=\"Interconnector\",#REF!*1,IF(#REF!=\"Wind\",#REF!*0.7,IF(#REF!=\"Marine\",#REF!*0.7,IF(#REF!=\"Nuclear\",#REF!*0.85,IF(#REF!=\"Pumped_Storage\",#REF!*0.5,IF(#REF!=\"CCS\",#REF!*0.85,IF(#REF!=\"OCGT\",#REF!*0,IF(#REF!=\"\",0,#REF!*O$627))))))))","v":{"$error":"#REF!"}}]
[{"$f":"#REF!","v":{"$error":"#REF!"}},{"$f":"#REF!","v":{"$error":"#REF!"}},{"$f":"#REF!","v":{"$error":"#REF!"}},{"$f":"#REF!","v":{"$error":"#REF!"}},{"$f":"IF(#REF!=\"Interconnector\",#REF!*1,IF(#REF!=\"Wind\",#REF!*0.7,IF(#REF!=\"Marine\",#REF!*0.7,IF(#REF!=\"Nuclear\",#REF!*0.85,IF(#REF!=\"Pumped_Storage\",#REF!*0.5,IF(#REF!=\"CCS\",#REF!*0.85,IF(#REF!=\"OCGT\",#REF!*0,IF(#REF!=\"\",0,#REF!*E$627))))))))","v":{"$error":"#REF!"}},{"$f":"IF(#REF!=\"Interconnector\",#REF!*1,IF(#REF!=\"Wind\",#REF!*0.7,IF(#REF!=\"Marine\",#REF!*0.7,IF(#REF!=\"Nuclear\",#REF!*0.85,IF(#REF!=\"Pumped_Storage\",#REF!*0.5,IF(#REF!=\"CCS\",#REF!*0.85,IF(#REF!=\"OCGT\",#REF!*0,IF(#REF!=\"\",0,#REF!*F$627))))))))","v":{"$error":"#REF!"}},{"$f":"IF(#REF!=\"Interconnector\",#REF!*1,IF(#REF!=\"Wind\",#REF!*0.7,IF(#REF!=\"Marine\",#REF!*0.7,IF(#REF!=\"Nuclear\",#REF!*0.85,IF(#REF!=\"Pumped_Storage\",#REF!*0.5,IF(#REF!=\"CCS\",#REF!*0.85,IF(#REF!=\"OCGT\",#REF!*0,IF(#REF!=\"\",0,#REF!*G$627))))))))","v":{"$error":"#REF!"}},{"$f":"IF(#REF!=\"Interconnector\",#REF!*1,IF(#REF!=\"Wind\",#REF!*0.7,IF(#REF!=\"Marine\",#REF!*0.7,IF(#REF!=\"Nuclear\",#REF!*0.85,IF(#REF!=\"Pumped_Storage\",#REF!*0.5,IF(#REF!=\"CCS\",#REF!*0.85,IF(#REF!=\"OCGT\",#REF!*0,IF(#REF!=\"\",0,#REF!*H$627))))))))","v":{"$error":"#REF!"}},{"$f":"IF(#REF!=\"Interconnector\",#REF!*1,IF(#REF!=\"Wind\",#REF!*0.7,IF(#REF!=\"Marine\",#REF!*0.7,IF(#REF!=\"Nuclear\",#REF!*0.85,IF(#REF!=\"Pumped_Storage\",#REF!*0.5,IF(#REF!=\"CCS\",#REF!*0.85,IF(#REF!=\"OCGT\",#REF!*0,IF(#REF!=\"\",0,#REF!*I$627))))))))","v":{"$error":"#REF!"}},{"$f":"IF(#REF!=\"Interconnector\",#REF!*1,IF(#REF!=\"Wind\",#REF!*0.7,IF(#REF!=\"Marine\",#REF!*0.7,IF(#REF!=\"Nuclear\",#REF!*0.85,IF(#REF!=\"Pumped_Storage\",#REF!*0.5,IF(#REF!=\"CCS\",#REF!*0.85,IF(#REF!=\"OCGT\",#REF!*0,IF(#REF!=\"\",0,#REF!*J$627))))))))","v":{"$error":"#REF!"}},{"$f":"IF(#REF!=\"Interconnector\",#REF!*1,IF(#REF!=\"Wind\",#REF!*0.7,IF(#REF!=\"Marine\",#REF!*0.7,IF(#REF!=\"Nuclear\",#REF!*0.85,IF(#REF!=\"Pumped_Storage\",#REF!*0.5,IF(#REF!=\"CCS\",#REF!*0.85,IF(#REF!=\"OCGT\",#REF!*0,IF(#REF!=\"\",0,#REF!*K$627))))))))","v":{"$error":"#REF!"}},{"$f":"IF(#REF!=\"Interconnector\",#REF!*1,IF(#REF!=\"Wind\",#REF!*0.7,IF(#REF!=\"Marine\",#REF!*0.7,IF(#REF!=\"Nuclear\",#REF!*0.85,IF(#REF!=\"Pumped_Storage\",#REF!*0.5,IF(#REF!=\"CCS\",#REF!*0.85,IF(#REF!=\"OCGT\",#REF!*0,IF(#REF!=\"\",0,#REF!*L$627))))))))","v":{"$error":"#REF!"}},{"$f":"IF(#REF!=\"Interconnector\",#REF!*1,IF(#REF!=\"Wind\",#REF!*0.7,IF(#REF!=\"Marine\",#REF!*0.7,IF(#REF!=\"Nuclear\",#REF!*0.85,IF(#REF!=\"Pumped_Storage\",#REF!*0.5,IF(#REF!=\"CCS\",#REF!*0.85,IF(#REF!=\"OCGT\",#REF!*0,IF(#REF!=\"\",0,#REF!*M$627))))))))","v":{"$error":"#REF!"}},{"$f":"IF(#REF!=\"Interconnector\",#REF!*1,IF(#REF!=\"Wind\",#REF!*0.7,IF(#REF!=\"Marine\",#REF!*0.7,IF(#REF!=\"Nuclear\",#REF!*0.85,IF(#REF!=\"Pumped_Storage\",#REF!*0.5,IF(#REF!=\"CCS\",#REF!*0.85,IF(#REF!=\"OCGT\",#REF!*0,IF(#REF!=\"\",0,#REF!*N$627))))))))","v":{"$error":"#REF!"}},{"$f":"IF(#REF!=\"Interconnector\",#REF!*1,IF(#REF!=\"Wind\",#REF!*0.7,IF(#REF!=\"Marine\",#REF!*0.7,IF(#REF!=\"Nuclear\",#REF!*0.85,IF(#REF!=\"Pumped_Storage\",#REF!*0.5,IF(#REF!=\"CCS\",#REF!*0.85,IF(#REF!=\"OCGT\",#REF!*0,IF(#REF!=\"\",0,#REF!*O$627))))))))","v":{"$error":"#REF!"}}]
[{"$f":"#REF!","v":{"$error":"#REF!"}},{"$f":"#REF!","v":{"$error":"#REF!"}},{"$f":"#REF!","v":{"$error":"#REF!"}},{"$f":"#REF!","v":{"$error":"#REF!"}},{"$f":"IF(#REF!=\"Interconnector\",#REF!*1,IF(#REF!=\"Wind\",#REF!*0.7,IF(#REF!=\"Marine\",#REF!*0.7,IF(#REF!=\"Nuclear\",#REF!*0.85,IF(#REF!=\"Pumped_Storage\",#REF!*0.5,IF(#REF!=\"CCS\",#REF!*0.85,IF(#REF!=\"OCGT\",#REF!*0,IF(#REF!=\"\",0,#REF!*E$627))))))))","v":{"$error":"#REF!"}},{"$f":"IF(#REF!=\"Interconnector\",#REF!*1,IF(#REF!=\"Wind\",#REF!*0.7,IF(#REF!=\"Marine\",#REF!*0.7,IF(#REF!=\"Nuclear\",#REF!*0.85,IF(#REF!=\"Pumped_Storage\",#REF!*0.5,IF(#REF!=\"CCS\",#REF!*0.85,IF(#REF!=\"OCGT\",#REF!*0,IF(#REF!=\"\",0,#REF!*F$627))))))))","v":{"$error":"#REF!"}},{"$f":"IF(#REF!=\"Interconnector\",#REF!*1,IF(#REF!=\"Wind\",#REF!*0.7,IF(#REF!=\"Marine\",#REF!*0.7,IF(#REF!=\"Nuclear\",#REF!*0.85,IF(#REF!=\"Pumped_Storage\",#REF!*0.5,IF(#REF!=\"CCS\",#REF!*0.85,IF(#REF!=\"OCGT\",#REF!*0,IF(#REF!=\"\",0,#REF!*G$627))))))))","v":{"$error":"#REF!"}},{"$f":"IF(#REF!=\"Interconnector\",#REF!*1,IF(#REF!=\"Wind\",#REF!*0.7,IF(#REF!=\"Marine\",#REF!*0.7,IF(#REF!=\"Nuclear\",#REF!*0.85,IF(#REF!=\"Pumped_Storage\",#REF!*0.5,IF(#REF!=\"CCS\",#REF!*0.85,IF(#REF!=\"OCGT\",#REF!*0,IF(#REF!=\"\",0,#REF!*H$627))))))))","v":{"$error":"#REF!"}},{"$f":"IF(#REF!=\"Interconnector\",#REF!*1,IF(#REF!=\"Wind\",#REF!*0.7,IF(#REF!=\"Marine\",#REF!*0.7,IF(#REF!=\"Nuclear\",#REF!*0.85,IF(#REF!=\"Pumped_Storage\",#REF!*0.5,IF(#REF!=\"CCS\",#REF!*0.85,IF(#REF!=\"OCGT\",#REF!*0,IF(#REF!=\"\",0,#REF!*I$627))))))))","v":{"$error":"#REF!"}},{"$f":"IF(#REF!=\"Interconnector\",#REF!*1,IF(#REF!=\"Wind\",#REF!*0.7,IF(#REF!=\"Marine\",#REF!*0.7,IF(#REF!=\"Nuclear\",#REF!*0.85,IF(#REF!=\"Pumped_Storage\",#REF!*0.5,IF(#REF!=\"CCS\",#REF!*0.85,IF(#REF!=\"OCGT\",#REF!*0,IF(#REF!=\"\",0,#REF!*J$627))))))))","v":{"$error":"#REF!"}},{"$f":"IF(#REF!=\"Interconnector\",#REF!*1,IF(#REF!=\"Wind\",#REF!*0.7,IF(#REF!=\"Marine\",#REF!*0.7,IF(#REF!=\"Nuclear\",#REF!*0.85,IF(#REF!=\"Pumped_Storage\",#REF!*0.5,IF(#REF!=\"CCS\",#REF!*0.85,IF(#REF!=\"OCGT\",#REF!*0,IF(#REF!=\"\",0,#REF!*K$627))))))))","v":{"$error":"#REF!"}},{"$f":"IF(#REF!=\"Interconnector\",#REF!*1,IF(#REF!=\"Wind\",#REF!*0.7,IF(#REF!=\"Marine\",#REF!*0.7,IF(#REF!=\"Nuclear\",#REF!*0.85,IF(#REF!=\"Pumped_Storage\",#REF!*0.5,IF(#REF!=\"CCS\",#REF!*0.85,IF(#REF!=\"OCGT\",#REF!*0,IF(#REF!=\"\",0,#REF!*L$627))))))))","v":{"$error":"#REF!"}},{"$f":"IF(#REF!=\"Interconnector\",#REF!*1,IF(#REF!=\"Wind\",#REF!*0.7,IF(#REF!=\"Marine\",#REF!*0.7,IF(#REF!=\"Nuclear\",#REF!*0.85,IF(#REF!=\"Pumped_Storage\",#REF!*0.5,IF(#REF!=\"CCS\",#REF!*0.85,IF(#REF!=\"OCGT\",#REF!*0,IF(#REF!=\"\",0,#REF!*M$627))))))))","v":{"$error":"#REF!"}},{"$f":"IF(#REF!=\"Interconnector\",#REF!*1,IF(#REF!=\"Wind\",#REF!*0.7,IF(#REF!=\"Marine\",#REF!*0.7,IF(#REF!=\"Nuclear\",#REF!*0.85,IF(#REF!=\"Pumped_Storage\",#REF!*0.5,IF(#REF!=\"CCS\",#REF!*0.85,IF(#REF!=\"OCGT\",#REF!*0,IF(#REF!=\"\",0,#REF!*N$627))))))))","v":{"$error":"#REF!"}},{"$f":"IF(#REF!=\"Interconnector\",#REF!*1,IF(#REF!=\"Wind\",#REF!*0.7,IF(#REF!=\"Marine\",#REF!*0.7,IF(#REF!=\"Nuclear\",#REF!*0.85,IF(#REF!=\"Pumped_Storage\",#REF!*0.5,IF(#REF!=\"CCS\",#REF!*0.85,IF(#REF!=\"OCGT\",#REF!*0,IF(#REF!=\"\",0,#REF!*O$627))))))))","v":{"$error":"#REF!"}}]
[{"$f":"#REF!","v":{"$error":"#REF!"}},{"$f":"#REF!","v":{"$error":"#REF!"}},{"$f":"#REF!","v":{"$error":"#REF!"}},{"$f":"#REF!","v":{"$error":"#REF!"}},{"$f":"IF(#REF!=\"Interconnector\",#REF!*1,IF(#REF!=\"Wind\",#REF!*0.7,IF(#REF!=\"Marine\",#REF!*0.7,IF(#REF!=\"Nuclear\",#REF!*0.85,IF(#REF!=\"Pumped_Storage\",#REF!*0.5,IF(#REF!=\"CCS\",#REF!*0.85,IF(#REF!=\"OCGT\",#REF!*0,IF(#REF!=\"\",0,#REF!*E$627))))))))","v":{"$error":"#REF!"}},{"$f":"IF(#REF!=\"Interconnector\",#REF!*1,IF(#REF!=\"Wind\",#REF!*0.7,IF(#REF!=\"Marine\",#REF!*0.7,IF(#REF!=\"Nuclear\",#REF!*0.85,IF(#REF!=\"Pumped_Storage\",#REF!*0.5,IF(#REF!=\"CCS\",#REF!*0.85,IF(#REF!=\"OCGT\",#REF!*0,IF(#REF!=\"\",0,#REF!*F$627))))))))","v":{"$error":"#REF!"}},{"$f":"IF(#REF!=\"Interconnector\",#REF!*1,IF(#REF!=\"Wind\",#REF!*0.7,IF(#REF!=\"Marine\",#REF!*0.7,IF(#REF!=\"Nuclear\",#REF!*0.85,IF(#REF!=\"Pumped_Storage\",#REF!*0.5,IF(#REF!=\"CCS\",#REF!*0.85,IF(#REF!=\"OCGT\",#REF!*0,IF(#REF!=\"\",0,#REF!*G$627))))))))","v":{"$error":"#REF!"}},{"$f":"IF(#REF!=\"Interconnector\",#REF!*1,IF(#REF!=\"Wind\",#REF!*0.7,IF(#REF!=\"Marine\",#REF!*0.7,IF(#REF!=\"Nuclear\",#REF!*0.85,IF(#REF!=\"Pumped_Storage\",#REF!*0.5,IF(#REF!=\"CCS\",#REF!*0.85,IF(#REF!=\"OCGT\",#REF!*0,IF(#REF!=\"\",0,#REF!*H$627))))))))","v":{"$error":"#REF!"}},{"$f":"IF(#REF!=\"Interconnector\",#REF!*1,IF(#REF!=\"Wind\",#REF!*0.7,IF(#REF!=\"Marine\",#REF!*0.7,IF(#REF!=\"Nuclear\",#REF!*0.85,IF(#REF!=\"Pumped_Storage\",#REF!*0.5,IF(#REF!=\"CCS\",#REF!*0.85,IF(#REF!=\"OCGT\",#REF!*0,IF(#REF!=\"\",0,#REF!*I$627))))))))","v":{"$error":"#REF!"}},{"$f":"IF(#REF!=\"Interconnector\",#REF!*1,IF(#REF!=\"Wind\",#REF!*0.7,IF(#REF!=\"Marine\",#REF!*0.7,IF(#REF!=\"Nuclear\",#REF!*0.85,IF(#REF!=\"Pumped_Storage\",#REF!*0.5,IF(#REF!=\"CCS\",#REF!*0.85,IF(#REF!=\"OCGT\",#REF!*0,IF(#REF!=\"\",0,#REF!*J$627))))))))","v":{"$error":"#REF!"}},{"$f":"IF(#REF!=\"Interconnector\",#REF!*1,IF(#REF!=\"Wind\",#REF!*0.7,IF(#REF!=\"Marine\",#REF!*0.7,IF(#REF!=\"Nuclear\",#REF!*0.85,IF(#REF!=\"Pumped_Storage\",#REF!*0.5,IF(#REF!=\"CCS\",#REF!*0.85,IF(#REF!=\"OCGT\",#REF!*0,IF(#REF!=\"\",0,#REF!*K$627))))))))","v":{"$error":"#REF!"}},{"$f":"IF(#REF!=\"Interconnector\",#REF!*1,IF(#REF!=\"Wind\",#REF!*0.7,IF(#REF!=\"Marine\",#REF!*0.7,IF(#REF!=\"Nuclear\",#REF!*0.85,IF(#REF!=\"Pumped_Storage\",#REF!*0.5,IF(#REF!=\"CCS\",#REF!*0.85,IF(#REF!=\"OCGT\",#REF!*0,IF(#REF!=\"\",0,#REF!*L$627))))))))","v":{"$error":"#REF!"}},{"$f":"IF(#REF!=\"Interconnector\",#REF!*1,IF(#REF!=\"Wind\",#REF!*0.7,IF(#REF!=\"Marine\",#REF!*0.7,IF(#REF!=\"Nuclear\",#REF!*0.85,IF(#REF!=\"Pumped_Storage\",#REF!*0.5,IF(#REF!=\"CCS\",#REF!*0.85,IF(#REF!=\"OCGT\",#REF!*0,IF(#REF!=\"\",0,#REF!*M$627))))))))","v":{"$error":"#REF!"}},{"$f":"IF(#REF!=\"Interconnector\",#REF!*1,IF(#REF!=\"Wind\",#REF!*0.7,IF(#REF!=\"Marine\",#REF!*0.7,IF(#REF!=\"Nuclear\",#REF!*0.85,IF(#REF!=\"Pumped_Storage\",#REF!*0.5,IF(#REF!=\"CCS\",#REF!*0.85,IF(#REF!=\"OCGT\",#REF!*0,IF(#REF!=\"\",0,#REF!*N$627))))))))","v":{"$error":"#REF!"}},{"$f":"IF(#REF!=\"Interconnector\",#REF!*1,IF(#REF!=\"Wind\",#REF!*0.7,IF(#REF!=\"Marine\",#REF!*0.7,IF(#REF!=\"Nuclear\",#REF!*0.85,IF(#REF!=\"Pumped_Storage\",#REF!*0.5,IF(#REF!=\"CCS\",#REF!*0.85,IF(#REF!=\"OCGT\",#REF!*0,IF(#REF!=\"\",0,#REF!*O$627))))))))","v":{"$error":"#REF!"}}]
[{"$f":"#REF!","v":{"$error":"#REF!"}},{"$f":"#REF!","v":{"$error":"#REF!"}},{"$f":"#REF!","v":{"$error":"#REF!"}},{"$f":"#REF!","v":{"$error":"#REF!"}},{"$f":"IF(#REF!=\"Interconnector\",#REF!*1,IF(#REF!=\"Wind\",#REF!*0.7,IF(#REF!=\"Marine\",#REF!*0.7,IF(#REF!=\"Nuclear\",#REF!*0.85,IF(#REF!=\"Pumped_Storage\",#REF!*0.5,IF(#REF!=\"CCS\",#REF!*0.85,IF(#REF!=\"OCGT\",#REF!*0,IF(#REF!=\"\",0,#REF!*E$627))))))))","v":{"$error":"#REF!"}},{"$f":"IF(#REF!=\"Interconnector\",#REF!*1,IF(#REF!=\"Wind\",#REF!*0.7,IF(#REF!=\"Marine\",#REF!*0.7,IF(#REF!=\"Nuclear\",#REF!*0.85,IF(#REF!=\"Pumped_Storage\",#REF!*0.5,IF(#REF!=\"CCS\",#REF!*0.85,IF(#REF!=\"OCGT\",#REF!*0,IF(#REF!=\"\",0,#REF!*F$627))))))))","v":{"$error":"#REF!"}},{"$f":"IF(#REF!=\"Interconnector\",#REF!*1,IF(#REF!=\"Wind\",#REF!*0.7,IF(#REF!=\"Marine\",#REF!*0.7,IF(#REF!=\"Nuclear\",#REF!*0.85,IF(#REF!=\"Pumped_Storage\",#REF!*0.5,IF(#REF!=\"CCS\",#REF!*0.85,IF(#REF!=\"OCGT\",#REF!*0,IF(#REF!=\"\",0,#REF!*G$627))))))))","v":{"$error":"#REF!"}},{"$f":"IF(#REF!=\"Interconnector\",#REF!*1,IF(#REF!=\"Wind\",#REF!*0.7,IF(#REF!=\"Marine\",#REF!*0.7,IF(#REF!=\"Nuclear\",#REF!*0.85,IF(#REF!=\"Pumped_Storage\",#REF!*0.5,IF(#REF!=\"CCS\",#REF!*0.85,IF(#REF!=\"OCGT\",#REF!*0,IF(#REF!=\"\",0,#REF!*H$627))))))))","v":{"$error":"#REF!"}},{"$f":"IF(#REF!=\"Interconnector\",#REF!*1,IF(#REF!=\"Wind\",#REF!*0.7,IF(#REF!=\"Marine\",#REF!*0.7,IF(#REF!=\"Nuclear\",#REF!*0.85,IF(#REF!=\"Pumped_Storage\",#REF!*0.5,IF(#REF!=\"CCS\",#REF!*0.85,IF(#REF!=\"OCGT\",#REF!*0,IF(#REF!=\"\",0,#REF!*I$627))))))))","v":{"$error":"#REF!"}},{"$f":"IF(#REF!=\"Interconnector\",#REF!*1,IF(#REF!=\"Wind\",#REF!*0.7,IF(#REF!=\"Marine\",#REF!*0.7,IF(#REF!=\"Nuclear\",#REF!*0.85,IF(#REF!=\"Pumped_Storage\",#REF!*0.5,IF(#REF!=\"CCS\",#REF!*0.85,IF(#REF!=\"OCGT\",#REF!*0,IF(#REF!=\"\",0,#REF!*J$627))))))))","v":{"$error":"#REF!"}},{"$f":"IF(#REF!=\"Interconnector\",#REF!*1,IF(#REF!=\"Wind\",#REF!*0.7,IF(#REF!=\"Marine\",#REF!*0.7,IF(#REF!=\"Nuclear\",#REF!*0.85,IF(#REF!=\"Pumped_Storage\",#REF!*0.5,IF(#REF!=\"CCS\",#REF!*0.85,IF(#REF!=\"OCGT\",#REF!*0,IF(#REF!=\"\",0,#REF!*K$627))))))))","v":{"$error":"#REF!"}},{"$f":"IF(#REF!=\"Interconnector\",#REF!*1,IF(#REF!=\"Wind\",#REF!*0.7,IF(#REF!=\"Marine\",#REF!*0.7,IF(#REF!=\"Nuclear\",#REF!*0.85,IF(#REF!=\"Pumped_Storage\",#REF!*0.5,IF(#REF!=\"CCS\",#REF!*0.85,IF(#REF!=\"OCGT\",#REF!*0,IF(#REF!=\"\",0,#REF!*L$627))))))))","v":{"$error":"#REF!"}},{"$f":"IF(#REF!=\"Interconnector\",#REF!*1,IF(#REF!=\"Wind\",#REF!*0.7,IF(#REF!=\"Marine\",#REF!*0.7,IF(#REF!=\"Nuclear\",#REF!*0.85,IF(#REF!=\"Pumped_Storage\",#REF!*0.5,IF(#REF!=\"CCS\",#REF!*0.85,IF(#REF!=\"OCGT\",#REF!*0,IF(#REF!=\"\",0,#REF!*M$627))))))))","v":{"$error":"#REF!"}},{"$f":"IF(#REF!=\"Interconnector\",#REF!*1,IF(#REF!=\"Wind\",#REF!*0.7,IF(#REF!=\"Marine\",#REF!*0.7,IF(#REF!=\"Nuclear\",#REF!*0.85,IF(#REF!=\"Pumped_Storage\",#REF!*0.5,IF(#REF!=\"CCS\",#REF!*0.85,IF(#REF!=\"OCGT\",#REF!*0,IF(#REF!=\"\",0,#REF!*N$627))))))))","v":{"$error":"#REF!"}},{"$f":"IF(#REF!=\"Interconnector\",#REF!*1,IF(#REF!=\"Wind\",#REF!*0.7,IF(#REF!=\"Marine\",#REF!*0.7,IF(#REF!=\"Nuclear\",#REF!*0.85,IF(#REF!=\"Pumped_Storage\",#REF!*0.5,IF(#REF!=\"CCS\",#REF!*0.85,IF(#REF!=\"OCGT\",#REF!*0,IF(#REF!=\"\",0,#REF!*O$627))))))))","v":{"$error":"#REF!"}}]
[{"$f":"#REF!","v":{"$error":"#REF!"}},{"$f":"#REF!","v":{"$error":"#REF!"}},{"$f":"#REF!","v":{"$error":"#REF!"}},{"$f":"#REF!","v":{"$error":"#REF!"}},{"$f":"IF(#REF!=\"Interconnector\",#REF!*1,IF(#REF!=\"Wind\",#REF!*0.7,IF(#REF!=\"Marine\",#REF!*0.7,IF(#REF!=\"Nuclear\",#REF!*0.85,IF(#REF!=\"Pumped_Storage\",#REF!*0.5,IF(#REF!=\"CCS\",#REF!*0.85,IF(#REF!=\"OCGT\",#REF!*0,IF(#REF!=\"\",0,#REF!*E$627))))))))","v":{"$error":"#REF!"}},{"$f":"IF(#REF!=\"Interconnector\",#REF!*1,IF(#REF!=\"Wind\",#REF!*0.7,IF(#REF!=\"Marine\",#REF!*0.7,IF(#REF!=\"Nuclear\",#REF!*0.85,IF(#REF!=\"Pumped_Storage\",#REF!*0.5,IF(#REF!=\"CCS\",#REF!*0.85,IF(#REF!=\"OCGT\",#REF!*0,IF(#REF!=\"\",0,#REF!*F$627))))))))","v":{"$error":"#REF!"}},{"$f":"IF(#REF!=\"Interconnector\",#REF!*1,IF(#REF!=\"Wind\",#REF!*0.7,IF(#REF!=\"Marine\",#REF!*0.7,IF(#REF!=\"Nuclear\",#REF!*0.85,IF(#REF!=\"Pumped_Storage\",#REF!*0.5,IF(#REF!=\"CCS\",#REF!*0.85,IF(#REF!=\"OCGT\",#REF!*0,IF(#REF!=\"\",0,#REF!*G$627))))))))","v":{"$error":"#REF!"}},{"$f":"IF(#REF!=\"Interconnector\",#REF!*1,IF(#REF!=\"Wind\",#REF!*0.7,IF(#REF!=\"Marine\",#REF!*0.7,IF(#REF!=\"Nuclear\",#REF!*0.85,IF(#REF!=\"Pumped_Storage\",#REF!*0.5,IF(#REF!=\"CCS\",#REF!*0.85,IF(#REF!=\"OCGT\",#REF!*0,IF(#REF!=\"\",0,#REF!*H$627))))))))","v":{"$error":"#REF!"}},{"$f":"IF(#REF!=\"Interconnector\",#REF!*1,IF(#REF!=\"Wind\",#REF!*0.7,IF(#REF!=\"Marine\",#REF!*0.7,IF(#REF!=\"Nuclear\",#REF!*0.85,IF(#REF!=\"Pumped_Storage\",#REF!*0.5,IF(#REF!=\"CCS\",#REF!*0.85,IF(#REF!=\"OCGT\",#REF!*0,IF(#REF!=\"\",0,#REF!*I$627))))))))","v":{"$error":"#REF!"}},{"$f":"IF(#REF!=\"Interconnector\",#REF!*1,IF(#REF!=\"Wind\",#REF!*0.7,IF(#REF!=\"Marine\",#REF!*0.7,IF(#REF!=\"Nuclear\",#REF!*0.85,IF(#REF!=\"Pumped_Storage\",#REF!*0.5,IF(#REF!=\"CCS\",#REF!*0.85,IF(#REF!=\"OCGT\",#REF!*0,IF(#REF!=\"\",0,#REF!*J$627))))))))","v":{"$error":"#REF!"}},{"$f":"IF(#REF!=\"Interconnector\",#REF!*1,IF(#REF!=\"Wind\",#REF!*0.7,IF(#REF!=\"Marine\",#REF!*0.7,IF(#REF!=\"Nuclear\",#REF!*0.85,IF(#REF!=\"Pumped_Storage\",#REF!*0.5,IF(#REF!=\"CCS\",#REF!*0.85,IF(#REF!=\"OCGT\",#REF!*0,IF(#REF!=\"\",0,#REF!*K$627))))))))","v":{"$error":"#REF!"}},{"$f":"IF(#REF!=\"Interconnector\",#REF!*1,IF(#REF!=\"Wind\",#REF!*0.7,IF(#REF!=\"Marine\",#REF!*0.7,IF(#REF!=\"Nuclear\",#REF!*0.85,IF(#REF!=\"Pumped_Storage\",#REF!*0.5,IF(#REF!=\"CCS\",#REF!*0.85,IF(#REF!=\"OCGT\",#REF!*0,IF(#REF!=\"\",0,#REF!*L$627))))))))","v":{"$error":"#REF!"}},{"$f":"IF(#REF!=\"Interconnector\",#REF!*1,IF(#REF!=\"Wind\",#REF!*0.7,IF(#REF!=\"Marine\",#REF!*0.7,IF(#REF!=\"Nuclear\",#REF!*0.85,IF(#REF!=\"Pumped_Storage\",#REF!*0.5,IF(#REF!=\"CCS\",#REF!*0.85,IF(#REF!=\"OCGT\",#REF!*0,IF(#REF!=\"\",0,#REF!*M$627))))))))","v":{"$error":"#REF!"}},{"$f":"IF(#REF!=\"Interconnector\",#REF!*1,IF(#REF!=\"Wind\",#REF!*0.7,IF(#REF!=\"Marine\",#REF!*0.7,IF(#REF!=\"Nuclear\",#REF!*0.85,IF(#REF!=\"Pumped_Storage\",#REF!*0.5,IF(#REF!=\"CCS\",#REF!*0.85,IF(#REF!=\"OCGT\",#REF!*0,IF(#REF!=\"\",0,#REF!*N$627))))))))","v":{"$error":"#REF!"}},{"$f":"IF(#REF!=\"Interconnector\",#REF!*1,IF(#REF!=\"Wind\",#REF!*0.7,IF(#REF!=\"Marine\",#REF!*0.7,IF(#REF!=\"Nuclear\",#REF!*0.85,IF(#REF!=\"Pumped_Storage\",#REF!*0.5,IF(#REF!=\"CCS\",#REF!*0.85,IF(#REF!=\"OCGT\",#REF!*0,IF(#REF!=\"\",0,#REF!*O$627))))))))","v":{"$error":"#REF!"}}]
[{"$f":"#REF!","v":{"$error":"#REF!"}},{"$f":"#REF!","v":{"$error":"#REF!"}},{"$f":"#REF!","v":{"$error":"#REF!"}},{"$f":"#REF!","v":{"$error":"#REF!"}},{"$f":"IF(#REF!=\"Interconnector\",#REF!*1,IF(#REF!=\"Wind\",#REF!*0.7,IF(#REF!=\"Marine\",#REF!*0.7,IF(#REF!=\"Nuclear\",#REF!*0.85,IF(#REF!=\"Pumped_Storage\",#REF!*0.5,IF(#REF!=\"CCS\",#REF!*0.85,IF(#REF!=\"OCGT\",#REF!*0,IF(#REF!=\"\",0,#REF!*E$627))))))))","v":{"$error":"#REF!"}},{"$f":"IF(#REF!=\"Interconnector\",#REF!*1,IF(#REF!=\"Wind\",#REF!*0.7,IF(#REF!=\"Marine\",#REF!*0.7,IF(#REF!=\"Nuclear\",#REF!*0.85,IF(#REF!=\"Pumped_Storage\",#REF!*0.5,IF(#REF!=\"CCS\",#REF!*0.85,IF(#REF!=\"OCGT\",#REF!*0,IF(#REF!=\"\",0,#REF!*F$627))))))))","v":{"$error":"#REF!"}},{"$f":"IF(#REF!=\"Interconnector\",#REF!*1,IF(#REF!=\"Wind\",#REF!*0.7,IF(#REF!=\"Marine\",#REF!*0.7,IF(#REF!=\"Nuclear\",#REF!*0.85,IF(#REF!=\"Pumped_Storage\",#REF!*0.5,IF(#REF!=\"CCS\",#REF!*0.85,IF(#REF!=\"OCGT\",#REF!*0,IF(#REF!=\"\",0,#REF!*G$627))))))))","v":{"$error":"#REF!"}},{"$f":"IF(#REF!=\"Interconnector\",#REF!*1,IF(#REF!=\"Wind\",#REF!*0.7,IF(#REF!=\"Marine\",#REF!*0.7,IF(#REF!=\"Nuclear\",#REF!*0.85,IF(#REF!=\"Pumped_Storage\",#REF!*0.5,IF(#REF!=\"CCS\",#REF!*0.85,IF(#REF!=\"OCGT\",#REF!*0,IF(#REF!=\"\",0,#REF!*H$627))))))))","v":{"$error":"#REF!"}},{"$f":"IF(#REF!=\"Interconnector\",#REF!*1,IF(#REF!=\"Wind\",#REF!*0.7,IF(#REF!=\"Marine\",#REF!*0.7,IF(#REF!=\"Nuclear\",#REF!*0.85,IF(#REF!=\"Pumped_Storage\",#REF!*0.5,IF(#REF!=\"CCS\",#REF!*0.85,IF(#REF!=\"OCGT\",#REF!*0,IF(#REF!=\"\",0,#REF!*I$627))))))))","v":{"$error":"#REF!"}},{"$f":"IF(#REF!=\"Interconnector\",#REF!*1,IF(#REF!=\"Wind\",#REF!*0.7,IF(#REF!=\"Marine\",#REF!*0.7,IF(#REF!=\"Nuclear\",#REF!*0.85,IF(#REF!=\"Pumped_Storage\",#REF!*0.5,IF(#REF!=\"CCS\",#REF!*0.85,IF(#REF!=\"OCGT\",#REF!*0,IF(#REF!=\"\",0,#REF!*J$627))))))))","v":{"$error":"#REF!"}},{"$f":"IF(#REF!=\"Interconnector\",#REF!*1,IF(#REF!=\"Wind\",#REF!*0.7,IF(#REF!=\"Marine\",#REF!*0.7,IF(#REF!=\"Nuclear\",#REF!*0.85,IF(#REF!=\"Pumped_Storage\",#REF!*0.5,IF(#REF!=\"CCS\",#REF!*0.85,IF(#REF!=\"OCGT\",#REF!*0,IF(#REF!=\"\",0,#REF!*K$627))))))))","v":{"$error":"#REF!"}},{"$f":"IF(#REF!=\"Interconnector\",#REF!*1,IF(#REF!=\"Wind\",#REF!*0.7,IF(#REF!=\"Marine\",#REF!*0.7,IF(#REF!=\"Nuclear\",#REF!*0.85,IF(#REF!=\"Pumped_Storage\",#REF!*0.5,IF(#REF!=\"CCS\",#REF!*0.85,IF(#REF!=\"OCGT\",#REF!*0,IF(#REF!=\"\",0,#REF!*L$627))))))))","v":{"$error":"#REF!"}},{"$f":"IF(#REF!=\"Interconnector\",#REF!*1,IF(#REF!=\"Wind\",#REF!*0.7,IF(#REF!=\"Marine\",#REF!*0.7,IF(#REF!=\"Nuclear\",#REF!*0.85,IF(#REF!=\"Pumped_Storage\",#REF!*0.5,IF(#REF!=\"CCS\",#REF!*0.85,IF(#REF!=\"OCGT\",#REF!*0,IF(#REF!=\"\",0,#REF!*M$627))))))))","v":{"$error":"#REF!"}},{"$f":"IF(#REF!=\"Interconnector\",#REF!*1,IF(#REF!=\"Wind\",#REF!*0.7,IF(#REF!=\"Marine\",#REF!*0.7,IF(#REF!=\"Nuclear\",#REF!*0.85,IF(#REF!=\"Pumped_Storage\",#REF!*0.5,IF(#REF!=\"CCS\",#REF!*0.85,IF(#REF!=\"OCGT\",#REF!*0,IF(#REF!=\"\",0,#REF!*N$627))))))))","v":{"$error":"#REF!"}},{"$f":"IF(#REF!=\"Interconnector\",#REF!*1,IF(#REF!=\"Wind\",#REF!*0.7,IF(#REF!=\"Marine\",#REF!*0.7,IF(#REF!=\"Nuclear\",#REF!*0.85,IF(#REF!=\"Pumped_Storage\",#REF!*0.5,IF(#REF!=\"CCS\",#REF!*0.85,IF(#REF!=\"OCGT\",#REF!*0,IF(#REF!=\"\",0,#REF!*O$627))))))))","v":{"$error":"#REF!"}}]
[{"$f":"#REF!","v":{"$error":"#REF!"}},{"$f":"#REF!","v":{"$error":"#REF!"}},{"$f":"#REF!","v":{"$error":"#REF!"}},{"$f":"#REF!","v":{"$error":"#REF!"}},{"$f":"IF(#REF!=\"Interconnector\",#REF!*1,IF(#REF!=\"Wind\",#REF!*0.7,IF(#REF!=\"Marine\",#REF!*0.7,IF(#REF!=\"Nuclear\",#REF!*0.85,IF(#REF!=\"Pumped_Storage\",#REF!*0.5,IF(#REF!=\"CCS\",#REF!*0.85,IF(#REF!=\"OCGT\",#REF!*0,IF(#REF!=\"\",0,#REF!*E$627))))))))","v":{"$error":"#REF!"}},{"$f":"IF(#REF!=\"Interconnector\",#REF!*1,IF(#REF!=\"Wind\",#REF!*0.7,IF(#REF!=\"Marine\",#REF!*0.7,IF(#REF!=\"Nuclear\",#REF!*0.85,IF(#REF!=\"Pumped_Storage\",#REF!*0.5,IF(#REF!=\"CCS\",#REF!*0.85,IF(#REF!=\"OCGT\",#REF!*0,IF(#REF!=\"\",0,#REF!*F$627))))))))","v":{"$error":"#REF!"}},{"$f":"IF(#REF!=\"Interconnector\",#REF!*1,IF(#REF!=\"Wind\",#REF!*0.7,IF(#REF!=\"Marine\",#REF!*0.7,IF(#REF!=\"Nuclear\",#REF!*0.85,IF(#REF!=\"Pumped_Storage\",#REF!*0.5,IF(#REF!=\"CCS\",#REF!*0.85,IF(#REF!=\"OCGT\",#REF!*0,IF(#REF!=\"\",0,#REF!*G$627))))))))","v":{"$error":"#REF!"}},{"$f":"IF(#REF!=\"Interconnector\",#REF!*1,IF(#REF!=\"Wind\",#REF!*0.7,IF(#REF!=\"Marine\",#REF!*0.7,IF(#REF!=\"Nuclear\",#REF!*0.85,IF(#REF!=\"Pumped_Storage\",#REF!*0.5,IF(#REF!=\"CCS\",#REF!*0.85,IF(#REF!=\"OCGT\",#REF!*0,IF(#REF!=\"\",0,#REF!*H$627))))))))","v":{"$error":"#REF!"}},{"$f":"IF(#REF!=\"Interconnector\",#REF!*1,IF(#REF!=\"Wind\",#REF!*0.7,IF(#REF!=\"Marine\",#REF!*0.7,IF(#REF!=\"Nuclear\",#REF!*0.85,IF(#REF!=\"Pumped_Storage\",#REF!*0.5,IF(#REF!=\"CCS\",#REF!*0.85,IF(#REF!=\"OCGT\",#REF!*0,IF(#REF!=\"\",0,#REF!*I$627))))))))","v":{"$error":"#REF!"}},{"$f":"IF(#REF!=\"Interconnector\",#REF!*1,IF(#REF!=\"Wind\",#REF!*0.7,IF(#REF!=\"Marine\",#REF!*0.7,IF(#REF!=\"Nuclear\",#REF!*0.85,IF(#REF!=\"Pumped_Storage\",#REF!*0.5,IF(#REF!=\"CCS\",#REF!*0.85,IF(#REF!=\"OCGT\",#REF!*0,IF(#REF!=\"\",0,#REF!*J$627))))))))","v":{"$error":"#REF!"}},{"$f":"IF(#REF!=\"Interconnector\",#REF!*1,IF(#REF!=\"Wind\",#REF!*0.7,IF(#REF!=\"Marine\",#REF!*0.7,IF(#REF!=\"Nuclear\",#REF!*0.85,IF(#REF!=\"Pumped_Storage\",#REF!*0.5,IF(#REF!=\"CCS\",#REF!*0.85,IF(#REF!=\"OCGT\",#REF!*0,IF(#REF!=\"\",0,#REF!*K$627))))))))","v":{"$error":"#REF!"}},{"$f":"IF(#REF!=\"Interconnector\",#REF!*1,IF(#REF!=\"Wind\",#REF!*0.7,IF(#REF!=\"Marine\",#REF!*0.7,IF(#REF!=\"Nuclear\",#REF!*0.85,IF(#REF!=\"Pumped_Storage\",#REF!*0.5,IF(#REF!=\"CCS\",#REF!*0.85,IF(#REF!=\"OCGT\",#REF!*0,IF(#REF!=\"\",0,#REF!*L$627))))))))","v":{"$error":"#REF!"}},{"$f":"IF(#REF!=\"Interconnector\",#REF!*1,IF(#REF!=\"Wind\",#REF!*0.7,IF(#REF!=\"Marine\",#REF!*0.7,IF(#REF!=\"Nuclear\",#REF!*0.85,IF(#REF!=\"Pumped_Storage\",#REF!*0.5,IF(#REF!=\"CCS\",#REF!*0.85,IF(#REF!=\"OCGT\",#REF!*0,IF(#REF!=\"\",0,#REF!*M$627))))))))","v":{"$error":"#REF!"}},{"$f":"IF(#REF!=\"Interconnector\",#REF!*1,IF(#REF!=\"Wind\",#REF!*0.7,IF(#REF!=\"Marine\",#REF!*0.7,IF(#REF!=\"Nuclear\",#REF!*0.85,IF(#REF!=\"Pumped_Storage\",#REF!*0.5,IF(#REF!=\"CCS\",#REF!*0.85,IF(#REF!=\"OCGT\",#REF!*0,IF(#REF!=\"\",0,#REF!*N$627))))))))","v":{"$error":"#REF!"}},{"$f":"IF(#REF!=\"Interconnector\",#REF!*1,IF(#REF!=\"Wind\",#REF!*0.7,IF(#REF!=\"Marine\",#REF!*0.7,IF(#REF!=\"Nuclear\",#REF!*0.85,IF(#REF!=\"Pumped_Storage\",#REF!*0.5,IF(#REF!=\"CCS\",#REF!*0.85,IF(#REF!=\"OCGT\",#REF!*0,IF(#REF!=\"\",0,#REF!*O$627))))))))","v":{"$error":"#REF!"}}]
[{"$f":"#REF!","v":{"$error":"#REF!"}},{"$f":"#REF!","v":{"$error":"#REF!"}},{"$f":"#REF!","v":{"$error":"#REF!"}},{"$f":"#REF!","v":{"$error":"#REF!"}},{"$f":"IF(#REF!=\"Interconnector\",#REF!*1,IF(#REF!=\"Wind\",#REF!*0.7,IF(#REF!=\"Marine\",#REF!*0.7,IF(#REF!=\"Nuclear\",#REF!*0.85,IF(#REF!=\"Pumped_Storage\",#REF!*0.5,IF(#REF!=\"CCS\",#REF!*0.85,IF(#REF!=\"OCGT\",#REF!*0,IF(#REF!=\"\",0,#REF!*E$627))))))))","v":{"$error":"#REF!"}},{"$f":"IF(#REF!=\"Interconnector\",#REF!*1,IF(#REF!=\"Wind\",#REF!*0.7,IF(#REF!=\"Marine\",#REF!*0.7,IF(#REF!=\"Nuclear\",#REF!*0.85,IF(#REF!=\"Pumped_Storage\",#REF!*0.5,IF(#REF!=\"CCS\",#REF!*0.85,IF(#REF!=\"OCGT\",#REF!*0,IF(#REF!=\"\",0,#REF!*F$627))))))))","v":{"$error":"#REF!"}},{"$f":"IF(#REF!=\"Interconnector\",#REF!*1,IF(#REF!=\"Wind\",#REF!*0.7,IF(#REF!=\"Marine\",#REF!*0.7,IF(#REF!=\"Nuclear\",#REF!*0.85,IF(#REF!=\"Pumped_Storage\",#REF!*0.5,IF(#REF!=\"CCS\",#REF!*0.85,IF(#REF!=\"OCGT\",#REF!*0,IF(#REF!=\"\",0,#REF!*G$627))))))))","v":{"$error":"#REF!"}},{"$f":"IF(#REF!=\"Interconnector\",#REF!*1,IF(#REF!=\"Wind\",#REF!*0.7,IF(#REF!=\"Marine\",#REF!*0.7,IF(#REF!=\"Nuclear\",#REF!*0.85,IF(#REF!=\"Pumped_Storage\",#REF!*0.5,IF(#REF!=\"CCS\",#REF!*0.85,IF(#REF!=\"OCGT\",#REF!*0,IF(#REF!=\"\",0,#REF!*H$627))))))))","v":{"$error":"#REF!"}},{"$f":"IF(#REF!=\"Interconnector\",#REF!*1,IF(#REF!=\"Wind\",#REF!*0.7,IF(#REF!=\"Marine\",#REF!*0.7,IF(#REF!=\"Nuclear\",#REF!*0.85,IF(#REF!=\"Pumped_Storage\",#REF!*0.5,IF(#REF!=\"CCS\",#REF!*0.85,IF(#REF!=\"OCGT\",#REF!*0,IF(#REF!=\"\",0,#REF!*I$627))))))))","v":{"$error":"#REF!"}},{"$f":"IF(#REF!=\"Interconnector\",#REF!*1,IF(#REF!=\"Wind\",#REF!*0.7,IF(#REF!=\"Marine\",#REF!*0.7,IF(#REF!=\"Nuclear\",#REF!*0.85,IF(#REF!=\"Pumped_Storage\",#REF!*0.5,IF(#REF!=\"CCS\",#REF!*0.85,IF(#REF!=\"OCGT\",#REF!*0,IF(#REF!=\"\",0,#REF!*J$627))))))))","v":{"$error":"#REF!"}},{"$f":"IF(#REF!=\"Interconnector\",#REF!*1,IF(#REF!=\"Wind\",#REF!*0.7,IF(#REF!=\"Marine\",#REF!*0.7,IF(#REF!=\"Nuclear\",#REF!*0.85,IF(#REF!=\"Pumped_Storage\",#REF!*0.5,IF(#REF!=\"CCS\",#REF!*0.85,IF(#REF!=\"OCGT\",#REF!*0,IF(#REF!=\"\",0,#REF!*K$627))))))))","v":{"$error":"#REF!"}},{"$f":"IF(#REF!=\"Interconnector\",#REF!*1,IF(#REF!=\"Wind\",#REF!*0.7,IF(#REF!=\"Marine\",#REF!*0.7,IF(#REF!=\"Nuclear\",#REF!*0.85,IF(#REF!=\"Pumped_Storage\",#REF!*0.5,IF(#REF!=\"CCS\",#REF!*0.85,IF(#REF!=\"OCGT\",#REF!*0,IF(#REF!=\"\",0,#REF!*L$627))))))))","v":{"$error":"#REF!"}},{"$f":"IF(#REF!=\"Interconnector\",#REF!*1,IF(#REF!=\"Wind\",#REF!*0.7,IF(#REF!=\"Marine\",#REF!*0.7,IF(#REF!=\"Nuclear\",#REF!*0.85,IF(#REF!=\"Pumped_Storage\",#REF!*0.5,IF(#REF!=\"CCS\",#REF!*0.85,IF(#REF!=\"OCGT\",#REF!*0,IF(#REF!=\"\",0,#REF!*M$627))))))))","v":{"$error":"#REF!"}},{"$f":"IF(#REF!=\"Interconnector\",#REF!*1,IF(#REF!=\"Wind\",#REF!*0.7,IF(#REF!=\"Marine\",#REF!*0.7,IF(#REF!=\"Nuclear\",#REF!*0.85,IF(#REF!=\"Pumped_Storage\",#REF!*0.5,IF(#REF!=\"CCS\",#REF!*0.85,IF(#REF!=\"OCGT\",#REF!*0,IF(#REF!=\"\",0,#REF!*N$627))))))))","v":{"$error":"#REF!"}},{"$f":"IF(#REF!=\"Interconnector\",#REF!*1,IF(#REF!=\"Wind\",#REF!*0.7,IF(#REF!=\"Marine\",#REF!*0.7,IF(#REF!=\"Nuclear\",#REF!*0.85,IF(#REF!=\"Pumped_Storage\",#REF!*0.5,IF(#REF!=\"CCS\",#REF!*0.85,IF(#REF!=\"OCGT\",#REF!*0,IF(#REF!=\"\",0,#REF!*O$627))))))))","v":{"$error":"#REF!"}}]
[{"$f":"#REF!","v":{"$error":"#REF!"}},{"$f":"#REF!","v":{"$error":"#REF!"}},{"$f":"#REF!","v":{"$error":"#REF!"}},{"$f":"#REF!","v":{"$error":"#REF!"}},{"$f":"IF(#REF!=\"Interconnector\",#REF!*1,IF(#REF!=\"Wind\",#REF!*0.7,IF(#REF!=\"Marine\",#REF!*0.7,IF(#REF!=\"Nuclear\",#REF!*0.85,IF(#REF!=\"Pumped_Storage\",#REF!*0.5,IF(#REF!=\"CCS\",#REF!*0.85,IF(#REF!=\"OCGT\",#REF!*0,IF(#REF!=\"\",0,#REF!*E$627))))))))","v":{"$error":"#REF!"}},{"$f":"IF(#REF!=\"Interconnector\",#REF!*1,IF(#REF!=\"Wind\",#REF!*0.7,IF(#REF!=\"Marine\",#REF!*0.7,IF(#REF!=\"Nuclear\",#REF!*0.85,IF(#REF!=\"Pumped_Storage\",#REF!*0.5,IF(#REF!=\"CCS\",#REF!*0.85,IF(#REF!=\"OCGT\",#REF!*0,IF(#REF!=\"\",0,#REF!*F$627))))))))","v":{"$error":"#REF!"}},{"$f":"IF(#REF!=\"Interconnector\",#REF!*1,IF(#REF!=\"Wind\",#REF!*0.7,IF(#REF!=\"Marine\",#REF!*0.7,IF(#REF!=\"Nuclear\",#REF!*0.85,IF(#REF!=\"Pumped_Storage\",#REF!*0.5,IF(#REF!=\"CCS\",#REF!*0.85,IF(#REF!=\"OCGT\",#REF!*0,IF(#REF!=\"\",0,#REF!*G$627))))))))","v":{"$error":"#REF!"}},{"$f":"IF(#REF!=\"Interconnector\",#REF!*1,IF(#REF!=\"Wind\",#REF!*0.7,IF(#REF!=\"Marine\",#REF!*0.7,IF(#REF!=\"Nuclear\",#REF!*0.85,IF(#REF!=\"Pumped_Storage\",#REF!*0.5,IF(#REF!=\"CCS\",#REF!*0.85,IF(#REF!=\"OCGT\",#REF!*0,IF(#REF!=\"\",0,#REF!*H$627))))))))","v":{"$error":"#REF!"}},{"$f":"IF(#REF!=\"Interconnector\",#REF!*1,IF(#REF!=\"Wind\",#REF!*0.7,IF(#REF!=\"Marine\",#REF!*0.7,IF(#REF!=\"Nuclear\",#REF!*0.85,IF(#REF!=\"Pumped_Storage\",#REF!*0.5,IF(#REF!=\"CCS\",#REF!*0.85,IF(#REF!=\"OCGT\",#REF!*0,IF(#REF!=\"\",0,#REF!*I$627))))))))","v":{"$error":"#REF!"}},{"$f":"IF(#REF!=\"Interconnector\",#REF!*1,IF(#REF!=\"Wind\",#REF!*0.7,IF(#REF!=\"Marine\",#REF!*0.7,IF(#REF!=\"Nuclear\",#REF!*0.85,IF(#REF!=\"Pumped_Storage\",#REF!*0.5,IF(#REF!=\"CCS\",#REF!*0.85,IF(#REF!=\"OCGT\",#REF!*0,IF(#REF!=\"\",0,#REF!*J$627))))))))","v":{"$error":"#REF!"}},{"$f":"IF(#REF!=\"Interconnector\",#REF!*1,IF(#REF!=\"Wind\",#REF!*0.7,IF(#REF!=\"Marine\",#REF!*0.7,IF(#REF!=\"Nuclear\",#REF!*0.85,IF(#REF!=\"Pumped_Storage\",#REF!*0.5,IF(#REF!=\"CCS\",#REF!*0.85,IF(#REF!=\"OCGT\",#REF!*0,IF(#REF!=\"\",0,#REF!*K$627))))))))","v":{"$error":"#REF!"}},{"$f":"IF(#REF!=\"Interconnector\",#REF!*1,IF(#REF!=\"Wind\",#REF!*0.7,IF(#REF!=\"Marine\",#REF!*0.7,IF(#REF!=\"Nuclear\",#REF!*0.85,IF(#REF!=\"Pumped_Storage\",#REF!*0.5,IF(#REF!=\"CCS\",#REF!*0.85,IF(#REF!=\"OCGT\",#REF!*0,IF(#REF!=\"\",0,#REF!*L$627))))))))","v":{"$error":"#REF!"}},{"$f":"IF(#REF!=\"Interconnector\",#REF!*1,IF(#REF!=\"Wind\",#REF!*0.7,IF(#REF!=\"Marine\",#REF!*0.7,IF(#REF!=\"Nuclear\",#REF!*0.85,IF(#REF!=\"Pumped_Storage\",#REF!*0.5,IF(#REF!=\"CCS\",#REF!*0.85,IF(#REF!=\"OCGT\",#REF!*0,IF(#REF!=\"\",0,#REF!*M$627))))))))","v":{"$error":"#REF!"}},{"$f":"IF(#REF!=\"Interconnector\",#REF!*1,IF(#REF!=\"Wind\",#REF!*0.7,IF(#REF!=\"Marine\",#REF!*0.7,IF(#REF!=\"Nuclear\",#REF!*0.85,IF(#REF!=\"Pumped_Storage\",#REF!*0.5,IF(#REF!=\"CCS\",#REF!*0.85,IF(#REF!=\"OCGT\",#REF!*0,IF(#REF!=\"\",0,#REF!*N$627))))))))","v":{"$error":"#REF!"}},{"$f":"IF(#REF!=\"Interconnector\",#REF!*1,IF(#REF!=\"Wind\",#REF!*0.7,IF(#REF!=\"Marine\",#REF!*0.7,IF(#REF!=\"Nuclear\",#REF!*0.85,IF(#REF!=\"Pumped_Storage\",#REF!*0.5,IF(#REF!=\"CCS\",#REF!*0.85,IF(#REF!=\"OCGT\",#REF!*0,IF(#REF!=\"\",0,#REF!*O$627))))))))","v":{"$error":"#REF!"}}]
[{"$f":"#REF!","v":{"$error":"#REF!"}},{"$f":"#REF!","v":{"$error":"#REF!"}},{"$f":"#REF!","v":{"$error":"#REF!"}},{"$f":"#REF!","v":{"$error":"#REF!"}},{"$f":"IF(#REF!=\"Interconnector\",#REF!*1,IF(#REF!=\"Wind\",#REF!*0.7,IF(#REF!=\"Marine\",#REF!*0.7,IF(#REF!=\"Nuclear\",#REF!*0.85,IF(#REF!=\"Pumped_Storage\",#REF!*0.5,IF(#REF!=\"CCS\",#REF!*0.85,IF(#REF!=\"OCGT\",#REF!*0,IF(#REF!=\"\",0,#REF!*E$627))))))))","v":{"$error":"#REF!"}},{"$f":"IF(#REF!=\"Interconnector\",#REF!*1,IF(#REF!=\"Wind\",#REF!*0.7,IF(#REF!=\"Marine\",#REF!*0.7,IF(#REF!=\"Nuclear\",#REF!*0.85,IF(#REF!=\"Pumped_Storage\",#REF!*0.5,IF(#REF!=\"CCS\",#REF!*0.85,IF(#REF!=\"OCGT\",#REF!*0,IF(#REF!=\"\",0,#REF!*F$627))))))))","v":{"$error":"#REF!"}},{"$f":"IF(#REF!=\"Interconnector\",#REF!*1,IF(#REF!=\"Wind\",#REF!*0.7,IF(#REF!=\"Marine\",#REF!*0.7,IF(#REF!=\"Nuclear\",#REF!*0.85,IF(#REF!=\"Pumped_Storage\",#REF!*0.5,IF(#REF!=\"CCS\",#REF!*0.85,IF(#REF!=\"OCGT\",#REF!*0,IF(#REF!=\"\",0,#REF!*G$627))))))))","v":{"$error":"#REF!"}},{"$f":"IF(#REF!=\"Interconnector\",#REF!*1,IF(#REF!=\"Wind\",#REF!*0.7,IF(#REF!=\"Marine\",#REF!*0.7,IF(#REF!=\"Nuclear\",#REF!*0.85,IF(#REF!=\"Pumped_Storage\",#REF!*0.5,IF(#REF!=\"CCS\",#REF!*0.85,IF(#REF!=\"OCGT\",#REF!*0,IF(#REF!=\"\",0,#REF!*H$627))))))))","v":{"$error":"#REF!"}},{"$f":"IF(#REF!=\"Interconnector\",#REF!*1,IF(#REF!=\"Wind\",#REF!*0.7,IF(#REF!=\"Marine\",#REF!*0.7,IF(#REF!=\"Nuclear\",#REF!*0.85,IF(#REF!=\"Pumped_Storage\",#REF!*0.5,IF(#REF!=\"CCS\",#REF!*0.85,IF(#REF!=\"OCGT\",#REF!*0,IF(#REF!=\"\",0,#REF!*I$627))))))))","v":{"$error":"#REF!"}},{"$f":"IF(#REF!=\"Interconnector\",#REF!*1,IF(#REF!=\"Wind\",#REF!*0.7,IF(#REF!=\"Marine\",#REF!*0.7,IF(#REF!=\"Nuclear\",#REF!*0.85,IF(#REF!=\"Pumped_Storage\",#REF!*0.5,IF(#REF!=\"CCS\",#REF!*0.85,IF(#REF!=\"OCGT\",#REF!*0,IF(#REF!=\"\",0,#REF!*J$627))))))))","v":{"$error":"#REF!"}},{"$f":"IF(#REF!=\"Interconnector\",#REF!*1,IF(#REF!=\"Wind\",#REF!*0.7,IF(#REF!=\"Marine\",#REF!*0.7,IF(#REF!=\"Nuclear\",#REF!*0.85,IF(#REF!=\"Pumped_Storage\",#REF!*0.5,IF(#REF!=\"CCS\",#REF!*0.85,IF(#REF!=\"OCGT\",#REF!*0,IF(#REF!=\"\",0,#REF!*K$627))))))))","v":{"$error":"#REF!"}},{"$f":"IF(#REF!=\"Interconnector\",#REF!*1,IF(#REF!=\"Wind\",#REF!*0.7,IF(#REF!=\"Marine\",#REF!*0.7,IF(#REF!=\"Nuclear\",#REF!*0.85,IF(#REF!=\"Pumped_Storage\",#REF!*0.5,IF(#REF!=\"CCS\",#REF!*0.85,IF(#REF!=\"OCGT\",#REF!*0,IF(#REF!=\"\",0,#REF!*L$627))))))))","v":{"$error":"#REF!"}},{"$f":"IF(#REF!=\"Interconnector\",#REF!*1,IF(#REF!=\"Wind\",#REF!*0.7,IF(#REF!=\"Marine\",#REF!*0.7,IF(#REF!=\"Nuclear\",#REF!*0.85,IF(#REF!=\"Pumped_Storage\",#REF!*0.5,IF(#REF!=\"CCS\",#REF!*0.85,IF(#REF!=\"OCGT\",#REF!*0,IF(#REF!=\"\",0,#REF!*M$627))))))))","v":{"$error":"#REF!"}},{"$f":"IF(#REF!=\"Interconnector\",#REF!*1,IF(#REF!=\"Wind\",#REF!*0.7,IF(#REF!=\"Marine\",#REF!*0.7,IF(#REF!=\"Nuclear\",#REF!*0.85,IF(#REF!=\"Pumped_Storage\",#REF!*0.5,IF(#REF!=\"CCS\",#REF!*0.85,IF(#REF!=\"OCGT\",#REF!*0,IF(#REF!=\"\",0,#REF!*N$627))))))))","v":{"$error":"#REF!"}},{"$f":"IF(#REF!=\"Interconnector\",#REF!*1,IF(#REF!=\"Wind\",#REF!*0.7,IF(#REF!=\"Marine\",#REF!*0.7,IF(#REF!=\"Nuclear\",#REF!*0.85,IF(#REF!=\"Pumped_Storage\",#REF!*0.5,IF(#REF!=\"CCS\",#REF!*0.85,IF(#REF!=\"OCGT\",#REF!*0,IF(#REF!=\"\",0,#REF!*O$627))))))))","v":{"$error":"#REF!"}}]
[{"$f":"#REF!","v":{"$error":"#REF!"}},{"$f":"#REF!","v":{"$error":"#REF!"}},{"$f":"#REF!","v":{"$error":"#REF!"}},{"$f":"#REF!","v":{"$error":"#REF!"}},{"$f":"IF(#REF!=\"Interconnector\",#REF!*1,IF(#REF!=\"Wind\",#REF!*0.7,IF(#REF!=\"Marine\",#REF!*0.7,IF(#REF!=\"Nuclear\",#REF!*0.85,IF(#REF!=\"Pumped_Storage\",#REF!*0.5,IF(#REF!=\"CCS\",#REF!*0.85,IF(#REF!=\"OCGT\",#REF!*0,IF(#REF!=\"\",0,#REF!*E$627))))))))","v":{"$error":"#REF!"}},{"$f":"IF(#REF!=\"Interconnector\",#REF!*1,IF(#REF!=\"Wind\",#REF!*0.7,IF(#REF!=\"Marine\",#REF!*0.7,IF(#REF!=\"Nuclear\",#REF!*0.85,IF(#REF!=\"Pumped_Storage\",#REF!*0.5,IF(#REF!=\"CCS\",#REF!*0.85,IF(#REF!=\"OCGT\",#REF!*0,IF(#REF!=\"\",0,#REF!*F$627))))))))","v":{"$error":"#REF!"}},{"$f":"IF(#REF!=\"Interconnector\",#REF!*1,IF(#REF!=\"Wind\",#REF!*0.7,IF(#REF!=\"Marine\",#REF!*0.7,IF(#REF!=\"Nuclear\",#REF!*0.85,IF(#REF!=\"Pumped_Storage\",#REF!*0.5,IF(#REF!=\"CCS\",#REF!*0.85,IF(#REF!=\"OCGT\",#REF!*0,IF(#REF!=\"\",0,#REF!*G$627))))))))","v":{"$error":"#REF!"}},{"$f":"IF(#REF!=\"Interconnector\",#REF!*1,IF(#REF!=\"Wind\",#REF!*0.7,IF(#REF!=\"Marine\",#REF!*0.7,IF(#REF!=\"Nuclear\",#REF!*0.85,IF(#REF!=\"Pumped_Storage\",#REF!*0.5,IF(#REF!=\"CCS\",#REF!*0.85,IF(#REF!=\"OCGT\",#REF!*0,IF(#REF!=\"\",0,#REF!*H$627))))))))","v":{"$error":"#REF!"}},{"$f":"IF(#REF!=\"Interconnector\",#REF!*1,IF(#REF!=\"Wind\",#REF!*0.7,IF(#REF!=\"Marine\",#REF!*0.7,IF(#REF!=\"Nuclear\",#REF!*0.85,IF(#REF!=\"Pumped_Storage\",#REF!*0.5,IF(#REF!=\"CCS\",#REF!*0.85,IF(#REF!=\"OCGT\",#REF!*0,IF(#REF!=\"\",0,#REF!*I$627))))))))","v":{"$error":"#REF!"}},{"$f":"IF(#REF!=\"Interconnector\",#REF!*1,IF(#REF!=\"Wind\",#REF!*0.7,IF(#REF!=\"Marine\",#REF!*0.7,IF(#REF!=\"Nuclear\",#REF!*0.85,IF(#REF!=\"Pumped_Storage\",#REF!*0.5,IF(#REF!=\"CCS\",#REF!*0.85,IF(#REF!=\"OCGT\",#REF!*0,IF(#REF!=\"\",0,#REF!*J$627))))))))","v":{"$error":"#REF!"}},{"$f":"IF(#REF!=\"Interconnector\",#REF!*1,IF(#REF!=\"Wind\",#REF!*0.7,IF(#REF!=\"Marine\",#REF!*0.7,IF(#REF!=\"Nuclear\",#REF!*0.85,IF(#REF!=\"Pumped_Storage\",#REF!*0.5,IF(#REF!=\"CCS\",#REF!*0.85,IF(#REF!=\"OCGT\",#REF!*0,IF(#REF!=\"\",0,#REF!*K$627))))))))","v":{"$error":"#REF!"}},{"$f":"IF(#REF!=\"Interconnector\",#REF!*1,IF(#REF!=\"Wind\",#REF!*0.7,IF(#REF!=\"Marine\",#REF!*0.7,IF(#REF!=\"Nuclear\",#REF!*0.85,IF(#REF!=\"Pumped_Storage\",#REF!*0.5,IF(#REF!=\"CCS\",#REF!*0.85,IF(#REF!=\"OCGT\",#REF!*0,IF(#REF!=\"\",0,#REF!*L$627))))))))","v":{"$error":"#REF!"}},{"$f":"IF(#REF!=\"Interconnector\",#REF!*1,IF(#REF!=\"Wind\",#REF!*0.7,IF(#REF!=\"Marine\",#REF!*0.7,IF(#REF!=\"Nuclear\",#REF!*0.85,IF(#REF!=\"Pumped_Storage\",#REF!*0.5,IF(#REF!=\"CCS\",#REF!*0.85,IF(#REF!=\"OCGT\",#REF!*0,IF(#REF!=\"\",0,#REF!*M$627))))))))","v":{"$error":"#REF!"}},{"$f":"IF(#REF!=\"Interconnector\",#REF!*1,IF(#REF!=\"Wind\",#REF!*0.7,IF(#REF!=\"Marine\",#REF!*0.7,IF(#REF!=\"Nuclear\",#REF!*0.85,IF(#REF!=\"Pumped_Storage\",#REF!*0.5,IF(#REF!=\"CCS\",#REF!*0.85,IF(#REF!=\"OCGT\",#REF!*0,IF(#REF!=\"\",0,#REF!*N$627))))))))","v":{"$error":"#REF!"}},{"$f":"IF(#REF!=\"Interconnector\",#REF!*1,IF(#REF!=\"Wind\",#REF!*0.7,IF(#REF!=\"Marine\",#REF!*0.7,IF(#REF!=\"Nuclear\",#REF!*0.85,IF(#REF!=\"Pumped_Storage\",#REF!*0.5,IF(#REF!=\"CCS\",#REF!*0.85,IF(#REF!=\"OCGT\",#REF!*0,IF(#REF!=\"\",0,#REF!*O$627))))))))","v":{"$error":"#REF!"}}]
[{"$f":"#REF!","v":{"$error":"#REF!"}},{"$f":"#REF!","v":{"$error":"#REF!"}},{"$f":"#REF!","v":{"$error":"#REF!"}},{"$f":"#REF!","v":{"$error":"#REF!"}},{"$f":"IF(#REF!=\"Interconnector\",#REF!*1,IF(#REF!=\"Wind\",#REF!*0.7,IF(#REF!=\"Marine\",#REF!*0.7,IF(#REF!=\"Nuclear\",#REF!*0.85,IF(#REF!=\"Pumped_Storage\",#REF!*0.5,IF(#REF!=\"CCS\",#REF!*0.85,IF(#REF!=\"OCGT\",#REF!*0,IF(#REF!=\"\",0,#REF!*E$627))))))))","v":{"$error":"#REF!"}},{"$f":"IF(#REF!=\"Interconnector\",#REF!*1,IF(#REF!=\"Wind\",#REF!*0.7,IF(#REF!=\"Marine\",#REF!*0.7,IF(#REF!=\"Nuclear\",#REF!*0.85,IF(#REF!=\"Pumped_Storage\",#REF!*0.5,IF(#REF!=\"CCS\",#REF!*0.85,IF(#REF!=\"OCGT\",#REF!*0,IF(#REF!=\"\",0,#REF!*F$627))))))))","v":{"$error":"#REF!"}},{"$f":"IF(#REF!=\"Interconnector\",#REF!*1,IF(#REF!=\"Wind\",#REF!*0.7,IF(#REF!=\"Marine\",#REF!*0.7,IF(#REF!=\"Nuclear\",#REF!*0.85,IF(#REF!=\"Pumped_Storage\",#REF!*0.5,IF(#REF!=\"CCS\",#REF!*0.85,IF(#REF!=\"OCGT\",#REF!*0,IF(#REF!=\"\",0,#REF!*G$627))))))))","v":{"$error":"#REF!"}},{"$f":"IF(#REF!=\"Interconnector\",#REF!*1,IF(#REF!=\"Wind\",#REF!*0.7,IF(#REF!=\"Marine\",#REF!*0.7,IF(#REF!=\"Nuclear\",#REF!*0.85,IF(#REF!=\"Pumped_Storage\",#REF!*0.5,IF(#REF!=\"CCS\",#REF!*0.85,IF(#REF!=\"OCGT\",#REF!*0,IF(#REF!=\"\",0,#REF!*H$627))))))))","v":{"$error":"#REF!"}},{"$f":"IF(#REF!=\"Interconnector\",#REF!*1,IF(#REF!=\"Wind\",#REF!*0.7,IF(#REF!=\"Marine\",#REF!*0.7,IF(#REF!=\"Nuclear\",#REF!*0.85,IF(#REF!=\"Pumped_Storage\",#REF!*0.5,IF(#REF!=\"CCS\",#REF!*0.85,IF(#REF!=\"OCGT\",#REF!*0,IF(#REF!=\"\",0,#REF!*I$627))))))))","v":{"$error":"#REF!"}},{"$f":"IF(#REF!=\"Interconnector\",#REF!*1,IF(#REF!=\"Wind\",#REF!*0.7,IF(#REF!=\"Marine\",#REF!*0.7,IF(#REF!=\"Nuclear\",#REF!*0.85,IF(#REF!=\"Pumped_Storage\",#REF!*0.5,IF(#REF!=\"CCS\",#REF!*0.85,IF(#REF!=\"OCGT\",#REF!*0,IF(#REF!=\"\",0,#REF!*J$627))))))))","v":{"$error":"#REF!"}},{"$f":"IF(#REF!=\"Interconnector\",#REF!*1,IF(#REF!=\"Wind\",#REF!*0.7,IF(#REF!=\"Marine\",#REF!*0.7,IF(#REF!=\"Nuclear\",#REF!*0.85,IF(#REF!=\"Pumped_Storage\",#REF!*0.5,IF(#REF!=\"CCS\",#REF!*0.85,IF(#REF!=\"OCGT\",#REF!*0,IF(#REF!=\"\",0,#REF!*K$627))))))))","v":{"$error":"#REF!"}},{"$f":"IF(#REF!=\"Interconnector\",#REF!*1,IF(#REF!=\"Wind\",#REF!*0.7,IF(#REF!=\"Marine\",#REF!*0.7,IF(#REF!=\"Nuclear\",#REF!*0.85,IF(#REF!=\"Pumped_Storage\",#REF!*0.5,IF(#REF!=\"CCS\",#REF!*0.85,IF(#REF!=\"OCGT\",#REF!*0,IF(#REF!=\"\",0,#REF!*L$627))))))))","v":{"$error":"#REF!"}},{"$f":"IF(#REF!=\"Interconnector\",#REF!*1,IF(#REF!=\"Wind\",#REF!*0.7,IF(#REF!=\"Marine\",#REF!*0.7,IF(#REF!=\"Nuclear\",#REF!*0.85,IF(#REF!=\"Pumped_Storage\",#REF!*0.5,IF(#REF!=\"CCS\",#REF!*0.85,IF(#REF!=\"OCGT\",#REF!*0,IF(#REF!=\"\",0,#REF!*M$627))))))))","v":{"$error":"#REF!"}},{"$f":"IF(#REF!=\"Interconnector\",#REF!*1,IF(#REF!=\"Wind\",#REF!*0.7,IF(#REF!=\"Marine\",#REF!*0.7,IF(#REF!=\"Nuclear\",#REF!*0.85,IF(#REF!=\"Pumped_Storage\",#REF!*0.5,IF(#REF!=\"CCS\",#REF!*0.85,IF(#REF!=\"OCGT\",#REF!*0,IF(#REF!=\"\",0,#REF!*N$627))))))))","v":{"$error":"#REF!"}},{"$f":"IF(#REF!=\"Interconnector\",#REF!*1,IF(#REF!=\"Wind\",#REF!*0.7,IF(#REF!=\"Marine\",#REF!*0.7,IF(#REF!=\"Nuclear\",#REF!*0.85,IF(#REF!=\"Pumped_Storage\",#REF!*0.5,IF(#REF!=\"CCS\",#REF!*0.85,IF(#REF!=\"OCGT\",#REF!*0,IF(#REF!=\"\",0,#REF!*O$627))))))))","v":{"$error":"#REF!"}}]
[{"$f":"#REF!","v":{"$error":"#REF!"}},{"$f":"#REF!","v":{"$error":"#REF!"}},{"$f":"#REF!","v":{"$error":"#REF!"}},{"$f":"#REF!","v":{"$error":"#REF!"}},{"$f":"IF(#REF!=\"Interconnector\",#REF!*1,IF(#REF!=\"Wind\",#REF!*0.7,IF(#REF!=\"Marine\",#REF!*0.7,IF(#REF!=\"Nuclear\",#REF!*0.85,IF(#REF!=\"Pumped_Storage\",#REF!*0.5,IF(#REF!=\"CCS\",#REF!*0.85,IF(#REF!=\"OCGT\",#REF!*0,IF(#REF!=\"\",0,#REF!*E$627))))))))","v":{"$error":"#REF!"}},{"$f":"IF(#REF!=\"Interconnector\",#REF!*1,IF(#REF!=\"Wind\",#REF!*0.7,IF(#REF!=\"Marine\",#REF!*0.7,IF(#REF!=\"Nuclear\",#REF!*0.85,IF(#REF!=\"Pumped_Storage\",#REF!*0.5,IF(#REF!=\"CCS\",#REF!*0.85,IF(#REF!=\"OCGT\",#REF!*0,IF(#REF!=\"\",0,#REF!*F$627))))))))","v":{"$error":"#REF!"}},{"$f":"IF(#REF!=\"Interconnector\",#REF!*1,IF(#REF!=\"Wind\",#REF!*0.7,IF(#REF!=\"Marine\",#REF!*0.7,IF(#REF!=\"Nuclear\",#REF!*0.85,IF(#REF!=\"Pumped_Storage\",#REF!*0.5,IF(#REF!=\"CCS\",#REF!*0.85,IF(#REF!=\"OCGT\",#REF!*0,IF(#REF!=\"\",0,#REF!*G$627))))))))","v":{"$error":"#REF!"}},{"$f":"IF(#REF!=\"Interconnector\",#REF!*1,IF(#REF!=\"Wind\",#REF!*0.7,IF(#REF!=\"Marine\",#REF!*0.7,IF(#REF!=\"Nuclear\",#REF!*0.85,IF(#REF!=\"Pumped_Storage\",#REF!*0.5,IF(#REF!=\"CCS\",#REF!*0.85,IF(#REF!=\"OCGT\",#REF!*0,IF(#REF!=\"\",0,#REF!*H$627))))))))","v":{"$error":"#REF!"}},{"$f":"IF(#REF!=\"Interconnector\",#REF!*1,IF(#REF!=\"Wind\",#REF!*0.7,IF(#REF!=\"Marine\",#REF!*0.7,IF(#REF!=\"Nuclear\",#REF!*0.85,IF(#REF!=\"Pumped_Storage\",#REF!*0.5,IF(#REF!=\"CCS\",#REF!*0.85,IF(#REF!=\"OCGT\",#REF!*0,IF(#REF!=\"\",0,#REF!*I$627))))))))","v":{"$error":"#REF!"}},{"$f":"IF(#REF!=\"Interconnector\",#REF!*1,IF(#REF!=\"Wind\",#REF!*0.7,IF(#REF!=\"Marine\",#REF!*0.7,IF(#REF!=\"Nuclear\",#REF!*0.85,IF(#REF!=\"Pumped_Storage\",#REF!*0.5,IF(#REF!=\"CCS\",#REF!*0.85,IF(#REF!=\"OCGT\",#REF!*0,IF(#REF!=\"\",0,#REF!*J$627))))))))","v":{"$error":"#REF!"}},{"$f":"IF(#REF!=\"Interconnector\",#REF!*1,IF(#REF!=\"Wind\",#REF!*0.7,IF(#REF!=\"Marine\",#REF!*0.7,IF(#REF!=\"Nuclear\",#REF!*0.85,IF(#REF!=\"Pumped_Storage\",#REF!*0.5,IF(#REF!=\"CCS\",#REF!*0.85,IF(#REF!=\"OCGT\",#REF!*0,IF(#REF!=\"\",0,#REF!*K$627))))))))","v":{"$error":"#REF!"}},{"$f":"IF(#REF!=\"Interconnector\",#REF!*1,IF(#REF!=\"Wind\",#REF!*0.7,IF(#REF!=\"Marine\",#REF!*0.7,IF(#REF!=\"Nuclear\",#REF!*0.85,IF(#REF!=\"Pumped_Storage\",#REF!*0.5,IF(#REF!=\"CCS\",#REF!*0.85,IF(#REF!=\"OCGT\",#REF!*0,IF(#REF!=\"\",0,#REF!*L$627))))))))","v":{"$error":"#REF!"}},{"$f":"IF(#REF!=\"Interconnector\",#REF!*1,IF(#REF!=\"Wind\",#REF!*0.7,IF(#REF!=\"Marine\",#REF!*0.7,IF(#REF!=\"Nuclear\",#REF!*0.85,IF(#REF!=\"Pumped_Storage\",#REF!*0.5,IF(#REF!=\"CCS\",#REF!*0.85,IF(#REF!=\"OCGT\",#REF!*0,IF(#REF!=\"\",0,#REF!*M$627))))))))","v":{"$error":"#REF!"}},{"$f":"IF(#REF!=\"Interconnector\",#REF!*1,IF(#REF!=\"Wind\",#REF!*0.7,IF(#REF!=\"Marine\",#REF!*0.7,IF(#REF!=\"Nuclear\",#REF!*0.85,IF(#REF!=\"Pumped_Storage\",#REF!*0.5,IF(#REF!=\"CCS\",#REF!*0.85,IF(#REF!=\"OCGT\",#REF!*0,IF(#REF!=\"\",0,#REF!*N$627))))))))","v":{"$error":"#REF!"}},{"$f":"IF(#REF!=\"Interconnector\",#REF!*1,IF(#REF!=\"Wind\",#REF!*0.7,IF(#REF!=\"Marine\",#REF!*0.7,IF(#REF!=\"Nuclear\",#REF!*0.85,IF(#REF!=\"Pumped_Storage\",#REF!*0.5,IF(#REF!=\"CCS\",#REF!*0.85,IF(#REF!=\"OCGT\",#REF!*0,IF(#REF!=\"\",0,#REF!*O$627))))))))","v":{"$error":"#REF!"}}]
[{"$f":"#REF!","v":{"$error":"#REF!"}},{"$f":"#REF!","v":{"$error":"#REF!"}},{"$f":"#REF!","v":{"$error":"#REF!"}},{"$f":"#REF!","v":{"$error":"#REF!"}},{"$f":"IF(#REF!=\"Interconnector\",#REF!*1,IF(#REF!=\"Wind\",#REF!*0.7,IF(#REF!=\"Marine\",#REF!*0.7,IF(#REF!=\"Nuclear\",#REF!*0.85,IF(#REF!=\"Pumped_Storage\",#REF!*0.5,IF(#REF!=\"CCS\",#REF!*0.85,IF(#REF!=\"OCGT\",#REF!*0,IF(#REF!=\"\",0,#REF!*E$627))))))))","v":{"$error":"#REF!"}},{"$f":"IF(#REF!=\"Interconnector\",#REF!*1,IF(#REF!=\"Wind\",#REF!*0.7,IF(#REF!=\"Marine\",#REF!*0.7,IF(#REF!=\"Nuclear\",#REF!*0.85,IF(#REF!=\"Pumped_Storage\",#REF!*0.5,IF(#REF!=\"CCS\",#REF!*0.85,IF(#REF!=\"OCGT\",#REF!*0,IF(#REF!=\"\",0,#REF!*F$627))))))))","v":{"$error":"#REF!"}},{"$f":"IF(#REF!=\"Interconnector\",#REF!*1,IF(#REF!=\"Wind\",#REF!*0.7,IF(#REF!=\"Marine\",#REF!*0.7,IF(#REF!=\"Nuclear\",#REF!*0.85,IF(#REF!=\"Pumped_Storage\",#REF!*0.5,IF(#REF!=\"CCS\",#REF!*0.85,IF(#REF!=\"OCGT\",#REF!*0,IF(#REF!=\"\",0,#REF!*G$627))))))))","v":{"$error":"#REF!"}},{"$f":"IF(#REF!=\"Interconnector\",#REF!*1,IF(#REF!=\"Wind\",#REF!*0.7,IF(#REF!=\"Marine\",#REF!*0.7,IF(#REF!=\"Nuclear\",#REF!*0.85,IF(#REF!=\"Pumped_Storage\",#REF!*0.5,IF(#REF!=\"CCS\",#REF!*0.85,IF(#REF!=\"OCGT\",#REF!*0,IF(#REF!=\"\",0,#REF!*H$627))))))))","v":{"$error":"#REF!"}},{"$f":"IF(#REF!=\"Interconnector\",#REF!*1,IF(#REF!=\"Wind\",#REF!*0.7,IF(#REF!=\"Marine\",#REF!*0.7,IF(#REF!=\"Nuclear\",#REF!*0.85,IF(#REF!=\"Pumped_Storage\",#REF!*0.5,IF(#REF!=\"CCS\",#REF!*0.85,IF(#REF!=\"OCGT\",#REF!*0,IF(#REF!=\"\",0,#REF!*I$627))))))))","v":{"$error":"#REF!"}},{"$f":"IF(#REF!=\"Interconnector\",#REF!*1,IF(#REF!=\"Wind\",#REF!*0.7,IF(#REF!=\"Marine\",#REF!*0.7,IF(#REF!=\"Nuclear\",#REF!*0.85,IF(#REF!=\"Pumped_Storage\",#REF!*0.5,IF(#REF!=\"CCS\",#REF!*0.85,IF(#REF!=\"OCGT\",#REF!*0,IF(#REF!=\"\",0,#REF!*J$627))))))))","v":{"$error":"#REF!"}},{"$f":"IF(#REF!=\"Interconnector\",#REF!*1,IF(#REF!=\"Wind\",#REF!*0.7,IF(#REF!=\"Marine\",#REF!*0.7,IF(#REF!=\"Nuclear\",#REF!*0.85,IF(#REF!=\"Pumped_Storage\",#REF!*0.5,IF(#REF!=\"CCS\",#REF!*0.85,IF(#REF!=\"OCGT\",#REF!*0,IF(#REF!=\"\",0,#REF!*K$627))))))))","v":{"$error":"#REF!"}},{"$f":"IF(#REF!=\"Interconnector\",#REF!*1,IF(#REF!=\"Wind\",#REF!*0.7,IF(#REF!=\"Marine\",#REF!*0.7,IF(#REF!=\"Nuclear\",#REF!*0.85,IF(#REF!=\"Pumped_Storage\",#REF!*0.5,IF(#REF!=\"CCS\",#REF!*0.85,IF(#REF!=\"OCGT\",#REF!*0,IF(#REF!=\"\",0,#REF!*L$627))))))))","v":{"$error":"#REF!"}},{"$f":"IF(#REF!=\"Interconnector\",#REF!*1,IF(#REF!=\"Wind\",#REF!*0.7,IF(#REF!=\"Marine\",#REF!*0.7,IF(#REF!=\"Nuclear\",#REF!*0.85,IF(#REF!=\"Pumped_Storage\",#REF!*0.5,IF(#REF!=\"CCS\",#REF!*0.85,IF(#REF!=\"OCGT\",#REF!*0,IF(#REF!=\"\",0,#REF!*M$627))))))))","v":{"$error":"#REF!"}},{"$f":"IF(#REF!=\"Interconnector\",#REF!*1,IF(#REF!=\"Wind\",#REF!*0.7,IF(#REF!=\"Marine\",#REF!*0.7,IF(#REF!=\"Nuclear\",#REF!*0.85,IF(#REF!=\"Pumped_Storage\",#REF!*0.5,IF(#REF!=\"CCS\",#REF!*0.85,IF(#REF!=\"OCGT\",#REF!*0,IF(#REF!=\"\",0,#REF!*N$627))))))))","v":{"$error":"#REF!"}},{"$f":"IF(#REF!=\"Interconnector\",#REF!*1,IF(#REF!=\"Wind\",#REF!*0.7,IF(#REF!=\"Marine\",#REF!*0.7,IF(#REF!=\"Nuclear\",#REF!*0.85,IF(#REF!=\"Pumped_Storage\",#REF!*0.5,IF(#REF!=\"CCS\",#REF!*0.85,IF(#REF!=\"OCGT\",#REF!*0,IF(#REF!=\"\",0,#REF!*O$627))))))))","v":{"$error":"#REF!"}}]
[{"$f":"#REF!","v":{"$error":"#REF!"}},{"$f":"#REF!","v":{"$error":"#REF!"}},{"$f":"#REF!","v":{"$error":"#REF!"}},{"$f":"#REF!","v":{"$error":"#REF!"}},{"$f":"IF(#REF!=\"Interconnector\",#REF!*1,IF(#REF!=\"Wind\",#REF!*0.7,IF(#REF!=\"Marine\",#REF!*0.7,IF(#REF!=\"Nuclear\",#REF!*0.85,IF(#REF!=\"Pumped_Storage\",#REF!*0.5,IF(#REF!=\"CCS\",#REF!*0.85,IF(#REF!=\"OCGT\",#REF!*0,IF(#REF!=\"\",0,#REF!*E$627))))))))","v":{"$error":"#REF!"}},{"$f":"IF(#REF!=\"Interconnector\",#REF!*1,IF(#REF!=\"Wind\",#REF!*0.7,IF(#REF!=\"Marine\",#REF!*0.7,IF(#REF!=\"Nuclear\",#REF!*0.85,IF(#REF!=\"Pumped_Storage\",#REF!*0.5,IF(#REF!=\"CCS\",#REF!*0.85,IF(#REF!=\"OCGT\",#REF!*0,IF(#REF!=\"\",0,#REF!*F$627))))))))","v":{"$error":"#REF!"}},{"$f":"IF(#REF!=\"Interconnector\",#REF!*1,IF(#REF!=\"Wind\",#REF!*0.7,IF(#REF!=\"Marine\",#REF!*0.7,IF(#REF!=\"Nuclear\",#REF!*0.85,IF(#REF!=\"Pumped_Storage\",#REF!*0.5,IF(#REF!=\"CCS\",#REF!*0.85,IF(#REF!=\"OCGT\",#REF!*0,IF(#REF!=\"\",0,#REF!*G$627))))))))","v":{"$error":"#REF!"}},{"$f":"IF(#REF!=\"Interconnector\",#REF!*1,IF(#REF!=\"Wind\",#REF!*0.7,IF(#REF!=\"Marine\",#REF!*0.7,IF(#REF!=\"Nuclear\",#REF!*0.85,IF(#REF!=\"Pumped_Storage\",#REF!*0.5,IF(#REF!=\"CCS\",#REF!*0.85,IF(#REF!=\"OCGT\",#REF!*0,IF(#REF!=\"\",0,#REF!*H$627))))))))","v":{"$error":"#REF!"}},{"$f":"IF(#REF!=\"Interconnector\",#REF!*1,IF(#REF!=\"Wind\",#REF!*0.7,IF(#REF!=\"Marine\",#REF!*0.7,IF(#REF!=\"Nuclear\",#REF!*0.85,IF(#REF!=\"Pumped_Storage\",#REF!*0.5,IF(#REF!=\"CCS\",#REF!*0.85,IF(#REF!=\"OCGT\",#REF!*0,IF(#REF!=\"\",0,#REF!*I$627))))))))","v":{"$error":"#REF!"}},{"$f":"IF(#REF!=\"Interconnector\",#REF!*1,IF(#REF!=\"Wind\",#REF!*0.7,IF(#REF!=\"Marine\",#REF!*0.7,IF(#REF!=\"Nuclear\",#REF!*0.85,IF(#REF!=\"Pumped_Storage\",#REF!*0.5,IF(#REF!=\"CCS\",#REF!*0.85,IF(#REF!=\"OCGT\",#REF!*0,IF(#REF!=\"\",0,#REF!*J$627))))))))","v":{"$error":"#REF!"}},{"$f":"IF(#REF!=\"Interconnector\",#REF!*1,IF(#REF!=\"Wind\",#REF!*0.7,IF(#REF!=\"Marine\",#REF!*0.7,IF(#REF!=\"Nuclear\",#REF!*0.85,IF(#REF!=\"Pumped_Storage\",#REF!*0.5,IF(#REF!=\"CCS\",#REF!*0.85,IF(#REF!=\"OCGT\",#REF!*0,IF(#REF!=\"\",0,#REF!*K$627))))))))","v":{"$error":"#REF!"}},{"$f":"IF(#REF!=\"Interconnector\",#REF!*1,IF(#REF!=\"Wind\",#REF!*0.7,IF(#REF!=\"Marine\",#REF!*0.7,IF(#REF!=\"Nuclear\",#REF!*0.85,IF(#REF!=\"Pumped_Storage\",#REF!*0.5,IF(#REF!=\"CCS\",#REF!*0.85,IF(#REF!=\"OCGT\",#REF!*0,IF(#REF!=\"\",0,#REF!*L$627))))))))","v":{"$error":"#REF!"}},{"$f":"IF(#REF!=\"Interconnector\",#REF!*1,IF(#REF!=\"Wind\",#REF!*0.7,IF(#REF!=\"Marine\",#REF!*0.7,IF(#REF!=\"Nuclear\",#REF!*0.85,IF(#REF!=\"Pumped_Storage\",#REF!*0.5,IF(#REF!=\"CCS\",#REF!*0.85,IF(#REF!=\"OCGT\",#REF!*0,IF(#REF!=\"\",0,#REF!*M$627))))))))","v":{"$error":"#REF!"}},{"$f":"IF(#REF!=\"Interconnector\",#REF!*1,IF(#REF!=\"Wind\",#REF!*0.7,IF(#REF!=\"Marine\",#REF!*0.7,IF(#REF!=\"Nuclear\",#REF!*0.85,IF(#REF!=\"Pumped_Storage\",#REF!*0.5,IF(#REF!=\"CCS\",#REF!*0.85,IF(#REF!=\"OCGT\",#REF!*0,IF(#REF!=\"\",0,#REF!*N$627))))))))","v":{"$error":"#REF!"}},{"$f":"IF(#REF!=\"Interconnector\",#REF!*1,IF(#REF!=\"Wind\",#REF!*0.7,IF(#REF!=\"Marine\",#REF!*0.7,IF(#REF!=\"Nuclear\",#REF!*0.85,IF(#REF!=\"Pumped_Storage\",#REF!*0.5,IF(#REF!=\"CCS\",#REF!*0.85,IF(#REF!=\"OCGT\",#REF!*0,IF(#REF!=\"\",0,#REF!*O$627))))))))","v":{"$error":"#REF!"}}]
[{"$f":"#REF!","v":{"$error":"#REF!"}},{"$f":"#REF!","v":{"$error":"#REF!"}},{"$f":"#REF!","v":{"$error":"#REF!"}},{"$f":"#REF!","v":{"$error":"#REF!"}},{"$f":"IF(#REF!=\"Interconnector\",#REF!*1,IF(#REF!=\"Wind\",#REF!*0.7,IF(#REF!=\"Marine\",#REF!*0.7,IF(#REF!=\"Nuclear\",#REF!*0.85,IF(#REF!=\"Pumped_Storage\",#REF!*0.5,IF(#REF!=\"CCS\",#REF!*0.85,IF(#REF!=\"OCGT\",#REF!*0,IF(#REF!=\"\",0,#REF!*E$627))))))))","v":{"$error":"#REF!"}},{"$f":"IF(#REF!=\"Interconnector\",#REF!*1,IF(#REF!=\"Wind\",#REF!*0.7,IF(#REF!=\"Marine\",#REF!*0.7,IF(#REF!=\"Nuclear\",#REF!*0.85,IF(#REF!=\"Pumped_Storage\",#REF!*0.5,IF(#REF!=\"CCS\",#REF!*0.85,IF(#REF!=\"OCGT\",#REF!*0,IF(#REF!=\"\",0,#REF!*F$627))))))))","v":{"$error":"#REF!"}},{"$f":"IF(#REF!=\"Interconnector\",#REF!*1,IF(#REF!=\"Wind\",#REF!*0.7,IF(#REF!=\"Marine\",#REF!*0.7,IF(#REF!=\"Nuclear\",#REF!*0.85,IF(#REF!=\"Pumped_Storage\",#REF!*0.5,IF(#REF!=\"CCS\",#REF!*0.85,IF(#REF!=\"OCGT\",#REF!*0,IF(#REF!=\"\",0,#REF!*G$627))))))))","v":{"$error":"#REF!"}},{"$f":"IF(#REF!=\"Interconnector\",#REF!*1,IF(#REF!=\"Wind\",#REF!*0.7,IF(#REF!=\"Marine\",#REF!*0.7,IF(#REF!=\"Nuclear\",#REF!*0.85,IF(#REF!=\"Pumped_Storage\",#REF!*0.5,IF(#REF!=\"CCS\",#REF!*0.85,IF(#REF!=\"OCGT\",#REF!*0,IF(#REF!=\"\",0,#REF!*H$627))))))))","v":{"$error":"#REF!"}},{"$f":"IF(#REF!=\"Interconnector\",#REF!*1,IF(#REF!=\"Wind\",#REF!*0.7,IF(#REF!=\"Marine\",#REF!*0.7,IF(#REF!=\"Nuclear\",#REF!*0.85,IF(#REF!=\"Pumped_Storage\",#REF!*0.5,IF(#REF!=\"CCS\",#REF!*0.85,IF(#REF!=\"OCGT\",#REF!*0,IF(#REF!=\"\",0,#REF!*I$627))))))))","v":{"$error":"#REF!"}},{"$f":"IF(#REF!=\"Interconnector\",#REF!*1,IF(#REF!=\"Wind\",#REF!*0.7,IF(#REF!=\"Marine\",#REF!*0.7,IF(#REF!=\"Nuclear\",#REF!*0.85,IF(#REF!=\"Pumped_Storage\",#REF!*0.5,IF(#REF!=\"CCS\",#REF!*0.85,IF(#REF!=\"OCGT\",#REF!*0,IF(#REF!=\"\",0,#REF!*J$627))))))))","v":{"$error":"#REF!"}},{"$f":"IF(#REF!=\"Interconnector\",#REF!*1,IF(#REF!=\"Wind\",#REF!*0.7,IF(#REF!=\"Marine\",#REF!*0.7,IF(#REF!=\"Nuclear\",#REF!*0.85,IF(#REF!=\"Pumped_Storage\",#REF!*0.5,IF(#REF!=\"CCS\",#REF!*0.85,IF(#REF!=\"OCGT\",#REF!*0,IF(#REF!=\"\",0,#REF!*K$627))))))))","v":{"$error":"#REF!"}},{"$f":"IF(#REF!=\"Interconnector\",#REF!*1,IF(#REF!=\"Wind\",#REF!*0.7,IF(#REF!=\"Marine\",#REF!*0.7,IF(#REF!=\"Nuclear\",#REF!*0.85,IF(#REF!=\"Pumped_Storage\",#REF!*0.5,IF(#REF!=\"CCS\",#REF!*0.85,IF(#REF!=\"OCGT\",#REF!*0,IF(#REF!=\"\",0,#REF!*L$627))))))))","v":{"$error":"#REF!"}},{"$f":"IF(#REF!=\"Interconnector\",#REF!*1,IF(#REF!=\"Wind\",#REF!*0.7,IF(#REF!=\"Marine\",#REF!*0.7,IF(#REF!=\"Nuclear\",#REF!*0.85,IF(#REF!=\"Pumped_Storage\",#REF!*0.5,IF(#REF!=\"CCS\",#REF!*0.85,IF(#REF!=\"OCGT\",#REF!*0,IF(#REF!=\"\",0,#REF!*M$627))))))))","v":{"$error":"#REF!"}},{"$f":"IF(#REF!=\"Interconnector\",#REF!*1,IF(#REF!=\"Wind\",#REF!*0.7,IF(#REF!=\"Marine\",#REF!*0.7,IF(#REF!=\"Nuclear\",#REF!*0.85,IF(#REF!=\"Pumped_Storage\",#REF!*0.5,IF(#REF!=\"CCS\",#REF!*0.85,IF(#REF!=\"OCGT\",#REF!*0,IF(#REF!=\"\",0,#REF!*N$627))))))))","v":{"$error":"#REF!"}},{"$f":"IF(#REF!=\"Interconnector\",#REF!*1,IF(#REF!=\"Wind\",#REF!*0.7,IF(#REF!=\"Marine\",#REF!*0.7,IF(#REF!=\"Nuclear\",#REF!*0.85,IF(#REF!=\"Pumped_Storage\",#REF!*0.5,IF(#REF!=\"CCS\",#REF!*0.85,IF(#REF!=\"OCGT\",#REF!*0,IF(#REF!=\"\",0,#REF!*O$627))))))))","v":{"$error":"#REF!"}}]
[{"$f":"#REF!","v":{"$error":"#REF!"}},{"$f":"#REF!","v":{"$error":"#REF!"}},{"$f":"#REF!","v":{"$error":"#REF!"}},{"$f":"#REF!","v":{"$error":"#REF!"}},{"$f":"IF(#REF!=\"Interconnector\",#REF!*1,IF(#REF!=\"Wind\",#REF!*0.7,IF(#REF!=\"Marine\",#REF!*0.7,IF(#REF!=\"Nuclear\",#REF!*0.85,IF(#REF!=\"Pumped_Storage\",#REF!*0.5,IF(#REF!=\"CCS\",#REF!*0.85,IF(#REF!=\"OCGT\",#REF!*0,IF(#REF!=\"\",0,#REF!*E$627))))))))","v":{"$error":"#REF!"}},{"$f":"IF(#REF!=\"Interconnector\",#REF!*1,IF(#REF!=\"Wind\",#REF!*0.7,IF(#REF!=\"Marine\",#REF!*0.7,IF(#REF!=\"Nuclear\",#REF!*0.85,IF(#REF!=\"Pumped_Storage\",#REF!*0.5,IF(#REF!=\"CCS\",#REF!*0.85,IF(#REF!=\"OCGT\",#REF!*0,IF(#REF!=\"\",0,#REF!*F$627))))))))","v":{"$error":"#REF!"}},{"$f":"IF(#REF!=\"Interconnector\",#REF!*1,IF(#REF!=\"Wind\",#REF!*0.7,IF(#REF!=\"Marine\",#REF!*0.7,IF(#REF!=\"Nuclear\",#REF!*0.85,IF(#REF!=\"Pumped_Storage\",#REF!*0.5,IF(#REF!=\"CCS\",#REF!*0.85,IF(#REF!=\"OCGT\",#REF!*0,IF(#REF!=\"\",0,#REF!*G$627))))))))","v":{"$error":"#REF!"}},{"$f":"IF(#REF!=\"Interconnector\",#REF!*1,IF(#REF!=\"Wind\",#REF!*0.7,IF(#REF!=\"Marine\",#REF!*0.7,IF(#REF!=\"Nuclear\",#REF!*0.85,IF(#REF!=\"Pumped_Storage\",#REF!*0.5,IF(#REF!=\"CCS\",#REF!*0.85,IF(#REF!=\"OCGT\",#REF!*0,IF(#REF!=\"\",0,#REF!*H$627))))))))","v":{"$error":"#REF!"}},{"$f":"IF(#REF!=\"Interconnector\",#REF!*1,IF(#REF!=\"Wind\",#REF!*0.7,IF(#REF!=\"Marine\",#REF!*0.7,IF(#REF!=\"Nuclear\",#REF!*0.85,IF(#REF!=\"Pumped_Storage\",#REF!*0.5,IF(#REF!=\"CCS\",#REF!*0.85,IF(#REF!=\"OCGT\",#REF!*0,IF(#REF!=\"\",0,#REF!*I$627))))))))","v":{"$error":"#REF!"}},{"$f":"IF(#REF!=\"Interconnector\",#REF!*1,IF(#REF!=\"Wind\",#REF!*0.7,IF(#REF!=\"Marine\",#REF!*0.7,IF(#REF!=\"Nuclear\",#REF!*0.85,IF(#REF!=\"Pumped_Storage\",#REF!*0.5,IF(#REF!=\"CCS\",#REF!*0.85,IF(#REF!=\"OCGT\",#REF!*0,IF(#REF!=\"\",0,#REF!*J$627))))))))","v":{"$error":"#REF!"}},{"$f":"IF(#REF!=\"Interconnector\",#REF!*1,IF(#REF!=\"Wind\",#REF!*0.7,IF(#REF!=\"Marine\",#REF!*0.7,IF(#REF!=\"Nuclear\",#REF!*0.85,IF(#REF!=\"Pumped_Storage\",#REF!*0.5,IF(#REF!=\"CCS\",#REF!*0.85,IF(#REF!=\"OCGT\",#REF!*0,IF(#REF!=\"\",0,#REF!*K$627))))))))","v":{"$error":"#REF!"}},{"$f":"IF(#REF!=\"Interconnector\",#REF!*1,IF(#REF!=\"Wind\",#REF!*0.7,IF(#REF!=\"Marine\",#REF!*0.7,IF(#REF!=\"Nuclear\",#REF!*0.85,IF(#REF!=\"Pumped_Storage\",#REF!*0.5,IF(#REF!=\"CCS\",#REF!*0.85,IF(#REF!=\"OCGT\",#REF!*0,IF(#REF!=\"\",0,#REF!*L$627))))))))","v":{"$error":"#REF!"}},{"$f":"IF(#REF!=\"Interconnector\",#REF!*1,IF(#REF!=\"Wind\",#REF!*0.7,IF(#REF!=\"Marine\",#REF!*0.7,IF(#REF!=\"Nuclear\",#REF!*0.85,IF(#REF!=\"Pumped_Storage\",#REF!*0.5,IF(#REF!=\"CCS\",#REF!*0.85,IF(#REF!=\"OCGT\",#REF!*0,IF(#REF!=\"\",0,#REF!*M$627))))))))","v":{"$error":"#REF!"}},{"$f":"IF(#REF!=\"Interconnector\",#REF!*1,IF(#REF!=\"Wind\",#REF!*0.7,IF(#REF!=\"Marine\",#REF!*0.7,IF(#REF!=\"Nuclear\",#REF!*0.85,IF(#REF!=\"Pumped_Storage\",#REF!*0.5,IF(#REF!=\"CCS\",#REF!*0.85,IF(#REF!=\"OCGT\",#REF!*0,IF(#REF!=\"\",0,#REF!*N$627))))))))","v":{"$error":"#REF!"}},{"$f":"IF(#REF!=\"Interconnector\",#REF!*1,IF(#REF!=\"Wind\",#REF!*0.7,IF(#REF!=\"Marine\",#REF!*0.7,IF(#REF!=\"Nuclear\",#REF!*0.85,IF(#REF!=\"Pumped_Storage\",#REF!*0.5,IF(#REF!=\"CCS\",#REF!*0.85,IF(#REF!=\"OCGT\",#REF!*0,IF(#REF!=\"\",0,#REF!*O$627))))))))","v":{"$error":"#REF!"}}]
[{"$f":"#REF!","v":{"$error":"#REF!"}},{"$f":"#REF!","v":{"$error":"#REF!"}},{"$f":"#REF!","v":{"$error":"#REF!"}},{"$f":"#REF!","v":{"$error":"#REF!"}},{"$f":"IF(#REF!=\"Interconnector\",#REF!*1,IF(#REF!=\"Wind\",#REF!*0.7,IF(#REF!=\"Marine\",#REF!*0.7,IF(#REF!=\"Nuclear\",#REF!*0.85,IF(#REF!=\"Pumped_Storage\",#REF!*0.5,IF(#REF!=\"CCS\",#REF!*0.85,IF(#REF!=\"OCGT\",#REF!*0,IF(#REF!=\"\",0,#REF!*E$627))))))))","v":{"$error":"#REF!"}},{"$f":"IF(#REF!=\"Interconnector\",#REF!*1,IF(#REF!=\"Wind\",#REF!*0.7,IF(#REF!=\"Marine\",#REF!*0.7,IF(#REF!=\"Nuclear\",#REF!*0.85,IF(#REF!=\"Pumped_Storage\",#REF!*0.5,IF(#REF!=\"CCS\",#REF!*0.85,IF(#REF!=\"OCGT\",#REF!*0,IF(#REF!=\"\",0,#REF!*F$627))))))))","v":{"$error":"#REF!"}},{"$f":"IF(#REF!=\"Interconnector\",#REF!*1,IF(#REF!=\"Wind\",#REF!*0.7,IF(#REF!=\"Marine\",#REF!*0.7,IF(#REF!=\"Nuclear\",#REF!*0.85,IF(#REF!=\"Pumped_Storage\",#REF!*0.5,IF(#REF!=\"CCS\",#REF!*0.85,IF(#REF!=\"OCGT\",#REF!*0,IF(#REF!=\"\",0,#REF!*G$627))))))))","v":{"$error":"#REF!"}},{"$f":"IF(#REF!=\"Interconnector\",#REF!*1,IF(#REF!=\"Wind\",#REF!*0.7,IF(#REF!=\"Marine\",#REF!*0.7,IF(#REF!=\"Nuclear\",#REF!*0.85,IF(#REF!=\"Pumped_Storage\",#REF!*0.5,IF(#REF!=\"CCS\",#REF!*0.85,IF(#REF!=\"OCGT\",#REF!*0,IF(#REF!=\"\",0,#REF!*H$627))))))))","v":{"$error":"#REF!"}},{"$f":"IF(#REF!=\"Interconnector\",#REF!*1,IF(#REF!=\"Wind\",#REF!*0.7,IF(#REF!=\"Marine\",#REF!*0.7,IF(#REF!=\"Nuclear\",#REF!*0.85,IF(#REF!=\"Pumped_Storage\",#REF!*0.5,IF(#REF!=\"CCS\",#REF!*0.85,IF(#REF!=\"OCGT\",#REF!*0,IF(#REF!=\"\",0,#REF!*I$627))))))))","v":{"$error":"#REF!"}},{"$f":"IF(#REF!=\"Interconnector\",#REF!*1,IF(#REF!=\"Wind\",#REF!*0.7,IF(#REF!=\"Marine\",#REF!*0.7,IF(#REF!=\"Nuclear\",#REF!*0.85,IF(#REF!=\"Pumped_Storage\",#REF!*0.5,IF(#REF!=\"CCS\",#REF!*0.85,IF(#REF!=\"OCGT\",#REF!*0,IF(#REF!=\"\",0,#REF!*J$627))))))))","v":{"$error":"#REF!"}},{"$f":"IF(#REF!=\"Interconnector\",#REF!*1,IF(#REF!=\"Wind\",#REF!*0.7,IF(#REF!=\"Marine\",#REF!*0.7,IF(#REF!=\"Nuclear\",#REF!*0.85,IF(#REF!=\"Pumped_Storage\",#REF!*0.5,IF(#REF!=\"CCS\",#REF!*0.85,IF(#REF!=\"OCGT\",#REF!*0,IF(#REF!=\"\",0,#REF!*K$627))))))))","v":{"$error":"#REF!"}},{"$f":"IF(#REF!=\"Interconnector\",#REF!*1,IF(#REF!=\"Wind\",#REF!*0.7,IF(#REF!=\"Marine\",#REF!*0.7,IF(#REF!=\"Nuclear\",#REF!*0.85,IF(#REF!=\"Pumped_Storage\",#REF!*0.5,IF(#REF!=\"CCS\",#REF!*0.85,IF(#REF!=\"OCGT\",#REF!*0,IF(#REF!=\"\",0,#REF!*L$627))))))))","v":{"$error":"#REF!"}},{"$f":"IF(#REF!=\"Interconnector\",#REF!*1,IF(#REF!=\"Wind\",#REF!*0.7,IF(#REF!=\"Marine\",#REF!*0.7,IF(#REF!=\"Nuclear\",#REF!*0.85,IF(#REF!=\"Pumped_Storage\",#REF!*0.5,IF(#REF!=\"CCS\",#REF!*0.85,IF(#REF!=\"OCGT\",#REF!*0,IF(#REF!=\"\",0,#REF!*M$627))))))))","v":{"$error":"#REF!"}},{"$f":"IF(#REF!=\"Interconnector\",#REF!*1,IF(#REF!=\"Wind\",#REF!*0.7,IF(#REF!=\"Marine\",#REF!*0.7,IF(#REF!=\"Nuclear\",#REF!*0.85,IF(#REF!=\"Pumped_Storage\",#REF!*0.5,IF(#REF!=\"CCS\",#REF!*0.85,IF(#REF!=\"OCGT\",#REF!*0,IF(#REF!=\"\",0,#REF!*N$627))))))))","v":{"$error":"#REF!"}},{"$f":"IF(#REF!=\"Interconnector\",#REF!*1,IF(#REF!=\"Wind\",#REF!*0.7,IF(#REF!=\"Marine\",#REF!*0.7,IF(#REF!=\"Nuclear\",#REF!*0.85,IF(#REF!=\"Pumped_Storage\",#REF!*0.5,IF(#REF!=\"CCS\",#REF!*0.85,IF(#REF!=\"OCGT\",#REF!*0,IF(#REF!=\"\",0,#REF!*O$627))))))))","v":{"$error":"#REF!"}}]
[{"$f":"#REF!","v":{"$error":"#REF!"}},{"$f":"#REF!","v":{"$error":"#REF!"}},{"$f":"#REF!","v":{"$error":"#REF!"}},{"$f":"#REF!","v":{"$error":"#REF!"}},{"$f":"IF(#REF!=\"Interconnector\",#REF!*1,IF(#REF!=\"Wind\",#REF!*0.7,IF(#REF!=\"Marine\",#REF!*0.7,IF(#REF!=\"Nuclear\",#REF!*0.85,IF(#REF!=\"Pumped_Storage\",#REF!*0.5,IF(#REF!=\"CCS\",#REF!*0.85,IF(#REF!=\"OCGT\",#REF!*0,IF(#REF!=\"\",0,#REF!*E$627))))))))","v":{"$error":"#REF!"}},{"$f":"IF(#REF!=\"Interconnector\",#REF!*1,IF(#REF!=\"Wind\",#REF!*0.7,IF(#REF!=\"Marine\",#REF!*0.7,IF(#REF!=\"Nuclear\",#REF!*0.85,IF(#REF!=\"Pumped_Storage\",#REF!*0.5,IF(#REF!=\"CCS\",#REF!*0.85,IF(#REF!=\"OCGT\",#REF!*0,IF(#REF!=\"\",0,#REF!*F$627))))))))","v":{"$error":"#REF!"}},{"$f":"IF(#REF!=\"Interconnector\",#REF!*1,IF(#REF!=\"Wind\",#REF!*0.7,IF(#REF!=\"Marine\",#REF!*0.7,IF(#REF!=\"Nuclear\",#REF!*0.85,IF(#REF!=\"Pumped_Storage\",#REF!*0.5,IF(#REF!=\"CCS\",#REF!*0.85,IF(#REF!=\"OCGT\",#REF!*0,IF(#REF!=\"\",0,#REF!*G$627))))))))","v":{"$error":"#REF!"}},{"$f":"IF(#REF!=\"Interconnector\",#REF!*1,IF(#REF!=\"Wind\",#REF!*0.7,IF(#REF!=\"Marine\",#REF!*0.7,IF(#REF!=\"Nuclear\",#REF!*0.85,IF(#REF!=\"Pumped_Storage\",#REF!*0.5,IF(#REF!=\"CCS\",#REF!*0.85,IF(#REF!=\"OCGT\",#REF!*0,IF(#REF!=\"\",0,#REF!*H$627))))))))","v":{"$error":"#REF!"}},{"$f":"IF(#REF!=\"Interconnector\",#REF!*1,IF(#REF!=\"Wind\",#REF!*0.7,IF(#REF!=\"Marine\",#REF!*0.7,IF(#REF!=\"Nuclear\",#REF!*0.85,IF(#REF!=\"Pumped_Storage\",#REF!*0.5,IF(#REF!=\"CCS\",#REF!*0.85,IF(#REF!=\"OCGT\",#REF!*0,IF(#REF!=\"\",0,#REF!*I$627))))))))","v":{"$error":"#REF!"}},{"$f":"IF(#REF!=\"Interconnector\",#REF!*1,IF(#REF!=\"Wind\",#REF!*0.7,IF(#REF!=\"Marine\",#REF!*0.7,IF(#REF!=\"Nuclear\",#REF!*0.85,IF(#REF!=\"Pumped_Storage\",#REF!*0.5,IF(#REF!=\"CCS\",#REF!*0.85,IF(#REF!=\"OCGT\",#REF!*0,IF(#REF!=\"\",0,#REF!*J$627))))))))","v":{"$error":"#REF!"}},{"$f":"IF(#REF!=\"Interconnector\",#REF!*1,IF(#REF!=\"Wind\",#REF!*0.7,IF(#REF!=\"Marine\",#REF!*0.7,IF(#REF!=\"Nuclear\",#REF!*0.85,IF(#REF!=\"Pumped_Storage\",#REF!*0.5,IF(#REF!=\"CCS\",#REF!*0.85,IF(#REF!=\"OCGT\",#REF!*0,IF(#REF!=\"\",0,#REF!*K$627))))))))","v":{"$error":"#REF!"}},{"$f":"IF(#REF!=\"Interconnector\",#REF!*1,IF(#REF!=\"Wind\",#REF!*0.7,IF(#REF!=\"Marine\",#REF!*0.7,IF(#REF!=\"Nuclear\",#REF!*0.85,IF(#REF!=\"Pumped_Storage\",#REF!*0.5,IF(#REF!=\"CCS\",#REF!*0.85,IF(#REF!=\"OCGT\",#REF!*0,IF(#REF!=\"\",0,#REF!*L$627))))))))","v":{"$error":"#REF!"}},{"$f":"IF(#REF!=\"Interconnector\",#REF!*1,IF(#REF!=\"Wind\",#REF!*0.7,IF(#REF!=\"Marine\",#REF!*0.7,IF(#REF!=\"Nuclear\",#REF!*0.85,IF(#REF!=\"Pumped_Storage\",#REF!*0.5,IF(#REF!=\"CCS\",#REF!*0.85,IF(#REF!=\"OCGT\",#REF!*0,IF(#REF!=\"\",0,#REF!*M$627))))))))","v":{"$error":"#REF!"}},{"$f":"IF(#REF!=\"Interconnector\",#REF!*1,IF(#REF!=\"Wind\",#REF!*0.7,IF(#REF!=\"Marine\",#REF!*0.7,IF(#REF!=\"Nuclear\",#REF!*0.85,IF(#REF!=\"Pumped_Storage\",#REF!*0.5,IF(#REF!=\"CCS\",#REF!*0.85,IF(#REF!=\"OCGT\",#REF!*0,IF(#REF!=\"\",0,#REF!*N$627))))))))","v":{"$error":"#REF!"}},{"$f":"IF(#REF!=\"Interconnector\",#REF!*1,IF(#REF!=\"Wind\",#REF!*0.7,IF(#REF!=\"Marine\",#REF!*0.7,IF(#REF!=\"Nuclear\",#REF!*0.85,IF(#REF!=\"Pumped_Storage\",#REF!*0.5,IF(#REF!=\"CCS\",#REF!*0.85,IF(#REF!=\"OCGT\",#REF!*0,IF(#REF!=\"\",0,#REF!*O$627))))))))","v":{"$error":"#REF!"}}]
[{"$f":"#REF!","v":{"$error":"#REF!"}},{"$f":"#REF!","v":{"$error":"#REF!"}},{"$f":"#REF!","v":{"$error":"#REF!"}},{"$f":"#REF!","v":{"$error":"#REF!"}},{"$f":"IF(#REF!=\"Interconnector\",#REF!*1,IF(#REF!=\"Wind\",#REF!*0.7,IF(#REF!=\"Marine\",#REF!*0.7,IF(#REF!=\"Nuclear\",#REF!*0.85,IF(#REF!=\"Pumped_Storage\",#REF!*0.5,IF(#REF!=\"CCS\",#REF!*0.85,IF(#REF!=\"OCGT\",#REF!*0,IF(#REF!=\"\",0,#REF!*E$627))))))))","v":{"$error":"#REF!"}},{"$f":"IF(#REF!=\"Interconnector\",#REF!*1,IF(#REF!=\"Wind\",#REF!*0.7,IF(#REF!=\"Marine\",#REF!*0.7,IF(#REF!=\"Nuclear\",#REF!*0.85,IF(#REF!=\"Pumped_Storage\",#REF!*0.5,IF(#REF!=\"CCS\",#REF!*0.85,IF(#REF!=\"OCGT\",#REF!*0,IF(#REF!=\"\",0,#REF!*F$627))))))))","v":{"$error":"#REF!"}},{"$f":"IF(#REF!=\"Interconnector\",#REF!*1,IF(#REF!=\"Wind\",#REF!*0.7,IF(#REF!=\"Marine\",#REF!*0.7,IF(#REF!=\"Nuclear\",#REF!*0.85,IF(#REF!=\"Pumped_Storage\",#REF!*0.5,IF(#REF!=\"CCS\",#REF!*0.85,IF(#REF!=\"OCGT\",#REF!*0,IF(#REF!=\"\",0,#REF!*G$627))))))))","v":{"$error":"#REF!"}},{"$f":"IF(#REF!=\"Interconnector\",#REF!*1,IF(#REF!=\"Wind\",#REF!*0.7,IF(#REF!=\"Marine\",#REF!*0.7,IF(#REF!=\"Nuclear\",#REF!*0.85,IF(#REF!=\"Pumped_Storage\",#REF!*0.5,IF(#REF!=\"CCS\",#REF!*0.85,IF(#REF!=\"OCGT\",#REF!*0,IF(#REF!=\"\",0,#REF!*H$627))))))))","v":{"$error":"#REF!"}},{"$f":"IF(#REF!=\"Interconnector\",#REF!*1,IF(#REF!=\"Wind\",#REF!*0.7,IF(#REF!=\"Marine\",#REF!*0.7,IF(#REF!=\"Nuclear\",#REF!*0.85,IF(#REF!=\"Pumped_Storage\",#REF!*0.5,IF(#REF!=\"CCS\",#REF!*0.85,IF(#REF!=\"OCGT\",#REF!*0,IF(#REF!=\"\",0,#REF!*I$627))))))))","v":{"$error":"#REF!"}},{"$f":"IF(#REF!=\"Interconnector\",#REF!*1,IF(#REF!=\"Wind\",#REF!*0.7,IF(#REF!=\"Marine\",#REF!*0.7,IF(#REF!=\"Nuclear\",#REF!*0.85,IF(#REF!=\"Pumped_Storage\",#REF!*0.5,IF(#REF!=\"CCS\",#REF!*0.85,IF(#REF!=\"OCGT\",#REF!*0,IF(#REF!=\"\",0,#REF!*J$627))))))))","v":{"$error":"#REF!"}},{"$f":"IF(#REF!=\"Interconnector\",#REF!*1,IF(#REF!=\"Wind\",#REF!*0.7,IF(#REF!=\"Marine\",#REF!*0.7,IF(#REF!=\"Nuclear\",#REF!*0.85,IF(#REF!=\"Pumped_Storage\",#REF!*0.5,IF(#REF!=\"CCS\",#REF!*0.85,IF(#REF!=\"OCGT\",#REF!*0,IF(#REF!=\"\",0,#REF!*K$627))))))))","v":{"$error":"#REF!"}},{"$f":"IF(#REF!=\"Interconnector\",#REF!*1,IF(#REF!=\"Wind\",#REF!*0.7,IF(#REF!=\"Marine\",#REF!*0.7,IF(#REF!=\"Nuclear\",#REF!*0.85,IF(#REF!=\"Pumped_Storage\",#REF!*0.5,IF(#REF!=\"CCS\",#REF!*0.85,IF(#REF!=\"OCGT\",#REF!*0,IF(#REF!=\"\",0,#REF!*L$627))))))))","v":{"$error":"#REF!"}},{"$f":"IF(#REF!=\"Interconnector\",#REF!*1,IF(#REF!=\"Wind\",#REF!*0.7,IF(#REF!=\"Marine\",#REF!*0.7,IF(#REF!=\"Nuclear\",#REF!*0.85,IF(#REF!=\"Pumped_Storage\",#REF!*0.5,IF(#REF!=\"CCS\",#REF!*0.85,IF(#REF!=\"OCGT\",#REF!*0,IF(#REF!=\"\",0,#REF!*M$627))))))))","v":{"$error":"#REF!"}},{"$f":"IF(#REF!=\"Interconnector\",#REF!*1,IF(#REF!=\"Wind\",#REF!*0.7,IF(#REF!=\"Marine\",#REF!*0.7,IF(#REF!=\"Nuclear\",#REF!*0.85,IF(#REF!=\"Pumped_Storage\",#REF!*0.5,IF(#REF!=\"CCS\",#REF!*0.85,IF(#REF!=\"OCGT\",#REF!*0,IF(#REF!=\"\",0,#REF!*N$627))))))))","v":{"$error":"#REF!"}},{"$f":"IF(#REF!=\"Interconnector\",#REF!*1,IF(#REF!=\"Wind\",#REF!*0.7,IF(#REF!=\"Marine\",#REF!*0.7,IF(#REF!=\"Nuclear\",#REF!*0.85,IF(#REF!=\"Pumped_Storage\",#REF!*0.5,IF(#REF!=\"CCS\",#REF!*0.85,IF(#REF!=\"OCGT\",#REF!*0,IF(#REF!=\"\",0,#REF!*O$627))))))))","v":{"$error":"#REF!"}}]
[{"$f":"#REF!","v":{"$error":"#REF!"}},{"$f":"#REF!","v":{"$error":"#REF!"}},{"$f":"#REF!","v":{"$error":"#REF!"}},{"$f":"#REF!","v":{"$error":"#REF!"}},{"$f":"IF(#REF!=\"Interconnector\",#REF!*1,IF(#REF!=\"Wind\",#REF!*0.7,IF(#REF!=\"Marine\",#REF!*0.7,IF(#REF!=\"Nuclear\",#REF!*0.85,IF(#REF!=\"Pumped_Storage\",#REF!*0.5,IF(#REF!=\"CCS\",#REF!*0.85,IF(#REF!=\"OCGT\",#REF!*0,IF(#REF!=\"\",0,#REF!*E$627))))))))","v":{"$error":"#REF!"}},{"$f":"IF(#REF!=\"Interconnector\",#REF!*1,IF(#REF!=\"Wind\",#REF!*0.7,IF(#REF!=\"Marine\",#REF!*0.7,IF(#REF!=\"Nuclear\",#REF!*0.85,IF(#REF!=\"Pumped_Storage\",#REF!*0.5,IF(#REF!=\"CCS\",#REF!*0.85,IF(#REF!=\"OCGT\",#REF!*0,IF(#REF!=\"\",0,#REF!*F$627))))))))","v":{"$error":"#REF!"}},{"$f":"IF(#REF!=\"Interconnector\",#REF!*1,IF(#REF!=\"Wind\",#REF!*0.7,IF(#REF!=\"Marine\",#REF!*0.7,IF(#REF!=\"Nuclear\",#REF!*0.85,IF(#REF!=\"Pumped_Storage\",#REF!*0.5,IF(#REF!=\"CCS\",#REF!*0.85,IF(#REF!=\"OCGT\",#REF!*0,IF(#REF!=\"\",0,#REF!*G$627))))))))","v":{"$error":"#REF!"}},{"$f":"IF(#REF!=\"Interconnector\",#REF!*1,IF(#REF!=\"Wind\",#REF!*0.7,IF(#REF!=\"Marine\",#REF!*0.7,IF(#REF!=\"Nuclear\",#REF!*0.85,IF(#REF!=\"Pumped_Storage\",#REF!*0.5,IF(#REF!=\"CCS\",#REF!*0.85,IF(#REF!=\"OCGT\",#REF!*0,IF(#REF!=\"\",0,#REF!*H$627))))))))","v":{"$error":"#REF!"}},{"$f":"IF(#REF!=\"Interconnector\",#REF!*1,IF(#REF!=\"Wind\",#REF!*0.7,IF(#REF!=\"Marine\",#REF!*0.7,IF(#REF!=\"Nuclear\",#REF!*0.85,IF(#REF!=\"Pumped_Storage\",#REF!*0.5,IF(#REF!=\"CCS\",#REF!*0.85,IF(#REF!=\"OCGT\",#REF!*0,IF(#REF!=\"\",0,#REF!*I$627))))))))","v":{"$error":"#REF!"}},{"$f":"IF(#REF!=\"Interconnector\",#REF!*1,IF(#REF!=\"Wind\",#REF!*0.7,IF(#REF!=\"Marine\",#REF!*0.7,IF(#REF!=\"Nuclear\",#REF!*0.85,IF(#REF!=\"Pumped_Storage\",#REF!*0.5,IF(#REF!=\"CCS\",#REF!*0.85,IF(#REF!=\"OCGT\",#REF!*0,IF(#REF!=\"\",0,#REF!*J$627))))))))","v":{"$error":"#REF!"}},{"$f":"IF(#REF!=\"Interconnector\",#REF!*1,IF(#REF!=\"Wind\",#REF!*0.7,IF(#REF!=\"Marine\",#REF!*0.7,IF(#REF!=\"Nuclear\",#REF!*0.85,IF(#REF!=\"Pumped_Storage\",#REF!*0.5,IF(#REF!=\"CCS\",#REF!*0.85,IF(#REF!=\"OCGT\",#REF!*0,IF(#REF!=\"\",0,#REF!*K$627))))))))","v":{"$error":"#REF!"}},{"$f":"IF(#REF!=\"Interconnector\",#REF!*1,IF(#REF!=\"Wind\",#REF!*0.7,IF(#REF!=\"Marine\",#REF!*0.7,IF(#REF!=\"Nuclear\",#REF!*0.85,IF(#REF!=\"Pumped_Storage\",#REF!*0.5,IF(#REF!=\"CCS\",#REF!*0.85,IF(#REF!=\"OCGT\",#REF!*0,IF(#REF!=\"\",0,#REF!*L$627))))))))","v":{"$error":"#REF!"}},{"$f":"IF(#REF!=\"Interconnector\",#REF!*1,IF(#REF!=\"Wind\",#REF!*0.7,IF(#REF!=\"Marine\",#REF!*0.7,IF(#REF!=\"Nuclear\",#REF!*0.85,IF(#REF!=\"Pumped_Storage\",#REF!*0.5,IF(#REF!=\"CCS\",#REF!*0.85,IF(#REF!=\"OCGT\",#REF!*0,IF(#REF!=\"\",0,#REF!*M$627))))))))","v":{"$error":"#REF!"}},{"$f":"IF(#REF!=\"Interconnector\",#REF!*1,IF(#REF!=\"Wind\",#REF!*0.7,IF(#REF!=\"Marine\",#REF!*0.7,IF(#REF!=\"Nuclear\",#REF!*0.85,IF(#REF!=\"Pumped_Storage\",#REF!*0.5,IF(#REF!=\"CCS\",#REF!*0.85,IF(#REF!=\"OCGT\",#REF!*0,IF(#REF!=\"\",0,#REF!*N$627))))))))","v":{"$error":"#REF!"}},{"$f":"IF(#REF!=\"Interconnector\",#REF!*1,IF(#REF!=\"Wind\",#REF!*0.7,IF(#REF!=\"Marine\",#REF!*0.7,IF(#REF!=\"Nuclear\",#REF!*0.85,IF(#REF!=\"Pumped_Storage\",#REF!*0.5,IF(#REF!=\"CCS\",#REF!*0.85,IF(#REF!=\"OCGT\",#REF!*0,IF(#REF!=\"\",0,#REF!*O$627))))))))","v":{"$error":"#REF!"}}]
[{"$f":"#REF!","v":{"$error":"#REF!"}},{"$f":"#REF!","v":{"$error":"#REF!"}},{"$f":"#REF!","v":{"$error":"#REF!"}},{"$f":"#REF!","v":{"$error":"#REF!"}},{"$f":"IF(#REF!=\"Interconnector\",#REF!*1,IF(#REF!=\"Wind\",#REF!*0.7,IF(#REF!=\"Marine\",#REF!*0.7,IF(#REF!=\"Nuclear\",#REF!*0.85,IF(#REF!=\"Pumped_Storage\",#REF!*0.5,IF(#REF!=\"CCS\",#REF!*0.85,IF(#REF!=\"OCGT\",#REF!*0,IF(#REF!=\"\",0,#REF!*E$627))))))))","v":{"$error":"#REF!"}},{"$f":"IF(#REF!=\"Interconnector\",#REF!*1,IF(#REF!=\"Wind\",#REF!*0.7,IF(#REF!=\"Marine\",#REF!*0.7,IF(#REF!=\"Nuclear\",#REF!*0.85,IF(#REF!=\"Pumped_Storage\",#REF!*0.5,IF(#REF!=\"CCS\",#REF!*0.85,IF(#REF!=\"OCGT\",#REF!*0,IF(#REF!=\"\",0,#REF!*F$627))))))))","v":{"$error":"#REF!"}},{"$f":"IF(#REF!=\"Interconnector\",#REF!*1,IF(#REF!=\"Wind\",#REF!*0.7,IF(#REF!=\"Marine\",#REF!*0.7,IF(#REF!=\"Nuclear\",#REF!*0.85,IF(#REF!=\"Pumped_Storage\",#REF!*0.5,IF(#REF!=\"CCS\",#REF!*0.85,IF(#REF!=\"OCGT\",#REF!*0,IF(#REF!=\"\",0,#REF!*G$627))))))))","v":{"$error":"#REF!"}},{"$f":"IF(#REF!=\"Interconnector\",#REF!*1,IF(#REF!=\"Wind\",#REF!*0.7,IF(#REF!=\"Marine\",#REF!*0.7,IF(#REF!=\"Nuclear\",#REF!*0.85,IF(#REF!=\"Pumped_Storage\",#REF!*0.5,IF(#REF!=\"CCS\",#REF!*0.85,IF(#REF!=\"OCGT\",#REF!*0,IF(#REF!=\"\",0,#REF!*H$627))))))))","v":{"$error":"#REF!"}},{"$f":"IF(#REF!=\"Interconnector\",#REF!*1,IF(#REF!=\"Wind\",#REF!*0.7,IF(#REF!=\"Marine\",#REF!*0.7,IF(#REF!=\"Nuclear\",#REF!*0.85,IF(#REF!=\"Pumped_Storage\",#REF!*0.5,IF(#REF!=\"CCS\",#REF!*0.85,IF(#REF!=\"OCGT\",#REF!*0,IF(#REF!=\"\",0,#REF!*I$627))))))))","v":{"$error":"#REF!"}},{"$f":"IF(#REF!=\"Interconnector\",#REF!*1,IF(#REF!=\"Wind\",#REF!*0.7,IF(#REF!=\"Marine\",#REF!*0.7,IF(#REF!=\"Nuclear\",#REF!*0.85,IF(#REF!=\"Pumped_Storage\",#REF!*0.5,IF(#REF!=\"CCS\",#REF!*0.85,IF(#REF!=\"OCGT\",#REF!*0,IF(#REF!=\"\",0,#REF!*J$627))))))))","v":{"$error":"#REF!"}},{"$f":"IF(#REF!=\"Interconnector\",#REF!*1,IF(#REF!=\"Wind\",#REF!*0.7,IF(#REF!=\"Marine\",#REF!*0.7,IF(#REF!=\"Nuclear\",#REF!*0.85,IF(#REF!=\"Pumped_Storage\",#REF!*0.5,IF(#REF!=\"CCS\",#REF!*0.85,IF(#REF!=\"OCGT\",#REF!*0,IF(#REF!=\"\",0,#REF!*K$627))))))))","v":{"$error":"#REF!"}},{"$f":"IF(#REF!=\"Interconnector\",#REF!*1,IF(#REF!=\"Wind\",#REF!*0.7,IF(#REF!=\"Marine\",#REF!*0.7,IF(#REF!=\"Nuclear\",#REF!*0.85,IF(#REF!=\"Pumped_Storage\",#REF!*0.5,IF(#REF!=\"CCS\",#REF!*0.85,IF(#REF!=\"OCGT\",#REF!*0,IF(#REF!=\"\",0,#REF!*L$627))))))))","v":{"$error":"#REF!"}},{"$f":"IF(#REF!=\"Interconnector\",#REF!*1,IF(#REF!=\"Wind\",#REF!*0.7,IF(#REF!=\"Marine\",#REF!*0.7,IF(#REF!=\"Nuclear\",#REF!*0.85,IF(#REF!=\"Pumped_Storage\",#REF!*0.5,IF(#REF!=\"CCS\",#REF!*0.85,IF(#REF!=\"OCGT\",#REF!*0,IF(#REF!=\"\",0,#REF!*M$627))))))))","v":{"$error":"#REF!"}},{"$f":"IF(#REF!=\"Interconnector\",#REF!*1,IF(#REF!=\"Wind\",#REF!*0.7,IF(#REF!=\"Marine\",#REF!*0.7,IF(#REF!=\"Nuclear\",#REF!*0.85,IF(#REF!=\"Pumped_Storage\",#REF!*0.5,IF(#REF!=\"CCS\",#REF!*0.85,IF(#REF!=\"OCGT\",#REF!*0,IF(#REF!=\"\",0,#REF!*N$627))))))))","v":{"$error":"#REF!"}},{"$f":"IF(#REF!=\"Interconnector\",#REF!*1,IF(#REF!=\"Wind\",#REF!*0.7,IF(#REF!=\"Marine\",#REF!*0.7,IF(#REF!=\"Nuclear\",#REF!*0.85,IF(#REF!=\"Pumped_Storage\",#REF!*0.5,IF(#REF!=\"CCS\",#REF!*0.85,IF(#REF!=\"OCGT\",#REF!*0,IF(#REF!=\"\",0,#REF!*O$627))))))))","v":{"$error":"#REF!"}}]
[{"$f":"#REF!","v":{"$error":"#REF!"}},{"$f":"#REF!","v":{"$error":"#REF!"}},{"$f":"#REF!","v":{"$error":"#REF!"}},{"$f":"#REF!","v":{"$error":"#REF!"}},{"$f":"IF(#REF!=\"Interconnector\",#REF!*1,IF(#REF!=\"Wind\",#REF!*0.7,IF(#REF!=\"Marine\",#REF!*0.7,IF(#REF!=\"Nuclear\",#REF!*0.85,IF(#REF!=\"Pumped_Storage\",#REF!*0.5,IF(#REF!=\"CCS\",#REF!*0.85,IF(#REF!=\"OCGT\",#REF!*0,IF(#REF!=\"\",0,#REF!*E$627))))))))","v":{"$error":"#REF!"}},{"$f":"IF(#REF!=\"Interconnector\",#REF!*1,IF(#REF!=\"Wind\",#REF!*0.7,IF(#REF!=\"Marine\",#REF!*0.7,IF(#REF!=\"Nuclear\",#REF!*0.85,IF(#REF!=\"Pumped_Storage\",#REF!*0.5,IF(#REF!=\"CCS\",#REF!*0.85,IF(#REF!=\"OCGT\",#REF!*0,IF(#REF!=\"\",0,#REF!*F$627))))))))","v":{"$error":"#REF!"}},{"$f":"IF(#REF!=\"Interconnector\",#REF!*1,IF(#REF!=\"Wind\",#REF!*0.7,IF(#REF!=\"Marine\",#REF!*0.7,IF(#REF!=\"Nuclear\",#REF!*0.85,IF(#REF!=\"Pumped_Storage\",#REF!*0.5,IF(#REF!=\"CCS\",#REF!*0.85,IF(#REF!=\"OCGT\",#REF!*0,IF(#REF!=\"\",0,#REF!*G$627))))))))","v":{"$error":"#REF!"}},{"$f":"IF(#REF!=\"Interconnector\",#REF!*1,IF(#REF!=\"Wind\",#REF!*0.7,IF(#REF!=\"Marine\",#REF!*0.7,IF(#REF!=\"Nuclear\",#REF!*0.85,IF(#REF!=\"Pumped_Storage\",#REF!*0.5,IF(#REF!=\"CCS\",#REF!*0.85,IF(#REF!=\"OCGT\",#REF!*0,IF(#REF!=\"\",0,#REF!*H$627))))))))","v":{"$error":"#REF!"}},{"$f":"IF(#REF!=\"Interconnector\",#REF!*1,IF(#REF!=\"Wind\",#REF!*0.7,IF(#REF!=\"Marine\",#REF!*0.7,IF(#REF!=\"Nuclear\",#REF!*0.85,IF(#REF!=\"Pumped_Storage\",#REF!*0.5,IF(#REF!=\"CCS\",#REF!*0.85,IF(#REF!=\"OCGT\",#REF!*0,IF(#REF!=\"\",0,#REF!*I$627))))))))","v":{"$error":"#REF!"}},{"$f":"IF(#REF!=\"Interconnector\",#REF!*1,IF(#REF!=\"Wind\",#REF!*0.7,IF(#REF!=\"Marine\",#REF!*0.7,IF(#REF!=\"Nuclear\",#REF!*0.85,IF(#REF!=\"Pumped_Storage\",#REF!*0.5,IF(#REF!=\"CCS\",#REF!*0.85,IF(#REF!=\"OCGT\",#REF!*0,IF(#REF!=\"\",0,#REF!*J$627))))))))","v":{"$error":"#REF!"}},{"$f":"IF(#REF!=\"Interconnector\",#REF!*1,IF(#REF!=\"Wind\",#REF!*0.7,IF(#REF!=\"Marine\",#REF!*0.7,IF(#REF!=\"Nuclear\",#REF!*0.85,IF(#REF!=\"Pumped_Storage\",#REF!*0.5,IF(#REF!=\"CCS\",#REF!*0.85,IF(#REF!=\"OCGT\",#REF!*0,IF(#REF!=\"\",0,#REF!*K$627))))))))","v":{"$error":"#REF!"}},{"$f":"IF(#REF!=\"Interconnector\",#REF!*1,IF(#REF!=\"Wind\",#REF!*0.7,IF(#REF!=\"Marine\",#REF!*0.7,IF(#REF!=\"Nuclear\",#REF!*0.85,IF(#REF!=\"Pumped_Storage\",#REF!*0.5,IF(#REF!=\"CCS\",#REF!*0.85,IF(#REF!=\"OCGT\",#REF!*0,IF(#REF!=\"\",0,#REF!*L$627))))))))","v":{"$error":"#REF!"}},{"$f":"IF(#REF!=\"Interconnector\",#REF!*1,IF(#REF!=\"Wind\",#REF!*0.7,IF(#REF!=\"Marine\",#REF!*0.7,IF(#REF!=\"Nuclear\",#REF!*0.85,IF(#REF!=\"Pumped_Storage\",#REF!*0.5,IF(#REF!=\"CCS\",#REF!*0.85,IF(#REF!=\"OCGT\",#REF!*0,IF(#REF!=\"\",0,#REF!*M$627))))))))","v":{"$error":"#REF!"}},{"$f":"IF(#REF!=\"Interconnector\",#REF!*1,IF(#REF!=\"Wind\",#REF!*0.7,IF(#REF!=\"Marine\",#REF!*0.7,IF(#REF!=\"Nuclear\",#REF!*0.85,IF(#REF!=\"Pumped_Storage\",#REF!*0.5,IF(#REF!=\"CCS\",#REF!*0.85,IF(#REF!=\"OCGT\",#REF!*0,IF(#REF!=\"\",0,#REF!*N$627))))))))","v":{"$error":"#REF!"}},{"$f":"IF(#REF!=\"Interconnector\",#REF!*1,IF(#REF!=\"Wind\",#REF!*0.7,IF(#REF!=\"Marine\",#REF!*0.7,IF(#REF!=\"Nuclear\",#REF!*0.85,IF(#REF!=\"Pumped_Storage\",#REF!*0.5,IF(#REF!=\"CCS\",#REF!*0.85,IF(#REF!=\"OCGT\",#REF!*0,IF(#REF!=\"\",0,#REF!*O$627))))))))","v":{"$error":"#REF!"}}]
[{"$f":"#REF!","v":{"$error":"#REF!"}},{"$f":"#REF!","v":{"$error":"#REF!"}},{"$f":"#REF!","v":{"$error":"#REF!"}},{"$f":"#REF!","v":{"$error":"#REF!"}},{"$f":"IF(#REF!=\"Interconnector\",#REF!*1,IF(#REF!=\"Wind\",#REF!*0.7,IF(#REF!=\"Marine\",#REF!*0.7,IF(#REF!=\"Nuclear\",#REF!*0.85,IF(#REF!=\"Pumped_Storage\",#REF!*0.5,IF(#REF!=\"CCS\",#REF!*0.85,IF(#REF!=\"OCGT\",#REF!*0,IF(#REF!=\"\",0,#REF!*E$627))))))))","v":{"$error":"#REF!"}},{"$f":"IF(#REF!=\"Interconnector\",#REF!*1,IF(#REF!=\"Wind\",#REF!*0.7,IF(#REF!=\"Marine\",#REF!*0.7,IF(#REF!=\"Nuclear\",#REF!*0.85,IF(#REF!=\"Pumped_Storage\",#REF!*0.5,IF(#REF!=\"CCS\",#REF!*0.85,IF(#REF!=\"OCGT\",#REF!*0,IF(#REF!=\"\",0,#REF!*F$627))))))))","v":{"$error":"#REF!"}},{"$f":"IF(#REF!=\"Interconnector\",#REF!*1,IF(#REF!=\"Wind\",#REF!*0.7,IF(#REF!=\"Marine\",#REF!*0.7,IF(#REF!=\"Nuclear\",#REF!*0.85,IF(#REF!=\"Pumped_Storage\",#REF!*0.5,IF(#REF!=\"CCS\",#REF!*0.85,IF(#REF!=\"OCGT\",#REF!*0,IF(#REF!=\"\",0,#REF!*G$627))))))))","v":{"$error":"#REF!"}},{"$f":"IF(#REF!=\"Interconnector\",#REF!*1,IF(#REF!=\"Wind\",#REF!*0.7,IF(#REF!=\"Marine\",#REF!*0.7,IF(#REF!=\"Nuclear\",#REF!*0.85,IF(#REF!=\"Pumped_Storage\",#REF!*0.5,IF(#REF!=\"CCS\",#REF!*0.85,IF(#REF!=\"OCGT\",#REF!*0,IF(#REF!=\"\",0,#REF!*H$627))))))))","v":{"$error":"#REF!"}},{"$f":"IF(#REF!=\"Interconnector\",#REF!*1,IF(#REF!=\"Wind\",#REF!*0.7,IF(#REF!=\"Marine\",#REF!*0.7,IF(#REF!=\"Nuclear\",#REF!*0.85,IF(#REF!=\"Pumped_Storage\",#REF!*0.5,IF(#REF!=\"CCS\",#REF!*0.85,IF(#REF!=\"OCGT\",#REF!*0,IF(#REF!=\"\",0,#REF!*I$627))))))))","v":{"$error":"#REF!"}},{"$f":"IF(#REF!=\"Interconnector\",#REF!*1,IF(#REF!=\"Wind\",#REF!*0.7,IF(#REF!=\"Marine\",#REF!*0.7,IF(#REF!=\"Nuclear\",#REF!*0.85,IF(#REF!=\"Pumped_Storage\",#REF!*0.5,IF(#REF!=\"CCS\",#REF!*0.85,IF(#REF!=\"OCGT\",#REF!*0,IF(#REF!=\"\",0,#REF!*J$627))))))))","v":{"$error":"#REF!"}},{"$f":"IF(#REF!=\"Interconnector\",#REF!*1,IF(#REF!=\"Wind\",#REF!*0.7,IF(#REF!=\"Marine\",#REF!*0.7,IF(#REF!=\"Nuclear\",#REF!*0.85,IF(#REF!=\"Pumped_Storage\",#REF!*0.5,IF(#REF!=\"CCS\",#REF!*0.85,IF(#REF!=\"OCGT\",#REF!*0,IF(#REF!=\"\",0,#REF!*K$627))))))))","v":{"$error":"#REF!"}},{"$f":"IF(#REF!=\"Interconnector\",#REF!*1,IF(#REF!=\"Wind\",#REF!*0.7,IF(#REF!=\"Marine\",#REF!*0.7,IF(#REF!=\"Nuclear\",#REF!*0.85,IF(#REF!=\"Pumped_Storage\",#REF!*0.5,IF(#REF!=\"CCS\",#REF!*0.85,IF(#REF!=\"OCGT\",#REF!*0,IF(#REF!=\"\",0,#REF!*L$627))))))))","v":{"$error":"#REF!"}},{"$f":"IF(#REF!=\"Interconnector\",#REF!*1,IF(#REF!=\"Wind\",#REF!*0.7,IF(#REF!=\"Marine\",#REF!*0.7,IF(#REF!=\"Nuclear\",#REF!*0.85,IF(#REF!=\"Pumped_Storage\",#REF!*0.5,IF(#REF!=\"CCS\",#REF!*0.85,IF(#REF!=\"OCGT\",#REF!*0,IF(#REF!=\"\",0,#REF!*M$627))))))))","v":{"$error":"#REF!"}},{"$f":"IF(#REF!=\"Interconnector\",#REF!*1,IF(#REF!=\"Wind\",#REF!*0.7,IF(#REF!=\"Marine\",#REF!*0.7,IF(#REF!=\"Nuclear\",#REF!*0.85,IF(#REF!=\"Pumped_Storage\",#REF!*0.5,IF(#REF!=\"CCS\",#REF!*0.85,IF(#REF!=\"OCGT\",#REF!*0,IF(#REF!=\"\",0,#REF!*N$627))))))))","v":{"$error":"#REF!"}},{"$f":"IF(#REF!=\"Interconnector\",#REF!*1,IF(#REF!=\"Wind\",#REF!*0.7,IF(#REF!=\"Marine\",#REF!*0.7,IF(#REF!=\"Nuclear\",#REF!*0.85,IF(#REF!=\"Pumped_Storage\",#REF!*0.5,IF(#REF!=\"CCS\",#REF!*0.85,IF(#REF!=\"OCGT\",#REF!*0,IF(#REF!=\"\",0,#REF!*O$627))))))))","v":{"$error":"#REF!"}}]
[{"$f":"#REF!","v":{"$error":"#REF!"}},{"$f":"#REF!","v":{"$error":"#REF!"}},{"$f":"#REF!","v":{"$error":"#REF!"}},{"$f":"#REF!","v":{"$error":"#REF!"}},{"$f":"IF(#REF!=\"Interconnector\",#REF!*1,IF(#REF!=\"Wind\",#REF!*0.7,IF(#REF!=\"Marine\",#REF!*0.7,IF(#REF!=\"Nuclear\",#REF!*0.85,IF(#REF!=\"Pumped_Storage\",#REF!*0.5,IF(#REF!=\"CCS\",#REF!*0.85,IF(#REF!=\"OCGT\",#REF!*0,IF(#REF!=\"\",0,#REF!*E$627))))))))","v":{"$error":"#REF!"}},{"$f":"IF(#REF!=\"Interconnector\",#REF!*1,IF(#REF!=\"Wind\",#REF!*0.7,IF(#REF!=\"Marine\",#REF!*0.7,IF(#REF!=\"Nuclear\",#REF!*0.85,IF(#REF!=\"Pumped_Storage\",#REF!*0.5,IF(#REF!=\"CCS\",#REF!*0.85,IF(#REF!=\"OCGT\",#REF!*0,IF(#REF!=\"\",0,#REF!*F$627))))))))","v":{"$error":"#REF!"}},{"$f":"IF(#REF!=\"Interconnector\",#REF!*1,IF(#REF!=\"Wind\",#REF!*0.7,IF(#REF!=\"Marine\",#REF!*0.7,IF(#REF!=\"Nuclear\",#REF!*0.85,IF(#REF!=\"Pumped_Storage\",#REF!*0.5,IF(#REF!=\"CCS\",#REF!*0.85,IF(#REF!=\"OCGT\",#REF!*0,IF(#REF!=\"\",0,#REF!*G$627))))))))","v":{"$error":"#REF!"}},{"$f":"IF(#REF!=\"Interconnector\",#REF!*1,IF(#REF!=\"Wind\",#REF!*0.7,IF(#REF!=\"Marine\",#REF!*0.7,IF(#REF!=\"Nuclear\",#REF!*0.85,IF(#REF!=\"Pumped_Storage\",#REF!*0.5,IF(#REF!=\"CCS\",#REF!*0.85,IF(#REF!=\"OCGT\",#REF!*0,IF(#REF!=\"\",0,#REF!*H$627))))))))","v":{"$error":"#REF!"}},{"$f":"IF(#REF!=\"Interconnector\",#REF!*1,IF(#REF!=\"Wind\",#REF!*0.7,IF(#REF!=\"Marine\",#REF!*0.7,IF(#REF!=\"Nuclear\",#REF!*0.85,IF(#REF!=\"Pumped_Storage\",#REF!*0.5,IF(#REF!=\"CCS\",#REF!*0.85,IF(#REF!=\"OCGT\",#REF!*0,IF(#REF!=\"\",0,#REF!*I$627))))))))","v":{"$error":"#REF!"}},{"$f":"IF(#REF!=\"Interconnector\",#REF!*1,IF(#REF!=\"Wind\",#REF!*0.7,IF(#REF!=\"Marine\",#REF!*0.7,IF(#REF!=\"Nuclear\",#REF!*0.85,IF(#REF!=\"Pumped_Storage\",#REF!*0.5,IF(#REF!=\"CCS\",#REF!*0.85,IF(#REF!=\"OCGT\",#REF!*0,IF(#REF!=\"\",0,#REF!*J$627))))))))","v":{"$error":"#REF!"}},{"$f":"IF(#REF!=\"Interconnector\",#REF!*1,IF(#REF!=\"Wind\",#REF!*0.7,IF(#REF!=\"Marine\",#REF!*0.7,IF(#REF!=\"Nuclear\",#REF!*0.85,IF(#REF!=\"Pumped_Storage\",#REF!*0.5,IF(#REF!=\"CCS\",#REF!*0.85,IF(#REF!=\"OCGT\",#REF!*0,IF(#REF!=\"\",0,#REF!*K$627))))))))","v":{"$error":"#REF!"}},{"$f":"IF(#REF!=\"Interconnector\",#REF!*1,IF(#REF!=\"Wind\",#REF!*0.7,IF(#REF!=\"Marine\",#REF!*0.7,IF(#REF!=\"Nuclear\",#REF!*0.85,IF(#REF!=\"Pumped_Storage\",#REF!*0.5,IF(#REF!=\"CCS\",#REF!*0.85,IF(#REF!=\"OCGT\",#REF!*0,IF(#REF!=\"\",0,#REF!*L$627))))))))","v":{"$error":"#REF!"}},{"$f":"IF(#REF!=\"Interconnector\",#REF!*1,IF(#REF!=\"Wind\",#REF!*0.7,IF(#REF!=\"Marine\",#REF!*0.7,IF(#REF!=\"Nuclear\",#REF!*0.85,IF(#REF!=\"Pumped_Storage\",#REF!*0.5,IF(#REF!=\"CCS\",#REF!*0.85,IF(#REF!=\"OCGT\",#REF!*0,IF(#REF!=\"\",0,#REF!*M$627))))))))","v":{"$error":"#REF!"}},{"$f":"IF(#REF!=\"Interconnector\",#REF!*1,IF(#REF!=\"Wind\",#REF!*0.7,IF(#REF!=\"Marine\",#REF!*0.7,IF(#REF!=\"Nuclear\",#REF!*0.85,IF(#REF!=\"Pumped_Storage\",#REF!*0.5,IF(#REF!=\"CCS\",#REF!*0.85,IF(#REF!=\"OCGT\",#REF!*0,IF(#REF!=\"\",0,#REF!*N$627))))))))","v":{"$error":"#REF!"}},{"$f":"IF(#REF!=\"Interconnector\",#REF!*1,IF(#REF!=\"Wind\",#REF!*0.7,IF(#REF!=\"Marine\",#REF!*0.7,IF(#REF!=\"Nuclear\",#REF!*0.85,IF(#REF!=\"Pumped_Storage\",#REF!*0.5,IF(#REF!=\"CCS\",#REF!*0.85,IF(#REF!=\"OCGT\",#REF!*0,IF(#REF!=\"\",0,#REF!*O$627))))))))","v":{"$error":"#REF!"}}]
[{"$f":"#REF!","v":{"$error":"#REF!"}},{"$f":"#REF!","v":{"$error":"#REF!"}},{"$f":"#REF!","v":{"$error":"#REF!"}},{"$f":"#REF!","v":{"$error":"#REF!"}},{"$f":"IF(#REF!=\"Interconnector\",#REF!*1,IF(#REF!=\"Wind\",#REF!*0.7,IF(#REF!=\"Marine\",#REF!*0.7,IF(#REF!=\"Nuclear\",#REF!*0.85,IF(#REF!=\"Pumped_Storage\",#REF!*0.5,IF(#REF!=\"CCS\",#REF!*0.85,IF(#REF!=\"OCGT\",#REF!*0,IF(#REF!=\"\",0,#REF!*E$627))))))))","v":{"$error":"#REF!"}},{"$f":"IF(#REF!=\"Interconnector\",#REF!*1,IF(#REF!=\"Wind\",#REF!*0.7,IF(#REF!=\"Marine\",#REF!*0.7,IF(#REF!=\"Nuclear\",#REF!*0.85,IF(#REF!=\"Pumped_Storage\",#REF!*0.5,IF(#REF!=\"CCS\",#REF!*0.85,IF(#REF!=\"OCGT\",#REF!*0,IF(#REF!=\"\",0,#REF!*F$627))))))))","v":{"$error":"#REF!"}},{"$f":"IF(#REF!=\"Interconnector\",#REF!*1,IF(#REF!=\"Wind\",#REF!*0.7,IF(#REF!=\"Marine\",#REF!*0.7,IF(#REF!=\"Nuclear\",#REF!*0.85,IF(#REF!=\"Pumped_Storage\",#REF!*0.5,IF(#REF!=\"CCS\",#REF!*0.85,IF(#REF!=\"OCGT\",#REF!*0,IF(#REF!=\"\",0,#REF!*G$627))))))))","v":{"$error":"#REF!"}},{"$f":"IF(#REF!=\"Interconnector\",#REF!*1,IF(#REF!=\"Wind\",#REF!*0.7,IF(#REF!=\"Marine\",#REF!*0.7,IF(#REF!=\"Nuclear\",#REF!*0.85,IF(#REF!=\"Pumped_Storage\",#REF!*0.5,IF(#REF!=\"CCS\",#REF!*0.85,IF(#REF!=\"OCGT\",#REF!*0,IF(#REF!=\"\",0,#REF!*H$627))))))))","v":{"$error":"#REF!"}},{"$f":"IF(#REF!=\"Interconnector\",#REF!*1,IF(#REF!=\"Wind\",#REF!*0.7,IF(#REF!=\"Marine\",#REF!*0.7,IF(#REF!=\"Nuclear\",#REF!*0.85,IF(#REF!=\"Pumped_Storage\",#REF!*0.5,IF(#REF!=\"CCS\",#REF!*0.85,IF(#REF!=\"OCGT\",#REF!*0,IF(#REF!=\"\",0,#REF!*I$627))))))))","v":{"$error":"#REF!"}},{"$f":"IF(#REF!=\"Interconnector\",#REF!*1,IF(#REF!=\"Wind\",#REF!*0.7,IF(#REF!=\"Marine\",#REF!*0.7,IF(#REF!=\"Nuclear\",#REF!*0.85,IF(#REF!=\"Pumped_Storage\",#REF!*0.5,IF(#REF!=\"CCS\",#REF!*0.85,IF(#REF!=\"OCGT\",#REF!*0,IF(#REF!=\"\",0,#REF!*J$627))))))))","v":{"$error":"#REF!"}},{"$f":"IF(#REF!=\"Interconnector\",#REF!*1,IF(#REF!=\"Wind\",#REF!*0.7,IF(#REF!=\"Marine\",#REF!*0.7,IF(#REF!=\"Nuclear\",#REF!*0.85,IF(#REF!=\"Pumped_Storage\",#REF!*0.5,IF(#REF!=\"CCS\",#REF!*0.85,IF(#REF!=\"OCGT\",#REF!*0,IF(#REF!=\"\",0,#REF!*K$627))))))))","v":{"$error":"#REF!"}},{"$f":"IF(#REF!=\"Interconnector\",#REF!*1,IF(#REF!=\"Wind\",#REF!*0.7,IF(#REF!=\"Marine\",#REF!*0.7,IF(#REF!=\"Nuclear\",#REF!*0.85,IF(#REF!=\"Pumped_Storage\",#REF!*0.5,IF(#REF!=\"CCS\",#REF!*0.85,IF(#REF!=\"OCGT\",#REF!*0,IF(#REF!=\"\",0,#REF!*L$627))))))))","v":{"$error":"#REF!"}},{"$f":"IF(#REF!=\"Interconnector\",#REF!*1,IF(#REF!=\"Wind\",#REF!*0.7,IF(#REF!=\"Marine\",#REF!*0.7,IF(#REF!=\"Nuclear\",#REF!*0.85,IF(#REF!=\"Pumped_Storage\",#REF!*0.5,IF(#REF!=\"CCS\",#REF!*0.85,IF(#REF!=\"OCGT\",#REF!*0,IF(#REF!=\"\",0,#REF!*M$627))))))))","v":{"$error":"#REF!"}},{"$f":"IF(#REF!=\"Interconnector\",#REF!*1,IF(#REF!=\"Wind\",#REF!*0.7,IF(#REF!=\"Marine\",#REF!*0.7,IF(#REF!=\"Nuclear\",#REF!*0.85,IF(#REF!=\"Pumped_Storage\",#REF!*0.5,IF(#REF!=\"CCS\",#REF!*0.85,IF(#REF!=\"OCGT\",#REF!*0,IF(#REF!=\"\",0,#REF!*N$627))))))))","v":{"$error":"#REF!"}},{"$f":"IF(#REF!=\"Interconnector\",#REF!*1,IF(#REF!=\"Wind\",#REF!*0.7,IF(#REF!=\"Marine\",#REF!*0.7,IF(#REF!=\"Nuclear\",#REF!*0.85,IF(#REF!=\"Pumped_Storage\",#REF!*0.5,IF(#REF!=\"CCS\",#REF!*0.85,IF(#REF!=\"OCGT\",#REF!*0,IF(#REF!=\"\",0,#REF!*O$627))))))))","v":{"$error":"#REF!"}}]
[{"$f":"#REF!","v":{"$error":"#REF!"}},{"$f":"#REF!","v":{"$error":"#REF!"}},{"$f":"#REF!","v":{"$error":"#REF!"}},{"$f":"#REF!","v":{"$error":"#REF!"}},{"$f":"IF(#REF!=\"Interconnector\",#REF!*1,IF(#REF!=\"Wind\",#REF!*0.7,IF(#REF!=\"Marine\",#REF!*0.7,IF(#REF!=\"Nuclear\",#REF!*0.85,IF(#REF!=\"Pumped_Storage\",#REF!*0.5,IF(#REF!=\"CCS\",#REF!*0.85,IF(#REF!=\"OCGT\",#REF!*0,IF(#REF!=\"\",0,#REF!*E$627))))))))","v":{"$error":"#REF!"}},{"$f":"IF(#REF!=\"Interconnector\",#REF!*1,IF(#REF!=\"Wind\",#REF!*0.7,IF(#REF!=\"Marine\",#REF!*0.7,IF(#REF!=\"Nuclear\",#REF!*0.85,IF(#REF!=\"Pumped_Storage\",#REF!*0.5,IF(#REF!=\"CCS\",#REF!*0.85,IF(#REF!=\"OCGT\",#REF!*0,IF(#REF!=\"\",0,#REF!*F$627))))))))","v":{"$error":"#REF!"}},{"$f":"IF(#REF!=\"Interconnector\",#REF!*1,IF(#REF!=\"Wind\",#REF!*0.7,IF(#REF!=\"Marine\",#REF!*0.7,IF(#REF!=\"Nuclear\",#REF!*0.85,IF(#REF!=\"Pumped_Storage\",#REF!*0.5,IF(#REF!=\"CCS\",#REF!*0.85,IF(#REF!=\"OCGT\",#REF!*0,IF(#REF!=\"\",0,#REF!*G$627))))))))","v":{"$error":"#REF!"}},{"$f":"IF(#REF!=\"Interconnector\",#REF!*1,IF(#REF!=\"Wind\",#REF!*0.7,IF(#REF!=\"Marine\",#REF!*0.7,IF(#REF!=\"Nuclear\",#REF!*0.85,IF(#REF!=\"Pumped_Storage\",#REF!*0.5,IF(#REF!=\"CCS\",#REF!*0.85,IF(#REF!=\"OCGT\",#REF!*0,IF(#REF!=\"\",0,#REF!*H$627))))))))","v":{"$error":"#REF!"}},{"$f":"IF(#REF!=\"Interconnector\",#REF!*1,IF(#REF!=\"Wind\",#REF!*0.7,IF(#REF!=\"Marine\",#REF!*0.7,IF(#REF!=\"Nuclear\",#REF!*0.85,IF(#REF!=\"Pumped_Storage\",#REF!*0.5,IF(#REF!=\"CCS\",#REF!*0.85,IF(#REF!=\"OCGT\",#REF!*0,IF(#REF!=\"\",0,#REF!*I$627))))))))","v":{"$error":"#REF!"}},{"$f":"IF(#REF!=\"Interconnector\",#REF!*1,IF(#REF!=\"Wind\",#REF!*0.7,IF(#REF!=\"Marine\",#REF!*0.7,IF(#REF!=\"Nuclear\",#REF!*0.85,IF(#REF!=\"Pumped_Storage\",#REF!*0.5,IF(#REF!=\"CCS\",#REF!*0.85,IF(#REF!=\"OCGT\",#REF!*0,IF(#REF!=\"\",0,#REF!*J$627))))))))","v":{"$error":"#REF!"}},{"$f":"IF(#REF!=\"Interconnector\",#REF!*1,IF(#REF!=\"Wind\",#REF!*0.7,IF(#REF!=\"Marine\",#REF!*0.7,IF(#REF!=\"Nuclear\",#REF!*0.85,IF(#REF!=\"Pumped_Storage\",#REF!*0.5,IF(#REF!=\"CCS\",#REF!*0.85,IF(#REF!=\"OCGT\",#REF!*0,IF(#REF!=\"\",0,#REF!*K$627))))))))","v":{"$error":"#REF!"}},{"$f":"IF(#REF!=\"Interconnector\",#REF!*1,IF(#REF!=\"Wind\",#REF!*0.7,IF(#REF!=\"Marine\",#REF!*0.7,IF(#REF!=\"Nuclear\",#REF!*0.85,IF(#REF!=\"Pumped_Storage\",#REF!*0.5,IF(#REF!=\"CCS\",#REF!*0.85,IF(#REF!=\"OCGT\",#REF!*0,IF(#REF!=\"\",0,#REF!*L$627))))))))","v":{"$error":"#REF!"}},{"$f":"IF(#REF!=\"Interconnector\",#REF!*1,IF(#REF!=\"Wind\",#REF!*0.7,IF(#REF!=\"Marine\",#REF!*0.7,IF(#REF!=\"Nuclear\",#REF!*0.85,IF(#REF!=\"Pumped_Storage\",#REF!*0.5,IF(#REF!=\"CCS\",#REF!*0.85,IF(#REF!=\"OCGT\",#REF!*0,IF(#REF!=\"\",0,#REF!*M$627))))))))","v":{"$error":"#REF!"}},{"$f":"IF(#REF!=\"Interconnector\",#REF!*1,IF(#REF!=\"Wind\",#REF!*0.7,IF(#REF!=\"Marine\",#REF!*0.7,IF(#REF!=\"Nuclear\",#REF!*0.85,IF(#REF!=\"Pumped_Storage\",#REF!*0.5,IF(#REF!=\"CCS\",#REF!*0.85,IF(#REF!=\"OCGT\",#REF!*0,IF(#REF!=\"\",0,#REF!*N$627))))))))","v":{"$error":"#REF!"}},{"$f":"IF(#REF!=\"Interconnector\",#REF!*1,IF(#REF!=\"Wind\",#REF!*0.7,IF(#REF!=\"Marine\",#REF!*0.7,IF(#REF!=\"Nuclear\",#REF!*0.85,IF(#REF!=\"Pumped_Storage\",#REF!*0.5,IF(#REF!=\"CCS\",#REF!*0.85,IF(#REF!=\"OCGT\",#REF!*0,IF(#REF!=\"\",0,#REF!*O$627))))))))","v":{"$error":"#REF!"}}]
[{"$f":"#REF!","v":{"$error":"#REF!"}},{"$f":"#REF!","v":{"$error":"#REF!"}},{"$f":"#REF!","v":{"$error":"#REF!"}},{"$f":"#REF!","v":{"$error":"#REF!"}},{"$f":"IF(#REF!=\"Interconnector\",#REF!*1,IF(#REF!=\"Wind\",#REF!*0.7,IF(#REF!=\"Marine\",#REF!*0.7,IF(#REF!=\"Nuclear\",#REF!*0.85,IF(#REF!=\"Pumped_Storage\",#REF!*0.5,IF(#REF!=\"CCS\",#REF!*0.85,IF(#REF!=\"OCGT\",#REF!*0,IF(#REF!=\"\",0,#REF!*E$627))))))))","v":{"$error":"#REF!"}},{"$f":"IF(#REF!=\"Interconnector\",#REF!*1,IF(#REF!=\"Wind\",#REF!*0.7,IF(#REF!=\"Marine\",#REF!*0.7,IF(#REF!=\"Nuclear\",#REF!*0.85,IF(#REF!=\"Pumped_Storage\",#REF!*0.5,IF(#REF!=\"CCS\",#REF!*0.85,IF(#REF!=\"OCGT\",#REF!*0,IF(#REF!=\"\",0,#REF!*F$627))))))))","v":{"$error":"#REF!"}},{"$f":"IF(#REF!=\"Interconnector\",#REF!*1,IF(#REF!=\"Wind\",#REF!*0.7,IF(#REF!=\"Marine\",#REF!*0.7,IF(#REF!=\"Nuclear\",#REF!*0.85,IF(#REF!=\"Pumped_Storage\",#REF!*0.5,IF(#REF!=\"CCS\",#REF!*0.85,IF(#REF!=\"OCGT\",#REF!*0,IF(#REF!=\"\",0,#REF!*G$627))))))))","v":{"$error":"#REF!"}},{"$f":"IF(#REF!=\"Interconnector\",#REF!*1,IF(#REF!=\"Wind\",#REF!*0.7,IF(#REF!=\"Marine\",#REF!*0.7,IF(#REF!=\"Nuclear\",#REF!*0.85,IF(#REF!=\"Pumped_Storage\",#REF!*0.5,IF(#REF!=\"CCS\",#REF!*0.85,IF(#REF!=\"OCGT\",#REF!*0,IF(#REF!=\"\",0,#REF!*H$627))))))))","v":{"$error":"#REF!"}},{"$f":"IF(#REF!=\"Interconnector\",#REF!*1,IF(#REF!=\"Wind\",#REF!*0.7,IF(#REF!=\"Marine\",#REF!*0.7,IF(#REF!=\"Nuclear\",#REF!*0.85,IF(#REF!=\"Pumped_Storage\",#REF!*0.5,IF(#REF!=\"CCS\",#REF!*0.85,IF(#REF!=\"OCGT\",#REF!*0,IF(#REF!=\"\",0,#REF!*I$627))))))))","v":{"$error":"#REF!"}},{"$f":"IF(#REF!=\"Interconnector\",#REF!*1,IF(#REF!=\"Wind\",#REF!*0.7,IF(#REF!=\"Marine\",#REF!*0.7,IF(#REF!=\"Nuclear\",#REF!*0.85,IF(#REF!=\"Pumped_Storage\",#REF!*0.5,IF(#REF!=\"CCS\",#REF!*0.85,IF(#REF!=\"OCGT\",#REF!*0,IF(#REF!=\"\",0,#REF!*J$627))))))))","v":{"$error":"#REF!"}},{"$f":"IF(#REF!=\"Interconnector\",#REF!*1,IF(#REF!=\"Wind\",#REF!*0.7,IF(#REF!=\"Marine\",#REF!*0.7,IF(#REF!=\"Nuclear\",#REF!*0.85,IF(#REF!=\"Pumped_Storage\",#REF!*0.5,IF(#REF!=\"CCS\",#REF!*0.85,IF(#REF!=\"OCGT\",#REF!*0,IF(#REF!=\"\",0,#REF!*K$627))))))))","v":{"$error":"#REF!"}},{"$f":"IF(#REF!=\"Interconnector\",#REF!*1,IF(#REF!=\"Wind\",#REF!*0.7,IF(#REF!=\"Marine\",#REF!*0.7,IF(#REF!=\"Nuclear\",#REF!*0.85,IF(#REF!=\"Pumped_Storage\",#REF!*0.5,IF(#REF!=\"CCS\",#REF!*0.85,IF(#REF!=\"OCGT\",#REF!*0,IF(#REF!=\"\",0,#REF!*L$627))))))))","v":{"$error":"#REF!"}},{"$f":"IF(#REF!=\"Interconnector\",#REF!*1,IF(#REF!=\"Wind\",#REF!*0.7,IF(#REF!=\"Marine\",#REF!*0.7,IF(#REF!=\"Nuclear\",#REF!*0.85,IF(#REF!=\"Pumped_Storage\",#REF!*0.5,IF(#REF!=\"CCS\",#REF!*0.85,IF(#REF!=\"OCGT\",#REF!*0,IF(#REF!=\"\",0,#REF!*M$627))))))))","v":{"$error":"#REF!"}},{"$f":"IF(#REF!=\"Interconnector\",#REF!*1,IF(#REF!=\"Wind\",#REF!*0.7,IF(#REF!=\"Marine\",#REF!*0.7,IF(#REF!=\"Nuclear\",#REF!*0.85,IF(#REF!=\"Pumped_Storage\",#REF!*0.5,IF(#REF!=\"CCS\",#REF!*0.85,IF(#REF!=\"OCGT\",#REF!*0,IF(#REF!=\"\",0,#REF!*N$627))))))))","v":{"$error":"#REF!"}},{"$f":"IF(#REF!=\"Interconnector\",#REF!*1,IF(#REF!=\"Wind\",#REF!*0.7,IF(#REF!=\"Marine\",#REF!*0.7,IF(#REF!=\"Nuclear\",#REF!*0.85,IF(#REF!=\"Pumped_Storage\",#REF!*0.5,IF(#REF!=\"CCS\",#REF!*0.85,IF(#REF!=\"OCGT\",#REF!*0,IF(#REF!=\"\",0,#REF!*O$627))))))))","v":{"$error":"#REF!"}}]
[{"$f":"#REF!","v":{"$error":"#REF!"}},{"$f":"#REF!","v":{"$error":"#REF!"}},{"$f":"#REF!","v":{"$error":"#REF!"}},{"$f":"#REF!","v":{"$error":"#REF!"}},{"$f":"IF(#REF!=\"Interconnector\",#REF!*1,IF(#REF!=\"Wind\",#REF!*0.7,IF(#REF!=\"Marine\",#REF!*0.7,IF(#REF!=\"Nuclear\",#REF!*0.85,IF(#REF!=\"Pumped_Storage\",#REF!*0.5,IF(#REF!=\"CCS\",#REF!*0.85,IF(#REF!=\"OCGT\",#REF!*0,IF(#REF!=\"\",0,#REF!*E$627))))))))","v":{"$error":"#REF!"}},{"$f":"IF(#REF!=\"Interconnector\",#REF!*1,IF(#REF!=\"Wind\",#REF!*0.7,IF(#REF!=\"Marine\",#REF!*0.7,IF(#REF!=\"Nuclear\",#REF!*0.85,IF(#REF!=\"Pumped_Storage\",#REF!*0.5,IF(#REF!=\"CCS\",#REF!*0.85,IF(#REF!=\"OCGT\",#REF!*0,IF(#REF!=\"\",0,#REF!*F$627))))))))","v":{"$error":"#REF!"}},{"$f":"IF(#REF!=\"Interconnector\",#REF!*1,IF(#REF!=\"Wind\",#REF!*0.7,IF(#REF!=\"Marine\",#REF!*0.7,IF(#REF!=\"Nuclear\",#REF!*0.85,IF(#REF!=\"Pumped_Storage\",#REF!*0.5,IF(#REF!=\"CCS\",#REF!*0.85,IF(#REF!=\"OCGT\",#REF!*0,IF(#REF!=\"\",0,#REF!*G$627))))))))","v":{"$error":"#REF!"}},{"$f":"IF(#REF!=\"Interconnector\",#REF!*1,IF(#REF!=\"Wind\",#REF!*0.7,IF(#REF!=\"Marine\",#REF!*0.7,IF(#REF!=\"Nuclear\",#REF!*0.85,IF(#REF!=\"Pumped_Storage\",#REF!*0.5,IF(#REF!=\"CCS\",#REF!*0.85,IF(#REF!=\"OCGT\",#REF!*0,IF(#REF!=\"\",0,#REF!*H$627))))))))","v":{"$error":"#REF!"}},{"$f":"IF(#REF!=\"Interconnector\",#REF!*1,IF(#REF!=\"Wind\",#REF!*0.7,IF(#REF!=\"Marine\",#REF!*0.7,IF(#REF!=\"Nuclear\",#REF!*0.85,IF(#REF!=\"Pumped_Storage\",#REF!*0.5,IF(#REF!=\"CCS\",#REF!*0.85,IF(#REF!=\"OCGT\",#REF!*0,IF(#REF!=\"\",0,#REF!*I$627))))))))","v":{"$error":"#REF!"}},{"$f":"IF(#REF!=\"Interconnector\",#REF!*1,IF(#REF!=\"Wind\",#REF!*0.7,IF(#REF!=\"Marine\",#REF!*0.7,IF(#REF!=\"Nuclear\",#REF!*0.85,IF(#REF!=\"Pumped_Storage\",#REF!*0.5,IF(#REF!=\"CCS\",#REF!*0.85,IF(#REF!=\"OCGT\",#REF!*0,IF(#REF!=\"\",0,#REF!*J$627))))))))","v":{"$error":"#REF!"}},{"$f":"IF(#REF!=\"Interconnector\",#REF!*1,IF(#REF!=\"Wind\",#REF!*0.7,IF(#REF!=\"Marine\",#REF!*0.7,IF(#REF!=\"Nuclear\",#REF!*0.85,IF(#REF!=\"Pumped_Storage\",#REF!*0.5,IF(#REF!=\"CCS\",#REF!*0.85,IF(#REF!=\"OCGT\",#REF!*0,IF(#REF!=\"\",0,#REF!*K$627))))))))","v":{"$error":"#REF!"}},{"$f":"IF(#REF!=\"Interconnector\",#REF!*1,IF(#REF!=\"Wind\",#REF!*0.7,IF(#REF!=\"Marine\",#REF!*0.7,IF(#REF!=\"Nuclear\",#REF!*0.85,IF(#REF!=\"Pumped_Storage\",#REF!*0.5,IF(#REF!=\"CCS\",#REF!*0.85,IF(#REF!=\"OCGT\",#REF!*0,IF(#REF!=\"\",0,#REF!*L$627))))))))","v":{"$error":"#REF!"}},{"$f":"IF(#REF!=\"Interconnector\",#REF!*1,IF(#REF!=\"Wind\",#REF!*0.7,IF(#REF!=\"Marine\",#REF!*0.7,IF(#REF!=\"Nuclear\",#REF!*0.85,IF(#REF!=\"Pumped_Storage\",#REF!*0.5,IF(#REF!=\"CCS\",#REF!*0.85,IF(#REF!=\"OCGT\",#REF!*0,IF(#REF!=\"\",0,#REF!*M$627))))))))","v":{"$error":"#REF!"}},{"$f":"IF(#REF!=\"Interconnector\",#REF!*1,IF(#REF!=\"Wind\",#REF!*0.7,IF(#REF!=\"Marine\",#REF!*0.7,IF(#REF!=\"Nuclear\",#REF!*0.85,IF(#REF!=\"Pumped_Storage\",#REF!*0.5,IF(#REF!=\"CCS\",#REF!*0.85,IF(#REF!=\"OCGT\",#REF!*0,IF(#REF!=\"\",0,#REF!*N$627))))))))","v":{"$error":"#REF!"}},{"$f":"IF(#REF!=\"Interconnector\",#REF!*1,IF(#REF!=\"Wind\",#REF!*0.7,IF(#REF!=\"Marine\",#REF!*0.7,IF(#REF!=\"Nuclear\",#REF!*0.85,IF(#REF!=\"Pumped_Storage\",#REF!*0.5,IF(#REF!=\"CCS\",#REF!*0.85,IF(#REF!=\"OCGT\",#REF!*0,IF(#REF!=\"\",0,#REF!*O$627))))))))","v":{"$error":"#REF!"}}]
[{"$f":"#REF!","v":{"$error":"#REF!"}},{"$f":"#REF!","v":{"$error":"#REF!"}},{"$f":"#REF!","v":{"$error":"#REF!"}},{"$f":"#REF!","v":{"$error":"#REF!"}},{"$f":"IF(#REF!=\"Interconnector\",#REF!*1,IF(#REF!=\"Wind\",#REF!*0.7,IF(#REF!=\"Marine\",#REF!*0.7,IF(#REF!=\"Nuclear\",#REF!*0.85,IF(#REF!=\"Pumped_Storage\",#REF!*0.5,IF(#REF!=\"CCS\",#REF!*0.85,IF(#REF!=\"OCGT\",#REF!*0,IF(#REF!=\"\",0,#REF!*E$627))))))))","v":{"$error":"#REF!"}},{"$f":"IF(#REF!=\"Interconnector\",#REF!*1,IF(#REF!=\"Wind\",#REF!*0.7,IF(#REF!=\"Marine\",#REF!*0.7,IF(#REF!=\"Nuclear\",#REF!*0.85,IF(#REF!=\"Pumped_Storage\",#REF!*0.5,IF(#REF!=\"CCS\",#REF!*0.85,IF(#REF!=\"OCGT\",#REF!*0,IF(#REF!=\"\",0,#REF!*F$627))))))))","v":{"$error":"#REF!"}},{"$f":"IF(#REF!=\"Interconnector\",#REF!*1,IF(#REF!=\"Wind\",#REF!*0.7,IF(#REF!=\"Marine\",#REF!*0.7,IF(#REF!=\"Nuclear\",#REF!*0.85,IF(#REF!=\"Pumped_Storage\",#REF!*0.5,IF(#REF!=\"CCS\",#REF!*0.85,IF(#REF!=\"OCGT\",#REF!*0,IF(#REF!=\"\",0,#REF!*G$627))))))))","v":{"$error":"#REF!"}},{"$f":"IF(#REF!=\"Interconnector\",#REF!*1,IF(#REF!=\"Wind\",#REF!*0.7,IF(#REF!=\"Marine\",#REF!*0.7,IF(#REF!=\"Nuclear\",#REF!*0.85,IF(#REF!=\"Pumped_Storage\",#REF!*0.5,IF(#REF!=\"CCS\",#REF!*0.85,IF(#REF!=\"OCGT\",#REF!*0,IF(#REF!=\"\",0,#REF!*H$627))))))))","v":{"$error":"#REF!"}},{"$f":"IF(#REF!=\"Interconnector\",#REF!*1,IF(#REF!=\"Wind\",#REF!*0.7,IF(#REF!=\"Marine\",#REF!*0.7,IF(#REF!=\"Nuclear\",#REF!*0.85,IF(#REF!=\"Pumped_Storage\",#REF!*0.5,IF(#REF!=\"CCS\",#REF!*0.85,IF(#REF!=\"OCGT\",#REF!*0,IF(#REF!=\"\",0,#REF!*I$627))))))))","v":{"$error":"#REF!"}},{"$f":"IF(#REF!=\"Interconnector\",#REF!*1,IF(#REF!=\"Wind\",#REF!*0.7,IF(#REF!=\"Marine\",#REF!*0.7,IF(#REF!=\"Nuclear\",#REF!*0.85,IF(#REF!=\"Pumped_Storage\",#REF!*0.5,IF(#REF!=\"CCS\",#REF!*0.85,IF(#REF!=\"OCGT\",#REF!*0,IF(#REF!=\"\",0,#REF!*J$627))))))))","v":{"$error":"#REF!"}},{"$f":"IF(#REF!=\"Interconnector\",#REF!*1,IF(#REF!=\"Wind\",#REF!*0.7,IF(#REF!=\"Marine\",#REF!*0.7,IF(#REF!=\"Nuclear\",#REF!*0.85,IF(#REF!=\"Pumped_Storage\",#REF!*0.5,IF(#REF!=\"CCS\",#REF!*0.85,IF(#REF!=\"OCGT\",#REF!*0,IF(#REF!=\"\",0,#REF!*K$627))))))))","v":{"$error":"#REF!"}},{"$f":"IF(#REF!=\"Interconnector\",#REF!*1,IF(#REF!=\"Wind\",#REF!*0.7,IF(#REF!=\"Marine\",#REF!*0.7,IF(#REF!=\"Nuclear\",#REF!*0.85,IF(#REF!=\"Pumped_Storage\",#REF!*0.5,IF(#REF!=\"CCS\",#REF!*0.85,IF(#REF!=\"OCGT\",#REF!*0,IF(#REF!=\"\",0,#REF!*L$627))))))))","v":{"$error":"#REF!"}},{"$f":"IF(#REF!=\"Interconnector\",#REF!*1,IF(#REF!=\"Wind\",#REF!*0.7,IF(#REF!=\"Marine\",#REF!*0.7,IF(#REF!=\"Nuclear\",#REF!*0.85,IF(#REF!=\"Pumped_Storage\",#REF!*0.5,IF(#REF!=\"CCS\",#REF!*0.85,IF(#REF!=\"OCGT\",#REF!*0,IF(#REF!=\"\",0,#REF!*M$627))))))))","v":{"$error":"#REF!"}},{"$f":"IF(#REF!=\"Interconnector\",#REF!*1,IF(#REF!=\"Wind\",#REF!*0.7,IF(#REF!=\"Marine\",#REF!*0.7,IF(#REF!=\"Nuclear\",#REF!*0.85,IF(#REF!=\"Pumped_Storage\",#REF!*0.5,IF(#REF!=\"CCS\",#REF!*0.85,IF(#REF!=\"OCGT\",#REF!*0,IF(#REF!=\"\",0,#REF!*N$627))))))))","v":{"$error":"#REF!"}},{"$f":"IF(#REF!=\"Interconnector\",#REF!*1,IF(#REF!=\"Wind\",#REF!*0.7,IF(#REF!=\"Marine\",#REF!*0.7,IF(#REF!=\"Nuclear\",#REF!*0.85,IF(#REF!=\"Pumped_Storage\",#REF!*0.5,IF(#REF!=\"CCS\",#REF!*0.85,IF(#REF!=\"OCGT\",#REF!*0,IF(#REF!=\"\",0,#REF!*O$627))))))))","v":{"$error":"#REF!"}}]
[{"$f":"#REF!","v":{"$error":"#REF!"}},{"$f":"#REF!","v":{"$error":"#REF!"}},{"$f":"#REF!","v":{"$error":"#REF!"}},{"$f":"#REF!","v":{"$error":"#REF!"}},{"$f":"IF(#REF!=\"Interconnector\",#REF!*1,IF(#REF!=\"Wind\",#REF!*0.7,IF(#REF!=\"Marine\",#REF!*0.7,IF(#REF!=\"Nuclear\",#REF!*0.85,IF(#REF!=\"Pumped_Storage\",#REF!*0.5,IF(#REF!=\"CCS\",#REF!*0.85,IF(#REF!=\"OCGT\",#REF!*0,IF(#REF!=\"\",0,#REF!*E$627))))))))","v":{"$error":"#REF!"}},{"$f":"IF(#REF!=\"Interconnector\",#REF!*1,IF(#REF!=\"Wind\",#REF!*0.7,IF(#REF!=\"Marine\",#REF!*0.7,IF(#REF!=\"Nuclear\",#REF!*0.85,IF(#REF!=\"Pumped_Storage\",#REF!*0.5,IF(#REF!=\"CCS\",#REF!*0.85,IF(#REF!=\"OCGT\",#REF!*0,IF(#REF!=\"\",0,#REF!*F$627))))))))","v":{"$error":"#REF!"}},{"$f":"IF(#REF!=\"Interconnector\",#REF!*1,IF(#REF!=\"Wind\",#REF!*0.7,IF(#REF!=\"Marine\",#REF!*0.7,IF(#REF!=\"Nuclear\",#REF!*0.85,IF(#REF!=\"Pumped_Storage\",#REF!*0.5,IF(#REF!=\"CCS\",#REF!*0.85,IF(#REF!=\"OCGT\",#REF!*0,IF(#REF!=\"\",0,#REF!*G$627))))))))","v":{"$error":"#REF!"}},{"$f":"IF(#REF!=\"Interconnector\",#REF!*1,IF(#REF!=\"Wind\",#REF!*0.7,IF(#REF!=\"Marine\",#REF!*0.7,IF(#REF!=\"Nuclear\",#REF!*0.85,IF(#REF!=\"Pumped_Storage\",#REF!*0.5,IF(#REF!=\"CCS\",#REF!*0.85,IF(#REF!=\"OCGT\",#REF!*0,IF(#REF!=\"\",0,#REF!*H$627))))))))","v":{"$error":"#REF!"}},{"$f":"IF(#REF!=\"Interconnector\",#REF!*1,IF(#REF!=\"Wind\",#REF!*0.7,IF(#REF!=\"Marine\",#REF!*0.7,IF(#REF!=\"Nuclear\",#REF!*0.85,IF(#REF!=\"Pumped_Storage\",#REF!*0.5,IF(#REF!=\"CCS\",#REF!*0.85,IF(#REF!=\"OCGT\",#REF!*0,IF(#REF!=\"\",0,#REF!*I$627))))))))","v":{"$error":"#REF!"}},{"$f":"IF(#REF!=\"Interconnector\",#REF!*1,IF(#REF!=\"Wind\",#REF!*0.7,IF(#REF!=\"Marine\",#REF!*0.7,IF(#REF!=\"Nuclear\",#REF!*0.85,IF(#REF!=\"Pumped_Storage\",#REF!*0.5,IF(#REF!=\"CCS\",#REF!*0.85,IF(#REF!=\"OCGT\",#REF!*0,IF(#REF!=\"\",0,#REF!*J$627))))))))","v":{"$error":"#REF!"}},{"$f":"IF(#REF!=\"Interconnector\",#REF!*1,IF(#REF!=\"Wind\",#REF!*0.7,IF(#REF!=\"Marine\",#REF!*0.7,IF(#REF!=\"Nuclear\",#REF!*0.85,IF(#REF!=\"Pumped_Storage\",#REF!*0.5,IF(#REF!=\"CCS\",#REF!*0.85,IF(#REF!=\"OCGT\",#REF!*0,IF(#REF!=\"\",0,#REF!*K$627))))))))","v":{"$error":"#REF!"}},{"$f":"IF(#REF!=\"Interconnector\",#REF!*1,IF(#REF!=\"Wind\",#REF!*0.7,IF(#REF!=\"Marine\",#REF!*0.7,IF(#REF!=\"Nuclear\",#REF!*0.85,IF(#REF!=\"Pumped_Storage\",#REF!*0.5,IF(#REF!=\"CCS\",#REF!*0.85,IF(#REF!=\"OCGT\",#REF!*0,IF(#REF!=\"\",0,#REF!*L$627))))))))","v":{"$error":"#REF!"}},{"$f":"IF(#REF!=\"Interconnector\",#REF!*1,IF(#REF!=\"Wind\",#REF!*0.7,IF(#REF!=\"Marine\",#REF!*0.7,IF(#REF!=\"Nuclear\",#REF!*0.85,IF(#REF!=\"Pumped_Storage\",#REF!*0.5,IF(#REF!=\"CCS\",#REF!*0.85,IF(#REF!=\"OCGT\",#REF!*0,IF(#REF!=\"\",0,#REF!*M$627))))))))","v":{"$error":"#REF!"}},{"$f":"IF(#REF!=\"Interconnector\",#REF!*1,IF(#REF!=\"Wind\",#REF!*0.7,IF(#REF!=\"Marine\",#REF!*0.7,IF(#REF!=\"Nuclear\",#REF!*0.85,IF(#REF!=\"Pumped_Storage\",#REF!*0.5,IF(#REF!=\"CCS\",#REF!*0.85,IF(#REF!=\"OCGT\",#REF!*0,IF(#REF!=\"\",0,#REF!*N$627))))))))","v":{"$error":"#REF!"}},{"$f":"IF(#REF!=\"Interconnector\",#REF!*1,IF(#REF!=\"Wind\",#REF!*0.7,IF(#REF!=\"Marine\",#REF!*0.7,IF(#REF!=\"Nuclear\",#REF!*0.85,IF(#REF!=\"Pumped_Storage\",#REF!*0.5,IF(#REF!=\"CCS\",#REF!*0.85,IF(#REF!=\"OCGT\",#REF!*0,IF(#REF!=\"\",0,#REF!*O$627))))))))","v":{"$error":"#REF!"}}]
[{"$f":"#REF!","v":{"$error":"#REF!"}},{"$f":"#REF!","v":{"$error":"#REF!"}},{"$f":"#REF!","v":{"$error":"#REF!"}},{"$f":"#REF!","v":{"$error":"#REF!"}},{"$f":"IF(#REF!=\"Interconnector\",#REF!*1,IF(#REF!=\"Wind\",#REF!*0.7,IF(#REF!=\"Marine\",#REF!*0.7,IF(#REF!=\"Nuclear\",#REF!*0.85,IF(#REF!=\"Pumped_Storage\",#REF!*0.5,IF(#REF!=\"CCS\",#REF!*0.85,IF(#REF!=\"OCGT\",#REF!*0,IF(#REF!=\"\",0,#REF!*E$627))))))))","v":{"$error":"#REF!"}},{"$f":"IF(#REF!=\"Interconnector\",#REF!*1,IF(#REF!=\"Wind\",#REF!*0.7,IF(#REF!=\"Marine\",#REF!*0.7,IF(#REF!=\"Nuclear\",#REF!*0.85,IF(#REF!=\"Pumped_Storage\",#REF!*0.5,IF(#REF!=\"CCS\",#REF!*0.85,IF(#REF!=\"OCGT\",#REF!*0,IF(#REF!=\"\",0,#REF!*F$627))))))))","v":{"$error":"#REF!"}},{"$f":"IF(#REF!=\"Interconnector\",#REF!*1,IF(#REF!=\"Wind\",#REF!*0.7,IF(#REF!=\"Marine\",#REF!*0.7,IF(#REF!=\"Nuclear\",#REF!*0.85,IF(#REF!=\"Pumped_Storage\",#REF!*0.5,IF(#REF!=\"CCS\",#REF!*0.85,IF(#REF!=\"OCGT\",#REF!*0,IF(#REF!=\"\",0,#REF!*G$627))))))))","v":{"$error":"#REF!"}},{"$f":"IF(#REF!=\"Interconnector\",#REF!*1,IF(#REF!=\"Wind\",#REF!*0.7,IF(#REF!=\"Marine\",#REF!*0.7,IF(#REF!=\"Nuclear\",#REF!*0.85,IF(#REF!=\"Pumped_Storage\",#REF!*0.5,IF(#REF!=\"CCS\",#REF!*0.85,IF(#REF!=\"OCGT\",#REF!*0,IF(#REF!=\"\",0,#REF!*H$627))))))))","v":{"$error":"#REF!"}},{"$f":"IF(#REF!=\"Interconnector\",#REF!*1,IF(#REF!=\"Wind\",#REF!*0.7,IF(#REF!=\"Marine\",#REF!*0.7,IF(#REF!=\"Nuclear\",#REF!*0.85,IF(#REF!=\"Pumped_Storage\",#REF!*0.5,IF(#REF!=\"CCS\",#REF!*0.85,IF(#REF!=\"OCGT\",#REF!*0,IF(#REF!=\"\",0,#REF!*I$627))))))))","v":{"$error":"#REF!"}},{"$f":"IF(#REF!=\"Interconnector\",#REF!*1,IF(#REF!=\"Wind\",#REF!*0.7,IF(#REF!=\"Marine\",#REF!*0.7,IF(#REF!=\"Nuclear\",#REF!*0.85,IF(#REF!=\"Pumped_Storage\",#REF!*0.5,IF(#REF!=\"CCS\",#REF!*0.85,IF(#REF!=\"OCGT\",#REF!*0,IF(#REF!=\"\",0,#REF!*J$627))))))))","v":{"$error":"#REF!"}},{"$f":"IF(#REF!=\"Interconnector\",#REF!*1,IF(#REF!=\"Wind\",#REF!*0.7,IF(#REF!=\"Marine\",#REF!*0.7,IF(#REF!=\"Nuclear\",#REF!*0.85,IF(#REF!=\"Pumped_Storage\",#REF!*0.5,IF(#REF!=\"CCS\",#REF!*0.85,IF(#REF!=\"OCGT\",#REF!*0,IF(#REF!=\"\",0,#REF!*K$627))))))))","v":{"$error":"#REF!"}},{"$f":"IF(#REF!=\"Interconnector\",#REF!*1,IF(#REF!=\"Wind\",#REF!*0.7,IF(#REF!=\"Marine\",#REF!*0.7,IF(#REF!=\"Nuclear\",#REF!*0.85,IF(#REF!=\"Pumped_Storage\",#REF!*0.5,IF(#REF!=\"CCS\",#REF!*0.85,IF(#REF!=\"OCGT\",#REF!*0,IF(#REF!=\"\",0,#REF!*L$627))))))))","v":{"$error":"#REF!"}},{"$f":"IF(#REF!=\"Interconnector\",#REF!*1,IF(#REF!=\"Wind\",#REF!*0.7,IF(#REF!=\"Marine\",#REF!*0.7,IF(#REF!=\"Nuclear\",#REF!*0.85,IF(#REF!=\"Pumped_Storage\",#REF!*0.5,IF(#REF!=\"CCS\",#REF!*0.85,IF(#REF!=\"OCGT\",#REF!*0,IF(#REF!=\"\",0,#REF!*M$627))))))))","v":{"$error":"#REF!"}},{"$f":"IF(#REF!=\"Interconnector\",#REF!*1,IF(#REF!=\"Wind\",#REF!*0.7,IF(#REF!=\"Marine\",#REF!*0.7,IF(#REF!=\"Nuclear\",#REF!*0.85,IF(#REF!=\"Pumped_Storage\",#REF!*0.5,IF(#REF!=\"CCS\",#REF!*0.85,IF(#REF!=\"OCGT\",#REF!*0,IF(#REF!=\"\",0,#REF!*N$627))))))))","v":{"$error":"#REF!"}},{"$f":"IF(#REF!=\"Interconnector\",#REF!*1,IF(#REF!=\"Wind\",#REF!*0.7,IF(#REF!=\"Marine\",#REF!*0.7,IF(#REF!=\"Nuclear\",#REF!*0.85,IF(#REF!=\"Pumped_Storage\",#REF!*0.5,IF(#REF!=\"CCS\",#REF!*0.85,IF(#REF!=\"OCGT\",#REF!*0,IF(#REF!=\"\",0,#REF!*O$627))))))))","v":{"$error":"#REF!"}}]
[{"$f":"#REF!","v":{"$error":"#REF!"}},{"$f":"#REF!","v":{"$error":"#REF!"}},{"$f":"#REF!","v":{"$error":"#REF!"}},{"$f":"#REF!","v":{"$error":"#REF!"}},{"$f":"IF(#REF!=\"Interconnector\",#REF!*1,IF(#REF!=\"Wind\",#REF!*0.7,IF(#REF!=\"Marine\",#REF!*0.7,IF(#REF!=\"Nuclear\",#REF!*0.85,IF(#REF!=\"Pumped_Storage\",#REF!*0.5,IF(#REF!=\"CCS\",#REF!*0.85,IF(#REF!=\"OCGT\",#REF!*0,IF(#REF!=\"\",0,#REF!*E$627))))))))","v":{"$error":"#REF!"}},{"$f":"IF(#REF!=\"Interconnector\",#REF!*1,IF(#REF!=\"Wind\",#REF!*0.7,IF(#REF!=\"Marine\",#REF!*0.7,IF(#REF!=\"Nuclear\",#REF!*0.85,IF(#REF!=\"Pumped_Storage\",#REF!*0.5,IF(#REF!=\"CCS\",#REF!*0.85,IF(#REF!=\"OCGT\",#REF!*0,IF(#REF!=\"\",0,#REF!*F$627))))))))","v":{"$error":"#REF!"}},{"$f":"IF(#REF!=\"Interconnector\",#REF!*1,IF(#REF!=\"Wind\",#REF!*0.7,IF(#REF!=\"Marine\",#REF!*0.7,IF(#REF!=\"Nuclear\",#REF!*0.85,IF(#REF!=\"Pumped_Storage\",#REF!*0.5,IF(#REF!=\"CCS\",#REF!*0.85,IF(#REF!=\"OCGT\",#REF!*0,IF(#REF!=\"\",0,#REF!*G$627))))))))","v":{"$error":"#REF!"}},{"$f":"IF(#REF!=\"Interconnector\",#REF!*1,IF(#REF!=\"Wind\",#REF!*0.7,IF(#REF!=\"Marine\",#REF!*0.7,IF(#REF!=\"Nuclear\",#REF!*0.85,IF(#REF!=\"Pumped_Storage\",#REF!*0.5,IF(#REF!=\"CCS\",#REF!*0.85,IF(#REF!=\"OCGT\",#REF!*0,IF(#REF!=\"\",0,#REF!*H$627))))))))","v":{"$error":"#REF!"}},{"$f":"IF(#REF!=\"Interconnector\",#REF!*1,IF(#REF!=\"Wind\",#REF!*0.7,IF(#REF!=\"Marine\",#REF!*0.7,IF(#REF!=\"Nuclear\",#REF!*0.85,IF(#REF!=\"Pumped_Storage\",#REF!*0.5,IF(#REF!=\"CCS\",#REF!*0.85,IF(#REF!=\"OCGT\",#REF!*0,IF(#REF!=\"\",0,#REF!*I$627))))))))","v":{"$error":"#REF!"}},{"$f":"IF(#REF!=\"Interconnector\",#REF!*1,IF(#REF!=\"Wind\",#REF!*0.7,IF(#REF!=\"Marine\",#REF!*0.7,IF(#REF!=\"Nuclear\",#REF!*0.85,IF(#REF!=\"Pumped_Storage\",#REF!*0.5,IF(#REF!=\"CCS\",#REF!*0.85,IF(#REF!=\"OCGT\",#REF!*0,IF(#REF!=\"\",0,#REF!*J$627))))))))","v":{"$error":"#REF!"}},{"$f":"IF(#REF!=\"Interconnector\",#REF!*1,IF(#REF!=\"Wind\",#REF!*0.7,IF(#REF!=\"Marine\",#REF!*0.7,IF(#REF!=\"Nuclear\",#REF!*0.85,IF(#REF!=\"Pumped_Storage\",#REF!*0.5,IF(#REF!=\"CCS\",#REF!*0.85,IF(#REF!=\"OCGT\",#REF!*0,IF(#REF!=\"\",0,#REF!*K$627))))))))","v":{"$error":"#REF!"}},{"$f":"IF(#REF!=\"Interconnector\",#REF!*1,IF(#REF!=\"Wind\",#REF!*0.7,IF(#REF!=\"Marine\",#REF!*0.7,IF(#REF!=\"Nuclear\",#REF!*0.85,IF(#REF!=\"Pumped_Storage\",#REF!*0.5,IF(#REF!=\"CCS\",#REF!*0.85,IF(#REF!=\"OCGT\",#REF!*0,IF(#REF!=\"\",0,#REF!*L$627))))))))","v":{"$error":"#REF!"}},{"$f":"IF(#REF!=\"Interconnector\",#REF!*1,IF(#REF!=\"Wind\",#REF!*0.7,IF(#REF!=\"Marine\",#REF!*0.7,IF(#REF!=\"Nuclear\",#REF!*0.85,IF(#REF!=\"Pumped_Storage\",#REF!*0.5,IF(#REF!=\"CCS\",#REF!*0.85,IF(#REF!=\"OCGT\",#REF!*0,IF(#REF!=\"\",0,#REF!*M$627))))))))","v":{"$error":"#REF!"}},{"$f":"IF(#REF!=\"Interconnector\",#REF!*1,IF(#REF!=\"Wind\",#REF!*0.7,IF(#REF!=\"Marine\",#REF!*0.7,IF(#REF!=\"Nuclear\",#REF!*0.85,IF(#REF!=\"Pumped_Storage\",#REF!*0.5,IF(#REF!=\"CCS\",#REF!*0.85,IF(#REF!=\"OCGT\",#REF!*0,IF(#REF!=\"\",0,#REF!*N$627))))))))","v":{"$error":"#REF!"}},{"$f":"IF(#REF!=\"Interconnector\",#REF!*1,IF(#REF!=\"Wind\",#REF!*0.7,IF(#REF!=\"Marine\",#REF!*0.7,IF(#REF!=\"Nuclear\",#REF!*0.85,IF(#REF!=\"Pumped_Storage\",#REF!*0.5,IF(#REF!=\"CCS\",#REF!*0.85,IF(#REF!=\"OCGT\",#REF!*0,IF(#REF!=\"\",0,#REF!*O$627))))))))","v":{"$error":"#REF!"}}]
[{"$f":"#REF!","v":{"$error":"#REF!"}},{"$f":"#REF!","v":{"$error":"#REF!"}},{"$f":"#REF!","v":{"$error":"#REF!"}},{"$f":"#REF!","v":{"$error":"#REF!"}},{"$f":"IF(#REF!=\"Interconnector\",#REF!*1,IF(#REF!=\"Wind\",#REF!*0.7,IF(#REF!=\"Marine\",#REF!*0.7,IF(#REF!=\"Nuclear\",#REF!*0.85,IF(#REF!=\"Pumped_Storage\",#REF!*0.5,IF(#REF!=\"CCS\",#REF!*0.85,IF(#REF!=\"OCGT\",#REF!*0,IF(#REF!=\"\",0,#REF!*E$627))))))))","v":{"$error":"#REF!"}},{"$f":"IF(#REF!=\"Interconnector\",#REF!*1,IF(#REF!=\"Wind\",#REF!*0.7,IF(#REF!=\"Marine\",#REF!*0.7,IF(#REF!=\"Nuclear\",#REF!*0.85,IF(#REF!=\"Pumped_Storage\",#REF!*0.5,IF(#REF!=\"CCS\",#REF!*0.85,IF(#REF!=\"OCGT\",#REF!*0,IF(#REF!=\"\",0,#REF!*F$627))))))))","v":{"$error":"#REF!"}},{"$f":"IF(#REF!=\"Interconnector\",#REF!*1,IF(#REF!=\"Wind\",#REF!*0.7,IF(#REF!=\"Marine\",#REF!*0.7,IF(#REF!=\"Nuclear\",#REF!*0.85,IF(#REF!=\"Pumped_Storage\",#REF!*0.5,IF(#REF!=\"CCS\",#REF!*0.85,IF(#REF!=\"OCGT\",#REF!*0,IF(#REF!=\"\",0,#REF!*G$627))))))))","v":{"$error":"#REF!"}},{"$f":"IF(#REF!=\"Interconnector\",#REF!*1,IF(#REF!=\"Wind\",#REF!*0.7,IF(#REF!=\"Marine\",#REF!*0.7,IF(#REF!=\"Nuclear\",#REF!*0.85,IF(#REF!=\"Pumped_Storage\",#REF!*0.5,IF(#REF!=\"CCS\",#REF!*0.85,IF(#REF!=\"OCGT\",#REF!*0,IF(#REF!=\"\",0,#REF!*H$627))))))))","v":{"$error":"#REF!"}},{"$f":"IF(#REF!=\"Interconnector\",#REF!*1,IF(#REF!=\"Wind\",#REF!*0.7,IF(#REF!=\"Marine\",#REF!*0.7,IF(#REF!=\"Nuclear\",#REF!*0.85,IF(#REF!=\"Pumped_Storage\",#REF!*0.5,IF(#REF!=\"CCS\",#REF!*0.85,IF(#REF!=\"OCGT\",#REF!*0,IF(#REF!=\"\",0,#REF!*I$627))))))))","v":{"$error":"#REF!"}},{"$f":"IF(#REF!=\"Interconnector\",#REF!*1,IF(#REF!=\"Wind\",#REF!*0.7,IF(#REF!=\"Marine\",#REF!*0.7,IF(#REF!=\"Nuclear\",#REF!*0.85,IF(#REF!=\"Pumped_Storage\",#REF!*0.5,IF(#REF!=\"CCS\",#REF!*0.85,IF(#REF!=\"OCGT\",#REF!*0,IF(#REF!=\"\",0,#REF!*J$627))))))))","v":{"$error":"#REF!"}},{"$f":"IF(#REF!=\"Interconnector\",#REF!*1,IF(#REF!=\"Wind\",#REF!*0.7,IF(#REF!=\"Marine\",#REF!*0.7,IF(#REF!=\"Nuclear\",#REF!*0.85,IF(#REF!=\"Pumped_Storage\",#REF!*0.5,IF(#REF!=\"CCS\",#REF!*0.85,IF(#REF!=\"OCGT\",#REF!*0,IF(#REF!=\"\",0,#REF!*K$627))))))))","v":{"$error":"#REF!"}},{"$f":"IF(#REF!=\"Interconnector\",#REF!*1,IF(#REF!=\"Wind\",#REF!*0.7,IF(#REF!=\"Marine\",#REF!*0.7,IF(#REF!=\"Nuclear\",#REF!*0.85,IF(#REF!=\"Pumped_Storage\",#REF!*0.5,IF(#REF!=\"CCS\",#REF!*0.85,IF(#REF!=\"OCGT\",#REF!*0,IF(#REF!=\"\",0,#REF!*L$627))))))))","v":{"$error":"#REF!"}},{"$f":"IF(#REF!=\"Interconnector\",#REF!*1,IF(#REF!=\"Wind\",#REF!*0.7,IF(#REF!=\"Marine\",#REF!*0.7,IF(#REF!=\"Nuclear\",#REF!*0.85,IF(#REF!=\"Pumped_Storage\",#REF!*0.5,IF(#REF!=\"CCS\",#REF!*0.85,IF(#REF!=\"OCGT\",#REF!*0,IF(#REF!=\"\",0,#REF!*M$627))))))))","v":{"$error":"#REF!"}},{"$f":"IF(#REF!=\"Interconnector\",#REF!*1,IF(#REF!=\"Wind\",#REF!*0.7,IF(#REF!=\"Marine\",#REF!*0.7,IF(#REF!=\"Nuclear\",#REF!*0.85,IF(#REF!=\"Pumped_Storage\",#REF!*0.5,IF(#REF!=\"CCS\",#REF!*0.85,IF(#REF!=\"OCGT\",#REF!*0,IF(#REF!=\"\",0,#REF!*N$627))))))))","v":{"$error":"#REF!"}},{"$f":"IF(#REF!=\"Interconnector\",#REF!*1,IF(#REF!=\"Wind\",#REF!*0.7,IF(#REF!=\"Marine\",#REF!*0.7,IF(#REF!=\"Nuclear\",#REF!*0.85,IF(#REF!=\"Pumped_Storage\",#REF!*0.5,IF(#REF!=\"CCS\",#REF!*0.85,IF(#REF!=\"OCGT\",#REF!*0,IF(#REF!=\"\",0,#REF!*O$627))))))))","v":{"$error":"#REF!"}}]
[{"$f":"#REF!","v":{"$error":"#REF!"}},{"$f":"#REF!","v":{"$error":"#REF!"}},{"$f":"#REF!","v":{"$error":"#REF!"}},{"$f":"#REF!","v":{"$error":"#REF!"}},{"$f":"IF(#REF!=\"Interconnector\",#REF!*1,IF(#REF!=\"Wind\",#REF!*0.7,IF(#REF!=\"Marine\",#REF!*0.7,IF(#REF!=\"Nuclear\",#REF!*0.85,IF(#REF!=\"Pumped_Storage\",#REF!*0.5,IF(#REF!=\"CCS\",#REF!*0.85,IF(#REF!=\"OCGT\",#REF!*0,IF(#REF!=\"\",0,#REF!*E$627))))))))","v":{"$error":"#REF!"}},{"$f":"IF(#REF!=\"Interconnector\",#REF!*1,IF(#REF!=\"Wind\",#REF!*0.7,IF(#REF!=\"Marine\",#REF!*0.7,IF(#REF!=\"Nuclear\",#REF!*0.85,IF(#REF!=\"Pumped_Storage\",#REF!*0.5,IF(#REF!=\"CCS\",#REF!*0.85,IF(#REF!=\"OCGT\",#REF!*0,IF(#REF!=\"\",0,#REF!*F$627))))))))","v":{"$error":"#REF!"}},{"$f":"IF(#REF!=\"Interconnector\",#REF!*1,IF(#REF!=\"Wind\",#REF!*0.7,IF(#REF!=\"Marine\",#REF!*0.7,IF(#REF!=\"Nuclear\",#REF!*0.85,IF(#REF!=\"Pumped_Storage\",#REF!*0.5,IF(#REF!=\"CCS\",#REF!*0.85,IF(#REF!=\"OCGT\",#REF!*0,IF(#REF!=\"\",0,#REF!*G$627))))))))","v":{"$error":"#REF!"}},{"$f":"IF(#REF!=\"Interconnector\",#REF!*1,IF(#REF!=\"Wind\",#REF!*0.7,IF(#REF!=\"Marine\",#REF!*0.7,IF(#REF!=\"Nuclear\",#REF!*0.85,IF(#REF!=\"Pumped_Storage\",#REF!*0.5,IF(#REF!=\"CCS\",#REF!*0.85,IF(#REF!=\"OCGT\",#REF!*0,IF(#REF!=\"\",0,#REF!*H$627))))))))","v":{"$error":"#REF!"}},{"$f":"IF(#REF!=\"Interconnector\",#REF!*1,IF(#REF!=\"Wind\",#REF!*0.7,IF(#REF!=\"Marine\",#REF!*0.7,IF(#REF!=\"Nuclear\",#REF!*0.85,IF(#REF!=\"Pumped_Storage\",#REF!*0.5,IF(#REF!=\"CCS\",#REF!*0.85,IF(#REF!=\"OCGT\",#REF!*0,IF(#REF!=\"\",0,#REF!*I$627))))))))","v":{"$error":"#REF!"}},{"$f":"IF(#REF!=\"Interconnector\",#REF!*1,IF(#REF!=\"Wind\",#REF!*0.7,IF(#REF!=\"Marine\",#REF!*0.7,IF(#REF!=\"Nuclear\",#REF!*0.85,IF(#REF!=\"Pumped_Storage\",#REF!*0.5,IF(#REF!=\"CCS\",#REF!*0.85,IF(#REF!=\"OCGT\",#REF!*0,IF(#REF!=\"\",0,#REF!*J$627))))))))","v":{"$error":"#REF!"}},{"$f":"IF(#REF!=\"Interconnector\",#REF!*1,IF(#REF!=\"Wind\",#REF!*0.7,IF(#REF!=\"Marine\",#REF!*0.7,IF(#REF!=\"Nuclear\",#REF!*0.85,IF(#REF!=\"Pumped_Storage\",#REF!*0.5,IF(#REF!=\"CCS\",#REF!*0.85,IF(#REF!=\"OCGT\",#REF!*0,IF(#REF!=\"\",0,#REF!*K$627))))))))","v":{"$error":"#REF!"}},{"$f":"IF(#REF!=\"Interconnector\",#REF!*1,IF(#REF!=\"Wind\",#REF!*0.7,IF(#REF!=\"Marine\",#REF!*0.7,IF(#REF!=\"Nuclear\",#REF!*0.85,IF(#REF!=\"Pumped_Storage\",#REF!*0.5,IF(#REF!=\"CCS\",#REF!*0.85,IF(#REF!=\"OCGT\",#REF!*0,IF(#REF!=\"\",0,#REF!*L$627))))))))","v":{"$error":"#REF!"}},{"$f":"IF(#REF!=\"Interconnector\",#REF!*1,IF(#REF!=\"Wind\",#REF!*0.7,IF(#REF!=\"Marine\",#REF!*0.7,IF(#REF!=\"Nuclear\",#REF!*0.85,IF(#REF!=\"Pumped_Storage\",#REF!*0.5,IF(#REF!=\"CCS\",#REF!*0.85,IF(#REF!=\"OCGT\",#REF!*0,IF(#REF!=\"\",0,#REF!*M$627))))))))","v":{"$error":"#REF!"}},{"$f":"IF(#REF!=\"Interconnector\",#REF!*1,IF(#REF!=\"Wind\",#REF!*0.7,IF(#REF!=\"Marine\",#REF!*0.7,IF(#REF!=\"Nuclear\",#REF!*0.85,IF(#REF!=\"Pumped_Storage\",#REF!*0.5,IF(#REF!=\"CCS\",#REF!*0.85,IF(#REF!=\"OCGT\",#REF!*0,IF(#REF!=\"\",0,#REF!*N$627))))))))","v":{"$error":"#REF!"}},{"$f":"IF(#REF!=\"Interconnector\",#REF!*1,IF(#REF!=\"Wind\",#REF!*0.7,IF(#REF!=\"Marine\",#REF!*0.7,IF(#REF!=\"Nuclear\",#REF!*0.85,IF(#REF!=\"Pumped_Storage\",#REF!*0.5,IF(#REF!=\"CCS\",#REF!*0.85,IF(#REF!=\"OCGT\",#REF!*0,IF(#REF!=\"\",0,#REF!*O$627))))))))","v":{"$error":"#REF!"}}]
[{"$f":"#REF!","v":{"$error":"#REF!"}},{"$f":"#REF!","v":{"$error":"#REF!"}},{"$f":"#REF!","v":{"$error":"#REF!"}},{"$f":"#REF!","v":{"$error":"#REF!"}},{"$f":"IF(#REF!=\"Interconnector\",#REF!*1,IF(#REF!=\"Wind\",#REF!*0.7,IF(#REF!=\"Marine\",#REF!*0.7,IF(#REF!=\"Nuclear\",#REF!*0.85,IF(#REF!=\"Pumped_Storage\",#REF!*0.5,IF(#REF!=\"CCS\",#REF!*0.85,IF(#REF!=\"OCGT\",#REF!*0,IF(#REF!=\"\",0,#REF!*E$627))))))))","v":{"$error":"#REF!"}},{"$f":"IF(#REF!=\"Interconnector\",#REF!*1,IF(#REF!=\"Wind\",#REF!*0.7,IF(#REF!=\"Marine\",#REF!*0.7,IF(#REF!=\"Nuclear\",#REF!*0.85,IF(#REF!=\"Pumped_Storage\",#REF!*0.5,IF(#REF!=\"CCS\",#REF!*0.85,IF(#REF!=\"OCGT\",#REF!*0,IF(#REF!=\"\",0,#REF!*F$627))))))))","v":{"$error":"#REF!"}},{"$f":"IF(#REF!=\"Interconnector\",#REF!*1,IF(#REF!=\"Wind\",#REF!*0.7,IF(#REF!=\"Marine\",#REF!*0.7,IF(#REF!=\"Nuclear\",#REF!*0.85,IF(#REF!=\"Pumped_Storage\",#REF!*0.5,IF(#REF!=\"CCS\",#REF!*0.85,IF(#REF!=\"OCGT\",#REF!*0,IF(#REF!=\"\",0,#REF!*G$627))))))))","v":{"$error":"#REF!"}},{"$f":"IF(#REF!=\"Interconnector\",#REF!*1,IF(#REF!=\"Wind\",#REF!*0.7,IF(#REF!=\"Marine\",#REF!*0.7,IF(#REF!=\"Nuclear\",#REF!*0.85,IF(#REF!=\"Pumped_Storage\",#REF!*0.5,IF(#REF!=\"CCS\",#REF!*0.85,IF(#REF!=\"OCGT\",#REF!*0,IF(#REF!=\"\",0,#REF!*H$627))))))))","v":{"$error":"#REF!"}},{"$f":"IF(#REF!=\"Interconnector\",#REF!*1,IF(#REF!=\"Wind\",#REF!*0.7,IF(#REF!=\"Marine\",#REF!*0.7,IF(#REF!=\"Nuclear\",#REF!*0.85,IF(#REF!=\"Pumped_Storage\",#REF!*0.5,IF(#REF!=\"CCS\",#REF!*0.85,IF(#REF!=\"OCGT\",#REF!*0,IF(#REF!=\"\",0,#REF!*I$627))))))))","v":{"$error":"#REF!"}},{"$f":"IF(#REF!=\"Interconnector\",#REF!*1,IF(#REF!=\"Wind\",#REF!*0.7,IF(#REF!=\"Marine\",#REF!*0.7,IF(#REF!=\"Nuclear\",#REF!*0.85,IF(#REF!=\"Pumped_Storage\",#REF!*0.5,IF(#REF!=\"CCS\",#REF!*0.85,IF(#REF!=\"OCGT\",#REF!*0,IF(#REF!=\"\",0,#REF!*J$627))))))))","v":{"$error":"#REF!"}},{"$f":"IF(#REF!=\"Interconnector\",#REF!*1,IF(#REF!=\"Wind\",#REF!*0.7,IF(#REF!=\"Marine\",#REF!*0.7,IF(#REF!=\"Nuclear\",#REF!*0.85,IF(#REF!=\"Pumped_Storage\",#REF!*0.5,IF(#REF!=\"CCS\",#REF!*0.85,IF(#REF!=\"OCGT\",#REF!*0,IF(#REF!=\"\",0,#REF!*K$627))))))))","v":{"$error":"#REF!"}},{"$f":"IF(#REF!=\"Interconnector\",#REF!*1,IF(#REF!=\"Wind\",#REF!*0.7,IF(#REF!=\"Marine\",#REF!*0.7,IF(#REF!=\"Nuclear\",#REF!*0.85,IF(#REF!=\"Pumped_Storage\",#REF!*0.5,IF(#REF!=\"CCS\",#REF!*0.85,IF(#REF!=\"OCGT\",#REF!*0,IF(#REF!=\"\",0,#REF!*L$627))))))))","v":{"$error":"#REF!"}},{"$f":"IF(#REF!=\"Interconnector\",#REF!*1,IF(#REF!=\"Wind\",#REF!*0.7,IF(#REF!=\"Marine\",#REF!*0.7,IF(#REF!=\"Nuclear\",#REF!*0.85,IF(#REF!=\"Pumped_Storage\",#REF!*0.5,IF(#REF!=\"CCS\",#REF!*0.85,IF(#REF!=\"OCGT\",#REF!*0,IF(#REF!=\"\",0,#REF!*M$627))))))))","v":{"$error":"#REF!"}},{"$f":"IF(#REF!=\"Interconnector\",#REF!*1,IF(#REF!=\"Wind\",#REF!*0.7,IF(#REF!=\"Marine\",#REF!*0.7,IF(#REF!=\"Nuclear\",#REF!*0.85,IF(#REF!=\"Pumped_Storage\",#REF!*0.5,IF(#REF!=\"CCS\",#REF!*0.85,IF(#REF!=\"OCGT\",#REF!*0,IF(#REF!=\"\",0,#REF!*N$627))))))))","v":{"$error":"#REF!"}},{"$f":"IF(#REF!=\"Interconnector\",#REF!*1,IF(#REF!=\"Wind\",#REF!*0.7,IF(#REF!=\"Marine\",#REF!*0.7,IF(#REF!=\"Nuclear\",#REF!*0.85,IF(#REF!=\"Pumped_Storage\",#REF!*0.5,IF(#REF!=\"CCS\",#REF!*0.85,IF(#REF!=\"OCGT\",#REF!*0,IF(#REF!=\"\",0,#REF!*O$627))))))))","v":{"$error":"#REF!"}}]
[{"$f":"#REF!","v":{"$error":"#REF!"}},{"$f":"#REF!","v":{"$error":"#REF!"}},{"$f":"#REF!","v":{"$error":"#REF!"}},{"$f":"#REF!","v":{"$error":"#REF!"}},{"$f":"IF(#REF!=\"Interconnector\",#REF!*1,IF(#REF!=\"Wind\",#REF!*0.7,IF(#REF!=\"Marine\",#REF!*0.7,IF(#REF!=\"Nuclear\",#REF!*0.85,IF(#REF!=\"Pumped_Storage\",#REF!*0.5,IF(#REF!=\"CCS\",#REF!*0.85,IF(#REF!=\"OCGT\",#REF!*0,IF(#REF!=\"\",0,#REF!*E$627))))))))","v":{"$error":"#REF!"}},{"$f":"IF(#REF!=\"Interconnector\",#REF!*1,IF(#REF!=\"Wind\",#REF!*0.7,IF(#REF!=\"Marine\",#REF!*0.7,IF(#REF!=\"Nuclear\",#REF!*0.85,IF(#REF!=\"Pumped_Storage\",#REF!*0.5,IF(#REF!=\"CCS\",#REF!*0.85,IF(#REF!=\"OCGT\",#REF!*0,IF(#REF!=\"\",0,#REF!*F$627))))))))","v":{"$error":"#REF!"}},{"$f":"IF(#REF!=\"Interconnector\",#REF!*1,IF(#REF!=\"Wind\",#REF!*0.7,IF(#REF!=\"Marine\",#REF!*0.7,IF(#REF!=\"Nuclear\",#REF!*0.85,IF(#REF!=\"Pumped_Storage\",#REF!*0.5,IF(#REF!=\"CCS\",#REF!*0.85,IF(#REF!=\"OCGT\",#REF!*0,IF(#REF!=\"\",0,#REF!*G$627))))))))","v":{"$error":"#REF!"}},{"$f":"IF(#REF!=\"Interconnector\",#REF!*1,IF(#REF!=\"Wind\",#REF!*0.7,IF(#REF!=\"Marine\",#REF!*0.7,IF(#REF!=\"Nuclear\",#REF!*0.85,IF(#REF!=\"Pumped_Storage\",#REF!*0.5,IF(#REF!=\"CCS\",#REF!*0.85,IF(#REF!=\"OCGT\",#REF!*0,IF(#REF!=\"\",0,#REF!*H$627))))))))","v":{"$error":"#REF!"}},{"$f":"IF(#REF!=\"Interconnector\",#REF!*1,IF(#REF!=\"Wind\",#REF!*0.7,IF(#REF!=\"Marine\",#REF!*0.7,IF(#REF!=\"Nuclear\",#REF!*0.85,IF(#REF!=\"Pumped_Storage\",#REF!*0.5,IF(#REF!=\"CCS\",#REF!*0.85,IF(#REF!=\"OCGT\",#REF!*0,IF(#REF!=\"\",0,#REF!*I$627))))))))","v":{"$error":"#REF!"}},{"$f":"IF(#REF!=\"Interconnector\",#REF!*1,IF(#REF!=\"Wind\",#REF!*0.7,IF(#REF!=\"Marine\",#REF!*0.7,IF(#REF!=\"Nuclear\",#REF!*0.85,IF(#REF!=\"Pumped_Storage\",#REF!*0.5,IF(#REF!=\"CCS\",#REF!*0.85,IF(#REF!=\"OCGT\",#REF!*0,IF(#REF!=\"\",0,#REF!*J$627))))))))","v":{"$error":"#REF!"}},{"$f":"IF(#REF!=\"Interconnector\",#REF!*1,IF(#REF!=\"Wind\",#REF!*0.7,IF(#REF!=\"Marine\",#REF!*0.7,IF(#REF!=\"Nuclear\",#REF!*0.85,IF(#REF!=\"Pumped_Storage\",#REF!*0.5,IF(#REF!=\"CCS\",#REF!*0.85,IF(#REF!=\"OCGT\",#REF!*0,IF(#REF!=\"\",0,#REF!*K$627))))))))","v":{"$error":"#REF!"}},{"$f":"IF(#REF!=\"Interconnector\",#REF!*1,IF(#REF!=\"Wind\",#REF!*0.7,IF(#REF!=\"Marine\",#REF!*0.7,IF(#REF!=\"Nuclear\",#REF!*0.85,IF(#REF!=\"Pumped_Storage\",#REF!*0.5,IF(#REF!=\"CCS\",#REF!*0.85,IF(#REF!=\"OCGT\",#REF!*0,IF(#REF!=\"\",0,#REF!*L$627))))))))","v":{"$error":"#REF!"}},{"$f":"IF(#REF!=\"Interconnector\",#REF!*1,IF(#REF!=\"Wind\",#REF!*0.7,IF(#REF!=\"Marine\",#REF!*0.7,IF(#REF!=\"Nuclear\",#REF!*0.85,IF(#REF!=\"Pumped_Storage\",#REF!*0.5,IF(#REF!=\"CCS\",#REF!*0.85,IF(#REF!=\"OCGT\",#REF!*0,IF(#REF!=\"\",0,#REF!*M$627))))))))","v":{"$error":"#REF!"}},{"$f":"IF(#REF!=\"Interconnector\",#REF!*1,IF(#REF!=\"Wind\",#REF!*0.7,IF(#REF!=\"Marine\",#REF!*0.7,IF(#REF!=\"Nuclear\",#REF!*0.85,IF(#REF!=\"Pumped_Storage\",#REF!*0.5,IF(#REF!=\"CCS\",#REF!*0.85,IF(#REF!=\"OCGT\",#REF!*0,IF(#REF!=\"\",0,#REF!*N$627))))))))","v":{"$error":"#REF!"}},{"$f":"IF(#REF!=\"Interconnector\",#REF!*1,IF(#REF!=\"Wind\",#REF!*0.7,IF(#REF!=\"Marine\",#REF!*0.7,IF(#REF!=\"Nuclear\",#REF!*0.85,IF(#REF!=\"Pumped_Storage\",#REF!*0.5,IF(#REF!=\"CCS\",#REF!*0.85,IF(#REF!=\"OCGT\",#REF!*0,IF(#REF!=\"\",0,#REF!*O$627))))))))","v":{"$error":"#REF!"}}]
[{"$f":"#REF!","v":{"$error":"#REF!"}},{"$f":"#REF!","v":{"$error":"#REF!"}},{"$f":"#REF!","v":{"$error":"#REF!"}},{"$f":"#REF!","v":{"$error":"#REF!"}},{"$f":"IF(#REF!=\"Interconnector\",#REF!*1,IF(#REF!=\"Wind\",#REF!*0.7,IF(#REF!=\"Marine\",#REF!*0.7,IF(#REF!=\"Nuclear\",#REF!*0.85,IF(#REF!=\"Pumped_Storage\",#REF!*0.5,IF(#REF!=\"CCS\",#REF!*0.85,IF(#REF!=\"OCGT\",#REF!*0,IF(#REF!=\"\",0,#REF!*E$627))))))))","v":{"$error":"#REF!"}},{"$f":"IF(#REF!=\"Interconnector\",#REF!*1,IF(#REF!=\"Wind\",#REF!*0.7,IF(#REF!=\"Marine\",#REF!*0.7,IF(#REF!=\"Nuclear\",#REF!*0.85,IF(#REF!=\"Pumped_Storage\",#REF!*0.5,IF(#REF!=\"CCS\",#REF!*0.85,IF(#REF!=\"OCGT\",#REF!*0,IF(#REF!=\"\",0,#REF!*F$627))))))))","v":{"$error":"#REF!"}},{"$f":"IF(#REF!=\"Interconnector\",#REF!*1,IF(#REF!=\"Wind\",#REF!*0.7,IF(#REF!=\"Marine\",#REF!*0.7,IF(#REF!=\"Nuclear\",#REF!*0.85,IF(#REF!=\"Pumped_Storage\",#REF!*0.5,IF(#REF!=\"CCS\",#REF!*0.85,IF(#REF!=\"OCGT\",#REF!*0,IF(#REF!=\"\",0,#REF!*G$627))))))))","v":{"$error":"#REF!"}},{"$f":"IF(#REF!=\"Interconnector\",#REF!*1,IF(#REF!=\"Wind\",#REF!*0.7,IF(#REF!=\"Marine\",#REF!*0.7,IF(#REF!=\"Nuclear\",#REF!*0.85,IF(#REF!=\"Pumped_Storage\",#REF!*0.5,IF(#REF!=\"CCS\",#REF!*0.85,IF(#REF!=\"OCGT\",#REF!*0,IF(#REF!=\"\",0,#REF!*H$627))))))))","v":{"$error":"#REF!"}},{"$f":"IF(#REF!=\"Interconnector\",#REF!*1,IF(#REF!=\"Wind\",#REF!*0.7,IF(#REF!=\"Marine\",#REF!*0.7,IF(#REF!=\"Nuclear\",#REF!*0.85,IF(#REF!=\"Pumped_Storage\",#REF!*0.5,IF(#REF!=\"CCS\",#REF!*0.85,IF(#REF!=\"OCGT\",#REF!*0,IF(#REF!=\"\",0,#REF!*I$627))))))))","v":{"$error":"#REF!"}},{"$f":"IF(#REF!=\"Interconnector\",#REF!*1,IF(#REF!=\"Wind\",#REF!*0.7,IF(#REF!=\"Marine\",#REF!*0.7,IF(#REF!=\"Nuclear\",#REF!*0.85,IF(#REF!=\"Pumped_Storage\",#REF!*0.5,IF(#REF!=\"CCS\",#REF!*0.85,IF(#REF!=\"OCGT\",#REF!*0,IF(#REF!=\"\",0,#REF!*J$627))))))))","v":{"$error":"#REF!"}},{"$f":"IF(#REF!=\"Interconnector\",#REF!*1,IF(#REF!=\"Wind\",#REF!*0.7,IF(#REF!=\"Marine\",#REF!*0.7,IF(#REF!=\"Nuclear\",#REF!*0.85,IF(#REF!=\"Pumped_Storage\",#REF!*0.5,IF(#REF!=\"CCS\",#REF!*0.85,IF(#REF!=\"OCGT\",#REF!*0,IF(#REF!=\"\",0,#REF!*K$627))))))))","v":{"$error":"#REF!"}},{"$f":"IF(#REF!=\"Interconnector\",#REF!*1,IF(#REF!=\"Wind\",#REF!*0.7,IF(#REF!=\"Marine\",#REF!*0.7,IF(#REF!=\"Nuclear\",#REF!*0.85,IF(#REF!=\"Pumped_Storage\",#REF!*0.5,IF(#REF!=\"CCS\",#REF!*0.85,IF(#REF!=\"OCGT\",#REF!*0,IF(#REF!=\"\",0,#REF!*L$627))))))))","v":{"$error":"#REF!"}},{"$f":"IF(#REF!=\"Interconnector\",#REF!*1,IF(#REF!=\"Wind\",#REF!*0.7,IF(#REF!=\"Marine\",#REF!*0.7,IF(#REF!=\"Nuclear\",#REF!*0.85,IF(#REF!=\"Pumped_Storage\",#REF!*0.5,IF(#REF!=\"CCS\",#REF!*0.85,IF(#REF!=\"OCGT\",#REF!*0,IF(#REF!=\"\",0,#REF!*M$627))))))))","v":{"$error":"#REF!"}},{"$f":"IF(#REF!=\"Interconnector\",#REF!*1,IF(#REF!=\"Wind\",#REF!*0.7,IF(#REF!=\"Marine\",#REF!*0.7,IF(#REF!=\"Nuclear\",#REF!*0.85,IF(#REF!=\"Pumped_Storage\",#REF!*0.5,IF(#REF!=\"CCS\",#REF!*0.85,IF(#REF!=\"OCGT\",#REF!*0,IF(#REF!=\"\",0,#REF!*N$627))))))))","v":{"$error":"#REF!"}},{"$f":"IF(#REF!=\"Interconnector\",#REF!*1,IF(#REF!=\"Wind\",#REF!*0.7,IF(#REF!=\"Marine\",#REF!*0.7,IF(#REF!=\"Nuclear\",#REF!*0.85,IF(#REF!=\"Pumped_Storage\",#REF!*0.5,IF(#REF!=\"CCS\",#REF!*0.85,IF(#REF!=\"OCGT\",#REF!*0,IF(#REF!=\"\",0,#REF!*O$627))))))))","v":{"$error":"#REF!"}}]
[{"$f":"#REF!","v":{"$error":"#REF!"}},{"$f":"#REF!","v":{"$error":"#REF!"}},{"$f":"#REF!","v":{"$error":"#REF!"}},{"$f":"#REF!","v":{"$error":"#REF!"}},{"$f":"IF(#REF!=\"Interconnector\",#REF!*1,IF(#REF!=\"Wind\",#REF!*0.7,IF(#REF!=\"Marine\",#REF!*0.7,IF(#REF!=\"Nuclear\",#REF!*0.85,IF(#REF!=\"Pumped_Storage\",#REF!*0.5,IF(#REF!=\"CCS\",#REF!*0.85,IF(#REF!=\"OCGT\",#REF!*0,IF(#REF!=\"\",0,#REF!*E$627))))))))","v":{"$error":"#REF!"}},{"$f":"IF(#REF!=\"Interconnector\",#REF!*1,IF(#REF!=\"Wind\",#REF!*0.7,IF(#REF!=\"Marine\",#REF!*0.7,IF(#REF!=\"Nuclear\",#REF!*0.85,IF(#REF!=\"Pumped_Storage\",#REF!*0.5,IF(#REF!=\"CCS\",#REF!*0.85,IF(#REF!=\"OCGT\",#REF!*0,IF(#REF!=\"\",0,#REF!*F$627))))))))","v":{"$error":"#REF!"}},{"$f":"IF(#REF!=\"Interconnector\",#REF!*1,IF(#REF!=\"Wind\",#REF!*0.7,IF(#REF!=\"Marine\",#REF!*0.7,IF(#REF!=\"Nuclear\",#REF!*0.85,IF(#REF!=\"Pumped_Storage\",#REF!*0.5,IF(#REF!=\"CCS\",#REF!*0.85,IF(#REF!=\"OCGT\",#REF!*0,IF(#REF!=\"\",0,#REF!*G$627))))))))","v":{"$error":"#REF!"}},{"$f":"IF(#REF!=\"Interconnector\",#REF!*1,IF(#REF!=\"Wind\",#REF!*0.7,IF(#REF!=\"Marine\",#REF!*0.7,IF(#REF!=\"Nuclear\",#REF!*0.85,IF(#REF!=\"Pumped_Storage\",#REF!*0.5,IF(#REF!=\"CCS\",#REF!*0.85,IF(#REF!=\"OCGT\",#REF!*0,IF(#REF!=\"\",0,#REF!*H$627))))))))","v":{"$error":"#REF!"}},{"$f":"IF(#REF!=\"Interconnector\",#REF!*1,IF(#REF!=\"Wind\",#REF!*0.7,IF(#REF!=\"Marine\",#REF!*0.7,IF(#REF!=\"Nuclear\",#REF!*0.85,IF(#REF!=\"Pumped_Storage\",#REF!*0.5,IF(#REF!=\"CCS\",#REF!*0.85,IF(#REF!=\"OCGT\",#REF!*0,IF(#REF!=\"\",0,#REF!*I$627))))))))","v":{"$error":"#REF!"}},{"$f":"IF(#REF!=\"Interconnector\",#REF!*1,IF(#REF!=\"Wind\",#REF!*0.7,IF(#REF!=\"Marine\",#REF!*0.7,IF(#REF!=\"Nuclear\",#REF!*0.85,IF(#REF!=\"Pumped_Storage\",#REF!*0.5,IF(#REF!=\"CCS\",#REF!*0.85,IF(#REF!=\"OCGT\",#REF!*0,IF(#REF!=\"\",0,#REF!*J$627))))))))","v":{"$error":"#REF!"}},{"$f":"IF(#REF!=\"Interconnector\",#REF!*1,IF(#REF!=\"Wind\",#REF!*0.7,IF(#REF!=\"Marine\",#REF!*0.7,IF(#REF!=\"Nuclear\",#REF!*0.85,IF(#REF!=\"Pumped_Storage\",#REF!*0.5,IF(#REF!=\"CCS\",#REF!*0.85,IF(#REF!=\"OCGT\",#REF!*0,IF(#REF!=\"\",0,#REF!*K$627))))))))","v":{"$error":"#REF!"}},{"$f":"IF(#REF!=\"Interconnector\",#REF!*1,IF(#REF!=\"Wind\",#REF!*0.7,IF(#REF!=\"Marine\",#REF!*0.7,IF(#REF!=\"Nuclear\",#REF!*0.85,IF(#REF!=\"Pumped_Storage\",#REF!*0.5,IF(#REF!=\"CCS\",#REF!*0.85,IF(#REF!=\"OCGT\",#REF!*0,IF(#REF!=\"\",0,#REF!*L$627))))))))","v":{"$error":"#REF!"}},{"$f":"IF(#REF!=\"Interconnector\",#REF!*1,IF(#REF!=\"Wind\",#REF!*0.7,IF(#REF!=\"Marine\",#REF!*0.7,IF(#REF!=\"Nuclear\",#REF!*0.85,IF(#REF!=\"Pumped_Storage\",#REF!*0.5,IF(#REF!=\"CCS\",#REF!*0.85,IF(#REF!=\"OCGT\",#REF!*0,IF(#REF!=\"\",0,#REF!*M$627))))))))","v":{"$error":"#REF!"}},{"$f":"IF(#REF!=\"Interconnector\",#REF!*1,IF(#REF!=\"Wind\",#REF!*0.7,IF(#REF!=\"Marine\",#REF!*0.7,IF(#REF!=\"Nuclear\",#REF!*0.85,IF(#REF!=\"Pumped_Storage\",#REF!*0.5,IF(#REF!=\"CCS\",#REF!*0.85,IF(#REF!=\"OCGT\",#REF!*0,IF(#REF!=\"\",0,#REF!*N$627))))))))","v":{"$error":"#REF!"}},{"$f":"IF(#REF!=\"Interconnector\",#REF!*1,IF(#REF!=\"Wind\",#REF!*0.7,IF(#REF!=\"Marine\",#REF!*0.7,IF(#REF!=\"Nuclear\",#REF!*0.85,IF(#REF!=\"Pumped_Storage\",#REF!*0.5,IF(#REF!=\"CCS\",#REF!*0.85,IF(#REF!=\"OCGT\",#REF!*0,IF(#REF!=\"\",0,#REF!*O$627))))))))","v":{"$error":"#REF!"}}]
[{"$f":"#REF!","v":{"$error":"#REF!"}},{"$f":"#REF!","v":{"$error":"#REF!"}},{"$f":"#REF!","v":{"$error":"#REF!"}},{"$f":"#REF!","v":{"$error":"#REF!"}},{"$f":"IF(#REF!=\"Interconnector\",#REF!*1,IF(#REF!=\"Wind\",#REF!*0.7,IF(#REF!=\"Marine\",#REF!*0.7,IF(#REF!=\"Nuclear\",#REF!*0.85,IF(#REF!=\"Pumped_Storage\",#REF!*0.5,IF(#REF!=\"CCS\",#REF!*0.85,IF(#REF!=\"OCGT\",#REF!*0,IF(#REF!=\"\",0,#REF!*E$627))))))))","v":{"$error":"#REF!"}},{"$f":"IF(#REF!=\"Interconnector\",#REF!*1,IF(#REF!=\"Wind\",#REF!*0.7,IF(#REF!=\"Marine\",#REF!*0.7,IF(#REF!=\"Nuclear\",#REF!*0.85,IF(#REF!=\"Pumped_Storage\",#REF!*0.5,IF(#REF!=\"CCS\",#REF!*0.85,IF(#REF!=\"OCGT\",#REF!*0,IF(#REF!=\"\",0,#REF!*F$627))))))))","v":{"$error":"#REF!"}},{"$f":"IF(#REF!=\"Interconnector\",#REF!*1,IF(#REF!=\"Wind\",#REF!*0.7,IF(#REF!=\"Marine\",#REF!*0.7,IF(#REF!=\"Nuclear\",#REF!*0.85,IF(#REF!=\"Pumped_Storage\",#REF!*0.5,IF(#REF!=\"CCS\",#REF!*0.85,IF(#REF!=\"OCGT\",#REF!*0,IF(#REF!=\"\",0,#REF!*G$627))))))))","v":{"$error":"#REF!"}},{"$f":"IF(#REF!=\"Interconnector\",#REF!*1,IF(#REF!=\"Wind\",#REF!*0.7,IF(#REF!=\"Marine\",#REF!*0.7,IF(#REF!=\"Nuclear\",#REF!*0.85,IF(#REF!=\"Pumped_Storage\",#REF!*0.5,IF(#REF!=\"CCS\",#REF!*0.85,IF(#REF!=\"OCGT\",#REF!*0,IF(#REF!=\"\",0,#REF!*H$627))))))))","v":{"$error":"#REF!"}},{"$f":"IF(#REF!=\"Interconnector\",#REF!*1,IF(#REF!=\"Wind\",#REF!*0.7,IF(#REF!=\"Marine\",#REF!*0.7,IF(#REF!=\"Nuclear\",#REF!*0.85,IF(#REF!=\"Pumped_Storage\",#REF!*0.5,IF(#REF!=\"CCS\",#REF!*0.85,IF(#REF!=\"OCGT\",#REF!*0,IF(#REF!=\"\",0,#REF!*I$627))))))))","v":{"$error":"#REF!"}},{"$f":"IF(#REF!=\"Interconnector\",#REF!*1,IF(#REF!=\"Wind\",#REF!*0.7,IF(#REF!=\"Marine\",#REF!*0.7,IF(#REF!=\"Nuclear\",#REF!*0.85,IF(#REF!=\"Pumped_Storage\",#REF!*0.5,IF(#REF!=\"CCS\",#REF!*0.85,IF(#REF!=\"OCGT\",#REF!*0,IF(#REF!=\"\",0,#REF!*J$627))))))))","v":{"$error":"#REF!"}},{"$f":"IF(#REF!=\"Interconnector\",#REF!*1,IF(#REF!=\"Wind\",#REF!*0.7,IF(#REF!=\"Marine\",#REF!*0.7,IF(#REF!=\"Nuclear\",#REF!*0.85,IF(#REF!=\"Pumped_Storage\",#REF!*0.5,IF(#REF!=\"CCS\",#REF!*0.85,IF(#REF!=\"OCGT\",#REF!*0,IF(#REF!=\"\",0,#REF!*K$627))))))))","v":{"$error":"#REF!"}},{"$f":"IF(#REF!=\"Interconnector\",#REF!*1,IF(#REF!=\"Wind\",#REF!*0.7,IF(#REF!=\"Marine\",#REF!*0.7,IF(#REF!=\"Nuclear\",#REF!*0.85,IF(#REF!=\"Pumped_Storage\",#REF!*0.5,IF(#REF!=\"CCS\",#REF!*0.85,IF(#REF!=\"OCGT\",#REF!*0,IF(#REF!=\"\",0,#REF!*L$627))))))))","v":{"$error":"#REF!"}},{"$f":"IF(#REF!=\"Interconnector\",#REF!*1,IF(#REF!=\"Wind\",#REF!*0.7,IF(#REF!=\"Marine\",#REF!*0.7,IF(#REF!=\"Nuclear\",#REF!*0.85,IF(#REF!=\"Pumped_Storage\",#REF!*0.5,IF(#REF!=\"CCS\",#REF!*0.85,IF(#REF!=\"OCGT\",#REF!*0,IF(#REF!=\"\",0,#REF!*M$627))))))))","v":{"$error":"#REF!"}},{"$f":"IF(#REF!=\"Interconnector\",#REF!*1,IF(#REF!=\"Wind\",#REF!*0.7,IF(#REF!=\"Marine\",#REF!*0.7,IF(#REF!=\"Nuclear\",#REF!*0.85,IF(#REF!=\"Pumped_Storage\",#REF!*0.5,IF(#REF!=\"CCS\",#REF!*0.85,IF(#REF!=\"OCGT\",#REF!*0,IF(#REF!=\"\",0,#REF!*N$627))))))))","v":{"$error":"#REF!"}},{"$f":"IF(#REF!=\"Interconnector\",#REF!*1,IF(#REF!=\"Wind\",#REF!*0.7,IF(#REF!=\"Marine\",#REF!*0.7,IF(#REF!=\"Nuclear\",#REF!*0.85,IF(#REF!=\"Pumped_Storage\",#REF!*0.5,IF(#REF!=\"CCS\",#REF!*0.85,IF(#REF!=\"OCGT\",#REF!*0,IF(#REF!=\"\",0,#REF!*O$627))))))))","v":{"$error":"#REF!"}}]
[{"$f":"#REF!","v":{"$error":"#REF!"}},{"$f":"#REF!","v":{"$error":"#REF!"}},{"$f":"#REF!","v":{"$error":"#REF!"}},{"$f":"#REF!","v":{"$error":"#REF!"}},{"$f":"IF(#REF!=\"Interconnector\",#REF!*1,IF(#REF!=\"Wind\",#REF!*0.7,IF(#REF!=\"Marine\",#REF!*0.7,IF(#REF!=\"Nuclear\",#REF!*0.85,IF(#REF!=\"Pumped_Storage\",#REF!*0.5,IF(#REF!=\"CCS\",#REF!*0.85,IF(#REF!=\"OCGT\",#REF!*0,IF(#REF!=\"\",0,#REF!*E$627))))))))","v":{"$error":"#REF!"}},{"$f":"IF(#REF!=\"Interconnector\",#REF!*1,IF(#REF!=\"Wind\",#REF!*0.7,IF(#REF!=\"Marine\",#REF!*0.7,IF(#REF!=\"Nuclear\",#REF!*0.85,IF(#REF!=\"Pumped_Storage\",#REF!*0.5,IF(#REF!=\"CCS\",#REF!*0.85,IF(#REF!=\"OCGT\",#REF!*0,IF(#REF!=\"\",0,#REF!*F$627))))))))","v":{"$error":"#REF!"}},{"$f":"IF(#REF!=\"Interconnector\",#REF!*1,IF(#REF!=\"Wind\",#REF!*0.7,IF(#REF!=\"Marine\",#REF!*0.7,IF(#REF!=\"Nuclear\",#REF!*0.85,IF(#REF!=\"Pumped_Storage\",#REF!*0.5,IF(#REF!=\"CCS\",#REF!*0.85,IF(#REF!=\"OCGT\",#REF!*0,IF(#REF!=\"\",0,#REF!*G$627))))))))","v":{"$error":"#REF!"}},{"$f":"IF(#REF!=\"Interconnector\",#REF!*1,IF(#REF!=\"Wind\",#REF!*0.7,IF(#REF!=\"Marine\",#REF!*0.7,IF(#REF!=\"Nuclear\",#REF!*0.85,IF(#REF!=\"Pumped_Storage\",#REF!*0.5,IF(#REF!=\"CCS\",#REF!*0.85,IF(#REF!=\"OCGT\",#REF!*0,IF(#REF!=\"\",0,#REF!*H$627))))))))","v":{"$error":"#REF!"}},{"$f":"IF(#REF!=\"Interconnector\",#REF!*1,IF(#REF!=\"Wind\",#REF!*0.7,IF(#REF!=\"Marine\",#REF!*0.7,IF(#REF!=\"Nuclear\",#REF!*0.85,IF(#REF!=\"Pumped_Storage\",#REF!*0.5,IF(#REF!=\"CCS\",#REF!*0.85,IF(#REF!=\"OCGT\",#REF!*0,IF(#REF!=\"\",0,#REF!*I$627))))))))","v":{"$error":"#REF!"}},{"$f":"IF(#REF!=\"Interconnector\",#REF!*1,IF(#REF!=\"Wind\",#REF!*0.7,IF(#REF!=\"Marine\",#REF!*0.7,IF(#REF!=\"Nuclear\",#REF!*0.85,IF(#REF!=\"Pumped_Storage\",#REF!*0.5,IF(#REF!=\"CCS\",#REF!*0.85,IF(#REF!=\"OCGT\",#REF!*0,IF(#REF!=\"\",0,#REF!*J$627))))))))","v":{"$error":"#REF!"}},{"$f":"IF(#REF!=\"Interconnector\",#REF!*1,IF(#REF!=\"Wind\",#REF!*0.7,IF(#REF!=\"Marine\",#REF!*0.7,IF(#REF!=\"Nuclear\",#REF!*0.85,IF(#REF!=\"Pumped_Storage\",#REF!*0.5,IF(#REF!=\"CCS\",#REF!*0.85,IF(#REF!=\"OCGT\",#REF!*0,IF(#REF!=\"\",0,#REF!*K$627))))))))","v":{"$error":"#REF!"}},{"$f":"IF(#REF!=\"Interconnector\",#REF!*1,IF(#REF!=\"Wind\",#REF!*0.7,IF(#REF!=\"Marine\",#REF!*0.7,IF(#REF!=\"Nuclear\",#REF!*0.85,IF(#REF!=\"Pumped_Storage\",#REF!*0.5,IF(#REF!=\"CCS\",#REF!*0.85,IF(#REF!=\"OCGT\",#REF!*0,IF(#REF!=\"\",0,#REF!*L$627))))))))","v":{"$error":"#REF!"}},{"$f":"IF(#REF!=\"Interconnector\",#REF!*1,IF(#REF!=\"Wind\",#REF!*0.7,IF(#REF!=\"Marine\",#REF!*0.7,IF(#REF!=\"Nuclear\",#REF!*0.85,IF(#REF!=\"Pumped_Storage\",#REF!*0.5,IF(#REF!=\"CCS\",#REF!*0.85,IF(#REF!=\"OCGT\",#REF!*0,IF(#REF!=\"\",0,#REF!*M$627))))))))","v":{"$error":"#REF!"}},{"$f":"IF(#REF!=\"Interconnector\",#REF!*1,IF(#REF!=\"Wind\",#REF!*0.7,IF(#REF!=\"Marine\",#REF!*0.7,IF(#REF!=\"Nuclear\",#REF!*0.85,IF(#REF!=\"Pumped_Storage\",#REF!*0.5,IF(#REF!=\"CCS\",#REF!*0.85,IF(#REF!=\"OCGT\",#REF!*0,IF(#REF!=\"\",0,#REF!*N$627))))))))","v":{"$error":"#REF!"}},{"$f":"IF(#REF!=\"Interconnector\",#REF!*1,IF(#REF!=\"Wind\",#REF!*0.7,IF(#REF!=\"Marine\",#REF!*0.7,IF(#REF!=\"Nuclear\",#REF!*0.85,IF(#REF!=\"Pumped_Storage\",#REF!*0.5,IF(#REF!=\"CCS\",#REF!*0.85,IF(#REF!=\"OCGT\",#REF!*0,IF(#REF!=\"\",0,#REF!*O$627))))))))","v":{"$error":"#REF!"}}]
[{"$f":"#REF!","v":{"$error":"#REF!"}},{"$f":"#REF!","v":{"$error":"#REF!"}},{"$f":"#REF!","v":{"$error":"#REF!"}},{"$f":"#REF!","v":{"$error":"#REF!"}},{"$f":"IF(#REF!=\"Interconnector\",#REF!*1,IF(#REF!=\"Wind\",#REF!*0.7,IF(#REF!=\"Marine\",#REF!*0.7,IF(#REF!=\"Nuclear\",#REF!*0.85,IF(#REF!=\"Pumped_Storage\",#REF!*0.5,IF(#REF!=\"CCS\",#REF!*0.85,IF(#REF!=\"OCGT\",#REF!*0,IF(#REF!=\"\",0,#REF!*E$627))))))))","v":{"$error":"#REF!"}},{"$f":"IF(#REF!=\"Interconnector\",#REF!*1,IF(#REF!=\"Wind\",#REF!*0.7,IF(#REF!=\"Marine\",#REF!*0.7,IF(#REF!=\"Nuclear\",#REF!*0.85,IF(#REF!=\"Pumped_Storage\",#REF!*0.5,IF(#REF!=\"CCS\",#REF!*0.85,IF(#REF!=\"OCGT\",#REF!*0,IF(#REF!=\"\",0,#REF!*F$627))))))))","v":{"$error":"#REF!"}},{"$f":"IF(#REF!=\"Interconnector\",#REF!*1,IF(#REF!=\"Wind\",#REF!*0.7,IF(#REF!=\"Marine\",#REF!*0.7,IF(#REF!=\"Nuclear\",#REF!*0.85,IF(#REF!=\"Pumped_Storage\",#REF!*0.5,IF(#REF!=\"CCS\",#REF!*0.85,IF(#REF!=\"OCGT\",#REF!*0,IF(#REF!=\"\",0,#REF!*G$627))))))))","v":{"$error":"#REF!"}},{"$f":"IF(#REF!=\"Interconnector\",#REF!*1,IF(#REF!=\"Wind\",#REF!*0.7,IF(#REF!=\"Marine\",#REF!*0.7,IF(#REF!=\"Nuclear\",#REF!*0.85,IF(#REF!=\"Pumped_Storage\",#REF!*0.5,IF(#REF!=\"CCS\",#REF!*0.85,IF(#REF!=\"OCGT\",#REF!*0,IF(#REF!=\"\",0,#REF!*H$627))))))))","v":{"$error":"#REF!"}},{"$f":"IF(#REF!=\"Interconnector\",#REF!*1,IF(#REF!=\"Wind\",#REF!*0.7,IF(#REF!=\"Marine\",#REF!*0.7,IF(#REF!=\"Nuclear\",#REF!*0.85,IF(#REF!=\"Pumped_Storage\",#REF!*0.5,IF(#REF!=\"CCS\",#REF!*0.85,IF(#REF!=\"OCGT\",#REF!*0,IF(#REF!=\"\",0,#REF!*I$627))))))))","v":{"$error":"#REF!"}},{"$f":"IF(#REF!=\"Interconnector\",#REF!*1,IF(#REF!=\"Wind\",#REF!*0.7,IF(#REF!=\"Marine\",#REF!*0.7,IF(#REF!=\"Nuclear\",#REF!*0.85,IF(#REF!=\"Pumped_Storage\",#REF!*0.5,IF(#REF!=\"CCS\",#REF!*0.85,IF(#REF!=\"OCGT\",#REF!*0,IF(#REF!=\"\",0,#REF!*J$627))))))))","v":{"$error":"#REF!"}},{"$f":"IF(#REF!=\"Interconnector\",#REF!*1,IF(#REF!=\"Wind\",#REF!*0.7,IF(#REF!=\"Marine\",#REF!*0.7,IF(#REF!=\"Nuclear\",#REF!*0.85,IF(#REF!=\"Pumped_Storage\",#REF!*0.5,IF(#REF!=\"CCS\",#REF!*0.85,IF(#REF!=\"OCGT\",#REF!*0,IF(#REF!=\"\",0,#REF!*K$627))))))))","v":{"$error":"#REF!"}},{"$f":"IF(#REF!=\"Interconnector\",#REF!*1,IF(#REF!=\"Wind\",#REF!*0.7,IF(#REF!=\"Marine\",#REF!*0.7,IF(#REF!=\"Nuclear\",#REF!*0.85,IF(#REF!=\"Pumped_Storage\",#REF!*0.5,IF(#REF!=\"CCS\",#REF!*0.85,IF(#REF!=\"OCGT\",#REF!*0,IF(#REF!=\"\",0,#REF!*L$627))))))))","v":{"$error":"#REF!"}},{"$f":"IF(#REF!=\"Interconnector\",#REF!*1,IF(#REF!=\"Wind\",#REF!*0.7,IF(#REF!=\"Marine\",#REF!*0.7,IF(#REF!=\"Nuclear\",#REF!*0.85,IF(#REF!=\"Pumped_Storage\",#REF!*0.5,IF(#REF!=\"CCS\",#REF!*0.85,IF(#REF!=\"OCGT\",#REF!*0,IF(#REF!=\"\",0,#REF!*M$627))))))))","v":{"$error":"#REF!"}},{"$f":"IF(#REF!=\"Interconnector\",#REF!*1,IF(#REF!=\"Wind\",#REF!*0.7,IF(#REF!=\"Marine\",#REF!*0.7,IF(#REF!=\"Nuclear\",#REF!*0.85,IF(#REF!=\"Pumped_Storage\",#REF!*0.5,IF(#REF!=\"CCS\",#REF!*0.85,IF(#REF!=\"OCGT\",#REF!*0,IF(#REF!=\"\",0,#REF!*N$627))))))))","v":{"$error":"#REF!"}},{"$f":"IF(#REF!=\"Interconnector\",#REF!*1,IF(#REF!=\"Wind\",#REF!*0.7,IF(#REF!=\"Marine\",#REF!*0.7,IF(#REF!=\"Nuclear\",#REF!*0.85,IF(#REF!=\"Pumped_Storage\",#REF!*0.5,IF(#REF!=\"CCS\",#REF!*0.85,IF(#REF!=\"OCGT\",#REF!*0,IF(#REF!=\"\",0,#REF!*O$627))))))))","v":{"$error":"#REF!"}}]
[{"$f":"#REF!","v":{"$error":"#REF!"}},{"$f":"#REF!","v":{"$error":"#REF!"}},{"$f":"#REF!","v":{"$error":"#REF!"}},{"$f":"#REF!","v":{"$error":"#REF!"}},{"$f":"IF(#REF!=\"Interconnector\",#REF!*1,IF(#REF!=\"Wind\",#REF!*0.7,IF(#REF!=\"Marine\",#REF!*0.7,IF(#REF!=\"Nuclear\",#REF!*0.85,IF(#REF!=\"Pumped_Storage\",#REF!*0.5,IF(#REF!=\"CCS\",#REF!*0.85,IF(#REF!=\"OCGT\",#REF!*0,IF(#REF!=\"\",0,#REF!*E$627))))))))","v":{"$error":"#REF!"}},{"$f":"IF(#REF!=\"Interconnector\",#REF!*1,IF(#REF!=\"Wind\",#REF!*0.7,IF(#REF!=\"Marine\",#REF!*0.7,IF(#REF!=\"Nuclear\",#REF!*0.85,IF(#REF!=\"Pumped_Storage\",#REF!*0.5,IF(#REF!=\"CCS\",#REF!*0.85,IF(#REF!=\"OCGT\",#REF!*0,IF(#REF!=\"\",0,#REF!*F$627))))))))","v":{"$error":"#REF!"}},{"$f":"IF(#REF!=\"Interconnector\",#REF!*1,IF(#REF!=\"Wind\",#REF!*0.7,IF(#REF!=\"Marine\",#REF!*0.7,IF(#REF!=\"Nuclear\",#REF!*0.85,IF(#REF!=\"Pumped_Storage\",#REF!*0.5,IF(#REF!=\"CCS\",#REF!*0.85,IF(#REF!=\"OCGT\",#REF!*0,IF(#REF!=\"\",0,#REF!*G$627))))))))","v":{"$error":"#REF!"}},{"$f":"IF(#REF!=\"Interconnector\",#REF!*1,IF(#REF!=\"Wind\",#REF!*0.7,IF(#REF!=\"Marine\",#REF!*0.7,IF(#REF!=\"Nuclear\",#REF!*0.85,IF(#REF!=\"Pumped_Storage\",#REF!*0.5,IF(#REF!=\"CCS\",#REF!*0.85,IF(#REF!=\"OCGT\",#REF!*0,IF(#REF!=\"\",0,#REF!*H$627))))))))","v":{"$error":"#REF!"}},{"$f":"IF(#REF!=\"Interconnector\",#REF!*1,IF(#REF!=\"Wind\",#REF!*0.7,IF(#REF!=\"Marine\",#REF!*0.7,IF(#REF!=\"Nuclear\",#REF!*0.85,IF(#REF!=\"Pumped_Storage\",#REF!*0.5,IF(#REF!=\"CCS\",#REF!*0.85,IF(#REF!=\"OCGT\",#REF!*0,IF(#REF!=\"\",0,#REF!*I$627))))))))","v":{"$error":"#REF!"}},{"$f":"IF(#REF!=\"Interconnector\",#REF!*1,IF(#REF!=\"Wind\",#REF!*0.7,IF(#REF!=\"Marine\",#REF!*0.7,IF(#REF!=\"Nuclear\",#REF!*0.85,IF(#REF!=\"Pumped_Storage\",#REF!*0.5,IF(#REF!=\"CCS\",#REF!*0.85,IF(#REF!=\"OCGT\",#REF!*0,IF(#REF!=\"\",0,#REF!*J$627))))))))","v":{"$error":"#REF!"}},{"$f":"IF(#REF!=\"Interconnector\",#REF!*1,IF(#REF!=\"Wind\",#REF!*0.7,IF(#REF!=\"Marine\",#REF!*0.7,IF(#REF!=\"Nuclear\",#REF!*0.85,IF(#REF!=\"Pumped_Storage\",#REF!*0.5,IF(#REF!=\"CCS\",#REF!*0.85,IF(#REF!=\"OCGT\",#REF!*0,IF(#REF!=\"\",0,#REF!*K$627))))))))","v":{"$error":"#REF!"}},{"$f":"IF(#REF!=\"Interconnector\",#REF!*1,IF(#REF!=\"Wind\",#REF!*0.7,IF(#REF!=\"Marine\",#REF!*0.7,IF(#REF!=\"Nuclear\",#REF!*0.85,IF(#REF!=\"Pumped_Storage\",#REF!*0.5,IF(#REF!=\"CCS\",#REF!*0.85,IF(#REF!=\"OCGT\",#REF!*0,IF(#REF!=\"\",0,#REF!*L$627))))))))","v":{"$error":"#REF!"}},{"$f":"IF(#REF!=\"Interconnector\",#REF!*1,IF(#REF!=\"Wind\",#REF!*0.7,IF(#REF!=\"Marine\",#REF!*0.7,IF(#REF!=\"Nuclear\",#REF!*0.85,IF(#REF!=\"Pumped_Storage\",#REF!*0.5,IF(#REF!=\"CCS\",#REF!*0.85,IF(#REF!=\"OCGT\",#REF!*0,IF(#REF!=\"\",0,#REF!*M$627))))))))","v":{"$error":"#REF!"}},{"$f":"IF(#REF!=\"Interconnector\",#REF!*1,IF(#REF!=\"Wind\",#REF!*0.7,IF(#REF!=\"Marine\",#REF!*0.7,IF(#REF!=\"Nuclear\",#REF!*0.85,IF(#REF!=\"Pumped_Storage\",#REF!*0.5,IF(#REF!=\"CCS\",#REF!*0.85,IF(#REF!=\"OCGT\",#REF!*0,IF(#REF!=\"\",0,#REF!*N$627))))))))","v":{"$error":"#REF!"}},{"$f":"IF(#REF!=\"Interconnector\",#REF!*1,IF(#REF!=\"Wind\",#REF!*0.7,IF(#REF!=\"Marine\",#REF!*0.7,IF(#REF!=\"Nuclear\",#REF!*0.85,IF(#REF!=\"Pumped_Storage\",#REF!*0.5,IF(#REF!=\"CCS\",#REF!*0.85,IF(#REF!=\"OCGT\",#REF!*0,IF(#REF!=\"\",0,#REF!*O$627))))))))","v":{"$error":"#REF!"}}]
[{"$f":"#REF!","v":{"$error":"#REF!"}},{"$f":"#REF!","v":{"$error":"#REF!"}},{"$f":"#REF!","v":{"$error":"#REF!"}},{"$f":"#REF!","v":{"$error":"#REF!"}},{"$f":"IF(#REF!=\"Interconnector\",#REF!*1,IF(#REF!=\"Wind\",#REF!*0.7,IF(#REF!=\"Marine\",#REF!*0.7,IF(#REF!=\"Nuclear\",#REF!*0.85,IF(#REF!=\"Pumped_Storage\",#REF!*0.5,IF(#REF!=\"CCS\",#REF!*0.85,IF(#REF!=\"OCGT\",#REF!*0,IF(#REF!=\"\",0,#REF!*E$627))))))))","v":{"$error":"#REF!"}},{"$f":"IF(#REF!=\"Interconnector\",#REF!*1,IF(#REF!=\"Wind\",#REF!*0.7,IF(#REF!=\"Marine\",#REF!*0.7,IF(#REF!=\"Nuclear\",#REF!*0.85,IF(#REF!=\"Pumped_Storage\",#REF!*0.5,IF(#REF!=\"CCS\",#REF!*0.85,IF(#REF!=\"OCGT\",#REF!*0,IF(#REF!=\"\",0,#REF!*F$627))))))))","v":{"$error":"#REF!"}},{"$f":"IF(#REF!=\"Interconnector\",#REF!*1,IF(#REF!=\"Wind\",#REF!*0.7,IF(#REF!=\"Marine\",#REF!*0.7,IF(#REF!=\"Nuclear\",#REF!*0.85,IF(#REF!=\"Pumped_Storage\",#REF!*0.5,IF(#REF!=\"CCS\",#REF!*0.85,IF(#REF!=\"OCGT\",#REF!*0,IF(#REF!=\"\",0,#REF!*G$627))))))))","v":{"$error":"#REF!"}},{"$f":"IF(#REF!=\"Interconnector\",#REF!*1,IF(#REF!=\"Wind\",#REF!*0.7,IF(#REF!=\"Marine\",#REF!*0.7,IF(#REF!=\"Nuclear\",#REF!*0.85,IF(#REF!=\"Pumped_Storage\",#REF!*0.5,IF(#REF!=\"CCS\",#REF!*0.85,IF(#REF!=\"OCGT\",#REF!*0,IF(#REF!=\"\",0,#REF!*H$627))))))))","v":{"$error":"#REF!"}},{"$f":"IF(#REF!=\"Interconnector\",#REF!*1,IF(#REF!=\"Wind\",#REF!*0.7,IF(#REF!=\"Marine\",#REF!*0.7,IF(#REF!=\"Nuclear\",#REF!*0.85,IF(#REF!=\"Pumped_Storage\",#REF!*0.5,IF(#REF!=\"CCS\",#REF!*0.85,IF(#REF!=\"OCGT\",#REF!*0,IF(#REF!=\"\",0,#REF!*I$627))))))))","v":{"$error":"#REF!"}},{"$f":"IF(#REF!=\"Interconnector\",#REF!*1,IF(#REF!=\"Wind\",#REF!*0.7,IF(#REF!=\"Marine\",#REF!*0.7,IF(#REF!=\"Nuclear\",#REF!*0.85,IF(#REF!=\"Pumped_Storage\",#REF!*0.5,IF(#REF!=\"CCS\",#REF!*0.85,IF(#REF!=\"OCGT\",#REF!*0,IF(#REF!=\"\",0,#REF!*J$627))))))))","v":{"$error":"#REF!"}},{"$f":"IF(#REF!=\"Interconnector\",#REF!*1,IF(#REF!=\"Wind\",#REF!*0.7,IF(#REF!=\"Marine\",#REF!*0.7,IF(#REF!=\"Nuclear\",#REF!*0.85,IF(#REF!=\"Pumped_Storage\",#REF!*0.5,IF(#REF!=\"CCS\",#REF!*0.85,IF(#REF!=\"OCGT\",#REF!*0,IF(#REF!=\"\",0,#REF!*K$627))))))))","v":{"$error":"#REF!"}},{"$f":"IF(#REF!=\"Interconnector\",#REF!*1,IF(#REF!=\"Wind\",#REF!*0.7,IF(#REF!=\"Marine\",#REF!*0.7,IF(#REF!=\"Nuclear\",#REF!*0.85,IF(#REF!=\"Pumped_Storage\",#REF!*0.5,IF(#REF!=\"CCS\",#REF!*0.85,IF(#REF!=\"OCGT\",#REF!*0,IF(#REF!=\"\",0,#REF!*L$627))))))))","v":{"$error":"#REF!"}},{"$f":"IF(#REF!=\"Interconnector\",#REF!*1,IF(#REF!=\"Wind\",#REF!*0.7,IF(#REF!=\"Marine\",#REF!*0.7,IF(#REF!=\"Nuclear\",#REF!*0.85,IF(#REF!=\"Pumped_Storage\",#REF!*0.5,IF(#REF!=\"CCS\",#REF!*0.85,IF(#REF!=\"OCGT\",#REF!*0,IF(#REF!=\"\",0,#REF!*M$627))))))))","v":{"$error":"#REF!"}},{"$f":"IF(#REF!=\"Interconnector\",#REF!*1,IF(#REF!=\"Wind\",#REF!*0.7,IF(#REF!=\"Marine\",#REF!*0.7,IF(#REF!=\"Nuclear\",#REF!*0.85,IF(#REF!=\"Pumped_Storage\",#REF!*0.5,IF(#REF!=\"CCS\",#REF!*0.85,IF(#REF!=\"OCGT\",#REF!*0,IF(#REF!=\"\",0,#REF!*N$627))))))))","v":{"$error":"#REF!"}},{"$f":"IF(#REF!=\"Interconnector\",#REF!*1,IF(#REF!=\"Wind\",#REF!*0.7,IF(#REF!=\"Marine\",#REF!*0.7,IF(#REF!=\"Nuclear\",#REF!*0.85,IF(#REF!=\"Pumped_Storage\",#REF!*0.5,IF(#REF!=\"CCS\",#REF!*0.85,IF(#REF!=\"OCGT\",#REF!*0,IF(#REF!=\"\",0,#REF!*O$627))))))))","v":{"$error":"#REF!"}}]
[{"$f":"#REF!","v":{"$error":"#REF!"}},{"$f":"#REF!","v":{"$error":"#REF!"}},{"$f":"#REF!","v":{"$error":"#REF!"}},{"$f":"#REF!","v":{"$error":"#REF!"}},{"$f":"IF(#REF!=\"Interconnector\",#REF!*1,IF(#REF!=\"Wind\",#REF!*0.7,IF(#REF!=\"Marine\",#REF!*0.7,IF(#REF!=\"Nuclear\",#REF!*0.85,IF(#REF!=\"Pumped_Storage\",#REF!*0.5,IF(#REF!=\"CCS\",#REF!*0.85,IF(#REF!=\"OCGT\",#REF!*0,IF(#REF!=\"\",0,#REF!*E$627))))))))","v":{"$error":"#REF!"}},{"$f":"IF(#REF!=\"Interconnector\",#REF!*1,IF(#REF!=\"Wind\",#REF!*0.7,IF(#REF!=\"Marine\",#REF!*0.7,IF(#REF!=\"Nuclear\",#REF!*0.85,IF(#REF!=\"Pumped_Storage\",#REF!*0.5,IF(#REF!=\"CCS\",#REF!*0.85,IF(#REF!=\"OCGT\",#REF!*0,IF(#REF!=\"\",0,#REF!*F$627))))))))","v":{"$error":"#REF!"}},{"$f":"IF(#REF!=\"Interconnector\",#REF!*1,IF(#REF!=\"Wind\",#REF!*0.7,IF(#REF!=\"Marine\",#REF!*0.7,IF(#REF!=\"Nuclear\",#REF!*0.85,IF(#REF!=\"Pumped_Storage\",#REF!*0.5,IF(#REF!=\"CCS\",#REF!*0.85,IF(#REF!=\"OCGT\",#REF!*0,IF(#REF!=\"\",0,#REF!*G$627))))))))","v":{"$error":"#REF!"}},{"$f":"IF(#REF!=\"Interconnector\",#REF!*1,IF(#REF!=\"Wind\",#REF!*0.7,IF(#REF!=\"Marine\",#REF!*0.7,IF(#REF!=\"Nuclear\",#REF!*0.85,IF(#REF!=\"Pumped_Storage\",#REF!*0.5,IF(#REF!=\"CCS\",#REF!*0.85,IF(#REF!=\"OCGT\",#REF!*0,IF(#REF!=\"\",0,#REF!*H$627))))))))","v":{"$error":"#REF!"}},{"$f":"IF(#REF!=\"Interconnector\",#REF!*1,IF(#REF!=\"Wind\",#REF!*0.7,IF(#REF!=\"Marine\",#REF!*0.7,IF(#REF!=\"Nuclear\",#REF!*0.85,IF(#REF!=\"Pumped_Storage\",#REF!*0.5,IF(#REF!=\"CCS\",#REF!*0.85,IF(#REF!=\"OCGT\",#REF!*0,IF(#REF!=\"\",0,#REF!*I$627))))))))","v":{"$error":"#REF!"}},{"$f":"IF(#REF!=\"Interconnector\",#REF!*1,IF(#REF!=\"Wind\",#REF!*0.7,IF(#REF!=\"Marine\",#REF!*0.7,IF(#REF!=\"Nuclear\",#REF!*0.85,IF(#REF!=\"Pumped_Storage\",#REF!*0.5,IF(#REF!=\"CCS\",#REF!*0.85,IF(#REF!=\"OCGT\",#REF!*0,IF(#REF!=\"\",0,#REF!*J$627))))))))","v":{"$error":"#REF!"}},{"$f":"IF(#REF!=\"Interconnector\",#REF!*1,IF(#REF!=\"Wind\",#REF!*0.7,IF(#REF!=\"Marine\",#REF!*0.7,IF(#REF!=\"Nuclear\",#REF!*0.85,IF(#REF!=\"Pumped_Storage\",#REF!*0.5,IF(#REF!=\"CCS\",#REF!*0.85,IF(#REF!=\"OCGT\",#REF!*0,IF(#REF!=\"\",0,#REF!*K$627))))))))","v":{"$error":"#REF!"}},{"$f":"IF(#REF!=\"Interconnector\",#REF!*1,IF(#REF!=\"Wind\",#REF!*0.7,IF(#REF!=\"Marine\",#REF!*0.7,IF(#REF!=\"Nuclear\",#REF!*0.85,IF(#REF!=\"Pumped_Storage\",#REF!*0.5,IF(#REF!=\"CCS\",#REF!*0.85,IF(#REF!=\"OCGT\",#REF!*0,IF(#REF!=\"\",0,#REF!*L$627))))))))","v":{"$error":"#REF!"}},{"$f":"IF(#REF!=\"Interconnector\",#REF!*1,IF(#REF!=\"Wind\",#REF!*0.7,IF(#REF!=\"Marine\",#REF!*0.7,IF(#REF!=\"Nuclear\",#REF!*0.85,IF(#REF!=\"Pumped_Storage\",#REF!*0.5,IF(#REF!=\"CCS\",#REF!*0.85,IF(#REF!=\"OCGT\",#REF!*0,IF(#REF!=\"\",0,#REF!*M$627))))))))","v":{"$error":"#REF!"}},{"$f":"IF(#REF!=\"Interconnector\",#REF!*1,IF(#REF!=\"Wind\",#REF!*0.7,IF(#REF!=\"Marine\",#REF!*0.7,IF(#REF!=\"Nuclear\",#REF!*0.85,IF(#REF!=\"Pumped_Storage\",#REF!*0.5,IF(#REF!=\"CCS\",#REF!*0.85,IF(#REF!=\"OCGT\",#REF!*0,IF(#REF!=\"\",0,#REF!*N$627))))))))","v":{"$error":"#REF!"}},{"$f":"IF(#REF!=\"Interconnector\",#REF!*1,IF(#REF!=\"Wind\",#REF!*0.7,IF(#REF!=\"Marine\",#REF!*0.7,IF(#REF!=\"Nuclear\",#REF!*0.85,IF(#REF!=\"Pumped_Storage\",#REF!*0.5,IF(#REF!=\"CCS\",#REF!*0.85,IF(#REF!=\"OCGT\",#REF!*0,IF(#REF!=\"\",0,#REF!*O$627))))))))","v":{"$error":"#REF!"}}]
[{"$f":"#REF!","v":{"$error":"#REF!"}},{"$f":"#REF!","v":{"$error":"#REF!"}},{"$f":"#REF!","v":{"$error":"#REF!"}},{"$f":"#REF!","v":{"$error":"#REF!"}},{"$f":"IF(#REF!=\"Interconnector\",#REF!*1,IF(#REF!=\"Wind\",#REF!*0.7,IF(#REF!=\"Marine\",#REF!*0.7,IF(#REF!=\"Nuclear\",#REF!*0.85,IF(#REF!=\"Pumped_Storage\",#REF!*0.5,IF(#REF!=\"CCS\",#REF!*0.85,IF(#REF!=\"OCGT\",#REF!*0,IF(#REF!=\"\",0,#REF!*E$627))))))))","v":{"$error":"#REF!"}},{"$f":"IF(#REF!=\"Interconnector\",#REF!*1,IF(#REF!=\"Wind\",#REF!*0.7,IF(#REF!=\"Marine\",#REF!*0.7,IF(#REF!=\"Nuclear\",#REF!*0.85,IF(#REF!=\"Pumped_Storage\",#REF!*0.5,IF(#REF!=\"CCS\",#REF!*0.85,IF(#REF!=\"OCGT\",#REF!*0,IF(#REF!=\"\",0,#REF!*F$627))))))))","v":{"$error":"#REF!"}},{"$f":"IF(#REF!=\"Interconnector\",#REF!*1,IF(#REF!=\"Wind\",#REF!*0.7,IF(#REF!=\"Marine\",#REF!*0.7,IF(#REF!=\"Nuclear\",#REF!*0.85,IF(#REF!=\"Pumped_Storage\",#REF!*0.5,IF(#REF!=\"CCS\",#REF!*0.85,IF(#REF!=\"OCGT\",#REF!*0,IF(#REF!=\"\",0,#REF!*G$627))))))))","v":{"$error":"#REF!"}},{"$f":"IF(#REF!=\"Interconnector\",#REF!*1,IF(#REF!=\"Wind\",#REF!*0.7,IF(#REF!=\"Marine\",#REF!*0.7,IF(#REF!=\"Nuclear\",#REF!*0.85,IF(#REF!=\"Pumped_Storage\",#REF!*0.5,IF(#REF!=\"CCS\",#REF!*0.85,IF(#REF!=\"OCGT\",#REF!*0,IF(#REF!=\"\",0,#REF!*H$627))))))))","v":{"$error":"#REF!"}},{"$f":"IF(#REF!=\"Interconnector\",#REF!*1,IF(#REF!=\"Wind\",#REF!*0.7,IF(#REF!=\"Marine\",#REF!*0.7,IF(#REF!=\"Nuclear\",#REF!*0.85,IF(#REF!=\"Pumped_Storage\",#REF!*0.5,IF(#REF!=\"CCS\",#REF!*0.85,IF(#REF!=\"OCGT\",#REF!*0,IF(#REF!=\"\",0,#REF!*I$627))))))))","v":{"$error":"#REF!"}},{"$f":"IF(#REF!=\"Interconnector\",#REF!*1,IF(#REF!=\"Wind\",#REF!*0.7,IF(#REF!=\"Marine\",#REF!*0.7,IF(#REF!=\"Nuclear\",#REF!*0.85,IF(#REF!=\"Pumped_Storage\",#REF!*0.5,IF(#REF!=\"CCS\",#REF!*0.85,IF(#REF!=\"OCGT\",#REF!*0,IF(#REF!=\"\",0,#REF!*J$627))))))))","v":{"$error":"#REF!"}},{"$f":"IF(#REF!=\"Interconnector\",#REF!*1,IF(#REF!=\"Wind\",#REF!*0.7,IF(#REF!=\"Marine\",#REF!*0.7,IF(#REF!=\"Nuclear\",#REF!*0.85,IF(#REF!=\"Pumped_Storage\",#REF!*0.5,IF(#REF!=\"CCS\",#REF!*0.85,IF(#REF!=\"OCGT\",#REF!*0,IF(#REF!=\"\",0,#REF!*K$627))))))))","v":{"$error":"#REF!"}},{"$f":"IF(#REF!=\"Interconnector\",#REF!*1,IF(#REF!=\"Wind\",#REF!*0.7,IF(#REF!=\"Marine\",#REF!*0.7,IF(#REF!=\"Nuclear\",#REF!*0.85,IF(#REF!=\"Pumped_Storage\",#REF!*0.5,IF(#REF!=\"CCS\",#REF!*0.85,IF(#REF!=\"OCGT\",#REF!*0,IF(#REF!=\"\",0,#REF!*L$627))))))))","v":{"$error":"#REF!"}},{"$f":"IF(#REF!=\"Interconnector\",#REF!*1,IF(#REF!=\"Wind\",#REF!*0.7,IF(#REF!=\"Marine\",#REF!*0.7,IF(#REF!=\"Nuclear\",#REF!*0.85,IF(#REF!=\"Pumped_Storage\",#REF!*0.5,IF(#REF!=\"CCS\",#REF!*0.85,IF(#REF!=\"OCGT\",#REF!*0,IF(#REF!=\"\",0,#REF!*M$627))))))))","v":{"$error":"#REF!"}},{"$f":"IF(#REF!=\"Interconnector\",#REF!*1,IF(#REF!=\"Wind\",#REF!*0.7,IF(#REF!=\"Marine\",#REF!*0.7,IF(#REF!=\"Nuclear\",#REF!*0.85,IF(#REF!=\"Pumped_Storage\",#REF!*0.5,IF(#REF!=\"CCS\",#REF!*0.85,IF(#REF!=\"OCGT\",#REF!*0,IF(#REF!=\"\",0,#REF!*N$627))))))))","v":{"$error":"#REF!"}},{"$f":"IF(#REF!=\"Interconnector\",#REF!*1,IF(#REF!=\"Wind\",#REF!*0.7,IF(#REF!=\"Marine\",#REF!*0.7,IF(#REF!=\"Nuclear\",#REF!*0.85,IF(#REF!=\"Pumped_Storage\",#REF!*0.5,IF(#REF!=\"CCS\",#REF!*0.85,IF(#REF!=\"OCGT\",#REF!*0,IF(#REF!=\"\",0,#REF!*O$627))))))))","v":{"$error":"#REF!"}}]
[{"$f":"#REF!","v":{"$error":"#REF!"}},{"$f":"#REF!","v":{"$error":"#REF!"}},{"$f":"#REF!","v":{"$error":"#REF!"}},{"$f":"#REF!","v":{"$error":"#REF!"}},{"$f":"IF(#REF!=\"Interconnector\",#REF!*1,IF(#REF!=\"Wind\",#REF!*0.7,IF(#REF!=\"Marine\",#REF!*0.7,IF(#REF!=\"Nuclear\",#REF!*0.85,IF(#REF!=\"Pumped_Storage\",#REF!*0.5,IF(#REF!=\"CCS\",#REF!*0.85,IF(#REF!=\"OCGT\",#REF!*0,IF(#REF!=\"\",0,#REF!*E$627))))))))","v":{"$error":"#REF!"}},{"$f":"IF(#REF!=\"Interconnector\",#REF!*1,IF(#REF!=\"Wind\",#REF!*0.7,IF(#REF!=\"Marine\",#REF!*0.7,IF(#REF!=\"Nuclear\",#REF!*0.85,IF(#REF!=\"Pumped_Storage\",#REF!*0.5,IF(#REF!=\"CCS\",#REF!*0.85,IF(#REF!=\"OCGT\",#REF!*0,IF(#REF!=\"\",0,#REF!*F$627))))))))","v":{"$error":"#REF!"}},{"$f":"IF(#REF!=\"Interconnector\",#REF!*1,IF(#REF!=\"Wind\",#REF!*0.7,IF(#REF!=\"Marine\",#REF!*0.7,IF(#REF!=\"Nuclear\",#REF!*0.85,IF(#REF!=\"Pumped_Storage\",#REF!*0.5,IF(#REF!=\"CCS\",#REF!*0.85,IF(#REF!=\"OCGT\",#REF!*0,IF(#REF!=\"\",0,#REF!*G$627))))))))","v":{"$error":"#REF!"}},{"$f":"IF(#REF!=\"Interconnector\",#REF!*1,IF(#REF!=\"Wind\",#REF!*0.7,IF(#REF!=\"Marine\",#REF!*0.7,IF(#REF!=\"Nuclear\",#REF!*0.85,IF(#REF!=\"Pumped_Storage\",#REF!*0.5,IF(#REF!=\"CCS\",#REF!*0.85,IF(#REF!=\"OCGT\",#REF!*0,IF(#REF!=\"\",0,#REF!*H$627))))))))","v":{"$error":"#REF!"}},{"$f":"IF(#REF!=\"Interconnector\",#REF!*1,IF(#REF!=\"Wind\",#REF!*0.7,IF(#REF!=\"Marine\",#REF!*0.7,IF(#REF!=\"Nuclear\",#REF!*0.85,IF(#REF!=\"Pumped_Storage\",#REF!*0.5,IF(#REF!=\"CCS\",#REF!*0.85,IF(#REF!=\"OCGT\",#REF!*0,IF(#REF!=\"\",0,#REF!*I$627))))))))","v":{"$error":"#REF!"}},{"$f":"IF(#REF!=\"Interconnector\",#REF!*1,IF(#REF!=\"Wind\",#REF!*0.7,IF(#REF!=\"Marine\",#REF!*0.7,IF(#REF!=\"Nuclear\",#REF!*0.85,IF(#REF!=\"Pumped_Storage\",#REF!*0.5,IF(#REF!=\"CCS\",#REF!*0.85,IF(#REF!=\"OCGT\",#REF!*0,IF(#REF!=\"\",0,#REF!*J$627))))))))","v":{"$error":"#REF!"}},{"$f":"IF(#REF!=\"Interconnector\",#REF!*1,IF(#REF!=\"Wind\",#REF!*0.7,IF(#REF!=\"Marine\",#REF!*0.7,IF(#REF!=\"Nuclear\",#REF!*0.85,IF(#REF!=\"Pumped_Storage\",#REF!*0.5,IF(#REF!=\"CCS\",#REF!*0.85,IF(#REF!=\"OCGT\",#REF!*0,IF(#REF!=\"\",0,#REF!*K$627))))))))","v":{"$error":"#REF!"}},{"$f":"IF(#REF!=\"Interconnector\",#REF!*1,IF(#REF!=\"Wind\",#REF!*0.7,IF(#REF!=\"Marine\",#REF!*0.7,IF(#REF!=\"Nuclear\",#REF!*0.85,IF(#REF!=\"Pumped_Storage\",#REF!*0.5,IF(#REF!=\"CCS\",#REF!*0.85,IF(#REF!=\"OCGT\",#REF!*0,IF(#REF!=\"\",0,#REF!*L$627))))))))","v":{"$error":"#REF!"}},{"$f":"IF(#REF!=\"Interconnector\",#REF!*1,IF(#REF!=\"Wind\",#REF!*0.7,IF(#REF!=\"Marine\",#REF!*0.7,IF(#REF!=\"Nuclear\",#REF!*0.85,IF(#REF!=\"Pumped_Storage\",#REF!*0.5,IF(#REF!=\"CCS\",#REF!*0.85,IF(#REF!=\"OCGT\",#REF!*0,IF(#REF!=\"\",0,#REF!*M$627))))))))","v":{"$error":"#REF!"}},{"$f":"IF(#REF!=\"Interconnector\",#REF!*1,IF(#REF!=\"Wind\",#REF!*0.7,IF(#REF!=\"Marine\",#REF!*0.7,IF(#REF!=\"Nuclear\",#REF!*0.85,IF(#REF!=\"Pumped_Storage\",#REF!*0.5,IF(#REF!=\"CCS\",#REF!*0.85,IF(#REF!=\"OCGT\",#REF!*0,IF(#REF!=\"\",0,#REF!*N$627))))))))","v":{"$error":"#REF!"}},{"$f":"IF(#REF!=\"Interconnector\",#REF!*1,IF(#REF!=\"Wind\",#REF!*0.7,IF(#REF!=\"Marine\",#REF!*0.7,IF(#REF!=\"Nuclear\",#REF!*0.85,IF(#REF!=\"Pumped_Storage\",#REF!*0.5,IF(#REF!=\"CCS\",#REF!*0.85,IF(#REF!=\"OCGT\",#REF!*0,IF(#REF!=\"\",0,#REF!*O$627))))))))","v":{"$error":"#REF!"}}]
[{"$f":"#REF!","v":{"$error":"#REF!"}},{"$f":"#REF!","v":{"$error":"#REF!"}},{"$f":"#REF!","v":{"$error":"#REF!"}},{"$f":"#REF!","v":{"$error":"#REF!"}},{"$f":"IF(#REF!=\"Interconnector\",#REF!*1,IF(#REF!=\"Wind\",#REF!*0.7,IF(#REF!=\"Marine\",#REF!*0.7,IF(#REF!=\"Nuclear\",#REF!*0.85,IF(#REF!=\"Pumped_Storage\",#REF!*0.5,IF(#REF!=\"CCS\",#REF!*0.85,IF(#REF!=\"OCGT\",#REF!*0,IF(#REF!=\"\",0,#REF!*E$627))))))))","v":{"$error":"#REF!"}},{"$f":"IF(#REF!=\"Interconnector\",#REF!*1,IF(#REF!=\"Wind\",#REF!*0.7,IF(#REF!=\"Marine\",#REF!*0.7,IF(#REF!=\"Nuclear\",#REF!*0.85,IF(#REF!=\"Pumped_Storage\",#REF!*0.5,IF(#REF!=\"CCS\",#REF!*0.85,IF(#REF!=\"OCGT\",#REF!*0,IF(#REF!=\"\",0,#REF!*F$627))))))))","v":{"$error":"#REF!"}},{"$f":"IF(#REF!=\"Interconnector\",#REF!*1,IF(#REF!=\"Wind\",#REF!*0.7,IF(#REF!=\"Marine\",#REF!*0.7,IF(#REF!=\"Nuclear\",#REF!*0.85,IF(#REF!=\"Pumped_Storage\",#REF!*0.5,IF(#REF!=\"CCS\",#REF!*0.85,IF(#REF!=\"OCGT\",#REF!*0,IF(#REF!=\"\",0,#REF!*G$627))))))))","v":{"$error":"#REF!"}},{"$f":"IF(#REF!=\"Interconnector\",#REF!*1,IF(#REF!=\"Wind\",#REF!*0.7,IF(#REF!=\"Marine\",#REF!*0.7,IF(#REF!=\"Nuclear\",#REF!*0.85,IF(#REF!=\"Pumped_Storage\",#REF!*0.5,IF(#REF!=\"CCS\",#REF!*0.85,IF(#REF!=\"OCGT\",#REF!*0,IF(#REF!=\"\",0,#REF!*H$627))))))))","v":{"$error":"#REF!"}},{"$f":"IF(#REF!=\"Interconnector\",#REF!*1,IF(#REF!=\"Wind\",#REF!*0.7,IF(#REF!=\"Marine\",#REF!*0.7,IF(#REF!=\"Nuclear\",#REF!*0.85,IF(#REF!=\"Pumped_Storage\",#REF!*0.5,IF(#REF!=\"CCS\",#REF!*0.85,IF(#REF!=\"OCGT\",#REF!*0,IF(#REF!=\"\",0,#REF!*I$627))))))))","v":{"$error":"#REF!"}},{"$f":"IF(#REF!=\"Interconnector\",#REF!*1,IF(#REF!=\"Wind\",#REF!*0.7,IF(#REF!=\"Marine\",#REF!*0.7,IF(#REF!=\"Nuclear\",#REF!*0.85,IF(#REF!=\"Pumped_Storage\",#REF!*0.5,IF(#REF!=\"CCS\",#REF!*0.85,IF(#REF!=\"OCGT\",#REF!*0,IF(#REF!=\"\",0,#REF!*J$627))))))))","v":{"$error":"#REF!"}},{"$f":"IF(#REF!=\"Interconnector\",#REF!*1,IF(#REF!=\"Wind\",#REF!*0.7,IF(#REF!=\"Marine\",#REF!*0.7,IF(#REF!=\"Nuclear\",#REF!*0.85,IF(#REF!=\"Pumped_Storage\",#REF!*0.5,IF(#REF!=\"CCS\",#REF!*0.85,IF(#REF!=\"OCGT\",#REF!*0,IF(#REF!=\"\",0,#REF!*K$627))))))))","v":{"$error":"#REF!"}},{"$f":"IF(#REF!=\"Interconnector\",#REF!*1,IF(#REF!=\"Wind\",#REF!*0.7,IF(#REF!=\"Marine\",#REF!*0.7,IF(#REF!=\"Nuclear\",#REF!*0.85,IF(#REF!=\"Pumped_Storage\",#REF!*0.5,IF(#REF!=\"CCS\",#REF!*0.85,IF(#REF!=\"OCGT\",#REF!*0,IF(#REF!=\"\",0,#REF!*L$627))))))))","v":{"$error":"#REF!"}},{"$f":"IF(#REF!=\"Interconnector\",#REF!*1,IF(#REF!=\"Wind\",#REF!*0.7,IF(#REF!=\"Marine\",#REF!*0.7,IF(#REF!=\"Nuclear\",#REF!*0.85,IF(#REF!=\"Pumped_Storage\",#REF!*0.5,IF(#REF!=\"CCS\",#REF!*0.85,IF(#REF!=\"OCGT\",#REF!*0,IF(#REF!=\"\",0,#REF!*M$627))))))))","v":{"$error":"#REF!"}},{"$f":"IF(#REF!=\"Interconnector\",#REF!*1,IF(#REF!=\"Wind\",#REF!*0.7,IF(#REF!=\"Marine\",#REF!*0.7,IF(#REF!=\"Nuclear\",#REF!*0.85,IF(#REF!=\"Pumped_Storage\",#REF!*0.5,IF(#REF!=\"CCS\",#REF!*0.85,IF(#REF!=\"OCGT\",#REF!*0,IF(#REF!=\"\",0,#REF!*N$627))))))))","v":{"$error":"#REF!"}},{"$f":"IF(#REF!=\"Interconnector\",#REF!*1,IF(#REF!=\"Wind\",#REF!*0.7,IF(#REF!=\"Marine\",#REF!*0.7,IF(#REF!=\"Nuclear\",#REF!*0.85,IF(#REF!=\"Pumped_Storage\",#REF!*0.5,IF(#REF!=\"CCS\",#REF!*0.85,IF(#REF!=\"OCGT\",#REF!*0,IF(#REF!=\"\",0,#REF!*O$627))))))))","v":{"$error":"#REF!"}}]
[{"$f":"#REF!","v":{"$error":"#REF!"}},{"$f":"#REF!","v":{"$error":"#REF!"}},{"$f":"#REF!","v":{"$error":"#REF!"}},{"$f":"#REF!","v":{"$error":"#REF!"}},{"$f":"IF(#REF!=\"Interconnector\",#REF!*1,IF(#REF!=\"Wind\",#REF!*0.7,IF(#REF!=\"Marine\",#REF!*0.7,IF(#REF!=\"Nuclear\",#REF!*0.85,IF(#REF!=\"Pumped_Storage\",#REF!*0.5,IF(#REF!=\"CCS\",#REF!*0.85,IF(#REF!=\"OCGT\",#REF!*0,IF(#REF!=\"\",0,#REF!*E$627))))))))","v":{"$error":"#REF!"}},{"$f":"IF(#REF!=\"Interconnector\",#REF!*1,IF(#REF!=\"Wind\",#REF!*0.7,IF(#REF!=\"Marine\",#REF!*0.7,IF(#REF!=\"Nuclear\",#REF!*0.85,IF(#REF!=\"Pumped_Storage\",#REF!*0.5,IF(#REF!=\"CCS\",#REF!*0.85,IF(#REF!=\"OCGT\",#REF!*0,IF(#REF!=\"\",0,#REF!*F$627))))))))","v":{"$error":"#REF!"}},{"$f":"IF(#REF!=\"Interconnector\",#REF!*1,IF(#REF!=\"Wind\",#REF!*0.7,IF(#REF!=\"Marine\",#REF!*0.7,IF(#REF!=\"Nuclear\",#REF!*0.85,IF(#REF!=\"Pumped_Storage\",#REF!*0.5,IF(#REF!=\"CCS\",#REF!*0.85,IF(#REF!=\"OCGT\",#REF!*0,IF(#REF!=\"\",0,#REF!*G$627))))))))","v":{"$error":"#REF!"}},{"$f":"IF(#REF!=\"Interconnector\",#REF!*1,IF(#REF!=\"Wind\",#REF!*0.7,IF(#REF!=\"Marine\",#REF!*0.7,IF(#REF!=\"Nuclear\",#REF!*0.85,IF(#REF!=\"Pumped_Storage\",#REF!*0.5,IF(#REF!=\"CCS\",#REF!*0.85,IF(#REF!=\"OCGT\",#REF!*0,IF(#REF!=\"\",0,#REF!*H$627))))))))","v":{"$error":"#REF!"}},{"$f":"IF(#REF!=\"Interconnector\",#REF!*1,IF(#REF!=\"Wind\",#REF!*0.7,IF(#REF!=\"Marine\",#REF!*0.7,IF(#REF!=\"Nuclear\",#REF!*0.85,IF(#REF!=\"Pumped_Storage\",#REF!*0.5,IF(#REF!=\"CCS\",#REF!*0.85,IF(#REF!=\"OCGT\",#REF!*0,IF(#REF!=\"\",0,#REF!*I$627))))))))","v":{"$error":"#REF!"}},{"$f":"IF(#REF!=\"Interconnector\",#REF!*1,IF(#REF!=\"Wind\",#REF!*0.7,IF(#REF!=\"Marine\",#REF!*0.7,IF(#REF!=\"Nuclear\",#REF!*0.85,IF(#REF!=\"Pumped_Storage\",#REF!*0.5,IF(#REF!=\"CCS\",#REF!*0.85,IF(#REF!=\"OCGT\",#REF!*0,IF(#REF!=\"\",0,#REF!*J$627))))))))","v":{"$error":"#REF!"}},{"$f":"IF(#REF!=\"Interconnector\",#REF!*1,IF(#REF!=\"Wind\",#REF!*0.7,IF(#REF!=\"Marine\",#REF!*0.7,IF(#REF!=\"Nuclear\",#REF!*0.85,IF(#REF!=\"Pumped_Storage\",#REF!*0.5,IF(#REF!=\"CCS\",#REF!*0.85,IF(#REF!=\"OCGT\",#REF!*0,IF(#REF!=\"\",0,#REF!*K$627))))))))","v":{"$error":"#REF!"}},{"$f":"IF(#REF!=\"Interconnector\",#REF!*1,IF(#REF!=\"Wind\",#REF!*0.7,IF(#REF!=\"Marine\",#REF!*0.7,IF(#REF!=\"Nuclear\",#REF!*0.85,IF(#REF!=\"Pumped_Storage\",#REF!*0.5,IF(#REF!=\"CCS\",#REF!*0.85,IF(#REF!=\"OCGT\",#REF!*0,IF(#REF!=\"\",0,#REF!*L$627))))))))","v":{"$error":"#REF!"}},{"$f":"IF(#REF!=\"Interconnector\",#REF!*1,IF(#REF!=\"Wind\",#REF!*0.7,IF(#REF!=\"Marine\",#REF!*0.7,IF(#REF!=\"Nuclear\",#REF!*0.85,IF(#REF!=\"Pumped_Storage\",#REF!*0.5,IF(#REF!=\"CCS\",#REF!*0.85,IF(#REF!=\"OCGT\",#REF!*0,IF(#REF!=\"\",0,#REF!*M$627))))))))","v":{"$error":"#REF!"}},{"$f":"IF(#REF!=\"Interconnector\",#REF!*1,IF(#REF!=\"Wind\",#REF!*0.7,IF(#REF!=\"Marine\",#REF!*0.7,IF(#REF!=\"Nuclear\",#REF!*0.85,IF(#REF!=\"Pumped_Storage\",#REF!*0.5,IF(#REF!=\"CCS\",#REF!*0.85,IF(#REF!=\"OCGT\",#REF!*0,IF(#REF!=\"\",0,#REF!*N$627))))))))","v":{"$error":"#REF!"}},{"$f":"IF(#REF!=\"Interconnector\",#REF!*1,IF(#REF!=\"Wind\",#REF!*0.7,IF(#REF!=\"Marine\",#REF!*0.7,IF(#REF!=\"Nuclear\",#REF!*0.85,IF(#REF!=\"Pumped_Storage\",#REF!*0.5,IF(#REF!=\"CCS\",#REF!*0.85,IF(#REF!=\"OCGT\",#REF!*0,IF(#REF!=\"\",0,#REF!*O$627))))))))","v":{"$error":"#REF!"}}]
[{"$f":"#REF!","v":{"$error":"#REF!"}},{"$f":"#REF!","v":{"$error":"#REF!"}},{"$f":"#REF!","v":{"$error":"#REF!"}},{"$f":"#REF!","v":{"$error":"#REF!"}},{"$f":"IF(#REF!=\"Interconnector\",#REF!*1,IF(#REF!=\"Wind\",#REF!*0.7,IF(#REF!=\"Marine\",#REF!*0.7,IF(#REF!=\"Nuclear\",#REF!*0.85,IF(#REF!=\"Pumped_Storage\",#REF!*0.5,IF(#REF!=\"CCS\",#REF!*0.85,IF(#REF!=\"OCGT\",#REF!*0,IF(#REF!=\"\",0,#REF!*E$627))))))))","v":{"$error":"#REF!"}},{"$f":"IF(#REF!=\"Interconnector\",#REF!*1,IF(#REF!=\"Wind\",#REF!*0.7,IF(#REF!=\"Marine\",#REF!*0.7,IF(#REF!=\"Nuclear\",#REF!*0.85,IF(#REF!=\"Pumped_Storage\",#REF!*0.5,IF(#REF!=\"CCS\",#REF!*0.85,IF(#REF!=\"OCGT\",#REF!*0,IF(#REF!=\"\",0,#REF!*F$627))))))))","v":{"$error":"#REF!"}},{"$f":"IF(#REF!=\"Interconnector\",#REF!*1,IF(#REF!=\"Wind\",#REF!*0.7,IF(#REF!=\"Marine\",#REF!*0.7,IF(#REF!=\"Nuclear\",#REF!*0.85,IF(#REF!=\"Pumped_Storage\",#REF!*0.5,IF(#REF!=\"CCS\",#REF!*0.85,IF(#REF!=\"OCGT\",#REF!*0,IF(#REF!=\"\",0,#REF!*G$627))))))))","v":{"$error":"#REF!"}},{"$f":"IF(#REF!=\"Interconnector\",#REF!*1,IF(#REF!=\"Wind\",#REF!*0.7,IF(#REF!=\"Marine\",#REF!*0.7,IF(#REF!=\"Nuclear\",#REF!*0.85,IF(#REF!=\"Pumped_Storage\",#REF!*0.5,IF(#REF!=\"CCS\",#REF!*0.85,IF(#REF!=\"OCGT\",#REF!*0,IF(#REF!=\"\",0,#REF!*H$627))))))))","v":{"$error":"#REF!"}},{"$f":"IF(#REF!=\"Interconnector\",#REF!*1,IF(#REF!=\"Wind\",#REF!*0.7,IF(#REF!=\"Marine\",#REF!*0.7,IF(#REF!=\"Nuclear\",#REF!*0.85,IF(#REF!=\"Pumped_Storage\",#REF!*0.5,IF(#REF!=\"CCS\",#REF!*0.85,IF(#REF!=\"OCGT\",#REF!*0,IF(#REF!=\"\",0,#REF!*I$627))))))))","v":{"$error":"#REF!"}},{"$f":"IF(#REF!=\"Interconnector\",#REF!*1,IF(#REF!=\"Wind\",#REF!*0.7,IF(#REF!=\"Marine\",#REF!*0.7,IF(#REF!=\"Nuclear\",#REF!*0.85,IF(#REF!=\"Pumped_Storage\",#REF!*0.5,IF(#REF!=\"CCS\",#REF!*0.85,IF(#REF!=\"OCGT\",#REF!*0,IF(#REF!=\"\",0,#REF!*J$627))))))))","v":{"$error":"#REF!"}},{"$f":"IF(#REF!=\"Interconnector\",#REF!*1,IF(#REF!=\"Wind\",#REF!*0.7,IF(#REF!=\"Marine\",#REF!*0.7,IF(#REF!=\"Nuclear\",#REF!*0.85,IF(#REF!=\"Pumped_Storage\",#REF!*0.5,IF(#REF!=\"CCS\",#REF!*0.85,IF(#REF!=\"OCGT\",#REF!*0,IF(#REF!=\"\",0,#REF!*K$627))))))))","v":{"$error":"#REF!"}},{"$f":"IF(#REF!=\"Interconnector\",#REF!*1,IF(#REF!=\"Wind\",#REF!*0.7,IF(#REF!=\"Marine\",#REF!*0.7,IF(#REF!=\"Nuclear\",#REF!*0.85,IF(#REF!=\"Pumped_Storage\",#REF!*0.5,IF(#REF!=\"CCS\",#REF!*0.85,IF(#REF!=\"OCGT\",#REF!*0,IF(#REF!=\"\",0,#REF!*L$627))))))))","v":{"$error":"#REF!"}},{"$f":"IF(#REF!=\"Interconnector\",#REF!*1,IF(#REF!=\"Wind\",#REF!*0.7,IF(#REF!=\"Marine\",#REF!*0.7,IF(#REF!=\"Nuclear\",#REF!*0.85,IF(#REF!=\"Pumped_Storage\",#REF!*0.5,IF(#REF!=\"CCS\",#REF!*0.85,IF(#REF!=\"OCGT\",#REF!*0,IF(#REF!=\"\",0,#REF!*M$627))))))))","v":{"$error":"#REF!"}},{"$f":"IF(#REF!=\"Interconnector\",#REF!*1,IF(#REF!=\"Wind\",#REF!*0.7,IF(#REF!=\"Marine\",#REF!*0.7,IF(#REF!=\"Nuclear\",#REF!*0.85,IF(#REF!=\"Pumped_Storage\",#REF!*0.5,IF(#REF!=\"CCS\",#REF!*0.85,IF(#REF!=\"OCGT\",#REF!*0,IF(#REF!=\"\",0,#REF!*N$627))))))))","v":{"$error":"#REF!"}},{"$f":"IF(#REF!=\"Interconnector\",#REF!*1,IF(#REF!=\"Wind\",#REF!*0.7,IF(#REF!=\"Marine\",#REF!*0.7,IF(#REF!=\"Nuclear\",#REF!*0.85,IF(#REF!=\"Pumped_Storage\",#REF!*0.5,IF(#REF!=\"CCS\",#REF!*0.85,IF(#REF!=\"OCGT\",#REF!*0,IF(#REF!=\"\",0,#REF!*O$627))))))))","v":{"$error":"#REF!"}}]
[{"$f":"#REF!","v":{"$error":"#REF!"}},{"$f":"#REF!","v":{"$error":"#REF!"}},{"$f":"#REF!","v":{"$error":"#REF!"}},{"$f":"#REF!","v":{"$error":"#REF!"}},{"$f":"IF(#REF!=\"Interconnector\",#REF!*1,IF(#REF!=\"Wind\",#REF!*0.7,IF(#REF!=\"Marine\",#REF!*0.7,IF(#REF!=\"Nuclear\",#REF!*0.85,IF(#REF!=\"Pumped_Storage\",#REF!*0.5,IF(#REF!=\"CCS\",#REF!*0.85,IF(#REF!=\"OCGT\",#REF!*0,IF(#REF!=\"\",0,#REF!*E$627))))))))","v":{"$error":"#REF!"}},{"$f":"IF(#REF!=\"Interconnector\",#REF!*1,IF(#REF!=\"Wind\",#REF!*0.7,IF(#REF!=\"Marine\",#REF!*0.7,IF(#REF!=\"Nuclear\",#REF!*0.85,IF(#REF!=\"Pumped_Storage\",#REF!*0.5,IF(#REF!=\"CCS\",#REF!*0.85,IF(#REF!=\"OCGT\",#REF!*0,IF(#REF!=\"\",0,#REF!*F$627))))))))","v":{"$error":"#REF!"}},{"$f":"IF(#REF!=\"Interconnector\",#REF!*1,IF(#REF!=\"Wind\",#REF!*0.7,IF(#REF!=\"Marine\",#REF!*0.7,IF(#REF!=\"Nuclear\",#REF!*0.85,IF(#REF!=\"Pumped_Storage\",#REF!*0.5,IF(#REF!=\"CCS\",#REF!*0.85,IF(#REF!=\"OCGT\",#REF!*0,IF(#REF!=\"\",0,#REF!*G$627))))))))","v":{"$error":"#REF!"}},{"$f":"IF(#REF!=\"Interconnector\",#REF!*1,IF(#REF!=\"Wind\",#REF!*0.7,IF(#REF!=\"Marine\",#REF!*0.7,IF(#REF!=\"Nuclear\",#REF!*0.85,IF(#REF!=\"Pumped_Storage\",#REF!*0.5,IF(#REF!=\"CCS\",#REF!*0.85,IF(#REF!=\"OCGT\",#REF!*0,IF(#REF!=\"\",0,#REF!*H$627))))))))","v":{"$error":"#REF!"}},{"$f":"IF(#REF!=\"Interconnector\",#REF!*1,IF(#REF!=\"Wind\",#REF!*0.7,IF(#REF!=\"Marine\",#REF!*0.7,IF(#REF!=\"Nuclear\",#REF!*0.85,IF(#REF!=\"Pumped_Storage\",#REF!*0.5,IF(#REF!=\"CCS\",#REF!*0.85,IF(#REF!=\"OCGT\",#REF!*0,IF(#REF!=\"\",0,#REF!*I$627))))))))","v":{"$error":"#REF!"}},{"$f":"IF(#REF!=\"Interconnector\",#REF!*1,IF(#REF!=\"Wind\",#REF!*0.7,IF(#REF!=\"Marine\",#REF!*0.7,IF(#REF!=\"Nuclear\",#REF!*0.85,IF(#REF!=\"Pumped_Storage\",#REF!*0.5,IF(#REF!=\"CCS\",#REF!*0.85,IF(#REF!=\"OCGT\",#REF!*0,IF(#REF!=\"\",0,#REF!*J$627))))))))","v":{"$error":"#REF!"}},{"$f":"IF(#REF!=\"Interconnector\",#REF!*1,IF(#REF!=\"Wind\",#REF!*0.7,IF(#REF!=\"Marine\",#REF!*0.7,IF(#REF!=\"Nuclear\",#REF!*0.85,IF(#REF!=\"Pumped_Storage\",#REF!*0.5,IF(#REF!=\"CCS\",#REF!*0.85,IF(#REF!=\"OCGT\",#REF!*0,IF(#REF!=\"\",0,#REF!*K$627))))))))","v":{"$error":"#REF!"}},{"$f":"IF(#REF!=\"Interconnector\",#REF!*1,IF(#REF!=\"Wind\",#REF!*0.7,IF(#REF!=\"Marine\",#REF!*0.7,IF(#REF!=\"Nuclear\",#REF!*0.85,IF(#REF!=\"Pumped_Storage\",#REF!*0.5,IF(#REF!=\"CCS\",#REF!*0.85,IF(#REF!=\"OCGT\",#REF!*0,IF(#REF!=\"\",0,#REF!*L$627))))))))","v":{"$error":"#REF!"}},{"$f":"IF(#REF!=\"Interconnector\",#REF!*1,IF(#REF!=\"Wind\",#REF!*0.7,IF(#REF!=\"Marine\",#REF!*0.7,IF(#REF!=\"Nuclear\",#REF!*0.85,IF(#REF!=\"Pumped_Storage\",#REF!*0.5,IF(#REF!=\"CCS\",#REF!*0.85,IF(#REF!=\"OCGT\",#REF!*0,IF(#REF!=\"\",0,#REF!*M$627))))))))","v":{"$error":"#REF!"}},{"$f":"IF(#REF!=\"Interconnector\",#REF!*1,IF(#REF!=\"Wind\",#REF!*0.7,IF(#REF!=\"Marine\",#REF!*0.7,IF(#REF!=\"Nuclear\",#REF!*0.85,IF(#REF!=\"Pumped_Storage\",#REF!*0.5,IF(#REF!=\"CCS\",#REF!*0.85,IF(#REF!=\"OCGT\",#REF!*0,IF(#REF!=\"\",0,#REF!*N$627))))))))","v":{"$error":"#REF!"}},{"$f":"IF(#REF!=\"Interconnector\",#REF!*1,IF(#REF!=\"Wind\",#REF!*0.7,IF(#REF!=\"Marine\",#REF!*0.7,IF(#REF!=\"Nuclear\",#REF!*0.85,IF(#REF!=\"Pumped_Storage\",#REF!*0.5,IF(#REF!=\"CCS\",#REF!*0.85,IF(#REF!=\"OCGT\",#REF!*0,IF(#REF!=\"\",0,#REF!*O$627))))))))","v":{"$error":"#REF!"}}]
[{"$f":"#REF!","v":{"$error":"#REF!"}},{"$f":"#REF!","v":{"$error":"#REF!"}},{"$f":"#REF!","v":{"$error":"#REF!"}},{"$f":"#REF!","v":{"$error":"#REF!"}},{"$f":"IF(#REF!=\"Interconnector\",#REF!*1,IF(#REF!=\"Wind\",#REF!*0.7,IF(#REF!=\"Marine\",#REF!*0.7,IF(#REF!=\"Nuclear\",#REF!*0.85,IF(#REF!=\"Pumped_Storage\",#REF!*0.5,IF(#REF!=\"CCS\",#REF!*0.85,IF(#REF!=\"OCGT\",#REF!*0,IF(#REF!=\"\",0,#REF!*E$627))))))))","v":{"$error":"#REF!"}},{"$f":"IF(#REF!=\"Interconnector\",#REF!*1,IF(#REF!=\"Wind\",#REF!*0.7,IF(#REF!=\"Marine\",#REF!*0.7,IF(#REF!=\"Nuclear\",#REF!*0.85,IF(#REF!=\"Pumped_Storage\",#REF!*0.5,IF(#REF!=\"CCS\",#REF!*0.85,IF(#REF!=\"OCGT\",#REF!*0,IF(#REF!=\"\",0,#REF!*F$627))))))))","v":{"$error":"#REF!"}},{"$f":"IF(#REF!=\"Interconnector\",#REF!*1,IF(#REF!=\"Wind\",#REF!*0.7,IF(#REF!=\"Marine\",#REF!*0.7,IF(#REF!=\"Nuclear\",#REF!*0.85,IF(#REF!=\"Pumped_Storage\",#REF!*0.5,IF(#REF!=\"CCS\",#REF!*0.85,IF(#REF!=\"OCGT\",#REF!*0,IF(#REF!=\"\",0,#REF!*G$627))))))))","v":{"$error":"#REF!"}},{"$f":"IF(#REF!=\"Interconnector\",#REF!*1,IF(#REF!=\"Wind\",#REF!*0.7,IF(#REF!=\"Marine\",#REF!*0.7,IF(#REF!=\"Nuclear\",#REF!*0.85,IF(#REF!=\"Pumped_Storage\",#REF!*0.5,IF(#REF!=\"CCS\",#REF!*0.85,IF(#REF!=\"OCGT\",#REF!*0,IF(#REF!=\"\",0,#REF!*H$627))))))))","v":{"$error":"#REF!"}},{"$f":"IF(#REF!=\"Interconnector\",#REF!*1,IF(#REF!=\"Wind\",#REF!*0.7,IF(#REF!=\"Marine\",#REF!*0.7,IF(#REF!=\"Nuclear\",#REF!*0.85,IF(#REF!=\"Pumped_Storage\",#REF!*0.5,IF(#REF!=\"CCS\",#REF!*0.85,IF(#REF!=\"OCGT\",#REF!*0,IF(#REF!=\"\",0,#REF!*I$627))))))))","v":{"$error":"#REF!"}},{"$f":"IF(#REF!=\"Interconnector\",#REF!*1,IF(#REF!=\"Wind\",#REF!*0.7,IF(#REF!=\"Marine\",#REF!*0.7,IF(#REF!=\"Nuclear\",#REF!*0.85,IF(#REF!=\"Pumped_Storage\",#REF!*0.5,IF(#REF!=\"CCS\",#REF!*0.85,IF(#REF!=\"OCGT\",#REF!*0,IF(#REF!=\"\",0,#REF!*J$627))))))))","v":{"$error":"#REF!"}},{"$f":"IF(#REF!=\"Interconnector\",#REF!*1,IF(#REF!=\"Wind\",#REF!*0.7,IF(#REF!=\"Marine\",#REF!*0.7,IF(#REF!=\"Nuclear\",#REF!*0.85,IF(#REF!=\"Pumped_Storage\",#REF!*0.5,IF(#REF!=\"CCS\",#REF!*0.85,IF(#REF!=\"OCGT\",#REF!*0,IF(#REF!=\"\",0,#REF!*K$627))))))))","v":{"$error":"#REF!"}},{"$f":"IF(#REF!=\"Interconnector\",#REF!*1,IF(#REF!=\"Wind\",#REF!*0.7,IF(#REF!=\"Marine\",#REF!*0.7,IF(#REF!=\"Nuclear\",#REF!*0.85,IF(#REF!=\"Pumped_Storage\",#REF!*0.5,IF(#REF!=\"CCS\",#REF!*0.85,IF(#REF!=\"OCGT\",#REF!*0,IF(#REF!=\"\",0,#REF!*L$627))))))))","v":{"$error":"#REF!"}},{"$f":"IF(#REF!=\"Interconnector\",#REF!*1,IF(#REF!=\"Wind\",#REF!*0.7,IF(#REF!=\"Marine\",#REF!*0.7,IF(#REF!=\"Nuclear\",#REF!*0.85,IF(#REF!=\"Pumped_Storage\",#REF!*0.5,IF(#REF!=\"CCS\",#REF!*0.85,IF(#REF!=\"OCGT\",#REF!*0,IF(#REF!=\"\",0,#REF!*M$627))))))))","v":{"$error":"#REF!"}},{"$f":"IF(#REF!=\"Interconnector\",#REF!*1,IF(#REF!=\"Wind\",#REF!*0.7,IF(#REF!=\"Marine\",#REF!*0.7,IF(#REF!=\"Nuclear\",#REF!*0.85,IF(#REF!=\"Pumped_Storage\",#REF!*0.5,IF(#REF!=\"CCS\",#REF!*0.85,IF(#REF!=\"OCGT\",#REF!*0,IF(#REF!=\"\",0,#REF!*N$627))))))))","v":{"$error":"#REF!"}},{"$f":"IF(#REF!=\"Interconnector\",#REF!*1,IF(#REF!=\"Wind\",#REF!*0.7,IF(#REF!=\"Marine\",#REF!*0.7,IF(#REF!=\"Nuclear\",#REF!*0.85,IF(#REF!=\"Pumped_Storage\",#REF!*0.5,IF(#REF!=\"CCS\",#REF!*0.85,IF(#REF!=\"OCGT\",#REF!*0,IF(#REF!=\"\",0,#REF!*O$627))))))))","v":{"$error":"#REF!"}}]
[{"$f":"#REF!","v":{"$error":"#REF!"}},{"$f":"#REF!","v":{"$error":"#REF!"}},{"$f":"#REF!","v":{"$error":"#REF!"}},{"$f":"#REF!","v":{"$error":"#REF!"}},{"$f":"IF(#REF!=\"Interconnector\",#REF!*1,IF(#REF!=\"Wind\",#REF!*0.7,IF(#REF!=\"Marine\",#REF!*0.7,IF(#REF!=\"Nuclear\",#REF!*0.85,IF(#REF!=\"Pumped_Storage\",#REF!*0.5,IF(#REF!=\"CCS\",#REF!*0.85,IF(#REF!=\"OCGT\",#REF!*0,IF(#REF!=\"\",0,#REF!*E$627))))))))","v":{"$error":"#REF!"}},{"$f":"IF(#REF!=\"Interconnector\",#REF!*1,IF(#REF!=\"Wind\",#REF!*0.7,IF(#REF!=\"Marine\",#REF!*0.7,IF(#REF!=\"Nuclear\",#REF!*0.85,IF(#REF!=\"Pumped_Storage\",#REF!*0.5,IF(#REF!=\"CCS\",#REF!*0.85,IF(#REF!=\"OCGT\",#REF!*0,IF(#REF!=\"\",0,#REF!*F$627))))))))","v":{"$error":"#REF!"}},{"$f":"IF(#REF!=\"Interconnector\",#REF!*1,IF(#REF!=\"Wind\",#REF!*0.7,IF(#REF!=\"Marine\",#REF!*0.7,IF(#REF!=\"Nuclear\",#REF!*0.85,IF(#REF!=\"Pumped_Storage\",#REF!*0.5,IF(#REF!=\"CCS\",#REF!*0.85,IF(#REF!=\"OCGT\",#REF!*0,IF(#REF!=\"\",0,#REF!*G$627))))))))","v":{"$error":"#REF!"}},{"$f":"IF(#REF!=\"Interconnector\",#REF!*1,IF(#REF!=\"Wind\",#REF!*0.7,IF(#REF!=\"Marine\",#REF!*0.7,IF(#REF!=\"Nuclear\",#REF!*0.85,IF(#REF!=\"Pumped_Storage\",#REF!*0.5,IF(#REF!=\"CCS\",#REF!*0.85,IF(#REF!=\"OCGT\",#REF!*0,IF(#REF!=\"\",0,#REF!*H$627))))))))","v":{"$error":"#REF!"}},{"$f":"IF(#REF!=\"Interconnector\",#REF!*1,IF(#REF!=\"Wind\",#REF!*0.7,IF(#REF!=\"Marine\",#REF!*0.7,IF(#REF!=\"Nuclear\",#REF!*0.85,IF(#REF!=\"Pumped_Storage\",#REF!*0.5,IF(#REF!=\"CCS\",#REF!*0.85,IF(#REF!=\"OCGT\",#REF!*0,IF(#REF!=\"\",0,#REF!*I$627))))))))","v":{"$error":"#REF!"}},{"$f":"IF(#REF!=\"Interconnector\",#REF!*1,IF(#REF!=\"Wind\",#REF!*0.7,IF(#REF!=\"Marine\",#REF!*0.7,IF(#REF!=\"Nuclear\",#REF!*0.85,IF(#REF!=\"Pumped_Storage\",#REF!*0.5,IF(#REF!=\"CCS\",#REF!*0.85,IF(#REF!=\"OCGT\",#REF!*0,IF(#REF!=\"\",0,#REF!*J$627))))))))","v":{"$error":"#REF!"}},{"$f":"IF(#REF!=\"Interconnector\",#REF!*1,IF(#REF!=\"Wind\",#REF!*0.7,IF(#REF!=\"Marine\",#REF!*0.7,IF(#REF!=\"Nuclear\",#REF!*0.85,IF(#REF!=\"Pumped_Storage\",#REF!*0.5,IF(#REF!=\"CCS\",#REF!*0.85,IF(#REF!=\"OCGT\",#REF!*0,IF(#REF!=\"\",0,#REF!*K$627))))))))","v":{"$error":"#REF!"}},{"$f":"IF(#REF!=\"Interconnector\",#REF!*1,IF(#REF!=\"Wind\",#REF!*0.7,IF(#REF!=\"Marine\",#REF!*0.7,IF(#REF!=\"Nuclear\",#REF!*0.85,IF(#REF!=\"Pumped_Storage\",#REF!*0.5,IF(#REF!=\"CCS\",#REF!*0.85,IF(#REF!=\"OCGT\",#REF!*0,IF(#REF!=\"\",0,#REF!*L$627))))))))","v":{"$error":"#REF!"}},{"$f":"IF(#REF!=\"Interconnector\",#REF!*1,IF(#REF!=\"Wind\",#REF!*0.7,IF(#REF!=\"Marine\",#REF!*0.7,IF(#REF!=\"Nuclear\",#REF!*0.85,IF(#REF!=\"Pumped_Storage\",#REF!*0.5,IF(#REF!=\"CCS\",#REF!*0.85,IF(#REF!=\"OCGT\",#REF!*0,IF(#REF!=\"\",0,#REF!*M$627))))))))","v":{"$error":"#REF!"}},{"$f":"IF(#REF!=\"Interconnector\",#REF!*1,IF(#REF!=\"Wind\",#REF!*0.7,IF(#REF!=\"Marine\",#REF!*0.7,IF(#REF!=\"Nuclear\",#REF!*0.85,IF(#REF!=\"Pumped_Storage\",#REF!*0.5,IF(#REF!=\"CCS\",#REF!*0.85,IF(#REF!=\"OCGT\",#REF!*0,IF(#REF!=\"\",0,#REF!*N$627))))))))","v":{"$error":"#REF!"}},{"$f":"IF(#REF!=\"Interconnector\",#REF!*1,IF(#REF!=\"Wind\",#REF!*0.7,IF(#REF!=\"Marine\",#REF!*0.7,IF(#REF!=\"Nuclear\",#REF!*0.85,IF(#REF!=\"Pumped_Storage\",#REF!*0.5,IF(#REF!=\"CCS\",#REF!*0.85,IF(#REF!=\"OCGT\",#REF!*0,IF(#REF!=\"\",0,#REF!*O$627))))))))","v":{"$error":"#REF!"}}]
[{"$f":"#REF!","v":{"$error":"#REF!"}},{"$f":"#REF!","v":{"$error":"#REF!"}},{"$f":"#REF!","v":{"$error":"#REF!"}},{"$f":"#REF!","v":{"$error":"#REF!"}},{"$f":"IF(#REF!=\"Interconnector\",#REF!*1,IF(#REF!=\"Wind\",#REF!*0.7,IF(#REF!=\"Marine\",#REF!*0.7,IF(#REF!=\"Nuclear\",#REF!*0.85,IF(#REF!=\"Pumped_Storage\",#REF!*0.5,IF(#REF!=\"CCS\",#REF!*0.85,IF(#REF!=\"OCGT\",#REF!*0,IF(#REF!=\"\",0,#REF!*E$627))))))))","v":{"$error":"#REF!"}},{"$f":"IF(#REF!=\"Interconnector\",#REF!*1,IF(#REF!=\"Wind\",#REF!*0.7,IF(#REF!=\"Marine\",#REF!*0.7,IF(#REF!=\"Nuclear\",#REF!*0.85,IF(#REF!=\"Pumped_Storage\",#REF!*0.5,IF(#REF!=\"CCS\",#REF!*0.85,IF(#REF!=\"OCGT\",#REF!*0,IF(#REF!=\"\",0,#REF!*F$627))))))))","v":{"$error":"#REF!"}},{"$f":"IF(#REF!=\"Interconnector\",#REF!*1,IF(#REF!=\"Wind\",#REF!*0.7,IF(#REF!=\"Marine\",#REF!*0.7,IF(#REF!=\"Nuclear\",#REF!*0.85,IF(#REF!=\"Pumped_Storage\",#REF!*0.5,IF(#REF!=\"CCS\",#REF!*0.85,IF(#REF!=\"OCGT\",#REF!*0,IF(#REF!=\"\",0,#REF!*G$627))))))))","v":{"$error":"#REF!"}},{"$f":"IF(#REF!=\"Interconnector\",#REF!*1,IF(#REF!=\"Wind\",#REF!*0.7,IF(#REF!=\"Marine\",#REF!*0.7,IF(#REF!=\"Nuclear\",#REF!*0.85,IF(#REF!=\"Pumped_Storage\",#REF!*0.5,IF(#REF!=\"CCS\",#REF!*0.85,IF(#REF!=\"OCGT\",#REF!*0,IF(#REF!=\"\",0,#REF!*H$627))))))))","v":{"$error":"#REF!"}},{"$f":"IF(#REF!=\"Interconnector\",#REF!*1,IF(#REF!=\"Wind\",#REF!*0.7,IF(#REF!=\"Marine\",#REF!*0.7,IF(#REF!=\"Nuclear\",#REF!*0.85,IF(#REF!=\"Pumped_Storage\",#REF!*0.5,IF(#REF!=\"CCS\",#REF!*0.85,IF(#REF!=\"OCGT\",#REF!*0,IF(#REF!=\"\",0,#REF!*I$627))))))))","v":{"$error":"#REF!"}},{"$f":"IF(#REF!=\"Interconnector\",#REF!*1,IF(#REF!=\"Wind\",#REF!*0.7,IF(#REF!=\"Marine\",#REF!*0.7,IF(#REF!=\"Nuclear\",#REF!*0.85,IF(#REF!=\"Pumped_Storage\",#REF!*0.5,IF(#REF!=\"CCS\",#REF!*0.85,IF(#REF!=\"OCGT\",#REF!*0,IF(#REF!=\"\",0,#REF!*J$627))))))))","v":{"$error":"#REF!"}},{"$f":"IF(#REF!=\"Interconnector\",#REF!*1,IF(#REF!=\"Wind\",#REF!*0.7,IF(#REF!=\"Marine\",#REF!*0.7,IF(#REF!=\"Nuclear\",#REF!*0.85,IF(#REF!=\"Pumped_Storage\",#REF!*0.5,IF(#REF!=\"CCS\",#REF!*0.85,IF(#REF!=\"OCGT\",#REF!*0,IF(#REF!=\"\",0,#REF!*K$627))))))))","v":{"$error":"#REF!"}},{"$f":"IF(#REF!=\"Interconnector\",#REF!*1,IF(#REF!=\"Wind\",#REF!*0.7,IF(#REF!=\"Marine\",#REF!*0.7,IF(#REF!=\"Nuclear\",#REF!*0.85,IF(#REF!=\"Pumped_Storage\",#REF!*0.5,IF(#REF!=\"CCS\",#REF!*0.85,IF(#REF!=\"OCGT\",#REF!*0,IF(#REF!=\"\",0,#REF!*L$627))))))))","v":{"$error":"#REF!"}},{"$f":"IF(#REF!=\"Interconnector\",#REF!*1,IF(#REF!=\"Wind\",#REF!*0.7,IF(#REF!=\"Marine\",#REF!*0.7,IF(#REF!=\"Nuclear\",#REF!*0.85,IF(#REF!=\"Pumped_Storage\",#REF!*0.5,IF(#REF!=\"CCS\",#REF!*0.85,IF(#REF!=\"OCGT\",#REF!*0,IF(#REF!=\"\",0,#REF!*M$627))))))))","v":{"$error":"#REF!"}},{"$f":"IF(#REF!=\"Interconnector\",#REF!*1,IF(#REF!=\"Wind\",#REF!*0.7,IF(#REF!=\"Marine\",#REF!*0.7,IF(#REF!=\"Nuclear\",#REF!*0.85,IF(#REF!=\"Pumped_Storage\",#REF!*0.5,IF(#REF!=\"CCS\",#REF!*0.85,IF(#REF!=\"OCGT\",#REF!*0,IF(#REF!=\"\",0,#REF!*N$627))))))))","v":{"$error":"#REF!"}},{"$f":"IF(#REF!=\"Interconnector\",#REF!*1,IF(#REF!=\"Wind\",#REF!*0.7,IF(#REF!=\"Marine\",#REF!*0.7,IF(#REF!=\"Nuclear\",#REF!*0.85,IF(#REF!=\"Pumped_Storage\",#REF!*0.5,IF(#REF!=\"CCS\",#REF!*0.85,IF(#REF!=\"OCGT\",#REF!*0,IF(#REF!=\"\",0,#REF!*O$627))))))))","v":{"$error":"#REF!"}}]
[{"$f":"#REF!","v":{"$error":"#REF!"}},{"$f":"#REF!","v":{"$error":"#REF!"}},{"$f":"#REF!","v":{"$error":"#REF!"}},{"$f":"#REF!","v":{"$error":"#REF!"}},{"$f":"IF(#REF!=\"Interconnector\",#REF!*1,IF(#REF!=\"Wind\",#REF!*0.7,IF(#REF!=\"Marine\",#REF!*0.7,IF(#REF!=\"Nuclear\",#REF!*0.85,IF(#REF!=\"Pumped_Storage\",#REF!*0.5,IF(#REF!=\"CCS\",#REF!*0.85,IF(#REF!=\"OCGT\",#REF!*0,IF(#REF!=\"\",0,#REF!*E$627))))))))","v":{"$error":"#REF!"}},{"$f":"IF(#REF!=\"Interconnector\",#REF!*1,IF(#REF!=\"Wind\",#REF!*0.7,IF(#REF!=\"Marine\",#REF!*0.7,IF(#REF!=\"Nuclear\",#REF!*0.85,IF(#REF!=\"Pumped_Storage\",#REF!*0.5,IF(#REF!=\"CCS\",#REF!*0.85,IF(#REF!=\"OCGT\",#REF!*0,IF(#REF!=\"\",0,#REF!*F$627))))))))","v":{"$error":"#REF!"}},{"$f":"IF(#REF!=\"Interconnector\",#REF!*1,IF(#REF!=\"Wind\",#REF!*0.7,IF(#REF!=\"Marine\",#REF!*0.7,IF(#REF!=\"Nuclear\",#REF!*0.85,IF(#REF!=\"Pumped_Storage\",#REF!*0.5,IF(#REF!=\"CCS\",#REF!*0.85,IF(#REF!=\"OCGT\",#REF!*0,IF(#REF!=\"\",0,#REF!*G$627))))))))","v":{"$error":"#REF!"}},{"$f":"IF(#REF!=\"Interconnector\",#REF!*1,IF(#REF!=\"Wind\",#REF!*0.7,IF(#REF!=\"Marine\",#REF!*0.7,IF(#REF!=\"Nuclear\",#REF!*0.85,IF(#REF!=\"Pumped_Storage\",#REF!*0.5,IF(#REF!=\"CCS\",#REF!*0.85,IF(#REF!=\"OCGT\",#REF!*0,IF(#REF!=\"\",0,#REF!*H$627))))))))","v":{"$error":"#REF!"}},{"$f":"IF(#REF!=\"Interconnector\",#REF!*1,IF(#REF!=\"Wind\",#REF!*0.7,IF(#REF!=\"Marine\",#REF!*0.7,IF(#REF!=\"Nuclear\",#REF!*0.85,IF(#REF!=\"Pumped_Storage\",#REF!*0.5,IF(#REF!=\"CCS\",#REF!*0.85,IF(#REF!=\"OCGT\",#REF!*0,IF(#REF!=\"\",0,#REF!*I$627))))))))","v":{"$error":"#REF!"}},{"$f":"IF(#REF!=\"Interconnector\",#REF!*1,IF(#REF!=\"Wind\",#REF!*0.7,IF(#REF!=\"Marine\",#REF!*0.7,IF(#REF!=\"Nuclear\",#REF!*0.85,IF(#REF!=\"Pumped_Storage\",#REF!*0.5,IF(#REF!=\"CCS\",#REF!*0.85,IF(#REF!=\"OCGT\",#REF!*0,IF(#REF!=\"\",0,#REF!*J$627))))))))","v":{"$error":"#REF!"}},{"$f":"IF(#REF!=\"Interconnector\",#REF!*1,IF(#REF!=\"Wind\",#REF!*0.7,IF(#REF!=\"Marine\",#REF!*0.7,IF(#REF!=\"Nuclear\",#REF!*0.85,IF(#REF!=\"Pumped_Storage\",#REF!*0.5,IF(#REF!=\"CCS\",#REF!*0.85,IF(#REF!=\"OCGT\",#REF!*0,IF(#REF!=\"\",0,#REF!*K$627))))))))","v":{"$error":"#REF!"}},{"$f":"IF(#REF!=\"Interconnector\",#REF!*1,IF(#REF!=\"Wind\",#REF!*0.7,IF(#REF!=\"Marine\",#REF!*0.7,IF(#REF!=\"Nuclear\",#REF!*0.85,IF(#REF!=\"Pumped_Storage\",#REF!*0.5,IF(#REF!=\"CCS\",#REF!*0.85,IF(#REF!=\"OCGT\",#REF!*0,IF(#REF!=\"\",0,#REF!*L$627))))))))","v":{"$error":"#REF!"}},{"$f":"IF(#REF!=\"Interconnector\",#REF!*1,IF(#REF!=\"Wind\",#REF!*0.7,IF(#REF!=\"Marine\",#REF!*0.7,IF(#REF!=\"Nuclear\",#REF!*0.85,IF(#REF!=\"Pumped_Storage\",#REF!*0.5,IF(#REF!=\"CCS\",#REF!*0.85,IF(#REF!=\"OCGT\",#REF!*0,IF(#REF!=\"\",0,#REF!*M$627))))))))","v":{"$error":"#REF!"}},{"$f":"IF(#REF!=\"Interconnector\",#REF!*1,IF(#REF!=\"Wind\",#REF!*0.7,IF(#REF!=\"Marine\",#REF!*0.7,IF(#REF!=\"Nuclear\",#REF!*0.85,IF(#REF!=\"Pumped_Storage\",#REF!*0.5,IF(#REF!=\"CCS\",#REF!*0.85,IF(#REF!=\"OCGT\",#REF!*0,IF(#REF!=\"\",0,#REF!*N$627))))))))","v":{"$error":"#REF!"}},{"$f":"IF(#REF!=\"Interconnector\",#REF!*1,IF(#REF!=\"Wind\",#REF!*0.7,IF(#REF!=\"Marine\",#REF!*0.7,IF(#REF!=\"Nuclear\",#REF!*0.85,IF(#REF!=\"Pumped_Storage\",#REF!*0.5,IF(#REF!=\"CCS\",#REF!*0.85,IF(#REF!=\"OCGT\",#REF!*0,IF(#REF!=\"\",0,#REF!*O$627))))))))","v":{"$error":"#REF!"}}]
[{"$f":"#REF!","v":{"$error":"#REF!"}},{"$f":"#REF!","v":{"$error":"#REF!"}},{"$f":"#REF!","v":{"$error":"#REF!"}},{"$f":"#REF!","v":{"$error":"#REF!"}},{"$f":"IF(#REF!=\"Interconnector\",#REF!*1,IF(#REF!=\"Wind\",#REF!*0.7,IF(#REF!=\"Marine\",#REF!*0.7,IF(#REF!=\"Nuclear\",#REF!*0.85,IF(#REF!=\"Pumped_Storage\",#REF!*0.5,IF(#REF!=\"CCS\",#REF!*0.85,IF(#REF!=\"OCGT\",#REF!*0,IF(#REF!=\"\",0,#REF!*E$627))))))))","v":{"$error":"#REF!"}},{"$f":"IF(#REF!=\"Interconnector\",#REF!*1,IF(#REF!=\"Wind\",#REF!*0.7,IF(#REF!=\"Marine\",#REF!*0.7,IF(#REF!=\"Nuclear\",#REF!*0.85,IF(#REF!=\"Pumped_Storage\",#REF!*0.5,IF(#REF!=\"CCS\",#REF!*0.85,IF(#REF!=\"OCGT\",#REF!*0,IF(#REF!=\"\",0,#REF!*F$627))))))))","v":{"$error":"#REF!"}},{"$f":"IF(#REF!=\"Interconnector\",#REF!*1,IF(#REF!=\"Wind\",#REF!*0.7,IF(#REF!=\"Marine\",#REF!*0.7,IF(#REF!=\"Nuclear\",#REF!*0.85,IF(#REF!=\"Pumped_Storage\",#REF!*0.5,IF(#REF!=\"CCS\",#REF!*0.85,IF(#REF!=\"OCGT\",#REF!*0,IF(#REF!=\"\",0,#REF!*G$627))))))))","v":{"$error":"#REF!"}},{"$f":"IF(#REF!=\"Interconnector\",#REF!*1,IF(#REF!=\"Wind\",#REF!*0.7,IF(#REF!=\"Marine\",#REF!*0.7,IF(#REF!=\"Nuclear\",#REF!*0.85,IF(#REF!=\"Pumped_Storage\",#REF!*0.5,IF(#REF!=\"CCS\",#REF!*0.85,IF(#REF!=\"OCGT\",#REF!*0,IF(#REF!=\"\",0,#REF!*H$627))))))))","v":{"$error":"#REF!"}},{"$f":"IF(#REF!=\"Interconnector\",#REF!*1,IF(#REF!=\"Wind\",#REF!*0.7,IF(#REF!=\"Marine\",#REF!*0.7,IF(#REF!=\"Nuclear\",#REF!*0.85,IF(#REF!=\"Pumped_Storage\",#REF!*0.5,IF(#REF!=\"CCS\",#REF!*0.85,IF(#REF!=\"OCGT\",#REF!*0,IF(#REF!=\"\",0,#REF!*I$627))))))))","v":{"$error":"#REF!"}},{"$f":"IF(#REF!=\"Interconnector\",#REF!*1,IF(#REF!=\"Wind\",#REF!*0.7,IF(#REF!=\"Marine\",#REF!*0.7,IF(#REF!=\"Nuclear\",#REF!*0.85,IF(#REF!=\"Pumped_Storage\",#REF!*0.5,IF(#REF!=\"CCS\",#REF!*0.85,IF(#REF!=\"OCGT\",#REF!*0,IF(#REF!=\"\",0,#REF!*J$627))))))))","v":{"$error":"#REF!"}},{"$f":"IF(#REF!=\"Interconnector\",#REF!*1,IF(#REF!=\"Wind\",#REF!*0.7,IF(#REF!=\"Marine\",#REF!*0.7,IF(#REF!=\"Nuclear\",#REF!*0.85,IF(#REF!=\"Pumped_Storage\",#REF!*0.5,IF(#REF!=\"CCS\",#REF!*0.85,IF(#REF!=\"OCGT\",#REF!*0,IF(#REF!=\"\",0,#REF!*K$627))))))))","v":{"$error":"#REF!"}},{"$f":"IF(#REF!=\"Interconnector\",#REF!*1,IF(#REF!=\"Wind\",#REF!*0.7,IF(#REF!=\"Marine\",#REF!*0.7,IF(#REF!=\"Nuclear\",#REF!*0.85,IF(#REF!=\"Pumped_Storage\",#REF!*0.5,IF(#REF!=\"CCS\",#REF!*0.85,IF(#REF!=\"OCGT\",#REF!*0,IF(#REF!=\"\",0,#REF!*L$627))))))))","v":{"$error":"#REF!"}},{"$f":"IF(#REF!=\"Interconnector\",#REF!*1,IF(#REF!=\"Wind\",#REF!*0.7,IF(#REF!=\"Marine\",#REF!*0.7,IF(#REF!=\"Nuclear\",#REF!*0.85,IF(#REF!=\"Pumped_Storage\",#REF!*0.5,IF(#REF!=\"CCS\",#REF!*0.85,IF(#REF!=\"OCGT\",#REF!*0,IF(#REF!=\"\",0,#REF!*M$627))))))))","v":{"$error":"#REF!"}},{"$f":"IF(#REF!=\"Interconnector\",#REF!*1,IF(#REF!=\"Wind\",#REF!*0.7,IF(#REF!=\"Marine\",#REF!*0.7,IF(#REF!=\"Nuclear\",#REF!*0.85,IF(#REF!=\"Pumped_Storage\",#REF!*0.5,IF(#REF!=\"CCS\",#REF!*0.85,IF(#REF!=\"OCGT\",#REF!*0,IF(#REF!=\"\",0,#REF!*N$627))))))))","v":{"$error":"#REF!"}},{"$f":"IF(#REF!=\"Interconnector\",#REF!*1,IF(#REF!=\"Wind\",#REF!*0.7,IF(#REF!=\"Marine\",#REF!*0.7,IF(#REF!=\"Nuclear\",#REF!*0.85,IF(#REF!=\"Pumped_Storage\",#REF!*0.5,IF(#REF!=\"CCS\",#REF!*0.85,IF(#REF!=\"OCGT\",#REF!*0,IF(#REF!=\"\",0,#REF!*O$627))))))))","v":{"$error":"#REF!"}}]
[{"$f":"#REF!","v":{"$error":"#REF!"}},{"$f":"#REF!","v":{"$error":"#REF!"}},{"$f":"#REF!","v":{"$error":"#REF!"}},{"$f":"#REF!","v":{"$error":"#REF!"}},{"$f":"IF(#REF!=\"Interconnector\",#REF!*1,IF(#REF!=\"Wind\",#REF!*0.7,IF(#REF!=\"Marine\",#REF!*0.7,IF(#REF!=\"Nuclear\",#REF!*0.85,IF(#REF!=\"Pumped_Storage\",#REF!*0.5,IF(#REF!=\"CCS\",#REF!*0.85,IF(#REF!=\"OCGT\",#REF!*0,IF(#REF!=\"\",0,#REF!*E$627))))))))","v":{"$error":"#REF!"}},{"$f":"IF(#REF!=\"Interconnector\",#REF!*1,IF(#REF!=\"Wind\",#REF!*0.7,IF(#REF!=\"Marine\",#REF!*0.7,IF(#REF!=\"Nuclear\",#REF!*0.85,IF(#REF!=\"Pumped_Storage\",#REF!*0.5,IF(#REF!=\"CCS\",#REF!*0.85,IF(#REF!=\"OCGT\",#REF!*0,IF(#REF!=\"\",0,#REF!*F$627))))))))","v":{"$error":"#REF!"}},{"$f":"IF(#REF!=\"Interconnector\",#REF!*1,IF(#REF!=\"Wind\",#REF!*0.7,IF(#REF!=\"Marine\",#REF!*0.7,IF(#REF!=\"Nuclear\",#REF!*0.85,IF(#REF!=\"Pumped_Storage\",#REF!*0.5,IF(#REF!=\"CCS\",#REF!*0.85,IF(#REF!=\"OCGT\",#REF!*0,IF(#REF!=\"\",0,#REF!*G$627))))))))","v":{"$error":"#REF!"}},{"$f":"IF(#REF!=\"Interconnector\",#REF!*1,IF(#REF!=\"Wind\",#REF!*0.7,IF(#REF!=\"Marine\",#REF!*0.7,IF(#REF!=\"Nuclear\",#REF!*0.85,IF(#REF!=\"Pumped_Storage\",#REF!*0.5,IF(#REF!=\"CCS\",#REF!*0.85,IF(#REF!=\"OCGT\",#REF!*0,IF(#REF!=\"\",0,#REF!*H$627))))))))","v":{"$error":"#REF!"}},{"$f":"IF(#REF!=\"Interconnector\",#REF!*1,IF(#REF!=\"Wind\",#REF!*0.7,IF(#REF!=\"Marine\",#REF!*0.7,IF(#REF!=\"Nuclear\",#REF!*0.85,IF(#REF!=\"Pumped_Storage\",#REF!*0.5,IF(#REF!=\"CCS\",#REF!*0.85,IF(#REF!=\"OCGT\",#REF!*0,IF(#REF!=\"\",0,#REF!*I$627))))))))","v":{"$error":"#REF!"}},{"$f":"IF(#REF!=\"Interconnector\",#REF!*1,IF(#REF!=\"Wind\",#REF!*0.7,IF(#REF!=\"Marine\",#REF!*0.7,IF(#REF!=\"Nuclear\",#REF!*0.85,IF(#REF!=\"Pumped_Storage\",#REF!*0.5,IF(#REF!=\"CCS\",#REF!*0.85,IF(#REF!=\"OCGT\",#REF!*0,IF(#REF!=\"\",0,#REF!*J$627))))))))","v":{"$error":"#REF!"}},{"$f":"IF(#REF!=\"Interconnector\",#REF!*1,IF(#REF!=\"Wind\",#REF!*0.7,IF(#REF!=\"Marine\",#REF!*0.7,IF(#REF!=\"Nuclear\",#REF!*0.85,IF(#REF!=\"Pumped_Storage\",#REF!*0.5,IF(#REF!=\"CCS\",#REF!*0.85,IF(#REF!=\"OCGT\",#REF!*0,IF(#REF!=\"\",0,#REF!*K$627))))))))","v":{"$error":"#REF!"}},{"$f":"IF(#REF!=\"Interconnector\",#REF!*1,IF(#REF!=\"Wind\",#REF!*0.7,IF(#REF!=\"Marine\",#REF!*0.7,IF(#REF!=\"Nuclear\",#REF!*0.85,IF(#REF!=\"Pumped_Storage\",#REF!*0.5,IF(#REF!=\"CCS\",#REF!*0.85,IF(#REF!=\"OCGT\",#REF!*0,IF(#REF!=\"\",0,#REF!*L$627))))))))","v":{"$error":"#REF!"}},{"$f":"IF(#REF!=\"Interconnector\",#REF!*1,IF(#REF!=\"Wind\",#REF!*0.7,IF(#REF!=\"Marine\",#REF!*0.7,IF(#REF!=\"Nuclear\",#REF!*0.85,IF(#REF!=\"Pumped_Storage\",#REF!*0.5,IF(#REF!=\"CCS\",#REF!*0.85,IF(#REF!=\"OCGT\",#REF!*0,IF(#REF!=\"\",0,#REF!*M$627))))))))","v":{"$error":"#REF!"}},{"$f":"IF(#REF!=\"Interconnector\",#REF!*1,IF(#REF!=\"Wind\",#REF!*0.7,IF(#REF!=\"Marine\",#REF!*0.7,IF(#REF!=\"Nuclear\",#REF!*0.85,IF(#REF!=\"Pumped_Storage\",#REF!*0.5,IF(#REF!=\"CCS\",#REF!*0.85,IF(#REF!=\"OCGT\",#REF!*0,IF(#REF!=\"\",0,#REF!*N$627))))))))","v":{"$error":"#REF!"}},{"$f":"IF(#REF!=\"Interconnector\",#REF!*1,IF(#REF!=\"Wind\",#REF!*0.7,IF(#REF!=\"Marine\",#REF!*0.7,IF(#REF!=\"Nuclear\",#REF!*0.85,IF(#REF!=\"Pumped_Storage\",#REF!*0.5,IF(#REF!=\"CCS\",#REF!*0.85,IF(#REF!=\"OCGT\",#REF!*0,IF(#REF!=\"\",0,#REF!*O$627))))))))","v":{"$error":"#REF!"}}]
[{"$f":"#REF!","v":{"$error":"#REF!"}},{"$f":"#REF!","v":{"$error":"#REF!"}},{"$f":"#REF!","v":{"$error":"#REF!"}},{"$f":"#REF!","v":{"$error":"#REF!"}},{"$f":"IF(#REF!=\"Interconnector\",#REF!*1,IF(#REF!=\"Wind\",#REF!*0.7,IF(#REF!=\"Marine\",#REF!*0.7,IF(#REF!=\"Nuclear\",#REF!*0.85,IF(#REF!=\"Pumped_Storage\",#REF!*0.5,IF(#REF!=\"CCS\",#REF!*0.85,IF(#REF!=\"OCGT\",#REF!*0,IF(#REF!=\"\",0,#REF!*E$627))))))))","v":{"$error":"#REF!"}},{"$f":"IF(#REF!=\"Interconnector\",#REF!*1,IF(#REF!=\"Wind\",#REF!*0.7,IF(#REF!=\"Marine\",#REF!*0.7,IF(#REF!=\"Nuclear\",#REF!*0.85,IF(#REF!=\"Pumped_Storage\",#REF!*0.5,IF(#REF!=\"CCS\",#REF!*0.85,IF(#REF!=\"OCGT\",#REF!*0,IF(#REF!=\"\",0,#REF!*F$627))))))))","v":{"$error":"#REF!"}},{"$f":"IF(#REF!=\"Interconnector\",#REF!*1,IF(#REF!=\"Wind\",#REF!*0.7,IF(#REF!=\"Marine\",#REF!*0.7,IF(#REF!=\"Nuclear\",#REF!*0.85,IF(#REF!=\"Pumped_Storage\",#REF!*0.5,IF(#REF!=\"CCS\",#REF!*0.85,IF(#REF!=\"OCGT\",#REF!*0,IF(#REF!=\"\",0,#REF!*G$627))))))))","v":{"$error":"#REF!"}},{"$f":"IF(#REF!=\"Interconnector\",#REF!*1,IF(#REF!=\"Wind\",#REF!*0.7,IF(#REF!=\"Marine\",#REF!*0.7,IF(#REF!=\"Nuclear\",#REF!*0.85,IF(#REF!=\"Pumped_Storage\",#REF!*0.5,IF(#REF!=\"CCS\",#REF!*0.85,IF(#REF!=\"OCGT\",#REF!*0,IF(#REF!=\"\",0,#REF!*H$627))))))))","v":{"$error":"#REF!"}},{"$f":"IF(#REF!=\"Interconnector\",#REF!*1,IF(#REF!=\"Wind\",#REF!*0.7,IF(#REF!=\"Marine\",#REF!*0.7,IF(#REF!=\"Nuclear\",#REF!*0.85,IF(#REF!=\"Pumped_Storage\",#REF!*0.5,IF(#REF!=\"CCS\",#REF!*0.85,IF(#REF!=\"OCGT\",#REF!*0,IF(#REF!=\"\",0,#REF!*I$627))))))))","v":{"$error":"#REF!"}},{"$f":"IF(#REF!=\"Interconnector\",#REF!*1,IF(#REF!=\"Wind\",#REF!*0.7,IF(#REF!=\"Marine\",#REF!*0.7,IF(#REF!=\"Nuclear\",#REF!*0.85,IF(#REF!=\"Pumped_Storage\",#REF!*0.5,IF(#REF!=\"CCS\",#REF!*0.85,IF(#REF!=\"OCGT\",#REF!*0,IF(#REF!=\"\",0,#REF!*J$627))))))))","v":{"$error":"#REF!"}},{"$f":"IF(#REF!=\"Interconnector\",#REF!*1,IF(#REF!=\"Wind\",#REF!*0.7,IF(#REF!=\"Marine\",#REF!*0.7,IF(#REF!=\"Nuclear\",#REF!*0.85,IF(#REF!=\"Pumped_Storage\",#REF!*0.5,IF(#REF!=\"CCS\",#REF!*0.85,IF(#REF!=\"OCGT\",#REF!*0,IF(#REF!=\"\",0,#REF!*K$627))))))))","v":{"$error":"#REF!"}},{"$f":"IF(#REF!=\"Interconnector\",#REF!*1,IF(#REF!=\"Wind\",#REF!*0.7,IF(#REF!=\"Marine\",#REF!*0.7,IF(#REF!=\"Nuclear\",#REF!*0.85,IF(#REF!=\"Pumped_Storage\",#REF!*0.5,IF(#REF!=\"CCS\",#REF!*0.85,IF(#REF!=\"OCGT\",#REF!*0,IF(#REF!=\"\",0,#REF!*L$627))))))))","v":{"$error":"#REF!"}},{"$f":"IF(#REF!=\"Interconnector\",#REF!*1,IF(#REF!=\"Wind\",#REF!*0.7,IF(#REF!=\"Marine\",#REF!*0.7,IF(#REF!=\"Nuclear\",#REF!*0.85,IF(#REF!=\"Pumped_Storage\",#REF!*0.5,IF(#REF!=\"CCS\",#REF!*0.85,IF(#REF!=\"OCGT\",#REF!*0,IF(#REF!=\"\",0,#REF!*M$627))))))))","v":{"$error":"#REF!"}},{"$f":"IF(#REF!=\"Interconnector\",#REF!*1,IF(#REF!=\"Wind\",#REF!*0.7,IF(#REF!=\"Marine\",#REF!*0.7,IF(#REF!=\"Nuclear\",#REF!*0.85,IF(#REF!=\"Pumped_Storage\",#REF!*0.5,IF(#REF!=\"CCS\",#REF!*0.85,IF(#REF!=\"OCGT\",#REF!*0,IF(#REF!=\"\",0,#REF!*N$627))))))))","v":{"$error":"#REF!"}},{"$f":"IF(#REF!=\"Interconnector\",#REF!*1,IF(#REF!=\"Wind\",#REF!*0.7,IF(#REF!=\"Marine\",#REF!*0.7,IF(#REF!=\"Nuclear\",#REF!*0.85,IF(#REF!=\"Pumped_Storage\",#REF!*0.5,IF(#REF!=\"CCS\",#REF!*0.85,IF(#REF!=\"OCGT\",#REF!*0,IF(#REF!=\"\",0,#REF!*O$627))))))))","v":{"$error":"#REF!"}}]
[{"$f":"#REF!","v":{"$error":"#REF!"}},{"$f":"#REF!","v":{"$error":"#REF!"}},{"$f":"#REF!","v":{"$error":"#REF!"}},{"$f":"#REF!","v":{"$error":"#REF!"}},{"$f":"IF(#REF!=\"Interconnector\",#REF!*1,IF(#REF!=\"Wind\",#REF!*0.7,IF(#REF!=\"Marine\",#REF!*0.7,IF(#REF!=\"Nuclear\",#REF!*0.85,IF(#REF!=\"Pumped_Storage\",#REF!*0.5,IF(#REF!=\"CCS\",#REF!*0.85,IF(#REF!=\"OCGT\",#REF!*0,IF(#REF!=\"\",0,#REF!*E$627))))))))","v":{"$error":"#REF!"}},{"$f":"IF(#REF!=\"Interconnector\",#REF!*1,IF(#REF!=\"Wind\",#REF!*0.7,IF(#REF!=\"Marine\",#REF!*0.7,IF(#REF!=\"Nuclear\",#REF!*0.85,IF(#REF!=\"Pumped_Storage\",#REF!*0.5,IF(#REF!=\"CCS\",#REF!*0.85,IF(#REF!=\"OCGT\",#REF!*0,IF(#REF!=\"\",0,#REF!*F$627))))))))","v":{"$error":"#REF!"}},{"$f":"IF(#REF!=\"Interconnector\",#REF!*1,IF(#REF!=\"Wind\",#REF!*0.7,IF(#REF!=\"Marine\",#REF!*0.7,IF(#REF!=\"Nuclear\",#REF!*0.85,IF(#REF!=\"Pumped_Storage\",#REF!*0.5,IF(#REF!=\"CCS\",#REF!*0.85,IF(#REF!=\"OCGT\",#REF!*0,IF(#REF!=\"\",0,#REF!*G$627))))))))","v":{"$error":"#REF!"}},{"$f":"IF(#REF!=\"Interconnector\",#REF!*1,IF(#REF!=\"Wind\",#REF!*0.7,IF(#REF!=\"Marine\",#REF!*0.7,IF(#REF!=\"Nuclear\",#REF!*0.85,IF(#REF!=\"Pumped_Storage\",#REF!*0.5,IF(#REF!=\"CCS\",#REF!*0.85,IF(#REF!=\"OCGT\",#REF!*0,IF(#REF!=\"\",0,#REF!*H$627))))))))","v":{"$error":"#REF!"}},{"$f":"IF(#REF!=\"Interconnector\",#REF!*1,IF(#REF!=\"Wind\",#REF!*0.7,IF(#REF!=\"Marine\",#REF!*0.7,IF(#REF!=\"Nuclear\",#REF!*0.85,IF(#REF!=\"Pumped_Storage\",#REF!*0.5,IF(#REF!=\"CCS\",#REF!*0.85,IF(#REF!=\"OCGT\",#REF!*0,IF(#REF!=\"\",0,#REF!*I$627))))))))","v":{"$error":"#REF!"}},{"$f":"IF(#REF!=\"Interconnector\",#REF!*1,IF(#REF!=\"Wind\",#REF!*0.7,IF(#REF!=\"Marine\",#REF!*0.7,IF(#REF!=\"Nuclear\",#REF!*0.85,IF(#REF!=\"Pumped_Storage\",#REF!*0.5,IF(#REF!=\"CCS\",#REF!*0.85,IF(#REF!=\"OCGT\",#REF!*0,IF(#REF!=\"\",0,#REF!*J$627))))))))","v":{"$error":"#REF!"}},{"$f":"IF(#REF!=\"Interconnector\",#REF!*1,IF(#REF!=\"Wind\",#REF!*0.7,IF(#REF!=\"Marine\",#REF!*0.7,IF(#REF!=\"Nuclear\",#REF!*0.85,IF(#REF!=\"Pumped_Storage\",#REF!*0.5,IF(#REF!=\"CCS\",#REF!*0.85,IF(#REF!=\"OCGT\",#REF!*0,IF(#REF!=\"\",0,#REF!*K$627))))))))","v":{"$error":"#REF!"}},{"$f":"IF(#REF!=\"Interconnector\",#REF!*1,IF(#REF!=\"Wind\",#REF!*0.7,IF(#REF!=\"Marine\",#REF!*0.7,IF(#REF!=\"Nuclear\",#REF!*0.85,IF(#REF!=\"Pumped_Storage\",#REF!*0.5,IF(#REF!=\"CCS\",#REF!*0.85,IF(#REF!=\"OCGT\",#REF!*0,IF(#REF!=\"\",0,#REF!*L$627))))))))","v":{"$error":"#REF!"}},{"$f":"IF(#REF!=\"Interconnector\",#REF!*1,IF(#REF!=\"Wind\",#REF!*0.7,IF(#REF!=\"Marine\",#REF!*0.7,IF(#REF!=\"Nuclear\",#REF!*0.85,IF(#REF!=\"Pumped_Storage\",#REF!*0.5,IF(#REF!=\"CCS\",#REF!*0.85,IF(#REF!=\"OCGT\",#REF!*0,IF(#REF!=\"\",0,#REF!*M$627))))))))","v":{"$error":"#REF!"}},{"$f":"IF(#REF!=\"Interconnector\",#REF!*1,IF(#REF!=\"Wind\",#REF!*0.7,IF(#REF!=\"Marine\",#REF!*0.7,IF(#REF!=\"Nuclear\",#REF!*0.85,IF(#REF!=\"Pumped_Storage\",#REF!*0.5,IF(#REF!=\"CCS\",#REF!*0.85,IF(#REF!=\"OCGT\",#REF!*0,IF(#REF!=\"\",0,#REF!*N$627))))))))","v":{"$error":"#REF!"}},{"$f":"IF(#REF!=\"Interconnector\",#REF!*1,IF(#REF!=\"Wind\",#REF!*0.7,IF(#REF!=\"Marine\",#REF!*0.7,IF(#REF!=\"Nuclear\",#REF!*0.85,IF(#REF!=\"Pumped_Storage\",#REF!*0.5,IF(#REF!=\"CCS\",#REF!*0.85,IF(#REF!=\"OCGT\",#REF!*0,IF(#REF!=\"\",0,#REF!*O$627))))))))","v":{"$error":"#REF!"}}]
[{"$f":"#REF!","v":{"$error":"#REF!"}},{"$f":"#REF!","v":{"$error":"#REF!"}},{"$f":"#REF!","v":{"$error":"#REF!"}},{"$f":"#REF!","v":{"$error":"#REF!"}},{"$f":"IF(#REF!=\"Interconnector\",#REF!*1,IF(#REF!=\"Wind\",#REF!*0.7,IF(#REF!=\"Marine\",#REF!*0.7,IF(#REF!=\"Nuclear\",#REF!*0.85,IF(#REF!=\"Pumped_Storage\",#REF!*0.5,IF(#REF!=\"CCS\",#REF!*0.85,IF(#REF!=\"OCGT\",#REF!*0,IF(#REF!=\"\",0,#REF!*E$627))))))))","v":{"$error":"#REF!"}},{"$f":"IF(#REF!=\"Interconnector\",#REF!*1,IF(#REF!=\"Wind\",#REF!*0.7,IF(#REF!=\"Marine\",#REF!*0.7,IF(#REF!=\"Nuclear\",#REF!*0.85,IF(#REF!=\"Pumped_Storage\",#REF!*0.5,IF(#REF!=\"CCS\",#REF!*0.85,IF(#REF!=\"OCGT\",#REF!*0,IF(#REF!=\"\",0,#REF!*F$627))))))))","v":{"$error":"#REF!"}},{"$f":"IF(#REF!=\"Interconnector\",#REF!*1,IF(#REF!=\"Wind\",#REF!*0.7,IF(#REF!=\"Marine\",#REF!*0.7,IF(#REF!=\"Nuclear\",#REF!*0.85,IF(#REF!=\"Pumped_Storage\",#REF!*0.5,IF(#REF!=\"CCS\",#REF!*0.85,IF(#REF!=\"OCGT\",#REF!*0,IF(#REF!=\"\",0,#REF!*G$627))))))))","v":{"$error":"#REF!"}},{"$f":"IF(#REF!=\"Interconnector\",#REF!*1,IF(#REF!=\"Wind\",#REF!*0.7,IF(#REF!=\"Marine\",#REF!*0.7,IF(#REF!=\"Nuclear\",#REF!*0.85,IF(#REF!=\"Pumped_Storage\",#REF!*0.5,IF(#REF!=\"CCS\",#REF!*0.85,IF(#REF!=\"OCGT\",#REF!*0,IF(#REF!=\"\",0,#REF!*H$627))))))))","v":{"$error":"#REF!"}},{"$f":"IF(#REF!=\"Interconnector\",#REF!*1,IF(#REF!=\"Wind\",#REF!*0.7,IF(#REF!=\"Marine\",#REF!*0.7,IF(#REF!=\"Nuclear\",#REF!*0.85,IF(#REF!=\"Pumped_Storage\",#REF!*0.5,IF(#REF!=\"CCS\",#REF!*0.85,IF(#REF!=\"OCGT\",#REF!*0,IF(#REF!=\"\",0,#REF!*I$627))))))))","v":{"$error":"#REF!"}},{"$f":"IF(#REF!=\"Interconnector\",#REF!*1,IF(#REF!=\"Wind\",#REF!*0.7,IF(#REF!=\"Marine\",#REF!*0.7,IF(#REF!=\"Nuclear\",#REF!*0.85,IF(#REF!=\"Pumped_Storage\",#REF!*0.5,IF(#REF!=\"CCS\",#REF!*0.85,IF(#REF!=\"OCGT\",#REF!*0,IF(#REF!=\"\",0,#REF!*J$627))))))))","v":{"$error":"#REF!"}},{"$f":"IF(#REF!=\"Interconnector\",#REF!*1,IF(#REF!=\"Wind\",#REF!*0.7,IF(#REF!=\"Marine\",#REF!*0.7,IF(#REF!=\"Nuclear\",#REF!*0.85,IF(#REF!=\"Pumped_Storage\",#REF!*0.5,IF(#REF!=\"CCS\",#REF!*0.85,IF(#REF!=\"OCGT\",#REF!*0,IF(#REF!=\"\",0,#REF!*K$627))))))))","v":{"$error":"#REF!"}},{"$f":"IF(#REF!=\"Interconnector\",#REF!*1,IF(#REF!=\"Wind\",#REF!*0.7,IF(#REF!=\"Marine\",#REF!*0.7,IF(#REF!=\"Nuclear\",#REF!*0.85,IF(#REF!=\"Pumped_Storage\",#REF!*0.5,IF(#REF!=\"CCS\",#REF!*0.85,IF(#REF!=\"OCGT\",#REF!*0,IF(#REF!=\"\",0,#REF!*L$627))))))))","v":{"$error":"#REF!"}},{"$f":"IF(#REF!=\"Interconnector\",#REF!*1,IF(#REF!=\"Wind\",#REF!*0.7,IF(#REF!=\"Marine\",#REF!*0.7,IF(#REF!=\"Nuclear\",#REF!*0.85,IF(#REF!=\"Pumped_Storage\",#REF!*0.5,IF(#REF!=\"CCS\",#REF!*0.85,IF(#REF!=\"OCGT\",#REF!*0,IF(#REF!=\"\",0,#REF!*M$627))))))))","v":{"$error":"#REF!"}},{"$f":"IF(#REF!=\"Interconnector\",#REF!*1,IF(#REF!=\"Wind\",#REF!*0.7,IF(#REF!=\"Marine\",#REF!*0.7,IF(#REF!=\"Nuclear\",#REF!*0.85,IF(#REF!=\"Pumped_Storage\",#REF!*0.5,IF(#REF!=\"CCS\",#REF!*0.85,IF(#REF!=\"OCGT\",#REF!*0,IF(#REF!=\"\",0,#REF!*N$627))))))))","v":{"$error":"#REF!"}},{"$f":"IF(#REF!=\"Interconnector\",#REF!*1,IF(#REF!=\"Wind\",#REF!*0.7,IF(#REF!=\"Marine\",#REF!*0.7,IF(#REF!=\"Nuclear\",#REF!*0.85,IF(#REF!=\"Pumped_Storage\",#REF!*0.5,IF(#REF!=\"CCS\",#REF!*0.85,IF(#REF!=\"OCGT\",#REF!*0,IF(#REF!=\"\",0,#REF!*O$627))))))))","v":{"$error":"#REF!"}}]
[{"$f":"#REF!","v":{"$error":"#REF!"}},{"$f":"#REF!","v":{"$error":"#REF!"}},{"$f":"#REF!","v":{"$error":"#REF!"}},{"$f":"#REF!","v":{"$error":"#REF!"}},{"$f":"IF(#REF!=\"Interconnector\",#REF!*1,IF(#REF!=\"Wind\",#REF!*0.7,IF(#REF!=\"Marine\",#REF!*0.7,IF(#REF!=\"Nuclear\",#REF!*0.85,IF(#REF!=\"Pumped_Storage\",#REF!*0.5,IF(#REF!=\"CCS\",#REF!*0.85,IF(#REF!=\"OCGT\",#REF!*0,IF(#REF!=\"\",0,#REF!*E$627))))))))","v":{"$error":"#REF!"}},{"$f":"IF(#REF!=\"Interconnector\",#REF!*1,IF(#REF!=\"Wind\",#REF!*0.7,IF(#REF!=\"Marine\",#REF!*0.7,IF(#REF!=\"Nuclear\",#REF!*0.85,IF(#REF!=\"Pumped_Storage\",#REF!*0.5,IF(#REF!=\"CCS\",#REF!*0.85,IF(#REF!=\"OCGT\",#REF!*0,IF(#REF!=\"\",0,#REF!*F$627))))))))","v":{"$error":"#REF!"}},{"$f":"IF(#REF!=\"Interconnector\",#REF!*1,IF(#REF!=\"Wind\",#REF!*0.7,IF(#REF!=\"Marine\",#REF!*0.7,IF(#REF!=\"Nuclear\",#REF!*0.85,IF(#REF!=\"Pumped_Storage\",#REF!*0.5,IF(#REF!=\"CCS\",#REF!*0.85,IF(#REF!=\"OCGT\",#REF!*0,IF(#REF!=\"\",0,#REF!*G$627))))))))","v":{"$error":"#REF!"}},{"$f":"IF(#REF!=\"Interconnector\",#REF!*1,IF(#REF!=\"Wind\",#REF!*0.7,IF(#REF!=\"Marine\",#REF!*0.7,IF(#REF!=\"Nuclear\",#REF!*0.85,IF(#REF!=\"Pumped_Storage\",#REF!*0.5,IF(#REF!=\"CCS\",#REF!*0.85,IF(#REF!=\"OCGT\",#REF!*0,IF(#REF!=\"\",0,#REF!*H$627))))))))","v":{"$error":"#REF!"}},{"$f":"IF(#REF!=\"Interconnector\",#REF!*1,IF(#REF!=\"Wind\",#REF!*0.7,IF(#REF!=\"Marine\",#REF!*0.7,IF(#REF!=\"Nuclear\",#REF!*0.85,IF(#REF!=\"Pumped_Storage\",#REF!*0.5,IF(#REF!=\"CCS\",#REF!*0.85,IF(#REF!=\"OCGT\",#REF!*0,IF(#REF!=\"\",0,#REF!*I$627))))))))","v":{"$error":"#REF!"}},{"$f":"IF(#REF!=\"Interconnector\",#REF!*1,IF(#REF!=\"Wind\",#REF!*0.7,IF(#REF!=\"Marine\",#REF!*0.7,IF(#REF!=\"Nuclear\",#REF!*0.85,IF(#REF!=\"Pumped_Storage\",#REF!*0.5,IF(#REF!=\"CCS\",#REF!*0.85,IF(#REF!=\"OCGT\",#REF!*0,IF(#REF!=\"\",0,#REF!*J$627))))))))","v":{"$error":"#REF!"}},{"$f":"IF(#REF!=\"Interconnector\",#REF!*1,IF(#REF!=\"Wind\",#REF!*0.7,IF(#REF!=\"Marine\",#REF!*0.7,IF(#REF!=\"Nuclear\",#REF!*0.85,IF(#REF!=\"Pumped_Storage\",#REF!*0.5,IF(#REF!=\"CCS\",#REF!*0.85,IF(#REF!=\"OCGT\",#REF!*0,IF(#REF!=\"\",0,#REF!*K$627))))))))","v":{"$error":"#REF!"}},{"$f":"IF(#REF!=\"Interconnector\",#REF!*1,IF(#REF!=\"Wind\",#REF!*0.7,IF(#REF!=\"Marine\",#REF!*0.7,IF(#REF!=\"Nuclear\",#REF!*0.85,IF(#REF!=\"Pumped_Storage\",#REF!*0.5,IF(#REF!=\"CCS\",#REF!*0.85,IF(#REF!=\"OCGT\",#REF!*0,IF(#REF!=\"\",0,#REF!*L$627))))))))","v":{"$error":"#REF!"}},{"$f":"IF(#REF!=\"Interconnector\",#REF!*1,IF(#REF!=\"Wind\",#REF!*0.7,IF(#REF!=\"Marine\",#REF!*0.7,IF(#REF!=\"Nuclear\",#REF!*0.85,IF(#REF!=\"Pumped_Storage\",#REF!*0.5,IF(#REF!=\"CCS\",#REF!*0.85,IF(#REF!=\"OCGT\",#REF!*0,IF(#REF!=\"\",0,#REF!*M$627))))))))","v":{"$error":"#REF!"}},{"$f":"IF(#REF!=\"Interconnector\",#REF!*1,IF(#REF!=\"Wind\",#REF!*0.7,IF(#REF!=\"Marine\",#REF!*0.7,IF(#REF!=\"Nuclear\",#REF!*0.85,IF(#REF!=\"Pumped_Storage\",#REF!*0.5,IF(#REF!=\"CCS\",#REF!*0.85,IF(#REF!=\"OCGT\",#REF!*0,IF(#REF!=\"\",0,#REF!*N$627))))))))","v":{"$error":"#REF!"}},{"$f":"IF(#REF!=\"Interconnector\",#REF!*1,IF(#REF!=\"Wind\",#REF!*0.7,IF(#REF!=\"Marine\",#REF!*0.7,IF(#REF!=\"Nuclear\",#REF!*0.85,IF(#REF!=\"Pumped_Storage\",#REF!*0.5,IF(#REF!=\"CCS\",#REF!*0.85,IF(#REF!=\"OCGT\",#REF!*0,IF(#REF!=\"\",0,#REF!*O$627))))))))","v":{"$error":"#REF!"}}]
[{"$f":"#REF!","v":{"$error":"#REF!"}},{"$f":"#REF!","v":{"$error":"#REF!"}},{"$f":"#REF!","v":{"$error":"#REF!"}},{"$f":"#REF!","v":{"$error":"#REF!"}},{"$f":"IF(#REF!=\"Interconnector\",#REF!*1,IF(#REF!=\"Wind\",#REF!*0.7,IF(#REF!=\"Marine\",#REF!*0.7,IF(#REF!=\"Nuclear\",#REF!*0.85,IF(#REF!=\"Pumped_Storage\",#REF!*0.5,IF(#REF!=\"CCS\",#REF!*0.85,IF(#REF!=\"OCGT\",#REF!*0,IF(#REF!=\"\",0,#REF!*E$627))))))))","v":{"$error":"#REF!"}},{"$f":"IF(#REF!=\"Interconnector\",#REF!*1,IF(#REF!=\"Wind\",#REF!*0.7,IF(#REF!=\"Marine\",#REF!*0.7,IF(#REF!=\"Nuclear\",#REF!*0.85,IF(#REF!=\"Pumped_Storage\",#REF!*0.5,IF(#REF!=\"CCS\",#REF!*0.85,IF(#REF!=\"OCGT\",#REF!*0,IF(#REF!=\"\",0,#REF!*F$627))))))))","v":{"$error":"#REF!"}},{"$f":"IF(#REF!=\"Interconnector\",#REF!*1,IF(#REF!=\"Wind\",#REF!*0.7,IF(#REF!=\"Marine\",#REF!*0.7,IF(#REF!=\"Nuclear\",#REF!*0.85,IF(#REF!=\"Pumped_Storage\",#REF!*0.5,IF(#REF!=\"CCS\",#REF!*0.85,IF(#REF!=\"OCGT\",#REF!*0,IF(#REF!=\"\",0,#REF!*G$627))))))))","v":{"$error":"#REF!"}},{"$f":"IF(#REF!=\"Interconnector\",#REF!*1,IF(#REF!=\"Wind\",#REF!*0.7,IF(#REF!=\"Marine\",#REF!*0.7,IF(#REF!=\"Nuclear\",#REF!*0.85,IF(#REF!=\"Pumped_Storage\",#REF!*0.5,IF(#REF!=\"CCS\",#REF!*0.85,IF(#REF!=\"OCGT\",#REF!*0,IF(#REF!=\"\",0,#REF!*H$627))))))))","v":{"$error":"#REF!"}},{"$f":"IF(#REF!=\"Interconnector\",#REF!*1,IF(#REF!=\"Wind\",#REF!*0.7,IF(#REF!=\"Marine\",#REF!*0.7,IF(#REF!=\"Nuclear\",#REF!*0.85,IF(#REF!=\"Pumped_Storage\",#REF!*0.5,IF(#REF!=\"CCS\",#REF!*0.85,IF(#REF!=\"OCGT\",#REF!*0,IF(#REF!=\"\",0,#REF!*I$627))))))))","v":{"$error":"#REF!"}},{"$f":"IF(#REF!=\"Interconnector\",#REF!*1,IF(#REF!=\"Wind\",#REF!*0.7,IF(#REF!=\"Marine\",#REF!*0.7,IF(#REF!=\"Nuclear\",#REF!*0.85,IF(#REF!=\"Pumped_Storage\",#REF!*0.5,IF(#REF!=\"CCS\",#REF!*0.85,IF(#REF!=\"OCGT\",#REF!*0,IF(#REF!=\"\",0,#REF!*J$627))))))))","v":{"$error":"#REF!"}},{"$f":"IF(#REF!=\"Interconnector\",#REF!*1,IF(#REF!=\"Wind\",#REF!*0.7,IF(#REF!=\"Marine\",#REF!*0.7,IF(#REF!=\"Nuclear\",#REF!*0.85,IF(#REF!=\"Pumped_Storage\",#REF!*0.5,IF(#REF!=\"CCS\",#REF!*0.85,IF(#REF!=\"OCGT\",#REF!*0,IF(#REF!=\"\",0,#REF!*K$627))))))))","v":{"$error":"#REF!"}},{"$f":"IF(#REF!=\"Interconnector\",#REF!*1,IF(#REF!=\"Wind\",#REF!*0.7,IF(#REF!=\"Marine\",#REF!*0.7,IF(#REF!=\"Nuclear\",#REF!*0.85,IF(#REF!=\"Pumped_Storage\",#REF!*0.5,IF(#REF!=\"CCS\",#REF!*0.85,IF(#REF!=\"OCGT\",#REF!*0,IF(#REF!=\"\",0,#REF!*L$627))))))))","v":{"$error":"#REF!"}},{"$f":"IF(#REF!=\"Interconnector\",#REF!*1,IF(#REF!=\"Wind\",#REF!*0.7,IF(#REF!=\"Marine\",#REF!*0.7,IF(#REF!=\"Nuclear\",#REF!*0.85,IF(#REF!=\"Pumped_Storage\",#REF!*0.5,IF(#REF!=\"CCS\",#REF!*0.85,IF(#REF!=\"OCGT\",#REF!*0,IF(#REF!=\"\",0,#REF!*M$627))))))))","v":{"$error":"#REF!"}},{"$f":"IF(#REF!=\"Interconnector\",#REF!*1,IF(#REF!=\"Wind\",#REF!*0.7,IF(#REF!=\"Marine\",#REF!*0.7,IF(#REF!=\"Nuclear\",#REF!*0.85,IF(#REF!=\"Pumped_Storage\",#REF!*0.5,IF(#REF!=\"CCS\",#REF!*0.85,IF(#REF!=\"OCGT\",#REF!*0,IF(#REF!=\"\",0,#REF!*N$627))))))))","v":{"$error":"#REF!"}},{"$f":"IF(#REF!=\"Interconnector\",#REF!*1,IF(#REF!=\"Wind\",#REF!*0.7,IF(#REF!=\"Marine\",#REF!*0.7,IF(#REF!=\"Nuclear\",#REF!*0.85,IF(#REF!=\"Pumped_Storage\",#REF!*0.5,IF(#REF!=\"CCS\",#REF!*0.85,IF(#REF!=\"OCGT\",#REF!*0,IF(#REF!=\"\",0,#REF!*O$627))))))))","v":{"$error":"#REF!"}}]
[{"$f":"#REF!","v":{"$error":"#REF!"}},{"$f":"#REF!","v":{"$error":"#REF!"}},{"$f":"#REF!","v":{"$error":"#REF!"}},{"$f":"#REF!","v":{"$error":"#REF!"}},{"$f":"IF(#REF!=\"Interconnector\",#REF!*1,IF(#REF!=\"Wind\",#REF!*0.7,IF(#REF!=\"Marine\",#REF!*0.7,IF(#REF!=\"Nuclear\",#REF!*0.85,IF(#REF!=\"Pumped_Storage\",#REF!*0.5,IF(#REF!=\"CCS\",#REF!*0.85,IF(#REF!=\"OCGT\",#REF!*0,IF(#REF!=\"\",0,#REF!*E$627))))))))","v":{"$error":"#REF!"}},{"$f":"IF(#REF!=\"Interconnector\",#REF!*1,IF(#REF!=\"Wind\",#REF!*0.7,IF(#REF!=\"Marine\",#REF!*0.7,IF(#REF!=\"Nuclear\",#REF!*0.85,IF(#REF!=\"Pumped_Storage\",#REF!*0.5,IF(#REF!=\"CCS\",#REF!*0.85,IF(#REF!=\"OCGT\",#REF!*0,IF(#REF!=\"\",0,#REF!*F$627))))))))","v":{"$error":"#REF!"}},{"$f":"IF(#REF!=\"Interconnector\",#REF!*1,IF(#REF!=\"Wind\",#REF!*0.7,IF(#REF!=\"Marine\",#REF!*0.7,IF(#REF!=\"Nuclear\",#REF!*0.85,IF(#REF!=\"Pumped_Storage\",#REF!*0.5,IF(#REF!=\"CCS\",#REF!*0.85,IF(#REF!=\"OCGT\",#REF!*0,IF(#REF!=\"\",0,#REF!*G$627))))))))","v":{"$error":"#REF!"}},{"$f":"IF(#REF!=\"Interconnector\",#REF!*1,IF(#REF!=\"Wind\",#REF!*0.7,IF(#REF!=\"Marine\",#REF!*0.7,IF(#REF!=\"Nuclear\",#REF!*0.85,IF(#REF!=\"Pumped_Storage\",#REF!*0.5,IF(#REF!=\"CCS\",#REF!*0.85,IF(#REF!=\"OCGT\",#REF!*0,IF(#REF!=\"\",0,#REF!*H$627))))))))","v":{"$error":"#REF!"}},{"$f":"IF(#REF!=\"Interconnector\",#REF!*1,IF(#REF!=\"Wind\",#REF!*0.7,IF(#REF!=\"Marine\",#REF!*0.7,IF(#REF!=\"Nuclear\",#REF!*0.85,IF(#REF!=\"Pumped_Storage\",#REF!*0.5,IF(#REF!=\"CCS\",#REF!*0.85,IF(#REF!=\"OCGT\",#REF!*0,IF(#REF!=\"\",0,#REF!*I$627))))))))","v":{"$error":"#REF!"}},{"$f":"IF(#REF!=\"Interconnector\",#REF!*1,IF(#REF!=\"Wind\",#REF!*0.7,IF(#REF!=\"Marine\",#REF!*0.7,IF(#REF!=\"Nuclear\",#REF!*0.85,IF(#REF!=\"Pumped_Storage\",#REF!*0.5,IF(#REF!=\"CCS\",#REF!*0.85,IF(#REF!=\"OCGT\",#REF!*0,IF(#REF!=\"\",0,#REF!*J$627))))))))","v":{"$error":"#REF!"}},{"$f":"IF(#REF!=\"Interconnector\",#REF!*1,IF(#REF!=\"Wind\",#REF!*0.7,IF(#REF!=\"Marine\",#REF!*0.7,IF(#REF!=\"Nuclear\",#REF!*0.85,IF(#REF!=\"Pumped_Storage\",#REF!*0.5,IF(#REF!=\"CCS\",#REF!*0.85,IF(#REF!=\"OCGT\",#REF!*0,IF(#REF!=\"\",0,#REF!*K$627))))))))","v":{"$error":"#REF!"}},{"$f":"IF(#REF!=\"Interconnector\",#REF!*1,IF(#REF!=\"Wind\",#REF!*0.7,IF(#REF!=\"Marine\",#REF!*0.7,IF(#REF!=\"Nuclear\",#REF!*0.85,IF(#REF!=\"Pumped_Storage\",#REF!*0.5,IF(#REF!=\"CCS\",#REF!*0.85,IF(#REF!=\"OCGT\",#REF!*0,IF(#REF!=\"\",0,#REF!*L$627))))))))","v":{"$error":"#REF!"}},{"$f":"IF(#REF!=\"Interconnector\",#REF!*1,IF(#REF!=\"Wind\",#REF!*0.7,IF(#REF!=\"Marine\",#REF!*0.7,IF(#REF!=\"Nuclear\",#REF!*0.85,IF(#REF!=\"Pumped_Storage\",#REF!*0.5,IF(#REF!=\"CCS\",#REF!*0.85,IF(#REF!=\"OCGT\",#REF!*0,IF(#REF!=\"\",0,#REF!*M$627))))))))","v":{"$error":"#REF!"}},{"$f":"IF(#REF!=\"Interconnector\",#REF!*1,IF(#REF!=\"Wind\",#REF!*0.7,IF(#REF!=\"Marine\",#REF!*0.7,IF(#REF!=\"Nuclear\",#REF!*0.85,IF(#REF!=\"Pumped_Storage\",#REF!*0.5,IF(#REF!=\"CCS\",#REF!*0.85,IF(#REF!=\"OCGT\",#REF!*0,IF(#REF!=\"\",0,#REF!*N$627))))))))","v":{"$error":"#REF!"}},{"$f":"IF(#REF!=\"Interconnector\",#REF!*1,IF(#REF!=\"Wind\",#REF!*0.7,IF(#REF!=\"Marine\",#REF!*0.7,IF(#REF!=\"Nuclear\",#REF!*0.85,IF(#REF!=\"Pumped_Storage\",#REF!*0.5,IF(#REF!=\"CCS\",#REF!*0.85,IF(#REF!=\"OCGT\",#REF!*0,IF(#REF!=\"\",0,#REF!*O$627))))))))","v":{"$error":"#REF!"}}]
[{"$f":"#REF!","v":{"$error":"#REF!"}},{"$f":"#REF!","v":{"$error":"#REF!"}},{"$f":"#REF!","v":{"$error":"#REF!"}},{"$f":"#REF!","v":{"$error":"#REF!"}},{"$f":"IF(#REF!=\"Interconnector\",#REF!*1,IF(#REF!=\"Wind\",#REF!*0.7,IF(#REF!=\"Marine\",#REF!*0.7,IF(#REF!=\"Nuclear\",#REF!*0.85,IF(#REF!=\"Pumped_Storage\",#REF!*0.5,IF(#REF!=\"CCS\",#REF!*0.85,IF(#REF!=\"OCGT\",#REF!*0,IF(#REF!=\"\",0,#REF!*E$627))))))))","v":{"$error":"#REF!"}},{"$f":"IF(#REF!=\"Interconnector\",#REF!*1,IF(#REF!=\"Wind\",#REF!*0.7,IF(#REF!=\"Marine\",#REF!*0.7,IF(#REF!=\"Nuclear\",#REF!*0.85,IF(#REF!=\"Pumped_Storage\",#REF!*0.5,IF(#REF!=\"CCS\",#REF!*0.85,IF(#REF!=\"OCGT\",#REF!*0,IF(#REF!=\"\",0,#REF!*F$627))))))))","v":{"$error":"#REF!"}},{"$f":"IF(#REF!=\"Interconnector\",#REF!*1,IF(#REF!=\"Wind\",#REF!*0.7,IF(#REF!=\"Marine\",#REF!*0.7,IF(#REF!=\"Nuclear\",#REF!*0.85,IF(#REF!=\"Pumped_Storage\",#REF!*0.5,IF(#REF!=\"CCS\",#REF!*0.85,IF(#REF!=\"OCGT\",#REF!*0,IF(#REF!=\"\",0,#REF!*G$627))))))))","v":{"$error":"#REF!"}},{"$f":"IF(#REF!=\"Interconnector\",#REF!*1,IF(#REF!=\"Wind\",#REF!*0.7,IF(#REF!=\"Marine\",#REF!*0.7,IF(#REF!=\"Nuclear\",#REF!*0.85,IF(#REF!=\"Pumped_Storage\",#REF!*0.5,IF(#REF!=\"CCS\",#REF!*0.85,IF(#REF!=\"OCGT\",#REF!*0,IF(#REF!=\"\",0,#REF!*H$627))))))))","v":{"$error":"#REF!"}},{"$f":"IF(#REF!=\"Interconnector\",#REF!*1,IF(#REF!=\"Wind\",#REF!*0.7,IF(#REF!=\"Marine\",#REF!*0.7,IF(#REF!=\"Nuclear\",#REF!*0.85,IF(#REF!=\"Pumped_Storage\",#REF!*0.5,IF(#REF!=\"CCS\",#REF!*0.85,IF(#REF!=\"OCGT\",#REF!*0,IF(#REF!=\"\",0,#REF!*I$627))))))))","v":{"$error":"#REF!"}},{"$f":"IF(#REF!=\"Interconnector\",#REF!*1,IF(#REF!=\"Wind\",#REF!*0.7,IF(#REF!=\"Marine\",#REF!*0.7,IF(#REF!=\"Nuclear\",#REF!*0.85,IF(#REF!=\"Pumped_Storage\",#REF!*0.5,IF(#REF!=\"CCS\",#REF!*0.85,IF(#REF!=\"OCGT\",#REF!*0,IF(#REF!=\"\",0,#REF!*J$627))))))))","v":{"$error":"#REF!"}},{"$f":"IF(#REF!=\"Interconnector\",#REF!*1,IF(#REF!=\"Wind\",#REF!*0.7,IF(#REF!=\"Marine\",#REF!*0.7,IF(#REF!=\"Nuclear\",#REF!*0.85,IF(#REF!=\"Pumped_Storage\",#REF!*0.5,IF(#REF!=\"CCS\",#REF!*0.85,IF(#REF!=\"OCGT\",#REF!*0,IF(#REF!=\"\",0,#REF!*K$627))))))))","v":{"$error":"#REF!"}},{"$f":"IF(#REF!=\"Interconnector\",#REF!*1,IF(#REF!=\"Wind\",#REF!*0.7,IF(#REF!=\"Marine\",#REF!*0.7,IF(#REF!=\"Nuclear\",#REF!*0.85,IF(#REF!=\"Pumped_Storage\",#REF!*0.5,IF(#REF!=\"CCS\",#REF!*0.85,IF(#REF!=\"OCGT\",#REF!*0,IF(#REF!=\"\",0,#REF!*L$627))))))))","v":{"$error":"#REF!"}},{"$f":"IF(#REF!=\"Interconnector\",#REF!*1,IF(#REF!=\"Wind\",#REF!*0.7,IF(#REF!=\"Marine\",#REF!*0.7,IF(#REF!=\"Nuclear\",#REF!*0.85,IF(#REF!=\"Pumped_Storage\",#REF!*0.5,IF(#REF!=\"CCS\",#REF!*0.85,IF(#REF!=\"OCGT\",#REF!*0,IF(#REF!=\"\",0,#REF!*M$627))))))))","v":{"$error":"#REF!"}},{"$f":"IF(#REF!=\"Interconnector\",#REF!*1,IF(#REF!=\"Wind\",#REF!*0.7,IF(#REF!=\"Marine\",#REF!*0.7,IF(#REF!=\"Nuclear\",#REF!*0.85,IF(#REF!=\"Pumped_Storage\",#REF!*0.5,IF(#REF!=\"CCS\",#REF!*0.85,IF(#REF!=\"OCGT\",#REF!*0,IF(#REF!=\"\",0,#REF!*N$627))))))))","v":{"$error":"#REF!"}},{"$f":"IF(#REF!=\"Interconnector\",#REF!*1,IF(#REF!=\"Wind\",#REF!*0.7,IF(#REF!=\"Marine\",#REF!*0.7,IF(#REF!=\"Nuclear\",#REF!*0.85,IF(#REF!=\"Pumped_Storage\",#REF!*0.5,IF(#REF!=\"CCS\",#REF!*0.85,IF(#REF!=\"OCGT\",#REF!*0,IF(#REF!=\"\",0,#REF!*O$627))))))))","v":{"$error":"#REF!"}}]
[{"$f":"#REF!","v":{"$error":"#REF!"}},{"$f":"#REF!","v":{"$error":"#REF!"}},{"$f":"#REF!","v":{"$error":"#REF!"}},{"$f":"#REF!","v":{"$error":"#REF!"}},{"$f":"IF(#REF!=\"Interconnector\",#REF!*1,IF(#REF!=\"Wind\",#REF!*0.7,IF(#REF!=\"Marine\",#REF!*0.7,IF(#REF!=\"Nuclear\",#REF!*0.85,IF(#REF!=\"Pumped_Storage\",#REF!*0.5,IF(#REF!=\"CCS\",#REF!*0.85,IF(#REF!=\"OCGT\",#REF!*0,IF(#REF!=\"\",0,#REF!*E$627))))))))","v":{"$error":"#REF!"}},{"$f":"IF(#REF!=\"Interconnector\",#REF!*1,IF(#REF!=\"Wind\",#REF!*0.7,IF(#REF!=\"Marine\",#REF!*0.7,IF(#REF!=\"Nuclear\",#REF!*0.85,IF(#REF!=\"Pumped_Storage\",#REF!*0.5,IF(#REF!=\"CCS\",#REF!*0.85,IF(#REF!=\"OCGT\",#REF!*0,IF(#REF!=\"\",0,#REF!*F$627))))))))","v":{"$error":"#REF!"}},{"$f":"IF(#REF!=\"Interconnector\",#REF!*1,IF(#REF!=\"Wind\",#REF!*0.7,IF(#REF!=\"Marine\",#REF!*0.7,IF(#REF!=\"Nuclear\",#REF!*0.85,IF(#REF!=\"Pumped_Storage\",#REF!*0.5,IF(#REF!=\"CCS\",#REF!*0.85,IF(#REF!=\"OCGT\",#REF!*0,IF(#REF!=\"\",0,#REF!*G$627))))))))","v":{"$error":"#REF!"}},{"$f":"IF(#REF!=\"Interconnector\",#REF!*1,IF(#REF!=\"Wind\",#REF!*0.7,IF(#REF!=\"Marine\",#REF!*0.7,IF(#REF!=\"Nuclear\",#REF!*0.85,IF(#REF!=\"Pumped_Storage\",#REF!*0.5,IF(#REF!=\"CCS\",#REF!*0.85,IF(#REF!=\"OCGT\",#REF!*0,IF(#REF!=\"\",0,#REF!*H$627))))))))","v":{"$error":"#REF!"}},{"$f":"IF(#REF!=\"Interconnector\",#REF!*1,IF(#REF!=\"Wind\",#REF!*0.7,IF(#REF!=\"Marine\",#REF!*0.7,IF(#REF!=\"Nuclear\",#REF!*0.85,IF(#REF!=\"Pumped_Storage\",#REF!*0.5,IF(#REF!=\"CCS\",#REF!*0.85,IF(#REF!=\"OCGT\",#REF!*0,IF(#REF!=\"\",0,#REF!*I$627))))))))","v":{"$error":"#REF!"}},{"$f":"IF(#REF!=\"Interconnector\",#REF!*1,IF(#REF!=\"Wind\",#REF!*0.7,IF(#REF!=\"Marine\",#REF!*0.7,IF(#REF!=\"Nuclear\",#REF!*0.85,IF(#REF!=\"Pumped_Storage\",#REF!*0.5,IF(#REF!=\"CCS\",#REF!*0.85,IF(#REF!=\"OCGT\",#REF!*0,IF(#REF!=\"\",0,#REF!*J$627))))))))","v":{"$error":"#REF!"}},{"$f":"IF(#REF!=\"Interconnector\",#REF!*1,IF(#REF!=\"Wind\",#REF!*0.7,IF(#REF!=\"Marine\",#REF!*0.7,IF(#REF!=\"Nuclear\",#REF!*0.85,IF(#REF!=\"Pumped_Storage\",#REF!*0.5,IF(#REF!=\"CCS\",#REF!*0.85,IF(#REF!=\"OCGT\",#REF!*0,IF(#REF!=\"\",0,#REF!*K$627))))))))","v":{"$error":"#REF!"}},{"$f":"IF(#REF!=\"Interconnector\",#REF!*1,IF(#REF!=\"Wind\",#REF!*0.7,IF(#REF!=\"Marine\",#REF!*0.7,IF(#REF!=\"Nuclear\",#REF!*0.85,IF(#REF!=\"Pumped_Storage\",#REF!*0.5,IF(#REF!=\"CCS\",#REF!*0.85,IF(#REF!=\"OCGT\",#REF!*0,IF(#REF!=\"\",0,#REF!*L$627))))))))","v":{"$error":"#REF!"}},{"$f":"IF(#REF!=\"Interconnector\",#REF!*1,IF(#REF!=\"Wind\",#REF!*0.7,IF(#REF!=\"Marine\",#REF!*0.7,IF(#REF!=\"Nuclear\",#REF!*0.85,IF(#REF!=\"Pumped_Storage\",#REF!*0.5,IF(#REF!=\"CCS\",#REF!*0.85,IF(#REF!=\"OCGT\",#REF!*0,IF(#REF!=\"\",0,#REF!*M$627))))))))","v":{"$error":"#REF!"}},{"$f":"IF(#REF!=\"Interconnector\",#REF!*1,IF(#REF!=\"Wind\",#REF!*0.7,IF(#REF!=\"Marine\",#REF!*0.7,IF(#REF!=\"Nuclear\",#REF!*0.85,IF(#REF!=\"Pumped_Storage\",#REF!*0.5,IF(#REF!=\"CCS\",#REF!*0.85,IF(#REF!=\"OCGT\",#REF!*0,IF(#REF!=\"\",0,#REF!*N$627))))))))","v":{"$error":"#REF!"}},{"$f":"IF(#REF!=\"Interconnector\",#REF!*1,IF(#REF!=\"Wind\",#REF!*0.7,IF(#REF!=\"Marine\",#REF!*0.7,IF(#REF!=\"Nuclear\",#REF!*0.85,IF(#REF!=\"Pumped_Storage\",#REF!*0.5,IF(#REF!=\"CCS\",#REF!*0.85,IF(#REF!=\"OCGT\",#REF!*0,IF(#REF!=\"\",0,#REF!*O$627))))))))","v":{"$error":"#REF!"}}]
[{"$f":"#REF!","v":{"$error":"#REF!"}},{"$f":"#REF!","v":{"$error":"#REF!"}},{"$f":"#REF!","v":{"$error":"#REF!"}},{"$f":"#REF!","v":{"$error":"#REF!"}},{"$f":"IF(#REF!=\"Interconnector\",#REF!*1,IF(#REF!=\"Wind\",#REF!*0.7,IF(#REF!=\"Marine\",#REF!*0.7,IF(#REF!=\"Nuclear\",#REF!*0.85,IF(#REF!=\"Pumped_Storage\",#REF!*0.5,IF(#REF!=\"CCS\",#REF!*0.85,IF(#REF!=\"OCGT\",#REF!*0,IF(#REF!=\"\",0,#REF!*E$627))))))))","v":{"$error":"#REF!"}},{"$f":"IF(#REF!=\"Interconnector\",#REF!*1,IF(#REF!=\"Wind\",#REF!*0.7,IF(#REF!=\"Marine\",#REF!*0.7,IF(#REF!=\"Nuclear\",#REF!*0.85,IF(#REF!=\"Pumped_Storage\",#REF!*0.5,IF(#REF!=\"CCS\",#REF!*0.85,IF(#REF!=\"OCGT\",#REF!*0,IF(#REF!=\"\",0,#REF!*F$627))))))))","v":{"$error":"#REF!"}},{"$f":"IF(#REF!=\"Interconnector\",#REF!*1,IF(#REF!=\"Wind\",#REF!*0.7,IF(#REF!=\"Marine\",#REF!*0.7,IF(#REF!=\"Nuclear\",#REF!*0.85,IF(#REF!=\"Pumped_Storage\",#REF!*0.5,IF(#REF!=\"CCS\",#REF!*0.85,IF(#REF!=\"OCGT\",#REF!*0,IF(#REF!=\"\",0,#REF!*G$627))))))))","v":{"$error":"#REF!"}},{"$f":"IF(#REF!=\"Interconnector\",#REF!*1,IF(#REF!=\"Wind\",#REF!*0.7,IF(#REF!=\"Marine\",#REF!*0.7,IF(#REF!=\"Nuclear\",#REF!*0.85,IF(#REF!=\"Pumped_Storage\",#REF!*0.5,IF(#REF!=\"CCS\",#REF!*0.85,IF(#REF!=\"OCGT\",#REF!*0,IF(#REF!=\"\",0,#REF!*H$627))))))))","v":{"$error":"#REF!"}},{"$f":"IF(#REF!=\"Interconnector\",#REF!*1,IF(#REF!=\"Wind\",#REF!*0.7,IF(#REF!=\"Marine\",#REF!*0.7,IF(#REF!=\"Nuclear\",#REF!*0.85,IF(#REF!=\"Pumped_Storage\",#REF!*0.5,IF(#REF!=\"CCS\",#REF!*0.85,IF(#REF!=\"OCGT\",#REF!*0,IF(#REF!=\"\",0,#REF!*I$627))))))))","v":{"$error":"#REF!"}},{"$f":"IF(#REF!=\"Interconnector\",#REF!*1,IF(#REF!=\"Wind\",#REF!*0.7,IF(#REF!=\"Marine\",#REF!*0.7,IF(#REF!=\"Nuclear\",#REF!*0.85,IF(#REF!=\"Pumped_Storage\",#REF!*0.5,IF(#REF!=\"CCS\",#REF!*0.85,IF(#REF!=\"OCGT\",#REF!*0,IF(#REF!=\"\",0,#REF!*J$627))))))))","v":{"$error":"#REF!"}},{"$f":"IF(#REF!=\"Interconnector\",#REF!*1,IF(#REF!=\"Wind\",#REF!*0.7,IF(#REF!=\"Marine\",#REF!*0.7,IF(#REF!=\"Nuclear\",#REF!*0.85,IF(#REF!=\"Pumped_Storage\",#REF!*0.5,IF(#REF!=\"CCS\",#REF!*0.85,IF(#REF!=\"OCGT\",#REF!*0,IF(#REF!=\"\",0,#REF!*K$627))))))))","v":{"$error":"#REF!"}},{"$f":"IF(#REF!=\"Interconnector\",#REF!*1,IF(#REF!=\"Wind\",#REF!*0.7,IF(#REF!=\"Marine\",#REF!*0.7,IF(#REF!=\"Nuclear\",#REF!*0.85,IF(#REF!=\"Pumped_Storage\",#REF!*0.5,IF(#REF!=\"CCS\",#REF!*0.85,IF(#REF!=\"OCGT\",#REF!*0,IF(#REF!=\"\",0,#REF!*L$627))))))))","v":{"$error":"#REF!"}},{"$f":"IF(#REF!=\"Interconnector\",#REF!*1,IF(#REF!=\"Wind\",#REF!*0.7,IF(#REF!=\"Marine\",#REF!*0.7,IF(#REF!=\"Nuclear\",#REF!*0.85,IF(#REF!=\"Pumped_Storage\",#REF!*0.5,IF(#REF!=\"CCS\",#REF!*0.85,IF(#REF!=\"OCGT\",#REF!*0,IF(#REF!=\"\",0,#REF!*M$627))))))))","v":{"$error":"#REF!"}},{"$f":"IF(#REF!=\"Interconnector\",#REF!*1,IF(#REF!=\"Wind\",#REF!*0.7,IF(#REF!=\"Marine\",#REF!*0.7,IF(#REF!=\"Nuclear\",#REF!*0.85,IF(#REF!=\"Pumped_Storage\",#REF!*0.5,IF(#REF!=\"CCS\",#REF!*0.85,IF(#REF!=\"OCGT\",#REF!*0,IF(#REF!=\"\",0,#REF!*N$627))))))))","v":{"$error":"#REF!"}},{"$f":"IF(#REF!=\"Interconnector\",#REF!*1,IF(#REF!=\"Wind\",#REF!*0.7,IF(#REF!=\"Marine\",#REF!*0.7,IF(#REF!=\"Nuclear\",#REF!*0.85,IF(#REF!=\"Pumped_Storage\",#REF!*0.5,IF(#REF!=\"CCS\",#REF!*0.85,IF(#REF!=\"OCGT\",#REF!*0,IF(#REF!=\"\",0,#REF!*O$627))))))))","v":{"$error":"#REF!"}}]
[{"$f":"#REF!","v":{"$error":"#REF!"}},{"$f":"#REF!","v":{"$error":"#REF!"}},{"$f":"#REF!","v":{"$error":"#REF!"}},{"$f":"#REF!","v":{"$error":"#REF!"}},{"$f":"IF(#REF!=\"Interconnector\",#REF!*1,IF(#REF!=\"Wind\",#REF!*0.7,IF(#REF!=\"Marine\",#REF!*0.7,IF(#REF!=\"Nuclear\",#REF!*0.85,IF(#REF!=\"Pumped_Storage\",#REF!*0.5,IF(#REF!=\"CCS\",#REF!*0.85,IF(#REF!=\"OCGT\",#REF!*0,IF(#REF!=\"\",0,#REF!*E$627))))))))","v":{"$error":"#REF!"}},{"$f":"IF(#REF!=\"Interconnector\",#REF!*1,IF(#REF!=\"Wind\",#REF!*0.7,IF(#REF!=\"Marine\",#REF!*0.7,IF(#REF!=\"Nuclear\",#REF!*0.85,IF(#REF!=\"Pumped_Storage\",#REF!*0.5,IF(#REF!=\"CCS\",#REF!*0.85,IF(#REF!=\"OCGT\",#REF!*0,IF(#REF!=\"\",0,#REF!*F$627))))))))","v":{"$error":"#REF!"}},{"$f":"IF(#REF!=\"Interconnector\",#REF!*1,IF(#REF!=\"Wind\",#REF!*0.7,IF(#REF!=\"Marine\",#REF!*0.7,IF(#REF!=\"Nuclear\",#REF!*0.85,IF(#REF!=\"Pumped_Storage\",#REF!*0.5,IF(#REF!=\"CCS\",#REF!*0.85,IF(#REF!=\"OCGT\",#REF!*0,IF(#REF!=\"\",0,#REF!*G$627))))))))","v":{"$error":"#REF!"}},{"$f":"IF(#REF!=\"Interconnector\",#REF!*1,IF(#REF!=\"Wind\",#REF!*0.7,IF(#REF!=\"Marine\",#REF!*0.7,IF(#REF!=\"Nuclear\",#REF!*0.85,IF(#REF!=\"Pumped_Storage\",#REF!*0.5,IF(#REF!=\"CCS\",#REF!*0.85,IF(#REF!=\"OCGT\",#REF!*0,IF(#REF!=\"\",0,#REF!*H$627))))))))","v":{"$error":"#REF!"}},{"$f":"IF(#REF!=\"Interconnector\",#REF!*1,IF(#REF!=\"Wind\",#REF!*0.7,IF(#REF!=\"Marine\",#REF!*0.7,IF(#REF!=\"Nuclear\",#REF!*0.85,IF(#REF!=\"Pumped_Storage\",#REF!*0.5,IF(#REF!=\"CCS\",#REF!*0.85,IF(#REF!=\"OCGT\",#REF!*0,IF(#REF!=\"\",0,#REF!*I$627))))))))","v":{"$error":"#REF!"}},{"$f":"IF(#REF!=\"Interconnector\",#REF!*1,IF(#REF!=\"Wind\",#REF!*0.7,IF(#REF!=\"Marine\",#REF!*0.7,IF(#REF!=\"Nuclear\",#REF!*0.85,IF(#REF!=\"Pumped_Storage\",#REF!*0.5,IF(#REF!=\"CCS\",#REF!*0.85,IF(#REF!=\"OCGT\",#REF!*0,IF(#REF!=\"\",0,#REF!*J$627))))))))","v":{"$error":"#REF!"}},{"$f":"IF(#REF!=\"Interconnector\",#REF!*1,IF(#REF!=\"Wind\",#REF!*0.7,IF(#REF!=\"Marine\",#REF!*0.7,IF(#REF!=\"Nuclear\",#REF!*0.85,IF(#REF!=\"Pumped_Storage\",#REF!*0.5,IF(#REF!=\"CCS\",#REF!*0.85,IF(#REF!=\"OCGT\",#REF!*0,IF(#REF!=\"\",0,#REF!*K$627))))))))","v":{"$error":"#REF!"}},{"$f":"IF(#REF!=\"Interconnector\",#REF!*1,IF(#REF!=\"Wind\",#REF!*0.7,IF(#REF!=\"Marine\",#REF!*0.7,IF(#REF!=\"Nuclear\",#REF!*0.85,IF(#REF!=\"Pumped_Storage\",#REF!*0.5,IF(#REF!=\"CCS\",#REF!*0.85,IF(#REF!=\"OCGT\",#REF!*0,IF(#REF!=\"\",0,#REF!*L$627))))))))","v":{"$error":"#REF!"}},{"$f":"IF(#REF!=\"Interconnector\",#REF!*1,IF(#REF!=\"Wind\",#REF!*0.7,IF(#REF!=\"Marine\",#REF!*0.7,IF(#REF!=\"Nuclear\",#REF!*0.85,IF(#REF!=\"Pumped_Storage\",#REF!*0.5,IF(#REF!=\"CCS\",#REF!*0.85,IF(#REF!=\"OCGT\",#REF!*0,IF(#REF!=\"\",0,#REF!*M$627))))))))","v":{"$error":"#REF!"}},{"$f":"IF(#REF!=\"Interconnector\",#REF!*1,IF(#REF!=\"Wind\",#REF!*0.7,IF(#REF!=\"Marine\",#REF!*0.7,IF(#REF!=\"Nuclear\",#REF!*0.85,IF(#REF!=\"Pumped_Storage\",#REF!*0.5,IF(#REF!=\"CCS\",#REF!*0.85,IF(#REF!=\"OCGT\",#REF!*0,IF(#REF!=\"\",0,#REF!*N$627))))))))","v":{"$error":"#REF!"}},{"$f":"IF(#REF!=\"Interconnector\",#REF!*1,IF(#REF!=\"Wind\",#REF!*0.7,IF(#REF!=\"Marine\",#REF!*0.7,IF(#REF!=\"Nuclear\",#REF!*0.85,IF(#REF!=\"Pumped_Storage\",#REF!*0.5,IF(#REF!=\"CCS\",#REF!*0.85,IF(#REF!=\"OCGT\",#REF!*0,IF(#REF!=\"\",0,#REF!*O$627))))))))","v":{"$error":"#REF!"}}]
[{"$f":"#REF!","v":{"$error":"#REF!"}},{"$f":"#REF!","v":{"$error":"#REF!"}},{"$f":"#REF!","v":{"$error":"#REF!"}},{"$f":"#REF!","v":{"$error":"#REF!"}},{"$f":"IF(#REF!=\"Interconnector\",#REF!*1,IF(#REF!=\"Wind\",#REF!*0.7,IF(#REF!=\"Marine\",#REF!*0.7,IF(#REF!=\"Nuclear\",#REF!*0.85,IF(#REF!=\"Pumped_Storage\",#REF!*0.5,IF(#REF!=\"CCS\",#REF!*0.85,IF(#REF!=\"OCGT\",#REF!*0,IF(#REF!=\"\",0,#REF!*E$627))))))))","v":{"$error":"#REF!"}},{"$f":"IF(#REF!=\"Interconnector\",#REF!*1,IF(#REF!=\"Wind\",#REF!*0.7,IF(#REF!=\"Marine\",#REF!*0.7,IF(#REF!=\"Nuclear\",#REF!*0.85,IF(#REF!=\"Pumped_Storage\",#REF!*0.5,IF(#REF!=\"CCS\",#REF!*0.85,IF(#REF!=\"OCGT\",#REF!*0,IF(#REF!=\"\",0,#REF!*F$627))))))))","v":{"$error":"#REF!"}},{"$f":"IF(#REF!=\"Interconnector\",#REF!*1,IF(#REF!=\"Wind\",#REF!*0.7,IF(#REF!=\"Marine\",#REF!*0.7,IF(#REF!=\"Nuclear\",#REF!*0.85,IF(#REF!=\"Pumped_Storage\",#REF!*0.5,IF(#REF!=\"CCS\",#REF!*0.85,IF(#REF!=\"OCGT\",#REF!*0,IF(#REF!=\"\",0,#REF!*G$627))))))))","v":{"$error":"#REF!"}},{"$f":"IF(#REF!=\"Interconnector\",#REF!*1,IF(#REF!=\"Wind\",#REF!*0.7,IF(#REF!=\"Marine\",#REF!*0.7,IF(#REF!=\"Nuclear\",#REF!*0.85,IF(#REF!=\"Pumped_Storage\",#REF!*0.5,IF(#REF!=\"CCS\",#REF!*0.85,IF(#REF!=\"OCGT\",#REF!*0,IF(#REF!=\"\",0,#REF!*H$627))))))))","v":{"$error":"#REF!"}},{"$f":"IF(#REF!=\"Interconnector\",#REF!*1,IF(#REF!=\"Wind\",#REF!*0.7,IF(#REF!=\"Marine\",#REF!*0.7,IF(#REF!=\"Nuclear\",#REF!*0.85,IF(#REF!=\"Pumped_Storage\",#REF!*0.5,IF(#REF!=\"CCS\",#REF!*0.85,IF(#REF!=\"OCGT\",#REF!*0,IF(#REF!=\"\",0,#REF!*I$627))))))))","v":{"$error":"#REF!"}},{"$f":"IF(#REF!=\"Interconnector\",#REF!*1,IF(#REF!=\"Wind\",#REF!*0.7,IF(#REF!=\"Marine\",#REF!*0.7,IF(#REF!=\"Nuclear\",#REF!*0.85,IF(#REF!=\"Pumped_Storage\",#REF!*0.5,IF(#REF!=\"CCS\",#REF!*0.85,IF(#REF!=\"OCGT\",#REF!*0,IF(#REF!=\"\",0,#REF!*J$627))))))))","v":{"$error":"#REF!"}},{"$f":"IF(#REF!=\"Interconnector\",#REF!*1,IF(#REF!=\"Wind\",#REF!*0.7,IF(#REF!=\"Marine\",#REF!*0.7,IF(#REF!=\"Nuclear\",#REF!*0.85,IF(#REF!=\"Pumped_Storage\",#REF!*0.5,IF(#REF!=\"CCS\",#REF!*0.85,IF(#REF!=\"OCGT\",#REF!*0,IF(#REF!=\"\",0,#REF!*K$627))))))))","v":{"$error":"#REF!"}},{"$f":"IF(#REF!=\"Interconnector\",#REF!*1,IF(#REF!=\"Wind\",#REF!*0.7,IF(#REF!=\"Marine\",#REF!*0.7,IF(#REF!=\"Nuclear\",#REF!*0.85,IF(#REF!=\"Pumped_Storage\",#REF!*0.5,IF(#REF!=\"CCS\",#REF!*0.85,IF(#REF!=\"OCGT\",#REF!*0,IF(#REF!=\"\",0,#REF!*L$627))))))))","v":{"$error":"#REF!"}},{"$f":"IF(#REF!=\"Interconnector\",#REF!*1,IF(#REF!=\"Wind\",#REF!*0.7,IF(#REF!=\"Marine\",#REF!*0.7,IF(#REF!=\"Nuclear\",#REF!*0.85,IF(#REF!=\"Pumped_Storage\",#REF!*0.5,IF(#REF!=\"CCS\",#REF!*0.85,IF(#REF!=\"OCGT\",#REF!*0,IF(#REF!=\"\",0,#REF!*M$627))))))))","v":{"$error":"#REF!"}},{"$f":"IF(#REF!=\"Interconnector\",#REF!*1,IF(#REF!=\"Wind\",#REF!*0.7,IF(#REF!=\"Marine\",#REF!*0.7,IF(#REF!=\"Nuclear\",#REF!*0.85,IF(#REF!=\"Pumped_Storage\",#REF!*0.5,IF(#REF!=\"CCS\",#REF!*0.85,IF(#REF!=\"OCGT\",#REF!*0,IF(#REF!=\"\",0,#REF!*N$627))))))))","v":{"$error":"#REF!"}},{"$f":"IF(#REF!=\"Interconnector\",#REF!*1,IF(#REF!=\"Wind\",#REF!*0.7,IF(#REF!=\"Marine\",#REF!*0.7,IF(#REF!=\"Nuclear\",#REF!*0.85,IF(#REF!=\"Pumped_Storage\",#REF!*0.5,IF(#REF!=\"CCS\",#REF!*0.85,IF(#REF!=\"OCGT\",#REF!*0,IF(#REF!=\"\",0,#REF!*O$627))))))))","v":{"$error":"#REF!"}}]
[{"$f":"#REF!","v":{"$error":"#REF!"}},{"$f":"#REF!","v":{"$error":"#REF!"}},{"$f":"#REF!","v":{"$error":"#REF!"}},{"$f":"#REF!","v":{"$error":"#REF!"}},{"$f":"IF(#REF!=\"Interconnector\",#REF!*1,IF(#REF!=\"Wind\",#REF!*0.7,IF(#REF!=\"Marine\",#REF!*0.7,IF(#REF!=\"Nuclear\",#REF!*0.85,IF(#REF!=\"Pumped_Storage\",#REF!*0.5,IF(#REF!=\"CCS\",#REF!*0.85,IF(#REF!=\"OCGT\",#REF!*0,IF(#REF!=\"\",0,#REF!*E$627))))))))","v":{"$error":"#REF!"}},{"$f":"IF(#REF!=\"Interconnector\",#REF!*1,IF(#REF!=\"Wind\",#REF!*0.7,IF(#REF!=\"Marine\",#REF!*0.7,IF(#REF!=\"Nuclear\",#REF!*0.85,IF(#REF!=\"Pumped_Storage\",#REF!*0.5,IF(#REF!=\"CCS\",#REF!*0.85,IF(#REF!=\"OCGT\",#REF!*0,IF(#REF!=\"\",0,#REF!*F$627))))))))","v":{"$error":"#REF!"}},{"$f":"IF(#REF!=\"Interconnector\",#REF!*1,IF(#REF!=\"Wind\",#REF!*0.7,IF(#REF!=\"Marine\",#REF!*0.7,IF(#REF!=\"Nuclear\",#REF!*0.85,IF(#REF!=\"Pumped_Storage\",#REF!*0.5,IF(#REF!=\"CCS\",#REF!*0.85,IF(#REF!=\"OCGT\",#REF!*0,IF(#REF!=\"\",0,#REF!*G$627))))))))","v":{"$error":"#REF!"}},{"$f":"IF(#REF!=\"Interconnector\",#REF!*1,IF(#REF!=\"Wind\",#REF!*0.7,IF(#REF!=\"Marine\",#REF!*0.7,IF(#REF!=\"Nuclear\",#REF!*0.85,IF(#REF!=\"Pumped_Storage\",#REF!*0.5,IF(#REF!=\"CCS\",#REF!*0.85,IF(#REF!=\"OCGT\",#REF!*0,IF(#REF!=\"\",0,#REF!*H$627))))))))","v":{"$error":"#REF!"}},{"$f":"IF(#REF!=\"Interconnector\",#REF!*1,IF(#REF!=\"Wind\",#REF!*0.7,IF(#REF!=\"Marine\",#REF!*0.7,IF(#REF!=\"Nuclear\",#REF!*0.85,IF(#REF!=\"Pumped_Storage\",#REF!*0.5,IF(#REF!=\"CCS\",#REF!*0.85,IF(#REF!=\"OCGT\",#REF!*0,IF(#REF!=\"\",0,#REF!*I$627))))))))","v":{"$error":"#REF!"}},{"$f":"IF(#REF!=\"Interconnector\",#REF!*1,IF(#REF!=\"Wind\",#REF!*0.7,IF(#REF!=\"Marine\",#REF!*0.7,IF(#REF!=\"Nuclear\",#REF!*0.85,IF(#REF!=\"Pumped_Storage\",#REF!*0.5,IF(#REF!=\"CCS\",#REF!*0.85,IF(#REF!=\"OCGT\",#REF!*0,IF(#REF!=\"\",0,#REF!*J$627))))))))","v":{"$error":"#REF!"}},{"$f":"IF(#REF!=\"Interconnector\",#REF!*1,IF(#REF!=\"Wind\",#REF!*0.7,IF(#REF!=\"Marine\",#REF!*0.7,IF(#REF!=\"Nuclear\",#REF!*0.85,IF(#REF!=\"Pumped_Storage\",#REF!*0.5,IF(#REF!=\"CCS\",#REF!*0.85,IF(#REF!=\"OCGT\",#REF!*0,IF(#REF!=\"\",0,#REF!*K$627))))))))","v":{"$error":"#REF!"}},{"$f":"IF(#REF!=\"Interconnector\",#REF!*1,IF(#REF!=\"Wind\",#REF!*0.7,IF(#REF!=\"Marine\",#REF!*0.7,IF(#REF!=\"Nuclear\",#REF!*0.85,IF(#REF!=\"Pumped_Storage\",#REF!*0.5,IF(#REF!=\"CCS\",#REF!*0.85,IF(#REF!=\"OCGT\",#REF!*0,IF(#REF!=\"\",0,#REF!*L$627))))))))","v":{"$error":"#REF!"}},{"$f":"IF(#REF!=\"Interconnector\",#REF!*1,IF(#REF!=\"Wind\",#REF!*0.7,IF(#REF!=\"Marine\",#REF!*0.7,IF(#REF!=\"Nuclear\",#REF!*0.85,IF(#REF!=\"Pumped_Storage\",#REF!*0.5,IF(#REF!=\"CCS\",#REF!*0.85,IF(#REF!=\"OCGT\",#REF!*0,IF(#REF!=\"\",0,#REF!*M$627))))))))","v":{"$error":"#REF!"}},{"$f":"IF(#REF!=\"Interconnector\",#REF!*1,IF(#REF!=\"Wind\",#REF!*0.7,IF(#REF!=\"Marine\",#REF!*0.7,IF(#REF!=\"Nuclear\",#REF!*0.85,IF(#REF!=\"Pumped_Storage\",#REF!*0.5,IF(#REF!=\"CCS\",#REF!*0.85,IF(#REF!=\"OCGT\",#REF!*0,IF(#REF!=\"\",0,#REF!*N$627))))))))","v":{"$error":"#REF!"}},{"$f":"IF(#REF!=\"Interconnector\",#REF!*1,IF(#REF!=\"Wind\",#REF!*0.7,IF(#REF!=\"Marine\",#REF!*0.7,IF(#REF!=\"Nuclear\",#REF!*0.85,IF(#REF!=\"Pumped_Storage\",#REF!*0.5,IF(#REF!=\"CCS\",#REF!*0.85,IF(#REF!=\"OCGT\",#REF!*0,IF(#REF!=\"\",0,#REF!*O$627))))))))","v":{"$error":"#REF!"}}]
[{"$f":"#REF!","v":{"$error":"#REF!"}},{"$f":"#REF!","v":{"$error":"#REF!"}},{"$f":"#REF!","v":{"$error":"#REF!"}},{"$f":"#REF!","v":{"$error":"#REF!"}},{"$f":"IF(#REF!=\"Interconnector\",#REF!*1,IF(#REF!=\"Wind\",#REF!*0.7,IF(#REF!=\"Marine\",#REF!*0.7,IF(#REF!=\"Nuclear\",#REF!*0.85,IF(#REF!=\"Pumped_Storage\",#REF!*0.5,IF(#REF!=\"CCS\",#REF!*0.85,IF(#REF!=\"OCGT\",#REF!*0,IF(#REF!=\"\",0,#REF!*E$627))))))))","v":{"$error":"#REF!"}},{"$f":"IF(#REF!=\"Interconnector\",#REF!*1,IF(#REF!=\"Wind\",#REF!*0.7,IF(#REF!=\"Marine\",#REF!*0.7,IF(#REF!=\"Nuclear\",#REF!*0.85,IF(#REF!=\"Pumped_Storage\",#REF!*0.5,IF(#REF!=\"CCS\",#REF!*0.85,IF(#REF!=\"OCGT\",#REF!*0,IF(#REF!=\"\",0,#REF!*F$627))))))))","v":{"$error":"#REF!"}},{"$f":"IF(#REF!=\"Interconnector\",#REF!*1,IF(#REF!=\"Wind\",#REF!*0.7,IF(#REF!=\"Marine\",#REF!*0.7,IF(#REF!=\"Nuclear\",#REF!*0.85,IF(#REF!=\"Pumped_Storage\",#REF!*0.5,IF(#REF!=\"CCS\",#REF!*0.85,IF(#REF!=\"OCGT\",#REF!*0,IF(#REF!=\"\",0,#REF!*G$627))))))))","v":{"$error":"#REF!"}},{"$f":"IF(#REF!=\"Interconnector\",#REF!*1,IF(#REF!=\"Wind\",#REF!*0.7,IF(#REF!=\"Marine\",#REF!*0.7,IF(#REF!=\"Nuclear\",#REF!*0.85,IF(#REF!=\"Pumped_Storage\",#REF!*0.5,IF(#REF!=\"CCS\",#REF!*0.85,IF(#REF!=\"OCGT\",#REF!*0,IF(#REF!=\"\",0,#REF!*H$627))))))))","v":{"$error":"#REF!"}},{"$f":"IF(#REF!=\"Interconnector\",#REF!*1,IF(#REF!=\"Wind\",#REF!*0.7,IF(#REF!=\"Marine\",#REF!*0.7,IF(#REF!=\"Nuclear\",#REF!*0.85,IF(#REF!=\"Pumped_Storage\",#REF!*0.5,IF(#REF!=\"CCS\",#REF!*0.85,IF(#REF!=\"OCGT\",#REF!*0,IF(#REF!=\"\",0,#REF!*I$627))))))))","v":{"$error":"#REF!"}},{"$f":"IF(#REF!=\"Interconnector\",#REF!*1,IF(#REF!=\"Wind\",#REF!*0.7,IF(#REF!=\"Marine\",#REF!*0.7,IF(#REF!=\"Nuclear\",#REF!*0.85,IF(#REF!=\"Pumped_Storage\",#REF!*0.5,IF(#REF!=\"CCS\",#REF!*0.85,IF(#REF!=\"OCGT\",#REF!*0,IF(#REF!=\"\",0,#REF!*J$627))))))))","v":{"$error":"#REF!"}},{"$f":"IF(#REF!=\"Interconnector\",#REF!*1,IF(#REF!=\"Wind\",#REF!*0.7,IF(#REF!=\"Marine\",#REF!*0.7,IF(#REF!=\"Nuclear\",#REF!*0.85,IF(#REF!=\"Pumped_Storage\",#REF!*0.5,IF(#REF!=\"CCS\",#REF!*0.85,IF(#REF!=\"OCGT\",#REF!*0,IF(#REF!=\"\",0,#REF!*K$627))))))))","v":{"$error":"#REF!"}},{"$f":"IF(#REF!=\"Interconnector\",#REF!*1,IF(#REF!=\"Wind\",#REF!*0.7,IF(#REF!=\"Marine\",#REF!*0.7,IF(#REF!=\"Nuclear\",#REF!*0.85,IF(#REF!=\"Pumped_Storage\",#REF!*0.5,IF(#REF!=\"CCS\",#REF!*0.85,IF(#REF!=\"OCGT\",#REF!*0,IF(#REF!=\"\",0,#REF!*L$627))))))))","v":{"$error":"#REF!"}},{"$f":"IF(#REF!=\"Interconnector\",#REF!*1,IF(#REF!=\"Wind\",#REF!*0.7,IF(#REF!=\"Marine\",#REF!*0.7,IF(#REF!=\"Nuclear\",#REF!*0.85,IF(#REF!=\"Pumped_Storage\",#REF!*0.5,IF(#REF!=\"CCS\",#REF!*0.85,IF(#REF!=\"OCGT\",#REF!*0,IF(#REF!=\"\",0,#REF!*M$627))))))))","v":{"$error":"#REF!"}},{"$f":"IF(#REF!=\"Interconnector\",#REF!*1,IF(#REF!=\"Wind\",#REF!*0.7,IF(#REF!=\"Marine\",#REF!*0.7,IF(#REF!=\"Nuclear\",#REF!*0.85,IF(#REF!=\"Pumped_Storage\",#REF!*0.5,IF(#REF!=\"CCS\",#REF!*0.85,IF(#REF!=\"OCGT\",#REF!*0,IF(#REF!=\"\",0,#REF!*N$627))))))))","v":{"$error":"#REF!"}},{"$f":"IF(#REF!=\"Interconnector\",#REF!*1,IF(#REF!=\"Wind\",#REF!*0.7,IF(#REF!=\"Marine\",#REF!*0.7,IF(#REF!=\"Nuclear\",#REF!*0.85,IF(#REF!=\"Pumped_Storage\",#REF!*0.5,IF(#REF!=\"CCS\",#REF!*0.85,IF(#REF!=\"OCGT\",#REF!*0,IF(#REF!=\"\",0,#REF!*O$627))))))))","v":{"$error":"#REF!"}}]
[{"$f":"#REF!","v":{"$error":"#REF!"}},{"$f":"#REF!","v":{"$error":"#REF!"}},{"$f":"#REF!","v":{"$error":"#REF!"}},{"$f":"#REF!","v":{"$error":"#REF!"}},{"$f":"IF(#REF!=\"Interconnector\",#REF!*1,IF(#REF!=\"Wind\",#REF!*0.7,IF(#REF!=\"Marine\",#REF!*0.7,IF(#REF!=\"Nuclear\",#REF!*0.85,IF(#REF!=\"Pumped_Storage\",#REF!*0.5,IF(#REF!=\"CCS\",#REF!*0.85,IF(#REF!=\"OCGT\",#REF!*0,IF(#REF!=\"\",0,#REF!*E$627))))))))","v":{"$error":"#REF!"}},{"$f":"IF(#REF!=\"Interconnector\",#REF!*1,IF(#REF!=\"Wind\",#REF!*0.7,IF(#REF!=\"Marine\",#REF!*0.7,IF(#REF!=\"Nuclear\",#REF!*0.85,IF(#REF!=\"Pumped_Storage\",#REF!*0.5,IF(#REF!=\"CCS\",#REF!*0.85,IF(#REF!=\"OCGT\",#REF!*0,IF(#REF!=\"\",0,#REF!*F$627))))))))","v":{"$error":"#REF!"}},{"$f":"IF(#REF!=\"Interconnector\",#REF!*1,IF(#REF!=\"Wind\",#REF!*0.7,IF(#REF!=\"Marine\",#REF!*0.7,IF(#REF!=\"Nuclear\",#REF!*0.85,IF(#REF!=\"Pumped_Storage\",#REF!*0.5,IF(#REF!=\"CCS\",#REF!*0.85,IF(#REF!=\"OCGT\",#REF!*0,IF(#REF!=\"\",0,#REF!*G$627))))))))","v":{"$error":"#REF!"}},{"$f":"IF(#REF!=\"Interconnector\",#REF!*1,IF(#REF!=\"Wind\",#REF!*0.7,IF(#REF!=\"Marine\",#REF!*0.7,IF(#REF!=\"Nuclear\",#REF!*0.85,IF(#REF!=\"Pumped_Storage\",#REF!*0.5,IF(#REF!=\"CCS\",#REF!*0.85,IF(#REF!=\"OCGT\",#REF!*0,IF(#REF!=\"\",0,#REF!*H$627))))))))","v":{"$error":"#REF!"}},{"$f":"IF(#REF!=\"Interconnector\",#REF!*1,IF(#REF!=\"Wind\",#REF!*0.7,IF(#REF!=\"Marine\",#REF!*0.7,IF(#REF!=\"Nuclear\",#REF!*0.85,IF(#REF!=\"Pumped_Storage\",#REF!*0.5,IF(#REF!=\"CCS\",#REF!*0.85,IF(#REF!=\"OCGT\",#REF!*0,IF(#REF!=\"\",0,#REF!*I$627))))))))","v":{"$error":"#REF!"}},{"$f":"IF(#REF!=\"Interconnector\",#REF!*1,IF(#REF!=\"Wind\",#REF!*0.7,IF(#REF!=\"Marine\",#REF!*0.7,IF(#REF!=\"Nuclear\",#REF!*0.85,IF(#REF!=\"Pumped_Storage\",#REF!*0.5,IF(#REF!=\"CCS\",#REF!*0.85,IF(#REF!=\"OCGT\",#REF!*0,IF(#REF!=\"\",0,#REF!*J$627))))))))","v":{"$error":"#REF!"}},{"$f":"IF(#REF!=\"Interconnector\",#REF!*1,IF(#REF!=\"Wind\",#REF!*0.7,IF(#REF!=\"Marine\",#REF!*0.7,IF(#REF!=\"Nuclear\",#REF!*0.85,IF(#REF!=\"Pumped_Storage\",#REF!*0.5,IF(#REF!=\"CCS\",#REF!*0.85,IF(#REF!=\"OCGT\",#REF!*0,IF(#REF!=\"\",0,#REF!*K$627))))))))","v":{"$error":"#REF!"}},{"$f":"IF(#REF!=\"Interconnector\",#REF!*1,IF(#REF!=\"Wind\",#REF!*0.7,IF(#REF!=\"Marine\",#REF!*0.7,IF(#REF!=\"Nuclear\",#REF!*0.85,IF(#REF!=\"Pumped_Storage\",#REF!*0.5,IF(#REF!=\"CCS\",#REF!*0.85,IF(#REF!=\"OCGT\",#REF!*0,IF(#REF!=\"\",0,#REF!*L$627))))))))","v":{"$error":"#REF!"}},{"$f":"IF(#REF!=\"Interconnector\",#REF!*1,IF(#REF!=\"Wind\",#REF!*0.7,IF(#REF!=\"Marine\",#REF!*0.7,IF(#REF!=\"Nuclear\",#REF!*0.85,IF(#REF!=\"Pumped_Storage\",#REF!*0.5,IF(#REF!=\"CCS\",#REF!*0.85,IF(#REF!=\"OCGT\",#REF!*0,IF(#REF!=\"\",0,#REF!*M$627))))))))","v":{"$error":"#REF!"}},{"$f":"IF(#REF!=\"Interconnector\",#REF!*1,IF(#REF!=\"Wind\",#REF!*0.7,IF(#REF!=\"Marine\",#REF!*0.7,IF(#REF!=\"Nuclear\",#REF!*0.85,IF(#REF!=\"Pumped_Storage\",#REF!*0.5,IF(#REF!=\"CCS\",#REF!*0.85,IF(#REF!=\"OCGT\",#REF!*0,IF(#REF!=\"\",0,#REF!*N$627))))))))","v":{"$error":"#REF!"}},{"$f":"IF(#REF!=\"Interconnector\",#REF!*1,IF(#REF!=\"Wind\",#REF!*0.7,IF(#REF!=\"Marine\",#REF!*0.7,IF(#REF!=\"Nuclear\",#REF!*0.85,IF(#REF!=\"Pumped_Storage\",#REF!*0.5,IF(#REF!=\"CCS\",#REF!*0.85,IF(#REF!=\"OCGT\",#REF!*0,IF(#REF!=\"\",0,#REF!*O$627))))))))","v":{"$error":"#REF!"}}]
[{"$f":"#REF!","v":{"$error":"#REF!"}},{"$f":"#REF!","v":{"$error":"#REF!"}},{"$f":"#REF!","v":{"$error":"#REF!"}},{"$f":"#REF!","v":{"$error":"#REF!"}},{"$f":"IF(#REF!=\"Interconnector\",#REF!*1,IF(#REF!=\"Wind\",#REF!*0.7,IF(#REF!=\"Marine\",#REF!*0.7,IF(#REF!=\"Nuclear\",#REF!*0.85,IF(#REF!=\"Pumped_Storage\",#REF!*0.5,IF(#REF!=\"CCS\",#REF!*0.85,IF(#REF!=\"OCGT\",#REF!*0,IF(#REF!=\"\",0,#REF!*E$627))))))))","v":{"$error":"#REF!"}},{"$f":"IF(#REF!=\"Interconnector\",#REF!*1,IF(#REF!=\"Wind\",#REF!*0.7,IF(#REF!=\"Marine\",#REF!*0.7,IF(#REF!=\"Nuclear\",#REF!*0.85,IF(#REF!=\"Pumped_Storage\",#REF!*0.5,IF(#REF!=\"CCS\",#REF!*0.85,IF(#REF!=\"OCGT\",#REF!*0,IF(#REF!=\"\",0,#REF!*F$627))))))))","v":{"$error":"#REF!"}},{"$f":"IF(#REF!=\"Interconnector\",#REF!*1,IF(#REF!=\"Wind\",#REF!*0.7,IF(#REF!=\"Marine\",#REF!*0.7,IF(#REF!=\"Nuclear\",#REF!*0.85,IF(#REF!=\"Pumped_Storage\",#REF!*0.5,IF(#REF!=\"CCS\",#REF!*0.85,IF(#REF!=\"OCGT\",#REF!*0,IF(#REF!=\"\",0,#REF!*G$627))))))))","v":{"$error":"#REF!"}},{"$f":"IF(#REF!=\"Interconnector\",#REF!*1,IF(#REF!=\"Wind\",#REF!*0.7,IF(#REF!=\"Marine\",#REF!*0.7,IF(#REF!=\"Nuclear\",#REF!*0.85,IF(#REF!=\"Pumped_Storage\",#REF!*0.5,IF(#REF!=\"CCS\",#REF!*0.85,IF(#REF!=\"OCGT\",#REF!*0,IF(#REF!=\"\",0,#REF!*H$627))))))))","v":{"$error":"#REF!"}},{"$f":"IF(#REF!=\"Interconnector\",#REF!*1,IF(#REF!=\"Wind\",#REF!*0.7,IF(#REF!=\"Marine\",#REF!*0.7,IF(#REF!=\"Nuclear\",#REF!*0.85,IF(#REF!=\"Pumped_Storage\",#REF!*0.5,IF(#REF!=\"CCS\",#REF!*0.85,IF(#REF!=\"OCGT\",#REF!*0,IF(#REF!=\"\",0,#REF!*I$627))))))))","v":{"$error":"#REF!"}},{"$f":"IF(#REF!=\"Interconnector\",#REF!*1,IF(#REF!=\"Wind\",#REF!*0.7,IF(#REF!=\"Marine\",#REF!*0.7,IF(#REF!=\"Nuclear\",#REF!*0.85,IF(#REF!=\"Pumped_Storage\",#REF!*0.5,IF(#REF!=\"CCS\",#REF!*0.85,IF(#REF!=\"OCGT\",#REF!*0,IF(#REF!=\"\",0,#REF!*J$627))))))))","v":{"$error":"#REF!"}},{"$f":"IF(#REF!=\"Interconnector\",#REF!*1,IF(#REF!=\"Wind\",#REF!*0.7,IF(#REF!=\"Marine\",#REF!*0.7,IF(#REF!=\"Nuclear\",#REF!*0.85,IF(#REF!=\"Pumped_Storage\",#REF!*0.5,IF(#REF!=\"CCS\",#REF!*0.85,IF(#REF!=\"OCGT\",#REF!*0,IF(#REF!=\"\",0,#REF!*K$627))))))))","v":{"$error":"#REF!"}},{"$f":"IF(#REF!=\"Interconnector\",#REF!*1,IF(#REF!=\"Wind\",#REF!*0.7,IF(#REF!=\"Marine\",#REF!*0.7,IF(#REF!=\"Nuclear\",#REF!*0.85,IF(#REF!=\"Pumped_Storage\",#REF!*0.5,IF(#REF!=\"CCS\",#REF!*0.85,IF(#REF!=\"OCGT\",#REF!*0,IF(#REF!=\"\",0,#REF!*L$627))))))))","v":{"$error":"#REF!"}},{"$f":"IF(#REF!=\"Interconnector\",#REF!*1,IF(#REF!=\"Wind\",#REF!*0.7,IF(#REF!=\"Marine\",#REF!*0.7,IF(#REF!=\"Nuclear\",#REF!*0.85,IF(#REF!=\"Pumped_Storage\",#REF!*0.5,IF(#REF!=\"CCS\",#REF!*0.85,IF(#REF!=\"OCGT\",#REF!*0,IF(#REF!=\"\",0,#REF!*M$627))))))))","v":{"$error":"#REF!"}},{"$f":"IF(#REF!=\"Interconnector\",#REF!*1,IF(#REF!=\"Wind\",#REF!*0.7,IF(#REF!=\"Marine\",#REF!*0.7,IF(#REF!=\"Nuclear\",#REF!*0.85,IF(#REF!=\"Pumped_Storage\",#REF!*0.5,IF(#REF!=\"CCS\",#REF!*0.85,IF(#REF!=\"OCGT\",#REF!*0,IF(#REF!=\"\",0,#REF!*N$627))))))))","v":{"$error":"#REF!"}},{"$f":"IF(#REF!=\"Interconnector\",#REF!*1,IF(#REF!=\"Wind\",#REF!*0.7,IF(#REF!=\"Marine\",#REF!*0.7,IF(#REF!=\"Nuclear\",#REF!*0.85,IF(#REF!=\"Pumped_Storage\",#REF!*0.5,IF(#REF!=\"CCS\",#REF!*0.85,IF(#REF!=\"OCGT\",#REF!*0,IF(#REF!=\"\",0,#REF!*O$627))))))))","v":{"$error":"#REF!"}}]
[{"$f":"#REF!","v":{"$error":"#REF!"}},{"$f":"#REF!","v":{"$error":"#REF!"}},{"$f":"#REF!","v":{"$error":"#REF!"}},{"$f":"#REF!","v":{"$error":"#REF!"}},{"$f":"IF(#REF!=\"Interconnector\",#REF!*1,IF(#REF!=\"Wind\",#REF!*0.7,IF(#REF!=\"Marine\",#REF!*0.7,IF(#REF!=\"Nuclear\",#REF!*0.85,IF(#REF!=\"Pumped_Storage\",#REF!*0.5,IF(#REF!=\"CCS\",#REF!*0.85,IF(#REF!=\"OCGT\",#REF!*0,IF(#REF!=\"\",0,#REF!*E$627))))))))","v":{"$error":"#REF!"}},{"$f":"IF(#REF!=\"Interconnector\",#REF!*1,IF(#REF!=\"Wind\",#REF!*0.7,IF(#REF!=\"Marine\",#REF!*0.7,IF(#REF!=\"Nuclear\",#REF!*0.85,IF(#REF!=\"Pumped_Storage\",#REF!*0.5,IF(#REF!=\"CCS\",#REF!*0.85,IF(#REF!=\"OCGT\",#REF!*0,IF(#REF!=\"\",0,#REF!*F$627))))))))","v":{"$error":"#REF!"}},{"$f":"IF(#REF!=\"Interconnector\",#REF!*1,IF(#REF!=\"Wind\",#REF!*0.7,IF(#REF!=\"Marine\",#REF!*0.7,IF(#REF!=\"Nuclear\",#REF!*0.85,IF(#REF!=\"Pumped_Storage\",#REF!*0.5,IF(#REF!=\"CCS\",#REF!*0.85,IF(#REF!=\"OCGT\",#REF!*0,IF(#REF!=\"\",0,#REF!*G$627))))))))","v":{"$error":"#REF!"}},{"$f":"IF(#REF!=\"Interconnector\",#REF!*1,IF(#REF!=\"Wind\",#REF!*0.7,IF(#REF!=\"Marine\",#REF!*0.7,IF(#REF!=\"Nuclear\",#REF!*0.85,IF(#REF!=\"Pumped_Storage\",#REF!*0.5,IF(#REF!=\"CCS\",#REF!*0.85,IF(#REF!=\"OCGT\",#REF!*0,IF(#REF!=\"\",0,#REF!*H$627))))))))","v":{"$error":"#REF!"}},{"$f":"IF(#REF!=\"Interconnector\",#REF!*1,IF(#REF!=\"Wind\",#REF!*0.7,IF(#REF!=\"Marine\",#REF!*0.7,IF(#REF!=\"Nuclear\",#REF!*0.85,IF(#REF!=\"Pumped_Storage\",#REF!*0.5,IF(#REF!=\"CCS\",#REF!*0.85,IF(#REF!=\"OCGT\",#REF!*0,IF(#REF!=\"\",0,#REF!*I$627))))))))","v":{"$error":"#REF!"}},{"$f":"IF(#REF!=\"Interconnector\",#REF!*1,IF(#REF!=\"Wind\",#REF!*0.7,IF(#REF!=\"Marine\",#REF!*0.7,IF(#REF!=\"Nuclear\",#REF!*0.85,IF(#REF!=\"Pumped_Storage\",#REF!*0.5,IF(#REF!=\"CCS\",#REF!*0.85,IF(#REF!=\"OCGT\",#REF!*0,IF(#REF!=\"\",0,#REF!*J$627))))))))","v":{"$error":"#REF!"}},{"$f":"IF(#REF!=\"Interconnector\",#REF!*1,IF(#REF!=\"Wind\",#REF!*0.7,IF(#REF!=\"Marine\",#REF!*0.7,IF(#REF!=\"Nuclear\",#REF!*0.85,IF(#REF!=\"Pumped_Storage\",#REF!*0.5,IF(#REF!=\"CCS\",#REF!*0.85,IF(#REF!=\"OCGT\",#REF!*0,IF(#REF!=\"\",0,#REF!*K$627))))))))","v":{"$error":"#REF!"}},{"$f":"IF(#REF!=\"Interconnector\",#REF!*1,IF(#REF!=\"Wind\",#REF!*0.7,IF(#REF!=\"Marine\",#REF!*0.7,IF(#REF!=\"Nuclear\",#REF!*0.85,IF(#REF!=\"Pumped_Storage\",#REF!*0.5,IF(#REF!=\"CCS\",#REF!*0.85,IF(#REF!=\"OCGT\",#REF!*0,IF(#REF!=\"\",0,#REF!*L$627))))))))","v":{"$error":"#REF!"}},{"$f":"IF(#REF!=\"Interconnector\",#REF!*1,IF(#REF!=\"Wind\",#REF!*0.7,IF(#REF!=\"Marine\",#REF!*0.7,IF(#REF!=\"Nuclear\",#REF!*0.85,IF(#REF!=\"Pumped_Storage\",#REF!*0.5,IF(#REF!=\"CCS\",#REF!*0.85,IF(#REF!=\"OCGT\",#REF!*0,IF(#REF!=\"\",0,#REF!*M$627))))))))","v":{"$error":"#REF!"}},{"$f":"IF(#REF!=\"Interconnector\",#REF!*1,IF(#REF!=\"Wind\",#REF!*0.7,IF(#REF!=\"Marine\",#REF!*0.7,IF(#REF!=\"Nuclear\",#REF!*0.85,IF(#REF!=\"Pumped_Storage\",#REF!*0.5,IF(#REF!=\"CCS\",#REF!*0.85,IF(#REF!=\"OCGT\",#REF!*0,IF(#REF!=\"\",0,#REF!*N$627))))))))","v":{"$error":"#REF!"}},{"$f":"IF(#REF!=\"Interconnector\",#REF!*1,IF(#REF!=\"Wind\",#REF!*0.7,IF(#REF!=\"Marine\",#REF!*0.7,IF(#REF!=\"Nuclear\",#REF!*0.85,IF(#REF!=\"Pumped_Storage\",#REF!*0.5,IF(#REF!=\"CCS\",#REF!*0.85,IF(#REF!=\"OCGT\",#REF!*0,IF(#REF!=\"\",0,#REF!*O$627))))))))","v":{"$error":"#REF!"}}]
[{"$f":"#REF!","v":{"$error":"#REF!"}},{"$f":"#REF!","v":{"$error":"#REF!"}},{"$f":"#REF!","v":{"$error":"#REF!"}},{"$f":"#REF!","v":{"$error":"#REF!"}},{"$f":"IF(#REF!=\"Interconnector\",#REF!*1,IF(#REF!=\"Wind\",#REF!*0.7,IF(#REF!=\"Marine\",#REF!*0.7,IF(#REF!=\"Nuclear\",#REF!*0.85,IF(#REF!=\"Pumped_Storage\",#REF!*0.5,IF(#REF!=\"CCS\",#REF!*0.85,IF(#REF!=\"OCGT\",#REF!*0,IF(#REF!=\"\",0,#REF!*E$627))))))))","v":{"$error":"#REF!"}},{"$f":"IF(#REF!=\"Interconnector\",#REF!*1,IF(#REF!=\"Wind\",#REF!*0.7,IF(#REF!=\"Marine\",#REF!*0.7,IF(#REF!=\"Nuclear\",#REF!*0.85,IF(#REF!=\"Pumped_Storage\",#REF!*0.5,IF(#REF!=\"CCS\",#REF!*0.85,IF(#REF!=\"OCGT\",#REF!*0,IF(#REF!=\"\",0,#REF!*F$627))))))))","v":{"$error":"#REF!"}},{"$f":"IF(#REF!=\"Interconnector\",#REF!*1,IF(#REF!=\"Wind\",#REF!*0.7,IF(#REF!=\"Marine\",#REF!*0.7,IF(#REF!=\"Nuclear\",#REF!*0.85,IF(#REF!=\"Pumped_Storage\",#REF!*0.5,IF(#REF!=\"CCS\",#REF!*0.85,IF(#REF!=\"OCGT\",#REF!*0,IF(#REF!=\"\",0,#REF!*G$627))))))))","v":{"$error":"#REF!"}},{"$f":"IF(#REF!=\"Interconnector\",#REF!*1,IF(#REF!=\"Wind\",#REF!*0.7,IF(#REF!=\"Marine\",#REF!*0.7,IF(#REF!=\"Nuclear\",#REF!*0.85,IF(#REF!=\"Pumped_Storage\",#REF!*0.5,IF(#REF!=\"CCS\",#REF!*0.85,IF(#REF!=\"OCGT\",#REF!*0,IF(#REF!=\"\",0,#REF!*H$627))))))))","v":{"$error":"#REF!"}},{"$f":"IF(#REF!=\"Interconnector\",#REF!*1,IF(#REF!=\"Wind\",#REF!*0.7,IF(#REF!=\"Marine\",#REF!*0.7,IF(#REF!=\"Nuclear\",#REF!*0.85,IF(#REF!=\"Pumped_Storage\",#REF!*0.5,IF(#REF!=\"CCS\",#REF!*0.85,IF(#REF!=\"OCGT\",#REF!*0,IF(#REF!=\"\",0,#REF!*I$627))))))))","v":{"$error":"#REF!"}},{"$f":"IF(#REF!=\"Interconnector\",#REF!*1,IF(#REF!=\"Wind\",#REF!*0.7,IF(#REF!=\"Marine\",#REF!*0.7,IF(#REF!=\"Nuclear\",#REF!*0.85,IF(#REF!=\"Pumped_Storage\",#REF!*0.5,IF(#REF!=\"CCS\",#REF!*0.85,IF(#REF!=\"OCGT\",#REF!*0,IF(#REF!=\"\",0,#REF!*J$627))))))))","v":{"$error":"#REF!"}},{"$f":"IF(#REF!=\"Interconnector\",#REF!*1,IF(#REF!=\"Wind\",#REF!*0.7,IF(#REF!=\"Marine\",#REF!*0.7,IF(#REF!=\"Nuclear\",#REF!*0.85,IF(#REF!=\"Pumped_Storage\",#REF!*0.5,IF(#REF!=\"CCS\",#REF!*0.85,IF(#REF!=\"OCGT\",#REF!*0,IF(#REF!=\"\",0,#REF!*K$627))))))))","v":{"$error":"#REF!"}},{"$f":"IF(#REF!=\"Interconnector\",#REF!*1,IF(#REF!=\"Wind\",#REF!*0.7,IF(#REF!=\"Marine\",#REF!*0.7,IF(#REF!=\"Nuclear\",#REF!*0.85,IF(#REF!=\"Pumped_Storage\",#REF!*0.5,IF(#REF!=\"CCS\",#REF!*0.85,IF(#REF!=\"OCGT\",#REF!*0,IF(#REF!=\"\",0,#REF!*L$627))))))))","v":{"$error":"#REF!"}},{"$f":"IF(#REF!=\"Interconnector\",#REF!*1,IF(#REF!=\"Wind\",#REF!*0.7,IF(#REF!=\"Marine\",#REF!*0.7,IF(#REF!=\"Nuclear\",#REF!*0.85,IF(#REF!=\"Pumped_Storage\",#REF!*0.5,IF(#REF!=\"CCS\",#REF!*0.85,IF(#REF!=\"OCGT\",#REF!*0,IF(#REF!=\"\",0,#REF!*M$627))))))))","v":{"$error":"#REF!"}},{"$f":"IF(#REF!=\"Interconnector\",#REF!*1,IF(#REF!=\"Wind\",#REF!*0.7,IF(#REF!=\"Marine\",#REF!*0.7,IF(#REF!=\"Nuclear\",#REF!*0.85,IF(#REF!=\"Pumped_Storage\",#REF!*0.5,IF(#REF!=\"CCS\",#REF!*0.85,IF(#REF!=\"OCGT\",#REF!*0,IF(#REF!=\"\",0,#REF!*N$627))))))))","v":{"$error":"#REF!"}},{"$f":"IF(#REF!=\"Interconnector\",#REF!*1,IF(#REF!=\"Wind\",#REF!*0.7,IF(#REF!=\"Marine\",#REF!*0.7,IF(#REF!=\"Nuclear\",#REF!*0.85,IF(#REF!=\"Pumped_Storage\",#REF!*0.5,IF(#REF!=\"CCS\",#REF!*0.85,IF(#REF!=\"OCGT\",#REF!*0,IF(#REF!=\"\",0,#REF!*O$627))))))))","v":{"$error":"#REF!"}}]
[{"$f":"#REF!","v":{"$error":"#REF!"}},{"$f":"#REF!","v":{"$error":"#REF!"}},{"$f":"#REF!","v":{"$error":"#REF!"}},{"$f":"#REF!","v":{"$error":"#REF!"}},{"$f":"IF(#REF!=\"Interconnector\",#REF!*1,IF(#REF!=\"Wind\",#REF!*0.7,IF(#REF!=\"Marine\",#REF!*0.7,IF(#REF!=\"Nuclear\",#REF!*0.85,IF(#REF!=\"Pumped_Storage\",#REF!*0.5,IF(#REF!=\"CCS\",#REF!*0.85,IF(#REF!=\"OCGT\",#REF!*0,IF(#REF!=\"\",0,#REF!*E$627))))))))","v":{"$error":"#REF!"}},{"$f":"IF(#REF!=\"Interconnector\",#REF!*1,IF(#REF!=\"Wind\",#REF!*0.7,IF(#REF!=\"Marine\",#REF!*0.7,IF(#REF!=\"Nuclear\",#REF!*0.85,IF(#REF!=\"Pumped_Storage\",#REF!*0.5,IF(#REF!=\"CCS\",#REF!*0.85,IF(#REF!=\"OCGT\",#REF!*0,IF(#REF!=\"\",0,#REF!*F$627))))))))","v":{"$error":"#REF!"}},{"$f":"IF(#REF!=\"Interconnector\",#REF!*1,IF(#REF!=\"Wind\",#REF!*0.7,IF(#REF!=\"Marine\",#REF!*0.7,IF(#REF!=\"Nuclear\",#REF!*0.85,IF(#REF!=\"Pumped_Storage\",#REF!*0.5,IF(#REF!=\"CCS\",#REF!*0.85,IF(#REF!=\"OCGT\",#REF!*0,IF(#REF!=\"\",0,#REF!*G$627))))))))","v":{"$error":"#REF!"}},{"$f":"IF(#REF!=\"Interconnector\",#REF!*1,IF(#REF!=\"Wind\",#REF!*0.7,IF(#REF!=\"Marine\",#REF!*0.7,IF(#REF!=\"Nuclear\",#REF!*0.85,IF(#REF!=\"Pumped_Storage\",#REF!*0.5,IF(#REF!=\"CCS\",#REF!*0.85,IF(#REF!=\"OCGT\",#REF!*0,IF(#REF!=\"\",0,#REF!*H$627))))))))","v":{"$error":"#REF!"}},{"$f":"IF(#REF!=\"Interconnector\",#REF!*1,IF(#REF!=\"Wind\",#REF!*0.7,IF(#REF!=\"Marine\",#REF!*0.7,IF(#REF!=\"Nuclear\",#REF!*0.85,IF(#REF!=\"Pumped_Storage\",#REF!*0.5,IF(#REF!=\"CCS\",#REF!*0.85,IF(#REF!=\"OCGT\",#REF!*0,IF(#REF!=\"\",0,#REF!*I$627))))))))","v":{"$error":"#REF!"}},{"$f":"IF(#REF!=\"Interconnector\",#REF!*1,IF(#REF!=\"Wind\",#REF!*0.7,IF(#REF!=\"Marine\",#REF!*0.7,IF(#REF!=\"Nuclear\",#REF!*0.85,IF(#REF!=\"Pumped_Storage\",#REF!*0.5,IF(#REF!=\"CCS\",#REF!*0.85,IF(#REF!=\"OCGT\",#REF!*0,IF(#REF!=\"\",0,#REF!*J$627))))))))","v":{"$error":"#REF!"}},{"$f":"IF(#REF!=\"Interconnector\",#REF!*1,IF(#REF!=\"Wind\",#REF!*0.7,IF(#REF!=\"Marine\",#REF!*0.7,IF(#REF!=\"Nuclear\",#REF!*0.85,IF(#REF!=\"Pumped_Storage\",#REF!*0.5,IF(#REF!=\"CCS\",#REF!*0.85,IF(#REF!=\"OCGT\",#REF!*0,IF(#REF!=\"\",0,#REF!*K$627))))))))","v":{"$error":"#REF!"}},{"$f":"IF(#REF!=\"Interconnector\",#REF!*1,IF(#REF!=\"Wind\",#REF!*0.7,IF(#REF!=\"Marine\",#REF!*0.7,IF(#REF!=\"Nuclear\",#REF!*0.85,IF(#REF!=\"Pumped_Storage\",#REF!*0.5,IF(#REF!=\"CCS\",#REF!*0.85,IF(#REF!=\"OCGT\",#REF!*0,IF(#REF!=\"\",0,#REF!*L$627))))))))","v":{"$error":"#REF!"}},{"$f":"IF(#REF!=\"Interconnector\",#REF!*1,IF(#REF!=\"Wind\",#REF!*0.7,IF(#REF!=\"Marine\",#REF!*0.7,IF(#REF!=\"Nuclear\",#REF!*0.85,IF(#REF!=\"Pumped_Storage\",#REF!*0.5,IF(#REF!=\"CCS\",#REF!*0.85,IF(#REF!=\"OCGT\",#REF!*0,IF(#REF!=\"\",0,#REF!*M$627))))))))","v":{"$error":"#REF!"}},{"$f":"IF(#REF!=\"Interconnector\",#REF!*1,IF(#REF!=\"Wind\",#REF!*0.7,IF(#REF!=\"Marine\",#REF!*0.7,IF(#REF!=\"Nuclear\",#REF!*0.85,IF(#REF!=\"Pumped_Storage\",#REF!*0.5,IF(#REF!=\"CCS\",#REF!*0.85,IF(#REF!=\"OCGT\",#REF!*0,IF(#REF!=\"\",0,#REF!*N$627))))))))","v":{"$error":"#REF!"}},{"$f":"IF(#REF!=\"Interconnector\",#REF!*1,IF(#REF!=\"Wind\",#REF!*0.7,IF(#REF!=\"Marine\",#REF!*0.7,IF(#REF!=\"Nuclear\",#REF!*0.85,IF(#REF!=\"Pumped_Storage\",#REF!*0.5,IF(#REF!=\"CCS\",#REF!*0.85,IF(#REF!=\"OCGT\",#REF!*0,IF(#REF!=\"\",0,#REF!*O$627))))))))","v":{"$error":"#REF!"}}]
[{"$f":"#REF!","v":{"$error":"#REF!"}},{"$f":"#REF!","v":{"$error":"#REF!"}},{"$f":"#REF!","v":{"$error":"#REF!"}},{"$f":"#REF!","v":{"$error":"#REF!"}},{"$f":"IF(#REF!=\"Interconnector\",#REF!*1,IF(#REF!=\"Wind\",#REF!*0.7,IF(#REF!=\"Marine\",#REF!*0.7,IF(#REF!=\"Nuclear\",#REF!*0.85,IF(#REF!=\"Pumped_Storage\",#REF!*0.5,IF(#REF!=\"CCS\",#REF!*0.85,IF(#REF!=\"OCGT\",#REF!*0,IF(#REF!=\"\",0,#REF!*E$627))))))))","v":{"$error":"#REF!"}},{"$f":"IF(#REF!=\"Interconnector\",#REF!*1,IF(#REF!=\"Wind\",#REF!*0.7,IF(#REF!=\"Marine\",#REF!*0.7,IF(#REF!=\"Nuclear\",#REF!*0.85,IF(#REF!=\"Pumped_Storage\",#REF!*0.5,IF(#REF!=\"CCS\",#REF!*0.85,IF(#REF!=\"OCGT\",#REF!*0,IF(#REF!=\"\",0,#REF!*F$627))))))))","v":{"$error":"#REF!"}},{"$f":"IF(#REF!=\"Interconnector\",#REF!*1,IF(#REF!=\"Wind\",#REF!*0.7,IF(#REF!=\"Marine\",#REF!*0.7,IF(#REF!=\"Nuclear\",#REF!*0.85,IF(#REF!=\"Pumped_Storage\",#REF!*0.5,IF(#REF!=\"CCS\",#REF!*0.85,IF(#REF!=\"OCGT\",#REF!*0,IF(#REF!=\"\",0,#REF!*G$627))))))))","v":{"$error":"#REF!"}},{"$f":"IF(#REF!=\"Interconnector\",#REF!*1,IF(#REF!=\"Wind\",#REF!*0.7,IF(#REF!=\"Marine\",#REF!*0.7,IF(#REF!=\"Nuclear\",#REF!*0.85,IF(#REF!=\"Pumped_Storage\",#REF!*0.5,IF(#REF!=\"CCS\",#REF!*0.85,IF(#REF!=\"OCGT\",#REF!*0,IF(#REF!=\"\",0,#REF!*H$627))))))))","v":{"$error":"#REF!"}},{"$f":"IF(#REF!=\"Interconnector\",#REF!*1,IF(#REF!=\"Wind\",#REF!*0.7,IF(#REF!=\"Marine\",#REF!*0.7,IF(#REF!=\"Nuclear\",#REF!*0.85,IF(#REF!=\"Pumped_Storage\",#REF!*0.5,IF(#REF!=\"CCS\",#REF!*0.85,IF(#REF!=\"OCGT\",#REF!*0,IF(#REF!=\"\",0,#REF!*I$627))))))))","v":{"$error":"#REF!"}},{"$f":"IF(#REF!=\"Interconnector\",#REF!*1,IF(#REF!=\"Wind\",#REF!*0.7,IF(#REF!=\"Marine\",#REF!*0.7,IF(#REF!=\"Nuclear\",#REF!*0.85,IF(#REF!=\"Pumped_Storage\",#REF!*0.5,IF(#REF!=\"CCS\",#REF!*0.85,IF(#REF!=\"OCGT\",#REF!*0,IF(#REF!=\"\",0,#REF!*J$627))))))))","v":{"$error":"#REF!"}},{"$f":"IF(#REF!=\"Interconnector\",#REF!*1,IF(#REF!=\"Wind\",#REF!*0.7,IF(#REF!=\"Marine\",#REF!*0.7,IF(#REF!=\"Nuclear\",#REF!*0.85,IF(#REF!=\"Pumped_Storage\",#REF!*0.5,IF(#REF!=\"CCS\",#REF!*0.85,IF(#REF!=\"OCGT\",#REF!*0,IF(#REF!=\"\",0,#REF!*K$627))))))))","v":{"$error":"#REF!"}},{"$f":"IF(#REF!=\"Interconnector\",#REF!*1,IF(#REF!=\"Wind\",#REF!*0.7,IF(#REF!=\"Marine\",#REF!*0.7,IF(#REF!=\"Nuclear\",#REF!*0.85,IF(#REF!=\"Pumped_Storage\",#REF!*0.5,IF(#REF!=\"CCS\",#REF!*0.85,IF(#REF!=\"OCGT\",#REF!*0,IF(#REF!=\"\",0,#REF!*L$627))))))))","v":{"$error":"#REF!"}},{"$f":"IF(#REF!=\"Interconnector\",#REF!*1,IF(#REF!=\"Wind\",#REF!*0.7,IF(#REF!=\"Marine\",#REF!*0.7,IF(#REF!=\"Nuclear\",#REF!*0.85,IF(#REF!=\"Pumped_Storage\",#REF!*0.5,IF(#REF!=\"CCS\",#REF!*0.85,IF(#REF!=\"OCGT\",#REF!*0,IF(#REF!=\"\",0,#REF!*M$627))))))))","v":{"$error":"#REF!"}},{"$f":"IF(#REF!=\"Interconnector\",#REF!*1,IF(#REF!=\"Wind\",#REF!*0.7,IF(#REF!=\"Marine\",#REF!*0.7,IF(#REF!=\"Nuclear\",#REF!*0.85,IF(#REF!=\"Pumped_Storage\",#REF!*0.5,IF(#REF!=\"CCS\",#REF!*0.85,IF(#REF!=\"OCGT\",#REF!*0,IF(#REF!=\"\",0,#REF!*N$627))))))))","v":{"$error":"#REF!"}},{"$f":"IF(#REF!=\"Interconnector\",#REF!*1,IF(#REF!=\"Wind\",#REF!*0.7,IF(#REF!=\"Marine\",#REF!*0.7,IF(#REF!=\"Nuclear\",#REF!*0.85,IF(#REF!=\"Pumped_Storage\",#REF!*0.5,IF(#REF!=\"CCS\",#REF!*0.85,IF(#REF!=\"OCGT\",#REF!*0,IF(#REF!=\"\",0,#REF!*O$627))))))))","v":{"$error":"#REF!"}}]
[{"$f":"#REF!","v":{"$error":"#REF!"}},{"$f":"#REF!","v":{"$error":"#REF!"}},{"$f":"#REF!","v":{"$error":"#REF!"}},{"$f":"#REF!","v":{"$error":"#REF!"}},{"$f":"IF(#REF!=\"Interconnector\",#REF!*1,IF(#REF!=\"Wind\",#REF!*0.7,IF(#REF!=\"Marine\",#REF!*0.7,IF(#REF!=\"Nuclear\",#REF!*0.85,IF(#REF!=\"Pumped_Storage\",#REF!*0.5,IF(#REF!=\"CCS\",#REF!*0.85,IF(#REF!=\"OCGT\",#REF!*0,IF(#REF!=\"\",0,#REF!*E$627))))))))","v":{"$error":"#REF!"}},{"$f":"IF(#REF!=\"Interconnector\",#REF!*1,IF(#REF!=\"Wind\",#REF!*0.7,IF(#REF!=\"Marine\",#REF!*0.7,IF(#REF!=\"Nuclear\",#REF!*0.85,IF(#REF!=\"Pumped_Storage\",#REF!*0.5,IF(#REF!=\"CCS\",#REF!*0.85,IF(#REF!=\"OCGT\",#REF!*0,IF(#REF!=\"\",0,#REF!*F$627))))))))","v":{"$error":"#REF!"}},{"$f":"IF(#REF!=\"Interconnector\",#REF!*1,IF(#REF!=\"Wind\",#REF!*0.7,IF(#REF!=\"Marine\",#REF!*0.7,IF(#REF!=\"Nuclear\",#REF!*0.85,IF(#REF!=\"Pumped_Storage\",#REF!*0.5,IF(#REF!=\"CCS\",#REF!*0.85,IF(#REF!=\"OCGT\",#REF!*0,IF(#REF!=\"\",0,#REF!*G$627))))))))","v":{"$error":"#REF!"}},{"$f":"IF(#REF!=\"Interconnector\",#REF!*1,IF(#REF!=\"Wind\",#REF!*0.7,IF(#REF!=\"Marine\",#REF!*0.7,IF(#REF!=\"Nuclear\",#REF!*0.85,IF(#REF!=\"Pumped_Storage\",#REF!*0.5,IF(#REF!=\"CCS\",#REF!*0.85,IF(#REF!=\"OCGT\",#REF!*0,IF(#REF!=\"\",0,#REF!*H$627))))))))","v":{"$error":"#REF!"}},{"$f":"IF(#REF!=\"Interconnector\",#REF!*1,IF(#REF!=\"Wind\",#REF!*0.7,IF(#REF!=\"Marine\",#REF!*0.7,IF(#REF!=\"Nuclear\",#REF!*0.85,IF(#REF!=\"Pumped_Storage\",#REF!*0.5,IF(#REF!=\"CCS\",#REF!*0.85,IF(#REF!=\"OCGT\",#REF!*0,IF(#REF!=\"\",0,#REF!*I$627))))))))","v":{"$error":"#REF!"}},{"$f":"IF(#REF!=\"Interconnector\",#REF!*1,IF(#REF!=\"Wind\",#REF!*0.7,IF(#REF!=\"Marine\",#REF!*0.7,IF(#REF!=\"Nuclear\",#REF!*0.85,IF(#REF!=\"Pumped_Storage\",#REF!*0.5,IF(#REF!=\"CCS\",#REF!*0.85,IF(#REF!=\"OCGT\",#REF!*0,IF(#REF!=\"\",0,#REF!*J$627))))))))","v":{"$error":"#REF!"}},{"$f":"IF(#REF!=\"Interconnector\",#REF!*1,IF(#REF!=\"Wind\",#REF!*0.7,IF(#REF!=\"Marine\",#REF!*0.7,IF(#REF!=\"Nuclear\",#REF!*0.85,IF(#REF!=\"Pumped_Storage\",#REF!*0.5,IF(#REF!=\"CCS\",#REF!*0.85,IF(#REF!=\"OCGT\",#REF!*0,IF(#REF!=\"\",0,#REF!*K$627))))))))","v":{"$error":"#REF!"}},{"$f":"IF(#REF!=\"Interconnector\",#REF!*1,IF(#REF!=\"Wind\",#REF!*0.7,IF(#REF!=\"Marine\",#REF!*0.7,IF(#REF!=\"Nuclear\",#REF!*0.85,IF(#REF!=\"Pumped_Storage\",#REF!*0.5,IF(#REF!=\"CCS\",#REF!*0.85,IF(#REF!=\"OCGT\",#REF!*0,IF(#REF!=\"\",0,#REF!*L$627))))))))","v":{"$error":"#REF!"}},{"$f":"IF(#REF!=\"Interconnector\",#REF!*1,IF(#REF!=\"Wind\",#REF!*0.7,IF(#REF!=\"Marine\",#REF!*0.7,IF(#REF!=\"Nuclear\",#REF!*0.85,IF(#REF!=\"Pumped_Storage\",#REF!*0.5,IF(#REF!=\"CCS\",#REF!*0.85,IF(#REF!=\"OCGT\",#REF!*0,IF(#REF!=\"\",0,#REF!*M$627))))))))","v":{"$error":"#REF!"}},{"$f":"IF(#REF!=\"Interconnector\",#REF!*1,IF(#REF!=\"Wind\",#REF!*0.7,IF(#REF!=\"Marine\",#REF!*0.7,IF(#REF!=\"Nuclear\",#REF!*0.85,IF(#REF!=\"Pumped_Storage\",#REF!*0.5,IF(#REF!=\"CCS\",#REF!*0.85,IF(#REF!=\"OCGT\",#REF!*0,IF(#REF!=\"\",0,#REF!*N$627))))))))","v":{"$error":"#REF!"}},{"$f":"IF(#REF!=\"Interconnector\",#REF!*1,IF(#REF!=\"Wind\",#REF!*0.7,IF(#REF!=\"Marine\",#REF!*0.7,IF(#REF!=\"Nuclear\",#REF!*0.85,IF(#REF!=\"Pumped_Storage\",#REF!*0.5,IF(#REF!=\"CCS\",#REF!*0.85,IF(#REF!=\"OCGT\",#REF!*0,IF(#REF!=\"\",0,#REF!*O$627))))))))","v":{"$error":"#REF!"}}]
[{"$f":"#REF!","v":{"$error":"#REF!"}},{"$f":"#REF!","v":{"$error":"#REF!"}},{"$f":"#REF!","v":{"$error":"#REF!"}},{"$f":"#REF!","v":{"$error":"#REF!"}},{"$f":"IF(#REF!=\"Interconnector\",#REF!*1,IF(#REF!=\"Wind\",#REF!*0.7,IF(#REF!=\"Marine\",#REF!*0.7,IF(#REF!=\"Nuclear\",#REF!*0.85,IF(#REF!=\"Pumped_Storage\",#REF!*0.5,IF(#REF!=\"CCS\",#REF!*0.85,IF(#REF!=\"OCGT\",#REF!*0,IF(#REF!=\"\",0,#REF!*E$627))))))))","v":{"$error":"#REF!"}},{"$f":"IF(#REF!=\"Interconnector\",#REF!*1,IF(#REF!=\"Wind\",#REF!*0.7,IF(#REF!=\"Marine\",#REF!*0.7,IF(#REF!=\"Nuclear\",#REF!*0.85,IF(#REF!=\"Pumped_Storage\",#REF!*0.5,IF(#REF!=\"CCS\",#REF!*0.85,IF(#REF!=\"OCGT\",#REF!*0,IF(#REF!=\"\",0,#REF!*F$627))))))))","v":{"$error":"#REF!"}},{"$f":"IF(#REF!=\"Interconnector\",#REF!*1,IF(#REF!=\"Wind\",#REF!*0.7,IF(#REF!=\"Marine\",#REF!*0.7,IF(#REF!=\"Nuclear\",#REF!*0.85,IF(#REF!=\"Pumped_Storage\",#REF!*0.5,IF(#REF!=\"CCS\",#REF!*0.85,IF(#REF!=\"OCGT\",#REF!*0,IF(#REF!=\"\",0,#REF!*G$627))))))))","v":{"$error":"#REF!"}},{"$f":"IF(#REF!=\"Interconnector\",#REF!*1,IF(#REF!=\"Wind\",#REF!*0.7,IF(#REF!=\"Marine\",#REF!*0.7,IF(#REF!=\"Nuclear\",#REF!*0.85,IF(#REF!=\"Pumped_Storage\",#REF!*0.5,IF(#REF!=\"CCS\",#REF!*0.85,IF(#REF!=\"OCGT\",#REF!*0,IF(#REF!=\"\",0,#REF!*H$627))))))))","v":{"$error":"#REF!"}},{"$f":"IF(#REF!=\"Interconnector\",#REF!*1,IF(#REF!=\"Wind\",#REF!*0.7,IF(#REF!=\"Marine\",#REF!*0.7,IF(#REF!=\"Nuclear\",#REF!*0.85,IF(#REF!=\"Pumped_Storage\",#REF!*0.5,IF(#REF!=\"CCS\",#REF!*0.85,IF(#REF!=\"OCGT\",#REF!*0,IF(#REF!=\"\",0,#REF!*I$627))))))))","v":{"$error":"#REF!"}},{"$f":"IF(#REF!=\"Interconnector\",#REF!*1,IF(#REF!=\"Wind\",#REF!*0.7,IF(#REF!=\"Marine\",#REF!*0.7,IF(#REF!=\"Nuclear\",#REF!*0.85,IF(#REF!=\"Pumped_Storage\",#REF!*0.5,IF(#REF!=\"CCS\",#REF!*0.85,IF(#REF!=\"OCGT\",#REF!*0,IF(#REF!=\"\",0,#REF!*J$627))))))))","v":{"$error":"#REF!"}},{"$f":"IF(#REF!=\"Interconnector\",#REF!*1,IF(#REF!=\"Wind\",#REF!*0.7,IF(#REF!=\"Marine\",#REF!*0.7,IF(#REF!=\"Nuclear\",#REF!*0.85,IF(#REF!=\"Pumped_Storage\",#REF!*0.5,IF(#REF!=\"CCS\",#REF!*0.85,IF(#REF!=\"OCGT\",#REF!*0,IF(#REF!=\"\",0,#REF!*K$627))))))))","v":{"$error":"#REF!"}},{"$f":"IF(#REF!=\"Interconnector\",#REF!*1,IF(#REF!=\"Wind\",#REF!*0.7,IF(#REF!=\"Marine\",#REF!*0.7,IF(#REF!=\"Nuclear\",#REF!*0.85,IF(#REF!=\"Pumped_Storage\",#REF!*0.5,IF(#REF!=\"CCS\",#REF!*0.85,IF(#REF!=\"OCGT\",#REF!*0,IF(#REF!=\"\",0,#REF!*L$627))))))))","v":{"$error":"#REF!"}},{"$f":"IF(#REF!=\"Interconnector\",#REF!*1,IF(#REF!=\"Wind\",#REF!*0.7,IF(#REF!=\"Marine\",#REF!*0.7,IF(#REF!=\"Nuclear\",#REF!*0.85,IF(#REF!=\"Pumped_Storage\",#REF!*0.5,IF(#REF!=\"CCS\",#REF!*0.85,IF(#REF!=\"OCGT\",#REF!*0,IF(#REF!=\"\",0,#REF!*M$627))))))))","v":{"$error":"#REF!"}},{"$f":"IF(#REF!=\"Interconnector\",#REF!*1,IF(#REF!=\"Wind\",#REF!*0.7,IF(#REF!=\"Marine\",#REF!*0.7,IF(#REF!=\"Nuclear\",#REF!*0.85,IF(#REF!=\"Pumped_Storage\",#REF!*0.5,IF(#REF!=\"CCS\",#REF!*0.85,IF(#REF!=\"OCGT\",#REF!*0,IF(#REF!=\"\",0,#REF!*N$627))))))))","v":{"$error":"#REF!"}},{"$f":"IF(#REF!=\"Interconnector\",#REF!*1,IF(#REF!=\"Wind\",#REF!*0.7,IF(#REF!=\"Marine\",#REF!*0.7,IF(#REF!=\"Nuclear\",#REF!*0.85,IF(#REF!=\"Pumped_Storage\",#REF!*0.5,IF(#REF!=\"CCS\",#REF!*0.85,IF(#REF!=\"OCGT\",#REF!*0,IF(#REF!=\"\",0,#REF!*O$627))))))))","v":{"$error":"#REF!"}}]
[{"$f":"#REF!","v":{"$error":"#REF!"}},{"$f":"#REF!","v":{"$error":"#REF!"}},{"$f":"#REF!","v":{"$error":"#REF!"}},{"$f":"#REF!","v":{"$error":"#REF!"}},{"$f":"IF(#REF!=\"Interconnector\",#REF!*1,IF(#REF!=\"Wind\",#REF!*0.7,IF(#REF!=\"Marine\",#REF!*0.7,IF(#REF!=\"Nuclear\",#REF!*0.85,IF(#REF!=\"Pumped_Storage\",#REF!*0.5,IF(#REF!=\"CCS\",#REF!*0.85,IF(#REF!=\"OCGT\",#REF!*0,IF(#REF!=\"\",0,#REF!*E$627))))))))","v":{"$error":"#REF!"}},{"$f":"IF(#REF!=\"Interconnector\",#REF!*1,IF(#REF!=\"Wind\",#REF!*0.7,IF(#REF!=\"Marine\",#REF!*0.7,IF(#REF!=\"Nuclear\",#REF!*0.85,IF(#REF!=\"Pumped_Storage\",#REF!*0.5,IF(#REF!=\"CCS\",#REF!*0.85,IF(#REF!=\"OCGT\",#REF!*0,IF(#REF!=\"\",0,#REF!*F$627))))))))","v":{"$error":"#REF!"}},{"$f":"IF(#REF!=\"Interconnector\",#REF!*1,IF(#REF!=\"Wind\",#REF!*0.7,IF(#REF!=\"Marine\",#REF!*0.7,IF(#REF!=\"Nuclear\",#REF!*0.85,IF(#REF!=\"Pumped_Storage\",#REF!*0.5,IF(#REF!=\"CCS\",#REF!*0.85,IF(#REF!=\"OCGT\",#REF!*0,IF(#REF!=\"\",0,#REF!*G$627))))))))","v":{"$error":"#REF!"}},{"$f":"IF(#REF!=\"Interconnector\",#REF!*1,IF(#REF!=\"Wind\",#REF!*0.7,IF(#REF!=\"Marine\",#REF!*0.7,IF(#REF!=\"Nuclear\",#REF!*0.85,IF(#REF!=\"Pumped_Storage\",#REF!*0.5,IF(#REF!=\"CCS\",#REF!*0.85,IF(#REF!=\"OCGT\",#REF!*0,IF(#REF!=\"\",0,#REF!*H$627))))))))","v":{"$error":"#REF!"}},{"$f":"IF(#REF!=\"Interconnector\",#REF!*1,IF(#REF!=\"Wind\",#REF!*0.7,IF(#REF!=\"Marine\",#REF!*0.7,IF(#REF!=\"Nuclear\",#REF!*0.85,IF(#REF!=\"Pumped_Storage\",#REF!*0.5,IF(#REF!=\"CCS\",#REF!*0.85,IF(#REF!=\"OCGT\",#REF!*0,IF(#REF!=\"\",0,#REF!*I$627))))))))","v":{"$error":"#REF!"}},{"$f":"IF(#REF!=\"Interconnector\",#REF!*1,IF(#REF!=\"Wind\",#REF!*0.7,IF(#REF!=\"Marine\",#REF!*0.7,IF(#REF!=\"Nuclear\",#REF!*0.85,IF(#REF!=\"Pumped_Storage\",#REF!*0.5,IF(#REF!=\"CCS\",#REF!*0.85,IF(#REF!=\"OCGT\",#REF!*0,IF(#REF!=\"\",0,#REF!*J$627))))))))","v":{"$error":"#REF!"}},{"$f":"IF(#REF!=\"Interconnector\",#REF!*1,IF(#REF!=\"Wind\",#REF!*0.7,IF(#REF!=\"Marine\",#REF!*0.7,IF(#REF!=\"Nuclear\",#REF!*0.85,IF(#REF!=\"Pumped_Storage\",#REF!*0.5,IF(#REF!=\"CCS\",#REF!*0.85,IF(#REF!=\"OCGT\",#REF!*0,IF(#REF!=\"\",0,#REF!*K$627))))))))","v":{"$error":"#REF!"}},{"$f":"IF(#REF!=\"Interconnector\",#REF!*1,IF(#REF!=\"Wind\",#REF!*0.7,IF(#REF!=\"Marine\",#REF!*0.7,IF(#REF!=\"Nuclear\",#REF!*0.85,IF(#REF!=\"Pumped_Storage\",#REF!*0.5,IF(#REF!=\"CCS\",#REF!*0.85,IF(#REF!=\"OCGT\",#REF!*0,IF(#REF!=\"\",0,#REF!*L$627))))))))","v":{"$error":"#REF!"}},{"$f":"IF(#REF!=\"Interconnector\",#REF!*1,IF(#REF!=\"Wind\",#REF!*0.7,IF(#REF!=\"Marine\",#REF!*0.7,IF(#REF!=\"Nuclear\",#REF!*0.85,IF(#REF!=\"Pumped_Storage\",#REF!*0.5,IF(#REF!=\"CCS\",#REF!*0.85,IF(#REF!=\"OCGT\",#REF!*0,IF(#REF!=\"\",0,#REF!*M$627))))))))","v":{"$error":"#REF!"}},{"$f":"IF(#REF!=\"Interconnector\",#REF!*1,IF(#REF!=\"Wind\",#REF!*0.7,IF(#REF!=\"Marine\",#REF!*0.7,IF(#REF!=\"Nuclear\",#REF!*0.85,IF(#REF!=\"Pumped_Storage\",#REF!*0.5,IF(#REF!=\"CCS\",#REF!*0.85,IF(#REF!=\"OCGT\",#REF!*0,IF(#REF!=\"\",0,#REF!*N$627))))))))","v":{"$error":"#REF!"}},{"$f":"IF(#REF!=\"Interconnector\",#REF!*1,IF(#REF!=\"Wind\",#REF!*0.7,IF(#REF!=\"Marine\",#REF!*0.7,IF(#REF!=\"Nuclear\",#REF!*0.85,IF(#REF!=\"Pumped_Storage\",#REF!*0.5,IF(#REF!=\"CCS\",#REF!*0.85,IF(#REF!=\"OCGT\",#REF!*0,IF(#REF!=\"\",0,#REF!*O$627))))))))","v":{"$error":"#REF!"}}]
[{"$f":"#REF!","v":{"$error":"#REF!"}},{"$f":"#REF!","v":{"$error":"#REF!"}},{"$f":"#REF!","v":{"$error":"#REF!"}},{"$f":"#REF!","v":{"$error":"#REF!"}},{"$f":"IF(#REF!=\"Interconnector\",#REF!*1,IF(#REF!=\"Wind\",#REF!*0.7,IF(#REF!=\"Marine\",#REF!*0.7,IF(#REF!=\"Nuclear\",#REF!*0.85,IF(#REF!=\"Pumped_Storage\",#REF!*0.5,IF(#REF!=\"CCS\",#REF!*0.85,IF(#REF!=\"OCGT\",#REF!*0,IF(#REF!=\"\",0,#REF!*E$627))))))))","v":{"$error":"#REF!"}},{"$f":"IF(#REF!=\"Interconnector\",#REF!*1,IF(#REF!=\"Wind\",#REF!*0.7,IF(#REF!=\"Marine\",#REF!*0.7,IF(#REF!=\"Nuclear\",#REF!*0.85,IF(#REF!=\"Pumped_Storage\",#REF!*0.5,IF(#REF!=\"CCS\",#REF!*0.85,IF(#REF!=\"OCGT\",#REF!*0,IF(#REF!=\"\",0,#REF!*F$627))))))))","v":{"$error":"#REF!"}},{"$f":"IF(#REF!=\"Interconnector\",#REF!*1,IF(#REF!=\"Wind\",#REF!*0.7,IF(#REF!=\"Marine\",#REF!*0.7,IF(#REF!=\"Nuclear\",#REF!*0.85,IF(#REF!=\"Pumped_Storage\",#REF!*0.5,IF(#REF!=\"CCS\",#REF!*0.85,IF(#REF!=\"OCGT\",#REF!*0,IF(#REF!=\"\",0,#REF!*G$627))))))))","v":{"$error":"#REF!"}},{"$f":"IF(#REF!=\"Interconnector\",#REF!*1,IF(#REF!=\"Wind\",#REF!*0.7,IF(#REF!=\"Marine\",#REF!*0.7,IF(#REF!=\"Nuclear\",#REF!*0.85,IF(#REF!=\"Pumped_Storage\",#REF!*0.5,IF(#REF!=\"CCS\",#REF!*0.85,IF(#REF!=\"OCGT\",#REF!*0,IF(#REF!=\"\",0,#REF!*H$627))))))))","v":{"$error":"#REF!"}},{"$f":"IF(#REF!=\"Interconnector\",#REF!*1,IF(#REF!=\"Wind\",#REF!*0.7,IF(#REF!=\"Marine\",#REF!*0.7,IF(#REF!=\"Nuclear\",#REF!*0.85,IF(#REF!=\"Pumped_Storage\",#REF!*0.5,IF(#REF!=\"CCS\",#REF!*0.85,IF(#REF!=\"OCGT\",#REF!*0,IF(#REF!=\"\",0,#REF!*I$627))))))))","v":{"$error":"#REF!"}},{"$f":"IF(#REF!=\"Interconnector\",#REF!*1,IF(#REF!=\"Wind\",#REF!*0.7,IF(#REF!=\"Marine\",#REF!*0.7,IF(#REF!=\"Nuclear\",#REF!*0.85,IF(#REF!=\"Pumped_Storage\",#REF!*0.5,IF(#REF!=\"CCS\",#REF!*0.85,IF(#REF!=\"OCGT\",#REF!*0,IF(#REF!=\"\",0,#REF!*J$627))))))))","v":{"$error":"#REF!"}},{"$f":"IF(#REF!=\"Interconnector\",#REF!*1,IF(#REF!=\"Wind\",#REF!*0.7,IF(#REF!=\"Marine\",#REF!*0.7,IF(#REF!=\"Nuclear\",#REF!*0.85,IF(#REF!=\"Pumped_Storage\",#REF!*0.5,IF(#REF!=\"CCS\",#REF!*0.85,IF(#REF!=\"OCGT\",#REF!*0,IF(#REF!=\"\",0,#REF!*K$627))))))))","v":{"$error":"#REF!"}},{"$f":"IF(#REF!=\"Interconnector\",#REF!*1,IF(#REF!=\"Wind\",#REF!*0.7,IF(#REF!=\"Marine\",#REF!*0.7,IF(#REF!=\"Nuclear\",#REF!*0.85,IF(#REF!=\"Pumped_Storage\",#REF!*0.5,IF(#REF!=\"CCS\",#REF!*0.85,IF(#REF!=\"OCGT\",#REF!*0,IF(#REF!=\"\",0,#REF!*L$627))))))))","v":{"$error":"#REF!"}},{"$f":"IF(#REF!=\"Interconnector\",#REF!*1,IF(#REF!=\"Wind\",#REF!*0.7,IF(#REF!=\"Marine\",#REF!*0.7,IF(#REF!=\"Nuclear\",#REF!*0.85,IF(#REF!=\"Pumped_Storage\",#REF!*0.5,IF(#REF!=\"CCS\",#REF!*0.85,IF(#REF!=\"OCGT\",#REF!*0,IF(#REF!=\"\",0,#REF!*M$627))))))))","v":{"$error":"#REF!"}},{"$f":"IF(#REF!=\"Interconnector\",#REF!*1,IF(#REF!=\"Wind\",#REF!*0.7,IF(#REF!=\"Marine\",#REF!*0.7,IF(#REF!=\"Nuclear\",#REF!*0.85,IF(#REF!=\"Pumped_Storage\",#REF!*0.5,IF(#REF!=\"CCS\",#REF!*0.85,IF(#REF!=\"OCGT\",#REF!*0,IF(#REF!=\"\",0,#REF!*N$627))))))))","v":{"$error":"#REF!"}},{"$f":"IF(#REF!=\"Interconnector\",#REF!*1,IF(#REF!=\"Wind\",#REF!*0.7,IF(#REF!=\"Marine\",#REF!*0.7,IF(#REF!=\"Nuclear\",#REF!*0.85,IF(#REF!=\"Pumped_Storage\",#REF!*0.5,IF(#REF!=\"CCS\",#REF!*0.85,IF(#REF!=\"OCGT\",#REF!*0,IF(#REF!=\"\",0,#REF!*O$627))))))))","v":{"$error":"#REF!"}}]
[{"$f":"#REF!","v":{"$error":"#REF!"}},{"$f":"#REF!","v":{"$error":"#REF!"}},{"$f":"#REF!","v":{"$error":"#REF!"}},{"$f":"#REF!","v":{"$error":"#REF!"}},{"$f":"IF(#REF!=\"Interconnector\",#REF!*1,IF(#REF!=\"Wind\",#REF!*0.7,IF(#REF!=\"Marine\",#REF!*0.7,IF(#REF!=\"Nuclear\",#REF!*0.85,IF(#REF!=\"Pumped_Storage\",#REF!*0.5,IF(#REF!=\"CCS\",#REF!*0.85,IF(#REF!=\"OCGT\",#REF!*0,IF(#REF!=\"\",0,#REF!*E$627))))))))","v":{"$error":"#REF!"}},{"$f":"IF(#REF!=\"Interconnector\",#REF!*1,IF(#REF!=\"Wind\",#REF!*0.7,IF(#REF!=\"Marine\",#REF!*0.7,IF(#REF!=\"Nuclear\",#REF!*0.85,IF(#REF!=\"Pumped_Storage\",#REF!*0.5,IF(#REF!=\"CCS\",#REF!*0.85,IF(#REF!=\"OCGT\",#REF!*0,IF(#REF!=\"\",0,#REF!*F$627))))))))","v":{"$error":"#REF!"}},{"$f":"IF(#REF!=\"Interconnector\",#REF!*1,IF(#REF!=\"Wind\",#REF!*0.7,IF(#REF!=\"Marine\",#REF!*0.7,IF(#REF!=\"Nuclear\",#REF!*0.85,IF(#REF!=\"Pumped_Storage\",#REF!*0.5,IF(#REF!=\"CCS\",#REF!*0.85,IF(#REF!=\"OCGT\",#REF!*0,IF(#REF!=\"\",0,#REF!*G$627))))))))","v":{"$error":"#REF!"}},{"$f":"IF(#REF!=\"Interconnector\",#REF!*1,IF(#REF!=\"Wind\",#REF!*0.7,IF(#REF!=\"Marine\",#REF!*0.7,IF(#REF!=\"Nuclear\",#REF!*0.85,IF(#REF!=\"Pumped_Storage\",#REF!*0.5,IF(#REF!=\"CCS\",#REF!*0.85,IF(#REF!=\"OCGT\",#REF!*0,IF(#REF!=\"\",0,#REF!*H$627))))))))","v":{"$error":"#REF!"}},{"$f":"IF(#REF!=\"Interconnector\",#REF!*1,IF(#REF!=\"Wind\",#REF!*0.7,IF(#REF!=\"Marine\",#REF!*0.7,IF(#REF!=\"Nuclear\",#REF!*0.85,IF(#REF!=\"Pumped_Storage\",#REF!*0.5,IF(#REF!=\"CCS\",#REF!*0.85,IF(#REF!=\"OCGT\",#REF!*0,IF(#REF!=\"\",0,#REF!*I$627))))))))","v":{"$error":"#REF!"}},{"$f":"IF(#REF!=\"Interconnector\",#REF!*1,IF(#REF!=\"Wind\",#REF!*0.7,IF(#REF!=\"Marine\",#REF!*0.7,IF(#REF!=\"Nuclear\",#REF!*0.85,IF(#REF!=\"Pumped_Storage\",#REF!*0.5,IF(#REF!=\"CCS\",#REF!*0.85,IF(#REF!=\"OCGT\",#REF!*0,IF(#REF!=\"\",0,#REF!*J$627))))))))","v":{"$error":"#REF!"}},{"$f":"IF(#REF!=\"Interconnector\",#REF!*1,IF(#REF!=\"Wind\",#REF!*0.7,IF(#REF!=\"Marine\",#REF!*0.7,IF(#REF!=\"Nuclear\",#REF!*0.85,IF(#REF!=\"Pumped_Storage\",#REF!*0.5,IF(#REF!=\"CCS\",#REF!*0.85,IF(#REF!=\"OCGT\",#REF!*0,IF(#REF!=\"\",0,#REF!*K$627))))))))","v":{"$error":"#REF!"}},{"$f":"IF(#REF!=\"Interconnector\",#REF!*1,IF(#REF!=\"Wind\",#REF!*0.7,IF(#REF!=\"Marine\",#REF!*0.7,IF(#REF!=\"Nuclear\",#REF!*0.85,IF(#REF!=\"Pumped_Storage\",#REF!*0.5,IF(#REF!=\"CCS\",#REF!*0.85,IF(#REF!=\"OCGT\",#REF!*0,IF(#REF!=\"\",0,#REF!*L$627))))))))","v":{"$error":"#REF!"}},{"$f":"IF(#REF!=\"Interconnector\",#REF!*1,IF(#REF!=\"Wind\",#REF!*0.7,IF(#REF!=\"Marine\",#REF!*0.7,IF(#REF!=\"Nuclear\",#REF!*0.85,IF(#REF!=\"Pumped_Storage\",#REF!*0.5,IF(#REF!=\"CCS\",#REF!*0.85,IF(#REF!=\"OCGT\",#REF!*0,IF(#REF!=\"\",0,#REF!*M$627))))))))","v":{"$error":"#REF!"}},{"$f":"IF(#REF!=\"Interconnector\",#REF!*1,IF(#REF!=\"Wind\",#REF!*0.7,IF(#REF!=\"Marine\",#REF!*0.7,IF(#REF!=\"Nuclear\",#REF!*0.85,IF(#REF!=\"Pumped_Storage\",#REF!*0.5,IF(#REF!=\"CCS\",#REF!*0.85,IF(#REF!=\"OCGT\",#REF!*0,IF(#REF!=\"\",0,#REF!*N$627))))))))","v":{"$error":"#REF!"}},{"$f":"IF(#REF!=\"Interconnector\",#REF!*1,IF(#REF!=\"Wind\",#REF!*0.7,IF(#REF!=\"Marine\",#REF!*0.7,IF(#REF!=\"Nuclear\",#REF!*0.85,IF(#REF!=\"Pumped_Storage\",#REF!*0.5,IF(#REF!=\"CCS\",#REF!*0.85,IF(#REF!=\"OCGT\",#REF!*0,IF(#REF!=\"\",0,#REF!*O$627))))))))","v":{"$error":"#REF!"}}]
[{"$f":"#REF!","v":{"$error":"#REF!"}},{"$f":"#REF!","v":{"$error":"#REF!"}},{"$f":"#REF!","v":{"$error":"#REF!"}},{"$f":"#REF!","v":{"$error":"#REF!"}},{"$f":"IF(#REF!=\"Interconnector\",#REF!*1,IF(#REF!=\"Wind\",#REF!*0.7,IF(#REF!=\"Marine\",#REF!*0.7,IF(#REF!=\"Nuclear\",#REF!*0.85,IF(#REF!=\"Pumped_Storage\",#REF!*0.5,IF(#REF!=\"CCS\",#REF!*0.85,IF(#REF!=\"OCGT\",#REF!*0,IF(#REF!=\"\",0,#REF!*E$627))))))))","v":{"$error":"#REF!"}},{"$f":"IF(#REF!=\"Interconnector\",#REF!*1,IF(#REF!=\"Wind\",#REF!*0.7,IF(#REF!=\"Marine\",#REF!*0.7,IF(#REF!=\"Nuclear\",#REF!*0.85,IF(#REF!=\"Pumped_Storage\",#REF!*0.5,IF(#REF!=\"CCS\",#REF!*0.85,IF(#REF!=\"OCGT\",#REF!*0,IF(#REF!=\"\",0,#REF!*F$627))))))))","v":{"$error":"#REF!"}},{"$f":"IF(#REF!=\"Interconnector\",#REF!*1,IF(#REF!=\"Wind\",#REF!*0.7,IF(#REF!=\"Marine\",#REF!*0.7,IF(#REF!=\"Nuclear\",#REF!*0.85,IF(#REF!=\"Pumped_Storage\",#REF!*0.5,IF(#REF!=\"CCS\",#REF!*0.85,IF(#REF!=\"OCGT\",#REF!*0,IF(#REF!=\"\",0,#REF!*G$627))))))))","v":{"$error":"#REF!"}},{"$f":"IF(#REF!=\"Interconnector\",#REF!*1,IF(#REF!=\"Wind\",#REF!*0.7,IF(#REF!=\"Marine\",#REF!*0.7,IF(#REF!=\"Nuclear\",#REF!*0.85,IF(#REF!=\"Pumped_Storage\",#REF!*0.5,IF(#REF!=\"CCS\",#REF!*0.85,IF(#REF!=\"OCGT\",#REF!*0,IF(#REF!=\"\",0,#REF!*H$627))))))))","v":{"$error":"#REF!"}},{"$f":"IF(#REF!=\"Interconnector\",#REF!*1,IF(#REF!=\"Wind\",#REF!*0.7,IF(#REF!=\"Marine\",#REF!*0.7,IF(#REF!=\"Nuclear\",#REF!*0.85,IF(#REF!=\"Pumped_Storage\",#REF!*0.5,IF(#REF!=\"CCS\",#REF!*0.85,IF(#REF!=\"OCGT\",#REF!*0,IF(#REF!=\"\",0,#REF!*I$627))))))))","v":{"$error":"#REF!"}},{"$f":"IF(#REF!=\"Interconnector\",#REF!*1,IF(#REF!=\"Wind\",#REF!*0.7,IF(#REF!=\"Marine\",#REF!*0.7,IF(#REF!=\"Nuclear\",#REF!*0.85,IF(#REF!=\"Pumped_Storage\",#REF!*0.5,IF(#REF!=\"CCS\",#REF!*0.85,IF(#REF!=\"OCGT\",#REF!*0,IF(#REF!=\"\",0,#REF!*J$627))))))))","v":{"$error":"#REF!"}},{"$f":"IF(#REF!=\"Interconnector\",#REF!*1,IF(#REF!=\"Wind\",#REF!*0.7,IF(#REF!=\"Marine\",#REF!*0.7,IF(#REF!=\"Nuclear\",#REF!*0.85,IF(#REF!=\"Pumped_Storage\",#REF!*0.5,IF(#REF!=\"CCS\",#REF!*0.85,IF(#REF!=\"OCGT\",#REF!*0,IF(#REF!=\"\",0,#REF!*K$627))))))))","v":{"$error":"#REF!"}},{"$f":"IF(#REF!=\"Interconnector\",#REF!*1,IF(#REF!=\"Wind\",#REF!*0.7,IF(#REF!=\"Marine\",#REF!*0.7,IF(#REF!=\"Nuclear\",#REF!*0.85,IF(#REF!=\"Pumped_Storage\",#REF!*0.5,IF(#REF!=\"CCS\",#REF!*0.85,IF(#REF!=\"OCGT\",#REF!*0,IF(#REF!=\"\",0,#REF!*L$627))))))))","v":{"$error":"#REF!"}},{"$f":"IF(#REF!=\"Interconnector\",#REF!*1,IF(#REF!=\"Wind\",#REF!*0.7,IF(#REF!=\"Marine\",#REF!*0.7,IF(#REF!=\"Nuclear\",#REF!*0.85,IF(#REF!=\"Pumped_Storage\",#REF!*0.5,IF(#REF!=\"CCS\",#REF!*0.85,IF(#REF!=\"OCGT\",#REF!*0,IF(#REF!=\"\",0,#REF!*M$627))))))))","v":{"$error":"#REF!"}},{"$f":"IF(#REF!=\"Interconnector\",#REF!*1,IF(#REF!=\"Wind\",#REF!*0.7,IF(#REF!=\"Marine\",#REF!*0.7,IF(#REF!=\"Nuclear\",#REF!*0.85,IF(#REF!=\"Pumped_Storage\",#REF!*0.5,IF(#REF!=\"CCS\",#REF!*0.85,IF(#REF!=\"OCGT\",#REF!*0,IF(#REF!=\"\",0,#REF!*N$627))))))))","v":{"$error":"#REF!"}},{"$f":"IF(#REF!=\"Interconnector\",#REF!*1,IF(#REF!=\"Wind\",#REF!*0.7,IF(#REF!=\"Marine\",#REF!*0.7,IF(#REF!=\"Nuclear\",#REF!*0.85,IF(#REF!=\"Pumped_Storage\",#REF!*0.5,IF(#REF!=\"CCS\",#REF!*0.85,IF(#REF!=\"OCGT\",#REF!*0,IF(#REF!=\"\",0,#REF!*O$627))))))))","v":{"$error":"#REF!"}}]
[{"$f":"#REF!","v":{"$error":"#REF!"}},{"$f":"#REF!","v":{"$error":"#REF!"}},{"$f":"#REF!","v":{"$error":"#REF!"}},{"$f":"#REF!","v":{"$error":"#REF!"}},{"$f":"IF(#REF!=\"Interconnector\",#REF!*1,IF(#REF!=\"Wind\",#REF!*0.7,IF(#REF!=\"Marine\",#REF!*0.7,IF(#REF!=\"Nuclear\",#REF!*0.85,IF(#REF!=\"Pumped_Storage\",#REF!*0.5,IF(#REF!=\"CCS\",#REF!*0.85,IF(#REF!=\"OCGT\",#REF!*0,IF(#REF!=\"\",0,#REF!*E$627))))))))","v":{"$error":"#REF!"}},{"$f":"IF(#REF!=\"Interconnector\",#REF!*1,IF(#REF!=\"Wind\",#REF!*0.7,IF(#REF!=\"Marine\",#REF!*0.7,IF(#REF!=\"Nuclear\",#REF!*0.85,IF(#REF!=\"Pumped_Storage\",#REF!*0.5,IF(#REF!=\"CCS\",#REF!*0.85,IF(#REF!=\"OCGT\",#REF!*0,IF(#REF!=\"\",0,#REF!*F$627))))))))","v":{"$error":"#REF!"}},{"$f":"IF(#REF!=\"Interconnector\",#REF!*1,IF(#REF!=\"Wind\",#REF!*0.7,IF(#REF!=\"Marine\",#REF!*0.7,IF(#REF!=\"Nuclear\",#REF!*0.85,IF(#REF!=\"Pumped_Storage\",#REF!*0.5,IF(#REF!=\"CCS\",#REF!*0.85,IF(#REF!=\"OCGT\",#REF!*0,IF(#REF!=\"\",0,#REF!*G$627))))))))","v":{"$error":"#REF!"}},{"$f":"IF(#REF!=\"Interconnector\",#REF!*1,IF(#REF!=\"Wind\",#REF!*0.7,IF(#REF!=\"Marine\",#REF!*0.7,IF(#REF!=\"Nuclear\",#REF!*0.85,IF(#REF!=\"Pumped_Storage\",#REF!*0.5,IF(#REF!=\"CCS\",#REF!*0.85,IF(#REF!=\"OCGT\",#REF!*0,IF(#REF!=\"\",0,#REF!*H$627))))))))","v":{"$error":"#REF!"}},{"$f":"IF(#REF!=\"Interconnector\",#REF!*1,IF(#REF!=\"Wind\",#REF!*0.7,IF(#REF!=\"Marine\",#REF!*0.7,IF(#REF!=\"Nuclear\",#REF!*0.85,IF(#REF!=\"Pumped_Storage\",#REF!*0.5,IF(#REF!=\"CCS\",#REF!*0.85,IF(#REF!=\"OCGT\",#REF!*0,IF(#REF!=\"\",0,#REF!*I$627))))))))","v":{"$error":"#REF!"}},{"$f":"IF(#REF!=\"Interconnector\",#REF!*1,IF(#REF!=\"Wind\",#REF!*0.7,IF(#REF!=\"Marine\",#REF!*0.7,IF(#REF!=\"Nuclear\",#REF!*0.85,IF(#REF!=\"Pumped_Storage\",#REF!*0.5,IF(#REF!=\"CCS\",#REF!*0.85,IF(#REF!=\"OCGT\",#REF!*0,IF(#REF!=\"\",0,#REF!*J$627))))))))","v":{"$error":"#REF!"}},{"$f":"IF(#REF!=\"Interconnector\",#REF!*1,IF(#REF!=\"Wind\",#REF!*0.7,IF(#REF!=\"Marine\",#REF!*0.7,IF(#REF!=\"Nuclear\",#REF!*0.85,IF(#REF!=\"Pumped_Storage\",#REF!*0.5,IF(#REF!=\"CCS\",#REF!*0.85,IF(#REF!=\"OCGT\",#REF!*0,IF(#REF!=\"\",0,#REF!*K$627))))))))","v":{"$error":"#REF!"}},{"$f":"IF(#REF!=\"Interconnector\",#REF!*1,IF(#REF!=\"Wind\",#REF!*0.7,IF(#REF!=\"Marine\",#REF!*0.7,IF(#REF!=\"Nuclear\",#REF!*0.85,IF(#REF!=\"Pumped_Storage\",#REF!*0.5,IF(#REF!=\"CCS\",#REF!*0.85,IF(#REF!=\"OCGT\",#REF!*0,IF(#REF!=\"\",0,#REF!*L$627))))))))","v":{"$error":"#REF!"}},{"$f":"IF(#REF!=\"Interconnector\",#REF!*1,IF(#REF!=\"Wind\",#REF!*0.7,IF(#REF!=\"Marine\",#REF!*0.7,IF(#REF!=\"Nuclear\",#REF!*0.85,IF(#REF!=\"Pumped_Storage\",#REF!*0.5,IF(#REF!=\"CCS\",#REF!*0.85,IF(#REF!=\"OCGT\",#REF!*0,IF(#REF!=\"\",0,#REF!*M$627))))))))","v":{"$error":"#REF!"}},{"$f":"IF(#REF!=\"Interconnector\",#REF!*1,IF(#REF!=\"Wind\",#REF!*0.7,IF(#REF!=\"Marine\",#REF!*0.7,IF(#REF!=\"Nuclear\",#REF!*0.85,IF(#REF!=\"Pumped_Storage\",#REF!*0.5,IF(#REF!=\"CCS\",#REF!*0.85,IF(#REF!=\"OCGT\",#REF!*0,IF(#REF!=\"\",0,#REF!*N$627))))))))","v":{"$error":"#REF!"}},{"$f":"IF(#REF!=\"Interconnector\",#REF!*1,IF(#REF!=\"Wind\",#REF!*0.7,IF(#REF!=\"Marine\",#REF!*0.7,IF(#REF!=\"Nuclear\",#REF!*0.85,IF(#REF!=\"Pumped_Storage\",#REF!*0.5,IF(#REF!=\"CCS\",#REF!*0.85,IF(#REF!=\"OCGT\",#REF!*0,IF(#REF!=\"\",0,#REF!*O$627))))))))","v":{"$error":"#REF!"}}]
[{"$f":"#REF!","v":{"$error":"#REF!"}},{"$f":"#REF!","v":{"$error":"#REF!"}},{"$f":"#REF!","v":{"$error":"#REF!"}},{"$f":"#REF!","v":{"$error":"#REF!"}},{"$f":"IF(#REF!=\"Interconnector\",#REF!*1,IF(#REF!=\"Wind\",#REF!*0.7,IF(#REF!=\"Marine\",#REF!*0.7,IF(#REF!=\"Nuclear\",#REF!*0.85,IF(#REF!=\"Pumped_Storage\",#REF!*0.5,IF(#REF!=\"CCS\",#REF!*0.85,IF(#REF!=\"OCGT\",#REF!*0,IF(#REF!=\"\",0,#REF!*E$627))))))))","v":{"$error":"#REF!"}},{"$f":"IF(#REF!=\"Interconnector\",#REF!*1,IF(#REF!=\"Wind\",#REF!*0.7,IF(#REF!=\"Marine\",#REF!*0.7,IF(#REF!=\"Nuclear\",#REF!*0.85,IF(#REF!=\"Pumped_Storage\",#REF!*0.5,IF(#REF!=\"CCS\",#REF!*0.85,IF(#REF!=\"OCGT\",#REF!*0,IF(#REF!=\"\",0,#REF!*F$627))))))))","v":{"$error":"#REF!"}},{"$f":"IF(#REF!=\"Interconnector\",#REF!*1,IF(#REF!=\"Wind\",#REF!*0.7,IF(#REF!=\"Marine\",#REF!*0.7,IF(#REF!=\"Nuclear\",#REF!*0.85,IF(#REF!=\"Pumped_Storage\",#REF!*0.5,IF(#REF!=\"CCS\",#REF!*0.85,IF(#REF!=\"OCGT\",#REF!*0,IF(#REF!=\"\",0,#REF!*G$627))))))))","v":{"$error":"#REF!"}},{"$f":"IF(#REF!=\"Interconnector\",#REF!*1,IF(#REF!=\"Wind\",#REF!*0.7,IF(#REF!=\"Marine\",#REF!*0.7,IF(#REF!=\"Nuclear\",#REF!*0.85,IF(#REF!=\"Pumped_Storage\",#REF!*0.5,IF(#REF!=\"CCS\",#REF!*0.85,IF(#REF!=\"OCGT\",#REF!*0,IF(#REF!=\"\",0,#REF!*H$627))))))))","v":{"$error":"#REF!"}},{"$f":"IF(#REF!=\"Interconnector\",#REF!*1,IF(#REF!=\"Wind\",#REF!*0.7,IF(#REF!=\"Marine\",#REF!*0.7,IF(#REF!=\"Nuclear\",#REF!*0.85,IF(#REF!=\"Pumped_Storage\",#REF!*0.5,IF(#REF!=\"CCS\",#REF!*0.85,IF(#REF!=\"OCGT\",#REF!*0,IF(#REF!=\"\",0,#REF!*I$627))))))))","v":{"$error":"#REF!"}},{"$f":"IF(#REF!=\"Interconnector\",#REF!*1,IF(#REF!=\"Wind\",#REF!*0.7,IF(#REF!=\"Marine\",#REF!*0.7,IF(#REF!=\"Nuclear\",#REF!*0.85,IF(#REF!=\"Pumped_Storage\",#REF!*0.5,IF(#REF!=\"CCS\",#REF!*0.85,IF(#REF!=\"OCGT\",#REF!*0,IF(#REF!=\"\",0,#REF!*J$627))))))))","v":{"$error":"#REF!"}},{"$f":"IF(#REF!=\"Interconnector\",#REF!*1,IF(#REF!=\"Wind\",#REF!*0.7,IF(#REF!=\"Marine\",#REF!*0.7,IF(#REF!=\"Nuclear\",#REF!*0.85,IF(#REF!=\"Pumped_Storage\",#REF!*0.5,IF(#REF!=\"CCS\",#REF!*0.85,IF(#REF!=\"OCGT\",#REF!*0,IF(#REF!=\"\",0,#REF!*K$627))))))))","v":{"$error":"#REF!"}},{"$f":"IF(#REF!=\"Interconnector\",#REF!*1,IF(#REF!=\"Wind\",#REF!*0.7,IF(#REF!=\"Marine\",#REF!*0.7,IF(#REF!=\"Nuclear\",#REF!*0.85,IF(#REF!=\"Pumped_Storage\",#REF!*0.5,IF(#REF!=\"CCS\",#REF!*0.85,IF(#REF!=\"OCGT\",#REF!*0,IF(#REF!=\"\",0,#REF!*L$627))))))))","v":{"$error":"#REF!"}},{"$f":"IF(#REF!=\"Interconnector\",#REF!*1,IF(#REF!=\"Wind\",#REF!*0.7,IF(#REF!=\"Marine\",#REF!*0.7,IF(#REF!=\"Nuclear\",#REF!*0.85,IF(#REF!=\"Pumped_Storage\",#REF!*0.5,IF(#REF!=\"CCS\",#REF!*0.85,IF(#REF!=\"OCGT\",#REF!*0,IF(#REF!=\"\",0,#REF!*M$627))))))))","v":{"$error":"#REF!"}},{"$f":"IF(#REF!=\"Interconnector\",#REF!*1,IF(#REF!=\"Wind\",#REF!*0.7,IF(#REF!=\"Marine\",#REF!*0.7,IF(#REF!=\"Nuclear\",#REF!*0.85,IF(#REF!=\"Pumped_Storage\",#REF!*0.5,IF(#REF!=\"CCS\",#REF!*0.85,IF(#REF!=\"OCGT\",#REF!*0,IF(#REF!=\"\",0,#REF!*N$627))))))))","v":{"$error":"#REF!"}},{"$f":"IF(#REF!=\"Interconnector\",#REF!*1,IF(#REF!=\"Wind\",#REF!*0.7,IF(#REF!=\"Marine\",#REF!*0.7,IF(#REF!=\"Nuclear\",#REF!*0.85,IF(#REF!=\"Pumped_Storage\",#REF!*0.5,IF(#REF!=\"CCS\",#REF!*0.85,IF(#REF!=\"OCGT\",#REF!*0,IF(#REF!=\"\",0,#REF!*O$627))))))))","v":{"$error":"#REF!"}}]
[{"$f":"#REF!","v":{"$error":"#REF!"}},{"$f":"#REF!","v":{"$error":"#REF!"}},{"$f":"#REF!","v":{"$error":"#REF!"}},{"$f":"#REF!","v":{"$error":"#REF!"}},{"$f":"IF(#REF!=\"Interconnector\",#REF!*1,IF(#REF!=\"Wind\",#REF!*0.7,IF(#REF!=\"Marine\",#REF!*0.7,IF(#REF!=\"Nuclear\",#REF!*0.85,IF(#REF!=\"Pumped_Storage\",#REF!*0.5,IF(#REF!=\"CCS\",#REF!*0.85,IF(#REF!=\"OCGT\",#REF!*0,IF(#REF!=\"\",0,#REF!*E$627))))))))","v":{"$error":"#REF!"}},{"$f":"IF(#REF!=\"Interconnector\",#REF!*1,IF(#REF!=\"Wind\",#REF!*0.7,IF(#REF!=\"Marine\",#REF!*0.7,IF(#REF!=\"Nuclear\",#REF!*0.85,IF(#REF!=\"Pumped_Storage\",#REF!*0.5,IF(#REF!=\"CCS\",#REF!*0.85,IF(#REF!=\"OCGT\",#REF!*0,IF(#REF!=\"\",0,#REF!*F$627))))))))","v":{"$error":"#REF!"}},{"$f":"IF(#REF!=\"Interconnector\",#REF!*1,IF(#REF!=\"Wind\",#REF!*0.7,IF(#REF!=\"Marine\",#REF!*0.7,IF(#REF!=\"Nuclear\",#REF!*0.85,IF(#REF!=\"Pumped_Storage\",#REF!*0.5,IF(#REF!=\"CCS\",#REF!*0.85,IF(#REF!=\"OCGT\",#REF!*0,IF(#REF!=\"\",0,#REF!*G$627))))))))","v":{"$error":"#REF!"}},{"$f":"IF(#REF!=\"Interconnector\",#REF!*1,IF(#REF!=\"Wind\",#REF!*0.7,IF(#REF!=\"Marine\",#REF!*0.7,IF(#REF!=\"Nuclear\",#REF!*0.85,IF(#REF!=\"Pumped_Storage\",#REF!*0.5,IF(#REF!=\"CCS\",#REF!*0.85,IF(#REF!=\"OCGT\",#REF!*0,IF(#REF!=\"\",0,#REF!*H$627))))))))","v":{"$error":"#REF!"}},{"$f":"IF(#REF!=\"Interconnector\",#REF!*1,IF(#REF!=\"Wind\",#REF!*0.7,IF(#REF!=\"Marine\",#REF!*0.7,IF(#REF!=\"Nuclear\",#REF!*0.85,IF(#REF!=\"Pumped_Storage\",#REF!*0.5,IF(#REF!=\"CCS\",#REF!*0.85,IF(#REF!=\"OCGT\",#REF!*0,IF(#REF!=\"\",0,#REF!*I$627))))))))","v":{"$error":"#REF!"}},{"$f":"IF(#REF!=\"Interconnector\",#REF!*1,IF(#REF!=\"Wind\",#REF!*0.7,IF(#REF!=\"Marine\",#REF!*0.7,IF(#REF!=\"Nuclear\",#REF!*0.85,IF(#REF!=\"Pumped_Storage\",#REF!*0.5,IF(#REF!=\"CCS\",#REF!*0.85,IF(#REF!=\"OCGT\",#REF!*0,IF(#REF!=\"\",0,#REF!*J$627))))))))","v":{"$error":"#REF!"}},{"$f":"IF(#REF!=\"Interconnector\",#REF!*1,IF(#REF!=\"Wind\",#REF!*0.7,IF(#REF!=\"Marine\",#REF!*0.7,IF(#REF!=\"Nuclear\",#REF!*0.85,IF(#REF!=\"Pumped_Storage\",#REF!*0.5,IF(#REF!=\"CCS\",#REF!*0.85,IF(#REF!=\"OCGT\",#REF!*0,IF(#REF!=\"\",0,#REF!*K$627))))))))","v":{"$error":"#REF!"}},{"$f":"IF(#REF!=\"Interconnector\",#REF!*1,IF(#REF!=\"Wind\",#REF!*0.7,IF(#REF!=\"Marine\",#REF!*0.7,IF(#REF!=\"Nuclear\",#REF!*0.85,IF(#REF!=\"Pumped_Storage\",#REF!*0.5,IF(#REF!=\"CCS\",#REF!*0.85,IF(#REF!=\"OCGT\",#REF!*0,IF(#REF!=\"\",0,#REF!*L$627))))))))","v":{"$error":"#REF!"}},{"$f":"IF(#REF!=\"Interconnector\",#REF!*1,IF(#REF!=\"Wind\",#REF!*0.7,IF(#REF!=\"Marine\",#REF!*0.7,IF(#REF!=\"Nuclear\",#REF!*0.85,IF(#REF!=\"Pumped_Storage\",#REF!*0.5,IF(#REF!=\"CCS\",#REF!*0.85,IF(#REF!=\"OCGT\",#REF!*0,IF(#REF!=\"\",0,#REF!*M$627))))))))","v":{"$error":"#REF!"}},{"$f":"IF(#REF!=\"Interconnector\",#REF!*1,IF(#REF!=\"Wind\",#REF!*0.7,IF(#REF!=\"Marine\",#REF!*0.7,IF(#REF!=\"Nuclear\",#REF!*0.85,IF(#REF!=\"Pumped_Storage\",#REF!*0.5,IF(#REF!=\"CCS\",#REF!*0.85,IF(#REF!=\"OCGT\",#REF!*0,IF(#REF!=\"\",0,#REF!*N$627))))))))","v":{"$error":"#REF!"}},{"$f":"IF(#REF!=\"Interconnector\",#REF!*1,IF(#REF!=\"Wind\",#REF!*0.7,IF(#REF!=\"Marine\",#REF!*0.7,IF(#REF!=\"Nuclear\",#REF!*0.85,IF(#REF!=\"Pumped_Storage\",#REF!*0.5,IF(#REF!=\"CCS\",#REF!*0.85,IF(#REF!=\"OCGT\",#REF!*0,IF(#REF!=\"\",0,#REF!*O$627))))))))","v":{"$error":"#REF!"}}]
[{"$f":"#REF!","v":{"$error":"#REF!"}},{"$f":"#REF!","v":{"$error":"#REF!"}},{"$f":"#REF!","v":{"$error":"#REF!"}},{"$f":"#REF!","v":{"$error":"#REF!"}},{"$f":"IF(#REF!=\"Interconnector\",#REF!*1,IF(#REF!=\"Wind\",#REF!*0.7,IF(#REF!=\"Marine\",#REF!*0.7,IF(#REF!=\"Nuclear\",#REF!*0.85,IF(#REF!=\"Pumped_Storage\",#REF!*0.5,IF(#REF!=\"CCS\",#REF!*0.85,IF(#REF!=\"OCGT\",#REF!*0,IF(#REF!=\"\",0,#REF!*E$627))))))))","v":{"$error":"#REF!"}},{"$f":"IF(#REF!=\"Interconnector\",#REF!*1,IF(#REF!=\"Wind\",#REF!*0.7,IF(#REF!=\"Marine\",#REF!*0.7,IF(#REF!=\"Nuclear\",#REF!*0.85,IF(#REF!=\"Pumped_Storage\",#REF!*0.5,IF(#REF!=\"CCS\",#REF!*0.85,IF(#REF!=\"OCGT\",#REF!*0,IF(#REF!=\"\",0,#REF!*F$627))))))))","v":{"$error":"#REF!"}},{"$f":"IF(#REF!=\"Interconnector\",#REF!*1,IF(#REF!=\"Wind\",#REF!*0.7,IF(#REF!=\"Marine\",#REF!*0.7,IF(#REF!=\"Nuclear\",#REF!*0.85,IF(#REF!=\"Pumped_Storage\",#REF!*0.5,IF(#REF!=\"CCS\",#REF!*0.85,IF(#REF!=\"OCGT\",#REF!*0,IF(#REF!=\"\",0,#REF!*G$627))))))))","v":{"$error":"#REF!"}},{"$f":"IF(#REF!=\"Interconnector\",#REF!*1,IF(#REF!=\"Wind\",#REF!*0.7,IF(#REF!=\"Marine\",#REF!*0.7,IF(#REF!=\"Nuclear\",#REF!*0.85,IF(#REF!=\"Pumped_Storage\",#REF!*0.5,IF(#REF!=\"CCS\",#REF!*0.85,IF(#REF!=\"OCGT\",#REF!*0,IF(#REF!=\"\",0,#REF!*H$627))))))))","v":{"$error":"#REF!"}},{"$f":"IF(#REF!=\"Interconnector\",#REF!*1,IF(#REF!=\"Wind\",#REF!*0.7,IF(#REF!=\"Marine\",#REF!*0.7,IF(#REF!=\"Nuclear\",#REF!*0.85,IF(#REF!=\"Pumped_Storage\",#REF!*0.5,IF(#REF!=\"CCS\",#REF!*0.85,IF(#REF!=\"OCGT\",#REF!*0,IF(#REF!=\"\",0,#REF!*I$627))))))))","v":{"$error":"#REF!"}},{"$f":"IF(#REF!=\"Interconnector\",#REF!*1,IF(#REF!=\"Wind\",#REF!*0.7,IF(#REF!=\"Marine\",#REF!*0.7,IF(#REF!=\"Nuclear\",#REF!*0.85,IF(#REF!=\"Pumped_Storage\",#REF!*0.5,IF(#REF!=\"CCS\",#REF!*0.85,IF(#REF!=\"OCGT\",#REF!*0,IF(#REF!=\"\",0,#REF!*J$627))))))))","v":{"$error":"#REF!"}},{"$f":"IF(#REF!=\"Interconnector\",#REF!*1,IF(#REF!=\"Wind\",#REF!*0.7,IF(#REF!=\"Marine\",#REF!*0.7,IF(#REF!=\"Nuclear\",#REF!*0.85,IF(#REF!=\"Pumped_Storage\",#REF!*0.5,IF(#REF!=\"CCS\",#REF!*0.85,IF(#REF!=\"OCGT\",#REF!*0,IF(#REF!=\"\",0,#REF!*K$627))))))))","v":{"$error":"#REF!"}},{"$f":"IF(#REF!=\"Interconnector\",#REF!*1,IF(#REF!=\"Wind\",#REF!*0.7,IF(#REF!=\"Marine\",#REF!*0.7,IF(#REF!=\"Nuclear\",#REF!*0.85,IF(#REF!=\"Pumped_Storage\",#REF!*0.5,IF(#REF!=\"CCS\",#REF!*0.85,IF(#REF!=\"OCGT\",#REF!*0,IF(#REF!=\"\",0,#REF!*L$627))))))))","v":{"$error":"#REF!"}},{"$f":"IF(#REF!=\"Interconnector\",#REF!*1,IF(#REF!=\"Wind\",#REF!*0.7,IF(#REF!=\"Marine\",#REF!*0.7,IF(#REF!=\"Nuclear\",#REF!*0.85,IF(#REF!=\"Pumped_Storage\",#REF!*0.5,IF(#REF!=\"CCS\",#REF!*0.85,IF(#REF!=\"OCGT\",#REF!*0,IF(#REF!=\"\",0,#REF!*M$627))))))))","v":{"$error":"#REF!"}},{"$f":"IF(#REF!=\"Interconnector\",#REF!*1,IF(#REF!=\"Wind\",#REF!*0.7,IF(#REF!=\"Marine\",#REF!*0.7,IF(#REF!=\"Nuclear\",#REF!*0.85,IF(#REF!=\"Pumped_Storage\",#REF!*0.5,IF(#REF!=\"CCS\",#REF!*0.85,IF(#REF!=\"OCGT\",#REF!*0,IF(#REF!=\"\",0,#REF!*N$627))))))))","v":{"$error":"#REF!"}},{"$f":"IF(#REF!=\"Interconnector\",#REF!*1,IF(#REF!=\"Wind\",#REF!*0.7,IF(#REF!=\"Marine\",#REF!*0.7,IF(#REF!=\"Nuclear\",#REF!*0.85,IF(#REF!=\"Pumped_Storage\",#REF!*0.5,IF(#REF!=\"CCS\",#REF!*0.85,IF(#REF!=\"OCGT\",#REF!*0,IF(#REF!=\"\",0,#REF!*O$627))))))))","v":{"$error":"#REF!"}}]
[{"$f":"#REF!","v":{"$error":"#REF!"}},{"$f":"#REF!","v":{"$error":"#REF!"}},{"$f":"#REF!","v":{"$error":"#REF!"}},{"$f":"#REF!","v":{"$error":"#REF!"}},{"$f":"IF(#REF!=\"Interconnector\",#REF!*1,IF(#REF!=\"Wind\",#REF!*0.7,IF(#REF!=\"Marine\",#REF!*0.7,IF(#REF!=\"Nuclear\",#REF!*0.85,IF(#REF!=\"Pumped_Storage\",#REF!*0.5,IF(#REF!=\"CCS\",#REF!*0.85,IF(#REF!=\"OCGT\",#REF!*0,IF(#REF!=\"\",0,#REF!*E$627))))))))","v":{"$error":"#REF!"}},{"$f":"IF(#REF!=\"Interconnector\",#REF!*1,IF(#REF!=\"Wind\",#REF!*0.7,IF(#REF!=\"Marine\",#REF!*0.7,IF(#REF!=\"Nuclear\",#REF!*0.85,IF(#REF!=\"Pumped_Storage\",#REF!*0.5,IF(#REF!=\"CCS\",#REF!*0.85,IF(#REF!=\"OCGT\",#REF!*0,IF(#REF!=\"\",0,#REF!*F$627))))))))","v":{"$error":"#REF!"}},{"$f":"IF(#REF!=\"Interconnector\",#REF!*1,IF(#REF!=\"Wind\",#REF!*0.7,IF(#REF!=\"Marine\",#REF!*0.7,IF(#REF!=\"Nuclear\",#REF!*0.85,IF(#REF!=\"Pumped_Storage\",#REF!*0.5,IF(#REF!=\"CCS\",#REF!*0.85,IF(#REF!=\"OCGT\",#REF!*0,IF(#REF!=\"\",0,#REF!*G$627))))))))","v":{"$error":"#REF!"}},{"$f":"IF(#REF!=\"Interconnector\",#REF!*1,IF(#REF!=\"Wind\",#REF!*0.7,IF(#REF!=\"Marine\",#REF!*0.7,IF(#REF!=\"Nuclear\",#REF!*0.85,IF(#REF!=\"Pumped_Storage\",#REF!*0.5,IF(#REF!=\"CCS\",#REF!*0.85,IF(#REF!=\"OCGT\",#REF!*0,IF(#REF!=\"\",0,#REF!*H$627))))))))","v":{"$error":"#REF!"}},{"$f":"IF(#REF!=\"Interconnector\",#REF!*1,IF(#REF!=\"Wind\",#REF!*0.7,IF(#REF!=\"Marine\",#REF!*0.7,IF(#REF!=\"Nuclear\",#REF!*0.85,IF(#REF!=\"Pumped_Storage\",#REF!*0.5,IF(#REF!=\"CCS\",#REF!*0.85,IF(#REF!=\"OCGT\",#REF!*0,IF(#REF!=\"\",0,#REF!*I$627))))))))","v":{"$error":"#REF!"}},{"$f":"IF(#REF!=\"Interconnector\",#REF!*1,IF(#REF!=\"Wind\",#REF!*0.7,IF(#REF!=\"Marine\",#REF!*0.7,IF(#REF!=\"Nuclear\",#REF!*0.85,IF(#REF!=\"Pumped_Storage\",#REF!*0.5,IF(#REF!=\"CCS\",#REF!*0.85,IF(#REF!=\"OCGT\",#REF!*0,IF(#REF!=\"\",0,#REF!*J$627))))))))","v":{"$error":"#REF!"}},{"$f":"IF(#REF!=\"Interconnector\",#REF!*1,IF(#REF!=\"Wind\",#REF!*0.7,IF(#REF!=\"Marine\",#REF!*0.7,IF(#REF!=\"Nuclear\",#REF!*0.85,IF(#REF!=\"Pumped_Storage\",#REF!*0.5,IF(#REF!=\"CCS\",#REF!*0.85,IF(#REF!=\"OCGT\",#REF!*0,IF(#REF!=\"\",0,#REF!*K$627))))))))","v":{"$error":"#REF!"}},{"$f":"IF(#REF!=\"Interconnector\",#REF!*1,IF(#REF!=\"Wind\",#REF!*0.7,IF(#REF!=\"Marine\",#REF!*0.7,IF(#REF!=\"Nuclear\",#REF!*0.85,IF(#REF!=\"Pumped_Storage\",#REF!*0.5,IF(#REF!=\"CCS\",#REF!*0.85,IF(#REF!=\"OCGT\",#REF!*0,IF(#REF!=\"\",0,#REF!*L$627))))))))","v":{"$error":"#REF!"}},{"$f":"IF(#REF!=\"Interconnector\",#REF!*1,IF(#REF!=\"Wind\",#REF!*0.7,IF(#REF!=\"Marine\",#REF!*0.7,IF(#REF!=\"Nuclear\",#REF!*0.85,IF(#REF!=\"Pumped_Storage\",#REF!*0.5,IF(#REF!=\"CCS\",#REF!*0.85,IF(#REF!=\"OCGT\",#REF!*0,IF(#REF!=\"\",0,#REF!*M$627))))))))","v":{"$error":"#REF!"}},{"$f":"IF(#REF!=\"Interconnector\",#REF!*1,IF(#REF!=\"Wind\",#REF!*0.7,IF(#REF!=\"Marine\",#REF!*0.7,IF(#REF!=\"Nuclear\",#REF!*0.85,IF(#REF!=\"Pumped_Storage\",#REF!*0.5,IF(#REF!=\"CCS\",#REF!*0.85,IF(#REF!=\"OCGT\",#REF!*0,IF(#REF!=\"\",0,#REF!*N$627))))))))","v":{"$error":"#REF!"}},{"$f":"IF(#REF!=\"Interconnector\",#REF!*1,IF(#REF!=\"Wind\",#REF!*0.7,IF(#REF!=\"Marine\",#REF!*0.7,IF(#REF!=\"Nuclear\",#REF!*0.85,IF(#REF!=\"Pumped_Storage\",#REF!*0.5,IF(#REF!=\"CCS\",#REF!*0.85,IF(#REF!=\"OCGT\",#REF!*0,IF(#REF!=\"\",0,#REF!*O$627))))))))","v":{"$error":"#REF!"}}]
[{"$f":"#REF!","v":{"$error":"#REF!"}},{"$f":"#REF!","v":{"$error":"#REF!"}},{"$f":"#REF!","v":{"$error":"#REF!"}},{"$f":"#REF!","v":{"$error":"#REF!"}},{"$f":"IF(#REF!=\"Interconnector\",#REF!*1,IF(#REF!=\"Wind\",#REF!*0.7,IF(#REF!=\"Marine\",#REF!*0.7,IF(#REF!=\"Nuclear\",#REF!*0.85,IF(#REF!=\"Pumped_Storage\",#REF!*0.5,IF(#REF!=\"CCS\",#REF!*0.85,IF(#REF!=\"OCGT\",#REF!*0,IF(#REF!=\"\",0,#REF!*E$627))))))))","v":{"$error":"#REF!"}},{"$f":"IF(#REF!=\"Interconnector\",#REF!*1,IF(#REF!=\"Wind\",#REF!*0.7,IF(#REF!=\"Marine\",#REF!*0.7,IF(#REF!=\"Nuclear\",#REF!*0.85,IF(#REF!=\"Pumped_Storage\",#REF!*0.5,IF(#REF!=\"CCS\",#REF!*0.85,IF(#REF!=\"OCGT\",#REF!*0,IF(#REF!=\"\",0,#REF!*F$627))))))))","v":{"$error":"#REF!"}},{"$f":"IF(#REF!=\"Interconnector\",#REF!*1,IF(#REF!=\"Wind\",#REF!*0.7,IF(#REF!=\"Marine\",#REF!*0.7,IF(#REF!=\"Nuclear\",#REF!*0.85,IF(#REF!=\"Pumped_Storage\",#REF!*0.5,IF(#REF!=\"CCS\",#REF!*0.85,IF(#REF!=\"OCGT\",#REF!*0,IF(#REF!=\"\",0,#REF!*G$627))))))))","v":{"$error":"#REF!"}},{"$f":"IF(#REF!=\"Interconnector\",#REF!*1,IF(#REF!=\"Wind\",#REF!*0.7,IF(#REF!=\"Marine\",#REF!*0.7,IF(#REF!=\"Nuclear\",#REF!*0.85,IF(#REF!=\"Pumped_Storage\",#REF!*0.5,IF(#REF!=\"CCS\",#REF!*0.85,IF(#REF!=\"OCGT\",#REF!*0,IF(#REF!=\"\",0,#REF!*H$627))))))))","v":{"$error":"#REF!"}},{"$f":"IF(#REF!=\"Interconnector\",#REF!*1,IF(#REF!=\"Wind\",#REF!*0.7,IF(#REF!=\"Marine\",#REF!*0.7,IF(#REF!=\"Nuclear\",#REF!*0.85,IF(#REF!=\"Pumped_Storage\",#REF!*0.5,IF(#REF!=\"CCS\",#REF!*0.85,IF(#REF!=\"OCGT\",#REF!*0,IF(#REF!=\"\",0,#REF!*I$627))))))))","v":{"$error":"#REF!"}},{"$f":"IF(#REF!=\"Interconnector\",#REF!*1,IF(#REF!=\"Wind\",#REF!*0.7,IF(#REF!=\"Marine\",#REF!*0.7,IF(#REF!=\"Nuclear\",#REF!*0.85,IF(#REF!=\"Pumped_Storage\",#REF!*0.5,IF(#REF!=\"CCS\",#REF!*0.85,IF(#REF!=\"OCGT\",#REF!*0,IF(#REF!=\"\",0,#REF!*J$627))))))))","v":{"$error":"#REF!"}},{"$f":"IF(#REF!=\"Interconnector\",#REF!*1,IF(#REF!=\"Wind\",#REF!*0.7,IF(#REF!=\"Marine\",#REF!*0.7,IF(#REF!=\"Nuclear\",#REF!*0.85,IF(#REF!=\"Pumped_Storage\",#REF!*0.5,IF(#REF!=\"CCS\",#REF!*0.85,IF(#REF!=\"OCGT\",#REF!*0,IF(#REF!=\"\",0,#REF!*K$627))))))))","v":{"$error":"#REF!"}},{"$f":"IF(#REF!=\"Interconnector\",#REF!*1,IF(#REF!=\"Wind\",#REF!*0.7,IF(#REF!=\"Marine\",#REF!*0.7,IF(#REF!=\"Nuclear\",#REF!*0.85,IF(#REF!=\"Pumped_Storage\",#REF!*0.5,IF(#REF!=\"CCS\",#REF!*0.85,IF(#REF!=\"OCGT\",#REF!*0,IF(#REF!=\"\",0,#REF!*L$627))))))))","v":{"$error":"#REF!"}},{"$f":"IF(#REF!=\"Interconnector\",#REF!*1,IF(#REF!=\"Wind\",#REF!*0.7,IF(#REF!=\"Marine\",#REF!*0.7,IF(#REF!=\"Nuclear\",#REF!*0.85,IF(#REF!=\"Pumped_Storage\",#REF!*0.5,IF(#REF!=\"CCS\",#REF!*0.85,IF(#REF!=\"OCGT\",#REF!*0,IF(#REF!=\"\",0,#REF!*M$627))))))))","v":{"$error":"#REF!"}},{"$f":"IF(#REF!=\"Interconnector\",#REF!*1,IF(#REF!=\"Wind\",#REF!*0.7,IF(#REF!=\"Marine\",#REF!*0.7,IF(#REF!=\"Nuclear\",#REF!*0.85,IF(#REF!=\"Pumped_Storage\",#REF!*0.5,IF(#REF!=\"CCS\",#REF!*0.85,IF(#REF!=\"OCGT\",#REF!*0,IF(#REF!=\"\",0,#REF!*N$627))))))))","v":{"$error":"#REF!"}},{"$f":"IF(#REF!=\"Interconnector\",#REF!*1,IF(#REF!=\"Wind\",#REF!*0.7,IF(#REF!=\"Marine\",#REF!*0.7,IF(#REF!=\"Nuclear\",#REF!*0.85,IF(#REF!=\"Pumped_Storage\",#REF!*0.5,IF(#REF!=\"CCS\",#REF!*0.85,IF(#REF!=\"OCGT\",#REF!*0,IF(#REF!=\"\",0,#REF!*O$627))))))))","v":{"$error":"#REF!"}}]
[{"$f":"#REF!","v":{"$error":"#REF!"}},{"$f":"#REF!","v":{"$error":"#REF!"}},{"$f":"#REF!","v":{"$error":"#REF!"}},{"$f":"#REF!","v":{"$error":"#REF!"}},{"$f":"IF(#REF!=\"Interconnector\",#REF!*1,IF(#REF!=\"Wind\",#REF!*0.7,IF(#REF!=\"Marine\",#REF!*0.7,IF(#REF!=\"Nuclear\",#REF!*0.85,IF(#REF!=\"Pumped_Storage\",#REF!*0.5,IF(#REF!=\"CCS\",#REF!*0.85,IF(#REF!=\"OCGT\",#REF!*0,IF(#REF!=\"\",0,#REF!*E$627))))))))","v":{"$error":"#REF!"}},{"$f":"IF(#REF!=\"Interconnector\",#REF!*1,IF(#REF!=\"Wind\",#REF!*0.7,IF(#REF!=\"Marine\",#REF!*0.7,IF(#REF!=\"Nuclear\",#REF!*0.85,IF(#REF!=\"Pumped_Storage\",#REF!*0.5,IF(#REF!=\"CCS\",#REF!*0.85,IF(#REF!=\"OCGT\",#REF!*0,IF(#REF!=\"\",0,#REF!*F$627))))))))","v":{"$error":"#REF!"}},{"$f":"IF(#REF!=\"Interconnector\",#REF!*1,IF(#REF!=\"Wind\",#REF!*0.7,IF(#REF!=\"Marine\",#REF!*0.7,IF(#REF!=\"Nuclear\",#REF!*0.85,IF(#REF!=\"Pumped_Storage\",#REF!*0.5,IF(#REF!=\"CCS\",#REF!*0.85,IF(#REF!=\"OCGT\",#REF!*0,IF(#REF!=\"\",0,#REF!*G$627))))))))","v":{"$error":"#REF!"}},{"$f":"IF(#REF!=\"Interconnector\",#REF!*1,IF(#REF!=\"Wind\",#REF!*0.7,IF(#REF!=\"Marine\",#REF!*0.7,IF(#REF!=\"Nuclear\",#REF!*0.85,IF(#REF!=\"Pumped_Storage\",#REF!*0.5,IF(#REF!=\"CCS\",#REF!*0.85,IF(#REF!=\"OCGT\",#REF!*0,IF(#REF!=\"\",0,#REF!*H$627))))))))","v":{"$error":"#REF!"}},{"$f":"IF(#REF!=\"Interconnector\",#REF!*1,IF(#REF!=\"Wind\",#REF!*0.7,IF(#REF!=\"Marine\",#REF!*0.7,IF(#REF!=\"Nuclear\",#REF!*0.85,IF(#REF!=\"Pumped_Storage\",#REF!*0.5,IF(#REF!=\"CCS\",#REF!*0.85,IF(#REF!=\"OCGT\",#REF!*0,IF(#REF!=\"\",0,#REF!*I$627))))))))","v":{"$error":"#REF!"}},{"$f":"IF(#REF!=\"Interconnector\",#REF!*1,IF(#REF!=\"Wind\",#REF!*0.7,IF(#REF!=\"Marine\",#REF!*0.7,IF(#REF!=\"Nuclear\",#REF!*0.85,IF(#REF!=\"Pumped_Storage\",#REF!*0.5,IF(#REF!=\"CCS\",#REF!*0.85,IF(#REF!=\"OCGT\",#REF!*0,IF(#REF!=\"\",0,#REF!*J$627))))))))","v":{"$error":"#REF!"}},{"$f":"IF(#REF!=\"Interconnector\",#REF!*1,IF(#REF!=\"Wind\",#REF!*0.7,IF(#REF!=\"Marine\",#REF!*0.7,IF(#REF!=\"Nuclear\",#REF!*0.85,IF(#REF!=\"Pumped_Storage\",#REF!*0.5,IF(#REF!=\"CCS\",#REF!*0.85,IF(#REF!=\"OCGT\",#REF!*0,IF(#REF!=\"\",0,#REF!*K$627))))))))","v":{"$error":"#REF!"}},{"$f":"IF(#REF!=\"Interconnector\",#REF!*1,IF(#REF!=\"Wind\",#REF!*0.7,IF(#REF!=\"Marine\",#REF!*0.7,IF(#REF!=\"Nuclear\",#REF!*0.85,IF(#REF!=\"Pumped_Storage\",#REF!*0.5,IF(#REF!=\"CCS\",#REF!*0.85,IF(#REF!=\"OCGT\",#REF!*0,IF(#REF!=\"\",0,#REF!*L$627))))))))","v":{"$error":"#REF!"}},{"$f":"IF(#REF!=\"Interconnector\",#REF!*1,IF(#REF!=\"Wind\",#REF!*0.7,IF(#REF!=\"Marine\",#REF!*0.7,IF(#REF!=\"Nuclear\",#REF!*0.85,IF(#REF!=\"Pumped_Storage\",#REF!*0.5,IF(#REF!=\"CCS\",#REF!*0.85,IF(#REF!=\"OCGT\",#REF!*0,IF(#REF!=\"\",0,#REF!*M$627))))))))","v":{"$error":"#REF!"}},{"$f":"IF(#REF!=\"Interconnector\",#REF!*1,IF(#REF!=\"Wind\",#REF!*0.7,IF(#REF!=\"Marine\",#REF!*0.7,IF(#REF!=\"Nuclear\",#REF!*0.85,IF(#REF!=\"Pumped_Storage\",#REF!*0.5,IF(#REF!=\"CCS\",#REF!*0.85,IF(#REF!=\"OCGT\",#REF!*0,IF(#REF!=\"\",0,#REF!*N$627))))))))","v":{"$error":"#REF!"}},{"$f":"IF(#REF!=\"Interconnector\",#REF!*1,IF(#REF!=\"Wind\",#REF!*0.7,IF(#REF!=\"Marine\",#REF!*0.7,IF(#REF!=\"Nuclear\",#REF!*0.85,IF(#REF!=\"Pumped_Storage\",#REF!*0.5,IF(#REF!=\"CCS\",#REF!*0.85,IF(#REF!=\"OCGT\",#REF!*0,IF(#REF!=\"\",0,#REF!*O$627))))))))","v":{"$error":"#REF!"}}]
[{"$f":"#REF!","v":{"$error":"#REF!"}},{"$f":"#REF!","v":{"$error":"#REF!"}},{"$f":"#REF!","v":{"$error":"#REF!"}},{"$f":"#REF!","v":{"$error":"#REF!"}},{"$f":"IF(#REF!=\"Interconnector\",#REF!*1,IF(#REF!=\"Wind\",#REF!*0.7,IF(#REF!=\"Marine\",#REF!*0.7,IF(#REF!=\"Nuclear\",#REF!*0.85,IF(#REF!=\"Pumped_Storage\",#REF!*0.5,IF(#REF!=\"CCS\",#REF!*0.85,IF(#REF!=\"OCGT\",#REF!*0,IF(#REF!=\"\",0,#REF!*E$627))))))))","v":{"$error":"#REF!"}},{"$f":"IF(#REF!=\"Interconnector\",#REF!*1,IF(#REF!=\"Wind\",#REF!*0.7,IF(#REF!=\"Marine\",#REF!*0.7,IF(#REF!=\"Nuclear\",#REF!*0.85,IF(#REF!=\"Pumped_Storage\",#REF!*0.5,IF(#REF!=\"CCS\",#REF!*0.85,IF(#REF!=\"OCGT\",#REF!*0,IF(#REF!=\"\",0,#REF!*F$627))))))))","v":{"$error":"#REF!"}},{"$f":"IF(#REF!=\"Interconnector\",#REF!*1,IF(#REF!=\"Wind\",#REF!*0.7,IF(#REF!=\"Marine\",#REF!*0.7,IF(#REF!=\"Nuclear\",#REF!*0.85,IF(#REF!=\"Pumped_Storage\",#REF!*0.5,IF(#REF!=\"CCS\",#REF!*0.85,IF(#REF!=\"OCGT\",#REF!*0,IF(#REF!=\"\",0,#REF!*G$627))))))))","v":{"$error":"#REF!"}},{"$f":"IF(#REF!=\"Interconnector\",#REF!*1,IF(#REF!=\"Wind\",#REF!*0.7,IF(#REF!=\"Marine\",#REF!*0.7,IF(#REF!=\"Nuclear\",#REF!*0.85,IF(#REF!=\"Pumped_Storage\",#REF!*0.5,IF(#REF!=\"CCS\",#REF!*0.85,IF(#REF!=\"OCGT\",#REF!*0,IF(#REF!=\"\",0,#REF!*H$627))))))))","v":{"$error":"#REF!"}},{"$f":"IF(#REF!=\"Interconnector\",#REF!*1,IF(#REF!=\"Wind\",#REF!*0.7,IF(#REF!=\"Marine\",#REF!*0.7,IF(#REF!=\"Nuclear\",#REF!*0.85,IF(#REF!=\"Pumped_Storage\",#REF!*0.5,IF(#REF!=\"CCS\",#REF!*0.85,IF(#REF!=\"OCGT\",#REF!*0,IF(#REF!=\"\",0,#REF!*I$627))))))))","v":{"$error":"#REF!"}},{"$f":"IF(#REF!=\"Interconnector\",#REF!*1,IF(#REF!=\"Wind\",#REF!*0.7,IF(#REF!=\"Marine\",#REF!*0.7,IF(#REF!=\"Nuclear\",#REF!*0.85,IF(#REF!=\"Pumped_Storage\",#REF!*0.5,IF(#REF!=\"CCS\",#REF!*0.85,IF(#REF!=\"OCGT\",#REF!*0,IF(#REF!=\"\",0,#REF!*J$627))))))))","v":{"$error":"#REF!"}},{"$f":"IF(#REF!=\"Interconnector\",#REF!*1,IF(#REF!=\"Wind\",#REF!*0.7,IF(#REF!=\"Marine\",#REF!*0.7,IF(#REF!=\"Nuclear\",#REF!*0.85,IF(#REF!=\"Pumped_Storage\",#REF!*0.5,IF(#REF!=\"CCS\",#REF!*0.85,IF(#REF!=\"OCGT\",#REF!*0,IF(#REF!=\"\",0,#REF!*K$627))))))))","v":{"$error":"#REF!"}},{"$f":"IF(#REF!=\"Interconnector\",#REF!*1,IF(#REF!=\"Wind\",#REF!*0.7,IF(#REF!=\"Marine\",#REF!*0.7,IF(#REF!=\"Nuclear\",#REF!*0.85,IF(#REF!=\"Pumped_Storage\",#REF!*0.5,IF(#REF!=\"CCS\",#REF!*0.85,IF(#REF!=\"OCGT\",#REF!*0,IF(#REF!=\"\",0,#REF!*L$627))))))))","v":{"$error":"#REF!"}},{"$f":"IF(#REF!=\"Interconnector\",#REF!*1,IF(#REF!=\"Wind\",#REF!*0.7,IF(#REF!=\"Marine\",#REF!*0.7,IF(#REF!=\"Nuclear\",#REF!*0.85,IF(#REF!=\"Pumped_Storage\",#REF!*0.5,IF(#REF!=\"CCS\",#REF!*0.85,IF(#REF!=\"OCGT\",#REF!*0,IF(#REF!=\"\",0,#REF!*M$627))))))))","v":{"$error":"#REF!"}},{"$f":"IF(#REF!=\"Interconnector\",#REF!*1,IF(#REF!=\"Wind\",#REF!*0.7,IF(#REF!=\"Marine\",#REF!*0.7,IF(#REF!=\"Nuclear\",#REF!*0.85,IF(#REF!=\"Pumped_Storage\",#REF!*0.5,IF(#REF!=\"CCS\",#REF!*0.85,IF(#REF!=\"OCGT\",#REF!*0,IF(#REF!=\"\",0,#REF!*N$627))))))))","v":{"$error":"#REF!"}},{"$f":"IF(#REF!=\"Interconnector\",#REF!*1,IF(#REF!=\"Wind\",#REF!*0.7,IF(#REF!=\"Marine\",#REF!*0.7,IF(#REF!=\"Nuclear\",#REF!*0.85,IF(#REF!=\"Pumped_Storage\",#REF!*0.5,IF(#REF!=\"CCS\",#REF!*0.85,IF(#REF!=\"OCGT\",#REF!*0,IF(#REF!=\"\",0,#REF!*O$627))))))))","v":{"$error":"#REF!"}}]
[{"$f":"#REF!","v":{"$error":"#REF!"}},{"$f":"#REF!","v":{"$error":"#REF!"}},{"$f":"#REF!","v":{"$error":"#REF!"}},{"$f":"#REF!","v":{"$error":"#REF!"}},{"$f":"IF(#REF!=\"Interconnector\",#REF!*1,IF(#REF!=\"Wind\",#REF!*0.7,IF(#REF!=\"Marine\",#REF!*0.7,IF(#REF!=\"Nuclear\",#REF!*0.85,IF(#REF!=\"Pumped_Storage\",#REF!*0.5,IF(#REF!=\"CCS\",#REF!*0.85,IF(#REF!=\"OCGT\",#REF!*0,IF(#REF!=\"\",0,#REF!*E$627))))))))","v":{"$error":"#REF!"}},{"$f":"IF(#REF!=\"Interconnector\",#REF!*1,IF(#REF!=\"Wind\",#REF!*0.7,IF(#REF!=\"Marine\",#REF!*0.7,IF(#REF!=\"Nuclear\",#REF!*0.85,IF(#REF!=\"Pumped_Storage\",#REF!*0.5,IF(#REF!=\"CCS\",#REF!*0.85,IF(#REF!=\"OCGT\",#REF!*0,IF(#REF!=\"\",0,#REF!*F$627))))))))","v":{"$error":"#REF!"}},{"$f":"IF(#REF!=\"Interconnector\",#REF!*1,IF(#REF!=\"Wind\",#REF!*0.7,IF(#REF!=\"Marine\",#REF!*0.7,IF(#REF!=\"Nuclear\",#REF!*0.85,IF(#REF!=\"Pumped_Storage\",#REF!*0.5,IF(#REF!=\"CCS\",#REF!*0.85,IF(#REF!=\"OCGT\",#REF!*0,IF(#REF!=\"\",0,#REF!*G$627))))))))","v":{"$error":"#REF!"}},{"$f":"IF(#REF!=\"Interconnector\",#REF!*1,IF(#REF!=\"Wind\",#REF!*0.7,IF(#REF!=\"Marine\",#REF!*0.7,IF(#REF!=\"Nuclear\",#REF!*0.85,IF(#REF!=\"Pumped_Storage\",#REF!*0.5,IF(#REF!=\"CCS\",#REF!*0.85,IF(#REF!=\"OCGT\",#REF!*0,IF(#REF!=\"\",0,#REF!*H$627))))))))","v":{"$error":"#REF!"}},{"$f":"IF(#REF!=\"Interconnector\",#REF!*1,IF(#REF!=\"Wind\",#REF!*0.7,IF(#REF!=\"Marine\",#REF!*0.7,IF(#REF!=\"Nuclear\",#REF!*0.85,IF(#REF!=\"Pumped_Storage\",#REF!*0.5,IF(#REF!=\"CCS\",#REF!*0.85,IF(#REF!=\"OCGT\",#REF!*0,IF(#REF!=\"\",0,#REF!*I$627))))))))","v":{"$error":"#REF!"}},{"$f":"IF(#REF!=\"Interconnector\",#REF!*1,IF(#REF!=\"Wind\",#REF!*0.7,IF(#REF!=\"Marine\",#REF!*0.7,IF(#REF!=\"Nuclear\",#REF!*0.85,IF(#REF!=\"Pumped_Storage\",#REF!*0.5,IF(#REF!=\"CCS\",#REF!*0.85,IF(#REF!=\"OCGT\",#REF!*0,IF(#REF!=\"\",0,#REF!*J$627))))))))","v":{"$error":"#REF!"}},{"$f":"IF(#REF!=\"Interconnector\",#REF!*1,IF(#REF!=\"Wind\",#REF!*0.7,IF(#REF!=\"Marine\",#REF!*0.7,IF(#REF!=\"Nuclear\",#REF!*0.85,IF(#REF!=\"Pumped_Storage\",#REF!*0.5,IF(#REF!=\"CCS\",#REF!*0.85,IF(#REF!=\"OCGT\",#REF!*0,IF(#REF!=\"\",0,#REF!*K$627))))))))","v":{"$error":"#REF!"}},{"$f":"IF(#REF!=\"Interconnector\",#REF!*1,IF(#REF!=\"Wind\",#REF!*0.7,IF(#REF!=\"Marine\",#REF!*0.7,IF(#REF!=\"Nuclear\",#REF!*0.85,IF(#REF!=\"Pumped_Storage\",#REF!*0.5,IF(#REF!=\"CCS\",#REF!*0.85,IF(#REF!=\"OCGT\",#REF!*0,IF(#REF!=\"\",0,#REF!*L$627))))))))","v":{"$error":"#REF!"}},{"$f":"IF(#REF!=\"Interconnector\",#REF!*1,IF(#REF!=\"Wind\",#REF!*0.7,IF(#REF!=\"Marine\",#REF!*0.7,IF(#REF!=\"Nuclear\",#REF!*0.85,IF(#REF!=\"Pumped_Storage\",#REF!*0.5,IF(#REF!=\"CCS\",#REF!*0.85,IF(#REF!=\"OCGT\",#REF!*0,IF(#REF!=\"\",0,#REF!*M$627))))))))","v":{"$error":"#REF!"}},{"$f":"IF(#REF!=\"Interconnector\",#REF!*1,IF(#REF!=\"Wind\",#REF!*0.7,IF(#REF!=\"Marine\",#REF!*0.7,IF(#REF!=\"Nuclear\",#REF!*0.85,IF(#REF!=\"Pumped_Storage\",#REF!*0.5,IF(#REF!=\"CCS\",#REF!*0.85,IF(#REF!=\"OCGT\",#REF!*0,IF(#REF!=\"\",0,#REF!*N$627))))))))","v":{"$error":"#REF!"}},{"$f":"IF(#REF!=\"Interconnector\",#REF!*1,IF(#REF!=\"Wind\",#REF!*0.7,IF(#REF!=\"Marine\",#REF!*0.7,IF(#REF!=\"Nuclear\",#REF!*0.85,IF(#REF!=\"Pumped_Storage\",#REF!*0.5,IF(#REF!=\"CCS\",#REF!*0.85,IF(#REF!=\"OCGT\",#REF!*0,IF(#REF!=\"\",0,#REF!*O$627))))))))","v":{"$error":"#REF!"}}]
[{"$f":"#REF!","v":{"$error":"#REF!"}},{"$f":"#REF!","v":{"$error":"#REF!"}},{"$f":"#REF!","v":{"$error":"#REF!"}},{"$f":"#REF!","v":{"$error":"#REF!"}},{"$f":"IF(#REF!=\"Interconnector\",#REF!*1,IF(#REF!=\"Wind\",#REF!*0.7,IF(#REF!=\"Marine\",#REF!*0.7,IF(#REF!=\"Nuclear\",#REF!*0.85,IF(#REF!=\"Pumped_Storage\",#REF!*0.5,IF(#REF!=\"CCS\",#REF!*0.85,IF(#REF!=\"OCGT\",#REF!*0,IF(#REF!=\"\",0,#REF!*E$627))))))))","v":{"$error":"#REF!"}},{"$f":"IF(#REF!=\"Interconnector\",#REF!*1,IF(#REF!=\"Wind\",#REF!*0.7,IF(#REF!=\"Marine\",#REF!*0.7,IF(#REF!=\"Nuclear\",#REF!*0.85,IF(#REF!=\"Pumped_Storage\",#REF!*0.5,IF(#REF!=\"CCS\",#REF!*0.85,IF(#REF!=\"OCGT\",#REF!*0,IF(#REF!=\"\",0,#REF!*F$627))))))))","v":{"$error":"#REF!"}},{"$f":"IF(#REF!=\"Interconnector\",#REF!*1,IF(#REF!=\"Wind\",#REF!*0.7,IF(#REF!=\"Marine\",#REF!*0.7,IF(#REF!=\"Nuclear\",#REF!*0.85,IF(#REF!=\"Pumped_Storage\",#REF!*0.5,IF(#REF!=\"CCS\",#REF!*0.85,IF(#REF!=\"OCGT\",#REF!*0,IF(#REF!=\"\",0,#REF!*G$627))))))))","v":{"$error":"#REF!"}},{"$f":"IF(#REF!=\"Interconnector\",#REF!*1,IF(#REF!=\"Wind\",#REF!*0.7,IF(#REF!=\"Marine\",#REF!*0.7,IF(#REF!=\"Nuclear\",#REF!*0.85,IF(#REF!=\"Pumped_Storage\",#REF!*0.5,IF(#REF!=\"CCS\",#REF!*0.85,IF(#REF!=\"OCGT\",#REF!*0,IF(#REF!=\"\",0,#REF!*H$627))))))))","v":{"$error":"#REF!"}},{"$f":"IF(#REF!=\"Interconnector\",#REF!*1,IF(#REF!=\"Wind\",#REF!*0.7,IF(#REF!=\"Marine\",#REF!*0.7,IF(#REF!=\"Nuclear\",#REF!*0.85,IF(#REF!=\"Pumped_Storage\",#REF!*0.5,IF(#REF!=\"CCS\",#REF!*0.85,IF(#REF!=\"OCGT\",#REF!*0,IF(#REF!=\"\",0,#REF!*I$627))))))))","v":{"$error":"#REF!"}},{"$f":"IF(#REF!=\"Interconnector\",#REF!*1,IF(#REF!=\"Wind\",#REF!*0.7,IF(#REF!=\"Marine\",#REF!*0.7,IF(#REF!=\"Nuclear\",#REF!*0.85,IF(#REF!=\"Pumped_Storage\",#REF!*0.5,IF(#REF!=\"CCS\",#REF!*0.85,IF(#REF!=\"OCGT\",#REF!*0,IF(#REF!=\"\",0,#REF!*J$627))))))))","v":{"$error":"#REF!"}},{"$f":"IF(#REF!=\"Interconnector\",#REF!*1,IF(#REF!=\"Wind\",#REF!*0.7,IF(#REF!=\"Marine\",#REF!*0.7,IF(#REF!=\"Nuclear\",#REF!*0.85,IF(#REF!=\"Pumped_Storage\",#REF!*0.5,IF(#REF!=\"CCS\",#REF!*0.85,IF(#REF!=\"OCGT\",#REF!*0,IF(#REF!=\"\",0,#REF!*K$627))))))))","v":{"$error":"#REF!"}},{"$f":"IF(#REF!=\"Interconnector\",#REF!*1,IF(#REF!=\"Wind\",#REF!*0.7,IF(#REF!=\"Marine\",#REF!*0.7,IF(#REF!=\"Nuclear\",#REF!*0.85,IF(#REF!=\"Pumped_Storage\",#REF!*0.5,IF(#REF!=\"CCS\",#REF!*0.85,IF(#REF!=\"OCGT\",#REF!*0,IF(#REF!=\"\",0,#REF!*L$627))))))))","v":{"$error":"#REF!"}},{"$f":"IF(#REF!=\"Interconnector\",#REF!*1,IF(#REF!=\"Wind\",#REF!*0.7,IF(#REF!=\"Marine\",#REF!*0.7,IF(#REF!=\"Nuclear\",#REF!*0.85,IF(#REF!=\"Pumped_Storage\",#REF!*0.5,IF(#REF!=\"CCS\",#REF!*0.85,IF(#REF!=\"OCGT\",#REF!*0,IF(#REF!=\"\",0,#REF!*M$627))))))))","v":{"$error":"#REF!"}},{"$f":"IF(#REF!=\"Interconnector\",#REF!*1,IF(#REF!=\"Wind\",#REF!*0.7,IF(#REF!=\"Marine\",#REF!*0.7,IF(#REF!=\"Nuclear\",#REF!*0.85,IF(#REF!=\"Pumped_Storage\",#REF!*0.5,IF(#REF!=\"CCS\",#REF!*0.85,IF(#REF!=\"OCGT\",#REF!*0,IF(#REF!=\"\",0,#REF!*N$627))))))))","v":{"$error":"#REF!"}},{"$f":"IF(#REF!=\"Interconnector\",#REF!*1,IF(#REF!=\"Wind\",#REF!*0.7,IF(#REF!=\"Marine\",#REF!*0.7,IF(#REF!=\"Nuclear\",#REF!*0.85,IF(#REF!=\"Pumped_Storage\",#REF!*0.5,IF(#REF!=\"CCS\",#REF!*0.85,IF(#REF!=\"OCGT\",#REF!*0,IF(#REF!=\"\",0,#REF!*O$627))))))))","v":{"$error":"#REF!"}}]
[{"$f":"#REF!","v":{"$error":"#REF!"}},{"$f":"#REF!","v":{"$error":"#REF!"}},{"$f":"#REF!","v":{"$error":"#REF!"}},{"$f":"#REF!","v":{"$error":"#REF!"}},{"$f":"IF(#REF!=\"Interconnector\",#REF!*1,IF(#REF!=\"Wind\",#REF!*0.7,IF(#REF!=\"Marine\",#REF!*0.7,IF(#REF!=\"Nuclear\",#REF!*0.85,IF(#REF!=\"Pumped_Storage\",#REF!*0.5,IF(#REF!=\"CCS\",#REF!*0.85,IF(#REF!=\"OCGT\",#REF!*0,IF(#REF!=\"\",0,#REF!*E$627))))))))","v":{"$error":"#REF!"}},{"$f":"IF(#REF!=\"Interconnector\",#REF!*1,IF(#REF!=\"Wind\",#REF!*0.7,IF(#REF!=\"Marine\",#REF!*0.7,IF(#REF!=\"Nuclear\",#REF!*0.85,IF(#REF!=\"Pumped_Storage\",#REF!*0.5,IF(#REF!=\"CCS\",#REF!*0.85,IF(#REF!=\"OCGT\",#REF!*0,IF(#REF!=\"\",0,#REF!*F$627))))))))","v":{"$error":"#REF!"}},{"$f":"IF(#REF!=\"Interconnector\",#REF!*1,IF(#REF!=\"Wind\",#REF!*0.7,IF(#REF!=\"Marine\",#REF!*0.7,IF(#REF!=\"Nuclear\",#REF!*0.85,IF(#REF!=\"Pumped_Storage\",#REF!*0.5,IF(#REF!=\"CCS\",#REF!*0.85,IF(#REF!=\"OCGT\",#REF!*0,IF(#REF!=\"\",0,#REF!*G$627))))))))","v":{"$error":"#REF!"}},{"$f":"IF(#REF!=\"Interconnector\",#REF!*1,IF(#REF!=\"Wind\",#REF!*0.7,IF(#REF!=\"Marine\",#REF!*0.7,IF(#REF!=\"Nuclear\",#REF!*0.85,IF(#REF!=\"Pumped_Storage\",#REF!*0.5,IF(#REF!=\"CCS\",#REF!*0.85,IF(#REF!=\"OCGT\",#REF!*0,IF(#REF!=\"\",0,#REF!*H$627))))))))","v":{"$error":"#REF!"}},{"$f":"IF(#REF!=\"Interconnector\",#REF!*1,IF(#REF!=\"Wind\",#REF!*0.7,IF(#REF!=\"Marine\",#REF!*0.7,IF(#REF!=\"Nuclear\",#REF!*0.85,IF(#REF!=\"Pumped_Storage\",#REF!*0.5,IF(#REF!=\"CCS\",#REF!*0.85,IF(#REF!=\"OCGT\",#REF!*0,IF(#REF!=\"\",0,#REF!*I$627))))))))","v":{"$error":"#REF!"}},{"$f":"IF(#REF!=\"Interconnector\",#REF!*1,IF(#REF!=\"Wind\",#REF!*0.7,IF(#REF!=\"Marine\",#REF!*0.7,IF(#REF!=\"Nuclear\",#REF!*0.85,IF(#REF!=\"Pumped_Storage\",#REF!*0.5,IF(#REF!=\"CCS\",#REF!*0.85,IF(#REF!=\"OCGT\",#REF!*0,IF(#REF!=\"\",0,#REF!*J$627))))))))","v":{"$error":"#REF!"}},{"$f":"IF(#REF!=\"Interconnector\",#REF!*1,IF(#REF!=\"Wind\",#REF!*0.7,IF(#REF!=\"Marine\",#REF!*0.7,IF(#REF!=\"Nuclear\",#REF!*0.85,IF(#REF!=\"Pumped_Storage\",#REF!*0.5,IF(#REF!=\"CCS\",#REF!*0.85,IF(#REF!=\"OCGT\",#REF!*0,IF(#REF!=\"\",0,#REF!*K$627))))))))","v":{"$error":"#REF!"}},{"$f":"IF(#REF!=\"Interconnector\",#REF!*1,IF(#REF!=\"Wind\",#REF!*0.7,IF(#REF!=\"Marine\",#REF!*0.7,IF(#REF!=\"Nuclear\",#REF!*0.85,IF(#REF!=\"Pumped_Storage\",#REF!*0.5,IF(#REF!=\"CCS\",#REF!*0.85,IF(#REF!=\"OCGT\",#REF!*0,IF(#REF!=\"\",0,#REF!*L$627))))))))","v":{"$error":"#REF!"}},{"$f":"IF(#REF!=\"Interconnector\",#REF!*1,IF(#REF!=\"Wind\",#REF!*0.7,IF(#REF!=\"Marine\",#REF!*0.7,IF(#REF!=\"Nuclear\",#REF!*0.85,IF(#REF!=\"Pumped_Storage\",#REF!*0.5,IF(#REF!=\"CCS\",#REF!*0.85,IF(#REF!=\"OCGT\",#REF!*0,IF(#REF!=\"\",0,#REF!*M$627))))))))","v":{"$error":"#REF!"}},{"$f":"IF(#REF!=\"Interconnector\",#REF!*1,IF(#REF!=\"Wind\",#REF!*0.7,IF(#REF!=\"Marine\",#REF!*0.7,IF(#REF!=\"Nuclear\",#REF!*0.85,IF(#REF!=\"Pumped_Storage\",#REF!*0.5,IF(#REF!=\"CCS\",#REF!*0.85,IF(#REF!=\"OCGT\",#REF!*0,IF(#REF!=\"\",0,#REF!*N$627))))))))","v":{"$error":"#REF!"}},{"$f":"IF(#REF!=\"Interconnector\",#REF!*1,IF(#REF!=\"Wind\",#REF!*0.7,IF(#REF!=\"Marine\",#REF!*0.7,IF(#REF!=\"Nuclear\",#REF!*0.85,IF(#REF!=\"Pumped_Storage\",#REF!*0.5,IF(#REF!=\"CCS\",#REF!*0.85,IF(#REF!=\"OCGT\",#REF!*0,IF(#REF!=\"\",0,#REF!*O$627))))))))","v":{"$error":"#REF!"}}]
[{"$f":"#REF!","v":{"$error":"#REF!"}},{"$f":"#REF!","v":{"$error":"#REF!"}},{"$f":"#REF!","v":{"$error":"#REF!"}},{"$f":"#REF!","v":{"$error":"#REF!"}},{"$f":"IF(#REF!=\"Interconnector\",#REF!*1,IF(#REF!=\"Wind\",#REF!*0.7,IF(#REF!=\"Marine\",#REF!*0.7,IF(#REF!=\"Nuclear\",#REF!*0.85,IF(#REF!=\"Pumped_Storage\",#REF!*0.5,IF(#REF!=\"CCS\",#REF!*0.85,IF(#REF!=\"OCGT\",#REF!*0,IF(#REF!=\"\",0,#REF!*E$627))))))))","v":{"$error":"#REF!"}},{"$f":"IF(#REF!=\"Interconnector\",#REF!*1,IF(#REF!=\"Wind\",#REF!*0.7,IF(#REF!=\"Marine\",#REF!*0.7,IF(#REF!=\"Nuclear\",#REF!*0.85,IF(#REF!=\"Pumped_Storage\",#REF!*0.5,IF(#REF!=\"CCS\",#REF!*0.85,IF(#REF!=\"OCGT\",#REF!*0,IF(#REF!=\"\",0,#REF!*F$627))))))))","v":{"$error":"#REF!"}},{"$f":"IF(#REF!=\"Interconnector\",#REF!*1,IF(#REF!=\"Wind\",#REF!*0.7,IF(#REF!=\"Marine\",#REF!*0.7,IF(#REF!=\"Nuclear\",#REF!*0.85,IF(#REF!=\"Pumped_Storage\",#REF!*0.5,IF(#REF!=\"CCS\",#REF!*0.85,IF(#REF!=\"OCGT\",#REF!*0,IF(#REF!=\"\",0,#REF!*G$627))))))))","v":{"$error":"#REF!"}},{"$f":"IF(#REF!=\"Interconnector\",#REF!*1,IF(#REF!=\"Wind\",#REF!*0.7,IF(#REF!=\"Marine\",#REF!*0.7,IF(#REF!=\"Nuclear\",#REF!*0.85,IF(#REF!=\"Pumped_Storage\",#REF!*0.5,IF(#REF!=\"CCS\",#REF!*0.85,IF(#REF!=\"OCGT\",#REF!*0,IF(#REF!=\"\",0,#REF!*H$627))))))))","v":{"$error":"#REF!"}},{"$f":"IF(#REF!=\"Interconnector\",#REF!*1,IF(#REF!=\"Wind\",#REF!*0.7,IF(#REF!=\"Marine\",#REF!*0.7,IF(#REF!=\"Nuclear\",#REF!*0.85,IF(#REF!=\"Pumped_Storage\",#REF!*0.5,IF(#REF!=\"CCS\",#REF!*0.85,IF(#REF!=\"OCGT\",#REF!*0,IF(#REF!=\"\",0,#REF!*I$627))))))))","v":{"$error":"#REF!"}},{"$f":"IF(#REF!=\"Interconnector\",#REF!*1,IF(#REF!=\"Wind\",#REF!*0.7,IF(#REF!=\"Marine\",#REF!*0.7,IF(#REF!=\"Nuclear\",#REF!*0.85,IF(#REF!=\"Pumped_Storage\",#REF!*0.5,IF(#REF!=\"CCS\",#REF!*0.85,IF(#REF!=\"OCGT\",#REF!*0,IF(#REF!=\"\",0,#REF!*J$627))))))))","v":{"$error":"#REF!"}},{"$f":"IF(#REF!=\"Interconnector\",#REF!*1,IF(#REF!=\"Wind\",#REF!*0.7,IF(#REF!=\"Marine\",#REF!*0.7,IF(#REF!=\"Nuclear\",#REF!*0.85,IF(#REF!=\"Pumped_Storage\",#REF!*0.5,IF(#REF!=\"CCS\",#REF!*0.85,IF(#REF!=\"OCGT\",#REF!*0,IF(#REF!=\"\",0,#REF!*K$627))))))))","v":{"$error":"#REF!"}},{"$f":"IF(#REF!=\"Interconnector\",#REF!*1,IF(#REF!=\"Wind\",#REF!*0.7,IF(#REF!=\"Marine\",#REF!*0.7,IF(#REF!=\"Nuclear\",#REF!*0.85,IF(#REF!=\"Pumped_Storage\",#REF!*0.5,IF(#REF!=\"CCS\",#REF!*0.85,IF(#REF!=\"OCGT\",#REF!*0,IF(#REF!=\"\",0,#REF!*L$627))))))))","v":{"$error":"#REF!"}},{"$f":"IF(#REF!=\"Interconnector\",#REF!*1,IF(#REF!=\"Wind\",#REF!*0.7,IF(#REF!=\"Marine\",#REF!*0.7,IF(#REF!=\"Nuclear\",#REF!*0.85,IF(#REF!=\"Pumped_Storage\",#REF!*0.5,IF(#REF!=\"CCS\",#REF!*0.85,IF(#REF!=\"OCGT\",#REF!*0,IF(#REF!=\"\",0,#REF!*M$627))))))))","v":{"$error":"#REF!"}},{"$f":"IF(#REF!=\"Interconnector\",#REF!*1,IF(#REF!=\"Wind\",#REF!*0.7,IF(#REF!=\"Marine\",#REF!*0.7,IF(#REF!=\"Nuclear\",#REF!*0.85,IF(#REF!=\"Pumped_Storage\",#REF!*0.5,IF(#REF!=\"CCS\",#REF!*0.85,IF(#REF!=\"OCGT\",#REF!*0,IF(#REF!=\"\",0,#REF!*N$627))))))))","v":{"$error":"#REF!"}},{"$f":"IF(#REF!=\"Interconnector\",#REF!*1,IF(#REF!=\"Wind\",#REF!*0.7,IF(#REF!=\"Marine\",#REF!*0.7,IF(#REF!=\"Nuclear\",#REF!*0.85,IF(#REF!=\"Pumped_Storage\",#REF!*0.5,IF(#REF!=\"CCS\",#REF!*0.85,IF(#REF!=\"OCGT\",#REF!*0,IF(#REF!=\"\",0,#REF!*O$627))))))))","v":{"$error":"#REF!"}}]
[{"$f":"#REF!","v":{"$error":"#REF!"}},{"$f":"#REF!","v":{"$error":"#REF!"}},{"$f":"#REF!","v":{"$error":"#REF!"}},{"$f":"#REF!","v":{"$error":"#REF!"}},{"$f":"IF(#REF!=\"Interconnector\",#REF!*1,IF(#REF!=\"Wind\",#REF!*0.7,IF(#REF!=\"Marine\",#REF!*0.7,IF(#REF!=\"Nuclear\",#REF!*0.85,IF(#REF!=\"Pumped_Storage\",#REF!*0.5,IF(#REF!=\"CCS\",#REF!*0.85,IF(#REF!=\"OCGT\",#REF!*0,IF(#REF!=\"\",0,#REF!*E$627))))))))","v":{"$error":"#REF!"}},{"$f":"IF(#REF!=\"Interconnector\",#REF!*1,IF(#REF!=\"Wind\",#REF!*0.7,IF(#REF!=\"Marine\",#REF!*0.7,IF(#REF!=\"Nuclear\",#REF!*0.85,IF(#REF!=\"Pumped_Storage\",#REF!*0.5,IF(#REF!=\"CCS\",#REF!*0.85,IF(#REF!=\"OCGT\",#REF!*0,IF(#REF!=\"\",0,#REF!*F$627))))))))","v":{"$error":"#REF!"}},{"$f":"IF(#REF!=\"Interconnector\",#REF!*1,IF(#REF!=\"Wind\",#REF!*0.7,IF(#REF!=\"Marine\",#REF!*0.7,IF(#REF!=\"Nuclear\",#REF!*0.85,IF(#REF!=\"Pumped_Storage\",#REF!*0.5,IF(#REF!=\"CCS\",#REF!*0.85,IF(#REF!=\"OCGT\",#REF!*0,IF(#REF!=\"\",0,#REF!*G$627))))))))","v":{"$error":"#REF!"}},{"$f":"IF(#REF!=\"Interconnector\",#REF!*1,IF(#REF!=\"Wind\",#REF!*0.7,IF(#REF!=\"Marine\",#REF!*0.7,IF(#REF!=\"Nuclear\",#REF!*0.85,IF(#REF!=\"Pumped_Storage\",#REF!*0.5,IF(#REF!=\"CCS\",#REF!*0.85,IF(#REF!=\"OCGT\",#REF!*0,IF(#REF!=\"\",0,#REF!*H$627))))))))","v":{"$error":"#REF!"}},{"$f":"IF(#REF!=\"Interconnector\",#REF!*1,IF(#REF!=\"Wind\",#REF!*0.7,IF(#REF!=\"Marine\",#REF!*0.7,IF(#REF!=\"Nuclear\",#REF!*0.85,IF(#REF!=\"Pumped_Storage\",#REF!*0.5,IF(#REF!=\"CCS\",#REF!*0.85,IF(#REF!=\"OCGT\",#REF!*0,IF(#REF!=\"\",0,#REF!*I$627))))))))","v":{"$error":"#REF!"}},{"$f":"IF(#REF!=\"Interconnector\",#REF!*1,IF(#REF!=\"Wind\",#REF!*0.7,IF(#REF!=\"Marine\",#REF!*0.7,IF(#REF!=\"Nuclear\",#REF!*0.85,IF(#REF!=\"Pumped_Storage\",#REF!*0.5,IF(#REF!=\"CCS\",#REF!*0.85,IF(#REF!=\"OCGT\",#REF!*0,IF(#REF!=\"\",0,#REF!*J$627))))))))","v":{"$error":"#REF!"}},{"$f":"IF(#REF!=\"Interconnector\",#REF!*1,IF(#REF!=\"Wind\",#REF!*0.7,IF(#REF!=\"Marine\",#REF!*0.7,IF(#REF!=\"Nuclear\",#REF!*0.85,IF(#REF!=\"Pumped_Storage\",#REF!*0.5,IF(#REF!=\"CCS\",#REF!*0.85,IF(#REF!=\"OCGT\",#REF!*0,IF(#REF!=\"\",0,#REF!*K$627))))))))","v":{"$error":"#REF!"}},{"$f":"IF(#REF!=\"Interconnector\",#REF!*1,IF(#REF!=\"Wind\",#REF!*0.7,IF(#REF!=\"Marine\",#REF!*0.7,IF(#REF!=\"Nuclear\",#REF!*0.85,IF(#REF!=\"Pumped_Storage\",#REF!*0.5,IF(#REF!=\"CCS\",#REF!*0.85,IF(#REF!=\"OCGT\",#REF!*0,IF(#REF!=\"\",0,#REF!*L$627))))))))","v":{"$error":"#REF!"}},{"$f":"IF(#REF!=\"Interconnector\",#REF!*1,IF(#REF!=\"Wind\",#REF!*0.7,IF(#REF!=\"Marine\",#REF!*0.7,IF(#REF!=\"Nuclear\",#REF!*0.85,IF(#REF!=\"Pumped_Storage\",#REF!*0.5,IF(#REF!=\"CCS\",#REF!*0.85,IF(#REF!=\"OCGT\",#REF!*0,IF(#REF!=\"\",0,#REF!*M$627))))))))","v":{"$error":"#REF!"}},{"$f":"IF(#REF!=\"Interconnector\",#REF!*1,IF(#REF!=\"Wind\",#REF!*0.7,IF(#REF!=\"Marine\",#REF!*0.7,IF(#REF!=\"Nuclear\",#REF!*0.85,IF(#REF!=\"Pumped_Storage\",#REF!*0.5,IF(#REF!=\"CCS\",#REF!*0.85,IF(#REF!=\"OCGT\",#REF!*0,IF(#REF!=\"\",0,#REF!*N$627))))))))","v":{"$error":"#REF!"}},{"$f":"IF(#REF!=\"Interconnector\",#REF!*1,IF(#REF!=\"Wind\",#REF!*0.7,IF(#REF!=\"Marine\",#REF!*0.7,IF(#REF!=\"Nuclear\",#REF!*0.85,IF(#REF!=\"Pumped_Storage\",#REF!*0.5,IF(#REF!=\"CCS\",#REF!*0.85,IF(#REF!=\"OCGT\",#REF!*0,IF(#REF!=\"\",0,#REF!*O$627))))))))","v":{"$error":"#REF!"}}]
[{"$f":"#REF!","v":{"$error":"#REF!"}},{"$f":"#REF!","v":{"$error":"#REF!"}},{"$f":"#REF!","v":{"$error":"#REF!"}},{"$f":"#REF!","v":{"$error":"#REF!"}},{"$f":"IF(#REF!=\"Interconnector\",#REF!*1,IF(#REF!=\"Wind\",#REF!*0.7,IF(#REF!=\"Marine\",#REF!*0.7,IF(#REF!=\"Nuclear\",#REF!*0.85,IF(#REF!=\"Pumped_Storage\",#REF!*0.5,IF(#REF!=\"CCS\",#REF!*0.85,IF(#REF!=\"OCGT\",#REF!*0,IF(#REF!=\"\",0,#REF!*E$627))))))))","v":{"$error":"#REF!"}},{"$f":"IF(#REF!=\"Interconnector\",#REF!*1,IF(#REF!=\"Wind\",#REF!*0.7,IF(#REF!=\"Marine\",#REF!*0.7,IF(#REF!=\"Nuclear\",#REF!*0.85,IF(#REF!=\"Pumped_Storage\",#REF!*0.5,IF(#REF!=\"CCS\",#REF!*0.85,IF(#REF!=\"OCGT\",#REF!*0,IF(#REF!=\"\",0,#REF!*F$627))))))))","v":{"$error":"#REF!"}},{"$f":"IF(#REF!=\"Interconnector\",#REF!*1,IF(#REF!=\"Wind\",#REF!*0.7,IF(#REF!=\"Marine\",#REF!*0.7,IF(#REF!=\"Nuclear\",#REF!*0.85,IF(#REF!=\"Pumped_Storage\",#REF!*0.5,IF(#REF!=\"CCS\",#REF!*0.85,IF(#REF!=\"OCGT\",#REF!*0,IF(#REF!=\"\",0,#REF!*G$627))))))))","v":{"$error":"#REF!"}},{"$f":"IF(#REF!=\"Interconnector\",#REF!*1,IF(#REF!=\"Wind\",#REF!*0.7,IF(#REF!=\"Marine\",#REF!*0.7,IF(#REF!=\"Nuclear\",#REF!*0.85,IF(#REF!=\"Pumped_Storage\",#REF!*0.5,IF(#REF!=\"CCS\",#REF!*0.85,IF(#REF!=\"OCGT\",#REF!*0,IF(#REF!=\"\",0,#REF!*H$627))))))))","v":{"$error":"#REF!"}},{"$f":"IF(#REF!=\"Interconnector\",#REF!*1,IF(#REF!=\"Wind\",#REF!*0.7,IF(#REF!=\"Marine\",#REF!*0.7,IF(#REF!=\"Nuclear\",#REF!*0.85,IF(#REF!=\"Pumped_Storage\",#REF!*0.5,IF(#REF!=\"CCS\",#REF!*0.85,IF(#REF!=\"OCGT\",#REF!*0,IF(#REF!=\"\",0,#REF!*I$627))))))))","v":{"$error":"#REF!"}},{"$f":"IF(#REF!=\"Interconnector\",#REF!*1,IF(#REF!=\"Wind\",#REF!*0.7,IF(#REF!=\"Marine\",#REF!*0.7,IF(#REF!=\"Nuclear\",#REF!*0.85,IF(#REF!=\"Pumped_Storage\",#REF!*0.5,IF(#REF!=\"CCS\",#REF!*0.85,IF(#REF!=\"OCGT\",#REF!*0,IF(#REF!=\"\",0,#REF!*J$627))))))))","v":{"$error":"#REF!"}},{"$f":"IF(#REF!=\"Interconnector\",#REF!*1,IF(#REF!=\"Wind\",#REF!*0.7,IF(#REF!=\"Marine\",#REF!*0.7,IF(#REF!=\"Nuclear\",#REF!*0.85,IF(#REF!=\"Pumped_Storage\",#REF!*0.5,IF(#REF!=\"CCS\",#REF!*0.85,IF(#REF!=\"OCGT\",#REF!*0,IF(#REF!=\"\",0,#REF!*K$627))))))))","v":{"$error":"#REF!"}},{"$f":"IF(#REF!=\"Interconnector\",#REF!*1,IF(#REF!=\"Wind\",#REF!*0.7,IF(#REF!=\"Marine\",#REF!*0.7,IF(#REF!=\"Nuclear\",#REF!*0.85,IF(#REF!=\"Pumped_Storage\",#REF!*0.5,IF(#REF!=\"CCS\",#REF!*0.85,IF(#REF!=\"OCGT\",#REF!*0,IF(#REF!=\"\",0,#REF!*L$627))))))))","v":{"$error":"#REF!"}},{"$f":"IF(#REF!=\"Interconnector\",#REF!*1,IF(#REF!=\"Wind\",#REF!*0.7,IF(#REF!=\"Marine\",#REF!*0.7,IF(#REF!=\"Nuclear\",#REF!*0.85,IF(#REF!=\"Pumped_Storage\",#REF!*0.5,IF(#REF!=\"CCS\",#REF!*0.85,IF(#REF!=\"OCGT\",#REF!*0,IF(#REF!=\"\",0,#REF!*M$627))))))))","v":{"$error":"#REF!"}},{"$f":"IF(#REF!=\"Interconnector\",#REF!*1,IF(#REF!=\"Wind\",#REF!*0.7,IF(#REF!=\"Marine\",#REF!*0.7,IF(#REF!=\"Nuclear\",#REF!*0.85,IF(#REF!=\"Pumped_Storage\",#REF!*0.5,IF(#REF!=\"CCS\",#REF!*0.85,IF(#REF!=\"OCGT\",#REF!*0,IF(#REF!=\"\",0,#REF!*N$627))))))))","v":{"$error":"#REF!"}},{"$f":"IF(#REF!=\"Interconnector\",#REF!*1,IF(#REF!=\"Wind\",#REF!*0.7,IF(#REF!=\"Marine\",#REF!*0.7,IF(#REF!=\"Nuclear\",#REF!*0.85,IF(#REF!=\"Pumped_Storage\",#REF!*0.5,IF(#REF!=\"CCS\",#REF!*0.85,IF(#REF!=\"OCGT\",#REF!*0,IF(#REF!=\"\",0,#REF!*O$627))))))))","v":{"$error":"#REF!"}}]
[{"$f":"#REF!","v":{"$error":"#REF!"}},{"$f":"#REF!","v":{"$error":"#REF!"}},{"$f":"#REF!","v":{"$error":"#REF!"}},{"$f":"#REF!","v":{"$error":"#REF!"}},{"$f":"IF(#REF!=\"Interconnector\",#REF!*1,IF(#REF!=\"Wind\",#REF!*0.7,IF(#REF!=\"Marine\",#REF!*0.7,IF(#REF!=\"Nuclear\",#REF!*0.85,IF(#REF!=\"Pumped_Storage\",#REF!*0.5,IF(#REF!=\"CCS\",#REF!*0.85,IF(#REF!=\"OCGT\",#REF!*0,IF(#REF!=\"\",0,#REF!*E$627))))))))","v":{"$error":"#REF!"}},{"$f":"IF(#REF!=\"Interconnector\",#REF!*1,IF(#REF!=\"Wind\",#REF!*0.7,IF(#REF!=\"Marine\",#REF!*0.7,IF(#REF!=\"Nuclear\",#REF!*0.85,IF(#REF!=\"Pumped_Storage\",#REF!*0.5,IF(#REF!=\"CCS\",#REF!*0.85,IF(#REF!=\"OCGT\",#REF!*0,IF(#REF!=\"\",0,#REF!*F$627))))))))","v":{"$error":"#REF!"}},{"$f":"IF(#REF!=\"Interconnector\",#REF!*1,IF(#REF!=\"Wind\",#REF!*0.7,IF(#REF!=\"Marine\",#REF!*0.7,IF(#REF!=\"Nuclear\",#REF!*0.85,IF(#REF!=\"Pumped_Storage\",#REF!*0.5,IF(#REF!=\"CCS\",#REF!*0.85,IF(#REF!=\"OCGT\",#REF!*0,IF(#REF!=\"\",0,#REF!*G$627))))))))","v":{"$error":"#REF!"}},{"$f":"IF(#REF!=\"Interconnector\",#REF!*1,IF(#REF!=\"Wind\",#REF!*0.7,IF(#REF!=\"Marine\",#REF!*0.7,IF(#REF!=\"Nuclear\",#REF!*0.85,IF(#REF!=\"Pumped_Storage\",#REF!*0.5,IF(#REF!=\"CCS\",#REF!*0.85,IF(#REF!=\"OCGT\",#REF!*0,IF(#REF!=\"\",0,#REF!*H$627))))))))","v":{"$error":"#REF!"}},{"$f":"IF(#REF!=\"Interconnector\",#REF!*1,IF(#REF!=\"Wind\",#REF!*0.7,IF(#REF!=\"Marine\",#REF!*0.7,IF(#REF!=\"Nuclear\",#REF!*0.85,IF(#REF!=\"Pumped_Storage\",#REF!*0.5,IF(#REF!=\"CCS\",#REF!*0.85,IF(#REF!=\"OCGT\",#REF!*0,IF(#REF!=\"\",0,#REF!*I$627))))))))","v":{"$error":"#REF!"}},{"$f":"IF(#REF!=\"Interconnector\",#REF!*1,IF(#REF!=\"Wind\",#REF!*0.7,IF(#REF!=\"Marine\",#REF!*0.7,IF(#REF!=\"Nuclear\",#REF!*0.85,IF(#REF!=\"Pumped_Storage\",#REF!*0.5,IF(#REF!=\"CCS\",#REF!*0.85,IF(#REF!=\"OCGT\",#REF!*0,IF(#REF!=\"\",0,#REF!*J$627))))))))","v":{"$error":"#REF!"}},{"$f":"IF(#REF!=\"Interconnector\",#REF!*1,IF(#REF!=\"Wind\",#REF!*0.7,IF(#REF!=\"Marine\",#REF!*0.7,IF(#REF!=\"Nuclear\",#REF!*0.85,IF(#REF!=\"Pumped_Storage\",#REF!*0.5,IF(#REF!=\"CCS\",#REF!*0.85,IF(#REF!=\"OCGT\",#REF!*0,IF(#REF!=\"\",0,#REF!*K$627))))))))","v":{"$error":"#REF!"}},{"$f":"IF(#REF!=\"Interconnector\",#REF!*1,IF(#REF!=\"Wind\",#REF!*0.7,IF(#REF!=\"Marine\",#REF!*0.7,IF(#REF!=\"Nuclear\",#REF!*0.85,IF(#REF!=\"Pumped_Storage\",#REF!*0.5,IF(#REF!=\"CCS\",#REF!*0.85,IF(#REF!=\"OCGT\",#REF!*0,IF(#REF!=\"\",0,#REF!*L$627))))))))","v":{"$error":"#REF!"}},{"$f":"IF(#REF!=\"Interconnector\",#REF!*1,IF(#REF!=\"Wind\",#REF!*0.7,IF(#REF!=\"Marine\",#REF!*0.7,IF(#REF!=\"Nuclear\",#REF!*0.85,IF(#REF!=\"Pumped_Storage\",#REF!*0.5,IF(#REF!=\"CCS\",#REF!*0.85,IF(#REF!=\"OCGT\",#REF!*0,IF(#REF!=\"\",0,#REF!*M$627))))))))","v":{"$error":"#REF!"}},{"$f":"IF(#REF!=\"Interconnector\",#REF!*1,IF(#REF!=\"Wind\",#REF!*0.7,IF(#REF!=\"Marine\",#REF!*0.7,IF(#REF!=\"Nuclear\",#REF!*0.85,IF(#REF!=\"Pumped_Storage\",#REF!*0.5,IF(#REF!=\"CCS\",#REF!*0.85,IF(#REF!=\"OCGT\",#REF!*0,IF(#REF!=\"\",0,#REF!*N$627))))))))","v":{"$error":"#REF!"}},{"$f":"IF(#REF!=\"Interconnector\",#REF!*1,IF(#REF!=\"Wind\",#REF!*0.7,IF(#REF!=\"Marine\",#REF!*0.7,IF(#REF!=\"Nuclear\",#REF!*0.85,IF(#REF!=\"Pumped_Storage\",#REF!*0.5,IF(#REF!=\"CCS\",#REF!*0.85,IF(#REF!=\"OCGT\",#REF!*0,IF(#REF!=\"\",0,#REF!*O$627))))))))","v":{"$error":"#REF!"}}]
[{"$f":"#REF!","v":{"$error":"#REF!"}},{"$f":"#REF!","v":{"$error":"#REF!"}},{"$f":"#REF!","v":{"$error":"#REF!"}},{"$f":"#REF!","v":{"$error":"#REF!"}},{"$f":"IF(#REF!=\"Interconnector\",#REF!*1,IF(#REF!=\"Wind\",#REF!*0.7,IF(#REF!=\"Marine\",#REF!*0.7,IF(#REF!=\"Nuclear\",#REF!*0.85,IF(#REF!=\"Pumped_Storage\",#REF!*0.5,IF(#REF!=\"CCS\",#REF!*0.85,IF(#REF!=\"OCGT\",#REF!*0,IF(#REF!=\"\",0,#REF!*E$627))))))))","v":{"$error":"#REF!"}},{"$f":"IF(#REF!=\"Interconnector\",#REF!*1,IF(#REF!=\"Wind\",#REF!*0.7,IF(#REF!=\"Marine\",#REF!*0.7,IF(#REF!=\"Nuclear\",#REF!*0.85,IF(#REF!=\"Pumped_Storage\",#REF!*0.5,IF(#REF!=\"CCS\",#REF!*0.85,IF(#REF!=\"OCGT\",#REF!*0,IF(#REF!=\"\",0,#REF!*F$627))))))))","v":{"$error":"#REF!"}},{"$f":"IF(#REF!=\"Interconnector\",#REF!*1,IF(#REF!=\"Wind\",#REF!*0.7,IF(#REF!=\"Marine\",#REF!*0.7,IF(#REF!=\"Nuclear\",#REF!*0.85,IF(#REF!=\"Pumped_Storage\",#REF!*0.5,IF(#REF!=\"CCS\",#REF!*0.85,IF(#REF!=\"OCGT\",#REF!*0,IF(#REF!=\"\",0,#REF!*G$627))))))))","v":{"$error":"#REF!"}},{"$f":"IF(#REF!=\"Interconnector\",#REF!*1,IF(#REF!=\"Wind\",#REF!*0.7,IF(#REF!=\"Marine\",#REF!*0.7,IF(#REF!=\"Nuclear\",#REF!*0.85,IF(#REF!=\"Pumped_Storage\",#REF!*0.5,IF(#REF!=\"CCS\",#REF!*0.85,IF(#REF!=\"OCGT\",#REF!*0,IF(#REF!=\"\",0,#REF!*H$627))))))))","v":{"$error":"#REF!"}},{"$f":"IF(#REF!=\"Interconnector\",#REF!*1,IF(#REF!=\"Wind\",#REF!*0.7,IF(#REF!=\"Marine\",#REF!*0.7,IF(#REF!=\"Nuclear\",#REF!*0.85,IF(#REF!=\"Pumped_Storage\",#REF!*0.5,IF(#REF!=\"CCS\",#REF!*0.85,IF(#REF!=\"OCGT\",#REF!*0,IF(#REF!=\"\",0,#REF!*I$627))))))))","v":{"$error":"#REF!"}},{"$f":"IF(#REF!=\"Interconnector\",#REF!*1,IF(#REF!=\"Wind\",#REF!*0.7,IF(#REF!=\"Marine\",#REF!*0.7,IF(#REF!=\"Nuclear\",#REF!*0.85,IF(#REF!=\"Pumped_Storage\",#REF!*0.5,IF(#REF!=\"CCS\",#REF!*0.85,IF(#REF!=\"OCGT\",#REF!*0,IF(#REF!=\"\",0,#REF!*J$627))))))))","v":{"$error":"#REF!"}},{"$f":"IF(#REF!=\"Interconnector\",#REF!*1,IF(#REF!=\"Wind\",#REF!*0.7,IF(#REF!=\"Marine\",#REF!*0.7,IF(#REF!=\"Nuclear\",#REF!*0.85,IF(#REF!=\"Pumped_Storage\",#REF!*0.5,IF(#REF!=\"CCS\",#REF!*0.85,IF(#REF!=\"OCGT\",#REF!*0,IF(#REF!=\"\",0,#REF!*K$627))))))))","v":{"$error":"#REF!"}},{"$f":"IF(#REF!=\"Interconnector\",#REF!*1,IF(#REF!=\"Wind\",#REF!*0.7,IF(#REF!=\"Marine\",#REF!*0.7,IF(#REF!=\"Nuclear\",#REF!*0.85,IF(#REF!=\"Pumped_Storage\",#REF!*0.5,IF(#REF!=\"CCS\",#REF!*0.85,IF(#REF!=\"OCGT\",#REF!*0,IF(#REF!=\"\",0,#REF!*L$627))))))))","v":{"$error":"#REF!"}},{"$f":"IF(#REF!=\"Interconnector\",#REF!*1,IF(#REF!=\"Wind\",#REF!*0.7,IF(#REF!=\"Marine\",#REF!*0.7,IF(#REF!=\"Nuclear\",#REF!*0.85,IF(#REF!=\"Pumped_Storage\",#REF!*0.5,IF(#REF!=\"CCS\",#REF!*0.85,IF(#REF!=\"OCGT\",#REF!*0,IF(#REF!=\"\",0,#REF!*M$627))))))))","v":{"$error":"#REF!"}},{"$f":"IF(#REF!=\"Interconnector\",#REF!*1,IF(#REF!=\"Wind\",#REF!*0.7,IF(#REF!=\"Marine\",#REF!*0.7,IF(#REF!=\"Nuclear\",#REF!*0.85,IF(#REF!=\"Pumped_Storage\",#REF!*0.5,IF(#REF!=\"CCS\",#REF!*0.85,IF(#REF!=\"OCGT\",#REF!*0,IF(#REF!=\"\",0,#REF!*N$627))))))))","v":{"$error":"#REF!"}},{"$f":"IF(#REF!=\"Interconnector\",#REF!*1,IF(#REF!=\"Wind\",#REF!*0.7,IF(#REF!=\"Marine\",#REF!*0.7,IF(#REF!=\"Nuclear\",#REF!*0.85,IF(#REF!=\"Pumped_Storage\",#REF!*0.5,IF(#REF!=\"CCS\",#REF!*0.85,IF(#REF!=\"OCGT\",#REF!*0,IF(#REF!=\"\",0,#REF!*O$627))))))))","v":{"$error":"#REF!"}}]
[{"$f":"#REF!","v":{"$error":"#REF!"}},{"$f":"#REF!","v":{"$error":"#REF!"}},{"$f":"#REF!","v":{"$error":"#REF!"}},{"$f":"#REF!","v":{"$error":"#REF!"}},{"$f":"IF(#REF!=\"Interconnector\",#REF!*1,IF(#REF!=\"Wind\",#REF!*0.7,IF(#REF!=\"Marine\",#REF!*0.7,IF(#REF!=\"Nuclear\",#REF!*0.85,IF(#REF!=\"Pumped_Storage\",#REF!*0.5,IF(#REF!=\"CCS\",#REF!*0.85,IF(#REF!=\"OCGT\",#REF!*0,IF(#REF!=\"\",0,#REF!*E$627))))))))","v":{"$error":"#REF!"}},{"$f":"IF(#REF!=\"Interconnector\",#REF!*1,IF(#REF!=\"Wind\",#REF!*0.7,IF(#REF!=\"Marine\",#REF!*0.7,IF(#REF!=\"Nuclear\",#REF!*0.85,IF(#REF!=\"Pumped_Storage\",#REF!*0.5,IF(#REF!=\"CCS\",#REF!*0.85,IF(#REF!=\"OCGT\",#REF!*0,IF(#REF!=\"\",0,#REF!*F$627))))))))","v":{"$error":"#REF!"}},{"$f":"IF(#REF!=\"Interconnector\",#REF!*1,IF(#REF!=\"Wind\",#REF!*0.7,IF(#REF!=\"Marine\",#REF!*0.7,IF(#REF!=\"Nuclear\",#REF!*0.85,IF(#REF!=\"Pumped_Storage\",#REF!*0.5,IF(#REF!=\"CCS\",#REF!*0.85,IF(#REF!=\"OCGT\",#REF!*0,IF(#REF!=\"\",0,#REF!*G$627))))))))","v":{"$error":"#REF!"}},{"$f":"IF(#REF!=\"Interconnector\",#REF!*1,IF(#REF!=\"Wind\",#REF!*0.7,IF(#REF!=\"Marine\",#REF!*0.7,IF(#REF!=\"Nuclear\",#REF!*0.85,IF(#REF!=\"Pumped_Storage\",#REF!*0.5,IF(#REF!=\"CCS\",#REF!*0.85,IF(#REF!=\"OCGT\",#REF!*0,IF(#REF!=\"\",0,#REF!*H$627))))))))","v":{"$error":"#REF!"}},{"$f":"IF(#REF!=\"Interconnector\",#REF!*1,IF(#REF!=\"Wind\",#REF!*0.7,IF(#REF!=\"Marine\",#REF!*0.7,IF(#REF!=\"Nuclear\",#REF!*0.85,IF(#REF!=\"Pumped_Storage\",#REF!*0.5,IF(#REF!=\"CCS\",#REF!*0.85,IF(#REF!=\"OCGT\",#REF!*0,IF(#REF!=\"\",0,#REF!*I$627))))))))","v":{"$error":"#REF!"}},{"$f":"IF(#REF!=\"Interconnector\",#REF!*1,IF(#REF!=\"Wind\",#REF!*0.7,IF(#REF!=\"Marine\",#REF!*0.7,IF(#REF!=\"Nuclear\",#REF!*0.85,IF(#REF!=\"Pumped_Storage\",#REF!*0.5,IF(#REF!=\"CCS\",#REF!*0.85,IF(#REF!=\"OCGT\",#REF!*0,IF(#REF!=\"\",0,#REF!*J$627))))))))","v":{"$error":"#REF!"}},{"$f":"IF(#REF!=\"Interconnector\",#REF!*1,IF(#REF!=\"Wind\",#REF!*0.7,IF(#REF!=\"Marine\",#REF!*0.7,IF(#REF!=\"Nuclear\",#REF!*0.85,IF(#REF!=\"Pumped_Storage\",#REF!*0.5,IF(#REF!=\"CCS\",#REF!*0.85,IF(#REF!=\"OCGT\",#REF!*0,IF(#REF!=\"\",0,#REF!*K$627))))))))","v":{"$error":"#REF!"}},{"$f":"IF(#REF!=\"Interconnector\",#REF!*1,IF(#REF!=\"Wind\",#REF!*0.7,IF(#REF!=\"Marine\",#REF!*0.7,IF(#REF!=\"Nuclear\",#REF!*0.85,IF(#REF!=\"Pumped_Storage\",#REF!*0.5,IF(#REF!=\"CCS\",#REF!*0.85,IF(#REF!=\"OCGT\",#REF!*0,IF(#REF!=\"\",0,#REF!*L$627))))))))","v":{"$error":"#REF!"}},{"$f":"IF(#REF!=\"Interconnector\",#REF!*1,IF(#REF!=\"Wind\",#REF!*0.7,IF(#REF!=\"Marine\",#REF!*0.7,IF(#REF!=\"Nuclear\",#REF!*0.85,IF(#REF!=\"Pumped_Storage\",#REF!*0.5,IF(#REF!=\"CCS\",#REF!*0.85,IF(#REF!=\"OCGT\",#REF!*0,IF(#REF!=\"\",0,#REF!*M$627))))))))","v":{"$error":"#REF!"}},{"$f":"IF(#REF!=\"Interconnector\",#REF!*1,IF(#REF!=\"Wind\",#REF!*0.7,IF(#REF!=\"Marine\",#REF!*0.7,IF(#REF!=\"Nuclear\",#REF!*0.85,IF(#REF!=\"Pumped_Storage\",#REF!*0.5,IF(#REF!=\"CCS\",#REF!*0.85,IF(#REF!=\"OCGT\",#REF!*0,IF(#REF!=\"\",0,#REF!*N$627))))))))","v":{"$error":"#REF!"}},{"$f":"IF(#REF!=\"Interconnector\",#REF!*1,IF(#REF!=\"Wind\",#REF!*0.7,IF(#REF!=\"Marine\",#REF!*0.7,IF(#REF!=\"Nuclear\",#REF!*0.85,IF(#REF!=\"Pumped_Storage\",#REF!*0.5,IF(#REF!=\"CCS\",#REF!*0.85,IF(#REF!=\"OCGT\",#REF!*0,IF(#REF!=\"\",0,#REF!*O$627))))))))","v":{"$error":"#REF!"}}]
[{"$f":"#REF!","v":{"$error":"#REF!"}},{"$f":"#REF!","v":{"$error":"#REF!"}},{"$f":"#REF!","v":{"$error":"#REF!"}},{"$f":"#REF!","v":{"$error":"#REF!"}},{"$f":"IF(#REF!=\"Interconnector\",#REF!*1,IF(#REF!=\"Wind\",#REF!*0.7,IF(#REF!=\"Marine\",#REF!*0.7,IF(#REF!=\"Nuclear\",#REF!*0.85,IF(#REF!=\"Pumped_Storage\",#REF!*0.5,IF(#REF!=\"CCS\",#REF!*0.85,IF(#REF!=\"OCGT\",#REF!*0,IF(#REF!=\"\",0,#REF!*E$627))))))))","v":{"$error":"#REF!"}},{"$f":"IF(#REF!=\"Interconnector\",#REF!*1,IF(#REF!=\"Wind\",#REF!*0.7,IF(#REF!=\"Marine\",#REF!*0.7,IF(#REF!=\"Nuclear\",#REF!*0.85,IF(#REF!=\"Pumped_Storage\",#REF!*0.5,IF(#REF!=\"CCS\",#REF!*0.85,IF(#REF!=\"OCGT\",#REF!*0,IF(#REF!=\"\",0,#REF!*F$627))))))))","v":{"$error":"#REF!"}},{"$f":"IF(#REF!=\"Interconnector\",#REF!*1,IF(#REF!=\"Wind\",#REF!*0.7,IF(#REF!=\"Marine\",#REF!*0.7,IF(#REF!=\"Nuclear\",#REF!*0.85,IF(#REF!=\"Pumped_Storage\",#REF!*0.5,IF(#REF!=\"CCS\",#REF!*0.85,IF(#REF!=\"OCGT\",#REF!*0,IF(#REF!=\"\",0,#REF!*G$627))))))))","v":{"$error":"#REF!"}},{"$f":"IF(#REF!=\"Interconnector\",#REF!*1,IF(#REF!=\"Wind\",#REF!*0.7,IF(#REF!=\"Marine\",#REF!*0.7,IF(#REF!=\"Nuclear\",#REF!*0.85,IF(#REF!=\"Pumped_Storage\",#REF!*0.5,IF(#REF!=\"CCS\",#REF!*0.85,IF(#REF!=\"OCGT\",#REF!*0,IF(#REF!=\"\",0,#REF!*H$627))))))))","v":{"$error":"#REF!"}},{"$f":"IF(#REF!=\"Interconnector\",#REF!*1,IF(#REF!=\"Wind\",#REF!*0.7,IF(#REF!=\"Marine\",#REF!*0.7,IF(#REF!=\"Nuclear\",#REF!*0.85,IF(#REF!=\"Pumped_Storage\",#REF!*0.5,IF(#REF!=\"CCS\",#REF!*0.85,IF(#REF!=\"OCGT\",#REF!*0,IF(#REF!=\"\",0,#REF!*I$627))))))))","v":{"$error":"#REF!"}},{"$f":"IF(#REF!=\"Interconnector\",#REF!*1,IF(#REF!=\"Wind\",#REF!*0.7,IF(#REF!=\"Marine\",#REF!*0.7,IF(#REF!=\"Nuclear\",#REF!*0.85,IF(#REF!=\"Pumped_Storage\",#REF!*0.5,IF(#REF!=\"CCS\",#REF!*0.85,IF(#REF!=\"OCGT\",#REF!*0,IF(#REF!=\"\",0,#REF!*J$627))))))))","v":{"$error":"#REF!"}},{"$f":"IF(#REF!=\"Interconnector\",#REF!*1,IF(#REF!=\"Wind\",#REF!*0.7,IF(#REF!=\"Marine\",#REF!*0.7,IF(#REF!=\"Nuclear\",#REF!*0.85,IF(#REF!=\"Pumped_Storage\",#REF!*0.5,IF(#REF!=\"CCS\",#REF!*0.85,IF(#REF!=\"OCGT\",#REF!*0,IF(#REF!=\"\",0,#REF!*K$627))))))))","v":{"$error":"#REF!"}},{"$f":"IF(#REF!=\"Interconnector\",#REF!*1,IF(#REF!=\"Wind\",#REF!*0.7,IF(#REF!=\"Marine\",#REF!*0.7,IF(#REF!=\"Nuclear\",#REF!*0.85,IF(#REF!=\"Pumped_Storage\",#REF!*0.5,IF(#REF!=\"CCS\",#REF!*0.85,IF(#REF!=\"OCGT\",#REF!*0,IF(#REF!=\"\",0,#REF!*L$627))))))))","v":{"$error":"#REF!"}},{"$f":"IF(#REF!=\"Interconnector\",#REF!*1,IF(#REF!=\"Wind\",#REF!*0.7,IF(#REF!=\"Marine\",#REF!*0.7,IF(#REF!=\"Nuclear\",#REF!*0.85,IF(#REF!=\"Pumped_Storage\",#REF!*0.5,IF(#REF!=\"CCS\",#REF!*0.85,IF(#REF!=\"OCGT\",#REF!*0,IF(#REF!=\"\",0,#REF!*M$627))))))))","v":{"$error":"#REF!"}},{"$f":"IF(#REF!=\"Interconnector\",#REF!*1,IF(#REF!=\"Wind\",#REF!*0.7,IF(#REF!=\"Marine\",#REF!*0.7,IF(#REF!=\"Nuclear\",#REF!*0.85,IF(#REF!=\"Pumped_Storage\",#REF!*0.5,IF(#REF!=\"CCS\",#REF!*0.85,IF(#REF!=\"OCGT\",#REF!*0,IF(#REF!=\"\",0,#REF!*N$627))))))))","v":{"$error":"#REF!"}},{"$f":"IF(#REF!=\"Interconnector\",#REF!*1,IF(#REF!=\"Wind\",#REF!*0.7,IF(#REF!=\"Marine\",#REF!*0.7,IF(#REF!=\"Nuclear\",#REF!*0.85,IF(#REF!=\"Pumped_Storage\",#REF!*0.5,IF(#REF!=\"CCS\",#REF!*0.85,IF(#REF!=\"OCGT\",#REF!*0,IF(#REF!=\"\",0,#REF!*O$627))))))))","v":{"$error":"#REF!"}}]
[{"$f":"#REF!","v":{"$error":"#REF!"}},{"$f":"#REF!","v":{"$error":"#REF!"}},{"$f":"#REF!","v":{"$error":"#REF!"}},{"$f":"#REF!","v":{"$error":"#REF!"}},{"$f":"IF(#REF!=\"Interconnector\",#REF!*1,IF(#REF!=\"Wind\",#REF!*0.7,IF(#REF!=\"Marine\",#REF!*0.7,IF(#REF!=\"Nuclear\",#REF!*0.85,IF(#REF!=\"Pumped_Storage\",#REF!*0.5,IF(#REF!=\"CCS\",#REF!*0.85,IF(#REF!=\"OCGT\",#REF!*0,IF(#REF!=\"\",0,#REF!*E$627))))))))","v":{"$error":"#REF!"}},{"$f":"IF(#REF!=\"Interconnector\",#REF!*1,IF(#REF!=\"Wind\",#REF!*0.7,IF(#REF!=\"Marine\",#REF!*0.7,IF(#REF!=\"Nuclear\",#REF!*0.85,IF(#REF!=\"Pumped_Storage\",#REF!*0.5,IF(#REF!=\"CCS\",#REF!*0.85,IF(#REF!=\"OCGT\",#REF!*0,IF(#REF!=\"\",0,#REF!*F$627))))))))","v":{"$error":"#REF!"}},{"$f":"IF(#REF!=\"Interconnector\",#REF!*1,IF(#REF!=\"Wind\",#REF!*0.7,IF(#REF!=\"Marine\",#REF!*0.7,IF(#REF!=\"Nuclear\",#REF!*0.85,IF(#REF!=\"Pumped_Storage\",#REF!*0.5,IF(#REF!=\"CCS\",#REF!*0.85,IF(#REF!=\"OCGT\",#REF!*0,IF(#REF!=\"\",0,#REF!*G$627))))))))","v":{"$error":"#REF!"}},{"$f":"IF(#REF!=\"Interconnector\",#REF!*1,IF(#REF!=\"Wind\",#REF!*0.7,IF(#REF!=\"Marine\",#REF!*0.7,IF(#REF!=\"Nuclear\",#REF!*0.85,IF(#REF!=\"Pumped_Storage\",#REF!*0.5,IF(#REF!=\"CCS\",#REF!*0.85,IF(#REF!=\"OCGT\",#REF!*0,IF(#REF!=\"\",0,#REF!*H$627))))))))","v":{"$error":"#REF!"}},{"$f":"IF(#REF!=\"Interconnector\",#REF!*1,IF(#REF!=\"Wind\",#REF!*0.7,IF(#REF!=\"Marine\",#REF!*0.7,IF(#REF!=\"Nuclear\",#REF!*0.85,IF(#REF!=\"Pumped_Storage\",#REF!*0.5,IF(#REF!=\"CCS\",#REF!*0.85,IF(#REF!=\"OCGT\",#REF!*0,IF(#REF!=\"\",0,#REF!*I$627))))))))","v":{"$error":"#REF!"}},{"$f":"IF(#REF!=\"Interconnector\",#REF!*1,IF(#REF!=\"Wind\",#REF!*0.7,IF(#REF!=\"Marine\",#REF!*0.7,IF(#REF!=\"Nuclear\",#REF!*0.85,IF(#REF!=\"Pumped_Storage\",#REF!*0.5,IF(#REF!=\"CCS\",#REF!*0.85,IF(#REF!=\"OCGT\",#REF!*0,IF(#REF!=\"\",0,#REF!*J$627))))))))","v":{"$error":"#REF!"}},{"$f":"IF(#REF!=\"Interconnector\",#REF!*1,IF(#REF!=\"Wind\",#REF!*0.7,IF(#REF!=\"Marine\",#REF!*0.7,IF(#REF!=\"Nuclear\",#REF!*0.85,IF(#REF!=\"Pumped_Storage\",#REF!*0.5,IF(#REF!=\"CCS\",#REF!*0.85,IF(#REF!=\"OCGT\",#REF!*0,IF(#REF!=\"\",0,#REF!*K$627))))))))","v":{"$error":"#REF!"}},{"$f":"IF(#REF!=\"Interconnector\",#REF!*1,IF(#REF!=\"Wind\",#REF!*0.7,IF(#REF!=\"Marine\",#REF!*0.7,IF(#REF!=\"Nuclear\",#REF!*0.85,IF(#REF!=\"Pumped_Storage\",#REF!*0.5,IF(#REF!=\"CCS\",#REF!*0.85,IF(#REF!=\"OCGT\",#REF!*0,IF(#REF!=\"\",0,#REF!*L$627))))))))","v":{"$error":"#REF!"}},{"$f":"IF(#REF!=\"Interconnector\",#REF!*1,IF(#REF!=\"Wind\",#REF!*0.7,IF(#REF!=\"Marine\",#REF!*0.7,IF(#REF!=\"Nuclear\",#REF!*0.85,IF(#REF!=\"Pumped_Storage\",#REF!*0.5,IF(#REF!=\"CCS\",#REF!*0.85,IF(#REF!=\"OCGT\",#REF!*0,IF(#REF!=\"\",0,#REF!*M$627))))))))","v":{"$error":"#REF!"}},{"$f":"IF(#REF!=\"Interconnector\",#REF!*1,IF(#REF!=\"Wind\",#REF!*0.7,IF(#REF!=\"Marine\",#REF!*0.7,IF(#REF!=\"Nuclear\",#REF!*0.85,IF(#REF!=\"Pumped_Storage\",#REF!*0.5,IF(#REF!=\"CCS\",#REF!*0.85,IF(#REF!=\"OCGT\",#REF!*0,IF(#REF!=\"\",0,#REF!*N$627))))))))","v":{"$error":"#REF!"}},{"$f":"IF(#REF!=\"Interconnector\",#REF!*1,IF(#REF!=\"Wind\",#REF!*0.7,IF(#REF!=\"Marine\",#REF!*0.7,IF(#REF!=\"Nuclear\",#REF!*0.85,IF(#REF!=\"Pumped_Storage\",#REF!*0.5,IF(#REF!=\"CCS\",#REF!*0.85,IF(#REF!=\"OCGT\",#REF!*0,IF(#REF!=\"\",0,#REF!*O$627))))))))","v":{"$error":"#REF!"}}]
[{"$f":"#REF!","v":{"$error":"#REF!"}},{"$f":"#REF!","v":{"$error":"#REF!"}},{"$f":"#REF!","v":{"$error":"#REF!"}},{"$f":"#REF!","v":{"$error":"#REF!"}},{"$f":"IF(#REF!=\"Interconnector\",#REF!*1,IF(#REF!=\"Wind\",#REF!*0.7,IF(#REF!=\"Marine\",#REF!*0.7,IF(#REF!=\"Nuclear\",#REF!*0.85,IF(#REF!=\"Pumped_Storage\",#REF!*0.5,IF(#REF!=\"CCS\",#REF!*0.85,IF(#REF!=\"OCGT\",#REF!*0,IF(#REF!=\"\",0,#REF!*E$627))))))))","v":{"$error":"#REF!"}},{"$f":"IF(#REF!=\"Interconnector\",#REF!*1,IF(#REF!=\"Wind\",#REF!*0.7,IF(#REF!=\"Marine\",#REF!*0.7,IF(#REF!=\"Nuclear\",#REF!*0.85,IF(#REF!=\"Pumped_Storage\",#REF!*0.5,IF(#REF!=\"CCS\",#REF!*0.85,IF(#REF!=\"OCGT\",#REF!*0,IF(#REF!=\"\",0,#REF!*F$627))))))))","v":{"$error":"#REF!"}},{"$f":"IF(#REF!=\"Interconnector\",#REF!*1,IF(#REF!=\"Wind\",#REF!*0.7,IF(#REF!=\"Marine\",#REF!*0.7,IF(#REF!=\"Nuclear\",#REF!*0.85,IF(#REF!=\"Pumped_Storage\",#REF!*0.5,IF(#REF!=\"CCS\",#REF!*0.85,IF(#REF!=\"OCGT\",#REF!*0,IF(#REF!=\"\",0,#REF!*G$627))))))))","v":{"$error":"#REF!"}},{"$f":"IF(#REF!=\"Interconnector\",#REF!*1,IF(#REF!=\"Wind\",#REF!*0.7,IF(#REF!=\"Marine\",#REF!*0.7,IF(#REF!=\"Nuclear\",#REF!*0.85,IF(#REF!=\"Pumped_Storage\",#REF!*0.5,IF(#REF!=\"CCS\",#REF!*0.85,IF(#REF!=\"OCGT\",#REF!*0,IF(#REF!=\"\",0,#REF!*H$627))))))))","v":{"$error":"#REF!"}},{"$f":"IF(#REF!=\"Interconnector\",#REF!*1,IF(#REF!=\"Wind\",#REF!*0.7,IF(#REF!=\"Marine\",#REF!*0.7,IF(#REF!=\"Nuclear\",#REF!*0.85,IF(#REF!=\"Pumped_Storage\",#REF!*0.5,IF(#REF!=\"CCS\",#REF!*0.85,IF(#REF!=\"OCGT\",#REF!*0,IF(#REF!=\"\",0,#REF!*I$627))))))))","v":{"$error":"#REF!"}},{"$f":"IF(#REF!=\"Interconnector\",#REF!*1,IF(#REF!=\"Wind\",#REF!*0.7,IF(#REF!=\"Marine\",#REF!*0.7,IF(#REF!=\"Nuclear\",#REF!*0.85,IF(#REF!=\"Pumped_Storage\",#REF!*0.5,IF(#REF!=\"CCS\",#REF!*0.85,IF(#REF!=\"OCGT\",#REF!*0,IF(#REF!=\"\",0,#REF!*J$627))))))))","v":{"$error":"#REF!"}},{"$f":"IF(#REF!=\"Interconnector\",#REF!*1,IF(#REF!=\"Wind\",#REF!*0.7,IF(#REF!=\"Marine\",#REF!*0.7,IF(#REF!=\"Nuclear\",#REF!*0.85,IF(#REF!=\"Pumped_Storage\",#REF!*0.5,IF(#REF!=\"CCS\",#REF!*0.85,IF(#REF!=\"OCGT\",#REF!*0,IF(#REF!=\"\",0,#REF!*K$627))))))))","v":{"$error":"#REF!"}},{"$f":"IF(#REF!=\"Interconnector\",#REF!*1,IF(#REF!=\"Wind\",#REF!*0.7,IF(#REF!=\"Marine\",#REF!*0.7,IF(#REF!=\"Nuclear\",#REF!*0.85,IF(#REF!=\"Pumped_Storage\",#REF!*0.5,IF(#REF!=\"CCS\",#REF!*0.85,IF(#REF!=\"OCGT\",#REF!*0,IF(#REF!=\"\",0,#REF!*L$627))))))))","v":{"$error":"#REF!"}},{"$f":"IF(#REF!=\"Interconnector\",#REF!*1,IF(#REF!=\"Wind\",#REF!*0.7,IF(#REF!=\"Marine\",#REF!*0.7,IF(#REF!=\"Nuclear\",#REF!*0.85,IF(#REF!=\"Pumped_Storage\",#REF!*0.5,IF(#REF!=\"CCS\",#REF!*0.85,IF(#REF!=\"OCGT\",#REF!*0,IF(#REF!=\"\",0,#REF!*M$627))))))))","v":{"$error":"#REF!"}},{"$f":"IF(#REF!=\"Interconnector\",#REF!*1,IF(#REF!=\"Wind\",#REF!*0.7,IF(#REF!=\"Marine\",#REF!*0.7,IF(#REF!=\"Nuclear\",#REF!*0.85,IF(#REF!=\"Pumped_Storage\",#REF!*0.5,IF(#REF!=\"CCS\",#REF!*0.85,IF(#REF!=\"OCGT\",#REF!*0,IF(#REF!=\"\",0,#REF!*N$627))))))))","v":{"$error":"#REF!"}},{"$f":"IF(#REF!=\"Interconnector\",#REF!*1,IF(#REF!=\"Wind\",#REF!*0.7,IF(#REF!=\"Marine\",#REF!*0.7,IF(#REF!=\"Nuclear\",#REF!*0.85,IF(#REF!=\"Pumped_Storage\",#REF!*0.5,IF(#REF!=\"CCS\",#REF!*0.85,IF(#REF!=\"OCGT\",#REF!*0,IF(#REF!=\"\",0,#REF!*O$627))))))))","v":{"$error":"#REF!"}}]
[{"$f":"#REF!","v":{"$error":"#REF!"}},{"$f":"#REF!","v":{"$error":"#REF!"}},{"$f":"#REF!","v":{"$error":"#REF!"}},{"$f":"#REF!","v":{"$error":"#REF!"}},{"$f":"IF(#REF!=\"Interconnector\",#REF!*1,IF(#REF!=\"Wind\",#REF!*0.7,IF(#REF!=\"Marine\",#REF!*0.7,IF(#REF!=\"Nuclear\",#REF!*0.85,IF(#REF!=\"Pumped_Storage\",#REF!*0.5,IF(#REF!=\"CCS\",#REF!*0.85,IF(#REF!=\"OCGT\",#REF!*0,IF(#REF!=\"\",0,#REF!*E$627))))))))","v":{"$error":"#REF!"}},{"$f":"IF(#REF!=\"Interconnector\",#REF!*1,IF(#REF!=\"Wind\",#REF!*0.7,IF(#REF!=\"Marine\",#REF!*0.7,IF(#REF!=\"Nuclear\",#REF!*0.85,IF(#REF!=\"Pumped_Storage\",#REF!*0.5,IF(#REF!=\"CCS\",#REF!*0.85,IF(#REF!=\"OCGT\",#REF!*0,IF(#REF!=\"\",0,#REF!*F$627))))))))","v":{"$error":"#REF!"}},{"$f":"IF(#REF!=\"Interconnector\",#REF!*1,IF(#REF!=\"Wind\",#REF!*0.7,IF(#REF!=\"Marine\",#REF!*0.7,IF(#REF!=\"Nuclear\",#REF!*0.85,IF(#REF!=\"Pumped_Storage\",#REF!*0.5,IF(#REF!=\"CCS\",#REF!*0.85,IF(#REF!=\"OCGT\",#REF!*0,IF(#REF!=\"\",0,#REF!*G$627))))))))","v":{"$error":"#REF!"}},{"$f":"IF(#REF!=\"Interconnector\",#REF!*1,IF(#REF!=\"Wind\",#REF!*0.7,IF(#REF!=\"Marine\",#REF!*0.7,IF(#REF!=\"Nuclear\",#REF!*0.85,IF(#REF!=\"Pumped_Storage\",#REF!*0.5,IF(#REF!=\"CCS\",#REF!*0.85,IF(#REF!=\"OCGT\",#REF!*0,IF(#REF!=\"\",0,#REF!*H$627))))))))","v":{"$error":"#REF!"}},{"$f":"IF(#REF!=\"Interconnector\",#REF!*1,IF(#REF!=\"Wind\",#REF!*0.7,IF(#REF!=\"Marine\",#REF!*0.7,IF(#REF!=\"Nuclear\",#REF!*0.85,IF(#REF!=\"Pumped_Storage\",#REF!*0.5,IF(#REF!=\"CCS\",#REF!*0.85,IF(#REF!=\"OCGT\",#REF!*0,IF(#REF!=\"\",0,#REF!*I$627))))))))","v":{"$error":"#REF!"}},{"$f":"IF(#REF!=\"Interconnector\",#REF!*1,IF(#REF!=\"Wind\",#REF!*0.7,IF(#REF!=\"Marine\",#REF!*0.7,IF(#REF!=\"Nuclear\",#REF!*0.85,IF(#REF!=\"Pumped_Storage\",#REF!*0.5,IF(#REF!=\"CCS\",#REF!*0.85,IF(#REF!=\"OCGT\",#REF!*0,IF(#REF!=\"\",0,#REF!*J$627))))))))","v":{"$error":"#REF!"}},{"$f":"IF(#REF!=\"Interconnector\",#REF!*1,IF(#REF!=\"Wind\",#REF!*0.7,IF(#REF!=\"Marine\",#REF!*0.7,IF(#REF!=\"Nuclear\",#REF!*0.85,IF(#REF!=\"Pumped_Storage\",#REF!*0.5,IF(#REF!=\"CCS\",#REF!*0.85,IF(#REF!=\"OCGT\",#REF!*0,IF(#REF!=\"\",0,#REF!*K$627))))))))","v":{"$error":"#REF!"}},{"$f":"IF(#REF!=\"Interconnector\",#REF!*1,IF(#REF!=\"Wind\",#REF!*0.7,IF(#REF!=\"Marine\",#REF!*0.7,IF(#REF!=\"Nuclear\",#REF!*0.85,IF(#REF!=\"Pumped_Storage\",#REF!*0.5,IF(#REF!=\"CCS\",#REF!*0.85,IF(#REF!=\"OCGT\",#REF!*0,IF(#REF!=\"\",0,#REF!*L$627))))))))","v":{"$error":"#REF!"}},{"$f":"IF(#REF!=\"Interconnector\",#REF!*1,IF(#REF!=\"Wind\",#REF!*0.7,IF(#REF!=\"Marine\",#REF!*0.7,IF(#REF!=\"Nuclear\",#REF!*0.85,IF(#REF!=\"Pumped_Storage\",#REF!*0.5,IF(#REF!=\"CCS\",#REF!*0.85,IF(#REF!=\"OCGT\",#REF!*0,IF(#REF!=\"\",0,#REF!*M$627))))))))","v":{"$error":"#REF!"}},{"$f":"IF(#REF!=\"Interconnector\",#REF!*1,IF(#REF!=\"Wind\",#REF!*0.7,IF(#REF!=\"Marine\",#REF!*0.7,IF(#REF!=\"Nuclear\",#REF!*0.85,IF(#REF!=\"Pumped_Storage\",#REF!*0.5,IF(#REF!=\"CCS\",#REF!*0.85,IF(#REF!=\"OCGT\",#REF!*0,IF(#REF!=\"\",0,#REF!*N$627))))))))","v":{"$error":"#REF!"}},{"$f":"IF(#REF!=\"Interconnector\",#REF!*1,IF(#REF!=\"Wind\",#REF!*0.7,IF(#REF!=\"Marine\",#REF!*0.7,IF(#REF!=\"Nuclear\",#REF!*0.85,IF(#REF!=\"Pumped_Storage\",#REF!*0.5,IF(#REF!=\"CCS\",#REF!*0.85,IF(#REF!=\"OCGT\",#REF!*0,IF(#REF!=\"\",0,#REF!*O$627))))))))","v":{"$error":"#REF!"}}]
[{"$f":"#REF!","v":{"$error":"#REF!"}},{"$f":"#REF!","v":{"$error":"#REF!"}},{"$f":"#REF!","v":{"$error":"#REF!"}},{"$f":"#REF!","v":{"$error":"#REF!"}},{"$f":"IF(#REF!=\"Interconnector\",#REF!*1,IF(#REF!=\"Wind\",#REF!*0.7,IF(#REF!=\"Marine\",#REF!*0.7,IF(#REF!=\"Nuclear\",#REF!*0.85,IF(#REF!=\"Pumped_Storage\",#REF!*0.5,IF(#REF!=\"CCS\",#REF!*0.85,IF(#REF!=\"OCGT\",#REF!*0,IF(#REF!=\"\",0,#REF!*E$627))))))))","v":{"$error":"#REF!"}},{"$f":"IF(#REF!=\"Interconnector\",#REF!*1,IF(#REF!=\"Wind\",#REF!*0.7,IF(#REF!=\"Marine\",#REF!*0.7,IF(#REF!=\"Nuclear\",#REF!*0.85,IF(#REF!=\"Pumped_Storage\",#REF!*0.5,IF(#REF!=\"CCS\",#REF!*0.85,IF(#REF!=\"OCGT\",#REF!*0,IF(#REF!=\"\",0,#REF!*F$627))))))))","v":{"$error":"#REF!"}},{"$f":"IF(#REF!=\"Interconnector\",#REF!*1,IF(#REF!=\"Wind\",#REF!*0.7,IF(#REF!=\"Marine\",#REF!*0.7,IF(#REF!=\"Nuclear\",#REF!*0.85,IF(#REF!=\"Pumped_Storage\",#REF!*0.5,IF(#REF!=\"CCS\",#REF!*0.85,IF(#REF!=\"OCGT\",#REF!*0,IF(#REF!=\"\",0,#REF!*G$627))))))))","v":{"$error":"#REF!"}},{"$f":"IF(#REF!=\"Interconnector\",#REF!*1,IF(#REF!=\"Wind\",#REF!*0.7,IF(#REF!=\"Marine\",#REF!*0.7,IF(#REF!=\"Nuclear\",#REF!*0.85,IF(#REF!=\"Pumped_Storage\",#REF!*0.5,IF(#REF!=\"CCS\",#REF!*0.85,IF(#REF!=\"OCGT\",#REF!*0,IF(#REF!=\"\",0,#REF!*H$627))))))))","v":{"$error":"#REF!"}},{"$f":"IF(#REF!=\"Interconnector\",#REF!*1,IF(#REF!=\"Wind\",#REF!*0.7,IF(#REF!=\"Marine\",#REF!*0.7,IF(#REF!=\"Nuclear\",#REF!*0.85,IF(#REF!=\"Pumped_Storage\",#REF!*0.5,IF(#REF!=\"CCS\",#REF!*0.85,IF(#REF!=\"OCGT\",#REF!*0,IF(#REF!=\"\",0,#REF!*I$627))))))))","v":{"$error":"#REF!"}},{"$f":"IF(#REF!=\"Interconnector\",#REF!*1,IF(#REF!=\"Wind\",#REF!*0.7,IF(#REF!=\"Marine\",#REF!*0.7,IF(#REF!=\"Nuclear\",#REF!*0.85,IF(#REF!=\"Pumped_Storage\",#REF!*0.5,IF(#REF!=\"CCS\",#REF!*0.85,IF(#REF!=\"OCGT\",#REF!*0,IF(#REF!=\"\",0,#REF!*J$627))))))))","v":{"$error":"#REF!"}},{"$f":"IF(#REF!=\"Interconnector\",#REF!*1,IF(#REF!=\"Wind\",#REF!*0.7,IF(#REF!=\"Marine\",#REF!*0.7,IF(#REF!=\"Nuclear\",#REF!*0.85,IF(#REF!=\"Pumped_Storage\",#REF!*0.5,IF(#REF!=\"CCS\",#REF!*0.85,IF(#REF!=\"OCGT\",#REF!*0,IF(#REF!=\"\",0,#REF!*K$627))))))))","v":{"$error":"#REF!"}},{"$f":"IF(#REF!=\"Interconnector\",#REF!*1,IF(#REF!=\"Wind\",#REF!*0.7,IF(#REF!=\"Marine\",#REF!*0.7,IF(#REF!=\"Nuclear\",#REF!*0.85,IF(#REF!=\"Pumped_Storage\",#REF!*0.5,IF(#REF!=\"CCS\",#REF!*0.85,IF(#REF!=\"OCGT\",#REF!*0,IF(#REF!=\"\",0,#REF!*L$627))))))))","v":{"$error":"#REF!"}},{"$f":"IF(#REF!=\"Interconnector\",#REF!*1,IF(#REF!=\"Wind\",#REF!*0.7,IF(#REF!=\"Marine\",#REF!*0.7,IF(#REF!=\"Nuclear\",#REF!*0.85,IF(#REF!=\"Pumped_Storage\",#REF!*0.5,IF(#REF!=\"CCS\",#REF!*0.85,IF(#REF!=\"OCGT\",#REF!*0,IF(#REF!=\"\",0,#REF!*M$627))))))))","v":{"$error":"#REF!"}},{"$f":"IF(#REF!=\"Interconnector\",#REF!*1,IF(#REF!=\"Wind\",#REF!*0.7,IF(#REF!=\"Marine\",#REF!*0.7,IF(#REF!=\"Nuclear\",#REF!*0.85,IF(#REF!=\"Pumped_Storage\",#REF!*0.5,IF(#REF!=\"CCS\",#REF!*0.85,IF(#REF!=\"OCGT\",#REF!*0,IF(#REF!=\"\",0,#REF!*N$627))))))))","v":{"$error":"#REF!"}},{"$f":"IF(#REF!=\"Interconnector\",#REF!*1,IF(#REF!=\"Wind\",#REF!*0.7,IF(#REF!=\"Marine\",#REF!*0.7,IF(#REF!=\"Nuclear\",#REF!*0.85,IF(#REF!=\"Pumped_Storage\",#REF!*0.5,IF(#REF!=\"CCS\",#REF!*0.85,IF(#REF!=\"OCGT\",#REF!*0,IF(#REF!=\"\",0,#REF!*O$627))))))))","v":{"$error":"#REF!"}}]
[{"$f":"#REF!","v":{"$error":"#REF!"}},{"$f":"#REF!","v":{"$error":"#REF!"}},{"$f":"#REF!","v":{"$error":"#REF!"}},{"$f":"#REF!","v":{"$error":"#REF!"}},{"$f":"IF(#REF!=\"Interconnector\",#REF!*1,IF(#REF!=\"Wind\",#REF!*0.7,IF(#REF!=\"Marine\",#REF!*0.7,IF(#REF!=\"Nuclear\",#REF!*0.85,IF(#REF!=\"Pumped_Storage\",#REF!*0.5,IF(#REF!=\"CCS\",#REF!*0.85,IF(#REF!=\"OCGT\",#REF!*0,IF(#REF!=\"\",0,#REF!*E$627))))))))","v":{"$error":"#REF!"}},{"$f":"IF(#REF!=\"Interconnector\",#REF!*1,IF(#REF!=\"Wind\",#REF!*0.7,IF(#REF!=\"Marine\",#REF!*0.7,IF(#REF!=\"Nuclear\",#REF!*0.85,IF(#REF!=\"Pumped_Storage\",#REF!*0.5,IF(#REF!=\"CCS\",#REF!*0.85,IF(#REF!=\"OCGT\",#REF!*0,IF(#REF!=\"\",0,#REF!*F$627))))))))","v":{"$error":"#REF!"}},{"$f":"IF(#REF!=\"Interconnector\",#REF!*1,IF(#REF!=\"Wind\",#REF!*0.7,IF(#REF!=\"Marine\",#REF!*0.7,IF(#REF!=\"Nuclear\",#REF!*0.85,IF(#REF!=\"Pumped_Storage\",#REF!*0.5,IF(#REF!=\"CCS\",#REF!*0.85,IF(#REF!=\"OCGT\",#REF!*0,IF(#REF!=\"\",0,#REF!*G$627))))))))","v":{"$error":"#REF!"}},{"$f":"IF(#REF!=\"Interconnector\",#REF!*1,IF(#REF!=\"Wind\",#REF!*0.7,IF(#REF!=\"Marine\",#REF!*0.7,IF(#REF!=\"Nuclear\",#REF!*0.85,IF(#REF!=\"Pumped_Storage\",#REF!*0.5,IF(#REF!=\"CCS\",#REF!*0.85,IF(#REF!=\"OCGT\",#REF!*0,IF(#REF!=\"\",0,#REF!*H$627))))))))","v":{"$error":"#REF!"}},{"$f":"IF(#REF!=\"Interconnector\",#REF!*1,IF(#REF!=\"Wind\",#REF!*0.7,IF(#REF!=\"Marine\",#REF!*0.7,IF(#REF!=\"Nuclear\",#REF!*0.85,IF(#REF!=\"Pumped_Storage\",#REF!*0.5,IF(#REF!=\"CCS\",#REF!*0.85,IF(#REF!=\"OCGT\",#REF!*0,IF(#REF!=\"\",0,#REF!*I$627))))))))","v":{"$error":"#REF!"}},{"$f":"IF(#REF!=\"Interconnector\",#REF!*1,IF(#REF!=\"Wind\",#REF!*0.7,IF(#REF!=\"Marine\",#REF!*0.7,IF(#REF!=\"Nuclear\",#REF!*0.85,IF(#REF!=\"Pumped_Storage\",#REF!*0.5,IF(#REF!=\"CCS\",#REF!*0.85,IF(#REF!=\"OCGT\",#REF!*0,IF(#REF!=\"\",0,#REF!*J$627))))))))","v":{"$error":"#REF!"}},{"$f":"IF(#REF!=\"Interconnector\",#REF!*1,IF(#REF!=\"Wind\",#REF!*0.7,IF(#REF!=\"Marine\",#REF!*0.7,IF(#REF!=\"Nuclear\",#REF!*0.85,IF(#REF!=\"Pumped_Storage\",#REF!*0.5,IF(#REF!=\"CCS\",#REF!*0.85,IF(#REF!=\"OCGT\",#REF!*0,IF(#REF!=\"\",0,#REF!*K$627))))))))","v":{"$error":"#REF!"}},{"$f":"IF(#REF!=\"Interconnector\",#REF!*1,IF(#REF!=\"Wind\",#REF!*0.7,IF(#REF!=\"Marine\",#REF!*0.7,IF(#REF!=\"Nuclear\",#REF!*0.85,IF(#REF!=\"Pumped_Storage\",#REF!*0.5,IF(#REF!=\"CCS\",#REF!*0.85,IF(#REF!=\"OCGT\",#REF!*0,IF(#REF!=\"\",0,#REF!*L$627))))))))","v":{"$error":"#REF!"}},{"$f":"IF(#REF!=\"Interconnector\",#REF!*1,IF(#REF!=\"Wind\",#REF!*0.7,IF(#REF!=\"Marine\",#REF!*0.7,IF(#REF!=\"Nuclear\",#REF!*0.85,IF(#REF!=\"Pumped_Storage\",#REF!*0.5,IF(#REF!=\"CCS\",#REF!*0.85,IF(#REF!=\"OCGT\",#REF!*0,IF(#REF!=\"\",0,#REF!*M$627))))))))","v":{"$error":"#REF!"}},{"$f":"IF(#REF!=\"Interconnector\",#REF!*1,IF(#REF!=\"Wind\",#REF!*0.7,IF(#REF!=\"Marine\",#REF!*0.7,IF(#REF!=\"Nuclear\",#REF!*0.85,IF(#REF!=\"Pumped_Storage\",#REF!*0.5,IF(#REF!=\"CCS\",#REF!*0.85,IF(#REF!=\"OCGT\",#REF!*0,IF(#REF!=\"\",0,#REF!*N$627))))))))","v":{"$error":"#REF!"}},{"$f":"IF(#REF!=\"Interconnector\",#REF!*1,IF(#REF!=\"Wind\",#REF!*0.7,IF(#REF!=\"Marine\",#REF!*0.7,IF(#REF!=\"Nuclear\",#REF!*0.85,IF(#REF!=\"Pumped_Storage\",#REF!*0.5,IF(#REF!=\"CCS\",#REF!*0.85,IF(#REF!=\"OCGT\",#REF!*0,IF(#REF!=\"\",0,#REF!*O$627))))))))","v":{"$error":"#REF!"}}]
[{"$f":"#REF!","v":{"$error":"#REF!"}},{"$f":"#REF!","v":{"$error":"#REF!"}},{"$f":"#REF!","v":{"$error":"#REF!"}},{"$f":"#REF!","v":{"$error":"#REF!"}},{"$f":"IF(#REF!=\"Interconnector\",#REF!*1,IF(#REF!=\"Wind\",#REF!*0.7,IF(#REF!=\"Marine\",#REF!*0.7,IF(#REF!=\"Nuclear\",#REF!*0.85,IF(#REF!=\"Pumped_Storage\",#REF!*0.5,IF(#REF!=\"CCS\",#REF!*0.85,IF(#REF!=\"OCGT\",#REF!*0,IF(#REF!=\"\",0,#REF!*E$627))))))))","v":{"$error":"#REF!"}},{"$f":"IF(#REF!=\"Interconnector\",#REF!*1,IF(#REF!=\"Wind\",#REF!*0.7,IF(#REF!=\"Marine\",#REF!*0.7,IF(#REF!=\"Nuclear\",#REF!*0.85,IF(#REF!=\"Pumped_Storage\",#REF!*0.5,IF(#REF!=\"CCS\",#REF!*0.85,IF(#REF!=\"OCGT\",#REF!*0,IF(#REF!=\"\",0,#REF!*F$627))))))))","v":{"$error":"#REF!"}},{"$f":"IF(#REF!=\"Interconnector\",#REF!*1,IF(#REF!=\"Wind\",#REF!*0.7,IF(#REF!=\"Marine\",#REF!*0.7,IF(#REF!=\"Nuclear\",#REF!*0.85,IF(#REF!=\"Pumped_Storage\",#REF!*0.5,IF(#REF!=\"CCS\",#REF!*0.85,IF(#REF!=\"OCGT\",#REF!*0,IF(#REF!=\"\",0,#REF!*G$627))))))))","v":{"$error":"#REF!"}},{"$f":"IF(#REF!=\"Interconnector\",#REF!*1,IF(#REF!=\"Wind\",#REF!*0.7,IF(#REF!=\"Marine\",#REF!*0.7,IF(#REF!=\"Nuclear\",#REF!*0.85,IF(#REF!=\"Pumped_Storage\",#REF!*0.5,IF(#REF!=\"CCS\",#REF!*0.85,IF(#REF!=\"OCGT\",#REF!*0,IF(#REF!=\"\",0,#REF!*H$627))))))))","v":{"$error":"#REF!"}},{"$f":"IF(#REF!=\"Interconnector\",#REF!*1,IF(#REF!=\"Wind\",#REF!*0.7,IF(#REF!=\"Marine\",#REF!*0.7,IF(#REF!=\"Nuclear\",#REF!*0.85,IF(#REF!=\"Pumped_Storage\",#REF!*0.5,IF(#REF!=\"CCS\",#REF!*0.85,IF(#REF!=\"OCGT\",#REF!*0,IF(#REF!=\"\",0,#REF!*I$627))))))))","v":{"$error":"#REF!"}},{"$f":"IF(#REF!=\"Interconnector\",#REF!*1,IF(#REF!=\"Wind\",#REF!*0.7,IF(#REF!=\"Marine\",#REF!*0.7,IF(#REF!=\"Nuclear\",#REF!*0.85,IF(#REF!=\"Pumped_Storage\",#REF!*0.5,IF(#REF!=\"CCS\",#REF!*0.85,IF(#REF!=\"OCGT\",#REF!*0,IF(#REF!=\"\",0,#REF!*J$627))))))))","v":{"$error":"#REF!"}},{"$f":"IF(#REF!=\"Interconnector\",#REF!*1,IF(#REF!=\"Wind\",#REF!*0.7,IF(#REF!=\"Marine\",#REF!*0.7,IF(#REF!=\"Nuclear\",#REF!*0.85,IF(#REF!=\"Pumped_Storage\",#REF!*0.5,IF(#REF!=\"CCS\",#REF!*0.85,IF(#REF!=\"OCGT\",#REF!*0,IF(#REF!=\"\",0,#REF!*K$627))))))))","v":{"$error":"#REF!"}},{"$f":"IF(#REF!=\"Interconnector\",#REF!*1,IF(#REF!=\"Wind\",#REF!*0.7,IF(#REF!=\"Marine\",#REF!*0.7,IF(#REF!=\"Nuclear\",#REF!*0.85,IF(#REF!=\"Pumped_Storage\",#REF!*0.5,IF(#REF!=\"CCS\",#REF!*0.85,IF(#REF!=\"OCGT\",#REF!*0,IF(#REF!=\"\",0,#REF!*L$627))))))))","v":{"$error":"#REF!"}},{"$f":"IF(#REF!=\"Interconnector\",#REF!*1,IF(#REF!=\"Wind\",#REF!*0.7,IF(#REF!=\"Marine\",#REF!*0.7,IF(#REF!=\"Nuclear\",#REF!*0.85,IF(#REF!=\"Pumped_Storage\",#REF!*0.5,IF(#REF!=\"CCS\",#REF!*0.85,IF(#REF!=\"OCGT\",#REF!*0,IF(#REF!=\"\",0,#REF!*M$627))))))))","v":{"$error":"#REF!"}},{"$f":"IF(#REF!=\"Interconnector\",#REF!*1,IF(#REF!=\"Wind\",#REF!*0.7,IF(#REF!=\"Marine\",#REF!*0.7,IF(#REF!=\"Nuclear\",#REF!*0.85,IF(#REF!=\"Pumped_Storage\",#REF!*0.5,IF(#REF!=\"CCS\",#REF!*0.85,IF(#REF!=\"OCGT\",#REF!*0,IF(#REF!=\"\",0,#REF!*N$627))))))))","v":{"$error":"#REF!"}},{"$f":"IF(#REF!=\"Interconnector\",#REF!*1,IF(#REF!=\"Wind\",#REF!*0.7,IF(#REF!=\"Marine\",#REF!*0.7,IF(#REF!=\"Nuclear\",#REF!*0.85,IF(#REF!=\"Pumped_Storage\",#REF!*0.5,IF(#REF!=\"CCS\",#REF!*0.85,IF(#REF!=\"OCGT\",#REF!*0,IF(#REF!=\"\",0,#REF!*O$627))))))))","v":{"$error":"#REF!"}}]
[{"$f":"#REF!","v":{"$error":"#REF!"}},{"$f":"#REF!","v":{"$error":"#REF!"}},{"$f":"#REF!","v":{"$error":"#REF!"}},{"$f":"#REF!","v":{"$error":"#REF!"}},{"$f":"IF(#REF!=\"Interconnector\",#REF!*1,IF(#REF!=\"Wind\",#REF!*0.7,IF(#REF!=\"Marine\",#REF!*0.7,IF(#REF!=\"Nuclear\",#REF!*0.85,IF(#REF!=\"Pumped_Storage\",#REF!*0.5,IF(#REF!=\"CCS\",#REF!*0.85,IF(#REF!=\"OCGT\",#REF!*0,IF(#REF!=\"\",0,#REF!*E$627))))))))","v":{"$error":"#REF!"}},{"$f":"IF(#REF!=\"Interconnector\",#REF!*1,IF(#REF!=\"Wind\",#REF!*0.7,IF(#REF!=\"Marine\",#REF!*0.7,IF(#REF!=\"Nuclear\",#REF!*0.85,IF(#REF!=\"Pumped_Storage\",#REF!*0.5,IF(#REF!=\"CCS\",#REF!*0.85,IF(#REF!=\"OCGT\",#REF!*0,IF(#REF!=\"\",0,#REF!*F$627))))))))","v":{"$error":"#REF!"}},{"$f":"IF(#REF!=\"Interconnector\",#REF!*1,IF(#REF!=\"Wind\",#REF!*0.7,IF(#REF!=\"Marine\",#REF!*0.7,IF(#REF!=\"Nuclear\",#REF!*0.85,IF(#REF!=\"Pumped_Storage\",#REF!*0.5,IF(#REF!=\"CCS\",#REF!*0.85,IF(#REF!=\"OCGT\",#REF!*0,IF(#REF!=\"\",0,#REF!*G$627))))))))","v":{"$error":"#REF!"}},{"$f":"IF(#REF!=\"Interconnector\",#REF!*1,IF(#REF!=\"Wind\",#REF!*0.7,IF(#REF!=\"Marine\",#REF!*0.7,IF(#REF!=\"Nuclear\",#REF!*0.85,IF(#REF!=\"Pumped_Storage\",#REF!*0.5,IF(#REF!=\"CCS\",#REF!*0.85,IF(#REF!=\"OCGT\",#REF!*0,IF(#REF!=\"\",0,#REF!*H$627))))))))","v":{"$error":"#REF!"}},{"$f":"IF(#REF!=\"Interconnector\",#REF!*1,IF(#REF!=\"Wind\",#REF!*0.7,IF(#REF!=\"Marine\",#REF!*0.7,IF(#REF!=\"Nuclear\",#REF!*0.85,IF(#REF!=\"Pumped_Storage\",#REF!*0.5,IF(#REF!=\"CCS\",#REF!*0.85,IF(#REF!=\"OCGT\",#REF!*0,IF(#REF!=\"\",0,#REF!*I$627))))))))","v":{"$error":"#REF!"}},{"$f":"IF(#REF!=\"Interconnector\",#REF!*1,IF(#REF!=\"Wind\",#REF!*0.7,IF(#REF!=\"Marine\",#REF!*0.7,IF(#REF!=\"Nuclear\",#REF!*0.85,IF(#REF!=\"Pumped_Storage\",#REF!*0.5,IF(#REF!=\"CCS\",#REF!*0.85,IF(#REF!=\"OCGT\",#REF!*0,IF(#REF!=\"\",0,#REF!*J$627))))))))","v":{"$error":"#REF!"}},{"$f":"IF(#REF!=\"Interconnector\",#REF!*1,IF(#REF!=\"Wind\",#REF!*0.7,IF(#REF!=\"Marine\",#REF!*0.7,IF(#REF!=\"Nuclear\",#REF!*0.85,IF(#REF!=\"Pumped_Storage\",#REF!*0.5,IF(#REF!=\"CCS\",#REF!*0.85,IF(#REF!=\"OCGT\",#REF!*0,IF(#REF!=\"\",0,#REF!*K$627))))))))","v":{"$error":"#REF!"}},{"$f":"IF(#REF!=\"Interconnector\",#REF!*1,IF(#REF!=\"Wind\",#REF!*0.7,IF(#REF!=\"Marine\",#REF!*0.7,IF(#REF!=\"Nuclear\",#REF!*0.85,IF(#REF!=\"Pumped_Storage\",#REF!*0.5,IF(#REF!=\"CCS\",#REF!*0.85,IF(#REF!=\"OCGT\",#REF!*0,IF(#REF!=\"\",0,#REF!*L$627))))))))","v":{"$error":"#REF!"}},{"$f":"IF(#REF!=\"Interconnector\",#REF!*1,IF(#REF!=\"Wind\",#REF!*0.7,IF(#REF!=\"Marine\",#REF!*0.7,IF(#REF!=\"Nuclear\",#REF!*0.85,IF(#REF!=\"Pumped_Storage\",#REF!*0.5,IF(#REF!=\"CCS\",#REF!*0.85,IF(#REF!=\"OCGT\",#REF!*0,IF(#REF!=\"\",0,#REF!*M$627))))))))","v":{"$error":"#REF!"}},{"$f":"IF(#REF!=\"Interconnector\",#REF!*1,IF(#REF!=\"Wind\",#REF!*0.7,IF(#REF!=\"Marine\",#REF!*0.7,IF(#REF!=\"Nuclear\",#REF!*0.85,IF(#REF!=\"Pumped_Storage\",#REF!*0.5,IF(#REF!=\"CCS\",#REF!*0.85,IF(#REF!=\"OCGT\",#REF!*0,IF(#REF!=\"\",0,#REF!*N$627))))))))","v":{"$error":"#REF!"}},{"$f":"IF(#REF!=\"Interconnector\",#REF!*1,IF(#REF!=\"Wind\",#REF!*0.7,IF(#REF!=\"Marine\",#REF!*0.7,IF(#REF!=\"Nuclear\",#REF!*0.85,IF(#REF!=\"Pumped_Storage\",#REF!*0.5,IF(#REF!=\"CCS\",#REF!*0.85,IF(#REF!=\"OCGT\",#REF!*0,IF(#REF!=\"\",0,#REF!*O$627))))))))","v":{"$error":"#REF!"}}]
[{"$f":"#REF!","v":{"$error":"#REF!"}},{"$f":"#REF!","v":{"$error":"#REF!"}},{"$f":"#REF!","v":{"$error":"#REF!"}},{"$f":"#REF!","v":{"$error":"#REF!"}},{"$f":"IF(#REF!=\"Interconnector\",#REF!*1,IF(#REF!=\"Wind\",#REF!*0.7,IF(#REF!=\"Marine\",#REF!*0.7,IF(#REF!=\"Nuclear\",#REF!*0.85,IF(#REF!=\"Pumped_Storage\",#REF!*0.5,IF(#REF!=\"CCS\",#REF!*0.85,IF(#REF!=\"OCGT\",#REF!*0,IF(#REF!=\"\",0,#REF!*E$627))))))))","v":{"$error":"#REF!"}},{"$f":"IF(#REF!=\"Interconnector\",#REF!*1,IF(#REF!=\"Wind\",#REF!*0.7,IF(#REF!=\"Marine\",#REF!*0.7,IF(#REF!=\"Nuclear\",#REF!*0.85,IF(#REF!=\"Pumped_Storage\",#REF!*0.5,IF(#REF!=\"CCS\",#REF!*0.85,IF(#REF!=\"OCGT\",#REF!*0,IF(#REF!=\"\",0,#REF!*F$627))))))))","v":{"$error":"#REF!"}},{"$f":"IF(#REF!=\"Interconnector\",#REF!*1,IF(#REF!=\"Wind\",#REF!*0.7,IF(#REF!=\"Marine\",#REF!*0.7,IF(#REF!=\"Nuclear\",#REF!*0.85,IF(#REF!=\"Pumped_Storage\",#REF!*0.5,IF(#REF!=\"CCS\",#REF!*0.85,IF(#REF!=\"OCGT\",#REF!*0,IF(#REF!=\"\",0,#REF!*G$627))))))))","v":{"$error":"#REF!"}},{"$f":"IF(#REF!=\"Interconnector\",#REF!*1,IF(#REF!=\"Wind\",#REF!*0.7,IF(#REF!=\"Marine\",#REF!*0.7,IF(#REF!=\"Nuclear\",#REF!*0.85,IF(#REF!=\"Pumped_Storage\",#REF!*0.5,IF(#REF!=\"CCS\",#REF!*0.85,IF(#REF!=\"OCGT\",#REF!*0,IF(#REF!=\"\",0,#REF!*H$627))))))))","v":{"$error":"#REF!"}},{"$f":"IF(#REF!=\"Interconnector\",#REF!*1,IF(#REF!=\"Wind\",#REF!*0.7,IF(#REF!=\"Marine\",#REF!*0.7,IF(#REF!=\"Nuclear\",#REF!*0.85,IF(#REF!=\"Pumped_Storage\",#REF!*0.5,IF(#REF!=\"CCS\",#REF!*0.85,IF(#REF!=\"OCGT\",#REF!*0,IF(#REF!=\"\",0,#REF!*I$627))))))))","v":{"$error":"#REF!"}},{"$f":"IF(#REF!=\"Interconnector\",#REF!*1,IF(#REF!=\"Wind\",#REF!*0.7,IF(#REF!=\"Marine\",#REF!*0.7,IF(#REF!=\"Nuclear\",#REF!*0.85,IF(#REF!=\"Pumped_Storage\",#REF!*0.5,IF(#REF!=\"CCS\",#REF!*0.85,IF(#REF!=\"OCGT\",#REF!*0,IF(#REF!=\"\",0,#REF!*J$627))))))))","v":{"$error":"#REF!"}},{"$f":"IF(#REF!=\"Interconnector\",#REF!*1,IF(#REF!=\"Wind\",#REF!*0.7,IF(#REF!=\"Marine\",#REF!*0.7,IF(#REF!=\"Nuclear\",#REF!*0.85,IF(#REF!=\"Pumped_Storage\",#REF!*0.5,IF(#REF!=\"CCS\",#REF!*0.85,IF(#REF!=\"OCGT\",#REF!*0,IF(#REF!=\"\",0,#REF!*K$627))))))))","v":{"$error":"#REF!"}},{"$f":"IF(#REF!=\"Interconnector\",#REF!*1,IF(#REF!=\"Wind\",#REF!*0.7,IF(#REF!=\"Marine\",#REF!*0.7,IF(#REF!=\"Nuclear\",#REF!*0.85,IF(#REF!=\"Pumped_Storage\",#REF!*0.5,IF(#REF!=\"CCS\",#REF!*0.85,IF(#REF!=\"OCGT\",#REF!*0,IF(#REF!=\"\",0,#REF!*L$627))))))))","v":{"$error":"#REF!"}},{"$f":"IF(#REF!=\"Interconnector\",#REF!*1,IF(#REF!=\"Wind\",#REF!*0.7,IF(#REF!=\"Marine\",#REF!*0.7,IF(#REF!=\"Nuclear\",#REF!*0.85,IF(#REF!=\"Pumped_Storage\",#REF!*0.5,IF(#REF!=\"CCS\",#REF!*0.85,IF(#REF!=\"OCGT\",#REF!*0,IF(#REF!=\"\",0,#REF!*M$627))))))))","v":{"$error":"#REF!"}},{"$f":"IF(#REF!=\"Interconnector\",#REF!*1,IF(#REF!=\"Wind\",#REF!*0.7,IF(#REF!=\"Marine\",#REF!*0.7,IF(#REF!=\"Nuclear\",#REF!*0.85,IF(#REF!=\"Pumped_Storage\",#REF!*0.5,IF(#REF!=\"CCS\",#REF!*0.85,IF(#REF!=\"OCGT\",#REF!*0,IF(#REF!=\"\",0,#REF!*N$627))))))))","v":{"$error":"#REF!"}},{"$f":"IF(#REF!=\"Interconnector\",#REF!*1,IF(#REF!=\"Wind\",#REF!*0.7,IF(#REF!=\"Marine\",#REF!*0.7,IF(#REF!=\"Nuclear\",#REF!*0.85,IF(#REF!=\"Pumped_Storage\",#REF!*0.5,IF(#REF!=\"CCS\",#REF!*0.85,IF(#REF!=\"OCGT\",#REF!*0,IF(#REF!=\"\",0,#REF!*O$627))))))))","v":{"$error":"#REF!"}}]
[{"$f":"#REF!","v":{"$error":"#REF!"}},{"$f":"#REF!","v":{"$error":"#REF!"}},{"$f":"#REF!","v":{"$error":"#REF!"}},{"$f":"#REF!","v":{"$error":"#REF!"}},{"$f":"IF(#REF!=\"Interconnector\",#REF!*1,IF(#REF!=\"Wind\",#REF!*0.7,IF(#REF!=\"Marine\",#REF!*0.7,IF(#REF!=\"Nuclear\",#REF!*0.85,IF(#REF!=\"Pumped_Storage\",#REF!*0.5,IF(#REF!=\"CCS\",#REF!*0.85,IF(#REF!=\"OCGT\",#REF!*0,IF(#REF!=\"\",0,#REF!*E$627))))))))","v":{"$error":"#REF!"}},{"$f":"IF(#REF!=\"Interconnector\",#REF!*1,IF(#REF!=\"Wind\",#REF!*0.7,IF(#REF!=\"Marine\",#REF!*0.7,IF(#REF!=\"Nuclear\",#REF!*0.85,IF(#REF!=\"Pumped_Storage\",#REF!*0.5,IF(#REF!=\"CCS\",#REF!*0.85,IF(#REF!=\"OCGT\",#REF!*0,IF(#REF!=\"\",0,#REF!*F$627))))))))","v":{"$error":"#REF!"}},{"$f":"IF(#REF!=\"Interconnector\",#REF!*1,IF(#REF!=\"Wind\",#REF!*0.7,IF(#REF!=\"Marine\",#REF!*0.7,IF(#REF!=\"Nuclear\",#REF!*0.85,IF(#REF!=\"Pumped_Storage\",#REF!*0.5,IF(#REF!=\"CCS\",#REF!*0.85,IF(#REF!=\"OCGT\",#REF!*0,IF(#REF!=\"\",0,#REF!*G$627))))))))","v":{"$error":"#REF!"}},{"$f":"IF(#REF!=\"Interconnector\",#REF!*1,IF(#REF!=\"Wind\",#REF!*0.7,IF(#REF!=\"Marine\",#REF!*0.7,IF(#REF!=\"Nuclear\",#REF!*0.85,IF(#REF!=\"Pumped_Storage\",#REF!*0.5,IF(#REF!=\"CCS\",#REF!*0.85,IF(#REF!=\"OCGT\",#REF!*0,IF(#REF!=\"\",0,#REF!*H$627))))))))","v":{"$error":"#REF!"}},{"$f":"IF(#REF!=\"Interconnector\",#REF!*1,IF(#REF!=\"Wind\",#REF!*0.7,IF(#REF!=\"Marine\",#REF!*0.7,IF(#REF!=\"Nuclear\",#REF!*0.85,IF(#REF!=\"Pumped_Storage\",#REF!*0.5,IF(#REF!=\"CCS\",#REF!*0.85,IF(#REF!=\"OCGT\",#REF!*0,IF(#REF!=\"\",0,#REF!*I$627))))))))","v":{"$error":"#REF!"}},{"$f":"IF(#REF!=\"Interconnector\",#REF!*1,IF(#REF!=\"Wind\",#REF!*0.7,IF(#REF!=\"Marine\",#REF!*0.7,IF(#REF!=\"Nuclear\",#REF!*0.85,IF(#REF!=\"Pumped_Storage\",#REF!*0.5,IF(#REF!=\"CCS\",#REF!*0.85,IF(#REF!=\"OCGT\",#REF!*0,IF(#REF!=\"\",0,#REF!*J$627))))))))","v":{"$error":"#REF!"}},{"$f":"IF(#REF!=\"Interconnector\",#REF!*1,IF(#REF!=\"Wind\",#REF!*0.7,IF(#REF!=\"Marine\",#REF!*0.7,IF(#REF!=\"Nuclear\",#REF!*0.85,IF(#REF!=\"Pumped_Storage\",#REF!*0.5,IF(#REF!=\"CCS\",#REF!*0.85,IF(#REF!=\"OCGT\",#REF!*0,IF(#REF!=\"\",0,#REF!*K$627))))))))","v":{"$error":"#REF!"}},{"$f":"IF(#REF!=\"Interconnector\",#REF!*1,IF(#REF!=\"Wind\",#REF!*0.7,IF(#REF!=\"Marine\",#REF!*0.7,IF(#REF!=\"Nuclear\",#REF!*0.85,IF(#REF!=\"Pumped_Storage\",#REF!*0.5,IF(#REF!=\"CCS\",#REF!*0.85,IF(#REF!=\"OCGT\",#REF!*0,IF(#REF!=\"\",0,#REF!*L$627))))))))","v":{"$error":"#REF!"}},{"$f":"IF(#REF!=\"Interconnector\",#REF!*1,IF(#REF!=\"Wind\",#REF!*0.7,IF(#REF!=\"Marine\",#REF!*0.7,IF(#REF!=\"Nuclear\",#REF!*0.85,IF(#REF!=\"Pumped_Storage\",#REF!*0.5,IF(#REF!=\"CCS\",#REF!*0.85,IF(#REF!=\"OCGT\",#REF!*0,IF(#REF!=\"\",0,#REF!*M$627))))))))","v":{"$error":"#REF!"}},{"$f":"IF(#REF!=\"Interconnector\",#REF!*1,IF(#REF!=\"Wind\",#REF!*0.7,IF(#REF!=\"Marine\",#REF!*0.7,IF(#REF!=\"Nuclear\",#REF!*0.85,IF(#REF!=\"Pumped_Storage\",#REF!*0.5,IF(#REF!=\"CCS\",#REF!*0.85,IF(#REF!=\"OCGT\",#REF!*0,IF(#REF!=\"\",0,#REF!*N$627))))))))","v":{"$error":"#REF!"}},{"$f":"IF(#REF!=\"Interconnector\",#REF!*1,IF(#REF!=\"Wind\",#REF!*0.7,IF(#REF!=\"Marine\",#REF!*0.7,IF(#REF!=\"Nuclear\",#REF!*0.85,IF(#REF!=\"Pumped_Storage\",#REF!*0.5,IF(#REF!=\"CCS\",#REF!*0.85,IF(#REF!=\"OCGT\",#REF!*0,IF(#REF!=\"\",0,#REF!*O$627))))))))","v":{"$error":"#REF!"}}]
[{"$f":"#REF!","v":{"$error":"#REF!"}},{"$f":"#REF!","v":{"$error":"#REF!"}},{"$f":"#REF!","v":{"$error":"#REF!"}},{"$f":"#REF!","v":{"$error":"#REF!"}},{"$f":"IF(#REF!=\"Interconnector\",#REF!*1,IF(#REF!=\"Wind\",#REF!*0.7,IF(#REF!=\"Marine\",#REF!*0.7,IF(#REF!=\"Nuclear\",#REF!*0.85,IF(#REF!=\"Pumped_Storage\",#REF!*0.5,IF(#REF!=\"CCS\",#REF!*0.85,IF(#REF!=\"OCGT\",#REF!*0,IF(#REF!=\"\",0,#REF!*E$627))))))))","v":{"$error":"#REF!"}},{"$f":"IF(#REF!=\"Interconnector\",#REF!*1,IF(#REF!=\"Wind\",#REF!*0.7,IF(#REF!=\"Marine\",#REF!*0.7,IF(#REF!=\"Nuclear\",#REF!*0.85,IF(#REF!=\"Pumped_Storage\",#REF!*0.5,IF(#REF!=\"CCS\",#REF!*0.85,IF(#REF!=\"OCGT\",#REF!*0,IF(#REF!=\"\",0,#REF!*F$627))))))))","v":{"$error":"#REF!"}},{"$f":"IF(#REF!=\"Interconnector\",#REF!*1,IF(#REF!=\"Wind\",#REF!*0.7,IF(#REF!=\"Marine\",#REF!*0.7,IF(#REF!=\"Nuclear\",#REF!*0.85,IF(#REF!=\"Pumped_Storage\",#REF!*0.5,IF(#REF!=\"CCS\",#REF!*0.85,IF(#REF!=\"OCGT\",#REF!*0,IF(#REF!=\"\",0,#REF!*G$627))))))))","v":{"$error":"#REF!"}},{"$f":"IF(#REF!=\"Interconnector\",#REF!*1,IF(#REF!=\"Wind\",#REF!*0.7,IF(#REF!=\"Marine\",#REF!*0.7,IF(#REF!=\"Nuclear\",#REF!*0.85,IF(#REF!=\"Pumped_Storage\",#REF!*0.5,IF(#REF!=\"CCS\",#REF!*0.85,IF(#REF!=\"OCGT\",#REF!*0,IF(#REF!=\"\",0,#REF!*H$627))))))))","v":{"$error":"#REF!"}},{"$f":"IF(#REF!=\"Interconnector\",#REF!*1,IF(#REF!=\"Wind\",#REF!*0.7,IF(#REF!=\"Marine\",#REF!*0.7,IF(#REF!=\"Nuclear\",#REF!*0.85,IF(#REF!=\"Pumped_Storage\",#REF!*0.5,IF(#REF!=\"CCS\",#REF!*0.85,IF(#REF!=\"OCGT\",#REF!*0,IF(#REF!=\"\",0,#REF!*I$627))))))))","v":{"$error":"#REF!"}},{"$f":"IF(#REF!=\"Interconnector\",#REF!*1,IF(#REF!=\"Wind\",#REF!*0.7,IF(#REF!=\"Marine\",#REF!*0.7,IF(#REF!=\"Nuclear\",#REF!*0.85,IF(#REF!=\"Pumped_Storage\",#REF!*0.5,IF(#REF!=\"CCS\",#REF!*0.85,IF(#REF!=\"OCGT\",#REF!*0,IF(#REF!=\"\",0,#REF!*J$627))))))))","v":{"$error":"#REF!"}},{"$f":"IF(#REF!=\"Interconnector\",#REF!*1,IF(#REF!=\"Wind\",#REF!*0.7,IF(#REF!=\"Marine\",#REF!*0.7,IF(#REF!=\"Nuclear\",#REF!*0.85,IF(#REF!=\"Pumped_Storage\",#REF!*0.5,IF(#REF!=\"CCS\",#REF!*0.85,IF(#REF!=\"OCGT\",#REF!*0,IF(#REF!=\"\",0,#REF!*K$627))))))))","v":{"$error":"#REF!"}},{"$f":"IF(#REF!=\"Interconnector\",#REF!*1,IF(#REF!=\"Wind\",#REF!*0.7,IF(#REF!=\"Marine\",#REF!*0.7,IF(#REF!=\"Nuclear\",#REF!*0.85,IF(#REF!=\"Pumped_Storage\",#REF!*0.5,IF(#REF!=\"CCS\",#REF!*0.85,IF(#REF!=\"OCGT\",#REF!*0,IF(#REF!=\"\",0,#REF!*L$627))))))))","v":{"$error":"#REF!"}},{"$f":"IF(#REF!=\"Interconnector\",#REF!*1,IF(#REF!=\"Wind\",#REF!*0.7,IF(#REF!=\"Marine\",#REF!*0.7,IF(#REF!=\"Nuclear\",#REF!*0.85,IF(#REF!=\"Pumped_Storage\",#REF!*0.5,IF(#REF!=\"CCS\",#REF!*0.85,IF(#REF!=\"OCGT\",#REF!*0,IF(#REF!=\"\",0,#REF!*M$627))))))))","v":{"$error":"#REF!"}},{"$f":"IF(#REF!=\"Interconnector\",#REF!*1,IF(#REF!=\"Wind\",#REF!*0.7,IF(#REF!=\"Marine\",#REF!*0.7,IF(#REF!=\"Nuclear\",#REF!*0.85,IF(#REF!=\"Pumped_Storage\",#REF!*0.5,IF(#REF!=\"CCS\",#REF!*0.85,IF(#REF!=\"OCGT\",#REF!*0,IF(#REF!=\"\",0,#REF!*N$627))))))))","v":{"$error":"#REF!"}},{"$f":"IF(#REF!=\"Interconnector\",#REF!*1,IF(#REF!=\"Wind\",#REF!*0.7,IF(#REF!=\"Marine\",#REF!*0.7,IF(#REF!=\"Nuclear\",#REF!*0.85,IF(#REF!=\"Pumped_Storage\",#REF!*0.5,IF(#REF!=\"CCS\",#REF!*0.85,IF(#REF!=\"OCGT\",#REF!*0,IF(#REF!=\"\",0,#REF!*O$627))))))))","v":{"$error":"#REF!"}}]
[{"$f":"#REF!","v":{"$error":"#REF!"}},{"$f":"#REF!","v":{"$error":"#REF!"}},{"$f":"#REF!","v":{"$error":"#REF!"}},{"$f":"#REF!","v":{"$error":"#REF!"}},{"$f":"IF(#REF!=\"Interconnector\",#REF!*1,IF(#REF!=\"Wind\",#REF!*0.7,IF(#REF!=\"Marine\",#REF!*0.7,IF(#REF!=\"Nuclear\",#REF!*0.85,IF(#REF!=\"Pumped_Storage\",#REF!*0.5,IF(#REF!=\"CCS\",#REF!*0.85,IF(#REF!=\"OCGT\",#REF!*0,IF(#REF!=\"\",0,#REF!*E$627))))))))","v":{"$error":"#REF!"}},{"$f":"IF(#REF!=\"Interconnector\",#REF!*1,IF(#REF!=\"Wind\",#REF!*0.7,IF(#REF!=\"Marine\",#REF!*0.7,IF(#REF!=\"Nuclear\",#REF!*0.85,IF(#REF!=\"Pumped_Storage\",#REF!*0.5,IF(#REF!=\"CCS\",#REF!*0.85,IF(#REF!=\"OCGT\",#REF!*0,IF(#REF!=\"\",0,#REF!*F$627))))))))","v":{"$error":"#REF!"}},{"$f":"IF(#REF!=\"Interconnector\",#REF!*1,IF(#REF!=\"Wind\",#REF!*0.7,IF(#REF!=\"Marine\",#REF!*0.7,IF(#REF!=\"Nuclear\",#REF!*0.85,IF(#REF!=\"Pumped_Storage\",#REF!*0.5,IF(#REF!=\"CCS\",#REF!*0.85,IF(#REF!=\"OCGT\",#REF!*0,IF(#REF!=\"\",0,#REF!*G$627))))))))","v":{"$error":"#REF!"}},{"$f":"IF(#REF!=\"Interconnector\",#REF!*1,IF(#REF!=\"Wind\",#REF!*0.7,IF(#REF!=\"Marine\",#REF!*0.7,IF(#REF!=\"Nuclear\",#REF!*0.85,IF(#REF!=\"Pumped_Storage\",#REF!*0.5,IF(#REF!=\"CCS\",#REF!*0.85,IF(#REF!=\"OCGT\",#REF!*0,IF(#REF!=\"\",0,#REF!*H$627))))))))","v":{"$error":"#REF!"}},{"$f":"IF(#REF!=\"Interconnector\",#REF!*1,IF(#REF!=\"Wind\",#REF!*0.7,IF(#REF!=\"Marine\",#REF!*0.7,IF(#REF!=\"Nuclear\",#REF!*0.85,IF(#REF!=\"Pumped_Storage\",#REF!*0.5,IF(#REF!=\"CCS\",#REF!*0.85,IF(#REF!=\"OCGT\",#REF!*0,IF(#REF!=\"\",0,#REF!*I$627))))))))","v":{"$error":"#REF!"}},{"$f":"IF(#REF!=\"Interconnector\",#REF!*1,IF(#REF!=\"Wind\",#REF!*0.7,IF(#REF!=\"Marine\",#REF!*0.7,IF(#REF!=\"Nuclear\",#REF!*0.85,IF(#REF!=\"Pumped_Storage\",#REF!*0.5,IF(#REF!=\"CCS\",#REF!*0.85,IF(#REF!=\"OCGT\",#REF!*0,IF(#REF!=\"\",0,#REF!*J$627))))))))","v":{"$error":"#REF!"}},{"$f":"IF(#REF!=\"Interconnector\",#REF!*1,IF(#REF!=\"Wind\",#REF!*0.7,IF(#REF!=\"Marine\",#REF!*0.7,IF(#REF!=\"Nuclear\",#REF!*0.85,IF(#REF!=\"Pumped_Storage\",#REF!*0.5,IF(#REF!=\"CCS\",#REF!*0.85,IF(#REF!=\"OCGT\",#REF!*0,IF(#REF!=\"\",0,#REF!*K$627))))))))","v":{"$error":"#REF!"}},{"$f":"IF(#REF!=\"Interconnector\",#REF!*1,IF(#REF!=\"Wind\",#REF!*0.7,IF(#REF!=\"Marine\",#REF!*0.7,IF(#REF!=\"Nuclear\",#REF!*0.85,IF(#REF!=\"Pumped_Storage\",#REF!*0.5,IF(#REF!=\"CCS\",#REF!*0.85,IF(#REF!=\"OCGT\",#REF!*0,IF(#REF!=\"\",0,#REF!*L$627))))))))","v":{"$error":"#REF!"}},{"$f":"IF(#REF!=\"Interconnector\",#REF!*1,IF(#REF!=\"Wind\",#REF!*0.7,IF(#REF!=\"Marine\",#REF!*0.7,IF(#REF!=\"Nuclear\",#REF!*0.85,IF(#REF!=\"Pumped_Storage\",#REF!*0.5,IF(#REF!=\"CCS\",#REF!*0.85,IF(#REF!=\"OCGT\",#REF!*0,IF(#REF!=\"\",0,#REF!*M$627))))))))","v":{"$error":"#REF!"}},{"$f":"IF(#REF!=\"Interconnector\",#REF!*1,IF(#REF!=\"Wind\",#REF!*0.7,IF(#REF!=\"Marine\",#REF!*0.7,IF(#REF!=\"Nuclear\",#REF!*0.85,IF(#REF!=\"Pumped_Storage\",#REF!*0.5,IF(#REF!=\"CCS\",#REF!*0.85,IF(#REF!=\"OCGT\",#REF!*0,IF(#REF!=\"\",0,#REF!*N$627))))))))","v":{"$error":"#REF!"}},{"$f":"IF(#REF!=\"Interconnector\",#REF!*1,IF(#REF!=\"Wind\",#REF!*0.7,IF(#REF!=\"Marine\",#REF!*0.7,IF(#REF!=\"Nuclear\",#REF!*0.85,IF(#REF!=\"Pumped_Storage\",#REF!*0.5,IF(#REF!=\"CCS\",#REF!*0.85,IF(#REF!=\"OCGT\",#REF!*0,IF(#REF!=\"\",0,#REF!*O$627))))))))","v":{"$error":"#REF!"}}]
[{"$f":"#REF!","v":{"$error":"#REF!"}},{"$f":"#REF!","v":{"$error":"#REF!"}},{"$f":"#REF!","v":{"$error":"#REF!"}},{"$f":"#REF!","v":{"$error":"#REF!"}},{"$f":"IF(#REF!=\"Interconnector\",#REF!*1,IF(#REF!=\"Wind\",#REF!*0.7,IF(#REF!=\"Marine\",#REF!*0.7,IF(#REF!=\"Nuclear\",#REF!*0.85,IF(#REF!=\"Pumped_Storage\",#REF!*0.5,IF(#REF!=\"CCS\",#REF!*0.85,IF(#REF!=\"OCGT\",#REF!*0,IF(#REF!=\"\",0,#REF!*E$627))))))))","v":{"$error":"#REF!"}},{"$f":"IF(#REF!=\"Interconnector\",#REF!*1,IF(#REF!=\"Wind\",#REF!*0.7,IF(#REF!=\"Marine\",#REF!*0.7,IF(#REF!=\"Nuclear\",#REF!*0.85,IF(#REF!=\"Pumped_Storage\",#REF!*0.5,IF(#REF!=\"CCS\",#REF!*0.85,IF(#REF!=\"OCGT\",#REF!*0,IF(#REF!=\"\",0,#REF!*F$627))))))))","v":{"$error":"#REF!"}},{"$f":"IF(#REF!=\"Interconnector\",#REF!*1,IF(#REF!=\"Wind\",#REF!*0.7,IF(#REF!=\"Marine\",#REF!*0.7,IF(#REF!=\"Nuclear\",#REF!*0.85,IF(#REF!=\"Pumped_Storage\",#REF!*0.5,IF(#REF!=\"CCS\",#REF!*0.85,IF(#REF!=\"OCGT\",#REF!*0,IF(#REF!=\"\",0,#REF!*G$627))))))))","v":{"$error":"#REF!"}},{"$f":"IF(#REF!=\"Interconnector\",#REF!*1,IF(#REF!=\"Wind\",#REF!*0.7,IF(#REF!=\"Marine\",#REF!*0.7,IF(#REF!=\"Nuclear\",#REF!*0.85,IF(#REF!=\"Pumped_Storage\",#REF!*0.5,IF(#REF!=\"CCS\",#REF!*0.85,IF(#REF!=\"OCGT\",#REF!*0,IF(#REF!=\"\",0,#REF!*H$627))))))))","v":{"$error":"#REF!"}},{"$f":"IF(#REF!=\"Interconnector\",#REF!*1,IF(#REF!=\"Wind\",#REF!*0.7,IF(#REF!=\"Marine\",#REF!*0.7,IF(#REF!=\"Nuclear\",#REF!*0.85,IF(#REF!=\"Pumped_Storage\",#REF!*0.5,IF(#REF!=\"CCS\",#REF!*0.85,IF(#REF!=\"OCGT\",#REF!*0,IF(#REF!=\"\",0,#REF!*I$627))))))))","v":{"$error":"#REF!"}},{"$f":"IF(#REF!=\"Interconnector\",#REF!*1,IF(#REF!=\"Wind\",#REF!*0.7,IF(#REF!=\"Marine\",#REF!*0.7,IF(#REF!=\"Nuclear\",#REF!*0.85,IF(#REF!=\"Pumped_Storage\",#REF!*0.5,IF(#REF!=\"CCS\",#REF!*0.85,IF(#REF!=\"OCGT\",#REF!*0,IF(#REF!=\"\",0,#REF!*J$627))))))))","v":{"$error":"#REF!"}},{"$f":"IF(#REF!=\"Interconnector\",#REF!*1,IF(#REF!=\"Wind\",#REF!*0.7,IF(#REF!=\"Marine\",#REF!*0.7,IF(#REF!=\"Nuclear\",#REF!*0.85,IF(#REF!=\"Pumped_Storage\",#REF!*0.5,IF(#REF!=\"CCS\",#REF!*0.85,IF(#REF!=\"OCGT\",#REF!*0,IF(#REF!=\"\",0,#REF!*K$627))))))))","v":{"$error":"#REF!"}},{"$f":"IF(#REF!=\"Interconnector\",#REF!*1,IF(#REF!=\"Wind\",#REF!*0.7,IF(#REF!=\"Marine\",#REF!*0.7,IF(#REF!=\"Nuclear\",#REF!*0.85,IF(#REF!=\"Pumped_Storage\",#REF!*0.5,IF(#REF!=\"CCS\",#REF!*0.85,IF(#REF!=\"OCGT\",#REF!*0,IF(#REF!=\"\",0,#REF!*L$627))))))))","v":{"$error":"#REF!"}},{"$f":"IF(#REF!=\"Interconnector\",#REF!*1,IF(#REF!=\"Wind\",#REF!*0.7,IF(#REF!=\"Marine\",#REF!*0.7,IF(#REF!=\"Nuclear\",#REF!*0.85,IF(#REF!=\"Pumped_Storage\",#REF!*0.5,IF(#REF!=\"CCS\",#REF!*0.85,IF(#REF!=\"OCGT\",#REF!*0,IF(#REF!=\"\",0,#REF!*M$627))))))))","v":{"$error":"#REF!"}},{"$f":"IF(#REF!=\"Interconnector\",#REF!*1,IF(#REF!=\"Wind\",#REF!*0.7,IF(#REF!=\"Marine\",#REF!*0.7,IF(#REF!=\"Nuclear\",#REF!*0.85,IF(#REF!=\"Pumped_Storage\",#REF!*0.5,IF(#REF!=\"CCS\",#REF!*0.85,IF(#REF!=\"OCGT\",#REF!*0,IF(#REF!=\"\",0,#REF!*N$627))))))))","v":{"$error":"#REF!"}},{"$f":"IF(#REF!=\"Interconnector\",#REF!*1,IF(#REF!=\"Wind\",#REF!*0.7,IF(#REF!=\"Marine\",#REF!*0.7,IF(#REF!=\"Nuclear\",#REF!*0.85,IF(#REF!=\"Pumped_Storage\",#REF!*0.5,IF(#REF!=\"CCS\",#REF!*0.85,IF(#REF!=\"OCGT\",#REF!*0,IF(#REF!=\"\",0,#REF!*O$627))))))))","v":{"$error":"#REF!"}}]
[{"$f":"#REF!","v":{"$error":"#REF!"}},{"$f":"#REF!","v":{"$error":"#REF!"}},{"$f":"#REF!","v":{"$error":"#REF!"}},{"$f":"#REF!","v":{"$error":"#REF!"}},{"$f":"IF(#REF!=\"Interconnector\",#REF!*1,IF(#REF!=\"Wind\",#REF!*0.7,IF(#REF!=\"Marine\",#REF!*0.7,IF(#REF!=\"Nuclear\",#REF!*0.85,IF(#REF!=\"Pumped_Storage\",#REF!*0.5,IF(#REF!=\"CCS\",#REF!*0.85,IF(#REF!=\"OCGT\",#REF!*0,IF(#REF!=\"\",0,#REF!*E$627))))))))","v":{"$error":"#REF!"}},{"$f":"IF(#REF!=\"Interconnector\",#REF!*1,IF(#REF!=\"Wind\",#REF!*0.7,IF(#REF!=\"Marine\",#REF!*0.7,IF(#REF!=\"Nuclear\",#REF!*0.85,IF(#REF!=\"Pumped_Storage\",#REF!*0.5,IF(#REF!=\"CCS\",#REF!*0.85,IF(#REF!=\"OCGT\",#REF!*0,IF(#REF!=\"\",0,#REF!*F$627))))))))","v":{"$error":"#REF!"}},{"$f":"IF(#REF!=\"Interconnector\",#REF!*1,IF(#REF!=\"Wind\",#REF!*0.7,IF(#REF!=\"Marine\",#REF!*0.7,IF(#REF!=\"Nuclear\",#REF!*0.85,IF(#REF!=\"Pumped_Storage\",#REF!*0.5,IF(#REF!=\"CCS\",#REF!*0.85,IF(#REF!=\"OCGT\",#REF!*0,IF(#REF!=\"\",0,#REF!*G$627))))))))","v":{"$error":"#REF!"}},{"$f":"IF(#REF!=\"Interconnector\",#REF!*1,IF(#REF!=\"Wind\",#REF!*0.7,IF(#REF!=\"Marine\",#REF!*0.7,IF(#REF!=\"Nuclear\",#REF!*0.85,IF(#REF!=\"Pumped_Storage\",#REF!*0.5,IF(#REF!=\"CCS\",#REF!*0.85,IF(#REF!=\"OCGT\",#REF!*0,IF(#REF!=\"\",0,#REF!*H$627))))))))","v":{"$error":"#REF!"}},{"$f":"IF(#REF!=\"Interconnector\",#REF!*1,IF(#REF!=\"Wind\",#REF!*0.7,IF(#REF!=\"Marine\",#REF!*0.7,IF(#REF!=\"Nuclear\",#REF!*0.85,IF(#REF!=\"Pumped_Storage\",#REF!*0.5,IF(#REF!=\"CCS\",#REF!*0.85,IF(#REF!=\"OCGT\",#REF!*0,IF(#REF!=\"\",0,#REF!*I$627))))))))","v":{"$error":"#REF!"}},{"$f":"IF(#REF!=\"Interconnector\",#REF!*1,IF(#REF!=\"Wind\",#REF!*0.7,IF(#REF!=\"Marine\",#REF!*0.7,IF(#REF!=\"Nuclear\",#REF!*0.85,IF(#REF!=\"Pumped_Storage\",#REF!*0.5,IF(#REF!=\"CCS\",#REF!*0.85,IF(#REF!=\"OCGT\",#REF!*0,IF(#REF!=\"\",0,#REF!*J$627))))))))","v":{"$error":"#REF!"}},{"$f":"IF(#REF!=\"Interconnector\",#REF!*1,IF(#REF!=\"Wind\",#REF!*0.7,IF(#REF!=\"Marine\",#REF!*0.7,IF(#REF!=\"Nuclear\",#REF!*0.85,IF(#REF!=\"Pumped_Storage\",#REF!*0.5,IF(#REF!=\"CCS\",#REF!*0.85,IF(#REF!=\"OCGT\",#REF!*0,IF(#REF!=\"\",0,#REF!*K$627))))))))","v":{"$error":"#REF!"}},{"$f":"IF(#REF!=\"Interconnector\",#REF!*1,IF(#REF!=\"Wind\",#REF!*0.7,IF(#REF!=\"Marine\",#REF!*0.7,IF(#REF!=\"Nuclear\",#REF!*0.85,IF(#REF!=\"Pumped_Storage\",#REF!*0.5,IF(#REF!=\"CCS\",#REF!*0.85,IF(#REF!=\"OCGT\",#REF!*0,IF(#REF!=\"\",0,#REF!*L$627))))))))","v":{"$error":"#REF!"}},{"$f":"IF(#REF!=\"Interconnector\",#REF!*1,IF(#REF!=\"Wind\",#REF!*0.7,IF(#REF!=\"Marine\",#REF!*0.7,IF(#REF!=\"Nuclear\",#REF!*0.85,IF(#REF!=\"Pumped_Storage\",#REF!*0.5,IF(#REF!=\"CCS\",#REF!*0.85,IF(#REF!=\"OCGT\",#REF!*0,IF(#REF!=\"\",0,#REF!*M$627))))))))","v":{"$error":"#REF!"}},{"$f":"IF(#REF!=\"Interconnector\",#REF!*1,IF(#REF!=\"Wind\",#REF!*0.7,IF(#REF!=\"Marine\",#REF!*0.7,IF(#REF!=\"Nuclear\",#REF!*0.85,IF(#REF!=\"Pumped_Storage\",#REF!*0.5,IF(#REF!=\"CCS\",#REF!*0.85,IF(#REF!=\"OCGT\",#REF!*0,IF(#REF!=\"\",0,#REF!*N$627))))))))","v":{"$error":"#REF!"}},{"$f":"IF(#REF!=\"Interconnector\",#REF!*1,IF(#REF!=\"Wind\",#REF!*0.7,IF(#REF!=\"Marine\",#REF!*0.7,IF(#REF!=\"Nuclear\",#REF!*0.85,IF(#REF!=\"Pumped_Storage\",#REF!*0.5,IF(#REF!=\"CCS\",#REF!*0.85,IF(#REF!=\"OCGT\",#REF!*0,IF(#REF!=\"\",0,#REF!*O$627))))))))","v":{"$error":"#REF!"}}]
[{"$f":"#REF!","v":{"$error":"#REF!"}},{"$f":"#REF!","v":{"$error":"#REF!"}},{"$f":"#REF!","v":{"$error":"#REF!"}},{"$f":"#REF!","v":{"$error":"#REF!"}},{"$f":"IF(#REF!=\"Interconnector\",#REF!*1,IF(#REF!=\"Wind\",#REF!*0.7,IF(#REF!=\"Marine\",#REF!*0.7,IF(#REF!=\"Nuclear\",#REF!*0.85,IF(#REF!=\"Pumped_Storage\",#REF!*0.5,IF(#REF!=\"CCS\",#REF!*0.85,IF(#REF!=\"OCGT\",#REF!*0,IF(#REF!=\"\",0,#REF!*E$627))))))))","v":{"$error":"#REF!"}},{"$f":"IF(#REF!=\"Interconnector\",#REF!*1,IF(#REF!=\"Wind\",#REF!*0.7,IF(#REF!=\"Marine\",#REF!*0.7,IF(#REF!=\"Nuclear\",#REF!*0.85,IF(#REF!=\"Pumped_Storage\",#REF!*0.5,IF(#REF!=\"CCS\",#REF!*0.85,IF(#REF!=\"OCGT\",#REF!*0,IF(#REF!=\"\",0,#REF!*F$627))))))))","v":{"$error":"#REF!"}},{"$f":"IF(#REF!=\"Interconnector\",#REF!*1,IF(#REF!=\"Wind\",#REF!*0.7,IF(#REF!=\"Marine\",#REF!*0.7,IF(#REF!=\"Nuclear\",#REF!*0.85,IF(#REF!=\"Pumped_Storage\",#REF!*0.5,IF(#REF!=\"CCS\",#REF!*0.85,IF(#REF!=\"OCGT\",#REF!*0,IF(#REF!=\"\",0,#REF!*G$627))))))))","v":{"$error":"#REF!"}},{"$f":"IF(#REF!=\"Interconnector\",#REF!*1,IF(#REF!=\"Wind\",#REF!*0.7,IF(#REF!=\"Marine\",#REF!*0.7,IF(#REF!=\"Nuclear\",#REF!*0.85,IF(#REF!=\"Pumped_Storage\",#REF!*0.5,IF(#REF!=\"CCS\",#REF!*0.85,IF(#REF!=\"OCGT\",#REF!*0,IF(#REF!=\"\",0,#REF!*H$627))))))))","v":{"$error":"#REF!"}},{"$f":"IF(#REF!=\"Interconnector\",#REF!*1,IF(#REF!=\"Wind\",#REF!*0.7,IF(#REF!=\"Marine\",#REF!*0.7,IF(#REF!=\"Nuclear\",#REF!*0.85,IF(#REF!=\"Pumped_Storage\",#REF!*0.5,IF(#REF!=\"CCS\",#REF!*0.85,IF(#REF!=\"OCGT\",#REF!*0,IF(#REF!=\"\",0,#REF!*I$627))))))))","v":{"$error":"#REF!"}},{"$f":"IF(#REF!=\"Interconnector\",#REF!*1,IF(#REF!=\"Wind\",#REF!*0.7,IF(#REF!=\"Marine\",#REF!*0.7,IF(#REF!=\"Nuclear\",#REF!*0.85,IF(#REF!=\"Pumped_Storage\",#REF!*0.5,IF(#REF!=\"CCS\",#REF!*0.85,IF(#REF!=\"OCGT\",#REF!*0,IF(#REF!=\"\",0,#REF!*J$627))))))))","v":{"$error":"#REF!"}},{"$f":"IF(#REF!=\"Interconnector\",#REF!*1,IF(#REF!=\"Wind\",#REF!*0.7,IF(#REF!=\"Marine\",#REF!*0.7,IF(#REF!=\"Nuclear\",#REF!*0.85,IF(#REF!=\"Pumped_Storage\",#REF!*0.5,IF(#REF!=\"CCS\",#REF!*0.85,IF(#REF!=\"OCGT\",#REF!*0,IF(#REF!=\"\",0,#REF!*K$627))))))))","v":{"$error":"#REF!"}},{"$f":"IF(#REF!=\"Interconnector\",#REF!*1,IF(#REF!=\"Wind\",#REF!*0.7,IF(#REF!=\"Marine\",#REF!*0.7,IF(#REF!=\"Nuclear\",#REF!*0.85,IF(#REF!=\"Pumped_Storage\",#REF!*0.5,IF(#REF!=\"CCS\",#REF!*0.85,IF(#REF!=\"OCGT\",#REF!*0,IF(#REF!=\"\",0,#REF!*L$627))))))))","v":{"$error":"#REF!"}},{"$f":"IF(#REF!=\"Interconnector\",#REF!*1,IF(#REF!=\"Wind\",#REF!*0.7,IF(#REF!=\"Marine\",#REF!*0.7,IF(#REF!=\"Nuclear\",#REF!*0.85,IF(#REF!=\"Pumped_Storage\",#REF!*0.5,IF(#REF!=\"CCS\",#REF!*0.85,IF(#REF!=\"OCGT\",#REF!*0,IF(#REF!=\"\",0,#REF!*M$627))))))))","v":{"$error":"#REF!"}},{"$f":"IF(#REF!=\"Interconnector\",#REF!*1,IF(#REF!=\"Wind\",#REF!*0.7,IF(#REF!=\"Marine\",#REF!*0.7,IF(#REF!=\"Nuclear\",#REF!*0.85,IF(#REF!=\"Pumped_Storage\",#REF!*0.5,IF(#REF!=\"CCS\",#REF!*0.85,IF(#REF!=\"OCGT\",#REF!*0,IF(#REF!=\"\",0,#REF!*N$627))))))))","v":{"$error":"#REF!"}},{"$f":"IF(#REF!=\"Interconnector\",#REF!*1,IF(#REF!=\"Wind\",#REF!*0.7,IF(#REF!=\"Marine\",#REF!*0.7,IF(#REF!=\"Nuclear\",#REF!*0.85,IF(#REF!=\"Pumped_Storage\",#REF!*0.5,IF(#REF!=\"CCS\",#REF!*0.85,IF(#REF!=\"OCGT\",#REF!*0,IF(#REF!=\"\",0,#REF!*O$627))))))))","v":{"$error":"#REF!"}}]
[{"$f":"#REF!","v":{"$error":"#REF!"}},{"$f":"#REF!","v":{"$error":"#REF!"}},{"$f":"#REF!","v":{"$error":"#REF!"}},{"$f":"#REF!","v":{"$error":"#REF!"}},{"$f":"IF(#REF!=\"Interconnector\",#REF!*1,IF(#REF!=\"Wind\",#REF!*0.7,IF(#REF!=\"Marine\",#REF!*0.7,IF(#REF!=\"Nuclear\",#REF!*0.85,IF(#REF!=\"Pumped_Storage\",#REF!*0.5,IF(#REF!=\"CCS\",#REF!*0.85,IF(#REF!=\"OCGT\",#REF!*0,IF(#REF!=\"\",0,#REF!*E$627))))))))","v":{"$error":"#REF!"}},{"$f":"IF(#REF!=\"Interconnector\",#REF!*1,IF(#REF!=\"Wind\",#REF!*0.7,IF(#REF!=\"Marine\",#REF!*0.7,IF(#REF!=\"Nuclear\",#REF!*0.85,IF(#REF!=\"Pumped_Storage\",#REF!*0.5,IF(#REF!=\"CCS\",#REF!*0.85,IF(#REF!=\"OCGT\",#REF!*0,IF(#REF!=\"\",0,#REF!*F$627))))))))","v":{"$error":"#REF!"}},{"$f":"IF(#REF!=\"Interconnector\",#REF!*1,IF(#REF!=\"Wind\",#REF!*0.7,IF(#REF!=\"Marine\",#REF!*0.7,IF(#REF!=\"Nuclear\",#REF!*0.85,IF(#REF!=\"Pumped_Storage\",#REF!*0.5,IF(#REF!=\"CCS\",#REF!*0.85,IF(#REF!=\"OCGT\",#REF!*0,IF(#REF!=\"\",0,#REF!*G$627))))))))","v":{"$error":"#REF!"}},{"$f":"IF(#REF!=\"Interconnector\",#REF!*1,IF(#REF!=\"Wind\",#REF!*0.7,IF(#REF!=\"Marine\",#REF!*0.7,IF(#REF!=\"Nuclear\",#REF!*0.85,IF(#REF!=\"Pumped_Storage\",#REF!*0.5,IF(#REF!=\"CCS\",#REF!*0.85,IF(#REF!=\"OCGT\",#REF!*0,IF(#REF!=\"\",0,#REF!*H$627))))))))","v":{"$error":"#REF!"}},{"$f":"IF(#REF!=\"Interconnector\",#REF!*1,IF(#REF!=\"Wind\",#REF!*0.7,IF(#REF!=\"Marine\",#REF!*0.7,IF(#REF!=\"Nuclear\",#REF!*0.85,IF(#REF!=\"Pumped_Storage\",#REF!*0.5,IF(#REF!=\"CCS\",#REF!*0.85,IF(#REF!=\"OCGT\",#REF!*0,IF(#REF!=\"\",0,#REF!*I$627))))))))","v":{"$error":"#REF!"}},{"$f":"IF(#REF!=\"Interconnector\",#REF!*1,IF(#REF!=\"Wind\",#REF!*0.7,IF(#REF!=\"Marine\",#REF!*0.7,IF(#REF!=\"Nuclear\",#REF!*0.85,IF(#REF!=\"Pumped_Storage\",#REF!*0.5,IF(#REF!=\"CCS\",#REF!*0.85,IF(#REF!=\"OCGT\",#REF!*0,IF(#REF!=\"\",0,#REF!*J$627))))))))","v":{"$error":"#REF!"}},{"$f":"IF(#REF!=\"Interconnector\",#REF!*1,IF(#REF!=\"Wind\",#REF!*0.7,IF(#REF!=\"Marine\",#REF!*0.7,IF(#REF!=\"Nuclear\",#REF!*0.85,IF(#REF!=\"Pumped_Storage\",#REF!*0.5,IF(#REF!=\"CCS\",#REF!*0.85,IF(#REF!=\"OCGT\",#REF!*0,IF(#REF!=\"\",0,#REF!*K$627))))))))","v":{"$error":"#REF!"}},{"$f":"IF(#REF!=\"Interconnector\",#REF!*1,IF(#REF!=\"Wind\",#REF!*0.7,IF(#REF!=\"Marine\",#REF!*0.7,IF(#REF!=\"Nuclear\",#REF!*0.85,IF(#REF!=\"Pumped_Storage\",#REF!*0.5,IF(#REF!=\"CCS\",#REF!*0.85,IF(#REF!=\"OCGT\",#REF!*0,IF(#REF!=\"\",0,#REF!*L$627))))))))","v":{"$error":"#REF!"}},{"$f":"IF(#REF!=\"Interconnector\",#REF!*1,IF(#REF!=\"Wind\",#REF!*0.7,IF(#REF!=\"Marine\",#REF!*0.7,IF(#REF!=\"Nuclear\",#REF!*0.85,IF(#REF!=\"Pumped_Storage\",#REF!*0.5,IF(#REF!=\"CCS\",#REF!*0.85,IF(#REF!=\"OCGT\",#REF!*0,IF(#REF!=\"\",0,#REF!*M$627))))))))","v":{"$error":"#REF!"}},{"$f":"IF(#REF!=\"Interconnector\",#REF!*1,IF(#REF!=\"Wind\",#REF!*0.7,IF(#REF!=\"Marine\",#REF!*0.7,IF(#REF!=\"Nuclear\",#REF!*0.85,IF(#REF!=\"Pumped_Storage\",#REF!*0.5,IF(#REF!=\"CCS\",#REF!*0.85,IF(#REF!=\"OCGT\",#REF!*0,IF(#REF!=\"\",0,#REF!*N$627))))))))","v":{"$error":"#REF!"}},{"$f":"IF(#REF!=\"Interconnector\",#REF!*1,IF(#REF!=\"Wind\",#REF!*0.7,IF(#REF!=\"Marine\",#REF!*0.7,IF(#REF!=\"Nuclear\",#REF!*0.85,IF(#REF!=\"Pumped_Storage\",#REF!*0.5,IF(#REF!=\"CCS\",#REF!*0.85,IF(#REF!=\"OCGT\",#REF!*0,IF(#REF!=\"\",0,#REF!*O$627))))))))","v":{"$error":"#REF!"}}]
[{"$f":"#REF!","v":{"$error":"#REF!"}},{"$f":"#REF!","v":{"$error":"#REF!"}},{"$f":"#REF!","v":{"$error":"#REF!"}},{"$f":"#REF!","v":{"$error":"#REF!"}},{"$f":"IF(#REF!=\"Interconnector\",#REF!*1,IF(#REF!=\"Wind\",#REF!*0.7,IF(#REF!=\"Marine\",#REF!*0.7,IF(#REF!=\"Nuclear\",#REF!*0.85,IF(#REF!=\"Pumped_Storage\",#REF!*0.5,IF(#REF!=\"CCS\",#REF!*0.85,IF(#REF!=\"OCGT\",#REF!*0,IF(#REF!=\"\",0,#REF!*E$627))))))))","v":{"$error":"#REF!"}},{"$f":"IF(#REF!=\"Interconnector\",#REF!*1,IF(#REF!=\"Wind\",#REF!*0.7,IF(#REF!=\"Marine\",#REF!*0.7,IF(#REF!=\"Nuclear\",#REF!*0.85,IF(#REF!=\"Pumped_Storage\",#REF!*0.5,IF(#REF!=\"CCS\",#REF!*0.85,IF(#REF!=\"OCGT\",#REF!*0,IF(#REF!=\"\",0,#REF!*F$627))))))))","v":{"$error":"#REF!"}},{"$f":"IF(#REF!=\"Interconnector\",#REF!*1,IF(#REF!=\"Wind\",#REF!*0.7,IF(#REF!=\"Marine\",#REF!*0.7,IF(#REF!=\"Nuclear\",#REF!*0.85,IF(#REF!=\"Pumped_Storage\",#REF!*0.5,IF(#REF!=\"CCS\",#REF!*0.85,IF(#REF!=\"OCGT\",#REF!*0,IF(#REF!=\"\",0,#REF!*G$627))))))))","v":{"$error":"#REF!"}},{"$f":"IF(#REF!=\"Interconnector\",#REF!*1,IF(#REF!=\"Wind\",#REF!*0.7,IF(#REF!=\"Marine\",#REF!*0.7,IF(#REF!=\"Nuclear\",#REF!*0.85,IF(#REF!=\"Pumped_Storage\",#REF!*0.5,IF(#REF!=\"CCS\",#REF!*0.85,IF(#REF!=\"OCGT\",#REF!*0,IF(#REF!=\"\",0,#REF!*H$627))))))))","v":{"$error":"#REF!"}},{"$f":"IF(#REF!=\"Interconnector\",#REF!*1,IF(#REF!=\"Wind\",#REF!*0.7,IF(#REF!=\"Marine\",#REF!*0.7,IF(#REF!=\"Nuclear\",#REF!*0.85,IF(#REF!=\"Pumped_Storage\",#REF!*0.5,IF(#REF!=\"CCS\",#REF!*0.85,IF(#REF!=\"OCGT\",#REF!*0,IF(#REF!=\"\",0,#REF!*I$627))))))))","v":{"$error":"#REF!"}},{"$f":"IF(#REF!=\"Interconnector\",#REF!*1,IF(#REF!=\"Wind\",#REF!*0.7,IF(#REF!=\"Marine\",#REF!*0.7,IF(#REF!=\"Nuclear\",#REF!*0.85,IF(#REF!=\"Pumped_Storage\",#REF!*0.5,IF(#REF!=\"CCS\",#REF!*0.85,IF(#REF!=\"OCGT\",#REF!*0,IF(#REF!=\"\",0,#REF!*J$627))))))))","v":{"$error":"#REF!"}},{"$f":"IF(#REF!=\"Interconnector\",#REF!*1,IF(#REF!=\"Wind\",#REF!*0.7,IF(#REF!=\"Marine\",#REF!*0.7,IF(#REF!=\"Nuclear\",#REF!*0.85,IF(#REF!=\"Pumped_Storage\",#REF!*0.5,IF(#REF!=\"CCS\",#REF!*0.85,IF(#REF!=\"OCGT\",#REF!*0,IF(#REF!=\"\",0,#REF!*K$627))))))))","v":{"$error":"#REF!"}},{"$f":"IF(#REF!=\"Interconnector\",#REF!*1,IF(#REF!=\"Wind\",#REF!*0.7,IF(#REF!=\"Marine\",#REF!*0.7,IF(#REF!=\"Nuclear\",#REF!*0.85,IF(#REF!=\"Pumped_Storage\",#REF!*0.5,IF(#REF!=\"CCS\",#REF!*0.85,IF(#REF!=\"OCGT\",#REF!*0,IF(#REF!=\"\",0,#REF!*L$627))))))))","v":{"$error":"#REF!"}},{"$f":"IF(#REF!=\"Interconnector\",#REF!*1,IF(#REF!=\"Wind\",#REF!*0.7,IF(#REF!=\"Marine\",#REF!*0.7,IF(#REF!=\"Nuclear\",#REF!*0.85,IF(#REF!=\"Pumped_Storage\",#REF!*0.5,IF(#REF!=\"CCS\",#REF!*0.85,IF(#REF!=\"OCGT\",#REF!*0,IF(#REF!=\"\",0,#REF!*M$627))))))))","v":{"$error":"#REF!"}},{"$f":"IF(#REF!=\"Interconnector\",#REF!*1,IF(#REF!=\"Wind\",#REF!*0.7,IF(#REF!=\"Marine\",#REF!*0.7,IF(#REF!=\"Nuclear\",#REF!*0.85,IF(#REF!=\"Pumped_Storage\",#REF!*0.5,IF(#REF!=\"CCS\",#REF!*0.85,IF(#REF!=\"OCGT\",#REF!*0,IF(#REF!=\"\",0,#REF!*N$627))))))))","v":{"$error":"#REF!"}},{"$f":"IF(#REF!=\"Interconnector\",#REF!*1,IF(#REF!=\"Wind\",#REF!*0.7,IF(#REF!=\"Marine\",#REF!*0.7,IF(#REF!=\"Nuclear\",#REF!*0.85,IF(#REF!=\"Pumped_Storage\",#REF!*0.5,IF(#REF!=\"CCS\",#REF!*0.85,IF(#REF!=\"OCGT\",#REF!*0,IF(#REF!=\"\",0,#REF!*O$627))))))))","v":{"$error":"#REF!"}}]
[{"$f":"#REF!","v":{"$error":"#REF!"}},{"$f":"#REF!","v":{"$error":"#REF!"}},{"$f":"#REF!","v":{"$error":"#REF!"}},{"$f":"#REF!","v":{"$error":"#REF!"}},{"$f":"IF(#REF!=\"Interconnector\",#REF!*1,IF(#REF!=\"Wind\",#REF!*0.7,IF(#REF!=\"Marine\",#REF!*0.7,IF(#REF!=\"Nuclear\",#REF!*0.85,IF(#REF!=\"Pumped_Storage\",#REF!*0.5,IF(#REF!=\"CCS\",#REF!*0.85,IF(#REF!=\"OCGT\",#REF!*0,IF(#REF!=\"\",0,#REF!*E$627))))))))","v":{"$error":"#REF!"}},{"$f":"IF(#REF!=\"Interconnector\",#REF!*1,IF(#REF!=\"Wind\",#REF!*0.7,IF(#REF!=\"Marine\",#REF!*0.7,IF(#REF!=\"Nuclear\",#REF!*0.85,IF(#REF!=\"Pumped_Storage\",#REF!*0.5,IF(#REF!=\"CCS\",#REF!*0.85,IF(#REF!=\"OCGT\",#REF!*0,IF(#REF!=\"\",0,#REF!*F$627))))))))","v":{"$error":"#REF!"}},{"$f":"IF(#REF!=\"Interconnector\",#REF!*1,IF(#REF!=\"Wind\",#REF!*0.7,IF(#REF!=\"Marine\",#REF!*0.7,IF(#REF!=\"Nuclear\",#REF!*0.85,IF(#REF!=\"Pumped_Storage\",#REF!*0.5,IF(#REF!=\"CCS\",#REF!*0.85,IF(#REF!=\"OCGT\",#REF!*0,IF(#REF!=\"\",0,#REF!*G$627))))))))","v":{"$error":"#REF!"}},{"$f":"IF(#REF!=\"Interconnector\",#REF!*1,IF(#REF!=\"Wind\",#REF!*0.7,IF(#REF!=\"Marine\",#REF!*0.7,IF(#REF!=\"Nuclear\",#REF!*0.85,IF(#REF!=\"Pumped_Storage\",#REF!*0.5,IF(#REF!=\"CCS\",#REF!*0.85,IF(#REF!=\"OCGT\",#REF!*0,IF(#REF!=\"\",0,#REF!*H$627))))))))","v":{"$error":"#REF!"}},{"$f":"IF(#REF!=\"Interconnector\",#REF!*1,IF(#REF!=\"Wind\",#REF!*0.7,IF(#REF!=\"Marine\",#REF!*0.7,IF(#REF!=\"Nuclear\",#REF!*0.85,IF(#REF!=\"Pumped_Storage\",#REF!*0.5,IF(#REF!=\"CCS\",#REF!*0.85,IF(#REF!=\"OCGT\",#REF!*0,IF(#REF!=\"\",0,#REF!*I$627))))))))","v":{"$error":"#REF!"}},{"$f":"IF(#REF!=\"Interconnector\",#REF!*1,IF(#REF!=\"Wind\",#REF!*0.7,IF(#REF!=\"Marine\",#REF!*0.7,IF(#REF!=\"Nuclear\",#REF!*0.85,IF(#REF!=\"Pumped_Storage\",#REF!*0.5,IF(#REF!=\"CCS\",#REF!*0.85,IF(#REF!=\"OCGT\",#REF!*0,IF(#REF!=\"\",0,#REF!*J$627))))))))","v":{"$error":"#REF!"}},{"$f":"IF(#REF!=\"Interconnector\",#REF!*1,IF(#REF!=\"Wind\",#REF!*0.7,IF(#REF!=\"Marine\",#REF!*0.7,IF(#REF!=\"Nuclear\",#REF!*0.85,IF(#REF!=\"Pumped_Storage\",#REF!*0.5,IF(#REF!=\"CCS\",#REF!*0.85,IF(#REF!=\"OCGT\",#REF!*0,IF(#REF!=\"\",0,#REF!*K$627))))))))","v":{"$error":"#REF!"}},{"$f":"IF(#REF!=\"Interconnector\",#REF!*1,IF(#REF!=\"Wind\",#REF!*0.7,IF(#REF!=\"Marine\",#REF!*0.7,IF(#REF!=\"Nuclear\",#REF!*0.85,IF(#REF!=\"Pumped_Storage\",#REF!*0.5,IF(#REF!=\"CCS\",#REF!*0.85,IF(#REF!=\"OCGT\",#REF!*0,IF(#REF!=\"\",0,#REF!*L$627))))))))","v":{"$error":"#REF!"}},{"$f":"IF(#REF!=\"Interconnector\",#REF!*1,IF(#REF!=\"Wind\",#REF!*0.7,IF(#REF!=\"Marine\",#REF!*0.7,IF(#REF!=\"Nuclear\",#REF!*0.85,IF(#REF!=\"Pumped_Storage\",#REF!*0.5,IF(#REF!=\"CCS\",#REF!*0.85,IF(#REF!=\"OCGT\",#REF!*0,IF(#REF!=\"\",0,#REF!*M$627))))))))","v":{"$error":"#REF!"}},{"$f":"IF(#REF!=\"Interconnector\",#REF!*1,IF(#REF!=\"Wind\",#REF!*0.7,IF(#REF!=\"Marine\",#REF!*0.7,IF(#REF!=\"Nuclear\",#REF!*0.85,IF(#REF!=\"Pumped_Storage\",#REF!*0.5,IF(#REF!=\"CCS\",#REF!*0.85,IF(#REF!=\"OCGT\",#REF!*0,IF(#REF!=\"\",0,#REF!*N$627))))))))","v":{"$error":"#REF!"}},{"$f":"IF(#REF!=\"Interconnector\",#REF!*1,IF(#REF!=\"Wind\",#REF!*0.7,IF(#REF!=\"Marine\",#REF!*0.7,IF(#REF!=\"Nuclear\",#REF!*0.85,IF(#REF!=\"Pumped_Storage\",#REF!*0.5,IF(#REF!=\"CCS\",#REF!*0.85,IF(#REF!=\"OCGT\",#REF!*0,IF(#REF!=\"\",0,#REF!*O$627))))))))","v":{"$error":"#REF!"}}]
[{"$f":"#REF!","v":{"$error":"#REF!"}},{"$f":"#REF!","v":{"$error":"#REF!"}},{"$f":"#REF!","v":{"$error":"#REF!"}},{"$f":"#REF!","v":{"$error":"#REF!"}},{"$f":"IF(#REF!=\"Interconnector\",#REF!*1,IF(#REF!=\"Wind\",#REF!*0.7,IF(#REF!=\"Marine\",#REF!*0.7,IF(#REF!=\"Nuclear\",#REF!*0.85,IF(#REF!=\"Pumped_Storage\",#REF!*0.5,IF(#REF!=\"CCS\",#REF!*0.85,IF(#REF!=\"OCGT\",#REF!*0,IF(#REF!=\"\",0,#REF!*E$627))))))))","v":{"$error":"#REF!"}},{"$f":"IF(#REF!=\"Interconnector\",#REF!*1,IF(#REF!=\"Wind\",#REF!*0.7,IF(#REF!=\"Marine\",#REF!*0.7,IF(#REF!=\"Nuclear\",#REF!*0.85,IF(#REF!=\"Pumped_Storage\",#REF!*0.5,IF(#REF!=\"CCS\",#REF!*0.85,IF(#REF!=\"OCGT\",#REF!*0,IF(#REF!=\"\",0,#REF!*F$627))))))))","v":{"$error":"#REF!"}},{"$f":"IF(#REF!=\"Interconnector\",#REF!*1,IF(#REF!=\"Wind\",#REF!*0.7,IF(#REF!=\"Marine\",#REF!*0.7,IF(#REF!=\"Nuclear\",#REF!*0.85,IF(#REF!=\"Pumped_Storage\",#REF!*0.5,IF(#REF!=\"CCS\",#REF!*0.85,IF(#REF!=\"OCGT\",#REF!*0,IF(#REF!=\"\",0,#REF!*G$627))))))))","v":{"$error":"#REF!"}},{"$f":"IF(#REF!=\"Interconnector\",#REF!*1,IF(#REF!=\"Wind\",#REF!*0.7,IF(#REF!=\"Marine\",#REF!*0.7,IF(#REF!=\"Nuclear\",#REF!*0.85,IF(#REF!=\"Pumped_Storage\",#REF!*0.5,IF(#REF!=\"CCS\",#REF!*0.85,IF(#REF!=\"OCGT\",#REF!*0,IF(#REF!=\"\",0,#REF!*H$627))))))))","v":{"$error":"#REF!"}},{"$f":"IF(#REF!=\"Interconnector\",#REF!*1,IF(#REF!=\"Wind\",#REF!*0.7,IF(#REF!=\"Marine\",#REF!*0.7,IF(#REF!=\"Nuclear\",#REF!*0.85,IF(#REF!=\"Pumped_Storage\",#REF!*0.5,IF(#REF!=\"CCS\",#REF!*0.85,IF(#REF!=\"OCGT\",#REF!*0,IF(#REF!=\"\",0,#REF!*I$627))))))))","v":{"$error":"#REF!"}},{"$f":"IF(#REF!=\"Interconnector\",#REF!*1,IF(#REF!=\"Wind\",#REF!*0.7,IF(#REF!=\"Marine\",#REF!*0.7,IF(#REF!=\"Nuclear\",#REF!*0.85,IF(#REF!=\"Pumped_Storage\",#REF!*0.5,IF(#REF!=\"CCS\",#REF!*0.85,IF(#REF!=\"OCGT\",#REF!*0,IF(#REF!=\"\",0,#REF!*J$627))))))))","v":{"$error":"#REF!"}},{"$f":"IF(#REF!=\"Interconnector\",#REF!*1,IF(#REF!=\"Wind\",#REF!*0.7,IF(#REF!=\"Marine\",#REF!*0.7,IF(#REF!=\"Nuclear\",#REF!*0.85,IF(#REF!=\"Pumped_Storage\",#REF!*0.5,IF(#REF!=\"CCS\",#REF!*0.85,IF(#REF!=\"OCGT\",#REF!*0,IF(#REF!=\"\",0,#REF!*K$627))))))))","v":{"$error":"#REF!"}},{"$f":"IF(#REF!=\"Interconnector\",#REF!*1,IF(#REF!=\"Wind\",#REF!*0.7,IF(#REF!=\"Marine\",#REF!*0.7,IF(#REF!=\"Nuclear\",#REF!*0.85,IF(#REF!=\"Pumped_Storage\",#REF!*0.5,IF(#REF!=\"CCS\",#REF!*0.85,IF(#REF!=\"OCGT\",#REF!*0,IF(#REF!=\"\",0,#REF!*L$627))))))))","v":{"$error":"#REF!"}},{"$f":"IF(#REF!=\"Interconnector\",#REF!*1,IF(#REF!=\"Wind\",#REF!*0.7,IF(#REF!=\"Marine\",#REF!*0.7,IF(#REF!=\"Nuclear\",#REF!*0.85,IF(#REF!=\"Pumped_Storage\",#REF!*0.5,IF(#REF!=\"CCS\",#REF!*0.85,IF(#REF!=\"OCGT\",#REF!*0,IF(#REF!=\"\",0,#REF!*M$627))))))))","v":{"$error":"#REF!"}},{"$f":"IF(#REF!=\"Interconnector\",#REF!*1,IF(#REF!=\"Wind\",#REF!*0.7,IF(#REF!=\"Marine\",#REF!*0.7,IF(#REF!=\"Nuclear\",#REF!*0.85,IF(#REF!=\"Pumped_Storage\",#REF!*0.5,IF(#REF!=\"CCS\",#REF!*0.85,IF(#REF!=\"OCGT\",#REF!*0,IF(#REF!=\"\",0,#REF!*N$627))))))))","v":{"$error":"#REF!"}},{"$f":"IF(#REF!=\"Interconnector\",#REF!*1,IF(#REF!=\"Wind\",#REF!*0.7,IF(#REF!=\"Marine\",#REF!*0.7,IF(#REF!=\"Nuclear\",#REF!*0.85,IF(#REF!=\"Pumped_Storage\",#REF!*0.5,IF(#REF!=\"CCS\",#REF!*0.85,IF(#REF!=\"OCGT\",#REF!*0,IF(#REF!=\"\",0,#REF!*O$627))))))))","v":{"$error":"#REF!"}}]
[{"$f":"#REF!","v":{"$error":"#REF!"}},{"$f":"#REF!","v":{"$error":"#REF!"}},{"$f":"#REF!","v":{"$error":"#REF!"}},{"$f":"#REF!","v":{"$error":"#REF!"}},{"$f":"IF(#REF!=\"Interconnector\",#REF!*1,IF(#REF!=\"Wind\",#REF!*0.7,IF(#REF!=\"Marine\",#REF!*0.7,IF(#REF!=\"Nuclear\",#REF!*0.85,IF(#REF!=\"Pumped_Storage\",#REF!*0.5,IF(#REF!=\"CCS\",#REF!*0.85,IF(#REF!=\"OCGT\",#REF!*0,IF(#REF!=\"\",0,#REF!*E$627))))))))","v":{"$error":"#REF!"}},{"$f":"IF(#REF!=\"Interconnector\",#REF!*1,IF(#REF!=\"Wind\",#REF!*0.7,IF(#REF!=\"Marine\",#REF!*0.7,IF(#REF!=\"Nuclear\",#REF!*0.85,IF(#REF!=\"Pumped_Storage\",#REF!*0.5,IF(#REF!=\"CCS\",#REF!*0.85,IF(#REF!=\"OCGT\",#REF!*0,IF(#REF!=\"\",0,#REF!*F$627))))))))","v":{"$error":"#REF!"}},{"$f":"IF(#REF!=\"Interconnector\",#REF!*1,IF(#REF!=\"Wind\",#REF!*0.7,IF(#REF!=\"Marine\",#REF!*0.7,IF(#REF!=\"Nuclear\",#REF!*0.85,IF(#REF!=\"Pumped_Storage\",#REF!*0.5,IF(#REF!=\"CCS\",#REF!*0.85,IF(#REF!=\"OCGT\",#REF!*0,IF(#REF!=\"\",0,#REF!*G$627))))))))","v":{"$error":"#REF!"}},{"$f":"IF(#REF!=\"Interconnector\",#REF!*1,IF(#REF!=\"Wind\",#REF!*0.7,IF(#REF!=\"Marine\",#REF!*0.7,IF(#REF!=\"Nuclear\",#REF!*0.85,IF(#REF!=\"Pumped_Storage\",#REF!*0.5,IF(#REF!=\"CCS\",#REF!*0.85,IF(#REF!=\"OCGT\",#REF!*0,IF(#REF!=\"\",0,#REF!*H$627))))))))","v":{"$error":"#REF!"}},{"$f":"IF(#REF!=\"Interconnector\",#REF!*1,IF(#REF!=\"Wind\",#REF!*0.7,IF(#REF!=\"Marine\",#REF!*0.7,IF(#REF!=\"Nuclear\",#REF!*0.85,IF(#REF!=\"Pumped_Storage\",#REF!*0.5,IF(#REF!=\"CCS\",#REF!*0.85,IF(#REF!=\"OCGT\",#REF!*0,IF(#REF!=\"\",0,#REF!*I$627))))))))","v":{"$error":"#REF!"}},{"$f":"IF(#REF!=\"Interconnector\",#REF!*1,IF(#REF!=\"Wind\",#REF!*0.7,IF(#REF!=\"Marine\",#REF!*0.7,IF(#REF!=\"Nuclear\",#REF!*0.85,IF(#REF!=\"Pumped_Storage\",#REF!*0.5,IF(#REF!=\"CCS\",#REF!*0.85,IF(#REF!=\"OCGT\",#REF!*0,IF(#REF!=\"\",0,#REF!*J$627))))))))","v":{"$error":"#REF!"}},{"$f":"IF(#REF!=\"Interconnector\",#REF!*1,IF(#REF!=\"Wind\",#REF!*0.7,IF(#REF!=\"Marine\",#REF!*0.7,IF(#REF!=\"Nuclear\",#REF!*0.85,IF(#REF!=\"Pumped_Storage\",#REF!*0.5,IF(#REF!=\"CCS\",#REF!*0.85,IF(#REF!=\"OCGT\",#REF!*0,IF(#REF!=\"\",0,#REF!*K$627))))))))","v":{"$error":"#REF!"}},{"$f":"IF(#REF!=\"Interconnector\",#REF!*1,IF(#REF!=\"Wind\",#REF!*0.7,IF(#REF!=\"Marine\",#REF!*0.7,IF(#REF!=\"Nuclear\",#REF!*0.85,IF(#REF!=\"Pumped_Storage\",#REF!*0.5,IF(#REF!=\"CCS\",#REF!*0.85,IF(#REF!=\"OCGT\",#REF!*0,IF(#REF!=\"\",0,#REF!*L$627))))))))","v":{"$error":"#REF!"}},{"$f":"IF(#REF!=\"Interconnector\",#REF!*1,IF(#REF!=\"Wind\",#REF!*0.7,IF(#REF!=\"Marine\",#REF!*0.7,IF(#REF!=\"Nuclear\",#REF!*0.85,IF(#REF!=\"Pumped_Storage\",#REF!*0.5,IF(#REF!=\"CCS\",#REF!*0.85,IF(#REF!=\"OCGT\",#REF!*0,IF(#REF!=\"\",0,#REF!*M$627))))))))","v":{"$error":"#REF!"}},{"$f":"IF(#REF!=\"Interconnector\",#REF!*1,IF(#REF!=\"Wind\",#REF!*0.7,IF(#REF!=\"Marine\",#REF!*0.7,IF(#REF!=\"Nuclear\",#REF!*0.85,IF(#REF!=\"Pumped_Storage\",#REF!*0.5,IF(#REF!=\"CCS\",#REF!*0.85,IF(#REF!=\"OCGT\",#REF!*0,IF(#REF!=\"\",0,#REF!*N$627))))))))","v":{"$error":"#REF!"}},{"$f":"IF(#REF!=\"Interconnector\",#REF!*1,IF(#REF!=\"Wind\",#REF!*0.7,IF(#REF!=\"Marine\",#REF!*0.7,IF(#REF!=\"Nuclear\",#REF!*0.85,IF(#REF!=\"Pumped_Storage\",#REF!*0.5,IF(#REF!=\"CCS\",#REF!*0.85,IF(#REF!=\"OCGT\",#REF!*0,IF(#REF!=\"\",0,#REF!*O$627))))))))","v":{"$error":"#REF!"}}]
[{"$f":"#REF!","v":{"$error":"#REF!"}},{"$f":"#REF!","v":{"$error":"#REF!"}},{"$f":"#REF!","v":{"$error":"#REF!"}},{"$f":"#REF!","v":{"$error":"#REF!"}},{"$f":"IF(#REF!=\"Interconnector\",#REF!*1,IF(#REF!=\"Wind\",#REF!*0.7,IF(#REF!=\"Marine\",#REF!*0.7,IF(#REF!=\"Nuclear\",#REF!*0.85,IF(#REF!=\"Pumped_Storage\",#REF!*0.5,IF(#REF!=\"CCS\",#REF!*0.85,IF(#REF!=\"OCGT\",#REF!*0,IF(#REF!=\"\",0,#REF!*E$627))))))))","v":{"$error":"#REF!"}},{"$f":"IF(#REF!=\"Interconnector\",#REF!*1,IF(#REF!=\"Wind\",#REF!*0.7,IF(#REF!=\"Marine\",#REF!*0.7,IF(#REF!=\"Nuclear\",#REF!*0.85,IF(#REF!=\"Pumped_Storage\",#REF!*0.5,IF(#REF!=\"CCS\",#REF!*0.85,IF(#REF!=\"OCGT\",#REF!*0,IF(#REF!=\"\",0,#REF!*F$627))))))))","v":{"$error":"#REF!"}},{"$f":"IF(#REF!=\"Interconnector\",#REF!*1,IF(#REF!=\"Wind\",#REF!*0.7,IF(#REF!=\"Marine\",#REF!*0.7,IF(#REF!=\"Nuclear\",#REF!*0.85,IF(#REF!=\"Pumped_Storage\",#REF!*0.5,IF(#REF!=\"CCS\",#REF!*0.85,IF(#REF!=\"OCGT\",#REF!*0,IF(#REF!=\"\",0,#REF!*G$627))))))))","v":{"$error":"#REF!"}},{"$f":"IF(#REF!=\"Interconnector\",#REF!*1,IF(#REF!=\"Wind\",#REF!*0.7,IF(#REF!=\"Marine\",#REF!*0.7,IF(#REF!=\"Nuclear\",#REF!*0.85,IF(#REF!=\"Pumped_Storage\",#REF!*0.5,IF(#REF!=\"CCS\",#REF!*0.85,IF(#REF!=\"OCGT\",#REF!*0,IF(#REF!=\"\",0,#REF!*H$627))))))))","v":{"$error":"#REF!"}},{"$f":"IF(#REF!=\"Interconnector\",#REF!*1,IF(#REF!=\"Wind\",#REF!*0.7,IF(#REF!=\"Marine\",#REF!*0.7,IF(#REF!=\"Nuclear\",#REF!*0.85,IF(#REF!=\"Pumped_Storage\",#REF!*0.5,IF(#REF!=\"CCS\",#REF!*0.85,IF(#REF!=\"OCGT\",#REF!*0,IF(#REF!=\"\",0,#REF!*I$627))))))))","v":{"$error":"#REF!"}},{"$f":"IF(#REF!=\"Interconnector\",#REF!*1,IF(#REF!=\"Wind\",#REF!*0.7,IF(#REF!=\"Marine\",#REF!*0.7,IF(#REF!=\"Nuclear\",#REF!*0.85,IF(#REF!=\"Pumped_Storage\",#REF!*0.5,IF(#REF!=\"CCS\",#REF!*0.85,IF(#REF!=\"OCGT\",#REF!*0,IF(#REF!=\"\",0,#REF!*J$627))))))))","v":{"$error":"#REF!"}},{"$f":"IF(#REF!=\"Interconnector\",#REF!*1,IF(#REF!=\"Wind\",#REF!*0.7,IF(#REF!=\"Marine\",#REF!*0.7,IF(#REF!=\"Nuclear\",#REF!*0.85,IF(#REF!=\"Pumped_Storage\",#REF!*0.5,IF(#REF!=\"CCS\",#REF!*0.85,IF(#REF!=\"OCGT\",#REF!*0,IF(#REF!=\"\",0,#REF!*K$627))))))))","v":{"$error":"#REF!"}},{"$f":"IF(#REF!=\"Interconnector\",#REF!*1,IF(#REF!=\"Wind\",#REF!*0.7,IF(#REF!=\"Marine\",#REF!*0.7,IF(#REF!=\"Nuclear\",#REF!*0.85,IF(#REF!=\"Pumped_Storage\",#REF!*0.5,IF(#REF!=\"CCS\",#REF!*0.85,IF(#REF!=\"OCGT\",#REF!*0,IF(#REF!=\"\",0,#REF!*L$627))))))))","v":{"$error":"#REF!"}},{"$f":"IF(#REF!=\"Interconnector\",#REF!*1,IF(#REF!=\"Wind\",#REF!*0.7,IF(#REF!=\"Marine\",#REF!*0.7,IF(#REF!=\"Nuclear\",#REF!*0.85,IF(#REF!=\"Pumped_Storage\",#REF!*0.5,IF(#REF!=\"CCS\",#REF!*0.85,IF(#REF!=\"OCGT\",#REF!*0,IF(#REF!=\"\",0,#REF!*M$627))))))))","v":{"$error":"#REF!"}},{"$f":"IF(#REF!=\"Interconnector\",#REF!*1,IF(#REF!=\"Wind\",#REF!*0.7,IF(#REF!=\"Marine\",#REF!*0.7,IF(#REF!=\"Nuclear\",#REF!*0.85,IF(#REF!=\"Pumped_Storage\",#REF!*0.5,IF(#REF!=\"CCS\",#REF!*0.85,IF(#REF!=\"OCGT\",#REF!*0,IF(#REF!=\"\",0,#REF!*N$627))))))))","v":{"$error":"#REF!"}},{"$f":"IF(#REF!=\"Interconnector\",#REF!*1,IF(#REF!=\"Wind\",#REF!*0.7,IF(#REF!=\"Marine\",#REF!*0.7,IF(#REF!=\"Nuclear\",#REF!*0.85,IF(#REF!=\"Pumped_Storage\",#REF!*0.5,IF(#REF!=\"CCS\",#REF!*0.85,IF(#REF!=\"OCGT\",#REF!*0,IF(#REF!=\"\",0,#REF!*O$627))))))))","v":{"$error":"#REF!"}}]
[{"$f":"#REF!","v":{"$error":"#REF!"}},{"$f":"#REF!","v":{"$error":"#REF!"}},{"$f":"#REF!","v":{"$error":"#REF!"}},{"$f":"#REF!","v":{"$error":"#REF!"}},{"$f":"IF(#REF!=\"Interconnector\",#REF!*1,IF(#REF!=\"Wind\",#REF!*0.7,IF(#REF!=\"Marine\",#REF!*0.7,IF(#REF!=\"Nuclear\",#REF!*0.85,IF(#REF!=\"Pumped_Storage\",#REF!*0.5,IF(#REF!=\"CCS\",#REF!*0.85,IF(#REF!=\"OCGT\",#REF!*0,IF(#REF!=\"\",0,#REF!*E$627))))))))","v":{"$error":"#REF!"}},{"$f":"IF(#REF!=\"Interconnector\",#REF!*1,IF(#REF!=\"Wind\",#REF!*0.7,IF(#REF!=\"Marine\",#REF!*0.7,IF(#REF!=\"Nuclear\",#REF!*0.85,IF(#REF!=\"Pumped_Storage\",#REF!*0.5,IF(#REF!=\"CCS\",#REF!*0.85,IF(#REF!=\"OCGT\",#REF!*0,IF(#REF!=\"\",0,#REF!*F$627))))))))","v":{"$error":"#REF!"}},{"$f":"IF(#REF!=\"Interconnector\",#REF!*1,IF(#REF!=\"Wind\",#REF!*0.7,IF(#REF!=\"Marine\",#REF!*0.7,IF(#REF!=\"Nuclear\",#REF!*0.85,IF(#REF!=\"Pumped_Storage\",#REF!*0.5,IF(#REF!=\"CCS\",#REF!*0.85,IF(#REF!=\"OCGT\",#REF!*0,IF(#REF!=\"\",0,#REF!*G$627))))))))","v":{"$error":"#REF!"}},{"$f":"IF(#REF!=\"Interconnector\",#REF!*1,IF(#REF!=\"Wind\",#REF!*0.7,IF(#REF!=\"Marine\",#REF!*0.7,IF(#REF!=\"Nuclear\",#REF!*0.85,IF(#REF!=\"Pumped_Storage\",#REF!*0.5,IF(#REF!=\"CCS\",#REF!*0.85,IF(#REF!=\"OCGT\",#REF!*0,IF(#REF!=\"\",0,#REF!*H$627))))))))","v":{"$error":"#REF!"}},{"$f":"IF(#REF!=\"Interconnector\",#REF!*1,IF(#REF!=\"Wind\",#REF!*0.7,IF(#REF!=\"Marine\",#REF!*0.7,IF(#REF!=\"Nuclear\",#REF!*0.85,IF(#REF!=\"Pumped_Storage\",#REF!*0.5,IF(#REF!=\"CCS\",#REF!*0.85,IF(#REF!=\"OCGT\",#REF!*0,IF(#REF!=\"\",0,#REF!*I$627))))))))","v":{"$error":"#REF!"}},{"$f":"IF(#REF!=\"Interconnector\",#REF!*1,IF(#REF!=\"Wind\",#REF!*0.7,IF(#REF!=\"Marine\",#REF!*0.7,IF(#REF!=\"Nuclear\",#REF!*0.85,IF(#REF!=\"Pumped_Storage\",#REF!*0.5,IF(#REF!=\"CCS\",#REF!*0.85,IF(#REF!=\"OCGT\",#REF!*0,IF(#REF!=\"\",0,#REF!*J$627))))))))","v":{"$error":"#REF!"}},{"$f":"IF(#REF!=\"Interconnector\",#REF!*1,IF(#REF!=\"Wind\",#REF!*0.7,IF(#REF!=\"Marine\",#REF!*0.7,IF(#REF!=\"Nuclear\",#REF!*0.85,IF(#REF!=\"Pumped_Storage\",#REF!*0.5,IF(#REF!=\"CCS\",#REF!*0.85,IF(#REF!=\"OCGT\",#REF!*0,IF(#REF!=\"\",0,#REF!*K$627))))))))","v":{"$error":"#REF!"}},{"$f":"IF(#REF!=\"Interconnector\",#REF!*1,IF(#REF!=\"Wind\",#REF!*0.7,IF(#REF!=\"Marine\",#REF!*0.7,IF(#REF!=\"Nuclear\",#REF!*0.85,IF(#REF!=\"Pumped_Storage\",#REF!*0.5,IF(#REF!=\"CCS\",#REF!*0.85,IF(#REF!=\"OCGT\",#REF!*0,IF(#REF!=\"\",0,#REF!*L$627))))))))","v":{"$error":"#REF!"}},{"$f":"IF(#REF!=\"Interconnector\",#REF!*1,IF(#REF!=\"Wind\",#REF!*0.7,IF(#REF!=\"Marine\",#REF!*0.7,IF(#REF!=\"Nuclear\",#REF!*0.85,IF(#REF!=\"Pumped_Storage\",#REF!*0.5,IF(#REF!=\"CCS\",#REF!*0.85,IF(#REF!=\"OCGT\",#REF!*0,IF(#REF!=\"\",0,#REF!*M$627))))))))","v":{"$error":"#REF!"}},{"$f":"IF(#REF!=\"Interconnector\",#REF!*1,IF(#REF!=\"Wind\",#REF!*0.7,IF(#REF!=\"Marine\",#REF!*0.7,IF(#REF!=\"Nuclear\",#REF!*0.85,IF(#REF!=\"Pumped_Storage\",#REF!*0.5,IF(#REF!=\"CCS\",#REF!*0.85,IF(#REF!=\"OCGT\",#REF!*0,IF(#REF!=\"\",0,#REF!*N$627))))))))","v":{"$error":"#REF!"}},{"$f":"IF(#REF!=\"Interconnector\",#REF!*1,IF(#REF!=\"Wind\",#REF!*0.7,IF(#REF!=\"Marine\",#REF!*0.7,IF(#REF!=\"Nuclear\",#REF!*0.85,IF(#REF!=\"Pumped_Storage\",#REF!*0.5,IF(#REF!=\"CCS\",#REF!*0.85,IF(#REF!=\"OCGT\",#REF!*0,IF(#REF!=\"\",0,#REF!*O$627))))))))","v":{"$error":"#REF!"}}]
[{"$f":"#REF!","v":{"$error":"#REF!"}},{"$f":"#REF!","v":{"$error":"#REF!"}},{"$f":"#REF!","v":{"$error":"#REF!"}},{"$f":"#REF!","v":{"$error":"#REF!"}},{"$f":"IF(#REF!=\"Interconnector\",#REF!*1,IF(#REF!=\"Wind\",#REF!*0.7,IF(#REF!=\"Marine\",#REF!*0.7,IF(#REF!=\"Nuclear\",#REF!*0.85,IF(#REF!=\"Pumped_Storage\",#REF!*0.5,IF(#REF!=\"CCS\",#REF!*0.85,IF(#REF!=\"OCGT\",#REF!*0,IF(#REF!=\"\",0,#REF!*E$627))))))))","v":{"$error":"#REF!"}},{"$f":"IF(#REF!=\"Interconnector\",#REF!*1,IF(#REF!=\"Wind\",#REF!*0.7,IF(#REF!=\"Marine\",#REF!*0.7,IF(#REF!=\"Nuclear\",#REF!*0.85,IF(#REF!=\"Pumped_Storage\",#REF!*0.5,IF(#REF!=\"CCS\",#REF!*0.85,IF(#REF!=\"OCGT\",#REF!*0,IF(#REF!=\"\",0,#REF!*F$627))))))))","v":{"$error":"#REF!"}},{"$f":"IF(#REF!=\"Interconnector\",#REF!*1,IF(#REF!=\"Wind\",#REF!*0.7,IF(#REF!=\"Marine\",#REF!*0.7,IF(#REF!=\"Nuclear\",#REF!*0.85,IF(#REF!=\"Pumped_Storage\",#REF!*0.5,IF(#REF!=\"CCS\",#REF!*0.85,IF(#REF!=\"OCGT\",#REF!*0,IF(#REF!=\"\",0,#REF!*G$627))))))))","v":{"$error":"#REF!"}},{"$f":"IF(#REF!=\"Interconnector\",#REF!*1,IF(#REF!=\"Wind\",#REF!*0.7,IF(#REF!=\"Marine\",#REF!*0.7,IF(#REF!=\"Nuclear\",#REF!*0.85,IF(#REF!=\"Pumped_Storage\",#REF!*0.5,IF(#REF!=\"CCS\",#REF!*0.85,IF(#REF!=\"OCGT\",#REF!*0,IF(#REF!=\"\",0,#REF!*H$627))))))))","v":{"$error":"#REF!"}},{"$f":"IF(#REF!=\"Interconnector\",#REF!*1,IF(#REF!=\"Wind\",#REF!*0.7,IF(#REF!=\"Marine\",#REF!*0.7,IF(#REF!=\"Nuclear\",#REF!*0.85,IF(#REF!=\"Pumped_Storage\",#REF!*0.5,IF(#REF!=\"CCS\",#REF!*0.85,IF(#REF!=\"OCGT\",#REF!*0,IF(#REF!=\"\",0,#REF!*I$627))))))))","v":{"$error":"#REF!"}},{"$f":"IF(#REF!=\"Interconnector\",#REF!*1,IF(#REF!=\"Wind\",#REF!*0.7,IF(#REF!=\"Marine\",#REF!*0.7,IF(#REF!=\"Nuclear\",#REF!*0.85,IF(#REF!=\"Pumped_Storage\",#REF!*0.5,IF(#REF!=\"CCS\",#REF!*0.85,IF(#REF!=\"OCGT\",#REF!*0,IF(#REF!=\"\",0,#REF!*J$627))))))))","v":{"$error":"#REF!"}},{"$f":"IF(#REF!=\"Interconnector\",#REF!*1,IF(#REF!=\"Wind\",#REF!*0.7,IF(#REF!=\"Marine\",#REF!*0.7,IF(#REF!=\"Nuclear\",#REF!*0.85,IF(#REF!=\"Pumped_Storage\",#REF!*0.5,IF(#REF!=\"CCS\",#REF!*0.85,IF(#REF!=\"OCGT\",#REF!*0,IF(#REF!=\"\",0,#REF!*K$627))))))))","v":{"$error":"#REF!"}},{"$f":"IF(#REF!=\"Interconnector\",#REF!*1,IF(#REF!=\"Wind\",#REF!*0.7,IF(#REF!=\"Marine\",#REF!*0.7,IF(#REF!=\"Nuclear\",#REF!*0.85,IF(#REF!=\"Pumped_Storage\",#REF!*0.5,IF(#REF!=\"CCS\",#REF!*0.85,IF(#REF!=\"OCGT\",#REF!*0,IF(#REF!=\"\",0,#REF!*L$627))))))))","v":{"$error":"#REF!"}},{"$f":"IF(#REF!=\"Interconnector\",#REF!*1,IF(#REF!=\"Wind\",#REF!*0.7,IF(#REF!=\"Marine\",#REF!*0.7,IF(#REF!=\"Nuclear\",#REF!*0.85,IF(#REF!=\"Pumped_Storage\",#REF!*0.5,IF(#REF!=\"CCS\",#REF!*0.85,IF(#REF!=\"OCGT\",#REF!*0,IF(#REF!=\"\",0,#REF!*M$627))))))))","v":{"$error":"#REF!"}},{"$f":"IF(#REF!=\"Interconnector\",#REF!*1,IF(#REF!=\"Wind\",#REF!*0.7,IF(#REF!=\"Marine\",#REF!*0.7,IF(#REF!=\"Nuclear\",#REF!*0.85,IF(#REF!=\"Pumped_Storage\",#REF!*0.5,IF(#REF!=\"CCS\",#REF!*0.85,IF(#REF!=\"OCGT\",#REF!*0,IF(#REF!=\"\",0,#REF!*N$627))))))))","v":{"$error":"#REF!"}},{"$f":"IF(#REF!=\"Interconnector\",#REF!*1,IF(#REF!=\"Wind\",#REF!*0.7,IF(#REF!=\"Marine\",#REF!*0.7,IF(#REF!=\"Nuclear\",#REF!*0.85,IF(#REF!=\"Pumped_Storage\",#REF!*0.5,IF(#REF!=\"CCS\",#REF!*0.85,IF(#REF!=\"OCGT\",#REF!*0,IF(#REF!=\"\",0,#REF!*O$627))))))))","v":{"$error":"#REF!"}}]
[{"$f":"#REF!","v":{"$error":"#REF!"}},{"$f":"#REF!","v":{"$error":"#REF!"}},{"$f":"#REF!","v":{"$error":"#REF!"}},{"$f":"#REF!","v":{"$error":"#REF!"}},{"$f":"IF(#REF!=\"Interconnector\",#REF!*1,IF(#REF!=\"Wind\",#REF!*0.7,IF(#REF!=\"Marine\",#REF!*0.7,IF(#REF!=\"Nuclear\",#REF!*0.85,IF(#REF!=\"Pumped_Storage\",#REF!*0.5,IF(#REF!=\"CCS\",#REF!*0.85,IF(#REF!=\"OCGT\",#REF!*0,IF(#REF!=\"\",0,#REF!*E$627))))))))","v":{"$error":"#REF!"}},{"$f":"IF(#REF!=\"Interconnector\",#REF!*1,IF(#REF!=\"Wind\",#REF!*0.7,IF(#REF!=\"Marine\",#REF!*0.7,IF(#REF!=\"Nuclear\",#REF!*0.85,IF(#REF!=\"Pumped_Storage\",#REF!*0.5,IF(#REF!=\"CCS\",#REF!*0.85,IF(#REF!=\"OCGT\",#REF!*0,IF(#REF!=\"\",0,#REF!*F$627))))))))","v":{"$error":"#REF!"}},{"$f":"IF(#REF!=\"Interconnector\",#REF!*1,IF(#REF!=\"Wind\",#REF!*0.7,IF(#REF!=\"Marine\",#REF!*0.7,IF(#REF!=\"Nuclear\",#REF!*0.85,IF(#REF!=\"Pumped_Storage\",#REF!*0.5,IF(#REF!=\"CCS\",#REF!*0.85,IF(#REF!=\"OCGT\",#REF!*0,IF(#REF!=\"\",0,#REF!*G$627))))))))","v":{"$error":"#REF!"}},{"$f":"IF(#REF!=\"Interconnector\",#REF!*1,IF(#REF!=\"Wind\",#REF!*0.7,IF(#REF!=\"Marine\",#REF!*0.7,IF(#REF!=\"Nuclear\",#REF!*0.85,IF(#REF!=\"Pumped_Storage\",#REF!*0.5,IF(#REF!=\"CCS\",#REF!*0.85,IF(#REF!=\"OCGT\",#REF!*0,IF(#REF!=\"\",0,#REF!*H$627))))))))","v":{"$error":"#REF!"}},{"$f":"IF(#REF!=\"Interconnector\",#REF!*1,IF(#REF!=\"Wind\",#REF!*0.7,IF(#REF!=\"Marine\",#REF!*0.7,IF(#REF!=\"Nuclear\",#REF!*0.85,IF(#REF!=\"Pumped_Storage\",#REF!*0.5,IF(#REF!=\"CCS\",#REF!*0.85,IF(#REF!=\"OCGT\",#REF!*0,IF(#REF!=\"\",0,#REF!*I$627))))))))","v":{"$error":"#REF!"}},{"$f":"IF(#REF!=\"Interconnector\",#REF!*1,IF(#REF!=\"Wind\",#REF!*0.7,IF(#REF!=\"Marine\",#REF!*0.7,IF(#REF!=\"Nuclear\",#REF!*0.85,IF(#REF!=\"Pumped_Storage\",#REF!*0.5,IF(#REF!=\"CCS\",#REF!*0.85,IF(#REF!=\"OCGT\",#REF!*0,IF(#REF!=\"\",0,#REF!*J$627))))))))","v":{"$error":"#REF!"}},{"$f":"IF(#REF!=\"Interconnector\",#REF!*1,IF(#REF!=\"Wind\",#REF!*0.7,IF(#REF!=\"Marine\",#REF!*0.7,IF(#REF!=\"Nuclear\",#REF!*0.85,IF(#REF!=\"Pumped_Storage\",#REF!*0.5,IF(#REF!=\"CCS\",#REF!*0.85,IF(#REF!=\"OCGT\",#REF!*0,IF(#REF!=\"\",0,#REF!*K$627))))))))","v":{"$error":"#REF!"}},{"$f":"IF(#REF!=\"Interconnector\",#REF!*1,IF(#REF!=\"Wind\",#REF!*0.7,IF(#REF!=\"Marine\",#REF!*0.7,IF(#REF!=\"Nuclear\",#REF!*0.85,IF(#REF!=\"Pumped_Storage\",#REF!*0.5,IF(#REF!=\"CCS\",#REF!*0.85,IF(#REF!=\"OCGT\",#REF!*0,IF(#REF!=\"\",0,#REF!*L$627))))))))","v":{"$error":"#REF!"}},{"$f":"IF(#REF!=\"Interconnector\",#REF!*1,IF(#REF!=\"Wind\",#REF!*0.7,IF(#REF!=\"Marine\",#REF!*0.7,IF(#REF!=\"Nuclear\",#REF!*0.85,IF(#REF!=\"Pumped_Storage\",#REF!*0.5,IF(#REF!=\"CCS\",#REF!*0.85,IF(#REF!=\"OCGT\",#REF!*0,IF(#REF!=\"\",0,#REF!*M$627))))))))","v":{"$error":"#REF!"}},{"$f":"IF(#REF!=\"Interconnector\",#REF!*1,IF(#REF!=\"Wind\",#REF!*0.7,IF(#REF!=\"Marine\",#REF!*0.7,IF(#REF!=\"Nuclear\",#REF!*0.85,IF(#REF!=\"Pumped_Storage\",#REF!*0.5,IF(#REF!=\"CCS\",#REF!*0.85,IF(#REF!=\"OCGT\",#REF!*0,IF(#REF!=\"\",0,#REF!*N$627))))))))","v":{"$error":"#REF!"}},{"$f":"IF(#REF!=\"Interconnector\",#REF!*1,IF(#REF!=\"Wind\",#REF!*0.7,IF(#REF!=\"Marine\",#REF!*0.7,IF(#REF!=\"Nuclear\",#REF!*0.85,IF(#REF!=\"Pumped_Storage\",#REF!*0.5,IF(#REF!=\"CCS\",#REF!*0.85,IF(#REF!=\"OCGT\",#REF!*0,IF(#REF!=\"\",0,#REF!*O$627))))))))","v":{"$error":"#REF!"}}]
[{"$f":"#REF!","v":{"$error":"#REF!"}},{"$f":"#REF!","v":{"$error":"#REF!"}},{"$f":"#REF!","v":{"$error":"#REF!"}},{"$f":"#REF!","v":{"$error":"#REF!"}},{"$f":"IF(#REF!=\"Interconnector\",#REF!*1,IF(#REF!=\"Wind\",#REF!*0.7,IF(#REF!=\"Marine\",#REF!*0.7,IF(#REF!=\"Nuclear\",#REF!*0.85,IF(#REF!=\"Pumped_Storage\",#REF!*0.5,IF(#REF!=\"CCS\",#REF!*0.85,IF(#REF!=\"OCGT\",#REF!*0,IF(#REF!=\"\",0,#REF!*E$627))))))))","v":{"$error":"#REF!"}},{"$f":"IF(#REF!=\"Interconnector\",#REF!*1,IF(#REF!=\"Wind\",#REF!*0.7,IF(#REF!=\"Marine\",#REF!*0.7,IF(#REF!=\"Nuclear\",#REF!*0.85,IF(#REF!=\"Pumped_Storage\",#REF!*0.5,IF(#REF!=\"CCS\",#REF!*0.85,IF(#REF!=\"OCGT\",#REF!*0,IF(#REF!=\"\",0,#REF!*F$627))))))))","v":{"$error":"#REF!"}},{"$f":"IF(#REF!=\"Interconnector\",#REF!*1,IF(#REF!=\"Wind\",#REF!*0.7,IF(#REF!=\"Marine\",#REF!*0.7,IF(#REF!=\"Nuclear\",#REF!*0.85,IF(#REF!=\"Pumped_Storage\",#REF!*0.5,IF(#REF!=\"CCS\",#REF!*0.85,IF(#REF!=\"OCGT\",#REF!*0,IF(#REF!=\"\",0,#REF!*G$627))))))))","v":{"$error":"#REF!"}},{"$f":"IF(#REF!=\"Interconnector\",#REF!*1,IF(#REF!=\"Wind\",#REF!*0.7,IF(#REF!=\"Marine\",#REF!*0.7,IF(#REF!=\"Nuclear\",#REF!*0.85,IF(#REF!=\"Pumped_Storage\",#REF!*0.5,IF(#REF!=\"CCS\",#REF!*0.85,IF(#REF!=\"OCGT\",#REF!*0,IF(#REF!=\"\",0,#REF!*H$627))))))))","v":{"$error":"#REF!"}},{"$f":"IF(#REF!=\"Interconnector\",#REF!*1,IF(#REF!=\"Wind\",#REF!*0.7,IF(#REF!=\"Marine\",#REF!*0.7,IF(#REF!=\"Nuclear\",#REF!*0.85,IF(#REF!=\"Pumped_Storage\",#REF!*0.5,IF(#REF!=\"CCS\",#REF!*0.85,IF(#REF!=\"OCGT\",#REF!*0,IF(#REF!=\"\",0,#REF!*I$627))))))))","v":{"$error":"#REF!"}},{"$f":"IF(#REF!=\"Interconnector\",#REF!*1,IF(#REF!=\"Wind\",#REF!*0.7,IF(#REF!=\"Marine\",#REF!*0.7,IF(#REF!=\"Nuclear\",#REF!*0.85,IF(#REF!=\"Pumped_Storage\",#REF!*0.5,IF(#REF!=\"CCS\",#REF!*0.85,IF(#REF!=\"OCGT\",#REF!*0,IF(#REF!=\"\",0,#REF!*J$627))))))))","v":{"$error":"#REF!"}},{"$f":"IF(#REF!=\"Interconnector\",#REF!*1,IF(#REF!=\"Wind\",#REF!*0.7,IF(#REF!=\"Marine\",#REF!*0.7,IF(#REF!=\"Nuclear\",#REF!*0.85,IF(#REF!=\"Pumped_Storage\",#REF!*0.5,IF(#REF!=\"CCS\",#REF!*0.85,IF(#REF!=\"OCGT\",#REF!*0,IF(#REF!=\"\",0,#REF!*K$627))))))))","v":{"$error":"#REF!"}},{"$f":"IF(#REF!=\"Interconnector\",#REF!*1,IF(#REF!=\"Wind\",#REF!*0.7,IF(#REF!=\"Marine\",#REF!*0.7,IF(#REF!=\"Nuclear\",#REF!*0.85,IF(#REF!=\"Pumped_Storage\",#REF!*0.5,IF(#REF!=\"CCS\",#REF!*0.85,IF(#REF!=\"OCGT\",#REF!*0,IF(#REF!=\"\",0,#REF!*L$627))))))))","v":{"$error":"#REF!"}},{"$f":"IF(#REF!=\"Interconnector\",#REF!*1,IF(#REF!=\"Wind\",#REF!*0.7,IF(#REF!=\"Marine\",#REF!*0.7,IF(#REF!=\"Nuclear\",#REF!*0.85,IF(#REF!=\"Pumped_Storage\",#REF!*0.5,IF(#REF!=\"CCS\",#REF!*0.85,IF(#REF!=\"OCGT\",#REF!*0,IF(#REF!=\"\",0,#REF!*M$627))))))))","v":{"$error":"#REF!"}},{"$f":"IF(#REF!=\"Interconnector\",#REF!*1,IF(#REF!=\"Wind\",#REF!*0.7,IF(#REF!=\"Marine\",#REF!*0.7,IF(#REF!=\"Nuclear\",#REF!*0.85,IF(#REF!=\"Pumped_Storage\",#REF!*0.5,IF(#REF!=\"CCS\",#REF!*0.85,IF(#REF!=\"OCGT\",#REF!*0,IF(#REF!=\"\",0,#REF!*N$627))))))))","v":{"$error":"#REF!"}},{"$f":"IF(#REF!=\"Interconnector\",#REF!*1,IF(#REF!=\"Wind\",#REF!*0.7,IF(#REF!=\"Marine\",#REF!*0.7,IF(#REF!=\"Nuclear\",#REF!*0.85,IF(#REF!=\"Pumped_Storage\",#REF!*0.5,IF(#REF!=\"CCS\",#REF!*0.85,IF(#REF!=\"OCGT\",#REF!*0,IF(#REF!=\"\",0,#REF!*O$627))))))))","v":{"$error":"#REF!"}}]
[{"$f":"#REF!","v":{"$error":"#REF!"}},{"$f":"#REF!","v":{"$error":"#REF!"}},{"$f":"#REF!","v":{"$error":"#REF!"}},{"$f":"#REF!","v":{"$error":"#REF!"}},{"$f":"IF(#REF!=\"Interconnector\",#REF!*1,IF(#REF!=\"Wind\",#REF!*0.7,IF(#REF!=\"Marine\",#REF!*0.7,IF(#REF!=\"Nuclear\",#REF!*0.85,IF(#REF!=\"Pumped_Storage\",#REF!*0.5,IF(#REF!=\"CCS\",#REF!*0.85,IF(#REF!=\"OCGT\",#REF!*0,IF(#REF!=\"\",0,#REF!*E$627))))))))","v":{"$error":"#REF!"}},{"$f":"IF(#REF!=\"Interconnector\",#REF!*1,IF(#REF!=\"Wind\",#REF!*0.7,IF(#REF!=\"Marine\",#REF!*0.7,IF(#REF!=\"Nuclear\",#REF!*0.85,IF(#REF!=\"Pumped_Storage\",#REF!*0.5,IF(#REF!=\"CCS\",#REF!*0.85,IF(#REF!=\"OCGT\",#REF!*0,IF(#REF!=\"\",0,#REF!*F$627))))))))","v":{"$error":"#REF!"}},{"$f":"IF(#REF!=\"Interconnector\",#REF!*1,IF(#REF!=\"Wind\",#REF!*0.7,IF(#REF!=\"Marine\",#REF!*0.7,IF(#REF!=\"Nuclear\",#REF!*0.85,IF(#REF!=\"Pumped_Storage\",#REF!*0.5,IF(#REF!=\"CCS\",#REF!*0.85,IF(#REF!=\"OCGT\",#REF!*0,IF(#REF!=\"\",0,#REF!*G$627))))))))","v":{"$error":"#REF!"}},{"$f":"IF(#REF!=\"Interconnector\",#REF!*1,IF(#REF!=\"Wind\",#REF!*0.7,IF(#REF!=\"Marine\",#REF!*0.7,IF(#REF!=\"Nuclear\",#REF!*0.85,IF(#REF!=\"Pumped_Storage\",#REF!*0.5,IF(#REF!=\"CCS\",#REF!*0.85,IF(#REF!=\"OCGT\",#REF!*0,IF(#REF!=\"\",0,#REF!*H$627))))))))","v":{"$error":"#REF!"}},{"$f":"IF(#REF!=\"Interconnector\",#REF!*1,IF(#REF!=\"Wind\",#REF!*0.7,IF(#REF!=\"Marine\",#REF!*0.7,IF(#REF!=\"Nuclear\",#REF!*0.85,IF(#REF!=\"Pumped_Storage\",#REF!*0.5,IF(#REF!=\"CCS\",#REF!*0.85,IF(#REF!=\"OCGT\",#REF!*0,IF(#REF!=\"\",0,#REF!*I$627))))))))","v":{"$error":"#REF!"}},{"$f":"IF(#REF!=\"Interconnector\",#REF!*1,IF(#REF!=\"Wind\",#REF!*0.7,IF(#REF!=\"Marine\",#REF!*0.7,IF(#REF!=\"Nuclear\",#REF!*0.85,IF(#REF!=\"Pumped_Storage\",#REF!*0.5,IF(#REF!=\"CCS\",#REF!*0.85,IF(#REF!=\"OCGT\",#REF!*0,IF(#REF!=\"\",0,#REF!*J$627))))))))","v":{"$error":"#REF!"}},{"$f":"IF(#REF!=\"Interconnector\",#REF!*1,IF(#REF!=\"Wind\",#REF!*0.7,IF(#REF!=\"Marine\",#REF!*0.7,IF(#REF!=\"Nuclear\",#REF!*0.85,IF(#REF!=\"Pumped_Storage\",#REF!*0.5,IF(#REF!=\"CCS\",#REF!*0.85,IF(#REF!=\"OCGT\",#REF!*0,IF(#REF!=\"\",0,#REF!*K$627))))))))","v":{"$error":"#REF!"}},{"$f":"IF(#REF!=\"Interconnector\",#REF!*1,IF(#REF!=\"Wind\",#REF!*0.7,IF(#REF!=\"Marine\",#REF!*0.7,IF(#REF!=\"Nuclear\",#REF!*0.85,IF(#REF!=\"Pumped_Storage\",#REF!*0.5,IF(#REF!=\"CCS\",#REF!*0.85,IF(#REF!=\"OCGT\",#REF!*0,IF(#REF!=\"\",0,#REF!*L$627))))))))","v":{"$error":"#REF!"}},{"$f":"IF(#REF!=\"Interconnector\",#REF!*1,IF(#REF!=\"Wind\",#REF!*0.7,IF(#REF!=\"Marine\",#REF!*0.7,IF(#REF!=\"Nuclear\",#REF!*0.85,IF(#REF!=\"Pumped_Storage\",#REF!*0.5,IF(#REF!=\"CCS\",#REF!*0.85,IF(#REF!=\"OCGT\",#REF!*0,IF(#REF!=\"\",0,#REF!*M$627))))))))","v":{"$error":"#REF!"}},{"$f":"IF(#REF!=\"Interconnector\",#REF!*1,IF(#REF!=\"Wind\",#REF!*0.7,IF(#REF!=\"Marine\",#REF!*0.7,IF(#REF!=\"Nuclear\",#REF!*0.85,IF(#REF!=\"Pumped_Storage\",#REF!*0.5,IF(#REF!=\"CCS\",#REF!*0.85,IF(#REF!=\"OCGT\",#REF!*0,IF(#REF!=\"\",0,#REF!*N$627))))))))","v":{"$error":"#REF!"}},{"$f":"IF(#REF!=\"Interconnector\",#REF!*1,IF(#REF!=\"Wind\",#REF!*0.7,IF(#REF!=\"Marine\",#REF!*0.7,IF(#REF!=\"Nuclear\",#REF!*0.85,IF(#REF!=\"Pumped_Storage\",#REF!*0.5,IF(#REF!=\"CCS\",#REF!*0.85,IF(#REF!=\"OCGT\",#REF!*0,IF(#REF!=\"\",0,#REF!*O$627))))))))","v":{"$error":"#REF!"}}]
[{"$f":"#REF!","v":{"$error":"#REF!"}},{"$f":"#REF!","v":{"$error":"#REF!"}},{"$f":"#REF!","v":{"$error":"#REF!"}},{"$f":"#REF!","v":{"$error":"#REF!"}},{"$f":"IF(#REF!=\"Interconnector\",#REF!*1,IF(#REF!=\"Wind\",#REF!*0.7,IF(#REF!=\"Marine\",#REF!*0.7,IF(#REF!=\"Nuclear\",#REF!*0.85,IF(#REF!=\"Pumped_Storage\",#REF!*0.5,IF(#REF!=\"CCS\",#REF!*0.85,IF(#REF!=\"OCGT\",#REF!*0,IF(#REF!=\"\",0,#REF!*E$627))))))))","v":{"$error":"#REF!"}},{"$f":"IF(#REF!=\"Interconnector\",#REF!*1,IF(#REF!=\"Wind\",#REF!*0.7,IF(#REF!=\"Marine\",#REF!*0.7,IF(#REF!=\"Nuclear\",#REF!*0.85,IF(#REF!=\"Pumped_Storage\",#REF!*0.5,IF(#REF!=\"CCS\",#REF!*0.85,IF(#REF!=\"OCGT\",#REF!*0,IF(#REF!=\"\",0,#REF!*F$627))))))))","v":{"$error":"#REF!"}},{"$f":"IF(#REF!=\"Interconnector\",#REF!*1,IF(#REF!=\"Wind\",#REF!*0.7,IF(#REF!=\"Marine\",#REF!*0.7,IF(#REF!=\"Nuclear\",#REF!*0.85,IF(#REF!=\"Pumped_Storage\",#REF!*0.5,IF(#REF!=\"CCS\",#REF!*0.85,IF(#REF!=\"OCGT\",#REF!*0,IF(#REF!=\"\",0,#REF!*G$627))))))))","v":{"$error":"#REF!"}},{"$f":"IF(#REF!=\"Interconnector\",#REF!*1,IF(#REF!=\"Wind\",#REF!*0.7,IF(#REF!=\"Marine\",#REF!*0.7,IF(#REF!=\"Nuclear\",#REF!*0.85,IF(#REF!=\"Pumped_Storage\",#REF!*0.5,IF(#REF!=\"CCS\",#REF!*0.85,IF(#REF!=\"OCGT\",#REF!*0,IF(#REF!=\"\",0,#REF!*H$627))))))))","v":{"$error":"#REF!"}},{"$f":"IF(#REF!=\"Interconnector\",#REF!*1,IF(#REF!=\"Wind\",#REF!*0.7,IF(#REF!=\"Marine\",#REF!*0.7,IF(#REF!=\"Nuclear\",#REF!*0.85,IF(#REF!=\"Pumped_Storage\",#REF!*0.5,IF(#REF!=\"CCS\",#REF!*0.85,IF(#REF!=\"OCGT\",#REF!*0,IF(#REF!=\"\",0,#REF!*I$627))))))))","v":{"$error":"#REF!"}},{"$f":"IF(#REF!=\"Interconnector\",#REF!*1,IF(#REF!=\"Wind\",#REF!*0.7,IF(#REF!=\"Marine\",#REF!*0.7,IF(#REF!=\"Nuclear\",#REF!*0.85,IF(#REF!=\"Pumped_Storage\",#REF!*0.5,IF(#REF!=\"CCS\",#REF!*0.85,IF(#REF!=\"OCGT\",#REF!*0,IF(#REF!=\"\",0,#REF!*J$627))))))))","v":{"$error":"#REF!"}},{"$f":"IF(#REF!=\"Interconnector\",#REF!*1,IF(#REF!=\"Wind\",#REF!*0.7,IF(#REF!=\"Marine\",#REF!*0.7,IF(#REF!=\"Nuclear\",#REF!*0.85,IF(#REF!=\"Pumped_Storage\",#REF!*0.5,IF(#REF!=\"CCS\",#REF!*0.85,IF(#REF!=\"OCGT\",#REF!*0,IF(#REF!=\"\",0,#REF!*K$627))))))))","v":{"$error":"#REF!"}},{"$f":"IF(#REF!=\"Interconnector\",#REF!*1,IF(#REF!=\"Wind\",#REF!*0.7,IF(#REF!=\"Marine\",#REF!*0.7,IF(#REF!=\"Nuclear\",#REF!*0.85,IF(#REF!=\"Pumped_Storage\",#REF!*0.5,IF(#REF!=\"CCS\",#REF!*0.85,IF(#REF!=\"OCGT\",#REF!*0,IF(#REF!=\"\",0,#REF!*L$627))))))))","v":{"$error":"#REF!"}},{"$f":"IF(#REF!=\"Interconnector\",#REF!*1,IF(#REF!=\"Wind\",#REF!*0.7,IF(#REF!=\"Marine\",#REF!*0.7,IF(#REF!=\"Nuclear\",#REF!*0.85,IF(#REF!=\"Pumped_Storage\",#REF!*0.5,IF(#REF!=\"CCS\",#REF!*0.85,IF(#REF!=\"OCGT\",#REF!*0,IF(#REF!=\"\",0,#REF!*M$627))))))))","v":{"$error":"#REF!"}},{"$f":"IF(#REF!=\"Interconnector\",#REF!*1,IF(#REF!=\"Wind\",#REF!*0.7,IF(#REF!=\"Marine\",#REF!*0.7,IF(#REF!=\"Nuclear\",#REF!*0.85,IF(#REF!=\"Pumped_Storage\",#REF!*0.5,IF(#REF!=\"CCS\",#REF!*0.85,IF(#REF!=\"OCGT\",#REF!*0,IF(#REF!=\"\",0,#REF!*N$627))))))))","v":{"$error":"#REF!"}},{"$f":"IF(#REF!=\"Interconnector\",#REF!*1,IF(#REF!=\"Wind\",#REF!*0.7,IF(#REF!=\"Marine\",#REF!*0.7,IF(#REF!=\"Nuclear\",#REF!*0.85,IF(#REF!=\"Pumped_Storage\",#REF!*0.5,IF(#REF!=\"CCS\",#REF!*0.85,IF(#REF!=\"OCGT\",#REF!*0,IF(#REF!=\"\",0,#REF!*O$627))))))))","v":{"$error":"#REF!"}}]
[{"$f":"#REF!","v":{"$error":"#REF!"}},{"$f":"#REF!","v":{"$error":"#REF!"}},{"$f":"#REF!","v":{"$error":"#REF!"}},{"$f":"#REF!","v":{"$error":"#REF!"}},{"$f":"IF(#REF!=\"Interconnector\",#REF!*1,IF(#REF!=\"Wind\",#REF!*0.7,IF(#REF!=\"Marine\",#REF!*0.7,IF(#REF!=\"Nuclear\",#REF!*0.85,IF(#REF!=\"Pumped_Storage\",#REF!*0.5,IF(#REF!=\"CCS\",#REF!*0.85,IF(#REF!=\"OCGT\",#REF!*0,IF(#REF!=\"\",0,#REF!*E$627))))))))","v":{"$error":"#REF!"}},{"$f":"IF(#REF!=\"Interconnector\",#REF!*1,IF(#REF!=\"Wind\",#REF!*0.7,IF(#REF!=\"Marine\",#REF!*0.7,IF(#REF!=\"Nuclear\",#REF!*0.85,IF(#REF!=\"Pumped_Storage\",#REF!*0.5,IF(#REF!=\"CCS\",#REF!*0.85,IF(#REF!=\"OCGT\",#REF!*0,IF(#REF!=\"\",0,#REF!*F$627))))))))","v":{"$error":"#REF!"}},{"$f":"IF(#REF!=\"Interconnector\",#REF!*1,IF(#REF!=\"Wind\",#REF!*0.7,IF(#REF!=\"Marine\",#REF!*0.7,IF(#REF!=\"Nuclear\",#REF!*0.85,IF(#REF!=\"Pumped_Storage\",#REF!*0.5,IF(#REF!=\"CCS\",#REF!*0.85,IF(#REF!=\"OCGT\",#REF!*0,IF(#REF!=\"\",0,#REF!*G$627))))))))","v":{"$error":"#REF!"}},{"$f":"IF(#REF!=\"Interconnector\",#REF!*1,IF(#REF!=\"Wind\",#REF!*0.7,IF(#REF!=\"Marine\",#REF!*0.7,IF(#REF!=\"Nuclear\",#REF!*0.85,IF(#REF!=\"Pumped_Storage\",#REF!*0.5,IF(#REF!=\"CCS\",#REF!*0.85,IF(#REF!=\"OCGT\",#REF!*0,IF(#REF!=\"\",0,#REF!*H$627))))))))","v":{"$error":"#REF!"}},{"$f":"IF(#REF!=\"Interconnector\",#REF!*1,IF(#REF!=\"Wind\",#REF!*0.7,IF(#REF!=\"Marine\",#REF!*0.7,IF(#REF!=\"Nuclear\",#REF!*0.85,IF(#REF!=\"Pumped_Storage\",#REF!*0.5,IF(#REF!=\"CCS\",#REF!*0.85,IF(#REF!=\"OCGT\",#REF!*0,IF(#REF!=\"\",0,#REF!*I$627))))))))","v":{"$error":"#REF!"}},{"$f":"IF(#REF!=\"Interconnector\",#REF!*1,IF(#REF!=\"Wind\",#REF!*0.7,IF(#REF!=\"Marine\",#REF!*0.7,IF(#REF!=\"Nuclear\",#REF!*0.85,IF(#REF!=\"Pumped_Storage\",#REF!*0.5,IF(#REF!=\"CCS\",#REF!*0.85,IF(#REF!=\"OCGT\",#REF!*0,IF(#REF!=\"\",0,#REF!*J$627))))))))","v":{"$error":"#REF!"}},{"$f":"IF(#REF!=\"Interconnector\",#REF!*1,IF(#REF!=\"Wind\",#REF!*0.7,IF(#REF!=\"Marine\",#REF!*0.7,IF(#REF!=\"Nuclear\",#REF!*0.85,IF(#REF!=\"Pumped_Storage\",#REF!*0.5,IF(#REF!=\"CCS\",#REF!*0.85,IF(#REF!=\"OCGT\",#REF!*0,IF(#REF!=\"\",0,#REF!*K$627))))))))","v":{"$error":"#REF!"}},{"$f":"IF(#REF!=\"Interconnector\",#REF!*1,IF(#REF!=\"Wind\",#REF!*0.7,IF(#REF!=\"Marine\",#REF!*0.7,IF(#REF!=\"Nuclear\",#REF!*0.85,IF(#REF!=\"Pumped_Storage\",#REF!*0.5,IF(#REF!=\"CCS\",#REF!*0.85,IF(#REF!=\"OCGT\",#REF!*0,IF(#REF!=\"\",0,#REF!*L$627))))))))","v":{"$error":"#REF!"}},{"$f":"IF(#REF!=\"Interconnector\",#REF!*1,IF(#REF!=\"Wind\",#REF!*0.7,IF(#REF!=\"Marine\",#REF!*0.7,IF(#REF!=\"Nuclear\",#REF!*0.85,IF(#REF!=\"Pumped_Storage\",#REF!*0.5,IF(#REF!=\"CCS\",#REF!*0.85,IF(#REF!=\"OCGT\",#REF!*0,IF(#REF!=\"\",0,#REF!*M$627))))))))","v":{"$error":"#REF!"}},{"$f":"IF(#REF!=\"Interconnector\",#REF!*1,IF(#REF!=\"Wind\",#REF!*0.7,IF(#REF!=\"Marine\",#REF!*0.7,IF(#REF!=\"Nuclear\",#REF!*0.85,IF(#REF!=\"Pumped_Storage\",#REF!*0.5,IF(#REF!=\"CCS\",#REF!*0.85,IF(#REF!=\"OCGT\",#REF!*0,IF(#REF!=\"\",0,#REF!*N$627))))))))","v":{"$error":"#REF!"}},{"$f":"IF(#REF!=\"Interconnector\",#REF!*1,IF(#REF!=\"Wind\",#REF!*0.7,IF(#REF!=\"Marine\",#REF!*0.7,IF(#REF!=\"Nuclear\",#REF!*0.85,IF(#REF!=\"Pumped_Storage\",#REF!*0.5,IF(#REF!=\"CCS\",#REF!*0.85,IF(#REF!=\"OCGT\",#REF!*0,IF(#REF!=\"\",0,#REF!*O$627))))))))","v":{"$error":"#REF!"}}]
[{"$f":"#REF!","v":{"$error":"#REF!"}},{"$f":"#REF!","v":{"$error":"#REF!"}},{"$f":"#REF!","v":{"$error":"#REF!"}},{"$f":"#REF!","v":{"$error":"#REF!"}},{"$f":"IF(#REF!=\"Interconnector\",#REF!*1,IF(#REF!=\"Wind\",#REF!*0.7,IF(#REF!=\"Marine\",#REF!*0.7,IF(#REF!=\"Nuclear\",#REF!*0.85,IF(#REF!=\"Pumped_Storage\",#REF!*0.5,IF(#REF!=\"CCS\",#REF!*0.85,IF(#REF!=\"OCGT\",#REF!*0,IF(#REF!=\"\",0,#REF!*E$627))))))))","v":{"$error":"#REF!"}},{"$f":"IF(#REF!=\"Interconnector\",#REF!*1,IF(#REF!=\"Wind\",#REF!*0.7,IF(#REF!=\"Marine\",#REF!*0.7,IF(#REF!=\"Nuclear\",#REF!*0.85,IF(#REF!=\"Pumped_Storage\",#REF!*0.5,IF(#REF!=\"CCS\",#REF!*0.85,IF(#REF!=\"OCGT\",#REF!*0,IF(#REF!=\"\",0,#REF!*F$627))))))))","v":{"$error":"#REF!"}},{"$f":"IF(#REF!=\"Interconnector\",#REF!*1,IF(#REF!=\"Wind\",#REF!*0.7,IF(#REF!=\"Marine\",#REF!*0.7,IF(#REF!=\"Nuclear\",#REF!*0.85,IF(#REF!=\"Pumped_Storage\",#REF!*0.5,IF(#REF!=\"CCS\",#REF!*0.85,IF(#REF!=\"OCGT\",#REF!*0,IF(#REF!=\"\",0,#REF!*G$627))))))))","v":{"$error":"#REF!"}},{"$f":"IF(#REF!=\"Interconnector\",#REF!*1,IF(#REF!=\"Wind\",#REF!*0.7,IF(#REF!=\"Marine\",#REF!*0.7,IF(#REF!=\"Nuclear\",#REF!*0.85,IF(#REF!=\"Pumped_Storage\",#REF!*0.5,IF(#REF!=\"CCS\",#REF!*0.85,IF(#REF!=\"OCGT\",#REF!*0,IF(#REF!=\"\",0,#REF!*H$627))))))))","v":{"$error":"#REF!"}},{"$f":"IF(#REF!=\"Interconnector\",#REF!*1,IF(#REF!=\"Wind\",#REF!*0.7,IF(#REF!=\"Marine\",#REF!*0.7,IF(#REF!=\"Nuclear\",#REF!*0.85,IF(#REF!=\"Pumped_Storage\",#REF!*0.5,IF(#REF!=\"CCS\",#REF!*0.85,IF(#REF!=\"OCGT\",#REF!*0,IF(#REF!=\"\",0,#REF!*I$627))))))))","v":{"$error":"#REF!"}},{"$f":"IF(#REF!=\"Interconnector\",#REF!*1,IF(#REF!=\"Wind\",#REF!*0.7,IF(#REF!=\"Marine\",#REF!*0.7,IF(#REF!=\"Nuclear\",#REF!*0.85,IF(#REF!=\"Pumped_Storage\",#REF!*0.5,IF(#REF!=\"CCS\",#REF!*0.85,IF(#REF!=\"OCGT\",#REF!*0,IF(#REF!=\"\",0,#REF!*J$627))))))))","v":{"$error":"#REF!"}},{"$f":"IF(#REF!=\"Interconnector\",#REF!*1,IF(#REF!=\"Wind\",#REF!*0.7,IF(#REF!=\"Marine\",#REF!*0.7,IF(#REF!=\"Nuclear\",#REF!*0.85,IF(#REF!=\"Pumped_Storage\",#REF!*0.5,IF(#REF!=\"CCS\",#REF!*0.85,IF(#REF!=\"OCGT\",#REF!*0,IF(#REF!=\"\",0,#REF!*K$627))))))))","v":{"$error":"#REF!"}},{"$f":"IF(#REF!=\"Interconnector\",#REF!*1,IF(#REF!=\"Wind\",#REF!*0.7,IF(#REF!=\"Marine\",#REF!*0.7,IF(#REF!=\"Nuclear\",#REF!*0.85,IF(#REF!=\"Pumped_Storage\",#REF!*0.5,IF(#REF!=\"CCS\",#REF!*0.85,IF(#REF!=\"OCGT\",#REF!*0,IF(#REF!=\"\",0,#REF!*L$627))))))))","v":{"$error":"#REF!"}},{"$f":"IF(#REF!=\"Interconnector\",#REF!*1,IF(#REF!=\"Wind\",#REF!*0.7,IF(#REF!=\"Marine\",#REF!*0.7,IF(#REF!=\"Nuclear\",#REF!*0.85,IF(#REF!=\"Pumped_Storage\",#REF!*0.5,IF(#REF!=\"CCS\",#REF!*0.85,IF(#REF!=\"OCGT\",#REF!*0,IF(#REF!=\"\",0,#REF!*M$627))))))))","v":{"$error":"#REF!"}},{"$f":"IF(#REF!=\"Interconnector\",#REF!*1,IF(#REF!=\"Wind\",#REF!*0.7,IF(#REF!=\"Marine\",#REF!*0.7,IF(#REF!=\"Nuclear\",#REF!*0.85,IF(#REF!=\"Pumped_Storage\",#REF!*0.5,IF(#REF!=\"CCS\",#REF!*0.85,IF(#REF!=\"OCGT\",#REF!*0,IF(#REF!=\"\",0,#REF!*N$627))))))))","v":{"$error":"#REF!"}},{"$f":"IF(#REF!=\"Interconnector\",#REF!*1,IF(#REF!=\"Wind\",#REF!*0.7,IF(#REF!=\"Marine\",#REF!*0.7,IF(#REF!=\"Nuclear\",#REF!*0.85,IF(#REF!=\"Pumped_Storage\",#REF!*0.5,IF(#REF!=\"CCS\",#REF!*0.85,IF(#REF!=\"OCGT\",#REF!*0,IF(#REF!=\"\",0,#REF!*O$627))))))))","v":{"$error":"#REF!"}}]
[{"$f":"#REF!","v":{"$error":"#REF!"}},{"$f":"#REF!","v":{"$error":"#REF!"}},{"$f":"#REF!","v":{"$error":"#REF!"}},{"$f":"#REF!","v":{"$error":"#REF!"}},{"$f":"IF(#REF!=\"Interconnector\",#REF!*1,IF(#REF!=\"Wind\",#REF!*0.7,IF(#REF!=\"Marine\",#REF!*0.7,IF(#REF!=\"Nuclear\",#REF!*0.85,IF(#REF!=\"Pumped_Storage\",#REF!*0.5,IF(#REF!=\"CCS\",#REF!*0.85,IF(#REF!=\"OCGT\",#REF!*0,IF(#REF!=\"\",0,#REF!*E$627))))))))","v":{"$error":"#REF!"}},{"$f":"IF(#REF!=\"Interconnector\",#REF!*1,IF(#REF!=\"Wind\",#REF!*0.7,IF(#REF!=\"Marine\",#REF!*0.7,IF(#REF!=\"Nuclear\",#REF!*0.85,IF(#REF!=\"Pumped_Storage\",#REF!*0.5,IF(#REF!=\"CCS\",#REF!*0.85,IF(#REF!=\"OCGT\",#REF!*0,IF(#REF!=\"\",0,#REF!*F$627))))))))","v":{"$error":"#REF!"}},{"$f":"IF(#REF!=\"Interconnector\",#REF!*1,IF(#REF!=\"Wind\",#REF!*0.7,IF(#REF!=\"Marine\",#REF!*0.7,IF(#REF!=\"Nuclear\",#REF!*0.85,IF(#REF!=\"Pumped_Storage\",#REF!*0.5,IF(#REF!=\"CCS\",#REF!*0.85,IF(#REF!=\"OCGT\",#REF!*0,IF(#REF!=\"\",0,#REF!*G$627))))))))","v":{"$error":"#REF!"}},{"$f":"IF(#REF!=\"Interconnector\",#REF!*1,IF(#REF!=\"Wind\",#REF!*0.7,IF(#REF!=\"Marine\",#REF!*0.7,IF(#REF!=\"Nuclear\",#REF!*0.85,IF(#REF!=\"Pumped_Storage\",#REF!*0.5,IF(#REF!=\"CCS\",#REF!*0.85,IF(#REF!=\"OCGT\",#REF!*0,IF(#REF!=\"\",0,#REF!*H$627))))))))","v":{"$error":"#REF!"}},{"$f":"IF(#REF!=\"Interconnector\",#REF!*1,IF(#REF!=\"Wind\",#REF!*0.7,IF(#REF!=\"Marine\",#REF!*0.7,IF(#REF!=\"Nuclear\",#REF!*0.85,IF(#REF!=\"Pumped_Storage\",#REF!*0.5,IF(#REF!=\"CCS\",#REF!*0.85,IF(#REF!=\"OCGT\",#REF!*0,IF(#REF!=\"\",0,#REF!*I$627))))))))","v":{"$error":"#REF!"}},{"$f":"IF(#REF!=\"Interconnector\",#REF!*1,IF(#REF!=\"Wind\",#REF!*0.7,IF(#REF!=\"Marine\",#REF!*0.7,IF(#REF!=\"Nuclear\",#REF!*0.85,IF(#REF!=\"Pumped_Storage\",#REF!*0.5,IF(#REF!=\"CCS\",#REF!*0.85,IF(#REF!=\"OCGT\",#REF!*0,IF(#REF!=\"\",0,#REF!*J$627))))))))","v":{"$error":"#REF!"}},{"$f":"IF(#REF!=\"Interconnector\",#REF!*1,IF(#REF!=\"Wind\",#REF!*0.7,IF(#REF!=\"Marine\",#REF!*0.7,IF(#REF!=\"Nuclear\",#REF!*0.85,IF(#REF!=\"Pumped_Storage\",#REF!*0.5,IF(#REF!=\"CCS\",#REF!*0.85,IF(#REF!=\"OCGT\",#REF!*0,IF(#REF!=\"\",0,#REF!*K$627))))))))","v":{"$error":"#REF!"}},{"$f":"IF(#REF!=\"Interconnector\",#REF!*1,IF(#REF!=\"Wind\",#REF!*0.7,IF(#REF!=\"Marine\",#REF!*0.7,IF(#REF!=\"Nuclear\",#REF!*0.85,IF(#REF!=\"Pumped_Storage\",#REF!*0.5,IF(#REF!=\"CCS\",#REF!*0.85,IF(#REF!=\"OCGT\",#REF!*0,IF(#REF!=\"\",0,#REF!*L$627))))))))","v":{"$error":"#REF!"}},{"$f":"IF(#REF!=\"Interconnector\",#REF!*1,IF(#REF!=\"Wind\",#REF!*0.7,IF(#REF!=\"Marine\",#REF!*0.7,IF(#REF!=\"Nuclear\",#REF!*0.85,IF(#REF!=\"Pumped_Storage\",#REF!*0.5,IF(#REF!=\"CCS\",#REF!*0.85,IF(#REF!=\"OCGT\",#REF!*0,IF(#REF!=\"\",0,#REF!*M$627))))))))","v":{"$error":"#REF!"}},{"$f":"IF(#REF!=\"Interconnector\",#REF!*1,IF(#REF!=\"Wind\",#REF!*0.7,IF(#REF!=\"Marine\",#REF!*0.7,IF(#REF!=\"Nuclear\",#REF!*0.85,IF(#REF!=\"Pumped_Storage\",#REF!*0.5,IF(#REF!=\"CCS\",#REF!*0.85,IF(#REF!=\"OCGT\",#REF!*0,IF(#REF!=\"\",0,#REF!*N$627))))))))","v":{"$error":"#REF!"}},{"$f":"IF(#REF!=\"Interconnector\",#REF!*1,IF(#REF!=\"Wind\",#REF!*0.7,IF(#REF!=\"Marine\",#REF!*0.7,IF(#REF!=\"Nuclear\",#REF!*0.85,IF(#REF!=\"Pumped_Storage\",#REF!*0.5,IF(#REF!=\"CCS\",#REF!*0.85,IF(#REF!=\"OCGT\",#REF!*0,IF(#REF!=\"\",0,#REF!*O$627))))))))","v":{"$error":"#REF!"}}]
[{"$f":"#REF!","v":{"$error":"#REF!"}},{"$f":"#REF!","v":{"$error":"#REF!"}},{"$f":"#REF!","v":{"$error":"#REF!"}},{"$f":"#REF!","v":{"$error":"#REF!"}},{"$f":"IF(#REF!=\"Interconnector\",#REF!*1,IF(#REF!=\"Wind\",#REF!*0.7,IF(#REF!=\"Marine\",#REF!*0.7,IF(#REF!=\"Nuclear\",#REF!*0.85,IF(#REF!=\"Pumped_Storage\",#REF!*0.5,IF(#REF!=\"CCS\",#REF!*0.85,IF(#REF!=\"OCGT\",#REF!*0,IF(#REF!=\"\",0,#REF!*E$627))))))))","v":{"$error":"#REF!"}},{"$f":"IF(#REF!=\"Interconnector\",#REF!*1,IF(#REF!=\"Wind\",#REF!*0.7,IF(#REF!=\"Marine\",#REF!*0.7,IF(#REF!=\"Nuclear\",#REF!*0.85,IF(#REF!=\"Pumped_Storage\",#REF!*0.5,IF(#REF!=\"CCS\",#REF!*0.85,IF(#REF!=\"OCGT\",#REF!*0,IF(#REF!=\"\",0,#REF!*F$627))))))))","v":{"$error":"#REF!"}},{"$f":"IF(#REF!=\"Interconnector\",#REF!*1,IF(#REF!=\"Wind\",#REF!*0.7,IF(#REF!=\"Marine\",#REF!*0.7,IF(#REF!=\"Nuclear\",#REF!*0.85,IF(#REF!=\"Pumped_Storage\",#REF!*0.5,IF(#REF!=\"CCS\",#REF!*0.85,IF(#REF!=\"OCGT\",#REF!*0,IF(#REF!=\"\",0,#REF!*G$627))))))))","v":{"$error":"#REF!"}},{"$f":"IF(#REF!=\"Interconnector\",#REF!*1,IF(#REF!=\"Wind\",#REF!*0.7,IF(#REF!=\"Marine\",#REF!*0.7,IF(#REF!=\"Nuclear\",#REF!*0.85,IF(#REF!=\"Pumped_Storage\",#REF!*0.5,IF(#REF!=\"CCS\",#REF!*0.85,IF(#REF!=\"OCGT\",#REF!*0,IF(#REF!=\"\",0,#REF!*H$627))))))))","v":{"$error":"#REF!"}},{"$f":"IF(#REF!=\"Interconnector\",#REF!*1,IF(#REF!=\"Wind\",#REF!*0.7,IF(#REF!=\"Marine\",#REF!*0.7,IF(#REF!=\"Nuclear\",#REF!*0.85,IF(#REF!=\"Pumped_Storage\",#REF!*0.5,IF(#REF!=\"CCS\",#REF!*0.85,IF(#REF!=\"OCGT\",#REF!*0,IF(#REF!=\"\",0,#REF!*I$627))))))))","v":{"$error":"#REF!"}},{"$f":"IF(#REF!=\"Interconnector\",#REF!*1,IF(#REF!=\"Wind\",#REF!*0.7,IF(#REF!=\"Marine\",#REF!*0.7,IF(#REF!=\"Nuclear\",#REF!*0.85,IF(#REF!=\"Pumped_Storage\",#REF!*0.5,IF(#REF!=\"CCS\",#REF!*0.85,IF(#REF!=\"OCGT\",#REF!*0,IF(#REF!=\"\",0,#REF!*J$627))))))))","v":{"$error":"#REF!"}},{"$f":"IF(#REF!=\"Interconnector\",#REF!*1,IF(#REF!=\"Wind\",#REF!*0.7,IF(#REF!=\"Marine\",#REF!*0.7,IF(#REF!=\"Nuclear\",#REF!*0.85,IF(#REF!=\"Pumped_Storage\",#REF!*0.5,IF(#REF!=\"CCS\",#REF!*0.85,IF(#REF!=\"OCGT\",#REF!*0,IF(#REF!=\"\",0,#REF!*K$627))))))))","v":{"$error":"#REF!"}},{"$f":"IF(#REF!=\"Interconnector\",#REF!*1,IF(#REF!=\"Wind\",#REF!*0.7,IF(#REF!=\"Marine\",#REF!*0.7,IF(#REF!=\"Nuclear\",#REF!*0.85,IF(#REF!=\"Pumped_Storage\",#REF!*0.5,IF(#REF!=\"CCS\",#REF!*0.85,IF(#REF!=\"OCGT\",#REF!*0,IF(#REF!=\"\",0,#REF!*L$627))))))))","v":{"$error":"#REF!"}},{"$f":"IF(#REF!=\"Interconnector\",#REF!*1,IF(#REF!=\"Wind\",#REF!*0.7,IF(#REF!=\"Marine\",#REF!*0.7,IF(#REF!=\"Nuclear\",#REF!*0.85,IF(#REF!=\"Pumped_Storage\",#REF!*0.5,IF(#REF!=\"CCS\",#REF!*0.85,IF(#REF!=\"OCGT\",#REF!*0,IF(#REF!=\"\",0,#REF!*M$627))))))))","v":{"$error":"#REF!"}},{"$f":"IF(#REF!=\"Interconnector\",#REF!*1,IF(#REF!=\"Wind\",#REF!*0.7,IF(#REF!=\"Marine\",#REF!*0.7,IF(#REF!=\"Nuclear\",#REF!*0.85,IF(#REF!=\"Pumped_Storage\",#REF!*0.5,IF(#REF!=\"CCS\",#REF!*0.85,IF(#REF!=\"OCGT\",#REF!*0,IF(#REF!=\"\",0,#REF!*N$627))))))))","v":{"$error":"#REF!"}},{"$f":"IF(#REF!=\"Interconnector\",#REF!*1,IF(#REF!=\"Wind\",#REF!*0.7,IF(#REF!=\"Marine\",#REF!*0.7,IF(#REF!=\"Nuclear\",#REF!*0.85,IF(#REF!=\"Pumped_Storage\",#REF!*0.5,IF(#REF!=\"CCS\",#REF!*0.85,IF(#REF!=\"OCGT\",#REF!*0,IF(#REF!=\"\",0,#REF!*O$627))))))))","v":{"$error":"#REF!"}}]
[{"$f":"#REF!","v":{"$error":"#REF!"}},{"$f":"#REF!","v":{"$error":"#REF!"}},{"$f":"#REF!","v":{"$error":"#REF!"}},{"$f":"#REF!","v":{"$error":"#REF!"}},{"$f":"IF(#REF!=\"Interconnector\",#REF!*1,IF(#REF!=\"Wind\",#REF!*0.7,IF(#REF!=\"Marine\",#REF!*0.7,IF(#REF!=\"Nuclear\",#REF!*0.85,IF(#REF!=\"Pumped_Storage\",#REF!*0.5,IF(#REF!=\"CCS\",#REF!*0.85,IF(#REF!=\"OCGT\",#REF!*0,IF(#REF!=\"\",0,#REF!*E$627))))))))","v":{"$error":"#REF!"}},{"$f":"IF(#REF!=\"Interconnector\",#REF!*1,IF(#REF!=\"Wind\",#REF!*0.7,IF(#REF!=\"Marine\",#REF!*0.7,IF(#REF!=\"Nuclear\",#REF!*0.85,IF(#REF!=\"Pumped_Storage\",#REF!*0.5,IF(#REF!=\"CCS\",#REF!*0.85,IF(#REF!=\"OCGT\",#REF!*0,IF(#REF!=\"\",0,#REF!*F$627))))))))","v":{"$error":"#REF!"}},{"$f":"IF(#REF!=\"Interconnector\",#REF!*1,IF(#REF!=\"Wind\",#REF!*0.7,IF(#REF!=\"Marine\",#REF!*0.7,IF(#REF!=\"Nuclear\",#REF!*0.85,IF(#REF!=\"Pumped_Storage\",#REF!*0.5,IF(#REF!=\"CCS\",#REF!*0.85,IF(#REF!=\"OCGT\",#REF!*0,IF(#REF!=\"\",0,#REF!*G$627))))))))","v":{"$error":"#REF!"}},{"$f":"IF(#REF!=\"Interconnector\",#REF!*1,IF(#REF!=\"Wind\",#REF!*0.7,IF(#REF!=\"Marine\",#REF!*0.7,IF(#REF!=\"Nuclear\",#REF!*0.85,IF(#REF!=\"Pumped_Storage\",#REF!*0.5,IF(#REF!=\"CCS\",#REF!*0.85,IF(#REF!=\"OCGT\",#REF!*0,IF(#REF!=\"\",0,#REF!*H$627))))))))","v":{"$error":"#REF!"}},{"$f":"IF(#REF!=\"Interconnector\",#REF!*1,IF(#REF!=\"Wind\",#REF!*0.7,IF(#REF!=\"Marine\",#REF!*0.7,IF(#REF!=\"Nuclear\",#REF!*0.85,IF(#REF!=\"Pumped_Storage\",#REF!*0.5,IF(#REF!=\"CCS\",#REF!*0.85,IF(#REF!=\"OCGT\",#REF!*0,IF(#REF!=\"\",0,#REF!*I$627))))))))","v":{"$error":"#REF!"}},{"$f":"IF(#REF!=\"Interconnector\",#REF!*1,IF(#REF!=\"Wind\",#REF!*0.7,IF(#REF!=\"Marine\",#REF!*0.7,IF(#REF!=\"Nuclear\",#REF!*0.85,IF(#REF!=\"Pumped_Storage\",#REF!*0.5,IF(#REF!=\"CCS\",#REF!*0.85,IF(#REF!=\"OCGT\",#REF!*0,IF(#REF!=\"\",0,#REF!*J$627))))))))","v":{"$error":"#REF!"}},{"$f":"IF(#REF!=\"Interconnector\",#REF!*1,IF(#REF!=\"Wind\",#REF!*0.7,IF(#REF!=\"Marine\",#REF!*0.7,IF(#REF!=\"Nuclear\",#REF!*0.85,IF(#REF!=\"Pumped_Storage\",#REF!*0.5,IF(#REF!=\"CCS\",#REF!*0.85,IF(#REF!=\"OCGT\",#REF!*0,IF(#REF!=\"\",0,#REF!*K$627))))))))","v":{"$error":"#REF!"}},{"$f":"IF(#REF!=\"Interconnector\",#REF!*1,IF(#REF!=\"Wind\",#REF!*0.7,IF(#REF!=\"Marine\",#REF!*0.7,IF(#REF!=\"Nuclear\",#REF!*0.85,IF(#REF!=\"Pumped_Storage\",#REF!*0.5,IF(#REF!=\"CCS\",#REF!*0.85,IF(#REF!=\"OCGT\",#REF!*0,IF(#REF!=\"\",0,#REF!*L$627))))))))","v":{"$error":"#REF!"}},{"$f":"IF(#REF!=\"Interconnector\",#REF!*1,IF(#REF!=\"Wind\",#REF!*0.7,IF(#REF!=\"Marine\",#REF!*0.7,IF(#REF!=\"Nuclear\",#REF!*0.85,IF(#REF!=\"Pumped_Storage\",#REF!*0.5,IF(#REF!=\"CCS\",#REF!*0.85,IF(#REF!=\"OCGT\",#REF!*0,IF(#REF!=\"\",0,#REF!*M$627))))))))","v":{"$error":"#REF!"}},{"$f":"IF(#REF!=\"Interconnector\",#REF!*1,IF(#REF!=\"Wind\",#REF!*0.7,IF(#REF!=\"Marine\",#REF!*0.7,IF(#REF!=\"Nuclear\",#REF!*0.85,IF(#REF!=\"Pumped_Storage\",#REF!*0.5,IF(#REF!=\"CCS\",#REF!*0.85,IF(#REF!=\"OCGT\",#REF!*0,IF(#REF!=\"\",0,#REF!*N$627))))))))","v":{"$error":"#REF!"}},{"$f":"IF(#REF!=\"Interconnector\",#REF!*1,IF(#REF!=\"Wind\",#REF!*0.7,IF(#REF!=\"Marine\",#REF!*0.7,IF(#REF!=\"Nuclear\",#REF!*0.85,IF(#REF!=\"Pumped_Storage\",#REF!*0.5,IF(#REF!=\"CCS\",#REF!*0.85,IF(#REF!=\"OCGT\",#REF!*0,IF(#REF!=\"\",0,#REF!*O$627))))))))","v":{"$error":"#REF!"}}]
[{"$f":"#REF!","v":{"$error":"#REF!"}},{"$f":"#REF!","v":{"$error":"#REF!"}},{"$f":"#REF!","v":{"$error":"#REF!"}},{"$f":"#REF!","v":{"$error":"#REF!"}},{"$f":"IF(#REF!=\"Interconnector\",#REF!*1,IF(#REF!=\"Wind\",#REF!*0.7,IF(#REF!=\"Marine\",#REF!*0.7,IF(#REF!=\"Nuclear\",#REF!*0.85,IF(#REF!=\"Pumped_Storage\",#REF!*0.5,IF(#REF!=\"CCS\",#REF!*0.85,IF(#REF!=\"OCGT\",#REF!*0,IF(#REF!=\"\",0,#REF!*E$627))))))))","v":{"$error":"#REF!"}},{"$f":"IF(#REF!=\"Interconnector\",#REF!*1,IF(#REF!=\"Wind\",#REF!*0.7,IF(#REF!=\"Marine\",#REF!*0.7,IF(#REF!=\"Nuclear\",#REF!*0.85,IF(#REF!=\"Pumped_Storage\",#REF!*0.5,IF(#REF!=\"CCS\",#REF!*0.85,IF(#REF!=\"OCGT\",#REF!*0,IF(#REF!=\"\",0,#REF!*F$627))))))))","v":{"$error":"#REF!"}},{"$f":"IF(#REF!=\"Interconnector\",#REF!*1,IF(#REF!=\"Wind\",#REF!*0.7,IF(#REF!=\"Marine\",#REF!*0.7,IF(#REF!=\"Nuclear\",#REF!*0.85,IF(#REF!=\"Pumped_Storage\",#REF!*0.5,IF(#REF!=\"CCS\",#REF!*0.85,IF(#REF!=\"OCGT\",#REF!*0,IF(#REF!=\"\",0,#REF!*G$627))))))))","v":{"$error":"#REF!"}},{"$f":"IF(#REF!=\"Interconnector\",#REF!*1,IF(#REF!=\"Wind\",#REF!*0.7,IF(#REF!=\"Marine\",#REF!*0.7,IF(#REF!=\"Nuclear\",#REF!*0.85,IF(#REF!=\"Pumped_Storage\",#REF!*0.5,IF(#REF!=\"CCS\",#REF!*0.85,IF(#REF!=\"OCGT\",#REF!*0,IF(#REF!=\"\",0,#REF!*H$627))))))))","v":{"$error":"#REF!"}},{"$f":"IF(#REF!=\"Interconnector\",#REF!*1,IF(#REF!=\"Wind\",#REF!*0.7,IF(#REF!=\"Marine\",#REF!*0.7,IF(#REF!=\"Nuclear\",#REF!*0.85,IF(#REF!=\"Pumped_Storage\",#REF!*0.5,IF(#REF!=\"CCS\",#REF!*0.85,IF(#REF!=\"OCGT\",#REF!*0,IF(#REF!=\"\",0,#REF!*I$627))))))))","v":{"$error":"#REF!"}},{"$f":"IF(#REF!=\"Interconnector\",#REF!*1,IF(#REF!=\"Wind\",#REF!*0.7,IF(#REF!=\"Marine\",#REF!*0.7,IF(#REF!=\"Nuclear\",#REF!*0.85,IF(#REF!=\"Pumped_Storage\",#REF!*0.5,IF(#REF!=\"CCS\",#REF!*0.85,IF(#REF!=\"OCGT\",#REF!*0,IF(#REF!=\"\",0,#REF!*J$627))))))))","v":{"$error":"#REF!"}},{"$f":"IF(#REF!=\"Interconnector\",#REF!*1,IF(#REF!=\"Wind\",#REF!*0.7,IF(#REF!=\"Marine\",#REF!*0.7,IF(#REF!=\"Nuclear\",#REF!*0.85,IF(#REF!=\"Pumped_Storage\",#REF!*0.5,IF(#REF!=\"CCS\",#REF!*0.85,IF(#REF!=\"OCGT\",#REF!*0,IF(#REF!=\"\",0,#REF!*K$627))))))))","v":{"$error":"#REF!"}},{"$f":"IF(#REF!=\"Interconnector\",#REF!*1,IF(#REF!=\"Wind\",#REF!*0.7,IF(#REF!=\"Marine\",#REF!*0.7,IF(#REF!=\"Nuclear\",#REF!*0.85,IF(#REF!=\"Pumped_Storage\",#REF!*0.5,IF(#REF!=\"CCS\",#REF!*0.85,IF(#REF!=\"OCGT\",#REF!*0,IF(#REF!=\"\",0,#REF!*L$627))))))))","v":{"$error":"#REF!"}},{"$f":"IF(#REF!=\"Interconnector\",#REF!*1,IF(#REF!=\"Wind\",#REF!*0.7,IF(#REF!=\"Marine\",#REF!*0.7,IF(#REF!=\"Nuclear\",#REF!*0.85,IF(#REF!=\"Pumped_Storage\",#REF!*0.5,IF(#REF!=\"CCS\",#REF!*0.85,IF(#REF!=\"OCGT\",#REF!*0,IF(#REF!=\"\",0,#REF!*M$627))))))))","v":{"$error":"#REF!"}},{"$f":"IF(#REF!=\"Interconnector\",#REF!*1,IF(#REF!=\"Wind\",#REF!*0.7,IF(#REF!=\"Marine\",#REF!*0.7,IF(#REF!=\"Nuclear\",#REF!*0.85,IF(#REF!=\"Pumped_Storage\",#REF!*0.5,IF(#REF!=\"CCS\",#REF!*0.85,IF(#REF!=\"OCGT\",#REF!*0,IF(#REF!=\"\",0,#REF!*N$627))))))))","v":{"$error":"#REF!"}},{"$f":"IF(#REF!=\"Interconnector\",#REF!*1,IF(#REF!=\"Wind\",#REF!*0.7,IF(#REF!=\"Marine\",#REF!*0.7,IF(#REF!=\"Nuclear\",#REF!*0.85,IF(#REF!=\"Pumped_Storage\",#REF!*0.5,IF(#REF!=\"CCS\",#REF!*0.85,IF(#REF!=\"OCGT\",#REF!*0,IF(#REF!=\"\",0,#REF!*O$627))))))))","v":{"$error":"#REF!"}}]
[{"$f":"#REF!","v":{"$error":"#REF!"}},{"$f":"#REF!","v":{"$error":"#REF!"}},{"$f":"#REF!","v":{"$error":"#REF!"}},{"$f":"#REF!","v":{"$error":"#REF!"}},{"$f":"IF(#REF!=\"Interconnector\",#REF!*1,IF(#REF!=\"Wind\",#REF!*0.7,IF(#REF!=\"Marine\",#REF!*0.7,IF(#REF!=\"Nuclear\",#REF!*0.85,IF(#REF!=\"Pumped_Storage\",#REF!*0.5,IF(#REF!=\"CCS\",#REF!*0.85,IF(#REF!=\"OCGT\",#REF!*0,IF(#REF!=\"\",0,#REF!*E$627))))))))","v":{"$error":"#REF!"}},{"$f":"IF(#REF!=\"Interconnector\",#REF!*1,IF(#REF!=\"Wind\",#REF!*0.7,IF(#REF!=\"Marine\",#REF!*0.7,IF(#REF!=\"Nuclear\",#REF!*0.85,IF(#REF!=\"Pumped_Storage\",#REF!*0.5,IF(#REF!=\"CCS\",#REF!*0.85,IF(#REF!=\"OCGT\",#REF!*0,IF(#REF!=\"\",0,#REF!*F$627))))))))","v":{"$error":"#REF!"}},{"$f":"IF(#REF!=\"Interconnector\",#REF!*1,IF(#REF!=\"Wind\",#REF!*0.7,IF(#REF!=\"Marine\",#REF!*0.7,IF(#REF!=\"Nuclear\",#REF!*0.85,IF(#REF!=\"Pumped_Storage\",#REF!*0.5,IF(#REF!=\"CCS\",#REF!*0.85,IF(#REF!=\"OCGT\",#REF!*0,IF(#REF!=\"\",0,#REF!*G$627))))))))","v":{"$error":"#REF!"}},{"$f":"IF(#REF!=\"Interconnector\",#REF!*1,IF(#REF!=\"Wind\",#REF!*0.7,IF(#REF!=\"Marine\",#REF!*0.7,IF(#REF!=\"Nuclear\",#REF!*0.85,IF(#REF!=\"Pumped_Storage\",#REF!*0.5,IF(#REF!=\"CCS\",#REF!*0.85,IF(#REF!=\"OCGT\",#REF!*0,IF(#REF!=\"\",0,#REF!*H$627))))))))","v":{"$error":"#REF!"}},{"$f":"IF(#REF!=\"Interconnector\",#REF!*1,IF(#REF!=\"Wind\",#REF!*0.7,IF(#REF!=\"Marine\",#REF!*0.7,IF(#REF!=\"Nuclear\",#REF!*0.85,IF(#REF!=\"Pumped_Storage\",#REF!*0.5,IF(#REF!=\"CCS\",#REF!*0.85,IF(#REF!=\"OCGT\",#REF!*0,IF(#REF!=\"\",0,#REF!*I$627))))))))","v":{"$error":"#REF!"}},{"$f":"IF(#REF!=\"Interconnector\",#REF!*1,IF(#REF!=\"Wind\",#REF!*0.7,IF(#REF!=\"Marine\",#REF!*0.7,IF(#REF!=\"Nuclear\",#REF!*0.85,IF(#REF!=\"Pumped_Storage\",#REF!*0.5,IF(#REF!=\"CCS\",#REF!*0.85,IF(#REF!=\"OCGT\",#REF!*0,IF(#REF!=\"\",0,#REF!*J$627))))))))","v":{"$error":"#REF!"}},{"$f":"IF(#REF!=\"Interconnector\",#REF!*1,IF(#REF!=\"Wind\",#REF!*0.7,IF(#REF!=\"Marine\",#REF!*0.7,IF(#REF!=\"Nuclear\",#REF!*0.85,IF(#REF!=\"Pumped_Storage\",#REF!*0.5,IF(#REF!=\"CCS\",#REF!*0.85,IF(#REF!=\"OCGT\",#REF!*0,IF(#REF!=\"\",0,#REF!*K$627))))))))","v":{"$error":"#REF!"}},{"$f":"IF(#REF!=\"Interconnector\",#REF!*1,IF(#REF!=\"Wind\",#REF!*0.7,IF(#REF!=\"Marine\",#REF!*0.7,IF(#REF!=\"Nuclear\",#REF!*0.85,IF(#REF!=\"Pumped_Storage\",#REF!*0.5,IF(#REF!=\"CCS\",#REF!*0.85,IF(#REF!=\"OCGT\",#REF!*0,IF(#REF!=\"\",0,#REF!*L$627))))))))","v":{"$error":"#REF!"}},{"$f":"IF(#REF!=\"Interconnector\",#REF!*1,IF(#REF!=\"Wind\",#REF!*0.7,IF(#REF!=\"Marine\",#REF!*0.7,IF(#REF!=\"Nuclear\",#REF!*0.85,IF(#REF!=\"Pumped_Storage\",#REF!*0.5,IF(#REF!=\"CCS\",#REF!*0.85,IF(#REF!=\"OCGT\",#REF!*0,IF(#REF!=\"\",0,#REF!*M$627))))))))","v":{"$error":"#REF!"}},{"$f":"IF(#REF!=\"Interconnector\",#REF!*1,IF(#REF!=\"Wind\",#REF!*0.7,IF(#REF!=\"Marine\",#REF!*0.7,IF(#REF!=\"Nuclear\",#REF!*0.85,IF(#REF!=\"Pumped_Storage\",#REF!*0.5,IF(#REF!=\"CCS\",#REF!*0.85,IF(#REF!=\"OCGT\",#REF!*0,IF(#REF!=\"\",0,#REF!*N$627))))))))","v":{"$error":"#REF!"}},{"$f":"IF(#REF!=\"Interconnector\",#REF!*1,IF(#REF!=\"Wind\",#REF!*0.7,IF(#REF!=\"Marine\",#REF!*0.7,IF(#REF!=\"Nuclear\",#REF!*0.85,IF(#REF!=\"Pumped_Storage\",#REF!*0.5,IF(#REF!=\"CCS\",#REF!*0.85,IF(#REF!=\"OCGT\",#REF!*0,IF(#REF!=\"\",0,#REF!*O$627))))))))","v":{"$error":"#REF!"}}]
[{"$f":"#REF!","v":{"$error":"#REF!"}},{"$f":"#REF!","v":{"$error":"#REF!"}},{"$f":"#REF!","v":{"$error":"#REF!"}},{"$f":"#REF!","v":{"$error":"#REF!"}},{"$f":"IF(#REF!=\"Interconnector\",#REF!*1,IF(#REF!=\"Wind\",#REF!*0.7,IF(#REF!=\"Marine\",#REF!*0.7,IF(#REF!=\"Nuclear\",#REF!*0.85,IF(#REF!=\"Pumped_Storage\",#REF!*0.5,IF(#REF!=\"CCS\",#REF!*0.85,IF(#REF!=\"OCGT\",#REF!*0,IF(#REF!=\"\",0,#REF!*E$627))))))))","v":{"$error":"#REF!"}},{"$f":"IF(#REF!=\"Interconnector\",#REF!*1,IF(#REF!=\"Wind\",#REF!*0.7,IF(#REF!=\"Marine\",#REF!*0.7,IF(#REF!=\"Nuclear\",#REF!*0.85,IF(#REF!=\"Pumped_Storage\",#REF!*0.5,IF(#REF!=\"CCS\",#REF!*0.85,IF(#REF!=\"OCGT\",#REF!*0,IF(#REF!=\"\",0,#REF!*F$627))))))))","v":{"$error":"#REF!"}},{"$f":"IF(#REF!=\"Interconnector\",#REF!*1,IF(#REF!=\"Wind\",#REF!*0.7,IF(#REF!=\"Marine\",#REF!*0.7,IF(#REF!=\"Nuclear\",#REF!*0.85,IF(#REF!=\"Pumped_Storage\",#REF!*0.5,IF(#REF!=\"CCS\",#REF!*0.85,IF(#REF!=\"OCGT\",#REF!*0,IF(#REF!=\"\",0,#REF!*G$627))))))))","v":{"$error":"#REF!"}},{"$f":"IF(#REF!=\"Interconnector\",#REF!*1,IF(#REF!=\"Wind\",#REF!*0.7,IF(#REF!=\"Marine\",#REF!*0.7,IF(#REF!=\"Nuclear\",#REF!*0.85,IF(#REF!=\"Pumped_Storage\",#REF!*0.5,IF(#REF!=\"CCS\",#REF!*0.85,IF(#REF!=\"OCGT\",#REF!*0,IF(#REF!=\"\",0,#REF!*H$627))))))))","v":{"$error":"#REF!"}},{"$f":"IF(#REF!=\"Interconnector\",#REF!*1,IF(#REF!=\"Wind\",#REF!*0.7,IF(#REF!=\"Marine\",#REF!*0.7,IF(#REF!=\"Nuclear\",#REF!*0.85,IF(#REF!=\"Pumped_Storage\",#REF!*0.5,IF(#REF!=\"CCS\",#REF!*0.85,IF(#REF!=\"OCGT\",#REF!*0,IF(#REF!=\"\",0,#REF!*I$627))))))))","v":{"$error":"#REF!"}},{"$f":"IF(#REF!=\"Interconnector\",#REF!*1,IF(#REF!=\"Wind\",#REF!*0.7,IF(#REF!=\"Marine\",#REF!*0.7,IF(#REF!=\"Nuclear\",#REF!*0.85,IF(#REF!=\"Pumped_Storage\",#REF!*0.5,IF(#REF!=\"CCS\",#REF!*0.85,IF(#REF!=\"OCGT\",#REF!*0,IF(#REF!=\"\",0,#REF!*J$627))))))))","v":{"$error":"#REF!"}},{"$f":"IF(#REF!=\"Interconnector\",#REF!*1,IF(#REF!=\"Wind\",#REF!*0.7,IF(#REF!=\"Marine\",#REF!*0.7,IF(#REF!=\"Nuclear\",#REF!*0.85,IF(#REF!=\"Pumped_Storage\",#REF!*0.5,IF(#REF!=\"CCS\",#REF!*0.85,IF(#REF!=\"OCGT\",#REF!*0,IF(#REF!=\"\",0,#REF!*K$627))))))))","v":{"$error":"#REF!"}},{"$f":"IF(#REF!=\"Interconnector\",#REF!*1,IF(#REF!=\"Wind\",#REF!*0.7,IF(#REF!=\"Marine\",#REF!*0.7,IF(#REF!=\"Nuclear\",#REF!*0.85,IF(#REF!=\"Pumped_Storage\",#REF!*0.5,IF(#REF!=\"CCS\",#REF!*0.85,IF(#REF!=\"OCGT\",#REF!*0,IF(#REF!=\"\",0,#REF!*L$627))))))))","v":{"$error":"#REF!"}},{"$f":"IF(#REF!=\"Interconnector\",#REF!*1,IF(#REF!=\"Wind\",#REF!*0.7,IF(#REF!=\"Marine\",#REF!*0.7,IF(#REF!=\"Nuclear\",#REF!*0.85,IF(#REF!=\"Pumped_Storage\",#REF!*0.5,IF(#REF!=\"CCS\",#REF!*0.85,IF(#REF!=\"OCGT\",#REF!*0,IF(#REF!=\"\",0,#REF!*M$627))))))))","v":{"$error":"#REF!"}},{"$f":"IF(#REF!=\"Interconnector\",#REF!*1,IF(#REF!=\"Wind\",#REF!*0.7,IF(#REF!=\"Marine\",#REF!*0.7,IF(#REF!=\"Nuclear\",#REF!*0.85,IF(#REF!=\"Pumped_Storage\",#REF!*0.5,IF(#REF!=\"CCS\",#REF!*0.85,IF(#REF!=\"OCGT\",#REF!*0,IF(#REF!=\"\",0,#REF!*N$627))))))))","v":{"$error":"#REF!"}},{"$f":"IF(#REF!=\"Interconnector\",#REF!*1,IF(#REF!=\"Wind\",#REF!*0.7,IF(#REF!=\"Marine\",#REF!*0.7,IF(#REF!=\"Nuclear\",#REF!*0.85,IF(#REF!=\"Pumped_Storage\",#REF!*0.5,IF(#REF!=\"CCS\",#REF!*0.85,IF(#REF!=\"OCGT\",#REF!*0,IF(#REF!=\"\",0,#REF!*O$627))))))))","v":{"$error":"#REF!"}}]
[{"$f":"#REF!","v":{"$error":"#REF!"}},{"$f":"#REF!","v":{"$error":"#REF!"}},{"$f":"#REF!","v":{"$error":"#REF!"}},{"$f":"#REF!","v":{"$error":"#REF!"}},{"$f":"IF(#REF!=\"Interconnector\",#REF!*1,IF(#REF!=\"Wind\",#REF!*0.7,IF(#REF!=\"Marine\",#REF!*0.7,IF(#REF!=\"Nuclear\",#REF!*0.85,IF(#REF!=\"Pumped_Storage\",#REF!*0.5,IF(#REF!=\"CCS\",#REF!*0.85,IF(#REF!=\"OCGT\",#REF!*0,IF(#REF!=\"\",0,#REF!*E$627))))))))","v":{"$error":"#REF!"}},{"$f":"IF(#REF!=\"Interconnector\",#REF!*1,IF(#REF!=\"Wind\",#REF!*0.7,IF(#REF!=\"Marine\",#REF!*0.7,IF(#REF!=\"Nuclear\",#REF!*0.85,IF(#REF!=\"Pumped_Storage\",#REF!*0.5,IF(#REF!=\"CCS\",#REF!*0.85,IF(#REF!=\"OCGT\",#REF!*0,IF(#REF!=\"\",0,#REF!*F$627))))))))","v":{"$error":"#REF!"}},{"$f":"IF(#REF!=\"Interconnector\",#REF!*1,IF(#REF!=\"Wind\",#REF!*0.7,IF(#REF!=\"Marine\",#REF!*0.7,IF(#REF!=\"Nuclear\",#REF!*0.85,IF(#REF!=\"Pumped_Storage\",#REF!*0.5,IF(#REF!=\"CCS\",#REF!*0.85,IF(#REF!=\"OCGT\",#REF!*0,IF(#REF!=\"\",0,#REF!*G$627))))))))","v":{"$error":"#REF!"}},{"$f":"IF(#REF!=\"Interconnector\",#REF!*1,IF(#REF!=\"Wind\",#REF!*0.7,IF(#REF!=\"Marine\",#REF!*0.7,IF(#REF!=\"Nuclear\",#REF!*0.85,IF(#REF!=\"Pumped_Storage\",#REF!*0.5,IF(#REF!=\"CCS\",#REF!*0.85,IF(#REF!=\"OCGT\",#REF!*0,IF(#REF!=\"\",0,#REF!*H$627))))))))","v":{"$error":"#REF!"}},{"$f":"IF(#REF!=\"Interconnector\",#REF!*1,IF(#REF!=\"Wind\",#REF!*0.7,IF(#REF!=\"Marine\",#REF!*0.7,IF(#REF!=\"Nuclear\",#REF!*0.85,IF(#REF!=\"Pumped_Storage\",#REF!*0.5,IF(#REF!=\"CCS\",#REF!*0.85,IF(#REF!=\"OCGT\",#REF!*0,IF(#REF!=\"\",0,#REF!*I$627))))))))","v":{"$error":"#REF!"}},{"$f":"IF(#REF!=\"Interconnector\",#REF!*1,IF(#REF!=\"Wind\",#REF!*0.7,IF(#REF!=\"Marine\",#REF!*0.7,IF(#REF!=\"Nuclear\",#REF!*0.85,IF(#REF!=\"Pumped_Storage\",#REF!*0.5,IF(#REF!=\"CCS\",#REF!*0.85,IF(#REF!=\"OCGT\",#REF!*0,IF(#REF!=\"\",0,#REF!*J$627))))))))","v":{"$error":"#REF!"}},{"$f":"IF(#REF!=\"Interconnector\",#REF!*1,IF(#REF!=\"Wind\",#REF!*0.7,IF(#REF!=\"Marine\",#REF!*0.7,IF(#REF!=\"Nuclear\",#REF!*0.85,IF(#REF!=\"Pumped_Storage\",#REF!*0.5,IF(#REF!=\"CCS\",#REF!*0.85,IF(#REF!=\"OCGT\",#REF!*0,IF(#REF!=\"\",0,#REF!*K$627))))))))","v":{"$error":"#REF!"}},{"$f":"IF(#REF!=\"Interconnector\",#REF!*1,IF(#REF!=\"Wind\",#REF!*0.7,IF(#REF!=\"Marine\",#REF!*0.7,IF(#REF!=\"Nuclear\",#REF!*0.85,IF(#REF!=\"Pumped_Storage\",#REF!*0.5,IF(#REF!=\"CCS\",#REF!*0.85,IF(#REF!=\"OCGT\",#REF!*0,IF(#REF!=\"\",0,#REF!*L$627))))))))","v":{"$error":"#REF!"}},{"$f":"IF(#REF!=\"Interconnector\",#REF!*1,IF(#REF!=\"Wind\",#REF!*0.7,IF(#REF!=\"Marine\",#REF!*0.7,IF(#REF!=\"Nuclear\",#REF!*0.85,IF(#REF!=\"Pumped_Storage\",#REF!*0.5,IF(#REF!=\"CCS\",#REF!*0.85,IF(#REF!=\"OCGT\",#REF!*0,IF(#REF!=\"\",0,#REF!*M$627))))))))","v":{"$error":"#REF!"}},{"$f":"IF(#REF!=\"Interconnector\",#REF!*1,IF(#REF!=\"Wind\",#REF!*0.7,IF(#REF!=\"Marine\",#REF!*0.7,IF(#REF!=\"Nuclear\",#REF!*0.85,IF(#REF!=\"Pumped_Storage\",#REF!*0.5,IF(#REF!=\"CCS\",#REF!*0.85,IF(#REF!=\"OCGT\",#REF!*0,IF(#REF!=\"\",0,#REF!*N$627))))))))","v":{"$error":"#REF!"}},{"$f":"IF(#REF!=\"Interconnector\",#REF!*1,IF(#REF!=\"Wind\",#REF!*0.7,IF(#REF!=\"Marine\",#REF!*0.7,IF(#REF!=\"Nuclear\",#REF!*0.85,IF(#REF!=\"Pumped_Storage\",#REF!*0.5,IF(#REF!=\"CCS\",#REF!*0.85,IF(#REF!=\"OCGT\",#REF!*0,IF(#REF!=\"\",0,#REF!*O$627))))))))","v":{"$error":"#REF!"}}]
[{"$f":"#REF!","v":{"$error":"#REF!"}},{"$f":"#REF!","v":{"$error":"#REF!"}},{"$f":"#REF!","v":{"$error":"#REF!"}},{"$f":"#REF!","v":{"$error":"#REF!"}},{"$f":"IF(#REF!=\"Interconnector\",#REF!*1,IF(#REF!=\"Wind\",#REF!*0.7,IF(#REF!=\"Marine\",#REF!*0.7,IF(#REF!=\"Nuclear\",#REF!*0.85,IF(#REF!=\"Pumped_Storage\",#REF!*0.5,IF(#REF!=\"CCS\",#REF!*0.85,IF(#REF!=\"OCGT\",#REF!*0,IF(#REF!=\"\",0,#REF!*E$627))))))))","v":{"$error":"#REF!"}},{"$f":"IF(#REF!=\"Interconnector\",#REF!*1,IF(#REF!=\"Wind\",#REF!*0.7,IF(#REF!=\"Marine\",#REF!*0.7,IF(#REF!=\"Nuclear\",#REF!*0.85,IF(#REF!=\"Pumped_Storage\",#REF!*0.5,IF(#REF!=\"CCS\",#REF!*0.85,IF(#REF!=\"OCGT\",#REF!*0,IF(#REF!=\"\",0,#REF!*F$627))))))))","v":{"$error":"#REF!"}},{"$f":"IF(#REF!=\"Interconnector\",#REF!*1,IF(#REF!=\"Wind\",#REF!*0.7,IF(#REF!=\"Marine\",#REF!*0.7,IF(#REF!=\"Nuclear\",#REF!*0.85,IF(#REF!=\"Pumped_Storage\",#REF!*0.5,IF(#REF!=\"CCS\",#REF!*0.85,IF(#REF!=\"OCGT\",#REF!*0,IF(#REF!=\"\",0,#REF!*G$627))))))))","v":{"$error":"#REF!"}},{"$f":"IF(#REF!=\"Interconnector\",#REF!*1,IF(#REF!=\"Wind\",#REF!*0.7,IF(#REF!=\"Marine\",#REF!*0.7,IF(#REF!=\"Nuclear\",#REF!*0.85,IF(#REF!=\"Pumped_Storage\",#REF!*0.5,IF(#REF!=\"CCS\",#REF!*0.85,IF(#REF!=\"OCGT\",#REF!*0,IF(#REF!=\"\",0,#REF!*H$627))))))))","v":{"$error":"#REF!"}},{"$f":"IF(#REF!=\"Interconnector\",#REF!*1,IF(#REF!=\"Wind\",#REF!*0.7,IF(#REF!=\"Marine\",#REF!*0.7,IF(#REF!=\"Nuclear\",#REF!*0.85,IF(#REF!=\"Pumped_Storage\",#REF!*0.5,IF(#REF!=\"CCS\",#REF!*0.85,IF(#REF!=\"OCGT\",#REF!*0,IF(#REF!=\"\",0,#REF!*I$627))))))))","v":{"$error":"#REF!"}},{"$f":"IF(#REF!=\"Interconnector\",#REF!*1,IF(#REF!=\"Wind\",#REF!*0.7,IF(#REF!=\"Marine\",#REF!*0.7,IF(#REF!=\"Nuclear\",#REF!*0.85,IF(#REF!=\"Pumped_Storage\",#REF!*0.5,IF(#REF!=\"CCS\",#REF!*0.85,IF(#REF!=\"OCGT\",#REF!*0,IF(#REF!=\"\",0,#REF!*J$627))))))))","v":{"$error":"#REF!"}},{"$f":"IF(#REF!=\"Interconnector\",#REF!*1,IF(#REF!=\"Wind\",#REF!*0.7,IF(#REF!=\"Marine\",#REF!*0.7,IF(#REF!=\"Nuclear\",#REF!*0.85,IF(#REF!=\"Pumped_Storage\",#REF!*0.5,IF(#REF!=\"CCS\",#REF!*0.85,IF(#REF!=\"OCGT\",#REF!*0,IF(#REF!=\"\",0,#REF!*K$627))))))))","v":{"$error":"#REF!"}},{"$f":"IF(#REF!=\"Interconnector\",#REF!*1,IF(#REF!=\"Wind\",#REF!*0.7,IF(#REF!=\"Marine\",#REF!*0.7,IF(#REF!=\"Nuclear\",#REF!*0.85,IF(#REF!=\"Pumped_Storage\",#REF!*0.5,IF(#REF!=\"CCS\",#REF!*0.85,IF(#REF!=\"OCGT\",#REF!*0,IF(#REF!=\"\",0,#REF!*L$627))))))))","v":{"$error":"#REF!"}},{"$f":"IF(#REF!=\"Interconnector\",#REF!*1,IF(#REF!=\"Wind\",#REF!*0.7,IF(#REF!=\"Marine\",#REF!*0.7,IF(#REF!=\"Nuclear\",#REF!*0.85,IF(#REF!=\"Pumped_Storage\",#REF!*0.5,IF(#REF!=\"CCS\",#REF!*0.85,IF(#REF!=\"OCGT\",#REF!*0,IF(#REF!=\"\",0,#REF!*M$627))))))))","v":{"$error":"#REF!"}},{"$f":"IF(#REF!=\"Interconnector\",#REF!*1,IF(#REF!=\"Wind\",#REF!*0.7,IF(#REF!=\"Marine\",#REF!*0.7,IF(#REF!=\"Nuclear\",#REF!*0.85,IF(#REF!=\"Pumped_Storage\",#REF!*0.5,IF(#REF!=\"CCS\",#REF!*0.85,IF(#REF!=\"OCGT\",#REF!*0,IF(#REF!=\"\",0,#REF!*N$627))))))))","v":{"$error":"#REF!"}},{"$f":"IF(#REF!=\"Interconnector\",#REF!*1,IF(#REF!=\"Wind\",#REF!*0.7,IF(#REF!=\"Marine\",#REF!*0.7,IF(#REF!=\"Nuclear\",#REF!*0.85,IF(#REF!=\"Pumped_Storage\",#REF!*0.5,IF(#REF!=\"CCS\",#REF!*0.85,IF(#REF!=\"OCGT\",#REF!*0,IF(#REF!=\"\",0,#REF!*O$627))))))))","v":{"$error":"#REF!"}}]
[{"$f":"#REF!","v":{"$error":"#REF!"}},{"$f":"#REF!","v":{"$error":"#REF!"}},{"$f":"#REF!","v":{"$error":"#REF!"}},{"$f":"#REF!","v":{"$error":"#REF!"}},{"$f":"IF(#REF!=\"Interconnector\",#REF!*1,IF(#REF!=\"Wind\",#REF!*0.7,IF(#REF!=\"Marine\",#REF!*0.7,IF(#REF!=\"Nuclear\",#REF!*0.85,IF(#REF!=\"Pumped_Storage\",#REF!*0.5,IF(#REF!=\"CCS\",#REF!*0.85,IF(#REF!=\"OCGT\",#REF!*0,IF(#REF!=\"\",0,#REF!*E$627))))))))","v":{"$error":"#REF!"}},{"$f":"IF(#REF!=\"Interconnector\",#REF!*1,IF(#REF!=\"Wind\",#REF!*0.7,IF(#REF!=\"Marine\",#REF!*0.7,IF(#REF!=\"Nuclear\",#REF!*0.85,IF(#REF!=\"Pumped_Storage\",#REF!*0.5,IF(#REF!=\"CCS\",#REF!*0.85,IF(#REF!=\"OCGT\",#REF!*0,IF(#REF!=\"\",0,#REF!*F$627))))))))","v":{"$error":"#REF!"}},{"$f":"IF(#REF!=\"Interconnector\",#REF!*1,IF(#REF!=\"Wind\",#REF!*0.7,IF(#REF!=\"Marine\",#REF!*0.7,IF(#REF!=\"Nuclear\",#REF!*0.85,IF(#REF!=\"Pumped_Storage\",#REF!*0.5,IF(#REF!=\"CCS\",#REF!*0.85,IF(#REF!=\"OCGT\",#REF!*0,IF(#REF!=\"\",0,#REF!*G$627))))))))","v":{"$error":"#REF!"}},{"$f":"IF(#REF!=\"Interconnector\",#REF!*1,IF(#REF!=\"Wind\",#REF!*0.7,IF(#REF!=\"Marine\",#REF!*0.7,IF(#REF!=\"Nuclear\",#REF!*0.85,IF(#REF!=\"Pumped_Storage\",#REF!*0.5,IF(#REF!=\"CCS\",#REF!*0.85,IF(#REF!=\"OCGT\",#REF!*0,IF(#REF!=\"\",0,#REF!*H$627))))))))","v":{"$error":"#REF!"}},{"$f":"IF(#REF!=\"Interconnector\",#REF!*1,IF(#REF!=\"Wind\",#REF!*0.7,IF(#REF!=\"Marine\",#REF!*0.7,IF(#REF!=\"Nuclear\",#REF!*0.85,IF(#REF!=\"Pumped_Storage\",#REF!*0.5,IF(#REF!=\"CCS\",#REF!*0.85,IF(#REF!=\"OCGT\",#REF!*0,IF(#REF!=\"\",0,#REF!*I$627))))))))","v":{"$error":"#REF!"}},{"$f":"IF(#REF!=\"Interconnector\",#REF!*1,IF(#REF!=\"Wind\",#REF!*0.7,IF(#REF!=\"Marine\",#REF!*0.7,IF(#REF!=\"Nuclear\",#REF!*0.85,IF(#REF!=\"Pumped_Storage\",#REF!*0.5,IF(#REF!=\"CCS\",#REF!*0.85,IF(#REF!=\"OCGT\",#REF!*0,IF(#REF!=\"\",0,#REF!*J$627))))))))","v":{"$error":"#REF!"}},{"$f":"IF(#REF!=\"Interconnector\",#REF!*1,IF(#REF!=\"Wind\",#REF!*0.7,IF(#REF!=\"Marine\",#REF!*0.7,IF(#REF!=\"Nuclear\",#REF!*0.85,IF(#REF!=\"Pumped_Storage\",#REF!*0.5,IF(#REF!=\"CCS\",#REF!*0.85,IF(#REF!=\"OCGT\",#REF!*0,IF(#REF!=\"\",0,#REF!*K$627))))))))","v":{"$error":"#REF!"}},{"$f":"IF(#REF!=\"Interconnector\",#REF!*1,IF(#REF!=\"Wind\",#REF!*0.7,IF(#REF!=\"Marine\",#REF!*0.7,IF(#REF!=\"Nuclear\",#REF!*0.85,IF(#REF!=\"Pumped_Storage\",#REF!*0.5,IF(#REF!=\"CCS\",#REF!*0.85,IF(#REF!=\"OCGT\",#REF!*0,IF(#REF!=\"\",0,#REF!*L$627))))))))","v":{"$error":"#REF!"}},{"$f":"IF(#REF!=\"Interconnector\",#REF!*1,IF(#REF!=\"Wind\",#REF!*0.7,IF(#REF!=\"Marine\",#REF!*0.7,IF(#REF!=\"Nuclear\",#REF!*0.85,IF(#REF!=\"Pumped_Storage\",#REF!*0.5,IF(#REF!=\"CCS\",#REF!*0.85,IF(#REF!=\"OCGT\",#REF!*0,IF(#REF!=\"\",0,#REF!*M$627))))))))","v":{"$error":"#REF!"}},{"$f":"IF(#REF!=\"Interconnector\",#REF!*1,IF(#REF!=\"Wind\",#REF!*0.7,IF(#REF!=\"Marine\",#REF!*0.7,IF(#REF!=\"Nuclear\",#REF!*0.85,IF(#REF!=\"Pumped_Storage\",#REF!*0.5,IF(#REF!=\"CCS\",#REF!*0.85,IF(#REF!=\"OCGT\",#REF!*0,IF(#REF!=\"\",0,#REF!*N$627))))))))","v":{"$error":"#REF!"}},{"$f":"IF(#REF!=\"Interconnector\",#REF!*1,IF(#REF!=\"Wind\",#REF!*0.7,IF(#REF!=\"Marine\",#REF!*0.7,IF(#REF!=\"Nuclear\",#REF!*0.85,IF(#REF!=\"Pumped_Storage\",#REF!*0.5,IF(#REF!=\"CCS\",#REF!*0.85,IF(#REF!=\"OCGT\",#REF!*0,IF(#REF!=\"\",0,#REF!*O$627))))))))","v":{"$error":"#REF!"}}]
[{"$f":"#REF!","v":{"$error":"#REF!"}},{"$f":"#REF!","v":{"$error":"#REF!"}},{"$f":"#REF!","v":{"$error":"#REF!"}},{"$f":"#REF!","v":{"$error":"#REF!"}},{"$f":"IF(#REF!=\"Interconnector\",#REF!*1,IF(#REF!=\"Wind\",#REF!*0.7,IF(#REF!=\"Marine\",#REF!*0.7,IF(#REF!=\"Nuclear\",#REF!*0.85,IF(#REF!=\"Pumped_Storage\",#REF!*0.5,IF(#REF!=\"CCS\",#REF!*0.85,IF(#REF!=\"OCGT\",#REF!*0,IF(#REF!=\"\",0,#REF!*E$627))))))))","v":{"$error":"#REF!"}},{"$f":"IF(#REF!=\"Interconnector\",#REF!*1,IF(#REF!=\"Wind\",#REF!*0.7,IF(#REF!=\"Marine\",#REF!*0.7,IF(#REF!=\"Nuclear\",#REF!*0.85,IF(#REF!=\"Pumped_Storage\",#REF!*0.5,IF(#REF!=\"CCS\",#REF!*0.85,IF(#REF!=\"OCGT\",#REF!*0,IF(#REF!=\"\",0,#REF!*F$627))))))))","v":{"$error":"#REF!"}},{"$f":"IF(#REF!=\"Interconnector\",#REF!*1,IF(#REF!=\"Wind\",#REF!*0.7,IF(#REF!=\"Marine\",#REF!*0.7,IF(#REF!=\"Nuclear\",#REF!*0.85,IF(#REF!=\"Pumped_Storage\",#REF!*0.5,IF(#REF!=\"CCS\",#REF!*0.85,IF(#REF!=\"OCGT\",#REF!*0,IF(#REF!=\"\",0,#REF!*G$627))))))))","v":{"$error":"#REF!"}},{"$f":"IF(#REF!=\"Interconnector\",#REF!*1,IF(#REF!=\"Wind\",#REF!*0.7,IF(#REF!=\"Marine\",#REF!*0.7,IF(#REF!=\"Nuclear\",#REF!*0.85,IF(#REF!=\"Pumped_Storage\",#REF!*0.5,IF(#REF!=\"CCS\",#REF!*0.85,IF(#REF!=\"OCGT\",#REF!*0,IF(#REF!=\"\",0,#REF!*H$627))))))))","v":{"$error":"#REF!"}},{"$f":"IF(#REF!=\"Interconnector\",#REF!*1,IF(#REF!=\"Wind\",#REF!*0.7,IF(#REF!=\"Marine\",#REF!*0.7,IF(#REF!=\"Nuclear\",#REF!*0.85,IF(#REF!=\"Pumped_Storage\",#REF!*0.5,IF(#REF!=\"CCS\",#REF!*0.85,IF(#REF!=\"OCGT\",#REF!*0,IF(#REF!=\"\",0,#REF!*I$627))))))))","v":{"$error":"#REF!"}},{"$f":"IF(#REF!=\"Interconnector\",#REF!*1,IF(#REF!=\"Wind\",#REF!*0.7,IF(#REF!=\"Marine\",#REF!*0.7,IF(#REF!=\"Nuclear\",#REF!*0.85,IF(#REF!=\"Pumped_Storage\",#REF!*0.5,IF(#REF!=\"CCS\",#REF!*0.85,IF(#REF!=\"OCGT\",#REF!*0,IF(#REF!=\"\",0,#REF!*J$627))))))))","v":{"$error":"#REF!"}},{"$f":"IF(#REF!=\"Interconnector\",#REF!*1,IF(#REF!=\"Wind\",#REF!*0.7,IF(#REF!=\"Marine\",#REF!*0.7,IF(#REF!=\"Nuclear\",#REF!*0.85,IF(#REF!=\"Pumped_Storage\",#REF!*0.5,IF(#REF!=\"CCS\",#REF!*0.85,IF(#REF!=\"OCGT\",#REF!*0,IF(#REF!=\"\",0,#REF!*K$627))))))))","v":{"$error":"#REF!"}},{"$f":"IF(#REF!=\"Interconnector\",#REF!*1,IF(#REF!=\"Wind\",#REF!*0.7,IF(#REF!=\"Marine\",#REF!*0.7,IF(#REF!=\"Nuclear\",#REF!*0.85,IF(#REF!=\"Pumped_Storage\",#REF!*0.5,IF(#REF!=\"CCS\",#REF!*0.85,IF(#REF!=\"OCGT\",#REF!*0,IF(#REF!=\"\",0,#REF!*L$627))))))))","v":{"$error":"#REF!"}},{"$f":"IF(#REF!=\"Interconnector\",#REF!*1,IF(#REF!=\"Wind\",#REF!*0.7,IF(#REF!=\"Marine\",#REF!*0.7,IF(#REF!=\"Nuclear\",#REF!*0.85,IF(#REF!=\"Pumped_Storage\",#REF!*0.5,IF(#REF!=\"CCS\",#REF!*0.85,IF(#REF!=\"OCGT\",#REF!*0,IF(#REF!=\"\",0,#REF!*M$627))))))))","v":{"$error":"#REF!"}},{"$f":"IF(#REF!=\"Interconnector\",#REF!*1,IF(#REF!=\"Wind\",#REF!*0.7,IF(#REF!=\"Marine\",#REF!*0.7,IF(#REF!=\"Nuclear\",#REF!*0.85,IF(#REF!=\"Pumped_Storage\",#REF!*0.5,IF(#REF!=\"CCS\",#REF!*0.85,IF(#REF!=\"OCGT\",#REF!*0,IF(#REF!=\"\",0,#REF!*N$627))))))))","v":{"$error":"#REF!"}},{"$f":"IF(#REF!=\"Interconnector\",#REF!*1,IF(#REF!=\"Wind\",#REF!*0.7,IF(#REF!=\"Marine\",#REF!*0.7,IF(#REF!=\"Nuclear\",#REF!*0.85,IF(#REF!=\"Pumped_Storage\",#REF!*0.5,IF(#REF!=\"CCS\",#REF!*0.85,IF(#REF!=\"OCGT\",#REF!*0,IF(#REF!=\"\",0,#REF!*O$627))))))))","v":{"$error":"#REF!"}}]
[{"$f":"#REF!","v":{"$error":"#REF!"}},{"$f":"#REF!","v":{"$error":"#REF!"}},{"$f":"#REF!","v":{"$error":"#REF!"}},{"$f":"#REF!","v":{"$error":"#REF!"}},{"$f":"IF(#REF!=\"Interconnector\",#REF!*1,IF(#REF!=\"Wind\",#REF!*0.7,IF(#REF!=\"Marine\",#REF!*0.7,IF(#REF!=\"Nuclear\",#REF!*0.85,IF(#REF!=\"Pumped_Storage\",#REF!*0.5,IF(#REF!=\"CCS\",#REF!*0.85,IF(#REF!=\"OCGT\",#REF!*0,IF(#REF!=\"\",0,#REF!*E$627))))))))","v":{"$error":"#REF!"}},{"$f":"IF(#REF!=\"Interconnector\",#REF!*1,IF(#REF!=\"Wind\",#REF!*0.7,IF(#REF!=\"Marine\",#REF!*0.7,IF(#REF!=\"Nuclear\",#REF!*0.85,IF(#REF!=\"Pumped_Storage\",#REF!*0.5,IF(#REF!=\"CCS\",#REF!*0.85,IF(#REF!=\"OCGT\",#REF!*0,IF(#REF!=\"\",0,#REF!*F$627))))))))","v":{"$error":"#REF!"}},{"$f":"IF(#REF!=\"Interconnector\",#REF!*1,IF(#REF!=\"Wind\",#REF!*0.7,IF(#REF!=\"Marine\",#REF!*0.7,IF(#REF!=\"Nuclear\",#REF!*0.85,IF(#REF!=\"Pumped_Storage\",#REF!*0.5,IF(#REF!=\"CCS\",#REF!*0.85,IF(#REF!=\"OCGT\",#REF!*0,IF(#REF!=\"\",0,#REF!*G$627))))))))","v":{"$error":"#REF!"}},{"$f":"IF(#REF!=\"Interconnector\",#REF!*1,IF(#REF!=\"Wind\",#REF!*0.7,IF(#REF!=\"Marine\",#REF!*0.7,IF(#REF!=\"Nuclear\",#REF!*0.85,IF(#REF!=\"Pumped_Storage\",#REF!*0.5,IF(#REF!=\"CCS\",#REF!*0.85,IF(#REF!=\"OCGT\",#REF!*0,IF(#REF!=\"\",0,#REF!*H$627))))))))","v":{"$error":"#REF!"}},{"$f":"IF(#REF!=\"Interconnector\",#REF!*1,IF(#REF!=\"Wind\",#REF!*0.7,IF(#REF!=\"Marine\",#REF!*0.7,IF(#REF!=\"Nuclear\",#REF!*0.85,IF(#REF!=\"Pumped_Storage\",#REF!*0.5,IF(#REF!=\"CCS\",#REF!*0.85,IF(#REF!=\"OCGT\",#REF!*0,IF(#REF!=\"\",0,#REF!*I$627))))))))","v":{"$error":"#REF!"}},{"$f":"IF(#REF!=\"Interconnector\",#REF!*1,IF(#REF!=\"Wind\",#REF!*0.7,IF(#REF!=\"Marine\",#REF!*0.7,IF(#REF!=\"Nuclear\",#REF!*0.85,IF(#REF!=\"Pumped_Storage\",#REF!*0.5,IF(#REF!=\"CCS\",#REF!*0.85,IF(#REF!=\"OCGT\",#REF!*0,IF(#REF!=\"\",0,#REF!*J$627))))))))","v":{"$error":"#REF!"}},{"$f":"IF(#REF!=\"Interconnector\",#REF!*1,IF(#REF!=\"Wind\",#REF!*0.7,IF(#REF!=\"Marine\",#REF!*0.7,IF(#REF!=\"Nuclear\",#REF!*0.85,IF(#REF!=\"Pumped_Storage\",#REF!*0.5,IF(#REF!=\"CCS\",#REF!*0.85,IF(#REF!=\"OCGT\",#REF!*0,IF(#REF!=\"\",0,#REF!*K$627))))))))","v":{"$error":"#REF!"}},{"$f":"IF(#REF!=\"Interconnector\",#REF!*1,IF(#REF!=\"Wind\",#REF!*0.7,IF(#REF!=\"Marine\",#REF!*0.7,IF(#REF!=\"Nuclear\",#REF!*0.85,IF(#REF!=\"Pumped_Storage\",#REF!*0.5,IF(#REF!=\"CCS\",#REF!*0.85,IF(#REF!=\"OCGT\",#REF!*0,IF(#REF!=\"\",0,#REF!*L$627))))))))","v":{"$error":"#REF!"}},{"$f":"IF(#REF!=\"Interconnector\",#REF!*1,IF(#REF!=\"Wind\",#REF!*0.7,IF(#REF!=\"Marine\",#REF!*0.7,IF(#REF!=\"Nuclear\",#REF!*0.85,IF(#REF!=\"Pumped_Storage\",#REF!*0.5,IF(#REF!=\"CCS\",#REF!*0.85,IF(#REF!=\"OCGT\",#REF!*0,IF(#REF!=\"\",0,#REF!*M$627))))))))","v":{"$error":"#REF!"}},{"$f":"IF(#REF!=\"Interconnector\",#REF!*1,IF(#REF!=\"Wind\",#REF!*0.7,IF(#REF!=\"Marine\",#REF!*0.7,IF(#REF!=\"Nuclear\",#REF!*0.85,IF(#REF!=\"Pumped_Storage\",#REF!*0.5,IF(#REF!=\"CCS\",#REF!*0.85,IF(#REF!=\"OCGT\",#REF!*0,IF(#REF!=\"\",0,#REF!*N$627))))))))","v":{"$error":"#REF!"}},{"$f":"IF(#REF!=\"Interconnector\",#REF!*1,IF(#REF!=\"Wind\",#REF!*0.7,IF(#REF!=\"Marine\",#REF!*0.7,IF(#REF!=\"Nuclear\",#REF!*0.85,IF(#REF!=\"Pumped_Storage\",#REF!*0.5,IF(#REF!=\"CCS\",#REF!*0.85,IF(#REF!=\"OCGT\",#REF!*0,IF(#REF!=\"\",0,#REF!*O$627))))))))","v":{"$error":"#REF!"}}]
[{"$f":"#REF!","v":{"$error":"#REF!"}},{"$f":"#REF!","v":{"$error":"#REF!"}},{"$f":"#REF!","v":{"$error":"#REF!"}},{"$f":"#REF!","v":{"$error":"#REF!"}},{"$f":"IF(#REF!=\"Interconnector\",#REF!*1,IF(#REF!=\"Wind\",#REF!*0.7,IF(#REF!=\"Marine\",#REF!*0.7,IF(#REF!=\"Nuclear\",#REF!*0.85,IF(#REF!=\"Pumped_Storage\",#REF!*0.5,IF(#REF!=\"CCS\",#REF!*0.85,IF(#REF!=\"OCGT\",#REF!*0,IF(#REF!=\"\",0,#REF!*E$627))))))))","v":{"$error":"#REF!"}},{"$f":"IF(#REF!=\"Interconnector\",#REF!*1,IF(#REF!=\"Wind\",#REF!*0.7,IF(#REF!=\"Marine\",#REF!*0.7,IF(#REF!=\"Nuclear\",#REF!*0.85,IF(#REF!=\"Pumped_Storage\",#REF!*0.5,IF(#REF!=\"CCS\",#REF!*0.85,IF(#REF!=\"OCGT\",#REF!*0,IF(#REF!=\"\",0,#REF!*F$627))))))))","v":{"$error":"#REF!"}},{"$f":"IF(#REF!=\"Interconnector\",#REF!*1,IF(#REF!=\"Wind\",#REF!*0.7,IF(#REF!=\"Marine\",#REF!*0.7,IF(#REF!=\"Nuclear\",#REF!*0.85,IF(#REF!=\"Pumped_Storage\",#REF!*0.5,IF(#REF!=\"CCS\",#REF!*0.85,IF(#REF!=\"OCGT\",#REF!*0,IF(#REF!=\"\",0,#REF!*G$627))))))))","v":{"$error":"#REF!"}},{"$f":"IF(#REF!=\"Interconnector\",#REF!*1,IF(#REF!=\"Wind\",#REF!*0.7,IF(#REF!=\"Marine\",#REF!*0.7,IF(#REF!=\"Nuclear\",#REF!*0.85,IF(#REF!=\"Pumped_Storage\",#REF!*0.5,IF(#REF!=\"CCS\",#REF!*0.85,IF(#REF!=\"OCGT\",#REF!*0,IF(#REF!=\"\",0,#REF!*H$627))))))))","v":{"$error":"#REF!"}},{"$f":"IF(#REF!=\"Interconnector\",#REF!*1,IF(#REF!=\"Wind\",#REF!*0.7,IF(#REF!=\"Marine\",#REF!*0.7,IF(#REF!=\"Nuclear\",#REF!*0.85,IF(#REF!=\"Pumped_Storage\",#REF!*0.5,IF(#REF!=\"CCS\",#REF!*0.85,IF(#REF!=\"OCGT\",#REF!*0,IF(#REF!=\"\",0,#REF!*I$627))))))))","v":{"$error":"#REF!"}},{"$f":"IF(#REF!=\"Interconnector\",#REF!*1,IF(#REF!=\"Wind\",#REF!*0.7,IF(#REF!=\"Marine\",#REF!*0.7,IF(#REF!=\"Nuclear\",#REF!*0.85,IF(#REF!=\"Pumped_Storage\",#REF!*0.5,IF(#REF!=\"CCS\",#REF!*0.85,IF(#REF!=\"OCGT\",#REF!*0,IF(#REF!=\"\",0,#REF!*J$627))))))))","v":{"$error":"#REF!"}},{"$f":"IF(#REF!=\"Interconnector\",#REF!*1,IF(#REF!=\"Wind\",#REF!*0.7,IF(#REF!=\"Marine\",#REF!*0.7,IF(#REF!=\"Nuclear\",#REF!*0.85,IF(#REF!=\"Pumped_Storage\",#REF!*0.5,IF(#REF!=\"CCS\",#REF!*0.85,IF(#REF!=\"OCGT\",#REF!*0,IF(#REF!=\"\",0,#REF!*K$627))))))))","v":{"$error":"#REF!"}},{"$f":"IF(#REF!=\"Interconnector\",#REF!*1,IF(#REF!=\"Wind\",#REF!*0.7,IF(#REF!=\"Marine\",#REF!*0.7,IF(#REF!=\"Nuclear\",#REF!*0.85,IF(#REF!=\"Pumped_Storage\",#REF!*0.5,IF(#REF!=\"CCS\",#REF!*0.85,IF(#REF!=\"OCGT\",#REF!*0,IF(#REF!=\"\",0,#REF!*L$627))))))))","v":{"$error":"#REF!"}},{"$f":"IF(#REF!=\"Interconnector\",#REF!*1,IF(#REF!=\"Wind\",#REF!*0.7,IF(#REF!=\"Marine\",#REF!*0.7,IF(#REF!=\"Nuclear\",#REF!*0.85,IF(#REF!=\"Pumped_Storage\",#REF!*0.5,IF(#REF!=\"CCS\",#REF!*0.85,IF(#REF!=\"OCGT\",#REF!*0,IF(#REF!=\"\",0,#REF!*M$627))))))))","v":{"$error":"#REF!"}},{"$f":"IF(#REF!=\"Interconnector\",#REF!*1,IF(#REF!=\"Wind\",#REF!*0.7,IF(#REF!=\"Marine\",#REF!*0.7,IF(#REF!=\"Nuclear\",#REF!*0.85,IF(#REF!=\"Pumped_Storage\",#REF!*0.5,IF(#REF!=\"CCS\",#REF!*0.85,IF(#REF!=\"OCGT\",#REF!*0,IF(#REF!=\"\",0,#REF!*N$627))))))))","v":{"$error":"#REF!"}},{"$f":"IF(#REF!=\"Interconnector\",#REF!*1,IF(#REF!=\"Wind\",#REF!*0.7,IF(#REF!=\"Marine\",#REF!*0.7,IF(#REF!=\"Nuclear\",#REF!*0.85,IF(#REF!=\"Pumped_Storage\",#REF!*0.5,IF(#REF!=\"CCS\",#REF!*0.85,IF(#REF!=\"OCGT\",#REF!*0,IF(#REF!=\"\",0,#REF!*O$627))))))))","v":{"$error":"#REF!"}}]
[{"$f":"#REF!","v":{"$error":"#REF!"}},{"$f":"#REF!","v":{"$error":"#REF!"}},{"$f":"#REF!","v":{"$error":"#REF!"}},{"$f":"#REF!","v":{"$error":"#REF!"}},{"$f":"IF(#REF!=\"Interconnector\",#REF!*1,IF(#REF!=\"Wind\",#REF!*0.7,IF(#REF!=\"Marine\",#REF!*0.7,IF(#REF!=\"Nuclear\",#REF!*0.85,IF(#REF!=\"Pumped_Storage\",#REF!*0.5,IF(#REF!=\"CCS\",#REF!*0.85,IF(#REF!=\"OCGT\",#REF!*0,IF(#REF!=\"\",0,#REF!*E$627))))))))","v":{"$error":"#REF!"}},{"$f":"IF(#REF!=\"Interconnector\",#REF!*1,IF(#REF!=\"Wind\",#REF!*0.7,IF(#REF!=\"Marine\",#REF!*0.7,IF(#REF!=\"Nuclear\",#REF!*0.85,IF(#REF!=\"Pumped_Storage\",#REF!*0.5,IF(#REF!=\"CCS\",#REF!*0.85,IF(#REF!=\"OCGT\",#REF!*0,IF(#REF!=\"\",0,#REF!*F$627))))))))","v":{"$error":"#REF!"}},{"$f":"IF(#REF!=\"Interconnector\",#REF!*1,IF(#REF!=\"Wind\",#REF!*0.7,IF(#REF!=\"Marine\",#REF!*0.7,IF(#REF!=\"Nuclear\",#REF!*0.85,IF(#REF!=\"Pumped_Storage\",#REF!*0.5,IF(#REF!=\"CCS\",#REF!*0.85,IF(#REF!=\"OCGT\",#REF!*0,IF(#REF!=\"\",0,#REF!*G$627))))))))","v":{"$error":"#REF!"}},{"$f":"IF(#REF!=\"Interconnector\",#REF!*1,IF(#REF!=\"Wind\",#REF!*0.7,IF(#REF!=\"Marine\",#REF!*0.7,IF(#REF!=\"Nuclear\",#REF!*0.85,IF(#REF!=\"Pumped_Storage\",#REF!*0.5,IF(#REF!=\"CCS\",#REF!*0.85,IF(#REF!=\"OCGT\",#REF!*0,IF(#REF!=\"\",0,#REF!*H$627))))))))","v":{"$error":"#REF!"}},{"$f":"IF(#REF!=\"Interconnector\",#REF!*1,IF(#REF!=\"Wind\",#REF!*0.7,IF(#REF!=\"Marine\",#REF!*0.7,IF(#REF!=\"Nuclear\",#REF!*0.85,IF(#REF!=\"Pumped_Storage\",#REF!*0.5,IF(#REF!=\"CCS\",#REF!*0.85,IF(#REF!=\"OCGT\",#REF!*0,IF(#REF!=\"\",0,#REF!*I$627))))))))","v":{"$error":"#REF!"}},{"$f":"IF(#REF!=\"Interconnector\",#REF!*1,IF(#REF!=\"Wind\",#REF!*0.7,IF(#REF!=\"Marine\",#REF!*0.7,IF(#REF!=\"Nuclear\",#REF!*0.85,IF(#REF!=\"Pumped_Storage\",#REF!*0.5,IF(#REF!=\"CCS\",#REF!*0.85,IF(#REF!=\"OCGT\",#REF!*0,IF(#REF!=\"\",0,#REF!*J$627))))))))","v":{"$error":"#REF!"}},{"$f":"IF(#REF!=\"Interconnector\",#REF!*1,IF(#REF!=\"Wind\",#REF!*0.7,IF(#REF!=\"Marine\",#REF!*0.7,IF(#REF!=\"Nuclear\",#REF!*0.85,IF(#REF!=\"Pumped_Storage\",#REF!*0.5,IF(#REF!=\"CCS\",#REF!*0.85,IF(#REF!=\"OCGT\",#REF!*0,IF(#REF!=\"\",0,#REF!*K$627))))))))","v":{"$error":"#REF!"}},{"$f":"IF(#REF!=\"Interconnector\",#REF!*1,IF(#REF!=\"Wind\",#REF!*0.7,IF(#REF!=\"Marine\",#REF!*0.7,IF(#REF!=\"Nuclear\",#REF!*0.85,IF(#REF!=\"Pumped_Storage\",#REF!*0.5,IF(#REF!=\"CCS\",#REF!*0.85,IF(#REF!=\"OCGT\",#REF!*0,IF(#REF!=\"\",0,#REF!*L$627))))))))","v":{"$error":"#REF!"}},{"$f":"IF(#REF!=\"Interconnector\",#REF!*1,IF(#REF!=\"Wind\",#REF!*0.7,IF(#REF!=\"Marine\",#REF!*0.7,IF(#REF!=\"Nuclear\",#REF!*0.85,IF(#REF!=\"Pumped_Storage\",#REF!*0.5,IF(#REF!=\"CCS\",#REF!*0.85,IF(#REF!=\"OCGT\",#REF!*0,IF(#REF!=\"\",0,#REF!*M$627))))))))","v":{"$error":"#REF!"}},{"$f":"IF(#REF!=\"Interconnector\",#REF!*1,IF(#REF!=\"Wind\",#REF!*0.7,IF(#REF!=\"Marine\",#REF!*0.7,IF(#REF!=\"Nuclear\",#REF!*0.85,IF(#REF!=\"Pumped_Storage\",#REF!*0.5,IF(#REF!=\"CCS\",#REF!*0.85,IF(#REF!=\"OCGT\",#REF!*0,IF(#REF!=\"\",0,#REF!*N$627))))))))","v":{"$error":"#REF!"}},{"$f":"IF(#REF!=\"Interconnector\",#REF!*1,IF(#REF!=\"Wind\",#REF!*0.7,IF(#REF!=\"Marine\",#REF!*0.7,IF(#REF!=\"Nuclear\",#REF!*0.85,IF(#REF!=\"Pumped_Storage\",#REF!*0.5,IF(#REF!=\"CCS\",#REF!*0.85,IF(#REF!=\"OCGT\",#REF!*0,IF(#REF!=\"\",0,#REF!*O$627))))))))","v":{"$error":"#REF!"}}]
[{"$f":"#REF!","v":{"$error":"#REF!"}},{"$f":"#REF!","v":{"$error":"#REF!"}},{"$f":"#REF!","v":{"$error":"#REF!"}},{"$f":"#REF!","v":{"$error":"#REF!"}},{"$f":"IF(#REF!=\"Interconnector\",#REF!*1,IF(#REF!=\"Wind\",#REF!*0.7,IF(#REF!=\"Marine\",#REF!*0.7,IF(#REF!=\"Nuclear\",#REF!*0.85,IF(#REF!=\"Pumped_Storage\",#REF!*0.5,IF(#REF!=\"CCS\",#REF!*0.85,IF(#REF!=\"OCGT\",#REF!*0,IF(#REF!=\"\",0,#REF!*E$627))))))))","v":{"$error":"#REF!"}},{"$f":"IF(#REF!=\"Interconnector\",#REF!*1,IF(#REF!=\"Wind\",#REF!*0.7,IF(#REF!=\"Marine\",#REF!*0.7,IF(#REF!=\"Nuclear\",#REF!*0.85,IF(#REF!=\"Pumped_Storage\",#REF!*0.5,IF(#REF!=\"CCS\",#REF!*0.85,IF(#REF!=\"OCGT\",#REF!*0,IF(#REF!=\"\",0,#REF!*F$627))))))))","v":{"$error":"#REF!"}},{"$f":"IF(#REF!=\"Interconnector\",#REF!*1,IF(#REF!=\"Wind\",#REF!*0.7,IF(#REF!=\"Marine\",#REF!*0.7,IF(#REF!=\"Nuclear\",#REF!*0.85,IF(#REF!=\"Pumped_Storage\",#REF!*0.5,IF(#REF!=\"CCS\",#REF!*0.85,IF(#REF!=\"OCGT\",#REF!*0,IF(#REF!=\"\",0,#REF!*G$627))))))))","v":{"$error":"#REF!"}},{"$f":"IF(#REF!=\"Interconnector\",#REF!*1,IF(#REF!=\"Wind\",#REF!*0.7,IF(#REF!=\"Marine\",#REF!*0.7,IF(#REF!=\"Nuclear\",#REF!*0.85,IF(#REF!=\"Pumped_Storage\",#REF!*0.5,IF(#REF!=\"CCS\",#REF!*0.85,IF(#REF!=\"OCGT\",#REF!*0,IF(#REF!=\"\",0,#REF!*H$627))))))))","v":{"$error":"#REF!"}},{"$f":"IF(#REF!=\"Interconnector\",#REF!*1,IF(#REF!=\"Wind\",#REF!*0.7,IF(#REF!=\"Marine\",#REF!*0.7,IF(#REF!=\"Nuclear\",#REF!*0.85,IF(#REF!=\"Pumped_Storage\",#REF!*0.5,IF(#REF!=\"CCS\",#REF!*0.85,IF(#REF!=\"OCGT\",#REF!*0,IF(#REF!=\"\",0,#REF!*I$627))))))))","v":{"$error":"#REF!"}},{"$f":"IF(#REF!=\"Interconnector\",#REF!*1,IF(#REF!=\"Wind\",#REF!*0.7,IF(#REF!=\"Marine\",#REF!*0.7,IF(#REF!=\"Nuclear\",#REF!*0.85,IF(#REF!=\"Pumped_Storage\",#REF!*0.5,IF(#REF!=\"CCS\",#REF!*0.85,IF(#REF!=\"OCGT\",#REF!*0,IF(#REF!=\"\",0,#REF!*J$627))))))))","v":{"$error":"#REF!"}},{"$f":"IF(#REF!=\"Interconnector\",#REF!*1,IF(#REF!=\"Wind\",#REF!*0.7,IF(#REF!=\"Marine\",#REF!*0.7,IF(#REF!=\"Nuclear\",#REF!*0.85,IF(#REF!=\"Pumped_Storage\",#REF!*0.5,IF(#REF!=\"CCS\",#REF!*0.85,IF(#REF!=\"OCGT\",#REF!*0,IF(#REF!=\"\",0,#REF!*K$627))))))))","v":{"$error":"#REF!"}},{"$f":"IF(#REF!=\"Interconnector\",#REF!*1,IF(#REF!=\"Wind\",#REF!*0.7,IF(#REF!=\"Marine\",#REF!*0.7,IF(#REF!=\"Nuclear\",#REF!*0.85,IF(#REF!=\"Pumped_Storage\",#REF!*0.5,IF(#REF!=\"CCS\",#REF!*0.85,IF(#REF!=\"OCGT\",#REF!*0,IF(#REF!=\"\",0,#REF!*L$627))))))))","v":{"$error":"#REF!"}},{"$f":"IF(#REF!=\"Interconnector\",#REF!*1,IF(#REF!=\"Wind\",#REF!*0.7,IF(#REF!=\"Marine\",#REF!*0.7,IF(#REF!=\"Nuclear\",#REF!*0.85,IF(#REF!=\"Pumped_Storage\",#REF!*0.5,IF(#REF!=\"CCS\",#REF!*0.85,IF(#REF!=\"OCGT\",#REF!*0,IF(#REF!=\"\",0,#REF!*M$627))))))))","v":{"$error":"#REF!"}},{"$f":"IF(#REF!=\"Interconnector\",#REF!*1,IF(#REF!=\"Wind\",#REF!*0.7,IF(#REF!=\"Marine\",#REF!*0.7,IF(#REF!=\"Nuclear\",#REF!*0.85,IF(#REF!=\"Pumped_Storage\",#REF!*0.5,IF(#REF!=\"CCS\",#REF!*0.85,IF(#REF!=\"OCGT\",#REF!*0,IF(#REF!=\"\",0,#REF!*N$627))))))))","v":{"$error":"#REF!"}},{"$f":"IF(#REF!=\"Interconnector\",#REF!*1,IF(#REF!=\"Wind\",#REF!*0.7,IF(#REF!=\"Marine\",#REF!*0.7,IF(#REF!=\"Nuclear\",#REF!*0.85,IF(#REF!=\"Pumped_Storage\",#REF!*0.5,IF(#REF!=\"CCS\",#REF!*0.85,IF(#REF!=\"OCGT\",#REF!*0,IF(#REF!=\"\",0,#REF!*O$627))))))))","v":{"$error":"#REF!"}}]
[{"$f":"#REF!","v":{"$error":"#REF!"}},{"$f":"#REF!","v":{"$error":"#REF!"}},{"$f":"#REF!","v":{"$error":"#REF!"}},{"$f":"#REF!","v":{"$error":"#REF!"}},{"$f":"IF(#REF!=\"Interconnector\",#REF!*1,IF(#REF!=\"Wind\",#REF!*0.7,IF(#REF!=\"Marine\",#REF!*0.7,IF(#REF!=\"Nuclear\",#REF!*0.85,IF(#REF!=\"Pumped_Storage\",#REF!*0.5,IF(#REF!=\"CCS\",#REF!*0.85,IF(#REF!=\"OCGT\",#REF!*0,IF(#REF!=\"\",0,#REF!*E$627))))))))","v":{"$error":"#REF!"}},{"$f":"IF(#REF!=\"Interconnector\",#REF!*1,IF(#REF!=\"Wind\",#REF!*0.7,IF(#REF!=\"Marine\",#REF!*0.7,IF(#REF!=\"Nuclear\",#REF!*0.85,IF(#REF!=\"Pumped_Storage\",#REF!*0.5,IF(#REF!=\"CCS\",#REF!*0.85,IF(#REF!=\"OCGT\",#REF!*0,IF(#REF!=\"\",0,#REF!*F$627))))))))","v":{"$error":"#REF!"}},{"$f":"IF(#REF!=\"Interconnector\",#REF!*1,IF(#REF!=\"Wind\",#REF!*0.7,IF(#REF!=\"Marine\",#REF!*0.7,IF(#REF!=\"Nuclear\",#REF!*0.85,IF(#REF!=\"Pumped_Storage\",#REF!*0.5,IF(#REF!=\"CCS\",#REF!*0.85,IF(#REF!=\"OCGT\",#REF!*0,IF(#REF!=\"\",0,#REF!*G$627))))))))","v":{"$error":"#REF!"}},{"$f":"IF(#REF!=\"Interconnector\",#REF!*1,IF(#REF!=\"Wind\",#REF!*0.7,IF(#REF!=\"Marine\",#REF!*0.7,IF(#REF!=\"Nuclear\",#REF!*0.85,IF(#REF!=\"Pumped_Storage\",#REF!*0.5,IF(#REF!=\"CCS\",#REF!*0.85,IF(#REF!=\"OCGT\",#REF!*0,IF(#REF!=\"\",0,#REF!*H$627))))))))","v":{"$error":"#REF!"}},{"$f":"IF(#REF!=\"Interconnector\",#REF!*1,IF(#REF!=\"Wind\",#REF!*0.7,IF(#REF!=\"Marine\",#REF!*0.7,IF(#REF!=\"Nuclear\",#REF!*0.85,IF(#REF!=\"Pumped_Storage\",#REF!*0.5,IF(#REF!=\"CCS\",#REF!*0.85,IF(#REF!=\"OCGT\",#REF!*0,IF(#REF!=\"\",0,#REF!*I$627))))))))","v":{"$error":"#REF!"}},{"$f":"IF(#REF!=\"Interconnector\",#REF!*1,IF(#REF!=\"Wind\",#REF!*0.7,IF(#REF!=\"Marine\",#REF!*0.7,IF(#REF!=\"Nuclear\",#REF!*0.85,IF(#REF!=\"Pumped_Storage\",#REF!*0.5,IF(#REF!=\"CCS\",#REF!*0.85,IF(#REF!=\"OCGT\",#REF!*0,IF(#REF!=\"\",0,#REF!*J$627))))))))","v":{"$error":"#REF!"}},{"$f":"IF(#REF!=\"Interconnector\",#REF!*1,IF(#REF!=\"Wind\",#REF!*0.7,IF(#REF!=\"Marine\",#REF!*0.7,IF(#REF!=\"Nuclear\",#REF!*0.85,IF(#REF!=\"Pumped_Storage\",#REF!*0.5,IF(#REF!=\"CCS\",#REF!*0.85,IF(#REF!=\"OCGT\",#REF!*0,IF(#REF!=\"\",0,#REF!*K$627))))))))","v":{"$error":"#REF!"}},{"$f":"IF(#REF!=\"Interconnector\",#REF!*1,IF(#REF!=\"Wind\",#REF!*0.7,IF(#REF!=\"Marine\",#REF!*0.7,IF(#REF!=\"Nuclear\",#REF!*0.85,IF(#REF!=\"Pumped_Storage\",#REF!*0.5,IF(#REF!=\"CCS\",#REF!*0.85,IF(#REF!=\"OCGT\",#REF!*0,IF(#REF!=\"\",0,#REF!*L$627))))))))","v":{"$error":"#REF!"}},{"$f":"IF(#REF!=\"Interconnector\",#REF!*1,IF(#REF!=\"Wind\",#REF!*0.7,IF(#REF!=\"Marine\",#REF!*0.7,IF(#REF!=\"Nuclear\",#REF!*0.85,IF(#REF!=\"Pumped_Storage\",#REF!*0.5,IF(#REF!=\"CCS\",#REF!*0.85,IF(#REF!=\"OCGT\",#REF!*0,IF(#REF!=\"\",0,#REF!*M$627))))))))","v":{"$error":"#REF!"}},{"$f":"IF(#REF!=\"Interconnector\",#REF!*1,IF(#REF!=\"Wind\",#REF!*0.7,IF(#REF!=\"Marine\",#REF!*0.7,IF(#REF!=\"Nuclear\",#REF!*0.85,IF(#REF!=\"Pumped_Storage\",#REF!*0.5,IF(#REF!=\"CCS\",#REF!*0.85,IF(#REF!=\"OCGT\",#REF!*0,IF(#REF!=\"\",0,#REF!*N$627))))))))","v":{"$error":"#REF!"}},{"$f":"IF(#REF!=\"Interconnector\",#REF!*1,IF(#REF!=\"Wind\",#REF!*0.7,IF(#REF!=\"Marine\",#REF!*0.7,IF(#REF!=\"Nuclear\",#REF!*0.85,IF(#REF!=\"Pumped_Storage\",#REF!*0.5,IF(#REF!=\"CCS\",#REF!*0.85,IF(#REF!=\"OCGT\",#REF!*0,IF(#REF!=\"\",0,#REF!*O$627))))))))","v":{"$error":"#REF!"}}]
[{"$f":"#REF!","v":{"$error":"#REF!"}},{"$f":"#REF!","v":{"$error":"#REF!"}},{"$f":"#REF!","v":{"$error":"#REF!"}},{"$f":"#REF!","v":{"$error":"#REF!"}},{"$f":"IF(#REF!=\"Interconnector\",#REF!*1,IF(#REF!=\"Wind\",#REF!*0.7,IF(#REF!=\"Marine\",#REF!*0.7,IF(#REF!=\"Nuclear\",#REF!*0.85,IF(#REF!=\"Pumped_Storage\",#REF!*0.5,IF(#REF!=\"CCS\",#REF!*0.85,IF(#REF!=\"OCGT\",#REF!*0,IF(#REF!=\"\",0,#REF!*E$627))))))))","v":{"$error":"#REF!"}},{"$f":"IF(#REF!=\"Interconnector\",#REF!*1,IF(#REF!=\"Wind\",#REF!*0.7,IF(#REF!=\"Marine\",#REF!*0.7,IF(#REF!=\"Nuclear\",#REF!*0.85,IF(#REF!=\"Pumped_Storage\",#REF!*0.5,IF(#REF!=\"CCS\",#REF!*0.85,IF(#REF!=\"OCGT\",#REF!*0,IF(#REF!=\"\",0,#REF!*F$627))))))))","v":{"$error":"#REF!"}},{"$f":"IF(#REF!=\"Interconnector\",#REF!*1,IF(#REF!=\"Wind\",#REF!*0.7,IF(#REF!=\"Marine\",#REF!*0.7,IF(#REF!=\"Nuclear\",#REF!*0.85,IF(#REF!=\"Pumped_Storage\",#REF!*0.5,IF(#REF!=\"CCS\",#REF!*0.85,IF(#REF!=\"OCGT\",#REF!*0,IF(#REF!=\"\",0,#REF!*G$627))))))))","v":{"$error":"#REF!"}},{"$f":"IF(#REF!=\"Interconnector\",#REF!*1,IF(#REF!=\"Wind\",#REF!*0.7,IF(#REF!=\"Marine\",#REF!*0.7,IF(#REF!=\"Nuclear\",#REF!*0.85,IF(#REF!=\"Pumped_Storage\",#REF!*0.5,IF(#REF!=\"CCS\",#REF!*0.85,IF(#REF!=\"OCGT\",#REF!*0,IF(#REF!=\"\",0,#REF!*H$627))))))))","v":{"$error":"#REF!"}},{"$f":"IF(#REF!=\"Interconnector\",#REF!*1,IF(#REF!=\"Wind\",#REF!*0.7,IF(#REF!=\"Marine\",#REF!*0.7,IF(#REF!=\"Nuclear\",#REF!*0.85,IF(#REF!=\"Pumped_Storage\",#REF!*0.5,IF(#REF!=\"CCS\",#REF!*0.85,IF(#REF!=\"OCGT\",#REF!*0,IF(#REF!=\"\",0,#REF!*I$627))))))))","v":{"$error":"#REF!"}},{"$f":"IF(#REF!=\"Interconnector\",#REF!*1,IF(#REF!=\"Wind\",#REF!*0.7,IF(#REF!=\"Marine\",#REF!*0.7,IF(#REF!=\"Nuclear\",#REF!*0.85,IF(#REF!=\"Pumped_Storage\",#REF!*0.5,IF(#REF!=\"CCS\",#REF!*0.85,IF(#REF!=\"OCGT\",#REF!*0,IF(#REF!=\"\",0,#REF!*J$627))))))))","v":{"$error":"#REF!"}},{"$f":"IF(#REF!=\"Interconnector\",#REF!*1,IF(#REF!=\"Wind\",#REF!*0.7,IF(#REF!=\"Marine\",#REF!*0.7,IF(#REF!=\"Nuclear\",#REF!*0.85,IF(#REF!=\"Pumped_Storage\",#REF!*0.5,IF(#REF!=\"CCS\",#REF!*0.85,IF(#REF!=\"OCGT\",#REF!*0,IF(#REF!=\"\",0,#REF!*K$627))))))))","v":{"$error":"#REF!"}},{"$f":"IF(#REF!=\"Interconnector\",#REF!*1,IF(#REF!=\"Wind\",#REF!*0.7,IF(#REF!=\"Marine\",#REF!*0.7,IF(#REF!=\"Nuclear\",#REF!*0.85,IF(#REF!=\"Pumped_Storage\",#REF!*0.5,IF(#REF!=\"CCS\",#REF!*0.85,IF(#REF!=\"OCGT\",#REF!*0,IF(#REF!=\"\",0,#REF!*L$627))))))))","v":{"$error":"#REF!"}},{"$f":"IF(#REF!=\"Interconnector\",#REF!*1,IF(#REF!=\"Wind\",#REF!*0.7,IF(#REF!=\"Marine\",#REF!*0.7,IF(#REF!=\"Nuclear\",#REF!*0.85,IF(#REF!=\"Pumped_Storage\",#REF!*0.5,IF(#REF!=\"CCS\",#REF!*0.85,IF(#REF!=\"OCGT\",#REF!*0,IF(#REF!=\"\",0,#REF!*M$627))))))))","v":{"$error":"#REF!"}},{"$f":"IF(#REF!=\"Interconnector\",#REF!*1,IF(#REF!=\"Wind\",#REF!*0.7,IF(#REF!=\"Marine\",#REF!*0.7,IF(#REF!=\"Nuclear\",#REF!*0.85,IF(#REF!=\"Pumped_Storage\",#REF!*0.5,IF(#REF!=\"CCS\",#REF!*0.85,IF(#REF!=\"OCGT\",#REF!*0,IF(#REF!=\"\",0,#REF!*N$627))))))))","v":{"$error":"#REF!"}},{"$f":"IF(#REF!=\"Interconnector\",#REF!*1,IF(#REF!=\"Wind\",#REF!*0.7,IF(#REF!=\"Marine\",#REF!*0.7,IF(#REF!=\"Nuclear\",#REF!*0.85,IF(#REF!=\"Pumped_Storage\",#REF!*0.5,IF(#REF!=\"CCS\",#REF!*0.85,IF(#REF!=\"OCGT\",#REF!*0,IF(#REF!=\"\",0,#REF!*O$627))))))))","v":{"$error":"#REF!"}}]
[{"$f":"#REF!","v":{"$error":"#REF!"}},{"$f":"#REF!","v":{"$error":"#REF!"}},{"$f":"#REF!","v":{"$error":"#REF!"}},{"$f":"#REF!","v":{"$error":"#REF!"}},{"$f":"IF(#REF!=\"Interconnector\",#REF!*1,IF(#REF!=\"Wind\",#REF!*0.7,IF(#REF!=\"Marine\",#REF!*0.7,IF(#REF!=\"Nuclear\",#REF!*0.85,IF(#REF!=\"Pumped_Storage\",#REF!*0.5,IF(#REF!=\"CCS\",#REF!*0.85,IF(#REF!=\"OCGT\",#REF!*0,IF(#REF!=\"\",0,#REF!*E$627))))))))","v":{"$error":"#REF!"}},{"$f":"IF(#REF!=\"Interconnector\",#REF!*1,IF(#REF!=\"Wind\",#REF!*0.7,IF(#REF!=\"Marine\",#REF!*0.7,IF(#REF!=\"Nuclear\",#REF!*0.85,IF(#REF!=\"Pumped_Storage\",#REF!*0.5,IF(#REF!=\"CCS\",#REF!*0.85,IF(#REF!=\"OCGT\",#REF!*0,IF(#REF!=\"\",0,#REF!*F$627))))))))","v":{"$error":"#REF!"}},{"$f":"IF(#REF!=\"Interconnector\",#REF!*1,IF(#REF!=\"Wind\",#REF!*0.7,IF(#REF!=\"Marine\",#REF!*0.7,IF(#REF!=\"Nuclear\",#REF!*0.85,IF(#REF!=\"Pumped_Storage\",#REF!*0.5,IF(#REF!=\"CCS\",#REF!*0.85,IF(#REF!=\"OCGT\",#REF!*0,IF(#REF!=\"\",0,#REF!*G$627))))))))","v":{"$error":"#REF!"}},{"$f":"IF(#REF!=\"Interconnector\",#REF!*1,IF(#REF!=\"Wind\",#REF!*0.7,IF(#REF!=\"Marine\",#REF!*0.7,IF(#REF!=\"Nuclear\",#REF!*0.85,IF(#REF!=\"Pumped_Storage\",#REF!*0.5,IF(#REF!=\"CCS\",#REF!*0.85,IF(#REF!=\"OCGT\",#REF!*0,IF(#REF!=\"\",0,#REF!*H$627))))))))","v":{"$error":"#REF!"}},{"$f":"IF(#REF!=\"Interconnector\",#REF!*1,IF(#REF!=\"Wind\",#REF!*0.7,IF(#REF!=\"Marine\",#REF!*0.7,IF(#REF!=\"Nuclear\",#REF!*0.85,IF(#REF!=\"Pumped_Storage\",#REF!*0.5,IF(#REF!=\"CCS\",#REF!*0.85,IF(#REF!=\"OCGT\",#REF!*0,IF(#REF!=\"\",0,#REF!*I$627))))))))","v":{"$error":"#REF!"}},{"$f":"IF(#REF!=\"Interconnector\",#REF!*1,IF(#REF!=\"Wind\",#REF!*0.7,IF(#REF!=\"Marine\",#REF!*0.7,IF(#REF!=\"Nuclear\",#REF!*0.85,IF(#REF!=\"Pumped_Storage\",#REF!*0.5,IF(#REF!=\"CCS\",#REF!*0.85,IF(#REF!=\"OCGT\",#REF!*0,IF(#REF!=\"\",0,#REF!*J$627))))))))","v":{"$error":"#REF!"}},{"$f":"IF(#REF!=\"Interconnector\",#REF!*1,IF(#REF!=\"Wind\",#REF!*0.7,IF(#REF!=\"Marine\",#REF!*0.7,IF(#REF!=\"Nuclear\",#REF!*0.85,IF(#REF!=\"Pumped_Storage\",#REF!*0.5,IF(#REF!=\"CCS\",#REF!*0.85,IF(#REF!=\"OCGT\",#REF!*0,IF(#REF!=\"\",0,#REF!*K$627))))))))","v":{"$error":"#REF!"}},{"$f":"IF(#REF!=\"Interconnector\",#REF!*1,IF(#REF!=\"Wind\",#REF!*0.7,IF(#REF!=\"Marine\",#REF!*0.7,IF(#REF!=\"Nuclear\",#REF!*0.85,IF(#REF!=\"Pumped_Storage\",#REF!*0.5,IF(#REF!=\"CCS\",#REF!*0.85,IF(#REF!=\"OCGT\",#REF!*0,IF(#REF!=\"\",0,#REF!*L$627))))))))","v":{"$error":"#REF!"}},{"$f":"IF(#REF!=\"Interconnector\",#REF!*1,IF(#REF!=\"Wind\",#REF!*0.7,IF(#REF!=\"Marine\",#REF!*0.7,IF(#REF!=\"Nuclear\",#REF!*0.85,IF(#REF!=\"Pumped_Storage\",#REF!*0.5,IF(#REF!=\"CCS\",#REF!*0.85,IF(#REF!=\"OCGT\",#REF!*0,IF(#REF!=\"\",0,#REF!*M$627))))))))","v":{"$error":"#REF!"}},{"$f":"IF(#REF!=\"Interconnector\",#REF!*1,IF(#REF!=\"Wind\",#REF!*0.7,IF(#REF!=\"Marine\",#REF!*0.7,IF(#REF!=\"Nuclear\",#REF!*0.85,IF(#REF!=\"Pumped_Storage\",#REF!*0.5,IF(#REF!=\"CCS\",#REF!*0.85,IF(#REF!=\"OCGT\",#REF!*0,IF(#REF!=\"\",0,#REF!*N$627))))))))","v":{"$error":"#REF!"}},{"$f":"IF(#REF!=\"Interconnector\",#REF!*1,IF(#REF!=\"Wind\",#REF!*0.7,IF(#REF!=\"Marine\",#REF!*0.7,IF(#REF!=\"Nuclear\",#REF!*0.85,IF(#REF!=\"Pumped_Storage\",#REF!*0.5,IF(#REF!=\"CCS\",#REF!*0.85,IF(#REF!=\"OCGT\",#REF!*0,IF(#REF!=\"\",0,#REF!*O$627))))))))","v":{"$error":"#REF!"}}]
[{"$f":"#REF!","v":{"$error":"#REF!"}},{"$f":"#REF!","v":{"$error":"#REF!"}},{"$f":"#REF!","v":{"$error":"#REF!"}},{"$f":"#REF!","v":{"$error":"#REF!"}},{"$f":"IF(#REF!=\"Interconnector\",#REF!*1,IF(#REF!=\"Wind\",#REF!*0.7,IF(#REF!=\"Marine\",#REF!*0.7,IF(#REF!=\"Nuclear\",#REF!*0.85,IF(#REF!=\"Pumped_Storage\",#REF!*0.5,IF(#REF!=\"CCS\",#REF!*0.85,IF(#REF!=\"OCGT\",#REF!*0,IF(#REF!=\"\",0,#REF!*E$627))))))))","v":{"$error":"#REF!"}},{"$f":"IF(#REF!=\"Interconnector\",#REF!*1,IF(#REF!=\"Wind\",#REF!*0.7,IF(#REF!=\"Marine\",#REF!*0.7,IF(#REF!=\"Nuclear\",#REF!*0.85,IF(#REF!=\"Pumped_Storage\",#REF!*0.5,IF(#REF!=\"CCS\",#REF!*0.85,IF(#REF!=\"OCGT\",#REF!*0,IF(#REF!=\"\",0,#REF!*F$627))))))))","v":{"$error":"#REF!"}},{"$f":"IF(#REF!=\"Interconnector\",#REF!*1,IF(#REF!=\"Wind\",#REF!*0.7,IF(#REF!=\"Marine\",#REF!*0.7,IF(#REF!=\"Nuclear\",#REF!*0.85,IF(#REF!=\"Pumped_Storage\",#REF!*0.5,IF(#REF!=\"CCS\",#REF!*0.85,IF(#REF!=\"OCGT\",#REF!*0,IF(#REF!=\"\",0,#REF!*G$627))))))))","v":{"$error":"#REF!"}},{"$f":"IF(#REF!=\"Interconnector\",#REF!*1,IF(#REF!=\"Wind\",#REF!*0.7,IF(#REF!=\"Marine\",#REF!*0.7,IF(#REF!=\"Nuclear\",#REF!*0.85,IF(#REF!=\"Pumped_Storage\",#REF!*0.5,IF(#REF!=\"CCS\",#REF!*0.85,IF(#REF!=\"OCGT\",#REF!*0,IF(#REF!=\"\",0,#REF!*H$627))))))))","v":{"$error":"#REF!"}},{"$f":"IF(#REF!=\"Interconnector\",#REF!*1,IF(#REF!=\"Wind\",#REF!*0.7,IF(#REF!=\"Marine\",#REF!*0.7,IF(#REF!=\"Nuclear\",#REF!*0.85,IF(#REF!=\"Pumped_Storage\",#REF!*0.5,IF(#REF!=\"CCS\",#REF!*0.85,IF(#REF!=\"OCGT\",#REF!*0,IF(#REF!=\"\",0,#REF!*I$627))))))))","v":{"$error":"#REF!"}},{"$f":"IF(#REF!=\"Interconnector\",#REF!*1,IF(#REF!=\"Wind\",#REF!*0.7,IF(#REF!=\"Marine\",#REF!*0.7,IF(#REF!=\"Nuclear\",#REF!*0.85,IF(#REF!=\"Pumped_Storage\",#REF!*0.5,IF(#REF!=\"CCS\",#REF!*0.85,IF(#REF!=\"OCGT\",#REF!*0,IF(#REF!=\"\",0,#REF!*J$627))))))))","v":{"$error":"#REF!"}},{"$f":"IF(#REF!=\"Interconnector\",#REF!*1,IF(#REF!=\"Wind\",#REF!*0.7,IF(#REF!=\"Marine\",#REF!*0.7,IF(#REF!=\"Nuclear\",#REF!*0.85,IF(#REF!=\"Pumped_Storage\",#REF!*0.5,IF(#REF!=\"CCS\",#REF!*0.85,IF(#REF!=\"OCGT\",#REF!*0,IF(#REF!=\"\",0,#REF!*K$627))))))))","v":{"$error":"#REF!"}},{"$f":"IF(#REF!=\"Interconnector\",#REF!*1,IF(#REF!=\"Wind\",#REF!*0.7,IF(#REF!=\"Marine\",#REF!*0.7,IF(#REF!=\"Nuclear\",#REF!*0.85,IF(#REF!=\"Pumped_Storage\",#REF!*0.5,IF(#REF!=\"CCS\",#REF!*0.85,IF(#REF!=\"OCGT\",#REF!*0,IF(#REF!=\"\",0,#REF!*L$627))))))))","v":{"$error":"#REF!"}},{"$f":"IF(#REF!=\"Interconnector\",#REF!*1,IF(#REF!=\"Wind\",#REF!*0.7,IF(#REF!=\"Marine\",#REF!*0.7,IF(#REF!=\"Nuclear\",#REF!*0.85,IF(#REF!=\"Pumped_Storage\",#REF!*0.5,IF(#REF!=\"CCS\",#REF!*0.85,IF(#REF!=\"OCGT\",#REF!*0,IF(#REF!=\"\",0,#REF!*M$627))))))))","v":{"$error":"#REF!"}},{"$f":"IF(#REF!=\"Interconnector\",#REF!*1,IF(#REF!=\"Wind\",#REF!*0.7,IF(#REF!=\"Marine\",#REF!*0.7,IF(#REF!=\"Nuclear\",#REF!*0.85,IF(#REF!=\"Pumped_Storage\",#REF!*0.5,IF(#REF!=\"CCS\",#REF!*0.85,IF(#REF!=\"OCGT\",#REF!*0,IF(#REF!=\"\",0,#REF!*N$627))))))))","v":{"$error":"#REF!"}},{"$f":"IF(#REF!=\"Interconnector\",#REF!*1,IF(#REF!=\"Wind\",#REF!*0.7,IF(#REF!=\"Marine\",#REF!*0.7,IF(#REF!=\"Nuclear\",#REF!*0.85,IF(#REF!=\"Pumped_Storage\",#REF!*0.5,IF(#REF!=\"CCS\",#REF!*0.85,IF(#REF!=\"OCGT\",#REF!*0,IF(#REF!=\"\",0,#REF!*O$627))))))))","v":{"$error":"#REF!"}}]
[{"$f":"#REF!","v":{"$error":"#REF!"}},{"$f":"#REF!","v":{"$error":"#REF!"}},{"$f":"#REF!","v":{"$error":"#REF!"}},{"$f":"#REF!","v":{"$error":"#REF!"}},{"$f":"IF(#REF!=\"Interconnector\",#REF!*1,IF(#REF!=\"Wind\",#REF!*0.7,IF(#REF!=\"Marine\",#REF!*0.7,IF(#REF!=\"Nuclear\",#REF!*0.85,IF(#REF!=\"Pumped_Storage\",#REF!*0.5,IF(#REF!=\"CCS\",#REF!*0.85,IF(#REF!=\"OCGT\",#REF!*0,IF(#REF!=\"\",0,#REF!*E$627))))))))","v":{"$error":"#REF!"}},{"$f":"IF(#REF!=\"Interconnector\",#REF!*1,IF(#REF!=\"Wind\",#REF!*0.7,IF(#REF!=\"Marine\",#REF!*0.7,IF(#REF!=\"Nuclear\",#REF!*0.85,IF(#REF!=\"Pumped_Storage\",#REF!*0.5,IF(#REF!=\"CCS\",#REF!*0.85,IF(#REF!=\"OCGT\",#REF!*0,IF(#REF!=\"\",0,#REF!*F$627))))))))","v":{"$error":"#REF!"}},{"$f":"IF(#REF!=\"Interconnector\",#REF!*1,IF(#REF!=\"Wind\",#REF!*0.7,IF(#REF!=\"Marine\",#REF!*0.7,IF(#REF!=\"Nuclear\",#REF!*0.85,IF(#REF!=\"Pumped_Storage\",#REF!*0.5,IF(#REF!=\"CCS\",#REF!*0.85,IF(#REF!=\"OCGT\",#REF!*0,IF(#REF!=\"\",0,#REF!*G$627))))))))","v":{"$error":"#REF!"}},{"$f":"IF(#REF!=\"Interconnector\",#REF!*1,IF(#REF!=\"Wind\",#REF!*0.7,IF(#REF!=\"Marine\",#REF!*0.7,IF(#REF!=\"Nuclear\",#REF!*0.85,IF(#REF!=\"Pumped_Storage\",#REF!*0.5,IF(#REF!=\"CCS\",#REF!*0.85,IF(#REF!=\"OCGT\",#REF!*0,IF(#REF!=\"\",0,#REF!*H$627))))))))","v":{"$error":"#REF!"}},{"$f":"IF(#REF!=\"Interconnector\",#REF!*1,IF(#REF!=\"Wind\",#REF!*0.7,IF(#REF!=\"Marine\",#REF!*0.7,IF(#REF!=\"Nuclear\",#REF!*0.85,IF(#REF!=\"Pumped_Storage\",#REF!*0.5,IF(#REF!=\"CCS\",#REF!*0.85,IF(#REF!=\"OCGT\",#REF!*0,IF(#REF!=\"\",0,#REF!*I$627))))))))","v":{"$error":"#REF!"}},{"$f":"IF(#REF!=\"Interconnector\",#REF!*1,IF(#REF!=\"Wind\",#REF!*0.7,IF(#REF!=\"Marine\",#REF!*0.7,IF(#REF!=\"Nuclear\",#REF!*0.85,IF(#REF!=\"Pumped_Storage\",#REF!*0.5,IF(#REF!=\"CCS\",#REF!*0.85,IF(#REF!=\"OCGT\",#REF!*0,IF(#REF!=\"\",0,#REF!*J$627))))))))","v":{"$error":"#REF!"}},{"$f":"IF(#REF!=\"Interconnector\",#REF!*1,IF(#REF!=\"Wind\",#REF!*0.7,IF(#REF!=\"Marine\",#REF!*0.7,IF(#REF!=\"Nuclear\",#REF!*0.85,IF(#REF!=\"Pumped_Storage\",#REF!*0.5,IF(#REF!=\"CCS\",#REF!*0.85,IF(#REF!=\"OCGT\",#REF!*0,IF(#REF!=\"\",0,#REF!*K$627))))))))","v":{"$error":"#REF!"}},{"$f":"IF(#REF!=\"Interconnector\",#REF!*1,IF(#REF!=\"Wind\",#REF!*0.7,IF(#REF!=\"Marine\",#REF!*0.7,IF(#REF!=\"Nuclear\",#REF!*0.85,IF(#REF!=\"Pumped_Storage\",#REF!*0.5,IF(#REF!=\"CCS\",#REF!*0.85,IF(#REF!=\"OCGT\",#REF!*0,IF(#REF!=\"\",0,#REF!*L$627))))))))","v":{"$error":"#REF!"}},{"$f":"IF(#REF!=\"Interconnector\",#REF!*1,IF(#REF!=\"Wind\",#REF!*0.7,IF(#REF!=\"Marine\",#REF!*0.7,IF(#REF!=\"Nuclear\",#REF!*0.85,IF(#REF!=\"Pumped_Storage\",#REF!*0.5,IF(#REF!=\"CCS\",#REF!*0.85,IF(#REF!=\"OCGT\",#REF!*0,IF(#REF!=\"\",0,#REF!*M$627))))))))","v":{"$error":"#REF!"}},{"$f":"IF(#REF!=\"Interconnector\",#REF!*1,IF(#REF!=\"Wind\",#REF!*0.7,IF(#REF!=\"Marine\",#REF!*0.7,IF(#REF!=\"Nuclear\",#REF!*0.85,IF(#REF!=\"Pumped_Storage\",#REF!*0.5,IF(#REF!=\"CCS\",#REF!*0.85,IF(#REF!=\"OCGT\",#REF!*0,IF(#REF!=\"\",0,#REF!*N$627))))))))","v":{"$error":"#REF!"}},{"$f":"IF(#REF!=\"Interconnector\",#REF!*1,IF(#REF!=\"Wind\",#REF!*0.7,IF(#REF!=\"Marine\",#REF!*0.7,IF(#REF!=\"Nuclear\",#REF!*0.85,IF(#REF!=\"Pumped_Storage\",#REF!*0.5,IF(#REF!=\"CCS\",#REF!*0.85,IF(#REF!=\"OCGT\",#REF!*0,IF(#REF!=\"\",0,#REF!*O$627))))))))","v":{"$error":"#REF!"}}]
[{"$f":"#REF!","v":{"$error":"#REF!"}},{"$f":"#REF!","v":{"$error":"#REF!"}},{"$f":"#REF!","v":{"$error":"#REF!"}},{"$f":"#REF!","v":{"$error":"#REF!"}},{"$f":"IF(#REF!=\"Interconnector\",#REF!*1,IF(#REF!=\"Wind\",#REF!*0.7,IF(#REF!=\"Marine\",#REF!*0.7,IF(#REF!=\"Nuclear\",#REF!*0.85,IF(#REF!=\"Pumped_Storage\",#REF!*0.5,IF(#REF!=\"CCS\",#REF!*0.85,IF(#REF!=\"OCGT\",#REF!*0,IF(#REF!=\"\",0,#REF!*E$627))))))))","v":{"$error":"#REF!"}},{"$f":"IF(#REF!=\"Interconnector\",#REF!*1,IF(#REF!=\"Wind\",#REF!*0.7,IF(#REF!=\"Marine\",#REF!*0.7,IF(#REF!=\"Nuclear\",#REF!*0.85,IF(#REF!=\"Pumped_Storage\",#REF!*0.5,IF(#REF!=\"CCS\",#REF!*0.85,IF(#REF!=\"OCGT\",#REF!*0,IF(#REF!=\"\",0,#REF!*F$627))))))))","v":{"$error":"#REF!"}},{"$f":"IF(#REF!=\"Interconnector\",#REF!*1,IF(#REF!=\"Wind\",#REF!*0.7,IF(#REF!=\"Marine\",#REF!*0.7,IF(#REF!=\"Nuclear\",#REF!*0.85,IF(#REF!=\"Pumped_Storage\",#REF!*0.5,IF(#REF!=\"CCS\",#REF!*0.85,IF(#REF!=\"OCGT\",#REF!*0,IF(#REF!=\"\",0,#REF!*G$627))))))))","v":{"$error":"#REF!"}},{"$f":"IF(#REF!=\"Interconnector\",#REF!*1,IF(#REF!=\"Wind\",#REF!*0.7,IF(#REF!=\"Marine\",#REF!*0.7,IF(#REF!=\"Nuclear\",#REF!*0.85,IF(#REF!=\"Pumped_Storage\",#REF!*0.5,IF(#REF!=\"CCS\",#REF!*0.85,IF(#REF!=\"OCGT\",#REF!*0,IF(#REF!=\"\",0,#REF!*H$627))))))))","v":{"$error":"#REF!"}},{"$f":"IF(#REF!=\"Interconnector\",#REF!*1,IF(#REF!=\"Wind\",#REF!*0.7,IF(#REF!=\"Marine\",#REF!*0.7,IF(#REF!=\"Nuclear\",#REF!*0.85,IF(#REF!=\"Pumped_Storage\",#REF!*0.5,IF(#REF!=\"CCS\",#REF!*0.85,IF(#REF!=\"OCGT\",#REF!*0,IF(#REF!=\"\",0,#REF!*I$627))))))))","v":{"$error":"#REF!"}},{"$f":"IF(#REF!=\"Interconnector\",#REF!*1,IF(#REF!=\"Wind\",#REF!*0.7,IF(#REF!=\"Marine\",#REF!*0.7,IF(#REF!=\"Nuclear\",#REF!*0.85,IF(#REF!=\"Pumped_Storage\",#REF!*0.5,IF(#REF!=\"CCS\",#REF!*0.85,IF(#REF!=\"OCGT\",#REF!*0,IF(#REF!=\"\",0,#REF!*J$627))))))))","v":{"$error":"#REF!"}},{"$f":"IF(#REF!=\"Interconnector\",#REF!*1,IF(#REF!=\"Wind\",#REF!*0.7,IF(#REF!=\"Marine\",#REF!*0.7,IF(#REF!=\"Nuclear\",#REF!*0.85,IF(#REF!=\"Pumped_Storage\",#REF!*0.5,IF(#REF!=\"CCS\",#REF!*0.85,IF(#REF!=\"OCGT\",#REF!*0,IF(#REF!=\"\",0,#REF!*K$627))))))))","v":{"$error":"#REF!"}},{"$f":"IF(#REF!=\"Interconnector\",#REF!*1,IF(#REF!=\"Wind\",#REF!*0.7,IF(#REF!=\"Marine\",#REF!*0.7,IF(#REF!=\"Nuclear\",#REF!*0.85,IF(#REF!=\"Pumped_Storage\",#REF!*0.5,IF(#REF!=\"CCS\",#REF!*0.85,IF(#REF!=\"OCGT\",#REF!*0,IF(#REF!=\"\",0,#REF!*L$627))))))))","v":{"$error":"#REF!"}},{"$f":"IF(#REF!=\"Interconnector\",#REF!*1,IF(#REF!=\"Wind\",#REF!*0.7,IF(#REF!=\"Marine\",#REF!*0.7,IF(#REF!=\"Nuclear\",#REF!*0.85,IF(#REF!=\"Pumped_Storage\",#REF!*0.5,IF(#REF!=\"CCS\",#REF!*0.85,IF(#REF!=\"OCGT\",#REF!*0,IF(#REF!=\"\",0,#REF!*M$627))))))))","v":{"$error":"#REF!"}},{"$f":"IF(#REF!=\"Interconnector\",#REF!*1,IF(#REF!=\"Wind\",#REF!*0.7,IF(#REF!=\"Marine\",#REF!*0.7,IF(#REF!=\"Nuclear\",#REF!*0.85,IF(#REF!=\"Pumped_Storage\",#REF!*0.5,IF(#REF!=\"CCS\",#REF!*0.85,IF(#REF!=\"OCGT\",#REF!*0,IF(#REF!=\"\",0,#REF!*N$627))))))))","v":{"$error":"#REF!"}},{"$f":"IF(#REF!=\"Interconnector\",#REF!*1,IF(#REF!=\"Wind\",#REF!*0.7,IF(#REF!=\"Marine\",#REF!*0.7,IF(#REF!=\"Nuclear\",#REF!*0.85,IF(#REF!=\"Pumped_Storage\",#REF!*0.5,IF(#REF!=\"CCS\",#REF!*0.85,IF(#REF!=\"OCGT\",#REF!*0,IF(#REF!=\"\",0,#REF!*O$627))))))))","v":{"$error":"#REF!"}}]
[{"$f":"#REF!","v":{"$error":"#REF!"}},{"$f":"#REF!","v":{"$error":"#REF!"}},{"$f":"#REF!","v":{"$error":"#REF!"}},{"$f":"#REF!","v":{"$error":"#REF!"}},{"$f":"IF(#REF!=\"Interconnector\",#REF!*1,IF(#REF!=\"Wind\",#REF!*0.7,IF(#REF!=\"Marine\",#REF!*0.7,IF(#REF!=\"Nuclear\",#REF!*0.85,IF(#REF!=\"Pumped_Storage\",#REF!*0.5,IF(#REF!=\"CCS\",#REF!*0.85,IF(#REF!=\"OCGT\",#REF!*0,IF(#REF!=\"\",0,#REF!*E$627))))))))","v":{"$error":"#REF!"}},{"$f":"IF(#REF!=\"Interconnector\",#REF!*1,IF(#REF!=\"Wind\",#REF!*0.7,IF(#REF!=\"Marine\",#REF!*0.7,IF(#REF!=\"Nuclear\",#REF!*0.85,IF(#REF!=\"Pumped_Storage\",#REF!*0.5,IF(#REF!=\"CCS\",#REF!*0.85,IF(#REF!=\"OCGT\",#REF!*0,IF(#REF!=\"\",0,#REF!*F$627))))))))","v":{"$error":"#REF!"}},{"$f":"IF(#REF!=\"Interconnector\",#REF!*1,IF(#REF!=\"Wind\",#REF!*0.7,IF(#REF!=\"Marine\",#REF!*0.7,IF(#REF!=\"Nuclear\",#REF!*0.85,IF(#REF!=\"Pumped_Storage\",#REF!*0.5,IF(#REF!=\"CCS\",#REF!*0.85,IF(#REF!=\"OCGT\",#REF!*0,IF(#REF!=\"\",0,#REF!*G$627))))))))","v":{"$error":"#REF!"}},{"$f":"IF(#REF!=\"Interconnector\",#REF!*1,IF(#REF!=\"Wind\",#REF!*0.7,IF(#REF!=\"Marine\",#REF!*0.7,IF(#REF!=\"Nuclear\",#REF!*0.85,IF(#REF!=\"Pumped_Storage\",#REF!*0.5,IF(#REF!=\"CCS\",#REF!*0.85,IF(#REF!=\"OCGT\",#REF!*0,IF(#REF!=\"\",0,#REF!*H$627))))))))","v":{"$error":"#REF!"}},{"$f":"IF(#REF!=\"Interconnector\",#REF!*1,IF(#REF!=\"Wind\",#REF!*0.7,IF(#REF!=\"Marine\",#REF!*0.7,IF(#REF!=\"Nuclear\",#REF!*0.85,IF(#REF!=\"Pumped_Storage\",#REF!*0.5,IF(#REF!=\"CCS\",#REF!*0.85,IF(#REF!=\"OCGT\",#REF!*0,IF(#REF!=\"\",0,#REF!*I$627))))))))","v":{"$error":"#REF!"}},{"$f":"IF(#REF!=\"Interconnector\",#REF!*1,IF(#REF!=\"Wind\",#REF!*0.7,IF(#REF!=\"Marine\",#REF!*0.7,IF(#REF!=\"Nuclear\",#REF!*0.85,IF(#REF!=\"Pumped_Storage\",#REF!*0.5,IF(#REF!=\"CCS\",#REF!*0.85,IF(#REF!=\"OCGT\",#REF!*0,IF(#REF!=\"\",0,#REF!*J$627))))))))","v":{"$error":"#REF!"}},{"$f":"IF(#REF!=\"Interconnector\",#REF!*1,IF(#REF!=\"Wind\",#REF!*0.7,IF(#REF!=\"Marine\",#REF!*0.7,IF(#REF!=\"Nuclear\",#REF!*0.85,IF(#REF!=\"Pumped_Storage\",#REF!*0.5,IF(#REF!=\"CCS\",#REF!*0.85,IF(#REF!=\"OCGT\",#REF!*0,IF(#REF!=\"\",0,#REF!*K$627))))))))","v":{"$error":"#REF!"}},{"$f":"IF(#REF!=\"Interconnector\",#REF!*1,IF(#REF!=\"Wind\",#REF!*0.7,IF(#REF!=\"Marine\",#REF!*0.7,IF(#REF!=\"Nuclear\",#REF!*0.85,IF(#REF!=\"Pumped_Storage\",#REF!*0.5,IF(#REF!=\"CCS\",#REF!*0.85,IF(#REF!=\"OCGT\",#REF!*0,IF(#REF!=\"\",0,#REF!*L$627))))))))","v":{"$error":"#REF!"}},{"$f":"IF(#REF!=\"Interconnector\",#REF!*1,IF(#REF!=\"Wind\",#REF!*0.7,IF(#REF!=\"Marine\",#REF!*0.7,IF(#REF!=\"Nuclear\",#REF!*0.85,IF(#REF!=\"Pumped_Storage\",#REF!*0.5,IF(#REF!=\"CCS\",#REF!*0.85,IF(#REF!=\"OCGT\",#REF!*0,IF(#REF!=\"\",0,#REF!*M$627))))))))","v":{"$error":"#REF!"}},{"$f":"IF(#REF!=\"Interconnector\",#REF!*1,IF(#REF!=\"Wind\",#REF!*0.7,IF(#REF!=\"Marine\",#REF!*0.7,IF(#REF!=\"Nuclear\",#REF!*0.85,IF(#REF!=\"Pumped_Storage\",#REF!*0.5,IF(#REF!=\"CCS\",#REF!*0.85,IF(#REF!=\"OCGT\",#REF!*0,IF(#REF!=\"\",0,#REF!*N$627))))))))","v":{"$error":"#REF!"}},{"$f":"IF(#REF!=\"Interconnector\",#REF!*1,IF(#REF!=\"Wind\",#REF!*0.7,IF(#REF!=\"Marine\",#REF!*0.7,IF(#REF!=\"Nuclear\",#REF!*0.85,IF(#REF!=\"Pumped_Storage\",#REF!*0.5,IF(#REF!=\"CCS\",#REF!*0.85,IF(#REF!=\"OCGT\",#REF!*0,IF(#REF!=\"\",0,#REF!*O$627))))))))","v":{"$error":"#REF!"}}]
[{"$f":"#REF!","v":{"$error":"#REF!"}},{"$f":"#REF!","v":{"$error":"#REF!"}},{"$f":"#REF!","v":{"$error":"#REF!"}},{"$f":"#REF!","v":{"$error":"#REF!"}},{"$f":"IF(#REF!=\"Interconnector\",#REF!*1,IF(#REF!=\"Wind\",#REF!*0.7,IF(#REF!=\"Marine\",#REF!*0.7,IF(#REF!=\"Nuclear\",#REF!*0.85,IF(#REF!=\"Pumped_Storage\",#REF!*0.5,IF(#REF!=\"CCS\",#REF!*0.85,IF(#REF!=\"OCGT\",#REF!*0,IF(#REF!=\"\",0,#REF!*E$627))))))))","v":{"$error":"#REF!"}},{"$f":"IF(#REF!=\"Interconnector\",#REF!*1,IF(#REF!=\"Wind\",#REF!*0.7,IF(#REF!=\"Marine\",#REF!*0.7,IF(#REF!=\"Nuclear\",#REF!*0.85,IF(#REF!=\"Pumped_Storage\",#REF!*0.5,IF(#REF!=\"CCS\",#REF!*0.85,IF(#REF!=\"OCGT\",#REF!*0,IF(#REF!=\"\",0,#REF!*F$627))))))))","v":{"$error":"#REF!"}},{"$f":"IF(#REF!=\"Interconnector\",#REF!*1,IF(#REF!=\"Wind\",#REF!*0.7,IF(#REF!=\"Marine\",#REF!*0.7,IF(#REF!=\"Nuclear\",#REF!*0.85,IF(#REF!=\"Pumped_Storage\",#REF!*0.5,IF(#REF!=\"CCS\",#REF!*0.85,IF(#REF!=\"OCGT\",#REF!*0,IF(#REF!=\"\",0,#REF!*G$627))))))))","v":{"$error":"#REF!"}},{"$f":"IF(#REF!=\"Interconnector\",#REF!*1,IF(#REF!=\"Wind\",#REF!*0.7,IF(#REF!=\"Marine\",#REF!*0.7,IF(#REF!=\"Nuclear\",#REF!*0.85,IF(#REF!=\"Pumped_Storage\",#REF!*0.5,IF(#REF!=\"CCS\",#REF!*0.85,IF(#REF!=\"OCGT\",#REF!*0,IF(#REF!=\"\",0,#REF!*H$627))))))))","v":{"$error":"#REF!"}},{"$f":"IF(#REF!=\"Interconnector\",#REF!*1,IF(#REF!=\"Wind\",#REF!*0.7,IF(#REF!=\"Marine\",#REF!*0.7,IF(#REF!=\"Nuclear\",#REF!*0.85,IF(#REF!=\"Pumped_Storage\",#REF!*0.5,IF(#REF!=\"CCS\",#REF!*0.85,IF(#REF!=\"OCGT\",#REF!*0,IF(#REF!=\"\",0,#REF!*I$627))))))))","v":{"$error":"#REF!"}},{"$f":"IF(#REF!=\"Interconnector\",#REF!*1,IF(#REF!=\"Wind\",#REF!*0.7,IF(#REF!=\"Marine\",#REF!*0.7,IF(#REF!=\"Nuclear\",#REF!*0.85,IF(#REF!=\"Pumped_Storage\",#REF!*0.5,IF(#REF!=\"CCS\",#REF!*0.85,IF(#REF!=\"OCGT\",#REF!*0,IF(#REF!=\"\",0,#REF!*J$627))))))))","v":{"$error":"#REF!"}},{"$f":"IF(#REF!=\"Interconnector\",#REF!*1,IF(#REF!=\"Wind\",#REF!*0.7,IF(#REF!=\"Marine\",#REF!*0.7,IF(#REF!=\"Nuclear\",#REF!*0.85,IF(#REF!=\"Pumped_Storage\",#REF!*0.5,IF(#REF!=\"CCS\",#REF!*0.85,IF(#REF!=\"OCGT\",#REF!*0,IF(#REF!=\"\",0,#REF!*K$627))))))))","v":{"$error":"#REF!"}},{"$f":"IF(#REF!=\"Interconnector\",#REF!*1,IF(#REF!=\"Wind\",#REF!*0.7,IF(#REF!=\"Marine\",#REF!*0.7,IF(#REF!=\"Nuclear\",#REF!*0.85,IF(#REF!=\"Pumped_Storage\",#REF!*0.5,IF(#REF!=\"CCS\",#REF!*0.85,IF(#REF!=\"OCGT\",#REF!*0,IF(#REF!=\"\",0,#REF!*L$627))))))))","v":{"$error":"#REF!"}},{"$f":"IF(#REF!=\"Interconnector\",#REF!*1,IF(#REF!=\"Wind\",#REF!*0.7,IF(#REF!=\"Marine\",#REF!*0.7,IF(#REF!=\"Nuclear\",#REF!*0.85,IF(#REF!=\"Pumped_Storage\",#REF!*0.5,IF(#REF!=\"CCS\",#REF!*0.85,IF(#REF!=\"OCGT\",#REF!*0,IF(#REF!=\"\",0,#REF!*M$627))))))))","v":{"$error":"#REF!"}},{"$f":"IF(#REF!=\"Interconnector\",#REF!*1,IF(#REF!=\"Wind\",#REF!*0.7,IF(#REF!=\"Marine\",#REF!*0.7,IF(#REF!=\"Nuclear\",#REF!*0.85,IF(#REF!=\"Pumped_Storage\",#REF!*0.5,IF(#REF!=\"CCS\",#REF!*0.85,IF(#REF!=\"OCGT\",#REF!*0,IF(#REF!=\"\",0,#REF!*N$627))))))))","v":{"$error":"#REF!"}},{"$f":"IF(#REF!=\"Interconnector\",#REF!*1,IF(#REF!=\"Wind\",#REF!*0.7,IF(#REF!=\"Marine\",#REF!*0.7,IF(#REF!=\"Nuclear\",#REF!*0.85,IF(#REF!=\"Pumped_Storage\",#REF!*0.5,IF(#REF!=\"CCS\",#REF!*0.85,IF(#REF!=\"OCGT\",#REF!*0,IF(#REF!=\"\",0,#REF!*O$627))))))))","v":{"$error":"#REF!"}}]
[{"$f":"#REF!","v":{"$error":"#REF!"}},{"$f":"#REF!","v":{"$error":"#REF!"}},{"$f":"#REF!","v":{"$error":"#REF!"}},{"$f":"#REF!","v":{"$error":"#REF!"}},{"$f":"IF(#REF!=\"Interconnector\",#REF!*1,IF(#REF!=\"Wind\",#REF!*0.7,IF(#REF!=\"Marine\",#REF!*0.7,IF(#REF!=\"Nuclear\",#REF!*0.85,IF(#REF!=\"Pumped_Storage\",#REF!*0.5,IF(#REF!=\"CCS\",#REF!*0.85,IF(#REF!=\"OCGT\",#REF!*0,IF(#REF!=\"\",0,#REF!*E$627))))))))","v":{"$error":"#REF!"}},{"$f":"IF(#REF!=\"Interconnector\",#REF!*1,IF(#REF!=\"Wind\",#REF!*0.7,IF(#REF!=\"Marine\",#REF!*0.7,IF(#REF!=\"Nuclear\",#REF!*0.85,IF(#REF!=\"Pumped_Storage\",#REF!*0.5,IF(#REF!=\"CCS\",#REF!*0.85,IF(#REF!=\"OCGT\",#REF!*0,IF(#REF!=\"\",0,#REF!*F$627))))))))","v":{"$error":"#REF!"}},{"$f":"IF(#REF!=\"Interconnector\",#REF!*1,IF(#REF!=\"Wind\",#REF!*0.7,IF(#REF!=\"Marine\",#REF!*0.7,IF(#REF!=\"Nuclear\",#REF!*0.85,IF(#REF!=\"Pumped_Storage\",#REF!*0.5,IF(#REF!=\"CCS\",#REF!*0.85,IF(#REF!=\"OCGT\",#REF!*0,IF(#REF!=\"\",0,#REF!*G$627))))))))","v":{"$error":"#REF!"}},{"$f":"IF(#REF!=\"Interconnector\",#REF!*1,IF(#REF!=\"Wind\",#REF!*0.7,IF(#REF!=\"Marine\",#REF!*0.7,IF(#REF!=\"Nuclear\",#REF!*0.85,IF(#REF!=\"Pumped_Storage\",#REF!*0.5,IF(#REF!=\"CCS\",#REF!*0.85,IF(#REF!=\"OCGT\",#REF!*0,IF(#REF!=\"\",0,#REF!*H$627))))))))","v":{"$error":"#REF!"}},{"$f":"IF(#REF!=\"Interconnector\",#REF!*1,IF(#REF!=\"Wind\",#REF!*0.7,IF(#REF!=\"Marine\",#REF!*0.7,IF(#REF!=\"Nuclear\",#REF!*0.85,IF(#REF!=\"Pumped_Storage\",#REF!*0.5,IF(#REF!=\"CCS\",#REF!*0.85,IF(#REF!=\"OCGT\",#REF!*0,IF(#REF!=\"\",0,#REF!*I$627))))))))","v":{"$error":"#REF!"}},{"$f":"IF(#REF!=\"Interconnector\",#REF!*1,IF(#REF!=\"Wind\",#REF!*0.7,IF(#REF!=\"Marine\",#REF!*0.7,IF(#REF!=\"Nuclear\",#REF!*0.85,IF(#REF!=\"Pumped_Storage\",#REF!*0.5,IF(#REF!=\"CCS\",#REF!*0.85,IF(#REF!=\"OCGT\",#REF!*0,IF(#REF!=\"\",0,#REF!*J$627))))))))","v":{"$error":"#REF!"}},{"$f":"IF(#REF!=\"Interconnector\",#REF!*1,IF(#REF!=\"Wind\",#REF!*0.7,IF(#REF!=\"Marine\",#REF!*0.7,IF(#REF!=\"Nuclear\",#REF!*0.85,IF(#REF!=\"Pumped_Storage\",#REF!*0.5,IF(#REF!=\"CCS\",#REF!*0.85,IF(#REF!=\"OCGT\",#REF!*0,IF(#REF!=\"\",0,#REF!*K$627))))))))","v":{"$error":"#REF!"}},{"$f":"IF(#REF!=\"Interconnector\",#REF!*1,IF(#REF!=\"Wind\",#REF!*0.7,IF(#REF!=\"Marine\",#REF!*0.7,IF(#REF!=\"Nuclear\",#REF!*0.85,IF(#REF!=\"Pumped_Storage\",#REF!*0.5,IF(#REF!=\"CCS\",#REF!*0.85,IF(#REF!=\"OCGT\",#REF!*0,IF(#REF!=\"\",0,#REF!*L$627))))))))","v":{"$error":"#REF!"}},{"$f":"IF(#REF!=\"Interconnector\",#REF!*1,IF(#REF!=\"Wind\",#REF!*0.7,IF(#REF!=\"Marine\",#REF!*0.7,IF(#REF!=\"Nuclear\",#REF!*0.85,IF(#REF!=\"Pumped_Storage\",#REF!*0.5,IF(#REF!=\"CCS\",#REF!*0.85,IF(#REF!=\"OCGT\",#REF!*0,IF(#REF!=\"\",0,#REF!*M$627))))))))","v":{"$error":"#REF!"}},{"$f":"IF(#REF!=\"Interconnector\",#REF!*1,IF(#REF!=\"Wind\",#REF!*0.7,IF(#REF!=\"Marine\",#REF!*0.7,IF(#REF!=\"Nuclear\",#REF!*0.85,IF(#REF!=\"Pumped_Storage\",#REF!*0.5,IF(#REF!=\"CCS\",#REF!*0.85,IF(#REF!=\"OCGT\",#REF!*0,IF(#REF!=\"\",0,#REF!*N$627))))))))","v":{"$error":"#REF!"}},{"$f":"IF(#REF!=\"Interconnector\",#REF!*1,IF(#REF!=\"Wind\",#REF!*0.7,IF(#REF!=\"Marine\",#REF!*0.7,IF(#REF!=\"Nuclear\",#REF!*0.85,IF(#REF!=\"Pumped_Storage\",#REF!*0.5,IF(#REF!=\"CCS\",#REF!*0.85,IF(#REF!=\"OCGT\",#REF!*0,IF(#REF!=\"\",0,#REF!*O$627))))))))","v":{"$error":"#REF!"}}]
[{"$f":"#REF!","v":{"$error":"#REF!"}},{"$f":"#REF!","v":{"$error":"#REF!"}},{"$f":"#REF!","v":{"$error":"#REF!"}},{"$f":"#REF!","v":{"$error":"#REF!"}},{"$f":"IF(#REF!=\"Interconnector\",#REF!*1,IF(#REF!=\"Wind\",#REF!*0.7,IF(#REF!=\"Marine\",#REF!*0.7,IF(#REF!=\"Nuclear\",#REF!*0.85,IF(#REF!=\"Pumped_Storage\",#REF!*0.5,IF(#REF!=\"CCS\",#REF!*0.85,IF(#REF!=\"OCGT\",#REF!*0,IF(#REF!=\"\",0,#REF!*E$627))))))))","v":{"$error":"#REF!"}},{"$f":"IF(#REF!=\"Interconnector\",#REF!*1,IF(#REF!=\"Wind\",#REF!*0.7,IF(#REF!=\"Marine\",#REF!*0.7,IF(#REF!=\"Nuclear\",#REF!*0.85,IF(#REF!=\"Pumped_Storage\",#REF!*0.5,IF(#REF!=\"CCS\",#REF!*0.85,IF(#REF!=\"OCGT\",#REF!*0,IF(#REF!=\"\",0,#REF!*F$627))))))))","v":{"$error":"#REF!"}},{"$f":"IF(#REF!=\"Interconnector\",#REF!*1,IF(#REF!=\"Wind\",#REF!*0.7,IF(#REF!=\"Marine\",#REF!*0.7,IF(#REF!=\"Nuclear\",#REF!*0.85,IF(#REF!=\"Pumped_Storage\",#REF!*0.5,IF(#REF!=\"CCS\",#REF!*0.85,IF(#REF!=\"OCGT\",#REF!*0,IF(#REF!=\"\",0,#REF!*G$627))))))))","v":{"$error":"#REF!"}},{"$f":"IF(#REF!=\"Interconnector\",#REF!*1,IF(#REF!=\"Wind\",#REF!*0.7,IF(#REF!=\"Marine\",#REF!*0.7,IF(#REF!=\"Nuclear\",#REF!*0.85,IF(#REF!=\"Pumped_Storage\",#REF!*0.5,IF(#REF!=\"CCS\",#REF!*0.85,IF(#REF!=\"OCGT\",#REF!*0,IF(#REF!=\"\",0,#REF!*H$627))))))))","v":{"$error":"#REF!"}},{"$f":"IF(#REF!=\"Interconnector\",#REF!*1,IF(#REF!=\"Wind\",#REF!*0.7,IF(#REF!=\"Marine\",#REF!*0.7,IF(#REF!=\"Nuclear\",#REF!*0.85,IF(#REF!=\"Pumped_Storage\",#REF!*0.5,IF(#REF!=\"CCS\",#REF!*0.85,IF(#REF!=\"OCGT\",#REF!*0,IF(#REF!=\"\",0,#REF!*I$627))))))))","v":{"$error":"#REF!"}},{"$f":"IF(#REF!=\"Interconnector\",#REF!*1,IF(#REF!=\"Wind\",#REF!*0.7,IF(#REF!=\"Marine\",#REF!*0.7,IF(#REF!=\"Nuclear\",#REF!*0.85,IF(#REF!=\"Pumped_Storage\",#REF!*0.5,IF(#REF!=\"CCS\",#REF!*0.85,IF(#REF!=\"OCGT\",#REF!*0,IF(#REF!=\"\",0,#REF!*J$627))))))))","v":{"$error":"#REF!"}},{"$f":"IF(#REF!=\"Interconnector\",#REF!*1,IF(#REF!=\"Wind\",#REF!*0.7,IF(#REF!=\"Marine\",#REF!*0.7,IF(#REF!=\"Nuclear\",#REF!*0.85,IF(#REF!=\"Pumped_Storage\",#REF!*0.5,IF(#REF!=\"CCS\",#REF!*0.85,IF(#REF!=\"OCGT\",#REF!*0,IF(#REF!=\"\",0,#REF!*K$627))))))))","v":{"$error":"#REF!"}},{"$f":"IF(#REF!=\"Interconnector\",#REF!*1,IF(#REF!=\"Wind\",#REF!*0.7,IF(#REF!=\"Marine\",#REF!*0.7,IF(#REF!=\"Nuclear\",#REF!*0.85,IF(#REF!=\"Pumped_Storage\",#REF!*0.5,IF(#REF!=\"CCS\",#REF!*0.85,IF(#REF!=\"OCGT\",#REF!*0,IF(#REF!=\"\",0,#REF!*L$627))))))))","v":{"$error":"#REF!"}},{"$f":"IF(#REF!=\"Interconnector\",#REF!*1,IF(#REF!=\"Wind\",#REF!*0.7,IF(#REF!=\"Marine\",#REF!*0.7,IF(#REF!=\"Nuclear\",#REF!*0.85,IF(#REF!=\"Pumped_Storage\",#REF!*0.5,IF(#REF!=\"CCS\",#REF!*0.85,IF(#REF!=\"OCGT\",#REF!*0,IF(#REF!=\"\",0,#REF!*M$627))))))))","v":{"$error":"#REF!"}},{"$f":"IF(#REF!=\"Interconnector\",#REF!*1,IF(#REF!=\"Wind\",#REF!*0.7,IF(#REF!=\"Marine\",#REF!*0.7,IF(#REF!=\"Nuclear\",#REF!*0.85,IF(#REF!=\"Pumped_Storage\",#REF!*0.5,IF(#REF!=\"CCS\",#REF!*0.85,IF(#REF!=\"OCGT\",#REF!*0,IF(#REF!=\"\",0,#REF!*N$627))))))))","v":{"$error":"#REF!"}},{"$f":"IF(#REF!=\"Interconnector\",#REF!*1,IF(#REF!=\"Wind\",#REF!*0.7,IF(#REF!=\"Marine\",#REF!*0.7,IF(#REF!=\"Nuclear\",#REF!*0.85,IF(#REF!=\"Pumped_Storage\",#REF!*0.5,IF(#REF!=\"CCS\",#REF!*0.85,IF(#REF!=\"OCGT\",#REF!*0,IF(#REF!=\"\",0,#REF!*O$627))))))))","v":{"$error":"#REF!"}}]
[{"$f":"#REF!","v":{"$error":"#REF!"}},{"$f":"#REF!","v":{"$error":"#REF!"}},{"$f":"#REF!","v":{"$error":"#REF!"}},{"$f":"#REF!","v":{"$error":"#REF!"}},{"$f":"IF(#REF!=\"Interconnector\",#REF!*1,IF(#REF!=\"Wind\",#REF!*0.7,IF(#REF!=\"Marine\",#REF!*0.7,IF(#REF!=\"Nuclear\",#REF!*0.85,IF(#REF!=\"Pumped_Storage\",#REF!*0.5,IF(#REF!=\"CCS\",#REF!*0.85,IF(#REF!=\"OCGT\",#REF!*0,IF(#REF!=\"\",0,#REF!*E$627))))))))","v":{"$error":"#REF!"}},{"$f":"IF(#REF!=\"Interconnector\",#REF!*1,IF(#REF!=\"Wind\",#REF!*0.7,IF(#REF!=\"Marine\",#REF!*0.7,IF(#REF!=\"Nuclear\",#REF!*0.85,IF(#REF!=\"Pumped_Storage\",#REF!*0.5,IF(#REF!=\"CCS\",#REF!*0.85,IF(#REF!=\"OCGT\",#REF!*0,IF(#REF!=\"\",0,#REF!*F$627))))))))","v":{"$error":"#REF!"}},{"$f":"IF(#REF!=\"Interconnector\",#REF!*1,IF(#REF!=\"Wind\",#REF!*0.7,IF(#REF!=\"Marine\",#REF!*0.7,IF(#REF!=\"Nuclear\",#REF!*0.85,IF(#REF!=\"Pumped_Storage\",#REF!*0.5,IF(#REF!=\"CCS\",#REF!*0.85,IF(#REF!=\"OCGT\",#REF!*0,IF(#REF!=\"\",0,#REF!*G$627))))))))","v":{"$error":"#REF!"}},{"$f":"IF(#REF!=\"Interconnector\",#REF!*1,IF(#REF!=\"Wind\",#REF!*0.7,IF(#REF!=\"Marine\",#REF!*0.7,IF(#REF!=\"Nuclear\",#REF!*0.85,IF(#REF!=\"Pumped_Storage\",#REF!*0.5,IF(#REF!=\"CCS\",#REF!*0.85,IF(#REF!=\"OCGT\",#REF!*0,IF(#REF!=\"\",0,#REF!*H$627))))))))","v":{"$error":"#REF!"}},{"$f":"IF(#REF!=\"Interconnector\",#REF!*1,IF(#REF!=\"Wind\",#REF!*0.7,IF(#REF!=\"Marine\",#REF!*0.7,IF(#REF!=\"Nuclear\",#REF!*0.85,IF(#REF!=\"Pumped_Storage\",#REF!*0.5,IF(#REF!=\"CCS\",#REF!*0.85,IF(#REF!=\"OCGT\",#REF!*0,IF(#REF!=\"\",0,#REF!*I$627))))))))","v":{"$error":"#REF!"}},{"$f":"IF(#REF!=\"Interconnector\",#REF!*1,IF(#REF!=\"Wind\",#REF!*0.7,IF(#REF!=\"Marine\",#REF!*0.7,IF(#REF!=\"Nuclear\",#REF!*0.85,IF(#REF!=\"Pumped_Storage\",#REF!*0.5,IF(#REF!=\"CCS\",#REF!*0.85,IF(#REF!=\"OCGT\",#REF!*0,IF(#REF!=\"\",0,#REF!*J$627))))))))","v":{"$error":"#REF!"}},{"$f":"IF(#REF!=\"Interconnector\",#REF!*1,IF(#REF!=\"Wind\",#REF!*0.7,IF(#REF!=\"Marine\",#REF!*0.7,IF(#REF!=\"Nuclear\",#REF!*0.85,IF(#REF!=\"Pumped_Storage\",#REF!*0.5,IF(#REF!=\"CCS\",#REF!*0.85,IF(#REF!=\"OCGT\",#REF!*0,IF(#REF!=\"\",0,#REF!*K$627))))))))","v":{"$error":"#REF!"}},{"$f":"IF(#REF!=\"Interconnector\",#REF!*1,IF(#REF!=\"Wind\",#REF!*0.7,IF(#REF!=\"Marine\",#REF!*0.7,IF(#REF!=\"Nuclear\",#REF!*0.85,IF(#REF!=\"Pumped_Storage\",#REF!*0.5,IF(#REF!=\"CCS\",#REF!*0.85,IF(#REF!=\"OCGT\",#REF!*0,IF(#REF!=\"\",0,#REF!*L$627))))))))","v":{"$error":"#REF!"}},{"$f":"IF(#REF!=\"Interconnector\",#REF!*1,IF(#REF!=\"Wind\",#REF!*0.7,IF(#REF!=\"Marine\",#REF!*0.7,IF(#REF!=\"Nuclear\",#REF!*0.85,IF(#REF!=\"Pumped_Storage\",#REF!*0.5,IF(#REF!=\"CCS\",#REF!*0.85,IF(#REF!=\"OCGT\",#REF!*0,IF(#REF!=\"\",0,#REF!*M$627))))))))","v":{"$error":"#REF!"}},{"$f":"IF(#REF!=\"Interconnector\",#REF!*1,IF(#REF!=\"Wind\",#REF!*0.7,IF(#REF!=\"Marine\",#REF!*0.7,IF(#REF!=\"Nuclear\",#REF!*0.85,IF(#REF!=\"Pumped_Storage\",#REF!*0.5,IF(#REF!=\"CCS\",#REF!*0.85,IF(#REF!=\"OCGT\",#REF!*0,IF(#REF!=\"\",0,#REF!*N$627))))))))","v":{"$error":"#REF!"}},{"$f":"IF(#REF!=\"Interconnector\",#REF!*1,IF(#REF!=\"Wind\",#REF!*0.7,IF(#REF!=\"Marine\",#REF!*0.7,IF(#REF!=\"Nuclear\",#REF!*0.85,IF(#REF!=\"Pumped_Storage\",#REF!*0.5,IF(#REF!=\"CCS\",#REF!*0.85,IF(#REF!=\"OCGT\",#REF!*0,IF(#REF!=\"\",0,#REF!*O$627))))))))","v":{"$error":"#REF!"}}]
[{"$f":"#REF!","v":{"$error":"#REF!"}},{"$f":"#REF!","v":{"$error":"#REF!"}},{"$f":"#REF!","v":{"$error":"#REF!"}},{"$f":"#REF!","v":{"$error":"#REF!"}},{"$f":"IF(#REF!=\"Interconnector\",#REF!*1,IF(#REF!=\"Wind\",#REF!*0.7,IF(#REF!=\"Marine\",#REF!*0.7,IF(#REF!=\"Nuclear\",#REF!*0.85,IF(#REF!=\"Pumped_Storage\",#REF!*0.5,IF(#REF!=\"CCS\",#REF!*0.85,IF(#REF!=\"OCGT\",#REF!*0,IF(#REF!=\"\",0,#REF!*E$627))))))))","v":{"$error":"#REF!"}},{"$f":"IF(#REF!=\"Interconnector\",#REF!*1,IF(#REF!=\"Wind\",#REF!*0.7,IF(#REF!=\"Marine\",#REF!*0.7,IF(#REF!=\"Nuclear\",#REF!*0.85,IF(#REF!=\"Pumped_Storage\",#REF!*0.5,IF(#REF!=\"CCS\",#REF!*0.85,IF(#REF!=\"OCGT\",#REF!*0,IF(#REF!=\"\",0,#REF!*F$627))))))))","v":{"$error":"#REF!"}},{"$f":"IF(#REF!=\"Interconnector\",#REF!*1,IF(#REF!=\"Wind\",#REF!*0.7,IF(#REF!=\"Marine\",#REF!*0.7,IF(#REF!=\"Nuclear\",#REF!*0.85,IF(#REF!=\"Pumped_Storage\",#REF!*0.5,IF(#REF!=\"CCS\",#REF!*0.85,IF(#REF!=\"OCGT\",#REF!*0,IF(#REF!=\"\",0,#REF!*G$627))))))))","v":{"$error":"#REF!"}},{"$f":"IF(#REF!=\"Interconnector\",#REF!*1,IF(#REF!=\"Wind\",#REF!*0.7,IF(#REF!=\"Marine\",#REF!*0.7,IF(#REF!=\"Nuclear\",#REF!*0.85,IF(#REF!=\"Pumped_Storage\",#REF!*0.5,IF(#REF!=\"CCS\",#REF!*0.85,IF(#REF!=\"OCGT\",#REF!*0,IF(#REF!=\"\",0,#REF!*H$627))))))))","v":{"$error":"#REF!"}},{"$f":"IF(#REF!=\"Interconnector\",#REF!*1,IF(#REF!=\"Wind\",#REF!*0.7,IF(#REF!=\"Marine\",#REF!*0.7,IF(#REF!=\"Nuclear\",#REF!*0.85,IF(#REF!=\"Pumped_Storage\",#REF!*0.5,IF(#REF!=\"CCS\",#REF!*0.85,IF(#REF!=\"OCGT\",#REF!*0,IF(#REF!=\"\",0,#REF!*I$627))))))))","v":{"$error":"#REF!"}},{"$f":"IF(#REF!=\"Interconnector\",#REF!*1,IF(#REF!=\"Wind\",#REF!*0.7,IF(#REF!=\"Marine\",#REF!*0.7,IF(#REF!=\"Nuclear\",#REF!*0.85,IF(#REF!=\"Pumped_Storage\",#REF!*0.5,IF(#REF!=\"CCS\",#REF!*0.85,IF(#REF!=\"OCGT\",#REF!*0,IF(#REF!=\"\",0,#REF!*J$627))))))))","v":{"$error":"#REF!"}},{"$f":"IF(#REF!=\"Interconnector\",#REF!*1,IF(#REF!=\"Wind\",#REF!*0.7,IF(#REF!=\"Marine\",#REF!*0.7,IF(#REF!=\"Nuclear\",#REF!*0.85,IF(#REF!=\"Pumped_Storage\",#REF!*0.5,IF(#REF!=\"CCS\",#REF!*0.85,IF(#REF!=\"OCGT\",#REF!*0,IF(#REF!=\"\",0,#REF!*K$627))))))))","v":{"$error":"#REF!"}},{"$f":"IF(#REF!=\"Interconnector\",#REF!*1,IF(#REF!=\"Wind\",#REF!*0.7,IF(#REF!=\"Marine\",#REF!*0.7,IF(#REF!=\"Nuclear\",#REF!*0.85,IF(#REF!=\"Pumped_Storage\",#REF!*0.5,IF(#REF!=\"CCS\",#REF!*0.85,IF(#REF!=\"OCGT\",#REF!*0,IF(#REF!=\"\",0,#REF!*L$627))))))))","v":{"$error":"#REF!"}},{"$f":"IF(#REF!=\"Interconnector\",#REF!*1,IF(#REF!=\"Wind\",#REF!*0.7,IF(#REF!=\"Marine\",#REF!*0.7,IF(#REF!=\"Nuclear\",#REF!*0.85,IF(#REF!=\"Pumped_Storage\",#REF!*0.5,IF(#REF!=\"CCS\",#REF!*0.85,IF(#REF!=\"OCGT\",#REF!*0,IF(#REF!=\"\",0,#REF!*M$627))))))))","v":{"$error":"#REF!"}},{"$f":"IF(#REF!=\"Interconnector\",#REF!*1,IF(#REF!=\"Wind\",#REF!*0.7,IF(#REF!=\"Marine\",#REF!*0.7,IF(#REF!=\"Nuclear\",#REF!*0.85,IF(#REF!=\"Pumped_Storage\",#REF!*0.5,IF(#REF!=\"CCS\",#REF!*0.85,IF(#REF!=\"OCGT\",#REF!*0,IF(#REF!=\"\",0,#REF!*N$627))))))))","v":{"$error":"#REF!"}},{"$f":"IF(#REF!=\"Interconnector\",#REF!*1,IF(#REF!=\"Wind\",#REF!*0.7,IF(#REF!=\"Marine\",#REF!*0.7,IF(#REF!=\"Nuclear\",#REF!*0.85,IF(#REF!=\"Pumped_Storage\",#REF!*0.5,IF(#REF!=\"CCS\",#REF!*0.85,IF(#REF!=\"OCGT\",#REF!*0,IF(#REF!=\"\",0,#REF!*O$627))))))))","v":{"$error":"#REF!"}}]
[{"$f":"#REF!","v":{"$error":"#REF!"}},{"$f":"#REF!","v":{"$error":"#REF!"}},{"$f":"#REF!","v":{"$error":"#REF!"}},{"$f":"#REF!","v":{"$error":"#REF!"}},{"$f":"IF(#REF!=\"Interconnector\",#REF!*1,IF(#REF!=\"Wind\",#REF!*0.7,IF(#REF!=\"Marine\",#REF!*0.7,IF(#REF!=\"Nuclear\",#REF!*0.85,IF(#REF!=\"Pumped_Storage\",#REF!*0.5,IF(#REF!=\"CCS\",#REF!*0.85,IF(#REF!=\"OCGT\",#REF!*0,IF(#REF!=\"\",0,#REF!*E$627))))))))","v":{"$error":"#REF!"}},{"$f":"IF(#REF!=\"Interconnector\",#REF!*1,IF(#REF!=\"Wind\",#REF!*0.7,IF(#REF!=\"Marine\",#REF!*0.7,IF(#REF!=\"Nuclear\",#REF!*0.85,IF(#REF!=\"Pumped_Storage\",#REF!*0.5,IF(#REF!=\"CCS\",#REF!*0.85,IF(#REF!=\"OCGT\",#REF!*0,IF(#REF!=\"\",0,#REF!*F$627))))))))","v":{"$error":"#REF!"}},{"$f":"IF(#REF!=\"Interconnector\",#REF!*1,IF(#REF!=\"Wind\",#REF!*0.7,IF(#REF!=\"Marine\",#REF!*0.7,IF(#REF!=\"Nuclear\",#REF!*0.85,IF(#REF!=\"Pumped_Storage\",#REF!*0.5,IF(#REF!=\"CCS\",#REF!*0.85,IF(#REF!=\"OCGT\",#REF!*0,IF(#REF!=\"\",0,#REF!*G$627))))))))","v":{"$error":"#REF!"}},{"$f":"IF(#REF!=\"Interconnector\",#REF!*1,IF(#REF!=\"Wind\",#REF!*0.7,IF(#REF!=\"Marine\",#REF!*0.7,IF(#REF!=\"Nuclear\",#REF!*0.85,IF(#REF!=\"Pumped_Storage\",#REF!*0.5,IF(#REF!=\"CCS\",#REF!*0.85,IF(#REF!=\"OCGT\",#REF!*0,IF(#REF!=\"\",0,#REF!*H$627))))))))","v":{"$error":"#REF!"}},{"$f":"IF(#REF!=\"Interconnector\",#REF!*1,IF(#REF!=\"Wind\",#REF!*0.7,IF(#REF!=\"Marine\",#REF!*0.7,IF(#REF!=\"Nuclear\",#REF!*0.85,IF(#REF!=\"Pumped_Storage\",#REF!*0.5,IF(#REF!=\"CCS\",#REF!*0.85,IF(#REF!=\"OCGT\",#REF!*0,IF(#REF!=\"\",0,#REF!*I$627))))))))","v":{"$error":"#REF!"}},{"$f":"IF(#REF!=\"Interconnector\",#REF!*1,IF(#REF!=\"Wind\",#REF!*0.7,IF(#REF!=\"Marine\",#REF!*0.7,IF(#REF!=\"Nuclear\",#REF!*0.85,IF(#REF!=\"Pumped_Storage\",#REF!*0.5,IF(#REF!=\"CCS\",#REF!*0.85,IF(#REF!=\"OCGT\",#REF!*0,IF(#REF!=\"\",0,#REF!*J$627))))))))","v":{"$error":"#REF!"}},{"$f":"IF(#REF!=\"Interconnector\",#REF!*1,IF(#REF!=\"Wind\",#REF!*0.7,IF(#REF!=\"Marine\",#REF!*0.7,IF(#REF!=\"Nuclear\",#REF!*0.85,IF(#REF!=\"Pumped_Storage\",#REF!*0.5,IF(#REF!=\"CCS\",#REF!*0.85,IF(#REF!=\"OCGT\",#REF!*0,IF(#REF!=\"\",0,#REF!*K$627))))))))","v":{"$error":"#REF!"}},{"$f":"IF(#REF!=\"Interconnector\",#REF!*1,IF(#REF!=\"Wind\",#REF!*0.7,IF(#REF!=\"Marine\",#REF!*0.7,IF(#REF!=\"Nuclear\",#REF!*0.85,IF(#REF!=\"Pumped_Storage\",#REF!*0.5,IF(#REF!=\"CCS\",#REF!*0.85,IF(#REF!=\"OCGT\",#REF!*0,IF(#REF!=\"\",0,#REF!*L$627))))))))","v":{"$error":"#REF!"}},{"$f":"IF(#REF!=\"Interconnector\",#REF!*1,IF(#REF!=\"Wind\",#REF!*0.7,IF(#REF!=\"Marine\",#REF!*0.7,IF(#REF!=\"Nuclear\",#REF!*0.85,IF(#REF!=\"Pumped_Storage\",#REF!*0.5,IF(#REF!=\"CCS\",#REF!*0.85,IF(#REF!=\"OCGT\",#REF!*0,IF(#REF!=\"\",0,#REF!*M$627))))))))","v":{"$error":"#REF!"}},{"$f":"IF(#REF!=\"Interconnector\",#REF!*1,IF(#REF!=\"Wind\",#REF!*0.7,IF(#REF!=\"Marine\",#REF!*0.7,IF(#REF!=\"Nuclear\",#REF!*0.85,IF(#REF!=\"Pumped_Storage\",#REF!*0.5,IF(#REF!=\"CCS\",#REF!*0.85,IF(#REF!=\"OCGT\",#REF!*0,IF(#REF!=\"\",0,#REF!*N$627))))))))","v":{"$error":"#REF!"}},{"$f":"IF(#REF!=\"Interconnector\",#REF!*1,IF(#REF!=\"Wind\",#REF!*0.7,IF(#REF!=\"Marine\",#REF!*0.7,IF(#REF!=\"Nuclear\",#REF!*0.85,IF(#REF!=\"Pumped_Storage\",#REF!*0.5,IF(#REF!=\"CCS\",#REF!*0.85,IF(#REF!=\"OCGT\",#REF!*0,IF(#REF!=\"\",0,#REF!*O$627))))))))","v":{"$error":"#REF!"}}]
[{"$f":"#REF!","v":{"$error":"#REF!"}},{"$f":"#REF!","v":{"$error":"#REF!"}},{"$f":"#REF!","v":{"$error":"#REF!"}},{"$f":"#REF!","v":{"$error":"#REF!"}},{"$f":"IF(#REF!=\"Interconnector\",#REF!*1,IF(#REF!=\"Wind\",#REF!*0.7,IF(#REF!=\"Marine\",#REF!*0.7,IF(#REF!=\"Nuclear\",#REF!*0.85,IF(#REF!=\"Pumped_Storage\",#REF!*0.5,IF(#REF!=\"CCS\",#REF!*0.85,IF(#REF!=\"OCGT\",#REF!*0,IF(#REF!=\"\",0,#REF!*E$627))))))))","v":{"$error":"#REF!"}},{"$f":"IF(#REF!=\"Interconnector\",#REF!*1,IF(#REF!=\"Wind\",#REF!*0.7,IF(#REF!=\"Marine\",#REF!*0.7,IF(#REF!=\"Nuclear\",#REF!*0.85,IF(#REF!=\"Pumped_Storage\",#REF!*0.5,IF(#REF!=\"CCS\",#REF!*0.85,IF(#REF!=\"OCGT\",#REF!*0,IF(#REF!=\"\",0,#REF!*F$627))))))))","v":{"$error":"#REF!"}},{"$f":"IF(#REF!=\"Interconnector\",#REF!*1,IF(#REF!=\"Wind\",#REF!*0.7,IF(#REF!=\"Marine\",#REF!*0.7,IF(#REF!=\"Nuclear\",#REF!*0.85,IF(#REF!=\"Pumped_Storage\",#REF!*0.5,IF(#REF!=\"CCS\",#REF!*0.85,IF(#REF!=\"OCGT\",#REF!*0,IF(#REF!=\"\",0,#REF!*G$627))))))))","v":{"$error":"#REF!"}},{"$f":"IF(#REF!=\"Interconnector\",#REF!*1,IF(#REF!=\"Wind\",#REF!*0.7,IF(#REF!=\"Marine\",#REF!*0.7,IF(#REF!=\"Nuclear\",#REF!*0.85,IF(#REF!=\"Pumped_Storage\",#REF!*0.5,IF(#REF!=\"CCS\",#REF!*0.85,IF(#REF!=\"OCGT\",#REF!*0,IF(#REF!=\"\",0,#REF!*H$627))))))))","v":{"$error":"#REF!"}},{"$f":"IF(#REF!=\"Interconnector\",#REF!*1,IF(#REF!=\"Wind\",#REF!*0.7,IF(#REF!=\"Marine\",#REF!*0.7,IF(#REF!=\"Nuclear\",#REF!*0.85,IF(#REF!=\"Pumped_Storage\",#REF!*0.5,IF(#REF!=\"CCS\",#REF!*0.85,IF(#REF!=\"OCGT\",#REF!*0,IF(#REF!=\"\",0,#REF!*I$627))))))))","v":{"$error":"#REF!"}},{"$f":"IF(#REF!=\"Interconnector\",#REF!*1,IF(#REF!=\"Wind\",#REF!*0.7,IF(#REF!=\"Marine\",#REF!*0.7,IF(#REF!=\"Nuclear\",#REF!*0.85,IF(#REF!=\"Pumped_Storage\",#REF!*0.5,IF(#REF!=\"CCS\",#REF!*0.85,IF(#REF!=\"OCGT\",#REF!*0,IF(#REF!=\"\",0,#REF!*J$627))))))))","v":{"$error":"#REF!"}},{"$f":"IF(#REF!=\"Interconnector\",#REF!*1,IF(#REF!=\"Wind\",#REF!*0.7,IF(#REF!=\"Marine\",#REF!*0.7,IF(#REF!=\"Nuclear\",#REF!*0.85,IF(#REF!=\"Pumped_Storage\",#REF!*0.5,IF(#REF!=\"CCS\",#REF!*0.85,IF(#REF!=\"OCGT\",#REF!*0,IF(#REF!=\"\",0,#REF!*K$627))))))))","v":{"$error":"#REF!"}},{"$f":"IF(#REF!=\"Interconnector\",#REF!*1,IF(#REF!=\"Wind\",#REF!*0.7,IF(#REF!=\"Marine\",#REF!*0.7,IF(#REF!=\"Nuclear\",#REF!*0.85,IF(#REF!=\"Pumped_Storage\",#REF!*0.5,IF(#REF!=\"CCS\",#REF!*0.85,IF(#REF!=\"OCGT\",#REF!*0,IF(#REF!=\"\",0,#REF!*L$627))))))))","v":{"$error":"#REF!"}},{"$f":"IF(#REF!=\"Interconnector\",#REF!*1,IF(#REF!=\"Wind\",#REF!*0.7,IF(#REF!=\"Marine\",#REF!*0.7,IF(#REF!=\"Nuclear\",#REF!*0.85,IF(#REF!=\"Pumped_Storage\",#REF!*0.5,IF(#REF!=\"CCS\",#REF!*0.85,IF(#REF!=\"OCGT\",#REF!*0,IF(#REF!=\"\",0,#REF!*M$627))))))))","v":{"$error":"#REF!"}},{"$f":"IF(#REF!=\"Interconnector\",#REF!*1,IF(#REF!=\"Wind\",#REF!*0.7,IF(#REF!=\"Marine\",#REF!*0.7,IF(#REF!=\"Nuclear\",#REF!*0.85,IF(#REF!=\"Pumped_Storage\",#REF!*0.5,IF(#REF!=\"CCS\",#REF!*0.85,IF(#REF!=\"OCGT\",#REF!*0,IF(#REF!=\"\",0,#REF!*N$627))))))))","v":{"$error":"#REF!"}},{"$f":"IF(#REF!=\"Interconnector\",#REF!*1,IF(#REF!=\"Wind\",#REF!*0.7,IF(#REF!=\"Marine\",#REF!*0.7,IF(#REF!=\"Nuclear\",#REF!*0.85,IF(#REF!=\"Pumped_Storage\",#REF!*0.5,IF(#REF!=\"CCS\",#REF!*0.85,IF(#REF!=\"OCGT\",#REF!*0,IF(#REF!=\"\",0,#REF!*O$627))))))))","v":{"$error":"#REF!"}}]
[{"$f":"#REF!","v":{"$error":"#REF!"}},{"$f":"#REF!","v":{"$error":"#REF!"}},{"$f":"#REF!","v":{"$error":"#REF!"}},{"$f":"#REF!","v":{"$error":"#REF!"}},{"$f":"IF(#REF!=\"Interconnector\",#REF!*1,IF(#REF!=\"Wind\",#REF!*0.7,IF(#REF!=\"Marine\",#REF!*0.7,IF(#REF!=\"Nuclear\",#REF!*0.85,IF(#REF!=\"Pumped_Storage\",#REF!*0.5,IF(#REF!=\"CCS\",#REF!*0.85,IF(#REF!=\"OCGT\",#REF!*0,IF(#REF!=\"\",0,#REF!*E$627))))))))","v":{"$error":"#REF!"}},{"$f":"IF(#REF!=\"Interconnector\",#REF!*1,IF(#REF!=\"Wind\",#REF!*0.7,IF(#REF!=\"Marine\",#REF!*0.7,IF(#REF!=\"Nuclear\",#REF!*0.85,IF(#REF!=\"Pumped_Storage\",#REF!*0.5,IF(#REF!=\"CCS\",#REF!*0.85,IF(#REF!=\"OCGT\",#REF!*0,IF(#REF!=\"\",0,#REF!*F$627))))))))","v":{"$error":"#REF!"}},{"$f":"IF(#REF!=\"Interconnector\",#REF!*1,IF(#REF!=\"Wind\",#REF!*0.7,IF(#REF!=\"Marine\",#REF!*0.7,IF(#REF!=\"Nuclear\",#REF!*0.85,IF(#REF!=\"Pumped_Storage\",#REF!*0.5,IF(#REF!=\"CCS\",#REF!*0.85,IF(#REF!=\"OCGT\",#REF!*0,IF(#REF!=\"\",0,#REF!*G$627))))))))","v":{"$error":"#REF!"}},{"$f":"IF(#REF!=\"Interconnector\",#REF!*1,IF(#REF!=\"Wind\",#REF!*0.7,IF(#REF!=\"Marine\",#REF!*0.7,IF(#REF!=\"Nuclear\",#REF!*0.85,IF(#REF!=\"Pumped_Storage\",#REF!*0.5,IF(#REF!=\"CCS\",#REF!*0.85,IF(#REF!=\"OCGT\",#REF!*0,IF(#REF!=\"\",0,#REF!*H$627))))))))","v":{"$error":"#REF!"}},{"$f":"IF(#REF!=\"Interconnector\",#REF!*1,IF(#REF!=\"Wind\",#REF!*0.7,IF(#REF!=\"Marine\",#REF!*0.7,IF(#REF!=\"Nuclear\",#REF!*0.85,IF(#REF!=\"Pumped_Storage\",#REF!*0.5,IF(#REF!=\"CCS\",#REF!*0.85,IF(#REF!=\"OCGT\",#REF!*0,IF(#REF!=\"\",0,#REF!*I$627))))))))","v":{"$error":"#REF!"}},{"$f":"IF(#REF!=\"Interconnector\",#REF!*1,IF(#REF!=\"Wind\",#REF!*0.7,IF(#REF!=\"Marine\",#REF!*0.7,IF(#REF!=\"Nuclear\",#REF!*0.85,IF(#REF!=\"Pumped_Storage\",#REF!*0.5,IF(#REF!=\"CCS\",#REF!*0.85,IF(#REF!=\"OCGT\",#REF!*0,IF(#REF!=\"\",0,#REF!*J$627))))))))","v":{"$error":"#REF!"}},{"$f":"IF(#REF!=\"Interconnector\",#REF!*1,IF(#REF!=\"Wind\",#REF!*0.7,IF(#REF!=\"Marine\",#REF!*0.7,IF(#REF!=\"Nuclear\",#REF!*0.85,IF(#REF!=\"Pumped_Storage\",#REF!*0.5,IF(#REF!=\"CCS\",#REF!*0.85,IF(#REF!=\"OCGT\",#REF!*0,IF(#REF!=\"\",0,#REF!*K$627))))))))","v":{"$error":"#REF!"}},{"$f":"IF(#REF!=\"Interconnector\",#REF!*1,IF(#REF!=\"Wind\",#REF!*0.7,IF(#REF!=\"Marine\",#REF!*0.7,IF(#REF!=\"Nuclear\",#REF!*0.85,IF(#REF!=\"Pumped_Storage\",#REF!*0.5,IF(#REF!=\"CCS\",#REF!*0.85,IF(#REF!=\"OCGT\",#REF!*0,IF(#REF!=\"\",0,#REF!*L$627))))))))","v":{"$error":"#REF!"}},{"$f":"IF(#REF!=\"Interconnector\",#REF!*1,IF(#REF!=\"Wind\",#REF!*0.7,IF(#REF!=\"Marine\",#REF!*0.7,IF(#REF!=\"Nuclear\",#REF!*0.85,IF(#REF!=\"Pumped_Storage\",#REF!*0.5,IF(#REF!=\"CCS\",#REF!*0.85,IF(#REF!=\"OCGT\",#REF!*0,IF(#REF!=\"\",0,#REF!*M$627))))))))","v":{"$error":"#REF!"}},{"$f":"IF(#REF!=\"Interconnector\",#REF!*1,IF(#REF!=\"Wind\",#REF!*0.7,IF(#REF!=\"Marine\",#REF!*0.7,IF(#REF!=\"Nuclear\",#REF!*0.85,IF(#REF!=\"Pumped_Storage\",#REF!*0.5,IF(#REF!=\"CCS\",#REF!*0.85,IF(#REF!=\"OCGT\",#REF!*0,IF(#REF!=\"\",0,#REF!*N$627))))))))","v":{"$error":"#REF!"}},{"$f":"IF(#REF!=\"Interconnector\",#REF!*1,IF(#REF!=\"Wind\",#REF!*0.7,IF(#REF!=\"Marine\",#REF!*0.7,IF(#REF!=\"Nuclear\",#REF!*0.85,IF(#REF!=\"Pumped_Storage\",#REF!*0.5,IF(#REF!=\"CCS\",#REF!*0.85,IF(#REF!=\"OCGT\",#REF!*0,IF(#REF!=\"\",0,#REF!*O$627))))))))","v":{"$error":"#REF!"}}]
[{"$f":"#REF!","v":{"$error":"#REF!"}},{"$f":"#REF!","v":{"$error":"#REF!"}},{"$f":"#REF!","v":{"$error":"#REF!"}},{"$f":"#REF!","v":{"$error":"#REF!"}},{"$f":"IF(#REF!=\"Interconnector\",#REF!*1,IF(#REF!=\"Wind\",#REF!*0.7,IF(#REF!=\"Marine\",#REF!*0.7,IF(#REF!=\"Nuclear\",#REF!*0.85,IF(#REF!=\"Pumped_Storage\",#REF!*0.5,IF(#REF!=\"CCS\",#REF!*0.85,IF(#REF!=\"OCGT\",#REF!*0,IF(#REF!=\"\",0,#REF!*E$627))))))))","v":{"$error":"#REF!"}},{"$f":"IF(#REF!=\"Interconnector\",#REF!*1,IF(#REF!=\"Wind\",#REF!*0.7,IF(#REF!=\"Marine\",#REF!*0.7,IF(#REF!=\"Nuclear\",#REF!*0.85,IF(#REF!=\"Pumped_Storage\",#REF!*0.5,IF(#REF!=\"CCS\",#REF!*0.85,IF(#REF!=\"OCGT\",#REF!*0,IF(#REF!=\"\",0,#REF!*F$627))))))))","v":{"$error":"#REF!"}},{"$f":"IF(#REF!=\"Interconnector\",#REF!*1,IF(#REF!=\"Wind\",#REF!*0.7,IF(#REF!=\"Marine\",#REF!*0.7,IF(#REF!=\"Nuclear\",#REF!*0.85,IF(#REF!=\"Pumped_Storage\",#REF!*0.5,IF(#REF!=\"CCS\",#REF!*0.85,IF(#REF!=\"OCGT\",#REF!*0,IF(#REF!=\"\",0,#REF!*G$627))))))))","v":{"$error":"#REF!"}},{"$f":"IF(#REF!=\"Interconnector\",#REF!*1,IF(#REF!=\"Wind\",#REF!*0.7,IF(#REF!=\"Marine\",#REF!*0.7,IF(#REF!=\"Nuclear\",#REF!*0.85,IF(#REF!=\"Pumped_Storage\",#REF!*0.5,IF(#REF!=\"CCS\",#REF!*0.85,IF(#REF!=\"OCGT\",#REF!*0,IF(#REF!=\"\",0,#REF!*H$627))))))))","v":{"$error":"#REF!"}},{"$f":"IF(#REF!=\"Interconnector\",#REF!*1,IF(#REF!=\"Wind\",#REF!*0.7,IF(#REF!=\"Marine\",#REF!*0.7,IF(#REF!=\"Nuclear\",#REF!*0.85,IF(#REF!=\"Pumped_Storage\",#REF!*0.5,IF(#REF!=\"CCS\",#REF!*0.85,IF(#REF!=\"OCGT\",#REF!*0,IF(#REF!=\"\",0,#REF!*I$627))))))))","v":{"$error":"#REF!"}},{"$f":"IF(#REF!=\"Interconnector\",#REF!*1,IF(#REF!=\"Wind\",#REF!*0.7,IF(#REF!=\"Marine\",#REF!*0.7,IF(#REF!=\"Nuclear\",#REF!*0.85,IF(#REF!=\"Pumped_Storage\",#REF!*0.5,IF(#REF!=\"CCS\",#REF!*0.85,IF(#REF!=\"OCGT\",#REF!*0,IF(#REF!=\"\",0,#REF!*J$627))))))))","v":{"$error":"#REF!"}},{"$f":"IF(#REF!=\"Interconnector\",#REF!*1,IF(#REF!=\"Wind\",#REF!*0.7,IF(#REF!=\"Marine\",#REF!*0.7,IF(#REF!=\"Nuclear\",#REF!*0.85,IF(#REF!=\"Pumped_Storage\",#REF!*0.5,IF(#REF!=\"CCS\",#REF!*0.85,IF(#REF!=\"OCGT\",#REF!*0,IF(#REF!=\"\",0,#REF!*K$627))))))))","v":{"$error":"#REF!"}},{"$f":"IF(#REF!=\"Interconnector\",#REF!*1,IF(#REF!=\"Wind\",#REF!*0.7,IF(#REF!=\"Marine\",#REF!*0.7,IF(#REF!=\"Nuclear\",#REF!*0.85,IF(#REF!=\"Pumped_Storage\",#REF!*0.5,IF(#REF!=\"CCS\",#REF!*0.85,IF(#REF!=\"OCGT\",#REF!*0,IF(#REF!=\"\",0,#REF!*L$627))))))))","v":{"$error":"#REF!"}},{"$f":"IF(#REF!=\"Interconnector\",#REF!*1,IF(#REF!=\"Wind\",#REF!*0.7,IF(#REF!=\"Marine\",#REF!*0.7,IF(#REF!=\"Nuclear\",#REF!*0.85,IF(#REF!=\"Pumped_Storage\",#REF!*0.5,IF(#REF!=\"CCS\",#REF!*0.85,IF(#REF!=\"OCGT\",#REF!*0,IF(#REF!=\"\",0,#REF!*M$627))))))))","v":{"$error":"#REF!"}},{"$f":"IF(#REF!=\"Interconnector\",#REF!*1,IF(#REF!=\"Wind\",#REF!*0.7,IF(#REF!=\"Marine\",#REF!*0.7,IF(#REF!=\"Nuclear\",#REF!*0.85,IF(#REF!=\"Pumped_Storage\",#REF!*0.5,IF(#REF!=\"CCS\",#REF!*0.85,IF(#REF!=\"OCGT\",#REF!*0,IF(#REF!=\"\",0,#REF!*N$627))))))))","v":{"$error":"#REF!"}},{"$f":"IF(#REF!=\"Interconnector\",#REF!*1,IF(#REF!=\"Wind\",#REF!*0.7,IF(#REF!=\"Marine\",#REF!*0.7,IF(#REF!=\"Nuclear\",#REF!*0.85,IF(#REF!=\"Pumped_Storage\",#REF!*0.5,IF(#REF!=\"CCS\",#REF!*0.85,IF(#REF!=\"OCGT\",#REF!*0,IF(#REF!=\"\",0,#REF!*O$627))))))))","v":{"$error":"#REF!"}}]
[{"$f":"#REF!","v":{"$error":"#REF!"}},{"$f":"#REF!","v":{"$error":"#REF!"}},{"$f":"#REF!","v":{"$error":"#REF!"}},{"$f":"#REF!","v":{"$error":"#REF!"}},{"$f":"IF(#REF!=\"Interconnector\",#REF!*1,IF(#REF!=\"Wind\",#REF!*0.7,IF(#REF!=\"Marine\",#REF!*0.7,IF(#REF!=\"Nuclear\",#REF!*0.85,IF(#REF!=\"Pumped_Storage\",#REF!*0.5,IF(#REF!=\"CCS\",#REF!*0.85,IF(#REF!=\"OCGT\",#REF!*0,IF(#REF!=\"\",0,#REF!*E$627))))))))","v":{"$error":"#REF!"}},{"$f":"IF(#REF!=\"Interconnector\",#REF!*1,IF(#REF!=\"Wind\",#REF!*0.7,IF(#REF!=\"Marine\",#REF!*0.7,IF(#REF!=\"Nuclear\",#REF!*0.85,IF(#REF!=\"Pumped_Storage\",#REF!*0.5,IF(#REF!=\"CCS\",#REF!*0.85,IF(#REF!=\"OCGT\",#REF!*0,IF(#REF!=\"\",0,#REF!*F$627))))))))","v":{"$error":"#REF!"}},{"$f":"IF(#REF!=\"Interconnector\",#REF!*1,IF(#REF!=\"Wind\",#REF!*0.7,IF(#REF!=\"Marine\",#REF!*0.7,IF(#REF!=\"Nuclear\",#REF!*0.85,IF(#REF!=\"Pumped_Storage\",#REF!*0.5,IF(#REF!=\"CCS\",#REF!*0.85,IF(#REF!=\"OCGT\",#REF!*0,IF(#REF!=\"\",0,#REF!*G$627))))))))","v":{"$error":"#REF!"}},{"$f":"IF(#REF!=\"Interconnector\",#REF!*1,IF(#REF!=\"Wind\",#REF!*0.7,IF(#REF!=\"Marine\",#REF!*0.7,IF(#REF!=\"Nuclear\",#REF!*0.85,IF(#REF!=\"Pumped_Storage\",#REF!*0.5,IF(#REF!=\"CCS\",#REF!*0.85,IF(#REF!=\"OCGT\",#REF!*0,IF(#REF!=\"\",0,#REF!*H$627))))))))","v":{"$error":"#REF!"}},{"$f":"IF(#REF!=\"Interconnector\",#REF!*1,IF(#REF!=\"Wind\",#REF!*0.7,IF(#REF!=\"Marine\",#REF!*0.7,IF(#REF!=\"Nuclear\",#REF!*0.85,IF(#REF!=\"Pumped_Storage\",#REF!*0.5,IF(#REF!=\"CCS\",#REF!*0.85,IF(#REF!=\"OCGT\",#REF!*0,IF(#REF!=\"\",0,#REF!*I$627))))))))","v":{"$error":"#REF!"}},{"$f":"IF(#REF!=\"Interconnector\",#REF!*1,IF(#REF!=\"Wind\",#REF!*0.7,IF(#REF!=\"Marine\",#REF!*0.7,IF(#REF!=\"Nuclear\",#REF!*0.85,IF(#REF!=\"Pumped_Storage\",#REF!*0.5,IF(#REF!=\"CCS\",#REF!*0.85,IF(#REF!=\"OCGT\",#REF!*0,IF(#REF!=\"\",0,#REF!*J$627))))))))","v":{"$error":"#REF!"}},{"$f":"IF(#REF!=\"Interconnector\",#REF!*1,IF(#REF!=\"Wind\",#REF!*0.7,IF(#REF!=\"Marine\",#REF!*0.7,IF(#REF!=\"Nuclear\",#REF!*0.85,IF(#REF!=\"Pumped_Storage\",#REF!*0.5,IF(#REF!=\"CCS\",#REF!*0.85,IF(#REF!=\"OCGT\",#REF!*0,IF(#REF!=\"\",0,#REF!*K$627))))))))","v":{"$error":"#REF!"}},{"$f":"IF(#REF!=\"Interconnector\",#REF!*1,IF(#REF!=\"Wind\",#REF!*0.7,IF(#REF!=\"Marine\",#REF!*0.7,IF(#REF!=\"Nuclear\",#REF!*0.85,IF(#REF!=\"Pumped_Storage\",#REF!*0.5,IF(#REF!=\"CCS\",#REF!*0.85,IF(#REF!=\"OCGT\",#REF!*0,IF(#REF!=\"\",0,#REF!*L$627))))))))","v":{"$error":"#REF!"}},{"$f":"IF(#REF!=\"Interconnector\",#REF!*1,IF(#REF!=\"Wind\",#REF!*0.7,IF(#REF!=\"Marine\",#REF!*0.7,IF(#REF!=\"Nuclear\",#REF!*0.85,IF(#REF!=\"Pumped_Storage\",#REF!*0.5,IF(#REF!=\"CCS\",#REF!*0.85,IF(#REF!=\"OCGT\",#REF!*0,IF(#REF!=\"\",0,#REF!*M$627))))))))","v":{"$error":"#REF!"}},{"$f":"IF(#REF!=\"Interconnector\",#REF!*1,IF(#REF!=\"Wind\",#REF!*0.7,IF(#REF!=\"Marine\",#REF!*0.7,IF(#REF!=\"Nuclear\",#REF!*0.85,IF(#REF!=\"Pumped_Storage\",#REF!*0.5,IF(#REF!=\"CCS\",#REF!*0.85,IF(#REF!=\"OCGT\",#REF!*0,IF(#REF!=\"\",0,#REF!*N$627))))))))","v":{"$error":"#REF!"}},{"$f":"IF(#REF!=\"Interconnector\",#REF!*1,IF(#REF!=\"Wind\",#REF!*0.7,IF(#REF!=\"Marine\",#REF!*0.7,IF(#REF!=\"Nuclear\",#REF!*0.85,IF(#REF!=\"Pumped_Storage\",#REF!*0.5,IF(#REF!=\"CCS\",#REF!*0.85,IF(#REF!=\"OCGT\",#REF!*0,IF(#REF!=\"\",0,#REF!*O$627))))))))","v":{"$error":"#REF!"}}]
[{"$f":"#REF!","v":{"$error":"#REF!"}},{"$f":"#REF!","v":{"$error":"#REF!"}},{"$f":"#REF!","v":{"$error":"#REF!"}},{"$f":"#REF!","v":{"$error":"#REF!"}},{"$f":"IF(#REF!=\"Interconnector\",#REF!*1,IF(#REF!=\"Wind\",#REF!*0.7,IF(#REF!=\"Marine\",#REF!*0.7,IF(#REF!=\"Nuclear\",#REF!*0.85,IF(#REF!=\"Pumped_Storage\",#REF!*0.5,IF(#REF!=\"CCS\",#REF!*0.85,IF(#REF!=\"OCGT\",#REF!*0,IF(#REF!=\"\",0,#REF!*E$627))))))))","v":{"$error":"#REF!"}},{"$f":"IF(#REF!=\"Interconnector\",#REF!*1,IF(#REF!=\"Wind\",#REF!*0.7,IF(#REF!=\"Marine\",#REF!*0.7,IF(#REF!=\"Nuclear\",#REF!*0.85,IF(#REF!=\"Pumped_Storage\",#REF!*0.5,IF(#REF!=\"CCS\",#REF!*0.85,IF(#REF!=\"OCGT\",#REF!*0,IF(#REF!=\"\",0,#REF!*F$627))))))))","v":{"$error":"#REF!"}},{"$f":"IF(#REF!=\"Interconnector\",#REF!*1,IF(#REF!=\"Wind\",#REF!*0.7,IF(#REF!=\"Marine\",#REF!*0.7,IF(#REF!=\"Nuclear\",#REF!*0.85,IF(#REF!=\"Pumped_Storage\",#REF!*0.5,IF(#REF!=\"CCS\",#REF!*0.85,IF(#REF!=\"OCGT\",#REF!*0,IF(#REF!=\"\",0,#REF!*G$627))))))))","v":{"$error":"#REF!"}},{"$f":"IF(#REF!=\"Interconnector\",#REF!*1,IF(#REF!=\"Wind\",#REF!*0.7,IF(#REF!=\"Marine\",#REF!*0.7,IF(#REF!=\"Nuclear\",#REF!*0.85,IF(#REF!=\"Pumped_Storage\",#REF!*0.5,IF(#REF!=\"CCS\",#REF!*0.85,IF(#REF!=\"OCGT\",#REF!*0,IF(#REF!=\"\",0,#REF!*H$627))))))))","v":{"$error":"#REF!"}},{"$f":"IF(#REF!=\"Interconnector\",#REF!*1,IF(#REF!=\"Wind\",#REF!*0.7,IF(#REF!=\"Marine\",#REF!*0.7,IF(#REF!=\"Nuclear\",#REF!*0.85,IF(#REF!=\"Pumped_Storage\",#REF!*0.5,IF(#REF!=\"CCS\",#REF!*0.85,IF(#REF!=\"OCGT\",#REF!*0,IF(#REF!=\"\",0,#REF!*I$627))))))))","v":{"$error":"#REF!"}},{"$f":"IF(#REF!=\"Interconnector\",#REF!*1,IF(#REF!=\"Wind\",#REF!*0.7,IF(#REF!=\"Marine\",#REF!*0.7,IF(#REF!=\"Nuclear\",#REF!*0.85,IF(#REF!=\"Pumped_Storage\",#REF!*0.5,IF(#REF!=\"CCS\",#REF!*0.85,IF(#REF!=\"OCGT\",#REF!*0,IF(#REF!=\"\",0,#REF!*J$627))))))))","v":{"$error":"#REF!"}},{"$f":"IF(#REF!=\"Interconnector\",#REF!*1,IF(#REF!=\"Wind\",#REF!*0.7,IF(#REF!=\"Marine\",#REF!*0.7,IF(#REF!=\"Nuclear\",#REF!*0.85,IF(#REF!=\"Pumped_Storage\",#REF!*0.5,IF(#REF!=\"CCS\",#REF!*0.85,IF(#REF!=\"OCGT\",#REF!*0,IF(#REF!=\"\",0,#REF!*K$627))))))))","v":{"$error":"#REF!"}},{"$f":"IF(#REF!=\"Interconnector\",#REF!*1,IF(#REF!=\"Wind\",#REF!*0.7,IF(#REF!=\"Marine\",#REF!*0.7,IF(#REF!=\"Nuclear\",#REF!*0.85,IF(#REF!=\"Pumped_Storage\",#REF!*0.5,IF(#REF!=\"CCS\",#REF!*0.85,IF(#REF!=\"OCGT\",#REF!*0,IF(#REF!=\"\",0,#REF!*L$627))))))))","v":{"$error":"#REF!"}},{"$f":"IF(#REF!=\"Interconnector\",#REF!*1,IF(#REF!=\"Wind\",#REF!*0.7,IF(#REF!=\"Marine\",#REF!*0.7,IF(#REF!=\"Nuclear\",#REF!*0.85,IF(#REF!=\"Pumped_Storage\",#REF!*0.5,IF(#REF!=\"CCS\",#REF!*0.85,IF(#REF!=\"OCGT\",#REF!*0,IF(#REF!=\"\",0,#REF!*M$627))))))))","v":{"$error":"#REF!"}},{"$f":"IF(#REF!=\"Interconnector\",#REF!*1,IF(#REF!=\"Wind\",#REF!*0.7,IF(#REF!=\"Marine\",#REF!*0.7,IF(#REF!=\"Nuclear\",#REF!*0.85,IF(#REF!=\"Pumped_Storage\",#REF!*0.5,IF(#REF!=\"CCS\",#REF!*0.85,IF(#REF!=\"OCGT\",#REF!*0,IF(#REF!=\"\",0,#REF!*N$627))))))))","v":{"$error":"#REF!"}},{"$f":"IF(#REF!=\"Interconnector\",#REF!*1,IF(#REF!=\"Wind\",#REF!*0.7,IF(#REF!=\"Marine\",#REF!*0.7,IF(#REF!=\"Nuclear\",#REF!*0.85,IF(#REF!=\"Pumped_Storage\",#REF!*0.5,IF(#REF!=\"CCS\",#REF!*0.85,IF(#REF!=\"OCGT\",#REF!*0,IF(#REF!=\"\",0,#REF!*O$627))))))))","v":{"$error":"#REF!"}}]
[{"$f":"#REF!","v":{"$error":"#REF!"}},{"$f":"#REF!","v":{"$error":"#REF!"}},{"$f":"#REF!","v":{"$error":"#REF!"}},{"$f":"#REF!","v":{"$error":"#REF!"}},{"$f":"IF(#REF!=\"Interconnector\",#REF!*1,IF(#REF!=\"Wind\",#REF!*0.7,IF(#REF!=\"Marine\",#REF!*0.7,IF(#REF!=\"Nuclear\",#REF!*0.85,IF(#REF!=\"Pumped_Storage\",#REF!*0.5,IF(#REF!=\"CCS\",#REF!*0.85,IF(#REF!=\"OCGT\",#REF!*0,IF(#REF!=\"\",0,#REF!*E$627))))))))","v":{"$error":"#REF!"}},{"$f":"IF(#REF!=\"Interconnector\",#REF!*1,IF(#REF!=\"Wind\",#REF!*0.7,IF(#REF!=\"Marine\",#REF!*0.7,IF(#REF!=\"Nuclear\",#REF!*0.85,IF(#REF!=\"Pumped_Storage\",#REF!*0.5,IF(#REF!=\"CCS\",#REF!*0.85,IF(#REF!=\"OCGT\",#REF!*0,IF(#REF!=\"\",0,#REF!*F$627))))))))","v":{"$error":"#REF!"}},{"$f":"IF(#REF!=\"Interconnector\",#REF!*1,IF(#REF!=\"Wind\",#REF!*0.7,IF(#REF!=\"Marine\",#REF!*0.7,IF(#REF!=\"Nuclear\",#REF!*0.85,IF(#REF!=\"Pumped_Storage\",#REF!*0.5,IF(#REF!=\"CCS\",#REF!*0.85,IF(#REF!=\"OCGT\",#REF!*0,IF(#REF!=\"\",0,#REF!*G$627))))))))","v":{"$error":"#REF!"}},{"$f":"IF(#REF!=\"Interconnector\",#REF!*1,IF(#REF!=\"Wind\",#REF!*0.7,IF(#REF!=\"Marine\",#REF!*0.7,IF(#REF!=\"Nuclear\",#REF!*0.85,IF(#REF!=\"Pumped_Storage\",#REF!*0.5,IF(#REF!=\"CCS\",#REF!*0.85,IF(#REF!=\"OCGT\",#REF!*0,IF(#REF!=\"\",0,#REF!*H$627))))))))","v":{"$error":"#REF!"}},{"$f":"IF(#REF!=\"Interconnector\",#REF!*1,IF(#REF!=\"Wind\",#REF!*0.7,IF(#REF!=\"Marine\",#REF!*0.7,IF(#REF!=\"Nuclear\",#REF!*0.85,IF(#REF!=\"Pumped_Storage\",#REF!*0.5,IF(#REF!=\"CCS\",#REF!*0.85,IF(#REF!=\"OCGT\",#REF!*0,IF(#REF!=\"\",0,#REF!*I$627))))))))","v":{"$error":"#REF!"}},{"$f":"IF(#REF!=\"Interconnector\",#REF!*1,IF(#REF!=\"Wind\",#REF!*0.7,IF(#REF!=\"Marine\",#REF!*0.7,IF(#REF!=\"Nuclear\",#REF!*0.85,IF(#REF!=\"Pumped_Storage\",#REF!*0.5,IF(#REF!=\"CCS\",#REF!*0.85,IF(#REF!=\"OCGT\",#REF!*0,IF(#REF!=\"\",0,#REF!*J$627))))))))","v":{"$error":"#REF!"}},{"$f":"IF(#REF!=\"Interconnector\",#REF!*1,IF(#REF!=\"Wind\",#REF!*0.7,IF(#REF!=\"Marine\",#REF!*0.7,IF(#REF!=\"Nuclear\",#REF!*0.85,IF(#REF!=\"Pumped_Storage\",#REF!*0.5,IF(#REF!=\"CCS\",#REF!*0.85,IF(#REF!=\"OCGT\",#REF!*0,IF(#REF!=\"\",0,#REF!*K$627))))))))","v":{"$error":"#REF!"}},{"$f":"IF(#REF!=\"Interconnector\",#REF!*1,IF(#REF!=\"Wind\",#REF!*0.7,IF(#REF!=\"Marine\",#REF!*0.7,IF(#REF!=\"Nuclear\",#REF!*0.85,IF(#REF!=\"Pumped_Storage\",#REF!*0.5,IF(#REF!=\"CCS\",#REF!*0.85,IF(#REF!=\"OCGT\",#REF!*0,IF(#REF!=\"\",0,#REF!*L$627))))))))","v":{"$error":"#REF!"}},{"$f":"IF(#REF!=\"Interconnector\",#REF!*1,IF(#REF!=\"Wind\",#REF!*0.7,IF(#REF!=\"Marine\",#REF!*0.7,IF(#REF!=\"Nuclear\",#REF!*0.85,IF(#REF!=\"Pumped_Storage\",#REF!*0.5,IF(#REF!=\"CCS\",#REF!*0.85,IF(#REF!=\"OCGT\",#REF!*0,IF(#REF!=\"\",0,#REF!*M$627))))))))","v":{"$error":"#REF!"}},{"$f":"IF(#REF!=\"Interconnector\",#REF!*1,IF(#REF!=\"Wind\",#REF!*0.7,IF(#REF!=\"Marine\",#REF!*0.7,IF(#REF!=\"Nuclear\",#REF!*0.85,IF(#REF!=\"Pumped_Storage\",#REF!*0.5,IF(#REF!=\"CCS\",#REF!*0.85,IF(#REF!=\"OCGT\",#REF!*0,IF(#REF!=\"\",0,#REF!*N$627))))))))","v":{"$error":"#REF!"}},{"$f":"IF(#REF!=\"Interconnector\",#REF!*1,IF(#REF!=\"Wind\",#REF!*0.7,IF(#REF!=\"Marine\",#REF!*0.7,IF(#REF!=\"Nuclear\",#REF!*0.85,IF(#REF!=\"Pumped_Storage\",#REF!*0.5,IF(#REF!=\"CCS\",#REF!*0.85,IF(#REF!=\"OCGT\",#REF!*0,IF(#REF!=\"\",0,#REF!*O$627))))))))","v":{"$error":"#REF!"}}]
[{"$f":"#REF!","v":{"$error":"#REF!"}},{"$f":"#REF!","v":{"$error":"#REF!"}},{"$f":"#REF!","v":{"$error":"#REF!"}},{"$f":"#REF!","v":{"$error":"#REF!"}},{"$f":"IF(#REF!=\"Interconnector\",#REF!*1,IF(#REF!=\"Wind\",#REF!*0.7,IF(#REF!=\"Marine\",#REF!*0.7,IF(#REF!=\"Nuclear\",#REF!*0.85,IF(#REF!=\"Pumped_Storage\",#REF!*0.5,IF(#REF!=\"CCS\",#REF!*0.85,IF(#REF!=\"OCGT\",#REF!*0,IF(#REF!=\"\",0,#REF!*E$627))))))))","v":{"$error":"#REF!"}},{"$f":"IF(#REF!=\"Interconnector\",#REF!*1,IF(#REF!=\"Wind\",#REF!*0.7,IF(#REF!=\"Marine\",#REF!*0.7,IF(#REF!=\"Nuclear\",#REF!*0.85,IF(#REF!=\"Pumped_Storage\",#REF!*0.5,IF(#REF!=\"CCS\",#REF!*0.85,IF(#REF!=\"OCGT\",#REF!*0,IF(#REF!=\"\",0,#REF!*F$627))))))))","v":{"$error":"#REF!"}},{"$f":"IF(#REF!=\"Interconnector\",#REF!*1,IF(#REF!=\"Wind\",#REF!*0.7,IF(#REF!=\"Marine\",#REF!*0.7,IF(#REF!=\"Nuclear\",#REF!*0.85,IF(#REF!=\"Pumped_Storage\",#REF!*0.5,IF(#REF!=\"CCS\",#REF!*0.85,IF(#REF!=\"OCGT\",#REF!*0,IF(#REF!=\"\",0,#REF!*G$627))))))))","v":{"$error":"#REF!"}},{"$f":"IF(#REF!=\"Interconnector\",#REF!*1,IF(#REF!=\"Wind\",#REF!*0.7,IF(#REF!=\"Marine\",#REF!*0.7,IF(#REF!=\"Nuclear\",#REF!*0.85,IF(#REF!=\"Pumped_Storage\",#REF!*0.5,IF(#REF!=\"CCS\",#REF!*0.85,IF(#REF!=\"OCGT\",#REF!*0,IF(#REF!=\"\",0,#REF!*H$627))))))))","v":{"$error":"#REF!"}},{"$f":"IF(#REF!=\"Interconnector\",#REF!*1,IF(#REF!=\"Wind\",#REF!*0.7,IF(#REF!=\"Marine\",#REF!*0.7,IF(#REF!=\"Nuclear\",#REF!*0.85,IF(#REF!=\"Pumped_Storage\",#REF!*0.5,IF(#REF!=\"CCS\",#REF!*0.85,IF(#REF!=\"OCGT\",#REF!*0,IF(#REF!=\"\",0,#REF!*I$627))))))))","v":{"$error":"#REF!"}},{"$f":"IF(#REF!=\"Interconnector\",#REF!*1,IF(#REF!=\"Wind\",#REF!*0.7,IF(#REF!=\"Marine\",#REF!*0.7,IF(#REF!=\"Nuclear\",#REF!*0.85,IF(#REF!=\"Pumped_Storage\",#REF!*0.5,IF(#REF!=\"CCS\",#REF!*0.85,IF(#REF!=\"OCGT\",#REF!*0,IF(#REF!=\"\",0,#REF!*J$627))))))))","v":{"$error":"#REF!"}},{"$f":"IF(#REF!=\"Interconnector\",#REF!*1,IF(#REF!=\"Wind\",#REF!*0.7,IF(#REF!=\"Marine\",#REF!*0.7,IF(#REF!=\"Nuclear\",#REF!*0.85,IF(#REF!=\"Pumped_Storage\",#REF!*0.5,IF(#REF!=\"CCS\",#REF!*0.85,IF(#REF!=\"OCGT\",#REF!*0,IF(#REF!=\"\",0,#REF!*K$627))))))))","v":{"$error":"#REF!"}},{"$f":"IF(#REF!=\"Interconnector\",#REF!*1,IF(#REF!=\"Wind\",#REF!*0.7,IF(#REF!=\"Marine\",#REF!*0.7,IF(#REF!=\"Nuclear\",#REF!*0.85,IF(#REF!=\"Pumped_Storage\",#REF!*0.5,IF(#REF!=\"CCS\",#REF!*0.85,IF(#REF!=\"OCGT\",#REF!*0,IF(#REF!=\"\",0,#REF!*L$627))))))))","v":{"$error":"#REF!"}},{"$f":"IF(#REF!=\"Interconnector\",#REF!*1,IF(#REF!=\"Wind\",#REF!*0.7,IF(#REF!=\"Marine\",#REF!*0.7,IF(#REF!=\"Nuclear\",#REF!*0.85,IF(#REF!=\"Pumped_Storage\",#REF!*0.5,IF(#REF!=\"CCS\",#REF!*0.85,IF(#REF!=\"OCGT\",#REF!*0,IF(#REF!=\"\",0,#REF!*M$627))))))))","v":{"$error":"#REF!"}},{"$f":"IF(#REF!=\"Interconnector\",#REF!*1,IF(#REF!=\"Wind\",#REF!*0.7,IF(#REF!=\"Marine\",#REF!*0.7,IF(#REF!=\"Nuclear\",#REF!*0.85,IF(#REF!=\"Pumped_Storage\",#REF!*0.5,IF(#REF!=\"CCS\",#REF!*0.85,IF(#REF!=\"OCGT\",#REF!*0,IF(#REF!=\"\",0,#REF!*N$627))))))))","v":{"$error":"#REF!"}},{"$f":"IF(#REF!=\"Interconnector\",#REF!*1,IF(#REF!=\"Wind\",#REF!*0.7,IF(#REF!=\"Marine\",#REF!*0.7,IF(#REF!=\"Nuclear\",#REF!*0.85,IF(#REF!=\"Pumped_Storage\",#REF!*0.5,IF(#REF!=\"CCS\",#REF!*0.85,IF(#REF!=\"OCGT\",#REF!*0,IF(#REF!=\"\",0,#REF!*O$627))))))))","v":{"$error":"#REF!"}}]
[{"$f":"#REF!","v":{"$error":"#REF!"}},{"$f":"#REF!","v":{"$error":"#REF!"}},{"$f":"#REF!","v":{"$error":"#REF!"}},{"$f":"#REF!","v":{"$error":"#REF!"}},{"$f":"IF(#REF!=\"Interconnector\",#REF!*1,IF(#REF!=\"Wind\",#REF!*0.7,IF(#REF!=\"Marine\",#REF!*0.7,IF(#REF!=\"Nuclear\",#REF!*0.85,IF(#REF!=\"Pumped_Storage\",#REF!*0.5,IF(#REF!=\"CCS\",#REF!*0.85,IF(#REF!=\"OCGT\",#REF!*0,IF(#REF!=\"\",0,#REF!*E$627))))))))","v":{"$error":"#REF!"}},{"$f":"IF(#REF!=\"Interconnector\",#REF!*1,IF(#REF!=\"Wind\",#REF!*0.7,IF(#REF!=\"Marine\",#REF!*0.7,IF(#REF!=\"Nuclear\",#REF!*0.85,IF(#REF!=\"Pumped_Storage\",#REF!*0.5,IF(#REF!=\"CCS\",#REF!*0.85,IF(#REF!=\"OCGT\",#REF!*0,IF(#REF!=\"\",0,#REF!*F$627))))))))","v":{"$error":"#REF!"}},{"$f":"IF(#REF!=\"Interconnector\",#REF!*1,IF(#REF!=\"Wind\",#REF!*0.7,IF(#REF!=\"Marine\",#REF!*0.7,IF(#REF!=\"Nuclear\",#REF!*0.85,IF(#REF!=\"Pumped_Storage\",#REF!*0.5,IF(#REF!=\"CCS\",#REF!*0.85,IF(#REF!=\"OCGT\",#REF!*0,IF(#REF!=\"\",0,#REF!*G$627))))))))","v":{"$error":"#REF!"}},{"$f":"IF(#REF!=\"Interconnector\",#REF!*1,IF(#REF!=\"Wind\",#REF!*0.7,IF(#REF!=\"Marine\",#REF!*0.7,IF(#REF!=\"Nuclear\",#REF!*0.85,IF(#REF!=\"Pumped_Storage\",#REF!*0.5,IF(#REF!=\"CCS\",#REF!*0.85,IF(#REF!=\"OCGT\",#REF!*0,IF(#REF!=\"\",0,#REF!*H$627))))))))","v":{"$error":"#REF!"}},{"$f":"IF(#REF!=\"Interconnector\",#REF!*1,IF(#REF!=\"Wind\",#REF!*0.7,IF(#REF!=\"Marine\",#REF!*0.7,IF(#REF!=\"Nuclear\",#REF!*0.85,IF(#REF!=\"Pumped_Storage\",#REF!*0.5,IF(#REF!=\"CCS\",#REF!*0.85,IF(#REF!=\"OCGT\",#REF!*0,IF(#REF!=\"\",0,#REF!*I$627))))))))","v":{"$error":"#REF!"}},{"$f":"IF(#REF!=\"Interconnector\",#REF!*1,IF(#REF!=\"Wind\",#REF!*0.7,IF(#REF!=\"Marine\",#REF!*0.7,IF(#REF!=\"Nuclear\",#REF!*0.85,IF(#REF!=\"Pumped_Storage\",#REF!*0.5,IF(#REF!=\"CCS\",#REF!*0.85,IF(#REF!=\"OCGT\",#REF!*0,IF(#REF!=\"\",0,#REF!*J$627))))))))","v":{"$error":"#REF!"}},{"$f":"IF(#REF!=\"Interconnector\",#REF!*1,IF(#REF!=\"Wind\",#REF!*0.7,IF(#REF!=\"Marine\",#REF!*0.7,IF(#REF!=\"Nuclear\",#REF!*0.85,IF(#REF!=\"Pumped_Storage\",#REF!*0.5,IF(#REF!=\"CCS\",#REF!*0.85,IF(#REF!=\"OCGT\",#REF!*0,IF(#REF!=\"\",0,#REF!*K$627))))))))","v":{"$error":"#REF!"}},{"$f":"IF(#REF!=\"Interconnector\",#REF!*1,IF(#REF!=\"Wind\",#REF!*0.7,IF(#REF!=\"Marine\",#REF!*0.7,IF(#REF!=\"Nuclear\",#REF!*0.85,IF(#REF!=\"Pumped_Storage\",#REF!*0.5,IF(#REF!=\"CCS\",#REF!*0.85,IF(#REF!=\"OCGT\",#REF!*0,IF(#REF!=\"\",0,#REF!*L$627))))))))","v":{"$error":"#REF!"}},{"$f":"IF(#REF!=\"Interconnector\",#REF!*1,IF(#REF!=\"Wind\",#REF!*0.7,IF(#REF!=\"Marine\",#REF!*0.7,IF(#REF!=\"Nuclear\",#REF!*0.85,IF(#REF!=\"Pumped_Storage\",#REF!*0.5,IF(#REF!=\"CCS\",#REF!*0.85,IF(#REF!=\"OCGT\",#REF!*0,IF(#REF!=\"\",0,#REF!*M$627))))))))","v":{"$error":"#REF!"}},{"$f":"IF(#REF!=\"Interconnector\",#REF!*1,IF(#REF!=\"Wind\",#REF!*0.7,IF(#REF!=\"Marine\",#REF!*0.7,IF(#REF!=\"Nuclear\",#REF!*0.85,IF(#REF!=\"Pumped_Storage\",#REF!*0.5,IF(#REF!=\"CCS\",#REF!*0.85,IF(#REF!=\"OCGT\",#REF!*0,IF(#REF!=\"\",0,#REF!*N$627))))))))","v":{"$error":"#REF!"}},{"$f":"IF(#REF!=\"Interconnector\",#REF!*1,IF(#REF!=\"Wind\",#REF!*0.7,IF(#REF!=\"Marine\",#REF!*0.7,IF(#REF!=\"Nuclear\",#REF!*0.85,IF(#REF!=\"Pumped_Storage\",#REF!*0.5,IF(#REF!=\"CCS\",#REF!*0.85,IF(#REF!=\"OCGT\",#REF!*0,IF(#REF!=\"\",0,#REF!*O$627))))))))","v":{"$error":"#REF!"}}]
[{"$f":"#REF!","v":{"$error":"#REF!"}},{"$f":"#REF!","v":{"$error":"#REF!"}},{"$f":"#REF!","v":{"$error":"#REF!"}},{"$f":"#REF!","v":{"$error":"#REF!"}},{"$f":"IF(#REF!=\"Interconnector\",#REF!*1,IF(#REF!=\"Wind\",#REF!*0.7,IF(#REF!=\"Marine\",#REF!*0.7,IF(#REF!=\"Nuclear\",#REF!*0.85,IF(#REF!=\"Pumped_Storage\",#REF!*0.5,IF(#REF!=\"CCS\",#REF!*0.85,IF(#REF!=\"OCGT\",#REF!*0,IF(#REF!=\"\",0,#REF!*E$627))))))))","v":{"$error":"#REF!"}},{"$f":"IF(#REF!=\"Interconnector\",#REF!*1,IF(#REF!=\"Wind\",#REF!*0.7,IF(#REF!=\"Marine\",#REF!*0.7,IF(#REF!=\"Nuclear\",#REF!*0.85,IF(#REF!=\"Pumped_Storage\",#REF!*0.5,IF(#REF!=\"CCS\",#REF!*0.85,IF(#REF!=\"OCGT\",#REF!*0,IF(#REF!=\"\",0,#REF!*F$627))))))))","v":{"$error":"#REF!"}},{"$f":"IF(#REF!=\"Interconnector\",#REF!*1,IF(#REF!=\"Wind\",#REF!*0.7,IF(#REF!=\"Marine\",#REF!*0.7,IF(#REF!=\"Nuclear\",#REF!*0.85,IF(#REF!=\"Pumped_Storage\",#REF!*0.5,IF(#REF!=\"CCS\",#REF!*0.85,IF(#REF!=\"OCGT\",#REF!*0,IF(#REF!=\"\",0,#REF!*G$627))))))))","v":{"$error":"#REF!"}},{"$f":"IF(#REF!=\"Interconnector\",#REF!*1,IF(#REF!=\"Wind\",#REF!*0.7,IF(#REF!=\"Marine\",#REF!*0.7,IF(#REF!=\"Nuclear\",#REF!*0.85,IF(#REF!=\"Pumped_Storage\",#REF!*0.5,IF(#REF!=\"CCS\",#REF!*0.85,IF(#REF!=\"OCGT\",#REF!*0,IF(#REF!=\"\",0,#REF!*H$627))))))))","v":{"$error":"#REF!"}},{"$f":"IF(#REF!=\"Interconnector\",#REF!*1,IF(#REF!=\"Wind\",#REF!*0.7,IF(#REF!=\"Marine\",#REF!*0.7,IF(#REF!=\"Nuclear\",#REF!*0.85,IF(#REF!=\"Pumped_Storage\",#REF!*0.5,IF(#REF!=\"CCS\",#REF!*0.85,IF(#REF!=\"OCGT\",#REF!*0,IF(#REF!=\"\",0,#REF!*I$627))))))))","v":{"$error":"#REF!"}},{"$f":"IF(#REF!=\"Interconnector\",#REF!*1,IF(#REF!=\"Wind\",#REF!*0.7,IF(#REF!=\"Marine\",#REF!*0.7,IF(#REF!=\"Nuclear\",#REF!*0.85,IF(#REF!=\"Pumped_Storage\",#REF!*0.5,IF(#REF!=\"CCS\",#REF!*0.85,IF(#REF!=\"OCGT\",#REF!*0,IF(#REF!=\"\",0,#REF!*J$627))))))))","v":{"$error":"#REF!"}},{"$f":"IF(#REF!=\"Interconnector\",#REF!*1,IF(#REF!=\"Wind\",#REF!*0.7,IF(#REF!=\"Marine\",#REF!*0.7,IF(#REF!=\"Nuclear\",#REF!*0.85,IF(#REF!=\"Pumped_Storage\",#REF!*0.5,IF(#REF!=\"CCS\",#REF!*0.85,IF(#REF!=\"OCGT\",#REF!*0,IF(#REF!=\"\",0,#REF!*K$627))))))))","v":{"$error":"#REF!"}},{"$f":"IF(#REF!=\"Interconnector\",#REF!*1,IF(#REF!=\"Wind\",#REF!*0.7,IF(#REF!=\"Marine\",#REF!*0.7,IF(#REF!=\"Nuclear\",#REF!*0.85,IF(#REF!=\"Pumped_Storage\",#REF!*0.5,IF(#REF!=\"CCS\",#REF!*0.85,IF(#REF!=\"OCGT\",#REF!*0,IF(#REF!=\"\",0,#REF!*L$627))))))))","v":{"$error":"#REF!"}},{"$f":"IF(#REF!=\"Interconnector\",#REF!*1,IF(#REF!=\"Wind\",#REF!*0.7,IF(#REF!=\"Marine\",#REF!*0.7,IF(#REF!=\"Nuclear\",#REF!*0.85,IF(#REF!=\"Pumped_Storage\",#REF!*0.5,IF(#REF!=\"CCS\",#REF!*0.85,IF(#REF!=\"OCGT\",#REF!*0,IF(#REF!=\"\",0,#REF!*M$627))))))))","v":{"$error":"#REF!"}},{"$f":"IF(#REF!=\"Interconnector\",#REF!*1,IF(#REF!=\"Wind\",#REF!*0.7,IF(#REF!=\"Marine\",#REF!*0.7,IF(#REF!=\"Nuclear\",#REF!*0.85,IF(#REF!=\"Pumped_Storage\",#REF!*0.5,IF(#REF!=\"CCS\",#REF!*0.85,IF(#REF!=\"OCGT\",#REF!*0,IF(#REF!=\"\",0,#REF!*N$627))))))))","v":{"$error":"#REF!"}},{"$f":"IF(#REF!=\"Interconnector\",#REF!*1,IF(#REF!=\"Wind\",#REF!*0.7,IF(#REF!=\"Marine\",#REF!*0.7,IF(#REF!=\"Nuclear\",#REF!*0.85,IF(#REF!=\"Pumped_Storage\",#REF!*0.5,IF(#REF!=\"CCS\",#REF!*0.85,IF(#REF!=\"OCGT\",#REF!*0,IF(#REF!=\"\",0,#REF!*O$627))))))))","v":{"$error":"#REF!"}}]
[{"$f":"#REF!","v":{"$error":"#REF!"}},{"$f":"#REF!","v":{"$error":"#REF!"}},{"$f":"#REF!","v":{"$error":"#REF!"}},{"$f":"#REF!","v":{"$error":"#REF!"}},{"$f":"IF(#REF!=\"Interconnector\",#REF!*1,IF(#REF!=\"Wind\",#REF!*0.7,IF(#REF!=\"Marine\",#REF!*0.7,IF(#REF!=\"Nuclear\",#REF!*0.85,IF(#REF!=\"Pumped_Storage\",#REF!*0.5,IF(#REF!=\"CCS\",#REF!*0.85,IF(#REF!=\"OCGT\",#REF!*0,IF(#REF!=\"\",0,#REF!*E$627))))))))","v":{"$error":"#REF!"}},{"$f":"IF(#REF!=\"Interconnector\",#REF!*1,IF(#REF!=\"Wind\",#REF!*0.7,IF(#REF!=\"Marine\",#REF!*0.7,IF(#REF!=\"Nuclear\",#REF!*0.85,IF(#REF!=\"Pumped_Storage\",#REF!*0.5,IF(#REF!=\"CCS\",#REF!*0.85,IF(#REF!=\"OCGT\",#REF!*0,IF(#REF!=\"\",0,#REF!*F$627))))))))","v":{"$error":"#REF!"}},{"$f":"IF(#REF!=\"Interconnector\",#REF!*1,IF(#REF!=\"Wind\",#REF!*0.7,IF(#REF!=\"Marine\",#REF!*0.7,IF(#REF!=\"Nuclear\",#REF!*0.85,IF(#REF!=\"Pumped_Storage\",#REF!*0.5,IF(#REF!=\"CCS\",#REF!*0.85,IF(#REF!=\"OCGT\",#REF!*0,IF(#REF!=\"\",0,#REF!*G$627))))))))","v":{"$error":"#REF!"}},{"$f":"IF(#REF!=\"Interconnector\",#REF!*1,IF(#REF!=\"Wind\",#REF!*0.7,IF(#REF!=\"Marine\",#REF!*0.7,IF(#REF!=\"Nuclear\",#REF!*0.85,IF(#REF!=\"Pumped_Storage\",#REF!*0.5,IF(#REF!=\"CCS\",#REF!*0.85,IF(#REF!=\"OCGT\",#REF!*0,IF(#REF!=\"\",0,#REF!*H$627))))))))","v":{"$error":"#REF!"}},{"$f":"IF(#REF!=\"Interconnector\",#REF!*1,IF(#REF!=\"Wind\",#REF!*0.7,IF(#REF!=\"Marine\",#REF!*0.7,IF(#REF!=\"Nuclear\",#REF!*0.85,IF(#REF!=\"Pumped_Storage\",#REF!*0.5,IF(#REF!=\"CCS\",#REF!*0.85,IF(#REF!=\"OCGT\",#REF!*0,IF(#REF!=\"\",0,#REF!*I$627))))))))","v":{"$error":"#REF!"}},{"$f":"IF(#REF!=\"Interconnector\",#REF!*1,IF(#REF!=\"Wind\",#REF!*0.7,IF(#REF!=\"Marine\",#REF!*0.7,IF(#REF!=\"Nuclear\",#REF!*0.85,IF(#REF!=\"Pumped_Storage\",#REF!*0.5,IF(#REF!=\"CCS\",#REF!*0.85,IF(#REF!=\"OCGT\",#REF!*0,IF(#REF!=\"\",0,#REF!*J$627))))))))","v":{"$error":"#REF!"}},{"$f":"IF(#REF!=\"Interconnector\",#REF!*1,IF(#REF!=\"Wind\",#REF!*0.7,IF(#REF!=\"Marine\",#REF!*0.7,IF(#REF!=\"Nuclear\",#REF!*0.85,IF(#REF!=\"Pumped_Storage\",#REF!*0.5,IF(#REF!=\"CCS\",#REF!*0.85,IF(#REF!=\"OCGT\",#REF!*0,IF(#REF!=\"\",0,#REF!*K$627))))))))","v":{"$error":"#REF!"}},{"$f":"IF(#REF!=\"Interconnector\",#REF!*1,IF(#REF!=\"Wind\",#REF!*0.7,IF(#REF!=\"Marine\",#REF!*0.7,IF(#REF!=\"Nuclear\",#REF!*0.85,IF(#REF!=\"Pumped_Storage\",#REF!*0.5,IF(#REF!=\"CCS\",#REF!*0.85,IF(#REF!=\"OCGT\",#REF!*0,IF(#REF!=\"\",0,#REF!*L$627))))))))","v":{"$error":"#REF!"}},{"$f":"IF(#REF!=\"Interconnector\",#REF!*1,IF(#REF!=\"Wind\",#REF!*0.7,IF(#REF!=\"Marine\",#REF!*0.7,IF(#REF!=\"Nuclear\",#REF!*0.85,IF(#REF!=\"Pumped_Storage\",#REF!*0.5,IF(#REF!=\"CCS\",#REF!*0.85,IF(#REF!=\"OCGT\",#REF!*0,IF(#REF!=\"\",0,#REF!*M$627))))))))","v":{"$error":"#REF!"}},{"$f":"IF(#REF!=\"Interconnector\",#REF!*1,IF(#REF!=\"Wind\",#REF!*0.7,IF(#REF!=\"Marine\",#REF!*0.7,IF(#REF!=\"Nuclear\",#REF!*0.85,IF(#REF!=\"Pumped_Storage\",#REF!*0.5,IF(#REF!=\"CCS\",#REF!*0.85,IF(#REF!=\"OCGT\",#REF!*0,IF(#REF!=\"\",0,#REF!*N$627))))))))","v":{"$error":"#REF!"}},{"$f":"IF(#REF!=\"Interconnector\",#REF!*1,IF(#REF!=\"Wind\",#REF!*0.7,IF(#REF!=\"Marine\",#REF!*0.7,IF(#REF!=\"Nuclear\",#REF!*0.85,IF(#REF!=\"Pumped_Storage\",#REF!*0.5,IF(#REF!=\"CCS\",#REF!*0.85,IF(#REF!=\"OCGT\",#REF!*0,IF(#REF!=\"\",0,#REF!*O$627))))))))","v":{"$error":"#REF!"}}]
[{"$f":"#REF!","v":{"$error":"#REF!"}},{"$f":"#REF!","v":{"$error":"#REF!"}},{"$f":"#REF!","v":{"$error":"#REF!"}},{"$f":"#REF!","v":{"$error":"#REF!"}},{"$f":"IF(#REF!=\"Interconnector\",#REF!*1,IF(#REF!=\"Wind\",#REF!*0.7,IF(#REF!=\"Marine\",#REF!*0.7,IF(#REF!=\"Nuclear\",#REF!*0.85,IF(#REF!=\"Pumped_Storage\",#REF!*0.5,IF(#REF!=\"CCS\",#REF!*0.85,IF(#REF!=\"OCGT\",#REF!*0,IF(#REF!=\"\",0,#REF!*E$627))))))))","v":{"$error":"#REF!"}},{"$f":"IF(#REF!=\"Interconnector\",#REF!*1,IF(#REF!=\"Wind\",#REF!*0.7,IF(#REF!=\"Marine\",#REF!*0.7,IF(#REF!=\"Nuclear\",#REF!*0.85,IF(#REF!=\"Pumped_Storage\",#REF!*0.5,IF(#REF!=\"CCS\",#REF!*0.85,IF(#REF!=\"OCGT\",#REF!*0,IF(#REF!=\"\",0,#REF!*F$627))))))))","v":{"$error":"#REF!"}},{"$f":"IF(#REF!=\"Interconnector\",#REF!*1,IF(#REF!=\"Wind\",#REF!*0.7,IF(#REF!=\"Marine\",#REF!*0.7,IF(#REF!=\"Nuclear\",#REF!*0.85,IF(#REF!=\"Pumped_Storage\",#REF!*0.5,IF(#REF!=\"CCS\",#REF!*0.85,IF(#REF!=\"OCGT\",#REF!*0,IF(#REF!=\"\",0,#REF!*G$627))))))))","v":{"$error":"#REF!"}},{"$f":"IF(#REF!=\"Interconnector\",#REF!*1,IF(#REF!=\"Wind\",#REF!*0.7,IF(#REF!=\"Marine\",#REF!*0.7,IF(#REF!=\"Nuclear\",#REF!*0.85,IF(#REF!=\"Pumped_Storage\",#REF!*0.5,IF(#REF!=\"CCS\",#REF!*0.85,IF(#REF!=\"OCGT\",#REF!*0,IF(#REF!=\"\",0,#REF!*H$627))))))))","v":{"$error":"#REF!"}},{"$f":"IF(#REF!=\"Interconnector\",#REF!*1,IF(#REF!=\"Wind\",#REF!*0.7,IF(#REF!=\"Marine\",#REF!*0.7,IF(#REF!=\"Nuclear\",#REF!*0.85,IF(#REF!=\"Pumped_Storage\",#REF!*0.5,IF(#REF!=\"CCS\",#REF!*0.85,IF(#REF!=\"OCGT\",#REF!*0,IF(#REF!=\"\",0,#REF!*I$627))))))))","v":{"$error":"#REF!"}},{"$f":"IF(#REF!=\"Interconnector\",#REF!*1,IF(#REF!=\"Wind\",#REF!*0.7,IF(#REF!=\"Marine\",#REF!*0.7,IF(#REF!=\"Nuclear\",#REF!*0.85,IF(#REF!=\"Pumped_Storage\",#REF!*0.5,IF(#REF!=\"CCS\",#REF!*0.85,IF(#REF!=\"OCGT\",#REF!*0,IF(#REF!=\"\",0,#REF!*J$627))))))))","v":{"$error":"#REF!"}},{"$f":"IF(#REF!=\"Interconnector\",#REF!*1,IF(#REF!=\"Wind\",#REF!*0.7,IF(#REF!=\"Marine\",#REF!*0.7,IF(#REF!=\"Nuclear\",#REF!*0.85,IF(#REF!=\"Pumped_Storage\",#REF!*0.5,IF(#REF!=\"CCS\",#REF!*0.85,IF(#REF!=\"OCGT\",#REF!*0,IF(#REF!=\"\",0,#REF!*K$627))))))))","v":{"$error":"#REF!"}},{"$f":"IF(#REF!=\"Interconnector\",#REF!*1,IF(#REF!=\"Wind\",#REF!*0.7,IF(#REF!=\"Marine\",#REF!*0.7,IF(#REF!=\"Nuclear\",#REF!*0.85,IF(#REF!=\"Pumped_Storage\",#REF!*0.5,IF(#REF!=\"CCS\",#REF!*0.85,IF(#REF!=\"OCGT\",#REF!*0,IF(#REF!=\"\",0,#REF!*L$627))))))))","v":{"$error":"#REF!"}},{"$f":"IF(#REF!=\"Interconnector\",#REF!*1,IF(#REF!=\"Wind\",#REF!*0.7,IF(#REF!=\"Marine\",#REF!*0.7,IF(#REF!=\"Nuclear\",#REF!*0.85,IF(#REF!=\"Pumped_Storage\",#REF!*0.5,IF(#REF!=\"CCS\",#REF!*0.85,IF(#REF!=\"OCGT\",#REF!*0,IF(#REF!=\"\",0,#REF!*M$627))))))))","v":{"$error":"#REF!"}},{"$f":"IF(#REF!=\"Interconnector\",#REF!*1,IF(#REF!=\"Wind\",#REF!*0.7,IF(#REF!=\"Marine\",#REF!*0.7,IF(#REF!=\"Nuclear\",#REF!*0.85,IF(#REF!=\"Pumped_Storage\",#REF!*0.5,IF(#REF!=\"CCS\",#REF!*0.85,IF(#REF!=\"OCGT\",#REF!*0,IF(#REF!=\"\",0,#REF!*N$627))))))))","v":{"$error":"#REF!"}},{"$f":"IF(#REF!=\"Interconnector\",#REF!*1,IF(#REF!=\"Wind\",#REF!*0.7,IF(#REF!=\"Marine\",#REF!*0.7,IF(#REF!=\"Nuclear\",#REF!*0.85,IF(#REF!=\"Pumped_Storage\",#REF!*0.5,IF(#REF!=\"CCS\",#REF!*0.85,IF(#REF!=\"OCGT\",#REF!*0,IF(#REF!=\"\",0,#REF!*O$627))))))))","v":{"$error":"#REF!"}}]
[{"$f":"#REF!","v":{"$error":"#REF!"}},{"$f":"#REF!","v":{"$error":"#REF!"}},{"$f":"#REF!","v":{"$error":"#REF!"}},{"$f":"#REF!","v":{"$error":"#REF!"}},{"$f":"IF(#REF!=\"Interconnector\",#REF!*1,IF(#REF!=\"Wind\",#REF!*0.7,IF(#REF!=\"Marine\",#REF!*0.7,IF(#REF!=\"Nuclear\",#REF!*0.85,IF(#REF!=\"Pumped_Storage\",#REF!*0.5,IF(#REF!=\"CCS\",#REF!*0.85,IF(#REF!=\"OCGT\",#REF!*0,IF(#REF!=\"\",0,#REF!*E$627))))))))","v":{"$error":"#REF!"}},{"$f":"IF(#REF!=\"Interconnector\",#REF!*1,IF(#REF!=\"Wind\",#REF!*0.7,IF(#REF!=\"Marine\",#REF!*0.7,IF(#REF!=\"Nuclear\",#REF!*0.85,IF(#REF!=\"Pumped_Storage\",#REF!*0.5,IF(#REF!=\"CCS\",#REF!*0.85,IF(#REF!=\"OCGT\",#REF!*0,IF(#REF!=\"\",0,#REF!*F$627))))))))","v":{"$error":"#REF!"}},{"$f":"IF(#REF!=\"Interconnector\",#REF!*1,IF(#REF!=\"Wind\",#REF!*0.7,IF(#REF!=\"Marine\",#REF!*0.7,IF(#REF!=\"Nuclear\",#REF!*0.85,IF(#REF!=\"Pumped_Storage\",#REF!*0.5,IF(#REF!=\"CCS\",#REF!*0.85,IF(#REF!=\"OCGT\",#REF!*0,IF(#REF!=\"\",0,#REF!*G$627))))))))","v":{"$error":"#REF!"}},{"$f":"IF(#REF!=\"Interconnector\",#REF!*1,IF(#REF!=\"Wind\",#REF!*0.7,IF(#REF!=\"Marine\",#REF!*0.7,IF(#REF!=\"Nuclear\",#REF!*0.85,IF(#REF!=\"Pumped_Storage\",#REF!*0.5,IF(#REF!=\"CCS\",#REF!*0.85,IF(#REF!=\"OCGT\",#REF!*0,IF(#REF!=\"\",0,#REF!*H$627))))))))","v":{"$error":"#REF!"}},{"$f":"IF(#REF!=\"Interconnector\",#REF!*1,IF(#REF!=\"Wind\",#REF!*0.7,IF(#REF!=\"Marine\",#REF!*0.7,IF(#REF!=\"Nuclear\",#REF!*0.85,IF(#REF!=\"Pumped_Storage\",#REF!*0.5,IF(#REF!=\"CCS\",#REF!*0.85,IF(#REF!=\"OCGT\",#REF!*0,IF(#REF!=\"\",0,#REF!*I$627))))))))","v":{"$error":"#REF!"}},{"$f":"IF(#REF!=\"Interconnector\",#REF!*1,IF(#REF!=\"Wind\",#REF!*0.7,IF(#REF!=\"Marine\",#REF!*0.7,IF(#REF!=\"Nuclear\",#REF!*0.85,IF(#REF!=\"Pumped_Storage\",#REF!*0.5,IF(#REF!=\"CCS\",#REF!*0.85,IF(#REF!=\"OCGT\",#REF!*0,IF(#REF!=\"\",0,#REF!*J$627))))))))","v":{"$error":"#REF!"}},{"$f":"IF(#REF!=\"Interconnector\",#REF!*1,IF(#REF!=\"Wind\",#REF!*0.7,IF(#REF!=\"Marine\",#REF!*0.7,IF(#REF!=\"Nuclear\",#REF!*0.85,IF(#REF!=\"Pumped_Storage\",#REF!*0.5,IF(#REF!=\"CCS\",#REF!*0.85,IF(#REF!=\"OCGT\",#REF!*0,IF(#REF!=\"\",0,#REF!*K$627))))))))","v":{"$error":"#REF!"}},{"$f":"IF(#REF!=\"Interconnector\",#REF!*1,IF(#REF!=\"Wind\",#REF!*0.7,IF(#REF!=\"Marine\",#REF!*0.7,IF(#REF!=\"Nuclear\",#REF!*0.85,IF(#REF!=\"Pumped_Storage\",#REF!*0.5,IF(#REF!=\"CCS\",#REF!*0.85,IF(#REF!=\"OCGT\",#REF!*0,IF(#REF!=\"\",0,#REF!*L$627))))))))","v":{"$error":"#REF!"}},{"$f":"IF(#REF!=\"Interconnector\",#REF!*1,IF(#REF!=\"Wind\",#REF!*0.7,IF(#REF!=\"Marine\",#REF!*0.7,IF(#REF!=\"Nuclear\",#REF!*0.85,IF(#REF!=\"Pumped_Storage\",#REF!*0.5,IF(#REF!=\"CCS\",#REF!*0.85,IF(#REF!=\"OCGT\",#REF!*0,IF(#REF!=\"\",0,#REF!*M$627))))))))","v":{"$error":"#REF!"}},{"$f":"IF(#REF!=\"Interconnector\",#REF!*1,IF(#REF!=\"Wind\",#REF!*0.7,IF(#REF!=\"Marine\",#REF!*0.7,IF(#REF!=\"Nuclear\",#REF!*0.85,IF(#REF!=\"Pumped_Storage\",#REF!*0.5,IF(#REF!=\"CCS\",#REF!*0.85,IF(#REF!=\"OCGT\",#REF!*0,IF(#REF!=\"\",0,#REF!*N$627))))))))","v":{"$error":"#REF!"}},{"$f":"IF(#REF!=\"Interconnector\",#REF!*1,IF(#REF!=\"Wind\",#REF!*0.7,IF(#REF!=\"Marine\",#REF!*0.7,IF(#REF!=\"Nuclear\",#REF!*0.85,IF(#REF!=\"Pumped_Storage\",#REF!*0.5,IF(#REF!=\"CCS\",#REF!*0.85,IF(#REF!=\"OCGT\",#REF!*0,IF(#REF!=\"\",0,#REF!*O$627))))))))","v":{"$error":"#REF!"}}]
[{"$f":"#REF!","v":{"$error":"#REF!"}},{"$f":"#REF!","v":{"$error":"#REF!"}},{"$f":"#REF!","v":{"$error":"#REF!"}},{"$f":"#REF!","v":{"$error":"#REF!"}},{"$f":"IF(#REF!=\"Interconnector\",#REF!*1,IF(#REF!=\"Wind\",#REF!*0.7,IF(#REF!=\"Marine\",#REF!*0.7,IF(#REF!=\"Nuclear\",#REF!*0.85,IF(#REF!=\"Pumped_Storage\",#REF!*0.5,IF(#REF!=\"CCS\",#REF!*0.85,IF(#REF!=\"OCGT\",#REF!*0,IF(#REF!=\"\",0,#REF!*E$627))))))))","v":{"$error":"#REF!"}},{"$f":"IF(#REF!=\"Interconnector\",#REF!*1,IF(#REF!=\"Wind\",#REF!*0.7,IF(#REF!=\"Marine\",#REF!*0.7,IF(#REF!=\"Nuclear\",#REF!*0.85,IF(#REF!=\"Pumped_Storage\",#REF!*0.5,IF(#REF!=\"CCS\",#REF!*0.85,IF(#REF!=\"OCGT\",#REF!*0,IF(#REF!=\"\",0,#REF!*F$627))))))))","v":{"$error":"#REF!"}},{"$f":"IF(#REF!=\"Interconnector\",#REF!*1,IF(#REF!=\"Wind\",#REF!*0.7,IF(#REF!=\"Marine\",#REF!*0.7,IF(#REF!=\"Nuclear\",#REF!*0.85,IF(#REF!=\"Pumped_Storage\",#REF!*0.5,IF(#REF!=\"CCS\",#REF!*0.85,IF(#REF!=\"OCGT\",#REF!*0,IF(#REF!=\"\",0,#REF!*G$627))))))))","v":{"$error":"#REF!"}},{"$f":"IF(#REF!=\"Interconnector\",#REF!*1,IF(#REF!=\"Wind\",#REF!*0.7,IF(#REF!=\"Marine\",#REF!*0.7,IF(#REF!=\"Nuclear\",#REF!*0.85,IF(#REF!=\"Pumped_Storage\",#REF!*0.5,IF(#REF!=\"CCS\",#REF!*0.85,IF(#REF!=\"OCGT\",#REF!*0,IF(#REF!=\"\",0,#REF!*H$627))))))))","v":{"$error":"#REF!"}},{"$f":"IF(#REF!=\"Interconnector\",#REF!*1,IF(#REF!=\"Wind\",#REF!*0.7,IF(#REF!=\"Marine\",#REF!*0.7,IF(#REF!=\"Nuclear\",#REF!*0.85,IF(#REF!=\"Pumped_Storage\",#REF!*0.5,IF(#REF!=\"CCS\",#REF!*0.85,IF(#REF!=\"OCGT\",#REF!*0,IF(#REF!=\"\",0,#REF!*I$627))))))))","v":{"$error":"#REF!"}},{"$f":"IF(#REF!=\"Interconnector\",#REF!*1,IF(#REF!=\"Wind\",#REF!*0.7,IF(#REF!=\"Marine\",#REF!*0.7,IF(#REF!=\"Nuclear\",#REF!*0.85,IF(#REF!=\"Pumped_Storage\",#REF!*0.5,IF(#REF!=\"CCS\",#REF!*0.85,IF(#REF!=\"OCGT\",#REF!*0,IF(#REF!=\"\",0,#REF!*J$627))))))))","v":{"$error":"#REF!"}},{"$f":"IF(#REF!=\"Interconnector\",#REF!*1,IF(#REF!=\"Wind\",#REF!*0.7,IF(#REF!=\"Marine\",#REF!*0.7,IF(#REF!=\"Nuclear\",#REF!*0.85,IF(#REF!=\"Pumped_Storage\",#REF!*0.5,IF(#REF!=\"CCS\",#REF!*0.85,IF(#REF!=\"OCGT\",#REF!*0,IF(#REF!=\"\",0,#REF!*K$627))))))))","v":{"$error":"#REF!"}},{"$f":"IF(#REF!=\"Interconnector\",#REF!*1,IF(#REF!=\"Wind\",#REF!*0.7,IF(#REF!=\"Marine\",#REF!*0.7,IF(#REF!=\"Nuclear\",#REF!*0.85,IF(#REF!=\"Pumped_Storage\",#REF!*0.5,IF(#REF!=\"CCS\",#REF!*0.85,IF(#REF!=\"OCGT\",#REF!*0,IF(#REF!=\"\",0,#REF!*L$627))))))))","v":{"$error":"#REF!"}},{"$f":"IF(#REF!=\"Interconnector\",#REF!*1,IF(#REF!=\"Wind\",#REF!*0.7,IF(#REF!=\"Marine\",#REF!*0.7,IF(#REF!=\"Nuclear\",#REF!*0.85,IF(#REF!=\"Pumped_Storage\",#REF!*0.5,IF(#REF!=\"CCS\",#REF!*0.85,IF(#REF!=\"OCGT\",#REF!*0,IF(#REF!=\"\",0,#REF!*M$627))))))))","v":{"$error":"#REF!"}},{"$f":"IF(#REF!=\"Interconnector\",#REF!*1,IF(#REF!=\"Wind\",#REF!*0.7,IF(#REF!=\"Marine\",#REF!*0.7,IF(#REF!=\"Nuclear\",#REF!*0.85,IF(#REF!=\"Pumped_Storage\",#REF!*0.5,IF(#REF!=\"CCS\",#REF!*0.85,IF(#REF!=\"OCGT\",#REF!*0,IF(#REF!=\"\",0,#REF!*N$627))))))))","v":{"$error":"#REF!"}},{"$f":"IF(#REF!=\"Interconnector\",#REF!*1,IF(#REF!=\"Wind\",#REF!*0.7,IF(#REF!=\"Marine\",#REF!*0.7,IF(#REF!=\"Nuclear\",#REF!*0.85,IF(#REF!=\"Pumped_Storage\",#REF!*0.5,IF(#REF!=\"CCS\",#REF!*0.85,IF(#REF!=\"OCGT\",#REF!*0,IF(#REF!=\"\",0,#REF!*O$627))))))))","v":{"$error":"#REF!"}}]
[{"$f":"#REF!","v":{"$error":"#REF!"}},{"$f":"#REF!","v":{"$error":"#REF!"}},{"$f":"#REF!","v":{"$error":"#REF!"}},{"$f":"#REF!","v":{"$error":"#REF!"}},{"$f":"IF(#REF!=\"Interconnector\",#REF!*1,IF(#REF!=\"Wind\",#REF!*0.7,IF(#REF!=\"Marine\",#REF!*0.7,IF(#REF!=\"Nuclear\",#REF!*0.85,IF(#REF!=\"Pumped_Storage\",#REF!*0.5,IF(#REF!=\"CCS\",#REF!*0.85,IF(#REF!=\"OCGT\",#REF!*0,IF(#REF!=\"\",0,#REF!*E$627))))))))","v":{"$error":"#REF!"}},{"$f":"IF(#REF!=\"Interconnector\",#REF!*1,IF(#REF!=\"Wind\",#REF!*0.7,IF(#REF!=\"Marine\",#REF!*0.7,IF(#REF!=\"Nuclear\",#REF!*0.85,IF(#REF!=\"Pumped_Storage\",#REF!*0.5,IF(#REF!=\"CCS\",#REF!*0.85,IF(#REF!=\"OCGT\",#REF!*0,IF(#REF!=\"\",0,#REF!*F$627))))))))","v":{"$error":"#REF!"}},{"$f":"IF(#REF!=\"Interconnector\",#REF!*1,IF(#REF!=\"Wind\",#REF!*0.7,IF(#REF!=\"Marine\",#REF!*0.7,IF(#REF!=\"Nuclear\",#REF!*0.85,IF(#REF!=\"Pumped_Storage\",#REF!*0.5,IF(#REF!=\"CCS\",#REF!*0.85,IF(#REF!=\"OCGT\",#REF!*0,IF(#REF!=\"\",0,#REF!*G$627))))))))","v":{"$error":"#REF!"}},{"$f":"IF(#REF!=\"Interconnector\",#REF!*1,IF(#REF!=\"Wind\",#REF!*0.7,IF(#REF!=\"Marine\",#REF!*0.7,IF(#REF!=\"Nuclear\",#REF!*0.85,IF(#REF!=\"Pumped_Storage\",#REF!*0.5,IF(#REF!=\"CCS\",#REF!*0.85,IF(#REF!=\"OCGT\",#REF!*0,IF(#REF!=\"\",0,#REF!*H$627))))))))","v":{"$error":"#REF!"}},{"$f":"IF(#REF!=\"Interconnector\",#REF!*1,IF(#REF!=\"Wind\",#REF!*0.7,IF(#REF!=\"Marine\",#REF!*0.7,IF(#REF!=\"Nuclear\",#REF!*0.85,IF(#REF!=\"Pumped_Storage\",#REF!*0.5,IF(#REF!=\"CCS\",#REF!*0.85,IF(#REF!=\"OCGT\",#REF!*0,IF(#REF!=\"\",0,#REF!*I$627))))))))","v":{"$error":"#REF!"}},{"$f":"IF(#REF!=\"Interconnector\",#REF!*1,IF(#REF!=\"Wind\",#REF!*0.7,IF(#REF!=\"Marine\",#REF!*0.7,IF(#REF!=\"Nuclear\",#REF!*0.85,IF(#REF!=\"Pumped_Storage\",#REF!*0.5,IF(#REF!=\"CCS\",#REF!*0.85,IF(#REF!=\"OCGT\",#REF!*0,IF(#REF!=\"\",0,#REF!*J$627))))))))","v":{"$error":"#REF!"}},{"$f":"IF(#REF!=\"Interconnector\",#REF!*1,IF(#REF!=\"Wind\",#REF!*0.7,IF(#REF!=\"Marine\",#REF!*0.7,IF(#REF!=\"Nuclear\",#REF!*0.85,IF(#REF!=\"Pumped_Storage\",#REF!*0.5,IF(#REF!=\"CCS\",#REF!*0.85,IF(#REF!=\"OCGT\",#REF!*0,IF(#REF!=\"\",0,#REF!*K$627))))))))","v":{"$error":"#REF!"}},{"$f":"IF(#REF!=\"Interconnector\",#REF!*1,IF(#REF!=\"Wind\",#REF!*0.7,IF(#REF!=\"Marine\",#REF!*0.7,IF(#REF!=\"Nuclear\",#REF!*0.85,IF(#REF!=\"Pumped_Storage\",#REF!*0.5,IF(#REF!=\"CCS\",#REF!*0.85,IF(#REF!=\"OCGT\",#REF!*0,IF(#REF!=\"\",0,#REF!*L$627))))))))","v":{"$error":"#REF!"}},{"$f":"IF(#REF!=\"Interconnector\",#REF!*1,IF(#REF!=\"Wind\",#REF!*0.7,IF(#REF!=\"Marine\",#REF!*0.7,IF(#REF!=\"Nuclear\",#REF!*0.85,IF(#REF!=\"Pumped_Storage\",#REF!*0.5,IF(#REF!=\"CCS\",#REF!*0.85,IF(#REF!=\"OCGT\",#REF!*0,IF(#REF!=\"\",0,#REF!*M$627))))))))","v":{"$error":"#REF!"}},{"$f":"IF(#REF!=\"Interconnector\",#REF!*1,IF(#REF!=\"Wind\",#REF!*0.7,IF(#REF!=\"Marine\",#REF!*0.7,IF(#REF!=\"Nuclear\",#REF!*0.85,IF(#REF!=\"Pumped_Storage\",#REF!*0.5,IF(#REF!=\"CCS\",#REF!*0.85,IF(#REF!=\"OCGT\",#REF!*0,IF(#REF!=\"\",0,#REF!*N$627))))))))","v":{"$error":"#REF!"}},{"$f":"IF(#REF!=\"Interconnector\",#REF!*1,IF(#REF!=\"Wind\",#REF!*0.7,IF(#REF!=\"Marine\",#REF!*0.7,IF(#REF!=\"Nuclear\",#REF!*0.85,IF(#REF!=\"Pumped_Storage\",#REF!*0.5,IF(#REF!=\"CCS\",#REF!*0.85,IF(#REF!=\"OCGT\",#REF!*0,IF(#REF!=\"\",0,#REF!*O$627))))))))","v":{"$error":"#REF!"}}]
[{"$f":"#REF!","v":{"$error":"#REF!"}},{"$f":"#REF!","v":{"$error":"#REF!"}},{"$f":"#REF!","v":{"$error":"#REF!"}},{"$f":"#REF!","v":{"$error":"#REF!"}},{"$f":"IF(#REF!=\"Interconnector\",#REF!*1,IF(#REF!=\"Wind\",#REF!*0.7,IF(#REF!=\"Marine\",#REF!*0.7,IF(#REF!=\"Nuclear\",#REF!*0.85,IF(#REF!=\"Pumped_Storage\",#REF!*0.5,IF(#REF!=\"CCS\",#REF!*0.85,IF(#REF!=\"OCGT\",#REF!*0,IF(#REF!=\"\",0,#REF!*E$627))))))))","v":{"$error":"#REF!"}},{"$f":"IF(#REF!=\"Interconnector\",#REF!*1,IF(#REF!=\"Wind\",#REF!*0.7,IF(#REF!=\"Marine\",#REF!*0.7,IF(#REF!=\"Nuclear\",#REF!*0.85,IF(#REF!=\"Pumped_Storage\",#REF!*0.5,IF(#REF!=\"CCS\",#REF!*0.85,IF(#REF!=\"OCGT\",#REF!*0,IF(#REF!=\"\",0,#REF!*F$627))))))))","v":{"$error":"#REF!"}},{"$f":"IF(#REF!=\"Interconnector\",#REF!*1,IF(#REF!=\"Wind\",#REF!*0.7,IF(#REF!=\"Marine\",#REF!*0.7,IF(#REF!=\"Nuclear\",#REF!*0.85,IF(#REF!=\"Pumped_Storage\",#REF!*0.5,IF(#REF!=\"CCS\",#REF!*0.85,IF(#REF!=\"OCGT\",#REF!*0,IF(#REF!=\"\",0,#REF!*G$627))))))))","v":{"$error":"#REF!"}},{"$f":"IF(#REF!=\"Interconnector\",#REF!*1,IF(#REF!=\"Wind\",#REF!*0.7,IF(#REF!=\"Marine\",#REF!*0.7,IF(#REF!=\"Nuclear\",#REF!*0.85,IF(#REF!=\"Pumped_Storage\",#REF!*0.5,IF(#REF!=\"CCS\",#REF!*0.85,IF(#REF!=\"OCGT\",#REF!*0,IF(#REF!=\"\",0,#REF!*H$627))))))))","v":{"$error":"#REF!"}},{"$f":"IF(#REF!=\"Interconnector\",#REF!*1,IF(#REF!=\"Wind\",#REF!*0.7,IF(#REF!=\"Marine\",#REF!*0.7,IF(#REF!=\"Nuclear\",#REF!*0.85,IF(#REF!=\"Pumped_Storage\",#REF!*0.5,IF(#REF!=\"CCS\",#REF!*0.85,IF(#REF!=\"OCGT\",#REF!*0,IF(#REF!=\"\",0,#REF!*I$627))))))))","v":{"$error":"#REF!"}},{"$f":"IF(#REF!=\"Interconnector\",#REF!*1,IF(#REF!=\"Wind\",#REF!*0.7,IF(#REF!=\"Marine\",#REF!*0.7,IF(#REF!=\"Nuclear\",#REF!*0.85,IF(#REF!=\"Pumped_Storage\",#REF!*0.5,IF(#REF!=\"CCS\",#REF!*0.85,IF(#REF!=\"OCGT\",#REF!*0,IF(#REF!=\"\",0,#REF!*J$627))))))))","v":{"$error":"#REF!"}},{"$f":"IF(#REF!=\"Interconnector\",#REF!*1,IF(#REF!=\"Wind\",#REF!*0.7,IF(#REF!=\"Marine\",#REF!*0.7,IF(#REF!=\"Nuclear\",#REF!*0.85,IF(#REF!=\"Pumped_Storage\",#REF!*0.5,IF(#REF!=\"CCS\",#REF!*0.85,IF(#REF!=\"OCGT\",#REF!*0,IF(#REF!=\"\",0,#REF!*K$627))))))))","v":{"$error":"#REF!"}},{"$f":"IF(#REF!=\"Interconnector\",#REF!*1,IF(#REF!=\"Wind\",#REF!*0.7,IF(#REF!=\"Marine\",#REF!*0.7,IF(#REF!=\"Nuclear\",#REF!*0.85,IF(#REF!=\"Pumped_Storage\",#REF!*0.5,IF(#REF!=\"CCS\",#REF!*0.85,IF(#REF!=\"OCGT\",#REF!*0,IF(#REF!=\"\",0,#REF!*L$627))))))))","v":{"$error":"#REF!"}},{"$f":"IF(#REF!=\"Interconnector\",#REF!*1,IF(#REF!=\"Wind\",#REF!*0.7,IF(#REF!=\"Marine\",#REF!*0.7,IF(#REF!=\"Nuclear\",#REF!*0.85,IF(#REF!=\"Pumped_Storage\",#REF!*0.5,IF(#REF!=\"CCS\",#REF!*0.85,IF(#REF!=\"OCGT\",#REF!*0,IF(#REF!=\"\",0,#REF!*M$627))))))))","v":{"$error":"#REF!"}},{"$f":"IF(#REF!=\"Interconnector\",#REF!*1,IF(#REF!=\"Wind\",#REF!*0.7,IF(#REF!=\"Marine\",#REF!*0.7,IF(#REF!=\"Nuclear\",#REF!*0.85,IF(#REF!=\"Pumped_Storage\",#REF!*0.5,IF(#REF!=\"CCS\",#REF!*0.85,IF(#REF!=\"OCGT\",#REF!*0,IF(#REF!=\"\",0,#REF!*N$627))))))))","v":{"$error":"#REF!"}},{"$f":"IF(#REF!=\"Interconnector\",#REF!*1,IF(#REF!=\"Wind\",#REF!*0.7,IF(#REF!=\"Marine\",#REF!*0.7,IF(#REF!=\"Nuclear\",#REF!*0.85,IF(#REF!=\"Pumped_Storage\",#REF!*0.5,IF(#REF!=\"CCS\",#REF!*0.85,IF(#REF!=\"OCGT\",#REF!*0,IF(#REF!=\"\",0,#REF!*O$627))))))))","v":{"$error":"#REF!"}}]
[{"$f":"#REF!","v":{"$error":"#REF!"}},{"$f":"#REF!","v":{"$error":"#REF!"}},{"$f":"#REF!","v":{"$error":"#REF!"}},{"$f":"#REF!","v":{"$error":"#REF!"}},{"$f":"IF(#REF!=\"Interconnector\",#REF!*1,IF(#REF!=\"Wind\",#REF!*0.7,IF(#REF!=\"Marine\",#REF!*0.7,IF(#REF!=\"Nuclear\",#REF!*0.85,IF(#REF!=\"Pumped_Storage\",#REF!*0.5,IF(#REF!=\"CCS\",#REF!*0.85,IF(#REF!=\"OCGT\",#REF!*0,IF(#REF!=\"\",0,#REF!*E$627))))))))","v":{"$error":"#REF!"}},{"$f":"IF(#REF!=\"Interconnector\",#REF!*1,IF(#REF!=\"Wind\",#REF!*0.7,IF(#REF!=\"Marine\",#REF!*0.7,IF(#REF!=\"Nuclear\",#REF!*0.85,IF(#REF!=\"Pumped_Storage\",#REF!*0.5,IF(#REF!=\"CCS\",#REF!*0.85,IF(#REF!=\"OCGT\",#REF!*0,IF(#REF!=\"\",0,#REF!*F$627))))))))","v":{"$error":"#REF!"}},{"$f":"IF(#REF!=\"Interconnector\",#REF!*1,IF(#REF!=\"Wind\",#REF!*0.7,IF(#REF!=\"Marine\",#REF!*0.7,IF(#REF!=\"Nuclear\",#REF!*0.85,IF(#REF!=\"Pumped_Storage\",#REF!*0.5,IF(#REF!=\"CCS\",#REF!*0.85,IF(#REF!=\"OCGT\",#REF!*0,IF(#REF!=\"\",0,#REF!*G$627))))))))","v":{"$error":"#REF!"}},{"$f":"IF(#REF!=\"Interconnector\",#REF!*1,IF(#REF!=\"Wind\",#REF!*0.7,IF(#REF!=\"Marine\",#REF!*0.7,IF(#REF!=\"Nuclear\",#REF!*0.85,IF(#REF!=\"Pumped_Storage\",#REF!*0.5,IF(#REF!=\"CCS\",#REF!*0.85,IF(#REF!=\"OCGT\",#REF!*0,IF(#REF!=\"\",0,#REF!*H$627))))))))","v":{"$error":"#REF!"}},{"$f":"IF(#REF!=\"Interconnector\",#REF!*1,IF(#REF!=\"Wind\",#REF!*0.7,IF(#REF!=\"Marine\",#REF!*0.7,IF(#REF!=\"Nuclear\",#REF!*0.85,IF(#REF!=\"Pumped_Storage\",#REF!*0.5,IF(#REF!=\"CCS\",#REF!*0.85,IF(#REF!=\"OCGT\",#REF!*0,IF(#REF!=\"\",0,#REF!*I$627))))))))","v":{"$error":"#REF!"}},{"$f":"IF(#REF!=\"Interconnector\",#REF!*1,IF(#REF!=\"Wind\",#REF!*0.7,IF(#REF!=\"Marine\",#REF!*0.7,IF(#REF!=\"Nuclear\",#REF!*0.85,IF(#REF!=\"Pumped_Storage\",#REF!*0.5,IF(#REF!=\"CCS\",#REF!*0.85,IF(#REF!=\"OCGT\",#REF!*0,IF(#REF!=\"\",0,#REF!*J$627))))))))","v":{"$error":"#REF!"}},{"$f":"IF(#REF!=\"Interconnector\",#REF!*1,IF(#REF!=\"Wind\",#REF!*0.7,IF(#REF!=\"Marine\",#REF!*0.7,IF(#REF!=\"Nuclear\",#REF!*0.85,IF(#REF!=\"Pumped_Storage\",#REF!*0.5,IF(#REF!=\"CCS\",#REF!*0.85,IF(#REF!=\"OCGT\",#REF!*0,IF(#REF!=\"\",0,#REF!*K$627))))))))","v":{"$error":"#REF!"}},{"$f":"IF(#REF!=\"Interconnector\",#REF!*1,IF(#REF!=\"Wind\",#REF!*0.7,IF(#REF!=\"Marine\",#REF!*0.7,IF(#REF!=\"Nuclear\",#REF!*0.85,IF(#REF!=\"Pumped_Storage\",#REF!*0.5,IF(#REF!=\"CCS\",#REF!*0.85,IF(#REF!=\"OCGT\",#REF!*0,IF(#REF!=\"\",0,#REF!*L$627))))))))","v":{"$error":"#REF!"}},{"$f":"IF(#REF!=\"Interconnector\",#REF!*1,IF(#REF!=\"Wind\",#REF!*0.7,IF(#REF!=\"Marine\",#REF!*0.7,IF(#REF!=\"Nuclear\",#REF!*0.85,IF(#REF!=\"Pumped_Storage\",#REF!*0.5,IF(#REF!=\"CCS\",#REF!*0.85,IF(#REF!=\"OCGT\",#REF!*0,IF(#REF!=\"\",0,#REF!*M$627))))))))","v":{"$error":"#REF!"}},{"$f":"IF(#REF!=\"Interconnector\",#REF!*1,IF(#REF!=\"Wind\",#REF!*0.7,IF(#REF!=\"Marine\",#REF!*0.7,IF(#REF!=\"Nuclear\",#REF!*0.85,IF(#REF!=\"Pumped_Storage\",#REF!*0.5,IF(#REF!=\"CCS\",#REF!*0.85,IF(#REF!=\"OCGT\",#REF!*0,IF(#REF!=\"\",0,#REF!*N$627))))))))","v":{"$error":"#REF!"}},{"$f":"IF(#REF!=\"Interconnector\",#REF!*1,IF(#REF!=\"Wind\",#REF!*0.7,IF(#REF!=\"Marine\",#REF!*0.7,IF(#REF!=\"Nuclear\",#REF!*0.85,IF(#REF!=\"Pumped_Storage\",#REF!*0.5,IF(#REF!=\"CCS\",#REF!*0.85,IF(#REF!=\"OCGT\",#REF!*0,IF(#REF!=\"\",0,#REF!*O$627))))))))","v":{"$error":"#REF!"}}]
[{"$f":"#REF!","v":{"$error":"#REF!"}},{"$f":"#REF!","v":{"$error":"#REF!"}},{"$f":"#REF!","v":{"$error":"#REF!"}},{"$f":"#REF!","v":{"$error":"#REF!"}},{"$f":"IF(#REF!=\"Interconnector\",#REF!*1,IF(#REF!=\"Wind\",#REF!*0.7,IF(#REF!=\"Marine\",#REF!*0.7,IF(#REF!=\"Nuclear\",#REF!*0.85,IF(#REF!=\"Pumped_Storage\",#REF!*0.5,IF(#REF!=\"CCS\",#REF!*0.85,IF(#REF!=\"OCGT\",#REF!*0,IF(#REF!=\"\",0,#REF!*E$627))))))))","v":{"$error":"#REF!"}},{"$f":"IF(#REF!=\"Interconnector\",#REF!*1,IF(#REF!=\"Wind\",#REF!*0.7,IF(#REF!=\"Marine\",#REF!*0.7,IF(#REF!=\"Nuclear\",#REF!*0.85,IF(#REF!=\"Pumped_Storage\",#REF!*0.5,IF(#REF!=\"CCS\",#REF!*0.85,IF(#REF!=\"OCGT\",#REF!*0,IF(#REF!=\"\",0,#REF!*F$627))))))))","v":{"$error":"#REF!"}},{"$f":"IF(#REF!=\"Interconnector\",#REF!*1,IF(#REF!=\"Wind\",#REF!*0.7,IF(#REF!=\"Marine\",#REF!*0.7,IF(#REF!=\"Nuclear\",#REF!*0.85,IF(#REF!=\"Pumped_Storage\",#REF!*0.5,IF(#REF!=\"CCS\",#REF!*0.85,IF(#REF!=\"OCGT\",#REF!*0,IF(#REF!=\"\",0,#REF!*G$627))))))))","v":{"$error":"#REF!"}},{"$f":"IF(#REF!=\"Interconnector\",#REF!*1,IF(#REF!=\"Wind\",#REF!*0.7,IF(#REF!=\"Marine\",#REF!*0.7,IF(#REF!=\"Nuclear\",#REF!*0.85,IF(#REF!=\"Pumped_Storage\",#REF!*0.5,IF(#REF!=\"CCS\",#REF!*0.85,IF(#REF!=\"OCGT\",#REF!*0,IF(#REF!=\"\",0,#REF!*H$627))))))))","v":{"$error":"#REF!"}},{"$f":"IF(#REF!=\"Interconnector\",#REF!*1,IF(#REF!=\"Wind\",#REF!*0.7,IF(#REF!=\"Marine\",#REF!*0.7,IF(#REF!=\"Nuclear\",#REF!*0.85,IF(#REF!=\"Pumped_Storage\",#REF!*0.5,IF(#REF!=\"CCS\",#REF!*0.85,IF(#REF!=\"OCGT\",#REF!*0,IF(#REF!=\"\",0,#REF!*I$627))))))))","v":{"$error":"#REF!"}},{"$f":"IF(#REF!=\"Interconnector\",#REF!*1,IF(#REF!=\"Wind\",#REF!*0.7,IF(#REF!=\"Marine\",#REF!*0.7,IF(#REF!=\"Nuclear\",#REF!*0.85,IF(#REF!=\"Pumped_Storage\",#REF!*0.5,IF(#REF!=\"CCS\",#REF!*0.85,IF(#REF!=\"OCGT\",#REF!*0,IF(#REF!=\"\",0,#REF!*J$627))))))))","v":{"$error":"#REF!"}},{"$f":"IF(#REF!=\"Interconnector\",#REF!*1,IF(#REF!=\"Wind\",#REF!*0.7,IF(#REF!=\"Marine\",#REF!*0.7,IF(#REF!=\"Nuclear\",#REF!*0.85,IF(#REF!=\"Pumped_Storage\",#REF!*0.5,IF(#REF!=\"CCS\",#REF!*0.85,IF(#REF!=\"OCGT\",#REF!*0,IF(#REF!=\"\",0,#REF!*K$627))))))))","v":{"$error":"#REF!"}},{"$f":"IF(#REF!=\"Interconnector\",#REF!*1,IF(#REF!=\"Wind\",#REF!*0.7,IF(#REF!=\"Marine\",#REF!*0.7,IF(#REF!=\"Nuclear\",#REF!*0.85,IF(#REF!=\"Pumped_Storage\",#REF!*0.5,IF(#REF!=\"CCS\",#REF!*0.85,IF(#REF!=\"OCGT\",#REF!*0,IF(#REF!=\"\",0,#REF!*L$627))))))))","v":{"$error":"#REF!"}},{"$f":"IF(#REF!=\"Interconnector\",#REF!*1,IF(#REF!=\"Wind\",#REF!*0.7,IF(#REF!=\"Marine\",#REF!*0.7,IF(#REF!=\"Nuclear\",#REF!*0.85,IF(#REF!=\"Pumped_Storage\",#REF!*0.5,IF(#REF!=\"CCS\",#REF!*0.85,IF(#REF!=\"OCGT\",#REF!*0,IF(#REF!=\"\",0,#REF!*M$627))))))))","v":{"$error":"#REF!"}},{"$f":"IF(#REF!=\"Interconnector\",#REF!*1,IF(#REF!=\"Wind\",#REF!*0.7,IF(#REF!=\"Marine\",#REF!*0.7,IF(#REF!=\"Nuclear\",#REF!*0.85,IF(#REF!=\"Pumped_Storage\",#REF!*0.5,IF(#REF!=\"CCS\",#REF!*0.85,IF(#REF!=\"OCGT\",#REF!*0,IF(#REF!=\"\",0,#REF!*N$627))))))))","v":{"$error":"#REF!"}},{"$f":"IF(#REF!=\"Interconnector\",#REF!*1,IF(#REF!=\"Wind\",#REF!*0.7,IF(#REF!=\"Marine\",#REF!*0.7,IF(#REF!=\"Nuclear\",#REF!*0.85,IF(#REF!=\"Pumped_Storage\",#REF!*0.5,IF(#REF!=\"CCS\",#REF!*0.85,IF(#REF!=\"OCGT\",#REF!*0,IF(#REF!=\"\",0,#REF!*O$627))))))))","v":{"$error":"#REF!"}}]
[{"$f":"#REF!","v":{"$error":"#REF!"}},{"$f":"#REF!","v":{"$error":"#REF!"}},{"$f":"#REF!","v":{"$error":"#REF!"}},{"$f":"#REF!","v":{"$error":"#REF!"}},{"$f":"IF(#REF!=\"Interconnector\",#REF!*1,IF(#REF!=\"Wind\",#REF!*0.7,IF(#REF!=\"Marine\",#REF!*0.7,IF(#REF!=\"Nuclear\",#REF!*0.85,IF(#REF!=\"Pumped_Storage\",#REF!*0.5,IF(#REF!=\"CCS\",#REF!*0.85,IF(#REF!=\"OCGT\",#REF!*0,IF(#REF!=\"\",0,#REF!*E$627))))))))","v":{"$error":"#REF!"}},{"$f":"IF(#REF!=\"Interconnector\",#REF!*1,IF(#REF!=\"Wind\",#REF!*0.7,IF(#REF!=\"Marine\",#REF!*0.7,IF(#REF!=\"Nuclear\",#REF!*0.85,IF(#REF!=\"Pumped_Storage\",#REF!*0.5,IF(#REF!=\"CCS\",#REF!*0.85,IF(#REF!=\"OCGT\",#REF!*0,IF(#REF!=\"\",0,#REF!*F$627))))))))","v":{"$error":"#REF!"}},{"$f":"IF(#REF!=\"Interconnector\",#REF!*1,IF(#REF!=\"Wind\",#REF!*0.7,IF(#REF!=\"Marine\",#REF!*0.7,IF(#REF!=\"Nuclear\",#REF!*0.85,IF(#REF!=\"Pumped_Storage\",#REF!*0.5,IF(#REF!=\"CCS\",#REF!*0.85,IF(#REF!=\"OCGT\",#REF!*0,IF(#REF!=\"\",0,#REF!*G$627))))))))","v":{"$error":"#REF!"}},{"$f":"IF(#REF!=\"Interconnector\",#REF!*1,IF(#REF!=\"Wind\",#REF!*0.7,IF(#REF!=\"Marine\",#REF!*0.7,IF(#REF!=\"Nuclear\",#REF!*0.85,IF(#REF!=\"Pumped_Storage\",#REF!*0.5,IF(#REF!=\"CCS\",#REF!*0.85,IF(#REF!=\"OCGT\",#REF!*0,IF(#REF!=\"\",0,#REF!*H$627))))))))","v":{"$error":"#REF!"}},{"$f":"IF(#REF!=\"Interconnector\",#REF!*1,IF(#REF!=\"Wind\",#REF!*0.7,IF(#REF!=\"Marine\",#REF!*0.7,IF(#REF!=\"Nuclear\",#REF!*0.85,IF(#REF!=\"Pumped_Storage\",#REF!*0.5,IF(#REF!=\"CCS\",#REF!*0.85,IF(#REF!=\"OCGT\",#REF!*0,IF(#REF!=\"\",0,#REF!*I$627))))))))","v":{"$error":"#REF!"}},{"$f":"IF(#REF!=\"Interconnector\",#REF!*1,IF(#REF!=\"Wind\",#REF!*0.7,IF(#REF!=\"Marine\",#REF!*0.7,IF(#REF!=\"Nuclear\",#REF!*0.85,IF(#REF!=\"Pumped_Storage\",#REF!*0.5,IF(#REF!=\"CCS\",#REF!*0.85,IF(#REF!=\"OCGT\",#REF!*0,IF(#REF!=\"\",0,#REF!*J$627))))))))","v":{"$error":"#REF!"}},{"$f":"IF(#REF!=\"Interconnector\",#REF!*1,IF(#REF!=\"Wind\",#REF!*0.7,IF(#REF!=\"Marine\",#REF!*0.7,IF(#REF!=\"Nuclear\",#REF!*0.85,IF(#REF!=\"Pumped_Storage\",#REF!*0.5,IF(#REF!=\"CCS\",#REF!*0.85,IF(#REF!=\"OCGT\",#REF!*0,IF(#REF!=\"\",0,#REF!*K$627))))))))","v":{"$error":"#REF!"}},{"$f":"IF(#REF!=\"Interconnector\",#REF!*1,IF(#REF!=\"Wind\",#REF!*0.7,IF(#REF!=\"Marine\",#REF!*0.7,IF(#REF!=\"Nuclear\",#REF!*0.85,IF(#REF!=\"Pumped_Storage\",#REF!*0.5,IF(#REF!=\"CCS\",#REF!*0.85,IF(#REF!=\"OCGT\",#REF!*0,IF(#REF!=\"\",0,#REF!*L$627))))))))","v":{"$error":"#REF!"}},{"$f":"IF(#REF!=\"Interconnector\",#REF!*1,IF(#REF!=\"Wind\",#REF!*0.7,IF(#REF!=\"Marine\",#REF!*0.7,IF(#REF!=\"Nuclear\",#REF!*0.85,IF(#REF!=\"Pumped_Storage\",#REF!*0.5,IF(#REF!=\"CCS\",#REF!*0.85,IF(#REF!=\"OCGT\",#REF!*0,IF(#REF!=\"\",0,#REF!*M$627))))))))","v":{"$error":"#REF!"}},{"$f":"IF(#REF!=\"Interconnector\",#REF!*1,IF(#REF!=\"Wind\",#REF!*0.7,IF(#REF!=\"Marine\",#REF!*0.7,IF(#REF!=\"Nuclear\",#REF!*0.85,IF(#REF!=\"Pumped_Storage\",#REF!*0.5,IF(#REF!=\"CCS\",#REF!*0.85,IF(#REF!=\"OCGT\",#REF!*0,IF(#REF!=\"\",0,#REF!*N$627))))))))","v":{"$error":"#REF!"}},{"$f":"IF(#REF!=\"Interconnector\",#REF!*1,IF(#REF!=\"Wind\",#REF!*0.7,IF(#REF!=\"Marine\",#REF!*0.7,IF(#REF!=\"Nuclear\",#REF!*0.85,IF(#REF!=\"Pumped_Storage\",#REF!*0.5,IF(#REF!=\"CCS\",#REF!*0.85,IF(#REF!=\"OCGT\",#REF!*0,IF(#REF!=\"\",0,#REF!*O$627))))))))","v":{"$error":"#REF!"}}]
[{"$f":"#REF!","v":{"$error":"#REF!"}},{"$f":"#REF!","v":{"$error":"#REF!"}},{"$f":"#REF!","v":{"$error":"#REF!"}},{"$f":"#REF!","v":{"$error":"#REF!"}},{"$f":"IF(#REF!=\"Interconnector\",#REF!*1,IF(#REF!=\"Wind\",#REF!*0.7,IF(#REF!=\"Marine\",#REF!*0.7,IF(#REF!=\"Nuclear\",#REF!*0.85,IF(#REF!=\"Pumped_Storage\",#REF!*0.5,IF(#REF!=\"CCS\",#REF!*0.85,IF(#REF!=\"OCGT\",#REF!*0,IF(#REF!=\"\",0,#REF!*E$627))))))))","v":{"$error":"#REF!"}},{"$f":"IF(#REF!=\"Interconnector\",#REF!*1,IF(#REF!=\"Wind\",#REF!*0.7,IF(#REF!=\"Marine\",#REF!*0.7,IF(#REF!=\"Nuclear\",#REF!*0.85,IF(#REF!=\"Pumped_Storage\",#REF!*0.5,IF(#REF!=\"CCS\",#REF!*0.85,IF(#REF!=\"OCGT\",#REF!*0,IF(#REF!=\"\",0,#REF!*F$627))))))))","v":{"$error":"#REF!"}},{"$f":"IF(#REF!=\"Interconnector\",#REF!*1,IF(#REF!=\"Wind\",#REF!*0.7,IF(#REF!=\"Marine\",#REF!*0.7,IF(#REF!=\"Nuclear\",#REF!*0.85,IF(#REF!=\"Pumped_Storage\",#REF!*0.5,IF(#REF!=\"CCS\",#REF!*0.85,IF(#REF!=\"OCGT\",#REF!*0,IF(#REF!=\"\",0,#REF!*G$627))))))))","v":{"$error":"#REF!"}},{"$f":"IF(#REF!=\"Interconnector\",#REF!*1,IF(#REF!=\"Wind\",#REF!*0.7,IF(#REF!=\"Marine\",#REF!*0.7,IF(#REF!=\"Nuclear\",#REF!*0.85,IF(#REF!=\"Pumped_Storage\",#REF!*0.5,IF(#REF!=\"CCS\",#REF!*0.85,IF(#REF!=\"OCGT\",#REF!*0,IF(#REF!=\"\",0,#REF!*H$627))))))))","v":{"$error":"#REF!"}},{"$f":"IF(#REF!=\"Interconnector\",#REF!*1,IF(#REF!=\"Wind\",#REF!*0.7,IF(#REF!=\"Marine\",#REF!*0.7,IF(#REF!=\"Nuclear\",#REF!*0.85,IF(#REF!=\"Pumped_Storage\",#REF!*0.5,IF(#REF!=\"CCS\",#REF!*0.85,IF(#REF!=\"OCGT\",#REF!*0,IF(#REF!=\"\",0,#REF!*I$627))))))))","v":{"$error":"#REF!"}},{"$f":"IF(#REF!=\"Interconnector\",#REF!*1,IF(#REF!=\"Wind\",#REF!*0.7,IF(#REF!=\"Marine\",#REF!*0.7,IF(#REF!=\"Nuclear\",#REF!*0.85,IF(#REF!=\"Pumped_Storage\",#REF!*0.5,IF(#REF!=\"CCS\",#REF!*0.85,IF(#REF!=\"OCGT\",#REF!*0,IF(#REF!=\"\",0,#REF!*J$627))))))))","v":{"$error":"#REF!"}},{"$f":"IF(#REF!=\"Interconnector\",#REF!*1,IF(#REF!=\"Wind\",#REF!*0.7,IF(#REF!=\"Marine\",#REF!*0.7,IF(#REF!=\"Nuclear\",#REF!*0.85,IF(#REF!=\"Pumped_Storage\",#REF!*0.5,IF(#REF!=\"CCS\",#REF!*0.85,IF(#REF!=\"OCGT\",#REF!*0,IF(#REF!=\"\",0,#REF!*K$627))))))))","v":{"$error":"#REF!"}},{"$f":"IF(#REF!=\"Interconnector\",#REF!*1,IF(#REF!=\"Wind\",#REF!*0.7,IF(#REF!=\"Marine\",#REF!*0.7,IF(#REF!=\"Nuclear\",#REF!*0.85,IF(#REF!=\"Pumped_Storage\",#REF!*0.5,IF(#REF!=\"CCS\",#REF!*0.85,IF(#REF!=\"OCGT\",#REF!*0,IF(#REF!=\"\",0,#REF!*L$627))))))))","v":{"$error":"#REF!"}},{"$f":"IF(#REF!=\"Interconnector\",#REF!*1,IF(#REF!=\"Wind\",#REF!*0.7,IF(#REF!=\"Marine\",#REF!*0.7,IF(#REF!=\"Nuclear\",#REF!*0.85,IF(#REF!=\"Pumped_Storage\",#REF!*0.5,IF(#REF!=\"CCS\",#REF!*0.85,IF(#REF!=\"OCGT\",#REF!*0,IF(#REF!=\"\",0,#REF!*M$627))))))))","v":{"$error":"#REF!"}},{"$f":"IF(#REF!=\"Interconnector\",#REF!*1,IF(#REF!=\"Wind\",#REF!*0.7,IF(#REF!=\"Marine\",#REF!*0.7,IF(#REF!=\"Nuclear\",#REF!*0.85,IF(#REF!=\"Pumped_Storage\",#REF!*0.5,IF(#REF!=\"CCS\",#REF!*0.85,IF(#REF!=\"OCGT\",#REF!*0,IF(#REF!=\"\",0,#REF!*N$627))))))))","v":{"$error":"#REF!"}},{"$f":"IF(#REF!=\"Interconnector\",#REF!*1,IF(#REF!=\"Wind\",#REF!*0.7,IF(#REF!=\"Marine\",#REF!*0.7,IF(#REF!=\"Nuclear\",#REF!*0.85,IF(#REF!=\"Pumped_Storage\",#REF!*0.5,IF(#REF!=\"CCS\",#REF!*0.85,IF(#REF!=\"OCGT\",#REF!*0,IF(#REF!=\"\",0,#REF!*O$627))))))))","v":{"$error":"#REF!"}}]
[{"$f":"#REF!","v":{"$error":"#REF!"}},{"$f":"#REF!","v":{"$error":"#REF!"}},{"$f":"#REF!","v":{"$error":"#REF!"}},{"$f":"#REF!","v":{"$error":"#REF!"}},{"$f":"IF(#REF!=\"Interconnector\",#REF!*1,IF(#REF!=\"Wind\",#REF!*0.7,IF(#REF!=\"Marine\",#REF!*0.7,IF(#REF!=\"Nuclear\",#REF!*0.85,IF(#REF!=\"Pumped_Storage\",#REF!*0.5,IF(#REF!=\"CCS\",#REF!*0.85,IF(#REF!=\"OCGT\",#REF!*0,IF(#REF!=\"\",0,#REF!*E$627))))))))","v":{"$error":"#REF!"}},{"$f":"IF(#REF!=\"Interconnector\",#REF!*1,IF(#REF!=\"Wind\",#REF!*0.7,IF(#REF!=\"Marine\",#REF!*0.7,IF(#REF!=\"Nuclear\",#REF!*0.85,IF(#REF!=\"Pumped_Storage\",#REF!*0.5,IF(#REF!=\"CCS\",#REF!*0.85,IF(#REF!=\"OCGT\",#REF!*0,IF(#REF!=\"\",0,#REF!*F$627))))))))","v":{"$error":"#REF!"}},{"$f":"IF(#REF!=\"Interconnector\",#REF!*1,IF(#REF!=\"Wind\",#REF!*0.7,IF(#REF!=\"Marine\",#REF!*0.7,IF(#REF!=\"Nuclear\",#REF!*0.85,IF(#REF!=\"Pumped_Storage\",#REF!*0.5,IF(#REF!=\"CCS\",#REF!*0.85,IF(#REF!=\"OCGT\",#REF!*0,IF(#REF!=\"\",0,#REF!*G$627))))))))","v":{"$error":"#REF!"}},{"$f":"IF(#REF!=\"Interconnector\",#REF!*1,IF(#REF!=\"Wind\",#REF!*0.7,IF(#REF!=\"Marine\",#REF!*0.7,IF(#REF!=\"Nuclear\",#REF!*0.85,IF(#REF!=\"Pumped_Storage\",#REF!*0.5,IF(#REF!=\"CCS\",#REF!*0.85,IF(#REF!=\"OCGT\",#REF!*0,IF(#REF!=\"\",0,#REF!*H$627))))))))","v":{"$error":"#REF!"}},{"$f":"IF(#REF!=\"Interconnector\",#REF!*1,IF(#REF!=\"Wind\",#REF!*0.7,IF(#REF!=\"Marine\",#REF!*0.7,IF(#REF!=\"Nuclear\",#REF!*0.85,IF(#REF!=\"Pumped_Storage\",#REF!*0.5,IF(#REF!=\"CCS\",#REF!*0.85,IF(#REF!=\"OCGT\",#REF!*0,IF(#REF!=\"\",0,#REF!*I$627))))))))","v":{"$error":"#REF!"}},{"$f":"IF(#REF!=\"Interconnector\",#REF!*1,IF(#REF!=\"Wind\",#REF!*0.7,IF(#REF!=\"Marine\",#REF!*0.7,IF(#REF!=\"Nuclear\",#REF!*0.85,IF(#REF!=\"Pumped_Storage\",#REF!*0.5,IF(#REF!=\"CCS\",#REF!*0.85,IF(#REF!=\"OCGT\",#REF!*0,IF(#REF!=\"\",0,#REF!*J$627))))))))","v":{"$error":"#REF!"}},{"$f":"IF(#REF!=\"Interconnector\",#REF!*1,IF(#REF!=\"Wind\",#REF!*0.7,IF(#REF!=\"Marine\",#REF!*0.7,IF(#REF!=\"Nuclear\",#REF!*0.85,IF(#REF!=\"Pumped_Storage\",#REF!*0.5,IF(#REF!=\"CCS\",#REF!*0.85,IF(#REF!=\"OCGT\",#REF!*0,IF(#REF!=\"\",0,#REF!*K$627))))))))","v":{"$error":"#REF!"}},{"$f":"IF(#REF!=\"Interconnector\",#REF!*1,IF(#REF!=\"Wind\",#REF!*0.7,IF(#REF!=\"Marine\",#REF!*0.7,IF(#REF!=\"Nuclear\",#REF!*0.85,IF(#REF!=\"Pumped_Storage\",#REF!*0.5,IF(#REF!=\"CCS\",#REF!*0.85,IF(#REF!=\"OCGT\",#REF!*0,IF(#REF!=\"\",0,#REF!*L$627))))))))","v":{"$error":"#REF!"}},{"$f":"IF(#REF!=\"Interconnector\",#REF!*1,IF(#REF!=\"Wind\",#REF!*0.7,IF(#REF!=\"Marine\",#REF!*0.7,IF(#REF!=\"Nuclear\",#REF!*0.85,IF(#REF!=\"Pumped_Storage\",#REF!*0.5,IF(#REF!=\"CCS\",#REF!*0.85,IF(#REF!=\"OCGT\",#REF!*0,IF(#REF!=\"\",0,#REF!*M$627))))))))","v":{"$error":"#REF!"}},{"$f":"IF(#REF!=\"Interconnector\",#REF!*1,IF(#REF!=\"Wind\",#REF!*0.7,IF(#REF!=\"Marine\",#REF!*0.7,IF(#REF!=\"Nuclear\",#REF!*0.85,IF(#REF!=\"Pumped_Storage\",#REF!*0.5,IF(#REF!=\"CCS\",#REF!*0.85,IF(#REF!=\"OCGT\",#REF!*0,IF(#REF!=\"\",0,#REF!*N$627))))))))","v":{"$error":"#REF!"}},{"$f":"IF(#REF!=\"Interconnector\",#REF!*1,IF(#REF!=\"Wind\",#REF!*0.7,IF(#REF!=\"Marine\",#REF!*0.7,IF(#REF!=\"Nuclear\",#REF!*0.85,IF(#REF!=\"Pumped_Storage\",#REF!*0.5,IF(#REF!=\"CCS\",#REF!*0.85,IF(#REF!=\"OCGT\",#REF!*0,IF(#REF!=\"\",0,#REF!*O$627))))))))","v":{"$error":"#REF!"}}]
[{"$f":"#REF!","v":{"$error":"#REF!"}},{"$f":"#REF!","v":{"$error":"#REF!"}},{"$f":"#REF!","v":{"$error":"#REF!"}},{"$f":"#REF!","v":{"$error":"#REF!"}},{"$f":"IF(#REF!=\"Interconnector\",#REF!*1,IF(#REF!=\"Wind\",#REF!*0.7,IF(#REF!=\"Marine\",#REF!*0.7,IF(#REF!=\"Nuclear\",#REF!*0.85,IF(#REF!=\"Pumped_Storage\",#REF!*0.5,IF(#REF!=\"CCS\",#REF!*0.85,IF(#REF!=\"OCGT\",#REF!*0,IF(#REF!=\"\",0,#REF!*E$627))))))))","v":{"$error":"#REF!"}},{"$f":"IF(#REF!=\"Interconnector\",#REF!*1,IF(#REF!=\"Wind\",#REF!*0.7,IF(#REF!=\"Marine\",#REF!*0.7,IF(#REF!=\"Nuclear\",#REF!*0.85,IF(#REF!=\"Pumped_Storage\",#REF!*0.5,IF(#REF!=\"CCS\",#REF!*0.85,IF(#REF!=\"OCGT\",#REF!*0,IF(#REF!=\"\",0,#REF!*F$627))))))))","v":{"$error":"#REF!"}},{"$f":"IF(#REF!=\"Interconnector\",#REF!*1,IF(#REF!=\"Wind\",#REF!*0.7,IF(#REF!=\"Marine\",#REF!*0.7,IF(#REF!=\"Nuclear\",#REF!*0.85,IF(#REF!=\"Pumped_Storage\",#REF!*0.5,IF(#REF!=\"CCS\",#REF!*0.85,IF(#REF!=\"OCGT\",#REF!*0,IF(#REF!=\"\",0,#REF!*G$627))))))))","v":{"$error":"#REF!"}},{"$f":"IF(#REF!=\"Interconnector\",#REF!*1,IF(#REF!=\"Wind\",#REF!*0.7,IF(#REF!=\"Marine\",#REF!*0.7,IF(#REF!=\"Nuclear\",#REF!*0.85,IF(#REF!=\"Pumped_Storage\",#REF!*0.5,IF(#REF!=\"CCS\",#REF!*0.85,IF(#REF!=\"OCGT\",#REF!*0,IF(#REF!=\"\",0,#REF!*H$627))))))))","v":{"$error":"#REF!"}},{"$f":"IF(#REF!=\"Interconnector\",#REF!*1,IF(#REF!=\"Wind\",#REF!*0.7,IF(#REF!=\"Marine\",#REF!*0.7,IF(#REF!=\"Nuclear\",#REF!*0.85,IF(#REF!=\"Pumped_Storage\",#REF!*0.5,IF(#REF!=\"CCS\",#REF!*0.85,IF(#REF!=\"OCGT\",#REF!*0,IF(#REF!=\"\",0,#REF!*I$627))))))))","v":{"$error":"#REF!"}},{"$f":"IF(#REF!=\"Interconnector\",#REF!*1,IF(#REF!=\"Wind\",#REF!*0.7,IF(#REF!=\"Marine\",#REF!*0.7,IF(#REF!=\"Nuclear\",#REF!*0.85,IF(#REF!=\"Pumped_Storage\",#REF!*0.5,IF(#REF!=\"CCS\",#REF!*0.85,IF(#REF!=\"OCGT\",#REF!*0,IF(#REF!=\"\",0,#REF!*J$627))))))))","v":{"$error":"#REF!"}},{"$f":"IF(#REF!=\"Interconnector\",#REF!*1,IF(#REF!=\"Wind\",#REF!*0.7,IF(#REF!=\"Marine\",#REF!*0.7,IF(#REF!=\"Nuclear\",#REF!*0.85,IF(#REF!=\"Pumped_Storage\",#REF!*0.5,IF(#REF!=\"CCS\",#REF!*0.85,IF(#REF!=\"OCGT\",#REF!*0,IF(#REF!=\"\",0,#REF!*K$627))))))))","v":{"$error":"#REF!"}},{"$f":"IF(#REF!=\"Interconnector\",#REF!*1,IF(#REF!=\"Wind\",#REF!*0.7,IF(#REF!=\"Marine\",#REF!*0.7,IF(#REF!=\"Nuclear\",#REF!*0.85,IF(#REF!=\"Pumped_Storage\",#REF!*0.5,IF(#REF!=\"CCS\",#REF!*0.85,IF(#REF!=\"OCGT\",#REF!*0,IF(#REF!=\"\",0,#REF!*L$627))))))))","v":{"$error":"#REF!"}},{"$f":"IF(#REF!=\"Interconnector\",#REF!*1,IF(#REF!=\"Wind\",#REF!*0.7,IF(#REF!=\"Marine\",#REF!*0.7,IF(#REF!=\"Nuclear\",#REF!*0.85,IF(#REF!=\"Pumped_Storage\",#REF!*0.5,IF(#REF!=\"CCS\",#REF!*0.85,IF(#REF!=\"OCGT\",#REF!*0,IF(#REF!=\"\",0,#REF!*M$627))))))))","v":{"$error":"#REF!"}},{"$f":"IF(#REF!=\"Interconnector\",#REF!*1,IF(#REF!=\"Wind\",#REF!*0.7,IF(#REF!=\"Marine\",#REF!*0.7,IF(#REF!=\"Nuclear\",#REF!*0.85,IF(#REF!=\"Pumped_Storage\",#REF!*0.5,IF(#REF!=\"CCS\",#REF!*0.85,IF(#REF!=\"OCGT\",#REF!*0,IF(#REF!=\"\",0,#REF!*N$627))))))))","v":{"$error":"#REF!"}},{"$f":"IF(#REF!=\"Interconnector\",#REF!*1,IF(#REF!=\"Wind\",#REF!*0.7,IF(#REF!=\"Marine\",#REF!*0.7,IF(#REF!=\"Nuclear\",#REF!*0.85,IF(#REF!=\"Pumped_Storage\",#REF!*0.5,IF(#REF!=\"CCS\",#REF!*0.85,IF(#REF!=\"OCGT\",#REF!*0,IF(#REF!=\"\",0,#REF!*O$627))))))))","v":{"$error":"#REF!"}}]
[{"$f":"#REF!","v":{"$error":"#REF!"}},{"$f":"#REF!","v":{"$error":"#REF!"}},{"$f":"#REF!","v":{"$error":"#REF!"}},{"$f":"#REF!","v":{"$error":"#REF!"}},{"$f":"IF(#REF!=\"Interconnector\",#REF!*1,IF(#REF!=\"Wind\",#REF!*0.7,IF(#REF!=\"Marine\",#REF!*0.7,IF(#REF!=\"Nuclear\",#REF!*0.85,IF(#REF!=\"Pumped_Storage\",#REF!*0.5,IF(#REF!=\"CCS\",#REF!*0.85,IF(#REF!=\"OCGT\",#REF!*0,IF(#REF!=\"\",0,#REF!*E$627))))))))","v":{"$error":"#REF!"}},{"$f":"IF(#REF!=\"Interconnector\",#REF!*1,IF(#REF!=\"Wind\",#REF!*0.7,IF(#REF!=\"Marine\",#REF!*0.7,IF(#REF!=\"Nuclear\",#REF!*0.85,IF(#REF!=\"Pumped_Storage\",#REF!*0.5,IF(#REF!=\"CCS\",#REF!*0.85,IF(#REF!=\"OCGT\",#REF!*0,IF(#REF!=\"\",0,#REF!*F$627))))))))","v":{"$error":"#REF!"}},{"$f":"IF(#REF!=\"Interconnector\",#REF!*1,IF(#REF!=\"Wind\",#REF!*0.7,IF(#REF!=\"Marine\",#REF!*0.7,IF(#REF!=\"Nuclear\",#REF!*0.85,IF(#REF!=\"Pumped_Storage\",#REF!*0.5,IF(#REF!=\"CCS\",#REF!*0.85,IF(#REF!=\"OCGT\",#REF!*0,IF(#REF!=\"\",0,#REF!*G$627))))))))","v":{"$error":"#REF!"}},{"$f":"IF(#REF!=\"Interconnector\",#REF!*1,IF(#REF!=\"Wind\",#REF!*0.7,IF(#REF!=\"Marine\",#REF!*0.7,IF(#REF!=\"Nuclear\",#REF!*0.85,IF(#REF!=\"Pumped_Storage\",#REF!*0.5,IF(#REF!=\"CCS\",#REF!*0.85,IF(#REF!=\"OCGT\",#REF!*0,IF(#REF!=\"\",0,#REF!*H$627))))))))","v":{"$error":"#REF!"}},{"$f":"IF(#REF!=\"Interconnector\",#REF!*1,IF(#REF!=\"Wind\",#REF!*0.7,IF(#REF!=\"Marine\",#REF!*0.7,IF(#REF!=\"Nuclear\",#REF!*0.85,IF(#REF!=\"Pumped_Storage\",#REF!*0.5,IF(#REF!=\"CCS\",#REF!*0.85,IF(#REF!=\"OCGT\",#REF!*0,IF(#REF!=\"\",0,#REF!*I$627))))))))","v":{"$error":"#REF!"}},{"$f":"IF(#REF!=\"Interconnector\",#REF!*1,IF(#REF!=\"Wind\",#REF!*0.7,IF(#REF!=\"Marine\",#REF!*0.7,IF(#REF!=\"Nuclear\",#REF!*0.85,IF(#REF!=\"Pumped_Storage\",#REF!*0.5,IF(#REF!=\"CCS\",#REF!*0.85,IF(#REF!=\"OCGT\",#REF!*0,IF(#REF!=\"\",0,#REF!*J$627))))))))","v":{"$error":"#REF!"}},{"$f":"IF(#REF!=\"Interconnector\",#REF!*1,IF(#REF!=\"Wind\",#REF!*0.7,IF(#REF!=\"Marine\",#REF!*0.7,IF(#REF!=\"Nuclear\",#REF!*0.85,IF(#REF!=\"Pumped_Storage\",#REF!*0.5,IF(#REF!=\"CCS\",#REF!*0.85,IF(#REF!=\"OCGT\",#REF!*0,IF(#REF!=\"\",0,#REF!*K$627))))))))","v":{"$error":"#REF!"}},{"$f":"IF(#REF!=\"Interconnector\",#REF!*1,IF(#REF!=\"Wind\",#REF!*0.7,IF(#REF!=\"Marine\",#REF!*0.7,IF(#REF!=\"Nuclear\",#REF!*0.85,IF(#REF!=\"Pumped_Storage\",#REF!*0.5,IF(#REF!=\"CCS\",#REF!*0.85,IF(#REF!=\"OCGT\",#REF!*0,IF(#REF!=\"\",0,#REF!*L$627))))))))","v":{"$error":"#REF!"}},{"$f":"IF(#REF!=\"Interconnector\",#REF!*1,IF(#REF!=\"Wind\",#REF!*0.7,IF(#REF!=\"Marine\",#REF!*0.7,IF(#REF!=\"Nuclear\",#REF!*0.85,IF(#REF!=\"Pumped_Storage\",#REF!*0.5,IF(#REF!=\"CCS\",#REF!*0.85,IF(#REF!=\"OCGT\",#REF!*0,IF(#REF!=\"\",0,#REF!*M$627))))))))","v":{"$error":"#REF!"}},{"$f":"IF(#REF!=\"Interconnector\",#REF!*1,IF(#REF!=\"Wind\",#REF!*0.7,IF(#REF!=\"Marine\",#REF!*0.7,IF(#REF!=\"Nuclear\",#REF!*0.85,IF(#REF!=\"Pumped_Storage\",#REF!*0.5,IF(#REF!=\"CCS\",#REF!*0.85,IF(#REF!=\"OCGT\",#REF!*0,IF(#REF!=\"\",0,#REF!*N$627))))))))","v":{"$error":"#REF!"}},{"$f":"IF(#REF!=\"Interconnector\",#REF!*1,IF(#REF!=\"Wind\",#REF!*0.7,IF(#REF!=\"Marine\",#REF!*0.7,IF(#REF!=\"Nuclear\",#REF!*0.85,IF(#REF!=\"Pumped_Storage\",#REF!*0.5,IF(#REF!=\"CCS\",#REF!*0.85,IF(#REF!=\"OCGT\",#REF!*0,IF(#REF!=\"\",0,#REF!*O$627))))))))","v":{"$error":"#REF!"}}]
[{"$f":"#REF!","v":{"$error":"#REF!"}},{"$f":"#REF!","v":{"$error":"#REF!"}},{"$f":"#REF!","v":{"$error":"#REF!"}},{"$f":"#REF!","v":{"$error":"#REF!"}},{"$f":"IF(#REF!=\"Interconnector\",#REF!*1,IF(#REF!=\"Wind\",#REF!*0.7,IF(#REF!=\"Marine\",#REF!*0.7,IF(#REF!=\"Nuclear\",#REF!*0.85,IF(#REF!=\"Pumped_Storage\",#REF!*0.5,IF(#REF!=\"CCS\",#REF!*0.85,IF(#REF!=\"OCGT\",#REF!*0,IF(#REF!=\"\",0,#REF!*E$627))))))))","v":{"$error":"#REF!"}},{"$f":"IF(#REF!=\"Interconnector\",#REF!*1,IF(#REF!=\"Wind\",#REF!*0.7,IF(#REF!=\"Marine\",#REF!*0.7,IF(#REF!=\"Nuclear\",#REF!*0.85,IF(#REF!=\"Pumped_Storage\",#REF!*0.5,IF(#REF!=\"CCS\",#REF!*0.85,IF(#REF!=\"OCGT\",#REF!*0,IF(#REF!=\"\",0,#REF!*F$627))))))))","v":{"$error":"#REF!"}},{"$f":"IF(#REF!=\"Interconnector\",#REF!*1,IF(#REF!=\"Wind\",#REF!*0.7,IF(#REF!=\"Marine\",#REF!*0.7,IF(#REF!=\"Nuclear\",#REF!*0.85,IF(#REF!=\"Pumped_Storage\",#REF!*0.5,IF(#REF!=\"CCS\",#REF!*0.85,IF(#REF!=\"OCGT\",#REF!*0,IF(#REF!=\"\",0,#REF!*G$627))))))))","v":{"$error":"#REF!"}},{"$f":"IF(#REF!=\"Interconnector\",#REF!*1,IF(#REF!=\"Wind\",#REF!*0.7,IF(#REF!=\"Marine\",#REF!*0.7,IF(#REF!=\"Nuclear\",#REF!*0.85,IF(#REF!=\"Pumped_Storage\",#REF!*0.5,IF(#REF!=\"CCS\",#REF!*0.85,IF(#REF!=\"OCGT\",#REF!*0,IF(#REF!=\"\",0,#REF!*H$627))))))))","v":{"$error":"#REF!"}},{"$f":"IF(#REF!=\"Interconnector\",#REF!*1,IF(#REF!=\"Wind\",#REF!*0.7,IF(#REF!=\"Marine\",#REF!*0.7,IF(#REF!=\"Nuclear\",#REF!*0.85,IF(#REF!=\"Pumped_Storage\",#REF!*0.5,IF(#REF!=\"CCS\",#REF!*0.85,IF(#REF!=\"OCGT\",#REF!*0,IF(#REF!=\"\",0,#REF!*I$627))))))))","v":{"$error":"#REF!"}},{"$f":"IF(#REF!=\"Interconnector\",#REF!*1,IF(#REF!=\"Wind\",#REF!*0.7,IF(#REF!=\"Marine\",#REF!*0.7,IF(#REF!=\"Nuclear\",#REF!*0.85,IF(#REF!=\"Pumped_Storage\",#REF!*0.5,IF(#REF!=\"CCS\",#REF!*0.85,IF(#REF!=\"OCGT\",#REF!*0,IF(#REF!=\"\",0,#REF!*J$627))))))))","v":{"$error":"#REF!"}},{"$f":"IF(#REF!=\"Interconnector\",#REF!*1,IF(#REF!=\"Wind\",#REF!*0.7,IF(#REF!=\"Marine\",#REF!*0.7,IF(#REF!=\"Nuclear\",#REF!*0.85,IF(#REF!=\"Pumped_Storage\",#REF!*0.5,IF(#REF!=\"CCS\",#REF!*0.85,IF(#REF!=\"OCGT\",#REF!*0,IF(#REF!=\"\",0,#REF!*K$627))))))))","v":{"$error":"#REF!"}},{"$f":"IF(#REF!=\"Interconnector\",#REF!*1,IF(#REF!=\"Wind\",#REF!*0.7,IF(#REF!=\"Marine\",#REF!*0.7,IF(#REF!=\"Nuclear\",#REF!*0.85,IF(#REF!=\"Pumped_Storage\",#REF!*0.5,IF(#REF!=\"CCS\",#REF!*0.85,IF(#REF!=\"OCGT\",#REF!*0,IF(#REF!=\"\",0,#REF!*L$627))))))))","v":{"$error":"#REF!"}},{"$f":"IF(#REF!=\"Interconnector\",#REF!*1,IF(#REF!=\"Wind\",#REF!*0.7,IF(#REF!=\"Marine\",#REF!*0.7,IF(#REF!=\"Nuclear\",#REF!*0.85,IF(#REF!=\"Pumped_Storage\",#REF!*0.5,IF(#REF!=\"CCS\",#REF!*0.85,IF(#REF!=\"OCGT\",#REF!*0,IF(#REF!=\"\",0,#REF!*M$627))))))))","v":{"$error":"#REF!"}},{"$f":"IF(#REF!=\"Interconnector\",#REF!*1,IF(#REF!=\"Wind\",#REF!*0.7,IF(#REF!=\"Marine\",#REF!*0.7,IF(#REF!=\"Nuclear\",#REF!*0.85,IF(#REF!=\"Pumped_Storage\",#REF!*0.5,IF(#REF!=\"CCS\",#REF!*0.85,IF(#REF!=\"OCGT\",#REF!*0,IF(#REF!=\"\",0,#REF!*N$627))))))))","v":{"$error":"#REF!"}},{"$f":"IF(#REF!=\"Interconnector\",#REF!*1,IF(#REF!=\"Wind\",#REF!*0.7,IF(#REF!=\"Marine\",#REF!*0.7,IF(#REF!=\"Nuclear\",#REF!*0.85,IF(#REF!=\"Pumped_Storage\",#REF!*0.5,IF(#REF!=\"CCS\",#REF!*0.85,IF(#REF!=\"OCGT\",#REF!*0,IF(#REF!=\"\",0,#REF!*O$627))))))))","v":{"$error":"#REF!"}}]
[{"$f":"#REF!","v":{"$error":"#REF!"}},{"$f":"#REF!","v":{"$error":"#REF!"}},{"$f":"#REF!","v":{"$error":"#REF!"}},{"$f":"#REF!","v":{"$error":"#REF!"}},{"$f":"IF(#REF!=\"Interconnector\",#REF!*1,IF(#REF!=\"Wind\",#REF!*0.7,IF(#REF!=\"Marine\",#REF!*0.7,IF(#REF!=\"Nuclear\",#REF!*0.85,IF(#REF!=\"Pumped_Storage\",#REF!*0.5,IF(#REF!=\"CCS\",#REF!*0.85,IF(#REF!=\"OCGT\",#REF!*0,IF(#REF!=\"\",0,#REF!*E$627))))))))","v":{"$error":"#REF!"}},{"$f":"IF(#REF!=\"Interconnector\",#REF!*1,IF(#REF!=\"Wind\",#REF!*0.7,IF(#REF!=\"Marine\",#REF!*0.7,IF(#REF!=\"Nuclear\",#REF!*0.85,IF(#REF!=\"Pumped_Storage\",#REF!*0.5,IF(#REF!=\"CCS\",#REF!*0.85,IF(#REF!=\"OCGT\",#REF!*0,IF(#REF!=\"\",0,#REF!*F$627))))))))","v":{"$error":"#REF!"}},{"$f":"IF(#REF!=\"Interconnector\",#REF!*1,IF(#REF!=\"Wind\",#REF!*0.7,IF(#REF!=\"Marine\",#REF!*0.7,IF(#REF!=\"Nuclear\",#REF!*0.85,IF(#REF!=\"Pumped_Storage\",#REF!*0.5,IF(#REF!=\"CCS\",#REF!*0.85,IF(#REF!=\"OCGT\",#REF!*0,IF(#REF!=\"\",0,#REF!*G$627))))))))","v":{"$error":"#REF!"}},{"$f":"IF(#REF!=\"Interconnector\",#REF!*1,IF(#REF!=\"Wind\",#REF!*0.7,IF(#REF!=\"Marine\",#REF!*0.7,IF(#REF!=\"Nuclear\",#REF!*0.85,IF(#REF!=\"Pumped_Storage\",#REF!*0.5,IF(#REF!=\"CCS\",#REF!*0.85,IF(#REF!=\"OCGT\",#REF!*0,IF(#REF!=\"\",0,#REF!*H$627))))))))","v":{"$error":"#REF!"}},{"$f":"IF(#REF!=\"Interconnector\",#REF!*1,IF(#REF!=\"Wind\",#REF!*0.7,IF(#REF!=\"Marine\",#REF!*0.7,IF(#REF!=\"Nuclear\",#REF!*0.85,IF(#REF!=\"Pumped_Storage\",#REF!*0.5,IF(#REF!=\"CCS\",#REF!*0.85,IF(#REF!=\"OCGT\",#REF!*0,IF(#REF!=\"\",0,#REF!*I$627))))))))","v":{"$error":"#REF!"}},{"$f":"IF(#REF!=\"Interconnector\",#REF!*1,IF(#REF!=\"Wind\",#REF!*0.7,IF(#REF!=\"Marine\",#REF!*0.7,IF(#REF!=\"Nuclear\",#REF!*0.85,IF(#REF!=\"Pumped_Storage\",#REF!*0.5,IF(#REF!=\"CCS\",#REF!*0.85,IF(#REF!=\"OCGT\",#REF!*0,IF(#REF!=\"\",0,#REF!*J$627))))))))","v":{"$error":"#REF!"}},{"$f":"IF(#REF!=\"Interconnector\",#REF!*1,IF(#REF!=\"Wind\",#REF!*0.7,IF(#REF!=\"Marine\",#REF!*0.7,IF(#REF!=\"Nuclear\",#REF!*0.85,IF(#REF!=\"Pumped_Storage\",#REF!*0.5,IF(#REF!=\"CCS\",#REF!*0.85,IF(#REF!=\"OCGT\",#REF!*0,IF(#REF!=\"\",0,#REF!*K$627))))))))","v":{"$error":"#REF!"}},{"$f":"IF(#REF!=\"Interconnector\",#REF!*1,IF(#REF!=\"Wind\",#REF!*0.7,IF(#REF!=\"Marine\",#REF!*0.7,IF(#REF!=\"Nuclear\",#REF!*0.85,IF(#REF!=\"Pumped_Storage\",#REF!*0.5,IF(#REF!=\"CCS\",#REF!*0.85,IF(#REF!=\"OCGT\",#REF!*0,IF(#REF!=\"\",0,#REF!*L$627))))))))","v":{"$error":"#REF!"}},{"$f":"IF(#REF!=\"Interconnector\",#REF!*1,IF(#REF!=\"Wind\",#REF!*0.7,IF(#REF!=\"Marine\",#REF!*0.7,IF(#REF!=\"Nuclear\",#REF!*0.85,IF(#REF!=\"Pumped_Storage\",#REF!*0.5,IF(#REF!=\"CCS\",#REF!*0.85,IF(#REF!=\"OCGT\",#REF!*0,IF(#REF!=\"\",0,#REF!*M$627))))))))","v":{"$error":"#REF!"}},{"$f":"IF(#REF!=\"Interconnector\",#REF!*1,IF(#REF!=\"Wind\",#REF!*0.7,IF(#REF!=\"Marine\",#REF!*0.7,IF(#REF!=\"Nuclear\",#REF!*0.85,IF(#REF!=\"Pumped_Storage\",#REF!*0.5,IF(#REF!=\"CCS\",#REF!*0.85,IF(#REF!=\"OCGT\",#REF!*0,IF(#REF!=\"\",0,#REF!*N$627))))))))","v":{"$error":"#REF!"}},{"$f":"IF(#REF!=\"Interconnector\",#REF!*1,IF(#REF!=\"Wind\",#REF!*0.7,IF(#REF!=\"Marine\",#REF!*0.7,IF(#REF!=\"Nuclear\",#REF!*0.85,IF(#REF!=\"Pumped_Storage\",#REF!*0.5,IF(#REF!=\"CCS\",#REF!*0.85,IF(#REF!=\"OCGT\",#REF!*0,IF(#REF!=\"\",0,#REF!*O$627))))))))","v":{"$error":"#REF!"}}]
[{"$f":"#REF!","v":{"$error":"#REF!"}},{"$f":"#REF!","v":{"$error":"#REF!"}},{"$f":"#REF!","v":{"$error":"#REF!"}},{"$f":"#REF!","v":{"$error":"#REF!"}},{"$f":"IF(#REF!=\"Interconnector\",#REF!*1,IF(#REF!=\"Wind\",#REF!*0.7,IF(#REF!=\"Marine\",#REF!*0.7,IF(#REF!=\"Nuclear\",#REF!*0.85,IF(#REF!=\"Pumped_Storage\",#REF!*0.5,IF(#REF!=\"CCS\",#REF!*0.85,IF(#REF!=\"OCGT\",#REF!*0,IF(#REF!=\"\",0,#REF!*E$627))))))))","v":{"$error":"#REF!"}},{"$f":"IF(#REF!=\"Interconnector\",#REF!*1,IF(#REF!=\"Wind\",#REF!*0.7,IF(#REF!=\"Marine\",#REF!*0.7,IF(#REF!=\"Nuclear\",#REF!*0.85,IF(#REF!=\"Pumped_Storage\",#REF!*0.5,IF(#REF!=\"CCS\",#REF!*0.85,IF(#REF!=\"OCGT\",#REF!*0,IF(#REF!=\"\",0,#REF!*F$627))))))))","v":{"$error":"#REF!"}},{"$f":"IF(#REF!=\"Interconnector\",#REF!*1,IF(#REF!=\"Wind\",#REF!*0.7,IF(#REF!=\"Marine\",#REF!*0.7,IF(#REF!=\"Nuclear\",#REF!*0.85,IF(#REF!=\"Pumped_Storage\",#REF!*0.5,IF(#REF!=\"CCS\",#REF!*0.85,IF(#REF!=\"OCGT\",#REF!*0,IF(#REF!=\"\",0,#REF!*G$627))))))))","v":{"$error":"#REF!"}},{"$f":"IF(#REF!=\"Interconnector\",#REF!*1,IF(#REF!=\"Wind\",#REF!*0.7,IF(#REF!=\"Marine\",#REF!*0.7,IF(#REF!=\"Nuclear\",#REF!*0.85,IF(#REF!=\"Pumped_Storage\",#REF!*0.5,IF(#REF!=\"CCS\",#REF!*0.85,IF(#REF!=\"OCGT\",#REF!*0,IF(#REF!=\"\",0,#REF!*H$627))))))))","v":{"$error":"#REF!"}},{"$f":"IF(#REF!=\"Interconnector\",#REF!*1,IF(#REF!=\"Wind\",#REF!*0.7,IF(#REF!=\"Marine\",#REF!*0.7,IF(#REF!=\"Nuclear\",#REF!*0.85,IF(#REF!=\"Pumped_Storage\",#REF!*0.5,IF(#REF!=\"CCS\",#REF!*0.85,IF(#REF!=\"OCGT\",#REF!*0,IF(#REF!=\"\",0,#REF!*I$627))))))))","v":{"$error":"#REF!"}},{"$f":"IF(#REF!=\"Interconnector\",#REF!*1,IF(#REF!=\"Wind\",#REF!*0.7,IF(#REF!=\"Marine\",#REF!*0.7,IF(#REF!=\"Nuclear\",#REF!*0.85,IF(#REF!=\"Pumped_Storage\",#REF!*0.5,IF(#REF!=\"CCS\",#REF!*0.85,IF(#REF!=\"OCGT\",#REF!*0,IF(#REF!=\"\",0,#REF!*J$627))))))))","v":{"$error":"#REF!"}},{"$f":"IF(#REF!=\"Interconnector\",#REF!*1,IF(#REF!=\"Wind\",#REF!*0.7,IF(#REF!=\"Marine\",#REF!*0.7,IF(#REF!=\"Nuclear\",#REF!*0.85,IF(#REF!=\"Pumped_Storage\",#REF!*0.5,IF(#REF!=\"CCS\",#REF!*0.85,IF(#REF!=\"OCGT\",#REF!*0,IF(#REF!=\"\",0,#REF!*K$627))))))))","v":{"$error":"#REF!"}},{"$f":"IF(#REF!=\"Interconnector\",#REF!*1,IF(#REF!=\"Wind\",#REF!*0.7,IF(#REF!=\"Marine\",#REF!*0.7,IF(#REF!=\"Nuclear\",#REF!*0.85,IF(#REF!=\"Pumped_Storage\",#REF!*0.5,IF(#REF!=\"CCS\",#REF!*0.85,IF(#REF!=\"OCGT\",#REF!*0,IF(#REF!=\"\",0,#REF!*L$627))))))))","v":{"$error":"#REF!"}},{"$f":"IF(#REF!=\"Interconnector\",#REF!*1,IF(#REF!=\"Wind\",#REF!*0.7,IF(#REF!=\"Marine\",#REF!*0.7,IF(#REF!=\"Nuclear\",#REF!*0.85,IF(#REF!=\"Pumped_Storage\",#REF!*0.5,IF(#REF!=\"CCS\",#REF!*0.85,IF(#REF!=\"OCGT\",#REF!*0,IF(#REF!=\"\",0,#REF!*M$627))))))))","v":{"$error":"#REF!"}},{"$f":"IF(#REF!=\"Interconnector\",#REF!*1,IF(#REF!=\"Wind\",#REF!*0.7,IF(#REF!=\"Marine\",#REF!*0.7,IF(#REF!=\"Nuclear\",#REF!*0.85,IF(#REF!=\"Pumped_Storage\",#REF!*0.5,IF(#REF!=\"CCS\",#REF!*0.85,IF(#REF!=\"OCGT\",#REF!*0,IF(#REF!=\"\",0,#REF!*N$627))))))))","v":{"$error":"#REF!"}},{"$f":"IF(#REF!=\"Interconnector\",#REF!*1,IF(#REF!=\"Wind\",#REF!*0.7,IF(#REF!=\"Marine\",#REF!*0.7,IF(#REF!=\"Nuclear\",#REF!*0.85,IF(#REF!=\"Pumped_Storage\",#REF!*0.5,IF(#REF!=\"CCS\",#REF!*0.85,IF(#REF!=\"OCGT\",#REF!*0,IF(#REF!=\"\",0,#REF!*O$627))))))))","v":{"$error":"#REF!"}}]
[{"$f":"#REF!","v":{"$error":"#REF!"}},{"$f":"#REF!","v":{"$error":"#REF!"}},{"$f":"#REF!","v":{"$error":"#REF!"}},{"$f":"#REF!","v":{"$error":"#REF!"}},{"$f":"IF(#REF!=\"Interconnector\",#REF!*1,IF(#REF!=\"Wind\",#REF!*0.7,IF(#REF!=\"Marine\",#REF!*0.7,IF(#REF!=\"Nuclear\",#REF!*0.85,IF(#REF!=\"Pumped_Storage\",#REF!*0.5,IF(#REF!=\"CCS\",#REF!*0.85,IF(#REF!=\"OCGT\",#REF!*0,IF(#REF!=\"\",0,#REF!*E$627))))))))","v":{"$error":"#REF!"}},{"$f":"IF(#REF!=\"Interconnector\",#REF!*1,IF(#REF!=\"Wind\",#REF!*0.7,IF(#REF!=\"Marine\",#REF!*0.7,IF(#REF!=\"Nuclear\",#REF!*0.85,IF(#REF!=\"Pumped_Storage\",#REF!*0.5,IF(#REF!=\"CCS\",#REF!*0.85,IF(#REF!=\"OCGT\",#REF!*0,IF(#REF!=\"\",0,#REF!*F$627))))))))","v":{"$error":"#REF!"}},{"$f":"IF(#REF!=\"Interconnector\",#REF!*1,IF(#REF!=\"Wind\",#REF!*0.7,IF(#REF!=\"Marine\",#REF!*0.7,IF(#REF!=\"Nuclear\",#REF!*0.85,IF(#REF!=\"Pumped_Storage\",#REF!*0.5,IF(#REF!=\"CCS\",#REF!*0.85,IF(#REF!=\"OCGT\",#REF!*0,IF(#REF!=\"\",0,#REF!*G$627))))))))","v":{"$error":"#REF!"}},{"$f":"IF(#REF!=\"Interconnector\",#REF!*1,IF(#REF!=\"Wind\",#REF!*0.7,IF(#REF!=\"Marine\",#REF!*0.7,IF(#REF!=\"Nuclear\",#REF!*0.85,IF(#REF!=\"Pumped_Storage\",#REF!*0.5,IF(#REF!=\"CCS\",#REF!*0.85,IF(#REF!=\"OCGT\",#REF!*0,IF(#REF!=\"\",0,#REF!*H$627))))))))","v":{"$error":"#REF!"}},{"$f":"IF(#REF!=\"Interconnector\",#REF!*1,IF(#REF!=\"Wind\",#REF!*0.7,IF(#REF!=\"Marine\",#REF!*0.7,IF(#REF!=\"Nuclear\",#REF!*0.85,IF(#REF!=\"Pumped_Storage\",#REF!*0.5,IF(#REF!=\"CCS\",#REF!*0.85,IF(#REF!=\"OCGT\",#REF!*0,IF(#REF!=\"\",0,#REF!*I$627))))))))","v":{"$error":"#REF!"}},{"$f":"IF(#REF!=\"Interconnector\",#REF!*1,IF(#REF!=\"Wind\",#REF!*0.7,IF(#REF!=\"Marine\",#REF!*0.7,IF(#REF!=\"Nuclear\",#REF!*0.85,IF(#REF!=\"Pumped_Storage\",#REF!*0.5,IF(#REF!=\"CCS\",#REF!*0.85,IF(#REF!=\"OCGT\",#REF!*0,IF(#REF!=\"\",0,#REF!*J$627))))))))","v":{"$error":"#REF!"}},{"$f":"IF(#REF!=\"Interconnector\",#REF!*1,IF(#REF!=\"Wind\",#REF!*0.7,IF(#REF!=\"Marine\",#REF!*0.7,IF(#REF!=\"Nuclear\",#REF!*0.85,IF(#REF!=\"Pumped_Storage\",#REF!*0.5,IF(#REF!=\"CCS\",#REF!*0.85,IF(#REF!=\"OCGT\",#REF!*0,IF(#REF!=\"\",0,#REF!*K$627))))))))","v":{"$error":"#REF!"}},{"$f":"IF(#REF!=\"Interconnector\",#REF!*1,IF(#REF!=\"Wind\",#REF!*0.7,IF(#REF!=\"Marine\",#REF!*0.7,IF(#REF!=\"Nuclear\",#REF!*0.85,IF(#REF!=\"Pumped_Storage\",#REF!*0.5,IF(#REF!=\"CCS\",#REF!*0.85,IF(#REF!=\"OCGT\",#REF!*0,IF(#REF!=\"\",0,#REF!*L$627))))))))","v":{"$error":"#REF!"}},{"$f":"IF(#REF!=\"Interconnector\",#REF!*1,IF(#REF!=\"Wind\",#REF!*0.7,IF(#REF!=\"Marine\",#REF!*0.7,IF(#REF!=\"Nuclear\",#REF!*0.85,IF(#REF!=\"Pumped_Storage\",#REF!*0.5,IF(#REF!=\"CCS\",#REF!*0.85,IF(#REF!=\"OCGT\",#REF!*0,IF(#REF!=\"\",0,#REF!*M$627))))))))","v":{"$error":"#REF!"}},{"$f":"IF(#REF!=\"Interconnector\",#REF!*1,IF(#REF!=\"Wind\",#REF!*0.7,IF(#REF!=\"Marine\",#REF!*0.7,IF(#REF!=\"Nuclear\",#REF!*0.85,IF(#REF!=\"Pumped_Storage\",#REF!*0.5,IF(#REF!=\"CCS\",#REF!*0.85,IF(#REF!=\"OCGT\",#REF!*0,IF(#REF!=\"\",0,#REF!*N$627))))))))","v":{"$error":"#REF!"}},{"$f":"IF(#REF!=\"Interconnector\",#REF!*1,IF(#REF!=\"Wind\",#REF!*0.7,IF(#REF!=\"Marine\",#REF!*0.7,IF(#REF!=\"Nuclear\",#REF!*0.85,IF(#REF!=\"Pumped_Storage\",#REF!*0.5,IF(#REF!=\"CCS\",#REF!*0.85,IF(#REF!=\"OCGT\",#REF!*0,IF(#REF!=\"\",0,#REF!*O$627))))))))","v":{"$error":"#REF!"}}]
[{"$f":"#REF!","v":{"$error":"#REF!"}},{"$f":"#REF!","v":{"$error":"#REF!"}},{"$f":"#REF!","v":{"$error":"#REF!"}},{"$f":"#REF!","v":{"$error":"#REF!"}},{"$f":"IF(#REF!=\"Interconnector\",#REF!*1,IF(#REF!=\"Wind\",#REF!*0.7,IF(#REF!=\"Marine\",#REF!*0.7,IF(#REF!=\"Nuclear\",#REF!*0.85,IF(#REF!=\"Pumped_Storage\",#REF!*0.5,IF(#REF!=\"CCS\",#REF!*0.85,IF(#REF!=\"OCGT\",#REF!*0,IF(#REF!=\"\",0,#REF!*E$627))))))))","v":{"$error":"#REF!"}},{"$f":"IF(#REF!=\"Interconnector\",#REF!*1,IF(#REF!=\"Wind\",#REF!*0.7,IF(#REF!=\"Marine\",#REF!*0.7,IF(#REF!=\"Nuclear\",#REF!*0.85,IF(#REF!=\"Pumped_Storage\",#REF!*0.5,IF(#REF!=\"CCS\",#REF!*0.85,IF(#REF!=\"OCGT\",#REF!*0,IF(#REF!=\"\",0,#REF!*F$627))))))))","v":{"$error":"#REF!"}},{"$f":"IF(#REF!=\"Interconnector\",#REF!*1,IF(#REF!=\"Wind\",#REF!*0.7,IF(#REF!=\"Marine\",#REF!*0.7,IF(#REF!=\"Nuclear\",#REF!*0.85,IF(#REF!=\"Pumped_Storage\",#REF!*0.5,IF(#REF!=\"CCS\",#REF!*0.85,IF(#REF!=\"OCGT\",#REF!*0,IF(#REF!=\"\",0,#REF!*G$627))))))))","v":{"$error":"#REF!"}},{"$f":"IF(#REF!=\"Interconnector\",#REF!*1,IF(#REF!=\"Wind\",#REF!*0.7,IF(#REF!=\"Marine\",#REF!*0.7,IF(#REF!=\"Nuclear\",#REF!*0.85,IF(#REF!=\"Pumped_Storage\",#REF!*0.5,IF(#REF!=\"CCS\",#REF!*0.85,IF(#REF!=\"OCGT\",#REF!*0,IF(#REF!=\"\",0,#REF!*H$627))))))))","v":{"$error":"#REF!"}},{"$f":"IF(#REF!=\"Interconnector\",#REF!*1,IF(#REF!=\"Wind\",#REF!*0.7,IF(#REF!=\"Marine\",#REF!*0.7,IF(#REF!=\"Nuclear\",#REF!*0.85,IF(#REF!=\"Pumped_Storage\",#REF!*0.5,IF(#REF!=\"CCS\",#REF!*0.85,IF(#REF!=\"OCGT\",#REF!*0,IF(#REF!=\"\",0,#REF!*I$627))))))))","v":{"$error":"#REF!"}},{"$f":"IF(#REF!=\"Interconnector\",#REF!*1,IF(#REF!=\"Wind\",#REF!*0.7,IF(#REF!=\"Marine\",#REF!*0.7,IF(#REF!=\"Nuclear\",#REF!*0.85,IF(#REF!=\"Pumped_Storage\",#REF!*0.5,IF(#REF!=\"CCS\",#REF!*0.85,IF(#REF!=\"OCGT\",#REF!*0,IF(#REF!=\"\",0,#REF!*J$627))))))))","v":{"$error":"#REF!"}},{"$f":"IF(#REF!=\"Interconnector\",#REF!*1,IF(#REF!=\"Wind\",#REF!*0.7,IF(#REF!=\"Marine\",#REF!*0.7,IF(#REF!=\"Nuclear\",#REF!*0.85,IF(#REF!=\"Pumped_Storage\",#REF!*0.5,IF(#REF!=\"CCS\",#REF!*0.85,IF(#REF!=\"OCGT\",#REF!*0,IF(#REF!=\"\",0,#REF!*K$627))))))))","v":{"$error":"#REF!"}},{"$f":"IF(#REF!=\"Interconnector\",#REF!*1,IF(#REF!=\"Wind\",#REF!*0.7,IF(#REF!=\"Marine\",#REF!*0.7,IF(#REF!=\"Nuclear\",#REF!*0.85,IF(#REF!=\"Pumped_Storage\",#REF!*0.5,IF(#REF!=\"CCS\",#REF!*0.85,IF(#REF!=\"OCGT\",#REF!*0,IF(#REF!=\"\",0,#REF!*L$627))))))))","v":{"$error":"#REF!"}},{"$f":"IF(#REF!=\"Interconnector\",#REF!*1,IF(#REF!=\"Wind\",#REF!*0.7,IF(#REF!=\"Marine\",#REF!*0.7,IF(#REF!=\"Nuclear\",#REF!*0.85,IF(#REF!=\"Pumped_Storage\",#REF!*0.5,IF(#REF!=\"CCS\",#REF!*0.85,IF(#REF!=\"OCGT\",#REF!*0,IF(#REF!=\"\",0,#REF!*M$627))))))))","v":{"$error":"#REF!"}},{"$f":"IF(#REF!=\"Interconnector\",#REF!*1,IF(#REF!=\"Wind\",#REF!*0.7,IF(#REF!=\"Marine\",#REF!*0.7,IF(#REF!=\"Nuclear\",#REF!*0.85,IF(#REF!=\"Pumped_Storage\",#REF!*0.5,IF(#REF!=\"CCS\",#REF!*0.85,IF(#REF!=\"OCGT\",#REF!*0,IF(#REF!=\"\",0,#REF!*N$627))))))))","v":{"$error":"#REF!"}},{"$f":"IF(#REF!=\"Interconnector\",#REF!*1,IF(#REF!=\"Wind\",#REF!*0.7,IF(#REF!=\"Marine\",#REF!*0.7,IF(#REF!=\"Nuclear\",#REF!*0.85,IF(#REF!=\"Pumped_Storage\",#REF!*0.5,IF(#REF!=\"CCS\",#REF!*0.85,IF(#REF!=\"OCGT\",#REF!*0,IF(#REF!=\"\",0,#REF!*O$627))))))))","v":{"$error":"#REF!"}}]
[{"$f":"#REF!","v":{"$error":"#REF!"}},{"$f":"#REF!","v":{"$error":"#REF!"}},{"$f":"#REF!","v":{"$error":"#REF!"}},{"$f":"#REF!","v":{"$error":"#REF!"}},{"$f":"IF(#REF!=\"Interconnector\",#REF!*1,IF(#REF!=\"Wind\",#REF!*0.7,IF(#REF!=\"Marine\",#REF!*0.7,IF(#REF!=\"Nuclear\",#REF!*0.85,IF(#REF!=\"Pumped_Storage\",#REF!*0.5,IF(#REF!=\"CCS\",#REF!*0.85,IF(#REF!=\"OCGT\",#REF!*0,IF(#REF!=\"\",0,#REF!*E$627))))))))","v":{"$error":"#REF!"}},{"$f":"IF(#REF!=\"Interconnector\",#REF!*1,IF(#REF!=\"Wind\",#REF!*0.7,IF(#REF!=\"Marine\",#REF!*0.7,IF(#REF!=\"Nuclear\",#REF!*0.85,IF(#REF!=\"Pumped_Storage\",#REF!*0.5,IF(#REF!=\"CCS\",#REF!*0.85,IF(#REF!=\"OCGT\",#REF!*0,IF(#REF!=\"\",0,#REF!*F$627))))))))","v":{"$error":"#REF!"}},{"$f":"IF(#REF!=\"Interconnector\",#REF!*1,IF(#REF!=\"Wind\",#REF!*0.7,IF(#REF!=\"Marine\",#REF!*0.7,IF(#REF!=\"Nuclear\",#REF!*0.85,IF(#REF!=\"Pumped_Storage\",#REF!*0.5,IF(#REF!=\"CCS\",#REF!*0.85,IF(#REF!=\"OCGT\",#REF!*0,IF(#REF!=\"\",0,#REF!*G$627))))))))","v":{"$error":"#REF!"}},{"$f":"IF(#REF!=\"Interconnector\",#REF!*1,IF(#REF!=\"Wind\",#REF!*0.7,IF(#REF!=\"Marine\",#REF!*0.7,IF(#REF!=\"Nuclear\",#REF!*0.85,IF(#REF!=\"Pumped_Storage\",#REF!*0.5,IF(#REF!=\"CCS\",#REF!*0.85,IF(#REF!=\"OCGT\",#REF!*0,IF(#REF!=\"\",0,#REF!*H$627))))))))","v":{"$error":"#REF!"}},{"$f":"IF(#REF!=\"Interconnector\",#REF!*1,IF(#REF!=\"Wind\",#REF!*0.7,IF(#REF!=\"Marine\",#REF!*0.7,IF(#REF!=\"Nuclear\",#REF!*0.85,IF(#REF!=\"Pumped_Storage\",#REF!*0.5,IF(#REF!=\"CCS\",#REF!*0.85,IF(#REF!=\"OCGT\",#REF!*0,IF(#REF!=\"\",0,#REF!*I$627))))))))","v":{"$error":"#REF!"}},{"$f":"IF(#REF!=\"Interconnector\",#REF!*1,IF(#REF!=\"Wind\",#REF!*0.7,IF(#REF!=\"Marine\",#REF!*0.7,IF(#REF!=\"Nuclear\",#REF!*0.85,IF(#REF!=\"Pumped_Storage\",#REF!*0.5,IF(#REF!=\"CCS\",#REF!*0.85,IF(#REF!=\"OCGT\",#REF!*0,IF(#REF!=\"\",0,#REF!*J$627))))))))","v":{"$error":"#REF!"}},{"$f":"IF(#REF!=\"Interconnector\",#REF!*1,IF(#REF!=\"Wind\",#REF!*0.7,IF(#REF!=\"Marine\",#REF!*0.7,IF(#REF!=\"Nuclear\",#REF!*0.85,IF(#REF!=\"Pumped_Storage\",#REF!*0.5,IF(#REF!=\"CCS\",#REF!*0.85,IF(#REF!=\"OCGT\",#REF!*0,IF(#REF!=\"\",0,#REF!*K$627))))))))","v":{"$error":"#REF!"}},{"$f":"IF(#REF!=\"Interconnector\",#REF!*1,IF(#REF!=\"Wind\",#REF!*0.7,IF(#REF!=\"Marine\",#REF!*0.7,IF(#REF!=\"Nuclear\",#REF!*0.85,IF(#REF!=\"Pumped_Storage\",#REF!*0.5,IF(#REF!=\"CCS\",#REF!*0.85,IF(#REF!=\"OCGT\",#REF!*0,IF(#REF!=\"\",0,#REF!*L$627))))))))","v":{"$error":"#REF!"}},{"$f":"IF(#REF!=\"Interconnector\",#REF!*1,IF(#REF!=\"Wind\",#REF!*0.7,IF(#REF!=\"Marine\",#REF!*0.7,IF(#REF!=\"Nuclear\",#REF!*0.85,IF(#REF!=\"Pumped_Storage\",#REF!*0.5,IF(#REF!=\"CCS\",#REF!*0.85,IF(#REF!=\"OCGT\",#REF!*0,IF(#REF!=\"\",0,#REF!*M$627))))))))","v":{"$error":"#REF!"}},{"$f":"IF(#REF!=\"Interconnector\",#REF!*1,IF(#REF!=\"Wind\",#REF!*0.7,IF(#REF!=\"Marine\",#REF!*0.7,IF(#REF!=\"Nuclear\",#REF!*0.85,IF(#REF!=\"Pumped_Storage\",#REF!*0.5,IF(#REF!=\"CCS\",#REF!*0.85,IF(#REF!=\"OCGT\",#REF!*0,IF(#REF!=\"\",0,#REF!*N$627))))))))","v":{"$error":"#REF!"}},{"$f":"IF(#REF!=\"Interconnector\",#REF!*1,IF(#REF!=\"Wind\",#REF!*0.7,IF(#REF!=\"Marine\",#REF!*0.7,IF(#REF!=\"Nuclear\",#REF!*0.85,IF(#REF!=\"Pumped_Storage\",#REF!*0.5,IF(#REF!=\"CCS\",#REF!*0.85,IF(#REF!=\"OCGT\",#REF!*0,IF(#REF!=\"\",0,#REF!*O$627))))))))","v":{"$error":"#REF!"}}]
[{"$f":"#REF!","v":{"$error":"#REF!"}},{"$f":"#REF!","v":{"$error":"#REF!"}},{"$f":"#REF!","v":{"$error":"#REF!"}},{"$f":"#REF!","v":{"$error":"#REF!"}},{"$f":"IF(#REF!=\"Interconnector\",#REF!*1,IF(#REF!=\"Wind\",#REF!*0.7,IF(#REF!=\"Marine\",#REF!*0.7,IF(#REF!=\"Nuclear\",#REF!*0.85,IF(#REF!=\"Pumped_Storage\",#REF!*0.5,IF(#REF!=\"CCS\",#REF!*0.85,IF(#REF!=\"OCGT\",#REF!*0,IF(#REF!=\"\",0,#REF!*E$627))))))))","v":{"$error":"#REF!"}},{"$f":"IF(#REF!=\"Interconnector\",#REF!*1,IF(#REF!=\"Wind\",#REF!*0.7,IF(#REF!=\"Marine\",#REF!*0.7,IF(#REF!=\"Nuclear\",#REF!*0.85,IF(#REF!=\"Pumped_Storage\",#REF!*0.5,IF(#REF!=\"CCS\",#REF!*0.85,IF(#REF!=\"OCGT\",#REF!*0,IF(#REF!=\"\",0,#REF!*F$627))))))))","v":{"$error":"#REF!"}},{"$f":"IF(#REF!=\"Interconnector\",#REF!*1,IF(#REF!=\"Wind\",#REF!*0.7,IF(#REF!=\"Marine\",#REF!*0.7,IF(#REF!=\"Nuclear\",#REF!*0.85,IF(#REF!=\"Pumped_Storage\",#REF!*0.5,IF(#REF!=\"CCS\",#REF!*0.85,IF(#REF!=\"OCGT\",#REF!*0,IF(#REF!=\"\",0,#REF!*G$627))))))))","v":{"$error":"#REF!"}},{"$f":"IF(#REF!=\"Interconnector\",#REF!*1,IF(#REF!=\"Wind\",#REF!*0.7,IF(#REF!=\"Marine\",#REF!*0.7,IF(#REF!=\"Nuclear\",#REF!*0.85,IF(#REF!=\"Pumped_Storage\",#REF!*0.5,IF(#REF!=\"CCS\",#REF!*0.85,IF(#REF!=\"OCGT\",#REF!*0,IF(#REF!=\"\",0,#REF!*H$627))))))))","v":{"$error":"#REF!"}},{"$f":"IF(#REF!=\"Interconnector\",#REF!*1,IF(#REF!=\"Wind\",#REF!*0.7,IF(#REF!=\"Marine\",#REF!*0.7,IF(#REF!=\"Nuclear\",#REF!*0.85,IF(#REF!=\"Pumped_Storage\",#REF!*0.5,IF(#REF!=\"CCS\",#REF!*0.85,IF(#REF!=\"OCGT\",#REF!*0,IF(#REF!=\"\",0,#REF!*I$627))))))))","v":{"$error":"#REF!"}},{"$f":"IF(#REF!=\"Interconnector\",#REF!*1,IF(#REF!=\"Wind\",#REF!*0.7,IF(#REF!=\"Marine\",#REF!*0.7,IF(#REF!=\"Nuclear\",#REF!*0.85,IF(#REF!=\"Pumped_Storage\",#REF!*0.5,IF(#REF!=\"CCS\",#REF!*0.85,IF(#REF!=\"OCGT\",#REF!*0,IF(#REF!=\"\",0,#REF!*J$627))))))))","v":{"$error":"#REF!"}},{"$f":"IF(#REF!=\"Interconnector\",#REF!*1,IF(#REF!=\"Wind\",#REF!*0.7,IF(#REF!=\"Marine\",#REF!*0.7,IF(#REF!=\"Nuclear\",#REF!*0.85,IF(#REF!=\"Pumped_Storage\",#REF!*0.5,IF(#REF!=\"CCS\",#REF!*0.85,IF(#REF!=\"OCGT\",#REF!*0,IF(#REF!=\"\",0,#REF!*K$627))))))))","v":{"$error":"#REF!"}},{"$f":"IF(#REF!=\"Interconnector\",#REF!*1,IF(#REF!=\"Wind\",#REF!*0.7,IF(#REF!=\"Marine\",#REF!*0.7,IF(#REF!=\"Nuclear\",#REF!*0.85,IF(#REF!=\"Pumped_Storage\",#REF!*0.5,IF(#REF!=\"CCS\",#REF!*0.85,IF(#REF!=\"OCGT\",#REF!*0,IF(#REF!=\"\",0,#REF!*L$627))))))))","v":{"$error":"#REF!"}},{"$f":"IF(#REF!=\"Interconnector\",#REF!*1,IF(#REF!=\"Wind\",#REF!*0.7,IF(#REF!=\"Marine\",#REF!*0.7,IF(#REF!=\"Nuclear\",#REF!*0.85,IF(#REF!=\"Pumped_Storage\",#REF!*0.5,IF(#REF!=\"CCS\",#REF!*0.85,IF(#REF!=\"OCGT\",#REF!*0,IF(#REF!=\"\",0,#REF!*M$627))))))))","v":{"$error":"#REF!"}},{"$f":"IF(#REF!=\"Interconnector\",#REF!*1,IF(#REF!=\"Wind\",#REF!*0.7,IF(#REF!=\"Marine\",#REF!*0.7,IF(#REF!=\"Nuclear\",#REF!*0.85,IF(#REF!=\"Pumped_Storage\",#REF!*0.5,IF(#REF!=\"CCS\",#REF!*0.85,IF(#REF!=\"OCGT\",#REF!*0,IF(#REF!=\"\",0,#REF!*N$627))))))))","v":{"$error":"#REF!"}},{"$f":"IF(#REF!=\"Interconnector\",#REF!*1,IF(#REF!=\"Wind\",#REF!*0.7,IF(#REF!=\"Marine\",#REF!*0.7,IF(#REF!=\"Nuclear\",#REF!*0.85,IF(#REF!=\"Pumped_Storage\",#REF!*0.5,IF(#REF!=\"CCS\",#REF!*0.85,IF(#REF!=\"OCGT\",#REF!*0,IF(#REF!=\"\",0,#REF!*O$627))))))))","v":{"$error":"#REF!"}}]
[{"$f":"#REF!","v":{"$error":"#REF!"}},{"$f":"#REF!","v":{"$error":"#REF!"}},{"$f":"#REF!","v":{"$error":"#REF!"}},{"$f":"#REF!","v":{"$error":"#REF!"}},{"$f":"IF(#REF!=\"Interconnector\",#REF!*1,IF(#REF!=\"Wind\",#REF!*0.7,IF(#REF!=\"Marine\",#REF!*0.7,IF(#REF!=\"Nuclear\",#REF!*0.85,IF(#REF!=\"Pumped_Storage\",#REF!*0.5,IF(#REF!=\"CCS\",#REF!*0.85,IF(#REF!=\"OCGT\",#REF!*0,IF(#REF!=\"\",0,#REF!*E$627))))))))","v":{"$error":"#REF!"}},{"$f":"IF(#REF!=\"Interconnector\",#REF!*1,IF(#REF!=\"Wind\",#REF!*0.7,IF(#REF!=\"Marine\",#REF!*0.7,IF(#REF!=\"Nuclear\",#REF!*0.85,IF(#REF!=\"Pumped_Storage\",#REF!*0.5,IF(#REF!=\"CCS\",#REF!*0.85,IF(#REF!=\"OCGT\",#REF!*0,IF(#REF!=\"\",0,#REF!*F$627))))))))","v":{"$error":"#REF!"}},{"$f":"IF(#REF!=\"Interconnector\",#REF!*1,IF(#REF!=\"Wind\",#REF!*0.7,IF(#REF!=\"Marine\",#REF!*0.7,IF(#REF!=\"Nuclear\",#REF!*0.85,IF(#REF!=\"Pumped_Storage\",#REF!*0.5,IF(#REF!=\"CCS\",#REF!*0.85,IF(#REF!=\"OCGT\",#REF!*0,IF(#REF!=\"\",0,#REF!*G$627))))))))","v":{"$error":"#REF!"}},{"$f":"IF(#REF!=\"Interconnector\",#REF!*1,IF(#REF!=\"Wind\",#REF!*0.7,IF(#REF!=\"Marine\",#REF!*0.7,IF(#REF!=\"Nuclear\",#REF!*0.85,IF(#REF!=\"Pumped_Storage\",#REF!*0.5,IF(#REF!=\"CCS\",#REF!*0.85,IF(#REF!=\"OCGT\",#REF!*0,IF(#REF!=\"\",0,#REF!*H$627))))))))","v":{"$error":"#REF!"}},{"$f":"IF(#REF!=\"Interconnector\",#REF!*1,IF(#REF!=\"Wind\",#REF!*0.7,IF(#REF!=\"Marine\",#REF!*0.7,IF(#REF!=\"Nuclear\",#REF!*0.85,IF(#REF!=\"Pumped_Storage\",#REF!*0.5,IF(#REF!=\"CCS\",#REF!*0.85,IF(#REF!=\"OCGT\",#REF!*0,IF(#REF!=\"\",0,#REF!*I$627))))))))","v":{"$error":"#REF!"}},{"$f":"IF(#REF!=\"Interconnector\",#REF!*1,IF(#REF!=\"Wind\",#REF!*0.7,IF(#REF!=\"Marine\",#REF!*0.7,IF(#REF!=\"Nuclear\",#REF!*0.85,IF(#REF!=\"Pumped_Storage\",#REF!*0.5,IF(#REF!=\"CCS\",#REF!*0.85,IF(#REF!=\"OCGT\",#REF!*0,IF(#REF!=\"\",0,#REF!*J$627))))))))","v":{"$error":"#REF!"}},{"$f":"IF(#REF!=\"Interconnector\",#REF!*1,IF(#REF!=\"Wind\",#REF!*0.7,IF(#REF!=\"Marine\",#REF!*0.7,IF(#REF!=\"Nuclear\",#REF!*0.85,IF(#REF!=\"Pumped_Storage\",#REF!*0.5,IF(#REF!=\"CCS\",#REF!*0.85,IF(#REF!=\"OCGT\",#REF!*0,IF(#REF!=\"\",0,#REF!*K$627))))))))","v":{"$error":"#REF!"}},{"$f":"IF(#REF!=\"Interconnector\",#REF!*1,IF(#REF!=\"Wind\",#REF!*0.7,IF(#REF!=\"Marine\",#REF!*0.7,IF(#REF!=\"Nuclear\",#REF!*0.85,IF(#REF!=\"Pumped_Storage\",#REF!*0.5,IF(#REF!=\"CCS\",#REF!*0.85,IF(#REF!=\"OCGT\",#REF!*0,IF(#REF!=\"\",0,#REF!*L$627))))))))","v":{"$error":"#REF!"}},{"$f":"IF(#REF!=\"Interconnector\",#REF!*1,IF(#REF!=\"Wind\",#REF!*0.7,IF(#REF!=\"Marine\",#REF!*0.7,IF(#REF!=\"Nuclear\",#REF!*0.85,IF(#REF!=\"Pumped_Storage\",#REF!*0.5,IF(#REF!=\"CCS\",#REF!*0.85,IF(#REF!=\"OCGT\",#REF!*0,IF(#REF!=\"\",0,#REF!*M$627))))))))","v":{"$error":"#REF!"}},{"$f":"IF(#REF!=\"Interconnector\",#REF!*1,IF(#REF!=\"Wind\",#REF!*0.7,IF(#REF!=\"Marine\",#REF!*0.7,IF(#REF!=\"Nuclear\",#REF!*0.85,IF(#REF!=\"Pumped_Storage\",#REF!*0.5,IF(#REF!=\"CCS\",#REF!*0.85,IF(#REF!=\"OCGT\",#REF!*0,IF(#REF!=\"\",0,#REF!*N$627))))))))","v":{"$error":"#REF!"}},{"$f":"IF(#REF!=\"Interconnector\",#REF!*1,IF(#REF!=\"Wind\",#REF!*0.7,IF(#REF!=\"Marine\",#REF!*0.7,IF(#REF!=\"Nuclear\",#REF!*0.85,IF(#REF!=\"Pumped_Storage\",#REF!*0.5,IF(#REF!=\"CCS\",#REF!*0.85,IF(#REF!=\"OCGT\",#REF!*0,IF(#REF!=\"\",0,#REF!*O$627))))))))","v":{"$error":"#REF!"}}]
[{"$f":"#REF!","v":{"$error":"#REF!"}},{"$f":"#REF!","v":{"$error":"#REF!"}},{"$f":"#REF!","v":{"$error":"#REF!"}},{"$f":"#REF!","v":{"$error":"#REF!"}},{"$f":"IF(#REF!=\"Interconnector\",#REF!*1,IF(#REF!=\"Wind\",#REF!*0.7,IF(#REF!=\"Marine\",#REF!*0.7,IF(#REF!=\"Nuclear\",#REF!*0.85,IF(#REF!=\"Pumped_Storage\",#REF!*0.5,IF(#REF!=\"CCS\",#REF!*0.85,IF(#REF!=\"OCGT\",#REF!*0,IF(#REF!=\"\",0,#REF!*E$627))))))))","v":{"$error":"#REF!"}},{"$f":"IF(#REF!=\"Interconnector\",#REF!*1,IF(#REF!=\"Wind\",#REF!*0.7,IF(#REF!=\"Marine\",#REF!*0.7,IF(#REF!=\"Nuclear\",#REF!*0.85,IF(#REF!=\"Pumped_Storage\",#REF!*0.5,IF(#REF!=\"CCS\",#REF!*0.85,IF(#REF!=\"OCGT\",#REF!*0,IF(#REF!=\"\",0,#REF!*F$627))))))))","v":{"$error":"#REF!"}},{"$f":"IF(#REF!=\"Interconnector\",#REF!*1,IF(#REF!=\"Wind\",#REF!*0.7,IF(#REF!=\"Marine\",#REF!*0.7,IF(#REF!=\"Nuclear\",#REF!*0.85,IF(#REF!=\"Pumped_Storage\",#REF!*0.5,IF(#REF!=\"CCS\",#REF!*0.85,IF(#REF!=\"OCGT\",#REF!*0,IF(#REF!=\"\",0,#REF!*G$627))))))))","v":{"$error":"#REF!"}},{"$f":"IF(#REF!=\"Interconnector\",#REF!*1,IF(#REF!=\"Wind\",#REF!*0.7,IF(#REF!=\"Marine\",#REF!*0.7,IF(#REF!=\"Nuclear\",#REF!*0.85,IF(#REF!=\"Pumped_Storage\",#REF!*0.5,IF(#REF!=\"CCS\",#REF!*0.85,IF(#REF!=\"OCGT\",#REF!*0,IF(#REF!=\"\",0,#REF!*H$627))))))))","v":{"$error":"#REF!"}},{"$f":"IF(#REF!=\"Interconnector\",#REF!*1,IF(#REF!=\"Wind\",#REF!*0.7,IF(#REF!=\"Marine\",#REF!*0.7,IF(#REF!=\"Nuclear\",#REF!*0.85,IF(#REF!=\"Pumped_Storage\",#REF!*0.5,IF(#REF!=\"CCS\",#REF!*0.85,IF(#REF!=\"OCGT\",#REF!*0,IF(#REF!=\"\",0,#REF!*I$627))))))))","v":{"$error":"#REF!"}},{"$f":"IF(#REF!=\"Interconnector\",#REF!*1,IF(#REF!=\"Wind\",#REF!*0.7,IF(#REF!=\"Marine\",#REF!*0.7,IF(#REF!=\"Nuclear\",#REF!*0.85,IF(#REF!=\"Pumped_Storage\",#REF!*0.5,IF(#REF!=\"CCS\",#REF!*0.85,IF(#REF!=\"OCGT\",#REF!*0,IF(#REF!=\"\",0,#REF!*J$627))))))))","v":{"$error":"#REF!"}},{"$f":"IF(#REF!=\"Interconnector\",#REF!*1,IF(#REF!=\"Wind\",#REF!*0.7,IF(#REF!=\"Marine\",#REF!*0.7,IF(#REF!=\"Nuclear\",#REF!*0.85,IF(#REF!=\"Pumped_Storage\",#REF!*0.5,IF(#REF!=\"CCS\",#REF!*0.85,IF(#REF!=\"OCGT\",#REF!*0,IF(#REF!=\"\",0,#REF!*K$627))))))))","v":{"$error":"#REF!"}},{"$f":"IF(#REF!=\"Interconnector\",#REF!*1,IF(#REF!=\"Wind\",#REF!*0.7,IF(#REF!=\"Marine\",#REF!*0.7,IF(#REF!=\"Nuclear\",#REF!*0.85,IF(#REF!=\"Pumped_Storage\",#REF!*0.5,IF(#REF!=\"CCS\",#REF!*0.85,IF(#REF!=\"OCGT\",#REF!*0,IF(#REF!=\"\",0,#REF!*L$627))))))))","v":{"$error":"#REF!"}},{"$f":"IF(#REF!=\"Interconnector\",#REF!*1,IF(#REF!=\"Wind\",#REF!*0.7,IF(#REF!=\"Marine\",#REF!*0.7,IF(#REF!=\"Nuclear\",#REF!*0.85,IF(#REF!=\"Pumped_Storage\",#REF!*0.5,IF(#REF!=\"CCS\",#REF!*0.85,IF(#REF!=\"OCGT\",#REF!*0,IF(#REF!=\"\",0,#REF!*M$627))))))))","v":{"$error":"#REF!"}},{"$f":"IF(#REF!=\"Interconnector\",#REF!*1,IF(#REF!=\"Wind\",#REF!*0.7,IF(#REF!=\"Marine\",#REF!*0.7,IF(#REF!=\"Nuclear\",#REF!*0.85,IF(#REF!=\"Pumped_Storage\",#REF!*0.5,IF(#REF!=\"CCS\",#REF!*0.85,IF(#REF!=\"OCGT\",#REF!*0,IF(#REF!=\"\",0,#REF!*N$627))))))))","v":{"$error":"#REF!"}},{"$f":"IF(#REF!=\"Interconnector\",#REF!*1,IF(#REF!=\"Wind\",#REF!*0.7,IF(#REF!=\"Marine\",#REF!*0.7,IF(#REF!=\"Nuclear\",#REF!*0.85,IF(#REF!=\"Pumped_Storage\",#REF!*0.5,IF(#REF!=\"CCS\",#REF!*0.85,IF(#REF!=\"OCGT\",#REF!*0,IF(#REF!=\"\",0,#REF!*O$627))))))))","v":{"$error":"#REF!"}}]
[{"$f":"#REF!","v":{"$error":"#REF!"}},{"$f":"#REF!","v":{"$error":"#REF!"}},{"$f":"#REF!","v":{"$error":"#REF!"}},{"$f":"#REF!","v":{"$error":"#REF!"}},{"$f":"IF(#REF!=\"Interconnector\",#REF!*1,IF(#REF!=\"Wind\",#REF!*0.7,IF(#REF!=\"Marine\",#REF!*0.7,IF(#REF!=\"Nuclear\",#REF!*0.85,IF(#REF!=\"Pumped_Storage\",#REF!*0.5,IF(#REF!=\"CCS\",#REF!*0.85,IF(#REF!=\"OCGT\",#REF!*0,IF(#REF!=\"\",0,#REF!*E$627))))))))","v":{"$error":"#REF!"}},{"$f":"IF(#REF!=\"Interconnector\",#REF!*1,IF(#REF!=\"Wind\",#REF!*0.7,IF(#REF!=\"Marine\",#REF!*0.7,IF(#REF!=\"Nuclear\",#REF!*0.85,IF(#REF!=\"Pumped_Storage\",#REF!*0.5,IF(#REF!=\"CCS\",#REF!*0.85,IF(#REF!=\"OCGT\",#REF!*0,IF(#REF!=\"\",0,#REF!*F$627))))))))","v":{"$error":"#REF!"}},{"$f":"IF(#REF!=\"Interconnector\",#REF!*1,IF(#REF!=\"Wind\",#REF!*0.7,IF(#REF!=\"Marine\",#REF!*0.7,IF(#REF!=\"Nuclear\",#REF!*0.85,IF(#REF!=\"Pumped_Storage\",#REF!*0.5,IF(#REF!=\"CCS\",#REF!*0.85,IF(#REF!=\"OCGT\",#REF!*0,IF(#REF!=\"\",0,#REF!*G$627))))))))","v":{"$error":"#REF!"}},{"$f":"IF(#REF!=\"Interconnector\",#REF!*1,IF(#REF!=\"Wind\",#REF!*0.7,IF(#REF!=\"Marine\",#REF!*0.7,IF(#REF!=\"Nuclear\",#REF!*0.85,IF(#REF!=\"Pumped_Storage\",#REF!*0.5,IF(#REF!=\"CCS\",#REF!*0.85,IF(#REF!=\"OCGT\",#REF!*0,IF(#REF!=\"\",0,#REF!*H$627))))))))","v":{"$error":"#REF!"}},{"$f":"IF(#REF!=\"Interconnector\",#REF!*1,IF(#REF!=\"Wind\",#REF!*0.7,IF(#REF!=\"Marine\",#REF!*0.7,IF(#REF!=\"Nuclear\",#REF!*0.85,IF(#REF!=\"Pumped_Storage\",#REF!*0.5,IF(#REF!=\"CCS\",#REF!*0.85,IF(#REF!=\"OCGT\",#REF!*0,IF(#REF!=\"\",0,#REF!*I$627))))))))","v":{"$error":"#REF!"}},{"$f":"IF(#REF!=\"Interconnector\",#REF!*1,IF(#REF!=\"Wind\",#REF!*0.7,IF(#REF!=\"Marine\",#REF!*0.7,IF(#REF!=\"Nuclear\",#REF!*0.85,IF(#REF!=\"Pumped_Storage\",#REF!*0.5,IF(#REF!=\"CCS\",#REF!*0.85,IF(#REF!=\"OCGT\",#REF!*0,IF(#REF!=\"\",0,#REF!*J$627))))))))","v":{"$error":"#REF!"}},{"$f":"IF(#REF!=\"Interconnector\",#REF!*1,IF(#REF!=\"Wind\",#REF!*0.7,IF(#REF!=\"Marine\",#REF!*0.7,IF(#REF!=\"Nuclear\",#REF!*0.85,IF(#REF!=\"Pumped_Storage\",#REF!*0.5,IF(#REF!=\"CCS\",#REF!*0.85,IF(#REF!=\"OCGT\",#REF!*0,IF(#REF!=\"\",0,#REF!*K$627))))))))","v":{"$error":"#REF!"}},{"$f":"IF(#REF!=\"Interconnector\",#REF!*1,IF(#REF!=\"Wind\",#REF!*0.7,IF(#REF!=\"Marine\",#REF!*0.7,IF(#REF!=\"Nuclear\",#REF!*0.85,IF(#REF!=\"Pumped_Storage\",#REF!*0.5,IF(#REF!=\"CCS\",#REF!*0.85,IF(#REF!=\"OCGT\",#REF!*0,IF(#REF!=\"\",0,#REF!*L$627))))))))","v":{"$error":"#REF!"}},{"$f":"IF(#REF!=\"Interconnector\",#REF!*1,IF(#REF!=\"Wind\",#REF!*0.7,IF(#REF!=\"Marine\",#REF!*0.7,IF(#REF!=\"Nuclear\",#REF!*0.85,IF(#REF!=\"Pumped_Storage\",#REF!*0.5,IF(#REF!=\"CCS\",#REF!*0.85,IF(#REF!=\"OCGT\",#REF!*0,IF(#REF!=\"\",0,#REF!*M$627))))))))","v":{"$error":"#REF!"}},{"$f":"IF(#REF!=\"Interconnector\",#REF!*1,IF(#REF!=\"Wind\",#REF!*0.7,IF(#REF!=\"Marine\",#REF!*0.7,IF(#REF!=\"Nuclear\",#REF!*0.85,IF(#REF!=\"Pumped_Storage\",#REF!*0.5,IF(#REF!=\"CCS\",#REF!*0.85,IF(#REF!=\"OCGT\",#REF!*0,IF(#REF!=\"\",0,#REF!*N$627))))))))","v":{"$error":"#REF!"}},{"$f":"IF(#REF!=\"Interconnector\",#REF!*1,IF(#REF!=\"Wind\",#REF!*0.7,IF(#REF!=\"Marine\",#REF!*0.7,IF(#REF!=\"Nuclear\",#REF!*0.85,IF(#REF!=\"Pumped_Storage\",#REF!*0.5,IF(#REF!=\"CCS\",#REF!*0.85,IF(#REF!=\"OCGT\",#REF!*0,IF(#REF!=\"\",0,#REF!*O$627))))))))","v":{"$error":"#REF!"}}]
[{"$f":"#REF!","v":{"$error":"#REF!"}},{"$f":"#REF!","v":{"$error":"#REF!"}},{"$f":"#REF!","v":{"$error":"#REF!"}},{"$f":"#REF!","v":{"$error":"#REF!"}},{"$f":"IF(#REF!=\"Interconnector\",#REF!*1,IF(#REF!=\"Wind\",#REF!*0.7,IF(#REF!=\"Marine\",#REF!*0.7,IF(#REF!=\"Nuclear\",#REF!*0.85,IF(#REF!=\"Pumped_Storage\",#REF!*0.5,IF(#REF!=\"CCS\",#REF!*0.85,IF(#REF!=\"OCGT\",#REF!*0,IF(#REF!=\"\",0,#REF!*E$627))))))))","v":{"$error":"#REF!"}},{"$f":"IF(#REF!=\"Interconnector\",#REF!*1,IF(#REF!=\"Wind\",#REF!*0.7,IF(#REF!=\"Marine\",#REF!*0.7,IF(#REF!=\"Nuclear\",#REF!*0.85,IF(#REF!=\"Pumped_Storage\",#REF!*0.5,IF(#REF!=\"CCS\",#REF!*0.85,IF(#REF!=\"OCGT\",#REF!*0,IF(#REF!=\"\",0,#REF!*F$627))))))))","v":{"$error":"#REF!"}},{"$f":"IF(#REF!=\"Interconnector\",#REF!*1,IF(#REF!=\"Wind\",#REF!*0.7,IF(#REF!=\"Marine\",#REF!*0.7,IF(#REF!=\"Nuclear\",#REF!*0.85,IF(#REF!=\"Pumped_Storage\",#REF!*0.5,IF(#REF!=\"CCS\",#REF!*0.85,IF(#REF!=\"OCGT\",#REF!*0,IF(#REF!=\"\",0,#REF!*G$627))))))))","v":{"$error":"#REF!"}},{"$f":"IF(#REF!=\"Interconnector\",#REF!*1,IF(#REF!=\"Wind\",#REF!*0.7,IF(#REF!=\"Marine\",#REF!*0.7,IF(#REF!=\"Nuclear\",#REF!*0.85,IF(#REF!=\"Pumped_Storage\",#REF!*0.5,IF(#REF!=\"CCS\",#REF!*0.85,IF(#REF!=\"OCGT\",#REF!*0,IF(#REF!=\"\",0,#REF!*H$627))))))))","v":{"$error":"#REF!"}},{"$f":"IF(#REF!=\"Interconnector\",#REF!*1,IF(#REF!=\"Wind\",#REF!*0.7,IF(#REF!=\"Marine\",#REF!*0.7,IF(#REF!=\"Nuclear\",#REF!*0.85,IF(#REF!=\"Pumped_Storage\",#REF!*0.5,IF(#REF!=\"CCS\",#REF!*0.85,IF(#REF!=\"OCGT\",#REF!*0,IF(#REF!=\"\",0,#REF!*I$627))))))))","v":{"$error":"#REF!"}},{"$f":"IF(#REF!=\"Interconnector\",#REF!*1,IF(#REF!=\"Wind\",#REF!*0.7,IF(#REF!=\"Marine\",#REF!*0.7,IF(#REF!=\"Nuclear\",#REF!*0.85,IF(#REF!=\"Pumped_Storage\",#REF!*0.5,IF(#REF!=\"CCS\",#REF!*0.85,IF(#REF!=\"OCGT\",#REF!*0,IF(#REF!=\"\",0,#REF!*J$627))))))))","v":{"$error":"#REF!"}},{"$f":"IF(#REF!=\"Interconnector\",#REF!*1,IF(#REF!=\"Wind\",#REF!*0.7,IF(#REF!=\"Marine\",#REF!*0.7,IF(#REF!=\"Nuclear\",#REF!*0.85,IF(#REF!=\"Pumped_Storage\",#REF!*0.5,IF(#REF!=\"CCS\",#REF!*0.85,IF(#REF!=\"OCGT\",#REF!*0,IF(#REF!=\"\",0,#REF!*K$627))))))))","v":{"$error":"#REF!"}},{"$f":"IF(#REF!=\"Interconnector\",#REF!*1,IF(#REF!=\"Wind\",#REF!*0.7,IF(#REF!=\"Marine\",#REF!*0.7,IF(#REF!=\"Nuclear\",#REF!*0.85,IF(#REF!=\"Pumped_Storage\",#REF!*0.5,IF(#REF!=\"CCS\",#REF!*0.85,IF(#REF!=\"OCGT\",#REF!*0,IF(#REF!=\"\",0,#REF!*L$627))))))))","v":{"$error":"#REF!"}},{"$f":"IF(#REF!=\"Interconnector\",#REF!*1,IF(#REF!=\"Wind\",#REF!*0.7,IF(#REF!=\"Marine\",#REF!*0.7,IF(#REF!=\"Nuclear\",#REF!*0.85,IF(#REF!=\"Pumped_Storage\",#REF!*0.5,IF(#REF!=\"CCS\",#REF!*0.85,IF(#REF!=\"OCGT\",#REF!*0,IF(#REF!=\"\",0,#REF!*M$627))))))))","v":{"$error":"#REF!"}},{"$f":"IF(#REF!=\"Interconnector\",#REF!*1,IF(#REF!=\"Wind\",#REF!*0.7,IF(#REF!=\"Marine\",#REF!*0.7,IF(#REF!=\"Nuclear\",#REF!*0.85,IF(#REF!=\"Pumped_Storage\",#REF!*0.5,IF(#REF!=\"CCS\",#REF!*0.85,IF(#REF!=\"OCGT\",#REF!*0,IF(#REF!=\"\",0,#REF!*N$627))))))))","v":{"$error":"#REF!"}},{"$f":"IF(#REF!=\"Interconnector\",#REF!*1,IF(#REF!=\"Wind\",#REF!*0.7,IF(#REF!=\"Marine\",#REF!*0.7,IF(#REF!=\"Nuclear\",#REF!*0.85,IF(#REF!=\"Pumped_Storage\",#REF!*0.5,IF(#REF!=\"CCS\",#REF!*0.85,IF(#REF!=\"OCGT\",#REF!*0,IF(#REF!=\"\",0,#REF!*O$627))))))))","v":{"$error":"#REF!"}}]
[{"$f":"#REF!","v":{"$error":"#REF!"}},{"$f":"#REF!","v":{"$error":"#REF!"}},{"$f":"#REF!","v":{"$error":"#REF!"}},{"$f":"#REF!","v":{"$error":"#REF!"}},{"$f":"IF(#REF!=\"Interconnector\",#REF!*1,IF(#REF!=\"Wind\",#REF!*0.7,IF(#REF!=\"Marine\",#REF!*0.7,IF(#REF!=\"Nuclear\",#REF!*0.85,IF(#REF!=\"Pumped_Storage\",#REF!*0.5,IF(#REF!=\"CCS\",#REF!*0.85,IF(#REF!=\"OCGT\",#REF!*0,IF(#REF!=\"\",0,#REF!*E$627))))))))","v":{"$error":"#REF!"}},{"$f":"IF(#REF!=\"Interconnector\",#REF!*1,IF(#REF!=\"Wind\",#REF!*0.7,IF(#REF!=\"Marine\",#REF!*0.7,IF(#REF!=\"Nuclear\",#REF!*0.85,IF(#REF!=\"Pumped_Storage\",#REF!*0.5,IF(#REF!=\"CCS\",#REF!*0.85,IF(#REF!=\"OCGT\",#REF!*0,IF(#REF!=\"\",0,#REF!*F$627))))))))","v":{"$error":"#REF!"}},{"$f":"IF(#REF!=\"Interconnector\",#REF!*1,IF(#REF!=\"Wind\",#REF!*0.7,IF(#REF!=\"Marine\",#REF!*0.7,IF(#REF!=\"Nuclear\",#REF!*0.85,IF(#REF!=\"Pumped_Storage\",#REF!*0.5,IF(#REF!=\"CCS\",#REF!*0.85,IF(#REF!=\"OCGT\",#REF!*0,IF(#REF!=\"\",0,#REF!*G$627))))))))","v":{"$error":"#REF!"}},{"$f":"IF(#REF!=\"Interconnector\",#REF!*1,IF(#REF!=\"Wind\",#REF!*0.7,IF(#REF!=\"Marine\",#REF!*0.7,IF(#REF!=\"Nuclear\",#REF!*0.85,IF(#REF!=\"Pumped_Storage\",#REF!*0.5,IF(#REF!=\"CCS\",#REF!*0.85,IF(#REF!=\"OCGT\",#REF!*0,IF(#REF!=\"\",0,#REF!*H$627))))))))","v":{"$error":"#REF!"}},{"$f":"IF(#REF!=\"Interconnector\",#REF!*1,IF(#REF!=\"Wind\",#REF!*0.7,IF(#REF!=\"Marine\",#REF!*0.7,IF(#REF!=\"Nuclear\",#REF!*0.85,IF(#REF!=\"Pumped_Storage\",#REF!*0.5,IF(#REF!=\"CCS\",#REF!*0.85,IF(#REF!=\"OCGT\",#REF!*0,IF(#REF!=\"\",0,#REF!*I$627))))))))","v":{"$error":"#REF!"}},{"$f":"IF(#REF!=\"Interconnector\",#REF!*1,IF(#REF!=\"Wind\",#REF!*0.7,IF(#REF!=\"Marine\",#REF!*0.7,IF(#REF!=\"Nuclear\",#REF!*0.85,IF(#REF!=\"Pumped_Storage\",#REF!*0.5,IF(#REF!=\"CCS\",#REF!*0.85,IF(#REF!=\"OCGT\",#REF!*0,IF(#REF!=\"\",0,#REF!*J$627))))))))","v":{"$error":"#REF!"}},{"$f":"IF(#REF!=\"Interconnector\",#REF!*1,IF(#REF!=\"Wind\",#REF!*0.7,IF(#REF!=\"Marine\",#REF!*0.7,IF(#REF!=\"Nuclear\",#REF!*0.85,IF(#REF!=\"Pumped_Storage\",#REF!*0.5,IF(#REF!=\"CCS\",#REF!*0.85,IF(#REF!=\"OCGT\",#REF!*0,IF(#REF!=\"\",0,#REF!*K$627))))))))","v":{"$error":"#REF!"}},{"$f":"IF(#REF!=\"Interconnector\",#REF!*1,IF(#REF!=\"Wind\",#REF!*0.7,IF(#REF!=\"Marine\",#REF!*0.7,IF(#REF!=\"Nuclear\",#REF!*0.85,IF(#REF!=\"Pumped_Storage\",#REF!*0.5,IF(#REF!=\"CCS\",#REF!*0.85,IF(#REF!=\"OCGT\",#REF!*0,IF(#REF!=\"\",0,#REF!*L$627))))))))","v":{"$error":"#REF!"}},{"$f":"IF(#REF!=\"Interconnector\",#REF!*1,IF(#REF!=\"Wind\",#REF!*0.7,IF(#REF!=\"Marine\",#REF!*0.7,IF(#REF!=\"Nuclear\",#REF!*0.85,IF(#REF!=\"Pumped_Storage\",#REF!*0.5,IF(#REF!=\"CCS\",#REF!*0.85,IF(#REF!=\"OCGT\",#REF!*0,IF(#REF!=\"\",0,#REF!*M$627))))))))","v":{"$error":"#REF!"}},{"$f":"IF(#REF!=\"Interconnector\",#REF!*1,IF(#REF!=\"Wind\",#REF!*0.7,IF(#REF!=\"Marine\",#REF!*0.7,IF(#REF!=\"Nuclear\",#REF!*0.85,IF(#REF!=\"Pumped_Storage\",#REF!*0.5,IF(#REF!=\"CCS\",#REF!*0.85,IF(#REF!=\"OCGT\",#REF!*0,IF(#REF!=\"\",0,#REF!*N$627))))))))","v":{"$error":"#REF!"}},{"$f":"IF(#REF!=\"Interconnector\",#REF!*1,IF(#REF!=\"Wind\",#REF!*0.7,IF(#REF!=\"Marine\",#REF!*0.7,IF(#REF!=\"Nuclear\",#REF!*0.85,IF(#REF!=\"Pumped_Storage\",#REF!*0.5,IF(#REF!=\"CCS\",#REF!*0.85,IF(#REF!=\"OCGT\",#REF!*0,IF(#REF!=\"\",0,#REF!*O$627))))))))","v":{"$error":"#REF!"}}]
[{"$f":"#REF!","v":{"$error":"#REF!"}},{"$f":"#REF!","v":{"$error":"#REF!"}},{"$f":"#REF!","v":{"$error":"#REF!"}},{"$f":"#REF!","v":{"$error":"#REF!"}},{"$f":"IF(#REF!=\"Interconnector\",#REF!*1,IF(#REF!=\"Wind\",#REF!*0.7,IF(#REF!=\"Marine\",#REF!*0.7,IF(#REF!=\"Nuclear\",#REF!*0.85,IF(#REF!=\"Pumped_Storage\",#REF!*0.5,IF(#REF!=\"CCS\",#REF!*0.85,IF(#REF!=\"OCGT\",#REF!*0,IF(#REF!=\"\",0,#REF!*E$627))))))))","v":{"$error":"#REF!"}},{"$f":"IF(#REF!=\"Interconnector\",#REF!*1,IF(#REF!=\"Wind\",#REF!*0.7,IF(#REF!=\"Marine\",#REF!*0.7,IF(#REF!=\"Nuclear\",#REF!*0.85,IF(#REF!=\"Pumped_Storage\",#REF!*0.5,IF(#REF!=\"CCS\",#REF!*0.85,IF(#REF!=\"OCGT\",#REF!*0,IF(#REF!=\"\",0,#REF!*F$627))))))))","v":{"$error":"#REF!"}},{"$f":"IF(#REF!=\"Interconnector\",#REF!*1,IF(#REF!=\"Wind\",#REF!*0.7,IF(#REF!=\"Marine\",#REF!*0.7,IF(#REF!=\"Nuclear\",#REF!*0.85,IF(#REF!=\"Pumped_Storage\",#REF!*0.5,IF(#REF!=\"CCS\",#REF!*0.85,IF(#REF!=\"OCGT\",#REF!*0,IF(#REF!=\"\",0,#REF!*G$627))))))))","v":{"$error":"#REF!"}},{"$f":"IF(#REF!=\"Interconnector\",#REF!*1,IF(#REF!=\"Wind\",#REF!*0.7,IF(#REF!=\"Marine\",#REF!*0.7,IF(#REF!=\"Nuclear\",#REF!*0.85,IF(#REF!=\"Pumped_Storage\",#REF!*0.5,IF(#REF!=\"CCS\",#REF!*0.85,IF(#REF!=\"OCGT\",#REF!*0,IF(#REF!=\"\",0,#REF!*H$627))))))))","v":{"$error":"#REF!"}},{"$f":"IF(#REF!=\"Interconnector\",#REF!*1,IF(#REF!=\"Wind\",#REF!*0.7,IF(#REF!=\"Marine\",#REF!*0.7,IF(#REF!=\"Nuclear\",#REF!*0.85,IF(#REF!=\"Pumped_Storage\",#REF!*0.5,IF(#REF!=\"CCS\",#REF!*0.85,IF(#REF!=\"OCGT\",#REF!*0,IF(#REF!=\"\",0,#REF!*I$627))))))))","v":{"$error":"#REF!"}},{"$f":"IF(#REF!=\"Interconnector\",#REF!*1,IF(#REF!=\"Wind\",#REF!*0.7,IF(#REF!=\"Marine\",#REF!*0.7,IF(#REF!=\"Nuclear\",#REF!*0.85,IF(#REF!=\"Pumped_Storage\",#REF!*0.5,IF(#REF!=\"CCS\",#REF!*0.85,IF(#REF!=\"OCGT\",#REF!*0,IF(#REF!=\"\",0,#REF!*J$627))))))))","v":{"$error":"#REF!"}},{"$f":"IF(#REF!=\"Interconnector\",#REF!*1,IF(#REF!=\"Wind\",#REF!*0.7,IF(#REF!=\"Marine\",#REF!*0.7,IF(#REF!=\"Nuclear\",#REF!*0.85,IF(#REF!=\"Pumped_Storage\",#REF!*0.5,IF(#REF!=\"CCS\",#REF!*0.85,IF(#REF!=\"OCGT\",#REF!*0,IF(#REF!=\"\",0,#REF!*K$627))))))))","v":{"$error":"#REF!"}},{"$f":"IF(#REF!=\"Interconnector\",#REF!*1,IF(#REF!=\"Wind\",#REF!*0.7,IF(#REF!=\"Marine\",#REF!*0.7,IF(#REF!=\"Nuclear\",#REF!*0.85,IF(#REF!=\"Pumped_Storage\",#REF!*0.5,IF(#REF!=\"CCS\",#REF!*0.85,IF(#REF!=\"OCGT\",#REF!*0,IF(#REF!=\"\",0,#REF!*L$627))))))))","v":{"$error":"#REF!"}},{"$f":"IF(#REF!=\"Interconnector\",#REF!*1,IF(#REF!=\"Wind\",#REF!*0.7,IF(#REF!=\"Marine\",#REF!*0.7,IF(#REF!=\"Nuclear\",#REF!*0.85,IF(#REF!=\"Pumped_Storage\",#REF!*0.5,IF(#REF!=\"CCS\",#REF!*0.85,IF(#REF!=\"OCGT\",#REF!*0,IF(#REF!=\"\",0,#REF!*M$627))))))))","v":{"$error":"#REF!"}},{"$f":"IF(#REF!=\"Interconnector\",#REF!*1,IF(#REF!=\"Wind\",#REF!*0.7,IF(#REF!=\"Marine\",#REF!*0.7,IF(#REF!=\"Nuclear\",#REF!*0.85,IF(#REF!=\"Pumped_Storage\",#REF!*0.5,IF(#REF!=\"CCS\",#REF!*0.85,IF(#REF!=\"OCGT\",#REF!*0,IF(#REF!=\"\",0,#REF!*N$627))))))))","v":{"$error":"#REF!"}},{"$f":"IF(#REF!=\"Interconnector\",#REF!*1,IF(#REF!=\"Wind\",#REF!*0.7,IF(#REF!=\"Marine\",#REF!*0.7,IF(#REF!=\"Nuclear\",#REF!*0.85,IF(#REF!=\"Pumped_Storage\",#REF!*0.5,IF(#REF!=\"CCS\",#REF!*0.85,IF(#REF!=\"OCGT\",#REF!*0,IF(#REF!=\"\",0,#REF!*O$627))))))))","v":{"$error":"#REF!"}}]
[{"$f":"#REF!","v":{"$error":"#REF!"}},{"$f":"#REF!","v":{"$error":"#REF!"}},{"$f":"#REF!","v":{"$error":"#REF!"}},{"$f":"#REF!","v":{"$error":"#REF!"}},{"$f":"IF(#REF!=\"Interconnector\",#REF!*1,IF(#REF!=\"Wind\",#REF!*0.7,IF(#REF!=\"Marine\",#REF!*0.7,IF(#REF!=\"Nuclear\",#REF!*0.85,IF(#REF!=\"Pumped_Storage\",#REF!*0.5,IF(#REF!=\"CCS\",#REF!*0.85,IF(#REF!=\"OCGT\",#REF!*0,IF(#REF!=\"\",0,#REF!*E$627))))))))","v":{"$error":"#REF!"}},{"$f":"IF(#REF!=\"Interconnector\",#REF!*1,IF(#REF!=\"Wind\",#REF!*0.7,IF(#REF!=\"Marine\",#REF!*0.7,IF(#REF!=\"Nuclear\",#REF!*0.85,IF(#REF!=\"Pumped_Storage\",#REF!*0.5,IF(#REF!=\"CCS\",#REF!*0.85,IF(#REF!=\"OCGT\",#REF!*0,IF(#REF!=\"\",0,#REF!*F$627))))))))","v":{"$error":"#REF!"}},{"$f":"IF(#REF!=\"Interconnector\",#REF!*1,IF(#REF!=\"Wind\",#REF!*0.7,IF(#REF!=\"Marine\",#REF!*0.7,IF(#REF!=\"Nuclear\",#REF!*0.85,IF(#REF!=\"Pumped_Storage\",#REF!*0.5,IF(#REF!=\"CCS\",#REF!*0.85,IF(#REF!=\"OCGT\",#REF!*0,IF(#REF!=\"\",0,#REF!*G$627))))))))","v":{"$error":"#REF!"}},{"$f":"IF(#REF!=\"Interconnector\",#REF!*1,IF(#REF!=\"Wind\",#REF!*0.7,IF(#REF!=\"Marine\",#REF!*0.7,IF(#REF!=\"Nuclear\",#REF!*0.85,IF(#REF!=\"Pumped_Storage\",#REF!*0.5,IF(#REF!=\"CCS\",#REF!*0.85,IF(#REF!=\"OCGT\",#REF!*0,IF(#REF!=\"\",0,#REF!*H$627))))))))","v":{"$error":"#REF!"}},{"$f":"IF(#REF!=\"Interconnector\",#REF!*1,IF(#REF!=\"Wind\",#REF!*0.7,IF(#REF!=\"Marine\",#REF!*0.7,IF(#REF!=\"Nuclear\",#REF!*0.85,IF(#REF!=\"Pumped_Storage\",#REF!*0.5,IF(#REF!=\"CCS\",#REF!*0.85,IF(#REF!=\"OCGT\",#REF!*0,IF(#REF!=\"\",0,#REF!*I$627))))))))","v":{"$error":"#REF!"}},{"$f":"IF(#REF!=\"Interconnector\",#REF!*1,IF(#REF!=\"Wind\",#REF!*0.7,IF(#REF!=\"Marine\",#REF!*0.7,IF(#REF!=\"Nuclear\",#REF!*0.85,IF(#REF!=\"Pumped_Storage\",#REF!*0.5,IF(#REF!=\"CCS\",#REF!*0.85,IF(#REF!=\"OCGT\",#REF!*0,IF(#REF!=\"\",0,#REF!*J$627))))))))","v":{"$error":"#REF!"}},{"$f":"IF(#REF!=\"Interconnector\",#REF!*1,IF(#REF!=\"Wind\",#REF!*0.7,IF(#REF!=\"Marine\",#REF!*0.7,IF(#REF!=\"Nuclear\",#REF!*0.85,IF(#REF!=\"Pumped_Storage\",#REF!*0.5,IF(#REF!=\"CCS\",#REF!*0.85,IF(#REF!=\"OCGT\",#REF!*0,IF(#REF!=\"\",0,#REF!*K$627))))))))","v":{"$error":"#REF!"}},{"$f":"IF(#REF!=\"Interconnector\",#REF!*1,IF(#REF!=\"Wind\",#REF!*0.7,IF(#REF!=\"Marine\",#REF!*0.7,IF(#REF!=\"Nuclear\",#REF!*0.85,IF(#REF!=\"Pumped_Storage\",#REF!*0.5,IF(#REF!=\"CCS\",#REF!*0.85,IF(#REF!=\"OCGT\",#REF!*0,IF(#REF!=\"\",0,#REF!*L$627))))))))","v":{"$error":"#REF!"}},{"$f":"IF(#REF!=\"Interconnector\",#REF!*1,IF(#REF!=\"Wind\",#REF!*0.7,IF(#REF!=\"Marine\",#REF!*0.7,IF(#REF!=\"Nuclear\",#REF!*0.85,IF(#REF!=\"Pumped_Storage\",#REF!*0.5,IF(#REF!=\"CCS\",#REF!*0.85,IF(#REF!=\"OCGT\",#REF!*0,IF(#REF!=\"\",0,#REF!*M$627))))))))","v":{"$error":"#REF!"}},{"$f":"IF(#REF!=\"Interconnector\",#REF!*1,IF(#REF!=\"Wind\",#REF!*0.7,IF(#REF!=\"Marine\",#REF!*0.7,IF(#REF!=\"Nuclear\",#REF!*0.85,IF(#REF!=\"Pumped_Storage\",#REF!*0.5,IF(#REF!=\"CCS\",#REF!*0.85,IF(#REF!=\"OCGT\",#REF!*0,IF(#REF!=\"\",0,#REF!*N$627))))))))","v":{"$error":"#REF!"}},{"$f":"IF(#REF!=\"Interconnector\",#REF!*1,IF(#REF!=\"Wind\",#REF!*0.7,IF(#REF!=\"Marine\",#REF!*0.7,IF(#REF!=\"Nuclear\",#REF!*0.85,IF(#REF!=\"Pumped_Storage\",#REF!*0.5,IF(#REF!=\"CCS\",#REF!*0.85,IF(#REF!=\"OCGT\",#REF!*0,IF(#REF!=\"\",0,#REF!*O$627))))))))","v":{"$error":"#REF!"}}]
[{"$f":"#REF!","v":{"$error":"#REF!"}},{"$f":"#REF!","v":{"$error":"#REF!"}},{"$f":"#REF!","v":{"$error":"#REF!"}},{"$f":"#REF!","v":{"$error":"#REF!"}},{"$f":"IF(#REF!=\"Interconnector\",#REF!*1,IF(#REF!=\"Wind\",#REF!*0.7,IF(#REF!=\"Marine\",#REF!*0.7,IF(#REF!=\"Nuclear\",#REF!*0.85,IF(#REF!=\"Pumped_Storage\",#REF!*0.5,IF(#REF!=\"CCS\",#REF!*0.85,IF(#REF!=\"OCGT\",#REF!*0,IF(#REF!=\"\",0,#REF!*E$627))))))))","v":{"$error":"#REF!"}},{"$f":"IF(#REF!=\"Interconnector\",#REF!*1,IF(#REF!=\"Wind\",#REF!*0.7,IF(#REF!=\"Marine\",#REF!*0.7,IF(#REF!=\"Nuclear\",#REF!*0.85,IF(#REF!=\"Pumped_Storage\",#REF!*0.5,IF(#REF!=\"CCS\",#REF!*0.85,IF(#REF!=\"OCGT\",#REF!*0,IF(#REF!=\"\",0,#REF!*F$627))))))))","v":{"$error":"#REF!"}},{"$f":"IF(#REF!=\"Interconnector\",#REF!*1,IF(#REF!=\"Wind\",#REF!*0.7,IF(#REF!=\"Marine\",#REF!*0.7,IF(#REF!=\"Nuclear\",#REF!*0.85,IF(#REF!=\"Pumped_Storage\",#REF!*0.5,IF(#REF!=\"CCS\",#REF!*0.85,IF(#REF!=\"OCGT\",#REF!*0,IF(#REF!=\"\",0,#REF!*G$627))))))))","v":{"$error":"#REF!"}},{"$f":"IF(#REF!=\"Interconnector\",#REF!*1,IF(#REF!=\"Wind\",#REF!*0.7,IF(#REF!=\"Marine\",#REF!*0.7,IF(#REF!=\"Nuclear\",#REF!*0.85,IF(#REF!=\"Pumped_Storage\",#REF!*0.5,IF(#REF!=\"CCS\",#REF!*0.85,IF(#REF!=\"OCGT\",#REF!*0,IF(#REF!=\"\",0,#REF!*H$627))))))))","v":{"$error":"#REF!"}},{"$f":"IF(#REF!=\"Interconnector\",#REF!*1,IF(#REF!=\"Wind\",#REF!*0.7,IF(#REF!=\"Marine\",#REF!*0.7,IF(#REF!=\"Nuclear\",#REF!*0.85,IF(#REF!=\"Pumped_Storage\",#REF!*0.5,IF(#REF!=\"CCS\",#REF!*0.85,IF(#REF!=\"OCGT\",#REF!*0,IF(#REF!=\"\",0,#REF!*I$627))))))))","v":{"$error":"#REF!"}},{"$f":"IF(#REF!=\"Interconnector\",#REF!*1,IF(#REF!=\"Wind\",#REF!*0.7,IF(#REF!=\"Marine\",#REF!*0.7,IF(#REF!=\"Nuclear\",#REF!*0.85,IF(#REF!=\"Pumped_Storage\",#REF!*0.5,IF(#REF!=\"CCS\",#REF!*0.85,IF(#REF!=\"OCGT\",#REF!*0,IF(#REF!=\"\",0,#REF!*J$627))))))))","v":{"$error":"#REF!"}},{"$f":"IF(#REF!=\"Interconnector\",#REF!*1,IF(#REF!=\"Wind\",#REF!*0.7,IF(#REF!=\"Marine\",#REF!*0.7,IF(#REF!=\"Nuclear\",#REF!*0.85,IF(#REF!=\"Pumped_Storage\",#REF!*0.5,IF(#REF!=\"CCS\",#REF!*0.85,IF(#REF!=\"OCGT\",#REF!*0,IF(#REF!=\"\",0,#REF!*K$627))))))))","v":{"$error":"#REF!"}},{"$f":"IF(#REF!=\"Interconnector\",#REF!*1,IF(#REF!=\"Wind\",#REF!*0.7,IF(#REF!=\"Marine\",#REF!*0.7,IF(#REF!=\"Nuclear\",#REF!*0.85,IF(#REF!=\"Pumped_Storage\",#REF!*0.5,IF(#REF!=\"CCS\",#REF!*0.85,IF(#REF!=\"OCGT\",#REF!*0,IF(#REF!=\"\",0,#REF!*L$627))))))))","v":{"$error":"#REF!"}},{"$f":"IF(#REF!=\"Interconnector\",#REF!*1,IF(#REF!=\"Wind\",#REF!*0.7,IF(#REF!=\"Marine\",#REF!*0.7,IF(#REF!=\"Nuclear\",#REF!*0.85,IF(#REF!=\"Pumped_Storage\",#REF!*0.5,IF(#REF!=\"CCS\",#REF!*0.85,IF(#REF!=\"OCGT\",#REF!*0,IF(#REF!=\"\",0,#REF!*M$627))))))))","v":{"$error":"#REF!"}},{"$f":"IF(#REF!=\"Interconnector\",#REF!*1,IF(#REF!=\"Wind\",#REF!*0.7,IF(#REF!=\"Marine\",#REF!*0.7,IF(#REF!=\"Nuclear\",#REF!*0.85,IF(#REF!=\"Pumped_Storage\",#REF!*0.5,IF(#REF!=\"CCS\",#REF!*0.85,IF(#REF!=\"OCGT\",#REF!*0,IF(#REF!=\"\",0,#REF!*N$627))))))))","v":{"$error":"#REF!"}},{"$f":"IF(#REF!=\"Interconnector\",#REF!*1,IF(#REF!=\"Wind\",#REF!*0.7,IF(#REF!=\"Marine\",#REF!*0.7,IF(#REF!=\"Nuclear\",#REF!*0.85,IF(#REF!=\"Pumped_Storage\",#REF!*0.5,IF(#REF!=\"CCS\",#REF!*0.85,IF(#REF!=\"OCGT\",#REF!*0,IF(#REF!=\"\",0,#REF!*O$627))))))))","v":{"$error":"#REF!"}}]
[{"$f":"#REF!","v":{"$error":"#REF!"}},{"$f":"#REF!","v":{"$error":"#REF!"}},{"$f":"#REF!","v":{"$error":"#REF!"}},{"$f":"#REF!","v":{"$error":"#REF!"}},{"$f":"IF(#REF!=\"Interconnector\",#REF!*1,IF(#REF!=\"Wind\",#REF!*0.7,IF(#REF!=\"Marine\",#REF!*0.7,IF(#REF!=\"Nuclear\",#REF!*0.85,IF(#REF!=\"Pumped_Storage\",#REF!*0.5,IF(#REF!=\"CCS\",#REF!*0.85,IF(#REF!=\"OCGT\",#REF!*0,IF(#REF!=\"\",0,#REF!*E$627))))))))","v":{"$error":"#REF!"}},{"$f":"IF(#REF!=\"Interconnector\",#REF!*1,IF(#REF!=\"Wind\",#REF!*0.7,IF(#REF!=\"Marine\",#REF!*0.7,IF(#REF!=\"Nuclear\",#REF!*0.85,IF(#REF!=\"Pumped_Storage\",#REF!*0.5,IF(#REF!=\"CCS\",#REF!*0.85,IF(#REF!=\"OCGT\",#REF!*0,IF(#REF!=\"\",0,#REF!*F$627))))))))","v":{"$error":"#REF!"}},{"$f":"IF(#REF!=\"Interconnector\",#REF!*1,IF(#REF!=\"Wind\",#REF!*0.7,IF(#REF!=\"Marine\",#REF!*0.7,IF(#REF!=\"Nuclear\",#REF!*0.85,IF(#REF!=\"Pumped_Storage\",#REF!*0.5,IF(#REF!=\"CCS\",#REF!*0.85,IF(#REF!=\"OCGT\",#REF!*0,IF(#REF!=\"\",0,#REF!*G$627))))))))","v":{"$error":"#REF!"}},{"$f":"IF(#REF!=\"Interconnector\",#REF!*1,IF(#REF!=\"Wind\",#REF!*0.7,IF(#REF!=\"Marine\",#REF!*0.7,IF(#REF!=\"Nuclear\",#REF!*0.85,IF(#REF!=\"Pumped_Storage\",#REF!*0.5,IF(#REF!=\"CCS\",#REF!*0.85,IF(#REF!=\"OCGT\",#REF!*0,IF(#REF!=\"\",0,#REF!*H$627))))))))","v":{"$error":"#REF!"}},{"$f":"IF(#REF!=\"Interconnector\",#REF!*1,IF(#REF!=\"Wind\",#REF!*0.7,IF(#REF!=\"Marine\",#REF!*0.7,IF(#REF!=\"Nuclear\",#REF!*0.85,IF(#REF!=\"Pumped_Storage\",#REF!*0.5,IF(#REF!=\"CCS\",#REF!*0.85,IF(#REF!=\"OCGT\",#REF!*0,IF(#REF!=\"\",0,#REF!*I$627))))))))","v":{"$error":"#REF!"}},{"$f":"IF(#REF!=\"Interconnector\",#REF!*1,IF(#REF!=\"Wind\",#REF!*0.7,IF(#REF!=\"Marine\",#REF!*0.7,IF(#REF!=\"Nuclear\",#REF!*0.85,IF(#REF!=\"Pumped_Storage\",#REF!*0.5,IF(#REF!=\"CCS\",#REF!*0.85,IF(#REF!=\"OCGT\",#REF!*0,IF(#REF!=\"\",0,#REF!*J$627))))))))","v":{"$error":"#REF!"}},{"$f":"IF(#REF!=\"Interconnector\",#REF!*1,IF(#REF!=\"Wind\",#REF!*0.7,IF(#REF!=\"Marine\",#REF!*0.7,IF(#REF!=\"Nuclear\",#REF!*0.85,IF(#REF!=\"Pumped_Storage\",#REF!*0.5,IF(#REF!=\"CCS\",#REF!*0.85,IF(#REF!=\"OCGT\",#REF!*0,IF(#REF!=\"\",0,#REF!*K$627))))))))","v":{"$error":"#REF!"}},{"$f":"IF(#REF!=\"Interconnector\",#REF!*1,IF(#REF!=\"Wind\",#REF!*0.7,IF(#REF!=\"Marine\",#REF!*0.7,IF(#REF!=\"Nuclear\",#REF!*0.85,IF(#REF!=\"Pumped_Storage\",#REF!*0.5,IF(#REF!=\"CCS\",#REF!*0.85,IF(#REF!=\"OCGT\",#REF!*0,IF(#REF!=\"\",0,#REF!*L$627))))))))","v":{"$error":"#REF!"}},{"$f":"IF(#REF!=\"Interconnector\",#REF!*1,IF(#REF!=\"Wind\",#REF!*0.7,IF(#REF!=\"Marine\",#REF!*0.7,IF(#REF!=\"Nuclear\",#REF!*0.85,IF(#REF!=\"Pumped_Storage\",#REF!*0.5,IF(#REF!=\"CCS\",#REF!*0.85,IF(#REF!=\"OCGT\",#REF!*0,IF(#REF!=\"\",0,#REF!*M$627))))))))","v":{"$error":"#REF!"}},{"$f":"IF(#REF!=\"Interconnector\",#REF!*1,IF(#REF!=\"Wind\",#REF!*0.7,IF(#REF!=\"Marine\",#REF!*0.7,IF(#REF!=\"Nuclear\",#REF!*0.85,IF(#REF!=\"Pumped_Storage\",#REF!*0.5,IF(#REF!=\"CCS\",#REF!*0.85,IF(#REF!=\"OCGT\",#REF!*0,IF(#REF!=\"\",0,#REF!*N$627))))))))","v":{"$error":"#REF!"}},{"$f":"IF(#REF!=\"Interconnector\",#REF!*1,IF(#REF!=\"Wind\",#REF!*0.7,IF(#REF!=\"Marine\",#REF!*0.7,IF(#REF!=\"Nuclear\",#REF!*0.85,IF(#REF!=\"Pumped_Storage\",#REF!*0.5,IF(#REF!=\"CCS\",#REF!*0.85,IF(#REF!=\"OCGT\",#REF!*0,IF(#REF!=\"\",0,#REF!*O$627))))))))","v":{"$error":"#REF!"}}]
[{"$f":"#REF!","v":{"$error":"#REF!"}},{"$f":"#REF!","v":{"$error":"#REF!"}},{"$f":"#REF!","v":{"$error":"#REF!"}},{"$f":"#REF!","v":{"$error":"#REF!"}},{"$f":"IF(#REF!=\"Interconnector\",#REF!*1,IF(#REF!=\"Wind\",#REF!*0.7,IF(#REF!=\"Marine\",#REF!*0.7,IF(#REF!=\"Nuclear\",#REF!*0.85,IF(#REF!=\"Pumped_Storage\",#REF!*0.5,IF(#REF!=\"CCS\",#REF!*0.85,IF(#REF!=\"OCGT\",#REF!*0,IF(#REF!=\"\",0,#REF!*E$627))))))))","v":{"$error":"#REF!"}},{"$f":"IF(#REF!=\"Interconnector\",#REF!*1,IF(#REF!=\"Wind\",#REF!*0.7,IF(#REF!=\"Marine\",#REF!*0.7,IF(#REF!=\"Nuclear\",#REF!*0.85,IF(#REF!=\"Pumped_Storage\",#REF!*0.5,IF(#REF!=\"CCS\",#REF!*0.85,IF(#REF!=\"OCGT\",#REF!*0,IF(#REF!=\"\",0,#REF!*F$627))))))))","v":{"$error":"#REF!"}},{"$f":"IF(#REF!=\"Interconnector\",#REF!*1,IF(#REF!=\"Wind\",#REF!*0.7,IF(#REF!=\"Marine\",#REF!*0.7,IF(#REF!=\"Nuclear\",#REF!*0.85,IF(#REF!=\"Pumped_Storage\",#REF!*0.5,IF(#REF!=\"CCS\",#REF!*0.85,IF(#REF!=\"OCGT\",#REF!*0,IF(#REF!=\"\",0,#REF!*G$627))))))))","v":{"$error":"#REF!"}},{"$f":"IF(#REF!=\"Interconnector\",#REF!*1,IF(#REF!=\"Wind\",#REF!*0.7,IF(#REF!=\"Marine\",#REF!*0.7,IF(#REF!=\"Nuclear\",#REF!*0.85,IF(#REF!=\"Pumped_Storage\",#REF!*0.5,IF(#REF!=\"CCS\",#REF!*0.85,IF(#REF!=\"OCGT\",#REF!*0,IF(#REF!=\"\",0,#REF!*H$627))))))))","v":{"$error":"#REF!"}},{"$f":"IF(#REF!=\"Interconnector\",#REF!*1,IF(#REF!=\"Wind\",#REF!*0.7,IF(#REF!=\"Marine\",#REF!*0.7,IF(#REF!=\"Nuclear\",#REF!*0.85,IF(#REF!=\"Pumped_Storage\",#REF!*0.5,IF(#REF!=\"CCS\",#REF!*0.85,IF(#REF!=\"OCGT\",#REF!*0,IF(#REF!=\"\",0,#REF!*I$627))))))))","v":{"$error":"#REF!"}},{"$f":"IF(#REF!=\"Interconnector\",#REF!*1,IF(#REF!=\"Wind\",#REF!*0.7,IF(#REF!=\"Marine\",#REF!*0.7,IF(#REF!=\"Nuclear\",#REF!*0.85,IF(#REF!=\"Pumped_Storage\",#REF!*0.5,IF(#REF!=\"CCS\",#REF!*0.85,IF(#REF!=\"OCGT\",#REF!*0,IF(#REF!=\"\",0,#REF!*J$627))))))))","v":{"$error":"#REF!"}},{"$f":"IF(#REF!=\"Interconnector\",#REF!*1,IF(#REF!=\"Wind\",#REF!*0.7,IF(#REF!=\"Marine\",#REF!*0.7,IF(#REF!=\"Nuclear\",#REF!*0.85,IF(#REF!=\"Pumped_Storage\",#REF!*0.5,IF(#REF!=\"CCS\",#REF!*0.85,IF(#REF!=\"OCGT\",#REF!*0,IF(#REF!=\"\",0,#REF!*K$627))))))))","v":{"$error":"#REF!"}},{"$f":"IF(#REF!=\"Interconnector\",#REF!*1,IF(#REF!=\"Wind\",#REF!*0.7,IF(#REF!=\"Marine\",#REF!*0.7,IF(#REF!=\"Nuclear\",#REF!*0.85,IF(#REF!=\"Pumped_Storage\",#REF!*0.5,IF(#REF!=\"CCS\",#REF!*0.85,IF(#REF!=\"OCGT\",#REF!*0,IF(#REF!=\"\",0,#REF!*L$627))))))))","v":{"$error":"#REF!"}},{"$f":"IF(#REF!=\"Interconnector\",#REF!*1,IF(#REF!=\"Wind\",#REF!*0.7,IF(#REF!=\"Marine\",#REF!*0.7,IF(#REF!=\"Nuclear\",#REF!*0.85,IF(#REF!=\"Pumped_Storage\",#REF!*0.5,IF(#REF!=\"CCS\",#REF!*0.85,IF(#REF!=\"OCGT\",#REF!*0,IF(#REF!=\"\",0,#REF!*M$627))))))))","v":{"$error":"#REF!"}},{"$f":"IF(#REF!=\"Interconnector\",#REF!*1,IF(#REF!=\"Wind\",#REF!*0.7,IF(#REF!=\"Marine\",#REF!*0.7,IF(#REF!=\"Nuclear\",#REF!*0.85,IF(#REF!=\"Pumped_Storage\",#REF!*0.5,IF(#REF!=\"CCS\",#REF!*0.85,IF(#REF!=\"OCGT\",#REF!*0,IF(#REF!=\"\",0,#REF!*N$627))))))))","v":{"$error":"#REF!"}},{"$f":"IF(#REF!=\"Interconnector\",#REF!*1,IF(#REF!=\"Wind\",#REF!*0.7,IF(#REF!=\"Marine\",#REF!*0.7,IF(#REF!=\"Nuclear\",#REF!*0.85,IF(#REF!=\"Pumped_Storage\",#REF!*0.5,IF(#REF!=\"CCS\",#REF!*0.85,IF(#REF!=\"OCGT\",#REF!*0,IF(#REF!=\"\",0,#REF!*O$627))))))))","v":{"$error":"#REF!"}}]
[{"$f":"#REF!","v":{"$error":"#REF!"}},{"$f":"#REF!","v":{"$error":"#REF!"}},{"$f":"#REF!","v":{"$error":"#REF!"}},{"$f":"#REF!","v":{"$error":"#REF!"}},{"$f":"IF(#REF!=\"Interconnector\",#REF!*1,IF(#REF!=\"Wind\",#REF!*0.7,IF(#REF!=\"Marine\",#REF!*0.7,IF(#REF!=\"Nuclear\",#REF!*0.85,IF(#REF!=\"Pumped_Storage\",#REF!*0.5,IF(#REF!=\"CCS\",#REF!*0.85,IF(#REF!=\"OCGT\",#REF!*0,IF(#REF!=\"\",0,#REF!*E$627))))))))","v":{"$error":"#REF!"}},{"$f":"IF(#REF!=\"Interconnector\",#REF!*1,IF(#REF!=\"Wind\",#REF!*0.7,IF(#REF!=\"Marine\",#REF!*0.7,IF(#REF!=\"Nuclear\",#REF!*0.85,IF(#REF!=\"Pumped_Storage\",#REF!*0.5,IF(#REF!=\"CCS\",#REF!*0.85,IF(#REF!=\"OCGT\",#REF!*0,IF(#REF!=\"\",0,#REF!*F$627))))))))","v":{"$error":"#REF!"}},{"$f":"IF(#REF!=\"Interconnector\",#REF!*1,IF(#REF!=\"Wind\",#REF!*0.7,IF(#REF!=\"Marine\",#REF!*0.7,IF(#REF!=\"Nuclear\",#REF!*0.85,IF(#REF!=\"Pumped_Storage\",#REF!*0.5,IF(#REF!=\"CCS\",#REF!*0.85,IF(#REF!=\"OCGT\",#REF!*0,IF(#REF!=\"\",0,#REF!*G$627))))))))","v":{"$error":"#REF!"}},{"$f":"IF(#REF!=\"Interconnector\",#REF!*1,IF(#REF!=\"Wind\",#REF!*0.7,IF(#REF!=\"Marine\",#REF!*0.7,IF(#REF!=\"Nuclear\",#REF!*0.85,IF(#REF!=\"Pumped_Storage\",#REF!*0.5,IF(#REF!=\"CCS\",#REF!*0.85,IF(#REF!=\"OCGT\",#REF!*0,IF(#REF!=\"\",0,#REF!*H$627))))))))","v":{"$error":"#REF!"}},{"$f":"IF(#REF!=\"Interconnector\",#REF!*1,IF(#REF!=\"Wind\",#REF!*0.7,IF(#REF!=\"Marine\",#REF!*0.7,IF(#REF!=\"Nuclear\",#REF!*0.85,IF(#REF!=\"Pumped_Storage\",#REF!*0.5,IF(#REF!=\"CCS\",#REF!*0.85,IF(#REF!=\"OCGT\",#REF!*0,IF(#REF!=\"\",0,#REF!*I$627))))))))","v":{"$error":"#REF!"}},{"$f":"IF(#REF!=\"Interconnector\",#REF!*1,IF(#REF!=\"Wind\",#REF!*0.7,IF(#REF!=\"Marine\",#REF!*0.7,IF(#REF!=\"Nuclear\",#REF!*0.85,IF(#REF!=\"Pumped_Storage\",#REF!*0.5,IF(#REF!=\"CCS\",#REF!*0.85,IF(#REF!=\"OCGT\",#REF!*0,IF(#REF!=\"\",0,#REF!*J$627))))))))","v":{"$error":"#REF!"}},{"$f":"IF(#REF!=\"Interconnector\",#REF!*1,IF(#REF!=\"Wind\",#REF!*0.7,IF(#REF!=\"Marine\",#REF!*0.7,IF(#REF!=\"Nuclear\",#REF!*0.85,IF(#REF!=\"Pumped_Storage\",#REF!*0.5,IF(#REF!=\"CCS\",#REF!*0.85,IF(#REF!=\"OCGT\",#REF!*0,IF(#REF!=\"\",0,#REF!*K$627))))))))","v":{"$error":"#REF!"}},{"$f":"IF(#REF!=\"Interconnector\",#REF!*1,IF(#REF!=\"Wind\",#REF!*0.7,IF(#REF!=\"Marine\",#REF!*0.7,IF(#REF!=\"Nuclear\",#REF!*0.85,IF(#REF!=\"Pumped_Storage\",#REF!*0.5,IF(#REF!=\"CCS\",#REF!*0.85,IF(#REF!=\"OCGT\",#REF!*0,IF(#REF!=\"\",0,#REF!*L$627))))))))","v":{"$error":"#REF!"}},{"$f":"IF(#REF!=\"Interconnector\",#REF!*1,IF(#REF!=\"Wind\",#REF!*0.7,IF(#REF!=\"Marine\",#REF!*0.7,IF(#REF!=\"Nuclear\",#REF!*0.85,IF(#REF!=\"Pumped_Storage\",#REF!*0.5,IF(#REF!=\"CCS\",#REF!*0.85,IF(#REF!=\"OCGT\",#REF!*0,IF(#REF!=\"\",0,#REF!*M$627))))))))","v":{"$error":"#REF!"}},{"$f":"IF(#REF!=\"Interconnector\",#REF!*1,IF(#REF!=\"Wind\",#REF!*0.7,IF(#REF!=\"Marine\",#REF!*0.7,IF(#REF!=\"Nuclear\",#REF!*0.85,IF(#REF!=\"Pumped_Storage\",#REF!*0.5,IF(#REF!=\"CCS\",#REF!*0.85,IF(#REF!=\"OCGT\",#REF!*0,IF(#REF!=\"\",0,#REF!*N$627))))))))","v":{"$error":"#REF!"}},{"$f":"IF(#REF!=\"Interconnector\",#REF!*1,IF(#REF!=\"Wind\",#REF!*0.7,IF(#REF!=\"Marine\",#REF!*0.7,IF(#REF!=\"Nuclear\",#REF!*0.85,IF(#REF!=\"Pumped_Storage\",#REF!*0.5,IF(#REF!=\"CCS\",#REF!*0.85,IF(#REF!=\"OCGT\",#REF!*0,IF(#REF!=\"\",0,#REF!*O$627))))))))","v":{"$error":"#REF!"}}]
[{"$f":"#REF!","v":{"$error":"#REF!"}},{"$f":"#REF!","v":{"$error":"#REF!"}},{"$f":"#REF!","v":{"$error":"#REF!"}},{"$f":"#REF!","v":{"$error":"#REF!"}},{"$f":"IF(#REF!=\"Interconnector\",#REF!*1,IF(#REF!=\"Wind\",#REF!*0.7,IF(#REF!=\"Marine\",#REF!*0.7,IF(#REF!=\"Nuclear\",#REF!*0.85,IF(#REF!=\"Pumped_Storage\",#REF!*0.5,IF(#REF!=\"CCS\",#REF!*0.85,IF(#REF!=\"OCGT\",#REF!*0,IF(#REF!=\"\",0,#REF!*E$627))))))))","v":{"$error":"#REF!"}},{"$f":"IF(#REF!=\"Interconnector\",#REF!*1,IF(#REF!=\"Wind\",#REF!*0.7,IF(#REF!=\"Marine\",#REF!*0.7,IF(#REF!=\"Nuclear\",#REF!*0.85,IF(#REF!=\"Pumped_Storage\",#REF!*0.5,IF(#REF!=\"CCS\",#REF!*0.85,IF(#REF!=\"OCGT\",#REF!*0,IF(#REF!=\"\",0,#REF!*F$627))))))))","v":{"$error":"#REF!"}},{"$f":"IF(#REF!=\"Interconnector\",#REF!*1,IF(#REF!=\"Wind\",#REF!*0.7,IF(#REF!=\"Marine\",#REF!*0.7,IF(#REF!=\"Nuclear\",#REF!*0.85,IF(#REF!=\"Pumped_Storage\",#REF!*0.5,IF(#REF!=\"CCS\",#REF!*0.85,IF(#REF!=\"OCGT\",#REF!*0,IF(#REF!=\"\",0,#REF!*G$627))))))))","v":{"$error":"#REF!"}},{"$f":"IF(#REF!=\"Interconnector\",#REF!*1,IF(#REF!=\"Wind\",#REF!*0.7,IF(#REF!=\"Marine\",#REF!*0.7,IF(#REF!=\"Nuclear\",#REF!*0.85,IF(#REF!=\"Pumped_Storage\",#REF!*0.5,IF(#REF!=\"CCS\",#REF!*0.85,IF(#REF!=\"OCGT\",#REF!*0,IF(#REF!=\"\",0,#REF!*H$627))))))))","v":{"$error":"#REF!"}},{"$f":"IF(#REF!=\"Interconnector\",#REF!*1,IF(#REF!=\"Wind\",#REF!*0.7,IF(#REF!=\"Marine\",#REF!*0.7,IF(#REF!=\"Nuclear\",#REF!*0.85,IF(#REF!=\"Pumped_Storage\",#REF!*0.5,IF(#REF!=\"CCS\",#REF!*0.85,IF(#REF!=\"OCGT\",#REF!*0,IF(#REF!=\"\",0,#REF!*I$627))))))))","v":{"$error":"#REF!"}},{"$f":"IF(#REF!=\"Interconnector\",#REF!*1,IF(#REF!=\"Wind\",#REF!*0.7,IF(#REF!=\"Marine\",#REF!*0.7,IF(#REF!=\"Nuclear\",#REF!*0.85,IF(#REF!=\"Pumped_Storage\",#REF!*0.5,IF(#REF!=\"CCS\",#REF!*0.85,IF(#REF!=\"OCGT\",#REF!*0,IF(#REF!=\"\",0,#REF!*J$627))))))))","v":{"$error":"#REF!"}},{"$f":"IF(#REF!=\"Interconnector\",#REF!*1,IF(#REF!=\"Wind\",#REF!*0.7,IF(#REF!=\"Marine\",#REF!*0.7,IF(#REF!=\"Nuclear\",#REF!*0.85,IF(#REF!=\"Pumped_Storage\",#REF!*0.5,IF(#REF!=\"CCS\",#REF!*0.85,IF(#REF!=\"OCGT\",#REF!*0,IF(#REF!=\"\",0,#REF!*K$627))))))))","v":{"$error":"#REF!"}},{"$f":"IF(#REF!=\"Interconnector\",#REF!*1,IF(#REF!=\"Wind\",#REF!*0.7,IF(#REF!=\"Marine\",#REF!*0.7,IF(#REF!=\"Nuclear\",#REF!*0.85,IF(#REF!=\"Pumped_Storage\",#REF!*0.5,IF(#REF!=\"CCS\",#REF!*0.85,IF(#REF!=\"OCGT\",#REF!*0,IF(#REF!=\"\",0,#REF!*L$627))))))))","v":{"$error":"#REF!"}},{"$f":"IF(#REF!=\"Interconnector\",#REF!*1,IF(#REF!=\"Wind\",#REF!*0.7,IF(#REF!=\"Marine\",#REF!*0.7,IF(#REF!=\"Nuclear\",#REF!*0.85,IF(#REF!=\"Pumped_Storage\",#REF!*0.5,IF(#REF!=\"CCS\",#REF!*0.85,IF(#REF!=\"OCGT\",#REF!*0,IF(#REF!=\"\",0,#REF!*M$627))))))))","v":{"$error":"#REF!"}},{"$f":"IF(#REF!=\"Interconnector\",#REF!*1,IF(#REF!=\"Wind\",#REF!*0.7,IF(#REF!=\"Marine\",#REF!*0.7,IF(#REF!=\"Nuclear\",#REF!*0.85,IF(#REF!=\"Pumped_Storage\",#REF!*0.5,IF(#REF!=\"CCS\",#REF!*0.85,IF(#REF!=\"OCGT\",#REF!*0,IF(#REF!=\"\",0,#REF!*N$627))))))))","v":{"$error":"#REF!"}},{"$f":"IF(#REF!=\"Interconnector\",#REF!*1,IF(#REF!=\"Wind\",#REF!*0.7,IF(#REF!=\"Marine\",#REF!*0.7,IF(#REF!=\"Nuclear\",#REF!*0.85,IF(#REF!=\"Pumped_Storage\",#REF!*0.5,IF(#REF!=\"CCS\",#REF!*0.85,IF(#REF!=\"OCGT\",#REF!*0,IF(#REF!=\"\",0,#REF!*O$627))))))))","v":{"$error":"#REF!"}}]
[{"$f":"#REF!","v":{"$error":"#REF!"}},{"$f":"#REF!","v":{"$error":"#REF!"}},{"$f":"#REF!","v":{"$error":"#REF!"}},{"$f":"#REF!","v":{"$error":"#REF!"}},{"$f":"IF(#REF!=\"Interconnector\",#REF!*1,IF(#REF!=\"Wind\",#REF!*0.7,IF(#REF!=\"Marine\",#REF!*0.7,IF(#REF!=\"Nuclear\",#REF!*0.85,IF(#REF!=\"Pumped_Storage\",#REF!*0.5,IF(#REF!=\"CCS\",#REF!*0.85,IF(#REF!=\"OCGT\",#REF!*0,IF(#REF!=\"\",0,#REF!*E$627))))))))","v":{"$error":"#REF!"}},{"$f":"IF(#REF!=\"Interconnector\",#REF!*1,IF(#REF!=\"Wind\",#REF!*0.7,IF(#REF!=\"Marine\",#REF!*0.7,IF(#REF!=\"Nuclear\",#REF!*0.85,IF(#REF!=\"Pumped_Storage\",#REF!*0.5,IF(#REF!=\"CCS\",#REF!*0.85,IF(#REF!=\"OCGT\",#REF!*0,IF(#REF!=\"\",0,#REF!*F$627))))))))","v":{"$error":"#REF!"}},{"$f":"IF(#REF!=\"Interconnector\",#REF!*1,IF(#REF!=\"Wind\",#REF!*0.7,IF(#REF!=\"Marine\",#REF!*0.7,IF(#REF!=\"Nuclear\",#REF!*0.85,IF(#REF!=\"Pumped_Storage\",#REF!*0.5,IF(#REF!=\"CCS\",#REF!*0.85,IF(#REF!=\"OCGT\",#REF!*0,IF(#REF!=\"\",0,#REF!*G$627))))))))","v":{"$error":"#REF!"}},{"$f":"IF(#REF!=\"Interconnector\",#REF!*1,IF(#REF!=\"Wind\",#REF!*0.7,IF(#REF!=\"Marine\",#REF!*0.7,IF(#REF!=\"Nuclear\",#REF!*0.85,IF(#REF!=\"Pumped_Storage\",#REF!*0.5,IF(#REF!=\"CCS\",#REF!*0.85,IF(#REF!=\"OCGT\",#REF!*0,IF(#REF!=\"\",0,#REF!*H$627))))))))","v":{"$error":"#REF!"}},{"$f":"IF(#REF!=\"Interconnector\",#REF!*1,IF(#REF!=\"Wind\",#REF!*0.7,IF(#REF!=\"Marine\",#REF!*0.7,IF(#REF!=\"Nuclear\",#REF!*0.85,IF(#REF!=\"Pumped_Storage\",#REF!*0.5,IF(#REF!=\"CCS\",#REF!*0.85,IF(#REF!=\"OCGT\",#REF!*0,IF(#REF!=\"\",0,#REF!*I$627))))))))","v":{"$error":"#REF!"}},{"$f":"IF(#REF!=\"Interconnector\",#REF!*1,IF(#REF!=\"Wind\",#REF!*0.7,IF(#REF!=\"Marine\",#REF!*0.7,IF(#REF!=\"Nuclear\",#REF!*0.85,IF(#REF!=\"Pumped_Storage\",#REF!*0.5,IF(#REF!=\"CCS\",#REF!*0.85,IF(#REF!=\"OCGT\",#REF!*0,IF(#REF!=\"\",0,#REF!*J$627))))))))","v":{"$error":"#REF!"}},{"$f":"IF(#REF!=\"Interconnector\",#REF!*1,IF(#REF!=\"Wind\",#REF!*0.7,IF(#REF!=\"Marine\",#REF!*0.7,IF(#REF!=\"Nuclear\",#REF!*0.85,IF(#REF!=\"Pumped_Storage\",#REF!*0.5,IF(#REF!=\"CCS\",#REF!*0.85,IF(#REF!=\"OCGT\",#REF!*0,IF(#REF!=\"\",0,#REF!*K$627))))))))","v":{"$error":"#REF!"}},{"$f":"IF(#REF!=\"Interconnector\",#REF!*1,IF(#REF!=\"Wind\",#REF!*0.7,IF(#REF!=\"Marine\",#REF!*0.7,IF(#REF!=\"Nuclear\",#REF!*0.85,IF(#REF!=\"Pumped_Storage\",#REF!*0.5,IF(#REF!=\"CCS\",#REF!*0.85,IF(#REF!=\"OCGT\",#REF!*0,IF(#REF!=\"\",0,#REF!*L$627))))))))","v":{"$error":"#REF!"}},{"$f":"IF(#REF!=\"Interconnector\",#REF!*1,IF(#REF!=\"Wind\",#REF!*0.7,IF(#REF!=\"Marine\",#REF!*0.7,IF(#REF!=\"Nuclear\",#REF!*0.85,IF(#REF!=\"Pumped_Storage\",#REF!*0.5,IF(#REF!=\"CCS\",#REF!*0.85,IF(#REF!=\"OCGT\",#REF!*0,IF(#REF!=\"\",0,#REF!*M$627))))))))","v":{"$error":"#REF!"}},{"$f":"IF(#REF!=\"Interconnector\",#REF!*1,IF(#REF!=\"Wind\",#REF!*0.7,IF(#REF!=\"Marine\",#REF!*0.7,IF(#REF!=\"Nuclear\",#REF!*0.85,IF(#REF!=\"Pumped_Storage\",#REF!*0.5,IF(#REF!=\"CCS\",#REF!*0.85,IF(#REF!=\"OCGT\",#REF!*0,IF(#REF!=\"\",0,#REF!*N$627))))))))","v":{"$error":"#REF!"}},{"$f":"IF(#REF!=\"Interconnector\",#REF!*1,IF(#REF!=\"Wind\",#REF!*0.7,IF(#REF!=\"Marine\",#REF!*0.7,IF(#REF!=\"Nuclear\",#REF!*0.85,IF(#REF!=\"Pumped_Storage\",#REF!*0.5,IF(#REF!=\"CCS\",#REF!*0.85,IF(#REF!=\"OCGT\",#REF!*0,IF(#REF!=\"\",0,#REF!*O$627))))))))","v":{"$error":"#REF!"}}]
[{"$f":"#REF!","v":{"$error":"#REF!"}},{"$f":"#REF!","v":{"$error":"#REF!"}},{"$f":"#REF!","v":{"$error":"#REF!"}},{"$f":"#REF!","v":{"$error":"#REF!"}},{"$f":"IF(#REF!=\"Interconnector\",#REF!*1,IF(#REF!=\"Wind\",#REF!*0.7,IF(#REF!=\"Marine\",#REF!*0.7,IF(#REF!=\"Nuclear\",#REF!*0.85,IF(#REF!=\"Pumped_Storage\",#REF!*0.5,IF(#REF!=\"CCS\",#REF!*0.85,IF(#REF!=\"OCGT\",#REF!*0,IF(#REF!=\"\",0,#REF!*E$627))))))))","v":{"$error":"#REF!"}},{"$f":"IF(#REF!=\"Interconnector\",#REF!*1,IF(#REF!=\"Wind\",#REF!*0.7,IF(#REF!=\"Marine\",#REF!*0.7,IF(#REF!=\"Nuclear\",#REF!*0.85,IF(#REF!=\"Pumped_Storage\",#REF!*0.5,IF(#REF!=\"CCS\",#REF!*0.85,IF(#REF!=\"OCGT\",#REF!*0,IF(#REF!=\"\",0,#REF!*F$627))))))))","v":{"$error":"#REF!"}},{"$f":"IF(#REF!=\"Interconnector\",#REF!*1,IF(#REF!=\"Wind\",#REF!*0.7,IF(#REF!=\"Marine\",#REF!*0.7,IF(#REF!=\"Nuclear\",#REF!*0.85,IF(#REF!=\"Pumped_Storage\",#REF!*0.5,IF(#REF!=\"CCS\",#REF!*0.85,IF(#REF!=\"OCGT\",#REF!*0,IF(#REF!=\"\",0,#REF!*G$627))))))))","v":{"$error":"#REF!"}},{"$f":"IF(#REF!=\"Interconnector\",#REF!*1,IF(#REF!=\"Wind\",#REF!*0.7,IF(#REF!=\"Marine\",#REF!*0.7,IF(#REF!=\"Nuclear\",#REF!*0.85,IF(#REF!=\"Pumped_Storage\",#REF!*0.5,IF(#REF!=\"CCS\",#REF!*0.85,IF(#REF!=\"OCGT\",#REF!*0,IF(#REF!=\"\",0,#REF!*H$627))))))))","v":{"$error":"#REF!"}},{"$f":"IF(#REF!=\"Interconnector\",#REF!*1,IF(#REF!=\"Wind\",#REF!*0.7,IF(#REF!=\"Marine\",#REF!*0.7,IF(#REF!=\"Nuclear\",#REF!*0.85,IF(#REF!=\"Pumped_Storage\",#REF!*0.5,IF(#REF!=\"CCS\",#REF!*0.85,IF(#REF!=\"OCGT\",#REF!*0,IF(#REF!=\"\",0,#REF!*I$627))))))))","v":{"$error":"#REF!"}},{"$f":"IF(#REF!=\"Interconnector\",#REF!*1,IF(#REF!=\"Wind\",#REF!*0.7,IF(#REF!=\"Marine\",#REF!*0.7,IF(#REF!=\"Nuclear\",#REF!*0.85,IF(#REF!=\"Pumped_Storage\",#REF!*0.5,IF(#REF!=\"CCS\",#REF!*0.85,IF(#REF!=\"OCGT\",#REF!*0,IF(#REF!=\"\",0,#REF!*J$627))))))))","v":{"$error":"#REF!"}},{"$f":"IF(#REF!=\"Interconnector\",#REF!*1,IF(#REF!=\"Wind\",#REF!*0.7,IF(#REF!=\"Marine\",#REF!*0.7,IF(#REF!=\"Nuclear\",#REF!*0.85,IF(#REF!=\"Pumped_Storage\",#REF!*0.5,IF(#REF!=\"CCS\",#REF!*0.85,IF(#REF!=\"OCGT\",#REF!*0,IF(#REF!=\"\",0,#REF!*K$627))))))))","v":{"$error":"#REF!"}},{"$f":"IF(#REF!=\"Interconnector\",#REF!*1,IF(#REF!=\"Wind\",#REF!*0.7,IF(#REF!=\"Marine\",#REF!*0.7,IF(#REF!=\"Nuclear\",#REF!*0.85,IF(#REF!=\"Pumped_Storage\",#REF!*0.5,IF(#REF!=\"CCS\",#REF!*0.85,IF(#REF!=\"OCGT\",#REF!*0,IF(#REF!=\"\",0,#REF!*L$627))))))))","v":{"$error":"#REF!"}},{"$f":"IF(#REF!=\"Interconnector\",#REF!*1,IF(#REF!=\"Wind\",#REF!*0.7,IF(#REF!=\"Marine\",#REF!*0.7,IF(#REF!=\"Nuclear\",#REF!*0.85,IF(#REF!=\"Pumped_Storage\",#REF!*0.5,IF(#REF!=\"CCS\",#REF!*0.85,IF(#REF!=\"OCGT\",#REF!*0,IF(#REF!=\"\",0,#REF!*M$627))))))))","v":{"$error":"#REF!"}},{"$f":"IF(#REF!=\"Interconnector\",#REF!*1,IF(#REF!=\"Wind\",#REF!*0.7,IF(#REF!=\"Marine\",#REF!*0.7,IF(#REF!=\"Nuclear\",#REF!*0.85,IF(#REF!=\"Pumped_Storage\",#REF!*0.5,IF(#REF!=\"CCS\",#REF!*0.85,IF(#REF!=\"OCGT\",#REF!*0,IF(#REF!=\"\",0,#REF!*N$627))))))))","v":{"$error":"#REF!"}},{"$f":"IF(#REF!=\"Interconnector\",#REF!*1,IF(#REF!=\"Wind\",#REF!*0.7,IF(#REF!=\"Marine\",#REF!*0.7,IF(#REF!=\"Nuclear\",#REF!*0.85,IF(#REF!=\"Pumped_Storage\",#REF!*0.5,IF(#REF!=\"CCS\",#REF!*0.85,IF(#REF!=\"OCGT\",#REF!*0,IF(#REF!=\"\",0,#REF!*O$627))))))))","v":{"$error":"#REF!"}}]
[{"$f":"#REF!","v":{"$error":"#REF!"}},{"$f":"#REF!","v":{"$error":"#REF!"}},{"$f":"#REF!","v":{"$error":"#REF!"}},{"$f":"#REF!","v":{"$error":"#REF!"}},{"$f":"IF(#REF!=\"Interconnector\",#REF!*1,IF(#REF!=\"Wind\",#REF!*0.7,IF(#REF!=\"Marine\",#REF!*0.7,IF(#REF!=\"Nuclear\",#REF!*0.85,IF(#REF!=\"Pumped_Storage\",#REF!*0.5,IF(#REF!=\"CCS\",#REF!*0.85,IF(#REF!=\"OCGT\",#REF!*0,IF(#REF!=\"\",0,#REF!*E$627))))))))","v":{"$error":"#REF!"}},{"$f":"IF(#REF!=\"Interconnector\",#REF!*1,IF(#REF!=\"Wind\",#REF!*0.7,IF(#REF!=\"Marine\",#REF!*0.7,IF(#REF!=\"Nuclear\",#REF!*0.85,IF(#REF!=\"Pumped_Storage\",#REF!*0.5,IF(#REF!=\"CCS\",#REF!*0.85,IF(#REF!=\"OCGT\",#REF!*0,IF(#REF!=\"\",0,#REF!*F$627))))))))","v":{"$error":"#REF!"}},{"$f":"IF(#REF!=\"Interconnector\",#REF!*1,IF(#REF!=\"Wind\",#REF!*0.7,IF(#REF!=\"Marine\",#REF!*0.7,IF(#REF!=\"Nuclear\",#REF!*0.85,IF(#REF!=\"Pumped_Storage\",#REF!*0.5,IF(#REF!=\"CCS\",#REF!*0.85,IF(#REF!=\"OCGT\",#REF!*0,IF(#REF!=\"\",0,#REF!*G$627))))))))","v":{"$error":"#REF!"}},{"$f":"IF(#REF!=\"Interconnector\",#REF!*1,IF(#REF!=\"Wind\",#REF!*0.7,IF(#REF!=\"Marine\",#REF!*0.7,IF(#REF!=\"Nuclear\",#REF!*0.85,IF(#REF!=\"Pumped_Storage\",#REF!*0.5,IF(#REF!=\"CCS\",#REF!*0.85,IF(#REF!=\"OCGT\",#REF!*0,IF(#REF!=\"\",0,#REF!*H$627))))))))","v":{"$error":"#REF!"}},{"$f":"IF(#REF!=\"Interconnector\",#REF!*1,IF(#REF!=\"Wind\",#REF!*0.7,IF(#REF!=\"Marine\",#REF!*0.7,IF(#REF!=\"Nuclear\",#REF!*0.85,IF(#REF!=\"Pumped_Storage\",#REF!*0.5,IF(#REF!=\"CCS\",#REF!*0.85,IF(#REF!=\"OCGT\",#REF!*0,IF(#REF!=\"\",0,#REF!*I$627))))))))","v":{"$error":"#REF!"}},{"$f":"IF(#REF!=\"Interconnector\",#REF!*1,IF(#REF!=\"Wind\",#REF!*0.7,IF(#REF!=\"Marine\",#REF!*0.7,IF(#REF!=\"Nuclear\",#REF!*0.85,IF(#REF!=\"Pumped_Storage\",#REF!*0.5,IF(#REF!=\"CCS\",#REF!*0.85,IF(#REF!=\"OCGT\",#REF!*0,IF(#REF!=\"\",0,#REF!*J$627))))))))","v":{"$error":"#REF!"}},{"$f":"IF(#REF!=\"Interconnector\",#REF!*1,IF(#REF!=\"Wind\",#REF!*0.7,IF(#REF!=\"Marine\",#REF!*0.7,IF(#REF!=\"Nuclear\",#REF!*0.85,IF(#REF!=\"Pumped_Storage\",#REF!*0.5,IF(#REF!=\"CCS\",#REF!*0.85,IF(#REF!=\"OCGT\",#REF!*0,IF(#REF!=\"\",0,#REF!*K$627))))))))","v":{"$error":"#REF!"}},{"$f":"IF(#REF!=\"Interconnector\",#REF!*1,IF(#REF!=\"Wind\",#REF!*0.7,IF(#REF!=\"Marine\",#REF!*0.7,IF(#REF!=\"Nuclear\",#REF!*0.85,IF(#REF!=\"Pumped_Storage\",#REF!*0.5,IF(#REF!=\"CCS\",#REF!*0.85,IF(#REF!=\"OCGT\",#REF!*0,IF(#REF!=\"\",0,#REF!*L$627))))))))","v":{"$error":"#REF!"}},{"$f":"IF(#REF!=\"Interconnector\",#REF!*1,IF(#REF!=\"Wind\",#REF!*0.7,IF(#REF!=\"Marine\",#REF!*0.7,IF(#REF!=\"Nuclear\",#REF!*0.85,IF(#REF!=\"Pumped_Storage\",#REF!*0.5,IF(#REF!=\"CCS\",#REF!*0.85,IF(#REF!=\"OCGT\",#REF!*0,IF(#REF!=\"\",0,#REF!*M$627))))))))","v":{"$error":"#REF!"}},{"$f":"IF(#REF!=\"Interconnector\",#REF!*1,IF(#REF!=\"Wind\",#REF!*0.7,IF(#REF!=\"Marine\",#REF!*0.7,IF(#REF!=\"Nuclear\",#REF!*0.85,IF(#REF!=\"Pumped_Storage\",#REF!*0.5,IF(#REF!=\"CCS\",#REF!*0.85,IF(#REF!=\"OCGT\",#REF!*0,IF(#REF!=\"\",0,#REF!*N$627))))))))","v":{"$error":"#REF!"}},{"$f":"IF(#REF!=\"Interconnector\",#REF!*1,IF(#REF!=\"Wind\",#REF!*0.7,IF(#REF!=\"Marine\",#REF!*0.7,IF(#REF!=\"Nuclear\",#REF!*0.85,IF(#REF!=\"Pumped_Storage\",#REF!*0.5,IF(#REF!=\"CCS\",#REF!*0.85,IF(#REF!=\"OCGT\",#REF!*0,IF(#REF!=\"\",0,#REF!*O$627))))))))","v":{"$error":"#REF!"}}]
[{"$f":"#REF!","v":{"$error":"#REF!"}},{"$f":"#REF!","v":{"$error":"#REF!"}},{"$f":"#REF!","v":{"$error":"#REF!"}},{"$f":"#REF!","v":{"$error":"#REF!"}},{"$f":"IF(#REF!=\"Interconnector\",#REF!*1,IF(#REF!=\"Wind\",#REF!*0.7,IF(#REF!=\"Marine\",#REF!*0.7,IF(#REF!=\"Nuclear\",#REF!*0.85,IF(#REF!=\"Pumped_Storage\",#REF!*0.5,IF(#REF!=\"CCS\",#REF!*0.85,IF(#REF!=\"OCGT\",#REF!*0,IF(#REF!=\"\",0,#REF!*E$627))))))))","v":{"$error":"#REF!"}},{"$f":"IF(#REF!=\"Interconnector\",#REF!*1,IF(#REF!=\"Wind\",#REF!*0.7,IF(#REF!=\"Marine\",#REF!*0.7,IF(#REF!=\"Nuclear\",#REF!*0.85,IF(#REF!=\"Pumped_Storage\",#REF!*0.5,IF(#REF!=\"CCS\",#REF!*0.85,IF(#REF!=\"OCGT\",#REF!*0,IF(#REF!=\"\",0,#REF!*F$627))))))))","v":{"$error":"#REF!"}},{"$f":"IF(#REF!=\"Interconnector\",#REF!*1,IF(#REF!=\"Wind\",#REF!*0.7,IF(#REF!=\"Marine\",#REF!*0.7,IF(#REF!=\"Nuclear\",#REF!*0.85,IF(#REF!=\"Pumped_Storage\",#REF!*0.5,IF(#REF!=\"CCS\",#REF!*0.85,IF(#REF!=\"OCGT\",#REF!*0,IF(#REF!=\"\",0,#REF!*G$627))))))))","v":{"$error":"#REF!"}},{"$f":"IF(#REF!=\"Interconnector\",#REF!*1,IF(#REF!=\"Wind\",#REF!*0.7,IF(#REF!=\"Marine\",#REF!*0.7,IF(#REF!=\"Nuclear\",#REF!*0.85,IF(#REF!=\"Pumped_Storage\",#REF!*0.5,IF(#REF!=\"CCS\",#REF!*0.85,IF(#REF!=\"OCGT\",#REF!*0,IF(#REF!=\"\",0,#REF!*H$627))))))))","v":{"$error":"#REF!"}},{"$f":"IF(#REF!=\"Interconnector\",#REF!*1,IF(#REF!=\"Wind\",#REF!*0.7,IF(#REF!=\"Marine\",#REF!*0.7,IF(#REF!=\"Nuclear\",#REF!*0.85,IF(#REF!=\"Pumped_Storage\",#REF!*0.5,IF(#REF!=\"CCS\",#REF!*0.85,IF(#REF!=\"OCGT\",#REF!*0,IF(#REF!=\"\",0,#REF!*I$627))))))))","v":{"$error":"#REF!"}},{"$f":"IF(#REF!=\"Interconnector\",#REF!*1,IF(#REF!=\"Wind\",#REF!*0.7,IF(#REF!=\"Marine\",#REF!*0.7,IF(#REF!=\"Nuclear\",#REF!*0.85,IF(#REF!=\"Pumped_Storage\",#REF!*0.5,IF(#REF!=\"CCS\",#REF!*0.85,IF(#REF!=\"OCGT\",#REF!*0,IF(#REF!=\"\",0,#REF!*J$627))))))))","v":{"$error":"#REF!"}},{"$f":"IF(#REF!=\"Interconnector\",#REF!*1,IF(#REF!=\"Wind\",#REF!*0.7,IF(#REF!=\"Marine\",#REF!*0.7,IF(#REF!=\"Nuclear\",#REF!*0.85,IF(#REF!=\"Pumped_Storage\",#REF!*0.5,IF(#REF!=\"CCS\",#REF!*0.85,IF(#REF!=\"OCGT\",#REF!*0,IF(#REF!=\"\",0,#REF!*K$627))))))))","v":{"$error":"#REF!"}},{"$f":"IF(#REF!=\"Interconnector\",#REF!*1,IF(#REF!=\"Wind\",#REF!*0.7,IF(#REF!=\"Marine\",#REF!*0.7,IF(#REF!=\"Nuclear\",#REF!*0.85,IF(#REF!=\"Pumped_Storage\",#REF!*0.5,IF(#REF!=\"CCS\",#REF!*0.85,IF(#REF!=\"OCGT\",#REF!*0,IF(#REF!=\"\",0,#REF!*L$627))))))))","v":{"$error":"#REF!"}},{"$f":"IF(#REF!=\"Interconnector\",#REF!*1,IF(#REF!=\"Wind\",#REF!*0.7,IF(#REF!=\"Marine\",#REF!*0.7,IF(#REF!=\"Nuclear\",#REF!*0.85,IF(#REF!=\"Pumped_Storage\",#REF!*0.5,IF(#REF!=\"CCS\",#REF!*0.85,IF(#REF!=\"OCGT\",#REF!*0,IF(#REF!=\"\",0,#REF!*M$627))))))))","v":{"$error":"#REF!"}},{"$f":"IF(#REF!=\"Interconnector\",#REF!*1,IF(#REF!=\"Wind\",#REF!*0.7,IF(#REF!=\"Marine\",#REF!*0.7,IF(#REF!=\"Nuclear\",#REF!*0.85,IF(#REF!=\"Pumped_Storage\",#REF!*0.5,IF(#REF!=\"CCS\",#REF!*0.85,IF(#REF!=\"OCGT\",#REF!*0,IF(#REF!=\"\",0,#REF!*N$627))))))))","v":{"$error":"#REF!"}},{"$f":"IF(#REF!=\"Interconnector\",#REF!*1,IF(#REF!=\"Wind\",#REF!*0.7,IF(#REF!=\"Marine\",#REF!*0.7,IF(#REF!=\"Nuclear\",#REF!*0.85,IF(#REF!=\"Pumped_Storage\",#REF!*0.5,IF(#REF!=\"CCS\",#REF!*0.85,IF(#REF!=\"OCGT\",#REF!*0,IF(#REF!=\"\",0,#REF!*O$627))))))))","v":{"$error":"#REF!"}}]
[{"$f":"#REF!","v":{"$error":"#REF!"}},{"$f":"#REF!","v":{"$error":"#REF!"}},{"$f":"#REF!","v":{"$error":"#REF!"}},{"$f":"#REF!","v":{"$error":"#REF!"}},{"$f":"IF(#REF!=\"Interconnector\",#REF!*1,IF(#REF!=\"Wind\",#REF!*0.7,IF(#REF!=\"Marine\",#REF!*0.7,IF(#REF!=\"Nuclear\",#REF!*0.85,IF(#REF!=\"Pumped_Storage\",#REF!*0.5,IF(#REF!=\"CCS\",#REF!*0.85,IF(#REF!=\"OCGT\",#REF!*0,IF(#REF!=\"\",0,#REF!*E$627))))))))","v":{"$error":"#REF!"}},{"$f":"IF(#REF!=\"Interconnector\",#REF!*1,IF(#REF!=\"Wind\",#REF!*0.7,IF(#REF!=\"Marine\",#REF!*0.7,IF(#REF!=\"Nuclear\",#REF!*0.85,IF(#REF!=\"Pumped_Storage\",#REF!*0.5,IF(#REF!=\"CCS\",#REF!*0.85,IF(#REF!=\"OCGT\",#REF!*0,IF(#REF!=\"\",0,#REF!*F$627))))))))","v":{"$error":"#REF!"}},{"$f":"IF(#REF!=\"Interconnector\",#REF!*1,IF(#REF!=\"Wind\",#REF!*0.7,IF(#REF!=\"Marine\",#REF!*0.7,IF(#REF!=\"Nuclear\",#REF!*0.85,IF(#REF!=\"Pumped_Storage\",#REF!*0.5,IF(#REF!=\"CCS\",#REF!*0.85,IF(#REF!=\"OCGT\",#REF!*0,IF(#REF!=\"\",0,#REF!*G$627))))))))","v":{"$error":"#REF!"}},{"$f":"IF(#REF!=\"Interconnector\",#REF!*1,IF(#REF!=\"Wind\",#REF!*0.7,IF(#REF!=\"Marine\",#REF!*0.7,IF(#REF!=\"Nuclear\",#REF!*0.85,IF(#REF!=\"Pumped_Storage\",#REF!*0.5,IF(#REF!=\"CCS\",#REF!*0.85,IF(#REF!=\"OCGT\",#REF!*0,IF(#REF!=\"\",0,#REF!*H$627))))))))","v":{"$error":"#REF!"}},{"$f":"IF(#REF!=\"Interconnector\",#REF!*1,IF(#REF!=\"Wind\",#REF!*0.7,IF(#REF!=\"Marine\",#REF!*0.7,IF(#REF!=\"Nuclear\",#REF!*0.85,IF(#REF!=\"Pumped_Storage\",#REF!*0.5,IF(#REF!=\"CCS\",#REF!*0.85,IF(#REF!=\"OCGT\",#REF!*0,IF(#REF!=\"\",0,#REF!*I$627))))))))","v":{"$error":"#REF!"}},{"$f":"IF(#REF!=\"Interconnector\",#REF!*1,IF(#REF!=\"Wind\",#REF!*0.7,IF(#REF!=\"Marine\",#REF!*0.7,IF(#REF!=\"Nuclear\",#REF!*0.85,IF(#REF!=\"Pumped_Storage\",#REF!*0.5,IF(#REF!=\"CCS\",#REF!*0.85,IF(#REF!=\"OCGT\",#REF!*0,IF(#REF!=\"\",0,#REF!*J$627))))))))","v":{"$error":"#REF!"}},{"$f":"IF(#REF!=\"Interconnector\",#REF!*1,IF(#REF!=\"Wind\",#REF!*0.7,IF(#REF!=\"Marine\",#REF!*0.7,IF(#REF!=\"Nuclear\",#REF!*0.85,IF(#REF!=\"Pumped_Storage\",#REF!*0.5,IF(#REF!=\"CCS\",#REF!*0.85,IF(#REF!=\"OCGT\",#REF!*0,IF(#REF!=\"\",0,#REF!*K$627))))))))","v":{"$error":"#REF!"}},{"$f":"IF(#REF!=\"Interconnector\",#REF!*1,IF(#REF!=\"Wind\",#REF!*0.7,IF(#REF!=\"Marine\",#REF!*0.7,IF(#REF!=\"Nuclear\",#REF!*0.85,IF(#REF!=\"Pumped_Storage\",#REF!*0.5,IF(#REF!=\"CCS\",#REF!*0.85,IF(#REF!=\"OCGT\",#REF!*0,IF(#REF!=\"\",0,#REF!*L$627))))))))","v":{"$error":"#REF!"}},{"$f":"IF(#REF!=\"Interconnector\",#REF!*1,IF(#REF!=\"Wind\",#REF!*0.7,IF(#REF!=\"Marine\",#REF!*0.7,IF(#REF!=\"Nuclear\",#REF!*0.85,IF(#REF!=\"Pumped_Storage\",#REF!*0.5,IF(#REF!=\"CCS\",#REF!*0.85,IF(#REF!=\"OCGT\",#REF!*0,IF(#REF!=\"\",0,#REF!*M$627))))))))","v":{"$error":"#REF!"}},{"$f":"IF(#REF!=\"Interconnector\",#REF!*1,IF(#REF!=\"Wind\",#REF!*0.7,IF(#REF!=\"Marine\",#REF!*0.7,IF(#REF!=\"Nuclear\",#REF!*0.85,IF(#REF!=\"Pumped_Storage\",#REF!*0.5,IF(#REF!=\"CCS\",#REF!*0.85,IF(#REF!=\"OCGT\",#REF!*0,IF(#REF!=\"\",0,#REF!*N$627))))))))","v":{"$error":"#REF!"}},{"$f":"IF(#REF!=\"Interconnector\",#REF!*1,IF(#REF!=\"Wind\",#REF!*0.7,IF(#REF!=\"Marine\",#REF!*0.7,IF(#REF!=\"Nuclear\",#REF!*0.85,IF(#REF!=\"Pumped_Storage\",#REF!*0.5,IF(#REF!=\"CCS\",#REF!*0.85,IF(#REF!=\"OCGT\",#REF!*0,IF(#REF!=\"\",0,#REF!*O$627))))))))","v":{"$error":"#REF!"}}]
[{"$f":"#REF!","v":{"$error":"#REF!"}},{"$f":"#REF!","v":{"$error":"#REF!"}},{"$f":"#REF!","v":{"$error":"#REF!"}},{"$f":"#REF!","v":{"$error":"#REF!"}},{"$f":"IF(#REF!=\"Interconnector\",#REF!*1,IF(#REF!=\"Wind\",#REF!*0.7,IF(#REF!=\"Marine\",#REF!*0.7,IF(#REF!=\"Nuclear\",#REF!*0.85,IF(#REF!=\"Pumped_Storage\",#REF!*0.5,IF(#REF!=\"CCS\",#REF!*0.85,IF(#REF!=\"OCGT\",#REF!*0,IF(#REF!=\"\",0,#REF!*E$627))))))))","v":{"$error":"#REF!"}},{"$f":"IF(#REF!=\"Interconnector\",#REF!*1,IF(#REF!=\"Wind\",#REF!*0.7,IF(#REF!=\"Marine\",#REF!*0.7,IF(#REF!=\"Nuclear\",#REF!*0.85,IF(#REF!=\"Pumped_Storage\",#REF!*0.5,IF(#REF!=\"CCS\",#REF!*0.85,IF(#REF!=\"OCGT\",#REF!*0,IF(#REF!=\"\",0,#REF!*F$627))))))))","v":{"$error":"#REF!"}},{"$f":"IF(#REF!=\"Interconnector\",#REF!*1,IF(#REF!=\"Wind\",#REF!*0.7,IF(#REF!=\"Marine\",#REF!*0.7,IF(#REF!=\"Nuclear\",#REF!*0.85,IF(#REF!=\"Pumped_Storage\",#REF!*0.5,IF(#REF!=\"CCS\",#REF!*0.85,IF(#REF!=\"OCGT\",#REF!*0,IF(#REF!=\"\",0,#REF!*G$627))))))))","v":{"$error":"#REF!"}},{"$f":"IF(#REF!=\"Interconnector\",#REF!*1,IF(#REF!=\"Wind\",#REF!*0.7,IF(#REF!=\"Marine\",#REF!*0.7,IF(#REF!=\"Nuclear\",#REF!*0.85,IF(#REF!=\"Pumped_Storage\",#REF!*0.5,IF(#REF!=\"CCS\",#REF!*0.85,IF(#REF!=\"OCGT\",#REF!*0,IF(#REF!=\"\",0,#REF!*H$627))))))))","v":{"$error":"#REF!"}},{"$f":"IF(#REF!=\"Interconnector\",#REF!*1,IF(#REF!=\"Wind\",#REF!*0.7,IF(#REF!=\"Marine\",#REF!*0.7,IF(#REF!=\"Nuclear\",#REF!*0.85,IF(#REF!=\"Pumped_Storage\",#REF!*0.5,IF(#REF!=\"CCS\",#REF!*0.85,IF(#REF!=\"OCGT\",#REF!*0,IF(#REF!=\"\",0,#REF!*I$627))))))))","v":{"$error":"#REF!"}},{"$f":"IF(#REF!=\"Interconnector\",#REF!*1,IF(#REF!=\"Wind\",#REF!*0.7,IF(#REF!=\"Marine\",#REF!*0.7,IF(#REF!=\"Nuclear\",#REF!*0.85,IF(#REF!=\"Pumped_Storage\",#REF!*0.5,IF(#REF!=\"CCS\",#REF!*0.85,IF(#REF!=\"OCGT\",#REF!*0,IF(#REF!=\"\",0,#REF!*J$627))))))))","v":{"$error":"#REF!"}},{"$f":"IF(#REF!=\"Interconnector\",#REF!*1,IF(#REF!=\"Wind\",#REF!*0.7,IF(#REF!=\"Marine\",#REF!*0.7,IF(#REF!=\"Nuclear\",#REF!*0.85,IF(#REF!=\"Pumped_Storage\",#REF!*0.5,IF(#REF!=\"CCS\",#REF!*0.85,IF(#REF!=\"OCGT\",#REF!*0,IF(#REF!=\"\",0,#REF!*K$627))))))))","v":{"$error":"#REF!"}},{"$f":"IF(#REF!=\"Interconnector\",#REF!*1,IF(#REF!=\"Wind\",#REF!*0.7,IF(#REF!=\"Marine\",#REF!*0.7,IF(#REF!=\"Nuclear\",#REF!*0.85,IF(#REF!=\"Pumped_Storage\",#REF!*0.5,IF(#REF!=\"CCS\",#REF!*0.85,IF(#REF!=\"OCGT\",#REF!*0,IF(#REF!=\"\",0,#REF!*L$627))))))))","v":{"$error":"#REF!"}},{"$f":"IF(#REF!=\"Interconnector\",#REF!*1,IF(#REF!=\"Wind\",#REF!*0.7,IF(#REF!=\"Marine\",#REF!*0.7,IF(#REF!=\"Nuclear\",#REF!*0.85,IF(#REF!=\"Pumped_Storage\",#REF!*0.5,IF(#REF!=\"CCS\",#REF!*0.85,IF(#REF!=\"OCGT\",#REF!*0,IF(#REF!=\"\",0,#REF!*M$627))))))))","v":{"$error":"#REF!"}},{"$f":"IF(#REF!=\"Interconnector\",#REF!*1,IF(#REF!=\"Wind\",#REF!*0.7,IF(#REF!=\"Marine\",#REF!*0.7,IF(#REF!=\"Nuclear\",#REF!*0.85,IF(#REF!=\"Pumped_Storage\",#REF!*0.5,IF(#REF!=\"CCS\",#REF!*0.85,IF(#REF!=\"OCGT\",#REF!*0,IF(#REF!=\"\",0,#REF!*N$627))))))))","v":{"$error":"#REF!"}},{"$f":"IF(#REF!=\"Interconnector\",#REF!*1,IF(#REF!=\"Wind\",#REF!*0.7,IF(#REF!=\"Marine\",#REF!*0.7,IF(#REF!=\"Nuclear\",#REF!*0.85,IF(#REF!=\"Pumped_Storage\",#REF!*0.5,IF(#REF!=\"CCS\",#REF!*0.85,IF(#REF!=\"OCGT\",#REF!*0,IF(#REF!=\"\",0,#REF!*O$627))))))))","v":{"$error":"#REF!"}}]
[{"$f":"#REF!","v":{"$error":"#REF!"}},{"$f":"#REF!","v":{"$error":"#REF!"}},{"$f":"#REF!","v":{"$error":"#REF!"}},{"$f":"#REF!","v":{"$error":"#REF!"}},{"$f":"IF(#REF!=\"Interconnector\",#REF!*1,IF(#REF!=\"Wind\",#REF!*0.7,IF(#REF!=\"Marine\",#REF!*0.7,IF(#REF!=\"Nuclear\",#REF!*0.85,IF(#REF!=\"Pumped_Storage\",#REF!*0.5,IF(#REF!=\"CCS\",#REF!*0.85,IF(#REF!=\"OCGT\",#REF!*0,IF(#REF!=\"\",0,#REF!*E$627))))))))","v":{"$error":"#REF!"}},{"$f":"IF(#REF!=\"Interconnector\",#REF!*1,IF(#REF!=\"Wind\",#REF!*0.7,IF(#REF!=\"Marine\",#REF!*0.7,IF(#REF!=\"Nuclear\",#REF!*0.85,IF(#REF!=\"Pumped_Storage\",#REF!*0.5,IF(#REF!=\"CCS\",#REF!*0.85,IF(#REF!=\"OCGT\",#REF!*0,IF(#REF!=\"\",0,#REF!*F$627))))))))","v":{"$error":"#REF!"}},{"$f":"IF(#REF!=\"Interconnector\",#REF!*1,IF(#REF!=\"Wind\",#REF!*0.7,IF(#REF!=\"Marine\",#REF!*0.7,IF(#REF!=\"Nuclear\",#REF!*0.85,IF(#REF!=\"Pumped_Storage\",#REF!*0.5,IF(#REF!=\"CCS\",#REF!*0.85,IF(#REF!=\"OCGT\",#REF!*0,IF(#REF!=\"\",0,#REF!*G$627))))))))","v":{"$error":"#REF!"}},{"$f":"IF(#REF!=\"Interconnector\",#REF!*1,IF(#REF!=\"Wind\",#REF!*0.7,IF(#REF!=\"Marine\",#REF!*0.7,IF(#REF!=\"Nuclear\",#REF!*0.85,IF(#REF!=\"Pumped_Storage\",#REF!*0.5,IF(#REF!=\"CCS\",#REF!*0.85,IF(#REF!=\"OCGT\",#REF!*0,IF(#REF!=\"\",0,#REF!*H$627))))))))","v":{"$error":"#REF!"}},{"$f":"IF(#REF!=\"Interconnector\",#REF!*1,IF(#REF!=\"Wind\",#REF!*0.7,IF(#REF!=\"Marine\",#REF!*0.7,IF(#REF!=\"Nuclear\",#REF!*0.85,IF(#REF!=\"Pumped_Storage\",#REF!*0.5,IF(#REF!=\"CCS\",#REF!*0.85,IF(#REF!=\"OCGT\",#REF!*0,IF(#REF!=\"\",0,#REF!*I$627))))))))","v":{"$error":"#REF!"}},{"$f":"IF(#REF!=\"Interconnector\",#REF!*1,IF(#REF!=\"Wind\",#REF!*0.7,IF(#REF!=\"Marine\",#REF!*0.7,IF(#REF!=\"Nuclear\",#REF!*0.85,IF(#REF!=\"Pumped_Storage\",#REF!*0.5,IF(#REF!=\"CCS\",#REF!*0.85,IF(#REF!=\"OCGT\",#REF!*0,IF(#REF!=\"\",0,#REF!*J$627))))))))","v":{"$error":"#REF!"}},{"$f":"IF(#REF!=\"Interconnector\",#REF!*1,IF(#REF!=\"Wind\",#REF!*0.7,IF(#REF!=\"Marine\",#REF!*0.7,IF(#REF!=\"Nuclear\",#REF!*0.85,IF(#REF!=\"Pumped_Storage\",#REF!*0.5,IF(#REF!=\"CCS\",#REF!*0.85,IF(#REF!=\"OCGT\",#REF!*0,IF(#REF!=\"\",0,#REF!*K$627))))))))","v":{"$error":"#REF!"}},{"$f":"IF(#REF!=\"Interconnector\",#REF!*1,IF(#REF!=\"Wind\",#REF!*0.7,IF(#REF!=\"Marine\",#REF!*0.7,IF(#REF!=\"Nuclear\",#REF!*0.85,IF(#REF!=\"Pumped_Storage\",#REF!*0.5,IF(#REF!=\"CCS\",#REF!*0.85,IF(#REF!=\"OCGT\",#REF!*0,IF(#REF!=\"\",0,#REF!*L$627))))))))","v":{"$error":"#REF!"}},{"$f":"IF(#REF!=\"Interconnector\",#REF!*1,IF(#REF!=\"Wind\",#REF!*0.7,IF(#REF!=\"Marine\",#REF!*0.7,IF(#REF!=\"Nuclear\",#REF!*0.85,IF(#REF!=\"Pumped_Storage\",#REF!*0.5,IF(#REF!=\"CCS\",#REF!*0.85,IF(#REF!=\"OCGT\",#REF!*0,IF(#REF!=\"\",0,#REF!*M$627))))))))","v":{"$error":"#REF!"}},{"$f":"IF(#REF!=\"Interconnector\",#REF!*1,IF(#REF!=\"Wind\",#REF!*0.7,IF(#REF!=\"Marine\",#REF!*0.7,IF(#REF!=\"Nuclear\",#REF!*0.85,IF(#REF!=\"Pumped_Storage\",#REF!*0.5,IF(#REF!=\"CCS\",#REF!*0.85,IF(#REF!=\"OCGT\",#REF!*0,IF(#REF!=\"\",0,#REF!*N$627))))))))","v":{"$error":"#REF!"}},{"$f":"IF(#REF!=\"Interconnector\",#REF!*1,IF(#REF!=\"Wind\",#REF!*0.7,IF(#REF!=\"Marine\",#REF!*0.7,IF(#REF!=\"Nuclear\",#REF!*0.85,IF(#REF!=\"Pumped_Storage\",#REF!*0.5,IF(#REF!=\"CCS\",#REF!*0.85,IF(#REF!=\"OCGT\",#REF!*0,IF(#REF!=\"\",0,#REF!*O$627))))))))","v":{"$error":"#REF!"}}]
[{"$f":"#REF!","v":{"$error":"#REF!"}},{"$f":"#REF!","v":{"$error":"#REF!"}},{"$f":"#REF!","v":{"$error":"#REF!"}},{"$f":"#REF!","v":{"$error":"#REF!"}},{"$f":"IF(#REF!=\"Interconnector\",#REF!*1,IF(#REF!=\"Wind\",#REF!*0.7,IF(#REF!=\"Marine\",#REF!*0.7,IF(#REF!=\"Nuclear\",#REF!*0.85,IF(#REF!=\"Pumped_Storage\",#REF!*0.5,IF(#REF!=\"CCS\",#REF!*0.85,IF(#REF!=\"OCGT\",#REF!*0,IF(#REF!=\"\",0,#REF!*E$627))))))))","v":{"$error":"#REF!"}},{"$f":"IF(#REF!=\"Interconnector\",#REF!*1,IF(#REF!=\"Wind\",#REF!*0.7,IF(#REF!=\"Marine\",#REF!*0.7,IF(#REF!=\"Nuclear\",#REF!*0.85,IF(#REF!=\"Pumped_Storage\",#REF!*0.5,IF(#REF!=\"CCS\",#REF!*0.85,IF(#REF!=\"OCGT\",#REF!*0,IF(#REF!=\"\",0,#REF!*F$627))))))))","v":{"$error":"#REF!"}},{"$f":"IF(#REF!=\"Interconnector\",#REF!*1,IF(#REF!=\"Wind\",#REF!*0.7,IF(#REF!=\"Marine\",#REF!*0.7,IF(#REF!=\"Nuclear\",#REF!*0.85,IF(#REF!=\"Pumped_Storage\",#REF!*0.5,IF(#REF!=\"CCS\",#REF!*0.85,IF(#REF!=\"OCGT\",#REF!*0,IF(#REF!=\"\",0,#REF!*G$627))))))))","v":{"$error":"#REF!"}},{"$f":"IF(#REF!=\"Interconnector\",#REF!*1,IF(#REF!=\"Wind\",#REF!*0.7,IF(#REF!=\"Marine\",#REF!*0.7,IF(#REF!=\"Nuclear\",#REF!*0.85,IF(#REF!=\"Pumped_Storage\",#REF!*0.5,IF(#REF!=\"CCS\",#REF!*0.85,IF(#REF!=\"OCGT\",#REF!*0,IF(#REF!=\"\",0,#REF!*H$627))))))))","v":{"$error":"#REF!"}},{"$f":"IF(#REF!=\"Interconnector\",#REF!*1,IF(#REF!=\"Wind\",#REF!*0.7,IF(#REF!=\"Marine\",#REF!*0.7,IF(#REF!=\"Nuclear\",#REF!*0.85,IF(#REF!=\"Pumped_Storage\",#REF!*0.5,IF(#REF!=\"CCS\",#REF!*0.85,IF(#REF!=\"OCGT\",#REF!*0,IF(#REF!=\"\",0,#REF!*I$627))))))))","v":{"$error":"#REF!"}},{"$f":"IF(#REF!=\"Interconnector\",#REF!*1,IF(#REF!=\"Wind\",#REF!*0.7,IF(#REF!=\"Marine\",#REF!*0.7,IF(#REF!=\"Nuclear\",#REF!*0.85,IF(#REF!=\"Pumped_Storage\",#REF!*0.5,IF(#REF!=\"CCS\",#REF!*0.85,IF(#REF!=\"OCGT\",#REF!*0,IF(#REF!=\"\",0,#REF!*J$627))))))))","v":{"$error":"#REF!"}},{"$f":"IF(#REF!=\"Interconnector\",#REF!*1,IF(#REF!=\"Wind\",#REF!*0.7,IF(#REF!=\"Marine\",#REF!*0.7,IF(#REF!=\"Nuclear\",#REF!*0.85,IF(#REF!=\"Pumped_Storage\",#REF!*0.5,IF(#REF!=\"CCS\",#REF!*0.85,IF(#REF!=\"OCGT\",#REF!*0,IF(#REF!=\"\",0,#REF!*K$627))))))))","v":{"$error":"#REF!"}},{"$f":"IF(#REF!=\"Interconnector\",#REF!*1,IF(#REF!=\"Wind\",#REF!*0.7,IF(#REF!=\"Marine\",#REF!*0.7,IF(#REF!=\"Nuclear\",#REF!*0.85,IF(#REF!=\"Pumped_Storage\",#REF!*0.5,IF(#REF!=\"CCS\",#REF!*0.85,IF(#REF!=\"OCGT\",#REF!*0,IF(#REF!=\"\",0,#REF!*L$627))))))))","v":{"$error":"#REF!"}},{"$f":"IF(#REF!=\"Interconnector\",#REF!*1,IF(#REF!=\"Wind\",#REF!*0.7,IF(#REF!=\"Marine\",#REF!*0.7,IF(#REF!=\"Nuclear\",#REF!*0.85,IF(#REF!=\"Pumped_Storage\",#REF!*0.5,IF(#REF!=\"CCS\",#REF!*0.85,IF(#REF!=\"OCGT\",#REF!*0,IF(#REF!=\"\",0,#REF!*M$627))))))))","v":{"$error":"#REF!"}},{"$f":"IF(#REF!=\"Interconnector\",#REF!*1,IF(#REF!=\"Wind\",#REF!*0.7,IF(#REF!=\"Marine\",#REF!*0.7,IF(#REF!=\"Nuclear\",#REF!*0.85,IF(#REF!=\"Pumped_Storage\",#REF!*0.5,IF(#REF!=\"CCS\",#REF!*0.85,IF(#REF!=\"OCGT\",#REF!*0,IF(#REF!=\"\",0,#REF!*N$627))))))))","v":{"$error":"#REF!"}},{"$f":"IF(#REF!=\"Interconnector\",#REF!*1,IF(#REF!=\"Wind\",#REF!*0.7,IF(#REF!=\"Marine\",#REF!*0.7,IF(#REF!=\"Nuclear\",#REF!*0.85,IF(#REF!=\"Pumped_Storage\",#REF!*0.5,IF(#REF!=\"CCS\",#REF!*0.85,IF(#REF!=\"OCGT\",#REF!*0,IF(#REF!=\"\",0,#REF!*O$627))))))))","v":{"$error":"#REF!"}}]
[{"$f":"#REF!","v":{"$error":"#REF!"}},{"$f":"#REF!","v":{"$error":"#REF!"}},{"$f":"#REF!","v":{"$error":"#REF!"}},{"$f":"#REF!","v":{"$error":"#REF!"}},{"$f":"IF(#REF!=\"Interconnector\",#REF!*1,IF(#REF!=\"Wind\",#REF!*0.7,IF(#REF!=\"Marine\",#REF!*0.7,IF(#REF!=\"Nuclear\",#REF!*0.85,IF(#REF!=\"Pumped_Storage\",#REF!*0.5,IF(#REF!=\"CCS\",#REF!*0.85,IF(#REF!=\"OCGT\",#REF!*0,IF(#REF!=\"\",0,#REF!*E$627))))))))","v":{"$error":"#REF!"}},{"$f":"IF(#REF!=\"Interconnector\",#REF!*1,IF(#REF!=\"Wind\",#REF!*0.7,IF(#REF!=\"Marine\",#REF!*0.7,IF(#REF!=\"Nuclear\",#REF!*0.85,IF(#REF!=\"Pumped_Storage\",#REF!*0.5,IF(#REF!=\"CCS\",#REF!*0.85,IF(#REF!=\"OCGT\",#REF!*0,IF(#REF!=\"\",0,#REF!*F$627))))))))","v":{"$error":"#REF!"}},{"$f":"IF(#REF!=\"Interconnector\",#REF!*1,IF(#REF!=\"Wind\",#REF!*0.7,IF(#REF!=\"Marine\",#REF!*0.7,IF(#REF!=\"Nuclear\",#REF!*0.85,IF(#REF!=\"Pumped_Storage\",#REF!*0.5,IF(#REF!=\"CCS\",#REF!*0.85,IF(#REF!=\"OCGT\",#REF!*0,IF(#REF!=\"\",0,#REF!*G$627))))))))","v":{"$error":"#REF!"}},{"$f":"IF(#REF!=\"Interconnector\",#REF!*1,IF(#REF!=\"Wind\",#REF!*0.7,IF(#REF!=\"Marine\",#REF!*0.7,IF(#REF!=\"Nuclear\",#REF!*0.85,IF(#REF!=\"Pumped_Storage\",#REF!*0.5,IF(#REF!=\"CCS\",#REF!*0.85,IF(#REF!=\"OCGT\",#REF!*0,IF(#REF!=\"\",0,#REF!*H$627))))))))","v":{"$error":"#REF!"}},{"$f":"IF(#REF!=\"Interconnector\",#REF!*1,IF(#REF!=\"Wind\",#REF!*0.7,IF(#REF!=\"Marine\",#REF!*0.7,IF(#REF!=\"Nuclear\",#REF!*0.85,IF(#REF!=\"Pumped_Storage\",#REF!*0.5,IF(#REF!=\"CCS\",#REF!*0.85,IF(#REF!=\"OCGT\",#REF!*0,IF(#REF!=\"\",0,#REF!*I$627))))))))","v":{"$error":"#REF!"}},{"$f":"IF(#REF!=\"Interconnector\",#REF!*1,IF(#REF!=\"Wind\",#REF!*0.7,IF(#REF!=\"Marine\",#REF!*0.7,IF(#REF!=\"Nuclear\",#REF!*0.85,IF(#REF!=\"Pumped_Storage\",#REF!*0.5,IF(#REF!=\"CCS\",#REF!*0.85,IF(#REF!=\"OCGT\",#REF!*0,IF(#REF!=\"\",0,#REF!*J$627))))))))","v":{"$error":"#REF!"}},{"$f":"IF(#REF!=\"Interconnector\",#REF!*1,IF(#REF!=\"Wind\",#REF!*0.7,IF(#REF!=\"Marine\",#REF!*0.7,IF(#REF!=\"Nuclear\",#REF!*0.85,IF(#REF!=\"Pumped_Storage\",#REF!*0.5,IF(#REF!=\"CCS\",#REF!*0.85,IF(#REF!=\"OCGT\",#REF!*0,IF(#REF!=\"\",0,#REF!*K$627))))))))","v":{"$error":"#REF!"}},{"$f":"IF(#REF!=\"Interconnector\",#REF!*1,IF(#REF!=\"Wind\",#REF!*0.7,IF(#REF!=\"Marine\",#REF!*0.7,IF(#REF!=\"Nuclear\",#REF!*0.85,IF(#REF!=\"Pumped_Storage\",#REF!*0.5,IF(#REF!=\"CCS\",#REF!*0.85,IF(#REF!=\"OCGT\",#REF!*0,IF(#REF!=\"\",0,#REF!*L$627))))))))","v":{"$error":"#REF!"}},{"$f":"IF(#REF!=\"Interconnector\",#REF!*1,IF(#REF!=\"Wind\",#REF!*0.7,IF(#REF!=\"Marine\",#REF!*0.7,IF(#REF!=\"Nuclear\",#REF!*0.85,IF(#REF!=\"Pumped_Storage\",#REF!*0.5,IF(#REF!=\"CCS\",#REF!*0.85,IF(#REF!=\"OCGT\",#REF!*0,IF(#REF!=\"\",0,#REF!*M$627))))))))","v":{"$error":"#REF!"}},{"$f":"IF(#REF!=\"Interconnector\",#REF!*1,IF(#REF!=\"Wind\",#REF!*0.7,IF(#REF!=\"Marine\",#REF!*0.7,IF(#REF!=\"Nuclear\",#REF!*0.85,IF(#REF!=\"Pumped_Storage\",#REF!*0.5,IF(#REF!=\"CCS\",#REF!*0.85,IF(#REF!=\"OCGT\",#REF!*0,IF(#REF!=\"\",0,#REF!*N$627))))))))","v":{"$error":"#REF!"}},{"$f":"IF(#REF!=\"Interconnector\",#REF!*1,IF(#REF!=\"Wind\",#REF!*0.7,IF(#REF!=\"Marine\",#REF!*0.7,IF(#REF!=\"Nuclear\",#REF!*0.85,IF(#REF!=\"Pumped_Storage\",#REF!*0.5,IF(#REF!=\"CCS\",#REF!*0.85,IF(#REF!=\"OCGT\",#REF!*0,IF(#REF!=\"\",0,#REF!*O$627))))))))","v":{"$error":"#REF!"}}]
[{"$f":"#REF!","v":{"$error":"#REF!"}},{"$f":"#REF!","v":{"$error":"#REF!"}},{"$f":"#REF!","v":{"$error":"#REF!"}},{"$f":"#REF!","v":{"$error":"#REF!"}},{"$f":"IF(#REF!=\"Interconnector\",#REF!*1,IF(#REF!=\"Wind\",#REF!*0.7,IF(#REF!=\"Marine\",#REF!*0.7,IF(#REF!=\"Nuclear\",#REF!*0.85,IF(#REF!=\"Pumped_Storage\",#REF!*0.5,IF(#REF!=\"CCS\",#REF!*0.85,IF(#REF!=\"OCGT\",#REF!*0,IF(#REF!=\"\",0,#REF!*E$627))))))))","v":{"$error":"#REF!"}},{"$f":"IF(#REF!=\"Interconnector\",#REF!*1,IF(#REF!=\"Wind\",#REF!*0.7,IF(#REF!=\"Marine\",#REF!*0.7,IF(#REF!=\"Nuclear\",#REF!*0.85,IF(#REF!=\"Pumped_Storage\",#REF!*0.5,IF(#REF!=\"CCS\",#REF!*0.85,IF(#REF!=\"OCGT\",#REF!*0,IF(#REF!=\"\",0,#REF!*F$627))))))))","v":{"$error":"#REF!"}},{"$f":"IF(#REF!=\"Interconnector\",#REF!*1,IF(#REF!=\"Wind\",#REF!*0.7,IF(#REF!=\"Marine\",#REF!*0.7,IF(#REF!=\"Nuclear\",#REF!*0.85,IF(#REF!=\"Pumped_Storage\",#REF!*0.5,IF(#REF!=\"CCS\",#REF!*0.85,IF(#REF!=\"OCGT\",#REF!*0,IF(#REF!=\"\",0,#REF!*G$627))))))))","v":{"$error":"#REF!"}},{"$f":"IF(#REF!=\"Interconnector\",#REF!*1,IF(#REF!=\"Wind\",#REF!*0.7,IF(#REF!=\"Marine\",#REF!*0.7,IF(#REF!=\"Nuclear\",#REF!*0.85,IF(#REF!=\"Pumped_Storage\",#REF!*0.5,IF(#REF!=\"CCS\",#REF!*0.85,IF(#REF!=\"OCGT\",#REF!*0,IF(#REF!=\"\",0,#REF!*H$627))))))))","v":{"$error":"#REF!"}},{"$f":"IF(#REF!=\"Interconnector\",#REF!*1,IF(#REF!=\"Wind\",#REF!*0.7,IF(#REF!=\"Marine\",#REF!*0.7,IF(#REF!=\"Nuclear\",#REF!*0.85,IF(#REF!=\"Pumped_Storage\",#REF!*0.5,IF(#REF!=\"CCS\",#REF!*0.85,IF(#REF!=\"OCGT\",#REF!*0,IF(#REF!=\"\",0,#REF!*I$627))))))))","v":{"$error":"#REF!"}},{"$f":"IF(#REF!=\"Interconnector\",#REF!*1,IF(#REF!=\"Wind\",#REF!*0.7,IF(#REF!=\"Marine\",#REF!*0.7,IF(#REF!=\"Nuclear\",#REF!*0.85,IF(#REF!=\"Pumped_Storage\",#REF!*0.5,IF(#REF!=\"CCS\",#REF!*0.85,IF(#REF!=\"OCGT\",#REF!*0,IF(#REF!=\"\",0,#REF!*J$627))))))))","v":{"$error":"#REF!"}},{"$f":"IF(#REF!=\"Interconnector\",#REF!*1,IF(#REF!=\"Wind\",#REF!*0.7,IF(#REF!=\"Marine\",#REF!*0.7,IF(#REF!=\"Nuclear\",#REF!*0.85,IF(#REF!=\"Pumped_Storage\",#REF!*0.5,IF(#REF!=\"CCS\",#REF!*0.85,IF(#REF!=\"OCGT\",#REF!*0,IF(#REF!=\"\",0,#REF!*K$627))))))))","v":{"$error":"#REF!"}},{"$f":"IF(#REF!=\"Interconnector\",#REF!*1,IF(#REF!=\"Wind\",#REF!*0.7,IF(#REF!=\"Marine\",#REF!*0.7,IF(#REF!=\"Nuclear\",#REF!*0.85,IF(#REF!=\"Pumped_Storage\",#REF!*0.5,IF(#REF!=\"CCS\",#REF!*0.85,IF(#REF!=\"OCGT\",#REF!*0,IF(#REF!=\"\",0,#REF!*L$627))))))))","v":{"$error":"#REF!"}},{"$f":"IF(#REF!=\"Interconnector\",#REF!*1,IF(#REF!=\"Wind\",#REF!*0.7,IF(#REF!=\"Marine\",#REF!*0.7,IF(#REF!=\"Nuclear\",#REF!*0.85,IF(#REF!=\"Pumped_Storage\",#REF!*0.5,IF(#REF!=\"CCS\",#REF!*0.85,IF(#REF!=\"OCGT\",#REF!*0,IF(#REF!=\"\",0,#REF!*M$627))))))))","v":{"$error":"#REF!"}},{"$f":"IF(#REF!=\"Interconnector\",#REF!*1,IF(#REF!=\"Wind\",#REF!*0.7,IF(#REF!=\"Marine\",#REF!*0.7,IF(#REF!=\"Nuclear\",#REF!*0.85,IF(#REF!=\"Pumped_Storage\",#REF!*0.5,IF(#REF!=\"CCS\",#REF!*0.85,IF(#REF!=\"OCGT\",#REF!*0,IF(#REF!=\"\",0,#REF!*N$627))))))))","v":{"$error":"#REF!"}},{"$f":"IF(#REF!=\"Interconnector\",#REF!*1,IF(#REF!=\"Wind\",#REF!*0.7,IF(#REF!=\"Marine\",#REF!*0.7,IF(#REF!=\"Nuclear\",#REF!*0.85,IF(#REF!=\"Pumped_Storage\",#REF!*0.5,IF(#REF!=\"CCS\",#REF!*0.85,IF(#REF!=\"OCGT\",#REF!*0,IF(#REF!=\"\",0,#REF!*O$627))))))))","v":{"$error":"#REF!"}}]
[{"$f":"#REF!","v":{"$error":"#REF!"}},{"$f":"#REF!","v":{"$error":"#REF!"}},{"$f":"#REF!","v":{"$error":"#REF!"}},{"$f":"#REF!","v":{"$error":"#REF!"}},{"$f":"IF(#REF!=\"Interconnector\",#REF!*1,IF(#REF!=\"Wind\",#REF!*0.7,IF(#REF!=\"Marine\",#REF!*0.7,IF(#REF!=\"Nuclear\",#REF!*0.85,IF(#REF!=\"Pumped_Storage\",#REF!*0.5,IF(#REF!=\"CCS\",#REF!*0.85,IF(#REF!=\"OCGT\",#REF!*0,IF(#REF!=\"\",0,#REF!*E$627))))))))","v":{"$error":"#REF!"}},{"$f":"IF(#REF!=\"Interconnector\",#REF!*1,IF(#REF!=\"Wind\",#REF!*0.7,IF(#REF!=\"Marine\",#REF!*0.7,IF(#REF!=\"Nuclear\",#REF!*0.85,IF(#REF!=\"Pumped_Storage\",#REF!*0.5,IF(#REF!=\"CCS\",#REF!*0.85,IF(#REF!=\"OCGT\",#REF!*0,IF(#REF!=\"\",0,#REF!*F$627))))))))","v":{"$error":"#REF!"}},{"$f":"IF(#REF!=\"Interconnector\",#REF!*1,IF(#REF!=\"Wind\",#REF!*0.7,IF(#REF!=\"Marine\",#REF!*0.7,IF(#REF!=\"Nuclear\",#REF!*0.85,IF(#REF!=\"Pumped_Storage\",#REF!*0.5,IF(#REF!=\"CCS\",#REF!*0.85,IF(#REF!=\"OCGT\",#REF!*0,IF(#REF!=\"\",0,#REF!*G$627))))))))","v":{"$error":"#REF!"}},{"$f":"IF(#REF!=\"Interconnector\",#REF!*1,IF(#REF!=\"Wind\",#REF!*0.7,IF(#REF!=\"Marine\",#REF!*0.7,IF(#REF!=\"Nuclear\",#REF!*0.85,IF(#REF!=\"Pumped_Storage\",#REF!*0.5,IF(#REF!=\"CCS\",#REF!*0.85,IF(#REF!=\"OCGT\",#REF!*0,IF(#REF!=\"\",0,#REF!*H$627))))))))","v":{"$error":"#REF!"}},{"$f":"IF(#REF!=\"Interconnector\",#REF!*1,IF(#REF!=\"Wind\",#REF!*0.7,IF(#REF!=\"Marine\",#REF!*0.7,IF(#REF!=\"Nuclear\",#REF!*0.85,IF(#REF!=\"Pumped_Storage\",#REF!*0.5,IF(#REF!=\"CCS\",#REF!*0.85,IF(#REF!=\"OCGT\",#REF!*0,IF(#REF!=\"\",0,#REF!*I$627))))))))","v":{"$error":"#REF!"}},{"$f":"IF(#REF!=\"Interconnector\",#REF!*1,IF(#REF!=\"Wind\",#REF!*0.7,IF(#REF!=\"Marine\",#REF!*0.7,IF(#REF!=\"Nuclear\",#REF!*0.85,IF(#REF!=\"Pumped_Storage\",#REF!*0.5,IF(#REF!=\"CCS\",#REF!*0.85,IF(#REF!=\"OCGT\",#REF!*0,IF(#REF!=\"\",0,#REF!*J$627))))))))","v":{"$error":"#REF!"}},{"$f":"IF(#REF!=\"Interconnector\",#REF!*1,IF(#REF!=\"Wind\",#REF!*0.7,IF(#REF!=\"Marine\",#REF!*0.7,IF(#REF!=\"Nuclear\",#REF!*0.85,IF(#REF!=\"Pumped_Storage\",#REF!*0.5,IF(#REF!=\"CCS\",#REF!*0.85,IF(#REF!=\"OCGT\",#REF!*0,IF(#REF!=\"\",0,#REF!*K$627))))))))","v":{"$error":"#REF!"}},{"$f":"IF(#REF!=\"Interconnector\",#REF!*1,IF(#REF!=\"Wind\",#REF!*0.7,IF(#REF!=\"Marine\",#REF!*0.7,IF(#REF!=\"Nuclear\",#REF!*0.85,IF(#REF!=\"Pumped_Storage\",#REF!*0.5,IF(#REF!=\"CCS\",#REF!*0.85,IF(#REF!=\"OCGT\",#REF!*0,IF(#REF!=\"\",0,#REF!*L$627))))))))","v":{"$error":"#REF!"}},{"$f":"IF(#REF!=\"Interconnector\",#REF!*1,IF(#REF!=\"Wind\",#REF!*0.7,IF(#REF!=\"Marine\",#REF!*0.7,IF(#REF!=\"Nuclear\",#REF!*0.85,IF(#REF!=\"Pumped_Storage\",#REF!*0.5,IF(#REF!=\"CCS\",#REF!*0.85,IF(#REF!=\"OCGT\",#REF!*0,IF(#REF!=\"\",0,#REF!*M$627))))))))","v":{"$error":"#REF!"}},{"$f":"IF(#REF!=\"Interconnector\",#REF!*1,IF(#REF!=\"Wind\",#REF!*0.7,IF(#REF!=\"Marine\",#REF!*0.7,IF(#REF!=\"Nuclear\",#REF!*0.85,IF(#REF!=\"Pumped_Storage\",#REF!*0.5,IF(#REF!=\"CCS\",#REF!*0.85,IF(#REF!=\"OCGT\",#REF!*0,IF(#REF!=\"\",0,#REF!*N$627))))))))","v":{"$error":"#REF!"}},{"$f":"IF(#REF!=\"Interconnector\",#REF!*1,IF(#REF!=\"Wind\",#REF!*0.7,IF(#REF!=\"Marine\",#REF!*0.7,IF(#REF!=\"Nuclear\",#REF!*0.85,IF(#REF!=\"Pumped_Storage\",#REF!*0.5,IF(#REF!=\"CCS\",#REF!*0.85,IF(#REF!=\"OCGT\",#REF!*0,IF(#REF!=\"\",0,#REF!*O$627))))))))","v":{"$error":"#REF!"}}]
[{"$f":"#REF!","v":{"$error":"#REF!"}},{"$f":"#REF!","v":{"$error":"#REF!"}},{"$f":"#REF!","v":{"$error":"#REF!"}},{"$f":"#REF!","v":{"$error":"#REF!"}},{"$f":"IF(#REF!=\"Interconnector\",#REF!*1,IF(#REF!=\"Wind\",#REF!*0.7,IF(#REF!=\"Marine\",#REF!*0.7,IF(#REF!=\"Nuclear\",#REF!*0.85,IF(#REF!=\"Pumped_Storage\",#REF!*0.5,IF(#REF!=\"CCS\",#REF!*0.85,IF(#REF!=\"OCGT\",#REF!*0,IF(#REF!=\"\",0,#REF!*E$627))))))))","v":{"$error":"#REF!"}},{"$f":"IF(#REF!=\"Interconnector\",#REF!*1,IF(#REF!=\"Wind\",#REF!*0.7,IF(#REF!=\"Marine\",#REF!*0.7,IF(#REF!=\"Nuclear\",#REF!*0.85,IF(#REF!=\"Pumped_Storage\",#REF!*0.5,IF(#REF!=\"CCS\",#REF!*0.85,IF(#REF!=\"OCGT\",#REF!*0,IF(#REF!=\"\",0,#REF!*F$627))))))))","v":{"$error":"#REF!"}},{"$f":"IF(#REF!=\"Interconnector\",#REF!*1,IF(#REF!=\"Wind\",#REF!*0.7,IF(#REF!=\"Marine\",#REF!*0.7,IF(#REF!=\"Nuclear\",#REF!*0.85,IF(#REF!=\"Pumped_Storage\",#REF!*0.5,IF(#REF!=\"CCS\",#REF!*0.85,IF(#REF!=\"OCGT\",#REF!*0,IF(#REF!=\"\",0,#REF!*G$627))))))))","v":{"$error":"#REF!"}},{"$f":"IF(#REF!=\"Interconnector\",#REF!*1,IF(#REF!=\"Wind\",#REF!*0.7,IF(#REF!=\"Marine\",#REF!*0.7,IF(#REF!=\"Nuclear\",#REF!*0.85,IF(#REF!=\"Pumped_Storage\",#REF!*0.5,IF(#REF!=\"CCS\",#REF!*0.85,IF(#REF!=\"OCGT\",#REF!*0,IF(#REF!=\"\",0,#REF!*H$627))))))))","v":{"$error":"#REF!"}},{"$f":"IF(#REF!=\"Interconnector\",#REF!*1,IF(#REF!=\"Wind\",#REF!*0.7,IF(#REF!=\"Marine\",#REF!*0.7,IF(#REF!=\"Nuclear\",#REF!*0.85,IF(#REF!=\"Pumped_Storage\",#REF!*0.5,IF(#REF!=\"CCS\",#REF!*0.85,IF(#REF!=\"OCGT\",#REF!*0,IF(#REF!=\"\",0,#REF!*I$627))))))))","v":{"$error":"#REF!"}},{"$f":"IF(#REF!=\"Interconnector\",#REF!*1,IF(#REF!=\"Wind\",#REF!*0.7,IF(#REF!=\"Marine\",#REF!*0.7,IF(#REF!=\"Nuclear\",#REF!*0.85,IF(#REF!=\"Pumped_Storage\",#REF!*0.5,IF(#REF!=\"CCS\",#REF!*0.85,IF(#REF!=\"OCGT\",#REF!*0,IF(#REF!=\"\",0,#REF!*J$627))))))))","v":{"$error":"#REF!"}},{"$f":"IF(#REF!=\"Interconnector\",#REF!*1,IF(#REF!=\"Wind\",#REF!*0.7,IF(#REF!=\"Marine\",#REF!*0.7,IF(#REF!=\"Nuclear\",#REF!*0.85,IF(#REF!=\"Pumped_Storage\",#REF!*0.5,IF(#REF!=\"CCS\",#REF!*0.85,IF(#REF!=\"OCGT\",#REF!*0,IF(#REF!=\"\",0,#REF!*K$627))))))))","v":{"$error":"#REF!"}},{"$f":"IF(#REF!=\"Interconnector\",#REF!*1,IF(#REF!=\"Wind\",#REF!*0.7,IF(#REF!=\"Marine\",#REF!*0.7,IF(#REF!=\"Nuclear\",#REF!*0.85,IF(#REF!=\"Pumped_Storage\",#REF!*0.5,IF(#REF!=\"CCS\",#REF!*0.85,IF(#REF!=\"OCGT\",#REF!*0,IF(#REF!=\"\",0,#REF!*L$627))))))))","v":{"$error":"#REF!"}},{"$f":"IF(#REF!=\"Interconnector\",#REF!*1,IF(#REF!=\"Wind\",#REF!*0.7,IF(#REF!=\"Marine\",#REF!*0.7,IF(#REF!=\"Nuclear\",#REF!*0.85,IF(#REF!=\"Pumped_Storage\",#REF!*0.5,IF(#REF!=\"CCS\",#REF!*0.85,IF(#REF!=\"OCGT\",#REF!*0,IF(#REF!=\"\",0,#REF!*M$627))))))))","v":{"$error":"#REF!"}},{"$f":"IF(#REF!=\"Interconnector\",#REF!*1,IF(#REF!=\"Wind\",#REF!*0.7,IF(#REF!=\"Marine\",#REF!*0.7,IF(#REF!=\"Nuclear\",#REF!*0.85,IF(#REF!=\"Pumped_Storage\",#REF!*0.5,IF(#REF!=\"CCS\",#REF!*0.85,IF(#REF!=\"OCGT\",#REF!*0,IF(#REF!=\"\",0,#REF!*N$627))))))))","v":{"$error":"#REF!"}},{"$f":"IF(#REF!=\"Interconnector\",#REF!*1,IF(#REF!=\"Wind\",#REF!*0.7,IF(#REF!=\"Marine\",#REF!*0.7,IF(#REF!=\"Nuclear\",#REF!*0.85,IF(#REF!=\"Pumped_Storage\",#REF!*0.5,IF(#REF!=\"CCS\",#REF!*0.85,IF(#REF!=\"OCGT\",#REF!*0,IF(#REF!=\"\",0,#REF!*O$627))))))))","v":{"$error":"#REF!"}}]
[{"$f":"#REF!","v":{"$error":"#REF!"}},{"$f":"#REF!","v":{"$error":"#REF!"}},{"$f":"#REF!","v":{"$error":"#REF!"}},{"$f":"#REF!","v":{"$error":"#REF!"}},{"$f":"IF(#REF!=\"Interconnector\",#REF!*1,IF(#REF!=\"Wind\",#REF!*0.7,IF(#REF!=\"Marine\",#REF!*0.7,IF(#REF!=\"Nuclear\",#REF!*0.85,IF(#REF!=\"Pumped_Storage\",#REF!*0.5,IF(#REF!=\"CCS\",#REF!*0.85,IF(#REF!=\"OCGT\",#REF!*0,IF(#REF!=\"\",0,#REF!*E$627))))))))","v":{"$error":"#REF!"}},{"$f":"IF(#REF!=\"Interconnector\",#REF!*1,IF(#REF!=\"Wind\",#REF!*0.7,IF(#REF!=\"Marine\",#REF!*0.7,IF(#REF!=\"Nuclear\",#REF!*0.85,IF(#REF!=\"Pumped_Storage\",#REF!*0.5,IF(#REF!=\"CCS\",#REF!*0.85,IF(#REF!=\"OCGT\",#REF!*0,IF(#REF!=\"\",0,#REF!*F$627))))))))","v":{"$error":"#REF!"}},{"$f":"IF(#REF!=\"Interconnector\",#REF!*1,IF(#REF!=\"Wind\",#REF!*0.7,IF(#REF!=\"Marine\",#REF!*0.7,IF(#REF!=\"Nuclear\",#REF!*0.85,IF(#REF!=\"Pumped_Storage\",#REF!*0.5,IF(#REF!=\"CCS\",#REF!*0.85,IF(#REF!=\"OCGT\",#REF!*0,IF(#REF!=\"\",0,#REF!*G$627))))))))","v":{"$error":"#REF!"}},{"$f":"IF(#REF!=\"Interconnector\",#REF!*1,IF(#REF!=\"Wind\",#REF!*0.7,IF(#REF!=\"Marine\",#REF!*0.7,IF(#REF!=\"Nuclear\",#REF!*0.85,IF(#REF!=\"Pumped_Storage\",#REF!*0.5,IF(#REF!=\"CCS\",#REF!*0.85,IF(#REF!=\"OCGT\",#REF!*0,IF(#REF!=\"\",0,#REF!*H$627))))))))","v":{"$error":"#REF!"}},{"$f":"IF(#REF!=\"Interconnector\",#REF!*1,IF(#REF!=\"Wind\",#REF!*0.7,IF(#REF!=\"Marine\",#REF!*0.7,IF(#REF!=\"Nuclear\",#REF!*0.85,IF(#REF!=\"Pumped_Storage\",#REF!*0.5,IF(#REF!=\"CCS\",#REF!*0.85,IF(#REF!=\"OCGT\",#REF!*0,IF(#REF!=\"\",0,#REF!*I$627))))))))","v":{"$error":"#REF!"}},{"$f":"IF(#REF!=\"Interconnector\",#REF!*1,IF(#REF!=\"Wind\",#REF!*0.7,IF(#REF!=\"Marine\",#REF!*0.7,IF(#REF!=\"Nuclear\",#REF!*0.85,IF(#REF!=\"Pumped_Storage\",#REF!*0.5,IF(#REF!=\"CCS\",#REF!*0.85,IF(#REF!=\"OCGT\",#REF!*0,IF(#REF!=\"\",0,#REF!*J$627))))))))","v":{"$error":"#REF!"}},{"$f":"IF(#REF!=\"Interconnector\",#REF!*1,IF(#REF!=\"Wind\",#REF!*0.7,IF(#REF!=\"Marine\",#REF!*0.7,IF(#REF!=\"Nuclear\",#REF!*0.85,IF(#REF!=\"Pumped_Storage\",#REF!*0.5,IF(#REF!=\"CCS\",#REF!*0.85,IF(#REF!=\"OCGT\",#REF!*0,IF(#REF!=\"\",0,#REF!*K$627))))))))","v":{"$error":"#REF!"}},{"$f":"IF(#REF!=\"Interconnector\",#REF!*1,IF(#REF!=\"Wind\",#REF!*0.7,IF(#REF!=\"Marine\",#REF!*0.7,IF(#REF!=\"Nuclear\",#REF!*0.85,IF(#REF!=\"Pumped_Storage\",#REF!*0.5,IF(#REF!=\"CCS\",#REF!*0.85,IF(#REF!=\"OCGT\",#REF!*0,IF(#REF!=\"\",0,#REF!*L$627))))))))","v":{"$error":"#REF!"}},{"$f":"IF(#REF!=\"Interconnector\",#REF!*1,IF(#REF!=\"Wind\",#REF!*0.7,IF(#REF!=\"Marine\",#REF!*0.7,IF(#REF!=\"Nuclear\",#REF!*0.85,IF(#REF!=\"Pumped_Storage\",#REF!*0.5,IF(#REF!=\"CCS\",#REF!*0.85,IF(#REF!=\"OCGT\",#REF!*0,IF(#REF!=\"\",0,#REF!*M$627))))))))","v":{"$error":"#REF!"}},{"$f":"IF(#REF!=\"Interconnector\",#REF!*1,IF(#REF!=\"Wind\",#REF!*0.7,IF(#REF!=\"Marine\",#REF!*0.7,IF(#REF!=\"Nuclear\",#REF!*0.85,IF(#REF!=\"Pumped_Storage\",#REF!*0.5,IF(#REF!=\"CCS\",#REF!*0.85,IF(#REF!=\"OCGT\",#REF!*0,IF(#REF!=\"\",0,#REF!*N$627))))))))","v":{"$error":"#REF!"}},{"$f":"IF(#REF!=\"Interconnector\",#REF!*1,IF(#REF!=\"Wind\",#REF!*0.7,IF(#REF!=\"Marine\",#REF!*0.7,IF(#REF!=\"Nuclear\",#REF!*0.85,IF(#REF!=\"Pumped_Storage\",#REF!*0.5,IF(#REF!=\"CCS\",#REF!*0.85,IF(#REF!=\"OCGT\",#REF!*0,IF(#REF!=\"\",0,#REF!*O$627))))))))","v":{"$error":"#REF!"}}]
[{"$f":"#REF!","v":{"$error":"#REF!"}},{"$f":"#REF!","v":{"$error":"#REF!"}},{"$f":"#REF!","v":{"$error":"#REF!"}},{"$f":"#REF!","v":{"$error":"#REF!"}},{"$f":"IF(#REF!=\"Interconnector\",#REF!*1,IF(#REF!=\"Wind\",#REF!*0.7,IF(#REF!=\"Marine\",#REF!*0.7,IF(#REF!=\"Nuclear\",#REF!*0.85,IF(#REF!=\"Pumped_Storage\",#REF!*0.5,IF(#REF!=\"CCS\",#REF!*0.85,IF(#REF!=\"OCGT\",#REF!*0,IF(#REF!=\"\",0,#REF!*E$627))))))))","v":{"$error":"#REF!"}},{"$f":"IF(#REF!=\"Interconnector\",#REF!*1,IF(#REF!=\"Wind\",#REF!*0.7,IF(#REF!=\"Marine\",#REF!*0.7,IF(#REF!=\"Nuclear\",#REF!*0.85,IF(#REF!=\"Pumped_Storage\",#REF!*0.5,IF(#REF!=\"CCS\",#REF!*0.85,IF(#REF!=\"OCGT\",#REF!*0,IF(#REF!=\"\",0,#REF!*F$627))))))))","v":{"$error":"#REF!"}},{"$f":"IF(#REF!=\"Interconnector\",#REF!*1,IF(#REF!=\"Wind\",#REF!*0.7,IF(#REF!=\"Marine\",#REF!*0.7,IF(#REF!=\"Nuclear\",#REF!*0.85,IF(#REF!=\"Pumped_Storage\",#REF!*0.5,IF(#REF!=\"CCS\",#REF!*0.85,IF(#REF!=\"OCGT\",#REF!*0,IF(#REF!=\"\",0,#REF!*G$627))))))))","v":{"$error":"#REF!"}},{"$f":"IF(#REF!=\"Interconnector\",#REF!*1,IF(#REF!=\"Wind\",#REF!*0.7,IF(#REF!=\"Marine\",#REF!*0.7,IF(#REF!=\"Nuclear\",#REF!*0.85,IF(#REF!=\"Pumped_Storage\",#REF!*0.5,IF(#REF!=\"CCS\",#REF!*0.85,IF(#REF!=\"OCGT\",#REF!*0,IF(#REF!=\"\",0,#REF!*H$627))))))))","v":{"$error":"#REF!"}},{"$f":"IF(#REF!=\"Interconnector\",#REF!*1,IF(#REF!=\"Wind\",#REF!*0.7,IF(#REF!=\"Marine\",#REF!*0.7,IF(#REF!=\"Nuclear\",#REF!*0.85,IF(#REF!=\"Pumped_Storage\",#REF!*0.5,IF(#REF!=\"CCS\",#REF!*0.85,IF(#REF!=\"OCGT\",#REF!*0,IF(#REF!=\"\",0,#REF!*I$627))))))))","v":{"$error":"#REF!"}},{"$f":"IF(#REF!=\"Interconnector\",#REF!*1,IF(#REF!=\"Wind\",#REF!*0.7,IF(#REF!=\"Marine\",#REF!*0.7,IF(#REF!=\"Nuclear\",#REF!*0.85,IF(#REF!=\"Pumped_Storage\",#REF!*0.5,IF(#REF!=\"CCS\",#REF!*0.85,IF(#REF!=\"OCGT\",#REF!*0,IF(#REF!=\"\",0,#REF!*J$627))))))))","v":{"$error":"#REF!"}},{"$f":"IF(#REF!=\"Interconnector\",#REF!*1,IF(#REF!=\"Wind\",#REF!*0.7,IF(#REF!=\"Marine\",#REF!*0.7,IF(#REF!=\"Nuclear\",#REF!*0.85,IF(#REF!=\"Pumped_Storage\",#REF!*0.5,IF(#REF!=\"CCS\",#REF!*0.85,IF(#REF!=\"OCGT\",#REF!*0,IF(#REF!=\"\",0,#REF!*K$627))))))))","v":{"$error":"#REF!"}},{"$f":"IF(#REF!=\"Interconnector\",#REF!*1,IF(#REF!=\"Wind\",#REF!*0.7,IF(#REF!=\"Marine\",#REF!*0.7,IF(#REF!=\"Nuclear\",#REF!*0.85,IF(#REF!=\"Pumped_Storage\",#REF!*0.5,IF(#REF!=\"CCS\",#REF!*0.85,IF(#REF!=\"OCGT\",#REF!*0,IF(#REF!=\"\",0,#REF!*L$627))))))))","v":{"$error":"#REF!"}},{"$f":"IF(#REF!=\"Interconnector\",#REF!*1,IF(#REF!=\"Wind\",#REF!*0.7,IF(#REF!=\"Marine\",#REF!*0.7,IF(#REF!=\"Nuclear\",#REF!*0.85,IF(#REF!=\"Pumped_Storage\",#REF!*0.5,IF(#REF!=\"CCS\",#REF!*0.85,IF(#REF!=\"OCGT\",#REF!*0,IF(#REF!=\"\",0,#REF!*M$627))))))))","v":{"$error":"#REF!"}},{"$f":"IF(#REF!=\"Interconnector\",#REF!*1,IF(#REF!=\"Wind\",#REF!*0.7,IF(#REF!=\"Marine\",#REF!*0.7,IF(#REF!=\"Nuclear\",#REF!*0.85,IF(#REF!=\"Pumped_Storage\",#REF!*0.5,IF(#REF!=\"CCS\",#REF!*0.85,IF(#REF!=\"OCGT\",#REF!*0,IF(#REF!=\"\",0,#REF!*N$627))))))))","v":{"$error":"#REF!"}},{"$f":"IF(#REF!=\"Interconnector\",#REF!*1,IF(#REF!=\"Wind\",#REF!*0.7,IF(#REF!=\"Marine\",#REF!*0.7,IF(#REF!=\"Nuclear\",#REF!*0.85,IF(#REF!=\"Pumped_Storage\",#REF!*0.5,IF(#REF!=\"CCS\",#REF!*0.85,IF(#REF!=\"OCGT\",#REF!*0,IF(#REF!=\"\",0,#REF!*O$627))))))))","v":{"$error":"#REF!"}}]
[{"$f":"#REF!","v":{"$error":"#REF!"}},{"$f":"#REF!","v":{"$error":"#REF!"}},{"$f":"#REF!","v":{"$error":"#REF!"}},{"$f":"#REF!","v":{"$error":"#REF!"}},{"$f":"IF(#REF!=\"Interconnector\",#REF!*1,IF(#REF!=\"Wind\",#REF!*0.7,IF(#REF!=\"Marine\",#REF!*0.7,IF(#REF!=\"Nuclear\",#REF!*0.85,IF(#REF!=\"Pumped_Storage\",#REF!*0.5,IF(#REF!=\"CCS\",#REF!*0.85,IF(#REF!=\"OCGT\",#REF!*0,IF(#REF!=\"\",0,#REF!*E$627))))))))","v":{"$error":"#REF!"}},{"$f":"IF(#REF!=\"Interconnector\",#REF!*1,IF(#REF!=\"Wind\",#REF!*0.7,IF(#REF!=\"Marine\",#REF!*0.7,IF(#REF!=\"Nuclear\",#REF!*0.85,IF(#REF!=\"Pumped_Storage\",#REF!*0.5,IF(#REF!=\"CCS\",#REF!*0.85,IF(#REF!=\"OCGT\",#REF!*0,IF(#REF!=\"\",0,#REF!*F$627))))))))","v":{"$error":"#REF!"}},{"$f":"IF(#REF!=\"Interconnector\",#REF!*1,IF(#REF!=\"Wind\",#REF!*0.7,IF(#REF!=\"Marine\",#REF!*0.7,IF(#REF!=\"Nuclear\",#REF!*0.85,IF(#REF!=\"Pumped_Storage\",#REF!*0.5,IF(#REF!=\"CCS\",#REF!*0.85,IF(#REF!=\"OCGT\",#REF!*0,IF(#REF!=\"\",0,#REF!*G$627))))))))","v":{"$error":"#REF!"}},{"$f":"IF(#REF!=\"Interconnector\",#REF!*1,IF(#REF!=\"Wind\",#REF!*0.7,IF(#REF!=\"Marine\",#REF!*0.7,IF(#REF!=\"Nuclear\",#REF!*0.85,IF(#REF!=\"Pumped_Storage\",#REF!*0.5,IF(#REF!=\"CCS\",#REF!*0.85,IF(#REF!=\"OCGT\",#REF!*0,IF(#REF!=\"\",0,#REF!*H$627))))))))","v":{"$error":"#REF!"}},{"$f":"IF(#REF!=\"Interconnector\",#REF!*1,IF(#REF!=\"Wind\",#REF!*0.7,IF(#REF!=\"Marine\",#REF!*0.7,IF(#REF!=\"Nuclear\",#REF!*0.85,IF(#REF!=\"Pumped_Storage\",#REF!*0.5,IF(#REF!=\"CCS\",#REF!*0.85,IF(#REF!=\"OCGT\",#REF!*0,IF(#REF!=\"\",0,#REF!*I$627))))))))","v":{"$error":"#REF!"}},{"$f":"IF(#REF!=\"Interconnector\",#REF!*1,IF(#REF!=\"Wind\",#REF!*0.7,IF(#REF!=\"Marine\",#REF!*0.7,IF(#REF!=\"Nuclear\",#REF!*0.85,IF(#REF!=\"Pumped_Storage\",#REF!*0.5,IF(#REF!=\"CCS\",#REF!*0.85,IF(#REF!=\"OCGT\",#REF!*0,IF(#REF!=\"\",0,#REF!*J$627))))))))","v":{"$error":"#REF!"}},{"$f":"IF(#REF!=\"Interconnector\",#REF!*1,IF(#REF!=\"Wind\",#REF!*0.7,IF(#REF!=\"Marine\",#REF!*0.7,IF(#REF!=\"Nuclear\",#REF!*0.85,IF(#REF!=\"Pumped_Storage\",#REF!*0.5,IF(#REF!=\"CCS\",#REF!*0.85,IF(#REF!=\"OCGT\",#REF!*0,IF(#REF!=\"\",0,#REF!*K$627))))))))","v":{"$error":"#REF!"}},{"$f":"IF(#REF!=\"Interconnector\",#REF!*1,IF(#REF!=\"Wind\",#REF!*0.7,IF(#REF!=\"Marine\",#REF!*0.7,IF(#REF!=\"Nuclear\",#REF!*0.85,IF(#REF!=\"Pumped_Storage\",#REF!*0.5,IF(#REF!=\"CCS\",#REF!*0.85,IF(#REF!=\"OCGT\",#REF!*0,IF(#REF!=\"\",0,#REF!*L$627))))))))","v":{"$error":"#REF!"}},{"$f":"IF(#REF!=\"Interconnector\",#REF!*1,IF(#REF!=\"Wind\",#REF!*0.7,IF(#REF!=\"Marine\",#REF!*0.7,IF(#REF!=\"Nuclear\",#REF!*0.85,IF(#REF!=\"Pumped_Storage\",#REF!*0.5,IF(#REF!=\"CCS\",#REF!*0.85,IF(#REF!=\"OCGT\",#REF!*0,IF(#REF!=\"\",0,#REF!*M$627))))))))","v":{"$error":"#REF!"}},{"$f":"IF(#REF!=\"Interconnector\",#REF!*1,IF(#REF!=\"Wind\",#REF!*0.7,IF(#REF!=\"Marine\",#REF!*0.7,IF(#REF!=\"Nuclear\",#REF!*0.85,IF(#REF!=\"Pumped_Storage\",#REF!*0.5,IF(#REF!=\"CCS\",#REF!*0.85,IF(#REF!=\"OCGT\",#REF!*0,IF(#REF!=\"\",0,#REF!*N$627))))))))","v":{"$error":"#REF!"}},{"$f":"IF(#REF!=\"Interconnector\",#REF!*1,IF(#REF!=\"Wind\",#REF!*0.7,IF(#REF!=\"Marine\",#REF!*0.7,IF(#REF!=\"Nuclear\",#REF!*0.85,IF(#REF!=\"Pumped_Storage\",#REF!*0.5,IF(#REF!=\"CCS\",#REF!*0.85,IF(#REF!=\"OCGT\",#REF!*0,IF(#REF!=\"\",0,#REF!*O$627))))))))","v":{"$error":"#REF!"}}]
[{"$f":"#REF!","v":{"$error":"#REF!"}},{"$f":"#REF!","v":{"$error":"#REF!"}},{"$f":"#REF!","v":{"$error":"#REF!"}},{"$f":"#REF!","v":{"$error":"#REF!"}},{"$f":"IF(#REF!=\"Interconnector\",#REF!*1,IF(#REF!=\"Wind\",#REF!*0.7,IF(#REF!=\"Marine\",#REF!*0.7,IF(#REF!=\"Nuclear\",#REF!*0.85,IF(#REF!=\"Pumped_Storage\",#REF!*0.5,IF(#REF!=\"CCS\",#REF!*0.85,IF(#REF!=\"OCGT\",#REF!*0,IF(#REF!=\"\",0,#REF!*E$627))))))))","v":{"$error":"#REF!"}},{"$f":"IF(#REF!=\"Interconnector\",#REF!*1,IF(#REF!=\"Wind\",#REF!*0.7,IF(#REF!=\"Marine\",#REF!*0.7,IF(#REF!=\"Nuclear\",#REF!*0.85,IF(#REF!=\"Pumped_Storage\",#REF!*0.5,IF(#REF!=\"CCS\",#REF!*0.85,IF(#REF!=\"OCGT\",#REF!*0,IF(#REF!=\"\",0,#REF!*F$627))))))))","v":{"$error":"#REF!"}},{"$f":"IF(#REF!=\"Interconnector\",#REF!*1,IF(#REF!=\"Wind\",#REF!*0.7,IF(#REF!=\"Marine\",#REF!*0.7,IF(#REF!=\"Nuclear\",#REF!*0.85,IF(#REF!=\"Pumped_Storage\",#REF!*0.5,IF(#REF!=\"CCS\",#REF!*0.85,IF(#REF!=\"OCGT\",#REF!*0,IF(#REF!=\"\",0,#REF!*G$627))))))))","v":{"$error":"#REF!"}},{"$f":"IF(#REF!=\"Interconnector\",#REF!*1,IF(#REF!=\"Wind\",#REF!*0.7,IF(#REF!=\"Marine\",#REF!*0.7,IF(#REF!=\"Nuclear\",#REF!*0.85,IF(#REF!=\"Pumped_Storage\",#REF!*0.5,IF(#REF!=\"CCS\",#REF!*0.85,IF(#REF!=\"OCGT\",#REF!*0,IF(#REF!=\"\",0,#REF!*H$627))))))))","v":{"$error":"#REF!"}},{"$f":"IF(#REF!=\"Interconnector\",#REF!*1,IF(#REF!=\"Wind\",#REF!*0.7,IF(#REF!=\"Marine\",#REF!*0.7,IF(#REF!=\"Nuclear\",#REF!*0.85,IF(#REF!=\"Pumped_Storage\",#REF!*0.5,IF(#REF!=\"CCS\",#REF!*0.85,IF(#REF!=\"OCGT\",#REF!*0,IF(#REF!=\"\",0,#REF!*I$627))))))))","v":{"$error":"#REF!"}},{"$f":"IF(#REF!=\"Interconnector\",#REF!*1,IF(#REF!=\"Wind\",#REF!*0.7,IF(#REF!=\"Marine\",#REF!*0.7,IF(#REF!=\"Nuclear\",#REF!*0.85,IF(#REF!=\"Pumped_Storage\",#REF!*0.5,IF(#REF!=\"CCS\",#REF!*0.85,IF(#REF!=\"OCGT\",#REF!*0,IF(#REF!=\"\",0,#REF!*J$627))))))))","v":{"$error":"#REF!"}},{"$f":"IF(#REF!=\"Interconnector\",#REF!*1,IF(#REF!=\"Wind\",#REF!*0.7,IF(#REF!=\"Marine\",#REF!*0.7,IF(#REF!=\"Nuclear\",#REF!*0.85,IF(#REF!=\"Pumped_Storage\",#REF!*0.5,IF(#REF!=\"CCS\",#REF!*0.85,IF(#REF!=\"OCGT\",#REF!*0,IF(#REF!=\"\",0,#REF!*K$627))))))))","v":{"$error":"#REF!"}},{"$f":"IF(#REF!=\"Interconnector\",#REF!*1,IF(#REF!=\"Wind\",#REF!*0.7,IF(#REF!=\"Marine\",#REF!*0.7,IF(#REF!=\"Nuclear\",#REF!*0.85,IF(#REF!=\"Pumped_Storage\",#REF!*0.5,IF(#REF!=\"CCS\",#REF!*0.85,IF(#REF!=\"OCGT\",#REF!*0,IF(#REF!=\"\",0,#REF!*L$627))))))))","v":{"$error":"#REF!"}},{"$f":"IF(#REF!=\"Interconnector\",#REF!*1,IF(#REF!=\"Wind\",#REF!*0.7,IF(#REF!=\"Marine\",#REF!*0.7,IF(#REF!=\"Nuclear\",#REF!*0.85,IF(#REF!=\"Pumped_Storage\",#REF!*0.5,IF(#REF!=\"CCS\",#REF!*0.85,IF(#REF!=\"OCGT\",#REF!*0,IF(#REF!=\"\",0,#REF!*M$627))))))))","v":{"$error":"#REF!"}},{"$f":"IF(#REF!=\"Interconnector\",#REF!*1,IF(#REF!=\"Wind\",#REF!*0.7,IF(#REF!=\"Marine\",#REF!*0.7,IF(#REF!=\"Nuclear\",#REF!*0.85,IF(#REF!=\"Pumped_Storage\",#REF!*0.5,IF(#REF!=\"CCS\",#REF!*0.85,IF(#REF!=\"OCGT\",#REF!*0,IF(#REF!=\"\",0,#REF!*N$627))))))))","v":{"$error":"#REF!"}},{"$f":"IF(#REF!=\"Interconnector\",#REF!*1,IF(#REF!=\"Wind\",#REF!*0.7,IF(#REF!=\"Marine\",#REF!*0.7,IF(#REF!=\"Nuclear\",#REF!*0.85,IF(#REF!=\"Pumped_Storage\",#REF!*0.5,IF(#REF!=\"CCS\",#REF!*0.85,IF(#REF!=\"OCGT\",#REF!*0,IF(#REF!=\"\",0,#REF!*O$627))))))))","v":{"$error":"#REF!"}}]
[{"$f":"#REF!","v":{"$error":"#REF!"}},{"$f":"#REF!","v":{"$error":"#REF!"}},{"$f":"#REF!","v":{"$error":"#REF!"}},{"$f":"#REF!","v":{"$error":"#REF!"}},{"$f":"IF(#REF!=\"Interconnector\",#REF!*1,IF(#REF!=\"Wind\",#REF!*0.7,IF(#REF!=\"Marine\",#REF!*0.7,IF(#REF!=\"Nuclear\",#REF!*0.85,IF(#REF!=\"Pumped_Storage\",#REF!*0.5,IF(#REF!=\"CCS\",#REF!*0.85,IF(#REF!=\"OCGT\",#REF!*0,IF(#REF!=\"\",0,#REF!*E$627))))))))","v":{"$error":"#REF!"}},{"$f":"IF(#REF!=\"Interconnector\",#REF!*1,IF(#REF!=\"Wind\",#REF!*0.7,IF(#REF!=\"Marine\",#REF!*0.7,IF(#REF!=\"Nuclear\",#REF!*0.85,IF(#REF!=\"Pumped_Storage\",#REF!*0.5,IF(#REF!=\"CCS\",#REF!*0.85,IF(#REF!=\"OCGT\",#REF!*0,IF(#REF!=\"\",0,#REF!*F$627))))))))","v":{"$error":"#REF!"}},{"$f":"IF(#REF!=\"Interconnector\",#REF!*1,IF(#REF!=\"Wind\",#REF!*0.7,IF(#REF!=\"Marine\",#REF!*0.7,IF(#REF!=\"Nuclear\",#REF!*0.85,IF(#REF!=\"Pumped_Storage\",#REF!*0.5,IF(#REF!=\"CCS\",#REF!*0.85,IF(#REF!=\"OCGT\",#REF!*0,IF(#REF!=\"\",0,#REF!*G$627))))))))","v":{"$error":"#REF!"}},{"$f":"IF(#REF!=\"Interconnector\",#REF!*1,IF(#REF!=\"Wind\",#REF!*0.7,IF(#REF!=\"Marine\",#REF!*0.7,IF(#REF!=\"Nuclear\",#REF!*0.85,IF(#REF!=\"Pumped_Storage\",#REF!*0.5,IF(#REF!=\"CCS\",#REF!*0.85,IF(#REF!=\"OCGT\",#REF!*0,IF(#REF!=\"\",0,#REF!*H$627))))))))","v":{"$error":"#REF!"}},{"$f":"IF(#REF!=\"Interconnector\",#REF!*1,IF(#REF!=\"Wind\",#REF!*0.7,IF(#REF!=\"Marine\",#REF!*0.7,IF(#REF!=\"Nuclear\",#REF!*0.85,IF(#REF!=\"Pumped_Storage\",#REF!*0.5,IF(#REF!=\"CCS\",#REF!*0.85,IF(#REF!=\"OCGT\",#REF!*0,IF(#REF!=\"\",0,#REF!*I$627))))))))","v":{"$error":"#REF!"}},{"$f":"IF(#REF!=\"Interconnector\",#REF!*1,IF(#REF!=\"Wind\",#REF!*0.7,IF(#REF!=\"Marine\",#REF!*0.7,IF(#REF!=\"Nuclear\",#REF!*0.85,IF(#REF!=\"Pumped_Storage\",#REF!*0.5,IF(#REF!=\"CCS\",#REF!*0.85,IF(#REF!=\"OCGT\",#REF!*0,IF(#REF!=\"\",0,#REF!*J$627))))))))","v":{"$error":"#REF!"}},{"$f":"IF(#REF!=\"Interconnector\",#REF!*1,IF(#REF!=\"Wind\",#REF!*0.7,IF(#REF!=\"Marine\",#REF!*0.7,IF(#REF!=\"Nuclear\",#REF!*0.85,IF(#REF!=\"Pumped_Storage\",#REF!*0.5,IF(#REF!=\"CCS\",#REF!*0.85,IF(#REF!=\"OCGT\",#REF!*0,IF(#REF!=\"\",0,#REF!*K$627))))))))","v":{"$error":"#REF!"}},{"$f":"IF(#REF!=\"Interconnector\",#REF!*1,IF(#REF!=\"Wind\",#REF!*0.7,IF(#REF!=\"Marine\",#REF!*0.7,IF(#REF!=\"Nuclear\",#REF!*0.85,IF(#REF!=\"Pumped_Storage\",#REF!*0.5,IF(#REF!=\"CCS\",#REF!*0.85,IF(#REF!=\"OCGT\",#REF!*0,IF(#REF!=\"\",0,#REF!*L$627))))))))","v":{"$error":"#REF!"}},{"$f":"IF(#REF!=\"Interconnector\",#REF!*1,IF(#REF!=\"Wind\",#REF!*0.7,IF(#REF!=\"Marine\",#REF!*0.7,IF(#REF!=\"Nuclear\",#REF!*0.85,IF(#REF!=\"Pumped_Storage\",#REF!*0.5,IF(#REF!=\"CCS\",#REF!*0.85,IF(#REF!=\"OCGT\",#REF!*0,IF(#REF!=\"\",0,#REF!*M$627))))))))","v":{"$error":"#REF!"}},{"$f":"IF(#REF!=\"Interconnector\",#REF!*1,IF(#REF!=\"Wind\",#REF!*0.7,IF(#REF!=\"Marine\",#REF!*0.7,IF(#REF!=\"Nuclear\",#REF!*0.85,IF(#REF!=\"Pumped_Storage\",#REF!*0.5,IF(#REF!=\"CCS\",#REF!*0.85,IF(#REF!=\"OCGT\",#REF!*0,IF(#REF!=\"\",0,#REF!*N$627))))))))","v":{"$error":"#REF!"}},{"$f":"IF(#REF!=\"Interconnector\",#REF!*1,IF(#REF!=\"Wind\",#REF!*0.7,IF(#REF!=\"Marine\",#REF!*0.7,IF(#REF!=\"Nuclear\",#REF!*0.85,IF(#REF!=\"Pumped_Storage\",#REF!*0.5,IF(#REF!=\"CCS\",#REF!*0.85,IF(#REF!=\"OCGT\",#REF!*0,IF(#REF!=\"\",0,#REF!*O$627))))))))","v":{"$error":"#REF!"}}]
[{"$f":"#REF!","v":{"$error":"#REF!"}},{"$f":"#REF!","v":{"$error":"#REF!"}},{"$f":"#REF!","v":{"$error":"#REF!"}},{"$f":"#REF!","v":{"$error":"#REF!"}},{"$f":"IF(#REF!=\"Interconnector\",#REF!*1,IF(#REF!=\"Wind\",#REF!*0.7,IF(#REF!=\"Marine\",#REF!*0.7,IF(#REF!=\"Nuclear\",#REF!*0.85,IF(#REF!=\"Pumped_Storage\",#REF!*0.5,IF(#REF!=\"CCS\",#REF!*0.85,IF(#REF!=\"OCGT\",#REF!*0,IF(#REF!=\"\",0,#REF!*E$627))))))))","v":{"$error":"#REF!"}},{"$f":"IF(#REF!=\"Interconnector\",#REF!*1,IF(#REF!=\"Wind\",#REF!*0.7,IF(#REF!=\"Marine\",#REF!*0.7,IF(#REF!=\"Nuclear\",#REF!*0.85,IF(#REF!=\"Pumped_Storage\",#REF!*0.5,IF(#REF!=\"CCS\",#REF!*0.85,IF(#REF!=\"OCGT\",#REF!*0,IF(#REF!=\"\",0,#REF!*F$627))))))))","v":{"$error":"#REF!"}},{"$f":"IF(#REF!=\"Interconnector\",#REF!*1,IF(#REF!=\"Wind\",#REF!*0.7,IF(#REF!=\"Marine\",#REF!*0.7,IF(#REF!=\"Nuclear\",#REF!*0.85,IF(#REF!=\"Pumped_Storage\",#REF!*0.5,IF(#REF!=\"CCS\",#REF!*0.85,IF(#REF!=\"OCGT\",#REF!*0,IF(#REF!=\"\",0,#REF!*G$627))))))))","v":{"$error":"#REF!"}},{"$f":"IF(#REF!=\"Interconnector\",#REF!*1,IF(#REF!=\"Wind\",#REF!*0.7,IF(#REF!=\"Marine\",#REF!*0.7,IF(#REF!=\"Nuclear\",#REF!*0.85,IF(#REF!=\"Pumped_Storage\",#REF!*0.5,IF(#REF!=\"CCS\",#REF!*0.85,IF(#REF!=\"OCGT\",#REF!*0,IF(#REF!=\"\",0,#REF!*H$627))))))))","v":{"$error":"#REF!"}},{"$f":"IF(#REF!=\"Interconnector\",#REF!*1,IF(#REF!=\"Wind\",#REF!*0.7,IF(#REF!=\"Marine\",#REF!*0.7,IF(#REF!=\"Nuclear\",#REF!*0.85,IF(#REF!=\"Pumped_Storage\",#REF!*0.5,IF(#REF!=\"CCS\",#REF!*0.85,IF(#REF!=\"OCGT\",#REF!*0,IF(#REF!=\"\",0,#REF!*I$627))))))))","v":{"$error":"#REF!"}},{"$f":"IF(#REF!=\"Interconnector\",#REF!*1,IF(#REF!=\"Wind\",#REF!*0.7,IF(#REF!=\"Marine\",#REF!*0.7,IF(#REF!=\"Nuclear\",#REF!*0.85,IF(#REF!=\"Pumped_Storage\",#REF!*0.5,IF(#REF!=\"CCS\",#REF!*0.85,IF(#REF!=\"OCGT\",#REF!*0,IF(#REF!=\"\",0,#REF!*J$627))))))))","v":{"$error":"#REF!"}},{"$f":"IF(#REF!=\"Interconnector\",#REF!*1,IF(#REF!=\"Wind\",#REF!*0.7,IF(#REF!=\"Marine\",#REF!*0.7,IF(#REF!=\"Nuclear\",#REF!*0.85,IF(#REF!=\"Pumped_Storage\",#REF!*0.5,IF(#REF!=\"CCS\",#REF!*0.85,IF(#REF!=\"OCGT\",#REF!*0,IF(#REF!=\"\",0,#REF!*K$627))))))))","v":{"$error":"#REF!"}},{"$f":"IF(#REF!=\"Interconnector\",#REF!*1,IF(#REF!=\"Wind\",#REF!*0.7,IF(#REF!=\"Marine\",#REF!*0.7,IF(#REF!=\"Nuclear\",#REF!*0.85,IF(#REF!=\"Pumped_Storage\",#REF!*0.5,IF(#REF!=\"CCS\",#REF!*0.85,IF(#REF!=\"OCGT\",#REF!*0,IF(#REF!=\"\",0,#REF!*L$627))))))))","v":{"$error":"#REF!"}},{"$f":"IF(#REF!=\"Interconnector\",#REF!*1,IF(#REF!=\"Wind\",#REF!*0.7,IF(#REF!=\"Marine\",#REF!*0.7,IF(#REF!=\"Nuclear\",#REF!*0.85,IF(#REF!=\"Pumped_Storage\",#REF!*0.5,IF(#REF!=\"CCS\",#REF!*0.85,IF(#REF!=\"OCGT\",#REF!*0,IF(#REF!=\"\",0,#REF!*M$627))))))))","v":{"$error":"#REF!"}},{"$f":"IF(#REF!=\"Interconnector\",#REF!*1,IF(#REF!=\"Wind\",#REF!*0.7,IF(#REF!=\"Marine\",#REF!*0.7,IF(#REF!=\"Nuclear\",#REF!*0.85,IF(#REF!=\"Pumped_Storage\",#REF!*0.5,IF(#REF!=\"CCS\",#REF!*0.85,IF(#REF!=\"OCGT\",#REF!*0,IF(#REF!=\"\",0,#REF!*N$627))))))))","v":{"$error":"#REF!"}},{"$f":"IF(#REF!=\"Interconnector\",#REF!*1,IF(#REF!=\"Wind\",#REF!*0.7,IF(#REF!=\"Marine\",#REF!*0.7,IF(#REF!=\"Nuclear\",#REF!*0.85,IF(#REF!=\"Pumped_Storage\",#REF!*0.5,IF(#REF!=\"CCS\",#REF!*0.85,IF(#REF!=\"OCGT\",#REF!*0,IF(#REF!=\"\",0,#REF!*O$627))))))))","v":{"$error":"#REF!"}}]
[{"$f":"#REF!","v":{"$error":"#REF!"}},{"$f":"#REF!","v":{"$error":"#REF!"}},{"$f":"#REF!","v":{"$error":"#REF!"}},{"$f":"#REF!","v":{"$error":"#REF!"}},{"$f":"IF(#REF!=\"Interconnector\",#REF!*1,IF(#REF!=\"Wind\",#REF!*0.7,IF(#REF!=\"Marine\",#REF!*0.7,IF(#REF!=\"Nuclear\",#REF!*0.85,IF(#REF!=\"Pumped_Storage\",#REF!*0.5,IF(#REF!=\"CCS\",#REF!*0.85,IF(#REF!=\"OCGT\",#REF!*0,IF(#REF!=\"\",0,#REF!*E$627))))))))","v":{"$error":"#REF!"}},{"$f":"IF(#REF!=\"Interconnector\",#REF!*1,IF(#REF!=\"Wind\",#REF!*0.7,IF(#REF!=\"Marine\",#REF!*0.7,IF(#REF!=\"Nuclear\",#REF!*0.85,IF(#REF!=\"Pumped_Storage\",#REF!*0.5,IF(#REF!=\"CCS\",#REF!*0.85,IF(#REF!=\"OCGT\",#REF!*0,IF(#REF!=\"\",0,#REF!*F$627))))))))","v":{"$error":"#REF!"}},{"$f":"IF(#REF!=\"Interconnector\",#REF!*1,IF(#REF!=\"Wind\",#REF!*0.7,IF(#REF!=\"Marine\",#REF!*0.7,IF(#REF!=\"Nuclear\",#REF!*0.85,IF(#REF!=\"Pumped_Storage\",#REF!*0.5,IF(#REF!=\"CCS\",#REF!*0.85,IF(#REF!=\"OCGT\",#REF!*0,IF(#REF!=\"\",0,#REF!*G$627))))))))","v":{"$error":"#REF!"}},{"$f":"IF(#REF!=\"Interconnector\",#REF!*1,IF(#REF!=\"Wind\",#REF!*0.7,IF(#REF!=\"Marine\",#REF!*0.7,IF(#REF!=\"Nuclear\",#REF!*0.85,IF(#REF!=\"Pumped_Storage\",#REF!*0.5,IF(#REF!=\"CCS\",#REF!*0.85,IF(#REF!=\"OCGT\",#REF!*0,IF(#REF!=\"\",0,#REF!*H$627))))))))","v":{"$error":"#REF!"}},{"$f":"IF(#REF!=\"Interconnector\",#REF!*1,IF(#REF!=\"Wind\",#REF!*0.7,IF(#REF!=\"Marine\",#REF!*0.7,IF(#REF!=\"Nuclear\",#REF!*0.85,IF(#REF!=\"Pumped_Storage\",#REF!*0.5,IF(#REF!=\"CCS\",#REF!*0.85,IF(#REF!=\"OCGT\",#REF!*0,IF(#REF!=\"\",0,#REF!*I$627))))))))","v":{"$error":"#REF!"}},{"$f":"IF(#REF!=\"Interconnector\",#REF!*1,IF(#REF!=\"Wind\",#REF!*0.7,IF(#REF!=\"Marine\",#REF!*0.7,IF(#REF!=\"Nuclear\",#REF!*0.85,IF(#REF!=\"Pumped_Storage\",#REF!*0.5,IF(#REF!=\"CCS\",#REF!*0.85,IF(#REF!=\"OCGT\",#REF!*0,IF(#REF!=\"\",0,#REF!*J$627))))))))","v":{"$error":"#REF!"}},{"$f":"IF(#REF!=\"Interconnector\",#REF!*1,IF(#REF!=\"Wind\",#REF!*0.7,IF(#REF!=\"Marine\",#REF!*0.7,IF(#REF!=\"Nuclear\",#REF!*0.85,IF(#REF!=\"Pumped_Storage\",#REF!*0.5,IF(#REF!=\"CCS\",#REF!*0.85,IF(#REF!=\"OCGT\",#REF!*0,IF(#REF!=\"\",0,#REF!*K$627))))))))","v":{"$error":"#REF!"}},{"$f":"IF(#REF!=\"Interconnector\",#REF!*1,IF(#REF!=\"Wind\",#REF!*0.7,IF(#REF!=\"Marine\",#REF!*0.7,IF(#REF!=\"Nuclear\",#REF!*0.85,IF(#REF!=\"Pumped_Storage\",#REF!*0.5,IF(#REF!=\"CCS\",#REF!*0.85,IF(#REF!=\"OCGT\",#REF!*0,IF(#REF!=\"\",0,#REF!*L$627))))))))","v":{"$error":"#REF!"}},{"$f":"IF(#REF!=\"Interconnector\",#REF!*1,IF(#REF!=\"Wind\",#REF!*0.7,IF(#REF!=\"Marine\",#REF!*0.7,IF(#REF!=\"Nuclear\",#REF!*0.85,IF(#REF!=\"Pumped_Storage\",#REF!*0.5,IF(#REF!=\"CCS\",#REF!*0.85,IF(#REF!=\"OCGT\",#REF!*0,IF(#REF!=\"\",0,#REF!*M$627))))))))","v":{"$error":"#REF!"}},{"$f":"IF(#REF!=\"Interconnector\",#REF!*1,IF(#REF!=\"Wind\",#REF!*0.7,IF(#REF!=\"Marine\",#REF!*0.7,IF(#REF!=\"Nuclear\",#REF!*0.85,IF(#REF!=\"Pumped_Storage\",#REF!*0.5,IF(#REF!=\"CCS\",#REF!*0.85,IF(#REF!=\"OCGT\",#REF!*0,IF(#REF!=\"\",0,#REF!*N$627))))))))","v":{"$error":"#REF!"}},{"$f":"IF(#REF!=\"Interconnector\",#REF!*1,IF(#REF!=\"Wind\",#REF!*0.7,IF(#REF!=\"Marine\",#REF!*0.7,IF(#REF!=\"Nuclear\",#REF!*0.85,IF(#REF!=\"Pumped_Storage\",#REF!*0.5,IF(#REF!=\"CCS\",#REF!*0.85,IF(#REF!=\"OCGT\",#REF!*0,IF(#REF!=\"\",0,#REF!*O$627))))))))","v":{"$error":"#REF!"}}]
[{"$f":"#REF!","v":{"$error":"#REF!"}},{"$f":"#REF!","v":{"$error":"#REF!"}},{"$f":"#REF!","v":{"$error":"#REF!"}},{"$f":"#REF!","v":{"$error":"#REF!"}},{"$f":"IF(#REF!=\"Interconnector\",#REF!*1,IF(#REF!=\"Wind\",#REF!*0.7,IF(#REF!=\"Marine\",#REF!*0.7,IF(#REF!=\"Nuclear\",#REF!*0.85,IF(#REF!=\"Pumped_Storage\",#REF!*0.5,IF(#REF!=\"CCS\",#REF!*0.85,IF(#REF!=\"OCGT\",#REF!*0,IF(#REF!=\"\",0,#REF!*E$627))))))))","v":{"$error":"#REF!"}},{"$f":"IF(#REF!=\"Interconnector\",#REF!*1,IF(#REF!=\"Wind\",#REF!*0.7,IF(#REF!=\"Marine\",#REF!*0.7,IF(#REF!=\"Nuclear\",#REF!*0.85,IF(#REF!=\"Pumped_Storage\",#REF!*0.5,IF(#REF!=\"CCS\",#REF!*0.85,IF(#REF!=\"OCGT\",#REF!*0,IF(#REF!=\"\",0,#REF!*F$627))))))))","v":{"$error":"#REF!"}},{"$f":"IF(#REF!=\"Interconnector\",#REF!*1,IF(#REF!=\"Wind\",#REF!*0.7,IF(#REF!=\"Marine\",#REF!*0.7,IF(#REF!=\"Nuclear\",#REF!*0.85,IF(#REF!=\"Pumped_Storage\",#REF!*0.5,IF(#REF!=\"CCS\",#REF!*0.85,IF(#REF!=\"OCGT\",#REF!*0,IF(#REF!=\"\",0,#REF!*G$627))))))))","v":{"$error":"#REF!"}},{"$f":"IF(#REF!=\"Interconnector\",#REF!*1,IF(#REF!=\"Wind\",#REF!*0.7,IF(#REF!=\"Marine\",#REF!*0.7,IF(#REF!=\"Nuclear\",#REF!*0.85,IF(#REF!=\"Pumped_Storage\",#REF!*0.5,IF(#REF!=\"CCS\",#REF!*0.85,IF(#REF!=\"OCGT\",#REF!*0,IF(#REF!=\"\",0,#REF!*H$627))))))))","v":{"$error":"#REF!"}},{"$f":"IF(#REF!=\"Interconnector\",#REF!*1,IF(#REF!=\"Wind\",#REF!*0.7,IF(#REF!=\"Marine\",#REF!*0.7,IF(#REF!=\"Nuclear\",#REF!*0.85,IF(#REF!=\"Pumped_Storage\",#REF!*0.5,IF(#REF!=\"CCS\",#REF!*0.85,IF(#REF!=\"OCGT\",#REF!*0,IF(#REF!=\"\",0,#REF!*I$627))))))))","v":{"$error":"#REF!"}},{"$f":"IF(#REF!=\"Interconnector\",#REF!*1,IF(#REF!=\"Wind\",#REF!*0.7,IF(#REF!=\"Marine\",#REF!*0.7,IF(#REF!=\"Nuclear\",#REF!*0.85,IF(#REF!=\"Pumped_Storage\",#REF!*0.5,IF(#REF!=\"CCS\",#REF!*0.85,IF(#REF!=\"OCGT\",#REF!*0,IF(#REF!=\"\",0,#REF!*J$627))))))))","v":{"$error":"#REF!"}},{"$f":"IF(#REF!=\"Interconnector\",#REF!*1,IF(#REF!=\"Wind\",#REF!*0.7,IF(#REF!=\"Marine\",#REF!*0.7,IF(#REF!=\"Nuclear\",#REF!*0.85,IF(#REF!=\"Pumped_Storage\",#REF!*0.5,IF(#REF!=\"CCS\",#REF!*0.85,IF(#REF!=\"OCGT\",#REF!*0,IF(#REF!=\"\",0,#REF!*K$627))))))))","v":{"$error":"#REF!"}},{"$f":"IF(#REF!=\"Interconnector\",#REF!*1,IF(#REF!=\"Wind\",#REF!*0.7,IF(#REF!=\"Marine\",#REF!*0.7,IF(#REF!=\"Nuclear\",#REF!*0.85,IF(#REF!=\"Pumped_Storage\",#REF!*0.5,IF(#REF!=\"CCS\",#REF!*0.85,IF(#REF!=\"OCGT\",#REF!*0,IF(#REF!=\"\",0,#REF!*L$627))))))))","v":{"$error":"#REF!"}},{"$f":"IF(#REF!=\"Interconnector\",#REF!*1,IF(#REF!=\"Wind\",#REF!*0.7,IF(#REF!=\"Marine\",#REF!*0.7,IF(#REF!=\"Nuclear\",#REF!*0.85,IF(#REF!=\"Pumped_Storage\",#REF!*0.5,IF(#REF!=\"CCS\",#REF!*0.85,IF(#REF!=\"OCGT\",#REF!*0,IF(#REF!=\"\",0,#REF!*M$627))))))))","v":{"$error":"#REF!"}},{"$f":"IF(#REF!=\"Interconnector\",#REF!*1,IF(#REF!=\"Wind\",#REF!*0.7,IF(#REF!=\"Marine\",#REF!*0.7,IF(#REF!=\"Nuclear\",#REF!*0.85,IF(#REF!=\"Pumped_Storage\",#REF!*0.5,IF(#REF!=\"CCS\",#REF!*0.85,IF(#REF!=\"OCGT\",#REF!*0,IF(#REF!=\"\",0,#REF!*N$627))))))))","v":{"$error":"#REF!"}},{"$f":"IF(#REF!=\"Interconnector\",#REF!*1,IF(#REF!=\"Wind\",#REF!*0.7,IF(#REF!=\"Marine\",#REF!*0.7,IF(#REF!=\"Nuclear\",#REF!*0.85,IF(#REF!=\"Pumped_Storage\",#REF!*0.5,IF(#REF!=\"CCS\",#REF!*0.85,IF(#REF!=\"OCGT\",#REF!*0,IF(#REF!=\"\",0,#REF!*O$627))))))))","v":{"$error":"#REF!"}}]
[{"$f":"#REF!","v":{"$error":"#REF!"}},{"$f":"#REF!","v":{"$error":"#REF!"}},{"$f":"#REF!","v":{"$error":"#REF!"}},{"$f":"#REF!","v":{"$error":"#REF!"}},{"$f":"IF(#REF!=\"Interconnector\",#REF!*1,IF(#REF!=\"Wind\",#REF!*0.7,IF(#REF!=\"Marine\",#REF!*0.7,IF(#REF!=\"Nuclear\",#REF!*0.85,IF(#REF!=\"Pumped_Storage\",#REF!*0.5,IF(#REF!=\"CCS\",#REF!*0.85,IF(#REF!=\"OCGT\",#REF!*0,IF(#REF!=\"\",0,#REF!*E$627))))))))","v":{"$error":"#REF!"}},{"$f":"IF(#REF!=\"Interconnector\",#REF!*1,IF(#REF!=\"Wind\",#REF!*0.7,IF(#REF!=\"Marine\",#REF!*0.7,IF(#REF!=\"Nuclear\",#REF!*0.85,IF(#REF!=\"Pumped_Storage\",#REF!*0.5,IF(#REF!=\"CCS\",#REF!*0.85,IF(#REF!=\"OCGT\",#REF!*0,IF(#REF!=\"\",0,#REF!*F$627))))))))","v":{"$error":"#REF!"}},{"$f":"IF(#REF!=\"Interconnector\",#REF!*1,IF(#REF!=\"Wind\",#REF!*0.7,IF(#REF!=\"Marine\",#REF!*0.7,IF(#REF!=\"Nuclear\",#REF!*0.85,IF(#REF!=\"Pumped_Storage\",#REF!*0.5,IF(#REF!=\"CCS\",#REF!*0.85,IF(#REF!=\"OCGT\",#REF!*0,IF(#REF!=\"\",0,#REF!*G$627))))))))","v":{"$error":"#REF!"}},{"$f":"IF(#REF!=\"Interconnector\",#REF!*1,IF(#REF!=\"Wind\",#REF!*0.7,IF(#REF!=\"Marine\",#REF!*0.7,IF(#REF!=\"Nuclear\",#REF!*0.85,IF(#REF!=\"Pumped_Storage\",#REF!*0.5,IF(#REF!=\"CCS\",#REF!*0.85,IF(#REF!=\"OCGT\",#REF!*0,IF(#REF!=\"\",0,#REF!*H$627))))))))","v":{"$error":"#REF!"}},{"$f":"IF(#REF!=\"Interconnector\",#REF!*1,IF(#REF!=\"Wind\",#REF!*0.7,IF(#REF!=\"Marine\",#REF!*0.7,IF(#REF!=\"Nuclear\",#REF!*0.85,IF(#REF!=\"Pumped_Storage\",#REF!*0.5,IF(#REF!=\"CCS\",#REF!*0.85,IF(#REF!=\"OCGT\",#REF!*0,IF(#REF!=\"\",0,#REF!*I$627))))))))","v":{"$error":"#REF!"}},{"$f":"IF(#REF!=\"Interconnector\",#REF!*1,IF(#REF!=\"Wind\",#REF!*0.7,IF(#REF!=\"Marine\",#REF!*0.7,IF(#REF!=\"Nuclear\",#REF!*0.85,IF(#REF!=\"Pumped_Storage\",#REF!*0.5,IF(#REF!=\"CCS\",#REF!*0.85,IF(#REF!=\"OCGT\",#REF!*0,IF(#REF!=\"\",0,#REF!*J$627))))))))","v":{"$error":"#REF!"}},{"$f":"IF(#REF!=\"Interconnector\",#REF!*1,IF(#REF!=\"Wind\",#REF!*0.7,IF(#REF!=\"Marine\",#REF!*0.7,IF(#REF!=\"Nuclear\",#REF!*0.85,IF(#REF!=\"Pumped_Storage\",#REF!*0.5,IF(#REF!=\"CCS\",#REF!*0.85,IF(#REF!=\"OCGT\",#REF!*0,IF(#REF!=\"\",0,#REF!*K$627))))))))","v":{"$error":"#REF!"}},{"$f":"IF(#REF!=\"Interconnector\",#REF!*1,IF(#REF!=\"Wind\",#REF!*0.7,IF(#REF!=\"Marine\",#REF!*0.7,IF(#REF!=\"Nuclear\",#REF!*0.85,IF(#REF!=\"Pumped_Storage\",#REF!*0.5,IF(#REF!=\"CCS\",#REF!*0.85,IF(#REF!=\"OCGT\",#REF!*0,IF(#REF!=\"\",0,#REF!*L$627))))))))","v":{"$error":"#REF!"}},{"$f":"IF(#REF!=\"Interconnector\",#REF!*1,IF(#REF!=\"Wind\",#REF!*0.7,IF(#REF!=\"Marine\",#REF!*0.7,IF(#REF!=\"Nuclear\",#REF!*0.85,IF(#REF!=\"Pumped_Storage\",#REF!*0.5,IF(#REF!=\"CCS\",#REF!*0.85,IF(#REF!=\"OCGT\",#REF!*0,IF(#REF!=\"\",0,#REF!*M$627))))))))","v":{"$error":"#REF!"}},{"$f":"IF(#REF!=\"Interconnector\",#REF!*1,IF(#REF!=\"Wind\",#REF!*0.7,IF(#REF!=\"Marine\",#REF!*0.7,IF(#REF!=\"Nuclear\",#REF!*0.85,IF(#REF!=\"Pumped_Storage\",#REF!*0.5,IF(#REF!=\"CCS\",#REF!*0.85,IF(#REF!=\"OCGT\",#REF!*0,IF(#REF!=\"\",0,#REF!*N$627))))))))","v":{"$error":"#REF!"}},{"$f":"IF(#REF!=\"Interconnector\",#REF!*1,IF(#REF!=\"Wind\",#REF!*0.7,IF(#REF!=\"Marine\",#REF!*0.7,IF(#REF!=\"Nuclear\",#REF!*0.85,IF(#REF!=\"Pumped_Storage\",#REF!*0.5,IF(#REF!=\"CCS\",#REF!*0.85,IF(#REF!=\"OCGT\",#REF!*0,IF(#REF!=\"\",0,#REF!*O$627))))))))","v":{"$error":"#REF!"}}]
[{"$f":"#REF!","v":{"$error":"#REF!"}},{"$f":"#REF!","v":{"$error":"#REF!"}},{"$f":"#REF!","v":{"$error":"#REF!"}},{"$f":"#REF!","v":{"$error":"#REF!"}},{"$f":"IF(#REF!=\"Interconnector\",#REF!*1,IF(#REF!=\"Wind\",#REF!*0.7,IF(#REF!=\"Marine\",#REF!*0.7,IF(#REF!=\"Nuclear\",#REF!*0.85,IF(#REF!=\"Pumped_Storage\",#REF!*0.5,IF(#REF!=\"CCS\",#REF!*0.85,IF(#REF!=\"OCGT\",#REF!*0,IF(#REF!=\"\",0,#REF!*E$627))))))))","v":{"$error":"#REF!"}},{"$f":"IF(#REF!=\"Interconnector\",#REF!*1,IF(#REF!=\"Wind\",#REF!*0.7,IF(#REF!=\"Marine\",#REF!*0.7,IF(#REF!=\"Nuclear\",#REF!*0.85,IF(#REF!=\"Pumped_Storage\",#REF!*0.5,IF(#REF!=\"CCS\",#REF!*0.85,IF(#REF!=\"OCGT\",#REF!*0,IF(#REF!=\"\",0,#REF!*F$627))))))))","v":{"$error":"#REF!"}},{"$f":"IF(#REF!=\"Interconnector\",#REF!*1,IF(#REF!=\"Wind\",#REF!*0.7,IF(#REF!=\"Marine\",#REF!*0.7,IF(#REF!=\"Nuclear\",#REF!*0.85,IF(#REF!=\"Pumped_Storage\",#REF!*0.5,IF(#REF!=\"CCS\",#REF!*0.85,IF(#REF!=\"OCGT\",#REF!*0,IF(#REF!=\"\",0,#REF!*G$627))))))))","v":{"$error":"#REF!"}},{"$f":"IF(#REF!=\"Interconnector\",#REF!*1,IF(#REF!=\"Wind\",#REF!*0.7,IF(#REF!=\"Marine\",#REF!*0.7,IF(#REF!=\"Nuclear\",#REF!*0.85,IF(#REF!=\"Pumped_Storage\",#REF!*0.5,IF(#REF!=\"CCS\",#REF!*0.85,IF(#REF!=\"OCGT\",#REF!*0,IF(#REF!=\"\",0,#REF!*H$627))))))))","v":{"$error":"#REF!"}},{"$f":"IF(#REF!=\"Interconnector\",#REF!*1,IF(#REF!=\"Wind\",#REF!*0.7,IF(#REF!=\"Marine\",#REF!*0.7,IF(#REF!=\"Nuclear\",#REF!*0.85,IF(#REF!=\"Pumped_Storage\",#REF!*0.5,IF(#REF!=\"CCS\",#REF!*0.85,IF(#REF!=\"OCGT\",#REF!*0,IF(#REF!=\"\",0,#REF!*I$627))))))))","v":{"$error":"#REF!"}},{"$f":"IF(#REF!=\"Interconnector\",#REF!*1,IF(#REF!=\"Wind\",#REF!*0.7,IF(#REF!=\"Marine\",#REF!*0.7,IF(#REF!=\"Nuclear\",#REF!*0.85,IF(#REF!=\"Pumped_Storage\",#REF!*0.5,IF(#REF!=\"CCS\",#REF!*0.85,IF(#REF!=\"OCGT\",#REF!*0,IF(#REF!=\"\",0,#REF!*J$627))))))))","v":{"$error":"#REF!"}},{"$f":"IF(#REF!=\"Interconnector\",#REF!*1,IF(#REF!=\"Wind\",#REF!*0.7,IF(#REF!=\"Marine\",#REF!*0.7,IF(#REF!=\"Nuclear\",#REF!*0.85,IF(#REF!=\"Pumped_Storage\",#REF!*0.5,IF(#REF!=\"CCS\",#REF!*0.85,IF(#REF!=\"OCGT\",#REF!*0,IF(#REF!=\"\",0,#REF!*K$627))))))))","v":{"$error":"#REF!"}},{"$f":"IF(#REF!=\"Interconnector\",#REF!*1,IF(#REF!=\"Wind\",#REF!*0.7,IF(#REF!=\"Marine\",#REF!*0.7,IF(#REF!=\"Nuclear\",#REF!*0.85,IF(#REF!=\"Pumped_Storage\",#REF!*0.5,IF(#REF!=\"CCS\",#REF!*0.85,IF(#REF!=\"OCGT\",#REF!*0,IF(#REF!=\"\",0,#REF!*L$627))))))))","v":{"$error":"#REF!"}},{"$f":"IF(#REF!=\"Interconnector\",#REF!*1,IF(#REF!=\"Wind\",#REF!*0.7,IF(#REF!=\"Marine\",#REF!*0.7,IF(#REF!=\"Nuclear\",#REF!*0.85,IF(#REF!=\"Pumped_Storage\",#REF!*0.5,IF(#REF!=\"CCS\",#REF!*0.85,IF(#REF!=\"OCGT\",#REF!*0,IF(#REF!=\"\",0,#REF!*M$627))))))))","v":{"$error":"#REF!"}},{"$f":"IF(#REF!=\"Interconnector\",#REF!*1,IF(#REF!=\"Wind\",#REF!*0.7,IF(#REF!=\"Marine\",#REF!*0.7,IF(#REF!=\"Nuclear\",#REF!*0.85,IF(#REF!=\"Pumped_Storage\",#REF!*0.5,IF(#REF!=\"CCS\",#REF!*0.85,IF(#REF!=\"OCGT\",#REF!*0,IF(#REF!=\"\",0,#REF!*N$627))))))))","v":{"$error":"#REF!"}},{"$f":"IF(#REF!=\"Interconnector\",#REF!*1,IF(#REF!=\"Wind\",#REF!*0.7,IF(#REF!=\"Marine\",#REF!*0.7,IF(#REF!=\"Nuclear\",#REF!*0.85,IF(#REF!=\"Pumped_Storage\",#REF!*0.5,IF(#REF!=\"CCS\",#REF!*0.85,IF(#REF!=\"OCGT\",#REF!*0,IF(#REF!=\"\",0,#REF!*O$627))))))))","v":{"$error":"#REF!"}}]
[{"$f":"#REF!","v":{"$error":"#REF!"}},{"$f":"#REF!","v":{"$error":"#REF!"}},{"$f":"#REF!","v":{"$error":"#REF!"}},{"$f":"#REF!","v":{"$error":"#REF!"}},{"$f":"IF(#REF!=\"Interconnector\",#REF!*1,IF(#REF!=\"Wind\",#REF!*0.7,IF(#REF!=\"Marine\",#REF!*0.7,IF(#REF!=\"Nuclear\",#REF!*0.85,IF(#REF!=\"Pumped_Storage\",#REF!*0.5,IF(#REF!=\"CCS\",#REF!*0.85,IF(#REF!=\"OCGT\",#REF!*0,IF(#REF!=\"\",0,#REF!*E$627))))))))","v":{"$error":"#REF!"}},{"$f":"IF(#REF!=\"Interconnector\",#REF!*1,IF(#REF!=\"Wind\",#REF!*0.7,IF(#REF!=\"Marine\",#REF!*0.7,IF(#REF!=\"Nuclear\",#REF!*0.85,IF(#REF!=\"Pumped_Storage\",#REF!*0.5,IF(#REF!=\"CCS\",#REF!*0.85,IF(#REF!=\"OCGT\",#REF!*0,IF(#REF!=\"\",0,#REF!*F$627))))))))","v":{"$error":"#REF!"}},{"$f":"IF(#REF!=\"Interconnector\",#REF!*1,IF(#REF!=\"Wind\",#REF!*0.7,IF(#REF!=\"Marine\",#REF!*0.7,IF(#REF!=\"Nuclear\",#REF!*0.85,IF(#REF!=\"Pumped_Storage\",#REF!*0.5,IF(#REF!=\"CCS\",#REF!*0.85,IF(#REF!=\"OCGT\",#REF!*0,IF(#REF!=\"\",0,#REF!*G$627))))))))","v":{"$error":"#REF!"}},{"$f":"IF(#REF!=\"Interconnector\",#REF!*1,IF(#REF!=\"Wind\",#REF!*0.7,IF(#REF!=\"Marine\",#REF!*0.7,IF(#REF!=\"Nuclear\",#REF!*0.85,IF(#REF!=\"Pumped_Storage\",#REF!*0.5,IF(#REF!=\"CCS\",#REF!*0.85,IF(#REF!=\"OCGT\",#REF!*0,IF(#REF!=\"\",0,#REF!*H$627))))))))","v":{"$error":"#REF!"}},{"$f":"IF(#REF!=\"Interconnector\",#REF!*1,IF(#REF!=\"Wind\",#REF!*0.7,IF(#REF!=\"Marine\",#REF!*0.7,IF(#REF!=\"Nuclear\",#REF!*0.85,IF(#REF!=\"Pumped_Storage\",#REF!*0.5,IF(#REF!=\"CCS\",#REF!*0.85,IF(#REF!=\"OCGT\",#REF!*0,IF(#REF!=\"\",0,#REF!*I$627))))))))","v":{"$error":"#REF!"}},{"$f":"IF(#REF!=\"Interconnector\",#REF!*1,IF(#REF!=\"Wind\",#REF!*0.7,IF(#REF!=\"Marine\",#REF!*0.7,IF(#REF!=\"Nuclear\",#REF!*0.85,IF(#REF!=\"Pumped_Storage\",#REF!*0.5,IF(#REF!=\"CCS\",#REF!*0.85,IF(#REF!=\"OCGT\",#REF!*0,IF(#REF!=\"\",0,#REF!*J$627))))))))","v":{"$error":"#REF!"}},{"$f":"IF(#REF!=\"Interconnector\",#REF!*1,IF(#REF!=\"Wind\",#REF!*0.7,IF(#REF!=\"Marine\",#REF!*0.7,IF(#REF!=\"Nuclear\",#REF!*0.85,IF(#REF!=\"Pumped_Storage\",#REF!*0.5,IF(#REF!=\"CCS\",#REF!*0.85,IF(#REF!=\"OCGT\",#REF!*0,IF(#REF!=\"\",0,#REF!*K$627))))))))","v":{"$error":"#REF!"}},{"$f":"IF(#REF!=\"Interconnector\",#REF!*1,IF(#REF!=\"Wind\",#REF!*0.7,IF(#REF!=\"Marine\",#REF!*0.7,IF(#REF!=\"Nuclear\",#REF!*0.85,IF(#REF!=\"Pumped_Storage\",#REF!*0.5,IF(#REF!=\"CCS\",#REF!*0.85,IF(#REF!=\"OCGT\",#REF!*0,IF(#REF!=\"\",0,#REF!*L$627))))))))","v":{"$error":"#REF!"}},{"$f":"IF(#REF!=\"Interconnector\",#REF!*1,IF(#REF!=\"Wind\",#REF!*0.7,IF(#REF!=\"Marine\",#REF!*0.7,IF(#REF!=\"Nuclear\",#REF!*0.85,IF(#REF!=\"Pumped_Storage\",#REF!*0.5,IF(#REF!=\"CCS\",#REF!*0.85,IF(#REF!=\"OCGT\",#REF!*0,IF(#REF!=\"\",0,#REF!*M$627))))))))","v":{"$error":"#REF!"}},{"$f":"IF(#REF!=\"Interconnector\",#REF!*1,IF(#REF!=\"Wind\",#REF!*0.7,IF(#REF!=\"Marine\",#REF!*0.7,IF(#REF!=\"Nuclear\",#REF!*0.85,IF(#REF!=\"Pumped_Storage\",#REF!*0.5,IF(#REF!=\"CCS\",#REF!*0.85,IF(#REF!=\"OCGT\",#REF!*0,IF(#REF!=\"\",0,#REF!*N$627))))))))","v":{"$error":"#REF!"}},{"$f":"IF(#REF!=\"Interconnector\",#REF!*1,IF(#REF!=\"Wind\",#REF!*0.7,IF(#REF!=\"Marine\",#REF!*0.7,IF(#REF!=\"Nuclear\",#REF!*0.85,IF(#REF!=\"Pumped_Storage\",#REF!*0.5,IF(#REF!=\"CCS\",#REF!*0.85,IF(#REF!=\"OCGT\",#REF!*0,IF(#REF!=\"\",0,#REF!*O$627))))))))","v":{"$error":"#REF!"}}]
[{"$f":"#REF!","v":{"$error":"#REF!"}},{"$f":"#REF!","v":{"$error":"#REF!"}},{"$f":"#REF!","v":{"$error":"#REF!"}},{"$f":"#REF!","v":{"$error":"#REF!"}},{"$f":"IF(#REF!=\"Interconnector\",#REF!*1,IF(#REF!=\"Wind\",#REF!*0.7,IF(#REF!=\"Marine\",#REF!*0.7,IF(#REF!=\"Nuclear\",#REF!*0.85,IF(#REF!=\"Pumped_Storage\",#REF!*0.5,IF(#REF!=\"CCS\",#REF!*0.85,IF(#REF!=\"OCGT\",#REF!*0,IF(#REF!=\"\",0,#REF!*E$627))))))))","v":{"$error":"#REF!"}},{"$f":"IF(#REF!=\"Interconnector\",#REF!*1,IF(#REF!=\"Wind\",#REF!*0.7,IF(#REF!=\"Marine\",#REF!*0.7,IF(#REF!=\"Nuclear\",#REF!*0.85,IF(#REF!=\"Pumped_Storage\",#REF!*0.5,IF(#REF!=\"CCS\",#REF!*0.85,IF(#REF!=\"OCGT\",#REF!*0,IF(#REF!=\"\",0,#REF!*F$627))))))))","v":{"$error":"#REF!"}},{"$f":"IF(#REF!=\"Interconnector\",#REF!*1,IF(#REF!=\"Wind\",#REF!*0.7,IF(#REF!=\"Marine\",#REF!*0.7,IF(#REF!=\"Nuclear\",#REF!*0.85,IF(#REF!=\"Pumped_Storage\",#REF!*0.5,IF(#REF!=\"CCS\",#REF!*0.85,IF(#REF!=\"OCGT\",#REF!*0,IF(#REF!=\"\",0,#REF!*G$627))))))))","v":{"$error":"#REF!"}},{"$f":"IF(#REF!=\"Interconnector\",#REF!*1,IF(#REF!=\"Wind\",#REF!*0.7,IF(#REF!=\"Marine\",#REF!*0.7,IF(#REF!=\"Nuclear\",#REF!*0.85,IF(#REF!=\"Pumped_Storage\",#REF!*0.5,IF(#REF!=\"CCS\",#REF!*0.85,IF(#REF!=\"OCGT\",#REF!*0,IF(#REF!=\"\",0,#REF!*H$627))))))))","v":{"$error":"#REF!"}},{"$f":"IF(#REF!=\"Interconnector\",#REF!*1,IF(#REF!=\"Wind\",#REF!*0.7,IF(#REF!=\"Marine\",#REF!*0.7,IF(#REF!=\"Nuclear\",#REF!*0.85,IF(#REF!=\"Pumped_Storage\",#REF!*0.5,IF(#REF!=\"CCS\",#REF!*0.85,IF(#REF!=\"OCGT\",#REF!*0,IF(#REF!=\"\",0,#REF!*I$627))))))))","v":{"$error":"#REF!"}},{"$f":"IF(#REF!=\"Interconnector\",#REF!*1,IF(#REF!=\"Wind\",#REF!*0.7,IF(#REF!=\"Marine\",#REF!*0.7,IF(#REF!=\"Nuclear\",#REF!*0.85,IF(#REF!=\"Pumped_Storage\",#REF!*0.5,IF(#REF!=\"CCS\",#REF!*0.85,IF(#REF!=\"OCGT\",#REF!*0,IF(#REF!=\"\",0,#REF!*J$627))))))))","v":{"$error":"#REF!"}},{"$f":"IF(#REF!=\"Interconnector\",#REF!*1,IF(#REF!=\"Wind\",#REF!*0.7,IF(#REF!=\"Marine\",#REF!*0.7,IF(#REF!=\"Nuclear\",#REF!*0.85,IF(#REF!=\"Pumped_Storage\",#REF!*0.5,IF(#REF!=\"CCS\",#REF!*0.85,IF(#REF!=\"OCGT\",#REF!*0,IF(#REF!=\"\",0,#REF!*K$627))))))))","v":{"$error":"#REF!"}},{"$f":"IF(#REF!=\"Interconnector\",#REF!*1,IF(#REF!=\"Wind\",#REF!*0.7,IF(#REF!=\"Marine\",#REF!*0.7,IF(#REF!=\"Nuclear\",#REF!*0.85,IF(#REF!=\"Pumped_Storage\",#REF!*0.5,IF(#REF!=\"CCS\",#REF!*0.85,IF(#REF!=\"OCGT\",#REF!*0,IF(#REF!=\"\",0,#REF!*L$627))))))))","v":{"$error":"#REF!"}},{"$f":"IF(#REF!=\"Interconnector\",#REF!*1,IF(#REF!=\"Wind\",#REF!*0.7,IF(#REF!=\"Marine\",#REF!*0.7,IF(#REF!=\"Nuclear\",#REF!*0.85,IF(#REF!=\"Pumped_Storage\",#REF!*0.5,IF(#REF!=\"CCS\",#REF!*0.85,IF(#REF!=\"OCGT\",#REF!*0,IF(#REF!=\"\",0,#REF!*M$627))))))))","v":{"$error":"#REF!"}},{"$f":"IF(#REF!=\"Interconnector\",#REF!*1,IF(#REF!=\"Wind\",#REF!*0.7,IF(#REF!=\"Marine\",#REF!*0.7,IF(#REF!=\"Nuclear\",#REF!*0.85,IF(#REF!=\"Pumped_Storage\",#REF!*0.5,IF(#REF!=\"CCS\",#REF!*0.85,IF(#REF!=\"OCGT\",#REF!*0,IF(#REF!=\"\",0,#REF!*N$627))))))))","v":{"$error":"#REF!"}},{"$f":"IF(#REF!=\"Interconnector\",#REF!*1,IF(#REF!=\"Wind\",#REF!*0.7,IF(#REF!=\"Marine\",#REF!*0.7,IF(#REF!=\"Nuclear\",#REF!*0.85,IF(#REF!=\"Pumped_Storage\",#REF!*0.5,IF(#REF!=\"CCS\",#REF!*0.85,IF(#REF!=\"OCGT\",#REF!*0,IF(#REF!=\"\",0,#REF!*O$627))))))))","v":{"$error":"#REF!"}}]
[{"$f":"#REF!","v":{"$error":"#REF!"}},{"$f":"#REF!","v":{"$error":"#REF!"}},{"$f":"#REF!","v":{"$error":"#REF!"}},{"$f":"#REF!","v":{"$error":"#REF!"}},{"$f":"IF(#REF!=\"Interconnector\",#REF!*1,IF(#REF!=\"Wind\",#REF!*0.7,IF(#REF!=\"Marine\",#REF!*0.7,IF(#REF!=\"Nuclear\",#REF!*0.85,IF(#REF!=\"Pumped_Storage\",#REF!*0.5,IF(#REF!=\"CCS\",#REF!*0.85,IF(#REF!=\"OCGT\",#REF!*0,IF(#REF!=\"\",0,#REF!*E$627))))))))","v":{"$error":"#REF!"}},{"$f":"IF(#REF!=\"Interconnector\",#REF!*1,IF(#REF!=\"Wind\",#REF!*0.7,IF(#REF!=\"Marine\",#REF!*0.7,IF(#REF!=\"Nuclear\",#REF!*0.85,IF(#REF!=\"Pumped_Storage\",#REF!*0.5,IF(#REF!=\"CCS\",#REF!*0.85,IF(#REF!=\"OCGT\",#REF!*0,IF(#REF!=\"\",0,#REF!*F$627))))))))","v":{"$error":"#REF!"}},{"$f":"IF(#REF!=\"Interconnector\",#REF!*1,IF(#REF!=\"Wind\",#REF!*0.7,IF(#REF!=\"Marine\",#REF!*0.7,IF(#REF!=\"Nuclear\",#REF!*0.85,IF(#REF!=\"Pumped_Storage\",#REF!*0.5,IF(#REF!=\"CCS\",#REF!*0.85,IF(#REF!=\"OCGT\",#REF!*0,IF(#REF!=\"\",0,#REF!*G$627))))))))","v":{"$error":"#REF!"}},{"$f":"IF(#REF!=\"Interconnector\",#REF!*1,IF(#REF!=\"Wind\",#REF!*0.7,IF(#REF!=\"Marine\",#REF!*0.7,IF(#REF!=\"Nuclear\",#REF!*0.85,IF(#REF!=\"Pumped_Storage\",#REF!*0.5,IF(#REF!=\"CCS\",#REF!*0.85,IF(#REF!=\"OCGT\",#REF!*0,IF(#REF!=\"\",0,#REF!*H$627))))))))","v":{"$error":"#REF!"}},{"$f":"IF(#REF!=\"Interconnector\",#REF!*1,IF(#REF!=\"Wind\",#REF!*0.7,IF(#REF!=\"Marine\",#REF!*0.7,IF(#REF!=\"Nuclear\",#REF!*0.85,IF(#REF!=\"Pumped_Storage\",#REF!*0.5,IF(#REF!=\"CCS\",#REF!*0.85,IF(#REF!=\"OCGT\",#REF!*0,IF(#REF!=\"\",0,#REF!*I$627))))))))","v":{"$error":"#REF!"}},{"$f":"IF(#REF!=\"Interconnector\",#REF!*1,IF(#REF!=\"Wind\",#REF!*0.7,IF(#REF!=\"Marine\",#REF!*0.7,IF(#REF!=\"Nuclear\",#REF!*0.85,IF(#REF!=\"Pumped_Storage\",#REF!*0.5,IF(#REF!=\"CCS\",#REF!*0.85,IF(#REF!=\"OCGT\",#REF!*0,IF(#REF!=\"\",0,#REF!*J$627))))))))","v":{"$error":"#REF!"}},{"$f":"IF(#REF!=\"Interconnector\",#REF!*1,IF(#REF!=\"Wind\",#REF!*0.7,IF(#REF!=\"Marine\",#REF!*0.7,IF(#REF!=\"Nuclear\",#REF!*0.85,IF(#REF!=\"Pumped_Storage\",#REF!*0.5,IF(#REF!=\"CCS\",#REF!*0.85,IF(#REF!=\"OCGT\",#REF!*0,IF(#REF!=\"\",0,#REF!*K$627))))))))","v":{"$error":"#REF!"}},{"$f":"IF(#REF!=\"Interconnector\",#REF!*1,IF(#REF!=\"Wind\",#REF!*0.7,IF(#REF!=\"Marine\",#REF!*0.7,IF(#REF!=\"Nuclear\",#REF!*0.85,IF(#REF!=\"Pumped_Storage\",#REF!*0.5,IF(#REF!=\"CCS\",#REF!*0.85,IF(#REF!=\"OCGT\",#REF!*0,IF(#REF!=\"\",0,#REF!*L$627))))))))","v":{"$error":"#REF!"}},{"$f":"IF(#REF!=\"Interconnector\",#REF!*1,IF(#REF!=\"Wind\",#REF!*0.7,IF(#REF!=\"Marine\",#REF!*0.7,IF(#REF!=\"Nuclear\",#REF!*0.85,IF(#REF!=\"Pumped_Storage\",#REF!*0.5,IF(#REF!=\"CCS\",#REF!*0.85,IF(#REF!=\"OCGT\",#REF!*0,IF(#REF!=\"\",0,#REF!*M$627))))))))","v":{"$error":"#REF!"}},{"$f":"IF(#REF!=\"Interconnector\",#REF!*1,IF(#REF!=\"Wind\",#REF!*0.7,IF(#REF!=\"Marine\",#REF!*0.7,IF(#REF!=\"Nuclear\",#REF!*0.85,IF(#REF!=\"Pumped_Storage\",#REF!*0.5,IF(#REF!=\"CCS\",#REF!*0.85,IF(#REF!=\"OCGT\",#REF!*0,IF(#REF!=\"\",0,#REF!*N$627))))))))","v":{"$error":"#REF!"}},{"$f":"IF(#REF!=\"Interconnector\",#REF!*1,IF(#REF!=\"Wind\",#REF!*0.7,IF(#REF!=\"Marine\",#REF!*0.7,IF(#REF!=\"Nuclear\",#REF!*0.85,IF(#REF!=\"Pumped_Storage\",#REF!*0.5,IF(#REF!=\"CCS\",#REF!*0.85,IF(#REF!=\"OCGT\",#REF!*0,IF(#REF!=\"\",0,#REF!*O$627))))))))","v":{"$error":"#REF!"}}]
[{"$f":"#REF!","v":{"$error":"#REF!"}},{"$f":"#REF!","v":{"$error":"#REF!"}},{"$f":"#REF!","v":{"$error":"#REF!"}},{"$f":"#REF!","v":{"$error":"#REF!"}},{"$f":"IF(#REF!=\"Interconnector\",#REF!*1,IF(#REF!=\"Wind\",#REF!*0.7,IF(#REF!=\"Marine\",#REF!*0.7,IF(#REF!=\"Nuclear\",#REF!*0.85,IF(#REF!=\"Pumped_Storage\",#REF!*0.5,IF(#REF!=\"CCS\",#REF!*0.85,IF(#REF!=\"OCGT\",#REF!*0,IF(#REF!=\"\",0,#REF!*E$627))))))))","v":{"$error":"#REF!"}},{"$f":"IF(#REF!=\"Interconnector\",#REF!*1,IF(#REF!=\"Wind\",#REF!*0.7,IF(#REF!=\"Marine\",#REF!*0.7,IF(#REF!=\"Nuclear\",#REF!*0.85,IF(#REF!=\"Pumped_Storage\",#REF!*0.5,IF(#REF!=\"CCS\",#REF!*0.85,IF(#REF!=\"OCGT\",#REF!*0,IF(#REF!=\"\",0,#REF!*F$627))))))))","v":{"$error":"#REF!"}},{"$f":"IF(#REF!=\"Interconnector\",#REF!*1,IF(#REF!=\"Wind\",#REF!*0.7,IF(#REF!=\"Marine\",#REF!*0.7,IF(#REF!=\"Nuclear\",#REF!*0.85,IF(#REF!=\"Pumped_Storage\",#REF!*0.5,IF(#REF!=\"CCS\",#REF!*0.85,IF(#REF!=\"OCGT\",#REF!*0,IF(#REF!=\"\",0,#REF!*G$627))))))))","v":{"$error":"#REF!"}},{"$f":"IF(#REF!=\"Interconnector\",#REF!*1,IF(#REF!=\"Wind\",#REF!*0.7,IF(#REF!=\"Marine\",#REF!*0.7,IF(#REF!=\"Nuclear\",#REF!*0.85,IF(#REF!=\"Pumped_Storage\",#REF!*0.5,IF(#REF!=\"CCS\",#REF!*0.85,IF(#REF!=\"OCGT\",#REF!*0,IF(#REF!=\"\",0,#REF!*H$627))))))))","v":{"$error":"#REF!"}},{"$f":"IF(#REF!=\"Interconnector\",#REF!*1,IF(#REF!=\"Wind\",#REF!*0.7,IF(#REF!=\"Marine\",#REF!*0.7,IF(#REF!=\"Nuclear\",#REF!*0.85,IF(#REF!=\"Pumped_Storage\",#REF!*0.5,IF(#REF!=\"CCS\",#REF!*0.85,IF(#REF!=\"OCGT\",#REF!*0,IF(#REF!=\"\",0,#REF!*I$627))))))))","v":{"$error":"#REF!"}},{"$f":"IF(#REF!=\"Interconnector\",#REF!*1,IF(#REF!=\"Wind\",#REF!*0.7,IF(#REF!=\"Marine\",#REF!*0.7,IF(#REF!=\"Nuclear\",#REF!*0.85,IF(#REF!=\"Pumped_Storage\",#REF!*0.5,IF(#REF!=\"CCS\",#REF!*0.85,IF(#REF!=\"OCGT\",#REF!*0,IF(#REF!=\"\",0,#REF!*J$627))))))))","v":{"$error":"#REF!"}},{"$f":"IF(#REF!=\"Interconnector\",#REF!*1,IF(#REF!=\"Wind\",#REF!*0.7,IF(#REF!=\"Marine\",#REF!*0.7,IF(#REF!=\"Nuclear\",#REF!*0.85,IF(#REF!=\"Pumped_Storage\",#REF!*0.5,IF(#REF!=\"CCS\",#REF!*0.85,IF(#REF!=\"OCGT\",#REF!*0,IF(#REF!=\"\",0,#REF!*K$627))))))))","v":{"$error":"#REF!"}},{"$f":"IF(#REF!=\"Interconnector\",#REF!*1,IF(#REF!=\"Wind\",#REF!*0.7,IF(#REF!=\"Marine\",#REF!*0.7,IF(#REF!=\"Nuclear\",#REF!*0.85,IF(#REF!=\"Pumped_Storage\",#REF!*0.5,IF(#REF!=\"CCS\",#REF!*0.85,IF(#REF!=\"OCGT\",#REF!*0,IF(#REF!=\"\",0,#REF!*L$627))))))))","v":{"$error":"#REF!"}},{"$f":"IF(#REF!=\"Interconnector\",#REF!*1,IF(#REF!=\"Wind\",#REF!*0.7,IF(#REF!=\"Marine\",#REF!*0.7,IF(#REF!=\"Nuclear\",#REF!*0.85,IF(#REF!=\"Pumped_Storage\",#REF!*0.5,IF(#REF!=\"CCS\",#REF!*0.85,IF(#REF!=\"OCGT\",#REF!*0,IF(#REF!=\"\",0,#REF!*M$627))))))))","v":{"$error":"#REF!"}},{"$f":"IF(#REF!=\"Interconnector\",#REF!*1,IF(#REF!=\"Wind\",#REF!*0.7,IF(#REF!=\"Marine\",#REF!*0.7,IF(#REF!=\"Nuclear\",#REF!*0.85,IF(#REF!=\"Pumped_Storage\",#REF!*0.5,IF(#REF!=\"CCS\",#REF!*0.85,IF(#REF!=\"OCGT\",#REF!*0,IF(#REF!=\"\",0,#REF!*N$627))))))))","v":{"$error":"#REF!"}},{"$f":"IF(#REF!=\"Interconnector\",#REF!*1,IF(#REF!=\"Wind\",#REF!*0.7,IF(#REF!=\"Marine\",#REF!*0.7,IF(#REF!=\"Nuclear\",#REF!*0.85,IF(#REF!=\"Pumped_Storage\",#REF!*0.5,IF(#REF!=\"CCS\",#REF!*0.85,IF(#REF!=\"OCGT\",#REF!*0,IF(#REF!=\"\",0,#REF!*O$627))))))))","v":{"$error":"#REF!"}}]
[{"$f":"#REF!","v":{"$error":"#REF!"}},{"$f":"#REF!","v":{"$error":"#REF!"}},{"$f":"#REF!","v":{"$error":"#REF!"}},{"$f":"#REF!","v":{"$error":"#REF!"}},{"$f":"IF(#REF!=\"Interconnector\",#REF!*1,IF(#REF!=\"Wind\",#REF!*0.7,IF(#REF!=\"Marine\",#REF!*0.7,IF(#REF!=\"Nuclear\",#REF!*0.85,IF(#REF!=\"Pumped_Storage\",#REF!*0.5,IF(#REF!=\"CCS\",#REF!*0.85,IF(#REF!=\"OCGT\",#REF!*0,IF(#REF!=\"\",0,#REF!*E$627))))))))","v":{"$error":"#REF!"}},{"$f":"IF(#REF!=\"Interconnector\",#REF!*1,IF(#REF!=\"Wind\",#REF!*0.7,IF(#REF!=\"Marine\",#REF!*0.7,IF(#REF!=\"Nuclear\",#REF!*0.85,IF(#REF!=\"Pumped_Storage\",#REF!*0.5,IF(#REF!=\"CCS\",#REF!*0.85,IF(#REF!=\"OCGT\",#REF!*0,IF(#REF!=\"\",0,#REF!*F$627))))))))","v":{"$error":"#REF!"}},{"$f":"IF(#REF!=\"Interconnector\",#REF!*1,IF(#REF!=\"Wind\",#REF!*0.7,IF(#REF!=\"Marine\",#REF!*0.7,IF(#REF!=\"Nuclear\",#REF!*0.85,IF(#REF!=\"Pumped_Storage\",#REF!*0.5,IF(#REF!=\"CCS\",#REF!*0.85,IF(#REF!=\"OCGT\",#REF!*0,IF(#REF!=\"\",0,#REF!*G$627))))))))","v":{"$error":"#REF!"}},{"$f":"IF(#REF!=\"Interconnector\",#REF!*1,IF(#REF!=\"Wind\",#REF!*0.7,IF(#REF!=\"Marine\",#REF!*0.7,IF(#REF!=\"Nuclear\",#REF!*0.85,IF(#REF!=\"Pumped_Storage\",#REF!*0.5,IF(#REF!=\"CCS\",#REF!*0.85,IF(#REF!=\"OCGT\",#REF!*0,IF(#REF!=\"\",0,#REF!*H$627))))))))","v":{"$error":"#REF!"}},{"$f":"IF(#REF!=\"Interconnector\",#REF!*1,IF(#REF!=\"Wind\",#REF!*0.7,IF(#REF!=\"Marine\",#REF!*0.7,IF(#REF!=\"Nuclear\",#REF!*0.85,IF(#REF!=\"Pumped_Storage\",#REF!*0.5,IF(#REF!=\"CCS\",#REF!*0.85,IF(#REF!=\"OCGT\",#REF!*0,IF(#REF!=\"\",0,#REF!*I$627))))))))","v":{"$error":"#REF!"}},{"$f":"IF(#REF!=\"Interconnector\",#REF!*1,IF(#REF!=\"Wind\",#REF!*0.7,IF(#REF!=\"Marine\",#REF!*0.7,IF(#REF!=\"Nuclear\",#REF!*0.85,IF(#REF!=\"Pumped_Storage\",#REF!*0.5,IF(#REF!=\"CCS\",#REF!*0.85,IF(#REF!=\"OCGT\",#REF!*0,IF(#REF!=\"\",0,#REF!*J$627))))))))","v":{"$error":"#REF!"}},{"$f":"IF(#REF!=\"Interconnector\",#REF!*1,IF(#REF!=\"Wind\",#REF!*0.7,IF(#REF!=\"Marine\",#REF!*0.7,IF(#REF!=\"Nuclear\",#REF!*0.85,IF(#REF!=\"Pumped_Storage\",#REF!*0.5,IF(#REF!=\"CCS\",#REF!*0.85,IF(#REF!=\"OCGT\",#REF!*0,IF(#REF!=\"\",0,#REF!*K$627))))))))","v":{"$error":"#REF!"}},{"$f":"IF(#REF!=\"Interconnector\",#REF!*1,IF(#REF!=\"Wind\",#REF!*0.7,IF(#REF!=\"Marine\",#REF!*0.7,IF(#REF!=\"Nuclear\",#REF!*0.85,IF(#REF!=\"Pumped_Storage\",#REF!*0.5,IF(#REF!=\"CCS\",#REF!*0.85,IF(#REF!=\"OCGT\",#REF!*0,IF(#REF!=\"\",0,#REF!*L$627))))))))","v":{"$error":"#REF!"}},{"$f":"IF(#REF!=\"Interconnector\",#REF!*1,IF(#REF!=\"Wind\",#REF!*0.7,IF(#REF!=\"Marine\",#REF!*0.7,IF(#REF!=\"Nuclear\",#REF!*0.85,IF(#REF!=\"Pumped_Storage\",#REF!*0.5,IF(#REF!=\"CCS\",#REF!*0.85,IF(#REF!=\"OCGT\",#REF!*0,IF(#REF!=\"\",0,#REF!*M$627))))))))","v":{"$error":"#REF!"}},{"$f":"IF(#REF!=\"Interconnector\",#REF!*1,IF(#REF!=\"Wind\",#REF!*0.7,IF(#REF!=\"Marine\",#REF!*0.7,IF(#REF!=\"Nuclear\",#REF!*0.85,IF(#REF!=\"Pumped_Storage\",#REF!*0.5,IF(#REF!=\"CCS\",#REF!*0.85,IF(#REF!=\"OCGT\",#REF!*0,IF(#REF!=\"\",0,#REF!*N$627))))))))","v":{"$error":"#REF!"}},{"$f":"IF(#REF!=\"Interconnector\",#REF!*1,IF(#REF!=\"Wind\",#REF!*0.7,IF(#REF!=\"Marine\",#REF!*0.7,IF(#REF!=\"Nuclear\",#REF!*0.85,IF(#REF!=\"Pumped_Storage\",#REF!*0.5,IF(#REF!=\"CCS\",#REF!*0.85,IF(#REF!=\"OCGT\",#REF!*0,IF(#REF!=\"\",0,#REF!*O$627))))))))","v":{"$error":"#REF!"}}]
[{"$f":"#REF!","v":{"$error":"#REF!"}},{"$f":"#REF!","v":{"$error":"#REF!"}},{"$f":"#REF!","v":{"$error":"#REF!"}},{"$f":"#REF!","v":{"$error":"#REF!"}},{"$f":"IF(#REF!=\"Interconnector\",#REF!*1,IF(#REF!=\"Wind\",#REF!*0.7,IF(#REF!=\"Marine\",#REF!*0.7,IF(#REF!=\"Nuclear\",#REF!*0.85,IF(#REF!=\"Pumped_Storage\",#REF!*0.5,IF(#REF!=\"CCS\",#REF!*0.85,IF(#REF!=\"OCGT\",#REF!*0,IF(#REF!=\"\",0,#REF!*E$627))))))))","v":{"$error":"#REF!"}},{"$f":"IF(#REF!=\"Interconnector\",#REF!*1,IF(#REF!=\"Wind\",#REF!*0.7,IF(#REF!=\"Marine\",#REF!*0.7,IF(#REF!=\"Nuclear\",#REF!*0.85,IF(#REF!=\"Pumped_Storage\",#REF!*0.5,IF(#REF!=\"CCS\",#REF!*0.85,IF(#REF!=\"OCGT\",#REF!*0,IF(#REF!=\"\",0,#REF!*F$627))))))))","v":{"$error":"#REF!"}},{"$f":"IF(#REF!=\"Interconnector\",#REF!*1,IF(#REF!=\"Wind\",#REF!*0.7,IF(#REF!=\"Marine\",#REF!*0.7,IF(#REF!=\"Nuclear\",#REF!*0.85,IF(#REF!=\"Pumped_Storage\",#REF!*0.5,IF(#REF!=\"CCS\",#REF!*0.85,IF(#REF!=\"OCGT\",#REF!*0,IF(#REF!=\"\",0,#REF!*G$627))))))))","v":{"$error":"#REF!"}},{"$f":"IF(#REF!=\"Interconnector\",#REF!*1,IF(#REF!=\"Wind\",#REF!*0.7,IF(#REF!=\"Marine\",#REF!*0.7,IF(#REF!=\"Nuclear\",#REF!*0.85,IF(#REF!=\"Pumped_Storage\",#REF!*0.5,IF(#REF!=\"CCS\",#REF!*0.85,IF(#REF!=\"OCGT\",#REF!*0,IF(#REF!=\"\",0,#REF!*H$627))))))))","v":{"$error":"#REF!"}},{"$f":"IF(#REF!=\"Interconnector\",#REF!*1,IF(#REF!=\"Wind\",#REF!*0.7,IF(#REF!=\"Marine\",#REF!*0.7,IF(#REF!=\"Nuclear\",#REF!*0.85,IF(#REF!=\"Pumped_Storage\",#REF!*0.5,IF(#REF!=\"CCS\",#REF!*0.85,IF(#REF!=\"OCGT\",#REF!*0,IF(#REF!=\"\",0,#REF!*I$627))))))))","v":{"$error":"#REF!"}},{"$f":"IF(#REF!=\"Interconnector\",#REF!*1,IF(#REF!=\"Wind\",#REF!*0.7,IF(#REF!=\"Marine\",#REF!*0.7,IF(#REF!=\"Nuclear\",#REF!*0.85,IF(#REF!=\"Pumped_Storage\",#REF!*0.5,IF(#REF!=\"CCS\",#REF!*0.85,IF(#REF!=\"OCGT\",#REF!*0,IF(#REF!=\"\",0,#REF!*J$627))))))))","v":{"$error":"#REF!"}},{"$f":"IF(#REF!=\"Interconnector\",#REF!*1,IF(#REF!=\"Wind\",#REF!*0.7,IF(#REF!=\"Marine\",#REF!*0.7,IF(#REF!=\"Nuclear\",#REF!*0.85,IF(#REF!=\"Pumped_Storage\",#REF!*0.5,IF(#REF!=\"CCS\",#REF!*0.85,IF(#REF!=\"OCGT\",#REF!*0,IF(#REF!=\"\",0,#REF!*K$627))))))))","v":{"$error":"#REF!"}},{"$f":"IF(#REF!=\"Interconnector\",#REF!*1,IF(#REF!=\"Wind\",#REF!*0.7,IF(#REF!=\"Marine\",#REF!*0.7,IF(#REF!=\"Nuclear\",#REF!*0.85,IF(#REF!=\"Pumped_Storage\",#REF!*0.5,IF(#REF!=\"CCS\",#REF!*0.85,IF(#REF!=\"OCGT\",#REF!*0,IF(#REF!=\"\",0,#REF!*L$627))))))))","v":{"$error":"#REF!"}},{"$f":"IF(#REF!=\"Interconnector\",#REF!*1,IF(#REF!=\"Wind\",#REF!*0.7,IF(#REF!=\"Marine\",#REF!*0.7,IF(#REF!=\"Nuclear\",#REF!*0.85,IF(#REF!=\"Pumped_Storage\",#REF!*0.5,IF(#REF!=\"CCS\",#REF!*0.85,IF(#REF!=\"OCGT\",#REF!*0,IF(#REF!=\"\",0,#REF!*M$627))))))))","v":{"$error":"#REF!"}},{"$f":"IF(#REF!=\"Interconnector\",#REF!*1,IF(#REF!=\"Wind\",#REF!*0.7,IF(#REF!=\"Marine\",#REF!*0.7,IF(#REF!=\"Nuclear\",#REF!*0.85,IF(#REF!=\"Pumped_Storage\",#REF!*0.5,IF(#REF!=\"CCS\",#REF!*0.85,IF(#REF!=\"OCGT\",#REF!*0,IF(#REF!=\"\",0,#REF!*N$627))))))))","v":{"$error":"#REF!"}},{"$f":"IF(#REF!=\"Interconnector\",#REF!*1,IF(#REF!=\"Wind\",#REF!*0.7,IF(#REF!=\"Marine\",#REF!*0.7,IF(#REF!=\"Nuclear\",#REF!*0.85,IF(#REF!=\"Pumped_Storage\",#REF!*0.5,IF(#REF!=\"CCS\",#REF!*0.85,IF(#REF!=\"OCGT\",#REF!*0,IF(#REF!=\"\",0,#REF!*O$627))))))))","v":{"$error":"#REF!"}}]
[{"$f":"#REF!","v":{"$error":"#REF!"}},{"$f":"#REF!","v":{"$error":"#REF!"}},{"$f":"#REF!","v":{"$error":"#REF!"}},{"$f":"#REF!","v":{"$error":"#REF!"}},{"$f":"IF(#REF!=\"Interconnector\",#REF!*1,IF(#REF!=\"Wind\",#REF!*0.7,IF(#REF!=\"Marine\",#REF!*0.7,IF(#REF!=\"Nuclear\",#REF!*0.85,IF(#REF!=\"Pumped_Storage\",#REF!*0.5,IF(#REF!=\"CCS\",#REF!*0.85,IF(#REF!=\"OCGT\",#REF!*0,IF(#REF!=\"\",0,#REF!*E$627))))))))","v":{"$error":"#REF!"}},{"$f":"IF(#REF!=\"Interconnector\",#REF!*1,IF(#REF!=\"Wind\",#REF!*0.7,IF(#REF!=\"Marine\",#REF!*0.7,IF(#REF!=\"Nuclear\",#REF!*0.85,IF(#REF!=\"Pumped_Storage\",#REF!*0.5,IF(#REF!=\"CCS\",#REF!*0.85,IF(#REF!=\"OCGT\",#REF!*0,IF(#REF!=\"\",0,#REF!*F$627))))))))","v":{"$error":"#REF!"}},{"$f":"IF(#REF!=\"Interconnector\",#REF!*1,IF(#REF!=\"Wind\",#REF!*0.7,IF(#REF!=\"Marine\",#REF!*0.7,IF(#REF!=\"Nuclear\",#REF!*0.85,IF(#REF!=\"Pumped_Storage\",#REF!*0.5,IF(#REF!=\"CCS\",#REF!*0.85,IF(#REF!=\"OCGT\",#REF!*0,IF(#REF!=\"\",0,#REF!*G$627))))))))","v":{"$error":"#REF!"}},{"$f":"IF(#REF!=\"Interconnector\",#REF!*1,IF(#REF!=\"Wind\",#REF!*0.7,IF(#REF!=\"Marine\",#REF!*0.7,IF(#REF!=\"Nuclear\",#REF!*0.85,IF(#REF!=\"Pumped_Storage\",#REF!*0.5,IF(#REF!=\"CCS\",#REF!*0.85,IF(#REF!=\"OCGT\",#REF!*0,IF(#REF!=\"\",0,#REF!*H$627))))))))","v":{"$error":"#REF!"}},{"$f":"IF(#REF!=\"Interconnector\",#REF!*1,IF(#REF!=\"Wind\",#REF!*0.7,IF(#REF!=\"Marine\",#REF!*0.7,IF(#REF!=\"Nuclear\",#REF!*0.85,IF(#REF!=\"Pumped_Storage\",#REF!*0.5,IF(#REF!=\"CCS\",#REF!*0.85,IF(#REF!=\"OCGT\",#REF!*0,IF(#REF!=\"\",0,#REF!*I$627))))))))","v":{"$error":"#REF!"}},{"$f":"IF(#REF!=\"Interconnector\",#REF!*1,IF(#REF!=\"Wind\",#REF!*0.7,IF(#REF!=\"Marine\",#REF!*0.7,IF(#REF!=\"Nuclear\",#REF!*0.85,IF(#REF!=\"Pumped_Storage\",#REF!*0.5,IF(#REF!=\"CCS\",#REF!*0.85,IF(#REF!=\"OCGT\",#REF!*0,IF(#REF!=\"\",0,#REF!*J$627))))))))","v":{"$error":"#REF!"}},{"$f":"IF(#REF!=\"Interconnector\",#REF!*1,IF(#REF!=\"Wind\",#REF!*0.7,IF(#REF!=\"Marine\",#REF!*0.7,IF(#REF!=\"Nuclear\",#REF!*0.85,IF(#REF!=\"Pumped_Storage\",#REF!*0.5,IF(#REF!=\"CCS\",#REF!*0.85,IF(#REF!=\"OCGT\",#REF!*0,IF(#REF!=\"\",0,#REF!*K$627))))))))","v":{"$error":"#REF!"}},{"$f":"IF(#REF!=\"Interconnector\",#REF!*1,IF(#REF!=\"Wind\",#REF!*0.7,IF(#REF!=\"Marine\",#REF!*0.7,IF(#REF!=\"Nuclear\",#REF!*0.85,IF(#REF!=\"Pumped_Storage\",#REF!*0.5,IF(#REF!=\"CCS\",#REF!*0.85,IF(#REF!=\"OCGT\",#REF!*0,IF(#REF!=\"\",0,#REF!*L$627))))))))","v":{"$error":"#REF!"}},{"$f":"IF(#REF!=\"Interconnector\",#REF!*1,IF(#REF!=\"Wind\",#REF!*0.7,IF(#REF!=\"Marine\",#REF!*0.7,IF(#REF!=\"Nuclear\",#REF!*0.85,IF(#REF!=\"Pumped_Storage\",#REF!*0.5,IF(#REF!=\"CCS\",#REF!*0.85,IF(#REF!=\"OCGT\",#REF!*0,IF(#REF!=\"\",0,#REF!*M$627))))))))","v":{"$error":"#REF!"}},{"$f":"IF(#REF!=\"Interconnector\",#REF!*1,IF(#REF!=\"Wind\",#REF!*0.7,IF(#REF!=\"Marine\",#REF!*0.7,IF(#REF!=\"Nuclear\",#REF!*0.85,IF(#REF!=\"Pumped_Storage\",#REF!*0.5,IF(#REF!=\"CCS\",#REF!*0.85,IF(#REF!=\"OCGT\",#REF!*0,IF(#REF!=\"\",0,#REF!*N$627))))))))","v":{"$error":"#REF!"}},{"$f":"IF(#REF!=\"Interconnector\",#REF!*1,IF(#REF!=\"Wind\",#REF!*0.7,IF(#REF!=\"Marine\",#REF!*0.7,IF(#REF!=\"Nuclear\",#REF!*0.85,IF(#REF!=\"Pumped_Storage\",#REF!*0.5,IF(#REF!=\"CCS\",#REF!*0.85,IF(#REF!=\"OCGT\",#REF!*0,IF(#REF!=\"\",0,#REF!*O$627))))))))","v":{"$error":"#REF!"}}]
[{"$f":"#REF!","v":{"$error":"#REF!"}},{"$f":"#REF!","v":{"$error":"#REF!"}},{"$f":"#REF!","v":{"$error":"#REF!"}},{"$f":"#REF!","v":{"$error":"#REF!"}},{"$f":"IF(#REF!=\"Interconnector\",#REF!*1,IF(#REF!=\"Wind\",#REF!*0.7,IF(#REF!=\"Marine\",#REF!*0.7,IF(#REF!=\"Nuclear\",#REF!*0.85,IF(#REF!=\"Pumped_Storage\",#REF!*0.5,IF(#REF!=\"CCS\",#REF!*0.85,IF(#REF!=\"OCGT\",#REF!*0,IF(#REF!=\"\",0,#REF!*E$627))))))))","v":{"$error":"#REF!"}},{"$f":"IF(#REF!=\"Interconnector\",#REF!*1,IF(#REF!=\"Wind\",#REF!*0.7,IF(#REF!=\"Marine\",#REF!*0.7,IF(#REF!=\"Nuclear\",#REF!*0.85,IF(#REF!=\"Pumped_Storage\",#REF!*0.5,IF(#REF!=\"CCS\",#REF!*0.85,IF(#REF!=\"OCGT\",#REF!*0,IF(#REF!=\"\",0,#REF!*F$627))))))))","v":{"$error":"#REF!"}},{"$f":"IF(#REF!=\"Interconnector\",#REF!*1,IF(#REF!=\"Wind\",#REF!*0.7,IF(#REF!=\"Marine\",#REF!*0.7,IF(#REF!=\"Nuclear\",#REF!*0.85,IF(#REF!=\"Pumped_Storage\",#REF!*0.5,IF(#REF!=\"CCS\",#REF!*0.85,IF(#REF!=\"OCGT\",#REF!*0,IF(#REF!=\"\",0,#REF!*G$627))))))))","v":{"$error":"#REF!"}},{"$f":"IF(#REF!=\"Interconnector\",#REF!*1,IF(#REF!=\"Wind\",#REF!*0.7,IF(#REF!=\"Marine\",#REF!*0.7,IF(#REF!=\"Nuclear\",#REF!*0.85,IF(#REF!=\"Pumped_Storage\",#REF!*0.5,IF(#REF!=\"CCS\",#REF!*0.85,IF(#REF!=\"OCGT\",#REF!*0,IF(#REF!=\"\",0,#REF!*H$627))))))))","v":{"$error":"#REF!"}},{"$f":"IF(#REF!=\"Interconnector\",#REF!*1,IF(#REF!=\"Wind\",#REF!*0.7,IF(#REF!=\"Marine\",#REF!*0.7,IF(#REF!=\"Nuclear\",#REF!*0.85,IF(#REF!=\"Pumped_Storage\",#REF!*0.5,IF(#REF!=\"CCS\",#REF!*0.85,IF(#REF!=\"OCGT\",#REF!*0,IF(#REF!=\"\",0,#REF!*I$627))))))))","v":{"$error":"#REF!"}},{"$f":"IF(#REF!=\"Interconnector\",#REF!*1,IF(#REF!=\"Wind\",#REF!*0.7,IF(#REF!=\"Marine\",#REF!*0.7,IF(#REF!=\"Nuclear\",#REF!*0.85,IF(#REF!=\"Pumped_Storage\",#REF!*0.5,IF(#REF!=\"CCS\",#REF!*0.85,IF(#REF!=\"OCGT\",#REF!*0,IF(#REF!=\"\",0,#REF!*J$627))))))))","v":{"$error":"#REF!"}},{"$f":"IF(#REF!=\"Interconnector\",#REF!*1,IF(#REF!=\"Wind\",#REF!*0.7,IF(#REF!=\"Marine\",#REF!*0.7,IF(#REF!=\"Nuclear\",#REF!*0.85,IF(#REF!=\"Pumped_Storage\",#REF!*0.5,IF(#REF!=\"CCS\",#REF!*0.85,IF(#REF!=\"OCGT\",#REF!*0,IF(#REF!=\"\",0,#REF!*K$627))))))))","v":{"$error":"#REF!"}},{"$f":"IF(#REF!=\"Interconnector\",#REF!*1,IF(#REF!=\"Wind\",#REF!*0.7,IF(#REF!=\"Marine\",#REF!*0.7,IF(#REF!=\"Nuclear\",#REF!*0.85,IF(#REF!=\"Pumped_Storage\",#REF!*0.5,IF(#REF!=\"CCS\",#REF!*0.85,IF(#REF!=\"OCGT\",#REF!*0,IF(#REF!=\"\",0,#REF!*L$627))))))))","v":{"$error":"#REF!"}},{"$f":"IF(#REF!=\"Interconnector\",#REF!*1,IF(#REF!=\"Wind\",#REF!*0.7,IF(#REF!=\"Marine\",#REF!*0.7,IF(#REF!=\"Nuclear\",#REF!*0.85,IF(#REF!=\"Pumped_Storage\",#REF!*0.5,IF(#REF!=\"CCS\",#REF!*0.85,IF(#REF!=\"OCGT\",#REF!*0,IF(#REF!=\"\",0,#REF!*M$627))))))))","v":{"$error":"#REF!"}},{"$f":"IF(#REF!=\"Interconnector\",#REF!*1,IF(#REF!=\"Wind\",#REF!*0.7,IF(#REF!=\"Marine\",#REF!*0.7,IF(#REF!=\"Nuclear\",#REF!*0.85,IF(#REF!=\"Pumped_Storage\",#REF!*0.5,IF(#REF!=\"CCS\",#REF!*0.85,IF(#REF!=\"OCGT\",#REF!*0,IF(#REF!=\"\",0,#REF!*N$627))))))))","v":{"$error":"#REF!"}},{"$f":"IF(#REF!=\"Interconnector\",#REF!*1,IF(#REF!=\"Wind\",#REF!*0.7,IF(#REF!=\"Marine\",#REF!*0.7,IF(#REF!=\"Nuclear\",#REF!*0.85,IF(#REF!=\"Pumped_Storage\",#REF!*0.5,IF(#REF!=\"CCS\",#REF!*0.85,IF(#REF!=\"OCGT\",#REF!*0,IF(#REF!=\"\",0,#REF!*O$627))))))))","v":{"$error":"#REF!"}}]
[{"$f":"#REF!","v":{"$error":"#REF!"}},{"$f":"#REF!","v":{"$error":"#REF!"}},{"$f":"#REF!","v":{"$error":"#REF!"}},{"$f":"#REF!","v":{"$error":"#REF!"}},{"$f":"IF(#REF!=\"Interconnector\",#REF!*1,IF(#REF!=\"Wind\",#REF!*0.7,IF(#REF!=\"Marine\",#REF!*0.7,IF(#REF!=\"Nuclear\",#REF!*0.85,IF(#REF!=\"Pumped_Storage\",#REF!*0.5,IF(#REF!=\"CCS\",#REF!*0.85,IF(#REF!=\"OCGT\",#REF!*0,IF(#REF!=\"\",0,#REF!*E$627))))))))","v":{"$error":"#REF!"}},{"$f":"IF(#REF!=\"Interconnector\",#REF!*1,IF(#REF!=\"Wind\",#REF!*0.7,IF(#REF!=\"Marine\",#REF!*0.7,IF(#REF!=\"Nuclear\",#REF!*0.85,IF(#REF!=\"Pumped_Storage\",#REF!*0.5,IF(#REF!=\"CCS\",#REF!*0.85,IF(#REF!=\"OCGT\",#REF!*0,IF(#REF!=\"\",0,#REF!*F$627))))))))","v":{"$error":"#REF!"}},{"$f":"IF(#REF!=\"Interconnector\",#REF!*1,IF(#REF!=\"Wind\",#REF!*0.7,IF(#REF!=\"Marine\",#REF!*0.7,IF(#REF!=\"Nuclear\",#REF!*0.85,IF(#REF!=\"Pumped_Storage\",#REF!*0.5,IF(#REF!=\"CCS\",#REF!*0.85,IF(#REF!=\"OCGT\",#REF!*0,IF(#REF!=\"\",0,#REF!*G$627))))))))","v":{"$error":"#REF!"}},{"$f":"IF(#REF!=\"Interconnector\",#REF!*1,IF(#REF!=\"Wind\",#REF!*0.7,IF(#REF!=\"Marine\",#REF!*0.7,IF(#REF!=\"Nuclear\",#REF!*0.85,IF(#REF!=\"Pumped_Storage\",#REF!*0.5,IF(#REF!=\"CCS\",#REF!*0.85,IF(#REF!=\"OCGT\",#REF!*0,IF(#REF!=\"\",0,#REF!*H$627))))))))","v":{"$error":"#REF!"}},{"$f":"IF(#REF!=\"Interconnector\",#REF!*1,IF(#REF!=\"Wind\",#REF!*0.7,IF(#REF!=\"Marine\",#REF!*0.7,IF(#REF!=\"Nuclear\",#REF!*0.85,IF(#REF!=\"Pumped_Storage\",#REF!*0.5,IF(#REF!=\"CCS\",#REF!*0.85,IF(#REF!=\"OCGT\",#REF!*0,IF(#REF!=\"\",0,#REF!*I$627))))))))","v":{"$error":"#REF!"}},{"$f":"IF(#REF!=\"Interconnector\",#REF!*1,IF(#REF!=\"Wind\",#REF!*0.7,IF(#REF!=\"Marine\",#REF!*0.7,IF(#REF!=\"Nuclear\",#REF!*0.85,IF(#REF!=\"Pumped_Storage\",#REF!*0.5,IF(#REF!=\"CCS\",#REF!*0.85,IF(#REF!=\"OCGT\",#REF!*0,IF(#REF!=\"\",0,#REF!*J$627))))))))","v":{"$error":"#REF!"}},{"$f":"IF(#REF!=\"Interconnector\",#REF!*1,IF(#REF!=\"Wind\",#REF!*0.7,IF(#REF!=\"Marine\",#REF!*0.7,IF(#REF!=\"Nuclear\",#REF!*0.85,IF(#REF!=\"Pumped_Storage\",#REF!*0.5,IF(#REF!=\"CCS\",#REF!*0.85,IF(#REF!=\"OCGT\",#REF!*0,IF(#REF!=\"\",0,#REF!*K$627))))))))","v":{"$error":"#REF!"}},{"$f":"IF(#REF!=\"Interconnector\",#REF!*1,IF(#REF!=\"Wind\",#REF!*0.7,IF(#REF!=\"Marine\",#REF!*0.7,IF(#REF!=\"Nuclear\",#REF!*0.85,IF(#REF!=\"Pumped_Storage\",#REF!*0.5,IF(#REF!=\"CCS\",#REF!*0.85,IF(#REF!=\"OCGT\",#REF!*0,IF(#REF!=\"\",0,#REF!*L$627))))))))","v":{"$error":"#REF!"}},{"$f":"IF(#REF!=\"Interconnector\",#REF!*1,IF(#REF!=\"Wind\",#REF!*0.7,IF(#REF!=\"Marine\",#REF!*0.7,IF(#REF!=\"Nuclear\",#REF!*0.85,IF(#REF!=\"Pumped_Storage\",#REF!*0.5,IF(#REF!=\"CCS\",#REF!*0.85,IF(#REF!=\"OCGT\",#REF!*0,IF(#REF!=\"\",0,#REF!*M$627))))))))","v":{"$error":"#REF!"}},{"$f":"IF(#REF!=\"Interconnector\",#REF!*1,IF(#REF!=\"Wind\",#REF!*0.7,IF(#REF!=\"Marine\",#REF!*0.7,IF(#REF!=\"Nuclear\",#REF!*0.85,IF(#REF!=\"Pumped_Storage\",#REF!*0.5,IF(#REF!=\"CCS\",#REF!*0.85,IF(#REF!=\"OCGT\",#REF!*0,IF(#REF!=\"\",0,#REF!*N$627))))))))","v":{"$error":"#REF!"}},{"$f":"IF(#REF!=\"Interconnector\",#REF!*1,IF(#REF!=\"Wind\",#REF!*0.7,IF(#REF!=\"Marine\",#REF!*0.7,IF(#REF!=\"Nuclear\",#REF!*0.85,IF(#REF!=\"Pumped_Storage\",#REF!*0.5,IF(#REF!=\"CCS\",#REF!*0.85,IF(#REF!=\"OCGT\",#REF!*0,IF(#REF!=\"\",0,#REF!*O$627))))))))","v":{"$error":"#REF!"}}]
[{"$f":"#REF!","v":{"$error":"#REF!"}},{"$f":"#REF!","v":{"$error":"#REF!"}},{"$f":"#REF!","v":{"$error":"#REF!"}},{"$f":"#REF!","v":{"$error":"#REF!"}},{"$f":"IF(#REF!=\"Interconnector\",#REF!*1,IF(#REF!=\"Wind\",#REF!*0.7,IF(#REF!=\"Marine\",#REF!*0.7,IF(#REF!=\"Nuclear\",#REF!*0.85,IF(#REF!=\"Pumped_Storage\",#REF!*0.5,IF(#REF!=\"CCS\",#REF!*0.85,IF(#REF!=\"OCGT\",#REF!*0,IF(#REF!=\"\",0,#REF!*E$627))))))))","v":{"$error":"#REF!"}},{"$f":"IF(#REF!=\"Interconnector\",#REF!*1,IF(#REF!=\"Wind\",#REF!*0.7,IF(#REF!=\"Marine\",#REF!*0.7,IF(#REF!=\"Nuclear\",#REF!*0.85,IF(#REF!=\"Pumped_Storage\",#REF!*0.5,IF(#REF!=\"CCS\",#REF!*0.85,IF(#REF!=\"OCGT\",#REF!*0,IF(#REF!=\"\",0,#REF!*F$627))))))))","v":{"$error":"#REF!"}},{"$f":"IF(#REF!=\"Interconnector\",#REF!*1,IF(#REF!=\"Wind\",#REF!*0.7,IF(#REF!=\"Marine\",#REF!*0.7,IF(#REF!=\"Nuclear\",#REF!*0.85,IF(#REF!=\"Pumped_Storage\",#REF!*0.5,IF(#REF!=\"CCS\",#REF!*0.85,IF(#REF!=\"OCGT\",#REF!*0,IF(#REF!=\"\",0,#REF!*G$627))))))))","v":{"$error":"#REF!"}},{"$f":"IF(#REF!=\"Interconnector\",#REF!*1,IF(#REF!=\"Wind\",#REF!*0.7,IF(#REF!=\"Marine\",#REF!*0.7,IF(#REF!=\"Nuclear\",#REF!*0.85,IF(#REF!=\"Pumped_Storage\",#REF!*0.5,IF(#REF!=\"CCS\",#REF!*0.85,IF(#REF!=\"OCGT\",#REF!*0,IF(#REF!=\"\",0,#REF!*H$627))))))))","v":{"$error":"#REF!"}},{"$f":"IF(#REF!=\"Interconnector\",#REF!*1,IF(#REF!=\"Wind\",#REF!*0.7,IF(#REF!=\"Marine\",#REF!*0.7,IF(#REF!=\"Nuclear\",#REF!*0.85,IF(#REF!=\"Pumped_Storage\",#REF!*0.5,IF(#REF!=\"CCS\",#REF!*0.85,IF(#REF!=\"OCGT\",#REF!*0,IF(#REF!=\"\",0,#REF!*I$627))))))))","v":{"$error":"#REF!"}},{"$f":"IF(#REF!=\"Interconnector\",#REF!*1,IF(#REF!=\"Wind\",#REF!*0.7,IF(#REF!=\"Marine\",#REF!*0.7,IF(#REF!=\"Nuclear\",#REF!*0.85,IF(#REF!=\"Pumped_Storage\",#REF!*0.5,IF(#REF!=\"CCS\",#REF!*0.85,IF(#REF!=\"OCGT\",#REF!*0,IF(#REF!=\"\",0,#REF!*J$627))))))))","v":{"$error":"#REF!"}},{"$f":"IF(#REF!=\"Interconnector\",#REF!*1,IF(#REF!=\"Wind\",#REF!*0.7,IF(#REF!=\"Marine\",#REF!*0.7,IF(#REF!=\"Nuclear\",#REF!*0.85,IF(#REF!=\"Pumped_Storage\",#REF!*0.5,IF(#REF!=\"CCS\",#REF!*0.85,IF(#REF!=\"OCGT\",#REF!*0,IF(#REF!=\"\",0,#REF!*K$627))))))))","v":{"$error":"#REF!"}},{"$f":"IF(#REF!=\"Interconnector\",#REF!*1,IF(#REF!=\"Wind\",#REF!*0.7,IF(#REF!=\"Marine\",#REF!*0.7,IF(#REF!=\"Nuclear\",#REF!*0.85,IF(#REF!=\"Pumped_Storage\",#REF!*0.5,IF(#REF!=\"CCS\",#REF!*0.85,IF(#REF!=\"OCGT\",#REF!*0,IF(#REF!=\"\",0,#REF!*L$627))))))))","v":{"$error":"#REF!"}},{"$f":"IF(#REF!=\"Interconnector\",#REF!*1,IF(#REF!=\"Wind\",#REF!*0.7,IF(#REF!=\"Marine\",#REF!*0.7,IF(#REF!=\"Nuclear\",#REF!*0.85,IF(#REF!=\"Pumped_Storage\",#REF!*0.5,IF(#REF!=\"CCS\",#REF!*0.85,IF(#REF!=\"OCGT\",#REF!*0,IF(#REF!=\"\",0,#REF!*M$627))))))))","v":{"$error":"#REF!"}},{"$f":"IF(#REF!=\"Interconnector\",#REF!*1,IF(#REF!=\"Wind\",#REF!*0.7,IF(#REF!=\"Marine\",#REF!*0.7,IF(#REF!=\"Nuclear\",#REF!*0.85,IF(#REF!=\"Pumped_Storage\",#REF!*0.5,IF(#REF!=\"CCS\",#REF!*0.85,IF(#REF!=\"OCGT\",#REF!*0,IF(#REF!=\"\",0,#REF!*N$627))))))))","v":{"$error":"#REF!"}},{"$f":"IF(#REF!=\"Interconnector\",#REF!*1,IF(#REF!=\"Wind\",#REF!*0.7,IF(#REF!=\"Marine\",#REF!*0.7,IF(#REF!=\"Nuclear\",#REF!*0.85,IF(#REF!=\"Pumped_Storage\",#REF!*0.5,IF(#REF!=\"CCS\",#REF!*0.85,IF(#REF!=\"OCGT\",#REF!*0,IF(#REF!=\"\",0,#REF!*O$627))))))))","v":{"$error":"#REF!"}}]
[{"$f":"#REF!","v":{"$error":"#REF!"}},{"$f":"#REF!","v":{"$error":"#REF!"}},{"$f":"#REF!","v":{"$error":"#REF!"}},{"$f":"#REF!","v":{"$error":"#REF!"}},{"$f":"IF(#REF!=\"Interconnector\",#REF!*1,IF(#REF!=\"Wind\",#REF!*0.7,IF(#REF!=\"Marine\",#REF!*0.7,IF(#REF!=\"Nuclear\",#REF!*0.85,IF(#REF!=\"Pumped_Storage\",#REF!*0.5,IF(#REF!=\"CCS\",#REF!*0.85,IF(#REF!=\"OCGT\",#REF!*0,IF(#REF!=\"\",0,#REF!*E$627))))))))","v":{"$error":"#REF!"}},{"$f":"IF(#REF!=\"Interconnector\",#REF!*1,IF(#REF!=\"Wind\",#REF!*0.7,IF(#REF!=\"Marine\",#REF!*0.7,IF(#REF!=\"Nuclear\",#REF!*0.85,IF(#REF!=\"Pumped_Storage\",#REF!*0.5,IF(#REF!=\"CCS\",#REF!*0.85,IF(#REF!=\"OCGT\",#REF!*0,IF(#REF!=\"\",0,#REF!*F$627))))))))","v":{"$error":"#REF!"}},{"$f":"IF(#REF!=\"Interconnector\",#REF!*1,IF(#REF!=\"Wind\",#REF!*0.7,IF(#REF!=\"Marine\",#REF!*0.7,IF(#REF!=\"Nuclear\",#REF!*0.85,IF(#REF!=\"Pumped_Storage\",#REF!*0.5,IF(#REF!=\"CCS\",#REF!*0.85,IF(#REF!=\"OCGT\",#REF!*0,IF(#REF!=\"\",0,#REF!*G$627))))))))","v":{"$error":"#REF!"}},{"$f":"IF(#REF!=\"Interconnector\",#REF!*1,IF(#REF!=\"Wind\",#REF!*0.7,IF(#REF!=\"Marine\",#REF!*0.7,IF(#REF!=\"Nuclear\",#REF!*0.85,IF(#REF!=\"Pumped_Storage\",#REF!*0.5,IF(#REF!=\"CCS\",#REF!*0.85,IF(#REF!=\"OCGT\",#REF!*0,IF(#REF!=\"\",0,#REF!*H$627))))))))","v":{"$error":"#REF!"}},{"$f":"IF(#REF!=\"Interconnector\",#REF!*1,IF(#REF!=\"Wind\",#REF!*0.7,IF(#REF!=\"Marine\",#REF!*0.7,IF(#REF!=\"Nuclear\",#REF!*0.85,IF(#REF!=\"Pumped_Storage\",#REF!*0.5,IF(#REF!=\"CCS\",#REF!*0.85,IF(#REF!=\"OCGT\",#REF!*0,IF(#REF!=\"\",0,#REF!*I$627))))))))","v":{"$error":"#REF!"}},{"$f":"IF(#REF!=\"Interconnector\",#REF!*1,IF(#REF!=\"Wind\",#REF!*0.7,IF(#REF!=\"Marine\",#REF!*0.7,IF(#REF!=\"Nuclear\",#REF!*0.85,IF(#REF!=\"Pumped_Storage\",#REF!*0.5,IF(#REF!=\"CCS\",#REF!*0.85,IF(#REF!=\"OCGT\",#REF!*0,IF(#REF!=\"\",0,#REF!*J$627))))))))","v":{"$error":"#REF!"}},{"$f":"IF(#REF!=\"Interconnector\",#REF!*1,IF(#REF!=\"Wind\",#REF!*0.7,IF(#REF!=\"Marine\",#REF!*0.7,IF(#REF!=\"Nuclear\",#REF!*0.85,IF(#REF!=\"Pumped_Storage\",#REF!*0.5,IF(#REF!=\"CCS\",#REF!*0.85,IF(#REF!=\"OCGT\",#REF!*0,IF(#REF!=\"\",0,#REF!*K$627))))))))","v":{"$error":"#REF!"}},{"$f":"IF(#REF!=\"Interconnector\",#REF!*1,IF(#REF!=\"Wind\",#REF!*0.7,IF(#REF!=\"Marine\",#REF!*0.7,IF(#REF!=\"Nuclear\",#REF!*0.85,IF(#REF!=\"Pumped_Storage\",#REF!*0.5,IF(#REF!=\"CCS\",#REF!*0.85,IF(#REF!=\"OCGT\",#REF!*0,IF(#REF!=\"\",0,#REF!*L$627))))))))","v":{"$error":"#REF!"}},{"$f":"IF(#REF!=\"Interconnector\",#REF!*1,IF(#REF!=\"Wind\",#REF!*0.7,IF(#REF!=\"Marine\",#REF!*0.7,IF(#REF!=\"Nuclear\",#REF!*0.85,IF(#REF!=\"Pumped_Storage\",#REF!*0.5,IF(#REF!=\"CCS\",#REF!*0.85,IF(#REF!=\"OCGT\",#REF!*0,IF(#REF!=\"\",0,#REF!*M$627))))))))","v":{"$error":"#REF!"}},{"$f":"IF(#REF!=\"Interconnector\",#REF!*1,IF(#REF!=\"Wind\",#REF!*0.7,IF(#REF!=\"Marine\",#REF!*0.7,IF(#REF!=\"Nuclear\",#REF!*0.85,IF(#REF!=\"Pumped_Storage\",#REF!*0.5,IF(#REF!=\"CCS\",#REF!*0.85,IF(#REF!=\"OCGT\",#REF!*0,IF(#REF!=\"\",0,#REF!*N$627))))))))","v":{"$error":"#REF!"}},{"$f":"IF(#REF!=\"Interconnector\",#REF!*1,IF(#REF!=\"Wind\",#REF!*0.7,IF(#REF!=\"Marine\",#REF!*0.7,IF(#REF!=\"Nuclear\",#REF!*0.85,IF(#REF!=\"Pumped_Storage\",#REF!*0.5,IF(#REF!=\"CCS\",#REF!*0.85,IF(#REF!=\"OCGT\",#REF!*0,IF(#REF!=\"\",0,#REF!*O$627))))))))","v":{"$error":"#REF!"}}]
[{"$f":"#REF!","v":{"$error":"#REF!"}},{"$f":"#REF!","v":{"$error":"#REF!"}},{"$f":"#REF!","v":{"$error":"#REF!"}},{"$f":"#REF!","v":{"$error":"#REF!"}},{"$f":"IF(#REF!=\"Interconnector\",#REF!*1,IF(#REF!=\"Wind\",#REF!*0.7,IF(#REF!=\"Marine\",#REF!*0.7,IF(#REF!=\"Nuclear\",#REF!*0.85,IF(#REF!=\"Pumped_Storage\",#REF!*0.5,IF(#REF!=\"CCS\",#REF!*0.85,IF(#REF!=\"OCGT\",#REF!*0,IF(#REF!=\"\",0,#REF!*E$627))))))))","v":{"$error":"#REF!"}},{"$f":"IF(#REF!=\"Interconnector\",#REF!*1,IF(#REF!=\"Wind\",#REF!*0.7,IF(#REF!=\"Marine\",#REF!*0.7,IF(#REF!=\"Nuclear\",#REF!*0.85,IF(#REF!=\"Pumped_Storage\",#REF!*0.5,IF(#REF!=\"CCS\",#REF!*0.85,IF(#REF!=\"OCGT\",#REF!*0,IF(#REF!=\"\",0,#REF!*F$627))))))))","v":{"$error":"#REF!"}},{"$f":"IF(#REF!=\"Interconnector\",#REF!*1,IF(#REF!=\"Wind\",#REF!*0.7,IF(#REF!=\"Marine\",#REF!*0.7,IF(#REF!=\"Nuclear\",#REF!*0.85,IF(#REF!=\"Pumped_Storage\",#REF!*0.5,IF(#REF!=\"CCS\",#REF!*0.85,IF(#REF!=\"OCGT\",#REF!*0,IF(#REF!=\"\",0,#REF!*G$627))))))))","v":{"$error":"#REF!"}},{"$f":"IF(#REF!=\"Interconnector\",#REF!*1,IF(#REF!=\"Wind\",#REF!*0.7,IF(#REF!=\"Marine\",#REF!*0.7,IF(#REF!=\"Nuclear\",#REF!*0.85,IF(#REF!=\"Pumped_Storage\",#REF!*0.5,IF(#REF!=\"CCS\",#REF!*0.85,IF(#REF!=\"OCGT\",#REF!*0,IF(#REF!=\"\",0,#REF!*H$627))))))))","v":{"$error":"#REF!"}},{"$f":"IF(#REF!=\"Interconnector\",#REF!*1,IF(#REF!=\"Wind\",#REF!*0.7,IF(#REF!=\"Marine\",#REF!*0.7,IF(#REF!=\"Nuclear\",#REF!*0.85,IF(#REF!=\"Pumped_Storage\",#REF!*0.5,IF(#REF!=\"CCS\",#REF!*0.85,IF(#REF!=\"OCGT\",#REF!*0,IF(#REF!=\"\",0,#REF!*I$627))))))))","v":{"$error":"#REF!"}},{"$f":"IF(#REF!=\"Interconnector\",#REF!*1,IF(#REF!=\"Wind\",#REF!*0.7,IF(#REF!=\"Marine\",#REF!*0.7,IF(#REF!=\"Nuclear\",#REF!*0.85,IF(#REF!=\"Pumped_Storage\",#REF!*0.5,IF(#REF!=\"CCS\",#REF!*0.85,IF(#REF!=\"OCGT\",#REF!*0,IF(#REF!=\"\",0,#REF!*J$627))))))))","v":{"$error":"#REF!"}},{"$f":"IF(#REF!=\"Interconnector\",#REF!*1,IF(#REF!=\"Wind\",#REF!*0.7,IF(#REF!=\"Marine\",#REF!*0.7,IF(#REF!=\"Nuclear\",#REF!*0.85,IF(#REF!=\"Pumped_Storage\",#REF!*0.5,IF(#REF!=\"CCS\",#REF!*0.85,IF(#REF!=\"OCGT\",#REF!*0,IF(#REF!=\"\",0,#REF!*K$627))))))))","v":{"$error":"#REF!"}},{"$f":"IF(#REF!=\"Interconnector\",#REF!*1,IF(#REF!=\"Wind\",#REF!*0.7,IF(#REF!=\"Marine\",#REF!*0.7,IF(#REF!=\"Nuclear\",#REF!*0.85,IF(#REF!=\"Pumped_Storage\",#REF!*0.5,IF(#REF!=\"CCS\",#REF!*0.85,IF(#REF!=\"OCGT\",#REF!*0,IF(#REF!=\"\",0,#REF!*L$627))))))))","v":{"$error":"#REF!"}},{"$f":"IF(#REF!=\"Interconnector\",#REF!*1,IF(#REF!=\"Wind\",#REF!*0.7,IF(#REF!=\"Marine\",#REF!*0.7,IF(#REF!=\"Nuclear\",#REF!*0.85,IF(#REF!=\"Pumped_Storage\",#REF!*0.5,IF(#REF!=\"CCS\",#REF!*0.85,IF(#REF!=\"OCGT\",#REF!*0,IF(#REF!=\"\",0,#REF!*M$627))))))))","v":{"$error":"#REF!"}},{"$f":"IF(#REF!=\"Interconnector\",#REF!*1,IF(#REF!=\"Wind\",#REF!*0.7,IF(#REF!=\"Marine\",#REF!*0.7,IF(#REF!=\"Nuclear\",#REF!*0.85,IF(#REF!=\"Pumped_Storage\",#REF!*0.5,IF(#REF!=\"CCS\",#REF!*0.85,IF(#REF!=\"OCGT\",#REF!*0,IF(#REF!=\"\",0,#REF!*N$627))))))))","v":{"$error":"#REF!"}},{"$f":"IF(#REF!=\"Interconnector\",#REF!*1,IF(#REF!=\"Wind\",#REF!*0.7,IF(#REF!=\"Marine\",#REF!*0.7,IF(#REF!=\"Nuclear\",#REF!*0.85,IF(#REF!=\"Pumped_Storage\",#REF!*0.5,IF(#REF!=\"CCS\",#REF!*0.85,IF(#REF!=\"OCGT\",#REF!*0,IF(#REF!=\"\",0,#REF!*O$627))))))))","v":{"$error":"#REF!"}}]
[{"$f":"#REF!","v":{"$error":"#REF!"}},{"$f":"#REF!","v":{"$error":"#REF!"}},{"$f":"#REF!","v":{"$error":"#REF!"}},{"$f":"#REF!","v":{"$error":"#REF!"}},{"$f":"IF(#REF!=\"Interconnector\",#REF!*1,IF(#REF!=\"Wind\",#REF!*0.7,IF(#REF!=\"Marine\",#REF!*0.7,IF(#REF!=\"Nuclear\",#REF!*0.85,IF(#REF!=\"Pumped_Storage\",#REF!*0.5,IF(#REF!=\"CCS\",#REF!*0.85,IF(#REF!=\"OCGT\",#REF!*0,IF(#REF!=\"\",0,#REF!*E$627))))))))","v":{"$error":"#REF!"}},{"$f":"IF(#REF!=\"Interconnector\",#REF!*1,IF(#REF!=\"Wind\",#REF!*0.7,IF(#REF!=\"Marine\",#REF!*0.7,IF(#REF!=\"Nuclear\",#REF!*0.85,IF(#REF!=\"Pumped_Storage\",#REF!*0.5,IF(#REF!=\"CCS\",#REF!*0.85,IF(#REF!=\"OCGT\",#REF!*0,IF(#REF!=\"\",0,#REF!*F$627))))))))","v":{"$error":"#REF!"}},{"$f":"IF(#REF!=\"Interconnector\",#REF!*1,IF(#REF!=\"Wind\",#REF!*0.7,IF(#REF!=\"Marine\",#REF!*0.7,IF(#REF!=\"Nuclear\",#REF!*0.85,IF(#REF!=\"Pumped_Storage\",#REF!*0.5,IF(#REF!=\"CCS\",#REF!*0.85,IF(#REF!=\"OCGT\",#REF!*0,IF(#REF!=\"\",0,#REF!*G$627))))))))","v":{"$error":"#REF!"}},{"$f":"IF(#REF!=\"Interconnector\",#REF!*1,IF(#REF!=\"Wind\",#REF!*0.7,IF(#REF!=\"Marine\",#REF!*0.7,IF(#REF!=\"Nuclear\",#REF!*0.85,IF(#REF!=\"Pumped_Storage\",#REF!*0.5,IF(#REF!=\"CCS\",#REF!*0.85,IF(#REF!=\"OCGT\",#REF!*0,IF(#REF!=\"\",0,#REF!*H$627))))))))","v":{"$error":"#REF!"}},{"$f":"IF(#REF!=\"Interconnector\",#REF!*1,IF(#REF!=\"Wind\",#REF!*0.7,IF(#REF!=\"Marine\",#REF!*0.7,IF(#REF!=\"Nuclear\",#REF!*0.85,IF(#REF!=\"Pumped_Storage\",#REF!*0.5,IF(#REF!=\"CCS\",#REF!*0.85,IF(#REF!=\"OCGT\",#REF!*0,IF(#REF!=\"\",0,#REF!*I$627))))))))","v":{"$error":"#REF!"}},{"$f":"IF(#REF!=\"Interconnector\",#REF!*1,IF(#REF!=\"Wind\",#REF!*0.7,IF(#REF!=\"Marine\",#REF!*0.7,IF(#REF!=\"Nuclear\",#REF!*0.85,IF(#REF!=\"Pumped_Storage\",#REF!*0.5,IF(#REF!=\"CCS\",#REF!*0.85,IF(#REF!=\"OCGT\",#REF!*0,IF(#REF!=\"\",0,#REF!*J$627))))))))","v":{"$error":"#REF!"}},{"$f":"IF(#REF!=\"Interconnector\",#REF!*1,IF(#REF!=\"Wind\",#REF!*0.7,IF(#REF!=\"Marine\",#REF!*0.7,IF(#REF!=\"Nuclear\",#REF!*0.85,IF(#REF!=\"Pumped_Storage\",#REF!*0.5,IF(#REF!=\"CCS\",#REF!*0.85,IF(#REF!=\"OCGT\",#REF!*0,IF(#REF!=\"\",0,#REF!*K$627))))))))","v":{"$error":"#REF!"}},{"$f":"IF(#REF!=\"Interconnector\",#REF!*1,IF(#REF!=\"Wind\",#REF!*0.7,IF(#REF!=\"Marine\",#REF!*0.7,IF(#REF!=\"Nuclear\",#REF!*0.85,IF(#REF!=\"Pumped_Storage\",#REF!*0.5,IF(#REF!=\"CCS\",#REF!*0.85,IF(#REF!=\"OCGT\",#REF!*0,IF(#REF!=\"\",0,#REF!*L$627))))))))","v":{"$error":"#REF!"}},{"$f":"IF(#REF!=\"Interconnector\",#REF!*1,IF(#REF!=\"Wind\",#REF!*0.7,IF(#REF!=\"Marine\",#REF!*0.7,IF(#REF!=\"Nuclear\",#REF!*0.85,IF(#REF!=\"Pumped_Storage\",#REF!*0.5,IF(#REF!=\"CCS\",#REF!*0.85,IF(#REF!=\"OCGT\",#REF!*0,IF(#REF!=\"\",0,#REF!*M$627))))))))","v":{"$error":"#REF!"}},{"$f":"IF(#REF!=\"Interconnector\",#REF!*1,IF(#REF!=\"Wind\",#REF!*0.7,IF(#REF!=\"Marine\",#REF!*0.7,IF(#REF!=\"Nuclear\",#REF!*0.85,IF(#REF!=\"Pumped_Storage\",#REF!*0.5,IF(#REF!=\"CCS\",#REF!*0.85,IF(#REF!=\"OCGT\",#REF!*0,IF(#REF!=\"\",0,#REF!*N$627))))))))","v":{"$error":"#REF!"}},{"$f":"IF(#REF!=\"Interconnector\",#REF!*1,IF(#REF!=\"Wind\",#REF!*0.7,IF(#REF!=\"Marine\",#REF!*0.7,IF(#REF!=\"Nuclear\",#REF!*0.85,IF(#REF!=\"Pumped_Storage\",#REF!*0.5,IF(#REF!=\"CCS\",#REF!*0.85,IF(#REF!=\"OCGT\",#REF!*0,IF(#REF!=\"\",0,#REF!*O$627))))))))","v":{"$error":"#REF!"}}]
[{"$f":"#REF!","v":{"$error":"#REF!"}},{"$f":"#REF!","v":{"$error":"#REF!"}},{"$f":"#REF!","v":{"$error":"#REF!"}},{"$f":"#REF!","v":{"$error":"#REF!"}},{"$f":"IF(#REF!=\"Interconnector\",#REF!*1,IF(#REF!=\"Wind\",#REF!*0.7,IF(#REF!=\"Marine\",#REF!*0.7,IF(#REF!=\"Nuclear\",#REF!*0.85,IF(#REF!=\"Pumped_Storage\",#REF!*0.5,IF(#REF!=\"CCS\",#REF!*0.85,IF(#REF!=\"OCGT\",#REF!*0,IF(#REF!=\"\",0,#REF!*E$627))))))))","v":{"$error":"#REF!"}},{"$f":"IF(#REF!=\"Interconnector\",#REF!*1,IF(#REF!=\"Wind\",#REF!*0.7,IF(#REF!=\"Marine\",#REF!*0.7,IF(#REF!=\"Nuclear\",#REF!*0.85,IF(#REF!=\"Pumped_Storage\",#REF!*0.5,IF(#REF!=\"CCS\",#REF!*0.85,IF(#REF!=\"OCGT\",#REF!*0,IF(#REF!=\"\",0,#REF!*F$627))))))))","v":{"$error":"#REF!"}},{"$f":"IF(#REF!=\"Interconnector\",#REF!*1,IF(#REF!=\"Wind\",#REF!*0.7,IF(#REF!=\"Marine\",#REF!*0.7,IF(#REF!=\"Nuclear\",#REF!*0.85,IF(#REF!=\"Pumped_Storage\",#REF!*0.5,IF(#REF!=\"CCS\",#REF!*0.85,IF(#REF!=\"OCGT\",#REF!*0,IF(#REF!=\"\",0,#REF!*G$627))))))))","v":{"$error":"#REF!"}},{"$f":"IF(#REF!=\"Interconnector\",#REF!*1,IF(#REF!=\"Wind\",#REF!*0.7,IF(#REF!=\"Marine\",#REF!*0.7,IF(#REF!=\"Nuclear\",#REF!*0.85,IF(#REF!=\"Pumped_Storage\",#REF!*0.5,IF(#REF!=\"CCS\",#REF!*0.85,IF(#REF!=\"OCGT\",#REF!*0,IF(#REF!=\"\",0,#REF!*H$627))))))))","v":{"$error":"#REF!"}},{"$f":"IF(#REF!=\"Interconnector\",#REF!*1,IF(#REF!=\"Wind\",#REF!*0.7,IF(#REF!=\"Marine\",#REF!*0.7,IF(#REF!=\"Nuclear\",#REF!*0.85,IF(#REF!=\"Pumped_Storage\",#REF!*0.5,IF(#REF!=\"CCS\",#REF!*0.85,IF(#REF!=\"OCGT\",#REF!*0,IF(#REF!=\"\",0,#REF!*I$627))))))))","v":{"$error":"#REF!"}},{"$f":"IF(#REF!=\"Interconnector\",#REF!*1,IF(#REF!=\"Wind\",#REF!*0.7,IF(#REF!=\"Marine\",#REF!*0.7,IF(#REF!=\"Nuclear\",#REF!*0.85,IF(#REF!=\"Pumped_Storage\",#REF!*0.5,IF(#REF!=\"CCS\",#REF!*0.85,IF(#REF!=\"OCGT\",#REF!*0,IF(#REF!=\"\",0,#REF!*J$627))))))))","v":{"$error":"#REF!"}},{"$f":"IF(#REF!=\"Interconnector\",#REF!*1,IF(#REF!=\"Wind\",#REF!*0.7,IF(#REF!=\"Marine\",#REF!*0.7,IF(#REF!=\"Nuclear\",#REF!*0.85,IF(#REF!=\"Pumped_Storage\",#REF!*0.5,IF(#REF!=\"CCS\",#REF!*0.85,IF(#REF!=\"OCGT\",#REF!*0,IF(#REF!=\"\",0,#REF!*K$627))))))))","v":{"$error":"#REF!"}},{"$f":"IF(#REF!=\"Interconnector\",#REF!*1,IF(#REF!=\"Wind\",#REF!*0.7,IF(#REF!=\"Marine\",#REF!*0.7,IF(#REF!=\"Nuclear\",#REF!*0.85,IF(#REF!=\"Pumped_Storage\",#REF!*0.5,IF(#REF!=\"CCS\",#REF!*0.85,IF(#REF!=\"OCGT\",#REF!*0,IF(#REF!=\"\",0,#REF!*L$627))))))))","v":{"$error":"#REF!"}},{"$f":"IF(#REF!=\"Interconnector\",#REF!*1,IF(#REF!=\"Wind\",#REF!*0.7,IF(#REF!=\"Marine\",#REF!*0.7,IF(#REF!=\"Nuclear\",#REF!*0.85,IF(#REF!=\"Pumped_Storage\",#REF!*0.5,IF(#REF!=\"CCS\",#REF!*0.85,IF(#REF!=\"OCGT\",#REF!*0,IF(#REF!=\"\",0,#REF!*M$627))))))))","v":{"$error":"#REF!"}},{"$f":"IF(#REF!=\"Interconnector\",#REF!*1,IF(#REF!=\"Wind\",#REF!*0.7,IF(#REF!=\"Marine\",#REF!*0.7,IF(#REF!=\"Nuclear\",#REF!*0.85,IF(#REF!=\"Pumped_Storage\",#REF!*0.5,IF(#REF!=\"CCS\",#REF!*0.85,IF(#REF!=\"OCGT\",#REF!*0,IF(#REF!=\"\",0,#REF!*N$627))))))))","v":{"$error":"#REF!"}},{"$f":"IF(#REF!=\"Interconnector\",#REF!*1,IF(#REF!=\"Wind\",#REF!*0.7,IF(#REF!=\"Marine\",#REF!*0.7,IF(#REF!=\"Nuclear\",#REF!*0.85,IF(#REF!=\"Pumped_Storage\",#REF!*0.5,IF(#REF!=\"CCS\",#REF!*0.85,IF(#REF!=\"OCGT\",#REF!*0,IF(#REF!=\"\",0,#REF!*O$627))))))))","v":{"$error":"#REF!"}}]
[{"$f":"#REF!","v":{"$error":"#REF!"}},{"$f":"#REF!","v":{"$error":"#REF!"}},{"$f":"#REF!","v":{"$error":"#REF!"}},{"$f":"#REF!","v":{"$error":"#REF!"}},{"$f":"IF(#REF!=\"Interconnector\",#REF!*1,IF(#REF!=\"Wind\",#REF!*0.7,IF(#REF!=\"Marine\",#REF!*0.7,IF(#REF!=\"Nuclear\",#REF!*0.85,IF(#REF!=\"Pumped_Storage\",#REF!*0.5,IF(#REF!=\"CCS\",#REF!*0.85,IF(#REF!=\"OCGT\",#REF!*0,IF(#REF!=\"\",0,#REF!*E$627))))))))","v":{"$error":"#REF!"}},{"$f":"IF(#REF!=\"Interconnector\",#REF!*1,IF(#REF!=\"Wind\",#REF!*0.7,IF(#REF!=\"Marine\",#REF!*0.7,IF(#REF!=\"Nuclear\",#REF!*0.85,IF(#REF!=\"Pumped_Storage\",#REF!*0.5,IF(#REF!=\"CCS\",#REF!*0.85,IF(#REF!=\"OCGT\",#REF!*0,IF(#REF!=\"\",0,#REF!*F$627))))))))","v":{"$error":"#REF!"}},{"$f":"IF(#REF!=\"Interconnector\",#REF!*1,IF(#REF!=\"Wind\",#REF!*0.7,IF(#REF!=\"Marine\",#REF!*0.7,IF(#REF!=\"Nuclear\",#REF!*0.85,IF(#REF!=\"Pumped_Storage\",#REF!*0.5,IF(#REF!=\"CCS\",#REF!*0.85,IF(#REF!=\"OCGT\",#REF!*0,IF(#REF!=\"\",0,#REF!*G$627))))))))","v":{"$error":"#REF!"}},{"$f":"IF(#REF!=\"Interconnector\",#REF!*1,IF(#REF!=\"Wind\",#REF!*0.7,IF(#REF!=\"Marine\",#REF!*0.7,IF(#REF!=\"Nuclear\",#REF!*0.85,IF(#REF!=\"Pumped_Storage\",#REF!*0.5,IF(#REF!=\"CCS\",#REF!*0.85,IF(#REF!=\"OCGT\",#REF!*0,IF(#REF!=\"\",0,#REF!*H$627))))))))","v":{"$error":"#REF!"}},{"$f":"IF(#REF!=\"Interconnector\",#REF!*1,IF(#REF!=\"Wind\",#REF!*0.7,IF(#REF!=\"Marine\",#REF!*0.7,IF(#REF!=\"Nuclear\",#REF!*0.85,IF(#REF!=\"Pumped_Storage\",#REF!*0.5,IF(#REF!=\"CCS\",#REF!*0.85,IF(#REF!=\"OCGT\",#REF!*0,IF(#REF!=\"\",0,#REF!*I$627))))))))","v":{"$error":"#REF!"}},{"$f":"IF(#REF!=\"Interconnector\",#REF!*1,IF(#REF!=\"Wind\",#REF!*0.7,IF(#REF!=\"Marine\",#REF!*0.7,IF(#REF!=\"Nuclear\",#REF!*0.85,IF(#REF!=\"Pumped_Storage\",#REF!*0.5,IF(#REF!=\"CCS\",#REF!*0.85,IF(#REF!=\"OCGT\",#REF!*0,IF(#REF!=\"\",0,#REF!*J$627))))))))","v":{"$error":"#REF!"}},{"$f":"IF(#REF!=\"Interconnector\",#REF!*1,IF(#REF!=\"Wind\",#REF!*0.7,IF(#REF!=\"Marine\",#REF!*0.7,IF(#REF!=\"Nuclear\",#REF!*0.85,IF(#REF!=\"Pumped_Storage\",#REF!*0.5,IF(#REF!=\"CCS\",#REF!*0.85,IF(#REF!=\"OCGT\",#REF!*0,IF(#REF!=\"\",0,#REF!*K$627))))))))","v":{"$error":"#REF!"}},{"$f":"IF(#REF!=\"Interconnector\",#REF!*1,IF(#REF!=\"Wind\",#REF!*0.7,IF(#REF!=\"Marine\",#REF!*0.7,IF(#REF!=\"Nuclear\",#REF!*0.85,IF(#REF!=\"Pumped_Storage\",#REF!*0.5,IF(#REF!=\"CCS\",#REF!*0.85,IF(#REF!=\"OCGT\",#REF!*0,IF(#REF!=\"\",0,#REF!*L$627))))))))","v":{"$error":"#REF!"}},{"$f":"IF(#REF!=\"Interconnector\",#REF!*1,IF(#REF!=\"Wind\",#REF!*0.7,IF(#REF!=\"Marine\",#REF!*0.7,IF(#REF!=\"Nuclear\",#REF!*0.85,IF(#REF!=\"Pumped_Storage\",#REF!*0.5,IF(#REF!=\"CCS\",#REF!*0.85,IF(#REF!=\"OCGT\",#REF!*0,IF(#REF!=\"\",0,#REF!*M$627))))))))","v":{"$error":"#REF!"}},{"$f":"IF(#REF!=\"Interconnector\",#REF!*1,IF(#REF!=\"Wind\",#REF!*0.7,IF(#REF!=\"Marine\",#REF!*0.7,IF(#REF!=\"Nuclear\",#REF!*0.85,IF(#REF!=\"Pumped_Storage\",#REF!*0.5,IF(#REF!=\"CCS\",#REF!*0.85,IF(#REF!=\"OCGT\",#REF!*0,IF(#REF!=\"\",0,#REF!*N$627))))))))","v":{"$error":"#REF!"}},{"$f":"IF(#REF!=\"Interconnector\",#REF!*1,IF(#REF!=\"Wind\",#REF!*0.7,IF(#REF!=\"Marine\",#REF!*0.7,IF(#REF!=\"Nuclear\",#REF!*0.85,IF(#REF!=\"Pumped_Storage\",#REF!*0.5,IF(#REF!=\"CCS\",#REF!*0.85,IF(#REF!=\"OCGT\",#REF!*0,IF(#REF!=\"\",0,#REF!*O$627))))))))","v":{"$error":"#REF!"}}]
[{"$f":"#REF!","v":{"$error":"#REF!"}},{"$f":"#REF!","v":{"$error":"#REF!"}},{"$f":"#REF!","v":{"$error":"#REF!"}},{"$f":"#REF!","v":{"$error":"#REF!"}},{"$f":"IF(#REF!=\"Interconnector\",#REF!*1,IF(#REF!=\"Wind\",#REF!*0.7,IF(#REF!=\"Marine\",#REF!*0.7,IF(#REF!=\"Nuclear\",#REF!*0.85,IF(#REF!=\"Pumped_Storage\",#REF!*0.5,IF(#REF!=\"CCS\",#REF!*0.85,IF(#REF!=\"OCGT\",#REF!*0,IF(#REF!=\"\",0,#REF!*E$627))))))))","v":{"$error":"#REF!"}},{"$f":"IF(#REF!=\"Interconnector\",#REF!*1,IF(#REF!=\"Wind\",#REF!*0.7,IF(#REF!=\"Marine\",#REF!*0.7,IF(#REF!=\"Nuclear\",#REF!*0.85,IF(#REF!=\"Pumped_Storage\",#REF!*0.5,IF(#REF!=\"CCS\",#REF!*0.85,IF(#REF!=\"OCGT\",#REF!*0,IF(#REF!=\"\",0,#REF!*F$627))))))))","v":{"$error":"#REF!"}},{"$f":"IF(#REF!=\"Interconnector\",#REF!*1,IF(#REF!=\"Wind\",#REF!*0.7,IF(#REF!=\"Marine\",#REF!*0.7,IF(#REF!=\"Nuclear\",#REF!*0.85,IF(#REF!=\"Pumped_Storage\",#REF!*0.5,IF(#REF!=\"CCS\",#REF!*0.85,IF(#REF!=\"OCGT\",#REF!*0,IF(#REF!=\"\",0,#REF!*G$627))))))))","v":{"$error":"#REF!"}},{"$f":"IF(#REF!=\"Interconnector\",#REF!*1,IF(#REF!=\"Wind\",#REF!*0.7,IF(#REF!=\"Marine\",#REF!*0.7,IF(#REF!=\"Nuclear\",#REF!*0.85,IF(#REF!=\"Pumped_Storage\",#REF!*0.5,IF(#REF!=\"CCS\",#REF!*0.85,IF(#REF!=\"OCGT\",#REF!*0,IF(#REF!=\"\",0,#REF!*H$627))))))))","v":{"$error":"#REF!"}},{"$f":"IF(#REF!=\"Interconnector\",#REF!*1,IF(#REF!=\"Wind\",#REF!*0.7,IF(#REF!=\"Marine\",#REF!*0.7,IF(#REF!=\"Nuclear\",#REF!*0.85,IF(#REF!=\"Pumped_Storage\",#REF!*0.5,IF(#REF!=\"CCS\",#REF!*0.85,IF(#REF!=\"OCGT\",#REF!*0,IF(#REF!=\"\",0,#REF!*I$627))))))))","v":{"$error":"#REF!"}},{"$f":"IF(#REF!=\"Interconnector\",#REF!*1,IF(#REF!=\"Wind\",#REF!*0.7,IF(#REF!=\"Marine\",#REF!*0.7,IF(#REF!=\"Nuclear\",#REF!*0.85,IF(#REF!=\"Pumped_Storage\",#REF!*0.5,IF(#REF!=\"CCS\",#REF!*0.85,IF(#REF!=\"OCGT\",#REF!*0,IF(#REF!=\"\",0,#REF!*J$627))))))))","v":{"$error":"#REF!"}},{"$f":"IF(#REF!=\"Interconnector\",#REF!*1,IF(#REF!=\"Wind\",#REF!*0.7,IF(#REF!=\"Marine\",#REF!*0.7,IF(#REF!=\"Nuclear\",#REF!*0.85,IF(#REF!=\"Pumped_Storage\",#REF!*0.5,IF(#REF!=\"CCS\",#REF!*0.85,IF(#REF!=\"OCGT\",#REF!*0,IF(#REF!=\"\",0,#REF!*K$627))))))))","v":{"$error":"#REF!"}},{"$f":"IF(#REF!=\"Interconnector\",#REF!*1,IF(#REF!=\"Wind\",#REF!*0.7,IF(#REF!=\"Marine\",#REF!*0.7,IF(#REF!=\"Nuclear\",#REF!*0.85,IF(#REF!=\"Pumped_Storage\",#REF!*0.5,IF(#REF!=\"CCS\",#REF!*0.85,IF(#REF!=\"OCGT\",#REF!*0,IF(#REF!=\"\",0,#REF!*L$627))))))))","v":{"$error":"#REF!"}},{"$f":"IF(#REF!=\"Interconnector\",#REF!*1,IF(#REF!=\"Wind\",#REF!*0.7,IF(#REF!=\"Marine\",#REF!*0.7,IF(#REF!=\"Nuclear\",#REF!*0.85,IF(#REF!=\"Pumped_Storage\",#REF!*0.5,IF(#REF!=\"CCS\",#REF!*0.85,IF(#REF!=\"OCGT\",#REF!*0,IF(#REF!=\"\",0,#REF!*M$627))))))))","v":{"$error":"#REF!"}},{"$f":"IF(#REF!=\"Interconnector\",#REF!*1,IF(#REF!=\"Wind\",#REF!*0.7,IF(#REF!=\"Marine\",#REF!*0.7,IF(#REF!=\"Nuclear\",#REF!*0.85,IF(#REF!=\"Pumped_Storage\",#REF!*0.5,IF(#REF!=\"CCS\",#REF!*0.85,IF(#REF!=\"OCGT\",#REF!*0,IF(#REF!=\"\",0,#REF!*N$627))))))))","v":{"$error":"#REF!"}},{"$f":"IF(#REF!=\"Interconnector\",#REF!*1,IF(#REF!=\"Wind\",#REF!*0.7,IF(#REF!=\"Marine\",#REF!*0.7,IF(#REF!=\"Nuclear\",#REF!*0.85,IF(#REF!=\"Pumped_Storage\",#REF!*0.5,IF(#REF!=\"CCS\",#REF!*0.85,IF(#REF!=\"OCGT\",#REF!*0,IF(#REF!=\"\",0,#REF!*O$627))))))))","v":{"$error":"#REF!"}}]
[{"$f":"#REF!","v":{"$error":"#REF!"}},{"$f":"#REF!","v":{"$error":"#REF!"}},{"$f":"#REF!","v":{"$error":"#REF!"}},{"$f":"#REF!","v":{"$error":"#REF!"}},{"$f":"IF(#REF!=\"Interconnector\",#REF!*1,IF(#REF!=\"Wind\",#REF!*0.7,IF(#REF!=\"Marine\",#REF!*0.7,IF(#REF!=\"Nuclear\",#REF!*0.85,IF(#REF!=\"Pumped_Storage\",#REF!*0.5,IF(#REF!=\"CCS\",#REF!*0.85,IF(#REF!=\"OCGT\",#REF!*0,IF(#REF!=\"\",0,#REF!*E$627))))))))","v":{"$error":"#REF!"}},{"$f":"IF(#REF!=\"Interconnector\",#REF!*1,IF(#REF!=\"Wind\",#REF!*0.7,IF(#REF!=\"Marine\",#REF!*0.7,IF(#REF!=\"Nuclear\",#REF!*0.85,IF(#REF!=\"Pumped_Storage\",#REF!*0.5,IF(#REF!=\"CCS\",#REF!*0.85,IF(#REF!=\"OCGT\",#REF!*0,IF(#REF!=\"\",0,#REF!*F$627))))))))","v":{"$error":"#REF!"}},{"$f":"IF(#REF!=\"Interconnector\",#REF!*1,IF(#REF!=\"Wind\",#REF!*0.7,IF(#REF!=\"Marine\",#REF!*0.7,IF(#REF!=\"Nuclear\",#REF!*0.85,IF(#REF!=\"Pumped_Storage\",#REF!*0.5,IF(#REF!=\"CCS\",#REF!*0.85,IF(#REF!=\"OCGT\",#REF!*0,IF(#REF!=\"\",0,#REF!*G$627))))))))","v":{"$error":"#REF!"}},{"$f":"IF(#REF!=\"Interconnector\",#REF!*1,IF(#REF!=\"Wind\",#REF!*0.7,IF(#REF!=\"Marine\",#REF!*0.7,IF(#REF!=\"Nuclear\",#REF!*0.85,IF(#REF!=\"Pumped_Storage\",#REF!*0.5,IF(#REF!=\"CCS\",#REF!*0.85,IF(#REF!=\"OCGT\",#REF!*0,IF(#REF!=\"\",0,#REF!*H$627))))))))","v":{"$error":"#REF!"}},{"$f":"IF(#REF!=\"Interconnector\",#REF!*1,IF(#REF!=\"Wind\",#REF!*0.7,IF(#REF!=\"Marine\",#REF!*0.7,IF(#REF!=\"Nuclear\",#REF!*0.85,IF(#REF!=\"Pumped_Storage\",#REF!*0.5,IF(#REF!=\"CCS\",#REF!*0.85,IF(#REF!=\"OCGT\",#REF!*0,IF(#REF!=\"\",0,#REF!*I$627))))))))","v":{"$error":"#REF!"}},{"$f":"IF(#REF!=\"Interconnector\",#REF!*1,IF(#REF!=\"Wind\",#REF!*0.7,IF(#REF!=\"Marine\",#REF!*0.7,IF(#REF!=\"Nuclear\",#REF!*0.85,IF(#REF!=\"Pumped_Storage\",#REF!*0.5,IF(#REF!=\"CCS\",#REF!*0.85,IF(#REF!=\"OCGT\",#REF!*0,IF(#REF!=\"\",0,#REF!*J$627))))))))","v":{"$error":"#REF!"}},{"$f":"IF(#REF!=\"Interconnector\",#REF!*1,IF(#REF!=\"Wind\",#REF!*0.7,IF(#REF!=\"Marine\",#REF!*0.7,IF(#REF!=\"Nuclear\",#REF!*0.85,IF(#REF!=\"Pumped_Storage\",#REF!*0.5,IF(#REF!=\"CCS\",#REF!*0.85,IF(#REF!=\"OCGT\",#REF!*0,IF(#REF!=\"\",0,#REF!*K$627))))))))","v":{"$error":"#REF!"}},{"$f":"IF(#REF!=\"Interconnector\",#REF!*1,IF(#REF!=\"Wind\",#REF!*0.7,IF(#REF!=\"Marine\",#REF!*0.7,IF(#REF!=\"Nuclear\",#REF!*0.85,IF(#REF!=\"Pumped_Storage\",#REF!*0.5,IF(#REF!=\"CCS\",#REF!*0.85,IF(#REF!=\"OCGT\",#REF!*0,IF(#REF!=\"\",0,#REF!*L$627))))))))","v":{"$error":"#REF!"}},{"$f":"IF(#REF!=\"Interconnector\",#REF!*1,IF(#REF!=\"Wind\",#REF!*0.7,IF(#REF!=\"Marine\",#REF!*0.7,IF(#REF!=\"Nuclear\",#REF!*0.85,IF(#REF!=\"Pumped_Storage\",#REF!*0.5,IF(#REF!=\"CCS\",#REF!*0.85,IF(#REF!=\"OCGT\",#REF!*0,IF(#REF!=\"\",0,#REF!*M$627))))))))","v":{"$error":"#REF!"}},{"$f":"IF(#REF!=\"Interconnector\",#REF!*1,IF(#REF!=\"Wind\",#REF!*0.7,IF(#REF!=\"Marine\",#REF!*0.7,IF(#REF!=\"Nuclear\",#REF!*0.85,IF(#REF!=\"Pumped_Storage\",#REF!*0.5,IF(#REF!=\"CCS\",#REF!*0.85,IF(#REF!=\"OCGT\",#REF!*0,IF(#REF!=\"\",0,#REF!*N$627))))))))","v":{"$error":"#REF!"}},{"$f":"IF(#REF!=\"Interconnector\",#REF!*1,IF(#REF!=\"Wind\",#REF!*0.7,IF(#REF!=\"Marine\",#REF!*0.7,IF(#REF!=\"Nuclear\",#REF!*0.85,IF(#REF!=\"Pumped_Storage\",#REF!*0.5,IF(#REF!=\"CCS\",#REF!*0.85,IF(#REF!=\"OCGT\",#REF!*0,IF(#REF!=\"\",0,#REF!*O$627))))))))","v":{"$error":"#REF!"}}]
[{"$f":"#REF!","v":{"$error":"#REF!"}},{"$f":"#REF!","v":{"$error":"#REF!"}},{"$f":"#REF!","v":{"$error":"#REF!"}},{"$f":"#REF!","v":{"$error":"#REF!"}},{"$f":"IF(#REF!=\"Interconnector\",#REF!*1,IF(#REF!=\"Wind\",#REF!*0.7,IF(#REF!=\"Marine\",#REF!*0.7,IF(#REF!=\"Nuclear\",#REF!*0.85,IF(#REF!=\"Pumped_Storage\",#REF!*0.5,IF(#REF!=\"CCS\",#REF!*0.85,IF(#REF!=\"OCGT\",#REF!*0,IF(#REF!=\"\",0,#REF!*E$627))))))))","v":{"$error":"#REF!"}},{"$f":"IF(#REF!=\"Interconnector\",#REF!*1,IF(#REF!=\"Wind\",#REF!*0.7,IF(#REF!=\"Marine\",#REF!*0.7,IF(#REF!=\"Nuclear\",#REF!*0.85,IF(#REF!=\"Pumped_Storage\",#REF!*0.5,IF(#REF!=\"CCS\",#REF!*0.85,IF(#REF!=\"OCGT\",#REF!*0,IF(#REF!=\"\",0,#REF!*F$627))))))))","v":{"$error":"#REF!"}},{"$f":"IF(#REF!=\"Interconnector\",#REF!*1,IF(#REF!=\"Wind\",#REF!*0.7,IF(#REF!=\"Marine\",#REF!*0.7,IF(#REF!=\"Nuclear\",#REF!*0.85,IF(#REF!=\"Pumped_Storage\",#REF!*0.5,IF(#REF!=\"CCS\",#REF!*0.85,IF(#REF!=\"OCGT\",#REF!*0,IF(#REF!=\"\",0,#REF!*G$627))))))))","v":{"$error":"#REF!"}},{"$f":"IF(#REF!=\"Interconnector\",#REF!*1,IF(#REF!=\"Wind\",#REF!*0.7,IF(#REF!=\"Marine\",#REF!*0.7,IF(#REF!=\"Nuclear\",#REF!*0.85,IF(#REF!=\"Pumped_Storage\",#REF!*0.5,IF(#REF!=\"CCS\",#REF!*0.85,IF(#REF!=\"OCGT\",#REF!*0,IF(#REF!=\"\",0,#REF!*H$627))))))))","v":{"$error":"#REF!"}},{"$f":"IF(#REF!=\"Interconnector\",#REF!*1,IF(#REF!=\"Wind\",#REF!*0.7,IF(#REF!=\"Marine\",#REF!*0.7,IF(#REF!=\"Nuclear\",#REF!*0.85,IF(#REF!=\"Pumped_Storage\",#REF!*0.5,IF(#REF!=\"CCS\",#REF!*0.85,IF(#REF!=\"OCGT\",#REF!*0,IF(#REF!=\"\",0,#REF!*I$627))))))))","v":{"$error":"#REF!"}},{"$f":"IF(#REF!=\"Interconnector\",#REF!*1,IF(#REF!=\"Wind\",#REF!*0.7,IF(#REF!=\"Marine\",#REF!*0.7,IF(#REF!=\"Nuclear\",#REF!*0.85,IF(#REF!=\"Pumped_Storage\",#REF!*0.5,IF(#REF!=\"CCS\",#REF!*0.85,IF(#REF!=\"OCGT\",#REF!*0,IF(#REF!=\"\",0,#REF!*J$627))))))))","v":{"$error":"#REF!"}},{"$f":"IF(#REF!=\"Interconnector\",#REF!*1,IF(#REF!=\"Wind\",#REF!*0.7,IF(#REF!=\"Marine\",#REF!*0.7,IF(#REF!=\"Nuclear\",#REF!*0.85,IF(#REF!=\"Pumped_Storage\",#REF!*0.5,IF(#REF!=\"CCS\",#REF!*0.85,IF(#REF!=\"OCGT\",#REF!*0,IF(#REF!=\"\",0,#REF!*K$627))))))))","v":{"$error":"#REF!"}},{"$f":"IF(#REF!=\"Interconnector\",#REF!*1,IF(#REF!=\"Wind\",#REF!*0.7,IF(#REF!=\"Marine\",#REF!*0.7,IF(#REF!=\"Nuclear\",#REF!*0.85,IF(#REF!=\"Pumped_Storage\",#REF!*0.5,IF(#REF!=\"CCS\",#REF!*0.85,IF(#REF!=\"OCGT\",#REF!*0,IF(#REF!=\"\",0,#REF!*L$627))))))))","v":{"$error":"#REF!"}},{"$f":"IF(#REF!=\"Interconnector\",#REF!*1,IF(#REF!=\"Wind\",#REF!*0.7,IF(#REF!=\"Marine\",#REF!*0.7,IF(#REF!=\"Nuclear\",#REF!*0.85,IF(#REF!=\"Pumped_Storage\",#REF!*0.5,IF(#REF!=\"CCS\",#REF!*0.85,IF(#REF!=\"OCGT\",#REF!*0,IF(#REF!=\"\",0,#REF!*M$627))))))))","v":{"$error":"#REF!"}},{"$f":"IF(#REF!=\"Interconnector\",#REF!*1,IF(#REF!=\"Wind\",#REF!*0.7,IF(#REF!=\"Marine\",#REF!*0.7,IF(#REF!=\"Nuclear\",#REF!*0.85,IF(#REF!=\"Pumped_Storage\",#REF!*0.5,IF(#REF!=\"CCS\",#REF!*0.85,IF(#REF!=\"OCGT\",#REF!*0,IF(#REF!=\"\",0,#REF!*N$627))))))))","v":{"$error":"#REF!"}},{"$f":"IF(#REF!=\"Interconnector\",#REF!*1,IF(#REF!=\"Wind\",#REF!*0.7,IF(#REF!=\"Marine\",#REF!*0.7,IF(#REF!=\"Nuclear\",#REF!*0.85,IF(#REF!=\"Pumped_Storage\",#REF!*0.5,IF(#REF!=\"CCS\",#REF!*0.85,IF(#REF!=\"OCGT\",#REF!*0,IF(#REF!=\"\",0,#REF!*O$627))))))))","v":{"$error":"#REF!"}}]
[{"$f":"#REF!","v":{"$error":"#REF!"}},{"$f":"#REF!","v":{"$error":"#REF!"}},{"$f":"#REF!","v":{"$error":"#REF!"}},{"$f":"#REF!","v":{"$error":"#REF!"}},{"$f":"IF(#REF!=\"Interconnector\",#REF!*1,IF(#REF!=\"Wind\",#REF!*0.7,IF(#REF!=\"Marine\",#REF!*0.7,IF(#REF!=\"Nuclear\",#REF!*0.85,IF(#REF!=\"Pumped_Storage\",#REF!*0.5,IF(#REF!=\"CCS\",#REF!*0.85,IF(#REF!=\"OCGT\",#REF!*0,IF(#REF!=\"\",0,#REF!*E$627))))))))","v":{"$error":"#REF!"}},{"$f":"IF(#REF!=\"Interconnector\",#REF!*1,IF(#REF!=\"Wind\",#REF!*0.7,IF(#REF!=\"Marine\",#REF!*0.7,IF(#REF!=\"Nuclear\",#REF!*0.85,IF(#REF!=\"Pumped_Storage\",#REF!*0.5,IF(#REF!=\"CCS\",#REF!*0.85,IF(#REF!=\"OCGT\",#REF!*0,IF(#REF!=\"\",0,#REF!*F$627))))))))","v":{"$error":"#REF!"}},{"$f":"IF(#REF!=\"Interconnector\",#REF!*1,IF(#REF!=\"Wind\",#REF!*0.7,IF(#REF!=\"Marine\",#REF!*0.7,IF(#REF!=\"Nuclear\",#REF!*0.85,IF(#REF!=\"Pumped_Storage\",#REF!*0.5,IF(#REF!=\"CCS\",#REF!*0.85,IF(#REF!=\"OCGT\",#REF!*0,IF(#REF!=\"\",0,#REF!*G$627))))))))","v":{"$error":"#REF!"}},{"$f":"IF(#REF!=\"Interconnector\",#REF!*1,IF(#REF!=\"Wind\",#REF!*0.7,IF(#REF!=\"Marine\",#REF!*0.7,IF(#REF!=\"Nuclear\",#REF!*0.85,IF(#REF!=\"Pumped_Storage\",#REF!*0.5,IF(#REF!=\"CCS\",#REF!*0.85,IF(#REF!=\"OCGT\",#REF!*0,IF(#REF!=\"\",0,#REF!*H$627))))))))","v":{"$error":"#REF!"}},{"$f":"IF(#REF!=\"Interconnector\",#REF!*1,IF(#REF!=\"Wind\",#REF!*0.7,IF(#REF!=\"Marine\",#REF!*0.7,IF(#REF!=\"Nuclear\",#REF!*0.85,IF(#REF!=\"Pumped_Storage\",#REF!*0.5,IF(#REF!=\"CCS\",#REF!*0.85,IF(#REF!=\"OCGT\",#REF!*0,IF(#REF!=\"\",0,#REF!*I$627))))))))","v":{"$error":"#REF!"}},{"$f":"IF(#REF!=\"Interconnector\",#REF!*1,IF(#REF!=\"Wind\",#REF!*0.7,IF(#REF!=\"Marine\",#REF!*0.7,IF(#REF!=\"Nuclear\",#REF!*0.85,IF(#REF!=\"Pumped_Storage\",#REF!*0.5,IF(#REF!=\"CCS\",#REF!*0.85,IF(#REF!=\"OCGT\",#REF!*0,IF(#REF!=\"\",0,#REF!*J$627))))))))","v":{"$error":"#REF!"}},{"$f":"IF(#REF!=\"Interconnector\",#REF!*1,IF(#REF!=\"Wind\",#REF!*0.7,IF(#REF!=\"Marine\",#REF!*0.7,IF(#REF!=\"Nuclear\",#REF!*0.85,IF(#REF!=\"Pumped_Storage\",#REF!*0.5,IF(#REF!=\"CCS\",#REF!*0.85,IF(#REF!=\"OCGT\",#REF!*0,IF(#REF!=\"\",0,#REF!*K$627))))))))","v":{"$error":"#REF!"}},{"$f":"IF(#REF!=\"Interconnector\",#REF!*1,IF(#REF!=\"Wind\",#REF!*0.7,IF(#REF!=\"Marine\",#REF!*0.7,IF(#REF!=\"Nuclear\",#REF!*0.85,IF(#REF!=\"Pumped_Storage\",#REF!*0.5,IF(#REF!=\"CCS\",#REF!*0.85,IF(#REF!=\"OCGT\",#REF!*0,IF(#REF!=\"\",0,#REF!*L$627))))))))","v":{"$error":"#REF!"}},{"$f":"IF(#REF!=\"Interconnector\",#REF!*1,IF(#REF!=\"Wind\",#REF!*0.7,IF(#REF!=\"Marine\",#REF!*0.7,IF(#REF!=\"Nuclear\",#REF!*0.85,IF(#REF!=\"Pumped_Storage\",#REF!*0.5,IF(#REF!=\"CCS\",#REF!*0.85,IF(#REF!=\"OCGT\",#REF!*0,IF(#REF!=\"\",0,#REF!*M$627))))))))","v":{"$error":"#REF!"}},{"$f":"IF(#REF!=\"Interconnector\",#REF!*1,IF(#REF!=\"Wind\",#REF!*0.7,IF(#REF!=\"Marine\",#REF!*0.7,IF(#REF!=\"Nuclear\",#REF!*0.85,IF(#REF!=\"Pumped_Storage\",#REF!*0.5,IF(#REF!=\"CCS\",#REF!*0.85,IF(#REF!=\"OCGT\",#REF!*0,IF(#REF!=\"\",0,#REF!*N$627))))))))","v":{"$error":"#REF!"}},{"$f":"IF(#REF!=\"Interconnector\",#REF!*1,IF(#REF!=\"Wind\",#REF!*0.7,IF(#REF!=\"Marine\",#REF!*0.7,IF(#REF!=\"Nuclear\",#REF!*0.85,IF(#REF!=\"Pumped_Storage\",#REF!*0.5,IF(#REF!=\"CCS\",#REF!*0.85,IF(#REF!=\"OCGT\",#REF!*0,IF(#REF!=\"\",0,#REF!*O$627))))))))","v":{"$error":"#REF!"}}]
[{"$f":"#REF!","v":{"$error":"#REF!"}},{"$f":"#REF!","v":{"$error":"#REF!"}},{"$f":"#REF!","v":{"$error":"#REF!"}},{"$f":"#REF!","v":{"$error":"#REF!"}},{"$f":"IF(#REF!=\"Interconnector\",#REF!*1,IF(#REF!=\"Wind\",#REF!*0.7,IF(#REF!=\"Marine\",#REF!*0.7,IF(#REF!=\"Nuclear\",#REF!*0.85,IF(#REF!=\"Pumped_Storage\",#REF!*0.5,IF(#REF!=\"CCS\",#REF!*0.85,IF(#REF!=\"OCGT\",#REF!*0,IF(#REF!=\"\",0,#REF!*E$627))))))))","v":{"$error":"#REF!"}},{"$f":"IF(#REF!=\"Interconnector\",#REF!*1,IF(#REF!=\"Wind\",#REF!*0.7,IF(#REF!=\"Marine\",#REF!*0.7,IF(#REF!=\"Nuclear\",#REF!*0.85,IF(#REF!=\"Pumped_Storage\",#REF!*0.5,IF(#REF!=\"CCS\",#REF!*0.85,IF(#REF!=\"OCGT\",#REF!*0,IF(#REF!=\"\",0,#REF!*F$627))))))))","v":{"$error":"#REF!"}},{"$f":"IF(#REF!=\"Interconnector\",#REF!*1,IF(#REF!=\"Wind\",#REF!*0.7,IF(#REF!=\"Marine\",#REF!*0.7,IF(#REF!=\"Nuclear\",#REF!*0.85,IF(#REF!=\"Pumped_Storage\",#REF!*0.5,IF(#REF!=\"CCS\",#REF!*0.85,IF(#REF!=\"OCGT\",#REF!*0,IF(#REF!=\"\",0,#REF!*G$627))))))))","v":{"$error":"#REF!"}},{"$f":"IF(#REF!=\"Interconnector\",#REF!*1,IF(#REF!=\"Wind\",#REF!*0.7,IF(#REF!=\"Marine\",#REF!*0.7,IF(#REF!=\"Nuclear\",#REF!*0.85,IF(#REF!=\"Pumped_Storage\",#REF!*0.5,IF(#REF!=\"CCS\",#REF!*0.85,IF(#REF!=\"OCGT\",#REF!*0,IF(#REF!=\"\",0,#REF!*H$627))))))))","v":{"$error":"#REF!"}},{"$f":"IF(#REF!=\"Interconnector\",#REF!*1,IF(#REF!=\"Wind\",#REF!*0.7,IF(#REF!=\"Marine\",#REF!*0.7,IF(#REF!=\"Nuclear\",#REF!*0.85,IF(#REF!=\"Pumped_Storage\",#REF!*0.5,IF(#REF!=\"CCS\",#REF!*0.85,IF(#REF!=\"OCGT\",#REF!*0,IF(#REF!=\"\",0,#REF!*I$627))))))))","v":{"$error":"#REF!"}},{"$f":"IF(#REF!=\"Interconnector\",#REF!*1,IF(#REF!=\"Wind\",#REF!*0.7,IF(#REF!=\"Marine\",#REF!*0.7,IF(#REF!=\"Nuclear\",#REF!*0.85,IF(#REF!=\"Pumped_Storage\",#REF!*0.5,IF(#REF!=\"CCS\",#REF!*0.85,IF(#REF!=\"OCGT\",#REF!*0,IF(#REF!=\"\",0,#REF!*J$627))))))))","v":{"$error":"#REF!"}},{"$f":"IF(#REF!=\"Interconnector\",#REF!*1,IF(#REF!=\"Wind\",#REF!*0.7,IF(#REF!=\"Marine\",#REF!*0.7,IF(#REF!=\"Nuclear\",#REF!*0.85,IF(#REF!=\"Pumped_Storage\",#REF!*0.5,IF(#REF!=\"CCS\",#REF!*0.85,IF(#REF!=\"OCGT\",#REF!*0,IF(#REF!=\"\",0,#REF!*K$627))))))))","v":{"$error":"#REF!"}},{"$f":"IF(#REF!=\"Interconnector\",#REF!*1,IF(#REF!=\"Wind\",#REF!*0.7,IF(#REF!=\"Marine\",#REF!*0.7,IF(#REF!=\"Nuclear\",#REF!*0.85,IF(#REF!=\"Pumped_Storage\",#REF!*0.5,IF(#REF!=\"CCS\",#REF!*0.85,IF(#REF!=\"OCGT\",#REF!*0,IF(#REF!=\"\",0,#REF!*L$627))))))))","v":{"$error":"#REF!"}},{"$f":"IF(#REF!=\"Interconnector\",#REF!*1,IF(#REF!=\"Wind\",#REF!*0.7,IF(#REF!=\"Marine\",#REF!*0.7,IF(#REF!=\"Nuclear\",#REF!*0.85,IF(#REF!=\"Pumped_Storage\",#REF!*0.5,IF(#REF!=\"CCS\",#REF!*0.85,IF(#REF!=\"OCGT\",#REF!*0,IF(#REF!=\"\",0,#REF!*M$627))))))))","v":{"$error":"#REF!"}},{"$f":"IF(#REF!=\"Interconnector\",#REF!*1,IF(#REF!=\"Wind\",#REF!*0.7,IF(#REF!=\"Marine\",#REF!*0.7,IF(#REF!=\"Nuclear\",#REF!*0.85,IF(#REF!=\"Pumped_Storage\",#REF!*0.5,IF(#REF!=\"CCS\",#REF!*0.85,IF(#REF!=\"OCGT\",#REF!*0,IF(#REF!=\"\",0,#REF!*N$627))))))))","v":{"$error":"#REF!"}},{"$f":"IF(#REF!=\"Interconnector\",#REF!*1,IF(#REF!=\"Wind\",#REF!*0.7,IF(#REF!=\"Marine\",#REF!*0.7,IF(#REF!=\"Nuclear\",#REF!*0.85,IF(#REF!=\"Pumped_Storage\",#REF!*0.5,IF(#REF!=\"CCS\",#REF!*0.85,IF(#REF!=\"OCGT\",#REF!*0,IF(#REF!=\"\",0,#REF!*O$627))))))))","v":{"$error":"#REF!"}}]
[{"$f":"#REF!","v":{"$error":"#REF!"}},{"$f":"#REF!","v":{"$error":"#REF!"}},{"$f":"#REF!","v":{"$error":"#REF!"}},{"$f":"#REF!","v":{"$error":"#REF!"}},{"$f":"IF(#REF!=\"Interconnector\",#REF!*1,IF(#REF!=\"Wind\",#REF!*0.7,IF(#REF!=\"Marine\",#REF!*0.7,IF(#REF!=\"Nuclear\",#REF!*0.85,IF(#REF!=\"Pumped_Storage\",#REF!*0.5,IF(#REF!=\"CCS\",#REF!*0.85,IF(#REF!=\"OCGT\",#REF!*0,IF(#REF!=\"\",0,#REF!*E$627))))))))","v":{"$error":"#REF!"}},{"$f":"IF(#REF!=\"Interconnector\",#REF!*1,IF(#REF!=\"Wind\",#REF!*0.7,IF(#REF!=\"Marine\",#REF!*0.7,IF(#REF!=\"Nuclear\",#REF!*0.85,IF(#REF!=\"Pumped_Storage\",#REF!*0.5,IF(#REF!=\"CCS\",#REF!*0.85,IF(#REF!=\"OCGT\",#REF!*0,IF(#REF!=\"\",0,#REF!*F$627))))))))","v":{"$error":"#REF!"}},{"$f":"IF(#REF!=\"Interconnector\",#REF!*1,IF(#REF!=\"Wind\",#REF!*0.7,IF(#REF!=\"Marine\",#REF!*0.7,IF(#REF!=\"Nuclear\",#REF!*0.85,IF(#REF!=\"Pumped_Storage\",#REF!*0.5,IF(#REF!=\"CCS\",#REF!*0.85,IF(#REF!=\"OCGT\",#REF!*0,IF(#REF!=\"\",0,#REF!*G$627))))))))","v":{"$error":"#REF!"}},{"$f":"IF(#REF!=\"Interconnector\",#REF!*1,IF(#REF!=\"Wind\",#REF!*0.7,IF(#REF!=\"Marine\",#REF!*0.7,IF(#REF!=\"Nuclear\",#REF!*0.85,IF(#REF!=\"Pumped_Storage\",#REF!*0.5,IF(#REF!=\"CCS\",#REF!*0.85,IF(#REF!=\"OCGT\",#REF!*0,IF(#REF!=\"\",0,#REF!*H$627))))))))","v":{"$error":"#REF!"}},{"$f":"IF(#REF!=\"Interconnector\",#REF!*1,IF(#REF!=\"Wind\",#REF!*0.7,IF(#REF!=\"Marine\",#REF!*0.7,IF(#REF!=\"Nuclear\",#REF!*0.85,IF(#REF!=\"Pumped_Storage\",#REF!*0.5,IF(#REF!=\"CCS\",#REF!*0.85,IF(#REF!=\"OCGT\",#REF!*0,IF(#REF!=\"\",0,#REF!*I$627))))))))","v":{"$error":"#REF!"}},{"$f":"IF(#REF!=\"Interconnector\",#REF!*1,IF(#REF!=\"Wind\",#REF!*0.7,IF(#REF!=\"Marine\",#REF!*0.7,IF(#REF!=\"Nuclear\",#REF!*0.85,IF(#REF!=\"Pumped_Storage\",#REF!*0.5,IF(#REF!=\"CCS\",#REF!*0.85,IF(#REF!=\"OCGT\",#REF!*0,IF(#REF!=\"\",0,#REF!*J$627))))))))","v":{"$error":"#REF!"}},{"$f":"IF(#REF!=\"Interconnector\",#REF!*1,IF(#REF!=\"Wind\",#REF!*0.7,IF(#REF!=\"Marine\",#REF!*0.7,IF(#REF!=\"Nuclear\",#REF!*0.85,IF(#REF!=\"Pumped_Storage\",#REF!*0.5,IF(#REF!=\"CCS\",#REF!*0.85,IF(#REF!=\"OCGT\",#REF!*0,IF(#REF!=\"\",0,#REF!*K$627))))))))","v":{"$error":"#REF!"}},{"$f":"IF(#REF!=\"Interconnector\",#REF!*1,IF(#REF!=\"Wind\",#REF!*0.7,IF(#REF!=\"Marine\",#REF!*0.7,IF(#REF!=\"Nuclear\",#REF!*0.85,IF(#REF!=\"Pumped_Storage\",#REF!*0.5,IF(#REF!=\"CCS\",#REF!*0.85,IF(#REF!=\"OCGT\",#REF!*0,IF(#REF!=\"\",0,#REF!*L$627))))))))","v":{"$error":"#REF!"}},{"$f":"IF(#REF!=\"Interconnector\",#REF!*1,IF(#REF!=\"Wind\",#REF!*0.7,IF(#REF!=\"Marine\",#REF!*0.7,IF(#REF!=\"Nuclear\",#REF!*0.85,IF(#REF!=\"Pumped_Storage\",#REF!*0.5,IF(#REF!=\"CCS\",#REF!*0.85,IF(#REF!=\"OCGT\",#REF!*0,IF(#REF!=\"\",0,#REF!*M$627))))))))","v":{"$error":"#REF!"}},{"$f":"IF(#REF!=\"Interconnector\",#REF!*1,IF(#REF!=\"Wind\",#REF!*0.7,IF(#REF!=\"Marine\",#REF!*0.7,IF(#REF!=\"Nuclear\",#REF!*0.85,IF(#REF!=\"Pumped_Storage\",#REF!*0.5,IF(#REF!=\"CCS\",#REF!*0.85,IF(#REF!=\"OCGT\",#REF!*0,IF(#REF!=\"\",0,#REF!*N$627))))))))","v":{"$error":"#REF!"}},{"$f":"IF(#REF!=\"Interconnector\",#REF!*1,IF(#REF!=\"Wind\",#REF!*0.7,IF(#REF!=\"Marine\",#REF!*0.7,IF(#REF!=\"Nuclear\",#REF!*0.85,IF(#REF!=\"Pumped_Storage\",#REF!*0.5,IF(#REF!=\"CCS\",#REF!*0.85,IF(#REF!=\"OCGT\",#REF!*0,IF(#REF!=\"\",0,#REF!*O$627))))))))","v":{"$error":"#REF!"}}]
[{"$f":"#REF!","v":{"$error":"#REF!"}},{"$f":"#REF!","v":{"$error":"#REF!"}},{"$f":"#REF!","v":{"$error":"#REF!"}},{"$f":"#REF!","v":{"$error":"#REF!"}},{"$f":"IF(#REF!=\"Interconnector\",#REF!*1,IF(#REF!=\"Wind\",#REF!*0.7,IF(#REF!=\"Marine\",#REF!*0.7,IF(#REF!=\"Nuclear\",#REF!*0.85,IF(#REF!=\"Pumped_Storage\",#REF!*0.5,IF(#REF!=\"CCS\",#REF!*0.85,IF(#REF!=\"OCGT\",#REF!*0,IF(#REF!=\"\",0,#REF!*E$627))))))))","v":{"$error":"#REF!"}},{"$f":"IF(#REF!=\"Interconnector\",#REF!*1,IF(#REF!=\"Wind\",#REF!*0.7,IF(#REF!=\"Marine\",#REF!*0.7,IF(#REF!=\"Nuclear\",#REF!*0.85,IF(#REF!=\"Pumped_Storage\",#REF!*0.5,IF(#REF!=\"CCS\",#REF!*0.85,IF(#REF!=\"OCGT\",#REF!*0,IF(#REF!=\"\",0,#REF!*F$627))))))))","v":{"$error":"#REF!"}},{"$f":"IF(#REF!=\"Interconnector\",#REF!*1,IF(#REF!=\"Wind\",#REF!*0.7,IF(#REF!=\"Marine\",#REF!*0.7,IF(#REF!=\"Nuclear\",#REF!*0.85,IF(#REF!=\"Pumped_Storage\",#REF!*0.5,IF(#REF!=\"CCS\",#REF!*0.85,IF(#REF!=\"OCGT\",#REF!*0,IF(#REF!=\"\",0,#REF!*G$627))))))))","v":{"$error":"#REF!"}},{"$f":"IF(#REF!=\"Interconnector\",#REF!*1,IF(#REF!=\"Wind\",#REF!*0.7,IF(#REF!=\"Marine\",#REF!*0.7,IF(#REF!=\"Nuclear\",#REF!*0.85,IF(#REF!=\"Pumped_Storage\",#REF!*0.5,IF(#REF!=\"CCS\",#REF!*0.85,IF(#REF!=\"OCGT\",#REF!*0,IF(#REF!=\"\",0,#REF!*H$627))))))))","v":{"$error":"#REF!"}},{"$f":"IF(#REF!=\"Interconnector\",#REF!*1,IF(#REF!=\"Wind\",#REF!*0.7,IF(#REF!=\"Marine\",#REF!*0.7,IF(#REF!=\"Nuclear\",#REF!*0.85,IF(#REF!=\"Pumped_Storage\",#REF!*0.5,IF(#REF!=\"CCS\",#REF!*0.85,IF(#REF!=\"OCGT\",#REF!*0,IF(#REF!=\"\",0,#REF!*I$627))))))))","v":{"$error":"#REF!"}},{"$f":"IF(#REF!=\"Interconnector\",#REF!*1,IF(#REF!=\"Wind\",#REF!*0.7,IF(#REF!=\"Marine\",#REF!*0.7,IF(#REF!=\"Nuclear\",#REF!*0.85,IF(#REF!=\"Pumped_Storage\",#REF!*0.5,IF(#REF!=\"CCS\",#REF!*0.85,IF(#REF!=\"OCGT\",#REF!*0,IF(#REF!=\"\",0,#REF!*J$627))))))))","v":{"$error":"#REF!"}},{"$f":"IF(#REF!=\"Interconnector\",#REF!*1,IF(#REF!=\"Wind\",#REF!*0.7,IF(#REF!=\"Marine\",#REF!*0.7,IF(#REF!=\"Nuclear\",#REF!*0.85,IF(#REF!=\"Pumped_Storage\",#REF!*0.5,IF(#REF!=\"CCS\",#REF!*0.85,IF(#REF!=\"OCGT\",#REF!*0,IF(#REF!=\"\",0,#REF!*K$627))))))))","v":{"$error":"#REF!"}},{"$f":"IF(#REF!=\"Interconnector\",#REF!*1,IF(#REF!=\"Wind\",#REF!*0.7,IF(#REF!=\"Marine\",#REF!*0.7,IF(#REF!=\"Nuclear\",#REF!*0.85,IF(#REF!=\"Pumped_Storage\",#REF!*0.5,IF(#REF!=\"CCS\",#REF!*0.85,IF(#REF!=\"OCGT\",#REF!*0,IF(#REF!=\"\",0,#REF!*L$627))))))))","v":{"$error":"#REF!"}},{"$f":"IF(#REF!=\"Interconnector\",#REF!*1,IF(#REF!=\"Wind\",#REF!*0.7,IF(#REF!=\"Marine\",#REF!*0.7,IF(#REF!=\"Nuclear\",#REF!*0.85,IF(#REF!=\"Pumped_Storage\",#REF!*0.5,IF(#REF!=\"CCS\",#REF!*0.85,IF(#REF!=\"OCGT\",#REF!*0,IF(#REF!=\"\",0,#REF!*M$627))))))))","v":{"$error":"#REF!"}},{"$f":"IF(#REF!=\"Interconnector\",#REF!*1,IF(#REF!=\"Wind\",#REF!*0.7,IF(#REF!=\"Marine\",#REF!*0.7,IF(#REF!=\"Nuclear\",#REF!*0.85,IF(#REF!=\"Pumped_Storage\",#REF!*0.5,IF(#REF!=\"CCS\",#REF!*0.85,IF(#REF!=\"OCGT\",#REF!*0,IF(#REF!=\"\",0,#REF!*N$627))))))))","v":{"$error":"#REF!"}},{"$f":"IF(#REF!=\"Interconnector\",#REF!*1,IF(#REF!=\"Wind\",#REF!*0.7,IF(#REF!=\"Marine\",#REF!*0.7,IF(#REF!=\"Nuclear\",#REF!*0.85,IF(#REF!=\"Pumped_Storage\",#REF!*0.5,IF(#REF!=\"CCS\",#REF!*0.85,IF(#REF!=\"OCGT\",#REF!*0,IF(#REF!=\"\",0,#REF!*O$627))))))))","v":{"$error":"#REF!"}}]
[{"$f":"#REF!","v":{"$error":"#REF!"}},{"$f":"#REF!","v":{"$error":"#REF!"}},{"$f":"#REF!","v":{"$error":"#REF!"}},{"$f":"#REF!","v":{"$error":"#REF!"}},{"$f":"IF(#REF!=\"Interconnector\",#REF!*1,IF(#REF!=\"Wind\",#REF!*0.7,IF(#REF!=\"Marine\",#REF!*0.7,IF(#REF!=\"Nuclear\",#REF!*0.85,IF(#REF!=\"Pumped_Storage\",#REF!*0.5,IF(#REF!=\"CCS\",#REF!*0.85,IF(#REF!=\"OCGT\",#REF!*0,IF(#REF!=\"\",0,#REF!*E$627))))))))","v":{"$error":"#REF!"}},{"$f":"IF(#REF!=\"Interconnector\",#REF!*1,IF(#REF!=\"Wind\",#REF!*0.7,IF(#REF!=\"Marine\",#REF!*0.7,IF(#REF!=\"Nuclear\",#REF!*0.85,IF(#REF!=\"Pumped_Storage\",#REF!*0.5,IF(#REF!=\"CCS\",#REF!*0.85,IF(#REF!=\"OCGT\",#REF!*0,IF(#REF!=\"\",0,#REF!*F$627))))))))","v":{"$error":"#REF!"}},{"$f":"IF(#REF!=\"Interconnector\",#REF!*1,IF(#REF!=\"Wind\",#REF!*0.7,IF(#REF!=\"Marine\",#REF!*0.7,IF(#REF!=\"Nuclear\",#REF!*0.85,IF(#REF!=\"Pumped_Storage\",#REF!*0.5,IF(#REF!=\"CCS\",#REF!*0.85,IF(#REF!=\"OCGT\",#REF!*0,IF(#REF!=\"\",0,#REF!*G$627))))))))","v":{"$error":"#REF!"}},{"$f":"IF(#REF!=\"Interconnector\",#REF!*1,IF(#REF!=\"Wind\",#REF!*0.7,IF(#REF!=\"Marine\",#REF!*0.7,IF(#REF!=\"Nuclear\",#REF!*0.85,IF(#REF!=\"Pumped_Storage\",#REF!*0.5,IF(#REF!=\"CCS\",#REF!*0.85,IF(#REF!=\"OCGT\",#REF!*0,IF(#REF!=\"\",0,#REF!*H$627))))))))","v":{"$error":"#REF!"}},{"$f":"IF(#REF!=\"Interconnector\",#REF!*1,IF(#REF!=\"Wind\",#REF!*0.7,IF(#REF!=\"Marine\",#REF!*0.7,IF(#REF!=\"Nuclear\",#REF!*0.85,IF(#REF!=\"Pumped_Storage\",#REF!*0.5,IF(#REF!=\"CCS\",#REF!*0.85,IF(#REF!=\"OCGT\",#REF!*0,IF(#REF!=\"\",0,#REF!*I$627))))))))","v":{"$error":"#REF!"}},{"$f":"IF(#REF!=\"Interconnector\",#REF!*1,IF(#REF!=\"Wind\",#REF!*0.7,IF(#REF!=\"Marine\",#REF!*0.7,IF(#REF!=\"Nuclear\",#REF!*0.85,IF(#REF!=\"Pumped_Storage\",#REF!*0.5,IF(#REF!=\"CCS\",#REF!*0.85,IF(#REF!=\"OCGT\",#REF!*0,IF(#REF!=\"\",0,#REF!*J$627))))))))","v":{"$error":"#REF!"}},{"$f":"IF(#REF!=\"Interconnector\",#REF!*1,IF(#REF!=\"Wind\",#REF!*0.7,IF(#REF!=\"Marine\",#REF!*0.7,IF(#REF!=\"Nuclear\",#REF!*0.85,IF(#REF!=\"Pumped_Storage\",#REF!*0.5,IF(#REF!=\"CCS\",#REF!*0.85,IF(#REF!=\"OCGT\",#REF!*0,IF(#REF!=\"\",0,#REF!*K$627))))))))","v":{"$error":"#REF!"}},{"$f":"IF(#REF!=\"Interconnector\",#REF!*1,IF(#REF!=\"Wind\",#REF!*0.7,IF(#REF!=\"Marine\",#REF!*0.7,IF(#REF!=\"Nuclear\",#REF!*0.85,IF(#REF!=\"Pumped_Storage\",#REF!*0.5,IF(#REF!=\"CCS\",#REF!*0.85,IF(#REF!=\"OCGT\",#REF!*0,IF(#REF!=\"\",0,#REF!*L$627))))))))","v":{"$error":"#REF!"}},{"$f":"IF(#REF!=\"Interconnector\",#REF!*1,IF(#REF!=\"Wind\",#REF!*0.7,IF(#REF!=\"Marine\",#REF!*0.7,IF(#REF!=\"Nuclear\",#REF!*0.85,IF(#REF!=\"Pumped_Storage\",#REF!*0.5,IF(#REF!=\"CCS\",#REF!*0.85,IF(#REF!=\"OCGT\",#REF!*0,IF(#REF!=\"\",0,#REF!*M$627))))))))","v":{"$error":"#REF!"}},{"$f":"IF(#REF!=\"Interconnector\",#REF!*1,IF(#REF!=\"Wind\",#REF!*0.7,IF(#REF!=\"Marine\",#REF!*0.7,IF(#REF!=\"Nuclear\",#REF!*0.85,IF(#REF!=\"Pumped_Storage\",#REF!*0.5,IF(#REF!=\"CCS\",#REF!*0.85,IF(#REF!=\"OCGT\",#REF!*0,IF(#REF!=\"\",0,#REF!*N$627))))))))","v":{"$error":"#REF!"}},{"$f":"IF(#REF!=\"Interconnector\",#REF!*1,IF(#REF!=\"Wind\",#REF!*0.7,IF(#REF!=\"Marine\",#REF!*0.7,IF(#REF!=\"Nuclear\",#REF!*0.85,IF(#REF!=\"Pumped_Storage\",#REF!*0.5,IF(#REF!=\"CCS\",#REF!*0.85,IF(#REF!=\"OCGT\",#REF!*0,IF(#REF!=\"\",0,#REF!*O$627))))))))","v":{"$error":"#REF!"}}]
[{"$f":"#REF!","v":{"$error":"#REF!"}},{"$f":"#REF!","v":{"$error":"#REF!"}},{"$f":"#REF!","v":{"$error":"#REF!"}},{"$f":"#REF!","v":{"$error":"#REF!"}},{"$f":"IF(#REF!=\"Interconnector\",#REF!*1,IF(#REF!=\"Wind\",#REF!*0.7,IF(#REF!=\"Marine\",#REF!*0.7,IF(#REF!=\"Nuclear\",#REF!*0.85,IF(#REF!=\"Pumped_Storage\",#REF!*0.5,IF(#REF!=\"CCS\",#REF!*0.85,IF(#REF!=\"OCGT\",#REF!*0,IF(#REF!=\"\",0,#REF!*E$627))))))))","v":{"$error":"#REF!"}},{"$f":"IF(#REF!=\"Interconnector\",#REF!*1,IF(#REF!=\"Wind\",#REF!*0.7,IF(#REF!=\"Marine\",#REF!*0.7,IF(#REF!=\"Nuclear\",#REF!*0.85,IF(#REF!=\"Pumped_Storage\",#REF!*0.5,IF(#REF!=\"CCS\",#REF!*0.85,IF(#REF!=\"OCGT\",#REF!*0,IF(#REF!=\"\",0,#REF!*F$627))))))))","v":{"$error":"#REF!"}},{"$f":"IF(#REF!=\"Interconnector\",#REF!*1,IF(#REF!=\"Wind\",#REF!*0.7,IF(#REF!=\"Marine\",#REF!*0.7,IF(#REF!=\"Nuclear\",#REF!*0.85,IF(#REF!=\"Pumped_Storage\",#REF!*0.5,IF(#REF!=\"CCS\",#REF!*0.85,IF(#REF!=\"OCGT\",#REF!*0,IF(#REF!=\"\",0,#REF!*G$627))))))))","v":{"$error":"#REF!"}},{"$f":"IF(#REF!=\"Interconnector\",#REF!*1,IF(#REF!=\"Wind\",#REF!*0.7,IF(#REF!=\"Marine\",#REF!*0.7,IF(#REF!=\"Nuclear\",#REF!*0.85,IF(#REF!=\"Pumped_Storage\",#REF!*0.5,IF(#REF!=\"CCS\",#REF!*0.85,IF(#REF!=\"OCGT\",#REF!*0,IF(#REF!=\"\",0,#REF!*H$627))))))))","v":{"$error":"#REF!"}},{"$f":"IF(#REF!=\"Interconnector\",#REF!*1,IF(#REF!=\"Wind\",#REF!*0.7,IF(#REF!=\"Marine\",#REF!*0.7,IF(#REF!=\"Nuclear\",#REF!*0.85,IF(#REF!=\"Pumped_Storage\",#REF!*0.5,IF(#REF!=\"CCS\",#REF!*0.85,IF(#REF!=\"OCGT\",#REF!*0,IF(#REF!=\"\",0,#REF!*I$627))))))))","v":{"$error":"#REF!"}},{"$f":"IF(#REF!=\"Interconnector\",#REF!*1,IF(#REF!=\"Wind\",#REF!*0.7,IF(#REF!=\"Marine\",#REF!*0.7,IF(#REF!=\"Nuclear\",#REF!*0.85,IF(#REF!=\"Pumped_Storage\",#REF!*0.5,IF(#REF!=\"CCS\",#REF!*0.85,IF(#REF!=\"OCGT\",#REF!*0,IF(#REF!=\"\",0,#REF!*J$627))))))))","v":{"$error":"#REF!"}},{"$f":"IF(#REF!=\"Interconnector\",#REF!*1,IF(#REF!=\"Wind\",#REF!*0.7,IF(#REF!=\"Marine\",#REF!*0.7,IF(#REF!=\"Nuclear\",#REF!*0.85,IF(#REF!=\"Pumped_Storage\",#REF!*0.5,IF(#REF!=\"CCS\",#REF!*0.85,IF(#REF!=\"OCGT\",#REF!*0,IF(#REF!=\"\",0,#REF!*K$627))))))))","v":{"$error":"#REF!"}},{"$f":"IF(#REF!=\"Interconnector\",#REF!*1,IF(#REF!=\"Wind\",#REF!*0.7,IF(#REF!=\"Marine\",#REF!*0.7,IF(#REF!=\"Nuclear\",#REF!*0.85,IF(#REF!=\"Pumped_Storage\",#REF!*0.5,IF(#REF!=\"CCS\",#REF!*0.85,IF(#REF!=\"OCGT\",#REF!*0,IF(#REF!=\"\",0,#REF!*L$627))))))))","v":{"$error":"#REF!"}},{"$f":"IF(#REF!=\"Interconnector\",#REF!*1,IF(#REF!=\"Wind\",#REF!*0.7,IF(#REF!=\"Marine\",#REF!*0.7,IF(#REF!=\"Nuclear\",#REF!*0.85,IF(#REF!=\"Pumped_Storage\",#REF!*0.5,IF(#REF!=\"CCS\",#REF!*0.85,IF(#REF!=\"OCGT\",#REF!*0,IF(#REF!=\"\",0,#REF!*M$627))))))))","v":{"$error":"#REF!"}},{"$f":"IF(#REF!=\"Interconnector\",#REF!*1,IF(#REF!=\"Wind\",#REF!*0.7,IF(#REF!=\"Marine\",#REF!*0.7,IF(#REF!=\"Nuclear\",#REF!*0.85,IF(#REF!=\"Pumped_Storage\",#REF!*0.5,IF(#REF!=\"CCS\",#REF!*0.85,IF(#REF!=\"OCGT\",#REF!*0,IF(#REF!=\"\",0,#REF!*N$627))))))))","v":{"$error":"#REF!"}},{"$f":"IF(#REF!=\"Interconnector\",#REF!*1,IF(#REF!=\"Wind\",#REF!*0.7,IF(#REF!=\"Marine\",#REF!*0.7,IF(#REF!=\"Nuclear\",#REF!*0.85,IF(#REF!=\"Pumped_Storage\",#REF!*0.5,IF(#REF!=\"CCS\",#REF!*0.85,IF(#REF!=\"OCGT\",#REF!*0,IF(#REF!=\"\",0,#REF!*O$627))))))))","v":{"$error":"#REF!"}}]
[{"$f":"#REF!","v":{"$error":"#REF!"}},{"$f":"#REF!","v":{"$error":"#REF!"}},{"$f":"#REF!","v":{"$error":"#REF!"}},{"$f":"#REF!","v":{"$error":"#REF!"}},{"$f":"IF(#REF!=\"Interconnector\",#REF!*1,IF(#REF!=\"Wind\",#REF!*0.7,IF(#REF!=\"Marine\",#REF!*0.7,IF(#REF!=\"Nuclear\",#REF!*0.85,IF(#REF!=\"Pumped_Storage\",#REF!*0.5,IF(#REF!=\"CCS\",#REF!*0.85,IF(#REF!=\"OCGT\",#REF!*0,IF(#REF!=\"\",0,#REF!*E$627))))))))","v":{"$error":"#REF!"}},{"$f":"IF(#REF!=\"Interconnector\",#REF!*1,IF(#REF!=\"Wind\",#REF!*0.7,IF(#REF!=\"Marine\",#REF!*0.7,IF(#REF!=\"Nuclear\",#REF!*0.85,IF(#REF!=\"Pumped_Storage\",#REF!*0.5,IF(#REF!=\"CCS\",#REF!*0.85,IF(#REF!=\"OCGT\",#REF!*0,IF(#REF!=\"\",0,#REF!*F$627))))))))","v":{"$error":"#REF!"}},{"$f":"IF(#REF!=\"Interconnector\",#REF!*1,IF(#REF!=\"Wind\",#REF!*0.7,IF(#REF!=\"Marine\",#REF!*0.7,IF(#REF!=\"Nuclear\",#REF!*0.85,IF(#REF!=\"Pumped_Storage\",#REF!*0.5,IF(#REF!=\"CCS\",#REF!*0.85,IF(#REF!=\"OCGT\",#REF!*0,IF(#REF!=\"\",0,#REF!*G$627))))))))","v":{"$error":"#REF!"}},{"$f":"IF(#REF!=\"Interconnector\",#REF!*1,IF(#REF!=\"Wind\",#REF!*0.7,IF(#REF!=\"Marine\",#REF!*0.7,IF(#REF!=\"Nuclear\",#REF!*0.85,IF(#REF!=\"Pumped_Storage\",#REF!*0.5,IF(#REF!=\"CCS\",#REF!*0.85,IF(#REF!=\"OCGT\",#REF!*0,IF(#REF!=\"\",0,#REF!*H$627))))))))","v":{"$error":"#REF!"}},{"$f":"IF(#REF!=\"Interconnector\",#REF!*1,IF(#REF!=\"Wind\",#REF!*0.7,IF(#REF!=\"Marine\",#REF!*0.7,IF(#REF!=\"Nuclear\",#REF!*0.85,IF(#REF!=\"Pumped_Storage\",#REF!*0.5,IF(#REF!=\"CCS\",#REF!*0.85,IF(#REF!=\"OCGT\",#REF!*0,IF(#REF!=\"\",0,#REF!*I$627))))))))","v":{"$error":"#REF!"}},{"$f":"IF(#REF!=\"Interconnector\",#REF!*1,IF(#REF!=\"Wind\",#REF!*0.7,IF(#REF!=\"Marine\",#REF!*0.7,IF(#REF!=\"Nuclear\",#REF!*0.85,IF(#REF!=\"Pumped_Storage\",#REF!*0.5,IF(#REF!=\"CCS\",#REF!*0.85,IF(#REF!=\"OCGT\",#REF!*0,IF(#REF!=\"\",0,#REF!*J$627))))))))","v":{"$error":"#REF!"}},{"$f":"IF(#REF!=\"Interconnector\",#REF!*1,IF(#REF!=\"Wind\",#REF!*0.7,IF(#REF!=\"Marine\",#REF!*0.7,IF(#REF!=\"Nuclear\",#REF!*0.85,IF(#REF!=\"Pumped_Storage\",#REF!*0.5,IF(#REF!=\"CCS\",#REF!*0.85,IF(#REF!=\"OCGT\",#REF!*0,IF(#REF!=\"\",0,#REF!*K$627))))))))","v":{"$error":"#REF!"}},{"$f":"IF(#REF!=\"Interconnector\",#REF!*1,IF(#REF!=\"Wind\",#REF!*0.7,IF(#REF!=\"Marine\",#REF!*0.7,IF(#REF!=\"Nuclear\",#REF!*0.85,IF(#REF!=\"Pumped_Storage\",#REF!*0.5,IF(#REF!=\"CCS\",#REF!*0.85,IF(#REF!=\"OCGT\",#REF!*0,IF(#REF!=\"\",0,#REF!*L$627))))))))","v":{"$error":"#REF!"}},{"$f":"IF(#REF!=\"Interconnector\",#REF!*1,IF(#REF!=\"Wind\",#REF!*0.7,IF(#REF!=\"Marine\",#REF!*0.7,IF(#REF!=\"Nuclear\",#REF!*0.85,IF(#REF!=\"Pumped_Storage\",#REF!*0.5,IF(#REF!=\"CCS\",#REF!*0.85,IF(#REF!=\"OCGT\",#REF!*0,IF(#REF!=\"\",0,#REF!*M$627))))))))","v":{"$error":"#REF!"}},{"$f":"IF(#REF!=\"Interconnector\",#REF!*1,IF(#REF!=\"Wind\",#REF!*0.7,IF(#REF!=\"Marine\",#REF!*0.7,IF(#REF!=\"Nuclear\",#REF!*0.85,IF(#REF!=\"Pumped_Storage\",#REF!*0.5,IF(#REF!=\"CCS\",#REF!*0.85,IF(#REF!=\"OCGT\",#REF!*0,IF(#REF!=\"\",0,#REF!*N$627))))))))","v":{"$error":"#REF!"}},{"$f":"IF(#REF!=\"Interconnector\",#REF!*1,IF(#REF!=\"Wind\",#REF!*0.7,IF(#REF!=\"Marine\",#REF!*0.7,IF(#REF!=\"Nuclear\",#REF!*0.85,IF(#REF!=\"Pumped_Storage\",#REF!*0.5,IF(#REF!=\"CCS\",#REF!*0.85,IF(#REF!=\"OCGT\",#REF!*0,IF(#REF!=\"\",0,#REF!*O$627))))))))","v":{"$error":"#REF!"}}]
[{"$f":"#REF!","v":{"$error":"#REF!"}},{"$f":"#REF!","v":{"$error":"#REF!"}},{"$f":"#REF!","v":{"$error":"#REF!"}},{"$f":"#REF!","v":{"$error":"#REF!"}},{"$f":"IF(#REF!=\"Interconnector\",#REF!*1,IF(#REF!=\"Wind\",#REF!*0.7,IF(#REF!=\"Marine\",#REF!*0.7,IF(#REF!=\"Nuclear\",#REF!*0.85,IF(#REF!=\"Pumped_Storage\",#REF!*0.5,IF(#REF!=\"CCS\",#REF!*0.85,IF(#REF!=\"OCGT\",#REF!*0,IF(#REF!=\"\",0,#REF!*E$627))))))))","v":{"$error":"#REF!"}},{"$f":"IF(#REF!=\"Interconnector\",#REF!*1,IF(#REF!=\"Wind\",#REF!*0.7,IF(#REF!=\"Marine\",#REF!*0.7,IF(#REF!=\"Nuclear\",#REF!*0.85,IF(#REF!=\"Pumped_Storage\",#REF!*0.5,IF(#REF!=\"CCS\",#REF!*0.85,IF(#REF!=\"OCGT\",#REF!*0,IF(#REF!=\"\",0,#REF!*F$627))))))))","v":{"$error":"#REF!"}},{"$f":"IF(#REF!=\"Interconnector\",#REF!*1,IF(#REF!=\"Wind\",#REF!*0.7,IF(#REF!=\"Marine\",#REF!*0.7,IF(#REF!=\"Nuclear\",#REF!*0.85,IF(#REF!=\"Pumped_Storage\",#REF!*0.5,IF(#REF!=\"CCS\",#REF!*0.85,IF(#REF!=\"OCGT\",#REF!*0,IF(#REF!=\"\",0,#REF!*G$627))))))))","v":{"$error":"#REF!"}},{"$f":"IF(#REF!=\"Interconnector\",#REF!*1,IF(#REF!=\"Wind\",#REF!*0.7,IF(#REF!=\"Marine\",#REF!*0.7,IF(#REF!=\"Nuclear\",#REF!*0.85,IF(#REF!=\"Pumped_Storage\",#REF!*0.5,IF(#REF!=\"CCS\",#REF!*0.85,IF(#REF!=\"OCGT\",#REF!*0,IF(#REF!=\"\",0,#REF!*H$627))))))))","v":{"$error":"#REF!"}},{"$f":"IF(#REF!=\"Interconnector\",#REF!*1,IF(#REF!=\"Wind\",#REF!*0.7,IF(#REF!=\"Marine\",#REF!*0.7,IF(#REF!=\"Nuclear\",#REF!*0.85,IF(#REF!=\"Pumped_Storage\",#REF!*0.5,IF(#REF!=\"CCS\",#REF!*0.85,IF(#REF!=\"OCGT\",#REF!*0,IF(#REF!=\"\",0,#REF!*I$627))))))))","v":{"$error":"#REF!"}},{"$f":"IF(#REF!=\"Interconnector\",#REF!*1,IF(#REF!=\"Wind\",#REF!*0.7,IF(#REF!=\"Marine\",#REF!*0.7,IF(#REF!=\"Nuclear\",#REF!*0.85,IF(#REF!=\"Pumped_Storage\",#REF!*0.5,IF(#REF!=\"CCS\",#REF!*0.85,IF(#REF!=\"OCGT\",#REF!*0,IF(#REF!=\"\",0,#REF!*J$627))))))))","v":{"$error":"#REF!"}},{"$f":"IF(#REF!=\"Interconnector\",#REF!*1,IF(#REF!=\"Wind\",#REF!*0.7,IF(#REF!=\"Marine\",#REF!*0.7,IF(#REF!=\"Nuclear\",#REF!*0.85,IF(#REF!=\"Pumped_Storage\",#REF!*0.5,IF(#REF!=\"CCS\",#REF!*0.85,IF(#REF!=\"OCGT\",#REF!*0,IF(#REF!=\"\",0,#REF!*K$627))))))))","v":{"$error":"#REF!"}},{"$f":"IF(#REF!=\"Interconnector\",#REF!*1,IF(#REF!=\"Wind\",#REF!*0.7,IF(#REF!=\"Marine\",#REF!*0.7,IF(#REF!=\"Nuclear\",#REF!*0.85,IF(#REF!=\"Pumped_Storage\",#REF!*0.5,IF(#REF!=\"CCS\",#REF!*0.85,IF(#REF!=\"OCGT\",#REF!*0,IF(#REF!=\"\",0,#REF!*L$627))))))))","v":{"$error":"#REF!"}},{"$f":"IF(#REF!=\"Interconnector\",#REF!*1,IF(#REF!=\"Wind\",#REF!*0.7,IF(#REF!=\"Marine\",#REF!*0.7,IF(#REF!=\"Nuclear\",#REF!*0.85,IF(#REF!=\"Pumped_Storage\",#REF!*0.5,IF(#REF!=\"CCS\",#REF!*0.85,IF(#REF!=\"OCGT\",#REF!*0,IF(#REF!=\"\",0,#REF!*M$627))))))))","v":{"$error":"#REF!"}},{"$f":"IF(#REF!=\"Interconnector\",#REF!*1,IF(#REF!=\"Wind\",#REF!*0.7,IF(#REF!=\"Marine\",#REF!*0.7,IF(#REF!=\"Nuclear\",#REF!*0.85,IF(#REF!=\"Pumped_Storage\",#REF!*0.5,IF(#REF!=\"CCS\",#REF!*0.85,IF(#REF!=\"OCGT\",#REF!*0,IF(#REF!=\"\",0,#REF!*N$627))))))))","v":{"$error":"#REF!"}},{"$f":"IF(#REF!=\"Interconnector\",#REF!*1,IF(#REF!=\"Wind\",#REF!*0.7,IF(#REF!=\"Marine\",#REF!*0.7,IF(#REF!=\"Nuclear\",#REF!*0.85,IF(#REF!=\"Pumped_Storage\",#REF!*0.5,IF(#REF!=\"CCS\",#REF!*0.85,IF(#REF!=\"OCGT\",#REF!*0,IF(#REF!=\"\",0,#REF!*O$627))))))))","v":{"$error":"#REF!"}}]
[{"$f":"#REF!","v":{"$error":"#REF!"}},{"$f":"#REF!","v":{"$error":"#REF!"}},{"$f":"#REF!","v":{"$error":"#REF!"}},{"$f":"#REF!","v":{"$error":"#REF!"}},{"$f":"IF(#REF!=\"Interconnector\",#REF!*1,IF(#REF!=\"Wind\",#REF!*0.7,IF(#REF!=\"Marine\",#REF!*0.7,IF(#REF!=\"Nuclear\",#REF!*0.85,IF(#REF!=\"Pumped_Storage\",#REF!*0.5,IF(#REF!=\"CCS\",#REF!*0.85,IF(#REF!=\"OCGT\",#REF!*0,IF(#REF!=\"\",0,#REF!*E$627))))))))","v":{"$error":"#REF!"}},{"$f":"IF(#REF!=\"Interconnector\",#REF!*1,IF(#REF!=\"Wind\",#REF!*0.7,IF(#REF!=\"Marine\",#REF!*0.7,IF(#REF!=\"Nuclear\",#REF!*0.85,IF(#REF!=\"Pumped_Storage\",#REF!*0.5,IF(#REF!=\"CCS\",#REF!*0.85,IF(#REF!=\"OCGT\",#REF!*0,IF(#REF!=\"\",0,#REF!*F$627))))))))","v":{"$error":"#REF!"}},{"$f":"IF(#REF!=\"Interconnector\",#REF!*1,IF(#REF!=\"Wind\",#REF!*0.7,IF(#REF!=\"Marine\",#REF!*0.7,IF(#REF!=\"Nuclear\",#REF!*0.85,IF(#REF!=\"Pumped_Storage\",#REF!*0.5,IF(#REF!=\"CCS\",#REF!*0.85,IF(#REF!=\"OCGT\",#REF!*0,IF(#REF!=\"\",0,#REF!*G$627))))))))","v":{"$error":"#REF!"}},{"$f":"IF(#REF!=\"Interconnector\",#REF!*1,IF(#REF!=\"Wind\",#REF!*0.7,IF(#REF!=\"Marine\",#REF!*0.7,IF(#REF!=\"Nuclear\",#REF!*0.85,IF(#REF!=\"Pumped_Storage\",#REF!*0.5,IF(#REF!=\"CCS\",#REF!*0.85,IF(#REF!=\"OCGT\",#REF!*0,IF(#REF!=\"\",0,#REF!*H$627))))))))","v":{"$error":"#REF!"}},{"$f":"IF(#REF!=\"Interconnector\",#REF!*1,IF(#REF!=\"Wind\",#REF!*0.7,IF(#REF!=\"Marine\",#REF!*0.7,IF(#REF!=\"Nuclear\",#REF!*0.85,IF(#REF!=\"Pumped_Storage\",#REF!*0.5,IF(#REF!=\"CCS\",#REF!*0.85,IF(#REF!=\"OCGT\",#REF!*0,IF(#REF!=\"\",0,#REF!*I$627))))))))","v":{"$error":"#REF!"}},{"$f":"IF(#REF!=\"Interconnector\",#REF!*1,IF(#REF!=\"Wind\",#REF!*0.7,IF(#REF!=\"Marine\",#REF!*0.7,IF(#REF!=\"Nuclear\",#REF!*0.85,IF(#REF!=\"Pumped_Storage\",#REF!*0.5,IF(#REF!=\"CCS\",#REF!*0.85,IF(#REF!=\"OCGT\",#REF!*0,IF(#REF!=\"\",0,#REF!*J$627))))))))","v":{"$error":"#REF!"}},{"$f":"IF(#REF!=\"Interconnector\",#REF!*1,IF(#REF!=\"Wind\",#REF!*0.7,IF(#REF!=\"Marine\",#REF!*0.7,IF(#REF!=\"Nuclear\",#REF!*0.85,IF(#REF!=\"Pumped_Storage\",#REF!*0.5,IF(#REF!=\"CCS\",#REF!*0.85,IF(#REF!=\"OCGT\",#REF!*0,IF(#REF!=\"\",0,#REF!*K$627))))))))","v":{"$error":"#REF!"}},{"$f":"IF(#REF!=\"Interconnector\",#REF!*1,IF(#REF!=\"Wind\",#REF!*0.7,IF(#REF!=\"Marine\",#REF!*0.7,IF(#REF!=\"Nuclear\",#REF!*0.85,IF(#REF!=\"Pumped_Storage\",#REF!*0.5,IF(#REF!=\"CCS\",#REF!*0.85,IF(#REF!=\"OCGT\",#REF!*0,IF(#REF!=\"\",0,#REF!*L$627))))))))","v":{"$error":"#REF!"}},{"$f":"IF(#REF!=\"Interconnector\",#REF!*1,IF(#REF!=\"Wind\",#REF!*0.7,IF(#REF!=\"Marine\",#REF!*0.7,IF(#REF!=\"Nuclear\",#REF!*0.85,IF(#REF!=\"Pumped_Storage\",#REF!*0.5,IF(#REF!=\"CCS\",#REF!*0.85,IF(#REF!=\"OCGT\",#REF!*0,IF(#REF!=\"\",0,#REF!*M$627))))))))","v":{"$error":"#REF!"}},{"$f":"IF(#REF!=\"Interconnector\",#REF!*1,IF(#REF!=\"Wind\",#REF!*0.7,IF(#REF!=\"Marine\",#REF!*0.7,IF(#REF!=\"Nuclear\",#REF!*0.85,IF(#REF!=\"Pumped_Storage\",#REF!*0.5,IF(#REF!=\"CCS\",#REF!*0.85,IF(#REF!=\"OCGT\",#REF!*0,IF(#REF!=\"\",0,#REF!*N$627))))))))","v":{"$error":"#REF!"}},{"$f":"IF(#REF!=\"Interconnector\",#REF!*1,IF(#REF!=\"Wind\",#REF!*0.7,IF(#REF!=\"Marine\",#REF!*0.7,IF(#REF!=\"Nuclear\",#REF!*0.85,IF(#REF!=\"Pumped_Storage\",#REF!*0.5,IF(#REF!=\"CCS\",#REF!*0.85,IF(#REF!=\"OCGT\",#REF!*0,IF(#REF!=\"\",0,#REF!*O$627))))))))","v":{"$error":"#REF!"}}]
[{"$f":"#REF!","v":{"$error":"#REF!"}},{"$f":"#REF!","v":{"$error":"#REF!"}},{"$f":"#REF!","v":{"$error":"#REF!"}},{"$f":"#REF!","v":{"$error":"#REF!"}},{"$f":"IF(#REF!=\"Interconnector\",#REF!*1,IF(#REF!=\"Wind\",#REF!*0.7,IF(#REF!=\"Marine\",#REF!*0.7,IF(#REF!=\"Nuclear\",#REF!*0.85,IF(#REF!=\"Pumped_Storage\",#REF!*0.5,IF(#REF!=\"CCS\",#REF!*0.85,IF(#REF!=\"OCGT\",#REF!*0,IF(#REF!=\"\",0,#REF!*E$627))))))))","v":{"$error":"#REF!"}},{"$f":"IF(#REF!=\"Interconnector\",#REF!*1,IF(#REF!=\"Wind\",#REF!*0.7,IF(#REF!=\"Marine\",#REF!*0.7,IF(#REF!=\"Nuclear\",#REF!*0.85,IF(#REF!=\"Pumped_Storage\",#REF!*0.5,IF(#REF!=\"CCS\",#REF!*0.85,IF(#REF!=\"OCGT\",#REF!*0,IF(#REF!=\"\",0,#REF!*F$627))))))))","v":{"$error":"#REF!"}},{"$f":"IF(#REF!=\"Interconnector\",#REF!*1,IF(#REF!=\"Wind\",#REF!*0.7,IF(#REF!=\"Marine\",#REF!*0.7,IF(#REF!=\"Nuclear\",#REF!*0.85,IF(#REF!=\"Pumped_Storage\",#REF!*0.5,IF(#REF!=\"CCS\",#REF!*0.85,IF(#REF!=\"OCGT\",#REF!*0,IF(#REF!=\"\",0,#REF!*G$627))))))))","v":{"$error":"#REF!"}},{"$f":"IF(#REF!=\"Interconnector\",#REF!*1,IF(#REF!=\"Wind\",#REF!*0.7,IF(#REF!=\"Marine\",#REF!*0.7,IF(#REF!=\"Nuclear\",#REF!*0.85,IF(#REF!=\"Pumped_Storage\",#REF!*0.5,IF(#REF!=\"CCS\",#REF!*0.85,IF(#REF!=\"OCGT\",#REF!*0,IF(#REF!=\"\",0,#REF!*H$627))))))))","v":{"$error":"#REF!"}},{"$f":"IF(#REF!=\"Interconnector\",#REF!*1,IF(#REF!=\"Wind\",#REF!*0.7,IF(#REF!=\"Marine\",#REF!*0.7,IF(#REF!=\"Nuclear\",#REF!*0.85,IF(#REF!=\"Pumped_Storage\",#REF!*0.5,IF(#REF!=\"CCS\",#REF!*0.85,IF(#REF!=\"OCGT\",#REF!*0,IF(#REF!=\"\",0,#REF!*I$627))))))))","v":{"$error":"#REF!"}},{"$f":"IF(#REF!=\"Interconnector\",#REF!*1,IF(#REF!=\"Wind\",#REF!*0.7,IF(#REF!=\"Marine\",#REF!*0.7,IF(#REF!=\"Nuclear\",#REF!*0.85,IF(#REF!=\"Pumped_Storage\",#REF!*0.5,IF(#REF!=\"CCS\",#REF!*0.85,IF(#REF!=\"OCGT\",#REF!*0,IF(#REF!=\"\",0,#REF!*J$627))))))))","v":{"$error":"#REF!"}},{"$f":"IF(#REF!=\"Interconnector\",#REF!*1,IF(#REF!=\"Wind\",#REF!*0.7,IF(#REF!=\"Marine\",#REF!*0.7,IF(#REF!=\"Nuclear\",#REF!*0.85,IF(#REF!=\"Pumped_Storage\",#REF!*0.5,IF(#REF!=\"CCS\",#REF!*0.85,IF(#REF!=\"OCGT\",#REF!*0,IF(#REF!=\"\",0,#REF!*K$627))))))))","v":{"$error":"#REF!"}},{"$f":"IF(#REF!=\"Interconnector\",#REF!*1,IF(#REF!=\"Wind\",#REF!*0.7,IF(#REF!=\"Marine\",#REF!*0.7,IF(#REF!=\"Nuclear\",#REF!*0.85,IF(#REF!=\"Pumped_Storage\",#REF!*0.5,IF(#REF!=\"CCS\",#REF!*0.85,IF(#REF!=\"OCGT\",#REF!*0,IF(#REF!=\"\",0,#REF!*L$627))))))))","v":{"$error":"#REF!"}},{"$f":"IF(#REF!=\"Interconnector\",#REF!*1,IF(#REF!=\"Wind\",#REF!*0.7,IF(#REF!=\"Marine\",#REF!*0.7,IF(#REF!=\"Nuclear\",#REF!*0.85,IF(#REF!=\"Pumped_Storage\",#REF!*0.5,IF(#REF!=\"CCS\",#REF!*0.85,IF(#REF!=\"OCGT\",#REF!*0,IF(#REF!=\"\",0,#REF!*M$627))))))))","v":{"$error":"#REF!"}},{"$f":"IF(#REF!=\"Interconnector\",#REF!*1,IF(#REF!=\"Wind\",#REF!*0.7,IF(#REF!=\"Marine\",#REF!*0.7,IF(#REF!=\"Nuclear\",#REF!*0.85,IF(#REF!=\"Pumped_Storage\",#REF!*0.5,IF(#REF!=\"CCS\",#REF!*0.85,IF(#REF!=\"OCGT\",#REF!*0,IF(#REF!=\"\",0,#REF!*N$627))))))))","v":{"$error":"#REF!"}},{"$f":"IF(#REF!=\"Interconnector\",#REF!*1,IF(#REF!=\"Wind\",#REF!*0.7,IF(#REF!=\"Marine\",#REF!*0.7,IF(#REF!=\"Nuclear\",#REF!*0.85,IF(#REF!=\"Pumped_Storage\",#REF!*0.5,IF(#REF!=\"CCS\",#REF!*0.85,IF(#REF!=\"OCGT\",#REF!*0,IF(#REF!=\"\",0,#REF!*O$627))))))))","v":{"$error":"#REF!"}}]
[{"$f":"#REF!","v":{"$error":"#REF!"}},{"$f":"#REF!","v":{"$error":"#REF!"}},{"$f":"#REF!","v":{"$error":"#REF!"}},{"$f":"#REF!","v":{"$error":"#REF!"}},{"$f":"IF(#REF!=\"Interconnector\",#REF!*1,IF(#REF!=\"Wind\",#REF!*0.7,IF(#REF!=\"Marine\",#REF!*0.7,IF(#REF!=\"Nuclear\",#REF!*0.85,IF(#REF!=\"Pumped_Storage\",#REF!*0.5,IF(#REF!=\"CCS\",#REF!*0.85,IF(#REF!=\"OCGT\",#REF!*0,IF(#REF!=\"\",0,#REF!*E$627))))))))","v":{"$error":"#REF!"}},{"$f":"IF(#REF!=\"Interconnector\",#REF!*1,IF(#REF!=\"Wind\",#REF!*0.7,IF(#REF!=\"Marine\",#REF!*0.7,IF(#REF!=\"Nuclear\",#REF!*0.85,IF(#REF!=\"Pumped_Storage\",#REF!*0.5,IF(#REF!=\"CCS\",#REF!*0.85,IF(#REF!=\"OCGT\",#REF!*0,IF(#REF!=\"\",0,#REF!*F$627))))))))","v":{"$error":"#REF!"}},{"$f":"IF(#REF!=\"Interconnector\",#REF!*1,IF(#REF!=\"Wind\",#REF!*0.7,IF(#REF!=\"Marine\",#REF!*0.7,IF(#REF!=\"Nuclear\",#REF!*0.85,IF(#REF!=\"Pumped_Storage\",#REF!*0.5,IF(#REF!=\"CCS\",#REF!*0.85,IF(#REF!=\"OCGT\",#REF!*0,IF(#REF!=\"\",0,#REF!*G$627))))))))","v":{"$error":"#REF!"}},{"$f":"IF(#REF!=\"Interconnector\",#REF!*1,IF(#REF!=\"Wind\",#REF!*0.7,IF(#REF!=\"Marine\",#REF!*0.7,IF(#REF!=\"Nuclear\",#REF!*0.85,IF(#REF!=\"Pumped_Storage\",#REF!*0.5,IF(#REF!=\"CCS\",#REF!*0.85,IF(#REF!=\"OCGT\",#REF!*0,IF(#REF!=\"\",0,#REF!*H$627))))))))","v":{"$error":"#REF!"}},{"$f":"IF(#REF!=\"Interconnector\",#REF!*1,IF(#REF!=\"Wind\",#REF!*0.7,IF(#REF!=\"Marine\",#REF!*0.7,IF(#REF!=\"Nuclear\",#REF!*0.85,IF(#REF!=\"Pumped_Storage\",#REF!*0.5,IF(#REF!=\"CCS\",#REF!*0.85,IF(#REF!=\"OCGT\",#REF!*0,IF(#REF!=\"\",0,#REF!*I$627))))))))","v":{"$error":"#REF!"}},{"$f":"IF(#REF!=\"Interconnector\",#REF!*1,IF(#REF!=\"Wind\",#REF!*0.7,IF(#REF!=\"Marine\",#REF!*0.7,IF(#REF!=\"Nuclear\",#REF!*0.85,IF(#REF!=\"Pumped_Storage\",#REF!*0.5,IF(#REF!=\"CCS\",#REF!*0.85,IF(#REF!=\"OCGT\",#REF!*0,IF(#REF!=\"\",0,#REF!*J$627))))))))","v":{"$error":"#REF!"}},{"$f":"IF(#REF!=\"Interconnector\",#REF!*1,IF(#REF!=\"Wind\",#REF!*0.7,IF(#REF!=\"Marine\",#REF!*0.7,IF(#REF!=\"Nuclear\",#REF!*0.85,IF(#REF!=\"Pumped_Storage\",#REF!*0.5,IF(#REF!=\"CCS\",#REF!*0.85,IF(#REF!=\"OCGT\",#REF!*0,IF(#REF!=\"\",0,#REF!*K$627))))))))","v":{"$error":"#REF!"}},{"$f":"IF(#REF!=\"Interconnector\",#REF!*1,IF(#REF!=\"Wind\",#REF!*0.7,IF(#REF!=\"Marine\",#REF!*0.7,IF(#REF!=\"Nuclear\",#REF!*0.85,IF(#REF!=\"Pumped_Storage\",#REF!*0.5,IF(#REF!=\"CCS\",#REF!*0.85,IF(#REF!=\"OCGT\",#REF!*0,IF(#REF!=\"\",0,#REF!*L$627))))))))","v":{"$error":"#REF!"}},{"$f":"IF(#REF!=\"Interconnector\",#REF!*1,IF(#REF!=\"Wind\",#REF!*0.7,IF(#REF!=\"Marine\",#REF!*0.7,IF(#REF!=\"Nuclear\",#REF!*0.85,IF(#REF!=\"Pumped_Storage\",#REF!*0.5,IF(#REF!=\"CCS\",#REF!*0.85,IF(#REF!=\"OCGT\",#REF!*0,IF(#REF!=\"\",0,#REF!*M$627))))))))","v":{"$error":"#REF!"}},{"$f":"IF(#REF!=\"Interconnector\",#REF!*1,IF(#REF!=\"Wind\",#REF!*0.7,IF(#REF!=\"Marine\",#REF!*0.7,IF(#REF!=\"Nuclear\",#REF!*0.85,IF(#REF!=\"Pumped_Storage\",#REF!*0.5,IF(#REF!=\"CCS\",#REF!*0.85,IF(#REF!=\"OCGT\",#REF!*0,IF(#REF!=\"\",0,#REF!*N$627))))))))","v":{"$error":"#REF!"}},{"$f":"IF(#REF!=\"Interconnector\",#REF!*1,IF(#REF!=\"Wind\",#REF!*0.7,IF(#REF!=\"Marine\",#REF!*0.7,IF(#REF!=\"Nuclear\",#REF!*0.85,IF(#REF!=\"Pumped_Storage\",#REF!*0.5,IF(#REF!=\"CCS\",#REF!*0.85,IF(#REF!=\"OCGT\",#REF!*0,IF(#REF!=\"\",0,#REF!*O$627))))))))","v":{"$error":"#REF!"}}]
[{"$f":"#REF!","v":{"$error":"#REF!"}},{"$f":"#REF!","v":{"$error":"#REF!"}},{"$f":"#REF!","v":{"$error":"#REF!"}},{"$f":"#REF!","v":{"$error":"#REF!"}},{"$f":"IF(#REF!=\"Interconnector\",#REF!*1,IF(#REF!=\"Wind\",#REF!*0.7,IF(#REF!=\"Marine\",#REF!*0.7,IF(#REF!=\"Nuclear\",#REF!*0.85,IF(#REF!=\"Pumped_Storage\",#REF!*0.5,IF(#REF!=\"CCS\",#REF!*0.85,IF(#REF!=\"OCGT\",#REF!*0,IF(#REF!=\"\",0,#REF!*E$627))))))))","v":{"$error":"#REF!"}},{"$f":"IF(#REF!=\"Interconnector\",#REF!*1,IF(#REF!=\"Wind\",#REF!*0.7,IF(#REF!=\"Marine\",#REF!*0.7,IF(#REF!=\"Nuclear\",#REF!*0.85,IF(#REF!=\"Pumped_Storage\",#REF!*0.5,IF(#REF!=\"CCS\",#REF!*0.85,IF(#REF!=\"OCGT\",#REF!*0,IF(#REF!=\"\",0,#REF!*F$627))))))))","v":{"$error":"#REF!"}},{"$f":"IF(#REF!=\"Interconnector\",#REF!*1,IF(#REF!=\"Wind\",#REF!*0.7,IF(#REF!=\"Marine\",#REF!*0.7,IF(#REF!=\"Nuclear\",#REF!*0.85,IF(#REF!=\"Pumped_Storage\",#REF!*0.5,IF(#REF!=\"CCS\",#REF!*0.85,IF(#REF!=\"OCGT\",#REF!*0,IF(#REF!=\"\",0,#REF!*G$627))))))))","v":{"$error":"#REF!"}},{"$f":"IF(#REF!=\"Interconnector\",#REF!*1,IF(#REF!=\"Wind\",#REF!*0.7,IF(#REF!=\"Marine\",#REF!*0.7,IF(#REF!=\"Nuclear\",#REF!*0.85,IF(#REF!=\"Pumped_Storage\",#REF!*0.5,IF(#REF!=\"CCS\",#REF!*0.85,IF(#REF!=\"OCGT\",#REF!*0,IF(#REF!=\"\",0,#REF!*H$627))))))))","v":{"$error":"#REF!"}},{"$f":"IF(#REF!=\"Interconnector\",#REF!*1,IF(#REF!=\"Wind\",#REF!*0.7,IF(#REF!=\"Marine\",#REF!*0.7,IF(#REF!=\"Nuclear\",#REF!*0.85,IF(#REF!=\"Pumped_Storage\",#REF!*0.5,IF(#REF!=\"CCS\",#REF!*0.85,IF(#REF!=\"OCGT\",#REF!*0,IF(#REF!=\"\",0,#REF!*I$627))))))))","v":{"$error":"#REF!"}},{"$f":"IF(#REF!=\"Interconnector\",#REF!*1,IF(#REF!=\"Wind\",#REF!*0.7,IF(#REF!=\"Marine\",#REF!*0.7,IF(#REF!=\"Nuclear\",#REF!*0.85,IF(#REF!=\"Pumped_Storage\",#REF!*0.5,IF(#REF!=\"CCS\",#REF!*0.85,IF(#REF!=\"OCGT\",#REF!*0,IF(#REF!=\"\",0,#REF!*J$627))))))))","v":{"$error":"#REF!"}},{"$f":"IF(#REF!=\"Interconnector\",#REF!*1,IF(#REF!=\"Wind\",#REF!*0.7,IF(#REF!=\"Marine\",#REF!*0.7,IF(#REF!=\"Nuclear\",#REF!*0.85,IF(#REF!=\"Pumped_Storage\",#REF!*0.5,IF(#REF!=\"CCS\",#REF!*0.85,IF(#REF!=\"OCGT\",#REF!*0,IF(#REF!=\"\",0,#REF!*K$627))))))))","v":{"$error":"#REF!"}},{"$f":"IF(#REF!=\"Interconnector\",#REF!*1,IF(#REF!=\"Wind\",#REF!*0.7,IF(#REF!=\"Marine\",#REF!*0.7,IF(#REF!=\"Nuclear\",#REF!*0.85,IF(#REF!=\"Pumped_Storage\",#REF!*0.5,IF(#REF!=\"CCS\",#REF!*0.85,IF(#REF!=\"OCGT\",#REF!*0,IF(#REF!=\"\",0,#REF!*L$627))))))))","v":{"$error":"#REF!"}},{"$f":"IF(#REF!=\"Interconnector\",#REF!*1,IF(#REF!=\"Wind\",#REF!*0.7,IF(#REF!=\"Marine\",#REF!*0.7,IF(#REF!=\"Nuclear\",#REF!*0.85,IF(#REF!=\"Pumped_Storage\",#REF!*0.5,IF(#REF!=\"CCS\",#REF!*0.85,IF(#REF!=\"OCGT\",#REF!*0,IF(#REF!=\"\",0,#REF!*M$627))))))))","v":{"$error":"#REF!"}},{"$f":"IF(#REF!=\"Interconnector\",#REF!*1,IF(#REF!=\"Wind\",#REF!*0.7,IF(#REF!=\"Marine\",#REF!*0.7,IF(#REF!=\"Nuclear\",#REF!*0.85,IF(#REF!=\"Pumped_Storage\",#REF!*0.5,IF(#REF!=\"CCS\",#REF!*0.85,IF(#REF!=\"OCGT\",#REF!*0,IF(#REF!=\"\",0,#REF!*N$627))))))))","v":{"$error":"#REF!"}},{"$f":"IF(#REF!=\"Interconnector\",#REF!*1,IF(#REF!=\"Wind\",#REF!*0.7,IF(#REF!=\"Marine\",#REF!*0.7,IF(#REF!=\"Nuclear\",#REF!*0.85,IF(#REF!=\"Pumped_Storage\",#REF!*0.5,IF(#REF!=\"CCS\",#REF!*0.85,IF(#REF!=\"OCGT\",#REF!*0,IF(#REF!=\"\",0,#REF!*O$627))))))))","v":{"$error":"#REF!"}}]
[{"$f":"#REF!","v":{"$error":"#REF!"}},{"$f":"#REF!","v":{"$error":"#REF!"}},{"$f":"#REF!","v":{"$error":"#REF!"}},{"$f":"#REF!","v":{"$error":"#REF!"}},{"$f":"IF(#REF!=\"Interconnector\",#REF!*1,IF(#REF!=\"Wind\",#REF!*0.7,IF(#REF!=\"Marine\",#REF!*0.7,IF(#REF!=\"Nuclear\",#REF!*0.85,IF(#REF!=\"Pumped_Storage\",#REF!*0.5,IF(#REF!=\"CCS\",#REF!*0.85,IF(#REF!=\"OCGT\",#REF!*0,IF(#REF!=\"\",0,#REF!*E$627))))))))","v":{"$error":"#REF!"}},{"$f":"IF(#REF!=\"Interconnector\",#REF!*1,IF(#REF!=\"Wind\",#REF!*0.7,IF(#REF!=\"Marine\",#REF!*0.7,IF(#REF!=\"Nuclear\",#REF!*0.85,IF(#REF!=\"Pumped_Storage\",#REF!*0.5,IF(#REF!=\"CCS\",#REF!*0.85,IF(#REF!=\"OCGT\",#REF!*0,IF(#REF!=\"\",0,#REF!*F$627))))))))","v":{"$error":"#REF!"}},{"$f":"IF(#REF!=\"Interconnector\",#REF!*1,IF(#REF!=\"Wind\",#REF!*0.7,IF(#REF!=\"Marine\",#REF!*0.7,IF(#REF!=\"Nuclear\",#REF!*0.85,IF(#REF!=\"Pumped_Storage\",#REF!*0.5,IF(#REF!=\"CCS\",#REF!*0.85,IF(#REF!=\"OCGT\",#REF!*0,IF(#REF!=\"\",0,#REF!*G$627))))))))","v":{"$error":"#REF!"}},{"$f":"IF(#REF!=\"Interconnector\",#REF!*1,IF(#REF!=\"Wind\",#REF!*0.7,IF(#REF!=\"Marine\",#REF!*0.7,IF(#REF!=\"Nuclear\",#REF!*0.85,IF(#REF!=\"Pumped_Storage\",#REF!*0.5,IF(#REF!=\"CCS\",#REF!*0.85,IF(#REF!=\"OCGT\",#REF!*0,IF(#REF!=\"\",0,#REF!*H$627))))))))","v":{"$error":"#REF!"}},{"$f":"IF(#REF!=\"Interconnector\",#REF!*1,IF(#REF!=\"Wind\",#REF!*0.7,IF(#REF!=\"Marine\",#REF!*0.7,IF(#REF!=\"Nuclear\",#REF!*0.85,IF(#REF!=\"Pumped_Storage\",#REF!*0.5,IF(#REF!=\"CCS\",#REF!*0.85,IF(#REF!=\"OCGT\",#REF!*0,IF(#REF!=\"\",0,#REF!*I$627))))))))","v":{"$error":"#REF!"}},{"$f":"IF(#REF!=\"Interconnector\",#REF!*1,IF(#REF!=\"Wind\",#REF!*0.7,IF(#REF!=\"Marine\",#REF!*0.7,IF(#REF!=\"Nuclear\",#REF!*0.85,IF(#REF!=\"Pumped_Storage\",#REF!*0.5,IF(#REF!=\"CCS\",#REF!*0.85,IF(#REF!=\"OCGT\",#REF!*0,IF(#REF!=\"\",0,#REF!*J$627))))))))","v":{"$error":"#REF!"}},{"$f":"IF(#REF!=\"Interconnector\",#REF!*1,IF(#REF!=\"Wind\",#REF!*0.7,IF(#REF!=\"Marine\",#REF!*0.7,IF(#REF!=\"Nuclear\",#REF!*0.85,IF(#REF!=\"Pumped_Storage\",#REF!*0.5,IF(#REF!=\"CCS\",#REF!*0.85,IF(#REF!=\"OCGT\",#REF!*0,IF(#REF!=\"\",0,#REF!*K$627))))))))","v":{"$error":"#REF!"}},{"$f":"IF(#REF!=\"Interconnector\",#REF!*1,IF(#REF!=\"Wind\",#REF!*0.7,IF(#REF!=\"Marine\",#REF!*0.7,IF(#REF!=\"Nuclear\",#REF!*0.85,IF(#REF!=\"Pumped_Storage\",#REF!*0.5,IF(#REF!=\"CCS\",#REF!*0.85,IF(#REF!=\"OCGT\",#REF!*0,IF(#REF!=\"\",0,#REF!*L$627))))))))","v":{"$error":"#REF!"}},{"$f":"IF(#REF!=\"Interconnector\",#REF!*1,IF(#REF!=\"Wind\",#REF!*0.7,IF(#REF!=\"Marine\",#REF!*0.7,IF(#REF!=\"Nuclear\",#REF!*0.85,IF(#REF!=\"Pumped_Storage\",#REF!*0.5,IF(#REF!=\"CCS\",#REF!*0.85,IF(#REF!=\"OCGT\",#REF!*0,IF(#REF!=\"\",0,#REF!*M$627))))))))","v":{"$error":"#REF!"}},{"$f":"IF(#REF!=\"Interconnector\",#REF!*1,IF(#REF!=\"Wind\",#REF!*0.7,IF(#REF!=\"Marine\",#REF!*0.7,IF(#REF!=\"Nuclear\",#REF!*0.85,IF(#REF!=\"Pumped_Storage\",#REF!*0.5,IF(#REF!=\"CCS\",#REF!*0.85,IF(#REF!=\"OCGT\",#REF!*0,IF(#REF!=\"\",0,#REF!*N$627))))))))","v":{"$error":"#REF!"}},{"$f":"IF(#REF!=\"Interconnector\",#REF!*1,IF(#REF!=\"Wind\",#REF!*0.7,IF(#REF!=\"Marine\",#REF!*0.7,IF(#REF!=\"Nuclear\",#REF!*0.85,IF(#REF!=\"Pumped_Storage\",#REF!*0.5,IF(#REF!=\"CCS\",#REF!*0.85,IF(#REF!=\"OCGT\",#REF!*0,IF(#REF!=\"\",0,#REF!*O$627))))))))","v":{"$error":"#REF!"}}]
[{"$f":"#REF!","v":{"$error":"#REF!"}},{"$f":"#REF!","v":{"$error":"#REF!"}},{"$f":"#REF!","v":{"$error":"#REF!"}},{"$f":"#REF!","v":{"$error":"#REF!"}},{"$f":"IF(#REF!=\"Interconnector\",#REF!*1,IF(#REF!=\"Wind\",#REF!*0.7,IF(#REF!=\"Marine\",#REF!*0.7,IF(#REF!=\"Nuclear\",#REF!*0.85,IF(#REF!=\"Pumped_Storage\",#REF!*0.5,IF(#REF!=\"CCS\",#REF!*0.85,IF(#REF!=\"OCGT\",#REF!*0,IF(#REF!=\"\",0,#REF!*E$627))))))))","v":{"$error":"#REF!"}},{"$f":"IF(#REF!=\"Interconnector\",#REF!*1,IF(#REF!=\"Wind\",#REF!*0.7,IF(#REF!=\"Marine\",#REF!*0.7,IF(#REF!=\"Nuclear\",#REF!*0.85,IF(#REF!=\"Pumped_Storage\",#REF!*0.5,IF(#REF!=\"CCS\",#REF!*0.85,IF(#REF!=\"OCGT\",#REF!*0,IF(#REF!=\"\",0,#REF!*F$627))))))))","v":{"$error":"#REF!"}},{"$f":"IF(#REF!=\"Interconnector\",#REF!*1,IF(#REF!=\"Wind\",#REF!*0.7,IF(#REF!=\"Marine\",#REF!*0.7,IF(#REF!=\"Nuclear\",#REF!*0.85,IF(#REF!=\"Pumped_Storage\",#REF!*0.5,IF(#REF!=\"CCS\",#REF!*0.85,IF(#REF!=\"OCGT\",#REF!*0,IF(#REF!=\"\",0,#REF!*G$627))))))))","v":{"$error":"#REF!"}},{"$f":"IF(#REF!=\"Interconnector\",#REF!*1,IF(#REF!=\"Wind\",#REF!*0.7,IF(#REF!=\"Marine\",#REF!*0.7,IF(#REF!=\"Nuclear\",#REF!*0.85,IF(#REF!=\"Pumped_Storage\",#REF!*0.5,IF(#REF!=\"CCS\",#REF!*0.85,IF(#REF!=\"OCGT\",#REF!*0,IF(#REF!=\"\",0,#REF!*H$627))))))))","v":{"$error":"#REF!"}},{"$f":"IF(#REF!=\"Interconnector\",#REF!*1,IF(#REF!=\"Wind\",#REF!*0.7,IF(#REF!=\"Marine\",#REF!*0.7,IF(#REF!=\"Nuclear\",#REF!*0.85,IF(#REF!=\"Pumped_Storage\",#REF!*0.5,IF(#REF!=\"CCS\",#REF!*0.85,IF(#REF!=\"OCGT\",#REF!*0,IF(#REF!=\"\",0,#REF!*I$627))))))))","v":{"$error":"#REF!"}},{"$f":"IF(#REF!=\"Interconnector\",#REF!*1,IF(#REF!=\"Wind\",#REF!*0.7,IF(#REF!=\"Marine\",#REF!*0.7,IF(#REF!=\"Nuclear\",#REF!*0.85,IF(#REF!=\"Pumped_Storage\",#REF!*0.5,IF(#REF!=\"CCS\",#REF!*0.85,IF(#REF!=\"OCGT\",#REF!*0,IF(#REF!=\"\",0,#REF!*J$627))))))))","v":{"$error":"#REF!"}},{"$f":"IF(#REF!=\"Interconnector\",#REF!*1,IF(#REF!=\"Wind\",#REF!*0.7,IF(#REF!=\"Marine\",#REF!*0.7,IF(#REF!=\"Nuclear\",#REF!*0.85,IF(#REF!=\"Pumped_Storage\",#REF!*0.5,IF(#REF!=\"CCS\",#REF!*0.85,IF(#REF!=\"OCGT\",#REF!*0,IF(#REF!=\"\",0,#REF!*K$627))))))))","v":{"$error":"#REF!"}},{"$f":"IF(#REF!=\"Interconnector\",#REF!*1,IF(#REF!=\"Wind\",#REF!*0.7,IF(#REF!=\"Marine\",#REF!*0.7,IF(#REF!=\"Nuclear\",#REF!*0.85,IF(#REF!=\"Pumped_Storage\",#REF!*0.5,IF(#REF!=\"CCS\",#REF!*0.85,IF(#REF!=\"OCGT\",#REF!*0,IF(#REF!=\"\",0,#REF!*L$627))))))))","v":{"$error":"#REF!"}},{"$f":"IF(#REF!=\"Interconnector\",#REF!*1,IF(#REF!=\"Wind\",#REF!*0.7,IF(#REF!=\"Marine\",#REF!*0.7,IF(#REF!=\"Nuclear\",#REF!*0.85,IF(#REF!=\"Pumped_Storage\",#REF!*0.5,IF(#REF!=\"CCS\",#REF!*0.85,IF(#REF!=\"OCGT\",#REF!*0,IF(#REF!=\"\",0,#REF!*M$627))))))))","v":{"$error":"#REF!"}},{"$f":"IF(#REF!=\"Interconnector\",#REF!*1,IF(#REF!=\"Wind\",#REF!*0.7,IF(#REF!=\"Marine\",#REF!*0.7,IF(#REF!=\"Nuclear\",#REF!*0.85,IF(#REF!=\"Pumped_Storage\",#REF!*0.5,IF(#REF!=\"CCS\",#REF!*0.85,IF(#REF!=\"OCGT\",#REF!*0,IF(#REF!=\"\",0,#REF!*N$627))))))))","v":{"$error":"#REF!"}},{"$f":"IF(#REF!=\"Interconnector\",#REF!*1,IF(#REF!=\"Wind\",#REF!*0.7,IF(#REF!=\"Marine\",#REF!*0.7,IF(#REF!=\"Nuclear\",#REF!*0.85,IF(#REF!=\"Pumped_Storage\",#REF!*0.5,IF(#REF!=\"CCS\",#REF!*0.85,IF(#REF!=\"OCGT\",#REF!*0,IF(#REF!=\"\",0,#REF!*O$627))))))))","v":{"$error":"#REF!"}}]
[{"$f":"#REF!","v":{"$error":"#REF!"}},{"$f":"#REF!","v":{"$error":"#REF!"}},{"$f":"#REF!","v":{"$error":"#REF!"}},{"$f":"#REF!","v":{"$error":"#REF!"}},{"$f":"IF(#REF!=\"Interconnector\",#REF!*1,IF(#REF!=\"Wind\",#REF!*0.7,IF(#REF!=\"Marine\",#REF!*0.7,IF(#REF!=\"Nuclear\",#REF!*0.85,IF(#REF!=\"Pumped_Storage\",#REF!*0.5,IF(#REF!=\"CCS\",#REF!*0.85,IF(#REF!=\"OCGT\",#REF!*0,IF(#REF!=\"\",0,#REF!*E$627))))))))","v":{"$error":"#REF!"}},{"$f":"IF(#REF!=\"Interconnector\",#REF!*1,IF(#REF!=\"Wind\",#REF!*0.7,IF(#REF!=\"Marine\",#REF!*0.7,IF(#REF!=\"Nuclear\",#REF!*0.85,IF(#REF!=\"Pumped_Storage\",#REF!*0.5,IF(#REF!=\"CCS\",#REF!*0.85,IF(#REF!=\"OCGT\",#REF!*0,IF(#REF!=\"\",0,#REF!*F$627))))))))","v":{"$error":"#REF!"}},{"$f":"IF(#REF!=\"Interconnector\",#REF!*1,IF(#REF!=\"Wind\",#REF!*0.7,IF(#REF!=\"Marine\",#REF!*0.7,IF(#REF!=\"Nuclear\",#REF!*0.85,IF(#REF!=\"Pumped_Storage\",#REF!*0.5,IF(#REF!=\"CCS\",#REF!*0.85,IF(#REF!=\"OCGT\",#REF!*0,IF(#REF!=\"\",0,#REF!*G$627))))))))","v":{"$error":"#REF!"}},{"$f":"IF(#REF!=\"Interconnector\",#REF!*1,IF(#REF!=\"Wind\",#REF!*0.7,IF(#REF!=\"Marine\",#REF!*0.7,IF(#REF!=\"Nuclear\",#REF!*0.85,IF(#REF!=\"Pumped_Storage\",#REF!*0.5,IF(#REF!=\"CCS\",#REF!*0.85,IF(#REF!=\"OCGT\",#REF!*0,IF(#REF!=\"\",0,#REF!*H$627))))))))","v":{"$error":"#REF!"}},{"$f":"IF(#REF!=\"Interconnector\",#REF!*1,IF(#REF!=\"Wind\",#REF!*0.7,IF(#REF!=\"Marine\",#REF!*0.7,IF(#REF!=\"Nuclear\",#REF!*0.85,IF(#REF!=\"Pumped_Storage\",#REF!*0.5,IF(#REF!=\"CCS\",#REF!*0.85,IF(#REF!=\"OCGT\",#REF!*0,IF(#REF!=\"\",0,#REF!*I$627))))))))","v":{"$error":"#REF!"}},{"$f":"IF(#REF!=\"Interconnector\",#REF!*1,IF(#REF!=\"Wind\",#REF!*0.7,IF(#REF!=\"Marine\",#REF!*0.7,IF(#REF!=\"Nuclear\",#REF!*0.85,IF(#REF!=\"Pumped_Storage\",#REF!*0.5,IF(#REF!=\"CCS\",#REF!*0.85,IF(#REF!=\"OCGT\",#REF!*0,IF(#REF!=\"\",0,#REF!*J$627))))))))","v":{"$error":"#REF!"}},{"$f":"IF(#REF!=\"Interconnector\",#REF!*1,IF(#REF!=\"Wind\",#REF!*0.7,IF(#REF!=\"Marine\",#REF!*0.7,IF(#REF!=\"Nuclear\",#REF!*0.85,IF(#REF!=\"Pumped_Storage\",#REF!*0.5,IF(#REF!=\"CCS\",#REF!*0.85,IF(#REF!=\"OCGT\",#REF!*0,IF(#REF!=\"\",0,#REF!*K$627))))))))","v":{"$error":"#REF!"}},{"$f":"IF(#REF!=\"Interconnector\",#REF!*1,IF(#REF!=\"Wind\",#REF!*0.7,IF(#REF!=\"Marine\",#REF!*0.7,IF(#REF!=\"Nuclear\",#REF!*0.85,IF(#REF!=\"Pumped_Storage\",#REF!*0.5,IF(#REF!=\"CCS\",#REF!*0.85,IF(#REF!=\"OCGT\",#REF!*0,IF(#REF!=\"\",0,#REF!*L$627))))))))","v":{"$error":"#REF!"}},{"$f":"IF(#REF!=\"Interconnector\",#REF!*1,IF(#REF!=\"Wind\",#REF!*0.7,IF(#REF!=\"Marine\",#REF!*0.7,IF(#REF!=\"Nuclear\",#REF!*0.85,IF(#REF!=\"Pumped_Storage\",#REF!*0.5,IF(#REF!=\"CCS\",#REF!*0.85,IF(#REF!=\"OCGT\",#REF!*0,IF(#REF!=\"\",0,#REF!*M$627))))))))","v":{"$error":"#REF!"}},{"$f":"IF(#REF!=\"Interconnector\",#REF!*1,IF(#REF!=\"Wind\",#REF!*0.7,IF(#REF!=\"Marine\",#REF!*0.7,IF(#REF!=\"Nuclear\",#REF!*0.85,IF(#REF!=\"Pumped_Storage\",#REF!*0.5,IF(#REF!=\"CCS\",#REF!*0.85,IF(#REF!=\"OCGT\",#REF!*0,IF(#REF!=\"\",0,#REF!*N$627))))))))","v":{"$error":"#REF!"}},{"$f":"IF(#REF!=\"Interconnector\",#REF!*1,IF(#REF!=\"Wind\",#REF!*0.7,IF(#REF!=\"Marine\",#REF!*0.7,IF(#REF!=\"Nuclear\",#REF!*0.85,IF(#REF!=\"Pumped_Storage\",#REF!*0.5,IF(#REF!=\"CCS\",#REF!*0.85,IF(#REF!=\"OCGT\",#REF!*0,IF(#REF!=\"\",0,#REF!*O$627))))))))","v":{"$error":"#REF!"}}]
[{"$f":"#REF!","v":{"$error":"#REF!"}},{"$f":"#REF!","v":{"$error":"#REF!"}},{"$f":"#REF!","v":{"$error":"#REF!"}},{"$f":"#REF!","v":{"$error":"#REF!"}},{"$f":"IF(#REF!=\"Interconnector\",#REF!*1,IF(#REF!=\"Wind\",#REF!*0.7,IF(#REF!=\"Marine\",#REF!*0.7,IF(#REF!=\"Nuclear\",#REF!*0.85,IF(#REF!=\"Pumped_Storage\",#REF!*0.5,IF(#REF!=\"CCS\",#REF!*0.85,IF(#REF!=\"OCGT\",#REF!*0,IF(#REF!=\"\",0,#REF!*E$627))))))))","v":{"$error":"#REF!"}},{"$f":"IF(#REF!=\"Interconnector\",#REF!*1,IF(#REF!=\"Wind\",#REF!*0.7,IF(#REF!=\"Marine\",#REF!*0.7,IF(#REF!=\"Nuclear\",#REF!*0.85,IF(#REF!=\"Pumped_Storage\",#REF!*0.5,IF(#REF!=\"CCS\",#REF!*0.85,IF(#REF!=\"OCGT\",#REF!*0,IF(#REF!=\"\",0,#REF!*F$627))))))))","v":{"$error":"#REF!"}},{"$f":"IF(#REF!=\"Interconnector\",#REF!*1,IF(#REF!=\"Wind\",#REF!*0.7,IF(#REF!=\"Marine\",#REF!*0.7,IF(#REF!=\"Nuclear\",#REF!*0.85,IF(#REF!=\"Pumped_Storage\",#REF!*0.5,IF(#REF!=\"CCS\",#REF!*0.85,IF(#REF!=\"OCGT\",#REF!*0,IF(#REF!=\"\",0,#REF!*G$627))))))))","v":{"$error":"#REF!"}},{"$f":"IF(#REF!=\"Interconnector\",#REF!*1,IF(#REF!=\"Wind\",#REF!*0.7,IF(#REF!=\"Marine\",#REF!*0.7,IF(#REF!=\"Nuclear\",#REF!*0.85,IF(#REF!=\"Pumped_Storage\",#REF!*0.5,IF(#REF!=\"CCS\",#REF!*0.85,IF(#REF!=\"OCGT\",#REF!*0,IF(#REF!=\"\",0,#REF!*H$627))))))))","v":{"$error":"#REF!"}},{"$f":"IF(#REF!=\"Interconnector\",#REF!*1,IF(#REF!=\"Wind\",#REF!*0.7,IF(#REF!=\"Marine\",#REF!*0.7,IF(#REF!=\"Nuclear\",#REF!*0.85,IF(#REF!=\"Pumped_Storage\",#REF!*0.5,IF(#REF!=\"CCS\",#REF!*0.85,IF(#REF!=\"OCGT\",#REF!*0,IF(#REF!=\"\",0,#REF!*I$627))))))))","v":{"$error":"#REF!"}},{"$f":"IF(#REF!=\"Interconnector\",#REF!*1,IF(#REF!=\"Wind\",#REF!*0.7,IF(#REF!=\"Marine\",#REF!*0.7,IF(#REF!=\"Nuclear\",#REF!*0.85,IF(#REF!=\"Pumped_Storage\",#REF!*0.5,IF(#REF!=\"CCS\",#REF!*0.85,IF(#REF!=\"OCGT\",#REF!*0,IF(#REF!=\"\",0,#REF!*J$627))))))))","v":{"$error":"#REF!"}},{"$f":"IF(#REF!=\"Interconnector\",#REF!*1,IF(#REF!=\"Wind\",#REF!*0.7,IF(#REF!=\"Marine\",#REF!*0.7,IF(#REF!=\"Nuclear\",#REF!*0.85,IF(#REF!=\"Pumped_Storage\",#REF!*0.5,IF(#REF!=\"CCS\",#REF!*0.85,IF(#REF!=\"OCGT\",#REF!*0,IF(#REF!=\"\",0,#REF!*K$627))))))))","v":{"$error":"#REF!"}},{"$f":"IF(#REF!=\"Interconnector\",#REF!*1,IF(#REF!=\"Wind\",#REF!*0.7,IF(#REF!=\"Marine\",#REF!*0.7,IF(#REF!=\"Nuclear\",#REF!*0.85,IF(#REF!=\"Pumped_Storage\",#REF!*0.5,IF(#REF!=\"CCS\",#REF!*0.85,IF(#REF!=\"OCGT\",#REF!*0,IF(#REF!=\"\",0,#REF!*L$627))))))))","v":{"$error":"#REF!"}},{"$f":"IF(#REF!=\"Interconnector\",#REF!*1,IF(#REF!=\"Wind\",#REF!*0.7,IF(#REF!=\"Marine\",#REF!*0.7,IF(#REF!=\"Nuclear\",#REF!*0.85,IF(#REF!=\"Pumped_Storage\",#REF!*0.5,IF(#REF!=\"CCS\",#REF!*0.85,IF(#REF!=\"OCGT\",#REF!*0,IF(#REF!=\"\",0,#REF!*M$627))))))))","v":{"$error":"#REF!"}},{"$f":"IF(#REF!=\"Interconnector\",#REF!*1,IF(#REF!=\"Wind\",#REF!*0.7,IF(#REF!=\"Marine\",#REF!*0.7,IF(#REF!=\"Nuclear\",#REF!*0.85,IF(#REF!=\"Pumped_Storage\",#REF!*0.5,IF(#REF!=\"CCS\",#REF!*0.85,IF(#REF!=\"OCGT\",#REF!*0,IF(#REF!=\"\",0,#REF!*N$627))))))))","v":{"$error":"#REF!"}},{"$f":"IF(#REF!=\"Interconnector\",#REF!*1,IF(#REF!=\"Wind\",#REF!*0.7,IF(#REF!=\"Marine\",#REF!*0.7,IF(#REF!=\"Nuclear\",#REF!*0.85,IF(#REF!=\"Pumped_Storage\",#REF!*0.5,IF(#REF!=\"CCS\",#REF!*0.85,IF(#REF!=\"OCGT\",#REF!*0,IF(#REF!=\"\",0,#REF!*O$627))))))))","v":{"$error":"#REF!"}}]
[{"$f":"#REF!","v":{"$error":"#REF!"}},{"$f":"#REF!","v":{"$error":"#REF!"}},{"$f":"#REF!","v":{"$error":"#REF!"}},{"$f":"#REF!","v":{"$error":"#REF!"}},{"$f":"IF(#REF!=\"Interconnector\",#REF!*1,IF(#REF!=\"Wind\",#REF!*0.7,IF(#REF!=\"Marine\",#REF!*0.7,IF(#REF!=\"Nuclear\",#REF!*0.85,IF(#REF!=\"Pumped_Storage\",#REF!*0.5,IF(#REF!=\"CCS\",#REF!*0.85,IF(#REF!=\"OCGT\",#REF!*0,IF(#REF!=\"\",0,#REF!*E$627))))))))","v":{"$error":"#REF!"}},{"$f":"IF(#REF!=\"Interconnector\",#REF!*1,IF(#REF!=\"Wind\",#REF!*0.7,IF(#REF!=\"Marine\",#REF!*0.7,IF(#REF!=\"Nuclear\",#REF!*0.85,IF(#REF!=\"Pumped_Storage\",#REF!*0.5,IF(#REF!=\"CCS\",#REF!*0.85,IF(#REF!=\"OCGT\",#REF!*0,IF(#REF!=\"\",0,#REF!*F$627))))))))","v":{"$error":"#REF!"}},{"$f":"IF(#REF!=\"Interconnector\",#REF!*1,IF(#REF!=\"Wind\",#REF!*0.7,IF(#REF!=\"Marine\",#REF!*0.7,IF(#REF!=\"Nuclear\",#REF!*0.85,IF(#REF!=\"Pumped_Storage\",#REF!*0.5,IF(#REF!=\"CCS\",#REF!*0.85,IF(#REF!=\"OCGT\",#REF!*0,IF(#REF!=\"\",0,#REF!*G$627))))))))","v":{"$error":"#REF!"}},{"$f":"IF(#REF!=\"Interconnector\",#REF!*1,IF(#REF!=\"Wind\",#REF!*0.7,IF(#REF!=\"Marine\",#REF!*0.7,IF(#REF!=\"Nuclear\",#REF!*0.85,IF(#REF!=\"Pumped_Storage\",#REF!*0.5,IF(#REF!=\"CCS\",#REF!*0.85,IF(#REF!=\"OCGT\",#REF!*0,IF(#REF!=\"\",0,#REF!*H$627))))))))","v":{"$error":"#REF!"}},{"$f":"IF(#REF!=\"Interconnector\",#REF!*1,IF(#REF!=\"Wind\",#REF!*0.7,IF(#REF!=\"Marine\",#REF!*0.7,IF(#REF!=\"Nuclear\",#REF!*0.85,IF(#REF!=\"Pumped_Storage\",#REF!*0.5,IF(#REF!=\"CCS\",#REF!*0.85,IF(#REF!=\"OCGT\",#REF!*0,IF(#REF!=\"\",0,#REF!*I$627))))))))","v":{"$error":"#REF!"}},{"$f":"IF(#REF!=\"Interconnector\",#REF!*1,IF(#REF!=\"Wind\",#REF!*0.7,IF(#REF!=\"Marine\",#REF!*0.7,IF(#REF!=\"Nuclear\",#REF!*0.85,IF(#REF!=\"Pumped_Storage\",#REF!*0.5,IF(#REF!=\"CCS\",#REF!*0.85,IF(#REF!=\"OCGT\",#REF!*0,IF(#REF!=\"\",0,#REF!*J$627))))))))","v":{"$error":"#REF!"}},{"$f":"IF(#REF!=\"Interconnector\",#REF!*1,IF(#REF!=\"Wind\",#REF!*0.7,IF(#REF!=\"Marine\",#REF!*0.7,IF(#REF!=\"Nuclear\",#REF!*0.85,IF(#REF!=\"Pumped_Storage\",#REF!*0.5,IF(#REF!=\"CCS\",#REF!*0.85,IF(#REF!=\"OCGT\",#REF!*0,IF(#REF!=\"\",0,#REF!*K$627))))))))","v":{"$error":"#REF!"}},{"$f":"IF(#REF!=\"Interconnector\",#REF!*1,IF(#REF!=\"Wind\",#REF!*0.7,IF(#REF!=\"Marine\",#REF!*0.7,IF(#REF!=\"Nuclear\",#REF!*0.85,IF(#REF!=\"Pumped_Storage\",#REF!*0.5,IF(#REF!=\"CCS\",#REF!*0.85,IF(#REF!=\"OCGT\",#REF!*0,IF(#REF!=\"\",0,#REF!*L$627))))))))","v":{"$error":"#REF!"}},{"$f":"IF(#REF!=\"Interconnector\",#REF!*1,IF(#REF!=\"Wind\",#REF!*0.7,IF(#REF!=\"Marine\",#REF!*0.7,IF(#REF!=\"Nuclear\",#REF!*0.85,IF(#REF!=\"Pumped_Storage\",#REF!*0.5,IF(#REF!=\"CCS\",#REF!*0.85,IF(#REF!=\"OCGT\",#REF!*0,IF(#REF!=\"\",0,#REF!*M$627))))))))","v":{"$error":"#REF!"}},{"$f":"IF(#REF!=\"Interconnector\",#REF!*1,IF(#REF!=\"Wind\",#REF!*0.7,IF(#REF!=\"Marine\",#REF!*0.7,IF(#REF!=\"Nuclear\",#REF!*0.85,IF(#REF!=\"Pumped_Storage\",#REF!*0.5,IF(#REF!=\"CCS\",#REF!*0.85,IF(#REF!=\"OCGT\",#REF!*0,IF(#REF!=\"\",0,#REF!*N$627))))))))","v":{"$error":"#REF!"}},{"$f":"IF(#REF!=\"Interconnector\",#REF!*1,IF(#REF!=\"Wind\",#REF!*0.7,IF(#REF!=\"Marine\",#REF!*0.7,IF(#REF!=\"Nuclear\",#REF!*0.85,IF(#REF!=\"Pumped_Storage\",#REF!*0.5,IF(#REF!=\"CCS\",#REF!*0.85,IF(#REF!=\"OCGT\",#REF!*0,IF(#REF!=\"\",0,#REF!*O$627))))))))","v":{"$error":"#REF!"}}]
[{"$f":"#REF!","v":{"$error":"#REF!"}},{"$f":"#REF!","v":{"$error":"#REF!"}},{"$f":"#REF!","v":{"$error":"#REF!"}},{"$f":"#REF!","v":{"$error":"#REF!"}},{"$f":"IF(#REF!=\"Interconnector\",#REF!*1,IF(#REF!=\"Wind\",#REF!*0.7,IF(#REF!=\"Marine\",#REF!*0.7,IF(#REF!=\"Nuclear\",#REF!*0.85,IF(#REF!=\"Pumped_Storage\",#REF!*0.5,IF(#REF!=\"CCS\",#REF!*0.85,IF(#REF!=\"OCGT\",#REF!*0,IF(#REF!=\"\",0,#REF!*E$627))))))))","v":{"$error":"#REF!"}},{"$f":"IF(#REF!=\"Interconnector\",#REF!*1,IF(#REF!=\"Wind\",#REF!*0.7,IF(#REF!=\"Marine\",#REF!*0.7,IF(#REF!=\"Nuclear\",#REF!*0.85,IF(#REF!=\"Pumped_Storage\",#REF!*0.5,IF(#REF!=\"CCS\",#REF!*0.85,IF(#REF!=\"OCGT\",#REF!*0,IF(#REF!=\"\",0,#REF!*F$627))))))))","v":{"$error":"#REF!"}},{"$f":"IF(#REF!=\"Interconnector\",#REF!*1,IF(#REF!=\"Wind\",#REF!*0.7,IF(#REF!=\"Marine\",#REF!*0.7,IF(#REF!=\"Nuclear\",#REF!*0.85,IF(#REF!=\"Pumped_Storage\",#REF!*0.5,IF(#REF!=\"CCS\",#REF!*0.85,IF(#REF!=\"OCGT\",#REF!*0,IF(#REF!=\"\",0,#REF!*G$627))))))))","v":{"$error":"#REF!"}},{"$f":"IF(#REF!=\"Interconnector\",#REF!*1,IF(#REF!=\"Wind\",#REF!*0.7,IF(#REF!=\"Marine\",#REF!*0.7,IF(#REF!=\"Nuclear\",#REF!*0.85,IF(#REF!=\"Pumped_Storage\",#REF!*0.5,IF(#REF!=\"CCS\",#REF!*0.85,IF(#REF!=\"OCGT\",#REF!*0,IF(#REF!=\"\",0,#REF!*H$627))))))))","v":{"$error":"#REF!"}},{"$f":"IF(#REF!=\"Interconnector\",#REF!*1,IF(#REF!=\"Wind\",#REF!*0.7,IF(#REF!=\"Marine\",#REF!*0.7,IF(#REF!=\"Nuclear\",#REF!*0.85,IF(#REF!=\"Pumped_Storage\",#REF!*0.5,IF(#REF!=\"CCS\",#REF!*0.85,IF(#REF!=\"OCGT\",#REF!*0,IF(#REF!=\"\",0,#REF!*I$627))))))))","v":{"$error":"#REF!"}},{"$f":"IF(#REF!=\"Interconnector\",#REF!*1,IF(#REF!=\"Wind\",#REF!*0.7,IF(#REF!=\"Marine\",#REF!*0.7,IF(#REF!=\"Nuclear\",#REF!*0.85,IF(#REF!=\"Pumped_Storage\",#REF!*0.5,IF(#REF!=\"CCS\",#REF!*0.85,IF(#REF!=\"OCGT\",#REF!*0,IF(#REF!=\"\",0,#REF!*J$627))))))))","v":{"$error":"#REF!"}},{"$f":"IF(#REF!=\"Interconnector\",#REF!*1,IF(#REF!=\"Wind\",#REF!*0.7,IF(#REF!=\"Marine\",#REF!*0.7,IF(#REF!=\"Nuclear\",#REF!*0.85,IF(#REF!=\"Pumped_Storage\",#REF!*0.5,IF(#REF!=\"CCS\",#REF!*0.85,IF(#REF!=\"OCGT\",#REF!*0,IF(#REF!=\"\",0,#REF!*K$627))))))))","v":{"$error":"#REF!"}},{"$f":"IF(#REF!=\"Interconnector\",#REF!*1,IF(#REF!=\"Wind\",#REF!*0.7,IF(#REF!=\"Marine\",#REF!*0.7,IF(#REF!=\"Nuclear\",#REF!*0.85,IF(#REF!=\"Pumped_Storage\",#REF!*0.5,IF(#REF!=\"CCS\",#REF!*0.85,IF(#REF!=\"OCGT\",#REF!*0,IF(#REF!=\"\",0,#REF!*L$627))))))))","v":{"$error":"#REF!"}},{"$f":"IF(#REF!=\"Interconnector\",#REF!*1,IF(#REF!=\"Wind\",#REF!*0.7,IF(#REF!=\"Marine\",#REF!*0.7,IF(#REF!=\"Nuclear\",#REF!*0.85,IF(#REF!=\"Pumped_Storage\",#REF!*0.5,IF(#REF!=\"CCS\",#REF!*0.85,IF(#REF!=\"OCGT\",#REF!*0,IF(#REF!=\"\",0,#REF!*M$627))))))))","v":{"$error":"#REF!"}},{"$f":"IF(#REF!=\"Interconnector\",#REF!*1,IF(#REF!=\"Wind\",#REF!*0.7,IF(#REF!=\"Marine\",#REF!*0.7,IF(#REF!=\"Nuclear\",#REF!*0.85,IF(#REF!=\"Pumped_Storage\",#REF!*0.5,IF(#REF!=\"CCS\",#REF!*0.85,IF(#REF!=\"OCGT\",#REF!*0,IF(#REF!=\"\",0,#REF!*N$627))))))))","v":{"$error":"#REF!"}},{"$f":"IF(#REF!=\"Interconnector\",#REF!*1,IF(#REF!=\"Wind\",#REF!*0.7,IF(#REF!=\"Marine\",#REF!*0.7,IF(#REF!=\"Nuclear\",#REF!*0.85,IF(#REF!=\"Pumped_Storage\",#REF!*0.5,IF(#REF!=\"CCS\",#REF!*0.85,IF(#REF!=\"OCGT\",#REF!*0,IF(#REF!=\"\",0,#REF!*O$627))))))))","v":{"$error":"#REF!"}}]
[{"$f":"#REF!","v":{"$error":"#REF!"}},{"$f":"#REF!","v":{"$error":"#REF!"}},{"$f":"#REF!","v":{"$error":"#REF!"}},{"$f":"#REF!","v":{"$error":"#REF!"}},{"$f":"IF(#REF!=\"Interconnector\",#REF!*1,IF(#REF!=\"Wind\",#REF!*0.7,IF(#REF!=\"Marine\",#REF!*0.7,IF(#REF!=\"Nuclear\",#REF!*0.85,IF(#REF!=\"Pumped_Storage\",#REF!*0.5,IF(#REF!=\"CCS\",#REF!*0.85,IF(#REF!=\"OCGT\",#REF!*0,IF(#REF!=\"\",0,#REF!*E$627))))))))","v":{"$error":"#REF!"}},{"$f":"IF(#REF!=\"Interconnector\",#REF!*1,IF(#REF!=\"Wind\",#REF!*0.7,IF(#REF!=\"Marine\",#REF!*0.7,IF(#REF!=\"Nuclear\",#REF!*0.85,IF(#REF!=\"Pumped_Storage\",#REF!*0.5,IF(#REF!=\"CCS\",#REF!*0.85,IF(#REF!=\"OCGT\",#REF!*0,IF(#REF!=\"\",0,#REF!*F$627))))))))","v":{"$error":"#REF!"}},{"$f":"IF(#REF!=\"Interconnector\",#REF!*1,IF(#REF!=\"Wind\",#REF!*0.7,IF(#REF!=\"Marine\",#REF!*0.7,IF(#REF!=\"Nuclear\",#REF!*0.85,IF(#REF!=\"Pumped_Storage\",#REF!*0.5,IF(#REF!=\"CCS\",#REF!*0.85,IF(#REF!=\"OCGT\",#REF!*0,IF(#REF!=\"\",0,#REF!*G$627))))))))","v":{"$error":"#REF!"}},{"$f":"IF(#REF!=\"Interconnector\",#REF!*1,IF(#REF!=\"Wind\",#REF!*0.7,IF(#REF!=\"Marine\",#REF!*0.7,IF(#REF!=\"Nuclear\",#REF!*0.85,IF(#REF!=\"Pumped_Storage\",#REF!*0.5,IF(#REF!=\"CCS\",#REF!*0.85,IF(#REF!=\"OCGT\",#REF!*0,IF(#REF!=\"\",0,#REF!*H$627))))))))","v":{"$error":"#REF!"}},{"$f":"IF(#REF!=\"Interconnector\",#REF!*1,IF(#REF!=\"Wind\",#REF!*0.7,IF(#REF!=\"Marine\",#REF!*0.7,IF(#REF!=\"Nuclear\",#REF!*0.85,IF(#REF!=\"Pumped_Storage\",#REF!*0.5,IF(#REF!=\"CCS\",#REF!*0.85,IF(#REF!=\"OCGT\",#REF!*0,IF(#REF!=\"\",0,#REF!*I$627))))))))","v":{"$error":"#REF!"}},{"$f":"IF(#REF!=\"Interconnector\",#REF!*1,IF(#REF!=\"Wind\",#REF!*0.7,IF(#REF!=\"Marine\",#REF!*0.7,IF(#REF!=\"Nuclear\",#REF!*0.85,IF(#REF!=\"Pumped_Storage\",#REF!*0.5,IF(#REF!=\"CCS\",#REF!*0.85,IF(#REF!=\"OCGT\",#REF!*0,IF(#REF!=\"\",0,#REF!*J$627))))))))","v":{"$error":"#REF!"}},{"$f":"IF(#REF!=\"Interconnector\",#REF!*1,IF(#REF!=\"Wind\",#REF!*0.7,IF(#REF!=\"Marine\",#REF!*0.7,IF(#REF!=\"Nuclear\",#REF!*0.85,IF(#REF!=\"Pumped_Storage\",#REF!*0.5,IF(#REF!=\"CCS\",#REF!*0.85,IF(#REF!=\"OCGT\",#REF!*0,IF(#REF!=\"\",0,#REF!*K$627))))))))","v":{"$error":"#REF!"}},{"$f":"IF(#REF!=\"Interconnector\",#REF!*1,IF(#REF!=\"Wind\",#REF!*0.7,IF(#REF!=\"Marine\",#REF!*0.7,IF(#REF!=\"Nuclear\",#REF!*0.85,IF(#REF!=\"Pumped_Storage\",#REF!*0.5,IF(#REF!=\"CCS\",#REF!*0.85,IF(#REF!=\"OCGT\",#REF!*0,IF(#REF!=\"\",0,#REF!*L$627))))))))","v":{"$error":"#REF!"}},{"$f":"IF(#REF!=\"Interconnector\",#REF!*1,IF(#REF!=\"Wind\",#REF!*0.7,IF(#REF!=\"Marine\",#REF!*0.7,IF(#REF!=\"Nuclear\",#REF!*0.85,IF(#REF!=\"Pumped_Storage\",#REF!*0.5,IF(#REF!=\"CCS\",#REF!*0.85,IF(#REF!=\"OCGT\",#REF!*0,IF(#REF!=\"\",0,#REF!*M$627))))))))","v":{"$error":"#REF!"}},{"$f":"IF(#REF!=\"Interconnector\",#REF!*1,IF(#REF!=\"Wind\",#REF!*0.7,IF(#REF!=\"Marine\",#REF!*0.7,IF(#REF!=\"Nuclear\",#REF!*0.85,IF(#REF!=\"Pumped_Storage\",#REF!*0.5,IF(#REF!=\"CCS\",#REF!*0.85,IF(#REF!=\"OCGT\",#REF!*0,IF(#REF!=\"\",0,#REF!*N$627))))))))","v":{"$error":"#REF!"}},{"$f":"IF(#REF!=\"Interconnector\",#REF!*1,IF(#REF!=\"Wind\",#REF!*0.7,IF(#REF!=\"Marine\",#REF!*0.7,IF(#REF!=\"Nuclear\",#REF!*0.85,IF(#REF!=\"Pumped_Storage\",#REF!*0.5,IF(#REF!=\"CCS\",#REF!*0.85,IF(#REF!=\"OCGT\",#REF!*0,IF(#REF!=\"\",0,#REF!*O$627))))))))","v":{"$error":"#REF!"}}]
[{"$f":"#REF!","v":{"$error":"#REF!"}},{"$f":"#REF!","v":{"$error":"#REF!"}},{"$f":"#REF!","v":{"$error":"#REF!"}},{"$f":"#REF!","v":{"$error":"#REF!"}},{"$f":"IF(#REF!=\"Interconnector\",#REF!*1,IF(#REF!=\"Wind\",#REF!*0.7,IF(#REF!=\"Marine\",#REF!*0.7,IF(#REF!=\"Nuclear\",#REF!*0.85,IF(#REF!=\"Pumped_Storage\",#REF!*0.5,IF(#REF!=\"CCS\",#REF!*0.85,IF(#REF!=\"OCGT\",#REF!*0,IF(#REF!=\"\",0,#REF!*E$627))))))))","v":{"$error":"#REF!"}},{"$f":"IF(#REF!=\"Interconnector\",#REF!*1,IF(#REF!=\"Wind\",#REF!*0.7,IF(#REF!=\"Marine\",#REF!*0.7,IF(#REF!=\"Nuclear\",#REF!*0.85,IF(#REF!=\"Pumped_Storage\",#REF!*0.5,IF(#REF!=\"CCS\",#REF!*0.85,IF(#REF!=\"OCGT\",#REF!*0,IF(#REF!=\"\",0,#REF!*F$627))))))))","v":{"$error":"#REF!"}},{"$f":"IF(#REF!=\"Interconnector\",#REF!*1,IF(#REF!=\"Wind\",#REF!*0.7,IF(#REF!=\"Marine\",#REF!*0.7,IF(#REF!=\"Nuclear\",#REF!*0.85,IF(#REF!=\"Pumped_Storage\",#REF!*0.5,IF(#REF!=\"CCS\",#REF!*0.85,IF(#REF!=\"OCGT\",#REF!*0,IF(#REF!=\"\",0,#REF!*G$627))))))))","v":{"$error":"#REF!"}},{"$f":"IF(#REF!=\"Interconnector\",#REF!*1,IF(#REF!=\"Wind\",#REF!*0.7,IF(#REF!=\"Marine\",#REF!*0.7,IF(#REF!=\"Nuclear\",#REF!*0.85,IF(#REF!=\"Pumped_Storage\",#REF!*0.5,IF(#REF!=\"CCS\",#REF!*0.85,IF(#REF!=\"OCGT\",#REF!*0,IF(#REF!=\"\",0,#REF!*H$627))))))))","v":{"$error":"#REF!"}},{"$f":"IF(#REF!=\"Interconnector\",#REF!*1,IF(#REF!=\"Wind\",#REF!*0.7,IF(#REF!=\"Marine\",#REF!*0.7,IF(#REF!=\"Nuclear\",#REF!*0.85,IF(#REF!=\"Pumped_Storage\",#REF!*0.5,IF(#REF!=\"CCS\",#REF!*0.85,IF(#REF!=\"OCGT\",#REF!*0,IF(#REF!=\"\",0,#REF!*I$627))))))))","v":{"$error":"#REF!"}},{"$f":"IF(#REF!=\"Interconnector\",#REF!*1,IF(#REF!=\"Wind\",#REF!*0.7,IF(#REF!=\"Marine\",#REF!*0.7,IF(#REF!=\"Nuclear\",#REF!*0.85,IF(#REF!=\"Pumped_Storage\",#REF!*0.5,IF(#REF!=\"CCS\",#REF!*0.85,IF(#REF!=\"OCGT\",#REF!*0,IF(#REF!=\"\",0,#REF!*J$627))))))))","v":{"$error":"#REF!"}},{"$f":"IF(#REF!=\"Interconnector\",#REF!*1,IF(#REF!=\"Wind\",#REF!*0.7,IF(#REF!=\"Marine\",#REF!*0.7,IF(#REF!=\"Nuclear\",#REF!*0.85,IF(#REF!=\"Pumped_Storage\",#REF!*0.5,IF(#REF!=\"CCS\",#REF!*0.85,IF(#REF!=\"OCGT\",#REF!*0,IF(#REF!=\"\",0,#REF!*K$627))))))))","v":{"$error":"#REF!"}},{"$f":"IF(#REF!=\"Interconnector\",#REF!*1,IF(#REF!=\"Wind\",#REF!*0.7,IF(#REF!=\"Marine\",#REF!*0.7,IF(#REF!=\"Nuclear\",#REF!*0.85,IF(#REF!=\"Pumped_Storage\",#REF!*0.5,IF(#REF!=\"CCS\",#REF!*0.85,IF(#REF!=\"OCGT\",#REF!*0,IF(#REF!=\"\",0,#REF!*L$627))))))))","v":{"$error":"#REF!"}},{"$f":"IF(#REF!=\"Interconnector\",#REF!*1,IF(#REF!=\"Wind\",#REF!*0.7,IF(#REF!=\"Marine\",#REF!*0.7,IF(#REF!=\"Nuclear\",#REF!*0.85,IF(#REF!=\"Pumped_Storage\",#REF!*0.5,IF(#REF!=\"CCS\",#REF!*0.85,IF(#REF!=\"OCGT\",#REF!*0,IF(#REF!=\"\",0,#REF!*M$627))))))))","v":{"$error":"#REF!"}},{"$f":"IF(#REF!=\"Interconnector\",#REF!*1,IF(#REF!=\"Wind\",#REF!*0.7,IF(#REF!=\"Marine\",#REF!*0.7,IF(#REF!=\"Nuclear\",#REF!*0.85,IF(#REF!=\"Pumped_Storage\",#REF!*0.5,IF(#REF!=\"CCS\",#REF!*0.85,IF(#REF!=\"OCGT\",#REF!*0,IF(#REF!=\"\",0,#REF!*N$627))))))))","v":{"$error":"#REF!"}},{"$f":"IF(#REF!=\"Interconnector\",#REF!*1,IF(#REF!=\"Wind\",#REF!*0.7,IF(#REF!=\"Marine\",#REF!*0.7,IF(#REF!=\"Nuclear\",#REF!*0.85,IF(#REF!=\"Pumped_Storage\",#REF!*0.5,IF(#REF!=\"CCS\",#REF!*0.85,IF(#REF!=\"OCGT\",#REF!*0,IF(#REF!=\"\",0,#REF!*O$627))))))))","v":{"$error":"#REF!"}}]
[{"$f":"#REF!","v":{"$error":"#REF!"}},{"$f":"#REF!","v":{"$error":"#REF!"}},{"$f":"#REF!","v":{"$error":"#REF!"}},{"$f":"#REF!","v":{"$error":"#REF!"}},{"$f":"IF(#REF!=\"Interconnector\",#REF!*1,IF(#REF!=\"Wind\",#REF!*0.7,IF(#REF!=\"Marine\",#REF!*0.7,IF(#REF!=\"Nuclear\",#REF!*0.85,IF(#REF!=\"Pumped_Storage\",#REF!*0.5,IF(#REF!=\"CCS\",#REF!*0.85,IF(#REF!=\"OCGT\",#REF!*0,IF(#REF!=\"\",0,#REF!*E$627))))))))","v":{"$error":"#REF!"}},{"$f":"IF(#REF!=\"Interconnector\",#REF!*1,IF(#REF!=\"Wind\",#REF!*0.7,IF(#REF!=\"Marine\",#REF!*0.7,IF(#REF!=\"Nuclear\",#REF!*0.85,IF(#REF!=\"Pumped_Storage\",#REF!*0.5,IF(#REF!=\"CCS\",#REF!*0.85,IF(#REF!=\"OCGT\",#REF!*0,IF(#REF!=\"\",0,#REF!*F$627))))))))","v":{"$error":"#REF!"}},{"$f":"IF(#REF!=\"Interconnector\",#REF!*1,IF(#REF!=\"Wind\",#REF!*0.7,IF(#REF!=\"Marine\",#REF!*0.7,IF(#REF!=\"Nuclear\",#REF!*0.85,IF(#REF!=\"Pumped_Storage\",#REF!*0.5,IF(#REF!=\"CCS\",#REF!*0.85,IF(#REF!=\"OCGT\",#REF!*0,IF(#REF!=\"\",0,#REF!*G$627))))))))","v":{"$error":"#REF!"}},{"$f":"IF(#REF!=\"Interconnector\",#REF!*1,IF(#REF!=\"Wind\",#REF!*0.7,IF(#REF!=\"Marine\",#REF!*0.7,IF(#REF!=\"Nuclear\",#REF!*0.85,IF(#REF!=\"Pumped_Storage\",#REF!*0.5,IF(#REF!=\"CCS\",#REF!*0.85,IF(#REF!=\"OCGT\",#REF!*0,IF(#REF!=\"\",0,#REF!*H$627))))))))","v":{"$error":"#REF!"}},{"$f":"IF(#REF!=\"Interconnector\",#REF!*1,IF(#REF!=\"Wind\",#REF!*0.7,IF(#REF!=\"Marine\",#REF!*0.7,IF(#REF!=\"Nuclear\",#REF!*0.85,IF(#REF!=\"Pumped_Storage\",#REF!*0.5,IF(#REF!=\"CCS\",#REF!*0.85,IF(#REF!=\"OCGT\",#REF!*0,IF(#REF!=\"\",0,#REF!*I$627))))))))","v":{"$error":"#REF!"}},{"$f":"IF(#REF!=\"Interconnector\",#REF!*1,IF(#REF!=\"Wind\",#REF!*0.7,IF(#REF!=\"Marine\",#REF!*0.7,IF(#REF!=\"Nuclear\",#REF!*0.85,IF(#REF!=\"Pumped_Storage\",#REF!*0.5,IF(#REF!=\"CCS\",#REF!*0.85,IF(#REF!=\"OCGT\",#REF!*0,IF(#REF!=\"\",0,#REF!*J$627))))))))","v":{"$error":"#REF!"}},{"$f":"IF(#REF!=\"Interconnector\",#REF!*1,IF(#REF!=\"Wind\",#REF!*0.7,IF(#REF!=\"Marine\",#REF!*0.7,IF(#REF!=\"Nuclear\",#REF!*0.85,IF(#REF!=\"Pumped_Storage\",#REF!*0.5,IF(#REF!=\"CCS\",#REF!*0.85,IF(#REF!=\"OCGT\",#REF!*0,IF(#REF!=\"\",0,#REF!*K$627))))))))","v":{"$error":"#REF!"}},{"$f":"IF(#REF!=\"Interconnector\",#REF!*1,IF(#REF!=\"Wind\",#REF!*0.7,IF(#REF!=\"Marine\",#REF!*0.7,IF(#REF!=\"Nuclear\",#REF!*0.85,IF(#REF!=\"Pumped_Storage\",#REF!*0.5,IF(#REF!=\"CCS\",#REF!*0.85,IF(#REF!=\"OCGT\",#REF!*0,IF(#REF!=\"\",0,#REF!*L$627))))))))","v":{"$error":"#REF!"}},{"$f":"IF(#REF!=\"Interconnector\",#REF!*1,IF(#REF!=\"Wind\",#REF!*0.7,IF(#REF!=\"Marine\",#REF!*0.7,IF(#REF!=\"Nuclear\",#REF!*0.85,IF(#REF!=\"Pumped_Storage\",#REF!*0.5,IF(#REF!=\"CCS\",#REF!*0.85,IF(#REF!=\"OCGT\",#REF!*0,IF(#REF!=\"\",0,#REF!*M$627))))))))","v":{"$error":"#REF!"}},{"$f":"IF(#REF!=\"Interconnector\",#REF!*1,IF(#REF!=\"Wind\",#REF!*0.7,IF(#REF!=\"Marine\",#REF!*0.7,IF(#REF!=\"Nuclear\",#REF!*0.85,IF(#REF!=\"Pumped_Storage\",#REF!*0.5,IF(#REF!=\"CCS\",#REF!*0.85,IF(#REF!=\"OCGT\",#REF!*0,IF(#REF!=\"\",0,#REF!*N$627))))))))","v":{"$error":"#REF!"}},{"$f":"IF(#REF!=\"Interconnector\",#REF!*1,IF(#REF!=\"Wind\",#REF!*0.7,IF(#REF!=\"Marine\",#REF!*0.7,IF(#REF!=\"Nuclear\",#REF!*0.85,IF(#REF!=\"Pumped_Storage\",#REF!*0.5,IF(#REF!=\"CCS\",#REF!*0.85,IF(#REF!=\"OCGT\",#REF!*0,IF(#REF!=\"\",0,#REF!*O$627))))))))","v":{"$error":"#REF!"}}]
[{"$f":"#REF!","v":{"$error":"#REF!"}},{"$f":"#REF!","v":{"$error":"#REF!"}},{"$f":"#REF!","v":{"$error":"#REF!"}},{"$f":"#REF!","v":{"$error":"#REF!"}},{"$f":"IF(#REF!=\"Interconnector\",#REF!*1,IF(#REF!=\"Wind\",#REF!*0.7,IF(#REF!=\"Marine\",#REF!*0.7,IF(#REF!=\"Nuclear\",#REF!*0.85,IF(#REF!=\"Pumped_Storage\",#REF!*0.5,IF(#REF!=\"CCS\",#REF!*0.85,IF(#REF!=\"OCGT\",#REF!*0,IF(#REF!=\"\",0,#REF!*E$627))))))))","v":{"$error":"#REF!"}},{"$f":"IF(#REF!=\"Interconnector\",#REF!*1,IF(#REF!=\"Wind\",#REF!*0.7,IF(#REF!=\"Marine\",#REF!*0.7,IF(#REF!=\"Nuclear\",#REF!*0.85,IF(#REF!=\"Pumped_Storage\",#REF!*0.5,IF(#REF!=\"CCS\",#REF!*0.85,IF(#REF!=\"OCGT\",#REF!*0,IF(#REF!=\"\",0,#REF!*F$627))))))))","v":{"$error":"#REF!"}},{"$f":"IF(#REF!=\"Interconnector\",#REF!*1,IF(#REF!=\"Wind\",#REF!*0.7,IF(#REF!=\"Marine\",#REF!*0.7,IF(#REF!=\"Nuclear\",#REF!*0.85,IF(#REF!=\"Pumped_Storage\",#REF!*0.5,IF(#REF!=\"CCS\",#REF!*0.85,IF(#REF!=\"OCGT\",#REF!*0,IF(#REF!=\"\",0,#REF!*G$627))))))))","v":{"$error":"#REF!"}},{"$f":"IF(#REF!=\"Interconnector\",#REF!*1,IF(#REF!=\"Wind\",#REF!*0.7,IF(#REF!=\"Marine\",#REF!*0.7,IF(#REF!=\"Nuclear\",#REF!*0.85,IF(#REF!=\"Pumped_Storage\",#REF!*0.5,IF(#REF!=\"CCS\",#REF!*0.85,IF(#REF!=\"OCGT\",#REF!*0,IF(#REF!=\"\",0,#REF!*H$627))))))))","v":{"$error":"#REF!"}},{"$f":"IF(#REF!=\"Interconnector\",#REF!*1,IF(#REF!=\"Wind\",#REF!*0.7,IF(#REF!=\"Marine\",#REF!*0.7,IF(#REF!=\"Nuclear\",#REF!*0.85,IF(#REF!=\"Pumped_Storage\",#REF!*0.5,IF(#REF!=\"CCS\",#REF!*0.85,IF(#REF!=\"OCGT\",#REF!*0,IF(#REF!=\"\",0,#REF!*I$627))))))))","v":{"$error":"#REF!"}},{"$f":"IF(#REF!=\"Interconnector\",#REF!*1,IF(#REF!=\"Wind\",#REF!*0.7,IF(#REF!=\"Marine\",#REF!*0.7,IF(#REF!=\"Nuclear\",#REF!*0.85,IF(#REF!=\"Pumped_Storage\",#REF!*0.5,IF(#REF!=\"CCS\",#REF!*0.85,IF(#REF!=\"OCGT\",#REF!*0,IF(#REF!=\"\",0,#REF!*J$627))))))))","v":{"$error":"#REF!"}},{"$f":"IF(#REF!=\"Interconnector\",#REF!*1,IF(#REF!=\"Wind\",#REF!*0.7,IF(#REF!=\"Marine\",#REF!*0.7,IF(#REF!=\"Nuclear\",#REF!*0.85,IF(#REF!=\"Pumped_Storage\",#REF!*0.5,IF(#REF!=\"CCS\",#REF!*0.85,IF(#REF!=\"OCGT\",#REF!*0,IF(#REF!=\"\",0,#REF!*K$627))))))))","v":{"$error":"#REF!"}},{"$f":"IF(#REF!=\"Interconnector\",#REF!*1,IF(#REF!=\"Wind\",#REF!*0.7,IF(#REF!=\"Marine\",#REF!*0.7,IF(#REF!=\"Nuclear\",#REF!*0.85,IF(#REF!=\"Pumped_Storage\",#REF!*0.5,IF(#REF!=\"CCS\",#REF!*0.85,IF(#REF!=\"OCGT\",#REF!*0,IF(#REF!=\"\",0,#REF!*L$627))))))))","v":{"$error":"#REF!"}},{"$f":"IF(#REF!=\"Interconnector\",#REF!*1,IF(#REF!=\"Wind\",#REF!*0.7,IF(#REF!=\"Marine\",#REF!*0.7,IF(#REF!=\"Nuclear\",#REF!*0.85,IF(#REF!=\"Pumped_Storage\",#REF!*0.5,IF(#REF!=\"CCS\",#REF!*0.85,IF(#REF!=\"OCGT\",#REF!*0,IF(#REF!=\"\",0,#REF!*M$627))))))))","v":{"$error":"#REF!"}},{"$f":"IF(#REF!=\"Interconnector\",#REF!*1,IF(#REF!=\"Wind\",#REF!*0.7,IF(#REF!=\"Marine\",#REF!*0.7,IF(#REF!=\"Nuclear\",#REF!*0.85,IF(#REF!=\"Pumped_Storage\",#REF!*0.5,IF(#REF!=\"CCS\",#REF!*0.85,IF(#REF!=\"OCGT\",#REF!*0,IF(#REF!=\"\",0,#REF!*N$627))))))))","v":{"$error":"#REF!"}},{"$f":"IF(#REF!=\"Interconnector\",#REF!*1,IF(#REF!=\"Wind\",#REF!*0.7,IF(#REF!=\"Marine\",#REF!*0.7,IF(#REF!=\"Nuclear\",#REF!*0.85,IF(#REF!=\"Pumped_Storage\",#REF!*0.5,IF(#REF!=\"CCS\",#REF!*0.85,IF(#REF!=\"OCGT\",#REF!*0,IF(#REF!=\"\",0,#REF!*O$627))))))))","v":{"$error":"#REF!"}}]
[{"$f":"#REF!","v":{"$error":"#REF!"}},{"$f":"#REF!","v":{"$error":"#REF!"}},{"$f":"#REF!","v":{"$error":"#REF!"}},{"$f":"#REF!","v":{"$error":"#REF!"}},{"$f":"IF(#REF!=\"Interconnector\",#REF!*1,IF(#REF!=\"Wind\",#REF!*0.7,IF(#REF!=\"Marine\",#REF!*0.7,IF(#REF!=\"Nuclear\",#REF!*0.85,IF(#REF!=\"Pumped_Storage\",#REF!*0.5,IF(#REF!=\"CCS\",#REF!*0.85,IF(#REF!=\"OCGT\",#REF!*0,IF(#REF!=\"\",0,#REF!*E$627))))))))","v":{"$error":"#REF!"}},{"$f":"IF(#REF!=\"Interconnector\",#REF!*1,IF(#REF!=\"Wind\",#REF!*0.7,IF(#REF!=\"Marine\",#REF!*0.7,IF(#REF!=\"Nuclear\",#REF!*0.85,IF(#REF!=\"Pumped_Storage\",#REF!*0.5,IF(#REF!=\"CCS\",#REF!*0.85,IF(#REF!=\"OCGT\",#REF!*0,IF(#REF!=\"\",0,#REF!*F$627))))))))","v":{"$error":"#REF!"}},{"$f":"IF(#REF!=\"Interconnector\",#REF!*1,IF(#REF!=\"Wind\",#REF!*0.7,IF(#REF!=\"Marine\",#REF!*0.7,IF(#REF!=\"Nuclear\",#REF!*0.85,IF(#REF!=\"Pumped_Storage\",#REF!*0.5,IF(#REF!=\"CCS\",#REF!*0.85,IF(#REF!=\"OCGT\",#REF!*0,IF(#REF!=\"\",0,#REF!*G$627))))))))","v":{"$error":"#REF!"}},{"$f":"IF(#REF!=\"Interconnector\",#REF!*1,IF(#REF!=\"Wind\",#REF!*0.7,IF(#REF!=\"Marine\",#REF!*0.7,IF(#REF!=\"Nuclear\",#REF!*0.85,IF(#REF!=\"Pumped_Storage\",#REF!*0.5,IF(#REF!=\"CCS\",#REF!*0.85,IF(#REF!=\"OCGT\",#REF!*0,IF(#REF!=\"\",0,#REF!*H$627))))))))","v":{"$error":"#REF!"}},{"$f":"IF(#REF!=\"Interconnector\",#REF!*1,IF(#REF!=\"Wind\",#REF!*0.7,IF(#REF!=\"Marine\",#REF!*0.7,IF(#REF!=\"Nuclear\",#REF!*0.85,IF(#REF!=\"Pumped_Storage\",#REF!*0.5,IF(#REF!=\"CCS\",#REF!*0.85,IF(#REF!=\"OCGT\",#REF!*0,IF(#REF!=\"\",0,#REF!*I$627))))))))","v":{"$error":"#REF!"}},{"$f":"IF(#REF!=\"Interconnector\",#REF!*1,IF(#REF!=\"Wind\",#REF!*0.7,IF(#REF!=\"Marine\",#REF!*0.7,IF(#REF!=\"Nuclear\",#REF!*0.85,IF(#REF!=\"Pumped_Storage\",#REF!*0.5,IF(#REF!=\"CCS\",#REF!*0.85,IF(#REF!=\"OCGT\",#REF!*0,IF(#REF!=\"\",0,#REF!*J$627))))))))","v":{"$error":"#REF!"}},{"$f":"IF(#REF!=\"Interconnector\",#REF!*1,IF(#REF!=\"Wind\",#REF!*0.7,IF(#REF!=\"Marine\",#REF!*0.7,IF(#REF!=\"Nuclear\",#REF!*0.85,IF(#REF!=\"Pumped_Storage\",#REF!*0.5,IF(#REF!=\"CCS\",#REF!*0.85,IF(#REF!=\"OCGT\",#REF!*0,IF(#REF!=\"\",0,#REF!*K$627))))))))","v":{"$error":"#REF!"}},{"$f":"IF(#REF!=\"Interconnector\",#REF!*1,IF(#REF!=\"Wind\",#REF!*0.7,IF(#REF!=\"Marine\",#REF!*0.7,IF(#REF!=\"Nuclear\",#REF!*0.85,IF(#REF!=\"Pumped_Storage\",#REF!*0.5,IF(#REF!=\"CCS\",#REF!*0.85,IF(#REF!=\"OCGT\",#REF!*0,IF(#REF!=\"\",0,#REF!*L$627))))))))","v":{"$error":"#REF!"}},{"$f":"IF(#REF!=\"Interconnector\",#REF!*1,IF(#REF!=\"Wind\",#REF!*0.7,IF(#REF!=\"Marine\",#REF!*0.7,IF(#REF!=\"Nuclear\",#REF!*0.85,IF(#REF!=\"Pumped_Storage\",#REF!*0.5,IF(#REF!=\"CCS\",#REF!*0.85,IF(#REF!=\"OCGT\",#REF!*0,IF(#REF!=\"\",0,#REF!*M$627))))))))","v":{"$error":"#REF!"}},{"$f":"IF(#REF!=\"Interconnector\",#REF!*1,IF(#REF!=\"Wind\",#REF!*0.7,IF(#REF!=\"Marine\",#REF!*0.7,IF(#REF!=\"Nuclear\",#REF!*0.85,IF(#REF!=\"Pumped_Storage\",#REF!*0.5,IF(#REF!=\"CCS\",#REF!*0.85,IF(#REF!=\"OCGT\",#REF!*0,IF(#REF!=\"\",0,#REF!*N$627))))))))","v":{"$error":"#REF!"}},{"$f":"IF(#REF!=\"Interconnector\",#REF!*1,IF(#REF!=\"Wind\",#REF!*0.7,IF(#REF!=\"Marine\",#REF!*0.7,IF(#REF!=\"Nuclear\",#REF!*0.85,IF(#REF!=\"Pumped_Storage\",#REF!*0.5,IF(#REF!=\"CCS\",#REF!*0.85,IF(#REF!=\"OCGT\",#REF!*0,IF(#REF!=\"\",0,#REF!*O$627))))))))","v":{"$error":"#REF!"}}]
[{"$f":"#REF!","v":{"$error":"#REF!"}},{"$f":"#REF!","v":{"$error":"#REF!"}},{"$f":"#REF!","v":{"$error":"#REF!"}},{"$f":"#REF!","v":{"$error":"#REF!"}},{"$f":"IF(#REF!=\"Interconnector\",#REF!*1,IF(#REF!=\"Wind\",#REF!*0.7,IF(#REF!=\"Marine\",#REF!*0.7,IF(#REF!=\"Nuclear\",#REF!*0.85,IF(#REF!=\"Pumped_Storage\",#REF!*0.5,IF(#REF!=\"CCS\",#REF!*0.85,IF(#REF!=\"OCGT\",#REF!*0,IF(#REF!=\"\",0,#REF!*E$627))))))))","v":{"$error":"#REF!"}},{"$f":"IF(#REF!=\"Interconnector\",#REF!*1,IF(#REF!=\"Wind\",#REF!*0.7,IF(#REF!=\"Marine\",#REF!*0.7,IF(#REF!=\"Nuclear\",#REF!*0.85,IF(#REF!=\"Pumped_Storage\",#REF!*0.5,IF(#REF!=\"CCS\",#REF!*0.85,IF(#REF!=\"OCGT\",#REF!*0,IF(#REF!=\"\",0,#REF!*F$627))))))))","v":{"$error":"#REF!"}},{"$f":"IF(#REF!=\"Interconnector\",#REF!*1,IF(#REF!=\"Wind\",#REF!*0.7,IF(#REF!=\"Marine\",#REF!*0.7,IF(#REF!=\"Nuclear\",#REF!*0.85,IF(#REF!=\"Pumped_Storage\",#REF!*0.5,IF(#REF!=\"CCS\",#REF!*0.85,IF(#REF!=\"OCGT\",#REF!*0,IF(#REF!=\"\",0,#REF!*G$627))))))))","v":{"$error":"#REF!"}},{"$f":"IF(#REF!=\"Interconnector\",#REF!*1,IF(#REF!=\"Wind\",#REF!*0.7,IF(#REF!=\"Marine\",#REF!*0.7,IF(#REF!=\"Nuclear\",#REF!*0.85,IF(#REF!=\"Pumped_Storage\",#REF!*0.5,IF(#REF!=\"CCS\",#REF!*0.85,IF(#REF!=\"OCGT\",#REF!*0,IF(#REF!=\"\",0,#REF!*H$627))))))))","v":{"$error":"#REF!"}},{"$f":"IF(#REF!=\"Interconnector\",#REF!*1,IF(#REF!=\"Wind\",#REF!*0.7,IF(#REF!=\"Marine\",#REF!*0.7,IF(#REF!=\"Nuclear\",#REF!*0.85,IF(#REF!=\"Pumped_Storage\",#REF!*0.5,IF(#REF!=\"CCS\",#REF!*0.85,IF(#REF!=\"OCGT\",#REF!*0,IF(#REF!=\"\",0,#REF!*I$627))))))))","v":{"$error":"#REF!"}},{"$f":"IF(#REF!=\"Interconnector\",#REF!*1,IF(#REF!=\"Wind\",#REF!*0.7,IF(#REF!=\"Marine\",#REF!*0.7,IF(#REF!=\"Nuclear\",#REF!*0.85,IF(#REF!=\"Pumped_Storage\",#REF!*0.5,IF(#REF!=\"CCS\",#REF!*0.85,IF(#REF!=\"OCGT\",#REF!*0,IF(#REF!=\"\",0,#REF!*J$627))))))))","v":{"$error":"#REF!"}},{"$f":"IF(#REF!=\"Interconnector\",#REF!*1,IF(#REF!=\"Wind\",#REF!*0.7,IF(#REF!=\"Marine\",#REF!*0.7,IF(#REF!=\"Nuclear\",#REF!*0.85,IF(#REF!=\"Pumped_Storage\",#REF!*0.5,IF(#REF!=\"CCS\",#REF!*0.85,IF(#REF!=\"OCGT\",#REF!*0,IF(#REF!=\"\",0,#REF!*K$627))))))))","v":{"$error":"#REF!"}},{"$f":"IF(#REF!=\"Interconnector\",#REF!*1,IF(#REF!=\"Wind\",#REF!*0.7,IF(#REF!=\"Marine\",#REF!*0.7,IF(#REF!=\"Nuclear\",#REF!*0.85,IF(#REF!=\"Pumped_Storage\",#REF!*0.5,IF(#REF!=\"CCS\",#REF!*0.85,IF(#REF!=\"OCGT\",#REF!*0,IF(#REF!=\"\",0,#REF!*L$627))))))))","v":{"$error":"#REF!"}},{"$f":"IF(#REF!=\"Interconnector\",#REF!*1,IF(#REF!=\"Wind\",#REF!*0.7,IF(#REF!=\"Marine\",#REF!*0.7,IF(#REF!=\"Nuclear\",#REF!*0.85,IF(#REF!=\"Pumped_Storage\",#REF!*0.5,IF(#REF!=\"CCS\",#REF!*0.85,IF(#REF!=\"OCGT\",#REF!*0,IF(#REF!=\"\",0,#REF!*M$627))))))))","v":{"$error":"#REF!"}},{"$f":"IF(#REF!=\"Interconnector\",#REF!*1,IF(#REF!=\"Wind\",#REF!*0.7,IF(#REF!=\"Marine\",#REF!*0.7,IF(#REF!=\"Nuclear\",#REF!*0.85,IF(#REF!=\"Pumped_Storage\",#REF!*0.5,IF(#REF!=\"CCS\",#REF!*0.85,IF(#REF!=\"OCGT\",#REF!*0,IF(#REF!=\"\",0,#REF!*N$627))))))))","v":{"$error":"#REF!"}},{"$f":"IF(#REF!=\"Interconnector\",#REF!*1,IF(#REF!=\"Wind\",#REF!*0.7,IF(#REF!=\"Marine\",#REF!*0.7,IF(#REF!=\"Nuclear\",#REF!*0.85,IF(#REF!=\"Pumped_Storage\",#REF!*0.5,IF(#REF!=\"CCS\",#REF!*0.85,IF(#REF!=\"OCGT\",#REF!*0,IF(#REF!=\"\",0,#REF!*O$627))))))))","v":{"$error":"#REF!"}}]
[{"$f":"#REF!","v":{"$error":"#REF!"}},{"$f":"#REF!","v":{"$error":"#REF!"}},{"$f":"#REF!","v":{"$error":"#REF!"}},{"$f":"#REF!","v":{"$error":"#REF!"}},{"$f":"IF(#REF!=\"Interconnector\",#REF!*1,IF(#REF!=\"Wind\",#REF!*0.7,IF(#REF!=\"Marine\",#REF!*0.7,IF(#REF!=\"Nuclear\",#REF!*0.85,IF(#REF!=\"Pumped_Storage\",#REF!*0.5,IF(#REF!=\"CCS\",#REF!*0.85,IF(#REF!=\"OCGT\",#REF!*0,IF(#REF!=\"\",0,#REF!*E$627))))))))","v":{"$error":"#REF!"}},{"$f":"IF(#REF!=\"Interconnector\",#REF!*1,IF(#REF!=\"Wind\",#REF!*0.7,IF(#REF!=\"Marine\",#REF!*0.7,IF(#REF!=\"Nuclear\",#REF!*0.85,IF(#REF!=\"Pumped_Storage\",#REF!*0.5,IF(#REF!=\"CCS\",#REF!*0.85,IF(#REF!=\"OCGT\",#REF!*0,IF(#REF!=\"\",0,#REF!*F$627))))))))","v":{"$error":"#REF!"}},{"$f":"IF(#REF!=\"Interconnector\",#REF!*1,IF(#REF!=\"Wind\",#REF!*0.7,IF(#REF!=\"Marine\",#REF!*0.7,IF(#REF!=\"Nuclear\",#REF!*0.85,IF(#REF!=\"Pumped_Storage\",#REF!*0.5,IF(#REF!=\"CCS\",#REF!*0.85,IF(#REF!=\"OCGT\",#REF!*0,IF(#REF!=\"\",0,#REF!*G$627))))))))","v":{"$error":"#REF!"}},{"$f":"IF(#REF!=\"Interconnector\",#REF!*1,IF(#REF!=\"Wind\",#REF!*0.7,IF(#REF!=\"Marine\",#REF!*0.7,IF(#REF!=\"Nuclear\",#REF!*0.85,IF(#REF!=\"Pumped_Storage\",#REF!*0.5,IF(#REF!=\"CCS\",#REF!*0.85,IF(#REF!=\"OCGT\",#REF!*0,IF(#REF!=\"\",0,#REF!*H$627))))))))","v":{"$error":"#REF!"}},{"$f":"IF(#REF!=\"Interconnector\",#REF!*1,IF(#REF!=\"Wind\",#REF!*0.7,IF(#REF!=\"Marine\",#REF!*0.7,IF(#REF!=\"Nuclear\",#REF!*0.85,IF(#REF!=\"Pumped_Storage\",#REF!*0.5,IF(#REF!=\"CCS\",#REF!*0.85,IF(#REF!=\"OCGT\",#REF!*0,IF(#REF!=\"\",0,#REF!*I$627))))))))","v":{"$error":"#REF!"}},{"$f":"IF(#REF!=\"Interconnector\",#REF!*1,IF(#REF!=\"Wind\",#REF!*0.7,IF(#REF!=\"Marine\",#REF!*0.7,IF(#REF!=\"Nuclear\",#REF!*0.85,IF(#REF!=\"Pumped_Storage\",#REF!*0.5,IF(#REF!=\"CCS\",#REF!*0.85,IF(#REF!=\"OCGT\",#REF!*0,IF(#REF!=\"\",0,#REF!*J$627))))))))","v":{"$error":"#REF!"}},{"$f":"IF(#REF!=\"Interconnector\",#REF!*1,IF(#REF!=\"Wind\",#REF!*0.7,IF(#REF!=\"Marine\",#REF!*0.7,IF(#REF!=\"Nuclear\",#REF!*0.85,IF(#REF!=\"Pumped_Storage\",#REF!*0.5,IF(#REF!=\"CCS\",#REF!*0.85,IF(#REF!=\"OCGT\",#REF!*0,IF(#REF!=\"\",0,#REF!*K$627))))))))","v":{"$error":"#REF!"}},{"$f":"IF(#REF!=\"Interconnector\",#REF!*1,IF(#REF!=\"Wind\",#REF!*0.7,IF(#REF!=\"Marine\",#REF!*0.7,IF(#REF!=\"Nuclear\",#REF!*0.85,IF(#REF!=\"Pumped_Storage\",#REF!*0.5,IF(#REF!=\"CCS\",#REF!*0.85,IF(#REF!=\"OCGT\",#REF!*0,IF(#REF!=\"\",0,#REF!*L$627))))))))","v":{"$error":"#REF!"}},{"$f":"IF(#REF!=\"Interconnector\",#REF!*1,IF(#REF!=\"Wind\",#REF!*0.7,IF(#REF!=\"Marine\",#REF!*0.7,IF(#REF!=\"Nuclear\",#REF!*0.85,IF(#REF!=\"Pumped_Storage\",#REF!*0.5,IF(#REF!=\"CCS\",#REF!*0.85,IF(#REF!=\"OCGT\",#REF!*0,IF(#REF!=\"\",0,#REF!*M$627))))))))","v":{"$error":"#REF!"}},{"$f":"IF(#REF!=\"Interconnector\",#REF!*1,IF(#REF!=\"Wind\",#REF!*0.7,IF(#REF!=\"Marine\",#REF!*0.7,IF(#REF!=\"Nuclear\",#REF!*0.85,IF(#REF!=\"Pumped_Storage\",#REF!*0.5,IF(#REF!=\"CCS\",#REF!*0.85,IF(#REF!=\"OCGT\",#REF!*0,IF(#REF!=\"\",0,#REF!*N$627))))))))","v":{"$error":"#REF!"}},{"$f":"IF(#REF!=\"Interconnector\",#REF!*1,IF(#REF!=\"Wind\",#REF!*0.7,IF(#REF!=\"Marine\",#REF!*0.7,IF(#REF!=\"Nuclear\",#REF!*0.85,IF(#REF!=\"Pumped_Storage\",#REF!*0.5,IF(#REF!=\"CCS\",#REF!*0.85,IF(#REF!=\"OCGT\",#REF!*0,IF(#REF!=\"\",0,#REF!*O$627))))))))","v":{"$error":"#REF!"}}]
[{"$f":"#REF!","v":{"$error":"#REF!"}},{"$f":"#REF!","v":{"$error":"#REF!"}},{"$f":"#REF!","v":{"$error":"#REF!"}},{"$f":"#REF!","v":{"$error":"#REF!"}},{"$f":"IF(#REF!=\"Interconnector\",#REF!*1,IF(#REF!=\"Wind\",#REF!*0.7,IF(#REF!=\"Marine\",#REF!*0.7,IF(#REF!=\"Nuclear\",#REF!*0.85,IF(#REF!=\"Pumped_Storage\",#REF!*0.5,IF(#REF!=\"CCS\",#REF!*0.85,IF(#REF!=\"OCGT\",#REF!*0,IF(#REF!=\"\",0,#REF!*E$627))))))))","v":{"$error":"#REF!"}},{"$f":"IF(#REF!=\"Interconnector\",#REF!*1,IF(#REF!=\"Wind\",#REF!*0.7,IF(#REF!=\"Marine\",#REF!*0.7,IF(#REF!=\"Nuclear\",#REF!*0.85,IF(#REF!=\"Pumped_Storage\",#REF!*0.5,IF(#REF!=\"CCS\",#REF!*0.85,IF(#REF!=\"OCGT\",#REF!*0,IF(#REF!=\"\",0,#REF!*F$627))))))))","v":{"$error":"#REF!"}},{"$f":"IF(#REF!=\"Interconnector\",#REF!*1,IF(#REF!=\"Wind\",#REF!*0.7,IF(#REF!=\"Marine\",#REF!*0.7,IF(#REF!=\"Nuclear\",#REF!*0.85,IF(#REF!=\"Pumped_Storage\",#REF!*0.5,IF(#REF!=\"CCS\",#REF!*0.85,IF(#REF!=\"OCGT\",#REF!*0,IF(#REF!=\"\",0,#REF!*G$627))))))))","v":{"$error":"#REF!"}},{"$f":"IF(#REF!=\"Interconnector\",#REF!*1,IF(#REF!=\"Wind\",#REF!*0.7,IF(#REF!=\"Marine\",#REF!*0.7,IF(#REF!=\"Nuclear\",#REF!*0.85,IF(#REF!=\"Pumped_Storage\",#REF!*0.5,IF(#REF!=\"CCS\",#REF!*0.85,IF(#REF!=\"OCGT\",#REF!*0,IF(#REF!=\"\",0,#REF!*H$627))))))))","v":{"$error":"#REF!"}},{"$f":"IF(#REF!=\"Interconnector\",#REF!*1,IF(#REF!=\"Wind\",#REF!*0.7,IF(#REF!=\"Marine\",#REF!*0.7,IF(#REF!=\"Nuclear\",#REF!*0.85,IF(#REF!=\"Pumped_Storage\",#REF!*0.5,IF(#REF!=\"CCS\",#REF!*0.85,IF(#REF!=\"OCGT\",#REF!*0,IF(#REF!=\"\",0,#REF!*I$627))))))))","v":{"$error":"#REF!"}},{"$f":"IF(#REF!=\"Interconnector\",#REF!*1,IF(#REF!=\"Wind\",#REF!*0.7,IF(#REF!=\"Marine\",#REF!*0.7,IF(#REF!=\"Nuclear\",#REF!*0.85,IF(#REF!=\"Pumped_Storage\",#REF!*0.5,IF(#REF!=\"CCS\",#REF!*0.85,IF(#REF!=\"OCGT\",#REF!*0,IF(#REF!=\"\",0,#REF!*J$627))))))))","v":{"$error":"#REF!"}},{"$f":"IF(#REF!=\"Interconnector\",#REF!*1,IF(#REF!=\"Wind\",#REF!*0.7,IF(#REF!=\"Marine\",#REF!*0.7,IF(#REF!=\"Nuclear\",#REF!*0.85,IF(#REF!=\"Pumped_Storage\",#REF!*0.5,IF(#REF!=\"CCS\",#REF!*0.85,IF(#REF!=\"OCGT\",#REF!*0,IF(#REF!=\"\",0,#REF!*K$627))))))))","v":{"$error":"#REF!"}},{"$f":"IF(#REF!=\"Interconnector\",#REF!*1,IF(#REF!=\"Wind\",#REF!*0.7,IF(#REF!=\"Marine\",#REF!*0.7,IF(#REF!=\"Nuclear\",#REF!*0.85,IF(#REF!=\"Pumped_Storage\",#REF!*0.5,IF(#REF!=\"CCS\",#REF!*0.85,IF(#REF!=\"OCGT\",#REF!*0,IF(#REF!=\"\",0,#REF!*L$627))))))))","v":{"$error":"#REF!"}},{"$f":"IF(#REF!=\"Interconnector\",#REF!*1,IF(#REF!=\"Wind\",#REF!*0.7,IF(#REF!=\"Marine\",#REF!*0.7,IF(#REF!=\"Nuclear\",#REF!*0.85,IF(#REF!=\"Pumped_Storage\",#REF!*0.5,IF(#REF!=\"CCS\",#REF!*0.85,IF(#REF!=\"OCGT\",#REF!*0,IF(#REF!=\"\",0,#REF!*M$627))))))))","v":{"$error":"#REF!"}},{"$f":"IF(#REF!=\"Interconnector\",#REF!*1,IF(#REF!=\"Wind\",#REF!*0.7,IF(#REF!=\"Marine\",#REF!*0.7,IF(#REF!=\"Nuclear\",#REF!*0.85,IF(#REF!=\"Pumped_Storage\",#REF!*0.5,IF(#REF!=\"CCS\",#REF!*0.85,IF(#REF!=\"OCGT\",#REF!*0,IF(#REF!=\"\",0,#REF!*N$627))))))))","v":{"$error":"#REF!"}},{"$f":"IF(#REF!=\"Interconnector\",#REF!*1,IF(#REF!=\"Wind\",#REF!*0.7,IF(#REF!=\"Marine\",#REF!*0.7,IF(#REF!=\"Nuclear\",#REF!*0.85,IF(#REF!=\"Pumped_Storage\",#REF!*0.5,IF(#REF!=\"CCS\",#REF!*0.85,IF(#REF!=\"OCGT\",#REF!*0,IF(#REF!=\"\",0,#REF!*O$627))))))))","v":{"$error":"#REF!"}}]
[{"$f":"#REF!","v":{"$error":"#REF!"}},{"$f":"#REF!","v":{"$error":"#REF!"}},{"$f":"#REF!","v":{"$error":"#REF!"}},{"$f":"#REF!","v":{"$error":"#REF!"}},{"$f":"IF(#REF!=\"Interconnector\",#REF!*1,IF(#REF!=\"Wind\",#REF!*0.7,IF(#REF!=\"Marine\",#REF!*0.7,IF(#REF!=\"Nuclear\",#REF!*0.85,IF(#REF!=\"Pumped_Storage\",#REF!*0.5,IF(#REF!=\"CCS\",#REF!*0.85,IF(#REF!=\"OCGT\",#REF!*0,IF(#REF!=\"\",0,#REF!*E$627))))))))","v":{"$error":"#REF!"}},{"$f":"IF(#REF!=\"Interconnector\",#REF!*1,IF(#REF!=\"Wind\",#REF!*0.7,IF(#REF!=\"Marine\",#REF!*0.7,IF(#REF!=\"Nuclear\",#REF!*0.85,IF(#REF!=\"Pumped_Storage\",#REF!*0.5,IF(#REF!=\"CCS\",#REF!*0.85,IF(#REF!=\"OCGT\",#REF!*0,IF(#REF!=\"\",0,#REF!*F$627))))))))","v":{"$error":"#REF!"}},{"$f":"IF(#REF!=\"Interconnector\",#REF!*1,IF(#REF!=\"Wind\",#REF!*0.7,IF(#REF!=\"Marine\",#REF!*0.7,IF(#REF!=\"Nuclear\",#REF!*0.85,IF(#REF!=\"Pumped_Storage\",#REF!*0.5,IF(#REF!=\"CCS\",#REF!*0.85,IF(#REF!=\"OCGT\",#REF!*0,IF(#REF!=\"\",0,#REF!*G$627))))))))","v":{"$error":"#REF!"}},{"$f":"IF(#REF!=\"Interconnector\",#REF!*1,IF(#REF!=\"Wind\",#REF!*0.7,IF(#REF!=\"Marine\",#REF!*0.7,IF(#REF!=\"Nuclear\",#REF!*0.85,IF(#REF!=\"Pumped_Storage\",#REF!*0.5,IF(#REF!=\"CCS\",#REF!*0.85,IF(#REF!=\"OCGT\",#REF!*0,IF(#REF!=\"\",0,#REF!*H$627))))))))","v":{"$error":"#REF!"}},{"$f":"IF(#REF!=\"Interconnector\",#REF!*1,IF(#REF!=\"Wind\",#REF!*0.7,IF(#REF!=\"Marine\",#REF!*0.7,IF(#REF!=\"Nuclear\",#REF!*0.85,IF(#REF!=\"Pumped_Storage\",#REF!*0.5,IF(#REF!=\"CCS\",#REF!*0.85,IF(#REF!=\"OCGT\",#REF!*0,IF(#REF!=\"\",0,#REF!*I$627))))))))","v":{"$error":"#REF!"}},{"$f":"IF(#REF!=\"Interconnector\",#REF!*1,IF(#REF!=\"Wind\",#REF!*0.7,IF(#REF!=\"Marine\",#REF!*0.7,IF(#REF!=\"Nuclear\",#REF!*0.85,IF(#REF!=\"Pumped_Storage\",#REF!*0.5,IF(#REF!=\"CCS\",#REF!*0.85,IF(#REF!=\"OCGT\",#REF!*0,IF(#REF!=\"\",0,#REF!*J$627))))))))","v":{"$error":"#REF!"}},{"$f":"IF(#REF!=\"Interconnector\",#REF!*1,IF(#REF!=\"Wind\",#REF!*0.7,IF(#REF!=\"Marine\",#REF!*0.7,IF(#REF!=\"Nuclear\",#REF!*0.85,IF(#REF!=\"Pumped_Storage\",#REF!*0.5,IF(#REF!=\"CCS\",#REF!*0.85,IF(#REF!=\"OCGT\",#REF!*0,IF(#REF!=\"\",0,#REF!*K$627))))))))","v":{"$error":"#REF!"}},{"$f":"IF(#REF!=\"Interconnector\",#REF!*1,IF(#REF!=\"Wind\",#REF!*0.7,IF(#REF!=\"Marine\",#REF!*0.7,IF(#REF!=\"Nuclear\",#REF!*0.85,IF(#REF!=\"Pumped_Storage\",#REF!*0.5,IF(#REF!=\"CCS\",#REF!*0.85,IF(#REF!=\"OCGT\",#REF!*0,IF(#REF!=\"\",0,#REF!*L$627))))))))","v":{"$error":"#REF!"}},{"$f":"IF(#REF!=\"Interconnector\",#REF!*1,IF(#REF!=\"Wind\",#REF!*0.7,IF(#REF!=\"Marine\",#REF!*0.7,IF(#REF!=\"Nuclear\",#REF!*0.85,IF(#REF!=\"Pumped_Storage\",#REF!*0.5,IF(#REF!=\"CCS\",#REF!*0.85,IF(#REF!=\"OCGT\",#REF!*0,IF(#REF!=\"\",0,#REF!*M$627))))))))","v":{"$error":"#REF!"}},{"$f":"IF(#REF!=\"Interconnector\",#REF!*1,IF(#REF!=\"Wind\",#REF!*0.7,IF(#REF!=\"Marine\",#REF!*0.7,IF(#REF!=\"Nuclear\",#REF!*0.85,IF(#REF!=\"Pumped_Storage\",#REF!*0.5,IF(#REF!=\"CCS\",#REF!*0.85,IF(#REF!=\"OCGT\",#REF!*0,IF(#REF!=\"\",0,#REF!*N$627))))))))","v":{"$error":"#REF!"}},{"$f":"IF(#REF!=\"Interconnector\",#REF!*1,IF(#REF!=\"Wind\",#REF!*0.7,IF(#REF!=\"Marine\",#REF!*0.7,IF(#REF!=\"Nuclear\",#REF!*0.85,IF(#REF!=\"Pumped_Storage\",#REF!*0.5,IF(#REF!=\"CCS\",#REF!*0.85,IF(#REF!=\"OCGT\",#REF!*0,IF(#REF!=\"\",0,#REF!*O$627))))))))","v":{"$error":"#REF!"}}]
[{"$f":"#REF!","v":{"$error":"#REF!"}},{"$f":"#REF!","v":{"$error":"#REF!"}},{"$f":"#REF!","v":{"$error":"#REF!"}},{"$f":"#REF!","v":{"$error":"#REF!"}},{"$f":"IF(#REF!=\"Interconnector\",#REF!*1,IF(#REF!=\"Wind\",#REF!*0.7,IF(#REF!=\"Marine\",#REF!*0.7,IF(#REF!=\"Nuclear\",#REF!*0.85,IF(#REF!=\"Pumped_Storage\",#REF!*0.5,IF(#REF!=\"CCS\",#REF!*0.85,IF(#REF!=\"OCGT\",#REF!*0,IF(#REF!=\"\",0,#REF!*E$627))))))))","v":{"$error":"#REF!"}},{"$f":"IF(#REF!=\"Interconnector\",#REF!*1,IF(#REF!=\"Wind\",#REF!*0.7,IF(#REF!=\"Marine\",#REF!*0.7,IF(#REF!=\"Nuclear\",#REF!*0.85,IF(#REF!=\"Pumped_Storage\",#REF!*0.5,IF(#REF!=\"CCS\",#REF!*0.85,IF(#REF!=\"OCGT\",#REF!*0,IF(#REF!=\"\",0,#REF!*F$627))))))))","v":{"$error":"#REF!"}},{"$f":"IF(#REF!=\"Interconnector\",#REF!*1,IF(#REF!=\"Wind\",#REF!*0.7,IF(#REF!=\"Marine\",#REF!*0.7,IF(#REF!=\"Nuclear\",#REF!*0.85,IF(#REF!=\"Pumped_Storage\",#REF!*0.5,IF(#REF!=\"CCS\",#REF!*0.85,IF(#REF!=\"OCGT\",#REF!*0,IF(#REF!=\"\",0,#REF!*G$627))))))))","v":{"$error":"#REF!"}},{"$f":"IF(#REF!=\"Interconnector\",#REF!*1,IF(#REF!=\"Wind\",#REF!*0.7,IF(#REF!=\"Marine\",#REF!*0.7,IF(#REF!=\"Nuclear\",#REF!*0.85,IF(#REF!=\"Pumped_Storage\",#REF!*0.5,IF(#REF!=\"CCS\",#REF!*0.85,IF(#REF!=\"OCGT\",#REF!*0,IF(#REF!=\"\",0,#REF!*H$627))))))))","v":{"$error":"#REF!"}},{"$f":"IF(#REF!=\"Interconnector\",#REF!*1,IF(#REF!=\"Wind\",#REF!*0.7,IF(#REF!=\"Marine\",#REF!*0.7,IF(#REF!=\"Nuclear\",#REF!*0.85,IF(#REF!=\"Pumped_Storage\",#REF!*0.5,IF(#REF!=\"CCS\",#REF!*0.85,IF(#REF!=\"OCGT\",#REF!*0,IF(#REF!=\"\",0,#REF!*I$627))))))))","v":{"$error":"#REF!"}},{"$f":"IF(#REF!=\"Interconnector\",#REF!*1,IF(#REF!=\"Wind\",#REF!*0.7,IF(#REF!=\"Marine\",#REF!*0.7,IF(#REF!=\"Nuclear\",#REF!*0.85,IF(#REF!=\"Pumped_Storage\",#REF!*0.5,IF(#REF!=\"CCS\",#REF!*0.85,IF(#REF!=\"OCGT\",#REF!*0,IF(#REF!=\"\",0,#REF!*J$627))))))))","v":{"$error":"#REF!"}},{"$f":"IF(#REF!=\"Interconnector\",#REF!*1,IF(#REF!=\"Wind\",#REF!*0.7,IF(#REF!=\"Marine\",#REF!*0.7,IF(#REF!=\"Nuclear\",#REF!*0.85,IF(#REF!=\"Pumped_Storage\",#REF!*0.5,IF(#REF!=\"CCS\",#REF!*0.85,IF(#REF!=\"OCGT\",#REF!*0,IF(#REF!=\"\",0,#REF!*K$627))))))))","v":{"$error":"#REF!"}},{"$f":"IF(#REF!=\"Interconnector\",#REF!*1,IF(#REF!=\"Wind\",#REF!*0.7,IF(#REF!=\"Marine\",#REF!*0.7,IF(#REF!=\"Nuclear\",#REF!*0.85,IF(#REF!=\"Pumped_Storage\",#REF!*0.5,IF(#REF!=\"CCS\",#REF!*0.85,IF(#REF!=\"OCGT\",#REF!*0,IF(#REF!=\"\",0,#REF!*L$627))))))))","v":{"$error":"#REF!"}},{"$f":"IF(#REF!=\"Interconnector\",#REF!*1,IF(#REF!=\"Wind\",#REF!*0.7,IF(#REF!=\"Marine\",#REF!*0.7,IF(#REF!=\"Nuclear\",#REF!*0.85,IF(#REF!=\"Pumped_Storage\",#REF!*0.5,IF(#REF!=\"CCS\",#REF!*0.85,IF(#REF!=\"OCGT\",#REF!*0,IF(#REF!=\"\",0,#REF!*M$627))))))))","v":{"$error":"#REF!"}},{"$f":"IF(#REF!=\"Interconnector\",#REF!*1,IF(#REF!=\"Wind\",#REF!*0.7,IF(#REF!=\"Marine\",#REF!*0.7,IF(#REF!=\"Nuclear\",#REF!*0.85,IF(#REF!=\"Pumped_Storage\",#REF!*0.5,IF(#REF!=\"CCS\",#REF!*0.85,IF(#REF!=\"OCGT\",#REF!*0,IF(#REF!=\"\",0,#REF!*N$627))))))))","v":{"$error":"#REF!"}},{"$f":"IF(#REF!=\"Interconnector\",#REF!*1,IF(#REF!=\"Wind\",#REF!*0.7,IF(#REF!=\"Marine\",#REF!*0.7,IF(#REF!=\"Nuclear\",#REF!*0.85,IF(#REF!=\"Pumped_Storage\",#REF!*0.5,IF(#REF!=\"CCS\",#REF!*0.85,IF(#REF!=\"OCGT\",#REF!*0,IF(#REF!=\"\",0,#REF!*O$627))))))))","v":{"$error":"#REF!"}}]
[{"$f":"#REF!","v":{"$error":"#REF!"}},{"$f":"#REF!","v":{"$error":"#REF!"}},{"$f":"#REF!","v":{"$error":"#REF!"}},{"$f":"#REF!","v":{"$error":"#REF!"}},{"$f":"IF(#REF!=\"Interconnector\",#REF!*1,IF(#REF!=\"Wind\",#REF!*0.7,IF(#REF!=\"Marine\",#REF!*0.7,IF(#REF!=\"Nuclear\",#REF!*0.85,IF(#REF!=\"Pumped_Storage\",#REF!*0.5,IF(#REF!=\"CCS\",#REF!*0.85,IF(#REF!=\"OCGT\",#REF!*0,IF(#REF!=\"\",0,#REF!*E$627))))))))","v":{"$error":"#REF!"}},{"$f":"IF(#REF!=\"Interconnector\",#REF!*1,IF(#REF!=\"Wind\",#REF!*0.7,IF(#REF!=\"Marine\",#REF!*0.7,IF(#REF!=\"Nuclear\",#REF!*0.85,IF(#REF!=\"Pumped_Storage\",#REF!*0.5,IF(#REF!=\"CCS\",#REF!*0.85,IF(#REF!=\"OCGT\",#REF!*0,IF(#REF!=\"\",0,#REF!*F$627))))))))","v":{"$error":"#REF!"}},{"$f":"IF(#REF!=\"Interconnector\",#REF!*1,IF(#REF!=\"Wind\",#REF!*0.7,IF(#REF!=\"Marine\",#REF!*0.7,IF(#REF!=\"Nuclear\",#REF!*0.85,IF(#REF!=\"Pumped_Storage\",#REF!*0.5,IF(#REF!=\"CCS\",#REF!*0.85,IF(#REF!=\"OCGT\",#REF!*0,IF(#REF!=\"\",0,#REF!*G$627))))))))","v":{"$error":"#REF!"}},{"$f":"IF(#REF!=\"Interconnector\",#REF!*1,IF(#REF!=\"Wind\",#REF!*0.7,IF(#REF!=\"Marine\",#REF!*0.7,IF(#REF!=\"Nuclear\",#REF!*0.85,IF(#REF!=\"Pumped_Storage\",#REF!*0.5,IF(#REF!=\"CCS\",#REF!*0.85,IF(#REF!=\"OCGT\",#REF!*0,IF(#REF!=\"\",0,#REF!*H$627))))))))","v":{"$error":"#REF!"}},{"$f":"IF(#REF!=\"Interconnector\",#REF!*1,IF(#REF!=\"Wind\",#REF!*0.7,IF(#REF!=\"Marine\",#REF!*0.7,IF(#REF!=\"Nuclear\",#REF!*0.85,IF(#REF!=\"Pumped_Storage\",#REF!*0.5,IF(#REF!=\"CCS\",#REF!*0.85,IF(#REF!=\"OCGT\",#REF!*0,IF(#REF!=\"\",0,#REF!*I$627))))))))","v":{"$error":"#REF!"}},{"$f":"IF(#REF!=\"Interconnector\",#REF!*1,IF(#REF!=\"Wind\",#REF!*0.7,IF(#REF!=\"Marine\",#REF!*0.7,IF(#REF!=\"Nuclear\",#REF!*0.85,IF(#REF!=\"Pumped_Storage\",#REF!*0.5,IF(#REF!=\"CCS\",#REF!*0.85,IF(#REF!=\"OCGT\",#REF!*0,IF(#REF!=\"\",0,#REF!*J$627))))))))","v":{"$error":"#REF!"}},{"$f":"IF(#REF!=\"Interconnector\",#REF!*1,IF(#REF!=\"Wind\",#REF!*0.7,IF(#REF!=\"Marine\",#REF!*0.7,IF(#REF!=\"Nuclear\",#REF!*0.85,IF(#REF!=\"Pumped_Storage\",#REF!*0.5,IF(#REF!=\"CCS\",#REF!*0.85,IF(#REF!=\"OCGT\",#REF!*0,IF(#REF!=\"\",0,#REF!*K$627))))))))","v":{"$error":"#REF!"}},{"$f":"IF(#REF!=\"Interconnector\",#REF!*1,IF(#REF!=\"Wind\",#REF!*0.7,IF(#REF!=\"Marine\",#REF!*0.7,IF(#REF!=\"Nuclear\",#REF!*0.85,IF(#REF!=\"Pumped_Storage\",#REF!*0.5,IF(#REF!=\"CCS\",#REF!*0.85,IF(#REF!=\"OCGT\",#REF!*0,IF(#REF!=\"\",0,#REF!*L$627))))))))","v":{"$error":"#REF!"}},{"$f":"IF(#REF!=\"Interconnector\",#REF!*1,IF(#REF!=\"Wind\",#REF!*0.7,IF(#REF!=\"Marine\",#REF!*0.7,IF(#REF!=\"Nuclear\",#REF!*0.85,IF(#REF!=\"Pumped_Storage\",#REF!*0.5,IF(#REF!=\"CCS\",#REF!*0.85,IF(#REF!=\"OCGT\",#REF!*0,IF(#REF!=\"\",0,#REF!*M$627))))))))","v":{"$error":"#REF!"}},{"$f":"IF(#REF!=\"Interconnector\",#REF!*1,IF(#REF!=\"Wind\",#REF!*0.7,IF(#REF!=\"Marine\",#REF!*0.7,IF(#REF!=\"Nuclear\",#REF!*0.85,IF(#REF!=\"Pumped_Storage\",#REF!*0.5,IF(#REF!=\"CCS\",#REF!*0.85,IF(#REF!=\"OCGT\",#REF!*0,IF(#REF!=\"\",0,#REF!*N$627))))))))","v":{"$error":"#REF!"}},{"$f":"IF(#REF!=\"Interconnector\",#REF!*1,IF(#REF!=\"Wind\",#REF!*0.7,IF(#REF!=\"Marine\",#REF!*0.7,IF(#REF!=\"Nuclear\",#REF!*0.85,IF(#REF!=\"Pumped_Storage\",#REF!*0.5,IF(#REF!=\"CCS\",#REF!*0.85,IF(#REF!=\"OCGT\",#REF!*0,IF(#REF!=\"\",0,#REF!*O$627))))))))","v":{"$error":"#REF!"}}]
[{"$f":"#REF!","v":{"$error":"#REF!"}},{"$f":"#REF!","v":{"$error":"#REF!"}},{"$f":"#REF!","v":{"$error":"#REF!"}},{"$f":"#REF!","v":{"$error":"#REF!"}},{"$f":"IF(#REF!=\"Interconnector\",#REF!*1,IF(#REF!=\"Wind\",#REF!*0.7,IF(#REF!=\"Marine\",#REF!*0.7,IF(#REF!=\"Nuclear\",#REF!*0.85,IF(#REF!=\"Pumped_Storage\",#REF!*0.5,IF(#REF!=\"CCS\",#REF!*0.85,IF(#REF!=\"OCGT\",#REF!*0,IF(#REF!=\"\",0,#REF!*E$627))))))))","v":{"$error":"#REF!"}},{"$f":"IF(#REF!=\"Interconnector\",#REF!*1,IF(#REF!=\"Wind\",#REF!*0.7,IF(#REF!=\"Marine\",#REF!*0.7,IF(#REF!=\"Nuclear\",#REF!*0.85,IF(#REF!=\"Pumped_Storage\",#REF!*0.5,IF(#REF!=\"CCS\",#REF!*0.85,IF(#REF!=\"OCGT\",#REF!*0,IF(#REF!=\"\",0,#REF!*F$627))))))))","v":{"$error":"#REF!"}},{"$f":"IF(#REF!=\"Interconnector\",#REF!*1,IF(#REF!=\"Wind\",#REF!*0.7,IF(#REF!=\"Marine\",#REF!*0.7,IF(#REF!=\"Nuclear\",#REF!*0.85,IF(#REF!=\"Pumped_Storage\",#REF!*0.5,IF(#REF!=\"CCS\",#REF!*0.85,IF(#REF!=\"OCGT\",#REF!*0,IF(#REF!=\"\",0,#REF!*G$627))))))))","v":{"$error":"#REF!"}},{"$f":"IF(#REF!=\"Interconnector\",#REF!*1,IF(#REF!=\"Wind\",#REF!*0.7,IF(#REF!=\"Marine\",#REF!*0.7,IF(#REF!=\"Nuclear\",#REF!*0.85,IF(#REF!=\"Pumped_Storage\",#REF!*0.5,IF(#REF!=\"CCS\",#REF!*0.85,IF(#REF!=\"OCGT\",#REF!*0,IF(#REF!=\"\",0,#REF!*H$627))))))))","v":{"$error":"#REF!"}},{"$f":"IF(#REF!=\"Interconnector\",#REF!*1,IF(#REF!=\"Wind\",#REF!*0.7,IF(#REF!=\"Marine\",#REF!*0.7,IF(#REF!=\"Nuclear\",#REF!*0.85,IF(#REF!=\"Pumped_Storage\",#REF!*0.5,IF(#REF!=\"CCS\",#REF!*0.85,IF(#REF!=\"OCGT\",#REF!*0,IF(#REF!=\"\",0,#REF!*I$627))))))))","v":{"$error":"#REF!"}},{"$f":"IF(#REF!=\"Interconnector\",#REF!*1,IF(#REF!=\"Wind\",#REF!*0.7,IF(#REF!=\"Marine\",#REF!*0.7,IF(#REF!=\"Nuclear\",#REF!*0.85,IF(#REF!=\"Pumped_Storage\",#REF!*0.5,IF(#REF!=\"CCS\",#REF!*0.85,IF(#REF!=\"OCGT\",#REF!*0,IF(#REF!=\"\",0,#REF!*J$627))))))))","v":{"$error":"#REF!"}},{"$f":"IF(#REF!=\"Interconnector\",#REF!*1,IF(#REF!=\"Wind\",#REF!*0.7,IF(#REF!=\"Marine\",#REF!*0.7,IF(#REF!=\"Nuclear\",#REF!*0.85,IF(#REF!=\"Pumped_Storage\",#REF!*0.5,IF(#REF!=\"CCS\",#REF!*0.85,IF(#REF!=\"OCGT\",#REF!*0,IF(#REF!=\"\",0,#REF!*K$627))))))))","v":{"$error":"#REF!"}},{"$f":"IF(#REF!=\"Interconnector\",#REF!*1,IF(#REF!=\"Wind\",#REF!*0.7,IF(#REF!=\"Marine\",#REF!*0.7,IF(#REF!=\"Nuclear\",#REF!*0.85,IF(#REF!=\"Pumped_Storage\",#REF!*0.5,IF(#REF!=\"CCS\",#REF!*0.85,IF(#REF!=\"OCGT\",#REF!*0,IF(#REF!=\"\",0,#REF!*L$627))))))))","v":{"$error":"#REF!"}},{"$f":"IF(#REF!=\"Interconnector\",#REF!*1,IF(#REF!=\"Wind\",#REF!*0.7,IF(#REF!=\"Marine\",#REF!*0.7,IF(#REF!=\"Nuclear\",#REF!*0.85,IF(#REF!=\"Pumped_Storage\",#REF!*0.5,IF(#REF!=\"CCS\",#REF!*0.85,IF(#REF!=\"OCGT\",#REF!*0,IF(#REF!=\"\",0,#REF!*M$627))))))))","v":{"$error":"#REF!"}},{"$f":"IF(#REF!=\"Interconnector\",#REF!*1,IF(#REF!=\"Wind\",#REF!*0.7,IF(#REF!=\"Marine\",#REF!*0.7,IF(#REF!=\"Nuclear\",#REF!*0.85,IF(#REF!=\"Pumped_Storage\",#REF!*0.5,IF(#REF!=\"CCS\",#REF!*0.85,IF(#REF!=\"OCGT\",#REF!*0,IF(#REF!=\"\",0,#REF!*N$627))))))))","v":{"$error":"#REF!"}},{"$f":"IF(#REF!=\"Interconnector\",#REF!*1,IF(#REF!=\"Wind\",#REF!*0.7,IF(#REF!=\"Marine\",#REF!*0.7,IF(#REF!=\"Nuclear\",#REF!*0.85,IF(#REF!=\"Pumped_Storage\",#REF!*0.5,IF(#REF!=\"CCS\",#REF!*0.85,IF(#REF!=\"OCGT\",#REF!*0,IF(#REF!=\"\",0,#REF!*O$627))))))))","v":{"$error":"#REF!"}}]
[{"$f":"#REF!","v":{"$error":"#REF!"}},{"$f":"#REF!","v":{"$error":"#REF!"}},{"$f":"#REF!","v":{"$error":"#REF!"}},{"$f":"#REF!","v":{"$error":"#REF!"}},{"$f":"IF(#REF!=\"Interconnector\",#REF!*1,IF(#REF!=\"Wind\",#REF!*0.7,IF(#REF!=\"Marine\",#REF!*0.7,IF(#REF!=\"Nuclear\",#REF!*0.85,IF(#REF!=\"Pumped_Storage\",#REF!*0.5,IF(#REF!=\"CCS\",#REF!*0.85,IF(#REF!=\"OCGT\",#REF!*0,IF(#REF!=\"\",0,#REF!*E$627))))))))","v":{"$error":"#REF!"}},{"$f":"IF(#REF!=\"Interconnector\",#REF!*1,IF(#REF!=\"Wind\",#REF!*0.7,IF(#REF!=\"Marine\",#REF!*0.7,IF(#REF!=\"Nuclear\",#REF!*0.85,IF(#REF!=\"Pumped_Storage\",#REF!*0.5,IF(#REF!=\"CCS\",#REF!*0.85,IF(#REF!=\"OCGT\",#REF!*0,IF(#REF!=\"\",0,#REF!*F$627))))))))","v":{"$error":"#REF!"}},{"$f":"IF(#REF!=\"Interconnector\",#REF!*1,IF(#REF!=\"Wind\",#REF!*0.7,IF(#REF!=\"Marine\",#REF!*0.7,IF(#REF!=\"Nuclear\",#REF!*0.85,IF(#REF!=\"Pumped_Storage\",#REF!*0.5,IF(#REF!=\"CCS\",#REF!*0.85,IF(#REF!=\"OCGT\",#REF!*0,IF(#REF!=\"\",0,#REF!*G$627))))))))","v":{"$error":"#REF!"}},{"$f":"IF(#REF!=\"Interconnector\",#REF!*1,IF(#REF!=\"Wind\",#REF!*0.7,IF(#REF!=\"Marine\",#REF!*0.7,IF(#REF!=\"Nuclear\",#REF!*0.85,IF(#REF!=\"Pumped_Storage\",#REF!*0.5,IF(#REF!=\"CCS\",#REF!*0.85,IF(#REF!=\"OCGT\",#REF!*0,IF(#REF!=\"\",0,#REF!*H$627))))))))","v":{"$error":"#REF!"}},{"$f":"IF(#REF!=\"Interconnector\",#REF!*1,IF(#REF!=\"Wind\",#REF!*0.7,IF(#REF!=\"Marine\",#REF!*0.7,IF(#REF!=\"Nuclear\",#REF!*0.85,IF(#REF!=\"Pumped_Storage\",#REF!*0.5,IF(#REF!=\"CCS\",#REF!*0.85,IF(#REF!=\"OCGT\",#REF!*0,IF(#REF!=\"\",0,#REF!*I$627))))))))","v":{"$error":"#REF!"}},{"$f":"IF(#REF!=\"Interconnector\",#REF!*1,IF(#REF!=\"Wind\",#REF!*0.7,IF(#REF!=\"Marine\",#REF!*0.7,IF(#REF!=\"Nuclear\",#REF!*0.85,IF(#REF!=\"Pumped_Storage\",#REF!*0.5,IF(#REF!=\"CCS\",#REF!*0.85,IF(#REF!=\"OCGT\",#REF!*0,IF(#REF!=\"\",0,#REF!*J$627))))))))","v":{"$error":"#REF!"}},{"$f":"IF(#REF!=\"Interconnector\",#REF!*1,IF(#REF!=\"Wind\",#REF!*0.7,IF(#REF!=\"Marine\",#REF!*0.7,IF(#REF!=\"Nuclear\",#REF!*0.85,IF(#REF!=\"Pumped_Storage\",#REF!*0.5,IF(#REF!=\"CCS\",#REF!*0.85,IF(#REF!=\"OCGT\",#REF!*0,IF(#REF!=\"\",0,#REF!*K$627))))))))","v":{"$error":"#REF!"}},{"$f":"IF(#REF!=\"Interconnector\",#REF!*1,IF(#REF!=\"Wind\",#REF!*0.7,IF(#REF!=\"Marine\",#REF!*0.7,IF(#REF!=\"Nuclear\",#REF!*0.85,IF(#REF!=\"Pumped_Storage\",#REF!*0.5,IF(#REF!=\"CCS\",#REF!*0.85,IF(#REF!=\"OCGT\",#REF!*0,IF(#REF!=\"\",0,#REF!*L$627))))))))","v":{"$error":"#REF!"}},{"$f":"IF(#REF!=\"Interconnector\",#REF!*1,IF(#REF!=\"Wind\",#REF!*0.7,IF(#REF!=\"Marine\",#REF!*0.7,IF(#REF!=\"Nuclear\",#REF!*0.85,IF(#REF!=\"Pumped_Storage\",#REF!*0.5,IF(#REF!=\"CCS\",#REF!*0.85,IF(#REF!=\"OCGT\",#REF!*0,IF(#REF!=\"\",0,#REF!*M$627))))))))","v":{"$error":"#REF!"}},{"$f":"IF(#REF!=\"Interconnector\",#REF!*1,IF(#REF!=\"Wind\",#REF!*0.7,IF(#REF!=\"Marine\",#REF!*0.7,IF(#REF!=\"Nuclear\",#REF!*0.85,IF(#REF!=\"Pumped_Storage\",#REF!*0.5,IF(#REF!=\"CCS\",#REF!*0.85,IF(#REF!=\"OCGT\",#REF!*0,IF(#REF!=\"\",0,#REF!*N$627))))))))","v":{"$error":"#REF!"}},{"$f":"IF(#REF!=\"Interconnector\",#REF!*1,IF(#REF!=\"Wind\",#REF!*0.7,IF(#REF!=\"Marine\",#REF!*0.7,IF(#REF!=\"Nuclear\",#REF!*0.85,IF(#REF!=\"Pumped_Storage\",#REF!*0.5,IF(#REF!=\"CCS\",#REF!*0.85,IF(#REF!=\"OCGT\",#REF!*0,IF(#REF!=\"\",0,#REF!*O$627))))))))","v":{"$error":"#REF!"}}]
[{"$f":"#REF!","v":{"$error":"#REF!"}},{"$f":"#REF!","v":{"$error":"#REF!"}},{"$f":"#REF!","v":{"$error":"#REF!"}},{"$f":"#REF!","v":{"$error":"#REF!"}},{"$f":"IF(#REF!=\"Interconnector\",#REF!*1,IF(#REF!=\"Wind\",#REF!*0.7,IF(#REF!=\"Marine\",#REF!*0.7,IF(#REF!=\"Nuclear\",#REF!*0.85,IF(#REF!=\"Pumped_Storage\",#REF!*0.5,IF(#REF!=\"CCS\",#REF!*0.85,IF(#REF!=\"OCGT\",#REF!*0,IF(#REF!=\"\",0,#REF!*E$627))))))))","v":{"$error":"#REF!"}},{"$f":"IF(#REF!=\"Interconnector\",#REF!*1,IF(#REF!=\"Wind\",#REF!*0.7,IF(#REF!=\"Marine\",#REF!*0.7,IF(#REF!=\"Nuclear\",#REF!*0.85,IF(#REF!=\"Pumped_Storage\",#REF!*0.5,IF(#REF!=\"CCS\",#REF!*0.85,IF(#REF!=\"OCGT\",#REF!*0,IF(#REF!=\"\",0,#REF!*F$627))))))))","v":{"$error":"#REF!"}},{"$f":"IF(#REF!=\"Interconnector\",#REF!*1,IF(#REF!=\"Wind\",#REF!*0.7,IF(#REF!=\"Marine\",#REF!*0.7,IF(#REF!=\"Nuclear\",#REF!*0.85,IF(#REF!=\"Pumped_Storage\",#REF!*0.5,IF(#REF!=\"CCS\",#REF!*0.85,IF(#REF!=\"OCGT\",#REF!*0,IF(#REF!=\"\",0,#REF!*G$627))))))))","v":{"$error":"#REF!"}},{"$f":"IF(#REF!=\"Interconnector\",#REF!*1,IF(#REF!=\"Wind\",#REF!*0.7,IF(#REF!=\"Marine\",#REF!*0.7,IF(#REF!=\"Nuclear\",#REF!*0.85,IF(#REF!=\"Pumped_Storage\",#REF!*0.5,IF(#REF!=\"CCS\",#REF!*0.85,IF(#REF!=\"OCGT\",#REF!*0,IF(#REF!=\"\",0,#REF!*H$627))))))))","v":{"$error":"#REF!"}},{"$f":"IF(#REF!=\"Interconnector\",#REF!*1,IF(#REF!=\"Wind\",#REF!*0.7,IF(#REF!=\"Marine\",#REF!*0.7,IF(#REF!=\"Nuclear\",#REF!*0.85,IF(#REF!=\"Pumped_Storage\",#REF!*0.5,IF(#REF!=\"CCS\",#REF!*0.85,IF(#REF!=\"OCGT\",#REF!*0,IF(#REF!=\"\",0,#REF!*I$627))))))))","v":{"$error":"#REF!"}},{"$f":"IF(#REF!=\"Interconnector\",#REF!*1,IF(#REF!=\"Wind\",#REF!*0.7,IF(#REF!=\"Marine\",#REF!*0.7,IF(#REF!=\"Nuclear\",#REF!*0.85,IF(#REF!=\"Pumped_Storage\",#REF!*0.5,IF(#REF!=\"CCS\",#REF!*0.85,IF(#REF!=\"OCGT\",#REF!*0,IF(#REF!=\"\",0,#REF!*J$627))))))))","v":{"$error":"#REF!"}},{"$f":"IF(#REF!=\"Interconnector\",#REF!*1,IF(#REF!=\"Wind\",#REF!*0.7,IF(#REF!=\"Marine\",#REF!*0.7,IF(#REF!=\"Nuclear\",#REF!*0.85,IF(#REF!=\"Pumped_Storage\",#REF!*0.5,IF(#REF!=\"CCS\",#REF!*0.85,IF(#REF!=\"OCGT\",#REF!*0,IF(#REF!=\"\",0,#REF!*K$627))))))))","v":{"$error":"#REF!"}},{"$f":"IF(#REF!=\"Interconnector\",#REF!*1,IF(#REF!=\"Wind\",#REF!*0.7,IF(#REF!=\"Marine\",#REF!*0.7,IF(#REF!=\"Nuclear\",#REF!*0.85,IF(#REF!=\"Pumped_Storage\",#REF!*0.5,IF(#REF!=\"CCS\",#REF!*0.85,IF(#REF!=\"OCGT\",#REF!*0,IF(#REF!=\"\",0,#REF!*L$627))))))))","v":{"$error":"#REF!"}},{"$f":"IF(#REF!=\"Interconnector\",#REF!*1,IF(#REF!=\"Wind\",#REF!*0.7,IF(#REF!=\"Marine\",#REF!*0.7,IF(#REF!=\"Nuclear\",#REF!*0.85,IF(#REF!=\"Pumped_Storage\",#REF!*0.5,IF(#REF!=\"CCS\",#REF!*0.85,IF(#REF!=\"OCGT\",#REF!*0,IF(#REF!=\"\",0,#REF!*M$627))))))))","v":{"$error":"#REF!"}},{"$f":"IF(#REF!=\"Interconnector\",#REF!*1,IF(#REF!=\"Wind\",#REF!*0.7,IF(#REF!=\"Marine\",#REF!*0.7,IF(#REF!=\"Nuclear\",#REF!*0.85,IF(#REF!=\"Pumped_Storage\",#REF!*0.5,IF(#REF!=\"CCS\",#REF!*0.85,IF(#REF!=\"OCGT\",#REF!*0,IF(#REF!=\"\",0,#REF!*N$627))))))))","v":{"$error":"#REF!"}},{"$f":"IF(#REF!=\"Interconnector\",#REF!*1,IF(#REF!=\"Wind\",#REF!*0.7,IF(#REF!=\"Marine\",#REF!*0.7,IF(#REF!=\"Nuclear\",#REF!*0.85,IF(#REF!=\"Pumped_Storage\",#REF!*0.5,IF(#REF!=\"CCS\",#REF!*0.85,IF(#REF!=\"OCGT\",#REF!*0,IF(#REF!=\"\",0,#REF!*O$627))))))))","v":{"$error":"#REF!"}}]
[{"$f":"#REF!","v":{"$error":"#REF!"}},{"$f":"#REF!","v":{"$error":"#REF!"}},{"$f":"#REF!","v":{"$error":"#REF!"}},{"$f":"#REF!","v":{"$error":"#REF!"}},{"$f":"IF(#REF!=\"Interconnector\",#REF!*1,IF(#REF!=\"Wind\",#REF!*0.7,IF(#REF!=\"Marine\",#REF!*0.7,IF(#REF!=\"Nuclear\",#REF!*0.85,IF(#REF!=\"Pumped_Storage\",#REF!*0.5,IF(#REF!=\"CCS\",#REF!*0.85,IF(#REF!=\"OCGT\",#REF!*0,IF(#REF!=\"\",0,#REF!*E$627))))))))","v":{"$error":"#REF!"}},{"$f":"IF(#REF!=\"Interconnector\",#REF!*1,IF(#REF!=\"Wind\",#REF!*0.7,IF(#REF!=\"Marine\",#REF!*0.7,IF(#REF!=\"Nuclear\",#REF!*0.85,IF(#REF!=\"Pumped_Storage\",#REF!*0.5,IF(#REF!=\"CCS\",#REF!*0.85,IF(#REF!=\"OCGT\",#REF!*0,IF(#REF!=\"\",0,#REF!*F$627))))))))","v":{"$error":"#REF!"}},{"$f":"IF(#REF!=\"Interconnector\",#REF!*1,IF(#REF!=\"Wind\",#REF!*0.7,IF(#REF!=\"Marine\",#REF!*0.7,IF(#REF!=\"Nuclear\",#REF!*0.85,IF(#REF!=\"Pumped_Storage\",#REF!*0.5,IF(#REF!=\"CCS\",#REF!*0.85,IF(#REF!=\"OCGT\",#REF!*0,IF(#REF!=\"\",0,#REF!*G$627))))))))","v":{"$error":"#REF!"}},{"$f":"IF(#REF!=\"Interconnector\",#REF!*1,IF(#REF!=\"Wind\",#REF!*0.7,IF(#REF!=\"Marine\",#REF!*0.7,IF(#REF!=\"Nuclear\",#REF!*0.85,IF(#REF!=\"Pumped_Storage\",#REF!*0.5,IF(#REF!=\"CCS\",#REF!*0.85,IF(#REF!=\"OCGT\",#REF!*0,IF(#REF!=\"\",0,#REF!*H$627))))))))","v":{"$error":"#REF!"}},{"$f":"IF(#REF!=\"Interconnector\",#REF!*1,IF(#REF!=\"Wind\",#REF!*0.7,IF(#REF!=\"Marine\",#REF!*0.7,IF(#REF!=\"Nuclear\",#REF!*0.85,IF(#REF!=\"Pumped_Storage\",#REF!*0.5,IF(#REF!=\"CCS\",#REF!*0.85,IF(#REF!=\"OCGT\",#REF!*0,IF(#REF!=\"\",0,#REF!*I$627))))))))","v":{"$error":"#REF!"}},{"$f":"IF(#REF!=\"Interconnector\",#REF!*1,IF(#REF!=\"Wind\",#REF!*0.7,IF(#REF!=\"Marine\",#REF!*0.7,IF(#REF!=\"Nuclear\",#REF!*0.85,IF(#REF!=\"Pumped_Storage\",#REF!*0.5,IF(#REF!=\"CCS\",#REF!*0.85,IF(#REF!=\"OCGT\",#REF!*0,IF(#REF!=\"\",0,#REF!*J$627))))))))","v":{"$error":"#REF!"}},{"$f":"IF(#REF!=\"Interconnector\",#REF!*1,IF(#REF!=\"Wind\",#REF!*0.7,IF(#REF!=\"Marine\",#REF!*0.7,IF(#REF!=\"Nuclear\",#REF!*0.85,IF(#REF!=\"Pumped_Storage\",#REF!*0.5,IF(#REF!=\"CCS\",#REF!*0.85,IF(#REF!=\"OCGT\",#REF!*0,IF(#REF!=\"\",0,#REF!*K$627))))))))","v":{"$error":"#REF!"}},{"$f":"IF(#REF!=\"Interconnector\",#REF!*1,IF(#REF!=\"Wind\",#REF!*0.7,IF(#REF!=\"Marine\",#REF!*0.7,IF(#REF!=\"Nuclear\",#REF!*0.85,IF(#REF!=\"Pumped_Storage\",#REF!*0.5,IF(#REF!=\"CCS\",#REF!*0.85,IF(#REF!=\"OCGT\",#REF!*0,IF(#REF!=\"\",0,#REF!*L$627))))))))","v":{"$error":"#REF!"}},{"$f":"IF(#REF!=\"Interconnector\",#REF!*1,IF(#REF!=\"Wind\",#REF!*0.7,IF(#REF!=\"Marine\",#REF!*0.7,IF(#REF!=\"Nuclear\",#REF!*0.85,IF(#REF!=\"Pumped_Storage\",#REF!*0.5,IF(#REF!=\"CCS\",#REF!*0.85,IF(#REF!=\"OCGT\",#REF!*0,IF(#REF!=\"\",0,#REF!*M$627))))))))","v":{"$error":"#REF!"}},{"$f":"IF(#REF!=\"Interconnector\",#REF!*1,IF(#REF!=\"Wind\",#REF!*0.7,IF(#REF!=\"Marine\",#REF!*0.7,IF(#REF!=\"Nuclear\",#REF!*0.85,IF(#REF!=\"Pumped_Storage\",#REF!*0.5,IF(#REF!=\"CCS\",#REF!*0.85,IF(#REF!=\"OCGT\",#REF!*0,IF(#REF!=\"\",0,#REF!*N$627))))))))","v":{"$error":"#REF!"}},{"$f":"IF(#REF!=\"Interconnector\",#REF!*1,IF(#REF!=\"Wind\",#REF!*0.7,IF(#REF!=\"Marine\",#REF!*0.7,IF(#REF!=\"Nuclear\",#REF!*0.85,IF(#REF!=\"Pumped_Storage\",#REF!*0.5,IF(#REF!=\"CCS\",#REF!*0.85,IF(#REF!=\"OCGT\",#REF!*0,IF(#REF!=\"\",0,#REF!*O$627))))))))","v":{"$error":"#REF!"}}]
[{"$f":"#REF!","v":{"$error":"#REF!"}},{"$f":"#REF!","v":{"$error":"#REF!"}},{"$f":"#REF!","v":{"$error":"#REF!"}},{"$f":"#REF!","v":{"$error":"#REF!"}},{"$f":"IF(#REF!=\"Interconnector\",#REF!*1,IF(#REF!=\"Wind\",#REF!*0.7,IF(#REF!=\"Marine\",#REF!*0.7,IF(#REF!=\"Nuclear\",#REF!*0.85,IF(#REF!=\"Pumped_Storage\",#REF!*0.5,IF(#REF!=\"CCS\",#REF!*0.85,IF(#REF!=\"OCGT\",#REF!*0,IF(#REF!=\"\",0,#REF!*E$627))))))))","v":{"$error":"#REF!"}},{"$f":"IF(#REF!=\"Interconnector\",#REF!*1,IF(#REF!=\"Wind\",#REF!*0.7,IF(#REF!=\"Marine\",#REF!*0.7,IF(#REF!=\"Nuclear\",#REF!*0.85,IF(#REF!=\"Pumped_Storage\",#REF!*0.5,IF(#REF!=\"CCS\",#REF!*0.85,IF(#REF!=\"OCGT\",#REF!*0,IF(#REF!=\"\",0,#REF!*F$627))))))))","v":{"$error":"#REF!"}},{"$f":"IF(#REF!=\"Interconnector\",#REF!*1,IF(#REF!=\"Wind\",#REF!*0.7,IF(#REF!=\"Marine\",#REF!*0.7,IF(#REF!=\"Nuclear\",#REF!*0.85,IF(#REF!=\"Pumped_Storage\",#REF!*0.5,IF(#REF!=\"CCS\",#REF!*0.85,IF(#REF!=\"OCGT\",#REF!*0,IF(#REF!=\"\",0,#REF!*G$627))))))))","v":{"$error":"#REF!"}},{"$f":"IF(#REF!=\"Interconnector\",#REF!*1,IF(#REF!=\"Wind\",#REF!*0.7,IF(#REF!=\"Marine\",#REF!*0.7,IF(#REF!=\"Nuclear\",#REF!*0.85,IF(#REF!=\"Pumped_Storage\",#REF!*0.5,IF(#REF!=\"CCS\",#REF!*0.85,IF(#REF!=\"OCGT\",#REF!*0,IF(#REF!=\"\",0,#REF!*H$627))))))))","v":{"$error":"#REF!"}},{"$f":"IF(#REF!=\"Interconnector\",#REF!*1,IF(#REF!=\"Wind\",#REF!*0.7,IF(#REF!=\"Marine\",#REF!*0.7,IF(#REF!=\"Nuclear\",#REF!*0.85,IF(#REF!=\"Pumped_Storage\",#REF!*0.5,IF(#REF!=\"CCS\",#REF!*0.85,IF(#REF!=\"OCGT\",#REF!*0,IF(#REF!=\"\",0,#REF!*I$627))))))))","v":{"$error":"#REF!"}},{"$f":"IF(#REF!=\"Interconnector\",#REF!*1,IF(#REF!=\"Wind\",#REF!*0.7,IF(#REF!=\"Marine\",#REF!*0.7,IF(#REF!=\"Nuclear\",#REF!*0.85,IF(#REF!=\"Pumped_Storage\",#REF!*0.5,IF(#REF!=\"CCS\",#REF!*0.85,IF(#REF!=\"OCGT\",#REF!*0,IF(#REF!=\"\",0,#REF!*J$627))))))))","v":{"$error":"#REF!"}},{"$f":"IF(#REF!=\"Interconnector\",#REF!*1,IF(#REF!=\"Wind\",#REF!*0.7,IF(#REF!=\"Marine\",#REF!*0.7,IF(#REF!=\"Nuclear\",#REF!*0.85,IF(#REF!=\"Pumped_Storage\",#REF!*0.5,IF(#REF!=\"CCS\",#REF!*0.85,IF(#REF!=\"OCGT\",#REF!*0,IF(#REF!=\"\",0,#REF!*K$627))))))))","v":{"$error":"#REF!"}},{"$f":"IF(#REF!=\"Interconnector\",#REF!*1,IF(#REF!=\"Wind\",#REF!*0.7,IF(#REF!=\"Marine\",#REF!*0.7,IF(#REF!=\"Nuclear\",#REF!*0.85,IF(#REF!=\"Pumped_Storage\",#REF!*0.5,IF(#REF!=\"CCS\",#REF!*0.85,IF(#REF!=\"OCGT\",#REF!*0,IF(#REF!=\"\",0,#REF!*L$627))))))))","v":{"$error":"#REF!"}},{"$f":"IF(#REF!=\"Interconnector\",#REF!*1,IF(#REF!=\"Wind\",#REF!*0.7,IF(#REF!=\"Marine\",#REF!*0.7,IF(#REF!=\"Nuclear\",#REF!*0.85,IF(#REF!=\"Pumped_Storage\",#REF!*0.5,IF(#REF!=\"CCS\",#REF!*0.85,IF(#REF!=\"OCGT\",#REF!*0,IF(#REF!=\"\",0,#REF!*M$627))))))))","v":{"$error":"#REF!"}},{"$f":"IF(#REF!=\"Interconnector\",#REF!*1,IF(#REF!=\"Wind\",#REF!*0.7,IF(#REF!=\"Marine\",#REF!*0.7,IF(#REF!=\"Nuclear\",#REF!*0.85,IF(#REF!=\"Pumped_Storage\",#REF!*0.5,IF(#REF!=\"CCS\",#REF!*0.85,IF(#REF!=\"OCGT\",#REF!*0,IF(#REF!=\"\",0,#REF!*N$627))))))))","v":{"$error":"#REF!"}},{"$f":"IF(#REF!=\"Interconnector\",#REF!*1,IF(#REF!=\"Wind\",#REF!*0.7,IF(#REF!=\"Marine\",#REF!*0.7,IF(#REF!=\"Nuclear\",#REF!*0.85,IF(#REF!=\"Pumped_Storage\",#REF!*0.5,IF(#REF!=\"CCS\",#REF!*0.85,IF(#REF!=\"OCGT\",#REF!*0,IF(#REF!=\"\",0,#REF!*O$627))))))))","v":{"$error":"#REF!"}}]
[{"$f":"#REF!","v":{"$error":"#REF!"}},{"$f":"#REF!","v":{"$error":"#REF!"}},{"$f":"#REF!","v":{"$error":"#REF!"}},{"$f":"#REF!","v":{"$error":"#REF!"}},{"$f":"IF(#REF!=\"Interconnector\",#REF!*1,IF(#REF!=\"Wind\",#REF!*0.7,IF(#REF!=\"Marine\",#REF!*0.7,IF(#REF!=\"Nuclear\",#REF!*0.85,IF(#REF!=\"Pumped_Storage\",#REF!*0.5,IF(#REF!=\"CCS\",#REF!*0.85,IF(#REF!=\"OCGT\",#REF!*0,IF(#REF!=\"\",0,#REF!*E$627))))))))","v":{"$error":"#REF!"}},{"$f":"IF(#REF!=\"Interconnector\",#REF!*1,IF(#REF!=\"Wind\",#REF!*0.7,IF(#REF!=\"Marine\",#REF!*0.7,IF(#REF!=\"Nuclear\",#REF!*0.85,IF(#REF!=\"Pumped_Storage\",#REF!*0.5,IF(#REF!=\"CCS\",#REF!*0.85,IF(#REF!=\"OCGT\",#REF!*0,IF(#REF!=\"\",0,#REF!*F$627))))))))","v":{"$error":"#REF!"}},{"$f":"IF(#REF!=\"Interconnector\",#REF!*1,IF(#REF!=\"Wind\",#REF!*0.7,IF(#REF!=\"Marine\",#REF!*0.7,IF(#REF!=\"Nuclear\",#REF!*0.85,IF(#REF!=\"Pumped_Storage\",#REF!*0.5,IF(#REF!=\"CCS\",#REF!*0.85,IF(#REF!=\"OCGT\",#REF!*0,IF(#REF!=\"\",0,#REF!*G$627))))))))","v":{"$error":"#REF!"}},{"$f":"IF(#REF!=\"Interconnector\",#REF!*1,IF(#REF!=\"Wind\",#REF!*0.7,IF(#REF!=\"Marine\",#REF!*0.7,IF(#REF!=\"Nuclear\",#REF!*0.85,IF(#REF!=\"Pumped_Storage\",#REF!*0.5,IF(#REF!=\"CCS\",#REF!*0.85,IF(#REF!=\"OCGT\",#REF!*0,IF(#REF!=\"\",0,#REF!*H$627))))))))","v":{"$error":"#REF!"}},{"$f":"IF(#REF!=\"Interconnector\",#REF!*1,IF(#REF!=\"Wind\",#REF!*0.7,IF(#REF!=\"Marine\",#REF!*0.7,IF(#REF!=\"Nuclear\",#REF!*0.85,IF(#REF!=\"Pumped_Storage\",#REF!*0.5,IF(#REF!=\"CCS\",#REF!*0.85,IF(#REF!=\"OCGT\",#REF!*0,IF(#REF!=\"\",0,#REF!*I$627))))))))","v":{"$error":"#REF!"}},{"$f":"IF(#REF!=\"Interconnector\",#REF!*1,IF(#REF!=\"Wind\",#REF!*0.7,IF(#REF!=\"Marine\",#REF!*0.7,IF(#REF!=\"Nuclear\",#REF!*0.85,IF(#REF!=\"Pumped_Storage\",#REF!*0.5,IF(#REF!=\"CCS\",#REF!*0.85,IF(#REF!=\"OCGT\",#REF!*0,IF(#REF!=\"\",0,#REF!*J$627))))))))","v":{"$error":"#REF!"}},{"$f":"IF(#REF!=\"Interconnector\",#REF!*1,IF(#REF!=\"Wind\",#REF!*0.7,IF(#REF!=\"Marine\",#REF!*0.7,IF(#REF!=\"Nuclear\",#REF!*0.85,IF(#REF!=\"Pumped_Storage\",#REF!*0.5,IF(#REF!=\"CCS\",#REF!*0.85,IF(#REF!=\"OCGT\",#REF!*0,IF(#REF!=\"\",0,#REF!*K$627))))))))","v":{"$error":"#REF!"}},{"$f":"IF(#REF!=\"Interconnector\",#REF!*1,IF(#REF!=\"Wind\",#REF!*0.7,IF(#REF!=\"Marine\",#REF!*0.7,IF(#REF!=\"Nuclear\",#REF!*0.85,IF(#REF!=\"Pumped_Storage\",#REF!*0.5,IF(#REF!=\"CCS\",#REF!*0.85,IF(#REF!=\"OCGT\",#REF!*0,IF(#REF!=\"\",0,#REF!*L$627))))))))","v":{"$error":"#REF!"}},{"$f":"IF(#REF!=\"Interconnector\",#REF!*1,IF(#REF!=\"Wind\",#REF!*0.7,IF(#REF!=\"Marine\",#REF!*0.7,IF(#REF!=\"Nuclear\",#REF!*0.85,IF(#REF!=\"Pumped_Storage\",#REF!*0.5,IF(#REF!=\"CCS\",#REF!*0.85,IF(#REF!=\"OCGT\",#REF!*0,IF(#REF!=\"\",0,#REF!*M$627))))))))","v":{"$error":"#REF!"}},{"$f":"IF(#REF!=\"Interconnector\",#REF!*1,IF(#REF!=\"Wind\",#REF!*0.7,IF(#REF!=\"Marine\",#REF!*0.7,IF(#REF!=\"Nuclear\",#REF!*0.85,IF(#REF!=\"Pumped_Storage\",#REF!*0.5,IF(#REF!=\"CCS\",#REF!*0.85,IF(#REF!=\"OCGT\",#REF!*0,IF(#REF!=\"\",0,#REF!*N$627))))))))","v":{"$error":"#REF!"}},{"$f":"IF(#REF!=\"Interconnector\",#REF!*1,IF(#REF!=\"Wind\",#REF!*0.7,IF(#REF!=\"Marine\",#REF!*0.7,IF(#REF!=\"Nuclear\",#REF!*0.85,IF(#REF!=\"Pumped_Storage\",#REF!*0.5,IF(#REF!=\"CCS\",#REF!*0.85,IF(#REF!=\"OCGT\",#REF!*0,IF(#REF!=\"\",0,#REF!*O$627))))))))","v":{"$error":"#REF!"}}]
[{"$f":"#REF!","v":{"$error":"#REF!"}},{"$f":"#REF!","v":{"$error":"#REF!"}},{"$f":"#REF!","v":{"$error":"#REF!"}},{"$f":"#REF!","v":{"$error":"#REF!"}},{"$f":"IF(#REF!=\"Interconnector\",#REF!*1,IF(#REF!=\"Wind\",#REF!*0.7,IF(#REF!=\"Marine\",#REF!*0.7,IF(#REF!=\"Nuclear\",#REF!*0.85,IF(#REF!=\"Pumped_Storage\",#REF!*0.5,IF(#REF!=\"CCS\",#REF!*0.85,IF(#REF!=\"OCGT\",#REF!*0,IF(#REF!=\"\",0,#REF!*E$627))))))))","v":{"$error":"#REF!"}},{"$f":"IF(#REF!=\"Interconnector\",#REF!*1,IF(#REF!=\"Wind\",#REF!*0.7,IF(#REF!=\"Marine\",#REF!*0.7,IF(#REF!=\"Nuclear\",#REF!*0.85,IF(#REF!=\"Pumped_Storage\",#REF!*0.5,IF(#REF!=\"CCS\",#REF!*0.85,IF(#REF!=\"OCGT\",#REF!*0,IF(#REF!=\"\",0,#REF!*F$627))))))))","v":{"$error":"#REF!"}},{"$f":"IF(#REF!=\"Interconnector\",#REF!*1,IF(#REF!=\"Wind\",#REF!*0.7,IF(#REF!=\"Marine\",#REF!*0.7,IF(#REF!=\"Nuclear\",#REF!*0.85,IF(#REF!=\"Pumped_Storage\",#REF!*0.5,IF(#REF!=\"CCS\",#REF!*0.85,IF(#REF!=\"OCGT\",#REF!*0,IF(#REF!=\"\",0,#REF!*G$627))))))))","v":{"$error":"#REF!"}},{"$f":"IF(#REF!=\"Interconnector\",#REF!*1,IF(#REF!=\"Wind\",#REF!*0.7,IF(#REF!=\"Marine\",#REF!*0.7,IF(#REF!=\"Nuclear\",#REF!*0.85,IF(#REF!=\"Pumped_Storage\",#REF!*0.5,IF(#REF!=\"CCS\",#REF!*0.85,IF(#REF!=\"OCGT\",#REF!*0,IF(#REF!=\"\",0,#REF!*H$627))))))))","v":{"$error":"#REF!"}},{"$f":"IF(#REF!=\"Interconnector\",#REF!*1,IF(#REF!=\"Wind\",#REF!*0.7,IF(#REF!=\"Marine\",#REF!*0.7,IF(#REF!=\"Nuclear\",#REF!*0.85,IF(#REF!=\"Pumped_Storage\",#REF!*0.5,IF(#REF!=\"CCS\",#REF!*0.85,IF(#REF!=\"OCGT\",#REF!*0,IF(#REF!=\"\",0,#REF!*I$627))))))))","v":{"$error":"#REF!"}},{"$f":"IF(#REF!=\"Interconnector\",#REF!*1,IF(#REF!=\"Wind\",#REF!*0.7,IF(#REF!=\"Marine\",#REF!*0.7,IF(#REF!=\"Nuclear\",#REF!*0.85,IF(#REF!=\"Pumped_Storage\",#REF!*0.5,IF(#REF!=\"CCS\",#REF!*0.85,IF(#REF!=\"OCGT\",#REF!*0,IF(#REF!=\"\",0,#REF!*J$627))))))))","v":{"$error":"#REF!"}},{"$f":"IF(#REF!=\"Interconnector\",#REF!*1,IF(#REF!=\"Wind\",#REF!*0.7,IF(#REF!=\"Marine\",#REF!*0.7,IF(#REF!=\"Nuclear\",#REF!*0.85,IF(#REF!=\"Pumped_Storage\",#REF!*0.5,IF(#REF!=\"CCS\",#REF!*0.85,IF(#REF!=\"OCGT\",#REF!*0,IF(#REF!=\"\",0,#REF!*K$627))))))))","v":{"$error":"#REF!"}},{"$f":"IF(#REF!=\"Interconnector\",#REF!*1,IF(#REF!=\"Wind\",#REF!*0.7,IF(#REF!=\"Marine\",#REF!*0.7,IF(#REF!=\"Nuclear\",#REF!*0.85,IF(#REF!=\"Pumped_Storage\",#REF!*0.5,IF(#REF!=\"CCS\",#REF!*0.85,IF(#REF!=\"OCGT\",#REF!*0,IF(#REF!=\"\",0,#REF!*L$627))))))))","v":{"$error":"#REF!"}},{"$f":"IF(#REF!=\"Interconnector\",#REF!*1,IF(#REF!=\"Wind\",#REF!*0.7,IF(#REF!=\"Marine\",#REF!*0.7,IF(#REF!=\"Nuclear\",#REF!*0.85,IF(#REF!=\"Pumped_Storage\",#REF!*0.5,IF(#REF!=\"CCS\",#REF!*0.85,IF(#REF!=\"OCGT\",#REF!*0,IF(#REF!=\"\",0,#REF!*M$627))))))))","v":{"$error":"#REF!"}},{"$f":"IF(#REF!=\"Interconnector\",#REF!*1,IF(#REF!=\"Wind\",#REF!*0.7,IF(#REF!=\"Marine\",#REF!*0.7,IF(#REF!=\"Nuclear\",#REF!*0.85,IF(#REF!=\"Pumped_Storage\",#REF!*0.5,IF(#REF!=\"CCS\",#REF!*0.85,IF(#REF!=\"OCGT\",#REF!*0,IF(#REF!=\"\",0,#REF!*N$627))))))))","v":{"$error":"#REF!"}},{"$f":"IF(#REF!=\"Interconnector\",#REF!*1,IF(#REF!=\"Wind\",#REF!*0.7,IF(#REF!=\"Marine\",#REF!*0.7,IF(#REF!=\"Nuclear\",#REF!*0.85,IF(#REF!=\"Pumped_Storage\",#REF!*0.5,IF(#REF!=\"CCS\",#REF!*0.85,IF(#REF!=\"OCGT\",#REF!*0,IF(#REF!=\"\",0,#REF!*O$627))))))))","v":{"$error":"#REF!"}}]
[{"$f":"#REF!","v":{"$error":"#REF!"}},{"$f":"#REF!","v":{"$error":"#REF!"}},{"$f":"#REF!","v":{"$error":"#REF!"}},{"$f":"#REF!","v":{"$error":"#REF!"}},{"$f":"IF(#REF!=\"Interconnector\",#REF!*1,IF(#REF!=\"Wind\",#REF!*0.7,IF(#REF!=\"Marine\",#REF!*0.7,IF(#REF!=\"Nuclear\",#REF!*0.85,IF(#REF!=\"Pumped_Storage\",#REF!*0.5,IF(#REF!=\"CCS\",#REF!*0.85,IF(#REF!=\"OCGT\",#REF!*0,IF(#REF!=\"\",0,#REF!*E$627))))))))","v":{"$error":"#REF!"}},{"$f":"IF(#REF!=\"Interconnector\",#REF!*1,IF(#REF!=\"Wind\",#REF!*0.7,IF(#REF!=\"Marine\",#REF!*0.7,IF(#REF!=\"Nuclear\",#REF!*0.85,IF(#REF!=\"Pumped_Storage\",#REF!*0.5,IF(#REF!=\"CCS\",#REF!*0.85,IF(#REF!=\"OCGT\",#REF!*0,IF(#REF!=\"\",0,#REF!*F$627))))))))","v":{"$error":"#REF!"}},{"$f":"IF(#REF!=\"Interconnector\",#REF!*1,IF(#REF!=\"Wind\",#REF!*0.7,IF(#REF!=\"Marine\",#REF!*0.7,IF(#REF!=\"Nuclear\",#REF!*0.85,IF(#REF!=\"Pumped_Storage\",#REF!*0.5,IF(#REF!=\"CCS\",#REF!*0.85,IF(#REF!=\"OCGT\",#REF!*0,IF(#REF!=\"\",0,#REF!*G$627))))))))","v":{"$error":"#REF!"}},{"$f":"IF(#REF!=\"Interconnector\",#REF!*1,IF(#REF!=\"Wind\",#REF!*0.7,IF(#REF!=\"Marine\",#REF!*0.7,IF(#REF!=\"Nuclear\",#REF!*0.85,IF(#REF!=\"Pumped_Storage\",#REF!*0.5,IF(#REF!=\"CCS\",#REF!*0.85,IF(#REF!=\"OCGT\",#REF!*0,IF(#REF!=\"\",0,#REF!*H$627))))))))","v":{"$error":"#REF!"}},{"$f":"IF(#REF!=\"Interconnector\",#REF!*1,IF(#REF!=\"Wind\",#REF!*0.7,IF(#REF!=\"Marine\",#REF!*0.7,IF(#REF!=\"Nuclear\",#REF!*0.85,IF(#REF!=\"Pumped_Storage\",#REF!*0.5,IF(#REF!=\"CCS\",#REF!*0.85,IF(#REF!=\"OCGT\",#REF!*0,IF(#REF!=\"\",0,#REF!*I$627))))))))","v":{"$error":"#REF!"}},{"$f":"IF(#REF!=\"Interconnector\",#REF!*1,IF(#REF!=\"Wind\",#REF!*0.7,IF(#REF!=\"Marine\",#REF!*0.7,IF(#REF!=\"Nuclear\",#REF!*0.85,IF(#REF!=\"Pumped_Storage\",#REF!*0.5,IF(#REF!=\"CCS\",#REF!*0.85,IF(#REF!=\"OCGT\",#REF!*0,IF(#REF!=\"\",0,#REF!*J$627))))))))","v":{"$error":"#REF!"}},{"$f":"IF(#REF!=\"Interconnector\",#REF!*1,IF(#REF!=\"Wind\",#REF!*0.7,IF(#REF!=\"Marine\",#REF!*0.7,IF(#REF!=\"Nuclear\",#REF!*0.85,IF(#REF!=\"Pumped_Storage\",#REF!*0.5,IF(#REF!=\"CCS\",#REF!*0.85,IF(#REF!=\"OCGT\",#REF!*0,IF(#REF!=\"\",0,#REF!*K$627))))))))","v":{"$error":"#REF!"}},{"$f":"IF(#REF!=\"Interconnector\",#REF!*1,IF(#REF!=\"Wind\",#REF!*0.7,IF(#REF!=\"Marine\",#REF!*0.7,IF(#REF!=\"Nuclear\",#REF!*0.85,IF(#REF!=\"Pumped_Storage\",#REF!*0.5,IF(#REF!=\"CCS\",#REF!*0.85,IF(#REF!=\"OCGT\",#REF!*0,IF(#REF!=\"\",0,#REF!*L$627))))))))","v":{"$error":"#REF!"}},{"$f":"IF(#REF!=\"Interconnector\",#REF!*1,IF(#REF!=\"Wind\",#REF!*0.7,IF(#REF!=\"Marine\",#REF!*0.7,IF(#REF!=\"Nuclear\",#REF!*0.85,IF(#REF!=\"Pumped_Storage\",#REF!*0.5,IF(#REF!=\"CCS\",#REF!*0.85,IF(#REF!=\"OCGT\",#REF!*0,IF(#REF!=\"\",0,#REF!*M$627))))))))","v":{"$error":"#REF!"}},{"$f":"IF(#REF!=\"Interconnector\",#REF!*1,IF(#REF!=\"Wind\",#REF!*0.7,IF(#REF!=\"Marine\",#REF!*0.7,IF(#REF!=\"Nuclear\",#REF!*0.85,IF(#REF!=\"Pumped_Storage\",#REF!*0.5,IF(#REF!=\"CCS\",#REF!*0.85,IF(#REF!=\"OCGT\",#REF!*0,IF(#REF!=\"\",0,#REF!*N$627))))))))","v":{"$error":"#REF!"}},{"$f":"IF(#REF!=\"Interconnector\",#REF!*1,IF(#REF!=\"Wind\",#REF!*0.7,IF(#REF!=\"Marine\",#REF!*0.7,IF(#REF!=\"Nuclear\",#REF!*0.85,IF(#REF!=\"Pumped_Storage\",#REF!*0.5,IF(#REF!=\"CCS\",#REF!*0.85,IF(#REF!=\"OCGT\",#REF!*0,IF(#REF!=\"\",0,#REF!*O$627))))))))","v":{"$error":"#REF!"}}]
[{"$f":"#REF!","v":{"$error":"#REF!"}},{"$f":"#REF!","v":{"$error":"#REF!"}},{"$f":"#REF!","v":{"$error":"#REF!"}},{"$f":"#REF!","v":{"$error":"#REF!"}},{"$f":"IF(#REF!=\"Interconnector\",#REF!*1,IF(#REF!=\"Wind\",#REF!*0.7,IF(#REF!=\"Marine\",#REF!*0.7,IF(#REF!=\"Nuclear\",#REF!*0.85,IF(#REF!=\"Pumped_Storage\",#REF!*0.5,IF(#REF!=\"CCS\",#REF!*0.85,IF(#REF!=\"OCGT\",#REF!*0,IF(#REF!=\"\",0,#REF!*E$627))))))))","v":{"$error":"#REF!"}},{"$f":"IF(#REF!=\"Interconnector\",#REF!*1,IF(#REF!=\"Wind\",#REF!*0.7,IF(#REF!=\"Marine\",#REF!*0.7,IF(#REF!=\"Nuclear\",#REF!*0.85,IF(#REF!=\"Pumped_Storage\",#REF!*0.5,IF(#REF!=\"CCS\",#REF!*0.85,IF(#REF!=\"OCGT\",#REF!*0,IF(#REF!=\"\",0,#REF!*F$627))))))))","v":{"$error":"#REF!"}},{"$f":"IF(#REF!=\"Interconnector\",#REF!*1,IF(#REF!=\"Wind\",#REF!*0.7,IF(#REF!=\"Marine\",#REF!*0.7,IF(#REF!=\"Nuclear\",#REF!*0.85,IF(#REF!=\"Pumped_Storage\",#REF!*0.5,IF(#REF!=\"CCS\",#REF!*0.85,IF(#REF!=\"OCGT\",#REF!*0,IF(#REF!=\"\",0,#REF!*G$627))))))))","v":{"$error":"#REF!"}},{"$f":"IF(#REF!=\"Interconnector\",#REF!*1,IF(#REF!=\"Wind\",#REF!*0.7,IF(#REF!=\"Marine\",#REF!*0.7,IF(#REF!=\"Nuclear\",#REF!*0.85,IF(#REF!=\"Pumped_Storage\",#REF!*0.5,IF(#REF!=\"CCS\",#REF!*0.85,IF(#REF!=\"OCGT\",#REF!*0,IF(#REF!=\"\",0,#REF!*H$627))))))))","v":{"$error":"#REF!"}},{"$f":"IF(#REF!=\"Interconnector\",#REF!*1,IF(#REF!=\"Wind\",#REF!*0.7,IF(#REF!=\"Marine\",#REF!*0.7,IF(#REF!=\"Nuclear\",#REF!*0.85,IF(#REF!=\"Pumped_Storage\",#REF!*0.5,IF(#REF!=\"CCS\",#REF!*0.85,IF(#REF!=\"OCGT\",#REF!*0,IF(#REF!=\"\",0,#REF!*I$627))))))))","v":{"$error":"#REF!"}},{"$f":"IF(#REF!=\"Interconnector\",#REF!*1,IF(#REF!=\"Wind\",#REF!*0.7,IF(#REF!=\"Marine\",#REF!*0.7,IF(#REF!=\"Nuclear\",#REF!*0.85,IF(#REF!=\"Pumped_Storage\",#REF!*0.5,IF(#REF!=\"CCS\",#REF!*0.85,IF(#REF!=\"OCGT\",#REF!*0,IF(#REF!=\"\",0,#REF!*J$627))))))))","v":{"$error":"#REF!"}},{"$f":"IF(#REF!=\"Interconnector\",#REF!*1,IF(#REF!=\"Wind\",#REF!*0.7,IF(#REF!=\"Marine\",#REF!*0.7,IF(#REF!=\"Nuclear\",#REF!*0.85,IF(#REF!=\"Pumped_Storage\",#REF!*0.5,IF(#REF!=\"CCS\",#REF!*0.85,IF(#REF!=\"OCGT\",#REF!*0,IF(#REF!=\"\",0,#REF!*K$627))))))))","v":{"$error":"#REF!"}},{"$f":"IF(#REF!=\"Interconnector\",#REF!*1,IF(#REF!=\"Wind\",#REF!*0.7,IF(#REF!=\"Marine\",#REF!*0.7,IF(#REF!=\"Nuclear\",#REF!*0.85,IF(#REF!=\"Pumped_Storage\",#REF!*0.5,IF(#REF!=\"CCS\",#REF!*0.85,IF(#REF!=\"OCGT\",#REF!*0,IF(#REF!=\"\",0,#REF!*L$627))))))))","v":{"$error":"#REF!"}},{"$f":"IF(#REF!=\"Interconnector\",#REF!*1,IF(#REF!=\"Wind\",#REF!*0.7,IF(#REF!=\"Marine\",#REF!*0.7,IF(#REF!=\"Nuclear\",#REF!*0.85,IF(#REF!=\"Pumped_Storage\",#REF!*0.5,IF(#REF!=\"CCS\",#REF!*0.85,IF(#REF!=\"OCGT\",#REF!*0,IF(#REF!=\"\",0,#REF!*M$627))))))))","v":{"$error":"#REF!"}},{"$f":"IF(#REF!=\"Interconnector\",#REF!*1,IF(#REF!=\"Wind\",#REF!*0.7,IF(#REF!=\"Marine\",#REF!*0.7,IF(#REF!=\"Nuclear\",#REF!*0.85,IF(#REF!=\"Pumped_Storage\",#REF!*0.5,IF(#REF!=\"CCS\",#REF!*0.85,IF(#REF!=\"OCGT\",#REF!*0,IF(#REF!=\"\",0,#REF!*N$627))))))))","v":{"$error":"#REF!"}},{"$f":"IF(#REF!=\"Interconnector\",#REF!*1,IF(#REF!=\"Wind\",#REF!*0.7,IF(#REF!=\"Marine\",#REF!*0.7,IF(#REF!=\"Nuclear\",#REF!*0.85,IF(#REF!=\"Pumped_Storage\",#REF!*0.5,IF(#REF!=\"CCS\",#REF!*0.85,IF(#REF!=\"OCGT\",#REF!*0,IF(#REF!=\"\",0,#REF!*O$627))))))))","v":{"$error":"#REF!"}}]
[{"$f":"#REF!","v":{"$error":"#REF!"}},{"$f":"#REF!","v":{"$error":"#REF!"}},{"$f":"#REF!","v":{"$error":"#REF!"}},{"$f":"#REF!","v":{"$error":"#REF!"}},{"$f":"IF(#REF!=\"Interconnector\",#REF!*1,IF(#REF!=\"Wind\",#REF!*0.7,IF(#REF!=\"Marine\",#REF!*0.7,IF(#REF!=\"Nuclear\",#REF!*0.85,IF(#REF!=\"Pumped_Storage\",#REF!*0.5,IF(#REF!=\"CCS\",#REF!*0.85,IF(#REF!=\"OCGT\",#REF!*0,IF(#REF!=\"\",0,#REF!*E$627))))))))","v":{"$error":"#REF!"}},{"$f":"IF(#REF!=\"Interconnector\",#REF!*1,IF(#REF!=\"Wind\",#REF!*0.7,IF(#REF!=\"Marine\",#REF!*0.7,IF(#REF!=\"Nuclear\",#REF!*0.85,IF(#REF!=\"Pumped_Storage\",#REF!*0.5,IF(#REF!=\"CCS\",#REF!*0.85,IF(#REF!=\"OCGT\",#REF!*0,IF(#REF!=\"\",0,#REF!*F$627))))))))","v":{"$error":"#REF!"}},{"$f":"IF(#REF!=\"Interconnector\",#REF!*1,IF(#REF!=\"Wind\",#REF!*0.7,IF(#REF!=\"Marine\",#REF!*0.7,IF(#REF!=\"Nuclear\",#REF!*0.85,IF(#REF!=\"Pumped_Storage\",#REF!*0.5,IF(#REF!=\"CCS\",#REF!*0.85,IF(#REF!=\"OCGT\",#REF!*0,IF(#REF!=\"\",0,#REF!*G$627))))))))","v":{"$error":"#REF!"}},{"$f":"IF(#REF!=\"Interconnector\",#REF!*1,IF(#REF!=\"Wind\",#REF!*0.7,IF(#REF!=\"Marine\",#REF!*0.7,IF(#REF!=\"Nuclear\",#REF!*0.85,IF(#REF!=\"Pumped_Storage\",#REF!*0.5,IF(#REF!=\"CCS\",#REF!*0.85,IF(#REF!=\"OCGT\",#REF!*0,IF(#REF!=\"\",0,#REF!*H$627))))))))","v":{"$error":"#REF!"}},{"$f":"IF(#REF!=\"Interconnector\",#REF!*1,IF(#REF!=\"Wind\",#REF!*0.7,IF(#REF!=\"Marine\",#REF!*0.7,IF(#REF!=\"Nuclear\",#REF!*0.85,IF(#REF!=\"Pumped_Storage\",#REF!*0.5,IF(#REF!=\"CCS\",#REF!*0.85,IF(#REF!=\"OCGT\",#REF!*0,IF(#REF!=\"\",0,#REF!*I$627))))))))","v":{"$error":"#REF!"}},{"$f":"IF(#REF!=\"Interconnector\",#REF!*1,IF(#REF!=\"Wind\",#REF!*0.7,IF(#REF!=\"Marine\",#REF!*0.7,IF(#REF!=\"Nuclear\",#REF!*0.85,IF(#REF!=\"Pumped_Storage\",#REF!*0.5,IF(#REF!=\"CCS\",#REF!*0.85,IF(#REF!=\"OCGT\",#REF!*0,IF(#REF!=\"\",0,#REF!*J$627))))))))","v":{"$error":"#REF!"}},{"$f":"IF(#REF!=\"Interconnector\",#REF!*1,IF(#REF!=\"Wind\",#REF!*0.7,IF(#REF!=\"Marine\",#REF!*0.7,IF(#REF!=\"Nuclear\",#REF!*0.85,IF(#REF!=\"Pumped_Storage\",#REF!*0.5,IF(#REF!=\"CCS\",#REF!*0.85,IF(#REF!=\"OCGT\",#REF!*0,IF(#REF!=\"\",0,#REF!*K$627))))))))","v":{"$error":"#REF!"}},{"$f":"IF(#REF!=\"Interconnector\",#REF!*1,IF(#REF!=\"Wind\",#REF!*0.7,IF(#REF!=\"Marine\",#REF!*0.7,IF(#REF!=\"Nuclear\",#REF!*0.85,IF(#REF!=\"Pumped_Storage\",#REF!*0.5,IF(#REF!=\"CCS\",#REF!*0.85,IF(#REF!=\"OCGT\",#REF!*0,IF(#REF!=\"\",0,#REF!*L$627))))))))","v":{"$error":"#REF!"}},{"$f":"IF(#REF!=\"Interconnector\",#REF!*1,IF(#REF!=\"Wind\",#REF!*0.7,IF(#REF!=\"Marine\",#REF!*0.7,IF(#REF!=\"Nuclear\",#REF!*0.85,IF(#REF!=\"Pumped_Storage\",#REF!*0.5,IF(#REF!=\"CCS\",#REF!*0.85,IF(#REF!=\"OCGT\",#REF!*0,IF(#REF!=\"\",0,#REF!*M$627))))))))","v":{"$error":"#REF!"}},{"$f":"IF(#REF!=\"Interconnector\",#REF!*1,IF(#REF!=\"Wind\",#REF!*0.7,IF(#REF!=\"Marine\",#REF!*0.7,IF(#REF!=\"Nuclear\",#REF!*0.85,IF(#REF!=\"Pumped_Storage\",#REF!*0.5,IF(#REF!=\"CCS\",#REF!*0.85,IF(#REF!=\"OCGT\",#REF!*0,IF(#REF!=\"\",0,#REF!*N$627))))))))","v":{"$error":"#REF!"}},{"$f":"IF(#REF!=\"Interconnector\",#REF!*1,IF(#REF!=\"Wind\",#REF!*0.7,IF(#REF!=\"Marine\",#REF!*0.7,IF(#REF!=\"Nuclear\",#REF!*0.85,IF(#REF!=\"Pumped_Storage\",#REF!*0.5,IF(#REF!=\"CCS\",#REF!*0.85,IF(#REF!=\"OCGT\",#REF!*0,IF(#REF!=\"\",0,#REF!*O$627))))))))","v":{"$error":"#REF!"}}]
[{"$f":"#REF!","v":{"$error":"#REF!"}},{"$f":"#REF!","v":{"$error":"#REF!"}},{"$f":"#REF!","v":{"$error":"#REF!"}},{"$f":"#REF!","v":{"$error":"#REF!"}},{"$f":"IF(#REF!=\"Interconnector\",#REF!*1,IF(#REF!=\"Wind\",#REF!*0.7,IF(#REF!=\"Marine\",#REF!*0.7,IF(#REF!=\"Nuclear\",#REF!*0.85,IF(#REF!=\"Pumped_Storage\",#REF!*0.5,IF(#REF!=\"CCS\",#REF!*0.85,IF(#REF!=\"OCGT\",#REF!*0,IF(#REF!=\"\",0,#REF!*E$627))))))))","v":{"$error":"#REF!"}},{"$f":"IF(#REF!=\"Interconnector\",#REF!*1,IF(#REF!=\"Wind\",#REF!*0.7,IF(#REF!=\"Marine\",#REF!*0.7,IF(#REF!=\"Nuclear\",#REF!*0.85,IF(#REF!=\"Pumped_Storage\",#REF!*0.5,IF(#REF!=\"CCS\",#REF!*0.85,IF(#REF!=\"OCGT\",#REF!*0,IF(#REF!=\"\",0,#REF!*F$627))))))))","v":{"$error":"#REF!"}},{"$f":"IF(#REF!=\"Interconnector\",#REF!*1,IF(#REF!=\"Wind\",#REF!*0.7,IF(#REF!=\"Marine\",#REF!*0.7,IF(#REF!=\"Nuclear\",#REF!*0.85,IF(#REF!=\"Pumped_Storage\",#REF!*0.5,IF(#REF!=\"CCS\",#REF!*0.85,IF(#REF!=\"OCGT\",#REF!*0,IF(#REF!=\"\",0,#REF!*G$627))))))))","v":{"$error":"#REF!"}},{"$f":"IF(#REF!=\"Interconnector\",#REF!*1,IF(#REF!=\"Wind\",#REF!*0.7,IF(#REF!=\"Marine\",#REF!*0.7,IF(#REF!=\"Nuclear\",#REF!*0.85,IF(#REF!=\"Pumped_Storage\",#REF!*0.5,IF(#REF!=\"CCS\",#REF!*0.85,IF(#REF!=\"OCGT\",#REF!*0,IF(#REF!=\"\",0,#REF!*H$627))))))))","v":{"$error":"#REF!"}},{"$f":"IF(#REF!=\"Interconnector\",#REF!*1,IF(#REF!=\"Wind\",#REF!*0.7,IF(#REF!=\"Marine\",#REF!*0.7,IF(#REF!=\"Nuclear\",#REF!*0.85,IF(#REF!=\"Pumped_Storage\",#REF!*0.5,IF(#REF!=\"CCS\",#REF!*0.85,IF(#REF!=\"OCGT\",#REF!*0,IF(#REF!=\"\",0,#REF!*I$627))))))))","v":{"$error":"#REF!"}},{"$f":"IF(#REF!=\"Interconnector\",#REF!*1,IF(#REF!=\"Wind\",#REF!*0.7,IF(#REF!=\"Marine\",#REF!*0.7,IF(#REF!=\"Nuclear\",#REF!*0.85,IF(#REF!=\"Pumped_Storage\",#REF!*0.5,IF(#REF!=\"CCS\",#REF!*0.85,IF(#REF!=\"OCGT\",#REF!*0,IF(#REF!=\"\",0,#REF!*J$627))))))))","v":{"$error":"#REF!"}},{"$f":"IF(#REF!=\"Interconnector\",#REF!*1,IF(#REF!=\"Wind\",#REF!*0.7,IF(#REF!=\"Marine\",#REF!*0.7,IF(#REF!=\"Nuclear\",#REF!*0.85,IF(#REF!=\"Pumped_Storage\",#REF!*0.5,IF(#REF!=\"CCS\",#REF!*0.85,IF(#REF!=\"OCGT\",#REF!*0,IF(#REF!=\"\",0,#REF!*K$627))))))))","v":{"$error":"#REF!"}},{"$f":"IF(#REF!=\"Interconnector\",#REF!*1,IF(#REF!=\"Wind\",#REF!*0.7,IF(#REF!=\"Marine\",#REF!*0.7,IF(#REF!=\"Nuclear\",#REF!*0.85,IF(#REF!=\"Pumped_Storage\",#REF!*0.5,IF(#REF!=\"CCS\",#REF!*0.85,IF(#REF!=\"OCGT\",#REF!*0,IF(#REF!=\"\",0,#REF!*L$627))))))))","v":{"$error":"#REF!"}},{"$f":"IF(#REF!=\"Interconnector\",#REF!*1,IF(#REF!=\"Wind\",#REF!*0.7,IF(#REF!=\"Marine\",#REF!*0.7,IF(#REF!=\"Nuclear\",#REF!*0.85,IF(#REF!=\"Pumped_Storage\",#REF!*0.5,IF(#REF!=\"CCS\",#REF!*0.85,IF(#REF!=\"OCGT\",#REF!*0,IF(#REF!=\"\",0,#REF!*M$627))))))))","v":{"$error":"#REF!"}},{"$f":"IF(#REF!=\"Interconnector\",#REF!*1,IF(#REF!=\"Wind\",#REF!*0.7,IF(#REF!=\"Marine\",#REF!*0.7,IF(#REF!=\"Nuclear\",#REF!*0.85,IF(#REF!=\"Pumped_Storage\",#REF!*0.5,IF(#REF!=\"CCS\",#REF!*0.85,IF(#REF!=\"OCGT\",#REF!*0,IF(#REF!=\"\",0,#REF!*N$627))))))))","v":{"$error":"#REF!"}},{"$f":"IF(#REF!=\"Interconnector\",#REF!*1,IF(#REF!=\"Wind\",#REF!*0.7,IF(#REF!=\"Marine\",#REF!*0.7,IF(#REF!=\"Nuclear\",#REF!*0.85,IF(#REF!=\"Pumped_Storage\",#REF!*0.5,IF(#REF!=\"CCS\",#REF!*0.85,IF(#REF!=\"OCGT\",#REF!*0,IF(#REF!=\"\",0,#REF!*O$627))))))))","v":{"$error":"#REF!"}}]
[{"$f":"#REF!","v":{"$error":"#REF!"}},{"$f":"#REF!","v":{"$error":"#REF!"}},{"$f":"#REF!","v":{"$error":"#REF!"}},{"$f":"#REF!","v":{"$error":"#REF!"}},{"$f":"IF(#REF!=\"Interconnector\",#REF!*1,IF(#REF!=\"Wind\",#REF!*0.7,IF(#REF!=\"Marine\",#REF!*0.7,IF(#REF!=\"Nuclear\",#REF!*0.85,IF(#REF!=\"Pumped_Storage\",#REF!*0.5,IF(#REF!=\"CCS\",#REF!*0.85,IF(#REF!=\"OCGT\",#REF!*0,IF(#REF!=\"\",0,#REF!*E$627))))))))","v":{"$error":"#REF!"}},{"$f":"IF(#REF!=\"Interconnector\",#REF!*1,IF(#REF!=\"Wind\",#REF!*0.7,IF(#REF!=\"Marine\",#REF!*0.7,IF(#REF!=\"Nuclear\",#REF!*0.85,IF(#REF!=\"Pumped_Storage\",#REF!*0.5,IF(#REF!=\"CCS\",#REF!*0.85,IF(#REF!=\"OCGT\",#REF!*0,IF(#REF!=\"\",0,#REF!*F$627))))))))","v":{"$error":"#REF!"}},{"$f":"IF(#REF!=\"Interconnector\",#REF!*1,IF(#REF!=\"Wind\",#REF!*0.7,IF(#REF!=\"Marine\",#REF!*0.7,IF(#REF!=\"Nuclear\",#REF!*0.85,IF(#REF!=\"Pumped_Storage\",#REF!*0.5,IF(#REF!=\"CCS\",#REF!*0.85,IF(#REF!=\"OCGT\",#REF!*0,IF(#REF!=\"\",0,#REF!*G$627))))))))","v":{"$error":"#REF!"}},{"$f":"IF(#REF!=\"Interconnector\",#REF!*1,IF(#REF!=\"Wind\",#REF!*0.7,IF(#REF!=\"Marine\",#REF!*0.7,IF(#REF!=\"Nuclear\",#REF!*0.85,IF(#REF!=\"Pumped_Storage\",#REF!*0.5,IF(#REF!=\"CCS\",#REF!*0.85,IF(#REF!=\"OCGT\",#REF!*0,IF(#REF!=\"\",0,#REF!*H$627))))))))","v":{"$error":"#REF!"}},{"$f":"IF(#REF!=\"Interconnector\",#REF!*1,IF(#REF!=\"Wind\",#REF!*0.7,IF(#REF!=\"Marine\",#REF!*0.7,IF(#REF!=\"Nuclear\",#REF!*0.85,IF(#REF!=\"Pumped_Storage\",#REF!*0.5,IF(#REF!=\"CCS\",#REF!*0.85,IF(#REF!=\"OCGT\",#REF!*0,IF(#REF!=\"\",0,#REF!*I$627))))))))","v":{"$error":"#REF!"}},{"$f":"IF(#REF!=\"Interconnector\",#REF!*1,IF(#REF!=\"Wind\",#REF!*0.7,IF(#REF!=\"Marine\",#REF!*0.7,IF(#REF!=\"Nuclear\",#REF!*0.85,IF(#REF!=\"Pumped_Storage\",#REF!*0.5,IF(#REF!=\"CCS\",#REF!*0.85,IF(#REF!=\"OCGT\",#REF!*0,IF(#REF!=\"\",0,#REF!*J$627))))))))","v":{"$error":"#REF!"}},{"$f":"IF(#REF!=\"Interconnector\",#REF!*1,IF(#REF!=\"Wind\",#REF!*0.7,IF(#REF!=\"Marine\",#REF!*0.7,IF(#REF!=\"Nuclear\",#REF!*0.85,IF(#REF!=\"Pumped_Storage\",#REF!*0.5,IF(#REF!=\"CCS\",#REF!*0.85,IF(#REF!=\"OCGT\",#REF!*0,IF(#REF!=\"\",0,#REF!*K$627))))))))","v":{"$error":"#REF!"}},{"$f":"IF(#REF!=\"Interconnector\",#REF!*1,IF(#REF!=\"Wind\",#REF!*0.7,IF(#REF!=\"Marine\",#REF!*0.7,IF(#REF!=\"Nuclear\",#REF!*0.85,IF(#REF!=\"Pumped_Storage\",#REF!*0.5,IF(#REF!=\"CCS\",#REF!*0.85,IF(#REF!=\"OCGT\",#REF!*0,IF(#REF!=\"\",0,#REF!*L$627))))))))","v":{"$error":"#REF!"}},{"$f":"IF(#REF!=\"Interconnector\",#REF!*1,IF(#REF!=\"Wind\",#REF!*0.7,IF(#REF!=\"Marine\",#REF!*0.7,IF(#REF!=\"Nuclear\",#REF!*0.85,IF(#REF!=\"Pumped_Storage\",#REF!*0.5,IF(#REF!=\"CCS\",#REF!*0.85,IF(#REF!=\"OCGT\",#REF!*0,IF(#REF!=\"\",0,#REF!*M$627))))))))","v":{"$error":"#REF!"}},{"$f":"IF(#REF!=\"Interconnector\",#REF!*1,IF(#REF!=\"Wind\",#REF!*0.7,IF(#REF!=\"Marine\",#REF!*0.7,IF(#REF!=\"Nuclear\",#REF!*0.85,IF(#REF!=\"Pumped_Storage\",#REF!*0.5,IF(#REF!=\"CCS\",#REF!*0.85,IF(#REF!=\"OCGT\",#REF!*0,IF(#REF!=\"\",0,#REF!*N$627))))))))","v":{"$error":"#REF!"}},{"$f":"IF(#REF!=\"Interconnector\",#REF!*1,IF(#REF!=\"Wind\",#REF!*0.7,IF(#REF!=\"Marine\",#REF!*0.7,IF(#REF!=\"Nuclear\",#REF!*0.85,IF(#REF!=\"Pumped_Storage\",#REF!*0.5,IF(#REF!=\"CCS\",#REF!*0.85,IF(#REF!=\"OCGT\",#REF!*0,IF(#REF!=\"\",0,#REF!*O$627))))))))","v":{"$error":"#REF!"}}]
[{"$f":"#REF!","v":{"$error":"#REF!"}},{"$f":"#REF!","v":{"$error":"#REF!"}},{"$f":"#REF!","v":{"$error":"#REF!"}},{"$f":"#REF!","v":{"$error":"#REF!"}},{"$f":"IF(#REF!=\"Interconnector\",#REF!*1,IF(#REF!=\"Wind\",#REF!*0.7,IF(#REF!=\"Marine\",#REF!*0.7,IF(#REF!=\"Nuclear\",#REF!*0.85,IF(#REF!=\"Pumped_Storage\",#REF!*0.5,IF(#REF!=\"CCS\",#REF!*0.85,IF(#REF!=\"OCGT\",#REF!*0,IF(#REF!=\"\",0,#REF!*E$627))))))))","v":{"$error":"#REF!"}},{"$f":"IF(#REF!=\"Interconnector\",#REF!*1,IF(#REF!=\"Wind\",#REF!*0.7,IF(#REF!=\"Marine\",#REF!*0.7,IF(#REF!=\"Nuclear\",#REF!*0.85,IF(#REF!=\"Pumped_Storage\",#REF!*0.5,IF(#REF!=\"CCS\",#REF!*0.85,IF(#REF!=\"OCGT\",#REF!*0,IF(#REF!=\"\",0,#REF!*F$627))))))))","v":{"$error":"#REF!"}},{"$f":"IF(#REF!=\"Interconnector\",#REF!*1,IF(#REF!=\"Wind\",#REF!*0.7,IF(#REF!=\"Marine\",#REF!*0.7,IF(#REF!=\"Nuclear\",#REF!*0.85,IF(#REF!=\"Pumped_Storage\",#REF!*0.5,IF(#REF!=\"CCS\",#REF!*0.85,IF(#REF!=\"OCGT\",#REF!*0,IF(#REF!=\"\",0,#REF!*G$627))))))))","v":{"$error":"#REF!"}},{"$f":"IF(#REF!=\"Interconnector\",#REF!*1,IF(#REF!=\"Wind\",#REF!*0.7,IF(#REF!=\"Marine\",#REF!*0.7,IF(#REF!=\"Nuclear\",#REF!*0.85,IF(#REF!=\"Pumped_Storage\",#REF!*0.5,IF(#REF!=\"CCS\",#REF!*0.85,IF(#REF!=\"OCGT\",#REF!*0,IF(#REF!=\"\",0,#REF!*H$627))))))))","v":{"$error":"#REF!"}},{"$f":"IF(#REF!=\"Interconnector\",#REF!*1,IF(#REF!=\"Wind\",#REF!*0.7,IF(#REF!=\"Marine\",#REF!*0.7,IF(#REF!=\"Nuclear\",#REF!*0.85,IF(#REF!=\"Pumped_Storage\",#REF!*0.5,IF(#REF!=\"CCS\",#REF!*0.85,IF(#REF!=\"OCGT\",#REF!*0,IF(#REF!=\"\",0,#REF!*I$627))))))))","v":{"$error":"#REF!"}},{"$f":"IF(#REF!=\"Interconnector\",#REF!*1,IF(#REF!=\"Wind\",#REF!*0.7,IF(#REF!=\"Marine\",#REF!*0.7,IF(#REF!=\"Nuclear\",#REF!*0.85,IF(#REF!=\"Pumped_Storage\",#REF!*0.5,IF(#REF!=\"CCS\",#REF!*0.85,IF(#REF!=\"OCGT\",#REF!*0,IF(#REF!=\"\",0,#REF!*J$627))))))))","v":{"$error":"#REF!"}},{"$f":"IF(#REF!=\"Interconnector\",#REF!*1,IF(#REF!=\"Wind\",#REF!*0.7,IF(#REF!=\"Marine\",#REF!*0.7,IF(#REF!=\"Nuclear\",#REF!*0.85,IF(#REF!=\"Pumped_Storage\",#REF!*0.5,IF(#REF!=\"CCS\",#REF!*0.85,IF(#REF!=\"OCGT\",#REF!*0,IF(#REF!=\"\",0,#REF!*K$627))))))))","v":{"$error":"#REF!"}},{"$f":"IF(#REF!=\"Interconnector\",#REF!*1,IF(#REF!=\"Wind\",#REF!*0.7,IF(#REF!=\"Marine\",#REF!*0.7,IF(#REF!=\"Nuclear\",#REF!*0.85,IF(#REF!=\"Pumped_Storage\",#REF!*0.5,IF(#REF!=\"CCS\",#REF!*0.85,IF(#REF!=\"OCGT\",#REF!*0,IF(#REF!=\"\",0,#REF!*L$627))))))))","v":{"$error":"#REF!"}},{"$f":"IF(#REF!=\"Interconnector\",#REF!*1,IF(#REF!=\"Wind\",#REF!*0.7,IF(#REF!=\"Marine\",#REF!*0.7,IF(#REF!=\"Nuclear\",#REF!*0.85,IF(#REF!=\"Pumped_Storage\",#REF!*0.5,IF(#REF!=\"CCS\",#REF!*0.85,IF(#REF!=\"OCGT\",#REF!*0,IF(#REF!=\"\",0,#REF!*M$627))))))))","v":{"$error":"#REF!"}},{"$f":"IF(#REF!=\"Interconnector\",#REF!*1,IF(#REF!=\"Wind\",#REF!*0.7,IF(#REF!=\"Marine\",#REF!*0.7,IF(#REF!=\"Nuclear\",#REF!*0.85,IF(#REF!=\"Pumped_Storage\",#REF!*0.5,IF(#REF!=\"CCS\",#REF!*0.85,IF(#REF!=\"OCGT\",#REF!*0,IF(#REF!=\"\",0,#REF!*N$627))))))))","v":{"$error":"#REF!"}},{"$f":"IF(#REF!=\"Interconnector\",#REF!*1,IF(#REF!=\"Wind\",#REF!*0.7,IF(#REF!=\"Marine\",#REF!*0.7,IF(#REF!=\"Nuclear\",#REF!*0.85,IF(#REF!=\"Pumped_Storage\",#REF!*0.5,IF(#REF!=\"CCS\",#REF!*0.85,IF(#REF!=\"OCGT\",#REF!*0,IF(#REF!=\"\",0,#REF!*O$627))))))))","v":{"$error":"#REF!"}}]
[{"$f":"#REF!","v":{"$error":"#REF!"}},{"$f":"#REF!","v":{"$error":"#REF!"}},{"$f":"#REF!","v":{"$error":"#REF!"}},{"$f":"#REF!","v":{"$error":"#REF!"}},{"$f":"IF(#REF!=\"Interconnector\",#REF!*1,IF(#REF!=\"Wind\",#REF!*0.7,IF(#REF!=\"Marine\",#REF!*0.7,IF(#REF!=\"Nuclear\",#REF!*0.85,IF(#REF!=\"Pumped_Storage\",#REF!*0.5,IF(#REF!=\"CCS\",#REF!*0.85,IF(#REF!=\"OCGT\",#REF!*0,IF(#REF!=\"\",0,#REF!*E$627))))))))","v":{"$error":"#REF!"}},{"$f":"IF(#REF!=\"Interconnector\",#REF!*1,IF(#REF!=\"Wind\",#REF!*0.7,IF(#REF!=\"Marine\",#REF!*0.7,IF(#REF!=\"Nuclear\",#REF!*0.85,IF(#REF!=\"Pumped_Storage\",#REF!*0.5,IF(#REF!=\"CCS\",#REF!*0.85,IF(#REF!=\"OCGT\",#REF!*0,IF(#REF!=\"\",0,#REF!*F$627))))))))","v":{"$error":"#REF!"}},{"$f":"IF(#REF!=\"Interconnector\",#REF!*1,IF(#REF!=\"Wind\",#REF!*0.7,IF(#REF!=\"Marine\",#REF!*0.7,IF(#REF!=\"Nuclear\",#REF!*0.85,IF(#REF!=\"Pumped_Storage\",#REF!*0.5,IF(#REF!=\"CCS\",#REF!*0.85,IF(#REF!=\"OCGT\",#REF!*0,IF(#REF!=\"\",0,#REF!*G$627))))))))","v":{"$error":"#REF!"}},{"$f":"IF(#REF!=\"Interconnector\",#REF!*1,IF(#REF!=\"Wind\",#REF!*0.7,IF(#REF!=\"Marine\",#REF!*0.7,IF(#REF!=\"Nuclear\",#REF!*0.85,IF(#REF!=\"Pumped_Storage\",#REF!*0.5,IF(#REF!=\"CCS\",#REF!*0.85,IF(#REF!=\"OCGT\",#REF!*0,IF(#REF!=\"\",0,#REF!*H$627))))))))","v":{"$error":"#REF!"}},{"$f":"IF(#REF!=\"Interconnector\",#REF!*1,IF(#REF!=\"Wind\",#REF!*0.7,IF(#REF!=\"Marine\",#REF!*0.7,IF(#REF!=\"Nuclear\",#REF!*0.85,IF(#REF!=\"Pumped_Storage\",#REF!*0.5,IF(#REF!=\"CCS\",#REF!*0.85,IF(#REF!=\"OCGT\",#REF!*0,IF(#REF!=\"\",0,#REF!*I$627))))))))","v":{"$error":"#REF!"}},{"$f":"IF(#REF!=\"Interconnector\",#REF!*1,IF(#REF!=\"Wind\",#REF!*0.7,IF(#REF!=\"Marine\",#REF!*0.7,IF(#REF!=\"Nuclear\",#REF!*0.85,IF(#REF!=\"Pumped_Storage\",#REF!*0.5,IF(#REF!=\"CCS\",#REF!*0.85,IF(#REF!=\"OCGT\",#REF!*0,IF(#REF!=\"\",0,#REF!*J$627))))))))","v":{"$error":"#REF!"}},{"$f":"IF(#REF!=\"Interconnector\",#REF!*1,IF(#REF!=\"Wind\",#REF!*0.7,IF(#REF!=\"Marine\",#REF!*0.7,IF(#REF!=\"Nuclear\",#REF!*0.85,IF(#REF!=\"Pumped_Storage\",#REF!*0.5,IF(#REF!=\"CCS\",#REF!*0.85,IF(#REF!=\"OCGT\",#REF!*0,IF(#REF!=\"\",0,#REF!*K$627))))))))","v":{"$error":"#REF!"}},{"$f":"IF(#REF!=\"Interconnector\",#REF!*1,IF(#REF!=\"Wind\",#REF!*0.7,IF(#REF!=\"Marine\",#REF!*0.7,IF(#REF!=\"Nuclear\",#REF!*0.85,IF(#REF!=\"Pumped_Storage\",#REF!*0.5,IF(#REF!=\"CCS\",#REF!*0.85,IF(#REF!=\"OCGT\",#REF!*0,IF(#REF!=\"\",0,#REF!*L$627))))))))","v":{"$error":"#REF!"}},{"$f":"IF(#REF!=\"Interconnector\",#REF!*1,IF(#REF!=\"Wind\",#REF!*0.7,IF(#REF!=\"Marine\",#REF!*0.7,IF(#REF!=\"Nuclear\",#REF!*0.85,IF(#REF!=\"Pumped_Storage\",#REF!*0.5,IF(#REF!=\"CCS\",#REF!*0.85,IF(#REF!=\"OCGT\",#REF!*0,IF(#REF!=\"\",0,#REF!*M$627))))))))","v":{"$error":"#REF!"}},{"$f":"IF(#REF!=\"Interconnector\",#REF!*1,IF(#REF!=\"Wind\",#REF!*0.7,IF(#REF!=\"Marine\",#REF!*0.7,IF(#REF!=\"Nuclear\",#REF!*0.85,IF(#REF!=\"Pumped_Storage\",#REF!*0.5,IF(#REF!=\"CCS\",#REF!*0.85,IF(#REF!=\"OCGT\",#REF!*0,IF(#REF!=\"\",0,#REF!*N$627))))))))","v":{"$error":"#REF!"}},{"$f":"IF(#REF!=\"Interconnector\",#REF!*1,IF(#REF!=\"Wind\",#REF!*0.7,IF(#REF!=\"Marine\",#REF!*0.7,IF(#REF!=\"Nuclear\",#REF!*0.85,IF(#REF!=\"Pumped_Storage\",#REF!*0.5,IF(#REF!=\"CCS\",#REF!*0.85,IF(#REF!=\"OCGT\",#REF!*0,IF(#REF!=\"\",0,#REF!*O$627))))))))","v":{"$error":"#REF!"}}]
[{"$f":"#REF!","v":{"$error":"#REF!"}},{"$f":"#REF!","v":{"$error":"#REF!"}},{"$f":"#REF!","v":{"$error":"#REF!"}},{"$f":"#REF!","v":{"$error":"#REF!"}},{"$f":"IF(#REF!=\"Interconnector\",#REF!*1,IF(#REF!=\"Wind\",#REF!*0.7,IF(#REF!=\"Marine\",#REF!*0.7,IF(#REF!=\"Nuclear\",#REF!*0.85,IF(#REF!=\"Pumped_Storage\",#REF!*0.5,IF(#REF!=\"CCS\",#REF!*0.85,IF(#REF!=\"OCGT\",#REF!*0,IF(#REF!=\"\",0,#REF!*E$627))))))))","v":{"$error":"#REF!"}},{"$f":"IF(#REF!=\"Interconnector\",#REF!*1,IF(#REF!=\"Wind\",#REF!*0.7,IF(#REF!=\"Marine\",#REF!*0.7,IF(#REF!=\"Nuclear\",#REF!*0.85,IF(#REF!=\"Pumped_Storage\",#REF!*0.5,IF(#REF!=\"CCS\",#REF!*0.85,IF(#REF!=\"OCGT\",#REF!*0,IF(#REF!=\"\",0,#REF!*F$627))))))))","v":{"$error":"#REF!"}},{"$f":"IF(#REF!=\"Interconnector\",#REF!*1,IF(#REF!=\"Wind\",#REF!*0.7,IF(#REF!=\"Marine\",#REF!*0.7,IF(#REF!=\"Nuclear\",#REF!*0.85,IF(#REF!=\"Pumped_Storage\",#REF!*0.5,IF(#REF!=\"CCS\",#REF!*0.85,IF(#REF!=\"OCGT\",#REF!*0,IF(#REF!=\"\",0,#REF!*G$627))))))))","v":{"$error":"#REF!"}},{"$f":"IF(#REF!=\"Interconnector\",#REF!*1,IF(#REF!=\"Wind\",#REF!*0.7,IF(#REF!=\"Marine\",#REF!*0.7,IF(#REF!=\"Nuclear\",#REF!*0.85,IF(#REF!=\"Pumped_Storage\",#REF!*0.5,IF(#REF!=\"CCS\",#REF!*0.85,IF(#REF!=\"OCGT\",#REF!*0,IF(#REF!=\"\",0,#REF!*H$627))))))))","v":{"$error":"#REF!"}},{"$f":"IF(#REF!=\"Interconnector\",#REF!*1,IF(#REF!=\"Wind\",#REF!*0.7,IF(#REF!=\"Marine\",#REF!*0.7,IF(#REF!=\"Nuclear\",#REF!*0.85,IF(#REF!=\"Pumped_Storage\",#REF!*0.5,IF(#REF!=\"CCS\",#REF!*0.85,IF(#REF!=\"OCGT\",#REF!*0,IF(#REF!=\"\",0,#REF!*I$627))))))))","v":{"$error":"#REF!"}},{"$f":"IF(#REF!=\"Interconnector\",#REF!*1,IF(#REF!=\"Wind\",#REF!*0.7,IF(#REF!=\"Marine\",#REF!*0.7,IF(#REF!=\"Nuclear\",#REF!*0.85,IF(#REF!=\"Pumped_Storage\",#REF!*0.5,IF(#REF!=\"CCS\",#REF!*0.85,IF(#REF!=\"OCGT\",#REF!*0,IF(#REF!=\"\",0,#REF!*J$627))))))))","v":{"$error":"#REF!"}},{"$f":"IF(#REF!=\"Interconnector\",#REF!*1,IF(#REF!=\"Wind\",#REF!*0.7,IF(#REF!=\"Marine\",#REF!*0.7,IF(#REF!=\"Nuclear\",#REF!*0.85,IF(#REF!=\"Pumped_Storage\",#REF!*0.5,IF(#REF!=\"CCS\",#REF!*0.85,IF(#REF!=\"OCGT\",#REF!*0,IF(#REF!=\"\",0,#REF!*K$627))))))))","v":{"$error":"#REF!"}},{"$f":"IF(#REF!=\"Interconnector\",#REF!*1,IF(#REF!=\"Wind\",#REF!*0.7,IF(#REF!=\"Marine\",#REF!*0.7,IF(#REF!=\"Nuclear\",#REF!*0.85,IF(#REF!=\"Pumped_Storage\",#REF!*0.5,IF(#REF!=\"CCS\",#REF!*0.85,IF(#REF!=\"OCGT\",#REF!*0,IF(#REF!=\"\",0,#REF!*L$627))))))))","v":{"$error":"#REF!"}},{"$f":"IF(#REF!=\"Interconnector\",#REF!*1,IF(#REF!=\"Wind\",#REF!*0.7,IF(#REF!=\"Marine\",#REF!*0.7,IF(#REF!=\"Nuclear\",#REF!*0.85,IF(#REF!=\"Pumped_Storage\",#REF!*0.5,IF(#REF!=\"CCS\",#REF!*0.85,IF(#REF!=\"OCGT\",#REF!*0,IF(#REF!=\"\",0,#REF!*M$627))))))))","v":{"$error":"#REF!"}},{"$f":"IF(#REF!=\"Interconnector\",#REF!*1,IF(#REF!=\"Wind\",#REF!*0.7,IF(#REF!=\"Marine\",#REF!*0.7,IF(#REF!=\"Nuclear\",#REF!*0.85,IF(#REF!=\"Pumped_Storage\",#REF!*0.5,IF(#REF!=\"CCS\",#REF!*0.85,IF(#REF!=\"OCGT\",#REF!*0,IF(#REF!=\"\",0,#REF!*N$627))))))))","v":{"$error":"#REF!"}},{"$f":"IF(#REF!=\"Interconnector\",#REF!*1,IF(#REF!=\"Wind\",#REF!*0.7,IF(#REF!=\"Marine\",#REF!*0.7,IF(#REF!=\"Nuclear\",#REF!*0.85,IF(#REF!=\"Pumped_Storage\",#REF!*0.5,IF(#REF!=\"CCS\",#REF!*0.85,IF(#REF!=\"OCGT\",#REF!*0,IF(#REF!=\"\",0,#REF!*O$627))))))))","v":{"$error":"#REF!"}}]
[{"$f":"#REF!","v":{"$error":"#REF!"}},{"$f":"#REF!","v":{"$error":"#REF!"}},{"$f":"#REF!","v":{"$error":"#REF!"}},{"$f":"#REF!","v":{"$error":"#REF!"}},{"$f":"IF(#REF!=\"Interconnector\",#REF!*1,IF(#REF!=\"Wind\",#REF!*0.7,IF(#REF!=\"Marine\",#REF!*0.7,IF(#REF!=\"Nuclear\",#REF!*0.85,IF(#REF!=\"Pumped_Storage\",#REF!*0.5,IF(#REF!=\"CCS\",#REF!*0.85,IF(#REF!=\"OCGT\",#REF!*0,IF(#REF!=\"\",0,#REF!*E$627))))))))","v":{"$error":"#REF!"}},{"$f":"IF(#REF!=\"Interconnector\",#REF!*1,IF(#REF!=\"Wind\",#REF!*0.7,IF(#REF!=\"Marine\",#REF!*0.7,IF(#REF!=\"Nuclear\",#REF!*0.85,IF(#REF!=\"Pumped_Storage\",#REF!*0.5,IF(#REF!=\"CCS\",#REF!*0.85,IF(#REF!=\"OCGT\",#REF!*0,IF(#REF!=\"\",0,#REF!*F$627))))))))","v":{"$error":"#REF!"}},{"$f":"IF(#REF!=\"Interconnector\",#REF!*1,IF(#REF!=\"Wind\",#REF!*0.7,IF(#REF!=\"Marine\",#REF!*0.7,IF(#REF!=\"Nuclear\",#REF!*0.85,IF(#REF!=\"Pumped_Storage\",#REF!*0.5,IF(#REF!=\"CCS\",#REF!*0.85,IF(#REF!=\"OCGT\",#REF!*0,IF(#REF!=\"\",0,#REF!*G$627))))))))","v":{"$error":"#REF!"}},{"$f":"IF(#REF!=\"Interconnector\",#REF!*1,IF(#REF!=\"Wind\",#REF!*0.7,IF(#REF!=\"Marine\",#REF!*0.7,IF(#REF!=\"Nuclear\",#REF!*0.85,IF(#REF!=\"Pumped_Storage\",#REF!*0.5,IF(#REF!=\"CCS\",#REF!*0.85,IF(#REF!=\"OCGT\",#REF!*0,IF(#REF!=\"\",0,#REF!*H$627))))))))","v":{"$error":"#REF!"}},{"$f":"IF(#REF!=\"Interconnector\",#REF!*1,IF(#REF!=\"Wind\",#REF!*0.7,IF(#REF!=\"Marine\",#REF!*0.7,IF(#REF!=\"Nuclear\",#REF!*0.85,IF(#REF!=\"Pumped_Storage\",#REF!*0.5,IF(#REF!=\"CCS\",#REF!*0.85,IF(#REF!=\"OCGT\",#REF!*0,IF(#REF!=\"\",0,#REF!*I$627))))))))","v":{"$error":"#REF!"}},{"$f":"IF(#REF!=\"Interconnector\",#REF!*1,IF(#REF!=\"Wind\",#REF!*0.7,IF(#REF!=\"Marine\",#REF!*0.7,IF(#REF!=\"Nuclear\",#REF!*0.85,IF(#REF!=\"Pumped_Storage\",#REF!*0.5,IF(#REF!=\"CCS\",#REF!*0.85,IF(#REF!=\"OCGT\",#REF!*0,IF(#REF!=\"\",0,#REF!*J$627))))))))","v":{"$error":"#REF!"}},{"$f":"IF(#REF!=\"Interconnector\",#REF!*1,IF(#REF!=\"Wind\",#REF!*0.7,IF(#REF!=\"Marine\",#REF!*0.7,IF(#REF!=\"Nuclear\",#REF!*0.85,IF(#REF!=\"Pumped_Storage\",#REF!*0.5,IF(#REF!=\"CCS\",#REF!*0.85,IF(#REF!=\"OCGT\",#REF!*0,IF(#REF!=\"\",0,#REF!*K$627))))))))","v":{"$error":"#REF!"}},{"$f":"IF(#REF!=\"Interconnector\",#REF!*1,IF(#REF!=\"Wind\",#REF!*0.7,IF(#REF!=\"Marine\",#REF!*0.7,IF(#REF!=\"Nuclear\",#REF!*0.85,IF(#REF!=\"Pumped_Storage\",#REF!*0.5,IF(#REF!=\"CCS\",#REF!*0.85,IF(#REF!=\"OCGT\",#REF!*0,IF(#REF!=\"\",0,#REF!*L$627))))))))","v":{"$error":"#REF!"}},{"$f":"IF(#REF!=\"Interconnector\",#REF!*1,IF(#REF!=\"Wind\",#REF!*0.7,IF(#REF!=\"Marine\",#REF!*0.7,IF(#REF!=\"Nuclear\",#REF!*0.85,IF(#REF!=\"Pumped_Storage\",#REF!*0.5,IF(#REF!=\"CCS\",#REF!*0.85,IF(#REF!=\"OCGT\",#REF!*0,IF(#REF!=\"\",0,#REF!*M$627))))))))","v":{"$error":"#REF!"}},{"$f":"IF(#REF!=\"Interconnector\",#REF!*1,IF(#REF!=\"Wind\",#REF!*0.7,IF(#REF!=\"Marine\",#REF!*0.7,IF(#REF!=\"Nuclear\",#REF!*0.85,IF(#REF!=\"Pumped_Storage\",#REF!*0.5,IF(#REF!=\"CCS\",#REF!*0.85,IF(#REF!=\"OCGT\",#REF!*0,IF(#REF!=\"\",0,#REF!*N$627))))))))","v":{"$error":"#REF!"}},{"$f":"IF(#REF!=\"Interconnector\",#REF!*1,IF(#REF!=\"Wind\",#REF!*0.7,IF(#REF!=\"Marine\",#REF!*0.7,IF(#REF!=\"Nuclear\",#REF!*0.85,IF(#REF!=\"Pumped_Storage\",#REF!*0.5,IF(#REF!=\"CCS\",#REF!*0.85,IF(#REF!=\"OCGT\",#REF!*0,IF(#REF!=\"\",0,#REF!*O$627))))))))","v":{"$error":"#REF!"}}]
[{"$f":"#REF!","v":{"$error":"#REF!"}},{"$f":"#REF!","v":{"$error":"#REF!"}},{"$f":"#REF!","v":{"$error":"#REF!"}},{"$f":"#REF!","v":{"$error":"#REF!"}},{"$f":"IF(#REF!=\"Interconnector\",#REF!*1,IF(#REF!=\"Wind\",#REF!*0.7,IF(#REF!=\"Marine\",#REF!*0.7,IF(#REF!=\"Nuclear\",#REF!*0.85,IF(#REF!=\"Pumped_Storage\",#REF!*0.5,IF(#REF!=\"CCS\",#REF!*0.85,IF(#REF!=\"OCGT\",#REF!*0,IF(#REF!=\"\",0,#REF!*E$627))))))))","v":{"$error":"#REF!"}},{"$f":"IF(#REF!=\"Interconnector\",#REF!*1,IF(#REF!=\"Wind\",#REF!*0.7,IF(#REF!=\"Marine\",#REF!*0.7,IF(#REF!=\"Nuclear\",#REF!*0.85,IF(#REF!=\"Pumped_Storage\",#REF!*0.5,IF(#REF!=\"CCS\",#REF!*0.85,IF(#REF!=\"OCGT\",#REF!*0,IF(#REF!=\"\",0,#REF!*F$627))))))))","v":{"$error":"#REF!"}},{"$f":"IF(#REF!=\"Interconnector\",#REF!*1,IF(#REF!=\"Wind\",#REF!*0.7,IF(#REF!=\"Marine\",#REF!*0.7,IF(#REF!=\"Nuclear\",#REF!*0.85,IF(#REF!=\"Pumped_Storage\",#REF!*0.5,IF(#REF!=\"CCS\",#REF!*0.85,IF(#REF!=\"OCGT\",#REF!*0,IF(#REF!=\"\",0,#REF!*G$627))))))))","v":{"$error":"#REF!"}},{"$f":"IF(#REF!=\"Interconnector\",#REF!*1,IF(#REF!=\"Wind\",#REF!*0.7,IF(#REF!=\"Marine\",#REF!*0.7,IF(#REF!=\"Nuclear\",#REF!*0.85,IF(#REF!=\"Pumped_Storage\",#REF!*0.5,IF(#REF!=\"CCS\",#REF!*0.85,IF(#REF!=\"OCGT\",#REF!*0,IF(#REF!=\"\",0,#REF!*H$627))))))))","v":{"$error":"#REF!"}},{"$f":"IF(#REF!=\"Interconnector\",#REF!*1,IF(#REF!=\"Wind\",#REF!*0.7,IF(#REF!=\"Marine\",#REF!*0.7,IF(#REF!=\"Nuclear\",#REF!*0.85,IF(#REF!=\"Pumped_Storage\",#REF!*0.5,IF(#REF!=\"CCS\",#REF!*0.85,IF(#REF!=\"OCGT\",#REF!*0,IF(#REF!=\"\",0,#REF!*I$627))))))))","v":{"$error":"#REF!"}},{"$f":"IF(#REF!=\"Interconnector\",#REF!*1,IF(#REF!=\"Wind\",#REF!*0.7,IF(#REF!=\"Marine\",#REF!*0.7,IF(#REF!=\"Nuclear\",#REF!*0.85,IF(#REF!=\"Pumped_Storage\",#REF!*0.5,IF(#REF!=\"CCS\",#REF!*0.85,IF(#REF!=\"OCGT\",#REF!*0,IF(#REF!=\"\",0,#REF!*J$627))))))))","v":{"$error":"#REF!"}},{"$f":"IF(#REF!=\"Interconnector\",#REF!*1,IF(#REF!=\"Wind\",#REF!*0.7,IF(#REF!=\"Marine\",#REF!*0.7,IF(#REF!=\"Nuclear\",#REF!*0.85,IF(#REF!=\"Pumped_Storage\",#REF!*0.5,IF(#REF!=\"CCS\",#REF!*0.85,IF(#REF!=\"OCGT\",#REF!*0,IF(#REF!=\"\",0,#REF!*K$627))))))))","v":{"$error":"#REF!"}},{"$f":"IF(#REF!=\"Interconnector\",#REF!*1,IF(#REF!=\"Wind\",#REF!*0.7,IF(#REF!=\"Marine\",#REF!*0.7,IF(#REF!=\"Nuclear\",#REF!*0.85,IF(#REF!=\"Pumped_Storage\",#REF!*0.5,IF(#REF!=\"CCS\",#REF!*0.85,IF(#REF!=\"OCGT\",#REF!*0,IF(#REF!=\"\",0,#REF!*L$627))))))))","v":{"$error":"#REF!"}},{"$f":"IF(#REF!=\"Interconnector\",#REF!*1,IF(#REF!=\"Wind\",#REF!*0.7,IF(#REF!=\"Marine\",#REF!*0.7,IF(#REF!=\"Nuclear\",#REF!*0.85,IF(#REF!=\"Pumped_Storage\",#REF!*0.5,IF(#REF!=\"CCS\",#REF!*0.85,IF(#REF!=\"OCGT\",#REF!*0,IF(#REF!=\"\",0,#REF!*M$627))))))))","v":{"$error":"#REF!"}},{"$f":"IF(#REF!=\"Interconnector\",#REF!*1,IF(#REF!=\"Wind\",#REF!*0.7,IF(#REF!=\"Marine\",#REF!*0.7,IF(#REF!=\"Nuclear\",#REF!*0.85,IF(#REF!=\"Pumped_Storage\",#REF!*0.5,IF(#REF!=\"CCS\",#REF!*0.85,IF(#REF!=\"OCGT\",#REF!*0,IF(#REF!=\"\",0,#REF!*N$627))))))))","v":{"$error":"#REF!"}},{"$f":"IF(#REF!=\"Interconnector\",#REF!*1,IF(#REF!=\"Wind\",#REF!*0.7,IF(#REF!=\"Marine\",#REF!*0.7,IF(#REF!=\"Nuclear\",#REF!*0.85,IF(#REF!=\"Pumped_Storage\",#REF!*0.5,IF(#REF!=\"CCS\",#REF!*0.85,IF(#REF!=\"OCGT\",#REF!*0,IF(#REF!=\"\",0,#REF!*O$627))))))))","v":{"$error":"#REF!"}}]
[{"$f":"#REF!","v":{"$error":"#REF!"}},{"$f":"#REF!","v":{"$error":"#REF!"}},{"$f":"#REF!","v":{"$error":"#REF!"}},{"$f":"#REF!","v":{"$error":"#REF!"}},{"$f":"IF(#REF!=\"Interconnector\",#REF!*1,IF(#REF!=\"Wind\",#REF!*0.7,IF(#REF!=\"Marine\",#REF!*0.7,IF(#REF!=\"Nuclear\",#REF!*0.85,IF(#REF!=\"Pumped_Storage\",#REF!*0.5,IF(#REF!=\"CCS\",#REF!*0.85,IF(#REF!=\"OCGT\",#REF!*0,IF(#REF!=\"\",0,#REF!*E$627))))))))","v":{"$error":"#REF!"}},{"$f":"IF(#REF!=\"Interconnector\",#REF!*1,IF(#REF!=\"Wind\",#REF!*0.7,IF(#REF!=\"Marine\",#REF!*0.7,IF(#REF!=\"Nuclear\",#REF!*0.85,IF(#REF!=\"Pumped_Storage\",#REF!*0.5,IF(#REF!=\"CCS\",#REF!*0.85,IF(#REF!=\"OCGT\",#REF!*0,IF(#REF!=\"\",0,#REF!*F$627))))))))","v":{"$error":"#REF!"}},{"$f":"IF(#REF!=\"Interconnector\",#REF!*1,IF(#REF!=\"Wind\",#REF!*0.7,IF(#REF!=\"Marine\",#REF!*0.7,IF(#REF!=\"Nuclear\",#REF!*0.85,IF(#REF!=\"Pumped_Storage\",#REF!*0.5,IF(#REF!=\"CCS\",#REF!*0.85,IF(#REF!=\"OCGT\",#REF!*0,IF(#REF!=\"\",0,#REF!*G$627))))))))","v":{"$error":"#REF!"}},{"$f":"IF(#REF!=\"Interconnector\",#REF!*1,IF(#REF!=\"Wind\",#REF!*0.7,IF(#REF!=\"Marine\",#REF!*0.7,IF(#REF!=\"Nuclear\",#REF!*0.85,IF(#REF!=\"Pumped_Storage\",#REF!*0.5,IF(#REF!=\"CCS\",#REF!*0.85,IF(#REF!=\"OCGT\",#REF!*0,IF(#REF!=\"\",0,#REF!*H$627))))))))","v":{"$error":"#REF!"}},{"$f":"IF(#REF!=\"Interconnector\",#REF!*1,IF(#REF!=\"Wind\",#REF!*0.7,IF(#REF!=\"Marine\",#REF!*0.7,IF(#REF!=\"Nuclear\",#REF!*0.85,IF(#REF!=\"Pumped_Storage\",#REF!*0.5,IF(#REF!=\"CCS\",#REF!*0.85,IF(#REF!=\"OCGT\",#REF!*0,IF(#REF!=\"\",0,#REF!*I$627))))))))","v":{"$error":"#REF!"}},{"$f":"IF(#REF!=\"Interconnector\",#REF!*1,IF(#REF!=\"Wind\",#REF!*0.7,IF(#REF!=\"Marine\",#REF!*0.7,IF(#REF!=\"Nuclear\",#REF!*0.85,IF(#REF!=\"Pumped_Storage\",#REF!*0.5,IF(#REF!=\"CCS\",#REF!*0.85,IF(#REF!=\"OCGT\",#REF!*0,IF(#REF!=\"\",0,#REF!*J$627))))))))","v":{"$error":"#REF!"}},{"$f":"IF(#REF!=\"Interconnector\",#REF!*1,IF(#REF!=\"Wind\",#REF!*0.7,IF(#REF!=\"Marine\",#REF!*0.7,IF(#REF!=\"Nuclear\",#REF!*0.85,IF(#REF!=\"Pumped_Storage\",#REF!*0.5,IF(#REF!=\"CCS\",#REF!*0.85,IF(#REF!=\"OCGT\",#REF!*0,IF(#REF!=\"\",0,#REF!*K$627))))))))","v":{"$error":"#REF!"}},{"$f":"IF(#REF!=\"Interconnector\",#REF!*1,IF(#REF!=\"Wind\",#REF!*0.7,IF(#REF!=\"Marine\",#REF!*0.7,IF(#REF!=\"Nuclear\",#REF!*0.85,IF(#REF!=\"Pumped_Storage\",#REF!*0.5,IF(#REF!=\"CCS\",#REF!*0.85,IF(#REF!=\"OCGT\",#REF!*0,IF(#REF!=\"\",0,#REF!*L$627))))))))","v":{"$error":"#REF!"}},{"$f":"IF(#REF!=\"Interconnector\",#REF!*1,IF(#REF!=\"Wind\",#REF!*0.7,IF(#REF!=\"Marine\",#REF!*0.7,IF(#REF!=\"Nuclear\",#REF!*0.85,IF(#REF!=\"Pumped_Storage\",#REF!*0.5,IF(#REF!=\"CCS\",#REF!*0.85,IF(#REF!=\"OCGT\",#REF!*0,IF(#REF!=\"\",0,#REF!*M$627))))))))","v":{"$error":"#REF!"}},{"$f":"IF(#REF!=\"Interconnector\",#REF!*1,IF(#REF!=\"Wind\",#REF!*0.7,IF(#REF!=\"Marine\",#REF!*0.7,IF(#REF!=\"Nuclear\",#REF!*0.85,IF(#REF!=\"Pumped_Storage\",#REF!*0.5,IF(#REF!=\"CCS\",#REF!*0.85,IF(#REF!=\"OCGT\",#REF!*0,IF(#REF!=\"\",0,#REF!*N$627))))))))","v":{"$error":"#REF!"}},{"$f":"IF(#REF!=\"Interconnector\",#REF!*1,IF(#REF!=\"Wind\",#REF!*0.7,IF(#REF!=\"Marine\",#REF!*0.7,IF(#REF!=\"Nuclear\",#REF!*0.85,IF(#REF!=\"Pumped_Storage\",#REF!*0.5,IF(#REF!=\"CCS\",#REF!*0.85,IF(#REF!=\"OCGT\",#REF!*0,IF(#REF!=\"\",0,#REF!*O$627))))))))","v":{"$error":"#REF!"}}]
[{"$f":"#REF!","v":{"$error":"#REF!"}},{"$f":"#REF!","v":{"$error":"#REF!"}},{"$f":"#REF!","v":{"$error":"#REF!"}},{"$f":"#REF!","v":{"$error":"#REF!"}},{"$f":"IF(#REF!=\"Interconnector\",#REF!*1,IF(#REF!=\"Wind\",#REF!*0.7,IF(#REF!=\"Marine\",#REF!*0.7,IF(#REF!=\"Nuclear\",#REF!*0.85,IF(#REF!=\"Pumped_Storage\",#REF!*0.5,IF(#REF!=\"CCS\",#REF!*0.85,IF(#REF!=\"OCGT\",#REF!*0,IF(#REF!=\"\",0,#REF!*E$627))))))))","v":{"$error":"#REF!"}},{"$f":"IF(#REF!=\"Interconnector\",#REF!*1,IF(#REF!=\"Wind\",#REF!*0.7,IF(#REF!=\"Marine\",#REF!*0.7,IF(#REF!=\"Nuclear\",#REF!*0.85,IF(#REF!=\"Pumped_Storage\",#REF!*0.5,IF(#REF!=\"CCS\",#REF!*0.85,IF(#REF!=\"OCGT\",#REF!*0,IF(#REF!=\"\",0,#REF!*F$627))))))))","v":{"$error":"#REF!"}},{"$f":"IF(#REF!=\"Interconnector\",#REF!*1,IF(#REF!=\"Wind\",#REF!*0.7,IF(#REF!=\"Marine\",#REF!*0.7,IF(#REF!=\"Nuclear\",#REF!*0.85,IF(#REF!=\"Pumped_Storage\",#REF!*0.5,IF(#REF!=\"CCS\",#REF!*0.85,IF(#REF!=\"OCGT\",#REF!*0,IF(#REF!=\"\",0,#REF!*G$627))))))))","v":{"$error":"#REF!"}},{"$f":"IF(#REF!=\"Interconnector\",#REF!*1,IF(#REF!=\"Wind\",#REF!*0.7,IF(#REF!=\"Marine\",#REF!*0.7,IF(#REF!=\"Nuclear\",#REF!*0.85,IF(#REF!=\"Pumped_Storage\",#REF!*0.5,IF(#REF!=\"CCS\",#REF!*0.85,IF(#REF!=\"OCGT\",#REF!*0,IF(#REF!=\"\",0,#REF!*H$627))))))))","v":{"$error":"#REF!"}},{"$f":"IF(#REF!=\"Interconnector\",#REF!*1,IF(#REF!=\"Wind\",#REF!*0.7,IF(#REF!=\"Marine\",#REF!*0.7,IF(#REF!=\"Nuclear\",#REF!*0.85,IF(#REF!=\"Pumped_Storage\",#REF!*0.5,IF(#REF!=\"CCS\",#REF!*0.85,IF(#REF!=\"OCGT\",#REF!*0,IF(#REF!=\"\",0,#REF!*I$627))))))))","v":{"$error":"#REF!"}},{"$f":"IF(#REF!=\"Interconnector\",#REF!*1,IF(#REF!=\"Wind\",#REF!*0.7,IF(#REF!=\"Marine\",#REF!*0.7,IF(#REF!=\"Nuclear\",#REF!*0.85,IF(#REF!=\"Pumped_Storage\",#REF!*0.5,IF(#REF!=\"CCS\",#REF!*0.85,IF(#REF!=\"OCGT\",#REF!*0,IF(#REF!=\"\",0,#REF!*J$627))))))))","v":{"$error":"#REF!"}},{"$f":"IF(#REF!=\"Interconnector\",#REF!*1,IF(#REF!=\"Wind\",#REF!*0.7,IF(#REF!=\"Marine\",#REF!*0.7,IF(#REF!=\"Nuclear\",#REF!*0.85,IF(#REF!=\"Pumped_Storage\",#REF!*0.5,IF(#REF!=\"CCS\",#REF!*0.85,IF(#REF!=\"OCGT\",#REF!*0,IF(#REF!=\"\",0,#REF!*K$627))))))))","v":{"$error":"#REF!"}},{"$f":"IF(#REF!=\"Interconnector\",#REF!*1,IF(#REF!=\"Wind\",#REF!*0.7,IF(#REF!=\"Marine\",#REF!*0.7,IF(#REF!=\"Nuclear\",#REF!*0.85,IF(#REF!=\"Pumped_Storage\",#REF!*0.5,IF(#REF!=\"CCS\",#REF!*0.85,IF(#REF!=\"OCGT\",#REF!*0,IF(#REF!=\"\",0,#REF!*L$627))))))))","v":{"$error":"#REF!"}},{"$f":"IF(#REF!=\"Interconnector\",#REF!*1,IF(#REF!=\"Wind\",#REF!*0.7,IF(#REF!=\"Marine\",#REF!*0.7,IF(#REF!=\"Nuclear\",#REF!*0.85,IF(#REF!=\"Pumped_Storage\",#REF!*0.5,IF(#REF!=\"CCS\",#REF!*0.85,IF(#REF!=\"OCGT\",#REF!*0,IF(#REF!=\"\",0,#REF!*M$627))))))))","v":{"$error":"#REF!"}},{"$f":"IF(#REF!=\"Interconnector\",#REF!*1,IF(#REF!=\"Wind\",#REF!*0.7,IF(#REF!=\"Marine\",#REF!*0.7,IF(#REF!=\"Nuclear\",#REF!*0.85,IF(#REF!=\"Pumped_Storage\",#REF!*0.5,IF(#REF!=\"CCS\",#REF!*0.85,IF(#REF!=\"OCGT\",#REF!*0,IF(#REF!=\"\",0,#REF!*N$627))))))))","v":{"$error":"#REF!"}},{"$f":"IF(#REF!=\"Interconnector\",#REF!*1,IF(#REF!=\"Wind\",#REF!*0.7,IF(#REF!=\"Marine\",#REF!*0.7,IF(#REF!=\"Nuclear\",#REF!*0.85,IF(#REF!=\"Pumped_Storage\",#REF!*0.5,IF(#REF!=\"CCS\",#REF!*0.85,IF(#REF!=\"OCGT\",#REF!*0,IF(#REF!=\"\",0,#REF!*O$627))))))))","v":{"$error":"#REF!"}}]
[{"$f":"#REF!","v":{"$error":"#REF!"}},{"$f":"#REF!","v":{"$error":"#REF!"}},{"$f":"#REF!","v":{"$error":"#REF!"}},{"$f":"#REF!","v":{"$error":"#REF!"}},{"$f":"IF(#REF!=\"Interconnector\",#REF!*1,IF(#REF!=\"Wind\",#REF!*0.7,IF(#REF!=\"Marine\",#REF!*0.7,IF(#REF!=\"Nuclear\",#REF!*0.85,IF(#REF!=\"Pumped_Storage\",#REF!*0.5,IF(#REF!=\"CCS\",#REF!*0.85,IF(#REF!=\"OCGT\",#REF!*0,IF(#REF!=\"\",0,#REF!*E$627))))))))","v":{"$error":"#REF!"}},{"$f":"IF(#REF!=\"Interconnector\",#REF!*1,IF(#REF!=\"Wind\",#REF!*0.7,IF(#REF!=\"Marine\",#REF!*0.7,IF(#REF!=\"Nuclear\",#REF!*0.85,IF(#REF!=\"Pumped_Storage\",#REF!*0.5,IF(#REF!=\"CCS\",#REF!*0.85,IF(#REF!=\"OCGT\",#REF!*0,IF(#REF!=\"\",0,#REF!*F$627))))))))","v":{"$error":"#REF!"}},{"$f":"IF(#REF!=\"Interconnector\",#REF!*1,IF(#REF!=\"Wind\",#REF!*0.7,IF(#REF!=\"Marine\",#REF!*0.7,IF(#REF!=\"Nuclear\",#REF!*0.85,IF(#REF!=\"Pumped_Storage\",#REF!*0.5,IF(#REF!=\"CCS\",#REF!*0.85,IF(#REF!=\"OCGT\",#REF!*0,IF(#REF!=\"\",0,#REF!*G$627))))))))","v":{"$error":"#REF!"}},{"$f":"IF(#REF!=\"Interconnector\",#REF!*1,IF(#REF!=\"Wind\",#REF!*0.7,IF(#REF!=\"Marine\",#REF!*0.7,IF(#REF!=\"Nuclear\",#REF!*0.85,IF(#REF!=\"Pumped_Storage\",#REF!*0.5,IF(#REF!=\"CCS\",#REF!*0.85,IF(#REF!=\"OCGT\",#REF!*0,IF(#REF!=\"\",0,#REF!*H$627))))))))","v":{"$error":"#REF!"}},{"$f":"IF(#REF!=\"Interconnector\",#REF!*1,IF(#REF!=\"Wind\",#REF!*0.7,IF(#REF!=\"Marine\",#REF!*0.7,IF(#REF!=\"Nuclear\",#REF!*0.85,IF(#REF!=\"Pumped_Storage\",#REF!*0.5,IF(#REF!=\"CCS\",#REF!*0.85,IF(#REF!=\"OCGT\",#REF!*0,IF(#REF!=\"\",0,#REF!*I$627))))))))","v":{"$error":"#REF!"}},{"$f":"IF(#REF!=\"Interconnector\",#REF!*1,IF(#REF!=\"Wind\",#REF!*0.7,IF(#REF!=\"Marine\",#REF!*0.7,IF(#REF!=\"Nuclear\",#REF!*0.85,IF(#REF!=\"Pumped_Storage\",#REF!*0.5,IF(#REF!=\"CCS\",#REF!*0.85,IF(#REF!=\"OCGT\",#REF!*0,IF(#REF!=\"\",0,#REF!*J$627))))))))","v":{"$error":"#REF!"}},{"$f":"IF(#REF!=\"Interconnector\",#REF!*1,IF(#REF!=\"Wind\",#REF!*0.7,IF(#REF!=\"Marine\",#REF!*0.7,IF(#REF!=\"Nuclear\",#REF!*0.85,IF(#REF!=\"Pumped_Storage\",#REF!*0.5,IF(#REF!=\"CCS\",#REF!*0.85,IF(#REF!=\"OCGT\",#REF!*0,IF(#REF!=\"\",0,#REF!*K$627))))))))","v":{"$error":"#REF!"}},{"$f":"IF(#REF!=\"Interconnector\",#REF!*1,IF(#REF!=\"Wind\",#REF!*0.7,IF(#REF!=\"Marine\",#REF!*0.7,IF(#REF!=\"Nuclear\",#REF!*0.85,IF(#REF!=\"Pumped_Storage\",#REF!*0.5,IF(#REF!=\"CCS\",#REF!*0.85,IF(#REF!=\"OCGT\",#REF!*0,IF(#REF!=\"\",0,#REF!*L$627))))))))","v":{"$error":"#REF!"}},{"$f":"IF(#REF!=\"Interconnector\",#REF!*1,IF(#REF!=\"Wind\",#REF!*0.7,IF(#REF!=\"Marine\",#REF!*0.7,IF(#REF!=\"Nuclear\",#REF!*0.85,IF(#REF!=\"Pumped_Storage\",#REF!*0.5,IF(#REF!=\"CCS\",#REF!*0.85,IF(#REF!=\"OCGT\",#REF!*0,IF(#REF!=\"\",0,#REF!*M$627))))))))","v":{"$error":"#REF!"}},{"$f":"IF(#REF!=\"Interconnector\",#REF!*1,IF(#REF!=\"Wind\",#REF!*0.7,IF(#REF!=\"Marine\",#REF!*0.7,IF(#REF!=\"Nuclear\",#REF!*0.85,IF(#REF!=\"Pumped_Storage\",#REF!*0.5,IF(#REF!=\"CCS\",#REF!*0.85,IF(#REF!=\"OCGT\",#REF!*0,IF(#REF!=\"\",0,#REF!*N$627))))))))","v":{"$error":"#REF!"}},{"$f":"IF(#REF!=\"Interconnector\",#REF!*1,IF(#REF!=\"Wind\",#REF!*0.7,IF(#REF!=\"Marine\",#REF!*0.7,IF(#REF!=\"Nuclear\",#REF!*0.85,IF(#REF!=\"Pumped_Storage\",#REF!*0.5,IF(#REF!=\"CCS\",#REF!*0.85,IF(#REF!=\"OCGT\",#REF!*0,IF(#REF!=\"\",0,#REF!*O$627))))))))","v":{"$error":"#REF!"}}]
[]
["Demand Forecast + Losses(assumed) MW",null,null,null,{"$f":"52087.38+1440","v":53527.38},{"$f":"51433+1450","v":52883},{"$f":"50524+1663+45","v":52232},{"$f":"49490+1340-230+260","v":50860},{"$f":"48525+1325+25","v":49875},50000,{"$f":"46752+1455+140","v":48347},62000,63000,{"$f":"44739+1450+200+370-93","v":46666},{"$f":"44739+1450","v":46189}]
["Total Generation Dispatch",null,null,null,{"$f":"SUM(E6:E620)","v":{"$error":"#REF!"}},{"$f":"SUM(F6:F620)","v":{"$error":"#REF!"}},{"$error":"#REF!"},{"$error":"#REF!"},{"$error":"#REF!"},{"$error":"#REF!"},{"$error":"#REF!"},{"$error":"#REF!"},{"$error":"#REF!"},{"$error":"#REF!"},{"$error":"#REF!"}]
["Total Directly Scaled Gen",null,null,null,{"$f":"SUMIF($B6:$B620,\"Interconnector\",E6:E620) + SUMIF($B6:$B620,\"Wind\",E6:E620)+ SUMIF($B6:$B620,\"Nuclear\",E6:E620)+ SUMIF($B6:$B620,\"Pumped_Storage\",E6:E620)+ SUMIF($B6:$B620,\"Marine\",E6:E620)+ SUMIF($B6:$B620,\"CCS\",E6:E620)","v":0},0,0,0,0,0,0,0,0,0,0]
["Total Prescaled Variable Gen",null,null,null,50839,49089,50261,50400,47297,47711,46769,46189,44634,44712,44467]
["Total Variably Scaled Gen",null,null,null,{"$f":"E623-E624","v":{"$error":"#REF!"}},{"$error":"#REF!"},{"$error":"#REF!"},{"$error":"#REF!"},{"$error":"#REF!"},{"$error":"#REF!"},{"$error":"#REF!"},{"$error":"#REF!"},{"$error":"#REF!"},{"$error":"#REF!"},{"$error":"#REF!"}]
["Variable Scaling Factor",null,null,null,{"$f":"(E622-E624)/(E625)","v":1.0528802690847576},{"$f":"(F622-F624)/(F625)","v":1.0772881908370511},1.0392152961540757,1.0091269841269841,1.0545066283273781,1.0479763576533714,1.0337402980606811,1.3423109398341597,1.4114800376394676,1.0437019144748614,1.038725346886455]
["Interconnector",null,null,null,{"$f":"SUMIF($B6:$B620,\"Interconnector\",E$6:E$620)","v":0},0,0,0,0,0,0,0,0,0,0]
["Marine",null,null,null,{"$f":"SUMIF($B6:$B620,\"Marine\",E$6:E$620)","v":0},0,0,0,0,0,0,0,0,0,0]
["Nuclear",null,null,null,{"$f":"SUMIF($B6:$B620,\"Nuclear\",E$6:E$620)","v":0},0,0,0,0,0,0,0,0,0,0]
["Wind",null,null,null,{"$f":"SUMIF($B6:$B620,\"Wind\",E$6:E$620)","v":0},0,0,0,0,0,0,0,0,0,0]
["Pumped Storage",null,null,null,{"$f":"SUMIF($B6:$B620,\"Pumped_Storage\",E$6:E$620)","v":0},0,0,0,0,0,0,0,0,0,0]
["CCS",null,null,null,{"$f":"SUMIF($B6:$B620,\"CCS\",E$6:E$620)","v":0},0,0,0,0,0,0,0,0,0,0]
[]
[]
[]
["England & Wales",null,null,null,{"$f":"SUMIF($D6:$D620,\"NGET\",E$6:E$620)","v":0},0,0,0,0,0,0,0,0,0,0]
["SHETL",null,null,null,{"$f":"SUMIF($D6:$D620,\"SHETL\",E$6:E$620)","v":0},0,0,0,0,0,0,0,0,0,0]
["SPTL",null,null,null,{"$f":"SUMIF($D6:$D620,\"SPTL\",E$6:E$620)","v":0},0,0,0,0,0,0,0,0,0,0]
["Checksum",null,null,null,{"$f":"SUM(E637:E639)","v":0},{"$f":"SUM(F637:F639)","v":0},{"$f":"SUM(G637:G639)","v":0},{"$f":"SUM(H637:H639)","v":0},0,0,0,0,0,0,0]

{"sheet":"RemovedBMUs","index":7,"n_rows":65,"n_cols":13,"rows_kept":65,"cut":false,"hidden":true,"merged":[]}
["Removed"]
[]
["Generator ID","Generator Name","Unit_ID","Fuel Type","Sub Fuel Type","Owner","Connection","Status","TEC","Likelihood","NG Connection Agreement","Contracted Start Date"]
["ALEXA001","Alexandra Dock (Liverpool) Biomass","ES-ALEX-1","Biomass","Biomass","RES","Future","Scoping",0,1,false,null,"Can find nothing on this project"]
["BARKI002","Barking C","AM-BARK-2","Gas","CCGT_New","Barking Power Ltd","Future","Consents Approved",470,4,true,2017,"Terminated"]
["CAMST001","Camster","CAMSTW-1","Wind","Onshore Wind",null,null,null,null,null,null,null,"Terminated"]
["COCKE001","Cockenzie","COCK-1","Coal","LCPD_Out","Scottish Power Ltd","Closed","Closed",0,0,true]
["COCKE001","Cockenzie","COCK-2","Coal","LCPD_Out","Scottish Power Ltd","Closed","Closed",276,0,true]
["COCKE001","Cockenzie","COCK-3","Coal","LCPD_Out","Scottish Power Ltd","Closed","Closed",0,0,true]
["COCKE001","Cockenzie","COCK-4","Coal","LCPD_Out","Scottish Power Ltd","Closed","Closed",276,0,true]
["COCKE002","Cockenzie B","AM-COCK-5","Gas","CCGT_New","Scottish Power Ltd","Future","Scoping",1000,1,false]
["COTTA002","Cottam CCS","AM-COTCC-1","CCS","CCS_Coal","EDF","Future","Scoping",2000,1,false]
["CRYST002","Crystal Rig 2","CRYRW-2","Wind","Onshore Wind",null,null,null,null,null,null,null,"Merged "]
["DALNE001","Dalnessie","ES-DALN-1","Wind","Onshore Wind",null,null,null,null,null,null,null,"Terminated"]
["DERWE001","Derwent","DERW-1","Gas","CHP","RWE Npower Ltd","Closed","Closed",0,0,false]
["DIDCO001","Didcot A","DIDC1","Coal","LCPD_Out","RWE Npower Ltd","Closed","Closed",514,0,true]
["DIDCO001","Didcot A","DIDC2","Coal","LCPD_Out","RWE Npower Ltd","Closed","Closed",514,0,true]
["DIDCO001","Didcot A","DIDC3","Coal","LCPD_Out","RWE Npower Ltd","Closed","Closed",429,0,true]
["DIDCO001","Didcot A","DIDC4","Coal","LCPD_Out","RWE Npower Ltd","Closed","Closed",0,0,true]
["DUNDE001","Dundee Biomass","AM-DUND-1","Biomass","Biomass","Forth Energy","Future","Scoping",0,1,false,null,"- Plans withdrawn for this project, see link (Greg Hunt - 05/01/2015)"]
["EGGBO002","Eggborough Conversion","ES-EGG-1","Biomass","Biomass Conversion","Eggborough Power Ltd","Future","Scoping",434,1,false]
["EGGBO002","Eggborough Conversion","ES-EGG-2","Biomass","Biomass Conversion","Eggborough Power Ltd","Future","Scoping",434,1,false]
["FAUCH001","Fauch Hill","ES-FAUC-1","Wind","Onshore Wind",null,null,null,null,null,null,null,"Terminated"]
["FAWLE001","Fawley (Oil)","FAWL1","Oil","Oil","RWE Npower Ltd","Closed","Closed",496,0,true]
["FAWLE001","Fawley (Oil)","FAWL3","Oil","Oil","RWE Npower Ltd","Closed","Closed",506,0,true]
["FAWLE002","Fawley (Oil) GT","FAWL1G","Oil","GT","RWE Npower Ltd","Closed","Closed",17,0,true]
["FAWLE002","Fawley (Oil) GT","FAWL3G","Oil","GT","RWE Npower Ltd","Closed","Closed",17,0,true]
["FERRY003","Ferrybridge C (LCPD)","FERR-1","Coal","Coal","SSE Ltd","Closed","Closed",488,0,true]
["FERRY003","Ferrybridge C (LCPD)","FERR-2","Coal","Coal","SSE Ltd","Closed","Closed",488,0,true]
["GRAIN002","Grain (Oil)","GRAI-1","Gas","Oil","E.ON UK plc","Closed","Closed",0,0,true]
["GRAIN002","Grain (Oil)","GRAI-4","Gas","Oil","E.ON UK plc","Closed","Closed",0,0,true]
["GRANG001","Grangemouth Bio","AM-GRABI-1","Biomass","Biomass","Forth Energy","Future","Scoping",0,1,false,null,"- Forth energy have pulled out and cannot find anymore intel on any new interested developers (Greg Hunt - 05/01/2015)"]
["HARTL002","Hartlepool 2","AM-HRTL-3","Nuclear","Nuclear_EPR","EDF","Future","Scoping",0,1,false]
["HEYSH003","Heysham 3","AM-HEYM31","Nuclear","Nuclear_EPR","EDF","Future","Scoping",0,1,false]
["IRISH001","Irish Bridge","AM-IRISW-1","Wind","Offshore_Wind 3","Mainstream","Future","Scoping",1000,2,true,2017,"Terminated"]
["IRISH001","Irish Bridge","AM-IRISW-2","Wind","Offshore_Wind 3","Mainstream","Future","Scoping",900,2,true,2020,"Terminated"]
["IRISH001","Irish Bridge","AM-IRISW-3","Wind","Offshore_Wind 3","Mainstream","Future","Scoping",600,2,true,2022,"Terminated"]
["IRISH001","Irish Bridge","AM-IRISW-4","Wind","Offshore_Wind 3","Mainstream","Future","Scoping",1400,2,true,2018,"Terminated"]
["IRISH001","Irish Bridge","AM-IRISW-5","Wind","Offshore_Wind 3","Mainstream","Future","Scoping",1100,2,true,2020,"Terminated"]
["KINGS003","Kingsnorth CCGT","AM-KINCG-1","Gas","CCGT_New","E.ON UK plc","Future","Scoping",2000,1,false]
["KINGS004","Kingsnorth Gas CCS","AM-KINCS-1","CCS","CCS_Gas","E.ON UK plc","Future","Scoping",2000,1,false]
["LOCHH001","Loch Hill","AM_LOCH-1","Wind","Onshore Wind",null,null,null,null,null,null,null,"Terminated"]
["LONGA002","Longannet CCS","AM-LONCS-1","CCS","CCS_Coal","","Future","Scoping",2284,1,false]
["ORGAN001","Organic Power","ES-ORGA-1","Pumped_Storage","Pumped_Storage","","Future","Scoping",0,1,false]
["PORTB001","Port Blyth Biomass","EX-PORT-1","Biomass","Biomass","RES","Future","Scoping",0,1,false]
["PORTT001","Port Talbot Woodchip","AM-MAGA-1","Biomass","Biomass","Prenergy Power Limited","Future","Scoping",0,1,false,null,"Project no longer going ahead"]
["ROOSE001","Roosecote","ROOS-1","Gas","CCGT_Exist","Centrica Ltd","Closed","Closed",0,0,true]
["ROSYT001","Rosyth Biomass","AM-ROSY-1","Biomass","Biomass","Forth Energy","Future","Scoping",120,1,false,null,"- Forth energy have pulled out and cannot find anymore intel on any new interested developers (Greg Hunt - 05/01/2015)"]
["SHOTT001","Shotton","SHOT-1","Gas","CHP","GDF","Closed","Closed",0,0,true]
["STACA001","Stacain","AM-STAC-1","Wind","Onshore Wind",null,null,null,null,null,null,null,"Terminated"]
["TEESS001","Teesside","TESI-2","Gas","OCGT","GDF","Closed","Closed",45,0,true]
["TEESS002","Teesside (CCGT)","TESI-1","Gas","CCGT_Exist","GDF","Closed","Closed",0,0,true]
["TEESS003","Teesside CCS","ES-TEESW-1","CCS","CCS_Coal","Progressive Energy / GDF","Future","Scoping",0,1,false]
["THORC001","Thor Co-Gen (Brine Field)","ES-THRO-1","Gas","CHP","E.ON UK plc","Future","Scoping",0,1,false]
["TILBU001","Tilbury B GT","TILB0G","Gas","GT","RWE Npower Ltd","Existing","Existing",17,0,true]
["TILBU001","Tilbury B GT","TILB7G","Gas","GT","RWE Npower Ltd","Existing","Existing",17,0,true]
["TILBU001","Tilbury B GT","TILB8G","Gas","GT","RWE Npower Ltd","Existing","Existing",17,0,true]
["TILBU001","Tilbury B GT","TILB9G","Gas","GT","RWE Npower Ltd","Existing","Existing",17,0,true]
["TILBU003","Tilbury C CCS","AM-TILCS-1","CCS","CCS_Gas","RWE Npower Ltd","Future","Scoping",1800,1,false]
["TOMAT001","Tomatin","AM-FAARW-2","Wind","Onshore Wind",null,null,null,null,null,null,null,"Terminated"]
["WESTB002","West Burton A GT","WBUGT-1","Gas","GT","EDF","Existing","Existing",20,0,true]
["WILLI001","Willington","AM-DERW-2","Gas","CCGT_New","RWE Npower Ltd","Future","Scoping",0,1,false,null,"Find Intel"]
["WILLI002","Willington OCGT","AM-DERW-3","Gas","OCGT","RWE Npower Ltd","Future","Scoping",400,1,false,null,"Is this still valid?"]
["WREXH001","Wrexham Energy Centre","ES-WREX-1","Gas","CCGT_New","Wrexham Power Ltd","Future","Scoping",0,1,false,null,"Find Intel"]
["WYREP001","Wyre Power","ES-WYRE-1","Gas","CCGT_New","Welsh Power","Future","Scoping",0,1,false,null,"Find Intel"]

{"sheet":"PlantList","index":8,"n_rows":633,"n_cols":14,"rows_kept":633,"cut":false,"hidden":true,"merged":[]}
["Nuclear"]
[]
["Generator ID","Generator Name","Unit_ID","Fuel Type","Sub Fuel Type","Owner","Connection","Status","TEC","Likelihood",null,"NG Connection Agreement","Contracted Start Date"]
["BRADW001","Bradwell B","AM-BRAD-1","Nuclear","Nuclear_EPR","EDF","Future","Scoping",1670,2,null,true,2021]
["DUNGE002","Dungeness B","DNGB21","Nuclear","Nuclear_AGR","EDF","Existing","Existing",540,0,null,true]
["DUNGE002","Dungeness B","DNGB22","Nuclear","Nuclear_AGR","EDF","Existing","Existing",540,0,null,true]
["HARTL001","Hartlepool","HRTL-1","Nuclear","Nuclear_AGR","EDF","Existing","Existing",604,0,null,true]
["HARTL001","Hartlepool","HRTL-2","Nuclear","Nuclear_AGR","EDF","Existing","Existing",604,0,null,true]
["HEYSH001","Heysham 1","HEYM11","Nuclear","Nuclear_AGR","EDF","Existing","Existing",607,0,null,true]
["HEYSH001","Heysham 1","HEYM12","Nuclear","Nuclear_AGR","EDF","Existing","Existing",596,0,null,true]
["HEYSH002","Heysham 2","HEYM27","Nuclear","Nuclear_AGR","EDF","Existing","Existing",601,0,null,true]
["HEYSH002","Heysham 2","HEYM28","Nuclear","Nuclear_AGR","EDF","Existing","Existing",602,0,null,true]
["HINKL001","Hinkley Point B","HINB-7","Nuclear","Nuclear_AGR","EDF","Existing","Existing",459,0,null,true]
["HINKL001","Hinkley Point B","HINB-8","Nuclear","Nuclear_AGR","EDF","Existing","Existing",453,0,null,true]
["HINKL002","Hinkley Point C","AM-HINC-1","Nuclear","Nuclear_EPR","EDF","Future","Consents Approved",1670,4,null,true,2019]
["HINKL002","Hinkley Point C","AM-HINC-2","Nuclear","Nuclear_EPR","EDF","Future","Consents Approved",1670,4,null,true,2021]
["HUNTE001","Hunterston","HUNB-7","Nuclear","Nuclear_AGR","EDF","Existing","Existing",497,0,null,true]
["HUNTE001","Hunterston","HUNB-8","Nuclear","Nuclear_AGR","EDF","Existing","Existing",450,0,null,true]
["MOORS001","Moorside","AM-SEFI-2","Nuclear","Nuclear_EPR","Nu Gen","Future","Scoping",1129,2,null,true,2024]
["MOORS001","Moorside","AM-SEFI-3","Nuclear","Nuclear_EPR","Nu Gen","Future","Scoping",1129,2,null,true,2025]
["MOORS001","Moorside","ES-SEFI-4","Nuclear","Nuclear_EPR","Nu Gen","Future","Scoping",1129,2,null,true,2026]
["OLDBU001","Oldbury C","AM-OLDC-1","Nuclear","Nuclear_ABWR","Horizon","Future","Scoping",1600,2,null,true,2023]
["OLDBU002","Oldbury-on-Severn","AM-OLOS-1","Nuclear","Nuclear_ABWR","Horizon","Future","Scoping",1600,2,null,true,2020]
["SIZEW001","Sizewell B","SIZB-1","Nuclear","Nuclear_PWR","EDF","Existing","Existing",606,0,null,true]
["SIZEW001","Sizewell B","SIZB-2","Nuclear","Nuclear_PWR","EDF","Existing","Existing",606,0,null,true]
["SIZEW002","Sizewell C","AM-SIZC-1","Nuclear","Nuclear_EPR","EDF","Future","Scoping",1670,2,null,true,2020]
["SIZEW002","Sizewell C","AM-SIZC-2","Nuclear","Nuclear_EPR","EDF","Future","Scoping",1670,2,null,true,2021]
["TORNE001","Torness","TORN-1","Nuclear","Nuclear_AGR","EDF","Existing","Existing",608,0,null,true]
["TORNE001","Torness","TORN-2","Nuclear","Nuclear_AGR","EDF","Existing","Existing",608,0,null,true]
["WYLFA001","Wylfa","WYLF-1","Nuclear","Nuclear_Magnox","NDA (Magnox Limited)","Existing","Existing",220,0,null,true]
["WYLFA001","Wylfa","WYLF-2","Nuclear","Nuclear_Magnox","NDA (Magnox Limited)","Existing","Existing",220,0,null,true]
["WYLFA001","Wylfa","WYLF-3","Nuclear","Nuclear_Magnox","NDA (Magnox Limited)","Existing","Existing",0,0,null,true]
["WYLFA001","Wylfa","WYLF-4","Nuclear","Nuclear_Magnox","NDA (Magnox Limited)","Existing","Existing",0,0,null,true]
["WYLFA002","Wylfa C","WYLFC-1","Nuclear","Nuclear_ABWR","Horizon","Future","Scoping",1400,2,null,true,2024]
["WYLFA002","Wylfa C","WYLFC-2","Nuclear","Nuclear_ABWR","Horizon","Future","Scoping",1400,2,null,true,2025]
[]
["Coal"]
[]
["Generator ID","Generator Name","Unit_ID","Fuel Type","Sub Fuel Type","Owner","Connection","Status","TEC","Likelihood",null,"NG Connection Agreement","Contracted Start Date","Comments"]
["ABERT001","Aberthaw B","ABTH7","Coal","Coal","RWE Npower Ltd","Existing","Existing",523,0,null,true]
["ABERT001","Aberthaw B","ABTH8","Coal","Coal","RWE Npower Ltd","Existing","Existing",523,0,null,true]
["ABERT001","Aberthaw B","ABTH9","Coal","Coal","RWE Npower Ltd","Existing","Existing",523,0,null,true]
["COTTA001","Cottam","COTPS-1","Coal","Coal","EDF","Existing","Existing",495,0,null,true]
["COTTA001","Cottam","COTPS-2","Coal","Coal","EDF","Existing","Existing",505,0,null,true]
["COTTA001","Cottam","COTPS-3","Coal","Coal","EDF","Existing","Existing",505,0,null,true]
["COTTA001","Cottam","COTPS-4","Coal","Coal","EDF","Existing","Existing",495,0,null,true]
["DRAX001","Drax","DRAXX-1","Coal","Coal","Drax Power Ltd","Existing","Existing",638,0,null,true]
["DRAX001","Drax","DRAXX-2","Coal","Coal","Drax Power Ltd","Existing","Existing",638,0,null,true]
["DRAX001","Drax","DRAXX-3","Coal","Coal","Drax Power Ltd","Existing","Existing",638,0,null,true]
["DRAX001","Drax","DRAXX-4","Coal","Coal","Drax Power Ltd","Existing","Existing",638,0,null,true]
["DRAX001","Drax","DRAXX-5","Coal","Coal","Drax Power Ltd","Existing","Existing",638,0,null,true]
["DRAX001","Drax","DRAXX-6","Coal","Coal","Drax Power Ltd","Existing","Existing",638,0,null,true]
["EGGBO001","Eggborough","EGGPS-1","Coal","Coal","Eggborough Power Ltd","Existing","Existing",482,0,null,true]
["EGGBO001","Eggborough","EGGPS-2","Coal","Coal","Eggborough Power Ltd","Existing","Existing",482,0,null,true]
["EGGBO001","Eggborough","EGGPS-3","Coal","Coal","Eggborough Power Ltd","Existing","Existing",488,0,null,true]
["EGGBO001","Eggborough","EGGPS-4","Coal","Coal","Eggborough Power Ltd","Existing","Existing",488,0,null,true]
["FERRY002","Ferrybridge C","FERR-3","Coal","Coal","SSE Ltd","Existing","Existing",488,0,null,true]
["FERRY002","Ferrybridge C","FERR-4","Coal","Coal","SSE Ltd","Existing","Existing",488,0,null,true]
["FIDDL001","Fiddlers Ferry","FIDL-1","Coal","Coal","SSE Ltd","Existing","Existing",485,0,null,true]
["FIDDL001","Fiddlers Ferry","FIDL-2","Coal","Coal","SSE Ltd","Existing","Existing",485,0,null,true]
["FIDDL001","Fiddlers Ferry","FIDL-3","Coal","Coal","SSE Ltd","Existing","Existing",485,0,null,true]
["FIDDL001","Fiddlers Ferry","FIDL-4","Coal","Coal","SSE Ltd","Existing","Existing",498,0,null,true]
["LONGA001","Longannet","LOAN-1","Coal","Coal","Scottish Power Ltd","Existing","Existing",565,0,null,true]
["LONGA001","Longannet","LOAN-2","Coal","Coal","Scottish Power Ltd","Existing","Existing",565,0,null,true]
["LONGA001","Longannet","LOAN-3","Coal","Coal","Scottish Power Ltd","Existing","Existing",565,0,null,true]
["LONGA001","Longannet","LOAN-4","Coal","Coal","Scottish Power Ltd","Existing","Existing",565,0,null,true]
["LYNEM001","Lynemouth","ALCN-1","Coal","Coal","RWE Npower Ltd","Existing","Existing",420,0,null,true,null,"Biomass TEC effective 01/04/2016 = 376MW"]
["RATCL001","Ratcliffe-on-Soar","RATS-1","Coal","Coal","E.ON UK plc","Existing","Existing",497,0,null,true]
["RATCL001","Ratcliffe-on-Soar","RATS-2","Coal","Coal","E.ON UK plc","Existing","Existing",497,0,null,true]
["RATCL001","Ratcliffe-on-Soar","RATS-3","Coal","Coal","E.ON UK plc","Existing","Existing",497,0,null,true]
["RATCL001","Ratcliffe-on-Soar","RATS-4","Coal","Coal","E.ON UK plc","Existing","Existing",497,0,null,true]
["RUGEL001","Rugeley B","RUGPS-6","Coal","Coal","Int Power","Existing","Existing",484,0,null,true]
["RUGEL001","Rugeley B","RUGPS-7","Coal","Coal","Int Power","Existing","Existing",484,0,null,true]
["USKMO001","Uskmouth","USKM-13","Coal","Coal","SSE Ltd","Closed","Closed",121,0,null,true,null,"Closed but been aquired by 3rd party - Keep in background but @ 0MW"]
["USKMO001","Uskmouth","USKM-14","Coal","Coal","SSE Ltd","Closed","Closed",121,0,null,true,null,"Closed but been aquired by 3rd party - Keep in background but @ 0MW"]
["USKMO001","Uskmouth","USKM-15","Coal","Coal","SSE Ltd","Closed","Closed",121,0,null,true,null,"Closed but been aquired by 3rd party - Keep in background but @ 0MW"]
["WESTB001","West Burton A","WBUPS-1","Coal","Coal","EDF","Existing","Existing",474,0,null,true]
["WESTB001","West Burton A","WBUPS-2","Coal","Coal","EDF","Existing","Existing",500,0,null,true]
["WESTB001","West Burton A","WBUPS-3","Coal","Coal","EDF","Existing","Existing",500,0,null,true]
["WESTB001","West Burton A","WBUPS-4","Coal","Coal","EDF","Existing","Existing",474,0,null,true]
[]
["Oil"]
[]
["Generator ID","Generator Name","Unit_ID","Fuel Type","Sub Fuel Type","Owner","Connection","Status","TEC","Likelihood",null,"NG Connection Agreement","Contracted Start Date"]
["LITTL002","Littlebrook D","LITTD1","Oil","Oil","RWE Npower Ltd","Existing","Existing",570,0,null,true]
["LITTL002","Littlebrook D","LITTD2","Oil","Oil","RWE Npower Ltd","Existing","Existing",570,0,null,true]
[]
["Pumped Storage"]
[]
["Generator ID","Generator Name","Unit_ID","Fuel Type","Sub Fuel Type","Owner","Connection","Status","TEC","Likelihood","HOST TO","NG Connection Agreement","Contracted Start Date"]
["COIRE001","Coire Glas","AM-GREN-1","Pumped_Storage","Pumped_Storage","SSE Ltd","Future","Consents Approved",612,4,{"$f":"VLOOKUP(C91,DB_Extract_2015!$C$4:$L$553,10,FALSE)","v":"SHET"},true,2022]
["CRUAC002","Cruachan","CRUA-1","Pumped_Storage","Pumped_Storage","Scottish Power Ltd","Existing","Existing",110,0,{"$f":"VLOOKUP(C92,DB_Extract_2015!$C$4:$L$553,10,FALSE)","v":"SPTL"},true]
["CRUAC002","Cruachan","CRUA-2","Pumped_Storage","Pumped_Storage","Scottish Power Ltd","Existing","Existing",110,0,{"$f":"VLOOKUP(C93,DB_Extract_2015!$C$4:$L$553,10,FALSE)","v":"SPTL"},true]
["CRUAC002","Cruachan","CRUA-3","Pumped_Storage","Pumped_Storage","Scottish Power Ltd","Existing","Existing",110,0,{"$f":"VLOOKUP(C94,DB_Extract_2015!$C$4:$L$553,10,FALSE)","v":"SPTL"},true]
["CRUAC002","Cruachan","CRUA-4","Pumped_Storage","Pumped_Storage","Scottish Power Ltd","Existing","Existing",110,0,{"$f":"VLOOKUP(C95,DB_Extract_2015!$C$4:$L$553,10,FALSE)","v":"SPTL"},true]
["DINOR001","Dinorwig","DINO-1","Pumped_Storage","Pumped_Storage","Int Power","Existing","Existing",274,0,{"$f":"VLOOKUP(C96,DB_Extract_2015!$C$4:$L$553,10,FALSE)","v":"NGET"},true]
["DINOR001","Dinorwig","DINO-2","Pumped_Storage","Pumped_Storage","Int Power","Existing","Existing",274,0,{"$f":"VLOOKUP(C97,DB_Extract_2015!$C$4:$L$553,10,FALSE)","v":"NGET"},true]
["DINOR001","Dinorwig","DINO-3","Pumped_Storage","Pumped_Storage","Int Power","Existing","Existing",274,0,{"$f":"VLOOKUP(C98,DB_Extract_2015!$C$4:$L$553,10,FALSE)","v":"NGET"},true]
["DINOR001","Dinorwig","DINO-4","Pumped_Storage","Pumped_Storage","Int Power","Existing","Existing",274,0,{"$f":"VLOOKUP(C99,DB_Extract_2015!$C$4:$L$553,10,FALSE)","v":"NGET"},true]
["DINOR001","Dinorwig","DINO-5","Pumped_Storage","Pumped_Storage","Int Power","Existing","Existing",274,0,{"$f":"VLOOKUP(C100,DB_Extract_2015!$C$4:$L$553,10,FALSE)","v":"NGET"},true]
["DINOR001","Dinorwig","DINO-6","Pumped_Storage","Pumped_Storage","Int Power","Existing","Existing",274,0,{"$f":"VLOOKUP(C101,DB_Extract_2015!$C$4:$L$553,10,FALSE)","v":"NGET"},true]
["FFEST001","Ffestiniog","FFES-1","Pumped_Storage","Pumped_Storage","Int Power","Existing","Existing",90,0,{"$f":"VLOOKUP(C102,DB_Extract_2015!$C$4:$L$553,10,FALSE)","v":"NGET"},true]
["FFEST001","Ffestiniog","FFES-2","Pumped_Storage","Pumped_Storage","Int Power","Existing","Existing",90,0,{"$f":"VLOOKUP(C103,DB_Extract_2015!$C$4:$L$553,10,FALSE)","v":"NGET"},true]
["FFEST001","Ffestiniog","FFES-3","Pumped_Storage","Pumped_Storage","Int Power","Existing","Existing",90,0,{"$f":"VLOOKUP(C104,DB_Extract_2015!$C$4:$L$553,10,FALSE)","v":"NGET"},true]
["FFEST001","Ffestiniog","FFES-4","Pumped_Storage","Pumped_Storage","Int Power","Existing","Existing",90,0,{"$f":"VLOOKUP(C105,DB_Extract_2015!$C$4:$L$553,10,FALSE)","v":"NGET"},true]
["FOYER001","Foyers","FOYE-1","Pumped_Storage","Pumped_Storage","SSE Ltd","Existing","Existing",150,0,{"$f":"VLOOKUP(C106,DB_Extract_2015!$C$4:$L$553,10,FALSE)","v":"SHET"},true]
["FOYER001","Foyers","FOYE-2","Pumped_Storage","Pumped_Storage","SSE Ltd","Existing","Existing",150,0,{"$f":"VLOOKUP(C107,DB_Extract_2015!$C$4:$L$553,10,FALSE)","v":"SHET"},true]
["MAREX001","Marex","ES-ORGA-1","Pumped_Storage","Pumped_Storage","Organic Power Ltd","Future","Scoping",1500,2,{"$f":"VLOOKUP(C108,DB_Extract_2015!$C$4:$L$553,10,FALSE)","v":"NGET"},true,2018]
[]
["Hydro",null,null,null,null,null,null,null,null,null,null,{"$f":"1110-974","v":136}]
[]
["Generator ID","Generator Name","Unit_ID","Fuel Type","Sub Fuel Type","Owner","Connection","Status","TEC","Likelihood",null,"NG Connection Agreement","Contracted Start Date","Comments"]
["AIGAS001","Aigas","AIGA-1","Hydro","Hydro","SSE Ltd","Existing","Existing",20,0,null,true]
["CASHL001","Cashlie","CASH-1","Hydro","Hydro","SSE Ltd","Existing","Existing",11,0,null,true]
["CEANN001","Ceannacroc","CEAN-1","Hydro","Hydro","SSE Ltd","Existing","Existing",10,0,null,true]
["CEANN001","Ceannacroc","CEAN-2","Hydro","Hydro","SSE Ltd","Existing","Existing",10,0,null,true]
["CLACH001","Clachan","CLAC-1","Hydro","Hydro","SSE Ltd","Existing","Existing",40,0,null,true]
["CLUNI001","Clunie","CLUN-1","Hydro","Hydro","SSE Ltd","Existing","Existing",20,0,null,true]
["CLUNI001","Clunie","CLUN-2","Hydro","Hydro","SSE Ltd","Existing","Existing",20,0,null,true]
["CLUNI001","Clunie","CLUN-3","Hydro","Hydro","SSE Ltd","Existing","Existing",20,0,null,true]
["CULLI001","Culligran","CULL-1","Hydro","Hydro","SSE Ltd","Existing","Existing",19,0,null,true]
["DEANI001","Deanie","DEAN-1","Hydro","Hydro","SSE Ltd","Existing","Existing",19,0,null,true]
["DEANI001","Deanie","DEAN-2","Hydro","Hydro","SSE Ltd","Existing","Existing",19,0,null,true]
["ERROC001","Errochty","ERRO-1","Hydro","Hydro","SSE Ltd","Existing","Existing",25,0,null,true]
["ERROC001","Errochty","ERRO-2","Hydro","Hydro","SSE Ltd","Existing","Existing",25,0,null,true]
["ERROC001","Errochty","ERRO-3","Hydro","Hydro","SSE Ltd","Existing","Existing",25,0,null,true]
["FASNA001","Fasnakyle","FASN-1","Hydro","Hydro","SSE Ltd","Existing","Existing",23,0,null,true]
["FASNA001","Fasnakyle","FASN2","Hydro","Hydro","SSE Ltd","Existing","Existing",23,0,null,true]
["FASNA001","Fasnakyle","FASN3","Hydro","Hydro","SSE Ltd","Existing","Existing",23,0,null,true]
["FASNA001","Fasnakyle","FASN-4","Hydro","Hydro","SSE Ltd","Existing","Existing",8,0,null,true]
["FINLA001","Finlarig","FINL-1","Hydro","Hydro","SSE Ltd","Existing","Existing",16,0,null,true]
["GLEND001","Glendoe","GLNDO-1","Hydro","Hydro","SSE Ltd","Existing","Existing",100,0,null,true]
["GLENM002","Glenmoriston","AM-GLEN-3","Hydro","Hydro","SSE Ltd","Existing","Existing",6,0,null,true]
["GLENM002","Glenmoriston","GLEN-1","Hydro","Hydro","SSE Ltd","Existing","Existing",15,0,null,true]
["GLENM002","Glenmoriston","GLEN-2","Hydro","Hydro","SSE Ltd","Existing","Existing",15,0,null,true]
["GRUDI001","Grudie Bridge","GRUB-1","Hydro","Hydro","SSE Ltd","Existing","Existing",8,0,null,true]
["GRUDI001","Grudie Bridge","GRUB-2","Hydro","Hydro","SSE Ltd","Existing","Existing",8,0,null,true]
["INVER001","Inverawe","INAW-1","Hydro","Hydro","SSE Ltd","Existing","Existing",25,0,null,true]
["INVER002","Invergarry","INGA-1","Hydro","Hydro","SSE Ltd","Existing","Existing",20,0,null,true]
["KILMO001","Kilmorack","KIOR-1","Hydro","Hydro","SSE Ltd","Existing","Existing",10,0,null,true]
["KILMO001","Kilmorack","KIOR-2","Hydro","Hydro","SSE Ltd","Existing","Existing",10,0,null,true]
["KINLO001","Kinlochleven","KILO-1","Hydro","Hydro","Alcan Aluminium UK Ltd","Existing","Existing",20,0,null,true,null,"TEC register stating this is onshore wind - TEC register typo"]
["LIVIS001","Livishie","LIVI-1","Hydro","Hydro","SSE Ltd","Existing","Existing",15,0,null,true]
["LOCHA001","Lochay","LOCH-1","Hydro","Hydro","SSE Ltd","Existing","Existing",24,0,null,true]
["LOCHA001","Lochay","LOCH-2","Hydro","Hydro","SSE Ltd","Existing","Existing",24,0,null,true]
["LUICH001","Luichart","LUIC-1","Hydro","Hydro","SSE Ltd","Existing","Existing",17,0,null,true]
["LUICH001","Luichart","LUIC-2","Hydro","Hydro","SSE Ltd","Existing","Existing",17,0,null,true]
["MOSSF001","Mossford","MOSS-1","Hydro","Hydro","SSE Ltd","Existing","Existing",7,0,null,true]
["MOSSF001","Mossford","MOSS-2","Hydro","Hydro","SSE Ltd","Existing","Existing",12,0,null,true]
["NANT001","Nant","NANT-1","Hydro","Hydro","SSE Ltd","Existing","Existing",15,0,null,true]
["ORRIN001","Orrin","ORRI-1","Hydro","Hydro","SSE Ltd","Existing","Existing",18,0,null,true]
["PITLO001","Pitlochry","PITL-1","Hydro","Hydro","SSE Ltd","Existing","Existing",8,0,null,true]
["PITLO001","Pitlochry","PITL-2","Hydro","Hydro","SSE Ltd","Existing","Existing",8,0,null,true]
["QUOIC001","Quoich","QUOI-1","Hydro","Hydro","SSE Ltd","Existing","Existing",18,0,null,true]
["RANNO001","Rannoch","RANN-1","Hydro","Hydro","SSE Ltd","Existing","Existing",15,0,null,true]
["RANNO001","Rannoch","RANN-2","Hydro","Hydro","SSE Ltd","Existing","Existing",15,0,null,true]
["RANNO001","Rannoch","RANN-3","Hydro","Hydro","SSE Ltd","Existing","Existing",15,0,null,true]
["SHIN001","Shin","SHIN-1","Hydro","Hydro","SSE Ltd","Existing","Existing",9,0,null,true]
["SHIN001","Shin","SHIN-2","Hydro","Hydro","SSE Ltd","Existing","Existing",9,0,null,true]
["SLOY001","Sloy","SLOY-1","Hydro","Hydro","SSE Ltd","Existing","Existing",36,0,null,true]
["SLOY001","Sloy","SLOY-2","Hydro","Hydro","SSE Ltd","Existing","Existing",40,0,null,true]
["SLOY001","Sloy","SLOY-3","Hydro","Hydro","SSE Ltd","Existing","Existing",40,0,null,true]
["SLOY001","Sloy","SLOY-4","Hydro","Hydro","SSE Ltd","Existing","Existing",36,0,null,true]
["STFIL001","St Fillans","SFIL-1","Hydro","Hydro","SSE Ltd","Existing","Existing",17,0,null,true]
["TONGL001","Tongland","TONG-1","Hydro","Hydro","","Existing","Existing",11,0,null,true,null,"TEC is only 3MW - TEC register typo"]
["TONGL001","Tongland","TONG-2","Hydro","Hydro","","Existing","Existing",11,0,null,true,null,"TEC is only 3MW - TEC register typo"]
["TONGL001","Tongland","TONG-3","Hydro","Hydro","","Existing","Existing",11,0,null,true,null,"TEC is only 3MW - TEC register typo"]
["TORRA001","Torr Achilty","TORA-1","Hydro","Hydro","","Existing","Existing",15,0,null,true]
["TUMME001","Tummel","TUMB-1","Hydro","Hydro","SSE Ltd","Existing","Existing",34,0,null,true]
[]
["Gas","NEED TO ADD KINGS LYNN A TO THIS LIST"]
[]
["Generator ID","Generator Name","Unit_ID","Fuel Type","Sub Fuel Type","Owner","Connection","Status","TEC","Likelihood","HOST TO","NG Connection Agreement","Contracted Start Date","Comments"]
["ABERN001","Abernedd","AM-BAGE-2","Gas","CCGT_New","SSE Ltd","Future","Consents Approved",500,4,{"$f":"VLOOKUP(C174,DB_Extract_2015!$C$4:$L$553,10,FALSE)","v":"NGET"},true,2015]
["ABERN001","Abernedd","AM-BAGE-3","Gas","CCGT_New","SSE Ltd","Future","Consents Approved",414,4,{"$f":"VLOOKUP(C175,DB_Extract_2015!$C$4:$L$553,10,FALSE)","v":"NGET"},true,2018]
["AVONP001","Avon Power","ES-AVON-1","Gas","CCGT_New","Scottish Power Ltd","Future","Scoping",950,1,{"$f":"VLOOKUP(C176,DB_Extract_2015!$C$4:$L$553,10,FALSE)","v":"NGET"},false,null,"Intel from CAMs required - Non Contracted"]
["BAGLA001","Baglan Bay","BAGE-1","Gas","CCGT_Exist","BP","Existing","Existing",520,0,{"$f":"VLOOKUP(C177,DB_Extract_2015!$C$4:$L$553,10,FALSE)","v":"NGET"},true,2012]
["BARKI001","Barking","BARK-1","Gas","CCGT_Exist","Barking Power Ltd","Closed","Closed",0,0,{"$f":"VLOOKUP(C178,DB_Extract_2015!$C$4:$L$553,10,FALSE)","v":"NGET"},true,2012,"Show as shut from 15/16"]
["BARRY001","Barry","BRYP-1","Gas","CCGT_Exist","Centrica Ltd","Existing","Existing",245,0,{"$f":"VLOOKUP(C179,DB_Extract_2015!$C$4:$L$553,10,FALSE)","v":"NGET"},true,2012,"14/15 - 142 & 15/16 onwards 235"]
["BRIGG001","Brigg","BRGG-1","Gas","CCGT_Exist","Centrica Ltd","Existing","Existing",260,0,{"$f":"VLOOKUP(C180,DB_Extract_2015!$C$4:$L$553,10,FALSE)","v":"NGET"},true,2012,"155MW initially 265MW from 17/18"]
["CARRI001","Carrington","CARR-1","Gas","CCGT_New","ESBI","Future","Under Construction",910,6,{"$f":"VLOOKUP(C181,DB_Extract_2015!$C$4:$L$553,10,FALSE)","v":"NGET"},true,2015]
["CDCL001","CDCL","CDCL-1","Gas","CCGT_Exist","E.ON UK plc","Existing","Existing",395,0,{"$f":"VLOOKUP(C182,DB_Extract_2015!$C$4:$L$553,10,FALSE)","v":"NGET"},true,2012]
["CONNA001","Connah's Quay","CNQPS-1","Gas","CCGT_Exist","E.ON UK plc","Existing","Existing",345,0,{"$f":"VLOOKUP(C183,DB_Extract_2015!$C$4:$L$553,10,FALSE)","v":"NGET"},true,2012]
["CONNA001","Connah's Quay","CNQPS-2","Gas","CCGT_Exist","E.ON UK plc","Existing","Existing",345,0,{"$f":"VLOOKUP(C184,DB_Extract_2015!$C$4:$L$553,10,FALSE)","v":"NGET"},true,2012]
["CONNA001","Connah's Quay","CNQPS-3","Gas","CCGT_Exist","E.ON UK plc","Existing","Existing",345,0,{"$f":"VLOOKUP(C185,DB_Extract_2015!$C$4:$L$553,10,FALSE)","v":"NGET"},true,2012]
["CONNA001","Connah's Quay","CNQPS-4","Gas","CCGT_Exist","E.ON UK plc","Existing","Existing",345,0,{"$f":"VLOOKUP(C186,DB_Extract_2015!$C$4:$L$553,10,FALSE)","v":"NGET"},true,2012]
["CORBY001","Corby","CORB-1","Gas","CCGT_Exist","Corby Power Ltd","Existing","Existing",401,0,{"$f":"VLOOKUP(C187,DB_Extract_2015!$C$4:$L$553,10,FALSE)","v":"NGET"},true,2012]
["CORYT001","Coryton","COSO-1","Gas","CCGT_Exist","Intergen","Existing","Existing",800,0,{"$f":"VLOOKUP(C188,DB_Extract_2015!$C$4:$L$553,10,FALSE)","v":"NGET"},true,2012,"Decrease to 704MW from 18/19"]
["DAMHE001","Damhead Creek","DAMC-1","Gas","CCGT_Exist","Scottish Power Ltd","Existing","Existing",805,0,{"$f":"VLOOKUP(C189,DB_Extract_2015!$C$4:$L$553,10,FALSE)","v":"NGET"},true,2012]
["DAMHE002","Damhead Creek 2","AM-DAMB-1","Gas","CCGT_New","Scottish Power Ltd","Future","Consents Approved",1200,4,{"$f":"VLOOKUP(C190,DB_Extract_2015!$C$4:$L$553,10,FALSE)","v":"NGET"},true,2016]
["DEESI001","Deeside","DEEP-1","Gas","CCGT_Exist","Int Power","Existing","Existing",515,0,{"$f":"VLOOKUP(C191,DB_Extract_2015!$C$4:$L$553,10,FALSE)","v":"NGET"},true,2012]
["DIDCO003","Didcot B","DIDCB5","Gas","CCGT_Exist","RWE Npower Ltd","Existing","Existing",775,0,{"$f":"VLOOKUP(C192,DB_Extract_2015!$C$4:$L$553,10,FALSE)","v":"NGET"},true,2012]
["DIDCO003","Didcot B","DIDCB6","Gas","CCGT_Exist","RWE Npower Ltd","Existing","Existing",775,0,{"$f":"VLOOKUP(C193,DB_Extract_2015!$C$4:$L$553,10,FALSE)","v":"NGET"},true,2012]
["ENFIE001","Enfield","EECL-1","Gas","CCGT_Exist","E.ON UK plc","Existing","Existing",408,0,{"$f":"VLOOKUP(C194,DB_Extract_2015!$C$4:$L$553,10,FALSE)","v":"NGET"},true,2012]
["GRAIN001","Grain (CCGT)","GRAI-6","Gas","CCGT_Exist","E.ON UK plc","Existing","Existing",430,0,{"$f":"VLOOKUP(C195,DB_Extract_2015!$C$4:$L$553,10,FALSE)","v":"NGET"},true,2012]
["GRAIN001","Grain (CCGT)","GRAI-7","Gas","CCGT_Exist","E.ON UK plc","Existing","Existing",430,0,{"$f":"VLOOKUP(C196,DB_Extract_2015!$C$4:$L$553,10,FALSE)","v":"NGET"},true,2012]
["GRAIN001","Grain (CCGT)","GRAI-8","Gas","CCGT_Exist","E.ON UK plc","Existing","Existing",430,0,{"$f":"VLOOKUP(C197,DB_Extract_2015!$C$4:$L$553,10,FALSE)","v":"NGET"},true,2012]
["GREAT001","Great Yarmouth","GYAR-1","Gas","CCGT_Exist","RWE Npower Ltd","Existing","Existing",405,0,{"$f":"VLOOKUP(C198,DB_Extract_2015!$C$4:$L$553,10,FALSE)","v":"NGET"},true,2012]
["KEADB001","Keadby","KEAD-1","Gas","CCGT_Exist","SSE Ltd","Existing","Existing",710,0,{"$f":"VLOOKUP(C199,DB_Extract_2015!$C$4:$L$553,10,FALSE)","v":"NGET"},true,2015]
["KEADB003","Keadby 2","AM-KEAD-2","Gas","CCGT_New","SSE Ltd","Future","Awaiting Consents",710,3,{"$f":"VLOOKUP(C200,DB_Extract_2015!$C$4:$L$553,10,FALSE)","v":"NGET"},true,2016]
["KILIN001","Kilingholme North","ES-KILI-1","Gas","CCGT_New","C.GEN Killingholme Ltd","Future","Consents Approved",490,4,{"$f":"VLOOKUP(C201,DB_Extract_2015!$C$4:$L$553,10,FALSE)","v":"NGET"},true,2016]
["KILLI001","Killingholme 1","KILLPG-1","Gas","CCGT_Exist","E.ON UK plc","Existing","Existing",450,0,{"$f":"VLOOKUP(C202,DB_Extract_2015!$C$4:$L$553,10,FALSE)","v":"NGET"},true,2012]
["KILLI001","Killingholme 1","KILLPG-2","Gas","CCGT_Exist","E.ON UK plc","Existing","Existing",450,0,{"$f":"VLOOKUP(C203,DB_Extract_2015!$C$4:$L$553,10,FALSE)","v":"NGET"},true,2012]
["KILLI002","Killingholme 2","KILNS-1","Gas","CCGT_Exist","Centrica Ltd","Existing","Existing",665,0,{"$f":"VLOOKUP(C204,DB_Extract_2015!$C$4:$L$553,10,FALSE)","v":"NGET"},true,2012]
["KINGS001","King's Lynn B","KINL1-1","Gas","CCGT_New","Centrica Ltd","Future","Consents Approved",981,4,{"$f":"VLOOKUP(C205,DB_Extract_2015!$C$4:$L$553,10,FALSE)","v":"NGET"},true,2017,"Need to add Kings Lynn A in"]
["KNOTT001","Knottingley Power","ES-KNOT-1","Gas","CCGT_New","ESBI","Future","Consents Approved",500,4,{"$f":"VLOOKUP(C206,DB_Extract_2015!$C$4:$L$553,10,FALSE)","v":"NGET"},true,2018,"TEC Register status incorrect"]
["KNOTT001","Knottingley Power","ES-KNOT-2","Gas","CCGT_New","ESBI","Future","Consents Approved",500,4,{"$f":"VLOOKUP(C207,DB_Extract_2015!$C$4:$L$553,10,FALSE)","v":"NGET"},true,2018,"TEC Register status incorrect"]
["KNOTT001","Knottingley Power","ES-KNOT-3","Gas","CCGT_New","ESBI","Future","Consents Approved",500,4,{"$f":"VLOOKUP(C208,DB_Extract_2015!$C$4:$L$553,10,FALSE)","v":"NGET"},true,2018,"TEC Register status incorrect"]
["LANGA001","Langage","LAGA-1","Gas","CCGT_Exist","Centrica Ltd","Existing","Existing",905,0,{"$f":"VLOOKUP(C209,DB_Extract_2015!$C$4:$L$553,10,FALSE)","v":"NGET"},true,2012]
["LITTL001","Little Barford","LBAR-1","Gas","CCGT_Exist","RWE Npower Ltd","Existing","Existing",740,0,{"$f":"VLOOKUP(C210,DB_Extract_2015!$C$4:$L$553,10,FALSE)","v":"NGET"},true,2012]
["MARCH001","Marchwood","MRWD-1","Gas","CCGT_Exist","Marchwood Power Ltd","Existing","Existing",900,0,{"$f":"VLOOKUP(C211,DB_Extract_2015!$C$4:$L$553,10,FALSE)","v":"NGET"},true,2012]
["MEDWA001","Medway","MEDP-1","Gas","CCGT_Exist","SSE Ltd","Existing","Existing",700,0,{"$f":"VLOOKUP(C212,DB_Extract_2015!$C$4:$L$553,10,FALSE)","v":"NGET"},true,2013]
["PEMBR001","Pembroke","PEMB-11","Gas","CCGT_Exist","RWE Npower Ltd","Existing","Existing",440,0,{"$f":"VLOOKUP(C213,DB_Extract_2015!$C$4:$L$553,10,FALSE)","v":"NGET"},true,2012]
["PEMBR001","Pembroke","PEMB-21","Gas","CCGT_Exist","RWE Npower Ltd","Existing","Existing",440,0,{"$f":"VLOOKUP(C214,DB_Extract_2015!$C$4:$L$553,10,FALSE)","v":"NGET"},true,2012]
["PEMBR001","Pembroke","PEMB-31","Gas","CCGT_Exist","RWE Npower Ltd","Existing","Existing",440,0,{"$f":"VLOOKUP(C215,DB_Extract_2015!$C$4:$L$553,10,FALSE)","v":"NGET"},true,2012]
["PEMBR001","Pembroke","PEMB-41","Gas","CCGT_Exist","RWE Npower Ltd","Existing","Existing",440,0,{"$f":"VLOOKUP(C216,DB_Extract_2015!$C$4:$L$553,10,FALSE)","v":"NGET"},true,2012]
["PEMBR001","Pembroke","PEMB-51","Gas","CCGT_Exist","RWE Npower Ltd","Existing","Existing",439,0,{"$f":"VLOOKUP(C217,DB_Extract_2015!$C$4:$L$553,10,FALSE)","v":"NGET"},true,2012]
["PETER001","Peterborough","PETEM1","Gas","CCGT_Exist","Centrica Ltd","Existing","Existing",245,0,{"$f":"VLOOKUP(C218,DB_Extract_2015!$C$4:$L$553,10,FALSE)","v":"NGET"},true,2012,"TEC increase to 375MW in Apr 2017"]
["PETER002","Peterhead","PEHE-1","Gas","CCGT_Exist","SSE Ltd","Existing","Existing",1180,0,{"$f":"VLOOKUP(C219,DB_Extract_2015!$C$4:$L$553,10,FALSE)","v":"SHET"},true,2012]
["ROCKS001","Rocksavage","ROCK-1","Gas","CCGT_Exist","Intergen","Existing","Existing",810,0,{"$f":"VLOOKUP(C220,DB_Extract_2015!$C$4:$L$553,10,FALSE)","v":"NGET"},true,2012]
["RYEHO001","Rye House","RYHPS-1","Gas","CCGT_Exist","Scottish Power Ltd","Existing","Existing",715,0,{"$f":"VLOOKUP(C221,DB_Extract_2015!$C$4:$L$553,10,FALSE)","v":"NGET"},true,2012]
["SALTE001","Saltend","SCCL-1","Gas","CCGT_Exist","Int Power","Existing","Existing",367,0,{"$f":"VLOOKUP(C222,DB_Extract_2015!$C$4:$L$553,10,FALSE)","v":"NGET"},true,2012]
["SALTE001","Saltend","SCCL-2","Gas","CCGT_Exist","Int Power","Existing","Existing",367,0,{"$f":"VLOOKUP(C223,DB_Extract_2015!$C$4:$L$553,10,FALSE)","v":"NGET"},true,2012]
["SALTE001","Saltend","SCCL-3","Gas","CCGT_Exist","Int Power","Existing","Existing",367,0,{"$f":"VLOOKUP(C224,DB_Extract_2015!$C$4:$L$553,10,FALSE)","v":"NGET"},true,2012]
["SEABA001","Seabank","SEAB-1","Gas","CCGT_Exist","Seabank Power Ltd","Existing","Existing",812,0,{"$f":"VLOOKUP(C225,DB_Extract_2015!$C$4:$L$553,10,FALSE)","v":"NGET"},true,2012]
["SEABA001","Seabank","SEAB-2","Gas","CCGT_Exist","Seabank Power Ltd","Existing","Existing",422,0,{"$f":"VLOOKUP(C226,DB_Extract_2015!$C$4:$L$553,10,FALSE)","v":"NGET"},true,2012]
["SEABA002","Seabank 3","AM-SEAB-3","Gas","CCGT_New","SSE Ltd","Future","Scoping",1200,2,{"$f":"VLOOKUP(C227,DB_Extract_2015!$C$4:$L$553,10,FALSE)","v":"NGET"},true,2019]
["SEVER002","Severn Power","SVRP-10","Gas","CCGT_Exist","MPF Holdings Limited","Existing","Existing",425,0,{"$f":"VLOOKUP(C228,DB_Extract_2015!$C$4:$L$553,10,FALSE)","v":"NGET"},true,2012]
["SEVER002","Severn Power","SVRP-20","Gas","CCGT_Exist","MPF Holdings Limited","Existing","Existing",425,0,{"$f":"VLOOKUP(C229,DB_Extract_2015!$C$4:$L$553,10,FALSE)","v":"NGET"},true,2012]
["SHORE001","Shoreham","SHOS-1","Gas","CCGT_Exist","Scottish Power Ltd","Existing","Existing",420,0,{"$f":"VLOOKUP(C230,DB_Extract_2015!$C$4:$L$553,10,FALSE)","v":"NGET"},true,2013]
["SOUTH001","South Humber Bank","SHBA-1","Gas","CCGT_Exist","Centrica Ltd","Existing","Existing",769,0,{"$f":"VLOOKUP(C231,DB_Extract_2015!$C$4:$L$553,10,FALSE)","v":"NGET"},true,2012,"TEC increase to 1365MW in 17/18"]
["SOUTH001","South Humber Bank","SHBA-2","Gas","CCGT_Exist","Centrica Ltd","Existing","Existing",516,0,{"$f":"VLOOKUP(C232,DB_Extract_2015!$C$4:$L$553,10,FALSE)","v":"NGET"},true,2012,"TEC increase to 1365MW in 17/18"]
["SPALD001","Spalding","SPLN-1","Gas","CCGT_Exist","Intergen","Existing","Existing",880,0,{"$f":"VLOOKUP(C233,DB_Extract_2015!$C$4:$L$553,10,FALSE)","v":"NGET"},true,2012,"TEC decrease to 625MW in 18/19"]
["SPALD002","Spalding Energy Expansion","AM-SPLN-2","Gas","CCGT_New","Intergen","Future","Consents Approved",920,4,{"$f":"VLOOKUP(C234,DB_Extract_2015!$C$4:$L$553,10,FALSE)","v":"NGET"},true,2017]
["STAYT001","Staythorpe","STAY-1","Gas","CCGT_Exist","RWE Npower Ltd","Existing","Existing",432,0,{"$f":"VLOOKUP(C235,DB_Extract_2015!$C$4:$L$553,10,FALSE)","v":"NGET"},true,2012]
["STAYT001","Staythorpe","STAY-2","Gas","CCGT_Exist","RWE Npower Ltd","Existing","Existing",432,0,{"$f":"VLOOKUP(C236,DB_Extract_2015!$C$4:$L$553,10,FALSE)","v":"NGET"},true,2012]
["STAYT001","Staythorpe","STAY-3","Gas","CCGT_Exist","RWE Npower Ltd","Existing","Existing",432,0,{"$f":"VLOOKUP(C237,DB_Extract_2015!$C$4:$L$553,10,FALSE)","v":"NGET"},true,2012]
["STAYT001","Staythorpe","STAY-4","Gas","CCGT_Exist","RWE Npower Ltd","Existing","Existing",432,0,{"$f":"VLOOKUP(C238,DB_Extract_2015!$C$4:$L$553,10,FALSE)","v":"NGET"},true,2012]
["SUTTO002","Sutton Bridge A","SUTB-1","Gas","CCGT_Exist","Macquarie Consortium","Existing","Existing",819,0,{"$f":"VLOOKUP(C239,DB_Extract_2015!$C$4:$L$553,10,FALSE)","v":"NGET"},true,2012]
["SUTTO001","Sutton Bridge B","ES-SUTTW-2","Gas","CCGT_New","EDF","Future","Scoping",1800,1,{"$f":"VLOOKUP(C240,DB_Extract_2015!$C$4:$L$553,10,FALSE)","v":"NGET"},false]
["THAME001","Thames Haven","AM-COSO-2","Gas","CCGT_New","Intergen","Future","Consents Approved",1096,4,{"$f":"VLOOKUP(C241,DB_Extract_2015!$C$4:$L$553,10,FALSE)","v":"NGET"},true,2018]
["THORP001","Thorpe Marsh","AM-THMR-1","Gas","CCGT_New","Acorn Power","Future","Consents Approved",1200,4,{"$f":"VLOOKUP(C242,DB_Extract_2015!$C$4:$L$553,10,FALSE)","v":"NGET"},true,2017]
["TILBU002","Tilbury C","AM-TILB-3","Gas","CCGT_New","RWE Npower Ltd","Future","Awaiting Consents",1800,3,{"$f":"VLOOKUP(C243,DB_Extract_2015!$C$4:$L$553,10,FALSE)","v":"NGET"},true,2019]
["TRAFF001","Trafford Power","CARR-2","Gas","CCGT_New","Wainstones","Future","Awaiting Consents",1882,3,{"$f":"VLOOKUP(C244,DB_Extract_2015!$C$4:$L$553,10,FALSE)","v":"NGET"},true,2018,"Need to check TEC on this is correct"]
["TRAFF001","Trafford Power","CARR-3","Gas","CCGT_New","Wainstones","Future","Awaiting Consents",2162,3,{"$f":"VLOOKUP(C245,DB_Extract_2015!$C$4:$L$553,10,FALSE)","v":"NGET"},true,2025,"Need to check TEC on this is correct"]
["WESTB003","West Burton B","WBURB-1","Gas","CCGT_Exist","EDF","Existing","Existing",1332,0,{"$f":"VLOOKUP(C246,DB_Extract_2015!$C$4:$L$553,10,FALSE)","v":"NGET"},true,2012]
[]
["GTs"]
[]
["Generator ID","Generator Name","Unit_ID","Fuel Type","Sub Fuel Type","Owner","Connection","Status","TEC","Likelihood","HOST TO","NG Connection Agreement","Contracted Start Date","Comments"]
["ABERT002","Aberthaw B GT","ABTH7G","Gas","GT","RWE Npower Ltd","Existing","Existing",17,0,{"$f":"VLOOKUP(C251,DB_Extract_2015!$C$4:$L$553,10,FALSE)","v":"NGET"},true]
["ABERT002","Aberthaw B GT","ABTH8G","Gas","GT","RWE Npower Ltd","Existing","Existing",17,0,{"$f":"VLOOKUP(C252,DB_Extract_2015!$C$4:$L$553,10,FALSE)","v":"NGET"},true]
["ABERT002","Aberthaw B GT","ABTH9G","Gas","GT","RWE Npower Ltd","Existing","Existing",17,0,{"$f":"VLOOKUP(C253,DB_Extract_2015!$C$4:$L$553,10,FALSE)","v":"NGET"},true]
["BAGLA002","Baglan Bay GT","BAGE-2","Gas","GT","BP","Existing","Existing",32,0,{"$f":"VLOOKUP(C254,DB_Extract_2015!$C$4:$L$553,10,FALSE)","v":"NGET"},true]
["DIDCO002","Didcot A GT","DIDC1G","Gas","GT","RWE Npower Ltd","Existing","Existing",25,0,{"$f":"VLOOKUP(C255,DB_Extract_2015!$C$4:$L$553,10,FALSE)","v":"NGET"},true]
["DIDCO002","Didcot A GT","DIDC2G","Gas","GT","RWE Npower Ltd","Existing","Existing",25,0,{"$f":"VLOOKUP(C256,DB_Extract_2015!$C$4:$L$553,10,FALSE)","v":"NGET"},true]
["DIDCO002","Didcot A GT","DIDC3G","Gas","GT","RWE Npower Ltd","Existing","Existing",25,0,{"$f":"VLOOKUP(C257,DB_Extract_2015!$C$4:$L$553,10,FALSE)","v":"NGET"},true]
["DIDCO002","Didcot A GT","DIDC4G","Gas","GT","RWE Npower Ltd","Existing","Existing",25,0,{"$f":"VLOOKUP(C258,DB_Extract_2015!$C$4:$L$553,10,FALSE)","v":"NGET"},true]
["DRAXG001","Drax GT","DRAXX-10G","Gas","GT","Drax Power Ltd","Existing","Existing",25,0,{"$f":"VLOOKUP(C259,DB_Extract_2015!$C$4:$L$553,10,FALSE)","v":"NGET"},true]
["DRAXG001","Drax GT","DRAXX-12G","Gas","GT","Drax Power Ltd","Existing","Existing",25,0,{"$f":"VLOOKUP(C260,DB_Extract_2015!$C$4:$L$553,10,FALSE)","v":"NGET"},true]
["DRAXG001","Drax GT","DRAXX-9G","Gas","GT","Drax Power Ltd","Existing","Existing",25,0,{"$f":"VLOOKUP(C261,DB_Extract_2015!$C$4:$L$553,10,FALSE)","v":"NGET"},true]
["FERRY004","Ferrybridge C GT","FERR-5G","Gas","GT","SSE Ltd","Existing","Existing",17,0,{"$f":"VLOOKUP(C262,DB_Extract_2015!$C$4:$L$553,10,FALSE)","v":"NGET"},true]
["FERRY004","Ferrybridge C GT","FERR-8G","Gas","GT","SSE Ltd","Existing","Existing",17,0,{"$f":"VLOOKUP(C263,DB_Extract_2015!$C$4:$L$553,10,FALSE)","v":"NGET"},true]
["FIDDL002","Fiddlers Ferry GT","FIDL-2G","Gas","GT","SSE Ltd","Existing","Existing",17,0,{"$f":"VLOOKUP(C264,DB_Extract_2015!$C$4:$L$553,10,FALSE)","v":"NGET"},true]
["FIDDL002","Fiddlers Ferry GT","FIDL-3G","Gas","GT","SSE Ltd","Existing","Existing",17,0,{"$f":"VLOOKUP(C265,DB_Extract_2015!$C$4:$L$553,10,FALSE)","v":"NGET"},true]
["GRAIN003","Grain (Oil) GT","GRAI1G","Gas","GT","E.ON UK plc","Existing","Existing",29,0,{"$f":"VLOOKUP(C266,DB_Extract_2015!$C$4:$L$553,10,FALSE)","v":"NGET"},true]
["GRAIN003","Grain (Oil) GT","GRAI4G","Gas","GT","E.ON UK plc","Existing","Existing",29,0,{"$f":"VLOOKUP(C267,DB_Extract_2015!$C$4:$L$553,10,FALSE)","v":"NGET"},true]
["KEADB002","Keadby (Black Start) GT","KEADGT-3","Gas","GT","SSE Ltd","Existing","Existing",25,0,{"$f":"VLOOKUP(C268,DB_Extract_2015!$C$4:$L$553,10,FALSE)","v":"NGET"},true]
["KINGS005","Kingsnorth GT","KINO1G","Gas","GT","E.ON UK plc","Closed","Closed",0,0,{"$f":"VLOOKUP(C269,DB_Extract_2015!$C$4:$L$553,10,FALSE)","v":"NGET"},true]
["KINGS005","Kingsnorth GT","KINO4G","Gas","GT","E.ON UK plc","Closed","Closed",0,0,{"$f":"VLOOKUP(C270,DB_Extract_2015!$C$4:$L$553,10,FALSE)","v":"NGET"},true]
["LITTL003","Littlebrook D GT","LITT1G","Gas","GT","RWE Npower Ltd","Existing","Existing",35,0,{"$f":"VLOOKUP(C271,DB_Extract_2015!$C$4:$L$553,10,FALSE)","v":"NGET"},true]
["LITTL003","Littlebrook D GT","LITT2G","Gas","GT","RWE Npower Ltd","Existing","Existing",35,0,{"$f":"VLOOKUP(C272,DB_Extract_2015!$C$4:$L$553,10,FALSE)","v":"NGET"},true]
["LITTL003","Littlebrook D GT","LITT3G","Gas","GT","RWE Npower Ltd","Existing","Existing",35,0,{"$f":"VLOOKUP(C273,DB_Extract_2015!$C$4:$L$553,10,FALSE)","v":"NGET"},true]
["RATCL002","Ratcliffe-on-Soar GT","RATSGT-2","Gas","GT","E.ON UK plc","Existing","Existing",17,0,{"$f":"VLOOKUP(C274,DB_Extract_2015!$C$4:$L$553,10,FALSE)","v":"NGET"},true]
["RATCL002","Ratcliffe-on-Soar GT","RATSGT-4","Gas","GT","E.ON UK plc","Existing","Existing",17,0,{"$f":"VLOOKUP(C275,DB_Extract_2015!$C$4:$L$553,10,FALSE)","v":"NGET"},true]
["RUGEL002","Rugeley B GT","RUGGT-6","Gas","GT","Rugeley Power Ltd","Existing","Existing",25,0,{"$f":"VLOOKUP(C276,DB_Extract_2015!$C$4:$L$553,10,FALSE)","v":"NGET"},true]
["RUGEL002","Rugeley B GT","RUGGT-7","Gas","GT","Rugeley Power Ltd","Existing","Existing",25,0,{"$f":"VLOOKUP(C277,DB_Extract_2015!$C$4:$L$553,10,FALSE)","v":"NGET"},true]
["WESTB002","West Burton A GT","WBUGT-4","Gas","GT","EDF","Existing","Existing",20,0,{"$f":"VLOOKUP(C278,DB_Extract_2015!$C$4:$L$553,10,FALSE)","v":"NGET"},true]
[]
["CHP"]
[]
["Generator ID","Generator Name","Unit_ID","Fuel Type","Sub Fuel Type","Owner","Connection","Status","TEC","Likelihood","HOST TO","NG Connection Agreement","Contracted Start Date","Comments"]
["FAWLE003","Fawley CHP","FAWN-1","Gas","CHP","RWE Npower Ltd","Existing","Existing",158,0,{"$f":"VLOOKUP(C283,DB_Extract_2015!$C$4:$L$553,10,FALSE)","v":"NGET"},true,2012]
["IMMIN001","Immingham CHP","HUMR-1","Gas","CHP","Conoco","Existing","Existing",1218,0,{"$f":"VLOOKUP(C284,DB_Extract_2015!$C$4:$L$553,10,FALSE)","v":"NGET"},true,2012]
["PEMBR002","Pembroke CHP (South Hook CHP)","ES-PEMB-1","Gas","CHP","Qatar Petroleum International Ltd","Future","Consents Approved",490,4,{"$f":"VLOOKUP(C285,DB_Extract_2015!$C$4:$L$553,10,FALSE)","v":"NGET"},true,2016]
["SELLA001","Sellafield CHP","FELL-1","Gas","CHP","NDA","Existing","Existing",155,0,{"$f":"VLOOKUP(C286,DB_Extract_2015!$C$4:$L$553,10,FALSE)","v":"NGET"},true,2012]
["WILTO001","Wilton","AM-WILT-1","Gas","CHP","Sembcorp Utilities (UK) Ltd","Existing","Existing",141,0,{"$f":"VLOOKUP(C287,DB_Extract_2015!$C$4:$L$553,10,FALSE)","v":"NGET"},true,2012,"99MW increasing to 141MW in 16/17"]
["STONE001","Stoneywood Mills","STOM-1","Gas","CHP","Stoneywood","Existing","Existing",12,0,{"$f":"VLOOKUP(C288,DB_Extract_2015!$C$4:$L$553,10,FALSE)","v":"SHET"},false]
["BPGRA001","BP Grangemouth","GRMO-1","Gas","CHP","Grangemouth CHP Limited","Existing","Existing",120,0,{"$f":"VLOOKUP(C289,DB_Extract_2015!$C$4:$L$553,10,FALSE)","v":"SPTL"},true,2012]
["CALED001","Caledonian Paper","MEADD-1","Gas","CHP","UPM-KYMMENE (UK) Ltd","Existing","Existing",20,0,{"$f":"VLOOKUP(C290,DB_Extract_2015!$C$4:$L$553,10,FALSE)","v":"SPTL"},true,2012]
["EXXON001","Exxon Mossmoran","MOSWD-1","Gas","CHP","Exxon Mobil","Existing","Existing",16,0,{"$f":"VLOOKUP(C291,DB_Extract_2015!$C$4:$L$553,10,FALSE)","v":"SPTL"},true]
[]
["OCGT"]
[]
["Generator ID","Generator Name","Unit_ID","Fuel Type","Sub Fuel Type","Owner","Connection","Status","TEC","Likelihood","HOST TO","NG Connection Agreement","Contracted Start Date","Comments"]
["COWES001","Cowes","COWE1","Gas","OCGT","RWE Npower Ltd","Existing","Existing",50,0,{"$f":"VLOOKUP(C296,DB_Extract_2015!$C$4:$L$553,10,FALSE)","v":"NGET"},true,2012,"Nothing on TEC register to suggest a TEC back up to 145MW"]
["COWES001","Cowes","COWE2","Gas","OCGT","RWE Npower Ltd","Existing","Existing",50,0,{"$f":"VLOOKUP(C297,DB_Extract_2015!$C$4:$L$553,10,FALSE)","v":"NGET"},true,2012,"Nothing on TEC register to suggest a TEC back up to 145MW"]
["HIRWA001","Hirwaun Power Station","ES-HIRW-1","Gas","OCGT","Hirwaun Power Ltd","Future","Awaiting Consents",299,3,{"$f":"VLOOKUP(C298,DB_Extract_2015!$C$4:$L$553,10,FALSE)","v":"NGET"},true,2019,"Check FT"]
["INDIA001","Indian Queens","INDQ-1","Gas","OCGT","Int Power","Existing","Existing",140,0,{"$f":"VLOOKUP(C299,DB_Extract_2015!$C$4:$L$553,10,FALSE)","v":"NGET"},true,2012]
["PROGR001","Progress Power","ES-PROG-1","Gas","OCGT","Progress Power","Future","Awaiting Consents",299,3,{"$f":"VLOOKUP(C300,DB_Extract_2015!$C$4:$L$553,10,FALSE)","v":"NGET"},true,2019]
["TAYLO001","Taylors Lane","TAYL2G","Gas","OCGT","E.ON UK plc","Existing","Existing",144,0,{"$f":"VLOOKUP(C301,DB_Extract_2015!$C$4:$L$553,10,FALSE)","v":"NGET"},true,2012]
[]
["CCS"]
[]
["Generator ID","Generator Name","Unit_ID","Fuel Type","Sub Fuel Type","Owner","Connection","Status","TEC","Likelihood","HOST TO","NG Connection Agreement","Contracted Start Date","Comments"]
["BRIGG003","Brigg B CCS","AM-BRGCC-1","CCS","CCS_Gas","Centrica Ltd","Future","Scoping",2000,1,{"$f":"VLOOKUP(C306,DB_Extract_2015!$C$4:$L$553,10,FALSE)","v":"NGET"},false]
["DRAXB001","Drax Biomass CCS","ES-DRABC-1","CCS","CCS_Coal","Drax Power Ltd","Future","Scoping",304,1,{"$f":"VLOOKUP(C307,DB_Extract_2015!$C$4:$L$553,10,FALSE)","v":"NGET"},false]
["DRAXC002","Drax CCS","AM-DRAXC-1","CCS","CCS_Coal","Capture Power Ltd (Alstom, Drax, BOC) and Nationa","Future","Scoping",1916,1,{"$f":"VLOOKUP(C308,DB_Extract_2015!$C$4:$L$553,10,FALSE)","v":"NGET"},false]
["GRANG002","Grangemouth CCS","ES-GRAN-1","CCS","CCS_Coal","Summit Power Group, National Grid, Petrofac, Siem","Future","Scoping",0,1,{"$f":"VLOOKUP(C309,DB_Extract_2015!$C$4:$L$553,10,FALSE)","v":"SPTL"},false]
["HATFI001","Hatfield CCS","ES-HATF-1","CCS","CCS_Gas","2Co Power (Yorkshire) Ltd","Future","Consents Approved",800,4,{"$f":"VLOOKUP(C310,DB_Extract_2015!$C$4:$L$553,10,FALSE)","v":"NGET"},true,2019,"TEC register has status wrong"]
["PETER003","Peterhead CCS","AM-PEHE-2","CCS","CCS_Gas","SSE Ltd","Future","Scoping",0,1,{"$f":"VLOOKUP(C311,DB_Extract_2015!$C$4:$L$553,10,FALSE)","v":"SHET"},false]
[]
["Biomass"]
[]
["Generator ID","Generator Name","Unit_ID","Fuel Type","Sub Fuel Type","Owner","Connection","Status","TEC","Likelihood","HOST TO","NG Connection Agreement","Contracted Start Date","Comments"]
["ANGLE001","Anglesey Aluminium","AM-ANALR-1","Biomass","Biomass","Anglesey Aluminium Power","Future","Scoping",299,1,{"$f":"VLOOKUP(C316,DB_Extract_2015!$C$4:$L$553,10,FALSE)","v":"NGET"},false]
["AVONM001","Avonmouth Biomass","AM-AVON-1","Biomass","Biomass","Helius Energy","Future","Scoping",100,1,{"$f":"VLOOKUP(C317,DB_Extract_2015!$C$4:$L$553,10,FALSE)","v":"NGET"},false]
["CHAPE001","Chapelcross","ES-CHAP-1","Biomass","Biomass","Scottish Power Ltd","Future","Scoping",0,1,{"$f":"VLOOKUP(C318,DB_Extract_2015!$C$4:$L$553,10,FALSE)","v":"SPTL"},false,null,"No recent intel on this project"]
["DRAXC003","Drax Conversion","AM-DRAXX-1","Biomass","Biomass Conversion","Drax Power Ltd","Existing","Existing",630,0,{"$f":"VLOOKUP(C319,DB_Extract_2015!$C$4:$L$553,10,FALSE)","v":"NGET"},true,2013]
["DRAXC003","Drax Conversion","AM-DRAXX-2","Biomass","Biomass Conversion","Drax Power Ltd","Existing","Existing",630,0,{"$f":"VLOOKUP(C320,DB_Extract_2015!$C$4:$L$553,10,FALSE)","v":"NGET"},true,2014]
["DRAXC003","Drax Conversion","AM-DRAXX-3","Biomass","Biomass Conversion","Drax Power Ltd","Existing","Existing",630,0,{"$f":"VLOOKUP(C321,DB_Extract_2015!$C$4:$L$553,10,FALSE)","v":"NGET"},true,2016]
["DRAXC003","Drax Conversion","AM-DRAXX-4","Biomass","Biomass Conversion","Drax Power Ltd","Existing","Existing",630,0,{"$f":"VLOOKUP(C322,DB_Extract_2015!$C$4:$L$553,10,FALSE)","v":"NGET"},true]
["IRONB001","Ironbridge Conversion","IRNPS-1","Biomass","Biomass Conversion","E.ON UK plc","Existing","Existing",370,0,{"$f":"VLOOKUP(C323,DB_Extract_2015!$C$4:$L$553,10,FALSE)","v":"NGET"},true]
["IRONB001","Ironbridge Conversion","IRNPS-2","Biomass","Biomass Conversion","E.ON UK plc","Existing","Existing",370,0,{"$f":"VLOOKUP(C324,DB_Extract_2015!$C$4:$L$553,10,FALSE)","v":"NGET"},true]
["LYNEM002","Lynemouth conversion","AM-ALCNBI-2","Biomass","Biomass Conversion","RWE Npower Ltd","Future","Scoping",366,1,{"$f":"VLOOKUP(C325,DB_Extract_2015!$C$4:$L$553,10,FALSE)","v":"NGET"},false]
["MARKI001","Markinch Biomass CHP Plant","RTHES-1","Biomass","Biomass","RWE Npower Ltd","Existing","Existing",52,0,{"$f":"VLOOKUP(C326,DB_Extract_2015!$C$4:$L$553,10,FALSE)","v":"SPTL"},true]
["SOUTH002","Southampton Biomass","ES-SOUT-1","Biomass","Biomass","Helius Energy","Future","Scoping",0,1,{"$f":"VLOOKUP(C327,DB_Extract_2015!$C$4:$L$553,10,FALSE)","v":"NGET"},false]
["STEVE001","Steven's Croft","STCR-1","Biomass","Biomass","E.ON UK plc","Existing","Existing",45,0,{"$f":"VLOOKUP(C328,DB_Extract_2015!$C$4:$L$553,10,FALSE)","v":"SPTL"},true]
["TYNEB001","Tyne Biomass","ES-TYNEW-1","Biomass","Biomass","MGT Power Ltd","Future","Scoping",280,1,{"$f":"VLOOKUP(C329,DB_Extract_2015!$C$4:$L$553,10,FALSE)","v":"NGET"},false,null,"Need more up to date Intel from CAMs"]
["TEESR001","Tees Renewable Energy Plant","ES-TEES-1","Biomass","Biomass","MGT Power Ltd","Future","Consents Approved",280,4,{"$f":"VLOOKUP(C330,DB_Extract_2015!$C$4:$L$553,10,FALSE)","v":"NGET"},true,2016,"Need more up to date Intel from CAMs"]
[]
["Offshore Wind"]
[]
["Generator ID","Generator Name","Unit_ID","Fuel Type","Sub Fuel Type","Owner","Connection","Status","TEC","Likelihood","HOST TO","NG Connection Agreement","Contracted Start Date","Comments"]
["BARRO001","Barrow","BOWLW-1","Wind","Offshore_Wind 1","Dong Energy","Existing","Existing",90,0,{"$f":"VLOOKUP(C335,DB_Extract_2015!$C$4:$L$553,10,FALSE)","v":"NGET"},true,2012]
["GUNFL001","Gunfleet Sands","GNFSW-1","Wind","Offshore_Wind 1","Dong Energy","Existing","Existing",100,0,{"$f":"VLOOKUP(C336,DB_Extract_2015!$C$4:$L$553,10,FALSE)","v":"NGET"},true,2012]
["GUNFL001","Gunfleet Sands","GNFSW-2","Wind","Offshore_Wind 1","Dong Energy","Existing","Existing",64,0,{"$f":"VLOOKUP(C337,DB_Extract_2015!$C$4:$L$553,10,FALSE)","v":"NGET"},true,2012]
["ORMON001","Ormonde","OMNDO-1","Wind","Offshore_Wind 1","Vattenfall Ltd","Existing","Existing",150,0,{"$f":"VLOOKUP(C338,DB_Extract_2015!$C$4:$L$553,10,FALSE)","v":"NGET"},true,2012]
["ROBIN001","Robin Rigg","RREW-1","Wind","Offshore_Wind 1","E.ON UK plc","Existing","Existing",92,0,{"$f":"VLOOKUP(C339,DB_Extract_2015!$C$4:$L$553,10,FALSE)","v":"NGET"},true,2012]
["ROBIN001","Robin Rigg","RRWW-1","Wind","Offshore_Wind 1","E.ON UK plc","Existing","Existing",92,0,{"$f":"VLOOKUP(C340,DB_Extract_2015!$C$4:$L$553,10,FALSE)","v":"NGET"},true,2012]
["DUDGE001","Dudgeon","AM-DUDG-1","Wind","Offshore_Wind 2","Statoil & Statkraft","Future","Consents Approved",400,4,{"$f":"VLOOKUP(C341,DB_Extract_2015!$C$4:$L$553,10,FALSE)","v":"NGET"},true,2016]
["GREAT002","Greater Gabbard","GRGBW-1","Wind","Offshore_Wind 2","SSE Ltd","Existing","Existing",500,0,{"$f":"VLOOKUP(C342,DB_Extract_2015!$C$4:$L$553,10,FALSE)","v":"NGET"},true,2012]
["GWYNT001","Gwynt Y Mor","GYMRW-1","Wind","Offshore_Wind 2","RWE Npower Ltd","Existing","Existing",565,0,{"$f":"VLOOKUP(C343,DB_Extract_2015!$C$4:$L$553,10,FALSE)","v":"NGET"},true]
["HUMBE001","Humber Gateway","HEDOW-1","Wind","Offshore_Wind 2","E.ON UK plc","Future","Under Construction",220,6,{"$f":"VLOOKUP(C344,DB_Extract_2015!$C$4:$L$553,10,FALSE)","v":{"$error":"#N/A"}},true,2014]
["LINCS001","Lincs","LNCSW-3","Wind","Offshore_Wind 2","Centrica Ltd","Existing","Existing",250,0,{"$f":"VLOOKUP(C345,DB_Extract_2015!$C$4:$L$553,10,FALSE)","v":{"$error":"#N/A"}},true,2013]
["LONDO001","London Array","LARYO-1","Wind","Offshore_Wind 2","Dong Energy","Existing","Existing",126,0,{"$f":"VLOOKUP(C346,DB_Extract_2015!$C$4:$L$553,10,FALSE)","v":"NGET"},true,2012]
["LONDO001","London Array","LARYO-2","Wind","Offshore_Wind 2","Dong Energy","Existing","Existing",216,0,{"$f":"VLOOKUP(C347,DB_Extract_2015!$C$4:$L$553,10,FALSE)","v":"NGET"},true,2012]
["LONDO001","London Array","LARYO-3","Wind","Offshore_Wind 2","Dong Energy","Existing","Existing",144,0,{"$f":"VLOOKUP(C348,DB_Extract_2015!$C$4:$L$553,10,FALSE)","v":"NGET"},true,2012]
["LONDO001","London Array","LARYO-4","Wind","Offshore_Wind 2","Dong Energy","Existing","Existing",144,0,{"$f":"VLOOKUP(C349,DB_Extract_2015!$C$4:$L$553,10,FALSE)","v":"NGET"},true,2012]
["RACEB001","Race Bank","AM-WALPW-3","Wind","Offshore_Wind 2","DONG Energy","Future","Consents Approved",565,4,{"$f":"VLOOKUP(C350,DB_Extract_2015!$C$4:$L$553,10,FALSE)","v":"NGET"},true,2015,"Staging 160 / 405 both 2017"]
["SHERI001","Sheringham Shoal","SHRSO-1","Wind","Offshore_Wind 2","Scira Offshore Energy Ltd","Existing","Existing",158,0,{"$f":"VLOOKUP(C351,DB_Extract_2015!$C$4:$L$553,10,FALSE)","v":"NGET"},true,2012]
["SHERI001","Sheringham Shoal","SHRSO-2","Wind","Offshore_Wind 2","Scira Offshore Energy Ltd","Existing","Existing",158,0,{"$f":"VLOOKUP(C352,DB_Extract_2015!$C$4:$L$553,10,FALSE)","v":"NGET"},true,2012]
["THANE001","Thanet","THNTW-1","Wind","Offshore_Wind 2","Vattenfall Ltd","Existing","Existing",150,0,{"$f":"VLOOKUP(C353,DB_Extract_2015!$C$4:$L$553,10,FALSE)","v":{"$error":"#N/A"}},true,2012]
["THANE001","Thanet","THNTW-2","Wind","Offshore_Wind 2","Vattenfall Ltd","Existing","Existing",150,0,{"$f":"VLOOKUP(C354,DB_Extract_2015!$C$4:$L$553,10,FALSE)","v":{"$error":"#N/A"}},true,2012]
["TRITO001","Triton Knoll","AM-TRIK-1","Wind","Offshore_Wind 2","RWE Npower Ltd","Future","Scoping",300,2,{"$f":"VLOOKUP(C355,DB_Extract_2015!$C$4:$L$553,10,FALSE)","v":"NGET"},true,2018,"Intel suggests a capacity decrease but TEC is not showing this? CAM?"]
["TRITO001","Triton Knoll","AM-TRIK-2","Wind","Offshore_Wind 2","RWE Npower Ltd","Future","Scoping",300,2,{"$f":"VLOOKUP(C356,DB_Extract_2015!$C$4:$L$553,10,FALSE)","v":"NGET"},true,2022,"Intel suggests a capacity decrease but TEC is not showing this? CAM?"]
["TRITO001","Triton Knoll","AM-TRIK-3","Wind","Offshore_Wind 2","RWE Npower Ltd","Future","Scoping",300,2,{"$f":"VLOOKUP(C357,DB_Extract_2015!$C$4:$L$553,10,FALSE)","v":"NGET"},true,2025,"Intel suggests a capacity decrease but TEC is not showing this? CAM?"]
["WALNE001","Walney","WLNYW-1","Wind","Offshore_Wind 2","Dong Energy & SSE & Ampere & PGGM","Existing","Existing",182,0,{"$f":"VLOOKUP(C358,DB_Extract_2015!$C$4:$L$553,10,FALSE)","v":"NGET"},true,2012]
["WALNE001","Walney","WLNYO-2","Wind","Offshore_Wind 2","Dong Energy & SSE & Ampere & PGGM","Existing","Existing",182,0,{"$f":"VLOOKUP(C359,DB_Extract_2015!$C$4:$L$553,10,FALSE)","v":"NGET"},true,2012]
["WESTO001","West of Duddon Sands","WDNSW-1","Wind","Offshore_Wind 2","Dong Energy","Existing","Existing",382,0,{"$f":"VLOOKUP(C360,DB_Extract_2015!$C$4:$L$553,10,FALSE)","v":"NGET"},true]
["WESTE001","Westermost Rough","AM-WERW-1","Wind","Offshore_Wind 2","Dong Energy","Existing","Existing",205,4,{"$f":"VLOOKUP(C361,DB_Extract_2015!$C$4:$L$553,10,FALSE)","v":"NGET"},true]
["BURBO001","Burbo Bank Extension","AM-BURBO-1","Wind","Offshore_Wind 2.5","Dong Energy","Future","Consents Approved",254,4,{"$f":"VLOOKUP(C362,DB_Extract_2015!$C$4:$L$553,10,FALSE)","v":{"$error":"#N/A"}},true,2016,"TEC Changed / Wrong Status"]
["DUDGE002","Dudgeon Extension","ES-DUDEW-1","Wind","Offshore_Wind 2.5","Dudgeon Offshore Wind Limited","Future","Scoping",0,1,{"$f":"VLOOKUP(C363,DB_Extract_2015!$C$4:$L$553,10,FALSE)","v":"NGET"},false,null,"Still Valid?"]
["GALLO001","Galloper","GAOF-1","Wind","Offshore_Wind 2.5","SSE Ltd","Future","Consents Approved",500,4,{"$f":"VLOOKUP(C364,DB_Extract_2015!$C$4:$L$553,10,FALSE)","v":"NGET"},true,2017,"Remove? Terminated (Officially?)"]
["WALNE002","Walney Extension","AM-WLNYW-3","Wind","Offshore_Wind 2.5","Dong Energy & SSE & Ampere & PGGM","Future","Consents Approved",660,4,{"$f":"VLOOKUP(C365,DB_Extract_2015!$C$4:$L$553,10,FALSE)","v":"NGET"},true,2016]
["DOGGE001","Dogger Bank","AM-DOGG-10A","Wind","Offshore_Wind 3","Forewind Consortia (SSE Renewables & RWE Npower *","Future","Scoping",0,2,{"$f":"VLOOKUP(C366,DB_Extract_2015!$C$4:$L$553,10,FALSE)","v":"NGET"},true]
["DOGGE001","Dogger Bank","AM-DOGG-10B","Wind","Offshore_Wind 3","Forewind Consortia (SSE Renewables & RWE Npower *","Future","Scoping",0,2,{"$f":"VLOOKUP(C367,DB_Extract_2015!$C$4:$L$553,10,FALSE)","v":"NGET"},true]
["DOGGE001","Dogger Bank","AM-DOGG-11A","Wind","Offshore_Wind 3","Forewind Consortia (SSE Renewables & RWE Npower *","Future","Scoping",0,2,{"$f":"VLOOKUP(C368,DB_Extract_2015!$C$4:$L$553,10,FALSE)","v":"NGET"},true]
["DOGGE001","Dogger Bank","AM-DOGG-11B","Wind","Offshore_Wind 3","Forewind Consortia (SSE Renewables & RWE Npower *","Future","Scoping",0,2,{"$f":"VLOOKUP(C369,DB_Extract_2015!$C$4:$L$553,10,FALSE)","v":"NGET"},true]
["DOGGE001","Dogger Bank","AM-DOGG-12A","Wind","Offshore_Wind 3","Forewind Consortia (SSE Renewables & RWE Npower *","Future","Scoping",0,2,{"$f":"VLOOKUP(C370,DB_Extract_2015!$C$4:$L$553,10,FALSE)","v":"NGET"},true]
["DOGGE001","Dogger Bank","AM-DOGG-12B","Wind","Offshore_Wind 3","Forewind Consortia (SSE Renewables & RWE Npower *","Future","Scoping",0,2,{"$f":"VLOOKUP(C371,DB_Extract_2015!$C$4:$L$553,10,FALSE)","v":"NGET"},true]
["DOGGE001","Dogger Bank","AM-DOGG-13A","Wind","Offshore_Wind 3","Forewind Consortia (SSE Renewables & RWE Npower *","Future","Scoping",0,2,{"$f":"VLOOKUP(C372,DB_Extract_2015!$C$4:$L$553,10,FALSE)","v":"NGET"},true]
["DOGGE001","Dogger Bank","AM-DOGG-13B","Wind","Offshore_Wind 3","Forewind Consortia (SSE Renewables & RWE Npower *","Future","Scoping",0,2,{"$f":"VLOOKUP(C373,DB_Extract_2015!$C$4:$L$553,10,FALSE)","v":"NGET"},true]
["DOGGE001","Dogger Bank","AM-DOGG-1A","Wind","Offshore_Wind 3","Forewind Consortia (SSE Renewables & RWE Npower *","Future","Scoping",500,2,{"$f":"VLOOKUP(C374,DB_Extract_2015!$C$4:$L$553,10,FALSE)","v":"NGET"},true,2019]
["DOGGE001","Dogger Bank","AM-DOGG-1B","Wind","Offshore_Wind 3","Forewind Consortia (SSE Renewables & RWE Npower *","Future","Scoping",500,2,{"$f":"VLOOKUP(C375,DB_Extract_2015!$C$4:$L$553,10,FALSE)","v":"NGET"},true,2020]
["DOGGE001","Dogger Bank","AM-DOGG-2A","Wind","Offshore_Wind 3","Forewind Consortia (SSE Renewables & RWE Npower *","Future","Scoping",500,2,{"$f":"VLOOKUP(C376,DB_Extract_2015!$C$4:$L$553,10,FALSE)","v":"NGET"},true,2019]
["DOGGE001","Dogger Bank","AM-DOGG-2B","Wind","Offshore_Wind 3","Forewind Consortia (SSE Renewables & RWE Npower *","Future","Scoping",500,2,{"$f":"VLOOKUP(C377,DB_Extract_2015!$C$4:$L$553,10,FALSE)","v":"NGET"},true,2020]
["DOGGE001","Dogger Bank","AM-DOGG-3A","Wind","Offshore_Wind 3","Forewind Consortia (SSE Renewables & RWE Npower *","Future","Scoping",500,2,{"$f":"VLOOKUP(C378,DB_Extract_2015!$C$4:$L$553,10,FALSE)","v":"NGET"},true,2018]
["DOGGE001","Dogger Bank","AM-DOGG-3B","Wind","Offshore_Wind 3","Forewind Consortia (SSE Renewables & RWE Npower *","Future","Scoping",500,2,{"$f":"VLOOKUP(C379,DB_Extract_2015!$C$4:$L$553,10,FALSE)","v":"NGET"},true,2019]
["DOGGE001","Dogger Bank","AM-DOGG-4A","Wind","Offshore_Wind 3","Forewind Consortia (SSE Renewables & RWE Npower *","Future","Scoping",500,2,{"$f":"VLOOKUP(C380,DB_Extract_2015!$C$4:$L$553,10,FALSE)","v":"NGET"},true,2019]
["DOGGE001","Dogger Bank","AM-DOGG-4B","Wind","Offshore_Wind 3","Forewind Consortia (SSE Renewables & RWE Npower *","Future","Scoping",500,2,{"$f":"VLOOKUP(C381,DB_Extract_2015!$C$4:$L$553,10,FALSE)","v":"NGET"},true,2020]
["DOGGE001","Dogger Bank","AM-DOGG-5A","Wind","Offshore_Wind 3","Forewind Consortia (SSE Renewables & RWE Npower *","Future","Scoping",500,2,{"$f":"VLOOKUP(C382,DB_Extract_2015!$C$4:$L$553,10,FALSE)","v":"NGET"},true,2019]
["DOGGE001","Dogger Bank","AM-DOGG-5B","Wind","Offshore_Wind 3","Forewind Consortia (SSE Renewables & RWE Npower *","Future","Scoping",500,2,{"$f":"VLOOKUP(C383,DB_Extract_2015!$C$4:$L$553,10,FALSE)","v":"NGET"},true,2020]
["DOGGE001","Dogger Bank","AM-DOGG-6A","Wind","Offshore_Wind 3","Forewind Consortia (SSE Renewables & RWE Npower *","Future","Scoping",500,2,{"$f":"VLOOKUP(C384,DB_Extract_2015!$C$4:$L$553,10,FALSE)","v":"NGET"},true,2020]
["DOGGE001","Dogger Bank","AM-DOGG-6B","Wind","Offshore_Wind 3","Forewind Consortia (SSE Renewables & RWE Npower *","Future","Scoping",500,2,{"$f":"VLOOKUP(C385,DB_Extract_2015!$C$4:$L$553,10,FALSE)","v":"NGET"},true,2021]
["DOGGE001","Dogger Bank","AM-DOGG-7A","Wind","Offshore_Wind 3","Forewind Consortia (SSE Renewables & RWE Npower *","Future","Scoping",0,2,{"$f":"VLOOKUP(C386,DB_Extract_2015!$C$4:$L$553,10,FALSE)","v":"NGET"},true]
["DOGGE001","Dogger Bank","AM-DOGG-7B","Wind","Offshore_Wind 3","Forewind Consortia (SSE Renewables & RWE Npower *","Future","Scoping",0,2,{"$f":"VLOOKUP(C387,DB_Extract_2015!$C$4:$L$553,10,FALSE)","v":"NGET"},true]
["DOGGE001","Dogger Bank","AM-DOGG-8A","Wind","Offshore_Wind 3","Forewind Consortia (SSE Renewables & RWE Npower *","Future","Scoping",0,2,{"$f":"VLOOKUP(C388,DB_Extract_2015!$C$4:$L$553,10,FALSE)","v":"NGET"},true]
["DOGGE001","Dogger Bank","AM-DOGG-8B","Wind","Offshore_Wind 3","Forewind Consortia (SSE Renewables & RWE Npower *","Future","Scoping",0,2,{"$f":"VLOOKUP(C389,DB_Extract_2015!$C$4:$L$553,10,FALSE)","v":"NGET"},true]
["DOGGE001","Dogger Bank","AM-DOGG-9A","Wind","Offshore_Wind 3","Forewind Consortia (SSE Renewables & RWE Npower *","Future","Scoping",0,2,{"$f":"VLOOKUP(C390,DB_Extract_2015!$C$4:$L$553,10,FALSE)","v":"NGET"},true]
["DOGGE001","Dogger Bank","AM-DOGG-9B","Wind","Offshore_Wind 3","Forewind Consortia (SSE Renewables & RWE Npower *","Future","Scoping",0,2,{"$f":"VLOOKUP(C391,DB_Extract_2015!$C$4:$L$553,10,FALSE)","v":"NGET"},true]
["EASTA001","East Anglia","AM-EANG-1","Wind","Offshore_Wind 3","Scottish Power Ltd","Future","Consents Approved",1200,2,{"$f":"VLOOKUP(C392,DB_Extract_2015!$C$4:$L$553,10,FALSE)","v":"NGET"},true,2018]
["EASTA001","East Anglia","AM-EANG-10","Wind","Offshore_Wind 3","Scottish Power Ltd","Future","Scoping",0,2,{"$f":"VLOOKUP(C393,DB_Extract_2015!$C$4:$L$553,10,FALSE)","v":"NGET"},true]
["EASTA001","East Anglia","AM-EANG-2","Wind","Offshore_Wind 3","Scottish Power Ltd","Future","Scoping",1200,2,{"$f":"VLOOKUP(C394,DB_Extract_2015!$C$4:$L$553,10,FALSE)","v":"NGET"},true,2023]
["EASTA001","East Anglia","AM-EANG-3","Wind","Offshore_Wind 3","Scottish Power Ltd","Future","Scoping",1200,2,{"$f":"VLOOKUP(C395,DB_Extract_2015!$C$4:$L$553,10,FALSE)","v":"NGET"},true,2021]
["EASTA001","East Anglia","AM-EANG-4","Wind","Offshore_Wind 3","Scottish Power Ltd","Future","Scoping",1200,2,{"$f":"VLOOKUP(C396,DB_Extract_2015!$C$4:$L$553,10,FALSE)","v":"NGET"},true,2022]
["EASTA001","East Anglia","AM-EANG-5","Wind","Offshore_Wind 3","Scottish Power Ltd","Future","Scoping",1000,2,{"$f":"VLOOKUP(C397,DB_Extract_2015!$C$4:$L$553,10,FALSE)","v":"NGET"},true,2024]
["EASTA001","East Anglia","AM-EANG-6","Wind","Offshore_Wind 3","Scottish Power Ltd","Future","Scoping",1800,2,{"$f":"VLOOKUP(C398,DB_Extract_2015!$C$4:$L$553,10,FALSE)","v":"NGET"},true,2025]
["EASTA001","East Anglia","AM-EANG-7","Wind","Offshore_Wind 3","Scottish Power Ltd","Future","Scoping",0,2,{"$f":"VLOOKUP(C399,DB_Extract_2015!$C$4:$L$553,10,FALSE)","v":"NGET"},true,2020]
["EASTA001","East Anglia","AM-EANG-8","Wind","Offshore_Wind 3","Scottish Power Ltd","Future","Scoping",0,2,{"$f":"VLOOKUP(C400,DB_Extract_2015!$C$4:$L$553,10,FALSE)","v":"NGET"},true]
["EASTA001","East Anglia","AM-EANG-9","Wind","Offshore_Wind 3","Scottish Power Ltd","Future","Scoping",0,2,{"$f":"VLOOKUP(C401,DB_Extract_2015!$C$4:$L$553,10,FALSE)","v":"NGET"},true]
["HORNS001","Hornsea","AM-HORN-1A","Wind","Offshore_Wind 3","Smart Wind Consortia *","Future","Consents Approved",500,0,{"$f":"VLOOKUP(C402,DB_Extract_2015!$C$4:$L$553,10,FALSE)","v":"NGET"},true,2016]
["HORNS001","Hornsea","AM-HORN-1B","Wind","Offshore_Wind 3","Smart Wind Consortia *","Future","Consents Approved",500,0,{"$f":"VLOOKUP(C403,DB_Extract_2015!$C$4:$L$553,10,FALSE)","v":"NGET"},true,2017]
["HORNS001","Hornsea","AM-HORN-2A","Wind","Offshore_Wind 3","Smart Wind Consortia *","Future","Awaiting Consents",500,0,{"$f":"VLOOKUP(C404,DB_Extract_2015!$C$4:$L$553,10,FALSE)","v":"NGET"},true,2019]
["HORNS001","Hornsea","AM-HORN-2B","Wind","Offshore_Wind 3","Smart Wind Consortia *","Future","Awaiting Consents",500,0,{"$f":"VLOOKUP(C405,DB_Extract_2015!$C$4:$L$553,10,FALSE)","v":"NGET"},true,2020]
["HORNS001","Hornsea","AM-HORN-3A","Wind","Offshore_Wind 3","Smart Wind Consortia *","Future","Scoping",500,0,{"$f":"VLOOKUP(C406,DB_Extract_2015!$C$4:$L$553,10,FALSE)","v":"NGET"},true,2020]
["HORNS001","Hornsea","AM-HORN-3B","Wind","Offshore_Wind 3","Smart Wind Consortia *","Future","Scoping",500,0,{"$f":"VLOOKUP(C407,DB_Extract_2015!$C$4:$L$553,10,FALSE)","v":"NGET"},true,2021]
["HORNS001","Hornsea","AM-HORN-4A","Wind","Offshore_Wind 3","Smart Wind Consortia *","Future","Scoping",500,0,{"$f":"VLOOKUP(C408,DB_Extract_2015!$C$4:$L$553,10,FALSE)","v":"NGET"},true,2022]
["HORNS001","Hornsea","AM-HORN-4B","Wind","Offshore_Wind 3","Smart Wind Consortia *","Future","Scoping",500,0,{"$f":"VLOOKUP(C409,DB_Extract_2015!$C$4:$L$553,10,FALSE)","v":"NGET"},true,2023]
["NAVIT001","Navitus Bay Offshore Wind Platform 1","AM-IOWW-1","Wind","Offshore_Wind 3","EDF","Future","Awaiting Consents",368,3,{"$f":"VLOOKUP(C410,DB_Extract_2015!$C$4:$L$553,10,FALSE)","v":"NGET"},true,2017]
["NAVIT002","Navitus Bay Offshore Wind Platform 2","AM-IOWW-2","Wind","Offshore_Wind 3","EDF","Future","Awiating Consents",368,3,{"$f":"VLOOKUP(C411,DB_Extract_2015!$C$4:$L$553,10,FALSE)","v":"NGET"},true,2018]
["NAVIT003","Navitus Bay Offshore Wind Platform 3","AM-IOWW-3","Wind","Offshore_Wind 3","EDF","Future","Awaiting Consents",368,3,{"$f":"VLOOKUP(C412,DB_Extract_2015!$C$4:$L$553,10,FALSE)","v":"NGET"},true,2019]
["RAMPI001","Rampion (Hastings)","AM-RAMP-1","Wind","Offshore_Wind 3","E.ON UK plc","Future","Consents Approved",332,4,{"$f":"VLOOKUP(C413,DB_Extract_2015!$C$4:$L$553,10,FALSE)","v":"NGET"},true,2015]
["RAMPI001","Rampion (Hastings)","AM-RAMP-2","Wind","Offshore_Wind 3","E.ON UK plc","Future","Consents Approved",332,4,{"$f":"VLOOKUP(C414,DB_Extract_2015!$C$4:$L$553,10,FALSE)","v":"NGET"},true,2016]
[]
["Scottish Offshore"]
[]
["Generator ID","Generator Name","Unit_ID","Fuel Type","Sub Fuel Type","Owner","Connection","Status","TEC","Likelihood",null,"NG Connection Agreement","Contracted Start Date","Comments"]
["BEATR001","Beatrice","DUBEW-2","Wind","Offshore_Wind STW","SSE Ltd","Future","Consents Approved",664,3,null,true,2018]
["NEART001","Neart na Gaoithe","AM-NNGO-1","Wind","Offshore_Wind STW","Mainstream","Future","Consents Approved",450,4,null,true,2016,"TEC status wrong"]
["INCHC001","Inch Cape","AM-INCH-1","Wind","Offshore_Wind STW","Repsol & EDP Renewables","Future","Consents Approved",1050,4,null,true,2017]
["FIRTH001","Firth of Forth SHETL","AM-FIRF-1","Wind","Offshore_Wind 3","Seagreen Wind Energy Limited","Future","Consents Approved",1075,4,null,true,2018]
["FIRTH002","Firth of Forth SPTL","AM-FIRF-2","Wind","Offshore_Wind 3","Seagreen Wind Energy Limited","Future","Consents Approved",2615,4,null,true,2021]
["MORAY001","Moray Firth","AM-MORF-1","Wind","Offshore_Wind 3","Repsol & EDP Renewables","Future","Consents Approved",504,3,null,true,2018]
["MORAY001","Moray Firth","AM-MORF-2","Wind","Offshore_Wind 3","Repsol & EDP Renewables","Future","Consents Approved",496,3,null,true,2021]
[]
[]
["Onshore Wind","Scotland"]
[]
["Generator ID","Generator Name","Unit_ID","Fuel Type","Sub Fuel Type","Owner","Connection","Status","MW","Likelihood",null,"NG Connection Agreement","Contracted Start Date","Comments"]
["ACHRU001","A Chruach","AM-ACHR-1","Wind","Onshore Wind","Infinis","Future","Consents Approved",50,4,null,true,2015,"43MW in 2015 / 6.9MW in 2016"]
["AFTON001","Afton","AM-AFTOW-1","Wind","Onshore Wind","E.ON Climate & Renewables UK Developments Ltd","Future","Consents Approved",68,4,null,true,2015]
["AIKEN001","Aikengall","AKGLW-1","Wind","Onshore Wind","Community Wind Power Ltd","Existing","Existing",48,0,null,true]
["AIKEN002","Aikengall 2","AM-AIKE-2","Wind","Onshore Wind","Community Wind Power Ltd","Future","Consents Approved",108,4,null,true,2016]
["AIRIE001","Airies","ES-AIRI-1","Wind","Onshore Wind","Airies WindFarm Limited","Future","Consents Approved",35,4,null,true,2017]
["ALLTD001","Allt Duine","AM-ALDU-1","Wind","Onshore Wind","RWE Innogy UK Ltd","Future","Awaiting Consents",87,3,null,true,2017,"10MW in 2017 / 77MW in 2018"]
["ALLTR001","Allt Rhuba","ES-ALLT-1","Wind","Onshore Wind","E.ON Climate & Renewables UK Developments Ltd","Future","Scoping",44,2,null,true,2021]
["ANSUI001","An Suidhe","ANSUW-1","Wind","Onshore Wind","An Suidhe Wind Farm Ltd","Existing","Existing",21,0,null,true]
["ANDER001","Andershaw","ANDEW-1","Wind","Onshore Wind","Andershaw Wind Power Limited","Future","Consents Approved",35,4,null,true,2015]
["ANNAB001","Annabagliesh","ES-ANNA-1","Wind","Onshore Wind","RES UK & Ireland Ltd","Future","Scoping",34,2,null,true,2017]
["ARDCH001","Ardchonnel","ES-ARDC-1","Wind","Onshore Wind","RWE Innogy UK Ltd","Future","Awaiting Consents",41,3,null,true,2021]
["ARDKI001","Ardkinglas","CLFLW-1","Wind","Onshore Wind","Iberdrola Renewable Energies Ltd","Existing","Existing",15,0,null,true]
["ARECL001","Arecleoch","ARCHW-1","Wind","Onshore Wind","Scottish Power Ltd","Existing","Existing",114,0,null,true]
["ASSEL001","Assel Valley","ES-ASSE-1","Wind","Onshore Wind","Falck Renewables Wind Ltd","Future","Consents Approved",33,4,null,true,2014]
["AUCHR001","Auchrobert","ES-AUCH-1","Wind","Onshore Wind","Falck Renewables Wind Ltd","Future","Awaiting Consents",36,3,null,true,2016]
["AULTM001","Aultmore","AM-AULW-1","Wind","Onshore Wind","Vattenfall Ltd","Future","Consents Approved",29.5,4,null,true,2017]
["BADAC001","Bad a Cheo Wind Farm","ES-BADA-1","Wind","Onshore Wind","RWE Innogy UK Ltd","Future","Consents Approved",30,4,null,true,2020]
["BAILL001","Baillie and Bardnaheigh","BABAW-1","Wind","Onshore Wind","Baillie Wind Farm Ltd","Existing","Existing",52,0,null,true]
["BALNA001","Balnacoil","ES-BALN-1","Wind","Onshore Wind","Vento Ludens Limited","Future","Awaiting Consents",45,3,null,true,2020]
["BANKE001","Bankend Rig","ES-BANK-1","Wind","Onshore Wind","SP Distribution Ltd","Existing","Existing",14,0,null,true]
["BEINN001","Beinn an Tuirc","BTUIW-1","Wind","Onshore Wind","Scottish Power Ltd","Existing","Existing",30,0,null,true,null,"Existing plant but not on TEC register"]
["BEINN002","Beinn an Tuirc 2","BTUI-2","Wind","Onshore Wind","Scottish Power Ltd","Existing","Existing",44,0,null,true]
["BEINN005","Beinn Mhor","ES-BEIN-2","Wind","Onshore Wind","WPD Beinn Mhor Limited","Future","Awaiting Consents",21,3,null,true,2017]
["BEINN003","Beinn Tharsuinn","BETHW-1","Wind","Onshore Wind","Scottish Power Ltd","Existing","Existing",29,0,null,true]
["BEINN004","Beinneun Wind Farm","ES-BEIN-1","Wind","Onshore Wind","Blue Energy","Future","Consents Approved",109,4,null,true,2017]
["BENAK001","Ben Aketil","BNAKW-1","Wind","Onshore Wind","Ben Aketil Wind Farm Ltd","Existing","Existing",28,0,null,true]
["BENBR001","Benbrack & Quantans Hill","ES-BENB-1","Wind","Onshore Wind","E.ON Climate & Renewables UK Developments Ltd","Future","Scoping",72,2,null,true,2018]
["BERRY001","Berry Burn","AM-BERB-1","Wind","Onshore Wind","Statkraft","Existing","Existing",67,0,null,true]
["BHLAR001","Bhlaraidh Wind Farm","ES-BHLA-1","Wind","Onshore Wind","SSE Ltd","Future","Consents Approved",108,4,null,true,2021]
["BLACK001","Black Law","BLLA-1","Wind","Onshore Wind","Scottish Power Ltd","Existing","Existing",118,0,null,true]
["BLACK003","Blackcraig","AM-BLCW-1","Wind","Onshore Wind","SSE Ltd","Future","Consents Approved",57.5,4,null,true,2016]
["BLACK002","Blacklaw Extension","AM-BLLA-2","Wind","Onshore Wind","Scottish Power Ltd","Future","Consents Approved",69,4,null,true,2015]
["BLARY001","Blary Hill","ES-BLAR-1","Wind","Onshore Wind","RES UK & Ireland Ltd","Future","Scoping",35,2,null,true,2020]
["BOULF001","Boulfruich","BOULW-1","Wind","Onshore Wind","Boulfruich Wind Farm Ltd","Existing","Existing",14,0,null,true]
["BOWBE001","Bowbeat","BOWBW-1","Wind","Onshore Wind","E.ON UK plc","Existing","Existing",33,0,null,true]
["BOYND001","Boyndie","BOYNW-1","Wind","Onshore Wind","Boyndie Wind Energy Ltd","Existing","Existing",21,0,null,true]
["BRAES001","Braes of Doune","BRDUW-1","Wind","Onshore Wind","Centrica &  Hermes GPE Infrastructure Fund","Existing","Existing",74,0,null,true]
["BROCK001","Brockloch Rig","AM-WIST-1","Wind","Onshore Wind","Fred Olsen Renewables","Future","Consents Approved",75,4,null,true,2015]
["BURNO001","Burn of Whilk","AM-BUWH-1","Wind","Onshore Wind","Eneco","Future","Consents Approved",22,4,null,true,2014]
["CAIRN001","Cairn Uish","CAIRW-1","Wind","Onshore Wind","Rothes Wind Ltd","Existing","Existing",51,0,null,true]
["CAIRN002","Cairn Uish 2","CAIRW-2","Wind","Onshore Wind","Rothes Wind Ltd","Existing","Existing",41,0,null,true]
["CALDE001","Calderwater","ES-CALD-1","Wind","Onshore Wind","Community Windpower Ltd","Existing","Existing",33,0,null,true]
["CARRA001","Carraig Gheal","CRGHW-1","Wind","Onshore Wind","Green Power","Existing","Existing",46,0,null,true]
["CARSC001","Carscreugh","ES-CARS-1","Wind","Onshore Wind","SP Distribution Ltd","Existing","Existing",15,0,null,true]
["CAUSE001","Causeymire","CAUSW-1","Wind","Onshore Wind","Causeymire Wind Farm Limited","Existing","Existing",48,0,null,true]
["CLASH001","Clashindarroch","AM-CLAS-1","Wind","Onshore Wind","Vattenfall Ltd","Future","Under Construction",37,6,null,true,2014]
["CLASH002","Clashindarroch 2","ES-CLAS-2","Wind","Onshore Wind","Vattenfall Wind Power Ltd","Future","Scoping",54,2,null,true,2023]
["CLYDE001","Clyde North & South","CLYNW-1","Wind","Onshore Wind","Clyde Wind Farm (Scotland) Ltd","Existing","Built",350,0,null,true,null,"TEC increase to 512MW in 2015"]
["CNOCM001","Cnoc Morail","ES-CNOC-1","Wind","Onshore Wind","WPD Cnoc Morail Limited","Future","Scoping",20,2,null,true,2020]
["COIRE002","Coire Na Cloiche","AM-COIN-1","Wind","Onshore Wind","RockbySea Ltd","Future","Awaiting Consents",30,3,null,true,2018]
["CORRI001","Corriegarth","AM-CORG-1","Wind","Onshore Wind","North British Windpower Ltd","Future","Consents Approved",70,4,null,true,2015]
["CORRI002","Corriemollie","AM-CORRW-1","Wind","Onshore Wind","E.ON UK plc","Future","Consents Approved",48,4,null,true,2016]
["COUR001","Cour","AM-COUR-1","Wind","Onshore Wind","SSE Ltd","Future","Consents Approved",23,4,null,true,2015]
["CREAG001","Creag Dhubh","ES-CREA-1","Wind","Onshore Wind","","Future","Scoping",180,1,null,false,null,"Non Contracted"]
["CROSS001","Crossburns","ES-CROS-1","Wind","Onshore Wind","West Coast Energy","Future","Scoping",99,2,null,true,2018]
["CRUAC001","Cruach Mhor","CRMHW-1","Wind","Onshore Wind","Scottish Power Ltd","Existing","Existing",29,0,null,true,null,"Existing plant but not on TEC register"]
["CRYST001","Crystal Rig","CRYRW-1","Wind","Onshore Wind","Crystal Rig Windfarm Ltd","Existing","Existing",138,0,null,true]
["CRYST002","Crystal Rig Extension","ES-CRYRW-2","Wind","Onshore Wind","Crystal Rig Windfarm Ltd","Future","Consents Approved",62,4,null,true,2016]
["CUMBE001","Cumberhead","ES-CUMB-1","Wind","Onshore Wind","Falck Renewables Wind Ltd","Future","Scoping",99,2,null,true,2019]
["DALSW001","Dalswinton","AM-DLSW-1","Wind","Onshore Wind","Dalswinton Wind Farm (Scotland) Ltd","Existing","Existing",30,0,null,true]
["DELLW001","Dell","ES-DELL-1","Wind","Onshore Wind","Falck Renewables Wind Ltd","Future","Awaiting Consents",42,3,null,true,2018]
["DERSA001","Dersalloch","AM-DESA-1","Wind","Onshore Wind","Scottish Power Ltd","Future","Awaiting Consents",69,3,null,true,2014]
["DEUCH001","Deucheran Hill","DEUCW-1","Wind","Onshore Wind","E.ON UK plc","Existing","Existing",15,0,null,true]
["DOREN001","Dorenell","AM-DORNW-1","Wind","Onshore Wind","Infinergy Ltd","Future","Consents Approved",220,4,null,true,2018]
["DRUIM002","Druim Leathann","ES-DRUI-1","Wind","Onshore Wind","Druim Leathann Windfarm Ltd","Future","Consents Approved",39,4,null,true,2019]
["DRUMD001","Drumderg","DRDGW-1","Wind","Onshore Wind","SSE Ltd","Existing","Existing",37,0,null,true]
["DUMMU001","Dummuies","DUMMW-1","Wind","Onshore Wind","Dummuies Wind Farm Huntly Ltd","Existing","Existing",12,0,null,true]
["DUNLA001","Dunlaw Extension","DNLWW-1","Wind","Onshore Wind","Scottish Power Ltd","Existing","Existing",30,0,null,true]
["DUNMA001","Dunmaglass","AM-DUMNW-1","Wind","Onshore Wind","SSE Ltd","Future","Consents Approved",94,4,null,true,2015]
["EARLS001","Earlsburn","EARBW-1","Wind","Onshore Wind","Falck Renewables","Existing","Existing",35,0,null,true]
["EARLS002","Earlshaugh","EHAUW-1","Wind","Onshore Wind","Wind Energy Ltd","Future","Awaiting Consents",55,3,null,true,2017]
["EDINB001","Edinbane","EDINW-1","Wind","Onshore Wind","Vattenfall Ltd","Existing","Existing",41,0,null,true]
["EDINT001","Edintore Wind Farm","ES-EDIN-1","Wind","Onshore Wind","Scottish Hydro Electric Power Distribution plc","Future","Under Construction",21,6,null,true,2016]
["EISHK001","Eishken","AM-EISE-1","Wind","Onshore Wind","International Power","Future","Consents Approved",133,4,null,true,2019]
["EWEHI001","Ewe Hill","EWHLW-1","Wind","Onshore Wind","Scottish Power Ltd","Future","Consents Approved",39,4,null,true,2016]
["FAIRB002","Fairburn Wind Farm","FRBRW-1","Wind","Onshore Wind","Scottish Hydro Electric Power Distribution plc","Existing","Existing",40,0,null,true]
["FALLA001","Fallago","FALGW-1","Wind","Onshore Wind","Fallago Rig Wind Farm Ltd","Existing","Existing",144,0,null,true]
["FARR001","Farr","FAARW-1","Wind","Onshore Wind","Farr Wind Farm Limited","Existing","Existing",92,0,null,true]
["FETTE001","Fetteresso","ES-FETT-1","Wind","Onshore Wind","Fetteresso Wind Limited","Future","Consents Approved",34,4,null,true,2018]
["FREAS001","Freasdail","ES-FREA-1","Wind","Onshore Wind","RES UK & Ireland Ltd","Future","Consents Approved",28,4,null,true,2020]
["GALAW001","Galawhistle","AM-GAWH-1","Wind","Onshore Wind","Infinis","Future","Consents Approved",55,4,null,true,2017]
["GLENA001","Glen App Windfarm","ES-GLENA-1","Wind","Onshore Wind","ScottishPower Renewables (UK) Ltd","Future","Awaiting Consents",51,3,null,true,2018]
["GLENK001","Glen Kyllachy","ES-GLENK-1","Wind","Onshore Wind","RWE Npower","Future","Awaiting Consents",48,3,null,true,2018]
["GLENU001","Glen Ullinish","ES-GLENU-1","Wind","Onshore Wind","Kilmac Energy","Future","Scoping",42,2,null,true,2021]
["GLENC001","Glencassley","ES-GLEN-1","Wind","Onshore Wind","Scottish Hydro Electric Power Distribution plc","Future","Consents Approved",65,4,null,true,2020]
["GLENM001","Glenmorie","AM-GLMO-1","Wind","Onshore Wind","Wind Energy Ltd","Future","Awaiting Consents",114,3,null,true,2018]
["GLENM003","Glenmount","ES-GLENMT-1","Wind","Onshore Wind","RWE Npower","Future","Scoping",73,2,null,true,2019]
["GLENS001","Glens of Foudland","GLOFW-1","Wind","Onshore Wind","Glens of Foudland Wind Farm Ltd","Existing","Existing",26,0,null,true]
["GORDO001","Gordonbush","GORWW-1","Wind","Onshore Wind","SSE Ltd","Existing","Existing",70,0,null,true]
["GORDO003","Gordonbush Extension","ES-GORD-1","Wind","Onshore Wind","SSE Generation Ltd","Future","Scoping",38,2,null,true,2020]
["GORDO002","Gordonstown Hill","GDSTW-1","Wind","Onshore Wind","Gordonstown Hill Wind Farm","Existing","Existing",12,0,null,true]
["GRIFF001","Griffin - Stage One","GRIFW-1","Wind","Onshore Wind","SSE Ltd","Existing","Existing",94.5,0,null,true]
["GRIFF001","Griffin - Stage One","GRIFW-2","Wind","Onshore Wind","SSE Ltd","Existing","Existing",94.5,0,null,true]
["GRIFF002","Griffin - Stage Two","AM-GRIFW-3","Wind","Onshore Wind","SSE Ltd","Future","Awaiting Consents",15,3,null,true,2016]
["HADYA001","Hadyard Hill","HADHW-1","Wind","Onshore Wind","SSE Generation Ltd","Existing","Existing",117,0,null,true]
["HALSA001","Halsary","AM_HASA-1","Wind","Onshore Wind","Scottish Power Ltd","Future","Consents Approved",28.5,4,null,true,2018]
["HAREH001","Hare Hill","ES-HARH-1","Wind","Onshore Wind","Scottish Power Renewables Ltd","Existing","Existing",13,0,null,true]
["HAREH002","Hare Hill Extension","ES-HARH-2","Wind","Onshore Wind","Scottish Power Renewables Ltd","Future","Consents Approved",30,4,null,true,2016]
["HAREL001","Harelaw","ES-HARE-1","Wind","Onshore Wind","Gamesa Energy UK Ltd","Future","Consents Refused",80,-1,null,true,2015]
["HARES001","Harestanes","AM-HARE-1","Wind","Onshore Wind","Scottish Power Ltd","Existing","Built",146,0,null,true,null,"126 Built / 20MW due in 2015"]
["HARES002","Harestanes Extension","AM-HARE-2","Wind","Onshore Wind","Scottish Power Ltd","Future","Under Construction",17,6,null,true,2016]
["HILLO001","Hill of Glaschyle","ES-HILG-1","Wind","Onshore Wind","Muirden Energy LLP","Future","Consents Approved",28,4,null,true,2018]
["HILLO002","Hill of Towie","HITOW-1","Wind","Onshore Wind","Hill of Towie Ltd","Existing","Existing",48,0,null,true]
["HUNTE002","Hunterston Test Centre","ES-HUNT-1","Wind","Onshore Wind","SSE","Existing","Existing",25,0,null,true]
["KENNO001","Kennoxhead","ES-KENN-1","Wind","Onshore Wind","PNE Wind UK","Future","Awaiting Consents",60,3,null,true,2019]
["KIERS001","Kiers Hill","ES-KIER-1","Wind","Onshore Wind","RES UK & Ireland Ltd","Future","Scoping",58,2,null,true,2018]
["KILBR001","Kilbruar","KILBW-1","Wind","Onshore Wind","","Existing","Existing",67,0,null,true]
["KILDR001","Kildrummy","AM-KILD-1","Wind","Onshore Wind","Kildrummy Wind Farm Ltd","Existing","Existing",18,0,null,true]
["KILGA001","Kilgallioch","AM_KILG-1","Wind","Onshore Wind","ScottishPower Renewables (UK) Ltd","Future","Consents Approved",274,4,null,true,2016]
["KYPEM001","Kype Muir","ES-KYPE-1","Wind","Onshore Wind","Banks Renewables","Future","Awaiting Consents",100,3,null,true,2018]
["LAIRG001","Lairg - Achany","LAIG-1","Wind","Onshore Wind","SSE Generation Ltd","Existing","Existing",38,0,null,true]
["LEADH001","Leadhills","ES-LEAD-1","Wind","Onshore Wind","Falck Renewables Wind Ltd","Future","Awaiting Consents",50,3,null,true,2020]
["LETHA001","Lethans","ES-LETH-1","Wind","Onshore Wind","Banks Renewables","Future","Awaiting Consents",88,3,null,true,2020]
["LIMEK001","Limekilns","ES-LIME-1","Wind","Onshore Wind","Infinergy Ltd","Future","Scoping",90,2,null,true,2020]
["LOCHU001","Loch Urr","ES-LOUR-1","Wind","Onshore Wind","E.ON Climate & Renewables UK Developments Ltd","Future","Awaiting Consents",84,3,null,true,2018]
["LOCHL001","Lochluichart","AM-LUIC-1","Wind","Onshore Wind","LZN Ltd","Existing","Existing",69,0,null,true]
["LONGB001","Long Burn","ES-LONG-1","Wind","Onshore Wind","Longburn Wind Farm Limited","Future","Scoping",60,2,null,true,2022]
["LONGP001","Longpark","AM-LOPA-1","Wind","Onshore Wind","Longpark Windfarm Ltd","Existing","Existing",38,0,null,true]
["LORGW001","Lorg","ES-LORG-1","Wind","Onshore Wind","E.on Climate and Renewables Uk Developments Limite","Future","Scoping",66,2,null,true,2022]
["MARGR001","Margree","AM-MARG-1","Wind","Onshore Wind","NBW Wind Energy Ltd","Future","Awaiting Consents",42,3,null,true,2016]
["MARKH001","Mark Hill","MAHIW-1","Wind","Onshore Wind","ScottishPower Renewables (UK) Ltd","Existing","Existing",53,0,null,true]
["MIDHI001","Mid Hill","MDHLW-1","Wind","Onshore Wind","Fred Olsen Renewables","Existing","Existing",75,0,null,true]
["MIDDL001","Middle Muir","ES-MIDD-1","Wind","Onshore Wind","Banks Renewables Limited","Future","Consents Approved",51,4,null,true,2018]
["MILLE001","Millennium","MILWW-1","Wind","Onshore Wind","Millennium Wind Energy Ltd","Existing","Existing",65,0,null,true]
["MILLE002","Millennium South","ES-MILL-1","Wind","Onshore Wind","Falck Renewables Wind Ltd","Future","Awaiting Consents",50,3,null,true,2016,"25MW in 2016 / 25MW in 2021"]
["MINSC001","Minsca","MINSW-1","Wind","Onshore Wind","Minsca Wind Farm (Scotland) Ltd","Existing","Existing",38,0,null,true]
["MOORH001","Moorhouse Farmers","ES-MOOR-1","Wind","Onshore Wind","Falck Renewables","Existing","Existing",48,0,null,true]
["MORIS001","Moriston","ES-MORI-1","Wind","Onshore Wind","E.on Climate and Renewables Uk Developments Limite","Future","Scoping",63,2,null,true,2021]
["MOY001","Moy","ES-MOY-1","Wind","Onshore Wind","Eneco Wind UK Ltd","Future","Under Construction",60,1,null,true,null,"Not on TEC register"]
["MUAIT001","Muaithebheal","AM-MUAW-1","Wind","Onshore Wind","Uisenis Power Ltd","Future","Consents Approved",150,4,null,true,2019]
["NEWFI001","Newfield","AM-NEWF-1","Wind","Onshore Wind","Wind Energy (Newfield) Ltd","Future","Awaiting Consents",52.5,3,null,true,2016]
["NOVAR001","Novar","NOVAW-1","Wind","Onshore Wind","RWE Npower Ltd","Existing","Existing",18,0,null,true]
["NOVAR002","Novar 2","NOVAW-2","Wind","Onshore Wind","Novar 2 Wind Farm Ltd","Existing","Existing",32,0,null,true]
["PAULS001","Paul's Hill","PAUHW-1","Wind","Onshore Wind","Pauls Hill Wind Ltd","Existing","Existing",70,0,null,true]
["PENCL001","Pencloe","AM-PENC-1","Wind","Onshore Wind","Pencloe Wind Energy Ltd","Future","Awaiting Consents",96,3,null,true,2016,"63MW in 2016 / 33MW 2022"]
["PENTL001","Pentland Road","PTLDW-1","Wind","Onshore Wind","Pentland Road Windfarm Ltd","Existing","Existing",18,0,null,true]
["QUIXW001","Quixwood","ES-QUIX-1","Wind","Onshore Wind","Banks Renewables","Future","Consents Approved",32,4,null,true,2016]
["ROSEH001","Rosehall","RSHLW-1","Wind","Onshore Wind","E.ON UK plc","Existing","Existing",25,0,null,true]
["ROTHM001","Rothmaise","ES-ROTH-1","Wind","Onshore Wind","WPD","Future","Awaiting Consents",12,3,null,true,2020]
["SALLA001","Sallachy","AM-SALLW-1","Wind","Onshore Wind","WKN Ltd","Future","Awaiting Consents",66,3,null,true,2018]
["SANDY001","Sandy Knowe","ES-SAND-1","Wind","Onshore Wind","Burcote Wind Renewables","Future","Scoping",90,2,null,true,2022]
["SANQU001","Sanquhar","ES-SANQ-1","Wind","Onshore Wind","Sanquhar Community Wind Company Limited","Future","Consents Approved",99,4,null,true,2022]
["SOLWA001","Solway Bank","ES-SOLW-1","Wind","Onshore Wind","RES UK & Ireland Ltd","Future","Consents Approved",35,4,null,true,2016]
["SOUTH003","South Kyle","ES-SOUTK-1","Wind","Onshore Wind","Vattenfall","Future","Awaiting Consents",165,3,null,true,2018]
["SPITT001","Spittal Hill","AM-SPIHW-1","Wind","Onshore Wind","Spittal Hill Wind Farm Ltd","Future","Awaiting Consents",21,3,null,true,2018]
["STORN001","Stornoway Wind Stage 1","ES-STOR-1","Wind","Onshore Wind","Lewis Wind Power Limited","Future","Consents Approved",39,4,null,true,2019]
["STORN002","Stornoway Wind Stage 2","ES-STOR-2","Wind","Onshore Wind","Lewis Wind Power Limited","Future","Consents Approved",91,4,null,true,2021]
["STRAT001","Strathy North & South","AM-STRW-1","Wind","Onshore Wind","SSE Ltd","Future","Consents Approved",226,4,null,true,2015,"76MW in 2015 / 150MW in 2016"]
["STRAT002","Strathy Wood","ES-STRA-1","Wind","Onshore Wind","E.ON UK plc","Future","Awaiting Consents",84,3,null,true,2020]
["STRON001","Stronelairg","ES-STON-1","Wind","Onshore Wind","SSE Ltd","Future","Scoping",241,2,null,true,2018]
["STROU002","Stroupster","STROW-1","Wind","Onshore Wind","Stroupster Wind Farm Ltd","Future","Under Construction",32,6,null,true,2014]
["TANGY001","Tangy","TANGW-1","Wind","Onshore Wind","SSE Ltd","Existing","Existing",19,0,null,true]
["TANGY002","Tangy III","ES-TANG-1","Wind","Onshore Wind","SSE Renewables Ltd","Future","Awaiting Consents",39,3,null,true,2020]
["TODDL001","Toddleburn","TDBNW-1","Wind","Onshore Wind","SSE Ltd","Existing","Existing",28,0,null,true]
["TOMNA001","Tom Nan Clach","AM-TONCW-1","Wind","Onshore Wind","Infinergy Ltd","Future","Consents Approved",75,4,null,true,2018]
["TORMY001","Tormywheel","TMYWW-1","Wind","Onshore Wind","PM Renewables Ltd","Future","Consents Approved",32,4,null,true,2015]
["TULLO001","Tullo","TULW-1","Wind","Onshore Wind","Eneco Wind UK Ltd","Existing","Existing",17,0,null,true]
["TULLO002","Tullo 2","AM-TULW-2","Wind","Onshore Wind","Eneco Wind UK Ltd","Future","Under Construction",12,6,null,true,2015]
["TULLY001","Tullymurdoch","ES-TULL-1","Wind","Onshore Wind","Tullymurdoch Limited","Future","Scoping",18,2,null,true,2018]
["ULZIE001","Ulzieside","AM-ULZI-1","Wind","Onshore Wind","NBW Wind Energy Ltd","Future","Awaiting Consents",30,3,null,true,2016]
["VIKIN001","Viking","AM-VIKE-1","Wind","Onshore Wind","Viking Energy Ltd","Future","Consents Approved",412,4,null,true,2018]
["WATHE001","Wathegar 2","ES-WATH-1","Wind","Onshore Wind","Scottish Hydro Electric Power Distribution plc","Future","Consents Approved",22,4,null,true,2018]
["WESTB004","West Browncastle Wind Farm","ES-WEST-1","Wind","Onshore Wind","Falck Renewables","Existing","Built",36,0,null,true,null,"Existing plant but not on TEC register"]
["WHITE001","Whitelee","WHILW-1","Wind","Onshore Wind","Scottish Power Ltd","Existing","Existing",305,0,null,true]
["WHITE002","Whitelee Extension","WHILW-2","Wind","Onshore Wind","Scottish Power Ltd","Existing","Existing",206,0,null,true]
["WHITE003","Whiteside Hill","AM-WHHI-1","Wind","Onshore Wind","SSE Ltd","Future","Consents Approved",27,4,null,true,2016]
["WINDY002","Windy Edge","ES-WIND-2","Wind","Onshore Wind","Windy Edge Wind Farm Limited","Future","Awaiting Consents",42,3,null,true,2020]
["WINDY001","Windy Standard III","ES-WIND-1","Wind","Onshore Wind","Fred Olson","Future","Awaiting Consents",44,3,null,true,2018]
[]
["Onshore Wind","E&W"]
[]
["Generator ID","Generator Name","Unit_ID","Fuel Type","Sub Fuel Type","Owner","Connection","Status","MW","Likelihood",null,"NG Connection Agreement","Contracted Start Date","Comments"]
["CARNE001","Carnedd Wen","AM-CANW-1","Wind","Onshore Wind","RWE Npower Ltd","Future","Scoping",150,2,null,true,2019]
["PENYC001","Pen Y Cymoedd","AM-RHIGW-1","Wind","Onshore Wind","Pen Y Cymoedd Wind Farm Ltd","Future","Consents Approved",228,4,null,true,2016]
["LLAND001","Llandinam Repowering","AM-LLARW-1","Wind","Onshore Wind","Scottish Power Ltd","Future","Existing",117,1,null,false]
[]
["Irish Wind"]
[]
["Generator ID","Generator Name","Unit_ID","Fuel Type","Sub Fuel Type","Owner","Connection","Status","MW","Likelihood",null,"NG Connection Agreement","Contracted Start Date","Comments"]
["GREEN001","Greenwire-Pembroke","AM-IRISO-1","Wind","Onshore Wind","Greenwire Ltd","Future","Scoping",2000,2,null,true,2017]
["GREEN002","Greenwire-Pentir","AM-IRISO-2","Wind","Onshore Wind","Greenwire Ltd","Future","Scoping",1000,2,null,true,2018]
["CODLI001","Codling Wind Park","ES-CODL-1","Wind","Offshore_Wind 3","Codling Wind Park","Future","Scoping",1000,2,null,true,2018,"Is this still in the Irish wind category"]
["CODLI002","Codling Wind Park Extension","ES-CODLW-2","Wind","Offshore_Wind 3","Codling Wind Park","Future","Scoping",0,1,null,false,null,"Is this still in the Irish wind category"]
[]
["Interconnectors"]
[]
["Generator ID","Generator Name","Unit_ID","Fuel Type","Sub Fuel Type","Owner","Connection","Status","MW","Likelihood",null,"NG Connection Agreement","Contracted Start Date","Comments"]
[null,"IFA","FRANCE","Interconnector","Interconnector_Existing",null,"Existing",null,2000,0,"NGET"]
[null,"Moyle","MOYLE","Interconnector","Interconnector_Existing",null,"Existing",null,500,0,null,null,null,"250MW until 2017/18"]
[null,"Britned","BRITNED","Interconnector","Interconnector_Existing",null,"Existing",null,1000,0,"NGET"]
[null,"EWIC","EWIC","Interconnector","Interconnector_Existing",null,"Existing",null,500,0,"NGET"]
[null,"Eleclink","AM-FRAN-4","Interconnector","Interconnector_New",null,"Future",null,1000]
[null,"NEMO","AM-BELG-1","Interconnector","Interconnector_New",null,"Future",null,1000]
[null,"IFA2","AM-FRAN-3","Interconnector","Interconnector_New",null,"Future",null,1000]
[null,"NSN","AM-NORW-1","Interconnector","Interconnector_New",null,"Future",null,1400]
[null,"Viking","AM-DENM-1","Interconnector","Interconnector_New",null,"Future",null,1000]
[null,"FABLink","AM-ALDR-1","Interconnector","Interconnector_New",null,"Future",null,1400]
[null,"NorthConnect","AM-NORW-2","Interconnector","Interconnector_New",null,"Future",null,1400]
[null,"OGN","ES-OGN-1","Interconnector","Interconnector_New",null,"Future",null,2000]
[null,"IceLink","ES-ICEL-1","Interconnector","Interconnector_New",null,"Future",null,1000]
[null,"BirtIB","ES-BRITB-1","Interconnector","Interconnector_New",null,"Future",null,1000]
[null,"Abengoa","ES-SPAI-1","Interconnector","Interconnector_New",null,"Future",null,1000]
[null,"Greenlink","ES-GREE-1","Interconnector","Interconnector_New",null,"Future",null,500]

{"sheet":"DB_Extract_2015","index":9,"n_rows":608,"n_cols":22,"rows_kept":608,"cut":false,"hidden":true,"merged":[]}
["Database Extract"]
[null,null,1,2,3,4,5,6,7,8,9,10,11,12,13,14,15,16,17,18,19,20]
["Generator ID","Generator Name","Unit_ID","Tx Connection Node","Fuel Type","Sub Fuel Type","IED In","IED Out - TNP","IED Out - LLD","Non IED Plant","Owner","TX Area","Flop Zone","Boundary of Influence","Open Date","Connection","Contracted Start Date","Status","TEC","Likelihood","NG Connection Agreement","Comments / Intelligence"]
["ABERN001","Abernedd","AM-BAGE-2","BAGL2","Gas","CCGT_New",true,false,false,false,"SSE Ltd","NGET","H1","NGC South","","Future",2015,"Consents Approved",500,4,true,"- Plant is 'Shovel ready'  but does not intend to take an investment decision until 2015\n- Stage Two is 414MW and contracted date is 31/10/2018"]
["ABERN001","Abernedd","AM-BAGE-3","","Gas","CCGT_New",true,false,false,false,"SSE Ltd","NGET","H1","NGC South","","Future",2018,"Consents Approved",414,4,true,"- Plant is 'Shovel ready'  but does not intend to take an investment decision until 2015\n- Stage Two is 414MW and contracted date is 31/10/2018"]
["ABERT001","Aberthaw B","ABTH7","ABTH20","Coal","Coal",false,false,false,false,"RWE Npower Ltd","NGET","H2","NGC South","1971","Existing",2012,"Existing",523,0,true,"- RWE have indicated that they would ideally like to keep this plant open.  Therefore they may invest to make this IED compliant (121 meeting - updated 12/11/2014)\n- \tAccording to RWE , Aberthaw has complied with their LCPD permit (indicated that it was "]
["ABERT001","Aberthaw B","ABTH8","ABTH20","Coal","Coal",false,false,false,false,"RWE Npower Ltd","NGET","H2","NGC South","1971","Existing",2012,"Existing",523,0,true,"- RWE have indicated that they would ideally like to keep this plant open.  Therefore they may invest to make this IED compliant (121 meeting - updated 12/11/2014)\n- \tAccording to RWE , Aberthaw has complied with their LCPD permit (indicated that it was "]
["ABERT001","Aberthaw B","ABTH9","ABTH20","Coal","Coal",false,false,false,false,"RWE Npower Ltd","NGET","H2","NGC South","1971","Existing",2012,"Existing",523,0,true,"- RWE have indicated that they would ideally like to keep this plant open.  Therefore they may invest to make this IED compliant (121 meeting - updated 12/11/2014)\n- \tAccording to RWE , Aberthaw has complied with their LCPD permit (indicated that it was "]
["ABERT002","Aberthaw B GT","ABTH7G","ABTH20","Gas","GT",false,false,false,true,"RWE Npower Ltd","NGET","H2","NGC South","1971","Existing",2012,"Existing",17,0,true,""]
["ABERT002","Aberthaw B GT","ABTH8G","ABTH20","Gas","GT",false,false,false,true,"RWE Npower Ltd","NGET","H2","NGC South","1971","Existing",2012,"Existing",17,0,true,""]
["ABERT002","Aberthaw B GT","ABTH9G","ABTH20","Gas","GT",false,false,false,true,"RWE Npower Ltd","NGET","H2","NGC South","1971","Existing",2012,"Existing",17,0,true,""]
["ACHRU001","A Chruach","AM-ACHR-1","","Wind","Onshore Wind",false,false,false,true,"Infinis","SHET","T3","SSE South","","Future",2015,"Consents Approved",50,4,true,""]
["AFTON001","Afton","AM-AFTOW-1","","Wind","Onshore Wind",false,false,false,true,"E.ON Climate & Renewables UK Developments Ltd","SPTL","S1","SP South","","Future",2015,"Consents Approved",68,4,true,""]
["AIGAS001","Aigas","AIGA-1","AIGA","Hydro","Hydro",false,false,false,true,"SSE Ltd","SHET","T1","SSE North","1962","Existing",2012,"Existing",20,0,true,""]
["AIKEN001","Aikengall","AKGLW-1","AIKE","Wind","Onshore Wind",false,false,false,true,"Community Wind Power Ltd","SPTL","S1","SP South","","Existing",2012,"Existing",48,0,true,""]
["AIKEN002","Aikengall 2","AM-AIKE-2","AIKE","Wind","Onshore Wind",false,false,false,true,"Community Wind Power Ltd","SPTL","S1","SP South","","Future",2016,"Consents Approved",108,4,true,""]
["AIRIE001","Airies","ES-AIRI-1","Glenluce 132/33kV Substation","Wind","Onshore Wind",false,false,false,true,"Airies WindFarm Limited","SPTL","","","","Future",2017,"Consents Approved",35,4,true,""]
["ALLTD001","Allt Duine","AM-ALDU-1","","Wind","Onshore Wind",false,false,false,true,"RWE Innogy UK Ltd","SHET","T1","SSE North","","Future",2017,"Awaiting Consents",87,3,true,"- 10MW is due on 31/10/2017. A further 77MW is due 30/04/2018. MLP 22/12/2014"]
["ALLTR001","Allt Rhuba","ES-ALLT-1","Allt Rhuba 132/33kV","Wind","Onshore Wind",false,false,false,true,"E.ON Climate & Renewables UK Developments Ltd","SHET","","","","Future",2021,"Scoping",44,2,true,""]
["ANDER001","Andershaw","ANDEW-1","ANDE","Wind","Onshore Wind",false,false,false,true,"Andershaw Wind Power Limited","SPTL","S1","SP South","","Future",2015,"Consents Approved",35,4,true,""]
["ANGLE001","Anglesey Aluminium","AM-ANALR-1","WYLF1","Biomass","Biomass",false,false,false,true,"Anglesey Aluminium Power","NGET","M8","NGC South","","Future",null,"Scoping",0,1,false,""]
["ANNAB001","Annabagliesh","ES-ANNA-1","Glenluce 132/33kV Substation","Wind","Onshore Wind",false,false,false,true,"RES UK & Ireland Ltd","SPTL","","","","Future",2017,"Scoping",34,2,true,""]
["ANSUI001","An Suidhe","ANSUW-1","ERED","Wind","Onshore Wind",false,false,false,true,"An Suidhe Wind Farm Ltd","SHET","T3","SSE South","","Existing",2012,"Existing",21,0,true,""]
["ARDCH001","Ardchonnel","ES-ARDC-1","","Wind","Onshore Wind",false,false,false,true,"RWE Innogy UK Ltd","SHET","T3","SSE South","","Future",2021,"Consents Refused",41,-1,true,"- Consents refused May 2014"]
["ARDKI001","Ardkinglas","CLFLW-1","ARDK","Wind","Onshore Wind",false,false,false,true,"Iberdrola Renewable Energies Ltd","SHET","T3","SSE South","","Existing",2012,"Existing",15,0,true,""]
["ARECL001","Arecleoch","ARCHW-1","AREC","Wind","Onshore Wind",false,false,false,true,"Scottish Power Ltd","SPTL","S1","SP South","","Existing",2012,"Existing",114,0,true,""]
["ASSEL001","Assel Valley","ES-ASSE-1","","Wind","Onshore Wind",false,false,false,true,"Falck Renewables Wind Ltd","SPTL","S1","SP South","","Future",2016,"Consents Approved",33,4,true,"- Status updated from \"Scoping\" to \"Approved\" based on intelligence from Renewables UK, TEC register still states scoping"]
["AUCHR001","Auchrobert","ES-AUCH-1","Linmill","Wind","Onshore Wind",false,false,false,true,"Falck Renewables Wind Ltd","SPTL","","","","Future",2016,"Consents Approved",36,4,true,"- Consents granted April 2014, construction due to start 2015, operational by 2016"]
["AULTM001","Aultmore","AM-AULW-1","AULW","Wind","Onshore Wind",false,false,false,true,"Vattenfall Ltd","SHET","T1","SSE South","","Future",2017,"Consents Approved",30,4,true,""]
["AVONM001","Avonmouth Biomass","AM-AVON-1","PORT1","Biomass","Biomass",false,false,false,true,"Helius Energy","NGET","G7","NGC South","","Future",null,"Scoping",100,1,false,"- Project has lost one of their major investors although Helious Energy are still looking to progress the project (Greg Hunt 04/12/2014 Source; http://www.heliusenergy.com/rns_viewer.php?id=22048072\nhttp://www.westerndailypress.co.uk/Investor-pulls-power"]
["AVONP001","Avon Power","ES-AVON-1","","Gas","CCGT_New",true,false,false,false,"Scottish Power Ltd","NGET","G7","NGC South","","Future",null,"Scoping",950,1,false,"- Project is not contracted and the last update on the Scottish Power website refers to the initial consultation closing in 2012.  This project has possibly been put on hold or cancelled all together. (10/11/2014)"]
["BADAC001","Bad a Cheo Wind Farm","ES-BADA-1","","Wind","Onshore Wind",false,false,false,true,"RWE Innogy UK Ltd","SHET","T5","SSE North","","Future",2020,"Consents Approved",30,4,true,""]
["BAGLA001","Baglan Bay","BAGE-1","BAGB2","Gas","CCGT_Exist",true,false,false,false,"BP","NGET","H1","NGC South","2002","Existing",2012,"Existing",520,0,true,""]
["BAGLA002","Baglan Bay GT","BAGE-2","BAGB2","Gas","GT",true,false,false,false,"BP","NGET","H1","NGC South","2002","Existing",2012,"Existing",32,0,true,""]
["BAILL001","Baillie and Bardnaheigh","BABAW-1","BABW","Wind","Onshore Wind",false,false,false,true,"Baillie Wind Farm Ltd","SHET","T5","SSE North","","Existing",2012,"Existing",52,0,true,""]
["BALNA001","Balnacoil","ES-BALN-1","Balnacoil 275/33kV","Wind","Onshore Wind",false,false,false,true,"Vento Ludens Limited","SHET","","","","Future",2020,"Awaiting Consents",45,3,true,"- Status updated to \"Awaiting Consents\" MLP 22/12/2014"]
["BANKE001","Bankend Rig","ES-BANK-1","","Wind","Onshore Wind",false,false,false,true,"SP Distribution Ltd","SHET","S1","SP South","","Existing",null,"Existing",14,0,true,""]
["BARKI001","Barking","BARK-1","BARP21","Gas","CCGT_Exist",false,false,false,false,"Barking Power Ltd","NGET","A1","NGC South","1994","Closed",2012,"Closed",0,0,true,"- Barking have put in writing their intention to decrease TEC to 0MW with effect from 1st December 2014 (04/12/2014 Source; Customer Services)\n- Barking have annouced their intention to close over the next 2 years (from 2014) - Link to annoucment: (http:"]
["BARRO001","Barrow","BOWLW-1","HEYS1","Wind","Offshore_Wind 1",false,false,false,true,"Dong Energy","NGET","R5","NGC North","2010","Existing",2012,"Existing",90,0,true,""]
["BARRY001","Barry","BRYP-1","AESB11","Gas","CCGT_Exist",true,false,false,false,"Centrica Ltd","NGET","H2","NGC South","1998","Existing",2012,"Existing",245,0,true,"- 142MW existing / 93MW future gen contracted for 01/04/2015 (Greg Hunt 12/12/2014)"]
["BEATR001","Beatrice","DUBEW-2","","Wind","Offshore_Wind STW",false,false,false,true,"SSE Ltd","SHET","T1","SSE North","2010","Future",2018,"Consents Approved",664,4,true,"Phased Project: 20MW 31/01/18, 380MW 01/04/18, 264MW 01/04/19 (Total 664MW) \nStatus updated to \"Consents Approved\" MLP 22/12/2014"]
["BEINN001","Beinn an Tuirc","BTUIW-1","BTUI","Wind","Onshore Wind",false,false,false,true,"Scottish Power Ltd","SHET","T3","SSE South","","Existing",2012,"Existing",30,0,true,""]
["BEINN002","Beinn an Tuirc 2","BTUI-2","BTUI","Wind","Onshore Wind",false,false,false,true,"Scottish Power Ltd","SHET","T3","SSE South","","Existing",2012,"Existing",44,0,true,""]
["BEINN003","Beinn Tharsuinn","BETHW-1","BETH","Wind","Onshore Wind",false,false,false,true,"Scottish Power Ltd","SHET","T5","SSE South","","Existing",2012,"Existing",29,0,true,""]
["BEINN004","Beinneun Wind Farm","ES-BEIN-1","","Wind","Onshore Wind",false,false,false,true,"Blue Energy","SHET","T1","SSE South","","Future",2017,"Consents Approved",109,4,true,"- According to their website, Blue Energy are currently investigating the possibility of a Beinneun Extension of up to 7 turbines (which at 3 - 3.5 MW per turbine would account for this increase in TEC)."]
["BEINN005","Beinn Mhor","ES-BEIN-2","Fasnakyle","Wind","Onshore Wind",false,false,false,true,"WPD Beinn Mhor Limited","SHET","","","","Future",2017,"Awaiting Consents",21,3,true,""]
["BENAK001","Ben Aketil","BNAKW-1","BENA","Wind","Onshore Wind",false,false,false,true,"Ben Aketil Wind Farm Ltd","SHET","T1","SSE South","","Existing",2012,"Existing",28,0,true,""]
["BENBR001","Benbrack & Quantans Hill","ES-BENB-1","","Wind","Onshore Wind",false,false,false,true,"E.ON Climate & Renewables UK Developments Ltd","SPTL","S1","SP South","","Future",2018,"Scoping",72,2,true,""]
["BERRY001","Berry Burn","AM-BERB-1","CAKW","Wind","Onshore Wind",false,false,false,true,"Statkraft","SHET","T1","SSE North","","Existing",2013,"Existing",67,0,true,""]
["BHLAR001","Bhlaraidh Wind Farm","ES-BHLA-1","","Wind","Onshore Wind",false,false,false,true,"SSE Ltd","SHET","T3","SSE South","","Future",2021,"Consents Approved",108,4,true,""]
["BLACK001","Black Law","BLLA-1","BLLA","Wind","Onshore Wind",false,false,false,true,"Scottish Power Ltd","SPTL","S1","SP South","","Existing",2012,"Existing",118,0,true,""]
["BLACK002","Blacklaw Extension","AM-BLLA-2","BLLA","Wind","Onshore Wind",false,false,false,true,"Scottish Power Ltd","SPTL","S1","SP South","","Future",2015,"Under Construction",69,5,true,""]
["BLACK003","Blackcraig","AM-BLCW-1","","Wind","Onshore Wind",false,false,false,true,"SSE Ltd","SPTL","S7","SP South","","Future",2016,"Under Construction",58,5,true," - Project awaiting grid connection before commencing construction (Greg Hunt - 23/12/2013 Link: http://www.sse.com/BlackcraigHill/ProjectInformation/)"]
["BLARY001","Blary Hill","ES-BLAR-1","Carradale","Wind","Onshore Wind",false,false,false,true,"RES UK & Ireland Ltd","SHET","","","","Future",2020,"Scoping",35,2,true,""]
["BOULF001","Boulfruich","BOULW-1","DUBE","Wind","Onshore Wind",false,false,false,true,"Boulfruich Wind Farm Ltd","SHET","T5","SSE North","","Existing",2012,"Existing",14,0,true,""]
["BOWBE001","Bowbeat","BOWBW-1","","Wind","Onshore Wind",false,false,false,true,"E.ON UK plc","SPTL","S1","SP South","","Existing",2012,"Existing",33,0,true,""]
["BOYND001","Boyndie","BOYNW-1","BOYN","Wind","Onshore Wind",false,false,false,true,"Boyndie Wind Energy Ltd","SHET","T1","SSE South","","Existing",2012,"Existing",21,0,true,""]
["BPGRA001","BP Grangemouth","GRMO-1","BPGR","Gas","CHP",false,false,false,false,"Grangemouth CHP Limited","SPTL","S1","SP South","2001","Existing",2012,"Existing",120,0,true,""]
["BRADW001","Bradwell B","AM-BRAD-1","BRAD4","Nuclear","Nuclear_EPR",false,false,false,true,"EDF","NGET","C5","NGC South","","Future",2021,"Scoping",1670,2,true,"Option plant if Sizewell C does not go ahead."]
["BRAES001","Braes of Doune","BRDUW-1","BRDU","Wind","Onshore Wind",false,false,false,true,"Centrica &  Hermes GPE Infrastructure Fund","SHET","T4","SSE South","","Existing",2012,"Existing",74,0,true,"Braes of Doune is a 36 turbine 72MW onshore wind farm near Doune in Perthshire. Developed by Airtricity, it was fully commissioned in August 2007. On 31 May 2013, Centrica reached an agreement to sell its 50% interest however will continue to receive 100%"]
["BRIGG001","Brigg","BRGG-1","BRIG10","Gas","CCGT_Exist",false,false,false,false,"Centrica Ltd","NGET","P8","NGC South","1993","Existing",2012,"Existing",260,0,true,"- Mod App signed to increase TEC from 155MW to 265MW from 01/04/2017 (Greg Hunt 04/12/2014 Source: CS Monthly Report July 2014)"]
["BRIGG003","Brigg B CCS","AM-BRGCC-1","","CCS","CCS_Gas",false,false,false,true,"Centrica Ltd","NGET","P8","NGC South","","Future",null,"Scoping",2000,1,false,""]
["BROCK001","Brockloch Rig","AM-WIST-1","WIST","Wind","Onshore Wind",false,false,false,true,"Fred Olsen Renewables","SPTL","S1","SP South","","Future",2015,"Consents Approved",75,4,true,""]
["BURBO001","Burbo Bank Extension","AM-BUBW-1","BODE4","Wind","Offshore_Wind 2.5",false,false,false,true,"Dong Energy","NGET","M6","NGC South","","Future",2016,"Consents Approved",254,4,true,"- Consents approved September 2014"]
["BURNO001","Burn of Whilk","AM-BUWH-1","","Wind","Onshore Wind",false,false,false,true,"Eneco","SHET","T5","SSE North","","Future",2014,"Under Construction",22,5,true,""]
["CAIRN001","Cairn Uish","CAIRW-1","CAIR","Wind","Onshore Wind",false,false,false,true,"Rothes Wind Ltd","SHET","T1","SSE South","","Existing",2012,"Existing",51,0,true,""]
["CAIRN002","Cairn Uish 2","CAIRW-2","CAIR","Wind","Onshore Wind",false,false,false,true,"Rothes Wind Ltd","SHET","T1","SSE South","","Existing",2013,"Existing",41,0,true,""]
["CALDE001","Calderwater","ES-CALD-1","","Wind","Onshore Wind",false,false,false,true,"Community Windpower Ltd","SPTL","S4","SP North","","Existing",null,"Existing",33,0,true,""]
["CALED001","Caledonian Paper","MEADD-1","MEAD","Biomass","Biomass",false,false,false,false,"UPM-KYMMENE (UK) Ltd","SPTL","S2","SP South","","Existing",2012,"Existing",20,0,true,""]
["CARNE001","Carnedd Wen","AM-CANW-1","","Wind","Onshore Wind",false,false,false,true,"RWE Npower Ltd","NGET","L5","NGC South","","Future",2019,"Scoping",150,2,true,""]
["CARRA001","Carraig Gheal","CRGHW-1","","Wind","Onshore Wind",false,false,false,true,"Green Power","SHET","T3","SSE North","","Existing",2012,"Existing",46,0,true,""]
["CARRI001","Carrington","CARR-1","CARR4","Gas","CCGT_New",true,false,false,false,"ESBI","NGET","N2","NGC South","","Future",2015,"Under Construction",910,6,true,"- Expected to enter commercial operation in 2016 (Greg Hunt - 23/12/2013 Link: http://www.carringtonpower.co.uk/)\n- Carrington is being constrcuted by DF Energy & Alstom"]
["CARSC001","Carscreugh","ES-CARS-1","","Wind","Onshore Wind",false,false,false,true,"SP Distribution Ltd","SHET","S9","SP South","","Existing",null,"Existing",15,0,true,"Status updated from \"Under Construction\" to \"Existing\" based on TEC register & RUK. MLP 23/12/2014"]
["CASHL001","Cashlie","CASH-1","CASH","Hydro","Hydro",false,false,false,true,"SSE Ltd","SHET","T4","SSE South","1959","Existing",2012,"Existing",11,0,true,""]
["CAUSE001","Causeymire","CAUSW-1","CAUS","Wind","Onshore Wind",false,false,false,true,"Causeymire Wind Farm Limited","SHET","T5","SSE North","","Existing",2012,"Existing",48,0,true,""]
["CDCL001","CDCL","CDCL-1","COTT40","Gas","CCGT_Exist",false,false,false,false,"E.ON UK plc","NGET","K5","NGC South","1999","Existing",2012,"Existing",395,0,true,""]
["CEANN001","Ceannacroc","CEAN-1","CEAN","Hydro","Hydro",false,false,false,true,"SSE Ltd","SHET","T1","SSE South","1959","Existing",2012,"Existing",10,0,true,""]
["CEANN001","Ceannacroc","CEAN-2","CEAN","Hydro","Hydro",false,false,false,true,"SSE Ltd","SHET","T1","SSE South","1959","Existing",2012,"Existing",10,0,true,""]
["CHAPE001","Chapelcross","ES-CHAP-1","","Biomass","Biomass",false,false,false,true,"Scottish Power Ltd","SPTL","S1","SP South","","Future",null,"Scoping",0,1,false,""]
["CLACH001","Clachan","CLAC-1","CLAC","Hydro","Hydro",false,false,false,true,"SSE Ltd","SHET","T3","SSE South","1955","Existing",2012,"Existing",40,0,true,""]
["CLASH001","Clashindarroch","AM-CLAS-1","","Wind","Onshore Wind",false,false,false,true,"Vattenfall Ltd","SHET","T2","SSE North","","Future",2014,"Under Construction",37,6,true,"- Expected to enter commercial operation in March 2015 (Greg Hunt - 23/12/2013 Link: http://www.vattenfall.co.uk/en/clashindarroch.htm)"]
["CLASH002","Clashindarroch 2","ES-CLAS-2","Cairnford","Wind","Onshore Wind",false,false,false,true,"Vattenfall Wind Power Ltd","SHET","T2","SSE North","","Future",2023,"Scoping",54,2,true,""]
["CLUNI001","Clunie","CLUN-1","CLUN","Hydro","Hydro",false,false,false,true,"SSE Ltd","SHET","T4","SSE South","1955","Existing",2012,"Existing",20,0,true,""]
["CLUNI001","Clunie","CLUN-2","CLUN","Hydro","Hydro",false,false,false,true,"SSE Ltd","SHET","T4","SSE South","1955","Existing",2012,"Existing",20,0,true,""]
["CLUNI001","Clunie","CLUN-3","CLUN","Hydro","Hydro",false,false,false,true,"SSE Ltd","SHET","T4","SSE South","1955","Existing",2012,"Existing",20,0,true,""]
["CLYDE002","Clyde North & South","CLYNW-1","CLYD","Wind","Onshore Wind",false,false,false,true,"Clyde Wind Farm (Scotland) Ltd","SPTL","S7","Sp North","","Existing",0,"Existing",350,0,true,"221 Exisiting, 111 MW future due 31/10/2015. MLP 11/12/2014"]
["CNOCM001","Cnoc Morail","ES-CNOC-1","Mybster 132/33kV Substation","Wind","Onshore Wind",false,false,false,true,"WPD Cnoc Morail Limited","SHET","","","","Future",2020,"Scoping",18,2,true,""]
["CODLI001","Codling Wind Park","ES-CODL-1","","Wind","Offshore_Wind 3",false,false,false,true,"Codling Wind Park","NGET","M6","NGC South","","Future",2018,"Scoping",1000,2,true,""]
["CODLI002","Codling Wind Park Extension","ES-CODLW-2","","Wind","Offshore_Wind 3",false,false,false,true,"Codling Wind Park","NGET","M6","NGC South","","Future",null,"Scoping",0,1,false,""]
["COIRE001","Coire Glas","AM-GREN-1","","Pumped_Storage","Pumped_Storage",false,false,false,true,"SSE Ltd","SHET","T1","SSE South","","Future",2022,"Awaiting Consents",612,3,true,"- Following FID, construction expected to take around between 5 and 6 years (Greg Hunt 13/01/2014 Source: Daily Update Link: http://www.bbc.co.uk/news/uk-scotland-highlands-islands-25365786)\n- FID not expected to be taken until 2015 at the earliest (Greg"]
["COIRE002","Coire Na Cloiche","AM-COIN-1","","Wind","Onshore Wind",false,false,false,true,"RockbySea Ltd","SHET","T5","SSE North","","Future",2018,"Consents Approved",30,4,true,"- Consents granted - April 2014"]
["CONNA001","Connah's Quay","CNQPS-1","DEES41","Gas","CCGT_Exist",false,false,false,false,"E.ON UK plc","NGET","M5","NGC South","1996","Existing",2012,"Existing",345,0,true,""]
["CONNA001","Connah's Quay","CNQPS-2","DEES41","Gas","CCGT_Exist",false,false,false,false,"E.ON UK plc","NGET","M5","NGC South","1996","Existing",2012,"Existing",345,0,true,""]
["CONNA001","Connah's Quay","CNQPS-3","DEES41","Gas","CCGT_Exist",false,false,false,false,"E.ON UK plc","NGET","M5","NGC South","1996","Existing",2012,"Existing",345,0,true,""]
["CONNA001","Connah's Quay","CNQPS-4","DEES41","Gas","CCGT_Exist",false,false,false,false,"E.ON UK plc","NGET","M5","NGC South","1996","Existing",2012,"Existing",345,0,true,""]
["CORBY001","Corby","CORB-1","GREN11","Gas","CCGT_Exist",false,false,false,false,"Corby Power Ltd","NGET","J6","NGC South","1993","Existing",2012,"Existing",401,0,true,""]
["CORRI001","Corriegarth","AM-CORG-1","","Wind","Onshore Wind",false,false,false,true,"North British Windpower Ltd","SHET","T1","SSE North","","Future",2015,"Consents Approved",70,4,true,"Phased project. 50MW due 31/10/2015, a further 19MW due 01/11/2015. MLP 23/12/2014"]
["CORRI002","Corriemollie","AM-CORRW-1","","Wind","Onshore Wind",false,false,false,true,"E.ON UK plc","SHET","T1","SSE North","","Future",2016,"Consents Approved",48,4,true,""]
["CORYT001","Coryton","COSO-1","COSO40","Gas","CCGT_Exist",true,false,false,false,"Intergen","NGET","C5","NGC South","2002","Existing",2012,"Existing",800,0,true,"- Mod App to decrease TEC to 704MW on 01/10/2018 (Greg Hunt 12/12/2014)"]
["COTTA001","Cottam","COTPS-1","COTT40","Coal","Coal",false,false,false,false,"EDF","NGET","K5","NGC South","1969","Existing",2012,"Existing",495,0,true,""]
["COTTA001","Cottam","COTPS-2","COTT40","Coal","Coal",false,false,false,false,"EDF","NGET","K5","NGC South","1969","Existing",2012,"Existing",505,0,true,""]
["COTTA001","Cottam","COTPS-3","COTT40","Coal","Coal",false,false,false,false,"EDF","NGET","K5","NGC South","1969","Existing",2012,"Existing",505,0,true,""]
["COTTA001","Cottam","COTPS-4","COTT40","Coal","Coal",false,false,false,false,"EDF","NGET","K5","NGC South","1969","Existing",2012,"Existing",495,0,true,""]
["COUR001","Cour","AM-COUR-1","","Wind","Onshore Wind",false,false,false,true,"SSE Ltd","SHET","T3","SSE South","","Future",2015,"Consents Approved",23,4,true,"- Construction due to commence at site in late 2014 (Greg Hunt - 24/12/2013 Link: http://www.sse.com/Cour/ProjectInformation/)"]
["COWES001","Cowes","COWE1","FAWL10","Gas","OCGT",false,false,false,false,"RWE Npower Ltd","NGET","B2","NGC South","1982","Existing",2012,"Existing",50,0,true,""]
["COWES001","Cowes","COWE2","FAWL10","Gas","OCGT",false,false,false,false,"RWE Npower Ltd","NGET","B2","NGC South","1982","Existing",2012,"Existing",50,0,true,""]
["CREAG001","Creag Dhubh","ES-CREA-1","","Wind","Onshore Wind",false,false,false,true,"","SHET","T3","SSE South","","Future",null,"Scoping",180,1,false,"Presumed scoping without Connection Agerement - http://www.scotland.gov.uk/Topics/Business-Industry/Energy/Infrastructure/Energy-Consents/Applications-Database/Wind/Creag-Dhubh-Index/Creag-Dhubh-Scoping. MLP 11/12/2014."]
["CROSS001","Crossburns","ES-CROS-1","","Wind","Onshore Wind",false,false,false,true,"West Coast Energy","SHET","T4","SSE South","","Future",2018,"Scoping",99,2,true,""]
["CRUAC001","Cruach Mhor","CRMHW-1","CRMH","Wind","Onshore Wind",false,false,false,true,"Scottish Power Ltd","SPTL","S7","SP North","","Existing",2012,"Existing",29,0,true,""]
["CRUAC002","Cruachan","CRUA-1","CRUA2","Pumped_Storage","Pumped_Storage",false,false,false,true,"Scottish Power Ltd","SPTL","S6","SP North","1965","Existing",2012,"Existing",110,0,true,"- Potential to increase TEC by 600MW (LM 121 Stuart Noble 15/12/2014)"]
["CRUAC002","Cruachan","CRUA-2","CRUA2","Pumped_Storage","Pumped_Storage",false,false,false,true,"Scottish Power Ltd","SPTL","S6","SP North","1965","Existing",2012,"Existing",110,0,true,"- Potential to increase TEC by 600MW (LM 121 Stuart Noble 15/12/2014)"]
["CRUAC002","Cruachan","CRUA-3","CRUA2","Pumped_Storage","Pumped_Storage",false,false,false,true,"Scottish Power Ltd","SPTL","S6","SP North","1965","Existing",2012,"Existing",110,0,true,"- Potential to increase TEC by 600MW (LM 121 Stuart Noble 15/12/2014)"]
["CRUAC002","Cruachan","CRUA-4","CRUA2","Pumped_Storage","Pumped_Storage",false,false,false,true,"Scottish Power Ltd","SPTL","S6","SP North","1965","Existing",2012,"Existing",110,0,true,"- Potential to increase TEC by 600MW (LM 121 Stuart Noble 15/12/2014)"]
["CRYST001","Crystal Rig","CRYRW-1","CRYR","Wind","Onshore Wind",false,false,false,true,"Crystal Rig Windfarm Ltd","SPTL","S1","SP South","","Existing",null,"Existing",138,0,true,"138MW existing, 62MW future due 01/04/2016 MLP 11/12/2014"]
["CRYST002","Crystal Rig Extension","ES-CRYRW-2","CRYR","Wind","Onshore Wind",false,false,false,false,"Crystal Rig Limited","SPTL","S1","SP South","","Future",2016,"Consents Approved",62,4,true,""]
["CULLI001","Culligran","CULL-1","CULL","Hydro","Hydro",false,false,false,true,"SSE Ltd","SHET","T1","SSE North","1962","Existing",2012,"Existing",19,0,true,""]
["CUMBE001","Cumberhead","ES-CUMB-1","","Wind","Onshore Wind",false,false,false,true,"Falck Renewables Wind Ltd","SPTL","S1","SP South","","Future",2019,"Scoping",99,2,true,"Owner updated to Falck Renewables Wind Ltd. MLP 23/12/2014"]
["DALSW001","Dalswinton","AM-DLSW-1","","Wind","Onshore Wind",false,false,false,true,"Dalswinton Wind Farm (Scotland) Ltd","SPTL","S1","SP South","","Existing",2012,"Existing",30,0,true,""]
["DAMHE001","Damhead Creek","DAMC-1","DAMC40","Gas","CCGT_Exist",false,false,false,false,"Scottish Power Ltd","NGET","C2","NGC South","2000","Existing",2012,"Existing",805,0,true,""]
["DAMHE002","Damhead Creek 2","AM-DAMB-1","KING","Gas","CCGT_New",true,false,false,false,"Scottish Power Ltd","NGET","C2","NGC South","","Future",2016,"Consents Approved",1200,4,true,""]
["DEANI001","Deanie","DEAN-1","DEAN","Hydro","Hydro",false,false,false,true,"SSE Ltd","SHET","T1","SSE North","1963","Existing",2012,"Existing",19,0,true,""]
["DEANI001","Deanie","DEAN-2","DEAN","Hydro","Hydro",false,false,false,true,"SSE Ltd","SHET","T1","SSE North","1963","Existing",2012,"Existing",19,0,true,""]
["DEESI001","Deeside","DEEP-1","DEES4","Gas","CCGT_Exist",false,false,false,false,"Int Power","NGET","M5","NGC South","1994","Existing",2012,"Existing",515,0,true,""]
["DELLW001","Dell","ES-DELL-1","","Wind","Onshore Wind",false,false,false,true,"Falck Renewables Wind Limited","SHET","","","","Future",2018,"Awaiting Consents",42,3,true,""]
["DERSA001","Dersalloch","AM-DESA-1","DESA","Wind","Onshore Wind",false,false,false,true,"Scottish Power Ltd","SPTL","S1","SP South","","Future",2015,"Consents Approved",69,4,true,""]
["DEUCH001","Deucheran Hill","DEUCW-1","DEUC","Wind","Onshore Wind",false,false,false,true,"E.ON UK plc","SHET","T3","SSE South","","Existing",2012,"Existing",15,0,true,""]
["DIDCO002","Didcot A GT","DIDC1G","DIDC41","Gas","GT",false,false,false,true,"RWE Npower Ltd","NGET","D6","NGC South","1972","Existing",2012,"Existing",25,0,true,""]
["DIDCO002","Didcot A GT","DIDC2G","DIDC41","Gas","GT",false,false,false,true,"RWE Npower Ltd","NGET","D6","NGC South","1972","Existing",2012,"Existing",25,0,true,""]
["DIDCO002","Didcot A GT","DIDC3G","DIDC41","Gas","GT",false,false,false,true,"RWE Npower Ltd","NGET","D6","NGC South","1972","Existing",2012,"Existing",25,0,true,""]
["DIDCO002","Didcot A GT","DIDC4G","DIDC41","Gas","GT",false,false,false,true,"RWE Npower Ltd","NGET","D6","NGC South","1972","Existing",2012,"Existing",25,0,true,""]
["DIDCO003","Didcot B","DIDCB5","DIDC41","Gas","CCGT_Exist",false,false,false,false,"RWE Npower Ltd","NGET","D6","NGC South","1996","Existing",2012,"Existing",775,0,true,"- Currently selected as LLD but recent conversations with RWE suggest this may change by the end of 2015 (10/11/2014)"]
["DIDCO003","Didcot B","DIDCB6","DIDC41","Gas","CCGT_Exist",false,false,false,false,"RWE Npower Ltd","NGET","D6","NGC South","1996","Existing",2012,"Existing",775,0,true,"- Currently selected as LLD but recent conversations with RWE suggest this may change by the end of 2015 (10/11/2014)"]
["DINOR001","Dinorwig","DINO-1","DINO4","Pumped_Storage","Pumped_Storage",false,false,false,true,"Int Power","NGET","M6","NGC South","1983","Existing",2012,"Existing",274,0,true,""]
["DINOR001","Dinorwig","DINO-2","DINO4","Pumped_Storage","Pumped_Storage",false,false,false,true,"Int Power","NGET","M6","NGC South","1983","Existing",2012,"Existing",274,0,true,""]
["DINOR001","Dinorwig","DINO-3","DINO4","Pumped_Storage","Pumped_Storage",false,false,false,true,"Int Power","NGET","M6","NGC South","1983","Existing",2012,"Existing",274,0,true,""]
["DINOR001","Dinorwig","DINO-4","DINO4","Pumped_Storage","Pumped_Storage",false,false,false,true,"Int Power","NGET","M6","NGC South","1983","Existing",2012,"Existing",274,0,true,""]
["DINOR001","Dinorwig","DINO-5","DINO4","Pumped_Storage","Pumped_Storage",false,false,false,true,"Int Power","NGET","M6","NGC South","1983","Existing",2012,"Existing",274,0,true,""]
["DINOR001","Dinorwig","DINO-6","DINO4","Pumped_Storage","Pumped_Storage",false,false,false,true,"Int Power","NGET","M6","NGC South","1983","Existing",2012,"Existing",274,0,true,""]
["DOGGE001","Dogger Bank","AM-DOGG-10A","","Wind","Offshore_Wind 3",false,false,false,true,"Forewind Consortia (SSE Renewables & RWE Npower *","NGET","P7","NGC South","","Future",null,"Scoping",0,0,true,"- Contracted 6GW, estimated capacity target (max) 7.2GW, see link (Greg Hunt 05/01/2015)\n\nPhases as per the TEC register:\n\nPhase                              TEC         Effective Date\nDogger Bank Platform 1\t500MW \t01/04/2019\nDogger Bank Platform 1\t"]
["DOGGE001","Dogger Bank","AM-DOGG-10B","","Wind","Offshore_Wind 3",false,false,false,true,"Forewind Consortia (SSE Renewables & RWE Npower *","NGET","P7","NGC South","","Future",null,"Scoping",0,0,true,"- Contracted 6GW, estimated capacity target (max) 7.2GW, see link (Greg Hunt 05/01/2015)\n\nPhases as per the TEC register:\n\nPhase                              TEC         Effective Date\nDogger Bank Platform 1\t500MW \t01/04/2019\nDogger Bank Platform 1\t"]
["DOGGE001","Dogger Bank","AM-DOGG-11A","","Wind","Offshore_Wind 3",false,false,false,true,"Forewind Consortia (SSE Renewables & RWE Npower *","NGET","J1","NGC South","","Future",null,"Scoping",0,0,true,"- Contracted 6GW, estimated capacity target (max) 7.2GW, see link (Greg Hunt 05/01/2015)\n\nPhases as per the TEC register:\n\nPhase                              TEC         Effective Date\nDogger Bank Platform 1\t500MW \t01/04/2019\nDogger Bank Platform 1\t"]
["DOGGE001","Dogger Bank","AM-DOGG-11B","","Wind","Offshore_Wind 3",false,false,false,true,"Forewind Consortia (SSE Renewables & RWE Npower *","NGET","J1","NGC South","","Future",null,"Scoping",0,0,true,"- Contracted 6GW, estimated capacity target (max) 7.2GW, see link (Greg Hunt 05/01/2015)\n\nPhases as per the TEC register:\n\nPhase                              TEC         Effective Date\nDogger Bank Platform 1\t500MW \t01/04/2019\nDogger Bank Platform 1\t"]
["DOGGE001","Dogger Bank","AM-DOGG-12A","","Wind","Offshore_Wind 3",false,false,false,true,"Forewind Consortia (SSE Renewables & RWE Npower *","NGET","P7","NGC South","","Future",null,"Scoping",0,0,true,"- Contracted 6GW, estimated capacity target (max) 7.2GW, see link (Greg Hunt 05/01/2015)\n\nPhases as per the TEC register:\n\nPhase                              TEC         Effective Date\nDogger Bank Platform 1\t500MW \t01/04/2019\nDogger Bank Platform 1\t"]
["DOGGE001","Dogger Bank","AM-DOGG-12B","","Wind","Offshore_Wind 3",false,false,false,true,"Forewind Consortia (SSE Renewables & RWE Npower *","NGET","P7","NGC South","","Future",null,"Scoping",0,0,true,"- Contracted 6GW, estimated capacity target (max) 7.2GW, see link (Greg Hunt 05/01/2015)\n\nPhases as per the TEC register:\n\nPhase                              TEC         Effective Date\nDogger Bank Platform 1\t500MW \t01/04/2019\nDogger Bank Platform 1\t"]
["DOGGE001","Dogger Bank","AM-DOGG-13A","","Wind","Offshore_Wind 3",false,false,false,true,"Forewind Consortia (SSE Renewables & RWE Npower *","NGET","J1","NGC South","","Future",null,"Scoping",0,0,true,"- Contracted 6GW, estimated capacity target (max) 7.2GW, see link (Greg Hunt 05/01/2015)\n\nPhases as per the TEC register:\n\nPhase                              TEC         Effective Date\nDogger Bank Platform 1\t500MW \t01/04/2019\nDogger Bank Platform 1\t"]
["DOGGE001","Dogger Bank","AM-DOGG-13B","","Wind","Offshore_Wind 3",false,false,false,true,"Forewind Consortia (SSE Renewables & RWE Npower *","NGET","J1","NGC South","","Future",null,"Scoping",0,0,true,"- Contracted 6GW, estimated capacity target (max) 7.2GW, see link (Greg Hunt 05/01/2015)\n\nPhases as per the TEC register:\n\nPhase                              TEC         Effective Date\nDogger Bank Platform 1\t500MW \t01/04/2019\nDogger Bank Platform 1\t"]
["DOGGE001","Dogger Bank","AM-DOGG-1A","CREB4","Wind","Offshore_Wind 3",false,false,false,true,"Forewind Consortia (SSE Renewables & RWE Npower *","NGET","P8","NGC South","","Future",2016,"Scoping",500,0,true,"- Contracted 6GW, estimated capacity target (max) 7.2GW, see link (Greg Hunt 05/01/2015)\n\nPhases as per the TEC register:\n\nPhase                              TEC         Effective Date\nDogger Bank Platform 1\t500MW \t01/04/2019\nDogger Bank Platform 1\t"]
["DOGGE001","Dogger Bank","AM-DOGG-1B","CREB4","Wind","Offshore_Wind 3",false,false,false,true,"Forewind Consortia (SSE Renewables & RWE Npower *","NGET","P8","NGC South","","Future",2017,"Scoping",500,0,true,"- Contracted 6GW, estimated capacity target (max) 7.2GW, see link (Greg Hunt 05/01/2015)\n\nPhases as per the TEC register:\n\nPhase                              TEC         Effective Date\nDogger Bank Platform 1\t500MW \t01/04/2019\nDogger Bank Platform 1\t"]
["DOGGE001","Dogger Bank","AM-DOGG-2A","LACK4","Wind","Offshore_Wind 3",false,false,false,true,"Forewind Consortia (SSE Renewables & RWE Npower *","NGET","Q2","NGC South","","Future",2017,"Scoping",500,0,true,"- Contracted 6GW, estimated capacity target (max) 7.2GW, see link (Greg Hunt 05/01/2015)\n\nPhases as per the TEC register:\n\nPhase                              TEC         Effective Date\nDogger Bank Platform 1\t500MW \t01/04/2019\nDogger Bank Platform 1\t"]
["DOGGE001","Dogger Bank","AM-DOGG-2B","LACK4","Wind","Offshore_Wind 3",false,false,false,true,"Forewind Consortia (SSE Renewables & RWE Npower *","NGET","Q2","NGC South","","Future",2018,"Scoping",500,0,true,"- Contracted 6GW, estimated capacity target (max) 7.2GW, see link (Greg Hunt 05/01/2015)\n\nPhases as per the TEC register:\n\nPhase                              TEC         Effective Date\nDogger Bank Platform 1\t500MW \t01/04/2019\nDogger Bank Platform 1\t"]
["DOGGE001","Dogger Bank","AM-DOGG-3A","LACK4","Wind","Offshore_Wind 3",false,false,false,true,"Forewind Consortia (SSE Renewables & RWE Npower *","NGET","Q2","NGC South","","Future",2018,"Scoping",500,0,true,"- Contracted 6GW, estimated capacity target (max) 7.2GW, see link (Greg Hunt 05/01/2015)\n\nPhases as per the TEC register:\n\nPhase                              TEC         Effective Date\nDogger Bank Platform 1\t500MW \t01/04/2019\nDogger Bank Platform 1\t"]
["DOGGE001","Dogger Bank","AM-DOGG-3B","LACK4","Wind","Offshore_Wind 3",false,false,false,true,"Forewind Consortia (SSE Renewables & RWE Npower *","NGET","Q2","NGC South","","Future",2019,"Scoping",500,0,true,"- Contracted 6GW, estimated capacity target (max) 7.2GW, see link (Greg Hunt 05/01/2015)\n\nPhases as per the TEC register:\n\nPhase                              TEC         Effective Date\nDogger Bank Platform 1\t500MW \t01/04/2019\nDogger Bank Platform 1\t"]
["DOGGE001","Dogger Bank","AM-DOGG-4A","Crekye Beck","Wind","Offshore_Wind 3",false,false,false,true,"Forewind Consortia (SSE Renewables & RWE Npower *","NGET","P8","NGC South","","Future",2019,"Scoping",500,0,true,"- Contracted 6GW, estimated capacity target (max) 7.2GW, see link (Greg Hunt 05/01/2015)\n\nPhases as per the TEC register:\n\nPhase                              TEC         Effective Date\nDogger Bank Platform 1\t500MW \t01/04/2019\nDogger Bank Platform 1\t"]
["DOGGE001","Dogger Bank","AM-DOGG-4B","Crekye Beck","Wind","Offshore_Wind 3",false,false,false,true,"Forewind Consortia (SSE Renewables & RWE Npower *","NGET","P8","NGC South","","Future",2020,"Scoping",500,0,true,"- Contracted 6GW, estimated capacity target (max) 7.2GW, see link (Greg Hunt 05/01/2015)\n\nPhases as per the TEC register:\n\nPhase                              TEC         Effective Date\nDogger Bank Platform 1\t500MW \t01/04/2019\nDogger Bank Platform 1\t"]
["DOGGE001","Dogger Bank","AM-DOGG-5A","TODP4 (new)","Wind","Offshore_Wind 3",false,false,false,true,"Forewind Consortia (SSE Renewables & RWE Npower *","NGET","Q2","NGC South","","Future",2019,"Scoping",500,0,true,"- Contracted 6GW, estimated capacity target (max) 7.2GW, see link (Greg Hunt 05/01/2015)\n\nPhases as per the TEC register:\n\nPhase                              TEC         Effective Date\nDogger Bank Platform 1\t500MW \t01/04/2019\nDogger Bank Platform 1\t"]
["DOGGE001","Dogger Bank","AM-DOGG-5B","TODP4 (new)","Wind","Offshore_Wind 3",false,false,false,true,"Forewind Consortia (SSE Renewables & RWE Npower *","NGET","Q2","NGC South","","Future",2020,"Scoping",500,0,true,"- Contracted 6GW, estimated capacity target (max) 7.2GW, see link (Greg Hunt 05/01/2015)\n\nPhases as per the TEC register:\n\nPhase                              TEC         Effective Date\nDogger Bank Platform 1\t500MW \t01/04/2019\nDogger Bank Platform 1\t"]
["DOGGE001","Dogger Bank","AM-DOGG-6A","CREB4","Wind","Offshore_Wind 3",false,false,false,true,"Forewind Consortia (SSE Renewables & RWE Npower *","NGET","Q2","NGC South","","Future",2021,"Scoping",500,0,true,"- Contracted 6GW, estimated capacity target (max) 7.2GW, see link (Greg Hunt 05/01/2015)\n\nPhases as per the TEC register:\n\nPhase                              TEC         Effective Date\nDogger Bank Platform 1\t500MW \t01/04/2019\nDogger Bank Platform 1\t"]
["DOGGE001","Dogger Bank","AM-DOGG-6B","CREB4","Wind","Offshore_Wind 3",false,false,false,true,"Forewind Consortia (SSE Renewables & RWE Npower *","NGET","Q2","NGC South","","Future",2022,"Scoping",500,0,true,"- Contracted 6GW, estimated capacity target (max) 7.2GW, see link (Greg Hunt 05/01/2015)\n\nPhases as per the TEC register:\n\nPhase                              TEC         Effective Date\nDogger Bank Platform 1\t500MW \t01/04/2019\nDogger Bank Platform 1\t"]
["DOGGE001","Dogger Bank","AM-DOGG-7A","","Wind","Offshore_Wind 3",false,false,false,true,"Forewind Consortia (SSE Renewables & RWE Npower *","NGET","P7","NGC South","","Future",null,"Scoping",0,0,true,"- Contracted 6GW, estimated capacity target (max) 7.2GW, see link (Greg Hunt 05/01/2015)\n\nPhases as per the TEC register:\n\nPhase                              TEC         Effective Date\nDogger Bank Platform 1\t500MW \t01/04/2019\nDogger Bank Platform 1\t"]
["DOGGE001","Dogger Bank","AM-DOGG-7B","","Wind","Offshore_Wind 3",false,false,false,true,"Forewind Consortia (SSE Renewables & RWE Npower *","NGET","P7","NGC South","","Future",null,"Scoping",0,0,true,"- Contracted 6GW, estimated capacity target (max) 7.2GW, see link (Greg Hunt 05/01/2015)\n\nPhases as per the TEC register:\n\nPhase                              TEC         Effective Date\nDogger Bank Platform 1\t500MW \t01/04/2019\nDogger Bank Platform 1\t"]
["DOGGE001","Dogger Bank","AM-DOGG-8A","","Wind","Offshore_Wind 3",false,false,false,true,"Forewind Consortia (SSE Renewables & RWE Npower *","NGET","P7","NGC South","","Future",null,"Scoping",0,0,true,"- Contracted 6GW, estimated capacity target (max) 7.2GW, see link (Greg Hunt 05/01/2015)\n\nPhases as per the TEC register:\n\nPhase                              TEC         Effective Date\nDogger Bank Platform 1\t500MW \t01/04/2019\nDogger Bank Platform 1\t"]
["DOGGE001","Dogger Bank","AM-DOGG-8B","","Wind","Offshore_Wind 3",false,false,false,true,"Forewind Consortia (SSE Renewables & RWE Npower *","NGET","P7","NGC South","","Future",null,"Scoping",0,0,true,"- Contracted 6GW, estimated capacity target (max) 7.2GW, see link (Greg Hunt 05/01/2015)\n\nPhases as per the TEC register:\n\nPhase                              TEC         Effective Date\nDogger Bank Platform 1\t500MW \t01/04/2019\nDogger Bank Platform 1\t"]
["DOGGE001","Dogger Bank","AM-DOGG-9A","","Wind","Offshore_Wind 3",false,false,false,true,"Forewind Consortia (SSE Renewables & RWE Npower *","NGET","J1","NGC South","","Future",null,"Scoping",0,0,true,"- Contracted 6GW, estimated capacity target (max) 7.2GW, see link (Greg Hunt 05/01/2015)\n\nPhases as per the TEC register:\n\nPhase                              TEC         Effective Date\nDogger Bank Platform 1\t500MW \t01/04/2019\nDogger Bank Platform 1\t"]
["DOGGE001","Dogger Bank","AM-DOGG-9B","","Wind","Offshore_Wind 3",false,false,false,true,"Forewind Consortia (SSE Renewables & RWE Npower *","NGET","J1","NGC South","","Future",null,"Scoping",0,0,true,"- Contracted 6GW, estimated capacity target (max) 7.2GW, see link (Greg Hunt 05/01/2015)\n\nPhases as per the TEC register:\n\nPhase                              TEC         Effective Date\nDogger Bank Platform 1\t500MW \t01/04/2019\nDogger Bank Platform 1\t"]
["DOREN001","Dorenell","AM-DORNW-1","","Wind","Onshore Wind",false,false,false,true,"Infinergy Ltd","SHET","T1","SSE North","","Future",2018,"Awaiting Consents",220,3,true,"- First application for consents rejected.  As of September 2013 Dornell are looking at maximising the potential of the project in preperation to submit another planning application.  (Greg Hunt - 24/12/2013 Link: http://www.dorenellwindfarm.co.uk/)\n- TE"]
["DRAX001","Drax","DRAXX-1","DRAX41","Coal","Coal",true,false,false,false,"Drax Power Ltd","NGET","P4","NGC South","1974","Existing",2012,"Existing",638,0,true,"- Drax have confirmed their intention to convert 3 units to biomass and a 4th if the investment environment is right (04/12/2014 Source; FES 121)\n- Power station as a whole will comply with IED legislation due to the decreased emissions from the biomass "]
["DRAX001","Drax","DRAXX-2","DRAX41","Coal","Coal",true,false,false,false,"Drax Power Ltd","NGET","P4","NGC South","1974","Existing",2012,"Existing",638,0,true,"- Drax have confirmed their intention to convert 3 units to biomass and a 4th if the investment environment is right (04/12/2014 Source; FES 121)\n- Power station as a whole will comply with IED legislation due to the decreased emissions from the biomass "]
["DRAX001","Drax","DRAXX-3","DRAX41","Coal","Coal",true,false,false,false,"Drax Power Ltd","NGET","P4","NGC South","1974","Existing",2012,"Existing",638,0,true,"- Drax have confirmed their intention to convert 3 units to biomass and a 4th if the investment environment is right (04/12/2014 Source; FES 121)\n- Power station as a whole will comply with IED legislation due to the decreased emissions from the biomass "]
["DRAX001","Drax","DRAXX-4","DRAX41","Coal","Coal",true,false,false,false,"Drax Power Ltd","NGET","P4","NGC South","1974","Existing",2012,"Existing",638,0,true,"- Drax have confirmed their intention to convert 3 units to biomass and a 4th if the investment environment is right (04/12/2014 Source; FES 121)\n- Power station as a whole will comply with IED legislation due to the decreased emissions from the biomass "]
["DRAX001","Drax","DRAXX-5","DRAX41","Coal","Coal",true,false,false,false,"Drax Power Ltd","NGET","P4","NGC South","1974","Existing",2012,"Existing",638,0,true,"- Drax have confirmed their intention to convert 3 units to biomass and a 4th if the investment environment is right (04/12/2014 Source; FES 121)\n- Power station as a whole will comply with IED legislation due to the decreased emissions from the biomass "]
["DRAX001","Drax","DRAXX-6","DRAX41","Coal","Coal",true,false,false,false,"Drax Power Ltd","NGET","P4","NGC South","1974","Existing",2012,"Existing",638,0,true,"- Drax have confirmed their intention to convert 3 units to biomass and a 4th if the investment environment is right (04/12/2014 Source; FES 121)\n- Power station as a whole will comply with IED legislation due to the decreased emissions from the biomass "]
["DRAXB001","Drax Biomass CCS","ES-DRABC-1","","CCS","CCS_Coal",false,false,false,true,"Drax Power Ltd","NGET","P4","NGC South","","Future",null,"Scoping",304,1,false,""]
["DRAXC002","Drax CCS","AM-DRAXC-1","","CCS","CCS_Coal",false,false,false,true,"Capture Power Ltd (Alstom, Drax, BOC) and Nationa","NGET","P4","NGC South","","Future",null,"Scoping",1916,1,false,"- FID not yet taken (likely to be taken in 2015)\n- Drax optomistic about this project but note that the risk will be transporting and storing the CO2\n- 3 to 4 year build program (121 - 12/11/2014)"]
["DRAXC003","Drax Conversion","AM-DRAXX-1","","Biomass","Biomass Conversion",false,false,false,true,"Drax Power Ltd","NGET","P4","NGC South","","Existing",2013,"Existing",630,0,true,"- Confirmation Drax will converting 3 units to biomass and a 4th if the investment conditions are right (121 meeting - 12/11/2014)\n- Drax have been awarded a £75m guarantee in terms of government funding for this project"]
["DRAXC003","Drax Conversion","AM-DRAXX-2","","Biomass","Biomass Conversion",false,false,false,true,"Drax Power Ltd","NGET","P4","NGC South","","Existing",2014,"Existing",630,0,true,"- Confirmation Drax will converting 3 units to biomass and a 4th if the investment conditions are right (121 meeting - 12/11/2014)\n- Drax have been awarded a £75m guarantee in terms of government funding for this project"]
["DRAXC003","Drax Conversion","AM-DRAXX-3","","Biomass","Biomass Conversion",false,false,false,true,"Drax Power Ltd","NGET","P4","NGC South","","Future",null,"Scoping",630,0,true,"- Confirmation Drax will converting 3 units to biomass and a 4th if the investment conditions are right (121 meeting - 12/11/2014)\n- Drax have been awarded a £75m guarantee in terms of government funding for this project"]
["DRAXC003","Drax Conversion","AM-DRAXX-4",null,"Biomass","Biomass Conversion",false,false,false,true,"Drax Power Ltd","NGET","P4","NGC South","","Future",null,"Scoping",630,0]
["DRAXG001","Drax GT","DRAXX-10G","DRAX41","Gas","GT",false,false,false,true,"Drax Power Ltd","NGET","P4","NGC South","1974","Existing",2012,"Existing",25,0,true,""]
["DRAXG001","Drax GT","DRAXX-12G","DRAX41","Gas","GT",false,false,false,true,"Drax Power Ltd","NGET","P4","NGC South","1974","Existing",2012,"Existing",25,0,true,""]
["DRAXG001","Drax GT","DRAXX-9G","DRAX41","Gas","GT",false,false,false,true,"Drax Power Ltd","NGET","P4","NGC South","1974","Existing",2012,"Existing",25,0,true,""]
["DRUIM002","Druim Leathann","ES-DRUI-1","","Wind","Onshore Wind",false,false,false,true,"Druim Leathann Windfarm Ltd","SHET","T1","SSE South","","Future",2019,"Consents Approved",39,4,true,""]
["DRUMD001","Drumderg","DRDGW-1","COUA","Wind","Onshore Wind",false,false,false,true,"SSE Ltd","SHET","T4","SSE South","","Existing",2012,"Existing",37,0,true,""]
["DUDGE001","Dudgeon","AM-DUDG-1","Necton (new)","Wind","Offshore_Wind 2",false,false,false,true,"Statoil & Statkraft","NGET","J1","NGC South","","Future",2016,"Consents Approved",400,4,true,"- Capacity decrease from 500 to 400MW (Greg Hunt - 13/01/2014 Link: http://dudgeonoffshorewind.co.uk/news/news23_12_13.php)\n- Pre qualified for FID enabling (Greg Hunt - 24/12/2013 Link: http://dudgeonoffshorewind.co.uk/)\n- Expected to make FID by the e"]
["DUDGE002","Dudgeon Extension","ES-DUDEW-1","","Wind","Offshore_Wind 2.5",false,false,false,true,"Dudgeon Offshore Wind Limited","NGET","J1","NGC South","","Future",null,"Scoping",0,1,false,"Find out if this project is still valid. Info not readily available on the extension. MLP 11/12/2014"]
["DUMMU001","Dummuies","DUMMW-1","","Wind","Onshore Wind",false,false,false,true,"Dummuies Wind Farm Huntly Ltd","SHET","T1","SSE North","","Existing",2012,"Existing",12,0,true,""]
["DUNGE002","Dungeness B","DNGB21","DUNG4","Nuclear","Nuclear_AGR",false,false,false,true,"EDF","NGET","C4","NGC South","1985","Existing",null,"Existing",540,0,true,""]
["DUNGE002","Dungeness B","DNGB22","DUNG4","Nuclear","Nuclear_AGR",false,false,false,true,"EDF","NGET","C4","NGC South","1985","Existing",null,"Existing",540,0,true,""]
["DUNLA001","Dunlaw Extension","DNLWW-1","DUNE","Wind","Onshore Wind",false,false,false,true,"Scottish Power Ltd","SPTL","S1","SP South","","Existing",2012,"Existing",30,0,true,""]
["DUNMA001","Dunmaglass","AM-DUMNW-1","","Wind","Onshore Wind",false,false,false,true,"SSE Ltd","SHET","T1","SSE South","","Future",2015,"Under Construction",94,5,true,"- Construction due to commence following enabling works due to finish in Spring 2014 (Greg Hunt - 24/12/2013 Link: http://www.sse.com/Dunmaglass/ProjectInformation/)\n- TEC reduced from 98 to 94 as per TEC register. MLP 23/12/2014"]
["EARLS001","Earlsburn","EARBW-1","EARB","Wind","Onshore Wind",false,false,false,true,"Falck Renewables","SPTL","S5","SP North","","Existing",2012,"Existing",35,0,true,""]
["EARLS002","Earlshaugh","EHAUW-1","","Wind","Onshore Wind",false,false,false,true,"Wind Energy Ltd","SPTL","S1","SP South","","Future",2017,"Awaiting Consents",55,3,true,""]
["EASTA001","East Anglia","AM-EANG-1","BRFO40","Wind","Offshore_Wind 3",false,false,false,true,"Scottish Power Ltd","NGET","J5","NGC South","","Future",2018,"Scoping",1200,2,true,"- 1.2GW has consents MLP 11/12/2014\n\nPhased as per TEC register:\n\nPhase            TEC        Effective Date\nEast Anglia 1 \t600MW \t01/04/2018\nEast Anglia 1 \t600MW 01/12/2018\nEast Anglia 2 \t400MW \t01/04/2023\nEast Anglia 2 \t400MW \t01/04/2023\nEast A"]
["EASTA001","East Anglia","AM-EANG-10","Bacton (new)","Wind","Offshore_Wind 3",false,false,false,true,"Scottish Power Ltd","NGET","J3","NGC South","","Future",null,"Scoping",0,2,true,"- 1.2GW has consents MLP 11/12/2014\n\nPhased as per TEC register:\n\nPhase            TEC        Effective Date\nEast Anglia 1 \t600MW \t01/04/2018\nEast Anglia 1 \t600MW 01/12/2018\nEast Anglia 2 \t400MW \t01/04/2023\nEast Anglia 2 \t400MW \t01/04/2023\nEast A"]
["EASTA001","East Anglia","AM-EANG-2","BRFO40","Wind","Offshore_Wind 3",false,false,false,true,"Scottish Power Ltd","NGET","J5","NGC South","","Future",2023,"Scoping",1200,2,true,"- 1.2GW has consents MLP 11/12/2014\n\nPhased as per TEC register:\n\nPhase            TEC        Effective Date\nEast Anglia 1 \t600MW \t01/04/2018\nEast Anglia 1 \t600MW 01/12/2018\nEast Anglia 2 \t400MW \t01/04/2023\nEast Anglia 2 \t400MW \t01/04/2023\nEast A"]
["EASTA001","East Anglia","AM-EANG-3","BRFO40","Wind","Offshore_Wind 3",false,false,false,true,"Scottish Power Ltd","NGET","J5","NGC South","","Future",2021,"Scoping",1200,2,true,"- 1.2GW has consents MLP 11/12/2014\n\nPhased as per TEC register:\n\nPhase            TEC        Effective Date\nEast Anglia 1 \t600MW \t01/04/2018\nEast Anglia 1 \t600MW 01/12/2018\nEast Anglia 2 \t400MW \t01/04/2023\nEast Anglia 2 \t400MW \t01/04/2023\nEast A"]
["EASTA001","East Anglia","AM-EANG-4","BRFO40","Wind","Offshore_Wind 3",false,false,false,true,"Scottish Power Ltd","NGET","J5","NGC South","","Future",2022,"Scoping",1200,2,true,"- 1.2GW has consents MLP 11/12/2014\n\nPhased as per TEC register:\n\nPhase            TEC        Effective Date\nEast Anglia 1 \t600MW \t01/04/2018\nEast Anglia 1 \t600MW 01/12/2018\nEast Anglia 2 \t400MW \t01/04/2023\nEast Anglia 2 \t400MW \t01/04/2023\nEast A"]
["EASTA001","East Anglia","AM-EANG-5","BRFO40","Wind","Offshore_Wind 3",false,false,false,true,"Scottish Power Ltd","NGET","J3","NGC South","","Future",2024,"Scoping",1000,2,true,"- 1.2GW has consents MLP 11/12/2014\n\nPhased as per TEC register:\n\nPhase            TEC        Effective Date\nEast Anglia 1 \t600MW \t01/04/2018\nEast Anglia 1 \t600MW 01/12/2018\nEast Anglia 2 \t400MW \t01/04/2023\nEast Anglia 2 \t400MW \t01/04/2023\nEast A"]
["EASTA001","East Anglia","AM-EANG-6","BRFO40","Wind","Offshore_Wind 3",false,false,false,true,"Scottish Power Ltd","NGET","J3","NGC South","","Future",2025,"Scoping",1400,2,true,"- 1.2GW has consents MLP 11/12/2014\n\nPhased as per TEC register:\n\nPhase            TEC        Effective Date\nEast Anglia 1 \t600MW \t01/04/2018\nEast Anglia 1 \t600MW 01/12/2018\nEast Anglia 2 \t400MW \t01/04/2023\nEast Anglia 2 \t400MW \t01/04/2023\nEast A"]
["EASTA001","East Anglia","AM-EANG-7","Lowestoft (new)","Wind","Offshore_Wind 3",false,false,false,true,"Scottish Power Ltd","NGET","J3","NGC South","","Future",null,"Scoping",0,2,true,"- 1.2GW has consents MLP 11/12/2014\n\nPhased as per TEC register:\n\nPhase            TEC        Effective Date\nEast Anglia 1 \t600MW \t01/04/2018\nEast Anglia 1 \t600MW 01/12/2018\nEast Anglia 2 \t400MW \t01/04/2023\nEast Anglia 2 \t400MW \t01/04/2023\nEast A"]
["EASTA001","East Anglia","AM-EANG-8","Lowestoft (new)","Wind","Offshore_Wind 3",false,false,false,true,"Scottish Power Ltd","NGET","J3","NGC South","","Future",null,"Scoping",0,2,true,"- 1.2GW has consents MLP 11/12/2014\n\nPhased as per TEC register:\n\nPhase            TEC        Effective Date\nEast Anglia 1 \t600MW \t01/04/2018\nEast Anglia 1 \t600MW 01/12/2018\nEast Anglia 2 \t400MW \t01/04/2023\nEast Anglia 2 \t400MW \t01/04/2023\nEast A"]
["EASTA001","East Anglia","AM-EANG-9","Bacton (new)","Wind","Offshore_Wind 3",false,false,false,true,"Scottish Power Ltd","NGET","J2","NGC South","","Future",null,"Scoping",0,2,true,"- 1.2GW has consents MLP 11/12/2014\n\nPhased as per TEC register:\n\nPhase            TEC        Effective Date\nEast Anglia 1 \t600MW \t01/04/2018\nEast Anglia 1 \t600MW 01/12/2018\nEast Anglia 2 \t400MW \t01/04/2023\nEast Anglia 2 \t400MW \t01/04/2023\nEast A"]
["EDINB001","Edinbane","EDINW-1","EDIN","Wind","Onshore Wind",false,false,false,true,"Vattenfall Ltd","SHET","T1","SSE South","","Existing",2012,"Existing",41,0,true,""]
["EDINT001","Edintore Wind Farm","ES-EDIN-1","","Wind","Onshore Wind",false,false,false,true,"Scottish Hydro Electric Power Distribution plc","SHET","T1","SSE South","","Future",2016,"Under Construction",21,6,true,""]
["EGGBO001","Eggborough","EGGPS-1","EGGB42","Coal","Coal",false,false,false,false,"Eggborough Power Ltd","NGET","P6","NGC South","1968","Existing",2012,"Existing",482,0,true,"- Eggborough sold to a Czech utility company (EPH) - 05/11/2014 Source: http://www.eggboroughpower.co.uk/About-Us/News.aspx)\n- Not short listed as one of the provisionally affordable renewable plant for  FID enabling (Greg Hunt - 13/01/2014 Link: https:/"]
["EGGBO001","Eggborough","EGGPS-2","EGGB42","Coal","Coal",false,false,false,false,"Eggborough Power Ltd","NGET","P6","NGC South","1968","Existing",2012,"Existing",482,0,true,"- Eggborough sold to a Czech utility company (EPH) - 05/11/2014 Source: http://www.eggboroughpower.co.uk/About-Us/News.aspx)\n- Not short listed as one of the provisionally affordable renewable plant for  FID enabling (Greg Hunt - 13/01/2014 Link: https:/"]
["EGGBO001","Eggborough","EGGPS-3","EGGB42","Coal","Coal",false,false,false,false,"Eggborough Power Ltd","NGET","P6","NGC South","1968","Existing",2012,"Existing",488,0,true,"- Eggborough sold to a Czech utility company (EPH) - 05/11/2014 Source: http://www.eggboroughpower.co.uk/About-Us/News.aspx)\n- Not short listed as one of the provisionally affordable renewable plant for  FID enabling (Greg Hunt - 13/01/2014 Link: https:/"]
["EGGBO001","Eggborough","EGGPS-4","EGGB42","Coal","Coal",false,false,false,false,"Eggborough Power Ltd","NGET","P6","NGC South","1968","Existing",2012,"Existing",488,0,true,"- Eggborough sold to a Czech utility company (EPH) - 05/11/2014 Source: http://www.eggboroughpower.co.uk/About-Us/News.aspx)\n- Not short listed as one of the provisionally affordable renewable plant for  FID enabling (Greg Hunt - 13/01/2014 Link: https:/"]
["EISHK001","Eishken","AM-EISE-1","EISE","Wind","Onshore Wind",false,false,false,true,"International Power","SHET","T1","SSE South","","Future",2019,"Consents Approved",133,4,true,""]
["ENFIE001","Enfield","EECL-1","BRIM1","Gas","CCGT_Exist",false,false,false,false,"E.ON UK plc","NGET","A3","NGC South","1999","Existing",2012,"Existing",408,0,true,"- On an extended outage until 15th January 2015 (10/11/2014)"]
["ERROC001","Errochty","ERRO-1","ERRO","Hydro","Hydro",false,false,false,true,"SSE Ltd","SHET","T4","SSE South","1955","Existing",2012,"Existing",25,0,true,""]
["ERROC001","Errochty","ERRO-2","ERRO","Hydro","Hydro",false,false,false,true,"SSE Ltd","SHET","T4","SSE South","1955","Existing",2012,"Existing",25,0,true,""]
["ERROC001","Errochty","ERRO-3","ERRO","Hydro","Hydro",false,false,false,true,"SSE Ltd","SHET","T4","SSE South","1955","Existing",2012,"Existing",25,0,true,""]
["EWEHI001","Ewe Hill","EWHLW-1","EWEH","Wind","Onshore Wind",false,false,false,true,"Scottish Power Ltd","SPTL","S1","SP South","","Future",2016,"Consents Approved",51,4,true,"- 51MW approved according to SP website and RUK. There is an additional 12MW connecting into Chappelcross GSP on the embedded regsiter (have classed this 12MW as embedded for now - need to ask Scottish TOs for intel on this) - Greg Hunt 09/01/2015"]
["EXXON001","Exxon Mossmoran","MOSWD-1","MOSM","Gas","CHP",false,false,false,false,"Exxon Mobil","SPTL","S5","SP North","2000","Existing",null,"Existing",16,0,true,""]
["FAIRB002","Fairburn Wind Farm","FRBRW-1","FAWI","Wind","Onshore Wind",false,false,false,true,"Scottish Hydro Electric Power Distribution plc","SHET","T1","SSE North","","Existing",null,"Existing",40,0,true,""]
["FALLA001","Fallago","FALGW-1","","Wind","Onshore Wind",false,false,false,true,"Fallago Rig Wind Farm Ltd","SPTL","S1","SP South","","Existing",2013,"Existing",144,0,true,""]
["FARR001","Farr","FAARW-1","FAAR","Wind","Onshore Wind",false,false,false,true,"Farr Wind Farm Limited","SHET","T1","SSE South","","Existing",2012,"Existing",92,0,true,""]
["FASNA001","Fasnakyle","FASN-1","FASN","Hydro","Hydro",false,false,false,true,"SSE Ltd","SHET","T1","SSE South","1951","Existing",2012,"Existing",23,0,true,""]
["FASNA001","Fasnakyle","FASN2","FASN","Hydro","Hydro",false,false,false,true,"SSE Ltd","SHET","T1","SSE South","1951","Existing",2012,"Existing",23,0,true,""]
["FASNA001","Fasnakyle","FASN3","FASN","Hydro","Hydro",false,false,false,true,"SSE Ltd","SHET","T1","SSE South","1951","Existing",2012,"Existing",23,0,true,""]
["FASNA001","Fasnakyle","FASN-4","FASN","Hydro","Hydro",false,false,false,true,"SSE Ltd","SHET","T1","SSE South","1951","Existing",2012,"Existing",8,0,true,""]
["FAWLE003","Fawley CHP","FAWN-1","FAWL10","Gas","CHP",false,false,false,false,"RWE Npower Ltd","NGET","B2","NGC South","1999","Existing",2012,"Existing",158,0,true,""]
["FERRY002","Ferrybridge C","FERR-3","FERR2","Coal","Coal",false,true,false,true,"SSE Ltd","NGET","P5","NGC South","1966","Existing",2012,"Existing",488,0,true,"- GTs shut from 01/04/2015 -34MW (Greg Hunt 24/12/2014)"]
["FERRY002","Ferrybridge C","FERR-4","FERR2","Coal","Coal",false,true,false,true,"SSE Ltd","NGET","P5","NGC South","1966","Existing",2012,"Existing",488,0,true,"- GTs shut from 01/04/2015 -34MW (Greg Hunt 24/12/2014)"]
["FERRY004","Ferrybridge C GT","FERR-5G","FERR2","Gas","GT",false,false,false,true,"SSE Ltd","NGET","P5","NGC South","1966","Existing",2012,"Existing",17,0,true,""]
["FERRY004","Ferrybridge C GT","FERR-8G","FERR2","Gas","GT",false,false,false,true,"SSE Ltd","NGET","P5","NGC South","1966","Existing",2012,"Existing",17,0,true,""]
["FETTE001","Fetteresso","ES-FETT-1","Mid Hill","Wind","Onshore Wind",false,false,false,true,"Fetteresso Wind Limited","SHET","","","","Future",2018,"Consents Approved",34,4,true,""]
["FFEST001","Ffestiniog","FFES-1","FFES2","Pumped_Storage","Pumped_Storage",false,false,false,true,"Int Power","NGET","M7","NGC South","1961","Existing",2012,"Existing",90,0,true,""]
["FFEST001","Ffestiniog","FFES-2","FFES2","Pumped_Storage","Pumped_Storage",false,false,false,true,"Int Power","NGET","M7","NGC South","1961","Existing",2012,"Existing",90,0,true,""]
["FFEST001","Ffestiniog","FFES-3","FFES2","Pumped_Storage","Pumped_Storage",false,false,false,true,"Int Power","NGET","M7","NGC South","1961","Existing",2012,"Existing",90,0,true,""]
["FFEST001","Ffestiniog","FFES-4","FFES2","Pumped_Storage","Pumped_Storage",false,false,false,true,"Int Power","NGET","M7","NGC South","1961","Existing",2012,"Existing",90,0,true,""]
["FIDDL001","Fiddlers Ferry","FIDL-1","FIDF21","Coal","Coal",false,true,false,false,"SSE Ltd","NGET","N1","NGC South","1971","Existing",2012,"Existing",485,0,true,"- SSE are committed to investing in this plant to ensure it complies with the IED (See project link - Greg Hunt 17/12/2014)\n- TNP In. SSE plan to trial a significant investment on one of the units in early 2014 which will significantly reduce emissions a"]
["FIDDL001","Fiddlers Ferry","FIDL-2","FIDF21","Coal","Coal",false,true,false,false,"SSE Ltd","NGET","N1","NGC South","1971","Existing",2012,"Existing",485,0,true,"- SSE are committed to investing in this plant to ensure it complies with the IED (See project link - Greg Hunt 17/12/2014)\n- TNP In. SSE plan to trial a significant investment on one of the units in early 2014 which will significantly reduce emissions a"]
["FIDDL001","Fiddlers Ferry","FIDL-3","FIDF21","Coal","Coal",false,true,false,false,"SSE Ltd","NGET","N1","NGC South","1971","Existing",2012,"Existing",485,0,true,"- SSE are committed to investing in this plant to ensure it complies with the IED (See project link - Greg Hunt 17/12/2014)\n- TNP In. SSE plan to trial a significant investment on one of the units in early 2014 which will significantly reduce emissions a"]
["FIDDL001","Fiddlers Ferry","FIDL-4","FIDF21","Coal","Coal",false,true,false,false,"SSE Ltd","NGET","N1","NGC South","1971","Existing",2012,"Existing",498,0,true,"- SSE are committed to investing in this plant to ensure it complies with the IED (See project link - Greg Hunt 17/12/2014)\n- TNP In. SSE plan to trial a significant investment on one of the units in early 2014 which will significantly reduce emissions a"]
["FIDDL002","Fiddlers Ferry GT","FIDL-2G","FIDF21","Gas","GT",false,false,false,true,"SSE Ltd","NGET","N1","NGC South","1971","Existing",2012,"Existing",17,0,true,""]
["FIDDL002","Fiddlers Ferry GT","FIDL-3G","FIDF21","Gas","GT",false,false,false,true,"SSE Ltd","NGET","N1","NGC South","1971","Existing",2012,"Existing",17,0,true,""]
["FINLA001","Finlarig","FINL-1","FINL","Hydro","Hydro",false,false,false,true,"SSE Ltd","SHET","T4","SSE South","1955","Existing",2012,"Existing",16,0,true,""]
["FIRTH001","Firth of Forth SHETL","AM-FIRF-1","","Wind","Offshore_Wind 3",false,false,false,true,"Seagreen Wind Energy Limited","SHET","T4","SSE South","","Future",2018,"Consents Approved",1075,4,true,"Phases as per the TEC register:\n\nPhase                                                       TEC       Effective Date\nFirth of Forth Offshore Wind Farm 1A\t\t\t 545MW \t22/06/2018\nFirth of Forth Offshore Wind Farm 1B \t\t\t530MW \t22/06/2018"]
["FIRTH002","Firth of Forth SPTL","AM-FIRF-2","","Wind","Offshore_Wind 3",false,false,false,true,"Seagreen Wind Energy Limited","SPTL","S1","SP North","","Future",2021,"Consents Approved",2615,4,true,"- TEC / completion date and status changing according to Intel (04/12/2014 Source; CS Monthly Report September 2014)\n\nPhases as per the TEC register:\nPhase                                                                                     TEC        E"]
["FOYER001","Foyers","FOYE-1","FOYE","Pumped_Storage","Pumped_Storage",false,false,false,true,"SSE Ltd","SHET","T1","SSE South","1974","Existing",2012,"Existing",150,0,true,""]
["FOYER001","Foyers","FOYE-2","FOYE","Pumped_Storage","Pumped_Storage",false,false,false,true,"SSE Ltd","SHET","T1","SSE South","1974","Existing",2012,"Existing",150,0,true,""]
["FREAS001","Freasdail","ES-FREA-1","Crossaig 132kV Substation","Wind","Onshore Wind",false,false,false,true,"RES UK & Ireland Ltd","SHET","","","","Future",2020,"Consents Approved",28,4,true,""]
["GALAW001","Galawhistle","AM-GAWH-1","","Wind","Onshore Wind",false,false,false,true,"Infinis","SPTL","S1","SP South","","Future",2017,"Consents Approved",55,4,true,""]
["GALLO001","Galloper","GAOF-1","Leiston (new)","Wind","Offshore_Wind 2.5",false,false,false,true,"SSE Ltd","NGET","J2","NGC South","10/31/2016","Future",2017,"Consents Approved",500,4,true,"- Galloper Wind Farm issued a press release stating the project will not progress in it's current form.  A mod app will be submitted to align dates with a new project programme (Greg Hunt 04/12/2014 Source; Customer Services Monthly Report - October 2014)"]
["GLENA001","Glen App Windfarm","ES-GLENA-1","","Wind","Onshore Wind",false,false,false,true,"ScottishPower Renewables (UK) Ltd","SPTL","S1","SP South","","Future",2018,"Awaiting Consents",51,3,true,"- Phased project: 32.2MW due 31/10/2016 with a further 17.8 due on 31/06/2108. MLP 05/01/15."]
["GLENC001","Glencassley","ES-GLEN-1","","Wind","Onshore Wind",false,false,false,true,"Scottish Hydro Electric Power Distribution plc","SHET","T5","SSE North","","Future",2020,"Consents Approved",65,4,true,""]
["GLEND001","Glendoe","GLNDO-1","GLDO","Hydro","Hydro",false,false,false,true,"SSE Ltd","SHET","T1","SSE South","2008","Existing",2012,"Existing",100,0,true,""]
["GLENK001","Glen Kyllachy","ES-GLENK-1","","Wind","Onshore Wind",false,false,false,true,"RWE Npower","SHET","T1","SSE South","","Future",2018,"Consents Refused",48,-1,true,"- Consents refused - August 2014"]
["GLENM001","Glenmorie","AM-GLMO-1","","Wind","Onshore Wind",false,false,false,true,"Wind Energy Ltd","SHET","T5","SSE North","","Future",2018,"Awaiting Consents",114,3,true,""]
["GLENM002","Glenmoriston","AM-GLEN-3","GLEN","Hydro","Hydro",false,false,false,true,"SSE Ltd","SHET","T1","SSE South","1957","Existing",2019,"Existing",6,0,true,""]
["GLENM002","Glenmoriston","GLEN-1","GLEN","Hydro","Hydro",false,false,false,true,"SSE Ltd","SHET","T1","SSE South","1957","Existing",2012,"Existing",18,0,true,""]
["GLENM002","Glenmoriston","GLEN-2","GLEN","Hydro","Hydro",false,false,false,true,"SSE Ltd","SHET","T1","SSE South","1957","Existing",2012,"Existing",18,0,true,""]
["GLENM003","Glenmount","ES-GLENMT-1","","Wind","Onshore Wind",false,false,false,true,"RWE Npower","SPTL","S1","SP South","","Future",2019,"Scoping",73,2,true,"Check installed capacity - RWE website states up to 50MW only (Greg Hunt 10/12/2013 Link: http://www.rwe.com/web/cms/en/1785742/rwe-innogy/sites/wind-onshore/united-kingdom/in-development/glenmount/)\n- Checked website again, and it states \"The 19 turbine"]
["GLENS001","Glens of Foudland","GLOFW-1","","Wind","Onshore Wind",false,false,false,true,"Glens of Foudland Wind Farm Ltd","SHET","T1","SSE South","","Existing",2012,"Existing",26,0,true,""]
["GLENU001","Glen Ullinish","ES-GLENU-1","","Wind","Onshore Wind",false,false,false,true,"Kilmac Energy","SHET","T1","SSE South","","Future",2021,"Scoping",42,2,true,""]
["GORDO001","Gordonbush","GORWW-1","GORW","Wind","Onshore Wind",false,false,false,true,"SSE Ltd","SHET","T5","SSE North","","Existing",2012,"Existing",70,0,true,""]
["GORDO003","Gordonbush Extension","ES-GORD-1","Gordonbush","Wind","Onshore Wind",false,false,false,true,"SSE Generation Ltd","SHET","T5","SSE North","","Future",2020,"Scoping",38,2,true,""]
["GORDO004","Gordonstown Hill","GDSTW-1","Kintore","Wind","Onshore Wind",false,false,false,true,"Gordonstown Hill Wind Farm","SHET","T2","SSE North","","Existing",0,"Existing",12,0,true,""]
["GRAIN001","Grain (CCGT)","GRAI-6","GRAI40","Gas","CCGT_Exist",true,false,false,false,"E.ON UK plc","NGET","C3","NGC South","2011","Existing",2012,"Existing",430,0,true,"- TEC regsiter states 1524 decreasing to 1517 on 01/04/2015 (Greg Hunt 12/12/2014)"]
["GRAIN001","Grain (CCGT)","GRAI-7","GRAI40","Gas","CCGT_Exist",true,false,false,false,"E.ON UK plc","NGET","C3","NGC South","2011","Existing",2012,"Existing",430,0,true,"- TEC regsiter states 1524 decreasing to 1517 on 01/04/2015 (Greg Hunt 12/12/2014)"]
["GRAIN001","Grain (CCGT)","GRAI-8","GRAI40","Gas","CCGT_Exist",true,false,false,false,"E.ON UK plc","NGET","C3","NGC South","2011","Existing",2012,"Existing",430,0,true,"- TEC regsiter states 1524 decreasing to 1517 on 01/04/2015 (Greg Hunt 12/12/2014)"]
["GRAIN003","Grain (Oil) GT","GRAI1G","GRAI40","Gas","GT",false,false,false,true,"E.ON UK plc","NGET","C3","NGC South","1979","Existing",null,"Existing",29,0,true,""]
["GRAIN003","Grain (Oil) GT","GRAI4G","GRAI40","Gas","GT",false,false,false,true,"E.ON UK plc","NGET","C3","NGC South","1979","Existing",null,"Existing",29,0,true,""]
["GRANG002","Grangemouth CCS","ES-GRAN-1","","CCS","CCS_Coal",false,false,false,true,"Summit Power Group, National Grid, Petrofac, Siem","SPTL","S1","SP South","","Future",null,"Scoping",700,1,false,""]
["GREAT001","Great Yarmouth","GYAR-1","NORW10","Gas","CCGT_Exist",true,false,false,false,"RWE Npower Ltd","NGET","J3","NGC South","2002","Existing",2012,"Existing",405,0,true,"- This should be IED In as commissioning date was 2002 (Greg Hunt 17/12/2014)"]
["GREAT002","Greater Gabbard","GRGBW-1","SIZE","Wind","Offshore_Wind 2",false,false,false,true,"SSE Ltd","NGET","J2","NGC South","2012","Existing",2012,"Existing",500,0,true,""]
["GREEN001","Greenwire-Pembroke","AM-IRISO-1","ALVE4","Wind","Onshore Wind",false,false,false,true,"Greenwire Ltd","NGET","M8","NGC South","","Future",2017,"Scoping",2000,2,true,""]
["GREEN002","Greenwire-Pentir","AM-IRISO-2","PEMB4","Wind","Onshore Wind",false,false,false,true,"Greenwire Ltd","NGET","H6","NGC South","","Future",2018,"Scoping",1000,2,true,""]
["GRIFF001","Griffin - Stage One","GRIFW-1","GRIF","Wind","Onshore Wind",false,false,false,true,"SSE Ltd","SHET","T4","SSE South","2012","Existing",null,"Existing",94,0,true,""]
["GRIFF001","Griffin - Stage One","GRIFW-2","GRIF","Wind","Onshore Wind",false,false,false,true,"SSE Ltd","SHET","T4","SSE South","2012","Existing",null,"Existing",94,0,true,""]
["GRIFF002","Griffin - Stage Two","AM-GRIFW-3","GRIF","Wind","Onshore Wind",false,false,false,true,"SSE Ltd","SHET","T4","SSE South","","Future",2016,"Awaiting Consents",15,3,true,""]
["GRUDI001","Grudie Bridge","GRUB-1","GRUB","Hydro","Hydro",false,false,false,true,"SSE Ltd","SHET","T1","SSE North","1950","Existing",2012,"Existing",11,0,true,""]
["GRUDI001","Grudie Bridge","GRUB-2","GRUB","Hydro","Hydro",false,false,false,true,"SSE Ltd","SHET","T1","SSE North","1950","Existing",2012,"Existing",11,0,true,""]
["GUNFL001","Gunfleet Sands","GNFSW-1","BRFO10 (embedded)","Wind","Offshore_Wind 1",false,false,false,true,"Dong Energy","NGET","J5","NGC South","2010","Existing",2012,"Existing",100,0,true,""]
["GUNFL001","Gunfleet Sands","GNFSW-2","BRFO10 (embedded)","Wind","Offshore_Wind 1",false,false,false,true,"Dong Energy","NGET","J5","NGC South","2010","Existing",2012,"Existing",64,0,true,""]
["GWYNT001","Gwynt Y Mor","GYMRW-1","BODE4","Wind","Offshore_Wind 2",false,false,false,true,"RWE Npower Ltd","NGET","M6","NGC South","2012","Existing",null,"Existing",565,0,true,""]
["HADYA001","Hadyard Hill","HADHW-1","HADH","Wind","Onshore Wind",false,false,false,true,"SSE Generation Ltd","SPTL","S1","SP South","","Existing",2012,"Existing",117,0,true,""]
["HALSA001","Halsary","AM_HASA-1","","Wind","Onshore Wind",false,false,false,true,"Scottish Power Ltd","SHET","T5","SSE North","","Future",2018,"Consents Approved",41,4,true,""]
["HAREH001","Hare Hill","ES-HARH-1","","Wind","Onshore Wind",false,false,false,false,"Scottish Power Renewables","SPTL","","","","Existing",0,"Existing",13,0,true,"Taken from embedded dataset due to future extension of 30MW. MLP 14/01/2015"]
["HAREH002","Hare Hill Extension","ES-HARH-2","","Wind","Onshore Wind",false,false,false,false,"Scottish Power Renewables","SPTL","","","","Future",2016,"Consents Approved",30,4,true,""]
["HAREL001","Harelaw","ES-HARE-1","","Wind","Onshore Wind",false,false,false,true,"Gamesa Energy UK Ltd","SPTL","S4","SP North","","Future",2015,"Consents Refused",80,-1,true,"- Latest Intelligence shows consents refused in October 2013 (Greg Hunt - 13/01/14 Source:  http://www.bbc.co.uk/news/uk-scotland-glasgow-west-24300626)"]
["HARES001","Harestanes","AM-HARE-1","HARE","Wind","Onshore Wind",false,false,false,true,"Scottish Power Ltd","SPTL","S1","SP South","","Existing",null,"Existing",146,0,true,"- 126MW Built & 20MW due on 01/04/2015 (Greg Hunt - 12/01/2015)"]
["HARES002","Harestanes Extension","AM-HARE-2","HARE","Wind","Onshore Wind",false,false,false,true,"ScottishPower Renewables (UK) Ltd","SPTL","S1","SP South","","Future",2016,"Under Construction",17,6,true,""]
["HARTL001","Hartlepool","HRTL-1","HATL20","Nuclear","Nuclear_AGR",false,false,false,true,"EDF","NGET","Q2","NGC North","1984","Existing",null,"Existing",604,0,true,""]
["HARTL001","Hartlepool","HRTL-2","HATL20","Nuclear","Nuclear_AGR",false,false,false,true,"EDF","NGET","Q2","NGC North","1984","Existing",null,"Existing",604,0,true,""]
["HATFI001","Hatfield CCS","ES-HATF-1","","CCS","CCS_Gas",false,false,false,true,"2Co Power (Yorkshire) Ltd","NGET","P8","NGC South","","Future",2016,"Consents Approved",800,4,true,""]
["HEYSH001","Heysham 1","HEYM11","HEYS","Nuclear","Nuclear_AGR",false,false,false,true,"EDF","NGET","R5","NGC North","1984","Existing",null,"Existing",607,0,true,""]
["HEYSH001","Heysham 1","HEYM12","HEYS","Nuclear","Nuclear_AGR",false,false,false,true,"EDF","NGET","R5","NGC North","1984","Existing",null,"Existing",596,0,true,""]
["HEYSH002","Heysham 2","HEYM27","HEYS","Nuclear","Nuclear_AGR",false,false,false,true,"EDF","NGET","R5","NGC North","1988","Existing",null,"Existing",601,0,true,""]
["HEYSH002","Heysham 2","HEYM28","HEYS","Nuclear","Nuclear_AGR",false,false,false,true,"EDF","NGET","R5","NGC North","1988","Existing",null,"Existing",602,0,true,""]
["HILLO001","Hill of Glaschyle","ES-HILG-1","Berryburn 275/33kV Substation","Wind","Onshore Wind",false,false,false,false,"Muirden Energy LLP","SHET","","","","Future",2018,"Consents Approved",28,4,true,""]
["HILLO002","Hill of Towie","HITOW-1","","Wind","Onshore Wind",false,false,false,true,"Hill of Towie Ltd","SHET","T1","SSE North","","Existing",2012,"Existing",48,0,true,""]
["HINKL001","Hinkley Point B","HINB-7","HINP","Nuclear","Nuclear_AGR",false,false,false,true,"EDF","NGET","E7","NGC South","1976","Existing",null,"Existing",459,0,true,"- TEC decrease of 200MW effective from 01/04/2016 (Greg Hunt 17/12/2014)\n- What is shown in the background is not the official TEC of the generator, it is the capacity shown on the EDF website that they provide to the system (Greg Hunt 17/12/2014)"]
["HINKL001","Hinkley Point B","HINB-8","HINP","Nuclear","Nuclear_AGR",false,false,false,true,"EDF","NGET","E7","NGC South","1976","Existing",null,"Existing",453,0,true,"- TEC decrease of 200MW effective from 01/04/2016 (Greg Hunt 17/12/2014)\n- What is shown in the background is not the official TEC of the generator, it is the capacity shown on the EDF website that they provide to the system (Greg Hunt 17/12/2014)"]
["HINKL002","Hinkley Point C","AM-HINC-1","HINP4","Nuclear","Nuclear_EPR",false,false,false,true,"EDF","NGET","E7","NGC South","","Future",2019,"Consents Approved",1670,4,true,"- State aid has granted EU support (Greg Hunt 04/12/2014 Source; New Power November 2014)\n- Strike Price announced @ £92.50 p/MWh for a duration of 35 years\n- If Sizewell C proceeds strike price will be decreased to £89.50\n- EDF Press release confirms "]
["HINKL002","Hinkley Point C","AM-HINC-2","HINP4","Nuclear","Nuclear_EPR",false,false,false,true,"EDF","NGET","E7","NGC South","","Future",2021,"Consents Approved",1670,4,true,"- State aid has granted EU support (Greg Hunt 04/12/2014 Source; New Power November 2014)\n- Strike Price announced @ £92.50 p/MWh for a duration of 35 years\n- If Sizewell C proceeds strike price will be decreased to £89.50\n- EDF Press release confirms "]
["HIRWA001","Hirwaun Power Station","ES-HIRW-1","","Gas","OCGT",true,false,false,false,"Hirwaun Power Ltd","NGET","","","","Future",2019,"Awaiting Consents",299,3,true,""]
["HORNS001","Hornsea","AM-HORN-1A","KILL4","Wind","Offshore_Wind 3",false,false,false,true,"Smart Wind Consortia *","NGET","P7","NGC South","","Future",2016,"Scoping",500,0,true,"Consent granted for 1.2GW 10 Dec 2014. Updated by MLP 10/12/2014"]
["HORNS001","Hornsea","AM-HORN-1B","KILL4","Wind","Offshore_Wind 3",false,false,false,true,"Smart Wind Consortia *","NGET","P7","NGC South","","Future",2017,"Scoping",500,0,true,"Consent granted for 1.2GW 10 Dec 2014. Updated by MLP 10/12/2014"]
["HORNS001","Hornsea","AM-HORN-2A","KILL4","Wind","Offshore_Wind 3",false,false,false,true,"Smart Wind Consortia *","NGET","P7","NGC South","","Future",2019,"Scoping",500,0,true,"Consent granted for 1.2GW 10 Dec 2014. Updated by MLP 10/12/2014"]
["HORNS001","Hornsea","AM-HORN-2B","KILL4","Wind","Offshore_Wind 3",false,false,false,true,"Smart Wind Consortia *","NGET","P7","NGC South","","Future",2020,"Scoping",500,0,true,"Consent granted for 1.2GW 10 Dec 2014. Updated by MLP 10/12/2014"]
["HORNS001","Hornsea","AM-HORN-3A","WALP","Wind","Offshore_Wind 3",false,false,false,true,"Smart Wind Consortia *","NGET","J1","NGC South","","Future",2020,"Scoping",500,0,true,"Consent granted for 1.2GW 10 Dec 2014. Updated by MLP 10/12/2014"]
["HORNS001","Hornsea","AM-HORN-3B","WALP","Wind","Offshore_Wind 3",false,false,false,true,"Smart Wind Consortia *","NGET","J1","NGC South","","Future",2021,"Scoping",500,0,true,"Consent granted for 1.2GW 10 Dec 2014. Updated by MLP 10/12/2014"]
["HORNS001","Hornsea","AM-HORN-4A","WALP","Wind","Offshore_Wind 3",false,false,false,true,"Smart Wind Consortia *","NGET","J1","NGC South","","Future",2022,"Scoping",500,0,true,"Consent granted for 1.2GW 10 Dec 2014. Updated by MLP 10/12/2014"]
["HORNS001","Hornsea","AM-HORN-4B","WALP","Wind","Offshore_Wind 3",false,false,false,true,"Smart Wind Consortia *","NGET","J1","NGC South","","Future",2023,"Scoping",500,0,true,"Consent granted for 1.2GW 10 Dec 2014. Updated by MLP 10/12/2014"]
["HUMBE001","Humber Gateway","HMGTO-1","","Wind","Offshore_Wind 2",false,false,false,true,"E.ON UK plc","NGET","P8","NGC South","","Future",2014,"Under Construction",220,6,true,"Connection Date slipped (Greg Hunt 09/12/2013)"]
["HUNTE001","Hunterston","HUNB-7","HUER","Nuclear","Nuclear_AGR",false,false,false,true,"EDF","SPTL","S2","SP South","1977","Existing",null,"Existing",497,0,true,""]
["HUNTE001","Hunterston","HUNB-8","HUER","Nuclear","Nuclear_AGR",false,false,false,true,"EDF","SPTL","S2","SP South","1977","Existing",null,"Existing",450,0,true,""]
["HUNTE002","Hunterston Test Centre","ES-HUNT-1","","Wind","Onshore Wind",false,false,false,true,"SSE","SHET","S2","SP South","","Existing",null,"Existing",25,0,true,""]
["IMMIN001","Immingham CHP","HUMR-1","HUMR40","Gas","CHP",false,false,false,false,"Conoco","NGET","P7","NGC South","2010","Existing",2012,"Existing",1218,0,true,""]
["INCHC001","Inch Cape","AM-INCH-1","","Wind","Offshore_Wind STW",false,false,false,true,"Repsol & EDP Renewables","SPTL","S1","SP South","","Future",2018,"Consents Approved",660,4,true,"- Mod app submitted to reduce TEC to 660MW and delay completion date to 01/04/2018 (04/12/2014 Source: CS Monthly Report September 2014)\n- Consents granted (Source: CS Monthly Report September 2014)\nTEC Register states 1050MW, RenewableUK states 784MW. "]
["INDIA001","Indian Queens","INDQ-1","INDQ40","Gas","OCGT",false,false,false,false,"Int Power","NGET","F6","NGC South","1996","Existing",2012,"Existing",140,0,true,""]
["INVER001","Inverawe","INAW-1","INAW","Hydro","Hydro",false,false,false,true,"SSE Ltd","SHET","T3","SSE South","1963","Existing",2012,"Existing",25,0,true,""]
["INVER002","Invergarry","INGA-1","INGA","Hydro","Hydro",false,false,false,true,"SSE Ltd","SHET","T1","SSE South","1956","Existing",2012,"Existing",20,0,true,""]
["IRONB001","Ironbridge Conversion","IRNPS-1","IRON40","Biomass","Biomass Conversion",false,false,false,true,"E.ON UK plc","NGET","L5","NGC South","","Existing",2013,"Existing",370,0,true,"TEC Register still displays this as coal and at 964MW"]
["IRONB001","Ironbridge Conversion","IRNPS-2","IRON40","Biomass","Biomass Conversion",false,false,false,true,"E.ON UK plc","NGET","L5","NGC South","","Existing",2013,"Existing",370,0,true,"TEC Register still displays this as coal and at 964MW"]
["KEADB001","Keadby","KEAD-1","KEAP","Gas","CCGT_Exist",false,false,false,false,"SSE Ltd","NGET","P8","NGC South","1994","Future",2015,"Mothballed",710,0,true,"- Keadby hace signed a mod app to increase their TEC to 735MW by 01/04/2017 (04/12/2014 Source: September 2014 CS Report) \n- SSE would expect to bring this plant back into operation before commissioning any new gas-fired capacity (Greg Hunt - 14/01/2014 "]
["KEADB002","Keadby (Black Start) GT","KEADGT-3","KEAP","Gas","GT",false,false,false,false,"SSE Ltd","NGET","P8","NGC South","1994","Future",2015,"Mothballed",25,0,true,"- This should be mothballed along with Keadby Power station and return when the main power station is assumed to return"]
["KEADB003","Keadby 2","AM-KEAD-2","","Gas","CCGT_New",true,false,false,false,"SSE Ltd","NGET","P8","NGC South","","Future",2016,"Awaiting Consents",710,3,true,"- FID not expected until 2016 at the earliest"]
["KENNO001","Kennoxhead","ES-KENN-1","","Wind","Onshore Wind",false,false,false,true,"PNE Wind UK","SPTL","S1","SP South","","Future",2019,"Awaiting Consents",60,3,true,""]
["KIERS001","Kiers Hill","ES-KIER-1","Coylton 132/33Kv","Wind","Onshore Wind",false,false,false,true,"RES UK & Ireland Ltd","SPTL","","","","Future",2018,"Scoping",58,2,true,""]
["KILBR001","Kilbruar","KILBW-1","","Wind","Onshore Wind",false,false,false,true,"","SHET","T5","SSE North","","Existing",2012,"Existing",67,0,true,""]
["KILDR001","Kildrummy","AM-KILD-1","","Wind","Onshore Wind",false,false,false,true,"Kildrummy Wind Farm Ltd","SHET","T2","SSE North","","Existing",2012,"Existing",18,0,true,"No record of this wind farm in either TEC or embedded register. We have metered data from Wokingham as it's a BMU. MLP 11/12/2014.\nRenewableUK have a record of this wind farm though. MLP 07/01/2015"]
["KILGA001","Kilgallioch","AM_KILG-1","Kilgallioch 132/33kV Substation","Wind","Onshore Wind",false,false,false,true,"ScottishPower Renewables (UK) Ltd","SPTL","S1","SP South","","Future",2016,"Consents Approved",274,4,true,"- Construction due to start late 2014 / early 2015 and last for 2 years (Greg Hunt - 24/12/2013 Link: http://www.scottishpowerrenewables.com/news/pages/scottishpower_renewables_receives_planning_consent_for_288mw_kilgallioch_windfarm.asp)"]
["KILIN001","Kilingholme","ES-KILI-1","","CCS","CCS_Gas",true,false,false,false,"C.GEN Killingholme Ltd","NGET","P7","NGC South","","Future",2016,"Consents Approved",490,4,true,"- TEC regsiter incorrectly states that this project is in the scoping phase.  A DCO has been granted on 11/09/2014.  (Greg Hunt 04/12/2014 Source: http://www.cgenpower.com/documents/Press%20release%20final.pdf)"]
["KILLI001","Killingholme 1","KILLPG-1","KILL42","Gas","CCGT_Exist",false,false,false,false,"E.ON UK plc","NGET","P7","NGC South","1992","Existing",2012,"Existing",450,0,true,""]
["KILLI001","Killingholme 1","KILLPG-2","KILL42","Gas","CCGT_Exist",false,false,false,false,"E.ON UK plc","NGET","P7","NGC South","1992","Existing",2012,"Existing",450,0,true,""]
["KILLI002","Killingholme 2","KILNS-1","KILL41","Gas","CCGT_Exist",false,false,false,false,"Centrica Ltd","NGET","P7","NGC South","1993","Existing",2012,"Existing",665,0,true,""]
["KILMO001","Kilmorack","KIOR-1","KIOR","Hydro","Hydro",false,false,false,true,"SSE Ltd","SHET","T1","SSE North","1962","Existing",2012,"Existing",10,0,true,""]
["KILMO001","Kilmorack","KIOR-2","KIOR","Hydro","Hydro",false,false,false,true,"SSE Ltd","SHET","T1","SSE North","1962","Existing",2012,"Existing",10,0,true,""]
["KINGS006","King's Lynn A","KLYN-A-1","KINL1A","Gas","CCGT_Exist",false,false,false,true,"Centrica Ltd","NGET","J1","NGC South",1996,"Future",2016,"Mothballed",365,0,true,"-Plant Mothballed"]
["KINGS001","King's Lynn B","KINL1-1","King's Lynn B (new)","Gas","CCGT_New",true,false,false,false,"Centrica Ltd","NGET","J1","NGC South","","Future",2017,"Consents Approved",981,4,true,"- NG consent to build network reinforcement"]
["KINGS005","Kingsnorth GT","KINO1G","KINO40","Gas","GT",false,false,false,true,"E.ON UK plc","NGET","C2","NGC South","1970","Closed",null,"Closed",0,0,true,"Plant Closed"]
["KINGS005","Kingsnorth GT","KINO4G","KINO40","Gas","GT",false,false,false,true,"E.ON UK plc","NGET","C2","NGC South","1970","Closed",null,"Closed",0,0,true,"Plant Closed"]
["KINLO001","Kinlochleven","KILO-1","KILO","Hydro","Hydro",false,false,false,true,"Alcan Aluminium UK Ltd","SHET","T1","SSE South","1909","Existing",2012,"Existing",20,0,true,""]
["KNOTT001","Knottingley Power","ES-KNOT-1","","Gas","CCGT_New",true,false,false,false,"ESBI","NGET","P5","NGC South","","Future",2018,"Consents Approved",500,4,true,"- Preliminary DCO (Development Consent Order) granted on 31st October 2014 (10/11/2014)\n- Construction expected to commene in 2015.  Expected to start generating in 2018 (Greg Hunt - 30/12/2013 Link: http://www.knottingleypower.co.uk/project-information)"]
["KNOTT001","Knottingley Power","ES-KNOT-2","","Gas","CCGT_New",true,false,false,false,"ESBI","NGET","P5","NGC South","","Future",2018,"Consents Approved",500,4,true,"- Preliminary DCO (Development Consent Order) granted on 31st October 2014 (10/11/2014)\n- Construction expected to commene in 2015.  Expected to start generating in 2018 (Greg Hunt - 30/12/2013 Link: http://www.knottingleypower.co.uk/project-information)"]
["KNOTT001","Knottingley Power","ES-KNOT-3","","Gas","CCGT_New",true,false,false,false,"ESBI","NGET","P5","NGC South","","Future",2018,"Consents Approved",500,4,true,"- Preliminary DCO (Development Consent Order) granted on 31st October 2014 (10/11/2014)\n- Construction expected to commene in 2015.  Expected to start generating in 2018 (Greg Hunt - 30/12/2013 Link: http://www.knottingleypower.co.uk/project-information)"]
["KYPEM001","Kype Muir","ES-KYPE-1","","Wind","Onshore Wind",false,false,false,true,"Banks Renewables","SPTL","S4","SP North","","Future",2018,"Awaiting Consents",100,3,true,"Completion date revised from 31/05/2019 to 30/06/2018. MLP 07/01/2015"]
["LAIRG001","Lairg - Achany","LAIG-1","","Wind","Onshore Wind",false,false,false,true,"SSE Generation Ltd","SHET","T5","SSE North","","Existing",2012,"Existing",38,0,true,""]
["LANGA001","Langage","LAGA-1","LANG40","Gas","CCGT_Exist",true,false,false,false,"Centrica Ltd","NGET","F6","NGC South","2010","Existing",2012,"Existing",905,0,true,"- Centrica confirmed their intention to sell this plant at some stage (121 Meeting - updated 12/11/2014)"]
["LEADH001","Leadhills","ES-LEAD-1","Leadhills 132/33kV","Wind","Onshore Wind",false,false,false,true,"Falck Renewables Wind Ltd","SPTL","","","","Future",2020,"Awaiting Consents",50,3,true,""]
["LETHA001","Lethans","ES-LETH-1","Lethans 132kV Substation","Wind","Onshore Wind",false,false,false,true,"Banks Renewables (Lethans Wind Farm) Limited","SPTL","","","","Future",2020,"Awaiting Consents",88,3,true,""]
["LIMEK001","Limekilns","ES-LIME-1","","Wind","Onshore Wind",false,false,false,true,"Infinergy Ltd","SHET","T5","SSE North","","Future",2020,"Scoping",90,2,true,""]
["LINCS001","Lincs","LNCSO-1","WALP","Wind","Offshore_Wind 2",false,false,false,true,"Centrica Ltd","NGET","J1","NGC South","","Existing",2013,"Existing",250,0,true,"Check TEC (75 Turbines @ 3.6MW - 270MW not 250MW)\nRenewableUK and developer (Centrica) state that TEC is 270MW - MLP 13/01/2015"]
["LITTL001","Little Barford","LBAR-1","LITB40","Gas","CCGT_Exist",false,false,false,false,"RWE Npower Ltd","NGET","J4","NGC South","1994","Existing",2012,"Existing",740,0,true,""]
["LITTL002","Littlebrook D","LITTD1","LITT40","Oil","Oil",false,false,false,true,"RWE Npower Ltd","NGET","A8","NGC South","1982","Existing",2012,"Existing",570,0,true,"- SBR Contract for winter 14/15 (10/11/2014)"]
["LITTL002","Littlebrook D","LITTD2","LITT40","Oil","Oil",false,false,false,true,"RWE Npower Ltd","NGET","A8","NGC South","1982","Existing",2012,"Existing",570,0,true,"- SBR Contract for winter 14/15 (10/11/2014)"]
["LITTL003","Littlebrook D GT","LITT1G","LITT40","Gas","GT",false,false,false,true,"RWE Npower Ltd","NGET","A8","NGC South","1982","Existing",2012,"Existing",35,0,true,""]
["LITTL003","Littlebrook D GT","LITT2G","LITT40","Gas","GT",false,false,false,true,"RWE Npower Ltd","NGET","A8","NGC South","1982","Existing",2012,"Existing",35,0,true,""]
["LITTL003","Littlebrook D GT","LITT3G","LITT40","Gas","GT",false,false,false,true,"RWE Npower Ltd","NGET","A8","NGC South","1982","Existing",2012,"Existing",35,0,true,""]
["LIVIS001","Livishie","LIVI-1","LIVI","Hydro","Hydro",false,false,false,true,"SSE Ltd","SHET","T1","SSE South","1962","Existing",2012,"Existing",15,0,true,""]
["LLAND001","Llandinam Repowering","AM-LLARW-1","","Wind","Onshore Wind",false,false,false,true,"Scottish Power Ltd","NGET","L5","NGC South","","Future",null,"Existing",117,0,false,"This is in Wales. It has a current TEC of 31MW according to RenewableUK and is currently operational so you would assume it would be connected to the distribution network. There is no record of it in either the TEC or embedded registers. MLP 10/12/2014."]
["LOCHA001","Lochay","LOCH-1","LOCH","Hydro","Hydro",false,false,false,true,"SSE Ltd","SHET","T4","SSE South","1958","Existing",2012,"Existing",24,0,true,""]
["LOCHA001","Lochay","LOCH-2","LOCH","Hydro","Hydro",false,false,false,true,"SSE Ltd","SHET","T4","SSE South","1958","Existing",2012,"Existing",24,0,true,""]
["LOCHL001","Lochluichart","AM-LUIC-1","","Wind","Onshore Wind",false,false,false,true,"LZN Ltd","SHET","T1","SSE North","","Existing",2013,"Existing",69,0,true,""]
["LOCHU001","Loch Urr","ES-LOUR-1","","Wind","Onshore Wind",false,false,false,true,"E.ON Climate & Renewables UK Developments Ltd","SPTL","S1","SP South","","Future",2018,"Awaiting Consents",84,3,true,""]
["LONDO001","London Array","LARYO-1","CLEV4","Wind","Offshore_Wind 2",false,false,false,true,"Dong Energy","NGET","C3","NGC South","2012","Existing",null,"Existing",126,0,true,""]
["LONDO001","London Array","LARYO-2","CLEV4","Wind","Offshore_Wind 2",false,false,false,true,"Dong Energy","NGET","C3","NGC South","2013","Existing",null,"Existing",216,0,true,""]
["LONDO001","London Array","LARYO-3","CLEV4","Wind","Offshore_Wind 2",false,false,false,true,"Dong Energy","NGET","C3","NGC South","2013","Existing",null,"Existing",144,0,true,""]
["LONDO001","London Array","LARYO-4","CLEV4","Wind","Offshore_Wind 2",false,false,false,true,"Dong Energy","NGET","C3","NGC South","2013","Existing",null,"Existing",144,0,true,""]
["LONGA001","Longannet","LOAN-1","LOAN2","Coal","Coal",false,false,false,false,"Scottish Power Ltd","SPTL","S5","SP North","1972","Existing",2012,"Existing",571,0,true,"- Longannet have not entered a bid for the capacity market for 2018/19.  Generator may close post winter 2015/16 due to financial issues (Greg Hunt 04/12/2014 Source: http://www.bbc.co.uk/news/uk-scotland-edinburgh-east-fife-29500069)"]
["LONGA001","Longannet","LOAN-2","LOAN2","Coal","Coal",false,false,false,false,"Scottish Power Ltd","SPTL","S5","SP North","1972","Existing",2012,"Existing",571,0,true,"- Longannet have not entered a bid for the capacity market for 2018/19.  Generator may close post winter 2015/16 due to financial issues (Greg Hunt 04/12/2014 Source: http://www.bbc.co.uk/news/uk-scotland-edinburgh-east-fife-29500069)"]
["LONGA001","Longannet","LOAN-3","LOAN2","Coal","Coal",false,false,false,false,"Scottish Power Ltd","SPTL","S5","SP North","1972","Existing",2012,"Existing",571,0,true,"- Longannet have not entered a bid for the capacity market for 2018/19.  Generator may close post winter 2015/16 due to financial issues (Greg Hunt 04/12/2014 Source: http://www.bbc.co.uk/news/uk-scotland-edinburgh-east-fife-29500069)"]
["LONGA001","Longannet","LOAN-4","LOAN2","Coal","Coal",false,false,false,false,"Scottish Power Ltd","SPTL","S5","SP North","1972","Existing",2012,"Existing",571,0,true,"- Longannet have not entered a bid for the capacity market for 2018/19.  Generator may close post winter 2015/16 due to financial issues (Greg Hunt 04/12/2014 Source: http://www.bbc.co.uk/news/uk-scotland-edinburgh-east-fife-29500069)"]
["LONGB001","Long Burn","ES-LONG-1","","Wind","Onshore Wind",false,false,false,true,"Longburn Wind Farm Limited","SPTL","","","","Future",2022,"Scoping",60,2,true,""]
["LONGP001","Longpark","AM-LOPA-1","LOPA","Wind","Onshore Wind",false,false,false,true,"Longpark Windfarm Ltd","SPTL","S1","SP South","","Existing",2012,"Existing",38,0,true,""]
["LORGW001","Lorg","ES-LORG-1","Lorg Wind Farm 132/32kV","Wind","Onshore Wind",false,false,false,true,"E.on Climate and Renewables Uk Developments Limite","SPTL","","","","Future",2022,"Scoping",66,2,true,""]
["LUICH001","Luichart","LUIC-1","LUIC","Hydro","Hydro",false,false,false,true,"SSE Ltd","SHET","T1","SSE North","1954","Existing",2012,"Existing",17,0,true,""]
["LUICH001","Luichart","LUIC-2","LUIC","Hydro","Hydro",false,false,false,true,"SSE Ltd","SHET","T1","SSE North","1954","Existing",2012,"Existing",17,0,true,""]
["LYNEM001","Lynemouth","ALCN-1","áALCA10","Coal","Coal",false,false,false,false,"RWE Npower Ltd","NGET","Q6","NGC North","1971","Existing",2012,"Existing",420,0,true,"- Awarded investment contract for biomass conversion (Greg Hunt 24/12/2014)\n- FID in 2014 (Greg Hunt 24/12/2014)\n- Biomass TEC is 376MW (Greg Hunt 24/12/2014)"]
["LYNEM002","Lynemouth conversion","AM-ALCNBI-2","Blyth 132","Biomass","Biomass Conversion",false,false,false,true,"RWE Npower Ltd","NGET","Q6","NGC North","","Future",null,"Scoping",366,1,false,"- No FID on this conversion yet.  Timescales are looking tight, the conversion needs to be completed for 2016 (if they are to remain operational) - (121 meeting updated - 12/11/2014) \n- Conversion is eligible for funding from DECC (Greg Hunt - 15/01/2014"]
["MARCH001","Marchwood","MRWD-1","MAW040","Gas","CCGT_Exist",true,false,false,false,"Marchwood Power Ltd","NGET","B2","NGC South","2009","Existing",2012,"Existing",900,0,true,""]
["MAREX001","Marex","ES-ORGA-1","Connahs Quay 400kV","Pumped_Storage","Pumped_Storage",false,false,false,true,"Organic Power Ltd","NGET","M5","SP North","","Future",2018,"Scoping",1500,2,true,"- Project Website (Greg Hunt 13/01/2014 Link: http://www.organicpower.ie/pdf/glinsk/MAREX%20Web%20Brochure%20Issue%201,%207%20September%202011.pdf)"]
["MARGR001","Margree","AM-MARG-1","","Wind","Onshore Wind",false,false,false,true,"NBW Wind Energy Ltd","SPTL","S1","SP South","","Future",2016,"Awaiting Consents",42,3,true,"Status amended from \"Awaiting Consents\" to Scoping as per the TEC register as no other information relating to an application can be found at present. MLP 07/01/2015"]
["MARKH001","Mark Hill","MAHIW-1","MAHI","Wind","Onshore Wind",false,false,false,true,"ScottishPower Renewables (UK) Ltd","SPTL","S1","SP South","","Existing",2012,"Existing",53,0,true,""]
["MARKI001","Markinch Biomass CHP Plant","RTHES-1","","Biomass","Biomass",false,false,false,true,"RWE Npower Ltd","SPTL","S5","SP South","","Existing",2013,"Existing",52,0,true,""]
["MEDWA001","Medway","MEDP-1","MEDW40","Gas","CCGT_Exist",false,false,false,false,"SSE Ltd","NGET","C3","NGC South","1995","Existing",2013,"Existing",700,0,true,"Returned from mothball 2013"]
["MIDDL001","Middle Muir","ES-MIDD-1","","Wind","Onshore Wind",false,false,false,true,"Banks Renewables (Middle Muir Wind Farm) Limited","SPTL","S1","SP South","","Future",2018,"Consents Approved",51,4,true,""]
["MIDHI001","Mid Hill","MDHLW-1","MIHW","Wind","Onshore Wind",false,false,false,true,"Fred Olsen Renewables","SHET","T2","SSE South","","Existing",2013,"Existing",75,0,true,""]
["MILLE001","Millennium","MILWW-1","MILW","Wind","Onshore Wind",false,false,false,true,"Millennium Wind Energy Ltd","SHET","T1","SSE South","","Existing",2012,"Existing",65,0,true,"Owner updated from Falck Renewables to Millennium Wind Energy Ltd as per the TEC register. MLP 07/01/2015"]
["MILLE002","Millennium South","ES-MILL-1","","Wind","Onshore Wind",false,false,false,true,"Falck Renewables Wind Ltd","SHET","T1","SSE South","","Future",2016,"Awaiting Consents",50,3,true,"- Phased project: 25MW is due 01/04/2016 and a further 25MW due 01/10/2021."]
["MINSC001","Minsca","MINSW-1","MINS","Wind","Onshore Wind",false,false,false,true,"Minsca Wind Farm (Scotland) Ltd","SPTL","S1","SP South","","Existing",2012,"Existing",38,0,true,""]
["MOORH001","Moorhouse Farmers","ES-MOOR-1","","Wind","Onshore Wind",false,false,false,true,"Falck Renewables","SPTL","S4","SP North","","Existing",null,"Existing",48,0,true,""]
["MOORS001","Moorside","AM-SEFI-2","","Nuclear","Nuclear_EPR",false,false,false,true,"Nu Gen","NGET","R6","NGC North","","Future",2024,"Scoping",1129,2,true,"- FID expected in 2015 (Greg Hunt 02/12/2013 - Source: http://www.nugeneration.com/timeline.html)"]
["MOORS001","Moorside","AM-SEFI-3","","Nuclear","Nuclear_EPR",false,false,false,true,"Nu Gen","NGET","R6","NGC North","","Future",2025,"Scoping",1129,2,true,"- FID expected in 2015 (Greg Hunt 02/12/2013 - Source: http://www.nugeneration.com/timeline.html)"]
["MOORS001","Moorside","ES-SEFI-4","","Nuclear","Nuclear_EPR",false,false,false,true,"Nu Gen","NGET","R6","NGC North","","Future",2026,"Scoping",1129,2,true,"- FID expected in 2015 (Greg Hunt 02/12/2013 - Source: http://www.nugeneration.com/timeline.html)"]
["MORAY001","Moray Firth","AM-MORF-1","","Wind","Offshore_Wind 3",false,false,false,true,"Repsol & EDP Renewables","SHET","T2","SSE North","","Future",2018,"Awaiting Consents",504,3,true,""]
["MORAY001","Moray Firth","AM-MORF-2","","Wind","Offshore_Wind 3",false,false,false,true,"Repsol & EDP Renewables","SHET","T2","SSE North","","Future",2021,"Awaiting Consents",496,3,true,""]
["MORIS001","Moriston","ES-MORI-1","","Wind","Onshore Wind",false,false,false,true,"E.ON Climate & Renewables UK Developments Ltd","SHET","","","","Future",2021,"Scoping",63,2,true,""]
["MOSSF001","Mossford","MOSS-1","MOSS","Hydro","Hydro",false,false,false,true,"SSE Ltd","SHET","T1","SSE North","1957","Existing",2012,"Existing",7,0,true,""]
["MOSSF001","Mossford","MOSS-2","MOSS","Hydro","Hydro",false,false,false,true,"SSE Ltd","SHET","T1","SSE North","1957","Existing",2012,"Existing",12,0,true,""]
["MOY001","Moy","ES-MOY-1","","Wind","Onshore Wind",false,false,false,true,"Eneco Wind UK Ltd","SHET","T1","SSE South","","Future",null,"Under Construction",60,6,true,"There are no details of this wind farm either the TEC register or the embedded register. This info has been taken from RenewableUK and the Eneco website. Updated by MLP 10/12/2014"]
["MUAIT001","Muaithebheal","AM-MUAW-1","","Wind","Onshore Wind",false,false,false,true,"Uisenis Power Ltd","SHET","T1","SSE North","","Future",2019,"Consents Approved",150,4,true,""]
["NANT001","Nant","NANT-1","LOCN","Hydro","Hydro",false,false,false,true,"SSE Ltd","SHET","T3","SSE South","1963","Existing",2012,"Existing",15,0,true,""]
["NAVIT001","Navitus Bay Offshore Wind Platform 1","AM-IOWW-1","MANN40","Wind","Offshore_Wind 3",false,false,false,true,"EDF","NGET","E6","NGC South","","Future",2017,"Awaiting Consents",368,3,true,"- Latest intelligence suggests this project is being scaled back to a total of 630MW across the three stages (Greg Hunt - 04/12/2014 Source; http://www.bbc.co.uk/news/uk-england-dorset-29944618)\n- Other intel suggests that this project is facing consider"]
["NAVIT002","Navitus Bay Offshore Wind Platform 2","AM-IOWW-2","MANN40","Wind","Offshore_Wind 3",false,false,false,true,"EDF","NGET","E6","NGC South","","Future",2018,"Awaiting Consents",368,3,true,"- Latest intelligence suggests this project is being scaled back to a total of 630MW across the three stages (Greg Hunt - 04/12/2014 Source; http://www.bbc.co.uk/news/uk-england-dorset-29944618)\n- Other intel suggests that this project is facing consider"]
["NAVIT003","Navitus Bay Offshore Wind Platform 3","AM-IOWW-3","MANN40","Wind","Offshore_Wind 3",false,false,false,true,"EDF","NGET","E6","NGC South","","Future",2019,"Awaiting Consents",368,3,true,"- Latest intelligence suggests this project is being scaled back to a total of 630MW across the three stages (Greg Hunt - 04/12/2014 Source; http://www.bbc.co.uk/news/uk-england-dorset-29944618)\n- Other intel suggests that this project is facing consider"]
["NEART001","Neart na Gaoithe","AM-NNGO-1","","Wind","Offshore_Wind STW",false,false,false,true,"Mainstream","SPTL","S1","SP South","","Future",2016,"Consents Approved",450,4,true,"- Consents granted (Source: CS Monthly Report September 2014)\n- Pre-qualified for government funding (Greg Hunt 29/10/2013 - Source: GOV.UK Link: https://www.gov.uk/government/news/new-projects-pass-first-hurdle-to-secure-government-guarantee-for-infrast"]
["NEWFI001","Newfield","AM-NEWF-1","","Wind","Onshore Wind",false,false,false,true,"Wind Energy (Newfield) Ltd","SPTL","S1","SP South","","Future",2016,"Awaiting Consents",52,3,true,""]
["NOVAR001","Novar","NOVAW-1","NOVA","Wind","Onshore Wind",false,false,false,true,"RWE Npower Ltd","SHET","T5","SSE North","","Existing",2012,"Existing",18,0,true,""]
["NOVAR002","Novar 2","NOVAW-2","NOVA","Wind","Onshore Wind",false,false,false,true,"Novar 2 Wind Farm Ltd","SHET","T5","SSE North","","Existing",2012,"Existing",32,0,true,""]
["OLDBU001","Oldbury C","AM-OLDC-1","OLDS4","Nuclear","Nuclear_ABWR",false,false,false,true,"Horizon","NGET","G7","NGC South","","Future",2023,"Scoping",1600,2,true,""]
["OLDBU002","Oldbury-on-Severn","AM-OLOS-1","OLDS4","Nuclear","Nuclear_ABWR",false,false,false,true,"Horizon","NGET","G7","NGC South","","Future",2020,"Scoping",1600,2,true,""]
["ORMON001","Ormonde","OMNDO-1","HEYS1","Wind","Offshore_Wind 1",false,false,false,true,"Vattenfall Ltd","NGET","R5","NGC North","2011","Existing",2012,"Existing",150,0,true,""]
["ORRIN001","Orrin","ORRI-1","ORRI","Hydro","Hydro",false,false,false,true,"SSE Ltd","SHET","T1","SSE North","1959","Existing",2012,"Existing",18,0,true,""]
["PAULS001","Paul's Hill","PAUHW-1","PAUH","Wind","Onshore Wind",false,false,false,true,"Pauls Hill Wind Ltd","SHET","T1","SSE South","","Existing",2012,"Existing",70,0,true,""]
["PEMBR001","Pembroke","PEMB-11","PEMB","Gas","CCGT_Exist",true,false,false,false,"RWE Npower Ltd","NGET","H6","NGC South","2012","Existing",2012,"Existing",440,0,true,"- No plans to invest in this plant to make it \"CCS ready\" (LM RWE 121 - 10/11/2014)"]
["PEMBR001","Pembroke","PEMB-21","PEMB","Gas","CCGT_Exist",true,false,false,false,"RWE Npower Ltd","NGET","H6","NGC South","2012","Existing",2012,"Existing",440,0,true,"- No plans to invest in this plant to make it \"CCS ready\" (LM RWE 121 - 10/11/2014)"]
["PEMBR001","Pembroke","PEMB-31","PEMB","Gas","CCGT_Exist",true,false,false,false,"RWE Npower Ltd","NGET","H6","NGC South","2012","Existing",2012,"Existing",440,0,true,"- No plans to invest in this plant to make it \"CCS ready\" (LM RWE 121 - 10/11/2014)"]
["PEMBR001","Pembroke","PEMB-41","PEMB","Gas","CCGT_Exist",true,false,false,false,"RWE Npower Ltd","NGET","H6","NGC South","2012","Existing",2012,"Existing",440,0,true,"- No plans to invest in this plant to make it \"CCS ready\" (LM RWE 121 - 10/11/2014)"]
["PEMBR001","Pembroke","PEMB-51","PEMB","Gas","CCGT_Exist",true,false,false,false,"RWE Npower Ltd","NGET","H6","NGC South","2012","Existing",2012,"Existing",439,0,true,"- No plans to invest in this plant to make it \"CCS ready\" (LM RWE 121 - 10/11/2014)"]
["PEMBR002","Pembroke CHP (South Hook CHP)","ES-PEMB-1","","Gas","CHP",true,false,false,false,"Qatar Petroleum International Ltd","NGET","H6","NGC South","","Future",2016,"Consents Approved",490,4,true,"- If FID is taken construction is expected to start in 2015 and to be operational by 2018 (Greg Hunt 04/12/2014 Source: https://www.gov.uk/government/news/south-hook-chp-plant-moves-a-step-closer-to-being-built)"]
["PENCL001","Pencloe","AM-PENC-1","","Wind","Onshore Wind",false,false,false,true,"Pencloe Wind Energy Ltd","SPTL","S1","SP South","","Future",2016,"Awaiting Consents",96,3,true,"TEC is phased. 63MW effective from 30/09/2016. A further 33MW becoming effective 31/10/2022"]
["PENTL001","Pentland Road","PTLDW-1","","Wind","Onshore Wind",false,false,false,true,"Pentland Road Windfarm Ltd","SHET","T1","SSE North","","Existing",2012,"Existing",18,0,true,""]
["PENYC001","Pen Y Cymoedd","AM-RHIGW-1","RHIG4","Wind","Onshore Wind",false,false,false,true,"Pen Y Cymoedd Wind Farm Ltd","NGET","H6","NGC South","","Future",2016,"Consents Approved",228,4,true,""]
["PETER001","Peterborough","PETEM1","WALP11","Gas","CCGT_Exist",false,false,false,false,"Centrica Ltd","NGET","J1","NGC South","1993","Existing",2012,"Existing",245,0,true,"- Mod App signed to increase TEC from 245MW to 375MW from 01/04/2017 (Greg Hunt 04/12/2014 Source: CS Monthly Report July 2014)"]
["PETER002","Peterhead","PEHE-1","PEHE","Gas","CCGT_Exist",false,false,false,false,"SSE Ltd","SHET","T2","SSE South","1980","Existing",2012,"Existing",1180,0,true,"- SBR contract for winter 14/15\n- TEC Reduction Notification received to reduce TEC from 1180MW to 400MW effective for winter 2014/15 (Greg Hunt 30/10/2013 Source: Customer Services / SSE Annoucement)\n- Latest intel suggests that the remaining 400MW at "]
["PETER003","Peterhead CCS","AM-PEHE-2","PEHE","CCS","CCS_Gas",false,false,false,true,"SSE Ltd","SHET","T2","SSE South","","Future",null,"Scoping",0,1,false,""]
["PITLO001","Pitlochry","PITL-1","PITL","Hydro","Hydro",false,false,false,true,"SSE Ltd","SHET","T4","SSE South","1950","Existing",2012,"Existing",8,0,true,""]
["PITLO001","Pitlochry","PITL-2","PITL","Hydro","Hydro",false,false,false,true,"SSE Ltd","SHET","T4","SSE South","1950","Existing",2012,"Existing",8,0,true,""]
["PROGR001","Progress Power","ES-PROG-1","","Gas","OCGT",true,false,false,false,"Progress Power","NGET","J3","","","Future",2019,"Awaiting Consents",299,3,true,""]
["QUIXW001","Quixwood","ES-QUIX-1","","Wind","Onshore Wind",false,false,false,true,"Banks Renewables (Moor Wood Wind Farm) Limited","SPTL","","","","Future",2016,"Consents Approved",32,4,true,""]
["QUOIC001","Quoich","QUOI-1","QUOI","Hydro","Hydro",false,false,false,true,"SSE Ltd","SHET","T1","SSE South","1955","Existing",2012,"Existing",18,0,true,""]
["RACEB001","Race Bank","AM-WALPW-3","WALP","Wind","Offshore_Wind 2",false,false,false,true,"DONG Energy","NGET","J1","NGC South","","Future",2015,"Consents Approved",500,4,true,"- DONG have signed a mod app to increase their TEC to 565MW and delay completion date until until 01/01/2017 (stage 1 160MW stage 2 405MW on 01/04/2015)\n- Centrica sold this project to DONG Energy in December 2013 (Greg Hunt - 24/12/2013) \n- Constructio"]
["RAMPI001","Rampion (Hastings)","AM-RAMP-1","BOLN40","Wind","Offshore_Wind 3",false,false,false,true,"E.ON UK plc","NGET","B1","NGC South","","Future",2015,"Consents Approved",332,4,true,"- Rampion scaled back to 400MW (Greg Hunt 04/12/2014 Source; EON annoucement on 24/11/2014)\n- TEC Register still states 664Mw as the total TEC although RenewableUK have revised their TEC to 400MW. MLP 14/01/2015."]
["RAMPI001","Rampion (Hastings)","AM-RAMP-2","BOLN40","Wind","Offshore_Wind 3",false,false,false,true,"E.ON UK plc","NGET","B1","NGC South","","Future",2016,"Consents Approved",332,4,true,"- Rampion scaled back to 400MW (Greg Hunt 04/12/2014 Source; EON annoucement on 24/11/2014)\n- TEC Register still states 664Mw as the total TEC although RenewableUK have revised their TEC to 400MW. MLP 14/01/2015."]
["RANNO001","Rannoch","RANN-1","RANN","Hydro","Hydro",false,false,false,true,"SSE Ltd","SHET","T4","SSE South","1930","Existing",2012,"Existing",15,0,true,""]
["RANNO001","Rannoch","RANN-2","RANN","Hydro","Hydro",false,false,false,true,"SSE Ltd","SHET","T4","SSE South","1930","Existing",2012,"Existing",15,0,true,""]
["RANNO001","Rannoch","RANN-3","RANN","Hydro","Hydro",false,false,false,true,"SSE Ltd","SHET","T4","SSE South","1930","Existing",2012,"Existing",15,0,true,""]
["RATCL001","Ratcliffe-on-Soar","RATS-1","RATS41","Coal","Coal",true,false,false,false,"E.ON UK plc","NGET","L7","NGC South","1968","Existing",2012,"Existing",497,0,true,"- Ratcliffe have opted into the IED and will be retro fitting SCR kit in order to capture CO2 emissions (Greg Hunt 30/10/2013 Source: Stakeholder Engagement Lilian Macleod E mail)"]
["RATCL001","Ratcliffe-on-Soar","RATS-2","RATS41","Coal","Coal",true,false,false,false,"E.ON UK plc","NGET","L7","NGC South","1968","Existing",2012,"Existing",497,0,true,"- Ratcliffe have opted into the IED and will be retro fitting SCR kit in order to capture CO2 emissions (Greg Hunt 30/10/2013 Source: Stakeholder Engagement Lilian Macleod E mail)"]
["RATCL001","Ratcliffe-on-Soar","RATS-3","RATS41","Coal","Coal",true,false,false,false,"E.ON UK plc","NGET","L7","NGC South","1968","Existing",2012,"Existing",497,0,true,"- Ratcliffe have opted into the IED and will be retro fitting SCR kit in order to capture CO2 emissions (Greg Hunt 30/10/2013 Source: Stakeholder Engagement Lilian Macleod E mail)"]
["RATCL001","Ratcliffe-on-Soar","RATS-4","RATS41","Coal","Coal",true,false,false,false,"E.ON UK plc","NGET","L7","NGC South","1968","Existing",2012,"Existing",497,0,true,"- Ratcliffe have opted into the IED and will be retro fitting SCR kit in order to capture CO2 emissions (Greg Hunt 30/10/2013 Source: Stakeholder Engagement Lilian Macleod E mail)"]
["RATCL002","Ratcliffe-on-Soar GT","RATSGT-2","RATS41","Gas","GT",false,false,false,true,"E.ON UK plc","NGET","L7","NGC South","1968","Existing",2012,"Existing",17,0,true,""]
["RATCL002","Ratcliffe-on-Soar GT","RATSGT-4","RATS41","Gas","GT",false,false,false,true,"E.ON UK plc","NGET","L7","NGC South","1968","Existing",2012,"Existing",17,0,true,""]
["ROBIN001","Robin Rigg","RREW-1","HARK1","Wind","Offshore_Wind 1",false,false,false,true,"E.ON UK plc","NGET","Q8","NGC North","2010","Existing",2012,"Existing",92,0,true,""]
["ROBIN001","Robin Rigg","RRWW-1","HARK1","Wind","Offshore_Wind 1",false,false,false,true,"E.ON UK plc","NGET","Q8","NGC North","2010","Existing",2012,"Existing",92,0,true,""]
["ROCKS001","Rocksavage","ROCK-1","ROCK40","Gas","CCGT_Exist",false,false,false,false,"Intergen","NGET","N3","NGC South","1997","Existing",2012,"Existing",810,0,true,""]
["ROSEH001","Rosehall","RSHLW-1","","Wind","Onshore Wind",false,false,false,true,"E.ON UK plc","SHET","T5","SSE North","","Existing",2012,"Existing",25,0,true,""]
["ROTHM001","Rothmaise","ES-ROTH-1","Rothiemorman","Wind","Onshore Wind",false,false,false,true,"WPD Rothmaise Limited","SHET","","","","Future",2020,"Awaiting Consents",12,3,true,""]
["RUGEL001","Rugeley B","RUGPS-6","RUGE40","Coal","Coal",false,true,false,false,"Int Power","NGET","L5","NGC South","1972","Existing",2012,"Existing",484,0,true,""]
["RUGEL001","Rugeley B","RUGPS-7","RUGE40","Coal","Coal",false,true,false,false,"Int Power","NGET","L5","NGC South","1972","Existing",2012,"Existing",484,0,true,""]
["RUGEL002","Rugeley B GT","RUGGT-6","RUGE40","Gas","GT",false,false,false,true,"Rugeley Power Ltd","NGET","L5","NGC South","1972","Existing",2012,"Existing",25,0,true,""]
["RUGEL002","Rugeley B GT","RUGGT-7","RUGE40","Gas","GT",false,false,false,true,"Rugeley Power Ltd","NGET","L5","NGC South","1972","Existing",2012,"Existing",25,0,true,""]
["RYEHO001","Rye House","RYHPS-1","RYEH40","Gas","CCGT_Exist",false,false,false,false,"Scottish Power Ltd","NGET","A9","NGC South","1993","Existing",2012,"Existing",715,0,true,"- SBR Contract for winter 14/15 (10/11/2014)"]
["SALLA001","Sallachy","AM-SALLW-1","","Wind","Onshore Wind",false,false,false,true,"WKN Ltd","SHET","T5","SSE North","","Future",2018,"Awaiting Consents",66,3,true,""]
["SALTE001","Saltend","SCCL-1","SAES20","Gas","CCGT_Exist",false,false,false,false,"Int Power","NGET","P8","NGC South","1999","Existing",2012,"Existing",367,0,true,""]
["SALTE001","Saltend","SCCL-2","SAES20","Gas","CCGT_Exist",false,false,false,false,"Int Power","NGET","P8","NGC South","1999","Existing",2012,"Existing",367,0,true,""]
["SALTE001","Saltend","SCCL-3","SAES20","Gas","CCGT_Exist",false,false,false,false,"Int Power","NGET","P8","NGC South","1999","Existing",2012,"Existing",367,0,true,""]
["SANDY001","Sandy Knowe","ES-SAND-1","","Wind","Onshore Wind",false,false,false,true,"Burcote Wind Renewables","SPTL","S1","SP South","","Future",2022,"Scoping",90,2,true,""]
["SANQU001","Sanquhar","ES-SANQ-1","Sanquhar 132/33kV","Wind","Onshore Wind",false,false,false,true,"Sanquhar Community Wind Company Limited","SPTL","","","","Future",2022,"Consents Approved",99,4,true,"- Community Wind Power's own website states that consent has been granted. MLP 08/01/2015\n- All available intelligence (other than the TEC register) states a maximum TEC of 50MW. RenewableUK state 36MW. MLP 14/01/2015."]
["SEABA001","Seabank","SEAB-1","SEAB4","Gas","CCGT_Exist",false,false,false,false,"Seabank Power Ltd","NGET","G7","NGC South","1998","Existing",2012,"Existing",812,0,true,""]
["SEABA001","Seabank","SEAB-2","SEAB4","Gas","CCGT_Exist",false,false,false,false,"Seabank Power Ltd","NGET","G7","NGC South","1998","Existing",2012,"Existing",422,0,true,""]
["SEABA002","Seabank 3","AM-SEAB-3","SEAB4","Gas","CCGT_New",true,false,false,false,"SSE Ltd","NGET","G7","NGC South","","Future",2021,"Scoping",1200,2,true,"- Last of future gas fleet that will be considered (LM 121 Angus Macrae 15/12/2014)\n- Connection date slipped from 2019 to 2021 (10/11/2014)\n- FID not expected until 2016 at the earliest \n- TEC register states TEC of 1200MW but SSE website refers to an"]
["SELLA001","Sellafield CHP","FELL-1","SEFI10","Gas","CHP",false,false,false,false,"NDA","NGET","R6","NGC North","1993","Existing",2012,"Existing",155,0,true,""]
["SEVER002","Severn Power","SVRP-10","USKM2","Gas","CCGT_Exist",true,false,false,false,"MPF Holdings Limited","NGET","H2","NGC South","2011","Existing",2012,"Existing",425,0,true,"- DONG Energy have closed the sale of this plant for £350m to a consortium of investors led by Macquarie (Greg Hunt - 18/12/2013 Link: http://www.dongenergy.com/EN/Media/Newsroom/Pages/Company_announcements_details.aspx?omxid=723923)\n\n- Press release de"]
["SEVER002","Severn Power","SVRP-20","USKM2","Gas","CCGT_Exist",true,false,false,false,"MPF Holdings Limited","NGET","H2","NGC South","2011","Existing",2012,"Existing",425,0,true,"- DONG Energy have closed the sale of this plant for £350m to a consortium of investors led by Macquarie (Greg Hunt - 18/12/2013 Link: http://www.dongenergy.com/EN/Media/Newsroom/Pages/Company_announcements_details.aspx?omxid=723923)\n\n- Press release de"]
["SHERI001","Sheringham Shoal","SHRSO-1","NORW10 (embedded)","Wind","Offshore_Wind 2",false,false,false,true,"Scira Offshore Energy Ltd","NGET","J3","NGC South","2012","Existing",null,"Existing",158,0,true,"Updated TEC Register name MLP 11/12/2014."]
["SHERI001","Sheringham Shoal","SHRSO-2","NORW10 (embedded)","Wind","Offshore_Wind 2",false,false,false,true,"Scira Offshore Energy Ltd","NGET","J3","NGC South","2012","Existing",null,"Existing",158,0,true,"Updated TEC Register name MLP 11/12/2014."]
["SHIN001","Shin","SHIN-1","SHIN","Hydro","Hydro",false,false,false,true,"SSE Ltd","SHET","T5","SSE North","1958","Existing",2012,"Existing",9,0,true,""]
["SHIN001","Shin","SHIN-2","SHIN","Hydro","Hydro",false,false,false,true,"SSE Ltd","SHET","T5","SSE North","1958","Existing",2012,"Existing",9,0,true,""]
["SHORE001","Shoreham","SHOS-1","SERX1","Gas","CCGT_Exist",false,false,false,false,"Scottish Power Ltd","NGET","B1","NGC South","2000","Existing",2013,"Existing",420,0,true,""]
["SIZEW001","Sizewell B","SIZB-1","SIZE40","Nuclear","Nuclear_PWR",false,false,false,true,"EDF","NGET","J2","NGC South","1995","Existing",null,"Existing",606,0,true,""]
["SIZEW001","Sizewell B","SIZB-2","SIZE40","Nuclear","Nuclear_PWR",false,false,false,true,"EDF","NGET","J2","NGC South","1995","Existing",null,"Existing",606,0,true,""]
["SIZEW002","Sizewell C","AM-SIZC-1","SIZEC (new)","Nuclear","Nuclear_EPR",false,false,false,true,"EDF","NGET","J2","NGC South","","Future",2020,"Scoping",1670,2,true,"Second most likely Nuclear plant for EDF and is to follow Hinkley Point C\nTEC Register splits this into 2 stages"]
["SIZEW002","Sizewell C","AM-SIZC-2","SIZEC (new)","Nuclear","Nuclear_EPR",false,false,false,true,"EDF","NGET","J2","NGC South","","Future",2021,"Scoping",1670,2,true,"Second most likely Nuclear plant for EDF and is to follow Hinkley Point C\nTEC Register splits this into 2 stages"]
["SLOY001","Sloy","SLOY-1","SLOY","Hydro","Hydro",false,false,false,true,"SSE Ltd","SHET","T3","SSE South","1950","Existing",2012,"Existing",36,0,true,""]
["SLOY001","Sloy","SLOY-2","SLOY","Hydro","Hydro",false,false,false,true,"SSE Ltd","SHET","T3","SSE South","1950","Existing",2012,"Existing",40,0,true,""]
["SLOY001","Sloy","SLOY-3","SLOY","Hydro","Hydro",false,false,false,true,"SSE Ltd","SHET","T3","SSE South","1950","Existing",2012,"Existing",40,0,true,""]
["SLOY001","Sloy","SLOY-4","SLOY","Hydro","Hydro",false,false,false,true,"SSE Ltd","SHET","T3","SSE South","1950","Existing",2012,"Existing",36,0,true,""]
["SOLWA001","Solway Bank","ES-SOLW-1","Chapelcross 132/33Kv Substation","Wind","Onshore Wind",false,false,false,true,"RES UK & Ireland Ltd","SPTL","","","","Future",2016,"Consents Approved",35,4,true,""]
["SOUTH001","South Humber Bank","SHBA-1","SHBA40","Gas","CCGT_Exist",false,false,false,false,"Centrica Ltd","NGET","P7","NGC South","1996","Existing",2012,"Existing",769,0,true,"- Centrica confirmed their intention to sell this plant at some stage (121 Meeting - updated 12/11/2014)\n- Mod App signed to increase TEC from 1285MW to 1365MW from 01/04/2017 (Greg Hunt 04/12/2014 Source: CS Monthly Report July 2014)"]
["SOUTH001","South Humber Bank","SHBA-2","SHBA40","Gas","CCGT_Exist",false,false,false,false,"Centrica Ltd","NGET","P7","NGC South","1996","Existing",2012,"Existing",516,0,true,"- Centrica confirmed their intention to sell this plant at some stage (121 Meeting - updated 12/11/2014)\n- Mod App signed to increase TEC from 1285MW to 1365MW from 01/04/2017 (Greg Hunt 04/12/2014 Source: CS Monthly Report July 2014)"]
["SOUTH002","Southampton Biomass","ES-SOUT-1","","Biomass","Biomass",false,false,false,true,"Helius Energy","NGET","B2","NGC South","","Future",null,"Scoping",0,1,false,""]
["SOUTH003","South Kyle","ES-SOUTK-1","","Wind","Onshore Wind",false,false,false,true,"Vattenfall Wind Power Ltd","SPTL","S1","SP South","","Future",2018,"Awaiting Consents",165,3,true,""]
["SPALD001","Spalding","SPLN-1","SPLN40","Gas","CCGT_Exist",true,false,false,false,"Intergen","NGET","K1","NGC South","2004","Existing",2012,"Existing",880,0,true,"- Mod App to decrease TEC to 625MW from 01/10/2018 (Greg Hunt 12/12/2014)"]
["SPALD002","Spalding Energy Expansion","AM-SPLN-2","SPLN40","Gas","CCGT_New",true,false,false,false,"Intergen","NGET","K1","NGC South","","Future",2017,"Consents Approved",920,4,true,"-The project is Carbon Capture Ready (01/09/2014)\n- Planned to become operational by 2018, dependent on the outcome of EMR (13/01/2014 Link: http://www.intergen.com/intergen-secures-once-in-a-generation-opportunity-2/)\n- Pre-qualified for government fun"]
["SPITT001","Spittal Hill","AM-SPIHW-1","","Wind","Onshore Wind",false,false,false,true,"Spittal Hill Wind Farm Ltd","SHET","T5","SSE North","","Future",2018,"Awaiting Consents",21,3,true,""]
["STAYT001","Staythorpe","STAY-1","STAY","Gas","CCGT_Exist",true,false,false,false,"RWE Npower Ltd","NGET","K5","NGC South","2010","Existing",2012,"Existing",432,0,true,"- No plans to invest in this plant to make it \"CCS ready\" (LM RWE 121 - 10/11/2014)"]
["STAYT001","Staythorpe","STAY-2","STAY","Gas","CCGT_Exist",true,false,false,false,"RWE Npower Ltd","NGET","K5","NGC South","2010","Existing",2012,"Existing",432,0,true,"- No plans to invest in this plant to make it \"CCS ready\" (LM RWE 121 - 10/11/2014)"]
["STAYT001","Staythorpe","STAY-3","STAY","Gas","CCGT_Exist",true,false,false,false,"RWE Npower Ltd","NGET","K5","NGC South","2010","Existing",2012,"Existing",432,0,true,"- No plans to invest in this plant to make it \"CCS ready\" (LM RWE 121 - 10/11/2014)"]
["STAYT001","Staythorpe","STAY-4","STAY","Gas","CCGT_Exist",true,false,false,false,"RWE Npower Ltd","NGET","K5","NGC South","2010","Existing",2012,"Existing",432,0,true,"- No plans to invest in this plant to make it \"CCS ready\" (LM RWE 121 - 10/11/2014)"]
["STEVE001","Steven's Croft","STCR-1","","Biomass","Biomass",false,false,false,true,"E.ON UK plc","SPTL","S1","SP South","2008","Existing",2012,"Existing",45,0,true,""]
["STFIL001","St Fillans","SFIL-1","SFIL","Hydro","Hydro",false,false,false,true,"SSE Ltd","SHET","T4","SSE South","1957","Existing",2012,"Existing",17,0,true,""]
["STONE001","Stoneywood Mills","STOM-1","STOM","Gas","CHP",false,false,false,false,"Stoneywood","SHET","T1","SSE South","1989","Existing",null,"Existing",12,0,false,""]
["STORN001","Stornoway Wind Stage 1","ES-STOR-1","Stornoway 132/33kV Substation","Wind","Onshore Wind",false,false,false,true,"Lewis Wind Power Limited","SHET","T1","SSE South","","Future",2019,"Consents Approved",39,4,true,""]
["STORN002","Stornoway Wind Stage 2","ES-STOR-2","Stornoway 132/33kV Substation","Wind","Onshore Wind",false,false,false,true,"Lewis Wind Power Limited","SHET","T1","SSE South","","Future",2021,"Consents Approved",91,4,true,""]
["STRAT001","Strathy North & South","AM-STRW-1","STRW","Wind","Onshore Wind",false,false,false,true,"SSE Ltd","SHET","T5","SSE North","","Future",2015,"Under Construction",226,5,true,"- Phased TEC. 76MW effective from 01/04/15, a further 150MW becoming effective 31/10/16. MLP 09/12/14.\n- According to the TEC register, they are still awaiting consent for the second phase of 150MW. MLP 08/01/2015"]
["STRAT002","Strathy Wood","ES-STRA-1","","Wind","Onshore Wind",false,false,false,true,"E.ON Climate & Renewables UK Developments Ltd","SHET","T5","SSE North","","Future",2020,"Awaiting Consents",84,3,true,""]
["STRON001","Stronelairg","ES-STON-1","","Wind","Onshore Wind",false,false,false,true,"SSE Ltd","SHET","T1","SSE South","","Future",2018,"Consents Approved",241,4,true,""]
["STROU002","Stroupster","STROW-1","SLOW","Wind","Onshore Wind",false,false,false,true,"Stroupster Wind Farm Ltd","SHET","T5","SSE North","","Future",2014,"Under Construction",32,6,true,""]
["SUTTO001","Sutton Bridge B","ES-SUTTW-2","","Gas","CCGT_New",true,false,false,false,"EDF","NGET","J1","NGC South","","Future",null,"Scoping",1800,1,false,"- Applied for consents but still does not have a connection agreement (Greg Hunt - 13/01/2014 Link: http://newsroom.edfenergy.com/News-Releases/EDF-Energy-submits-amended-Application-for-Consent-for-Sutton-Bridge-B-dc.aspx)"]
["SUTTO002","Sutton Bridge A","SUTB-1","SUTB4","Gas","CCGT_Exist",false,false,false,false,"Macquarie Consortium","NGET","J1","NGC South","1998","Existing",2012,"Existing",819,0,true,""]
["TANGY001","Tangy","TANGW-1","TANG","Wind","Onshore Wind",false,false,false,true,"SSE Ltd","SHET","T3","SSE South","","Existing",2012,"Existing",19,0,true,"Tangy III is repowering for Tangy - turn off tangy when Tangy III comes on line"]
["TANGY002","Tangy III","ES-TANG-1","","Wind","Onshore Wind",false,false,false,true,"SSE Renewables Ltd","SHET","T3","SSE South","","Future",2020,"Awaiting Consents",39,3,true,"Tangy III is repowering for Tangy - turn off tangy when Tangy III comes on line"]
["TAYLO001","Taylors Lane","TAYL2G","WISD1","Gas","OCGT",false,false,false,false,"E.ON UK plc","NGET","A7","NGC South","1979","Existing",2012,"Existing",144,0,true,""]
["TEESR001","Tees Renewable Energy Plant","ES-TEES-1","","Biomass","Biomass",false,false,false,true,"MGT Power Ltd","NGET","Q2","NGC South","","Future",2016,"Consents Approved",280,4,true,"Expected to enter commercial operation in 2016 (Greg Hunt - 11/12/2013 Link: http://www.mgtteesside.com/)\nTalk to relevant CAM to assertain if this is currently Under Construction (Greg Hunt - 11/12/2013)"]
["THAME001","Thames Haven","AM-COSO-2","","Gas","CCGT_New",true,false,false,false,"Intergen","NGET","C5","NGC South","","Future",2018,"Consents Approved",1096,4,true,"- Planned to become operational by 2018, dependent on the outcome of EMR (Greg Hunt - 13/01/2014 Link: http://www.intergen.com/intergen-secures-once-in-a-generation-opportunity-2/)\n- Check installed capacity - TEC register states 1000MW, Intergen website"]
["THANE001","Thanet","THNTO-1","RICH1","Wind","Offshore_Wind 2",false,false,false,true,"Vattenfall Ltd","NGET","C7","NGC South","2010","Existing",2012,"Existing",150,0,true,""]
["THANE001","Thanet","THNTO-2","RICH1","Wind","Offshore_Wind 2",false,false,false,true,"Vattenfall Ltd","NGET","C7","NGC South","2010","Existing",2012,"Existing",150,0,true,""]
["THORP001","Thorpe Marsh","AM-THMR-1","THOM40 (new)","Gas","CCGT_New",true,false,false,false,"Acorn Power","NGET","P6","NGC South","","Future",2017,"Consents Approved",1200,4,true,""]
["TILBU002","Tilbury C","AM-TILB-3","TILB40","Gas","CCGT_New",true,false,false,false,"RWE Npower Ltd","NGET","C1","NGC South","","Future",2019,"Awaiting Consents",1800,3,true,"- RWE still pessimistic about this project and if it does happen it will be some time way into the future, however they are keen to keep the site (2014 121 meeting - updated 12/11/2014)"]
["TODDL001","Toddleburn","TDBNW-1","TODD","Wind","Onshore Wind",false,false,false,true,"SSE Toddleburn Ltd","SPTL","S1","SP North","","Existing",2012,"Existing",28,0,true,""]
["TOMNA001","Tom Nan Clach","AM-TONCW-1","","Wind","Onshore Wind",false,false,false,true,"Infinergy Ltd","SHET","T1","SSE North","","Future",2018,"Consents Approved",75,4,true,""]
["TONGL001","Tongland","TONG-1","TONG","Hydro","Hydro",false,false,false,true,"Scottish Power Ltd","SPTL","S1","SP South","1935","Existing",2012,"Existing",11,0,true,""]
["TONGL001","Tongland","TONG-2","TONG","Hydro","Hydro",false,false,false,true,"Scottish Power Ltd","SPTL","S1","SP South","1935","Existing",2012,"Existing",11,0,true,""]
["TONGL001","Tongland","TONG-3","TONG","Hydro","Hydro",false,false,false,true,"Scottish Power Ltd","SPTL","S1","SP South","1935","Existing",2012,"Existing",11,0,true,""]
["TORMY001","Tormywheel","TMYWW-1","TORM","Wind","Onshore Wind",false,false,false,true,"PM Renewables Ltd","SPTL","S5","SP South","","Future",2015,"Consents Approved",32,4,true,"On Friday 21 March 2014 AES Wind Generation submitted a Section 42 application to West Lothian Council to extend the time period for commencement of the construction of Tormywheel wind farm for 2.5 years (http://www.renewables-map.co.uk/details.asp?pageid"]
["TORNE001","Torness","TORN-1","TORN","Nuclear","Nuclear_AGR",false,false,false,true,"EDF","SPTL","S1","SP South","1989","Existing",null,"Existing",608,0,true,""]
["TORNE001","Torness","TORN-2","TORN","Nuclear","Nuclear_AGR",false,false,false,true,"EDF","SPTL","S1","SP South","1989","Existing",null,"Existing",608,0,true,""]
["TORRA001","Torr Achilty","TORA-1","TORA","Hydro","Hydro",false,false,false,true,"SSE Ltd","SHET","T1","SSE North","1954","Existing",2012,"Existing",15,0,true,""]
["TRAFF001","Trafford Power","CARR-2","CARR4","Gas","CCGT_New",true,false,false,false,"Wainstones","NGET","N2","NGC South","","Future",2018,"Awaiting Consents",1882,3,true,"- Intel suggests that this will now connect in 2 stages: Stage One 1882MW - 30/09/2018 / Stage Two 2162MW - 31/10/2025\n- Intel from September 2014 CS Report"]
["TRAFF001","Trafford Power","CARR-3","CARR4","Gas","CCGT_New",true,false,false,false,"Wainstones","NGET","N2","NGC South","","Future",2025,"Awaiting Consents",2162,3,true,"- Intel suggests that this will now connect in 2 stages: Stage One 1882MW - 30/09/2018 / Stage Two 2162MW - 31/10/2025\n- Intel from September 2014 CS Report"]
["TRITO001","Triton Knoll","AM-TRIK-1","BICF4","Wind","Offshore_Wind 2",false,false,false,true,"RWE Npower Ltd","NGET","K4","NGC South","","Future",2018,"Scoping",300,2,true,"- Expected issues with obtaining consents.  CS & Renewables UK quite negative on this project. (Greg Hunt - 13/01/2014)\n- Latest Intelligence states the installed capacity of the project has been decreased from 1200MW to between 600 - 900MW (Greg Hunt - "]
["TRITO001","Triton Knoll","AM-TRIK-2","BICF4","Wind","Offshore_Wind 2",false,false,false,true,"RWE Npower Ltd","NGET","K4","NGC South","","Future",2022,"Scoping",300,2,true,"- Expected issues with obtaining consents.  CS & Renewables UK quite negative on this project. (Greg Hunt - 13/01/2014)\n- Latest Intelligence states the installed capacity of the project has been decreased from 1200MW to between 600 - 900MW (Greg Hunt - "]
["TRITO001","Triton Knoll","AM-TRIK-3","BICF4","Wind","Offshore_Wind 2",false,false,false,true,"RWE Npower Ltd","NGET","K4","NGC South","","Future",2025,"Scoping",300,2,true,"- Expected issues with obtaining consents.  CS & Renewables UK quite negative on this project. (Greg Hunt - 13/01/2014)\n- Latest Intelligence states the installed capacity of the project has been decreased from 1200MW to between 600 - 900MW (Greg Hunt - "]
["TULLO001","Tullo","TULW-1","BRID","Wind","Onshore Wind",false,false,false,true,"Eneco Wind UK Ltd","SHET","T2","SSE South","","Existing",2012,"Existing",17,0,true,""]
["TULLO002","Tullo 2","AM-TULW-2","","Wind","Onshore Wind",false,false,false,true,"Eneco Wind UK Ltd","SHET","T2","SSE North","","Future",2015,"Existing",12,0,true,""]
["TULLY001","Tullymurdoch","ES-TULL-1","Coupar Angus","Wind","Onshore Wind",false,false,false,true,"Element Power Limited","SHET","","","","Future",2018,"Consents Approved",18,4,true,"No record of this development in either the TEC or Embedded registers. MLP 13/01/2015"]
["TUMME001","Tummel","TUMB-1","TUMB","Hydro","Hydro",false,false,false,true,"SSE Ltd","SHET","T4","SSE South","1935","Existing",2012,"Existing",34,0,true,""]
["TYNEB001","Tyne Biomass","ES-TYNEW-1","","Biomass","Biomass",false,false,false,true,"MGT Power Ltd","NGET","Q4","NGC North","","Future",null,"Scoping",280,1,false,"280MW - predicted TEC"]
["ULZIE001","Ulzieside","AM-ULZI-1","","Wind","Onshore Wind",false,false,false,true,"NBW Wind Energy Ltd","SPTL","S1","SP South","","Future",2016,"Awaiting Consents",30,3,true,"Owner NBW Wind Energy Ltd is connected to Ulzieside Wind Energy Limited who are stated as the owners in the TEC register - see http://www.endole.co.uk/company/SC386880/ulzieside-wind-energy-limited. MLP 13/01/2015"]
["USKMO001","Uskmouth","USKM-13","UKSM1","Coal","Coal",false,false,false,false,"SSE Ltd","NGET","H2","NGC South","1959","Existing",2012,"Existing",121,0,true,"- Generator has signed an agreement to return 1 unit @ 115MW from February 2015 (Greg Hunt 14/01/2015)\n- Plant closed but has been aquired by 3rd party buyer (Greg Hunt 24/12/2014 Link: http://www.bbc.co.uk/news/uk-wales-south-east-wales-30484015)"]
["USKMO001","Uskmouth","USKM-14","UKSM1","Coal","Coal",false,false,false,false,"SSE Ltd","NGET","H2","NGC South","1959","Existing",2012,"Existing",121,0,true,"- Generator has signed an agreement to return 1 unit @ 115MW from February 2015 (Greg Hunt 14/01/2015)\n- Plant closed but has been aquired by 3rd party buyer (Greg Hunt 24/12/2014 Link: http://www.bbc.co.uk/news/uk-wales-south-east-wales-30484015)"]
["USKMO001","Uskmouth","USKM-15","UKSM1","Coal","Coal",false,false,false,false,"SSE Ltd","NGET","H2","NGC South","1959","Existing",2012,"Existing",121,0,true,"- Generator has signed an agreement to return 1 unit @ 115MW from February 2015 (Greg Hunt 14/01/2015)\n- Plant closed but has been aquired by 3rd party buyer (Greg Hunt 24/12/2014 Link: http://www.bbc.co.uk/news/uk-wales-south-east-wales-30484015)"]
["VIKIN001","Viking","AM-VIKE-1","","Wind","Onshore Wind",false,false,false,true,"Viking Energy Ltd","SHET","T1","SSE North","","Future",2018,"Consents Approved",412,4,true,""]
["WALNE001","Walney","WLNYO-2","STAH1","Wind","Offshore_Wind 2",false,false,false,true,"Dong Energy & SSE & Ampere & PGGM","NGET","R5","NGC North","2011","Existing",null,"Existing",182,0,true,""]
["WALNE001","Walney","WLNYW-1","HEYS1","Wind","Offshore_Wind 2",false,false,false,true,"Dong Energy & SSE & Ampere & PGGM","NGET","R5","NGC North","2011","Existing",null,"Existing",182,0,true,""]
["WALNE002","Walney Extension","AM-WLNYW-3","Middleton(New)","Wind","Offshore_Wind 2.5",false,false,false,true,"Dong Energy & SSE & Ampere & PGGM","NGET","R5","NGC North","","Future",2016,"Consents Approved",660,4,true,""]
["WATHE001","Wathegar 2","ES-WATH-1","","Wind","Onshore Wind",false,false,false,true,"Scottish Hydro Electric Power Distribution plc","SHET","T5","SSE North","","Future",2018,"Consents Approved",22,4,true,""]
["WESTB001","West Burton A","WBUPS-1","WBUR4","Coal","Coal",false,false,false,false,"EDF","NGET","K6","NGC South","1967","Existing",2012,"Existing",474,0,true,""]
["WESTB001","West Burton A","WBUPS-2","WBUR4","Coal","Coal",false,false,false,false,"EDF","NGET","K6","NGC South","1967","Existing",2012,"Existing",500,0,true,""]
["WESTB001","West Burton A","WBUPS-3","WBUR4","Coal","Coal",false,false,false,false,"EDF","NGET","K6","NGC South","1967","Existing",2012,"Existing",500,0,true,""]
["WESTB001","West Burton A","WBUPS-4","WBUR4","Coal","Coal",false,false,false,false,"EDF","NGET","K6","NGC South","1967","Existing",2012,"Existing",474,0,true,""]
["WESTB002","West Burton A GT","WBUGT-4","WBUR4","Gas","GT",false,false,false,true,"EDF","NGET","K6","NGC South","1967","Existing",2012,"Existing",20,0,true,""]
["WESTB003","West Burton B","WBURB-1","WBUR4","Gas","CCGT_Exist",true,false,false,false,"EDF","NGET","K6","NGC South","2012","Existing",2012,"Existing",1332,0,true,""]
["WESTB004","West Browncastle Wind Farm","ES-WEST-1","","Wind","Onshore Wind",false,false,false,true,"Falck Renewables","SPTL","S4","SP North","","Existing",null,"Built",36,0,true,"Construction works commenced in August 2012, with the upgrading of 5km of road and four bridges from the A71 to the wind farm site. Works at the main wind farm site started early 2013. (See website)\nRenewableUK states that this wind farm became operation"]
["WESTE001","Westermost Rough","AM-WERW-1","Hedon","Wind","Offshore_Wind 2",false,false,false,true,"Dong Energy","NGET","P8","NGC South","","Existing",null,"Built",205,0,true,""]
["WESTO001","West of Duddon Sands","WDNSW-1","WODS","Wind","Offshore_Wind 2",false,false,false,true,"Scottish Power Renewables & Dong Energy","NGET","R5","NGC North","","Existing",null,"Existing",382,0,true,""]
["WHITE001","Whitelee","WHILW-1","WHIL","Wind","Onshore Wind",false,false,false,true,"ScottishPower Renewables (UK) Ltd","SPTL","S1","SP South","","Existing",2012,"Existing",305,0,true,""]
["WHITE002","Whitelee Extension","WHILW-2","WHIL","Wind","Onshore Wind",false,false,false,true,"ScottishPower Renewables (UK) Ltd","SPTL","S1","SP South","","Existing",2014,"Existing",206,0,true,"TEC Register assumes this is not yet built"]
["WHITE003","Whiteside Hill","AM-WHHI-1","","Wind","Onshore Wind",false,false,false,true,"SSE Renewables Developments (UK) Ltd","SPTL","S1","SP South","","Future",2016,"Consents Approved",27,4,true,""]
["WILTO001","Wilton","AM-WILT-1","","Gas","CHP",true,false,false,false,"Sembcorp Utilities (UK) Ltd","NGET","Q2","NGC North","2006","Existing",2012,"Existing",141,0,true,"- 99MW Existing / 42MW future gen contracted for 01/04/2016 (Greg Hunt 12/12/2014)"]
["WINDY001","Windy Standard III","ES-WIND-1","","Wind","Onshore Wind",false,false,false,true,"Fred Olson","SPTL","S4","SP North","","Future",2018,"Awaiting Consents",44,3,true,""]
["WINDY002","Windy Edge","ES-WIND-2","Windy Edge","Wind","Onshore Wind",false,false,false,true,"Windy Edge Wind Farm Limited","SPTL","","","","Future",2020,"Awaiting Consents",42,3,true,""]
["WYLFA001","Wylfa","WYLF-1","WYLF40","Nuclear","Nuclear_Magnox",false,false,false,true,"NDA (Magnox Limited)","NGET","M8","NGC South","1971","Existing",null,"Existing",220,0,true,"- Magnox Limited, the owner of Britain's oldest nuclear power reactor, has submitted a proposal to the country's nuclear regulator to extend the unit's lifetime by 15 months to December 2015. (Greg Hunt 30/10/2013 Source: Press Release - Daily Update 09/1"]
["WYLFA001","Wylfa","WYLF-2","WYLF40","Nuclear","Nuclear_Magnox",false,false,false,true,"NDA (Magnox Limited)","NGET","M8","NGC South","1971","Existing",null,"Existing",220,0,true,"- Magnox Limited, the owner of Britain's oldest nuclear power reactor, has submitted a proposal to the country's nuclear regulator to extend the unit's lifetime by 15 months to December 2015. (Greg Hunt 30/10/2013 Source: Press Release - Daily Update 09/1"]
["WYLFA001","Wylfa","WYLF-3","WYLF40","Nuclear","Nuclear_Magnox",false,false,false,true,"NDA (Magnox Limited)","NGET","M8","NGC South","1971","Existing",null,"Existing",0,0,true,"- Magnox Limited, the owner of Britain's oldest nuclear power reactor, has submitted a proposal to the country's nuclear regulator to extend the unit's lifetime by 15 months to December 2015. (Greg Hunt 30/10/2013 Source: Press Release - Daily Update 09/1"]
["WYLFA001","Wylfa","WYLF-4","WYLF40","Nuclear","Nuclear_Magnox",false,false,false,true,"NDA (Magnox Limited)","NGET","M8","NGC South","1971","Existing",null,"Existing",0,0,true,"- Magnox Limited, the owner of Britain's oldest nuclear power reactor, has submitted a proposal to the country's nuclear regulator to extend the unit's lifetime by 15 months to December 2015. (Greg Hunt 30/10/2013 Source: Press Release - Daily Update 09/1"]
["WYLFA002","Wylfa C","WYLFC-1","WYLF4(New)","Nuclear","Nuclear_ABWR",false,false,false,true,"Horizon","NGET","M8","NGC South","","Future",2024,"Scoping",1400,2,true,"- Intelligence on Horizon website states the aim is to secure first generation within the first half of the 2020s (Greg Hunt - 02/12/2013 Source: http://www.horizonnuclearpower.com/wylfa)\n- Horizon aquired by Hitachi Ltd of Japan in November 2012 (Greg H"]
["WYLFA002","Wylfa C","WYLFC-2","WYLF4(New)","Nuclear","Nuclear_ABWR",false,false,false,true,"Horizon","NGET","M8","NGC South","","Future",2025,"Scoping",1400,2,true,"- Intelligence on Horizon website states the aim is to secure first generation within the first half of the 2020s (Greg Hunt - 02/12/2013 Source: http://www.horizonnuclearpower.com/wylfa)\n- Horizon aquired by Hitachi Ltd of Japan in November 2012 (Greg H"]
["ABENG001","Abengoa - Spain","ES-SPAI-1","","Interconnector","Interconnector_New",false,false,false,false,"","NGET","F6","NGC South","","Future",0,"Scoping",1000,1,false,""]
["BELGI001","Belgium Interconnector","AM-BELG-1","CANT40","Interconnector","Interconnector_New",false,false,false,true,"National Grid International Ltd","NGET","C7","NGC South","","Future",2018,"Scoping",1000,2,true,"- NEMO"]
["BRITI001","BritIB","ES_BRIT-1","","Interconnector","Interconnector_New",false,false,false,false,"","NGET","","","","Future",null,"Scoping",1000,1,false,""]
["BRITN001","Britned","BRITNED","GRAI40","Interconnector","Interconnector_Exist",false,false,false,true,"BritNed Development Ltd","NGET","C3","NGC South","2010","Existing",2012,"Existing",1200,0,true,""]
["DENMA001","Viking Link Denamrk","AM-DENM-1","","Interconnector","Interconnector_New",false,false,false,true,"National Grid Interconnector Holdings Ltd","NGET","P7","NGC South","","Future",null,"Scoping",1000,2,true,""]
["EASTW001","East-West (Wales-Ireland)","EWIC","DEES4","Interconnector","Interconnector_Exist",false,false,false,true,"EirGrid","NGET","M5","NGC South","2012","Existing",2012,"Existing",500,0,true,""]
["ELECL001","Eleclink","AM-FRAN-4","SELL40","Interconnector","Interconnector_New",false,false,false,true,"Eleclink","NGET","C9","NGC South","","Future",2015,"Awaiting Consents",1000,3,true,""]
["FAB001","FAB","AM-ALDR-1","EXET40","Interconnector","Interconnector_New",false,false,false,true,"FABLink Ltd","NGET","F6","NGC South","","Future",2017,"Scoping",2000,2,true,""]
["GREEN003","Greenlink","ES_GREE-1","","Interconnector","Interconnector_New",false,false,false,false,"","NGET","","","","Future",0,"Scoping",500,1,false,""]
["ICELI001","IceLink","ES_ICEL-1","","Interconnector","Interconnector_New",false,false,false,false,"","NGET","","","","Future",1000,"Scoping",0,1,false,""]
["IFA001","IFA","FRANCE","\"SELL40, GRAI41\"","Interconnector","Interconnector_Exist",false,false,false,true,"NGC","NGET","C9","NGC South","1986","Existing",2012,"Existing",2000,0,true,""]
["IFA002","IFA2","AM-FRAN-3","CHILLING (NEW S/S NEAR FAWL)","Interconnector","Interconnector_New",false,false,false,true,"NGC","NGET","B2","NGC South","","Future",2019,"Scoping",1000,2,true,""]
["MOYLE001","Moyle","MOYLE","AUCH20","Interconnector","Interconnector_Exist",false,false,false,true,"Moyle","SPTL","S9","SP South","2002","Existing",2012,"Existing",500,0,true,"- TEC of 80MW relates to IRE - GB not GB - Ireland (Greg Hunt - 12/12/2013)"]
["NORWE001","Norwegian Link 2","AM-NORW-2","","Interconnector","Interconnector_New",false,false,false,true,"NorthConnect KS","SHET","T2","SSE South","0","Future",2021,"Scoping",1400,2,true,""]
["NSN001","NSN","AM-NORW-1","Blyth 400 (new)","Interconnector","Interconnector_New",false,false,false,true,"National Grid International Ltd","NGET","Q6","NGC North","","Future",2019,"Scoping",1400,2,true,""]
["OGN-F001","OGN - France","ES-OGN-1","","Interconnector","Interconnector_New",false,false,false,false,"","NGET","","","","Future",0,"Scoping",2000,1,false,""]
["BRIDG001","Bridgewater Tidal","ES-BRID-1","","Marine","Tidal",false,false,false,false,"Tidal Lagoon Plc","NGET","","","","Future",0,"Scoping",6000,1,false,""]
["CANTI001","Cantick Head","ES-CANT-1","","Marine","Tidal",false,false,false,true,"SSE Renewables","SHET","T5","SSE North","","Future",2019,"Scoping",30,2,true,""]
["CANTI001","Cantick Head","ES-CANT-2","","Marine","Tidal",false,false,false,true,"SSE Renewables","SHET","T5","SSE North","","Future",2020,"Scoping",65,2,true,""]
["CANTI001","Cantick Head","ES-CANT-3","","Marine","Tidal",false,false,false,true,"SSE Renewables","SHET","T5","SSE North","","Future",2021,"Scoping",65,2,true,""]
["COSTA001","Costa Head and Brough Head","AM-ORKN-1","","Marine","Tidal",false,false,false,true,"SSE Ltd","SHET","T5","SSE North","","Future",2018,"Awaiting Consents",8,-1,true,"- Expecting termination"]
["COSTA001","Costa Head and Brough Head","ES-ORKN-2","","Marine","Tidal",false,false,false,true,"SSE Ltd","SHET","T5","SSE North","","Future",2019,"Awaiting Consents",10,-1,true,"- Expecting termination"]
["COSTA001","Costa Head and Brough Head","ES-ORKN-3","","Marine","Tidal",false,false,false,true,"SSE Ltd","SHET","T5","SSE North","","Future",2020,"Awaiting Consents",12,-1,true,"- Expecting termination"]
["COSTA001","Costa Head and Brough Head","ES-ORKN-4","","Marine","Tidal",false,false,false,true,"SSE Ltd","SHET","T5","SSE North","","Future",2021,"Awaiting Consents",20,-1,true,"- Expecting termination"]
["COSTA001","Costa Head and Brough Head","ES-ORKN-5","","Marine","Tidal",false,false,false,true,"SSE Ltd","SHET","T5","SSE North","","Future",2022,"Awaiting Consents",20,-1,true,"- Expecting termination"]
["COSTA001","Costa Head and Brough Head","ES-ORKN-6","","Marine","Tidal",false,false,false,true,"SSE Ltd","SHET","T5","SSE North","","Future",2023,"Awaiting Consents",90,-1,true,"- Expecting termination"]
["COSTA001","Costa Head and Brough Head","ES-ORKN-7","","Marine","Tidal",false,false,false,true,"SSE Ltd","SHET","T5","SSE North","","Future",2024,"Awaiting Consents",110,-1,true,"- Expecting termination"]
["COSTA001","Costa Head and Brough Head","ES-ORKN-8","","Marine","Tidal",false,false,false,true,"SSE Ltd","SHET","T5","SSE North","","Future",2025,"Awaiting Consents",30,-1,true,"- Expecting termination"]
["CUMBR001","Cumbria Tidal Project","ES-CUMB-2","","Marine","Tidal",false,false,false,false,"Tidal Lagoon Plc","NGET","","","","Future",0,"Scoping",320,1,false,""]
["DUNCA001","Duncansby","AM-DUNC-1","","Marine","Tidal",false,false,false,true,"Scottish Power Ltd","SHET","T5","SSE North","","Future",2018,"Scoping",30,-1,true,"- Expecting termination"]
["DUNCA001","Duncansby","ES-DUNC-2","","Marine","Tidal",false,false,false,true,"Scottish Power Ltd","SHET","T5","SSE North","","Future",2019,"Scoping",30,-1,true,"- Expecting termination"]
["DUNCA001","Duncansby","ES-DUNC-3","","Marine","Tidal",false,false,false,true,"Scottish Power Ltd","SHET","T5","SSE North","","Future",2020,"Scoping",35,-1,true,"- Expecting termination"]
["ISLAY002","Islay Marine Energy Park","AM-IMEP-1","","Marine","Tidal",false,false,false,true,"DP Marine","SPTL","S6","SP North","","Future",2019,"Scoping",400,2,true,""]
["LAGNA001","Lag Na Greine","ES-LANA-1","","Marine","Tidal",false,false,false,true,"Lewis Wind Power Ltd","SHET","T1","SSE North","","Future",2019,"Consents Approved",10,4,true,""]
["LAGNA001","Lag Na Greine","ES-LANA-2","","Marine","Tidal",false,false,false,true,"Lewis Wind Power Ltd","SHET","T1","SSE North","","Future",2020,"Consents Approved",10,4,true,""]
["LAGNA001","Lag Na Greine","ES-LANA-3","","Marine","Tidal",false,false,false,true,"Lewis Wind Power Ltd","SHET","T1","SSE North","","Future",2021,"Consents Approved",20,4,true,""]
["MARWI001","Marwick Head","AM-MARW-1","","Marine","Wave",false,false,false,true,"Scottish Power Ltd","SHET","T5","SSE North","","Future",2018,"Scoping",9,-1,true,"- Expecting termination"]
["MARWI001","Marwick Head","ES-MARW-2","","Marine","Wave",false,false,false,true,"Scottish Power Ltd","SHET","T5","SSE North","","Future",2019,"Scoping",14,-1,true,"- Expecting termination"]
["MARWI001","Marwick Head","ES-MARW-3","","Marine","Wave",false,false,false,true,"Scottish Power Ltd","SHET","T5","SSE North","","Future",2020,"Scoping",27,-1,true,"- Expecting termination"]
["MEYGE001","Meygen","AM-MEYG-1","","Marine","Tidal",false,false,false,true,"MeyGen Ltd","SHET","T5","SSE North","","Future",2018,"Awaiting Consents",15,0,true,""]
["MEYGE001","Meygen","ES-MEYG-2","","Marine","Tidal",false,false,false,true,"MeyGen Ltd","SHET","T5","SSE North","","Future",2019,"Awaiting Consents",56,0,true,""]
["MEYGE001","Meygen","ES-MEYG-3","","Marine","Tidal",false,false,false,true,"MeyGen Ltd","SHET","T5","SSE North","","Future",2020,"Awaiting Consents",83,0,true,""]
["MEYGE001","Meygen","ES-MEYG-4","","Marine","Tidal",false,false,false,true,"MeyGen Ltd","SHET","T5","SSE North","","Future",2021,"Awaiting Consents",83,0,true,""]
["NEWPO001","Newport Lagoon","ES-NEWP-1","","Marine","Tidal",false,false,false,true,"Tidal Lagoon Plc","NGET","","","","Future",0,"Scoping",2000,1,false,"- Non Contracted.  Devlopers proposed date is between 2020 - 2023 (Greg Hunt - 28/01/2015)"]
["SEVER001","Swansea Bay","AM-SEVB-1","PENA4","Marine","Tidal",false,false,false,true,"Tidal Lagoon Plc","NGET","E7","NGC South","","Future",2018,"Scoping",320,2,true,""]
["SOUND001","Sound of Islay","AM-SOIT","","Marine","Tidal",false,false,false,true,"Scottish Power Ltd","SHET","T3","SSE South","","Future",2013,"Consents Approved",10,4,true,""]
["USKMO002","Uskmouth Lagoon","ES-USKM-1","","Marine","Tidal",false,false,false,false,"Tidal Lagoon Plc","NGET","","","","Future",0,"Scoping",2000,1,false,"- Non Contracted.  Developers proposed date between 2020-2023 (Greg Hunt 28/01/2015)"]
["WESTR001","Westray South","ES-WESW-1","","Marine","Tidal",false,false,false,false,"SSE Renewables Developments (UK) Ltd","SHET","","","","Future",2019,"Awaiting Consents",60,3,true,""]
["WESTR001","Westray South","ES-WESW-2","","Marine","Tidal",false,false,false,false,"SSE Renewables Developments (UK) Ltd","SHET","","","","Future",2023,"Awaiting Consents",40,3,true,""]
["WESTR001","Westray South","ES-WESW-3","","Marine","Tidal",false,false,false,false,"SSE Renewables Developments (UK) Ltd","SHET","","","","Future",2024,"Awaiting Consents",50,3,true,""]
["WESTS001","West Somerset","ES-WESS-1","","Marine","Tidal",false,false,false,false,"Tidal Lagoon Plc","NGET","","","","Future",0,"Scoping",2800,1,false,"- Non Contracted.  Developers proposed date is 2018 (Greg Hunt 28/01/2015)"]
["PENMA001","Penmanshiel","ES-PENM-1",null,"Wind","Onshore Wind",false,false,false,false,"RES UK & Ireland Ltd","SPTL",null,null,null,"Future",2016,"Consents Approved",29,4,true]
["INCHM001","Inch Moor","ES-INCM-1",null,"Wind","Onshore Wind",false,false,false,false,"Ecotricity",null,null,null,null,"Future",0,"Scoping",57,1,false]
["STRAI001","Straid","ES-STRD-1",null,"Wind","Onshore Wind",false,false,false,false,"Ecotricity",null,null,null,null,"Future",0,"Scoping",32,1]
["SNEDD001","Sneddon Law","ES-SNED-1",null,"Wind","Onshore Wind",false,false,false,false,null,"SPTL",null,null,null,"Existing",0,"Existing",42,0]

{"sheet":"Notes","index":10,"n_rows":8,"n_cols":1,"rows_kept":8,"cut":false,"hidden":true,"merged":[]}
["Wind"]
["Consents approved as NP"]
["Awaiting consents included, slipped apprx 2 years from contracted date"]
["Coire na cloche and autobert need to be added to NP"]
["Consents refused Glen Kyhally"]
["Tangy III is repowering for Tangy - turn off tangy when Tangy III comes on line"]
["Consents approved for burbo bank turn on in NP"]
["Wind profile gets to rughly the same level as LCL but is a slower ramp up - consider pulling forward those with consents, which are currently as they are in NP"]

{"sheet":"NEDOutput","index":11,"n_rows":272,"n_cols":25,"rows_kept":272,"cut":false,"hidden":true,"merged":[]}
["Availabilities derived from NED data to use in Ranking Order"]
["Updated by Greg Hunt, 31/03/2015"]
[]
[]
["NEW","Conflicting data on its name/BMU","Do we need this column??"]
[null,null,null,null,null,null,null,null,null,null,null,null,null,null,"Average over x years"]
["BMU_ID","Station_Name","T_Node","Fuel_Type","2006/07","2007/08","2008/09","2009/10","2010/11","2011/12","2012/13","2013/14","2014/15","No. of Years of Data",9,8,7,6,5,4,3,2,1,"mean","stddev"]
["ABTH7","Aberthaw B","ABTH20","Coal",0.90243902439024393,0.52631578947368418,1,0.95238095238095233,0.96296296296296291,0.92682926829268297,0.92682926829268297,0.88095238095238093,1,9,0.89763440519395443,0.88483870584319879,0.88539389511331557,0.88255304023382752,0.95380049038585624,0.94225061298232027,0.93887383318277629,0.92682926829268297,0.92682926829268297,0.91544483550229061,2.7921117310218006E-2]
["ABTH7G","Aberthaw B GT","ABTH20","GT",0,3.6184210526315791E-2,2.6785714285714284E-2,1.7857142857142856E-2,1.3888888888888888E-2,0,0,8.9285714285714281E-3,0,9,1.1516058665181473E-2,1.2955565998329158E-2,1.3530850936865976E-2,1.5785992759676973E-2,1.1706349206349205E-2,7.9365079365079361E-3,4.6296296296296294E-3,0,0,8.6734394591711506E-3,5.8859054529533834E-3]
["ABTH8","Aberthaw B","ABTH20","Coal",0.92682926829268297,0.65789473684210531,0.9285714285714286,0.8571428571428571,0.66203703703703709,1,0.95121951219512191,0.95238095238095233,0.99702380952380953,9,0.88145551133177724,0.86700947405777318,0.85481354858303327,0.84281092863142504,0.87979416698928892,0.86759985159375397,0.87108551641071974,0.97560975609756095,0.95121951219512191,0.88793314065449491,4.4817076265174546E-2]
["ABTH8G","Aberthaw B GT","ABTH20","GT",0,2.6315789473684209E-2,2.0833333333333332E-2,2.0833333333333332E-2,1.3888888888888888E-2,0,0,0,0,9,9.0968161143599735E-3,1.023391812865497E-2,1.1695906432748537E-2,1.364522417153996E-2,1.111111111111111E-2,8.6805555555555559E-3,4.6296296296296294E-3,0,0,7.6770179048444142E-3,5.0035535352393719E-3]
["ABTH9","Aberthaw B","ABTH20","Coal",0.95121951219512191,0.61513157894736847,0.9910714285714286,0.875,0.88888888888888884,1,0.90243902439024393,0.6875,0.9107142857142857,9,0.8691071909674819,0.8639063041241315,0.88910720471329319,0.87875515346632171,0.93147986837011221,0.91658197831978316,0.93044263775971092,0.95121951219512191,0.90243902439024393,0.90367098603402241,3.0675554925681171E-2]
["ABTH9G","Aberthaw B GT","ABTH20","GT",0,1.9736842105263157E-2,2.976190476190476E-2,1.7857142857142856E-2,1.3888888888888888E-2,0,0,0,0,9,9.027197623688853E-3,1.0155597326649959E-2,1.1606396944742811E-2,1.3540796435533279E-2,1.2301587301587301E-2,7.9365079365079361E-3,4.6296296296296294E-3,0,0,7.6886347998155287E-3,5.0794045572985494E-3]
["ALCN-1","Lynemouth","ALCA10","Thermal",null,null,1,1,0.92592592592592593,1,1,null,null,5,"","","","",0.98518518518518516,0.98148148148148151,0.97530864197530864,1,1,0.98839506172839509,1.1165845979846923E-2]
["BAGE-1","Baglan Bay","BAGB2","CCGT",1,0.97368421052631582,1.1904761904761904E-2,0.67261904761904767,0.96296296296296291,0.87804878048780488,0,0.23809523809523808,0.19047619047619047,9,0.5475323546747024,0.59216437519951637,0.64274568050012759,0.58320329391681547,0.50510711059491542,0.62840769776745387,0.61367058115025597,0.43902439024390244,0,0.50576172044974332,0.20028341882278761]
["BAGE-2","Baglan Bay GT","BAGB2","GT",0.95121951219512191,0.94736842105263153,8.9285714285714288E-2,2.3809523809523808E-2,0.15740740740740741,1.524390243902439E-2,0,0.15178571428571427,5.0595238095238096E-2,9,0.26519060373004177,0.2920150244343922,0.31204778302706043,0.20551916149905022,5.7149309588333988E-2,4.9115208413988906E-2,5.7550436615477263E-2,7.621951219512195E-3,0,0.13846771983642855,0.12830602318587742]
["BARK-1","Barking","BARP21","CCGT",0.97560975609756095,0.97368421052631582,1,0.90476190476190477,0.96296296296296291,0.40853658536585363,0.35365853658536583,0.25,0,9,0.64769043958888484,0.72865174453749548,0.79703056518570914,0.76726736670040052,0.7259839979352174,0.65747999741902174,0.57505269497139411,0.38109756097560976,0.35365853658536583,0.6259903226554554,0.16122432873589107]
["BARKB2","Barking","BARP22","CCGT",1,0,1,0.90476190476190477,0.96296296296296291,0.41463414634146339,0,0.1130952380952381,0,9,0.48838380579572988,0.54943178152019612,0.61176557343804727,0.54705983567772176,0.65647180281326611,0.57058975351658281,0.4591990364348088,0.2073170731707317,0,0.45446874026300943,0.21372327338032979]
["BRGG-1","Brigg","BRIG10","CCGT",0.56097560975609762,0.86842105263157898,0.89583333333333337,0.70238095238095233,0.51388888888888884,0.21341463414634146,4.878048780487805E-2,4.4642857142857144E-2,6.25E-2,9,0.43453753512054755,0.481042227010616,0.54338499413458152,0.54045322486432879,0.47485965931087881,0.36961624080526517,0.25869467028003612,0.13109756097560976,4.878048780487805E-2,0.36471851114519349,0.17993123783426207]
["BRYP-1","Barry","AESB11","CCGT",0.86890243902439024,0.94736842105263153,0.84226190476190477,0.77976190476190477,0.80092592592592593,0.75304878048780488,7.3170731707317069E-2,6.25E-2,7.1428571428571425E-2,9,0.57770763101671674,0.64099251346523489,0.72363430110312554,0.69942294478291489,0.6498338495289715,0.60172683572073815,0.54238181270701602,0.41310975609756095,7.3170731707317069E-2,0.54688670845884391,0.20007554629806562]
["CAS-BEU01","Cascade Beauly",null,"Hydro",1,1,1,1,0.96296296296296291,1,1,1,1,9,0.99588477366255135,0.99537037037037035,0.99470899470899465,0.99382716049382713,0.99259259259259258,0.9907407407407407,0.98765432098765427,1,1,0.99453099483963692,4.0046292381917606E-3]
["CAS-CLU01","Cascade Clunie",null,"Hydro",1,1,1,1,0.96296296296296291,1,1,1,1,9,0.99588477366255135,0.99537037037037035,0.99470899470899465,0.99382716049382713,0.99259259259259258,0.9907407407407407,0.98765432098765427,1,1,0.99453099483963692,4.0046292381917606E-3]
["CAS-CON01","Cascade Conon",null,"Hydro",1,1,null,null,0.96296296296296291,1,1,1,1,7,0.99470899470899465,0.99382716049382713,0.99259259259259258,0.9907407407407407,0.98765432098765427,0.98765432098765427,0.98765432098765427,1,1,0.99275916127767994,4.9000244041695947E-3]
["CAS-GAR01","Cascade Garry",null,"Hydro",1,1,1,1,0.90277777777777779,1,0.99390243902439024,1,0.98809523809523814,9,0.98719727276637848,0.98708502710027102,0.98524003097173829,0.98278003613369469,0.97933604336043367,0.97417005420054203,0.96556007226738938,0.99695121951219512,0.99390243902439024,0.98358024392633703,9.6526150845921595E-3]
["CAS-KIL01","Cascade Killin",null,"Hydro",1,0.99671052631578949,null,null,0.96296296296296291,1,0.99085365853658536,1,1,7,0.99293244968790539,0.99175452463588964,0.99010542956306757,0.98763178695383436,0.98460554049984939,0.98460554049984939,0.98460554049984939,0.99542682926829262,0.99085365853658536,0.98916903334945816,4.0087779438782991E-3]
["CAS-MOR01","Cascade Morriston",null,"Hydro",1,1,1,0.99702380952380953,0.96296296296296291,1,1,1,1,9,0.99555408583186356,0.99499834656084651,0.99428382464096743,0.99333112874779539,0.99199735449735438,0.98999669312169314,0.98765432098765427,1,1,0.99420175048757486,4.1212587818068311E-3]
["CASS-1","Cassley",null,"Hydro",null,null,0.70833333333333337,0.46726190476190477,0.40740740740740738,0.875,0.72256097560975607,null,null,5,"","","","",0.63611272422248033,0.61805757194476707,0.6683227943390545,0.79878048780487809,0.72256097560975607,0.68876691078418717,7.3203930572625919E-2]
["CASS-2","Cassley",null,"Hydro",null,null,0.32142857142857145,0.16666666666666666,0.27777777777777779,0.70426829268292679,0.47560975609756095,null,null,5,"","","","",0.38915021293070073,0.40608062330623307,0.48588527551942184,0.58993902439024382,0.47560975609756095,0.46933297844883209,7.9513098151825834E-2]
["CDCL-1","CDCL","COTT40","CCGT",0.81097560975609762,0.91118421052631582,0.42857142857142855,0.78869047619047616,0.33333333333333331,0.12804878048780488,0.50304878048780488,0.31845238095238093,0.41666666666666669,9,0.51544129633025659,0.52778812503820527,0.55769323133618021,0.51547950159952727,0.43633855981416952,0.43828034262485482,0.32147696476964766,0.31554878048780488,0.50304878048780488,0.45901062027649459,8.8897195406487259E-2]
["CLAC-1","Clachan","CLAC","Hydro",0.90853658536585369,0.95723684210526316,0.77083333333333337,0.56547619047619047,0.58333333333333337,0.89329268292682928,0.59451219512195119,0.91666666666666663,0.81547619047619047,9,0.7783737799784014,0.77373597866617772,0.75331730895182214,0.7274474295494836,0.68148954703832754,0.65915360046457616,0.69037940379403795,0.74390243902439024,0.59451219512195119,0.71136796473212993,6.0385415651083359E-2]
["CNQPS-1","Connah's Quay","DEES41","CCGT",0.93292682926829273,1,0.77083333333333337,0.9732142857142857,0.81481481481481477,0.68902439024390238,0.80182926829268297,0.20535714285714285,0.43452380952380953,9,0.73583598600536282,0.77350000806555697,0.85466327452390178,0.8416193487331699,0.80994321847980388,0.81972068976642143,0.76855615778380004,0.74542682926829262,0.80182926829268297,0.79456608676877694,4.1430412917557585E-2]
["CNQPS-2","Connah's Quay","DEES41","CCGT",0.99695121951219512,0.89473684210526316,0.63988095238095233,0.95238095238095233,0.29629629629629628,0.53048780487804881,0.64939024390243905,9.5238095238095233E-2,0.47619047619047616,9,0.61461698698719092,0.6319203008367803,0.70858918735087817,0.66052884865732542,0.61368724996773771,0.60713882436443412,0.49205811502559471,0.58993902439024393,0.64939024390243905,0.61865208683140271,5.9147258531862611E-2]
["CNQPS-3","Connah's Quay","DEES41","CCGT",0.95426829268292679,0.97368421052631582,0.87797619047619047,0.95238095238095233,0.79629629629629628,0.50914634146341464,7.3170731707317069E-2,0.27976190476190477,0.38392857142857145,9,0.64451261019154338,0.67708561503691489,0.73384614507620205,0.69710912047508111,0.64179410246483415,0.58274858046199507,0.45953778982234272,0.29115853658536583,7.3170731707317069E-2,0.53344035909128851,0.22082317093678816]
["CNQPS-4","Connah's Quay","DEES41","CCGT",0.99085365853658536,0.97039473684210531,1,0.96130952380952384,0.81481481481481477,0.44817073170731708,0.85060975609756095,0.32738095238095238,0.44047619047619047,9,0.75600115162945003,0.79544177177360742,0.86230760311541521,0.84088326054522033,0.8149809652858433,0.76872620660730417,0.70453176753989766,0.64939024390243905,0.85060975609756095,0.78254141405519306,7.1000390333176469E-2]
["COCK-1","Cockenzie","COCK2","Coal",0.875,0.95723684210526316,0.9732142857142857,0.8571428571428571,0.59259259259259256,0.87804878048780488,0,0,0,9,0.57035948422697813,0.64165441975535042,0.73331933686325768,0.70970589300713394,0.66019970318750798,0.58194605755581363,0.49021379102679913,0.43902439024390244,0,0.5362692306518605,0.22298673964664953]
["COCK-2","Cockenzie","COCK2","Coal",0.7347560975609756,0.81578947368421051,0.94345238095238093,0.7857142857142857,0.66666666666666663,0.84756097560975607,0,0,0,9,0.53265998668758607,0.59924248502353439,0.68484855431261071,0.67653063043788331,0.64867886178861789,0.57498548199767707,0.5047425474254742,0.42378048780487804,0,0.51616322616425125,0.21138137347178204]
["COCK-3","Cockenzie","COCK2","Coal",0.97560975609756095,0.92105263157894735,0.92261904761904767,0.88095238095238093,0.66666666666666663,0.53048780487804881,0.70731707317073167,0,0,9,0.62274504010704268,0.70058817012042296,0.80067219442334048,0.77151593414430375,0.74160859465737516,0.69635598141695687,0.63482384823848237,0.61890243902439024,0.70731707317073167,0.69939214170033848,6.5036151147360277E-2]
["COCK-4","Cockenzie","COCK2","Coal",1,0.90789473684210531,0.88095238095238093,0.69047619047619047,0.72222222222222221,0.78048780487804881,0.70731707317073167,0,0,9,0.63215004539351982,0.71116880106770985,0.81276434407738274,0.7815584014236131,0.75629113433991468,0.72512582268679826,0.73667570009033412,0.74390243902439024,0.70731707317073167,0.73410597347493267,5.0932604016814188E-2]
["CORB-1","Corby","GREN11","CCGT",0.78353658536585369,0.89802631578947367,0.76488095238095233,0.73809523809523814,0.4861111111111111,7.3170731707317069E-2,0.66463414634146345,1,0.6428571428571429,9,0.67236802484983915,0.67605688509892614,0.62977929725591564,0.60415308257092593,0.54537843592721635,0.49050280681378244,0.40797199638663056,0.36890243902439024,0.66463414634146345,0.56219412380767675,0.11645483956818266]
["COSO-1","Coryton","COSO40","CCGT",0.95121951219512191,0.98026315789473684,1,1,0.96296296296296291,0.3902439024390244,0.38414634146341464,0.14583333333333334,0.92261904761904767,9,0.74858758421196014,0.72683365128607424,0.8098336967078944,0.78626939412668972,0.74747064137308039,0.68433830171635046,0.57911773562180058,0.38719512195121952,0.38414634146341464,0.65042138538427596,0.16400685732623882]
["COTPS-1","Cottam","COTT40","Coal",0.85060975609756095,0.86842105263157898,0.92261904761904767,0.7857142857142857,0.88888888888888884,0.85365853658536583,0.90243902439024393,0.9285714285714286,1,9,0.88899133561093335,0.87511525256230005,0.86747865598956742,0.87029013930490173,0.87066395663956642,0.85767518389469599,0.88166214995483283,0.87804878048780488,0.90243902439024393,0.8769293865372052,1.3069770733499469E-2]
["COTPS-2","Cottam","COTT40","Coal",0.97560975609756095,0.98684210526315785,0.92261904761904767,0.95238095238095233,0.70370370370370372,0.7652439024390244,1,0.94047619047619047,1.7857142857142856E-2,9,0.80719253342630914,0.90585945724745487,0.90091420964334978,0.88846495190098096,0.86878952122854558,0.85533213963092014,0.82298253538090937,0.88262195121951215,1,0.8813508110753312,5.5738586441433494E-2]
["COTPS-3","Cottam","COTT40","Coal",0.92682926829268297,0.85855263157894735,0.97619047619047616,0.8571428571428571,0.77777777777777779,0.99085365853658536,0.97560975609756095,1,0.95238095238095233,9,0.92392637533309341,0.920369553202111,0.90899377508812684,0.90602119288736749,0.91551490514905143,0.90034601238869527,0.91474706413730811,0.9832317073170731,0.97560975609756095,0.92764003795559857,3.0272611036522439E-2]
["COTPS-4","Cottam","COTT40","Coal",1,0.97368421052631582,0.9285714285714286,0.9285714285714286,0.62962962962962965,1,0.95121951219512191,0.6428571428571429,0.73809523809523814,9,0.86584762116070069,0.88181666904388356,0.91595374421341791,0.90194603491565406,0.88759839979352184,0.87735514259904501,0.86028304727491722,0.97560975609756095,0.95121951219512191,0.90195888081042475,3.9219083078097967E-2]
["COWE1","Cowes","FAWL10","Gas",9.1463414634146336E-3,9.8684210526315784E-3,1.7857142857142856E-2,2.6785714285714284E-2,0,0,6.0975609756097563E-3,8.9285714285714281E-3,0.11607142857142858,9,2.1639464514945903E-2,9.8354690078855667E-3,9.9650258049304441E-3,1.0101473195183079E-2,1.0148083623693379E-2,8.2208188153310106E-3,2.0325203252032522E-3,3.0487804878048782E-3,6.0975609756097563E-3,9.0099107500652524E-3,5.666898005101389E-3]
["COWE2","Cowes","FAWL10","Gas",9.1463414634146336E-3,6.5789473684210523E-3,1.1904761904761904E-2,2.0833333333333332E-2,0,9.1463414634146336E-3,6.0975609756097563E-3,5.9523809523809521E-3,0.10119047619047619,9,1.8983349294645829E-2,8.7074584326670319E-3,9.1010409298507584E-3,9.0934908409234464E-3,9.5963995354239242E-3,9.0193089430894297E-3,5.08130081300813E-3,7.621951219512195E-3,6.0975609756097563E-3,9.2557623316367223E-3,3.9563004099913476E-3]
["CRUA-1","Cruachan","CRUA2","PS",0.88414634146341464,0.92434210526315785,0.75595238095238093,0.70833333333333337,0.43518518518518517,0.29268292682926828,0.36890243902439024,0.26190476190476192,0.62202380952380953,9,0.5837192537199668,0.57893118424448653,0.6242206731501615,0.58089972843128601,0.51221125306491155,0.45127597109304429,0.36559018367961454,0.33079268292682928,0.36890243902439024,0.48850481881496566,0.11204472619002651]
["CRUA-2","Cruachan","CRUA2","PS",0.79878048780487809,0.84868421052631582,0.73511904761904767,0.83333333333333337,0.52777777777777779,0.5152439024390244,0.60670731707317072,0.60416666666666663,0.5178571428571429,9,0.6652966540108175,0.6837265929050268,0.69509229665336392,0.67781093146144489,0.6436362756484707,0.62076558265582649,0.54990966576332434,0.56097560975609762,0.60670731707317072,0.6337689917697269,5.3056626319883601E-2]
["CRUA-3","Cruachan","CRUA2","PS",0.64329268292682928,0.76315789473684215,0.63988095238095233,0.66666666666666663,0.51388888888888884,0.37195121951219512,0.42073170731707316,0.3482142857142857,0.4375,9,0.53392047757152594,0.54597303726796664,0.57422428748992105,0.56271288825043642,0.52262388695315531,0.49330962059620592,0.43552393857271904,0.39634146341463417,0.42073170731707316,0.49837347860373754,6.5597997664033E-2]
["CRUA-4","Cruachan","CRUA2","PS",0.78963414634146345,0.68421052631578949,0.55059523809523814,0,0.59722222222222221,0.52743902439024393,0.24695121951219512,0.48809523809523808,0.46130952380952384,9,0.48282857097576826,0.48551845187154885,0.48515033955387893,0.4344030384226148,0.38444154084397991,0.34290311653116534,0.45720415537488712,0.38719512195121952,0.24695121951219512,0.41184395055969536,8.039585182976175E-2]
["DAMC-1","Damhead Creek","DAMC40","CCGT",0.87804878048780488,1,1,1,0.96296296296296291,1,0.87195121951219512,1,0.95238095238095233,9,0.96281599059376832,0.96412037037037035,0.95899470899470896,0.97248569707919297,0.96698283649503158,0.95872854561878951,0.94497139415838605,0.93597560975609762,0.87195121951219512,0.94855848584205993,3.084159315724919E-2]
["DEEP-1","Deeside","DEES4","CCGT",0.92073170731707321,0.98355263157894735,1,1,0.88888888888888884,0.71951219512195119,0.95121951219512191,0.75595238095238093,0.72619047619047616,9,0.88289419913831557,0.90248216450679553,0.92341499072885469,0.92386220463081825,0.91192411924119232,0.88990514905149043,0.8532068654019872,0.83536585365853655,0.95121951219512191,0.8971416731725681,3.6362077185263589E-2]
["DERW-1","Derwent","WILL10","CHP",1,1,1,1,0.96296296296296291,1,0.26829268292682928,0,0,9,0.69236173843219917,0.77890695573622404,0.89017937798425606,0.87187594098163201,0.84625112917795842,0.80781391147244808,0.74375188196326414,0.63414634146341464,0.26829268292682928,0.72595332890424724,0.1909081518350324]
["DIDC1","Didcot A","DIDC42","Coal",0.92682926829268297,0.96710526315789469,0.66666666666666663,0.5,0.96296296296296291,0.85365853658536583,0.68292682926829273,null,null,7,0.79430707527626654,0.79430707527626654,0.79430707527626654,0.77222004310686376,0.73324299909665758,0.74988708220415534,0.83318277627220716,0.76829268292682928,0.68292682926829273,0.76918595985597848,4.3450817242955533E-2]
["DIDC1G","Didcot A GT","DIDC41","GT",0,6.5789473684210523E-3,5.9523809523809521E-3,2.976190476190476E-3,0,0,0,null,null,7,2.2153598281417831E-3,2.2153598281417831E-3,2.2153598281417831E-3,2.5845864661654134E-3,1.7857142857142857E-3,7.4404761904761901E-4,0,0,0,1.3067142061502963E-3,1.105577277157623E-3]
["DIDC2","Didcot A","DIDC42","Coal",0.90243902439024393,1,0.8571428571428571,0.42261904761904762,0.92592592592592593,0.88414634146341464,0.65853658536585369,null,null,7,0.80725854027247745,0.80725854027247745,0.80725854027247745,0.79139512625284969,0.74967415150341987,0.72280697509356051,0.82286961758506472,0.77134146341463417,0.65853658536585369,0.77093328222586832,5.3004621569937072E-2]
["DIDC2G","Didcot A GT","DIDC41","GT",0,0,0,2.976190476190476E-3,0,0,0,null,null,7,4.2517006802721087E-4,4.2517006802721087E-4,4.2517006802721087E-4,4.96031746031746E-4,5.9523809523809518E-4,7.4404761904761901E-4,0,0,0,3.4564751826656587E-4,2.7861748885987808E-4]
["DIDC3","Didcot A","DIDC42","Coal",0.85365853658536583,0.76315789473684215,0.95238095238095233,0.61904761904761907,0.88888888888888884,0.97560975609756095,0.73170731707317072,null,null,7,0.82635013783005717,0.82635013783005717,0.82635013783005717,0.82179873803750558,0.8335269066976384,0.80381339527680984,0.86540198735320695,0.85365853658536583,0.73170731707317072,0.82099525494598546,3.7996894930080086E-2]
["DIDC3G","Didcot A GT","DIDC41","GT",0,6.5789473684210523E-3,8.9285714285714281E-3,2.976190476190476E-3,0,0,0,null,null,7,2.6405298961689936E-3,2.6405298961689936E-3,2.6405298961689936E-3,3.0806182121971594E-3,2.3809523809523807E-3,7.4404761904761901E-4,0,0,0,1.5696897667449043E-3,1.3441823905430267E-3]
["DIDC4","Didcot A","DIDC42","Coal",0.68292682926829273,0.71052631578947367,0.95238095238095233,0.40476190476190477,0.78240740740740744,0.46341463414634149,0.70731707317073167,null,null,7,0.67196215956072902,0.67196215956072902,0.67196215956072902,0.6701347146094685,0.66205639437346753,0.58947525487159624,0.65104637157482681,0.58536585365853655,0.70731707317073167,0.65347579343786821,4.0336400886297932E-2]
["DIDC4G","Didcot A GT","DIDC41","GT",0,6.5789473684210523E-3,5.9523809523809521E-3,2.976190476190476E-3,0,0,6.0975609756097563E-3,null,null,7,3.0864399675146056E-3,3.0864399675146056E-3,3.0864399675146056E-3,3.6008466287670397E-3,3.0052264808362369E-3,2.2684378629500581E-3,2.0325203252032522E-3,3.0487804878048782E-3,6.0975609756097563E-3,3.2569658515238928E-3,1.1649914252276001E-3]
["DIDCB5","Didcot B","DIDC41","CCGT",0.64634146341463417,1,0,1,0.96296296296296291,0.87804878048780488,0.75609756097560976,0.83333333333333337,0.30952380952380953,9,0.70958976785535044,0.75959801264679305,0.74906439540585879,0.76618488407106289,0.71942186088527538,0.89927732610659428,0.86570310147545915,0.81707317073170738,0.75609756097560976,0.78244556446152347,6.4860854442617508E-2]
["DIDCB6","Didcot B","DIDC41","CCGT",1,1,1,0.97619047619047616,0.96296296296296291,0.46341463414634149,0.70731707317073167,0.5714285714285714,0.45238095238095238,9,0.79263274114222626,0.83516421473738545,0.87284073521007322,0.85164752441175207,0.82197702929410243,0.7774712866176281,0.71123155676001204,0.58536585365853655,0.70731707317073167,0.77284977944471622,9.0938261102695039E-2]
["DINO-1","Dinorwig","DINO4","PS",0.6097560975609756,0.95394736842105265,0.7142857142857143,0.77976190476190477,0.47222222222222221,0.60365853658536583,0.91768292682926833,0.77380952380952384,0.5446428571428571,9,0.70775190573543167,0.72814053680950352,0.72161639580950065,0.74025977885092142,0.69752226093689507,0.6933313975996902,0.66452122854561879,0.76067073170731714,0.91768292682926833,0.73683301809157198,7.3404875699249292E-2]
["DINO-2","Dinorwig","DINO4","PS",0.81097560975609762,0.35526315789473684,0.50297619047619047,0.74702380952380953,0.89351851851851849,0.5152439024390244,0.32621951219512196,0.58333333333333337,0.19642857142857142,9,0.54788695617393368,0.59181925426710402,0.59303152868621412,0.55670751517456696,0.596996386630533,0.62050143566911853,0.5783273110508883,0.42073170731707321,0.32621951219512196,0.53691351190717262,9.8029498252808281E-2]
["DINO-3","Dinorwig","DINO4","PS",0.1798780487804878,0.95065789473684215,0.27976190476190477,1,0.60648148148148151,0.58536585365853655,0.41158536585365851,0.88988095238095233,0.9196428571428571,9,0.64702826208852449,0.61295143770673299,0.57339007846755874,0.63897541674873726,0.57663892115111626,0.65085817524841916,0.53447756699789217,0.4984756097560975,0.41158536585365851,0.57159787044652632,7.9513520026378848E-2]
["DINO-4","Dinorwig","DINO4","PS",0.95121951219512191,0.74013157894736847,0.76190476190476186,0.13392857142857142,0.57407407407407407,0.46341463414634149,0.35670731707317072,0.5714285714285714,0.45833333333333331,9,0.5567935949479238,0.56910112764974763,0.56876863568134428,0.50502682292904799,0.45800587172538398,0.38203114918053943,0.46473200843119544,0.41006097560975607,0.35670731707317072,0.47458083369201215,8.099805184448465E-2]
["DINO-5","Dinorwig","DINO4","PS",0.99085365853658536,0.74342105263157898,1,0.5089285714285714,0.875,0.92073170731707321,0.68597560975609762,0.31547619047619047,0.89583333333333337,9,0.77069112483104774,0.7550483487682621,0.81784437138141519,0.78900949018888689,0.79812717770034847,0.74765897212543553,0.82723577235772361,0.80335365853658547,0.68597560975609762,0.77721605840508923,4.3509465365250993E-2]
["DINO-6","Dinorwig","DINO4","PS",2.7439024390243903E-2,0.67763157894736847,0.76488095238095233,0.36309523809523808,0.16203703703703703,0.1676829268292683,0.3201219512195122,0.44940476190476192,0.25,9,0.35358816342270916,0.36653668385054777,0.35469838698566003,0.40924161408489607,0.35556362111240158,0.2532342882952639,0.21661397169527249,0.24390243902439024,0.3201219512195122,0.31927790218785046,6.5820907103837936E-2]
["DNGB21","Dungeness B","DUNG4","AGR",0.90243902439024393,0.86842105263157898,0.73809523809523814,0,0.96296296296296291,0,0.6097560975609756,0.78273809523809523,0.52380952380952384,9,0.59869133274317976,0.60805155885988682,0.58309633937728567,0.5298725585417926,0.46216285972383531,0.39317976513098463,0.52423968684131284,0.3048780487804878,0.6097560975609756,0.51265869417330456,0.10684045233331223]
["DNGB22","Dungeness B","DUNG4","AGR",0.31707317073170732,0.71052631578947367,0.11904761904761904,0,0.96296296296296291,0,0.95426829268292679,0.99702380952380953,1,9,0.56232246341538883,0.50761277134231242,0.43769690874495565,0.45780086508049705,0.40725577493870169,0.47930781391147242,0.6390770852152966,0.47713414634146339,0.95426829268292679,0.5469417912970016,0.16771528047927717]
["DRAXX-1","Drax","DRAX41","Coal",0.90243902439024393,0.94736842105263153,0.14285714285714285,1,0.96296296296296291,0.91768292682926833,1,1,1,9,0.8748122753435833,0.85916380976153117,0.83904435401317845,0.82847857561700089,0.80470060652987474,0.97016147244805784,0.96021529659741045,0.95884146341463417,1,0.89949087263614125,7.2649324073673568E-2]
["DRAXX-10G","Drax GT","DRAX41",null,0,9.8684210526315784E-3,null,null,0.10185185185185185,0,1.524390243902439E-2,0,0,7,1.813773933478683E-2,2.1160695890584637E-2,2.5392835068701564E-2,3.1741043835876954E-2,3.9031918096958745E-2,3.9031918096958745E-2,3.9031918096958745E-2,7.621951219512195E-3,1.524390243902439E-2,2.6265991342151424E-2,1.1623599150221616E-2]
["DRAXX-12G","Drax GT","DRAX41",null,0,9.8684210526315784E-3,null,null,0.10185185185185185,0,3.0487804878048782E-3,0,0,7,1.6395579056041186E-2,1.9128175565381385E-2,2.2953810678457663E-2,2.8692263348072077E-2,3.496687744655224E-2,3.496687744655224E-2,3.496687744655224E-2,1.5243902439024391E-3,3.0487804878048782E-3,2.1849292413257376E-2,1.307654238639484E-2]
["DRAXX-2","Drax","DRAX41","Coal",0.89329268292682928,0.94736842105263153,1,1,0.96296296296296291,1,0.95121951219512191,0.97619047619047616,0.90476190476190477,9,0.95953288445443641,0.96637925691600279,0.96497765416250658,0.97692514936845265,0.98283649503161696,0.97854561878952118,0.97139415838602827,0.97560975609756095,0.95121951219512191,0.96971338726680523,1.0118272990875039E-2]
["DRAXX-3","Drax","DRAX41","Coal",1,0.99342105263157898,1,1,0.87037037037037035,1,0.95121951219512191,0.9375,1,9,0.97250121502189679,0.96906386689963386,0.97357299074243875,0.96916848919951182,0.96431797651309847,0.95539747064137304,0.94052996085516405,0.97560975609756095,0.95121951219512191,0.96348680424064448,1.1921478365033942E-2]
["DRAXX-4","Drax","DRAX41","Coal",0.97560975609756095,1,1,1,0.96296296296296291,0.95121951219512191,1,1,0.88095238095238093,9,0.97452717913422526,0.98622402890695571,0.98425603303652076,0.98569707919301408,0.98283649503161696,0.97854561878952118,0.97139415838602827,0.97560975609756095,1,0.98212114984171583,8.5312881714989207E-3]
["DRAXX-5","Drax","DRAX41","Coal",0.95121951219512191,0.94736842105263153,0.95238095238095233,1,0.96296296296296291,0.92682926829268297,0.97560975609756095,0.95238095238095233,0.95238095238095233,9,0.95790364197153521,0.95859397817035807,0.95948155328313034,0.9608585601311318,0.96355658794683186,0.96635049683830165,0.95513399578440217,0.95121951219512191,0.97560975609756095,0.96096756471315259,7.0389050112454965E-3]
["DRAXX-6","Drax","DRAX41","Coal",1,0.97368421052631582,1,0.9821428571428571,0.88888888888888884,1,0.97560975609756095,0.95238095238095233,1,9,0.97474518500406404,0.97158833312957193,0.97433224466508894,0.97005428544260386,0.96932830042586138,0.96166037553232675,0.95483288166214997,0.98780487804878048,0.97560975609756095,0.97110624888977881,9.2285009292250239E-3]
["DRAXX-9G","Drax GT","DRAX41","GT",0,9.8684210526315784E-3,0,0,3.7037037037037035E-2,0,0,2.976190476190476E-3,0,9,5.5424053962065661E-3,6.235206070732387E-3,6.7007797270955171E-3,7.8175763482781022E-3,7.4074074074074068E-3,9.2592592592592587E-3,1.2345679012345678E-2,0,0,6.1453681357027685E-3,4.0115522607865875E-3]
["EECL-1","Brimsdown","BRIM1","CCGT",0.63719512195121952,0.86513157894736847,0.93452380952380953,0.88690476190476186,0.88888888888888884,0.40853658536585363,0.78048780487804881,0.56845238095238093,0.2857142857142857,9,0.69509280201406842,0.74626511655154126,0.77166693592284996,0.79407890491812194,0.77986837011227261,0.74120451025938827,0.69263775971093045,0.59451219512195119,0.78048780487804881,0.73286826660990811,6.3408950089440141E-2]
["EGGPS-1","Eggborough","EGGB42","Coal",0.94512195121951215,0.97368421052631582,0.99702380952380953,0.76190476190476186,0.92592592592592593,1,0.84146341463414631,0.90476190476190477,0.90476190476190477,9,0.91718309813980903,0.9187357473120471,0.92073201053349596,0.91666702041916004,0.90526358239772864,0.88232352561620853,0.92246311352002408,0.9207317073170731,0.84146341463414631,0.90506257998774364,2.6982205951637864E-2]
["EGGPS-2","Eggborough","EGGB42","Coal",0.95121951219512191,0.86513157894736847,0.89880952380952384,0.6071428571428571,0.50462962962962965,0.95121951219512191,1,0.94940476190476186,0.37202380952380953,9,0.78884235392757718,0.84094467197804812,0.82545037341708904,0.8044888502874169,0.7923603045554265,0.76574799974190211,0.81861638060825059,0.97560975609756095,1,0.84578452117925229,8.3680754678481406E-2]
["EGGPS-3","Eggborough","EGGB42","Coal",0.97560975609756095,0.81907894736842102,0.98511904761904767,0.9017857142857143,0,0.83841463414634143,0.97560975609756095,0.88095238095238093,0.90476190476190477,9,0.80903690459210353,0.79707127957087831,0.7850882650878066,0.75333468325284747,0.74018583042973285,0.6789525261324042,0.60467479674796742,0.90701219512195119,0.97560975609756095,0.78344069300369468,0.11107143873280423]
["EGGPS-4","Eggborough","EGGB42","Coal",0.97560975609756095,0.97368421052631582,1,0.95238095238095233,0.96296296296296291,0.90243902439024393,0.93902439024390238,0.95238095238095233,0.90476190476190477,9,0.95147157263831061,0.95731028112286132,0.95801447094313397,0.95508192341739628,0.95136146599561222,0.93920183249451539,0.93480879253236981,0.9207317073170731,0.93902439024390238,0.94522293741168617,1.2582747340304928E-2]
["ERRO-1","Errochty","ERRO","Hydro",0.84146341463414631,0.74671052631578949,0.71726190476190477,0.38095238095238093,0.25925925925925924,0.80487804878048785,0.42378048780487804,0.76488095238095233,0.61904761904761907,9,0.61758162154860208,0.61739837186122493,0.59632943178697817,0.55547376797911674,0.51722641631178212,0.46721754419925154,0.49597259861487508,0.61432926829268297,0.42378048780487804,0.54503438982215469,7.2439545329862853E-2]
["ERRO-2","Errochty","ERRO","Hydro",0.84146341463414631,0.75657894736842102,0.6428571428571429,0.38392857142857145,0.3888888888888889,0.81097560975609762,0.54878048780487809,0.7410714285714286,0.66369047619047616,9,0.64202610750000566,0.63931806141369685,0.62478186610544939,0.58866827468400007,0.55508614014711577,0.53314338946960904,0.58288166214995485,0.67987804878048785,0.54878048780487809,0.59939600422835526,4.9793836251260708E-2]
["ERRO-3","Errochty","ERRO","Hydro",0.86280487804878048,0.76973684210526316,0.71726190476190477,0.2767857142857143,0.31944444444444442,0.78048780487804881,0.56097560975609762,0.75,0.68452380952380953,9,0.63578011197822915,0.6296871497850316,0.61249959975432178,0.57078205337191223,0.53099109562524194,0.48442339334107631,0.55363595302619695,0.67073170731707321,0.56097560975609762,0.58327851932835328,5.8577601977552893E-2]
["FASN-1","Fasnakyle","FASN","Hydro",0.98780487804878048,0.99342105263157898,1,0.88988095238095233,0.6157407407407407,1,0,0.90476190476190477,0.9196428571428571,9,0.8123613761896461,0.79895119107049473,0.78383537482886467,0.7498404576255453,0.70112433862433865,0.62640542328042326,0.5385802469135802,0.5,0,0.61234426761476579,0.25599093590617406]
["FASN2","Fasnakyle","FASN","Hydro",0.99390243902439024,1,0,0.63095238095238093,0,0.81402439024390238,0.78963414634146345,0,0.95833333333333337,9,0.57631629887727442,0.52856416957026708,0.60407333665173379,0.53910181958962444,0.44692218350754931,0.55865272938443666,0.53455284552845528,0.80182926829268286,0.78963414634146345,0.59773853308260971,0.12013797049608915]
["FASN3","Fasnakyle","FASN",null,0.92378048780487809,0.97039473684210531,null,null,0.41666666666666669,0.99085365853658536,0,0.94940476190476186,0,7,0.60730004453642816,0.70851671862583288,0.66033910997004708,0.59447876551133938,0.46917344173441733,0.46917344173441733,0.46917344173441733,0.49542682926829268,0,0.49706464367946585,0.20688812977851889]
["FASN-4","Fasnakyle","FASN","Hydro",1,1,0.8482142857142857,0.39583333333333331,0.95370370370370372,1,0.78048780487804881,0.99404761904761907,1,9,0.88580963851966565,0.87153584333462386,0.85403416108991015,0.82970652127156186,0.79564782552587432,0.78250621047877145,0.91139716952725092,0.8902439024390244,0.78048780487804881,0.84459656411830353,4.9550666360111489E-2]
["FAWL1","Fawley (Oil)","FAWL4","Oil",null,0.14473684210526316,0.19642857142857142,5.9523809523809521E-3,0.1388888888888889,3.3536585365853661E-2,2.1341463414634148E-2,0,0,8,6.7610591519449023E-2,7.7269247450798884E-2,9.0147455359265369E-2,9.0147455359265369E-2,7.9229578010065832E-2,4.9929829655439413E-2,6.4588979223125564E-2,2.7439024390243906E-2,2.1341463414634148E-2,6.3078180486920835E-2,2.5336615547427714E-2]
["FAWL1G","Fawley (Oil) GT","FAWL4","GT",2.1341463414634148E-2,1.3157894736842105E-2,2.0833333333333332E-2,5.9523809523809521E-3,3.7037037037037035E-2,1.524390243902439E-2,1.2195121951219513E-2,1.1904761904761904E-2,0,9,1.5296210641025931E-2,1.7208236971154173E-2,1.7965876266353067E-2,1.740327840830622E-2,1.8252355142599045E-2,1.7607110594915473E-2,2.149202047576031E-2,1.3719512195121951E-2,1.2195121951219513E-2,1.6793302516272854E-2,2.7299490503101798E-3]
["FAWL2G","Fawley (Oil) GT","FAWL4",null,null,null,null,null,1.8518518518518517E-2,1.524390243902439E-2,9.1463414634146336E-3,0,0,5,"","","","",1.4302920806985848E-2,1.4302920806985848E-2,1.4302920806985848E-2,1.2195121951219513E-2,9.1463414634146336E-3,1.2850045167118337E-2,2.2626802921708292E-3]
["FAWL3","Fawley (Oil)","FAWL4","Oil",5.4878048780487805E-2,0.11513157894736842,0.25892857142857145,7.1428571428571425E-2,0.10648148148148148,2.4390243902439025E-2,4.2682926829268296E-2,0,0,9,7.488015808868756E-2,8.4240177849773501E-2,9.6274488971169719E-2,0.1031738956696167,0.10078235901406636,6.1245805910440057E-2,5.7851550737729601E-2,3.3536585365853661E-2,4.2682926829268296E-2,7.2740883159622849E-2,2.5488772581789436E-2]
["FAWL3G","Fawley (Oil) GT","FAWL4","GT",2.1341463414634148E-2,9.8684210526315784E-3,2.976190476190476E-2,0,3.7037037037037035E-2,1.524390243902439E-2,9.1463414634146336E-3,1.1904761904761904E-2,0,9,1.4922648008156495E-2,1.6787979009176057E-2,1.7485581452663792E-2,1.6842934459002066E-2,1.8237837140276165E-2,1.5356820234869015E-2,2.0475760313158686E-2,1.2195121951219513E-2,9.1463414634146336E-3,1.5716780447992938E-2,3.3704771011659469E-3]
["FAWL4G","Fawley (Oil) GT","FAWL5",null,null,null,null,null,1.8518518518518517E-2,1.524390243902439E-2,1.2195121951219513E-2,0,0,5,"","","","",1.5319180969587473E-2,1.5319180969587473E-2,1.5319180969587473E-2,1.3719512195121951E-2,1.2195121951219513E-2,1.4374435411020774E-2,1.4014246399725451E-3]
["FAWN-1","Fawley CHP","FAWL10","CHP",1,0.97368421052631582,1,0.90476190476190477,0.96296296296296291,0.94512195121951215,0.99695121951219512,1,0.9821428571428571,9,0.97395834512508317,0.97293528112286143,0.9690688927118416,0.96391370816381505,0.96195960769131494,0.95244950961414376,0.9683453778982235,0.97103658536585358,0.99695121951219512,0.97006872524503684,1.2067517920224582E-2]
["FELL-1","Sellafield CHP","SEFI10","CHP",1,1,0.9464285714285714,0.97619047619047616,0.81944444444444442,0.98780487804878048,1,0.97916666666666663,1,9,0.96767055964210436,0.9636293795973675,0.96140976715889614,0.9549780616853788,0.94597367402245458,0.94585994967092524,0.93574977416440819,0.99390243902439024,1,0.96324151166288074,2.1618216500310997E-2]
["FERR-1","Ferrybridge C (LCPD Out)","FERR2","Coal",0.73170731707317072,1,0.7321428571428571,0.94940476190476186,0.33333333333333331,0.97560975609756095,0.97560975609756095,0.83333333333333337,0,9,0.72568234610917537,0.81639263937282225,0.81397254023560639,0.82768341076267904,0.79322009291521489,0.8084894018583042,0.76151761517615169,0.97560975609756095,0.97560975609756095,0.83313083984723058,8.6711494606900003E-2]
["FERR-2","Ferrybridge C (LCPD Out)","FERR2","Coal",0.92682926829268297,0.97368421052631582,0.69047619047619047,0.91369047619047616,0.96296296296296291,0.88719512195121952,0.97256097560975607,0.84523809523809523,0,9,0.79695970013863315,0.89657966265596234,0.90391417228708626,0.90009498961948686,0.88537714543812096,0.9341023841786037,0.94090635350797946,0.92987804878048785,0.97256097560975607,0.90670815913512415,4.9304234731715031E-2]
["FERR-3","Ferrybridge C (LCPD In)","FERR2","Coal",1,0.83223684210526316,0.7321428571428571,0.90476190476190477,0.51851851851851849,0.92682926829268297,0.97560975609756095,0.9285714285714286,0.97619047619047616,9,0.8660956724089659,0.85233382193627705,0.84144273527411251,0.81501652448646456,0.81157246096270474,0.83142986191766677,0.80698584763625414,0.95121951219512191,0.97560975609756095,0.86130068810168092,6.134653752853262E-2]
["FERR-4","Ferrybridge C (LCPD In)","FERR2","Coal",0.97560975609756095,0.85197368421052633,0.8035714285714286,0.9285714285714286,0.7407407407407407,0.90243902439024393,0.73170731707317072,0.7857142857142857,0.71726190476190477,9,0.82639884112569884,0.84004095817117308,0.84780191137929983,0.82650060392625635,0.82140598786940244,0.8258646276938959,0.79162902740138519,0.81707317073170738,0.73170731707317072,0.8142691605968877,3.4654822087972804E-2]
["FERR-5G","Ferrybridge C GT","FERR2","GT",0,6.5789473684210523E-3,0,5.6547619047619048E-2,5.0925925925925923E-2,1.2195121951219513E-2,0,2.976190476190476E-3,2.976190476190476E-3,9,1.4688888360618498E-2,1.6152975596172001E-2,1.8035373470455078E-2,2.1041269048864258E-2,2.3933733384952895E-2,2.991716673119112E-2,2.1040349292381813E-2,6.0975609756097563E-3,0,1.6767479651138381E-2,9.0973444187389188E-3]
["FERR-8G","Ferrybridge C GT","FERR2","GT",0,1.3157894736842105E-2,0,3.8690476190476192E-2,4.6296296296296294E-2,6.0975609756097563E-3,3.0487804878048782E-3,2.976190476190476E-3,2.976190476190476E-3,9,1.2582598848823354E-2,1.3783399895402464E-2,1.532728695528989E-2,1.788183478117154E-2,1.8826622790037426E-2,2.3533278487546782E-2,1.8480879253236975E-2,4.5731707317073177E-3,3.0487804878048782E-3,1.4226428025668959E-2,6.721952197090258E-3]
["FFES-1","Ffestiniog","FFES2","PS",0.23170731707317074,7.2368421052631582E-2,0.23214285714285715,0.10714285714285714,8.3333333333333329E-2,4.573170731707317E-2,4.573170731707317E-2,0.24404761904761904,0.17261904761904762,9,0.1372027630050737,0.13277572742832694,0.11687974291128521,9.7741813884304266E-2,0.1028164924506388,7.0484901277584194E-2,5.8265582655826563E-2,4.573170731707317E-2,4.573170731707317E-2,8.9736715360798469E-2,3.5901313275944598E-2]
["FFES-2","Ffestiniog","FFES2","PS",0.16158536585365854,0.37828947368421051,5.3571428571428568E-2,0.39583333333333331,0.42129629629629628,0.36585365853658536,0.2652439024390244,0.31845238095238093,0.31845238095238093,9,0.29761980229103319,0.29501572995836473,0.29166763695921955,0.31334801547681307,0.30035972383533355,0.36205679765130983,0.35079795242396866,0.31554878048780488,0.2652439024390244,0.31018426016920797,3.0054101388193203E-2]
["FFES-3","Ffestiniog","FFES2","PS",0.35060975609756095,0.3125,0.23809523809523808,9.2261904761904767E-2,0.25,0.13414634146341464,0.10670731707317073,0.52976190476190477,0.27380952380952384,9,0.2542102206736353,0.25176030778164926,0.21204579392732703,0.18895180023228805,0.16424216027874564,0.14577889082462253,0.16361788617886178,0.12042682926829268,0.10670731707317073,0.17863791180428812,5.2862576819129044E-2]
["FFES-4","Ffestiniog","FFES2","PS",0.29878048780487804,7.5657894736842105E-2,0.2767857142857143,0.33333333333333331,0.125,0.21951219512195122,5.7926829268292686E-2,0.1875,0.14583333333333334,9,0.19114775420937166,0.19681205681887645,0.19814235065014452,0.18136932779102224,0.2025116144018583,0.18394308943089432,0.13414634146341461,0.13871951219512196,5.7926829268292686E-2,0.16496876402544405,4.734885367425723E-2]
["FIDL-1","Fiddlers Ferry","FIDF21","Coal",0.95121951219512191,0.84210526315789469,0.47023809523809523,0.97619047619047616,0.91666666666666663,1,1,0.90476190476190477,0.8571428571428571,9,0.879813863928113,0.88264773977626998,0.87948857334975072,0.8675334168755221,0.87261904761904763,0.9732142857142857,0.97222222222222221,1,1,0.92528212772057905,5.8903313146770463E-2]
["FIDL-2","Fiddlers Ferry","FIDF21","Coal",1,0.63486842105263153,0.8482142857142857,0.94047619047619047,0.92592592592592593,0.92682926829268297,0.97560975609756095,0.80952380952380953,0.87797619047619047,9,0.88215820528436406,0.88268095713538575,0.89313197822275381,0.87532064125987963,0.92341108530132909,0.94221028519809003,0.94278831677205666,0.95121951219512191,0.97560975609756095,0.91872563749628233,3.6434143754370166E-2]
["FIDL-2G","Fiddlers Ferry GT","FIDF21","GT",0,1.6447368421052631E-2,0,0,3.2407407407407406E-2,0,0,0,5.9523809523809521E-3,9,6.0896840867601101E-3,6.106846978557505E-3,6.979253689780006E-3,8.1424626380766727E-3,6.4814814814814813E-3,8.1018518518518514E-3,1.0802469135802469E-2,0,0,5.856005540256678E-3,3.6244870195879806E-3]
["FIDL-3","Fiddlers Ferry","FIDF21","Coal",1,0.81578947368421051,0.8571428571428571,0.97619047619047616,0.77777777777777779,0.97560975609756095,1,0.95238095238095233,0.8571428571428571,9,0.91244823893518812,0.91936141165922947,0.91464433441326898,0.90041839014881375,0.91734417344173447,0.93239450251645373,0.91779584462511288,0.98780487804878048,1,0.93357908597650918,3.5307704896271781E-2]
["FIDL-3G","Fiddlers Ferry GT","FIDF21","GT",0,1.6447368421052631E-2,0,3.5714285714285712E-2,3.2407407407407406E-2,0,0,0,5.9523809523809521E-3,9,1.0057938055014077E-2,1.0571132692843217E-2,1.2081294506106535E-2,1.4094843590457623E-2,1.3624338624338622E-2,1.7030423280423278E-2,1.0802469135802469E-2,0,0,9.8069377649984222E-3,5.9613364867176204E-3]
["FIDL-4","Fiddlers Ferry","FIDF21","Coal",0.95121951219512191,0.73684210526315785,0.7857142857142857,0.9285714285714286,0.96296296296296291,0.94817073170731703,0.95121951219512191,0.51190476190476186,0.9732142857142857,9,0.86109106513649369,0.84707566256426969,0.89495721980134224,0.88558017106904563,0.91532778423022321,0.94773115885920767,0.95411773562180058,0.94969512195121952,0.95121951219512191,0.91186615904763613,4.1557155834456724E-2]
["FIFE-1","Fife Energy","FIFE","CHP",0.54268292682926833,0.75986842105263153,0.7142857142857143,0.8482142857142857,0.29629629629629628,0,0,null,null,7,0.45162109202545658,0.45162109202545658,0.45162109202545658,0.4364441195581546,0.37175925925925923,0.28612764550264547,9.8765432098765427E-2,0,0,0.28310663694391047,0.19712070470653467]
["FINL-1","Finlarig","FINL","Hydro",1,0.97368421052631582,0.92559523809523814,0.33630952380952384,0.80092592592592593,1,0.96341463414634143,1,0.9821428571428571,9,0.88689693218291121,0.87499119156291805,0.85713279035762058,0.8333215887505574,0.80524906439540589,0.7751625209704478,0.92144685335742249,0.98170731707317072,0.96341463414634143,0.87770254364408851,6.9215022764196527E-2]
["FOYE-1","Foyers","FOYE","PS",0.71951219512195119,0.65789473684210531,0.62797619047619047,0.5089285714285714,0.49074074074074076,0.51219512195121952,0.53963414634146345,0.4732142857142857,0.51488095238095233,9,0.56055299344416454,0.56626199857706605,0.57955452898603466,0.55622825129671516,0.53589495418763711,0.51287464511549874,0.51419000301114126,0.52591463414634143,0.53963414634146345,0.54345623945622923,2.358455080940814E-2]
["FOYE-2","Foyers","FOYE","PS",0.67378048780487809,0.64473684210526316,0.59226190476190477,0.44345238095238093,0.61111111111111116,0.5152439024390244,0.41463414634146339,0.4107142857142857,0.42559523809523808,9,0.52572558881394993,0.53824188265378892,0.55646011078800373,0.53690671461852457,0.51534068912117692,0.49611038521099493,0.51366305329719963,0.46493902439024393,0.41463414634146339,0.50689128835948294,4.3589612235106712E-2]
["GAUR-1","Gaur",null,"Hydro",null,null,null,null,0.33796296296296297,0.89634146341463417,0.7652439024390244,null,null,3,"","","","","","",0.66651610960554042,0.83079268292682928,0.7652439024390244,0.75418423165713133,8.2694832812571145E-2]
["GLNDO-1","Glendoe","GLDO",null,null,null,null,null,null,null,0.49085365853658536,0.72916666666666663,0.70833333333333337,3,"","","","","","",0.49085365853658536,0.49085365853658536,0.49085365853658536,0.49085365853658541,6.7986997775525911E-17]
["GRAI-1","Grain (Oil)","GRAI40","Oil",0.11890243902439024,0.28289473684210525,0.7678571428571429,5.9523809523809521E-2,0.24074074074074073,0,0,0,0,9,0.16332431877646539,0.18373985862352357,0.2099884098554555,0.2251694049939664,0.21362433862433866,7.5066137566137559E-2,8.0246913580246909E-2,0,0,0.12790659800223711,9.0623211608654344E-2]
["GRAI1G","Grain (Oil) GT","GRAI40","GT",1.524390243902439E-2,2.6315789473684209E-2,0,2.3809523809523808E-2,0,0,0,3.5714285714285712E-2,0,9,1.1231500159613125E-2,1.2635437679564765E-2,9.3384593888903439E-3,8.3542188805346695E-3,4.7619047619047615E-3,5.9523809523809521E-3,0,0,0,5.8082113136542907E-3,4.9660017372952338E-3]
["GRAI-4","Grain (Oil)","GRAI40","Oil",0.16158536585365854,0.22697368421052633,0.8392857142857143,0,0,0,0,0,0,9,0.13642719603887768,0.15348059554373739,0.17540639490712845,0.17770989974937343,0.16785714285714287,0,0,0,0,9.0097914344028862E-2,8.633814174266069E-2]
["GRAI4G","Grain (Oil) GT","GRAI40","GT",1.8292682926829267E-2,1.9736842105263157E-2,0,2.3809523809523808E-2,0,0,0,3.8690476190476192E-2,0,9,1.1169947225788047E-2,1.2566190629011553E-2,8.8341498345166046E-3,7.2577276524644942E-3,4.7619047619047615E-3,5.9523809523809521E-3,0,0,0,5.6158112284518226E-3,4.8433489977087905E-3]
["GRAI-6","Grain (CCGT)","GRAI40",null,null,null,null,null,null,0.92682926829268297,1,0.9375,0.75,4,"","","","","",0.96341463414634143,0.96341463414634143,0.96341463414634143,1,0.97256097560975607,1.8292682926829285E-2]
["GRAI-7","Grain (CCGT)","GRAI40",null,null,null,null,null,null,0.80487804878048785,0.95121951219512191,0.6428571428571429,0.89880952380952384,4,"","","","","",0.87804878048780488,0.87804878048780488,0.87804878048780488,0.95121951219512191,0.89634146341463417,3.6585365853658514E-2]
["GRAI-8","Grain (CCGT)","GRAI40",null,null,null,null,null,null,0.97560975609756095,0.68292682926829273,0.65476190476190477,0.69047619047619047,4,"","","","","",0.8292682926829269,0.8292682926829269,0.8292682926829269,0.68292682926829273,0.79268292682926844,7.3170731707317083E-2]
["GRMO-1","BP Grangemouth","BPGR","CHP",1,1,0.96726190476190477,1,0.96296296296296291,1,1,1,0.97619047619047616,9,0.98960170487948262,0.99127810846560849,0.9900321239606954,0.98837081128747784,0.98604497354497345,0.9907407407407407,0.98765432098765427,1,1,0.99152475376295923,5.0647897643650601E-3]
["GRUB-1","Grudie Bridge","GRUB","Hydro",null,null,1,0.9285714285714286,0.77777777777777779,0.97560975609756095,1,null,null,5,"","","","",0.93639179248935345,0.92048974061169186,0.91779584462511288,0.98780487804878048,1,0.95249645115498782,3.870140115895316E-2]
["GRUB-2","Grudie Bridge","GRUB","Hydro",null,null,1,0.96726190476190477,0.90277777777777779,0.97560975609756095,1,null,null,5,"","","","",0.96912988772744879,0.96141235965931093,0.95946251129177951,0.98780487804878048,1,0.97556192734546399,1.7662685481082682E-2]
["GYAR-1","Great Yarmouth","NORW10","CCGT",1,0.97368421052631582,0.96130952380952384,1,0.96296296296296291,0.41463414634146339,0.46341463414634149,0.83333333333333337,0.7857142857142857,9,0.82167256631491403,0.82616735138999264,0.82514363968380111,0.79600091296443465,0.76046425345205826,0.71025293586269189,0.61367058115025597,0.43902439024390244,0.46341463414634149,0.69509014057871044,0.15438477934200431]
["HEYM11","Heysham 1","HEYS","AGR",0.79573170731707321,3.6184210526315791E-2,5.9523809523809521E-3,0.5714285714285714,0.81481481481481477,0.82926829268292679,0.92682926829268297,5.0595238095238096E-2,0.35714285714285715,9,0.48754970458365116,0.50385056051375043,0.5686013208592523,0.53074625644961537,0.62965866563427531,0.7855852368047489,0.85697079193014147,0.87804878048780488,0.92682926829268297,0.68531562061732476,0.17594279788619047]
["HEYM12","Heysham 1","HEYS","AGR",1,6.5789473684210523E-3,2.976190476190476E-3,1,0.25925925925925924,1,1,0.60416666666666663,0.9285714285714286,9,0.64461694359355182,0.60912263297131719,0.60983062815769584,0.5448023995173118,0.65244708994709,0.81481481481481488,0.75308641975308654,1,1,0.73652454763942976,0.16948388392568559]
["HEYM27","Heysham 2","HEYS","AGR",1,1,0.9285714285714286,1,0.96296296296296291,1,0.73170731707317072,1,1,9,0.95813796762306247,0.95290521357594526,0.94617738694393749,0.93720695143459365,0.92464834172151245,0.92366757000903332,0.89822342667871113,0.86585365853658536,0.73170731707317072,0.9042808703996168,7.0878426844001169E-2]
["HEYM28","Heysham 2","HEYS","AGR",0.89939024390243905,0.79605263157894735,0.73511904761904767,1,0.81944444444444442,0.95121951219512191,1,1,1,9,0.91124731997111119,0.9001532349675001,0.88588941139142874,0.88363927263959363,0.90115660085172278,0.94266598915989164,0.92355465221318889,0.97560975609756095,1,0.92487958192133291,4.0490348608412108E-2]
["HINB-7","Hinkley Point B","HINP","AGR",0,1,0.95238095238095233,0.24702380952380953,0.96296296296296291,0.95121951219512191,0.75609756097560976,1,1,9,0.7632983108931618,0.73371059975480701,0.69566925686263659,0.81161413300640939,0.77393695960769127,0.72932596141437611,0.89009334537789808,0.85365853658536583,0.75609756097560976,0.77860051827532839,6.2487224335393589E-2]
["HINB-8","Hinkley Point B","HINP","AGR",0,1,0.49702380952380953,0.96130952380952384,0.76388888888888884,0.47560975609756095,1,1,0.88095238095238093,9,0.73097603991912941,0.71222899728997291,0.67111885404568328,0.78297199638663051,0.73956639566395665,0.80020204219899338,0.7464995483288166,0.73780487804878048,1,0.76904097243132929,9.4290110203288618E-2]
["HRTL-1","Hartlepool","HATL20","AGR",0.6097560975609756,3.2894736842105261E-3,6.5476190476190479E-2,1,0.96296296296296291,0.51219512195121952,0.90243902439024393,0.64880952380952384,1,9,0.63388093275948076,0.58811604935441586,0.57944555300368616,0.57439379557747128,0.68861465995612336,0.84439927732610653,0.79253236976814201,0.70731707317073167,0.90243902439024393,0.70123763725626675,0.12132825922987926]
["HRTL-2","Hartlepool","HATL20","AGR",0.70731707317073167,3.2894736842105261E-3,8.9285714285714281E-3,0.55952380952380953,0.50462962962962965,1,0.90243902439024393,1,1,9,0.6317919535363552,0.58576594772839963,0.52658965454674234,0.49646841810941078,0.59510420699445088,0.74164811588592072,0.80235621800662449,0.95121951219512191,0.90243902439024393,0.69259811682147443,0.16432141080134038]
["HUMR-1","Immingham CHP","HUMR40","CHP",0.97560975609756095,1,1,1,0.96296296296296291,1,1,1,1,9,0.99317474656228044,0.99232158988256547,0.99122467415150339,0.99382716049382713,0.99259259259259258,0.9907407407407407,0.98765432098765427,1,1,0.99350398060124034,4.0909549967077944E-3]
["HUNB-7","Hunterston","HUER","AGR",0,1,1,0.97619047619047616,0.96296296296296291,1,1,0.95238095238095233,1,9,0.87683715461493239,0.86144179894179895,0.84845049130763417,0.98985890652557318,0.98783068783068784,0.98478835978835977,0.98765432098765427,1,1,0.94854019111073784,6.5322709961954883E-2]
["HUNB-8","Hunterston","HUER","AGR",0,1,1,1,0.96296296296296291,0.96341463414634143,1,1,1,9,0.88070862190103383,0.86579719963866308,0.84662537101561497,0.98772959951821748,0.98527551942186098,0.98159439927732606,0.97545919903643474,0.98170731707317072,1,0.94498858076470227,6.1411834637118967E-2]
["INAW-1","Inverawe","INAW","Hydro",null,null,0.89583333333333337,0.45833333333333331,0.47222222222222221,0.99085365853658536,0.88719512195121952,null,null,5,"","","","",0.74088753387533868,0.70215108401084014,0.78342366757000903,0.93902439024390238,0.88719512195121952,0.81053635953026204,9.964833769617476E-2]
["INDQ-1","Indian Queens","INDQ40","GT",0.13719512195121952,0.31578947368421051,0.21130952380952381,0.11904761904761904,0.125,0.13414634146341464,3.9634146341463415E-2,4.4642857142857144E-2,1.1904761904761904E-2,9,0.12651887170500778,0.14084563543003853,0.15458888947106444,0.15748785072437191,0.12582752613240419,0.10445702671312428,9.959349593495935E-2,8.6890243902439032E-2,3.9634146341463415E-2,0.11509374292831923,3.7264292687779831E-2]
["IRNPS-1","Ironbridge","IRON40","Coal",0.99695121951219512,0.99342105263157898,0.76488095238095233,0.71130952380952384,0.84722222222222221,0.36585365853658536,0,0.52976190476190477,0,9,0.57882228153944038,0.65117506673187042,0.6685198041561512,0.6137812349301438,0.53785327138985672,0.48109635114208282,0.4043586269196025,0.18292682926829268,0,0.45761482956416011,0.22795731743170339]
["IRNPS-2","Ironbridge","IRON40","Coal",0.75609756097560976,0.91118421052631582,0.69047619047619047,0.61904761904761907,0.84722222222222221,0.24390243902439024,0,0.39880952380952384,0.6875,9,0.57269330734243018,0.55834247076023391,0.58113289175319249,0.5519721135494563,0.48012969415408441,0.42754307007355791,0.36370822041553746,0.12195121951219512,0,0.40638588750674309,0.21102149013077817]
["KEAD-1","Keadby","KEAP","CCGT",1,1,1,0.83630952380952384,0.59259259259259256,0.2652439024390244,0.3048780487804878,0,0,9,0.55544711862462537,0.62487800845270358,0.71414629537451835,0.66650401127027137,0.59980481352432569,0.49975601690540711,0.38757151460403488,0.28506097560975607,0.3048780487804878,0.51533853368290339,0.15692604576801455]
["KEADGT-3","Keadby (Black Start) GT","KEAP",null,0.29573170731707316,0.46052631578947367,null,null,3.2407407407407406E-2,0.21646341463414634,2.4390243902439025E-2,0,0,7,0.14707415557864853,0.1715865148417566,0.20590381781010794,0.18344684543336662,9.1087021981330937E-2,9.1087021981330937E-2,9.1087021981330937E-2,0.12042682926829268,2.4390243902439025E-2,0.12512105253095601,5.7241165748931941E-2]
["KILLPG-1","Killingholme 1","KILL42","CCGT",0.81402439024390238,0.98684210526315785,0.92559523809523814,0.90476190476190477,0.65277777777777779,0.20121951219512196,0.20121951219512196,5.6547619047619048E-2,0.14583333333333334,9,0.54320237699035301,0.59287350744748046,0.66949149150460363,0.64540267504805371,0.57711478900503288,0.48999467673248159,0.35173893405600726,0.20121951219512196,0.20121951219512196,0.47469527501936182,0.18068134105634565]
["KILLPG-2","Killingholme 1","KILL42","CCGT",0.91463414634146345,0.99671052631578949,0.86011904761904767,0.9285714285714286,0.47222222222222221,0.2347560975609756,0.4298780487804878,0.13392857142857142,0.24702380952380953,9,0.57976043315153281,0.62135251110499823,0.690984502487345,0.65370956184499185,0.58510936895083243,0.51635694928377851,0.37895212285456187,0.33231707317073167,0.4298780487804878,0.53204673018102888,0.12606810016347622]
["KILNS-1","Killingholme 2","KILL41","CCGT",0.53658536585365857,0.60855263157894735,0.7857142857142857,0.59523809523809523,0.55555555555555558,0.87195121951219512,0.86280487804878048,0.51488095238095233,0.7589285714285714,9,0.67669017281233801,0.66641037298530881,0.68805743307164546,0.71330277760797645,0.73425280681378235,0.7213874370886566,0.76343721770551032,0.86737804878048785,0.86280487804878048,0.74374679387938736,7.4952451153215555E-2]
["KINO-1","Kingsnorth","KINO40","Coal",0.84451219512195119,0.81578947368421051,0.97619047619047616,0.6785714285714286,0.76388888888888884,0.85365853658536583,0.2225609756097561,0,null,8,0.64439649683150968,0.64439649683150968,0.73645313923601108,0.71844329658835437,0.69897406116918304,0.62966995741385989,0.61336946702800355,0.53810975609756095,0.2225609756097561,0.60515262742286102,0.1555220879330757]
["KINO1G","Kingsnorth GT","KINO40","GT",0,1.6447368421052631E-2,0,0,0,0,0,0,null,8,2.0559210526315788E-3,2.0559210526315788E-3,2.3496240601503758E-3,2.7412280701754384E-3,0,0,0,0,0,1.022521581732108E-3,1.2287561719118334E-3]
["KINO-2","Kingsnorth","KINO40","Coal",0.92073170731707321,0.94736842105263153,0.9285714285714286,0.21428571428571427,0.5,0.85670731707317072,0.2225609756097561,0,null,8,0.57377819548872178,0.57377819548872178,0.65574650912996779,0.611582309432117,0.54442508710801396,0.44838850174216027,0.52642276422764234,0.53963414634146345,0.2225609756097561,0.52181296495206275,0.12609052183885103]
["KINO-3","Kingsnorth","KINO40","Coal",1,0.94736842105263153,0.81547619047619047,0.67261904761904767,0.88888888888888884,0.81097560975609762,0.2225609756097561,0,null,8,0.66973614167532647,0.66973614167532647,0.76541273334323023,0.72631485556710207,0.68210414246999618,0.64876113046844752,0.64080849141824758,0.5167682926829269,0.2225609756097561,0.6158003227678176,0.16239151281206801]
["KINO-4","Kingsnorth","KINO40","Coal",1,0.83881578947368418,0.80952380952380953,0.49404761904761907,0.81481481481481477,0.82926829268292679,0.2225609756097561,0,null,8,0.62612891264407633,0.62612891264407633,0.71557590016465866,0.66817188352543511,0.6340431023357852,0.5901729255387792,0.62221469436916588,0.52591463414634143,0.2225609756097561,0.58121243788645272,0.14400162219746956]
["KINO4G","Kingsnorth GT","KINO40","GT",0,1.6447368421052631E-2,0,0,0,0,0,0,null,8,2.0559210526315788E-3,2.0559210526315788E-3,2.3496240601503758E-3,2.7412280701754384E-3,0,0,0,0,0,1.022521581732108E-3,1.2287561719118334E-3]
["KLYN-A-1","King's Lynn A","KINL1A","CCGT",0.43597560975609756,0.52302631578947367,0.90476190476190477,0.9285714285714286,0.37037037037037035,0.41463414634146339,3.0487804878048782E-3,0,0,9,0.39782095067539364,0.44754856950981786,0.51148407943979179,0.52406882438707425,0.52427732610659439,0.42915618144276679,0.26268443239987954,0.20884146341463414,3.0487804878048782E-3,0.36765895642930635,0.17675415785989773]
["LAGA-1","Langage","LANG40","CCGT",null,null,null,null,null,0.84146341463414631,0.91463414634146345,0.8571428571428571,0.9732142857142857,4,"","","","","",0.87804878048780488,0.87804878048780488,0.87804878048780488,0.91463414634146345,0.88719512195121952,1.8292682926829285E-2]
["LAIG-1","Allt Na Lairige",null,"Hydro",null,null,null,null,0.77777777777777779,0.95731707317073167,0.88414634146341464,null,null,3,"","","","","","",0.87308039747064148,0.9207317073170731,0.88414634146341464,0.89265281541704311,2.4938562646290924E-2]
["LBAR-1","Little Barford","LITB40","CCGT",1,1,1,0.87797619047619047,0.96296296296296291,0.87195121951219512,0.57317073170731703,0.92261904761904767,0.80654761904761907,9,0.8905808634805924,0.90108501903471416,0.8980087292369523,0.88101018410977761,0.85721222093173322,0.82151527616466646,0.80269497139415835,0.72256097560975607,0.57317073170731703,0.81642655240774087,0.10802469502279791]
["LBAR-1G","Little Barford GT","LITB40",null,0,9.8684210526315784E-3,null,null,0,0,2.7439024390243903E-2,2.3809523809523808E-2,5.9523809523809521E-3,7,9.5813357435400349E-3,1.0186161542066549E-2,7.461489088575096E-3,9.3268613607188702E-3,9.1463414634146336E-3,9.1463414634146336E-3,9.1463414634146336E-3,1.3719512195121951E-2,2.7439024390243903E-2,1.1683712078945589E-2,6.1413928918431322E-3]
["LITT1G","Littlebrook D","LITT40","GT",6.0975609756097563E-3,3.9473684210526314E-2,2.6785714285714284E-2,0,0,1.2195121951219513E-2,6.0975609756097563E-3,1.7857142857142856E-2,0,9,1.2056309472869163E-2,1.3563348156977809E-2,1.2949948914097089E-2,1.4092013570511645E-2,9.0156794425087106E-3,4.5731707317073177E-3,6.0975609756097572E-3,9.1463414634146353E-3,6.0975609756097563E-3,9.7324370781450998E-3,3.5939963755732556E-3]
["LITT2G","Littlebrook D","LITT40","GT",6.0975609756097563E-3,4.2763157894736843E-2,2.3809523809523808E-2,0,0,1.2195121951219513E-2,6.0975609756097563E-3,8.9285714285714281E-3,0,9,1.1099055226141234E-2,1.2486437129408888E-2,1.2994703658099955E-2,1.4144227438514985E-2,8.420441347270614E-3,4.5731707317073177E-3,6.0975609756097572E-3,9.1463414634146353E-3,6.0975609756097563E-3,9.4510554384196841E-3,3.426977109736338E-3]
["LITT3G","Littlebrook D","LITT40","GT",6.0975609756097563E-3,3.6184210526315791E-2,2.6785714285714284E-2,0,0,1.2195121951219513E-2,0,8.9285714285714281E-3,0,9,1.0021242129714529E-2,1.1273897395928845E-2,1.160894396269419E-2,1.2527507793874931E-2,7.7961672473867592E-3,3.0487804878048782E-3,4.0650406504065045E-3,6.0975609756097563E-3,0,7.3821267381578215E-3,4.3667783135801046E-3]
["LITTD1","Littlebrook D","LITT40","Oil",9.451219512195122E-2,0.16447368421052633,0.4017857142857143,2.0833333333333332E-2,0.12962962962962962,0,1.8292682926829267E-2,0,0,9,9.2169693278664908E-2,0.10369090493849802,0.11850389135828344,0.12250250739767216,0.11410827203510129,4.2188911472448055E-2,4.9307437518819629E-2,9.1463414634146336E-3,1.8292682926829267E-2,7.4434515821081265E-2,4.4836817468623259E-2]
["LITTD2","Littlebrook D","LITT40","Oil",5.4878048780487805E-2,0.13486842105263158,0.375,6.8452380952380959E-2,0.1111111111111111,0,2.1341463414634148E-2,0,0,9,8.5072380590138386E-2,9.5706428163905691E-2,0.10937877504446365,0.11846222942179298,0.11518099109562525,5.022623886953155E-2,4.4150858175248414E-2,1.0670731707317074E-2,2.1341463414634148E-2,7.2243344053628575E-2,4.1427793138672155E-2]
["LITTD3","Littlebrook D","LITT40",null,0,0,null,null,0,0,0,0,0,7,0,0,0,0,0,0,0,0,0,0,0]
["LOAN-1","Longannet 1","LOAN2","Coal",0.68292682926829273,0.89473684210526316,0,0.24404761904761904,0.58333333333333337,0.82926829268292679,0.90243902439024393,0.64880952380952384,0.74404761904761907,9,0.61440100929831354,0.59819518307965036,0.59096456297538269,0.57563751859323098,0.51181765389082456,0.63977206736353076,0.77168021680216803,0.86585365853658536,0.90243902439024393,0.67452898832554775,0.13778346087625956]
["LOAN-2","Longannet 2","LOAN2","Coal",0.78048780487804881,0,1,0.9196428571428571,0.70833333333333337,0.87804878048780488,0.82317073170731703,0.78869047619047616,0.62797619047619047,9,0.72515001935733647,0.73729674796747968,0.72995478679276593,0.72153261711188543,0.86583914053426247,0.83229892566782815,0.80318428184281843,0.85060975609756095,0.82317073170731703,0.78767077856436163,5.8859976930300976E-2]
["LOAN-3","Longannet 3","LOAN2","Coal",0.63414634146341464,0.94736842105263153,0.77083333333333337,0.99702380952380953,0.96296296296296291,0.82621951219512191,0.64939024390243905,0.8571428571428571,0.45535714285714285,9,0.78893829160374596,0.83063593519707124,0.82684923206195904,0.8589663804950497,0.8412859723835332,0.85889913214608338,0.81285757302017458,0.73780487804878048,0.64939024390243905,0.80062529320653741,6.8141219700503394E-2]
["LOAN-4","Longannet 4","LOAN2","Coal",0.65853658536585369,0.55263157894736847,0.9196428571428571,0.9107142857142857,0.96296296296296291,0.79573170731707321,0.82317073170731703,0.80952380952380953,0.7142857142857143,9,0.79413335921858241,0.80411431483519091,0.803341529879674,0.82747568729864407,0.88244450896889914,0.87314492192540971,0.86062180066245109,0.80945121951219512,0.82317073170731703,0.83087756377870703,3.2949007016891053E-2]
["LOCG-1","Loch Gair",null,null,null,null,null,null,0.87962962962962965,0.65548780487804881,0.94207317073170727,null,null,3,"","","","","","",0.82573020174646183,0.79878048780487809,0.94207317073170727,0.8555279534276824,7.6152004235174028E-2]
["MEDP-1","Medway","MEDW40","CCGT",0.94512195121951215,1,0,1,0.96296296296296291,6.7073170731707321E-2,0,0.53273809523809523,0.68452380952380953,9,0.57693555440845412,0.56348702251903471,0.56787972641631179,0.50500602228244496,0.40600722673893397,0.50750903342366749,0.34334537789822339,3.3536585365853661E-2,0,0.3893007276725472,0.22508699814175392]
["MRWD-1","Marchwood","MAW040",null,null,null,null,null,null,0.75609756097560976,0.77743902439024393,0.8571428571428571,0.9285714285714286,4,"","","","","",0.7667682926829269,0.7667682926829269,0.7667682926829269,0.77743902439024393,0.76943597560975618,5.3353658536585136E-3]
["NANT-1","Nant","LOCN","Hydro",0.96341463414634143,0.98355263157894735,0.875,0.63690476190476186,0.66203703703703709,0.99695121951219512,0.89634146341463417,0.94047619047619047,0.8303571428571429,9,0.86500389788080567,0.8693347422587635,0.85917167822770246,0.84179785224126258,0.81344689637372569,0.79805862046715714,0.85177657332128875,0.94664634146341464,0.89634146341463417,0.86017534062763934,4.3794613199184436E-2]
["OLDS1","Oldbury","OLDS1","Magnox",0,0.94736842105263153,0,0.6428571428571429,0.96296296296296291,1,0,0,0,9,0.39479872520808196,0.44414856585909218,0.50759836098181965,0.59219808781212291,0.52116402116402116,0.65145502645502651,0.6543209876543209,0.5,0,0.47396486390383175,0.19806752846449788]
["OLDS2","Oldbury","OLDS1","Magnox",0,0,1,1,0.14814814814814814,0,0,0,0,9,0.23868312757201643,0.26851851851851849,0.30687830687830686,0.35802469135802467,0.42962962962962958,0.28703703703703703,4.9382716049382713E-2,0,0,0.21535044744921283,0.15947413583845149]
["PEHE-1","Peterhead","PEHE","CCGT",1,1,0.99702380952380953,0.88095238095238093,0.84722222222222221,0.94817073170731703,0.52743902439024393,0.4107142857142857,2.976190476190476E-3,9,0.73494429388738325,0.82644030681378233,0.88582973839942469,0.86680136146599562,0.84016163375919484,0.80094608981804105,0.77427732610659439,0.73780487804878048,0.52743902439024393,0.77718273918771552,0.10753376247434386]
["PEHE-2","Peterhead",null,"Gas/Oil",0.54573170731707321,0.54276315789473684,0.67261904761904767,0.31845238095238093,0,0,0,0,0,9,0.23106292153147093,0.2599457867229048,0.29708089911189123,0.25563909774436094,0.19821428571428573,7.9613095238095233E-2,0,0,0,0.14683956511811211,0.12556906550393754]
["PEHE-3","Peterhead",null,"OCGT",9.1463414634146336E-3,2.6315789473684209E-2,0,0,0,0,0,0,null,8,4.4327663671373555E-3,4.4327663671373555E-3,5.0660187052998353E-3,4.3859649122807015E-3,0,0,0,0,0,2.0352795946505832E-3,2.421745285167397E-3]
["PEHE-4","Peterhead",null,"OCGT",6.0975609756097563E-3,1.9736842105263157E-2,0,0,0,0,0,0,null,8,3.2293003851091139E-3,3.2293003851091139E-3,3.6906290115532731E-3,3.2894736842105261E-3,0,0,0,0,0,1.4931892739980029E-3,1.7759368549697878E-3]
["PEMB-11","Pembroke","PEMB",null,null,null,null,null,null,0.41463414634146339,0.90243902439024393,0.9285714285714286,0.9017857142857143,4,"","","","","",0.65853658536585369,0.65853658536585369,0.65853658536585369,0.90243902439024393,0.71951219512195119,0.12195121951219559]
["PEMB-21","Pembroke","PEMB",null,null,null,null,null,null,0.18902439024390244,1,0.97619047619047616,0.97619047619047616,4,"","","","","",0.59451219512195119,0.59451219512195119,0.59451219512195119,1,0.69588414634146334,0.20274390243902443]
["PEMB-31","Pembroke","PEMB",null,null,null,null,null,null,null,0.85365853658536583,0.9285714285714286,0.90476190476190477,3,"","","","","","",0.85365853658536583,0.85365853658536583,0.85365853658536583,0.85365853658536583,0]
["PEMB-41","Pembroke","PEMB",null,null,null,null,null,null,null,0.43292682926829268,0.90476190476190477,0.8571428571428571,3,"","","","","","",0.43292682926829268,0.43292682926829268,0.43292682926829268,0.43292682926829268,0]
["PEMB-51","Pembroke","PEMB",null,null,null,null,null,null,null,1,0.75595238095238093,1,3,"","","","","","",1,1,1,1,0]
["PETEM1","Peterborough","WALP11","CCGT",0.72256097560975607,0.86842105263157898,0.6785714285714286,0.875,0.52777777777777779,9.451219512195122E-2,0.18902439024390244,8.6309523809523808E-2,0.13392857142857142,9,0.4640117683549434,0.50527216797073993,0.56512397427948502,0.53888447405777318,0.47297715834301207,0.42157859078590781,0.27043812104787718,0.14176829268292684,0.18902439024390244,0.39656432641850758,0.15628508784041678]
["RANN-1","Rannoch","RANN","Hydro",null,null,0.9285714285714286,0.91666666666666663,0.64351851851851849,1,0.98170731707317072,null,null,5,"","","","",0.89409278616595689,0.8854731255645889,0.87507527853056322,0.99085365853658536,0.98170731707317072,0.92544043317417302,5.6039186576900372E-2]
["RANN-2","Rannoch","RANN","Hydro",null,null,0.92261904761904767,0.96130952380952384,0.83796296296296291,1,0.97865853658536583,null,null,5,"","","","",0.94011001419538009,0.94448275583946306,0.93887383318277617,0.98932926829268286,0.97865853658536583,0.95829088161913367,2.3856093896148414E-2]
["RANN-3","Rannoch","RANN","Hydro",null,null,0.9553571428571429,0.9196428571428571,0.875,1,0.9847560975609756,null,null,5,"","","","",0.94695121951219507,0.94484973867595823,0.9532520325203252,0.99237804878048785,0.9847560975609756,0.96443742740998828,2.2405829345831157E-2]
["RATS-1","Ratcliffe-on-Soar","RATS41","Coal",0.95121951219512191,0.86842105263157898,0.97619047619047616,0.88095238095238093,0.92592592592592593,0.90243902439024393,0.92682926829268297,0.9285714285714286,0.83333333333333337,9,0.91043137805368579,0.92006863364372993,0.91885394865405867,0.91345968806388145,0.92246741515034203,0.90903664989030841,0.91839807286961761,0.91463414634146345,0.92682926829268297,0.91713102232886334,5.7646953423579044E-3]
["RATS-2","Ratcliffe-on-Soar","RATS41","Coal",0.99695121951219512,0.97368421052631582,0.7857142857142857,0.9464285714285714,0.92592592592592593,0.90243902439024393,0.90243902439024393,0.97619047619047616,0.95238095238095233,9,0.92912818782880102,0.92622159225978218,0.91908318026968305,0.90610517372926447,0.8925893663698542,0.91930813653374621,0.91026799156880456,0.90243902439024393,0.90243902439024393,0.91195351970449146,1.2229755723145018E-2]
["RATS-3","Ratcliffe-on-Soar","RATS41","Coal",0.97560975609756095,0.86842105263157898,0.81547619047619047,0.9017857142857143,0.68055555555555558,0.86280487804878048,0.92682926829268297,0.90773809523809523,0.97619047619047616,9,0.87949010964629271,0.86740256382826975,0.86164034505543763,0.84264544321508383,0.8374903213317848,0.84299385404568328,0.82339656729900634,0.89481707317073167,0.92682926829268297,0.8640783939872192,3.2409334351573206E-2]
["RATS-4","Ratcliffe-on-Soar","RATS41","Coal",0.97560975609756095,1,1,0.8125,0.8657407407407407,0.80487804878048785,0.95121951219512191,1,0.90476190476190477,9,0.92385666250842391,0.92624350722673887,0.91570686540198731,0.90572305028605837,0.88686766034327003,0.85858457542908762,0.87394610057211686,0.87804878048780488,0.95121951219512191,0.90224407938340123,2.9924475335100498E-2]
["RATSGT-2","Ratcliffe-on-Soar GT","RATS41","GT",0,1.6447368421052631E-2,0,1.1904761904761904E-2,0,0,2.1341463414634148E-2,2.3809523809523808E-2,0,9,8.1670130611080551E-3,9.1878896937465614E-3,7.0990848200640977E-3,8.2822656234081138E-3,6.6492450638792108E-3,8.3115563298490139E-3,7.1138211382113826E-3,1.0670731707317074E-2,2.1341463414634148E-2,9.6470078724686294E-3,4.5517984915116119E-3]
["RATSGT-4","Ratcliffe-on-Soar GT","RATS41","GT",0,9.8684210526315784E-3,0,1.1904761904761904E-2,0,0,1.8292682926829267E-2,2.6785714285714284E-2,0,9,7.4279533522152259E-3,8.3564475212421288E-3,5.7236951263175354E-3,6.6776443140371252E-3,6.0394889663182346E-3,7.5493612078977928E-3,6.0975609756097554E-3,9.1463414634146336E-3,1.8292682926829267E-2,8.3679084282090796E-3,3.8904634170544073E-3]
["ROCK-1","Rocksavage","ROCK40","CCGT",1,1,1,1,0.96296296296296291,0.95121951219512191,1,0.57738095238095233,0.99404761904761907,9,0.94284567184296186,0.93644542844237966,0.98774035359401213,0.98569707919301408,0.98283649503161696,0.97854561878952118,0.97139415838602827,0.97560975609756095,1,0.97345717348634386,2.0880711974654381E-2]
["ROOS-1","Roosecote","ROOS10","CCGT",0.78048780487804881,0.92105263157894735,0.95238095238095233,0.59523809523809523,0.51851851851851849,7.0121951219512202E-2,0,0,0,9,0.42642221709045275,0.47972499422675935,0.54825713625915351,0.50955202482267092,0.42725190347141567,0.29596964124403147,0.19621348991267692,3.5060975609756101E-2,0,0.32427248695965738,0.2048470593441761]
["RUGGT-6","Rugeley B GT","RUGE40","GT",2.7439024390243903E-2,7.8947368421052627E-2,5.6547619047619048E-2,8.9285714285714281E-3,2.7777777777777776E-2,0,0,0,0,9,2.2182262340584975E-2,2.4955045133158098E-2,2.8520051580752111E-2,2.8700222779170143E-2,1.865079365079365E-2,9.1765873015873002E-3,9.2592592592592587E-3,0,0,1.5716024671700617E-2,1.1438739150863849E-2]
["RUGGT-7","Rugeley B GT","RUGE40",null,2.7439024390243903E-2,8.2236842105263164E-2,null,null,3.2407407407407406E-2,0,0,0,0,7,2.0297610557559211E-2,2.3680545650485746E-2,2.8416654780582896E-2,2.8661062378167644E-2,1.0802469135802469E-2,1.0802469135802469E-2,1.0802469135802469E-2,0,0,1.4829253419355877E-2,1.1026350301242658E-2]
["RUGPS-6","Rugeley B","RUGE40","Coal",1,0.94736842105263153,0.97619047619047616,0.90476190476190477,0.88888888888888884,0.90243902439024393,1,0.97619047619047616,0.90476190476190477,9,0.94451123291516959,0.9494798989343276,0.94566410218344921,0.9366081192140242,0.93445605884630267,0.92402245451025933,0.93044263775971092,0.95121951219512191,1,0.94626711295092947,2.2089460560000135E-2]
["RUGPS-7","Rugeley B","RUGE40","Coal",0.99085365853658536,1,0.95238095238095233,0.95238095238095233,0.96296296296296291,0.90243902439024393,0.87804878048780488,0.9285714285714286,0.9017857142857143,9,0.94104705266629374,0.94595471996386626,0.94843804730564307,0.94136877876715275,0.92964253452058332,0.92395793005549098,0.91448358928033724,0.8902439024390244,0.87804878048780488,0.92368725949846642,2.510979600068515E-2]
["RYHPS-1","Rye House","RYEH40","CCGT",0.92682926829268297,0.97368421052631582,0.9285714285714286,0.97619047619047616,0.81481481481481477,0.58536585365853655,0.63109756097560976,0.55654761904761907,5.9523809523809521E-3,9,0.71100595700331837,0.79913765400968551,0.8337933732899806,0.81828739078953028,0.78720802684217317,0.75186717640985923,0.67709274314965373,0.6082317073170731,0.63109756097560976,0.73530239886520932,8.2624751734694274E-2]
["SCCL-1","Saltend","SAES20","CCGT",0.70731707317073167,1,1,0.97619047619047616,0.96296296296296291,0.95121951219512191,0.87804878048780488,0.88095238095238093,0.9910714285714286,9,0.92752917939232304,0.91958639824493482,0.92510554357244246,0.96140362197272766,0.95368434636727317,0.94210543295909144,0.93074375188196312,0.91463414634146334,0.87804878048780488,0.92809346680222504,2.4328632867214015E-2]
["SCCL-2","Saltend","SAES20","CCGT",1,1,1,0.97619047619047616,0.96296296296296291,1,0.92682926829268297,0.99702380952380953,0.94940476190476186,9,0.9791568087638548,0.98287581462124141,0.98085467249230318,0.97766378457435366,0.97319654148922441,0.96649567686153048,0.96326407708521522,0.96341463414634143,0.92682926829268297,0.96819458648074985,1.7218469485094232E-2]
["SCCL-3","Saltend","SAES20","CCGT",0.85365853658536583,1,1,1,0.96296296296296291,0.97560975609756095,1,1,0.87797619047619047,9,0.96335638290245329,0.97402890695573618,0.97031875080655561,0.98976211984342066,0.98771454381210477,0.98464317976513094,0.97952423968684121,0.98780487804878048,1,0.98190588909122489,1.1242850877088243E-2]
["SEAB-1","Seabank","SEAB4","CCGT",0.89939024390243905,1,1,1,0.85185185185185186,0.64329268292682928,0.6097560975609756,0.73809523809523814,0.6696428571428571,9,0.82355877460891014,0.84279826429216675,0.85775583946315659,0.85081677205660944,0.82098012646793139,0.77622515808491421,0.70163354411321899,0.62652439024390238,0.6097560975609756,0.7677832185435316,9.7423943148631842E-2]
["SEAB-2","Seabank","SEAB4","CCGT",0.46951219512195119,0.93092105263157898,0.97619047619047616,0.61904761904761907,0.95833333333333337,0.24085365853658536,0.44817073170731708,0.40476190476190477,0.25,9,0.58864344125897405,0.63097387141634587,0.66328986665269452,0.69558614524115159,0.64851916376306629,0.56660133565621373,0.54911924119241196,0.34451219512195119,0.44817073170731708,0.57060177689001412,0.11227029194229123]
["SFIL-1","St Fillans","SFIL","Hydro",null,null,0.97916666666666663,0.94047619047619047,0.94907407407407407,1,1,null,null,5,"","","","",0.97374338624338619,0.97238756613756616,0.98302469135802462,1,1,0.98583112874779533,1.3566805173417377E-2]
["SHBA-1","South Humber Bank","SHBA40","CCGT",0.82926829268292679,0.88486842105263153,1,0.97619047619047616,0.77777777777777779,0.38414634146341464,0.99390243902439024,0.93452380952380953,0.88988095238095233,9,0.85228427889959768,0.84758469471442832,0.83516482117023105,0.83614757591811506,0.82640340689121172,0.78300425861401468,0.71860885275519415,0.68902439024390238,0.99390243902439024,0.82023607980345381,8.7592755367093086E-2]
["SHBA-2","South Humber Bank","SHBA40","CCGT",0.87804878048780488,0.89473684210526316,1,0.9642857142857143,0.81481481481481477,0.29268292682926828,0.7347560975609756,0.60416666666666663,0.60416666666666663,9,0.75418427882413053,0.77293648034381346,0.79704645372626293,0.78354606593267262,0.76130791069815462,0.70163488837269328,0.61408461306835294,0.51371951219512191,0.7347560975609756,0.71480181119135311,9.3362851257656337E-2]
["SHIN-1","Shin","SHIN","Hydro",null,null,1,1,0.95833333333333337,0.99695121951219512,0.82317073170731703,null,null,5,"","","","",0.9556910569105691,0.94461382113821146,0.92615176151761514,0.91006097560975607,0.82317073170731703,0.91193766937669385,5.2600431159629514E-2]
["SHIN-2","Shin","SHIN","Hydro",null,null,1,0.98809523809523814,0.96296296296296291,1,1,null,null,5,"","","","",0.99021164021164021,0.98776455026455023,0.98765432098765427,1,1,0.99312610229276888,6.3577051560210901E-3]
["SHOS-1","Shoreham","SERX1","CCGT",0.80487804878048785,1,0.30952380952380953,0.90476190476190477,0.81481481481481477,0.94512195121951215,0,0.5892857142857143,0.28273809523809523,9,0.62790270429159323,0.67104828042328046,0.68272864701436131,0.66237041338667357,0.59484449606400835,0.66617466769905787,0.5866455886781089,0.47256097560975607,0,0.55158619701853773,0.21687846850073547]
["SHOT-1","Shotton","SHOT1","CHP",1,1,1,0.97619047619047616,0.59259259259259256,0.62195121951219512,0,0,null,8,0.64884178603690801,0.64884178603690801,0.74153346975646628,0.69845571471587731,0.63814685765905277,0.54768357207381602,0.40484793736826258,0.31097560975609756,0,0.51548074815593192,0.23875101377874769]
["SIZB-1","Sizewell B","SIZE40","PWR",1,1,0.95238095238095233,1,0.96296296296296291,0.90243902439024393,1,1,0.83333333333333337,9,0.96123514145194355,0.9772228674667699,0.97396899139059412,0.96963048995569323,0.96355658794683186,0.96635049683830165,0.95513399578440217,0.95121951219512191,1,0.96870200922551752,1.4397309668073182E-2]
["SIZB-2","Sizewell B","SIZE40","PWR",1,1,0.95238095238095233,1,0.96296296296296291,1,1,1,0.95238095238095233,9,0.98530276308054077,0.98941798941798942,0.98790627362055938,0.98589065255731922,0.98306878306878309,0.9907407407407407,0.98765432098765427,1,1,0.98999794705262067,6.1008793899111329E-3]
["SLOY-1","Sloy","SLOY","Hydro",0.72560975609756095,0.63815789473684215,0.61011904761904767,0.29166666666666669,0.1388888888888889,0.72560975609756095,0.43597560975609756,0.5357142857142857,0.63988095238095233,9,0.52684698421754483,0.51271773819711886,0.50943251712323778,0.47340297729418396,0.44045199380565236,0.39803523035230354,0.4334914182475158,0.58079268292682928,0.43597560975609756,0.47901635021338707,5.7780624234677579E-2]
["SLOY-2","Sloy","SLOY","Hydro",0.69817073170731703,0.67763157894736847,0.61904761904761907,0.29761904761904762,0.13425925925925927,0.67682926829268297,0.4298780487804878,0.65773809523809523,0.55654761904761907,9,0.52752458532661073,0.52389670611148464,0.50477650766482596,0.4725441369910775,0.43152664859981932,0.38464640598786942,0.41365552544414336,0.55335365853658536,0.4298780487804878,0.47131135816032266,5.9067833860586942E-2]
["SLOY-3","Sloy","SLOY","Hydro",0.67378048780487809,0.69736842105263153,0.6071428571428571,0.27083333333333331,0.19907407407407407,0.69512195121951215,0.34146341463414637,0.68154761904761907,0.60416666666666663,9,0.53005542499730207,0.52079151978863147,0.49782636275163322,0.46850067524275912,0.42272712608078467,0.3766231933152665,0.41188647997591082,0.51829268292682928,0.34146341463414637,0.45424076441258482,6.8841099899203159E-2]
["SLOY-4","Sloy","SLOY","Hydro",0.17378048780487804,0.67105263157894735,0.19047619047619047,0.13095238095238096,0.29629629629629628,0.17378048780487804,0.28658536585365851,0.62797619047619047,0.5982142857142857,9,0.34990159077307842,0.31886250390542753,0.27470340582388997,0.29152389216039193,0.21561814427668086,0.22190363272680347,0.25222071665161094,0.23018292682926828,0.28658536585365851,0.27127801988897882,4.5675118790320351E-2]
["SPLN-1","Spalding","SPLN40","CCGT",1,1,1,0.95833333333333337,0.92592592592592593,1,0.85365853658536583,0.88095238095238093,0.7946428571428571,9,0.93483478154887378,0.95235877209962583,0.9625596851206607,0.95631963264077091,0.947583559168925,0.93447944896115631,0.92652815417043055,0.92682926829268286,0.85365853658536583,0.93279464873205475,3.2375200214563492E-2]
["SROM-1","Sron Mor",null,"Hydro",null,null,null,null,0,0.77134146341463417,0.38109756097560976,null,null,3,"","","","","","",0.38414634146341459,0.57621951219512191,0.38109756097560976,0.44715447154471538,0.1117839984263581]
["STAY-1","Staythorpe","STAY","CCGT",null,null,null,null,null,0.94817073170731703,0.92378048780487809,0.7142857142857143,1,4,"","","","","",0.93597560975609762,0.93597560975609762,0.93597560975609762,0.92378048780487809,0.93292682926829273,6.0975609756097615E-3]
["STAY-2","Staythorpe","STAY","CCGT",null,null,null,null,null,0.87195121951219512,0.92682926829268297,0.42857142857142855,0.80654761904761907,4,"","","","","",0.89939024390243905,0.89939024390243905,0.89939024390243905,0.92682926829268297,0.90625,1.3719512195121963E-2]
["STAY-3","Staythorpe","STAY","CCGT",null,null,null,null,null,1,0.97560975609756095,0.76190476190476186,0.83333333333333337,4,"","","","","",0.98780487804878048,0.98780487804878048,0.98780487804878048,0.97560975609756095,0.9847560975609756,6.0975609756097615E-3]
["STAY-4","Staythorpe","STAY","CCGT",null,null,null,null,null,0.97560975609756095,0.72865853658536583,0.8571428571428571,0.6071428571428571,4,"","","","","",0.85213414634146334,0.85213414634146334,0.85213414634146334,0.72865853658536583,0.82126524390243894,6.1737804878048745E-2]
["STCR-1","Steven's Croft",null,"Biomass",null,null,null,0.14583333333333334,0.59259259259259256,0.67378048780487809,0.74390243902439024,null,null,4,"","","","","",0.53902721318879854,0.67009183980728704,0.70884146341463417,0.74390243902439024,0.66546573885877747,8.9520707096551466E-2]
["STVE-1","Striven",null,"Hydro",null,null,null,null,0.56018518518518523,0.91768292682926833,0.87195121951219512,null,null,3,"","","","","","",0.78327311050888293,0.89481707317073167,0.87195121951219512,0.85001380106393665,5.8919026194494017E-2]
["STVE-2","Striven",null,"Hydro",null,null,null,null,0.5092592592592593,1,0.67682926829268297,null,null,3,"","","","","","",0.7286961758506475,0.83841463414634143,0.67682926829268297,0.74798002609655734,8.2500653177688052E-2]
["SUTB-1","Sutton Bridge A","SUTB4","CCGT",0.95121951219512191,1,1,1,0.81481481481481477,0.85365853658536583,0.46341463414634149,0.26190476190476192,0.52380952380952384,9,0.76320242038399222,0.79312653245580078,0.8690153568202349,0.85531466425775371,0.82637759710930447,0.78297199638663051,0.71062932851550731,0.65853658536585369,0.46341463414634149,0.74695434616015766,0.12558563766593836]
["SVRP-10","Severn Power",null,"CCGT",null,null,null,null,null,0,0.67987804878048785,0.53273809523809523,0.59523809523809523,4,"","","","","",0.33993902439024393,0.33993902439024393,0.33993902439024393,0.67987804878048785,0.42492378048780494,0.16996951219512182]
["SVRP-20","Severn Power",null,"CCGT",null,null,null,null,null,0.92073170731707321,0,0.5089285714285714,0.87797619047619047,4,"","","","","",0.46036585365853661,0.46036585365853661,0.46036585365853661,0,0.34527439024390244,0.2301829268292683]
["TAYL2G","Taylors Lane","WISD1","GT",4.2682926829268296E-2,5.921052631578947E-2,1.1904761904761904E-2,5.9523809523809521E-2,1.8518518518518517E-2,6.0975609756097563E-3,1.8292682926829267E-2,8.9285714285714281E-3,5.9523809523809521E-3,9,2.5679082152837679E-2,2.8144919802894769E-2,3.0890112427798103E-2,2.8924643360886404E-2,2.2867466769905795E-2,2.5608142986191768E-2,1.4302920806985845E-2,1.2195121951219513E-2,1.8292682926829267E-2,2.298945479839435E-2,6.6366909891603064E-3]
["TAYL3G","Taylors Lane","WISD1","GT",3.9634146341463415E-2,5.921052631578947E-2,2.0833333333333332E-2,5.0595238095238096E-2,1.8518518518518517E-2,6.0975609756097563E-3,1.8292682926829267E-2,1.7857142857142856E-2,5.9523809523809521E-3,9,2.6332392257367294E-2,2.8879893670490587E-2,3.0454572358111692E-2,2.8924643360886404E-2,2.2867466769905795E-2,2.3376000129048911E-2,1.4302920806985845E-2,1.2195121951219513E-2,1.8292682926829267E-2,2.284729935898281E-2,6.6223346494780413E-3]
["TESI-1","Teesside","GRST21","CCGT",1,1,0.85416666666666663,1,0.55555555555555558,0,0,0,0,9,0.48996913580246915,0.55121527777777779,0.62996031746031744,0.56828703703703709,0.48194444444444445,0.3888888888888889,0.1851851851851852,0,0,0.36616114295512436,0.24362905186113185]
["TESI-2","Teesside","GRST21","CCGT",1,1,0.85416666666666663,1,0.60648148148148151,7.3170731707317069E-2,0.16158536585365854,0,0,9,0.52171158285656927,0.5869255307136404,0.67077203510130334,0.61590070761818727,0.53908084914182475,0.46030939476061428,0.2804125263474857,0.1173780487804878,0.16158536585365854,0.43934178235264126,0.20302526507311572]
["TILB0G","Tilbury B GT","TILB21","GT",0,0,null,null,0,0,0,0,null,6,"","","",0,0,0,0,0,0,0,0]
["TILB10","Tilbury B","TILB21","Coal",0.82926829268292679,0.79276315789473684,0.89583333333333337,0.90476190476190477,0.87037037037037035,0.54878048780487809,0.71951219512195119,0,null,8,0.69516121774626272,0.69516121774626272,0.79446996313858598,0.78867024154786247,0.78785165827848758,0.76085623951477621,0.71288768443239992,0.63414634146341464,0.71951219512195119,0.73207963988777813,5.4631494925447832E-2]
["TILB-7","Tilbury B","TILB21","Coal",null,null,null,null,0,0,0,0,null,4,"","","","","",0,0,0,0,0,0]
["TILB7G","Tilbury B GT","TILB21","GT",null,null,null,null,0,0,0,0,null,4,"","","","","",0,0,0,0,0,0]
["TILB-8","Tilbury B","TILB21","Coal",0.92682926829268297,0.91118421052631582,0.95238095238095233,0.8482142857142857,0.96296296296296291,0.86585365853658536,0.85670731707317072,0,null,8,0.79051658193586949,0.79051658193586949,0.9034475222124223,0.89955056453237869,0.8972238353335914,0.88343455607175114,0.89517464619090636,0.86128048780487809,0.85670731707317072,0.86420578812120408,4.4907066132802237E-2]
["TILB8G","Tilbury B GT","TILB21","GT",0,0,0,0,0,0,0,0,null,8,0,0,0,0,0,0,0,0,0,0,0]
["TILB-9","Tilbury B","TILB21","Coal",0.94512195121951215,0.92105263157894735,0.88095238095238093,0.73809523809523814,0.70370370370370372,0.34451219512195119,0.75609756097560976,0,null,8,0.66119195770591788,0.66119195770591788,0.75564795166390619,0.72406895173797181,0.68467221576977677,0.6356021744741257,0.60143781993375489,0.55030487804878048,0.75609756097560976,0.6700239408906401,6.9149430856916827E-2]
["TILB9G","Tilbury B GT","TILB21","GT",0,9.8684210526315784E-3,0,0,0,0,0,0,null,8,1.2335526315789473E-3,1.2335526315789473E-3,1.4097744360902255E-3,1.6447368421052631E-3,0,0,0,0,0,6.1351294903926479E-4,7.3725370314710011E-4]
["TONG-1","Tongland","TONG","Hydro",null,null,0.6964285714285714,0.45833333333333331,0.54629629629629628,0.57621951219512191,0.54878048780487809,null,null,5,"","","","",0.56521164021164016,0.53240740740740744,0.5570987654320988,0.5625,0.54878048780487809,0.55319966017120492,1.3208272660111235E-2]
["TONG-2","Tongland","TONG","Hydro",null,null,0.8035714285714286,0.81547619047619047,0.3611111111111111,0.65548780487804881,0.69207317073170727,null,null,5,"","","","",0.66554394115369719,0.6310370692992644,0.56955736224028908,0.67378048780487809,0.69207317073170727,0.64639840624596723,4.8329677023808255E-2]
["TONG-3","Tongland","TONG","Hydro",null,null,0.37202380952380953,0.86904761904761907,0.31481481481481483,0.82621951219512191,0.39329268292682928,null,null,5,"","","","",0.55507968770163907,0.60084365724609623,0.51144233664558869,0.6097560975609756,0.39329268292682928,0.53408289241622575,8.7975532057892908E-2]
["TORN-1","Torness","TORN","AGR",1,0.35197368421052633,1,1,0.78240740740740744,1,1,1,1,9,0.90382012129088152,0.89179763645224175,0.87634015594541914,0.85573018193632233,0.95648148148148149,0.94560185185185186,0.92746913580246915,1,1,0.92858228497340756,5.1566939557010326E-2]
["TORN-2","Torness","TORN","AGR",1,0.94736842105263153,0.9285714285714286,0.9285714285714286,0.96296296296296291,0.90243902439024393,0.95121951219512191,1,1,9,0.95790364197153521,0.95264159721797714,0.94587611110625958,0.93685546295730282,0.93475287133823703,0.93629823202993934,0.93887383318277617,0.92682926829268286,0.95121951219512191,0.9423611700324257,1.0102229830057026E-2]
["TUMB-1","Tummel Bridge","TUMB","Hydro",null,null,null,null,0.78240740740740744,0.96341463414634143,0.96951219512195119,null,null,3,"","","","","","",0.90511141222523328,0.96646341463414631,0.96951219512195119,0.94702900732711015,3.6333694416607026E-2]
["TUMB-2","Tummel Bridge","TUMB",null,null,null,null,null,0.76851851851851849,0.9847560975609756,0.96341463414634143,null,null,3,"","","","","","",0.9055630834086118,0.97408536585365857,0.96341463414634143,0.94768769446953727,3.6869069307050167E-2]
["USKM-13","Uskmouth","UKSM1","Coal",0.66463414634146345,0.90131578947368418,0.83333333333333337,0.66666666666666663,0.7592592592592593,0.87195121951219512,0.875,0,0,9,0.61912893495406685,0.69652005182332521,0.7960229163695145,0.81792104470752314,0.80124209575429095,0.79321928635953032,0.8354034929238181,0.87347560975609762,0.875,0.78977038140535194,8.3022745703629872E-2]
["USKM-14","Uskmouth","UKSM1","Coal",0.67378048780487809,0.875,0.90476190476190477,0.58630952380952384,0.84259259259259256,0.73170731707317072,0.85670731707317072,0.76190476190476186,0,9,0.69252932278000023,0.77909548812750029,0.78155130615932011,0.79951310921839369,0.78441573106207252,0.75432918763711432,0.81033574224631133,0.79420731707317072,0.85670731707317072,0.78363161348633925,4.4160240665945143E-2]
["USKM-15","Uskmouth","UKSM1","Coal",0.67682926829268297,0.77960526315789469,0.72619047619047616,0.6607142857142857,3.2407407407407406E-2,0.50914634146341464,0.68292682926829273,0.73809523809523814,0,9,0.53399056773218812,0.60073938869871157,0.58111712449920783,0.56516510053362856,0.52227706800877538,0.47129871596335016,0.40816019271303827,0.59603658536585369,0.68292682926829273,0.55130128586478278,7.9752504838495983E-2]
["WBUGT-1","West Burton A GT","WBUR4","GT",2.1341463414634148E-2,8.2236842105263164E-2,4.1666666666666664E-2,2.0833333333333332E-2,2.3148148148148147E-2,6.0975609756097563E-3,2.4390243902439025E-2,0,0,9,2.4412695394010472E-2,2.7464282318261781E-2,3.1387751220870605E-2,3.3062132521910016E-2,2.3227190605239385E-2,1.8617321589882566E-2,1.7878651008732309E-2,1.524390243902439E-2,2.4390243902439025E-2,2.3964907888930062E-2,6.0490134506550009E-3]
["WBUGT-4","West Burton A GT","WBUR4",null,null,null,null,null,3.7037037037037035E-2,0,1.8292682926829267E-2,4.1666666666666664E-2,0,5,"","","","",1.8443239987955436E-2,1.8443239987955436E-2,1.8443239987955436E-2,9.1463414634146336E-3,1.8292682926829267E-2,1.655374887082204E-2,4.1413797880547679E-3]
["WBUPS-1","West Burton A","WBUR4","Coal",0.97560975609756095,1,0.95238095238095233,0.73809523809523814,0.92592592592592593,0.97256097560975607,0.96036585365853655,0.94047619047619047,0.9285714285714286,9,0.93266514675728773,0.93317686153052004,0.93213410025256704,0.92488815761173482,0.90986578913408178,0.89923699832236426,0.95295091839807278,0.96646341463414631,0.96036585365853655,0.93463858225547902,2.2317010929906848E-2]
["WBUPS-2","West Burton A","WBUR4","Coal",1,1,1,0.9017857142857143,0.95833333333333337,0.92378048780487809,1,0.91369047619047616,1,9,0.96639889017937797,0.96219875145180023,0.96912850506056081,0.96398325590398759,0.95677990708478511,0.94597488385598139,0.96070460704607052,0.96189024390243905,1,0.96522878272055601,1.4620435575756317E-2]
["WBUPS-3","West Burton A","WBUR4","Coal",1,0.94736842105263153,0.97619047619047616,0.88095238095238093,0.87962962962962965,0.70121951219512191,0.79268292682926833,0.84226190476190477,1,9,0.89114502795682382,0.87753815645142674,0.88257762097850123,0.86300722447491818,0.84613498515937535,0.81362111240160018,0.79117735621800678,0.74695121951219512,0.79268292682926833,0.8338706255535685,5.0053852803971781E-2]
["WBUPS-4","West Burton A","WBUR4","Coal",0.95121951219512191,0.94078947368421051,0.9196428571428571,0.73809523809523814,0.94907407407407407,0.95121951219512191,0.90548780487804881,1,0.85416666666666663,9,0.91218834877014876,0.91944105903308404,0.90793263889495324,0.90071816001159177,0.892703897277068,0.88596915731062076,0.93526046371574834,0.92835365853658536,0.90548780487804881,0.90978390982531665,1.6030724524477166E-2]
["WBURB-1","West Burton B","WBUR4","CCGT",null,null,null,null,null,null,0.1402439024390244,0.5714285714285714,0.97619047619047616,3,"","","","","","",0.1402439024390244,0.1402439024390244,0.1402439024390244,0.1402439024390244,0]
["WBURB-2","West Burton B","WBUR4","CCGT",null,null,null,null,null,null,0.38719512195121952,0.20238095238095238,0.92261904761904767,3,"","","","","","",0.38719512195121952,0.38719512195121952,0.38719512195121952,0.38719512195121952,0]
["WBURB-3","West Burton B","WBUR4","CCGT",null,null,null,null,null,null,0,0.49107142857142855,0.39285714285714285,3,"","","","","","",0,0,0,0,0]
["WINN-1","West Burton B","WBUR4","CCGT",null,null,null,null,0.96296296296296291,1,1,null,null,3,"","","","","","",0.98765432098765427,1,1,0.99588477366255146,7.127781101106523E-3]
["WYLF-1","Wylfa","WYLF40","Magnox",0.6097560975609756,0.86842105263157898,1,1,0.96296296296296291,0,1,0.53273809523809523,0.90476190476190477,9,0.7642933459061686,0.74673477604920158,0.77730573045078821,0.80523066926575693,0.79259259259259252,0.7407407407407407,0.6543209876543209,0.5,1,0.75346876029550769,0.13226726575148004]
["WYLF-2","Wylfa","WYLF40","Magnox",1,1,1,1,0.96296296296296291,0,1,0.52380952380952384,0.97619047619047616,9,0.82921810699588472,0.81084656084656082,0.85185185185185186,0.8271604938271605,0.79259259259259252,0.7407407407407407,0.6543209876543209,0.5,1,0.77852570383434583,0.13921038403806268]
["WYLF-3","Wylfa","WYLF40","Magnox",1,1,1,1,0.96296296296296291,1,0,0,0,9,0.66255144032921809,0.74537037037037035,0.85185185185185186,0.8271604938271605,0.79259259259259252,0.7407407407407407,0.6543209876543209,0.5,0,0.64162094192958397,0.26323382660845984]
["WYLF-4","Wylfa","WYLF40","Magnox",1,1,1,1,0.96296296296296291,1,0,0,0,9,0.66255144032921809,0.74537037037037035,0.85185185185185186,0.8271604938271605,0.79259259259259252,0.7407407407407407,0.6543209876543209,0.5,0,0.64162094192958397,0.26323382660845984]