## 2016 Contents
Charts Contents
Section | Sub-section | Figure Number | Figure Title | Tab Title
1. Executive summary
| 1. Executive summary | 1.1 | Programme of SOF 2016 engagement | ES 1.1
|  | 1.2 | Reader’s guide to SOF 2016 | ES 1.2
|  | 1.3 | Example chart, distribution curve (top), duration curve (bottom) | ES 1.3
|  | 1.4 | The 2016 Future Energy Scenarios | ES 1.4
2. Balancing and Flexibility
| 2. Balancing and Flexibility | 2.1 | The Balancing Mechanism | BF 2.1
|  | 2.2 | Example of system operator balancing actions | BF 2.2
|  | 2.3 | SOF 2016 analysis breadth | BF 2.3
|  | 2.4 | Distribution of transmission demand by scenario | BF 2.4
|  | 2.5 | Transmission demand profiles, spring | BF 2.5
|  | 2.6 | Transmission demand profiles, summer minimum | BF 2.6
|  | 2.7 | Transmission demand profiles, winter maximum | BF 2.7
|  | 2.8 | Generation dispatch, 2016/17 spring, Gone Green | BF 2.8
|  | 2.9 | Generation dispatch example, summer, Consumer Power | BF 2.9
|  | 2.10 | Generation dispatch, summer minimum demand | BF 2.10
|  | 2.11 | Generation dispatch example, winter 2020/21, Slow Progression | BF 2.11
|  | 2.12 | Generation dispatch, winter peak demand | BF 2.12
|  | 2.13 | Generation dispatch for flexibility cases A and C, summer 2020/21, Gone Green | BF 2.13
|  | 2.14 | Generation dispatch by flexibility case, summer minimum demand | BF 2.14
|  | 2.15 | Annual distribution of half-hourly variation in transmission demand | BF 2.15
|  | 2.16 | Effect of solar generation on transmission demand profile and flexibility requirement | BF 2.16
|  | 2.17 | Annual distributions of the residual ramp rate capability | BF 2.17
|  | 2.18 | Annual distributions of residual generation ramp rate by flexibility case, 2020/21 | BF 2.18
|  | 2.19 | Annual distribution of residual generation ramp rate, summer vs. winter, Gone Green 2020/21 | BF 2.19
|  | 2.20 | Count of GB interconnectors | BF 2.20
|  | 2.21 | GB interconnection capacity | BF 2.21
|  | 2.22 | Interconnector movement example 1: 2GW ramp over two interconnectors at 100MW/minute each | BF 2.22
|  | 2.23 | Interconnector movement example 1: Ramp rates of reserve on conventional plant and storage | BF 2.23
|  | 2.24 | Interconnector movement example 2: 4.9GW over six interconnectors at 100MW/minute each | BF 2.24
|  | 2.25 | Interconnector movement example 2: Ramp rates of reserve on conventional plant and pumped hydro | BF 2.25
|  | 2.26 | Demonstration of the effect of minimum generation output level | BF 2.26
|  | 2.27 | Transmission connected wind generation forecast | BF 2.27
|  | 2.28 | Distributed wind and solar generation forecast | BF 2.28
3. Frequency management
| 3. Frequency management | 3.1 | Sources of inertia | FM 3.1
|  | 3.2 | Generator with a synchronous coupling | FM 3.2
|  | 3.3 | Generator without a synchronous coupling | FM 3.3
|  | 3.4 | Illustrative frequency management requirements with respect to time | FM 3.4
|  | 3.5 | Annual ranges of system inertia showing the lowest and highest value scenarios | FM 3.5
|  | 3.6 | The power from inertia for a 1000MW generation loss (200GVA.s vs 100GVA.s) | FM 3.6
|  | 3.7 | Annual distributions of system inertia (GVA.s) by scenario (flexibility case B) | FM 3.7
|  | 3.8 | Annual distributions of system inertia (GVA.s) by scenario and flexibility case (2020/21) | FM 3.8
|  | 3.9 | 1000MW generation loss | FM 3.9
|  | 3.10 | 1000MW generation loss with 500MW of fast active power injection at 300ms | FM 3.10
|  | 3.11 | Instantaneous absolute RoCoF, relationship between absolute loss size and inertia | FM 3.11
|  | 3.12 | RoCoF relay settings for distributed generators greater than 5MW capacity | FM 3.12
|  | 3.13 | Annual distribution of maximum loss limit for a RoCoF limit of 0.125Hz/s by scenario (flexibility case B) | FM 3.13
|  | 3.14 | Annual distribution of maximum loss limit for a RoCoF limit of 0.125Hz/s by flexibility case 2020/21 | FM 3.14
|  | 3.15 | Largest 50 units at summer minimum 2020/21 by scenario | FM 3.15
|  | 3.16 | Minimum post-fault requirement for system inertia | FM 3.16
|  | 3.17 | Grid Code response definitions | FM 3.17
|  | 3.18 | Demonstration of the dependency of Secondary response on Primary response | FM 3.18
|  | 3.19 | Initial concept for Enhanced response service | FM 3.19
|  | 3.20 | Final design of Enhanced frequency response | FM 3.20
|  | 3.21 | Unmitigated frequency containment time, 20GW transmission demand | FM 3.21
|  | 3.22 | Annual distributions of low frequency containment time, by scenario | FM 3.22
|  | 3.23 | Annual distributions of low frequency containment 2020/21 | FM 3.23
|  | 3.24 | Annual distributions of high frequency containment time | FM 3.24
|  | 3.25 | Frequency containment simulation of 500MW generation loss | FM 3.25
|  | 3.26 | Frequency containment simulation of 600MW generation loss | FM 3.26
|  | 3.27 | Example of 1000MW generation loss being contained to 49.5Hz | FM 3.27
|  | 3.28 | Frequency containment simulation of 600MW generation loss | FM 3.28
|  | 3.29 | Requirements for response with a 4s ramp time and various lag times | FM 3.29
|  | 3.30 | Requirements for response with a 1s lag time and various ramp times | FM 3.30
|  | 3.31 | Frequency regulation performance over 30 minutes showing the effect of exchanging dynamic and static response | FM 3.31
4. Voltage management
| 4. Voltage management | 4.1 | Voltage management water tank analogy | VM 4.1
|  | 4.2 | Illustrative voltage management requirements | VM 4.2
|  | 4.3 | Total voltage management requirement (No Progression) | VM 4.3
|  | 4.4 | Total voltage management requirement (Consumer Power) | VM 4.4
|  | 4.5 | Voltage management assessment regions | VM 4.5
|  | 4.6 | Lowest SCL across all regions (No Progression) | VM 4.6
|  | 4.7 | Lowest SCL across all regions (Consumer Power) | VM 4.7
|  | 4.8 | Regional range of SCL (Slow Progression) | VM 4.8
|  | 4.9 | Regional range of SCL (Gone Green) | VM 4.9
|  | 4.10 | Daily minimum active power demand (2005–2016) | VM 4.10
|  | 4.11 | Daily minimum reactive power demand from (2005–2016) | VM 4.11
|  | 4.12 | Total voltage regulation requirement (No Progression) | VM 4.12
|  | 4.13 | Total voltage regulation requirement (Consumer Power | VM 4.13
|  | 4.14 | Total voltage regulation requirement envelope (Gone Green 2016/17) | VM 4.14
|  | 4.15 | Voltage regulation requirement for 19/06/2016 (Consumer Power | VM 4.15
|  | 4.16 | Voltage regulation requirement for 02/06/2024 Consumer Power | VM 4.16
|  | 4.17 | Maximum zonal voltage regulation requirements for all scenarios (2025/26) | VM 4.17
|  | 4.18 | Total voltage regulation requirement for Greater London (Gone Green) [inc. data for other regions] | VM 4.18
|  | 4.19 | Total voltage regulation requirement for South East England (Consumer Power) [inc. data for other regions] | VM 4.19
|  | 4.20 | Total voltage regulation requirement for East Midlands (Slow Progression) [inc. data for other regions] | VM 4.20
|  | 4.21 | Phase-locked loop controller example | VM 4.21
|  | 4.22 | Areas in need of protection operation review (No Progression) | VM 4.22
|  | 4.23 | Areas in need of protection operation review (Gone Green) | VM 4.23
|  | 4.24 | East Midlands – SCL and protection risk (No Progression) [inc. data for other regions] | VM 4.24
|  | 4.25 | South East England – SCL and protection risk (Gone Green) [inc. data for other regions] | VM 4.25
|  | 4.26 | Additional fast fault current injection for protection operation (2020/21) | VM 4.26
|  | 4.27 | Additional fast fault current injection for protection operation (2025/26) | VM 4.27
|  | 4.28 | Voltage containment and regulation requirement (Slow Progression 2016/17) | VM 4.28
|  | 4.29 | Voltage containment and recovery requirement (Slow Progression 2020/21) | VM 4.29
|  | 4.30 | Voltage containment and recovery requirement (Consumer Power 2020/21) | VM 4.30
5. Whole system coordination
| 5. Whole system coordination | 5.1 | FES 2016 breakdown of distributed and micro generation installed capacity | WS 5.1
|  | 5.2 | Visibility of solar PV capacity installed behind a converter | WS 5.2
|  | 5.3 | Generation output not visible (Slow Progression) | WS 5.3
|  | 5.4 | Generation output not visible (Consumer Power | WS 5.4
|  | 5.5 | Generation output not visible with current thresholds (Consumer Power) | WS 5.5
|  | 5.6 | Generation output not visible with 1MW threshold (Consumer Power | WS 5.6
|  | 5.7 | Illustrative active network management example | WS 5.7
|  | 5.8 | Regions where ANM is likely to be required by 2020/21 | WS 5.8
|  | 5.9 | Interaction between ANM and Short Term Operating Reserve (STOR9 ) | WS 5.9
|  | 5.10 | Interaction between ANM and Demand Turn Up | WS 5.10
|  | 5.11 | The TDI 2.0 region | WS 5.11
|  | 5.12 | Generation mix in the studies | WS 5.12
|  | 5.13 | Low voltage response | WS 5.13
|  | 5.14 | High voltage response | WS 5.14
|  | 5.15 | Ninfield and Bolney power-voltage curves | WS 5.15
|  | 5.16 | Percentage of demand disconnected | WS 5.16
6. Conclusion and way forward
| 6. Conclusion and way forward | 6.1 | The way forward | C 6.1
7. Appendices
| 7.1 Appendix 1 | 7.1 | Reference day selection for 7 April 2017 | A 7.1
|  | 7.2 | Transmission demand projections, showing a range across all four scenarios | A 7.2
|  | 7.3 | SOF projection of summer minimum demand versus outturn (7 August 2016) | A 7.3
|  | 7.4 | Example of a Markov chain for a generator’s daily availability | A 7.4
|  | 7.5 | Simplified generation dispatch process | A 7.5
| 7.2 Appendix 2 | - | No figures

## 1. Executive summary
Executive summary

## ES 1.1
Diagram or illustrative figure. No data.

## ES 1.2
Diagram or illustrative figure. No data.

## ES 1.3
Diagram or illustrative figure. No data.

## ES 1.4
Diagram or illustrative figure. No data.

## 2. Balancing and Flexibility
Balancing and Flexibility

## BF 2.1
Diagram or illustrative figure. No data.

## BF 2.2
Diagram or illustrative figure. No data.

## BF 2.3
date | daily min (MW) | daily max (MW) | annual min (MW) | annual max (MW)
2016-04-01 | 25140.6 | 38731.5
2016-04-02 | 21838.1 | 33884.6
2016-04-03 | 23978.8 | 36711.5
2016-04-04 | 21529.9 | 37235.9
2016-04-05 | 25274.7 | 37133.8
2016-04-06 | 23196.3 | 37474.7
2016-04-07 | 23080.4 | 37186.1
2016-04-08 | 23392.9 | 35526.1
2016-04-09 | 22722.7 | 32877.6
2016-04-10 | 21732.5 | 31787.2
2016-04-11 | 22852 | 37874.5
2016-04-12 | 21027 | 35990.6
2016-04-13 | 26073.8 | 43160.8
2016-04-14 | 21448 | 36156.3
2016-04-15 | 22446.1 | 34397.3
2016-04-16 | 22377.3 | 32338.5
2016-04-17 | 20393.3 | 33403.8
2016-04-18 | 21670.1 | 37282
2016-04-19 | 20904.8 | 35719.1
2016-04-20 | 22517.6 | 35844.6
2016-04-21 | 25664.3 | 43717.9
2016-04-22 | 25866.7 | 39471.3
2016-04-23 | 20271.1 | 31438.8
2016-04-24 | 20257.8 | 33368.9
2016-04-25 | 20895.2 | 36343.5
2016-04-26 | 22773.2 | 36144.3
2016-04-27 | 20947.4 | 33959.1
2016-04-28 | 23031.4 | 36004.6
2016-04-29 | 22508.8 | 34072.4
2016-04-30 | 23786.5 | 33701.4
2016-05-01 | 19315.5 | 31554.2
2016-05-02 | 19606.6 | 33904.8
2016-05-03 | 21496.3 | 35262.3
2016-05-04 | 21609.9 | 36711.9
2016-05-05 | 22663.9 | 39420
2016-05-06 | 22542.9 | 35119.9
2016-05-07 | 20625.5 | 30968.2
2016-05-08 | 20682.9 | 34346.7
2016-05-09 | 21292.6 | 38358.8
2016-05-10 | 20272.3 | 34544.9
2016-05-11 | 21081.9 | 33894.1
2016-05-12 | 22756.3 | 37506.5
2016-05-13 | 21784 | 31378.4
2016-05-14 | 19695.4 | 30114.5
2016-05-15 | 18286.3 | 30085.1
2016-05-16 | 20422.3 | 34468
2016-05-17 | 20108.9 | 32902
2016-05-18 | 21108.9 | 37583.2
2016-05-19 | 21044.8 | 33302.7
2016-05-20 | 20480.3 | 32277.7
2016-05-21 | 18773.8 | 29960.6
2016-05-22 | 17917.2 | 31250.2
2016-05-23 | 19277.3 | 33464.9
2016-05-24 | 22514.9 | 35982.3
2016-05-25 | 20518.8 | 32854.3
2016-05-26 | 21078.5 | 31777.1
2016-05-27 | 20305.6 | 29157.5
2016-05-28 | 18458.6 | 28250.2
2016-05-29 | 18347.1 | 30423
2016-05-30 | 19179.1 | 30772.1
2016-05-31 | 20783.5 | 33898.3
2016-06-01 | 21983.3 | 33783.5
2016-06-02 | 20277.1 | 33882.8
2016-06-03 | 21609.1 | 31987.9
2016-06-04 | 19711.5 | 29472.1
2016-06-05 | 18177.9 | 30455.5
2016-06-06 | 19447.7 | 32577.8
2016-06-07 | 20035.3 | 35321.5
2016-06-08 | 19644.3 | 33906.4
2016-06-09 | 20610.5 | 31632.4
2016-06-10 | 20996.5 | 35462.1
2016-06-11 | 19645.8 | 28064.8
2016-06-12 | 18185.1 | 27858.9
2016-06-13 | 19091.2 | 33111.8
2016-06-14 | 20081.8 | 31676.6
2016-06-15 | 20848.9 | 32395.9
2016-06-16 | 20473 | 30489.9
2016-06-17 | 19932.2 | 33465.2
2016-06-18 | 19617.8 | 29481.6
2016-06-19 | 17615.3 | 29326.5
2016-06-20 | 19091.3 | 33111.8
2016-06-21 | 20518 | 33975.3
2016-06-22 | 20848.8 | 33928.1
2016-06-23 | 20555.1 | 33993.2
2016-06-24 | 20728.2 | 30336.1
2016-06-25 | 18744.5 | 28437.9
2016-06-26 | 17725.8 | 28417
2016-06-27 | 19082.3 | 33255.8
2016-06-28 | 19937.6 | 36083.2
2016-06-29 | 20350.3 | 32292.3
2016-06-30 | 19902.3 | 33842.8
2016-07-01 | 20122 | 31507.5
2016-07-02 | 19384.3 | 27477.2
2016-07-03 | 17387.2 | 28045.5
2016-07-04 | 19100.3 | 33655.7
2016-07-05 | 20918.5 | 38815.3
2016-07-06 | 19684.8 | 33415.9
2016-07-07 | 19962.6 | 33546.1
2016-07-08 | 19855.8 | 35843.1
2016-07-09 | 19675.4 | 28996.1
2016-07-10 | 17722.9 | 28887
2016-07-11 | 19108.5 | 32061.7
2016-07-12 | 20178.8 | 34542.9
2016-07-13 | 20475.2 | 35920.8
2016-07-14 | 20821.7 | 33104.5
2016-07-15 | 19478.9 | 32146.8
2016-07-16 | 19035.6 | 26602
2016-07-17 | 17621.4 | 29958.2
2016-07-18 | 19721.4 | 36186.9
2016-07-19 | 21347 | 38724.1
2016-07-20 | 20127.9 | 33758.4
2016-07-21 | 20083.3 | 33349
2016-07-22 | 21099.5 | 34116.5
2016-07-23 | 20145.3 | 29966.9
2016-07-24 | 17280.3 | 27848.9
2016-07-25 | 18549.9 | 32588
2016-07-26 | 20349.6 | 31255
2016-07-27 | 20459.3 | 33475.5
2016-07-28 | 20773.6 | 34218.9
2016-07-29 | 19031.3 | 30321.9
2016-07-30 | 18930.2 | 27657.4
2016-07-31 | 17756.2 | 29485.9
2016-08-01 | 18616.3 | 31427.7
2016-08-02 | 21531.2 | 37162.4
2016-08-03 | 21024.4 | 33177.1
2016-08-04 | 20428.8 | 31016.3
2016-08-05 | 19990.3 | 30794.2
2016-08-06 | 18851.7 | 28607.5
2016-08-07 | 16698.1 | 26485.8 | 16698.1
2016-08-08 | 19646.8 | 31993.5
2016-08-09 | 19873.3 | 32342.2
2016-08-10 | 20221.9 | 34985.3
2016-08-11 | 21014.9 | 33470.4
2016-08-12 | 18798.6 | 30794
2016-08-13 | 20254.8 | 28866
2016-08-14 | 16754.6 | 27676.1
2016-08-15 | 19757.3 | 33398.9
2016-08-16 | 21276.2 | 34201.6
2016-08-17 | 20073.7 | 34403
2016-08-18 | 22077.6 | 33015.5
2016-08-19 | 20648.1 | 35119.2
2016-08-20 | 20750.3 | 29898.6
2016-08-21 | 17467.9 | 28530.2
2016-08-22 | 20702.6 | 36125.5
2016-08-23 | 21826.2 | 35805.9
2016-08-24 | 21746.2 | 37490.1
2016-08-25 | 20604.7 | 35356
2016-08-26 | 18014.4 | 32085
2016-08-27 | 19672.9 | 30790.6
2016-08-28 | 17099.4 | 31360
2016-08-29 | 19934.1 | 33043.5
2016-08-30 | 18924.6 | 35723.9
2016-08-31 | 19006.4 | 37831
2016-09-01 | 20491 | 34839.5
2016-09-02 | 22669.5 | 35121.6
2016-09-03 | 20552.3 | 30282.3
2016-09-04 | 17319 | 31626.7
2016-09-05 | 19364.5 | 35703.1
2016-09-06 | 22647.1 | 37322.5
2016-09-07 | 18862.3 | 36089.7
2016-09-08 | 20261 | 37805.6
2016-09-09 | 19485.8 | 35032.9
2016-09-10 | 21152.4 | 32852.4
2016-09-11 | 19987.7 | 34673.8
2016-09-12 | 18399 | 36360.4
2016-09-13 | 22669.2 | 38416
2016-09-14 | 20426.2 | 38019.8
2016-09-15 | 23149.8 | 39145.2
2016-09-16 | 21152.1 | 36412.7
2016-09-17 | 19904.7 | 32595.3
2016-09-18 | 21032 | 34667.8
2016-09-19 | 23096.5 | 39865
2016-09-20 | 24282.2 | 39524
2016-09-21 | 17324.6 | 36870
2016-09-22 | 21648.4 | 37011.5
2016-09-23 | 20992.8 | 36934
2016-09-24 | 22089.9 | 33882.7
2016-09-25 | 19692.4 | 35525.2
2016-09-26 | 21148.8 | 38983.5
2016-09-27 | 22578.1 | 39296.2
2016-09-28 | 19577 | 38776.9
2016-09-29 | 22321.8 | 38840.3
2016-09-30 | 23968.5 | 38991.2
2016-10-01 | 22347.3 | 36399.8
2016-10-02 | 18751.8 | 35010.6
2016-10-03 | 17423 | 38498.3
2016-10-04 | 20892.8 | 39958.8
2016-10-05 | 19849.2 | 40807.7
2016-10-06 | 24183.8 | 41096.7
2016-10-07 | 21145.1 | 39691.8
2016-10-08 | 20185.6 | 35356.4
2016-10-09 | 21564.6 | 37434.9
2016-10-10 | 19629.7 | 40547.1
2016-10-11 | 19825 | 41180.9
2016-10-12 | 20056.1 | 40984.6
2016-10-13 | 20073.5 | 40237.5
2016-10-14 | 22383 | 39134.7
2016-10-15 | 21662.3 | 37689.1
2016-10-16 | 18819 | 35220.5
2016-10-17 | 19410.7 | 41811
2016-10-18 | 24746.3 | 43725.2
2016-10-19 | 24929.6 | 42897
2016-10-20 | 21452.6 | 42763.6
2016-10-21 | 24946.4 | 41199.2
2016-10-22 | 20152.2 | 35301
2016-10-23 | 21010.5 | 37983.8
2016-10-24 | 22437 | 43667.5
2016-10-25 | 22207.4 | 42277.4
2016-10-26 | 22615 | 44750.5
2016-10-27 | 23667.3 | 43975.6
2016-10-28 | 24283 | 41752.1
2016-10-29 | 23342.3 | 37873.8
2016-10-30 | 20865.8 | 38151.4
2016-10-31 | 21807.2 | 45541.3
2016-11-01 | 21874.5 | 44751.5
2016-11-02 | 20139.3 | 45138.3
2016-11-03 | 22214.2 | 45480.5
2016-11-04 | 22508.1 | 44317.1
2016-11-05 | 22153.2 | 40619
2016-11-06 | 20086.7 | 41769.8
2016-11-07 | 23000.5 | 46402.9
2016-11-08 | 23422.4 | 45558.7
2016-11-09 | 24175.9 | 44772.7
2016-11-10 | 24143.7 | 44396.2
2016-11-11 | 21737.2 | 45818.2
2016-11-12 | 24139.8 | 40273.1
2016-11-13 | 27204.6 | 45357.8
2016-11-14 | 21861.9 | 46758.6
2016-11-15 | 23108.4 | 48061
2016-11-16 | 23119.2 | 46943.7
2016-11-17 | 22585.6 | 46095.9
2016-11-18 | 21439.7 | 45940
2016-11-19 | 21660.1 | 41800.6
2016-11-20 | 22365.9 | 41922.6
2016-11-21 | 25804.1 | 49230.8
2016-11-22 | 28156.6 | 50370.3
2016-11-23 | 24902.6 | 45191.5
2016-11-24 | 26256.8 | 49111.6
2016-11-25 | 26434.5 | 46922.5
2016-11-26 | 24221.6 | 41750.3
2016-11-27 | 22366.2 | 41922.6
2016-11-28 | 22717.5 | 48331.2
2016-11-29 | 24735.4 | 47676.9
2016-11-30 | 25097.7 | 47912.6
2016-12-01 | 25135.1 | 48552.7
2016-12-02 | 25890.5 | 45159.5
2016-12-03 | 25444.4 | 45535.2
2016-12-04 | 18502.5 | 38821.9
2016-12-05 | 25829 | 46891.1
2016-12-06 | 30132.9 | 50724.3
2016-12-07 | 25634.9 | 47364.7
2016-12-08 | 27297.1 | 49661.6
2016-12-09 | 28408.9 | 48889.5
2016-12-10 | 26515.7 | 44510.5
2016-12-11 | 22763.5 | 43056.9
2016-12-12 | 25225.1 | 50362.1
2016-12-13 | 24702.2 | 47086.9
2016-12-14 | 27248 | 49342.7
2016-12-15 | 27756.1 | 50425.1
2016-12-16 | 28409.2 | 48889.5
2016-12-17 | 28628 | 45686.6
2016-12-18 | 25750.4 | 44142.1
2016-12-19 | 25769.2 | 49936.1
2016-12-20 | 28458.4 | 51145.9
2016-12-21 | 26654.3 | 48641.4
2016-12-22 | 27073.6 | 49494.1
2016-12-23 | 22457 | 44244.4
2016-12-24 | 22486.5 | 40729
2016-12-25 | 20687.3 | 34201.3
2016-12-26 | 19387.7 | 35560.9
2016-12-27 | 20648.9 | 40509.4
2016-12-28 | 20010.4 | 42567.6
2016-12-29 | 21414.5 | 43637.7
2016-12-30 | 21921.4 | 44584.1
2016-12-31 | 21219.7 | 40496.4
2017-01-01 | 20310.9 | 37314.7
2017-01-02 | 20432.2 | 43466.3
2017-01-03 | 21005 | 48175.6
2017-01-04 | 26775.5 | 48764.4
2017-01-05 | 24078.3 | 45645.9
2017-01-06 | 23060.7 | 43738.3
2017-01-07 | 24398.7 | 42669.8
2017-01-08 | 23866.4 | 42308.9
2017-01-09 | 22015.9 | 48747.5
2017-01-10 | 28150.3 | 49999.6
2017-01-11 | 24655.7 | 48490.6
2017-01-12 | 25795.7 | 47832.7
2017-01-13 | 29492 | 49468.1
2017-01-14 | 28229.5 | 45857.8
2017-01-15 | 26253.2 | 44468
2017-01-16 | 25016.4 | 48774.8
2017-01-17 | 28293.8 | 49530.1
2017-01-18 | 25993.2 | 46394.7
2017-01-19 | 25681.4 | 47472.3
2017-01-20 | 29036.1 | 49056
2017-01-21 | 26457.5 | 44223.7
2017-01-22 | 20205.1 | 39919.7
2017-01-23 | 26560.5 | 49840.2
2017-01-24 | 25705.8 | 48212.3
2017-01-25 | 29032.7 | 49199.7
2017-01-26 | 27097.4 | 46380
2017-01-27 | 22934.7 | 43568.8
2017-01-28 | 22158 | 41811.1
2017-01-29 | 25864.8 | 44249.1
2017-01-30 | 24156.1 | 47740.5
2017-01-31 | 29226.5 | 49273.4
2017-02-01 | 29385.2 | 51575.8 |  | 51575.8
2017-02-02 | 24191.1 | 45268.8
2017-02-03 | 24644.3 | 43999.5
2017-02-04 | 26620.4 | 42418.3
2017-02-05 | 23735.6 | 42352.8
2017-02-06 | 25265.2 | 45872.9
2017-02-07 | 24877.2 | 46011.8
2017-02-08 | 26787.2 | 48095.8
2017-02-09 | 27537.7 | 47063.7
2017-02-10 | 24700.3 | 43870.8
2017-02-11 | 27348 | 45572.1
2017-02-12 | 24504.3 | 43753.2
2017-02-13 | 27288.9 | 48250.7
2017-02-14 | 26141.7 | 45766.5
2017-02-15 | 27603.7 | 46682.2
2017-02-16 | 28262.5 | 46218.3
2017-02-17 | 25879.9 | 44474.7
2017-02-18 | 28526.9 | 43554.9
2017-02-19 | 24073 | 40565.8
2017-02-20 | 24015.8 | 46016.8
2017-02-21 | 24072.5 | 46108.7
2017-02-22 | 27702.4 | 46989
2017-02-23 | 29436.5 | 47526.8
2017-02-24 | 24784.8 | 42164
2017-02-25 | 23125.4 | 37913.8
2017-02-26 | 23450.7 | 40673.3
2017-02-27 | 23628.8 | 45502.4
2017-02-28 | 26977.7 | 45122.9
2017-03-01 | 28703.5 | 47510.2
2017-03-02 | 24271.8 | 44435.5
2017-03-03 | 24233.1 | 42378.2
2017-03-04 | 24385.4 | 39365.4
2017-03-05 | 25676.3 | 40275
2017-03-06 | 23618.6 | 45803.9
2017-03-07 | 28106.5 | 46905.9
2017-03-08 | 27950.8 | 45414.9
2017-03-09 | 22786.3 | 43236.3
2017-03-10 | 27165.2 | 42745.5
2017-03-11 | 23200.4 | 38660.8
2017-03-12 | 21641.4 | 38008.2
2017-03-13 | 23673.6 | 43816.1
2017-03-14 | 27812.1 | 47715.9
2017-03-15 | 26990 | 45597.4
2017-03-16 | 23881.7 | 43578.1
2017-03-17 | 24734.8 | 41970.5
2017-03-18 | 22371.6 | 36203.6
2017-03-19 | 25698.9 | 42587.8
2017-03-20 | 21612.7 | 41386.3
2017-03-21 | 27059.7 | 45171.6
2017-03-22 | 26662 | 44094.6
2017-03-23 | 22381.8 | 40756.3
2017-03-24 | 22680.1 | 39057.3
2017-03-25 | 21391.3 | 35558.2
2017-03-26 | 21006 | 36501
2017-03-27 | 23271.5 | 39999.2
2017-03-28 | 24875.3 | 40055.5
2017-03-29 | 26384 | 40482
2017-03-30 | 25137.2 | 39180.4
2017-03-31 | 24457 | 37512.3

## BF 2.4
|  |  |  | Consumer Power | [8 empty] | Gone Green | [8 empty] | No Progression | [8 empty] | Slow Progression
2016/17 + Distributed Solar |  | 2025/26 + Distributed Solar |  |  | 2016/17 Transmission Demand |  | 2025/26 Transmission Demand |  | 2016/17 + Distributed Solar |  | 2025/26 + Distributed Solar |  |  | 2016/17 Transmission Demand |  | 2025/26 Transmission Demand |  | 2016/17 + Distributed Solar |  | 2025/26 + Distributed Solar |  |  | 2016/17 Transmission Demand |  | 2025/26 Transmission Demand |  | 2016/17 + Distributed Solar |  | 2025/26 + Distributed Solar |  |  | 2016/17 Transmission Demand |  | 2025/26 Transmission Demand
Demand (MW) |  | Demand (MW) |  |  | Demand (MW) |  | Demand (MW) |  | Demand (MW) |  | Demand (MW) |  |  | Demand (MW) |  | Demand (MW) |  | Demand (MW) |  | Demand (MW) |  |  | Demand (MW) |  | Demand (MW) |  | Demand (MW) |  | Demand (MW) |  |  | Demand (MW) |  | Demand (MW)
16745.9 | 1.632e-06 | 12526.4 | 2.4608e-06 |  | 16721.2 | 2.1398e-06 | 2223.4 | 1.7147e-07 | 16721.9 | 1.6147e-06 | 13186.5 | 2.8413e-06 |  | 16698.1 | 2.0347e-06 | 5249.1 | 1.7757e-07 | 16645.2 | 1.5913e-06 | 13659.5 | 1.7748e-06 |  | 16624 | 1.8252e-06 | 13659.5 | 1.6334e-06 | 16613.3 | 1.6172e-06 | 13119 | 1.9873e-06 |  | 16590.1 | 1.9843e-06 | 9644.5 | 2.0521e-07
16813.9546 | 1.7695e-06 | 12589.5748 | 2.6729e-06 |  | 16789.3029 | 2.3323e-06 | 2306.7372 | 1.8495e-07 | 16790.1072 | 1.752e-06 | 13256.1593 | 3.0991e-06 |  | 16766.3538 | 2.2188e-06 | 5334.2924 | 1.9152e-07 | 16713.8843 | 1.7289e-06 | 13723.0241 | 1.9224e-06 |  | 16692.7258 | 1.9898e-06 | 13723.0241 | 1.7872e-06 | 16681.6043 | 1.7558e-06 | 13183.0368 | 2.1587e-06 |  | 16658.4497 | 2.1642e-06 | 9715.3362 | 2.2052e-07
16882.0092 | 1.9146e-06 | 12652.7495 | 2.8972e-06 |  | 16857.4059 | 2.5352e-06 | 2390.0744 | 1.9881e-07 | 16858.3145 | 1.897e-06 | 13325.8186 | 3.3723e-06 |  | 16834.6076 | 2.4131e-06 | 5419.4847 | 2.0597e-07 | 16782.5687 | 1.8743e-06 | 13786.5481 | 2.0799e-06 |  | 16761.4517 | 2.1635e-06 | 13786.5481 | 1.9509e-06 | 16749.9086 | 1.9022e-06 | 13247.0736 | 2.3399e-06 |  | 16726.7994 | 2.3541e-06 | 9786.1724 | 2.3635e-07
16950.0638 | 2.0678e-06 | 12715.9243 | 3.1339e-06 |  | 16925.5088 | 2.7513e-06 | 2473.4115 | 2.1298e-07 | 16926.5217 | 2.0513e-06 | 13395.4779 | 3.6613e-06 |  | 16902.8614 | 2.6204e-06 | 5504.6771 | 2.2082e-07 | 16851.253 | 2.0304e-06 | 13850.0722 | 2.246e-06 |  | 16830.1775 | 2.3489e-06 | 13850.0722 | 2.1251e-06 | 16818.2129 | 2.0584e-06 | 13311.1104 | 2.5313e-06 |  | 16795.1491 | 2.5566e-06 | 9857.0086 | 2.527e-07
17018.1184 | 2.2314e-06 | 12779.099 | 3.3848e-06 |  | 16993.6117 | 2.9782e-06 | 2556.7487 | 2.2739e-07 | 16994.729 | 2.2149e-06 | 13465.1372 | 3.9664e-06 |  | 16971.1153 | 2.8384e-06 | 5589.8695 | 2.3604e-07 | 16919.9374 | 2.1951e-06 | 13913.5963 | 2.4208e-06 |  | 16898.9033 | 2.5439e-06 | 13913.5963 | 2.3127e-06 | 16886.5172 | 2.224e-06 | 13375.1472 | 2.7346e-06 |  | 16863.4988 | 2.7699e-06 | 9927.8448 | 2.6954e-07
17086.173 | 2.4036e-06 | 12842.2738 | 3.6519e-06 |  | 17061.7147 | 3.216e-06 | 2640.0859 | 2.4201e-07 | 17062.9362 | 2.3873e-06 | 13534.7965 | 4.2914e-06 |  | 17039.3691 | 3.0671e-06 | 5675.0618 | 2.5161e-07 | 16988.6217 | 2.3689e-06 | 13977.1204 | 2.6045e-06 |  | 16967.6292 | 2.7487e-06 | 13977.1204 | 2.5113e-06 | 16954.8215 | 2.3985e-06 | 13439.184 | 2.9509e-06 |  | 16931.8485 | 2.994e-06 | 9998.681 | 2.8691e-07
17154.2276 | 2.5848e-06 | 12905.4485 | 3.9327e-06 |  | 17129.8176 | 3.4649e-06 | 2723.4231 | 2.5681e-07 | 17131.1434 | 2.5688e-06 | 13604.4558 | 4.6354e-06 |  | 17107.6229 | 3.3068e-06 | 5760.2542 | 2.6747e-07 | 17057.3061 | 2.552e-06 | 14040.6444 | 2.7984e-06 |  | 17036.355 | 2.9634e-06 | 14040.6444 | 2.7212e-06 | 17023.1258 | 2.5824e-06 | 13503.2207 | 3.1784e-06 |  | 17000.1982 | 3.2289e-06 | 10069.5172 | 3.0485e-07
17222.2822 | 2.7754e-06 | 12968.6233 | 4.2273e-06 |  | 17197.9205 | 3.7249e-06 | 2806.7603 | 2.7173e-07 | 17199.3507 | 2.7598e-06 | 13674.1151 | 4.9966e-06 |  | 17175.8767 | 3.5577e-06 | 5845.4466 | 2.8361e-07 | 17125.9904 | 2.7448e-06 | 14104.1685 | 3.0038e-06 |  | 17105.0808 | 3.1884e-06 | 14104.1685 | 2.9427e-06 | 17091.4301 | 2.7759e-06 | 13567.2575 | 3.4173e-06 |  | 17068.5479 | 3.4751e-06 | 10140.3534 | 3.2327e-07
17290.3368 | 2.9757e-06 | 13031.798 | 4.5362e-06 |  | 17266.0235 | 3.9969e-06 | 2890.0975 | 2.8675e-07 | 17267.5579 | 2.9609e-06 | 13743.7744 | 5.3753e-06 |  | 17244.1305 | 3.8208e-06 | 5930.6389 | 3.0002e-07 | 17194.6748 | 2.9492e-06 | 14167.6926 | 3.2188e-06 |  | 17173.8067 | 3.4246e-06 | 14167.6926 | 3.176e-06 | 17159.7344 | 2.9801e-06 | 13631.2943 | 3.6679e-06 |  | 17136.8977 | 3.733e-06 | 10211.1896 | 3.4216e-07
17358.3914 | 3.1882e-06 | 13094.9728 | 4.8609e-06 |  | 17334.1264 | 4.2832e-06 | 2973.4346 | 3.0181e-07 | 17335.7652 | 3.1751e-06 | 13813.4337 | 5.7716e-06 |  | 17312.3843 | 4.098e-06 | 6015.8313 | 3.166e-07 | 17263.3591 | 3.1659e-06 | 14231.2166 | 3.4438e-06 |  | 17242.5325 | 3.6738e-06 | 14231.2166 | 3.4235e-06 | 17228.0387 | 3.1973e-06 | 13695.3311 | 3.9321e-06 |  | 17205.2474 | 4.0056e-06 | 10282.0258 | 3.6154e-07
17426.446 | 3.4127e-06 | 13158.1476 | 5.204e-06 |  | 17402.2294 | 4.5814e-06 | 3056.7718 | 3.1687e-07 | 17403.9724 | 3.4003e-06 | 13883.093 | 6.1886e-06 |  | 17380.6382 | 4.3875e-06 | 6101.0237 | 3.3332e-07 | 17332.0434 | 3.3938e-06 | 14294.7407 | 3.6789e-06 |  | 17311.2583 | 3.9344e-06 | 14294.7407 | 3.6849e-06 | 17296.3431 | 3.4259e-06 | 13759.3679 | 4.2111e-06 |  | 17273.5971 | 4.2905e-06 | 10352.862 | 3.8142e-07
17494.5006 | 3.6486e-06 | 13221.3223 | 5.5623e-06 |  | 17470.3323 | 4.892e-06 | 3140.109 | 3.3188e-07 | 17472.1796 | 3.6371e-06 | 13952.7523 | 6.6265e-06 |  | 17448.892 | 4.6894e-06 | 6186.216 | 3.5013e-07 | 17400.7278 | 3.6335e-06 | 14358.2648 | 3.9255e-06 |  | 17379.9841 | 4.2068e-06 | 14358.2648 | 3.9591e-06 | 17364.6474 | 3.6661e-06 | 13823.4047 | 4.5029e-06 |  | 17341.9468 | 4.588e-06 | 10423.6982 | 4.0184e-07
17562.5552 | 3.8965e-06 | 13284.4971 | 5.936e-06 |  | 17538.4352 | 5.2153e-06 | 3223.4462 | 3.468e-07 | 17540.3869 | 3.8858e-06 | 14022.4115 | 7.0823e-06 |  | 17517.1458 | 5.0043e-06 | 6271.4084 | 3.6699e-07 | 17469.4121 | 3.8854e-06 | 14421.7888 | 4.1851e-06 |  | 17448.71 | 4.4914e-06 | 14421.7888 | 4.2461e-06 | 17432.9517 | 3.9186e-06 | 13887.4415 | 4.8077e-06 |  | 17410.2965 | 4.8987e-06 | 10494.5344 | 4.229e-07
17630.6098 | 4.1568e-06 | 13347.6718 | 6.3255e-06 |  | 17606.5382 | 5.5516e-06 | 3306.7834 | 3.616e-07 | 17608.5941 | 4.1471e-06 | 14092.0708 | 7.5562e-06 |  | 17585.3996 | 5.3326e-06 | 6356.6008 | 3.8389e-07 | 17538.0965 | 4.1499e-06 | 14485.3129 | 4.4555e-06 |  | 17517.4358 | 4.7886e-06 | 14485.3129 | 4.5464e-06 | 17501.256 | 4.1838e-06 | 13951.4783 | 5.1257e-06 |  | 17478.6462 | 5.2229e-06 | 10565.3706 | 4.4457e-07
17698.6644 | 4.4307e-06 | 13410.8466 | 6.7322e-06 |  | 17674.6411 | 5.903e-06 | 3390.1205 | 3.7623e-07 | 17676.8014 | 4.4238e-06 | 14161.7301 | 8.0481e-06 |  | 17653.6534 | 5.6764e-06 | 6441.7932 | 4.0077e-07 | 17606.7808 | 4.4315e-06 | 14548.837 | 4.7372e-06 |  | 17586.1616 | 5.1007e-06 | 14548.837 | 4.8605e-06 | 17569.5603 | 4.465e-06 | 14015.5151 | 5.4588e-06 |  | 17546.9959 | 5.5625e-06 | 10636.2068 | 4.6688e-07
17766.719 | 4.7217e-06 | 13474.0213 | 7.1591e-06 |  | 17742.744 | 6.2706e-06 | 3473.4577 | 3.9063e-07 | 17745.0086 | 4.7159e-06 | 14231.3894 | 8.5601e-06 |  | 17721.9072 | 6.0367e-06 | 6526.9855 | 4.176e-07 | 17675.4652 | 4.7274e-06 | 14612.3611 | 5.0301e-06 |  | 17654.8875 | 5.4288e-06 | 14612.3611 | 5.1918e-06 | 17637.8646 | 4.7616e-06 | 14079.5519 | 5.8089e-06 |  | 17615.3456 | 5.9194e-06 | 10707.0431 | 4.8991e-07
17834.7736 | 5.0272e-06 | 13537.1961 | 7.6026e-06 |  | 17810.847 | 6.6529e-06 | 3556.7949 | 4.0475e-07 | 17813.2159 | 5.0226e-06 | 14301.0487 | 9.0932e-06 |  | 17790.1611 | 6.4122e-06 | 6612.1779 | 4.3437e-07 | 17744.1495 | 5.0378e-06 | 14675.8851 | 5.3362e-06 |  | 17723.6133 | 5.7716e-06 | 14675.8851 | 5.5371e-06 | 17706.1689 | 5.0729e-06 | 14143.5886 | 6.1731e-06 |  | 17683.6953 | 6.2918e-06 | 10777.8793 | 5.1372e-07
17902.8282 | 5.3478e-06 | 13600.3708 | 8.0627e-06 |  | 17878.9499 | 7.0503e-06 | 3640.1321 | 4.1858e-07 | 17881.4231 | 5.3444e-06 | 14370.708 | 9.6437e-06 |  | 17858.4149 | 6.8033e-06 | 6697.3703 | 4.5107e-07 | 17812.8339 | 5.3634e-06 | 14739.4092 | 5.6567e-06 |  | 17792.3391 | 6.1297e-06 | 14739.4092 | 5.8966e-06 | 17774.4732 | 5.3995e-06 | 14207.6254 | 6.5519e-06 |  | 17752.045 | 6.6802e-06 | 10848.7155 | 5.385e-07
17970.8828 | 5.6839e-06 | 13663.5456 | 8.5395e-06 |  | 17947.0528 | 7.4636e-06 | 3723.4693 | 4.3209e-07 | 17949.6303 | 5.6817e-06 | 14440.3673 | 1.0211e-05 |  | 17926.6687 | 7.2107e-06 | 6782.5626 | 4.6769e-07 | 17881.5182 | 5.7047e-06 | 14802.9333 | 5.9896e-06 |  | 17861.065 | 6.5037e-06 | 14802.9333 | 6.2705e-06 | 17842.7775 | 5.7419e-06 | 14271.6622 | 6.9455e-06 |  | 17820.3947 | 7.0853e-06 | 10919.5517 | 5.6452e-07
18038.9374 | 6.0361e-06 | 13726.7204 | 9.0345e-06 |  | 18015.1558 | 7.8931e-06 | 3806.8065 | 4.4526e-07 | 18017.8376 | 6.0357e-06 | 14510.0266 | 1.0796e-05 |  | 17994.9225 | 7.6349e-06 | 6867.755 | 4.8426e-07 | 17950.2025 | 6.0643e-06 | 14866.4573 | 6.3349e-06 |  | 17929.7908 | 6.8944e-06 | 14866.4573 | 6.659e-06 | 17911.0818 | 6.1015e-06 | 14335.699 | 7.3556e-06 |  | 17888.7444 | 7.5076e-06 | 10990.3879 | 5.9177e-07
18106.992 | 6.4082e-06 | 13789.8951 | 9.551e-06 |  | 18083.2587 | 8.3426e-06 | 3890.1436 | 4.5808e-07 | 18086.0448 | 6.4109e-06 | 14579.6859 | 1.1398e-05 |  | 18063.1763 | 8.0798e-06 | 6952.9474 | 5.0078e-07 | 18018.8869 | 6.4435e-06 | 14929.9814 | 6.6931e-06 |  | 17998.5166 | 7.3059e-06 | 14929.9814 | 7.0653e-06 | 17979.3861 | 6.4821e-06 | 14399.7358 | 7.7846e-06 |  | 17957.0941 | 7.9507e-06 | 11061.2241 | 6.2041e-07
18175.0466 | 6.7994e-06 | 13853.0699 | 1.0085e-05 |  | 18151.3616 | 8.8114e-06 | 3973.4808 | 4.7053e-07 | 18154.2521 | 6.8035e-06 | 14649.3452 | 1.2019e-05 |  | 18131.4301 | 8.5446e-06 | 7038.1397 | 5.1731e-07 | 18087.5712 | 6.8401e-06 | 14993.5055 | 7.066e-06 |  | 18067.2425 | 7.7371e-06 | 14993.5055 | 7.4884e-06 | 18047.6904 | 6.8803e-06 | 14463.7726 | 8.2293e-06 |  | 18025.4438 | 8.4146e-06 | 11132.0603 | 6.5065e-07
18243.1012 | 7.2085e-06 | 13916.2446 | 1.0635e-05 |  | 18219.4646 | 9.2986e-06 | 4056.818 | 4.8258e-07 | 18222.4593 | 7.2141e-06 | 14719.0045 | 1.2656e-05 |  | 18199.684 | 9.0282e-06 | 7123.3321 | 5.3391e-07 | 18156.2556 | 7.2545e-06 | 15057.0295 | 7.4552e-06 |  | 18135.9683 | 8.1874e-06 | 15057.0295 | 7.9271e-06 | 18115.9947 | 7.2965e-06 | 14527.8094 | 8.6898e-06 |  | 18093.7935 | 8.8979e-06 | 11202.8965 | 6.8268e-07
18311.1558 | 7.6358e-06 | 13979.4194 | 1.1203e-05 |  | 18287.5675 | 9.8046e-06 | 4140.1552 | 4.9427e-07 | 18290.6665 | 7.6429e-06 | 14788.6638 | 1.3307e-05 |  | 18267.9378 | 9.5313e-06 | 7208.5245 | 5.5065e-07 | 18224.9399 | 7.6872e-06 | 15120.5536 | 7.8582e-06 |  | 18204.6941 | 8.6573e-06 | 15120.5536 | 8.3816e-06 | 18184.299 | 7.7312e-06 | 14591.8462 | 9.1664e-06 |  | 18162.1432 | 9.4011e-06 | 11273.7327 | 7.1696e-07
18379.2104 | 8.0817e-06 | 14042.5941 | 1.1789e-05 |  | 18355.6705 | 1.033e-05 | 4223.4924 | 5.0565e-07 | 18358.8738 | 8.0904e-06 | 14858.3231 | 1.3971e-05 |  | 18336.1916 | 1.0054e-05 | 7293.7168 | 5.676e-07 | 18293.6243 | 8.1384e-06 | 15184.0777 | 8.2753e-06 |  | 18273.42 | 9.1474e-06 | 15184.0777 | 8.8522e-06 | 18252.6033 | 8.1845e-06 | 14655.883 | 9.6607e-06 |  | 18230.493 | 9.9247e-06 | 11344.5689 | 7.5408e-07
18447.265 | 8.5473e-06 | 14105.7689 | 1.2396e-05 |  | 18423.7734 | 1.0875e-05 | 4306.8295 | 5.1677e-07 | 18427.081 | 8.56e-06 | 14927.9824 | 1.4649e-05 |  | 18404.4454 | 1.0598e-05 | 7378.9092 | 5.8486e-07 | 18362.3086 | 8.6136e-06 | 15247.6018 | 8.7067e-06 |  | 18342.1458 | 9.6583e-06 | 15247.6018 | 9.3398e-06 | 18320.9076 | 8.6608e-06 | 14719.9198 | 1.0175e-05 |  | 18298.8427 | 1.0469e-05 | 11415.4051 | 7.9402e-07
18515.3196 | 9.0367e-06 | 14168.9436 | 1.302e-05 |  | 18491.8763 | 1.1446e-05 | 4390.1667 | 5.2769e-07 | 18495.2883 | 9.0512e-06 | 14997.6417 | 1.5342e-05 |  | 18472.6992 | 1.1167e-05 | 7464.1016 | 6.0254e-07 | 18430.993 | 9.1082e-06 | 15311.1258 | 9.1545e-06 |  | 18410.8716 | 1.0196e-05 | 15311.1258 | 9.8483e-06 | 18389.2119 | 9.158e-06 | 14783.9566 | 1.0707e-05 |  | 18367.1924 | 1.104e-05 | 11486.2413 | 8.3713e-07
18583.3742 | 9.5453e-06 | 14232.1184 | 1.366e-05 |  | 18559.9793 | 1.2037e-05 | 4473.5039 | 5.3847e-07 | 18563.4955 | 9.5617e-06 | 15067.301 | 1.6046e-05 |  | 18540.953 | 1.1758e-05 | 7549.2939 | 6.2089e-07 | 18499.6773 | 9.622e-06 | 15374.6499 | 9.6204e-06 |  | 18479.5975 | 1.0756e-05 | 15374.6499 | 1.0374e-05 | 18457.5162 | 9.6747e-06 | 14847.9933 | 1.1255e-05 |  | 18435.5421 | 1.1633e-05 | 11557.0775 | 8.8378e-07
18651.4288 | 1.0073e-05 | 14295.2932 | 1.4316e-05 |  | 18628.0822 | 1.265e-05 | 4556.8411 | 5.492e-07 | 18631.7027 | 1.0092e-05 | 15136.9603 | 1.6759e-05 |  | 18609.2068 | 1.2371e-05 | 7634.4863 | 6.4e-07 | 18568.3616 | 1.0155e-05 | 15438.174 | 1.0101e-05 |  | 18548.3233 | 1.1338e-05 | 15438.174 | 1.0917e-05 | 18525.8205 | 1.0211e-05 | 14912.0301 | 1.1819e-05 |  | 18503.8918 | 1.2248e-05 | 11627.9137 | 9.3437e-07
18719.4834 | 1.062e-05 | 14358.4679 | 1.4989e-05 |  | 18696.1851 | 1.3284e-05 | 4640.1783 | 5.6002e-07 | 18699.91 | 1.0641e-05 | 15206.6196 | 1.7481e-05 |  | 18677.4607 | 1.3005e-05 | 7719.6787 | 6.5999e-07 | 18637.046 | 1.0707e-05 | 15501.698 | 1.0598e-05 |  | 18617.0491 | 1.1942e-05 | 15501.698 | 1.1477e-05 | 18594.1249 | 1.0766e-05 | 14976.0669 | 1.2402e-05 |  | 18572.2415 | 1.2885e-05 | 11698.7499 | 9.8978e-07
18787.538 | 1.1187e-05 | 14421.6427 | 1.5681e-05 |  | 18764.2881 | 1.3939e-05 | 4723.5155 | 5.7105e-07 | 18768.1172 | 1.121e-05 | 15276.2789 | 1.8211e-05 |  | 18745.7145 | 1.3661e-05 | 7804.871 | 6.8101e-07 | 18705.7303 | 1.1281e-05 | 15565.2221 | 1.111e-05 |  | 18685.775 | 1.2569e-05 | 15565.2221 | 1.2055e-05 | 18662.4292 | 1.1342e-05 | 15040.1037 | 1.3005e-05 |  | 18640.5912 | 1.3544e-05 | 11769.5861 | 1.0511e-06
18855.5926 | 1.1775e-05 | 14484.8174 | 1.6387e-05 |  | 18832.391 | 1.4616e-05 | 4806.8526 | 5.8244e-07 | 18836.3245 | 1.1803e-05 | 15345.9382 | 1.8949e-05 |  | 18813.9683 | 1.4339e-05 | 7890.0634 | 7.0323e-07 | 18774.4147 | 1.1876e-05 | 15628.7462 | 1.164e-05 |  | 18754.5008 | 1.3219e-05 | 15628.7462 | 1.2655e-05 | 18730.7335 | 1.1941e-05 | 15104.1405 | 1.3625e-05 |  | 18708.9409 | 1.4226e-05 | 11840.4223 | 1.118e-06
18923.6472 | 1.2384e-05 | 14547.9922 | 1.7106e-05 |  | 18900.4939 | 1.5318e-05 | 4890.1898 | 5.9431e-07 | 18904.5317 | 1.2414e-05 | 15415.5975 | 1.9691e-05 |  | 18882.2221 | 1.5043e-05 | 7975.2558 | 7.2678e-07 | 18843.099 | 1.2489e-05 | 15692.2703 | 1.2189e-05 |  | 18823.2266 | 1.3895e-05 | 15692.2703 | 1.3275e-05 | 18799.0378 | 1.2558e-05 | 15168.1773 | 1.426e-05 |  | 18777.2906 | 1.4934e-05 | 11911.2585 | 1.1912e-06
18991.7018 | 1.301e-05 | 14611.1669 | 1.7839e-05 |  | 18968.5969 | 1.604e-05 | 4973.527 | 6.0682e-07 | 18972.7389 | 1.3043e-05 | 15485.2568 | 2.0437e-05 |  | 18950.4759 | 1.5767e-05 | 8060.4481 | 7.5206e-07 | 18911.7834 | 1.312e-05 | 15755.7943 | 1.2754e-05 |  | 18891.9524 | 1.4594e-05 | 15755.7943 | 1.3913e-05 | 18867.3421 | 1.3193e-05 | 15232.2141 | 1.4912e-05 |  | 18845.6403 | 1.5663e-05 | 11982.0947 | 1.2712e-06
19059.7564 | 1.3654e-05 | 14674.3417 | 1.8585e-05 |  | 19036.6998 | 1.6783e-05 | 5056.8642 | 6.2011e-07 | 19040.9462 | 1.3689e-05 | 15554.916 | 2.1185e-05 |  | 19018.7297 | 1.6512e-05 | 8145.6405 | 7.7926e-07 | 18980.4677 | 1.3768e-05 | 15819.3184 | 1.3335e-05 |  | 18960.6783 | 1.5313e-05 | 15819.3184 | 1.4569e-05 | 18935.6464 | 1.3845e-05 | 15296.2509 | 1.5581e-05 |  | 18913.99 | 1.6412e-05 | 12052.9309 | 1.3585e-06
19127.811 | 1.4314e-05 | 14737.5164 | 1.9345e-05 |  | 19104.8027 | 1.7544e-05 | 5140.2014 | 6.3441e-07 | 19109.1534 | 1.4352e-05 | 15624.5753 | 2.1934e-05 |  | 19086.9836 | 1.7276e-05 | 8230.8329 | 8.0837e-07 | 19049.1521 | 1.4433e-05 | 15882.8425 | 1.3931e-05 |  | 19029.4041 | 1.6052e-05 | 15882.8425 | 1.5244e-05 | 19003.9507 | 1.4514e-05 | 15360.2877 | 1.6268e-05 |  | 18982.3397 | 1.718e-05 | 12123.7671 | 1.4547e-06
19195.8656 | 1.499e-05 | 14800.6912 | 2.0116e-05 |  | 19172.9057 | 1.8323e-05 | 5223.5386 | 6.5006e-07 | 19177.3607 | 1.5033e-05 | 15694.2346 | 2.2682e-05 |  | 19155.2374 | 1.8059e-05 | 8316.0252 | 8.3953e-07 | 19117.8364 | 1.5116e-05 | 15946.3665 | 1.4546e-05 |  | 19098.1299 | 1.6811e-05 | 15946.3665 | 1.5939e-05 | 19072.255 | 1.5201e-05 | 15424.3245 | 1.697e-05 |  | 19050.6894 | 1.7967e-05 | 12194.6033 | 1.5611e-06
19263.9202 | 1.5684e-05 | 14863.8659 | 2.0895e-05 |  | 19241.0086 | 1.9122e-05 | 5306.8757 | 6.6706e-07 | 19245.5679 | 1.573e-05 | 15763.8939 | 2.3427e-05 |  | 19223.4912 | 1.8861e-05 | 8401.2176 | 8.7289e-07 | 19186.5207 | 1.5814e-05 | 16009.8906 | 1.518e-05 |  | 19166.8558 | 1.7591e-05 | 16009.8906 | 1.6656e-05 | 19140.5593 | 1.5903e-05 | 15488.3613 | 1.7686e-05 |  | 19119.0391 | 1.8774e-05 | 12265.4395 | 1.6773e-06
19331.9748 | 1.6391e-05 | 14927.0407 | 2.1683e-05 |  | 19309.1115 | 1.9938e-05 | 5390.2129 | 6.8559e-07 | 19313.7751 | 1.6441e-05 | 15833.5532 | 2.4169e-05 |  | 19291.745 | 1.9682e-05 | 8486.41 | 9.0857e-07 | 19255.2051 | 1.6524e-05 | 16073.4147 | 1.5829e-05 |  | 19235.5816 | 1.839e-05 | 16073.4147 | 1.7391e-05 | 19208.8636 | 1.6618e-05 | 15552.398 | 1.8415e-05 |  | 19187.3888 | 1.9598e-05 | 12336.2757 | 1.8037e-06
19400.0294 | 1.711e-05 | 14990.2155 | 2.2477e-05 |  | 19377.2145 | 2.0769e-05 | 5473.5501 | 7.0578e-07 | 19381.9824 | 1.7163e-05 | 15903.2125 | 2.4905e-05 |  | 19359.9988 | 2.0516e-05 | 8571.6023 | 9.4679e-07 | 19323.8894 | 1.7246e-05 | 16136.9387 | 1.6493e-05 |  | 19304.3074 | 1.9204e-05 | 16136.9387 | 1.8144e-05 | 19277.1679 | 1.7345e-05 | 15616.4348 | 1.9157e-05 |  | 19255.7386 | 2.0438e-05 | 12407.1119 | 1.9412e-06
19468.084 | 1.7839e-05 | 15053.3902 | 2.3279e-05 |  | 19445.3174 | 2.1613e-05 | 5556.8873 | 7.278e-07 | 19450.1896 | 1.7896e-05 | 15972.8718 | 2.5636e-05 |  | 19428.2526 | 2.1364e-05 | 8656.7947 | 9.8808e-07 | 19392.5738 | 1.7978e-05 | 16200.4628 | 1.7172e-05 |  | 19373.0333 | 2.0032e-05 | 16200.4628 | 1.8914e-05 | 19345.4722 | 1.8082e-05 | 15680.4716 | 1.9914e-05 |  | 19324.0883 | 2.1289e-05 | 12477.9481 | 2.0904e-06
19536.1386 | 1.8578e-05 | 15116.565 | 2.4085e-05 |  | 19513.4204 | 2.2467e-05 | 5640.2245 | 7.5177e-07 | 19518.3969 | 1.8638e-05 | 16042.5311 | 2.6356e-05 |  | 19496.5065 | 2.2224e-05 | 8741.9871 | 1.032e-06 | 19461.2581 | 1.872e-05 | 16263.9869 | 1.7867e-05 |  | 19441.7591 | 2.0872e-05 | 16263.9869 | 1.9702e-05 | 19413.7765 | 1.8829e-05 | 15744.5084 | 2.0681e-05 |  | 19392.438 | 2.2152e-05 | 12548.7843 | 2.2532e-06
19604.1932 | 1.9325e-05 | 15179.7397 | 2.4893e-05 |  | 19581.5233 | 2.3332e-05 | 5723.5616 | 7.7811e-07 | 19586.6041 | 1.9389e-05 | 16112.1904 | 2.7066e-05 |  | 19564.7603 | 2.3092e-05 | 8827.1795 | 1.0787e-06 | 19529.9425 | 1.947e-05 | 16327.511 | 1.8578e-05 |  | 19510.4849 | 2.1722e-05 | 16327.511 | 2.0509e-05 | 19482.0808 | 1.9583e-05 | 15808.5452 | 2.1458e-05 |  | 19460.7877 | 2.3025e-05 | 12619.6205 | 2.4313e-06
19672.2477 | 2.0079e-05 | 15242.9145 | 2.5703e-05 |  | 19649.6262 | 2.4204e-05 | 5806.8988 | 8.069e-07 | 19654.8114 | 2.0146e-05 | 16181.8497 | 2.7765e-05 |  | 19633.0141 | 2.397e-05 | 8912.3718 | 1.1281e-06 | 19598.6268 | 2.0224e-05 | 16391.035 | 1.9303e-05 |  | 19579.2108 | 2.2583e-05 | 16391.035 | 2.1334e-05 | 19550.3851 | 2.0343e-05 | 15872.582 | 2.2243e-05 |  | 19529.1374 | 2.3905e-05 | 12690.4568 | 2.6235e-06
19740.3023 | 2.0835e-05 | 15306.0892 | 2.6513e-05 |  | 19717.7292 | 2.5082e-05 | 5890.236 | 8.3805e-07 | 19723.0186 | 2.0906e-05 | 16251.509 | 2.8451e-05 |  | 19701.2679 | 2.4853e-05 | 8997.5642 | 1.1803e-06 | 19667.3112 | 2.0981e-05 | 16454.5591 | 2.0039e-05 |  | 19647.9366 | 2.345e-05 | 16454.5591 | 2.2173e-05 | 19618.6894 | 2.1105e-05 | 15936.6188 | 2.3037e-05 |  | 19597.4871 | 2.4791e-05 | 12761.293 | 2.8303e-06
19808.3569 | 2.1594e-05 | 15369.264 | 2.732e-05 |  | 19785.8321 | 2.5963e-05 | 5973.5732 | 8.7162e-07 | 19791.2258 | 2.1668e-05 | 16321.1683 | 2.9124e-05 |  | 19769.5217 | 2.5739e-05 | 9082.7566 | 1.2353e-06 | 19735.9955 | 2.1739e-05 | 16518.0832 | 2.0787e-05 |  | 19716.6624 | 2.432e-05 | 16518.0832 | 2.3027e-05 | 19686.9937 | 2.1869e-05 | 16000.6556 | 2.3837e-05 |  | 19665.8368 | 2.5679e-05 | 12832.1292 | 3.0522e-06
19876.4115 | 2.2353e-05 | 15432.4387 | 2.8124e-05 |  | 19853.935 | 2.6844e-05 | 6056.9104 | 9.0768e-07 | 19859.4331 | 2.2431e-05 | 16390.8276 | 2.978e-05 |  | 19837.7755 | 2.6625e-05 | 9167.9489 | 1.2935e-06 | 19804.6798 | 2.2497e-05 | 16581.6072 | 2.1548e-05 |  | 19785.3883 | 2.5192e-05 | 16581.6072 | 2.3894e-05 | 19755.298 | 2.2633e-05 | 16064.6924 | 2.4642e-05 |  | 19734.1865 | 2.6566e-05 | 12902.9654 | 3.2898e-06
19944.4661 | 2.3111e-05 | 15495.6135 | 2.8923e-05 |  | 19922.038 | 2.7723e-05 | 6140.2476 | 9.4627e-07 | 19927.6403 | 2.3191e-05 | 16460.4869 | 3.0417e-05 |  | 19906.0294 | 2.751e-05 | 9253.1413 | 1.3545e-06 | 19873.3642 | 2.3251e-05 | 16645.1313 | 2.2319e-05 |  | 19854.1141 | 2.6062e-05 | 16645.1313 | 2.4775e-05 | 19823.6023 | 2.3393e-05 | 16128.7292 | 2.545e-05 |  | 19802.5362 | 2.7452e-05 | 12973.8016 | 3.5456e-06
20012.5207 | 2.3863e-05 | 15558.7883 | 2.9715e-05 |  | 19990.1409 | 2.8598e-05 | 6223.5847 | 9.874e-07 | 19995.8476 | 2.3946e-05 | 16530.1462 | 3.1037e-05 |  | 19974.2832 | 2.8391e-05 | 9338.3337 | 1.418e-06 | 19942.0485 | 2.3999e-05 | 16708.6554 | 2.3099e-05 |  | 19922.8399 | 2.6931e-05 | 16708.6554 | 2.5669e-05 | 19891.9067 | 2.4147e-05 | 16192.7659 | 2.626e-05 |  | 19870.8859 | 2.8334e-05 | 13044.6378 | 3.8205e-06
20080.5753 | 2.461e-05 | 15621.963 | 3.05e-05 |  | 20058.2438 | 2.9466e-05 | 6306.9219 | 1.0316e-06 | 20064.0548 | 2.4694e-05 | 16599.8055 | 3.1638e-05 |  | 20042.537 | 2.9263e-05 | 9423.526 | 1.4839e-06 | 20010.7329 | 2.4739e-05 | 16772.1795 | 2.3886e-05 |  | 19991.5658 | 2.7792e-05 | 16772.1795 | 2.6572e-05 | 19960.211 | 2.4895e-05 | 16256.8027 | 2.707e-05 |  | 19939.2356 | 2.9207e-05 | 13115.474 | 4.1126e-06
20148.6299 | 2.5348e-05 | 15685.1378 | 3.1271e-05 |  | 20126.3468 | 3.0324e-05 | 6390.2591 | 1.0783e-06 | 20132.262 | 2.5434e-05 | 16669.4648 | 3.222e-05 |  | 20110.7908 | 3.0126e-05 | 9508.7184 | 1.5522e-06 | 20079.4172 | 2.5471e-05 | 16835.7035 | 2.4679e-05 |  | 20060.2916 | 2.8644e-05 | 16835.7035 | 2.7485e-05 | 20028.5153 | 2.5633e-05 | 16320.8395 | 2.7878e-05 |  | 20007.5853 | 3.007e-05 | 13186.3102 | 4.4223e-06
20216.6845 | 2.6077e-05 | 15748.3125 | 3.2031e-05 |  | 20194.4497 | 3.117e-05 | 6473.5963 | 1.1275e-06 | 20200.4693 | 2.6164e-05 | 16739.1241 | 3.2778e-05 |  | 20179.0446 | 3.0978e-05 | 9593.9108 | 1.6226e-06 | 20148.1016 | 2.6191e-05 | 16899.2276 | 2.5477e-05 |  | 20129.0174 | 2.9485e-05 | 16899.2276 | 2.8404e-05 | 20096.8196 | 2.636e-05 | 16384.8763 | 2.8683e-05 |  | 20075.935 | 3.092e-05 | 13257.1464 | 4.7496e-06
20284.7391 | 2.6794e-05 | 15811.4873 | 3.2778e-05 |  | 20262.5526 | 3.2002e-05 | 6556.9335 | 1.1791e-06 | 20268.6765 | 2.6881e-05 | 16808.7834 | 3.3311e-05 |  | 20247.2984 | 3.1815e-05 | 9679.1031 | 1.6951e-06 | 20216.7859 | 2.6896e-05 | 16962.7517 | 2.628e-05 |  | 20197.7432 | 3.0314e-05 | 16962.7517 | 2.933e-05 | 20165.1239 | 2.7073e-05 | 16448.9131 | 2.9482e-05 |  | 20144.2847 | 3.1757e-05 | 13327.9826 | 5.0949e-06
20352.7937 | 2.7494e-05 | 15874.662 | 3.351e-05 |  | 20330.6556 | 3.2819e-05 | 6640.2706 | 1.2331e-06 | 20336.8838 | 2.7581e-05 | 16878.4427 | 3.3822e-05 |  | 20315.5523 | 3.2637e-05 | 9764.2955 | 1.7695e-06 | 20285.4703 | 2.7583e-05 | 17026.2757 | 2.7083e-05 |  | 20266.4691 | 3.1129e-05 | 17026.2757 | 3.0261e-05 | 20233.4282 | 2.7768e-05 | 16512.9499 | 3.0276e-05 |  | 20212.6344 | 3.2577e-05 | 13398.8188 | 5.4604e-06
20420.8483 | 2.8178e-05 | 15937.8368 | 3.4227e-05 |  | 20398.7585 | 3.3617e-05 | 6723.6078 | 1.2892e-06 | 20405.091 | 2.8264e-05 | 16948.102 | 3.431e-05 |  | 20383.8061 | 3.344e-05 | 9849.4879 | 1.8453e-06 | 20354.1546 | 2.8253e-05 | 17089.7998 | 2.7887e-05 |  | 20335.1949 | 3.1925e-05 | 17089.7998 | 3.1194e-05 | 20301.7325 | 2.8446e-05 | 16576.9867 | 3.1062e-05 |  | 20280.9841 | 3.3378e-05 | 13469.655 | 5.8463e-06
20488.9029 | 2.8844e-05 | 16001.0115 | 3.492e-05 |  | 20466.8614 | 3.4391e-05 | 6806.945 | 1.3475e-06 | 20473.2982 | 2.8929e-05 | 17017.7613 | 3.4775e-05 |  | 20452.0599 | 3.4218e-05 | 9934.6802 | 1.9223e-06 | 20422.8389 | 2.8903e-05 | 17153.3239 | 2.869e-05 |  | 20403.9207 | 3.2699e-05 | 17153.3239 | 3.2128e-05 | 20370.0368 | 2.9105e-05 | 16641.0235 | 3.1834e-05 |  | 20349.3339 | 3.4154e-05 | 13540.4912 | 6.2502e-06
20556.9575 | 2.9491e-05 | 16064.1863 | 3.5594e-05 |  | 20534.9644 | 3.5142e-05 | 6890.2822 | 1.4082e-06 | 20541.5055 | 2.9574e-05 | 17087.4205 | 3.5212e-05 |  | 20520.3137 | 3.4974e-05 | 10019.8726 | 2.0002e-06 | 20491.5233 | 2.9533e-05 | 17216.8479 | 2.9489e-05 |  | 20472.6466 | 3.3452e-05 | 17216.8479 | 3.306e-05 | 20438.3411 | 2.9744e-05 | 16705.0603 | 3.2595e-05 |  | 20417.6836 | 3.4907e-05 | 13611.3274 | 6.6721e-06
20625.0121 | 3.0118e-05 | 16127.3611 | 3.6248e-05 |  | 20603.0673 | 3.587e-05 | 6973.6194 | 1.4705e-06 | 20609.7127 | 3.0199e-05 | 17157.0798 | 3.562e-05 |  | 20588.5675 | 3.5706e-05 | 10105.065 | 2.0788e-06 | 20560.2076 | 3.0141e-05 | 17280.372 | 3.0283e-05 |  | 20541.3724 | 3.4182e-05 | 17280.372 | 3.399e-05 | 20506.6454 | 3.036e-05 | 16769.0971 | 3.3342e-05 |  | 20486.0333 | 3.5635e-05 | 13682.1636 | 7.1116e-06
20693.0667 | 3.0722e-05 | 16190.5358 | 3.688e-05 |  | 20671.1703 | 3.6572e-05 | 7056.9566 | 1.5345e-06 | 20677.92 | 3.0798e-05 | 17226.7391 | 3.6003e-05 |  | 20656.8213 | 3.6412e-05 | 10190.2573 | 2.1579e-06 | 20628.892 | 3.0719e-05 | 17343.8961 | 3.107e-05 |  | 20610.0982 | 3.4888e-05 | 17343.8961 | 3.4916e-05 | 20574.9497 | 3.095e-05 | 16833.1339 | 3.4075e-05 |  | 20554.383 | 3.6338e-05 | 13752.9998 | 7.5688e-06
20761.1213 | 3.1298e-05 | 16253.7106 | 3.7489e-05 |  | 20739.2732 | 3.7248e-05 | 7140.2937 | 1.5999e-06 | 20746.1272 | 3.1369e-05 | 17296.3984 | 3.6361e-05 |  | 20725.0751 | 3.7092e-05 | 10275.4497 | 2.2372e-06 | 20697.5763 | 3.1272e-05 | 17407.4202 | 3.1848e-05 |  | 20678.8241 | 3.557e-05 | 17407.4202 | 3.5832e-05 | 20643.254 | 3.1512e-05 | 16897.1706 | 3.4792e-05 |  | 20622.7327 | 3.7014e-05 | 13823.836 | 8.0455e-06
20829.1759 | 3.1849e-05 | 16316.8853 | 3.8068e-05 |  | 20807.3761 | 3.7893e-05 | 7223.6309 | 1.6666e-06 | 20814.3344 | 3.1916e-05 | 17366.0577 | 3.6693e-05 |  | 20793.329 | 3.7741e-05 | 10360.6421 | 2.3163e-06 | 20766.2607 | 3.1798e-05 | 17470.9442 | 3.2618e-05 |  | 20747.5499 | 3.6223e-05 | 17470.9442 | 3.674e-05 | 20711.5583 | 3.2049e-05 | 16961.2074 | 3.5484e-05 |  | 20691.0824 | 3.766e-05 | 13894.6722 | 8.5413e-06
20897.2305 | 3.2375e-05 | 16380.0601 | 3.862e-05 |  | 20875.4791 | 3.8505e-05 | 7306.9681 | 1.7343e-06 | 20882.5417 | 3.2437e-05 | 17435.717 | 3.6999e-05 |  | 20861.5828 | 3.8355e-05 | 10445.8344 | 2.3953e-06 | 20834.945 | 3.2298e-05 | 17534.4683 | 3.3374e-05 |  | 20816.2757 | 3.6844e-05 | 17534.4683 | 3.7637e-05 | 20779.8626 | 3.2559e-05 | 17025.2442 | 3.6157e-05 |  | 20759.4321 | 3.827e-05 | 13965.5084 | 9.0539e-06
20965.2851 | 3.2875e-05 | 16443.2348 | 3.9147e-05 |  | 20943.582 | 3.9086e-05 | 7390.3053 | 1.8029e-06 | 20950.7489 | 3.2931e-05 | 17505.3763 | 3.7273e-05 |  | 20929.8366 | 3.894e-05 | 10531.0268 | 2.4738e-06 | 20903.6294 | 3.277e-05 | 17597.9924 | 3.4114e-05 |  | 20885.0016 | 3.7437e-05 | 17597.9924 | 3.8521e-05 | 20848.1669 | 3.3042e-05 | 17089.281 | 3.6809e-05 |  | 20827.7818 | 3.8851e-05 | 14036.3446 | 9.583e-06
21033.3397 | 3.3348e-05 | 16506.4096 | 3.9647e-05 |  | 21011.6849 | 3.9637e-05 | 7473.6425 | 1.8722e-06 | 21018.9562 | 3.3397e-05 | 17575.0356 | 3.7522e-05 |  | 20998.0904 | 3.9494e-05 | 10616.2192 | 2.5519e-06 | 20972.3137 | 3.3212e-05 | 17661.5164 | 3.4839e-05 |  | 20953.7274 | 3.8001e-05 | 17661.5164 | 3.9391e-05 | 20916.4712 | 3.3496e-05 | 17153.3178 | 3.7438e-05 |  | 20896.1315 | 3.9401e-05 | 14107.1808 | 1.0128e-05
21101.3943 | 3.3788e-05 | 16569.5843 | 4.012e-05 |  | 21079.7879 | 4.0157e-05 | 7556.9796 | 1.9417e-06 | 21087.1634 | 3.3828e-05 | 17644.6949 | 3.7746e-05 |  | 21066.3442 | 4.0016e-05 | 10701.4115 | 2.6294e-06 | 21040.998 | 3.362e-05 | 17725.0405 | 3.5548e-05 |  | 21022.4532 | 3.8537e-05 | 17725.0405 | 4.024e-05 | 20984.7755 | 3.3915e-05 | 17217.3546 | 3.8044e-05 |  | 20964.4812 | 3.9919e-05 | 14178.017 | 1.069e-05
21169.4489 | 3.4198e-05 | 16632.7591 | 4.0557e-05 |  | 21147.8908 | 4.0646e-05 | 7640.3168 | 2.0113e-06 | 21155.3706 | 3.423e-05 | 17714.3542 | 3.7947e-05 |  | 21134.598 | 4.0507e-05 | 10786.6039 | 2.7065e-06 | 21109.6824 | 3.4e-05 | 17788.5646 | 3.6239e-05 |  | 21091.1791 | 3.9043e-05 | 17788.5646 | 4.1069e-05 | 21053.0798 | 3.4305e-05 | 17281.3914 | 3.8618e-05 |  | 21032.8309 | 4.0407e-05 | 14248.8532 | 1.1269e-05
21237.5035 | 3.4579e-05 | 16695.9339 | 4.0964e-05 |  | 21215.9937 | 4.1098e-05 | 7723.654 | 2.0807e-06 | 21223.5779 | 3.4604e-05 | 17784.0135 | 3.8122e-05 |  | 21202.8519 | 4.0962e-05 | 10871.7963 | 2.7833e-06 | 21178.3667 | 3.4351e-05 | 17852.0886 | 3.6907e-05 |  | 21159.9049 | 3.9516e-05 | 17852.0886 | 4.1877e-05 | 21121.3841 | 3.4667e-05 | 17345.4282 | 3.9164e-05 |  | 21101.1806 | 4.0858e-05 | 14319.6894 | 1.1866e-05
21305.5581 | 3.4933e-05 | 16759.1086 | 4.1343e-05 |  | 21284.0967 | 4.1515e-05 | 7806.9912 | 2.1497e-06 | 21291.7851 | 3.495e-05 | 17853.6728 | 3.8268e-05 |  | 21271.1057 | 4.1381e-05 | 10956.9886 | 2.8602e-06 | 21247.0511 | 3.4674e-05 | 17915.6127 | 3.7551e-05 |  | 21228.6307 | 3.9956e-05 | 17915.6127 | 4.2662e-05 | 21189.6885 | 3.5e-05 | 17409.465 | 3.9684e-05 |  | 21169.5303 | 4.1274e-05 | 14390.5256 | 1.2479e-05
21373.6127 | 3.5258e-05 | 16822.2834 | 4.1693e-05 |  | 21352.1996 | 4.1901e-05 | 7890.3284 | 2.2181e-06 | 21359.9924 | 3.5267e-05 | 17923.3321 | 3.8392e-05 |  | 21339.3595 | 4.1769e-05 | 11042.181 | 2.9374e-06 | 21315.7354 | 3.4968e-05 | 17979.1368 | 3.8171e-05 |  | 21297.3566 | 4.0367e-05 | 17979.1368 | 4.3424e-05 | 21257.9928 | 3.5304e-05 | 17473.5018 | 4.0177e-05 |  | 21237.88 | 4.1658e-05 | 14461.3618 | 1.3108e-05
21441.6673 | 3.5554e-05 | 16885.4581 | 4.2014e-05 |  | 21420.3025 | 4.2255e-05 | 7973.6656 | 2.2853e-06 | 21428.1996 | 3.5551e-05 | 17992.9914 | 3.8494e-05 |  | 21407.6133 | 4.2125e-05 | 11127.3734 | 3.0155e-06 | 21384.4198 | 3.5228e-05 | 18042.6609 | 3.8769e-05 |  | 21366.0824 | 4.0748e-05 | 18042.6609 | 4.4158e-05 | 21326.2971 | 3.5575e-05 | 17537.5386 | 4.0641e-05 |  | 21306.2297 | 4.2011e-05 | 14532.198 | 1.3752e-05
21509.7219 | 3.5815e-05 | 16948.6329 | 4.2299e-05 |  | 21488.4055 | 4.2579e-05 | 8057.0027 | 2.3513e-06 | 21496.4068 | 3.5804e-05 | 18062.6507 | 3.8576e-05 |  | 21475.8671 | 4.245e-05 | 11212.5658 | 3.0951e-06 | 21453.1041 | 3.5459e-05 | 18106.1849 | 3.9341e-05 |  | 21434.8082 | 4.1101e-05 | 18106.1849 | 4.4858e-05 | 21394.6014 | 3.5816e-05 | 17601.5753 | 4.1068e-05 |  | 21374.5795 | 4.2334e-05 | 14603.0342 | 1.4412e-05
21577.7765 | 3.6049e-05 | 17011.8076 | 4.2553e-05 |  | 21556.5084 | 4.2873e-05 | 8140.3399 | 2.4158e-06 | 21564.6141 | 3.603e-05 | 18132.31 | 3.8638e-05 |  | 21544.1209 | 4.2745e-05 | 11297.7581 | 3.1768e-06 | 21521.7885 | 3.5664e-05 | 18169.709 | 3.9885e-05 |  | 21503.5341 | 4.1426e-05 | 18169.709 | 4.5529e-05 | 21462.9057 | 3.6029e-05 | 17665.6121 | 4.1464e-05 |  | 21442.9292 | 4.2626e-05 | 14673.8705 | 1.509e-05
21645.8311 | 3.6256e-05 | 17074.9824 | 4.278e-05 |  | 21624.6114 | 4.313e-05 | 8223.6771 | 2.4788e-06 | 21632.8213 | 3.6228e-05 | 18201.9693 | 3.8675e-05 |  | 21612.3748 | 4.3004e-05 | 11382.9505 | 3.2623e-06 | 21590.4728 | 3.5842e-05 | 18233.2331 | 4.0396e-05 |  | 21572.2599 | 4.1716e-05 | 18233.2331 | 4.6169e-05 | 21531.21 | 3.6216e-05 | 17729.6489 | 4.1831e-05 |  | 21511.2789 | 4.2882e-05 | 14744.7067 | 1.5786e-05
21713.8857 | 3.6437e-05 | 17138.1571 | 4.2979e-05 |  | 21692.7143 | 4.3357e-05 | 8307.0143 | 2.5399e-06 | 21701.0286 | 3.6401e-05 | 18271.6286 | 3.8695e-05 |  | 21680.6286 | 4.3232e-05 | 11468.1429 | 3.3519e-06 | 21659.1571 | 3.5996e-05 | 18296.7571 | 4.088e-05 |  | 21640.9857 | 4.1978e-05 | 18296.7571 | 4.6779e-05 | 21599.5143 | 3.6376e-05 | 17793.6857 | 4.2169e-05 |  | 21579.6286 | 4.3108e-05 | 14815.5429 | 1.6499e-05
21781.9403 | 3.6591e-05 | 17201.3319 | 4.3151e-05 |  | 21760.8172 | 4.3556e-05 | 8390.3515 | 2.5993e-06 | 21769.2358 | 3.6547e-05 | 18341.2879 | 3.8698e-05 |  | 21748.8824 | 4.3431e-05 | 11553.3352 | 3.4469e-06 | 21727.8415 | 3.6122e-05 | 18360.2812 | 4.1336e-05 |  | 21709.7115 | 4.2213e-05 | 18360.2812 | 4.7357e-05 | 21667.8186 | 3.6511e-05 | 17857.7225 | 4.2476e-05 |  | 21647.9783 | 4.3305e-05 | 14886.3791 | 1.7228e-05
21849.9949 | 3.6716e-05 | 17264.5067 | 4.3289e-05 |  | 21828.9202 | 4.3728e-05 | 8473.6886 | 2.6566e-06 | 21837.4431 | 3.6662e-05 | 18410.9472 | 3.8686e-05 |  | 21817.1362 | 4.3603e-05 | 11638.5276 | 3.5483e-06 | 21796.5258 | 3.622e-05 | 18423.8053 | 4.1763e-05 |  | 21778.4374 | 4.2421e-05 | 18423.8053 | 4.7895e-05 | 21736.1229 | 3.6615e-05 | 17921.7593 | 4.2746e-05 |  | 21716.328 | 4.3475e-05 | 14957.2153 | 1.7975e-05
21918.0495 | 3.6815e-05 | 17327.6814 | 4.3401e-05 |  | 21897.0231 | 4.3873e-05 | 8557.0258 | 2.7117e-06 | 21905.6503 | 3.6753e-05 | 18480.6065 | 3.8659e-05 |  | 21885.39 | 4.3749e-05 | 11723.72 | 3.6573e-06 | 21865.2102 | 3.6296e-05 | 18487.3294 | 4.2157e-05 |  | 21847.1632 | 4.2603e-05 | 18487.3294 | 4.8396e-05 | 21804.4272 | 3.6696e-05 | 17985.7961 | 4.2985e-05 |  | 21784.6777 | 4.3618e-05 | 15028.0515 | 1.8738e-05
21986.1041 | 3.689e-05 | 17390.8562 | 4.3488e-05 |  | 21965.126 | 4.3992e-05 | 8640.363 | 2.7649e-06 | 21973.8575 | 3.6821e-05 | 18550.2658 | 3.8615e-05 |  | 21953.6438 | 4.3867e-05 | 11808.9123 | 3.7751e-06 | 21933.8945 | 3.6351e-05 | 18550.8534 | 4.2517e-05 |  | 21915.889 | 4.2759e-05 | 18550.8534 | 4.8864e-05 | 21872.7315 | 3.6755e-05 | 18049.8329 | 4.3196e-05 |  | 21853.0274 | 4.3735e-05 | 15098.8877 | 1.9521e-05
22054.1587 | 3.6944e-05 | 17454.0309 | 4.3552e-05 |  | 22033.229 | 4.4081e-05 | 8723.7002 | 2.8165e-06 | 22042.0648 | 3.6868e-05 | 18619.925 | 3.8559e-05 |  | 22021.8977 | 4.3955e-05 | 11894.1047 | 3.9056e-06 | 22002.5789 | 3.6384e-05 | 18614.3775 | 4.2847e-05 |  | 21984.6149 | 4.2885e-05 | 18614.3775 | 4.9299e-05 | 21941.0358 | 3.6792e-05 | 18113.8697 | 4.3378e-05 |  | 21921.3771 | 4.3821e-05 | 15169.7239 | 2.0322e-05
22122.2133 | 3.6975e-05 | 17517.2057 | 4.3593e-05 |  | 22101.3319 | 4.4146e-05 | 8807.0374 | 2.8666e-06 | 22110.272 | 3.6893e-05 | 18689.5843 | 3.8493e-05 |  | 22090.1515 | 4.4019e-05 | 11979.2971 | 4.0486e-06 | 22071.2632 | 3.6398e-05 | 18677.9016 | 4.3148e-05 |  | 22053.3407 | 4.2987e-05 | 18677.9016 | 4.9699e-05 | 22009.3401 | 3.6809e-05 | 18177.9065 | 4.3533e-05 |  | 21989.7268 | 4.3883e-05 | 15240.5601 | 2.1141e-05
22190.2679 | 3.6986e-05 | 17580.3804 | 4.3608e-05 |  | 22169.4348 | 4.419e-05 | 8890.3746 | 2.9155e-06 | 22178.4793 | 3.6896e-05 | 18759.2436 | 3.8416e-05 |  | 22158.4053 | 4.4061e-05 | 12064.4894 | 4.2052e-06 | 22139.9476 | 3.6389e-05 | 18741.4256 | 4.3421e-05 |  | 22122.0665 | 4.3065e-05 | 18741.4256 | 5.0063e-05 | 22077.6444 | 3.6803e-05 | 18241.9432 | 4.3653e-05 |  | 22058.0765 | 4.3922e-05 | 15311.3963 | 2.1977e-05
22258.3225 | 3.6973e-05 | 17643.5552 | 4.3601e-05 |  | 22237.5378 | 4.4212e-05 | 8973.7117 | 2.9636e-06 | 22246.6865 | 3.6877e-05 | 18828.9029 | 3.833e-05 |  | 22226.6591 | 4.4081e-05 | 12149.6818 | 4.3767e-06 | 22208.6319 | 3.6363e-05 | 18804.9497 | 4.366e-05 |  | 22190.7924 | 4.3121e-05 | 18804.9497 | 5.0387e-05 | 22145.9487 | 3.6777e-05 | 18305.98 | 4.3747e-05 |  | 22126.4262 | 4.394e-05 | 15382.2325 | 2.283e-05
22326.3771 | 3.6942e-05 | 17706.7299 | 4.3576e-05 |  | 22305.6407 | 4.4215e-05 | 9057.0489 | 3.0111e-06 | 22314.8937 | 3.6841e-05 | 18898.5622 | 3.8235e-05 |  | 22294.9129 | 4.4081e-05 | 12234.8742 | 4.5644e-06 | 22277.3162 | 3.6319e-05 | 18868.4738 | 4.3866e-05 |  | 22259.5182 | 4.3156e-05 | 18868.4738 | 5.0679e-05 | 22214.253 | 3.6734e-05 | 18370.0168 | 4.3816e-05 |  | 22194.7759 | 4.3937e-05 | 15453.0687 | 2.3699e-05
22394.4317 | 3.6895e-05 | 17769.9047 | 4.3533e-05 |  | 22373.7436 | 4.4197e-05 | 9140.3861 | 3.0586e-06 | 22383.101 | 3.6789e-05 | 18968.2215 | 3.8133e-05 |  | 22363.1667 | 4.406e-05 | 12320.0665 | 4.7696e-06 | 22346.0006 | 3.6261e-05 | 18931.9978 | 4.4045e-05 |  | 22328.244 | 4.3168e-05 | 18931.9978 | 5.0938e-05 | 22282.5573 | 3.6676e-05 | 18434.0536 | 4.3862e-05 |  | 22263.1256 | 4.3913e-05 | 15523.9049 | 2.4586e-05
22462.4863 | 3.6832e-05 | 17833.0795 | 4.3473e-05 |  | 22441.8466 | 4.4158e-05 | 9223.7233 | 3.1068e-06 | 22451.3082 | 3.6722e-05 | 19037.8808 | 3.8025e-05 |  | 22431.4205 | 4.4018e-05 | 12405.2589 | 4.996e-06 | 22414.6849 | 3.6189e-05 | 18995.5219 | 4.4196e-05 |  | 22396.9699 | 4.3156e-05 | 18995.5219 | 5.1166e-05 | 22350.8616 | 3.6603e-05 | 18498.0904 | 4.3884e-05 |  | 22331.4753 | 4.3868e-05 | 15594.7411 | 2.5489e-05
22530.5409 | 3.6754e-05 | 17896.2542 | 4.3395e-05 |  | 22509.9495 | 4.4104e-05 | 9307.0605 | 3.156e-06 | 22519.5155 | 3.664e-05 | 19107.5401 | 3.7911e-05 |  | 22499.6744 | 4.396e-05 | 12490.4513 | 5.2446e-06 | 22483.3693 | 3.6102e-05 | 19059.046 | 4.4322e-05 |  | 22465.6957 | 4.3126e-05 | 19059.046 | 5.1365e-05 | 22419.1659 | 3.6516e-05 | 18562.1272 | 4.388e-05 |  | 22399.825 | 4.3807e-05 | 15665.5773 | 2.6406e-05
22598.5955 | 3.6661e-05 | 17959.429 | 4.3303e-05 |  | 22578.0524 | 4.4035e-05 | 9390.3977 | 3.2067e-06 | 22587.7227 | 3.6542e-05 | 19177.1994 | 3.7794e-05 |  | 22567.9282 | 4.3886e-05 | 12575.6436 | 5.5145e-06 | 22552.0536 | 3.6001e-05 | 19122.5701 | 4.4419e-05 |  | 22534.4215 | 4.3079e-05 | 19122.5701 | 5.1528e-05 | 22487.4703 | 3.6413e-05 | 18626.164 | 4.3854e-05 |  | 22468.1748 | 4.373e-05 | 15736.4135 | 2.7336e-05
22666.6501 | 3.6555e-05 | 18022.6037 | 4.3198e-05 |  | 22646.1554 | 4.3953e-05 | 9473.7348 | 3.2594e-06 | 22655.9299 | 3.6433e-05 | 19246.8587 | 3.7672e-05 |  | 22636.182 | 4.38e-05 | 12660.836 | 5.8064e-06 | 22620.738 | 3.589e-05 | 19186.0941 | 4.4487e-05 |  | 22603.1474 | 4.3016e-05 | 19186.0941 | 5.1661e-05 | 22555.7746 | 3.63e-05 | 18690.2008 | 4.381e-05 |  | 22536.5245 | 4.3639e-05 | 15807.2497 | 2.8278e-05
22734.7047 | 3.6439e-05 | 18085.7785 | 4.3082e-05 |  | 22714.2583 | 4.3859e-05 | 9557.072 | 3.3144e-06 | 22724.1372 | 3.6313e-05 | 19316.518 | 3.7547e-05 |  | 22704.4358 | 4.37e-05 | 12746.0284 | 6.1211e-06 | 22689.4223 | 3.5769e-05 | 19249.6182 | 4.4532e-05 |  | 22671.8732 | 4.2938e-05 | 19249.6182 | 5.1768e-05 | 22624.0789 | 3.6178e-05 | 18754.2376 | 4.3749e-05 |  | 22604.8742 | 4.3536e-05 | 15878.0859 | 2.923e-05
22802.7593 | 3.6314e-05 | 18148.9532 | 4.2957e-05 |  | 22782.3613 | 4.3753e-05 | 9640.4092 | 3.3727e-06 | 22792.3444 | 3.6185e-05 | 19386.1773 | 3.7419e-05 |  | 22772.6896 | 4.3589e-05 | 12831.2207 | 6.4591e-06 | 22758.1067 | 3.5641e-05 | 19313.1423 | 4.4555e-05 |  | 22740.599 | 4.2843e-05 | 19313.1423 | 5.1851e-05 | 22692.3832 | 3.6047e-05 | 18818.2744 | 4.3671e-05 |  | 22673.2239 | 4.3421e-05 | 15948.9221 | 3.0192e-05
22870.8139 | 3.6181e-05 | 18212.128 | 4.282e-05 |  | 22850.4642 | 4.3636e-05 | 9723.7464 | 3.4344e-06 | 22860.5517 | 3.6049e-05 | 19455.8366 | 3.729e-05 |  | 22840.9434 | 4.3467e-05 | 12916.4131 | 6.822e-06 | 22826.791 | 3.5504e-05 | 19376.6663 | 4.4556e-05 |  | 22809.3249 | 4.2736e-05 | 19376.6663 | 5.1909e-05 | 22760.6875 | 3.5908e-05 | 18882.3112 | 4.3575e-05 |  | 22741.5736 | 4.3295e-05 | 16019.7583 | 3.1161e-05
22938.8685 | 3.604e-05 | 18275.3027 | 4.2676e-05 |  | 22918.5671 | 4.3512e-05 | 9807.0836 | 3.4995e-06 | 22928.7589 | 3.5906e-05 | 19525.4959 | 3.7159e-05 |  | 22909.1973 | 4.3338e-05 | 13001.6055 | 7.2136e-06 | 22895.4753 | 3.536e-05 | 19440.1904 | 4.4536e-05 |  | 22878.0507 | 4.2619e-05 | 19440.1904 | 5.1944e-05 | 22828.9918 | 3.5762e-05 | 18946.3479 | 4.3465e-05 |  | 22809.9233 | 4.3162e-05 | 16090.5945 | 3.2135e-05
23006.9231 | 3.5893e-05 | 18338.4775 | 4.2526e-05 |  | 22986.6701 | 4.3382e-05 | 9890.4207 | 3.5683e-06 | 22996.9661 | 3.5756e-05 | 19595.1552 | 3.7027e-05 |  | 22977.4511 | 4.3202e-05 | 13086.7978 | 7.6298e-06 | 22964.1597 | 3.5211e-05 | 19503.7145 | 4.4493e-05 |  | 22946.7765 | 4.2494e-05 | 19503.7145 | 5.1954e-05 | 22897.2961 | 3.5611e-05 | 19010.3847 | 4.3343e-05 |  | 22878.273 | 4.3023e-05 | 16161.4307 | 3.3111e-05
23074.9777 | 3.5742e-05 | 18401.6523 | 4.2371e-05 |  | 23054.773 | 4.3246e-05 | 9973.7579 | 3.6408e-06 | 23065.1734 | 3.5603e-05 | 19664.8145 | 3.6894e-05 |  | 23045.7049 | 4.3062e-05 | 13171.9902 | 8.0705e-06 | 23032.844 | 3.5059e-05 | 19567.2386 | 4.4434e-05 |  | 23015.5023 | 4.2361e-05 | 19567.2386 | 5.1945e-05 | 22965.6004 | 3.5456e-05 | 19074.4215 | 4.321e-05 |  | 22946.6227 | 4.2879e-05 | 16232.2669 | 3.4089e-05
23143.0323 | 3.5588e-05 | 18464.827 | 4.2211e-05 |  | 23122.8759 | 4.3106e-05 | 10057.0951 | 3.7172e-06 | 23133.3806 | 3.5447e-05 | 19734.4738 | 3.6761e-05 |  | 23113.9587 | 4.2918e-05 | 13257.1826 | 8.5357e-06 | 23101.5284 | 3.4904e-05 | 19630.7626 | 4.4358e-05 |  | 23084.2282 | 4.2222e-05 | 19630.7626 | 5.1918e-05 | 23033.9047 | 3.5299e-05 | 19138.4583 | 4.3068e-05 |  | 23014.9724 | 4.2732e-05 | 16303.1031 | 3.5065e-05
23211.0869 | 3.5432e-05 | 18528.0018 | 4.2047e-05 |  | 23190.9789 | 4.2964e-05 | 10140.4323 | 3.7974e-06 | 23201.5879 | 3.5289e-05 | 19804.1331 | 3.6627e-05 |  | 23182.2125 | 4.2772e-05 | 13342.375 | 9.0255e-06 | 23170.2127 | 3.4747e-05 | 19694.2867 | 4.4268e-05 |  | 23152.954 | 4.2079e-05 | 19694.2867 | 5.1876e-05 | 23102.209 | 3.514e-05 | 19202.4951 | 4.2915e-05 |  | 23083.3221 | 4.2583e-05 | 16373.9393 | 3.6038e-05
23279.1415 | 3.5274e-05 | 18591.1765 | 4.188e-05 |  | 23259.0818 | 4.282e-05 | 10223.7695 | 3.8821e-06 | 23269.7951 | 3.513e-05 | 19873.7924 | 3.6493e-05 |  | 23250.4663 | 4.2626e-05 | 13427.5673 | 9.5396e-06 | 23238.8971 | 3.4589e-05 | 19757.8108 | 4.4163e-05 |  | 23221.6798 | 4.1935e-05 | 19757.8108 | 5.1818e-05 | 23170.5133 | 3.4981e-05 | 19266.5319 | 4.2756e-05 |  | 23151.6718 | 4.2435e-05 | 16444.7755 | 3.7003e-05
23347.1961 | 3.5117e-05 | 18654.3513 | 4.1712e-05 |  | 23327.1847 | 4.2676e-05 | 10307.1067 | 3.9704e-06 | 23338.0023 | 3.4971e-05 | 19943.4517 | 3.6359e-05 |  | 23318.7202 | 4.248e-05 | 13512.7597 | 1.0082e-05 | 23307.5814 | 3.4432e-05 | 19821.3348 | 4.4043e-05 |  | 23290.4057 | 4.179e-05 | 19821.3348 | 5.1745e-05 | 23238.8176 | 3.4822e-05 | 19330.5687 | 4.259e-05 |  | 23220.0215 | 4.2288e-05 | 16515.6117 | 3.7959e-05
23415.2507 | 3.4961e-05 | 18717.526 | 4.1543e-05 |  | 23395.2877 | 4.2533e-05 | 10390.4438 | 4.0623e-06 | 23406.2096 | 3.4814e-05 | 20013.111 | 3.6226e-05 |  | 23386.974 | 4.2336e-05 | 13597.9521 | 1.065e-05 | 23376.2658 | 3.4276e-05 | 19884.8589 | 4.3912e-05 |  | 23359.1315 | 4.1647e-05 | 19884.8589 | 5.1659e-05 | 23307.1219 | 3.4665e-05 | 19394.6055 | 4.242e-05 |  | 23288.3712 | 4.2143e-05 | 16586.4479 | 3.8905e-05
23483.3053 | 3.4807e-05 | 18780.7008 | 4.1373e-05 |  | 23463.3906 | 4.2392e-05 | 10473.781 | 4.1578e-06 | 23474.4168 | 3.4659e-05 | 20082.7703 | 3.6092e-05 |  | 23455.2278 | 4.2195e-05 | 13683.1444 | 1.1241e-05 | 23444.9501 | 3.4123e-05 | 19948.383 | 4.3772e-05 |  | 23427.8573 | 4.1506e-05 | 19948.383 | 5.1563e-05 | 23375.4262 | 3.451e-05 | 19458.6423 | 4.2246e-05 |  | 23356.7209 | 4.2001e-05 | 16657.2841 | 3.9837e-05
23551.3599 | 3.4656e-05 | 18843.8755 | 4.1204e-05 |  | 23531.4935 | 4.2254e-05 | 10557.1182 | 4.2568e-06 | 23542.6241 | 3.4507e-05 | 20152.4295 | 3.5959e-05 |  | 23523.4816 | 4.2057e-05 | 13768.3368 | 1.1855e-05 | 23513.6344 | 3.3973e-05 | 20011.907 | 4.3623e-05 |  | 23496.5832 | 4.1369e-05 | 20011.907 | 5.1458e-05 | 23443.7305 | 3.4359e-05 | 19522.6791 | 4.2068e-05 |  | 23425.0706 | 4.1865e-05 | 16728.1204 | 4.0753e-05
23619.4145 | 3.4507e-05 | 18907.0503 | 4.1035e-05 |  | 23599.5965 | 4.2119e-05 | 10640.4554 | 4.3592e-06 | 23610.8313 | 3.4358e-05 | 20222.0888 | 3.5825e-05 |  | 23591.7354 | 4.1925e-05 | 13853.5292 | 1.2493e-05 | 23582.3188 | 3.3826e-05 | 20075.4311 | 4.3466e-05 |  | 23565.309 | 4.1239e-05 | 20075.4311 | 5.1344e-05 | 23512.0348 | 3.4211e-05 | 19586.7159 | 4.1888e-05 |  | 23493.4204 | 4.1735e-05 | 16798.9566 | 4.1648e-05
23687.4691 | 3.4364e-05 | 18970.225 | 4.0867e-05 |  | 23667.6994 | 4.1989e-05 | 10723.7926 | 4.4656e-06 | 23679.0386 | 3.4214e-05 | 20291.7481 | 3.5692e-05 |  | 23659.9892 | 4.1798e-05 | 13938.7215 | 1.3153e-05 | 23651.0031 | 3.3686e-05 | 20138.9552 | 4.3301e-05 |  | 23634.0348 | 4.1117e-05 | 20138.9552 | 5.1224e-05 | 23580.3391 | 3.4069e-05 | 19650.7526 | 4.1707e-05 |  | 23561.7701 | 4.1611e-05 | 16869.7928 | 4.252e-05
23755.5237 | 3.4225e-05 | 19033.3998 | 4.0701e-05 |  | 23735.8023 | 4.1864e-05 | 10807.1297 | 4.5765e-06 | 23747.2458 | 3.4077e-05 | 20361.4074 | 3.5559e-05 |  | 23728.2431 | 4.1677e-05 | 14023.9139 | 1.3837e-05 | 23719.6875 | 3.3551e-05 | 20202.4793 | 4.313e-05 |  | 23702.7607 | 4.1001e-05 | 20202.4793 | 5.1096e-05 | 23648.6434 | 3.3933e-05 | 19714.7894 | 4.1526e-05 |  | 23630.1198 | 4.1494e-05 | 16940.629 | 4.3369e-05
23823.5783 | 3.4092e-05 | 19096.5746 | 4.0536e-05 |  | 23803.9053 | 4.1744e-05 | 10890.4669 | 4.6916e-06 | 23815.453 | 3.3945e-05 | 20431.0667 | 3.5426e-05 |  | 23796.4969 | 4.1562e-05 | 14109.1063 | 1.4546e-05 | 23788.3718 | 3.3423e-05 | 20266.0033 | 4.2956e-05 |  | 23771.4865 | 4.0895e-05 | 20266.0033 | 5.0964e-05 | 23716.9477 | 3.3803e-05 | 19778.8262 | 4.1345e-05 |  | 23698.4695 | 4.1385e-05 | 17011.4652 | 4.4191e-05
23891.6329 | 3.3965e-05 | 19159.7493 | 4.0373e-05 |  | 23872.0082 | 4.1629e-05 | 10973.8041 | 4.8116e-06 | 23883.6603 | 3.3818e-05 | 20500.726 | 3.5294e-05 |  | 23864.7507 | 4.1454e-05 | 14194.2986 | 1.5276e-05 | 23857.0562 | 3.3301e-05 | 20329.5274 | 4.2777e-05 |  | 23840.2123 | 4.0797e-05 | 20329.5274 | 5.0828e-05 | 23785.2521 | 3.3679e-05 | 19842.863 | 4.1164e-05 |  | 23766.8192 | 4.1283e-05 | 17082.3014 | 4.4986e-05
23959.6875 | 3.3844e-05 | 19222.9241 | 4.0212e-05 |  | 23940.1112 | 4.152e-05 | 11057.1413 | 4.9369e-06 | 23951.8675 | 3.3699e-05 | 20570.3853 | 3.5161e-05 |  | 23933.0045 | 4.1353e-05 | 14279.491 | 1.6027e-05 | 23925.7405 | 3.3186e-05 | 20393.0515 | 4.2596e-05 |  | 23908.9382 | 4.071e-05 | 20393.0515 | 5.0688e-05 | 23853.5564 | 3.3563e-05 | 19906.8998 | 4.0984e-05 |  | 23835.1689 | 4.1189e-05 | 17153.1376 | 4.575e-05
24027.7421 | 3.3728e-05 | 19286.0988 | 4.0052e-05 |  | 24008.2141 | 4.1419e-05 | 11140.4785 | 5.0683e-06 | 24020.0748 | 3.3586e-05 | 20640.0446 | 3.5028e-05 |  | 24001.2583 | 4.1261e-05 | 14364.6834 | 1.6798e-05 | 23994.4249 | 3.3079e-05 | 20456.5755 | 4.2412e-05 |  | 23977.664 | 4.0635e-05 | 20456.5755 | 5.0547e-05 | 23921.8607 | 3.3453e-05 | 19970.9366 | 4.0806e-05 |  | 23903.5186 | 4.1105e-05 | 17223.9738 | 4.6476e-05
24095.7967 | 3.3621e-05 | 19349.2736 | 3.9894e-05 |  | 24076.317 | 4.1324e-05 | 11223.8157 | 5.2066e-06 | 24088.282 | 3.3482e-05 | 20709.7039 | 3.4895e-05 |  | 24069.5121 | 4.1175e-05 | 14449.8757 | 1.7589e-05 | 24063.1092 | 3.2982e-05 | 20520.0996 | 4.2226e-05 |  | 24046.3898 | 4.0569e-05 | 20520.0996 | 5.0403e-05 | 23990.165 | 3.3353e-05 | 20034.9734 | 4.0629e-05 |  | 23971.8683 | 4.1029e-05 | 17294.81 | 4.7165e-05
24163.8513 | 3.3521e-05 | 19412.4483 | 3.9738e-05 |  | 24144.42 | 4.1235e-05 | 11307.1528 | 5.3541e-06 | 24156.4892 | 3.3386e-05 | 20779.3632 | 3.4763e-05 |  | 24137.7659 | 4.1097e-05 | 14535.0681 | 1.8399e-05 | 24131.7935 | 3.2893e-05 | 20583.6237 | 4.204e-05 |  | 24115.1157 | 4.0514e-05 | 20583.6237 | 5.0258e-05 | 24058.4693 | 3.3261e-05 | 20099.0102 | 4.0454e-05 |  | 24040.218 | 4.096e-05 | 17365.6462 | 4.7818e-05
24231.9059 | 3.3428e-05 | 19475.6231 | 3.9583e-05 |  | 24212.5229 | 4.1153e-05 | 11390.49 | 5.5117e-06 | 24224.6965 | 3.3297e-05 | 20849.0225 | 3.463e-05 |  | 24206.0198 | 4.1026e-05 | 14620.2605 | 1.9232e-05 | 24200.4779 | 3.2813e-05 | 20647.1477 | 4.1853e-05 |  | 24183.8415 | 4.0469e-05 | 20647.1477 | 5.0112e-05 | 24126.7736 | 3.3177e-05 | 20163.047 | 4.0282e-05 |  | 24108.5677 | 4.0899e-05 | 17436.4824 | 4.8433e-05
24299.9605 | 3.3342e-05 | 19538.7978 | 3.943e-05 |  | 24280.6258 | 4.1077e-05 | 11473.8272 | 5.6799e-06 | 24292.9037 | 3.3216e-05 | 20918.6818 | 3.4497e-05 |  | 24274.2736 | 4.0961e-05 | 14705.4528 | 2.0081e-05 | 24269.1622 | 3.2741e-05 | 20710.6718 | 4.1666e-05 |  | 24252.5673 | 4.0434e-05 | 20710.6718 | 4.9966e-05 | 24195.0779 | 3.3101e-05 | 20227.0838 | 4.0111e-05 |  | 24176.9174 | 4.0846e-05 | 17507.3186 | 4.9008e-05
24368.0151 | 3.3263e-05 | 19601.9726 | 3.9277e-05 |  | 24348.7288 | 4.1009e-05 | 11557.1644 | 5.8601e-06 | 24361.111 | 3.3143e-05 | 20988.3411 | 3.4365e-05 |  | 24342.5274 | 4.0905e-05 | 14790.6452 | 2.0947e-05 | 24337.8466 | 3.2678e-05 | 20774.1959 | 4.1479e-05 |  | 24321.2932 | 4.041e-05 | 20774.1959 | 4.982e-05 | 24263.3822 | 3.3034e-05 | 20291.1205 | 3.9941e-05 |  | 24245.2671 | 4.0801e-05 | 17578.1548 | 4.9543e-05
24436.0697 | 3.3192e-05 | 19665.1474 | 3.9125e-05 |  | 24416.8317 | 4.0948e-05 | 11640.5016 | 6.0535e-06 | 24429.3182 | 3.308e-05 | 21058.0004 | 3.4232e-05 |  | 24410.7812 | 4.0856e-05 | 14875.8376 | 2.1828e-05 | 24406.5309 | 3.2626e-05 | 20837.72 | 4.1293e-05 |  | 24390.019 | 4.0395e-05 | 20837.72 | 4.9674e-05 | 24331.6865 | 3.2976e-05 | 20355.1573 | 3.9774e-05 |  | 24313.6168 | 4.0764e-05 | 17648.991 | 5.0029e-05
24504.1243 | 3.313e-05 | 19728.3221 | 3.8973e-05 |  | 24484.9346 | 4.0893e-05 | 11723.8387 | 6.2614e-06 | 24497.5254 | 3.3025e-05 | 21127.6597 | 3.41e-05 |  | 24479.035 | 4.0813e-05 | 14961.0299 | 2.2723e-05 | 24475.2153 | 3.2584e-05 | 20901.244 | 4.1107e-05 |  | 24458.7448 | 4.0389e-05 | 20901.244 | 4.9528e-05 | 24399.9908 | 3.2928e-05 | 20419.1941 | 3.9607e-05 |  | 24381.9665 | 4.0733e-05 | 17719.8272 | 5.0471e-05
24572.1789 | 3.3075e-05 | 19791.4969 | 3.882e-05 |  | 24553.0376 | 4.0845e-05 | 11807.1759 | 6.485e-06 | 24565.7327 | 3.2979e-05 | 21197.319 | 3.3967e-05 |  | 24547.2888 | 4.0777e-05 | 15046.2223 | 2.3631e-05 | 24543.8996 | 3.2551e-05 | 20964.7681 | 4.0922e-05 |  | 24527.4706 | 4.039e-05 | 20964.7681 | 4.9383e-05 | 24468.2951 | 3.2889e-05 | 20483.2309 | 3.9442e-05 |  | 24450.3162 | 4.0709e-05 | 17790.6634 | 5.087e-05
24640.2335 | 3.3028e-05 | 19854.6716 | 3.8668e-05 |  | 24621.1405 | 4.0803e-05 | 11890.5131 | 6.7296e-06 | 24633.9399 | 3.2941e-05 | 21266.9783 | 3.3836e-05 |  | 24615.5427 | 4.0747e-05 | 15131.4147 | 2.4551e-05 | 24612.584 | 3.2527e-05 | 21028.2922 | 4.0738e-05 |  | 24596.1965 | 4.0399e-05 | 21028.2922 | 4.9238e-05 | 24536.5994 | 3.2858e-05 | 20547.2677 | 3.9278e-05 |  | 24518.6659 | 4.0691e-05 | 17861.4996 | 5.1226e-05
24708.2881 | 3.2988e-05 | 19917.8464 | 3.8514e-05 |  | 24689.2434 | 4.0768e-05 | 11973.8503 | 6.9932e-06 | 24702.1472 | 3.2911e-05 | 21336.6376 | 3.3704e-05 |  | 24683.7965 | 4.0724e-05 | 15216.607 | 2.5482e-05 | 24681.2683 | 3.2512e-05 | 21091.8162 | 4.0555e-05 |  | 24664.9223 | 4.0413e-05 | 21091.8162 | 4.9093e-05 | 24604.9037 | 3.2835e-05 | 20611.3045 | 3.9114e-05 |  | 24587.0157 | 4.0679e-05 | 17932.3358 | 5.1541e-05
24776.3427 | 3.2956e-05 | 19981.0211 | 3.8359e-05 |  | 24757.3464 | 4.0741e-05 | 12057.1875 | 7.2768e-06 | 24770.3544 | 3.2889e-05 | 21406.2969 | 3.3573e-05 |  | 24752.0503 | 4.0708e-05 | 15301.7994 | 2.642e-05 | 24749.9526 | 3.2507e-05 | 21155.3403 | 4.0372e-05 |  | 24733.6481 | 4.0435e-05 | 21155.3403 | 4.8948e-05 | 24673.208 | 3.2822e-05 | 20675.3413 | 3.8949e-05 |  | 24655.3654 | 4.0674e-05 | 18003.172 | 5.1813e-05
24844.3973 | 3.2933e-05 | 20044.1959 | 3.8202e-05 |  | 24825.4493 | 4.0722e-05 | 12140.5247 | 7.5813e-06 | 24838.5616 | 3.2878e-05 | 21475.9562 | 3.3443e-05 |  | 24820.3041 | 4.0698e-05 | 15386.9918 | 2.7363e-05 | 24818.637 | 3.2512e-05 | 21218.8644 | 4.0189e-05 |  | 24802.374 | 4.0462e-05 | 21218.8644 | 4.8803e-05 | 24741.5123 | 3.2818e-05 | 20739.3781 | 3.8785e-05 |  | 24723.7151 | 4.0674e-05 | 18074.0082 | 5.2037e-05
24912.4519 | 3.2917e-05 | 20107.3706 | 3.8044e-05 |  | 24893.5523 | 4.0709e-05 | 12223.8618 | 7.9076e-06 | 24906.7689 | 3.2875e-05 | 21545.6155 | 3.3313e-05 |  | 24888.5579 | 4.0695e-05 | 15472.1841 | 2.831e-05 | 24887.3213 | 3.2526e-05 | 21282.3885 | 4.0006e-05 |  | 24871.0998 | 4.0493e-05 | 21282.3885 | 4.8657e-05 | 24809.8166 | 3.2824e-05 | 20803.4149 | 3.8619e-05 |  | 24792.0648 | 4.068e-05 | 18144.8444 | 5.2218e-05
24980.5065 | 3.291e-05 | 20170.5454 | 3.7882e-05 |  | 24961.6552 | 4.0703e-05 | 12307.199 | 8.2566e-06 | 24974.9761 | 3.2879e-05 | 21615.2748 | 3.3184e-05 |  | 24956.8117 | 4.0698e-05 | 15557.3765 | 2.9259e-05 | 24956.0057 | 3.2549e-05 | 21345.9125 | 3.9823e-05 |  | 24939.8256 | 4.0527e-05 | 21345.9125 | 4.851e-05 | 24878.1209 | 3.2837e-05 | 20867.4517 | 3.8452e-05 |  | 24860.4145 | 4.0691e-05 | 18215.6806 | 5.2362e-05
25048.5611 | 3.291e-05 | 20233.7202 | 3.7719e-05 |  | 25029.7581 | 4.0705e-05 | 12390.5362 | 8.6303e-06 | 25043.1834 | 3.2892e-05 | 21684.9341 | 3.3056e-05 |  | 25025.0656 | 4.0707e-05 | 15642.5689 | 3.0207e-05 | 25024.69 | 3.2579e-05 | 21409.4366 | 3.9639e-05 |  | 25008.5515 | 4.0564e-05 | 21409.4366 | 4.8361e-05 | 24946.4252 | 3.2858e-05 | 20931.4885 | 3.8283e-05 |  | 24928.7642 | 4.0707e-05 | 18286.5168 | 5.2468e-05
25116.6157 | 3.2917e-05 | 20296.8949 | 3.7552e-05 |  | 25097.8611 | 4.0714e-05 | 12473.8734 | 9.0316e-06 | 25111.3906 | 3.2912e-05 | 21754.5933 | 3.2929e-05 |  | 25093.3194 | 4.0722e-05 | 15727.7613 | 3.1152e-05 | 25093.3744 | 3.2618e-05 | 21472.9607 | 3.9454e-05 |  | 25077.2773 | 4.0604e-05 | 21472.9607 | 4.8211e-05 | 25014.7295 | 3.2887e-05 | 20995.5252 | 3.8111e-05 |  | 24997.1139 | 4.0728e-05 | 18357.353 | 5.2539e-05
25184.6703 | 3.2932e-05 | 20360.0697 | 3.7382e-05 |  | 25165.964 | 4.0733e-05 | 12557.2106 | 9.4572e-06 | 25179.5978 | 3.2942e-05 | 21824.2526 | 3.2803e-05 |  | 25161.5732 | 4.0745e-05 | 15812.9536 | 3.2092e-05 | 25162.0587 | 3.2666e-05 | 21536.4847 | 3.9268e-05 |  | 25146.0031 | 4.0646e-05 | 21536.4847 | 4.8059e-05 | 25083.0339 | 3.2925e-05 | 21059.562 | 3.7937e-05 |  | 25065.4636 | 4.0755e-05 | 18428.1892 | 5.2577e-05
25252.7249 | 3.2955e-05 | 20423.2444 | 3.7209e-05 |  | 25234.0669 | 4.0759e-05 | 12640.5477 | 9.9074e-06 | 25247.8051 | 3.2979e-05 | 21893.9119 | 3.2678e-05 |  | 25229.827 | 4.0774e-05 | 15898.146 | 3.3023e-05 | 25230.7431 | 3.2722e-05 | 21600.0088 | 3.908e-05 |  | 25214.729 | 4.0689e-05 | 21600.0088 | 4.7903e-05 | 25151.3382 | 3.2972e-05 | 21123.5988 | 3.776e-05 |  | 25133.8133 | 4.0787e-05 | 18499.0254 | 5.2576e-05
25320.7795 | 3.2986e-05 | 20486.4192 | 3.7032e-05 |  | 25302.1699 | 4.0793e-05 | 12723.8849 | 1.0382e-05 | 25316.0123 | 3.3023e-05 | 21963.5712 | 3.2555e-05 |  | 25298.0808 | 4.081e-05 | 15983.3384 | 3.3944e-05 | 25299.4274 | 3.2785e-05 | 21663.5329 | 3.8889e-05 |  | 25283.4548 | 4.0733e-05 | 21663.5329 | 4.7744e-05 | 25219.6425 | 3.3024e-05 | 21187.6356 | 3.7578e-05 |  | 25202.163 | 4.0824e-05 | 18569.8616 | 5.2546e-05
25388.8341 | 3.3023e-05 | 20549.5939 | 3.6852e-05 |  | 25370.2728 | 4.0834e-05 | 12807.2221 | 1.0882e-05 | 25384.2196 | 3.3074e-05 | 22033.2305 | 3.2433e-05 |  | 25366.3346 | 4.0852e-05 | 16068.5307 | 3.4853e-05 | 25368.1117 | 3.2854e-05 | 21727.0569 | 3.8695e-05 |  | 25352.1806 | 4.0777e-05 | 21727.0569 | 4.7581e-05 | 25287.9468 | 3.3084e-05 | 21251.6724 | 3.7393e-05 |  | 25270.5127 | 4.0866e-05 | 18640.6978 | 5.2489e-05
25456.8886 | 3.3066e-05 | 20612.7687 | 3.6668e-05 |  | 25438.3757 | 4.0883e-05 | 12890.5593 | 1.1406e-05 | 25452.4268 | 3.3132e-05 | 22102.8898 | 3.2312e-05 |  | 25434.5885 | 4.09e-05 | 16153.7231 | 3.5746e-05 | 25436.7961 | 3.293e-05 | 21790.581 | 3.8498e-05 |  | 25420.9065 | 4.0822e-05 | 21790.581 | 4.7413e-05 | 25356.2511 | 3.315e-05 | 21315.7092 | 3.7203e-05 |  | 25338.8624 | 4.0912e-05 | 18711.5341 | 5.2407e-05
25524.9432 | 3.3116e-05 | 20675.9434 | 3.6481e-05 |  | 25506.4787 | 4.0941e-05 | 12973.8965 | 1.1957e-05 | 25520.6341 | 3.3195e-05 | 22172.5491 | 3.2193e-05 |  | 25502.8423 | 4.0956e-05 | 16238.9155 | 3.6618e-05 | 25505.4804 | 3.3011e-05 | 21854.1051 | 3.8297e-05 |  | 25489.6323 | 4.0866e-05 | 21854.1051 | 4.724e-05 | 25424.5554 | 3.3221e-05 | 21379.746 | 3.7009e-05 |  | 25407.2121 | 4.0964e-05 | 18782.3703 | 5.2303e-05
25592.9978 | 3.3172e-05 | 20739.1182 | 3.629e-05 |  | 25574.5816 | 4.1007e-05 | 13057.2337 | 1.2536e-05 | 25588.8413 | 3.3266e-05 | 22242.2084 | 3.2075e-05 |  | 25571.0961 | 4.1018e-05 | 16324.1078 | 3.7469e-05 | 25574.1648 | 3.3099e-05 | 21917.6292 | 3.8093e-05 |  | 25558.3581 | 4.091e-05 | 21917.6292 | 4.7061e-05 | 25492.8597 | 3.33e-05 | 21443.7828 | 3.6811e-05 |  | 25475.5618 | 4.1022e-05 | 18853.2065 | 5.2179e-05
25661.0524 | 3.3235e-05 | 20802.293 | 3.6095e-05 |  | 25642.6845 | 4.1081e-05 | 13140.5708 | 1.3138e-05 | 25657.0485 | 3.3342e-05 | 22311.8677 | 3.1958e-05 |  | 25639.3499 | 4.1088e-05 | 16409.3002 | 3.8297e-05 | 25642.8491 | 3.3191e-05 | 21981.1532 | 3.7883e-05 |  | 25627.084 | 4.0953e-05 | 21981.1532 | 4.6874e-05 | 25561.164 | 3.3382e-05 | 21507.8196 | 3.6607e-05 |  | 25543.9115 | 4.1085e-05 | 18924.0427 | 5.2033e-05
25729.107 | 3.3302e-05 | 20865.4677 | 3.5897e-05 |  | 25710.7875 | 4.1163e-05 | 13223.908 | 1.3764e-05 | 25725.2558 | 3.3422e-05 | 22381.527 | 3.1843e-05 |  | 25707.6037 | 4.1163e-05 | 16494.4926 | 3.9099e-05 | 25711.5335 | 3.3287e-05 | 22044.6773 | 3.7668e-05 |  | 25695.8098 | 4.0996e-05 | 22044.6773 | 4.6682e-05 | 25629.4683 | 3.3469e-05 | 21571.8564 | 3.6398e-05 |  | 25612.2613 | 4.1153e-05 | 18994.8789 | 5.1871e-05
25797.1616 | 3.3373e-05 | 20928.6425 | 3.5696e-05 |  | 25778.8904 | 4.1251e-05 | 13307.2452 | 1.4414e-05 | 25793.463 | 3.3506e-05 | 22451.1863 | 3.1729e-05 |  | 25775.8575 | 4.1244e-05 | 16579.6849 | 3.9873e-05 | 25780.2178 | 3.3386e-05 | 22108.2014 | 3.7448e-05 |  | 25764.5356 | 4.1038e-05 | 22108.2014 | 4.6482e-05 | 25697.7726 | 3.356e-05 | 21635.8932 | 3.6184e-05 |  | 25680.611 | 4.1225e-05 | 19065.7151 | 5.1696e-05
25865.2162 | 3.3449e-05 | 20991.8172 | 3.5492e-05 |  | 25846.9933 | 4.1346e-05 | 13390.5824 | 1.5088e-05 | 25861.6703 | 3.3594e-05 | 22520.8456 | 3.1616e-05 |  | 25844.1114 | 4.1331e-05 | 16664.8773 | 4.0618e-05 | 25848.9022 | 3.3489e-05 | 22171.7254 | 3.7223e-05 |  | 25833.2614 | 4.108e-05 | 22171.7254 | 4.6274e-05 | 25766.0769 | 3.3654e-05 | 21699.9299 | 3.5966e-05 |  | 25748.9607 | 4.1302e-05 | 19136.5513 | 5.151e-05
25933.2708 | 3.3528e-05 | 21054.992 | 3.5285e-05 |  | 25915.0963 | 4.1449e-05 | 13473.9196 | 1.5786e-05 | 25929.8775 | 3.3685e-05 | 22590.5049 | 3.1504e-05 |  | 25912.3652 | 4.1425e-05 | 16750.0697 | 4.1326e-05 | 25917.5865 | 3.3594e-05 | 22235.2495 | 3.6993e-05 |  | 25901.9873 | 4.1121e-05 | 22235.2495 | 4.6058e-05 | 25834.3812 | 3.3751e-05 | 21763.9667 | 3.5742e-05 |  | 25817.3104 | 4.1385e-05 | 19207.3875 | 5.1315e-05
26001.3254 | 3.3611e-05 | 21118.1667 | 3.5075e-05 |  | 25983.1992 | 4.1558e-05 | 13557.2568 | 1.6512e-05 | 25998.0847 | 3.3779e-05 | 22660.1642 | 3.1392e-05 |  | 25980.619 | 4.1525e-05 | 16835.262 | 4.1996e-05 | 25986.2708 | 3.3701e-05 | 22298.7736 | 3.6756e-05 |  | 25970.7131 | 4.1162e-05 | 22298.7736 | 4.5832e-05 | 25902.6855 | 3.385e-05 | 21828.0035 | 3.5514e-05 |  | 25885.6601 | 4.1473e-05 | 19278.2237 | 5.1112e-05
26069.38 | 3.3696e-05 | 21181.3415 | 3.4863e-05 |  | 26051.3022 | 4.1674e-05 | 13640.5939 | 1.7262e-05 | 26066.292 | 3.3875e-05 | 22729.8235 | 3.1282e-05 |  | 26048.8728 | 4.163e-05 | 16920.4544 | 4.263e-05 | 26054.9552 | 3.3809e-05 | 22362.2977 | 3.6512e-05 |  | 26039.4389 | 4.1202e-05 | 22362.2977 | 4.5598e-05 | 25970.9898 | 3.3951e-05 | 21892.0403 | 3.5281e-05 |  | 25954.0098 | 4.1565e-05 | 19349.0599 | 5.0902e-05
26137.4346 | 3.3783e-05 | 21244.5162 | 3.4649e-05 |  | 26119.4051 | 4.1795e-05 | 13723.9311 | 1.8036e-05 | 26134.4992 | 3.3972e-05 | 22799.4828 | 3.1172e-05 |  | 26117.1266 | 4.174e-05 | 17005.6468 | 4.3226e-05 | 26123.6395 | 3.3917e-05 | 22425.8217 | 3.6263e-05 |  | 26108.1648 | 4.1243e-05 | 22425.8217 | 4.5355e-05 | 26039.2941 | 3.4052e-05 | 21956.0771 | 3.5044e-05 |  | 26022.3595 | 4.1662e-05 | 19419.8961 | 5.0688e-05
26205.4892 | 3.3871e-05 | 21307.691 | 3.4433e-05 |  | 26187.508 | 4.1921e-05 | 13807.2683 | 1.8833e-05 | 26202.7065 | 3.407e-05 | 22869.1421 | 3.1062e-05 |  | 26185.3804 | 4.1856e-05 | 17090.8391 | 4.3784e-05 | 26192.3239 | 3.4026e-05 | 22489.3458 | 3.6009e-05 |  | 26176.8906 | 4.1284e-05 | 22489.3458 | 4.5104e-05 | 26107.5984 | 3.4155e-05 | 22020.1139 | 3.4803e-05 |  | 26090.7092 | 4.1764e-05 | 19490.7323 | 5.0472e-05
26273.5438 | 3.396e-05 | 21370.8658 | 3.4215e-05 |  | 26255.611 | 4.2053e-05 | 13890.6055 | 1.9654e-05 | 26270.9137 | 3.4169e-05 | 22938.8014 | 3.0952e-05 |  | 26253.6342 | 4.1976e-05 | 17176.0315 | 4.4301e-05 | 26261.0082 | 3.4135e-05 | 22552.8699 | 3.5748e-05 |  | 26245.6164 | 4.1325e-05 | 22552.8699 | 4.4844e-05 | 26175.9027 | 3.4257e-05 | 22084.1507 | 3.4558e-05 |  | 26159.0589 | 4.187e-05 | 19561.5685 | 5.0255e-05
26341.5984 | 3.405e-05 | 21434.0405 | 3.3996e-05 |  | 26323.7139 | 4.219e-05 | 13973.9427 | 2.0499e-05 | 26339.1209 | 3.4267e-05 | 23008.4607 | 3.0843e-05 |  | 26321.8881 | 4.2102e-05 | 17261.2239 | 4.4775e-05 | 26329.6926 | 3.4243e-05 | 22616.3939 | 3.5482e-05 |  | 26314.3423 | 4.1368e-05 | 22616.3939 | 4.4574e-05 | 26244.207 | 3.4359e-05 | 22148.1875 | 3.4309e-05 |  | 26227.4086 | 4.1982e-05 | 19632.4047 | 5.0037e-05
26409.653 | 3.414e-05 | 21497.2153 | 3.3776e-05 |  | 26391.8168 | 4.2333e-05 | 14057.2798 | 2.1368e-05 | 26407.3282 | 3.4366e-05 | 23078.12 | 3.0733e-05 |  | 26390.1419 | 4.2232e-05 | 17346.4162 | 4.5202e-05 | 26398.3769 | 3.435e-05 | 22679.918 | 3.5209e-05 |  | 26383.0681 | 4.1413e-05 | 22679.918 | 4.4295e-05 | 26312.5114 | 3.446e-05 | 22212.2243 | 3.4057e-05 |  | 26295.7583 | 4.2098e-05 | 19703.2409 | 4.9821e-05
26477.7076 | 3.4229e-05 | 21560.39 | 3.3555e-05 |  | 26459.9198 | 4.248e-05 | 14140.617 | 2.2264e-05 | 26475.5354 | 3.4463e-05 | 23147.7793 | 3.0623e-05 |  | 26458.3957 | 4.2368e-05 | 17431.6086 | 4.5587e-05 | 26467.0613 | 3.4457e-05 | 22743.4421 | 3.4931e-05 |  | 26451.7939 | 4.1459e-05 | 22743.4421 | 4.4009e-05 | 26380.8157 | 3.4561e-05 | 22276.2611 | 3.3803e-05 |  | 26364.108 | 4.2219e-05 | 19774.0771 | 4.9607e-05
26545.7622 | 3.4318e-05 | 21623.5648 | 3.3333e-05 |  | 26528.0227 | 4.2632e-05 | 14223.9542 | 2.3182e-05 | 26543.7427 | 3.456e-05 | 23217.4386 | 3.0512e-05 |  | 26526.6495 | 4.2508e-05 | 17516.801 | 4.5931e-05 | 26535.7456 | 3.4562e-05 | 22806.9661 | 3.4649e-05 |  | 26520.5198 | 4.1508e-05 | 22806.9661 | 4.3715e-05 | 26449.12 | 3.4661e-05 | 22340.2978 | 3.3546e-05 |  | 26432.4577 | 4.2345e-05 | 19844.9133 | 4.9396e-05
26613.8168 | 3.4407e-05 | 21686.7395 | 3.3111e-05 |  | 26596.1256 | 4.2789e-05 | 14307.2914 | 2.4123e-05 | 26611.9499 | 3.4656e-05 | 23287.0978 | 3.0401e-05 |  | 26594.9033 | 4.2653e-05 | 17601.9933 | 4.6235e-05 | 26604.4299 | 3.4667e-05 | 22870.4902 | 3.4362e-05 |  | 26589.2456 | 4.1561e-05 | 22870.4902 | 4.3414e-05 | 26517.4243 | 3.476e-05 | 22404.3346 | 3.3288e-05 |  | 26500.8074 | 4.2475e-05 | 19915.7495 | 4.9189e-05
26681.8714 | 3.4494e-05 | 21749.9143 | 3.2889e-05 |  | 26664.2286 | 4.295e-05 | 14390.6286 | 2.5084e-05 | 26680.1571 | 3.4751e-05 | 23356.7571 | 3.029e-05 |  | 26663.1571 | 4.2802e-05 | 17687.1857 | 4.6501e-05 | 26673.1143 | 3.477e-05 | 22934.0143 | 3.407e-05 |  | 26657.9714 | 4.1616e-05 | 22934.0143 | 4.3105e-05 | 26585.7286 | 3.4858e-05 | 22468.3714 | 3.3027e-05 |  | 26569.1571 | 4.2611e-05 | 19986.5857 | 4.8986e-05
26749.926 | 3.4581e-05 | 21813.089 | 3.2667e-05 |  | 26732.3315 | 4.3118e-05 | 14473.9658 | 2.6065e-05 | 26748.3644 | 3.4845e-05 | 23426.4164 | 3.0177e-05 |  | 26731.411 | 4.2958e-05 | 17772.3781 | 4.6729e-05 | 26741.7986 | 3.4872e-05 | 22997.5384 | 3.3774e-05 |  | 26726.6973 | 4.1677e-05 | 22997.5384 | 4.279e-05 | 26654.0329 | 3.4955e-05 | 22532.4082 | 3.2766e-05 |  | 26637.5068 | 4.2753e-05 | 20057.4219 | 4.8788e-05
26817.9806 | 3.4667e-05 | 21876.2638 | 3.2445e-05 |  | 26800.4344 | 4.3291e-05 | 14557.3029 | 2.7065e-05 | 26816.5716 | 3.4939e-05 | 23496.0757 | 3.0064e-05 |  | 26799.6648 | 4.3119e-05 | 17857.5705 | 4.6915e-05 | 26810.483 | 3.4974e-05 | 23061.0624 | 3.3475e-05 |  | 26795.4231 | 4.1744e-05 | 23061.0624 | 4.2469e-05 | 26722.3372 | 3.5052e-05 | 22596.445 | 3.2504e-05 |  | 26705.8566 | 4.2901e-05 | 20128.2581 | 4.8595e-05
26886.0352 | 3.4753e-05 | 21939.4386 | 3.2223e-05 |  | 26868.5374 | 4.347e-05 | 14640.6401 | 2.8085e-05 | 26884.7789 | 3.5032e-05 | 23565.735 | 2.995e-05 |  | 26867.9186 | 4.3286e-05 | 17942.7628 | 4.7065e-05 | 26879.1673 | 3.5076e-05 | 23124.5865 | 3.3173e-05 |  | 26864.1489 | 4.1815e-05 | 23124.5865 | 4.2144e-05 | 26790.6415 | 3.5148e-05 | 22660.4818 | 3.2242e-05 |  | 26774.2063 | 4.3054e-05 | 20199.0943 | 4.8408e-05
26954.0898 | 3.4838e-05 | 22002.6133 | 3.2002e-05 |  | 26936.6403 | 4.3654e-05 | 14723.9773 | 2.9121e-05 | 26952.9861 | 3.5125e-05 | 23635.3943 | 2.9836e-05 |  | 26936.1724 | 4.3458e-05 | 18027.9552 | 4.7185e-05 | 26947.8517 | 3.5177e-05 | 23188.1106 | 3.2868e-05 |  | 26932.8748 | 4.1893e-05 | 23188.1106 | 4.1814e-05 | 26858.9458 | 3.5245e-05 | 22724.5186 | 3.198e-05 |  | 26842.556 | 4.3213e-05 | 20269.9305 | 4.8227e-05
27022.1444 | 3.4923e-05 | 22065.7881 | 3.1781e-05 |  | 27004.7432 | 4.3845e-05 | 14807.3145 | 3.017e-05 | 27021.1933 | 3.5218e-05 | 23705.0536 | 2.9721e-05 |  | 27004.4262 | 4.3637e-05 | 18113.1476 | 4.7277e-05 | 27016.536 | 3.528e-05 | 23251.6346 | 3.2561e-05 |  | 27001.6006 | 4.1978e-05 | 23251.6346 | 4.1481e-05 | 26927.2501 | 3.5342e-05 | 22788.5554 | 3.1718e-05 |  | 26910.9057 | 4.3379e-05 | 20340.7667 | 4.8052e-05
27090.199 | 3.5008e-05 | 22128.9628 | 3.1562e-05 |  | 27072.8462 | 4.4042e-05 | 14890.6517 | 3.1229e-05 | 27089.4006 | 3.5311e-05 | 23774.7129 | 2.9606e-05 |  | 27072.68 | 4.3822e-05 | 18198.3399 | 4.7342e-05 | 27085.2204 | 3.5383e-05 | 23315.1587 | 3.2253e-05 |  | 27070.3264 | 4.207e-05 | 23315.1587 | 4.1145e-05 | 26995.5544 | 3.544e-05 | 22852.5922 | 3.1458e-05 |  | 26979.2554 | 4.3552e-05 | 20411.6029 | 4.7881e-05
27158.2536 | 3.5093e-05 | 22192.1376 | 3.1344e-05 |  | 27140.9491 | 4.4247e-05 | 14973.9888 | 3.2297e-05 | 27157.6078 | 3.5406e-05 | 23844.3722 | 2.9491e-05 |  | 27140.9339 | 4.4015e-05 | 18283.5323 | 4.7382e-05 | 27153.9047 | 3.5489e-05 | 23378.6828 | 3.1944e-05 |  | 27139.0523 | 4.2171e-05 | 23378.6828 | 4.0807e-05 | 27063.8587 | 3.554e-05 | 22916.629 | 3.1198e-05 |  | 27047.6051 | 4.3733e-05 | 20482.4391 | 4.7716e-05
27226.3082 | 3.518e-05 | 22255.3123 | 3.1127e-05 |  | 27209.0521 | 4.4459e-05 | 15057.326 | 3.3372e-05 | 27225.8151 | 3.5503e-05 | 23914.0315 | 2.9377e-05 |  | 27209.1877 | 4.4215e-05 | 18368.7247 | 4.74e-05 | 27222.589 | 3.5596e-05 | 23442.2068 | 3.1635e-05 |  | 27207.7781 | 4.2281e-05 | 23442.2068 | 4.0468e-05 | 27132.163 | 3.5642e-05 | 22980.6658 | 3.094e-05 |  | 27115.9548 | 4.3922e-05 | 20553.2753 | 4.7555e-05
27294.3628 | 3.5268e-05 | 22318.4871 | 3.0911e-05 |  | 27277.155 | 4.4678e-05 | 15140.6632 | 3.4449e-05 | 27294.0223 | 3.5602e-05 | 23983.6908 | 2.9263e-05 |  | 27277.4415 | 4.4423e-05 | 18453.917 | 4.7397e-05 | 27291.2734 | 3.5707e-05 | 23505.7309 | 3.1326e-05 |  | 27276.5039 | 4.24e-05 | 23505.7309 | 4.0129e-05 | 27200.4673 | 3.5747e-05 | 23044.7025 | 3.0684e-05 |  | 27184.3045 | 4.4118e-05 | 20624.1115 | 4.74e-05
27362.4174 | 3.5358e-05 | 22381.6618 | 3.0698e-05 |  | 27345.2579 | 4.4904e-05 | 15224.0004 | 3.5526e-05 | 27362.2295 | 3.5703e-05 | 24053.3501 | 2.915e-05 |  | 27345.6953 | 4.4638e-05 | 18539.1094 | 4.738e-05 | 27359.9577 | 3.5821e-05 | 23569.255 | 3.1018e-05 |  | 27345.2297 | 4.2527e-05 | 23569.255 | 3.9789e-05 | 27268.7716 | 3.5854e-05 | 23108.7393 | 3.043e-05 |  | 27252.6542 | 4.4322e-05 | 20694.9477 | 4.7249e-05
27430.472 | 3.5451e-05 | 22444.8366 | 3.0486e-05 |  | 27413.3609 | 4.5137e-05 | 15307.3376 | 3.66e-05 | 27430.4368 | 3.5808e-05 | 24123.0094 | 2.904e-05 |  | 27413.9491 | 4.486e-05 | 18624.3018 | 4.7349e-05 | 27428.6421 | 3.594e-05 | 23632.7791 | 3.0711e-05 |  | 27413.9556 | 4.2664e-05 | 23632.7791 | 3.9451e-05 | 27337.0759 | 3.5966e-05 | 23172.7761 | 3.0179e-05 |  | 27321.0039 | 4.4534e-05 | 20765.784 | 4.7101e-05
27498.5266 | 3.5547e-05 | 22508.0114 | 3.0277e-05 |  | 27481.4638 | 4.5378e-05 | 15390.6748 | 3.7667e-05 | 27498.644 | 3.5917e-05 | 24192.6687 | 2.8931e-05 |  | 27482.2029 | 4.5091e-05 | 18709.4941 | 4.7307e-05 | 27497.3264 | 3.6064e-05 | 23696.3031 | 3.0406e-05 |  | 27482.6814 | 4.2811e-05 | 23696.3031 | 3.9114e-05 | 27405.3802 | 3.6084e-05 | 23236.8129 | 2.993e-05 |  | 27389.3536 | 4.4754e-05 | 20836.6202 | 4.6956e-05
27566.5812 | 3.5647e-05 | 22571.1861 | 3.0069e-05 |  | 27549.5667 | 4.5626e-05 | 15474.0119 | 3.8725e-05 | 27566.8513 | 3.6031e-05 | 24262.328 | 2.8825e-05 |  | 27550.4568 | 4.533e-05 | 18794.6865 | 4.7255e-05 | 27566.0108 | 3.6194e-05 | 23759.8272 | 3.0103e-05 |  | 27551.4072 | 4.2969e-05 | 23759.8272 | 3.878e-05 | 27473.6845 | 3.6206e-05 | 23300.8497 | 2.9685e-05 |  | 27457.7033 | 4.4984e-05 | 20907.4564 | 4.6813e-05
27634.6358 | 3.5751e-05 | 22634.3609 | 2.9865e-05 |  | 27617.6697 | 4.5881e-05 | 15557.3491 | 3.977e-05 | 27635.0585 | 3.615e-05 | 24331.9873 | 2.8724e-05 |  | 27618.7106 | 4.5577e-05 | 18879.8789 | 4.7197e-05 | 27634.6951 | 3.6329e-05 | 23823.3513 | 2.9803e-05 |  | 27620.1331 | 4.3137e-05 | 23823.3513 | 3.8448e-05 | 27541.9888 | 3.6333e-05 | 23364.8865 | 2.9443e-05 |  | 27526.053 | 4.5222e-05 | 20978.2926 | 4.6672e-05
27702.6904 | 3.5859e-05 | 22697.5356 | 2.9664e-05 |  | 27685.7726 | 4.6141e-05 | 15640.6863 | 4.0799e-05 | 27703.2658 | 3.6274e-05 | 24401.6466 | 2.8626e-05 |  | 27686.9644 | 4.5831e-05 | 18965.0712 | 4.7131e-05 | 27703.3795 | 3.6471e-05 | 23886.8753 | 2.9506e-05 |  | 27688.8589 | 4.3314e-05 | 23886.8753 | 3.812e-05 | 27610.2932 | 3.6467e-05 | 23428.9233 | 2.9205e-05 |  | 27594.4027 | 4.5468e-05 | 21049.1288 | 4.6532e-05
27770.745 | 3.5972e-05 | 22760.7104 | 2.9467e-05 |  | 27753.8755 | 4.6407e-05 | 15724.0235 | 4.1809e-05 | 27771.473 | 3.6404e-05 | 24471.3059 | 2.8534e-05 |  | 27755.2182 | 4.6091e-05 | 19050.2636 | 4.7062e-05 | 27772.0638 | 3.6619e-05 | 23950.3994 | 2.9214e-05 |  | 27757.5847 | 4.3502e-05 | 23950.3994 | 3.7795e-05 | 27678.5975 | 3.6607e-05 | 23492.9601 | 2.8971e-05 |  | 27662.7524 | 4.5721e-05 | 21119.965 | 4.6393e-05
27838.7996 | 3.6091e-05 | 22823.8851 | 2.9274e-05 |  | 27821.9785 | 4.6677e-05 | 15807.3607 | 4.2792e-05 | 27839.6802 | 3.6541e-05 | 24540.9652 | 2.8446e-05 |  | 27823.472 | 4.6358e-05 | 19135.456 | 4.699e-05 | 27840.7481 | 3.6777e-05 | 24013.9235 | 2.8927e-05 |  | 27826.3106 | 4.3698e-05 | 24013.9235 | 3.7476e-05 | 27746.9018 | 3.6755e-05 | 23556.9969 | 2.8742e-05 |  | 27731.1022 | 4.5981e-05 | 21190.8012 | 4.6254e-05
27906.8542 | 3.6217e-05 | 22887.0599 | 2.9084e-05 |  | 27890.0814 | 4.6953e-05 | 15890.6978 | 4.375e-05 | 27907.8875 | 3.6686e-05 | 24610.6245 | 2.8367e-05 |  | 27891.7258 | 4.6631e-05 | 19220.6483 | 4.6915e-05 | 27909.4325 | 3.6941e-05 | 24077.4476 | 2.8644e-05 |  | 27895.0364 | 4.3906e-05 | 24077.4476 | 3.7162e-05 | 27815.2061 | 3.691e-05 | 23621.0337 | 2.8517e-05 |  | 27799.4519 | 4.625e-05 | 21261.6374 | 4.6115e-05
27974.9088 | 3.6348e-05 | 22950.2346 | 2.89e-05 |  | 27958.1843 | 4.7232e-05 | 15974.035 | 4.4678e-05 | 27976.0947 | 3.6837e-05 | 24680.2838 | 2.8295e-05 |  | 27959.9796 | 4.691e-05 | 19305.8407 | 4.6839e-05 | 27978.1168 | 3.7113e-05 | 24140.9716 | 2.8365e-05 |  | 27963.7622 | 4.4124e-05 | 24140.9716 | 3.6854e-05 | 27883.5104 | 3.7073e-05 | 23685.0705 | 2.8297e-05 |  | 27867.8016 | 4.6525e-05 | 21332.4736 | 4.5975e-05
28042.9634 | 3.6486e-05 | 23013.4094 | 2.8722e-05 |  | 28026.2873 | 4.7513e-05 | 16057.3722 | 4.5575e-05 | 28044.302 | 3.6995e-05 | 24749.9431 | 2.8232e-05 |  | 28028.2335 | 4.7193e-05 | 19391.0331 | 4.6761e-05 | 28046.8012 | 3.7293e-05 | 24204.4957 | 2.8094e-05 |  | 28032.4881 | 4.4351e-05 | 24204.4957 | 3.6552e-05 | 27951.8147 | 3.7242e-05 | 23749.1072 | 2.8085e-05 |  | 27936.1513 | 4.6805e-05 | 21403.3098 | 4.5834e-05
28111.018 | 3.6629e-05 | 23076.5841 | 2.855e-05 |  | 28094.3902 | 4.7796e-05 | 16140.7094 | 4.6439e-05 | 28112.5092 | 3.716e-05 | 24819.6023 | 2.8177e-05 |  | 28096.4873 | 4.748e-05 | 19476.2254 | 4.6682e-05 | 28115.4855 | 3.748e-05 | 24268.0198 | 2.7829e-05 |  | 28101.2139 | 4.4586e-05 | 24268.0198 | 3.6256e-05 | 28020.119 | 3.7419e-05 | 23813.144 | 2.7878e-05 |  | 28004.501 | 4.7091e-05 | 21474.146 | 4.5691e-05
28179.0726 | 3.6781e-05 | 23139.7589 | 2.8384e-05 |  | 28162.4932 | 4.808e-05 | 16224.0466 | 4.7266e-05 | 28180.7164 | 3.7333e-05 | 24889.2616 | 2.8132e-05 |  | 28164.7411 | 4.7769e-05 | 19561.4178 | 4.6602e-05 | 28184.1699 | 3.7675e-05 | 24331.5438 | 2.7571e-05 |  | 28169.9397 | 4.483e-05 | 24331.5438 | 3.5967e-05 | 28088.4233 | 3.7604e-05 | 23877.1808 | 2.7677e-05 |  | 28072.8507 | 4.7381e-05 | 21544.9822 | 4.5547e-05
28247.1272 | 3.6939e-05 | 23202.9337 | 2.8226e-05 |  | 28230.5961 | 4.8363e-05 | 16307.3838 | 4.805e-05 | 28248.9237 | 3.7514e-05 | 24958.9209 | 2.8099e-05 |  | 28232.9949 | 4.8061e-05 | 19646.6102 | 4.6522e-05 | 28252.8542 | 3.7878e-05 | 24395.0679 | 2.7319e-05 |  | 28238.6656 | 4.5081e-05 | 24395.0679 | 3.5688e-05 | 28156.7276 | 3.7796e-05 | 23941.2176 | 2.7483e-05 |  | 28141.2004 | 4.7674e-05 | 21615.8184 | 4.5402e-05
28315.1818 | 3.7105e-05 | 23266.1084 | 2.8074e-05 |  | 28298.699 | 4.8646e-05 | 16390.7209 | 4.8788e-05 | 28317.1309 | 3.7701e-05 | 25028.5802 | 2.8078e-05 |  | 28301.2487 | 4.8354e-05 | 19731.8025 | 4.644e-05 | 28321.5386 | 3.8088e-05 | 24458.592 | 2.7075e-05 |  | 28307.3914 | 4.5342e-05 | 24458.592 | 3.5416e-05 | 28225.0319 | 3.7995e-05 | 24005.2544 | 2.7296e-05 |  | 28209.5501 | 4.7971e-05 | 21686.6546 | 4.5255e-05
28383.2364 | 3.7277e-05 | 23329.2832 | 2.7934e-05 |  | 28366.802 | 4.8927e-05 | 16474.0581 | 4.9483e-05 | 28385.3382 | 3.7896e-05 | 25098.2395 | 2.807e-05 |  | 28369.5025 | 4.8648e-05 | 19816.9949 | 4.6358e-05 | 28390.2229 | 3.8303e-05 | 24522.116 | 2.684e-05 |  | 28376.1172 | 4.5609e-05 | 24522.116 | 3.5152e-05 | 28293.3362 | 3.8201e-05 | 24069.2912 | 2.7119e-05 |  | 28277.8998 | 4.827e-05 | 21757.4908 | 4.5108e-05
28451.291 | 3.7455e-05 | 23392.4579 | 2.7802e-05 |  | 28434.9049 | 4.9206e-05 | 16557.3953 | 5.0134e-05 | 28453.5454 | 3.8096e-05 | 25167.8988 | 2.8075e-05 |  | 28437.7564 | 4.8941e-05 | 19902.1873 | 4.6275e-05 | 28458.9072 | 3.8524e-05 | 24585.6401 | 2.6615e-05 |  | 28444.8431 | 4.5883e-05 | 24585.6401 | 3.4898e-05 | 28361.6405 | 3.8411e-05 | 24133.328 | 2.695e-05 |  | 28346.2495 | 4.8569e-05 | 21828.327 | 4.4958e-05
28519.3456 | 3.7639e-05 | 23455.6327 | 2.7679e-05 |  | 28503.0078 | 4.9481e-05 | 16640.7325 | 5.0738e-05 | 28521.7526 | 3.8302e-05 | 25237.5581 | 2.8092e-05 |  | 28506.0102 | 4.9233e-05 | 19987.3796 | 4.619e-05 | 28527.5916 | 3.8751e-05 | 24649.1642 | 2.6398e-05 |  | 28513.5689 | 4.6162e-05 | 24649.1642 | 3.4652e-05 | 28429.9448 | 3.8628e-05 | 24197.3648 | 2.679e-05 |  | 28414.5992 | 4.8869e-05 | 21899.1632 | 4.4808e-05
28587.4002 | 3.783e-05 | 23518.8074 | 2.7567e-05 |  | 28571.1108 | 4.9754e-05 | 16724.0697 | 5.1296e-05 | 28589.9599 | 3.8514e-05 | 25307.2174 | 2.8125e-05 |  | 28574.264 | 4.9524e-05 | 20072.572 | 4.6104e-05 | 28596.2759 | 3.8982e-05 | 24712.6883 | 2.6191e-05 |  | 28582.2947 | 4.6447e-05 | 24712.6883 | 3.4418e-05 | 28498.2491 | 3.8849e-05 | 24261.4016 | 2.6639e-05 |  | 28482.9489 | 4.9168e-05 | 21969.9994 | 4.4658e-05
28655.4548 | 3.8027e-05 | 23581.9822 | 2.7466e-05 |  | 28639.2137 | 5.0022e-05 | 16807.4068 | 5.1806e-05 | 28658.1671 | 3.873e-05 | 25376.8767 | 2.8175e-05 |  | 28642.5178 | 4.9811e-05 | 20157.7644 | 4.6017e-05 | 28664.9603 | 3.9216e-05 | 24776.2123 | 2.5993e-05 |  | 28651.0205 | 4.6736e-05 | 24776.2123 | 3.4195e-05 | 28566.5534 | 3.9074e-05 | 24325.4384 | 2.6498e-05 |  | 28551.2986 | 4.9466e-05 | 22040.8356 | 4.4507e-05
28723.5094 | 3.8228e-05 | 23645.1569 | 2.738e-05 |  | 28707.3166 | 5.0284e-05 | 16890.744 | 5.2261e-05 | 28726.3744 | 3.8951e-05 | 25446.536 | 2.8239e-05 |  | 28710.7716 | 5.0095e-05 | 20242.9568 | 4.5929e-05 | 28733.6446 | 3.9452e-05 | 24839.7364 | 2.5806e-05 |  | 28719.7464 | 4.703e-05 | 24839.7364 | 3.3983e-05 | 28634.8577 | 3.9302e-05 | 24389.4751 | 2.6371e-05 |  | 28619.6483 | 4.976e-05 | 22111.6718 | 4.4357e-05
28791.564 | 3.8434e-05 | 23708.3317 | 2.7306e-05 |  | 28775.4196 | 5.0542e-05 | 16974.0812 | 5.2666e-05 | 28794.5816 | 3.9174e-05 | 25516.1953 | 2.8319e-05 |  | 28779.0254 | 5.0375e-05 | 20328.1491 | 4.5839e-05 | 28802.329 | 3.9689e-05 | 24903.2605 | 2.5632e-05 |  | 28788.4722 | 4.7327e-05 | 24903.2605 | 3.3782e-05 | 28703.162 | 3.9531e-05 | 24453.5119 | 2.6255e-05 |  | 28687.998 | 5.0052e-05 | 22182.508 | 4.4207e-05
28859.6186 | 3.8643e-05 | 23771.5065 | 2.7245e-05 |  | 28843.5225 | 5.0794e-05 | 17057.4184 | 5.3024e-05 | 28862.7888 | 3.9399e-05 | 25585.8546 | 2.8413e-05 |  | 28847.2793 | 5.065e-05 | 20413.3415 | 4.5749e-05 | 28871.0133 | 3.9926e-05 | 24966.7845 | 2.5469e-05 |  | 28857.198 | 4.7626e-05 | 24966.7845 | 3.3592e-05 | 28771.4663 | 3.9761e-05 | 24517.5487 | 2.615e-05 |  | 28756.3477 | 5.034e-05 | 22253.3442 | 4.4057e-05
28927.6732 | 3.8856e-05 | 23834.6812 | 2.7197e-05 |  | 28911.6254 | 5.1041e-05 | 17140.7556 | 5.3336e-05 | 28930.9961 | 3.9625e-05 | 25655.5139 | 2.8524e-05 |  | 28915.5331 | 5.0921e-05 | 20498.5339 | 4.5658e-05 | 28939.6977 | 4.0161e-05 | 25030.3086 | 2.5317e-05 |  | 28925.9239 | 4.7926e-05 | 25030.3086 | 3.3415e-05 | 28839.7706 | 3.9991e-05 | 24581.5855 | 2.6058e-05 |  | 28824.6975 | 5.0624e-05 | 22324.1804 | 4.391e-05
28995.7278 | 3.9071e-05 | 23897.856 | 2.7163e-05 |  | 28979.7284 | 5.1283e-05 | 17224.0928 | 5.3603e-05 | 28999.2033 | 3.9851e-05 | 25725.1732 | 2.8652e-05 |  | 28983.7869 | 5.1187e-05 | 20583.7262 | 4.5566e-05 | 29008.382 | 4.0394e-05 | 25093.8327 | 2.5177e-05 |  | 28994.6497 | 4.8228e-05 | 25093.8327 | 3.3253e-05 | 28908.075 | 4.0219e-05 | 24645.6223 | 2.5978e-05 |  | 28893.0472 | 5.0903e-05 | 22395.0166 | 4.3763e-05
29063.7824 | 3.9286e-05 | 23961.0307 | 2.7148e-05 |  | 29047.8313 | 5.1518e-05 | 17307.4299 | 5.3827e-05 | 29067.4106 | 4.0075e-05 | 25794.8325 | 2.8796e-05 |  | 29052.0407 | 5.1447e-05 | 20668.9186 | 4.5474e-05 | 29077.0663 | 4.0623e-05 | 25157.3568 | 2.5051e-05 |  | 29063.3755 | 4.8529e-05 | 25157.3568 | 3.3103e-05 | 28976.3793 | 4.0445e-05 | 24709.6591 | 2.5915e-05 |  | 28961.3969 | 5.1177e-05 | 22465.8528 | 4.3619e-05
29131.837 | 3.9502e-05 | 24024.2055 | 2.7149e-05 |  | 29115.9342 | 5.1746e-05 | 17390.7671 | 5.4008e-05 | 29135.6178 | 4.0298e-05 | 25864.4918 | 2.8953e-05 |  | 29120.2945 | 5.1699e-05 | 20754.111 | 4.5383e-05 | 29145.7507 | 4.0847e-05 | 25220.8808 | 2.494e-05 |  | 29132.1014 | 4.8829e-05 | 25220.8808 | 3.2966e-05 | 29044.6836 | 4.0666e-05 | 24773.6959 | 2.5866e-05 |  | 29029.7466 | 5.1444e-05 | 22536.689 | 4.3477e-05
29199.8916 | 3.9717e-05 | 24087.3802 | 2.7164e-05 |  | 29184.0372 | 5.1968e-05 | 17474.1043 | 5.4142e-05 | 29203.825 | 4.0517e-05 | 25934.1511 | 2.9125e-05 |  | 29188.5483 | 5.1946e-05 | 20839.3033 | 4.5293e-05 | 29214.435 | 4.1065e-05 | 25284.4049 | 2.4841e-05 |  | 29200.8272 | 4.9127e-05 | 25284.4049 | 3.2843e-05 | 29112.9879 | 4.0882e-05 | 24837.7327 | 2.5831e-05 |  | 29098.0963 | 5.1704e-05 | 22607.5252 | 4.3337e-05
29267.9462 | 3.9931e-05 | 24150.555 | 2.7196e-05 |  | 29252.1401 | 5.2185e-05 | 17557.4415 | 5.4239e-05 | 29272.0323 | 4.0731e-05 | 26003.8104 | 2.931e-05 |  | 29256.8022 | 5.2186e-05 | 20924.4957 | 4.5204e-05 | 29283.1194 | 4.1275e-05 | 25347.929 | 2.4755e-05 |  | 29269.553 | 4.9422e-05 | 25347.929 | 3.2733e-05 | 29181.2922 | 4.1093e-05 | 24901.7695 | 2.581e-05 |  | 29166.446 | 5.1958e-05 | 22678.3614 | 4.3199e-05
29336.0008 | 4.0141e-05 | 24213.7297 | 2.7243e-05 |  | 29320.2431 | 5.2394e-05 | 17640.7787 | 5.43e-05 | 29340.2395 | 4.0938e-05 | 26073.4697 | 2.9511e-05 |  | 29325.056 | 5.2419e-05 | 21009.6881 | 4.5116e-05 | 29351.8037 | 4.1474e-05 | 25411.453 | 2.4683e-05 |  | 29338.2789 | 4.9714e-05 | 25411.453 | 3.264e-05 | 29249.5965 | 4.1293e-05 | 24965.8063 | 2.5804e-05 |  | 29234.7957 | 5.2204e-05 | 22749.1977 | 4.3065e-05
29404.0554 | 4.0346e-05 | 24276.9045 | 2.7313e-05 |  | 29388.346 | 5.2597e-05 | 17724.1159 | 5.4329e-05 | 29408.4468 | 4.1138e-05 | 26143.129 | 2.9724e-05 |  | 29393.3098 | 5.2645e-05 | 21094.8804 | 4.5032e-05 | 29420.4881 | 4.1663e-05 | 25474.9771 | 2.4627e-05 |  | 29407.0047 | 5.0001e-05 | 25474.9771 | 3.2561e-05 | 29317.9008 | 4.1485e-05 | 25029.8431 | 2.5819e-05 |  | 29303.1454 | 5.2443e-05 | 22820.0339 | 4.2933e-05
29472.11 | 4.0546e-05 | 24340.0793 | 2.7399e-05 |  | 29456.4489 | 5.2792e-05 | 17807.453 | 5.4328e-05 | 29476.654 | 4.1329e-05 | 26212.7883 | 2.9946e-05 |  | 29461.5636 | 5.2863e-05 | 21180.0728 | 4.4951e-05 | 29489.1724 | 4.1841e-05 | 25538.5012 | 2.4587e-05 |  | 29475.7305 | 5.0283e-05 | 25538.5012 | 3.2496e-05 | 29386.2051 | 4.1667e-05 | 25093.8798 | 2.5848e-05 |  | 29371.4951 | 5.2674e-05 | 22890.8701 | 4.2804e-05
29540.1646 | 4.074e-05 | 24403.254 | 2.7501e-05 |  | 29524.5519 | 5.2979e-05 | 17890.7902 | 5.4299e-05 | 29544.8613 | 4.1512e-05 | 26282.4476 | 3.0179e-05 |  | 29529.8174 | 5.3071e-05 | 21265.2652 | 4.4874e-05 | 29557.8568 | 4.2007e-05 | 25602.0252 | 2.4561e-05 |  | 29544.4564 | 5.0558e-05 | 25602.0252 | 3.2444e-05 | 29454.5094 | 4.1838e-05 | 25157.9166 | 2.5893e-05 |  | 29439.8448 | 5.2895e-05 | 22961.7063 | 4.2678e-05
29608.2192 | 4.0927e-05 | 24466.4288 | 2.762e-05 |  | 29592.6548 | 5.3158e-05 | 17974.1274 | 5.4243e-05 | 29613.0685 | 4.1684e-05 | 26352.1068 | 3.042e-05 |  | 29598.0712 | 5.3271e-05 | 21350.4575 | 4.4801e-05 | 29626.5411 | 4.2161e-05 | 25665.5493 | 2.4549e-05 |  | 29613.1822 | 5.0827e-05 | 25665.5493 | 3.2407e-05 | 29522.8137 | 4.1997e-05 | 25221.9534 | 2.5954e-05 |  | 29508.1945 | 5.3107e-05 | 23032.5425 | 4.2553e-05
29676.2738 | 4.1105e-05 | 24529.6035 | 2.7756e-05 |  | 29660.7577 | 5.3329e-05 | 18057.4646 | 5.4162e-05 | 29681.2757 | 4.1843e-05 | 26421.7661 | 3.0669e-05 |  | 29666.325 | 5.3462e-05 | 21435.6499 | 4.4732e-05 | 29695.2254 | 4.2298e-05 | 25729.0734 | 2.4551e-05 |  | 29681.908 | 5.1088e-05 | 25729.0734 | 3.2384e-05 | 29591.118 | 4.2142e-05 | 25285.9902 | 2.6031e-05 |  | 29576.5442 | 5.331e-05 | 23103.3787 | 4.2432e-05
29744.3284 | 4.1272e-05 | 24592.7783 | 2.7913e-05 |  | 29728.8607 | 5.3491e-05 | 18140.8018 | 5.4062e-05 | 29749.483 | 4.1988e-05 | 26491.4254 | 3.0924e-05 |  | 29734.5789 | 5.3644e-05 | 21520.8423 | 4.4669e-05 | 29763.9098 | 4.2418e-05 | 25792.5975 | 2.457e-05 |  | 29750.6339 | 5.1342e-05 | 25792.5975 | 3.2377e-05 | 29659.4223 | 4.2271e-05 | 25350.027 | 2.6129e-05 |  | 29644.8939 | 5.3503e-05 | 23174.2149 | 4.2313e-05
29812.383 | 4.1429e-05 | 24655.953 | 2.8087e-05 |  | 29796.9636 | 5.3644e-05 | 18224.1389 | 5.3945e-05 | 29817.6902 | 4.212e-05 | 26561.0847 | 3.1183e-05 |  | 29802.8327 | 5.3816e-05 | 21606.0346 | 4.4612e-05 | 29832.5941 | 4.2524e-05 | 25856.1215 | 2.4605e-05 |  | 29819.3597 | 5.1588e-05 | 25856.1215 | 3.2383e-05 | 29727.7266 | 4.2386e-05 | 25414.0638 | 2.6242e-05 |  | 29713.2436 | 5.3687e-05 | 23245.0511 | 4.2196e-05
29880.4376 | 4.1574e-05 | 24719.1278 | 2.8277e-05 |  | 29865.0665 | 5.3784e-05 | 18307.4761 | 5.3813e-05 | 29885.8975 | 4.2239e-05 | 26630.744 | 3.1445e-05 |  | 29871.0865 | 5.3974e-05 | 21691.227 | 4.4562e-05 | 29901.2785 | 4.2614e-05 | 25919.6456 | 2.4655e-05 |  | 29888.0855 | 5.1823e-05 | 25919.6456 | 3.2402e-05 | 29796.0309 | 4.2486e-05 | 25478.1006 | 2.6371e-05 |  | 29781.5933 | 5.3857e-05 | 23315.8873 | 4.2081e-05
29948.4922 | 4.1707e-05 | 24782.3025 | 2.8482e-05 |  | 29933.1695 | 5.3913e-05 | 18390.8133 | 5.3669e-05 | 29954.1047 | 4.2343e-05 | 26700.4033 | 3.1708e-05 |  | 29939.3403 | 5.4121e-05 | 21776.4194 | 4.4519e-05 | 29969.9628 | 4.2687e-05 | 25983.1697 | 2.4719e-05 |  | 29956.8114 | 5.2049e-05 | 25983.1697 | 3.2433e-05 | 29864.3352 | 4.2571e-05 | 25542.1374 | 2.6516e-05 |  | 29849.9431 | 5.4016e-05 | 23386.7235 | 4.1968e-05
30016.5468 | 4.1828e-05 | 24845.4773 | 2.8702e-05 |  | 30001.2724 | 5.4031e-05 | 18474.1505 | 5.3516e-05 | 30022.3119 | 4.2432e-05 | 26770.0626 | 3.1971e-05 |  | 30007.5941 | 5.4256e-05 | 21861.6117 | 4.4481e-05 | 30038.6472 | 4.2745e-05 | 26046.6937 | 2.4797e-05 |  | 30025.5372 | 5.2266e-05 | 26046.6937 | 3.2477e-05 | 29932.6395 | 4.264e-05 | 25606.1742 | 2.6677e-05 |  | 29918.2928 | 5.4163e-05 | 23457.5597 | 4.1857e-05
30084.6014 | 4.1933e-05 | 24908.6521 | 2.8941e-05 |  | 30069.3753 | 5.4136e-05 | 18557.4877 | 5.3353e-05 | 30090.5192 | 4.2502e-05 | 26839.7219 | 3.2233e-05 |  | 30075.8479 | 5.4378e-05 | 21946.8041 | 4.4451e-05 | 30107.3315 | 4.2782e-05 | 26110.2178 | 2.4891e-05 |  | 30094.263 | 5.2472e-05 | 26110.2178 | 3.2535e-05 | 30000.9438 | 4.2689e-05 | 25670.211 | 2.6857e-05 |  | 29986.6425 | 5.4297e-05 | 23528.3959 | 4.1747e-05
30152.656 | 4.2023e-05 | 24971.8268 | 2.9194e-05 |  | 30137.4783 | 5.4228e-05 | 18640.8249 | 5.3186e-05 | 30158.7264 | 4.2557e-05 | 26909.3812 | 3.2491e-05 |  | 30144.1018 | 5.4486e-05 | 22031.9965 | 4.4426e-05 | 30176.0159 | 4.2802e-05 | 26173.7419 | 2.5002e-05 |  | 30162.9888 | 5.2669e-05 | 26173.7419 | 3.2604e-05 | 30069.2481 | 4.2723e-05 | 25734.2477 | 2.7052e-05 |  | 30054.9922 | 5.4419e-05 | 23599.2321 | 4.1639e-05
30220.7106 | 4.2099e-05 | 25035.0016 | 2.9461e-05 |  | 30205.5812 | 5.4307e-05 | 18724.162 | 5.3015e-05 | 30226.9337 | 4.2596e-05 | 26979.0405 | 3.2744e-05 |  | 30212.3556 | 5.458e-05 | 22117.1888 | 4.4407e-05 | 30244.7002 | 4.2807e-05 | 26237.2659 | 2.5126e-05 |  | 30231.7147 | 5.2855e-05 | 26237.2659 | 3.2684e-05 | 30137.5524 | 4.2741e-05 | 25798.2845 | 2.7262e-05 |  | 30123.3419 | 5.4526e-05 | 23670.0683 | 4.1533e-05
30288.7652 | 4.216e-05 | 25098.1763 | 2.9739e-05 |  | 30273.6841 | 5.4367e-05 | 18807.4992 | 5.2842e-05 | 30295.1409 | 4.262e-05 | 27048.6998 | 3.2993e-05 |  | 30280.6094 | 5.4656e-05 | 22202.3812 | 4.4395e-05 | 30313.3845 | 4.2797e-05 | 26300.79 | 2.5263e-05 |  | 30300.4405 | 5.3028e-05 | 26300.79 | 3.2774e-05 | 30205.8568 | 4.2743e-05 | 25862.3213 | 2.7486e-05 |  | 30191.6916 | 5.4616e-05 | 23740.9045 | 4.1428e-05
30356.8198 | 4.2208e-05 | 25161.3511 | 3.0029e-05 |  | 30341.7871 | 5.4412e-05 | 18890.8364 | 5.267e-05 | 30363.3481 | 4.2628e-05 | 27118.3591 | 3.3233e-05 |  | 30348.8632 | 5.4716e-05 | 22287.5736 | 4.4388e-05 | 30382.0689 | 4.2771e-05 | 26364.3141 | 2.5414e-05 |  | 30369.1663 | 5.319e-05 | 26364.3141 | 3.2873e-05 | 30274.1611 | 4.2731e-05 | 25926.3581 | 2.7724e-05 |  | 30260.0413 | 5.469e-05 | 23811.7407 | 4.1324e-05
30424.8744 | 4.2238e-05 | 25224.5258 | 3.0333e-05 |  | 30409.89 | 5.4442e-05 | 18974.1736 | 5.25e-05 | 30431.5554 | 4.262e-05 | 27188.0184 | 3.3465e-05 |  | 30417.117 | 5.4761e-05 | 22372.7659 | 4.4385e-05 | 30450.7532 | 4.2728e-05 | 26427.8382 | 2.558e-05 |  | 30437.8922 | 5.3341e-05 | 26427.8382 | 3.2983e-05 | 30342.4654 | 4.2701e-05 | 25990.3949 | 2.7978e-05 |  | 30328.391 | 5.475e-05 | 23882.5769 | 4.1222e-05
30492.929 | 4.2253e-05 | 25287.7006 | 3.0647e-05 |  | 30477.993 | 5.4455e-05 | 19057.5108 | 5.2332e-05 | 30499.7626 | 4.2595e-05 | 27257.6777 | 3.3688e-05 |  | 30485.3708 | 5.4788e-05 | 22457.9583 | 4.4385e-05 | 30519.4376 | 4.267e-05 | 26491.3622 | 2.5761e-05 |  | 30506.618 | 5.348e-05 | 26491.3622 | 3.3104e-05 | 30410.7697 | 4.2656e-05 | 26054.4317 | 2.8245e-05 |  | 30396.7407 | 5.4793e-05 | 23953.4131 | 4.1121e-05
30560.9836 | 4.2252e-05 | 25350.8753 | 3.0969e-05 |  | 30546.0959 | 5.4453e-05 | 19140.8479 | 5.2168e-05 | 30567.9699 | 4.2556e-05 | 27327.337 | 3.3901e-05 |  | 30553.6247 | 5.4799e-05 | 22543.1507 | 4.4388e-05 | 30588.1219 | 4.2599e-05 | 26554.8863 | 2.5955e-05 |  | 30575.3438 | 5.3608e-05 | 26554.8863 | 3.3232e-05 | 30479.074 | 4.2597e-05 | 26118.4685 | 2.8525e-05 |  | 30465.0904 | 5.482e-05 | 24024.2493 | 4.1024e-05
30629.0382 | 4.2238e-05 | 25414.0501 | 3.1299e-05 |  | 30614.1988 | 5.4431e-05 | 19224.1851 | 5.201e-05 | 30636.1771 | 4.2504e-05 | 27396.9963 | 3.4105e-05 |  | 30621.8785 | 5.4792e-05 | 22628.3431 | 4.4391e-05 | 30656.8063 | 4.2515e-05 | 26618.4104 | 2.6161e-05 |  | 30644.0697 | 5.3723e-05 | 26618.4104 | 3.3369e-05 | 30547.3783 | 4.2526e-05 | 26182.5053 | 2.8815e-05 |  | 30533.4401 | 5.4829e-05 | 24095.0855 | 4.0928e-05
30697.0928 | 4.2211e-05 | 25477.2249 | 3.1636e-05 |  | 30682.3018 | 5.4391e-05 | 19307.5223 | 5.1857e-05 | 30704.3843 | 4.2439e-05 | 27466.6556 | 3.4295e-05 |  | 30690.1323 | 5.4764e-05 | 22713.5354 | 4.4395e-05 | 30725.4906 | 4.242e-05 | 26681.9344 | 2.6379e-05 |  | 30712.7955 | 5.3823e-05 | 26681.9344 | 3.3513e-05 | 30615.6826 | 4.2443e-05 | 26246.5421 | 2.9117e-05 |  | 30601.7898 | 5.4818e-05 | 24165.9217 | 4.0836e-05
30765.1474 | 4.217e-05 | 25540.3996 | 3.198e-05 |  | 30750.4047 | 5.4333e-05 | 19390.8595 | 5.1709e-05 | 30772.5916 | 4.2362e-05 | 27536.3149 | 3.4473e-05 |  | 30758.3861 | 5.4718e-05 | 22798.7278 | 4.4397e-05 | 30794.175 | 4.2315e-05 | 26745.4585 | 2.6611e-05 |  | 30781.5213 | 5.3911e-05 | 26745.4585 | 3.3665e-05 | 30683.9869 | 4.2349e-05 | 26310.5789 | 2.9431e-05 |  | 30670.1395 | 5.479e-05 | 24236.7579 | 4.0747e-05
30833.202 | 4.2114e-05 | 25603.5744 | 3.2328e-05 |  | 30818.5076 | 5.4259e-05 | 19474.1967 | 5.1567e-05 | 30840.7988 | 4.227e-05 | 27605.9742 | 3.464e-05 |  | 30826.6399 | 5.4656e-05 | 22883.9202 | 4.4396e-05 | 30862.8593 | 4.2197e-05 | 26808.9826 | 2.6856e-05 |  | 30850.2472 | 5.3986e-05 | 26808.9826 | 3.3826e-05 | 30752.2912 | 4.2242e-05 | 26374.6157 | 2.9754e-05 |  | 30738.4892 | 5.4745e-05 | 24307.5941 | 4.0661e-05
30901.2566 | 4.2045e-05 | 25666.7491 | 3.2679e-05 |  | 30886.6106 | 5.4168e-05 | 19557.5339 | 5.143e-05 | 30909.0061 | 4.2169e-05 | 27675.6335 | 3.4795e-05 |  | 30894.8937 | 5.4576e-05 | 22969.1125 | 4.4391e-05 | 30931.5436 | 4.207e-05 | 26872.5067 | 2.7112e-05 |  | 30918.973 | 5.4049e-05 | 26872.5067 | 3.3994e-05 | 30820.5955 | 4.2125e-05 | 26438.6524 | 3.0086e-05 |  | 30806.8389 | 5.4684e-05 | 24378.4303 | 4.058e-05
30969.3112 | 4.1966e-05 | 25729.9239 | 3.3032e-05 |  | 30954.7135 | 5.4061e-05 | 19640.871 | 5.13e-05 | 30977.2133 | 4.2058e-05 | 27745.2928 | 3.4938e-05 |  | 30963.1476 | 5.448e-05 | 23054.3049 | 4.438e-05 | 31000.228 | 4.1936e-05 | 26936.0307 | 2.738e-05 |  | 30987.6988 | 5.4098e-05 | 26936.0307 | 3.4169e-05 | 30888.8998 | 4.2e-05 | 26502.6892 | 3.0425e-05 |  | 30875.1886 | 5.4605e-05 | 24449.2665 | 4.0505e-05
31037.3658 | 4.1876e-05 | 25793.0986 | 3.3386e-05 |  | 31022.8164 | 5.3937e-05 | 19724.2082 | 5.1174e-05 | 31045.4205 | 4.1938e-05 | 27814.9521 | 3.5068e-05 |  | 31031.4014 | 5.4365e-05 | 23139.4973 | 4.4363e-05 | 31068.9123 | 4.1795e-05 | 26999.5548 | 2.7658e-05 |  | 31056.4247 | 5.4132e-05 | 26999.5548 | 3.435e-05 | 30957.2041 | 4.1868e-05 | 26566.726 | 3.0771e-05 |  | 30943.5384 | 5.4507e-05 | 24520.1027 | 4.0435e-05
31105.4204 | 4.1776e-05 | 25856.2734 | 3.374e-05 |  | 31090.9194 | 5.3796e-05 | 19807.5454 | 5.1052e-05 | 31113.6278 | 4.1811e-05 | 27884.6114 | 3.5185e-05 |  | 31099.6552 | 5.4232e-05 | 23224.6896 | 4.4339e-05 | 31137.5967 | 4.1648e-05 | 27063.0789 | 2.7948e-05 |  | 31125.1505 | 5.415e-05 | 27063.0789 | 3.4539e-05 | 31025.5084 | 4.1729e-05 | 26630.7628 | 3.1124e-05 |  | 31011.8881 | 5.4392e-05 | 24590.9389 | 4.0371e-05
31173.475 | 4.1667e-05 | 25919.4481 | 3.4093e-05 |  | 31159.0223 | 5.3642e-05 | 19890.8826 | 5.0934e-05 | 31181.835 | 4.1675e-05 | 27954.2706 | 3.5291e-05 |  | 31167.909 | 5.4085e-05 | 23309.882 | 4.4304e-05 | 31206.281 | 4.1495e-05 | 27126.6029 | 2.825e-05 |  | 31193.8763 | 5.4155e-05 | 27126.6029 | 3.4735e-05 | 31093.8127 | 4.1583e-05 | 26694.7996 | 3.1483e-05 |  | 31080.2378 | 5.426e-05 | 24661.7751 | 4.0314e-05
31241.5295 | 4.1547e-05 | 25982.6229 | 3.4443e-05 |  | 31227.1252 | 5.3474e-05 | 19974.2198 | 5.0819e-05 | 31250.0423 | 4.1532e-05 | 28023.9299 | 3.5386e-05 |  | 31236.1628 | 5.3923e-05 | 23395.0744 | 4.4259e-05 | 31274.9654 | 4.1336e-05 | 27190.127 | 2.8562e-05 |  | 31262.6022 | 5.4146e-05 | 27190.127 | 3.4939e-05 | 31162.117 | 4.1431e-05 | 26758.8364 | 3.1845e-05 |  | 31148.5875 | 5.4114e-05 | 24732.6114 | 4.0265e-05
31309.5841 | 4.1421e-05 | 26045.7977 | 3.479e-05 |  | 31295.2282 | 5.3294e-05 | 20057.5569 | 5.0705e-05 | 31318.2495 | 4.1384e-05 | 28093.5892 | 3.5471e-05 |  | 31304.4166 | 5.3747e-05 | 23480.2667 | 4.4204e-05 | 31343.6497 | 4.1173e-05 | 27253.6511 | 2.8883e-05 |  | 31331.328 | 5.4123e-05 | 27253.6511 | 3.5149e-05 | 31230.4213 | 4.1274e-05 | 26822.8732 | 3.221e-05 |  | 31216.9372 | 5.3954e-05 | 24803.4476 | 4.0223e-05
31377.6387 | 4.1289e-05 | 26108.9724 | 3.5133e-05 |  | 31363.3311 | 5.3103e-05 | 20140.8941 | 5.0591e-05 | 31386.4568 | 4.1231e-05 | 28163.2485 | 3.5545e-05 |  | 31372.6705 | 5.3559e-05 | 23565.4591 | 4.4138e-05 | 31412.3341 | 4.1008e-05 | 27317.1751 | 2.9213e-05 |  | 31400.0538 | 5.4086e-05 | 27317.1751 | 3.5367e-05 | 31298.7256 | 4.1114e-05 | 26886.91 | 3.2578e-05 |  | 31285.2869 | 5.3779e-05 | 24874.2838 | 4.0192e-05
31445.6933 | 4.115e-05 | 26172.1472 | 3.547e-05 |  | 31431.4341 | 5.29e-05 | 20224.2313 | 5.0478e-05 | 31454.664 | 4.1074e-05 | 28232.9078 | 3.5607e-05 |  | 31440.9243 | 5.3357e-05 | 23650.6515 | 4.406e-05 | 31481.0184 | 4.0839e-05 | 27380.6992 | 2.9552e-05 |  | 31468.7796 | 5.4032e-05 | 27380.6992 | 3.5591e-05 | 31367.0299 | 4.0951e-05 | 26950.9468 | 3.2947e-05 |  | 31353.6366 | 5.3589e-05 | 24945.12 | 4.0169e-05
31513.7479 | 4.1006e-05 | 26235.3219 | 3.58e-05 |  | 31499.537 | 5.2687e-05 | 20307.5685 | 5.0364e-05 | 31522.8712 | 4.0914e-05 | 28302.5671 | 3.5661e-05 |  | 31509.1781 | 5.3143e-05 | 23735.8438 | 4.3971e-05 | 31549.7027 | 4.0668e-05 | 27444.2233 | 2.9901e-05 |  | 31537.5055 | 5.3963e-05 | 27444.2233 | 3.5823e-05 | 31435.3342 | 4.0785e-05 | 27014.9836 | 3.3316e-05 |  | 31421.9863 | 5.3387e-05 | 25015.9562 | 4.0155e-05
31581.8025 | 4.0857e-05 | 26298.4967 | 3.6123e-05 |  | 31567.6399 | 5.2467e-05 | 20390.9057 | 5.0248e-05 | 31591.0785 | 4.075e-05 | 28372.2264 | 3.5706e-05 |  | 31577.4319 | 5.2919e-05 | 23821.0362 | 4.3869e-05 | 31618.3871 | 4.0494e-05 | 27507.7474 | 3.0257e-05 |  | 31606.2313 | 5.388e-05 | 27507.7474 | 3.6063e-05 | 31503.6386 | 4.0616e-05 | 27079.0204 | 3.3684e-05 |  | 31490.336 | 5.3173e-05 | 25086.7924 | 4.0151e-05
31649.8571 | 4.0705e-05 | 26361.6714 | 3.6439e-05 |  | 31635.7429 | 5.224e-05 | 20474.2429 | 5.013e-05 | 31659.2857 | 4.0583e-05 | 28441.8857 | 3.5744e-05 |  | 31645.6857 | 5.2687e-05 | 23906.2286 | 4.3755e-05 | 31687.0714 | 4.0319e-05 | 27571.2714 | 3.062e-05 |  | 31674.9571 | 5.3783e-05 | 27571.2714 | 3.631e-05 | 31571.9429 | 4.0445e-05 | 27143.0571 | 3.405e-05 |  | 31558.6857 | 5.2949e-05 | 25157.6286 | 4.0156e-05
31717.9117 | 4.0549e-05 | 26424.8462 | 3.6746e-05 |  | 31703.8458 | 5.2007e-05 | 20557.58 | 5.0009e-05 | 31727.493 | 4.0415e-05 | 28511.545 | 3.5773e-05 |  | 31713.9395 | 5.2447e-05 | 23991.4209 | 4.363e-05 | 31755.7558 | 4.0143e-05 | 27634.7955 | 3.0988e-05 |  | 31743.683 | 5.3672e-05 | 27634.7955 | 3.6563e-05 | 31640.2472 | 4.0273e-05 | 27207.0939 | 3.4413e-05 |  | 31627.0354 | 5.2715e-05 | 25228.4648 | 4.0171e-05
31785.9663 | 4.0391e-05 | 26488.0209 | 3.7043e-05 |  | 31771.9487 | 5.1768e-05 | 20640.9172 | 4.9885e-05 | 31795.7002 | 4.0245e-05 | 28581.2043 | 3.5793e-05 |  | 31782.1933 | 5.2199e-05 | 24076.6133 | 4.3495e-05 | 31824.4401 | 3.9965e-05 | 27698.3196 | 3.1363e-05 |  | 31812.4088 | 5.3547e-05 | 27698.3196 | 3.6823e-05 | 31708.5515 | 4.01e-05 | 27271.1307 | 3.4772e-05 |  | 31695.3851 | 5.2472e-05 | 25299.301 | 4.0197e-05
31854.0209 | 4.0231e-05 | 26551.1957 | 3.7329e-05 |  | 31840.0517 | 5.1525e-05 | 20724.2544 | 4.9757e-05 | 31863.9074 | 4.0074e-05 | 28650.8636 | 3.5807e-05 |  | 31850.4472 | 5.1944e-05 | 24161.8057 | 4.3351e-05 | 31893.1245 | 3.9787e-05 | 27761.8436 | 3.1743e-05 |  | 31881.1346 | 5.3406e-05 | 27761.8436 | 3.709e-05 | 31776.8558 | 3.9925e-05 | 27335.1675 | 3.5126e-05 |  | 31763.7348 | 5.2219e-05 | 25370.1372 | 4.0233e-05
31922.0755 | 4.0068e-05 | 26614.3705 | 3.7605e-05 |  | 31908.1546 | 5.1279e-05 | 20807.5916 | 4.9625e-05 | 31932.1147 | 3.9902e-05 | 28720.5229 | 3.5815e-05 |  | 31918.701 | 5.1683e-05 | 24246.998 | 4.3198e-05 | 31961.8088 | 3.9607e-05 | 27825.3677 | 3.2127e-05 |  | 31949.8605 | 5.3251e-05 | 27825.3677 | 3.7363e-05 | 31845.1601 | 3.975e-05 | 27399.2043 | 3.5474e-05 |  | 31832.0845 | 5.1959e-05 | 25440.9734 | 4.0277e-05
31990.1301 | 3.9905e-05 | 26677.5452 | 3.787e-05 |  | 31976.2575 | 5.103e-05 | 20890.9288 | 4.9488e-05 | 32000.3219 | 3.973e-05 | 28790.1822 | 3.5817e-05 |  | 31986.9548 | 5.1418e-05 | 24332.1904 | 4.3037e-05 | 32030.4932 | 3.9427e-05 | 27888.8918 | 3.2513e-05 |  | 32018.5863 | 5.3083e-05 | 27888.8918 | 3.7643e-05 | 31913.4644 | 3.9574e-05 | 27463.2411 | 3.5816e-05 |  | 31900.4342 | 5.1692e-05 | 25511.8096 | 4.033e-05
32058.1847 | 3.9741e-05 | 26740.72 | 3.8125e-05 |  | 32044.3605 | 5.0779e-05 | 20974.2659 | 4.9348e-05 | 32068.5292 | 3.9557e-05 | 28859.8415 | 3.5813e-05 |  | 32055.2086 | 5.1149e-05 | 24417.3828 | 4.2868e-05 | 32099.1775 | 3.9247e-05 | 27952.4159 | 3.2902e-05 |  | 32087.3121 | 5.2902e-05 | 27952.4159 | 3.7928e-05 | 31981.7687 | 3.9398e-05 | 27527.2779 | 3.6151e-05 |  | 31968.784 | 5.1419e-05 | 25582.6458 | 4.039e-05
32126.2393 | 3.9576e-05 | 26803.8947 | 3.8366e-05 |  | 32112.4634 | 5.0527e-05 | 21057.6031 | 4.9204e-05 | 32136.7364 | 3.9383e-05 | 28929.5008 | 3.5802e-05 |  | 32123.4624 | 5.0875e-05 | 24502.5751 | 4.2695e-05 | 32167.8618 | 3.9066e-05 | 28015.9399 | 3.3291e-05 |  | 32156.038 | 5.2708e-05 | 28015.9399 | 3.8218e-05 | 32050.073 | 3.9222e-05 | 27591.3147 | 3.6475e-05 |  | 32037.1337 | 5.1141e-05 | 25653.482 | 4.0459e-05
32194.2939 | 3.9412e-05 | 26867.0695 | 3.8594e-05 |  | 32180.5663 | 5.0273e-05 | 21140.9403 | 4.9056e-05 | 32204.9436 | 3.921e-05 | 28999.1601 | 3.5785e-05 |  | 32191.7162 | 5.0598e-05 | 24587.7675 | 4.2519e-05 | 32236.5462 | 3.8884e-05 | 28079.464 | 3.3681e-05 |  | 32224.7638 | 5.25e-05 | 28079.464 | 3.8512e-05 | 32118.3773 | 3.9045e-05 | 27655.3515 | 3.6789e-05 |  | 32105.4834 | 5.0857e-05 | 25724.3182 | 4.0536e-05
32262.3485 | 3.9246e-05 | 26930.2442 | 3.8809e-05 |  | 32248.6693 | 5.0019e-05 | 21224.2775 | 4.8903e-05 | 32273.1509 | 3.9036e-05 | 29068.8194 | 3.5763e-05 |  | 32259.9701 | 5.0318e-05 | 24672.9599 | 4.234e-05 | 32305.2305 | 3.8703e-05 | 28142.9881 | 3.4069e-05 |  | 32293.4896 | 5.2278e-05 | 28142.9881 | 3.881e-05 | 32186.6816 | 3.8868e-05 | 27719.3883 | 3.7094e-05 |  | 32173.8331 | 5.0567e-05 | 25795.1544 | 4.0618e-05
32330.4031 | 3.9081e-05 | 26993.419 | 3.9013e-05 |  | 32316.7722 | 4.9763e-05 | 21307.6147 | 4.8747e-05 | 32341.3581 | 3.8862e-05 | 29138.4787 | 3.5735e-05 |  | 32328.2239 | 5.0035e-05 | 24758.1523 | 4.2161e-05 | 32373.9149 | 3.8521e-05 | 28206.5121 | 3.4454e-05 |  | 32362.2155 | 5.2044e-05 | 28206.5121 | 3.9112e-05 | 32254.9859 | 3.8691e-05 | 27783.425 | 3.7388e-05 |  | 32242.1828 | 5.0273e-05 | 25865.9906 | 4.0705e-05
32398.4577 | 3.8916e-05 | 27056.5937 | 3.9203e-05 |  | 32384.8751 | 4.9506e-05 | 21390.9519 | 4.8586e-05 | 32409.5654 | 3.8688e-05 | 29208.138 | 3.5702e-05 |  | 32396.4777 | 4.9749e-05 | 24843.3446 | 4.1983e-05 | 32442.5992 | 3.8339e-05 | 28270.0362 | 3.4837e-05 |  | 32430.9413 | 5.1798e-05 | 28270.0362 | 3.9415e-05 | 32323.2902 | 3.8514e-05 | 27847.4618 | 3.7671e-05 |  | 32310.5325 | 4.9975e-05 | 25936.8268 | 4.0797e-05
32466.5123 | 3.8751e-05 | 27119.7685 | 3.9378e-05 |  | 32452.9781 | 4.9249e-05 | 21474.289 | 4.8421e-05 | 32477.7726 | 3.8514e-05 | 29277.7973 | 3.5662e-05 |  | 32464.7315 | 4.9461e-05 | 24928.537 | 4.1807e-05 | 32511.2836 | 3.8157e-05 | 28333.5603 | 3.5215e-05 |  | 32499.6671 | 5.154e-05 | 28333.5603 | 3.9721e-05 | 32391.5945 | 3.8336e-05 | 27911.4986 | 3.794e-05 |  | 32378.8822 | 4.9673e-05 | 26007.663 | 4.0892e-05
32534.5669 | 3.8586e-05 | 27182.9432 | 3.9539e-05 |  | 32521.081 | 4.899e-05 | 21557.6262 | 4.8252e-05 | 32545.9798 | 3.8341e-05 | 29347.4566 | 3.5616e-05 |  | 32532.9853 | 4.917e-05 | 25013.7294 | 4.1637e-05 | 32579.9679 | 3.7975e-05 | 28397.0843 | 3.5586e-05 |  | 32568.393 | 5.1271e-05 | 28397.0843 | 4.0027e-05 | 32459.8988 | 3.8159e-05 | 27975.5354 | 3.8195e-05 |  | 32447.2319 | 4.9366e-05 | 26078.4992 | 4.099e-05
32602.6215 | 3.8421e-05 | 27246.118 | 3.9686e-05 |  | 32589.184 | 4.873e-05 | 21640.9634 | 4.8079e-05 | 32614.1871 | 3.8167e-05 | 29417.1159 | 3.5563e-05 |  | 32601.2391 | 4.8875e-05 | 25098.9217 | 4.1471e-05 | 32648.6523 | 3.7793e-05 | 28460.6084 | 3.595e-05 |  | 32637.1188 | 5.0988e-05 | 28460.6084 | 4.0333e-05 | 32528.2031 | 3.7982e-05 | 28039.5722 | 3.8437e-05 |  | 32515.5816 | 4.9055e-05 | 26149.3354 | 4.1091e-05
32670.6761 | 3.8256e-05 | 27309.2928 | 3.9819e-05 |  | 32657.2869 | 4.8467e-05 | 21724.3006 | 4.7902e-05 | 32682.3943 | 3.7994e-05 | 29486.7751 | 3.5504e-05 |  | 32669.493 | 4.8578e-05 | 25184.1141 | 4.1313e-05 | 32717.3366 | 3.7611e-05 | 28524.1325 | 3.6307e-05 |  | 32705.8446 | 5.0694e-05 | 28524.1325 | 4.0638e-05 | 32596.5074 | 3.7805e-05 | 28103.609 | 3.8665e-05 |  | 32583.9313 | 4.874e-05 | 26220.1716 | 4.1192e-05
32738.7307 | 3.8092e-05 | 27372.4675 | 3.9939e-05 |  | 32725.3898 | 4.8202e-05 | 21807.6378 | 4.7719e-05 | 32750.6016 | 3.7821e-05 | 29556.4344 | 3.5439e-05 |  | 32737.7468 | 4.8277e-05 | 25269.3065 | 4.1163e-05 | 32786.0209 | 3.743e-05 | 28587.6566 | 3.6655e-05 |  | 32774.5705 | 5.0389e-05 | 28587.6566 | 4.0942e-05 | 32664.8117 | 3.7629e-05 | 28167.6458 | 3.8879e-05 |  | 32652.281 | 4.8421e-05 | 26291.0078 | 4.1295e-05
32806.7853 | 3.7927e-05 | 27435.6423 | 4.0042e-05 |  | 32793.4928 | 4.7934e-05 | 21890.975 | 4.7531e-05 | 32818.8088 | 3.7648e-05 | 29626.0937 | 3.5365e-05 |  | 32806.0006 | 4.7973e-05 | 25354.4988 | 4.1022e-05 | 32854.7053 | 3.725e-05 | 28651.1806 | 3.6992e-05 |  | 32843.2963 | 5.0074e-05 | 28651.1806 | 4.1244e-05 | 32733.116 | 3.7453e-05 | 28231.6826 | 3.9076e-05 |  | 32720.6307 | 4.8098e-05 | 26361.844 | 4.1397e-05
32874.8399 | 3.7762e-05 | 27498.817 | 4.013e-05 |  | 32861.5957 | 4.7663e-05 | 21974.3121 | 4.7337e-05 | 32887.016 | 3.7475e-05 | 29695.753 | 3.5283e-05 |  | 32874.2544 | 4.7666e-05 | 25439.6912 | 4.0893e-05 | 32923.3896 | 3.7072e-05 | 28714.7047 | 3.7317e-05 |  | 32912.0221 | 4.9749e-05 | 28714.7047 | 4.1542e-05 | 32801.4204 | 3.7278e-05 | 28295.7194 | 3.9257e-05 |  | 32788.9804 | 4.7772e-05 | 26432.6802 | 4.15e-05
32942.8945 | 3.7597e-05 | 27561.9918 | 4.0203e-05 |  | 32929.6986 | 4.7389e-05 | 22057.6493 | 4.7137e-05 | 32955.2233 | 3.7303e-05 | 29765.4123 | 3.5195e-05 |  | 32942.5082 | 4.7356e-05 | 25524.8836 | 4.0775e-05 | 32992.074 | 3.6894e-05 | 28778.2288 | 3.763e-05 |  | 32980.7479 | 4.9415e-05 | 28778.2288 | 4.1838e-05 | 32869.7247 | 3.7104e-05 | 28359.7562 | 3.9422e-05 |  | 32857.3301 | 4.7442e-05 | 26503.5164 | 4.1602e-05
33010.9491 | 3.7432e-05 | 27625.1665 | 4.0262e-05 |  | 32997.8016 | 4.7111e-05 | 22140.9865 | 4.693e-05 | 33023.4305 | 3.7131e-05 | 29835.0716 | 3.5098e-05 |  | 33010.762 | 4.7041e-05 | 25610.0759 | 4.067e-05 | 33060.7583 | 3.6718e-05 | 28841.7528 | 3.793e-05 |  | 33049.4738 | 4.907e-05 | 28841.7528 | 4.2129e-05 | 32938.029 | 3.6931e-05 | 28423.793 | 3.9572e-05 |  | 32925.6798 | 4.7108e-05 | 26574.3526 | 4.1702e-05
33079.0037 | 3.7267e-05 | 27688.3413 | 4.0307e-05 |  | 33065.9045 | 4.6828e-05 | 22224.3237 | 4.6717e-05 | 33091.6378 | 3.6961e-05 | 29904.7309 | 3.4994e-05 |  | 33079.0159 | 4.6724e-05 | 25695.2683 | 4.0576e-05 | 33129.4427 | 3.6544e-05 | 28905.2769 | 3.8217e-05 |  | 33118.1996 | 4.8718e-05 | 28905.2769 | 4.2415e-05 | 33006.3333 | 3.6759e-05 | 28487.8297 | 3.9706e-05 |  | 32994.0295 | 4.677e-05 | 26645.1888 | 4.1802e-05
33147.0583 | 3.7102e-05 | 27751.516 | 4.0335e-05 |  | 33134.0074 | 4.6542e-05 | 22307.6609 | 4.6496e-05 | 33159.845 | 3.6792e-05 | 29974.3902 | 3.4879e-05 |  | 33147.2697 | 4.6403e-05 | 25780.4607 | 4.0494e-05 | 33198.127 | 3.6373e-05 | 28968.801 | 3.8489e-05 |  | 33186.9254 | 4.8358e-05 | 28968.801 | 4.2696e-05 | 33074.6376 | 3.659e-05 | 28551.8665 | 3.9822e-05 |  | 33062.3793 | 4.643e-05 | 26716.025 | 4.19e-05
33215.1129 | 3.6938e-05 | 27814.6908 | 4.0346e-05 |  | 33202.1104 | 4.6252e-05 | 22390.998 | 4.6269e-05 | 33228.0523 | 3.6624e-05 | 30044.0495 | 3.4756e-05 |  | 33215.5235 | 4.6079e-05 | 25865.653 | 4.0425e-05 | 33266.8114 | 3.6205e-05 | 29032.325 | 3.8743e-05 |  | 33255.6513 | 4.7992e-05 | 29032.325 | 4.2971e-05 | 33142.9419 | 3.6423e-05 | 28615.9033 | 3.9919e-05 |  | 33130.729 | 4.6088e-05 | 26786.8613 | 4.1997e-05
33283.1675 | 3.6774e-05 | 27877.8656 | 4.0343e-05 |  | 33270.2133 | 4.5958e-05 | 22474.3352 | 4.6034e-05 | 33296.2595 | 3.6458e-05 | 30113.7088 | 3.4624e-05 |  | 33283.7773 | 4.5753e-05 | 25950.8454 | 4.0367e-05 | 33335.4957 | 3.604e-05 | 29095.8491 | 3.8981e-05 |  | 33324.3771 | 4.762e-05 | 29095.8491 | 4.3241e-05 | 33211.2462 | 3.6258e-05 | 28679.9401 | 4e-05 |  | 33199.0787 | 4.5743e-05 | 26857.6975 | 4.2093e-05
33351.2221 | 3.6611e-05 | 27941.0403 | 4.0326e-05 |  | 33338.3162 | 4.5661e-05 | 22557.6724 | 4.5792e-05 | 33364.4667 | 3.6295e-05 | 30183.3681 | 3.4484e-05 |  | 33352.0311 | 4.5424e-05 | 26036.0378 | 4.0323e-05 | 33404.18 | 3.5879e-05 | 29159.3732 | 3.9204e-05 |  | 33393.1029 | 4.7244e-05 | 29159.3732 | 4.3506e-05 | 33279.5505 | 3.6097e-05 | 28743.9769 | 4.0065e-05 |  | 33267.4284 | 4.5397e-05 | 26928.5337 | 4.2187e-05
33419.2767 | 3.6449e-05 | 28004.2151 | 4.0294e-05 |  | 33406.4192 | 4.536e-05 | 22641.0096 | 4.5543e-05 | 33432.674 | 3.6134e-05 | 30253.0274 | 3.4336e-05 |  | 33420.2849 | 4.5094e-05 | 26121.2301 | 4.0289e-05 | 33472.8644 | 3.5724e-05 | 29222.8973 | 3.9411e-05 |  | 33461.8288 | 4.6863e-05 | 29222.8973 | 4.3763e-05 | 33347.8548 | 3.5939e-05 | 28808.0137 | 4.0115e-05 |  | 33335.7781 | 4.505e-05 | 26999.3699 | 4.228e-05
33487.3313 | 3.6289e-05 | 28067.3898 | 4.0246e-05 |  | 33474.5221 | 4.5056e-05 | 22724.3468 | 4.5289e-05 | 33500.8812 | 3.5977e-05 | 30322.6867 | 3.4178e-05 |  | 33488.5387 | 4.4762e-05 | 26206.4225 | 4.0264e-05 | 33541.5487 | 3.5573e-05 | 29286.4213 | 3.9599e-05 |  | 33530.5546 | 4.648e-05 | 29286.4213 | 4.4014e-05 | 33416.1591 | 3.5787e-05 | 28872.0505 | 4.0145e-05 |  | 33404.1278 | 4.4703e-05 | 27070.2061 | 4.2371e-05
33555.3859 | 3.6131e-05 | 28130.5646 | 4.0181e-05 |  | 33542.625 | 4.4751e-05 | 22807.684 | 4.5031e-05 | 33569.0885 | 3.5824e-05 | 30392.346 | 3.4011e-05 |  | 33556.7926 | 4.4431e-05 | 26291.6149 | 4.0248e-05 | 33610.2331 | 3.5429e-05 | 29349.9454 | 3.9767e-05 |  | 33599.2804 | 4.6096e-05 | 29349.9454 | 4.4259e-05 | 33484.4634 | 3.5639e-05 | 28936.0873 | 4.0157e-05 |  | 33472.4775 | 4.4357e-05 | 27141.0423 | 4.2462e-05
33623.4405 | 3.5976e-05 | 28193.7393 | 4.0103e-05 |  | 33610.728 | 4.4443e-05 | 22891.0211 | 4.4769e-05 | 33637.2957 | 3.5676e-05 | 30462.0053 | 3.3836e-05 |  | 33625.0464 | 4.4099e-05 | 26376.8072 | 4.0238e-05 | 33678.9174 | 3.5291e-05 | 29413.4695 | 3.9918e-05 |  | 33668.0063 | 4.5711e-05 | 29413.4695 | 4.4498e-05 | 33552.7677 | 3.5497e-05 | 29000.1241 | 4.0153e-05 |  | 33540.8272 | 4.4012e-05 | 27211.8785 | 4.2551e-05
33691.4951 | 3.5824e-05 | 28256.9141 | 4.0012e-05 |  | 33678.8309 | 4.4135e-05 | 22974.3583 | 4.4504e-05 | 33705.5029 | 3.5532e-05 | 30531.6646 | 3.3655e-05 |  | 33693.3002 | 4.3769e-05 | 26461.9996 | 4.0234e-05 | 33747.6018 | 3.516e-05 | 29476.9935 | 4.0052e-05 |  | 33736.7321 | 4.5327e-05 | 29476.9935 | 4.4731e-05 | 33621.072 | 3.5361e-05 | 29064.1609 | 4.0134e-05 |  | 33609.1769 | 4.3669e-05 | 27282.7147 | 4.264e-05
33759.5497 | 3.5675e-05 | 28320.0888 | 3.9908e-05 |  | 33746.9339 | 4.3826e-05 | 23057.6955 | 4.4238e-05 | 33773.7102 | 3.5394e-05 | 30601.3239 | 3.3466e-05 |  | 33761.554 | 4.3441e-05 | 26547.192 | 4.0235e-05 | 33816.2861 | 3.5036e-05 | 29540.5176 | 4.0169e-05 |  | 33805.4579 | 4.4945e-05 | 29540.5176 | 4.4959e-05 | 33689.3763 | 3.5231e-05 | 29128.1977 | 4.0099e-05 |  | 33677.5266 | 4.3328e-05 | 27353.5509 | 4.2727e-05
33827.6043 | 3.5532e-05 | 28383.2636 | 3.9788e-05 |  | 33815.0368 | 4.3518e-05 | 23141.0327 | 4.3974e-05 | 33841.9174 | 3.5265e-05 | 30670.9832 | 3.3269e-05 |  | 33829.8078 | 4.3115e-05 | 26632.3843 | 4.0238e-05 | 33884.9705 | 3.4924e-05 | 29604.0417 | 4.0265e-05 |  | 33874.1838 | 4.4566e-05 | 29604.0417 | 4.5179e-05 | 33757.6806 | 3.5112e-05 | 29192.2344 | 4.0047e-05 |  | 33745.8763 | 4.2992e-05 | 27424.3871 | 4.2813e-05
33895.6589 | 3.5394e-05 | 28446.4384 | 3.9654e-05 |  | 33883.1397 | 4.3211e-05 | 23224.3699 | 4.3713e-05 | 33910.1247 | 3.5142e-05 | 30740.6425 | 3.3066e-05 |  | 33898.0616 | 4.2793e-05 | 26717.5767 | 4.0241e-05 | 33953.6548 | 3.482e-05 | 29667.5658 | 4.0342e-05 |  | 33942.9096 | 4.4191e-05 | 29667.5658 | 4.5393e-05 | 33825.9849 | 3.5001e-05 | 29256.2712 | 3.9978e-05 |  | 33814.226 | 4.266e-05 | 27495.2233 | 4.2897e-05
33963.7135 | 3.5263e-05 | 28509.6131 | 3.9508e-05 |  | 33951.2427 | 4.2906e-05 | 23307.707 | 4.3456e-05 | 33978.3319 | 3.5028e-05 | 30810.3018 | 3.2858e-05 |  | 33966.3155 | 4.2474e-05 | 26802.7691 | 4.0244e-05 | 34022.3391 | 3.4726e-05 | 29731.0898 | 4.0402e-05 |  | 34011.6354 | 4.382e-05 | 29731.0898 | 4.5603e-05 | 33894.2892 | 3.4898e-05 | 29320.308 | 3.9894e-05 |  | 33882.5757 | 4.2333e-05 | 27566.0595 | 4.2979e-05
34031.7681 | 3.5138e-05 | 28572.7879 | 3.935e-05 |  | 34019.3456 | 4.2603e-05 | 23391.0442 | 4.3205e-05 | 34046.5391 | 3.4922e-05 | 30879.9611 | 3.2645e-05 |  | 34034.5693 | 4.2159e-05 | 26887.9614 | 4.0243e-05 | 34091.0235 | 3.4643e-05 | 29794.6139 | 4.0445e-05 |  | 34080.3613 | 4.3454e-05 | 29794.6139 | 4.5807e-05 | 33962.5935 | 3.4806e-05 | 29384.3448 | 3.9797e-05 |  | 33950.9254 | 4.2011e-05 | 27636.8957 | 4.3059e-05
34099.8227 | 3.502e-05 | 28635.9626 | 3.9182e-05 |  | 34087.4485 | 4.2302e-05 | 23474.3814 | 4.2962e-05 | 34114.7464 | 3.4826e-05 | 30949.6204 | 3.2428e-05 |  | 34102.8231 | 4.185e-05 | 26973.1538 | 4.0239e-05 | 34159.7078 | 3.457e-05 | 29858.138 | 4.0471e-05 |  | 34149.0871 | 4.3095e-05 | 29858.138 | 4.6005e-05 | 34030.8978 | 3.4723e-05 | 29448.3816 | 3.9686e-05 |  | 34019.2751 | 4.1694e-05 | 27707.7319 | 4.3137e-05
34167.8773 | 3.4911e-05 | 28699.1374 | 3.9001e-05 |  | 34155.5515 | 4.2004e-05 | 23557.7186 | 4.273e-05 | 34182.9536 | 3.4741e-05 | 31019.2796 | 3.2207e-05 |  | 34171.0769 | 4.1545e-05 | 27058.3462 | 4.0228e-05 | 34228.3922 | 3.4511e-05 | 29921.662 | 4.0478e-05 |  | 34217.8129 | 4.2742e-05 | 29921.662 | 4.6198e-05 | 34099.2022 | 3.4654e-05 | 29512.4184 | 3.956e-05 |  | 34087.6249 | 4.1384e-05 | 27778.5681 | 4.3211e-05
34235.9319 | 3.4813e-05 | 28762.3121 | 3.8808e-05 |  | 34223.6544 | 4.171e-05 | 23641.0558 | 4.2511e-05 | 34251.1609 | 3.4668e-05 | 31088.9389 | 3.1984e-05 |  | 34239.3307 | 4.1247e-05 | 27143.5386 | 4.021e-05 | 34297.0765 | 3.4466e-05 | 29985.1861 | 4.0466e-05 |  | 34286.5387 | 4.2397e-05 | 29985.1861 | 4.6385e-05 | 34167.5065 | 3.4597e-05 | 29576.4552 | 3.9419e-05 |  | 34155.9746 | 4.1081e-05 | 27849.4043 | 4.3282e-05
34303.9865 | 3.4724e-05 | 28825.4869 | 3.8606e-05 |  | 34291.7573 | 4.1419e-05 | 23724.393 | 4.2304e-05 | 34319.3681 | 3.4607e-05 | 31158.5982 | 3.1759e-05 |  | 34307.5845 | 4.0954e-05 | 27228.7309 | 4.0183e-05 | 34365.7609 | 3.4435e-05 | 30048.7102 | 4.0439e-05 |  | 34355.2646 | 4.206e-05 | 30048.7102 | 4.6566e-05 | 34235.8108 | 3.4553e-05 | 29640.492 | 3.9266e-05 |  | 34224.3243 | 4.0784e-05 | 27920.2405 | 4.3348e-05
34372.0411 | 3.4645e-05 | 28888.6616 | 3.8396e-05 |  | 34359.8603 | 4.1131e-05 | 23807.7301 | 4.2112e-05 | 34387.5753 | 3.4558e-05 | 31228.2575 | 3.1534e-05 |  | 34375.8384 | 4.0665e-05 | 27313.9233 | 4.0147e-05 | 34434.4452 | 3.4416e-05 | 30112.2342 | 4.0396e-05 |  | 34423.9904 | 4.1729e-05 | 30112.2342 | 4.6742e-05 | 34304.1151 | 3.4522e-05 | 29704.5288 | 3.9102e-05 |  | 34292.674 | 4.0494e-05 | 27991.0767 | 4.341e-05
34440.0957 | 3.4578e-05 | 28951.8364 | 3.8177e-05 |  | 34427.9632 | 4.0846e-05 | 23891.0673 | 4.1934e-05 | 34455.7826 | 3.4521e-05 | 31297.9168 | 3.1309e-05 |  | 34444.0922 | 4.0382e-05 | 27399.1157 | 4.0102e-05 | 34503.1295 | 3.4412e-05 | 30175.7583 | 4.0338e-05 |  | 34492.7162 | 4.1406e-05 | 30175.7583 | 4.6911e-05 | 34372.4194 | 3.4504e-05 | 29768.5656 | 3.8927e-05 |  | 34361.0237 | 4.0209e-05 | 28061.9129 | 4.3468e-05
34508.1503 | 3.4521e-05 | 29015.0112 | 3.795e-05 |  | 34496.0661 | 4.0564e-05 | 23974.4045 | 4.1772e-05 | 34523.9898 | 3.4497e-05 | 31367.5761 | 3.1085e-05 |  | 34512.346 | 4.0104e-05 | 27484.308 | 4.0046e-05 | 34571.8139 | 3.4421e-05 | 30239.2824 | 4.0263e-05 |  | 34561.4421 | 4.109e-05 | 30239.2824 | 4.7075e-05 | 34440.7237 | 3.45e-05 | 29832.6023 | 3.8741e-05 |  | 34429.3734 | 3.993e-05 | 28132.7491 | 4.3519e-05
34576.2049 | 3.4481e-05 | 29078.1859 | 3.7714e-05 |  | 34564.1691 | 4.0286e-05 | 24057.7417 | 4.1625e-05 | 34592.1971 | 3.4491e-05 | 31437.2354 | 3.0863e-05 |  | 34580.5998 | 3.9831e-05 | 27569.5004 | 3.9979e-05 | 34640.4982 | 3.445e-05 | 30302.8065 | 4.0172e-05 |  | 34630.1679 | 4.0782e-05 | 30302.8065 | 4.723e-05 | 34509.028 | 3.4514e-05 | 29896.6391 | 3.8543e-05 |  | 34497.7231 | 3.9658e-05 | 28203.5853 | 4.3564e-05
34644.2595 | 3.4453e-05 | 29141.3607 | 3.7473e-05 |  | 34632.272 | 4.0009e-05 | 24141.0789 | 4.1498e-05 | 34660.4043 | 3.4499e-05 | 31506.8947 | 3.0644e-05 |  | 34648.8536 | 3.9562e-05 | 27654.6928 | 3.9898e-05 | 34709.1826 | 3.4494e-05 | 30366.3305 | 4.0067e-05 |  | 34698.8937 | 4.0482e-05 | 30366.3305 | 4.7378e-05 | 34577.3323 | 3.4543e-05 | 29960.6759 | 3.8336e-05 |  | 34566.0728 | 3.939e-05 | 28274.4215 | 4.3603e-05
34712.3141 | 3.4438e-05 | 29204.5354 | 3.7226e-05 |  | 34700.375 | 3.9735e-05 | 24224.416 | 4.1386e-05 | 34728.6115 | 3.4522e-05 | 31576.554 | 3.0429e-05 |  | 34717.1074 | 3.9296e-05 | 27739.8851 | 3.9807e-05 | 34777.8669 | 3.4554e-05 | 30429.8546 | 3.9949e-05 |  | 34767.6196 | 4.0187e-05 | 30429.8546 | 4.7519e-05 | 34645.6366 | 3.4588e-05 | 30024.7127 | 3.812e-05 |  | 34634.4225 | 3.9127e-05 | 28345.2577 | 4.3634e-05
34780.3687 | 3.4437e-05 | 29267.7102 | 3.6974e-05 |  | 34768.4779 | 3.9461e-05 | 24307.7532 | 4.129e-05 | 34796.8188 | 3.4559e-05 | 31646.2133 | 3.0217e-05 |  | 34785.3613 | 3.9034e-05 | 27825.0775 | 3.9705e-05 | 34846.5513 | 3.4629e-05 | 30493.3787 | 3.9818e-05 |  | 34836.3454 | 3.9899e-05 | 30493.3787 | 4.7651e-05 | 34713.9409 | 3.4647e-05 | 30088.7495 | 3.7897e-05 |  | 34702.7722 | 3.8868e-05 | 28416.0939 | 4.3658e-05
34848.4233 | 3.445e-05 | 29330.8849 | 3.6718e-05 |  | 34836.5808 | 3.9189e-05 | 24391.0904 | 4.1207e-05 | 34865.026 | 3.4612e-05 | 31715.8726 | 3.0011e-05 |  | 34853.6151 | 3.8773e-05 | 27910.2699 | 3.9592e-05 | 34915.2356 | 3.4721e-05 | 30556.9027 | 3.9674e-05 |  | 34905.0712 | 3.9615e-05 | 30556.9027 | 4.7774e-05 | 34782.2452 | 3.4722e-05 | 30152.7863 | 3.7666e-05 |  | 34771.1219 | 3.8612e-05 | 28486.9301 | 4.3675e-05
34916.4779 | 3.448e-05 | 29394.0597 | 3.6457e-05 |  | 34904.6838 | 3.8918e-05 | 24474.4276 | 4.1138e-05 | 34933.2333 | 3.4682e-05 | 31785.5319 | 2.9812e-05 |  | 34921.8689 | 3.8515e-05 | 27995.4622 | 3.9469e-05 | 34983.92 | 3.4831e-05 | 30620.4268 | 3.9515e-05 |  | 34973.7971 | 3.9337e-05 | 30620.4268 | 4.7887e-05 | 34850.5495 | 3.4816e-05 | 30216.8231 | 3.7427e-05 |  | 34839.4716 | 3.8359e-05 | 28557.7663 | 4.3685e-05
34984.5325 | 3.4527e-05 | 29457.2344 | 3.6194e-05 |  | 34972.7867 | 3.8647e-05 | 24557.7648 | 4.1082e-05 | 35001.4405 | 3.477e-05 | 31855.1912 | 2.9619e-05 |  | 34990.1227 | 3.8258e-05 | 28080.6546 | 3.9337e-05 | 35052.6043 | 3.496e-05 | 30683.9509 | 3.9346e-05 |  | 35042.5229 | 3.9064e-05 | 30683.9509 | 4.7988e-05 | 34918.8538 | 3.4928e-05 | 30280.8599 | 3.7182e-05 |  | 34907.8213 | 3.8108e-05 | 28628.6025 | 4.3687e-05
35052.5871 | 3.4588e-05 | 29520.4092 | 3.5929e-05 |  | 35040.8896 | 3.8376e-05 | 24641.102 | 4.1036e-05 | 35069.6477 | 3.4875e-05 | 31924.8505 | 2.9433e-05 |  | 35058.3765 | 3.8002e-05 | 28165.847 | 3.9194e-05 | 35121.2886 | 3.5106e-05 | 30747.475 | 3.9166e-05 |  | 35111.2487 | 3.8795e-05 | 30747.475 | 4.8078e-05 | 34987.1581 | 3.5057e-05 | 30344.8967 | 3.6933e-05 |  | 34976.171 | 3.7859e-05 | 28699.4387 | 4.368e-05
35120.6417 | 3.4666e-05 | 29583.584 | 3.5662e-05 |  | 35108.9926 | 3.8104e-05 | 24724.4391 | 4.1002e-05 | 35137.855 | 3.4996e-05 | 31994.5098 | 2.9255e-05 |  | 35126.6303 | 3.7747e-05 | 28251.0393 | 3.9043e-05 | 35189.973 | 3.5269e-05 | 30810.999 | 3.8977e-05 |  | 35179.9746 | 3.8528e-05 | 30810.999 | 4.8157e-05 | 35055.4624 | 3.5202e-05 | 30408.9335 | 3.6679e-05 |  | 35044.5207 | 3.7611e-05 | 28770.275 | 4.3667e-05
35188.6963 | 3.4759e-05 | 29646.7587 | 3.5395e-05 |  | 35177.0955 | 3.7832e-05 | 24807.7763 | 4.0974e-05 | 35206.0622 | 3.5133e-05 | 32064.1691 | 2.9084e-05 |  | 35194.8841 | 3.7491e-05 | 28336.2317 | 3.8885e-05 | 35258.6573 | 3.5449e-05 | 30874.5231 | 3.8777e-05 |  | 35248.7004 | 3.8265e-05 | 30874.5231 | 4.8224e-05 | 35123.7667 | 3.5365e-05 | 30472.9703 | 3.642e-05 |  | 35112.8705 | 3.7364e-05 | 28841.1112 | 4.3646e-05
35256.7509 | 3.4869e-05 | 29709.9335 | 3.5127e-05 |  | 35245.1984 | 3.756e-05 | 24891.1135 | 4.0953e-05 | 35274.2695 | 3.5287e-05 | 32133.8284 | 2.8925e-05 |  | 35263.138 | 3.7235e-05 | 28421.4241 | 3.872e-05 | 35327.3417 | 3.5647e-05 | 30938.0472 | 3.8567e-05 |  | 35317.4262 | 3.8004e-05 | 30938.0472 | 4.8278e-05 | 35192.071 | 3.5544e-05 | 30537.007 | 3.6158e-05 |  | 35181.2202 | 3.7116e-05 | 28911.9474 | 4.3618e-05
35324.8055 | 3.4999e-05 | 29773.1082 | 3.4861e-05 |  | 35313.3014 | 3.7287e-05 | 24974.4507 | 4.0936e-05 | 35342.4767 | 3.5464e-05 | 32203.4877 | 2.8774e-05 |  | 35331.3918 | 3.6978e-05 | 28506.6164 | 3.8549e-05 | 35396.026 | 3.5867e-05 | 31001.5712 | 3.8349e-05 |  | 35386.1521 | 3.7744e-05 | 31001.5712 | 4.8316e-05 | 35260.3753 | 3.5747e-05 | 30601.0438 | 3.5895e-05 |  | 35249.5699 | 3.6869e-05 | 28982.7836 | 4.3583e-05
35392.8601 | 3.5147e-05 | 29836.283 | 3.4596e-05 |  | 35381.4043 | 3.7013e-05 | 25057.7879 | 4.0923e-05 | 35410.684 | 3.5658e-05 | 32273.147 | 2.8633e-05 |  | 35399.6456 | 3.6721e-05 | 28591.8088 | 3.8374e-05 | 35464.7104 | 3.6105e-05 | 31065.0953 | 3.8124e-05 |  | 35454.8779 | 3.7487e-05 | 31065.0953 | 4.834e-05 | 35328.6796 | 3.5967e-05 | 30665.0806 | 3.5629e-05 |  | 35317.9196 | 3.662e-05 | 29053.6198 | 4.3541e-05
35460.9147 | 3.5312e-05 | 29899.4577 | 3.4333e-05 |  | 35449.5072 | 3.6739e-05 | 25141.125 | 4.091e-05 | 35478.8912 | 3.587e-05 | 32342.8063 | 2.8501e-05 |  | 35467.8994 | 3.6462e-05 | 28677.0012 | 3.8195e-05 | 35533.3947 | 3.6362e-05 | 31128.6194 | 3.7893e-05 |  | 35523.6037 | 3.723e-05 | 31128.6194 | 4.835e-05 | 35396.984 | 3.6205e-05 | 30729.1174 | 3.5363e-05 |  | 35386.2693 | 3.6372e-05 | 29124.456 | 4.3492e-05
35528.9693 | 3.5494e-05 | 29962.6325 | 3.4073e-05 |  | 35517.6102 | 3.6465e-05 | 25224.4622 | 4.0898e-05 | 35547.0984 | 3.61e-05 | 32412.4656 | 2.8379e-05 |  | 35536.1532 | 3.6204e-05 | 28762.1935 | 3.8013e-05 | 35602.0791 | 3.6637e-05 | 31192.1434 | 3.7655e-05 |  | 35592.3295 | 3.6974e-05 | 31192.1434 | 4.8347e-05 | 35465.2883 | 3.6462e-05 | 30793.1542 | 3.5096e-05 |  | 35454.619 | 3.6122e-05 | 29195.2922 | 4.3438e-05
35597.0239 | 3.5694e-05 | 30025.8072 | 3.3818e-05 |  | 35585.7131 | 3.6191e-05 | 25307.7994 | 4.0884e-05 | 35615.3057 | 3.6348e-05 | 32482.1249 | 2.8271e-05 |  | 35604.407 | 3.5944e-05 | 28847.3859 | 3.7828e-05 | 35670.7634 | 3.6931e-05 | 31255.6675 | 3.7411e-05 |  | 35661.0554 | 3.6719e-05 | 31255.6675 | 4.833e-05 | 35533.5926 | 3.6737e-05 | 30857.191 | 3.483e-05 |  | 35522.9687 | 3.5872e-05 | 29266.1284 | 4.3378e-05
35665.0785 | 3.5915e-05 | 30088.982 | 3.3567e-05 |  | 35653.816 | 3.5918e-05 | 25391.1366 | 4.0868e-05 | 35683.5129 | 3.6618e-05 | 32551.7841 | 2.8173e-05 |  | 35672.6609 | 3.5684e-05 | 28932.5783 | 3.7642e-05 | 35739.4477 | 3.7246e-05 | 31319.1916 | 3.7163e-05 |  | 35729.7812 | 3.6464e-05 | 31319.1916 | 4.8298e-05 | 35601.8969 | 3.7034e-05 | 30921.2278 | 3.4565e-05 |  | 35591.3184 | 3.5621e-05 | 29336.9646 | 4.3313e-05
35733.1331 | 3.6157e-05 | 30152.1568 | 3.332e-05 |  | 35721.919 | 3.5645e-05 | 25474.4738 | 4.0848e-05 | 35751.7202 | 3.6909e-05 | 32621.4434 | 2.8087e-05 |  | 35740.9147 | 3.5424e-05 | 29017.7706 | 3.7456e-05 | 35808.1321 | 3.7582e-05 | 31382.7157 | 3.6911e-05 |  | 35798.507 | 3.621e-05 | 31382.7157 | 4.825e-05 | 35670.2012 | 3.7353e-05 | 30985.2646 | 3.4302e-05 |  | 35659.6681 | 3.5369e-05 | 29407.8008 | 4.3243e-05
35801.1877 | 3.6417e-05 | 30215.3315 | 3.308e-05 |  | 35790.0219 | 3.5374e-05 | 25557.811 | 4.0825e-05 | 35819.9274 | 3.722e-05 | 32691.1027 | 2.8011e-05 |  | 35809.1685 | 3.5164e-05 | 29102.963 | 3.727e-05 | 35876.8164 | 3.7938e-05 | 31446.2397 | 3.6657e-05 |  | 35867.2329 | 3.5957e-05 | 31446.2397 | 4.819e-05 | 35738.5055 | 3.769e-05 | 31049.3014 | 3.4042e-05 |  | 35728.0178 | 3.5117e-05 | 29478.637 | 4.3167e-05
35869.2423 | 3.6697e-05 | 30278.5063 | 3.2845e-05 |  | 35858.1249 | 3.5105e-05 | 25641.1481 | 4.0796e-05 | 35888.1346 | 3.755e-05 | 32760.762 | 2.7947e-05 |  | 35877.4223 | 3.4904e-05 | 29188.1554 | 3.7084e-05 | 35945.5008 | 3.8313e-05 | 31509.7638 | 3.64e-05 |  | 35935.9587 | 3.5703e-05 | 31509.7638 | 4.8119e-05 | 35806.8098 | 3.8048e-05 | 31113.3382 | 3.3786e-05 |  | 35796.3675 | 3.4865e-05 | 29549.4732 | 4.3087e-05
35937.2969 | 3.6997e-05 | 30341.681 | 3.262e-05 |  | 35926.2278 | 3.4837e-05 | 25724.4853 | 4.0763e-05 | 35956.3419 | 3.7899e-05 | 32830.4213 | 2.7897e-05 |  | 35945.6761 | 3.4645e-05 | 29273.3477 | 3.6901e-05 | 36014.1851 | 3.8707e-05 | 31573.2879 | 3.6142e-05 |  | 36004.6845 | 3.545e-05 | 31573.2879 | 4.8035e-05 | 35875.1141 | 3.8424e-05 | 31177.375 | 3.3534e-05 |  | 35864.7172 | 3.4613e-05 | 29620.3094 | 4.3004e-05
36005.3515 | 3.7316e-05 | 30404.8558 | 3.2401e-05 |  | 35994.3307 | 3.4572e-05 | 25807.8225 | 4.0724e-05 | 36024.5491 | 3.8268e-05 | 32900.0806 | 2.7861e-05 |  | 36013.9299 | 3.4387e-05 | 29358.5401 | 3.6719e-05 | 36082.8695 | 3.9119e-05 | 31636.8119 | 3.5883e-05 |  | 36073.4104 | 3.5198e-05 | 31636.8119 | 4.7941e-05 | 35943.4184 | 3.882e-05 | 31241.4117 | 3.3287e-05 |  | 35933.0669 | 3.4361e-05 | 29691.1456 | 4.2916e-05
36073.4061 | 3.766e-05 | 30468.0305 | 3.2191e-05 |  | 36062.4337 | 3.431e-05 | 25891.1597 | 4.0679e-05 | 36092.7564 | 3.8663e-05 | 32969.7399 | 2.7836e-05 |  | 36082.1838 | 3.4131e-05 | 29443.7325 | 3.6541e-05 | 36151.5538 | 3.9555e-05 | 31700.336 | 3.5624e-05 |  | 36142.1362 | 3.4947e-05 | 31700.336 | 4.7836e-05 | 36011.7227 | 3.924e-05 | 31305.4485 | 3.3046e-05 |  | 36001.4166 | 3.4109e-05 | 29761.9818 | 4.2825e-05
36141.4607 | 3.8024e-05 | 30531.2053 | 3.1988e-05 |  | 36130.5366 | 3.4051e-05 | 25974.4969 | 4.063e-05 | 36160.9636 | 3.9077e-05 | 33039.3992 | 2.7824e-05 |  | 36150.4376 | 3.3876e-05 | 29528.9249 | 3.6365e-05 | 36220.2382 | 4.0009e-05 | 31763.8601 | 3.5367e-05 |  | 36210.862 | 3.4696e-05 | 31763.8601 | 4.7722e-05 | 36080.027 | 3.968e-05 | 31369.4853 | 3.281e-05 |  | 36069.7663 | 3.3859e-05 | 29832.818 | 4.2731e-05
36209.5153 | 3.8408e-05 | 30594.38 | 3.1796e-05 |  | 36198.6395 | 3.3796e-05 | 26057.8341 | 4.0576e-05 | 36229.1708 | 3.951e-05 | 33109.0585 | 2.7825e-05 |  | 36218.6914 | 3.3624e-05 | 29614.1172 | 3.6194e-05 | 36288.9225 | 4.048e-05 | 31827.3841 | 3.5111e-05 |  | 36279.5879 | 3.4446e-05 | 31827.3841 | 4.7601e-05 | 36148.3313 | 4.0137e-05 | 31433.5221 | 3.2582e-05 |  | 36138.116 | 3.361e-05 | 29903.6542 | 4.2633e-05
36277.5699 | 3.8812e-05 | 30657.5548 | 3.1615e-05 |  | 36266.7425 | 3.3545e-05 | 26141.1712 | 4.0517e-05 | 36297.3781 | 3.9961e-05 | 33178.7178 | 2.7842e-05 |  | 36286.9452 | 3.3374e-05 | 29699.3096 | 3.6027e-05 | 36357.6068 | 4.0968e-05 | 31890.9082 | 3.4857e-05 |  | 36348.3137 | 3.4197e-05 | 31890.9082 | 4.7474e-05 | 36216.6356 | 4.0612e-05 | 31497.5589 | 3.2362e-05 |  | 36206.4658 | 3.3362e-05 | 29974.4904 | 4.2532e-05
36345.6245 | 3.9236e-05 | 30720.7295 | 3.1443e-05 |  | 36334.8454 | 3.3297e-05 | 26224.5084 | 4.0455e-05 | 36365.5853 | 4.0431e-05 | 33248.3771 | 2.7873e-05 |  | 36355.199 | 3.3126e-05 | 29784.502 | 3.5865e-05 | 36426.2912 | 4.1472e-05 | 31954.4323 | 3.4607e-05 |  | 36417.0395 | 3.395e-05 | 31954.4323 | 4.7343e-05 | 36284.9399 | 4.1104e-05 | 31561.5957 | 3.215e-05 |  | 36274.8155 | 3.3116e-05 | 30045.3266 | 4.2428e-05
36413.6791 | 3.9681e-05 | 30783.9043 | 3.1282e-05 |  | 36402.9483 | 3.3053e-05 | 26307.8456 | 4.0389e-05 | 36433.7926 | 4.0921e-05 | 33318.0364 | 2.7919e-05 |  | 36423.4528 | 3.2882e-05 | 29869.6943 | 3.5709e-05 | 36494.9755 | 4.1992e-05 | 32017.9564 | 3.436e-05 |  | 36485.7654 | 3.3704e-05 | 32017.9564 | 4.7207e-05 | 36353.2442 | 4.1614e-05 | 31625.6325 | 3.1946e-05 |  | 36343.1652 | 3.2873e-05 | 30116.1628 | 4.2322e-05
36481.7337 | 4.0148e-05 | 30847.0791 | 3.1131e-05 |  | 36471.0513 | 3.2813e-05 | 26391.1828 | 4.032e-05 | 36501.9998 | 4.143e-05 | 33387.6957 | 2.7978e-05 |  | 36491.7067 | 3.264e-05 | 29954.8867 | 3.5558e-05 | 36563.6599 | 4.2526e-05 | 32081.4804 | 3.4117e-05 |  | 36554.4912 | 3.3459e-05 | 32081.4804 | 4.707e-05 | 36421.5485 | 4.2141e-05 | 31689.6693 | 3.175e-05 |  | 36411.5149 | 3.2631e-05 | 30186.999 | 4.2213e-05
36549.7883 | 4.0633e-05 | 30910.2538 | 3.0991e-05 |  | 36539.1542 | 3.2577e-05 | 26474.52 | 4.025e-05 | 36570.207 | 4.1954e-05 | 33457.355 | 2.8052e-05 |  | 36559.9605 | 3.2402e-05 | 30040.0791 | 3.5413e-05 | 36632.3442 | 4.3071e-05 | 32145.0045 | 3.388e-05 |  | 36623.217 | 3.3217e-05 | 32145.0045 | 4.6931e-05 | 36489.8528 | 4.268e-05 | 31753.7061 | 3.1564e-05 |  | 36479.8646 | 3.2393e-05 | 30257.8352 | 4.2102e-05
36617.8429 | 4.1135e-05 | 30973.4286 | 3.0865e-05 |  | 36607.2571 | 3.2346e-05 | 26557.8571 | 4.0178e-05 | 36638.4143 | 4.2492e-05 | 33527.0143 | 2.8143e-05 |  | 36628.2143 | 3.2168e-05 | 30125.2714 | 3.5274e-05 | 36701.0286 | 4.3626e-05 | 32208.5286 | 3.3648e-05 |  | 36691.9429 | 3.2976e-05 | 32208.5286 | 4.6793e-05 | 36558.1571 | 4.3231e-05 | 31817.7429 | 3.139e-05 |  | 36548.2143 | 3.2157e-05 | 30328.6714 | 4.1989e-05
36685.8975 | 4.1653e-05 | 31036.6033 | 3.075e-05 |  | 36675.3601 | 3.2118e-05 | 26641.1943 | 4.0105e-05 | 36706.6215 | 4.3042e-05 | 33596.6736 | 2.8251e-05 |  | 36696.4681 | 3.1937e-05 | 30210.4638 | 3.514e-05 | 36769.7129 | 4.4188e-05 | 32272.0526 | 3.3423e-05 |  | 36760.6687 | 3.2738e-05 | 32272.0526 | 4.6656e-05 | 36626.4614 | 4.3791e-05 | 31881.7796 | 3.1226e-05 |  | 36616.564 | 3.1924e-05 | 30399.5076 | 4.1874e-05
36753.9521 | 4.2187e-05 | 31099.7781 | 3.0646e-05 |  | 36743.463 | 3.1894e-05 | 26724.5315 | 4.0032e-05 | 36774.8288 | 4.3603e-05 | 33666.3329 | 2.8374e-05 |  | 36764.7219 | 3.1709e-05 | 30295.6562 | 3.5012e-05 | 36838.3973 | 4.4755e-05 | 32335.5767 | 3.3203e-05 |  | 36829.3945 | 3.2502e-05 | 32335.5767 | 4.6521e-05 | 36694.7658 | 4.4359e-05 | 31945.8164 | 3.1072e-05 |  | 36684.9137 | 3.1695e-05 | 30470.3438 | 4.1757e-05
36822.0067 | 4.2738e-05 | 31162.9528 | 3.0553e-05 |  | 36811.5659 | 3.1674e-05 | 26807.8687 | 3.996e-05 | 36843.036 | 4.4175e-05 | 33735.9922 | 2.8513e-05 |  | 36832.9757 | 3.1485e-05 | 30380.8485 | 3.4891e-05 | 36907.0816 | 4.5326e-05 | 32399.1008 | 3.299e-05 |  | 36898.1204 | 3.2268e-05 | 32399.1008 | 4.639e-05 | 36763.0701 | 4.4934e-05 | 32009.8532 | 3.0928e-05 |  | 36753.2634 | 3.1468e-05 | 30541.18 | 4.1638e-05
36890.0613 | 4.3301e-05 | 31226.1276 | 3.0472e-05 |  | 36879.6689 | 3.1457e-05 | 26891.2059 | 3.9889e-05 | 36911.2432 | 4.4753e-05 | 33805.6515 | 2.8667e-05 |  | 36901.2295 | 3.1265e-05 | 30466.0409 | 3.4775e-05 | 36975.7659 | 4.5895e-05 | 32462.6249 | 3.2786e-05 |  | 36966.8462 | 3.2037e-05 | 32462.6249 | 4.6263e-05 | 36831.3744 | 4.5511e-05 | 32073.89 | 3.0795e-05 |  | 36821.6131 | 3.1245e-05 | 30612.0162 | 4.1519e-05
36958.1159 | 4.3873e-05 | 31289.3023 | 3.0406e-05 |  | 36947.7718 | 3.1244e-05 | 26974.5431 | 3.9819e-05 | 36979.4505 | 4.5334e-05 | 33875.3108 | 2.8841e-05 |  | 36969.4834 | 3.1049e-05 | 30551.2333 | 3.4663e-05 | 37044.4503 | 4.6462e-05 | 32526.1489 | 3.259e-05 |  | 37035.572 | 3.1809e-05 | 32526.1489 | 4.614e-05 | 36899.6787 | 4.6088e-05 | 32137.9268 | 3.0676e-05 |  | 36889.9628 | 3.1026e-05 | 30682.8524 | 4.1398e-05
37026.1705 | 4.4453e-05 | 31352.4771 | 3.0351e-05 |  | 37015.8748 | 3.1034e-05 | 27057.8802 | 3.975e-05 | 37047.6577 | 4.5917e-05 | 33944.9701 | 2.9033e-05 |  | 37037.7372 | 3.0836e-05 | 30636.4256 | 3.4555e-05 | 37113.1346 | 4.7022e-05 | 32589.673 | 3.2401e-05 |  | 37104.2978 | 3.1585e-05 | 32589.673 | 4.6022e-05 | 36967.983 | 4.6662e-05 | 32201.9636 | 3.0567e-05 |  | 36958.3125 | 3.0811e-05 | 30753.6886 | 4.1276e-05
37094.225 | 4.504e-05 | 31415.6519 | 3.0308e-05 |  | 37083.9777 | 3.0828e-05 | 27141.2174 | 3.9683e-05 | 37115.865 | 4.6499e-05 | 34014.6294 | 2.9242e-05 |  | 37105.991 | 3.0628e-05 | 30721.618 | 3.445e-05 | 37181.819 | 4.7574e-05 | 32653.1971 | 3.2221e-05 |  | 37173.0237 | 3.1364e-05 | 32653.1971 | 4.5909e-05 | 37036.2873 | 4.723e-05 | 32266.0004 | 3.047e-05 |  | 37026.6622 | 3.06e-05 | 30824.5249 | 4.1153e-05
37162.2796 | 4.5631e-05 | 31478.8266 | 3.0276e-05 |  | 37152.0806 | 3.0624e-05 | 27224.5546 | 3.9618e-05 | 37184.0722 | 4.7077e-05 | 34084.2886 | 2.9468e-05 |  | 37174.2448 | 3.0422e-05 | 30806.8104 | 3.4347e-05 | 37250.5033 | 4.8112e-05 | 32716.7211 | 3.205e-05 |  | 37241.7495 | 3.1146e-05 | 32716.7211 | 4.5801e-05 | 37104.5916 | 4.7789e-05 | 32330.0372 | 3.0384e-05 |  | 37095.0119 | 3.0392e-05 | 30895.3611 | 4.1029e-05
37230.3342 | 4.6222e-05 | 31542.0014 | 3.0257e-05 |  | 37220.1836 | 3.0424e-05 | 27307.8918 | 3.9554e-05 | 37252.2795 | 4.7646e-05 | 34153.9479 | 2.9711e-05 |  | 37242.4986 | 3.0221e-05 | 30892.0027 | 3.4245e-05 | 37319.1877 | 4.8633e-05 | 32780.2452 | 3.1889e-05 |  | 37310.4753 | 3.0932e-05 | 32780.2452 | 4.5699e-05 | 37172.8959 | 4.8334e-05 | 32394.074 | 3.031e-05 |  | 37163.3616 | 3.0188e-05 | 30966.1973 | 4.0905e-05
37298.3888 | 4.6811e-05 | 31605.1761 | 3.0252e-05 |  | 37288.2865 | 3.0227e-05 | 27391.229 | 3.9493e-05 | 37320.4867 | 4.8204e-05 | 34223.6072 | 2.9973e-05 |  | 37310.7524 | 3.0023e-05 | 30977.1951 | 3.4144e-05 | 37387.872 | 4.9135e-05 | 32843.7693 | 3.1739e-05 |  | 37379.2012 | 3.0721e-05 | 32843.7693 | 4.5601e-05 | 37241.2002 | 4.8864e-05 | 32458.1108 | 3.0251e-05 |  | 37231.7114 | 2.9989e-05 | 31037.0335 | 4.0781e-05
37366.4434 | 4.7396e-05 | 31668.3509 | 3.0259e-05 |  | 37356.3894 | 3.0034e-05 | 27474.5661 | 3.9433e-05 | 37388.6939 | 4.8749e-05 | 34293.2665 | 3.0256e-05 |  | 37379.0063 | 2.983e-05 | 31062.3875 | 3.4041e-05 | 37456.5564 | 4.9615e-05 | 32907.2933 | 3.1598e-05 |  | 37447.927 | 3.0516e-05 | 32907.2933 | 4.5507e-05 | 37309.5045 | 4.9375e-05 | 32522.1476 | 3.0203e-05 |  | 37300.0611 | 2.9794e-05 | 31107.8697 | 4.0657e-05
37434.498 | 4.7973e-05 | 31731.5256 | 3.0277e-05 |  | 37424.4924 | 2.9844e-05 | 27557.9033 | 3.9375e-05 | 37456.9012 | 4.9277e-05 | 34362.9258 | 3.0556e-05 |  | 37447.2601 | 2.9641e-05 | 31147.5798 | 3.3935e-05 | 37525.2407 | 5.0072e-05 | 32970.8174 | 3.1467e-05 |  | 37516.6528 | 3.0314e-05 | 32970.8174 | 4.5417e-05 | 37377.8088 | 4.9866e-05 | 32586.1843 | 3.0167e-05 |  | 37368.4108 | 2.9604e-05 | 31178.7059 | 4.0532e-05
37502.5526 | 4.854e-05 | 31794.7004 | 3.0308e-05 |  | 37492.5953 | 2.9657e-05 | 27641.2405 | 3.9319e-05 | 37525.1084 | 4.9787e-05 | 34432.5851 | 3.0874e-05 |  | 37515.5139 | 2.9456e-05 | 31232.7722 | 3.3827e-05 | 37593.925 | 5.0501e-05 | 33034.3415 | 3.1346e-05 |  | 37585.3787 | 3.0117e-05 | 33034.3415 | 4.5331e-05 | 37446.1131 | 5.0333e-05 | 32650.2211 | 3.0143e-05 |  | 37436.7605 | 2.9418e-05 | 31249.5421 | 4.0408e-05
37570.6072 | 4.9089e-05 | 31857.8751 | 3.0351e-05 |  | 37560.6982 | 2.9474e-05 | 27724.5777 | 3.9263e-05 | 37593.3157 | 5.0268e-05 | 34502.2444 | 3.1209e-05 |  | 37583.7677 | 2.9275e-05 | 31317.9646 | 3.3713e-05 | 37662.6094 | 5.0894e-05 | 33097.8656 | 3.1238e-05 |  | 37654.1045 | 2.9925e-05 | 33097.8656 | 4.5248e-05 | 37514.4174 | 5.0766e-05 | 32714.2579 | 3.0131e-05 |  | 37505.1102 | 2.9236e-05 | 31320.3783 | 4.0284e-05
37638.6618 | 4.9622e-05 | 31921.0499 | 3.0409e-05 |  | 37628.8012 | 2.9295e-05 | 27807.9149 | 3.9209e-05 | 37661.5229 | 5.0723e-05 | 34571.9037 | 3.1562e-05 |  | 37652.0215 | 2.9098e-05 | 31403.1569 | 3.3594e-05 | 37731.2937 | 5.1253e-05 | 33161.3896 | 3.1142e-05 |  | 37722.8303 | 2.9736e-05 | 33161.3896 | 4.5166e-05 | 37582.7217 | 5.1169e-05 | 32778.2947 | 3.0134e-05 |  | 37573.4599 | 2.9059e-05 | 31391.2145 | 4.0161e-05
37706.7164 | 5.0135e-05 | 31984.2247 | 3.0479e-05 |  | 37696.9041 | 2.912e-05 | 27891.2521 | 3.9154e-05 | 37729.7301 | 5.115e-05 | 34641.563 | 3.1936e-05 |  | 37720.2753 | 2.8926e-05 | 31488.3493 | 3.3468e-05 | 37799.9781 | 5.1578e-05 | 33224.9137 | 3.1057e-05 |  | 37791.5562 | 2.9553e-05 | 33224.9137 | 4.5086e-05 | 37651.026 | 5.154e-05 | 32842.3315 | 3.015e-05 |  | 37641.8096 | 2.8888e-05 | 31462.0507 | 4.0039e-05
37774.771 | 5.0625e-05 | 32047.3994 | 3.0562e-05 |  | 37765.007 | 2.895e-05 | 27974.5892 | 3.91e-05 | 37797.9374 | 5.1547e-05 | 34711.2223 | 3.2327e-05 |  | 37788.5292 | 2.876e-05 | 31573.5417 | 3.3334e-05 | 37868.6624 | 5.1866e-05 | 33288.4378 | 3.0984e-05 |  | 37860.282 | 2.9375e-05 | 33288.4378 | 4.5006e-05 | 37719.3303 | 5.1877e-05 | 32906.3683 | 3.0178e-05 |  | 37710.1593 | 2.8722e-05 | 31532.8869 | 3.9917e-05
37842.8256 | 5.1091e-05 | 32110.5742 | 3.0658e-05 |  | 37833.11 | 2.8784e-05 | 28057.9264 | 3.9046e-05 | 37866.1446 | 5.191e-05 | 34780.8816 | 3.2735e-05 |  | 37856.783 | 2.8598e-05 | 31658.7341 | 3.3193e-05 | 37937.3468 | 5.2116e-05 | 33351.9618 | 3.0922e-05 |  | 37929.0078 | 2.9202e-05 | 33351.9618 | 4.4925e-05 | 37787.6346 | 5.2177e-05 | 32970.4051 | 3.0218e-05 |  | 37778.509 | 2.856e-05 | 31603.7231 | 3.9796e-05
37910.8802 | 5.1525e-05 | 32173.7489 | 3.0767e-05 |  | 37901.2129 | 2.8624e-05 | 28141.2636 | 3.8991e-05 | 37934.3519 | 5.2235e-05 | 34850.5409 | 3.3158e-05 |  | 37925.0368 | 2.8441e-05 | 31743.9264 | 3.3043e-05 | 38006.0311 | 5.2322e-05 | 33415.4859 | 3.0874e-05 |  | 37997.7337 | 2.9034e-05 | 33415.4859 | 4.4844e-05 | 37855.9389 | 5.2435e-05 | 33034.4419 | 3.0271e-05 |  | 37846.8587 | 2.8404e-05 | 31674.5593 | 3.9676e-05
37978.9348 | 5.1924e-05 | 32236.9237 | 3.0894e-05 |  | 37969.3159 | 2.8468e-05 | 28224.6008 | 3.8935e-05 | 38002.5591 | 5.2516e-05 | 34920.2002 | 3.3598e-05 |  | 37993.2906 | 2.8289e-05 | 31829.1188 | 3.2886e-05 | 38074.7155 | 5.2481e-05 | 33479.01 | 3.0841e-05 |  | 38066.4595 | 2.887e-05 | 33479.01 | 4.476e-05 | 37924.2432 | 5.2648e-05 | 33098.4787 | 3.0341e-05 |  | 37915.2084 | 2.8253e-05 | 31745.3955 | 3.9557e-05
38046.9894 | 5.229e-05 | 32300.0984 | 3.1034e-05 |  | 38037.4188 | 2.8318e-05 | 28307.938 | 3.8877e-05 | 38070.7663 | 5.2759e-05 | 34989.8595 | 3.4056e-05 |  | 38061.5444 | 2.8142e-05 | 31914.3112 | 3.272e-05 | 38143.3998 | 5.2598e-05 | 33542.5341 | 3.082e-05 |  | 38135.1853 | 2.8711e-05 | 33542.5341 | 4.4673e-05 | 37992.5476 | 5.282e-05 | 33162.5155 | 3.0424e-05 |  | 37983.5581 | 2.8107e-05 | 31816.2317 | 3.944e-05
38115.044 | 5.2621e-05 | 32363.2732 | 3.1188e-05 |  | 38105.5217 | 2.8174e-05 | 28391.2751 | 3.8817e-05 | 38138.9736 | 5.2962e-05 | 35059.5188 | 3.4529e-05 |  | 38129.7982 | 2.8002e-05 | 31999.5035 | 3.2545e-05 | 38212.0841 | 5.2674e-05 | 33606.0581 | 3.0812e-05 |  | 38203.9112 | 2.8558e-05 | 33606.0581 | 4.4584e-05 | 38060.8519 | 5.295e-05 | 33226.5523 | 3.0521e-05 |  | 38051.9078 | 2.7968e-05 | 31887.0679 | 3.9323e-05
38183.0986 | 5.2916e-05 | 32426.4479 | 3.1357e-05 |  | 38173.6247 | 2.8036e-05 | 28474.6123 | 3.8755e-05 | 38207.1808 | 5.3124e-05 | 35129.1781 | 3.5016e-05 |  | 38198.0521 | 2.7868e-05 | 32084.6959 | 3.2362e-05 | 38280.7685 | 5.2707e-05 | 33669.5822 | 3.0817e-05 |  | 38272.637 | 2.841e-05 | 33669.5822 | 4.4491e-05 | 38129.1562 | 5.3039e-05 | 33290.589 | 3.0631e-05 |  | 38120.2575 | 2.7835e-05 | 31957.9041 | 3.9208e-05
38251.1532 | 5.3171e-05 | 32489.6227 | 3.1541e-05 |  | 38241.7276 | 2.7904e-05 | 28557.9495 | 3.8689e-05 | 38275.3881 | 5.3245e-05 | 35198.8374 | 3.5515e-05 |  | 38266.3059 | 2.7739e-05 | 32169.8883 | 3.2174e-05 | 38349.4528 | 5.2699e-05 | 33733.1063 | 3.0838e-05 |  | 38341.3628 | 2.8266e-05 | 33733.1063 | 4.4393e-05 | 38197.4605 | 5.3086e-05 | 33354.6258 | 3.0756e-05 |  | 38188.6072 | 2.7707e-05 | 32028.7403 | 3.9094e-05
38319.2078 | 5.3377e-05 | 32552.7975 | 3.1744e-05 |  | 38309.8305 | 2.7778e-05 | 28641.2867 | 3.8619e-05 | 38343.5953 | 5.3312e-05 | 35268.4967 | 3.6026e-05 |  | 38334.5597 | 2.7616e-05 | 32255.0806 | 3.198e-05 | 38418.1372 | 5.2639e-05 | 33796.6303 | 3.0874e-05 |  | 38410.0886 | 2.8127e-05 | 33796.6303 | 4.4291e-05 | 38265.7648 | 5.308e-05 | 33418.6626 | 3.0899e-05 |  | 38256.9569 | 2.7584e-05 | 32099.5765 | 3.8982e-05
38387.2624 | 5.3542e-05 | 32615.9722 | 3.1964e-05 |  | 38377.9335 | 2.7658e-05 | 28724.6239 | 3.8545e-05 | 38411.8025 | 5.3337e-05 | 35338.156 | 3.6552e-05 |  | 38402.8135 | 2.7498e-05 | 32340.273 | 3.1781e-05 | 38486.8215 | 5.2538e-05 | 33860.1544 | 3.0924e-05 |  | 38478.8145 | 2.7992e-05 | 33860.1544 | 4.4184e-05 | 38334.0691 | 5.3031e-05 | 33482.6994 | 3.1056e-05 |  | 38325.3067 | 2.7466e-05 | 32170.4127 | 3.887e-05
38455.317 | 5.3666e-05 | 32679.147 | 3.22e-05 |  | 38446.0364 | 2.7544e-05 | 28807.9611 | 3.8466e-05 | 38480.0098 | 5.3321e-05 | 35407.8153 | 3.7087e-05 |  | 38471.0673 | 2.7386e-05 | 32425.4654 | 3.1579e-05 | 38555.5059 | 5.2397e-05 | 33923.6785 | 3.0989e-05 |  | 38547.5403 | 2.7861e-05 | 33923.6785 | 4.4072e-05 | 38402.3734 | 5.2942e-05 | 33546.7362 | 3.1229e-05 |  | 38393.6564 | 2.7355e-05 | 32241.2489 | 3.876e-05
38523.3716 | 5.3748e-05 | 32742.3217 | 3.2452e-05 |  | 38514.1393 | 2.7436e-05 | 28891.2982 | 3.8381e-05 | 38548.217 | 5.3263e-05 | 35477.4746 | 3.763e-05 |  | 38539.3211 | 2.7281e-05 | 32510.6577 | 3.1374e-05 | 38624.1902 | 5.2218e-05 | 33987.2025 | 3.1067e-05 |  | 38616.2661 | 2.7735e-05 | 33987.2025 | 4.3955e-05 | 38470.6777 | 5.2813e-05 | 33610.773 | 3.1417e-05 |  | 38462.0061 | 2.7249e-05 | 32312.0851 | 3.865e-05
38591.4262 | 5.3788e-05 | 32805.4965 | 3.2721e-05 |  | 38582.2423 | 2.7334e-05 | 28974.6354 | 3.8291e-05 | 38616.4243 | 5.3164e-05 | 35547.1339 | 3.8181e-05 |  | 38607.575 | 2.718e-05 | 32595.8501 | 3.117e-05 | 38692.8746 | 5.2002e-05 | 34050.7266 | 3.1163e-05 |  | 38684.992 | 2.7613e-05 | 34050.7266 | 4.3834e-05 | 38538.982 | 5.2646e-05 | 33674.8098 | 3.162e-05 |  | 38530.3558 | 2.7148e-05 | 32382.9213 | 3.854e-05
38659.4808 | 5.3779e-05 | 32868.6712 | 3.3012e-05 |  | 38650.3452 | 2.7237e-05 | 29057.9726 | 3.8194e-05 | 38684.6315 | 5.3021e-05 | 35616.7932 | 3.8738e-05 |  | 38675.8288 | 2.7085e-05 | 32681.0425 | 3.0966e-05 | 38761.5589 | 5.1748e-05 | 34114.2507 | 3.1275e-05 |  | 38753.7178 | 2.7494e-05 | 34114.2507 | 4.3707e-05 | 38607.2863 | 5.2437e-05 | 33738.8466 | 3.1845e-05 |  | 38598.7055 | 2.7051e-05 | 32453.7575 | 3.8431e-05
38727.5354 | 5.3724e-05 | 32931.846 | 3.3321e-05 |  | 38718.4481 | 2.7144e-05 | 29141.3098 | 3.8089e-05 | 38752.8387 | 5.2834e-05 | 35686.4524 | 3.9301e-05 |  | 38744.0826 | 2.6993e-05 | 32766.2348 | 3.0764e-05 | 38830.2432 | 5.1454e-05 | 34177.7748 | 3.1401e-05 |  | 38822.4436 | 2.7379e-05 | 34177.7748 | 4.3576e-05 | 38675.5906 | 5.2186e-05 | 33802.8834 | 3.2085e-05 |  | 38667.0552 | 2.6959e-05 | 32524.5937 | 3.8322e-05
38795.59 | 5.3629e-05 | 32995.0207 | 3.3648e-05 |  | 38786.5511 | 2.7055e-05 | 29224.647 | 3.7976e-05 | 38821.046 | 5.261e-05 | 35756.1117 | 3.9866e-05 |  | 38812.3364 | 2.6906e-05 | 32851.4272 | 3.0566e-05 | 38898.9276 | 5.1131e-05 | 34241.2988 | 3.1543e-05 |  | 38891.1695 | 2.7267e-05 | 34241.2988 | 4.344e-05 | 38743.8949 | 5.1903e-05 | 33866.9202 | 3.2342e-05 |  | 38735.4049 | 2.6871e-05 | 32595.4299 | 3.8212e-05
38863.6446 | 5.3494e-05 | 33058.1955 | 3.3993e-05 |  | 38854.654 | 2.697e-05 | 29307.9841 | 3.7856e-05 | 38889.2532 | 5.2352e-05 | 35825.771 | 4.0433e-05 |  | 38880.5902 | 2.6822e-05 | 32936.6196 | 3.0373e-05 | 38967.6119 | 5.0779e-05 | 34304.8229 | 3.1699e-05 |  | 38959.8953 | 2.7158e-05 | 34304.8229 | 4.3301e-05 | 38812.1992 | 5.1588e-05 | 33930.9569 | 3.2615e-05 |  | 38803.7546 | 2.6786e-05 | 32666.2661 | 3.8102e-05
38931.6992 | 5.332e-05 | 33121.3703 | 3.4355e-05 |  | 38922.7569 | 2.6889e-05 | 29391.3213 | 3.7728e-05 | 38957.4605 | 5.2061e-05 | 35895.4303 | 4.1e-05 |  | 38948.844 | 2.6742e-05 | 33021.8119 | 3.0185e-05 | 39036.2963 | 5.04e-05 | 34368.347 | 3.1872e-05 |  | 39028.6211 | 2.7051e-05 | 34368.347 | 4.3159e-05 | 38880.5035 | 5.1243e-05 | 33994.9937 | 3.2905e-05 |  | 38872.1043 | 2.6705e-05 | 32737.1023 | 3.799e-05
38999.7538 | 5.3108e-05 | 33184.545 | 3.4741e-05 |  | 38990.8599 | 2.6809e-05 | 29474.6585 | 3.7591e-05 | 39025.6677 | 5.1738e-05 | 35965.0896 | 4.1566e-05 |  | 39017.0978 | 2.6663e-05 | 33107.0043 | 3.0005e-05 | 39104.9806 | 4.9997e-05 | 34431.871 | 3.2063e-05 |  | 39097.347 | 2.6947e-05 | 34431.871 | 4.3013e-05 | 38948.8078 | 5.0871e-05 | 34059.0305 | 3.3218e-05 |  | 38940.454 | 2.6626e-05 | 32807.9386 | 3.7877e-05
39067.8084 | 5.285e-05 | 33247.7198 | 3.5145e-05 |  | 39058.9628 | 2.6731e-05 | 29557.9957 | 3.7446e-05 | 39093.875 | 5.1378e-05 | 36034.7489 | 4.2128e-05 |  | 39085.3517 | 2.6587e-05 | 33192.1967 | 2.9832e-05 | 39173.665 | 4.9566e-05 | 34495.3951 | 3.2268e-05 |  | 39166.0728 | 2.6845e-05 | 34495.3951 | 4.2864e-05 | 39017.1121 | 5.0467e-05 | 34123.0673 | 3.3547e-05 |  | 39008.8037 | 2.6548e-05 | 32878.7748 | 3.7761e-05
39135.863 | 5.2559e-05 | 33310.8945 | 3.5567e-05 |  | 39127.0658 | 2.6653e-05 | 29641.3329 | 3.7293e-05 | 39162.0822 | 5.0991e-05 | 36104.4082 | 4.2684e-05 |  | 39153.6055 | 2.6511e-05 | 33277.389 | 2.9667e-05 | 39242.3493 | 4.9115e-05 | 34558.9192 | 3.2487e-05 |  | 39234.7986 | 2.6745e-05 | 34558.9192 | 4.2712e-05 | 39085.4164 | 5.004e-05 | 34187.1041 | 3.3893e-05 |  | 39077.1534 | 2.6472e-05 | 32949.611 | 3.7643e-05
39203.9176 | 5.2236e-05 | 33374.0693 | 3.6006e-05 |  | 39195.1687 | 2.6575e-05 | 29724.6701 | 3.7131e-05 | 39230.2894 | 5.058e-05 | 36174.0675 | 4.3233e-05 |  | 39221.8593 | 2.6435e-05 | 33362.5814 | 2.951e-05 | 39311.0337 | 4.8648e-05 | 34622.4432 | 3.2721e-05 |  | 39303.5245 | 2.6645e-05 | 34622.4432 | 4.2558e-05 | 39153.7207 | 4.9593e-05 | 34251.1409 | 3.4255e-05 |  | 39145.5031 | 2.6396e-05 | 33020.4472 | 3.7522e-05
39271.9722 | 5.1883e-05 | 33437.244 | 3.6462e-05 |  | 39263.2716 | 2.6496e-05 | 29808.0072 | 3.696e-05 | 39298.4967 | 5.0146e-05 | 36243.7268 | 4.3775e-05 |  | 39290.1131 | 2.6359e-05 | 33447.7738 | 2.9362e-05 | 39379.718 | 4.8166e-05 | 34685.9673 | 3.2972e-05 |  | 39372.2503 | 2.6547e-05 | 34685.9673 | 4.2403e-05 | 39222.025 | 4.9128e-05 | 34315.1777 | 3.4635e-05 |  | 39213.8528 | 2.6319e-05 | 33091.2834 | 3.7397e-05
39340.0268 | 5.1501e-05 | 33500.4188 | 3.694e-05 |  | 39331.3746 | 2.6415e-05 | 29891.3444 | 3.6782e-05 | 39366.7039 | 4.9692e-05 | 36313.3861 | 4.4306e-05 |  | 39358.3669 | 2.6281e-05 | 33532.9661 | 2.9221e-05 | 39448.4023 | 4.767e-05 | 34749.4914 | 3.3239e-05 |  | 39440.9761 | 2.6449e-05 | 34749.4914 | 4.2246e-05 | 39290.3294 | 4.8646e-05 | 34379.2145 | 3.5035e-05 |  | 39282.2025 | 2.6242e-05 | 33162.1196 | 3.7269e-05
39408.0814 | 5.1087e-05 | 33563.5935 | 3.7434e-05 |  | 39399.4775 | 2.6331e-05 | 29974.6816 | 3.6597e-05 | 39434.9112 | 4.9217e-05 | 36383.0454 | 4.4825e-05 |  | 39426.6207 | 2.6201e-05 | 33618.1585 | 2.9089e-05 | 39517.0867 | 4.7162e-05 | 34813.0155 | 3.3519e-05 |  | 39509.702 | 2.6352e-05 | 34813.0155 | 4.2087e-05 | 39358.6337 | 4.8148e-05 | 34443.2513 | 3.5452e-05 |  | 39350.5523 | 2.6163e-05 | 33232.9558 | 3.7138e-05
39476.136 | 5.0647e-05 | 33626.7683 | 3.7943e-05 |  | 39467.5804 | 2.6244e-05 | 30058.0188 | 3.6406e-05 | 39503.1184 | 4.8723e-05 | 36452.7047 | 4.5329e-05 |  | 39494.8746 | 2.6119e-05 | 33703.3509 | 2.8965e-05 | 39585.771 | 4.6644e-05 | 34876.5395 | 3.3814e-05 |  | 39578.4278 | 2.6254e-05 | 34876.5395 | 4.1926e-05 | 39426.938 | 4.7636e-05 | 34507.2881 | 3.5885e-05 |  | 39418.902 | 2.6082e-05 | 33303.792 | 3.7001e-05
39544.1906 | 5.0185e-05 | 33689.9431 | 3.8467e-05 |  | 39535.6834 | 2.6154e-05 | 30141.356 | 3.6209e-05 | 39571.3256 | 4.8215e-05 | 36522.364 | 4.5818e-05 |  | 39563.1284 | 2.6033e-05 | 33788.5432 | 2.8847e-05 | 39654.4554 | 4.6119e-05 | 34940.0636 | 3.4121e-05 |  | 39647.1536 | 2.6156e-05 | 34940.0636 | 4.1763e-05 | 39495.2423 | 4.7115e-05 | 34571.3249 | 3.6333e-05 |  | 39487.2517 | 2.5998e-05 | 33374.6282 | 3.6859e-05
39612.2452 | 4.9703e-05 | 33753.1178 | 3.9005e-05 |  | 39603.7863 | 2.6059e-05 | 30224.6932 | 3.6006e-05 | 39639.5329 | 4.7696e-05 | 36592.0233 | 4.6291e-05 |  | 39631.3822 | 2.5944e-05 | 33873.7356 | 2.8736e-05 | 39723.1397 | 4.5589e-05 | 35003.5877 | 3.4444e-05 |  | 39715.8795 | 2.6056e-05 | 35003.5877 | 4.1599e-05 | 39563.5466 | 4.6586e-05 | 34635.3616 | 3.6796e-05 |  | 39555.6014 | 2.5911e-05 | 33445.4644 | 3.6714e-05
39680.2998 | 4.9203e-05 | 33816.2926 | 3.9559e-05 |  | 39671.8892 | 2.5958e-05 | 30308.0303 | 3.5799e-05 | 39707.7401 | 4.7166e-05 | 36661.6826 | 4.6748e-05 |  | 39699.636 | 2.585e-05 | 33958.928 | 2.8629e-05 | 39791.8241 | 4.5056e-05 | 35067.1117 | 3.4782e-05 |  | 39784.6053 | 2.5956e-05 | 35067.1117 | 4.1433e-05 | 39631.8509 | 4.605e-05 | 34699.3984 | 3.7277e-05 |  | 39623.9511 | 2.582e-05 | 33516.3006 | 3.6563e-05
39748.3544 | 4.8686e-05 | 33879.4673 | 4.0125e-05 |  | 39739.9922 | 2.5852e-05 | 30391.3675 | 3.5589e-05 | 39775.9474 | 4.6627e-05 | 36731.3419 | 4.7183e-05 |  | 39767.8898 | 2.5751e-05 | 34044.1204 | 2.8528e-05 | 39860.5084 | 4.452e-05 | 35130.6358 | 3.5132e-05 |  | 39853.3311 | 2.5854e-05 | 35130.6358 | 4.1265e-05 | 39700.1552 | 4.5509e-05 | 34763.4352 | 3.7771e-05 |  | 39692.3008 | 2.5724e-05 | 33587.1368 | 3.6408e-05
39816.409 | 4.8151e-05 | 33942.6421 | 4.0702e-05 |  | 39808.0951 | 2.574e-05 | 30474.7047 | 3.5377e-05 | 39844.1546 | 4.608e-05 | 36801.0012 | 4.7595e-05 |  | 39836.1436 | 2.5647e-05 | 34129.3127 | 2.843e-05 | 39929.1928 | 4.3982e-05 | 35194.1599 | 3.5494e-05 |  | 39922.0569 | 2.5751e-05 | 35194.1599 | 4.1093e-05 | 39768.4595 | 4.4964e-05 | 34827.472 | 3.8279e-05 |  | 39760.6505 | 2.5625e-05 | 33657.973 | 3.6248e-05
39884.4636 | 4.7604e-05 | 34005.8168 | 4.1288e-05 |  | 39876.198 | 2.5622e-05 | 30558.0419 | 3.5164e-05 | 39912.3618 | 4.5528e-05 | 36870.6605 | 4.7986e-05 |  | 39904.3975 | 2.5538e-05 | 34214.5051 | 2.8335e-05 | 39997.8771 | 4.3446e-05 | 35257.684 | 3.5868e-05 |  | 39990.7828 | 2.5646e-05 | 35257.684 | 4.0917e-05 | 39836.7638 | 4.4417e-05 | 34891.5088 | 3.8798e-05 |  | 39829.0002 | 2.552e-05 | 33728.8092 | 3.6082e-05
39952.5182 | 4.7047e-05 | 34068.9916 | 4.1883e-05 |  | 39944.301 | 2.5498e-05 | 30641.3791 | 3.495e-05 | 39980.5691 | 4.4972e-05 | 36940.3198 | 4.8356e-05 |  | 39972.6513 | 2.5424e-05 | 34299.6975 | 2.8243e-05 | 40066.5614 | 4.291e-05 | 35321.208 | 3.6255e-05 |  | 40059.5086 | 2.5539e-05 | 35321.208 | 4.0738e-05 | 39905.0681 | 4.3869e-05 | 34955.5456 | 3.9329e-05 |  | 39897.3499 | 2.5412e-05 | 33799.6454 | 3.5912e-05
40020.5728 | 4.6481e-05 | 34132.1663 | 4.2486e-05 |  | 40012.4039 | 2.5369e-05 | 30724.7162 | 3.4738e-05 | 40048.7763 | 4.4414e-05 | 37009.9791 | 4.8703e-05 |  | 40040.9051 | 2.5305e-05 | 34384.8898 | 2.8151e-05 | 40135.2458 | 4.2377e-05 | 35384.7321 | 3.6655e-05 |  | 40128.2344 | 2.543e-05 | 35384.7321 | 4.0554e-05 | 39973.3724 | 4.3322e-05 | 35019.5824 | 3.9873e-05 |  | 39965.6996 | 2.5298e-05 | 33870.4816 | 3.5737e-05
40088.6274 | 4.5908e-05 | 34195.3411 | 4.3095e-05 |  | 40080.5068 | 2.5233e-05 | 30808.0534 | 3.4527e-05 | 40116.9836 | 4.3854e-05 | 37079.6384 | 4.9024e-05 |  | 40109.1589 | 2.5179e-05 | 34470.0822 | 2.8061e-05 | 40203.9301 | 4.1847e-05 | 35448.2562 | 3.7065e-05 |  | 40196.9603 | 2.5318e-05 | 35448.2562 | 4.0365e-05 | 40041.6767 | 4.2777e-05 | 35083.6192 | 4.0426e-05 |  | 40034.0493 | 2.5179e-05 | 33941.3178 | 3.5559e-05
40156.682 | 4.5328e-05 | 34258.5159 | 4.3708e-05 |  | 40148.6098 | 2.5091e-05 | 30891.3906 | 3.432e-05 | 40185.1908 | 4.3294e-05 | 37149.2977 | 4.9316e-05 |  | 40177.4127 | 2.5049e-05 | 34555.2746 | 2.797e-05 | 40272.6145 | 4.1322e-05 | 35511.7802 | 3.7485e-05 |  | 40265.6861 | 2.5204e-05 | 35511.7802 | 4.0168e-05 | 40109.981 | 4.2234e-05 | 35147.656 | 4.0987e-05 |  | 40102.399 | 2.5055e-05 | 34012.154 | 3.5376e-05
40224.7366 | 4.4744e-05 | 34321.6906 | 4.4324e-05 |  | 40216.7127 | 2.4944e-05 | 30974.7278 | 3.4116e-05 | 40253.398 | 4.2736e-05 | 37218.9569 | 4.9583e-05 |  | 40245.6665 | 2.4914e-05 | 34640.4669 | 2.7879e-05 | 40341.2988 | 4.0801e-05 | 35575.3043 | 3.7914e-05 |  | 40334.4119 | 2.5089e-05 | 35575.3043 | 3.9964e-05 | 40178.2853 | 4.1694e-05 | 35211.6928 | 4.1556e-05 |  | 40170.7487 | 2.4927e-05 | 34082.9902 | 3.5188e-05
40292.7912 | 4.4158e-05 | 34384.8654 | 4.4941e-05 |  | 40284.8157 | 2.4793e-05 | 31058.065 | 3.3917e-05 | 40321.6053 | 4.2179e-05 | 37288.6162 | 4.9824e-05 |  | 40313.9204 | 2.4774e-05 | 34725.6593 | 2.7787e-05 | 40409.9832 | 4.0286e-05 | 35638.8284 | 3.8355e-05 |  | 40403.1378 | 2.4971e-05 | 35638.8284 | 3.9752e-05 | 40246.5896 | 4.1159e-05 | 35275.7295 | 4.2131e-05 |  | 40239.0984 | 2.4795e-05 | 34153.8264 | 3.4997e-05
40360.8458 | 4.3571e-05 | 34448.0401 | 4.5557e-05 |  | 40352.9186 | 2.4637e-05 | 31141.4022 | 3.3723e-05 | 40389.8125 | 4.1626e-05 | 37358.2755 | 5.004e-05 |  | 40382.1742 | 2.463e-05 | 34810.8517 | 2.7694e-05 | 40478.6675 | 3.9776e-05 | 35702.3524 | 3.8806e-05 |  | 40471.8636 | 2.4851e-05 | 35702.3524 | 3.9532e-05 | 40314.8939 | 4.0627e-05 | 35339.7663 | 4.2712e-05 |  | 40307.4481 | 2.4659e-05 | 34224.6626 | 3.4801e-05
40428.9004 | 4.2983e-05 | 34511.2149 | 4.6172e-05 |  | 40421.0215 | 2.4476e-05 | 31224.7393 | 3.3534e-05 | 40458.0198 | 4.1075e-05 | 37427.9348 | 5.0227e-05 |  | 40450.428 | 2.4483e-05 | 34896.044 | 2.76e-05 | 40547.3519 | 3.9272e-05 | 35765.8765 | 3.9265e-05 |  | 40540.5894 | 2.4729e-05 | 35765.8765 | 3.9303e-05 | 40383.1982 | 4.0101e-05 | 35403.8031 | 4.3298e-05 |  | 40375.7978 | 2.452e-05 | 34295.4988 | 3.4601e-05
40496.955 | 4.2397e-05 | 34574.3896 | 4.6782e-05 |  | 40489.1245 | 2.4312e-05 | 31308.0765 | 3.3352e-05 | 40526.227 | 4.053e-05 | 37497.5941 | 5.0382e-05 |  | 40518.6818 | 2.4332e-05 | 34981.2364 | 2.7505e-05 | 40616.0362 | 3.8774e-05 | 35829.4006 | 3.9733e-05 |  | 40609.3153 | 2.4605e-05 | 35829.4006 | 3.9064e-05 | 40451.5025 | 3.9581e-05 | 35467.8399 | 4.3886e-05 |  | 40444.1476 | 2.4377e-05 | 34366.335 | 3.4398e-05
40565.0096 | 4.1814e-05 | 34637.5644 | 4.7389e-05 |  | 40557.2274 | 2.4146e-05 | 31391.4137 | 3.3176e-05 | 40594.4342 | 3.999e-05 | 37567.2534 | 5.0511e-05 |  | 40586.9356 | 2.4178e-05 | 35066.4288 | 2.7408e-05 | 40684.7205 | 3.8283e-05 | 35892.9247 | 4.0208e-05 |  | 40678.0411 | 2.4479e-05 | 35892.9247 | 3.8812e-05 | 40519.8068 | 3.9067e-05 | 35531.8767 | 4.4475e-05 |  | 40512.4973 | 2.4231e-05 | 34437.1712 | 3.4191e-05
40633.0642 | 4.1235e-05 | 34700.7391 | 4.7989e-05 |  | 40625.3303 | 2.3977e-05 | 31474.7509 | 3.3006e-05 | 40662.6415 | 3.9456e-05 | 37636.9127 | 5.0613e-05 |  | 40655.1894 | 2.4022e-05 | 35151.6211 | 2.731e-05 | 40753.4049 | 3.78e-05 | 35956.4487 | 4.0691e-05 |  | 40746.7669 | 2.4352e-05 | 35956.4487 | 3.855e-05 | 40588.1112 | 3.8561e-05 | 35595.9135 | 4.5066e-05 |  | 40580.847 | 2.4083e-05 | 34508.0074 | 3.398e-05
40701.1188 | 4.066e-05 | 34763.9139 | 4.8579e-05 |  | 40693.4333 | 2.3807e-05 | 31558.0881 | 3.2843e-05 | 40730.8487 | 3.8928e-05 | 37706.572 | 5.0688e-05 |  | 40723.4432 | 2.3864e-05 | 35236.8135 | 2.7211e-05 | 40822.0892 | 3.7323e-05 | 36019.9728 | 4.1182e-05 |  | 40815.4928 | 2.4223e-05 | 36019.9728 | 3.8276e-05 | 40656.4155 | 3.8061e-05 | 35659.9503 | 4.5655e-05 |  | 40649.1967 | 2.3934e-05 | 34578.8436 | 3.3765e-05
40769.1734 | 4.0091e-05 | 34827.0886 | 4.9159e-05 |  | 40761.5362 | 2.3635e-05 | 31641.4252 | 3.2685e-05 | 40799.056 | 3.8407e-05 | 37776.2313 | 5.0736e-05 |  | 40791.6971 | 2.3705e-05 | 35322.0059 | 2.711e-05 | 40890.7736 | 3.6853e-05 | 36083.4969 | 4.168e-05 |  | 40884.2186 | 2.4093e-05 | 36083.4969 | 3.7991e-05 | 40724.7198 | 3.7567e-05 | 35723.9871 | 4.6242e-05 |  | 40717.5464 | 2.3782e-05 | 34649.6798 | 3.3545e-05
40837.228 | 3.9527e-05 | 34890.2634 | 4.9728e-05 |  | 40829.6391 | 2.3464e-05 | 31724.7624 | 3.2533e-05 | 40867.2632 | 3.7893e-05 | 37845.8906 | 5.075e-05 |  | 40859.9509 | 2.3545e-05 | 35407.1982 | 2.7008e-05 | 40959.4579 | 3.639e-05 | 36147.0209 | 4.2183e-05 |  | 40952.9444 | 2.3961e-05 | 36147.0209 | 3.7694e-05 | 40793.0241 | 3.7082e-05 | 35788.0239 | 4.6826e-05 |  | 40785.8961 | 2.363e-05 | 34720.516 | 3.3322e-05
40905.2826 | 3.8972e-05 | 34953.4382 | 5.0285e-05 |  | 40897.7421 | 2.3292e-05 | 31808.0996 | 3.2386e-05 | 40935.4705 | 3.7388e-05 | 37915.5499 | 5.0738e-05 |  | 40928.2047 | 2.3385e-05 | 35492.3906 | 2.6905e-05 | 41028.1423 | 3.5935e-05 | 36210.545 | 4.2691e-05 |  | 41021.6703 | 2.3828e-05 | 36210.545 | 3.7383e-05 | 40861.3284 | 3.6604e-05 | 35852.0607 | 4.7405e-05 |  | 40854.2458 | 2.3477e-05 | 34791.3523 | 3.3094e-05
40973.3372 | 3.8426e-05 | 35016.6129 | 5.0829e-05 |  | 40965.845 | 2.3122e-05 | 31891.4368 | 3.2244e-05 | 41003.6777 | 3.6891e-05 | 37985.2092 | 5.0701e-05 |  | 40996.4585 | 2.3224e-05 | 35577.583 | 2.6801e-05 | 41096.8266 | 3.5489e-05 | 36274.0691 | 4.3206e-05 |  | 41090.3961 | 2.3694e-05 | 36274.0691 | 3.706e-05 | 40929.6327 | 3.6136e-05 | 35916.0975 | 4.7979e-05 |  | 40922.5955 | 2.3323e-05 | 34862.1885 | 3.2862e-05
41041.3918 | 3.7888e-05 | 35079.7877 | 5.1354e-05 |  | 41033.9479 | 2.2952e-05 | 31974.774 | 3.2107e-05 | 41071.8849 | 3.6403e-05 | 38054.8685 | 5.0638e-05 |  | 41064.7123 | 2.3065e-05 | 35662.7753 | 2.6697e-05 | 41165.511 | 3.5051e-05 | 36337.5932 | 4.3725e-05 |  | 41159.1219 | 2.356e-05 | 36337.5932 | 3.6725e-05 | 40997.937 | 3.5675e-05 | 35980.1342 | 4.8544e-05 |  | 40990.9452 | 2.317e-05 | 34933.0247 | 3.2625e-05
41109.4464 | 3.7359e-05 | 35142.9624 | 5.1861e-05 |  | 41102.0509 | 2.2784e-05 | 32058.1112 | 3.1973e-05 | 41140.0922 | 3.5924e-05 | 38124.5278 | 5.0549e-05 |  | 41132.9661 | 2.2906e-05 | 35747.9677 | 2.6591e-05 | 41234.1953 | 3.462e-05 | 36401.1172 | 4.4247e-05 |  | 41227.8477 | 2.3424e-05 | 36401.1172 | 3.638e-05 | 41066.2413 | 3.5223e-05 | 36044.171 | 4.9099e-05 |  | 41059.2949 | 2.3016e-05 | 35003.8609 | 3.2383e-05
41177.501 | 3.684e-05 | 35206.1372 | 5.2351e-05 |  | 41170.1538 | 2.2618e-05 | 32141.4483 | 3.1841e-05 | 41208.2994 | 3.5454e-05 | 38194.1871 | 5.0428e-05 |  | 41201.22 | 2.2748e-05 | 35833.1601 | 2.6484e-05 | 41302.8796 | 3.4197e-05 | 36464.6413 | 4.4772e-05 |  | 41296.5736 | 2.3287e-05 | 36464.6413 | 3.6025e-05 | 41134.5456 | 3.478e-05 | 36108.2078 | 4.9645e-05 |  | 41127.6446 | 2.2864e-05 | 35074.6971 | 3.2136e-05
41245.5556 | 3.6331e-05 | 35269.3119 | 5.2822e-05 |  | 41238.2568 | 2.2455e-05 | 32224.7855 | 3.1711e-05 | 41276.5067 | 3.4993e-05 | 38263.8464 | 5.0282e-05 |  | 41269.4738 | 2.2591e-05 | 35918.3524 | 2.6377e-05 | 41371.564 | 3.3782e-05 | 36528.1654 | 4.53e-05 |  | 41365.2994 | 2.315e-05 | 36528.1654 | 3.5659e-05 | 41202.8499 | 3.4345e-05 | 36172.2446 | 5.018e-05 |  | 41195.9943 | 2.2711e-05 | 35145.5333 | 3.1884e-05
41313.6102 | 3.5836e-05 | 35332.4867 | 5.3272e-05 |  | 41306.3597 | 2.2295e-05 | 32308.1227 | 3.1583e-05 | 41344.7139 | 3.4545e-05 | 38333.5057 | 5.0112e-05 |  | 41337.7276 | 2.2437e-05 | 36003.5448 | 2.6268e-05 | 41440.2483 | 3.3378e-05 | 36591.6894 | 4.5829e-05 |  | 41434.0252 | 2.3012e-05 | 36591.6894 | 3.5282e-05 | 41271.1542 | 3.3921e-05 | 36236.2814 | 5.0702e-05 |  | 41264.344 | 2.256e-05 | 35216.3695 | 3.1628e-05
41381.6648 | 3.5352e-05 | 35395.6614 | 5.3696e-05 |  | 41374.4626 | 2.2137e-05 | 32391.4599 | 3.1455e-05 | 41412.9211 | 3.4106e-05 | 38403.165 | 4.9919e-05 |  | 41405.9814 | 2.2283e-05 | 36088.7372 | 2.6158e-05 | 41508.9327 | 3.2982e-05 | 36655.2135 | 4.6358e-05 |  | 41502.7511 | 2.2873e-05 | 36655.2135 | 3.4897e-05 | 41339.4585 | 3.3507e-05 | 36300.3182 | 5.1208e-05 |  | 41332.6937 | 2.241e-05 | 35287.2057 | 3.1367e-05
41449.7194 | 3.4879e-05 | 35458.8362 | 5.4096e-05 |  | 41442.5656 | 2.1982e-05 | 32474.7971 | 3.1327e-05 | 41481.1284 | 3.3678e-05 | 38472.8243 | 4.9703e-05 |  | 41474.2352 | 2.2132e-05 | 36173.9295 | 2.6047e-05 | 41577.617 | 3.2594e-05 | 36718.7376 | 4.6887e-05 |  | 41571.4769 | 2.2734e-05 | 36718.7376 | 3.4505e-05 | 41407.7628 | 3.3103e-05 | 36364.355 | 5.1696e-05 |  | 41401.0434 | 2.226e-05 | 35358.0419 | 3.1101e-05
41517.774 | 3.4418e-05 | 35522.011 | 5.4471e-05 |  | 41510.6685 | 2.1829e-05 | 32558.1342 | 3.1198e-05 | 41549.3356 | 3.326e-05 | 38542.4836 | 4.9457e-05 |  | 41542.489 | 2.1982e-05 | 36259.1219 | 2.5933e-05 | 41646.3014 | 3.2216e-05 | 36782.2616 | 4.7414e-05 |  | 41640.2027 | 2.2594e-05 | 36782.2616 | 3.4106e-05 | 41476.0671 | 3.2708e-05 | 36428.3918 | 5.2167e-05 |  | 41469.3932 | 2.2112e-05 | 35428.8781 | 3.0831e-05
41585.8286 | 3.3969e-05 | 35585.1857 | 5.4821e-05 |  | 41578.7714 | 2.168e-05 | 32641.4714 | 3.1066e-05 | 41617.5429 | 3.2852e-05 | 38612.1429 | 4.9188e-05 |  | 41610.7429 | 2.1834e-05 | 36344.3143 | 2.5817e-05 | 41714.9857 | 3.1846e-05 | 36845.7857 | 4.7938e-05 |  | 41708.9286 | 2.2453e-05 | 36845.7857 | 3.3703e-05 | 41544.3714 | 3.2322e-05 | 36492.4286 | 5.262e-05 |  | 41537.7429 | 2.1964e-05 | 35499.7143 | 3.0557e-05
41653.8832 | 3.3534e-05 | 35648.3605 | 5.5146e-05 |  | 41646.8744 | 2.1534e-05 | 32724.8086 | 3.0932e-05 | 41685.7501 | 3.2457e-05 | 38681.8022 | 4.8898e-05 |  | 41678.9967 | 2.1688e-05 | 36429.5067 | 2.5698e-05 | 41783.6701 | 3.1486e-05 | 36909.3098 | 4.8457e-05 |  | 41777.6544 | 2.2311e-05 | 36909.3098 | 3.3295e-05 | 41612.6757 | 3.1948e-05 | 36556.4654 | 5.3053e-05 |  | 41606.0926 | 2.1818e-05 | 35570.5505 | 3.028e-05
41721.9378 | 3.3112e-05 | 35711.5352 | 5.5437e-05 |  | 41714.9773 | 2.1391e-05 | 32808.1458 | 3.0795e-05 | 41753.9573 | 3.2073e-05 | 38751.4614 | 4.8586e-05 |  | 41747.2505 | 2.1544e-05 | 36514.699 | 2.5576e-05 | 41852.3544 | 3.1137e-05 | 36972.8339 | 4.897e-05 |  | 41846.3802 | 2.2168e-05 | 36972.8339 | 3.2884e-05 | 41680.98 | 3.1585e-05 | 36620.5022 | 5.3461e-05 |  | 41674.4423 | 2.1673e-05 | 35641.3867 | 3e-05
41789.9924 | 3.2702e-05 | 35774.71 | 5.5696e-05 |  | 41783.0802 | 2.125e-05 | 32891.483 | 3.0655e-05 | 41822.1646 | 3.1701e-05 | 38821.1207 | 4.8253e-05 |  | 41815.5043 | 2.14e-05 | 36599.8914 | 2.545e-05 | 41921.0387 | 3.0798e-05 | 37036.3579 | 4.9476e-05 |  | 41915.1061 | 2.2025e-05 | 37036.3579 | 3.2472e-05 | 41749.2843 | 3.1231e-05 | 36684.5389 | 5.3843e-05 |  | 41742.792 | 2.1528e-05 | 35712.2229 | 2.9718e-05
41858.047 | 3.2303e-05 | 35837.8847 | 5.5927e-05 |  | 41851.1832 | 2.1111e-05 | 32974.8202 | 3.051e-05 | 41890.3718 | 3.1338e-05 | 38890.78 | 4.7895e-05 |  | 41883.7581 | 2.1259e-05 | 36685.0838 | 2.532e-05 | 41989.7231 | 3.0467e-05 | 37099.882 | 4.9974e-05 |  | 41983.8319 | 2.1881e-05 | 37099.882 | 3.206e-05 | 41817.5886 | 3.0888e-05 | 36748.5757 | 5.42e-05 |  | 41811.1417 | 2.1384e-05 | 35783.0591 | 2.9434e-05
41926.1016 | 3.1916e-05 | 35901.0595 | 5.6127e-05 |  | 41919.2861 | 2.0974e-05 | 33058.1573 | 3.0359e-05 | 41958.5791 | 3.0986e-05 | 38960.4393 | 4.7516e-05 |  | 41952.0119 | 2.1118e-05 | 36770.2761 | 2.5186e-05 | 42058.4074 | 3.0145e-05 | 37163.4061 | 5.0462e-05 |  | 42052.5577 | 2.1736e-05 | 37163.4061 | 3.1649e-05 | 41885.893 | 3.0553e-05 | 36812.6125 | 5.4532e-05 |  | 41879.4914 | 2.1241e-05 | 35853.8953 | 2.9149e-05
41994.1562 | 3.1541e-05 | 35964.2342 | 5.6297e-05 |  | 41987.389 | 2.0839e-05 | 33141.4945 | 3.0203e-05 | 42026.7863 | 3.0644e-05 | 39030.0986 | 4.7117e-05 |  | 42020.2658 | 2.0978e-05 | 36855.4685 | 2.5046e-05 | 42127.0918 | 2.9832e-05 | 37226.9301 | 5.0936e-05 |  | 42121.2836 | 2.1589e-05 | 37226.9301 | 3.124e-05 | 41954.1973 | 3.0229e-05 | 36876.6493 | 5.4838e-05 |  | 41947.8411 | 2.1098e-05 | 35924.7315 | 2.8864e-05
42062.2108 | 3.118e-05 | 36027.409 | 5.6428e-05 |  | 42055.492 | 2.0706e-05 | 33224.8317 | 3.004e-05 | 42094.9935 | 3.0315e-05 | 39099.7579 | 4.6699e-05 |  | 42088.5196 | 2.0839e-05 | 36940.6609 | 2.4901e-05 | 42195.7761 | 2.953e-05 | 37290.4542 | 5.1395e-05 |  | 42190.0094 | 2.1442e-05 | 37290.4542 | 3.0835e-05 | 42022.5016 | 2.9916e-05 | 36940.6861 | 5.5109e-05 |  | 42016.1908 | 2.0955e-05 | 35995.5677 | 2.8579e-05
42130.2654 | 3.0829e-05 | 36090.5838 | 5.6523e-05 |  | 42123.5949 | 2.0573e-05 | 33308.1689 | 2.9871e-05 | 42163.2008 | 2.9995e-05 | 39169.4172 | 4.6262e-05 |  | 42156.7734 | 2.0701e-05 | 37025.8532 | 2.4751e-05 | 42264.4605 | 2.9236e-05 | 37353.9783 | 5.1838e-05 |  | 42258.7352 | 2.1293e-05 | 37353.9783 | 3.0435e-05 | 42090.8059 | 2.9612e-05 | 37004.7229 | 5.5347e-05 |  | 42084.5405 | 2.0812e-05 | 36066.4039 | 2.8295e-05
42198.32 | 3.0487e-05 | 36153.7585 | 5.6585e-05 |  | 42191.6978 | 2.0441e-05 | 33391.5061 | 2.9696e-05 | 42231.408 | 2.9683e-05 | 39239.0765 | 4.5805e-05 |  | 42225.0272 | 2.0562e-05 | 37111.0456 | 2.4595e-05 | 42333.1448 | 2.8951e-05 | 37417.5023 | 5.2265e-05 |  | 42327.4611 | 2.1144e-05 | 37417.5023 | 3.004e-05 | 42159.1102 | 2.9316e-05 | 37068.7597 | 5.5554e-05 |  | 42152.8902 | 2.0669e-05 | 36137.2401 | 2.8012e-05
42266.3746 | 3.0155e-05 | 36216.9333 | 5.6613e-05 |  | 42259.8008 | 2.0309e-05 | 33474.8432 | 2.9514e-05 | 42299.6153 | 2.9381e-05 | 39308.7358 | 4.5327e-05 |  | 42293.281 | 2.0424e-05 | 37196.238 | 2.4433e-05 | 42401.8292 | 2.8673e-05 | 37481.0264 | 5.2673e-05 |  | 42396.1869 | 2.0993e-05 | 37481.0264 | 2.9652e-05 | 42227.4145 | 2.9028e-05 | 37132.7965 | 5.5729e-05 |  | 42221.2399 | 2.0526e-05 | 36208.0763 | 2.7732e-05
42334.4292 | 2.9832e-05 | 36280.108 | 5.6608e-05 |  | 42327.9037 | 2.0178e-05 | 33558.1804 | 2.9324e-05 | 42367.8225 | 2.9086e-05 | 39378.3951 | 4.4833e-05 |  | 42361.5348 | 2.0285e-05 | 37281.4303 | 2.4265e-05 | 42470.5135 | 2.8403e-05 | 37544.5505 | 5.3058e-05 |  | 42464.9127 | 2.0841e-05 | 37544.5505 | 2.9271e-05 | 42295.7188 | 2.8748e-05 | 37196.8333 | 5.5872e-05 |  | 42289.5896 | 2.0383e-05 | 36278.9125 | 2.7455e-05
42402.4838 | 2.9518e-05 | 36343.2828 | 5.6561e-05 |  | 42396.0067 | 2.0045e-05 | 33641.5176 | 2.9126e-05 | 42436.0297 | 2.88e-05 | 39448.0544 | 4.4323e-05 |  | 42429.7886 | 2.0145e-05 | 37366.6227 | 2.4091e-05 | 42539.1978 | 2.8141e-05 | 37608.0746 | 5.3416e-05 |  | 42533.6386 | 2.0687e-05 | 37608.0746 | 2.8899e-05 | 42364.0231 | 2.8476e-05 | 37260.8701 | 5.5974e-05 |  | 42357.9393 | 2.0238e-05 | 36349.7487 | 2.7182e-05
42470.5384 | 2.9212e-05 | 36406.4575 | 5.6476e-05 |  | 42464.1096 | 1.9912e-05 | 33724.8548 | 2.8921e-05 | 42504.237 | 2.8522e-05 | 39517.7137 | 4.3797e-05 |  | 42498.0425 | 2.0005e-05 | 37451.8151 | 2.3911e-05 | 42607.8822 | 2.7885e-05 | 37671.5986 | 5.3751e-05 |  | 42602.3644 | 2.0532e-05 | 37671.5986 | 2.8537e-05 | 42432.3274 | 2.8211e-05 | 37324.9068 | 5.6038e-05 |  | 42426.289 | 2.0093e-05 | 36420.5849 | 2.6912e-05
42538.593 | 2.8913e-05 | 36469.6323 | 5.6356e-05 |  | 42532.2125 | 1.9777e-05 | 33808.192 | 2.8709e-05 | 42572.4442 | 2.8249e-05 | 39587.373 | 4.3255e-05 |  | 42566.2963 | 1.9863e-05 | 37537.0074 | 2.3726e-05 | 42676.5665 | 2.7636e-05 | 37735.1227 | 5.4061e-05 |  | 42671.0902 | 2.0375e-05 | 37735.1227 | 2.8184e-05 | 42500.6317 | 2.7952e-05 | 37388.9436 | 5.6067e-05 |  | 42494.6387 | 1.9946e-05 | 36491.4211 | 2.6646e-05
42606.6476 | 2.862e-05 | 36532.807 | 5.6202e-05 |  | 42600.3155 | 1.9641e-05 | 33891.5292 | 2.8491e-05 | 42640.6515 | 2.7982e-05 | 39657.0323 | 4.2695e-05 |  | 42634.5501 | 1.9719e-05 | 37622.1998 | 2.3535e-05 | 42745.2509 | 2.7392e-05 | 37798.6468 | 5.4343e-05 |  | 42739.816 | 2.0217e-05 | 37798.6468 | 2.7839e-05 | 42568.936 | 2.7699e-05 | 37452.9804 | 5.606e-05 |  | 42562.9885 | 1.9798e-05 | 36562.2573 | 2.6384e-05
42674.7022 | 2.8332e-05 | 36595.9818 | 5.6014e-05 |  | 42668.4184 | 1.9503e-05 | 33974.8663 | 2.8266e-05 | 42708.8587 | 2.7721e-05 | 39726.6916 | 4.2123e-05 |  | 42702.8039 | 1.9574e-05 | 37707.3922 | 2.334e-05 | 42813.9352 | 2.7152e-05 | 37862.1708 | 5.4592e-05 |  | 42808.5419 | 2.0057e-05 | 37862.1708 | 2.7504e-05 | 42637.2403 | 2.745e-05 | 37517.0172 | 5.6018e-05 |  | 42631.3382 | 1.9648e-05 | 36633.0935 | 2.6127e-05
42742.7568 | 2.805e-05 | 36659.1566 | 5.5786e-05 |  | 42736.5213 | 1.9362e-05 | 34058.2035 | 2.8035e-05 | 42777.0659 | 2.7463e-05 | 39796.3509 | 4.1539e-05 |  | 42771.0577 | 1.9427e-05 | 37792.5845 | 2.314e-05 | 42882.6196 | 2.6916e-05 | 37925.6949 | 5.4807e-05 |  | 42877.2677 | 1.9895e-05 | 37925.6949 | 2.7179e-05 | 42705.5446 | 2.7205e-05 | 37581.054 | 5.5933e-05 |  | 42699.6879 | 1.9497e-05 | 36703.9297 | 2.5874e-05
42810.8114 | 2.7772e-05 | 36722.3313 | 5.5521e-05 |  | 42804.6243 | 1.9219e-05 | 34141.5407 | 2.7798e-05 | 42845.2732 | 2.721e-05 | 39866.0102 | 4.0943e-05 |  | 42839.3115 | 1.9278e-05 | 37877.7769 | 2.2937e-05 | 42951.3039 | 2.6684e-05 | 37989.219 | 5.4991e-05 |  | 42945.9935 | 1.9731e-05 | 37989.219 | 2.6866e-05 | 42773.8489 | 2.6964e-05 | 37645.0908 | 5.5808e-05 |  | 42768.0376 | 1.9344e-05 | 36774.7659 | 2.5626e-05
42878.8659 | 2.7498e-05 | 36785.5061 | 5.5223e-05 |  | 42872.7272 | 1.9073e-05 | 34224.8779 | 2.7555e-05 | 42913.4804 | 2.696e-05 | 39935.6695 | 4.0335e-05 |  | 42907.5654 | 1.9126e-05 | 37962.9693 | 2.2729e-05 | 43019.9883 | 2.6455e-05 | 38052.7431 | 5.5143e-05 |  | 43014.7194 | 1.9565e-05 | 38052.7431 | 2.6561e-05 | 42842.1532 | 2.6726e-05 | 37709.1276 | 5.5648e-05 |  | 42836.3873 | 1.9188e-05 | 36845.6022 | 2.5382e-05
42946.9205 | 2.7226e-05 | 36848.6808 | 5.4894e-05 |  | 42940.8301 | 1.8923e-05 | 34308.2151 | 2.7307e-05 | 42981.6877 | 2.6712e-05 | 40005.3288 | 3.9715e-05 |  | 42975.8192 | 1.8971e-05 | 38048.1616 | 2.2519e-05 | 43088.6726 | 2.6228e-05 | 38116.2671 | 5.5262e-05 |  | 43083.4452 | 1.9396e-05 | 38116.2671 | 2.6265e-05 | 42910.4575 | 2.6489e-05 | 37773.1644 | 5.5453e-05 |  | 42904.737 | 1.903e-05 | 36916.4384 | 2.5141e-05
43014.9751 | 2.6957e-05 | 36911.8556 | 5.4533e-05 |  | 43008.9331 | 1.8771e-05 | 34391.5523 | 2.7056e-05 | 43049.8949 | 2.6467e-05 | 40074.9881 | 3.9088e-05 |  | 43044.073 | 1.8814e-05 | 38133.354 | 2.2306e-05 | 43157.3569 | 2.6002e-05 | 38179.7912 | 5.5342e-05 |  | 43152.171 | 1.9226e-05 | 38179.7912 | 2.5976e-05 | 42978.7618 | 2.6255e-05 | 37837.2012 | 5.5224e-05 |  | 42973.0867 | 1.887e-05 | 36987.2746 | 2.4904e-05
43083.0297 | 2.6689e-05 | 36975.0303 | 5.4138e-05 |  | 43077.036 | 1.8615e-05 | 34474.8894 | 2.68e-05 | 43118.1022 | 2.6222e-05 | 40144.6474 | 3.8453e-05 |  | 43112.3268 | 1.8654e-05 | 38218.5464 | 2.2091e-05 | 43226.0413 | 2.5776e-05 | 38243.3153 | 5.5382e-05 |  | 43220.8969 | 1.9053e-05 | 38243.3153 | 2.5695e-05 | 43047.0661 | 2.6021e-05 | 37901.238 | 5.4955e-05 |  | 43041.4364 | 1.8707e-05 | 37058.1108 | 2.4669e-05
43151.0843 | 2.6423e-05 | 37038.2051 | 5.371e-05 |  | 43145.1389 | 1.8455e-05 | 34558.2266 | 2.6542e-05 | 43186.3094 | 2.5978e-05 | 40214.3067 | 3.7812e-05 |  | 43180.5806 | 1.8491e-05 | 38303.7387 | 2.1875e-05 | 43294.7256 | 2.5552e-05 | 38306.8393 | 5.5389e-05 |  | 43289.6227 | 1.8878e-05 | 38306.8393 | 2.5421e-05 | 43115.3705 | 2.5787e-05 | 37965.2748 | 5.4649e-05 |  | 43109.7861 | 1.8542e-05 | 37128.947 | 2.4438e-05
43219.1389 | 2.6159e-05 | 37101.3798 | 5.3256e-05 |  | 43213.2419 | 1.8292e-05 | 34641.5638 | 2.6281e-05 | 43254.5166 | 2.5735e-05 | 40283.9659 | 3.7165e-05 |  | 43248.8344 | 1.8324e-05 | 38388.9311 | 2.1659e-05 | 43363.41 | 2.5326e-05 | 38370.3634 | 5.5361e-05 |  | 43358.3485 | 1.8699e-05 | 38370.3634 | 2.5153e-05 | 43183.6748 | 2.5554e-05 | 38029.3115 | 5.4311e-05 |  | 43178.1358 | 1.8373e-05 | 37199.7832 | 2.4208e-05
43287.1935 | 2.5894e-05 | 37164.5546 | 5.2775e-05 |  | 43281.3448 | 1.8124e-05 | 34724.901 | 2.6017e-05 | 43322.7239 | 2.5491e-05 | 40353.6252 | 3.6514e-05 |  | 43317.0883 | 1.8154e-05 | 38474.1235 | 2.1441e-05 | 43432.0943 | 2.51e-05 | 38433.8875 | 5.5298e-05 |  | 43427.0744 | 1.8519e-05 | 38433.8875 | 2.4889e-05 | 43251.9791 | 2.5319e-05 | 38093.3483 | 5.3944e-05 |  | 43246.4855 | 1.8202e-05 | 37270.6194 | 2.3978e-05
43355.2481 | 2.563e-05 | 37227.7294 | 5.227e-05 |  | 43349.4477 | 1.7953e-05 | 34808.2382 | 2.5752e-05 | 43390.9311 | 2.5247e-05 | 40423.2845 | 3.5861e-05 |  | 43385.3421 | 1.7982e-05 | 38559.3159 | 2.1224e-05 | 43500.7787 | 2.4872e-05 | 38497.4115 | 5.5195e-05 |  | 43495.8002 | 1.8336e-05 | 38497.4115 | 2.4629e-05 | 43320.2834 | 2.5084e-05 | 38157.3851 | 5.3547e-05 |  | 43314.8352 | 1.8028e-05 | 37341.4556 | 2.375e-05
43423.3027 | 2.5367e-05 | 37290.9041 | 5.1738e-05 |  | 43417.5507 | 1.7778e-05 | 34891.5753 | 2.5485e-05 | 43459.1384 | 2.5002e-05 | 40492.9438 | 3.5206e-05 |  | 43453.5959 | 1.7806e-05 | 38644.5082 | 2.1007e-05 | 43569.463 | 2.4643e-05 | 38560.9356 | 5.5054e-05 |  | 43564.526 | 1.815e-05 | 38560.9356 | 2.437e-05 | 43388.5877 | 2.4847e-05 | 38221.4219 | 5.3118e-05 |  | 43383.1849 | 1.7851e-05 | 37412.2918 | 2.352e-05
43491.3573 | 2.5102e-05 | 37354.0789 | 5.1182e-05 |  | 43485.6536 | 1.76e-05 | 34974.9125 | 2.5216e-05 | 43527.3456 | 2.4757e-05 | 40562.6031 | 3.4551e-05 |  | 43521.8497 | 1.7627e-05 | 38729.7006 | 2.0791e-05 | 43638.1474 | 2.4412e-05 | 38624.4597 | 5.488e-05 |  | 43633.2519 | 1.7963e-05 | 38624.4597 | 2.4113e-05 | 43456.892 | 2.4609e-05 | 38285.4587 | 5.2659e-05 |  | 43451.5346 | 1.7671e-05 | 37483.128 | 2.329e-05
43559.4119 | 2.4838e-05 | 37417.2536 | 5.0606e-05 |  | 43553.7566 | 1.7418e-05 | 35058.2497 | 2.4947e-05 | 43595.5528 | 2.4509e-05 | 40632.2624 | 3.3897e-05 |  | 43590.1035 | 1.7444e-05 | 38814.893 | 2.0575e-05 | 43706.8317 | 2.4178e-05 | 38687.9838 | 5.4674e-05 |  | 43701.9777 | 1.7772e-05 | 38687.9838 | 2.3856e-05 | 43525.1963 | 2.4368e-05 | 38349.4955 | 5.2175e-05 |  | 43519.8843 | 1.7488e-05 | 37553.9642 | 2.3058e-05
43627.4665 | 2.4572e-05 | 37480.4284 | 5.0012e-05 |  | 43621.8595 | 1.7232e-05 | 35141.5869 | 2.4676e-05 | 43663.7601 | 2.4259e-05 | 40701.9217 | 3.3245e-05 |  | 43658.3573 | 1.7259e-05 | 38900.0853 | 2.036e-05 | 43775.516 | 2.3941e-05 | 38751.5078 | 5.4437e-05 |  | 43770.7035 | 1.7579e-05 | 38751.5078 | 2.3597e-05 | 43593.5006 | 2.4125e-05 | 38413.5323 | 5.1669e-05 |  | 43588.2341 | 1.7303e-05 | 37624.8004 | 2.2823e-05
43695.5211 | 2.4306e-05 | 37543.6031 | 4.9401e-05 |  | 43689.9624 | 1.7043e-05 | 35224.9241 | 2.4405e-05 | 43731.9673 | 2.4008e-05 | 40771.581 | 3.2598e-05 |  | 43726.6112 | 1.7071e-05 | 38985.2777 | 2.0146e-05 | 43844.2004 | 2.3701e-05 | 38815.0319 | 5.4164e-05 |  | 43839.4294 | 1.7384e-05 | 38815.0319 | 2.3335e-05 | 43661.8049 | 2.3879e-05 | 38477.5691 | 5.1141e-05 |  | 43656.5838 | 1.7114e-05 | 37695.6366 | 2.2585e-05
43763.5757 | 2.4039e-05 | 37606.7779 | 4.8772e-05 |  | 43758.0654 | 1.6851e-05 | 35308.2613 | 2.4133e-05 | 43800.1746 | 2.3754e-05 | 40841.2403 | 3.1954e-05 |  | 43794.865 | 1.688e-05 | 39070.4701 | 1.9932e-05 | 43912.8847 | 2.3458e-05 | 38878.556 | 5.3857e-05 |  | 43908.1552 | 1.7187e-05 | 38878.556 | 2.307e-05 | 43730.1092 | 2.3631e-05 | 38541.6059 | 5.059e-05 |  | 43724.9335 | 1.6924e-05 | 37766.4728 | 2.2343e-05
43831.6303 | 2.3771e-05 | 37669.9526 | 4.8128e-05 |  | 43826.1683 | 1.6656e-05 | 35391.5984 | 2.386e-05 | 43868.3818 | 2.3498e-05 | 40910.8996 | 3.1316e-05 |  | 43863.1188 | 1.6686e-05 | 39155.6624 | 1.972e-05 | 43981.5691 | 2.3212e-05 | 38942.08 | 5.3524e-05 |  | 43976.881 | 1.6988e-05 | 38942.08 | 2.2801e-05 | 43798.4135 | 2.3379e-05 | 38605.6427 | 5.0018e-05 |  | 43793.2832 | 1.6731e-05 | 37837.309 | 2.2096e-05
43899.6849 | 2.3501e-05 | 37733.1274 | 4.7472e-05 |  | 43894.2712 | 1.6459e-05 | 35474.9356 | 2.3587e-05 | 43936.589 | 2.324e-05 | 40980.5589 | 3.0685e-05 |  | 43931.3726 | 1.6491e-05 | 39240.8548 | 1.9507e-05 | 44050.2534 | 2.2963e-05 | 39005.6041 | 5.3164e-05 |  | 44045.6068 | 1.6787e-05 | 39005.6041 | 2.2525e-05 | 43866.7178 | 2.3125e-05 | 38669.6795 | 4.943e-05 |  | 43861.6329 | 1.6536e-05 | 37908.1452 | 2.1845e-05
43967.7395 | 2.323e-05 | 37796.3022 | 4.6805e-05 |  | 43962.3742 | 1.6258e-05 | 35558.2728 | 2.3315e-05 | 44004.7963 | 2.2979e-05 | 41050.2182 | 3.0063e-05 |  | 43999.6264 | 1.6293e-05 | 39326.0472 | 1.9295e-05 | 44118.9378 | 2.2709e-05 | 39069.1282 | 5.2779e-05 |  | 44114.3327 | 1.6585e-05 | 39069.1282 | 2.2242e-05 | 43935.0221 | 2.2867e-05 | 38733.7162 | 4.8827e-05 |  | 43929.9826 | 1.6339e-05 | 37978.9814 | 2.1586e-05
44035.7941 | 2.2957e-05 | 37859.4769 | 4.6129e-05 |  | 44030.4771 | 1.6056e-05 | 35641.61 | 2.3042e-05 | 44073.0035 | 2.2715e-05 | 41119.8775 | 2.9449e-05 |  | 44067.8802 | 1.6092e-05 | 39411.2395 | 1.9083e-05 | 44187.6221 | 2.2452e-05 | 39132.6523 | 5.2366e-05 |  | 44183.0585 | 1.6381e-05 | 39132.6523 | 2.1952e-05 | 44003.3264 | 2.2606e-05 | 38797.753 | 4.821e-05 |  | 43998.3323 | 1.6139e-05 | 38049.8176 | 2.1322e-05
44103.8487 | 2.2682e-05 | 37922.6517 | 4.5443e-05 |  | 44098.58 | 1.5851e-05 | 35724.9472 | 2.2769e-05 | 44141.2108 | 2.2449e-05 | 41189.5368 | 2.8844e-05 |  | 44136.1341 | 1.589e-05 | 39496.4319 | 1.887e-05 | 44256.3065 | 2.2192e-05 | 39196.1763 | 5.1929e-05 |  | 44251.7843 | 1.6175e-05 | 39196.1763 | 2.1655e-05 | 44071.6307 | 2.2342e-05 | 38861.7898 | 4.7579e-05 |  | 44066.682 | 1.5938e-05 | 38120.6538 | 2.1052e-05
44171.9033 | 2.2406e-05 | 37985.8264 | 4.4749e-05 |  | 44166.683 | 1.5644e-05 | 35808.2843 | 2.2497e-05 | 44209.418 | 2.2179e-05 | 41259.1961 | 2.8248e-05 |  | 44204.3879 | 1.5687e-05 | 39581.6243 | 1.8656e-05 | 44324.9908 | 2.1928e-05 | 39259.7004 | 5.1471e-05 |  | 44320.5102 | 1.5969e-05 | 39259.7004 | 2.135e-05 | 44139.935 | 2.2075e-05 | 38925.8266 | 4.6935e-05 |  | 44135.0317 | 1.5736e-05 | 38191.49 | 2.0776e-05
44239.9579 | 2.2128e-05 | 38049.0012 | 4.4048e-05 |  | 44234.7859 | 1.5436e-05 | 35891.6215 | 2.2225e-05 | 44277.6252 | 2.1907e-05 | 41328.8554 | 2.7662e-05 |  | 44272.6417 | 1.5482e-05 | 39666.8166 | 1.844e-05 | 44393.6751 | 2.166e-05 | 39323.2245 | 5.0994e-05 |  | 44389.236 | 1.5762e-05 | 39323.2245 | 2.1037e-05 | 44208.2393 | 2.1804e-05 | 38989.8634 | 4.6282e-05 |  | 44203.3814 | 1.5532e-05 | 38262.3262 | 2.0492e-05
44308.0125 | 2.1847e-05 | 38112.1759 | 4.3343e-05 |  | 44302.8888 | 1.5226e-05 | 35974.9587 | 2.1954e-05 | 44345.8325 | 2.1632e-05 | 41398.5147 | 2.7089e-05 |  | 44340.8955 | 1.5275e-05 | 39752.009 | 1.8223e-05 | 44462.3595 | 2.1389e-05 | 39386.7485 | 5.0499e-05 |  | 44457.9618 | 1.5553e-05 | 39386.7485 | 2.0713e-05 | 44276.5436 | 2.153e-05 | 39053.9002 | 4.5619e-05 |  | 44271.7311 | 1.5327e-05 | 38333.1624 | 2.0202e-05
44376.0671 | 2.1564e-05 | 38175.3507 | 4.2632e-05 |  | 44370.9918 | 1.5015e-05 | 36058.2959 | 2.1684e-05 | 44414.0397 | 2.1353e-05 | 41468.174 | 2.6527e-05 |  | 44409.1493 | 1.5067e-05 | 39837.2014 | 1.8003e-05 | 44531.0438 | 2.1114e-05 | 39450.2726 | 4.9985e-05 |  | 44526.6877 | 1.5344e-05 | 39450.2726 | 2.0382e-05 | 44344.8479 | 2.1253e-05 | 39117.937 | 4.4949e-05 |  | 44340.0808 | 1.512e-05 | 38403.9986 | 1.9904e-05
44444.1217 | 2.1279e-05 | 38238.5254 | 4.1918e-05 |  | 44439.0947 | 1.4802e-05 | 36141.6331 | 2.1414e-05 | 44482.247 | 2.1072e-05 | 41537.8333 | 2.5975e-05 |  | 44477.4031 | 1.4858e-05 | 39922.3937 | 1.7781e-05 | 44599.7282 | 2.0836e-05 | 39513.7967 | 4.9453e-05 |  | 44595.4135 | 1.5134e-05 | 39513.7967 | 2.0042e-05 | 44413.1523 | 2.0972e-05 | 39181.9738 | 4.4271e-05 |  | 44408.4305 | 1.4912e-05 | 38474.8348 | 1.96e-05
44512.1763 | 2.0992e-05 | 38301.7002 | 4.1199e-05 |  | 44507.1977 | 1.4588e-05 | 36224.9703 | 2.1145e-05 | 44550.4542 | 2.0788e-05 | 41607.4926 | 2.5435e-05 |  | 44545.6569 | 1.4647e-05 | 40007.5861 | 1.7555e-05 | 44668.4125 | 2.0555e-05 | 39577.3207 | 4.8908e-05 |  | 44664.1393 | 1.4922e-05 | 39577.3207 | 1.9695e-05 | 44481.4566 | 2.0688e-05 | 39246.0106 | 4.3586e-05 |  | 44476.7802 | 1.4703e-05 | 38545.671 | 1.9289e-05
44580.2309 | 2.0702e-05 | 38364.875 | 4.0478e-05 |  | 44575.3006 | 1.4372e-05 | 36308.3074 | 2.0877e-05 | 44618.6614 | 2.0501e-05 | 41677.1519 | 2.4905e-05 |  | 44613.9108 | 1.4435e-05 | 40092.7785 | 1.7325e-05 | 44737.0969 | 2.027e-05 | 39640.8448 | 4.8349e-05 |  | 44732.8652 | 1.471e-05 | 39640.8448 | 1.9341e-05 | 44549.7609 | 2.0402e-05 | 39310.0474 | 4.2894e-05 |  | 44545.1299 | 1.4492e-05 | 38616.5072 | 1.8972e-05
44648.2855 | 2.0408e-05 | 38428.0497 | 3.9754e-05 |  | 44643.4035 | 1.4156e-05 | 36391.6446 | 2.061e-05 | 44686.8687 | 2.021e-05 | 41746.8112 | 2.4389e-05 |  | 44682.1646 | 1.4222e-05 | 40177.9708 | 1.7091e-05 | 44805.7812 | 1.9983e-05 | 39704.3689 | 4.7779e-05 |  | 44801.591 | 1.4498e-05 | 39704.3689 | 1.8979e-05 | 44618.0652 | 2.0112e-05 | 39374.0841 | 4.2198e-05 |  | 44613.4796 | 1.428e-05 | 38687.3434 | 1.8649e-05
44716.3401 | 2.0112e-05 | 38491.2245 | 3.9028e-05 |  | 44711.5065 | 1.3938e-05 | 36474.9818 | 2.0343e-05 | 44755.0759 | 1.9916e-05 | 41816.4705 | 2.3884e-05 |  | 44750.4184 | 1.4007e-05 | 40263.1632 | 1.6852e-05 | 44874.4656 | 1.9692e-05 | 39767.893 | 4.7195e-05 |  | 44870.3168 | 1.4284e-05 | 39767.893 | 1.861e-05 | 44686.3695 | 1.9818e-05 | 39438.1209 | 4.1497e-05 |  | 44681.8294 | 1.4067e-05 | 38758.1796 | 1.8321e-05
44784.3947 | 1.9814e-05 | 38554.3992 | 3.83e-05 |  | 44779.6094 | 1.3718e-05 | 36558.319 | 2.0076e-05 | 44823.2832 | 1.9619e-05 | 41886.1297 | 2.339e-05 |  | 44818.6722 | 1.3791e-05 | 40348.3556 | 1.6609e-05 | 44943.1499 | 1.9398e-05 | 39831.417 | 4.6599e-05 |  | 44939.0427 | 1.4068e-05 | 39831.417 | 1.8237e-05 | 44754.6738 | 1.9522e-05 | 39502.1577 | 4.0791e-05 |  | 44750.1791 | 1.3852e-05 | 38829.0159 | 1.7987e-05
44852.4493 | 1.9512e-05 | 38617.574 | 3.7571e-05 |  | 44847.7123 | 1.3497e-05 | 36641.6562 | 1.9808e-05 | 44891.4904 | 1.932e-05 | 41955.789 | 2.2906e-05 |  | 44886.926 | 1.3573e-05 | 40433.5479 | 1.6361e-05 | 45011.8342 | 1.9101e-05 | 39894.9411 | 4.5993e-05 |  | 45007.7685 | 1.3851e-05 | 39894.9411 | 1.7859e-05 | 44822.9781 | 1.9223e-05 | 39566.1945 | 4.0079e-05 |  | 44818.5288 | 1.3635e-05 | 38899.8521 | 1.7649e-05
44920.5039 | 1.9208e-05 | 38680.7487 | 3.684e-05 |  | 44915.8153 | 1.3274e-05 | 36724.9933 | 1.9539e-05 | 44959.6977 | 1.9017e-05 | 42025.4483 | 2.2431e-05 |  | 44955.1798 | 1.3353e-05 | 40518.7403 | 1.6108e-05 | 45080.5186 | 1.8802e-05 | 39958.4652 | 4.5377e-05 |  | 45076.4943 | 1.3633e-05 | 39958.4652 | 1.7478e-05 | 44891.2824 | 1.8921e-05 | 39630.2313 | 3.9364e-05 |  | 44886.8785 | 1.3417e-05 | 38970.6883 | 1.7308e-05
44988.5585 | 1.89e-05 | 38743.9235 | 3.6107e-05 |  | 44983.9182 | 1.305e-05 | 36808.3305 | 1.9268e-05 | 45027.9049 | 1.8712e-05 | 42095.1076 | 2.1969e-05 |  | 45023.4337 | 1.3132e-05 | 40603.9327 | 1.5849e-05 | 45149.2029 | 1.85e-05 | 40021.9892 | 4.4753e-05 |  | 45145.2202 | 1.3413e-05 | 40021.9892 | 1.7094e-05 | 44959.5867 | 1.8617e-05 | 39694.2681 | 3.8645e-05 |  | 44955.2282 | 1.3196e-05 | 39041.5245 | 1.6963e-05
45056.6131 | 1.8589e-05 | 38807.0982 | 3.5374e-05 |  | 45052.0211 | 1.2824e-05 | 36891.6677 | 1.8995e-05 | 45096.1121 | 1.8403e-05 | 42164.7669 | 2.1516e-05 |  | 45091.6875 | 1.2908e-05 | 40689.125 | 1.5585e-05 | 45217.8873 | 1.8194e-05 | 40085.5133 | 4.4118e-05 |  | 45213.946 | 1.3191e-05 | 40085.5133 | 1.6708e-05 | 45027.891 | 1.8309e-05 | 39758.3049 | 3.7922e-05 |  | 45023.5779 | 1.2974e-05 | 39112.3607 | 1.6616e-05
45124.6677 | 1.8275e-05 | 38870.273 | 3.464e-05 |  | 45120.1241 | 1.2596e-05 | 36975.0049 | 1.8719e-05 | 45164.3194 | 1.8091e-05 | 42234.4262 | 2.1072e-05 |  | 45159.9413 | 1.2683e-05 | 40774.3174 | 1.5315e-05 | 45286.5716 | 1.7887e-05 | 40149.0374 | 4.3474e-05 |  | 45282.6718 | 1.2967e-05 | 40149.0374 | 1.6322e-05 | 45096.1953 | 1.7999e-05 | 39822.3417 | 3.7195e-05 |  | 45091.9276 | 1.2749e-05 | 39183.1969 | 1.6266e-05
45192.7223 | 1.7958e-05 | 38933.4477 | 3.3905e-05 |  | 45188.227 | 1.2366e-05 | 37058.3421 | 1.8439e-05 | 45232.5266 | 1.7777e-05 | 42304.0855 | 2.0636e-05 |  | 45228.1951 | 1.2455e-05 | 40859.5098 | 1.5041e-05 | 45355.256 | 1.7577e-05 | 40212.5614 | 4.2821e-05 |  | 45351.3977 | 1.2741e-05 | 40212.5614 | 1.5937e-05 | 45164.4996 | 1.7686e-05 | 39886.3785 | 3.6464e-05 |  | 45160.2773 | 1.2522e-05 | 39254.0331 | 1.5916e-05
45260.7769 | 1.7638e-05 | 38996.6225 | 3.3169e-05 |  | 45256.3299 | 1.2134e-05 | 37141.6793 | 1.8155e-05 | 45300.7339 | 1.746e-05 | 42373.7448 | 2.0208e-05 |  | 45296.4489 | 1.2224e-05 | 40944.7022 | 1.4762e-05 | 45423.9403 | 1.7265e-05 | 40276.0855 | 4.2161e-05 |  | 45420.1235 | 1.2512e-05 | 40276.0855 | 1.5553e-05 | 45232.8039 | 1.7371e-05 | 39950.4153 | 3.573e-05 |  | 45228.627 | 1.2293e-05 | 39324.8693 | 1.5564e-05
45328.8315 | 1.7316e-05 | 39059.7973 | 3.2433e-05 |  | 45324.4329 | 1.19e-05 | 37225.0164 | 1.7865e-05 | 45368.9411 | 1.7141e-05 | 42443.4041 | 1.9789e-05 |  | 45364.7027 | 1.1992e-05 | 41029.8945 | 1.4479e-05 | 45492.6247 | 1.6951e-05 | 40339.6096 | 4.1492e-05 |  | 45488.8493 | 1.2282e-05 | 40339.6096 | 1.5171e-05 | 45301.1082 | 1.7053e-05 | 40014.4521 | 3.4992e-05 |  | 45296.9767 | 1.2061e-05 | 39395.7055 | 1.5214e-05
45396.8861 | 1.699e-05 | 39122.972 | 3.1698e-05 |  | 45392.5358 | 1.1665e-05 | 37308.3536 | 1.7571e-05 | 45437.1483 | 1.6819e-05 | 42513.0634 | 1.9377e-05 |  | 45432.9566 | 1.1758e-05 | 41115.0869 | 1.4192e-05 | 45561.309 | 1.6634e-05 | 40403.1337 | 4.0814e-05 |  | 45557.5751 | 1.2049e-05 | 40403.1337 | 1.4793e-05 | 45369.4125 | 1.6734e-05 | 40078.4888 | 3.4251e-05 |  | 45365.3264 | 1.1827e-05 | 39466.5417 | 1.4864e-05
45464.9407 | 1.6662e-05 | 39186.1468 | 3.0962e-05 |  | 45460.6387 | 1.1427e-05 | 37391.6908 | 1.7271e-05 | 45505.3556 | 1.6495e-05 | 42582.7227 | 1.8972e-05 |  | 45501.2104 | 1.1521e-05 | 41200.2793 | 1.3902e-05 | 45629.9933 | 1.6316e-05 | 40466.6577 | 4.0127e-05 |  | 45626.301 | 1.1813e-05 | 40466.6577 | 1.4419e-05 | 45437.7168 | 1.6412e-05 | 40142.5256 | 3.3507e-05 |  | 45433.6761 | 1.1591e-05 | 39537.3779 | 1.4515e-05
45532.9953 | 1.6332e-05 | 39249.3215 | 3.0228e-05 |  | 45528.7417 | 1.1188e-05 | 37475.028 | 1.6965e-05 | 45573.5628 | 1.6169e-05 | 42652.382 | 1.8573e-05 |  | 45569.4642 | 1.1283e-05 | 41285.4716 | 1.3608e-05 | 45698.6777 | 1.5996e-05 | 40530.1818 | 3.9432e-05 |  | 45695.0268 | 1.1575e-05 | 40530.1818 | 1.405e-05 | 45506.0211 | 1.6088e-05 | 40206.5624 | 3.2761e-05 |  | 45502.0258 | 1.1353e-05 | 39608.2141 | 1.4168e-05
45601.0499 | 1.6e-05 | 39312.4963 | 2.9495e-05 |  | 45596.8446 | 1.0948e-05 | 37558.3652 | 1.6653e-05 | 45641.7701 | 1.5842e-05 | 42722.0413 | 1.818e-05 |  | 45637.718 | 1.1043e-05 | 41370.664 | 1.3313e-05 | 45767.362 | 1.5674e-05 | 40593.7059 | 3.8729e-05 |  | 45763.7526 | 1.1336e-05 | 40593.7059 | 1.3687e-05 | 45574.3254 | 1.5763e-05 | 40270.5992 | 3.2012e-05 |  | 45570.3755 | 1.1114e-05 | 39679.0503 | 1.3825e-05
45669.1045 | 1.5666e-05 | 39375.671 | 2.8764e-05 |  | 45664.9476 | 1.0707e-05 | 37641.7023 | 1.6335e-05 | 45709.9773 | 1.5513e-05 | 42791.7006 | 1.7792e-05 |  | 45705.9718 | 1.0801e-05 | 41455.8564 | 1.3016e-05 | 45836.0464 | 1.5351e-05 | 40657.2299 | 3.8019e-05 |  | 45832.4785 | 1.1094e-05 | 40657.2299 | 1.3329e-05 | 45642.6297 | 1.5437e-05 | 40334.636 | 3.1262e-05 |  | 45638.7252 | 1.0872e-05 | 39749.8865 | 1.3485e-05
45737.1591 | 1.5331e-05 | 39438.8458 | 2.8035e-05 |  | 45733.0505 | 1.0465e-05 | 37725.0395 | 1.6011e-05 | 45778.1845 | 1.5182e-05 | 42861.3599 | 1.7411e-05 |  | 45774.2256 | 1.0559e-05 | 41541.0487 | 1.2718e-05 | 45904.7307 | 1.5028e-05 | 40720.754 | 3.7299e-05 |  | 45901.2043 | 1.0851e-05 | 40720.754 | 1.2978e-05 | 45710.9341 | 1.5109e-05 | 40398.6728 | 3.051e-05 |  | 45707.075 | 1.063e-05 | 39820.7227 | 1.3149e-05
45805.2137 | 1.4994e-05 | 39502.0205 | 2.7309e-05 |  | 45801.1534 | 1.0222e-05 | 37808.3767 | 1.5682e-05 | 45846.3918 | 1.4851e-05 | 42931.0192 | 1.7034e-05 |  | 45842.4795 | 1.0316e-05 | 41626.2411 | 1.2421e-05 | 45973.4151 | 1.4703e-05 | 40784.2781 | 3.6572e-05 |  | 45969.9301 | 1.0607e-05 | 40784.2781 | 1.2635e-05 | 45779.2384 | 1.4781e-05 | 40462.7096 | 2.9758e-05 |  | 45775.4247 | 1.0387e-05 | 39891.5589 | 1.2818e-05
45873.2683 | 1.4657e-05 | 39565.1953 | 2.6588e-05 |  | 45869.2564 | 9.9805e-06 | 37891.7139 | 1.5348e-05 | 45914.599 | 1.452e-05 | 43000.6785 | 1.6662e-05 |  | 45910.7333 | 1.0073e-05 | 41711.4335 | 1.2124e-05 | 46042.0994 | 1.4378e-05 | 40847.8022 | 3.5837e-05 |  | 46038.656 | 1.0362e-05 | 40847.8022 | 1.23e-05 | 45847.5427 | 1.4452e-05 | 40526.7464 | 2.9006e-05 |  | 45843.7744 | 1.0144e-05 | 39962.3951 | 1.2491e-05
45941.3229 | 1.432e-05 | 39628.3701 | 2.5871e-05 |  | 45937.3593 | 9.7393e-06 | 37975.0511 | 1.5011e-05 | 45982.8063 | 1.4188e-05 | 43070.3378 | 1.6294e-05 |  | 45978.9871 | 9.8307e-06 | 41796.6258 | 1.1829e-05 | 46110.7838 | 1.4053e-05 | 40911.3262 | 3.5096e-05 |  | 46107.3818 | 1.0117e-05 | 40911.3262 | 1.1972e-05 | 45915.847 | 1.4124e-05 | 40590.7832 | 2.8255e-05 |  | 45912.1241 | 9.9005e-06 | 40033.2313 | 1.217e-05
46009.3775 | 1.3983e-05 | 39691.5448 | 2.5159e-05 |  | 46005.4622 | 9.4995e-06 | 38058.3883 | 1.467e-05 | 46051.0135 | 1.3857e-05 | 43139.9971 | 1.593e-05 |  | 46047.2409 | 9.5893e-06 | 41881.8182 | 1.1537e-05 | 46179.4681 | 1.3729e-05 | 40974.8503 | 3.4349e-05 |  | 46176.1076 | 9.8721e-06 | 40974.8503 | 1.1652e-05 | 45984.1513 | 1.3796e-05 | 40654.82 | 2.7506e-05 |  | 45980.4738 | 9.6584e-06 | 40104.0675 | 1.1856e-05
46077.4321 | 1.3646e-05 | 39754.7196 | 2.4453e-05 |  | 46073.5652 | 9.2616e-06 | 38141.7254 | 1.4326e-05 | 46119.2207 | 1.3526e-05 | 43209.6564 | 1.5571e-05 |  | 46115.4947 | 9.3494e-06 | 41967.0106 | 1.1247e-05 | 46248.1524 | 1.3405e-05 | 41038.3744 | 3.3595e-05 |  | 46244.8335 | 9.6281e-06 | 41038.3744 | 1.1339e-05 | 46052.4556 | 1.3468e-05 | 40718.8568 | 2.6759e-05 |  | 46048.8235 | 9.4176e-06 | 40174.9037 | 1.1548e-05
46145.4867 | 1.3311e-05 | 39817.8943 | 2.3754e-05 |  | 46141.6681 | 9.0261e-06 | 38225.0626 | 1.3982e-05 | 46187.428 | 1.3197e-05 | 43279.3157 | 1.5216e-05 |  | 46183.7485 | 9.1117e-06 | 42052.2029 | 1.0961e-05 | 46316.8368 | 1.3082e-05 | 41101.8984 | 3.2835e-05 |  | 46313.5593 | 9.3855e-06 | 41101.8984 | 1.1036e-05 | 46120.7599 | 1.3142e-05 | 40782.8935 | 2.6016e-05 |  | 46117.1732 | 9.1787e-06 | 40245.7399 | 1.1246e-05
46213.5413 | 1.2978e-05 | 39881.0691 | 2.3064e-05 |  | 46209.771 | 8.7934e-06 | 38308.3998 | 1.3637e-05 | 46255.6352 | 1.287e-05 | 43348.975 | 1.4864e-05 |  | 46252.0023 | 8.8765e-06 | 42137.3953 | 1.068e-05 | 46385.5211 | 1.2761e-05 | 41165.4225 | 3.207e-05 |  | 46382.2851 | 9.1447e-06 | 41165.4225 | 1.0741e-05 | 46189.0642 | 1.2818e-05 | 40846.9303 | 2.5278e-05 |  | 46185.5229 | 8.9422e-06 | 40316.5761 | 1.0952e-05
46281.5959 | 1.2648e-05 | 39944.2438 | 2.2382e-05 |  | 46277.874 | 8.5639e-06 | 38391.737 | 1.3293e-05 | 46323.8425 | 1.2545e-05 | 43418.6342 | 1.4516e-05 |  | 46320.2562 | 8.6444e-06 | 42222.5877 | 1.0403e-05 | 46454.2055 | 1.2443e-05 | 41228.9466 | 3.1302e-05 |  | 46451.011 | 8.9063e-06 | 41228.9466 | 1.0454e-05 | 46257.3685 | 1.2496e-05 | 40910.9671 | 2.4545e-05 |  | 46253.8726 | 8.7085e-06 | 40387.4123 | 1.0664e-05
46349.6505 | 1.232e-05 | 40007.4186 | 2.1709e-05 |  | 46345.9769 | 8.3394e-06 | 38475.0742 | 1.2951e-05 | 46392.0497 | 1.2222e-05 | 43488.2935 | 1.4171e-05 |  | 46388.51 | 8.4168e-06 | 42307.78 | 1.0133e-05 | 46522.8898 | 1.2126e-05 | 41292.4706 | 3.0531e-05 |  | 46519.7368 | 8.6715e-06 | 41292.4706 | 1.0175e-05 | 46325.6728 | 1.2176e-05 | 40975.0039 | 2.3819e-05 |  | 46322.2223 | 8.4793e-06 | 40458.2485 | 1.0384e-05
46417.7051 | 1.1995e-05 | 40070.5933 | 2.1046e-05 |  | 46414.0798 | 8.1194e-06 | 38558.4114 | 1.2612e-05 | 46460.2569 | 1.1903e-05 | 43557.9528 | 1.3831e-05 |  | 46456.7638 | 8.1936e-06 | 42392.9724 | 9.8686e-06 | 46591.5742 | 1.1813e-05 | 41355.9947 | 2.9756e-05 |  | 46588.4626 | 8.4404e-06 | 41355.9947 | 9.9027e-06 | 46393.9771 | 1.186e-05 | 41039.0407 | 2.3099e-05 |  | 46390.572 | 8.2542e-06 | 40529.0847 | 1.0112e-05
46485.7597 | 1.1674e-05 | 40133.7681 | 2.0393e-05 |  | 46482.1828 | 7.9043e-06 | 38641.7485 | 1.2277e-05 | 46528.4642 | 1.1587e-05 | 43627.6121 | 1.3495e-05 |  | 46525.0176 | 7.9751e-06 | 42478.1648 | 9.6109e-06 | 46660.2585 | 1.1503e-05 | 41419.5188 | 2.898e-05 |  | 46657.1885 | 8.2133e-06 | 41419.5188 | 9.6387e-06 | 46462.2814 | 1.1546e-05 | 41103.0775 | 2.2387e-05 |  | 46458.9217 | 8.0336e-06 | 40599.9209 | 9.8471e-06
46553.8143 | 1.1358e-05 | 40196.9429 | 1.9754e-05 |  | 46550.2857 | 7.6944e-06 | 38725.0857 | 1.1948e-05 | 46596.6714 | 1.1277e-05 | 43697.2714 | 1.3162e-05 |  | 46593.2714 | 7.7616e-06 | 42563.3571 | 9.3597e-06 | 46728.9429 | 1.1197e-05 | 41483.0429 | 2.8204e-05 |  | 46725.9143 | 7.9907e-06 | 41483.0429 | 9.3834e-06 | 46530.5857 | 1.1238e-05 | 41167.1143 | 2.1687e-05 |  | 46527.2714 | 7.8179e-06 | 40670.7571 | 9.5898e-06
46621.8689 | 1.1047e-05 | 40260.1176 | 1.9127e-05 |  | 46618.3886 | 7.4899e-06 | 38808.4229 | 1.1624e-05 | 46664.8787 | 1.0971e-05 | 43766.9307 | 1.2832e-05 |  | 46661.5252 | 7.5534e-06 | 42648.5495 | 9.1155e-06 | 46797.6272 | 1.0896e-05 | 41546.5669 | 2.7428e-05 |  | 46794.6401 | 7.773e-06 | 41546.5669 | 9.135e-06 | 46598.89 | 1.0934e-05 | 41231.1511 | 2.0997e-05 |  | 46595.6211 | 7.6074e-06 | 40741.5933 | 9.3397e-06
46689.9235 | 1.0741e-05 | 40323.2924 | 1.8512e-05 |  | 46686.4916 | 7.2914e-06 | 38891.7601 | 1.1307e-05 | 46733.0859 | 1.0669e-05 | 43836.59 | 1.2507e-05 |  | 46729.7791 | 7.3511e-06 | 42733.7419 | 8.8781e-06 | 46866.3115 | 1.0599e-05 | 41610.091 | 2.6654e-05 |  | 46863.3659 | 7.5606e-06 | 41610.091 | 8.8934e-06 | 46667.1943 | 1.0636e-05 | 41295.1879 | 2.0317e-05 |  | 46663.9708 | 7.4028e-06 | 40812.4295 | 9.0967e-06
46757.9781 | 1.0441e-05 | 40386.4671 | 1.7909e-05 |  | 46754.5945 | 7.1001e-06 | 38975.0973 | 1.0997e-05 | 46801.2932 | 1.0373e-05 | 43906.2493 | 1.2186e-05 |  | 46798.0329 | 7.156e-06 | 42818.9342 | 8.6491e-06 | 46934.9959 | 1.0307e-05 | 41673.6151 | 2.5883e-05 |  | 46932.0918 | 7.355e-06 | 41673.6151 | 8.6585e-06 | 46735.4986 | 1.0342e-05 | 41359.2247 | 1.9648e-05 |  | 46732.3205 | 7.2052e-06 | 40883.2658 | 8.8615e-06
46826.0327 | 1.0146e-05 | 40449.6419 | 1.7319e-05 |  | 46822.6975 | 6.9149e-06 | 39058.4344 | 1.0694e-05 | 46869.5004 | 1.0083e-05 | 43975.9086 | 1.1869e-05 |  | 46866.2867 | 6.967e-06 | 42904.1266 | 8.4275e-06 | 47003.6802 | 1.0021e-05 | 41737.1391 | 2.5115e-05 |  | 47000.8176 | 7.1553e-06 | 41737.1391 | 8.4299e-06 | 46803.8029 | 1.0053e-05 | 41423.2614 | 1.8992e-05 |  | 46800.6703 | 7.0135e-06 | 40954.102 | 8.634e-06
46894.0873 | 9.8578e-06 | 40512.8166 | 1.6746e-05 |  | 46890.8004 | 6.7358e-06 | 39141.7716 | 1.04e-05 | 46937.7076 | 9.7983e-06 | 44045.5679 | 1.1556e-05 |  | 46934.5405 | 6.784e-06 | 42989.319 | 8.213e-06 | 47072.3646 | 9.7397e-06 | 41800.6632 | 2.4353e-05 |  | 47069.5434 | 6.9616e-06 | 41800.6632 | 8.209e-06 | 46872.1072 | 9.7706e-06 | 41487.2982 | 1.8352e-05 |  | 46869.02 | 6.828e-06 | 41024.9382 | 8.4132e-06
46962.1419 | 9.5767e-06 | 40575.9914 | 1.6188e-05 |  | 46958.9033 | 6.5627e-06 | 39225.1088 | 1.0116e-05 | 47005.9149 | 9.521e-06 | 44115.2272 | 1.1247e-05 |  | 47002.7943 | 6.6072e-06 | 43074.5114 | 8.0053e-06 | 47141.0489 | 9.4659e-06 | 41864.1873 | 2.3596e-05 |  | 47138.2693 | 6.7739e-06 | 41864.1873 | 7.9943e-06 | 46940.4115 | 9.4952e-06 | 41551.335 | 1.7725e-05 |  | 46937.3697 | 6.6486e-06 | 41095.7744 | 8.1987e-06
47030.1965 | 9.3019e-06 | 40639.1661 | 1.5642e-05 |  | 47027.0063 | 6.3956e-06 | 39308.446 | 9.8407e-06 | 47074.1221 | 9.2499e-06 | 44184.8865 | 1.0943e-05 |  | 47071.0481 | 6.4364e-06 | 43159.7037 | 7.8043e-06 | 47209.7333 | 9.1981e-06 | 41927.7114 | 2.2846e-05 |  | 47206.9951 | 6.5924e-06 | 41927.7114 | 7.7854e-06 | 47008.7159 | 9.2258e-06 | 41615.3718 | 1.7112e-05 |  | 47005.7194 | 6.4752e-06 | 41166.6106 | 7.9903e-06
47098.2511 | 9.0335e-06 | 40702.3409 | 1.5111e-05 |  | 47095.1092 | 6.235e-06 | 39391.7832 | 9.5738e-06 | 47142.3294 | 8.985e-06 | 44254.5458 | 1.0643e-05 |  | 47139.302 | 6.2722e-06 | 43244.8961 | 7.6097e-06 | 47278.4176 | 8.9363e-06 | 41991.2354 | 2.2104e-05 |  | 47275.7209 | 6.4176e-06 | 41991.2354 | 7.5821e-06 | 47077.0202 | 8.9627e-06 | 41679.4086 | 1.6513e-05 |  | 47074.0691 | 6.3086e-06 | 41237.4468 | 7.788e-06
47166.3057 | 8.7716e-06 | 40765.5157 | 1.4594e-05 |  | 47163.2121 | 6.0807e-06 | 39475.1204 | 9.3154e-06 | 47210.5366 | 8.7264e-06 | 44324.2051 | 1.0349e-05 |  | 47207.5558 | 6.1147e-06 | 43330.0885 | 7.4217e-06 | 47347.102 | 8.6807e-06 | 42054.7595 | 2.1373e-05 |  | 47344.4468 | 6.2498e-06 | 42054.7595 | 7.3843e-06 | 47145.3245 | 8.7057e-06 | 41743.4454 | 1.5928e-05 |  | 47142.4188 | 6.1486e-06 | 41308.283 | 7.5919e-06
47234.3603 | 8.5168e-06 | 40828.6904 | 1.4095e-05 |  | 47231.3151 | 5.9318e-06 | 39558.4575 | 9.0654e-06 | 47278.7438 | 8.4742e-06 | 44393.8644 | 1.0058e-05 |  | 47275.8096 | 5.9627e-06 | 43415.2808 | 7.2404e-06 | 47415.7863 | 8.4313e-06 | 42118.2836 | 2.0651e-05 |  | 47413.1726 | 6.088e-06 | 42118.2836 | 7.1921e-06 | 47213.6288 | 8.4551e-06 | 41807.4822 | 1.5363e-05 |  | 47210.7685 | 5.9943e-06 | 41379.1192 | 7.402e-06
47302.4149 | 8.2697e-06 | 40891.8652 | 1.3611e-05 |  | 47299.418 | 5.7878e-06 | 39641.7947 | 8.8236e-06 | 47346.9511 | 8.23e-06 | 44463.5237 | 9.7728e-06 |  | 47344.0634 | 5.8159e-06 | 43500.4732 | 7.0644e-06 | 47484.4706 | 8.1891e-06 | 42181.8076 | 1.994e-05 |  | 47481.8984 | 5.9318e-06 | 42181.8076 | 7.006e-06 | 47281.9331 | 8.2123e-06 | 41871.519 | 1.4813e-05 |  | 47279.1182 | 5.8453e-06 | 41449.9554 | 7.2171e-06
47370.4695 | 8.029e-06 | 40955.0399 | 1.314e-05 |  | 47367.5209 | 5.6486e-06 | 39725.1319 | 8.5906e-06 | 47415.1583 | 7.9922e-06 | 44533.183 | 9.4918e-06 |  | 47412.3172 | 5.674e-06 | 43585.6656 | 6.8935e-06 | 47553.155 | 7.9538e-06 | 42245.3317 | 1.9239e-05 |  | 47550.6243 | 5.7812e-06 | 42245.3317 | 6.8247e-06 | 47350.2374 | 7.9759e-06 | 41935.5558 | 1.4278e-05 |  | 47347.4679 | 5.7014e-06 | 41520.7916 | 7.0371e-06
47438.5241 | 7.7946e-06 | 41018.2147 | 1.2682e-05 |  | 47435.6239 | 5.5137e-06 | 39808.4691 | 8.3657e-06 | 47483.3656 | 7.7605e-06 | 44602.8423 | 9.2166e-06 |  | 47480.571 | 5.5368e-06 | 43670.8579 | 6.7273e-06 | 47621.8393 | 7.7245e-06 | 42308.8558 | 1.8553e-05 |  | 47619.3501 | 5.6357e-06 | 42308.8558 | 6.648e-06 | 47418.5417 | 7.7457e-06 | 41999.5926 | 1.3758e-05 |  | 47415.8176 | 5.5623e-06 | 41591.6278 | 6.8617e-06
47506.5787 | 7.5663e-06 | 41081.3894 | 1.2239e-05 |  | 47503.7268 | 5.3835e-06 | 39891.8063 | 8.1479e-06 | 47551.5728 | 7.5349e-06 | 44672.5016 | 8.9465e-06 |  | 47548.8249 | 5.4046e-06 | 43756.0503 | 6.5654e-06 | 47690.5237 | 7.5012e-06 | 42372.3798 | 1.7882e-05 |  | 47688.0759 | 5.496e-06 | 42372.3798 | 6.4758e-06 | 47486.846 | 7.5214e-06 | 42063.6294 | 1.3253e-05 |  | 47484.1673 | 5.4285e-06 | 41662.464 | 6.6908e-06
47574.6333 | 7.3439e-06 | 41144.5642 | 1.1813e-05 |  | 47571.8297 | 5.2572e-06 | 39975.1434 | 7.9365e-06 | 47619.78 | 7.315e-06 | 44742.1609 | 8.6813e-06 |  | 47617.0787 | 5.2765e-06 | 43841.2427 | 6.4076e-06 | 47759.208 | 7.2836e-06 | 42435.9039 | 1.7223e-05 |  | 47756.8018 | 5.3613e-06 | 42435.9039 | 6.3079e-06 | 47555.1503 | 7.303e-06 | 42127.6661 | 1.2768e-05 |  | 47552.517 | 5.299e-06 | 41733.3002 | 6.5245e-06
47642.6879 | 7.1285e-06 | 41207.7389 | 1.14e-05 |  | 47639.9327 | 5.134e-06 | 40058.4806 | 7.7313e-06 | 47687.9873 | 7.1016e-06 | 44811.8202 | 8.421e-06 |  | 47685.3325 | 5.1519e-06 | 43926.435 | 6.2541e-06 | 47827.8924 | 7.0719e-06 | 42499.428 | 1.6578e-05 |  | 47825.5276 | 5.2307e-06 | 42499.428 | 6.1451e-06 | 47623.4546 | 7.0908e-06 | 42191.7029 | 1.2298e-05 |  | 47620.8667 | 5.1731e-06 | 41804.1364 | 6.3626e-06
47710.7425 | 6.9189e-06 | 41270.9137 | 1.1e-05 |  | 47708.0356 | 5.0136e-06 | 40141.8178 | 7.5318e-06 | 47756.1945 | 6.8944e-06 | 44881.4795 | 8.1656e-06 |  | 47753.5863 | 5.0303e-06 | 44011.6274 | 6.104e-06 | 47896.5767 | 6.8669e-06 | 42562.9521 | 1.5948e-05 |  | 47894.2534 | 5.1039e-06 | 42562.9521 | 5.9862e-06 | 47691.7589 | 6.885e-06 | 42255.7397 | 1.1842e-05 |  | 47689.2164 | 5.0505e-06 | 41874.9726 | 6.2043e-06
47778.7971 | 6.7145e-06 | 41334.0885 | 1.0613e-05 |  | 47776.1386 | 4.8957e-06 | 40225.155 | 7.3375e-06 | 47824.4018 | 6.6924e-06 | 44951.1387 | 7.916e-06 |  | 47821.8401 | 4.9115e-06 | 44096.8198 | 5.9568e-06 | 47965.2611 | 6.667e-06 | 42626.4761 | 1.5335e-05 |  | 47962.9793 | 4.9805e-06 | 42626.4761 | 5.831e-06 | 47760.0632 | 6.6844e-06 | 42319.7765 | 1.1401e-05 |  | 47757.5661 | 4.9308e-06 | 41945.8088 | 6.0495e-06
47846.8517 | 6.5151e-06 | 41397.2632 | 1.0237e-05 |  | 47844.2415 | 4.78e-06 | 40308.4922 | 7.1489e-06 | 47892.609 | 6.4953e-06 | 45020.798 | 7.6719e-06 |  | 47890.0939 | 4.7951e-06 | 44182.0121 | 5.8123e-06 | 48033.9454 | 6.472e-06 | 42690.0002 | 1.4739e-05 |  | 48031.7051 | 4.8602e-06 | 42690.0002 | 5.6792e-06 | 47828.3675 | 6.4887e-06 | 42383.8133 | 1.0974e-05 |  | 47825.9159 | 4.8137e-06 | 42016.645 | 5.8979e-06
47914.9063 | 6.3205e-06 | 41460.438 | 9.877e-06 |  | 47912.3444 | 4.6664e-06 | 40391.8294 | 6.9646e-06 | 47960.8162 | 6.303e-06 | 45090.4573 | 7.4328e-06 |  | 47958.3477 | 4.6812e-06 | 44267.2045 | 5.6704e-06 | 48102.6297 | 6.2818e-06 | 42753.5243 | 1.4159e-05 |  | 48100.4309 | 4.7431e-06 | 42753.5243 | 5.5306e-06 | 47896.6718 | 6.2977e-06 | 42447.8501 | 1.0565e-05 |  | 47894.2656 | 4.6994e-06 | 42087.4812 | 5.7494e-06
47982.9609 | 6.1308e-06 | 41523.6127 | 9.5281e-06 |  | 47980.4474 | 4.5544e-06 | 40475.1665 | 6.7843e-06 | 48029.0235 | 6.1151e-06 | 45160.1166 | 7.1985e-06 |  | 48026.6016 | 4.569e-06 | 44352.3969 | 5.5307e-06 | 48171.3141 | 6.096e-06 | 42817.0483 | 1.3594e-05 |  | 48169.1568 | 4.6283e-06 | 42817.0483 | 5.3853e-06 | 47964.9761 | 6.1111e-06 | 42511.8869 | 1.017e-05 |  | 47962.6153 | 4.5868e-06 | 42158.3174 | 5.6041e-06
48051.0155 | 5.9461e-06 | 41586.7875 | 9.1901e-06 |  | 48048.5503 | 4.4435e-06 | 40558.5037 | 6.6076e-06 | 48097.2307 | 5.9325e-06 | 45229.7759 | 6.969e-06 |  | 48094.8554 | 4.4581e-06 | 44437.5892 | 5.3934e-06 | 48239.9984 | 5.9151e-06 | 42880.5724 | 1.3044e-05 |  | 48237.8826 | 4.5154e-06 | 42880.5724 | 5.2433e-06 | 48033.2804 | 5.9298e-06 | 42575.9237 | 9.7877e-06 |  | 48030.965 | 4.4758e-06 | 42229.1536 | 5.4616e-06
48119.0701 | 5.7653e-06 | 41649.9622 | 8.8625e-06 |  | 48116.6532 | 4.3336e-06 | 40641.8409 | 6.4341e-06 | 48165.438 | 5.7539e-06 | 45299.4352 | 6.7451e-06 |  | 48163.1092 | 4.3484e-06 | 44522.7816 | 5.2581e-06 | 48308.6828 | 5.7385e-06 | 42944.0965 | 1.2513e-05 |  | 48306.6084 | 4.404e-06 | 42944.0965 | 5.1037e-06 | 48101.5847 | 5.7525e-06 | 42639.9605 | 9.4181e-06 |  | 48099.3147 | 4.366e-06 | 42299.9898 | 5.3216e-06
48187.1247 | 5.5884e-06 | 41713.137 | 8.5451e-06 |  | 48184.7562 | 4.2244e-06 | 40725.1781 | 6.2637e-06 | 48233.6452 | 5.579e-06 | 45369.0945 | 6.5267e-06 |  | 48231.363 | 4.2395e-06 | 44607.974 | 5.1245e-06 | 48377.3671 | 5.5657e-06 | 43007.6205 | 1.2e-05 |  | 48375.3342 | 4.294e-06 | 43007.6205 | 4.9664e-06 | 48169.889 | 5.5789e-06 | 42703.9973 | 9.0608e-06 |  | 48167.6644 | 4.2572e-06 | 42370.826 | 5.1836e-06
48255.1793 | 5.4149e-06 | 41776.3117 | 8.2405e-06 |  | 48252.8591 | 4.1159e-06 | 40808.5153 | 6.0961e-06 | 48301.8524 | 5.4076e-06 | 45438.7538 | 6.313e-06 |  | 48299.6168 | 4.1314e-06 | 44693.1663 | 4.9925e-06 | 48446.0515 | 5.3962e-06 | 43071.1446 | 1.1502e-05 |  | 48444.0601 | 4.185e-06 | 43071.1446 | 4.8313e-06 | 48238.1933 | 5.4088e-06 | 42768.0341 | 8.7189e-06 |  | 48236.0141 | 4.1492e-06 | 42441.6622 | 5.0476e-06
48323.2339 | 5.2449e-06 | 41839.4865 | 7.9451e-06 |  | 48320.962 | 4.0079e-06 | 40891.8524 | 5.9315e-06 | 48370.0597 | 5.2395e-06 | 45508.4131 | 6.1039e-06 |  | 48367.8706 | 4.0239e-06 | 44778.3587 | 4.862e-06 | 48514.7358 | 5.2301e-06 | 43134.6687 | 1.102e-05 |  | 48512.7859 | 4.0769e-06 | 43134.6687 | 4.6981e-06 | 48306.4977 | 5.2419e-06 | 42832.0708 | 8.3885e-06 |  | 48304.3638 | 4.0419e-06 | 42512.4984 | 4.9134e-06
48391.2885 | 5.0787e-06 | 41902.6613 | 7.6585e-06 |  | 48389.065 | 3.9002e-06 | 40975.1896 | 5.7691e-06 | 48438.2669 | 5.0749e-06 | 45578.0724 | 5.8993e-06 |  | 48436.1245 | 3.9167e-06 | 44863.5511 | 4.7328e-06 | 48583.4202 | 5.0671e-06 | 43198.1928 | 1.0553e-05 |  | 48581.5117 | 3.9693e-06 | 43198.1928 | 4.567e-06 | 48374.802 | 5.0784e-06 | 42896.1076 | 8.0689e-06 |  | 48372.7135 | 3.935e-06 | 42583.3346 | 4.781e-06
48459.3431 | 4.9156e-06 | 41965.836 | 7.3803e-06 |  | 48457.1679 | 3.7927e-06 | 41058.5268 | 5.6087e-06 | 48506.4742 | 4.9137e-06 | 45647.7317 | 5.6996e-06 |  | 48504.3783 | 3.8098e-06 | 44948.7434 | 4.6049e-06 | 48652.1045 | 4.9077e-06 | 43261.7168 | 1.0104e-05 |  | 48650.2376 | 3.862e-06 | 43261.7168 | 4.4375e-06 | 48443.1063 | 4.9183e-06 | 42960.1444 | 7.7597e-06 |  | 48441.0632 | 3.8283e-06 | 42654.1708 | 4.65e-06
48527.3977 | 4.7554e-06 | 42029.0108 | 7.1104e-06 |  | 48525.2708 | 3.6853e-06 | 41141.864 | 5.4502e-06 | 48574.6814 | 4.7552e-06 | 45717.391 | 5.5052e-06 |  | 48572.6321 | 3.703e-06 | 45033.9358 | 4.4784e-06 | 48720.7888 | 4.7509e-06 | 43325.2409 | 9.6712e-06 |  | 48718.9634 | 3.7549e-06 | 43325.2409 | 4.3093e-06 | 48511.4106 | 4.7609e-06 | 43024.1812 | 7.4606e-06 |  | 48509.4129 | 3.7218e-06 | 42725.007 | 4.5202e-06
48595.4523 | 4.5978e-06 | 42092.1855 | 6.8506e-06 |  | 48593.3738 | 3.5781e-06 | 41225.2012 | 5.2935e-06 | 48642.8886 | 4.5993e-06 | 45787.0503 | 5.3151e-06 |  | 48640.8859 | 3.5963e-06 | 45119.1282 | 4.3528e-06 | 48789.4732 | 4.5967e-06 | 43388.765 | 9.2532e-06 |  | 48787.6892 | 3.648e-06 | 43388.765 | 4.1825e-06 | 48579.7149 | 4.606e-06 | 43088.218 | 7.1739e-06 |  | 48577.7626 | 3.6154e-06 | 42795.8432 | 4.3914e-06
48663.5068 | 4.4428e-06 | 42155.3603 | 6.5982e-06 |  | 48661.4767 | 3.471e-06 | 41308.5384 | 5.1382e-06 | 48711.0959 | 4.4458e-06 | 45856.7096 | 5.1292e-06 |  | 48709.1397 | 3.4897e-06 | 45204.3205 | 4.2282e-06 | 48858.1575 | 4.4449e-06 | 43452.289 | 8.8492e-06 |  | 48856.4151 | 3.541e-06 | 43452.289 | 4.0568e-06 | 48648.0192 | 4.4535e-06 | 43152.2548 | 6.8965e-06 |  | 48646.1123 | 3.5091e-06 | 42866.6795 | 4.2635e-06
48731.5614 | 4.2904e-06 | 42218.535 | 6.3529e-06 |  | 48729.5796 | 3.364e-06 | 41391.8755 | 4.9845e-06 | 48779.3031 | 4.2947e-06 | 45926.3689 | 4.9474e-06 |  | 48777.3935 | 3.3832e-06 | 45289.5129 | 4.1044e-06 | 48926.8419 | 4.2953e-06 | 43515.8131 | 8.4592e-06 |  | 48925.1409 | 3.4341e-06 | 43515.8131 | 3.9323e-06 | 48716.3235 | 4.3034e-06 | 43216.2916 | 6.6278e-06 |  | 48714.462 | 3.4028e-06 | 42937.5157 | 4.1363e-06
48799.616 | 4.1409e-06 | 42281.7098 | 6.1143e-06 |  | 48797.6826 | 3.2572e-06 | 41475.2127 | 4.8322e-06 | 48847.5104 | 4.1465e-06 | 45996.0282 | 4.7699e-06 |  | 48845.6474 | 3.2768e-06 | 45374.7053 | 3.9814e-06 | 48995.5262 | 4.1483e-06 | 43579.3372 | 8.0853e-06 |  | 48993.8667 | 3.3272e-06 | 43579.3372 | 3.8091e-06 | 48784.6278 | 4.1559e-06 | 43280.3284 | 6.3674e-06 |  | 48782.8117 | 3.2966e-06 | 43008.3519 | 4.0099e-06
48867.6706 | 3.9937e-06 | 42344.8845 | 5.8823e-06 |  | 48865.7855 | 3.1506e-06 | 41558.5499 | 4.6809e-06 | 48915.7176 | 4.0005e-06 | 46065.6875 | 4.5974e-06 |  | 48913.9012 | 3.1705e-06 | 45459.8977 | 3.8591e-06 | 49064.2106 | 4.0036e-06 | 43642.8613 | 7.726e-06 |  | 49062.5926 | 3.2202e-06 | 43642.8613 | 3.6869e-06 | 48852.9321 | 4.0106e-06 | 43344.3652 | 6.115e-06 |  | 48851.1614 | 3.1905e-06 | 43079.1881 | 3.8841e-06
48935.7252 | 3.8486e-06 | 42408.0593 | 5.6584e-06 |  | 48933.8885 | 3.0442e-06 | 41641.8871 | 4.5305e-06 | 48983.9249 | 3.8567e-06 | 46135.3468 | 4.4287e-06 |  | 48982.155 | 3.0644e-06 | 45545.09 | 3.7376e-06 | 49132.8949 | 3.8609e-06 | 43706.3853 | 7.3793e-06 |  | 49131.3184 | 3.1134e-06 | 43706.3853 | 3.5656e-06 | 48921.2364 | 3.8674e-06 | 43408.402 | 5.8724e-06 |  | 48919.5112 | 3.0846e-06 | 43150.0243 | 3.7589e-06
49003.7798 | 3.7058e-06 | 42471.2341 | 5.4405e-06 |  | 49001.9914 | 2.9383e-06 | 41725.2243 | 4.3811e-06 | 49052.1321 | 3.7148e-06 | 46205.0061 | 4.2638e-06 |  | 49050.4088 | 2.9587e-06 | 45630.2824 | 3.6167e-06 | 49201.5793 | 3.7202e-06 | 43769.9094 | 7.0449e-06 |  | 49200.0442 | 3.0067e-06 | 43769.9094 | 3.4454e-06 | 48989.5407 | 3.7262e-06 | 43472.4387 | 5.6373e-06 |  | 48987.8609 | 2.9788e-06 | 43220.8605 | 3.6343e-06
49071.8344 | 3.5651e-06 | 42534.4088 | 5.2284e-06 |  | 49070.0943 | 2.8328e-06 | 41808.5614 | 4.2325e-06 | 49120.3393 | 3.5751e-06 | 46274.6654 | 4.1026e-06 |  | 49118.6626 | 2.8533e-06 | 45715.4748 | 3.4965e-06 | 49270.2636 | 3.5815e-06 | 43833.4335 | 6.7223e-06 |  | 49268.7701 | 2.9002e-06 | 43833.4335 | 3.3263e-06 | 49057.845 | 3.5869e-06 | 43536.4755 | 5.4091e-06 |  | 49056.2106 | 2.8735e-06 | 43291.6967 | 3.5103e-06
49139.889 | 3.427e-06 | 42597.5836 | 5.0218e-06 |  | 49138.1973 | 2.728e-06 | 41891.8986 | 4.0847e-06 | 49188.5466 | 3.4376e-06 | 46344.3247 | 3.9453e-06 |  | 49186.9164 | 2.7486e-06 | 45800.6671 | 3.3769e-06 | 49338.9479 | 3.4447e-06 | 43896.9575 | 6.4135e-06 |  | 49337.4959 | 2.7942e-06 | 43896.9575 | 3.2086e-06 | 49126.1493 | 3.4498e-06 | 43600.5123 | 5.1876e-06 |  | 49124.5603 | 2.7687e-06 | 43362.5329 | 3.3869e-06
49207.9436 | 3.2912e-06 | 42660.7583 | 4.8206e-06 |  | 49206.3002 | 2.624e-06 | 41975.2358 | 3.9377e-06 | 49256.7538 | 3.3025e-06 | 46413.984 | 3.7926e-06 |  | 49255.1703 | 2.6445e-06 | 45885.8595 | 3.2579e-06 | 49407.6323 | 3.3103e-06 | 43960.4816 | 6.1171e-06 |  | 49406.2217 | 2.6887e-06 | 43960.4816 | 3.0921e-06 | 49194.4536 | 3.3149e-06 | 43664.5491 | 4.9726e-06 |  | 49192.91 | 2.6645e-06 | 43433.3691 | 3.2644e-06
49275.9982 | 3.1575e-06 | 42723.9331 | 4.6262e-06 |  | 49274.4031 | 2.5208e-06 | 42058.573 | 3.7917e-06 | 49324.9611 | 3.1694e-06 | 46483.6432 | 3.6435e-06 |  | 49323.4241 | 2.5412e-06 | 45971.0519 | 3.1397e-06 | 49476.3166 | 3.1779e-06 | 44024.0057 | 5.8313e-06 |  | 49474.9476 | 2.5839e-06 | 44024.0057 | 2.977e-06 | 49262.7579 | 3.1821e-06 | 43728.5859 | 4.7653e-06 |  | 49261.2597 | 2.561e-06 | 43504.2053 | 3.1429e-06
49344.0528 | 3.026e-06 | 42787.1078 | 4.4369e-06 |  | 49342.5061 | 2.4186e-06 | 42141.9102 | 3.6465e-06 | 49393.1683 | 3.0384e-06 | 46553.3025 | 3.4979e-06 |  | 49391.6779 | 2.4389e-06 | 46056.2442 | 3.0223e-06 | 49545.001 | 3.0474e-06 | 44087.5297 | 5.5557e-06 |  | 49543.6734 | 2.4799e-06 | 44087.5297 | 2.8632e-06 | 49331.0622 | 3.0513e-06 | 43792.6227 | 4.5642e-06 |  | 49329.6094 | 2.4583e-06 | 43575.0415 | 3.0225e-06
49412.1074 | 2.8967e-06 | 42850.2826 | 4.2526e-06 |  | 49410.609 | 2.3175e-06 | 42225.2474 | 3.5023e-06 | 49461.3755 | 2.9095e-06 | 46622.9618 | 3.3557e-06 |  | 49459.9317 | 2.3375e-06 | 46141.4366 | 2.9059e-06 | 49613.6853 | 2.919e-06 | 44151.0538 | 5.29e-06 |  | 49612.3992 | 2.3769e-06 | 44151.0538 | 2.751e-06 | 49399.3665 | 2.9224e-06 | 43856.6595 | 4.3689e-06 |  | 49397.9591 | 2.3567e-06 | 43645.8777 | 2.9032e-06
49480.162 | 2.7698e-06 | 42913.4573 | 4.073e-06 |  | 49478.7119 | 2.218e-06 | 42308.5845 | 3.3593e-06 | 49529.5828 | 2.7827e-06 | 46692.6211 | 3.217e-06 |  | 49528.1855 | 2.2377e-06 | 46226.629 | 2.7906e-06 | 49682.3697 | 2.7926e-06 | 44214.5779 | 5.0358e-06 |  | 49681.125 | 2.2753e-06 | 44214.5779 | 2.6406e-06 | 49467.6708 | 2.7957e-06 | 43920.6963 | 4.1791e-06 |  | 49466.3088 | 2.2565e-06 | 43716.7139 | 2.7853e-06
49548.2166 | 2.6457e-06 | 42976.6321 | 3.8981e-06 |  | 49546.8149 | 2.12e-06 | 42391.9217 | 3.2176e-06 | 49597.79 | 2.6587e-06 | 46762.2804 | 3.0827e-06 |  | 49596.4393 | 2.1394e-06 | 46311.8213 | 2.6765e-06 | 49751.054 | 2.6687e-06 | 44278.102 | 4.7919e-06 |  | 49749.8509 | 2.1751e-06 | 44278.102 | 2.5322e-06 | 49535.9751 | 2.6717e-06 | 43984.7331 | 3.9946e-06 |  | 49534.6585 | 2.1578e-06 | 43787.5501 | 2.669e-06
49616.2712 | 2.524e-06 | 43039.8068 | 3.7292e-06 |  | 49614.9178 | 2.0236e-06 | 42475.2589 | 3.0775e-06 | 49665.9973 | 2.5372e-06 | 46831.9397 | 2.9518e-06 |  | 49664.6932 | 2.0426e-06 | 46397.0137 | 2.5636e-06 | 49819.7384 | 2.5472e-06 | 44341.626 | 4.5567e-06 |  | 49818.5767 | 2.0765e-06 | 44341.626 | 2.4258e-06 | 49604.2795 | 2.55e-06 | 44048.7699 | 3.8167e-06 |  | 49603.0082 | 2.0606e-06 | 43858.3863 | 2.5546e-06
49684.3258 | 2.4048e-06 | 43102.9816 | 3.5649e-06 |  | 49683.0207 | 1.929e-06 | 42558.5961 | 2.9394e-06 | 49734.2045 | 2.418e-06 | 46901.599 | 2.8242e-06 |  | 49732.947 | 1.9475e-06 | 46482.2061 | 2.4522e-06 | 49888.4227 | 2.4282e-06 | 44405.1501 | 4.33e-06 |  | 49887.3025 | 1.9796e-06 | 44405.1501 | 2.3214e-06 | 49672.5838 | 2.4306e-06 | 44112.8067 | 3.6442e-06 |  | 49671.3579 | 1.965e-06 | 43929.2225 | 2.4423e-06
49752.3804 | 2.2881e-06 | 43166.1564 | 3.4051e-06 |  | 49751.1237 | 1.8362e-06 | 42641.9333 | 2.8035e-06 | 49802.4117 | 2.3012e-06 | 46971.2583 | 2.6999e-06 |  | 49801.2008 | 1.8542e-06 | 46567.3984 | 2.3425e-06 | 49957.107 | 2.3115e-06 | 44468.6742 | 4.1116e-06 |  | 49956.0284 | 1.8846e-06 | 44468.6742 | 2.219e-06 | 49740.8881 | 2.3137e-06 | 44176.8434 | 3.4766e-06 |  | 49739.7076 | 1.8712e-06 | 44000.0587 | 2.3321e-06
49820.435 | 2.174e-06 | 43229.3311 | 3.2496e-06 |  | 49819.2266 | 1.7455e-06 | 42725.2705 | 2.6698e-06 | 49870.619 | 2.1871e-06 | 47040.9176 | 2.5788e-06 |  | 49869.4546 | 1.763e-06 | 46652.5908 | 2.235e-06 | 50025.7914 | 2.1972e-06 | 44532.1982 | 3.9027e-06 |  | 50024.7542 | 1.7915e-06 | 44532.1982 | 2.1188e-06 | 49809.1924 | 2.1993e-06 | 44240.8802 | 3.3139e-06 |  | 49808.0573 | 1.7795e-06 | 44070.8949 | 2.2242e-06
49888.4896 | 2.0632e-06 | 43292.5059 | 3.0984e-06 |  | 49887.3295 | 1.6574e-06 | 42808.6076 | 2.5387e-06 | 49938.8262 | 2.0758e-06 | 47110.5769 | 2.4618e-06 |  | 49937.7084 | 1.6744e-06 | 46737.7832 | 2.1295e-06 | 50094.4757 | 2.0857e-06 | 44595.7223 | 3.7024e-06 |  | 50093.48 | 1.7011e-06 | 44595.7223 | 2.0215e-06 | 49877.4967 | 2.0877e-06 | 44304.917 | 3.1559e-06 |  | 49876.407 | 1.6903e-06 | 44141.7311 | 2.1186e-06
49956.5442 | 1.9554e-06 | 43355.6806 | 2.9526e-06 |  | 49955.4325 | 1.5716e-06 | 42891.9448 | 2.4104e-06 | 50007.0335 | 1.9678e-06 | 47180.2362 | 2.3481e-06 |  | 50005.9622 | 1.588e-06 | 46822.9755 | 2.0263e-06 | 50163.1601 | 1.9775e-06 | 44659.2464 | 3.5093e-06 |  | 50162.2059 | 1.6131e-06 | 44659.2464 | 1.9267e-06 | 49945.801 | 1.9793e-06 | 44368.9538 | 3.0037e-06 |  | 49944.7568 | 1.6034e-06 | 44212.5673 | 2.0156e-06
50024.5988 | 1.8505e-06 | 43418.8554 | 2.8113e-06 |  | 50023.5354 | 1.4882e-06 | 42975.282 | 2.2851e-06 | 50075.2407 | 1.8627e-06 | 47249.8955 | 2.2375e-06 |  | 50074.216 | 1.504e-06 | 46908.1679 | 1.9253e-06 | 50231.8444 | 1.8721e-06 | 44722.7705 | 3.3234e-06 |  | 50230.9317 | 1.5274e-06 | 44722.7705 | 1.8343e-06 | 50014.1053 | 1.8738e-06 | 44432.9906 | 2.8564e-06 |  | 50013.1065 | 1.5188e-06 | 44283.4035 | 1.9157e-06
50092.6534 | 1.7486e-06 | 43482.0301 | 2.674e-06 |  | 50091.6384 | 1.4072e-06 | 43058.6192 | 2.1632e-06 | 50143.4479 | 1.7604e-06 | 47319.5548 | 2.1301e-06 |  | 50142.4699 | 1.4225e-06 | 46993.3603 | 1.8268e-06 | 50300.5288 | 1.7697e-06 | 44786.2945 | 3.1445e-06 |  | 50299.6575 | 1.4443e-06 | 44786.2945 | 1.7445e-06 | 50082.4096 | 1.7713e-06 | 44497.0274 | 2.7136e-06 |  | 50081.4562 | 1.4366e-06 | 44354.2397 | 1.8187e-06
50160.708 | 1.6497e-06 | 43545.2049 | 2.5409e-06 |  | 50159.7413 | 1.3288e-06 | 43141.9564 | 2.0451e-06 | 50211.6552 | 1.6612e-06 | 47389.2141 | 2.0257e-06 |  | 50210.7237 | 1.3434e-06 | 47078.5526 | 1.7309e-06 | 50369.2131 | 1.6702e-06 | 44849.8186 | 2.9735e-06 |  | 50368.3834 | 1.3637e-06 | 44849.8186 | 1.6571e-06 | 50150.7139 | 1.6717e-06 | 44561.0642 | 2.5753e-06 |  | 50149.8059 | 1.3569e-06 | 44425.0759 | 1.7246e-06
50228.7626 | 1.5542e-06 | 43608.3796 | 2.4118e-06 |  | 50227.8442 | 1.2531e-06 | 43225.2935 | 1.9307e-06 | 50279.8624 | 1.5651e-06 | 47458.8734 | 1.925e-06 |  | 50278.9775 | 1.2672e-06 | 47163.745 | 1.638e-06 | 50437.8975 | 1.5738e-06 | 44913.3427 | 2.8099e-06 |  | 50437.1092 | 1.286e-06 | 44913.3427 | 1.5726e-06 | 50219.0182 | 1.5751e-06 | 44625.101 | 2.4413e-06 |  | 50218.1556 | 1.2801e-06 | 44495.9121 | 1.6334e-06
50296.8172 | 1.4625e-06 | 43671.5544 | 2.2877e-06 |  | 50295.9472 | 1.1806e-06 | 43308.6307 | 1.8199e-06 | 50348.0697 | 1.4729e-06 | 47528.5327 | 1.8276e-06 |  | 50347.2313 | 1.194e-06 | 47248.9374 | 1.5482e-06 | 50506.5818 | 1.481e-06 | 44976.8667 | 2.6524e-06 |  | 50505.835 | 1.2115e-06 | 44976.8667 | 1.4912e-06 | 50287.3225 | 1.4824e-06 | 44689.1378 | 2.3126e-06 |  | 50286.5053 | 1.2064e-06 | 44566.7483 | 1.545e-06
50364.8718 | 1.374e-06 | 43734.7292 | 2.1679e-06 |  | 50364.0501 | 1.1108e-06 | 43391.9679 | 1.7128e-06 | 50416.2769 | 1.3841e-06 | 47598.192 | 1.7332e-06 |  | 50415.4851 | 1.1236e-06 | 47334.1297 | 1.4611e-06 | 50575.2661 | 1.3918e-06 | 45040.3908 | 2.501e-06 |  | 50574.5609 | 1.1397e-06 | 45040.3908 | 1.4123e-06 | 50355.6268 | 1.3932e-06 | 44753.1746 | 2.1885e-06 |  | 50354.855 | 1.1353e-06 | 44637.5845 | 1.4596e-06
50432.9264 | 1.2889e-06 | 43797.9039 | 2.0519e-06 |  | 50432.153 | 1.0436e-06 | 43475.3051 | 1.6095e-06 | 50484.4841 | 1.2985e-06 | 47667.8513 | 1.6417e-06 |  | 50483.7389 | 1.0558e-06 | 47419.3221 | 1.3769e-06 | 50643.9505 | 1.3059e-06 | 45103.9149 | 2.3556e-06 |  | 50643.2867 | 1.0708e-06 | 45103.9149 | 1.336e-06 | 50423.9311 | 1.3072e-06 | 44817.2114 | 2.0686e-06 |  | 50423.2047 | 1.0669e-06 | 44708.4207 | 1.3776e-06
50500.981 | 1.207e-06 | 43861.0787 | 1.9398e-06 |  | 50500.256 | 9.7916e-07 | 43558.6423 | 1.51e-06 | 50552.6914 | 1.2162e-06 | 47737.5106 | 1.5531e-06 |  | 50551.9928 | 9.9075e-07 | 47504.5145 | 1.2956e-06 | 50712.6348 | 1.2233e-06 | 45167.4389 | 2.2171e-06 |  | 50712.0125 | 1.0045e-06 | 45167.4389 | 1.2623e-06 | 50492.2354 | 1.2245e-06 | 44881.2481 | 1.9528e-06 |  | 50491.5544 | 1.0012e-06 | 44779.2569 | 1.2987e-06
50569.0356 | 1.1284e-06 | 43924.2534 | 1.8314e-06 |  | 50568.3589 | 9.1739e-07 | 43641.9795 | 1.4149e-06 | 50620.8986 | 1.1372e-06 | 47807.1699 | 1.468e-06 |  | 50620.2466 | 9.2837e-07 | 47589.7068 | 1.2172e-06 | 50781.3192 | 1.1439e-06 | 45230.963 | 2.0849e-06 |  | 50780.7384 | 9.4108e-07 | 45230.963 | 1.1912e-06 | 50560.5397 | 1.1451e-06 | 44945.2849 | 1.8411e-06 |  | 50559.9041 | 9.3824e-07 | 44850.0932 | 1.2228e-06
50637.0902 | 1.0539e-06 | 43987.4282 | 1.7278e-06 |  | 50636.4618 | 8.5867e-07 | 43725.3166 | 1.3238e-06 | 50689.1059 | 1.062e-06 | 47876.8292 | 1.386e-06 |  | 50688.5004 | 8.6904e-07 | 47674.8992 | 1.1419e-06 | 50850.0035 | 1.068e-06 | 45294.4871 | 1.958e-06 |  | 50849.4642 | 8.8072e-07 | 45294.4871 | 1.1232e-06 | 50628.844 | 1.0693e-06 | 45009.3217 | 1.7342e-06 |  | 50628.2538 | 8.784e-07 | 44920.9294 | 1.1496e-06
50705.1448 | 9.8292e-07 | 44050.6029 | 1.6281e-06 |  | 50704.5648 | 8.0288e-07 | 43808.6538 | 1.2364e-06 | 50757.3131 | 9.9056e-07 | 47946.4885 | 1.3068e-06 |  | 50756.7542 | 8.1267e-07 | 47760.0916 | 1.0699e-06 | 50918.6879 | 9.9623e-07 | 45358.0112 | 1.8364e-06 |  | 50918.19 | 8.234e-07 | 45358.0112 | 1.0578e-06 | 50697.1483 | 9.9747e-07 | 45073.3585 | 1.6318e-06 |  | 50696.6035 | 8.2146e-07 | 44991.7656 | 1.0793e-06
50773.1994 | 9.1519e-07 | 44113.7777 | 1.532e-06 |  | 50772.6677 | 7.4965e-07 | 43891.991 | 1.1527e-06 | 50825.5204 | 9.2243e-07 | 48016.1477 | 1.2303e-06 |  | 50825.008 | 7.5887e-07 | 47845.284 | 1.0007e-06 | 50987.3722 | 9.2777e-07 | 45421.5352 | 1.72e-06 |  | 50986.9159 | 7.6873e-07 | 45421.5352 | 9.9491e-07 | 50765.4526 | 9.2894e-07 | 45137.3953 | 1.5332e-06 |  | 50764.9532 | 7.671e-07 | 45062.6018 | 1.0116e-06
50841.254 | 8.5069e-07 | 44176.9524 | 1.4396e-06 |  | 50840.7706 | 6.9895e-07 | 43975.3282 | 1.0726e-06 | 50893.7276 | 8.5755e-07 | 48085.807 | 1.1566e-06 |  | 50893.2618 | 7.0761e-07 | 47930.4763 | 9.3424e-07 | 51056.0566 | 8.6257e-07 | 45485.0593 | 1.6097e-06 |  | 51055.6417 | 7.1664e-07 | 45485.0593 | 9.344e-07 | 50833.7569 | 8.6368e-07 | 45201.4321 | 1.4384e-06 |  | 50833.3029 | 7.153e-07 | 45133.438 | 9.4724e-07
50909.3086 | 7.8939e-07 | 44240.1272 | 1.3507e-06 |  | 50908.8736 | 6.5071e-07 | 44058.6654 | 9.9598e-07 | 50961.9348 | 7.9587e-07 | 48155.4663 | 1.086e-06 |  | 50961.5157 | 6.5883e-07 | 48015.6687 | 8.7055e-07 | 51124.7409 | 8.0058e-07 | 45548.5834 | 1.5048e-06 |  | 51124.3675 | 6.6708e-07 | 45548.5834 | 8.7626e-07 | 50902.0613 | 8.0162e-07 | 45265.4689 | 1.3475e-06 |  | 50901.6526 | 6.6599e-07 | 45204.2742 | 8.8562e-07
50977.3632 | 7.3155e-07 | 44303.302 | 1.266e-06 |  | 50976.9765 | 6.0488e-07 | 44142.0025 | 9.2283e-07 | 51030.1421 | 7.3735e-07 | 48225.1256 | 1.0186e-06 |  | 51029.7695 | 6.1247e-07 | 48100.8611 | 8.0956e-07 | 51193.4252 | 7.4175e-07 | 45612.1074 | 1.4046e-06 |  | 51193.0933 | 6.2e-07 | 45612.1074 | 8.2072e-07 | 50970.3656 | 7.4273e-07 | 45329.5057 | 1.261e-06 |  | 50970.0023 | 6.1912e-07 | 45275.1104 | 8.2657e-07
51045.4178 | 6.7731e-07 | 44366.4767 | 1.1851e-06 |  | 51045.0795 | 5.6187e-07 | 44225.3397 | 8.5375e-07 | 51098.3493 | 6.8269e-07 | 48294.7849 | 9.537e-07 |  | 51098.0233 | 5.6892e-07 | 48186.0534 | 7.5123e-07 | 51262.1096 | 6.8647e-07 | 45675.6315 | 1.309e-06 |  | 51261.8192 | 5.7578e-07 | 45675.6315 | 7.6786e-07 | 51038.6699 | 6.8763e-07 | 45393.5425 | 1.1785e-06 |  | 51038.3521 | 5.7516e-07 | 45345.9466 | 7.7004e-07
51113.4724 | 6.2603e-07 | 44429.6515 | 1.1076e-06 |  | 51113.1824 | 5.2119e-07 | 44308.6769 | 7.8795e-07 | 51166.5566 | 6.3108e-07 | 48364.4442 | 8.9144e-07 |  | 51166.2771 | 5.2776e-07 | 48271.2458 | 6.9608e-07 | 51330.7939 | 6.3459e-07 | 45739.1556 | 1.2179e-06 |  | 51330.545 | 5.34e-07 | 45739.1556 | 7.1722e-07 | 51106.9742 | 6.3569e-07 | 45457.5793 | 1.0997e-06 |  | 51106.7018 | 5.3353e-07 | 45416.7828 | 7.1597e-07
51181.527 | 5.7763e-07 | 44492.8262 | 1.0334e-06 |  | 51181.2853 | 4.8268e-07 | 44392.0141 | 7.2535e-07 | 51234.7638 | 5.8236e-07 | 48434.1035 | 8.3175e-07 |  | 51234.5309 | 4.8877e-07 | 48356.4382 | 6.4348e-07 | 51399.4783 | 5.8561e-07 | 45802.6796 | 1.1321e-06 |  | 51399.2708 | 4.9443e-07 | 45802.6796 | 6.6876e-07 | 51175.2785 | 5.8664e-07 | 45521.616 | 1.0243e-06 |  | 51175.0515 | 4.9409e-07 | 45487.619 | 6.6432e-07
51249.5816 | 5.3202e-07 | 44556.001 | 9.6235e-07 |  | 51249.3883 | 4.4624e-07 | 44475.3513 | 6.6589e-07 | 51302.971 | 5.3644e-07 | 48503.7628 | 7.7488e-07 |  | 51302.7847 | 4.5188e-07 | 48441.6305 | 5.9339e-07 | 51468.1626 | 5.3945e-07 | 45866.2037 | 1.051e-06 |  | 51467.9967 | 4.57e-07 | 45866.2037 | 6.2244e-07 | 51243.5828 | 5.4042e-07 | 45585.6528 | 9.5242e-07 |  | 51243.4012 | 4.5677e-07 | 45558.4552 | 6.1548e-07
51317.6362 | 4.8912e-07 | 44619.1757 | 8.9525e-07 |  | 51317.4912 | 4.1181e-07 | 44558.6885 | 6.0952e-07 | 51371.1783 | 4.9324e-07 | 48573.4221 | 7.2101e-07 |  | 51371.0386 | 4.1701e-07 | 48526.8229 | 5.4576e-07 | 51536.847 | 4.9601e-07 | 45929.7278 | 9.7399e-07 |  | 51536.7225 | 4.2163e-07 | 45929.7278 | 5.7822e-07 | 51311.8871 | 4.9692e-07 | 45649.6896 | 8.8451e-07 |  | 51311.7509 | 4.215e-07 | 45629.2914 | 5.6908e-07
51385.6908 | 4.4944e-07 | 44682.3505 | 8.3158e-07 |  | 51385.5941 | 3.7933e-07 | 44642.0256 | 5.5618e-07 | 51439.3855 | 4.5294e-07 | 48643.0814 | 6.6958e-07 |  | 51439.2924 | 3.841e-07 | 48612.0153 | 5.0056e-07 | 51605.5313 | 4.5521e-07 | 45993.2519 | 9.0096e-07 |  | 51605.4483 | 3.8826e-07 | 45993.2519 | 5.3656e-07 | 51380.1914 | 4.5626e-07 | 45713.7264 | 8.2032e-07 |  | 51380.1006 | 3.8826e-07 | 45700.1276 | 5.2494e-07
51453.7454 | 4.123e-07 | 44745.5252 | 7.7094e-07 |  | 51453.6971 | 3.4917e-07 | 44725.3628 | 5.06e-07 | 51507.5928 | 4.1554e-07 | 48712.7407 | 6.2056e-07 |  | 51507.5462 | 3.5354e-07 | 48697.2076 | 4.5774e-07 | 51674.2157 | 4.1762e-07 | 46056.7759 | 8.318e-07 |  | 51674.1742 | 3.5728e-07 | 46056.7759 | 4.9695e-07 | 51448.4957 | 4.1861e-07 | 45777.7632 | 7.5933e-07 |  | 51448.4503 | 3.5734e-07 | 45770.9638 | 4.8301e-07
51521.8 | 3.7751e-07 | 44808.7 | 7.1327e-07 |  | 51521.8 | 3.2075e-07 | 44808.7 | 4.5917e-07 | 51575.8 | 3.8051e-07 | 48782.4 | 5.7391e-07 |  | 51575.8 | 3.2475e-07 | 48782.4 | 4.1758e-07 | 51742.9 | 3.824e-07 | 46120.3 | 7.6717e-07 |  | 51742.9 | 3.281e-07 | 46120.3 | 4.5928e-07 | 51516.8 | 3.8333e-07 | 45841.8 | 7.0145e-07 |  | 51516.8 | 3.2821e-07 | 45841.8 | 4.4325e-07

## BF 2.5
Spring
| 2016/17 | 2016/17 | 2016/17 | 2016/17 | 2020/21 | 2020/21 | 2020/21 | 2020/21 | 2025/26 | 2025/26 | 2025/26 | 2025/26
| SP | NP | GG | CP | SP | NP | GG | CP | SP | NP | GG | CP
0:00 | 21962.9 | 22041.8 | 22071.4 | 22077 | 21704.2 | 22332.3 | 21396.2 | 21336.9 | 17868.6 | 18594.3 | 17809.4 | 16992.9
0:30 | 22403.8 | 22483.7 | 22513.1 | 22521.3 | 22487.5 | 23126.5 | 22175.9 | 22120.2 | 18380 | 19100.4 | 18350.6 | 17507.4
1:00 | 22296.1 | 22375.7 | 22405.2 | 22412.8 | 22544 | 23180.8 | 22236.4 | 22182.3 | 18502 | 19209.9 | 18487.2 | 17643.5
1:30 | 21988.8 | 22067.8 | 22097.4 | 22103.2 | 22274.1 | 22906.1 | 21969.9 | 21914.9 | 18237.8 | 18941.2 | 18211.9 | 17385.7
2:00 | 21777.1 | 21855.7 | 21885.4 | 21889.9 | 21902.5 | 22528.6 | 21601 | 21543.9 | 17987.2 | 18688.6 | 17949.9 | 17139.5
2:30 | 21531.9 | 21609.9 | 21639.7 | 21642.8 | 21644.6 | 22266.3 | 21346.1 | 21287.8 | 17794.2 | 18493 | 17748.3 | 16950.3
3:00 | 21422.3 | 21500.1 | 21529.9 | 21532.3 | 21404.3 | 22022.2 | 21107.6 | 21048.1 | 17376.1 | 18072.8 | 17310 | 16537.1
3:30 | 21434 | 21512 | 21541.6 | 21544 | 21265.9 | 21884.1 | 20966.6 | 20905.9 | 17222.9 | 17949.1 | 17131.3 | 16350.8
4:00 | 22070 | 22149.2 | 22178.7 | 22185 | 21789.7 | 22419.2 | 21480.8 | 21421.9 | 17881.7 | 18630.4 | 17811.9 | 16984.2
4:30 | 23181.3 | 23262.8 | 23291.9 | 23304.8 | 22896.9 | 23547.1 | 22573.5 | 22519.4 | 19080 | 19844.6 | 19063.1 | 18158.4
5:00 | 26061.6 | 26149 | 26177 | 26206.9 | 25730.1 | 26428 | 25378.8 | 25338.1 | 22243.3 | 23033.5 | 22373.7 | 21271.9
5:30 | 28838.1 | 28938.3 | 28956.2 | 29000.1 | 28316.8 | 29071.2 | 27935 | 27903.8 | 24779.9 | 25751.7 | 24922.1 | 23542.8
6:00 | 32229.8 | 32366.3 | 32344.5 | 32395.3 | 32113.4 | 32961.6 | 31677.6 | 31654.5 | 28104.7 | 29368.3 | 28197.9 | 26449.8
6:30 | 34220.5 | 34426.3 | 34319.3 | 34355.4 | 34547.7 | 35499.3 | 34048.3 | 34019.8 | 29984.2 | 31580.9 | 29927.5 | 27864.4
7:00 | 34732.5 | 35024.7 | 34806.9 | 34812.3 | 35819.1 | 36862.7 | 35261.4 | 35220.6 | 30706.9 | 32629.7 | 30445.2 | 28139.3
7:30 | 34030.8 | 34410.1 | 34078 | 34044.1 | 35762.3 | 36861.7 | 35170.3 | 35113.9 | 30338.8 | 32539.6 | 29847 | 27396.3
8:00 | 33975.5 | 34451.9 | 33994 | 33921.5 | 36427.3 | 37596.2 | 35796.1 | 35727.1 | 30839.5 | 33277.2 | 30190.3 | 27575.4
8:30 | 33060.6 | 33646.3 | 33045.2 | 32923.7 | 36684.7 | 37933.5 | 36010.2 | 35923.2 | 31022.4 | 33625.4 | 30246.6 | 27534.5
9:00 | 31796.8 | 32485.8 | 31749.1 | 31580.9 | 36166.1 | 37478.6 | 35456.2 | 35351.8 | 31095.8 | 33717.5 | 30313.9 | 27583.2
9:30 | 30782.9 | 31549.9 | 30710.6 | 30506.8 | 35859.8 | 37210.2 | 35125.7 | 35010.6 | 31752.1 | 34227.3 | 31103.1 | 28441
10:00 | 30060.1 | 30884.9 | 29969.6 | 29739.5 | 35483.6 | 36896.6 | 34708.2 | 34576.9 | 32232.3 | 34680.1 | 31629.3 | 28959.7
10:30 | 29446.7 | 30317.8 | 29341.7 | 29090.2 | 34668.9 | 36211.7 | 33813 | 33647.8 | 31171 | 33934.7 | 30310.1 | 27472.4
11:00 | 28919.1 | 29824.4 | 28803.1 | 28535.5 | 33869.9 | 35565.9 | 32921.8 | 32718 | 29794.1 | 32931.2 | 28621.1 | 25595.4
11:30 | 28231.8 | 29156.4 | 28108.6 | 27829.3 | 33065.3 | 34865.8 | 32056.8 | 31824.3 | 29131.3 | 32365.4 | 27862.8 | 24813.7
12:00 | 27775.5 | 28703.4 | 27650.1 | 27366.6 | 32811.4 | 34621 | 31797.9 | 31561.4 | 29513 | 32576.4 | 28377.2 | 25435.6
12:30 | 27574.9 | 28489.2 | 27453 | 27173.2 | 32996 | 34698.1 | 32043.6 | 31831.4 | 30425.4 | 33184.9 | 29535.7 | 26756.6
13:00 | 27687.6 | 28571.7 | 27574.3 | 27306.4 | 33602.2 | 35185.3 | 32717 | 32535.1 | 30719.4 | 33355.5 | 29921 | 27208
13:30 | 27885.3 | 28723.4 | 27785.8 | 27536.1 | 33541.6 | 35078.5 | 32682.1 | 32509.3 | 29535.9 | 32428.7 | 28497.3 | 25669.4
14:00 | 28207.3 | 28986.3 | 28125.2 | 27899.6 | 33412.5 | 34952.6 | 32552.2 | 32377.6 | 28289.6 | 31383.9 | 27042.2 | 24147.7
14:30 | 29250.9 | 29961.7 | 29190.6 | 28997.1 | 33922.7 | 35464.5 | 33064.9 | 32894 | 29579 | 32410.9 | 28563.2 | 25792.5
15:00 | 30458.1 | 31091.2 | 30422.7 | 30266.1 | 34903.2 | 36400.4 | 34077.7 | 33924.3 | 31882.1 | 34253.3 | 31286.6 | 28721.5
15:30 | 31901.4 | 32447.8 | 31894 | 31779.1 | 36125 | 37507.8 | 35374.8 | 35255.8 | 33721.5 | 35775.9 | 33434.3 | 30992.3
16:00 | 32607.1 | 33058.8 | 32629.6 | 32558.2 | 36568.7 | 37809.1 | 35908.5 | 35828.2 | 34086.6 | 35914 | 34019.8 | 31669.2
16:30 | 32801.5 | 33152.9 | 32854.1 | 32824.5 | 36603 | 37721.3 | 36015.3 | 35965.8 | 33817.6 | 35388.1 | 33956.7 | 31756.7
17:00 | 33170.2 | 33425.2 | 33252.4 | 33264.4 | 36528.8 | 37552.9 | 35996.5 | 35971.3 | 33718 | 35032 | 34068.3 | 32010
17:30 | 33424.4 | 33596.6 | 33532 | 33579.8 | 36283.6 | 37232.6 | 35798.7 | 35792.5 | 33462.9 | 34569.8 | 33980.1 | 32036
18:00 | 34154.5 | 34273 | 34279.3 | 34352 | 36704.7 | 37606 | 36250.4 | 36257.8 | 33610.4 | 34583 | 34222.1 | 32365.2
18:30 | 36107.6 | 36215.7 | 36239.9 | 36329.6 | 37328.2 | 38216 | 36880.3 | 36895.7 | 34546.8 | 35478.6 | 35234.3 | 33354
19:00 | 37102 | 37212 | 37235.9 | 37331.5 | 37390.8 | 38274.8 | 36941.5 | 36958 | 34916.9 | 35856 | 35618.4 | 33713.1
19:30 | 36350.2 | 36459.8 | 36482.5 | 36573.1 | 36255.9 | 37122.9 | 35814.4 | 35825 | 33800.9 | 34746.4 | 34436.8 | 32590.5
20:00 | 34658.2 | 34763.2 | 34788 | 34869.1 | 34834.1 | 35678.1 | 34405 | 34408.7 | 32130.4 | 33063.9 | 32685 | 30940.3
20:30 | 32715 | 32816.1 | 32841.6 | 32911.1 | 32825.6 | 33637 | 32414.7 | 32408.8 | 29778.1 | 30668.3 | 30241.3 | 28656.5
21:00 | 30774.7 | 30871.8 | 30898 | 30956 | 30932.1 | 31711.2 | 30540.2 | 30525.4 | 27518.6 | 28373.5 | 27890.8 | 26456.8
21:30 | 28443.3 | 28535.6 | 28562.6 | 28606.8 | 28621.7 | 29360.5 | 28254.8 | 28229.4 | 24792.8 | 25646.7 | 25025.3 | 23749.3
22:00 | 25960.2 | 26047.3 | 26075.4 | 26104.8 | 26390.9 | 27091.7 | 26046.6 | 26010.8 | 21969.6 | 22842.4 | 22044.5 | 20921.6
22:30 | 24561.7 | 24646 | 24674.6 | 24695.6 | 24755.5 | 25431 | 24423.7 | 24379.7 | 19770.5 | 20658 | 19725.5 | 18723.5
23:00 | 23038.2 | 23119.4 | 23148.6 | 23160.6 | 23404.3 | 24058.1 | 23084.2 | 23033.7 | 18322.7 | 19184.3 | 18219.2 | 17314.3
23:30 | 22510.9 | 22591 | 22620.3 | 22629.2 | 22857.3 | 23498.2 | 22548.9 | 22496.7 | 18195.7 | 18977.6 | 18127.3 | 17267.1

## BF 2.6
Summer minimum
| 2016/17 | 2016/17 | 2016/17 | 2016/17 | 2020/21 | 2020/21 | 2020/21 | 2020/21 | 2025/26 | 2025/26 | 2025/26 | 2025/26
| SP | NP | GG | CP | SP | NP | GG | CP | SP | NP | GG | CP
0:00 | 18051.4 | 18085.6 | 18165.3 | 18201.9 | 16087.7 | 16586.5 | 20219.7 | 20138.5 | 18597.7 | 16275.5 | 17973.7 | 17576.7
0:30 | 17703.3 | 17737 | 17815.9 | 17849.1 | 16125.6 | 16625.1 | 19805.4 | 19721.6 | 18234.6 | 16147.5 | 17604.2 | 17220.3
1:00 | 17418.7 | 17451.8 | 17530.3 | 17560.8 | 15837 | 16331.1 | 19302.2 | 19215.2 | 17648 | 15639.7 | 17004 | 16640
1:30 | 17107.2 | 17139.6 | 17217.7 | 17245.8 | 15433 | 15921.4 | 18891 | 18801.4 | 17076.8 | 15089.7 | 16413.9 | 16066.8
2:00 | 16877.1 | 16908.9 | 16986.9 | 17013.4 | 15177.5 | 15662.9 | 18601.5 | 18510 | 16619.7 | 14746.7 | 15941.7 | 15608.5
2:30 | 16811.9 | 16843.5 | 16921.5 | 16947.4 | 15037 | 15521.2 | 18475.8 | 18383.5 | 16368.1 | 14446.4 | 15683.6 | 15358.9
3:00 | 16732 | 16763.5 | 16841.3 | 16866.3 | 15031.7 | 15516.9 | 18217.4 | 18123.4 | 16017.1 | 14135.1 | 15326.8 | 15014.6
3:30 | 16691 | 16722.7 | 16800 | 16824.6 | 15096.6 | 15584.9 | 17245.6 | 17143.8 | 15084 | 13846.4 | 14358.9 | 14066.2
4:00 | 16750.4 | 16782.5 | 16859.5 | 16884.9 | 15750.9 | 16250.8 | 16698.9 | 16586 | 14703 | 13828.7 | 13925.1 | 13608.6
4:30 | 16590.1 | 16624 | 16698.1 | 16721.2 | 16986.9 | 17506.2 | 16276.1 | 16142.2 | 14479.9 | 13957.8 | 13616 | 13238.4
5:00 | 16647.4 | 16689 | 16753.5 | 16774.2 | 20249.1 | 20815.8 | 16236.1 | 16072.3 | 14608.5 | 14847.9 | 13638 | 13165.1
5:30 | 17037 | 17095.1 | 17140 | 17158.1 | 23856.6 | 24477.7 | 15845.6 | 15639.7 | 14766.1 | 15606.9 | 13670.1 | 13086.4
6:00 | 17801.4 | 17884.9 | 17901 | 17918.4 | 28518 | 29213 | 15842.7 | 15592.2 | 15176.8 | 16559.6 | 13922 | 13188
6:30 | 18533.9 | 18650.9 | 18628.3 | 18644.2 | 30647.4 | 31406.5 | 15868.4 | 15574 | 15439.6 | 17259.1 | 13956.6 | 13022.6
7:00 | 19444.4 | 19609.8 | 19530.1 | 19541.7 | 31792.8 | 32621.5 | 16365.1 | 16030.2 | 15595.7 | 18747 | 13773.5 | 12554
7:30 | 20067.6 | 20301.6 | 20137.5 | 20133.6 | 31976.4 | 32869.1 | 16196.5 | 15817.1 | 15013.5 | 19736.7 | 12718.5 | 11141.4
8:00 | 20784.9 | 21104.3 | 20835.5 | 20811.2 | 32996.6 | 33961.6 | 16415.6 | 15998.1 | 14569.2 | 20966.9 | 11812.7 | 9878
8:30 | 21037.1 | 21448.3 | 21065.7 | 21015.4 | 33420.5 | 34439.6 | 16444.1 | 15994.7 | 14016.8 | 21949.8 | 10923.5 | 8735.6
9:00 | 21308.2 | 21796.6 | 21319.1 | 21247.9 | 33021.1 | 34104.6 | 16317.6 | 15836.8 | 13987.9 | 22617.9 | 10634.5 | 8229.2
9:30 | 21422.4 | 21954 | 21422.7 | 21339 | 32644.8 | 33830.8 | 15406.6 | 14886.9 | 13325.7 | 22501.3 | 9685.8 | 7077.6
10:00 | 21536.9 | 22085.6 | 21532.4 | 21443.6 | 32083.6 | 33382.3 | 14871.9 | 14324.7 | 12409.1 | 22396.8 | 8480.5 | 5682.8
10:30 | 21501.2 | 22059.2 | 21493.1 | 21400.5 | 31584.7 | 32975.6 | 15060 | 14508.4 | 11416.5 | 22382.6 | 7240 | 4290.1
11:00 | 21337.3 | 21931.9 | 21318.4 | 21212.1 | 31235 | 32678.9 | 15022 | 14467.6 | 10897.9 | 22291.6 | 6557.4 | 3500.8
11:30 | 20692 | 21372.2 | 20649.3 | 20508.7 | 30870.7 | 32317.8 | 14494.5 | 13924.9 | 10402.1 | 21818.4 | 5991.6 | 2906.2
12:00 | 19866.7 | 20634.6 | 19799 | 19621.7 | 30705 | 32137 | 13980.9 | 13409 | 9957 | 21424.3 | 5538.3 | 2473.7
12:30 | 19049.5 | 19858.2 | 18968.3 | 18769.7 | 30495.2 | 31914.9 | 14455.2 | 13919.4 | 9644.5 | 21907.9 | 5249.1 | 2223.4
13:00 | 18720.3 | 19531.5 | 18636.4 | 18433.5 | 30567.6 | 31951.7 | 15156.5 | 14663 | 9743.4 | 23077.8 | 5425.4 | 2458.9
13:30 | 18599.8 | 19393.9 | 18518.2 | 18319.1 | 30931 | 32227.4 | 15314.9 | 14836.7 | 10259.1 | 23374.3 | 6093.4 | 3221.8
14:00 | 18821.2 | 19585.9 | 18747.1 | 18559.1 | 31459.7 | 32643.7 | 15607.1 | 15135.3 | 11095.2 | 23476.8 | 7137 | 4390
14:30 | 19270.4 | 19992.7 | 19209.6 | 19039.5 | 32668.6 | 33759.6 | 16152.4 | 15699.4 | 12139.3 | 23835.4 | 8418.6 | 5814
15:00 | 20059.9 | 20711.1 | 20021.8 | 19882.9 | 34180.4 | 35190 | 17131 | 16710.3 | 13374.9 | 24870.7 | 9910.3 | 7455
15:30 | 21207 | 21750.2 | 21202 | 21111.1 | 35734.2 | 36664.9 | 18450.8 | 18070.6 | 14946.3 | 26165.9 | 11756.6 | 9445.3
16:00 | 22318.8 | 22753.5 | 22346.7 | 22303.1 | 36109.7 | 36970.4 | 19835.5 | 19499.9 | 16420.4 | 27404 | 13529.4 | 11385.9
16:30 | 23074.9 | 23435.2 | 23125.7 | 23113.5 | 36047.6 | 36863.9 | 21169.1 | 20880.9 | 17949.7 | 28358.7 | 15396 | 13450.6
17:00 | 23598.6 | 23899.1 | 23667.2 | 23678.8 | 36478.4 | 37284.1 | 22664.1 | 22429.7 | 19421.3 | 29999.4 | 17229.6 | 15505.8
17:30 | 23957.4 | 24188.1 | 24045.6 | 24082.9 | 37310.9 | 38127.8 | 24177.1 | 24002.4 | 21062.7 | 31975.7 | 19244.5 | 17741.5
18:00 | 24452.1 | 24610.7 | 24560.9 | 24626.6 | 37130.7 | 37942.3 | 25610.5 | 25490.6 | 22591 | 32198.4 | 21137.8 | 19853.9
18:30 | 24747.1 | 24844.5 | 24873 | 24961.3 | 35713.2 | 36503.5 | 26474.9 | 26392.3 | 23803.6 | 31140.4 | 22686.3 | 21614.4
19:00 | 25295.5 | 25354.5 | 25433.9 | 25540.3 | 34040.1 | 34805.2 | 27084.4 | 27025.6 | 25067.3 | 29874.4 | 24238.5 | 23338.7
19:30 | 25994.8 | 26045.4 | 26138.8 | 26255.7 | 32748.4 | 33495 | 27536.6 | 27494.1 | 25477.9 | 28200.4 | 24848.8 | 24093.5
20:00 | 26340.2 | 26390.6 | 26485.8 | 26606.9 | 31059.9 | 31782.3 | 28132.9 | 28101.4 | 26057 | 27020.5 | 25548.7 | 24864.8
20:30 | 25342.1 | 25391.8 | 25483.9 | 25594.9 | 28986.4 | 29679 | 28691.8 | 28664.4 | 26407.1 | 25163.9 | 25930.5 | 25254.6
21:00 | 24436.4 | 24483.6 | 24574.6 | 24677 | 26669.7 | 27329.8 | 28403.6 | 28374.6 | 26836.4 | 23819 | 26369.8 | 25679.4
21:30 | 22961.9 | 23006.3 | 23094.7 | 23182.2 | 24162.2 | 24788.5 | 26632.7 | 26592.1 | 25454.8 | 21549.5 | 24960.7 | 24317.9
22:00 | 21432.8 | 21473.8 | 21559.9 | 21632.4 | 21756.3 | 22348.9 | 24607.2 | 24553.8 | 23475.5 | 19326.7 | 22947.1 | 22377.3
22:30 | 20112 | 20150.3 | 20234.2 | 20293.9 | 19878.9 | 20441 | 22642.6 | 22576.7 | 21574.9 | 17433.4 | 21010.3 | 20508.3
23:00 | 19136.6 | 19173.2 | 19255 | 19304.4 | 18456.3 | 18990.7 | 21271.8 | 21197.3 | 20127.2 | 16013.9 | 19535.1 | 19084.6
23:30 | 18541.1 | 18576.9 | 18656.6 | 18697.9 | 17686.2 | 18200.9 | 20321.7 | 20242.5 | 19067.8 | 15237.7 | 18456.1 | 18043.4

## BF 2.7
Winter maximum
| 2016/17 | 2016/17 | 2016/17 | 2016/17 | 2020/21 | 2020/21 | 2020/21 | 2020/21 | 2025/26 | 2025/26 | 2025/26 | 2025/26
| SP | NP | GG | CP | SP | NP | GG | CP | SP | NP | GG | CP
0:00 | 31401.4 | 31582.9 | 31498.9 | 31463.5 | 28042.7 | 28677 | 27803 | 27827.4 | 19447.7 | 19886.3 | 20216.3 | 18833.5
0:30 | 31596.4 | 31778.3 | 31693.4 | 31657.8 | 28188.6 | 28827.9 | 27941.8 | 27965.3 | 19371.2 | 19811.9 | 20134.1 | 18758.7
1:00 | 31547.3 | 31729.5 | 31644.2 | 31608.5 | 27945.7 | 28579 | 27706.3 | 27730.5 | 18991.7 | 19448 | 19717.9 | 18371.5
1:30 | 30945.9 | 31127 | 31043.8 | 31008.7 | 27296.2 | 27912.8 | 27078.3 | 27101.9 | 18095.6 | 18594.4 | 18730.5 | 17446.3
2:00 | 30614.5 | 30794.7 | 30713 | 30678.2 | 26951.8 | 27556.8 | 26751.6 | 26774.5 | 17487.8 | 18019.1 | 18058.9 | 16813.4
2:30 | 30811.2 | 30991.8 | 30909.2 | 30874.2 | 26962.2 | 27566.1 | 26763.7 | 26786.8 | 17427.9 | 17949.5 | 17995.7 | 16764.5
3:00 | 30345 | 30524.5 | 30443.9 | 30409.3 | 26585.2 | 27186.6 | 26386.1 | 26408.6 | 17048.5 | 17545 | 17592 | 16424.4
3:30 | 29752.5 | 29930.8 | 29852.7 | 29818.7 | 25933 | 26526.1 | 25739.1 | 25760.9 | 16534.3 | 17016.8 | 17039.9 | 15942.3
4:00 | 29284 | 29461 | 29385.2 | 29351.7 | 25669.8 | 26256.4 | 25483.2 | 25506 | 16035.3 | 16517.9 | 16499.8 | 15458.1
4:30 | 29318.1 | 29495.2 | 29419.3 | 29385.7 | 25749.7 | 26332.4 | 25571.2 | 25596.5 | 15869.2 | 16359.7 | 16316.4 | 15286.1
5:00 | 29730.7 | 29908.7 | 29831.1 | 29797.1 | 26383.3 | 26970.2 | 26205.2 | 26233.9 | 16872 | 17360.5 | 17404.9 | 16264.8
5:30 | 30977.2 | 31158.3 | 31075 | 31039.9 | 27524.5 | 28126.6 | 27335.4 | 27366.4 | 18306.3 | 18778.8 | 18967.9 | 17683.2
6:00 | 34618.2 | 34806.4 | 34709.9 | 34671.8 | 30907.7 | 31546.6 | 30694.1 | 30730.9 | 22863.5 | 23301.5 | 23879.8 | 22184.5
6:30 | 38744.5 | 38941.2 | 38828.6 | 38786.4 | 34847.6 | 35526.1 | 34613 | 34656.6 | 27417.4 | 27829.4 | 28784.6 | 26671.7
7:00 | 43647.7 | 43855.6 | 43722.7 | 43675.5 | 39367.6 | 40091.6 | 39109.5 | 39161.6 | 33071.6 | 33452.9 | 34885.4 | 32236.9
7:30 | 45361.9 | 45581.3 | 45431.5 | 45379.5 | 41942.7 | 42701 | 41665.1 | 41719.4 | 36193.1 | 36567.7 | 38225.3 | 35299.1
8:00 | 46394.3 | 46630.4 | 46457.7 | 46398.8 | 42953 | 43762.8 | 42642.7 | 42688.5 | 37243.7 | 37689.4 | 39280.2 | 36232.5
8:30 | 46765 | 47023 | 46821.3 | 46752.8 | 42868 | 43768.9 | 42499.5 | 42523.2 | 37033 | 37660.2 | 38912.5 | 35779
9:00 | 47786.5 | 48073.7 | 47832.1 | 47750.5 | 42924.9 | 43947.9 | 42478.4 | 42476.2 | 37462.3 | 38277.5 | 39283.3 | 35922.9
9:30 | 47959.6 | 48277 | 47995 | 47899.8 | 42465.6 | 43592.3 | 41953.4 | 41925.9 | 37376.4 | 38313.6 | 39125.5 | 35656.8
10:00 | 47791.3 | 48134.2 | 47818.8 | 47712.4 | 41958 | 43154.5 | 41401.8 | 41356.4 | 37047.4 | 38100.9 | 38705.7 | 35161.5
10:30 | 47831.1 | 48190.2 | 47853.5 | 47739.9 | 41670.4 | 42897.6 | 41095.6 | 41041.4 | 36600.7 | 37822.7 | 38133.8 | 34479.1
11:00 | 47762 | 48130.4 | 47781.3 | 47663.5 | 41543.7 | 42789.4 | 40957.5 | 40898.3 | 36165.7 | 37508.5 | 37601.7 | 33881.6
11:30 | 47817 | 48193.6 | 47833.6 | 47712.1 | 41420.2 | 42695.8 | 40814.9 | 40748.6 | 36417.6 | 37735.4 | 37891.2 | 34168.3
12:00 | 47986 | 48367.7 | 48000.8 | 47877 | 41222.9 | 42518.8 | 40605.7 | 40533.7 | 36803.1 | 38040.5 | 38353.3 | 34664.6
12:30 | 47784.4 | 48163.9 | 47800 | 47677.2 | 41052.7 | 42333.9 | 40448.3 | 40376.8 | 36691.4 | 37894.8 | 38250.2 | 34605.4
13:00 | 47726.4 | 48095.5 | 47745.8 | 47627.6 | 41236.5 | 42464.1 | 40669.3 | 40609 | 36697.5 | 37868.5 | 38272.4 | 34656.5
13:30 | 47805 | 48154.2 | 47830.8 | 47721.5 | 41552.4 | 42685.1 | 41045 | 41007.4 | 36994.9 | 38072 | 38641.4 | 35081.1
14:00 | 48113.7 | 48439.6 | 48146.8 | 48047.8 | 42327.7 | 43345.8 | 41890.5 | 41883.1 | 37842.5 | 38755 | 39643.1 | 36144.9
14:30 | 48010.7 | 48314 | 48051 | 47962.2 | 42958.6 | 43859 | 42593.8 | 42616.5 | 38448.6 | 39149.4 | 40407.2 | 37043.9
15:00 | 47861.6 | 48142.6 | 47909.4 | 47830.6 | 43647.1 | 44460 | 43335.6 | 43381.8 | 39428.1 | 39929.9 | 41569.7 | 38287.5
15:30 | 48881.9 | 49141.4 | 48935.4 | 48866.2 | 45072.3 | 45859.5 | 44776 | 44835.5 | 41478.9 | 41849.4 | 43859.5 | 40474.3
16:00 | 49363.9 | 49604.3 | 49422.6 | 49361.9 | 46965.5 | 47773.5 | 46655.3 | 46723 | 44493.2 | 44787.6 | 47239.4 | 43496
16:30 | 50252.2 | 50481.4 | 50312.9 | 50257.3 | 47821.8 | 48646.9 | 47500.3 | 47571.6 | 45841.8 | 46120.3 | 48782.4 | 44808.7
17:00 | 51373.5 | 51599 | 51433.5 | 51379.6 | 47284.9 | 48111.1 | 46962.7 | 47034.3 | 45585.5 | 45862.1 | 48578.8 | 44540.5
17:30 | 51516.8 | 51742.9 | 51575.8 | 51521.8 | 46124.8 | 46944.7 | 45806.7 | 45877 | 44127.3 | 44414.9 | 47065.9 | 43084.9
18:00 | 51210.6 | 51436 | 51270.1 | 51216.4 | 45518.3 | 46330.8 | 45205 | 45273.9 | 43317.3 | 43614 | 46184.6 | 42285.8
18:30 | 50851.6 | 51076.3 | 50911.7 | 50858.2 | 44944.5 | 45750.1 | 44635.8 | 44703.4 | 42658.3 | 42963.7 | 45466.9 | 41633.9
19:00 | 50227 | 50450.1 | 50288.6 | 50235.8 | 43730.6 | 44521.4 | 43431.5 | 43496.2 | 41351.1 | 41667 | 44044.5 | 40347.3
19:30 | 48903.5 | 49123.6 | 48967.6 | 48916 | 42595.7 | 43372.8 | 42305.6 | 42367.7 | 39888.6 | 40215.1 | 42453.7 | 38909.4
20:00 | 47239.1 | 47455.5 | 47306.4 | 47256.3 | 41552.9 | 42317.3 | 41270.9 | 41330.6 | 38249.8 | 38592.6 | 40669.2 | 37292.3
20:30 | 45492.7 | 45705.3 | 45563.4 | 45515 | 39853 | 40596.7 | 39584.2 | 39639.9 | 36562.8 | 36930 | 38829.1 | 35617.5
21:00 | 43133.6 | 43340.9 | 43208.8 | 43162.6 | 38536.6 | 39264.6 | 38278 | 38330.8 | 34413.2 | 34800 | 36488.1 | 33497.1
21:30 | 40655.1 | 40856.9 | 40735 | 40691.1 | 36285.9 | 36986.7 | 36044.7 | 36092.4 | 31669.5 | 32060.5 | 33507.1 | 30815.9
22:00 | 38277.4 | 38473.9 | 38362 | 38320.3 | 34485.9 | 35164.4 | 34259.6 | 34302.8 | 29188.2 | 29584.1 | 30810.9 | 28389.7
22:30 | 36255.8 | 36447.8 | 36344.3 | 36304.5 | 33390.1 | 34055.2 | 33172.4 | 33213.1 | 26506 | 26929.4 | 27888.1 | 25739.2
23:00 | 33526.1 | 33712 | 33619.9 | 33582.6 | 31543.5 | 32186.3 | 31340.4 | 31376.8 | 23574.8 | 24023.6 | 24695.3 | 22847.7
23:30 | 31796.1 | 31979.3 | 31891.8 | 31855.8 | 29887.4 | 30514.8 | 29685.8 | 29722.9 | 22095.2 | 22531.4 | 23090.9 | 21416.9

## BF 2.8
time | GDATE | GTIME | Nuclear | Interconnector Imp | Wind | Solar | Marine | Hydro | Biomass | Gas | Coal | Gas Oil | Storage Exp | Other Balancing | Dist. Wind | Dist. Solar | Dist. Other | Interconnector Exp | Storage Imp | Transmission Demand | Transmission Flexibility | Transmission Flexibility
0:00 | 20160404 | 30 | 7837 | 3250 | 1.1 | 0 | 0 | 898 | 1464 | 8620 | 0 | 0 | 0 | 0 | 2 | 0 | 5855.8 | 0 | 0 | 22071.4 | 24353.4 | 18384.6
0:30 | 20160404 | 100 | 7837 | 3250 | 0.8 | 0 | 0 | 898 | 1464 | 9062 | 0 | 0 | 0 | 0 | 1.5 | 0 | 5887.7 | 0 | 0 | 22513.1 | 24793.1 | 18626.3
1:00 | 20160404 | 130 | 7837 | 3250 | 0 | 0 | 0 | 898 | 1464 | 8956.2 | 0 | 0 | 0 | 0 | 0 | 0 | 5879.8 | 0 | 0 | 22405.2 | 24791 | 18624.2
1:30 | 20160404 | 200 | 7837 | 3250 | 0 | 0 | 0 | 898 | 1464 | 8648.4 | 0 | 0 | 0 | 0 | 0 | 0.1 | 5857.5 | 0 | 0 | 22097.4 | 24351 | 18382.2
2:00 | 20160404 | 230 | 7837 | 3250 | 0 | 0 | 0 | 898 | 1464 | 8436.4 | 0 | 0 | 0 | 0 | 0 | 0 | 5842.2 | 0 | 0 | 21885.4 | 24351 | 18382.2
2:30 | 20160404 | 300 | 7837 | 3250 | 0 | 0 | 0 | 898 | 1464 | 8190.6 | 0 | 0 | 0 | 0 | 0.1 | 0 | 5824.4 | 0 | 0 | 21639.7 | 24351.1 | 18382.3
3:00 | 20160404 | 330 | 7837 | 3250 | 0 | 0 | 0 | 898 | 1464 | 8081 | 0 | 0 | 0 | 0 | 0 | 0 | 5816.5 | 0 | 0 | 21529.9 | 24350.9 | 18382.1
3:30 | 20160404 | 400 | 7837 | 3250 | 0 | 0 | 0 | 898 | 1464 | 8092.6 | 0 | 0 | 0 | 0 | 0 | 1.9 | 5817.4 | 0 | 0 | 21541.6 | 24351 | 18382.2
4:00 | 20160404 | 430 | 7837 | 3250 | 0 | 0 | 0 | 898 | 1464 | 8729.7 | 0 | 0 | 0 | 0 | 0 | 0 | 5863.4 | 0 | 0 | 22178.7 | 24351 | 18382.2
4:30 | 20160404 | 500 | 7837 | 3250 | 0 | 0 | 0 | 898 | 1464 | 9842.9 | 0 | 0 | 0 | 0 | 0 | 0 | 5944 | 0 | 0 | 23291.9 | 25701 | 19124.7
5:00 | 20160404 | 530 | 7837 | 3250 | 0 | 0 | 0 | 898 | 1464 | 12021.9 | 706.2 | 0 | 0 | 0 | 0 | 0.7 | 6152.8 | 0 | 0 | 26177 | 28899.9 | 20884.1
5:30 | 20160404 | 600 | 7837 | 3250 | 0 | 0 | 0 | 898 | 1464 | 14007 | 1500.1 | 0 | 0 | 0 | 0 | 82.3 | 6359.7 | 0 | 0 | 28956.2 | 31532.1 | 22331.9
6:00 | 20160404 | 630 | 7837 | 3250 | 0 | 0 | 0 | 898 | 1464 | 15045 | 3850.5 | 0 | 0 | 0 | 0 | 434 | 6257.3 | 0 | 0 | 32344.5 | 34493 | 23960.3
6:30 | 20160404 | 700 | 7837 | 3250 | 0 | 0 | 0 | 1078.6 | 1464 | 15257.4 | 5432.3 | 0 | 0 | 0 | 0 | 1204 | 6082.8 | 0 | 0 | 34319.3 | 36589 | 25113.1
7:00 | 20160404 | 730 | 7837 | 3213.7 | 0 | 0 | 0 | 1078.6 | 1464 | 15937.5 | 5276.2 | 0 | 0 | 0 | 0 | 2211.1 | 5818 | 0 | 0 | 34806.9 | 37062.6 | 25357.2
7:30 | 20160404 | 800 | 7837 | 3213.7 | 0 | 0 | 0 | 1078.6 | 1464 | 15389.1 | 5094.8 | 0 | 0 | 0 | 0.7 | 3257 | 5468 | 0 | 0 | 34078 | 36056.5 | 24804.3
8:00 | 20160404 | 830 | 7837 | 2750 | 0 | 0 | 0 | 1078.6 | 1464 | 15657 | 5207.5 | 0 | 0 | 0 | 0 | 4406 | 5172 | 0 | 0 | 33994 | 36088.9 | 24613
8:30 | 20160404 | 900 | 7837 | 2750 | 0 | 0 | 0 | 1078.6 | 1464 | 15257.4 | 4658.2 | 0 | 0 | 0 | 0 | 5715.7 | 4825 | 0 | 0 | 33045.2 | 35118 | 24079.1
9:00 | 20160404 | 930 | 7837 | 2749.6 | 0 | 0 | 0 | 898 | 1464 | 15210 | 3590.6 | 0 | 0 | 0 | 0 | 6955.2 | 4821 | 0 | 0 | 31749.1 | 33992.5 | 23459.8
9:30 | 20160404 | 1000 | 7837 | 2750 | 12.6 | 0 | 0 | 898 | 1464 | 15045 | 2703.3 | 0 | 0 | 0 | 11.4 | 7893.9 | 4814.6 | 0 | 0 | 30710.6 | 33001.3 | 22920.9
10:00 | 20160404 | 1030 | 7837 | 2750 | 21.3 | 0 | 0 | 898 | 1464 | 14643.6 | 2355.9 | 0 | 0 | 0 | 18 | 8590.2 | 4811.8 | 0 | 0 | 29969.6 | 32012.1 | 22380.3
10:30 | 20160404 | 1100 | 7837 | 2750 | 10 | 0 | 0 | 898 | 1464 | 14362.5 | 2019.6 | 0 | 0 | 0 | 9 | 9147.9 | 4806.1 | 0 | 0 | 29341.7 | 31516.6 | 22103.1
11:00 | 20160404 | 1130 | 7837 | 2750 | 3.1 | 0 | 0 | 898 | 1464 | 14322.5 | 1526.9 | 0 | 0 | 0 | 3.9 | 9562.6 | 4796.7 | 0 | 0 | 28803.1 | 31036.7 | 21836.4
11:30 | 20160404 | 1200 | 7837 | 2750 | 24.4 | 0 | 0 | 898 | 1464 | 13980.2 | 1155.6 | 0 | 0 | 0 | 20.3 | 9805.2 | 4765.3 | 0 | 0 | 28108.6 | 30555.8 | 21580.6
12:00 | 20160404 | 1230 | 7837 | 2750 | 44.7 | 0 | 0 | 898 | 1464 | 13757.3 | 898.8 | 0 | 0 | 0 | 38.3 | 9856.2 | 4737.1 | 0 | 0 | 27650.1 | 29780 | 21163.4
12:30 | 20160404 | 1300 | 7837 | 2750 | 43.3 | 0 | 0 | 898 | 1464 | 13561.9 | 898.8 | 0 | 0 | 0 | 36.5 | 9702.9 | 4711.7 | 0 | 0 | 27453 | 29411.3 | 20959.9
13:00 | 20160404 | 1330 | 7837 | 2750 | 30.6 | 0 | 0 | 898 | 1464 | 13696 | 898.8 | 0 | 0 | 0 | 26 | 9348.8 | 4694.1 | 0 | 0 | 27574.3 | 29765.5 | 21148.9
13:30 | 20160404 | 1400 | 7837 | 2750 | 23.7 | 0 | 0 | 898 | 1464 | 13914.4 | 898.8 | 0 | 0 | 0 | 21.3 | 8806.3 | 4669.7 | 0 | 0 | 27785.8 | 29913.6 | 21227.3
14:00 | 20160404 | 1430 | 7837 | 2750 | 24.4 | 0 | 0 | 898 | 1464 | 13900.5 | 1251.9 | 0 | 0 | 0 | 20.3 | 8107.7 | 4643.7 | 0 | 0 | 28125.2 | 30555.8 | 21580.5
14:30 | 20160404 | 1500 | 7837 | 2750 | 28 | 0 | 0 | 898 | 1464 | 14362.5 | 1851.1 | 0 | 0 | 0 | 18.1 | 7283.9 | 4661 | 0 | 0 | 29190.6 | 31534 | 22120.5
15:00 | 20160404 | 1530 | 7837 | 2750 | 31.2 | 0 | 0 | 898 | 1464 | 14722.7 | 2719.5 | 0 | 0 | 0 | 17.2 | 6343.8 | 4682.1 | 0 | 0 | 30422.7 | 32522.5 | 22665.7
15:30 | 20160404 | 1600 | 7837 | 2750 | 30.4 | 0 | 0 | 898 | 1464 | 15099.9 | 3815.2 | 0 | 0 | 0 | 19.7 | 5293.7 | 4712.7 | 0 | 0 | 31894 | 34022.9 | 23490.2
16:00 | 20160404 | 1630 | 7837 | 2750 | 22.7 | 0 | 0 | 1078.6 | 1464 | 15210 | 4267.4 | 0 | 0 | 0 | 19.2 | 4154.2 | 5243 | 0 | 0 | 32629.6 | 34753.6 | 23888.8
16:30 | 20160404 | 1700 | 7837 | 2750 | 10.4 | 0 | 0 | 1039.9 | 1464 | 15257.4 | 4494.8 | 0 | 0 | 0 | 10.6 | 2962.9 | 5731.9 | 0 | 0 | 32854.1 | 35129 | 24090.1
17:00 | 20160404 | 1730 | 7837 | 2745.2 | 0.3 | 0 | 0 | 1053.7 | 1464 | 15257.4 | 4893.7 | 0 | 0 | 0 | 1.2 | 1812.2 | 6236.3 | 0 | 0 | 33252.4 | 35588.6 | 24336.4
17:30 | 20160404 | 1800 | 7837 | 2750 | 0 | 0 | 0 | 1078.6 | 1464 | 15307.6 | 5094.8 | 0 | 0 | 0 | 0 | 822.8 | 6744.3 | 0 | 0 | 33532 | 35592 | 24339.8
18:00 | 20160404 | 1830 | 7837 | 2750 | 0 | 0 | 0 | 1078.6 | 1464 | 15937.5 | 5211.5 | 0 | 0 | 0 | 0.7 | 172.6 | 6751.4 | 0 | 0 | 34279.3 | 36599.7 | 24894.3
18:30 | 20160404 | 1900 | 7837 | 2750 | 0.2 | 0 | 0 | 1078.6 | 1464 | 15937.5 | 7171.7 | 0 | 0 | 0 | 0.9 | 0 | 6880.8 | 0 | 0 | 36239.9 | 38610.1 | 26000.2
19:00 | 20160404 | 1930 | 7837 | 2750 | 0 | 0 | 0 | 1078.6 | 1464 | 16014 | 8092 | 0 | 0 | 0 | 0.3 | 0 | 6952.8 | 0 | 0 | 37235.9 | 39106.3 | 26272.8
19:30 | 20160404 | 2000 | 7837 | 2750 | 0 | 0 | 0 | 1078.6 | 1464 | 15937.5 | 7415.3 | 0 | 0 | 0 | 0 | 13.4 | 6899.2 | 0 | 0 | 36482.5 | 38609.1 | 25999.2
20:00 | 20160404 | 2030 | 7837 | 2750 | 0 | 0 | 0 | 1078.6 | 1464 | 15937.5 | 5720.9 | 0 | 0 | 0 | 0 | 0 | 6775.7 | 0 | 0 | 34788 | 36599 | 24893.6
20:30 | 20160404 | 2100 | 7837 | 2750 | 0 | 0 | 0 | 1078.6 | 1464 | 15257.4 | 4454.6 | 0 | 0 | 0 | 0 | 0 | 6634.8 | 0 | 0 | 32841.6 | 34731 | 23866.2
21:00 | 20160404 | 2130 | 7837 | 2750 | 0 | 0 | 0 | 898 | 1464 | 15099.9 | 2849.2 | 0 | 0 | 0 | 0 | 0 | 6494.2 | 0 | 0 | 30898 | 32987.9 | 22907.5
21:30 | 20160404 | 2200 | 7837 | 3213.7 | 0 | 0 | 0 | 898 | 1464 | 13897.8 | 1251.9 | 0 | 0 | 0 | 0.1 | 1 | 6325.4 | 0 | 0 | 28562.6 | 30995.9 | 22020.6
22:00 | 20160404 | 2230 | 7837 | 3213.7 | 0 | 0 | 0 | 898 | 1464 | 11956.6 | 706.2 | 0 | 0 | 0 | 0 | 0 | 6145.3 | 0 | 0 | 26075.4 | 28863.6 | 20847.8
22:30 | 20160404 | 2300 | 7837 | 3213.7 | 0 | 0 | 0 | 898 | 1464 | 11261.9 | 0 | 0 | 0 | 0 | 0 | 0 | 6044 | 0 | 0 | 24674.6 | 26909.7 | 19773.2
23:00 | 20160404 | 2330 | 7837 | 3250 | 0 | 0 | 0 | 898 | 1464 | 9699.6 | 0 | 0 | 0 | 0 | 0 | 0 | 5933.6 | 0 | 0 | 23148.6 | 25701 | 19124.7
23:30 | 20160404 | 2400 | 7837 | 3250 | 2 | 0 | 0 | 898 | 1464 | 9168.2 | 0 | 0 | 0 | 0 | 2.6 | 0.1 | 5895.6 | 0 | 0 | 22620.3 | 24794.1 | 18627.3

## BF 2.9
time | GDATE | GTIME | Nuclear | Interconnector Imp | Wind | Solar | Marine | Hydro | Biomass | Gas | Coal | Gas Oil | Storage Exp | Other Balancing | Dist. Wind | Dist. Solar | Dist. Other | Interconnector Exp | Storage Imp | Transmission Demand | Transmission Flexibility | Transmission Flexibility
0:00 | 20250622 | 30 | 4175 | 5732.7 | 197.5 | 0 | 30.7 | 926 | 2253.3 | 4261.6 | 0 | 0 | 0 | 0 | 89.6 | 0 | 8448.1 | 0 | 0 | 17576.7 | 19830.8 | 15468.1
0:30 | 20250622 | 100 | 4175 | 5732.7 | 179.7 | 0 | 108.1 | 926 | 2183 | 3915.5 | 0 | 0 | 0 | 0 | 86.4 | 0 | 8318.9 | 0 | 0 | 17220.3 | 19450.8 | 15286.1
1:00 | 20250622 | 130 | 4175 | 5732.7 | 251.1 | 0 | 110 | 926 | 2183 | 3261.2 | 0 | 0 | 0 | 0 | 114.5 | 0 | 8120.6 | 0 | 0 | 16640 | 19524.8 | 15360.1
1:30 | 20250622 | 200 | 4175 | 5732.7 | 456.7 | 0 | 85.1 | 872 | 1876.7 | 2868.8 | 0 | 0 | 0 | 0 | 206 | 4.3 | 7949.2 | 0 | 0 | 16066.8 | 18409.3 | 14827.3
2:00 | 20250622 | 230 | 4175 | 5331.6 | 647.9 | 0 | 74.9 | 872 | 1876.7 | 2629.4 | 0 | 0 | 0 | 0 | 294.4 | 0 | 7814.8 | 0 | 0 | 15608.5 | 18190.4 | 14608.4
2:30 | 20250622 | 300 | 4175 | 5115.4 | 690.5 | 0 | 0 | 827 | 1876.7 | 2674.4 | 0 | 0 | 0 | 0 | 313.2 | 0 | 7731.8 | 0 | 0 | 15358.9 | 17940.8 | 14358.8
3:00 | 20250622 | 330 | 4175 | 4810.3 | 651.3 | 0 | 0 | 872 | 1876.7 | 2629.4 | 0 | 0 | 0 | 0 | 295.6 | 4.4 | 7603.5 | 0 | 0 | 15014.6 | 17596.5 | 14014.5
3:30 | 20250622 | 400 | 4175 | 4070.8 | 625.8 | 0 | 53.2 | 804.5 | 1876.7 | 2459.3 | 0 | 0 | 0 | 0 | 285.7 | 126.3 | 7303.1 | 0 | 0 | 14066.2 | 16453.7 | 13066.1
4:00 | 20250622 | 430 | 4175 | 3641.6 | 593.8 | 0.3 | 57 | 804.5 | 1876.7 | 2459.3 | 0 | 0 | 0 | 0 | 269.6 | 450.2 | 7249.2 | 0 | 0 | 13608.6 | 15996.1 | 12608.5
4:30 | 20250622 | 500 | 4175 | 3350 | 516.4 | 0.3 | 55.8 | 804.5 | 1876.7 | 2459.3 | 0 | 0 | 0 | 0 | 228.1 | 1046.4 | 7315.6 | 0 | 0 | 13238.4 | 15625.9 | 12238.3
5:00 | 20250622 | 530 | 4175 | 3387.4 | 412.5 | 0.5 | 49.1 | 804.5 | 1876.7 | 2459.3 | 0 | 0 | 0 | 0 | 177.7 | 1834.5 | 7554.1 | 0 | 0 | 13165.1 | 15552.6 | 12165
5:30 | 20250622 | 600 | 4175 | 3423.3 | 325.6 | 1 | 20.7 | 804.5 | 1876.7 | 2459.3 | 0 | 0 | 0 | 0 | 145.6 | 2743.9 | 7840.9 | 0 | 0 | 13086.4 | 15473.9 | 12086.3
6:00 | 20250622 | 630 | 4175 | 3728.8 | 361.4 | 1.3 | 22.2 | 926 | 1889 | 2084.1 | 0 | 0 | 0 | 0 | 164.2 | 3895.5 | 8297.8 | 0 | 0 | 13188 | 15377.9 | 12187.8
6:30 | 20250622 | 700 | 4175 | 3255.4 | 575.5 | 1 | 23.9 | 911 | 1876.7 | 2204.4 | 0 | 0 | 0 | 0 | 243.2 | 5489.3 | 8839.1 | 0 | 0 | 13022.6 | 15119.5 | 11929.4
7:00 | 20250622 | 730 | 4175 | 2140.2 | 762 | 0.9 | 94.4 | 837.8 | 1876.7 | 2666.7 | 0 | 0 | 0 | 0 | 294.4 | 7851.2 | 9537.5 | 0 | 0 | 12554 | 14700.8 | 11313.2
7:30 | 20250622 | 800 | 4175 | 362.2 | 730.1 | 1.8 | 76.4 | 872 | 1876.7 | 3047.1 | 0 | 0 | 0 | 0 | 243.7 | 11085.9 | 10173.8 | 0 | 0 | 11141.4 | 13305.6 | 9723.6
8:00 | 20250622 | 830 | 4175 | 0 | 582.9 | 2.4 | 2 | 926 | 1992.5 | 3814.9 | 0 | 0 | 0 | 0 | 170.6 | 14287.9 | 10843.8 | -1617.1 | 0 | 9878 | 12399.6 | 8234.9
8:30 | 20250622 | 900 | 4175 | 0 | 455.1 | 1.7 | 0 | 926 | 1992.5 | 3921.8 | 0 | 0 | 0 | 0 | 157.6 | 16613.1 | 11263.8 | -2736.8 | 0 | 8735.6 | 11150.3 | 6985.5
9:00 | 20250622 | 930 | 4175 | 0 | 318.7 | 0.9 | 0 | 926 | 1992.5 | 4163.8 | 0 | 0 | 0 | 0 | 144.4 | 18474.4 | 11745.7 | -3347.3 | 0 | 8229.2 | 10841.9 | 6479.1
9:30 | 20250622 | 1000 | 4175 | 0 | 133.2 | 1.3 | 0 | 872 | 1876.7 | 3047.1 | 0 | 0 | 0 | 0 | 69 | 20427.6 | 12006.6 | -3028 | 0 | 7077.6 | 9241.8 | 5659.8
10:00 | 20250622 | 1030 | 4175 | 0 | 8.4 | 2.3 | 49.5 | 872 | 1876.7 | 3047.1 | 0 | 0 | 0 | 0 | 5 | 22342.4 | 12170.4 | -4350.8 | 0 | 5682.8 | 7847 | 4265
10:30 | 20250622 | 1100 | 4175 | 0 | 65.9 | 2.4 | 50.2 | 872 | 1876.7 | 3047.1 | 0 | 0 | 0 | 0 | 33.4 | 23931.7 | 12251.1 | -5799 | 0 | 4290.1 | 6454.3 | 2872.3
11:00 | 20250622 | 1130 | 4175 | 0 | 285.2 | 2 | 0 | 872 | 1876.7 | 3047.1 | 0 | 0 | 0 | 0 | 129.2 | 24965.8 | 12373.5 | -6756.8 | 0 | 3500.8 | 5665 | 2083
11:30 | 20250622 | 1200 | 4175 | 0 | 600.1 | 1.8 | 0 | 872 | 1876.7 | 3047.1 | 0 | 0 | 0 | 0 | 243.4 | 25322.6 | 12329.1 | -7666.8 | 0 | 2906.2 | 5070.4 | 1488.4
12:00 | 20250622 | 1230 | 4175 | 0 | 855.7 | 2.3 | 19.3 | 824 | 1876.7 | 3047.1 | 0 | 0 | 0 | 0 | 336.6 | 25254.5 | 12182.7 | -8325.8 | 0 | 2473.7 | 4685.9 | 1103.9
12:30 | 20250622 | 1300 | 4175 | 0 | 914.3 | 2.8 | 19.6 | 821 | 1876.7 | 3047.1 | 0 | 0 | 0 | 0 | 378.3 | 25015.7 | 12022.1 | -8633.5 | 0 | 2223.4 | 4438.6 | 856.6
13:00 | 20250622 | 1330 | 4175 | 0 | 822 | 3.1 | 2 | 824 | 1876.7 | 3047.1 | 0 | 0 | 0 | 0 | 363.8 | 24494.3 | 11914.2 | -8291.5 | 0 | 2458.9 | 4671.1 | 1089.1
13:30 | 20250622 | 1400 | 4175 | 0 | 679.7 | 2.4 | 2.1 | 926 | 1992.5 | 4163.8 | 0 | 0 | 0 | 0 | 309.2 | 23541.7 | 11826.5 | -8719.5 | 0 | 3221.8 | 5834.5 | 1471.7
14:00 | 20250622 | 1430 | 4175 | 0 | 633.8 | 1.8 | 0 | 926 | 1992.5 | 4163.8 | 0 | 0 | 0 | 0 | 287.1 | 22227.5 | 11766 | -7501.8 | 0 | 4390 | 7002.7 | 2639.9
14:30 | 20250622 | 1500 | 4175 | 0 | 769.3 | 1.3 | 0 | 926 | 1992.5 | 4163.8 | 0 | 0 | 0 | 0 | 348.6 | 20677 | 11742.8 | -6214 | 0 | 5814 | 8426.7 | 4063.9
15:00 | 20250622 | 1530 | 4175 | 0 | 886.7 | 1.2 | 0 | 926 | 1992.5 | 4163.8 | 0 | 0 | 0 | 0 | 402.2 | 19017.9 | 11755.4 | -4689.7 | 0 | 7455 | 10067.7 | 5704.9
15:30 | 20250622 | 1600 | 4175 | 0 | 794.7 | 1.1 | 0 | 926 | 1992.5 | 4163.8 | 0 | 0 | 0 | 0 | 360.7 | 17326.4 | 11847.9 | -2607.5 | 0 | 9445.3 | 12058 | 7695.2
16:00 | 20250622 | 1630 | 4175 | 0 | 652.8 | 1 | 0 | 926 | 1992.5 | 4130.6 | 0 | 0 | 0 | 0 | 296 | 15469.1 | 11854.5 | -491.7 | 0 | 11385.9 | 14031.8 | 9669
16:30 | 20250622 | 1700 | 4175 | 1971 | 631.7 | 0.7 | 0 | 926 | 1992.5 | 3754.3 | 0 | 0 | 0 | 0 | 286.5 | 13319.6 | 11820.7 | 0 | 0 | 13450.6 | 16032.8 | 11868
17:00 | 20250622 | 1730 | 4175 | 2109 | 610.3 | 0.5 | 0 | 926 | 2522.1 | 5162.5 | 0 | 0 | 0 | 0 | 277.2 | 10988.9 | 11718.4 | 0 | 0 | 15505.8 | 17877.2 | 12935.3
17:30 | 20250622 | 1800 | 4175 | 2109 | 451.4 | 0.3 | 0 | 926 | 2681 | 7399.1 | 0 | 0 | 0 | 0 | 204.4 | 8631.1 | 11648.4 | 0 | 0 | 17741.5 | 20158.4 | 14118.1
18:00 | 20250622 | 1830 | 4175 | 2109 | 225.4 | 0.5 | 0 | 926 | 2681 | 9737.4 | 0 | 0 | 0 | 0 | 102.2 | 6333 | 11545.1 | 0 | 0 | 19853.9 | 22648.5 | 15386
18:30 | 20250622 | 1900 | 4175 | 2273.1 | 49.9 | 0.5 | 0 | 926 | 2681 | 11509.5 | 0 | 0 | 0 | 0 | 23.7 | 4183.4 | 11377.1 | 0 | 0 | 21614.4 | 24564.9 | 16434.8
19:00 | 20250622 | 1930 | 4175 | 2275.7 | 0 | 0.3 | 0 | 1067.9 | 2681 | 13137.8 | 0 | 0 | 0 | 0 | 0.5 | 2343.1 | 11327.1 | 0 | 0 | 23338.7 | 25862 | 17127.5
19:30 | 20250622 | 2000 | 4175 | 2275.7 | 105.6 | 0.1 | 0 | 1106.6 | 2681 | 13748.9 | 0 | 0 | 0 | 0 | 42.5 | 975.1 | 11121.9 | 0 | 0 | 24093.5 | 25967 | 17232.5
20:00 | 20250622 | 2030 | 4175 | 2275.7 | 228.2 | 0 | 0 | 1067.9 | 2681 | 14437.1 | 0 | 0 | 0 | 0 | 94.1 | 176.4 | 11130.7 | 0 | 0 | 24864.8 | 27313.8 | 18028.1
20:30 | 20250622 | 2100 | 4175 | 4675.3 | 234.5 | 0 | 0 | 926 | 2681 | 12561.7 | 0 | 0 | 0 | 0 | 101.3 | 0 | 11209.9 | 0 | 0 | 25254.6 | 27152.9 | 19022.7
21:00 | 20250622 | 2130 | 4175 | 4675.3 | 179 | 0 | 0 | 926 | 2681 | 13043 | 0 | 0 | 0 | 0 | 81.3 | 0 | 11355.2 | 0 | 0 | 25679.4 | 27385.4 | 19125.2
21:30 | 20250622 | 2200 | 4175 | 4675.3 | 137.8 | 0 | 0 | 926 | 2681 | 11723.2 | 0 | 0 | 0 | 0 | 63.6 | 18.9 | 10866.6 | 0 | 0 | 24317.9 | 27054.7 | 18924.5
22:00 | 20250622 | 2230 | 4175 | 4675.3 | 122.5 | 0 | 0 | 926 | 2681 | 9798.1 | 0 | 0 | 0 | 0 | 55.3 | 0 | 10160 | 0 | 0 | 22377.3 | 25111.2 | 17848.7
22:30 | 20250622 | 2300 | 4175 | 4675.3 | 124.3 | 0 | 0 | 926 | 2681 | 7927.4 | 0 | 0 | 0 | 0 | 55.8 | 0 | 9488.8 | 0 | 0 | 20508.3 | 23216.9 | 16807.6
23:00 | 20250622 | 2330 | 4175 | 4675.3 | 123.6 | 0 | 0 | 926 | 2681 | 6504.7 | 0 | 0 | 0 | 0 | 55.7 | 0 | 8977.5 | 0 | 0 | 19084.6 | 21538.9 | 15884.2
23:30 | 20250622 | 2400 | 4175 | 5732.7 | 102.4 | 0 | 0 | 926 | 2490.5 | 4616.3 | 0 | 0 | 0 | 0 | 46.8 | 1.6 | 8601 | 0 | 0 | 18043.4 | 20562.6 | 15814.2

## BF 2.10
[11 empty] | Consumer Power | [22 empty] | Gone Green | [22 empty] | Slow Progression | [22 empty] | No Progression
2016 | [22 empty] | 2016 | [22 empty] | 2016 | [22 empty] | 2016
time | GDATE | GTIME | Nuclear | Interconnector Imp | Wind | Solar | Marine | Hydro | Biomass | Gas | Coal | Gas Oil | Storage Exp | Other Balancing | Dist. Wind | Dist. Solar | Dist. Other | Interconnector Exp | Storage Imp | Transmission Demand | Transmission Flexibility | Transmission Flexibility | time | GDATE | GTIME | Nuclear | Interconnector Imp | Wind | Solar | Marine | Hydro | Biomass | Gas | Coal | Gas Oil | Storage Exp | Other Balancing | Dist. Wind | Dist. Solar | Dist. Other | Interconnector Exp | Storage Imp | Transmission Demand | Transmission Flexibility | Transmission Flexibility | time | GDATE | GTIME | Nuclear | Interconnector Imp | Wind | Solar | Marine | Hydro | Biomass | Gas | Coal | Gas Oil | Storage Exp | Other Balancing | Dist. Wind | Dist. Solar | Dist. Other | Interconnector Exp | Storage Imp | Transmission Demand | Transmission Flexibility | Transmission Flexibility | time | GDATE | GTIME | Nuclear | Interconnector Imp | Wind | Solar | Marine | Hydro | Biomass | Gas | Coal | Gas Oil | Storage Exp | Other Balancing | Dist. Wind | Dist. Solar | Dist. Other | Interconnector Exp | Storage Imp | Transmission Demand | Transmission Flexibility | Transmission Flexibility
0:00 | 20160807 | 30 | 7179 | 3500 | 336.5 | 0 | 0 | 927 | 788 | 5472 | 0 | 0 | 0 | 0 | 191.9 | 0 | 5257.3 | 0 | 0 | 18201.9 | 20634.9 | 16305.9 | 0:00 | 20160807 | 30 | 7179 | 3500 | 336.5 | 0 | 0 | 927 | 788 | 5435.4 | 0 | 0 | 0 | 0 | 190.3 | 0 | 5173.9 | 0 | 0 | 18165.3 | 20654.9 | 16316.9 | 0:00 | 20160807 | 30 | 7179 | 2500 | 336.3 | 0 | 0 | 927 | 788 | 6321.6 | 0 | 0 | 0 | 0 | 189.2 | 0 | 5183.8 | 0 | 0 | 18051.4 | 20440.8 | 15749.1 | 0:00 | 20160807 | 30 | 7179 | 2050 | 336.3 | 0 | 0 | 927 | 788 | 6805.8 | 0 | 0 | 0 | 0 | 188.6 | 0 | 5151 | 0 | 0 | 18085.6 | 20869.8 | 15782.6
0:30 | 20160807 | 100 | 7179 | 3500 | 398 | 0 | 0 | 927 | 788 | 5057.2 | 0 | 0 | 0 | 0 | 226.2 | 0.1 | 5231.6 | 0 | 0 | 17849.1 | 20264.9 | 16130.3 | 0:30 | 20160807 | 100 | 7179 | 3500 | 398 | 0 | 0 | 927 | 788 | 5024 | 0 | 0 | 0 | 0 | 224.3 | 0.1 | 5150.2 | 0 | 0 | 17815.9 | 20286.9 | 16142.4 | 0:30 | 20160807 | 100 | 7179 | 2500 | 398 | 0 | 0 | 927 | 788 | 5911.5 | 0 | 0 | 0 | 0 | 223 | 0.1 | 5160.1 | 0 | 0 | 17703.3 | 20502.8 | 15811.1 | 0:30 | 20160807 | 100 | 7179 | 2050 | 398 | 0 | 0 | 927 | 788 | 6395.1 | 0 | 0 | 0 | 0 | 222.3 | 0.1 | 5127.8 | 0 | 0 | 17737 | 20131.9 | 15404.7
1:00 | 20160807 | 130 | 7179 | 3500 | 368 | 0 | 0 | 927 | 664.3 | 4923.1 | 0 | 0 | 0 | 0 | 218.7 | 0 | 5207.7 | 0 | 0 | 17560.8 | 19794.4 | 15857.8 | 1:00 | 20160807 | 130 | 7179 | 3500 | 368 | 0 | 0 | 927 | 611.4 | 4945.5 | 0 | 0 | 0 | 0 | 217.1 | 0 | 5128.1 | 0 | 0 | 17530.3 | 19826.4 | 15875.4 | 1:00 | 20160807 | 130 | 7179 | 2500 | 367.9 | 0 | 0 | 927 | 788 | 5657.5 | 0 | 0 | 0 | 0 | 215.9 | 0 | 5138.1 | 0 | 0 | 17418.7 | 20472.2 | 15780.5 | 1:00 | 20160807 | 130 | 7179 | 2050 | 368 | 0 | 0 | 927 | 788 | 6140.4 | 0 | 0 | 0 | 0 | 215.2 | 0 | 5106.2 | 0 | 0 | 17451.8 | 19671.4 | 15137.7
1:30 | 20160807 | 200 | 7179 | 3500 | 298.2 | 0 | 0 | 927 | 597.5 | 4743.7 | 0 | 0 | 0 | 0 | 208.4 | 0 | 5181.5 | 0 | 0 | 17245.8 | 19725.6 | 15789 | 1:30 | 20160807 | 200 | 7179 | 3500 | 298.1 | 0 | 0 | 927 | 597.5 | 4715.7 | 0 | 0 | 0 | 0 | 207.6 | 0 | 5103.9 | 0 | 0 | 17217.7 | 19757.5 | 15806.5 | 1:30 | 20160807 | 200 | 7179 | 2500 | 298.2 | 0 | 0 | 927 | 788 | 5414.6 | 0 | 0 | 0 | 0 | 206.6 | 0 | 5113.9 | 0 | 0 | 17107.2 | 19498.6 | 15214.1 | 1:30 | 20160807 | 200 | 7179 | 2050 | 298.2 | 0 | 0 | 927 | 788 | 5897 | 0 | 0 | 0 | 0 | 206 | 0 | 5082.4 | 0 | 0 | 17139.6 | 19602.6 | 15068.8
2:00 | 20160807 | 230 | 7179 | 3500 | 229.5 | 0 | 0 | 927 | 597.5 | 4580.5 | 0 | 0 | 0 | 0 | 195.3 | 0 | 5161.7 | 0 | 0 | 17013.4 | 19231.4 | 15486.1 | 2:00 | 20160807 | 230 | 7179 | 3500 | 229.4 | 0 | 0 | 927 | 597.5 | 4554.1 | 0 | 0 | 0 | 0 | 195.3 | 0 | 5085.7 | 0 | 0 | 16986.9 | 19256.3 | 15499.7 | 2:00 | 20160807 | 230 | 7179 | 2500 | 229.5 | 0 | 0 | 927 | 788 | 5253.7 | 0 | 0 | 0 | 0 | 194.5 | 0 | 5095.7 | 0 | 0 | 16877.1 | 19429.4 | 15145 | 2:00 | 20160807 | 230 | 7179 | 2050 | 229.5 | 0 | 0 | 927 | 788 | 5735.5 | 0 | 0 | 0 | 0 | 194 | 0 | 5064.5 | 0 | 0 | 16908.9 | 19101.4 | 14762.1
2:30 | 20160807 | 300 | 7179 | 3500 | 192 | 0 | 0 | 927 | 597.5 | 4551.7 | 0 | 0 | 0 | 0 | 177.6 | 0.7 | 5155 | 0 | 0 | 16947.4 | 19194.2 | 15448.9 | 2:30 | 20160807 | 300 | 7179 | 3500 | 192 | 0 | 0 | 927 | 597.5 | 4525.9 | 0 | 0 | 0 | 0 | 177.8 | 0.7 | 5079.5 | 0 | 0 | 16921.5 | 19219.1 | 15462.5 | 2:30 | 20160807 | 300 | 7179 | 2500 | 192 | 0 | 0 | 927 | 788 | 5225.7 | 0 | 0 | 0 | 0 | 177.1 | 0.7 | 5089.5 | 0 | 0 | 16811.9 | 19392.2 | 15107.8 | 2:30 | 20160807 | 300 | 7179 | 2050 | 192 | 0 | 0 | 927 | 788 | 5707.3 | 0 | 0 | 0 | 0 | 176.7 | 0.6 | 5058.5 | 0 | 0 | 16843.5 | 19064.2 | 14724.9
3:00 | 20160807 | 330 | 7179 | 3500 | 216.6 | 0 | 0 | 927 | 597.5 | 4445.9 | 0 | 0 | 0 | 0 | 184.7 | 0 | 5149 | 0 | 0 | 16866.3 | 19218.9 | 15473.6 | 3:00 | 20160807 | 330 | 7179 | 3500 | 216.6 | 0 | 0 | 927 | 597.5 | 4421 | 0 | 0 | 0 | 0 | 184.7 | 0 | 5074 | 0 | 0 | 16841.3 | 19243.8 | 15487.2 | 3:00 | 20160807 | 330 | 7179 | 2500 | 216.6 | 0 | 0 | 927 | 788 | 5121.1 | 0 | 0 | 0 | 0 | 184 | 0 | 5084 | 0 | 0 | 16732 | 18984.9 | 14894.9 | 3:00 | 20160807 | 330 | 7179 | 2050 | 216.6 | 0 | 0 | 927 | 788 | 5602.6 | 0 | 0 | 0 | 0 | 183.5 | 0 | 5053 | 0 | 0 | 16763.5 | 19088.9 | 14749.6
3:30 | 20160807 | 400 | 7179 | 3500 | 312 | 0 | 0 | 927 | 597.5 | 4308.6 | 0 | 0 | 0 | 0 | 238.3 | 0 | 5149.9 | 0 | 0 | 16824.6 | 19314.5 | 15569.2 | 3:30 | 20160807 | 400 | 7179 | 3500 | 312 | 0 | 0 | 927 | 551.6 | 4329.9 | 0 | 0 | 0 | 0 | 237.8 | 0 | 5074.8 | 0 | 0 | 16800 | 18934.5 | 15360.2 | 3:30 | 20160807 | 400 | 7179 | 2500 | 312 | 0 | 0 | 927 | 788 | 4984.5 | 0 | 0 | 0 | 0 | 236.8 | 0 | 5084.8 | 0 | 0 | 16691 | 19080.5 | 14990.5 | 3:30 | 20160807 | 400 | 7179 | 2050 | 311.9 | 0 | 0 | 927 | 788 | 5466.3 | 0 | 0 | 0 | 0 | 236.1 | 0 | 5053.8 | 0 | 0 | 16722.7 | 19184.4 | 14845.1
4:00 | 20160807 | 430 | 7179 | 3500 | 408.6 | 0 | 0 | 927 | 597.5 | 4272.3 | 0 | 0 | 0 | 0 | 296.7 | 0 | 5159.5 | 0 | 0 | 16884.9 | 19411.1 | 15665.8 | 4:00 | 20160807 | 430 | 7179 | 3496.8 | 408.6 | 0 | 0 | 927 | 551.6 | 4295.9 | 0 | 0 | 0 | 0 | 295.8 | 0 | 5083.7 | 0 | 0 | 16859.5 | 19028 | 15453.7 | 4:00 | 20160807 | 430 | 7179 | 2500 | 408.6 | 0 | 0 | 927 | 788 | 4947.3 | 0 | 0 | 0 | 0 | 294.5 | 0 | 5093.6 | 0 | 0 | 16750.4 | 19177.1 | 15087.1 | 4:00 | 20160807 | 430 | 7179 | 2050 | 408.6 | 0 | 0 | 927 | 788 | 5429.4 | 0 | 0 | 0 | 0 | 293.6 | 0 | 5062.5 | 0 | 0 | 16782.5 | 19281.1 | 14941.8
4:30 | 20160807 | 500 | 7179 | 3500 | 445.5 | 0 | 0 | 927 | 597.5 | 4072.9 | 0 | 0 | 0 | 0 | 315.6 | 24.7 | 5149.7 | 0 | 0 | 16721.2 | 19446.8 | 15701.5 | 4:30 | 20160807 | 500 | 7179 | 3500 | 445.5 | 0 | 0 | 927 | 551.6 | 4095.6 | 0 | 0 | 0 | 0 | 314.5 | 23.8 | 5074.7 | 0 | 0 | 16698.1 | 19066.9 | 15492.6 | 4:30 | 20160807 | 500 | 7179 | 2500 | 445.5 | 0 | 0 | 927 | 788 | 4751.2 | 0 | 0 | 0 | 0 | 313 | 23.2 | 5084.7 | 0 | 0 | 16590.1 | 19212.9 | 15122.9 | 4:30 | 20160807 | 500 | 7179 | 2050 | 445.5 | 0 | 0 | 927 | 788 | 5235.1 | 0 | 0 | 0 | 0 | 312.1 | 21.2 | 5053.7 | 0 | 0 | 16624 | 18911.9 | 14754.8
5:00 | 20160807 | 530 | 7179 | 3500 | 465.1 | 0 | 0 | 927 | 597.5 | 4103.6 | 0 | 0 | 0 | 0 | 303.7 | 115.5 | 5160.5 | 0 | 0 | 16774.2 | 19469.1 | 15723.8 | 5:00 | 20160807 | 530 | 7179 | 3500 | 465.1 | 0 | 0 | 927 | 551.6 | 4128.7 | 0 | 0 | 0 | 0 | 302.1 | 111.4 | 5084.6 | 0 | 0 | 16753.5 | 19089.2 | 15514.9 | 5:00 | 20160807 | 530 | 7179 | 2500 | 465.1 | 0 | 0 | 927 | 788 | 4786.3 | 0 | 0 | 0 | 0 | 300.6 | 108.5 | 5094.5 | 0 | 0 | 16647.4 | 19235.1 | 15145.1 | 5:00 | 20160807 | 530 | 7179 | 2050 | 465.1 | 0 | 0 | 927 | 788 | 5277.8 | 0 | 0 | 0 | 0 | 299.6 | 99.2 | 5063.3 | 0 | 0 | 16689 | 18934.2 | 14777.1
5:30 | 20160807 | 600 | 7179 | 3500 | 535.6 | 0 | 0 | 927 | 597.5 | 4419.2 | 0 | 0 | 0 | 0 | 289.8 | 310.9 | 5206 | 0 | 0 | 17158.1 | 19537.4 | 15792.1 | 5:30 | 20160807 | 600 | 7179 | 3500 | 535 | 0 | 0 | 927 | 597.5 | 4401.2 | 0 | 0 | 0 | 0 | 287 | 299.8 | 5126.6 | 0 | 0 | 17140 | 19562.3 | 15805.7 | 5:30 | 20160807 | 600 | 7179 | 2500 | 535.6 | 0 | 0 | 927 | 788 | 5107.6 | 0 | 0 | 0 | 0 | 285.3 | 291.9 | 5136.5 | 0 | 0 | 17037 | 19303.4 | 15213.4 | 5:30 | 20160807 | 600 | 7179 | 2050 | 535.6 | 0 | 0 | 927 | 788 | 5615.7 | 0 | 0 | 0 | 0 | 284.3 | 267.1 | 5104.7 | 0 | 0 | 17095.1 | 19407.4 | 15068.1
6:00 | 20160807 | 630 | 7179 | 3500 | 646.9 | 0 | 0 | 927 | 788 | 4877.9 | 0 | 0 | 0 | 0 | 329.6 | 599.4 | 5293.8 | 0 | 0 | 17918.4 | 20073.5 | 16136.9 | 6:00 | 20160807 | 630 | 7179 | 3500 | 646.9 | 0 | 0 | 927 | 788 | 4860.5 | 0 | 0 | 0 | 0 | 325.8 | 577.9 | 5207.6 | 0 | 0 | 17901 | 20105.5 | 16154.5 | 6:00 | 20160807 | 630 | 7179 | 2500 | 646.9 | 0 | 0 | 927 | 788 | 5760.8 | 0 | 0 | 0 | 0 | 323.8 | 562.8 | 5217.4 | 0 | 0 | 17801.4 | 19846.6 | 15562.2 | 6:00 | 20160807 | 630 | 7179 | 2050 | 646.9 | 0 | 0 | 927 | 788 | 6294.4 | 0 | 0 | 0 | 0 | 322.6 | 514.9 | 5184.2 | 0 | 0 | 17884.9 | 19950.5 | 15416.8
6:30 | 20160807 | 700 | 7179 | 3500 | 777.5 | 0 | 0 | 927 | 788 | 5472.8 | 0 | 0 | 0 | 0 | 454.9 | 980.2 | 5393.2 | 0 | 0 | 18644.2 | 20644.4 | 16509.8 | 6:30 | 20160807 | 700 | 7179 | 3500 | 777.5 | 0 | 0 | 927 | 788 | 5456.9 | 0 | 0 | 0 | 0 | 451.3 | 944.9 | 5299.3 | 0 | 0 | 18628.3 | 20666.4 | 16521.9 | 6:30 | 20160807 | 700 | 7179 | 2500 | 777.4 | 0 | 0 | 927 | 788 | 6362.6 | 0 | 0 | 0 | 0 | 448.9 | 920.3 | 5309.1 | 0 | 0 | 18533.9 | 20882.3 | 16190.6 | 6:30 | 20160807 | 700 | 7179 | 2050 | 777.4 | 0 | 0 | 927 | 788 | 6929.6 | 0 | 0 | 0 | 0 | 447.4 | 841.7 | 5274.2 | 0 | 0 | 18650.9 | 21311.3 | 16224.1
7:00 | 20160807 | 730 | 7179 | 3500 | 885.4 | 0 | 0 | 927 | 788 | 6261.8 | 0 | 0 | 0 | 0 | 575.7 | 1545.4 | 5521.1 | 0 | 0 | 19541.7 | 21614.9 | 17092.4 | 7:00 | 20160807 | 730 | 7179 | 3496 | 885.4 | 0 | 0 | 927 | 788 | 6254.2 | 0 | 0 | 0 | 0 | 572.6 | 1489.8 | 5417.1 | 0 | 0 | 19530.1 | 21640.9 | 17104.9 | 7:00 | 20160807 | 730 | 7179 | 2500 | 884.8 | 0 | 0 | 927 | 788 | 7164.6 | 0 | 0 | 0 | 0 | 569.8 | 1451 | 5426.8 | 0 | 0 | 19444.4 | 21790.8 | 16739.1 | 7:00 | 20160807 | 730 | 7179 | 2050 | 885.4 | 0 | 0 | 927 | 788 | 7779.9 | 0 | 0 | 0 | 0 | 568 | 1327.3 | 5389.9 | 0 | 0 | 19609.8 | 21859.9 | 16574.7
7:30 | 20160807 | 800 | 7179 | 3439.4 | 944.1 | 0 | 0 | 927 | 788 | 6855.6 | 0 | 0 | 0 | 0 | 610.2 | 2373.7 | 5638.4 | 0 | 0 | 20133.6 | 22493 | 17574.5 | 7:30 | 20160807 | 800 | 7179 | 3439.4 | 944.1 | 0 | 0 | 927 | 788 | 6859.7 | 0 | 0 | 0 | 0 | 606.9 | 2288.5 | 5525.4 | 0 | 0 | 20137.5 | 22937.8 | 17819.1 | 7:30 | 20160807 | 800 | 7179 | 2500 | 944.1 | 0 | 0 | 927 | 788 | 7729 | 0 | 0 | 0 | 0 | 603.8 | 2228.7 | 5534.9 | 0 | 0 | 20067.6 | 22288.6 | 17039.4 | 7:30 | 20160807 | 800 | 7179 | 2250 | 944.1 | 0 | 0 | 927 | 788 | 8213 | 0 | 0 | 0 | 0 | 601.9 | 2039.4 | 5496.1 | 0 | 0 | 20301.6 | 22548.6 | 17069.9
8:00 | 20160807 | 830 | 7179 | 3439.4 | 1000.8 | 0 | 0 | 927 | 788 | 7477.2 | 0 | 0 | 0 | 0 | 631.1 | 3397 | 5777.3 | 0 | 0 | 20811.2 | 23349 | 18070.5 | 8:00 | 20160807 | 830 | 7179 | 3439.4 | 1000.8 | 0 | 0 | 927 | 788 | 7501.4 | 0 | 0 | 0 | 0 | 627.3 | 3274.9 | 5653.5 | 0 | 0 | 20835.5 | 22994.1 | 17875.4 | 8:00 | 20160807 | 830 | 7179 | 2500 | 1000.8 | 0 | 0 | 927 | 788 | 8390.2 | 0 | 0 | 0 | 0 | 624.1 | 3189.5 | 5662.9 | 0 | 0 | 20784.9 | 22774.7 | 17332 | 8:00 | 20160807 | 830 | 7179 | 2250 | 1000.8 | 0 | 0 | 927 | 788 | 8959.6 | 0 | 0 | 0 | 0 | 622.1 | 2918.1 | 5622 | 0 | 0 | 21104.3 | 23036.7 | 17363.5
8:30 | 20160807 | 900 | 7179 | 3439.4 | 1101.6 | 0 | 0 | 927 | 788 | 7580.3 | 0 | 0 | 0 | 0 | 717.3 | 4482.1 | 5888.3 | 0 | 0 | 21015.4 | 23450.1 | 18171.6 | 8:30 | 20160807 | 900 | 7179 | 3439.4 | 1101.6 | 0 | 0 | 927 | 788 | 7630.6 | 0 | 0 | 0 | 0 | 713.5 | 4320.5 | 5755.9 | 0 | 0 | 21065.7 | 23095.1 | 17976.4 | 8:30 | 20160807 | 900 | 7179 | 2500 | 1101.6 | 0 | 0 | 927 | 788 | 8541.4 | 0 | 0 | 0 | 0 | 710 | 4208.3 | 5765.1 | 0 | 0 | 21037.1 | 23315.7 | 17675 | 8:30 | 20160807 | 900 | 7179 | 2250 | 1101.6 | 0 | 0 | 927 | 788 | 9202.6 | 0 | 0 | 0 | 0 | 707.8 | 3848 | 5722.4 | 0 | 0 | 21448.3 | 23577.7 | 17706.5
9:00 | 20160807 | 930 | 7179 | 2862.8 | 1220.8 | 0 | 0 | 927 | 788 | 8270.3 | 0 | 0 | 0 | 0 | 818.6 | 5382.1 | 5987.8 | 0 | 0 | 21247.9 | 23417.6 | 17947.9 | 9:00 | 20160807 | 930 | 7179 | 2862.8 | 1220.8 | 0 | 0 | 927 | 788 | 8341.5 | 0 | 0 | 0 | 0 | 814.7 | 5187.6 | 5847.7 | 0 | 0 | 21319.1 | 23509.6 | 17998.5 | 9:00 | 20160807 | 930 | 7179 | 2500 | 1220.8 | 0 | 0 | 927 | 788 | 8693.4 | 0 | 0 | 0 | 0 | 810.8 | 5053.4 | 5856.9 | 0 | 0 | 21308.2 | 23434.8 | 17794.1 | 9:00 | 20160807 | 930 | 7179 | 2500 | 1220.8 | 0 | 0 | 927 | 788 | 9181.8 | 0 | 0 | 0 | 0 | 808.3 | 4618.6 | 5812.6 | 0 | 0 | 21796.6 | 23946.8 | 18075.7
9:30 | 20160807 | 1000 | 7179 | 2862.8 | 1324.7 | 0 | 0 | 927 | 788 | 8258.2 | 0 | 0 | 0 | 0 | 873.5 | 5895.1 | 6041 | 0 | 0 | 21339 | 23520.8 | 18051.1 | 9:30 | 20160807 | 1000 | 7179 | 2862.8 | 1324.7 | 0 | 0 | 927 | 788 | 8341.9 | 0 | 0 | 0 | 0 | 869.1 | 5682 | 5896.8 | 0 | 0 | 21422.7 | 23612.8 | 18101.7 | 9:30 | 20160807 | 1000 | 7179 | 2500 | 1324.7 | 0 | 0 | 927 | 788 | 8704.4 | 0 | 0 | 0 | 0 | 864.9 | 5535.1 | 5905.9 | 0 | 0 | 21422.4 | 23538 | 17897.3 | 9:30 | 20160807 | 1000 | 7179 | 2500 | 1324.7 | 0 | 0 | 927 | 788 | 9236 | 0 | 0 | 0 | 0 | 862.2 | 5058.6 | 5860.7 | 0 | 0 | 21954 | 24050 | 18178.9
10:00 | 20160807 | 1030 | 7179 | 2862.8 | 1423.4 | 0 | 0 | 927 | 788 | 8263.1 | 0 | 0 | 0 | 0 | 906.8 | 6112.7 | 6069.7 | 0 | 0 | 21443.6 | 23620.5 | 18150.8 | 10:00 | 20160807 | 1030 | 7179 | 2862.8 | 1423.4 | 0 | 0 | 927 | 788 | 8351.9 | 0 | 0 | 0 | 0 | 901.5 | 5892 | 5923.2 | 0 | 0 | 21532.4 | 23712.5 | 18201.4 | 10:00 | 20160807 | 1030 | 7179 | 2500 | 1423.4 | 0 | 0 | 927 | 788 | 8719.2 | 0 | 0 | 0 | 0 | 896.9 | 5739.3 | 5932.3 | 0 | 0 | 21536.9 | 23637.7 | 17997 | 10:00 | 20160807 | 1030 | 7179 | 2500 | 1423.4 | 0 | 0 | 927 | 788 | 9267.9 | 0 | 0 | 0 | 0 | 894.1 | 5246.5 | 5886.7 | 0 | 0 | 22085.6 | 24149.7 | 18278.6
10:30 | 20160807 | 1100 | 7179 | 2862.8 | 1535.3 | 0 | 0 | 927 | 788 | 8108.3 | 0 | 0 | 0 | 0 | 953.5 | 6247.2 | 6080.8 | 0 | 0 | 21400.5 | 23307.2 | 18028.7 | 10:30 | 20160807 | 1100 | 7179 | 2862.8 | 1535.3 | 0 | 0 | 927 | 788 | 8200.9 | 0 | 0 | 0 | 0 | 947.4 | 6022.1 | 5933.5 | 0 | 0 | 21493.1 | 23392.2 | 18075.5 | 10:30 | 20160807 | 1100 | 7179 | 2500 | 1535.3 | 0 | 0 | 927 | 788 | 8571.8 | 0 | 0 | 0 | 0 | 942.5 | 5865.6 | 5942.6 | 0 | 0 | 21501.2 | 23749.4 | 18108.7 | 10:30 | 20160807 | 1100 | 7179 | 2496.5 | 1535.3 | 0 | 0 | 927 | 788 | 9133.3 | 0 | 0 | 0 | 0 | 939.5 | 5363.9 | 5896.8 | 0 | 0 | 22059.2 | 24257.9 | 18386.8
11:00 | 20160807 | 1130 | 7179 | 2862.8 | 1639.5 | 0 | 0 | 927 | 788 | 7815.7 | 0 | 0 | 0 | 0 | 1006 | 6701.1 | 6106.4 | 0 | 0 | 21212.1 | 23411.4 | 18132.9 | 11:00 | 20160807 | 1130 | 7179 | 2858 | 1639.5 | 0 | 0 | 927 | 788 | 7926.8 | 0 | 0 | 0 | 0 | 999.2 | 6459.8 | 5957.2 | 0 | 0 | 21318.4 | 23491.6 | 18174.9 | 11:00 | 20160807 | 1130 | 7179 | 2496.8 | 1639.5 | 0 | 0 | 927 | 788 | 8306.9 | 0 | 0 | 0 | 0 | 994 | 6291.7 | 5966.1 | 0 | 0 | 21337.3 | 23410.4 | 17967.7 | 11:00 | 20160807 | 1130 | 7179 | 2500 | 1639.5 | 0 | 0 | 927 | 788 | 8898.3 | 0 | 0 | 0 | 0 | 990.8 | 5754.2 | 5920 | 0 | 0 | 21931.9 | 23925.6 | 18252.5
11:30 | 20160807 | 1200 | 7179 | 2862.8 | 1719.8 | 0 | 0 | 927 | 788 | 7032.1 | 0 | 0 | 0 | 0 | 1052 | 7725 | 6136 | 0 | 0 | 20508.7 | 22691.6 | 17773.1 | 11:30 | 20160807 | 1200 | 7179 | 2862.8 | 1719.8 | 0 | 0 | 927 | 788 | 7172.7 | 0 | 0 | 0 | 0 | 1044.8 | 7446.3 | 5984.4 | 0 | 0 | 20649.3 | 23136.6 | 18017.9 | 11:30 | 20160807 | 1200 | 7179 | 2499.8 | 1719.8 | 0 | 0 | 927 | 788 | 7578.4 | 0 | 0 | 0 | 0 | 1039.4 | 7253.1 | 5993.5 | 0 | 0 | 20692 | 22624.6 | 17572.9 | 11:30 | 20160807 | 1200 | 7179 | 2500 | 1719.8 | 0 | 0 | 927 | 788 | 8258.4 | 0 | 0 | 0 | 0 | 1036 | 6631 | 5946.8 | 0 | 0 | 21372.2 | 23573.8 | 18095.1
12:00 | 20160807 | 1230 | 7179 | 2862.8 | 1805.5 | 0 | 0 | 927 | 788 | 6059.1 | 0 | 0 | 0 | 0 | 1105.2 | 8772.6 | 6153.3 | 0 | 0 | 19621.7 | 21897.6 | 17375.1 | 12:00 | 20160807 | 1230 | 7179 | 2862.8 | 1805.5 | 0 | 0 | 927 | 788 | 6236.4 | 0 | 0 | 0 | 0 | 1097.7 | 8455.4 | 6000.3 | 0 | 0 | 19799 | 21927.6 | 17391.6 | 12:00 | 20160807 | 1230 | 7179 | 2500 | 1805.5 | 0 | 0 | 927 | 788 | 6666.9 | 0 | 0 | 0 | 0 | 1091.9 | 8236.8 | 6009.3 | 0 | 0 | 19866.7 | 21910.8 | 17219.1 | 12:00 | 20160807 | 1230 | 7179 | 2500 | 1805.5 | 0 | 0 | 927 | 788 | 7434.8 | 0 | 0 | 0 | 0 | 1088.4 | 7527.4 | 5962.5 | 0 | 0 | 20634.6 | 22789.8 | 17702.6
12:30 | 20160807 | 1300 | 7179 | 2862.8 | 1900.3 | 0 | 0 | 927 | 788 | 5111.8 | 0 | 0 | 0 | 0 | 1165.1 | 9269.2 | 6129.4 | 0 | 0 | 18769.7 | 21130.9 | 16996.3 | 12:30 | 20160807 | 1300 | 7179 | 2859.5 | 1900.3 | 0 | 0 | 927 | 788 | 5313.7 | 0 | 0 | 0 | 0 | 1157.3 | 8933.9 | 5978.3 | 0 | 0 | 18968.3 | 21149.6 | 17005.1 | 12:30 | 20160807 | 1300 | 7179 | 2500 | 1900.3 | 0 | 0 | 927 | 788 | 5754.4 | 0 | 0 | 0 | 0 | 1151.3 | 8703.1 | 5987.4 | 0 | 0 | 19049.5 | 21101.1 | 16816.7 | 12:30 | 20160807 | 1300 | 7179 | 2500 | 1900.3 | 0 | 0 | 927 | 788 | 6563.1 | 0 | 0 | 0 | 0 | 1147.6 | 7952.6 | 5940.8 | 0 | 0 | 19858.2 | 22085.1 | 17357.9
13:00 | 20160807 | 1330 | 7179 | 2862.8 | 1858.7 | 0 | 0 | 927 | 788 | 4818.6 | 0 | 0 | 0 | 0 | 1149.7 | 9324.2 | 6105.5 | 0 | 0 | 18433.5 | 20647.9 | 16711.3 | 13:00 | 20160807 | 1330 | 7179 | 2862.8 | 1858.7 | 0 | 0 | 927 | 788 | 5021.5 | 0 | 0 | 0 | 0 | 1142.2 | 8987.2 | 5956.2 | 0 | 0 | 18636.4 | 20679.9 | 16728.9 | 13:00 | 20160807 | 1330 | 7179 | 2500 | 1858.7 | 0 | 0 | 927 | 788 | 5468.2 | 0 | 0 | 0 | 0 | 1136.3 | 8754.7 | 5965.3 | 0 | 0 | 18720.3 | 21058.1 | 16773.7 | 13:00 | 20160807 | 1330 | 7179 | 2500 | 1858.7 | 0 | 0 | 927 | 788 | 6279.4 | 0 | 0 | 0 | 0 | 1132.7 | 8001 | 5919.2 | 0 | 0 | 19531.5 | 21612.1 | 17078.4
13:30 | 20160807 | 1400 | 7179 | 2858.9 | 1591.9 | 0 | 0 | 927 | 597.5 | 5165.1 | 0 | 0 | 0 | 0 | 1008.5 | 9169 | 6072.3 | 0 | 0 | 18319.1 | 20817.5 | 16682.9 | 13:30 | 20160807 | 1400 | 7179 | 2862.8 | 1591.9 | 0 | 0 | 927 | 788 | 5169.8 | 0 | 0 | 0 | 0 | 1002.5 | 8838.3 | 5925.7 | 0 | 0 | 18518.2 | 20843.4 | 16698.9 | 13:30 | 20160807 | 1400 | 7179 | 2500 | 1591.5 | 0 | 0 | 927 | 788 | 5614.4 | 0 | 0 | 0 | 0 | 997.4 | 8608.9 | 5934.8 | 0 | 0 | 18599.8 | 21696.4 | 17004.7 | 13:30 | 20160807 | 1400 | 7179 | 2496.1 | 1591.9 | 0 | 0 | 927 | 788 | 6412.2 | 0 | 0 | 0 | 0 | 994.3 | 7871 | 5889.2 | 0 | 0 | 19393.9 | 21771.7 | 17044.5
14:00 | 20160807 | 1430 | 7179 | 2862.8 | 1416.2 | 0 | 0 | 927 | 788 | 5385.8 | 0 | 0 | 0 | 0 | 900.6 | 8840.2 | 6056.5 | 0 | 0 | 18559.1 | 21078.3 | 16749.3 | 14:00 | 20160807 | 1430 | 7179 | 2862.8 | 1416.2 | 0 | 0 | 927 | 788 | 5573.8 | 0 | 0 | 0 | 0 | 895.3 | 8521.9 | 5911.1 | 0 | 0 | 18747.1 | 21098.3 | 16760.3 | 14:00 | 20160807 | 1430 | 7179 | 2500 | 1416.2 | 0 | 0 | 927 | 788 | 6010.8 | 0 | 0 | 0 | 0 | 890.8 | 8300.2 | 5920.1 | 0 | 0 | 18821.2 | 21521.4 | 16829.7 | 14:00 | 20160807 | 1430 | 7179 | 2500 | 1416.2 | 0 | 0 | 927 | 788 | 6775.5 | 0 | 0 | 0 | 0 | 888 | 7591 | 5874.8 | 0 | 0 | 19585.9 | 22400.4 | 17313.2
14:30 | 20160807 | 1500 | 7179 | 2862.8 | 1582.7 | 0 | 0 | 927 | 788 | 5699.9 | 0 | 0 | 0 | 0 | 958.4 | 8298.3 | 6056.2 | 0 | 0 | 19039.5 | 21674.6 | 17152.1 | 14:30 | 20160807 | 1500 | 7179 | 2862.8 | 1582.7 | 0 | 0 | 927 | 788 | 5870 | 0 | 0 | 0 | 0 | 951.7 | 7999.3 | 5910.8 | 0 | 0 | 19209.6 | 21704.6 | 17168.6 | 14:30 | 20160807 | 1500 | 7179 | 2500 | 1582.7 | 0 | 0 | 927 | 788 | 6293.7 | 0 | 0 | 0 | 0 | 946.7 | 7791.4 | 5919.9 | 0 | 0 | 19270.4 | 21687.7 | 16996 | 14:30 | 20160807 | 1500 | 7179 | 2500 | 1582.7 | 0 | 0 | 927 | 788 | 7016 | 0 | 0 | 0 | 0 | 943.6 | 7124.9 | 5874.5 | 0 | 0 | 19992.7 | 22566.7 | 17479.5
15:00 | 20160807 | 1530 | 7179 | 2812.9 | 1680 | 0 | 0 | 927 | 788 | 6495.9 | 0 | 0 | 0 | 0 | 998.2 | 7393.5 | 6054.5 | 0 | 0 | 19882.9 | 22602 | 17683.5 | 15:00 | 20160807 | 1530 | 7179 | 2812.9 | 1679.9 | 0 | 0 | 927 | 788 | 6634.9 | 0 | 0 | 0 | 0 | 990.7 | 7126.8 | 5909.1 | 0 | 0 | 20021.8 | 23046.9 | 17928.2 | 15:00 | 20160807 | 1530 | 7179 | 2812.9 | 1680 | 0 | 0 | 927 | 788 | 6672.9 | 0 | 0 | 0 | 0 | 985.4 | 6941.9 | 5918.3 | 0 | 0 | 20059.9 | 22898 | 17846.3 | 15:00 | 20160807 | 1530 | 7179 | 2498.3 | 1680 | 0 | 0 | 927 | 788 | 7638.7 | 0 | 0 | 0 | 0 | 982.2 | 6346.6 | 5872.9 | 0 | 0 | 20711.1 | 23102.4 | 17817.2
15:30 | 20160807 | 1600 | 7179 | 2812.9 | 1329.2 | 0 | 0 | 927 | 788 | 8075.4 | 0 | 0 | 0 | 0 | 842.7 | 6068.7 | 6034.1 | 0 | 0 | 21111.1 | 23475.7 | 18006 | 15:30 | 20160807 | 1600 | 7179 | 2812.9 | 1329.2 | 0 | 0 | 927 | 788 | 8166.3 | 0 | 0 | 0 | 0 | 837.8 | 5849.8 | 5890.4 | 0 | 0 | 21202 | 23567.7 | 18056.6 | 15:30 | 20160807 | 1600 | 7179 | 2812.9 | 1329.2 | 0 | 0 | 927 | 788 | 8171.3 | 0 | 0 | 0 | 0 | 833.5 | 5698 | 5899.5 | 0 | 0 | 21207 | 23415.7 | 17973 | 15:30 | 20160807 | 1600 | 7179 | 2500 | 1329.2 | 0 | 0 | 927 | 788 | 9027.4 | 0 | 0 | 0 | 0 | 830.9 | 5209.6 | 5854.5 | 0 | 0 | 21750.2 | 24054.8 | 18183.7
16:00 | 20160807 | 1630 | 7179 | 2862.8 | 932.9 | 0 | 0 | 927 | 788 | 9614.7 | 0 | 0 | 0 | 0 | 656.9 | 4747 | 6008.7 | 0 | 0 | 22303.1 | 24460.4 | 18391.2 | 16:00 | 20160807 | 1630 | 7179 | 2862.8 | 932.9 | 0 | 0 | 927 | 788 | 9658.3 | 0 | 0 | 0 | 0 | 654.6 | 4575.9 | 5867 | 0 | 0 | 22346.7 | 24460.4 | 18391.3 | 16:00 | 20160807 | 1630 | 7179 | 2500 | 932.9 | 0 | 0 | 927 | 788 | 9993.2 | 0 | 0 | 0 | 0 | 651.5 | 4457 | 5876.1 | 0 | 0 | 22318.8 | 25007.6 | 18528.9 | 16:00 | 20160807 | 1630 | 7179 | 2500 | 932.9 | 0 | 0 | 927 | 788 | 10427.9 | 0 | 0 | 0 | 0 | 649.6 | 4075.8 | 5831.5 | 0 | 0 | 22753.5 | 25007.6 | 18529
16:30 | 20160807 | 1700 | 7179 | 2862.8 | 924.9 | 0 | 0 | 927 | 788 | 10432.2 | 0 | 0 | 0 | 0 | 624.9 | 3819.6 | 5996.7 | 0 | 0 | 23113.5 | 25363.3 | 18884.6 | 16:30 | 20160807 | 1700 | 7179 | 2862.8 | 924.9 | 0 | 0 | 927 | 788 | 10444.4 | 0 | 0 | 0 | 0 | 622.1 | 3681.9 | 5855.9 | 0 | 0 | 23125.7 | 25363.3 | 18884.7 | 16:30 | 20160807 | 1700 | 7179 | 2500 | 924.9 | 0 | 0 | 927 | 788 | 10756.5 | 0 | 0 | 0 | 0 | 619.1 | 3586.3 | 5865 | 0 | 0 | 23074.9 | 26245.4 | 19206.5 | 16:30 | 20160807 | 1700 | 7179 | 2500 | 924.9 | 0 | 0 | 927 | 788 | 11116.7 | 0 | 0 | 0 | 0 | 617.2 | 3279.2 | 5820.6 | 0 | 0 | 23435.2 | 26245.5 | 19206.6
17:00 | 20160807 | 1730 | 7179 | 2862.8 | 1092 | 0 | 0 | 927 | 788 | 10830 | 0 | 0 | 0 | 0 | 666.6 | 3069.2 | 5985 | 0 | 0 | 23678.8 | 26775.8 | 19736.9 | 17:00 | 20160807 | 1730 | 7179 | 2862.8 | 1092 | 0 | 0 | 927 | 788 | 10818.4 | 0 | 0 | 0 | 0 | 662 | 2958.4 | 5845.2 | 0 | 0 | 23667.2 | 26775.8 | 19736.9 | 17:00 | 20160807 | 1730 | 7179 | 2500 | 1092 | 0 | 0 | 927 | 788 | 11112.5 | 0 | 0 | 0 | 0 | 658.5 | 2881.7 | 5854.3 | 0 | 0 | 23598.6 | 26413.1 | 19374.2 | 17:00 | 20160807 | 1730 | 7179 | 2500 | 1092 | 0 | 0 | 927 | 788 | 11413 | 0 | 0 | 0 | 0 | 656.4 | 2634.3 | 5810.1 | 0 | 0 | 23899.1 | 26413.1 | 19374.2
17:30 | 20160807 | 1800 | 7179 | 2862.8 | 1140.6 | 0 | 0 | 927 | 788 | 11185.6 | 0 | 0 | 0 | 0 | 667.8 | 2215.6 | 5948.9 | 0 | 0 | 24082.9 | 26824.3 | 19785.4 | 17:30 | 20160807 | 1800 | 7179 | 2862.8 | 1140.6 | 0 | 0 | 927 | 788 | 11148.2 | 0 | 0 | 0 | 0 | 662.5 | 2135.7 | 5811.8 | 0 | 0 | 24045.6 | 26824.4 | 19785.5 | 17:30 | 20160807 | 1800 | 7179 | 2500 | 1140.6 | 0 | 0 | 927 | 788 | 11422.9 | 0 | 0 | 0 | 0 | 658.9 | 2080.3 | 5821 | 0 | 0 | 23957.4 | 26461.5 | 19422.6 | 17:30 | 20160807 | 1800 | 7179 | 2500 | 1140.6 | 0 | 0 | 927 | 788 | 11653.6 | 0 | 0 | 0 | 0 | 656.8 | 1901.8 | 5777.4 | 0 | 0 | 24188.1 | 26461.5 | 19422.6
18:00 | 20160807 | 1830 | 7179 | 2862.8 | 1114.9 | 0 | 0 | 927 | 788 | 11755 | 0 | 0 | 0 | 0 | 643.6 | 1335.4 | 5919.8 | 0 | 0 | 24626.6 | 26798.6 | 19759.7 | 18:00 | 20160807 | 1830 | 7179 | 2862.8 | 1114.9 | 0 | 0 | 927 | 788 | 11689.3 | 0 | 0 | 0 | 0 | 638.4 | 1287.3 | 5785 | 0 | 0 | 24560.9 | 26798.6 | 19759.7 | 18:00 | 20160807 | 1830 | 7179 | 2500 | 1114.9 | 0 | 0 | 927 | 788 | 11943.3 | 0 | 0 | 0 | 0 | 634.9 | 1253.8 | 5794.2 | 0 | 0 | 24452.1 | 26555.8 | 19462.9 | 18:00 | 20160807 | 1830 | 7179 | 2500 | 1114.9 | 0 | 0 | 927 | 788 | 11748.8 | 353.1 | 0 | 0 | 0 | 632.7 | 1146.8 | 5751 | 0 | 0 | 24610.7 | 27197.8 | 19816
18:30 | 20160807 | 1900 | 7179 | 2862.8 | 1091.7 | 0 | 0 | 927 | 788 | 11759.4 | 353.1 | 0 | 0 | 0 | 620.1 | 588.3 | 5884.6 | 0 | 0 | 24961.3 | 27537.8 | 20156 | 18:30 | 20160807 | 1900 | 7179 | 2859.8 | 1091.7 | 0 | 0 | 927 | 788 | 11674.1 | 353.1 | 0 | 0 | 0 | 614.8 | 567.2 | 5752.5 | 0 | 0 | 24873 | 27534.8 | 20153 | 18:30 | 20160807 | 1900 | 7179 | 2500 | 1091.7 | 0 | 0 | 927 | 788 | 11908 | 353.1 | 0 | 0 | 0 | 611.3 | 552.4 | 5761.8 | 0 | 0 | 24747.1 | 27175 | 19793.2 | 18:30 | 20160807 | 1900 | 7179 | 2500 | 1091.7 | 0 | 0 | 927 | 788 | 12005.5 | 353.1 | 0 | 0 | 0 | 609.3 | 505.6 | 5719.2 | 0 | 0 | 24844.5 | 27174.9 | 19793.1
19:00 | 20160807 | 1930 | 7179 | 2812.9 | 938.8 | 0 | 0 | 927 | 788 | 12540 | 353.1 | 0 | 0 | 0 | 537.5 | 110.3 | 5886.1 | 0 | 0 | 25540.3 | 27870.2 | 20248.1 | 19:00 | 20160807 | 1930 | 7179 | 2812.9 | 938.8 | 0 | 0 | 927 | 788 | 12337.2 | 449.4 | 0 | 0 | 0 | 532.9 | 106.4 | 5753.9 | 0 | 0 | 25433.9 | 27503.3 | 20046.4 | 19:00 | 20160807 | 1930 | 7179 | 2812.9 | 938.8 | 0 | 0 | 927 | 788 | 12198.8 | 449.4 | 0 | 0 | 0 | 530 | 103.5 | 5763.1 | 0 | 0 | 25295.5 | 27336.3 | 19954.5 | 19:00 | 20160807 | 1930 | 7179 | 2500 | 938.8 | 0 | 0 | 927 | 788 | 12634.7 | 385.5 | 0 | 0 | 0 | 528.2 | 94.9 | 5720.5 | 0 | 0 | 25354.5 | 27557.3 | 19935.2
19:30 | 20160807 | 2000 | 7179 | 2812.9 | 570.3 | 0 | 0 | 927 | 788 | 13175.6 | 802.5 | 0 | 0 | 0 | 358.5 | 0 | 5920.4 | 0 | 0 | 26255.7 | 28142.6 | 20231.6 | 19:30 | 20160807 | 2000 | 7179 | 2811.3 | 570.2 | 0 | 0 | 927 | 788 | 13156.7 | 706.2 | 0 | 0 | 0 | 356.3 | 0 | 5785.6 | 0 | 0 | 26138.8 | 28140.9 | 20229.9 | 19:30 | 20160807 | 2000 | 7179 | 2812.9 | 570.2 | 0 | 0 | 927 | 788 | 13011.1 | 706.2 | 0 | 0 | 0 | 354.5 | 0 | 5794.8 | 0 | 0 | 25994.8 | 28142.5 | 20231.5 | 19:30 | 20160807 | 2000 | 7179 | 2500 | 570.3 | 0 | 0 | 927 | 788 | 13215.7 | 865 | 0 | 0 | 0 | 353.3 | 0 | 5751.7 | 0 | 0 | 26045.4 | 27829.7 | 19918.7
20:00 | 20160807 | 2030 | 7179 | 2812.9 | 271.7 | 0 | 0 | 927 | 788 | 13729.9 | 898.8 | 0 | 0 | 0 | 221.5 | 0 | 5937.7 | 0 | 0 | 26606.9 | 28368.2 | 20220.9 | 20:00 | 20160807 | 2030 | 7179 | 2812.9 | 271.5 | 0 | 0 | 927 | 788 | 13801.5 | 706.2 | 0 | 0 | 0 | 221.4 | 0 | 5801.6 | 0 | 0 | 26485.8 | 28811.1 | 20464.5 | 20:00 | 20160807 | 2030 | 7179 | 2812.9 | 271.7 | 0 | 0 | 927 | 788 | 13655.8 | 706.2 | 0 | 0 | 0 | 220.4 | 0 | 5810.7 | 0 | 0 | 26340.2 | 28811.2 | 20464.6 | 20:00 | 20160807 | 2030 | 7179 | 2496.2 | 271.6 | 0 | 0 | 927 | 788 | 13926.7 | 802.5 | 0 | 0 | 0 | 219.8 | 0 | 5767.3 | 0 | 0 | 26390.6 | 28494.4 | 20147.8
20:30 | 20160807 | 2100 | 7179 | 2812.9 | 302.9 | 0 | 0 | 927 | 788 | 12878.7 | 706.2 | 0 | 0 | 0 | 248.8 | 11.5 | 5859.2 | 0 | 0 | 25594.9 | 27875 | 19964 | 20:30 | 20160807 | 2100 | 7179 | 2812.9 | 302.9 | 0 | 0 | 927 | 788 | 13024.5 | 449.4 | 0 | 0 | 0 | 248.7 | 11 | 5729.1 | 0 | 0 | 25483.9 | 27233 | 19610.9 | 20:30 | 20160807 | 2100 | 7179 | 2812 | 302.8 | 0 | 0 | 927 | 788 | 12980 | 353.1 | 0 | 0 | 0 | 247.7 | 10.8 | 5738.4 | 0 | 0 | 25342.1 | 27232 | 19609.9 | 20:30 | 20160807 | 2100 | 7179 | 2500 | 302.8 | 0 | 0 | 927 | 788 | 12988.6 | 706.2 | 0 | 0 | 0 | 247 | 9.8 | 5696.1 | 0 | 0 | 25391.8 | 27562 | 19651
21:00 | 20160807 | 2130 | 7179 | 2812.9 | 441 | 0 | 0 | 927 | 788 | 12176.6 | 353.1 | 0 | 0 | 0 | 323.2 | 0 | 5790.3 | 0 | 0 | 24677 | 26836.3 | 19454.5 | 21:00 | 20160807 | 2130 | 7179 | 2812.9 | 441.1 | 0 | 0 | 927 | 788 | 12074.1 | 353.1 | 0 | 0 | 0 | 322.4 | 0 | 5665.5 | 0 | 0 | 24574.6 | 26836.4 | 19454.6 | 21:00 | 20160807 | 2130 | 7179 | 2812.9 | 441 | 0 | 0 | 927 | 788 | 12289.1 | 0 | 0 | 0 | 0 | 320.9 | 0 | 5674.8 | 0 | 0 | 24436.4 | 26194.3 | 19101.4 | 21:00 | 20160807 | 2130 | 7179 | 2500 | 441.1 | 0 | 0 | 927 | 788 | 12296.1 | 353.1 | 0 | 0 | 0 | 320 | 0 | 5633.7 | 0 | 0 | 24483.6 | 26523.4 | 19141.6
21:30 | 20160807 | 2200 | 7179 | 3439.4 | 417.9 | 0 | 0 | 927 | 788 | 10430.7 | 0 | 0 | 0 | 0 | 311.4 | 0 | 5668.8 | 0 | 0 | 23182.2 | 25433.5 | 18954.8 | 21:30 | 20160807 | 2200 | 7179 | 3439.4 | 417.9 | 0 | 0 | 927 | 788 | 10343.2 | 0 | 0 | 0 | 0 | 310.6 | 0 | 5553.4 | 0 | 0 | 23094.7 | 25433.5 | 18954.8 | 21:30 | 20160807 | 2200 | 7179 | 2500 | 417.9 | 0 | 0 | 927 | 788 | 11149.8 | 0 | 0 | 0 | 0 | 309.2 | 0 | 5562.9 | 0 | 0 | 22961.9 | 25739.1 | 18700.2 | 21:30 | 20160807 | 2200 | 7179 | 2250 | 417.9 | 0 | 0 | 927 | 788 | 11444.1 | 0 | 0 | 0 | 0 | 308.3 | 0 | 5523.6 | 0 | 0 | 23006.3 | 25489.2 | 18450.3
22:00 | 20160807 | 2230 | 7179 | 3435.4 | 299 | 0 | 0 | 927 | 788 | 9003.6 | 0 | 0 | 0 | 0 | 255 | 0 | 5539.2 | 0 | 0 | 21632.4 | 23968.8 | 18094.1 | 22:00 | 20160807 | 2230 | 7179 | 3439.4 | 299 | 0 | 0 | 927 | 788 | 8927.1 | 0 | 0 | 0 | 0 | 255 | 0 | 5433.8 | 0 | 0 | 21559.9 | 23964.8 | 18093.7 | 22:00 | 20160807 | 2230 | 7179 | 2500 | 299 | 0 | 0 | 927 | 788 | 9739.4 | 0 | 0 | 0 | 0 | 254 | 0 | 5443.4 | 0 | 0 | 21432.8 | 24375.4 | 17896.8 | 22:00 | 20160807 | 2230 | 7179 | 2250 | 299 | 0 | 0 | 927 | 788 | 10030.4 | 0 | 0 | 0 | 0 | 253.3 | 0 | 5406.3 | 0 | 0 | 21473.8 | 24125.4 | 17646.8
22:30 | 20160807 | 2300 | 7179 | 3439.4 | 222.6 | 0 | 0 | 927 | 788 | 7737.6 | 0 | 0 | 0 | 0 | 226.4 | 0.8 | 5428.9 | 0 | 0 | 20293.9 | 22571.3 | 17292.8 | 22:30 | 20160807 | 2300 | 7179 | 3439.4 | 222.6 | 0 | 0 | 927 | 788 | 7677.9 | 0 | 0 | 0 | 0 | 227 | 0.8 | 5332.1 | 0 | 0 | 20234.2 | 22656.3 | 17339.6 | 22:30 | 20160807 | 2300 | 7179 | 2500 | 222.6 | 0 | 0 | 927 | 788 | 8495.1 | 0 | 0 | 0 | 0 | 226.2 | 0.8 | 5341.9 | 0 | 0 | 20112 | 22436.9 | 16796.2 | 22:30 | 20160807 | 2300 | 7179 | 2250 | 222.6 | 0 | 0 | 927 | 788 | 8783.4 | 0 | 0 | 0 | 0 | 225.7 | 0.7 | 5306.4 | 0 | 0 | 20150.3 | 22698.9 | 16827.8
23:00 | 20160807 | 2330 | 7179 | 3439.4 | 298.8 | 0 | 0 | 927 | 788 | 6671.8 | 0 | 0 | 0 | 0 | 245.3 | 0 | 5350.5 | 0 | 0 | 19304.4 | 21847.6 | 16929.1 | 23:00 | 20160807 | 2330 | 7179 | 3439.4 | 298.7 | 0 | 0 | 927 | 788 | 6622.6 | 0 | 0 | 0 | 0 | 245.1 | 0 | 5259.9 | 0 | 0 | 19255 | 22292.4 | 17173.7 | 23:00 | 20160807 | 2330 | 7179 | 2500 | 298.8 | 0 | 0 | 927 | 788 | 7443.4 | 0 | 0 | 0 | 0 | 244.1 | 0 | 5269.7 | 0 | 0 | 19136.6 | 21643.2 | 16394 | 23:00 | 20160807 | 2330 | 7179 | 2250 | 298.8 | 0 | 0 | 927 | 788 | 7730 | 0 | 0 | 0 | 0 | 243.4 | 0 | 5235.5 | 0 | 0 | 19173.2 | 21473.2 | 16188
23:30 | 20160807 | 2400 | 7179 | 3500 | 545.9 | 0 | 0 | 927 | 788 | 5757.8 | 0 | 0 | 0 | 0 | 296.7 | 0 | 5305.7 | 0 | 0 | 18697.9 | 21275.1 | 16752.6 | 23:30 | 20160807 | 2400 | 7179 | 3500 | 545.9 | 0 | 0 | 927 | 788 | 5716.4 | 0 | 0 | 0 | 0 | 293.8 | 0 | 5218.6 | 0 | 0 | 18656.6 | 20865.2 | 16527.2 | 23:30 | 20160807 | 2400 | 7179 | 2500 | 545.9 | 0 | 0 | 927 | 788 | 6601 | 0 | 0 | 0 | 0 | 292.1 | 0 | 5228.4 | 0 | 0 | 18541.1 | 21451.1 | 16399.4 | 23:30 | 20160807 | 2400 | 7179 | 2050 | 545.9 | 0 | 0 | 927 | 788 | 7086.7 | 0 | 0 | 0 | 0 | 291 | 0 | 5195 | 0 | 0 | 18576.9 | 21080.2 | 15993
2020 | [22 empty] | 2020 | [22 empty] | 2020 | [22 empty] | 2020
time | GDATE | GTIME | Nuclear | Interconnector Imp | Wind | Solar | Marine | Hydro | Biomass | Gas | Coal | Gas Oil | Storage Exp | Other Balancing | Dist. Wind | Dist. Solar | Dist. Other | Interconnector Exp | Storage Imp | Transmission Demand | Transmission Flexibility | Transmission Flexibility | time | GDATE | GTIME | Nuclear | Interconnector Imp | Wind | Solar | Marine | Hydro | Biomass | Gas | Coal | Gas Oil | Storage Exp | Other Balancing | Dist. Wind | Dist. Solar | Dist. Other | Interconnector Exp | Storage Imp | Transmission Demand | Transmission Flexibility | Transmission Flexibility | time | GDATE | GTIME | Nuclear | Interconnector Imp | Wind | Solar | Marine | Hydro | Biomass | Gas | Coal | Gas Oil | Storage Exp | Other Balancing | Dist. Wind | Dist. Solar | Dist. Other | Interconnector Exp | Storage Imp | Transmission Demand | Transmission Flexibility | Transmission Flexibility | time | GDATE | GTIME | Nuclear | Interconnector Imp | Wind | Solar | Marine | Hydro | Biomass | Gas | Coal | Gas Oil | Storage Exp | Other Balancing | Dist. Wind | Dist. Solar | Dist. Other | Interconnector Exp | Storage Imp | Transmission Demand | Transmission Flexibility | Transmission Flexibility
0:00 | 20200524 | 30 | 7315 | 4050 | 0 | 0 | 0 | 910 | 1839 | 6024.5 | 0 | 0 | 0 | 0 | 0 | 0 | 6874.5 | 0 | 0 | 20138.5 | 22449 | 17461.2 | 0:00 | 20200524 | 30 | 7315 | 4050 | 0 | 0 | 0 | 910 | 1839 | 6105.7 | 0 | 0 | 0 | 0 | 0 | 0 | 6636.6 | 0 | 0 | 20219.7 | 22874 | 17694.9 | 0:00 | 20200928 | 30 | 5968 | 3406.7 | 562.5 | 0 | 3.6 | 917 | 1800.5 | 3430 | 0 | 0 | 0 | 0 | 310.7 | 0 | 6870.5 | 0 | 0 | 16087.7 | 18545.2 | 14672.9 | 0:00 | 20200928 | 30 | 5968 | 3950 | 512.1 | 0 | 3.6 | 917 | 1812.5 | 3423.7 | 0 | 0 | 0 | 0 | 301.3 | 0 | 6812.9 | 0 | 0 | 16586.5 | 19032.3 | 15162.8
0:30 | 20200524 | 100 | 7315 | 4050 | 0 | 0 | 0 | 910 | 1839 | 5607.6 | 0 | 0 | 0 | 0 | 0 | 0 | 6772.7 | 0 | 0 | 19721.6 | 22019 | 17224.7 | 0:30 | 20200524 | 100 | 7315 | 4050 | 0 | 0 | 0 | 910 | 1839 | 5691.6 | 0 | 0 | 0 | 0 | 0 | 0 | 6541.2 | 0 | 0 | 19805.4 | 22873.8 | 17694.8 | 0:30 | 20200928 | 100 | 5968 | 3406.7 | 570.6 | 0 | 4.3 | 917 | 1800.5 | 3459.1 | 0 | 0 | 0 | 0 | 314 | 0.6 | 6875.9 | 0 | 0 | 16125.6 | 18554 | 14681.7 | 0:30 | 20200928 | 100 | 5968 | 3950 | 519.5 | 0 | 4.3 | 917 | 1812.5 | 3454.1 | 0 | 0 | 0 | 0 | 304.6 | 0.5 | 6818.4 | 0 | 0 | 16625.1 | 19040.5 | 15171
1:00 | 20200524 | 130 | 7315 | 4050 | 0 | 0 | 0 | 910 | 1839 | 5101.4 | 0 | 0 | 0 | 0 | 0 | 0 | 6649 | 0 | 0 | 19215.2 | 21586.8 | 16986.9 | 1:00 | 20200524 | 130 | 7315 | 4050 | 0 | 0 | 0 | 910 | 1839 | 5188.2 | 0 | 0 | 0 | 0 | 0 | 0 | 6425.3 | 0 | 0 | 19302.2 | 21579 | 16982.7 | 1:00 | 20200928 | 130 | 5968 | 3406.7 | 520.8 | 0 | 4.7 | 917 | 1768.1 | 3251.2 | 0 | 0 | 0 | 0 | 288.3 | 1 | 6835.5 | 0 | 0 | 15837 | 18075.7 | 14396.9 | 1:00 | 20200928 | 130 | 5968 | 3950 | 475.4 | 0 | 4.7 | 917 | 1692.5 | 3324.1 | 0 | 0 | 0 | 0 | 279.6 | 0.9 | 6777.5 | 0 | 0 | 16331.1 | 18564.5 | 14889.3
1:30 | 20200524 | 200 | 7315 | 4050 | 0 | 0 | 0 | 910 | 1648.5 | 4876.9 | 0 | 0 | 0 | 0 | 0.5 | 1.1 | 6548.4 | 0 | 0 | 18801.4 | 21148 | 16746.1 | 1:30 | 20200524 | 200 | 7315 | 4050 | 0 | 0 | 0 | 910 | 1722 | 4892.9 | 0 | 0 | 0 | 0 | 0.6 | 1.1 | 6330.8 | 0 | 0 | 18891 | 21140.1 | 16741.8 | 1:30 | 20200928 | 200 | 5968 | 3406.7 | 531.5 | 0 | 4.7 | 917 | 1768.1 | 2837 | 0 | 0 | 0 | 0 | 294.3 | 0.5 | 6784.2 | 0 | 0 | 15433 | 18085.9 | 14407.1 | 1:30 | 20200928 | 200 | 5968 | 3950 | 484.7 | 0 | 4.7 | 917 | 1692.5 | 2905.1 | 0 | 0 | 0 | 0 | 285.4 | 0.4 | 6725.5 | 0 | 0 | 15921.4 | 18573.8 | 14898.6
2:00 | 20200524 | 230 | 7315 | 4050 | 0 | 0 | 0 | 910 | 1648.5 | 4586.5 | 0 | 0 | 0 | 0 | 0 | 0 | 6476.8 | 0 | 0 | 18510 | 20722 | 16511.4 | 2:00 | 20200524 | 230 | 7315 | 4050 | 0 | 0 | 0 | 910 | 1722 | 4604.5 | 0 | 0 | 0 | 0 | 0 | 0 | 6263.8 | 0 | 0 | 18601.5 | 21139 | 16740.7 | 2:00 | 20200928 | 230 | 5968 | 3134.6 | 574.7 | 0 | 4.3 | 917 | 1768.1 | 2811.3 | 0 | 0 | 0 | 0 | 317.5 | 0 | 6754.2 | 0 | 0 | 15177.5 | 17856.1 | 14177.4 | 2:00 | 20200928 | 230 | 5968 | 3675.7 | 523.4 | 0 | 4.3 | 917 | 1692.5 | 2882.5 | 0 | 0 | 0 | 0 | 308 | 0 | 6695.2 | 0 | 0 | 15662.9 | 18337.9 | 14662.8
2:30 | 20200524 | 300 | 7315 | 4050 | 0 | 0 | 0 | 910 | 1648.5 | 4460 | 0 | 0 | 0 | 0 | 0 | 0 | 6446 | 0 | 0 | 18383.5 | 20722 | 16511.4 | 2:30 | 20200524 | 300 | 7315 | 4050 | 0 | 0 | 0 | 910 | 1584.3 | 4616.5 | 0 | 0 | 0 | 0 | 0 | 0 | 6234.8 | 0 | 0 | 18475.8 | 20709 | 16504.2 | 2:30 | 20200928 | 300 | 5968 | 2964.2 | 604.4 | 0 | 3.6 | 917 | 1768.1 | 2811.3 | 0 | 0 | 0 | 0 | 334.4 | 0.3 | 6738.3 | 0 | 0 | 15037 | 17715.6 | 14036.9 | 2:30 | 20200928 | 300 | 5968 | 3506.8 | 549.8 | 0 | 3.6 | 917 | 1692.5 | 2882.5 | 0 | 0 | 0 | 0 | 324.3 | 0.2 | 6679.1 | 0 | 0 | 15521.2 | 18196.2 | 14521.1
3:00 | 20200524 | 330 | 7315 | 4049.4 | 0 | 0 | 0 | 910 | 1531.5 | 4317.6 | 0 | 0 | 0 | 0 | 0 | 0.1 | 6382.5 | 0 | 0 | 18123.4 | 20281.3 | 16268.6 | 3:00 | 20200524 | 330 | 7315 | 4050 | 0 | 0 | 0 | 910 | 1531.5 | 4411 | 0 | 0 | 0 | 0 | 0 | 0.1 | 6175.3 | 0 | 0 | 18217.4 | 20708.9 | 16504.1 | 3:00 | 20200928 | 330 | 5968 | 2913.4 | 651.5 | 0 | 2.6 | 890.3 | 1742.3 | 2863.8 | 0 | 0 | 0 | 0 | 360.3 | 0 | 6740.9 | 0 | 0 | 15031.7 | 17710.3 | 14031.6 | 3:00 | 20200928 | 330 | 5968 | 3461.2 | 592.9 | 0 | 2.6 | 917 | 1692.5 | 2882.5 | 0 | 0 | 0 | 0 | 349.4 | 0 | 6681.8 | 0 | 0 | 15516.9 | 18191.9 | 14516.8
3:30 | 20200524 | 400 | 7315 | 3924.4 | 0 | 0 | 0 | 910 | 1531.5 | 3463.1 | 0 | 0 | 0 | 0 | 0.1 | 58.9 | 6157.7 | 0 | 0 | 17143.8 | 20156.2 | 16143.6 | 3:30 | 20200524 | 400 | 7315 | 4050 | 0 | 0 | 0 | 910 | 1327.5 | 3643 | 0 | 0 | 0 | 0 | 0.1 | 56.9 | 5964.4 | 0 | 0 | 17245.6 | 19442.1 | 15807.5 | 3:30 | 20200928 | 400 | 5968 | 2892.9 | 739.3 | 0 | 0 | 857.3 | 1742.3 | 2896.8 | 0 | 0 | 0 | 0 | 409 | 0 | 6755.6 | 0 | 0 | 15096.6 | 17775.2 | 14096.5 | 3:30 | 20200928 | 400 | 5968 | 3451.5 | 672.9 | 0 | 0 | 887 | 1668.8 | 2936.2 | 0 | 0 | 0 | 0 | 396.7 | 0 | 6696.6 | 0 | 0 | 15584.9 | 18259.9 | 14584.8
4:00 | 20200524 | 430 | 7315 | 4050 | 0 | 0 | 0 | 818.5 | 1287.3 | 3115.2 | 0 | 0 | 0 | 0 | 0 | 342.4 | 6090.7 | 0 | 0 | 16586 | 18987 | 15557.1 | 4:00 | 20200524 | 430 | 7315 | 4050 | 0 | 0.1 | 0 | 829.3 | 1287.3 | 3217.2 | 0 | 0 | 0 | 0 | 0 | 331 | 5901.6 | 0 | 0 | 16698.9 | 19017.1 | 15573.7 | 4:00 | 20200928 | 430 | 5968 | 3406.7 | 811.6 | 0 | 0 | 857.3 | 1742.3 | 2966 | 0 | 0 | 0 | 0 | 448.3 | 0 | 6844.9 | 0 | 0 | 15750.9 | 18360.3 | 14681.5 | 4:00 | 20200928 | 430 | 5968 | 3950 | 738.6 | 0 | 0 | 879.5 | 1668.8 | 3046.2 | 0 | 0 | 0 | 0 | 434.8 | 0 | 6787 | 0 | 0 | 16250.8 | 18823.3 | 15148.2
4:30 | 20200524 | 500 | 7315 | 3635 | 0 | 0 | 0 | 818.5 | 1287.3 | 3086.4 | 0 | 0 | 0 | 0 | 0 | 1017.1 | 6147 | 0 | 0 | 16142.2 | 18572 | 15142.1 | 4:30 | 20200524 | 500 | 7315 | 3752.4 | 0 | 0.2 | 0 | 829.3 | 1287.3 | 3092 | 0 | 0 | 0 | 0 | 0 | 983.2 | 5954.5 | 0 | 0 | 16276.1 | 18719.5 | 15276.1 | 4:30 | 20200928 | 500 | 5968 | 3406.7 | 812.2 | 0 | 0 | 917 | 1946.8 | 3936.8 | 0 | 0 | 0 | 0 | 448.7 | 5.5 | 7004.8 | 0 | 0 | 16986.9 | 19216.3 | 15152.8 | 4:30 | 20200928 | 500 | 5968 | 3950 | 740 | 0 | 0 | 917 | 2003 | 3929.1 | 0 | 0 | 0 | 0 | 435.2 | 4.7 | 6948.7 | 0 | 0 | 17506.2 | 20161.1 | 15884.3
5:00 | 20200524 | 530 | 7315 | 3565.1 | 0 | 0 | 0 | 818.5 | 1287.3 | 3086.4 | 0 | 0 | 0 | 0 | 0 | 2108.4 | 6396.5 | 0 | 0 | 16072.3 | 18502.1 | 15072.2 | 5:00 | 20200524 | 530 | 7315 | 3712 | 0 | 0.5 | 0 | 829.3 | 1287.3 | 3092 | 0 | 0 | 0 | 0 | 0 | 2038.2 | 6188.4 | 0 | 0 | 16236.1 | 18679.5 | 15236.1 | 5:00 | 20200928 | 530 | 5968 | 3405.1 | 791.6 | 0 | 0 | 917 | 2489 | 6677.9 | 0 | 0 | 0 | 0 | 438 | 0 | 7422.8 | 0 | 0 | 20249.1 | 22555.2 | 16979.7 | 5:00 | 20200928 | 530 | 5968 | 3950 | 720.7 | 0 | 0 | 917 | 2384 | 6875.4 | 0 | 0 | 0 | 0 | 424.8 | 0 | 7371.6 | 0 | 0 | 20815.8 | 23434.4 | 17676.7
5:30 | 20200524 | 600 | 7315 | 3132 | 0 | 0 | 0 | 818.5 | 1287.3 | 3086.4 | 0 | 0 | 0 | 0 | 0.3 | 3569.8 | 6647.7 | 0 | 0 | 15639.7 | 18069.5 | 14639.6 | 5:30 | 20200524 | 600 | 7315 | 3320.5 | 0 | 0.8 | 0 | 829.3 | 1287.3 | 3092 | 0 | 0 | 0 | 0 | 0.3 | 3451 | 6424 | 0 | 0 | 15845.6 | 18289 | 14845.6 | 5:30 | 20200928 | 600 | 5968 | 3406.4 | 808.4 | 0 | 2.6 | 917 | 2489 | 9912.8 | 353.1 | 0 | 0 | 0 | 446.8 | 0 | 7888.5 | 0 | 0 | 23856.6 | 26165.7 | 18974.3 | 5:30 | 20200928 | 600 | 5968 | 3950 | 735.4 | 0 | 2.6 | 917 | 2384 | 10167.5 | 353.1 | 0 | 0 | 0 | 433.4 | 0 | 7842.7 | 0 | 0 | 24477.7 | 27039.1 | 19666.8
6:00 | 20200524 | 630 | 7315 | 3487.1 | 0.5 | 0 | 0 | 807.1 | 1287.3 | 2694 | 0 | 0 | 0 | 0 | 0.9 | 5206.2 | 7035.9 | 0 | 0 | 15592.2 | 17554.8 | 14516.9 | 6:00 | 20200524 | 630 | 7315 | 3775 | 0.7 | 1.2 | 0 | 802.6 | 1287.3 | 2659.7 | 0 | 0 | 0 | 0 | 0.9 | 5032.8 | 6787.9 | 0 | 0 | 15842.7 | 17793.1 | 14778.1 | 6:00 | 20200928 | 630 | 5968 | 3406.7 | 833.4 | 0 | 3.8 | 1049.5 | 2489 | 13868.6 | 898.8 | 0 | 0 | 0 | 460.9 | 62.9 | 8023.4 | 0 | 0 | 28518 | 31314.1 | 21818.2 | 6:00 | 20200928 | 630 | 5968 | 3946.1 | 758.8 | 0 | 3.8 | 1055.5 | 2384 | 14197.6 | 898.8 | 0 | 0 | 0 | 447 | 54.1 | 7984.1 | 0 | 0 | 29213 | 31587.1 | 22177.6
6:30 | 20200524 | 700 | 7315 | 3125 | 1 | 0 | 0 | 863.5 | 1287.3 | 2980.7 | 0 | 0 | 0 | 0 | 1.5 | 6830.7 | 7428.3 | 0 | 0 | 15574 | 17632.5 | 14397 | 6:30 | 20200524 | 700 | 7315 | 3463.5 | 1.3 | 1.5 | 0 | 844.3 | 1287.3 | 2953.8 | 0 | 0 | 0 | 0 | 1.5 | 6603.2 | 7155.9 | 0 | 0 | 15868.4 | 17915 | 14705.6 | 6:30 | 20200928 | 700 | 5968 | 3946.5 | 831.1 | 0 | 4.8 | 1058.5 | 2489 | 15450.6 | 898.8 | 0 | 0 | 0 | 458.9 | 313.1 | 7854.4 | 0 | 0 | 30647.4 | 33386.5 | 23200.3 | 6:30 | 20200928 | 700 | 5968 | 3950 | 756.3 | 0 | 4.8 | 1085.7 | 2384 | 16165.6 | 1091.4 | 0 | 0 | 0 | 445.1 | 269.4 | 7818 | 0 | 0 | 31406.5 | 33935.8 | 23470.6
7:00 | 20200524 | 730 | 7315 | 3245.6 | 0 | 0 | 0 | 863.5 | 1287.3 | 3318.7 | 0 | 0 | 0 | 0 | 0 | 8438.2 | 7931.8 | 0 | 0 | 16030.2 | 18182.7 | 14752.8 | 7:00 | 20200524 | 730 | 7315 | 3579.9 | 0 | 1.8 | 0 | 898.3 | 1287.3 | 3282.9 | 0 | 0 | 0 | 0 | 0 | 8157.1 | 7628.1 | 0 | 0 | 16365.1 | 18548.6 | 15105.2 | 7:00 | 20200928 | 730 | 5968 | 3946.2 | 788.9 | 0 | 5.3 | 1085.7 | 2489 | 16417.4 | 1091.4 | 0 | 0 | 0 | 436.8 | 699.3 | 7573.5 | 0 | 0 | 31792.8 | 34578.3 | 23837.3 | 7:00 | 20200928 | 730 | 5968 | 3950 | 719.2 | 0 | 5.3 | 1085.7 | 2384 | 17225.1 | 1284 | 0 | 0 | 0 | 423.7 | 601.6 | 7538.8 | 0 | 0 | 32621.5 | 35131.7 | 24111.7
7:30 | 20200524 | 800 | 7315 | 2985.1 | 0 | 0 | 0 | 818.5 | 1287.3 | 3411.1 | 0 | 0 | 0 | 0 | 0 | 10034.2 | 8269.5 | 0 | 0 | 15817.1 | 17922.2 | 14492.3 | 7:30 | 20200524 | 800 | 7315 | 3315.6 | 0 | 2.1 | 0 | 844.3 | 1287.3 | 3432.1 | 0 | 0 | 0 | 0 | 0 | 9699.9 | 7944.7 | 0 | 0 | 16196.5 | 18284.8 | 14841.4 | 7:30 | 20200928 | 800 | 5968 | 3950 | 724.8 | 0 | 5.5 | 1085.7 | 2489 | 16663.1 | 1091.4 | 0 | 0 | 0 | 403 | 1146.2 | 7175 | 0 | 0 | 31976.4 | 34516.2 | 23775.2 | 7:30 | 20200928 | 800 | 5968 | 3950 | 658.1 | 0 | 5.5 | 1085.7 | 2384 | 17532.9 | 1284 | 0 | 0 | 0 | 390.9 | 986.2 | 7140.5 | 0 | 0 | 32869.1 | 35071.5 | 24051.5
8:00 | 20200524 | 830 | 7315 | 2311.1 | 0 | 0 | 0 | 910 | 1341 | 4121.1 | 0 | 0 | 0 | 0 | 0 | 11483.1 | 8667.6 | 0 | 0 | 15998.1 | 18543 | 14530.3 | 8:00 | 20200524 | 830 | 7315 | 3212 | 0 | 2.4 | 0 | 910 | 1287.3 | 3689 | 0 | 0 | 0 | 0 | 0 | 11100.5 | 8317.9 | 0 | 0 | 16415.6 | 18606.3 | 14971.7 | 8:00 | 20200928 | 830 | 5968 | 3950 | 718.9 | 0 | 5.3 | 1085.7 | 2489 | 17494.7 | 1284 | 0 | 0 | 0 | 398.1 | 1557.9 | 6883.5 | 0 | 0 | 32996.6 | 34934.2 | 24003.2 | 8:00 | 20200928 | 830 | 5968 | 3950 | 655.2 | 0 | 5.3 | 1085.7 | 2384 | 18628.9 | 1284 | 0 | 0 | 0 | 386.1 | 1340.5 | 6850.6 | 0 | 0 | 33961.6 | 35910 | 24511.1
8:30 | 20200524 | 900 | 7315 | 2200 | 32.6 | 0 | 0 | 910 | 1341 | 4196.3 | 0 | 0 | 0 | 0 | 17.7 | 12687.1 | 8965 | 0 | 0 | 15994.7 | 18464.4 | 14451.8 | 8:30 | 20200524 | 900 | 7315 | 3230.6 | 34.6 | 2.7 | 0 | 844.3 | 1287.3 | 3729.6 | 0 | 0 | 0 | 0 | 18.1 | 12264.4 | 8596.8 | 0 | 0 | 16444.1 | 18659.9 | 15025.3 | 8:30 | 20200928 | 900 | 5968 | 3950 | 844.4 | 0 | 4.6 | 1085.7 | 2489 | 17794.8 | 1284 | 0 | 0 | 0 | 452.7 | 1889.8 | 6512.6 | 0 | 0 | 33420.5 | 35478 | 24358.1 | 8:30 | 20200928 | 900 | 5968 | 3950 | 769.5 | 0 | 4.6 | 1158 | 2384 | 18921.2 | 1284 | 0 | 0 | 0 | 438.9 | 1626 | 6480.2 | 0 | 0 | 34439.6 | 36733.4 | 25015
9:00 | 20200524 | 930 | 7315 | 1691.6 | 68.9 | 0 | 0 | 910 | 1341 | 4510.3 | 0 | 0 | 0 | 0 | 37.5 | 13839.3 | 9212.7 | 0 | 0 | 15836.8 | 18432.5 | 14221.9 | 9:00 | 20200524 | 930 | 7315 | 3145.6 | 73 | 2.9 | 0 | 763.6 | 1287.3 | 3729.6 | 0 | 0 | 0 | 0 | 38.4 | 13378.3 | 8829.1 | 0 | 0 | 16317.6 | 18614.1 | 14979.5 | 9:00 | 20200928 | 930 | 5968 | 3950 | 1006 | 0 | 3.6 | 1085.7 | 2489 | 17234.7 | 1284 | 0 | 0 | 0 | 525.4 | 2323 | 6526.3 | 0 | 0 | 33021.1 | 35218.7 | 24287.7 | 9:00 | 20200928 | 930 | 5968 | 3950 | 917.6 | 0 | 3.6 | 1085.7 | 2384 | 18511.3 | 1284 | 0 | 0 | 0 | 509.1 | 1998.8 | 6494.1 | 0 | 0 | 34104.6 | 36170.6 | 24771.7
9:30 | 20200524 | 1000 | 7315 | 1977.5 | 88.7 | 0 | 0 | 807.1 | 1287.3 | 3411.1 | 0 | 0 | 0 | 0 | 48.4 | 15070 | 9283.8 | 0 | 0 | 14886.9 | 17003.4 | 13573.5 | 9:30 | 20200524 | 1000 | 7315 | 2432.9 | 95.3 | 3.2 | 0 | 841.3 | 1287.3 | 3432.1 | 0 | 0 | 0 | 0 | 49.6 | 14567.9 | 8895.9 | 0 | 0 | 15406.6 | 17497.9 | 14054.5 | 9:30 | 20200928 | 1000 | 5968 | 3950 | 1096.2 | 0 | 2.3 | 1085.7 | 2489 | 16769.7 | 1284 | 0 | 0 | 0 | 567.5 | 3014.5 | 6572.3 | 0 | 0 | 32644.8 | 34885.4 | 24144.3 | 9:30 | 20200928 | 1000 | 5968 | 3950 | 1000.5 | 0 | 2.3 | 1085.7 | 2384 | 18156.4 | 1284 | 0 | 0 | 0 | 549.8 | 2594.5 | 6540.7 | 0 | 0 | 33830.8 | 35831.7 | 24621.8
10:00 | 20200524 | 1030 | 7315 | 1427 | 112.1 | 0 | 0 | 771.7 | 1287.3 | 3411.1 | 0 | 0 | 0 | 0 | 61.3 | 15967.6 | 9368.9 | 0 | 0 | 14324.7 | 16476.6 | 13046.7 | 10:00 | 20200524 | 1030 | 7315 | 1911.5 | 120.2 | 3.4 | 0 | 802.6 | 1287.3 | 3432.1 | 0 | 0 | 0 | 0 | 62.7 | 15435.6 | 8975.6 | 0 | 0 | 14871.9 | 17001.9 | 13558.5 | 10:00 | 20200928 | 1030 | 5968 | 3950 | 1092.1 | 0 | 0 | 1085.7 | 2489 | 16407.1 | 1091.4 | 0 | 0 | 0 | 573.2 | 3799.1 | 6601.9 | 0 | 0 | 32083.6 | 34054.4 | 23684.6 | 10:00 | 20200928 | 1030 | 5968 | 3950 | 997 | 0 | 0 | 1085.7 | 2384 | 17714.1 | 1284 | 0 | 0 | 0 | 555.4 | 3270 | 6570.5 | 0 | 0 | 33382.3 | 35403.5 | 24383.5
10:30 | 20200524 | 1100 | 7315 | 1564.1 | 158.2 | 0 | 0 | 771.7 | 1287.3 | 3411.1 | 0 | 0 | 0 | 0 | 86.4 | 16203.3 | 9477.4 | 0 | 0 | 14508.4 | 16660.3 | 13230.4 | 10:30 | 20200524 | 1100 | 7315 | 2056.1 | 169.9 | 3.5 | 0 | 796 | 1287.3 | 3432.1 | 0 | 0 | 0 | 0 | 88.3 | 15663.6 | 9077.4 | 0 | 0 | 15060 | 17196.6 | 13753.2 | 10:30 | 20200928 | 1100 | 5968 | 3950 | 1023.3 | 0 | 0 | 1085.7 | 2489 | 15977.8 | 1091.4 | 0 | 0 | 0 | 556 | 4450.6 | 6619.2 | 0 | 0 | 31584.7 | 33576.8 | 23390.6 | 10:30 | 20200928 | 1100 | 5968 | 3950 | 931.5 | 0 | 0 | 1085.7 | 2384 | 17371.9 | 1284 | 0 | 0 | 0 | 539.2 | 3830.3 | 6588.1 | 0 | 0 | 32975.6 | 35339 | 24319
11:00 | 20200524 | 1130 | 7315 | 1478.5 | 204.8 | 0 | 0 | 771.7 | 1287.3 | 3411.1 | 0 | 0 | 0 | 0 | 111.1 | 16322.1 | 9502.5 | 0 | 0 | 14467.6 | 16619.5 | 13189.6 | 11:00 | 20200524 | 1130 | 7315 | 1558.6 | 218 | 3.6 | 0 | 910 | 1287.3 | 3729.6 | 0 | 0 | 0 | 0 | 113.6 | 15778.4 | 9100.9 | 0 | 0 | 15022 | 17172.1 | 13537.5 | 11:00 | 20200928 | 1130 | 5968 | 3946.2 | 1029.3 | 0 | 0 | 1082.9 | 2489 | 15628.2 | 1091.4 | 0 | 0 | 0 | 563.5 | 4821.5 | 6622.9 | 0 | 0 | 31235 | 33579.5 | 23393.3 | 11:00 | 20200928 | 1130 | 5968 | 3950 | 937.6 | 0 | 0 | 1085.7 | 2384 | 17069.4 | 1284 | 0 | 0 | 0 | 546.5 | 4148.8 | 6591.9 | 0 | 0 | 32678.9 | 34519.8 | 23871
11:30 | 20200524 | 1200 | 7315 | 912.5 | 227.7 | 0 | 0 | 771.7 | 1287.3 | 3411.1 | 0 | 0 | 0 | 0 | 124.3 | 16774.5 | 9483.7 | 0 | 0 | 13924.9 | 16076.8 | 12646.9 | 11:30 | 20200524 | 1200 | 7315 | 1007 | 242 | 3.6 | 0 | 910 | 1287.3 | 3729.6 | 0 | 0 | 0 | 0 | 127.2 | 16215.7 | 9083.2 | 0 | 0 | 14494.5 | 16644.6 | 13010 | 11:30 | 20200928 | 1200 | 5968 | 3950 | 1211 | 0 | 2.3 | 1085.7 | 2489 | 15266.3 | 898.8 | 0 | 0 | 0 | 627.3 | 4851.6 | 6588.1 | 0 | 0 | 30870.7 | 33051.9 | 23187.5 | 11:30 | 20200928 | 1200 | 5968 | 3950 | 1105.2 | 0 | 2.3 | 1085.7 | 2384 | 16538.9 | 1284 | 0 | 0 | 0 | 607.8 | 4174.2 | 6556.6 | 0 | 0 | 32317.8 | 34281.2 | 23816
12:00 | 20200524 | 1230 | 7315 | 356 | 268.8 | 0 | 0 | 771.7 | 1287.3 | 3411.1 | 0 | 0 | 0 | 0 | 145.8 | 16760.7 | 9359.6 | 0 | 0 | 13409 | 15560.9 | 12131 | 12:00 | 20200524 | 1230 | 7315 | 449.5 | 285.8 | 3.6 | 0 | 910 | 1287.3 | 3729.6 | 0 | 0 | 0 | 0 | 149.1 | 16202.4 | 8966.9 | 0 | 0 | 13980.9 | 16131 | 12496.4 | 12:00 | 20200928 | 1230 | 5968 | 3950 | 1380.4 | 0 | 3.7 | 1049.5 | 2489 | 14965.4 | 898.8 | 0 | 0 | 0 | 682 | 4749.9 | 6560.7 | 0 | 0 | 30705 | 33223.3 | 23358.9 | 12:00 | 20200928 | 1230 | 5968 | 3950 | 1261.7 | 0 | 3.7 | 1085.7 | 2384 | 16199.9 | 1284 | 0 | 0 | 0 | 660.2 | 4086.7 | 6528.9 | 0 | 0 | 32137 | 34439.4 | 23974.2
12:30 | 20200524 | 1300 | 7315 | 768 | 350.6 | 0 | 0 | 787.6 | 1287.3 | 3411.1 | 0 | 0 | 0 | 0 | 188 | 15584.8 | 9207.4 | 0 | 0 | 13919.4 | 16055.4 | 12625.5 | 12:30 | 20200524 | 1300 | 7315 | 1222.4 | 376 | 3.6 | 0 | 818.5 | 1287.3 | 3432.1 | 0 | 0 | 0 | 0 | 191.9 | 15065.9 | 8824.2 | 0 | 0 | 14455.2 | 16569.3 | 13125.9 | 12:30 | 20200928 | 1300 | 5968 | 3950 | 1350.8 | 0 | 4.9 | 1085.7 | 2489 | 14748.7 | 898.8 | 0 | 0 | 0 | 663.7 | 4696 | 6524.4 | 0 | 0 | 30495.2 | 32375 | 22879.1 | 12:30 | 20200928 | 1300 | 5968 | 3950 | 1234.2 | 0 | 4.9 | 1049.5 | 2384 | 16040.5 | 1284 | 0 | 0 | 0 | 642.4 | 4040.3 | 6492.2 | 0 | 0 | 31914.9 | 34412.9 | 23947.7
13:00 | 20200524 | 1330 | 7315 | 1430.5 | 378.8 | 0 | 0 | 839.8 | 1287.3 | 3411.1 | 0 | 0 | 0 | 0 | 203.1 | 14216.2 | 9058.5 | 0 | 0 | 14663 | 16746.8 | 13316.9 | 13:00 | 20200524 | 1330 | 7315 | 1836.5 | 407.3 | 3.6 | 0 | 874.3 | 1287.3 | 3432.1 | 0 | 0 | 0 | 0 | 207.3 | 13743.2 | 8684.6 | 0 | 0 | 15156.5 | 17214.8 | 13771.4 | 13:00 | 20200928 | 1330 | 5968 | 3947.7 | 1205.2 | 0 | 5.7 | 1049.5 | 2489 | 14811.7 | 1091.4 | 0 | 0 | 0 | 610 | 4479.6 | 6498.9 | 0 | 0 | 30567.6 | 33047 | 23182.6 | 13:00 | 20200928 | 1330 | 5968 | 3950 | 1099.9 | 0 | 5.7 | 1085.7 | 2384 | 16174.2 | 1284 | 0 | 0 | 0 | 590.8 | 3854.5 | 6466.5 | 0 | 0 | 31951.7 | 34279.8 | 23814.6
13:30 | 20200524 | 1400 | 7315 | 482.7 | 288.6 | 0 | 0 | 910 | 1341 | 4499.4 | 0 | 0 | 0 | 0 | 157.3 | 13665.1 | 8955.2 | 0 | 0 | 14836.7 | 17443.3 | 13232.7 | 13:30 | 20200524 | 1400 | 7315 | 1898.1 | 307.3 | 3.5 | 0 | 773.8 | 1287.3 | 3729.6 | 0 | 0 | 0 | 0 | 161 | 13210.6 | 8587.6 | 0 | 0 | 15314.9 | 17601.2 | 13966.6 | 13:30 | 20200928 | 1400 | 5968 | 3950 | 1074.5 | 0 | 6 | 1085.7 | 2489 | 15459.7 | 898.8 | 0 | 0 | 0 | 571.2 | 3893.1 | 6465.2 | 0 | 0 | 30931 | 32918.8 | 23054.4 | 13:30 | 20200928 | 1400 | 5968 | 3950 | 979.5 | 0 | 6 | 1085.7 | 2384 | 16570.7 | 1284 | 0 | 0 | 0 | 553.6 | 3350.2 | 6432.3 | 0 | 0 | 32227.4 | 34567 | 23918.2
14:00 | 20200524 | 1430 | 7315 | 834.6 | 248.7 | 0 | 0 | 910 | 1341 | 4485.3 | 0 | 0 | 0 | 0 | 132.6 | 13438.7 | 8966.8 | 0 | 0 | 15135.3 | 17756 | 13545.4 | 14:00 | 20200524 | 1430 | 7315 | 2218.6 | 269.5 | 3.3 | 0 | 784 | 1287.3 | 3729.6 | 0 | 0 | 0 | 0 | 135.1 | 12991.5 | 8598.5 | 0 | 0 | 15607.1 | 17883.2 | 14248.6 | 14:00 | 20200928 | 1430 | 5968 | 3950 | 988 | 0 | 5.9 | 1085.7 | 2489 | 15882.2 | 1091.4 | 0 | 0 | 0 | 546 | 3127.2 | 6431.4 | 0 | 0 | 31459.7 | 33547.4 | 23361.2 | 14:00 | 20200928 | 1430 | 5968 | 3950 | 899.2 | 0 | 5.9 | 1085.7 | 2384 | 17066.9 | 1284 | 0 | 0 | 0 | 529.6 | 2691.5 | 6398.2 | 0 | 0 | 32643.7 | 35312.1 | 24292.1
14:30 | 20200524 | 1500 | 7315 | 1526.2 | 400.1 | 0 | 0 | 910 | 1341 | 4206.1 | 0 | 0 | 0 | 0 | 197 | 12843.3 | 8974.8 | 0 | 0 | 15699.4 | 18159.3 | 14146.6 | 14:30 | 20200524 | 1500 | 7315 | 2561.6 | 449.8 | 3.1 | 0 | 807.1 | 1287.3 | 3729.6 | 0 | 0 | 0 | 0 | 198.4 | 12415.8 | 8606 | 0 | 0 | 16152.4 | 18405.4 | 14770.8 | 14:30 | 20200928 | 1500 | 5968 | 3950 | 941.8 | 0 | 5.4 | 1085.7 | 2489 | 16945.2 | 1284 | 0 | 0 | 0 | 521.3 | 2413.5 | 6492.1 | 0 | 0 | 32668.6 | 34733.7 | 23992.6 | 14:30 | 20200928 | 1500 | 5968 | 3950 | 856.7 | 0 | 5.4 | 1085.7 | 2384 | 18225.3 | 1284 | 0 | 0 | 0 | 505.6 | 2077.3 | 6459.4 | 0 | 0 | 33759.6 | 36111.6 | 24712.7
15:00 | 20200524 | 1530 | 7315 | 2484.1 | 514.2 | 0 | 0 | 910 | 1341 | 4146.2 | 0 | 0 | 0 | 0 | 247.9 | 11886.1 | 9000.4 | 0 | 0 | 16710.3 | 19230.1 | 15217.5 | 15:00 | 20200524 | 1530 | 7315 | 3372.6 | 579.8 | 2.9 | 0 | 844.3 | 1287.3 | 3729.6 | 0 | 0 | 0 | 0 | 249 | 11490.5 | 8630 | 0 | 0 | 17131 | 19346.8 | 15712.2 | 15:00 | 20200928 | 1530 | 5968 | 3950 | 889.1 | 0 | 4.4 | 1137.9 | 2489 | 18457.4 | 1284 | 0 | 0 | 0 | 486.3 | 1748.4 | 6596.6 | 0 | 0 | 34180.4 | 36468.1 | 24922.9 | 15:00 | 20200928 | 1530 | 5968 | 3950 | 810.1 | 0 | 4.4 | 1158 | 2384 | 19631.1 | 1284 | 0 | 0 | 0 | 471.5 | 1504.8 | 6565.2 | 0 | 0 | 35190 | 37168.9 | 25272.7
15:30 | 20200524 | 1600 | 7315 | 4050.5 | 380.7 | 0 | 0 | 910 | 1341 | 4073.6 | 0 | 0 | 0 | 0 | 190.3 | 10723.8 | 9034.7 | 0 | 0 | 18070.6 | 20663 | 16650.4 | 15:30 | 20200524 | 1600 | 7315 | 4870.1 | 422.8 | 2.6 | 0 | 890.8 | 1287.3 | 3662.4 | 0 | 0 | 0 | 0 | 192.3 | 10366.9 | 8662.2 | 0 | 0 | 18450.8 | 20687.3 | 17052.7 | 15:30 | 20200928 | 1600 | 5968 | 3945.1 | 789.6 | 0 | 3.1 | 1158 | 2489 | 20096.4 | 1284 | 0 | 0 | 0 | 433.2 | 1101.8 | 6706.6 | 0 | 0 | 35734.2 | 37829.8 | 25624.4 | 15:30 | 20200928 | 1600 | 5968 | 3950 | 719.7 | 0 | 3.1 | 1158 | 2384 | 20798.7 | 1284 | 55.3 | 343.7 | 0 | 420.1 | 948.2 | 6676.5 | 0 | 0 | 36664.9 | 38621.9 | 26185.3
16:00 | 20200524 | 1630 | 7315 | 5377 | 246.7 | 0 | 0 | 910 | 1341 | 4310.1 | 0 | 0 | 0 | 0 | 131.1 | 9410.2 | 9048.4 | 0 | 0 | 19499.9 | 21855.8 | 17843.1 | 16:00 | 20200524 | 1630 | 7315 | 5377 | 265.8 | 2.3 | 0 | 910 | 1531.5 | 4433.3 | 0 | 0 | 0 | 0 | 133.6 | 9097.1 | 8675.1 | 0 | 0 | 19835.5 | 22304.7 | 18099.9 | 16:00 | 20200928 | 1630 | 5968 | 3950 | 656.8 | 0 | 0 | 1158 | 2489 | 20314.7 | 1284 | 55.3 | 234.6 | 0 | 362.9 | 571.5 | 7390.5 | 0 | 0 | 36109.7 | 38060.7 | 25797.3 | 16:00 | 20200928 | 1630 | 5968 | 3950 | 598.6 | 0 | 0 | 1158 | 2384 | 20855.7 | 1284 | 55.3 | 717.4 | 0 | 352 | 491.8 | 7361 | 0 | 0 | 36970.4 | 38870.4 | 26433.8
16:30 | 20200524 | 1700 | 7315 | 5377 | 354 | 0 | 0 | 910 | 1839 | 5085 | 0 | 0 | 0 | 0 | 176.5 | 7956.4 | 9041.8 | 0 | 0 | 20880.9 | 23268.9 | 18669 | 16:30 | 20200524 | 1700 | 7315 | 5377 | 396.5 | 2 | 0 | 910 | 1839 | 5331.2 | 0 | 0 | 0 | 0 | 178.1 | 7691.7 | 8668.9 | 0 | 0 | 21169.1 | 23302.9 | 18706.6 | 16:30 | 20200928 | 1700 | 5968 | 3950 | 519.5 | 0 | 0 | 1158 | 2489 | 20615.7 | 1284 | 55.3 | 8.3 | 0 | 285 | 251.9 | 8044.2 | 0 | 0 | 36047.6 | 37697.6 | 25434.2 | 16:30 | 20200928 | 1700 | 5968 | 3950 | 473.8 | 0 | 0 | 1158 | 2384 | 21105.7 | 1284 | 55.3 | 485.9 | 0 | 276.4 | 216.8 | 8014.9 | 0 | 0 | 36863.9 | 38513.9 | 26077.3
17:00 | 20200524 | 1730 | 7315 | 5377 | 479.9 | 0 | 0 | 910 | 1839 | 6508.1 | 0 | 0 | 0 | 0 | 229.7 | 6305.9 | 9029.9 | 0 | 0 | 22429.7 | 25136.6 | 19752.8 | 17:00 | 20200524 | 1730 | 7315 | 5377 | 543.7 | 1.7 | 0 | 910 | 1839 | 6677.6 | 0 | 0 | 0 | 0 | 230.4 | 6096.2 | 8657.8 | 0 | 0 | 22664.1 | 24746.5 | 19567.5 | 17:00 | 20200928 | 1730 | 5968 | 3692.6 | 435.4 | 0 | 0 | 1158 | 2489 | 20615.7 | 1284 | 55.3 | 780.4 | 0 | 235.2 | 94.4 | 8785.9 | 0 | 0 | 36478.4 | 38128.4 | 25865 | 17:00 | 20200928 | 1730 | 5968 | 3692.6 | 397.1 | 0 | 0 | 1158 | 2384 | 21105.7 | 1284 | 55.3 | 1239.2 | 0 | 228.1 | 81.2 | 8758 | 0 | 0 | 37284.1 | 38934.1 | 26497.5
17:30 | 20200524 | 1800 | 7315 | 5377 | 379.9 | 0 | 0 | 910 | 1839 | 8181.4 | 0 | 0 | 0 | 0 | 185.1 | 4469.8 | 8954.7 | 0 | 0 | 24002.4 | 26165 | 20273.2 | 17:30 | 20200524 | 1800 | 7315 | 5377 | 426.6 | 1.4 | 0 | 910 | 1839 | 8308.2 | 0 | 0 | 0 | 0 | 186.2 | 4321.4 | 8587.2 | 0 | 0 | 24177.1 | 26204.9 | 20316.7 | 17:30 | 20200928 | 1800 | 5968 | 3692.6 | 442.8 | 0 | 2 | 1158 | 2489 | 20615.7 | 1284 | 55.3 | 1602.8 | 0 | 240.3 | 23.5 | 9597.5 | 0 | 0 | 37310.9 | 38960.9 | 26697.5 | 17:30 | 20200928 | 1800 | 5968 | 3692.6 | 404.1 | 0 | 2 | 1158 | 2384 | 21105.7 | 1284 | 55.3 | 2073.7 | 0 | 233 | 20.2 | 9571.7 | 0 | 0 | 38127.8 | 39777.8 | 27341.2
18:00 | 20200524 | 1830 | 7315 | 5383.1 | 197.2 | 0 | 0 | 910 | 1839 | 9846.9 | 0 | 0 | 0 | 0 | 103.8 | 2797.1 | 8889.8 | 0 | 0 | 25490.6 | 27441.7 | 20895.6 | 18:00 | 20200524 | 1830 | 7315 | 5383.1 | 212.5 | 1 | 0 | 910 | 1839 | 9949.5 | 0 | 0 | 0 | 0 | 105.7 | 2704.4 | 8526.3 | 0 | 0 | 25610.5 | 28669 | 21578.4 | 18:00 | 20200928 | 1830 | 5968 | 3692.6 | 475.7 | 0 | 3.7 | 1158 | 2489 | 20565.7 | 1284 | 55.3 | 1438.8 | 0 | 262.9 | 0 | 9574.3 | 0 | 0 | 37130.7 | 38830.7 | 26567.3 | 18:00 | 20200928 | 1830 | 5968 | 3692.6 | 433.3 | 0 | 3.7 | 1158 | 2384 | 21055.7 | 1284 | 55.3 | 1907.9 | 0 | 255 | 0 | 9548.1 | 0 | 0 | 37942.3 | 39642.3 | 27205.7
18:30 | 20200524 | 1900 | 7315 | 5383.1 | 114.6 | 0 | 0 | 910 | 1839 | 10830.9 | 0 | 0 | 0 | 0 | 64.5 | 1617 | 8812.2 | 0 | 0 | 26392.3 | 28577.4 | 21483.2 | 18:30 | 20200524 | 1900 | 7315 | 5383.1 | 119.9 | 0.7 | 0 | 910 | 1839 | 10907.4 | 0 | 0 | 0 | 0 | 66.3 | 1563.6 | 8453.6 | 0 | 0 | 26474.9 | 28575.5 | 21484.9 | 18:30 | 20200928 | 1900 | 5968 | 3692.6 | 468.1 | 0 | 5.1 | 1158 | 2489 | 20565.7 | 1284 | 55.3 | 27.4 | 0 | 263.7 | 0 | 9391.8 | 0 | 0 | 35713.2 | 37413.2 | 25149.8 | 18:30 | 20200928 | 1900 | 5968 | 3692.6 | 425.9 | 0 | 5.1 | 1158 | 2384 | 21055.7 | 1284 | 55.3 | 475.1 | 0 | 255.9 | 0 | 9363.5 | 0 | 0 | 36503.5 | 38203.5 | 25766.9
19:00 | 20200524 | 1930 | 7315 | 5383.1 | 88.7 | 0 | 0 | 910 | 1839 | 11136.9 | 353.1 | 0 | 0 | 0 | 48.1 | 842.2 | 8773.7 | 0 | 0 | 27025.6 | 29313.6 | 21876.5 | 19:00 | 20200524 | 1930 | 7315 | 5383.1 | 93.9 | 0.4 | 0 | 910 | 1839 | 11542.6 | 0 | 0 | 0 | 0 | 49.2 | 814.4 | 8417.4 | 0 | 0 | 27084.4 | 29261.8 | 21850.8 | 19:00 | 20200928 | 1930 | 5968 | 3692.6 | 465.7 | 0 | 6.2 | 1158 | 2489 | 18976.3 | 1284 | 0 | 0 | 0 | 257.7 | 0 | 9175.5 | 0 | 0 | 34040.1 | 35788.8 | 24243.6 | 19:00 | 20200928 | 1930 | 5968 | 3692.6 | 424.4 | 0 | 6.2 | 1158 | 2384 | 19888 | 1284 | 0 | 0 | 0 | 249.9 | 0 | 9144.8 | 0 | 0 | 34805.2 | 36527.2 | 24631
19:30 | 20200524 | 2000 | 7315 | 5383.1 | 42.8 | 0 | 0 | 910 | 1839 | 11566.7 | 437.7 | 0 | 0 | 0 | 22.4 | 316.7 | 8753.5 | 0 | 0 | 27494.1 | 29267.7 | 21830.6 | 19:30 | 20200524 | 2000 | 7315 | 5383.1 | 46.1 | 0.2 | 0 | 910 | 1839 | 11690.2 | 353.1 | 0 | 0 | 0 | 22.9 | 306.3 | 8398.5 | 0 | 0 | 27536.6 | 29855.3 | 22155.4 | 19:30 | 20200928 | 2000 | 5968 | 3688.7 | 519.1 | 0 | 6.8 | 1085.7 | 2489 | 17707.6 | 1284 | 0 | 0 | 0 | 267.1 | 0.8 | 9010.6 | 0 | 0 | 32748.4 | 34473.1 | 23542.2 | 19:30 | 20200928 | 2000 | 5968 | 3692.6 | 474.2 | 0 | 6.8 | 1158 | 2384 | 18528.3 | 1284 | 0 | 0 | 0 | 258.7 | 0.7 | 8977.9 | 0 | 0 | 33495 | 35471.7 | 24072.8
20:00 | 20200524 | 2030 | 7315 | 5383.1 | 0 | 0 | 0 | 910 | 1839 | 12204.9 | 449.4 | 0 | 0 | 0 | 0 | 26.6 | 8825.4 | 0 | 0 | 28101.4 | 29817.1 | 22113.6 | 20:00 | 20200524 | 2030 | 7315 | 5383.1 | 0 | 0.1 | 0 | 910 | 1839 | 12318.9 | 366.8 | 0 | 0 | 0 | 0 | 25.8 | 8466 | 0 | 0 | 28132.9 | 29967.2 | 22196.1 | 20:00 | 20200928 | 2030 | 5968 | 3950 | 579.3 | 0 | 6.9 | 1085.7 | 2489 | 15889.2 | 1091.4 | 0 | 0 | 0 | 289.7 | 0 | 8795.9 | 0 | 0 | 31059.9 | 33140.6 | 22954.4 | 20:00 | 20200928 | 2030 | 5968 | 3950 | 529.6 | 0 | 6.9 | 1085.7 | 2384 | 16573.9 | 1284 | 0 | 0 | 0 | 280.5 | 0 | 8760.7 | 0 | 0 | 31782.3 | 33710.7 | 23245.5
20:30 | 20200524 | 2100 | 7315 | 5383.1 | 0 | 0 | 0 | 910 | 1839 | 12374.1 | 843.2 | 0 | 0 | 0 | 0 | 0 | 8956.4 | 0 | 0 | 28664.4 | 30459.1 | 22466.7 | 20:30 | 20200524 | 2100 | 7315 | 5383.1 | 0 | 0 | 0 | 910 | 1839 | 12891.7 | 353.1 | 0 | 0 | 0 | 0 | 0 | 8588.8 | 0 | 0 | 28691.8 | 30777 | 22641.5 | 20:30 | 20200928 | 2100 | 5968 | 3950 | 610.1 | 0 | 6.5 | 1085.7 | 2489 | 13978.6 | 898.8 | 0 | 0 | 0 | 321.4 | 0 | 8532.9 | 0 | 0 | 28986.4 | 30824.3 | 21693.8 | 20:30 | 20200928 | 2100 | 5968 | 3950 | 556.7 | 0 | 6.5 | 1085.7 | 2384 | 14813.2 | 915.4 | 0 | 0 | 0 | 311.4 | 0 | 8494.7 | 0 | 0 | 29679 | 31390.7 | 21981.2
21:00 | 20200524 | 2130 | 7315 | 5383.1 | 7 | 0 | 0 | 910 | 1839 | 12212.5 | 706.2 | 0 | 0 | 0 | 4.9 | 0 | 8886.8 | 0 | 0 | 28374.6 | 30467.9 | 22475.5 | 21:00 | 20200524 | 2130 | 7315 | 5383.1 | 7.8 | 0 | 0 | 910 | 1839 | 12594 | 353.1 | 0 | 0 | 0 | 5 | 0 | 8523.6 | 0 | 0 | 28403.6 | 30786.5 | 22651 | 21:00 | 20200928 | 2130 | 5968 | 3950 | 688.2 | 0 | 5.6 | 917 | 2489 | 11946.3 | 706.2 | 0 | 0 | 0 | 374.7 | 0 | 8241.5 | 0 | 0 | 26669.7 | 29153.2 | 20809.3 | 21:00 | 20200928 | 2130 | 5968 | 3949.5 | 626.9 | 0 | 5.6 | 917 | 2384 | 12676.6 | 802.5 | 0 | 0 | 0 | 363.3 | 0 | 8199.9 | 0 | 0 | 27329.8 | 29711.7 | 21088.8
21:30 | 20200524 | 2200 | 7315 | 5383.1 | 11.3 | 0 | 0 | 910 | 1839 | 10779.4 | 353.1 | 0 | 0 | 0 | 6.8 | 10.7 | 8454.7 | 0 | 0 | 26592.1 | 29237.6 | 21800.5 | 21:30 | 20200524 | 2200 | 7315 | 5379.7 | 12.5 | 0 | 0 | 910 | 1839 | 11175.5 | 0 | 0 | 0 | 0 | 6.9 | 10.3 | 8118.4 | 0 | 0 | 26632.7 | 28810.2 | 21564.3 | 21:30 | 20200928 | 2200 | 5968 | 3950 | 868.7 | 0 | 4.3 | 917 | 2489 | 9611.8 | 353.1 | 0 | 0 | 0 | 451.3 | 0.1 | 7928.4 | 0 | 0 | 24162.2 | 26772.3 | 19580.9 | 21:30 | 20200928 | 2200 | 5968 | 3950 | 792.7 | 0 | 4.3 | 917 | 2384 | 10066 | 706.2 | 0 | 0 | 0 | 437.3 | 0.1 | 7883.2 | 0 | 0 | 24788.5 | 27740.3 | 20079
22:00 | 20200524 | 2230 | 7315 | 5383.1 | 0 | 0 | 0 | 910 | 1839 | 9106.7 | 0 | 0 | 0 | 0 | 0 | 0 | 7952.7 | 0 | 0 | 24553.8 | 27133.1 | 20637.4 | 22:00 | 20200524 | 2230 | 7315 | 5383.1 | 0 | 0 | 0 | 910 | 1839 | 9160.1 | 0 | 0 | 0 | 0 | 0 | 0 | 7647.6 | 0 | 0 | 24607.2 | 27133.1 | 20637.4 | 22:00 | 20200928 | 2230 | 5968 | 3950 | 991.3 | 0 | 2.6 | 917 | 2489 | 7438.5 | 0 | 0 | 0 | 0 | 492 | 0 | 7623.9 | 0 | 0 | 21756.3 | 24603.8 | 18442.4 | 22:00 | 20200928 | 2230 | 5968 | 3950 | 906.4 | 0 | 2.6 | 917 | 2384 | 8221.5 | 0 | 0 | 0 | 0 | 476.3 | 0 | 7575.1 | 0 | 0 | 22348.9 | 24933.4 | 18585.3
22:30 | 20200524 | 2300 | 7315 | 5950 | 0 | 0 | 0 | 910 | 1839 | 6562.8 | 0 | 0 | 0 | 0 | 0 | 0 | 7469.9 | 0 | 0 | 22576.7 | 25228.9 | 19845.1 | 22:30 | 20200524 | 2300 | 7315 | 5950 | 0 | 0 | 0 | 910 | 1839 | 6628.6 | 0 | 0 | 0 | 0 | 0 | 0 | 7194.9 | 0 | 0 | 22642.6 | 25214 | 19837 | 22:30 | 20200928 | 2300 | 5968 | 3950 | 889.4 | 0 | 0 | 917 | 2489 | 5665.1 | 0 | 0 | 0 | 0 | 439.5 | 0 | 7375.3 | 0 | 0 | 19878.9 | 22758.8 | 17380.8 | 22:30 | 20200928 | 2300 | 5968 | 3950 | 813.1 | 0 | 0 | 917 | 2384 | 6408.6 | 0 | 0 | 0 | 0 | 425.4 | 0 | 7323.6 | 0 | 0 | 20441 | 23086.4 | 17526.7
23:00 | 20200524 | 2330 | 7315 | 5950 | 0 | 0 | 0 | 910 | 1839 | 5183.3 | 0 | 0 | 0 | 0 | 0 | 0 | 7133 | 0 | 0 | 21197.3 | 23487 | 18887.1 | 23:00 | 20200524 | 2330 | 7315 | 5950 | 0 | 0 | 0 | 910 | 1839 | 5257.8 | 0 | 0 | 0 | 0 | 0 | 0 | 6879 | 0 | 0 | 21271.8 | 23479 | 18882.7 | 23:00 | 20200928 | 2330 | 5968 | 3950 | 609.7 | 0 | 0 | 917 | 2298.5 | 4713.5 | 0 | 0 | 0 | 0 | 306 | 0 | 7174.9 | 0 | 0 | 18456.3 | 20869.3 | 16215.4 | 23:00 | 20200928 | 2330 | 5968 | 3950 | 557.1 | 0 | 0 | 917 | 2384 | 5215.1 | 0 | 0 | 0 | 0 | 296.3 | 0 | 7120.9 | 0 | 0 | 18990.7 | 21263.6 | 16408.6
23:30 | 20200524 | 2400 | 7315 | 4050 | 85.4 | 0 | 0 | 910 | 1839 | 6042.8 | 0 | 0 | 0 | 0 | 46.6 | 1 | 6911.5 | 0 | 0 | 20242.5 | 22534.7 | 17546.9 | 23:30 | 20200524 | 2400 | 7315 | 4050 | 91.3 | 0 | 0 | 910 | 1839 | 6116.4 | 0 | 0 | 0 | 0 | 47.7 | 0.9 | 6671.4 | 0 | 0 | 20321.7 | 22965.3 | 17786.3 | 23:30 | 20200928 | 2400 | 5968 | 3406.7 | 258.5 | 0 | 0 | 917 | 2298.5 | 4837.1 | 0 | 0 | 0 | 0 | 131.8 | 0 | 7053.3 | 0 | 0 | 17686.2 | 19975.6 | 15321.7 | 23:30 | 20200928 | 2400 | 5968 | 3950 | 236.4 | 0 | 0 | 917 | 2193.5 | 4936 | 0 | 0 | 0 | 0 | 127.7 | 0 | 6997.8 | 0 | 0 | 18200.9 | 20538.4 | 15865.6
2025 | [22 empty] | 2025 | [22 empty] | 2025 | [22 empty] | 2025
time | GDATE | GTIME | Nuclear | Interconnector Imp | Wind | Solar | Marine | Hydro | Biomass | Gas | Coal | Gas Oil | Storage Exp | Other Balancing | Dist. Wind | Dist. Solar | Dist. Other | Interconnector Exp | Storage Imp | Transmission Demand | Transmission Flexibility | Transmission Flexibility | time | GDATE | GTIME | Nuclear | Interconnector Imp | Wind | Solar | Marine | Hydro | Biomass | Gas | Coal | Gas Oil | Storage Exp | Other Balancing | Dist. Wind | Dist. Solar | Dist. Other | Interconnector Exp | Storage Imp | Transmission Demand | Transmission Flexibility | Transmission Flexibility | time | GDATE | GTIME | Nuclear | Interconnector Imp | Wind | Solar | Marine | Hydro | Biomass | Gas | Coal | Gas Oil | Storage Exp | Other Balancing | Dist. Wind | Dist. Solar | Dist. Other | Interconnector Exp | Storage Imp | Transmission Demand | Transmission Flexibility | Transmission Flexibility | time | GDATE | GTIME | Nuclear | Interconnector Imp | Wind | Solar | Marine | Hydro | Biomass | Gas | Coal | Gas Oil | Storage Exp | Other Balancing | Dist. Wind | Dist. Solar | Dist. Other | Interconnector Exp | Storage Imp | Transmission Demand | Transmission Flexibility | Transmission Flexibility
0:00 | 20250622 | 30 | 4175 | 5732.7 | 197.5 | 0 | 30.7 | 926 | 2253.3 | 4261.6 | 0 | 0 | 0 | 0 | 89.6 | 0 | 8448.1 | 0 | 0 | 17576.7 | 19830.8 | 15468.1 | 0:00 | 20250622 | 30 | 4175 | 7732.7 | 288.1 | 0 | 30.7 | 918.3 | 1876.7 | 2952.3 | 0 | 0 | 0 | 0 | 89.6 | 0 | 8123.6 | 0 | 0 | 17973.7 | 20244.4 | 16636.3 | 0:00 | 20250622 | 30 | 4175 | 5403.7 | 206.2 | 0 | 30.7 | 926 | 2681 | 5174.9 | 0 | 0 | 0 | 0 | 80.8 | 0 | 7219.8 | 0 | 0 | 18597.7 | 21233.8 | 16095.7 | 0:00 | 20250928 | 30 | 2358 | 8133.3 | 425.9 | 0 | 0 | 792.9 | 753.2 | 3812.1 | 0 | 0 | 0 | 0 | 126.2 | 0 | 7495.7 | 0 | 0 | 16275.5 | 18634.3 | 15161.7
0:30 | 20250622 | 100 | 4175 | 5732.7 | 179.7 | 0 | 108.1 | 926 | 2183 | 3915.5 | 0 | 0 | 0 | 0 | 86.4 | 0 | 8318.9 | 0 | 0 | 17220.3 | 19450.8 | 15286.1 | 0:30 | 20250622 | 100 | 4175 | 7645.5 | 265.7 | 0 | 108.1 | 918.3 | 1876.7 | 2615 | 0 | 0 | 0 | 0 | 86.5 | 0 | 8009.4 | 0 | 0 | 17604.2 | 20212.2 | 16604.1 | 0:30 | 20250622 | 100 | 4175 | 5403.7 | 183.1 | 0 | 108.1 | 926 | 2681 | 4756.9 | 0 | 0 | 0 | 0 | 78.2 | 0 | 7112.4 | 0 | 0 | 18234.6 | 21288.7 | 16150.6 | 0:30 | 20250928 | 100 | 2358 | 8133.3 | 378.5 | 0 | 0 | 792.9 | 753.2 | 3731.7 | 0 | 0 | 0 | 0 | 109.9 | 0 | 7468.1 | 0 | 0 | 16147.5 | 18586.7 | 15114.1
1:00 | 20250622 | 130 | 4175 | 5732.7 | 251.1 | 0 | 110 | 926 | 2183 | 3261.2 | 0 | 0 | 0 | 0 | 114.5 | 0 | 8120.6 | 0 | 0 | 16640 | 19524.8 | 15360.1 | 1:00 | 20250622 | 130 | 4175 | 6940.9 | 368.3 | 0 | 110 | 918.3 | 1876.7 | 2615 | 0 | 0 | 0 | 0 | 114.5 | 0 | 7834.1 | 0 | 0 | 17004 | 19612 | 16003.9 | 1:00 | 20250622 | 130 | 4175 | 5403.7 | 263.3 | 0 | 110 | 926 | 2300 | 4469.5 | 0 | 0 | 0 | 0 | 103.3 | 0 | 6947.5 | 0 | 0 | 17648 | 20033.5 | 15497.1 | 1:00 | 20250928 | 130 | 2358 | 7773.5 | 263.7 | 0 | 0 | 792.9 | 753.2 | 3698.3 | 0 | 0 | 0 | 0 | 81.5 | 0 | 7365.2 | 0 | 0 | 15639.7 | 18112.3 | 14639.7
1:30 | 20250622 | 200 | 4175 | 5732.7 | 456.7 | 0 | 85.1 | 872 | 1876.7 | 2868.8 | 0 | 0 | 0 | 0 | 206 | 4.3 | 7949.2 | 0 | 0 | 16066.8 | 18409.3 | 14827.3 | 1:30 | 20250622 | 200 | 4175 | 6078.9 | 665.6 | 0 | 85.1 | 918.3 | 1876.7 | 2615 | 0 | 0 | 0 | 0 | 206 | 3.9 | 7682.5 | 0 | 0 | 16413.9 | 19021.9 | 15413.8 | 1:30 | 20250622 | 200 | 4175 | 5403.7 | 478.2 | 0 | 85.1 | 926 | 2183 | 3825.8 | 0 | 0 | 0 | 0 | 185.8 | 3.2 | 6805 | 0 | 0 | 17076.8 | 19343 | 15202.6 | 1:30 | 20250928 | 200 | 2358 | 7236.6 | 250.3 | 0 | 0 | 792.9 | 753.2 | 3698.3 | 0 | 0 | 0 | 0 | 93.4 | 0 | 7262.1 | 0 | 0 | 15089.7 | 17562.3 | 14089.7
2:00 | 20250622 | 230 | 4175 | 5331.6 | 647.9 | 0 | 74.9 | 872 | 1876.7 | 2629.4 | 0 | 0 | 0 | 0 | 294.4 | 0 | 7814.8 | 0 | 0 | 15608.5 | 18190.4 | 14608.4 | 2:00 | 20250622 | 230 | 4175 | 5335.5 | 946.6 | 0 | 74.9 | 855 | 1876.7 | 2678.3 | 0 | 0 | 0 | 0 | 294.4 | 0 | 7563.7 | 0 | 0 | 15941.7 | 18549.7 | 14941.6 | 2:00 | 20250622 | 230 | 4175 | 5403.7 | 678.8 | 0 | 74.9 | 926 | 1992.5 | 3369.2 | 0 | 0 | 0 | 0 | 265.6 | 0 | 6693.3 | 0 | 0 | 16619.7 | 19108 | 15158.8 | 2:00 | 20250928 | 230 | 2358 | 6891.2 | 252.5 | 0 | 0 | 792.9 | 753.2 | 3698.3 | 0 | 0 | 0 | 0 | 103.8 | 0 | 7198.3 | 0 | 0 | 14746.7 | 17219.3 | 13746.7
2:30 | 20250622 | 300 | 4175 | 5115.4 | 690.5 | 0 | 0 | 827 | 1876.7 | 2674.4 | 0 | 0 | 0 | 0 | 313.2 | 0 | 7731.8 | 0 | 0 | 15358.9 | 17940.8 | 14358.8 | 2:30 | 20250622 | 300 | 4175 | 5092 | 1006.8 | 0 | 0 | 855 | 1876.7 | 2678.3 | 0 | 0 | 0 | 0 | 313.2 | 0 | 7490.5 | 0 | 0 | 15683.6 | 18291.6 | 14683.5 | 2:30 | 20250622 | 300 | 4175 | 5403.7 | 722.2 | 0 | 0 | 926 | 1876.7 | 3265 | 0 | 0 | 0 | 0 | 282.5 | 0 | 6624.3 | 0 | 0 | 16368.1 | 18646.4 | 14890.7 | 2:30 | 20250928 | 300 | 2358 | 6677.1 | 167 | 0 | 0 | 792.9 | 753.2 | 3698.3 | 0 | 0 | 0 | 0 | 68.8 | 0.3 | 7134.1 | 0 | 0 | 14446.4 | 16919 | 13446.4
3:00 | 20250622 | 330 | 4175 | 4810.3 | 651.3 | 0 | 0 | 872 | 1876.7 | 2629.4 | 0 | 0 | 0 | 0 | 295.6 | 4.4 | 7603.5 | 0 | 0 | 15014.6 | 17596.5 | 14014.5 | 3:00 | 20250622 | 330 | 4175 | 4791.5 | 949.9 | 0 | 0 | 855 | 1876.7 | 2678.3 | 0 | 0 | 0 | 0 | 295.6 | 4 | 7377 | 0 | 0 | 15326.8 | 17934.8 | 14326.7 | 3:00 | 20250622 | 330 | 4175 | 5403.7 | 681.3 | 0 | 0 | 926 | 1876.7 | 2954.7 | 0 | 0 | 0 | 0 | 266.7 | 3.3 | 6517.6 | 0 | 0 | 16017.1 | 18605.7 | 14850 | 3:00 | 20250928 | 330 | 2358 | 6458.8 | 73.7 | 0 | 0 | 792.9 | 753.2 | 3698.3 | 0 | 0 | 0 | 0 | 30.3 | 0 | 7067.1 | 0 | 0 | 14135.1 | 16607.7 | 13135.1
3:30 | 20250622 | 400 | 4175 | 4070.8 | 625.8 | 0 | 53.2 | 804.5 | 1876.7 | 2459.3 | 0 | 0 | 0 | 0 | 285.7 | 126.3 | 7303.1 | 0 | 0 | 14066.2 | 16453.7 | 13066.1 | 3:30 | 20250622 | 400 | 4175 | 3805.9 | 915.5 | 0 | 53.2 | 888.3 | 1876.7 | 2645 | 0 | 0 | 0 | 0 | 285.7 | 115.1 | 7111.4 | 0 | 0 | 14358.9 | 16966.9 | 13358.8 | 3:30 | 20250622 | 400 | 4175 | 4611.4 | 654.4 | 0 | 53.2 | 926 | 1992.5 | 2671.9 | 0 | 0 | 0 | 0 | 257.8 | 94.7 | 6267.9 | 0 | 0 | 15084 | 17839.6 | 14083.9 | 3:30 | 20250928 | 400 | 2358 | 6157 | 87.1 | 0 | 0 | 846 | 753.2 | 3645.2 | 0 | 0 | 0 | 0 | 40 | 0 | 7013.6 | 0 | 0 | 13846.4 | 16319 | 12846.4
4:00 | 20250622 | 430 | 4175 | 3641.6 | 593.8 | 0.3 | 57 | 804.5 | 1876.7 | 2459.3 | 0 | 0 | 0 | 0 | 269.6 | 450.2 | 7249.2 | 0 | 0 | 13608.6 | 15996.1 | 12608.5 | 4:00 | 20250622 | 430 | 4175 | 3416.1 | 866.6 | 0.3 | 57 | 888.3 | 1876.7 | 2645 | 0 | 0 | 0 | 0 | 269.6 | 409.7 | 7063.9 | 0 | 0 | 13925.1 | 16533.1 | 12925 | 4:00 | 20250622 | 430 | 4175 | 4259 | 621.1 | 0.3 | 57 | 926 | 1992.5 | 2671.9 | 0 | 0 | 0 | 0 | 243.2 | 338 | 6223.1 | 0 | 0 | 14703 | 17458.6 | 13702.9 | 4:00 | 20250928 | 430 | 2358 | 5959.9 | 266 | 0 | 0 | 846 | 753.2 | 3645.2 | 0 | 0 | 0 | 0 | 104.4 | 0 | 7022.6 | 0 | 0 | 13828.7 | 16301.3 | 12828.7
4:30 | 20250622 | 500 | 4175 | 3350 | 516.4 | 0.3 | 55.8 | 804.5 | 1876.7 | 2459.3 | 0 | 0 | 0 | 0 | 228.1 | 1046.4 | 7315.6 | 0 | 0 | 13238.4 | 15625.9 | 12238.3 | 4:30 | 20250622 | 500 | 4175 | 3463.2 | 749.7 | 0.3 | 55.8 | 843.6 | 1876.7 | 2452.1 | 0 | 0 | 0 | 0 | 227.9 | 951.8 | 7122.5 | 0 | 0 | 13616 | 16029.6 | 12615.9 | 4:30 | 20250622 | 500 | 4175 | 4112.6 | 545.5 | 0.3 | 55.8 | 926 | 1992.5 | 2671.9 | 0 | 0 | 0 | 0 | 205.4 | 786.6 | 6278.2 | 0 | 0 | 14479.9 | 17235.5 | 13479.8 | 4:30 | 20250928 | 500 | 2358 | 5729.6 | 625.2 | 0 | 0 | 846 | 753.2 | 3645.2 | 0 | 0 | 0 | 0 | 213.8 | 3.8 | 7068.9 | 0 | 0 | 13957.8 | 16430.4 | 12957.8
5:00 | 20250622 | 530 | 4175 | 3387.4 | 412.5 | 0.5 | 49.1 | 804.5 | 1876.7 | 2459.3 | 0 | 0 | 0 | 0 | 177.7 | 1834.5 | 7554.1 | 0 | 0 | 13165.1 | 15552.6 | 12165 | 5:00 | 20250622 | 530 | 4175 | 3646.1 | 594.6 | 0.5 | 49.1 | 843.6 | 1876.7 | 2452.1 | 0 | 0 | 0 | 0 | 177.5 | 1668.6 | 7333.3 | 0 | 0 | 13638 | 16051.6 | 12637.9 | 5:00 | 20250622 | 530 | 4175 | 4354.3 | 439.2 | 0.5 | 49.1 | 926 | 1992.5 | 2671.9 | 0 | 0 | 0 | 0 | 159.8 | 1379.1 | 6476.6 | 0 | 0 | 14608.5 | 17364.1 | 13608.4 | 5:00 | 20250928 | 530 | 2358 | 6189.5 | 1057 | 0 | 0 | 773.1 | 753.2 | 3718.1 | 0 | 0 | 0 | 0 | 341.1 | 0 | 7263.2 | 0 | 0 | 14847.9 | 17320.5 | 13847.9
5:30 | 20250622 | 600 | 4175 | 3423.3 | 325.6 | 1 | 20.7 | 804.5 | 1876.7 | 2459.3 | 0 | 0 | 0 | 0 | 145.6 | 2743.9 | 7840.9 | 0 | 0 | 13086.4 | 15473.9 | 12086.3 | 5:30 | 20250622 | 600 | 4175 | 3827.3 | 474.3 | 1 | 20.7 | 843.6 | 1876.7 | 2452.1 | 0 | 0 | 0 | 0 | 145.5 | 2496 | 7586.9 | 0 | 0 | 13670.1 | 16083.7 | 12670 | 5:30 | 20250622 | 600 | 4175 | 4636.4 | 342.5 | 1 | 20.7 | 926 | 1992.5 | 2671.9 | 0 | 0 | 0 | 0 | 131.2 | 2062.2 | 6715.1 | 0 | 0 | 14766.1 | 17521.7 | 13766 | 5:30 | 20250928 | 600 | 2358 | 6090 | 1416.4 | 0 | 0 | 903 | 864.5 | 3974.8 | 0 | 0 | 0 | 0 | 452.7 | 0 | 7430.1 | 0 | 0 | 15606.9 | 18486.6 | 14606.7
6:00 | 20250622 | 630 | 4175 | 3728.8 | 361.4 | 1.3 | 22.2 | 926 | 1889 | 2084.1 | 0 | 0 | 0 | 0 | 164.2 | 3895.5 | 8297.8 | 0 | 0 | 13188 | 15377.9 | 12187.8 | 6:00 | 20250622 | 630 | 4175 | 4265.5 | 528.3 | 1.3 | 22.2 | 954 | 1889 | 2087.4 | 0 | 0 | 0 | 0 | 164.2 | 3543.4 | 7990.6 | 0 | 0 | 13922 | 16137.6 | 12921.9 | 6:00 | 20250622 | 630 | 4175 | 5251.8 | 377.9 | 1.3 | 22.2 | 926 | 1992.5 | 2429.9 | 0 | 0 | 0 | 0 | 148.1 | 2927.9 | 7094.8 | 0 | 0 | 15176.8 | 17734.4 | 14176.7 | 6:00 | 20250928 | 630 | 2358 | 7625.3 | 1569.7 | 0 | 0 | 903 | 753.2 | 3350.6 | 0 | 0 | 0 | 0 | 508.2 | 54.3 | 7633.8 | 0 | 0 | 16559.6 | 18837.8 | 15559.6
6:30 | 20250622 | 700 | 4175 | 3255.4 | 575.5 | 1 | 23.9 | 911 | 1876.7 | 2204.4 | 0 | 0 | 0 | 0 | 243.2 | 5489.3 | 8839.1 | 0 | 0 | 13022.6 | 15119.5 | 11929.4 | 6:30 | 20250622 | 700 | 4175 | 3938 | 825.3 | 1 | 23.9 | 888.3 | 1876.7 | 2227.4 | 0 | 0 | 0 | 0 | 242.8 | 4992.2 | 8469.2 | 0 | 0 | 13956.6 | 16110.2 | 12894.5 | 6:30 | 20250622 | 700 | 4175 | 5266.9 | 616.5 | 1 | 23.9 | 926 | 1992.5 | 2438 | 0 | 0 | 0 | 0 | 218.4 | 4127.7 | 7544.8 | 0 | 0 | 15439.6 | 17989.1 | 14431.4 | 6:30 | 20250928 | 700 | 2358 | 8133.3 | 1456 | 0 | 0 | 903 | 765.5 | 3643.3 | 0 | 0 | 0 | 0 | 486.9 | 264.1 | 7804 | 0 | 0 | 17259.1 | 19232.3 | 15954.1
7:00 | 20250622 | 730 | 4175 | 2140.2 | 762 | 0.9 | 94.4 | 837.8 | 1876.7 | 2666.7 | 0 | 0 | 0 | 0 | 294.4 | 7851.2 | 9537.5 | 0 | 0 | 12554 | 14700.8 | 11313.2 | 7:00 | 20250622 | 730 | 4175 | 3058.8 | 1075 | 0.9 | 94.4 | 888.3 | 1876.7 | 2603.6 | 0 | 0 | 0 | 0 | 293.3 | 7139.7 | 9086.5 | 0 | 0 | 13773.5 | 15990.9 | 12577.2 | 7:00 | 20250622 | 730 | 4175 | 4774.8 | 841.6 | 0.9 | 94.4 | 926 | 1992.5 | 2791 | 0 | 0 | 0 | 0 | 262.6 | 5904.7 | 8125.4 | 0 | 0 | 15595.7 | 18232.2 | 14476.5 | 7:00 | 20250928 | 730 | 2358 | 7641.9 | 1331.8 | 0 | 0 | 903 | 1076 | 5436.1 | 0 | 0 | 0 | 0 | 454.3 | 659.4 | 8158.7 | 0 | 0 | 18747 | 20833.9 | 16558
7:30 | 20250622 | 800 | 4175 | 362.2 | 730.1 | 1.8 | 76.4 | 872 | 1876.7 | 3047.1 | 0 | 0 | 0 | 0 | 243.7 | 11085.9 | 10173.8 | 0 | 0 | 11141.4 | 13305.6 | 9723.6 | 7:30 | 20250622 | 800 | 4175 | 1672.2 | 1003 | 1.8 | 76.4 | 888.3 | 1876.7 | 3025.1 | 0 | 0 | 0 | 0 | 241.7 | 10082 | 9648.9 | 0 | 0 | 12718.5 | 14946.4 | 11338.3 | 7:30 | 20250622 | 800 | 4175 | 4061.1 | 838.5 | 1.8 | 76.4 | 926 | 1992.5 | 2943 | 0 | 0 | 0 | 0 | 214.7 | 8336.2 | 8654.3 | 0 | 0 | 15013.5 | 17498 | 13742.3 | 7:30 | 20250928 | 800 | 2358 | 7641.9 | 1430.9 | 0 | 0 | 903 | 1076 | 6327.3 | 0 | 0 | 0 | 0 | 473.4 | 1236.1 | 8462.5 | 0 | 0 | 19736.7 | 21769.4 | 17116.9
8:00 | 20250622 | 830 | 4175 | 0 | 582.9 | 2.4 | 2 | 926 | 1992.5 | 3814.9 | 0 | 0 | 0 | 0 | 170.6 | 14287.9 | 10843.8 | -1617.1 | 0 | 9878 | 12399.6 | 8234.9 | 8:00 | 20250622 | 830 | 4175 | 1061.8 | 784.4 | 2.4 | 2 | 843.6 | 1876.7 | 3068.1 | 0 | 0 | 0 | 0 | 168.5 | 12994.1 | 10241.1 | 0 | 0 | 11812.7 | 14042.3 | 10434.2 | 8:00 | 20250622 | 830 | 4175 | 3689.2 | 688.5 | 2.4 | 2 | 926 | 1962.2 | 3123.7 | 0 | 0 | 0 | 0 | 148.4 | 10743.8 | 9211.4 | 0 | 0 | 14569.2 | 16903.3 | 13147.6 | 8:00 | 20250928 | 830 | 2358 | 7641.9 | 1573.3 | 0 | 0 | 903 | 1076 | 7414.4 | 0 | 0 | 0 | 0 | 509.8 | 1867.1 | 8826.3 | 0 | 0 | 20966.9 | 23046.5 | 17883.7
8:30 | 20250622 | 900 | 4175 | 0 | 455.1 | 1.7 | 0 | 926 | 1992.5 | 3921.8 | 0 | 0 | 0 | 0 | 157.6 | 16613.1 | 11263.8 | -2736.8 | 0 | 8735.6 | 11150.3 | 6985.5 | 8:30 | 20250622 | 900 | 4175 | 0 | 629.9 | 1.7 | 0 | 885.3 | 1876.7 | 3365.6 | 0 | 0 | 0 | 0 | 156.5 | 15107.4 | 10612.5 | -10.4 | 0 | 10923.5 | 13238.9 | 9439.6 | 8:30 | 20250622 | 900 | 4175 | 3201.9 | 517.6 | 1.7 | 0 | 926 | 1876.7 | 3317.3 | 0 | 0 | 0 | 0 | 139.3 | 12494.8 | 9560.6 | 0 | 0 | 14016.8 | 16242.8 | 12487.1 | 8:30 | 20250928 | 900 | 2358 | 7641.9 | 1532.7 | 0 | 0 | 903 | 1076 | 8438.1 | 0 | 0 | 0 | 0 | 512.2 | 2452.3 | 9127.3 | 0 | 0 | 21949.8 | 24307.7 | 18559
9:00 | 20250622 | 930 | 4175 | 0 | 318.7 | 0.9 | 0 | 926 | 1992.5 | 4163.8 | 0 | 0 | 0 | 0 | 144.4 | 18474.4 | 11745.7 | -3347.3 | 0 | 8229.2 | 10841.9 | 6479.1 | 9:00 | 20250622 | 930 | 4175 | 0 | 463.6 | 0.9 | 0 | 798.9 | 1876.7 | 3365.6 | 0 | 0 | 0 | 0 | 144.4 | 16798.8 | 11038.4 | -46.7 | 0 | 10634.5 | 13036.3 | 9237 | 9:00 | 20250622 | 930 | 4175 | 3450.7 | 333.4 | 0.9 | 0 | 834.5 | 1876.7 | 3317.3 | 0 | 0 | 0 | 0 | 130.3 | 13897.1 | 9961.1 | 0 | 0 | 13987.9 | 16305.4 | 12549.7 | 9:00 | 20250928 | 930 | 2358 | 7641.9 | 1286.3 | 0 | 0 | 903 | 1076 | 9352.4 | 0 | 0 | 0 | 0 | 457.5 | 3122.6 | 9373.4 | 0 | 0 | 22617.9 | 24941.5 | 18796.8
9:30 | 20250622 | 1000 | 4175 | 0 | 133.2 | 1.3 | 0 | 872 | 1876.7 | 3047.1 | 0 | 0 | 0 | 0 | 69 | 20427.6 | 12006.6 | -3028 | 0 | 7077.6 | 9241.8 | 5659.8 | 9:30 | 20250622 | 1000 | 4175 | 0 | 200 | 1.3 | 0 | 918.3 | 1876.7 | 3068.1 | 0 | 0 | 0 | 0 | 69.2 | 18575.3 | 11269 | -554.2 | 0 | 9685.8 | 11840.7 | 8232.6 | 9:30 | 20250622 | 1000 | 4175 | 2799.2 | 133.8 | 1.3 | 0 | 926 | 1974.5 | 3317.3 | 0 | 0 | 0 | 0 | 62.8 | 15365.3 | 10178 | 0 | 0 | 13325.7 | 15453.9 | 11698.2 | 9:30 | 20250928 | 1000 | 2358 | 7641.9 | 910.9 | 0 | 0 | 903 | 1076 | 9612.3 | 0 | 0 | 0 | 0 | 349.6 | 3972.3 | 9493.3 | 0 | 0 | 22501.3 | 24565 | 18420.3
10:00 | 20250622 | 1030 | 4175 | 0 | 8.4 | 2.3 | 49.5 | 872 | 1876.7 | 3047.1 | 0 | 0 | 0 | 0 | 5 | 22342.4 | 12170.4 | -4350.8 | 0 | 5682.8 | 7847 | 4265 | 10:00 | 20250622 | 1030 | 4175 | 0 | 14 | 2.3 | 49.5 | 918.3 | 1876.7 | 3068.1 | 0 | 0 | 0 | 0 | 5 | 20317.4 | 11413.7 | -1625.4 | 0 | 8480.5 | 10635.4 | 7027.3 | 10:00 | 20250622 | 1030 | 4175 | 2050.6 | 8.9 | 2.3 | 49.5 | 926 | 1876.7 | 3317.3 | 0 | 0 | 0 | 0 | 4.5 | 16804 | 10314.1 | 0 | 0 | 12409.1 | 14635.1 | 10879.4 | 10:00 | 20250928 | 1030 | 2358 | 7641.9 | 658.2 | 0 | 0 | 903 | 1076 | 9759.4 | 0 | 0 | 0 | 0 | 270.2 | 4716.7 | 9600.6 | 0 | 0 | 22396.8 | 25113.4 | 18608.7
10:30 | 20250622 | 1100 | 4175 | 0 | 65.9 | 2.4 | 50.2 | 872 | 1876.7 | 3047.1 | 0 | 0 | 0 | 0 | 33.4 | 23931.7 | 12251.1 | -5799 | 0 | 4290.1 | 6454.3 | 2872.3 | 10:30 | 20250622 | 1100 | 4175 | 0 | 99.2 | 2.4 | 50.2 | 918.3 | 1876.7 | 3068.1 | 0 | 0 | 0 | 0 | 33.5 | 21762.5 | 11485.1 | -2949.1 | 0 | 7240 | 9394.9 | 5786.8 | 10:30 | 20250622 | 1100 | 4175 | 1003 | 66.3 | 2.4 | 50.2 | 926 | 1876.7 | 3317.3 | 0 | 0 | 0 | 0 | 30.3 | 17999.5 | 10381.3 | 0 | 0 | 11416.5 | 13642.5 | 9886.8 | 10:30 | 20250928 | 1100 | 2358 | 7641.9 | 713.3 | 0 | 0 | 903 | 1076 | 9691.2 | 0 | 0 | 0 | 0 | 282 | 5125.5 | 9678.6 | 0 | 0 | 22382.6 | 24367.4 | 18222.7
11:00 | 20250622 | 1130 | 4175 | 0 | 285.2 | 2 | 0 | 872 | 1876.7 | 3047.1 | 0 | 0 | 0 | 0 | 129.2 | 24965.8 | 12373.5 | -6756.8 | 0 | 3500.8 | 5665 | 2083 | 11:00 | 20250622 | 1130 | 4175 | 0 | 416.5 | 2 | 0 | 918.3 | 1876.7 | 3068.1 | 0 | 0 | 0 | 0 | 129.2 | 22702.3 | 11593.3 | -3897.8 | 0 | 6557.4 | 8712.3 | 5104.2 | 11:00 | 20250622 | 1130 | 4175 | 303.2 | 298.1 | 2 | 0 | 926 | 1876.7 | 3317.3 | 0 | 0 | 0 | 0 | 116.6 | 18778.2 | 10483 | 0 | 0 | 10897.9 | 13123.9 | 9368.2 | 11:00 | 20250928 | 1130 | 2358 | 7641.9 | 776.9 | 0 | 0 | 903 | 1076 | 9536.2 | 0 | 0 | 0 | 0 | 291.9 | 5562.9 | 9746.8 | 0 | 0 | 22291.6 | 24431.4 | 18286.7
11:30 | 20250622 | 1200 | 4175 | 0 | 600.1 | 1.8 | 0 | 872 | 1876.7 | 3047.1 | 0 | 0 | 0 | 0 | 243.4 | 25322.6 | 12329.1 | -7666.8 | 0 | 2906.2 | 5070.4 | 1488.4 | 11:30 | 20250622 | 1200 | 4175 | 0 | 854.5 | 1.8 | 0 | 862.5 | 1876.7 | 3068.1 | 0 | 0 | 0 | 0 | 242.7 | 23026.6 | 11554 | -4847.5 | 0 | 5991.6 | 8202.3 | 4594.2 | 11:30 | 20250622 | 1200 | 4175 | 0 | 652.7 | 1.8 | 0 | 926 | 1876.7 | 3317.3 | 0 | 0 | 0 | 0 | 217.9 | 19047 | 10446.1 | -547.3 | 0 | 10402.1 | 12628.1 | 8872.4 | 11:30 | 20250928 | 1200 | 2358 | 7641.9 | 574.5 | 0 | 0 | 903 | 1076 | 9265.1 | 0 | 0 | 0 | 0 | 214.9 | 6254.6 | 9774 | 0 | 0 | 21818.4 | 23789.3 | 17842.6
12:00 | 20250622 | 1230 | 4175 | 0 | 855.7 | 2.3 | 19.3 | 824 | 1876.7 | 3047.1 | 0 | 0 | 0 | 0 | 336.6 | 25254.5 | 12182.7 | -8325.8 | 0 | 2473.7 | 4685.9 | 1103.9 | 12:00 | 20250622 | 1230 | 4175 | 0 | 1211.2 | 2.3 | 19.3 | 843.6 | 1876.7 | 3068.1 | 0 | 0 | 0 | 0 | 335.4 | 22965 | 11424.6 | -5657.4 | 0 | 5538.3 | 7767.9 | 4159.8 | 12:00 | 20250622 | 1230 | 4175 | 0 | 938.3 | 2.3 | 19.3 | 926 | 1876.7 | 3317.3 | 0 | 0 | 0 | 0 | 300.6 | 18995.1 | 10324.4 | -1297.6 | 0 | 9957 | 12183 | 8427.3 | 12:00 | 20250928 | 1230 | 2358 | 7641.9 | 385.6 | 0 | 0 | 903 | 1076 | 9059.7 | 0 | 0 | 0 | 0 | 153.3 | 6275.9 | 9690.7 | 0 | 0 | 21424.3 | 23600.6 | 17653.9
12:30 | 20250622 | 1300 | 4175 | 0 | 914.3 | 2.8 | 19.6 | 821 | 1876.7 | 3047.1 | 0 | 0 | 0 | 0 | 378.3 | 25015.7 | 12022.1 | -8633.5 | 0 | 2223.4 | 4438.6 | 856.6 | 12:30 | 20250622 | 1300 | 4175 | 0 | 1309.1 | 2.8 | 19.6 | 835.8 | 1876.7 | 3068.1 | 0 | 0 | 0 | 0 | 377.4 | 22748.6 | 11282.6 | -6036.7 | 0 | 5249.1 | 7486.5 | 3878.4 | 12:30 | 20250622 | 1300 | 4175 | 0 | 987.9 | 2.8 | 19.6 | 926 | 1876.7 | 3317.3 | 0 | 0 | 0 | 0 | 339.1 | 18814.1 | 10190.9 | -1660.4 | 0 | 9644.5 | 11870.5 | 8114.8 | 12:30 | 20250928 | 1300 | 2358 | 7641.9 | 509.8 | 0 | 0 | 903 | 1076 | 9418.1 | 0 | 0 | 0 | 0 | 212.2 | 4892.3 | 9529.5 | 0 | 0 | 21907.9 | 23725.8 | 17779.1
13:00 | 20250622 | 1330 | 4175 | 0 | 822 | 3.1 | 2 | 824 | 1876.7 | 3047.1 | 0 | 0 | 0 | 0 | 363.8 | 24494.3 | 11914.2 | -8291.5 | 0 | 2458.9 | 4671.1 | 1089.1 | 13:00 | 20250622 | 1330 | 4175 | 0 | 1192.7 | 3.1 | 2 | 843.6 | 1876.7 | 3068.1 | 0 | 0 | 0 | 0 | 363.6 | 22274.8 | 11187.3 | -5736.1 | 0 | 5425.4 | 7655 | 4046.9 | 13:00 | 20250622 | 1330 | 4175 | 0 | 867.7 | 3.1 | 2 | 926 | 1876.7 | 3317.3 | 0 | 0 | 0 | 0 | 327.6 | 18421.3 | 10101.2 | -1424.7 | 0 | 9743.4 | 11969.4 | 8213.7 | 13:00 | 20250928 | 1330 | 2358 | 7641.9 | 779.4 | 0 | 0 | 903 | 1076 | 10319.6 | 0 | 0 | 0 | 0 | 319.8 | 3278.4 | 9465 | 0 | 0 | 23077.8 | 25234.2 | 18729.5
13:30 | 20250622 | 1400 | 4175 | 0 | 679.7 | 2.4 | 2.1 | 926 | 1992.5 | 4163.8 | 0 | 0 | 0 | 0 | 309.2 | 23541.7 | 11826.5 | -8719.5 | 0 | 3221.8 | 5834.5 | 1471.7 | 13:30 | 20250622 | 1400 | 4175 | 0 | 991.8 | 2.4 | 2.1 | 855 | 1876.7 | 3649.1 | 0 | 0 | 0 | 0 | 309.2 | 21408 | 11109.8 | -5458.5 | 0 | 6093.4 | 8560.6 | 4579 | 13:30 | 20250622 | 1400 | 4175 | 0 | 707.9 | 2.4 | 2.1 | 866.3 | 1876.7 | 3618.3 | 0 | 0 | 0 | 0 | 279 | 17705.7 | 10028.3 | -991 | 0 | 10259.1 | 12673.8 | 8724.6 | 13:30 | 20250928 | 1400 | 2358 | 7641.9 | 960.8 | 0 | 0 | 903 | 1076 | 10435.2 | 0 | 0 | 0 | 0 | 383.6 | 2663.5 | 9416.2 | 0 | 0 | 23374.3 | 25415.1 | 18910.4
14:00 | 20250622 | 1430 | 4175 | 0 | 633.8 | 1.8 | 0 | 926 | 1992.5 | 4163.8 | 0 | 0 | 0 | 0 | 287.1 | 22227.5 | 11766 | -7501.8 | 0 | 4390 | 7002.7 | 2639.9 | 14:00 | 20250622 | 1430 | 4175 | 0 | 923.7 | 1.8 | 0 | 855 | 1876.7 | 3649.1 | 0 | 0 | 0 | 0 | 287.1 | 20212.3 | 11056.4 | -4343.4 | 0 | 7137 | 9604.2 | 5622.6 | 14:00 | 20250622 | 1430 | 4175 | 0 | 662.3 | 1.8 | 0 | 866.3 | 1876.7 | 3618.3 | 0 | 0 | 0 | 0 | 259 | 16718.7 | 9978 | -104.4 | 0 | 11095.2 | 13509.9 | 9560.7 | 14:00 | 20250928 | 1430 | 2358 | 7641.9 | 1054.9 | 0 | 0 | 903 | 1076 | 10442.4 | 0 | 0 | 0 | 0 | 406.4 | 2584.5 | 9425.1 | 0 | 0 | 23476.8 | 25510.4 | 19005.7
14:30 | 20250622 | 1500 | 4175 | 0 | 769.3 | 1.3 | 0 | 926 | 1992.5 | 4163.8 | 0 | 0 | 0 | 0 | 348.6 | 20677 | 11742.8 | -6214 | 0 | 5814 | 8426.7 | 4063.9 | 14:30 | 20250622 | 1500 | 4175 | 0 | 1122.8 | 1.3 | 0 | 843.6 | 1876.7 | 3649.1 | 0 | 0 | 0 | 0 | 348.5 | 18802 | 11035.8 | -3249 | 0 | 8418.6 | 10897.2 | 6915.6 | 14:30 | 20250622 | 1500 | 4175 | 819.7 | 805.2 | 1.3 | 0 | 843.5 | 1876.7 | 3618.3 | 0 | 0 | 0 | 0 | 314.4 | 15553.1 | 9958.7 | 0 | 0 | 12139.3 | 14576.8 | 10627.6 | 14:30 | 20250928 | 1500 | 2358 | 7641.9 | 1100.3 | 0 | 0 | 903 | 1076 | 10755.8 | 0 | 0 | 0 | 0 | 407 | 2329.8 | 9445.1 | 0 | 0 | 23835.4 | 26651.6 | 19653.7
15:00 | 20250622 | 1530 | 4175 | 0 | 886.7 | 1.2 | 0 | 926 | 1992.5 | 4163.8 | 0 | 0 | 0 | 0 | 402.2 | 19017.9 | 11755.4 | -4689.7 | 0 | 7455 | 10067.7 | 5704.9 | 15:00 | 20250622 | 1530 | 4175 | 0 | 1292.3 | 1.2 | 0 | 835.8 | 1876.7 | 3649.1 | 0 | 0 | 0 | 0 | 402.2 | 17293.3 | 11047 | -1920.1 | 0 | 9910.3 | 12396.7 | 8415.1 | 15:00 | 20250622 | 1530 | 4175 | 1911 | 926.5 | 1.2 | 0 | 866.3 | 1876.7 | 3618.3 | 0 | 0 | 0 | 0 | 362.8 | 14305.2 | 9969.2 | 0 | 0 | 13374.9 | 15789.6 | 11840.4 | 15:00 | 20250928 | 1530 | 2358 | 7641.9 | 1032.7 | 0 | 0 | 903 | 1076 | 11858.5 | 0 | 0 | 0 | 0 | 375.4 | 1885.1 | 9552.2 | 0 | 0 | 24870.7 | 27494.2 | 20086.8
15:30 | 20250622 | 1600 | 4175 | 0 | 794.7 | 1.1 | 0 | 926 | 1992.5 | 4163.8 | 0 | 0 | 0 | 0 | 360.7 | 17326.4 | 11847.9 | -2607.5 | 0 | 9445.3 | 12058 | 7695.2 | 15:30 | 20250622 | 1600 | 4175 | 40.8 | 1159.3 | 1.1 | 0 | 855 | 1876.7 | 3649.1 | 0 | 0 | 0 | 0 | 360.7 | 15755.2 | 11128.6 | 0 | 0 | 11756.6 | 14223.8 | 10242.2 | 15:30 | 20250622 | 1600 | 4175 | 3930.1 | 831 | 1.1 | 0 | 815.6 | 1876.7 | 3317.3 | 0 | 0 | 0 | 0 | 325.4 | 13032.8 | 10046.1 | 0 | 0 | 14946.3 | 17282.7 | 13527 | 15:30 | 20250928 | 1600 | 2358 | 7641.9 | 812.6 | 0 | 0 | 903 | 1076 | 13374.2 | 0 | 0 | 0 | 0 | 305.4 | 1388.5 | 9691.9 | 0 | 0 | 26165.9 | 29373.7 | 21021.3
16:00 | 20250622 | 1630 | 4175 | 0 | 652.8 | 1 | 0 | 926 | 1992.5 | 4130.6 | 0 | 0 | 0 | 0 | 296 | 15469.1 | 11854.5 | -491.7 | 0 | 11385.9 | 14031.8 | 9669 | 16:00 | 20250622 | 1630 | 4175 | 1987.9 | 951.2 | 1 | 0 | 888.3 | 1876.7 | 3649.1 | 0 | 0 | 0 | 0 | 296 | 14066.3 | 11134.6 | 0 | 0 | 13529.4 | 15963.3 | 11981.7 | 16:00 | 20250622 | 1630 | 4175 | 5502 | 681.9 | 1 | 0 | 866.3 | 1876.7 | 3317.3 | 0 | 0 | 0 | 0 | 267.1 | 11635.9 | 10051.6 | 0 | 0 | 16420.4 | 18706.1 | 14950.4 | 16:00 | 20250928 | 1630 | 2358 | 7641.9 | 585.2 | 0 | 0 | 903 | 1076 | 14840.1 | 0 | 0 | 0 | 0 | 235.2 | 892 | 9820.6 | 0 | 0 | 27404 | 29544.9 | 21012.9
16:30 | 20250622 | 1700 | 4175 | 1971 | 631.7 | 0.7 | 0 | 926 | 1992.5 | 3754.3 | 0 | 0 | 0 | 0 | 286.5 | 13319.6 | 11820.7 | 0 | 0 | 13450.6 | 16032.8 | 11868 | 16:30 | 20250622 | 1700 | 4175 | 3381.1 | 920.5 | 0.7 | 0 | 954 | 2013 | 3951.5 | 0 | 0 | 0 | 0 | 286.5 | 12111.5 | 11104.7 | 0 | 0 | 15396 | 17757.5 | 13581.5 | 16:30 | 20250622 | 1700 | 4175 | 5657.5 | 660.5 | 0.7 | 0 | 926 | 2300 | 4230.8 | 0 | 0 | 0 | 0 | 258.5 | 10019.3 | 10023.5 | 0 | 0 | 17949.7 | 20573.9 | 16037.5 | 16:30 | 20250928 | 1700 | 2358 | 7641.9 | 491 | 0 | 0 | 903 | 1076 | 15888.8 | 0 | 0 | 0 | 0 | 200.8 | 438 | 9910 | 0 | 0 | 28358.7 | 30680.9 | 21595.4
17:00 | 20250622 | 1730 | 4175 | 2109 | 610.3 | 0.5 | 0 | 926 | 2522.1 | 5162.5 | 0 | 0 | 0 | 0 | 277.2 | 10988.9 | 11718.4 | 0 | 0 | 15505.8 | 17877.2 | 12935.3 | 17:00 | 20250622 | 1730 | 4175 | 3381.1 | 891.7 | 0.5 | 0 | 954 | 2681 | 5147.3 | 0 | 0 | 0 | 0 | 277.2 | 9992.1 | 11014.2 | 0 | 0 | 17229.6 | 20322.3 | 14978.6 | 17:00 | 20250622 | 1730 | 4175 | 5657.5 | 638.9 | 0.5 | 0 | 926 | 2681 | 5342.9 | 0 | 0 | 0 | 0 | 250.1 | 8266.5 | 9938.4 | 0 | 0 | 19421.3 | 21889.4 | 16751.3 | 17:00 | 20250928 | 1730 | 2358 | 7432.9 | 464.8 | 0 | 0 | 903 | 1076 | 17764.3 | 0 | 0 | 0 | 0 | 186 | 119.8 | 10160.6 | 0 | 0 | 29999.4 | 32302.1 | 22381.4
17:30 | 20250622 | 1800 | 4175 | 2109 | 451.4 | 0.3 | 0 | 926 | 2681 | 7399.1 | 0 | 0 | 0 | 0 | 204.4 | 8631.1 | 11648.4 | 0 | 0 | 17741.5 | 20158.4 | 14118.1 | 17:30 | 20250622 | 1800 | 4175 | 3381.1 | 657.3 | 0.3 | 0 | 954 | 2681 | 7395.4 | 0 | 0 | 0 | 0 | 204.4 | 7848.1 | 10952.3 | 0 | 0 | 19244.5 | 21665.1 | 15612.2 | 17:30 | 20250622 | 1800 | 4175 | 5653.7 | 471.6 | 0.3 | 0 | 926 | 2681 | 7155 | 0 | 0 | 0 | 0 | 184.4 | 6492.7 | 9880.2 | 0 | 0 | 21062.7 | 23291.7 | 17445.8 | 17:30 | 20250928 | 1800 | 2358 | 7432.9 | 413.1 | 0 | 0 | 1083.6 | 1076 | 19612.5 | 0 | 0 | 0 | 0 | 166 | 3.7 | 10513.4 | 0 | 0 | 31975.7 | 34014.6 | 23299.7
18:00 | 20250622 | 1830 | 4175 | 2109 | 225.4 | 0.5 | 0 | 926 | 2681 | 9737.4 | 0 | 0 | 0 | 0 | 102.2 | 6333 | 11545.1 | 0 | 0 | 19853.9 | 22648.5 | 15386 | 18:00 | 20250622 | 1830 | 4175 | 3381.1 | 327.8 | 0.5 | 0 | 954 | 2681 | 9617.8 | 0 | 0 | 0 | 0 | 102.2 | 5758.7 | 10860.9 | 0 | 0 | 21137.8 | 24052 | 16776.9 | 18:00 | 20250622 | 1830 | 4175 | 5657.5 | 235.9 | 0.5 | 0 | 926 | 2681 | 8915.8 | 0 | 0 | 0 | 0 | 92.2 | 4763.8 | 9794.3 | 0 | 0 | 22591 | 25407.2 | 18504.7 | 18:00 | 20250928 | 1830 | 2358 | 7432.9 | 326.9 | 0 | 0 | 1083.6 | 1076 | 19920.5 | 0 | 0 | 0 | 0 | 134.3 | 0 | 10549.3 | 0 | 0 | 32198.4 | 33929.3 | 23214.4
18:30 | 20250622 | 1900 | 4175 | 2273.1 | 49.9 | 0.5 | 0 | 926 | 2681 | 11509.5 | 0 | 0 | 0 | 0 | 23.7 | 4183.4 | 11377.1 | 0 | 0 | 21614.4 | 24564.9 | 16434.8 | 18:30 | 20250622 | 1900 | 4175 | 3742.4 | 74 | 0.5 | 0 | 954 | 2681 | 11060.6 | 0 | 0 | 0 | 0 | 23.7 | 3804.1 | 10712.6 | 0 | 0 | 22686.3 | 24859.7 | 17268.7 | 18:30 | 20250622 | 1900 | 4175 | 6240.3 | 51.2 | 0.5 | 0 | 926 | 2681 | 9730.1 | 0 | 0 | 0 | 0 | 21.4 | 3146.5 | 9654.7 | 0 | 0 | 23803.6 | 25805.5 | 18903 | 18:30 | 20250928 | 1900 | 2358 | 7432.9 | 236.7 | 0 | 0 | 1044.9 | 1076 | 18993 | 0 | 0 | 0 | 0 | 95.2 | 3 | 10339.5 | 0 | 0 | 31140.4 | 33437.5 | 22902.5
19:00 | 20250622 | 1930 | 4175 | 2275.7 | 0 | 0.3 | 0 | 1067.9 | 2681 | 13137.8 | 0 | 0 | 0 | 0 | 0.5 | 2343.1 | 11327.1 | 0 | 0 | 23338.7 | 25862 | 17127.5 | 19:00 | 20250622 | 1930 | 4175 | 3742.4 | 0.2 | 0.3 | 0 | 954 | 2681 | 12684.3 | 0 | 0 | 0 | 0 | 0.5 | 2130.8 | 10668.4 | 0 | 0 | 24238.5 | 26210.2 | 17979.3 | 19:00 | 20250622 | 1930 | 4175 | 6240.3 | 0.1 | 0.3 | 0 | 926 | 2681 | 11043.6 | 0 | 0 | 0 | 0 | 0.5 | 1762.2 | 9613.1 | 0 | 0 | 25067.3 | 27683.7 | 19913.5 | 19:00 | 20250928 | 1930 | 2358 | 7432.9 | 204.2 | 0 | 0 | 903 | 1076 | 17899.4 | 0 | 0 | 0 | 0 | 79.3 | 0 | 10093.2 | 0 | 0 | 29874.4 | 32042 | 22121.3
19:30 | 20250622 | 2000 | 4175 | 2275.7 | 105.6 | 0.1 | 0 | 1106.6 | 2681 | 13748.9 | 0 | 0 | 0 | 0 | 42.5 | 975.1 | 11121.9 | 0 | 0 | 24093.5 | 25967 | 17232.5 | 19:30 | 20250622 | 2000 | 4175 | 3742.4 | 150.3 | 0 | 0 | 954 | 2681 | 13145.7 | 0 | 0 | 0 | 0 | 42.3 | 886.8 | 10487 | 0 | 0 | 24848.8 | 26867.1 | 18407.6 | 19:30 | 20250622 | 2000 | 4175 | 6240.3 | 115.5 | 0 | 0 | 926 | 2681 | 11339.8 | 0 | 0 | 0 | 0 | 38 | 733.2 | 9442.6 | 0 | 0 | 25477.9 | 27798.1 | 20028 | 19:30 | 20250928 | 2000 | 2358 | 7432.9 | 285 | 0 | 0 | 903 | 1076 | 16146.3 | 0 | 0 | 0 | 0 | 110.5 | 0 | 9778.4 | 0 | 0 | 28200.4 | 30265.1 | 21179.6
20:00 | 20250622 | 2030 | 4175 | 2275.7 | 228.2 | 0 | 0 | 1067.9 | 2681 | 14437.1 | 0 | 0 | 0 | 0 | 94.1 | 176.4 | 11130.7 | 0 | 0 | 24864.8 | 27313.8 | 18028.1 | 20:00 | 20250622 | 2030 | 4175 | 3742.4 | 325.2 | 0 | 0 | 954 | 2681 | 13670.3 | 0 | 0 | 0 | 0 | 93.9 | 160.5 | 10494.7 | 0 | 0 | 25548.7 | 27847.4 | 19025.6 | 20:00 | 20250622 | 2030 | 4175 | 6240.3 | 247.1 | 0 | 0 | 926 | 2681 | 11788 | 0 | 0 | 0 | 0 | 84.3 | 132.5 | 9449.8 | 0 | 0 | 26057 | 27929 | 20158.9 | 20:00 | 20250928 | 2030 | 2358 | 7641.9 | 405.1 | 0 | 0 | 903 | 1076 | 14636.4 | 0 | 0 | 0 | 0 | 161.3 | 0.5 | 9562.1 | 0 | 0 | 27020.5 | 28966.1 | 20613.6
20:30 | 20250622 | 2100 | 4175 | 4675.3 | 234.5 | 0 | 0 | 926 | 2681 | 12561.7 | 0 | 0 | 0 | 0 | 101.3 | 0 | 11209.9 | 0 | 0 | 25254.6 | 27152.9 | 19022.7 | 20:30 | 20250622 | 2100 | 4175 | 6576.6 | 339.4 | 0 | 0 | 954 | 2681 | 11204.2 | 0 | 0 | 0 | 0 | 101.1 | 0 | 10564.8 | 0 | 0 | 25930.5 | 27661.3 | 20204.8 | 20:30 | 20250622 | 2100 | 4175 | 6974.9 | 251.2 | 0 | 0 | 926 | 2681 | 11399.1 | 0 | 0 | 0 | 0 | 91 | 0 | 9515.6 | 0 | 0 | 26407.1 | 28668 | 20897.9 | 20:30 | 20250928 | 2100 | 2358 | 7641.9 | 486.2 | 0 | 0 | 903 | 1076 | 12699 | 0 | 0 | 0 | 0 | 197.1 | 1 | 9213.2 | 0 | 0 | 25163.9 | 26946.9 | 19539.5
21:00 | 20250622 | 2130 | 4175 | 4675.3 | 179 | 0 | 0 | 926 | 2681 | 13043 | 0 | 0 | 0 | 0 | 81.3 | 0 | 11355.2 | 0 | 0 | 25679.4 | 27385.4 | 19125.2 | 21:00 | 20250622 | 2130 | 4175 | 6576.6 | 261.8 | 0 | 0 | 954 | 2681 | 11722.1 | 0 | 0 | 0 | 0 | 81.3 | 0 | 10693.2 | 0 | 0 | 26369.8 | 29099.7 | 20960.6 | 21:00 | 20250622 | 2130 | 4175 | 6974.9 | 186.8 | 0 | 0 | 926 | 2681 | 11892.3 | 0 | 0 | 0 | 0 | 73.3 | 0 | 9636.5 | 0 | 0 | 26836.4 | 28604.1 | 20834 | 21:00 | 20250928 | 2130 | 2358 | 7641.9 | 505.3 | 0 | 0 | 903 | 1076 | 11334.7 | 0 | 0 | 0 | 0 | 207.4 | 0.9 | 8957.3 | 0 | 0 | 23819 | 26056.3 | 19058.4
21:30 | 20250622 | 2200 | 4175 | 4675.3 | 137.8 | 0 | 0 | 926 | 2681 | 11723.2 | 0 | 0 | 0 | 0 | 63.6 | 18.9 | 10866.6 | 0 | 0 | 24317.9 | 27054.7 | 18924.5 | 21:30 | 20250622 | 2200 | 4175 | 6576.6 | 200.7 | 0 | 0 | 954 | 2681 | 10372.8 | 0 | 0 | 0 | 0 | 63.6 | 17.2 | 10261.3 | 0 | 0 | 24960.7 | 27119.9 | 19844.8 | 21:30 | 20250622 | 2200 | 4175 | 6974.9 | 141.8 | 0 | 0 | 926 | 2681 | 10555.4 | 0 | 0 | 0 | 0 | 57.4 | 14.2 | 9230.3 | 0 | 0 | 25454.8 | 28559.4 | 20789.3 | 21:30 | 20250928 | 2200 | 2358 | 7641.9 | 476.8 | 0 | 0 | 903 | 1076 | 9094 | 0 | 0 | 0 | 0 | 196 | 0.5 | 8520 | 0 | 0 | 21549.5 | 24131.5 | 17986.8
22:00 | 20250622 | 2230 | 4175 | 4675.3 | 122.5 | 0 | 0 | 926 | 2681 | 9798.1 | 0 | 0 | 0 | 0 | 55.3 | 0 | 10160 | 0 | 0 | 22377.3 | 25111.2 | 17848.7 | 22:00 | 20250622 | 2230 | 4175 | 6576.6 | 177.3 | 0 | 0 | 954 | 2681 | 8382.7 | 0 | 0 | 0 | 0 | 55.3 | 0 | 9636.7 | 0 | 0 | 22947.1 | 25180.4 | 18767.4 | 22:00 | 20250622 | 2230 | 4175 | 6974.9 | 127.6 | 0 | 0 | 926 | 2681 | 8591.3 | 0 | 0 | 0 | 0 | 49.9 | 0 | 8642.8 | 0 | 0 | 23475.5 | 26616.2 | 19713.7 | 22:00 | 20250928 | 2230 | 2358 | 8133.3 | 489.2 | 0 | 0 | 903 | 1076 | 6366.9 | 0 | 0 | 0 | 0 | 200.9 | 0 | 8094.8 | 0 | 0 | 19326.7 | 21749.8 | 16903.8
22:30 | 20250622 | 2300 | 4175 | 4675.3 | 124.3 | 0 | 0 | 926 | 2681 | 7927.4 | 0 | 0 | 0 | 0 | 55.8 | 0 | 9488.8 | 0 | 0 | 20508.3 | 23216.9 | 16807.6 | 22:30 | 20250622 | 2300 | 4175 | 6576.6 | 180.8 | 0 | 0 | 954 | 2681 | 6443.5 | 0 | 0 | 0 | 0 | 55.8 | 0 | 9043.5 | 0 | 0 | 21010.3 | 23246.8 | 17705.1 | 22:30 | 20250622 | 2300 | 4175 | 6974.9 | 130.3 | 0 | 0 | 926 | 2681 | 6688.5 | 0 | 0 | 0 | 0 | 50.3 | 0 | 8085 | 0 | 0 | 21574.9 | 23840.4 | 18188 | 22:30 | 20250928 | 2300 | 2358 | 8133.3 | 592.6 | 0 | 0 | 903 | 885.5 | 4561.2 | 0 | 0 | 0 | 0 | 243 | 0 | 7740.1 | 0 | 0 | 17433.4 | 19705.7 | 15825.8
23:00 | 20250622 | 2330 | 4175 | 4675.3 | 123.6 | 0 | 0 | 926 | 2681 | 6504.7 | 0 | 0 | 0 | 0 | 55.7 | 0 | 8977.5 | 0 | 0 | 19084.6 | 21538.9 | 15884.2 | 23:00 | 20250622 | 2330 | 4175 | 6576.6 | 178.9 | 0 | 0 | 954 | 2681 | 4969.8 | 0 | 0 | 0 | 0 | 55.7 | 0 | 8591.5 | 0 | 0 | 19535.1 | 22805.3 | 17461.6 | 23:00 | 20250622 | 2330 | 4175 | 6974.9 | 128 | 0 | 0 | 926 | 2681 | 5242.2 | 0 | 0 | 0 | 0 | 50.2 | 0 | 7659.9 | 0 | 0 | 20127.2 | 22696 | 17557.9 | 23:00 | 20250928 | 2330 | 2358 | 7821.2 | 590.7 | 0 | 0 | 792.9 | 753.2 | 3698.3 | 0 | 0 | 0 | 0 | 242.3 | 0 | 7467.8 | 0 | 0 | 16013.9 | 18486.5 | 15013.9
23:30 | 20250622 | 2400 | 4175 | 5732.7 | 102.4 | 0 | 0 | 926 | 2490.5 | 4616.3 | 0 | 0 | 0 | 0 | 46.8 | 1.6 | 8601 | 0 | 0 | 18043.4 | 20562.6 | 15814.2 | 23:30 | 20250622 | 2400 | 4175 | 7732.7 | 149.8 | 0 | 0 | 954 | 1992.5 | 3451.9 | 0 | 0 | 0 | 0 | 46.8 | 1.4 | 8258.6 | 0 | 0 | 18456.1 | 20905.7 | 16924.1 | 23:30 | 20250622 | 2400 | 4175 | 5403.7 | 107.8 | 0 | 0 | 926 | 2681 | 5774.7 | 0 | 0 | 0 | 0 | 42.2 | 1.2 | 7346.9 | 0 | 0 | 19067.8 | 21808.1 | 16353.2 | 23:30 | 20250928 | 2400 | 2358 | 7306.7 | 328.3 | 0 | 0 | 792.9 | 753.2 | 3698.3 | 0 | 0 | 0 | 0 | 134.9 | 1.3 | 7298.7 | 0 | 0 | 15237.7 | 17710.3 | 14237.7

## BF 2.11
time | GDATE | GTIME | Nuclear | Interconnector Imp | Wind | Solar | Marine | Hydro | Biomass | Gas | Coal | Gas Oil | Storage Exp | Other Balancing | Dist. Wind | Dist. Solar | Dist. Other | Interconnector Exp | Storage Imp | Transmission Demand | Transmission Flexibility | Transmission Flexibility
0:00 | 20201218 | 30 | 8526 | 3950 | 1782.4 | 0 | 0 | 925 | 1166 | 11244.3 | 449.4 | 0 | 0 | 0 | 702.1 | 0 | 8882.4 | 0 | 0 | 28042.7 | 30122 | 22983.2
0:30 | 20201218 | 100 | 8526 | 3950 | 1968 | 0 | 0 | 925 | 1166 | 11204.5 | 449.4 | 0 | 0 | 0 | 767.2 | 0 | 8923.6 | 0 | 0 | 28188.6 | 30307.7 | 23168.9
1:00 | 20201218 | 130 | 8526 | 3948.6 | 1791.1 | 0 | 0 | 925 | 1166 | 11139.9 | 449.4 | 0 | 0 | 0 | 706.9 | 0 | 8864.3 | 0 | 0 | 27945.7 | 30129.4 | 22990.6
1:30 | 20201218 | 200 | 8526 | 3950 | 1338.4 | 0 | 0 | 925 | 1166 | 11037.8 | 353.1 | 0 | 0 | 0 | 526.9 | 0 | 8701.7 | 0 | 0 | 27296.2 | 29678.3 | 22539.5
2:00 | 20201218 | 230 | 8526 | 3950 | 945.9 | 0 | 0 | 925 | 1166 | 11086.4 | 353.1 | 0 | 0 | 0 | 365.6 | 0 | 8602.7 | 0 | 0 | 26951.8 | 29285.3 | 22146.5
2:30 | 20201218 | 300 | 8526 | 3950 | 889.8 | 0 | 0 | 925 | 1166 | 11139.9 | 364.6 | 0 | 0 | 0 | 344.4 | 0 | 8600.5 | 0 | 0 | 26962.2 | 29230.7 | 22091.9
3:00 | 20201218 | 330 | 8526 | 3950 | 980.2 | 0 | 0 | 925 | 1166 | 11037.7 | 0 | 0 | 0 | 0 | 385.1 | 0 | 8534.8 | 0 | 0 | 26585.2 | 28558.5 | 21762.6
3:30 | 20201218 | 400 | 8526 | 3950 | 956.6 | 0 | 0 | 925 | 1166 | 10409.7 | 0 | 0 | 0 | 0 | 382.3 | 0.1 | 8406.4 | 0 | 0 | 25933 | 28534.3 | 21738.4
4:00 | 20201218 | 430 | 8526 | 3950 | 774.8 | 0 | 0 | 925 | 1166 | 10327.7 | 0 | 0 | 0 | 0 | 322 | 0 | 8343 | 0 | 0 | 25669.8 | 28353.1 | 21557.2
4:30 | 20201218 | 500 | 8526 | 3950 | 485.7 | 0 | 0 | 925 | 1166 | 10696.1 | 0 | 0 | 0 | 0 | 225.4 | 0 | 8339.8 | 0 | 0 | 25749.7 | 28064.6 | 21268.7
5:00 | 20201218 | 530 | 8526 | 3950 | 295.4 | 0 | 0 | 925 | 1166 | 11168.2 | 353.1 | 0 | 0 | 0 | 163.1 | 0 | 8451.7 | 0 | 0 | 26383.3 | 28635 | 21496.2
5:30 | 20201218 | 600 | 8526 | 3950 | 349.1 | 0 | 0 | 925 | 1166 | 11902.4 | 706.2 | 0 | 0 | 0 | 184.1 | 1.4 | 8679.6 | 0 | 0 | 27524.5 | 29922.9 | 22228.8
6:00 | 20201218 | 630 | 8526 | 3950 | 419.5 | 0 | 0 | 1066.9 | 1166 | 14880.8 | 898.8 | 0 | 0 | 0 | 200.9 | 0 | 8841.9 | 0 | 0 | 30907.7 | 33258.2 | 24094.9
6:30 | 20201218 | 700 | 8526 | 3950 | 276.8 | 0 | 0 | 1105.6 | 1166 | 18539.3 | 1284 | 0 | 0 | 0 | 129.3 | 0 | 9096.2 | 0 | 0 | 34847.6 | 37116.7 | 26152.9
7:00 | 20201218 | 730 | 8526 | 3950 | 75.1 | 0 | 0 | 1183 | 1166 | 21770.4 | 1284 | 75.6 | 1337.7 | 0 | 35.5 | 0 | 9459.7 | 0 | 0 | 39367.6 | 41292.6 | 28960.8
7:30 | 20201218 | 800 | 8526 | 3662 | 4.3 | 0 | 0 | 1183 | 1166 | 22395.4 | 1284 | 75.6 | 2734 | 910.9 | 1 | 63.2 | 9466.3 | 0 | 0 | 41942.7 | 43242.7 | 30910.9
8:00 | 20201218 | 830 | 8526 | 3662 | 44.3 | 0 | 0 | 1183 | 1166 | 22395.4 | 1284 | 75.6 | 2734 | 1883.2 | 18.6 | 349.8 | 9220.2 | 0 | 0 | 42953 | 44253 | 31921.2
8:30 | 20201218 | 900 | 8526 | 3756 | 117 | 0 | 2.2 | 1183 | 1166 | 22395.4 | 1284 | 75.6 | 2734 | 1628.6 | 60.9 | 978.9 | 8831.5 | 0 | 0 | 42868 | 44168 | 31836.2
9:00 | 20201218 | 930 | 8526 | 3756 | 195.1 | 0 | 2.4 | 1183 | 1166 | 22395.4 | 1284 | 75.6 | 2734 | 1606.9 | 108.1 | 1766.5 | 9006.2 | 0 | 0 | 42924.9 | 44224.9 | 31893.1
9:30 | 20201218 | 1000 | 8526 | 3756 | 259.6 | 0 | 2.4 | 1183 | 1166 | 22395.4 | 1284 | 75.6 | 2734 | 1083.2 | 144.6 | 2477.1 | 9062.6 | 0 | 0 | 42465.6 | 43765.6 | 31433.8
10:00 | 20201218 | 1030 | 8526 | 3756 | 295 | 0 | 2.2 | 1183 | 1166 | 22395.4 | 1284 | 75.6 | 2734 | 541 | 163 | 2973 | 9063.9 | 0 | 0 | 41958 | 43258 | 30926.2
10:30 | 20201218 | 1100 | 8526 | 3756 | 295.4 | 0 | 0 | 1183 | 1166 | 22395.4 | 1284 | 75.6 | 2734 | 255.1 | 163.1 | 3198.7 | 9051.9 | 0 | 0 | 41670.4 | 42970.4 | 30638.6
11:00 | 20201218 | 1130 | 8526 | 3756 | 296.2 | 0 | 0 | 1183 | 1166 | 22395.4 | 1284 | 75.6 | 2734 | 127.7 | 163.7 | 3331.2 | 9053 | 0 | 0 | 41543.7 | 42843.7 | 30511.9
11:30 | 20201218 | 1200 | 8526 | 3756 | 321 | 0 | 0 | 1183 | 1166 | 22374.8 | 1284 | 75.6 | 2734 | 0 | 177.4 | 3533.8 | 9071.3 | 0 | 0 | 41420.2 | 42740.8 | 30409
12:00 | 20201218 | 1230 | 8526 | 3756 | 309.7 | 0 | 0 | 1183 | 1166 | 22187.7 | 1284 | 75.6 | 2734 | 0 | 171.8 | 3684.6 | 9061.1 | 0 | 0 | 41222.9 | 42730.6 | 30398.8
12:30 | 20201218 | 1300 | 8526 | 3756 | 215.8 | 0 | 0 | 1183 | 1166 | 22112.3 | 1284 | 75.6 | 2734 | 0 | 119.3 | 3616.2 | 9004 | 0 | 0 | 41052.7 | 42635.8 | 30304
13:00 | 20201218 | 1330 | 8526 | 3756 | 106.2 | 0 | 0 | 1183 | 1166 | 22395.4 | 1284 | 75.6 | 2734 | 10.6 | 58.6 | 3263.8 | 8959.1 | 0 | 0 | 41236.5 | 42536.5 | 30204.7
13:30 | 20201218 | 1400 | 8526 | 3756 | 55.7 | 0 | 0 | 1183 | 1166 | 22395.4 | 1284 | 75.6 | 2734 | 376.8 | 30.8 | 2620.2 | 8889.5 | 0 | 0 | 41552.4 | 42852.4 | 30520.6
14:00 | 20201218 | 1430 | 8526 | 3756 | 40.4 | 0 | 0 | 1183 | 1166 | 22395.4 | 1284 | 75.6 | 2734 | 1167.8 | 22 | 1805.6 | 8880 | 0 | 0 | 42327.7 | 43627.7 | 31295.9
14:30 | 20201218 | 1500 | 8526 | 3756 | 18.7 | 0 | 2.3 | 1183 | 1166 | 22395.4 | 1284 | 75.6 | 2734 | 1816.5 | 11 | 982.3 | 8840.2 | 0 | 0 | 42958.6 | 44258.6 | 31926.8
15:00 | 20201218 | 1530 | 8526 | 3756 | 0.5 | 0 | 2.7 | 1183 | 1166 | 22395.4 | 1284 | 75.6 | 2734 | 2522.9 | 0.8 | 354.9 | 8850.1 | 0 | 0 | 43647.1 | 44947.1 | 32615.3
15:30 | 20201218 | 1600 | 8526 | 3756 | 0 | 0 | 2.8 | 1183 | 1166 | 22395.4 | 1284 | 75.6 | 2734 | 3949.5 | 0 | 70.8 | 9073.6 | 0 | 0 | 45072.3 | 46372.3 | 34040.5
16:00 | 20201218 | 1630 | 8526 | 3387.3 | 0 | 0 | 2.6 | 1183 | 1166 | 22395.4 | 1284 | 75.6 | 2734 | 6211.6 | 0 | 5.8 | 10187 | 0 | 0 | 46965.5 | 48265.5 | 35933.7
16:30 | 20201218 | 1700 | 8526 | 3387.3 | 0 | 0 | 2.3 | 1183 | 1166 | 22395.4 | 1284 | 75.6 | 2734 | 7067.6 | 0.3 | 0 | 11108.9 | 0 | 0 | 47821.8 | 49121.8 | 36790
17:00 | 20201218 | 1730 | 8526 | 3387.3 | 0 | 0 | 0 | 1183 | 1166 | 22395.4 | 1284 | 75.6 | 2734 | 6533.6 | 0 | 0 | 11759 | 0 | 0 | 47284.9 | 48584.9 | 36253.1
17:30 | 20201218 | 1800 | 8526 | 3387.3 | 0 | 0 | 0 | 1183 | 1166 | 22395.4 | 1284 | 75.6 | 2734 | 5372.9 | 0.4 | 0.9 | 12287.3 | 0 | 0 | 46124.8 | 47424.8 | 35093
18:00 | 20201218 | 1830 | 8526 | 3387.3 | 0.5 | 0 | 0 | 1183 | 1166 | 22395.4 | 1284 | 75.6 | 2734 | 4765.5 | 0.8 | 0 | 12168.4 | 0 | 0 | 45518.3 | 46818.3 | 34486.5
18:30 | 20201218 | 1900 | 8526 | 3387.3 | 0.1 | 0 | 0 | 1183 | 1166 | 22395.4 | 1284 | 75.6 | 2734 | 4192 | 0.7 | 0 | 12056 | 0 | 0 | 44944.5 | 46244.5 | 33912.7
19:00 | 20201218 | 1930 | 8526 | 3756 | 0 | 0 | 0 | 1183 | 1166 | 22395.4 | 1284 | 75.6 | 2734 | 2610.1 | 0.3 | 0 | 11818.1 | 0 | 0 | 43730.6 | 45030.6 | 32698.8
19:30 | 20201218 | 2000 | 8526 | 3756 | 0 | 0 | 0 | 1183 | 1166 | 22395.4 | 1284 | 75.6 | 2734 | 1475.2 | 0.4 | 0.1 | 11595.8 | 0 | 0 | 42595.7 | 43895.7 | 31563.9
20:00 | 20201218 | 2030 | 8526 | 3756 | 0.5 | 0 | 0 | 1183 | 1166 | 22395.4 | 1284 | 75.6 | 2734 | 431.3 | 0.9 | 0 | 11391.6 | 0 | 0 | 41552.9 | 42852.9 | 30521.1
20:30 | 20201218 | 2100 | 8526 | 3756 | 2.9 | 0 | 2.7 | 1183 | 1166 | 22145.4 | 1284 | 75.6 | 1710.1 | 0 | 2 | 0 | 11058.8 | 0 | 0 | 39853 | 41403 | 29071.2
21:00 | 20201218 | 2130 | 8526 | 3756 | 6.9 | 0 | 3.2 | 1183 | 1166 | 21895.4 | 1284 | 75.6 | 638.5 | 0 | 4.9 | 0 | 10801.5 | 0 | 0 | 38536.6 | 40336.6 | 28004.8
21:30 | 20201218 | 2200 | 8526 | 3662 | 11.4 | 0 | 3.4 | 1183 | 1166 | 20449.1 | 1284 | 0 | 0 | 0 | 8.2 | 0 | 10361.3 | 0 | 0 | 36285.9 | 38327.8 | 26572
22:00 | 20201218 | 2230 | 8526 | 3662 | 0 | 0 | 3.4 | 1105.6 | 1166 | 18738.9 | 1284 | 0 | 0 | 0 | 0 | 0 | 10007 | 0 | 0 | 34485.9 | 36555.4 | 25591.6
22:30 | 20201218 | 2300 | 8526 | 3662 | 0 | 0 | 3.1 | 1105.6 | 1166 | 17643.5 | 1284 | 0 | 0 | 0 | 0 | 0 | 9792.3 | 0 | 0 | 33390.1 | 36133 | 25359.1
23:00 | 20201218 | 2330 | 8526 | 3662 | 0 | 0 | 2.5 | 1066.9 | 1166 | 16221.3 | 898.8 | 0 | 0 | 0 | 0 | 0 | 9430.6 | 0 | 0 | 31543.5 | 34184.5 | 24287.2
23:30 | 20201218 | 2400 | 8526 | 3950 | 179.7 | 0 | 0 | 1066.9 | 1166 | 14100.2 | 898.8 | 0 | 0 | 0 | 118.4 | 0 | 9129.4 | 0 | 0 | 29887.4 | 32078.5 | 23338.2

## BF 2.12
[11 empty] | Consumer Power | [22 empty] | Gone Green | [22 empty] | Slow Progression | [22 empty] | No Progression
2016 | [22 empty] | 2016 | [22 empty] | 2016 | [22 empty] | 2016
time | GDATE | GTIME | Nuclear | Interconnector Imp | Wind | Solar | Marine | Hydro | Biomass | Gas | Coal | Gas Oil | Storage Exp | Other Balancing | Dist. Wind | Dist. Solar | Dist. Other | Interconnector Exp | Storage Imp | Transmission Demand | Transmission Flexibility | Transmission Flexibility | time | GDATE | GTIME | Nuclear | Interconnector Imp | Wind | Solar | Marine | Hydro | Biomass | Gas | Coal | Gas Oil | Storage Exp | Other Balancing | Dist. Wind | Dist. Solar | Dist. Other | Interconnector Exp | Storage Imp | Transmission Demand | Transmission Flexibility | Transmission Flexibility | time | GDATE | GTIME | Nuclear | Interconnector Imp | Wind | Solar | Marine | Hydro | Biomass | Gas | Coal | Gas Oil | Storage Exp | Other Balancing | Dist. Wind | Dist. Solar | Dist. Other | Interconnector Exp | Storage Imp | Transmission Demand | Transmission Flexibility | Transmission Flexibility | time | GDATE | GTIME | Nuclear | Interconnector Imp | Wind | Solar | Marine | Hydro | Biomass | Gas | Coal | Gas Oil | Storage Exp | Other Balancing | Dist. Wind | Dist. Solar | Dist. Other | Interconnector Exp | Storage Imp | Transmission Demand | Transmission Flexibility | Transmission Flexibility
0:00 | 20170201 | 30 | 7330 | 3500 | 72.2 | 0 | 0 | 924 | 2099 | 15169.2 | 2369.5 | 0 | 0 | 0 | 61.1 | 0 | 7166.6 | 0 | 0 | 31463.5 | 33603.8 | 23387.9 | 0:00 | 20170201 | 30 | 7330 | 3500 | 72.2 | 0 | 0 | 924 | 2099 | 15654 | 1920.1 | 0 | 0 | 0 | 61.1 | 0 | 6998.8 | 0 | 0 | 31498.9 | 33404.8 | 23278.5 | 0:00 | 20170201 | 30 | 7330 | 2500 | 71.9 | 0 | 0 | 924 | 2099 | 16131.9 | 2344.8 | 0 | 0 | 0 | 60.9 | 0 | 7038.7 | 0 | 0 | 31401.4 | 33413.7 | 22833.3 | 0:00 | 20170201 | 30 | 7330 | 2250 | 72.2 | 0 | 0 | 924 | 2099 | 16186.9 | 2719.5 | 0 | 2.2 | 0 | 60.7 | 0 | 7027.7 | 0 | 0 | 31582.9 | 33665.5 | 22860.1
0:30 | 20170201 | 100 | 7330 | 3500 | 80.3 | 0 | 0 | 924 | 2099 | 15354.4 | 2369.5 | 0 | 0 | 0 | 68.9 | 0 | 7189.8 | 0 | 0 | 31657.8 | 33612.9 | 23397 | 0:30 | 20170201 | 100 | 7330 | 3500 | 80.3 | 0 | 0 | 924 | 2099 | 15839.4 | 1920.1 | 0 | 0 | 0 | 68.9 | 0 | 7021 | 0 | 0 | 31693.4 | 33780.9 | 23489.4 | 0:30 | 20170201 | 100 | 7330 | 2500 | 80.3 | 0 | 0 | 924 | 2099 | 16131.9 | 2530.7 | 0 | 0 | 0 | 68.6 | 0 | 7061.2 | 0 | 0 | 31596.4 | 33922.8 | 23117.4 | 0:30 | 20170201 | 100 | 7330 | 2250 | 80.3 | 0 | 0 | 924 | 2099 | 16134.4 | 2960.1 | 0 | 0 | 0 | 68.4 | 0 | 7050 | 0 | 0 | 31778.3 | 34157.8 | 23134.2
1:00 | 20170201 | 130 | 7330 | 3500 | 163.3 | 0 | 0 | 924 | 2099 | 15218.5 | 2369.5 | 0 | 4 | 0 | 138.9 | 0 | 7192.1 | 0 | 0 | 31608.5 | 33699.5 | 23483.6 | 1:00 | 20170201 | 130 | 7330 | 3500 | 163.3 | 0 | 0 | 924 | 2099 | 15730.5 | 1897.6 | 0 | 0 | 0 | 138.9 | 0 | 7023.2 | 0 | 0 | 31644.2 | 33863.1 | 23571.6 | 1:00 | 20170201 | 130 | 7330 | 2500 | 163.3 | 0 | 0 | 924 | 2099 | 16161.7 | 2369.5 | 0 | 0 | 0 | 138.4 | 0 | 7063.5 | 0 | 0 | 31547.3 | 33505.1 | 22924.7 | 1:00 | 20170201 | 130 | 7330 | 2250 | 163.3 | 0 | 0 | 924 | 2099 | 16186.9 | 2776.5 | 0 | 0 | 0 | 138 | 0 | 7052.3 | 0 | 0 | 31729.5 | 33755.1 | 22949.7
1:30 | 20170201 | 200 | 7330 | 3500 | 188.6 | 0 | 0 | 924 | 2099 | 14840.9 | 2126.4 | 0 | 0 | 0 | 160.5 | 0 | 7125.9 | 0 | 0 | 31008.7 | 33353.4 | 23302.7 | 1:30 | 20170201 | 200 | 7330 | 3500 | 188.6 | 0 | 0 | 924 | 2099 | 15421.7 | 1580.6 | 0 | 0 | 0 | 160.5 | 0 | 6959.6 | 0 | 0 | 31043.8 | 33036.5 | 23128.4 | 1:30 | 20170201 | 200 | 7330 | 2500 | 188.6 | 0 | 0 | 924 | 2099 | 15534.9 | 2369.5 | 0 | 0 | 0 | 159.9 | 0 | 6999.3 | 0 | 0 | 30945.9 | 33163.5 | 22748.3 | 1:30 | 20170201 | 200 | 7330 | 2250 | 188.6 | 0 | 0 | 924 | 2099 | 16109.9 | 2225.7 | 0 | 0 | 0 | 159.4 | 0 | 6988.4 | 0 | 0 | 31127 | 33280.4 | 22700
2:00 | 20170201 | 230 | 7330 | 3500 | 181.8 | 0 | 0 | 924 | 2099 | 14680.5 | 1963.4 | 0 | 0 | 0 | 154.4 | 0 | 7087.4 | 0 | 0 | 30678.2 | 32861.3 | 23028.8 | 2:00 | 20170201 | 230 | 7330 | 3500 | 181.8 | 0 | 0 | 924 | 2099 | 15169.2 | 1509.5 | 0 | 0 | 0 | 154.4 | 0 | 6922.5 | 0 | 0 | 30713 | 33029.3 | 23121.2 | 2:00 | 20170201 | 230 | 7330 | 2500 | 181.8 | 0 | 0 | 924 | 2099 | 15550.2 | 2030 | 0 | 0 | 0 | 153.8 | 0 | 6961.8 | 0 | 0 | 30614.5 | 32671.3 | 22474.3 | 2:00 | 20170201 | 230 | 7330 | 2250 | 181.8 | 0 | 0 | 924 | 2099 | 15640.9 | 2369.5 | 0 | 0 | 0 | 153.4 | 0 | 6951.2 | 0 | 0 | 30794.7 | 32906.3 | 22491.1
2:30 | 20170201 | 300 | 7330 | 3500 | 188.6 | 0 | 0 | 924 | 2099 | 14802.7 | 2030 | 0 | 0 | 0 | 160.4 | 0 | 7110.5 | 0 | 0 | 30874.2 | 32868.5 | 23036 | 2:30 | 20170201 | 300 | 7330 | 3500 | 188.6 | 0 | 0 | 924 | 2099 | 15287.1 | 1580.6 | 0 | 0 | 0 | 160.4 | 0 | 6944.7 | 0 | 0 | 30909.2 | 33036.5 | 23128.4 | 2:30 | 20170201 | 300 | 7330 | 2500 | 188.6 | 0 | 0 | 924 | 2099 | 15528.6 | 2241.2 | 0 | 0 | 0 | 159.7 | 0 | 6984.3 | 0 | 0 | 30811.2 | 33163.4 | 22748.2 | 2:30 | 20170201 | 300 | 7330 | 2250 | 188.6 | 0 | 0 | 924 | 2099 | 15830.8 | 2369.5 | 0 | 0 | 0 | 159.3 | 0 | 6973.5 | 0 | 0 | 30991.8 | 32913.5 | 22498.3
3:00 | 20170201 | 330 | 7330 | 3500 | 191.5 | 0 | 0 | 924 | 2099 | 14666.7 | 1698.2 | 0 | 0 | 0 | 163 | 0 | 7057.6 | 0 | 0 | 30409.3 | 32397.4 | 22778.2 | 3:00 | 20170201 | 330 | 7330 | 3500 | 191.5 | 0 | 0 | 924 | 2099 | 15150.7 | 1248.8 | 0 | 0 | 0 | 163 | 0 | 6893.8 | 0 | 0 | 30443.9 | 32565.4 | 22870.6 | 3:00 | 20170201 | 330 | 7330 | 2500 | 191.5 | 0 | 0 | 924 | 2099 | 15407.9 | 1892.7 | 0 | 0 | 0 | 162.3 | 0 | 6932.9 | 0 | 0 | 30345 | 32681.4 | 22484.4 | 3:00 | 20170201 | 330 | 7330 | 2250 | 191.5 | 0 | 0 | 924 | 2099 | 15700.1 | 2030 | 0 | 0 | 0 | 161.9 | 0 | 6922.6 | 0 | 0 | 30524.5 | 32431.4 | 22234.4
3:30 | 20170201 | 400 | 7330 | 3500 | 167.3 | 0 | 0 | 924 | 2099 | 14398.7 | 1399.9 | 0 | 0 | 0 | 143 | 0.3 | 6987.7 | 0 | 0 | 29818.7 | 32373.1 | 22753.9 | 3:30 | 20170201 | 400 | 7330 | 3500 | 167.3 | 0 | 0 | 924 | 2099 | 14851.4 | 981.2 | 0 | 0 | 0 | 143 | 0.3 | 6826.5 | 0 | 0 | 29852.7 | 32541.1 | 22846.3 | 3:30 | 20170201 | 400 | 7330 | 2497.7 | 167.3 | 0 | 0 | 924 | 2099 | 15207.7 | 1526.9 | 0 | 0 | 0 | 142.4 | 0.3 | 6865.1 | 0 | 0 | 29752.5 | 32180.9 | 22197.2 | 3:30 | 20170201 | 400 | 7330 | 2250 | 167.5 | 0 | 0 | 924 | 2099 | 15462.3 | 1698.2 | 0 | 0 | 0 | 142 | 0.2 | 6855.2 | 0 | 0 | 29930.8 | 31933.3 | 21949.6
4:00 | 20170201 | 430 | 7330 | 3500 | 141.8 | 0 | 0 | 924 | 2099 | 13717.4 | 1639.8 | 0 | 0 | 0 | 120.5 | 0 | 6931.6 | 0 | 0 | 29351.7 | 31542.5 | 22285.6 | 4:00 | 20170201 | 430 | 7330 | 3500 | 141.7 | 0 | 0 | 924 | 2099 | 14351.8 | 1039 | 0 | 0 | 0 | 120.5 | 0 | 6772.6 | 0 | 0 | 29385.2 | 31710.4 | 22377.9 | 4:00 | 20170201 | 430 | 7330 | 2500 | 141.8 | 0 | 0 | 924 | 2099 | 14684 | 1605.5 | 0 | 0 | 0 | 120 | 0 | 6810.6 | 0 | 0 | 29284 | 31352.5 | 21731.1 | 4:00 | 20170201 | 430 | 7330 | 2250 | 141.7 | 0 | 0 | 924 | 2099 | 15207.7 | 1508.9 | 0 | 0 | 0 | 119.7 | 0 | 6801.1 | 0 | 0 | 29461 | 31907.4 | 21923.7
4:30 | 20170201 | 500 | 7330 | 3500 | 139.7 | 0 | 0 | 924 | 2099 | 13717.4 | 1675.7 | 0 | 0 | 0 | 117.1 | 0 | 6935.2 | 0 | 0 | 29385.7 | 31540.6 | 22283.7 | 4:30 | 20170201 | 500 | 7330 | 3497.5 | 139.7 | 0 | 0 | 924 | 2099 | 14351.8 | 1077.5 | 0 | 0 | 0 | 117.1 | 0 | 6776 | 0 | 0 | 29419.3 | 31706 | 22373.5 | 4:30 | 20170201 | 500 | 7330 | 2500 | 139.7 | 0 | 0 | 924 | 2099 | 14684 | 1641.5 | 0 | 0 | 0 | 116.6 | 0 | 6814.1 | 0 | 0 | 29318.1 | 31350.6 | 21729.2 | 4:30 | 20170201 | 500 | 7330 | 2250 | 139.7 | 0 | 0 | 924 | 2099 | 15225.8 | 1526.9 | 0 | 0 | 0 | 116.3 | 0 | 6804.5 | 0 | 0 | 29495.2 | 31905.5 | 21921.8
5:00 | 20170201 | 530 | 7330 | 3500 | 140.7 | 0 | 0 | 924 | 2099 | 14398.7 | 1404.8 | 0 | 0 | 0 | 119.9 | 0 | 6982.6 | 0 | 0 | 29797.1 | 32346.6 | 22727.4 | 5:00 | 20170201 | 530 | 7330 | 3499.5 | 140.7 | 0 | 0 | 924 | 2099 | 14856.8 | 981.2 | 0 | 0 | 0 | 119.9 | 0 | 6821.6 | 0 | 0 | 29831.1 | 32514.1 | 22819.3 | 5:00 | 20170201 | 530 | 7330 | 2500 | 140.7 | 0 | 0 | 924 | 2099 | 15210.1 | 1526.9 | 0 | 0 | 0 | 119.4 | 0 | 6860.1 | 0 | 0 | 29730.7 | 32156.7 | 22173 | 5:00 | 20170201 | 530 | 7330 | 2250 | 140.7 | 0 | 0 | 924 | 2099 | 15466.7 | 1698.2 | 0 | 0 | 0 | 119.1 | 0 | 6850.3 | 0 | 0 | 29908.7 | 31906.8 | 21923.1
5:30 | 20170201 | 600 | 7330 | 3500 | 127.6 | 0 | 0 | 924 | 2099 | 14840.9 | 2218.7 | 0 | 0 | 0 | 115.1 | 3.8 | 7124.8 | 0 | 0 | 31039.9 | 33292.3 | 23241.6 | 5:30 | 20170201 | 600 | 7330 | 3500 | 127.7 | 0 | 0 | 924 | 2099 | 15514 | 1580.6 | 0 | 0 | 0 | 115.2 | 3.7 | 6958.5 | 0 | 0 | 31075 | 32975.4 | 23067.3 | 5:30 | 20170201 | 600 | 7330 | 2500 | 127.7 | 0 | 0 | 924 | 2099 | 15627.3 | 2369.5 | 0 | 0 | 0 | 114.7 | 3.6 | 6998.1 | 0 | 0 | 30977.2 | 33102.4 | 22687.2 | 5:30 | 20170201 | 600 | 7330 | 2249.3 | 127.6 | 0 | 0 | 924 | 2099 | 16131.9 | 2296.8 | 0 | 0 | 0 | 114.4 | 3.3 | 6987.2 | 0 | 0 | 31158.3 | 33218.6 | 22638.2
6:00 | 20170201 | 630 | 7330 | 3500 | 140.6 | 0 | 0 | 1065.9 | 2099 | 15832.3 | 4704.2 | 0 | 0 | 0 | 119.5 | 0 | 7152.9 | 0 | 0 | 34671.8 | 36914.4 | 25239.6 | 6:00 | 20170201 | 630 | 7330 | 3500 | 140.3 | 0 | 0 | 1065.9 | 2099 | 16642.3 | 3932.4 | 0 | 0 | 0 | 119.5 | 0 | 6972.5 | 0 | 0 | 34709.9 | 37082.3 | 25331.9 | 6:00 | 20170201 | 630 | 7330 | 2500 | 140.6 | 0 | 0 | 1104.6 | 2099 | 16642.3 | 4801.9 | 0 | 0 | 0 | 119.1 | 0 | 7015.3 | 0 | 0 | 34618.2 | 36724.4 | 24685.1 | 6:00 | 20170201 | 630 | 7330 | 2250 | 140.6 | 0 | 0 | 1104.6 | 2099 | 16752.4 | 5130 | 0 | 0 | 0 | 118.7 | 0 | 7002 | 0 | 0 | 34806.4 | 36954.4 | 24699.1
6:30 | 20170201 | 700 | 7330 | 3497.9 | 207.6 | 0 | 0 | 1104.6 | 2099 | 16651 | 7895.9 | 0 | 0 | 0 | 146 | 0 | 7239.3 | 0 | 0 | 38786.4 | 40842.9 | 27429.8 | 6:30 | 20170201 | 700 | 7330 | 3500 | 207.6 | 0 | 0 | 1104.6 | 2099 | 17461 | 7125.9 | 0 | 0 | 0 | 145.5 | 0 | 7042.5 | 0 | 0 | 38828.6 | 41008.1 | 27521.6 | 6:30 | 20170201 | 700 | 7330 | 2500 | 207.6 | 0 | 0 | 1104.6 | 2099 | 17384.5 | 8118.4 | 0 | 0 | 0 | 144.8 | 0 | 7088.9 | 0 | 0 | 38744.5 | 41152 | 27150.7 | 6:30 | 20170201 | 700 | 7330 | 2250 | 207.6 | 0 | 0 | 1104.6 | 2099 | 17461 | 8488.7 | 0 | 0 | 0 | 144.4 | 0 | 7072.8 | 0 | 0 | 38941.2 | 41288.9 | 27113.5
7:00 | 20170201 | 730 | 7330 | 3500 | 247.6 | 0 | 0 | 1182 | 2099 | 19080.1 | 10236.3 | 0 | 0 | 0 | 159.6 | 10.5 | 7414 | 0 | 0 | 43675.5 | 46192.1 | 30390.8 | 7:00 | 20170201 | 730 | 7330 | 3500 | 247.9 | 0 | 0 | 1182 | 2099 | 19422.6 | 9940.8 | 0 | 0 | 0 | 158.7 | 10.1 | 7197.6 | 0 | 0 | 43722.7 | 45712.3 | 30127 | 7:00 | 20170201 | 730 | 7330 | 3500 | 247.9 | 0 | 0 | 1182 | 2099 | 19201.2 | 10087.2 | 0 | 0 | 0 | 157.9 | 9.9 | 7248.4 | 0 | 0 | 43647.7 | 45859.3 | 30207.9 | 7:00 | 20170201 | 730 | 7330 | 2500 | 247.9 | 0 | 0 | 1182 | 2099 | 20260 | 10236.3 | 0 | 0 | 0 | 157.4 | 9 | 7228.9 | 0 | 0 | 43855.6 | 46002.3 | 29836.5
7:30 | 20170201 | 800 | 7330 | 3500 | 190.8 | 0 | 0 | 1182 | 2099 | 20238.2 | 10839.9 | 0 | 0 | 0 | 131.1 | 115.8 | 7230.3 | 0 | 0 | 45379.5 | 47765.4 | 31230.2 | 7:30 | 20170201 | 800 | 7330 | 3500 | 190.8 | 0 | 0 | 1182 | 2099 | 20736.2 | 10393.8 | 0 | 0 | 0 | 130.5 | 111.6 | 7007.7 | 0 | 0 | 45431.5 | 47609.5 | 31144.5 | 7:30 | 20170201 | 800 | 7330 | 3500 | 190.8 | 0 | 0 | 1182 | 2099 | 20519.6 | 10540.8 | 0 | 0 | 0 | 129.9 | 108.7 | 7059.7 | 0 | 0 | 45361.9 | 47756.5 | 31225.3 | 7:30 | 20170201 | 800 | 7330 | 2500 | 190.8 | 0 | 0 | 1182 | 2099 | 21439.9 | 10839.9 | 0 | 0 | 0 | 129.5 | 99.4 | 7039.2 | 0 | 0 | 45581.3 | 47575.5 | 30675.7
8:00 | 20170201 | 830 | 7330 | 3500 | 120.7 | 0 | 0 | 1182 | 2099 | 21192.3 | 10975.4 | 0 | 0 | 0 | 102.3 | 304.3 | 6977.6 | 0 | 0 | 46398.8 | 48410.1 | 31553.1 | 8:00 | 20170201 | 830 | 7330 | 3500 | 120.7 | 0 | 0 | 1182 | 2099 | 21533.7 | 10692.9 | 0 | 0 | 0 | 102.3 | 293.4 | 6751.4 | 0 | 0 | 46457.7 | 48708.1 | 31717 | 8:00 | 20170201 | 830 | 7330 | 3430.6 | 120.5 | 0 | 0 | 1182 | 2099 | 21392.7 | 10839.9 | 0 | 0 | 0 | 101.9 | 285.7 | 6804.2 | 0 | 0 | 46394.3 | 48435.7 | 31536 | 8:00 | 20170201 | 830 | 7330 | 2500 | 120.7 | 0 | 0 | 1182 | 2099 | 22293.3 | 11106 | 0 | 0 | 0 | 101.6 | 261.4 | 6783.1 | 0 | 0 | 46630.4 | 48628.1 | 31223
8:30 | 20170201 | 900 | 7330 | 3500 | 128.5 | 0 | 0 | 1182 | 2099 | 21407.6 | 11106 | 0 | 0 | 0 | 115.8 | 566.3 | 6661.9 | 0 | 0 | 46752.8 | 48826.2 | 31785.6 | 8:30 | 20170201 | 900 | 7330 | 3500 | 128.2 | 0 | 0 | 1182 | 2099 | 21623.3 | 10959 | 0 | 0 | 0 | 115.9 | 545.9 | 6434.6 | 0 | 0 | 46821.3 | 49431 | 32118.1 | 8:30 | 20170201 | 900 | 7330 | 3430.6 | 128.5 | 0 | 0 | 1182 | 2099 | 21639.3 | 10956 | 0 | 0 | 0 | 115.4 | 531.7 | 6487.8 | 0 | 0 | 46765 | 49158.7 | 31937.2 | 8:30 | 20170201 | 900 | 7330 | 2500 | 128.5 | 0 | 0 | 1182 | 2099 | 22677.9 | 11106 | 0 | 0 | 0 | 115.1 | 486.2 | 6466.3 | 0 | 0 | 47023 | 49408.1 | 31655.6
9:00 | 20170201 | 930 | 7330 | 3500 | 170.8 | 0 | 0 | 1182 | 2099 | 22362.2 | 11106 | 0 | 0 | 0 | 145.8 | 890.4 | 6816.7 | 0 | 0 | 47750.5 | 49641.3 | 32253.3 | 9:00 | 20170201 | 930 | 7330 | 3500 | 170.8 | 0 | 0 | 1182 | 2099 | 22590.9 | 10959 | 0 | 0 | 0 | 145.8 | 858.3 | 6583.6 | 0 | 0 | 47832.1 | 49882.2 | 32385.8 | 9:00 | 20170201 | 930 | 7330 | 3430.6 | 170.8 | 0 | 0 | 1182 | 2099 | 22467.6 | 11106 | 0 | 0 | 0 | 145.3 | 836 | 6638 | 0 | 0 | 47786.5 | 49609.9 | 32204.8 | 9:00 | 20170201 | 930 | 7330 | 2500 | 170.8 | 0 | 0 | 1182 | 2099 | 23685.4 | 11106 | 0 | 0 | 0 | 144.9 | 764.4 | 6615.6 | 0 | 0 | 48073.7 | 50218.3 | 32120.7
9:30 | 20170201 | 1000 | 7330 | 3500 | 188.7 | 0 | 0 | 1182 | 2099 | 22493.8 | 11106 | 0 | 0 | 0 | 159.3 | 1250.4 | 6876.6 | 0 | 0 | 47899.8 | 50004 | 32460.7 | 9:30 | 20170201 | 1000 | 7330 | 3498.7 | 188.8 | 0 | 0 | 1182 | 2099 | 22737.2 | 10959 | 0 | 0 | 0 | 159.3 | 1205.2 | 6641.2 | 0 | 0 | 47995 | 49898.8 | 32402.4 | 9:30 | 20170201 | 1000 | 7330 | 3430.6 | 188.7 | 0 | 0 | 1182 | 2099 | 22623 | 11106 | 0 | 0 | 0 | 158.6 | 1174 | 6696 | 0 | 0 | 47959.6 | 50399.6 | 32647.1 | 9:30 | 20170201 | 1000 | 7330 | 2500 | 188.8 | 0 | 0 | 1182 | 2099 | 23870.9 | 11106 | 0 | 0 | 0 | 158.2 | 1073.3 | 6673.3 | 0 | 0 | 48277 | 50236.1 | 32138.5
10:00 | 20170201 | 1030 | 7330 | 3500 | 188.8 | 0 | 0 | 1182 | 2099 | 22306.3 | 11106 | 0 | 0 | 0 | 161 | 1561.1 | 6890.9 | 0 | 0 | 47712.4 | 49659.1 | 32271.1 | 10:00 | 20170201 | 1030 | 7330 | 3500 | 188.7 | 0 | 0 | 1182 | 2099 | 22559.8 | 10959 | 0 | 0 | 0 | 161 | 1504.8 | 6654.9 | 0 | 0 | 47818.8 | 49900 | 32403.6 | 10:00 | 20170201 | 1030 | 7330 | 3430.6 | 188.8 | 0 | 0 | 1182 | 2099 | 22449.9 | 11106 | 0 | 5.2 | 0 | 160.4 | 1465.8 | 6709.9 | 0 | 0 | 47791.3 | 49632.4 | 32227.3 | 10:00 | 20170201 | 1030 | 7330 | 2500 | 188.8 | 0 | 0 | 1182 | 2099 | 23728.1 | 11106 | 0 | 0 | 0 | 160 | 1339.9 | 6687.1 | 0 | 0 | 48134.2 | 50236.1 | 32138.5
10:30 | 20170201 | 1100 | 7330 | 3500 | 190.2 | 0 | 0 | 1182 | 2099 | 22332.7 | 11106 | 0 | 0 | 0 | 162.4 | 1752 | 6916 | 0 | 0 | 47739.9 | 49660.2 | 32272.2 | 10:30 | 20170201 | 1100 | 7330 | 3500 | 190.1 | 0 | 0 | 1182 | 2099 | 22593.4 | 10959 | 0 | 0 | 0 | 162.4 | 1688.7 | 6679.2 | 0 | 0 | 47853.5 | 49901.1 | 32404.7 | 10:30 | 20170201 | 1100 | 7330 | 3430.6 | 190.2 | 0 | 0 | 1182 | 2099 | 22493.3 | 11106 | 0 | 0 | 0 | 161.8 | 1645 | 6734.4 | 0 | 0 | 47831.1 | 49628.8 | 32223.7 | 10:30 | 20170201 | 1100 | 7330 | 2500 | 190.2 | 0 | 0 | 1182 | 2099 | 23783 | 11106 | 0 | 0 | 0 | 161.4 | 1503.5 | 6711.3 | 0 | 0 | 48190.2 | 50237.2 | 32139.6
11:00 | 20170201 | 1130 | 7330 | 3500 | 191 | 0 | 0 | 1182 | 2099 | 22255.5 | 11106 | 0 | 0 | 0 | 162.7 | 1868.5 | 6920.6 | 0 | 0 | 47663.5 | 49661 | 32273 | 11:00 | 20170201 | 1130 | 7330 | 3500 | 191 | 0 | 0 | 1182 | 2099 | 22520.4 | 10959 | 0 | 0 | 0 | 162.7 | 1801 | 6683.6 | 0 | 0 | 47781.3 | 49901.9 | 32405.5 | 11:00 | 20170201 | 1130 | 7330 | 3430.6 | 191 | 0 | 0 | 1182 | 2099 | 22423.4 | 11106 | 0 | 0 | 0 | 162 | 1754.4 | 6738.9 | 0 | 0 | 47762 | 49629.6 | 32224.5 | 11:00 | 20170201 | 1130 | 7330 | 2500 | 191 | 0 | 0 | 1182 | 2099 | 23722.5 | 11106 | 0 | 0 | 0 | 161.6 | 1603.6 | 6715.8 | 0 | 0 | 48130.4 | 50237.9 | 32140.3
11:30 | 20170201 | 1200 | 7330 | 3500 | 186.3 | 0 | 0 | 1182 | 2099 | 22309.1 | 11106 | 0 | 0 | 0 | 158.2 | 1966.5 | 6937 | 0 | 0 | 47712.1 | 49656 | 32268 | 11:30 | 20170201 | 1200 | 7330 | 3500 | 186.3 | 0 | 0 | 1182 | 2099 | 22577.6 | 10959 | 0 | 0 | 0 | 158.2 | 1895.5 | 6699.3 | 0 | 0 | 47833.6 | 49897 | 32400.6 | 11:30 | 20170201 | 1200 | 7330 | 3430.6 | 186.3 | 0 | 0 | 1182 | 2099 | 22483.4 | 11106 | 0 | 0 | 0 | 157.6 | 1846.4 | 6754.6 | 0 | 0 | 47817 | 49624.6 | 32219.5 | 11:30 | 20170201 | 1200 | 7330 | 2500 | 186.3 | 0 | 0 | 1182 | 2099 | 23790.7 | 11106 | 0 | 0 | 0 | 157.2 | 1687.7 | 6731.5 | 0 | 0 | 48193.6 | 50232.9 | 32135.3
12:00 | 20170201 | 1230 | 7330 | 3500 | 171.6 | 0 | 0 | 1182 | 2099 | 22487.8 | 11106 | 0 | 0 | 0 | 146.6 | 2025.2 | 6961.2 | 0 | 0 | 47877 | 49987.2 | 32443.9 | 12:00 | 20170201 | 1230 | 7330 | 3500 | 171.6 | 0 | 0 | 1182 | 2099 | 22758.6 | 10959 | 0 | 0 | 0 | 146.6 | 1952.1 | 6722.5 | 0 | 0 | 48000.8 | 49883.2 | 32386.8 | 12:00 | 20170201 | 1230 | 7330 | 3428.4 | 171.5 | 0 | 0 | 1182 | 2099 | 22668.5 | 11106 | 0 | 0 | 0 | 146 | 1901.5 | 6778.2 | 0 | 0 | 47986 | 50380.5 | 32628 | 12:00 | 20170201 | 1230 | 7330 | 2500 | 171.6 | 0 | 0 | 1182 | 2099 | 23978.5 | 11106 | 0 | 0 | 0 | 145.6 | 1738.2 | 6754.9 | 0 | 0 | 48367.7 | 50219.2 | 32121.6
12:30 | 20170201 | 1300 | 7330 | 3500 | 149 | 0 | 0 | 1182 | 2099 | 22311.3 | 11106 | 0 | 0 | 0 | 126.9 | 2006.7 | 6933.9 | 0 | 0 | 47677.2 | 49618.9 | 32230.9 | 12:30 | 20170201 | 1300 | 7330 | 3500 | 149 | 0 | 0 | 1182 | 2099 | 22581.1 | 10959 | 0 | 0 | 0 | 126.9 | 1934.3 | 6696.4 | 0 | 0 | 47800 | 49859.9 | 32363.5 | 12:30 | 20170201 | 1300 | 7330 | 3430.6 | 148.9 | 0 | 0 | 1182 | 2099 | 22487.9 | 11106 | 0 | 0 | 0 | 126.3 | 1884.1 | 6751.8 | 0 | 0 | 47784.4 | 49587.5 | 32182.4 | 12:30 | 20170201 | 1300 | 7330 | 2500 | 148.9 | 0 | 0 | 1182 | 2099 | 23798.1 | 11106 | 0 | 0 | 0 | 126 | 1722.4 | 6728.6 | 0 | 0 | 48163.9 | 50195.8 | 32098.2
13:00 | 20170201 | 1330 | 7330 | 3500 | 121.1 | 0 | 0 | 1182 | 2099 | 22290 | 11106 | 0 | 0 | 0 | 102.7 | 1880.8 | 6911.1 | 0 | 0 | 47627.6 | 49590.6 | 32202.6 | 13:00 | 20170201 | 1330 | 7330 | 3500 | 121.1 | 0 | 0 | 1182 | 2099 | 22555.3 | 10959 | 0 | 0 | 0 | 102.7 | 1812.9 | 6674.4 | 0 | 0 | 47745.8 | 49831.5 | 32335 | 13:00 | 20170201 | 1330 | 7330 | 3430.6 | 121.1 | 0 | 0 | 1182 | 2099 | 22458.2 | 11106 | 0 | 0 | 0 | 102.3 | 1765.9 | 6729.6 | 0 | 0 | 47726.4 | 49559.2 | 32154.1 | 13:00 | 20170201 | 1330 | 7330 | 2500 | 121.1 | 0 | 0 | 1182 | 2099 | 23757.9 | 11106 | 0 | 0 | 0 | 102 | 1614.2 | 6706.5 | 0 | 0 | 48095.5 | 50167.6 | 32070
13:30 | 20170201 | 1400 | 7330 | 3500 | 94 | 0 | 0 | 1182 | 2099 | 22410.5 | 11106 | 0 | 0 | 0 | 80.1 | 1638.8 | 6891.6 | 0 | 0 | 47721.5 | 49909 | 32365.7 | 13:30 | 20170201 | 1400 | 7330 | 3500 | 94 | 0 | 0 | 1182 | 2099 | 22666.9 | 10959 | 0 | 0 | 0 | 80.1 | 1579.6 | 6655.6 | 0 | 0 | 47830.8 | 50576.9 | 32733 | 13:30 | 20170201 | 1400 | 7330 | 3430.6 | 94 | 0 | 0 | 1182 | 2099 | 22563.5 | 11106 | 0 | 0 | 0 | 79.7 | 1538.7 | 6710.6 | 0 | 0 | 47805 | 50304.5 | 32552 | 13:30 | 20170201 | 1400 | 7330 | 2500 | 94 | 0 | 0 | 1182 | 2099 | 23843.2 | 11106 | 0 | 0 | 0 | 79.5 | 1406.4 | 6687.7 | 0 | 0 | 48154.2 | 50491 | 32235.9
14:00 | 20170201 | 1430 | 7330 | 3500 | 81.7 | 0 | 0 | 1182 | 2099 | 22749.7 | 11106 | 0 | 0 | 0 | 69.2 | 1349.9 | 6894.6 | 0 | 0 | 48047.8 | 50318.1 | 32585 | 14:00 | 20170201 | 1430 | 7330 | 3500 | 81.7 | 0 | 0 | 1182 | 2099 | 22995.7 | 10959 | 0 | 0 | 0 | 69.2 | 1301.1 | 6658.4 | 0 | 0 | 48146.8 | 50564.1 | 32720.3 | 14:00 | 20170201 | 1430 | 7330 | 3430.6 | 81.7 | 0 | 0 | 1182 | 2099 | 22884.9 | 11106 | 0 | 0 | 0 | 68.9 | 1267.4 | 6713.5 | 0 | 0 | 48113.7 | 50291.8 | 32539.3 | 14:00 | 20170201 | 1430 | 7330 | 2500 | 81.7 | 0 | 0 | 1182 | 2099 | 24141.4 | 11106 | 0 | 0 | 0 | 68.7 | 1158.4 | 6690.6 | 0 | 0 | 48439.6 | 50478.2 | 32223.1
14:30 | 20170201 | 1500 | 7330 | 3500 | 86.8 | 0 | 0 | 1182 | 2099 | 22657.9 | 11106 | 0 | 0 | 0 | 74.4 | 1081.6 | 6854.7 | 0 | 0 | 47962.2 | 50324.3 | 32591.2 | 14:30 | 20170201 | 1500 | 7330 | 3500 | 86.8 | 0 | 0 | 1182 | 2099 | 22893.8 | 10959 | 0 | 0 | 0 | 74.4 | 1042.6 | 6620.1 | 0 | 0 | 48051 | 50570.2 | 32726.3 | 14:30 | 20170201 | 1500 | 7330 | 3430.6 | 86.8 | 0 | 0 | 1182 | 2099 | 22775.8 | 11106 | 0 | 0 | 0 | 74.1 | 1015.5 | 6674.8 | 0 | 0 | 48010.7 | 50297.9 | 32545.4 | 14:30 | 20170201 | 1500 | 7330 | 2500 | 86.8 | 0 | 0 | 1182 | 2099 | 24009.7 | 11106 | 0 | 0 | 0 | 73.9 | 928.3 | 6652.2 | 0 | 0 | 48314 | 50484.3 | 32229.2
15:00 | 20170201 | 1530 | 7330 | 3500 | 85.1 | 0 | 0 | 1182 | 2099 | 22525.3 | 11106 | 0 | 3.6 | 0 | 72.1 | 816.2 | 6808.9 | 0 | 0 | 47830.6 | 49903.3 | 32360 | 15:00 | 20170201 | 1530 | 7330 | 3497.4 | 85 | 0 | 0 | 1182 | 2099 | 22757.5 | 10959 | 0 | 0 | 0 | 72.1 | 786.8 | 6576.1 | 0 | 0 | 47909.4 | 50564.9 | 32721.1 | 15:00 | 20170201 | 1530 | 7330 | 3430.6 | 85.1 | 0 | 0 | 1182 | 2099 | 22629.4 | 11106 | 0 | 0 | 0 | 71.8 | 766.4 | 6630.4 | 0 | 0 | 47861.6 | 50295.2 | 32542.7 | 15:00 | 20170201 | 1530 | 7330 | 2500 | 85.1 | 0 | 0 | 1182 | 2099 | 23841 | 11106 | 0 | 0 | 0 | 71.6 | 700.7 | 6608 | 0 | 0 | 48142.6 | 50481.6 | 32226.5
15:30 | 20170201 | 1600 | 7330 | 3500 | 50.5 | 0 | 0 | 1182 | 2099 | 23599.2 | 11106 | 0 | 0 | 0 | 42.6 | 532 | 6891.6 | 0 | 0 | 48866.2 | 50982 | 32936.1 | 15:30 | 20170201 | 1600 | 7330 | 3500 | 50.5 | 0 | 0 | 1182 | 2099 | 23815.5 | 10959 | 0 | 0 | 0 | 42.6 | 512.9 | 6655.7 | 0 | 0 | 48935.4 | 51299.9 | 33110.9 | 15:30 | 20170201 | 1600 | 7330 | 3430.6 | 50.5 | 0 | 0 | 1182 | 2099 | 23684.3 | 11106 | 0 | 0 | 0 | 42.4 | 499.5 | 6710.7 | 0 | 0 | 48881.9 | 51027.6 | 32929.9 | 15:30 | 20170201 | 1600 | 7330 | 2500 | 50.5 | 0 | 0 | 1182 | 2099 | 24874.4 | 11106 | 0 | 0 | 0 | 42.3 | 456.8 | 6687.7 | 0 | 0 | 49141.4 | 51234 | 32624.7
16:00 | 20170201 | 1630 | 7330 | 3500 | 10 | 0 | 0 | 1182 | 2099 | 24134.6 | 11106 | 0 | 0 | 0 | 8.8 | 276.5 | 7496.7 | 0 | 0 | 49361.9 | 52094.3 | 33530 | 16:00 | 20170201 | 1630 | 7330 | 3500 | 10 | 0 | 0 | 1182 | 2099 | 24342.2 | 10959 | 0 | 0 | 0 | 8.8 | 266.6 | 7257.6 | 0 | 0 | 49422.6 | 51747.4 | 33339.3 | 16:00 | 20170201 | 1630 | 7330 | 3430.6 | 10 | 0 | 0 | 1182 | 2099 | 24205.9 | 11106 | 0 | 0 | 0 | 8.8 | 259.6 | 7313.3 | 0 | 0 | 49363.9 | 51683 | 33272.6 | 16:00 | 20170201 | 1630 | 7330 | 2500 | 10 | 0 | 0 | 1182 | 2099 | 25376.9 | 11106 | 0 | 0 | 0 | 8.8 | 237.5 | 7289.9 | 0 | 0 | 49604.3 | 51904.4 | 32975.6
16:30 | 20170201 | 1700 | 7330 | 3500 | 0 | 0 | 0 | 1182 | 2099 | 25040.3 | 11106 | 0 | 0 | 0 | 0 | 102.3 | 8159.7 | 0 | 0 | 50257.3 | 52384 | 33684.7 | 16:30 | 20170201 | 1700 | 7330 | 3500 | 0 | 0 | 0 | 1182 | 2099 | 25243 | 10959 | 0 | 0 | 0 | 0 | 98.7 | 7915.2 | 0 | 0 | 50312.9 | 52746.9 | 33884.3 | 16:30 | 20170201 | 1700 | 7330 | 3430.6 | 0 | 0 | 0 | 1182 | 2099 | 25104.6 | 11106 | 0 | 0 | 0 | 0 | 96.1 | 7972.1 | 0 | 0 | 50252.2 | 52824.6 | 33895.8 | 16:30 | 20170201 | 1700 | 7330 | 2500 | 0 | 0 | 0 | 1182 | 2099 | 26264.4 | 11106 | 0 | 0 | 0 | 0 | 87.9 | 7947.8 | 0 | 0 | 50481.4 | 52589 | 33347.4
17:00 | 20170201 | 1730 | 7330 | 3435 | 4.3 | 0 | 0 | 1182 | 2099 | 26222.1 | 11106 | 0 | 0 | 0 | 4.8 | 12.4 | 8859.9 | 0 | 0 | 51379.6 | 53419.5 | 34227.5 | 17:00 | 20170201 | 1730 | 7330 | 3435 | 4.3 | 0 | 0 | 1182 | 2099 | 26423 | 10959 | 0 | 0 | 0 | 4.8 | 11.9 | 8608.7 | 0 | 0 | 51433.5 | 53382.5 | 34207.1 | 17:00 | 20170201 | 1730 | 7330 | 3435 | 4.3 | 0 | 0 | 1182 | 2099 | 26215.9 | 11106 | 0 | 0 | 0 | 4.8 | 11.6 | 8667.1 | 0 | 0 | 51373.5 | 53134.6 | 34070.8 | 17:00 | 20170201 | 1730 | 7330 | 3345.5 | 4.3 | 0 | 0 | 1182 | 2099 | 26530.9 | 11106 | 0 | 0 | 0 | 4.8 | 10.6 | 8641.6 | 0 | 0 | 51599 | 53440.1 | 34198.5
17:30 | 20170201 | 1800 | 7330 | 3435 | 23.9 | 0 | 0 | 1182 | 2099 | 26346 | 11106 | 0 | 0 | 0 | 20.2 | 0 | 9458 | 0 | 0 | 51521.8 | 53437.8 | 34245.8 | 17:30 | 20170201 | 1800 | 7330 | 3435 | 23.9 | 0 | 0 | 1182 | 2099 | 26547 | 10959 | 0 | 0 | 0 | 20.2 | 0 | 9204 | 0 | 0 | 51575.8 | 53400.8 | 34225.4 | 17:30 | 20170201 | 1800 | 7330 | 3435 | 23.9 | 0 | 0 | 1182 | 2099 | 26341.1 | 11106 | 0 | 0 | 0 | 20.2 | 0 | 9263 | 0 | 0 | 51516.8 | 53547.7 | 34306.2 | 17:30 | 20170201 | 1800 | 7330 | 3345.5 | 23.9 | 0 | 0 | 1182 | 2099 | 26656.7 | 11106 | 0 | 0 | 0 | 20.1 | 0 | 9237 | 0 | 0 | 51742.9 | 54158.2 | 34601.7
18:00 | 20170201 | 1830 | 7330 | 3435 | 31.9 | 0 | 0 | 1182 | 2099 | 26032.2 | 11106 | 0 | 0 | 0 | 27.5 | 0 | 9423.8 | 0 | 0 | 51216.4 | 53446.2 | 34254.2 | 18:00 | 20170201 | 1830 | 7330 | 3431.5 | 31.9 | 0 | 0 | 1182 | 2099 | 26236.4 | 10959 | 0 | 0 | 0 | 27.5 | 0 | 9171.1 | 0 | 0 | 51270.1 | 53405.7 | 34230.3 | 18:00 | 20170201 | 1830 | 7330 | 3435 | 31.9 | 0 | 0 | 1182 | 2099 | 26026.3 | 11106 | 0 | 0 | 0 | 27.4 | 0 | 9229.8 | 0 | 0 | 51210.6 | 53161.3 | 34097.5 | 18:00 | 20170201 | 1830 | 7330 | 3345.5 | 31.9 | 0 | 0 | 1182 | 2099 | 26341.2 | 11106 | 0 | 0 | 0 | 27.3 | 0 | 9204.1 | 0 | 0 | 51436 | 53466.8 | 34225.3
18:30 | 20170201 | 1900 | 7330 | 3435 | 18.6 | 0 | 0 | 1182 | 2099 | 25687.8 | 11106 | 0 | 0 | 0 | 15.8 | 2.8 | 9381.8 | 0 | 0 | 50858.2 | 52732.4 | 33855.3 | 18:30 | 20170201 | 1900 | 7330 | 3435 | 18.7 | 0 | 0 | 1182 | 2099 | 25888.2 | 10959 | 0 | 0 | 0 | 15.8 | 2.7 | 9130.7 | 0 | 0 | 50911.7 | 52700.5 | 33837.9 | 18:30 | 20170201 | 1900 | 7330 | 3432.6 | 18.7 | 0 | 0 | 1182 | 2099 | 25683.5 | 11106 | 0 | 0 | 0 | 15.7 | 2.6 | 9189.1 | 0 | 0 | 50851.6 | 52845.1 | 33916.3 | 18:30 | 20170201 | 1900 | 7330 | 3340.8 | 18.7 | 0 | 0 | 1182 | 2099 | 26000 | 11106 | 0 | 0 | 0 | 15.7 | 2.4 | 9163.6 | 0 | 0 | 51076.3 | 53053.3 | 33989.5
19:00 | 20170201 | 1930 | 7330 | 3435 | 0 | 0 | 0 | 1182 | 2099 | 25083.1 | 11106 | 0 | 0 | 0 | 0.6 | 0 | 9308.5 | 0 | 0 | 50235.8 | 52019.7 | 33455.4 | 19:00 | 20170201 | 1930 | 7330 | 3435 | 0 | 0 | 0 | 1182 | 2099 | 25283 | 10959 | 0 | 0 | 0 | 0.6 | 0 | 9060.1 | 0 | 0 | 50288.6 | 52682.6 | 33820 | 19:00 | 20170201 | 1930 | 7330 | 3435 | 0 | 0 | 0 | 1182 | 2099 | 25074.3 | 11106 | 0 | 0 | 0 | 0.6 | 0 | 9117.9 | 0 | 0 | 50227 | 52119.7 | 33510.4 | 19:00 | 20170201 | 1930 | 7330 | 3345.5 | 0 | 0 | 0 | 1182 | 2099 | 25387 | 11106 | 0 | 0 | 0 | 0.6 | 0 | 9092.9 | 0 | 0 | 50450.1 | 52740.1 | 33811.3
19:30 | 20170201 | 2000 | 7330 | 3435 | 0 | 0 | 0 | 1182 | 2099 | 23764 | 11106 | 0 | 0 | 0 | 0 | 0 | 9157.4 | 0 | 0 | 48916 | 50522 | 32631.4 | 19:30 | 20170201 | 2000 | 7330 | 3435 | 0 | 0 | 0 | 1182 | 2099 | 23962.7 | 10959 | 0 | 0 | 0 | 0 | 0 | 8914.6 | 0 | 0 | 48967.6 | 50762.9 | 32763.8 | 19:30 | 20170201 | 2000 | 7330 | 3435 | 0 | 0 | 0 | 1182 | 2099 | 23751.5 | 11106 | 0 | 0 | 0 | 0 | 0 | 8971.1 | 0 | 0 | 48903.5 | 50560 | 32652.3 | 19:30 | 20170201 | 2000 | 7330 | 3345.5 | 0 | 0 | 0 | 1182 | 2099 | 24061.1 | 11106 | 0 | 0 | 0 | 0 | 0 | 8947.1 | 0 | 0 | 49123.6 | 50892.5 | 32794.9
20:00 | 20170201 | 2030 | 7330 | 3500 | 0 | 0 | 0 | 1182 | 2099 | 22039.4 | 11106 | 0 | 0 | 0 | 0 | 0 | 8967.4 | 0 | 0 | 47256.3 | 49469.9 | 32081.9 | 20:00 | 20170201 | 2030 | 7330 | 3500 | 0 | 0 | 0 | 1182 | 2099 | 22236.5 | 10959 | 0 | 0 | 0 | 0 | 0 | 8731.8 | 0 | 0 | 47306.4 | 49302.9 | 31990.1 | 20:00 | 20170201 | 2030 | 7330 | 3430.6 | 0 | 0 | 0 | 1182 | 2099 | 22091.5 | 11106 | 0 | 0 | 0 | 0 | 0 | 8786.7 | 0 | 0 | 47239.1 | 49030.6 | 31809.1 | 20:00 | 20170201 | 2030 | 7330 | 2500 | 0 | 0 | 0 | 1182 | 2099 | 23238.5 | 11106 | 0 | 0 | 0 | 0 | 0 | 8764 | 0 | 0 | 47455.5 | 49280 | 31527.5
20:30 | 20170201 | 2100 | 7330 | 3500 | 0 | 0 | 0 | 1182 | 2099 | 20298 | 11106 | 0 | 0 | 0 | 0 | 0.2 | 8768.1 | 0 | 0 | 45515 | 47575 | 31039.8 | 20:30 | 20170201 | 2100 | 7330 | 3500 | 0 | 0 | 0 | 1182 | 2099 | 20643.4 | 10809 | 0 | 0 | 0 | 0 | 0.2 | 8540 | 0 | 0 | 45563.4 | 47419 | 30953.9 | 20:30 | 20170201 | 2100 | 7330 | 3430.6 | 0 | 0 | 0 | 1182 | 2099 | 20495.2 | 10956 | 0 | 0 | 0 | 0 | 0.2 | 8593.3 | 0 | 0 | 45492.7 | 47496.5 | 30965.3 | 20:30 | 20170201 | 2100 | 7330 | 2500 | 0 | 0 | 0 | 1182 | 2099 | 21488.3 | 11106 | 0 | 0 | 0 | 0 | 0.2 | 8571.8 | 0 | 0 | 45705.3 | 47385 | 30485.2
21:00 | 20170201 | 2130 | 7330 | 3500 | 0 | 0 | 0 | 1182 | 2099 | 18961.9 | 10090 | 0 | 0 | 0 | 0 | 0 | 8498.8 | 0 | 0 | 43162.6 | 45943.7 | 30142.4 | 21:00 | 20170201 | 2130 | 7330 | 3500 | 0 | 0 | 0 | 1182 | 2099 | 19157.2 | 9940.8 | 0 | 0 | 0 | 0 | 0 | 8280.9 | 0 | 0 | 43208.8 | 45463.8 | 29878.5 | 21:00 | 20170201 | 2130 | 7330 | 3500 | 0 | 0 | 0 | 1182 | 2099 | 18990.2 | 10032.6 | 0 | 0 | 0 | 0 | 0 | 8331.9 | 0 | 0 | 43133.6 | 45610.8 | 29959.4 | 21:00 | 20170201 | 2130 | 7330 | 2500 | 0 | 0 | 0 | 1182 | 2099 | 19837.8 | 10392.3 | 0 | 0 | 0 | 0 | 0 | 8312.1 | 0 | 0 | 43340.9 | 45753.8 | 29588
21:30 | 20170201 | 2200 | 7330 | 3500 | 14.5 | 0 | 0 | 1165.2 | 2099 | 17137.8 | 9444 | 0 | 0 | 0 | 12.6 | 0 | 8217.3 | 0 | 0 | 40691.1 | 42921.1 | 28486.9 | 21:30 | 20170201 | 2200 | 7330 | 3500 | 14.5 | 0 | 0 | 1182 | 2099 | 17758 | 8850.9 | 0 | 0 | 0 | 12.6 | 0 | 8009.9 | 0 | 0 | 40735 | 43239.1 | 28661.8 | 21:30 | 20170201 | 2200 | 7330 | 3500 | 14.5 | 0 | 0 | 1104.6 | 2099 | 17461 | 9145.4 | 0 | 0 | 0 | 12.5 | 0 | 8058.7 | 0 | 0 | 40655.1 | 42846.1 | 28445.7 | 21:30 | 20170201 | 2200 | 7330 | 2500 | 14.5 | 0 | 0 | 1182 | 2099 | 18195.1 | 9535.8 | 0 | 0 | 0 | 12.5 | 0 | 8040.8 | 0 | 0 | 40856.9 | 43076 | 28122.1
22:00 | 20170201 | 2230 | 7330 | 3500 | 0 | 0 | 0 | 1104.6 | 2099 | 16651 | 7635.7 | 0 | 0 | 0 | 0 | 0 | 7944.5 | 0 | 0 | 38320.3 | 40637 | 27223.9 | 22:00 | 20170201 | 2230 | 7330 | 3500 | 0 | 0 | 0 | 1104.6 | 2099 | 17384.5 | 6943.8 | 0 | 0 | 0 | 0 | 0 | 7747.4 | 0 | 0 | 38362 | 40800.1 | 27313.6 | 22:00 | 20170201 | 2230 | 7330 | 3500 | 0 | 0 | 0 | 1104.6 | 2099 | 17342.9 | 6900.9 | 0 | 0 | 0 | 0 | 0 | 7793.9 | 0 | 0 | 38277.4 | 40452 | 27122.1 | 22:00 | 20170201 | 2230 | 7330 | 2500 | 0 | 0 | 0 | 1104.6 | 2099 | 17423.3 | 8017 | 0 | 0 | 0 | 0 | 0 | 7777.7 | 0 | 0 | 38473.9 | 40944 | 26942.7
22:30 | 20170201 | 2300 | 7330 | 3500 | 0 | 0 | 0 | 1104.6 | 2099 | 15942.4 | 6328.6 | 0 | 0 | 0 | 0 | 0 | 7713.7 | 0 | 0 | 36304.5 | 38611.9 | 26110 | 22:30 | 20170201 | 2300 | 7330 | 3500 | 0 | 0 | 0 | 1104.6 | 2099 | 16752.4 | 5558.4 | 0 | 0 | 0 | 0 | 0 | 7525.4 | 0 | 0 | 36344.3 | 38779.9 | 26202.4 | 22:30 | 20170201 | 2300 | 7330 | 3500 | 0 | 0 | 0 | 1104.6 | 2099 | 16752.4 | 5469.9 | 0 | 0 | 0 | 0 | 0 | 7569.9 | 0 | 0 | 36255.8 | 38450.9 | 26021.4 | 22:30 | 20170201 | 2300 | 7330 | 2500 | 0 | 0 | 0 | 1104.6 | 2099 | 17274.4 | 6139.9 | 0 | 0 | 0 | 0 | 0 | 7555.2 | 0 | 0 | 36447.8 | 38931.9 | 25836
23:00 | 20170201 | 2330 | 7330 | 3500 | 0 | 0 | 0 | 924 | 2099 | 15784.9 | 3944.8 | 0 | 0 | 0 | 0 | 0 | 7402.1 | 0 | 0 | 33582.6 | 36018.9 | 24683.8 | 23:00 | 20170201 | 2330 | 7330 | 3500 | 0 | 0 | 0 | 924 | 2099 | 16351.9 | 3415 | 0 | 0 | 0 | 0 | 0 | 7225.5 | 0 | 0 | 33619.9 | 35667 | 24490.3 | 23:00 | 20170201 | 2330 | 7330 | 2500 | 0 | 0 | 0 | 924 | 2099 | 16399.3 | 4273.8 | 0 | 0 | 0 | 0 | 0 | 7267.5 | 0 | 0 | 33526.1 | 35829 | 24129.5 | 23:00 | 20170201 | 2330 | 7330 | 2250 | 0 | 0 | 0 | 1018.5 | 2099 | 16518.9 | 4495.6 | 0 | 0 | 0 | 0 | 0 | 7254.8 | 0 | 0 | 33712 | 35714 | 23953.7
23:30 | 20170201 | 2400 | 7330 | 3500 | 275.3 | 0 | 0 | 924 | 2099 | 15357.8 | 2369.5 | 0 | 0 | 0 | 229.8 | 0 | 7230.8 | 0 | 0 | 31855.8 | 33807.5 | 23591.6 | 23:30 | 20170201 | 2400 | 7330 | 3500 | 275.3 | 0 | 0 | 924 | 2099 | 15843.2 | 1920.1 | 0 | 0 | 0 | 229.7 | 0 | 7060.5 | 0 | 0 | 31891.8 | 33975.5 | 23684 | 23:30 | 20170201 | 2400 | 7330 | 2500 | 275.2 | 0 | 0 | 924 | 2099 | 16131.9 | 2535.8 | 0 | 0 | 0 | 228.7 | 0 | 7101.1 | 0 | 0 | 31796.1 | 34117.4 | 23312 | 23:30 | 20170201 | 2400 | 7330 | 2250 | 275.2 | 0 | 0 | 924 | 2099 | 16140.8 | 2960.1 | 0 | 0 | 0 | 228.1 | 0 | 7089.6 | 0 | 0 | 31979.3 | 34352.4 | 23328.7
2020 | [22 empty] | 2020 | [22 empty] | 2020 | [22 empty] | 2020
time | GDATE | GTIME | Nuclear | Interconnector Imp | Wind | Solar | Marine | Hydro | Biomass | Gas | Coal | Gas Oil | Storage Exp | Other Balancing | Dist. Wind | Dist. Solar | Dist. Other | Interconnector Exp | Storage Imp | Transmission Demand | Transmission Flexibility | Transmission Flexibility | time | GDATE | GTIME | Nuclear | Interconnector Imp | Wind | Solar | Marine | Hydro | Biomass | Gas | Coal | Gas Oil | Storage Exp | Other Balancing | Dist. Wind | Dist. Solar | Dist. Other | Interconnector Exp | Storage Imp | Transmission Demand | Transmission Flexibility | Transmission Flexibility | time | GDATE | GTIME | Nuclear | Interconnector Imp | Wind | Solar | Marine | Hydro | Biomass | Gas | Coal | Gas Oil | Storage Exp | Other Balancing | Dist. Wind | Dist. Solar | Dist. Other | Interconnector Exp | Storage Imp | Transmission Demand | Transmission Flexibility | Transmission Flexibility | time | GDATE | GTIME | Nuclear | Interconnector Imp | Wind | Solar | Marine | Hydro | Biomass | Gas | Coal | Gas Oil | Storage Exp | Other Balancing | Dist. Wind | Dist. Solar | Dist. Other | Interconnector Exp | Storage Imp | Transmission Demand | Transmission Flexibility | Transmission Flexibility
0:00 | 20201218 | 30 | 8526 | 7350 | 1703 | 0 | 0 | 925 | 1166 | 8157.5 | 0 | 0 | 0 | 0 | 766.2 | 0 | 9589.4 | 0 | 0 | 27827.4 | 30008.9 | 24415.4 | 0:00 | 20201218 | 30 | 8526 | 7350 | 1973.8 | 0 | 0 | 925 | 1451 | 7577.5 | 0 | 0 | 0 | 0 | 760.8 | 0 | 8977.8 | 0 | 0 | 27803 | 29852.5 | 24451.2 | 0:00 | 20201218 | 30 | 8526 | 3950 | 1782.4 | 0 | 0 | 925 | 1166 | 11244.3 | 449.4 | 0 | 0 | 0 | 702.1 | 0 | 8882.4 | 0 | 0 | 28042.7 | 30122 | 22983.2 | 0:00 | 20201218 | 30 | 7323 | 3950 | 1638.4 | 0 | 0 | 925 | 1061 | 12902.7 | 876.9 | 0 | 0 | 0 | 676.6 | 0 | 8919 | 0 | 0 | 28677 | 30996.4 | 22858.1
0:30 | 20201218 | 100 | 8526 | 7350 | 1874.9 | 0 | 0 | 925 | 1166 | 8124.3 | 0 | 0 | 0 | 0 | 838.1 | 0 | 9634.7 | 0 | 0 | 27965.3 | 30180 | 24586.5 | 0:30 | 20201218 | 100 | 8526 | 7350 | 2176.7 | 0 | 0 | 925 | 1451 | 7513.1 | 0 | 0 | 0 | 0 | 831.2 | 0 | 9019.6 | 0 | 0 | 27941.8 | 30055.7 | 24654.4 | 0:30 | 20201218 | 100 | 8526 | 3950 | 1968 | 0 | 0 | 925 | 1166 | 11204.5 | 449.4 | 0 | 0 | 0 | 767.2 | 0 | 8923.6 | 0 | 0 | 28188.6 | 30307.7 | 23168.9 | 0:30 | 20201218 | 100 | 7323 | 3950 | 1809.1 | 0 | 0 | 925 | 1061 | 12902.7 | 856.7 | 0 | 0 | 0 | 739.2 | 0 | 8960.7 | 0 | 0 | 28827.9 | 31167.5 | 23029.3
1:00 | 20201218 | 130 | 8526 | 7350 | 1711.7 | 0 | 0 | 925 | 1166 | 8051.1 | 0 | 0 | 0 | 0 | 771.4 | 0 | 9569.6 | 0 | 0 | 27730.5 | 30018.4 | 24424.9 | 1:00 | 20201218 | 130 | 8526 | 7350 | 1982.8 | 0 | 0 | 925 | 1451 | 7470.7 | 0 | 0 | 0 | 0 | 766 | 0 | 8959.6 | 0 | 0 | 27706.3 | 29862.6 | 24461.2 | 1:00 | 20201218 | 130 | 8526 | 3948.6 | 1791.1 | 0 | 0 | 925 | 1166 | 11139.9 | 449.4 | 0 | 0 | 0 | 706.9 | 0 | 8864.3 | 0 | 0 | 27945.7 | 30129.4 | 22990.6 | 1:00 | 20201218 | 130 | 7323 | 3950 | 1646.5 | 0 | 0 | 925 | 1061 | 12774.8 | 898.8 | 0 | 0 | 0 | 681.3 | 0 | 8900.8 | 0 | 0 | 28579 | 30637.4 | 22664.3
1:30 | 20201218 | 200 | 8526 | 7350 | 1278.3 | 0 | 0 | 925 | 1166 | 7856.4 | 0 | 0 | 0 | 0 | 575.1 | 0 | 9391.1 | 0 | 0 | 27101.9 | 29584.5 | 23991 | 1:30 | 20201218 | 200 | 8526 | 7350 | 1481.9 | 0 | 0 | 925 | 1451 | 7344.4 | 0 | 0 | 0 | 0 | 571 | 0 | 8795.4 | 0 | 0 | 27078.3 | 29360.9 | 23959.6 | 1:30 | 20201218 | 200 | 8526 | 3950 | 1338.4 | 0 | 0 | 925 | 1166 | 11037.8 | 353.1 | 0 | 0 | 0 | 526.9 | 0 | 8701.7 | 0 | 0 | 27296.2 | 29678.3 | 22539.5 | 1:30 | 20201218 | 200 | 7323 | 3950 | 1230.4 | 0 | 0 | 925 | 1061 | 12620.9 | 802.5 | 0 | 0 | 0 | 507.8 | 0 | 8736.6 | 0 | 0 | 27912.8 | 30221.4 | 22248.3
2:00 | 20201218 | 230 | 8526 | 7350 | 897.2 | 0 | 0 | 925 | 1166 | 7909.6 | 0 | 0 | 0 | 0 | 399.6 | 0 | 9282.5 | 0 | 0 | 26774.5 | 29203.9 | 23610.4 | 2:00 | 20201218 | 230 | 8526 | 7350 | 1044.7 | 0 | 0 | 925 | 1451 | 7454.8 | 0 | 0 | 0 | 0 | 396 | 0 | 8695.3 | 0 | 0 | 26751.6 | 28923.8 | 23522.5 | 2:00 | 20201218 | 230 | 8526 | 3950 | 945.9 | 0 | 0 | 925 | 1166 | 11086.4 | 353.1 | 0 | 0 | 0 | 365.6 | 0 | 8602.7 | 0 | 0 | 26951.8 | 29285.3 | 22146.5 | 2:00 | 20201218 | 230 | 7323 | 3950 | 869.7 | 0 | 0 | 925 | 1061 | 12625.9 | 802.5 | 0 | 0 | 0 | 352.1 | 0 | 8636.5 | 0 | 0 | 27556.8 | 29860.4 | 21887.3
2:30 | 20201218 | 300 | 8526 | 7350 | 845.9 | 0 | 0 | 925 | 1166 | 7973.9 | 0 | 0 | 0 | 0 | 376.5 | 0 | 9280.1 | 0 | 0 | 26786.8 | 29151.9 | 23558.4 | 2:30 | 20201218 | 300 | 8526 | 7345 | 983.7 | 0 | 0 | 925 | 1451 | 7532.1 | 0 | 0 | 0 | 0 | 373.1 | 0 | 8693.2 | 0 | 0 | 26763.7 | 28858.6 | 23457.3 | 2:30 | 20201218 | 300 | 8526 | 3950 | 889.8 | 0 | 0 | 925 | 1166 | 11139.9 | 364.6 | 0 | 0 | 0 | 344.4 | 0 | 8600.5 | 0 | 0 | 26962.2 | 29230.7 | 22091.9 | 2:30 | 20201218 | 300 | 7323 | 3950 | 819.8 | 0 | 0 | 925 | 1061 | 12685.3 | 802.5 | 0 | 0 | 0 | 331.7 | 0 | 8634.4 | 0 | 0 | 27566.1 | 29810.3 | 21837.2
3:00 | 20201218 | 330 | 8526 | 7350 | 934.9 | 0 | 0 | 925 | 1166 | 7505.7 | 0 | 0 | 0 | 0 | 420.4 | 0 | 9207.8 | 0 | 0 | 26408.6 | 29241.9 | 23648.4 | 3:00 | 20201218 | 330 | 8526 | 7350 | 1086.3 | 0 | 0 | 925 | 1451 | 7048.6 | 0 | 0 | 0 | 0 | 417.2 | 0 | 8626.6 | 0 | 0 | 26386.1 | 28532.5 | 23325.5 | 3:00 | 20201218 | 330 | 8526 | 3950 | 980.2 | 0 | 0 | 925 | 1166 | 11037.7 | 0 | 0 | 0 | 0 | 385.1 | 0 | 8534.8 | 0 | 0 | 26585.2 | 28558.5 | 21762.6 | 3:00 | 20201218 | 330 | 7323 | 3950 | 901.8 | 0 | 0 | 925 | 1061 | 12319.8 | 706.2 | 0 | 0 | 0 | 371 | 0 | 8567.8 | 0 | 0 | 27186.6 | 29892.6 | 21919.5
3:30 | 20201218 | 400 | 8526 | 7350 | 918.2 | 0 | 0 | 925 | 1166 | 6875.7 | 0 | 0 | 0 | 0 | 416.7 | 0.1 | 9067 | 0 | 0 | 25760.9 | 27899.2 | 22902 | 3:30 | 20201218 | 400 | 8526 | 7350 | 1060.1 | 0 | 0 | 925 | 1451 | 6426.4 | 0 | 0 | 0 | 0 | 414.3 | 0.1 | 8497 | 0 | 0 | 25739.1 | 28067.7 | 23058.8 | 3:30 | 20201218 | 400 | 8526 | 3950 | 956.6 | 0 | 0 | 925 | 1166 | 10409.7 | 0 | 0 | 0 | 0 | 382.3 | 0.1 | 8406.4 | 0 | 0 | 25933 | 28534.3 | 21738.4 | 3:30 | 20201218 | 400 | 7323 | 3950 | 878.8 | 0 | 0 | 925 | 1061 | 11682 | 706.2 | 0 | 0 | 0 | 368.5 | 0.1 | 8438.2 | 0 | 0 | 26526.1 | 29059.9 | 21451.3
4:00 | 20201218 | 430 | 8526 | 7350 | 755.2 | 0 | 0 | 925 | 1166 | 6785.1 | 0 | 0 | 0 | 0 | 349.8 | 0 | 8997.4 | 0 | 0 | 25506 | 27734.9 | 22737.7 | 4:00 | 20201218 | 430 | 8526 | 7350 | 863.1 | 0 | 0 | 925 | 1451 | 6368 | 0 | 0 | 0 | 0 | 349.2 | 0 | 8433 | 0 | 0 | 25483.2 | 27870.2 | 22861.3 | 4:00 | 20201218 | 430 | 8526 | 3950 | 774.8 | 0 | 0 | 925 | 1166 | 10327.7 | 0 | 0 | 0 | 0 | 322 | 0 | 8343 | 0 | 0 | 25669.8 | 28353.1 | 21557.2 | 4:00 | 20201218 | 430 | 7323 | 3950 | 711.7 | 0 | 0 | 925 | 1061 | 11836.2 | 449.4 | 0 | 0 | 0 | 310.7 | 0 | 8374.2 | 0 | 0 | 26256.4 | 28250.8 | 20931.1
4:30 | 20201218 | 500 | 8526 | 7350 | 491.4 | 0 | 0 | 925 | 1166 | 7137.9 | 0 | 0 | 0 | 0 | 242.8 | 0 | 8993.8 | 0 | 0 | 25596.5 | 27897.6 | 22709.1 | 4:30 | 20201218 | 500 | 8526 | 7350 | 547.9 | 0 | 0 | 925 | 1451 | 6770.6 | 0 | 0 | 0 | 0 | 244.7 | 0 | 8429.6 | 0 | 0 | 25571.2 | 27555.6 | 22546.6 | 4:30 | 20201218 | 500 | 8526 | 3950 | 485.7 | 0 | 0 | 925 | 1166 | 10696.1 | 0 | 0 | 0 | 0 | 225.4 | 0 | 8339.8 | 0 | 0 | 25749.7 | 28064.6 | 21268.7 | 4:30 | 20201218 | 500 | 7323 | 3950 | 444.6 | 0 | 0 | 925 | 1061 | 11825.4 | 802.5 | 0 | 0 | 0 | 217.9 | 0 | 8370.9 | 0 | 0 | 26332.4 | 28626.5 | 21017.9
5:00 | 20201218 | 530 | 8526 | 7350 | 319.1 | 0 | 0 | 925 | 1166 | 7948.1 | 0 | 0 | 0 | 0 | 173.5 | 0 | 9116.6 | 0 | 0 | 26233.9 | 28624.8 | 23031.3 | 5:00 | 20201218 | 530 | 8526 | 7350 | 341.1 | 0 | 0 | 925 | 1451 | 7612.9 | 0 | 0 | 0 | 0 | 177.5 | 0 | 8542.7 | 0 | 0 | 26205.2 | 28219.3 | 22818 | 5:00 | 20201218 | 530 | 8526 | 3950 | 295.4 | 0 | 0 | 925 | 1166 | 11168.2 | 353.1 | 0 | 0 | 0 | 163.1 | 0 | 8451.7 | 0 | 0 | 26383.3 | 28635 | 21496.2 | 5:00 | 20201218 | 530 | 7323 | 3946.7 | 268.4 | 0 | 0 | 925 | 1061 | 12643.4 | 802.5 | 0 | 0 | 0 | 158.2 | 0 | 8484 | 0 | 0 | 26970.2 | 29256.3 | 21283.2
5:30 | 20201218 | 600 | 8526 | 7350 | 370.2 | 0 | 0 | 925 | 1166 | 9029.1 | 0 | 0 | 0 | 0 | 196.5 | 1.6 | 9366.9 | 0 | 0 | 27366.4 | 30018.3 | 23820.9 | 5:30 | 20201218 | 600 | 8526 | 7350 | 400 | 0 | 0 | 925 | 1451 | 8683.4 | 0 | 0 | 0 | 0 | 200.2 | 1.5 | 8773 | 0 | 0 | 27335.4 | 29423 | 23506.9 | 5:30 | 20201218 | 600 | 8526 | 3950 | 349.1 | 0 | 0 | 925 | 1166 | 11902.4 | 706.2 | 0 | 0 | 0 | 184.1 | 1.4 | 8679.6 | 0 | 0 | 27524.5 | 29922.9 | 22228.8 | 5:30 | 20201218 | 600 | 7323 | 3950 | 319.1 | 0 | 0 | 925 | 1061 | 13746.8 | 802.5 | 0 | 0 | 0 | 178.4 | 1.2 | 8714.2 | 0 | 0 | 28126.6 | 30636.3 | 22066.1
6:00 | 20201218 | 630 | 8526 | 7350 | 429.2 | 0 | 0 | 925 | 1166 | 11885.7 | 449.4 | 0 | 0 | 0 | 215.8 | 0 | 9586 | 0 | 0 | 30730.9 | 32760.8 | 25355.6 | 6:00 | 20201218 | 630 | 8526 | 7350 | 474.6 | 0 | 0 | 925 | 1451 | 11518.1 | 449.4 | 0 | 0 | 0 | 218.2 | 0 | 8941.2 | 0 | 0 | 30694.1 | 32716.6 | 25351.9 | 6:00 | 20201218 | 630 | 8526 | 3950 | 419.5 | 0 | 0 | 1066.9 | 1166 | 14880.8 | 898.8 | 0 | 0 | 0 | 200.9 | 0 | 8841.9 | 0 | 0 | 30907.7 | 33258.2 | 24094.9 | 6:00 | 20201218 | 630 | 7323 | 3950 | 383.8 | 0 | 0 | 1066.9 | 1061 | 16670.8 | 1091.4 | 0 | 0 | 0 | 194.4 | 0 | 8882.4 | 0 | 0 | 31546.6 | 34270.5 | 24094.2
6:30 | 20201218 | 700 | 8526 | 7350 | 280.3 | 0 | 0 | 1105.6 | 1166 | 15329.7 | 898.8 | 0 | 0 | 0 | 139.2 | 0 | 9906.2 | 0 | 0 | 34656.6 | 36774.5 | 27496.4 | 6:30 | 20201218 | 700 | 8526 | 7350 | 312.7 | 0 | 0 | 1105.6 | 1451 | 14969.3 | 898.8 | 0 | 0 | 0 | 140.4 | 0 | 9202.4 | 0 | 0 | 34613 | 36698.3 | 27468.8 | 6:30 | 20201218 | 700 | 8526 | 3950 | 276.8 | 0 | 0 | 1105.6 | 1166 | 18539.3 | 1284 | 0 | 0 | 0 | 129.3 | 0 | 9096.2 | 0 | 0 | 34847.6 | 37116.7 | 26152.9 | 6:30 | 20201218 | 700 | 7323 | 3950 | 253.3 | 0 | 0 | 1183 | 1061 | 20471.8 | 1284 | 0 | 0 | 0 | 125.1 | 0 | 9143.5 | 0 | 0 | 35526.1 | 37640.3 | 25889
7:00 | 20201218 | 730 | 8526 | 7350 | 77.1 | 0 | 0 | 1105.6 | 1166 | 19653.9 | 1284 | 0 | 0 | 0 | 38.2 | 0 | 10346.3 | 0 | 0 | 39161.6 | 41213.1 | 29845.7 | 7:00 | 20201218 | 730 | 8526 | 7350 | 84.9 | 0 | 0 | 1105.6 | 1451 | 19308.7 | 1284 | 0 | 0 | 0 | 38.6 | 0 | 9573.9 | 0 | 0 | 39109.5 | 41411.2 | 29958.3 | 7:00 | 20201218 | 730 | 8526 | 3950 | 75.1 | 0 | 0 | 1183 | 1166 | 21770.4 | 1284 | 75.6 | 1337.7 | 0 | 35.5 | 0 | 9459.7 | 0 | 0 | 39367.6 | 41292.6 | 28960.8 | 7:00 | 20201218 | 730 | 7323 | 3950 | 68.8 | 0 | 0 | 1183 | 1061 | 22412.8 | 1284 | 75.6 | 2734 | 0 | 34.4 | 0 | 9515.1 | 0 | 0 | 40091.6 | 41864.2 | 29359.1
7:30 | 20201218 | 800 | 8526 | 7062 | 3 | 0 | 0 | 1183 | 1166 | 21302.4 | 1284 | 75.6 | 1115.8 | 0 | 1.2 | 70.9 | 10394.6 | 0 | 0 | 41719.4 | 43644.4 | 31523.2 | 7:30 | 20201218 | 800 | 8526 | 7062 | 4.6 | 0 | 0 | 1183 | 1451 | 22153.1 | 1284 | 0 | 0 | 0 | 1.1 | 68.5 | 9584.9 | 0 | 0 | 41665.1 | 43597 | 30995.7 | 7:30 | 20201218 | 800 | 8526 | 3662 | 4.3 | 0 | 0 | 1183 | 1166 | 22395.4 | 1284 | 75.6 | 2734 | 910.9 | 1 | 63.2 | 9466.3 | 0 | 0 | 41942.7 | 43242.7 | 30910.9 | 7:30 | 20201218 | 800 | 7323 | 3662 | 3.9 | 0 | 0 | 1183 | 1061 | 22885.4 | 1284 | 75.6 | 2734 | 2487.6 | 0.9 | 54.4 | 9526.1 | 0 | 0 | 42701 | 44001 | 31496
8:00 | 20201218 | 830 | 8526 | 7062 | 42.9 | 0 | 0 | 1183 | 1166 | 21302.4 | 1284 | 75.6 | 2046.8 | 0 | 20.1 | 392.4 | 10165.6 | 0 | 0 | 42688.5 | 44613.5 | 32492.3 | 8:00 | 20201218 | 830 | 8526 | 7062 | 48.9 | 0 | 0 | 1183 | 1451 | 22572.4 | 1284 | 75.6 | 440.4 | 0 | 20.1 | 379.3 | 9340.6 | 0 | 0 | 42642.7 | 44567.7 | 31746.8 | 8:00 | 20201218 | 830 | 8526 | 3662 | 44.3 | 0 | 0 | 1183 | 1166 | 22395.4 | 1284 | 75.6 | 2734 | 1883.2 | 18.6 | 349.8 | 9220.2 | 0 | 0 | 42953 | 44253 | 31921.2 | 8:00 | 20201218 | 830 | 7323 | 3662 | 40.7 | 0 | 0 | 1183 | 1061 | 22885.4 | 1284 | 75.6 | 2734 | 3514.6 | 17.9 | 300.9 | 9281.8 | 0 | 0 | 43762.8 | 45062.8 | 32557.8
8:30 | 20201218 | 900 | 8526 | 7156 | 123.6 | 0 | 2.2 | 1183 | 1166 | 21302.4 | 1284 | 75.6 | 1703.9 | 0 | 65 | 1098.3 | 9780.1 | 0 | 0 | 42523.2 | 44448.2 | 32327 | 8:30 | 20201218 | 900 | 8526 | 7156 | 133.6 | 0 | 2.2 | 1183 | 1451 | 22572.4 | 1284 | 75.6 | 115.7 | 0 | 66.2 | 1061.5 | 8952.3 | 0 | 0 | 42499.5 | 44424.5 | 31603.6 | 8:30 | 20201218 | 900 | 8526 | 3756 | 117 | 0 | 2.2 | 1183 | 1166 | 22395.4 | 1284 | 75.6 | 2734 | 1628.6 | 60.9 | 978.9 | 8831.5 | 0 | 0 | 42868 | 44168 | 31836.2 | 8:30 | 20201218 | 900 | 7323 | 3756 | 106.8 | 0 | 2.2 | 1183 | 1061 | 22885.4 | 1284 | 75.6 | 2734 | 3357.8 | 59 | 842.1 | 8893.5 | 0 | 0 | 43768.9 | 45068.9 | 32563.9
9:00 | 20201218 | 930 | 8526 | 7156 | 211.7 | 0 | 2.4 | 1183 | 1166 | 21452.4 | 1284 | 75.6 | 1419.6 | 0 | 115 | 1982 | 9971.8 | 0 | 0 | 42476.2 | 44251.2 | 32130 | 9:00 | 20201218 | 930 | 8526 | 7156 | 225.9 | 0.1 | 2.4 | 1183 | 1451 | 22615.3 | 1284 | 35 | 0 | 0 | 117.7 | 1915.7 | 9128.8 | 0 | 0 | 42478.4 | 44293.1 | 31520.8 | 9:00 | 20201218 | 930 | 8526 | 3756 | 195.1 | 0 | 2.4 | 1183 | 1166 | 22395.4 | 1284 | 75.6 | 2734 | 1606.9 | 108.1 | 1766.5 | 9006.2 | 0 | 0 | 42924.9 | 44224.9 | 31893.1 | 9:00 | 20201218 | 930 | 7323 | 3756 | 177.8 | 0 | 2.4 | 1183 | 1061 | 22885.4 | 1284 | 75.6 | 2734 | 3465.4 | 104.9 | 1519.7 | 9070 | 0 | 0 | 43947.9 | 45247.9 | 32742.9
9:30 | 20201218 | 1000 | 8526 | 7156 | 282 | 0 | 2.4 | 1183 | 1166 | 21452.4 | 1284 | 75.6 | 798.6 | 0 | 153.8 | 2779.7 | 10033.7 | 0 | 0 | 41925.9 | 43700.9 | 31579.7 | 9:30 | 20201218 | 1000 | 8526 | 7152.1 | 300.6 | 0.2 | 2.4 | 1183 | 1451 | 22054.7 | 1284 | 0 | 0 | 0 | 157.4 | 2686.6 | 9185.7 | 0 | 0 | 41953.4 | 43891.7 | 31331.8 | 9:30 | 20201218 | 1000 | 8526 | 3756 | 259.6 | 0 | 2.4 | 1183 | 1166 | 22395.4 | 1284 | 75.6 | 2734 | 1083.2 | 144.6 | 2477.1 | 9062.6 | 0 | 0 | 42465.6 | 43765.6 | 31433.8 | 9:30 | 20201218 | 1000 | 7323 | 3756 | 236.2 | 0 | 2.4 | 1183 | 1061 | 22885.4 | 1284 | 75.6 | 2734 | 3051.2 | 140.3 | 2131.2 | 9126.9 | 0 | 0 | 43592.3 | 44892.3 | 32387.3
10:00 | 20201218 | 1030 | 8526 | 7156 | 319.1 | 0 | 2.2 | 1183 | 1166 | 21452.4 | 1284 | 75.6 | 192.2 | 0 | 173.4 | 3336.3 | 10035.2 | 0 | 0 | 41356.4 | 43131.4 | 31010.2 | 10:00 | 20201218 | 1030 | 8526 | 7156 | 339.9 | 0.3 | 2.2 | 1183 | 1451 | 21459.2 | 1284 | 0 | 0 | 0 | 177.4 | 3224.8 | 9187.1 | 0 | 0 | 41401.8 | 43235.6 | 30990.7 | 10:00 | 20201218 | 1030 | 8526 | 3756 | 295 | 0 | 2.2 | 1183 | 1166 | 22395.4 | 1284 | 75.6 | 2734 | 541 | 163 | 2973 | 9063.9 | 0 | 0 | 41958 | 43258 | 30926.2 | 10:00 | 20201218 | 1030 | 7323 | 3756 | 268.4 | 0 | 2.2 | 1183 | 1061 | 22885.4 | 1284 | 75.6 | 2734 | 2581.8 | 158.1 | 2558 | 9128.2 | 0 | 0 | 43154.5 | 44454.5 | 31949.5
10:30 | 20201218 | 1100 | 8526 | 7156 | 320.2 | 0 | 0 | 1183 | 1166 | 21372.3 | 1284 | 35 | 0 | 0 | 173.5 | 3589.8 | 10021.9 | 0 | 0 | 41041.4 | 42829.1 | 30756.5 | 10:30 | 20201218 | 1100 | 8526 | 7156 | 341.1 | 0.4 | 0 | 1183 | 1451 | 21154.6 | 1284 | 0 | 0 | 0 | 177.4 | 3469.8 | 9174.8 | 0 | 0 | 41095.6 | 43234 | 30989.1 | 10:30 | 20201218 | 1100 | 8526 | 3756 | 295.4 | 0 | 0 | 1183 | 1166 | 22395.4 | 1284 | 75.6 | 2734 | 255.1 | 163.1 | 3198.7 | 9051.9 | 0 | 0 | 41670.4 | 42970.4 | 30638.6 | 10:30 | 20201218 | 1100 | 7323 | 3756 | 269.1 | 0 | 0 | 1183 | 1061 | 22885.4 | 1284 | 75.6 | 2734 | 2326.6 | 158.2 | 2752.3 | 9116 | 0 | 0 | 42897.6 | 44197.6 | 31692.6
11:00 | 20201218 | 1130 | 8526 | 7156 | 320.6 | 0 | 0 | 1183 | 1166 | 21245.7 | 1284 | 17.5 | 0 | 0 | 174.2 | 3738.5 | 10023.2 | 0 | 0 | 40898.3 | 42755.1 | 30716.3 | 11:00 | 20201218 | 1130 | 8526 | 7156 | 341.7 | 0.4 | 0 | 1183 | 1451 | 21015.6 | 1284 | 0 | 0 | 0 | 178.1 | 3613.5 | 9176.1 | 0 | 0 | 40957.5 | 42839.9 | 30772.7 | 11:00 | 20201218 | 1130 | 8526 | 3756 | 296.2 | 0 | 0 | 1183 | 1166 | 22395.4 | 1284 | 75.6 | 2734 | 127.7 | 163.7 | 3331.2 | 9053 | 0 | 0 | 41543.7 | 42843.7 | 30511.9 | 11:00 | 20201218 | 1130 | 7323 | 3756 | 270 | 0 | 0 | 1183 | 1061 | 22885.4 | 1284 | 75.6 | 2734 | 2217.8 | 158.8 | 2866.3 | 9117.3 | 0 | 0 | 42789.4 | 44089.4 | 31584.4
11:30 | 20201218 | 1200 | 8526 | 7156 | 347 | 0 | 0 | 1183 | 1166 | 21086.8 | 1284 | 0 | 0 | 0 | 188.8 | 3965.9 | 10043.2 | 0 | 0 | 40748.6 | 42616.8 | 30652.2 | 11:30 | 20201218 | 1200 | 8526 | 7156 | 370.6 | 0.4 | 0 | 1183 | 1451 | 20844.3 | 1284 | 0 | 0 | 0 | 193.1 | 3833.2 | 9194.5 | 0 | 0 | 40814.9 | 42868.6 | 30801.4 | 11:30 | 20201218 | 1200 | 8526 | 3756 | 321 | 0 | 0 | 1183 | 1166 | 22374.8 | 1284 | 75.6 | 2734 | 0 | 177.4 | 3533.8 | 9071.3 | 0 | 0 | 41420.2 | 42740.8 | 30409 | 11:30 | 20201218 | 1200 | 7323 | 3756 | 292.2 | 0 | 0 | 1183 | 1061 | 22885.4 | 1284 | 75.6 | 2734 | 2101.6 | 172.1 | 3040.6 | 9135.6 | 0 | 0 | 42695.8 | 43995.8 | 31490.8
12:00 | 20201218 | 1230 | 8526 | 7156 | 336.3 | 0 | 0 | 1183 | 1166 | 20882.8 | 1284 | 0 | 0 | 0 | 182.7 | 4135.1 | 10032 | 0 | 0 | 40533.7 | 42373.9 | 30513.7 | 12:00 | 20201218 | 1230 | 8526 | 7156 | 358.8 | 0.4 | 0 | 1183 | 1451 | 20646.9 | 1284 | 0 | 0 | 0 | 186.9 | 3996.9 | 9184.2 | 0 | 0 | 40605.7 | 42856.8 | 30789.6 | 12:00 | 20201218 | 1230 | 8526 | 3756 | 309.7 | 0 | 0 | 1183 | 1166 | 22187.7 | 1284 | 75.6 | 2734 | 0 | 171.8 | 3684.6 | 9061.1 | 0 | 0 | 41222.9 | 42730.6 | 30398.8 | 12:00 | 20201218 | 1230 | 7323 | 3756 | 282.8 | 0 | 0 | 1183 | 1061 | 22885.4 | 1284 | 75.6 | 2734 | 1933.9 | 166.6 | 3170.4 | 9125.3 | 0 | 0 | 42518.8 | 43818.8 | 31313.8
12:30 | 20201218 | 1300 | 8526 | 7156 | 233.1 | 0 | 0 | 1183 | 1166 | 20828.5 | 1284 | 0 | 0 | 0 | 126.9 | 4058.3 | 9969.4 | 0 | 0 | 40376.8 | 42271.3 | 30411.1 | 12:30 | 20201218 | 1300 | 8526 | 7156 | 249 | 0.4 | 0 | 1183 | 1451 | 20599 | 1284 | 0 | 0 | 0 | 129.8 | 3922.6 | 9126.5 | 0 | 0 | 40448.3 | 42747.3 | 30680.1 | 12:30 | 20201218 | 1300 | 8526 | 3756 | 215.8 | 0 | 0 | 1183 | 1166 | 22112.3 | 1284 | 75.6 | 2734 | 0 | 119.3 | 3616.2 | 9004 | 0 | 0 | 41052.7 | 42635.8 | 30304 | 12:30 | 20201218 | 1300 | 7323 | 3756 | 196.1 | 0 | 0 | 1183 | 1061 | 22885.4 | 1284 | 75.6 | 2734 | 1835.4 | 115.7 | 3111.5 | 9067.7 | 0 | 0 | 42333.9 | 43633.9 | 31128.9
13:00 | 20201218 | 1330 | 8526 | 7156 | 113.7 | 0 | 0 | 1183 | 1166 | 21179.5 | 1284 | 0 | 0 | 0 | 62.3 | 3662.7 | 9920.1 | 0 | 0 | 40609 | 42384.5 | 30419.9 | 13:00 | 20201218 | 1330 | 8526 | 7156 | 121.8 | 0.3 | 0 | 1183 | 1451 | 20946.8 | 1284 | 0 | 0 | 0 | 63.7 | 3540.2 | 9081.2 | 0 | 0 | 40669.3 | 42620.5 | 30553.3 | 13:00 | 20201218 | 1330 | 8526 | 3756 | 106.2 | 0 | 0 | 1183 | 1166 | 22395.4 | 1284 | 75.6 | 2734 | 10.6 | 58.6 | 3263.8 | 8959.1 | 0 | 0 | 41236.5 | 42536.5 | 30204.7 | 13:00 | 20201218 | 1330 | 7323 | 3756 | 96.2 | 0 | 0 | 1183 | 1061 | 22885.4 | 1284 | 75.6 | 2734 | 2065.6 | 56.8 | 2808.2 | 9022.3 | 0 | 0 | 42464.1 | 43764.1 | 31259.1
13:30 | 20201218 | 1400 | 8526 | 7156 | 60.5 | 0 | 0 | 1183 | 1166 | 21227.4 | 1284 | 75.6 | 328.9 | 0 | 32.7 | 2940.4 | 9843.7 | 0 | 0 | 41007.4 | 43007.4 | 30886.2 | 13:30 | 20201218 | 1400 | 8526 | 7156 | 64.6 | 0.3 | 0 | 1183 | 1451 | 21380.5 | 1284 | 0 | 0 | 0 | 33.5 | 2842 | 9010.8 | 0 | 0 | 41045 | 43657.5 | 31097.6 | 13:30 | 20201218 | 1400 | 8526 | 3756 | 55.7 | 0 | 0 | 1183 | 1166 | 22395.4 | 1284 | 75.6 | 2734 | 376.8 | 30.8 | 2620.2 | 8889.5 | 0 | 0 | 41552.4 | 42852.4 | 30520.6 | 13:30 | 20201218 | 1400 | 7323 | 3756 | 50.8 | 0 | 0 | 1183 | 1061 | 22885.4 | 1284 | 75.6 | 2734 | 2332.4 | 29.8 | 2254.4 | 8951.9 | 0 | 0 | 42685.1 | 43985.1 | 31480.1
14:00 | 20201218 | 1430 | 8526 | 7156 | 43.5 | 0 | 0 | 1183 | 1166 | 21227.4 | 1284 | 75.6 | 1222.1 | 0 | 23.4 | 2026.1 | 9833.4 | 0 | 0 | 41883.1 | 43883.1 | 31761.9 | 14:00 | 20201218 | 1430 | 8526 | 7156 | 46.4 | 0.2 | 0 | 1183 | 1451 | 22226.8 | 1284 | 17.5 | 0 | 0 | 24 | 1958.3 | 9001.3 | 0 | 0 | 41890.5 | 43896.2 | 31220.6 | 14:00 | 20201218 | 1430 | 8526 | 3756 | 40.4 | 0 | 0 | 1183 | 1166 | 22395.4 | 1284 | 75.6 | 2734 | 1167.8 | 22 | 1805.6 | 8880 | 0 | 0 | 42327.7 | 43627.7 | 31295.9 | 14:00 | 20201218 | 1430 | 7323 | 3756 | 36.7 | 0 | 0 | 1183 | 1061 | 22885.4 | 1284 | 75.6 | 2734 | 3007.5 | 21.4 | 1553.4 | 8942.4 | 0 | 0 | 43345.8 | 44645.8 | 32140.8
14:30 | 20201218 | 1500 | 8526 | 7156 | 20.7 | 0 | 2.3 | 1183 | 1166 | 21227.4 | 1284 | 75.6 | 1974.8 | 0 | 11.7 | 1102.2 | 9789.6 | 0 | 0 | 42616.5 | 44616.5 | 32495.3 | 14:30 | 20201218 | 1500 | 8526 | 7156 | 22.4 | 0.1 | 2.3 | 1183 | 1451 | 22497.4 | 1284 | 75.6 | 395.5 | 0 | 11.9 | 1065.3 | 8961 | 0 | 0 | 42593.8 | 44593.8 | 31772.9 | 14:30 | 20201218 | 1500 | 8526 | 3756 | 18.7 | 0 | 2.3 | 1183 | 1166 | 22395.4 | 1284 | 75.6 | 2734 | 1816.5 | 11 | 982.3 | 8840.2 | 0 | 0 | 42958.6 | 44258.6 | 31926.8 | 14:30 | 20201218 | 1500 | 7323 | 3756 | 17.1 | 0 | 2.3 | 1183 | 1061 | 22885.4 | 1284 | 75.6 | 2734 | 3536.6 | 10.6 | 845.1 | 8902.2 | 0 | 0 | 43859 | 45159 | 32654
15:00 | 20201218 | 1530 | 8526 | 7156 | 0.5 | 0 | 2.7 | 1183 | 1166 | 21227.4 | 1284 | 75.6 | 2759.5 | 0 | 0.9 | 398.3 | 9800.5 | 0 | 0 | 43381.8 | 45381.8 | 33260.6 | 15:00 | 20201218 | 1530 | 8526 | 7156 | 0.6 | 0 | 2.7 | 1183 | 1451 | 22497.4 | 1284 | 75.6 | 1157.9 | 0 | 0.9 | 385 | 8971.1 | 0 | 0 | 43335.6 | 45335.6 | 32514.7 | 15:00 | 20201218 | 1530 | 8526 | 3756 | 0.5 | 0 | 2.7 | 1183 | 1166 | 22395.4 | 1284 | 75.6 | 2734 | 2522.9 | 0.8 | 354.9 | 8850.1 | 0 | 0 | 43647.1 | 44947.1 | 32615.3 | 15:00 | 20201218 | 1530 | 7323 | 3756 | 0.3 | 0 | 2.7 | 1183 | 1061 | 22885.4 | 1284 | 75.6 | 2734 | 4153.9 | 0.8 | 305.4 | 8912.3 | 0 | 0 | 44460 | 45760 | 33255
15:30 | 20201218 | 1600 | 8526 | 7156 | 0 | 0 | 2.8 | 1183 | 1166 | 21927.4 | 1284 | 75.6 | 2784 | 730.7 | 0 | 79.5 | 10045.7 | 0 | 0 | 44835.5 | 46135.5 | 34014.3 | 15:30 | 20201218 | 1600 | 8526 | 7156 | 0 | 0 | 2.8 | 1183 | 1451 | 22497.4 | 1284 | 75.6 | 2600 | 0 | 0 | 76.8 | 9196.8 | 0 | 0 | 44776 | 46776 | 33955.1 | 15:30 | 20201218 | 1600 | 8526 | 3756 | 0 | 0 | 2.8 | 1183 | 1166 | 22395.4 | 1284 | 75.6 | 2734 | 3949.5 | 0 | 70.8 | 9073.6 | 0 | 0 | 45072.3 | 46372.3 | 34040.5 | 15:30 | 20201218 | 1600 | 7323 | 3756 | 0 | 0 | 2.8 | 1183 | 1061 | 22885.4 | 1284 | 75.6 | 2734 | 5554.7 | 0 | 60.9 | 9137.9 | 0 | 0 | 45859.5 | 47159.5 | 34654.5
16:00 | 20201218 | 1630 | 8526 | 6787.3 | 0 | 0 | 2.6 | 1183 | 1166 | 21927.4 | 1284 | 75.6 | 2784 | 2987.1 | 0 | 6.5 | 11206.2 | 0 | 0 | 46723 | 48023 | 35901.8 | 16:00 | 20201218 | 1630 | 8526 | 6787.3 | 0 | 0 | 2.6 | 1183 | 1451 | 23197.4 | 1284 | 75.6 | 3734 | 414.4 | 0 | 6.3 | 10315.2 | 0 | 0 | 46655.3 | 47955.3 | 35134.4 | 16:00 | 20201218 | 1630 | 8526 | 3387.3 | 0 | 0 | 2.6 | 1183 | 1166 | 22395.4 | 1284 | 75.6 | 2734 | 6211.6 | 0 | 5.8 | 10187 | 0 | 0 | 46965.5 | 48265.5 | 35933.7 | 16:00 | 20201218 | 1630 | 7323 | 3387.3 | 0 | 0 | 2.6 | 1183 | 1061 | 22885.4 | 1284 | 75.6 | 2734 | 7837.6 | 0 | 5 | 10256.3 | 0 | 0 | 47773.5 | 49073.5 | 36568.5
16:30 | 20201218 | 1700 | 8526 | 6787.3 | 0 | 0 | 2.3 | 1183 | 1166 | 21927.4 | 1284 | 75.6 | 2784 | 3835.3 | 0.4 | 0 | 12156.6 | 0 | 0 | 47571.6 | 48871.6 | 36750.4 | 16:30 | 20201218 | 1700 | 8526 | 6787.3 | 0 | 0 | 2.3 | 1183 | 1451 | 23197.4 | 1284 | 75.6 | 3734 | 1259 | 0.4 | 0 | 11240.1 | 0 | 0 | 47500.3 | 48800.3 | 35979.4 | 16:30 | 20201218 | 1700 | 8526 | 3387.3 | 0 | 0 | 2.3 | 1183 | 1166 | 22395.4 | 1284 | 75.6 | 2734 | 7067.6 | 0.3 | 0 | 11108.9 | 0 | 0 | 47821.8 | 49121.8 | 36790 | 16:30 | 20201218 | 1700 | 7323 | 3387.3 | 0 | 0 | 2.3 | 1183 | 1061 | 22885.4 | 1284 | 75.6 | 2734 | 8710.7 | 0.3 | 0 | 11181.2 | 0 | 0 | 48646.9 | 49946.9 | 37441.9
17:00 | 20201218 | 1730 | 8526 | 6787.3 | 0 | 0 | 0 | 1183 | 1166 | 21927.4 | 1284 | 75.6 | 2784 | 3301 | 0 | 0 | 12808.4 | 0 | 0 | 47034.3 | 48334.3 | 36213.1 | 17:00 | 20201218 | 1730 | 8526 | 6787.3 | 0 | 0 | 0 | 1183 | 1451 | 23197.4 | 1284 | 75.6 | 3734 | 724.4 | 0 | 0 | 11890.4 | 0 | 0 | 46962.7 | 48262.7 | 35441.8 | 17:00 | 20201218 | 1730 | 8526 | 3387.3 | 0 | 0 | 0 | 1183 | 1166 | 22395.4 | 1284 | 75.6 | 2734 | 6533.6 | 0 | 0 | 11759 | 0 | 0 | 47284.9 | 48584.9 | 36253.1 | 17:00 | 20201218 | 1730 | 7323 | 3387.3 | 0 | 0 | 0 | 1183 | 1061 | 22885.4 | 1284 | 75.6 | 2734 | 8177.8 | 0 | 0 | 11831.5 | 0 | 0 | 48111.1 | 49411.1 | 36906.1
17:30 | 20201218 | 1800 | 8526 | 6787.3 | 0 | 0 | 0 | 1183 | 1166 | 21927.4 | 1284 | 75.6 | 2784 | 2143 | 0.4 | 1 | 13326.6 | 0 | 0 | 45877 | 47177 | 35055.8 | 17:30 | 20201218 | 1800 | 8526 | 6787.3 | 0 | 0 | 0 | 1183 | 1451 | 22765.1 | 1284 | 75.6 | 3734 | 0 | 0.4 | 1 | 12417.6 | 0 | 0 | 45806.7 | 47539 | 34718.1 | 17:30 | 20201218 | 1800 | 8526 | 3387.3 | 0 | 0 | 0 | 1183 | 1166 | 22395.4 | 1284 | 75.6 | 2734 | 5372.9 | 0.4 | 0.9 | 12287.3 | 0 | 0 | 46124.8 | 47424.8 | 35093 | 17:30 | 20201218 | 1800 | 7323 | 3387.3 | 0 | 0 | 0 | 1183 | 1061 | 22885.4 | 1284 | 75.6 | 2734 | 7010.8 | 0.4 | 0.8 | 12358.8 | 0 | 0 | 46944.7 | 48244.7 | 35739.7
18:00 | 20201218 | 1830 | 8526 | 6787.3 | 0.5 | 0 | 0 | 1183 | 1166 | 21927.4 | 1284 | 75.6 | 2784 | 1539 | 0.9 | 0 | 13196.1 | 0 | 0 | 45273.9 | 46573.9 | 34452.7 | 18:00 | 20201218 | 1830 | 8526 | 6787.3 | 0.6 | 0 | 0 | 1183 | 1451 | 22747.4 | 1284 | 75.6 | 3148.9 | 0 | 0.9 | 0 | 12297.5 | 0 | 0 | 45205 | 46955 | 34134.1 | 18:00 | 20201218 | 1830 | 8526 | 3387.3 | 0.5 | 0 | 0 | 1183 | 1166 | 22395.4 | 1284 | 75.6 | 2734 | 4765.5 | 0.8 | 0 | 12168.4 | 0 | 0 | 45518.3 | 46818.3 | 34486.5 | 18:00 | 20201218 | 1830 | 7323 | 3387.3 | 0.3 | 0 | 0 | 1183 | 1061 | 22885.4 | 1284 | 75.6 | 2734 | 6396.1 | 0.8 | 0 | 12238.6 | 0 | 0 | 46330.8 | 47630.8 | 35125.8
18:30 | 20201218 | 1900 | 8526 | 6787.3 | 0.4 | 0 | 0 | 1183 | 1166 | 21927.4 | 1284 | 75.6 | 2784 | 968.8 | 0.7 | 0 | 13072.7 | 0 | 0 | 44703.4 | 46003.4 | 33882.2 | 18:30 | 20201218 | 1900 | 8526 | 6787.3 | 0.2 | 0 | 0 | 1183 | 1451 | 22747.4 | 1284 | 75.6 | 2579.9 | 0 | 0.7 | 0 | 12183.9 | 0 | 0 | 44635.8 | 46385.8 | 33564.9 | 18:30 | 20201218 | 1900 | 8526 | 3387.3 | 0.1 | 0 | 0 | 1183 | 1166 | 22395.4 | 1284 | 75.6 | 2734 | 4192 | 0.7 | 0 | 12056 | 0 | 0 | 44944.5 | 46244.5 | 33912.7 | 18:30 | 20201218 | 1900 | 7323 | 3387.3 | 0 | 0 | 0 | 1183 | 1061 | 22885.4 | 1284 | 75.6 | 2734 | 5815.7 | 0.6 | 0 | 12125 | 0 | 0 | 45750.1 | 47050.1 | 34545.1
19:00 | 20201218 | 1930 | 8526 | 7156 | 0 | 0 | 0 | 1183 | 1166 | 21477.4 | 1284 | 75.6 | 2627.4 | 0 | 0.3 | 0 | 12811.6 | 0 | 0 | 43496.2 | 45246.2 | 33125 | 19:00 | 20201218 | 1930 | 8526 | 7156 | 0 | 0 | 0 | 1183 | 1451 | 22747.4 | 1284 | 75.6 | 1008.3 | 0 | 0.3 | 0 | 11943.6 | 0 | 0 | 43431.5 | 45181.5 | 32360.6 | 19:00 | 20201218 | 1930 | 8526 | 3756 | 0 | 0 | 0 | 1183 | 1166 | 22395.4 | 1284 | 75.6 | 2734 | 2610.1 | 0.3 | 0 | 11818.1 | 0 | 0 | 43730.6 | 45030.6 | 32698.8 | 19:00 | 20201218 | 1930 | 7323 | 3756 | 0 | 0 | 0 | 1183 | 1061 | 22885.4 | 1284 | 75.6 | 2734 | 4218.9 | 0.3 | 0 | 11884.7 | 0 | 0 | 44521.4 | 45821.4 | 33316.4
19:30 | 20201218 | 2000 | 8526 | 7156 | 0 | 0 | 0 | 1183 | 1166 | 21677.4 | 1284 | 75.6 | 1299.3 | 0 | 0.4 | 0.1 | 12567.6 | 0 | 0 | 42367.7 | 43917.7 | 31796.5 | 19:30 | 20201218 | 2000 | 8526 | 7156 | 0 | 0 | 0 | 1183 | 1451 | 22691.3 | 1284 | 13.8 | 0 | 0 | 0.4 | 0.1 | 11719 | 0 | 0 | 42305.6 | 43990.5 | 31251.9 | 19:30 | 20201218 | 2000 | 8526 | 3756 | 0 | 0 | 0 | 1183 | 1166 | 22395.4 | 1284 | 75.6 | 2734 | 1475.2 | 0.4 | 0.1 | 11595.8 | 0 | 0 | 42595.7 | 43895.7 | 31563.9 | 19:30 | 20201218 | 2000 | 7323 | 3756 | 0 | 0 | 0 | 1183 | 1061 | 22885.4 | 1284 | 75.6 | 2734 | 3070.4 | 0.3 | 0.1 | 11660.2 | 0 | 0 | 43372.8 | 44672.8 | 32167.8
20:00 | 20201218 | 2030 | 8526 | 7156 | 0.5 | 0 | 0 | 1183 | 1166 | 21677.4 | 1284 | 75.6 | 261 | 0 | 1 | 0 | 12343.5 | 0 | 0 | 41330.6 | 42880.6 | 30759.4 | 20:00 | 20201218 | 2030 | 8526 | 7156 | 0.7 | 0 | 0 | 1183 | 1451 | 21669 | 1284 | 0 | 0 | 0 | 1 | 0 | 11512.7 | 0 | 0 | 41270.9 | 42894.9 | 30650 | 20:00 | 20201218 | 2030 | 8526 | 3756 | 0.5 | 0 | 0 | 1183 | 1166 | 22395.4 | 1284 | 75.6 | 2734 | 431.3 | 0.9 | 0 | 11391.6 | 0 | 0 | 41552.9 | 42852.9 | 30521.1 | 20:00 | 20201218 | 2030 | 7323 | 3756 | 0.3 | 0 | 0 | 1183 | 1061 | 22885.4 | 1284 | 75.6 | 2734 | 2013.8 | 0.9 | 0 | 11453.9 | 0 | 0 | 42317.3 | 43617.3 | 31112.3
20:30 | 20201218 | 2100 | 8526 | 7156 | 3 | 0 | 2.7 | 1183 | 1166 | 20317.8 | 1284 | 0 | 0 | 0 | 2.2 | 0 | 11978.3 | 0 | 0 | 39639.9 | 41345.1 | 29799.9 | 20:30 | 20201218 | 2100 | 8526 | 7156 | 3.5 | 0 | 2.7 | 1183 | 1451 | 19976.6 | 1284 | 0 | 0 | 0 | 2.2 | 0 | 11176.5 | 0 | 0 | 39584.2 | 41140.6 | 29687.7 | 20:30 | 20201218 | 2100 | 8526 | 3756 | 2.9 | 0 | 2.7 | 1183 | 1166 | 22145.4 | 1284 | 75.6 | 1710.1 | 0 | 2 | 0 | 11058.8 | 0 | 0 | 39853 | 41403 | 29071.2 | 20:30 | 20201218 | 2100 | 7323 | 3756 | 2.6 | 0 | 2.7 | 1183 | 1061 | 22885.4 | 1284 | 75.6 | 2734 | 288 | 2 | 0 | 11117.7 | 0 | 0 | 40596.7 | 41896.7 | 29391.7
21:00 | 20201218 | 2130 | 8526 | 7156 | 7.5 | 0 | 3.2 | 1105.6 | 1166 | 19080.5 | 1284 | 0 | 0 | 0 | 5.2 | 0 | 11695.8 | 0 | 0 | 38330.8 | 40245.7 | 29197.8 | 21:00 | 20201218 | 2130 | 8526 | 7156 | 8.2 | 0 | 3.2 | 1105.6 | 1451 | 18742.1 | 1284 | 0 | 0 | 0 | 5.3 | 0 | 10916.6 | 0 | 0 | 38278 | 40724.3 | 29461.2 | 21:00 | 20201218 | 2130 | 8526 | 3756 | 6.9 | 0 | 3.2 | 1183 | 1166 | 21895.4 | 1284 | 75.6 | 638.5 | 0 | 4.9 | 0 | 10801.5 | 0 | 0 | 38536.6 | 40336.6 | 28004.8 | 21:00 | 20201218 | 2130 | 7323 | 3756 | 6.2 | 0 | 3.2 | 1183 | 1061 | 22385.4 | 1284 | 75.6 | 2185 | 0 | 4.7 | 0 | 10857.7 | 0 | 0 | 39264.6 | 41064.6 | 28559.6
21:30 | 20201218 | 2200 | 8526 | 7058 | 13.1 | 0 | 3.4 | 1105.6 | 1166 | 17127.7 | 1091.4 | 0 | 0 | 0 | 8.6 | 0 | 11212.6 | 0 | 0 | 36092.4 | 38250.7 | 28058.6 | 21:30 | 20201218 | 2200 | 8526 | 7062 | 13.2 | 0 | 3.4 | 1066.9 | 1451 | 16829.4 | 1091.4 | 0 | 0 | 0 | 8.9 | 0 | 10471.8 | 0 | 0 | 36044.7 | 38687 | 28300.6 | 21:30 | 20201218 | 2200 | 8526 | 3662 | 11.4 | 0 | 3.4 | 1183 | 1166 | 20449.1 | 1284 | 0 | 0 | 0 | 8.2 | 0 | 10361.3 | 0 | 0 | 36285.9 | 38327.8 | 26572 | 21:30 | 20201218 | 2200 | 7323 | 3662 | 10.2 | 0 | 3.4 | 1183 | 1061 | 22185.4 | 1284 | 75.6 | 198.4 | 0 | 7.9 | 0 | 10413 | 0 | 0 | 36986.7 | 38986.7 | 26481.7
22:00 | 20201218 | 2230 | 8526 | 7062 | 0 | 0 | 3.4 | 1105.6 | 1166 | 15541 | 898.8 | 0 | 0 | 0 | 0 | 0 | 10823.8 | 0 | 0 | 34302.8 | 36609.4 | 27151.3 | 22:00 | 20201218 | 2230 | 8526 | 7062 | 0 | 0 | 3.4 | 1066.9 | 1451 | 15251.5 | 898.8 | 0 | 0 | 0 | 0 | 0 | 10114 | 0 | 0 | 34259.6 | 36641.4 | 27168.9 | 22:00 | 20201218 | 2230 | 8526 | 3662 | 0 | 0 | 3.4 | 1105.6 | 1166 | 18738.9 | 1284 | 0 | 0 | 0 | 0 | 0 | 10007 | 0 | 0 | 34485.9 | 36555.4 | 25591.6 | 22:00 | 20201218 | 2230 | 7323 | 3662 | 0 | 0 | 3.4 | 1183 | 1061 | 20648 | 1284 | 0 | 0 | 0 | 0 | 0 | 10055.1 | 0 | 0 | 35164.4 | 37497.4 | 25568.4
22:30 | 20201218 | 2300 | 8526 | 7062 | 0 | 0 | 3.1 | 1066.9 | 1166 | 14490.3 | 898.8 | 0 | 0 | 0 | 0 | 0 | 10588.1 | 0 | 0 | 33213.1 | 35669.1 | 26634 | 22:30 | 20201218 | 2300 | 8526 | 7062 | 0 | 0 | 3.1 | 989.4 | 1451 | 14242.1 | 898.8 | 0 | 0 | 0 | 0 | 0 | 9897.1 | 0 | 0 | 33172.4 | 35195.1 | 26373.3 | 22:30 | 20201218 | 2300 | 8526 | 3662 | 0 | 0 | 3.1 | 1105.6 | 1166 | 17643.5 | 1284 | 0 | 0 | 0 | 0 | 0 | 9792.3 | 0 | 0 | 33390.1 | 36133 | 25359.1 | 22:30 | 20201218 | 2300 | 7323 | 3662 | 0 | 0 | 3.1 | 1105.6 | 1061 | 19616.5 | 1284 | 0 | 0 | 0 | 0 | 0 | 9838.4 | 0 | 0 | 34055.2 | 36392.1 | 24960.3
23:00 | 20201218 | 2330 | 8526 | 7062 | 0 | 0 | 2.5 | 925 | 1166 | 12796.5 | 898.8 | 0 | 0 | 0 | 0 | 0 | 10191.1 | 0 | 0 | 31376.8 | 33498.5 | 25439.9 | 23:00 | 20201218 | 2330 | 8526 | 7062 | 0 | 0 | 2.5 | 925 | 1451 | 12924.5 | 449.4 | 0 | 0 | 0 | 0 | 0 | 9531.7 | 0 | 0 | 31340.4 | 33500.5 | 25441 | 23:00 | 20201218 | 2330 | 8526 | 3662 | 0 | 0 | 2.5 | 1066.9 | 1166 | 16221.3 | 898.8 | 0 | 0 | 0 | 0 | 0 | 9430.6 | 0 | 0 | 31543.5 | 34184.5 | 24287.2 | 23:00 | 20201218 | 2330 | 7323 | 3662 | 0 | 0 | 2.5 | 1105.6 | 1061 | 17940.8 | 1091.4 | 0 | 0 | 0 | 0 | 0 | 9472.9 | 0 | 0 | 32186.3 | 34316.5 | 23818.5
23:30 | 20201218 | 2400 | 8526 | 7350 | 209.6 | 0 | 0 | 925 | 1166 | 11193.6 | 353.1 | 0 | 0 | 0 | 124.7 | 0 | 9860.5 | 0 | 0 | 29722.9 | 31949.2 | 24810.4 | 23:30 | 20201218 | 2400 | 8526 | 7350 | 213.7 | 0 | 0 | 925 | 1451 | 11221.2 | 0 | 0 | 0 | 0 | 129 | 0 | 9227.4 | 0 | 0 | 29685.8 | 31587.6 | 24613 | 23:30 | 20201218 | 2400 | 8526 | 3950 | 179.7 | 0 | 0 | 1066.9 | 1166 | 14100.2 | 898.8 | 0 | 0 | 0 | 118.4 | 0 | 9129.4 | 0 | 0 | 29887.4 | 32078.5 | 23338.2 | 23:30 | 20201218 | 2400 | 7323 | 3950 | 161.8 | 0 | 0 | 1105.6 | 1061 | 16013.9 | 898.8 | 0 | 0 | 0 | 115.1 | 0 | 9168.6 | 0 | 0 | 30514.8 | 32418.5 | 22976.2
2025 | [22 empty] | 2025 | [22 empty] | 2025 | [22 empty] | 2025
time | GDATE | GTIME | Nuclear | Interconnector Imp | Wind | Solar | Marine | Hydro | Biomass | Gas | Coal | Gas Oil | Storage Exp | Other Balancing | Dist. Wind | Dist. Solar | Dist. Other | Interconnector Exp | Storage Imp | Transmission Demand | Transmission Flexibility | Transmission Flexibility | time | GDATE | GTIME | Nuclear | Interconnector Imp | Wind | Solar | Marine | Hydro | Biomass | Gas | Coal | Gas Oil | Storage Exp | Other Balancing | Dist. Wind | Dist. Solar | Dist. Other | Interconnector Exp | Storage Imp | Transmission Demand | Transmission Flexibility | Transmission Flexibility | time | GDATE | GTIME | Nuclear | Interconnector Imp | Wind | Solar | Marine | Hydro | Biomass | Gas | Coal | Gas Oil | Storage Exp | Other Balancing | Dist. Wind | Dist. Solar | Dist. Other | Interconnector Exp | Storage Imp | Transmission Demand | Transmission Flexibility | Transmission Flexibility | time | GDATE | GTIME | Nuclear | Interconnector Imp | Wind | Solar | Marine | Hydro | Biomass | Gas | Coal | Gas Oil | Storage Exp | Other Balancing | Dist. Wind | Dist. Solar | Dist. Other | Interconnector Exp | Storage Imp | Transmission Demand | Transmission Flexibility | Transmission Flexibility
0:00 | 20251215 | 30 | 4114 | 9257.2 | 296.6 | 0 | 391.3 | 806.5 | 1941.8 | 2026.9 | 0 | 0 | 0 | 0 | 134.2 | 0 | 10532.8 | 0 | 0 | 18833.5 | 20922.3 | 17833.5 | 0:00 | 20251215 | 30 | 4114 | 9928.9 | 431.7 | 0 | 391.3 | 953 | 2446.1 | 1952.1 | 0 | 0 | 0 | 0 | 134.2 | 0 | 9643.9 | 0 | 0 | 20216.3 | 22776.1 | 19216.2 | 0:00 | 20251215 | 30 | 4114 | 9437.2 | 309.2 | 0 | 391.3 | 925 | 2039.6 | 2231.4 | 0 | 0 | 0 | 0 | 121.1 | 0 | 9101.4 | 0 | 0 | 19447.7 | 21880.7 | 18447.7 | 0:00 | 20251215 | 30 | 4114 | 7433.3 | 253 | 0 | 391.3 | 925 | 2384 | 4385.6 | 0 | 0 | 0 | 0 | 103.9 | 0 | 9207 | 0 | 0 | 19886.3 | 22591.7 | 17911.7
0:30 | 20251215 | 100 | 4114 | 9269.5 | 251.5 | 0 | 348.3 | 806.5 | 1941.8 | 2026.9 | 0 | 0 | 0 | 0 | 146.7 | 0 | 10516.4 | 0 | 0 | 18758.7 | 20847.5 | 17758.7 | 0:30 | 20251215 | 100 | 4114 | 9930.5 | 389.9 | 0 | 348.3 | 953 | 2446.1 | 1952.1 | 0 | 0 | 0 | 0 | 147.5 | 0 | 9632.8 | 0 | 0 | 20134.1 | 22693.9 | 19134 | 0:30 | 20251215 | 100 | 4114 | 9477.4 | 235.3 | 0 | 348.3 | 925 | 2039.6 | 2231.4 | 0 | 0 | 0 | 0 | 134.3 | 0 | 9088.5 | 0 | 0 | 19371.2 | 21804.2 | 18371.2 | 0:30 | 20251215 | 100 | 4114 | 7433.3 | 240.3 | 0 | 348.3 | 925 | 2384 | 4367.5 | 0 | 0 | 0 | 0 | 115.3 | 0 | 9192.9 | 0 | 0 | 19811.9 | 22535.4 | 17855.4
1:00 | 20251215 | 130 | 4114 | 8670.4 | 563 | 0 | 248.6 | 806.5 | 1941.8 | 2026.9 | 0 | 0 | 0 | 0 | 255.5 | 0 | 10442.5 | 0 | 0 | 18371.5 | 20460.3 | 17371.5 | 1:00 | 20251215 | 130 | 4114 | 9182.9 | 821.3 | 0 | 248.6 | 953 | 2446.1 | 1952.1 | 0 | 0 | 0 | 0 | 255.5 | 0 | 9583.2 | 0 | 0 | 19717.9 | 22277.7 | 18717.8 | 1:00 | 20251215 | 130 | 4114 | 8844.2 | 588.2 | 0 | 248.6 | 925 | 2039.6 | 2231.4 | 0 | 0 | 0 | 0 | 230.5 | 0 | 9031.2 | 0 | 0 | 18991.7 | 21424.7 | 17991.7 | 1:00 | 20251215 | 130 | 4114 | 7433.3 | 482.5 | 0 | 248.6 | 925 | 2193.5 | 4051.5 | 0 | 0 | 0 | 0 | 197.8 | 0 | 9129.7 | 0 | 0 | 19448 | 21798 | 17514
1:30 | 20251215 | 200 | 4114 | 6445.8 | 1595.1 | 0 | 274.4 | 826 | 1941.8 | 2248.9 | 0 | 0 | 0 | 0 | 564.8 | 0 | 10279.2 | 0 | 0 | 17446.3 | 19732.6 | 16446.3 | 1:30 | 20251215 | 200 | 4114 | 6776.1 | 2214.2 | 0 | 274.4 | 953 | 2410 | 1988.1 | 0 | 0 | 0 | 0 | 561.2 | 0 | 9473.5 | 0 | 0 | 18730.5 | 21290.4 | 17730.4 | 1:30 | 20251215 | 200 | 4114 | 6465.4 | 1803.8 | 0 | 274.4 | 925 | 2069 | 2444.1 | 0 | 0 | 0 | 0 | 500.1 | 0 | 8904.2 | 0 | 0 | 18095.6 | 20726.5 | 17095.5 | 1:30 | 20251215 | 200 | 4114 | 7433.3 | 1246.4 | 0 | 274.4 | 925 | 1812.5 | 2788.7 | 0 | 0 | 0 | 0 | 428.9 | 0 | 8989.9 | 0 | 0 | 18594.4 | 21251.2 | 17568.9
2:00 | 20251215 | 230 | 4114 | 4243.1 | 2443.3 | 0 | 282.9 | 925 | 2085.5 | 2718.6 | 0 | 0 | 0 | 0 | 805.5 | 0 | 10175.2 | 0 | 0 | 16813.4 | 19682.3 | 15813.2 | 2:00 | 20251215 | 230 | 4114 | 4723.2 | 3352.1 | 0 | 282.9 | 953 | 2410 | 2224.6 | 0 | 0 | 0 | 0 | 798.6 | 0 | 9403.6 | 0 | 0 | 18058.9 | 20812.3 | 17058.8 | 2:00 | 20251215 | 230 | 4114 | 4838.1 | 2814.6 | 0 | 282.9 | 925 | 1941.8 | 2571.2 | 0 | 0 | 0 | 0 | 708.8 | 0 | 8823.4 | 0 | 0 | 17487.8 | 20118.8 | 16487.8 | 2:00 | 20251215 | 230 | 4114 | 6751.2 | 1865.9 | 0 | 282.9 | 805.6 | 1668.8 | 2531.3 | 0 | 0 | 0 | 0 | 607.7 | 0 | 8900.9 | 0 | 0 | 18019.1 | 20296.4 | 17019.1
2:30 | 20251215 | 300 | 4114 | 4995 | 2235 | 0 | 404.3 | 788.5 | 1941.8 | 2286.4 | 0 | 0 | 0 | 0 | 722.8 | 0 | 10140.3 | 0 | 0 | 16764.5 | 19050.8 | 15764.5 | 2:30 | 20251215 | 300 | 4114 | 5072.7 | 3052.8 | 0 | 404.3 | 941.3 | 2386.3 | 2023.5 | 0 | 0 | 0 | 0 | 716.2 | 0 | 9380.1 | 0 | 0 | 17995.7 | 20555.6 | 16995.6 | 2:30 | 20251215 | 300 | 4114 | 4887.2 | 2584.2 | 0 | 404.3 | 925 | 1941.8 | 2571.2 | 0 | 0 | 0 | 0 | 634.9 | 0 | 8796.2 | 0 | 0 | 17427.9 | 20058.9 | 16427.9 | 2:30 | 20251215 | 300 | 4114 | 6730.5 | 1694.7 | 0 | 404.3 | 814.9 | 1668.8 | 2522.1 | 0 | 0 | 0 | 0 | 544.3 | 0 | 8871 | 0 | 0 | 17949.5 | 20226.7 | 16949.4
3:00 | 20251215 | 330 | 4114 | 5374.9 | 1474.7 | 0 | 444.2 | 836.8 | 1941.8 | 2238.1 | 0 | 0 | 0 | 0 | 491.4 | 0 | 9988.8 | 0 | 0 | 16424.4 | 18710.7 | 15424.4 | 3:00 | 20251215 | 330 | 4114 | 5657.6 | 2025.2 | 0 | 444.2 | 953 | 2410 | 1988.1 | 0 | 0 | 0 | 0 | 487.4 | 0 | 9278.3 | 0 | 0 | 17592 | 20151.9 | 16591.9 | 3:00 | 20251215 | 330 | 4114 | 5359.2 | 1692.3 | 0 | 444.2 | 925 | 2069 | 2444.1 | 0 | 0 | 0 | 0 | 432.9 | 0 | 8678.4 | 0 | 0 | 17048.5 | 19679.4 | 16048.4 | 3:00 | 20251215 | 330 | 4114 | 6852 | 1129.2 | 0 | 444.2 | 857.2 | 1668.8 | 2479.8 | 0 | 0 | 0 | 0 | 371.2 | 0 | 8741.3 | 0 | 0 | 17545 | 19822.2 | 16544.9
3:30 | 20251215 | 400 | 4114 | 5465.9 | 893.6 | 0 | 451.1 | 871 | 1941.8 | 2203.9 | 0 | 0 | 0 | 0 | 344.1 | 0 | 9821.9 | 0 | 0 | 15942.3 | 18228.6 | 14942.3 | 3:30 | 20251215 | 400 | 4114 | 5862.7 | 1260.9 | 0 | 451.1 | 953 | 2410 | 1988.1 | 0 | 0 | 0 | 0 | 342.8 | 0 | 9166.1 | 0 | 0 | 17039.9 | 19599.8 | 16039.8 | 3:30 | 20251215 | 400 | 4114 | 5543.8 | 986.7 | 0 | 451.1 | 925 | 2085.5 | 2427.6 | 0 | 0 | 0 | 0 | 306.8 | 0 | 8548.6 | 0 | 0 | 16534.3 | 19165.2 | 15534.2 | 3:30 | 20251215 | 400 | 4114 | 6960.3 | 720.2 | 0 | 451.1 | 802.3 | 1668.8 | 2300.8 | 0 | 0 | 0 | 0 | 263.2 | 0 | 8598.4 | 0 | 0 | 17016.8 | 19102.9 | 16016.8
4:00 | 20251215 | 430 | 4114 | 5225.9 | 715.9 | 0 | 386.1 | 871 | 1941.8 | 2203.9 | 0 | 0 | 0 | 0 | 315.3 | 0 | 9685.8 | 0 | 0 | 15458.1 | 17744.4 | 14458.1 | 4:00 | 20251215 | 430 | 4114 | 5611.7 | 1037.4 | 0 | 386.1 | 953 | 2446.1 | 1952.1 | 0 | 0 | 0 | 0 | 315.1 | 0 | 9074.7 | 0 | 0 | 16499.8 | 19059.6 | 15499.7 | 4:00 | 20251215 | 430 | 4114 | 5341 | 756.1 | 0 | 386.1 | 925 | 2085.5 | 2427.6 | 0 | 0 | 0 | 0 | 283.9 | 0 | 8442.9 | 0 | 0 | 16035.3 | 18666.2 | 15035.2 | 4:00 | 20251215 | 430 | 4114 | 6640.3 | 606.1 | 0 | 386.1 | 802.3 | 1668.8 | 2300.8 | 0 | 0 | 0 | 0 | 243.6 | 0 | 8482 | 0 | 0 | 16517.9 | 18604 | 15517.9
4:30 | 20251215 | 500 | 4114 | 4836.7 | 929.7 | 0 | 389.2 | 871 | 1941.8 | 2203.9 | 0 | 0 | 0 | 0 | 372.2 | 0 | 9655.3 | 0 | 0 | 15286.1 | 17572.4 | 14286.1 | 4:30 | 20251215 | 500 | 4114 | 5141.2 | 1319.4 | 0 | 389.2 | 953 | 2410 | 1988.1 | 0 | 0 | 0 | 0 | 371.1 | 0 | 9054.2 | 0 | 0 | 16316.4 | 18876.3 | 15316.3 | 4:30 | 20251215 | 500 | 4114 | 4914 | 1014.3 | 0 | 389.2 | 925 | 2085.5 | 2427.6 | 0 | 0 | 0 | 0 | 332.9 | 0 | 8419.1 | 0 | 0 | 15869.2 | 18500.1 | 14869.1 | 4:30 | 20251215 | 500 | 4114 | 6092.3 | 758.4 | 0 | 389.2 | 875.5 | 1668.8 | 2461.5 | 0 | 0 | 0 | 0 | 285.5 | 0 | 8455.8 | 0 | 0 | 16359.7 | 18636.9 | 15359.6
5:00 | 20251215 | 530 | 4114 | 5655.7 | 1114.5 | 0 | 364.5 | 859.3 | 1941.8 | 2215.6 | 0 | 0 | 0 | 0 | 411.8 | 0 | 9925.3 | 0 | 0 | 16264.8 | 18551.1 | 15264.8 | 5:00 | 20251215 | 530 | 4114 | 6017 | 1558.3 | 0 | 364.5 | 953 | 2410 | 1988.1 | 0 | 0 | 0 | 0 | 409.7 | 0 | 9235.6 | 0 | 0 | 17404.9 | 19964.8 | 16404.8 | 5:00 | 20251215 | 530 | 4114 | 5711.4 | 1243.6 | 0 | 364.5 | 925 | 2085.5 | 2427.6 | 0 | 0 | 0 | 0 | 366 | 0 | 8629.1 | 0 | 0 | 16872 | 19502.9 | 15871.9 | 5:00 | 20251215 | 530 | 4114 | 6993.2 | 882.1 | 0 | 364.5 | 868 | 1668.8 | 2469 | 0 | 0 | 0 | 0 | 313.9 | 0 | 8687 | 0 | 0 | 17360.5 | 19637.7 | 16360.4
5:30 | 20251215 | 600 | 4114 | 7240.6 | 907.7 | 0 | 404.1 | 871 | 1941.8 | 2203.9 | 0 | 0 | 0 | 0 | 353.8 | 0.6 | 10286.1 | 0 | 0 | 17683.2 | 19969.5 | 16683.2 | 5:30 | 20251215 | 600 | 4114 | 7815.5 | 1282.9 | 0 | 404.1 | 953 | 2410 | 1988.1 | 0 | 0 | 0 | 0 | 352.5 | 0.5 | 9478.2 | 0 | 0 | 18967.9 | 21527.8 | 17967.8 | 5:30 | 20251215 | 600 | 4114 | 7351.9 | 998.5 | 0 | 404.1 | 925 | 2085.5 | 2427.6 | 0 | 0 | 0 | 0 | 315.8 | 0.4 | 8909.7 | 0 | 0 | 18306.3 | 20937.2 | 17306.2 | 5:30 | 20251215 | 600 | 4114 | 7433.3 | 733.2 | 0 | 404.1 | 925 | 1812.5 | 3356.3 | 0 | 0 | 0 | 0 | 270.9 | 0.3 | 8995.9 | 0 | 0 | 18778.8 | 20868 | 17185.7
6:00 | 20251215 | 630 | 4114 | 10667.4 | 615.9 | 0 | 363.9 | 925 | 2085.5 | 3412.9 | 0 | 0 | 0 | 0 | 279.4 | 0 | 10736.9 | 0 | 0 | 22184.5 | 24359.1 | 20490 | 6:00 | 20251215 | 630 | 4114 | 12667.4 | 897.7 | 0 | 363.9 | 953 | 2410 | 2473.4 | 0 | 0 | 0 | 0 | 279.4 | 0 | 9593.6 | 0 | 0 | 23879.8 | 26384.4 | 22631 | 6:00 | 20251215 | 630 | 4114 | 10331.4 | 644.2 | 0 | 363.9 | 925 | 2393 | 4092.6 | 0 | 0 | 0 | 0 | 252.1 | 0 | 9132.9 | 0 | 0 | 22863.5 | 25256.9 | 20845.1 | 6:00 | 20251215 | 630 | 4114 | 7433.3 | 527.2 | 0 | 363.9 | 925 | 2384 | 7554.2 | 0 | 0 | 0 | 0 | 216.3 | 0 | 9299.4 | 0 | 0 | 23301.5 | 25722.3 | 19744.5
6:30 | 20251215 | 700 | 4114 | 10667.4 | 580 | 0 | 333.9 | 925 | 2774 | 7276 | 0 | 0 | 0 | 0 | 275.8 | 0 | 11202.8 | 0 | 0 | 26671.7 | 29370.7 | 23217.4 | 6:30 | 20251215 | 700 | 4114 | 12667.4 | 856.6 | 0 | 333.9 | 953 | 3409 | 6450.8 | 0 | 0 | 0 | 0 | 276 | 0 | 9719.4 | 0 | 0 | 28784.6 | 31164.8 | 25228 | 6:30 | 20251215 | 700 | 4114 | 10331.4 | 598.2 | 0 | 333.9 | 925 | 2774 | 8341.5 | 0 | 0 | 0 | 0 | 249.5 | 0 | 9367.9 | 0 | 0 | 27417.4 | 29970.9 | 23403.6 | 6:30 | 20251215 | 700 | 4114 | 7433.3 | 506.8 | 0 | 333.9 | 925 | 2384 | 12132.6 | 0 | 0 | 0 | 0 | 214.1 | 0 | 9615.8 | 0 | 0 | 27829.4 | 30677.8 | 22447.3
7:00 | 20251215 | 730 | 4114 | 10667.4 | 645 | 0 | 277.5 | 925 | 2774 | 12834.1 | 0 | 0 | 0 | 0 | 292.7 | 0 | 11960 | 0 | 0 | 32236.9 | 35568.8 | 26629.6 | 7:00 | 20251215 | 730 | 4114 | 12667.4 | 941.2 | 0 | 277.5 | 953 | 3409 | 12523.8 | 0 | 0 | 0 | 0 | 292.7 | 0 | 10040.8 | 0 | 0 | 34885.4 | 37313.6 | 28622.3 | 7:00 | 20251215 | 730 | 4114 | 10331.4 | 673.7 | 0 | 277.5 | 925 | 2774 | 13975.6 | 0 | 0 | 0 | 0 | 264.1 | 0 | 9829.4 | 0 | 0 | 33071.6 | 36358 | 26925.6 | 7:00 | 20251215 | 730 | 4114 | 7433.3 | 551.6 | 0 | 277.5 | 925 | 2384 | 17767.2 | 0 | 0 | 0 | 0 | 226.6 | 0 | 10181.7 | 0 | 0 | 33452.9 | 35773.7 | 25245
7:30 | 20251215 | 800 | 4114 | 13518.3 | 613.8 | 0 | 243.3 | 925 | 2774 | 13111 | 0 | 0 | 0 | 0 | 276.1 | 67.6 | 12062.4 | 0 | 0 | 35299.1 | 38354.1 | 29414.9 | 7:30 | 20251215 | 800 | 4114 | 15518.3 | 891.3 | 0 | 243.3 | 953 | 3409 | 13094.5 | 0 | 0 | 0 | 0 | 276 | 61.5 | 9922.3 | 0 | 0 | 38225.3 | 41362.8 | 32095.5 | 7:30 | 20251215 | 800 | 4114 | 10331.4 | 644.2 | 0 | 243.3 | 925 | 2774 | 17161.8 | 0 | 0 | 0 | 0 | 248.9 | 50.9 | 9781.9 | 0 | 0 | 36193.1 | 38341.3 | 27987.3 | 7:30 | 20251215 | 800 | 4114 | 7433.3 | 523.9 | 0 | 243.3 | 1092.3 | 2384 | 20777.4 | 0 | 0 | 0 | 0 | 213.6 | 38.6 | 10187.3 | 0 | 0 | 36567.7 | 39087 | 27039.2
8:00 | 20251215 | 830 | 4114 | 13518.3 | 664.3 | 0 | 256.2 | 925 | 2774 | 13981.3 | 0 | 0 | 0 | 0 | 291.8 | 477.3 | 11699.9 | 0 | 0 | 36232.5 | 38417.2 | 29478 | 8:00 | 20251215 | 830 | 4114 | 15518.3 | 961.7 | 0 | 256.2 | 953 | 3409 | 14068.3 | 0 | 0 | 0 | 0 | 291.6 | 434 | 9491.1 | 0 | 0 | 39280.2 | 42353.9 | 32677.1 | 8:00 | 20251215 | 830 | 4114 | 10334.3 | 701.5 | 0 | 256.2 | 925 | 2774 | 18138.3 | 0 | 0 | 0 | 0 | 262.7 | 359 | 9372.8 | 0 | 0 | 37243.7 | 39409.4 | 28608.1 | 8:00 | 20251215 | 830 | 4114 | 7433.3 | 560.6 | 0 | 256.2 | 1092.3 | 2384 | 21848.6 | 0 | 0 | 0 | 0 | 225.4 | 272.5 | 9794.5 | 0 | 0 | 37689.4 | 40232.5 | 27691.9
8:30 | 20251215 | 900 | 4114 | 13173.1 | 947.6 | 0.3 | 351 | 925 | 2774 | 13493.2 | 0 | 0 | 0 | 0 | 394.7 | 1408.4 | 11130.9 | 0 | 0 | 35779 | 38451.8 | 29512.5 | 8:30 | 20251215 | 900 | 4114 | 15173.1 | 1358.1 | 0.3 | 351 | 953 | 3409 | 13554 | 0 | 0 | 0 | 0 | 393.9 | 1280.9 | 8921.3 | 0 | 0 | 38912.5 | 41590.5 | 32323.2 | 8:30 | 20251215 | 900 | 4114 | 10331.4 | 1022.1 | 0.3 | 351 | 925 | 2774 | 17515.6 | 0 | 0 | 0 | 0 | 353.9 | 1059.1 | 8803.3 | 0 | 0 | 37033 | 39821.4 | 29020.1 | 8:30 | 20251215 | 900 | 4114 | 7433.3 | 785.7 | 0 | 351 | 1092.3 | 2384 | 21500.4 | 0 | 0 | 0 | 0 | 303.7 | 804 | 9225.1 | 0 | 0 | 37660.2 | 39851.5 | 27625.9
9:00 | 20251215 | 930 | 4114 | 13173.1 | 1157.3 | 0.5 | 400.1 | 925 | 2774 | 13378.8 | 0 | 0 | 0 | 0 | 473.8 | 2436.3 | 11462.5 | 0 | 0 | 35922.9 | 38710.1 | 29770.9 | 9:00 | 20251215 | 930 | 4114 | 15173.1 | 1652.1 | 0.5 | 400.1 | 953 | 3409 | 13581.8 | 0 | 0 | 0 | 0 | 472.6 | 2215.8 | 9144.3 | 0 | 0 | 39283.3 | 41933.5 | 32666.2 | 9:00 | 20251215 | 930 | 4114 | 10331.4 | 1253.7 | 0.5 | 400.1 | 925 | 2774 | 17663.6 | 0 | 0 | 0 | 0 | 424.4 | 1831.8 | 9061.2 | 0 | 0 | 37462.3 | 40102.7 | 29301.4 | 9:00 | 20251215 | 930 | 4114 | 7432.6 | 952.3 | 0 | 400.1 | 1092.3 | 2384 | 21902.4 | 0 | 0 | 0 | 0 | 364.1 | 1390.6 | 9509 | 0 | 0 | 38277.5 | 40766.8 | 28226.2
9:30 | 20251215 | 1000 | 4114 | 13173.1 | 1012.8 | 0.8 | 418.5 | 925 | 2774 | 13239 | 0 | 0 | 0 | 0 | 429.7 | 3155.6 | 11571 | 0 | 0 | 35656.8 | 38583.8 | 29644.6 | 9:30 | 20251215 | 1000 | 4114 | 15173.1 | 1455.5 | 0.8 | 418.5 | 953 | 3409 | 13601.3 | 0 | 0 | 0 | 0 | 429 | 2870.1 | 9217.1 | 0 | 0 | 39125.5 | 41756.2 | 32488.9 | 9:30 | 20251215 | 1000 | 4114 | 10331.4 | 1083.9 | 0.8 | 418.5 | 925 | 2774 | 17728.9 | 0 | 0 | 0 | 0 | 385.9 | 2372.4 | 9145.5 | 0 | 0 | 37376.4 | 39951.5 | 29150.2 | 9:30 | 20251215 | 1000 | 4114 | 7433.3 | 844.1 | 0 | 418.5 | 1092.3 | 2384 | 22027.3 | 0 | 0 | 0 | 0 | 331.1 | 1801 | 9601.9 | 0 | 0 | 38313.6 | 40678 | 28137.4
10:00 | 20251215 | 1030 | 4114 | 13173.1 | 824.4 | 1.3 | 405.5 | 925 | 2774 | 12944.6 | 0 | 0 | 0 | 0 | 374 | 3842.1 | 11606.9 | 0 | 0 | 35161.5 | 37102.9 | 28739.7 | 10:00 | 20251215 | 1030 | 4114 | 15173.1 | 1201.4 | 1.3 | 405.5 | 953 | 3409 | 13447.8 | 0 | 0 | 0 | 0 | 374 | 3494.8 | 9241.3 | 0 | 0 | 38705.7 | 41489.9 | 32222.6 | 10:00 | 20251215 | 1030 | 4114 | 10331.4 | 861.5 | 1.3 | 405.5 | 925 | 2774 | 17634.7 | 0 | 0 | 0 | 0 | 337.4 | 2887.8 | 9173.4 | 0 | 0 | 37047.4 | 38911.7 | 28472.6 | 10:00 | 20251215 | 1030 | 4114 | 7433.3 | 706.2 | 0 | 405.5 | 1092.3 | 2384 | 21966.4 | 0 | 0 | 0 | 0 | 289.5 | 2192.3 | 9632.6 | 0 | 0 | 38100.9 | 40526.2 | 27985.6
10:30 | 20251215 | 1100 | 4114 | 13173.1 | 925.9 | 2.2 | 365.3 | 925 | 2774 | 12200 | 0 | 0 | 0 | 0 | 426 | 4748.2 | 11680 | 0 | 0 | 34479.1 | 37165.1 | 28801.9 | 10:30 | 20251215 | 1100 | 4114 | 15173.1 | 1354.7 | 2.2 | 365.3 | 953 | 3409 | 12763 | 0 | 0 | 0 | 0 | 426.1 | 4319.8 | 9290.5 | 0 | 0 | 38133.8 | 40322.8 | 31631.5 | 10:30 | 20251215 | 1100 | 4114 | 10331.4 | 962.3 | 2.2 | 365.3 | 925 | 2774 | 17126.3 | 0 | 0 | 0 | 0 | 384.7 | 3567.7 | 9230.2 | 0 | 0 | 36600.7 | 38664.4 | 28364.4 | 10:30 | 20251215 | 1100 | 4114 | 7433.3 | 796.5 | 0 | 365.3 | 1092.3 | 2384 | 21636.9 | 0 | 0 | 0 | 0 | 330.1 | 2708.5 | 9695.3 | 0 | 0 | 37822.7 | 39877.5 | 27651.9
11:00 | 20251215 | 1130 | 4114 | 13173.1 | 1152.3 | 2.7 | 352.3 | 925 | 2774 | 11388.1 | 0 | 0 | 0 | 0 | 523 | 5352 | 11707.4 | 0 | 0 | 33881.6 | 36469.5 | 28515.7 | 11:00 | 20251215 | 1130 | 4114 | 15173.1 | 1681.9 | 2.7 | 352.3 | 953 | 3409 | 11916.8 | 0 | 0 | 0 | 0 | 523 | 4869.4 | 9308.8 | 0 | 0 | 37601.7 | 40636.9 | 31945.6 | 11:00 | 20251215 | 1130 | 4114 | 10331.4 | 1204.6 | 2.7 | 352.3 | 925 | 2774 | 16461.7 | 0 | 0 | 0 | 0 | 471.8 | 4020.7 | 9251.5 | 0 | 0 | 36165.7 | 38894 | 28593.9 | 11:00 | 20251215 | 1130 | 4114 | 7433.3 | 986.6 | 0 | 352.3 | 1092.3 | 2384 | 21146 | 0 | 0 | 0 | 0 | 404.8 | 3052.5 | 9718.7 | 0 | 0 | 37508.5 | 39659.2 | 27611.4
11:30 | 20251215 | 1200 | 4114 | 13173.1 | 1273.1 | 2.4 | 380.2 | 925 | 2774 | 11525.7 | 0 | 0 | 0 | 0 | 577.6 | 5180.4 | 11752.4 | 0 | 0 | 34168.3 | 36618.6 | 28664.8 | 11:30 | 20251215 | 1200 | 4114 | 15173.1 | 1856.4 | 2.4 | 380.2 | 953 | 3409 | 12001.9 | 0 | 0 | 0 | 0 | 577.6 | 4713.1 | 9339.1 | 0 | 0 | 37891.2 | 40841.3 | 32150 | 11:30 | 20251215 | 1200 | 4114 | 10331.4 | 1332.3 | 2.4 | 380.2 | 925 | 2774 | 16558.6 | 0 | 0 | 0 | 0 | 521.1 | 3892.1 | 9286.5 | 0 | 0 | 36417.6 | 39049 | 28749 | 11:30 | 20251215 | 1200 | 4114 | 7433.3 | 1090.9 | 0 | 380.2 | 1092.3 | 2384 | 21241.6 | 0 | 0 | 0 | 0 | 447.1 | 2954.8 | 9757.2 | 0 | 0 | 37735.4 | 39790.5 | 27742.6
12:00 | 20251215 | 1230 | 4114 | 13173.1 | 1290.9 | 1.8 | 367.4 | 925 | 2774 | 12018.4 | 0 | 0 | 0 | 0 | 585.7 | 4731.4 | 11767 | 0 | 0 | 34664.6 | 36622.2 | 28668.5 | 12:00 | 20251215 | 1230 | 4114 | 15173.1 | 1881.8 | 1.8 | 367.4 | 953 | 3409 | 12452.3 | 0 | 0 | 0 | 0 | 585.7 | 4304.1 | 9349 | 0 | 0 | 38353.3 | 40853 | 32161.7 | 12:00 | 20251215 | 1230 | 4114 | 10331.4 | 1349.1 | 1.8 | 367.4 | 925 | 2774 | 16940 | 0 | 0 | 0 | 0 | 528.4 | 3555.6 | 9297.9 | 0 | 0 | 36803.1 | 39053.1 | 28753.1 | 12:00 | 20251215 | 1230 | 4114 | 7433.3 | 1104.6 | 0 | 367.4 | 1092.3 | 2384 | 21544.5 | 0 | 0 | 0 | 0 | 453.4 | 2699.3 | 9769.8 | 0 | 0 | 38040.5 | 40187.7 | 27962.1
12:30 | 20251215 | 1300 | 4114 | 13173.1 | 1248.3 | 1.3 | 328.9 | 925 | 2774 | 12040.9 | 0 | 0 | 0 | 0 | 561.2 | 4550.5 | 11696.9 | 0 | 0 | 34605.4 | 36540.5 | 28586.8 | 12:30 | 20251215 | 1300 | 4114 | 15173.1 | 1818.4 | 1.3 | 328.9 | 953 | 3409 | 12454.1 | 0 | 0 | 0 | 0 | 561.1 | 4139 | 9301.8 | 0 | 0 | 38250.2 | 40748.1 | 32056.8 | 12:30 | 20251215 | 1300 | 4114 | 10331.4 | 1309.2 | 1.3 | 328.9 | 925 | 2774 | 16907.5 | 0 | 0 | 0 | 0 | 506 | 3420.6 | 9243.4 | 0 | 0 | 36691.4 | 38973.9 | 28673.9 | 12:30 | 20251215 | 1300 | 4114 | 7433.3 | 1064.6 | 0 | 328.9 | 1092.3 | 2384 | 21477.8 | 0 | 0 | 0 | 0 | 434.2 | 2596.8 | 9709.7 | 0 | 0 | 37894.8 | 40108.7 | 27883.1
13:00 | 20251215 | 1330 | 4114 | 13173.1 | 1140.9 | 0.9 | 286.6 | 925 | 2774 | 12242.3 | 0 | 0 | 0 | 0 | 508.2 | 4402.4 | 11657.2 | 0 | 0 | 34656.5 | 37300.2 | 28937 | 13:00 | 20251215 | 1330 | 4114 | 15173.1 | 1656.1 | 0.9 | 286.6 | 953 | 3409 | 12678.9 | 0 | 0 | 0 | 0 | 508 | 4003.9 | 9275.1 | 0 | 0 | 38272.4 | 40545.5 | 31854.2 | 13:00 | 20251215 | 1330 | 4114 | 10331.4 | 1200.9 | 0.9 | 286.6 | 925 | 2774 | 17065.2 | 0 | 0 | 0 | 0 | 457.9 | 3310 | 9212.4 | 0 | 0 | 36697.5 | 38822.3 | 28522.3 | 13:00 | 20251215 | 1330 | 4114 | 7433.3 | 969.7 | 0 | 286.6 | 1092.3 | 2384 | 21589 | 0 | 0 | 0 | 0 | 392.9 | 2512.8 | 9675.7 | 0 | 0 | 37868.5 | 39971.2 | 27745.6
13:30 | 20251215 | 1400 | 4114 | 13173.1 | 964.3 | 0.6 | 219.4 | 925 | 2774 | 12910.7 | 0 | 0 | 0 | 0 | 431.8 | 3931.8 | 11624.7 | 0 | 0 | 35081.1 | 38336.4 | 29397.1 | 13:30 | 20251215 | 1400 | 4114 | 15173.1 | 1403.7 | 0.6 | 219.4 | 953 | 3409 | 13369.8 | 0 | 0 | 0 | 0 | 431.7 | 3575.7 | 9253.3 | 0 | 0 | 38641.4 | 41503.6 | 32236.3 | 13:30 | 20251215 | 1400 | 4114 | 10331.4 | 1013.9 | 0.6 | 219.4 | 925 | 2774 | 17617.5 | 0 | 0 | 0 | 0 | 389.3 | 2956.7 | 9187.2 | 0 | 0 | 36994.9 | 39681.4 | 28880.1 | 13:30 | 20251215 | 1400 | 4114 | 7433.3 | 821.1 | 0 | 219.4 | 1092.3 | 2384 | 22007.8 | 0 | 0 | 0 | 0 | 334 | 2244.5 | 9647.9 | 0 | 0 | 38072 | 40455.9 | 27915.3
14:00 | 20251215 | 1430 | 4114 | 13173.1 | 776 | 0.5 | 238.2 | 925 | 2774 | 14144.8 | 0 | 0 | 0 | 0 | 351.9 | 3084.4 | 11660.9 | 0 | 0 | 36144.9 | 39262.1 | 29829.7 | 14:00 | 20251215 | 1430 | 4114 | 15173.1 | 1129.9 | 0.5 | 238.2 | 953 | 3409 | 14624.4 | 0 | 0 | 0 | 0 | 351.9 | 2804.9 | 9277.6 | 0 | 0 | 39643.1 | 42160.7 | 32483.9 | 14:00 | 20251215 | 1430 | 4114 | 10331.4 | 809.8 | 0.5 | 238.2 | 1056.4 | 2774 | 18517.6 | 0 | 0 | 0 | 0 | 317.5 | 2319.7 | 9215.4 | 0 | 0 | 37842.5 | 40476.5 | 29234.6 | 14:00 | 20251215 | 1430 | 4114 | 7433.3 | 663.5 | 0 | 238.2 | 1092.3 | 2384 | 22774.1 | 0 | 55.3 | 0 | 0 | 272.4 | 1761 | 9678.9 | 0 | 0 | 38755 | 40868.3 | 28079.8
14:30 | 20251215 | 1500 | 4114 | 13173.1 | 628.2 | 0.1 | 242.4 | 925 | 2774 | 15187.5 | 0 | 0 | 0 | 0 | 286.1 | 1950.5 | 11581.1 | 0 | 0 | 37043.9 | 39918.4 | 30126 | 14:30 | 20251215 | 1500 | 4114 | 15173.1 | 915.5 | 0.1 | 242.4 | 953 | 3409 | 15599.2 | 0 | 0 | 0 | 0 | 286.1 | 1773.7 | 9224 | 0 | 0 | 40407.2 | 42870 | 32779.2 | 14:30 | 20251215 | 1500 | 4114 | 10331.4 | 654.3 | 0.1 | 242.4 | 1092.3 | 2774 | 19239.2 | 0 | 0 | 0 | 0 | 258.2 | 1466.9 | 9153.4 | 0 | 0 | 38448.6 | 40725.1 | 29303.2 | 14:30 | 20251215 | 1500 | 4114 | 7881.8 | 538.4 | 0 | 242.4 | 1092.3 | 2384 | 22803.6 | 0 | 93.1 | 0 | 0 | 221.5 | 1113.6 | 9610.6 | 0 | 0 | 39149.4 | 41249.4 | 28436.6
15:00 | 20251215 | 1530 | 4114 | 13173.1 | 507.4 | 0 | 351.5 | 925 | 2774 | 16442.5 | 0 | 0 | 0 | 0 | 230.2 | 897.2 | 11616.7 | 0 | 0 | 38287.5 | 40617 | 30505.1 | 15:00 | 20251215 | 1530 | 4114 | 15173.1 | 740.5 | 0 | 351.5 | 953 | 3409 | 16829.1 | 0 | 0 | 0 | 0 | 230.2 | 815.9 | 9247.9 | 0 | 0 | 41569.7 | 44722.6 | 33767.8 | 15:00 | 20251215 | 1530 | 4114 | 10331.4 | 530.1 | 0 | 351.5 | 1056.4 | 2774 | 20270.3 | 0 | 0 | 0 | 0 | 207.7 | 674.7 | 9181.1 | 0 | 0 | 39428.1 | 42039.4 | 30019 | 15:00 | 20251215 | 1530 | 4114 | 8657.1 | 433.9 | 0 | 351.5 | 1092.3 | 2384 | 22803.6 | 0 | 93.1 | 0 | 0 | 178.2 | 512.2 | 9641.1 | 0 | 0 | 39929.9 | 42029.9 | 29217.1
15:30 | 20251215 | 1600 | 4114 | 13173.1 | 393.4 | 0 | 379.6 | 1056.4 | 2774 | 18583.3 | 0 | 0 | 0 | 0 | 178.4 | 263.8 | 12014.9 | 0 | 0 | 40474.3 | 43073.6 | 31817.8 | 15:30 | 20251215 | 1600 | 4114 | 15173.1 | 573.2 | 0 | 379.6 | 953 | 3409 | 19256.7 | 0 | 0 | 0 | 0 | 178.4 | 239.9 | 9515.6 | 0 | 0 | 43859.5 | 46468.8 | 34666.2 | 15:30 | 20251215 | 1600 | 4114 | 11356.3 | 412.3 | 0 | 379.6 | 1092.3 | 2774 | 21257.6 | 0 | 93.1 | 0 | 0 | 160.9 | 198.3 | 9490.6 | 0 | 0 | 41478.9 | 43578.9 | 31286.3 | 15:30 | 20251215 | 1600 | 4114 | 8800 | 337.3 | 0 | 379.6 | 1092.3 | 2384 | 22803.6 | 0 | 93.1 | 1846.2 | 0 | 138.1 | 150.6 | 9981.9 | 0 | 0 | 41849.4 | 43949.4 | 31136.6
16:00 | 20251215 | 1630 | 4114 | 13352.5 | 308.8 | 0 | 379 | 1092.3 | 2774 | 21476.2 | 0 | 0 | 0 | 0 | 139.8 | 0 | 13820.3 | 0 | 0 | 43496 | 45486.5 | 33186.7 | 16:00 | 20251215 | 1630 | 4114 | 15352.5 | 448.9 | 0 | 379 | 1120.3 | 3409 | 22415.4 | 0 | 0 | 0 | 0 | 139.8 | 0 | 11009.9 | 0 | 0 | 47239.4 | 49328.7 | 36263.4 | 16:00 | 20251215 | 1630 | 4114 | 11824.1 | 321.4 | 0 | 379 | 1092.3 | 2774 | 21382.6 | 0 | 93.1 | 2512.4 | 0 | 126.1 | 0 | 11085 | 0 | 0 | 44493.2 | 46468.2 | 34175.6 | 16:00 | 20251215 | 1630 | 4114 | 9020.1 | 264 | 0 | 379 | 1092.3 | 2384 | 23603.6 | 0 | 93.1 | 2784 | 1053.8 | 108.2 | 0 | 11650.8 | 0 | 0 | 44787.6 | 46087.6 | 33274.8
16:30 | 20251215 | 1700 | 4114 | 14264.6 | 277.5 | 0 | 329.6 | 1092.3 | 2774 | 21863.6 | 0 | 93.1 | 0 | 0 | 125.8 | 0 | 15249.1 | 0 | 0 | 44808.7 | 46783.7 | 34274.6 | 16:30 | 20251215 | 1700 | 4114 | 15352.5 | 403.6 | 0 | 329.6 | 1120.3 | 3409 | 24017.3 | 0 | 35 | 0 | 0 | 125.8 | 0 | 12251.3 | 0 | 0 | 48782.4 | 50801.8 | 37031.4 | 16:30 | 20251215 | 1700 | 4114 | 11824.1 | 289.7 | 0 | 329.6 | 1092.3 | 2774 | 22057.6 | 0 | 93.1 | 2734 | 532.8 | 113.5 | 0 | 12386.6 | 0 | 0 | 45841.8 | 47141.8 | 34849.1 | 16:30 | 20251215 | 1700 | 4114 | 9020.1 | 238.2 | 0 | 329.6 | 1092.3 | 2384 | 23603.6 | 0 | 93.1 | 2784 | 2462.2 | 97.4 | 0 | 12997.3 | 0 | 0 | 46120.3 | 47420.3 | 34607.5
17:00 | 20251215 | 1730 | 4114 | 13741.2 | 310.9 | 0 | 326.9 | 1092.3 | 2774 | 22088.6 | 0 | 93.1 | 0 | 0 | 140.8 | 0 | 16266.5 | 0 | 0 | 44540.5 | 46290.5 | 33781.4 | 17:00 | 20251215 | 1730 | 4114 | 15352.5 | 452.9 | 0 | 326.9 | 1120.3 | 3409 | 23803.4 | 0 | 0 | 0 | 0 | 140.8 | 0 | 13216 | 0 | 0 | 48578.8 | 50375.1 | 36817 | 17:00 | 20251215 | 1730 | 4114 | 11824.1 | 323.8 | 0 | 326.9 | 1092.3 | 2774 | 22057.6 | 0 | 93.1 | 2734 | 245 | 127.1 | 0 | 13368.2 | 0 | 0 | 45585.5 | 46885.5 | 34592.9 | 17:00 | 20251215 | 1730 | 4114 | 9020.1 | 265.9 | 0 | 326.9 | 1092.3 | 2384 | 23603.6 | 0 | 93.1 | 2784 | 2178.4 | 109 | 0 | 13991.5 | 0 | 0 | 45862.1 | 47162.1 | 34349.3
17:30 | 20251215 | 1800 | 4114 | 13347.6 | 401.8 | 0 | 300.4 | 1056.4 | 2774 | 21090.8 | 0 | 0 | 0 | 0 | 183.2 | 10.9 | 16979 | 0 | 0 | 43084.9 | 45496.7 | 33196.9 | 17:30 | 20251215 | 1800 | 4114 | 15352.5 | 585.5 | 0 | 300.4 | 1120.3 | 3409 | 22183.4 | 0 | 0 | 0 | 0 | 183.2 | 9.9 | 13976.1 | 0 | 0 | 47065.9 | 49152.2 | 36192.7 | 17:30 | 20251215 | 1800 | 4114 | 11824.1 | 420.3 | 0 | 300.4 | 1092.3 | 2774 | 21607.6 | 0 | 93.1 | 1902.8 | 0 | 165.3 | 8.2 | 14113 | 0 | 0 | 44127.3 | 45877.3 | 33584.7 | 17:30 | 20251215 | 1800 | 4114 | 9020.1 | 344.6 | 0 | 300.4 | 1092.3 | 2384 | 23603.6 | 0 | 93.1 | 2784 | 678.9 | 141.8 | 6.2 | 14724.9 | 0 | 0 | 44414.9 | 45714.9 | 32902.1
18:00 | 20251215 | 1830 | 4114 | 13352.5 | 513.1 | 0 | 335.6 | 1056.4 | 2774 | 20141.1 | 0 | 0 | 0 | 0 | 232.5 | 0 | 16777.4 | 0 | 0 | 42285.8 | 44552.3 | 32745.2 | 18:00 | 20251215 | 1830 | 4114 | 15349.3 | 747.2 | 0 | 335.6 | 1116.8 | 3409 | 21112.7 | 0 | 0 | 0 | 0 | 232.5 | 0 | 13840.5 | 0 | 0 | 46184.6 | 48120.1 | 35711.8 | 18:00 | 20251215 | 1830 | 4114 | 11824.1 | 536 | 0 | 335.6 | 1092.3 | 2774 | 21607.6 | 0 | 93.1 | 941.1 | 0 | 209.7 | 0 | 13956.2 | 0 | 0 | 43317.3 | 45067.3 | 32774.7 | 18:00 | 20251215 | 1830 | 4114 | 9020.1 | 439.4 | 0 | 335.6 | 1092.3 | 2384 | 23352.3 | 0 | 93.1 | 2784 | 0 | 180 | 0 | 14552.3 | 0 | 0 | 43614 | 45165.3 | 32352.5
18:30 | 20251215 | 1900 | 4114 | 13352.5 | 597.9 | 0 | 300.6 | 1092.3 | 2774 | 19402.3 | 0 | 0 | 0 | 0 | 267.9 | 0 | 16613.9 | 0 | 0 | 41633.9 | 43778.3 | 32342.5 | 18:30 | 20251215 | 1900 | 4114 | 15351.1 | 870.2 | 0 | 300.6 | 989.4 | 3409 | 20432.7 | 0 | 0 | 0 | 0 | 267.8 | 0 | 13730.6 | 0 | 0 | 45466.9 | 47282.8 | 35291.7 | 18:30 | 20251215 | 1900 | 4114 | 11824.1 | 628.8 | 0 | 300.6 | 1092.3 | 2774 | 21607.6 | 0 | 93.1 | 224.4 | 0 | 241.5 | 0 | 13829.1 | 0 | 0 | 42658.3 | 44408.3 | 32115.7 | 18:30 | 20251215 | 1900 | 4114 | 9020.1 | 509.3 | 0 | 300.6 | 1092.3 | 2384 | 23153.6 | 0 | 93.1 | 2296 | 0 | 207.2 | 0 | 14412.3 | 0 | 0 | 42963.7 | 44713.7 | 31900.9
19:00 | 20251215 | 1930 | 4114 | 13173.1 | 627.8 | 0 | 270.2 | 925 | 2774 | 18463.7 | 0 | 0 | 0 | 0 | 284.6 | 0 | 16277.1 | 0 | 0 | 40347.3 | 42134.6 | 31357.1 | 19:00 | 20251215 | 1930 | 4114 | 15173.1 | 914 | 0 | 270.2 | 953 | 3409 | 19210.3 | 0 | 0 | 0 | 0 | 284.6 | 0 | 13504.4 | 0 | 0 | 44044.5 | 45895.2 | 34454.9 | 19:00 | 20251215 | 1930 | 4114 | 10744.2 | 654.4 | 0 | 270.2 | 1092.3 | 2774 | 21607.6 | 0 | 93.1 | 0 | 0 | 256.8 | 0 | 13567.3 | 0 | 0 | 41351.1 | 43101.1 | 30808.5 | 19:00 | 20251215 | 1930 | 4114 | 8800 | 537.5 | 0 | 270.2 | 1092.3 | 2384 | 23153.6 | 0 | 93.1 | 1223 | 0 | 220.3 | 0 | 14124.1 | 0 | 0 | 41667 | 43417 | 30604.2
19:30 | 20251215 | 2000 | 4114 | 13173.1 | 615 | 0 | 170.5 | 925 | 2774 | 17138.1 | 0 | 0 | 0 | 0 | 292.2 | 0.8 | 15898.1 | 0 | 0 | 38909.4 | 40543.3 | 30431.4 | 19:30 | 20251215 | 2000 | 4114 | 15173.1 | 905.5 | 0 | 170.5 | 953 | 3409 | 17728.3 | 0 | 0 | 0 | 0 | 292.5 | 0.7 | 13249.6 | 0 | 0 | 42453.7 | 44707.4 | 33752.6 | 19:30 | 20251215 | 2000 | 4114 | 10331.4 | 630.9 | 0 | 170.5 | 1056.4 | 2774 | 20810.9 | 0 | 0 | 0 | 0 | 264.4 | 0.6 | 13272.7 | 0 | 0 | 39888.6 | 41959.3 | 29938.9 | 19:30 | 20251215 | 2000 | 4114 | 8471.6 | 536.4 | 0 | 170.5 | 1092.3 | 2384 | 23353.6 | 0 | 93.1 | 0 | 0 | 226.9 | 0.4 | 13799.7 | 0 | 0 | 40215.1 | 41765.1 | 28952.3
20:00 | 20251215 | 2030 | 4114 | 13173.1 | 752.6 | 0 | 208.1 | 925 | 2774 | 15346 | 0 | 0 | 0 | 0 | 341.3 | 0 | 15482.1 | 0 | 0 | 37292.3 | 39208.3 | 29775.9 | 20:00 | 20251215 | 2030 | 4114 | 15173.1 | 1096.6 | 0 | 208.1 | 953 | 3409 | 15715 | 0 | 0 | 0 | 0 | 341.3 | 0 | 12970 | 0 | 0 | 40669.2 | 43016.2 | 32925.4 | 20:00 | 20251215 | 2030 | 4114 | 10331.4 | 786.6 | 0 | 208.1 | 1056.4 | 2774 | 18979.5 | 0 | 0 | 0 | 0 | 307.9 | 0 | 12949.3 | 0 | 0 | 38249.8 | 40421.9 | 29180 | 20:00 | 20251215 | 2030 | 4114 | 7433.3 | 644 | 0 | 208.1 | 1092.3 | 2384 | 22717 | 0 | 0 | 0 | 0 | 264.2 | 0 | 13443.5 | 0 | 0 | 38592.6 | 40267.3 | 27726.7
20:30 | 20251215 | 2100 | 4114 | 13173.1 | 1137.5 | 0 | 215.7 | 925 | 2774 | 13278.5 | 0 | 0 | 0 | 0 | 455.3 | 0 | 15068.3 | 0 | 0 | 35617.5 | 38505 | 29565.7 | 20:30 | 20251215 | 2100 | 4114 | 15173.1 | 1615.1 | 0 | 215.7 | 953 | 3409 | 13348.5 | 0 | 0 | 0 | 0 | 453.9 | 0 | 12691.9 | 0 | 0 | 38829.1 | 41712.6 | 32445.3 | 20:30 | 20251215 | 2100 | 4114 | 10331.4 | 1239.5 | 0 | 215.7 | 925 | 2774 | 16962 | 0 | 0 | 0 | 0 | 407.1 | 0 | 12627.5 | 0 | 0 | 36562.8 | 38790.8 | 28490.8 | 20:30 | 20251215 | 2100 | 4114 | 7433.3 | 928.2 | 0 | 215.7 | 1092.3 | 2384 | 20762.6 | 0 | 0 | 0 | 0 | 349.2 | 0 | 13089.3 | 0 | 0 | 36930 | 38639.1 | 26962.5
21:00 | 20251215 | 2130 | 4114 | 13173.1 | 1317.7 | 0 | 301.3 | 925 | 2774 | 10892.3 | 0 | 0 | 0 | 0 | 504.3 | 0 | 14519.1 | 0 | 0 | 33497.1 | 36580.8 | 28627.1 | 21:00 | 20251215 | 2130 | 4114 | 15173.1 | 1855.5 | 0 | 301.3 | 953 | 3409 | 10682.1 | 0 | 0 | 0 | 0 | 502.2 | 0 | 12322.8 | 0 | 0 | 36488.1 | 38842 | 31012.9 | 21:00 | 20251215 | 2130 | 4114 | 10331.4 | 1457.8 | 0 | 301.3 | 925 | 2774 | 14510.4 | 0 | 0 | 0 | 0 | 449.5 | 0 | 12200.5 | 0 | 0 | 34413.2 | 37164.8 | 27732.3 | 21:00 | 20251215 | 2130 | 4114 | 7433.3 | 1057.6 | 0 | 301.3 | 925 | 2384 | 18584.5 | 0 | 0 | 0 | 0 | 385.5 | 0 | 12619.2 | 0 | 0 | 34800 | 37108.5 | 26217.6
21:30 | 20251215 | 2200 | 4114 | 13518.3 | 946 | 0 | 337.3 | 925 | 2774 | 8200.1 | 0 | 0 | 0 | 0 | 391 | 0.1 | 13778.1 | 0 | 0 | 30815.9 | 33510.8 | 26943.5 | 21:30 | 20251215 | 2200 | 4114 | 15518.3 | 1354.8 | 0 | 337.3 | 953 | 3409 | 7821.2 | 0 | 0 | 0 | 0 | 390.1 | 0.1 | 11824.9 | 0 | 0 | 33507.1 | 35660.9 | 29209.2 | 21:30 | 20251215 | 2200 | 4114 | 10331.4 | 1023.4 | 0 | 337.3 | 925 | 2774 | 12164.3 | 0 | 0 | 0 | 0 | 350.4 | 0 | 11624.5 | 0 | 0 | 31669.5 | 34391.2 | 26028 | 21:30 | 20251215 | 2200 | 4114 | 7433.3 | 782.4 | 0 | 337.3 | 925 | 2384 | 16085.1 | 0 | 0 | 0 | 0 | 300.6 | 0 | 11984.9 | 0 | 0 | 32060.5 | 34984.4 | 24941.3
22:00 | 20251215 | 2230 | 4114 | 13518.3 | 656 | 0 | 346.9 | 925 | 2774 | 6054.2 | 0 | 0 | 0 | 0 | 298.3 | 0 | 13110.2 | 0 | 0 | 28389.7 | 30985.5 | 25428.5 | 22:00 | 20251215 | 2230 | 4114 | 15518.3 | 960 | 0 | 346.9 | 953 | 3409 | 5511.1 | 0 | 0 | 0 | 0 | 298.3 | 0 | 11376.1 | 0 | 0 | 30810.9 | 33690.8 | 27952 | 22:00 | 20251215 | 2230 | 4114 | 10331.4 | 687.2 | 0 | 346.9 | 925 | 2774 | 10009.8 | 0 | 0 | 0 | 0 | 269.1 | 0 | 11105.2 | 0 | 0 | 29188.2 | 31353.4 | 24210.1 | 22:00 | 20251215 | 2230 | 4114 | 7433.3 | 562.4 | 0 | 346.9 | 925 | 2384 | 13818.2 | 0 | 0 | 0 | 0 | 230.9 | 0 | 11413.2 | 0 | 0 | 29584.1 | 32846.9 | 23671.4
22:30 | 20251215 | 2300 | 4114 | 13518.3 | 1004.7 | 0 | 297.6 | 925 | 2276 | 3604.2 | 0 | 0 | 0 | 0 | 386.2 | 0 | 12430.7 | 0 | 0 | 25739.2 | 27972 | 23904.9 | 22:30 | 20251215 | 2300 | 4114 | 15518.3 | 1415.7 | 0 | 297.6 | 953 | 2530 | 3059.6 | 0 | 0 | 0 | 0 | 384.7 | 0 | 10919.4 | 0 | 0 | 27888.1 | 30126.5 | 26175 | 22:30 | 20251215 | 2300 | 4114 | 10331.4 | 1109.1 | 0 | 297.6 | 925 | 2774 | 6954.9 | 0 | 0 | 0 | 0 | 344.4 | 0 | 10576.9 | 0 | 0 | 26506 | 29006.1 | 23086.8 | 22:30 | 20251215 | 2300 | 4114 | 7433.3 | 806.9 | 0 | 297.6 | 925 | 2384 | 10967.9 | 0 | 0 | 0 | 0 | 295.4 | 0 | 10831.6 | 0 | 0 | 26929.4 | 29662.5 | 22008
23:00 | 20251215 | 2330 | 4114 | 11428.2 | 1272.4 | 0 | 303.7 | 925 | 2085.5 | 2718.6 | 0 | 0 | 0 | 0 | 441.9 | 0 | 11678.8 | 0 | 0 | 22847.7 | 25716.6 | 21847.5 | 23:00 | 20251215 | 2330 | 4114 | 12929.7 | 1761.2 | 0 | 303.7 | 953 | 2410 | 2224.6 | 0 | 0 | 0 | 0 | 438.8 | 0 | 10414.1 | 0 | 0 | 24695.3 | 27448.7 | 23695.2 | 23:00 | 20251215 | 2330 | 4114 | 10331.4 | 1445 | 0 | 303.7 | 925 | 2393 | 4061.6 | 0 | 0 | 0 | 0 | 390.7 | 0 | 9992.3 | 0 | 0 | 23574.8 | 25999.2 | 21587.4 | 23:00 | 20251215 | 2330 | 4114 | 7433.3 | 988 | 0 | 303.7 | 925 | 2384 | 7875.5 | 0 | 0 | 0 | 0 | 335 | 0 | 10187.9 | 0 | 0 | 24023.6 | 26123.1 | 20145.3
23:30 | 20251215 | 2400 | 4114 | 10529 | 757.7 | 0 | 287.7 | 925 | 2109.4 | 2694.6 | 0 | 0 | 0 | 0 | 259 | 0 | 11250.9 | 0 | 0 | 21416.9 | 24285.9 | 20416.8 | 23:30 | 20251215 | 2400 | 4114 | 12293.4 | 1045.1 | 0 | 287.7 | 953 | 2446.1 | 1952.1 | 0 | 0 | 0 | 0 | 257.1 | 0 | 10126.5 | 0 | 0 | 23090.9 | 25650.7 | 22090.8 | 23:30 | 20251215 | 2400 | 4114 | 10331.4 | 864.6 | 0 | 287.7 | 925 | 2213.2 | 3360 | 0 | 0 | 0 | 0 | 228.7 | 0 | 9659.6 | 0 | 0 | 22095.2 | 24096 | 20271.5 | 23:30 | 20251215 | 2400 | 4114 | 7433.3 | 584.9 | 0 | 287.7 | 925 | 2384 | 6802.4 | 0 | 0 | 0 | 0 | 196.1 | 0 | 9821.6 | 0 | 0 | 22531.4 | 24824 | 19242.2

## BF 2.13
Flexability Case A | [22 empty] | Flexability Case C
time | GDATE | GTIME | Nuclear | Interconnector Imp | Wind | Solar | Marine | Hydro | Biomass | Gas | Coal | Gas Oil | Storage Exp | Other Balancing | Dist. Wind | Dist. Solar | Dist. Other | Interconnector Exp | Storage Imp | Transmission Demand | Transmission Flexibility | Transmission Flexibility | time | GDATE | GTIME | Nuclear | Interconnector Imp | Wind | Solar | Marine | Hydro | Biomass | Gas | Coal | Gas Oil | Storage Exp | Other Balancing | Dist. Wind | Dist. Solar | Dist. Other | Interconnector Exp | Storage Imp | Transmission Demand | Transmission Flexibility | Transmission Flexibility
0:00 | 20200524 | 30 | 7315 | 2923 | 0 | 0 | 0 | 687.7 | 1287.3 | 8006.7 | 0 | 0 | 0 | 0 | 0 | 0 | 6636.6 | 0 | 0 | 20219.7 | 24750 | 18219.6 | 0:00 | 20200524 | 30 | 7315 | 4050 | 0 | 0 | 0 | 910 | 1839 | 6105.7 | 0 | 0 | 0 | 0 | 0 | 0 | 6636.6 | 0 | 0 | 20219.7 | 20279 | 16267.7
0:30 | 20200524 | 100 | 7315 | 2508.9 | 0 | 0 | 0 | 687.7 | 1287.3 | 8006.7 | 0 | 0 | 0 | 0 | 0 | 0 | 6541.2 | 0 | 0 | 19805.4 | 24335.7 | 17805.3 | 0:30 | 20200524 | 100 | 7315 | 4050 | 0 | 0 | 0 | 910 | 1839 | 5691.4 | 0 | 0 | 0 | 0 | 0 | 0 | 6541.2 | 0 | 0 | 19805.4 | 19847 | 16030.1
1:00 | 20200524 | 130 | 7315 | 2005.5 | 0 | 0 | 0 | 687.7 | 1287.3 | 8006.7 | 0 | 0 | 0 | 0 | 0 | 0 | 6425.3 | 0 | 0 | 19302.2 | 23832.5 | 17302.1 | 1:00 | 20200524 | 130 | 7315 | 4050 | 0 | 0 | 0 | 910 | 1839 | 5188.2 | 0 | 0 | 0 | 0 | 0 | 0 | 6425.3 | 0 | 0 | 19302.2 | 19442 | 15807.4
1:30 | 20200524 | 200 | 7315 | 1593.4 | 0 | 0 | 0 | 687.7 | 1287.3 | 8006.7 | 0 | 0 | 0 | 0 | 0.6 | 1.1 | 6330.8 | 0 | 0 | 18891 | 23421.3 | 16890.9 | 1:30 | 20200524 | 200 | 7315 | 4050 | 0 | 0 | 0 | 910 | 1839 | 4775.9 | 0 | 0 | 0 | 0 | 0.6 | 1.1 | 6330.8 | 0 | 0 | 18891 | 19018.1 | 15574.7
2:00 | 20200524 | 230 | 7315 | 1305 | 0 | 0 | 0 | 687.7 | 1287.3 | 8006.7 | 0 | 0 | 0 | 0 | 0 | 0 | 6263.8 | 0 | 0 | 18601.5 | 23131.8 | 16601.4 | 2:00 | 20200524 | 230 | 7315 | 4050 | 0 | 0 | 0 | 910 | 1839 | 4487.5 | 0 | 0 | 0 | 0 | 0 | 0 | 6263.8 | 0 | 0 | 18601.5 | 19017 | 15573.6
2:30 | 20200524 | 300 | 7315 | 1179.1 | 0 | 0 | 0 | 687.7 | 1287.3 | 8006.7 | 0 | 0 | 0 | 0 | 0 | 0 | 6234.8 | 0 | 0 | 18475.8 | 23006.1 | 16475.7 | 2:30 | 20200524 | 300 | 7315 | 4050 | 0 | 0 | 0 | 910 | 1839 | 4361.8 | 0 | 0 | 0 | 0 | 0 | 0 | 6234.8 | 0 | 0 | 18475.8 | 18497 | 15287.6
3:00 | 20200524 | 330 | 7315 | 920.9 | 0 | 0 | 0 | 687.7 | 1287.3 | 8006.7 | 0 | 0 | 0 | 0 | 0 | 0.1 | 6175.3 | 0 | 0 | 18217.4 | 22747.7 | 16217.3 | 3:00 | 20200524 | 330 | 7315 | 4050 | 0 | 0 | 0 | 910 | 1839 | 4103.4 | 0 | 0 | 0 | 0 | 0 | 0.1 | 6175.3 | 0 | 0 | 18217.4 | 18497 | 15287.6
3:30 | 20200524 | 400 | 7315 | 0 | 0 | 0 | 0 | 790 | 1287.3 | 7904.4 | 0 | 0 | 0 | 0 | 0.1 | 56.9 | 5964.4 | -51 | 0 | 17245.6 | 21775.9 | 15245.5 | 3:30 | 20200524 | 400 | 7315 | 4050 | 0 | 0 | 0 | 910 | 1839 | 3131.5 | 0 | 0 | 0 | 0 | 0.1 | 56.9 | 5964.4 | 0 | 0 | 17245.6 | 17625.1 | 14808.1
4:00 | 20200524 | 430 | 7315 | 0 | 0 | 0 | 0 | 790 | 1287.3 | 7904.4 | 0 | 0 | 0 | 0 | 0 | 331 | 5901.6 | -597.9 | 0 | 16698.9 | 21229.2 | 14698.8 | 4:00 | 20200524 | 430 | 7315 | 4050 | 0 | 0 | 0 | 910 | 1839 | 2584.9 | 0 | 0 | 0 | 0 | 0 | 331 | 5901.6 | 0 | 0 | 16698.9 | 17195 | 14571.5
4:30 | 20200524 | 500 | 7315 | 0 | 0 | 0.1 | 0 | 790 | 1287.3 | 7904.4 | 0 | 0 | 0 | 0 | 0 | 983.2 | 5954.5 | -1020.6 | 0 | 16276.1 | 20806.4 | 14276 | 4:30 | 20200524 | 500 | 7315 | 4050 | 0 | 0.2 | 0 | 910 | 1839 | 2161.9 | 0 | 0 | 0 | 0 | 0 | 983.2 | 5954.5 | 0 | 0 | 16276.1 | 16290.2 | 14074
5:00 | 20200524 | 530 | 7315 | 0 | 0 | 0.4 | 0 | 790 | 1287.3 | 7904.4 | 0 | 0 | 0 | 0 | 0 | 2038.2 | 6188.4 | -1061 | 0 | 16236.1 | 20766.4 | 14236 | 5:00 | 20200524 | 530 | 7315 | 4050 | 0 | 0.5 | 0 | 910 | 1839 | 2121.6 | 0 | 0 | 0 | 0 | 0 | 2038.2 | 6188.4 | 0 | 0 | 16236.1 | 16290.5 | 14074.2
5:30 | 20200524 | 600 | 7315 | 0 | 0 | 0.8 | 0 | 790 | 1287.3 | 7904.4 | 0 | 0 | 0 | 0 | 0.3 | 3451 | 6424 | -1452.5 | 0 | 15845.6 | 20375.9 | 13845.5 | 5:30 | 20200524 | 600 | 7315 | 4050 | 0 | 0.8 | 0 | 910 | 1839 | 1730.2 | 0 | 0 | 0 | 0 | 0.3 | 3451 | 6424 | 0 | 0 | 15845.6 | 15859.4 | 13837.6
6:00 | 20200524 | 630 | 7315 | 0 | 0.7 | 1.2 | 0 | 874.3 | 1287.3 | 7164.4 | 0 | 0 | 0 | 0 | 0.9 | 5032.8 | 6787.9 | -801.4 | 0 | 15842.7 | 19601.7 | 13713.5 | 6:00 | 20200524 | 630 | 7315 | 4050 | 0.7 | 1.2 | 0 | 910 | 1839 | 1725.7 | 0 | 0 | 0 | 0 | 0.9 | 5032.8 | 6787.9 | 0 | 0 | 15842.7 | 15861 | 13839.2
6:30 | 20200524 | 700 | 7315 | 0 | 1.3 | 1.5 | 0 | 874.3 | 1287.3 | 7543.2 | 0 | 0 | 0 | 0 | 1.5 | 6603.2 | 7155.9 | -1155.9 | 0 | 15868.4 | 19688.6 | 13602.4 | 6:30 | 20200524 | 700 | 7315 | 5950 | 1.3 | 1.5 | 0 | 910 | 1689 | 0 | 0 | 0 | 0 | 0 | 1.5 | 6603.2 | 7155.9 | 0 | 0 | 15868.4 | 16018.4 | 14781.4
7:00 | 20200524 | 730 | 7315 | 0 | 0 | 1.8 | 0 | 910 | 1287.3 | 8180.2 | 0 | 0 | 0 | 0 | 0 | 8157.1 | 7628.1 | -1329.1 | 0 | 16365.1 | 20422.6 | 13926.9 | 7:00 | 20200524 | 730 | 7315 | 5950 | 0 | 1.8 | 0 | 910 | 1839 | 349.3 | 0 | 0 | 0 | 0 | 0 | 8157.1 | 7628.1 | 0 | 0 | 16365.1 | 16454.8 | 15020.2
7:30 | 20200524 | 800 | 7315 | 0 | 0 | 2.1 | 0 | 812.8 | 1287.3 | 8234.1 | 0 | 0 | 0 | 0 | 0 | 9699.9 | 7944.7 | -1454.9 | 0 | 16196.5 | 20374.3 | 13843.9 | 7:30 | 20200524 | 800 | 7315 | 5383.1 | 0 | 2.1 | 0 | 910 | 1839 | 747.3 | 0 | 0 | 0 | 0 | 0 | 9699.9 | 7944.7 | 0 | 0 | 16196.5 | 16313.2 | 14687.3
8:00 | 20200524 | 830 | 7315 | 0 | 0 | 2.4 | 0 | 698.2 | 1287.3 | 8234.1 | 0 | 0 | 0 | 0 | 0 | 11100.5 | 8317.9 | -1121.4 | 0 | 16415.6 | 20708 | 14177.6 | 8:00 | 20200524 | 830 | 7315 | 5383.1 | 0 | 2.4 | 0 | 910 | 1839 | 966.1 | 0 | 0 | 0 | 0 | 0 | 11100.5 | 8317.9 | 0 | 0 | 16415.6 | 17193.5 | 15171.7
8:30 | 20200524 | 900 | 7315 | 0 | 34.6 | 2.7 | 0 | 910 | 1341 | 9189.6 | 0 | 0 | 0 | 0 | 18.1 | 12264.4 | 8596.8 | -2348.9 | 0 | 16444.1 | 20880.5 | 13735.9 | 8:30 | 20200524 | 900 | 7315 | 5383.1 | 34.6 | 2.7 | 0 | 910 | 1839 | 959.6 | 0 | 0 | 0 | 0 | 18.1 | 12264.4 | 8596.8 | 0 | 0 | 16444.1 | 17228.5 | 15206.7
9:00 | 20200524 | 930 | 7315 | 0 | 73 | 2.9 | 0 | 812.8 | 1287.3 | 9189.6 | 0 | 0 | 0 | 0 | 38.4 | 13378.3 | 8829.1 | -2363.4 | 0 | 16317.6 | 20904.9 | 13760.2 | 9:00 | 20200524 | 930 | 7315 | 5383.1 | 73 | 2.9 | 0 | 910 | 1839 | 794.1 | 0 | 0 | 0 | 0 | 38.4 | 13378.3 | 8829.1 | 0 | 0 | 16317.6 | 16387.5 | 14761.7
9:30 | 20200524 | 1000 | 7315 | 0 | 95.3 | 3.2 | 0 | 807.1 | 1287.3 | 8234.1 | 0 | 0 | 0 | 0 | 49.6 | 14567.9 | 8895.9 | -2335 | 0 | 15406.6 | 19590.1 | 13059.7 | 9:30 | 20200524 | 1000 | 7315 | 5377 | 95.3 | 3.2 | 0 | 910 | 1706.5 | 0 | 0 | 0 | 0 | 0 | 49.6 | 14567.9 | 8895.9 | 0 | 0 | 15406.6 | 15539.1 | 14302.1
10:00 | 20200524 | 1030 | 7315 | 0 | 120.2 | 3.4 | 0 | 737.2 | 1287.3 | 8234.1 | 0 | 0 | 0 | 0 | 62.7 | 15435.6 | 8975.6 | -2825.1 | 0 | 14871.9 | 19125.3 | 12594.9 | 10:00 | 20200524 | 1030 | 7315 | 5377 | 120.2 | 3.4 | 0 | 910 | 1146.3 | 0 | 0 | 0 | 0 | 0 | 62.7 | 15435.6 | 8975.6 | 0 | 0 | 14871.9 | 15174.6 | 14113
10:30 | 20200524 | 1100 | 7315 | 0 | 169.9 | 3.5 | 0 | 712.3 | 1287.3 | 8234.1 | 0 | 0 | 0 | 0 | 88.3 | 15663.6 | 9077.4 | -2662 | 0 | 15060 | 19338.3 | 12807.9 | 10:30 | 20200524 | 1100 | 7315 | 5377 | 169.9 | 3.5 | 0 | 910 | 1284.6 | 0 | 0 | 0 | 0 | 0 | 88.3 | 15663.6 | 9077.4 | 0 | 0 | 15060 | 15224.4 | 14162.9
11:00 | 20200524 | 1130 | 7315 | 0 | 218 | 3.6 | 0 | 704.8 | 1287.3 | 8234.1 | 0 | 0 | 0 | 0 | 113.6 | 15778.4 | 9100.9 | -2740.5 | 0 | 15022 | 19307.8 | 12777.4 | 11:00 | 20200524 | 1130 | 7315 | 5377 | 218 | 3.6 | 0 | 910 | 1198.6 | 0 | 0 | 0 | 0 | 0 | 113.6 | 15778.4 | 9100.9 | 0 | 0 | 15022 | 15272.4 | 14210.9
11:30 | 20200524 | 1200 | 7315 | 0 | 242 | 3.6 | 0 | 687.7 | 1287.3 | 8234.1 | 0 | 0 | 0 | 0 | 127.2 | 16215.7 | 9083.2 | -3275 | 0 | 14494.5 | 18797.4 | 12267 | 11:30 | 20200524 | 1200 | 7315 | 5377 | 242 | 3.6 | 0 | 910 | 647 | 0 | 0 | 0 | 0 | 0 | 127.2 | 16215.7 | 9083.2 | 0 | 0 | 14494.5 | 14661.5 | 13885.7
12:00 | 20200524 | 1230 | 7315 | 0 | 285.8 | 3.6 | 0 | 687.7 | 1287.3 | 8234.1 | 0 | 0 | 0 | 0 | 149.1 | 16202.4 | 8966.9 | -3832.6 | 0 | 13980.9 | 18283.8 | 11753.4 | 12:00 | 20200524 | 1230 | 7315 | 5375.5 | 285.7 | 3.6 | 0 | 910 | 90.9 | 0 | 0 | 0 | 0 | 0 | 149.1 | 16202.4 | 8966.9 | 0 | 0 | 13980.9 | 14024 | 13554.2
12:30 | 20200524 | 1300 | 7315 | 0 | 376 | 3.6 | 0 | 763.6 | 1287.3 | 8234.1 | 0 | 0 | 0 | 0 | 191.9 | 15065.9 | 8824.2 | -3524.9 | 0 | 14455.2 | 18682.2 | 12151.8 | 12:30 | 20200524 | 1300 | 7315 | 5377 | 376 | 3.6 | 0 | 910 | 473.2 | 0 | 0 | 0 | 0 | 0 | 191.9 | 15065.9 | 8824.2 | 0 | 0 | 14455.2 | 14796 | 14020.2
13:00 | 20200524 | 1330 | 7315 | 0 | 407.3 | 3.6 | 0 | 874.3 | 1287.3 | 8234.1 | 0 | 0 | 0 | 0 | 207.3 | 13743.2 | 8684.6 | -2965.5 | 0 | 15156.5 | 19272.8 | 12742.4 | 13:00 | 20200524 | 1330 | 7315 | 5377 | 407.3 | 3.6 | 0 | 910 | 1143.1 | 0 | 0 | 0 | 0 | 0 | 207.3 | 13743.2 | 8684.6 | 0 | 0 | 15156.5 | 15462.4 | 14400.9
13:30 | 20200524 | 1400 | 7315 | 0 | 307.3 | 3.5 | 0 | 829.3 | 1287.3 | 9189.6 | 0 | 0 | 0 | 0 | 161 | 13210.6 | 8587.6 | -3617.4 | 0 | 15314.9 | 19885.7 | 12741 | 13:30 | 20200524 | 1400 | 7315 | 5383.1 | 307.3 | 3.5 | 0 | 910 | 1395.8 | 0 | 0 | 0 | 0 | 0 | 161 | 13210.6 | 8587.6 | 0 | 0 | 15314.9 | 15368.1 | 14306.5
14:00 | 20200524 | 1430 | 7315 | 0 | 269.5 | 3.3 | 0 | 844.3 | 1287.3 | 9189.6 | 0 | 0 | 0 | 0 | 135.1 | 12991.5 | 8598.5 | -3301.9 | 0 | 15607.1 | 20162.9 | 13018.2 | 14:00 | 20200524 | 1430 | 7315 | 5383.1 | 269.5 | 3.3 | 0 | 910 | 1722 | 0 | 0 | 0 | 3.8 | 0 | 135.1 | 12991.5 | 8598.5 | 0 | 0 | 15607.1 | 15724.1 | 14487.1
14:30 | 20200524 | 1500 | 7315 | 0 | 449.8 | 3.1 | 0 | 898.3 | 1287.3 | 9189.6 | 0 | 0 | 0 | 0 | 198.4 | 12415.8 | 8606 | -2989.4 | 0 | 16152.4 | 20654.2 | 13509.5 | 14:30 | 20200524 | 1500 | 7315 | 5383.1 | 449.8 | 3.1 | 0 | 910 | 1839 | 253.6 | 0 | 0 | 0 | 0 | 198.4 | 12415.8 | 8606 | 0 | 0 | 16152.4 | 16337.8 | 14903.2
15:00 | 20200524 | 1530 | 7315 | 0 | 579.8 | 2.9 | 0 | 910 | 1341 | 9189.6 | 0 | 0 | 0 | 0 | 249 | 11490.5 | 8630 | -2206.9 | 0 | 17131 | 21567.4 | 14422.8 | 15:00 | 20200524 | 1530 | 7315 | 5383.1 | 579.8 | 2.9 | 0 | 910 | 1839 | 1101.6 | 0 | 0 | 0 | 0 | 249 | 11490.5 | 8630 | 0 | 0 | 17131 | 17773.4 | 15751.6
15:30 | 20200524 | 1600 | 7315 | 516.1 | 422.8 | 2.6 | 0 | 662.8 | 1287.3 | 8244.6 | 0 | 0 | 0 | 0 | 192.3 | 10366.9 | 8662.2 | 0 | 0 | 18450.8 | 22783.1 | 16245.9 | 15:30 | 20200524 | 1600 | 7315 | 5383.1 | 422.8 | 2.6 | 0 | 910 | 1839 | 2578.6 | 0 | 0 | 0 | 0 | 192.3 | 10366.9 | 8662.2 | 0 | 0 | 18450.8 | 18953.2 | 16329.7
16:00 | 20200524 | 1630 | 7315 | 2065 | 265.8 | 2.3 | 0 | 665.5 | 1287.3 | 8234.1 | 0 | 0 | 0 | 0 | 133.6 | 9097.1 | 8675.1 | 0 | 0 | 19835.5 | 24160.6 | 17630.2 | 16:00 | 20200524 | 1630 | 7315 | 5377 | 265.8 | 2.3 | 0 | 910 | 1839 | 4125.8 | 0 | 0 | 0 | 0 | 133.6 | 9097.1 | 8675.1 | 0 | 0 | 19835.5 | 20092.7 | 16883.3
16:30 | 20200524 | 1700 | 7315 | 3157 | 396.5 | 2 | 0 | 778.9 | 1287.3 | 8234.1 | 0 | 0 | 0 | 0 | 178.1 | 7691.7 | 8668.9 | 0 | 0 | 21169.1 | 25380.8 | 18850.4 | 16:30 | 20200524 | 1700 | 7315 | 5377 | 396.5 | 2 | 0 | 910 | 1839 | 5331.3 | 0 | 0 | 0 | 0 | 178.1 | 7691.7 | 8668.9 | 0 | 0 | 21169.1 | 21570.8 | 17753.9
17:00 | 20200524 | 1730 | 7315 | 4559.9 | 543.7 | 1.7 | 0 | 910 | 1287.3 | 8046.6 | 0 | 0 | 0 | 0 | 230.4 | 6096.2 | 8657.8 | 0 | 0 | 22664.1 | 26932.2 | 20401.8 | 17:00 | 20200524 | 1730 | 7315 | 5377 | 543.7 | 1.7 | 0 | 910 | 1839 | 6677.6 | 0 | 0 | 0 | 0 | 230.4 | 6096.2 | 8657.8 | 0 | 0 | 22664.1 | 23011.5 | 18613.2
17:30 | 20200524 | 1800 | 7315 | 5377 | 426.6 | 1.4 | 0 | 910 | 1722 | 8425.2 | 0 | 0 | 0 | 0 | 186.2 | 4321.4 | 8587.2 | 0 | 0 | 24177.1 | 28876.9 | 21786.2 | 17:30 | 20200524 | 1800 | 7315 | 5377 | 426.6 | 1.4 | 0 | 910 | 1839 | 8308.2 | 0 | 0 | 0 | 0 | 186.2 | 4321.4 | 8587.2 | 0 | 0 | 24177.1 | 24628.9 | 19449.9
18:00 | 20200524 | 1830 | 7315 | 5383.1 | 212.5 | 1 | 0 | 910 | 1839 | 9596.5 | 353.1 | 0 | 0 | 0 | 105.7 | 2704.4 | 8526.3 | 0 | 0 | 25610.5 | 30022.9 | 22323 | 18:00 | 20200524 | 1830 | 7315 | 5383.1 | 212.5 | 1 | 0 | 910 | 1839 | 9949.5 | 0 | 0 | 0 | 0 | 105.7 | 2704.4 | 8526.3 | 0 | 0 | 25610.5 | 25997 | 20108.8
18:30 | 20200524 | 1900 | 7315 | 5383.1 | 119.8 | 0.7 | 0 | 910 | 1839 | 10554.4 | 353.1 | 0 | 0 | 0 | 66.3 | 1563.6 | 8453.6 | 0 | 0 | 26474.9 | 30897.4 | 22761.9 | 18:30 | 20200524 | 1900 | 7315 | 5383.1 | 119.9 | 0.7 | 0 | 910 | 1839 | 10907.4 | 0 | 0 | 0 | 0 | 66.3 | 1563.6 | 8453.6 | 0 | 0 | 26474.9 | 27253.5 | 20757.8
19:00 | 20200524 | 1930 | 7315 | 5383.1 | 94.2 | 0.4 | 0 | 910 | 1839 | 10789.2 | 753.3 | 0 | 0 | 0 | 49.2 | 814.4 | 8417.4 | 0 | 0 | 27084.4 | 31513.9 | 23089.5 | 19:00 | 20200524 | 1930 | 7315 | 5383.1 | 94.2 | 0.4 | 0 | 910 | 1839 | 11542.5 | 0 | 0 | 0 | 0 | 49.2 | 814.4 | 8417.4 | 0 | 0 | 27084.4 | 27227.9 | 20732.2
19:30 | 20200524 | 2000 | 7315 | 5383.1 | 46.1 | 0.2 | 0 | 910 | 1839 | 11337.1 | 706.2 | 0 | 0 | 0 | 22.9 | 306.3 | 8398.5 | 0 | 0 | 27536.6 | 31465.3 | 23040.9 | 19:30 | 20200524 | 2000 | 7315 | 5383.1 | 46.2 | 0.2 | 0 | 910 | 1839 | 12043.2 | 0 | 0 | 0 | 0 | 22.9 | 306.3 | 8398.5 | 0 | 0 | 27536.6 | 28501.4 | 21410.7
20:00 | 20200524 | 2030 | 7315 | 5383.1 | 0 | 0 | 0 | 910 | 1839 | 11979.6 | 706.2 | 0 | 0 | 0 | 0 | 25.8 | 8466 | 0 | 0 | 28132.9 | 32224.1 | 23437.4 | 20:00 | 20200524 | 2030 | 7315 | 5383.1 | 0 | 0.1 | 0 | 910 | 1839 | 12685.7 | 0 | 0 | 0 | 0 | 0 | 25.8 | 8466 | 0 | 0 | 28132.9 | 28455.2 | 21364.5
20:30 | 20200524 | 2100 | 7315 | 5383.1 | 0 | 0 | 0 | 910 | 1839 | 12345.9 | 898.8 | 0 | 0 | 0 | 0 | 0 | 8588.8 | 0 | 0 | 28691.8 | 32224.1 | 23437.4 | 20:30 | 20200524 | 2100 | 7315 | 5383.1 | 0 | 0 | 0 | 910 | 1839 | 13244.7 | 0 | 0 | 0 | 0 | 0 | 0 | 8588.8 | 0 | 0 | 28691.8 | 28800.1 | 21554.2
21:00 | 20200524 | 2130 | 7315 | 5383.1 | 7.8 | 0 | 0 | 910 | 1839 | 12177.6 | 769.4 | 0 | 0 | 0 | 5 | 0 | 8523.6 | 0 | 0 | 28403.6 | 32233.6 | 23446.9 | 21:00 | 20200524 | 2130 | 7315 | 5383.1 | 7.8 | 0 | 0 | 910 | 1839 | 12947 | 0 | 0 | 0 | 0 | 5 | 0 | 8523.6 | 0 | 0 | 28403.6 | 28464.6 | 21374
21:30 | 20200524 | 2200 | 7315 | 5383.1 | 12.5 | 0 | 0 | 910 | 1839 | 10395.6 | 776.6 | 0 | 0 | 0 | 6.9 | 10.3 | 8118.4 | 0 | 0 | 26632.7 | 31432.5 | 23008.1 | 21:30 | 20200524 | 2200 | 7315 | 5383.1 | 12.5 | 0 | 0 | 910 | 1839 | 11172.2 | 0 | 0 | 0 | 0 | 6.9 | 10.3 | 8118.4 | 0 | 0 | 26632.7 | 27146.5 | 20650.8
22:00 | 20200524 | 2230 | 7315 | 5383.1 | 0 | 0 | 0 | 910 | 1531.5 | 9467.7 | 0 | 0 | 0 | 0 | 0 | 0 | 7647.6 | 0 | 0 | 24607.2 | 29167 | 21756 | 22:00 | 20200524 | 2230 | 7315 | 5383.1 | 0 | 0 | 0 | 910 | 1839 | 9160.1 | 0 | 0 | 0 | 0 | 0 | 0 | 7647.6 | 0 | 0 | 24607.2 | 24647.1 | 19270.1
22:30 | 20200524 | 2300 | 7315 | 5346 | 0 | 0 | 0 | 687.7 | 1287.3 | 8006.7 | 0 | 0 | 0 | 0 | 0 | 0 | 7194.9 | 0 | 0 | 22642.6 | 27172.9 | 20642.5 | 22:30 | 20200524 | 2300 | 7315 | 5950 | 0 | 0 | 0 | 910 | 1839 | 6628.6 | 0 | 0 | 0 | 0 | 0 | 0 | 7194.9 | 0 | 0 | 22642.6 | 23039 | 18640.7
23:00 | 20200524 | 2330 | 7315 | 3975.1 | 0 | 0 | 0 | 687.7 | 1287.3 | 8006.7 | 0 | 0 | 0 | 0 | 0 | 0 | 6879 | 0 | 0 | 21271.8 | 25802.1 | 19271.7 | 23:00 | 20200524 | 2330 | 7315 | 5950 | 0 | 0 | 0 | 910 | 1839 | 5257.8 | 0 | 0 | 0 | 0 | 0 | 0 | 6879 | 0 | 0 | 21271.8 | 21342 | 17707.4
23:30 | 20200524 | 2400 | 7315 | 2933.6 | 91.3 | 0 | 0 | 687.7 | 1287.3 | 8006.7 | 0 | 0 | 0 | 0 | 47.7 | 0.9 | 6671.4 | 0 | 0 | 20321.7 | 24852 | 18321.6 | 23:30 | 20200524 | 2400 | 7315 | 4050 | 91.5 | 0 | 0 | 910 | 1839 | 6116.3 | 0 | 0 | 0 | 0 | 47.7 | 0.9 | 6671.4 | 0 | 0 | 20321.7 | 20370.4 | 16359.1

## BF 2.14
[11 empty] | Consumer Power | [22 empty] | Gone Green | [22 empty] | Slow Progression | [22 empty] | No Progression
Flexability Case A | [22 empty] | Flexability Case A | [22 empty] | Flexability Case A | [22 empty] | Flexability Case A
time | GDATE | GTIME | Nuclear | Interconnector Imp | Wind | Solar | Marine | Hydro | Biomass | Gas | Coal | Gas Oil | Storage Exp | Other Balancing | Dist. Wind | Dist. Solar | Dist. Other | Interconnector Exp | Storage Imp | Transmission Demand | Transmission Flexibility | Transmission Flexibility | time | GDATE | GTIME | Nuclear | Interconnector Imp | Wind | Solar | Marine | Hydro | Biomass | Gas | Coal | Gas Oil | Storage Exp | Other Balancing | Dist. Wind | Dist. Solar | Dist. Other | Interconnector Exp | Storage Imp | Transmission Demand | Transmission Flexibility | Transmission Flexibility | time | GDATE | GTIME | Nuclear | Interconnector Imp | Wind | Solar | Marine | Hydro | Biomass | Gas | Coal | Gas Oil | Storage Exp | Other Balancing | Dist. Wind | Dist. Solar | Dist. Other | Interconnector Exp | Storage Imp | Transmission Demand | Transmission Flexibility | Transmission Flexibility | time | GDATE | GTIME | Nuclear | Interconnector Imp | Wind | Solar | Marine | Hydro | Biomass | Gas | Coal | Gas Oil | Storage Exp | Other Balancing | Dist. Wind | Dist. Solar | Dist. Other | Interconnector Exp | Storage Imp | Transmission Demand | Transmission Flexibility | Transmission Flexibility
0:00 | 20200524 | 30 | 7315 | 2837.5 | 0 | 0 | 0 | 691.3 | 1287.3 | 8007.5 | 0 | 0 | 0 | 0 | 0 | 0 | 6874.5 | 0 | 0 | 20138.5 | 24672.4 | 18138.4 | 0:00 | 20200524 | 30 | 7315 | 2923 | 0 | 0 | 0 | 687.7 | 1287.3 | 8006.7 | 0 | 0 | 0 | 0 | 0 | 0 | 6636.6 | 0 | 0 | 20219.7 | 24750 | 18219.6 | 0:00 | 20200928 | 30 | 5968 | 0 | 562.4 | 0 | 3.6 | 902 | 1742.3 | 7719.7 | 0 | 0 | 0 | 0 | 310.7 | 0 | 6870.5 | -809.6 | 0 | 16087.7 | 20930.7 | 14087.6 | 0:00 | 20200928 | 30 | 5968 | 0 | 511.9 | 0 | 3.6 | 849.2 | 1668.8 | 7748 | 0 | 0 | 0 | 0 | 301.3 | 0 | 6812.9 | -162.7 | 0 | 16586.5 | 21349.5 | 14586.5
0:30 | 20200524 | 100 | 7315 | 2420.5 | 0 | 0 | 0 | 691.3 | 1287.3 | 8007.5 | 0 | 0 | 0 | 0 | 0 | 0 | 6772.7 | 0 | 0 | 19721.6 | 24255.5 | 17721.5 | 0:30 | 20200524 | 100 | 7315 | 2508.9 | 0 | 0 | 0 | 687.7 | 1287.3 | 8006.7 | 0 | 0 | 0 | 0 | 0 | 0 | 6541.2 | 0 | 0 | 19805.4 | 24335.7 | 17805.3 | 0:30 | 20200928 | 100 | 5968 | 0 | 570.2 | 0 | 4.3 | 902 | 1742.3 | 7719.7 | 0 | 0 | 0 | 0 | 314 | 0.6 | 6875.9 | -780.5 | 0 | 16125.6 | 20968.6 | 14125.5 | 0:30 | 20200928 | 100 | 5968 | 0 | 519.4 | 0 | 4.3 | 849.2 | 1668.8 | 7748 | 0 | 0 | 0 | 0 | 304.6 | 0.5 | 6818.4 | -132.3 | 0 | 16625.1 | 21388.1 | 14625.1
1:00 | 20200524 | 130 | 7315 | 1914.1 | 0 | 0 | 0 | 691.3 | 1287.3 | 8007.5 | 0 | 0 | 0 | 0 | 0 | 0 | 6649 | 0 | 0 | 19215.2 | 23749.1 | 17215.1 | 1:00 | 20200524 | 130 | 7315 | 2005.5 | 0 | 0 | 0 | 687.7 | 1287.3 | 8006.7 | 0 | 0 | 0 | 0 | 0 | 0 | 6425.3 | 0 | 0 | 19302.2 | 23832.5 | 17302.1 | 1:00 | 20200928 | 130 | 5968 | 0 | 520.6 | 0 | 4.7 | 902 | 1742.3 | 7719.7 | 0 | 0 | 0 | 0 | 288.3 | 1 | 6835.5 | -1020.8 | 0 | 15837 | 20680 | 13836.9 | 1:00 | 20200928 | 130 | 5968 | 0 | 475.4 | 0 | 4.7 | 849.2 | 1668.8 | 7748 | 0 | 0 | 0 | 0 | 279.6 | 0.9 | 6777.5 | -382.3 | 0 | 16331.1 | 21094.1 | 14331.1
1:30 | 20200524 | 200 | 7315 | 1499.5 | 0 | 0 | 0 | 691.3 | 1287.3 | 8007.5 | 0 | 0 | 0 | 0 | 0.5 | 1.1 | 6548.4 | 0 | 0 | 18801.4 | 23335.3 | 16801.3 | 1:30 | 20200524 | 200 | 7315 | 1593.4 | 0 | 0 | 0 | 687.7 | 1287.3 | 8006.7 | 0 | 0 | 0 | 0 | 0.6 | 1.1 | 6330.8 | 0 | 0 | 18891 | 23421.3 | 16890.9 | 1:30 | 20200928 | 200 | 5968 | 0 | 531.4 | 0 | 4.7 | 902 | 1742.3 | 7719.7 | 0 | 0 | 0 | 0 | 294.3 | 0.5 | 6784.2 | -1435.1 | 0 | 15433 | 20276 | 13432.9 | 1:30 | 20200928 | 200 | 5968 | 0 | 484.7 | 0 | 4.7 | 849.2 | 1668.8 | 7748 | 0 | 0 | 0 | 0 | 285.4 | 0.4 | 6725.5 | -801.4 | 0 | 15921.4 | 20684.4 | 13921.4
2:00 | 20200524 | 230 | 7315 | 1209 | 0 | 0 | 0 | 691.3 | 1287.3 | 8007.5 | 0 | 0 | 0 | 0 | 0 | 0 | 6476.8 | 0 | 0 | 18510 | 23043.9 | 16509.9 | 2:00 | 20200524 | 230 | 7315 | 1305 | 0 | 0 | 0 | 687.7 | 1287.3 | 8006.7 | 0 | 0 | 0 | 0 | 0 | 0 | 6263.8 | 0 | 0 | 18601.5 | 23131.8 | 16601.4 | 2:00 | 20200928 | 230 | 5968 | 0 | 574.7 | 0 | 4.3 | 902 | 1742.3 | 7719.7 | 0 | 0 | 0 | 0 | 317.5 | 0 | 6754.2 | -1733 | 0 | 15177.5 | 20020.5 | 13177.4 | 2:00 | 20200928 | 230 | 5968 | 0 | 523.8 | 0 | 4.3 | 849.2 | 1668.8 | 7748 | 0 | 0 | 0 | 0 | 308 | 0 | 6695.2 | -1098.4 | 0 | 15662.9 | 20425.9 | 13662.9
2:30 | 20200524 | 300 | 7315 | 1082.5 | 0 | 0 | 0 | 691.3 | 1287.3 | 8007.5 | 0 | 0 | 0 | 0 | 0 | 0 | 6446 | 0 | 0 | 18383.5 | 22917.4 | 16383.4 | 2:30 | 20200524 | 300 | 7315 | 1179.1 | 0 | 0 | 0 | 687.7 | 1287.3 | 8006.7 | 0 | 0 | 0 | 0 | 0 | 0 | 6234.8 | 0 | 0 | 18475.8 | 23006.1 | 16475.7 | 2:30 | 20200928 | 300 | 5968 | 0 | 604.4 | 0 | 3.6 | 902 | 1742.3 | 7719.7 | 0 | 0 | 0 | 0 | 334.4 | 0.3 | 6738.3 | -1903.4 | 0 | 15037 | 19880 | 13036.9 | 2:30 | 20200928 | 300 | 5968 | 0 | 551.6 | 0 | 3.6 | 849.2 | 1668.8 | 7748 | 0 | 0 | 0 | 0 | 324.3 | 0.2 | 6679.1 | -1267.3 | 0 | 15521.2 | 20284.2 | 13521.2
3:00 | 20200524 | 330 | 7315 | 822.5 | 0 | 0 | 0 | 691.3 | 1287.3 | 8007.5 | 0 | 0 | 0 | 0 | 0 | 0.1 | 6382.5 | 0 | 0 | 18123.4 | 22657.3 | 16123.3 | 3:00 | 20200524 | 330 | 7315 | 920.9 | 0 | 0 | 0 | 687.7 | 1287.3 | 8006.7 | 0 | 0 | 0 | 0 | 0 | 0.1 | 6175.3 | 0 | 0 | 18217.4 | 22747.7 | 16217.3 | 3:00 | 20200928 | 330 | 5968 | 0 | 651.8 | 0 | 2.6 | 798.5 | 1742.3 | 7823.1 | 0 | 0 | 0 | 0 | 360.3 | 0 | 6740.9 | -1954.2 | 0 | 15031.7 | 19874.8 | 13031.7 | 3:00 | 20200928 | 330 | 5968 | 0 | 593 | 0 | 2.6 | 849.2 | 1668.8 | 7748 | 0 | 0 | 0 | 0 | 349.4 | 0 | 6681.8 | -1312.9 | 0 | 15516.9 | 20279.9 | 13516.9
3:30 | 20200524 | 400 | 7315 | 0 | 0 | 0 | 0 | 787.6 | 1287.3 | 7911.2 | 0 | 0 | 0 | 0 | 0.1 | 58.9 | 6157.7 | -157.4 | 0 | 17143.8 | 21677.7 | 15143.7 | 3:30 | 20200524 | 400 | 7315 | 0 | 0 | 0 | 0 | 790 | 1287.3 | 7904.4 | 0 | 0 | 0 | 0 | 0.1 | 56.9 | 5964.4 | -51 | 0 | 17245.6 | 21775.9 | 15245.5 | 3:30 | 20200928 | 400 | 5968 | 0 | 739.3 | 0 | 0 | 788.6 | 1742.3 | 7833 | 0 | 0 | 0 | 0 | 409 | 0 | 6755.6 | -1974.7 | 0 | 15096.6 | 19939.7 | 13096.6 | 3:30 | 20200928 | 400 | 5968 | 0 | 672.9 | 0 | 0 | 740.3 | 1668.8 | 7856.9 | 0 | 0 | 0 | 0 | 396.7 | 0 | 6696.6 | -1322.6 | 0 | 15584.9 | 20347.9 | 13584.9
4:00 | 20200524 | 430 | 7315 | 0 | 0 | 0 | 0 | 787.6 | 1287.3 | 7911.2 | 0 | 0 | 0 | 0 | 0 | 342.4 | 6090.7 | -715 | 0 | 16586 | 21119.9 | 14585.9 | 4:00 | 20200524 | 430 | 7315 | 0 | 0 | 0 | 0 | 790 | 1287.3 | 7904.4 | 0 | 0 | 0 | 0 | 0 | 331 | 5901.6 | -597.9 | 0 | 16698.9 | 21229.2 | 14698.8 | 4:00 | 20200928 | 430 | 5968 | 0 | 811.6 | 0 | 0 | 775.7 | 1742.3 | 7845.9 | 0 | 0 | 0 | 0 | 448.3 | 0 | 6844.9 | -1391.6 | 0 | 15750.9 | 20594 | 13750.9 | 4:00 | 20200928 | 430 | 5968 | 0 | 738.5 | 0 | 0 | 733.1 | 1668.8 | 7864.1 | 0 | 0 | 0 | 0 | 434.8 | 0 | 6787 | -721.4 | 0 | 16250.8 | 21013.8 | 14250.8
4:30 | 20200524 | 500 | 7315 | 0 | 0 | 0 | 0 | 787.6 | 1287.3 | 7911.2 | 0 | 0 | 0 | 0 | 0 | 1017.1 | 6147 | -1158.9 | 0 | 16142.2 | 20676.1 | 14142.1 | 4:30 | 20200524 | 500 | 7315 | 0 | 0 | 0.1 | 0 | 790 | 1287.3 | 7904.4 | 0 | 0 | 0 | 0 | 0 | 983.2 | 5954.5 | -1020.6 | 0 | 16276.1 | 20806.4 | 14276 | 4:30 | 20200928 | 500 | 5968 | 0 | 812.2 | 0 | 0 | 775.7 | 1742.3 | 7845.9 | 0 | 0 | 0 | 0 | 448.7 | 5.5 | 7004.8 | -156.5 | 0 | 16986.9 | 21830 | 14986.9 | 4:30 | 20200928 | 500 | 5968 | 533.2 | 739.6 | 0 | 0 | 733.1 | 1668.8 | 7864.1 | 0 | 0 | 0 | 0 | 435.2 | 4.7 | 6948.7 | 0 | 0 | 17506.2 | 22269.2 | 15506.2
5:00 | 20200524 | 530 | 7315 | 0 | 0 | 0 | 0 | 787.6 | 1287.3 | 7911.2 | 0 | 0 | 0 | 0 | 0 | 2108.4 | 6396.5 | -1228.6 | 0 | 16072.3 | 20606.2 | 14072.2 | 5:00 | 20200524 | 530 | 7315 | 0 | 0 | 0.4 | 0 | 790 | 1287.3 | 7904.4 | 0 | 0 | 0 | 0 | 0 | 2038.2 | 6188.4 | -1061 | 0 | 16236.1 | 20766.4 | 14236 | 5:00 | 20200928 | 530 | 5968 | 3125.2 | 791.5 | 0 | 0 | 775.7 | 1742.3 | 7845.9 | 0 | 0 | 0 | 0 | 438 | 0 | 7422.8 | 0 | 0 | 20249.1 | 25092.2 | 18249.1 | 5:00 | 20200928 | 530 | 5968 | 3860.4 | 720.7 | 0 | 0 | 733.1 | 1668.8 | 7864.1 | 0 | 0 | 0 | 0 | 424.8 | 0 | 7371.6 | 0 | 0 | 20815.8 | 25578.8 | 18815.8
5:30 | 20200524 | 600 | 7315 | 0 | 0 | 0 | 0 | 787.6 | 1287.3 | 7911.2 | 0 | 0 | 0 | 0 | 0.3 | 3569.8 | 6647.7 | -1661.9 | 0 | 15639.7 | 20173.6 | 13639.6 | 5:30 | 20200524 | 600 | 7315 | 0 | 0 | 0.8 | 0 | 790 | 1287.3 | 7904.4 | 0 | 0 | 0 | 0 | 0.3 | 3451 | 6424 | -1452.5 | 0 | 15845.6 | 20375.9 | 13845.5 | 5:30 | 20200928 | 600 | 5968 | 3406.7 | 808.4 | 0 | 2.6 | 917 | 2489 | 9463.1 | 802.5 | 0 | 0 | 0 | 446.8 | 0 | 7888.5 | 0 | 0 | 23856.6 | 28727 | 20383.1 | 5:30 | 20200928 | 600 | 5968 | 3950 | 735.4 | 0 | 2.6 | 917 | 2384 | 9621.7 | 898.8 | 0 | 0 | 0 | 433.4 | 0 | 7842.7 | 0 | 0 | 24477.7 | 29013.2 | 20752.6
6:00 | 20200524 | 630 | 7315 | 0 | 0.5 | 0 | 0 | 863.5 | 1287.3 | 7201.1 | 0 | 0 | 0 | 0 | 0.9 | 5206.2 | 7035.9 | -1076.4 | 0 | 15592.2 | 19333.3 | 13441.5 | 6:00 | 20200524 | 630 | 7315 | 0 | 0.7 | 1.2 | 0 | 874.3 | 1287.3 | 7164.4 | 0 | 0 | 0 | 0 | 0.9 | 5032.8 | 6787.9 | -801.4 | 0 | 15842.7 | 19601.7 | 13713.5 | 6:00 | 20200928 | 630 | 5968 | 3406.7 | 833.4 | 0 | 3.8 | 1085.7 | 2489 | 13832.4 | 898.8 | 0 | 0 | 0 | 460.9 | 62.9 | 8023.4 | 0 | 0 | 28518 | 32848.1 | 22661.9 | 6:00 | 20200928 | 630 | 5968 | 3950 | 758.6 | 0 | 3.8 | 1085.7 | 2384 | 14163.7 | 898.8 | 0 | 0 | 0 | 447 | 54.1 | 7984.1 | 0 | 0 | 29213 | 33936.8 | 23471.6
6:30 | 20200524 | 700 | 7315 | 0 | 1 | 0 | 0 | 851.8 | 1287.3 | 7543.2 | 0 | 0 | 0 | 0 | 1.5 | 6830.7 | 7428.3 | -1426 | 0 | 15574 | 19416.7 | 13330.5 | 6:30 | 20200524 | 700 | 7315 | 0 | 1.3 | 1.5 | 0 | 874.3 | 1287.3 | 7543.2 | 0 | 0 | 0 | 0 | 1.5 | 6603.2 | 7155.9 | -1155.9 | 0 | 15868.4 | 19688.6 | 13602.4 | 6:30 | 20200928 | 700 | 5968 | 3950 | 831.1 | 0 | 4.8 | 1085.7 | 2489 | 15419.8 | 898.8 | 0 | 0 | 0 | 458.9 | 313.1 | 7854.4 | 0 | 0 | 30647.4 | 35045.1 | 24114.2 | 6:30 | 20200928 | 700 | 5968 | 3950 | 756.3 | 0 | 4.8 | 1085.7 | 2384 | 16358.2 | 898.8 | 0 | 0 | 0 | 445.1 | 269.4 | 7818 | 0 | 0 | 31406.5 | 36010.8 | 24611.9
7:00 | 20200524 | 730 | 7315 | 0 | 0 | 0 | 0 | 910 | 1299.6 | 8239.7 | 0 | 0 | 0 | 0 | 0 | 8438.2 | 7931.8 | -1734 | 0 | 16030.2 | 20100.9 | 13566.9 | 7:00 | 20200524 | 730 | 7315 | 0 | 0 | 1.8 | 0 | 910 | 1287.3 | 8180.2 | 0 | 0 | 0 | 0 | 0 | 8157.1 | 7628.1 | -1329.1 | 0 | 16365.1 | 20422.6 | 13926.9 | 7:00 | 20200928 | 730 | 5968 | 3950 | 789 | 0 | 5.3 | 1085.7 | 2489 | 16606.1 | 898.8 | 0 | 0 | 0 | 436.8 | 699.3 | 7573.5 | 0 | 0 | 31792.8 | 36369.2 | 24824 | 7:00 | 20200928 | 730 | 5968 | 3950 | 719.2 | 0 | 5.3 | 1085.7 | 2384 | 17610.3 | 898.8 | 0 | 0 | 0 | 423.7 | 601.6 | 7538.8 | 0 | 0 | 32621.5 | 36683.7 | 24965.3
7:30 | 20200524 | 800 | 7315 | 0 | 0 | 0 | 0 | 787.6 | 1287.3 | 8239.7 | 0 | 0 | 0 | 0 | 0 | 10034.2 | 8269.5 | -1812.4 | 0 | 15817.1 | 20022.5 | 13488.5 | 7:30 | 20200524 | 800 | 7315 | 0 | 0 | 2.1 | 0 | 812.8 | 1287.3 | 8234.1 | 0 | 0 | 0 | 0 | 0 | 9699.9 | 7944.7 | -1454.9 | 0 | 16196.5 | 20374.3 | 13843.9 | 7:30 | 20200928 | 800 | 5968 | 3950 | 724.9 | 0 | 5.5 | 1085.7 | 2489 | 16855.5 | 898.8 | 0 | 0 | 0 | 403 | 1146.2 | 7175 | 0 | 0 | 31976.4 | 36303.4 | 24758.2 | 7:30 | 20200928 | 800 | 5968 | 3950 | 658.1 | 0 | 5.5 | 1085.7 | 2384 | 17918.1 | 898.8 | 0 | 0 | 0 | 390.9 | 986.2 | 7140.5 | 0 | 0 | 32869.1 | 37018.5 | 25122.3
8:00 | 20200524 | 830 | 7315 | 0 | 0 | 0 | 0 | 667.3 | 1287.3 | 8239.7 | 0 | 0 | 0 | 0 | 0 | 11483.1 | 8667.6 | -1511.3 | 0 | 15998.1 | 20323.8 | 13789.8 | 8:00 | 20200524 | 830 | 7315 | 0 | 0 | 2.4 | 0 | 698.2 | 1287.3 | 8234.1 | 0 | 0 | 0 | 0 | 0 | 11100.5 | 8317.9 | -1121.4 | 0 | 16415.6 | 20708 | 14177.6 | 8:00 | 20200928 | 830 | 5968 | 3950 | 718.8 | 0 | 5.3 | 1085.7 | 2489 | 17880 | 898.8 | 0 | 0 | 0 | 398.1 | 1557.9 | 6883.5 | 0 | 0 | 32996.6 | 37394.1 | 25356.2 | 8:00 | 20200928 | 830 | 5968 | 3950 | 655.2 | 0 | 5.3 | 1085.7 | 2384 | 19014.1 | 898.8 | 0 | 0 | 0 | 386.1 | 1340.5 | 6850.6 | 0 | 0 | 33961.6 | 37715 | 25503.8
8:30 | 20200524 | 900 | 7315 | 0 | 32.6 | 0 | 0 | 910 | 1341 | 9195.2 | 0 | 0 | 0 | 0 | 17.7 | 12687.1 | 8965 | -2798.9 | 0 | 15994.7 | 20433.5 | 13285.2 | 8:30 | 20200524 | 900 | 7315 | 0 | 34.6 | 2.7 | 0 | 910 | 1341 | 9189.6 | 0 | 0 | 0 | 0 | 18.1 | 12264.4 | 8596.8 | -2348.9 | 0 | 16444.1 | 20880.5 | 13735.9 | 8:30 | 20200928 | 900 | 5968 | 3950 | 844.4 | 0 | 4.6 | 1085.7 | 2489 | 18180 | 898.8 | 0 | 0 | 0 | 452.7 | 1889.8 | 6512.6 | 0 | 0 | 33420.5 | 37518 | 25480.1 | 8:30 | 20200928 | 900 | 5968 | 3950 | 769.5 | 0 | 4.6 | 1085.7 | 2384 | 19378.7 | 898.8 | 0 | 0 | 0 | 438.9 | 1626 | 6480.2 | 0 | 0 | 34439.6 | 38200.4 | 25821.8
9:00 | 20200524 | 930 | 7315 | 0 | 68.9 | 0 | 0 | 778 | 1287.3 | 9195.2 | 0 | 0 | 0 | 0 | 37.5 | 13839.3 | 9212.7 | -2807.5 | 0 | 15836.8 | 20461.3 | 13313 | 9:00 | 20200524 | 930 | 7315 | 0 | 73 | 2.9 | 0 | 812.8 | 1287.3 | 9189.6 | 0 | 0 | 0 | 0 | 38.4 | 13378.3 | 8829.1 | -2363.4 | 0 | 16317.6 | 20904.9 | 13760.2 | 9:00 | 20200928 | 930 | 5968 | 3950 | 1006 | 0 | 3.6 | 1085.7 | 2489 | 17619.9 | 898.8 | 0 | 0 | 0 | 525.4 | 2323 | 6526.3 | 0 | 0 | 33021.1 | 36583.7 | 25038.5 | 9:00 | 20200928 | 930 | 5968 | 3945.8 | 917.6 | 0 | 3.6 | 1085.7 | 2384 | 18900.7 | 898.8 | 0 | 0 | 0 | 509.1 | 1998.8 | 6494.1 | 0 | 0 | 34104.6 | 37971.4 | 25760.2
9:30 | 20200524 | 1000 | 7315 | 0 | 88.7 | 0 | 0 | 768.4 | 1287.3 | 8239.7 | 0 | 0 | 0 | 0 | 48.4 | 15070 | 9283.8 | -2812.5 | 0 | 14886.9 | 19111.5 | 12577.5 | 9:30 | 20200524 | 1000 | 7315 | 0 | 95.3 | 3.2 | 0 | 807.1 | 1287.3 | 8234.1 | 0 | 0 | 0 | 0 | 49.6 | 14567.9 | 8895.9 | -2335 | 0 | 15406.6 | 19590.1 | 13059.7 | 9:30 | 20200928 | 1000 | 5968 | 3950 | 1096.2 | 0 | 2.3 | 1085.7 | 2489 | 17154.8 | 898.8 | 0 | 0 | 0 | 567.5 | 3014.5 | 6572.3 | 0 | 0 | 32644.8 | 36672.5 | 25127.3 | 9:30 | 20200928 | 1000 | 5968 | 3950 | 1000.2 | 0 | 2.3 | 1085.7 | 2384 | 18541.7 | 898.8 | 0 | 0 | 0 | 549.8 | 2594.5 | 6540.7 | 0 | 0 | 33830.8 | 38056.6 | 25845.4
10:00 | 20200524 | 1030 | 7315 | 0 | 112.1 | 0 | 0 | 691.3 | 1287.3 | 8239.7 | 0 | 0 | 0 | 0 | 61.3 | 15967.6 | 9368.9 | -3321.1 | 0 | 14324.7 | 18626.4 | 12092.4 | 10:00 | 20200524 | 1030 | 7315 | 0 | 120.2 | 3.4 | 0 | 737.2 | 1287.3 | 8234.1 | 0 | 0 | 0 | 0 | 62.7 | 15435.6 | 8975.6 | -2825.1 | 0 | 14871.9 | 19125.3 | 12594.9 | 10:00 | 20200928 | 1030 | 5968 | 3950 | 1092.1 | 0 | 0 | 1085.7 | 2489 | 16599.7 | 898.8 | 0 | 0 | 0 | 573.2 | 3799.1 | 6601.9 | 0 | 0 | 32083.6 | 35721.4 | 24601.5 | 10:00 | 20200928 | 1030 | 5968 | 3950 | 997 | 0 | 0 | 1085.7 | 2384 | 18099.2 | 898.8 | 0 | 0 | 0 | 555.4 | 3270 | 6570.5 | 0 | 0 | 33382.3 | 36955.6 | 25237.2
10:30 | 20200524 | 1100 | 7315 | 0 | 158.2 | 0 | 0 | 691.3 | 1287.3 | 8239.7 | 0 | 0 | 0 | 0 | 86.4 | 16203.3 | 9477.4 | -3184 | 0 | 14508.4 | 18810.1 | 12276.1 | 10:30 | 20200524 | 1100 | 7315 | 0 | 169.9 | 3.5 | 0 | 712.3 | 1287.3 | 8234.1 | 0 | 0 | 0 | 0 | 88.3 | 15663.6 | 9077.4 | -2662 | 0 | 15060 | 19338.3 | 12807.9 | 10:30 | 20200928 | 1100 | 5968 | 3950 | 1023.3 | 0 | 0 | 1085.7 | 2489 | 16170.3 | 898.8 | 0 | 0 | 0 | 556 | 4450.6 | 6619.2 | 0 | 0 | 31584.7 | 35231.9 | 24301 | 10:30 | 20200928 | 1100 | 5968 | 3950 | 931.9 | 0 | 0 | 1085.7 | 2384 | 17757 | 898.8 | 0 | 0 | 0 | 539.2 | 3830.3 | 6588.1 | 0 | 0 | 32975.6 | 36891.1 | 25172.7
11:00 | 20200524 | 1130 | 7315 | 0 | 204.8 | 0 | 0 | 691.3 | 1287.3 | 8239.7 | 0 | 0 | 0 | 0 | 111.1 | 16322.1 | 9502.5 | -3269.9 | 0 | 14467.6 | 18769.3 | 12235.3 | 11:00 | 20200524 | 1130 | 7315 | 0 | 218 | 3.6 | 0 | 704.8 | 1287.3 | 8234.1 | 0 | 0 | 0 | 0 | 113.6 | 15778.4 | 9100.9 | -2740.5 | 0 | 15022 | 19307.8 | 12777.4 | 11:00 | 20200928 | 1130 | 5968 | 3950 | 1029.5 | 0 | 0 | 1085.7 | 2489 | 15814.1 | 898.8 | 0 | 0 | 0 | 563.5 | 4821.5 | 6622.9 | 0 | 0 | 31235 | 35238.4 | 24307.5 | 11:00 | 20200928 | 1130 | 5968 | 3950 | 937.6 | 0 | 0 | 1085.7 | 2384 | 17454.7 | 898.8 | 0 | 0 | 0 | 546.5 | 4148.8 | 6591.9 | 0 | 0 | 32678.9 | 36896.7 | 25178.3
11:30 | 20200524 | 1200 | 7315 | 0 | 227.7 | 0 | 0 | 691.3 | 1287.3 | 8239.7 | 0 | 0 | 0 | 0 | 124.3 | 16774.5 | 9483.7 | -3835.6 | 0 | 13924.9 | 18226.6 | 11692.6 | 11:30 | 20200524 | 1200 | 7315 | 0 | 242 | 3.6 | 0 | 687.7 | 1287.3 | 8234.1 | 0 | 0 | 0 | 0 | 127.2 | 16215.7 | 9083.2 | -3275 | 0 | 14494.5 | 18797.4 | 12267 | 11:30 | 20200928 | 1200 | 5968 | 3950 | 1211 | 0 | 2.3 | 1085.7 | 2489 | 15266.3 | 898.8 | 0 | 0 | 0 | 627.3 | 4851.6 | 6588.1 | 0 | 0 | 30870.7 | 34999.9 | 24258.9 | 11:30 | 20200928 | 1200 | 5968 | 3950 | 1105.2 | 0 | 2.3 | 1085.7 | 2384 | 16924.1 | 898.8 | 0 | 0 | 0 | 607.8 | 4174.2 | 6556.6 | 0 | 0 | 32317.8 | 35936.2 | 24726.3
12:00 | 20200524 | 1230 | 7315 | 0 | 268.8 | 0 | 0 | 691.3 | 1287.3 | 8239.7 | 0 | 0 | 0 | 0 | 145.8 | 16760.7 | 9359.6 | -4392.4 | 0 | 13409 | 17710.7 | 11176.7 | 12:00 | 20200524 | 1230 | 7315 | 0 | 285.8 | 3.6 | 0 | 687.7 | 1287.3 | 8234.1 | 0 | 0 | 0 | 0 | 149.1 | 16202.4 | 8966.9 | -3832.6 | 0 | 13980.9 | 18283.8 | 11753.4 | 12:00 | 20200928 | 1230 | 5968 | 3950 | 1380.3 | 0 | 3.7 | 1085.7 | 2489 | 14929.3 | 898.8 | 0 | 0 | 0 | 682 | 4749.9 | 6560.7 | 0 | 0 | 30705 | 35171.2 | 24430.2 | 12:00 | 20200928 | 1230 | 5968 | 3950 | 1261.8 | 0 | 3.7 | 1085.7 | 2384 | 16585 | 898.8 | 0 | 0 | 0 | 660.2 | 4086.7 | 6528.9 | 0 | 0 | 32137 | 36094.5 | 24884.6
12:30 | 20200524 | 1300 | 7315 | 0 | 350.6 | 0 | 0 | 727.6 | 1287.3 | 8239.7 | 0 | 0 | 0 | 0 | 188 | 15584.8 | 9207.4 | -4000.5 | 0 | 13919.4 | 18184.8 | 11650.8 | 12:30 | 20200524 | 1300 | 7315 | 0 | 376 | 3.6 | 0 | 763.6 | 1287.3 | 8234.1 | 0 | 0 | 0 | 0 | 191.9 | 15065.9 | 8824.2 | -3524.9 | 0 | 14455.2 | 18682.2 | 12151.8 | 12:30 | 20200928 | 1300 | 5968 | 3950 | 1350.8 | 0 | 4.9 | 1085.7 | 2489 | 14748.7 | 898.8 | 0 | 0 | 0 | 663.7 | 4696 | 6524.4 | 0 | 0 | 30495.2 | 34317 | 23947.2 | 12:30 | 20200928 | 1300 | 5968 | 3950 | 1234.2 | 0 | 4.9 | 1085.7 | 2384 | 16389.4 | 898.8 | 0 | 0 | 0 | 642.4 | 4040.3 | 6492.2 | 0 | 0 | 31914.9 | 35646 | 24625.9
13:00 | 20200524 | 1330 | 7315 | 0 | 378.8 | 0 | 0 | 839.8 | 1287.3 | 8239.7 | 0 | 0 | 0 | 0 | 203.1 | 14216.2 | 9058.5 | -3398 | 0 | 14663 | 18816.2 | 12282.2 | 13:00 | 20200524 | 1330 | 7315 | 0 | 407.3 | 3.6 | 0 | 874.3 | 1287.3 | 8234.1 | 0 | 0 | 0 | 0 | 207.3 | 13743.2 | 8684.6 | -2965.5 | 0 | 15156.5 | 19272.8 | 12742.4 | 13:00 | 20200928 | 1330 | 5968 | 3945.5 | 1205.2 | 0 | 5.7 | 1085.7 | 2489 | 14970.2 | 898.8 | 0 | 0 | 0 | 610 | 4479.6 | 6498.9 | 0 | 0 | 30567.6 | 34167.9 | 23798.1 | 13:00 | 20200928 | 1330 | 5968 | 3950 | 1099.9 | 0 | 5.7 | 1085.7 | 2384 | 16559.3 | 898.8 | 0 | 0 | 0 | 590.8 | 3854.5 | 6466.5 | 0 | 0 | 31951.7 | 35512.9 | 24492.9
13:30 | 20200524 | 1400 | 7315 | 0 | 288.6 | 0 | 0 | 796 | 1287.3 | 9195.2 | 0 | 0 | 0 | 0 | 157.3 | 13665.1 | 8955.2 | -4045.4 | 0 | 14836.7 | 19443.2 | 12294.9 | 13:30 | 20200524 | 1400 | 7315 | 0 | 307.3 | 3.5 | 0 | 829.3 | 1287.3 | 9189.6 | 0 | 0 | 0 | 0 | 161 | 13210.6 | 8587.6 | -3617.4 | 0 | 15314.9 | 19885.7 | 12741 | 13:30 | 20200928 | 1400 | 5968 | 3950 | 1074.5 | 0 | 6 | 1085.7 | 2489 | 15459.7 | 898.8 | 0 | 0 | 0 | 571.2 | 3893.1 | 6465.2 | 0 | 0 | 30931 | 35288.8 | 24357.9 | 13:30 | 20200928 | 1400 | 5968 | 3950 | 979.5 | 0 | 6 | 1085.7 | 2384 | 16955.8 | 898.8 | 0 | 0 | 0 | 553.6 | 3350.2 | 6432.3 | 0 | 0 | 32227.4 | 36234.1 | 24835.2
14:00 | 20200524 | 1430 | 7315 | 0 | 248.7 | 0 | 0 | 815.5 | 1287.3 | 9195.2 | 0 | 0 | 0 | 0 | 132.6 | 13438.7 | 8966.8 | -3727.3 | 0 | 15135.3 | 19722.3 | 12574.1 | 14:00 | 20200524 | 1430 | 7315 | 0 | 269.5 | 3.3 | 0 | 844.3 | 1287.3 | 9189.6 | 0 | 0 | 0 | 0 | 135.1 | 12991.5 | 8598.5 | -3301.9 | 0 | 15607.1 | 20162.9 | 13018.2 | 14:00 | 20200928 | 1430 | 5968 | 3950 | 988 | 0 | 5.9 | 1085.7 | 2489 | 16074.8 | 898.8 | 0 | 0 | 0 | 546 | 3127.2 | 6431.4 | 0 | 0 | 31459.7 | 35622.4 | 24502.5 | 14:00 | 20200928 | 1430 | 5968 | 3950 | 899.2 | 0 | 5.9 | 1085.7 | 2384 | 17452 | 898.8 | 0 | 0 | 0 | 529.6 | 2691.5 | 6398.2 | 0 | 0 | 32643.7 | 36864.2 | 25145.8
14:30 | 20200524 | 1500 | 7315 | 0 | 400.1 | 0 | 0 | 863.5 | 1287.3 | 9195.2 | 0 | 0 | 0 | 0 | 197 | 12843.3 | 8974.8 | -3362.5 | 0 | 15699.4 | 20238.4 | 13090.2 | 14:30 | 20200524 | 1500 | 7315 | 0 | 449.8 | 3.1 | 0 | 898.3 | 1287.3 | 9189.6 | 0 | 0 | 0 | 0 | 198.4 | 12415.8 | 8606 | -2989.4 | 0 | 16152.4 | 20654.2 | 13509.5 | 14:30 | 20200928 | 1500 | 5968 | 3950 | 941.8 | 0 | 5.4 | 1085.7 | 2489 | 17330.4 | 898.8 | 0 | 0 | 0 | 521.3 | 2413.5 | 6492.1 | 0 | 0 | 32668.6 | 36915.7 | 25192.7 | 14:30 | 20200928 | 1500 | 5968 | 3950 | 856.7 | 0 | 5.4 | 1085.7 | 2384 | 18610.5 | 898.8 | 0 | 0 | 0 | 505.6 | 2077.3 | 6459.4 | 0 | 0 | 33759.6 | 37916.6 | 25705.4
15:00 | 20200524 | 1530 | 7315 | 0 | 514.2 | 0 | 0 | 910 | 1311 | 9195.2 | 0 | 0 | 0 | 0 | 247.9 | 11886.1 | 9000.4 | -2534.9 | 0 | 16710.3 | 21179.1 | 14030.8 | 15:00 | 20200524 | 1530 | 7315 | 0 | 579.8 | 2.9 | 0 | 910 | 1341 | 9189.6 | 0 | 0 | 0 | 0 | 249 | 11490.5 | 8630 | -2206.9 | 0 | 17131 | 21567.4 | 14422.8 | 15:00 | 20200928 | 1530 | 5968 | 3950 | 889.1 | 0 | 4.4 | 1085.7 | 2489 | 18785.6 | 898.8 | 55.3 | 53.9 | 0 | 486.3 | 1748.4 | 6596.6 | 0 | 0 | 34180.4 | 38118 | 25854.6 | 15:00 | 20200928 | 1530 | 5968 | 3950 | 810.1 | 0 | 4.4 | 1085.7 | 2384 | 19285 | 898.8 | 55.3 | 748.3 | 0 | 471.5 | 1504.8 | 6565.2 | 0 | 0 | 35190 | 39118.2 | 26681.5
15:30 | 20200524 | 1600 | 7315 | 0 | 380.7 | 0 | 0 | 910 | 1341 | 9111.2 | 0 | 0 | 0 | 0 | 190.3 | 10723.8 | 9034.7 | -987.3 | 0 | 18070.6 | 22473.4 | 15379.1 | 15:30 | 20200524 | 1600 | 7315 | 516.1 | 422.8 | 2.6 | 0 | 662.8 | 1287.3 | 8244.6 | 0 | 0 | 0 | 0 | 192.3 | 10366.9 | 8662.2 | 0 | 0 | 18450.8 | 22783.1 | 16245.9 | 15:30 | 20200928 | 1600 | 5968 | 3950 | 789.6 | 0 | 3.1 | 1085.7 | 2489 | 18800.8 | 898.8 | 55.3 | 1693.1 | 0 | 433.2 | 1101.8 | 6706.6 | 0 | 0 | 35734.2 | 39656.6 | 27393.2 | 15:30 | 20200928 | 1600 | 5968 | 3950 | 719.7 | 0 | 3.1 | 1085.7 | 2384 | 19299.2 | 898.8 | 55.3 | 2300.3 | 0 | 420.1 | 948.2 | 6676.5 | 0 | 0 | 36664.9 | 40578.9 | 28142.3
16:00 | 20200524 | 1630 | 7315 | 1758.5 | 246.7 | 0 | 0 | 644.2 | 1287.3 | 8248.1 | 0 | 0 | 0 | 0 | 131.1 | 9410.2 | 9048.4 | 0 | 0 | 19499.9 | 23852.3 | 17312.9 | 16:00 | 20200524 | 1630 | 7315 | 2065 | 265.8 | 2.3 | 0 | 665.5 | 1287.3 | 8234.1 | 0 | 0 | 0 | 0 | 133.6 | 9097.1 | 8675.1 | 0 | 0 | 19835.5 | 24160.6 | 17630.2 | 16:00 | 20200928 | 1630 | 5968 | 3950 | 656.8 | 0 | 0 | 1085.7 | 2489 | 18821.3 | 898.8 | 55.3 | 2185.2 | 0 | 362.9 | 571.5 | 7390.5 | 0 | 0 | 36109.7 | 40011.6 | 27748.2 | 16:00 | 20200928 | 1630 | 5968 | 3950 | 598.6 | 0 | 0 | 1085.7 | 2384 | 19413.2 | 898.8 | 55.3 | 2617.4 | 0 | 352 | 491.8 | 7361 | 0 | 0 | 36970.4 | 40770.4 | 28333.8
16:30 | 20200524 | 1700 | 7315 | 2925.5 | 354 | 0 | 0 | 758.5 | 1287.3 | 8239.7 | 0 | 0 | 0 | 0 | 176.5 | 7956.4 | 9041.8 | 0 | 0 | 20880.9 | 25115.4 | 18581.4 | 16:30 | 20200524 | 1700 | 7315 | 3157 | 396.5 | 2 | 0 | 778.9 | 1287.3 | 8234.1 | 0 | 0 | 0 | 0 | 178.1 | 7691.7 | 8668.9 | 0 | 0 | 21169.1 | 25380.8 | 18850.4 | 16:30 | 20200928 | 1700 | 5968 | 3950 | 519.5 | 0 | 0 | 1085.7 | 2489 | 19230.6 | 1091.4 | 55.3 | 1658.5 | 0 | 285 | 251.9 | 8044.2 | 0 | 0 | 36047.6 | 39347.6 | 27084.2 | 16:30 | 20200928 | 1700 | 5968 | 3950 | 473.8 | 0 | 0 | 1085.7 | 2384 | 19644.4 | 1167.6 | 55.3 | 2136.1 | 0 | 276.4 | 216.8 | 8014.9 | 0 | 0 | 36863.9 | 40163.9 | 27727.3
17:00 | 20200524 | 1730 | 7315 | 4360 | 479.8 | 0 | 0 | 893.5 | 1287.3 | 8093.5 | 0 | 0 | 0 | 0 | 229.7 | 6305.9 | 9029.9 | 0 | 0 | 22429.7 | 26675.4 | 20141.4 | 17:00 | 20200524 | 1730 | 7315 | 4559.9 | 543.7 | 1.7 | 0 | 910 | 1287.3 | 8046.6 | 0 | 0 | 0 | 0 | 230.4 | 6096.2 | 8657.8 | 0 | 0 | 22664.1 | 26932.2 | 20401.8 | 17:00 | 20200928 | 1730 | 5968 | 3692.6 | 435.4 | 0 | 0 | 1085.7 | 2489 | 19230.6 | 1091.4 | 55.3 | 2430 | 0 | 235.2 | 94.4 | 8785.9 | 0 | 0 | 36478.4 | 39778.4 | 27515 | 17:00 | 20200928 | 1730 | 5968 | 3692.6 | 397.1 | 0 | 0 | 1085.7 | 2384 | 19644.4 | 1213 | 55.3 | 2844 | 0 | 228.1 | 81.2 | 8758 | 0 | 0 | 37284.1 | 40538.7 | 28102.1
17:30 | 20200524 | 1800 | 7315 | 5377 | 379.9 | 0 | 0 | 910 | 1648.5 | 8371.9 | 0 | 0 | 0 | 0 | 185.1 | 4469.8 | 8954.7 | 0 | 0 | 24002.4 | 28837 | 21742.8 | 17:30 | 20200524 | 1800 | 7315 | 5377 | 426.6 | 1.4 | 0 | 910 | 1722 | 8425.2 | 0 | 0 | 0 | 0 | 186.2 | 4321.4 | 8587.2 | 0 | 0 | 24177.1 | 28876.9 | 21786.2 | 17:30 | 20200928 | 1800 | 5968 | 3692.6 | 442.8 | 0 | 2 | 1085.7 | 2489 | 19447.1 | 1284 | 55.3 | 2844 | 0 | 240.3 | 23.5 | 9597.5 | 0 | 0 | 37310.9 | 40201.8 | 27938.4 | 17:30 | 20200928 | 1800 | 5968 | 3692.6 | 404.1 | 0 | 2 | 1097.7 | 2384 | 20395.6 | 1284 | 55.3 | 2844 | 0.7 | 233 | 20.2 | 9571.7 | 0 | 0 | 38127.8 | 40548.2 | 28111.6
18:00 | 20200524 | 1830 | 7315 | 5383.1 | 197.2 | 0 | 0 | 910 | 1839 | 9397.5 | 449.4 | 0 | 0 | 0 | 103.8 | 2797.1 | 8889.8 | 0 | 0 | 25490.6 | 29421.7 | 21984.6 | 18:00 | 20200524 | 1830 | 7315 | 5383.1 | 212.5 | 1 | 0 | 910 | 1839 | 9596.5 | 353.1 | 0 | 0 | 0 | 105.7 | 2704.4 | 8526.3 | 0 | 0 | 25610.5 | 30022.9 | 22323 | 18:00 | 20200928 | 1830 | 5968 | 3692.6 | 475.7 | 0 | 3.7 | 1085.7 | 2489 | 19326.9 | 1190 | 55.3 | 2844 | 0 | 262.9 | 0 | 9574.3 | 0 | 0 | 37130.7 | 40235.8 | 27972.4 | 18:00 | 20200928 | 1830 | 5968 | 3692.6 | 433.3 | 0 | 3.7 | 1085.7 | 2384 | 20192 | 1284 | 55.3 | 2844 | 0 | 255 | 0 | 9548.1 | 0 | 0 | 37942.3 | 40578.3 | 28141.7
18:30 | 20200524 | 1900 | 7315 | 5378.6 | 114.6 | 0 | 0 | 910 | 1839 | 10033 | 802.5 | 0 | 0 | 0 | 64.5 | 1617 | 8812.2 | 0 | 0 | 26392.3 | 30568.8 | 22576.4 | 18:30 | 20200524 | 1900 | 7315 | 5383.1 | 119.8 | 0.7 | 0 | 910 | 1839 | 10554.4 | 353.1 | 0 | 0 | 0 | 66.3 | 1563.6 | 8453.6 | 0 | 0 | 26474.9 | 30897.4 | 22761.9 | 18:30 | 20200928 | 1900 | 5968 | 3692.6 | 468.1 | 0 | 5.1 | 1085.7 | 2489 | 19149.3 | 1072.7 | 55.3 | 1727.3 | 0 | 263.7 | 0 | 9391.8 | 0 | 0 | 35713.2 | 39113.2 | 26849.8 | 18:30 | 20200928 | 1900 | 5968 | 3692.6 | 425.9 | 0 | 5.1 | 1085.7 | 2384 | 19620.6 | 1091.4 | 55.3 | 2174.5 | 0 | 255.9 | 0 | 9363.5 | 0 | 0 | 36503.5 | 39903.5 | 27466.9
19:00 | 20200524 | 1930 | 7315 | 5383.1 | 88.6 | 0 | 0 | 910 | 1839 | 10694.4 | 795.7 | 0 | 0 | 0 | 48.1 | 842.2 | 8773.7 | 0 | 0 | 27025.6 | 31515.5 | 23087.5 | 19:00 | 20200524 | 1930 | 7315 | 5383.1 | 94.2 | 0.4 | 0 | 910 | 1839 | 10789.2 | 753.3 | 0 | 0 | 0 | 49.2 | 814.4 | 8417.4 | 0 | 0 | 27084.4 | 31513.9 | 23089.5 | 19:00 | 20200928 | 1930 | 5968 | 3692.6 | 465.7 | 0 | 6.2 | 1085.7 | 2489 | 19149.3 | 1072.7 | 55.3 | 54.7 | 0 | 257.7 | 0 | 9175.5 | 0 | 0 | 34040.1 | 37440.1 | 25176.7 | 19:00 | 20200928 | 1930 | 5968 | 3692.6 | 424.4 | 0 | 6.2 | 1085.7 | 2384 | 19620.6 | 1091.4 | 55.3 | 477.2 | 0 | 249.9 | 0 | 9144.8 | 0 | 0 | 34805.2 | 38205.2 | 25768.6
19:30 | 20200524 | 2000 | 7315 | 5383.1 | 42.8 | 0 | 0 | 910 | 1839 | 11298.3 | 706.2 | 0 | 0 | 0 | 22.4 | 316.7 | 8753.5 | 0 | 0 | 27494.1 | 31469.6 | 23041.6 | 19:30 | 20200524 | 2000 | 7315 | 5383.1 | 46.1 | 0.2 | 0 | 910 | 1839 | 11337.1 | 706.2 | 0 | 0 | 0 | 22.9 | 306.3 | 8398.5 | 0 | 0 | 27536.6 | 31465.3 | 23040.9 | 19:30 | 20200928 | 2000 | 5968 | 3692.6 | 519.1 | 0 | 6.8 | 1085.7 | 2489 | 18088.9 | 898.8 | 0 | 0 | 0 | 267.1 | 0.8 | 9010.6 | 0 | 0 | 32748.4 | 36237 | 24514 | 19:30 | 20200928 | 2000 | 5968 | 3692.6 | 474.2 | 0 | 6.8 | 1085.7 | 2384 | 18793.2 | 1091.4 | 0 | 0 | 0 | 258.7 | 0.7 | 8977.9 | 0 | 0 | 33495 | 37276.7 | 25065.5
20:00 | 20200524 | 2030 | 7315 | 5383.1 | 0 | 0 | 0 | 910 | 1839 | 11515.2 | 1139.2 | 0 | 0 | 0 | 0 | 26.6 | 8825.4 | 0 | 0 | 28101.4 | 32069 | 23352.1 | 20:00 | 20200524 | 2030 | 7315 | 5383.1 | 0 | 0 | 0 | 910 | 1839 | 11979.6 | 706.2 | 0 | 0 | 0 | 0 | 25.8 | 8466 | 0 | 0 | 28132.9 | 32224.1 | 23437.4 | 20:00 | 20200928 | 2030 | 5968 | 3950 | 579.3 | 0 | 6.9 | 1085.7 | 2489 | 16080.8 | 898.8 | 0 | 0.6 | 0 | 289.7 | 0 | 8795.9 | 0 | 0 | 31059.9 | 34374.6 | 23633.6 | 20:00 | 20200928 | 2030 | 5968 | 3950 | 529.6 | 0 | 6.9 | 1085.7 | 2384 | 16959.2 | 898.8 | 0 | 0 | 0 | 280.5 | 0 | 8760.7 | 0 | 0 | 31782.3 | 35365.6 | 24155.7
20:30 | 20200524 | 2100 | 7315 | 5383.1 | 0 | 0 | 0 | 910 | 1839 | 11869.1 | 1348.2 | 0 | 0 | 0 | 0 | 0 | 8956.4 | 0 | 0 | 28664.4 | 32069.1 | 23352.2 | 20:30 | 20200524 | 2100 | 7315 | 5383.1 | 0 | 0 | 0 | 910 | 1839 | 12345.9 | 898.8 | 0 | 0 | 0 | 0 | 0 | 8588.8 | 0 | 0 | 28691.8 | 32224.1 | 23437.4 | 20:30 | 20200928 | 2100 | 5968 | 3950 | 610.1 | 0 | 6.5 | 1085.7 | 2489 | 13973.8 | 898.8 | 0 | 5.4 | 0 | 321.4 | 0 | 8532.9 | 0 | 0 | 28986.4 | 32460.1 | 22595.7 | 20:30 | 20200928 | 2100 | 5968 | 3950 | 556.7 | 0 | 6.5 | 1085.7 | 2384 | 14829.8 | 898.8 | 0 | 0 | 0 | 311.4 | 0 | 8494.7 | 0 | 0 | 29679 | 33021.7 | 22878.3
21:00 | 20200524 | 2130 | 7315 | 5383.1 | 7.1 | 0 | 0 | 910 | 1839 | 11666.7 | 1251.9 | 0 | 0 | 0 | 4.9 | 0 | 8886.8 | 0 | 0 | 28374.6 | 32078 | 23361.1 | 21:00 | 20200524 | 2130 | 7315 | 5383.1 | 7.8 | 0 | 0 | 910 | 1839 | 12177.6 | 769.4 | 0 | 0 | 0 | 5 | 0 | 8523.6 | 0 | 0 | 28403.6 | 32233.6 | 23446.9 | 21:00 | 20200928 | 2130 | 5968 | 3950 | 688.3 | 0 | 5.6 | 1085.7 | 2489 | 11584.8 | 898.8 | 0 | 0 | 0 | 374.7 | 0 | 8241.5 | 0 | 0 | 26669.7 | 30901.4 | 21770.9 | 21:00 | 20200928 | 2130 | 5968 | 3950 | 626.9 | 0 | 5.6 | 1049.5 | 2384 | 12447.2 | 898.8 | 0 | 0 | 0 | 363.3 | 0 | 8199.9 | 0 | 0 | 27329.8 | 31460.3 | 22050.8
21:30 | 20200524 | 2200 | 7315 | 5383.1 | 11.3 | 0 | 0 | 910 | 1839 | 10426.4 | 706.2 | 0 | 0 | 0 | 6.8 | 10.7 | 8454.7 | 0 | 0 | 26592.1 | 31439.5 | 23011.5 | 21:30 | 20200524 | 2200 | 7315 | 5383.1 | 12.5 | 0 | 0 | 910 | 1839 | 10395.6 | 776.6 | 0 | 0 | 0 | 6.9 | 10.3 | 8118.4 | 0 | 0 | 26632.7 | 31432.5 | 23008.1 | 21:30 | 20200928 | 2200 | 5968 | 3950 | 868.7 | 0 | 4.3 | 917 | 2108 | 9497.4 | 848.5 | 0 | 0 | 0 | 451.3 | 0.1 | 7928.4 | 0 | 0 | 24162.2 | 29333.3 | 20989.4 | 21:30 | 20200928 | 2200 | 5968 | 3950 | 792.7 | 0 | 4.3 | 917 | 2193.5 | 10063.9 | 898.8 | 0 | 0 | 0 | 437.3 | 0.1 | 7883.2 | 0 | 0 | 24788.5 | 29877.3 | 21254.4
22:00 | 20200524 | 2230 | 7315 | 5383.1 | 0 | 0 | 0 | 910 | 1648.5 | 8944.1 | 353.1 | 0 | 0 | 0 | 0 | 0 | 7952.7 | 0 | 0 | 24553.8 | 29225.1 | 21787.9 | 22:00 | 20200524 | 2230 | 7315 | 5383.1 | 0 | 0 | 0 | 910 | 1531.5 | 9467.7 | 0 | 0 | 0 | 0 | 0 | 0 | 7647.6 | 0 | 0 | 24607.2 | 29167 | 21756 | 22:00 | 20200928 | 2230 | 5968 | 3881.2 | 991.3 | 0 | 2.6 | 652.1 | 1742.3 | 8165.9 | 353.1 | 0 | 0 | 0 | 492 | 0 | 7623.9 | 0 | 0 | 21756.3 | 27048.9 | 19756.2 | 22:00 | 20200928 | 2230 | 5968 | 3950 | 906.4 | 0 | 2.6 | 887 | 1668.8 | 8260.6 | 706.2 | 0 | 0 | 0 | 476.3 | 0 | 7575.1 | 0 | 0 | 22348.9 | 27851.3 | 20190
22:30 | 20200524 | 2300 | 7315 | 5275.6 | 0 | 0 | 0 | 691.3 | 1287.3 | 8007.5 | 0 | 0 | 0 | 0 | 0 | 0 | 7469.9 | 0 | 0 | 22576.7 | 27110.6 | 20576.6 | 22:30 | 20200524 | 2300 | 7315 | 5346 | 0 | 0 | 0 | 687.7 | 1287.3 | 8006.7 | 0 | 0 | 0 | 0 | 0 | 0 | 7194.9 | 0 | 0 | 22642.6 | 27172.9 | 20642.5 | 22:30 | 20200928 | 2300 | 5968 | 2657.1 | 889.5 | 0 | 0 | 769.7 | 1742.3 | 7851.9 | 0 | 0 | 0 | 0 | 439.5 | 0 | 7375.3 | 0 | 0 | 19878.9 | 24722 | 17878.9 | 22:30 | 20200928 | 2300 | 5968 | 3393.7 | 813 | 0 | 0 | 726.2 | 1668.8 | 7871 | 0 | 0 | 0 | 0 | 425.4 | 0 | 7323.6 | 0 | 0 | 20441 | 25204 | 18441
23:00 | 20200524 | 2330 | 7315 | 3896.4 | 0 | 0 | 0 | 691.3 | 1287.3 | 8007.5 | 0 | 0 | 0 | 0 | 0 | 0 | 7133 | 0 | 0 | 21197.3 | 25731.2 | 19197.2 | 23:00 | 20200524 | 2330 | 7315 | 3975.1 | 0 | 0 | 0 | 687.7 | 1287.3 | 8006.7 | 0 | 0 | 0 | 0 | 0 | 0 | 6879 | 0 | 0 | 21271.8 | 25802.1 | 19271.7 | 23:00 | 20200928 | 2330 | 5968 | 1515.1 | 609.5 | 0 | 0 | 902 | 1742.3 | 7719.7 | 0 | 0 | 0 | 0 | 306 | 0 | 7174.9 | 0 | 0 | 18456.3 | 23299.3 | 16456.2 | 23:00 | 20200928 | 2330 | 5968 | 2200.2 | 557 | 0 | 0 | 849.2 | 1668.8 | 7748 | 0 | 0 | 0 | 0 | 296.3 | 0 | 7120.9 | 0 | 0 | 18990.7 | 23753.7 | 16990.7
23:30 | 20200524 | 2400 | 7315 | 2855.9 | 85.4 | 0 | 0 | 691.3 | 1287.3 | 8007.5 | 0 | 0 | 0 | 0 | 46.6 | 1 | 6911.5 | 0 | 0 | 20242.5 | 24776.4 | 18242.4 | 23:30 | 20200524 | 2400 | 7315 | 2933.6 | 91.3 | 0 | 0 | 687.7 | 1287.3 | 8006.7 | 0 | 0 | 0 | 0 | 47.7 | 0.9 | 6671.4 | 0 | 0 | 20321.7 | 24852 | 18321.6 | 23:30 | 20200928 | 2400 | 5968 | 1095.5 | 258.4 | 0 | 0 | 902 | 1742.3 | 7719.7 | 0 | 0 | 0 | 0 | 131.8 | 0 | 7053.3 | 0 | 0 | 17686.2 | 22529.2 | 15686.1 | 23:30 | 20200928 | 2400 | 5968 | 1730.5 | 236.4 | 0 | 0 | 849.2 | 1668.8 | 7748 | 0 | 0 | 0 | 0 | 127.7 | 0 | 6997.8 | 0 | 0 | 18200.9 | 22963.9 | 16200.9
Flexability Case B | [22 empty] | Flexability Case B | [22 empty] | Flexability Case B | [22 empty] | Flexability Case B
time | GDATE | GTIME | Nuclear | Interconnector Imp | Wind | Solar | Marine | Hydro | Biomass | Gas | Coal | Gas Oil | Storage Exp | Other Balancing | Dist. Wind | Dist. Solar | Dist. Other | Interconnector Exp | Storage Imp | Transmission Demand | Transmission Flexibility | Transmission Flexibility | time | GDATE | GTIME | Nuclear | Interconnector Imp | Wind | Solar | Marine | Hydro | Biomass | Gas | Coal | Gas Oil | Storage Exp | Other Balancing | Dist. Wind | Dist. Solar | Dist. Other | Interconnector Exp | Storage Imp | Transmission Demand | Transmission Flexibility | Transmission Flexibility | time | GDATE | GTIME | Nuclear | Interconnector Imp | Wind | Solar | Marine | Hydro | Biomass | Gas | Coal | Gas Oil | Storage Exp | Other Balancing | Dist. Wind | Dist. Solar | Dist. Other | Interconnector Exp | Storage Imp | Transmission Demand | Transmission Flexibility | Transmission Flexibility | time | GDATE | GTIME | Nuclear | Interconnector Imp | Wind | Solar | Marine | Hydro | Biomass | Gas | Coal | Gas Oil | Storage Exp | Other Balancing | Dist. Wind | Dist. Solar | Dist. Other | Interconnector Exp | Storage Imp | Transmission Demand | Transmission Flexibility | Transmission Flexibility
0:00 | 20200524 | 30 | 7315 | 4050 | 0 | 0 | 0 | 910 | 1839 | 6024.5 | 0 | 0 | 0 | 0 | 0 | 0 | 6874.5 | 0 | 0 | 20138.5 | 22449 | 17461.2 | 0:00 | 20200524 | 30 | 7315 | 4050 | 0 | 0 | 0 | 910 | 1839 | 6105.7 | 0 | 0 | 0 | 0 | 0 | 0 | 6636.6 | 0 | 0 | 20219.7 | 22874 | 17694.9 | 0:00 | 20200928 | 30 | 5968 | 3406.7 | 562.5 | 0 | 3.6 | 917 | 1800.5 | 3430 | 0 | 0 | 0 | 0 | 310.7 | 0 | 6870.5 | 0 | 0 | 16087.7 | 18545.2 | 14672.9 | 0:00 | 20200928 | 30 | 5968 | 3950 | 512.1 | 0 | 3.6 | 917 | 1812.5 | 3423.7 | 0 | 0 | 0 | 0 | 301.3 | 0 | 6812.9 | 0 | 0 | 16586.5 | 19032.3 | 15162.8
0:30 | 20200524 | 100 | 7315 | 4050 | 0 | 0 | 0 | 910 | 1839 | 5607.6 | 0 | 0 | 0 | 0 | 0 | 0 | 6772.7 | 0 | 0 | 19721.6 | 22019 | 17224.7 | 0:30 | 20200524 | 100 | 7315 | 4050 | 0 | 0 | 0 | 910 | 1839 | 5691.6 | 0 | 0 | 0 | 0 | 0 | 0 | 6541.2 | 0 | 0 | 19805.4 | 22873.8 | 17694.8 | 0:30 | 20200928 | 100 | 5968 | 3406.7 | 570.6 | 0 | 4.3 | 917 | 1800.5 | 3459.1 | 0 | 0 | 0 | 0 | 314 | 0.6 | 6875.9 | 0 | 0 | 16125.6 | 18554 | 14681.7 | 0:30 | 20200928 | 100 | 5968 | 3950 | 519.5 | 0 | 4.3 | 917 | 1812.5 | 3454.1 | 0 | 0 | 0 | 0 | 304.6 | 0.5 | 6818.4 | 0 | 0 | 16625.1 | 19040.5 | 15171
1:00 | 20200524 | 130 | 7315 | 4050 | 0 | 0 | 0 | 910 | 1839 | 5101.4 | 0 | 0 | 0 | 0 | 0 | 0 | 6649 | 0 | 0 | 19215.2 | 21586.8 | 16986.9 | 1:00 | 20200524 | 130 | 7315 | 4050 | 0 | 0 | 0 | 910 | 1839 | 5188.2 | 0 | 0 | 0 | 0 | 0 | 0 | 6425.3 | 0 | 0 | 19302.2 | 21579 | 16982.7 | 1:00 | 20200928 | 130 | 5968 | 3406.7 | 520.8 | 0 | 4.7 | 917 | 1768.1 | 3251.2 | 0 | 0 | 0 | 0 | 288.3 | 1 | 6835.5 | 0 | 0 | 15837 | 18075.7 | 14396.9 | 1:00 | 20200928 | 130 | 5968 | 3950 | 475.4 | 0 | 4.7 | 917 | 1692.5 | 3324.1 | 0 | 0 | 0 | 0 | 279.6 | 0.9 | 6777.5 | 0 | 0 | 16331.1 | 18564.5 | 14889.3
1:30 | 20200524 | 200 | 7315 | 4050 | 0 | 0 | 0 | 910 | 1648.5 | 4876.9 | 0 | 0 | 0 | 0 | 0.5 | 1.1 | 6548.4 | 0 | 0 | 18801.4 | 21148 | 16746.1 | 1:30 | 20200524 | 200 | 7315 | 4050 | 0 | 0 | 0 | 910 | 1722 | 4892.9 | 0 | 0 | 0 | 0 | 0.6 | 1.1 | 6330.8 | 0 | 0 | 18891 | 21140.1 | 16741.8 | 1:30 | 20200928 | 200 | 5968 | 3406.7 | 531.5 | 0 | 4.7 | 917 | 1768.1 | 2837 | 0 | 0 | 0 | 0 | 294.3 | 0.5 | 6784.2 | 0 | 0 | 15433 | 18085.9 | 14407.1 | 1:30 | 20200928 | 200 | 5968 | 3950 | 484.7 | 0 | 4.7 | 917 | 1692.5 | 2905.1 | 0 | 0 | 0 | 0 | 285.4 | 0.4 | 6725.5 | 0 | 0 | 15921.4 | 18573.8 | 14898.6
2:00 | 20200524 | 230 | 7315 | 4050 | 0 | 0 | 0 | 910 | 1648.5 | 4586.5 | 0 | 0 | 0 | 0 | 0 | 0 | 6476.8 | 0 | 0 | 18510 | 20722 | 16511.4 | 2:00 | 20200524 | 230 | 7315 | 4050 | 0 | 0 | 0 | 910 | 1722 | 4604.5 | 0 | 0 | 0 | 0 | 0 | 0 | 6263.8 | 0 | 0 | 18601.5 | 21139 | 16740.7 | 2:00 | 20200928 | 230 | 5968 | 3134.6 | 574.7 | 0 | 4.3 | 917 | 1768.1 | 2811.3 | 0 | 0 | 0 | 0 | 317.5 | 0 | 6754.2 | 0 | 0 | 15177.5 | 17856.1 | 14177.4 | 2:00 | 20200928 | 230 | 5968 | 3675.7 | 523.4 | 0 | 4.3 | 917 | 1692.5 | 2882.5 | 0 | 0 | 0 | 0 | 308 | 0 | 6695.2 | 0 | 0 | 15662.9 | 18337.9 | 14662.8
2:30 | 20200524 | 300 | 7315 | 4050 | 0 | 0 | 0 | 910 | 1648.5 | 4460 | 0 | 0 | 0 | 0 | 0 | 0 | 6446 | 0 | 0 | 18383.5 | 20722 | 16511.4 | 2:30 | 20200524 | 300 | 7315 | 4050 | 0 | 0 | 0 | 910 | 1584.3 | 4616.5 | 0 | 0 | 0 | 0 | 0 | 0 | 6234.8 | 0 | 0 | 18475.8 | 20709 | 16504.2 | 2:30 | 20200928 | 300 | 5968 | 2964.2 | 604.4 | 0 | 3.6 | 917 | 1768.1 | 2811.3 | 0 | 0 | 0 | 0 | 334.4 | 0.3 | 6738.3 | 0 | 0 | 15037 | 17715.6 | 14036.9 | 2:30 | 20200928 | 300 | 5968 | 3506.8 | 549.8 | 0 | 3.6 | 917 | 1692.5 | 2882.5 | 0 | 0 | 0 | 0 | 324.3 | 0.2 | 6679.1 | 0 | 0 | 15521.2 | 18196.2 | 14521.1
3:00 | 20200524 | 330 | 7315 | 4049.4 | 0 | 0 | 0 | 910 | 1531.5 | 4317.6 | 0 | 0 | 0 | 0 | 0 | 0.1 | 6382.5 | 0 | 0 | 18123.4 | 20281.3 | 16268.6 | 3:00 | 20200524 | 330 | 7315 | 4050 | 0 | 0 | 0 | 910 | 1531.5 | 4411 | 0 | 0 | 0 | 0 | 0 | 0.1 | 6175.3 | 0 | 0 | 18217.4 | 20708.9 | 16504.1 | 3:00 | 20200928 | 330 | 5968 | 2913.4 | 651.5 | 0 | 2.6 | 890.3 | 1742.3 | 2863.8 | 0 | 0 | 0 | 0 | 360.3 | 0 | 6740.9 | 0 | 0 | 15031.7 | 17710.3 | 14031.6 | 3:00 | 20200928 | 330 | 5968 | 3461.2 | 592.9 | 0 | 2.6 | 917 | 1692.5 | 2882.5 | 0 | 0 | 0 | 0 | 349.4 | 0 | 6681.8 | 0 | 0 | 15516.9 | 18191.9 | 14516.8
3:30 | 20200524 | 400 | 7315 | 3924.4 | 0 | 0 | 0 | 910 | 1531.5 | 3463.1 | 0 | 0 | 0 | 0 | 0.1 | 58.9 | 6157.7 | 0 | 0 | 17143.8 | 20156.2 | 16143.6 | 3:30 | 20200524 | 400 | 7315 | 4050 | 0 | 0 | 0 | 910 | 1327.5 | 3643 | 0 | 0 | 0 | 0 | 0.1 | 56.9 | 5964.4 | 0 | 0 | 17245.6 | 19442.1 | 15807.5 | 3:30 | 20200928 | 400 | 5968 | 2892.9 | 739.3 | 0 | 0 | 857.3 | 1742.3 | 2896.8 | 0 | 0 | 0 | 0 | 409 | 0 | 6755.6 | 0 | 0 | 15096.6 | 17775.2 | 14096.5 | 3:30 | 20200928 | 400 | 5968 | 3451.5 | 672.9 | 0 | 0 | 887 | 1668.8 | 2936.2 | 0 | 0 | 0 | 0 | 396.7 | 0 | 6696.6 | 0 | 0 | 15584.9 | 18259.9 | 14584.8
4:00 | 20200524 | 430 | 7315 | 4050 | 0 | 0 | 0 | 818.5 | 1287.3 | 3115.2 | 0 | 0 | 0 | 0 | 0 | 342.4 | 6090.7 | 0 | 0 | 16586 | 18987 | 15557.1 | 4:00 | 20200524 | 430 | 7315 | 4050 | 0 | 0.1 | 0 | 829.3 | 1287.3 | 3217.2 | 0 | 0 | 0 | 0 | 0 | 331 | 5901.6 | 0 | 0 | 16698.9 | 19017.1 | 15573.7 | 4:00 | 20200928 | 430 | 5968 | 3406.7 | 811.6 | 0 | 0 | 857.3 | 1742.3 | 2966 | 0 | 0 | 0 | 0 | 448.3 | 0 | 6844.9 | 0 | 0 | 15750.9 | 18360.3 | 14681.5 | 4:00 | 20200928 | 430 | 5968 | 3950 | 738.6 | 0 | 0 | 879.5 | 1668.8 | 3046.2 | 0 | 0 | 0 | 0 | 434.8 | 0 | 6787 | 0 | 0 | 16250.8 | 18823.3 | 15148.2
4:30 | 20200524 | 500 | 7315 | 3635 | 0 | 0 | 0 | 818.5 | 1287.3 | 3086.4 | 0 | 0 | 0 | 0 | 0 | 1017.1 | 6147 | 0 | 0 | 16142.2 | 18572 | 15142.1 | 4:30 | 20200524 | 500 | 7315 | 3752.4 | 0 | 0.2 | 0 | 829.3 | 1287.3 | 3092 | 0 | 0 | 0 | 0 | 0 | 983.2 | 5954.5 | 0 | 0 | 16276.1 | 18719.5 | 15276.1 | 4:30 | 20200928 | 500 | 5968 | 3406.7 | 812.2 | 0 | 0 | 917 | 1946.8 | 3936.8 | 0 | 0 | 0 | 0 | 448.7 | 5.5 | 7004.8 | 0 | 0 | 16986.9 | 19216.3 | 15152.8 | 4:30 | 20200928 | 500 | 5968 | 3950 | 740 | 0 | 0 | 917 | 2003 | 3929.1 | 0 | 0 | 0 | 0 | 435.2 | 4.7 | 6948.7 | 0 | 0 | 17506.2 | 20161.1 | 15884.3
5:00 | 20200524 | 530 | 7315 | 3565.1 | 0 | 0 | 0 | 818.5 | 1287.3 | 3086.4 | 0 | 0 | 0 | 0 | 0 | 2108.4 | 6396.5 | 0 | 0 | 16072.3 | 18502.1 | 15072.2 | 5:00 | 20200524 | 530 | 7315 | 3712 | 0 | 0.5 | 0 | 829.3 | 1287.3 | 3092 | 0 | 0 | 0 | 0 | 0 | 2038.2 | 6188.4 | 0 | 0 | 16236.1 | 18679.5 | 15236.1 | 5:00 | 20200928 | 530 | 5968 | 3405.1 | 791.6 | 0 | 0 | 917 | 2489 | 6677.9 | 0 | 0 | 0 | 0 | 438 | 0 | 7422.8 | 0 | 0 | 20249.1 | 22555.2 | 16979.7 | 5:00 | 20200928 | 530 | 5968 | 3950 | 720.7 | 0 | 0 | 917 | 2384 | 6875.4 | 0 | 0 | 0 | 0 | 424.8 | 0 | 7371.6 | 0 | 0 | 20815.8 | 23434.4 | 17676.7
5:30 | 20200524 | 600 | 7315 | 3132 | 0 | 0 | 0 | 818.5 | 1287.3 | 3086.4 | 0 | 0 | 0 | 0 | 0.3 | 3569.8 | 6647.7 | 0 | 0 | 15639.7 | 18069.5 | 14639.6 | 5:30 | 20200524 | 600 | 7315 | 3320.5 | 0 | 0.8 | 0 | 829.3 | 1287.3 | 3092 | 0 | 0 | 0 | 0 | 0.3 | 3451 | 6424 | 0 | 0 | 15845.6 | 18289 | 14845.6 | 5:30 | 20200928 | 600 | 5968 | 3406.4 | 808.4 | 0 | 2.6 | 917 | 2489 | 9912.8 | 353.1 | 0 | 0 | 0 | 446.8 | 0 | 7888.5 | 0 | 0 | 23856.6 | 26165.7 | 18974.3 | 5:30 | 20200928 | 600 | 5968 | 3950 | 735.4 | 0 | 2.6 | 917 | 2384 | 10167.5 | 353.1 | 0 | 0 | 0 | 433.4 | 0 | 7842.7 | 0 | 0 | 24477.7 | 27039.1 | 19666.8
6:00 | 20200524 | 630 | 7315 | 3487.1 | 0.5 | 0 | 0 | 807.1 | 1287.3 | 2694 | 0 | 0 | 0 | 0 | 0.9 | 5206.2 | 7035.9 | 0 | 0 | 15592.2 | 17554.8 | 14516.9 | 6:00 | 20200524 | 630 | 7315 | 3775 | 0.7 | 1.2 | 0 | 802.6 | 1287.3 | 2659.7 | 0 | 0 | 0 | 0 | 0.9 | 5032.8 | 6787.9 | 0 | 0 | 15842.7 | 17793.1 | 14778.1 | 6:00 | 20200928 | 630 | 5968 | 3406.7 | 833.4 | 0 | 3.8 | 1049.5 | 2489 | 13868.6 | 898.8 | 0 | 0 | 0 | 460.9 | 62.9 | 8023.4 | 0 | 0 | 28518 | 31314.1 | 21818.2 | 6:00 | 20200928 | 630 | 5968 | 3946.1 | 758.8 | 0 | 3.8 | 1055.5 | 2384 | 14197.6 | 898.8 | 0 | 0 | 0 | 447 | 54.1 | 7984.1 | 0 | 0 | 29213 | 31587.1 | 22177.6
6:30 | 20200524 | 700 | 7315 | 3125 | 1 | 0 | 0 | 863.5 | 1287.3 | 2980.7 | 0 | 0 | 0 | 0 | 1.5 | 6830.7 | 7428.3 | 0 | 0 | 15574 | 17632.5 | 14397 | 6:30 | 20200524 | 700 | 7315 | 3463.5 | 1.3 | 1.5 | 0 | 844.3 | 1287.3 | 2953.8 | 0 | 0 | 0 | 0 | 1.5 | 6603.2 | 7155.9 | 0 | 0 | 15868.4 | 17915 | 14705.6 | 6:30 | 20200928 | 700 | 5968 | 3946.5 | 831.1 | 0 | 4.8 | 1058.5 | 2489 | 15450.6 | 898.8 | 0 | 0 | 0 | 458.9 | 313.1 | 7854.4 | 0 | 0 | 30647.4 | 33386.5 | 23200.3 | 6:30 | 20200928 | 700 | 5968 | 3950 | 756.3 | 0 | 4.8 | 1085.7 | 2384 | 16165.6 | 1091.4 | 0 | 0 | 0 | 445.1 | 269.4 | 7818 | 0 | 0 | 31406.5 | 33935.8 | 23470.6
7:00 | 20200524 | 730 | 7315 | 3245.6 | 0 | 0 | 0 | 863.5 | 1287.3 | 3318.7 | 0 | 0 | 0 | 0 | 0 | 8438.2 | 7931.8 | 0 | 0 | 16030.2 | 18182.7 | 14752.8 | 7:00 | 20200524 | 730 | 7315 | 3579.9 | 0 | 1.8 | 0 | 898.3 | 1287.3 | 3282.9 | 0 | 0 | 0 | 0 | 0 | 8157.1 | 7628.1 | 0 | 0 | 16365.1 | 18548.6 | 15105.2 | 7:00 | 20200928 | 730 | 5968 | 3946.2 | 788.9 | 0 | 5.3 | 1085.7 | 2489 | 16417.4 | 1091.4 | 0 | 0 | 0 | 436.8 | 699.3 | 7573.5 | 0 | 0 | 31792.8 | 34578.3 | 23837.3 | 7:00 | 20200928 | 730 | 5968 | 3950 | 719.2 | 0 | 5.3 | 1085.7 | 2384 | 17225.1 | 1284 | 0 | 0 | 0 | 423.7 | 601.6 | 7538.8 | 0 | 0 | 32621.5 | 35131.7 | 24111.7
7:30 | 20200524 | 800 | 7315 | 2985.1 | 0 | 0 | 0 | 818.5 | 1287.3 | 3411.1 | 0 | 0 | 0 | 0 | 0 | 10034.2 | 8269.5 | 0 | 0 | 15817.1 | 17922.2 | 14492.3 | 7:30 | 20200524 | 800 | 7315 | 3315.6 | 0 | 2.1 | 0 | 844.3 | 1287.3 | 3432.1 | 0 | 0 | 0 | 0 | 0 | 9699.9 | 7944.7 | 0 | 0 | 16196.5 | 18284.8 | 14841.4 | 7:30 | 20200928 | 800 | 5968 | 3950 | 724.8 | 0 | 5.5 | 1085.7 | 2489 | 16663.1 | 1091.4 | 0 | 0 | 0 | 403 | 1146.2 | 7175 | 0 | 0 | 31976.4 | 34516.2 | 23775.2 | 7:30 | 20200928 | 800 | 5968 | 3950 | 658.1 | 0 | 5.5 | 1085.7 | 2384 | 17532.9 | 1284 | 0 | 0 | 0 | 390.9 | 986.2 | 7140.5 | 0 | 0 | 32869.1 | 35071.5 | 24051.5
8:00 | 20200524 | 830 | 7315 | 2311.1 | 0 | 0 | 0 | 910 | 1341 | 4121.1 | 0 | 0 | 0 | 0 | 0 | 11483.1 | 8667.6 | 0 | 0 | 15998.1 | 18543 | 14530.3 | 8:00 | 20200524 | 830 | 7315 | 3212 | 0 | 2.4 | 0 | 910 | 1287.3 | 3689 | 0 | 0 | 0 | 0 | 0 | 11100.5 | 8317.9 | 0 | 0 | 16415.6 | 18606.3 | 14971.7 | 8:00 | 20200928 | 830 | 5968 | 3950 | 718.9 | 0 | 5.3 | 1085.7 | 2489 | 17494.7 | 1284 | 0 | 0 | 0 | 398.1 | 1557.9 | 6883.5 | 0 | 0 | 32996.6 | 34934.2 | 24003.2 | 8:00 | 20200928 | 830 | 5968 | 3950 | 655.2 | 0 | 5.3 | 1085.7 | 2384 | 18628.9 | 1284 | 0 | 0 | 0 | 386.1 | 1340.5 | 6850.6 | 0 | 0 | 33961.6 | 35910 | 24511.1
8:30 | 20200524 | 900 | 7315 | 2200 | 32.6 | 0 | 0 | 910 | 1341 | 4196.3 | 0 | 0 | 0 | 0 | 17.7 | 12687.1 | 8965 | 0 | 0 | 15994.7 | 18464.4 | 14451.8 | 8:30 | 20200524 | 900 | 7315 | 3230.6 | 34.6 | 2.7 | 0 | 844.3 | 1287.3 | 3729.6 | 0 | 0 | 0 | 0 | 18.1 | 12264.4 | 8596.8 | 0 | 0 | 16444.1 | 18659.9 | 15025.3 | 8:30 | 20200928 | 900 | 5968 | 3950 | 844.4 | 0 | 4.6 | 1085.7 | 2489 | 17794.8 | 1284 | 0 | 0 | 0 | 452.7 | 1889.8 | 6512.6 | 0 | 0 | 33420.5 | 35478 | 24358.1 | 8:30 | 20200928 | 900 | 5968 | 3950 | 769.5 | 0 | 4.6 | 1158 | 2384 | 18921.2 | 1284 | 0 | 0 | 0 | 438.9 | 1626 | 6480.2 | 0 | 0 | 34439.6 | 36733.4 | 25015
9:00 | 20200524 | 930 | 7315 | 1691.6 | 68.9 | 0 | 0 | 910 | 1341 | 4510.3 | 0 | 0 | 0 | 0 | 37.5 | 13839.3 | 9212.7 | 0 | 0 | 15836.8 | 18432.5 | 14221.9 | 9:00 | 20200524 | 930 | 7315 | 3145.6 | 73 | 2.9 | 0 | 763.6 | 1287.3 | 3729.6 | 0 | 0 | 0 | 0 | 38.4 | 13378.3 | 8829.1 | 0 | 0 | 16317.6 | 18614.1 | 14979.5 | 9:00 | 20200928 | 930 | 5968 | 3950 | 1006 | 0 | 3.6 | 1085.7 | 2489 | 17234.7 | 1284 | 0 | 0 | 0 | 525.4 | 2323 | 6526.3 | 0 | 0 | 33021.1 | 35218.7 | 24287.7 | 9:00 | 20200928 | 930 | 5968 | 3950 | 917.6 | 0 | 3.6 | 1085.7 | 2384 | 18511.3 | 1284 | 0 | 0 | 0 | 509.1 | 1998.8 | 6494.1 | 0 | 0 | 34104.6 | 36170.6 | 24771.7
9:30 | 20200524 | 1000 | 7315 | 1977.5 | 88.7 | 0 | 0 | 807.1 | 1287.3 | 3411.1 | 0 | 0 | 0 | 0 | 48.4 | 15070 | 9283.8 | 0 | 0 | 14886.9 | 17003.4 | 13573.5 | 9:30 | 20200524 | 1000 | 7315 | 2432.9 | 95.3 | 3.2 | 0 | 841.3 | 1287.3 | 3432.1 | 0 | 0 | 0 | 0 | 49.6 | 14567.9 | 8895.9 | 0 | 0 | 15406.6 | 17497.9 | 14054.5 | 9:30 | 20200928 | 1000 | 5968 | 3950 | 1096.2 | 0 | 2.3 | 1085.7 | 2489 | 16769.7 | 1284 | 0 | 0 | 0 | 567.5 | 3014.5 | 6572.3 | 0 | 0 | 32644.8 | 34885.4 | 24144.3 | 9:30 | 20200928 | 1000 | 5968 | 3950 | 1000.5 | 0 | 2.3 | 1085.7 | 2384 | 18156.4 | 1284 | 0 | 0 | 0 | 549.8 | 2594.5 | 6540.7 | 0 | 0 | 33830.8 | 35831.7 | 24621.8
10:00 | 20200524 | 1030 | 7315 | 1427 | 112.1 | 0 | 0 | 771.7 | 1287.3 | 3411.1 | 0 | 0 | 0 | 0 | 61.3 | 15967.6 | 9368.9 | 0 | 0 | 14324.7 | 16476.6 | 13046.7 | 10:00 | 20200524 | 1030 | 7315 | 1911.5 | 120.2 | 3.4 | 0 | 802.6 | 1287.3 | 3432.1 | 0 | 0 | 0 | 0 | 62.7 | 15435.6 | 8975.6 | 0 | 0 | 14871.9 | 17001.9 | 13558.5 | 10:00 | 20200928 | 1030 | 5968 | 3950 | 1092.1 | 0 | 0 | 1085.7 | 2489 | 16407.1 | 1091.4 | 0 | 0 | 0 | 573.2 | 3799.1 | 6601.9 | 0 | 0 | 32083.6 | 34054.4 | 23684.6 | 10:00 | 20200928 | 1030 | 5968 | 3950 | 997 | 0 | 0 | 1085.7 | 2384 | 17714.1 | 1284 | 0 | 0 | 0 | 555.4 | 3270 | 6570.5 | 0 | 0 | 33382.3 | 35403.5 | 24383.5
10:30 | 20200524 | 1100 | 7315 | 1564.1 | 158.2 | 0 | 0 | 771.7 | 1287.3 | 3411.1 | 0 | 0 | 0 | 0 | 86.4 | 16203.3 | 9477.4 | 0 | 0 | 14508.4 | 16660.3 | 13230.4 | 10:30 | 20200524 | 1100 | 7315 | 2056.1 | 169.9 | 3.5 | 0 | 796 | 1287.3 | 3432.1 | 0 | 0 | 0 | 0 | 88.3 | 15663.6 | 9077.4 | 0 | 0 | 15060 | 17196.6 | 13753.2 | 10:30 | 20200928 | 1100 | 5968 | 3950 | 1023.3 | 0 | 0 | 1085.7 | 2489 | 15977.8 | 1091.4 | 0 | 0 | 0 | 556 | 4450.6 | 6619.2 | 0 | 0 | 31584.7 | 33576.8 | 23390.6 | 10:30 | 20200928 | 1100 | 5968 | 3950 | 931.5 | 0 | 0 | 1085.7 | 2384 | 17371.9 | 1284 | 0 | 0 | 0 | 539.2 | 3830.3 | 6588.1 | 0 | 0 | 32975.6 | 35339 | 24319
11:00 | 20200524 | 1130 | 7315 | 1478.5 | 204.8 | 0 | 0 | 771.7 | 1287.3 | 3411.1 | 0 | 0 | 0 | 0 | 111.1 | 16322.1 | 9502.5 | 0 | 0 | 14467.6 | 16619.5 | 13189.6 | 11:00 | 20200524 | 1130 | 7315 | 1558.6 | 218 | 3.6 | 0 | 910 | 1287.3 | 3729.6 | 0 | 0 | 0 | 0 | 113.6 | 15778.4 | 9100.9 | 0 | 0 | 15022 | 17172.1 | 13537.5 | 11:00 | 20200928 | 1130 | 5968 | 3946.2 | 1029.3 | 0 | 0 | 1082.9 | 2489 | 15628.2 | 1091.4 | 0 | 0 | 0 | 563.5 | 4821.5 | 6622.9 | 0 | 0 | 31235 | 33579.5 | 23393.3 | 11:00 | 20200928 | 1130 | 5968 | 3950 | 937.6 | 0 | 0 | 1085.7 | 2384 | 17069.4 | 1284 | 0 | 0 | 0 | 546.5 | 4148.8 | 6591.9 | 0 | 0 | 32678.9 | 34519.8 | 23871
11:30 | 20200524 | 1200 | 7315 | 912.5 | 227.7 | 0 | 0 | 771.7 | 1287.3 | 3411.1 | 0 | 0 | 0 | 0 | 124.3 | 16774.5 | 9483.7 | 0 | 0 | 13924.9 | 16076.8 | 12646.9 | 11:30 | 20200524 | 1200 | 7315 | 1007 | 242 | 3.6 | 0 | 910 | 1287.3 | 3729.6 | 0 | 0 | 0 | 0 | 127.2 | 16215.7 | 9083.2 | 0 | 0 | 14494.5 | 16644.6 | 13010 | 11:30 | 20200928 | 1200 | 5968 | 3950 | 1211 | 0 | 2.3 | 1085.7 | 2489 | 15266.3 | 898.8 | 0 | 0 | 0 | 627.3 | 4851.6 | 6588.1 | 0 | 0 | 30870.7 | 33051.9 | 23187.5 | 11:30 | 20200928 | 1200 | 5968 | 3950 | 1105.2 | 0 | 2.3 | 1085.7 | 2384 | 16538.9 | 1284 | 0 | 0 | 0 | 607.8 | 4174.2 | 6556.6 | 0 | 0 | 32317.8 | 34281.2 | 23816
12:00 | 20200524 | 1230 | 7315 | 356 | 268.8 | 0 | 0 | 771.7 | 1287.3 | 3411.1 | 0 | 0 | 0 | 0 | 145.8 | 16760.7 | 9359.6 | 0 | 0 | 13409 | 15560.9 | 12131 | 12:00 | 20200524 | 1230 | 7315 | 449.5 | 285.8 | 3.6 | 0 | 910 | 1287.3 | 3729.6 | 0 | 0 | 0 | 0 | 149.1 | 16202.4 | 8966.9 | 0 | 0 | 13980.9 | 16131 | 12496.4 | 12:00 | 20200928 | 1230 | 5968 | 3950 | 1380.4 | 0 | 3.7 | 1049.5 | 2489 | 14965.4 | 898.8 | 0 | 0 | 0 | 682 | 4749.9 | 6560.7 | 0 | 0 | 30705 | 33223.3 | 23358.9 | 12:00 | 20200928 | 1230 | 5968 | 3950 | 1261.7 | 0 | 3.7 | 1085.7 | 2384 | 16199.9 | 1284 | 0 | 0 | 0 | 660.2 | 4086.7 | 6528.9 | 0 | 0 | 32137 | 34439.4 | 23974.2
12:30 | 20200524 | 1300 | 7315 | 768 | 350.6 | 0 | 0 | 787.6 | 1287.3 | 3411.1 | 0 | 0 | 0 | 0 | 188 | 15584.8 | 9207.4 | 0 | 0 | 13919.4 | 16055.4 | 12625.5 | 12:30 | 20200524 | 1300 | 7315 | 1222.4 | 376 | 3.6 | 0 | 818.5 | 1287.3 | 3432.1 | 0 | 0 | 0 | 0 | 191.9 | 15065.9 | 8824.2 | 0 | 0 | 14455.2 | 16569.3 | 13125.9 | 12:30 | 20200928 | 1300 | 5968 | 3950 | 1350.8 | 0 | 4.9 | 1085.7 | 2489 | 14748.7 | 898.8 | 0 | 0 | 0 | 663.7 | 4696 | 6524.4 | 0 | 0 | 30495.2 | 32375 | 22879.1 | 12:30 | 20200928 | 1300 | 5968 | 3950 | 1234.2 | 0 | 4.9 | 1049.5 | 2384 | 16040.5 | 1284 | 0 | 0 | 0 | 642.4 | 4040.3 | 6492.2 | 0 | 0 | 31914.9 | 34412.9 | 23947.7
13:00 | 20200524 | 1330 | 7315 | 1430.5 | 378.8 | 0 | 0 | 839.8 | 1287.3 | 3411.1 | 0 | 0 | 0 | 0 | 203.1 | 14216.2 | 9058.5 | 0 | 0 | 14663 | 16746.8 | 13316.9 | 13:00 | 20200524 | 1330 | 7315 | 1836.5 | 407.3 | 3.6 | 0 | 874.3 | 1287.3 | 3432.1 | 0 | 0 | 0 | 0 | 207.3 | 13743.2 | 8684.6 | 0 | 0 | 15156.5 | 17214.8 | 13771.4 | 13:00 | 20200928 | 1330 | 5968 | 3947.7 | 1205.2 | 0 | 5.7 | 1049.5 | 2489 | 14811.7 | 1091.4 | 0 | 0 | 0 | 610 | 4479.6 | 6498.9 | 0 | 0 | 30567.6 | 33047 | 23182.6 | 13:00 | 20200928 | 1330 | 5968 | 3950 | 1099.9 | 0 | 5.7 | 1085.7 | 2384 | 16174.2 | 1284 | 0 | 0 | 0 | 590.8 | 3854.5 | 6466.5 | 0 | 0 | 31951.7 | 34279.8 | 23814.6
13:30 | 20200524 | 1400 | 7315 | 482.7 | 288.6 | 0 | 0 | 910 | 1341 | 4499.4 | 0 | 0 | 0 | 0 | 157.3 | 13665.1 | 8955.2 | 0 | 0 | 14836.7 | 17443.3 | 13232.7 | 13:30 | 20200524 | 1400 | 7315 | 1898.1 | 307.3 | 3.5 | 0 | 773.8 | 1287.3 | 3729.6 | 0 | 0 | 0 | 0 | 161 | 13210.6 | 8587.6 | 0 | 0 | 15314.9 | 17601.2 | 13966.6 | 13:30 | 20200928 | 1400 | 5968 | 3950 | 1074.5 | 0 | 6 | 1085.7 | 2489 | 15459.7 | 898.8 | 0 | 0 | 0 | 571.2 | 3893.1 | 6465.2 | 0 | 0 | 30931 | 32918.8 | 23054.4 | 13:30 | 20200928 | 1400 | 5968 | 3950 | 979.5 | 0 | 6 | 1085.7 | 2384 | 16570.7 | 1284 | 0 | 0 | 0 | 553.6 | 3350.2 | 6432.3 | 0 | 0 | 32227.4 | 34567 | 23918.2
14:00 | 20200524 | 1430 | 7315 | 834.6 | 248.7 | 0 | 0 | 910 | 1341 | 4485.3 | 0 | 0 | 0 | 0 | 132.6 | 13438.7 | 8966.8 | 0 | 0 | 15135.3 | 17756 | 13545.4 | 14:00 | 20200524 | 1430 | 7315 | 2218.6 | 269.5 | 3.3 | 0 | 784 | 1287.3 | 3729.6 | 0 | 0 | 0 | 0 | 135.1 | 12991.5 | 8598.5 | 0 | 0 | 15607.1 | 17883.2 | 14248.6 | 14:00 | 20200928 | 1430 | 5968 | 3950 | 988 | 0 | 5.9 | 1085.7 | 2489 | 15882.2 | 1091.4 | 0 | 0 | 0 | 546 | 3127.2 | 6431.4 | 0 | 0 | 31459.7 | 33547.4 | 23361.2 | 14:00 | 20200928 | 1430 | 5968 | 3950 | 899.2 | 0 | 5.9 | 1085.7 | 2384 | 17066.9 | 1284 | 0 | 0 | 0 | 529.6 | 2691.5 | 6398.2 | 0 | 0 | 32643.7 | 35312.1 | 24292.1
14:30 | 20200524 | 1500 | 7315 | 1526.2 | 400.1 | 0 | 0 | 910 | 1341 | 4206.1 | 0 | 0 | 0 | 0 | 197 | 12843.3 | 8974.8 | 0 | 0 | 15699.4 | 18159.3 | 14146.6 | 14:30 | 20200524 | 1500 | 7315 | 2561.6 | 449.8 | 3.1 | 0 | 807.1 | 1287.3 | 3729.6 | 0 | 0 | 0 | 0 | 198.4 | 12415.8 | 8606 | 0 | 0 | 16152.4 | 18405.4 | 14770.8 | 14:30 | 20200928 | 1500 | 5968 | 3950 | 941.8 | 0 | 5.4 | 1085.7 | 2489 | 16945.2 | 1284 | 0 | 0 | 0 | 521.3 | 2413.5 | 6492.1 | 0 | 0 | 32668.6 | 34733.7 | 23992.6 | 14:30 | 20200928 | 1500 | 5968 | 3950 | 856.7 | 0 | 5.4 | 1085.7 | 2384 | 18225.3 | 1284 | 0 | 0 | 0 | 505.6 | 2077.3 | 6459.4 | 0 | 0 | 33759.6 | 36111.6 | 24712.7
15:00 | 20200524 | 1530 | 7315 | 2484.1 | 514.2 | 0 | 0 | 910 | 1341 | 4146.2 | 0 | 0 | 0 | 0 | 247.9 | 11886.1 | 9000.4 | 0 | 0 | 16710.3 | 19230.1 | 15217.5 | 15:00 | 20200524 | 1530 | 7315 | 3372.6 | 579.8 | 2.9 | 0 | 844.3 | 1287.3 | 3729.6 | 0 | 0 | 0 | 0 | 249 | 11490.5 | 8630 | 0 | 0 | 17131 | 19346.8 | 15712.2 | 15:00 | 20200928 | 1530 | 5968 | 3950 | 889.1 | 0 | 4.4 | 1137.9 | 2489 | 18457.4 | 1284 | 0 | 0 | 0 | 486.3 | 1748.4 | 6596.6 | 0 | 0 | 34180.4 | 36468.1 | 24922.9 | 15:00 | 20200928 | 1530 | 5968 | 3950 | 810.1 | 0 | 4.4 | 1158 | 2384 | 19631.1 | 1284 | 0 | 0 | 0 | 471.5 | 1504.8 | 6565.2 | 0 | 0 | 35190 | 37168.9 | 25272.7
15:30 | 20200524 | 1600 | 7315 | 4050.5 | 380.7 | 0 | 0 | 910 | 1341 | 4073.6 | 0 | 0 | 0 | 0 | 190.3 | 10723.8 | 9034.7 | 0 | 0 | 18070.6 | 20663 | 16650.4 | 15:30 | 20200524 | 1600 | 7315 | 4870.1 | 422.8 | 2.6 | 0 | 890.8 | 1287.3 | 3662.4 | 0 | 0 | 0 | 0 | 192.3 | 10366.9 | 8662.2 | 0 | 0 | 18450.8 | 20687.3 | 17052.7 | 15:30 | 20200928 | 1600 | 5968 | 3945.1 | 789.6 | 0 | 3.1 | 1158 | 2489 | 20096.4 | 1284 | 0 | 0 | 0 | 433.2 | 1101.8 | 6706.6 | 0 | 0 | 35734.2 | 37829.8 | 25624.4 | 15:30 | 20200928 | 1600 | 5968 | 3950 | 719.7 | 0 | 3.1 | 1158 | 2384 | 20798.7 | 1284 | 55.3 | 343.7 | 0 | 420.1 | 948.2 | 6676.5 | 0 | 0 | 36664.9 | 38621.9 | 26185.3
16:00 | 20200524 | 1630 | 7315 | 5377 | 246.7 | 0 | 0 | 910 | 1341 | 4310.1 | 0 | 0 | 0 | 0 | 131.1 | 9410.2 | 9048.4 | 0 | 0 | 19499.9 | 21855.8 | 17843.1 | 16:00 | 20200524 | 1630 | 7315 | 5377 | 265.8 | 2.3 | 0 | 910 | 1531.5 | 4433.3 | 0 | 0 | 0 | 0 | 133.6 | 9097.1 | 8675.1 | 0 | 0 | 19835.5 | 22304.7 | 18099.9 | 16:00 | 20200928 | 1630 | 5968 | 3950 | 656.8 | 0 | 0 | 1158 | 2489 | 20314.7 | 1284 | 55.3 | 234.6 | 0 | 362.9 | 571.5 | 7390.5 | 0 | 0 | 36109.7 | 38060.7 | 25797.3 | 16:00 | 20200928 | 1630 | 5968 | 3950 | 598.6 | 0 | 0 | 1158 | 2384 | 20855.7 | 1284 | 55.3 | 717.4 | 0 | 352 | 491.8 | 7361 | 0 | 0 | 36970.4 | 38870.4 | 26433.8
16:30 | 20200524 | 1700 | 7315 | 5377 | 354 | 0 | 0 | 910 | 1839 | 5085 | 0 | 0 | 0 | 0 | 176.5 | 7956.4 | 9041.8 | 0 | 0 | 20880.9 | 23268.9 | 18669 | 16:30 | 20200524 | 1700 | 7315 | 5377 | 396.5 | 2 | 0 | 910 | 1839 | 5331.2 | 0 | 0 | 0 | 0 | 178.1 | 7691.7 | 8668.9 | 0 | 0 | 21169.1 | 23302.9 | 18706.6 | 16:30 | 20200928 | 1700 | 5968 | 3950 | 519.5 | 0 | 0 | 1158 | 2489 | 20615.7 | 1284 | 55.3 | 8.3 | 0 | 285 | 251.9 | 8044.2 | 0 | 0 | 36047.6 | 37697.6 | 25434.2 | 16:30 | 20200928 | 1700 | 5968 | 3950 | 473.8 | 0 | 0 | 1158 | 2384 | 21105.7 | 1284 | 55.3 | 485.9 | 0 | 276.4 | 216.8 | 8014.9 | 0 | 0 | 36863.9 | 38513.9 | 26077.3
17:00 | 20200524 | 1730 | 7315 | 5377 | 479.9 | 0 | 0 | 910 | 1839 | 6508.1 | 0 | 0 | 0 | 0 | 229.7 | 6305.9 | 9029.9 | 0 | 0 | 22429.7 | 25136.6 | 19752.8 | 17:00 | 20200524 | 1730 | 7315 | 5377 | 543.7 | 1.7 | 0 | 910 | 1839 | 6677.6 | 0 | 0 | 0 | 0 | 230.4 | 6096.2 | 8657.8 | 0 | 0 | 22664.1 | 24746.5 | 19567.5 | 17:00 | 20200928 | 1730 | 5968 | 3692.6 | 435.4 | 0 | 0 | 1158 | 2489 | 20615.7 | 1284 | 55.3 | 780.4 | 0 | 235.2 | 94.4 | 8785.9 | 0 | 0 | 36478.4 | 38128.4 | 25865 | 17:00 | 20200928 | 1730 | 5968 | 3692.6 | 397.1 | 0 | 0 | 1158 | 2384 | 21105.7 | 1284 | 55.3 | 1239.2 | 0 | 228.1 | 81.2 | 8758 | 0 | 0 | 37284.1 | 38934.1 | 26497.5
17:30 | 20200524 | 1800 | 7315 | 5377 | 379.9 | 0 | 0 | 910 | 1839 | 8181.4 | 0 | 0 | 0 | 0 | 185.1 | 4469.8 | 8954.7 | 0 | 0 | 24002.4 | 26165 | 20273.2 | 17:30 | 20200524 | 1800 | 7315 | 5377 | 426.6 | 1.4 | 0 | 910 | 1839 | 8308.2 | 0 | 0 | 0 | 0 | 186.2 | 4321.4 | 8587.2 | 0 | 0 | 24177.1 | 26204.9 | 20316.7 | 17:30 | 20200928 | 1800 | 5968 | 3692.6 | 442.8 | 0 | 2 | 1158 | 2489 | 20615.7 | 1284 | 55.3 | 1602.8 | 0 | 240.3 | 23.5 | 9597.5 | 0 | 0 | 37310.9 | 38960.9 | 26697.5 | 17:30 | 20200928 | 1800 | 5968 | 3692.6 | 404.1 | 0 | 2 | 1158 | 2384 | 21105.7 | 1284 | 55.3 | 2073.7 | 0 | 233 | 20.2 | 9571.7 | 0 | 0 | 38127.8 | 39777.8 | 27341.2
18:00 | 20200524 | 1830 | 7315 | 5383.1 | 197.2 | 0 | 0 | 910 | 1839 | 9846.9 | 0 | 0 | 0 | 0 | 103.8 | 2797.1 | 8889.8 | 0 | 0 | 25490.6 | 27441.7 | 20895.6 | 18:00 | 20200524 | 1830 | 7315 | 5383.1 | 212.5 | 1 | 0 | 910 | 1839 | 9949.5 | 0 | 0 | 0 | 0 | 105.7 | 2704.4 | 8526.3 | 0 | 0 | 25610.5 | 28669 | 21578.4 | 18:00 | 20200928 | 1830 | 5968 | 3692.6 | 475.7 | 0 | 3.7 | 1158 | 2489 | 20565.7 | 1284 | 55.3 | 1438.8 | 0 | 262.9 | 0 | 9574.3 | 0 | 0 | 37130.7 | 38830.7 | 26567.3 | 18:00 | 20200928 | 1830 | 5968 | 3692.6 | 433.3 | 0 | 3.7 | 1158 | 2384 | 21055.7 | 1284 | 55.3 | 1907.9 | 0 | 255 | 0 | 9548.1 | 0 | 0 | 37942.3 | 39642.3 | 27205.7
18:30 | 20200524 | 1900 | 7315 | 5383.1 | 114.6 | 0 | 0 | 910 | 1839 | 10830.9 | 0 | 0 | 0 | 0 | 64.5 | 1617 | 8812.2 | 0 | 0 | 26392.3 | 28577.4 | 21483.2 | 18:30 | 20200524 | 1900 | 7315 | 5383.1 | 119.9 | 0.7 | 0 | 910 | 1839 | 10907.4 | 0 | 0 | 0 | 0 | 66.3 | 1563.6 | 8453.6 | 0 | 0 | 26474.9 | 28575.5 | 21484.9 | 18:30 | 20200928 | 1900 | 5968 | 3692.6 | 468.1 | 0 | 5.1 | 1158 | 2489 | 20565.7 | 1284 | 55.3 | 27.4 | 0 | 263.7 | 0 | 9391.8 | 0 | 0 | 35713.2 | 37413.2 | 25149.8 | 18:30 | 20200928 | 1900 | 5968 | 3692.6 | 425.9 | 0 | 5.1 | 1158 | 2384 | 21055.7 | 1284 | 55.3 | 475.1 | 0 | 255.9 | 0 | 9363.5 | 0 | 0 | 36503.5 | 38203.5 | 25766.9
19:00 | 20200524 | 1930 | 7315 | 5383.1 | 88.7 | 0 | 0 | 910 | 1839 | 11136.9 | 353.1 | 0 | 0 | 0 | 48.1 | 842.2 | 8773.7 | 0 | 0 | 27025.6 | 29313.6 | 21876.5 | 19:00 | 20200524 | 1930 | 7315 | 5383.1 | 93.9 | 0.4 | 0 | 910 | 1839 | 11542.6 | 0 | 0 | 0 | 0 | 49.2 | 814.4 | 8417.4 | 0 | 0 | 27084.4 | 29261.8 | 21850.8 | 19:00 | 20200928 | 1930 | 5968 | 3692.6 | 465.7 | 0 | 6.2 | 1158 | 2489 | 18976.3 | 1284 | 0 | 0 | 0 | 257.7 | 0 | 9175.5 | 0 | 0 | 34040.1 | 35788.8 | 24243.6 | 19:00 | 20200928 | 1930 | 5968 | 3692.6 | 424.4 | 0 | 6.2 | 1158 | 2384 | 19888 | 1284 | 0 | 0 | 0 | 249.9 | 0 | 9144.8 | 0 | 0 | 34805.2 | 36527.2 | 24631
19:30 | 20200524 | 2000 | 7315 | 5383.1 | 42.8 | 0 | 0 | 910 | 1839 | 11566.7 | 437.7 | 0 | 0 | 0 | 22.4 | 316.7 | 8753.5 | 0 | 0 | 27494.1 | 29267.7 | 21830.6 | 19:30 | 20200524 | 2000 | 7315 | 5383.1 | 46.1 | 0.2 | 0 | 910 | 1839 | 11690.2 | 353.1 | 0 | 0 | 0 | 22.9 | 306.3 | 8398.5 | 0 | 0 | 27536.6 | 29855.3 | 22155.4 | 19:30 | 20200928 | 2000 | 5968 | 3688.7 | 519.1 | 0 | 6.8 | 1085.7 | 2489 | 17707.6 | 1284 | 0 | 0 | 0 | 267.1 | 0.8 | 9010.6 | 0 | 0 | 32748.4 | 34473.1 | 23542.2 | 19:30 | 20200928 | 2000 | 5968 | 3692.6 | 474.2 | 0 | 6.8 | 1158 | 2384 | 18528.3 | 1284 | 0 | 0 | 0 | 258.7 | 0.7 | 8977.9 | 0 | 0 | 33495 | 35471.7 | 24072.8
20:00 | 20200524 | 2030 | 7315 | 5383.1 | 0 | 0 | 0 | 910 | 1839 | 12204.9 | 449.4 | 0 | 0 | 0 | 0 | 26.6 | 8825.4 | 0 | 0 | 28101.4 | 29817.1 | 22113.6 | 20:00 | 20200524 | 2030 | 7315 | 5383.1 | 0 | 0.1 | 0 | 910 | 1839 | 12318.9 | 366.8 | 0 | 0 | 0 | 0 | 25.8 | 8466 | 0 | 0 | 28132.9 | 29967.2 | 22196.1 | 20:00 | 20200928 | 2030 | 5968 | 3950 | 579.3 | 0 | 6.9 | 1085.7 | 2489 | 15889.2 | 1091.4 | 0 | 0 | 0 | 289.7 | 0 | 8795.9 | 0 | 0 | 31059.9 | 33140.6 | 22954.4 | 20:00 | 20200928 | 2030 | 5968 | 3950 | 529.6 | 0 | 6.9 | 1085.7 | 2384 | 16573.9 | 1284 | 0 | 0 | 0 | 280.5 | 0 | 8760.7 | 0 | 0 | 31782.3 | 33710.7 | 23245.5
20:30 | 20200524 | 2100 | 7315 | 5383.1 | 0 | 0 | 0 | 910 | 1839 | 12374.1 | 843.2 | 0 | 0 | 0 | 0 | 0 | 8956.4 | 0 | 0 | 28664.4 | 30459.1 | 22466.7 | 20:30 | 20200524 | 2100 | 7315 | 5383.1 | 0 | 0 | 0 | 910 | 1839 | 12891.7 | 353.1 | 0 | 0 | 0 | 0 | 0 | 8588.8 | 0 | 0 | 28691.8 | 30777 | 22641.5 | 20:30 | 20200928 | 2100 | 5968 | 3950 | 610.1 | 0 | 6.5 | 1085.7 | 2489 | 13978.6 | 898.8 | 0 | 0 | 0 | 321.4 | 0 | 8532.9 | 0 | 0 | 28986.4 | 30824.3 | 21693.8 | 20:30 | 20200928 | 2100 | 5968 | 3950 | 556.7 | 0 | 6.5 | 1085.7 | 2384 | 14813.2 | 915.4 | 0 | 0 | 0 | 311.4 | 0 | 8494.7 | 0 | 0 | 29679 | 31390.7 | 21981.2
21:00 | 20200524 | 2130 | 7315 | 5383.1 | 7 | 0 | 0 | 910 | 1839 | 12212.5 | 706.2 | 0 | 0 | 0 | 4.9 | 0 | 8886.8 | 0 | 0 | 28374.6 | 30467.9 | 22475.5 | 21:00 | 20200524 | 2130 | 7315 | 5383.1 | 7.8 | 0 | 0 | 910 | 1839 | 12594 | 353.1 | 0 | 0 | 0 | 5 | 0 | 8523.6 | 0 | 0 | 28403.6 | 30786.5 | 22651 | 21:00 | 20200928 | 2130 | 5968 | 3950 | 688.2 | 0 | 5.6 | 917 | 2489 | 11946.3 | 706.2 | 0 | 0 | 0 | 374.7 | 0 | 8241.5 | 0 | 0 | 26669.7 | 29153.2 | 20809.3 | 21:00 | 20200928 | 2130 | 5968 | 3949.5 | 626.9 | 0 | 5.6 | 917 | 2384 | 12676.6 | 802.5 | 0 | 0 | 0 | 363.3 | 0 | 8199.9 | 0 | 0 | 27329.8 | 29711.7 | 21088.8
21:30 | 20200524 | 2200 | 7315 | 5383.1 | 11.3 | 0 | 0 | 910 | 1839 | 10779.4 | 353.1 | 0 | 0 | 0 | 6.8 | 10.7 | 8454.7 | 0 | 0 | 26592.1 | 29237.6 | 21800.5 | 21:30 | 20200524 | 2200 | 7315 | 5379.7 | 12.5 | 0 | 0 | 910 | 1839 | 11175.5 | 0 | 0 | 0 | 0 | 6.9 | 10.3 | 8118.4 | 0 | 0 | 26632.7 | 28810.2 | 21564.3 | 21:30 | 20200928 | 2200 | 5968 | 3950 | 868.7 | 0 | 4.3 | 917 | 2489 | 9611.8 | 353.1 | 0 | 0 | 0 | 451.3 | 0.1 | 7928.4 | 0 | 0 | 24162.2 | 26772.3 | 19580.9 | 21:30 | 20200928 | 2200 | 5968 | 3950 | 792.7 | 0 | 4.3 | 917 | 2384 | 10066 | 706.2 | 0 | 0 | 0 | 437.3 | 0.1 | 7883.2 | 0 | 0 | 24788.5 | 27740.3 | 20079
22:00 | 20200524 | 2230 | 7315 | 5383.1 | 0 | 0 | 0 | 910 | 1839 | 9106.7 | 0 | 0 | 0 | 0 | 0 | 0 | 7952.7 | 0 | 0 | 24553.8 | 27133.1 | 20637.4 | 22:00 | 20200524 | 2230 | 7315 | 5383.1 | 0 | 0 | 0 | 910 | 1839 | 9160.1 | 0 | 0 | 0 | 0 | 0 | 0 | 7647.6 | 0 | 0 | 24607.2 | 27133.1 | 20637.4 | 22:00 | 20200928 | 2230 | 5968 | 3950 | 991.3 | 0 | 2.6 | 917 | 2489 | 7438.5 | 0 | 0 | 0 | 0 | 492 | 0 | 7623.9 | 0 | 0 | 21756.3 | 24603.8 | 18442.4 | 22:00 | 20200928 | 2230 | 5968 | 3950 | 906.4 | 0 | 2.6 | 917 | 2384 | 8221.5 | 0 | 0 | 0 | 0 | 476.3 | 0 | 7575.1 | 0 | 0 | 22348.9 | 24933.4 | 18585.3
22:30 | 20200524 | 2300 | 7315 | 5950 | 0 | 0 | 0 | 910 | 1839 | 6562.8 | 0 | 0 | 0 | 0 | 0 | 0 | 7469.9 | 0 | 0 | 22576.7 | 25228.9 | 19845.1 | 22:30 | 20200524 | 2300 | 7315 | 5950 | 0 | 0 | 0 | 910 | 1839 | 6628.6 | 0 | 0 | 0 | 0 | 0 | 0 | 7194.9 | 0 | 0 | 22642.6 | 25214 | 19837 | 22:30 | 20200928 | 2300 | 5968 | 3950 | 889.4 | 0 | 0 | 917 | 2489 | 5665.1 | 0 | 0 | 0 | 0 | 439.5 | 0 | 7375.3 | 0 | 0 | 19878.9 | 22758.8 | 17380.8 | 22:30 | 20200928 | 2300 | 5968 | 3950 | 813.1 | 0 | 0 | 917 | 2384 | 6408.6 | 0 | 0 | 0 | 0 | 425.4 | 0 | 7323.6 | 0 | 0 | 20441 | 23086.4 | 17526.7
23:00 | 20200524 | 2330 | 7315 | 5950 | 0 | 0 | 0 | 910 | 1839 | 5183.3 | 0 | 0 | 0 | 0 | 0 | 0 | 7133 | 0 | 0 | 21197.3 | 23487 | 18887.1 | 23:00 | 20200524 | 2330 | 7315 | 5950 | 0 | 0 | 0 | 910 | 1839 | 5257.8 | 0 | 0 | 0 | 0 | 0 | 0 | 6879 | 0 | 0 | 21271.8 | 23479 | 18882.7 | 23:00 | 20200928 | 2330 | 5968 | 3950 | 609.7 | 0 | 0 | 917 | 2298.5 | 4713.5 | 0 | 0 | 0 | 0 | 306 | 0 | 7174.9 | 0 | 0 | 18456.3 | 20869.3 | 16215.4 | 23:00 | 20200928 | 2330 | 5968 | 3950 | 557.1 | 0 | 0 | 917 | 2384 | 5215.1 | 0 | 0 | 0 | 0 | 296.3 | 0 | 7120.9 | 0 | 0 | 18990.7 | 21263.6 | 16408.6
23:30 | 20200524 | 2400 | 7315 | 4050 | 85.4 | 0 | 0 | 910 | 1839 | 6042.8 | 0 | 0 | 0 | 0 | 46.6 | 1 | 6911.5 | 0 | 0 | 20242.5 | 22534.7 | 17546.9 | 23:30 | 20200524 | 2400 | 7315 | 4050 | 91.3 | 0 | 0 | 910 | 1839 | 6116.4 | 0 | 0 | 0 | 0 | 47.7 | 0.9 | 6671.4 | 0 | 0 | 20321.7 | 22965.3 | 17786.3 | 23:30 | 20200928 | 2400 | 5968 | 3406.7 | 258.5 | 0 | 0 | 917 | 2298.5 | 4837.1 | 0 | 0 | 0 | 0 | 131.8 | 0 | 7053.3 | 0 | 0 | 17686.2 | 19975.6 | 15321.7 | 23:30 | 20200928 | 2400 | 5968 | 3950 | 236.4 | 0 | 0 | 917 | 2193.5 | 4936 | 0 | 0 | 0 | 0 | 127.7 | 0 | 6997.8 | 0 | 0 | 18200.9 | 20538.4 | 15865.6
Flexability Case C | [22 empty] | Flexability Case C | [22 empty] | Flexability Case C | [22 empty] | Flexability Case C
time | GDATE | GTIME | Nuclear | Interconnector Imp | Wind | Solar | Marine | Hydro | Biomass | Gas | Coal | Gas Oil | Storage Exp | Other Balancing | Dist. Wind | Dist. Solar | Dist. Other | Interconnector Exp | Storage Imp | Transmission Demand | Transmission Flexibility | Transmission Flexibility | time | GDATE | GTIME | Nuclear | Interconnector Imp | Wind | Solar | Marine | Hydro | Biomass | Gas | Coal | Gas Oil | Storage Exp | Other Balancing | Dist. Wind | Dist. Solar | Dist. Other | Interconnector Exp | Storage Imp | Transmission Demand | Transmission Flexibility | Transmission Flexibility | time | GDATE | GTIME | Nuclear | Interconnector Imp | Wind | Solar | Marine | Hydro | Biomass | Gas | Coal | Gas Oil | Storage Exp | Other Balancing | Dist. Wind | Dist. Solar | Dist. Other | Interconnector Exp | Storage Imp | Transmission Demand | Transmission Flexibility | Transmission Flexibility | time | GDATE | GTIME | Nuclear | Interconnector Imp | Wind | Solar | Marine | Hydro | Biomass | Gas | Coal | Gas Oil | Storage Exp | Other Balancing | Dist. Wind | Dist. Solar | Dist. Other | Interconnector Exp | Storage Imp | Transmission Demand | Transmission Flexibility | Transmission Flexibility
0:00 | 20200524 | 30 | 7315 | 4050 | 0 | 0 | 0 | 910 | 1839 | 6024.5 | 0 | 0 | 0 | 0 | 0 | 0 | 6874.5 | 0 | 0 | 20138.5 | 20282 | 16269.4 | 0:00 | 20200524 | 30 | 7315 | 4050 | 0 | 0 | 0 | 910 | 1839 | 6105.7 | 0 | 0 | 0 | 0 | 0 | 0 | 6636.6 | 0 | 0 | 20219.7 | 20279 | 16267.7 | 0:00 | 20200928 | 30 | 5968 | 3406.7 | 562.5 | 0 | 3.6 | 917 | 2489 | 2741.6 | 0 | 0 | 0 | 0 | 310.7 | 0 | 6870.5 | 0 | 0 | 16087.7 | 16380.1 | 13482.1 | 0:00 | 20200928 | 30 | 5968 | 3950 | 512.1 | 0 | 3.6 | 917 | 2384 | 2852.2 | 0 | 0 | 0 | 0 | 301.3 | 0 | 6812.9 | 0 | 0 | 16586.5 | 16843.3 | 13958.8
0:30 | 20200524 | 100 | 7315 | 4050 | 0 | 0 | 0 | 910 | 1839 | 5607.6 | 0 | 0 | 0 | 0 | 0 | 0 | 6772.7 | 0 | 0 | 19721.6 | 20282 | 16269.4 | 0:30 | 20200524 | 100 | 7315 | 4050 | 0 | 0 | 0 | 910 | 1839 | 5691.4 | 0 | 0 | 0 | 0 | 0 | 0 | 6541.2 | 0 | 0 | 19805.4 | 19847 | 16030.1 | 0:30 | 20200928 | 100 | 5968 | 3406.7 | 570.3 | 0 | 4.3 | 917 | 2489 | 2770.7 | 0 | 0 | 0 | 0 | 314 | 0.6 | 6875.9 | 0 | 0 | 16125.6 | 16388.9 | 13490.9 | 0:30 | 20200928 | 100 | 5968 | 3950 | 519.5 | 0 | 4.3 | 917 | 2384 | 2882.6 | 0 | 0 | 0 | 0 | 304.6 | 0.5 | 6818.4 | 0 | 0 | 16625.1 | 16851.5 | 13967
1:00 | 20200524 | 130 | 7315 | 4050 | 0 | 0 | 0 | 910 | 1839 | 5101.3 | 0 | 0 | 0 | 0 | 0 | 0 | 6649 | 0 | 0 | 19215.2 | 20281.9 | 16269.3 | 1:00 | 20200524 | 130 | 7315 | 4050 | 0 | 0 | 0 | 910 | 1839 | 5188.2 | 0 | 0 | 0 | 0 | 0 | 0 | 6425.3 | 0 | 0 | 19302.2 | 19442 | 15807.4 | 1:00 | 20200928 | 130 | 5968 | 3406.7 | 520.8 | 0 | 4.7 | 917 | 2489 | 2530.3 | 0 | 0 | 0 | 0 | 288.3 | 1 | 6835.5 | 0 | 0 | 15837 | 15935.7 | 13220 | 1:00 | 20200928 | 130 | 5968 | 3950 | 475.4 | 0 | 4.7 | 917 | 2384 | 2632.6 | 0 | 0 | 0 | 0 | 279.6 | 0.9 | 6777.5 | 0 | 0 | 16331.1 | 16377.5 | 13686.5
1:30 | 20200524 | 200 | 7315 | 4050 | 0 | 0 | 0 | 910 | 1839 | 4686.4 | 0 | 0 | 0 | 0 | 0.5 | 1.1 | 6548.4 | 0 | 0 | 18801.4 | 18988 | 15558.1 | 1:30 | 20200524 | 200 | 7315 | 4050 | 0 | 0 | 0 | 910 | 1839 | 4775.9 | 0 | 0 | 0 | 0 | 0.6 | 1.1 | 6330.8 | 0 | 0 | 18891 | 19018.1 | 15574.7 | 1:30 | 20200928 | 200 | 5968 | 3406.7 | 531.6 | 0 | 4.7 | 917 | 2489 | 2116 | 0 | 0 | 0 | 0 | 294.3 | 0.5 | 6784.2 | 0 | 0 | 15433 | 15514 | 12992.7 | 1:30 | 20200928 | 200 | 5968 | 3950 | 484.9 | 0 | 4.7 | 917 | 2384 | 2213.5 | 0 | 0 | 0 | 0 | 285.4 | 0.4 | 6725.5 | 0 | 0 | 15921.4 | 15961.9 | 13462.2
2:00 | 20200524 | 230 | 7315 | 4050 | 0 | 0 | 0 | 910 | 1839 | 4396 | 0 | 0 | 0 | 0 | 0 | 0 | 6476.8 | 0 | 0 | 18510 | 18555 | 15319.5 | 2:00 | 20200524 | 230 | 7315 | 4050 | 0 | 0 | 0 | 910 | 1839 | 4487.5 | 0 | 0 | 0 | 0 | 0 | 0 | 6263.8 | 0 | 0 | 18601.5 | 19017 | 15573.6 | 2:00 | 20200928 | 230 | 5968 | 3406.7 | 575.1 | 0 | 4.3 | 917 | 2489 | 1818.2 | 0 | 0 | 0 | 0 | 317.5 | 0 | 6754.2 | 0 | 0 | 15177.5 | 15556.3 | 13035 | 2:00 | 20200928 | 230 | 5968 | 3950 | 523.8 | 0 | 4.3 | 917 | 2384 | 1916.6 | 0 | 0 | 0 | 0 | 308 | 0 | 6695.2 | 0 | 0 | 15662.9 | 16000.3 | 13500.6
2:30 | 20200524 | 300 | 7315 | 4050 | 0 | 0 | 0 | 910 | 1839 | 4269.5 | 0 | 0 | 0 | 0 | 0 | 0 | 6446 | 0 | 0 | 18383.5 | 18555 | 15319.5 | 2:30 | 20200524 | 300 | 7315 | 4050 | 0 | 0 | 0 | 910 | 1839 | 4361.8 | 0 | 0 | 0 | 0 | 0 | 0 | 6234.8 | 0 | 0 | 18475.8 | 18497 | 15287.6 | 2:30 | 20200928 | 300 | 5968 | 3406.7 | 604.8 | 0 | 3.6 | 917 | 2489 | 1647.8 | 0 | 0 | 0 | 0 | 334.4 | 0.3 | 6738.3 | 0 | 0 | 15037 | 15586.2 | 13064.8 | 2:30 | 20200928 | 300 | 5968 | 3950 | 551.6 | 0 | 3.6 | 917 | 2384 | 1747.7 | 0 | 0 | 0 | 0 | 324.3 | 0.2 | 6679.1 | 0 | 0 | 15521.2 | 16027.5 | 13527.8
3:00 | 20200524 | 330 | 7315 | 4050 | 0 | 0 | 0 | 910 | 1839 | 4009.5 | 0 | 0 | 0 | 0 | 0 | 0.1 | 6382.5 | 0 | 0 | 18123.4 | 18554.9 | 15319.4 | 3:00 | 20200524 | 330 | 7315 | 4050 | 0 | 0 | 0 | 910 | 1839 | 4103.4 | 0 | 0 | 0 | 0 | 0 | 0.1 | 6175.3 | 0 | 0 | 18217.4 | 18497 | 15287.6 | 3:00 | 20200928 | 330 | 5968 | 3402.9 | 651.8 | 0 | 2.6 | 917 | 2489 | 1600.8 | 0 | 0 | 0 | 0 | 360.3 | 0 | 6740.9 | 0 | 0 | 15031.7 | 15627.9 | 13106.5 | 3:00 | 20200928 | 330 | 5968 | 3950 | 593.3 | 0 | 2.6 | 917 | 2384 | 1702 | 0 | 0 | 0 | 0 | 349.4 | 0 | 6681.8 | 0 | 0 | 15516.9 | 15548.9 | 13283.1
3:30 | 20200524 | 400 | 7315 | 4050 | 0 | 0 | 0 | 910 | 1839 | 3029.7 | 0 | 0 | 0 | 0 | 0.1 | 58.9 | 6157.7 | 0 | 0 | 17143.8 | 17156.1 | 14550.2 | 3:30 | 20200524 | 400 | 7315 | 4050 | 0 | 0 | 0 | 910 | 1839 | 3131.5 | 0 | 0 | 0 | 0 | 0.1 | 56.9 | 5964.4 | 0 | 0 | 17245.6 | 17625.1 | 14808.1 | 3:30 | 20200928 | 400 | 5968 | 3406.7 | 739.3 | 0 | 0 | 917 | 2489 | 1576.5 | 0 | 0 | 0 | 0 | 409 | 0 | 6755.6 | 0 | 0 | 15096.6 | 15717.1 | 13195.8 | 3:30 | 20200928 | 400 | 5968 | 3950 | 672.9 | 0 | 0 | 917 | 2384 | 1692.4 | 0 | 0 | 0 | 0 | 396.7 | 0 | 6696.6 | 0 | 0 | 15584.9 | 15626.5 | 13360.8
4:00 | 20200524 | 430 | 7315 | 4050 | 0 | 0 | 0 | 910 | 1839 | 2472 | 0 | 0 | 0 | 0 | 0 | 342.4 | 6090.7 | 0 | 0 | 16586 | 17156 | 14550.1 | 4:00 | 20200524 | 430 | 7315 | 4050 | 0 | 0 | 0 | 910 | 1839 | 2584.9 | 0 | 0 | 0 | 0 | 0 | 331 | 5901.6 | 0 | 0 | 16698.9 | 17195 | 14571.5 | 4:00 | 20200928 | 430 | 5968 | 3406.7 | 811.7 | 0 | 0 | 917 | 2489 | 2159.5 | 0 | 0 | 0 | 0 | 448.3 | 0 | 6844.9 | 0 | 0 | 15750.9 | 15788.4 | 13267.1 | 4:00 | 20200928 | 430 | 5968 | 3950 | 738.5 | 0 | 0 | 917 | 2384 | 2293.6 | 0 | 0 | 0 | 0 | 434.8 | 0 | 6787 | 0 | 0 | 16250.8 | 16636.2 | 13945.2
4:30 | 20200524 | 500 | 7315 | 4050 | 0 | 0 | 0 | 910 | 1839 | 2028.2 | 0 | 0 | 0 | 0 | 0 | 1017.1 | 6147 | 0 | 0 | 16142.2 | 16251 | 14052.3 | 4:30 | 20200524 | 500 | 7315 | 4050 | 0 | 0.2 | 0 | 910 | 1839 | 2161.9 | 0 | 0 | 0 | 0 | 0 | 983.2 | 5954.5 | 0 | 0 | 16276.1 | 16290.2 | 14074 | 4:30 | 20200928 | 500 | 5968 | 3406.7 | 812.2 | 0 | 0 | 917 | 2489 | 3394.7 | 0 | 0 | 0 | 0 | 448.7 | 5.5 | 7004.8 | 0 | 0 | 16986.9 | 17921.2 | 14440.5 | 4:30 | 20200928 | 500 | 5968 | 3950 | 739.6 | 0 | 0 | 917 | 2384 | 3548.2 | 0 | 0 | 0 | 0 | 435.2 | 4.7 | 6948.7 | 0 | 0 | 17506.2 | 18392 | 14911.3
5:00 | 20200524 | 530 | 7315 | 4050 | 0 | 0 | 0 | 910 | 1839 | 1958.3 | 0 | 0 | 0 | 0 | 0 | 2108.4 | 6396.5 | 0 | 0 | 16072.3 | 16251 | 14052.3 | 5:00 | 20200524 | 530 | 7315 | 4050 | 0 | 0.5 | 0 | 910 | 1839 | 2121.6 | 0 | 0 | 0 | 0 | 0 | 2038.2 | 6188.4 | 0 | 0 | 16236.1 | 16290.5 | 14074.2 | 5:00 | 20200928 | 530 | 5968 | 3406.7 | 791.6 | 0 | 0 | 917 | 2489 | 6676.3 | 0 | 0 | 0 | 0 | 438 | 0 | 7422.8 | 0 | 0 | 20249.1 | 20508.8 | 15854.9 | 5:00 | 20200928 | 530 | 5968 | 3950 | 720.7 | 0 | 0 | 917 | 2384 | 6875.4 | 0 | 0 | 0 | 0 | 424.8 | 0 | 7371.6 | 0 | 0 | 20815.8 | 21023.4 | 16350.6
5:30 | 20200524 | 600 | 7315 | 4050 | 0 | 0 | 0 | 910 | 1839 | 1525.2 | 0 | 0 | 0 | 0 | 0.3 | 3569.8 | 6647.7 | 0 | 0 | 15639.7 | 15821.5 | 13816.3 | 5:30 | 20200524 | 600 | 7315 | 4050 | 0 | 0.8 | 0 | 910 | 1839 | 1730.2 | 0 | 0 | 0 | 0 | 0.3 | 3451 | 6424 | 0 | 0 | 15845.6 | 15859.4 | 13837.6 | 5:30 | 20200928 | 600 | 5968 | 3406.7 | 808.4 | 0 | 2.6 | 917 | 2489 | 10265.6 | 0 | 0 | 0 | 0 | 446.8 | 0 | 7888.5 | 0 | 0 | 23856.6 | 23877 | 17715.6 | 5:30 | 20200928 | 600 | 5968 | 3950 | 735.4 | 0 | 2.6 | 917 | 2384 | 10520.5 | 0 | 0 | 0 | 0 | 433.4 | 0 | 7842.7 | 0 | 0 | 24477.7 | 24763.2 | 18415.1
6:00 | 20200524 | 630 | 7315 | 4050 | 0.5 | 0 | 0 | 910 | 1839 | 1476.7 | 0 | 0 | 0 | 0 | 0.9 | 5206.2 | 7035.9 | 0 | 0 | 15592.2 | 15822.5 | 13817.3 | 6:00 | 20200524 | 630 | 7315 | 4050 | 0.7 | 1.2 | 0 | 910 | 1839 | 1725.7 | 0 | 0 | 0 | 0 | 0.9 | 5032.8 | 6787.9 | 0 | 0 | 15842.7 | 15861 | 13839.2 | 6:00 | 20200928 | 630 | 5968 | 3406.7 | 833.4 | 0 | 3.8 | 917 | 2489 | 13615.9 | 1284 | 0 | 0 | 0 | 460.9 | 62.9 | 8023.4 | 0 | 0 | 28518 | 28754.1 | 20410.2 | 6:00 | 20200928 | 630 | 5968 | 3950 | 758.8 | 0 | 3.8 | 917 | 2384 | 13947.1 | 1284 | 0 | 0 | 0 | 447 | 54.1 | 7984.1 | 0 | 0 | 29213 | 29842.9 | 21220
6:30 | 20200524 | 700 | 7315 | 5950 | 1 | 0 | 0 | 910 | 1396.2 | 0 | 0 | 0 | 0 | 0 | 1.5 | 6830.7 | 7428.3 | 0 | 0 | 15574 | 16016.8 | 14779.8 | 6:30 | 20200524 | 700 | 7315 | 5950 | 1.3 | 1.5 | 0 | 910 | 1689 | 0 | 0 | 0 | 0 | 0 | 1.5 | 6603.2 | 7155.9 | 0 | 0 | 15868.4 | 16018.4 | 14781.4 | 6:30 | 20200928 | 700 | 5968 | 3950 | 831.1 | 0 | 4.8 | 1158 | 2489 | 14962.3 | 1284 | 0 | 0 | 0 | 458.9 | 313.1 | 7854.4 | 0 | 0 | 30647.4 | 31044.1 | 21913.6 | 6:30 | 20200928 | 700 | 5968 | 3946.6 | 756.4 | 0 | 4.8 | 1158 | 2384 | 15904 | 1284 | 0 | 0 | 0 | 445.1 | 269.4 | 7818 | 0 | 0 | 31406.5 | 31586.5 | 22177
7:00 | 20200524 | 730 | 7315 | 5950 | 0 | 0 | 0 | 910 | 1613.2 | 242 | 0 | 0 | 0 | 0 | 0 | 8438.2 | 7931.8 | 0 | 0 | 16030.2 | 16454 | 15019 | 7:00 | 20200524 | 730 | 7315 | 5950 | 0 | 1.8 | 0 | 910 | 1839 | 349.3 | 0 | 0 | 0 | 0 | 0 | 8157.1 | 7628.1 | 0 | 0 | 16365.1 | 16454.8 | 15020.2 | 7:00 | 20200928 | 730 | 5968 | 3950 | 789 | 0 | 5.3 | 1158 | 2489 | 16148.6 | 1284 | 0 | 0 | 0 | 436.8 | 699.3 | 7573.5 | 0 | 0 | 31792.8 | 31815.2 | 22319.3 | 7:00 | 20200928 | 730 | 5968 | 3950 | 719.2 | 0 | 5.3 | 1158 | 2384 | 17152.8 | 1284 | 0 | 0 | 0 | 423.7 | 601.6 | 7538.8 | 0 | 0 | 32621.5 | 33183.7 | 23040.3
7:30 | 20200524 | 800 | 7315 | 5383.1 | 0 | 0 | 0 | 910 | 1839 | 370 | 0 | 0 | 0 | 0 | 0 | 10034.2 | 8269.5 | 0 | 0 | 15817.1 | 15887.1 | 14452.1 | 7:30 | 20200524 | 800 | 7315 | 5383.1 | 0 | 2.1 | 0 | 910 | 1839 | 747.3 | 0 | 0 | 0 | 0 | 0 | 9699.9 | 7944.7 | 0 | 0 | 16196.5 | 16313.2 | 14687.3 | 7:30 | 20200928 | 800 | 5968 | 3950 | 724.9 | 0 | 5.5 | 1158 | 2489 | 16398.1 | 1284 | 0 | 0 | 0 | 403 | 1146.2 | 7175 | 0 | 0 | 31976.4 | 32568.3 | 22703.9 | 7:30 | 20200928 | 800 | 5968 | 3950 | 658.1 | 0 | 5.5 | 1158 | 2384 | 17460.6 | 1284 | 0 | 0 | 0 | 390.9 | 986.2 | 7140.5 | 0 | 0 | 32869.1 | 33123.5 | 22980.1
8:00 | 20200524 | 830 | 7315 | 5383.1 | 0 | 0 | 0 | 910 | 1839 | 551 | 0 | 0 | 0 | 0 | 0 | 11483.1 | 8667.6 | 0 | 0 | 15998.1 | 16317.1 | 14688.6 | 8:00 | 20200524 | 830 | 7315 | 5383.1 | 0 | 2.4 | 0 | 910 | 1839 | 966.1 | 0 | 0 | 0 | 0 | 0 | 11100.5 | 8317.9 | 0 | 0 | 16415.6 | 17193.5 | 15171.7 | 8:00 | 20200928 | 830 | 5968 | 3950 | 718.9 | 0 | 5.3 | 1158 | 2489 | 17422.4 | 1284 | 0 | 0 | 0 | 398.1 | 1557.9 | 6883.5 | 0 | 0 | 32996.6 | 33279.2 | 23093 | 8:00 | 20200928 | 830 | 5968 | 3950 | 655.2 | 0 | 5.3 | 1158 | 2384 | 18556.6 | 1284 | 0 | 0 | 0 | 386.1 | 1340.5 | 6850.6 | 0 | 0 | 33961.6 | 34243 | 23594.2
8:30 | 20200524 | 900 | 7315 | 5383.1 | 32.6 | 0 | 0 | 910 | 1839 | 515.1 | 0 | 0 | 0 | 0 | 17.7 | 12687.1 | 8965 | 0 | 0 | 15994.7 | 16349.6 | 14721.1 | 8:30 | 20200524 | 900 | 7315 | 5383.1 | 34.6 | 2.7 | 0 | 910 | 1839 | 959.6 | 0 | 0 | 0 | 0 | 18.1 | 12264.4 | 8596.8 | 0 | 0 | 16444.1 | 17228.5 | 15206.7 | 8:30 | 20200928 | 900 | 5968 | 3950 | 844.4 | 0 | 4.6 | 1158 | 2489 | 17722.5 | 1284 | 0 | 0 | 0 | 452.7 | 1889.8 | 6512.6 | 0 | 0 | 33420.5 | 33811 | 23441.2 | 8:30 | 20200928 | 900 | 5968 | 3950 | 769.5 | 0 | 4.6 | 1158 | 2384 | 18921.2 | 1284 | 0 | 0 | 0 | 438.9 | 1626 | 6480.2 | 0 | 0 | 34439.6 | 35181.4 | 24161.4
9:00 | 20200524 | 930 | 7315 | 5383.1 | 68.9 | 0 | 0 | 910 | 1839 | 320.8 | 0 | 0 | 0 | 0 | 37.5 | 13839.3 | 9212.7 | 0 | 0 | 15836.8 | 15956 | 14520.9 | 9:00 | 20200524 | 930 | 7315 | 5383.1 | 73 | 2.9 | 0 | 910 | 1839 | 794.1 | 0 | 0 | 0 | 0 | 38.4 | 13378.3 | 8829.1 | 0 | 0 | 16317.6 | 16387.5 | 14761.7 | 9:00 | 20200928 | 930 | 5968 | 3950 | 1006 | 0 | 3.6 | 1158 | 2489 | 17162.4 | 1284 | 0 | 0 | 0 | 525.4 | 2323 | 6526.3 | 0 | 0 | 33021.1 | 33563.7 | 23377.5 | 9:00 | 20200928 | 930 | 5968 | 3950 | 917.6 | 0 | 3.6 | 1158 | 2384 | 18439 | 1284 | 0 | 0 | 0 | 509.1 | 1998.8 | 6494.1 | 0 | 0 | 34104.6 | 34503.6 | 23854.8
9:30 | 20200524 | 1000 | 7315 | 5377 | 88.7 | 0 | 0 | 910 | 1195.9 | 0 | 0 | 0 | 0 | 0 | 48.4 | 15070 | 9283.8 | 0 | 0 | 14886.9 | 14895 | 13943.7 | 9:30 | 20200524 | 1000 | 7315 | 5377 | 95.3 | 3.2 | 0 | 910 | 1706.5 | 0 | 0 | 0 | 0 | 0 | 49.6 | 14567.9 | 8895.9 | 0 | 0 | 15406.6 | 15539.1 | 14302.1 | 9:30 | 20200928 | 1000 | 5968 | 3950 | 1096.2 | 0 | 2.3 | 1158 | 2489 | 16697.3 | 1284 | 0 | 0 | 0 | 567.5 | 3014.5 | 6572.3 | 0 | 0 | 32644.8 | 32937.5 | 23073.1 | 9:30 | 20200928 | 1000 | 5968 | 3950 | 1000.5 | 0 | 2.3 | 1158 | 2384 | 18084.1 | 1284 | 0 | 0 | 0 | 549.8 | 2594.5 | 6540.7 | 0 | 0 | 33830.8 | 34176.7 | 23711.5
10:00 | 20200524 | 1030 | 7315 | 5377 | 112.1 | 0 | 0 | 910 | 610.1 | 0 | 0 | 0 | 0 | 0 | 61.3 | 15967.6 | 9368.9 | 0 | 0 | 14324.7 | 14528.6 | 13752.8 | 10:00 | 20200524 | 1030 | 7315 | 5377 | 120.2 | 3.4 | 0 | 910 | 1146.3 | 0 | 0 | 0 | 0 | 0 | 62.7 | 15435.6 | 8975.6 | 0 | 0 | 14871.9 | 15174.6 | 14113 | 10:00 | 20200928 | 1030 | 5968 | 3950 | 1092.1 | 0 | 0 | 1158 | 2489 | 16142.2 | 1284 | 0 | 0 | 0 | 573.2 | 3799.1 | 6601.9 | 0 | 0 | 32083.6 | 32112.4 | 22616.5 | 10:00 | 20200928 | 1030 | 5968 | 3950 | 997 | 0 | 0 | 1158 | 2384 | 17641.7 | 1284 | 0 | 0 | 0 | 555.4 | 3270 | 6570.5 | 0 | 0 | 33382.3 | 33455.6 | 23312.2
10:30 | 20200524 | 1100 | 7315 | 5377 | 158.2 | 0 | 0 | 910 | 747.3 | 0 | 0 | 0 | 0 | 0 | 86.4 | 16203.3 | 9477.4 | 0 | 0 | 14508.4 | 14575.1 | 13799.3 | 10:30 | 20200524 | 1100 | 7315 | 5377 | 169.9 | 3.5 | 0 | 910 | 1284.6 | 0 | 0 | 0 | 0 | 0 | 88.3 | 15663.6 | 9077.4 | 0 | 0 | 15060 | 15224.4 | 14162.9 | 10:30 | 20200928 | 1100 | 5968 | 3950 | 1023.3 | 0 | 0 | 1158 | 2489 | 15712.8 | 1284 | 0 | 0 | 0 | 556 | 4450.6 | 6619.2 | 0 | 0 | 31584.7 | 32042.9 | 22547 | 10:30 | 20200928 | 1100 | 5968 | 3950 | 931.9 | 0 | 0 | 1158 | 2384 | 17299.5 | 1284 | 0 | 0 | 0 | 539.2 | 3830.3 | 6588.1 | 0 | 0 | 32975.6 | 33391.1 | 23247.7
11:00 | 20200524 | 1130 | 7315 | 5377 | 204.8 | 0 | 0 | 910 | 661.5 | 0 | 0 | 0 | 0 | 0 | 111.1 | 16322.1 | 9502.5 | 0 | 0 | 14467.6 | 14620.1 | 13844.3 | 11:00 | 20200524 | 1130 | 7315 | 5377 | 218 | 3.6 | 0 | 910 | 1198.6 | 0 | 0 | 0 | 0 | 0 | 113.6 | 15778.4 | 9100.9 | 0 | 0 | 15022 | 15272.4 | 14210.9 | 11:00 | 20200928 | 1130 | 5968 | 3950 | 1029.5 | 0 | 0 | 1158 | 2489 | 15356.6 | 1284 | 0 | 0 | 0 | 563.5 | 4821.5 | 6622.9 | 0 | 0 | 31235 | 31237.4 | 22106.9 | 11:00 | 20200928 | 1130 | 5968 | 3950 | 937.6 | 0 | 0 | 1158 | 2384 | 16997.2 | 1284 | 0 | 0 | 0 | 546.5 | 4148.8 | 6591.9 | 0 | 0 | 32678.9 | 33396.7 | 23253.3
11:30 | 20200524 | 1200 | 7315 | 5377 | 227.7 | 0 | 0 | 910 | 95.6 | 0 | 0 | 0 | 0 | 0 | 124.3 | 16774.5 | 9483.7 | 0 | 0 | 13924.9 | 13963.3 | 13493.5 | 11:30 | 20200524 | 1200 | 7315 | 5377 | 242 | 3.6 | 0 | 910 | 647 | 0 | 0 | 0 | 0 | 0 | 127.2 | 16215.7 | 9083.2 | 0 | 0 | 14494.5 | 14661.5 | 13885.7 | 11:30 | 20200928 | 1200 | 5968 | 3950 | 1211.1 | 0 | 2.3 | 1158 | 2489 | 14808.7 | 1284 | 0 | 0 | 0 | 627.3 | 4851.6 | 6588.1 | 0 | 0 | 30870.7 | 31021 | 22070.5 | 11:30 | 20200928 | 1200 | 5968 | 3950 | 1105.2 | 0 | 2.3 | 1158 | 2384 | 16466.6 | 1284 | 0 | 0 | 0 | 607.8 | 4174.2 | 6556.6 | 0 | 0 | 32317.8 | 32747.2 | 22972.3
12:00 | 20200524 | 1230 | 7315 | 5377 | 268.8 | 0 | 0 | 445.7 | 0 | 0 | 0 | 0 | 2.9 | 0 | 145.8 | 16760.7 | 9359.6 | 0 | 0 | 13409 | 13412.3 | 13210.3 | 12:00 | 20200524 | 1230 | 7315 | 5375.5 | 285.7 | 3.6 | 0 | 910 | 90.9 | 0 | 0 | 0 | 0 | 0 | 149.1 | 16202.4 | 8966.9 | 0 | 0 | 13980.9 | 14024 | 13554.2 | 12:00 | 20200928 | 1230 | 5968 | 3950 | 1380.4 | 0 | 3.7 | 1049.5 | 2489 | 14580.1 | 1284 | 0 | 0 | 0 | 682 | 4749.9 | 6560.7 | 0 | 0 | 30705 | 31192.4 | 22241.9 | 12:00 | 20200928 | 1230 | 5968 | 3950 | 1261.8 | 0 | 3.7 | 1158 | 2384 | 16127.5 | 1284 | 0 | 0 | 0 | 660.2 | 4086.7 | 6528.9 | 0 | 0 | 32137 | 32905.5 | 23130.6
12:30 | 20200524 | 1300 | 7315 | 5377 | 350.6 | 0 | 0 | 876 | 0 | 0 | 0 | 0 | 0.7 | 0 | 188 | 15584.8 | 9207.4 | 0 | 0 | 13919.4 | 13928.4 | 13530.2 | 12:30 | 20200524 | 1300 | 7315 | 5377 | 376 | 3.6 | 0 | 910 | 473.2 | 0 | 0 | 0 | 0 | 0 | 191.9 | 15065.9 | 8824.2 | 0 | 0 | 14455.2 | 14796 | 14020.2 | 12:30 | 20200928 | 1300 | 5968 | 3950 | 1350.8 | 0 | 4.9 | 1049.5 | 2489 | 14399.7 | 1284 | 0 | 0 | 0 | 663.7 | 4696 | 6524.4 | 0 | 0 | 30495.2 | 31163 | 22212.5 | 12:30 | 20200928 | 1300 | 5968 | 3950 | 1234.2 | 0 | 4.9 | 1158 | 2384 | 15931.9 | 1284 | 0 | 0 | 0 | 642.4 | 4040.3 | 6492.2 | 0 | 0 | 31914.9 | 32067 | 22657.5
13:00 | 20200524 | 1330 | 7315 | 5377 | 378.8 | 0 | 0 | 910 | 681.8 | 0 | 0 | 0 | 0 | 0 | 203.1 | 14216.2 | 9058.5 | 0 | 0 | 14663 | 14795.2 | 14019.4 | 13:00 | 20200524 | 1330 | 7315 | 5377 | 407.3 | 3.6 | 0 | 910 | 1143.1 | 0 | 0 | 0 | 0 | 0 | 207.3 | 13743.2 | 8684.6 | 0 | 0 | 15156.5 | 15462.4 | 14400.9 | 13:00 | 20200928 | 1330 | 5968 | 3950 | 1205.2 | 0 | 5.7 | 1049.5 | 2489 | 14616.7 | 1284 | 0 | 0 | 0 | 610 | 4479.6 | 6498.9 | 0 | 0 | 30567.6 | 31018.4 | 22067.9 | 13:00 | 20200928 | 1330 | 5968 | 3950 | 1099.9 | 0 | 5.7 | 1158 | 2384 | 16101.8 | 1284 | 0 | 0 | 0 | 590.8 | 3854.5 | 6466.5 | 0 | 0 | 31951.7 | 32745.9 | 22971
13:30 | 20200524 | 1400 | 7315 | 5383.1 | 288.6 | 0 | 0 | 910 | 940.1 | 0 | 0 | 0 | 0 | 0 | 157.3 | 13665.1 | 8955.2 | 0 | 0 | 14836.7 | 15100.6 | 14149.3 | 13:30 | 20200524 | 1400 | 7315 | 5383.1 | 307.3 | 3.5 | 0 | 910 | 1395.8 | 0 | 0 | 0 | 0 | 0 | 161 | 13210.6 | 8587.6 | 0 | 0 | 15314.9 | 15368.1 | 14306.5 | 13:30 | 20200928 | 1400 | 5968 | 3950 | 1074.5 | 0 | 6 | 1158 | 2489 | 15002.2 | 1284 | 0 | 0 | 0 | 571.2 | 3893.1 | 6465.2 | 0 | 0 | 30931 | 31287.8 | 22157.3 | 13:30 | 20200928 | 1400 | 5968 | 3950 | 979.5 | 0 | 6 | 1158 | 2384 | 16498.3 | 1284 | 0 | 0 | 0 | 553.6 | 3350.2 | 6432.3 | 0 | 0 | 32227.4 | 32625.1 | 22850.2
14:00 | 20200524 | 1430 | 7315 | 5383.1 | 248.7 | 0 | 0 | 910 | 1277.6 | 0 | 0 | 0 | 0 | 0 | 132.6 | 13438.7 | 8966.8 | 0 | 0 | 15135.3 | 15696.7 | 14459.7 | 14:00 | 20200524 | 1430 | 7315 | 5383.1 | 269.5 | 3.3 | 0 | 910 | 1722 | 0 | 0 | 0 | 3.8 | 0 | 135.1 | 12991.5 | 8598.5 | 0 | 0 | 15607.1 | 15724.1 | 14487.1 | 14:00 | 20200928 | 1430 | 5968 | 3950 | 988 | 0 | 5.9 | 1158 | 2489 | 15617.3 | 1284 | 0 | 0 | 0 | 546 | 3127.2 | 6431.4 | 0 | 0 | 31459.7 | 32013.4 | 22517.5 | 14:00 | 20200928 | 1430 | 5968 | 3950 | 899.2 | 0 | 5.9 | 1158 | 2384 | 16994.5 | 1284 | 0 | 0 | 0 | 529.6 | 2691.5 | 6398.2 | 0 | 0 | 32643.7 | 33364.2 | 23220.8
14:30 | 20200524 | 1500 | 7315 | 5383.1 | 400.1 | 0 | 0 | 910 | 1690.3 | 0 | 0 | 0 | 0 | 0 | 197 | 12843.3 | 8974.8 | 0 | 0 | 15699.4 | 15848.1 | 14611 | 14:30 | 20200524 | 1500 | 7315 | 5383.1 | 449.8 | 3.1 | 0 | 910 | 1839 | 253.6 | 0 | 0 | 0 | 0 | 198.4 | 12415.8 | 8606 | 0 | 0 | 16152.4 | 16337.8 | 14903.2 | 14:30 | 20200928 | 1500 | 5968 | 3950 | 941.8 | 0 | 5.4 | 1158 | 2489 | 16872.9 | 1284 | 0 | 0 | 0 | 521.3 | 2413.5 | 6492.1 | 0 | 0 | 32668.6 | 32785.7 | 22921.2 | 14:30 | 20200928 | 1500 | 5968 | 3950 | 856.7 | 0 | 5.4 | 1158 | 2384 | 18153 | 1284 | 0 | 0 | 0 | 505.6 | 2077.3 | 6459.4 | 0 | 0 | 33759.6 | 34036.6 | 23571.4
15:00 | 20200524 | 1530 | 7315 | 5383.1 | 514.2 | 0 | 0 | 910 | 1839 | 749.3 | 0 | 0 | 0 | 0 | 247.9 | 11886.1 | 9000.4 | 0 | 0 | 16710.3 | 16831 | 15202.5 | 15:00 | 20200524 | 1530 | 7315 | 5383.1 | 579.8 | 2.9 | 0 | 910 | 1839 | 1101.6 | 0 | 0 | 0 | 0 | 249 | 11490.5 | 8630 | 0 | 0 | 17131 | 17773.4 | 15751.6 | 15:00 | 20200928 | 1530 | 5968 | 3950 | 889.1 | 0 | 4.4 | 1158 | 2489 | 18437.4 | 1284 | 0 | 0 | 0 | 486.3 | 1748.4 | 6596.6 | 0 | 0 | 34180.4 | 34681 | 23939.9 | 15:00 | 20200928 | 1530 | 5968 | 3950 | 810.1 | 0 | 4.4 | 1158 | 2384 | 19631.1 | 1284 | 0 | 0 | 0 | 471.5 | 1504.8 | 6565.2 | 0 | 0 | 35190 | 35221.9 | 24201.9
15:30 | 20200524 | 1600 | 7315 | 5383.1 | 380.6 | 0 | 0 | 910 | 1839 | 2243 | 0 | 0 | 0 | 0 | 190.3 | 10723.8 | 9034.7 | 0 | 0 | 18070.6 | 18869.6 | 16263.7 | 15:30 | 20200524 | 1600 | 7315 | 5383.1 | 422.8 | 2.6 | 0 | 910 | 1839 | 2578.6 | 0 | 0 | 0 | 0 | 192.3 | 10366.9 | 8662.2 | 0 | 0 | 18450.8 | 18953.2 | 16329.7 | 15:30 | 20200928 | 1600 | 5968 | 3950 | 789.6 | 0 | 3.1 | 1158 | 2489 | 20091.4 | 1284 | 0 | 0 | 0 | 433.2 | 1101.8 | 6706.6 | 0 | 0 | 35734.2 | 36367.8 | 24822.6 | 15:30 | 20200928 | 1600 | 5968 | 3950 | 719.7 | 0 | 3.1 | 1158 | 2384 | 21197.6 | 1284 | 0 | 0 | 0 | 420.1 | 948.2 | 6676.5 | 0 | 0 | 36664.9 | 36682.3 | 24963.9
16:00 | 20200524 | 1630 | 7315 | 5377 | 246.7 | 0 | 0 | 910 | 1839 | 3812.1 | 0 | 0 | 0 | 0 | 131.1 | 9410.2 | 9048.4 | 0 | 0 | 19499.9 | 19689.8 | 16651.8 | 16:00 | 20200524 | 1630 | 7315 | 5377 | 265.8 | 2.3 | 0 | 910 | 1839 | 4125.8 | 0 | 0 | 0 | 0 | 133.6 | 9097.1 | 8675.1 | 0 | 0 | 19835.5 | 20092.7 | 16883.3 | 16:00 | 20200928 | 1630 | 5968 | 3950 | 656.8 | 0 | 0 | 1158 | 2489 | 20604.3 | 1284 | 0 | 0 | 0 | 362.9 | 571.5 | 7390.5 | 0 | 0 | 36109.7 | 36230.4 | 24685.2 | 16:00 | 20200928 | 1630 | 5968 | 3950 | 598.6 | 0 | 0 | 1158 | 2384 | 21628.6 | 1284 | 0 | 0 | 0 | 352 | 491.8 | 7361 | 0 | 0 | 36970.4 | 37651.8 | 25440.6
16:30 | 20200524 | 1700 | 7315 | 5377 | 354 | 0 | 0 | 910 | 1839 | 5085.1 | 0 | 0 | 0 | 0 | 176.5 | 7956.4 | 9041.8 | 0 | 0 | 20880.9 | 21963.8 | 17951.1 | 16:30 | 20200524 | 1700 | 7315 | 5377 | 396.5 | 2 | 0 | 910 | 1839 | 5331.3 | 0 | 0 | 0 | 0 | 178.1 | 7691.7 | 8668.9 | 0 | 0 | 21169.1 | 21570.8 | 17753.9 | 16:30 | 20200928 | 1700 | 5968 | 3950 | 519.5 | 0 | 0 | 1158 | 2489 | 20679.5 | 1284 | 0 | 0 | 0 | 285 | 251.9 | 8044.2 | 0 | 0 | 36047.6 | 36093.1 | 24547.9 | 16:30 | 20200928 | 1700 | 5968 | 3950 | 473.8 | 0 | 0 | 1158 | 2384 | 21647 | 1284 | 0 | 0 | 0 | 276.4 | 216.8 | 8014.9 | 0 | 0 | 36863.9 | 37526.9 | 25315.7
17:00 | 20200524 | 1730 | 7315 | 5377 | 479.9 | 0 | 0 | 910 | 1839 | 6508.1 | 0 | 0 | 0 | 0 | 229.7 | 6305.9 | 9029.9 | 0 | 0 | 22429.7 | 22529.6 | 18318.9 | 17:00 | 20200524 | 1730 | 7315 | 5377 | 543.7 | 1.7 | 0 | 910 | 1839 | 6677.6 | 0 | 0 | 0 | 0 | 230.4 | 6096.2 | 8657.8 | 0 | 0 | 22664.1 | 23011.5 | 18613.2 | 17:00 | 20200928 | 1730 | 5968 | 3692.6 | 435.4 | 0 | 0 | 1158 | 2489 | 21451.1 | 1284 | 0 | 0 | 0 | 235.2 | 94.4 | 8785.9 | 0 | 0 | 36478.4 | 36847.3 | 24809.4 | 17:00 | 20200928 | 1730 | 5968 | 3692.6 | 397.1 | 0 | 0 | 1158 | 2384 | 22400.4 | 1284 | 0 | 0 | 0 | 228.1 | 81.2 | 8758 | 0 | 0 | 37284.1 | 37285.7 | 25033.1
17:30 | 20200524 | 1800 | 7315 | 5377 | 379.9 | 0 | 0 | 910 | 1839 | 8181.4 | 0 | 0 | 0 | 0 | 185.1 | 4469.8 | 8954.7 | 0 | 0 | 24002.4 | 24156 | 19168.2 | 17:30 | 20200524 | 1800 | 7315 | 5377 | 426.6 | 1.4 | 0 | 910 | 1839 | 8308.2 | 0 | 0 | 0 | 0 | 186.2 | 4321.4 | 8587.2 | 0 | 0 | 24177.1 | 24628.9 | 19449.9 | 17:30 | 20200928 | 1800 | 5968 | 3692.6 | 442.8 | 0 | 2 | 1158 | 2489 | 22233.1 | 1284 | 41 | 0 | 0 | 240.3 | 23.5 | 9597.5 | 0 | 0 | 37310.9 | 37332.8 | 25080.7 | 17:30 | 20200928 | 1800 | 5968 | 3692.6 | 404.1 | 0 | 2 | 1158 | 2384 | 22732 | 1284 | 79 | 424.3 | 0 | 233 | 20.2 | 9571.7 | 0 | 0 | 38127.8 | 38127.8 | 25691.2
18:00 | 20200524 | 1830 | 7315 | 5383.1 | 197.2 | 0 | 0 | 910 | 1839 | 9846.9 | 0 | 0 | 0 | 0 | 103.8 | 2797.1 | 8889.8 | 0 | 0 | 25490.6 | 25562.7 | 19862.1 | 18:00 | 20200524 | 1830 | 7315 | 5383.1 | 212.5 | 1 | 0 | 910 | 1839 | 9949.5 | 0 | 0 | 0 | 0 | 105.7 | 2704.4 | 8526.3 | 0 | 0 | 25610.5 | 25997 | 20108.8 | 18:00 | 20200928 | 1830 | 5968 | 3692.6 | 475.7 | 0 | 3.7 | 1158 | 2489 | 22059.9 | 1284 | 0 | 0 | 0 | 262.9 | 0 | 9574.3 | 0 | 0 | 37130.7 | 37262.8 | 25057.5 | 18:00 | 20200928 | 1830 | 5968 | 3692.6 | 433.3 | 0 | 3.7 | 1158 | 2384 | 22732 | 1284 | 79 | 207.7 | 0 | 255 | 0 | 9548.1 | 0 | 0 | 37942.3 | 37942.3 | 25505.7
18:30 | 20200524 | 1900 | 7315 | 5383.1 | 114.6 | 0 | 0 | 910 | 1839 | 10830.9 | 0 | 0 | 0 | 0 | 64.5 | 1617 | 8812.2 | 0 | 0 | 26392.3 | 27247.4 | 20751.7 | 18:30 | 20200524 | 1900 | 7315 | 5383.1 | 119.9 | 0.7 | 0 | 910 | 1839 | 10907.4 | 0 | 0 | 0 | 0 | 66.3 | 1563.6 | 8453.6 | 0 | 0 | 26474.9 | 27253.5 | 20757.8 | 18:30 | 20200928 | 1900 | 5968 | 3692.6 | 468.1 | 0 | 5.1 | 1158 | 2489 | 20648.5 | 1284 | 0 | 0 | 0 | 263.7 | 0 | 9391.8 | 0 | 0 | 35713.2 | 35789.7 | 24244.5 | 18:30 | 20200928 | 1900 | 5968 | 3692.6 | 425.9 | 0 | 5.1 | 1158 | 2384 | 21585.9 | 1284 | 0 | 0 | 0 | 255.9 | 0 | 9363.5 | 0 | 0 | 36503.5 | 36527.6 | 24631.4
19:00 | 20200524 | 1930 | 7315 | 5383.1 | 88.7 | 0 | 0 | 910 | 1839 | 11490 | 0 | 0 | 0 | 0 | 48.1 | 842.2 | 8773.7 | 0 | 0 | 27025.6 | 27221.6 | 20725.9 | 19:00 | 20200524 | 1930 | 7315 | 5383.1 | 94.2 | 0.4 | 0 | 910 | 1839 | 11542.5 | 0 | 0 | 0 | 0 | 49.2 | 814.4 | 8417.4 | 0 | 0 | 27084.4 | 27227.9 | 20732.2 | 19:00 | 20200928 | 1930 | 5968 | 3692.6 | 465.7 | 0 | 6.2 | 1158 | 2489 | 18976.3 | 1284 | 0 | 0 | 0 | 257.7 | 0 | 9175.5 | 0 | 0 | 34040.1 | 34423.8 | 23492.9 | 19:00 | 20200928 | 1930 | 5968 | 3692.6 | 424.4 | 0 | 6.2 | 1158 | 2384 | 19888 | 1284 | 0 | 0 | 0 | 249.9 | 0 | 9144.8 | 0 | 0 | 34805.2 | 35002.2 | 23792.3
19:30 | 20200524 | 2000 | 7315 | 5379.6 | 42.8 | 0 | 0 | 910 | 1839 | 12008 | 0 | 0 | 0 | 0 | 22.4 | 316.7 | 8753.5 | 0 | 0 | 27494.1 | 28502.1 | 21407.9 | 19:30 | 20200524 | 2000 | 7315 | 5383.1 | 46.2 | 0.2 | 0 | 910 | 1839 | 12043.2 | 0 | 0 | 0 | 0 | 22.9 | 306.3 | 8398.5 | 0 | 0 | 27536.6 | 28501.4 | 21410.7 | 19:30 | 20200928 | 2000 | 5968 | 3692.6 | 519.1 | 0 | 6.8 | 1158 | 2489 | 17631.4 | 1284 | 0 | 0 | 0 | 267.1 | 0.8 | 9010.6 | 0 | 0 | 32748.4 | 32822 | 22635.8 | 19:30 | 20200928 | 2000 | 5968 | 3692.6 | 474.3 | 0 | 6.8 | 1158 | 2384 | 18528.2 | 1284 | 0 | 0 | 0 | 258.7 | 0.7 | 8977.9 | 0 | 0 | 33495 | 33804.8 | 23156
20:00 | 20200524 | 2030 | 7315 | 5383.1 | 0 | 0 | 0 | 910 | 1839 | 12650.6 | 0 | 0 | 3.8 | 0 | 0 | 26.6 | 8825.4 | 0 | 0 | 28101.4 | 28466.8 | 21372.5 | 20:00 | 20200524 | 2030 | 7315 | 5383.1 | 0 | 0.1 | 0 | 910 | 1839 | 12685.7 | 0 | 0 | 0 | 0 | 0 | 25.8 | 8466 | 0 | 0 | 28132.9 | 28455.2 | 21364.5 | 20:00 | 20200928 | 2030 | 5968 | 3948.6 | 579.3 | 0 | 6.9 | 1158 | 2489 | 15625.6 | 1284 | 0 | 0 | 0 | 289.7 | 0 | 8795.9 | 0 | 0 | 31059.9 | 31605.3 | 22109.4 | 20:00 | 20200928 | 2030 | 5968 | 3950 | 529.6 | 0 | 6.9 | 1158 | 2384 | 16501.6 | 1284 | 0 | 0 | 0 | 280.5 | 0 | 8760.7 | 0 | 0 | 31782.3 | 32176.7 | 22401.8
20:30 | 20200524 | 2100 | 7315 | 5383.1 | 0 | 0 | 0 | 910 | 1839 | 12864.2 | 353.1 | 0 | 0 | 0 | 0 | 0 | 8956.4 | 0 | 0 | 28664.4 | 29225.1 | 21788 | 20:30 | 20200524 | 2100 | 7315 | 5383.1 | 0 | 0 | 0 | 910 | 1839 | 13244.7 | 0 | 0 | 0 | 0 | 0 | 0 | 8588.8 | 0 | 0 | 28691.8 | 28800.1 | 21554.2 | 20:30 | 20200928 | 2100 | 5968 | 3950 | 610.1 | 0 | 6.5 | 917 | 2489 | 13762.1 | 1284 | 0 | 0 | 0 | 321.4 | 0 | 8532.9 | 0 | 0 | 28986.4 | 29076.3 | 20732.4 | 20:30 | 20200928 | 2100 | 5968 | 3950 | 556.7 | 0 | 6.5 | 917 | 2384 | 14613.4 | 1284 | 0 | 0 | 0 | 311.4 | 0 | 8494.7 | 0 | 0 | 29679 | 30009.6 | 21221.5
21:00 | 20200524 | 2130 | 7315 | 5383.1 | 7.1 | 0 | 0 | 910 | 1839 | 12918.6 | 0 | 0 | 0 | 0 | 4.9 | 0 | 8886.8 | 0 | 0 | 28374.6 | 28472 | 21377.7 | 21:00 | 20200524 | 2130 | 7315 | 5383.1 | 7.8 | 0 | 0 | 910 | 1839 | 12947 | 0 | 0 | 0 | 0 | 5 | 0 | 8523.6 | 0 | 0 | 28403.6 | 28464.6 | 21374 | 21:00 | 20200928 | 2130 | 5968 | 3950 | 688.3 | 0 | 5.6 | 917 | 2489 | 12026 | 626.4 | 0 | 0 | 0 | 374.7 | 0 | 8241.5 | 0 | 0 | 26669.7 | 26761.3 | 19493.8 | 21:00 | 20200928 | 2130 | 5968 | 3950 | 626.9 | 0 | 5.6 | 917 | 2384 | 12440 | 1038.5 | 0 | 0 | 0 | 363.3 | 0 | 8199.9 | 0 | 0 | 27329.8 | 27575.3 | 19914
21:30 | 20200524 | 2200 | 7315 | 5383.1 | 11.3 | 0 | 0 | 910 | 1839 | 11132.5 | 0 | 0 | 0 | 0 | 6.8 | 10.7 | 8454.7 | 0 | 0 | 26592.1 | 27145.6 | 20649.9 | 21:30 | 20200524 | 2200 | 7315 | 5383.1 | 12.5 | 0 | 0 | 910 | 1839 | 11172.2 | 0 | 0 | 0 | 0 | 6.9 | 10.3 | 8118.4 | 0 | 0 | 26632.7 | 27146.5 | 20650.8 | 21:30 | 20200928 | 2200 | 5968 | 3950 | 868.7 | 0 | 4.3 | 917 | 2489 | 9964.8 | 0 | 0 | 0 | 0 | 451.3 | 0.1 | 7928.4 | 0 | 0 | 24162.2 | 24483.4 | 18322 | 21:30 | 20200928 | 2200 | 5968 | 3950 | 792.7 | 0 | 4.3 | 917 | 2384 | 10772.1 | 0 | 0 | 0 | 0 | 437.3 | 0.1 | 7883.2 | 0 | 0 | 24788.5 | 24822.4 | 18474.3
22:00 | 20200524 | 2230 | 7315 | 5383.1 | 0 | 0 | 0 | 910 | 1839 | 9106.7 | 0 | 0 | 0 | 0 | 0 | 0 | 7952.7 | 0 | 0 | 24553.8 | 24662.1 | 19278.3 | 22:00 | 20200524 | 2230 | 7315 | 5383.1 | 0 | 0 | 0 | 910 | 1839 | 9160.1 | 0 | 0 | 0 | 0 | 0 | 0 | 7647.6 | 0 | 0 | 24607.2 | 24647.1 | 19270.1 | 22:00 | 20200928 | 2230 | 5968 | 3950 | 991.3 | 0 | 2.6 | 917 | 2489 | 7438.5 | 0 | 0 | 0 | 0 | 492 | 0 | 7623.9 | 0 | 0 | 21756.3 | 22158.8 | 17097.7 | 22:00 | 20200928 | 2230 | 5968 | 3950 | 906.4 | 0 | 2.6 | 917 | 2384 | 8221 | 0 | 0 | 0 | 0 | 476.3 | 0 | 7575.1 | 0 | 0 | 22348.9 | 22477.9 | 17235
22:30 | 20200524 | 2300 | 7315 | 5950 | 0 | 0 | 0 | 910 | 1839 | 6562.7 | 0 | 0 | 0 | 0 | 0 | 0 | 7469.9 | 0 | 0 | 22576.7 | 22622 | 18411.3 | 22:30 | 20200524 | 2300 | 7315 | 5950 | 0 | 0 | 0 | 910 | 1839 | 6628.6 | 0 | 0 | 0 | 0 | 0 | 0 | 7194.9 | 0 | 0 | 22642.6 | 23039 | 18640.7 | 22:30 | 20200928 | 2300 | 5968 | 3950 | 889.5 | 0 | 0 | 917 | 2489 | 5665 | 0 | 0 | 0 | 0 | 439.5 | 0 | 7375.3 | 0 | 0 | 19878.9 | 20717.9 | 16258.4 | 22:30 | 20200928 | 2300 | 5968 | 3950 | 813.1 | 0 | 0 | 917 | 2384 | 6408.6 | 0 | 0 | 0 | 0 | 425.4 | 0 | 7323.6 | 0 | 0 | 20441 | 21115.4 | 16442.6
23:00 | 20200524 | 2330 | 7315 | 5950 | 0 | 0 | 0 | 910 | 1839 | 5183.4 | 0 | 0 | 0 | 0 | 0 | 0 | 7133 | 0 | 0 | 21197.3 | 22181.9 | 18169.3 | 23:00 | 20200524 | 2330 | 7315 | 5950 | 0 | 0 | 0 | 910 | 1839 | 5257.8 | 0 | 0 | 0 | 0 | 0 | 0 | 6879 | 0 | 0 | 21271.8 | 21342 | 17707.4 | 23:00 | 20200928 | 2330 | 5968 | 3950 | 609.7 | 0 | 0 | 917 | 2489 | 4523 | 0 | 0 | 0 | 0 | 306 | 0 | 7174.9 | 0 | 0 | 18456.3 | 18702.3 | 15023.5 | 23:00 | 20200928 | 2330 | 5968 | 3950 | 557.1 | 0 | 0 | 917 | 2384 | 5215.1 | 0 | 0 | 0 | 0 | 296.3 | 0 | 7120.9 | 0 | 0 | 18990.7 | 19073.6 | 15204.1
23:30 | 20200524 | 2400 | 7315 | 4050 | 85.4 | 0 | 0 | 910 | 1839 | 6042.8 | 0 | 0 | 0 | 0 | 46.6 | 1 | 6911.5 | 0 | 0 | 20242.5 | 20367.7 | 16355.1 | 23:30 | 20200524 | 2400 | 7315 | 4050 | 91.5 | 0 | 0 | 910 | 1839 | 6116.3 | 0 | 0 | 0 | 0 | 47.7 | 0.9 | 6671.4 | 0 | 0 | 20321.7 | 20370.4 | 16359.1 | 23:30 | 20200928 | 2400 | 5968 | 3406.7 | 258.5 | 0 | 0 | 917 | 2489 | 4646.6 | 0 | 0 | 0 | 0 | 131.8 | 0 | 7053.3 | 0 | 0 | 17686.2 | 17808.6 | 14129.8 | 23:30 | 20200928 | 2400 | 5968 | 3950 | 236.4 | 0 | 0 | 917 | 2384 | 4745.5 | 0 | 0 | 0 | 0 | 127.7 | 0 | 6997.8 | 0 | 0 | 18200.9 | 18321.4 | 14646.3

## BF 2.15
|  | Consumer Power | [5 empty] | Gone Green | [5 empty] | Slow Progression | [5 empty] | No Progression
2016/17 |  | 2020/21 |  | 2025/26 |  | 2016/17 |  | 2020/21 |  | 2025/26 |  | 2016/17 |  | 2020/21 |  | 2025/26 |  | 2016/17 |  | 2020/21 |  | 2025/26
Mean ramp rate (MW/min) |  | Mean ramp rate (MW/min) |  | Mean ramp rate (MW/min) |  | Mean ramp rate (MW/min) |  | Mean ramp rate (MW/min) |  | Mean ramp rate (MW/min) |  | Mean ramp rate (MW/min) |  | Mean ramp rate (MW/min) |  | Mean ramp rate (MW/min) |  | Mean ramp rate (MW/min) |  | Mean ramp rate (MW/min) |  | Mean ramp rate (MW/min)
-90.73 | 1.9791e-06 | -99.3333 | 2.6945e-07 | -115.9767 | 1.0295e-06 | -90.8133 | 1.518e-06 | -99.0833 | 2.7545e-07 | -106.4267 | 1.7248e-06 | -90.99 | 1.3127e-06 | -99.8233 | 2.8696e-07 | -97.7067 | 1.7052e-06 | -91.1933 | 1.2398e-06 | -101.0167 | 3.003e-07 | -96.86 | 2.5046e-06
-90.2279 | 2.4933e-06 | -98.7989 | 2.7268e-07 | -115.3867 | 1.1347e-06 | -90.3117 | 1.9522e-06 | -98.5501 | 2.7653e-07 | -105.8204 | 2.0153e-06 | -90.4879 | 1.6955e-06 | -99.2862 | 2.8454e-07 | -97.1466 | 2.0767e-06 | -90.6902 | 1.6133e-06 | -100.4734 | 2.9597e-07 | -96.3036 | 3.0033e-06
-89.7258 | 3.0828e-06 | -98.2645 | 2.7268e-07 | -114.7967 | 1.2196e-06 | -89.81 | 2.4707e-06 | -98.0169 | 2.733e-07 | -105.2142 | 2.3174e-06 | -89.9857 | 2.1625e-06 | -98.7491 | 2.7459e-07 | -96.5866 | 2.49e-06 | -90.187 | 2.0731e-06 | -99.9302 | 2.8171e-07 | -95.7472 | 3.543e-06
-89.2238 | 3.7449e-06 | -97.73 | 2.7289e-07 | -114.2067 | 1.2796e-06 | -89.3083 | 3.078e-06 | -97.4836 | 2.694e-07 | -104.608 | 2.6278e-06 | -89.4836 | 2.7224e-06 | -98.212 | 2.6058e-07 | -96.0265 | 2.945e-06 | -89.6838 | 2.6288e-06 | -99.3869 | 2.6134e-07 | -95.1909 | 4.1235e-06
-88.7217 | 4.477e-06 | -97.1956 | 2.7824e-07 | -113.6167 | 1.312e-06 | -88.8067 | 3.7755e-06 | -96.9504 | 2.7e-07 | -104.0017 | 2.9446e-06 | -88.9814 | 3.3824e-06 | -97.6749 | 2.4764e-07 | -95.4665 | 3.4432e-06 | -89.1807 | 3.287e-06 | -98.8437 | 2.4054e-07 | -94.6345 | 4.7482e-06
-88.2196 | 5.2766e-06 | -96.6612 | 2.9609e-07 | -113.0267 | 1.3163e-06 | -88.305 | 4.5623e-06 | -96.4172 | 2.8166e-07 | -103.3955 | 3.27e-06 | -88.4793 | 4.151e-06 | -97.1378 | 2.4245e-07 | -94.9065 | 3.989e-06 | -88.6775 | 4.0503e-06 | -98.3005 | 2.2666e-07 | -94.0781 | 5.4243e-06
-87.7175 | 6.1424e-06 | -96.1267 | 3.357e-07 | -112.4367 | 1.2938e-06 | -87.8034 | 5.4346e-06 | -95.884 | 3.1228e-07 | -102.7892 | 3.6088e-06 | -87.9771 | 5.019e-06 | -96.6007 | 2.5311e-07 | -94.3464 | 4.5931e-06 | -88.1743 | 4.9169e-06 | -97.7572 | 2.2849e-07 | -93.5217 | 6.1639e-06
-87.2154 | 7.0742e-06 | -95.5923 | 4.0588e-07 | -111.8468 | 1.2479e-06 | -87.3017 | 6.3865e-06 | -95.3507 | 3.7087e-07 | -102.183 | 3.9699e-06 | -87.475 | 5.9797e-06 | -96.0636 | 2.8901e-07 | -93.7864 | 5.2713e-06 | -87.6711 | 5.8805e-06 | -97.214 | 2.5607e-07 | -92.9653 | 6.988e-06
-86.7134 | 8.0737e-06 | -95.0578 | 5.1694e-07 | -111.2568 | 1.1822e-06 | -86.8 | 7.4113e-06 | -94.8175 | 4.6741e-07 | -101.5768 | 4.3661e-06 | -86.9728 | 7.0226e-06 | -95.5265 | 3.6072e-07 | -93.2264 | 6.039e-06 | -87.168 | 6.9302e-06 | -96.6707 | 3.2066e-07 | -92.409 | 7.9196e-06
-86.2113 | 9.1446e-06 | -94.5234 | 6.7978e-07 | -110.6668 | 1.1045e-06 | -86.2984 | 8.5039e-06 | -94.2843 | 6.1252e-07 | -100.9705 | 4.8135e-06 | -86.4707 | 8.1348e-06 | -94.9894 | 4.7981e-07 | -92.6663 | 6.9184e-06 | -86.6648 | 8.0513e-06 | -96.1275 | 4.3662e-07 | -91.8526 | 8.9795e-06
-85.7092 | 1.0293e-05 | -93.989 | 9.0553e-07 | -110.0768 | 1.0208e-06 | -85.7967 | 9.6529e-06 | -93.751 | 8.1719e-07 | -100.3643 | 5.3311e-06 | -85.9685 | 9.3025e-06 | -94.4523 | 6.6428e-07 | -92.1063 | 7.9338e-06 | -86.1616 | 9.2273e-06 | -95.5842 | 6.2029e-07 | -91.2962 | 1.0192e-05
-85.2071 | 1.1526e-05 | -93.4545 | 1.205e-06 | -109.4868 | 9.3699e-07 | -85.295 | 1.0855e-05 | -93.2178 | 1.0923e-06 | -99.7581 | 5.94e-06 | -85.4664 | 1.0514e-05 | -93.9152 | 9.2395e-07 | -91.5462 | 9.1097e-06 | -85.6585 | 1.0444e-05 | -95.041 | 8.831e-07 | -90.7398 | 1.1582e-05
-84.705 | 1.2855e-05 | -92.9201 | 1.5884e-06 | -108.8968 | 8.5855e-07 | -84.7934 | 1.2115e-05 | -92.6846 | 1.4495e-06 | -99.1518 | 6.6625e-06 | -84.9642 | 1.1765e-05 | -93.3781 | 1.2702e-06 | -90.9862 | 1.0469e-05 | -85.1553 | 1.169e-05 | -94.4978 | 1.2384e-06 | -90.1834 | 1.3167e-05
-84.2029 | 1.4293e-05 | -92.3857 | 2.0643e-06 | -108.3068 | 7.9069e-07 | -84.2917 | 1.3441e-05 | -92.1514 | 1.9048e-06 | -98.5456 | 7.5204e-06 | -84.4621 | 1.3057e-05 | -92.841 | 1.7134e-06 | -90.4262 | 1.2028e-05 | -84.6521 | 1.2966e-05 | -93.9545 | 1.6978e-06 | -89.6271 | 1.4959e-05
-83.7009 | 1.5856e-05 | -91.8512 | 2.6398e-06 | -107.7168 | 7.3813e-07 | -83.79 | 1.4854e-05 | -91.6181 | 2.459e-06 | -97.9394 | 8.5341e-06 | -83.96 | 1.4408e-05 | -92.3039 | 2.2619e-06 | -89.8661 | 1.3798e-05 | -84.1489 | 1.429e-05 | -93.4113 | 2.2703e-06 | -89.0707 | 1.6958e-05
-83.1988 | 1.7568e-05 | -91.3168 | 3.32e-06 | -107.1269 | 7.0515e-07 | -83.2884 | 1.638e-05 | -91.0849 | 3.1171e-06 | -97.3331 | 9.7202e-06 | -83.4578 | 1.5842e-05 | -91.7668 | 2.9214e-06 | -89.3061 | 1.5779e-05 | -83.6458 | 1.5692e-05 | -92.868 | 2.9614e-06 | -88.5143 | 1.9151e-05
-82.6967 | 1.9443e-05 | -90.7824 | 4.1081e-06 | -106.5369 | 6.954e-07 | -82.7867 | 1.8047e-05 | -90.5517 | 3.8826e-06 | -96.7269 | 1.109e-05 | -82.9557 | 1.7395e-05 | -91.2297 | 3.6946e-06 | -88.746 | 1.796e-05 | -83.1426 | 1.7213e-05 | -92.3248 | 3.7726e-06 | -87.9579 | 2.1509e-05
-82.1946 | 2.1485e-05 | -90.2479 | 5.0053e-06 | -105.9469 | 7.1174e-07 | -82.2851 | 1.9885e-05 | -90.0184 | 4.757e-06 | -96.1207 | 1.2656e-05 | -82.4535 | 1.9106e-05 | -90.6926 | 4.5819e-06 | -88.186 | 2.0317e-05 | -82.6394 | 1.8896e-05 | -91.7816 | 4.702e-06 | -87.4015 | 2.399e-05
-81.6925 | 2.3694e-05 | -89.7135 | 6.0216e-06 | -105.3569 | 7.5594e-07 | -81.7834 | 2.1913e-05 | -89.4852 | 5.7411e-06 | -95.5144 | 1.441e-05 | -81.9514 | 2.1007e-05 | -90.1555 | 5.5823e-06 | -87.626 | 2.2817e-05 | -82.1363 | 2.078e-05 | -91.2383 | 5.7453e-06 | -86.8452 | 2.6541e-05
-81.1905 | 2.6062e-05 | -89.1791 | 7.1473e-06 | -104.7669 | 8.2846e-07 | -81.2817 | 2.4139e-05 | -88.952 | 6.8351e-06 | -94.9082 | 1.6329e-05 | -81.4492 | 2.3128e-05 | -89.6184 | 6.6936e-06 | -87.0659 | 2.5418e-05 | -81.6331 | 2.289e-05 | -90.6951 | 6.8971e-06 | -86.2888 | 2.9107e-05
-80.6884 | 2.8566e-05 | -88.6446 | 8.3821e-06 | -104.1769 | 9.282e-07 | -80.7801 | 2.6557e-05 | -88.4188 | 8.0395e-06 | -94.3019 | 1.8388e-05 | -80.9471 | 2.5477e-05 | -89.0813 | 7.9145e-06 | -86.5059 | 2.8069e-05 | -81.1299 | 2.5228e-05 | -90.1518 | 8.1528e-06 | -85.7324 | 3.1635e-05
-80.1863 | 3.1179e-05 | -88.1102 | 9.727e-06 | -103.5869 | 1.0542e-06 | -80.2784 | 2.9142e-05 | -87.8855 | 9.3554e-06 | -93.6957 | 2.0559e-05 | -80.4449 | 2.802e-05 | -88.5442 | 9.2443e-06 | -85.9458 | 3.0721e-05 | -80.6268 | 2.7777e-05 | -89.6086 | 9.5102e-06 | -85.176 | 3.4081e-05
-79.6842 | 3.3862e-05 | -87.5757 | 1.1184e-05 | -102.997 | 1.1997e-06 | -79.7767 | 3.1854e-05 | -87.3523 | 1.0785e-05 | -93.0895 | 2.281e-05 | -79.9428 | 3.0716e-05 | -88.0071 | 1.0684e-05 | -85.3858 | 3.3337e-05 | -80.1236 | 3.0494e-05 | -89.0653 | 1.097e-05 | -84.6196 | 3.6432e-05
-79.1821 | 3.6575e-05 | -87.0413 | 1.2756e-05 | -102.407 | 1.3599e-06 | -79.2751 | 3.4645e-05 | -86.8191 | 1.233e-05 | -92.4832 | 2.5113e-05 | -79.4406 | 3.3513e-05 | -87.4699 | 1.2238e-05 | -84.8258 | 3.5891e-05 | -79.6204 | 3.3326e-05 | -88.5221 | 1.2535e-05 | -84.0633 | 3.87e-05
-78.6801 | 3.9278e-05 | -86.5069 | 1.4446e-05 | -101.817 | 1.5298e-06 | -78.7734 | 3.7452e-05 | -86.2858 | 1.3995e-05 | -91.877 | 2.7439e-05 | -78.9385 | 3.6351e-05 | -86.9328 | 1.3915e-05 | -84.2657 | 3.8375e-05 | -79.1172 | 3.6206e-05 | -87.9789 | 1.422e-05 | -83.5069 | 4.0919e-05
-78.178 | 4.1938e-05 | -85.9724 | 1.6258e-05 | -101.227 | 1.7054e-06 | -78.2717 | 4.0225e-05 | -85.7526 | 1.5784e-05 | -91.2708 | 2.977e-05 | -78.4363 | 3.9173e-05 | -86.3957 | 1.571e-05 | -83.7057 | 4.0791e-05 | -78.6141 | 3.9072e-05 | -87.4356 | 1.6025e-05 | -82.9505 | 4.3133e-05
-77.6759 | 4.4529e-05 | -85.438 | 1.8193e-05 | -100.637 | 1.8839e-06 | -77.7701 | 4.2926e-05 | -85.2194 | 1.7704e-05 | -90.6645 | 3.209e-05 | -77.9342 | 4.193e-05 | -85.8586 | 1.7621e-05 | -83.1456 | 4.3155e-05 | -78.1109 | 4.1862e-05 | -86.8924 | 1.7951e-05 | -82.3941 | 4.5391e-05
-77.1738 | 4.7042e-05 | -84.9036 | 2.0253e-05 | -100.047 | 2.0644e-06 | -77.2684 | 4.553e-05 | -84.6862 | 1.9747e-05 | -90.0583 | 3.4391e-05 | -77.4321 | 4.459e-05 | -85.3215 | 1.965e-05 | -82.5856 | 4.5488e-05 | -77.6077 | 4.4534e-05 | -86.3491 | 2e-05 | -81.8377 | 4.7737e-05
-76.6717 | 4.9483e-05 | -84.3691 | 2.2438e-05 | -99.457 | 2.2475e-06 | -76.7668 | 4.8035e-05 | -84.1529 | 2.1912e-05 | -89.4521 | 3.667e-05 | -76.9299 | 4.714e-05 | -84.7844 | 2.1794e-05 | -82.0256 | 4.7816e-05 | -77.1046 | 4.7076e-05 | -85.8059 | 2.2172e-05 | -81.2814 | 5.0199e-05
-76.1697 | 5.1873e-05 | -83.8347 | 2.4746e-05 | -98.867 | 2.4358e-06 | -76.2651 | 5.0457e-05 | -83.6197 | 2.4196e-05 | -88.8458 | 3.8926e-05 | -76.4278 | 4.9589e-05 | -84.2473 | 2.4052e-05 | -81.4655 | 5.0161e-05 | -76.6014 | 4.95e-05 | -85.2626 | 2.4466e-05 | -80.725 | 5.2781e-05
-75.6676 | 5.4255e-05 | -83.3003 | 2.7182e-05 | -98.2771 | 2.6334e-06 | -75.7634 | 5.2829e-05 | -83.0865 | 2.6597e-05 | -88.2396 | 4.1152e-05 | -75.9256 | 5.1966e-05 | -83.7102 | 2.6423e-05 | -80.9055 | 5.2535e-05 | -76.0982 | 5.184e-05 | -84.7194 | 2.6882e-05 | -80.1686 | 5.5466e-05
-75.1655 | 5.6673e-05 | -82.7658 | 2.9741e-05 | -97.6871 | 2.8458e-06 | -75.2618 | 5.5196e-05 | -82.5532 | 2.9112e-05 | -87.6333 | 4.3347e-05 | -75.4235 | 5.4317e-05 | -83.1731 | 2.8909e-05 | -80.3455 | 5.4941e-05 | -75.5951 | 5.415e-05 | -84.1762 | 2.9416e-05 | -79.6122 | 5.8214e-05
-74.6634 | 5.9166e-05 | -82.2314 | 3.2412e-05 | -97.0971 | 3.0797e-06 | -74.7601 | 5.7607e-05 | -82.02 | 3.1736e-05 | -87.0271 | 4.5502e-05 | -74.9213 | 5.6694e-05 | -82.636 | 3.1509e-05 | -79.7854 | 5.7369e-05 | -75.0919 | 5.6489e-05 | -83.6329 | 3.2066e-05 | -79.0559 | 6.0963e-05
-74.1613 | 6.1754e-05 | -81.697 | 3.5186e-05 | -96.5071 | 3.343e-06 | -74.2584 | 6.0104e-05 | -81.4868 | 3.4463e-05 | -86.4209 | 4.7605e-05 | -74.4192 | 5.9147e-05 | -82.0989 | 3.422e-05 | -79.2254 | 5.9792e-05 | -74.5887 | 5.8915e-05 | -83.0897 | 3.4825e-05 | -78.4995 | 6.3644e-05
-73.6592 | 6.4439e-05 | -81.1625 | 3.8049e-05 | -95.9171 | 3.6489e-06 | -73.7568 | 6.271e-05 | -80.9535 | 3.7283e-05 | -85.8146 | 4.9647e-05 | -73.917 | 6.1717e-05 | -81.5618 | 3.7035e-05 | -78.6653 | 6.2181e-05 | -74.0855 | 6.1467e-05 | -82.5464 | 3.7679e-05 | -77.9431 | 6.6182e-05
-73.1572 | 6.7194e-05 | -80.6281 | 4.0985e-05 | -95.3271 | 4.0062e-06 | -73.2551 | 6.5422e-05 | -80.4203 | 4.0181e-05 | -85.2084 | 5.1621e-05 | -73.4149 | 6.4408e-05 | -81.0247 | 3.9938e-05 | -78.1053 | 6.4503e-05 | -73.5824 | 6.4156e-05 | -82.0032 | 4.0606e-05 | -77.3867 | 6.849e-05
-72.6551 | 6.9971e-05 | -80.0936 | 4.397e-05 | -94.7371 | 4.4264e-06 | -72.7535 | 6.8209e-05 | -79.8871 | 4.3141e-05 | -84.6022 | 5.3523e-05 | -72.9127 | 6.7186e-05 | -80.4876 | 4.2907e-05 | -77.5453 | 6.673e-05 | -73.0792 | 6.6955e-05 | -81.46 | 4.3579e-05 | -76.8303 | 7.0527e-05
-72.153 | 7.2709e-05 | -79.5592 | 4.6979e-05 | -94.1471 | 4.9217e-06 | -72.2518 | 7.1011e-05 | -79.3539 | 4.6139e-05 | -83.9959 | 5.536e-05 | -72.4106 | 6.9992e-05 | -79.9505 | 4.5911e-05 | -76.9852 | 6.8841e-05 | -72.576 | 6.9806e-05 | -80.9167 | 4.6565e-05 | -76.274 | 7.2269e-05
-71.6509 | 7.5342e-05 | -79.0248 | 4.9982e-05 | -93.5572 | 5.5054e-06 | -71.7501 | 7.3741e-05 | -78.8206 | 4.9146e-05 | -83.3897 | 5.7143e-05 | -71.9084 | 7.2749e-05 | -79.4134 | 4.8913e-05 | -76.4252 | 7.0821e-05 | -72.0729 | 7.2622e-05 | -80.3735 | 4.9527e-05 | -75.7176 | 7.3712e-05
-71.1488 | 7.7815e-05 | -78.4903 | 5.2949e-05 | -92.9672 | 6.1908e-06 | -71.2485 | 7.6321e-05 | -78.2874 | 5.2131e-05 | -82.7835 | 5.8888e-05 | -71.4063 | 7.5377e-05 | -78.8763 | 5.1873e-05 | -75.8651 | 7.2664e-05 | -71.5697 | 7.531e-05 | -79.8302 | 5.2428e-05 | -75.1612 | 7.4876e-05
-70.6468 | 8.0095e-05 | -77.9559 | 5.585e-05 | -92.3772 | 6.9914e-06 | -70.7468 | 7.8694e-05 | -77.7542 | 5.5063e-05 | -82.1772 | 6.0618e-05 | -70.9042 | 7.781e-05 | -78.3392 | 5.4761e-05 | -75.3051 | 7.4366e-05 | -71.0665 | 7.7787e-05 | -79.287 | 5.524e-05 | -74.6048 | 7.5798e-05
-70.1447 | 8.2173e-05 | -77.4215 | 5.8657e-05 | -91.7872 | 7.9209e-06 | -70.2451 | 8.0834e-05 | -77.2209 | 5.7917e-05 | -81.571 | 6.2351e-05 | -70.402 | 8.0007e-05 | -77.8021 | 5.7548e-05 | -74.7451 | 7.593e-05 | -70.5634 | 7.9997e-05 | -78.7437 | 5.794e-05 | -74.0484 | 7.653e-05
-69.6426 | 8.4067e-05 | -76.887 | 6.1346e-05 | -91.1972 | 8.993e-06 | -69.7435 | 8.2745e-05 | -76.6877 | 6.067e-05 | -80.9647 | 6.4106e-05 | -69.8999 | 8.1961e-05 | -77.265 | 6.0217e-05 | -74.185 | 7.7359e-05 | -70.0602 | 8.1913e-05 | -78.2005 | 6.0509e-05 | -73.4921 | 7.7136e-05
-69.1405 | 8.5813e-05 | -76.3526 | 6.3886e-05 | -90.6072 | 1.0221e-05 | -69.2418 | 8.4465e-05 | -76.1545 | 6.3302e-05 | -80.3585 | 6.5893e-05 | -69.3977 | 8.3697e-05 | -76.7279 | 6.2753e-05 | -73.625 | 7.8659e-05 | -69.557 | 8.359e-05 | -77.6573 | 6.2929e-05 | -72.9357 | 7.7684e-05
-68.6384 | 8.7458e-05 | -75.8182 | 6.6272e-05 | -90.0172 | 1.1618e-05 | -68.7401 | 8.6051e-05 | -75.6213 | 6.58e-05 | -79.7523 | 6.7706e-05 | -68.8956 | 8.5267e-05 | -76.1908 | 6.515e-05 | -73.0649 | 7.984e-05 | -69.0538 | 8.5095e-05 | -77.114 | 6.5191e-05 | -72.3793 | 7.8248e-05
-68.1364 | 8.9051e-05 | -75.2837 | 6.8497e-05 | -89.4273 | 1.3196e-05 | -68.2385 | 8.7565e-05 | -75.088 | 6.8151e-05 | -79.146 | 6.9534e-05 | -68.3934 | 8.6739e-05 | -75.6537 | 6.7405e-05 | -72.5049 | 8.0916e-05 | -68.5507 | 8.6508e-05 | -76.5708 | 6.7288e-05 | -71.8229 | 7.8899e-05
-67.6343 | 9.0611e-05 | -74.7493 | 7.0561e-05 | -88.8373 | 1.4964e-05 | -67.7368 | 8.9063e-05 | -74.5548 | 7.0348e-05 | -78.5398 | 7.1361e-05 | -67.8913 | 8.8177e-05 | -75.1166 | 6.9519e-05 | -71.9449 | 8.1913e-05 | -68.0475 | 8.7901e-05 | -76.0275 | 6.922e-05 | -71.2665 | 7.9711e-05
-67.1322 | 9.2141e-05 | -74.2149 | 7.2465e-05 | -88.2473 | 1.694e-05 | -67.2352 | 9.058e-05 | -74.0216 | 7.2386e-05 | -77.9336 | 7.3165e-05 | -67.3891 | 8.9636e-05 | -74.5795 | 7.1497e-05 | -71.3848 | 8.2885e-05 | -67.5443 | 8.9328e-05 | -75.4843 | 7.0994e-05 | -70.7102 | 8.0751e-05
-66.6301 | 9.3624e-05 | -73.6804 | 7.4219e-05 | -87.6573 | 1.911e-05 | -66.7335 | 9.213e-05 | -73.4883 | 7.4266e-05 | -77.3273 | 7.4931e-05 | -66.887 | 9.1143e-05 | -74.0424 | 7.3344e-05 | -70.8248 | 8.3894e-05 | -67.0412 | 9.0813e-05 | -74.9411 | 7.2624e-05 | -70.1538 | 8.2082e-05
-66.128 | 9.5031e-05 | -73.146 | 7.5839e-05 | -87.0673 | 2.1458e-05 | -66.2318 | 9.3697e-05 | -72.9551 | 7.5993e-05 | -76.7211 | 7.6647e-05 | -66.3848 | 9.2704e-05 | -73.5053 | 7.5067e-05 | -70.2647 | 8.5011e-05 | -66.538 | 9.2349e-05 | -74.3978 | 7.413e-05 | -69.5974 | 8.3783e-05
-65.626 | 9.6331e-05 | -72.6115 | 7.7346e-05 | -86.4773 | 2.3962e-05 | -65.7302 | 9.5244e-05 | -72.4219 | 7.7579e-05 | -76.1149 | 7.8313e-05 | -65.8827 | 9.4286e-05 | -72.9681 | 7.6679e-05 | -69.7047 | 8.6312e-05 | -66.0348 | 9.3903e-05 | -73.8546 | 7.5537e-05 | -69.041 | 8.5854e-05
-65.1239 | 9.7499e-05 | -72.0771 | 7.8772e-05 | -85.8873 | 2.6593e-05 | -65.2285 | 9.6725e-05 | -71.8887 | 7.904e-05 | -75.5086 | 7.9942e-05 | -65.3805 | 9.5844e-05 | -72.431 | 7.8193e-05 | -69.1447 | 8.7866e-05 | -65.5317 | 9.5427e-05 | -73.3113 | 7.6878e-05 | -68.4846 | 8.8292e-05
-64.6218 | 9.8523e-05 | -71.5427 | 8.0151e-05 | -85.2973 | 2.9313e-05 | -64.7268 | 9.8081e-05 | -71.3554 | 8.0416e-05 | -74.9024 | 8.1555e-05 | -64.8784 | 9.7324e-05 | -71.8939 | 7.9645e-05 | -68.5846 | 8.9725e-05 | -65.0285 | 9.6863e-05 | -72.7681 | 7.8193e-05 | -67.9283 | 9.106e-05
-64.1197 | 9.9408e-05 | -71.0082 | 8.1528e-05 | -84.7074 | 3.2084e-05 | -64.2252 | 9.9271e-05 | -70.8222 | 8.1751e-05 | -74.2962 | 8.3186e-05 | -64.3763 | 9.8679e-05 | -71.3568 | 8.1073e-05 | -68.0246 | 9.1911e-05 | -64.5253 | 9.8162e-05 | -72.2248 | 7.9529e-05 | -67.3719 | 9.4092e-05
-63.6176 | 0.00010018 | -70.4738 | 8.2943e-05 | -84.1174 | 3.4868e-05 | -63.7235 | 0.00010028 | -70.289 | 8.3093e-05 | -73.6899 | 8.4871e-05 | -63.8741 | 9.9874e-05 | -70.8197 | 8.2518e-05 | -67.4646 | 9.4413e-05 | -64.0221 | 9.9289e-05 | -71.6816 | 8.0938e-05 | -66.8155 | 9.7291e-05
-63.1156 | 0.00010088 | -69.9394 | 8.4441e-05 | -83.5274 | 3.7631e-05 | -63.2218 | 0.00010113 | -69.7557 | 8.4485e-05 | -73.0837 | 8.6657e-05 | -63.372 | 0.00010089 | -70.2826 | 8.402e-05 | -66.9045 | 9.7185e-05 | -63.519 | 0.00010023 | -71.1384 | 8.2456e-05 | -66.2591 | 0.00010054
-62.6135 | 0.00010158 | -69.4049 | 8.606e-05 | -82.9374 | 4.035e-05 | -62.7202 | 0.00010186 | -69.2225 | 8.5966e-05 | -72.4774 | 8.8572e-05 | -62.8698 | 0.00010175 | -69.7455 | 8.5611e-05 | -66.3445 | 0.00010015 | -63.0158 | 0.00010101 | -70.5951 | 8.4105e-05 | -65.7027 | 0.00010374
-62.1114 | 0.00010232 | -68.8705 | 8.7806e-05 | -82.3474 | 4.3008e-05 | -62.2185 | 0.00010251 | -68.6893 | 8.7563e-05 | -71.8712 | 9.0631e-05 | -62.3677 | 0.00010249 | -69.2084 | 8.7305e-05 | -65.7844 | 0.00010321 | -62.5126 | 0.00010168 | -70.0519 | 8.5881e-05 | -65.1464 | 0.00010676
-61.6093 | 0.00010319 | -68.3361 | 8.9672e-05 | -81.7574 | 4.5604e-05 | -61.7169 | 0.00010319 | -68.1561 | 8.9282e-05 | -71.265 | 9.2835e-05 | -61.8655 | 0.00010316 | -68.6713 | 8.91e-05 | -65.2244 | 0.00010625 | -62.0095 | 0.00010232 | -69.5086 | 8.7751e-05 | -64.59 | 0.00010954
-61.1072 | 0.00010425 | -67.8016 | 9.1633e-05 | -81.1674 | 4.8143e-05 | -61.2152 | 0.00010396 | -67.6228 | 9.1112e-05 | -70.6587 | 9.517e-05 | -61.3634 | 0.00010387 | -68.1342 | 9.0967e-05 | -64.6644 | 0.00010917 | -61.5063 | 0.00010303 | -68.9654 | 8.9659e-05 | -64.0336 | 0.00011203
-60.6051 | 0.00010552 | -67.2672 | 9.365e-05 | -80.5774 | 5.0641e-05 | -60.7135 | 0.00010491 | -67.0896 | 9.3024e-05 | -70.0525 | 9.7609e-05 | -60.8612 | 0.00010469 | -67.5971 | 9.2862e-05 | -64.1043 | 0.00011189 | -61.0031 | 0.00010391 | -68.4221 | 9.1537e-05 | -63.4772 | 0.00011424
-60.1031 | 0.00010703 | -66.7328 | 9.5674e-05 | -79.9875 | 5.3122e-05 | -60.2119 | 0.00010609 | -66.5564 | 9.4975e-05 | -69.4463 | 0.00010012 | -60.3591 | 0.0001057 | -67.06 | 9.4725e-05 | -63.5443 | 0.00011438 | -60.4999 | 0.00010504 | -67.8789 | 9.3316e-05 | -62.9208 | 0.00011621
-59.601 | 0.00010878 | -66.1983 | 9.7651e-05 | -79.3975 | 5.5609e-05 | -59.7102 | 0.00010756 | -66.0231 | 9.6912e-05 | -68.84 | 0.00010266 | -59.8569 | 0.00010698 | -66.5229 | 9.6497e-05 | -62.9842 | 0.00011667 | -59.9968 | 0.00010646 | -67.3357 | 9.4937e-05 | -62.3645 | 0.00011802
-59.0989 | 0.00011076 | -65.6639 | 9.9537e-05 | -78.8075 | 5.8117e-05 | -59.2085 | 0.00010931 | -65.4899 | 9.8787e-05 | -68.2338 | 0.00010519 | -59.3548 | 0.00010855 | -65.9858 | 9.8128e-05 | -62.4242 | 0.00011879 | -59.4936 | 0.00010818 | -66.7924 | 9.6369e-05 | -61.8081 | 0.00011978
-58.5968 | 0.00011294 | -65.1294 | 0.0001013 | -78.2175 | 6.066e-05 | -58.7069 | 0.00011134 | -64.9567 | 0.00010055 | -67.6276 | 0.00010769 | -58.8526 | 0.00011045 | -65.4487 | 9.9582e-05 | -61.8642 | 0.00012084 | -58.9904 | 0.0001102 | -66.2492 | 9.7608e-05 | -61.2517 | 0.00012161
-58.0947 | 0.00011529 | -64.595 | 0.00010291 | -77.6275 | 6.3238e-05 | -58.2052 | 0.00011362 | -64.4235 | 0.00010218 | -67.0213 | 0.00011015 | -58.3505 | 0.00011262 | -64.9116 | 0.00010084 | -61.3041 | 0.00012289 | -58.4873 | 0.00011245 | -65.7059 | 9.8678e-05 | -60.6953 | 0.00012358
-57.5927 | 0.00011777 | -64.0606 | 0.00010438 | -77.0375 | 6.5845e-05 | -57.7035 | 0.0001161 | -63.8902 | 0.00010368 | -66.4151 | 0.00011257 | -57.8484 | 0.00011503 | -64.3745 | 0.00010194 | -60.7441 | 0.00012504 | -57.9841 | 0.00011488 | -65.1627 | 9.9622e-05 | -60.1389 | 0.00012576
-57.0906 | 0.00012034 | -63.5261 | 0.00010572 | -76.4475 | 6.8467e-05 | -57.2019 | 0.00011873 | -63.357 | 0.00010506 | -65.8088 | 0.00011498 | -57.3462 | 0.00011761 | -63.8374 | 0.00010292 | -60.184 | 0.00012737 | -57.4809 | 0.00011743 | -64.6195 | 0.0001005 | -59.5826 | 0.00012815
-56.5885 | 0.00012298 | -62.9917 | 0.00010697 | -75.8576 | 7.1077e-05 | -56.7002 | 0.00012146 | -62.8238 | 0.00010637 | -65.2026 | 0.00011744 | -56.8441 | 0.00012033 | -63.3003 | 0.00010384 | -59.624 | 0.00012992 | -56.9778 | 0.00012006 | -64.0762 | 0.00010136 | -59.0262 | 0.00013073
-56.0864 | 0.00012568 | -62.4573 | 0.00010817 | -75.2676 | 7.3645e-05 | -56.1986 | 0.00012425 | -62.2905 | 0.00010765 | -64.5964 | 0.00012001 | -56.3419 | 0.00012314 | -62.7632 | 0.00010477 | -59.064 | 0.00013271 | -56.4746 | 0.00012274 | -63.533 | 0.00010228 | -58.4698 | 0.00013343
-55.5843 | 0.00012845 | -61.9228 | 0.00010939 | -74.6776 | 7.6137e-05 | -55.6969 | 0.00012709 | -61.7573 | 0.00010894 | -63.9901 | 0.00012273 | -55.8398 | 0.00012601 | -62.2261 | 0.00010576 | -58.5039 | 0.00013571 | -55.9714 | 0.00012544 | -62.9897 | 0.00010328 | -57.9134 | 0.00013617
-55.0823 | 0.00013129 | -61.3884 | 0.00011067 | -74.0876 | 7.8517e-05 | -55.1952 | 0.00012998 | -61.2241 | 0.00011027 | -63.3839 | 0.00012563 | -55.3376 | 0.00012893 | -61.689 | 0.00010688 | -57.9439 | 0.00013885 | -55.4682 | 0.00012818 | -62.4465 | 0.00010441 | -57.357 | 0.00013882
-54.5802 | 0.00013423 | -60.854 | 0.00011203 | -73.4976 | 8.0753e-05 | -54.6936 | 0.00013292 | -60.6908 | 0.0001117 | -62.7777 | 0.00012874 | -54.8355 | 0.0001319 | -61.1519 | 0.00010815 | -57.3838 | 0.00014202 | -54.9651 | 0.00013099 | -61.9032 | 0.00010568 | -56.8007 | 0.0001413
-54.0781 | 0.00013726 | -60.3195 | 0.00011351 | -72.9076 | 8.2816e-05 | -54.1919 | 0.00013593 | -60.1576 | 0.00011324 | -62.1714 | 0.00013203 | -54.3333 | 0.00013492 | -60.6148 | 0.00010962 | -56.8238 | 0.00014507 | -54.4619 | 0.00013388 | -61.36 | 0.00010711 | -56.2443 | 0.0001435
-53.576 | 0.00014036 | -59.7851 | 0.00011511 | -72.3176 | 8.4705e-05 | -53.6902 | 0.00013901 | -59.6244 | 0.00011491 | -61.5652 | 0.00013545 | -53.8312 | 0.000138 | -60.0777 | 0.00011129 | -56.2638 | 0.00014789 | -53.9587 | 0.00013688 | -60.8168 | 0.0001087 | -55.6879 | 0.00014536
-53.0739 | 0.00014348 | -59.2507 | 0.00011684 | -71.7276 | 8.6446e-05 | -53.1886 | 0.00014214 | -59.0912 | 0.0001167 | -60.959 | 0.00013892 | -53.329 | 0.00014113 | -59.5406 | 0.00011314 | -55.7037 | 0.00015038 | -53.4556 | 0.00013997 | -60.2735 | 0.00011044 | -55.1315 | 0.00014683
-52.5719 | 0.00014657 | -58.7162 | 0.0001187 | -71.1377 | 8.8081e-05 | -52.6869 | 0.00014529 | -58.5579 | 0.0001186 | -60.3527 | 0.00014233 | -52.8269 | 0.0001443 | -59.0035 | 0.00011518 | -55.1437 | 0.00015247 | -52.9524 | 0.00014315 | -59.7303 | 0.00011233 | -54.5751 | 0.00014787
-52.0698 | 0.00014952 | -58.1818 | 0.00012066 | -70.5477 | 8.9674e-05 | -52.1853 | 0.0001484 | -58.0247 | 0.00012061 | -59.7465 | 0.00014558 | -52.3247 | 0.00014746 | -58.4663 | 0.00011735 | -54.5837 | 0.00015413 | -52.4492 | 0.00014635 | -59.187 | 0.00011433 | -54.0188 | 0.00014851
-51.5677 | 0.00015224 | -57.6473 | 0.00012271 | -69.9577 | 9.1305e-05 | -51.6836 | 0.00015138 | -57.4915 | 0.00012269 | -59.1402 | 0.00014856 | -51.8226 | 0.00015053 | -57.9292 | 0.00011963 | -54.0236 | 0.00015535 | -51.9461 | 0.00014947 | -58.6438 | 0.00011644 | -53.4624 | 0.0001488
-51.0656 | 0.00015464 | -57.1129 | 0.00012483 | -69.3677 | 9.3063e-05 | -51.1819 | 0.00015412 | -56.9582 | 0.00012483 | -58.534 | 0.00015117 | -51.3205 | 0.0001534 | -57.3921 | 0.00012199 | -53.4636 | 0.00015619 | -51.4429 | 0.00015241 | -58.1005 | 0.00011862 | -52.906 | 0.00014878
-50.5635 | 0.00015662 | -56.5785 | 0.00012701 | -68.7777 | 9.5033e-05 | -50.6803 | 0.00015651 | -56.425 | 0.00012701 | -57.9278 | 0.00015333 | -50.8183 | 0.00015596 | -56.855 | 0.0001244 | -52.9035 | 0.00015671 | -50.9397 | 0.00015505 | -57.5573 | 0.00012087 | -52.3496 | 0.00014853
-50.0614 | 0.00015815 | -56.044 | 0.00012925 | -68.1877 | 9.7286e-05 | -50.1786 | 0.00015846 | -55.8918 | 0.00012922 | -57.3215 | 0.00015502 | -50.3162 | 0.00015811 | -56.3179 | 0.00012684 | -52.3435 | 0.00015697 | -50.4365 | 0.00015725 | -57.0141 | 0.00012318 | -51.7932 | 0.00014809
-49.5594 | 0.0001592 | -55.5096 | 0.00013151 | -67.5977 | 9.9868e-05 | -49.6769 | 0.00015988 | -55.3586 | 0.00013146 | -56.7153 | 0.0001563 | -49.814 | 0.00015977 | -55.7808 | 0.0001293 | -51.7835 | 0.00015707 | -49.9334 | 0.00015895 | -56.4708 | 0.00012555 | -51.2369 | 0.00014755
-49.0573 | 0.00015979 | -54.9752 | 0.0001338 | -67.0077 | 0.00010279 | -49.1753 | 0.00016079 | -54.8253 | 0.00013373 | -56.1091 | 0.00015722 | -49.3119 | 0.0001609 | -55.2437 | 0.00013178 | -51.2234 | 0.00015706 | -49.4302 | 0.0001601 | -55.9276 | 0.00012796 | -50.6805 | 0.00014697
-48.5552 | 0.00015997 | -54.4407 | 0.00013608 | -66.4178 | 0.00010601 | -48.6736 | 0.00016121 | -54.2921 | 0.00013601 | -55.5028 | 0.00015786 | -48.8097 | 0.00016151 | -54.7066 | 0.00013425 | -50.6634 | 0.00015702 | -48.927 | 0.00016072 | -55.3843 | 0.0001304 | -50.1241 | 0.00014639
-48.0531 | 0.00015981 | -53.9063 | 0.00013832 | -65.8278 | 0.00010948 | -48.1719 | 0.00016121 | -53.7589 | 0.00013827 | -54.8966 | 0.00015832 | -48.3076 | 0.00016165 | -54.1695 | 0.00013667 | -50.1033 | 0.00015697 | -48.4239 | 0.00016085 | -54.8411 | 0.0001328 | -49.5677 | 0.00014588
-47.551 | 0.00015938 | -53.3719 | 0.00014048 | -65.2378 | 0.0001131 | -47.6703 | 0.00016085 | -53.2256 | 0.00014049 | -54.2904 | 0.00015868 | -47.8054 | 0.0001614 | -53.6324 | 0.00013901 | -49.5433 | 0.00015695 | -47.9207 | 0.00016061 | -54.2979 | 0.00013509 | -49.0114 | 0.00014545
-47.049 | 0.00015877 | -52.8374 | 0.00014253 | -64.6478 | 0.00011673 | -47.1686 | 0.00016024 | -52.6924 | 0.00014261 | -53.6841 | 0.000159 | -47.3033 | 0.00016083 | -53.0953 | 0.00014121 | -48.9833 | 0.00015694 | -47.4175 | 0.00016007 | -53.7546 | 0.00013721 | -48.455 | 0.00014511
-46.5469 | 0.00015801 | -52.303 | 0.00014441 | -64.0578 | 0.00012026 | -46.667 | 0.00015942 | -52.1592 | 0.00014458 | -53.0779 | 0.00015933 | -46.8011 | 0.00016003 | -52.5582 | 0.0001432 | -48.4232 | 0.00015694 | -46.9144 | 0.00015932 | -53.2114 | 0.00013904 | -47.8986 | 0.00014485
-46.0448 | 0.00015714 | -51.7686 | 0.00014609 | -63.4678 | 0.00012362 | -46.1653 | 0.00015845 | -51.626 | 0.00014636 | -52.4717 | 0.00015969 | -46.299 | 0.00015905 | -52.0211 | 0.00014492 | -47.8632 | 0.00015693 | -46.4112 | 0.00015842 | -52.6681 | 0.00014055 | -47.3422 | 0.00014465
-45.5427 | 0.00015616 | -51.2341 | 0.00014754 | -62.8778 | 0.00012675 | -45.6636 | 0.00015736 | -51.0927 | 0.00014789 | -51.8654 | 0.00016005 | -45.7968 | 0.00015792 | -51.484 | 0.00014634 | -47.3031 | 0.00015688 | -45.908 | 0.00015736 | -52.1249 | 0.00014167 | -46.7858 | 0.00014446
-45.0406 | 0.00015507 | -50.6997 | 0.00014875 | -62.2879 | 0.00012966 | -45.162 | 0.00015614 | -50.5595 | 0.00014915 | -51.2592 | 0.00016038 | -45.2947 | 0.00015665 | -50.9469 | 0.00014744 | -46.7431 | 0.00015679 | -45.4048 | 0.00015612 | -51.5816 | 0.00014242 | -46.2295 | 0.00014424
-44.5386 | 0.00015387 | -50.1652 | 0.00014974 | -61.6979 | 0.00013238 | -44.6603 | 0.0001548 | -50.0263 | 0.00015016 | -50.6529 | 0.00016063 | -44.7926 | 0.00015523 | -50.4098 | 0.00014821 | -46.1831 | 0.00015666 | -44.9017 | 0.00015467 | -51.0384 | 0.00014284 | -45.6731 | 0.00014396
-44.0365 | 0.00015257 | -49.6308 | 0.00015053 | -61.1079 | 0.00013498 | -44.1586 | 0.00015333 | -49.493 | 0.00015095 | -50.0467 | 0.00016073 | -44.2904 | 0.00015365 | -49.8727 | 0.00014871 | -45.623 | 0.00015649 | -44.3985 | 0.00015296 | -50.4952 | 0.00014299 | -45.1167 | 0.00014359
-43.5344 | 0.00015117 | -49.0964 | 0.0001512 | -60.5179 | 0.00013755 | -43.657 | 0.00015175 | -48.9598 | 0.00015154 | -49.4405 | 0.00016065 | -43.7883 | 0.00015193 | -49.3356 | 0.00014902 | -45.063 | 0.00015631 | -43.8953 | 0.00015102 | -49.9519 | 0.00014299 | -44.5603 | 0.00014311
-43.0323 | 0.00014973 | -48.5619 | 0.0001518 | -59.9279 | 0.0001402 | -43.1553 | 0.00015009 | -48.4266 | 0.00015201 | -48.8342 | 0.00016036 | -43.2861 | 0.0001501 | -48.7985 | 0.0001492 | -44.5029 | 0.00015612 | -43.3922 | 0.00014888 | -49.4087 | 0.00014292 | -44.0039 | 0.00014255
-42.5302 | 0.00014827 | -48.0275 | 0.00015238 | -59.3379 | 0.00014299 | -42.6536 | 0.00014841 | -47.8934 | 0.0001524 | -48.228 | 0.00015988 | -42.784 | 0.00014823 | -48.2614 | 0.00014932 | -43.9429 | 0.00015596 | -42.889 | 0.00014663 | -48.8654 | 0.0001429 | -43.4476 | 0.0001419
-42.0282 | 0.00014685 | -47.4931 | 0.00015299 | -58.7479 | 0.000146 | -42.152 | 0.00014677 | -47.3601 | 0.00015276 | -47.6218 | 0.00015921 | -42.2818 | 0.0001464 | -47.7243 | 0.00014944 | -43.3829 | 0.00015584 | -42.3858 | 0.00014437 | -48.3222 | 0.000143 | -42.8912 | 0.00014122
-41.5261 | 0.00014552 | -46.9586 | 0.00015363 | -58.1579 | 0.00014925 | -41.6503 | 0.00014521 | -46.8269 | 0.00015313 | -47.0155 | 0.00015841 | -41.7797 | 0.00014466 | -47.1872 | 0.00014957 | -42.8228 | 0.00015577 | -41.8826 | 0.0001422 | -47.7789 | 0.00014324 | -42.3348 | 0.00014053
-41.024 | 0.00014431 | -46.4242 | 0.0001543 | -57.568 | 0.00015272 | -41.1487 | 0.00014377 | -46.2937 | 0.00015353 | -46.4093 | 0.00015752 | -41.2775 | 0.00014306 | -46.6501 | 0.00014973 | -42.2628 | 0.00015578 | -41.3795 | 0.00014019 | -47.2357 | 0.0001436 | -41.7784 | 0.0001399
-40.5219 | 0.00014326 | -45.8898 | 0.00015498 | -56.978 | 0.00015636 | -40.647 | 0.00014247 | -45.7604 | 0.00015394 | -45.8031 | 0.00015662 | -40.7754 | 0.00014162 | -46.113 | 0.00014987 | -41.7028 | 0.00015586 | -40.8763 | 0.0001384 | -46.6925 | 0.00014403 | -41.222 | 0.00013938
-40.0198 | 0.00014236 | -45.3553 | 0.00015564 | -56.388 | 0.00016007 | -40.1453 | 0.0001413 | -45.2272 | 0.00015435 | -45.1968 | 0.00015576 | -40.2732 | 0.00014033 | -45.5759 | 0.00014997 | -41.1427 | 0.00015603 | -40.3731 | 0.00013681 | -46.1492 | 0.00014444 | -40.6657 | 0.00013903
-39.5177 | 0.0001416 | -44.8209 | 0.00015622 | -55.798 | 0.00016375 | -39.6437 | 0.00014026 | -44.694 | 0.00015473 | -44.5906 | 0.00015502 | -39.7711 | 0.00013917 | -45.0388 | 0.00014997 | -40.5827 | 0.00015632 | -39.87 | 0.0001354 | -45.606 | 0.00014475 | -40.1093 | 0.00013888
-39.0157 | 0.00014098 | -44.2865 | 0.00015671 | -55.208 | 0.00016729 | -39.142 | 0.00013935 | -44.1608 | 0.00015503 | -43.9843 | 0.00015444 | -39.2689 | 0.00013812 | -44.5017 | 0.00014983 | -40.0226 | 0.00015674 | -39.3668 | 0.00013411 | -45.0627 | 0.00014489 | -39.5529 | 0.00013897
-38.5136 | 0.00014048 | -43.752 | 0.00015707 | -54.618 | 0.00017059 | -38.6403 | 0.00013855 | -43.6275 | 0.00015525 | -43.3781 | 0.00015407 | -38.7668 | 0.00013716 | -43.9645 | 0.00014953 | -39.4626 | 0.00015731 | -38.8636 | 0.00013288 | -44.5195 | 0.00014479 | -38.9965 | 0.00013932
-38.0115 | 0.00014012 | -43.2176 | 0.00015729 | -54.028 | 0.00017359 | -38.1387 | 0.0001379 | -43.0943 | 0.00015537 | -42.7719 | 0.00015396 | -38.2647 | 0.0001363 | -43.4274 | 0.00014907 | -38.9026 | 0.00015805 | -38.3605 | 0.00013169 | -43.9763 | 0.00014445 | -38.4401 | 0.00013989
-37.5094 | 0.00013992 | -42.6831 | 0.0001574 | -53.438 | 0.00017623 | -37.637 | 0.00013742 | -42.5611 | 0.00015541 | -42.1656 | 0.00015412 | -37.7625 | 0.00013557 | -42.8903 | 0.00014849 | -38.3425 | 0.00015895 | -37.8573 | 0.00013056 | -43.433 | 0.00014388 | -37.8838 | 0.00014066
-37.0073 | 0.0001399 | -42.1487 | 0.00015743 | -52.8481 | 0.00017847 | -37.1353 | 0.00013716 | -42.0278 | 0.00015541 | -41.5594 | 0.00015456 | -37.2604 | 0.00013506 | -42.3532 | 0.00014787 | -37.7825 | 0.00016001 | -37.3541 | 0.00012956 | -42.8898 | 0.00014313 | -37.3274 | 0.00014158
-36.5053 | 0.00014009 | -41.6143 | 0.00015743 | -52.2581 | 0.0001803 | -36.6337 | 0.00013717 | -41.4946 | 0.00015538 | -40.9532 | 0.00015526 | -36.7582 | 0.00013483 | -41.8161 | 0.00014726 | -37.2224 | 0.0001612 | -36.8509 | 0.00012876 | -42.3465 | 0.00014224 | -36.771 | 0.00014261
-36.0032 | 0.00014053 | -41.0798 | 0.00015744 | -51.6681 | 0.00018173 | -36.132 | 0.00013748 | -40.9614 | 0.00015537 | -40.3469 | 0.00015622 | -36.2561 | 0.00013498 | -41.279 | 0.00014675 | -36.6624 | 0.00016251 | -36.3478 | 0.00012828 | -41.8033 | 0.00014128 | -36.2146 | 0.00014375
-35.5011 | 0.00014123 | -40.5454 | 0.00015749 | -51.0781 | 0.00018277 | -35.6304 | 0.00013813 | -40.4281 | 0.00015542 | -39.7407 | 0.0001574 | -35.7539 | 0.00013552 | -40.7419 | 0.00014637 | -36.1024 | 0.0001639 | -35.8446 | 0.0001282 | -41.26 | 0.0001403 | -35.6582 | 0.00014501
-34.999 | 0.0001422 | -40.011 | 0.00015762 | -50.4881 | 0.00018348 | -35.1287 | 0.00013912 | -39.8949 | 0.00015554 | -39.1345 | 0.0001588 | -35.2518 | 0.00013646 | -40.2048 | 0.00014616 | -35.5423 | 0.00016538 | -35.3414 | 0.00012859 | -40.7168 | 0.00013933 | -35.1019 | 0.00014644
-34.4969 | 0.00014344 | -39.4765 | 0.00015786 | -49.8981 | 0.00018386 | -34.627 | 0.00014042 | -39.3617 | 0.00015578 | -38.5282 | 0.00016039 | -34.7496 | 0.00013775 | -39.6677 | 0.00014613 | -34.9823 | 0.00016697 | -34.8383 | 0.00012948 | -40.1736 | 0.0001384 | -34.5455 | 0.00014811
-33.9949 | 0.00014492 | -38.9421 | 0.00015822 | -49.3081 | 0.00018398 | -34.1254 | 0.00014197 | -38.8285 | 0.00015614 | -37.922 | 0.00016213 | -34.2475 | 0.00013935 | -39.1306 | 0.00014629 | -34.4222 | 0.00016872 | -34.3351 | 0.00013084 | -39.6303 | 0.00013752 | -33.9891 | 0.00015011
-33.4928 | 0.00014664 | -38.4077 | 0.00015872 | -48.7182 | 0.0001839 | -33.6237 | 0.00014373 | -38.2952 | 0.00015664 | -37.3157 | 0.00016403 | -33.7453 | 0.00014117 | -38.5935 | 0.00014665 | -33.8622 | 0.0001707 | -33.8319 | 0.00013262 | -39.0871 | 0.00013674 | -33.4327 | 0.00015253
-32.9907 | 0.00014862 | -37.8732 | 0.0001594 | -48.1282 | 0.00018366 | -33.122 | 0.00014568 | -37.762 | 0.00015733 | -36.7095 | 0.00016606 | -33.2432 | 0.00014315 | -38.0564 | 0.00014722 | -33.3022 | 0.00017299 | -33.3288 | 0.00013474 | -38.5438 | 0.00013609 | -32.8763 | 0.00015545
-32.4886 | 0.00015085 | -37.3388 | 0.00016029 | -47.5382 | 0.0001833 | -32.6204 | 0.00014781 | -37.2288 | 0.00015825 | -36.1033 | 0.00016823 | -32.7411 | 0.00014528 | -37.5193 | 0.00014803 | -32.7421 | 0.00017566 | -32.8256 | 0.00013714 | -38.0006 | 0.00013564 | -32.32 | 0.0001589
-31.9865 | 0.00015339 | -36.8044 | 0.00016142 | -46.9482 | 0.00018285 | -32.1187 | 0.00015016 | -36.6955 | 0.00015942 | -35.497 | 0.00017056 | -32.2389 | 0.00014757 | -36.9822 | 0.00014913 | -32.1821 | 0.00017878 | -32.3224 | 0.00013977 | -37.4574 | 0.00013549 | -31.7636 | 0.00016289
-31.4845 | 0.00015629 | -36.2699 | 0.00016287 | -46.3582 | 0.00018236 | -31.6171 | 0.0001528 | -36.1623 | 0.00016088 | -34.8908 | 0.00017307 | -31.7368 | 0.00015009 | -36.4451 | 0.00015057 | -31.622 | 0.00018236 | -31.8192 | 0.00014263 | -36.9141 | 0.00013574 | -31.2072 | 0.00016744
-30.9824 | 0.00015963 | -35.7355 | 0.00016466 | -45.7682 | 0.00018184 | -31.1154 | 0.00015581 | -35.6291 | 0.00016268 | -34.2846 | 0.00017578 | -31.2346 | 0.00015294 | -35.908 | 0.00015241 | -31.062 | 0.00018641 | -31.3161 | 0.00014576 | -36.3709 | 0.00013651 | -30.6508 | 0.00017247
-30.4803 | 0.00016343 | -35.201 | 0.00016683 | -45.1782 | 0.00018134 | -30.6137 | 0.00015928 | -35.0959 | 0.00016483 | -33.6783 | 0.00017872 | -30.7325 | 0.00015622 | -35.3709 | 0.00015469 | -30.502 | 0.0001909 | -30.8129 | 0.00014923 | -35.8276 | 0.0001379 | -30.0944 | 0.00017791
-29.9782 | 0.00016775 | -34.6666 | 0.00016938 | -44.5882 | 0.00018087 | -30.1121 | 0.00016329 | -34.5626 | 0.00016735 | -33.0721 | 0.0001819 | -30.2303 | 0.00016005 | -34.8338 | 0.00015741 | -29.9419 | 0.00019579 | -30.3097 | 0.00015315 | -35.2844 | 0.00013999 | -29.5381 | 0.00018374
-29.4761 | 0.00017256 | -34.1322 | 0.0001723 | -43.9983 | 0.00018046 | -29.6104 | 0.00016787 | -34.0294 | 0.00017023 | -32.4659 | 0.00018535 | -29.7282 | 0.0001645 | -34.2967 | 0.00016053 | -29.3819 | 0.00020101 | -29.8066 | 0.0001576 | -34.7411 | 0.00014281 | -28.9817 | 0.00018994
-28.9741 | 0.00017783 | -33.5977 | 0.00017556 | -43.4083 | 0.00018011 | -29.1087 | 0.00017303 | -33.4962 | 0.00017345 | -31.8596 | 0.0001891 | -29.226 | 0.00016962 | -33.7596 | 0.00016399 | -28.8219 | 0.0002065 | -29.3034 | 0.00016265 | -34.1979 | 0.00014633 | -28.4253 | 0.00019649
-28.472 | 0.0001835 | -33.0633 | 0.00017911 | -42.8183 | 0.00017983 | -28.6071 | 0.00017873 | -32.9629 | 0.00017695 | -31.2534 | 0.00019315 | -28.7239 | 0.00017535 | -33.2225 | 0.0001677 | -28.2618 | 0.00021223 | -28.8002 | 0.00016832 | -33.6547 | 0.00015046 | -27.8689 | 0.00020339
-27.9699 | 0.00018947 | -32.5289 | 0.00018288 | -42.2283 | 0.00017961 | -28.1054 | 0.00018488 | -32.4297 | 0.00018068 | -30.6471 | 0.00019752 | -28.2217 | 0.00018157 | -32.6854 | 0.00017158 | -27.7018 | 0.00021816 | -28.2971 | 0.00017458 | -33.1114 | 0.00015508 | -27.3125 | 0.00021064
-27.4678 | 0.00019565 | -31.9944 | 0.0001868 | -41.6383 | 0.00017946 | -27.6037 | 0.00019134 | -31.8965 | 0.00018459 | -30.0409 | 0.00020221 | -27.7196 | 0.00018817 | -32.1483 | 0.00017554 | -27.1417 | 0.00022424 | -27.7939 | 0.00018135 | -32.5682 | 0.00016001 | -26.7562 | 0.00021821
-26.9657 | 0.00020195 | -31.46 | 0.00019081 | -41.0483 | 0.00017936 | -27.1021 | 0.00019797 | -31.3633 | 0.0001886 | -29.4347 | 0.00020724 | -27.2174 | 0.00019498 | -31.6112 | 0.00017952 | -26.5817 | 0.00023044 | -27.2907 | 0.0001885 | -32.0249 | 0.00016504 | -26.1998 | 0.00022608
-26.4636 | 0.00020829 | -30.9256 | 0.00019486 | -40.4583 | 0.00017932 | -26.6004 | 0.00020467 | -30.83 | 0.00019267 | -28.8284 | 0.00021258 | -26.7153 | 0.00020189 | -31.0741 | 0.00018349 | -26.0217 | 0.00023673 | -26.7875 | 0.00019589 | -31.4817 | 0.00017001 | -25.6434 | 0.00023418
-25.9616 | 0.00021461 | -30.3911 | 0.00019891 | -39.8683 | 0.00017933 | -26.0988 | 0.00021134 | -30.2968 | 0.00019679 | -28.2222 | 0.00021821 | -26.2132 | 0.00020877 | -30.537 | 0.00018747 | -25.4616 | 0.00024308 | -26.2844 | 0.00020335 | -30.9384 | 0.00017481 | -25.087 | 0.00024244
-25.4595 | 0.00022089 | -29.8567 | 0.00020296 | -39.2784 | 0.00017941 | -25.5971 | 0.00021792 | -29.7636 | 0.00020094 | -27.616 | 0.0002241 | -25.711 | 0.00021555 | -29.9998 | 0.00019151 | -24.9016 | 0.00024945 | -25.7812 | 0.00021074 | -30.3952 | 0.00017937 | -24.5306 | 0.00025079
-24.9574 | 0.00022714 | -29.3223 | 0.00020706 | -38.6884 | 0.00017959 | -25.0954 | 0.00022439 | -29.2303 | 0.00020518 | -27.0097 | 0.00023022 | -25.2089 | 0.0002222 | -29.4627 | 0.00019566 | -24.3415 | 0.0002558 | -25.278 | 0.00021797 | -29.852 | 0.00018371 | -23.9743 | 0.00025917
-24.4553 | 0.00023339 | -28.7878 | 0.00021126 | -38.0984 | 0.00017987 | -24.5938 | 0.00023075 | -28.6971 | 0.00020957 | -26.4035 | 0.00023648 | -24.7067 | 0.00022868 | -28.9256 | 0.00020003 | -23.7815 | 0.0002621 | -24.7749 | 0.00022498 | -29.3087 | 0.0001879 | -23.4179 | 0.00026752
-23.9532 | 0.0002397 | -28.2534 | 0.00021566 | -37.5084 | 0.00018029 | -24.0921 | 0.00023704 | -28.1639 | 0.00021418 | -25.7973 | 0.00024282 | -24.2046 | 0.00023504 | -28.3885 | 0.00020474 | -23.2215 | 0.00026835 | -24.2717 | 0.00023174 | -28.7655 | 0.00019211 | -22.8615 | 0.00027585
-23.4512 | 0.00024616 | -27.7189 | 0.00022033 | -36.9184 | 0.00018084 | -23.5904 | 0.0002433 | -27.6307 | 0.0002191 | -25.191 | 0.0002492 | -23.7024 | 0.0002413 | -27.8514 | 0.0002099 | -22.6614 | 0.00027457 | -23.7685 | 0.0002383 | -28.2222 | 0.00019655 | -22.3051 | 0.00028419
-22.9491 | 0.00025288 | -27.1845 | 0.00022536 | -36.3284 | 0.00018155 | -23.0888 | 0.00024964 | -27.0974 | 0.0002244 | -24.5848 | 0.00025556 | -23.2003 | 0.00024756 | -27.3143 | 0.00021556 | -22.1014 | 0.00028082 | -23.2653 | 0.00024475 | -27.679 | 0.00020145 | -21.7487 | 0.00029262
-22.447 | 0.00025996 | -26.6501 | 0.00023081 | -35.7384 | 0.00018242 | -22.5871 | 0.00025616 | -26.5642 | 0.00023013 | -23.9786 | 0.0002619 | -22.6981 | 0.00025389 | -26.7772 | 0.00022178 | -21.5413 | 0.0002872 | -22.7622 | 0.00025119 | -27.1358 | 0.00020703 | -21.1924 | 0.00030123
-21.9449 | 0.00026752 | -26.1156 | 0.00023671 | -35.1485 | 0.00018348 | -22.0854 | 0.00026301 | -26.031 | 0.00023631 | -23.3723 | 0.00026821 | -22.196 | 0.00026043 | -26.2401 | 0.00022858 | -20.9813 | 0.00029384 | -22.259 | 0.00025773 | -26.5925 | 0.00021345 | -20.636 | 0.00031015
-21.4428 | 0.00027565 | -25.5812 | 0.00024304 | -34.5585 | 0.00018477 | -21.5838 | 0.00027034 | -25.4977 | 0.00024291 | -22.7661 | 0.00027454 | -21.6938 | 0.00026736 | -25.703 | 0.00023592 | -20.4213 | 0.00030095 | -21.7558 | 0.00026449 | -26.0493 | 0.00022076 | -20.0796 | 0.00031947
-20.9408 | 0.0002844 | -25.0468 | 0.00024976 | -33.9685 | 0.00018634 | -21.0821 | 0.00027829 | -24.9645 | 0.00024988 | -22.1598 | 0.00028093 | -21.1917 | 0.00027483 | -25.1659 | 0.00024372 | -19.8612 | 0.00030869 | -21.2527 | 0.0002716 | -25.506 | 0.00022893 | -19.5232 | 0.00032927
-20.4387 | 0.0002938 | -24.5123 | 0.00025678 | -33.3785 | 0.00018823 | -20.5805 | 0.00028703 | -24.4313 | 0.00025711 | -21.5536 | 0.00028746 | -20.6895 | 0.00028299 | -24.6288 | 0.00025187 | -19.3012 | 0.00031718 | -20.7495 | 0.00027921 | -24.9628 | 0.00023781 | -18.9668 | 0.0003396
-19.9366 | 0.00030383 | -23.9779 | 0.00026403 | -32.7885 | 0.00019051 | -20.0788 | 0.00029658 | -23.898 | 0.00026451 | -20.9474 | 0.0002942 | -20.1874 | 0.00029195 | -24.0917 | 0.00026023 | -18.7411 | 0.00032649 | -20.2463 | 0.00028744 | -24.4195 | 0.00024709 | -18.4105 | 0.00035045
-19.4345 | 0.00031447 | -23.4435 | 0.00027139 | -32.1985 | 0.00019321 | -19.5771 | 0.00030696 | -23.3648 | 0.00027194 | -20.3411 | 0.00030123 | -19.6853 | 0.00030183 | -23.5546 | 0.00026864 | -18.1811 | 0.00033662 | -19.7432 | 0.00029647 | -23.8763 | 0.00025649 | -17.8541 | 0.00036174
-18.9324 | 0.00032569 | -22.909 | 0.0002788 | -31.6085 | 0.00019637 | -19.0755 | 0.00031813 | -22.8316 | 0.00027935 | -19.7349 | 0.00030861 | -19.1831 | 0.00031265 | -23.0175 | 0.00027696 | -17.6211 | 0.00034751 | -19.24 | 0.00030648 | -23.3331 | 0.00026579 | -17.2977 | 0.00037335
-18.4304 | 0.00033739 | -22.3746 | 0.0002862 | -31.0185 | 0.00019999 | -18.5738 | 0.00033004 | -22.2984 | 0.00028672 | -19.1287 | 0.00031636 | -18.681 | 0.00032443 | -22.4804 | 0.0002851 | -17.061 | 0.000359 | -18.7368 | 0.00031765 | -22.7898 | 0.00027484 | -16.7413 | 0.00038514
-17.9283 | 0.00034953 | -21.8402 | 0.00029362 | -30.4286 | 0.00020406 | -18.0721 | 0.00034261 | -21.7651 | 0.00029409 | -18.5224 | 0.00032444 | -18.1788 | 0.00033713 | -21.9433 | 0.00029303 | -16.501 | 0.00037089 | -18.2336 | 0.00033013 | -22.2466 | 0.00028362 | -16.185 | 0.00039693
-17.4262 | 0.00036206 | -21.3057 | 0.00030111 | -29.8386 | 0.00020855 | -17.5705 | 0.00035575 | -21.2319 | 0.00030155 | -17.9162 | 0.00033281 | -17.6767 | 0.00035065 | -21.4062 | 0.00030078 | -15.941 | 0.00038293 | -17.7305 | 0.00034404 | -21.7033 | 0.00029224 | -15.6286 | 0.00040852
-16.9241 | 0.00037492 | -20.7713 | 0.00030877 | -29.2486 | 0.00021341 | -17.0688 | 0.00036936 | -20.6987 | 0.00030923 | -17.31 | 0.00034139 | -17.1745 | 0.00036487 | -20.8691 | 0.00030849 | -15.3809 | 0.00039484 | -17.2273 | 0.00035937 | -21.1601 | 0.00030086 | -15.0722 | 0.00041979
-16.422 | 0.00038803 | -20.2368 | 0.00031672 | -28.6586 | 0.00021857 | -16.5671 | 0.00038332 | -20.1654 | 0.00031725 | -16.7037 | 0.0003501 | -16.6724 | 0.00037962 | -20.332 | 0.00031635 | -14.8209 | 0.00040638 | -16.7241 | 0.00037601 | -20.6168 | 0.00030971 | -14.5158 | 0.00043064
-15.9199 | 0.00040132 | -19.7024 | 0.00032508 | -28.0686 | 0.00022399 | -16.0655 | 0.00039751 | -19.6322 | 0.00032576 | -16.0975 | 0.00035883 | -16.1702 | 0.00039471 | -19.7949 | 0.00032459 | -14.2608 | 0.00041731 | -16.221 | 0.00039369 | -20.0736 | 0.00031904 | -13.9594 | 0.00044103
-15.4179 | 0.00041465 | -19.168 | 0.00033393 | -27.4786 | 0.0002296 | -15.5638 | 0.00041178 | -19.099 | 0.00033487 | -15.4912 | 0.00036749 | -15.6681 | 0.0004099 | -19.2578 | 0.0003334 | -13.7008 | 0.00042745 | -15.7178 | 0.0004119 | -19.5304 | 0.00032905 | -13.4031 | 0.00045092
-14.9158 | 0.0004279 | -18.6335 | 0.00034335 | -26.8886 | 0.00023537 | -15.0622 | 0.00042596 | -18.5658 | 0.00034462 | -14.885 | 0.00037596 | -15.1659 | 0.00042496 | -18.7207 | 0.00034295 | -13.1408 | 0.0004366 | -15.2146 | 0.00043009 | -18.9871 | 0.00033985 | -12.8467 | 0.00046032
-14.4137 | 0.00044094 | -18.0991 | 0.00035334 | -26.2986 | 0.00024126 | -14.5605 | 0.00043991 | -18.0325 | 0.00035504 | -14.2788 | 0.00038416 | -14.6638 | 0.00043967 | -18.1836 | 0.00035334 | -12.5807 | 0.00044476 | -14.7115 | 0.00044774 | -18.4439 | 0.0003515 | -12.2903 | 0.00046923
-13.9116 | 0.00045365 | -17.5647 | 0.00036385 | -25.7087 | 0.00024726 | -14.0588 | 0.00045348 | -17.4993 | 0.00036606 | -13.6725 | 0.00039199 | -14.1616 | 0.0004538 | -17.6465 | 0.00036456 | -12.0207 | 0.00045197 | -14.2083 | 0.00046445 | -17.9006 | 0.00036396 | -11.7339 | 0.00047767
-13.4095 | 0.00046595 | -17.0302 | 0.00037478 | -25.1187 | 0.00025333 | -13.5572 | 0.00046654 | -16.9661 | 0.00037756 | -13.0663 | 0.00039937 | -13.6595 | 0.00046728 | -17.1094 | 0.00037654 | -11.4606 | 0.0004583 | -13.7051 | 0.00047994 | -17.3574 | 0.00037709 | -11.1775 | 0.00048569
-12.9075 | 0.00047777 | -16.4958 | 0.00038597 | -24.5287 | 0.00025946 | -13.0555 | 0.00047904 | -16.4328 | 0.0003893 | -12.4601 | 0.00040622 | -13.1574 | 0.00048009 | -16.5723 | 0.00038909 | -10.9006 | 0.00046385 | -13.2019 | 0.00049415 | -16.8142 | 0.00039072 | -10.6212 | 0.00049328
-12.4054 | 0.00048911 | -15.9614 | 0.00039721 | -23.9387 | 0.00026566 | -12.5538 | 0.00049099 | -15.8996 | 0.00040107 | -11.8538 | 0.00041242 | -12.6552 | 0.00049228 | -16.0352 | 0.00040195 | -10.3406 | 0.00046873 | -12.6988 | 0.00050713 | -16.2709 | 0.00040457 | -10.0648 | 0.00050049
-11.9033 | 0.00049992 | -15.4269 | 0.00040826 | -23.3487 | 0.00027191 | -12.0522 | 0.0005024 | -15.3664 | 0.00041262 | -11.2476 | 0.00041797 | -12.1531 | 0.00050391 | -15.498 | 0.00041485 | -9.7805 | 0.00047305 | -12.1956 | 0.00051906 | -15.7277 | 0.00041841 | -9.5084 | 0.00050729
-11.4012 | 0.00051025 | -14.8925 | 0.00041893 | -22.7587 | 0.00027822 | -11.5505 | 0.00051332 | -14.8332 | 0.00042374 | -10.6414 | 0.00042283 | -11.6509 | 0.00051506 | -14.9609 | 0.00042747 | -9.2205 | 0.00047687 | -11.6924 | 0.00053016 | -15.1844 | 0.00043201 | -8.952 | 0.00051368
-10.8991 | 0.00052012 | -14.358 | 0.00042903 | -22.1687 | 0.00028461 | -11.0489 | 0.00052377 | -14.2999 | 0.00043424 | -10.0351 | 0.00042698 | -11.1488 | 0.00052579 | -14.4238 | 0.00043953 | -8.6604 | 0.00048023 | -11.1893 | 0.00054061 | -14.6412 | 0.00044519 | -8.3956 | 0.00051956
-10.3971 | 0.00052953 | -13.8236 | 0.00043842 | -21.5788 | 0.00029111 | -10.5472 | 0.00053375 | -13.7667 | 0.00044396 | -9.4289 | 0.00043041 | -10.6466 | 0.00053612 | -13.8867 | 0.00045075 | -8.1004 | 0.00048313 | -10.6861 | 0.00055054 | -14.0979 | 0.00045777 | -7.8393 | 0.00052479
-9.895 | 0.00053846 | -13.2892 | 0.000447 | -20.9888 | 0.00029774 | -10.0455 | 0.00054325 | -13.2335 | 0.00045281 | -8.8226 | 0.0004331 | -10.1445 | 0.000546 | -13.3496 | 0.00046092 | -7.5404 | 0.0004855 | -10.1829 | 0.00055998 | -13.5547 | 0.00046961 | -7.2829 | 0.00052922
-9.3929 | 0.00054686 | -12.7547 | 0.00045475 | -20.3988 | 0.00030455 | -9.5439 | 0.00055221 | -12.7002 | 0.00046077 | -8.2164 | 0.00043506 | -9.6423 | 0.00055536 | -12.8125 | 0.00047 | -6.9803 | 0.00048729 | -9.6798 | 0.00056891 | -13.0115 | 0.00048061 | -6.7265 | 0.00053267
-8.8908 | 0.00055466 | -12.2203 | 0.00046164 | -19.8088 | 0.00031158 | -9.0422 | 0.00056057 | -12.167 | 0.00046783 | -7.6102 | 0.00043629 | -9.1402 | 0.0005641 | -12.2754 | 0.00047794 | -6.4203 | 0.00048839 | -9.1766 | 0.00057727 | -12.4682 | 0.00049067 | -6.1701 | 0.00053495
-8.3887 | 0.00056177 | -11.6859 | 0.00046774 | -19.2188 | 0.00031885 | -8.5405 | 0.00056823 | -11.6338 | 0.00047405 | -7.0039 | 0.00043681 | -8.638 | 0.0005721 | -11.7383 | 0.00048481 | -5.8602 | 0.0004887 | -8.6734 | 0.00058497 | -11.925 | 0.00049971 | -5.6137 | 0.0005359
-7.8867 | 0.00056808 | -11.1514 | 0.00047311 | -18.6288 | 0.00032639 | -8.0389 | 0.00057509 | -11.1006 | 0.00047955 | -6.3977 | 0.00043663 | -8.1359 | 0.00057927 | -11.2012 | 0.00049067 | -5.3002 | 0.00048816 | -8.1702 | 0.00059197 | -11.3817 | 0.00050768 | -5.0574 | 0.00053542
-7.3846 | 0.00057346 | -10.617 | 0.00047787 | -18.0388 | 0.00033415 | -7.5372 | 0.00058106 | -10.5673 | 0.0004844 | -5.7915 | 0.00043579 | -7.6337 | 0.00058553 | -10.6641 | 0.00049566 | -4.7402 | 0.0004868 | -7.6671 | 0.0005983 | -10.8385 | 0.0005146 | -4.501 | 0.00053348
-6.8825 | 0.00057782 | -10.0826 | 0.00048213 | -17.4488 | 0.00034209 | -7.0355 | 0.00058604 | -10.0341 | 0.00048874 | -5.1852 | 0.00043432 | -7.1316 | 0.0005908 | -10.127 | 0.00049992 | -4.1801 | 0.00048464 | -7.1639 | 0.00060399 | -10.2953 | 0.00052051 | -3.9446 | 0.00053012
-6.3804 | 0.00058106 | -9.5481 | 0.00048599 | -16.8589 | 0.00035014 | -6.5339 | 0.00058996 | -9.5009 | 0.0004927 | -4.579 | 0.00043222 | -6.6295 | 0.000595 | -9.5899 | 0.00050362 | -3.6201 | 0.00048172 | -6.6607 | 0.00060904 | -9.752 | 0.00052556 | -3.3882 | 0.00052546
-5.8783 | 0.00058317 | -9.0137 | 0.00048955 | -16.2689 | 0.00035822 | -6.0322 | 0.0005927 | -8.9676 | 0.00049636 | -3.9728 | 0.00042956 | -6.1273 | 0.00059817 | -9.0528 | 0.00050692 | -3.0601 | 0.00047811 | -6.1576 | 0.00061342 | -9.2088 | 0.0005299 | -2.8318 | 0.00051966
-5.3762 | 0.00058415 | -8.4793 | 0.00049289 | -15.6789 | 0.00036625 | -5.5306 | 0.00059433 | -8.4344 | 0.00049977 | -3.3665 | 0.00042642 | -5.6252 | 0.0006003 | -8.5157 | 0.00050995 | -2.5 | 0.00047388 | -5.6544 | 0.00061702 | -8.6655 | 0.0005338 | -2.2755 | 0.00051294
-4.8742 | 0.00058401 | -7.9448 | 0.00049601 | -15.0889 | 0.00037415 | -5.0289 | 0.00059488 | -7.9012 | 0.00050293 | -2.7603 | 0.00042282 | -5.123 | 0.0006014 | -7.9786 | 0.00051284 | -1.94 | 0.00046908 | -5.1512 | 0.00061968 | -8.1223 | 0.00053747 | -1.7191 | 0.00050552
-4.3721 | 0.0005829 | -7.4104 | 0.00049889 | -14.4989 | 0.00038184 | -4.5272 | 0.00059441 | -7.368 | 0.00050581 | -2.1541 | 0.00041881 | -4.6209 | 0.00060147 | -7.4415 | 0.00051564 | -1.3799 | 0.00046378 | -4.648 | 0.00062117 | -7.579 | 0.00054103 | -1.1627 | 0.0004976
-3.87 | 0.00058098 | -6.8759 | 0.00050145 | -13.9089 | 0.00038925 | -4.0256 | 0.000593 | -6.8347 | 0.00050836 | -1.5478 | 0.00041442 | -4.1187 | 0.00060051 | -6.9044 | 0.00051836 | -0.8199 | 0.00045802 | -4.1449 | 0.00062126 | -7.0358 | 0.00054454 | -0.60632 | 0.00048937
-3.3679 | 0.00057839 | -6.3415 | 0.00050362 | -13.3189 | 0.00039631 | -3.5239 | 0.00059073 | -6.3015 | 0.0005105 | -0.94158 | 0.00040968 | -3.6166 | 0.00059856 | -6.3673 | 0.00052097 | -0.25986 | 0.00045186 | -3.6417 | 0.00061975 | -6.4926 | 0.00054792 | -0.049941 | 0.00048101
-2.8658 | 0.00057524 | -5.8071 | 0.00050528 | -12.7289 | 0.00040296 | -3.0222 | 0.00058769 | -5.7683 | 0.00051215 | -0.33534 | 0.00040463 | -3.1144 | 0.00059567 | -5.8302 | 0.00052334 | 0.30018 | 0.00044534 | -3.1385 | 0.00061656 | -5.9493 | 0.00055103 | 0.50644 | 0.00047266
-2.3638 | 0.00057162 | -5.2726 | 0.00050635 | -12.139 | 0.00040913 | -2.5206 | 0.000584 | -5.235 | 0.00051326 | 0.27089 | 0.00039929 | -2.6123 | 0.00059191 | -5.2931 | 0.00052536 | 0.86022 | 0.00043853 | -2.6354 | 0.0006117 | -5.4061 | 0.00055366 | 1.0628 | 0.00046441
-1.8617 | 0.00056758 | -4.7382 | 0.00050675 | -11.549 | 0.00041478 | -2.0189 | 0.00057974 | -4.7018 | 0.00051377 | 0.87713 | 0.0003937 | -2.1101 | 0.0005874 | -4.756 | 0.00052689 | 1.4203 | 0.00043148 | -2.1322 | 0.00060535 | -4.8628 | 0.00055559 | 1.6192 | 0.00045633
-1.3596 | 0.00056315 | -4.2038 | 0.00050642 | -10.959 | 0.0004198 | -1.5172 | 0.00057497 | -4.1686 | 0.00051366 | 1.4834 | 0.00038791 | -1.608 | 0.00058224 | -4.2189 | 0.00052781 | 1.9803 | 0.00042427 | -1.629 | 0.00059776 | -4.3196 | 0.00055662 | 2.1756 | 0.00044844
-0.85752 | 0.00055829 | -3.6693 | 0.00050534 | -10.369 | 0.00042421 | -1.0156 | 0.00056972 | -3.6353 | 0.00051289 | 2.0896 | 0.00038195 | -1.1058 | 0.0005765 | -3.6818 | 0.00052803 | 2.5403 | 0.00041696 | -1.1259 | 0.00058926 | -3.7763 | 0.0005566 | 2.732 | 0.00044074
-0.35544 | 0.00055295 | -3.1349 | 0.0005035 | -9.779 | 0.00042802 | -0.51392 | 0.00056397 | -3.1021 | 0.00051147 | 2.6958 | 0.00037587 | -0.6037 | 0.00057023 | -3.1447 | 0.00052748 | 3.1004 | 0.00040962 | -0.62269 | 0.0005801 | -3.2331 | 0.00055542 | 3.2883 | 0.00043321
0.14664 | 0.00054702 | -2.6005 | 0.00050089 | -9.189 | 0.00043122 | -0.012257 | 0.00055764 | -2.5689 | 0.00050942 | 3.3021 | 0.00036969 | -0.10155 | 0.00056336 | -2.6076 | 0.00052613 | 3.6604 | 0.00040229 | -0.11952 | 0.00057049 | -2.6899 | 0.00055303 | 3.8447 | 0.00042576
0.64872 | 0.00054037 | -2.066 | 0.00049758 | -8.599 | 0.00043384 | 0.48941 | 0.00055057 | -2.0357 | 0.00050673 | 3.9083 | 0.00036346 | 0.40059 | 0.00055575 | -2.0705 | 0.00052396 | 4.2205 | 0.00039501 | 0.38365 | 0.00056046 | -2.1466 | 0.00054943 | 4.4011 | 0.00041832
1.1508 | 0.00053289 | -1.5316 | 0.00049365 | -8.0091 | 0.00043589 | 0.99107 | 0.00054257 | -1.5024 | 0.00050341 | 4.5145 | 0.00035718 | 0.90274 | 0.0005472 | -1.5334 | 0.00052096 | 4.7805 | 0.00038779 | 0.88682 | 0.00054992 | -1.6034 | 0.00054464 | 4.9575 | 0.00041077
1.6529 | 0.00052446 | -0.99716 | 0.00048914 | -7.4191 | 0.00043741 | 1.4927 | 0.00053344 | -0.9692 | 0.00049942 | 5.1208 | 0.00035087 | 1.4049 | 0.00053758 | -0.99625 | 0.00051714 | 5.3405 | 0.00038067 | 1.39 | 0.00053875 | -1.0601 | 0.00053866 | 5.5139 | 0.00040303
2.155 | 0.00051498 | -0.46272 | 0.00048412 | -6.8291 | 0.0004384 | 1.9944 | 0.00052315 | -0.43598 | 0.00049475 | 5.727 | 0.00034455 | 1.907 | 0.00052679 | -0.45915 | 0.00051249 | 5.9006 | 0.00037367 | 1.8932 | 0.00052685 | -0.51689 | 0.00053164 | 6.0702 | 0.00039502
2.657 | 0.00050447 | 0.071716 | 0.00047865 | -6.2391 | 0.00043885 | 2.4961 | 0.00051173 | 0.097254 | 0.00048942 | 6.3333 | 0.00033823 | 2.4092 | 0.00051486 | 0.077958 | 0.00050701 | 6.4606 | 0.00036682 | 2.3963 | 0.00051423 | 0.026347 | 0.00052368 | 6.6266 | 0.00038674
3.1591 | 0.0004931 | 0.60615 | 0.00047281 | -5.6491 | 0.00043873 | 2.9977 | 0.00049934 | 0.63048 | 0.00048346 | 6.9395 | 0.00033197 | 2.9113 | 0.00050195 | 0.61506 | 0.00050073 | 7.0207 | 0.00036013 | 2.8995 | 0.00050098 | 0.56959 | 0.00051487 | 7.183 | 0.00037822
3.6612 | 0.00048106 | 1.1406 | 0.00046666 | -5.0591 | 0.00043802 | 3.4994 | 0.00048623 | 1.1637 | 0.00047692 | 7.5457 | 0.00032581 | 3.4135 | 0.00048834 | 1.1522 | 0.00049362 | 7.5807 | 0.00035363 | 3.4027 | 0.00048731 | 1.1128 | 0.00050536 | 7.7394 | 0.00036957
4.1633 | 0.0004686 | 1.675 | 0.0004603 | -4.4691 | 0.0004367 | 4.0011 | 0.00047273 | 1.6969 | 0.00046992 | 8.152 | 0.00031983 | 3.9156 | 0.00047437 | 1.6893 | 0.00048584 | 8.1407 | 0.00034733 | 3.9058 | 0.0004735 | 1.6561 | 0.00049529 | 8.2958 | 0.00036097
4.6654 | 0.00045601 | 2.2095 | 0.00045378 | -3.8791 | 0.00043473 | 4.5027 | 0.00045921 | 2.2302 | 0.00046257 | 8.7582 | 0.00031408 | 4.4178 | 0.00046043 | 2.2264 | 0.0004775 | 8.7008 | 0.00034123 | 4.409 | 0.00045984 | 2.1993 | 0.00048483 | 8.8521 | 0.00035258
5.1674 | 0.00044355 | 2.7439 | 0.00044717 | -3.2892 | 0.00043204 | 5.0044 | 0.00044598 | 2.7634 | 0.00045499 | 9.3644 | 0.00030864 | 4.9199 | 0.00044688 | 2.7635 | 0.00046873 | 9.2608 | 0.00033531 | 4.9122 | 0.00044656 | 2.7426 | 0.00047417 | 9.4085 | 0.00034456
5.6695 | 0.00043143 | 3.2783 | 0.00044051 | -2.6992 | 0.00042868 | 5.506 | 0.00043333 | 3.2966 | 0.0004473 | 9.9707 | 0.00030355 | 5.4221 | 0.00043398 | 3.3006 | 0.00045967 | 9.8208 | 0.00032951 | 5.4154 | 0.00043384 | 3.2858 | 0.00046345 | 9.9649 | 0.00033703
6.1716 | 0.00041982 | 3.8128 | 0.00043382 | -2.1092 | 0.00042466 | 6.0077 | 0.00042143 | 3.8299 | 0.00043959 | 10.5769 | 0.00029884 | 5.9242 | 0.00042191 | 3.8377 | 0.00045043 | 10.3809 | 0.00032381 | 5.9185 | 0.00042179 | 3.829 | 0.0004528 | 10.5213 | 0.0003301
6.6737 | 0.00040879 | 4.3472 | 0.00042707 | -1.5192 | 0.00041999 | 6.5094 | 0.00041035 | 4.3631 | 0.00043192 | 11.1831 | 0.00029449 | 6.4263 | 0.00041075 | 4.3748 | 0.0004411 | 10.9409 | 0.00031814 | 6.4217 | 0.00041041 | 4.3723 | 0.00044229 | 11.0777 | 0.0003238
7.1758 | 0.00039835 | 4.8816 | 0.00042025 | -0.92921 | 0.00041468 | 7.011 | 0.00040006 | 4.8963 | 0.00042427 | 11.7894 | 0.00029042 | 6.9285 | 0.00040046 | 4.9119 | 0.0004317 | 11.501 | 0.00031249 | 6.9249 | 0.00039973 | 4.9155 | 0.00043195 | 11.634 | 0.0003181
7.6779 | 0.00038845 | 5.4161 | 0.00041331 | -0.33922 | 0.00040874 | 7.5127 | 0.0003905 | 5.4295 | 0.00041661 | 12.3956 | 0.00028656 | 7.4306 | 0.00039096 | 5.449 | 0.00042222 | 12.061 | 0.00030686 | 7.428 | 0.00038966 | 5.4588 | 0.00042173 | 12.1904 | 0.00031296
8.1799 | 0.000379 | 5.9505 | 0.00040621 | 0.25076 | 0.0004022 | 8.0144 | 0.00038151 | 5.9628 | 0.00040891 | 13.0019 | 0.00028282 | 7.9328 | 0.00038214 | 5.9861 | 0.00041266 | 12.621 | 0.00030128 | 7.9312 | 0.00038009 | 6.002 | 0.00041156 | 12.7468 | 0.00030827
8.682 | 0.00036992 | 6.4849 | 0.00039891 | 0.84075 | 0.0003951 | 8.516 | 0.00037296 | 6.496 | 0.0004011 | 13.6081 | 0.00027911 | 8.4349 | 0.00037381 | 6.5232 | 0.00040296 | 13.1811 | 0.0002958 | 8.4344 | 0.00037092 | 6.5453 | 0.00040136 | 13.3032 | 0.0003039
9.1841 | 0.00036113 | 7.0194 | 0.0003914 | 1.4307 | 0.0003875 | 9.0177 | 0.0003647 | 7.0292 | 0.00039317 | 14.2143 | 0.00027535 | 8.9371 | 0.0003658 | 7.0603 | 0.00039313 | 13.7411 | 0.00029051 | 8.9375 | 0.00036203 | 7.0885 | 0.00039107 | 13.8595 | 0.00029973
9.6862 | 0.00035261 | 7.5538 | 0.0003837 | 2.0207 | 0.0003795 | 9.5193 | 0.00035662 | 7.5625 | 0.0003851 | 14.8206 | 0.0002715 | 9.4392 | 0.00035798 | 7.5974 | 0.00038321 | 14.3012 | 0.00028552 | 9.4407 | 0.00035333 | 7.6317 | 0.00038069 | 14.4159 | 0.00029562
10.1883 | 0.00034433 | 8.0883 | 0.00037583 | 2.6107 | 0.00037124 | 10.021 | 0.00034864 | 8.0957 | 0.00037693 | 15.4268 | 0.00026754 | 9.9414 | 0.00035023 | 8.1345 | 0.00037328 | 14.8612 | 0.00028092 | 9.9439 | 0.00034473 | 8.175 | 0.00037029 | 14.9723 | 0.00029142
10.6903 | 0.00033632 | 8.6227 | 0.00036787 | 3.2007 | 0.00036285 | 10.5227 | 0.00034076 | 8.6289 | 0.00036871 | 16.033 | 0.00026347 | 10.4435 | 0.00034247 | 8.6716 | 0.00036352 | 15.4212 | 0.0002768 | 10.4471 | 0.00033625 | 8.7182 | 0.00036 | 15.5287 | 0.00028703
11.1924 | 0.00032864 | 9.1571 | 0.00035988 | 3.7907 | 0.00035449 | 11.0243 | 0.00033299 | 9.1621 | 0.00036053 | 16.6393 | 0.00025931 | 10.9457 | 0.00033471 | 9.2087 | 0.00035412 | 15.9813 | 0.00027325 | 10.9502 | 0.00032799 | 9.2615 | 0.00034999 | 16.0851 | 0.00028238
11.6945 | 0.00032135 | 9.6916 | 0.00035198 | 4.3807 | 0.00034635 | 11.526 | 0.00032538 | 9.6954 | 0.00035248 | 17.2455 | 0.00025512 | 11.4478 | 0.00032697 | 9.7458 | 0.00034523 | 16.5413 | 0.00027032 | 11.4534 | 0.00032011 | 9.8047 | 0.0003404 | 16.6414 | 0.00027745
12.1966 | 0.00031451 | 10.226 | 0.00034425 | 4.9707 | 0.00033855 | 12.0277 | 0.00031804 | 10.2286 | 0.00034471 | 17.8517 | 0.00025095 | 11.95 | 0.00031938 | 10.2829 | 0.00033701 | 17.1014 | 0.00026791 | 11.9566 | 0.00031285 | 10.3479 | 0.00033137 | 17.1978 | 0.00027227
12.6987 | 0.00030815 | 10.7604 | 0.00033683 | 5.5606 | 0.00033118 | 12.5293 | 0.00031107 | 10.7618 | 0.00033728 | 18.458 | 0.00024689 | 12.4521 | 0.0003121 | 10.82 | 0.00032952 | 17.6614 | 0.00026596 | 12.4597 | 0.00030644 | 10.8912 | 0.00032298 | 17.7542 | 0.00026692
13.2007 | 0.00030232 | 11.2949 | 0.00032977 | 6.1506 | 0.00032425 | 13.031 | 0.0003046 | 11.2951 | 0.00033026 | 19.0642 | 0.00024298 | 12.9542 | 0.00030531 | 11.3571 | 0.00032277 | 18.2214 | 0.00026431 | 12.9629 | 0.00030104 | 11.4344 | 0.00031523 | 18.3106 | 0.00026149
13.7028 | 0.00029703 | 11.8293 | 0.00032315 | 6.7406 | 0.0003178 | 13.5327 | 0.00029875 | 11.8283 | 0.00032369 | 19.6705 | 0.00023928 | 13.4564 | 0.00029922 | 11.8942 | 0.00031669 | 18.7815 | 0.00026282 | 13.4661 | 0.00029671 | 11.9777 | 0.00030808 | 18.867 | 0.0002561
14.2049 | 0.00029228 | 12.3637 | 0.00031697 | 7.3306 | 0.00031178 | 14.0343 | 0.00029363 | 12.3615 | 0.00031758 | 20.2767 | 0.0002358 | 13.9585 | 0.00029398 | 12.4313 | 0.00031119 | 19.3415 | 0.00026131 | 13.9692 | 0.00029338 | 12.5209 | 0.00030144 | 19.4233 | 0.00025089
14.707 | 0.00028809 | 12.8982 | 0.00031125 | 7.9206 | 0.00030618 | 14.536 | 0.00028928 | 12.8947 | 0.00031189 | 20.8829 | 0.00023258 | 14.4607 | 0.00028966 | 12.9684 | 0.00030611 | 19.9016 | 0.00025959 | 14.4724 | 0.00029085 | 13.0642 | 0.00029524 | 19.9797 | 0.00024593
15.2091 | 0.00028442 | 13.4326 | 0.00030595 | 8.5106 | 0.00030096 | 15.0376 | 0.00028572 | 13.428 | 0.0003066 | 21.4892 | 0.00022959 | 14.9628 | 0.00028627 | 13.5056 | 0.00030134 | 20.4616 | 0.00025754 | 14.9756 | 0.00028881 | 13.6074 | 0.00028941 | 20.5361 | 0.00024129
15.7111 | 0.00028125 | 13.967 | 0.00030104 | 9.1006 | 0.00029612 | 15.5393 | 0.0002829 | 13.9612 | 0.00030166 | 22.0954 | 0.00022684 | 15.465 | 0.00028374 | 14.0427 | 0.00029677 | 21.0216 | 0.00025501 | 15.4788 | 0.0002869 | 14.1506 | 0.00028393 | 21.0925 | 0.00023695
16.2132 | 0.00027853 | 14.5015 | 0.00029645 | 9.6906 | 0.00029164 | 16.041 | 0.0002807 | 14.4944 | 0.00029701 | 22.7016 | 0.00022428 | 15.9671 | 0.0002818 | 14.5798 | 0.00029237 | 21.5817 | 0.00025194 | 15.9819 | 0.00028486 | 14.6939 | 0.00027883 | 21.6489 | 0.00023288
16.7153 | 0.00027618 | 15.0359 | 0.00029213 | 10.2805 | 0.00028754 | 16.5426 | 0.0002789 | 15.0277 | 0.00029259 | 23.3079 | 0.0002219 | 16.4693 | 0.0002802 | 15.1169 | 0.00028811 | 22.1417 | 0.00024831 | 16.4851 | 0.00028249 | 15.2371 | 0.00027413 | 22.2052 | 0.00022897
17.2174 | 0.00027405 | 15.5704 | 0.00028802 | 10.8705 | 0.00028384 | 17.0443 | 0.00027727 | 15.5609 | 0.00028837 | 23.9141 | 0.00021963 | 16.9714 | 0.00027867 | 15.654 | 0.00028403 | 22.7017 | 0.00024414 | 16.9883 | 0.00027971 | 15.7804 | 0.00026986 | 22.7616 | 0.00022512
17.7195 | 0.00027201 | 16.1048 | 0.00028406 | 11.4605 | 0.00028056 | 17.546 | 0.0002756 | 16.0941 | 0.00028431 | 24.5203 | 0.00021744 | 17.4736 | 0.00027699 | 16.1911 | 0.00028017 | 23.2618 | 0.0002395 | 17.4914 | 0.0002765 | 16.3236 | 0.00026601 | 23.318 | 0.0002212
18.2216 | 0.00026991 | 16.6392 | 0.0002802 | 12.0505 | 0.00027771 | 18.0476 | 0.00027369 | 16.6274 | 0.00028038 | 25.1266 | 0.00021527 | 17.9757 | 0.00027495 | 16.7282 | 0.00027653 | 23.8218 | 0.00023448 | 17.9946 | 0.00027292 | 16.8668 | 0.00026255 | 23.8744 | 0.00021712
18.7236 | 0.00026761 | 17.1737 | 0.00027642 | 12.6405 | 0.00027526 | 18.5493 | 0.00027136 | 17.1606 | 0.00027658 | 25.7328 | 0.00021307 | 18.4779 | 0.00027243 | 17.2653 | 0.00027308 | 24.3819 | 0.00022927 | 18.4978 | 0.00026903 | 17.4101 | 0.00025939 | 24.4308 | 0.00021285
19.2257 | 0.00026499 | 17.7081 | 0.00027269 | 13.2305 | 0.00027312 | 19.051 | 0.00026851 | 17.6938 | 0.00027286 | 26.339 | 0.00021077 | 18.98 | 0.00026935 | 17.8024 | 0.00026976 | 24.9419 | 0.00022398 | 19.001 | 0.00026492 | 17.9533 | 0.00025641 | 24.9871 | 0.00020838
19.7278 | 0.00026195 | 18.2425 | 0.00026897 | 13.8205 | 0.00027121 | 19.5526 | 0.00026507 | 18.227 | 0.0002692 | 26.9453 | 0.00020833 | 19.4821 | 0.00026568 | 18.3395 | 0.00026648 | 25.5019 | 0.00021876 | 19.5041 | 0.00026063 | 18.4966 | 0.00025349 | 25.5435 | 0.00020373
20.2299 | 0.00025845 | 18.777 | 0.00026525 | 14.4105 | 0.00026943 | 20.0543 | 0.00026105 | 18.7603 | 0.00026555 | 27.5515 | 0.00020572 | 19.9843 | 0.00026146 | 18.8766 | 0.00026312 | 26.062 | 0.00021369 | 20.0073 | 0.00025618 | 19.0398 | 0.00025047 | 26.0999 | 0.00019898
20.732 | 0.00025447 | 19.3114 | 0.0002615 | 15.0004 | 0.00026767 | 20.5559 | 0.00025648 | 19.2935 | 0.00026188 | 28.1578 | 0.00020291 | 20.4864 | 0.00025675 | 19.4137 | 0.00025957 | 26.622 | 0.00020886 | 20.5105 | 0.00025159 | 19.5831 | 0.00024727 | 26.6563 | 0.0001942
21.234 | 0.00025003 | 19.8458 | 0.00025769 | 15.5904 | 0.00026585 | 21.0576 | 0.00025147 | 19.8267 | 0.00025811 | 28.764 | 0.00019988 | 20.9886 | 0.00025164 | 19.9508 | 0.00025574 | 27.1821 | 0.00020428 | 21.0136 | 0.00024683 | 20.1263 | 0.00024378 | 27.2127 | 0.00018949
21.7361 | 0.00024517 | 20.3803 | 0.00025376 | 16.1804 | 0.00026388 | 21.5593 | 0.0002461 | 20.36 | 0.00025419 | 29.3702 | 0.00019667 | 21.4907 | 0.00024621 | 20.4879 | 0.00025157 | 27.7421 | 0.00019995 | 21.5168 | 0.00024188 | 20.6695 | 0.00023999 | 27.769 | 0.00018493
22.2382 | 0.00023999 | 20.9147 | 0.00024968 | 16.7704 | 0.0002617 | 22.0609 | 0.00024048 | 20.8932 | 0.00025006 | 29.9765 | 0.00019328 | 21.9929 | 0.00024056 | 21.025 | 0.00024702 | 28.3021 | 0.00019583 | 22.02 | 0.00023669 | 21.2128 | 0.00023589 | 28.3254 | 0.00018062
22.7403 | 0.00023455 | 21.4491 | 0.00024541 | 17.3604 | 0.0002593 | 22.5626 | 0.00023471 | 21.4264 | 0.00024568 | 30.5827 | 0.00018978 | 22.495 | 0.00023475 | 21.5621 | 0.0002421 | 28.8622 | 0.00019187 | 22.5231 | 0.00023127 | 21.756 | 0.00023153 | 28.8818 | 0.00017662
23.2424 | 0.00022893 | 21.9836 | 0.00024093 | 17.9504 | 0.00025667 | 23.0643 | 0.00022885 | 21.9596 | 0.00024102 | 31.1889 | 0.0001862 | 22.9972 | 0.00022881 | 22.0992 | 0.00023685 | 29.4222 | 0.000188 | 23.0263 | 0.00022564 | 22.2993 | 0.00022696 | 29.4382 | 0.00017298
23.7444 | 0.00022323 | 22.518 | 0.0002362 | 18.5404 | 0.00025385 | 23.5659 | 0.00022296 | 22.4929 | 0.00023609 | 31.7952 | 0.00018261 | 23.4993 | 0.00022279 | 22.6363 | 0.00023133 | 29.9823 | 0.00018415 | 23.5295 | 0.00021989 | 22.8425 | 0.00022227 | 29.9946 | 0.00016971
24.2465 | 0.00021752 | 23.0525 | 0.00023125 | 19.1303 | 0.00025086 | 24.0676 | 0.00021709 | 23.0261 | 0.0002309 | 32.4014 | 0.00017907 | 24.0015 | 0.00021672 | 23.1734 | 0.00022563 | 30.5423 | 0.00018027 | 24.0327 | 0.00021415 | 23.3858 | 0.00021754 | 30.5509 | 0.00016683
24.7486 | 0.00021189 | 23.5869 | 0.00022611 | 19.7203 | 0.00024775 | 24.5692 | 0.00021128 | 23.5593 | 0.00022553 | 33.0076 | 0.00017565 | 24.5036 | 0.00021067 | 23.7105 | 0.00021986 | 31.1023 | 0.00017635 | 24.5358 | 0.00020858 | 23.929 | 0.00021285 | 31.1073 | 0.00016428
25.2507 | 0.00020639 | 24.1213 | 0.00022082 | 20.3103 | 0.00024456 | 25.0709 | 0.00020563 | 24.0926 | 0.00022005 | 33.6139 | 0.00017241 | 25.0058 | 0.00020475 | 24.2476 | 0.00021413 | 31.6624 | 0.0001724 | 25.039 | 0.00020331 | 24.4722 | 0.00020825 | 31.6637 | 0.00016201
25.7528 | 0.00020112 | 24.6558 | 0.00021548 | 20.9003 | 0.00024132 | 25.5726 | 0.00020023 | 24.6258 | 0.00021459 | 34.2201 | 0.00016937 | 25.5079 | 0.00019912 | 24.7847 | 0.00020853 | 32.2224 | 0.00016849 | 25.5422 | 0.0001985 | 25.0155 | 0.00020377 | 32.2201 | 0.00015997
26.2548 | 0.00019615 | 25.1902 | 0.0002102 | 21.4903 | 0.00023804 | 26.0742 | 0.0001952 | 25.159 | 0.00020923 | 34.8264 | 0.00016655 | 26.01 | 0.00019395 | 25.3218 | 0.00020316 | 32.7825 | 0.00016469 | 26.0453 | 0.00019422 | 25.5587 | 0.00019942 | 32.7765 | 0.00015811
26.7569 | 0.00019156 | 25.7246 | 0.00020506 | 22.0803 | 0.00023469 | 26.5759 | 0.00019065 | 25.6922 | 0.00020407 | 35.4326 | 0.00016396 | 26.5122 | 0.0001894 | 25.8589 | 0.00019808 | 33.3425 | 0.00016107 | 26.5485 | 0.00019048 | 26.102 | 0.00019521 | 33.3328 | 0.00015638
27.259 | 0.00018743 | 26.2591 | 0.00020015 | 22.6703 | 0.00023127 | 27.0776 | 0.00018668 | 26.2255 | 0.00019918 | 36.0388 | 0.00016156 | 27.0143 | 0.00018559 | 26.396 | 0.00019335 | 33.9025 | 0.00015773 | 27.0517 | 0.00018727 | 26.6452 | 0.00019113 | 33.8892 | 0.00015474
27.7611 | 0.00018381 | 26.7935 | 0.00019551 | 23.2603 | 0.00022774 | 27.5792 | 0.00018335 | 26.7587 | 0.00019458 | 36.6451 | 0.00015934 | 27.5165 | 0.00018254 | 26.9331 | 0.00018899 | 34.4626 | 0.00015473 | 27.5548 | 0.0001845 | 27.1884 | 0.00018715 | 34.4456 | 0.00015319
28.2632 | 0.00018071 | 27.3279 | 0.00019119 | 23.8502 | 0.00022409 | 28.0809 | 0.00018064 | 27.2919 | 0.00019029 | 37.2513 | 0.00015724 | 28.0186 | 0.00018021 | 27.4702 | 0.00018499 | 35.0226 | 0.00015212 | 28.058 | 0.00018209 | 27.7317 | 0.00018328 | 35.002 | 0.00015171
28.7653 | 0.00017813 | 27.8624 | 0.00018717 | 24.4402 | 0.00022032 | 28.5826 | 0.00017849 | 27.8252 | 0.00018629 | 37.8575 | 0.0001552 | 28.5208 | 0.00017846 | 28.0074 | 0.00018132 | 35.5826 | 0.00014991 | 28.5612 | 0.00017997 | 28.2749 | 0.00017951 | 35.5584 | 0.00015031
29.2673 | 0.00017602 | 28.3968 | 0.00018343 | 25.0302 | 0.00021643 | 29.0842 | 0.00017678 | 28.3584 | 0.00018252 | 38.4638 | 0.00015316 | 29.0229 | 0.00017711 | 28.5445 | 0.00017793 | 36.1427 | 0.00014808 | 29.0644 | 0.00017808 | 28.8182 | 0.00017588 | 36.1147 | 0.000149
29.7694 | 0.00017431 | 28.9312 | 0.00017993 | 25.6202 | 0.00021246 | 29.5859 | 0.00017537 | 28.8916 | 0.00017893 | 39.07 | 0.00015106 | 29.5251 | 0.00017595 | 29.0816 | 0.00017476 | 36.7027 | 0.0001466 | 29.5675 | 0.00017639 | 29.3614 | 0.00017241 | 36.6711 | 0.00014778
30.2715 | 0.00017291 | 29.4657 | 0.00017659 | 26.2102 | 0.00020847 | 30.0875 | 0.00017411 | 29.4248 | 0.00017548 | 39.6762 | 0.00014885 | 30.0272 | 0.00017482 | 29.6187 | 0.00017174 | 37.2628 | 0.00014539 | 30.0707 | 0.00017489 | 29.9047 | 0.00016915 | 37.2275 | 0.00014668
30.7736 | 0.0001717 | 30.0001 | 0.00017337 | 26.8002 | 0.00020454 | 30.5892 | 0.00017287 | 29.9581 | 0.00017211 | 40.2825 | 0.00014648 | 30.5294 | 0.00017357 | 30.1558 | 0.00016885 | 37.8228 | 0.00014436 | 30.5739 | 0.00017353 | 30.4479 | 0.00016619 | 37.7839 | 0.00014568
31.2757 | 0.00017059 | 30.5346 | 0.00017024 | 27.3902 | 0.00020077 | 31.0909 | 0.00017157 | 30.4913 | 0.00016883 | 40.8887 | 0.00014394 | 31.0315 | 0.00017217 | 30.6929 | 0.00016606 | 38.3828 | 0.00014343 | 31.077 | 0.00017226 | 30.9911 | 0.00016354 | 38.3403 | 0.00014477
31.7777 | 0.00016949 | 31.069 | 0.00016721 | 27.9802 | 0.00019728 | 31.5925 | 0.00017019 | 31.0245 | 0.00016566 | 41.495 | 0.00014124 | 31.5337 | 0.00017066 | 31.23 | 0.00016337 | 38.9429 | 0.00014252 | 31.5802 | 0.000171 | 31.5344 | 0.00016123 | 38.8966 | 0.00014392
32.2798 | 0.00016835 | 31.6034 | 0.00016429 | 28.5701 | 0.00019417 | 32.0942 | 0.00016874 | 31.5578 | 0.00016267 | 42.1012 | 0.00013843 | 32.0358 | 0.00016911 | 31.7671 | 0.00016082 | 39.5029 | 0.00014159 | 32.0834 | 0.00016968 | 32.0776 | 0.00015928 | 39.453 | 0.00014308
32.7819 | 0.00016718 | 32.1379 | 0.00016157 | 29.1601 | 0.0001915 | 32.5959 | 0.0001673 | 32.091 | 0.00015992 | 42.7074 | 0.00013558 | 32.5379 | 0.00016759 | 32.3042 | 0.00015844 | 40.063 | 0.0001406 | 32.5865 | 0.00016823 | 32.6209 | 0.00015771 | 40.0094 | 0.0001422
33.284 | 0.00016597 | 32.6723 | 0.0001591 | 29.7501 | 0.00018934 | 33.0975 | 0.00016591 | 32.6242 | 0.00015752 | 43.3137 | 0.00013276 | 33.0401 | 0.00016616 | 32.8413 | 0.00015626 | 40.623 | 0.00013957 | 33.0897 | 0.00016662 | 33.1641 | 0.0001565 | 40.5658 | 0.00014123
33.7861 | 0.00016476 | 33.2067 | 0.00015696 | 30.3401 | 0.0001877 | 33.5992 | 0.00016463 | 33.1574 | 0.00015551 | 43.9199 | 0.00013005 | 33.5422 | 0.00016487 | 33.3784 | 0.0001543 | 41.183 | 0.00013848 | 33.5929 | 0.00016482 | 33.7074 | 0.00015565 | 41.1222 | 0.00014011
34.2881 | 0.00016358 | 33.7412 | 0.0001552 | 30.9301 | 0.00018655 | 34.1009 | 0.0001635 | 33.6907 | 0.00015393 | 44.5261 | 0.00012751 | 34.0444 | 0.00016373 | 33.9155 | 0.0001526 | 41.7431 | 0.00013734 | 34.0961 | 0.00016288 | 34.2506 | 0.00015512 | 41.6785 | 0.00013879
34.7902 | 0.00016246 | 34.2756 | 0.00015382 | 31.5201 | 0.00018586 | 34.6025 | 0.0001625 | 34.2239 | 0.00015279 | 45.1324 | 0.00012521 | 34.5465 | 0.00016268 | 34.4526 | 0.00015115 | 42.3031 | 0.00013614 | 34.5992 | 0.00016085 | 34.7938 | 0.00015486 | 42.2349 | 0.00013722
35.2923 | 0.00016138 | 34.81 | 0.00015281 | 32.1101 | 0.00018551 | 35.1042 | 0.0001616 | 34.7571 | 0.00015203 | 45.7386 | 0.00012315 | 35.0487 | 0.00016167 | 34.9897 | 0.00014996 | 42.8632 | 0.00013488 | 35.1024 | 0.0001588 | 35.3371 | 0.00015479 | 42.7913 | 0.00013534
35.7944 | 0.00016034 | 35.3445 | 0.0001521 | 32.7 | 0.00018539 | 35.6058 | 0.00016071 | 35.2904 | 0.00015156 | 46.3448 | 0.00012136 | 35.5508 | 0.00016061 | 35.5268 | 0.00014903 | 43.4232 | 0.00013351 | 35.6056 | 0.00015682 | 35.8803 | 0.00015482 | 43.3477 | 0.00013312
36.2965 | 0.00015928 | 35.8789 | 0.0001516 | 33.29 | 0.00018536 | 36.1075 | 0.00015976 | 35.8236 | 0.00015128 | 46.9511 | 0.00011981 | 36.053 | 0.00015943 | 36.0639 | 0.00014834 | 43.9832 | 0.00013202 | 36.1087 | 0.00015496 | 36.4236 | 0.00015482 | 43.9041 | 0.00013055
36.7985 | 0.00015816 | 36.4133 | 0.0001512 | 33.88 | 0.00018527 | 36.6092 | 0.00015864 | 36.3568 | 0.00015107 | 47.5573 | 0.00011847 | 36.5551 | 0.00015806 | 36.601 | 0.00014787 | 44.5433 | 0.00013035 | 36.6119 | 0.00015321 | 36.9668 | 0.00015468 | 44.4604 | 0.00012763
37.3006 | 0.00015689 | 36.9478 | 0.0001508 | 34.47 | 0.00018497 | 37.1108 | 0.00015729 | 36.8901 | 0.0001508 | 48.1635 | 0.00011728 | 37.0573 | 0.00015644 | 37.1381 | 0.0001476 | 45.1033 | 0.00012849 | 37.1151 | 0.00015155 | 37.51 | 0.00015428 | 45.0168 | 0.00012436
37.8027 | 0.00015544 | 37.4822 | 0.00015028 | 35.06 | 0.00018433 | 37.6125 | 0.00015562 | 37.4233 | 0.00015037 | 48.7698 | 0.00011621 | 37.5594 | 0.00015454 | 37.6752 | 0.00014748 | 45.6634 | 0.00012642 | 37.6183 | 0.00014988 | 38.0533 | 0.00015355 | 45.5732 | 0.0001208
38.3048 | 0.00015375 | 38.0167 | 0.00014957 | 35.65 | 0.00018323 | 38.1142 | 0.00015363 | 37.9565 | 0.00014971 | 49.376 | 0.00011519 | 38.0616 | 0.00015237 | 38.2123 | 0.00014745 | 46.2234 | 0.00012415 | 38.1214 | 0.00014808 | 38.5965 | 0.00015243 | 46.1296 | 0.00011701
38.8069 | 0.00015183 | 38.5511 | 0.00014864 | 36.24 | 0.00018164 | 38.6158 | 0.00015136 | 38.4897 | 0.0001488 | 49.9823 | 0.00011419 | 38.5637 | 0.00014997 | 38.7494 | 0.00014744 | 46.7834 | 0.00012171 | 38.6246 | 0.00014608 | 39.1398 | 0.00015094 | 46.6859 | 0.00011308
39.3089 | 0.00014969 | 39.0855 | 0.00014747 | 36.83 | 0.00017957 | 39.1175 | 0.00014884 | 39.023 | 0.00014765 | 50.5885 | 0.00011318 | 39.0658 | 0.00014737 | 39.2865 | 0.00014736 | 47.3435 | 0.00011914 | 39.1278 | 0.00014379 | 39.683 | 0.00014912 | 47.2423 | 0.00010909
39.811 | 0.00014735 | 39.62 | 0.00014609 | 37.4199 | 0.00017703 | 39.6192 | 0.00014613 | 39.5562 | 0.00014628 | 51.1947 | 0.00011216 | 39.568 | 0.00014462 | 39.8236 | 0.00014711 | 47.9035 | 0.00011648 | 39.6309 | 0.0001412 | 40.2263 | 0.00014698 | 47.7987 | 0.00010512
40.3131 | 0.00014483 | 40.1544 | 0.00014451 | 38.0099 | 0.00017412 | 40.1208 | 0.00014328 | 40.0894 | 0.00014472 | 51.801 | 0.0001111 | 40.0701 | 0.00014176 | 40.3607 | 0.00014658 | 48.4635 | 0.00011379 | 40.1341 | 0.00013832 | 40.7695 | 0.00014456 | 48.3551 | 0.00010124
40.8152 | 0.00014216 | 40.6888 | 0.00014276 | 38.5999 | 0.00017092 | 40.6225 | 0.00014033 | 40.6227 | 0.000143 | 52.4072 | 0.00011 | 40.5723 | 0.00013882 | 40.8978 | 0.00014569 | 49.0236 | 0.00011111 | 40.6373 | 0.00013519 | 41.3127 | 0.00014186 | 48.9115 | 9.7506e-05
41.3173 | 0.00013936 | 41.2233 | 0.00014088 | 39.1899 | 0.00016755 | 41.1241 | 0.00013733 | 41.1559 | 0.00014115 | 53.0134 | 0.00010885 | 41.0744 | 0.00013582 | 41.4349 | 0.00014436 | 49.5836 | 0.00010848 | 41.1404 | 0.00013185 | 41.856 | 0.00013886 | 49.4678 | 9.3956e-05
41.8194 | 0.00013648 | 41.7577 | 0.00013888 | 39.7799 | 0.0001641 | 41.6258 | 0.00013428 | 41.6891 | 0.00013919 | 53.6197 | 0.00010763 | 41.5766 | 0.00013277 | 41.972 | 0.00014255 | 50.1437 | 0.00010595 | 41.6436 | 0.00012834 | 42.3992 | 0.00013554 | 50.0242 | 9.0628e-05
42.3214 | 0.00013353 | 42.2921 | 0.00013679 | 40.3699 | 0.00016067 | 42.1275 | 0.00013124 | 42.2223 | 0.00013713 | 54.2259 | 0.00010631 | 42.0787 | 0.00012969 | 42.5092 | 0.00014025 | 50.7037 | 0.00010354 | 42.1468 | 0.0001247 | 42.9425 | 0.00013191 | 50.5806 | 8.7541e-05
42.8235 | 0.00013056 | 42.8266 | 0.00013462 | 40.9599 | 0.00015732 | 42.6291 | 0.00012822 | 42.7556 | 0.00013499 | 54.8321 | 0.00010489 | 42.5809 | 0.0001266 | 43.0463 | 0.00013747 | 51.2637 | 0.00010129 | 42.65 | 0.00012098 | 43.4857 | 0.00012798 | 51.137 | 8.4707e-05
43.3256 | 0.00012757 | 43.361 | 0.00013239 | 41.5498 | 0.00015406 | 43.1308 | 0.00012525 | 43.2888 | 0.00013279 | 55.4384 | 0.00010333 | 43.083 | 0.00012353 | 43.5834 | 0.00013429 | 51.8238 | 9.9218e-05 | 43.1531 | 0.00011723 | 44.0289 | 0.0001238 | 51.6934 | 8.2121e-05
43.8277 | 0.00012461 | 43.8954 | 0.00013012 | 42.1398 | 0.00015089 | 43.6325 | 0.00012237 | 43.822 | 0.00013053 | 56.0446 | 0.00010162 | 43.5852 | 0.00012051 | 44.1205 | 0.00013077 | 52.3838 | 9.7335e-05 | 43.6563 | 0.00011353 | 44.5722 | 0.00011949 | 52.2497 | 7.9768e-05
44.3298 | 0.00012166 | 44.4299 | 0.00012782 | 42.7298 | 0.00014778 | 44.1341 | 0.00011958 | 44.3553 | 0.00012824 | 56.6509 | 9.9746e-05 | 44.0873 | 0.00011759 | 44.6576 | 0.00012702 | 52.9439 | 9.5645e-05 | 44.1595 | 0.00010998 | 45.1154 | 0.00011518 | 52.8061 | 7.7625e-05
44.8318 | 0.00011871 | 44.9643 | 0.00012551 | 43.3198 | 0.00014467 | 44.6358 | 0.00011688 | 44.8885 | 0.00012592 | 57.2571 | 9.7752e-05 | 44.5895 | 0.0001148 | 45.1947 | 0.00012316 | 53.5039 | 9.4135e-05 | 44.6626 | 0.00010669 | 45.6587 | 0.00011105 | 53.3625 | 7.5666e-05
45.3339 | 0.00011575 | 45.4988 | 0.00012322 | 43.9098 | 0.00014152 | 45.1374 | 0.00011424 | 45.4217 | 0.00012358 | 57.8633 | 9.5668e-05 | 45.0916 | 0.00011217 | 45.7318 | 0.00011931 | 54.0639 | 9.2764e-05 | 45.1658 | 0.00010375 | 46.2019 | 0.00010726 | 53.9189 | 7.3853e-05
45.836 | 0.00011275 | 46.0332 | 0.00012094 | 44.4998 | 0.00013829 | 45.6391 | 0.00011162 | 45.9549 | 0.00012123 | 58.4696 | 9.354e-05 | 45.5937 | 0.00010967 | 46.2689 | 0.00011559 | 54.624 | 9.1494e-05 | 45.669 | 0.00010124 | 46.7452 | 0.00010391 | 54.4753 | 7.216e-05
46.3381 | 0.00010969 | 46.5676 | 0.00011869 | 45.0898 | 0.00013498 | 46.1408 | 0.00010895 | 46.4882 | 0.00011885 | 59.0758 | 9.1414e-05 | 46.0959 | 0.00010728 | 46.806 | 0.00011206 | 55.184 | 9.0285e-05 | 46.1721 | 9.9134e-05 | 47.2884 | 0.00010102 | 55.0316 | 7.0577e-05
46.8402 | 0.00010658 | 47.1021 | 0.00011644 | 45.6798 | 0.00013159 | 46.6424 | 0.00010621 | 47.0214 | 0.00011645 | 59.682 | 8.9332e-05 | 46.598 | 0.00010492 | 47.3431 | 0.00010881 | 55.7441 | 8.9095e-05 | 46.6753 | 9.7364e-05 | 47.8316 | 9.8579e-05 | 55.588 | 6.9106e-05
47.3422 | 0.00010344 | 47.6365 | 0.0001142 | 46.2697 | 0.00012817 | 47.1441 | 0.00010338 | 47.5546 | 0.00011402 | 60.2883 | 8.7321e-05 | 47.1002 | 0.00010253 | 47.8802 | 0.00010587 | 56.3041 | 8.7886e-05 | 47.1785 | 9.5815e-05 | 48.3749 | 9.6485e-05 | 56.1444 | 6.7758e-05
47.8443 | 0.00010032 | 48.1709 | 0.00011196 | 46.8597 | 0.00012476 | 47.6458 | 0.00010048 | 48.0879 | 0.00011156 | 60.8945 | 8.5396e-05 | 47.6023 | 0.00010007 | 48.4173 | 0.00010327 | 56.8641 | 8.6629e-05 | 47.6817 | 9.4345e-05 | 48.9181 | 9.4626e-05 | 56.7008 | 6.6545e-05
48.3464 | 9.7283e-05 | 48.7054 | 0.00010969 | 47.4497 | 0.0001214 | 48.1474 | 9.7536e-05 | 48.6211 | 0.00010908 | 61.5007 | 8.3553e-05 | 48.1045 | 9.749e-05 | 48.9544 | 0.000101 | 57.4242 | 8.5301e-05 | 48.1848 | 9.2816e-05 | 49.4614 | 9.2876e-05 | 57.2572 | 6.5475e-05
48.8485 | 9.4382e-05 | 49.2398 | 0.00010741 | 48.0397 | 0.00011816 | 48.6491 | 9.4618e-05 | 49.1543 | 0.0001066 | 62.107 | 8.1776e-05 | 48.6066 | 9.4806e-05 | 49.4915 | 9.9038e-05 | 57.9842 | 8.3891e-05 | 48.688 | 9.1114e-05 | 50.0046 | 9.1122e-05 | 57.8135 | 6.4542e-05
49.3506 | 9.1668e-05 | 49.7742 | 0.00010512 | 48.6297 | 0.00011508 | 49.1508 | 9.179e-05 | 49.6875 | 0.00010414 | 62.7132 | 8.0039e-05 | 49.1088 | 9.2047e-05 | 50.0286 | 9.7321e-05 | 58.5443 | 8.2391e-05 | 49.1912 | 8.9169e-05 | 50.5479 | 8.9282e-05 | 58.3699 | 6.373e-05
49.8526 | 8.9167e-05 | 50.3087 | 0.00010285 | 49.2197 | 0.00011219 | 49.6524 | 8.9106e-05 | 50.2208 | 0.00010175 | 63.3195 | 7.8316e-05 | 49.6109 | 8.927e-05 | 50.5657 | 9.5785e-05 | 59.1043 | 8.0802e-05 | 49.6943 | 8.6959e-05 | 51.0911 | 8.7312e-05 | 58.9263 | 6.3009e-05
50.3547 | 8.6876e-05 | 50.8431 | 0.00010062 | 49.8097 | 0.00010954 | 50.1541 | 8.6602e-05 | 50.754 | 9.9455e-05 | 63.9257 | 7.6584e-05 | 50.1131 | 8.6539e-05 | 51.1028 | 9.4359e-05 | 59.6643 | 7.9125e-05 | 50.1975 | 8.4513e-05 | 51.6343 | 8.5207e-05 | 59.4827 | 6.2341e-05
50.8568 | 8.4766e-05 | 51.3775 | 9.8457e-05 | 50.3997 | 0.00010712 | 50.6557 | 8.4284e-05 | 51.2872 | 9.729e-05 | 64.5319 | 7.4831e-05 | 50.6152 | 8.3914e-05 | 51.6399 | 9.2971e-05 | 60.2244 | 7.7362e-05 | 50.7007 | 8.1899e-05 | 52.1776 | 8.2996e-05 | 60.0391 | 6.169e-05
51.3589 | 8.2786e-05 | 51.912 | 9.6394e-05 | 50.9896 | 0.00010496 | 51.1574 | 8.2127e-05 | 51.8205 | 9.5256e-05 | 65.1382 | 7.3061e-05 | 51.1174 | 8.1434e-05 | 52.177 | 9.156e-05 | 60.7844 | 7.5511e-05 | 51.2038 | 7.9209e-05 | 52.7208 | 8.0727e-05 | 60.5954 | 6.103e-05
51.861 | 8.0879e-05 | 52.4464 | 9.4437e-05 | 51.5796 | 0.00010302 | 51.6591 | 8.0086e-05 | 52.3537 | 9.3345e-05 | 65.7444 | 7.1292e-05 | 51.6195 | 7.9114e-05 | 52.7141 | 9.0068e-05 | 61.3444 | 7.3582e-05 | 51.707 | 7.6543e-05 | 53.2641 | 7.846e-05 | 61.1518 | 6.0345e-05
52.3631 | 7.8986e-05 | 52.9809 | 9.2583e-05 | 52.1696 | 0.00010127 | 52.1607 | 7.8102e-05 | 52.8869 | 9.1534e-05 | 66.3506 | 6.9544e-05 | 52.1216 | 7.6942e-05 | 53.2512 | 8.8467e-05 | 61.9045 | 7.1587e-05 | 52.2102 | 7.3994e-05 | 53.8073 | 7.6259e-05 | 61.7082 | 5.9641e-05
52.8651 | 7.7065e-05 | 53.5153 | 9.082e-05 | 52.7596 | 9.9689e-05 | 52.6624 | 7.6119e-05 | 53.4202 | 8.9793e-05 | 66.9569 | 6.7841e-05 | 52.6238 | 7.4894e-05 | 53.7883 | 8.6736e-05 | 62.4645 | 6.954e-05 | 52.7134 | 7.1629e-05 | 54.3505 | 7.4175e-05 | 62.2646 | 5.8935e-05
53.3672 | 7.5101e-05 | 54.0497 | 8.9123e-05 | 53.3496 | 9.8234e-05 | 53.1641 | 7.4105e-05 | 53.9534 | 8.8086e-05 | 67.5631 | 6.6204e-05 | 53.1259 | 7.2924e-05 | 54.3254 | 8.4861e-05 | 63.0246 | 6.7465e-05 | 53.2165 | 6.9493e-05 | 54.8938 | 7.2232e-05 | 62.821 | 5.8242e-05
53.8693 | 7.3104e-05 | 54.5842 | 8.7468e-05 | 53.9396 | 9.6874e-05 | 53.6657 | 7.2055e-05 | 54.4866 | 8.6381e-05 | 68.1693 | 6.4645e-05 | 53.6281 | 7.1e-05 | 54.8625 | 8.2835e-05 | 63.5846 | 6.5394e-05 | 53.7197 | 6.7563e-05 | 55.437 | 7.0439e-05 | 63.3773 | 5.7572e-05
54.3714 | 7.1104e-05 | 55.1186 | 8.583e-05 | 54.5296 | 9.5575e-05 | 54.1674 | 6.9994e-05 | 55.0198 | 8.4653e-05 | 68.7756 | 6.317e-05 | 54.1302 | 6.9105e-05 | 55.3996 | 8.0654e-05 | 64.1446 | 6.3366e-05 | 54.2229 | 6.5789e-05 | 55.9803 | 6.8787e-05 | 63.9337 | 5.6922e-05
54.8735 | 6.9148e-05 | 55.653 | 8.4192e-05 | 55.1195 | 9.4311e-05 | 54.6691 | 6.7968e-05 | 55.5531 | 8.2887e-05 | 69.3818 | 6.1777e-05 | 54.6324 | 6.724e-05 | 55.9367 | 7.8322e-05 | 64.7047 | 6.142e-05 | 54.726 | 6.4111e-05 | 56.5235 | 6.7255e-05 | 64.4901 | 5.6274e-05
55.3755 | 6.729e-05 | 56.1875 | 8.2544e-05 | 55.7095 | 9.3063e-05 | 55.1707 | 6.6037e-05 | 56.0863 | 8.1077e-05 | 69.988 | 6.0457e-05 | 55.1345 | 6.5425e-05 | 56.4738 | 7.585e-05 | 65.2647 | 5.9595e-05 | 55.2292 | 6.2473e-05 | 57.0668 | 6.5812e-05 | 65.0465 | 5.5598e-05
55.8776 | 6.5589e-05 | 56.7219 | 8.0889e-05 | 56.2995 | 9.1819e-05 | 55.6724 | 6.4266e-05 | 56.6195 | 7.923e-05 | 70.5943 | 5.9199e-05 | 55.6367 | 6.3694e-05 | 57.011 | 7.3262e-05 | 65.8248 | 5.7921e-05 | 55.7324 | 6.0835e-05 | 57.61 | 6.4429e-05 | 65.6029 | 5.486e-05
56.3797 | 6.4095e-05 | 57.2563 | 7.9237e-05 | 56.8895 | 9.0573e-05 | 56.174 | 6.2712e-05 | 57.1528 | 7.736e-05 | 71.2005 | 5.799e-05 | 56.1388 | 6.2087e-05 | 57.5481 | 7.0599e-05 | 66.3848 | 5.6415e-05 | 56.2356 | 5.9194e-05 | 58.1532 | 6.3078e-05 | 66.1592 | 5.4025e-05
56.8818 | 6.2845e-05 | 57.7908 | 7.7603e-05 | 57.4795 | 8.9326e-05 | 56.6757 | 6.1416e-05 | 57.686 | 7.5485e-05 | 71.8068 | 5.6823e-05 | 56.641 | 6.0648e-05 | 58.0852 | 6.7917e-05 | 66.9448 | 5.5078e-05 | 56.7387 | 5.7577e-05 | 58.6965 | 6.1742e-05 | 66.7156 | 5.3071e-05
57.3839 | 6.1854e-05 | 58.3252 | 7.6e-05 | 58.0695 | 8.8078e-05 | 57.1774 | 6.0394e-05 | 58.2192 | 7.3628e-05 | 72.413 | 5.5687e-05 | 57.1431 | 5.9412e-05 | 58.6223 | 6.5288e-05 | 67.5049 | 5.3895e-05 | 57.2419 | 5.6041e-05 | 59.2397 | 6.0416e-05 | 67.272 | 5.1991e-05
57.8859 | 6.1116e-05 | 58.8596 | 7.4431e-05 | 58.6595 | 8.6833e-05 | 57.679 | 5.9635e-05 | 58.7524 | 7.1805e-05 | 73.0192 | 5.4577e-05 | 57.6453 | 5.8403e-05 | 59.1594 | 6.2794e-05 | 68.0649 | 5.2838e-05 | 57.7451 | 5.466e-05 | 59.783 | 5.9106e-05 | 67.8284 | 5.08e-05
58.388 | 6.0598e-05 | 59.3941 | 7.2888e-05 | 59.2495 | 8.5588e-05 | 58.1807 | 5.9101e-05 | 59.2857 | 7.0025e-05 | 73.6255 | 5.349e-05 | 58.1474 | 5.7624e-05 | 59.6965 | 6.0534e-05 | 68.625 | 5.185e-05 | 58.2482 | 5.3507e-05 | 60.3262 | 5.7824e-05 | 68.3848 | 4.9528e-05
58.8901 | 6.0247e-05 | 59.9285 | 7.1356e-05 | 59.8394 | 8.4343e-05 | 58.6824 | 5.8734e-05 | 59.8189 | 6.8289e-05 | 74.2317 | 5.2424e-05 | 58.6495 | 5.7059e-05 | 60.2336 | 5.8598e-05 | 69.185 | 5.0882e-05 | 58.7514 | 5.2641e-05 | 60.8695 | 5.6588e-05 | 68.9411 | 4.8223e-05
59.3922 | 6.0001e-05 | 60.463 | 6.9807e-05 | 60.4294 | 8.3093e-05 | 59.184 | 5.8466e-05 | 60.3521 | 6.6593e-05 | 74.8379 | 5.1374e-05 | 59.1517 | 5.6671e-05 | 60.7707 | 5.7028e-05 | 69.745 | 4.9892e-05 | 59.2546 | 5.2092e-05 | 61.4127 | 5.5411e-05 | 69.4975 | 4.6943e-05
59.8943 | 5.9777e-05 | 60.9974 | 6.8213e-05 | 61.0194 | 8.1838e-05 | 59.6857 | 5.8225e-05 | 60.8854 | 6.4925e-05 | 75.4442 | 5.0337e-05 | 59.6538 | 5.6411e-05 | 61.3078 | 5.5844e-05 | 70.3051 | 4.885e-05 | 59.7577 | 5.1852e-05 | 61.9559 | 5.4302e-05 | 70.0539 | 4.5734e-05
60.3963 | 5.9515e-05 | 61.5318 | 6.6544e-05 | 61.6094 | 8.0577e-05 | 60.1874 | 5.795e-05 | 61.4186 | 6.3272e-05 | 76.0504 | 4.9308e-05 | 60.156 | 5.6218e-05 | 61.8449 | 5.5028e-05 | 70.8651 | 4.7742e-05 | 60.2609 | 5.1876e-05 | 62.4992 | 5.3245e-05 | 70.6103 | 4.4632e-05
60.8984 | 5.9166e-05 | 62.0663 | 6.4778e-05 | 62.1994 | 7.9319e-05 | 60.689 | 5.7603e-05 | 61.9518 | 6.162e-05 | 76.6566 | 4.8285e-05 | 60.6581 | 5.6026e-05 | 62.382 | 5.4527e-05 | 71.4252 | 4.6572e-05 | 60.7641 | 5.2087e-05 | 63.0424 | 5.2222e-05 | 71.1667 | 4.3658e-05
61.4005 | 5.8696e-05 | 62.6007 | 6.2904e-05 | 62.7894 | 7.8073e-05 | 61.1907 | 5.7164e-05 | 62.485 | 5.9959e-05 | 77.2629 | 4.7262e-05 | 61.1603 | 5.5786e-05 | 62.9191 | 5.4254e-05 | 71.9852 | 4.5362e-05 | 61.2673 | 5.2368e-05 | 63.5857 | 5.121e-05 | 71.723 | 4.2817e-05
61.9026 | 5.8084e-05 | 63.1351 | 6.0927e-05 | 63.3794 | 7.6856e-05 | 61.6923 | 5.6624e-05 | 63.0183 | 5.8286e-05 | 77.8691 | 4.624e-05 | 61.6624 | 5.5464e-05 | 63.4562 | 5.4101e-05 | 72.5452 | 4.4145e-05 | 61.7704 | 5.2604e-05 | 64.1289 | 5.0185e-05 | 72.2794 | 4.2098e-05
62.4047 | 5.732e-05 | 63.6696 | 5.8868e-05 | 63.9694 | 7.5685e-05 | 62.194 | 5.5985e-05 | 63.5515 | 5.6606e-05 | 78.4754 | 4.5217e-05 | 62.1646 | 5.5039e-05 | 63.9933 | 5.3955e-05 | 73.1053 | 4.2958e-05 | 62.2736 | 5.2699e-05 | 64.6721 | 4.9133e-05 | 72.8358 | 4.1479e-05
62.9068 | 5.6402e-05 | 64.204 | 5.6764e-05 | 64.5593 | 7.4575e-05 | 62.6957 | 5.5249e-05 | 64.0847 | 5.4931e-05 | 79.0816 | 4.4197e-05 | 62.6667 | 5.4507e-05 | 64.5304 | 5.371e-05 | 73.6653 | 4.1839e-05 | 62.7768 | 5.2593e-05 | 65.2154 | 4.8048e-05 | 73.3922 | 4.0931e-05
63.4088 | 5.5331e-05 | 64.7384 | 5.4673e-05 | 65.1493 | 7.3534e-05 | 63.1973 | 5.4419e-05 | 64.618 | 5.3282e-05 | 79.6878 | 4.3185e-05 | 63.1689 | 5.3871e-05 | 65.0675 | 5.3279e-05 | 74.2253 | 4.0813e-05 | 63.2799 | 5.2266e-05 | 65.7586 | 4.6935e-05 | 73.9486 | 4.0423e-05
63.9109 | 5.4115e-05 | 65.2729 | 5.2652e-05 | 65.7393 | 7.2566e-05 | 63.699 | 5.3496e-05 | 65.1512 | 5.1686e-05 | 80.2941 | 4.2189e-05 | 63.671 | 5.3142e-05 | 65.6046 | 5.2606e-05 | 74.7854 | 3.9891e-05 | 63.7831 | 5.1743e-05 | 66.3019 | 4.5812e-05 | 74.5049 | 3.9925e-05
64.413 | 5.2769e-05 | 65.8073 | 5.0753e-05 | 66.3293 | 7.166e-05 | 64.2007 | 5.2482e-05 | 65.6844 | 5.0161e-05 | 80.9003 | 4.1215e-05 | 64.1732 | 5.2333e-05 | 66.1417 | 5.1665e-05 | 75.3454 | 3.9076e-05 | 64.2863 | 5.1082e-05 | 66.8451 | 4.4698e-05 | 75.0613 | 3.9411e-05
64.9151 | 5.1318e-05 | 66.3417 | 4.9015e-05 | 66.9193 | 7.0787e-05 | 64.7023 | 5.1381e-05 | 66.2176 | 4.8723e-05 | 81.5065 | 4.027e-05 | 64.6753 | 5.1455e-05 | 66.6788 | 5.0465e-05 | 75.9055 | 3.8334e-05 | 64.7894 | 5.0365e-05 | 67.3884 | 4.3616e-05 | 75.6177 | 3.8863e-05
65.4172 | 4.9797e-05 | 66.8762 | 4.746e-05 | 67.5093 | 6.9918e-05 | 65.204 | 5.0208e-05 | 66.7509 | 4.7378e-05 | 82.1128 | 3.936e-05 | 65.1774 | 5.0518e-05 | 67.2159 | 4.9025e-05 | 76.4655 | 3.7634e-05 | 65.2926 | 4.967e-05 | 67.9316 | 4.2584e-05 | 76.1741 | 3.8271e-05
65.9192 | 4.8255e-05 | 67.4106 | 4.6095e-05 | 68.0993 | 6.902e-05 | 65.7056 | 4.8983e-05 | 67.2841 | 4.6126e-05 | 82.719 | 3.8488e-05 | 65.6796 | 4.9536e-05 | 67.753 | 4.7412e-05 | 77.0255 | 3.6945e-05 | 65.7958 | 4.9054e-05 | 68.4748 | 4.1614e-05 | 76.7305 | 3.7627e-05
66.4213 | 4.675e-05 | 67.9451 | 4.4908e-05 | 68.6892 | 6.8063e-05 | 66.2073 | 4.774e-05 | 67.8173 | 4.4962e-05 | 83.3252 | 3.7651e-05 | 66.1817 | 4.8522e-05 | 68.2901 | 4.5691e-05 | 77.5856 | 3.624e-05 | 66.299 | 4.8542e-05 | 69.0181 | 4.0708e-05 | 77.2868 | 3.6937e-05
66.9234 | 4.5342e-05 | 68.4795 | 4.3878e-05 | 69.2792 | 6.7022e-05 | 66.709 | 4.6518e-05 | 68.3506 | 4.3876e-05 | 83.9315 | 3.6845e-05 | 66.6839 | 4.7492e-05 | 68.8272 | 4.3923e-05 | 78.1456 | 3.5504e-05 | 66.8021 | 4.8119e-05 | 69.5613 | 3.9862e-05 | 77.8432 | 3.6206e-05
67.4255 | 4.407e-05 | 69.0139 | 4.2973e-05 | 69.8692 | 6.5883e-05 | 67.2106 | 4.536e-05 | 68.8838 | 4.2861e-05 | 84.5377 | 3.6062e-05 | 67.186 | 4.6466e-05 | 69.3643 | 4.2165e-05 | 78.7057 | 3.4733e-05 | 67.3053 | 4.774e-05 | 70.1046 | 3.9064e-05 | 78.3996 | 3.5441e-05
67.9276 | 4.2956e-05 | 69.5484 | 4.2163e-05 | 70.4592 | 6.464e-05 | 67.7123 | 4.4291e-05 | 69.417 | 4.1913e-05 | 85.144 | 3.5289e-05 | 67.6882 | 4.546e-05 | 69.9014 | 4.0475e-05 | 79.2657 | 3.3936e-05 | 67.8085 | 4.7342e-05 | 70.6478 | 3.8302e-05 | 78.956 | 3.4649e-05
68.4296 | 4.2e-05 | 70.0828 | 4.1424e-05 | 71.0492 | 6.3302e-05 | 68.214 | 4.332e-05 | 69.9502 | 4.1033e-05 | 85.7502 | 3.4514e-05 | 68.1903 | 4.4482e-05 | 70.4385 | 3.8904e-05 | 79.8257 | 3.3132e-05 | 68.3116 | 4.686e-05 | 71.1911 | 3.7571e-05 | 79.5123 | 3.3839e-05
68.9317 | 4.1182e-05 | 70.6172 | 4.074e-05 | 71.6392 | 6.1884e-05 | 68.7156 | 4.2439e-05 | 70.4835 | 4.023e-05 | 86.3564 | 3.3728e-05 | 68.6925 | 4.3529e-05 | 70.9756 | 3.7499e-05 | 80.3858 | 3.2341e-05 | 68.8148 | 4.6238e-05 | 71.7343 | 3.6877e-05 | 80.0687 | 3.302e-05
69.4338 | 4.0467e-05 | 71.1517 | 4.0115e-05 | 72.2292 | 6.041e-05 | 69.2173 | 4.1625e-05 | 71.0167 | 3.9516e-05 | 86.9627 | 3.292e-05 | 69.1946 | 4.2592e-05 | 71.5128 | 3.63e-05 | 80.9458 | 3.1586e-05 | 69.318 | 4.5464e-05 | 72.2775 | 3.6232e-05 | 80.6251 | 3.2202e-05
69.9359 | 3.9814e-05 | 71.6861 | 3.9554e-05 | 72.8192 | 5.891e-05 | 69.719 | 4.0849e-05 | 71.5499 | 3.891e-05 | 87.5689 | 3.209e-05 | 69.6968 | 4.1657e-05 | 72.0499 | 3.5339e-05 | 81.5059 | 3.0887e-05 | 69.8211 | 4.4545e-05 | 72.8208 | 3.5656e-05 | 81.1815 | 3.1395e-05
70.438 | 3.9185e-05 | 72.2205 | 3.907e-05 | 73.4091 | 5.7415e-05 | 70.2206 | 4.0082e-05 | 72.0832 | 3.8427e-05 | 88.1751 | 3.1244e-05 | 70.1989 | 4.0715e-05 | 72.587 | 3.4636e-05 | 82.0659 | 3.0256e-05 | 70.3243 | 4.3505e-05 | 73.364 | 3.5167e-05 | 81.7379 | 3.0607e-05
70.94 | 3.8551e-05 | 72.755 | 3.8674e-05 | 73.9991 | 5.5961e-05 | 70.7223 | 3.9305e-05 | 72.6164 | 3.8065e-05 | 88.7814 | 3.039e-05 | 70.7011 | 3.9762e-05 | 73.1241 | 3.4194e-05 | 82.6259 | 2.97e-05 | 70.8275 | 4.2376e-05 | 73.9073 | 3.478e-05 | 82.2942 | 2.9847e-05
71.4421 | 3.7893e-05 | 73.2894 | 3.8372e-05 | 74.5891 | 5.457e-05 | 71.2239 | 3.8507e-05 | 73.1496 | 3.7815e-05 | 89.3876 | 2.9541e-05 | 71.2032 | 3.8804e-05 | 73.6612 | 3.4004e-05 | 83.186 | 2.9212e-05 | 71.3307 | 4.1187e-05 | 74.4505 | 3.4498e-05 | 82.8506 | 2.9119e-05
71.9442 | 3.7207e-05 | 73.8238 | 3.8158e-05 | 75.1791 | 5.3261e-05 | 71.7256 | 3.7692e-05 | 73.6829 | 3.7659e-05 | 89.9938 | 2.871e-05 | 71.7053 | 3.7853e-05 | 74.1983 | 3.4038e-05 | 83.746 | 2.8779e-05 | 71.8338 | 3.9966e-05 | 74.9937 | 3.4309e-05 | 83.407 | 2.8429e-05
72.4463 | 3.6498e-05 | 74.3583 | 3.8014e-05 | 75.7691 | 5.2043e-05 | 72.2273 | 3.6871e-05 | 74.2161 | 3.7567e-05 | 90.6001 | 2.7909e-05 | 72.2075 | 3.6929e-05 | 74.7354 | 3.4258e-05 | 84.3061 | 2.8388e-05 | 72.337 | 3.8735e-05 | 75.537 | 3.4191e-05 | 83.9634 | 2.7784e-05
72.9484 | 3.5777e-05 | 74.8927 | 3.7916e-05 | 76.3591 | 5.0916e-05 | 72.7289 | 3.6059e-05 | 74.7493 | 3.7504e-05 | 91.2063 | 2.7147e-05 | 72.7096 | 3.6049e-05 | 75.2725 | 3.459e-05 | 84.8661 | 2.8025e-05 | 72.8402 | 3.7517e-05 | 76.0802 | 3.4114e-05 | 84.5198 | 2.7193e-05
73.4505 | 3.5056e-05 | 75.4272 | 3.7829e-05 | 76.9491 | 4.9871e-05 | 73.2306 | 3.5274e-05 | 75.2825 | 3.7431e-05 | 91.8126 | 2.643e-05 | 73.2118 | 3.5227e-05 | 75.8096 | 3.4971e-05 | 85.4261 | 2.7676e-05 | 73.3433 | 3.6336e-05 | 76.6235 | 3.4048e-05 | 85.0761 | 2.667e-05
73.9525 | 3.4342e-05 | 75.9616 | 3.7719e-05 | 77.5391 | 4.8887e-05 | 73.7323 | 3.4523e-05 | 75.8158 | 3.7313e-05 | 92.4188 | 2.576e-05 | 73.7139 | 3.447e-05 | 76.3467 | 3.534e-05 | 85.9862 | 2.7333e-05 | 73.8465 | 3.5224e-05 | 77.1667 | 3.3972e-05 | 85.6325 | 2.623e-05
74.4546 | 3.3639e-05 | 76.496 | 3.7554e-05 | 78.129 | 4.7937e-05 | 74.2339 | 3.3811e-05 | 76.349 | 3.7121e-05 | 93.025 | 2.5135e-05 | 74.2161 | 3.3778e-05 | 76.8838 | 3.5644e-05 | 86.5462 | 2.6991e-05 | 74.3497 | 3.4215e-05 | 77.71 | 3.3883e-05 | 86.1889 | 2.5892e-05
74.9567 | 3.2948e-05 | 77.0305 | 3.7309e-05 | 78.719 | 4.6988e-05 | 74.7356 | 3.3134e-05 | 76.8822 | 3.6836e-05 | 93.6313 | 2.4552e-05 | 74.7182 | 3.3142e-05 | 77.4209 | 3.584e-05 | 87.1062 | 2.6649e-05 | 74.8529 | 3.3343e-05 | 78.2532 | 3.3797e-05 | 86.7453 | 2.5671e-05
75.4588 | 3.2267e-05 | 77.5649 | 3.697e-05 | 79.309 | 4.6002e-05 | 75.2373 | 3.2481e-05 | 77.4155 | 3.6452e-05 | 94.2375 | 2.4009e-05 | 75.2204 | 3.2549e-05 | 77.958 | 3.5898e-05 | 87.6663 | 2.631e-05 | 75.356 | 3.2635e-05 | 78.7964 | 3.3741e-05 | 87.3017 | 2.5574e-05
75.9609 | 3.1596e-05 | 78.0993 | 3.6531e-05 | 79.899 | 4.4943e-05 | 75.7389 | 3.1847e-05 | 77.9487 | 3.5975e-05 | 94.8437 | 2.3506e-05 | 75.7225 | 3.1985e-05 | 78.4951 | 3.5805e-05 | 88.2263 | 2.5981e-05 | 75.8592 | 3.2106e-05 | 79.3397 | 3.3742e-05 | 87.858 | 2.5594e-05
76.4629 | 3.0941e-05 | 78.6338 | 3.6014e-05 | 80.489 | 4.3783e-05 | 76.2406 | 3.1227e-05 | 78.4819 | 3.5419e-05 | 95.45 | 2.3041e-05 | 76.2247 | 3.1438e-05 | 79.0322 | 3.5563e-05 | 88.7864 | 2.5668e-05 | 76.3624 | 3.1756e-05 | 79.8829 | 3.3818e-05 | 88.4144 | 2.571e-05
76.965 | 3.0306e-05 | 79.1682 | 3.544e-05 | 81.079 | 4.2502e-05 | 76.7422 | 3.0622e-05 | 79.0151 | 3.4813e-05 | 96.0562 | 2.2617e-05 | 76.7268 | 3.0904e-05 | 79.5693 | 3.5187e-05 | 89.3464 | 2.5382e-05 | 76.8655 | 3.1545e-05 | 80.4262 | 3.3968e-05 | 88.9708 | 2.5885e-05
77.4671 | 2.9699e-05 | 79.7026 | 3.4833e-05 | 81.669 | 4.1092e-05 | 77.2439 | 3.0037e-05 | 79.5484 | 3.4188e-05 | 96.6624 | 2.2238e-05 | 77.2289 | 3.0379e-05 | 80.1064 | 3.4702e-05 | 89.9064 | 2.513e-05 | 77.3687 | 3.1422e-05 | 80.9694 | 3.4175e-05 | 89.5272 | 2.6073e-05
77.9692 | 2.9128e-05 | 80.2371 | 3.422e-05 | 82.2589 | 3.9587e-05 | 77.7456 | 2.9475e-05 | 80.0816 | 3.357e-05 | 97.2687 | 2.1908e-05 | 77.7311 | 2.9862e-05 | 80.6435 | 3.414e-05 | 90.4665 | 2.4917e-05 | 77.8719 | 3.1332e-05 | 81.5126 | 3.4404e-05 | 90.0836 | 2.6222e-05
78.4713 | 2.8597e-05 | 80.7715 | 3.3623e-05 | 82.8489 | 3.8027e-05 | 78.2472 | 2.8942e-05 | 80.6148 | 3.298e-05 | 97.8749 | 2.163e-05 | 78.2332 | 2.9354e-05 | 81.1806 | 3.3534e-05 | 91.0265 | 2.4742e-05 | 78.375 | 3.1217e-05 | 82.0559 | 3.4608e-05 | 90.6399 | 2.6285e-05
78.9733 | 2.8109e-05 | 81.3059 | 3.3057e-05 | 83.4389 | 3.6467e-05 | 78.7489 | 2.8438e-05 | 81.1481 | 3.2433e-05 | 98.4811 | 2.1405e-05 | 78.7354 | 2.8853e-05 | 81.7177 | 3.2915e-05 | 91.5866 | 2.4603e-05 | 78.8782 | 3.1024e-05 | 82.5991 | 3.4744e-05 | 91.1963 | 2.6226e-05
79.4754 | 2.7664e-05 | 81.8404 | 3.2532e-05 | 84.0289 | 3.4966e-05 | 79.2506 | 2.7962e-05 | 81.6813 | 3.1936e-05 | 99.0874 | 2.123e-05 | 79.2375 | 2.8356e-05 | 82.2548 | 3.2311e-05 | 92.1466 | 2.4496e-05 | 79.3814 | 3.0714e-05 | 83.1424 | 3.477e-05 | 91.7527 | 2.6022e-05
79.9775 | 2.7263e-05 | 82.3748 | 3.205e-05 | 84.6189 | 3.3585e-05 | 79.7522 | 2.7513e-05 | 82.2145 | 3.149e-05 | 99.6936 | 2.1102e-05 | 79.7397 | 2.7863e-05 | 82.7919 | 3.1738e-05 | 92.7066 | 2.4417e-05 | 79.8846 | 3.0266e-05 | 83.6856 | 3.4663e-05 | 92.3091 | 2.568e-05
80.4796 | 2.6908e-05 | 82.9093 | 3.1609e-05 | 85.2089 | 3.2371e-05 | 80.2539 | 2.7093e-05 | 82.7477 | 3.1092e-05 | 100.2999 | 2.1016e-05 | 80.2418 | 2.7379e-05 | 83.329 | 3.1203e-05 | 93.2667 | 2.4359e-05 | 80.3877 | 2.9678e-05 | 84.2289 | 3.4412e-05 | 92.8655 | 2.5237e-05
80.9817 | 2.661e-05 | 83.4437 | 3.1203e-05 | 85.7989 | 3.136e-05 | 80.7556 | 2.6707e-05 | 83.281 | 3.0733e-05 | 100.9061 | 2.0968e-05 | 80.744 | 2.6912e-05 | 83.8661 | 3.0705e-05 | 93.8267 | 2.4317e-05 | 80.8909 | 2.8975e-05 | 84.7721 | 3.4022e-05 | 93.4218 | 2.4736e-05
81.4837 | 2.6379e-05 | 83.9781 | 3.0825e-05 | 86.3889 | 3.0567e-05 | 81.2572 | 2.6372e-05 | 83.8142 | 3.0406e-05 | 101.5123 | 2.0953e-05 | 81.2461 | 2.6484e-05 | 84.4032 | 3.0241e-05 | 94.3868 | 2.4285e-05 | 81.3941 | 2.82e-05 | 85.3153 | 3.3506e-05 | 93.9782 | 2.4227e-05
81.9858 | 2.6232e-05 | 84.5126 | 3.0469e-05 | 86.9788 | 2.9991e-05 | 81.7589 | 2.6116e-05 | 84.3474 | 3.0102e-05 | 102.1186 | 2.0974e-05 | 81.7483 | 2.612e-05 | 84.9403 | 2.9805e-05 | 94.9468 | 2.4255e-05 | 81.8972 | 2.7415e-05 | 85.8586 | 3.2886e-05 | 94.5346 | 2.3759e-05
82.4879 | 2.6182e-05 | 85.047 | 3.0131e-05 | 87.5688 | 2.9613e-05 | 82.2605 | 2.5959e-05 | 84.8807 | 2.9815e-05 | 102.7248 | 2.1031e-05 | 82.2504 | 2.5858e-05 | 85.4774 | 2.9395e-05 | 95.5068 | 2.4222e-05 | 82.4004 | 2.6689e-05 | 86.4018 | 3.2195e-05 | 95.091 | 2.3372e-05
82.99 | 2.6239e-05 | 85.5814 | 2.9807e-05 | 88.1588 | 2.9402e-05 | 82.7622 | 2.592e-05 | 85.4139 | 2.9542e-05 | 103.331 | 2.1124e-05 | 82.7526 | 2.5726e-05 | 86.0146 | 2.9007e-05 | 96.0669 | 2.4176e-05 | 82.9036 | 2.6087e-05 | 86.9451 | 3.1452e-05 | 95.6474 | 2.3089e-05
83.4921 | 2.6404e-05 | 86.1159 | 2.9494e-05 | 88.7488 | 2.9321e-05 | 83.2639 | 2.601e-05 | 85.9471 | 2.9281e-05 | 103.9373 | 2.1254e-05 | 83.2547 | 2.5738e-05 | 86.5517 | 2.8643e-05 | 96.6269 | 2.411e-05 | 83.4067 | 2.5663e-05 | 87.4883 | 3.0678e-05 | 96.2037 | 2.292e-05
83.9941 | 2.6665e-05 | 86.6503 | 2.9188e-05 | 89.3388 | 2.9333e-05 | 83.7655 | 2.6224e-05 | 86.4803 | 2.9026e-05 | 104.5435 | 2.1415e-05 | 83.7568 | 2.5893e-05 | 87.0888 | 2.8305e-05 | 97.187 | 2.4016e-05 | 83.9099 | 2.5452e-05 | 88.0316 | 2.9892e-05 | 96.7601 | 2.2855e-05
84.4962 | 2.6997e-05 | 87.1847 | 2.8881e-05 | 89.9288 | 2.9387e-05 | 84.2672 | 2.6544e-05 | 87.0136 | 2.8772e-05 | 105.1497 | 2.1598e-05 | 84.259 | 2.6173e-05 | 87.6259 | 2.7997e-05 | 97.747 | 2.3887e-05 | 84.4131 | 2.5445e-05 | 88.5748 | 2.9107e-05 | 97.3165 | 2.287e-05
84.9983 | 2.7366e-05 | 87.7192 | 2.8565e-05 | 90.5188 | 2.9447e-05 | 84.7689 | 2.6933e-05 | 87.5468 | 2.8506e-05 | 105.756 | 2.1785e-05 | 84.7611 | 2.6543e-05 | 88.163 | 2.7717e-05 | 98.307 | 2.3722e-05 | 84.9163 | 2.5599e-05 | 89.118 | 2.8338e-05 | 97.8729 | 2.2933e-05
85.5004 | 2.7727e-05 | 88.2536 | 2.8227e-05 | 91.1088 | 2.9485e-05 | 85.2705 | 2.7343e-05 | 88.08 | 2.8216e-05 | 106.3622 | 2.1954e-05 | 85.2633 | 2.6952e-05 | 88.7001 | 2.7462e-05 | 98.8671 | 2.3524e-05 | 85.4194 | 2.5856e-05 | 89.6613 | 2.7596e-05 | 98.4293 | 2.3008e-05
86.0025 | 2.8031e-05 | 88.788 | 2.7853e-05 | 91.6987 | 2.9475e-05 | 85.7722 | 2.7717e-05 | 88.6133 | 2.7885e-05 | 106.9685 | 2.2083e-05 | 85.7654 | 2.734e-05 | 89.2372 | 2.7223e-05 | 99.4271 | 2.3298e-05 | 85.9226 | 2.6147e-05 | 90.2045 | 2.6889e-05 | 98.9856 | 2.3062e-05
86.5046 | 2.8228e-05 | 89.3225 | 2.7432e-05 | 92.2887 | 2.9401e-05 | 86.2738 | 2.7994e-05 | 89.1465 | 2.7498e-05 | 107.5747 | 2.2144e-05 | 86.2676 | 2.7645e-05 | 89.7743 | 2.6982e-05 | 99.9871 | 2.3052e-05 | 86.4258 | 2.6406e-05 | 90.7478 | 2.6223e-05 | 99.542 | 2.3066e-05
87.0066 | 2.8273e-05 | 89.8569 | 2.6955e-05 | 92.8787 | 2.9254e-05 | 86.7755 | 2.8117e-05 | 89.6797 | 2.7044e-05 | 108.1809 | 2.2118e-05 | 86.7697 | 2.7807e-05 | 90.3114 | 2.6716e-05 | 100.5472 | 2.2796e-05 | 86.9289 | 2.6576e-05 | 91.291 | 2.5603e-05 | 100.0984 | 2.301e-05
87.5087 | 2.8129e-05 | 90.3914 | 2.642e-05 | 93.4687 | 2.9031e-05 | 87.2772 | 2.8039e-05 | 90.2129 | 2.6518e-05 | 108.7872 | 2.1989e-05 | 87.2719 | 2.778e-05 | 90.8485 | 2.6407e-05 | 101.1072 | 2.2537e-05 | 87.4321 | 2.6614e-05 | 91.8342 | 2.5031e-05 | 100.6548 | 2.2894e-05
88.0108 | 2.777e-05 | 90.9258 | 2.583e-05 | 94.0587 | 2.8735e-05 | 87.7788 | 2.7735e-05 | 90.7462 | 2.5924e-05 | 109.3934 | 2.175e-05 | 87.774 | 2.7533e-05 | 91.3856 | 2.6036e-05 | 101.6673 | 2.2283e-05 | 87.9353 | 2.6497e-05 | 92.3775 | 2.4511e-05 | 101.2112 | 2.2726e-05
88.5129 | 2.7219e-05 | 91.4602 | 2.5197e-05 | 94.6487 | 2.8375e-05 | 88.2805 | 2.7203e-05 | 91.2794 | 2.5272e-05 | 109.9996 | 2.1396e-05 | 88.2762 | 2.7063e-05 | 91.9227 | 2.5596e-05 | 102.2273 | 2.2037e-05 | 88.4384 | 2.622e-05 | 92.9207 | 2.4048e-05 | 101.7675 | 2.2519e-05
89.015 | 2.6511e-05 | 91.9947 | 2.4543e-05 | 95.2387 | 2.7963e-05 | 88.7822 | 2.6467e-05 | 91.8126 | 2.4583e-05 | 110.6059 | 2.0947e-05 | 88.7783 | 2.6391e-05 | 92.4598 | 2.5085e-05 | 102.7873 | 2.1799e-05 | 88.9416 | 2.5798e-05 | 93.464 | 2.3653e-05 | 102.3239 | 2.2285e-05
89.517 | 2.5696e-05 | 92.5291 | 2.3892e-05 | 95.8286 | 2.7512e-05 | 89.2838 | 2.5594e-05 | 92.3459 | 2.3884e-05 | 111.2121 | 2.0422e-05 | 89.2805 | 2.5568e-05 | 92.9969 | 2.4516e-05 | 103.3474 | 2.1565e-05 | 89.4448 | 2.5262e-05 | 94.0072 | 2.333e-05 | 102.8803 | 2.2032e-05
90.0191 | 2.4842e-05 | 93.0635 | 2.3267e-05 | 96.4186 | 2.7033e-05 | 89.7855 | 2.4672e-05 | 92.8791 | 2.3207e-05 | 111.8183 | 1.9842e-05 | 89.7826 | 2.4669e-05 | 93.534 | 2.3908e-05 | 103.9074 | 2.1323e-05 | 89.948 | 2.4654e-05 | 94.5505 | 2.3082e-05 | 103.4367 | 2.1766e-05
90.5212 | 2.4015e-05 | 93.598 | 2.2688e-05 | 97.0086 | 2.6534e-05 | 90.2872 | 2.3786e-05 | 93.4123 | 2.2578e-05 | 112.4246 | 1.9226e-05 | 90.2847 | 2.3791e-05 | 94.0711 | 2.329e-05 | 104.4675 | 2.1063e-05 | 90.4511 | 2.4025e-05 | 95.0937 | 2.2905e-05 | 103.9931 | 2.1488e-05
91.0233 | 2.3277e-05 | 94.1324 | 2.2171e-05 | 97.5986 | 2.6022e-05 | 90.7888 | 2.3011e-05 | 93.9456 | 2.2018e-05 | 113.0308 | 1.8593e-05 | 90.7869 | 2.3014e-05 | 94.6082 | 2.2688e-05 | 105.0275 | 2.0769e-05 | 90.9543 | 2.3423e-05 | 95.6369 | 2.2792e-05 | 104.5494 | 2.1199e-05
91.5254 | 2.2675e-05 | 94.6668 | 2.1725e-05 | 98.1886 | 2.5502e-05 | 91.2905 | 2.2404e-05 | 94.4788 | 2.1541e-05 | 113.6371 | 1.7959e-05 | 91.289 | 2.2399e-05 | 95.1453 | 2.2127e-05 | 105.5875 | 2.0431e-05 | 91.4575 | 2.2892e-05 | 96.1802 | 2.2724e-05 | 105.1058 | 2.09e-05
92.0274 | 2.2232e-05 | 95.2013 | 2.1351e-05 | 98.7786 | 2.4976e-05 | 91.7921 | 2.199e-05 | 95.012 | 2.1152e-05 | 114.2433 | 1.7334e-05 | 91.7912 | 2.198e-05 | 95.6824 | 2.1625e-05 | 106.1476 | 2.0043e-05 | 91.9606 | 2.247e-05 | 96.7234 | 2.2679e-05 | 105.6622 | 2.0593e-05
92.5295 | 2.1952e-05 | 95.7357 | 2.1043e-05 | 99.3686 | 2.4446e-05 | 92.2938 | 2.177e-05 | 95.5452 | 2.0845e-05 | 114.8495 | 1.6726e-05 | 92.2933 | 2.1758e-05 | 96.2195 | 2.1188e-05 | 106.7076 | 1.9607e-05 | 92.4638 | 2.2165e-05 | 97.2667 | 2.2629e-05 | 106.2186 | 2.0282e-05
93.0316 | 2.1819e-05 | 96.2702 | 2.0788e-05 | 99.9586 | 2.3914e-05 | 92.7955 | 2.1716e-05 | 96.0785 | 2.061e-05 | 115.4558 | 1.6138e-05 | 92.7955 | 2.1711e-05 | 96.7566 | 2.0817e-05 | 107.2677 | 1.9125e-05 | 92.967 | 2.198e-05 | 97.8099 | 2.2547e-05 | 106.775 | 1.9975e-05
93.5337 | 2.1798e-05 | 96.8046 | 2.0566e-05 | 100.5485 | 2.3382e-05 | 93.2971 | 2.1784e-05 | 96.6117 | 2.0424e-05 | 116.062 | 1.557e-05 | 93.2976 | 2.1792e-05 | 97.2937 | 2.0497e-05 | 107.8277 | 1.8609e-05 | 93.4702 | 2.1907e-05 | 98.3532 | 2.2408e-05 | 107.3313 | 1.9679e-05
94.0358 | 2.1849e-05 | 97.339 | 2.0358e-05 | 101.1385 | 2.2853e-05 | 93.7988 | 2.1923e-05 | 97.1449 | 2.0266e-05 | 116.6682 | 1.502e-05 | 93.7998 | 2.1952e-05 | 97.8308 | 2.0216e-05 | 108.3877 | 1.807e-05 | 93.9733 | 2.1933e-05 | 98.8964 | 2.2192e-05 | 107.8877 | 1.9402e-05
94.5378 | 2.193e-05 | 97.8735 | 2.014e-05 | 101.7285 | 2.2325e-05 | 94.3005 | 2.2083e-05 | 97.6782 | 2.011e-05 | 117.2745 | 1.4484e-05 | 94.3019 | 2.2137e-05 | 98.3679 | 1.9964e-05 | 108.9478 | 1.7522e-05 | 94.4765 | 2.2037e-05 | 99.4396 | 2.189e-05 | 108.4441 | 1.9146e-05
95.0399 | 2.1998e-05 | 98.4079 | 1.9896e-05 | 102.3185 | 2.1799e-05 | 94.8021 | 2.2223e-05 | 98.2114 | 1.9934e-05 | 117.8807 | 1.3959e-05 | 94.8041 | 2.2304e-05 | 98.905 | 1.9737e-05 | 109.5078 | 1.6979e-05 | 94.9797 | 2.2194e-05 | 99.9829 | 2.1505e-05 | 109.0005 | 1.8909e-05
95.542 | 2.2023e-05 | 98.9423 | 1.9617e-05 | 102.9085 | 2.127e-05 | 95.3038 | 2.2311e-05 | 98.7446 | 1.9721e-05 | 118.4869 | 1.3442e-05 | 95.3062 | 2.2421e-05 | 99.4421 | 1.9537e-05 | 110.0679 | 1.6453e-05 | 95.4828 | 2.2371e-05 | 100.5261 | 2.1052e-05 | 109.5568 | 1.8685e-05
96.0441 | 2.1987e-05 | 99.4768 | 1.9305e-05 | 103.4985 | 2.0736e-05 | 95.8055 | 2.2331e-05 | 99.2778 | 1.9461e-05 | 119.0932 | 1.2938e-05 | 95.8084 | 2.2469e-05 | 99.9792 | 1.9369e-05 | 110.6279 | 1.5951e-05 | 95.986 | 2.2533e-05 | 101.0694 | 2.0558e-05 | 110.1132 | 1.8463e-05
96.5462 | 2.1881e-05 | 100.0112 | 1.897e-05 | 104.0885 | 2.0192e-05 | 96.3071 | 2.2267e-05 | 99.8111 | 1.9163e-05 | 119.6994 | 1.2454e-05 | 96.3105 | 2.2438e-05 | 100.5164 | 1.9238e-05 | 111.1879 | 1.548e-05 | 96.4892 | 2.2639e-05 | 101.6126 | 2.0065e-05 | 110.6696 | 1.823e-05
97.0483 | 2.1704e-05 | 100.5456 | 1.8629e-05 | 104.6785 | 1.9636e-05 | 96.8088 | 2.2122e-05 | 100.3443 | 1.8843e-05 | 120.3056 | 1.2002e-05 | 96.8126 | 2.2325e-05 | 101.0535 | 1.9148e-05 | 111.748 | 1.5045e-05 | 96.9923 | 2.2654e-05 | 102.1558 | 1.9618e-05 | 111.226 | 1.797e-05
97.5503 | 2.1458e-05 | 101.0801 | 1.8305e-05 | 105.2684 | 1.9069e-05 | 97.3104 | 2.19e-05 | 100.8775 | 1.8524e-05 | 120.9119 | 1.1601e-05 | 97.3148 | 2.2124e-05 | 101.5906 | 1.9097e-05 | 112.308 | 1.4653e-05 | 97.4955 | 2.2552e-05 | 102.6991 | 1.9254e-05 | 111.7824 | 1.767e-05
98.0524 | 2.1151e-05 | 101.6145 | 1.802e-05 | 105.8584 | 1.8493e-05 | 97.8121 | 2.1603e-05 | 101.4108 | 1.823e-05 | 121.5181 | 1.127e-05 | 97.8169 | 2.1841e-05 | 102.1277 | 1.908e-05 | 112.868 | 1.4306e-05 | 97.9987 | 2.2322e-05 | 103.2423 | 1.9003e-05 | 112.3387 | 1.7323e-05
98.5545 | 2.0791e-05 | 102.1489 | 1.7797e-05 | 106.4484 | 1.7914e-05 | 98.3138 | 2.1236e-05 | 101.944 | 1.7987e-05 | 122.1244 | 1.1027e-05 | 98.3191 | 2.1478e-05 | 102.6648 | 1.9084e-05 | 113.4281 | 1.4008e-05 | 98.5019 | 2.1971e-05 | 103.7856 | 1.8882e-05 | 112.8951 | 1.6927e-05
99.0566 | 2.0389e-05 | 102.6834 | 1.765e-05 | 107.0384 | 1.7339e-05 | 98.8154 | 2.0805e-05 | 102.4772 | 1.7815e-05 | 122.7306 | 1.089e-05 | 98.8212 | 2.1042e-05 | 103.2019 | 1.9094e-05 | 113.9881 | 1.3765e-05 | 99.005 | 2.1526e-05 | 104.3288 | 1.8889e-05 | 113.4515 | 1.6493e-05
99.5587 | 1.9957e-05 | 103.2178 | 1.7587e-05 | 107.6284 | 1.6776e-05 | 99.3171 | 2.032e-05 | 103.0104 | 1.7724e-05 | 123.3368 | 1.087e-05 | 99.3234 | 2.0542e-05 | 103.739 | 1.9094e-05 | 114.5482 | 1.3583e-05 | 99.5082 | 2.1024e-05 | 104.8721 | 1.9007e-05 | 114.0079 | 1.6039e-05
100.0607 | 1.9508e-05 | 103.7523 | 1.7607e-05 | 108.2184 | 1.6234e-05 | 99.8188 | 1.9794e-05 | 103.5437 | 1.7717e-05 | 123.9431 | 1.0967e-05 | 99.8255 | 1.9992e-05 | 104.2761 | 1.9069e-05 | 115.1082 | 1.3468e-05 | 100.0114 | 2.0516e-05 | 105.4153 | 1.9207e-05 | 114.5643 | 1.5592e-05
100.5628 | 1.9059e-05 | 104.2867 | 1.7697e-05 | 108.8084 | 1.572e-05 | 100.3204 | 1.9247e-05 | 104.0769 | 1.7786e-05 | 124.5493 | 1.1177e-05 | 100.3277 | 1.9412e-05 | 104.8132 | 1.9013e-05 | 115.6682 | 1.3423e-05 | 100.5145 | 2.004e-05 | 105.9585 | 1.9448e-05 | 115.1206 | 1.5192e-05
101.0649 | 1.8628e-05 | 104.8211 | 1.7843e-05 | 109.3983 | 1.5243e-05 | 100.8221 | 1.8701e-05 | 104.6101 | 1.7913e-05 | 125.1555 | 1.1489e-05 | 100.8298 | 1.8828e-05 | 105.3503 | 1.8925e-05 | 116.2283 | 1.3449e-05 | 101.0177 | 1.9618e-05 | 106.5018 | 1.9687e-05 | 115.677 | 1.4872e-05
101.567 | 1.8231e-05 | 105.3556 | 1.8014e-05 | 109.9883 | 1.481e-05 | 101.3238 | 1.818e-05 | 105.1434 | 1.8075e-05 | 125.7618 | 1.1872e-05 | 101.332 | 1.8263e-05 | 105.8874 | 1.8809e-05 | 116.7883 | 1.3544e-05 | 101.5209 | 1.9258e-05 | 107.045 | 1.9882e-05 | 116.2334 | 1.4662e-05
102.0691 | 1.789e-05 | 105.89 | 1.8188e-05 | 110.5783 | 1.443e-05 | 101.8254 | 1.7708e-05 | 105.6766 | 1.8248e-05 | 126.368 | 1.2295e-05 | 101.8341 | 1.7742e-05 | 106.4245 | 1.8671e-05 | 117.3484 | 1.3702e-05 | 102.024 | 1.8953e-05 | 107.5883 | 1.9998e-05 | 116.7898 | 1.4582e-05
102.5711 | 1.7617e-05 | 106.4244 | 1.8348e-05 | 111.1683 | 1.4107e-05 | 102.3271 | 1.7304e-05 | 106.2098 | 1.8407e-05 | 126.9742 | 1.273e-05 | 102.3363 | 1.7286e-05 | 106.9616 | 1.8522e-05 | 117.9084 | 1.3914e-05 | 102.5272 | 1.8684e-05 | 108.1315 | 2.0014e-05 | 117.3462 | 1.4646e-05
103.0732 | 1.742e-05 | 106.9589 | 1.8481e-05 | 111.7583 | 1.385e-05 | 102.8287 | 1.6986e-05 | 106.743 | 1.8538e-05 | 127.5805 | 1.3151e-05 | 102.8384 | 1.6911e-05 | 107.4987 | 1.8372e-05 | 118.4684 | 1.4168e-05 | 103.0304 | 1.8432e-05 | 108.6747 | 1.9918e-05 | 117.9025 | 1.4854e-05
103.5753 | 1.7307e-05 | 107.4933 | 1.8583e-05 | 112.3483 | 1.3668e-05 | 103.3304 | 1.6768e-05 | 107.2763 | 1.8633e-05 | 128.1867 | 1.3537e-05 | 103.3405 | 1.663e-05 | 108.0358 | 1.8235e-05 | 119.0285 | 1.4449e-05 | 103.5336 | 1.8184e-05 | 109.218 | 1.971e-05 | 118.4589 | 1.5201e-05
104.0774 | 1.7285e-05 | 108.0277 | 1.8658e-05 | 112.9383 | 1.3562e-05 | 103.8321 | 1.6662e-05 | 107.8095 | 1.8696e-05 | 128.793 | 1.387e-05 | 103.8427 | 1.6452e-05 | 108.5729 | 1.8123e-05 | 119.5885 | 1.4742e-05 | 104.0367 | 1.7937e-05 | 109.7612 | 1.9418e-05 | 119.0153 | 1.5669e-05
104.5795 | 1.7359e-05 | 108.5622 | 1.8713e-05 | 113.5283 | 1.3532e-05 | 104.3337 | 1.6672e-05 | 108.3427 | 1.8737e-05 | 129.3992 | 1.414e-05 | 104.3448 | 1.6393e-05 | 109.11 | 1.8048e-05 | 120.1486 | 1.5028e-05 | 104.5399 | 1.7705e-05 | 110.3045 | 1.9078e-05 | 119.5717 | 1.6233e-05
105.0815 | 1.7538e-05 | 109.0966 | 1.8763e-05 | 114.1182 | 1.3576e-05 | 104.8354 | 1.6807e-05 | 108.876 | 1.877e-05 | 130.0054 | 1.4344e-05 | 104.847 | 1.6471e-05 | 109.6471 | 1.8025e-05 | 120.7086 | 1.5297e-05 | 105.0431 | 1.7515e-05 | 110.8477 | 1.8732e-05 | 120.1281 | 1.6861e-05
105.5836 | 1.7829e-05 | 109.631 | 1.8823e-05 | 114.7082 | 1.3689e-05 | 105.3371 | 1.7078e-05 | 109.4092 | 1.8814e-05 | 130.6117 | 1.4482e-05 | 105.3491 | 1.6693e-05 | 110.1842 | 1.8064e-05 | 121.2686 | 1.5538e-05 | 105.5462 | 1.7404e-05 | 111.391 | 1.8422e-05 | 120.6844 | 1.7513e-05
106.0857 | 1.8236e-05 | 110.1655 | 1.8909e-05 | 115.2982 | 1.3864e-05 | 105.8387 | 1.749e-05 | 109.9424 | 1.8886e-05 | 131.2179 | 1.4559e-05 | 105.8513 | 1.7071e-05 | 110.7213 | 1.8177e-05 | 121.8287 | 1.5747e-05 | 106.0494 | 1.7415e-05 | 111.9342 | 1.8193e-05 | 121.2408 | 1.8148e-05
106.5878 | 1.876e-05 | 110.6999 | 1.9034e-05 | 115.8882 | 1.4093e-05 | 106.3404 | 1.8046e-05 | 110.4756 | 1.9003e-05 | 131.8241 | 1.4584e-05 | 106.3534 | 1.761e-05 | 111.2584 | 1.8377e-05 | 122.3887 | 1.5925e-05 | 106.5526 | 1.7584e-05 | 112.4774 | 1.8079e-05 | 121.7972 | 1.8725e-05
107.0899 | 1.9392e-05 | 111.2344 | 1.9212e-05 | 116.4782 | 1.4365e-05 | 106.842 | 1.8736e-05 | 111.0089 | 1.9177e-05 | 132.4304 | 1.4569e-05 | 106.8556 | 1.8303e-05 | 111.7955 | 1.8668e-05 | 122.9488 | 1.6078e-05 | 107.0557 | 1.7944e-05 | 113.0207 | 1.8106e-05 | 122.3536 | 1.9207e-05
107.592 | 2.0115e-05 | 111.7688 | 1.9451e-05 | 117.0682 | 1.4669e-05 | 107.3437 | 1.9538e-05 | 111.5421 | 1.9418e-05 | 133.0366 | 1.4528e-05 | 107.3577 | 1.9129e-05 | 112.3326 | 1.905e-05 | 123.5088 | 1.6216e-05 | 107.5589 | 1.8501e-05 | 113.5639 | 1.829e-05 | 122.91 | 1.956e-05
108.094 | 2.0902e-05 | 112.3032 | 1.9751e-05 | 117.6582 | 1.4993e-05 | 107.8454 | 2.042e-05 | 112.0753 | 1.9729e-05 | 133.6428 | 1.4481e-05 | 107.8599 | 2.0054e-05 | 112.8697 | 1.9518e-05 | 124.0688 | 1.6352e-05 | 108.0621 | 1.9237e-05 | 114.1072 | 1.8633e-05 | 123.4663 | 1.9784e-05
108.5961 | 2.1721e-05 | 112.8377 | 2.0111e-05 | 118.2482 | 1.5324e-05 | 108.347 | 2.1339e-05 | 112.6086 | 2.0112e-05 | 134.2491 | 1.4445e-05 | 108.362 | 2.1031e-05 | 113.4068 | 2.0065e-05 | 124.6289 | 1.6503e-05 | 108.5653 | 2.012e-05 | 114.6504 | 1.9128e-05 | 124.0227 | 1.9886e-05
109.0982 | 2.2538e-05 | 113.3721 | 2.0527e-05 | 118.8381 | 1.5651e-05 | 108.8487 | 2.2252e-05 | 113.1418 | 2.0563e-05 | 134.8553 | 1.4433e-05 | 108.8642 | 2.2009e-05 | 113.9439 | 2.0679e-05 | 125.1889 | 1.6681e-05 | 109.0684 | 2.1108e-05 | 115.1937 | 1.976e-05 | 124.5791 | 1.9888e-05
109.6003 | 2.332e-05 | 113.9065 | 2.0993e-05 | 119.4281 | 1.5963e-05 | 109.3504 | 2.3116e-05 | 113.675 | 2.1069e-05 | 135.4616 | 1.4458e-05 | 109.3663 | 2.2938e-05 | 114.4811 | 2.1344e-05 | 125.7489 | 1.6901e-05 | 109.5716 | 2.2152e-05 | 115.7369 | 2.051e-05 | 125.1355 | 1.9822e-05
110.1024 | 2.4047e-05 | 114.441 | 2.1499e-05 | 120.0181 | 1.6247e-05 | 109.852 | 2.3901e-05 | 114.2083 | 2.1619e-05 | 136.0678 | 1.4527e-05 | 109.8684 | 2.3779e-05 | 115.0182 | 2.2041e-05 | 126.309 | 1.7168e-05 | 110.0748 | 2.3204e-05 | 116.2801 | 2.1355e-05 | 125.6919 | 1.9727e-05
110.6044 | 2.4706e-05 | 114.9754 | 2.2034e-05 | 120.6081 | 1.6496e-05 | 110.3537 | 2.4587e-05 | 114.7415 | 2.2197e-05 | 136.674 | 1.4644e-05 | 110.3706 | 2.4506e-05 | 115.5553 | 2.2747e-05 | 126.869 | 1.7488e-05 | 110.5779 | 2.4217e-05 | 116.8234 | 2.2268e-05 | 126.2482 | 1.9638e-05
111.1065 | 2.5291e-05 | 115.5098 | 2.2582e-05 | 121.1981 | 1.6708e-05 | 110.8554 | 2.5163e-05 | 115.2747 | 2.2787e-05 | 137.2803 | 1.4806e-05 | 110.8727 | 2.5111e-05 | 116.0924 | 2.344e-05 | 127.4291 | 1.7846e-05 | 111.0811 | 2.5153e-05 | 117.3666 | 2.3219e-05 | 126.8046 | 1.9586e-05
111.6086 | 2.5796e-05 | 116.0443 | 2.3125e-05 | 121.7881 | 1.6882e-05 | 111.357 | 2.564e-05 | 115.8079 | 2.3366e-05 | 137.8865 | 1.5002e-05 | 111.3749 | 2.5599e-05 | 116.6295 | 2.4095e-05 | 127.9891 | 1.8227e-05 | 111.5843 | 2.5981e-05 | 117.9099 | 2.4167e-05 | 127.361 | 1.9591e-05
112.1107 | 2.6218e-05 | 116.5787 | 2.3642e-05 | 122.3781 | 1.7021e-05 | 111.8587 | 2.6028e-05 | 116.3412 | 2.3912e-05 | 138.4927 | 1.522e-05 | 111.877 | 2.5981e-05 | 117.1666 | 2.4686e-05 | 128.5491 | 1.8605e-05 | 112.0874 | 2.6675e-05 | 118.4531 | 2.5072e-05 | 127.9174 | 1.9659e-05
112.6128 | 2.6549e-05 | 117.1131 | 2.4108e-05 | 122.968 | 1.7132e-05 | 112.3603 | 2.6334e-05 | 116.8744 | 2.4396e-05 | 139.099 | 1.5441e-05 | 112.3792 | 2.6275e-05 | 117.7037 | 2.5188e-05 | 129.1092 | 1.8954e-05 | 112.5906 | 2.7219e-05 | 118.9963 | 2.5888e-05 | 128.4738 | 1.9786e-05
113.1148 | 2.6782e-05 | 117.6476 | 2.4497e-05 | 123.558 | 1.7225e-05 | 112.862 | 2.6559e-05 | 117.4076 | 2.479e-05 | 139.7052 | 1.5649e-05 | 112.8813 | 2.6494e-05 | 118.2408 | 2.5573e-05 | 129.6692 | 1.9244e-05 | 113.0938 | 2.7601e-05 | 119.5396 | 2.6568e-05 | 129.0301 | 1.9955e-05
113.6169 | 2.6908e-05 | 118.182 | 2.477e-05 | 124.148 | 1.731e-05 | 113.3637 | 2.6702e-05 | 117.9409 | 2.5066e-05 | 140.3114 | 1.5822e-05 | 113.3835 | 2.6641e-05 | 118.7779 | 2.5804e-05 | 130.2293 | 1.9448e-05 | 113.597 | 2.7813e-05 | 120.0828 | 2.7063e-05 | 129.5865 | 2.0143e-05
114.119 | 2.6921e-05 | 118.7165 | 2.4909e-05 | 124.738 | 1.7397e-05 | 113.8653 | 2.676e-05 | 118.4741 | 2.52e-05 | 140.9177 | 1.5947e-05 | 113.8856 | 2.6715e-05 | 119.315 | 2.5866e-05 | 130.7893 | 1.9544e-05 | 114.1001 | 2.786e-05 | 120.6261 | 2.7331e-05 | 130.1429 | 2.0321e-05
114.6211 | 2.6825e-05 | 119.2509 | 2.49e-05 | 125.328 | 1.7493e-05 | 114.367 | 2.673e-05 | 119.0073 | 2.5175e-05 | 141.5239 | 1.6015e-05 | 114.3878 | 2.6714e-05 | 119.8521 | 2.5747e-05 | 131.3493 | 1.9518e-05 | 114.6033 | 2.7749e-05 | 121.1693 | 2.734e-05 | 130.6993 | 2.0458e-05
115.1232 | 2.6626e-05 | 119.7853 | 2.4739e-05 | 125.918 | 1.7603e-05 | 114.8687 | 2.6617e-05 | 119.5405 | 2.4974e-05 | 142.1302 | 1.6023e-05 | 114.8899 | 2.6638e-05 | 120.3892 | 2.5444e-05 | 131.9094 | 1.9366e-05 | 115.1065 | 2.7502e-05 | 121.7126 | 2.7077e-05 | 131.2557 | 2.0533e-05
115.6252 | 2.634e-05 | 120.3198 | 2.4431e-05 | 126.508 | 1.7723e-05 | 115.3703 | 2.6427e-05 | 120.0738 | 2.461e-05 | 142.7364 | 1.5971e-05 | 115.3921 | 2.6491e-05 | 120.9263 | 2.4969e-05 | 132.4694 | 1.9096e-05 | 115.6096 | 2.7159e-05 | 122.2558 | 2.6548e-05 | 131.812 | 2.0531e-05
116.1273 | 2.5984e-05 | 120.8542 | 2.3994e-05 | 127.098 | 1.7847e-05 | 115.872 | 2.6174e-05 | 120.607 | 2.4112e-05 | 143.3426 | 1.5863e-05 | 115.8942 | 2.6283e-05 | 121.4634 | 2.4349e-05 | 133.0295 | 1.8725e-05 | 116.1128 | 2.6751e-05 | 122.799 | 2.5785e-05 | 132.3684 | 2.0445e-05
116.6294 | 2.5579e-05 | 121.3886 | 2.3455e-05 | 127.6879 | 1.7961e-05 | 116.3737 | 2.5869e-05 | 121.1402 | 2.3513e-05 | 143.9489 | 1.5705e-05 | 116.3963 | 2.6019e-05 | 122.0005 | 2.3624e-05 | 133.5895 | 1.8278e-05 | 116.616 | 2.6309e-05 | 123.3423 | 2.4841e-05 | 132.9248 | 2.0274e-05
117.1315 | 2.5142e-05 | 121.9231 | 2.2849e-05 | 128.2779 | 1.8044e-05 | 116.8753 | 2.552e-05 | 121.6735 | 2.2854e-05 | 144.5551 | 1.5501e-05 | 116.8985 | 2.5706e-05 | 122.5376 | 2.2842e-05 | 134.1495 | 1.7784e-05 | 117.1192 | 2.5853e-05 | 123.8855 | 2.3789e-05 | 133.4812 | 2.0023e-05
117.6336 | 2.4678e-05 | 122.4575 | 2.2212e-05 | 128.8679 | 1.8082e-05 | 117.377 | 2.513e-05 | 122.2067 | 2.2175e-05 | 145.1613 | 1.526e-05 | 117.4006 | 2.5343e-05 | 123.0747 | 2.2056e-05 | 134.7096 | 1.7279e-05 | 117.6223 | 2.5392e-05 | 124.4288 | 2.271e-05 | 134.0376 | 1.9704e-05
118.1356 | 2.4186e-05 | 122.9919 | 2.1577e-05 | 129.4579 | 1.8061e-05 | 117.8786 | 2.4692e-05 | 122.7399 | 2.1512e-05 | 145.7676 | 1.4985e-05 | 117.9028 | 2.4923e-05 | 123.6118 | 2.1314e-05 | 135.2696 | 1.679e-05 | 118.1255 | 2.4927e-05 | 124.972 | 2.1692e-05 | 134.5939 | 1.9329e-05
118.6377 | 2.3659e-05 | 123.5264 | 2.0974e-05 | 130.0479 | 1.7974e-05 | 118.3803 | 2.4191e-05 | 123.2731 | 2.0896e-05 | 146.3738 | 1.4685e-05 | 118.4049 | 2.4435e-05 | 124.1489 | 2.0655e-05 | 135.8297 | 1.6338e-05 | 118.6287 | 2.445e-05 | 125.5153 | 2.0801e-05 | 135.1503 | 1.8912e-05
119.1398 | 2.3086e-05 | 124.0608 | 2.0421e-05 | 130.6379 | 1.782e-05 | 118.882 | 2.3618e-05 | 123.8064 | 2.0342e-05 | 146.98 | 1.4365e-05 | 118.9071 | 2.3867e-05 | 124.686 | 2.0102e-05 | 136.3897 | 1.5932e-05 | 119.1318 | 2.3947e-05 | 126.0585 | 2.0074e-05 | 135.7067 | 1.8466e-05
119.6419 | 2.2456e-05 | 124.5952 | 1.9926e-05 | 131.2279 | 1.7607e-05 | 119.3836 | 2.2963e-05 | 124.3396 | 1.9857e-05 | 147.5863 | 1.4032e-05 | 119.4092 | 2.3205e-05 | 125.2231 | 1.9661e-05 | 136.9497 | 1.5573e-05 | 119.635 | 2.3406e-05 | 126.6017 | 1.9521e-05 | 136.2631 | 1.8e-05
120.144 | 2.176e-05 | 125.1297 | 1.9489e-05 | 131.8179 | 1.7348e-05 | 119.8853 | 2.2224e-05 | 124.8728 | 1.9436e-05 | 148.1925 | 1.3695e-05 | 119.9114 | 2.2451e-05 | 125.7602 | 1.9319e-05 | 137.5098 | 1.5255e-05 | 120.1382 | 2.2811e-05 | 127.145 | 1.9128e-05 | 136.8195 | 1.752e-05
120.6461 | 2.0997e-05 | 125.6641 | 1.9092e-05 | 132.4078 | 1.7059e-05 | 120.387 | 2.1408e-05 | 125.4061 | 1.9064e-05 | 148.7987 | 1.3361e-05 | 120.4135 | 2.1618e-05 | 126.2973 | 1.905e-05 | 138.0698 | 1.4963e-05 | 120.6413 | 2.2153e-05 | 127.6882 | 1.8859e-05 | 137.3758 | 1.7028e-05
121.1481 | 2.0171e-05 | 126.1986 | 1.872e-05 | 132.9978 | 1.6757e-05 | 120.8886 | 2.0528e-05 | 125.9393 | 1.8724e-05 | 149.405 | 1.3037e-05 | 120.9157 | 2.0724e-05 | 126.8344 | 1.881e-05 | 138.6298 | 1.4682e-05 | 121.1445 | 2.1427e-05 | 128.2315 | 1.8666e-05 | 137.9322 | 1.6524e-05
121.6502 | 1.9296e-05 | 126.733 | 1.8356e-05 | 133.5878 | 1.6456e-05 | 121.3903 | 1.9607e-05 | 126.4725 | 1.8393e-05 | 150.0112 | 1.2726e-05 | 121.4178 | 1.9794e-05 | 127.3715 | 1.8565e-05 | 139.1899 | 1.4396e-05 | 121.6477 | 2.0633e-05 | 128.7747 | 1.85e-05 | 138.4886 | 1.6004e-05
122.1523 | 1.8391e-05 | 127.2674 | 1.7985e-05 | 134.1778 | 1.6167e-05 | 121.892 | 1.8671e-05 | 127.0057 | 1.8052e-05 | 150.6175 | 1.243e-05 | 121.92 | 1.8854e-05 | 127.9086 | 1.8287e-05 | 139.7499 | 1.409e-05 | 122.1509 | 1.9779e-05 | 129.3179 | 1.8314e-05 | 139.045 | 1.5466e-05
122.6544 | 1.7482e-05 | 127.8019 | 1.7596e-05 | 134.7678 | 1.5892e-05 | 122.3936 | 1.7746e-05 | 127.539 | 1.7689e-05 | 151.2237 | 1.2144e-05 | 122.4221 | 1.7931e-05 | 128.4457 | 1.7959e-05 | 140.31 | 1.3757e-05 | 122.654 | 1.8876e-05 | 129.8612 | 1.8074e-05 | 139.6014 | 1.4909e-05
123.1565 | 1.6596e-05 | 128.3363 | 1.718e-05 | 135.3578 | 1.5627e-05 | 122.8953 | 1.6859e-05 | 128.0722 | 1.7295e-05 | 151.8299 | 1.1864e-05 | 122.9242 | 1.7048e-05 | 128.9829 | 1.7572e-05 | 140.87 | 1.3396e-05 | 123.1572 | 1.7949e-05 | 130.4044 | 1.7761e-05 | 140.1577 | 1.4338e-05
123.6585 | 1.5767e-05 | 128.8707 | 1.6734e-05 | 135.9478 | 1.5361e-05 | 123.3969 | 1.6032e-05 | 128.6054 | 1.6866e-05 | 152.4362 | 1.1579e-05 | 123.4264 | 1.6224e-05 | 129.52 | 1.713e-05 | 141.43 | 1.301e-05 | 123.6604 | 1.7024e-05 | 130.9477 | 1.7371e-05 | 140.7141 | 1.3759e-05
124.1606 | 1.5013e-05 | 129.4052 | 1.6256e-05 | 136.5377 | 1.5081e-05 | 123.8986 | 1.5282e-05 | 129.1387 | 1.64e-05 | 153.0424 | 1.1278e-05 | 123.9285 | 1.5472e-05 | 130.0571 | 1.6644e-05 | 141.9901 | 1.2612e-05 | 124.1635 | 1.6126e-05 | 131.4909 | 1.6911e-05 | 141.2705 | 1.3184e-05
124.6627 | 1.4352e-05 | 129.9396 | 1.5744e-05 | 137.1277 | 1.4774e-05 | 124.4003 | 1.4619e-05 | 129.6719 | 1.5895e-05 | 153.6486 | 1.0952e-05 | 124.4307 | 1.4802e-05 | 130.5942 | 1.6125e-05 | 142.5501 | 1.2211e-05 | 124.6667 | 1.5282e-05 | 132.0342 | 1.6401e-05 | 141.8269 | 1.2624e-05
125.1648 | 1.3791e-05 | 130.474 | 1.5199e-05 | 137.7177 | 1.4431e-05 | 124.9019 | 1.4049e-05 | 130.2051 | 1.5352e-05 | 154.2549 | 1.0592e-05 | 124.9328 | 1.4218e-05 | 131.1313 | 1.5584e-05 | 143.1102 | 1.1817e-05 | 125.1699 | 1.4515e-05 | 132.5774 | 1.586e-05 | 142.3832 | 1.2092e-05
125.6669 | 1.3333e-05 | 131.0085 | 1.462e-05 | 138.3077 | 1.4044e-05 | 125.4036 | 1.3577e-05 | 130.7383 | 1.4768e-05 | 154.8611 | 1.0195e-05 | 125.435 | 1.3722e-05 | 131.6684 | 1.5028e-05 | 143.6702 | 1.1434e-05 | 125.673 | 1.3843e-05 | 133.1206 | 1.531e-05 | 142.9396 | 1.1598e-05
126.1689 | 1.2971e-05 | 131.5429 | 1.4003e-05 | 138.8977 | 1.361e-05 | 125.9053 | 1.3195e-05 | 131.2716 | 1.4144e-05 | 155.4673 | 9.7602e-06 | 125.9371 | 1.3312e-05 | 132.2055 | 1.4457e-05 | 144.2302 | 1.1063e-05 | 126.1762 | 1.3282e-05 | 133.6639 | 1.4765e-05 | 143.496 | 1.1151e-05
126.671 | 1.2693e-05 | 132.0773 | 1.3352e-05 | 139.4877 | 1.3134e-05 | 126.4069 | 1.2893e-05 | 131.8048 | 1.3479e-05 | 156.0736 | 9.2972e-06 | 126.4393 | 1.2982e-05 | 132.7426 | 1.3868e-05 | 144.7903 | 1.0705e-05 | 126.6794 | 1.2837e-05 | 134.2071 | 1.4229e-05 | 144.0524 | 1.0754e-05
127.1731 | 1.2479e-05 | 132.6118 | 1.2669e-05 | 140.0777 | 1.262e-05 | 126.9086 | 1.2657e-05 | 132.338 | 1.2776e-05 | 156.6798 | 8.8222e-06 | 126.9414 | 1.2727e-05 | 133.2797 | 1.3253e-05 | 145.3503 | 1.0356e-05 | 127.1826 | 1.2507e-05 | 134.7504 | 1.3699e-05 | 144.6088 | 1.041e-05
127.6752 | 1.2308e-05 | 133.1462 | 1.196e-05 | 140.6677 | 1.2079e-05 | 127.4102 | 1.2468e-05 | 132.8713 | 1.2042e-05 | 157.2861 | 8.3523e-06 | 127.4436 | 1.2526e-05 | 133.8168 | 1.2605e-05 | 145.9104 | 1.0019e-05 | 127.6857 | 1.228e-05 | 135.2936 | 1.3166e-05 | 145.1651 | 1.0119e-05
128.1773 | 1.2157e-05 | 133.6807 | 1.1236e-05 | 141.2576 | 1.1524e-05 | 127.9119 | 1.2309e-05 | 133.4045 | 1.1286e-05 | 157.8923 | 7.9054e-06 | 127.9457 | 1.2361e-05 | 134.3539 | 1.1924e-05 | 146.4704 | 9.6955e-06 | 128.1889 | 1.2137e-05 | 135.8368 | 1.2621e-05 | 145.7215 | 9.8814e-06
128.6793 | 1.2001e-05 | 134.2151 | 1.0511e-05 | 141.8476 | 1.097e-05 | 128.4136 | 1.2156e-05 | 133.9377 | 1.0528e-05 | 158.4985 | 7.4971e-06 | 128.4479 | 1.2211e-05 | 134.891 | 1.1216e-05 | 147.0304 | 9.3919e-06 | 128.6921 | 1.2048e-05 | 136.3801 | 1.2057e-05 | 146.2779 | 9.6931e-06
129.1814 | 1.1823e-05 | 134.7495 | 9.8023e-06 | 142.4376 | 1.0433e-05 | 128.9152 | 1.199e-05 | 134.471 | 9.7885e-06 | 159.1048 | 7.1389e-06 | 128.95 | 1.2053e-05 | 135.4281 | 1.0497e-05 | 147.5905 | 9.1164e-06 | 129.1952 | 1.198e-05 | 136.9233 | 1.1474e-05 | 146.8343 | 9.549e-06
129.6835 | 1.1608e-05 | 135.284 | 9.1311e-06 | 143.0276 | 9.9329e-06 | 129.4169 | 1.1795e-05 | 135.0042 | 9.0912e-06 | 159.711 | 6.8368e-06 | 129.4521 | 1.1871e-05 | 135.9652 | 9.7869e-06 | 148.1505 | 8.8771e-06 | 129.6984 | 1.1897e-05 | 137.4666 | 1.0879e-05 | 147.3907 | 9.4436e-06
130.1856 | 1.1352e-05 | 135.8184 | 8.5192e-06 | 143.6176 | 9.4875e-06 | 129.9186 | 1.156e-05 | 135.5374 | 8.4597e-06 | 160.3172 | 6.5903e-06 | 129.9543 | 1.1651e-05 | 136.5023 | 9.1133e-06 | 148.7106 | 8.6808e-06 | 130.2016 | 1.1764e-05 | 138.0098 | 1.0289e-05 | 147.947 | 9.3686e-06
130.6877 | 1.1056e-05 | 136.3528 | 7.9873e-06 | 144.2076 | 9.1065e-06 | 130.4202 | 1.1281e-05 | 136.0706 | 7.916e-06 | 160.9235 | 6.3934e-06 | 130.4564 | 1.1385e-05 | 137.0394 | 8.5051e-06 | 149.2706 | 8.5281e-06 | 130.7047 | 1.1562e-05 | 138.5531 | 9.7285e-06 | 148.5034 | 9.3135e-06
131.1898 | 1.0736e-05 | 136.8873 | 7.5532e-06 | 144.7976 | 8.7962e-06 | 130.9219 | 1.0963e-05 | 136.6039 | 7.4781e-06 | 161.5297 | 6.2357e-06 | 130.9586 | 1.1074e-05 | 137.5765 | 7.9899e-06 | 149.8306 | 8.4087e-06 | 131.2079 | 1.1286e-05 | 139.0963 | 9.225e-06 | 149.0598 | 9.265e-06
131.6918 | 1.0406e-05 | 137.4217 | 7.2293e-06 | 145.3876 | 8.5568e-06 | 131.4236 | 1.0615e-05 | 137.1371 | 7.1576e-06 | 162.1359 | 6.1046e-06 | 131.4607 | 1.0726e-05 | 138.1136 | 7.5898e-06 | 150.3907 | 8.3094e-06 | 131.7111 | 1.0947e-05 | 139.6395 | 8.8063e-06 | 149.6162 | 9.2094e-06
132.1939 | 1.0084e-05 | 137.9561 | 7.0238e-06 | 145.9775 | 8.3812e-06 | 131.9252 | 1.0254e-05 | 137.6703 | 6.9589e-06 | 162.7422 | 5.9877e-06 | 131.9629 | 1.0354e-05 | 138.6507 | 7.3184e-06 | 150.9507 | 8.2142e-06 | 132.2143 | 1.0564e-05 | 140.1828 | 8.4937e-06 | 150.1726 | 9.1337e-06
132.696 | 9.7867e-06 | 138.4906 | 6.9382e-06 | 146.5675 | 8.2564e-06 | 132.4269 | 9.8969e-06 | 138.2036 | 6.8774e-06 | 163.3484 | 5.8749e-06 | 132.465 | 9.9751e-06 | 139.1878 | 7.1783e-06 | 151.5108 | 8.1072e-06 | 132.7174 | 1.0167e-05 | 140.726 | 8.3047e-06 | 150.7289 | 9.0279e-06
133.1981 | 9.5251e-06 | 139.025 | 6.9514e-06 | 147.1575 | 8.1645e-06 | 132.9285 | 9.5666e-06 | 138.7368 | 6.9008e-06 | 163.9547 | 5.7606e-06 | 132.9672 | 9.6099e-06 | 139.7249 | 7.1603e-06 | 152.0708 | 7.976e-06 | 133.2206 | 9.7858e-06 | 141.2693 | 8.2306e-06 | 151.2853 | 8.887e-06
133.7002 | 9.3066e-06 | 139.5594 | 7.0445e-06 | 147.7475 | 8.0856e-06 | 133.4302 | 9.2774e-06 | 139.27 | 7.0094e-06 | 164.5609 | 5.6454e-06 | 133.4693 | 9.278e-06 | 140.262 | 7.2446e-06 | 152.6308 | 7.8141e-06 | 133.7238 | 9.4475e-06 | 141.8125 | 8.2504e-06 | 151.8417 | 8.7119e-06
134.2022 | 9.1321e-06 | 140.0939 | 7.1943e-06 | 148.3375 | 8.0004e-06 | 133.9319 | 9.0393e-06 | 139.8032 | 7.179e-06 | 165.1671 | 5.5334e-06 | 133.9715 | 8.9967e-06 | 140.7991 | 7.4056e-06 | 153.1909 | 7.622e-06 | 134.2269 | 9.1725e-06 | 142.3558 | 8.3365e-06 | 152.3981 | 8.5091e-06
134.7043 | 8.998e-06 | 140.6283 | 7.3757e-06 | 148.9275 | 7.8936e-06 | 134.4335 | 8.8558e-06 | 140.3365 | 7.3811e-06 | 165.7734 | 5.431e-06 | 134.4736 | 8.7811e-06 | 141.3362 | 7.6026e-06 | 153.7509 | 7.4069e-06 | 134.7301 | 8.9706e-06 | 142.899 | 8.4562e-06 | 152.9545 | 8.2897e-06
135.2064 | 8.8963e-06 | 141.1628 | 7.5639e-06 | 149.5175 | 7.7555e-06 | 134.9352 | 8.7242e-06 | 140.8697 | 7.5848e-06 | 166.3796 | 5.3446e-06 | 134.9758 | 8.6287e-06 | 141.8733 | 7.8032e-06 | 154.3109 | 7.1806e-06 | 135.2333 | 8.8402e-06 | 143.4422 | 8.5774e-06 | 153.5108 | 8.0676e-06
135.7085 | 8.8172e-06 | 141.6972 | 7.7367e-06 | 150.1074 | 7.584e-06 | 135.4369 | 8.6357e-06 | 141.4029 | 7.7675e-06 | 166.9858 | 5.2787e-06 | 135.4779 | 8.5322e-06 | 142.4104 | 7.9803e-06 | 154.871 | 6.9573e-06 | 135.7365 | 8.7693e-06 | 143.9855 | 8.6722e-06 | 154.0672 | 7.8562e-06
136.2106 | 8.7507e-06 | 142.2316 | 7.8759e-06 | 150.6974 | 7.3837e-06 | 135.9385 | 8.5777e-06 | 141.9362 | 7.9112e-06 | 167.5921 | 5.2349e-06 | 135.98 | 8.4774e-06 | 142.9475 | 8.1137e-06 | 155.431 | 6.7497e-06 | 136.2396 | 8.7379e-06 | 144.5287 | 8.721e-06 | 154.6236 | 7.6636e-06
136.7126 | 8.6883e-06 | 142.7661 | 7.9683e-06 | 151.2874 | 7.1667e-06 | 136.4402 | 8.5359e-06 | 142.4694 | 8.0037e-06 | 168.1983 | 5.211e-06 | 136.4822 | 8.4469e-06 | 143.4847 | 8.1909e-06 | 155.9911 | 6.5672e-06 | 136.7428 | 8.723e-06 | 145.072 | 8.7126e-06 | 155.18 | 7.4929e-06
137.2147 | 8.6242e-06 | 143.3005 | 8.0054e-06 | 151.8774 | 6.9489e-06 | 136.9419 | 8.4972e-06 | 143.0026 | 8.0381e-06 | 168.8045 | 5.2013e-06 | 136.9843 | 8.4233e-06 | 144.0218 | 8.2059e-06 | 156.5511 | 6.4148e-06 | 137.246 | 8.7034e-06 | 145.6152 | 8.6444e-06 | 155.7364 | 7.3426e-06
137.7168 | 8.5547e-06 | 143.8349 | 7.9841e-06 | 152.4674 | 6.7434e-06 | 137.4435 | 8.4517e-06 | 143.5358 | 8.0123e-06 | 169.4108 | 5.1976e-06 | 137.4865 | 8.3923e-06 | 144.5589 | 8.1586e-06 | 157.1111 | 6.2867e-06 | 137.7491 | 8.6629e-06 | 146.1584 | 8.5199e-06 | 156.2927 | 7.2077e-06
138.2189 | 8.4782e-06 | 144.3694 | 7.905e-06 | 153.0574 | 6.5596e-06 | 137.9452 | 8.3928e-06 | 144.0691 | 7.9283e-06 | 170.017 | 5.1909e-06 | 137.9886 | 8.345e-06 | 145.096 | 8.0528e-06 | 157.6712 | 6.1758e-06 | 138.2523 | 8.5939e-06 | 146.7017 | 8.3462e-06 | 156.8491 | 7.0815e-06
138.721 | 8.3931e-06 | 144.9038 | 7.7693e-06 | 153.6474 | 6.4018e-06 | 138.4468 | 8.3177e-06 | 144.6023 | 7.7912e-06 | 170.6232 | 5.1721e-06 | 138.4908 | 8.2773e-06 | 145.6331 | 7.8946e-06 | 158.2312 | 6.0733e-06 | 138.7555 | 8.4995e-06 | 147.2449 | 8.1312e-06 | 157.4055 | 6.9575e-06
139.223 | 8.2959e-06 | 145.4382 | 7.5867e-06 | 154.2374 | 6.2691e-06 | 138.9485 | 8.2252e-06 | 145.1355 | 7.6078e-06 | 171.2295 | 5.1332e-06 | 138.9929 | 8.1885e-06 | 146.1702 | 7.6912e-06 | 158.7913 | 5.971e-06 | 139.2586 | 8.385e-06 | 147.7882 | 7.8821e-06 | 157.9619 | 6.8307e-06
139.7251 | 8.1808e-06 | 145.9727 | 7.3672e-06 | 154.8273 | 6.156e-06 | 139.4502 | 8.114e-06 | 145.6688 | 7.3868e-06 | 171.8357 | 5.0724e-06 | 139.4951 | 8.0791e-06 | 146.7073 | 7.4507e-06 | 159.3513 | 5.8628e-06 | 139.7618 | 8.255e-06 | 148.3314 | 7.6044e-06 | 158.5183 | 6.6983e-06
140.2272 | 8.041e-06 | 146.5071 | 7.1201e-06 | 155.4173 | 6.0542e-06 | 139.9518 | 7.9803e-06 | 146.202 | 7.1373e-06 | 172.442 | 4.99e-06 | 139.9972 | 7.9487e-06 | 147.2444 | 7.1813e-06 | 159.9113 | 5.7455e-06 | 140.265 | 8.1102e-06 | 148.8747 | 7.3023e-06 | 159.0746 | 6.5598e-06
140.7293 | 7.8695e-06 | 147.0415 | 6.8548e-06 | 156.0073 | 5.9543e-06 | 140.4535 | 7.8193e-06 | 146.7352 | 6.8688e-06 | 173.0482 | 4.8891e-06 | 140.4994 | 7.7947e-06 | 147.7815 | 6.8917e-06 | 160.4714 | 5.6184e-06 | 140.7682 | 7.9471e-06 | 149.4179 | 6.9828e-06 | 159.631 | 6.4158e-06
141.2314 | 7.6615e-06 | 147.576 | 6.5805e-06 | 156.5973 | 5.8482e-06 | 140.9552 | 7.6273e-06 | 147.2684 | 6.5915e-06 | 173.6544 | 4.7745e-06 | 141.0015 | 7.6136e-06 | 148.3186 | 6.5915e-06 | 161.0314 | 5.4831e-06 | 141.2713 | 7.7593e-06 | 149.9611 | 6.6521e-06 | 160.1874 | 6.2678e-06
141.7335 | 7.416e-06 | 148.1104 | 6.3059e-06 | 157.1873 | 5.7301e-06 | 141.4568 | 7.4021e-06 | 147.8017 | 6.3154e-06 | 174.2607 | 4.6521e-06 | 141.5037 | 7.4012e-06 | 148.8557 | 6.2914e-06 | 161.5915 | 5.3426e-06 | 141.7745 | 7.5405e-06 | 150.5044 | 6.318e-06 | 160.7438 | 6.1169e-06
142.2355 | 7.1366e-06 | 148.6449 | 6.0387e-06 | 157.7773 | 5.5975e-06 | 141.9585 | 7.1454e-06 | 148.3349 | 6.0481e-06 | 174.8669 | 4.5282e-06 | 142.0058 | 7.1562e-06 | 149.3928 | 6.0002e-06 | 162.1515 | 5.2001e-06 | 142.2777 | 7.2877e-06 | 151.0476 | 5.9894e-06 | 161.3002 | 5.9633e-06
142.7376 | 6.8317e-06 | 149.1793 | 5.7852e-06 | 158.3673 | 5.451e-06 | 142.4602 | 6.8633e-06 | 148.8681 | 5.7958e-06 | 175.4731 | 4.4088e-06 | 142.5079 | 6.8854e-06 | 149.9299 | 5.7259e-06 | 162.7115 | 5.0588e-06 | 142.7808 | 7.0038e-06 | 151.5909 | 5.6757e-06 | 161.8565 | 5.8071e-06
143.2397 | 6.5127e-06 | 149.7137 | 5.5499e-06 | 158.9573 | 5.2942e-06 | 142.9618 | 6.5655e-06 | 149.4014 | 5.5626e-06 | 176.0794 | 4.2996e-06 | 143.0101 | 6.5977e-06 | 150.467 | 5.4748e-06 | 163.2716 | 4.9215e-06 | 143.284 | 6.6973e-06 | 152.1341 | 5.3864e-06 | 162.4129 | 5.6481e-06
143.7418 | 6.1921e-06 | 150.2482 | 5.3353e-06 | 159.5472 | 5.1338e-06 | 143.4635 | 6.264e-06 | 149.9346 | 5.3505e-06 | 176.6856 | 4.2051e-06 | 143.5122 | 6.3048e-06 | 151.0041 | 5.251e-06 | 163.8316 | 4.7912e-06 | 143.7872 | 6.3812e-06 | 152.6774 | 5.1293e-06 | 162.9693 | 5.4864e-06
144.2439 | 5.8811e-06 | 150.7826 | 5.1419e-06 | 160.1372 | 4.9756e-06 | 143.9651 | 5.9699e-06 | 150.4678 | 5.1594e-06 | 177.2918 | 4.1285e-06 | 144.0144 | 6.0183e-06 | 151.5412 | 5.0561e-06 | 164.3917 | 4.6693e-06 | 144.2903 | 6.0703e-06 | 153.2206 | 4.9099e-06 | 163.5257 | 5.323e-06
144.7459 | 5.5891e-06 | 151.317 | 4.968e-06 | 160.7272 | 4.8252e-06 | 144.4668 | 5.6922e-06 | 151.0011 | 4.9869e-06 | 177.8981 | 4.072e-06 | 144.5165 | 5.7473e-06 | 152.0783 | 4.8884e-06 | 164.9517 | 4.5575e-06 | 144.7935 | 5.7772e-06 | 153.7638 | 4.7302e-06 | 164.0821 | 5.1593e-06
145.248 | 5.3191e-06 | 151.8515 | 4.8104e-06 | 161.3172 | 4.6873e-06 | 144.9685 | 5.4357e-06 | 151.5343 | 4.8288e-06 | 178.5043 | 4.037e-06 | 145.0187 | 5.4972e-06 | 152.6154 | 4.7435e-06 | 165.5117 | 4.4567e-06 | 145.2967 | 5.51e-06 | 154.3071 | 4.5879e-06 | 164.6384 | 4.9969e-06
145.7501 | 5.0703e-06 | 152.3859 | 4.6625e-06 | 161.9072 | 4.565e-06 | 145.4701 | 5.2008e-06 | 152.0675 | 4.68e-06 | 179.1106 | 4.0208e-06 | 145.5208 | 5.2689e-06 | 153.1525 | 4.6141e-06 | 166.0718 | 4.3674e-06 | 145.7999 | 5.2724e-06 | 154.8503 | 4.4757e-06 | 165.1948 | 4.8374e-06
146.2522 | 4.8406e-06 | 152.9203 | 4.5189e-06 | 162.4972 | 4.4599e-06 | 145.9718 | 4.9851e-06 | 152.6007 | 4.5348e-06 | 179.7168 | 4.0185e-06 | 146.023 | 5.0596e-06 | 153.6896 | 4.4915e-06 | 166.6318 | 4.2893e-06 | 146.303 | 5.0585e-06 | 155.3936 | 4.3823e-06 | 165.7512 | 4.6818e-06
146.7543 | 4.6284e-06 | 153.4548 | 4.3753e-06 | 163.0872 | 4.3721e-06 | 146.4735 | 4.7845e-06 | 153.134 | 4.3884e-06 | 180.323 | 4.0243e-06 | 146.5251 | 4.8647e-06 | 154.2267 | 4.3668e-06 | 167.1918 | 4.2206e-06 | 146.8062 | 4.8616e-06 | 155.9368 | 4.2934e-06 | 166.3076 | 4.5301e-06
147.2563 | 4.4333e-06 | 153.9892 | 4.2287e-06 | 163.6771 | 4.2999e-06 | 146.9751 | 4.5955e-06 | 153.6672 | 4.2375e-06 | 180.9293 | 4.0307e-06 | 147.0273 | 4.6798e-06 | 154.7638 | 4.2325e-06 | 167.7519 | 4.1585e-06 | 147.3094 | 4.6754e-06 | 156.48 | 4.1934e-06 | 166.864 | 4.3818e-06
147.7584 | 4.2568e-06 | 154.5236 | 4.0784e-06 | 164.2671 | 4.2399e-06 | 147.4768 | 4.4181e-06 | 154.2004 | 4.0816e-06 | 181.5355 | 4.0293e-06 | 147.5294 | 4.5026e-06 | 155.3009 | 4.0839e-06 | 168.3119 | 4.0988e-06 | 147.8125 | 4.4967e-06 | 157.0233 | 4.0709e-06 | 167.4203 | 4.2352e-06
148.2605 | 4.1021e-06 | 155.0581 | 3.9258e-06 | 164.8571 | 4.1878e-06 | 147.9784 | 4.2537e-06 | 154.7337 | 3.9236e-06 | 182.1417 | 4.0118e-06 | 148.0316 | 4.3336e-06 | 155.838 | 3.9222e-06 | 168.872 | 4.0363e-06 | 148.3157 | 4.326e-06 | 157.5665 | 3.9224e-06 | 167.9767 | 4.0884e-06
148.7626 | 3.9725e-06 | 155.5925 | 3.7746e-06 | 165.4471 | 4.1379e-06 | 148.4801 | 4.1065e-06 | 155.2669 | 3.7684e-06 | 182.748 | 3.9701e-06 | 148.5337 | 4.1766e-06 | 156.3751 | 3.7544e-06 | 169.432 | 3.9657e-06 | 148.8189 | 4.167e-06 | 158.1098 | 3.752e-06 | 168.5331 | 3.9394e-06
149.2647 | 3.8704e-06 | 156.127 | 3.6296e-06 | 166.0371 | 4.0842e-06 | 148.9818 | 3.9812e-06 | 155.8001 | 3.6219e-06 | 183.3542 | 3.8982e-06 | 149.0358 | 4.0377e-06 | 156.9122 | 3.5899e-06 | 169.992 | 3.8822e-06 | 149.322 | 4.0254e-06 | 158.653 | 3.5702e-06 | 169.0895 | 3.7863e-06
149.7667 | 3.7958e-06 | 156.6614 | 3.4961e-06 | 166.6271 | 4.0199e-06 | 149.4834 | 3.8814e-06 | 156.3333 | 3.4899e-06 | 183.9604 | 3.7918e-06 | 149.538 | 3.9232e-06 | 157.4493 | 3.4394e-06 | 170.5521 | 3.7823e-06 | 149.8252 | 3.9069e-06 | 159.1963 | 3.3925e-06 | 169.6459 | 3.6293e-06
150.2688 | 3.7462e-06 | 157.1958 | 3.3785e-06 | 167.2171 | 3.9407e-06 | 149.9851 | 3.8081e-06 | 156.8666 | 3.377e-06 | 184.5667 | 3.6498e-06 | 150.0401 | 3.8355e-06 | 157.9865 | 3.3123e-06 | 171.1121 | 3.6635e-06 | 150.3284 | 3.8155e-06 | 159.7395 | 3.2349e-06 | 170.2022 | 3.4699e-06
150.7709 | 3.7163e-06 | 157.7303 | 3.2796e-06 | 167.8071 | 3.844e-06 | 150.4868 | 3.7597e-06 | 157.3998 | 3.285e-06 | 185.1729 | 3.4739e-06 | 150.5423 | 3.7751e-06 | 158.5236 | 3.2148e-06 | 171.6722 | 3.5288e-06 | 150.8316 | 3.7521e-06 | 160.2827 | 3.111e-06 | 170.7586 | 3.3115e-06
151.273 | 3.6989e-06 | 158.2647 | 3.2006e-06 | 168.397 | 3.7292e-06 | 150.9884 | 3.732e-06 | 157.933 | 3.2131e-06 | 185.7792 | 3.2685e-06 | 151.0444 | 3.7391e-06 | 159.0607 | 3.1481e-06 | 172.2322 | 3.3825e-06 | 151.3347 | 3.7144e-06 | 160.826 | 3.0286e-06 | 171.315 | 3.1584e-06
151.7751 | 3.6857e-06 | 158.7991 | 3.1379e-06 | 168.987 | 3.5978e-06 | 151.4901 | 3.7182e-06 | 158.4663 | 3.1575e-06 | 186.3854 | 3.0397e-06 | 151.5466 | 3.7221e-06 | 159.5978 | 3.1084e-06 | 172.7922 | 3.2299e-06 | 151.8379 | 3.6977e-06 | 161.3692 | 2.9883e-06 | 171.8714 | 3.0157e-06
152.2771 | 3.6676e-06 | 159.3336 | 3.0853e-06 | 169.577 | 3.4526e-06 | 151.9918 | 3.7106e-06 | 158.9995 | 3.1119e-06 | 186.9916 | 2.7988e-06 | 152.0487 | 3.7164e-06 | 160.1349 | 3.0875e-06 | 173.3523 | 3.0763e-06 | 152.3411 | 3.6946e-06 | 161.9125 | 2.9833e-06 | 172.4277 | 2.888e-06
152.7792 | 3.638e-06 | 159.868 | 3.0365e-06 | 170.167 | 3.2975e-06 | 152.4934 | 3.7004e-06 | 159.5327 | 3.0688e-06 | 187.5979 | 2.5545e-06 | 152.5509 | 3.7131e-06 | 160.672 | 3.0744e-06 | 173.9123 | 2.9259e-06 | 152.8442 | 3.6965e-06 | 162.4557 | 3.0007e-06 | 172.9841 | 2.7781e-06
153.2813 | 3.5922e-06 | 160.4024 | 2.985e-06 | 170.757 | 3.1365e-06 | 152.9951 | 3.6796e-06 | 160.0659 | 3.0206e-06 | 188.2041 | 2.3145e-06 | 153.053 | 3.7029e-06 | 161.2091 | 3.0572e-06 | 174.4724 | 2.7804e-06 | 153.3474 | 3.6934e-06 | 162.9989 | 3.0245e-06 | 173.5405 | 2.6857e-06
153.7834 | 3.5275e-06 | 160.9369 | 2.9255e-06 | 171.347 | 2.9725e-06 | 153.4967 | 3.641e-06 | 160.5992 | 2.9599e-06 | 188.8103 | 2.085e-06 | 153.5552 | 3.6772e-06 | 161.7462 | 3.0254e-06 | 175.0324 | 2.6394e-06 | 153.8506 | 3.6749e-06 | 163.5422 | 3.0386e-06 | 174.0969 | 2.6074e-06
154.2855 | 3.4431e-06 | 161.4713 | 2.8541e-06 | 171.937 | 2.8074e-06 | 153.9984 | 3.5793e-06 | 161.1324 | 2.883e-06 | 189.4166 | 1.8704e-06 | 154.0573 | 3.6287e-06 | 162.2833 | 2.9717e-06 | 175.5924 | 2.5e-06 | 154.3538 | 3.6331e-06 | 164.0854 | 3.0294e-06 | 174.6533 | 2.5364e-06
154.7876 | 3.3403e-06 | 162.0057 | 2.7694e-06 | 172.527 | 2.6414e-06 | 154.5001 | 3.491e-06 | 161.6656 | 2.7895e-06 | 190.0228 | 1.6727e-06 | 154.5595 | 3.5529e-06 | 162.8204 | 2.8913e-06 | 176.1525 | 2.3578e-06 | 154.8569 | 3.5627e-06 | 164.6287 | 2.9863e-06 | 175.2096 | 2.4631e-06
155.2896 | 3.2217e-06 | 162.5402 | 2.6719e-06 | 173.1169 | 2.4731e-06 | 155.0017 | 3.3766e-06 | 162.1989 | 2.6814e-06 | 190.629 | 1.4927e-06 | 155.0616 | 3.4485e-06 | 163.3575 | 2.7873e-06 | 176.7125 | 2.2082e-06 | 155.3601 | 3.4618e-06 | 165.1719 | 2.9101e-06 | 175.766 | 2.3773e-06
155.7917 | 3.0907e-06 | 163.0746 | 2.5641e-06 | 173.7069 | 2.3008e-06 | 155.5034 | 3.241e-06 | 162.7321 | 2.5627e-06 | 191.2353 | 1.3297e-06 | 155.5637 | 3.3175e-06 | 163.8946 | 2.6657e-06 | 177.2726 | 2.0478e-06 | 155.8633 | 3.3326e-06 | 165.7152 | 2.8049e-06 | 176.3224 | 2.2694e-06
156.2938 | 2.9509e-06 | 163.6091 | 2.4496e-06 | 174.2969 | 2.1222e-06 | 156.0051 | 3.0897e-06 | 163.2653 | 2.4381e-06 | 191.8415 | 1.1826e-06 | 156.0659 | 3.1651e-06 | 164.4317 | 2.5336e-06 | 177.8326 | 1.8752e-06 | 156.3664 | 3.1808e-06 | 166.2584 | 2.6786e-06 | 176.8788 | 2.1324e-06
156.7959 | 2.8051e-06 | 164.1435 | 2.3324e-06 | 174.8869 | 1.9375e-06 | 156.5067 | 2.9287e-06 | 163.7985 | 2.3127e-06 | 192.4477 | 1.0502e-06 | 156.568 | 2.9982e-06 | 164.9688 | 2.3986e-06 | 178.3926 | 1.692e-06 | 156.8696 | 3.0143e-06 | 166.8016 | 2.5407e-06 | 177.4352 | 1.9684e-06
157.298 | 2.6555e-06 | 164.6779 | 2.2164e-06 | 175.4769 | 1.7487e-06 | 157.0084 | 2.7635e-06 | 164.3318 | 2.1907e-06 | 193.054 | 9.3191e-07 | 157.0702 | 2.8252e-06 | 165.5059 | 2.2668e-06 | 178.9527 | 1.5046e-06 | 157.3728 | 2.8411e-06 | 167.3449 | 2.3998e-06 | 177.9915 | 1.783e-06
157.8 | 2.5029e-06 | 165.2124 | 2.1049e-06 | 176.0669 | 1.5597e-06 | 157.5101 | 2.5981e-06 | 164.865 | 2.0751e-06 | 193.6602 | 8.2832e-07 | 157.5723 | 2.6523e-06 | 166.043 | 2.1424e-06 | 179.5127 | 1.3208e-06 | 157.8759 | 2.6679e-06 | 167.8881 | 2.2627e-06 | 178.5479 | 1.5864e-06
158.3021 | 2.3477e-06 | 165.7468 | 1.9987e-06 | 176.6569 | 1.3758e-06 | 158.0117 | 2.4345e-06 | 165.3982 | 1.967e-06 | 194.2665 | 7.4029e-07 | 158.0745 | 2.4831e-06 | 166.5801 | 2.027e-06 | 180.0727 | 1.149e-06 | 158.3791 | 2.4988e-06 | 168.4314 | 2.1327e-06 | 179.1043 | 1.3909e-06
158.8042 | 2.1898e-06 | 166.2812 | 1.8974e-06 | 177.2468 | 1.2033e-06 | 158.5134 | 2.2736e-06 | 165.9315 | 1.8659e-06 | 194.8727 | 6.6809e-07 | 158.5766 | 2.3188e-06 | 167.1172 | 1.9194e-06 | 180.6328 | 9.9678e-07 | 158.8823 | 2.3347e-06 | 168.9746 | 2.0096e-06 | 179.6607 | 1.2091e-06
159.3063 | 2.0299e-06 | 166.8157 | 1.7994e-06 | 177.8368 | 1.0481e-06 | 159.015 | 2.1152e-06 | 166.4647 | 1.7701e-06 | 195.4789 | 6.1243e-07 | 159.0788 | 2.1593e-06 | 167.6543 | 1.8166e-06 | 181.1928 | 8.7016e-07 | 159.3855 | 2.1752e-06 | 169.5179 | 1.8906e-06 | 180.2171 | 1.0517e-06
159.8084 | 1.87e-06 | 167.3501 | 1.7025e-06 | 178.4268 | 9.1539e-07 | 159.5167 | 1.9594e-06 | 166.9979 | 1.6766e-06 | 196.0852 | 5.7346e-07 | 159.5809 | 2.004e-06 | 168.1914 | 1.7143e-06 | 181.7529 | 7.7254e-07 | 159.8886 | 2.0187e-06 | 170.0611 | 1.7712e-06 | 180.7734 | 9.2598e-07
160.3104 | 1.7126e-06 | 167.8845 | 1.6043e-06 | 179.0168 | 8.0839e-07 | 160.0184 | 1.8067e-06 | 167.5311 | 1.5821e-06 | 196.6914 | 5.5046e-07 | 160.0831 | 1.8528e-06 | 168.7285 | 1.6085e-06 | 182.3129 | 7.0454e-07 | 160.3918 | 1.8647e-06 | 170.6043 | 1.6469e-06 | 181.3298 | 8.3463e-07
160.8125 | 1.5605e-06 | 168.419 | 1.5031e-06 | 179.6068 | 7.2833e-07 | 160.52 | 1.6587e-06 | 168.0644 | 1.484e-06 | 197.2976 | 5.4173e-07 | 160.5852 | 1.7064e-06 | 169.2656 | 1.4962e-06 | 182.8729 | 6.6402e-07 | 160.895 | 1.7143e-06 | 171.1476 | 1.5148e-06 | 181.8862 | 7.7601e-07
161.3146 | 1.4168e-06 | 168.9534 | 1.3978e-06 | 180.1968 | 6.7423e-07 | 161.0217 | 1.5174e-06 | 168.5976 | 1.3812e-06 | 197.9039 | 5.4469e-07 | 161.0874 | 1.5665e-06 | 169.8027 | 1.3762e-06 | 183.433 | 6.466e-07 | 161.3981 | 1.5706e-06 | 171.6908 | 1.3746e-06 | 182.4426 | 7.4473e-07
161.8167 | 1.2837e-06 | 169.4878 | 1.2886e-06 | 180.7868 | 6.4312e-07 | 161.5234 | 1.385e-06 | 169.1308 | 1.2738e-06 | 198.5101 | 5.5595e-07 | 161.5895 | 1.4348e-06 | 170.3398 | 1.2499e-06 | 183.993 | 6.4633e-07 | 161.9013 | 1.4363e-06 | 172.2341 | 1.229e-06 | 182.999 | 7.3293e-07
162.3188 | 1.1623e-06 | 170.0223 | 1.1766e-06 | 181.3768 | 6.3047e-07 | 162.025 | 1.2638e-06 | 169.6641 | 1.1633e-06 | 199.1163 | 5.7167e-07 | 162.0916 | 1.3132e-06 | 170.8769 | 1.1213e-06 | 184.5531 | 6.5644e-07 | 162.4045 | 1.3137e-06 | 172.7773 | 1.084e-06 | 183.5553 | 7.3176e-07
162.8208 | 1.0528e-06 | 170.5567 | 1.0638e-06 | 181.9667 | 6.3121e-07 | 162.5267 | 1.1536e-06 | 170.1973 | 1.0518e-06 | 199.7226 | 5.8784e-07 | 162.5938 | 1.2021e-06 | 171.414 | 9.9512e-07 | 185.1131 | 6.7017e-07 | 162.9076 | 1.2035e-06 | 173.3205 | 9.4591e-07 | 184.1117 | 7.3256e-07
163.3229 | 9.5438e-07 | 171.0912 | 9.5274e-07 | 182.5567 | 6.3771e-07 | 163.0283 | 1.0531e-06 | 170.7305 | 9.4215e-07 | 200.3288 | 6.0062e-07 | 163.0959 | 1.101e-06 | 171.9511 | 8.7569e-07 | 185.6731 | 6.8095e-07 | 163.4108 | 1.1043e-06 | 173.8638 | 8.2035e-07 | 184.6681 | 7.2772e-07
163.825 | 8.6525e-07 | 171.6256 | 8.4624e-07 | 183.1467 | 6.4419e-07 | 163.53 | 9.6039e-07 | 171.2638 | 8.3693e-07 | 200.9351 | 6.0663e-07 | 163.5981 | 1.0077e-06 | 172.4883 | 7.6649e-07 | 186.2332 | 6.8334e-07 | 163.914 | 1.0135e-06 | 174.407 | 7.1087e-07 | 185.2245 | 7.1295e-07
164.3271 | 7.8328e-07 | 172.16 | 7.4656e-07 | 183.7367 | 6.4568e-07 | 164.0317 | 8.729e-07 | 171.797 | 7.382e-07 | 201.5413 | 6.0237e-07 | 164.1002 | 9.1964e-07 | 173.0254 | 6.6938e-07 | 186.7932 | 6.7431e-07 | 164.4172 | 9.2735e-07 | 174.9503 | 6.185e-07 | 185.7809 | 6.8619e-07
164.8292 | 7.0621e-07 | 172.6945 | 6.5463e-07 | 184.3267 | 6.3827e-07 | 164.5333 | 7.8826e-07 | 172.3302 | 6.4722e-07 | 202.1475 | 5.8693e-07 | 164.6024 | 8.3328e-07 | 173.5625 | 5.8456e-07 | 187.3533 | 6.5232e-07 | 164.9203 | 8.4244e-07 | 175.4935 | 5.4184e-07 | 186.3372 | 6.473e-07
165.3313 | 6.32e-07 | 173.2289 | 5.7078e-07 | 184.9167 | 6.1943e-07 | 165.035 | 7.046e-07 | 172.8634 | 5.6439e-07 | 202.7538 | 5.6021e-07 | 165.1045 | 7.4643e-07 | 174.0996 | 5.1078e-07 | 187.9133 | 6.1731e-07 | 165.4235 | 7.5601e-07 | 176.0368 | 4.7768e-07 | 186.8936 | 5.9753e-07
165.8333 | 5.5919e-07 | 173.7633 | 4.9475e-07 | 185.5067 | 5.8814e-07 | 165.5367 | 6.2094e-07 | 173.3967 | 4.8938e-07 | 203.36 | 5.2301e-07 | 165.6067 | 6.5812e-07 | 174.6367 | 4.4589e-07 | 188.4733 | 5.7054e-07 | 165.9267 | 6.6677e-07 | 176.58 | 4.22e-07 | 187.45 | 5.3915e-07

## BF 2.16
Diagram or illustrative figure. No data.

## BF 2.17
|  | Consumer Power | [5 empty] | Gone Green | [5 empty] | Slow Progression | [5 empty] | No Progression
2016/17 |  | 2020/21 |  | 2025/26 |  | 2016/17 |  | 2020/21 |  | 2025/26 |  | 2016/17 |  | 2020/21 |  | 2025/26 |  | 2016/17 |  | 2020/21 |  | 2025/26
Mean ramp rate (MW/min) |  | Mean ramp rate (MW/min) |  | Mean ramp rate (MW/min) |  | Mean ramp rate (MW/min) |  | Mean ramp rate (MW/min) |  | Mean ramp rate (MW/min) |  | Mean ramp rate (MW/min) |  | Mean ramp rate (MW/min) |  | Mean ramp rate (MW/min) |  | Mean ramp rate (MW/min) |  | Mean ramp rate (MW/min) |  | Mean ramp rate (MW/min)
-1034.9433 | 4.2835e-06 | -762.6267 | 4.3109e-05 | -680.1467 | 1.2863e-05 | -1048.5333 | 2.4132e-06 | -808.9867 | 3.2135e-05 | -794.8967 | 8.0038e-06 | -1048.54 | 3.2298e-06 | -803.93 | 4.6887e-05 | -681.8133 | 3.0681e-05 | -1048.5533 | 5.9672e-06 | -779.5067 | 7.4163e-05 | -739.75 | 1.7146e-05
-1032.034 | 5.0568e-06 | -760.3348 | 5.1837e-05 | -677.8879 | 1.6286e-05 | -1045.644 | 2.429e-06 | -806.5892 | 3.8964e-05 | -792.3589 | 9.4599e-06 | -1045.6039 | 3.8029e-06 | -801.5011 | 5.7724e-05 | -679.5255 | 3.614e-05 | -1045.6172 | 6.9752e-06 | -777.1308 | 9.1682e-05 | -737.3796 | 2.1021e-05
-1029.1247 | 5.8473e-06 | -758.0429 | 6.1034e-05 | -675.6291 | 2.0281e-05 | -1042.7547 | 2.3472e-06 | -804.1917 | 4.5798e-05 | -789.8212 | 1.0947e-05 | -1042.6678 | 4.5086e-06 | -799.0722 | 6.9871e-05 | -677.2376 | 4.1773e-05 | -1042.681 | 7.9012e-06 | -774.7549 | 0.00011164 | -735.0092 | 2.5139e-05
-1026.2153 | 6.706e-06 | -755.7511 | 7.0665e-05 | -673.3703 | 2.49e-05 | -1039.8654 | 2.2457e-06 | -801.7943 | 5.2378e-05 | -787.2834 | 1.252e-05 | -1039.7317 | 5.4259e-06 | -796.6433 | 8.3582e-05 | -674.9498 | 4.772e-05 | -1039.7448 | 8.7958e-06 | -772.379 | 0.00013453 | -732.6388 | 2.9526e-05
-1023.306 | 7.7032e-06 | -753.4592 | 8.077e-05 | -671.1115 | 3.0199e-05 | -1036.976 | 2.2171e-06 | -799.3968 | 5.8536e-05 | -784.7456 | 1.4273e-05 | -1036.7956 | 6.5927e-06 | -794.2144 | 9.9223e-05 | -672.6619 | 5.427e-05 | -1036.8087 | 9.7563e-06 | -770.0031 | 0.00016101 | -730.2685 | 3.4333e-05
-1020.3967 | 8.9065e-06 | -751.1674 | 9.1452e-05 | -668.8527 | 3.623e-05 | -1034.0867 | 2.3232e-06 | -796.9993 | 6.4236e-05 | -782.2079 | 1.6323e-05 | -1033.8595 | 7.9777e-06 | -791.7855 | 0.00011721 | -670.3741 | 6.1832e-05 | -1033.8725 | 1.0895e-05 | -767.6271 | 0.00019172 | -727.8981 | 3.9863e-05
-1017.4874 | 1.0351e-05 | -748.8755 | 0.00010289 | -666.5939 | 4.3036e-05 | -1031.1974 | 2.5886e-06 | -794.6019 | 6.9596e-05 | -779.6701 | 1.8788e-05 | -1030.9234 | 9.4764e-06 | -789.3566 | 0.00013794 | -668.0862 | 7.0915e-05 | -1030.9363 | 1.2296e-05 | -765.2512 | 0.00022717 | -725.5277 | 4.656e-05
-1014.578 | 1.2007e-05 | -746.5837 | 0.00011519 | -664.3351 | 5.0648e-05 | -1028.3081 | 3.008e-06 | -792.2044 | 7.4883e-05 | -777.1324 | 2.1767e-05 | -1027.9873 | 1.0933e-05 | -786.9277 | 0.00016168 | -665.7984 | 8.2018e-05 | -1028.0002 | 1.3963e-05 | -762.8753 | 0.0002676 | -723.1573 | 5.4955e-05
-1011.6687 | 1.3759e-05 | -744.2918 | 0.00012841 | -662.0763 | 5.9085e-05 | -1025.4188 | 3.5625e-06 | -789.8069 | 8.0483e-05 | -774.5946 | 2.5347e-05 | -1025.0512 | 1.2173e-05 | -784.4988 | 0.00018857 | -663.5106 | 9.5303e-05 | -1025.064 | 1.5784e-05 | -760.4994 | 0.00031295 | -720.7869 | 6.5572e-05
-1008.7594 | 1.5405e-05 | -741.9999 | 0.00014261 | -659.8175 | 6.8395e-05 | -1022.5294 | 4.2321e-06 | -787.4094 | 8.685e-05 | -772.0569 | 2.9605e-05 | -1022.115 | 1.3043e-05 | -782.0699 | 0.00021853 | -661.2227 | 0.00011078 | -1022.1279 | 1.7531e-05 | -758.1235 | 0.00036288 | -718.4165 | 7.8819e-05
-1005.8501 | 1.6694e-05 | -739.7081 | 0.00015778 | -657.5587 | 7.8656e-05 | -1019.6401 | 4.994e-06 | -785.012 | 9.4448e-05 | -769.5191 | 3.4628e-05 | -1019.1789 | 1.344e-05 | -779.641 | 0.00025091 | -658.9349 | 0.00012823 | -1019.1917 | 1.8906e-05 | -755.7476 | 0.00041681 | -716.0462 | 9.4885e-05
-1002.9407 | 1.7388e-05 | -737.4162 | 0.00017389 | -655.2999 | 8.9917e-05 | -1016.7508 | 5.809e-06 | -782.6145 | 0.00010369 | -766.9814 | 4.0517e-05 | -1016.2428 | 1.3326e-05 | -777.2121 | 0.00028497 | -656.647 | 0.00014721 | -1016.2555 | 1.9623e-05 | -753.3717 | 0.0004741 | -713.6758 | 0.00011367
-1000.0314 | 1.7341e-05 | -735.1244 | 0.00019092 | -653.0411 | 0.0001023 | -1013.8615 | 6.6076e-06 | -780.217 | 0.0001149 | -764.4436 | 4.7369e-05 | -1013.3067 | 1.2741e-05 | -774.7832 | 0.00031983 | -654.3592 | 0.00016716 | -1013.3194 | 1.9513e-05 | -750.9958 | 0.00053411 | -711.3054 | 0.00013481
-997.1221 | 1.6554e-05 | -732.8325 | 0.00020883 | -650.7824 | 0.00011595 | -1010.9722 | 7.2945e-06 | -777.8196 | 0.00012792 | -761.9058 | 5.5245e-05 | -1010.3706 | 1.1798e-05 | -772.3543 | 0.00035459 | -652.0713 | 0.00018746 | -1010.3832 | 1.8593e-05 | -748.6199 | 0.00059622 | -708.935 | 0.00015772
-994.2127 | 1.5183e-05 | -730.5406 | 0.00022754 | -648.5236 | 0.00013094 | -1008.0828 | 7.778e-06 | -775.4221 | 0.00014244 | -759.3681 | 6.4134e-05 | -1007.4345 | 1.0666e-05 | -769.9254 | 0.0003885 | -649.7835 | 0.00020754 | -1007.447 | 1.7071e-05 | -746.244 | 0.00065979 | -706.5646 | 0.00018174
-991.3034 | 1.3496e-05 | -728.2488 | 0.00024699 | -646.2648 | 0.00014732 | -1005.1935 | 8.0142e-06 | -773.0246 | 0.0001579 | -756.8303 | 7.3953e-05 | -1004.4984 | 9.5456e-06 | -767.4965 | 0.00042114 | -647.4956 | 0.00022693 | -1004.5109 | 1.5287e-05 | -743.8681 | 0.00072378 | -704.1942 | 0.00020618
-988.3941 | 1.1796e-05 | -725.9569 | 0.00026704 | -644.006 | 0.00016498 | -1002.3042 | 8.0426e-06 | -770.6272 | 0.00017353 | -754.2926 | 8.45e-05 | -1001.5623 | 8.6284e-06 | -765.0676 | 0.00045243 | -645.2078 | 0.00024537 | -1001.5747 | 1.3593e-05 | -741.4922 | 0.00078694 | -701.8238 | 0.00023058
-985.4848 | 1.0328e-05 | -723.6651 | 0.0002875 | -641.7472 | 0.0001837 | -999.4149 | 7.9863e-06 | -768.2297 | 0.00018852 | -751.7548 | 9.5517e-05 | -998.6262 | 8.0599e-06 | -762.6387 | 0.00048267 | -642.9199 | 0.00026275 | -998.6385 | 1.224e-05 | -739.1163 | 0.00084774 | -699.4535 | 0.0002547
-982.5754 | 9.2292e-06 | -721.3732 | 0.00030808 | -639.4884 | 0.00020311 | -996.5255 | 8.0108e-06 | -765.8322 | 0.00020212 | -749.2171 | 0.0001068 | -995.6901 | 7.9037e-06 | -760.2098 | 0.00051237 | -640.6321 | 0.00027911 | -995.7024 | 1.1317e-05 | -736.7404 | 0.00090439 | -697.0831 | 0.00027841
-979.6661 | 8.5295e-06 | -719.0813 | 0.00032842 | -637.2296 | 0.00022275 | -993.6362 | 8.2532e-06 | -763.4348 | 0.00021374 | -746.6793 | 0.00011818 | -992.754 | 8.1267e-06 | -757.7809 | 0.00054203 | -638.3442 | 0.00029457 | -992.7662 | 1.0756e-05 | -734.3645 | 0.00095517 | -694.7127 | 0.00030161
-976.7568 | 8.1914e-06 | -716.7895 | 0.00034803 | -634.9708 | 0.00024209 | -990.7469 | 8.7578e-06 | -761.0373 | 0.00022308 | -744.1415 | 0.00012954 | -989.8179 | 8.564e-06 | -755.352 | 0.00057192 | -636.0564 | 0.00030927 | -989.83 | 1.0379e-05 | -731.9886 | 0.00099862 | -692.3423 | 0.00032418
-973.8474 | 8.1832e-06 | -714.4976 | 0.0003663 | -632.712 | 0.00026059 | -987.8576 | 9.4491e-06 | -758.6398 | 0.00023009 | -741.6038 | 0.00014083 | -986.8818 | 8.9873e-06 | -752.9232 | 0.00060194 | -633.7685 | 0.00032326 | -986.8939 | 1.0033e-05 | -729.6127 | 0.0010338 | -689.9719 | 0.0003459
-970.9381 | 8.5132e-06 | -712.2058 | 0.00038241 | -630.4532 | 0.00027777 | -984.9683 | 1.0158e-05 | -756.2423 | 0.00023493 | -739.066 | 0.00015199 | -983.9457 | 9.1814e-06 | -750.4943 | 0.00063161 | -631.4807 | 0.0003365 | -983.9577 | 9.6603e-06 | -727.2368 | 0.0010605 | -687.6015 | 0.0003665
-968.0288 | 9.23e-06 | -709.9139 | 0.00039583 | -628.1944 | 0.00029326 | -982.0789 | 1.0672e-05 | -753.8449 | 0.00023794 | -736.5283 | 0.00016299 | -981.0096 | 9.007e-06 | -748.0654 | 0.00066017 | -629.1928 | 0.00034896 | -981.0216 | 9.2978e-06 | -724.8609 | 0.0010791 | -685.2311 | 0.00038565
-965.1195 | 1.0394e-05 | -707.622 | 0.00040605 | -625.9356 | 0.00030682 | -979.1896 | 1.0864e-05 | -751.4474 | 0.00023944 | -733.9905 | 0.00017383 | -978.0735 | 8.4535e-06 | -745.6365 | 0.00068682 | -626.905 | 0.00036064 | -978.0854 | 9.0454e-06 | -722.485 | 0.0010905 | -682.8608 | 0.0004031
-962.2101 | 1.2012e-05 | -705.3302 | 0.00041274 | -623.6768 | 0.00031825 | -976.3003 | 1.0723e-05 | -749.0499 | 0.00023973 | -731.4528 | 0.00018454 | -975.1374 | 7.6506e-06 | -743.2076 | 0.0007108 | -624.6171 | 0.00037163 | -975.1492 | 9.0053e-06 | -720.1091 | 0.0010959 | -680.4904 | 0.00041871
-959.3008 | 1.3995e-05 | -703.0383 | 0.00041584 | -621.418 | 0.00032782 | -973.411 | 1.0353e-05 | -746.6525 | 0.00023894 | -728.915 | 0.00019519 | -972.2013 | 6.8339e-06 | -740.7787 | 0.00073189 | -622.3293 | 0.0003821 | -972.2131 | 9.2293e-06 | -717.7332 | 0.0010969 | -678.12 | 0.00043249
-956.3915 | 1.6154e-05 | -700.7465 | 0.00041558 | -619.1592 | 0.00033584 | -970.5217 | 9.9388e-06 | -744.255 | 0.00023712 | -726.3773 | 0.0002059 | -969.2651 | 6.2747e-06 | -738.3498 | 0.00075012 | -620.0415 | 0.0003923 | -969.2769 | 9.693e-06 | -715.3573 | 0.0010948 | -675.7496 | 0.00044458
-953.4821 | 1.8238e-05 | -698.4546 | 0.00041239 | -616.9005 | 0.00034273 | -967.6323 | 9.6912e-06 | -741.8575 | 0.00023412 | -723.8395 | 0.00021678 | -966.329 | 6.2023e-06 | -735.9209 | 0.00076554 | -617.7536 | 0.00040244 | -966.3407 | 1.0302e-05 | -712.9814 | 0.001091 | -673.3792 | 0.00045516
-950.5728 | 1.9991e-05 | -696.1628 | 0.00040688 | -614.6417 | 0.00034895 | -964.743 | 9.7842e-06 | -739.4601 | 0.00022999 | -721.3017 | 0.00022788 | -963.3929 | 6.7414e-06 | -733.492 | 0.00077809 | -615.4658 | 0.00041266 | -963.4046 | 1.0922e-05 | -710.6055 | 0.0010863 | -671.0088 | 0.00046445
-947.6635 | 2.1222e-05 | -693.8709 | 0.0003997 | -612.3829 | 0.00035496 | -961.8537 | 1.0306e-05 | -737.0626 | 0.00022484 | -718.764 | 0.00023918 | -960.4568 | 7.8804e-06 | -731.0631 | 0.00078746 | -613.1779 | 0.00042295 | -960.4684 | 1.1425e-05 | -708.2296 | 0.0010815 | -668.6385 | 0.00047258
-944.7542 | 2.1837e-05 | -691.579 | 0.00039148 | -610.1241 | 0.00036117 | -958.9644 | 1.1237e-05 | -734.6651 | 0.00021894 | -716.2262 | 0.00025047 | -957.5207 | 9.4752e-06 | -728.6342 | 0.00079315 | -610.8901 | 0.00043312 | -957.5322 | 1.1723e-05 | -705.8537 | 0.0010769 | -666.2681 | 0.00047968
-941.8448 | 2.1835e-05 | -689.2872 | 0.00038273 | -607.8653 | 0.0003679 | -956.075 | 1.2453e-05 | -732.2677 | 0.00021276 | -713.6885 | 0.0002614 | -954.5846 | 1.1283e-05 | -726.2053 | 0.00079455 | -608.6022 | 0.00044286 | -954.5961 | 1.1798e-05 | -703.4778 | 0.0010726 | -663.8977 | 0.0004859
-938.9355 | 2.1282e-05 | -686.9953 | 0.00037381 | -605.6065 | 0.00037537 | -953.1857 | 1.3769e-05 | -729.8702 | 0.0002068 | -711.1507 | 0.00027138 | -951.6485 | 1.3014e-05 | -723.7764 | 0.00079123 | -606.3144 | 0.00045171 | -951.6599 | 1.1706e-05 | -701.1019 | 0.0010682 | -661.5273 | 0.0004914
-936.0262 | 2.0268e-05 | -684.7035 | 0.0003649 | -603.3477 | 0.00038374 | -950.2964 | 1.5003e-05 | -727.4727 | 0.00020156 | -708.613 | 0.0002799 | -948.7124 | 1.4399e-05 | -721.3475 | 0.00078301 | -604.0265 | 0.00045921 | -948.7237 | 1.157e-05 | -698.7259 | 0.0010633 | -659.1569 | 0.00049639
-933.1168 | 1.8892e-05 | -682.4116 | 0.00035606 | -601.0889 | 0.00039306 | -947.4071 | 1.6033e-05 | -725.0753 | 0.00019738 | -706.0752 | 0.00028647 | -945.7763 | 1.5244e-05 | -718.9186 | 0.00077017 | -601.7387 | 0.0004649 | -945.7876 | 1.1553e-05 | -696.35 | 0.001057 | -656.7865 | 0.0005011
-930.2075 | 1.7263e-05 | -680.1197 | 0.0003472 | -598.8301 | 0.00040333 | -944.5178 | 1.6844e-05 | -722.6778 | 0.00019435 | -703.5374 | 0.00029079 | -942.8402 | 1.5477e-05 | -716.4897 | 0.00075333 | -599.4508 | 0.00046836 | -942.8514 | 1.1829e-05 | -693.9741 | 0.0010485 | -654.4161 | 0.00050572
-927.2982 | 1.5518e-05 | -677.8279 | 0.00033815 | -596.5713 | 0.00041446 | -941.6284 | 1.7514e-05 | -720.2803 | 0.00019233 | -700.9997 | 0.00029281 | -939.9041 | 1.5155e-05 | -714.0608 | 0.00073342 | -597.163 | 0.00046929 | -939.9153 | 1.2555e-05 | -691.5982 | 0.0010368 | -652.0458 | 0.00051029
-924.3889 | 1.3834e-05 | -675.536 | 0.00032871 | -594.3125 | 0.00042624 | -938.7391 | 1.8164e-05 | -717.8828 | 0.00019098 | -698.4619 | 0.00029273 | -936.968 | 1.4442e-05 | -711.6319 | 0.0007115 | -594.8751 | 0.00046731 | -936.9791 | 1.3841e-05 | -689.2223 | 0.0010208 | -649.6754 | 0.00051466
-921.4795 | 1.2404e-05 | -673.2442 | 0.00031873 | -592.0537 | 0.0004383 | -935.8498 | 1.888e-05 | -715.4854 | 0.00018982 | -695.9242 | 0.00029101 | -934.0319 | 1.3565e-05 | -709.203 | 0.00068855 | -592.5873 | 0.00046262 | -934.0429 | 1.5751e-05 | -686.8464 | 0.00099981 | -647.305 | 0.00051852
-918.5702 | 1.1395e-05 | -670.9523 | 0.00030813 | -589.7949 | 0.00045007 | -932.9605 | 1.9648e-05 | -713.0879 | 0.00018837 | -693.3864 | 0.00028831 | -931.0958 | 1.2767e-05 | -706.7741 | 0.00066538 | -590.2994 | 0.0004554 | -931.1068 | 1.8176e-05 | -684.4705 | 0.00097335 | -644.9346 | 0.00052141
-915.6609 | 1.0913e-05 | -668.6604 | 0.00029696 | -587.5361 | 0.0004607 | -930.0711 | 2.035e-05 | -710.6904 | 0.00018616 | -690.8487 | 0.00028541 | -928.1597 | 1.2215e-05 | -704.3452 | 0.00064254 | -588.0116 | 0.00044603 | -928.1706 | 2.0878e-05 | -682.0946 | 0.0009414 | -642.5642 | 0.00052291
-912.7516 | 1.0887e-05 | -666.3686 | 0.00028533 | -585.2774 | 0.00046938 | -927.1818 | 2.0799e-05 | -708.293 | 0.00018288 | -688.3109 | 0.00028314 | -925.2236 | 1.1996e-05 | -701.9163 | 0.00062046 | -585.7237 | 0.00043511 | -925.2344 | 2.3497e-05 | -679.7187 | 0.0009045 | -640.1938 | 0.00052271
-909.8422 | 1.1166e-05 | -664.0767 | 0.00027347 | -583.0186 | 0.00047534 | -924.2925 | 2.085e-05 | -705.8955 | 0.00017832 | -685.7732 | 0.00028223 | -922.2875 | 1.2112e-05 | -699.4874 | 0.00059929 | -583.4359 | 0.00042335 | -922.2983 | 2.5618e-05 | -677.3428 | 0.0008637 | -637.8235 | 0.00052067
-906.9329 | 1.1561e-05 | -661.7849 | 0.0002617 | -580.7598 | 0.00047806 | -921.4032 | 2.0479e-05 | -703.498 | 0.00017245 | -683.2354 | 0.00028325 | -919.3514 | 1.2493e-05 | -697.0585 | 0.00057922 | -581.148 | 0.00041155 | -919.3621 | 2.688e-05 | -674.9669 | 0.00082042 | -635.4531 | 0.00051688
-904.0236 | 1.1915e-05 | -659.493 | 0.00025036 | -578.501 | 0.00047735 | -918.5139 | 1.9754e-05 | -701.1006 | 0.00016554 | -680.6976 | 0.00028649 | -916.4152 | 1.3026e-05 | -694.6296 | 0.00056037 | -578.8602 | 0.00040046 | -916.4259 | 2.7095e-05 | -672.591 | 0.00077627 | -633.0827 | 0.00051154
-901.1142 | 1.2161e-05 | -657.2011 | 0.00023985 | -576.2422 | 0.00047347 | -915.6245 | 1.8784e-05 | -698.7031 | 0.00015804 | -678.1599 | 0.00029193 | -913.4791 | 1.3593e-05 | -692.2007 | 0.00054282 | -576.5724 | 0.00039069 | -913.4898 | 2.6302e-05 | -670.2151 | 0.00073296 | -630.7123 | 0.00050489
-898.2049 | 1.2347e-05 | -654.9093 | 0.00023057 | -573.9834 | 0.00046705 | -912.7352 | 1.7661e-05 | -696.3056 | 0.00015057 | -675.6221 | 0.00029924 | -910.543 | 1.4099e-05 | -689.7718 | 0.00052651 | -574.2845 | 0.00038261 | -910.5536 | 2.474e-05 | -667.8392 | 0.00069189 | -628.3419 | 0.00049708
-895.2956 | 1.2622e-05 | -652.6174 | 0.00022287 | -571.7246 | 0.000459 | -909.8459 | 1.6428e-05 | -693.9082 | 0.00014379 | -673.0844 | 0.00030785 | -907.6069 | 1.4492e-05 | -687.3429 | 0.0005112 | -571.9967 | 0.00037632 | -907.6174 | 2.2773e-05 | -665.4633 | 0.00065393 | -625.9715 | 0.00048829
-892.3863 | 1.3176e-05 | -650.3256 | 0.00021704 | -569.4658 | 0.00045034 | -906.9566 | 1.51e-05 | -691.5107 | 0.00013831 | -670.5466 | 0.00031702 | -904.6708 | 1.4771e-05 | -684.914 | 0.00049647 | -569.7088 | 0.00037166 | -904.6813 | 2.0788e-05 | -663.0874 | 0.00061953 | -623.6011 | 0.00047856
-889.4769 | 1.4177e-05 | -648.0337 | 0.00021323 | -567.207 | 0.000442 | -904.0673 | 1.3703e-05 | -689.1132 | 0.0001346 | -668.0089 | 0.00032591 | -901.7347 | 1.4986e-05 | -682.4851 | 0.0004818 | -567.421 | 0.00036822 | -901.7451 | 1.9122e-05 | -660.7115 | 0.00058878 | -621.2308 | 0.00046801
-886.5676 | 1.5714e-05 | -645.7419 | 0.00021144 | -564.9482 | 0.00043466 | -901.1779 | 1.2326e-05 | -686.7157 | 0.0001329 | -665.4711 | 0.00033373 | -898.7986 | 1.5239e-05 | -680.0562 | 0.00046667 | -565.1331 | 0.0003655 | -898.8089 | 1.803e-05 | -658.3356 | 0.00056151 | -618.8604 | 0.0004569
-883.6583 | 1.7775e-05 | -643.45 | 0.00021148 | -562.6894 | 0.0004287 | -898.2886 | 1.1138e-05 | -684.3183 | 0.00013314 | -662.9334 | 0.00033972 | -895.8625 | 1.5678e-05 | -677.6273 | 0.00045075 | -562.8453 | 0.00036295 | -895.8728 | 1.7659e-05 | -655.9597 | 0.00053743 | -616.49 | 0.0004456
-880.7489 | 2.0266e-05 | -641.1581 | 0.00021307 | -560.4306 | 0.00042417 | -895.3993 | 1.0371e-05 | -681.9208 | 0.00013505 | -660.3956 | 0.00034319 | -892.9264 | 1.6488e-05 | -675.1984 | 0.00043393 | -560.5574 | 0.00036006 | -892.9366 | 1.8047e-05 | -653.5838 | 0.00051625 | -614.1196 | 0.0004346
-877.8396 | 2.3055e-05 | -638.8663 | 0.00021566 | -558.1718 | 0.00042086 | -892.51 | 1.0261e-05 | -679.5233 | 0.00013814 | -657.8578 | 0.00034352 | -889.9903 | 1.7844e-05 | -672.7695 | 0.00041643 | -558.2696 | 0.00035649 | -890.0005 | 1.9113e-05 | -651.2079 | 0.0004978 | -611.7492 | 0.00042436
-874.9303 | 2.6013e-05 | -636.5744 | 0.0002188 | -555.913 | 0.00041845 | -889.6206 | 1.098e-05 | -677.1259 | 0.00014186 | -655.3201 | 0.00034024 | -887.0542 | 1.9855e-05 | -670.3406 | 0.00039868 | -555.9817 | 0.00035213 | -887.0643 | 2.0681e-05 | -648.832 | 0.00048207 | -609.3788 | 0.00041526
-872.021 | 2.9045e-05 | -634.2826 | 0.00022215 | -553.6542 | 0.00041653 | -886.7313 | 1.259e-05 | -674.7284 | 0.00014564 | -652.7823 | 0.00033318 | -884.1181 | 2.2487e-05 | -667.9117 | 0.00038128 | -553.6939 | 0.00034701 | -884.1281 | 2.2533e-05 | -646.4561 | 0.00046918 | -607.0084 | 0.00040744
-869.1116 | 3.2098e-05 | -631.9907 | 0.00022547 | -551.3955 | 0.00041471 | -883.842 | 1.5026e-05 | -672.3309 | 0.00014903 | -650.2446 | 0.00032255 | -881.182 | 2.5523e-05 | -665.4828 | 0.00036485 | -551.406 | 0.00034124 | -881.192 | 2.4483e-05 | -644.0802 | 0.00045939 | -604.6381 | 0.00040085
-866.2023 | 3.5159e-05 | -629.6988 | 0.00022861 | -549.1367 | 0.00041268 | -880.9527 | 1.8133e-05 | -669.9335 | 0.00015172 | -647.7068 | 0.00030895 | -878.2459 | 2.8582e-05 | -663.0539 | 0.00035003 | -549.1182 | 0.00033499 | -878.2558 | 2.6445e-05 | -641.7043 | 0.00045302 | -602.2677 | 0.00039526
-863.293 | 3.826e-05 | -627.407 | 0.00023147 | -546.8779 | 0.00041013 | -878.0634 | 2.1722e-05 | -667.536 | 0.00015358 | -645.1691 | 0.00029335 | -875.3098 | 3.1167e-05 | -660.625 | 0.00033726 | -546.8303 | 0.00032838 | -875.3196 | 2.8461e-05 | -639.3284 | 0.00045032 | -599.8973 | 0.00039036
-860.3836 | 4.1494e-05 | -625.1151 | 0.00023399 | -544.6191 | 0.00040675 | -875.174 | 2.5622e-05 | -665.1385 | 0.00015468 | -642.6313 | 0.00027691 | -872.3737 | 3.2919e-05 | -658.1961 | 0.0003268 | -544.5425 | 0.00032151 | -872.3835 | 3.0659e-05 | -636.9525 | 0.00045144 | -597.5269 | 0.00038583
-857.4743 | 4.5009e-05 | -622.8233 | 0.00023611 | -542.3603 | 0.00040222 | -872.2847 | 2.9695e-05 | -662.7411 | 0.00015534 | -640.0935 | 0.00026078 | -869.4376 | 3.3691e-05 | -655.7672 | 0.00031882 | -542.2546 | 0.00031442 | -869.4473 | 3.3173e-05 | -634.5766 | 0.00045633 | -595.1565 | 0.00038145
-854.565 | 4.8928e-05 | -620.5314 | 0.00023781 | -540.1015 | 0.00039624 | -869.3954 | 3.38e-05 | -660.3436 | 0.00015608 | -637.5558 | 0.00024593 | -866.5014 | 3.3581e-05 | -653.3383 | 0.00031344 | -539.9668 | 0.00030716 | -866.5111 | 3.6085e-05 | -632.2007 | 0.0004649 | -592.7861 | 0.00037715
-851.6557 | 5.3305e-05 | -618.2395 | 0.00023916 | -537.8427 | 0.00038863 | -866.5061 | 3.7745e-05 | -657.9461 | 0.00015749 | -635.018 | 0.000233 | -863.5653 | 3.2895e-05 | -650.9095 | 0.00031069 | -537.6789 | 0.00029983 | -863.575 | 3.9401e-05 | -629.8247 | 0.00047662 | -590.4158 | 0.00037303
-848.7463 | 5.8063e-05 | -615.9477 | 0.00024035 | -535.5839 | 0.00037941 | -863.6168 | 4.1287e-05 | -655.5486 | 0.00016017 | -632.4803 | 0.00022229 | -860.6292 | 3.2064e-05 | -648.4806 | 0.00031057 | -535.3911 | 0.0002926 | -860.6388 | 4.3075e-05 | -627.4488 | 0.00049089 | -588.0454 | 0.00036929
-845.837 | 6.2996e-05 | -613.6558 | 0.0002417 | -533.3251 | 0.00036883 | -860.7274 | 4.4172e-05 | -653.1512 | 0.00016459 | -629.9425 | 0.0002138 | -857.6931 | 3.1545e-05 | -646.0517 | 0.00031305 | -533.1033 | 0.00028576 | -857.7026 | 4.7059e-05 | -625.0729 | 0.00050725 | -585.675 | 0.00036618
-842.9277 | 6.7809e-05 | -611.364 | 0.00024366 | -531.0663 | 0.00035744 | -857.8381 | 4.6231e-05 | -650.7537 | 0.00017107 | -627.4048 | 0.00020729 | -854.757 | 3.1752e-05 | -643.6228 | 0.00031813 | -530.8154 | 0.00027969 | -854.7665 | 5.1354e-05 | -622.697 | 0.00052531 | -583.3046 | 0.000364
-840.0183 | 7.221e-05 | -609.0721 | 0.00024668 | -528.8075 | 0.00034598 | -854.9488 | 4.7479e-05 | -648.3562 | 0.00017965 | -624.867 | 0.00020256 | -851.8209 | 3.2997e-05 | -641.1939 | 0.00032578 | -528.5276 | 0.00027483 | -851.8303 | 5.603e-05 | -620.3211 | 0.00054478 | -580.9342 | 0.00036301
-837.109 | 7.5982e-05 | -606.7802 | 0.00025115 | -526.5487 | 0.00033532 | -852.0595 | 4.8173e-05 | -645.9588 | 0.00019019 | -622.3293 | 0.00019917 | -848.8848 | 3.5462e-05 | -638.765 | 0.00033597 | -526.2397 | 0.00027159 | -848.8942 | 6.1198e-05 | -617.9452 | 0.00056543 | -578.5638 | 0.0003635
-834.1997 | 7.9039e-05 | -604.4884 | 0.00025732 | -524.2899 | 0.00032625 | -849.1701 | 4.8778e-05 | -643.5613 | 0.00020238 | -619.7915 | 0.00019677 | -845.9487 | 3.9171e-05 | -636.3361 | 0.00034863 | -523.9519 | 0.00027045 | -845.958 | 6.6957e-05 | -615.5693 | 0.00058697 | -576.1934 | 0.00036573
-831.2904 | 8.1429e-05 | -602.1965 | 0.00026499 | -522.0311 | 0.00031936 | -846.2808 | 4.9847e-05 | -641.1638 | 0.00021583 | -617.2537 | 0.00019497 | -843.0126 | 4.3979e-05 | -633.9072 | 0.00036354 | -521.664 | 0.00027152 | -843.0218 | 7.3309e-05 | -613.1934 | 0.00060905 | -573.8231 | 0.00036996
-828.381 | 8.3298e-05 | -599.9047 | 0.00027379 | -519.7723 | 0.00031498 | -843.3915 | 5.1843e-05 | -638.7664 | 0.00023024 | -614.716 | 0.00019331 | -840.0765 | 4.9585e-05 | -631.4783 | 0.0003803 | -519.3762 | 0.00027484 | -840.0857 | 8.0107e-05 | -610.8175 | 0.00063121 | -571.4527 | 0.00037643
-825.4717 | 8.4814e-05 | -597.6128 | 0.00028324 | -517.5136 | 0.0003128 | -840.5022 | 5.497e-05 | -636.3689 | 0.00024541 | -612.1782 | 0.00019129 | -837.1404 | 5.5572e-05 | -629.0494 | 0.00039828 | -517.0883 | 0.00028034 | -837.1495 | 8.7018e-05 | -608.4416 | 0.00065291 | -569.0823 | 0.00038537
-822.5624 | 8.6086e-05 | -595.321 | 0.00029277 | -515.2548 | 0.0003122 | -837.6129 | 5.9095e-05 | -633.9714 | 0.00026126 | -609.6405 | 0.00018847 | -834.2043 | 6.1467e-05 | -626.6205 | 0.00041662 | -514.8005 | 0.00028791 | -834.2133 | 9.3549e-05 | -606.0657 | 0.0006737 | -566.7119 | 0.00039696
-819.6531 | 8.7119e-05 | -593.0291 | 0.00030189 | -512.996 | 0.00031243 | -834.7235 | 6.3785e-05 | -631.574 | 0.00027779 | -607.1027 | 0.00018465 | -831.2682 | 6.6835e-05 | -624.1916 | 0.00043433 | -512.5126 | 0.00029735 | -831.2772 | 9.9128e-05 | -603.6898 | 0.0006933 | -564.3415 | 0.00041129
-816.7437 | 8.7826e-05 | -590.7372 | 0.00031026 | -510.7372 | 0.00031281 | -831.8342 | 6.8476e-05 | -629.1765 | 0.00029496 | -604.565 | 0.00017997 | -828.3321 | 7.1355e-05 | -621.7627 | 0.0004504 | -510.2248 | 0.0003085 | -828.341 | 0.00010326 | -601.3139 | 0.00071177 | -561.9711 | 0.00042832
-813.8344 | 8.8111e-05 | -588.4454 | 0.00031774 | -508.4784 | 0.00031286 | -828.9449 | 7.2694e-05 | -626.779 | 0.00031263 | -602.0272 | 0.00017499 | -825.396 | 7.4876e-05 | -619.3338 | 0.00046437 | -507.9369 | 0.00032112 | -825.4048 | 0.00010569 | -598.938 | 0.0007295 | -559.6008 | 0.00044785
-810.9251 | 8.7975e-05 | -586.1535 | 0.00032438 | -506.2196 | 0.00031242 | -826.0556 | 7.6236e-05 | -624.3816 | 0.00033038 | -599.4895 | 0.00017062 | -822.4599 | 7.7427e-05 | -616.9049 | 0.00047623 | -505.6491 | 0.00033496 | -822.4687 | 0.00010655 | -596.5621 | 0.00074717 | -557.2304 | 0.00046945
-808.0157 | 8.7595e-05 | -583.8617 | 0.00033043 | -503.9608 | 0.00031168 | -823.1662 | 7.9248e-05 | -621.9841 | 0.00034761 | -596.9517 | 0.00016795 | -819.5238 | 7.916e-05 | -614.476 | 0.00048649 | -503.3612 | 0.00034964 | -819.5325 | 0.00010637 | -594.1862 | 0.00076565 | -554.86 | 0.00049249
-805.1064 | 8.7319e-05 | -581.5698 | 0.00033625 | -501.702 | 0.00031111 | -820.2769 | 8.2137e-05 | -619.5866 | 0.00036364 | -594.4139 | 0.00016802 | -816.5877 | 8.0314e-05 | -612.0471 | 0.000496 | -501.0734 | 0.00036468 | -816.5963 | 0.00010598 | -591.8103 | 0.00078573 | -552.4896 | 0.00051618
-802.1971 | 8.7624e-05 | -579.2779 | 0.00034227 | -499.4432 | 0.00031131 | -817.3876 | 8.5379e-05 | -617.1891 | 0.0003778 | -591.8762 | 0.00017156 | -813.6515 | 8.1156e-05 | -609.6182 | 0.00050577 | -498.7855 | 0.00037945 | -813.6602 | 0.00010613 | -589.4344 | 0.00080775 | -550.1192 | 0.0005396
-799.2878 | 8.8923e-05 | -576.9861 | 0.00034888 | -497.1844 | 0.00031287 | -814.4983 | 8.9317e-05 | -614.7917 | 0.0003896 | -589.3384 | 0.00017887 | -810.7154 | 8.1917e-05 | -607.1893 | 0.00051673 | -496.4977 | 0.00039322 | -810.724 | 0.00010729 | -587.0585 | 0.00083164 | -547.7488 | 0.00056209
-796.3784 | 9.1471e-05 | -574.6942 | 0.00035639 | -494.9256 | 0.00031619 | -811.609 | 9.3913e-05 | -612.3942 | 0.00039882 | -586.8007 | 0.0001897 | -807.7793 | 8.2849e-05 | -604.7604 | 0.00052948 | -494.2098 | 0.00040527 | -807.7879 | 0.00010957 | -584.6826 | 0.00085693 | -545.3784 | 0.00058319
-793.4691 | 9.5372e-05 | -572.4024 | 0.00036497 | -492.6668 | 0.00032142 | -808.7196 | 9.8778e-05 | -609.9967 | 0.00040553 | -584.2629 | 0.00020335 | -804.8432 | 8.4277e-05 | -602.3315 | 0.00054421 | -491.922 | 0.00041497 | -804.8517 | 0.00011288 | -582.3067 | 0.00088286 | -543.0081 | 0.00060276
-790.5598 | 0.00010057 | -570.1105 | 0.00037469 | -490.408 | 0.00032845 | -805.8303 | 0.00010337 | -607.5993 | 0.00041009 | -581.7252 | 0.00021886 | -801.9071 | 8.6604e-05 | -599.9026 | 0.00056069 | -489.6342 | 0.00042186 | -801.9155 | 0.00011707 | -579.9308 | 0.00090849 | -540.6377 | 0.00062092
-787.6504 | 0.00010687 | -567.8186 | 0.00038539 | -488.1492 | 0.0003369 | -802.941 | 0.00010716 | -605.2018 | 0.00041306 | -579.1874 | 0.000235 | -798.971 | 9.0245e-05 | -597.4737 | 0.00057832 | -487.3463 | 0.00042581 | -798.9794 | 0.00012202 | -577.5549 | 0.00093289 | -538.2673 | 0.00063799
-784.7411 | 0.00011391 | -565.5268 | 0.00039685 | -485.8905 | 0.00034624 | -800.0517 | 0.00010983 | -602.8043 | 0.0004151 | -576.6496 | 0.00025074 | -796.0349 | 9.549e-05 | -595.0448 | 0.00059632 | -485.0585 | 0.00042737 | -796.0432 | 0.00012773 | -575.179 | 0.00095521 | -535.8969 | 0.00065433
-781.8318 | 0.00012122 | -563.2349 | 0.00040884 | -483.6317 | 0.00035583 | -797.1624 | 0.00011136 | -600.4069 | 0.0004168 | -574.1119 | 0.0002653 | -793.0988 | 0.00010237 | -592.6159 | 0.00061386 | -482.7706 | 0.00042731 | -793.107 | 0.00013419 | -572.8031 | 0.00097477 | -533.5265 | 0.00067022
-778.9225 | 0.00012827 | -560.9431 | 0.00042121 | -481.3729 | 0.00036509 | -794.273 | 0.00011203 | -598.0094 | 0.00041862 | -571.5741 | 0.00027814 | -790.1627 | 0.00011058 | -590.187 | 0.00063024 | -480.4828 | 0.00042662 | -790.1709 | 0.00014136 | -570.4272 | 0.00099113 | -531.1561 | 0.00068577
-776.0131 | 0.00013463 | -558.6512 | 0.00043384 | -479.1141 | 0.00037359 | -791.3837 | 0.00011235 | -595.6119 | 0.00042084 | -569.0364 | 0.00028898 | -787.2266 | 0.00011954 | -587.7581 | 0.00064506 | -478.1949 | 0.00042634 | -787.2347 | 0.00014908 | -568.0513 | 0.0010041 | -528.7857 | 0.00070086
-773.1038 | 0.00014008 | -556.3593 | 0.00044667 | -476.8553 | 0.00038101 | -788.4944 | 0.00011292 | -593.2145 | 0.0004236 | -566.4986 | 0.00029773 | -784.2905 | 0.00012859 | -585.3292 | 0.00065823 | -475.9071 | 0.00042742 | -784.2985 | 0.00015718 | -565.6754 | 0.0010139 | -526.4154 | 0.00071524
-770.1945 | 0.00014476 | -554.0675 | 0.00045961 | -474.5965 | 0.00038712 | -785.6051 | 0.0001143 | -590.817 | 0.00042695 | -563.9609 | 0.00030448 | -781.3544 | 0.0001372 | -582.9003 | 0.00067004 | -473.6192 | 0.0004305 | -781.3624 | 0.00016552 | -563.2995 | 0.0010208 | -524.045 | 0.00072857
-767.2851 | 0.00014911 | -551.7756 | 0.00047253 | -472.3377 | 0.00039184 | -782.7157 | 0.00011693 | -588.4195 | 0.00043093 | -561.4231 | 0.00030945 | -778.4183 | 0.00014512 | -580.4714 | 0.00068122 | -471.3314 | 0.00043581 | -778.4262 | 0.00017412 | -560.9235 | 0.0010256 | -521.6746 | 0.00074058
-764.3758 | 0.00015381 | -549.4838 | 0.00048515 | -470.0789 | 0.00039515 | -779.8264 | 0.00012104 | -586.022 | 0.00043562 | -558.8854 | 0.00031292 | -775.4822 | 0.00015236 | -578.0425 | 0.00069254 | -469.0435 | 0.00044313 | -775.49 | 0.00018306 | -558.5476 | 0.0010291 | -519.3042 | 0.00075111
-761.4665 | 0.00015948 | -547.1919 | 0.0004971 | -467.8201 | 0.00039711 | -776.9371 | 0.00012664 | -583.6246 | 0.0004411 | -556.3476 | 0.0003152 | -772.5461 | 0.00015911 | -575.6136 | 0.00070462 | -466.7557 | 0.00045185 | -772.5539 | 0.00019234 | -556.1717 | 0.0010318 | -516.9338 | 0.00076012
-758.5572 | 0.00016653 | -544.9001 | 0.00050792 | -465.5613 | 0.00039785 | -774.0478 | 0.0001336 | -581.2271 | 0.00044733 | -553.8098 | 0.0003166 | -769.61 | 0.00016551 | -573.1847 | 0.00071778 | -464.4678 | 0.00046107 | -769.6177 | 0.00020172 | -553.7958 | 0.0010341 | -514.5634 | 0.00076759
-755.6478 | 0.00017501 | -542.6082 | 0.00051717 | -463.3025 | 0.00039756 | -771.1585 | 0.00014172 | -578.8296 | 0.00045419 | -551.2721 | 0.0003174 | -766.6739 | 0.00017158 | -570.7558 | 0.00073193 | -462.18 | 0.00046982 | -766.6816 | 0.0002106 | -551.4199 | 0.0010358 | -512.1931 | 0.00077363
-752.7385 | 0.00018467 | -540.3163 | 0.00052452 | -461.0437 | 0.00039646 | -768.2691 | 0.00015081 | -576.4322 | 0.00046141 | -548.7343 | 0.00031775 | -763.7377 | 0.00017721 | -568.3269 | 0.00074658 | -459.8921 | 0.00047725 | -763.7454 | 0.00021821 | -549.044 | 0.0010364 | -509.8227 | 0.00077816
-749.8292 | 0.00019494 | -538.0245 | 0.00052984 | -458.7849 | 0.00039479 | -765.3798 | 0.00016068 | -574.0347 | 0.0004686 | -546.1966 | 0.00031774 | -760.8016 | 0.00018235 | -565.898 | 0.00076094 | -457.6043 | 0.00048278 | -760.8092 | 0.00022382 | -546.6681 | 0.0010351 | -507.4523 | 0.00078097
-746.9198 | 0.00020511 | -535.7326 | 0.00053326 | -456.5261 | 0.0003928 | -762.4905 | 0.00017117 | -571.6372 | 0.00047532 | -543.6588 | 0.00031735 | -757.8655 | 0.00018722 | -563.4691 | 0.00077411 | -455.3164 | 0.00048626 | -757.8731 | 0.00022732 | -544.2922 | 0.0010313 | -505.0819 | 0.00078179
-744.0105 | 0.00021432 | -533.4408 | 0.00053511 | -454.2673 | 0.00039069 | -759.6012 | 0.00018203 | -569.2398 | 0.00048119 | -541.1211 | 0.00031652 | -754.9294 | 0.0001924 | -561.0402 | 0.00078524 | -453.0286 | 0.00048787 | -754.9369 | 0.00022929 | -541.9163 | 0.0010246 | -502.7115 | 0.0007804
-741.1012 | 0.00022199 | -531.1489 | 0.0005361 | -452.0086 | 0.00038867 | -756.7119 | 0.00019286 | -566.8423 | 0.00048597 | -538.5833 | 0.00031526 | -751.9933 | 0.0001986 | -558.6113 | 0.00079379 | -450.7408 | 0.00048832 | -752.0007 | 0.00023068 | -539.5404 | 0.0010152 | -500.3411 | 0.00077679
-738.1919 | 0.00022787 | -528.857 | 0.00053692 | -449.7498 | 0.00038689 | -753.8225 | 0.00020309 | -564.4448 | 0.00048958 | -536.0456 | 0.00031375 | -749.0572 | 0.00020642 | -556.1824 | 0.00079964 | -448.4529 | 0.00048846 | -749.0646 | 0.00023246 | -537.1645 | 0.001004 | -497.9707 | 0.00077118
-735.2825 | 0.00023235 | -526.5652 | 0.00053819 | -447.491 | 0.00038542 | -750.9332 | 0.0002121 | -562.0474 | 0.00049217 | -533.5078 | 0.00031232 | -746.1211 | 0.0002161 | -553.7535 | 0.00080316 | -446.1651 | 0.0004891 | -746.1284 | 0.00023529 | -534.7886 | 0.00099179 | -495.6004 | 0.00076407
-732.3732 | 0.00023637 | -524.2733 | 0.00054038 | -445.2322 | 0.0003843 | -748.0439 | 0.00021931 | -559.6499 | 0.00049402 | -530.97 | 0.0003114 | -743.185 | 0.00022743 | -551.3247 | 0.00080515 | -443.8772 | 0.00049086 | -743.1922 | 0.00023939 | -532.4127 | 0.00097995 | -493.23 | 0.00075615
-729.4639 | 0.00024136 | -521.9815 | 0.00054373 | -442.9734 | 0.00038357 | -745.1546 | 0.00022432 | -557.2524 | 0.00049552 | -528.4323 | 0.0003114 | -740.2489 | 0.00023977 | -548.8958 | 0.00080667 | -441.5894 | 0.00049417 | -740.2561 | 0.00024456 | -530.0368 | 0.00096952 | -490.8596 | 0.00074816
-726.5546 | 0.00024873 | -519.6896 | 0.00054822 | -440.7146 | 0.00038326 | -742.2652 | 0.00022718 | -554.855 | 0.00049708 | -525.8945 | 0.00031259 | -737.3128 | 0.0002523 | -546.4669 | 0.00080882 | -439.3015 | 0.00049912 | -737.3199 | 0.00025047 | -527.6609 | 0.00096127 | -488.4892 | 0.00074078
-723.6452 | 0.00025947 | -517.3977 | 0.0005536 | -438.4558 | 0.00038345 | -739.3759 | 0.0002284 | -552.4575 | 0.00049904 | -523.3568 | 0.00031507 | -734.3767 | 0.00026424 | -544.038 | 0.00081244 | -437.0137 | 0.00050554 | -734.3837 | 0.00025686 | -525.285 | 0.00095551 | -486.1188 | 0.00073448
-720.7359 | 0.0002737 | -515.1059 | 0.00055943 | -436.197 | 0.00038421 | -736.4866 | 0.00022902 | -550.06 | 0.00050165 | -520.819 | 0.00031877 | -731.4406 | 0.00027504 | -541.6091 | 0.00081797 | -434.7258 | 0.00051298 | -731.4476 | 0.00026373 | -522.9091 | 0.00095207 | -483.7484 | 0.00072952
-717.8266 | 0.00029057 | -512.814 | 0.00056519 | -433.9382 | 0.00038558 | -733.5973 | 0.00023028 | -547.6625 | 0.00050502 | -518.2813 | 0.00032342 | -728.5045 | 0.00028445 | -539.1802 | 0.00082503 | -432.438 | 0.00052085 | -728.5114 | 0.00027133 | -520.5332 | 0.00095037 | -481.378 | 0.00072586
-714.9172 | 0.00030845 | -510.5222 | 0.0005704 | -431.6794 | 0.00038762 | -730.708 | 0.00023333 | -545.2651 | 0.00050912 | -515.7435 | 0.00032867 | -725.5684 | 0.00029238 | -536.7513 | 0.00083293 | -430.1501 | 0.00052847 | -725.5753 | 0.00028008 | -518.1573 | 0.00094966 | -479.0077 | 0.00072326
-712.0079 | 0.00032538 | -508.2303 | 0.00057468 | -429.4206 | 0.00039031 | -727.8186 | 0.00023885 | -542.8676 | 0.00051375 | -513.2057 | 0.00033406 | -722.6323 | 0.0002988 | -534.3224 | 0.00084082 | -427.8623 | 0.00053522 | -722.6391 | 0.00029041 | -515.7814 | 0.00094912 | -476.6373 | 0.00072129
-709.0986 | 0.00033964 | -505.9384 | 0.0005779 | -427.1618 | 0.00039364 | -724.9293 | 0.00024694 | -540.4701 | 0.00051868 | -510.668 | 0.00033911 | -719.6962 | 0.0003036 | -531.8935 | 0.00084802 | -425.5744 | 0.0005406 | -719.7029 | 0.0003026 | -513.4055 | 0.00094812 | -474.2669 | 0.0007193
-706.1893 | 0.00035017 | -503.6466 | 0.0005801 | -424.903 | 0.00039757 | -722.04 | 0.00025712 | -538.0727 | 0.00052366 | -508.1302 | 0.00034336 | -716.7601 | 0.00030665 | -529.4646 | 0.00085412 | -423.2866 | 0.00054432 | -716.7668 | 0.00031675 | -511.0296 | 0.00094636 | -471.8965 | 0.00071676
-703.2799 | 0.00035684 | -501.3547 | 0.00058153 | -422.6442 | 0.00040213 | -719.1507 | 0.00026865 | -535.6752 | 0.00052844 | -505.5925 | 0.00034642 | -713.824 | 0.00030798 | -527.0357 | 0.00085906 | -420.9987 | 0.00054634 | -713.8306 | 0.00033276 | -508.6537 | 0.00094369 | -469.5261 | 0.00071325
-700.3706 | 0.00036028 | -499.0629 | 0.00058256 | -420.3854 | 0.00040742 | -716.2614 | 0.00028071 | -533.2777 | 0.00053287 | -503.0547 | 0.00034805 | -710.8878 | 0.00030797 | -524.6068 | 0.00086305 | -418.7109 | 0.00054691 | -710.8944 | 0.00035037 | -506.2778 | 0.00094007 | -467.1557 | 0.00070859
-697.4613 | 0.00036161 | -496.771 | 0.00058367 | -418.1267 | 0.00041367 | -713.372 | 0.00029262 | -530.8803 | 0.00053697 | -500.517 | 0.00034822 | -707.9517 | 0.00030735 | -522.1779 | 0.00086636 | -416.423 | 0.00054654 | -707.9583 | 0.00036908 | -503.9019 | 0.00093541 | -464.7854 | 0.00070292
-694.5519 | 0.00036209 | -494.4792 | 0.00058528 | -415.8679 | 0.00042123 | -710.4827 | 0.00030386 | -528.4828 | 0.00054093 | -497.9792 | 0.00034716 | -705.0156 | 0.00030711 | -519.749 | 0.00086923 | -414.1352 | 0.00054616 | -705.0221 | 0.00038799 | -501.526 | 0.00092959 | -462.415 | 0.00069668
-691.6426 | 0.00036288 | -492.1873 | 0.00058776 | -413.6091 | 0.00043055 | -707.5934 | 0.00031403 | -526.0853 | 0.00054522 | -495.4415 | 0.00034535 | -702.0795 | 0.00030824 | -517.3201 | 0.00087171 | -411.8473 | 0.00054673 | -702.0859 | 0.00040559 | -499.1501 | 0.00092244 | -460.0446 | 0.00069054
-688.7333 | 0.00036488 | -489.8954 | 0.00059145 | -411.3503 | 0.00044189 | -704.7041 | 0.00032274 | -523.6879 | 0.00055044 | -492.9037 | 0.00034344 | -699.1434 | 0.00031125 | -514.8912 | 0.00087373 | -409.5595 | 0.00054926 | -699.1498 | 0.00042003 | -496.7742 | 0.00091382 | -457.6742 | 0.00068517
-685.824 | 0.00036856 | -487.6036 | 0.0005967 | -409.0915 | 0.00045543 | -701.8147 | 0.00032956 | -521.2904 | 0.00055728 | -490.3659 | 0.00034208 | -696.2073 | 0.00031616 | -512.4623 | 0.00087514 | -407.2717 | 0.00055463 | -696.2136 | 0.00042974 | -494.3983 | 0.00090375 | -455.3038 | 0.00068111
-682.9146 | 0.00037389 | -485.3117 | 0.00060388 | -406.8327 | 0.00047115 | -698.9254 | 0.00033436 | -518.8929 | 0.0005663 | -487.8282 | 0.00034174 | -693.2712 | 0.00032273 | -510.0334 | 0.00087587 | -404.9838 | 0.00056347 | -693.2774 | 0.00043402 | -492.0223 | 0.00089239 | -452.9334 | 0.00067853
-680.0053 | 0.00038045 | -483.0199 | 0.00061335 | -404.5739 | 0.00048876 | -696.0361 | 0.00033742 | -516.4954 | 0.00057777 | -485.2904 | 0.00034264 | -690.3351 | 0.00033072 | -507.6045 | 0.00087606 | -402.696 | 0.00057601 | -690.3413 | 0.00043359 | -489.6464 | 0.0008801 | -450.563 | 0.00067717
-677.096 | 0.00038753 | -480.728 | 0.00062549 | -402.3151 | 0.00050781 | -693.1468 | 0.00033941 | -514.098 | 0.00059154 | -482.7527 | 0.00034475 | -687.399 | 0.00034008 | -505.1756 | 0.00087604 | -400.4081 | 0.00059204 | -687.4051 | 0.00043064 | -487.2705 | 0.00086734 | -448.1927 | 0.00067634
-674.1866 | 0.00039434 | -478.4361 | 0.00064055 | -400.0563 | 0.00052769 | -690.2575 | 0.00034146 | -511.7005 | 0.00060698 | -480.2149 | 0.0003478 | -684.4629 | 0.00035095 | -502.7467 | 0.00087637 | -398.1203 | 0.00061089 | -684.4689 | 0.00042834 | -484.8946 | 0.00085461 | -445.8223 | 0.00067515
-671.2773 | 0.00040031 | -476.1443 | 0.00065862 | -397.7975 | 0.00054778 | -687.3681 | 0.00034491 | -509.303 | 0.00062312 | -477.6772 | 0.0003513 | -681.5268 | 0.00036343 | -500.3178 | 0.00087764 | -395.8324 | 0.00063158 | -681.5328 | 0.00042985 | -482.5187 | 0.00084233 | -443.4519 | 0.00067269
-668.368 | 0.00040525 | -473.8524 | 0.00067952 | -395.5387 | 0.00056752 | -684.4788 | 0.00035095 | -506.9056 | 0.0006387 | -475.1394 | 0.00035463 | -678.5907 | 0.00037736 | -497.8889 | 0.00088035 | -393.5446 | 0.00065299 | -678.5966 | 0.00043738 | -480.1428 | 0.00083079 | -441.0815 | 0.00066837
-665.4587 | 0.0004094 | -471.5606 | 0.00070277 | -393.2799 | 0.00058655 | -681.5895 | 0.00036017 | -504.5081 | 0.00065272 | -472.6017 | 0.00035709 | -675.6546 | 0.00039213 | -495.46 | 0.00088485 | -391.2567 | 0.00067405 | -675.6605 | 0.00045147 | -477.7669 | 0.00082016 | -438.7111 | 0.00066201
-662.5493 | 0.00041342 | -469.2687 | 0.00072761 | -391.0211 | 0.00060472 | -678.7002 | 0.00037227 | -502.1106 | 0.00066458 | -470.0639 | 0.00035806 | -672.7185 | 0.00040679 | -493.0311 | 0.00089136 | -388.9689 | 0.00069398 | -672.7243 | 0.00047087 | -475.391 | 0.00081039 | -436.3407 | 0.0006542
-659.64 | 0.00041816 | -466.9768 | 0.00075304 | -388.7623 | 0.00062213 | -675.8108 | 0.00038609 | -499.7132 | 0.00067418 | -467.5261 | 0.00035712 | -669.7824 | 0.00042035 | -490.6022 | 0.00089996 | -386.681 | 0.00071237 | -669.7881 | 0.00049294 | -473.0151 | 0.00080138 | -433.9704 | 0.00064592
-656.7307 | 0.0004245 | -464.685 | 0.00077798 | -386.5035 | 0.00063906 | -672.9215 | 0.00039993 | -497.3157 | 0.00068185 | -464.9884 | 0.00035416 | -666.8463 | 0.00043215 | -488.1733 | 0.00091058 | -384.3932 | 0.00072924 | -666.852 | 0.00051443 | -470.6392 | 0.00079308 | -431.6 | 0.0006382
-653.8214 | 0.00043319 | -462.3931 | 0.00080131 | -384.2448 | 0.00065589 | -670.0322 | 0.00041221 | -494.9182 | 0.00068826 | -462.4506 | 0.00034949 | -663.9102 | 0.00044215 | -485.7444 | 0.00092301 | -382.1053 | 0.00074501 | -663.9158 | 0.00053241 | -468.2633 | 0.00078542 | -429.2296 | 0.00063195
-650.912 | 0.0004448 | -460.1013 | 0.00082214 | -381.986 | 0.00067301 | -667.1429 | 0.0004221 | -492.5208 | 0.0006942 | -459.9129 | 0.00034382 | -660.9741 | 0.00045091 | -483.3155 | 0.00093677 | -379.8175 | 0.00076053 | -660.9796 | 0.00054512 | -465.8874 | 0.00077841 | -426.8592 | 0.00062773
-648.0027 | 0.00045966 | -457.8094 | 0.00084 | -379.7272 | 0.00069078 | -664.2536 | 0.0004299 | -490.1233 | 0.00070038 | -457.3751 | 0.00033815 | -658.0379 | 0.00045944 | -480.8866 | 0.00095116 | -377.5296 | 0.00077674 | -658.0435 | 0.00055244 | -463.5115 | 0.0007721 | -424.4888 | 0.00062574
-645.0934 | 0.0004778 | -455.5175 | 0.00085463 | -377.4684 | 0.00070937 | -661.3642 | 0.00043699 | -487.7258 | 0.00070731 | -454.8374 | 0.00033358 | -655.1018 | 0.00046889 | -478.4577 | 0.00096515 | -375.2418 | 0.00079458 | -655.1073 | 0.00055589 | -461.1356 | 0.0007666 | -422.1184 | 0.0006258
-642.184 | 0.00049892 | -453.2257 | 0.00086603 | -375.2096 | 0.00072887 | -658.4749 | 0.00044535 | -485.3283 | 0.00071515 | -452.2996 | 0.00033105 | -652.1657 | 0.00048027 | -476.0288 | 0.00097751 | -372.9539 | 0.00081486 | -652.1711 | 0.0005582 | -458.7597 | 0.00076206 | -419.748 | 0.00062759
-639.2747 | 0.00052223 | -450.9338 | 0.00087439 | -372.9508 | 0.00074937 | -655.5856 | 0.00045689 | -482.9309 | 0.00072377 | -449.7618 | 0.0003313 | -649.2296 | 0.00049441 | -473.5999 | 0.00098693 | -370.6661 | 0.00083818 | -649.235 | 0.00056253 | -456.3838 | 0.00075865 | -417.3777 | 0.00063076
-636.3654 | 0.00054656 | -448.642 | 0.00088002 | -370.692 | 0.00077097 | -652.6963 | 0.00047279 | -480.5334 | 0.00073277 | -447.2241 | 0.00033414 | -646.2935 | 0.00051189 | -471.171 | 0.00099213 | -368.3782 | 0.00086482 | -646.2988 | 0.00057158 | -454.0079 | 0.00075658 | -415.0073 | 0.00063511
-633.4561 | 0.00057052 | -446.3501 | 0.00088334 | -368.4332 | 0.00079382 | -649.807 | 0.0004931 | -478.1359 | 0.00074164 | -444.6863 | 0.0003391 | -643.3574 | 0.00053334 | -468.7421 | 0.00099215 | -366.0904 | 0.00089471 | -643.3626 | 0.00058729 | -451.632 | 0.00075601 | -412.6369 | 0.00064068
-630.5467 | 0.00059276 | -444.0583 | 0.0008848 | -366.1744 | 0.00081802 | -646.9176 | 0.00051673 | -475.7385 | 0.00074982 | -442.1486 | 0.00034541 | -640.4213 | 0.0005586 | -466.3132 | 0.00098644 | -363.8026 | 0.00092744 | -640.4265 | 0.00060944 | -449.2561 | 0.00075703 | -410.2665 | 0.00064778
-627.6374 | 0.00061274 | -441.7664 | 0.00088484 | -363.9156 | 0.00084362 | -644.0283 | 0.00054166 | -473.341 | 0.00075691 | -439.6108 | 0.00035231 | -637.4852 | 0.00058728 | -463.8843 | 0.00097502 | -361.5147 | 0.00096226 | -637.4903 | 0.00063706 | -446.8802 | 0.00075957 | -407.8961 | 0.00065689
-624.7281 | 0.00063067 | -439.4745 | 0.00088385 | -361.6568 | 0.00087051 | -641.139 | 0.00056581 | -470.9435 | 0.0007627 | -437.0731 | 0.00035914 | -634.5491 | 0.00061835 | -461.4554 | 0.00095836 | -359.2269 | 0.00099826 | -634.5542 | 0.00066859 | -444.5043 | 0.00076334 | -405.5257 | 0.00066855
-621.8187 | 0.00064739 | -437.1827 | 0.00088212 | -359.398 | 0.00089836 | -638.2497 | 0.00058789 | -468.5461 | 0.00076714 | -434.5353 | 0.00036558 | -631.613 | 0.00065023 | -459.0265 | 0.00093815 | -356.939 | 0.0010345 | -631.618 | 0.00070226 | -442.1284 | 0.00076787 | -403.1553 | 0.00068325
-618.9094 | 0.00066401 | -434.8908 | 0.00087983 | -357.1392 | 0.00092665 | -635.3603 | 0.00060764 | -466.1486 | 0.00077054 | -431.9976 | 0.00037162 | -628.6769 | 0.000681 | -456.5976 | 0.00091611 | -354.6512 | 0.0010701 | -628.6818 | 0.00073631 | -439.7525 | 0.00077241 | -400.785 | 0.00070132
-616.0001 | 0.00068164 | -432.599 | 0.00087704 | -354.8804 | 0.0009547 | -632.471 | 0.00062574 | -463.7511 | 0.00077332 | -429.4598 | 0.00037757 | -625.7408 | 0.00070883 | -454.1687 | 0.00089415 | -352.3633 | 0.0011044 | -625.7457 | 0.00076907 | -437.3766 | 0.00077604 | -398.4146 | 0.00072265
-613.0908 | 0.00070113 | -430.3071 | 0.00087374 | -352.6217 | 0.00098173 | -629.5817 | 0.00064349 | -461.3537 | 0.00077589 | -426.922 | 0.00038395 | -622.8047 | 0.0007325 | -451.7398 | 0.00087411 | -350.0755 | 0.0011371 | -622.8095 | 0.00079902 | -435.0007 | 0.0007779 | -396.0442 | 0.00074655
-610.1814 | 0.00072305 | -428.0152 | 0.00086992 | -350.3629 | 0.001007 | -626.6924 | 0.00066238 | -458.9562 | 0.0007786 | -424.3843 | 0.00039141 | -619.8686 | 0.00075179 | -449.311 | 0.00085743 | -347.7876 | 0.0011682 | -619.8733 | 0.00082508 | -432.6248 | 0.00077721 | -393.6738 | 0.00077211
-607.2721 | 0.0007476 | -425.7234 | 0.00086563 | -348.1041 | 0.0010298 | -623.8031 | 0.00068361 | -456.5587 | 0.00078167 | -421.8465 | 0.00040047 | -616.9325 | 0.00076767 | -446.8821 | 0.00084501 | -345.4998 | 0.0011976 | -616.9372 | 0.00084685 | -430.2489 | 0.00077347 | -391.3034 | 0.00079818
-604.3628 | 0.00077464 | -423.4315 | 0.00086114 | -345.8453 | 0.0010496 | -620.9137 | 0.0007079 | -454.1613 | 0.00078517 | -419.3088 | 0.00041143 | -613.9964 | 0.00078213 | -444.4532 | 0.00083703 | -343.2119 | 0.0012254 | -614.001 | 0.00086474 | -427.873 | 0.0007665 | -388.933 | 0.00082353
-601.4534 | 0.00080376 | -421.1397 | 0.00085682 | -343.5865 | 0.0010664 | -618.0244 | 0.0007353 | -451.7638 | 0.00078904 | -416.771 | 0.00042419 | -611.0603 | 0.00079764 | -442.0243 | 0.00083298 | -340.9241 | 0.0012515 | -611.0648 | 0.00087992 | -425.4971 | 0.00075652 | -386.5627 | 0.00084704
-598.5441 | 0.00083436 | -418.8478 | 0.00085302 | -341.3277 | 0.0010804 | -615.1351 | 0.00076517 | -449.3663 | 0.00079304 | -414.2333 | 0.00043825 | -608.1241 | 0.00081643 | -439.5954 | 0.00083179 | -338.6362 | 0.0012757 | -608.1287 | 0.00089388 | -423.1211 | 0.00074418 | -384.1923 | 0.0008679
-595.6348 | 0.0008659 | -416.5559 | 0.00084999 | -339.0689 | 0.0010922 | -612.2458 | 0.00079624 | -446.9688 | 0.00079684 | -411.6955 | 0.0004528 | -605.188 | 0.0008398 | -437.1665 | 0.00083206 | -336.3484 | 0.0012976 | -605.1925 | 0.000908 | -420.7452 | 0.00073044 | -381.8219 | 0.00088575
-592.7255 | 0.00089801 | -414.2641 | 0.0008477 | -336.8101 | 0.0011025 | -609.3565 | 0.00082679 | -444.5714 | 0.00080008 | -409.1577 | 0.00046696 | -602.2519 | 0.00086765 | -434.7376 | 0.00083228 | -334.0605 | 0.0013166 | -602.2563 | 0.00092327 | -418.3693 | 0.00071648 | -379.4515 | 0.00090073
-589.8161 | 0.00093061 | -411.9722 | 0.00084581 | -334.5513 | 0.0011122 | -606.4671 | 0.00085506 | -442.1739 | 0.00080238 | -406.62 | 0.00047996 | -599.3158 | 0.00089853 | -432.3087 | 0.00083115 | -331.7727 | 0.0013323 | -599.3202 | 0.00094029 | -415.9934 | 0.00070356 | -377.0811 | 0.00091343
-586.9068 | 0.00096378 | -409.6804 | 0.00084369 | -332.2925 | 0.0011224 | -603.5778 | 0.00087962 | -439.7764 | 0.00080341 | -404.0822 | 0.00049163 | -596.3797 | 0.00093015 | -429.8798 | 0.0008277 | -329.4848 | 0.0013443 | -596.384 | 0.00095956 | -413.6175 | 0.00069279 | -374.7107 | 0.00092479
-583.9975 | 0.00099756 | -407.3885 | 0.00084063 | -330.0337 | 0.0011338 | -600.6885 | 0.00089977 | -437.379 | 0.00080291 | -401.5445 | 0.00050225 | -593.4436 | 0.00096018 | -427.4509 | 0.00082146 | -327.197 | 0.0013529 | -593.4479 | 0.00098174 | -411.2416 | 0.00068503 | -372.3403 | 0.00093587
-581.0881 | 0.0010317 | -405.0966 | 0.00083606 | -327.7749 | 0.0011473 | -597.7992 | 0.0009158 | -434.9815 | 0.00080073 | -399.0067 | 0.00051241 | -590.5075 | 0.0009871 | -425.022 | 0.00081252 | -324.9091 | 0.0013584 | -590.5117 | 0.0010077 | -408.8657 | 0.00068074 | -369.97 | 0.00094763
-578.1788 | 0.0010657 | -402.8048 | 0.00082978 | -325.5161 | 0.001163 | -594.9098 | 0.00092892 | -432.584 | 0.00079682 | -396.469 | 0.00052274 | -587.5714 | 0.0010108 | -422.5931 | 0.00080146 | -322.6213 | 0.0013616 | -587.5755 | 0.0010385 | -406.4898 | 0.00067994 | -367.5996 | 0.00096073
-575.2695 | 0.0010988 | -400.5129 | 0.00082209 | -323.2573 | 0.0011809 | -592.0205 | 0.00094097 | -430.1866 | 0.00079125 | -393.9312 | 0.00053377 | -584.6353 | 0.0010328 | -420.1642 | 0.00078946 | -320.3335 | 0.0013637 | -584.6394 | 0.001075 | -404.1139 | 0.00068225 | -365.2292 | 0.00097544
-572.3602 | 0.0011306 | -398.2211 | 0.00081383 | -320.9985 | 0.0012004 | -589.1312 | 0.00095417 | -427.7891 | 0.0007843 | -391.3935 | 0.00054582 | -581.6992 | 0.0010559 | -417.7353 | 0.00077779 | -318.0456 | 0.0013659 | -581.7032 | 0.001117 | -401.738 | 0.00068695 | -362.8588 | 0.00099152
-569.4508 | 0.0011611 | -395.9292 | 0.00080623 | -318.7398 | 0.0012205 | -586.2419 | 0.00097044 | -425.3916 | 0.00077653 | -388.8557 | 0.00055909 | -578.7631 | 0.0010828 | -415.3064 | 0.00076752 | -315.7578 | 0.0013694 | -578.767 | 0.001164 | -399.3621 | 0.00069296 | -360.4884 | 0.0010082
-566.5415 | 0.0011912 | -393.6374 | 0.00080058 | -316.481 | 0.0012402 | -583.3526 | 0.00099103 | -422.9942 | 0.00076863 | -386.3179 | 0.00057373 | -575.827 | 0.0011153 | -412.8775 | 0.00075934 | -313.4699 | 0.0013748 | -575.8309 | 0.0012149 | -396.9862 | 0.00069918 | -358.118 | 0.0010245
-563.6322 | 0.0012216 | -391.3455 | 0.00079808 | -314.2222 | 0.0012583 | -580.4632 | 0.0010167 | -420.5967 | 0.00076148 | -383.7802 | 0.00058988 | -572.8909 | 0.0011543 | -410.4486 | 0.00075345 | -311.1821 | 0.0013823 | -572.8947 | 0.0012683 | -394.6103 | 0.00070473 | -355.7477 | 0.001039
-560.7229 | 0.0012528 | -389.0536 | 0.00079941 | -311.9634 | 0.0012738 | -577.5739 | 0.0010474 | -418.1992 | 0.000756 | -381.2424 | 0.00060774 | -569.9548 | 0.0011991 | -408.0197 | 0.00074951 | -308.8942 | 0.0013913 | -569.9585 | 0.0013229 | -392.2344 | 0.00070896 | -353.3773 | 0.0010507
-557.8135 | 0.0012845 | -386.7618 | 0.00080428 | -309.7046 | 0.001286 | -574.6846 | 0.001083 | -415.8017 | 0.00075307 | -378.7047 | 0.00062743 | -567.0187 | 0.0012482 | -405.5908 | 0.00074684 | -306.6064 | 0.0014005 | -567.0224 | 0.001377 | -389.8585 | 0.00071158 | -351.0069 | 0.0010585
-554.9042 | 0.0013158 | -384.4699 | 0.000812 | -307.4458 | 0.0012945 | -571.7953 | 0.0011224 | -413.4043 | 0.0007533 | -376.1669 | 0.00064898 | -564.0826 | 0.0012998 | -403.1619 | 0.00074454 | -304.3185 | 0.0014082 | -564.0862 | 0.0014295 | -387.4826 | 0.00071264 | -348.6365 | 0.001062
-551.9949 | 0.0013454 | -382.1781 | 0.0008215 | -305.187 | 0.0012993 | -568.9059 | 0.0011643 | -411.0068 | 0.00075686 | -373.6292 | 0.00067226 | -561.1465 | 0.0013513 | -400.733 | 0.00074172 | -302.0307 | 0.0014124 | -561.15 | 0.0014794 | -385.1067 | 0.00071252 | -346.2661 | 0.0010611
-549.0855 | 0.0013721 | -379.8862 | 0.00083161 | -302.9282 | 0.0013004 | -566.0166 | 0.0012069 | -408.6093 | 0.00076337 | -371.0914 | 0.00069701 | -558.2104 | 0.0014001 | -398.3041 | 0.00073769 | -299.7428 | 0.0014116 | -558.2139 | 0.0015259 | -382.7308 | 0.00071176 | -343.8957 | 0.0010564
-546.1762 | 0.0013952 | -377.5943 | 0.00084128 | -300.6694 | 0.0012978 | -563.1273 | 0.0012481 | -406.2119 | 0.00077189 | -368.5537 | 0.0007229 | -555.2742 | 0.0014435 | -395.8752 | 0.00073209 | -297.455 | 0.0014044 | -555.2777 | 0.0015684 | -380.3549 | 0.00071101 | -341.5253 | 0.0010487
-543.2669 | 0.0014147 | -375.3025 | 0.00084973 | -298.4106 | 0.0012918 | -560.238 | 0.0012865 | -403.8144 | 0.00078105 | -366.0159 | 0.00074965 | -552.3381 | 0.0014788 | -393.4463 | 0.00072493 | -295.1671 | 0.0013904 | -552.3416 | 0.0016059 | -377.979 | 0.0007108 | -339.155 | 0.0010394
-540.3576 | 0.0014308 | -373.0106 | 0.00085657 | -296.1518 | 0.0012828 | -557.3487 | 0.001321 | -401.4169 | 0.00078933 | -363.4781 | 0.00077696 | -549.402 | 0.0015036 | -391.0174 | 0.00071665 | -292.8793 | 0.0013698 | -549.4054 | 0.0016372 | -375.6031 | 0.00071151 | -336.7846 | 0.0010299
-537.4482 | 0.0014441 | -370.7188 | 0.00086181 | -293.893 | 0.0012715 | -554.4593 | 0.0013515 | -399.0195 | 0.0007954 | -360.9404 | 0.00080447 | -546.4659 | 0.0015169 | -388.5885 | 0.00070807 | -290.5914 | 0.0013436 | -546.4692 | 0.0016613 | -373.2272 | 0.00071332 | -334.4142 | 0.0010213
-534.5389 | 0.001455 | -368.4269 | 0.00086567 | -291.6342 | 0.0012588 | -551.57 | 0.001379 | -396.622 | 0.00079841 | -358.4026 | 0.00083162 | -543.5298 | 0.0015192 | -386.1596 | 0.00070029 | -288.3036 | 0.0013137 | -543.5331 | 0.0016779 | -370.8513 | 0.00071627 | -332.0438 | 0.0010145
-531.6296 | 0.001464 | -366.135 | 0.00086849 | -289.3754 | 0.0012459 | -548.6807 | 0.0014049 | -394.2245 | 0.0007982 | -355.8649 | 0.00085772 | -540.5937 | 0.0015129 | -383.7307 | 0.0006945 | -286.0157 | 0.0012823 | -540.5969 | 0.0016879 | -368.4754 | 0.00072028 | -329.6734 | 0.0010098
-528.7202 | 0.0014716 | -363.8432 | 0.00087055 | -287.1166 | 0.0012339 | -545.7914 | 0.0014303 | -391.8271 | 0.0007953 | -353.3271 | 0.00088194 | -537.6576 | 0.0015018 | -381.3018 | 0.00069203 | -283.7279 | 0.0012518 | -537.6607 | 0.0016938 | -366.0995 | 0.00072531 | -327.303 | 0.0010074
-525.8109 | 0.0014782 | -361.5513 | 0.00087186 | -284.8579 | 0.001224 | -542.9021 | 0.0014558 | -389.4296 | 0.00079072 | -350.7894 | 0.00090359 | -534.7215 | 0.0014903 | -378.8729 | 0.00069334 | -281.44 | 0.0012242 | -534.7246 | 0.0016988 | -363.7236 | 0.00073136 | -324.9326 | 0.0010068
-522.9016 | 0.0014841 | -359.2595 | 0.00087219 | -282.5991 | 0.0012171 | -540.0127 | 0.0014805 | -387.0321 | 0.00078574 | -348.2516 | 0.00092224 | -531.7854 | 0.0014822 | -376.444 | 0.00069845 | -279.1522 | 0.0012013 | -531.7884 | 0.0017061 | -361.3477 | 0.00073842 | -322.5623 | 0.0010078
-519.9923 | 0.0014891 | -356.9676 | 0.00087109 | -280.3403 | 0.0012135 | -537.1234 | 0.0015028 | -384.6347 | 0.00078119 | -345.7138 | 0.00093796 | -528.8493 | 0.0014801 | -374.0151 | 0.00070677 | -276.8644 | 0.001184 | -528.8522 | 0.0017179 | -358.9718 | 0.00074638 | -320.1919 | 0.00101
-517.0829 | 0.0014921 | -354.6757 | 0.00086786 | -278.0815 | 0.0012133 | -534.2341 | 0.0015207 | -382.2372 | 0.00077743 | -343.1761 | 0.00095122 | -525.9132 | 0.0014848 | -371.5862 | 0.00071721 | -274.5765 | 0.0011727 | -525.9161 | 0.0017335 | -356.5959 | 0.00075504 | -317.8215 | 0.0010132
-514.1736 | 0.0014922 | -352.3839 | 0.00086213 | -275.8227 | 0.0012165 | -531.3448 | 0.0015324 | -379.8397 | 0.00077436 | -340.6383 | 0.00096287 | -522.9771 | 0.0014946 | -369.1573 | 0.00072844 | -272.2887 | 0.0011666 | -522.9799 | 0.0017503 | -354.2199 | 0.00076415 | -315.4511 | 0.0010176
-511.2643 | 0.0014885 | -350.092 | 0.00085392 | -273.5639 | 0.0012221 | -528.4554 | 0.0015379 | -377.4422 | 0.00077162 | -338.1006 | 0.00097383 | -520.041 | 0.0015076 | -366.7284 | 0.00073924 | -270.0008 | 0.0011647 | -520.0437 | 0.001764 | -351.844 | 0.00077338 | -313.0807 | 0.0010232
-508.3549 | 0.0014809 | -347.8002 | 0.00084363 | -271.3051 | 0.0012294 | -525.5661 | 0.0015379 | -375.0448 | 0.0007688 | -335.5628 | 0.00098495 | -517.1049 | 0.0015216 | -364.2995 | 0.00074871 | -267.713 | 0.0011659 | -517.1076 | 0.0017702 | -349.4681 | 0.00078255 | -310.7103 | 0.0010303
-505.4456 | 0.0014706 | -345.5083 | 0.00083197 | -269.0463 | 0.0012376 | -522.6768 | 0.0015333 | -372.6473 | 0.0007657 | -333.0251 | 0.00099679 | -514.1688 | 0.0015351 | -361.8706 | 0.00075655 | -265.4251 | 0.0011695 | -514.1714 | 0.001765 | -347.0922 | 0.00079162 | -308.34 | 0.0010392
-502.5363 | 0.0014594 | -343.2165 | 0.00081987 | -266.7875 | 0.0012461 | -519.7875 | 0.0015252 | -370.2498 | 0.0007624 | -330.4873 | 0.0010096 | -511.2327 | 0.0015473 | -359.4417 | 0.00076296 | -263.1373 | 0.001175 | -511.2353 | 0.0017465 | -344.7163 | 0.00080079 | -305.9696 | 0.0010499
-499.627 | 0.001449 | -340.9246 | 0.00080822 | -264.5287 | 0.0012544 | -516.8982 | 0.0015146 | -367.8524 | 0.00075928 | -327.9496 | 0.0010234 | -508.2966 | 0.0015578 | -357.0128 | 0.00076851 | -260.8494 | 0.0011822 | -508.2991 | 0.0017142 | -342.3404 | 0.00081048 | -303.5992 | 0.0010628
-496.7176 | 0.001441 | -338.6327 | 0.00079773 | -262.2699 | 0.0012619 | -514.0088 | 0.0015021 | -365.4549 | 0.00075689 | -325.4118 | 0.0010378 | -505.3605 | 0.0015666 | -354.5839 | 0.00077385 | -258.5616 | 0.0011909 | -505.3629 | 0.0016699 | -339.9645 | 0.00082124 | -301.2288 | 0.0010776
-493.8083 | 0.0014355 | -336.3409 | 0.00078877 | -260.0111 | 0.0012681 | -511.1195 | 0.0014887 | -363.0574 | 0.00075576 | -322.874 | 0.0010524 | -502.4243 | 0.001573 | -352.155 | 0.0007794 | -256.2737 | 0.0012012 | -502.4268 | 0.0016165 | -337.5886 | 0.00083365 | -298.8584 | 0.0010943
-490.899 | 0.0014315 | -334.049 | 0.00078141 | -257.7523 | 0.0012726 | -508.2302 | 0.0014749 | -360.66 | 0.00075625 | -320.3363 | 0.0010667 | -499.4882 | 0.0015758 | -349.7262 | 0.00078518 | -253.9859 | 0.0012127 | -499.4906 | 0.0015576 | -335.2127 | 0.00084818 | -296.488 | 0.0011124
-487.9896 | 0.0014271 | -331.7572 | 0.00077552 | -255.4935 | 0.0012751 | -505.3409 | 0.0014617 | -358.2625 | 0.00075839 | -317.7985 | 0.0010796 | -496.5521 | 0.001573 | -347.2973 | 0.00079082 | -251.698 | 0.001225 | -496.5544 | 0.0014971 | -332.8368 | 0.00086507 | -294.1176 | 0.0011313
-485.0803 | 0.00142 | -329.4653 | 0.00077083 | -253.2347 | 0.0012753 | -502.4516 | 0.0014492 | -355.865 | 0.00076191 | -315.2608 | 0.0010904 | -493.616 | 0.001563 | -344.8684 | 0.00079574 | -249.4102 | 0.0012373 | -493.6183 | 0.0014384 | -330.4609 | 0.00088428 | -291.7473 | 0.0011502
-482.171 | 0.0014081 | -327.1734 | 0.00076714 | -250.976 | 0.0012731 | -499.5622 | 0.0014374 | -353.4676 | 0.00076634 | -312.723 | 0.0010984 | -490.6799 | 0.0015444 | -342.4395 | 0.00079937 | -247.1223 | 0.0012486 | -490.6821 | 0.0013844 | -328.085 | 0.00090538 | -289.3769 | 0.0011679
-479.2617 | 0.00139 | -324.8816 | 0.00076432 | -248.7172 | 0.0012686 | -496.6729 | 0.0014254 | -351.0701 | 0.00077112 | -310.1853 | 0.001103 | -487.7438 | 0.0015171 | -340.0106 | 0.0008016 | -244.8345 | 0.0012579 | -487.7459 | 0.0013366 | -325.7091 | 0.00092755 | -287.0065 | 0.0011834
-476.3523 | 0.0013652 | -322.5897 | 0.00076239 | -246.4584 | 0.0012624 | -493.7836 | 0.0014119 | -348.6726 | 0.0007757 | -307.6475 | 0.001104 | -484.8077 | 0.0014817 | -337.5817 | 0.00080286 | -242.5466 | 0.001264 | -484.8098 | 0.0012957 | -323.3332 | 0.00094947 | -284.6361 | 0.0011955
-473.443 | 0.0013343 | -320.2979 | 0.00076141 | -244.1996 | 0.0012549 | -490.8943 | 0.001395 | -346.2751 | 0.00077979 | -305.1098 | 0.0011013 | -481.8716 | 0.00144 | -335.1528 | 0.00080389 | -240.2588 | 0.0012661 | -481.8736 | 0.0012606 | -320.9573 | 0.00096964 | -282.2657 | 0.0012038
-470.5337 | 0.0012985 | -318.006 | 0.00076148 | -241.9408 | 0.0012467 | -488.0049 | 0.0013733 | -343.8777 | 0.00078319 | -302.572 | 0.0010953 | -478.9355 | 0.0013941 | -332.7239 | 0.00080557 | -237.9709 | 0.0012636 | -478.9374 | 0.0012296 | -318.5814 | 0.00098661 | -279.8953 | 0.0012083
-467.6244 | 0.0012596 | -315.7141 | 0.00076251 | -239.682 | 0.0012384 | -485.1156 | 0.0013462 | -341.4802 | 0.0007858 | -300.0342 | 0.0010864 | -475.9994 | 0.0013465 | -330.295 | 0.00080871 | -235.6831 | 0.0012568 | -476.0013 | 0.0012008 | -316.2055 | 0.00099925 | -277.525 | 0.0012095
-464.715 | 0.0012198 | -313.4223 | 0.00076438 | -237.4232 | 0.0012306 | -482.2263 | 0.0013141 | -339.0827 | 0.0007875 | -297.4965 | 0.0010755 | -473.0633 | 0.001299 | -327.8661 | 0.00081384 | -233.3953 | 0.0012465 | -473.0651 | 0.0011726 | -313.8296 | 0.001007 | -275.1546 | 0.0012085
-461.8057 | 0.001181 | -311.1304 | 0.00076696 | -235.1644 | 0.0012238 | -479.337 | 0.0012792 | -336.6853 | 0.00078813 | -294.9587 | 0.0010636 | -470.1272 | 0.0012532 | -325.4372 | 0.0008212 | -231.1074 | 0.0012335 | -470.1289 | 0.0011441 | -311.4537 | 0.0010101 | -272.7842 | 0.0012066
-458.8964 | 0.0011451 | -308.8386 | 0.00077018 | -232.9056 | 0.0012182 | -476.4477 | 0.0012441 | -334.2878 | 0.00078749 | -292.421 | 0.0010518 | -467.1911 | 0.0012095 | -323.0083 | 0.0008307 | -228.8196 | 0.0012192 | -467.1928 | 0.0011158 | -309.0778 | 0.0010095 | -270.4138 | 0.0012051
-455.987 | 0.0011131 | -306.5467 | 0.00077401 | -230.6468 | 0.0012144 | -473.5583 | 0.0012114 | -331.8903 | 0.00078537 | -289.8832 | 0.0010414 | -464.255 | 0.0011683 | -320.5794 | 0.00084198 | -226.5317 | 0.0012047 | -464.2566 | 0.0010883 | -306.7019 | 0.0010071 | -268.0434 | 0.0012052
-453.0777 | 0.0010856 | -304.2548 | 0.00077852 | -228.388 | 0.0012126 | -470.669 | 0.0011826 | -329.4929 | 0.00078166 | -287.3455 | 0.0010334 | -461.3189 | 0.0011295 | -318.1505 | 0.00085446 | -224.2439 | 0.0011911 | -461.3205 | 0.0010629 | -304.326 | 0.0010049 | -265.673 | 0.0012075
-450.1684 | 0.0010626 | -301.963 | 0.0007838 | -226.1292 | 0.0012133 | -467.7797 | 0.0011577 | -327.0954 | 0.00077638 | -284.8077 | 0.0010286 | -458.3828 | 0.0010941 | -315.7216 | 0.00086739 | -221.956 | 0.0011792 | -458.3843 | 0.0010402 | -301.9501 | 0.0010051 | -263.3026 | 0.0012119
-447.2591 | 0.0010436 | -299.6711 | 0.00078992 | -223.8704 | 0.0012166 | -464.8904 | 0.0011357 | -324.6979 | 0.00076981 | -282.2699 | 0.0010276 | -455.4467 | 0.0010632 | -313.2927 | 0.00087987 | -219.6682 | 0.0011697 | -455.4481 | 0.0010209 | -299.5742 | 0.0010091 | -260.9323 | 0.0012179
-444.3497 | 0.0010279 | -297.3793 | 0.00079687 | -221.6116 | 0.0012229 | -462.0011 | 0.0011147 | -322.3005 | 0.00076244 | -279.7322 | 0.0010308 | -452.5105 | 0.0010384 | -310.8638 | 0.00089102 | -217.3803 | 0.0011632 | -452.512 | 0.001005 | -297.1983 | 0.0010176 | -258.5619 | 0.0012249
-441.4404 | 0.0010145 | -295.0874 | 0.00080454 | -219.3529 | 0.0012322 | -459.1117 | 0.0010932 | -319.903 | 0.000755 | -277.1944 | 0.001038 | -449.5744 | 0.0010208 | -308.4349 | 0.00090009 | -215.0925 | 0.0011599 | -449.5758 | 0.00099173 | -294.8224 | 0.0010301 | -256.1915 | 0.0012319
-438.5311 | 0.0010027 | -292.7956 | 0.0008127 | -217.0941 | 0.0012448 | -456.2224 | 0.0010704 | -317.5055 | 0.00074831 | -274.6567 | 0.0010495 | -446.6383 | 0.0010102 | -306.006 | 0.0009066 | -212.8046 | 0.0011602 | -446.6396 | 0.00098033 | -292.4465 | 0.0010452 | -253.8211 | 0.0012387
-435.6217 | 0.0009916 | -290.5037 | 0.00082105 | -214.8353 | 0.0012605 | -453.3331 | 0.0010471 | -315.108 | 0.00074317 | -272.1189 | 0.0010645 | -443.7022 | 0.0010054 | -303.5771 | 0.00091047 | -210.5168 | 0.0011638 | -443.7035 | 0.00096988 | -290.0706 | 0.0010607 | -251.4507 | 0.0012454
-432.7124 | 0.00098053 | -288.2118 | 0.00082926 | -212.5765 | 0.0012797 | -450.4438 | 0.0010248 | -312.7106 | 0.00074024 | -269.5812 | 0.001082 | -440.7661 | 0.0010039 | -301.1482 | 0.00091196 | -208.2289 | 0.0011706 | -440.7673 | 0.00095978 | -287.6947 | 0.0010741 | -249.0803 | 0.0012527
-429.8031 | 0.00096901 | -285.92 | 0.00083706 | -210.3177 | 0.0013023 | -447.5544 | 0.0010058 | -310.3131 | 0.00073986 | -267.0434 | 0.0011007 | -437.83 | 0.0010029 | -298.7193 | 0.00091188 | -205.9411 | 0.0011803 | -437.8311 | 0.00094977 | -285.3187 | 0.0010831 | -246.7099 | 0.0012616
-426.8938 | 0.00095676 | -283.6281 | 0.00084423 | -208.0589 | 0.0013284 | -444.6651 | 0.00099225 | -307.9156 | 0.00074185 | -264.5057 | 0.0011187 | -434.8939 | 0.00099974 | -296.2904 | 0.00091098 | -203.6532 | 0.0011924 | -434.895 | 0.0009398 | -282.9428 | 0.001087 | -244.3396 | 0.0012726
-423.9844 | 0.0009438 | -281.3363 | 0.00085073 | -205.8001 | 0.0013583 | -441.7758 | 0.00098474 | -305.5182 | 0.00074586 | -261.9679 | 0.0011339 | -431.9578 | 0.00099314 | -293.8615 | 0.00090989 | -201.3654 | 0.0012066 | -431.9588 | 0.00092974 | -280.5669 | 0.0010861 | -241.9692 | 0.0012857
-421.0751 | 0.00093054 | -279.0444 | 0.00085669 | -203.5413 | 0.0013916 | -438.8865 | 0.00098241 | -303.1207 | 0.00075144 | -259.4301 | 0.0011445 | -429.0217 | 0.00098286 | -291.4326 | 0.0009091 | -199.0775 | 0.0012227 | -429.0226 | 0.00091917 | -278.191 | 0.0010817 | -239.5988 | 0.0012999
-418.1658 | 0.00091782 | -276.7525 | 0.00086232 | -201.2825 | 0.0014276 | -435.9972 | 0.00098298 | -300.7232 | 0.00075811 | -256.8924 | 0.0011493 | -426.0856 | 0.00096978 | -289.0037 | 0.00090892 | -196.7897 | 0.0012407 | -426.0865 | 0.00090748 | -275.8151 | 0.001076 | -237.2284 | 0.0013141
-415.2564 | 0.0009067 | -274.4607 | 0.00086785 | -199.0237 | 0.0014656 | -433.1078 | 0.00098361 | -298.3258 | 0.00076552 | -254.3546 | 0.0011479 | -423.1495 | 0.00095546 | -286.5748 | 0.00090956 | -194.5018 | 0.001261 | -423.1503 | 0.00089421 | -273.4392 | 0.0010711 | -234.858 | 0.0013268
-412.3471 | 0.000898 | -272.1688 | 0.00087354 | -196.7649 | 0.0015043 | -430.2185 | 0.00098181 | -295.9283 | 0.00077347 | -251.8169 | 0.001141 | -420.2134 | 0.00094147 | -284.1459 | 0.00091112 | -192.214 | 0.0012838 | -420.2142 | 0.00087943 | -271.0633 | 0.0010695 | -232.4876 | 0.0013369
-409.4378 | 0.00089193 | -269.877 | 0.00087965 | -194.5061 | 0.0015422 | -427.3292 | 0.00097633 | -293.5308 | 0.00078197 | -249.2791 | 0.0011298 | -417.2773 | 0.00092902 | -281.717 | 0.00091372 | -189.9262 | 0.0013095 | -417.278 | 0.00086395 | -268.6874 | 0.0010729 | -230.1173 | 0.0013439
-406.5285 | 0.0008878 | -267.5851 | 0.00088645 | -192.2473 | 0.0015774 | -424.4399 | 0.00096735 | -291.1334 | 0.00079118 | -246.7414 | 0.0011158 | -414.3412 | 0.00091874 | -279.2881 | 0.00091748 | -187.6383 | 0.001338 | -414.3418 | 0.00084912 | -266.3115 | 0.0010822 | -227.7469 | 0.001348
-403.6191 | 0.00088419 | -265.2932 | 0.00089422 | -189.9885 | 0.0016084 | -421.5505 | 0.00095625 | -288.7359 | 0.00080136 | -244.2036 | 0.0011004 | -411.4051 | 0.00091094 | -276.8592 | 0.00092257 | -185.3505 | 0.0013689 | -411.4057 | 0.00083671 | -263.9356 | 0.0010978 | -225.3765 | 0.0013501
-400.7098 | 0.00087954 | -263.0014 | 0.00090329 | -187.7297 | 0.0016336 | -418.6612 | 0.00094501 | -286.3384 | 0.00081279 | -241.6659 | 0.0010846 | -408.469 | 0.00090537 | -274.4303 | 0.00092922 | -183.0626 | 0.0014012 | -408.4695 | 0.00082788 | -261.5597 | 0.0011191 | -223.0061 | 0.0013517
-397.8005 | 0.00087306 | -260.7095 | 0.00091399 | -185.471 | 0.0016521 | -415.7719 | 0.00093523 | -283.941 | 0.00082563 | -239.1281 | 0.0010688 | -405.5329 | 0.00090167 | -272.0014 | 0.00093777 | -180.7748 | 0.0014336 | -405.5333 | 0.00082334 | -259.1838 | 0.0011448 | -220.6357 | 0.0013545
-394.8911 | 0.00086487 | -258.4177 | 0.00092664 | -183.2122 | 0.0016636 | -412.8826 | 0.00092773 | -281.5435 | 0.00083988 | -236.5903 | 0.0010531 | -402.5968 | 0.00089925 | -269.5725 | 0.00094855 | -178.4869 | 0.0014644 | -402.5972 | 0.0008233 | -256.8079 | 0.0011731 | -218.2653 | 0.0013603
-391.9818 | 0.00085575 | -256.1258 | 0.00094142 | -180.9534 | 0.0016687 | -409.9933 | 0.00092267 | -279.146 | 0.00085525 | -234.0526 | 0.0010376 | -399.6606 | 0.00089735 | -267.1436 | 0.0009619 | -176.1991 | 0.001492 | -399.661 | 0.00082753 | -254.432 | 0.0012021 | -215.8949 | 0.0013706
-389.0725 | 0.00084656 | -253.8339 | 0.00095837 | -178.6946 | 0.0016683 | -407.1039 | 0.00091969 | -276.7485 | 0.00087122 | -231.5148 | 0.0010226 | -396.7245 | 0.00089515 | -264.7147 | 0.00097803 | -173.9112 | 0.0015144 | -396.7248 | 0.00083535 | -252.0561 | 0.0012297 | -213.5246 | 0.0013862
-386.1632 | 0.00083772 | -251.5421 | 0.00097729 | -176.4358 | 0.0016638 | -404.2146 | 0.00091813 | -274.3511 | 0.00088713 | -228.9771 | 0.0010085 | -393.7884 | 0.00089197 | -262.2858 | 0.00099706 | -171.6234 | 0.0015303 | -393.7887 | 0.00084553 | -249.6802 | 0.001254 | -211.1542 | 0.0014077
-383.2538 | 0.00082903 | -249.2502 | 0.00099773 | -174.177 | 0.0016566 | -401.3253 | 0.00091718 | -271.9536 | 0.00090223 | -226.4393 | 0.00099599 | -390.8523 | 0.00088744 | -259.8569 | 0.0010189 | -169.3355 | 0.0015385 | -390.8525 | 0.00085629 | -247.3043 | 0.0012735 | -208.7838 | 0.0014352
-380.3445 | 0.00081989 | -246.9584 | 0.001019 | -171.9182 | 0.0016477 | -398.436 | 0.00091592 | -269.5561 | 0.0009161 | -223.9016 | 0.00098543 | -387.9162 | 0.00088149 | -257.428 | 0.0010432 | -167.0477 | 0.0015384 | -387.9163 | 0.00086552 | -244.9284 | 0.0012881 | -206.4134 | 0.0014674
-377.4352 | 0.00080971 | -244.6665 | 0.0010403 | -169.6594 | 0.0016376 | -395.5467 | 0.00091348 | -267.1587 | 0.00092857 | -221.3638 | 0.00097723 | -384.9801 | 0.00087429 | -254.9991 | 0.00107 | -164.7598 | 0.0015308 | -384.9802 | 0.00087122 | -242.5525 | 0.0012983 | -204.043 | 0.0015027
-374.5259 | 0.00079836 | -242.3747 | 0.0010608 | -167.4006 | 0.001626 | -392.6573 | 0.00090923 | -264.7612 | 0.00093977 | -218.826 | 0.00097164 | -382.044 | 0.0008662 | -252.5702 | 0.0010994 | -162.472 | 0.001517 | -382.044 | 0.00087201 | -240.1766 | 0.0013051 | -201.6726 | 0.0015395
-371.6165 | 0.00078633 | -240.0828 | 0.0010797 | -165.1418 | 0.0016125 | -389.768 | 0.00090297 | -262.3637 | 0.00094998 | -216.2883 | 0.00096882 | -379.1079 | 0.00085768 | -250.1414 | 0.0011319 | -160.1841 | 0.0014991 | -379.1079 | 0.00086757 | -237.8007 | 0.0013101 | -199.3023 | 0.0015756
-368.7072 | 0.00077459 | -237.7909 | 0.0010967 | -162.883 | 0.0015966 | -386.8787 | 0.00089498 | -259.9663 | 0.00095952 | -213.7505 | 0.00096892 | -376.1718 | 0.00084937 | -247.7125 | 0.0011676 | -157.8963 | 0.0014789 | -376.1717 | 0.00085871 | -235.4248 | 0.0013147 | -196.9319 | 0.0016093
-365.7979 | 0.00076425 | -235.4991 | 0.0011115 | -160.6242 | 0.0015781 | -383.9894 | 0.00088591 | -257.5688 | 0.00096866 | -211.2128 | 0.00097197 | -373.2357 | 0.00084204 | -245.2836 | 0.0012065 | -155.6084 | 0.0014584 | -373.2355 | 0.00084707 | -233.0489 | 0.00132 | -194.5615 | 0.0016389
-362.8885 | 0.00075625 | -233.2072 | 0.0011242 | -158.3654 | 0.0015574 | -381.1 | 0.00087646 | -255.1713 | 0.00097756 | -208.675 | 0.00097789 | -370.2996 | 0.00083656 | -242.8547 | 0.0012483 | -153.3206 | 0.0014393 | -370.2994 | 0.00083465 | -230.673 | 0.0013267 | -192.1911 | 0.0016632
-359.9792 | 0.00075122 | -230.9154 | 0.0011353 | -156.1066 | 0.0015352 | -378.2107 | 0.00086702 | -252.7739 | 0.00098635 | -206.1373 | 0.00098633 | -367.3635 | 0.00083367 | -240.4258 | 0.0012917 | -151.0327 | 0.0014227 | -367.3632 | 0.00082318 | -228.2971 | 0.0013344 | -189.8207 | 0.0016814
-357.0699 | 0.00074951 | -228.6235 | 0.0011453 | -153.8478 | 0.0015128 | -375.3214 | 0.00085745 | -250.3764 | 0.0009952 | -203.5995 | 0.00099669 | -364.4274 | 0.00083383 | -237.9969 | 0.0013352 | -148.7449 | 0.0014092 | -364.427 | 0.00081381 | -225.9212 | 0.0013425 | -187.4503 | 0.0016934
-354.1606 | 0.00075138 | -226.3316 | 0.001155 | -151.5891 | 0.0014915 | -372.4321 | 0.00084718 | -247.9789 | 0.0010044 | -201.0618 | 0.0010081 | -361.4913 | 0.00083711 | -235.568 | 0.001377 | -146.4571 | 0.0013989 | -361.4909 | 0.00080705 | -223.5453 | 0.0013494 | -185.0799 | 0.0016991
-351.2512 | 0.0007571 | -224.0398 | 0.0011652 | -149.3303 | 0.0014728 | -369.5428 | 0.0008354 | -245.5814 | 0.0010146 | -198.524 | 0.0010197 | -358.5552 | 0.00084339 | -233.1391 | 0.001415 | -144.1692 | 0.0013919 | -358.5547 | 0.00080308 | -221.1694 | 0.0013535 | -182.7096 | 0.0016989
-348.3419 | 0.00076696 | -221.7479 | 0.0011766 | -147.0715 | 0.0014582 | -366.6534 | 0.00082145 | -243.184 | 0.0010262 | -195.9862 | 0.0010305 | -355.6191 | 0.00085259 | -230.7102 | 0.0014478 | -141.8814 | 0.0013881 | -355.6185 | 0.00080214 | -218.7935 | 0.0013533 | -180.3392 | 0.001693
-345.4326 | 0.00078121 | -219.4561 | 0.0011898 | -144.8127 | 0.0014489 | -363.7641 | 0.00080496 | -240.7865 | 0.0010399 | -193.4485 | 0.0010398 | -352.683 | 0.00086496 | -228.2813 | 0.0014743 | -139.5935 | 0.0013876 | -352.6824 | 0.00080488 | -216.4175 | 0.0013474 | -177.9688 | 0.0016816
-342.5232 | 0.00079922 | -217.1642 | 0.001205 | -142.5539 | 0.0014462 | -360.8748 | 0.00078645 | -238.389 | 0.0010558 | -190.9107 | 0.0010473 | -349.7468 | 0.00088074 | -225.8524 | 0.001494 | -137.3057 | 0.0013909 | -349.7462 | 0.00081187 | -214.0416 | 0.0013352 | -175.5984 | 0.0016644
-339.6139 | 0.00082017 | -214.8723 | 0.0012221 | -140.2951 | 0.0014513 | -357.9855 | 0.00076685 | -235.9916 | 0.0010738 | -188.373 | 0.0010533 | -346.8107 | 0.00090002 | -223.4235 | 0.0015072 | -135.0178 | 0.0013985 | -346.81 | 0.00082358 | -211.6657 | 0.0013168 | -173.228 | 0.0016412
-336.7046 | 0.00084296 | -212.5805 | 0.001241 | -138.0363 | 0.0014653 | -355.0962 | 0.00074758 | -233.5941 | 0.0010932 | -185.8352 | 0.0010588 | -343.8746 | 0.00092222 | -220.9946 | 0.0015138 | -132.73 | 0.0014114 | -343.8739 | 0.00083993 | -209.2898 | 0.0012926 | -170.8576 | 0.0016111
-333.7953 | 0.00086666 | -210.2886 | 0.0012611 | -135.7775 | 0.0014895 | -352.2068 | 0.00073036 | -231.1966 | 0.001113 | -183.2975 | 0.0010652 | -340.9385 | 0.00094592 | -218.5657 | 0.0015149 | -130.4421 | 0.0014303 | -340.9377 | 0.00086018 | -206.9139 | 0.0012641 | -168.4872 | 0.0015742
-330.8859 | 0.0008908 | -207.9968 | 0.0012817 | -133.5187 | 0.0015234 | -349.3175 | 0.000717 | -228.7992 | 0.0011322 | -180.7597 | 0.0010739 | -338.0024 | 0.00096917 | -216.1368 | 0.0015109 | -128.1543 | 0.0014551 | -338.0016 | 0.00088316 | -204.538 | 0.0012327 | -166.1169 | 0.0015311
-327.9766 | 0.00091561 | -205.7049 | 0.0013021 | -131.2599 | 0.001566 | -346.4282 | 0.00070915 | -226.4017 | 0.0011504 | -178.222 | 0.001086 | -335.0663 | 0.00099012 | -213.7079 | 0.0015019 | -125.8664 | 0.0014852 | -335.0654 | 0.0009077 | -202.1621 | 0.0011996 | -163.7465 | 0.0014825
-325.0673 | 0.00094193 | -203.413 | 0.0013218 | -129.0011 | 0.0016155 | -343.5389 | 0.00070791 | -224.0042 | 0.0011674 | -175.6842 | 0.001102 | -332.1302 | 0.0010077 | -211.279 | 0.001488 | -123.5786 | 0.0015195 | -332.1292 | 0.00093305 | -199.7862 | 0.0011659 | -161.3761 | 0.00143
-322.1579 | 0.0009709 | -201.1212 | 0.0013404 | -126.7423 | 0.0016691 | -340.6495 | 0.00071361 | -221.6068 | 0.0011836 | -173.1464 | 0.0011221 | -329.1941 | 0.0010221 | -208.8501 | 0.0014693 | -121.2907 | 0.0015562 | -329.1931 | 0.00095896 | -197.4103 | 0.0011322 | -159.0057 | 0.0013754
-319.2486 | 0.0010035 | -198.8293 | 0.0013577 | -124.4835 | 0.0017233 | -337.7602 | 0.00072572 | -219.2093 | 0.0011993 | -170.6087 | 0.0011457 | -326.258 | 0.0010347 | -206.4212 | 0.0014462 | -119.0029 | 0.0015931 | -326.2569 | 0.0009855 | -195.0344 | 0.0010987 | -156.6353 | 0.0013203
-316.3393 | 0.0010404 | -196.5375 | 0.0013737 | -122.2247 | 0.0017742 | -334.8709 | 0.00074305 | -216.8118 | 0.0012148 | -168.0709 | 0.0011722 | -323.3219 | 0.0010471 | -203.9923 | 0.0014193 | -116.715 | 0.0016278 | -323.3207 | 0.0010126 | -192.6585 | 0.0010653 | -154.2649 | 0.0012663
-313.43 | 0.0010812 | -194.2456 | 0.0013885 | -119.9659 | 0.0018183 | -331.9816 | 0.00076406 | -214.4144 | 0.0012298 | -165.5332 | 0.0012008 | -320.3858 | 0.0010609 | -201.5634 | 0.0013895 | -114.4272 | 0.0016579 | -320.3846 | 0.0010397 | -190.2826 | 0.0010319 | -151.8946 | 0.0012142
-310.5206 | 0.001125 | -191.9538 | 0.0014022 | -117.7072 | 0.0018525 | -329.0923 | 0.00078741 | -212.0169 | 0.0012437 | -162.9954 | 0.0012309 | -317.4497 | 0.001077 | -199.1345 | 0.0013579 | -112.1393 | 0.0016813 | -317.4484 | 0.0010656 | -187.9067 | 0.0009984 | -149.5242 | 0.0011644
-307.6113 | 0.0011705 | -189.6619 | 0.001415 | -115.4484 | 0.0018745 | -326.2029 | 0.00081222 | -209.6194 | 0.0012556 | -160.4577 | 0.001262 | -314.5136 | 0.0010953 | -196.7056 | 0.0013254 | -109.8515 | 0.0016963 | -314.5122 | 0.0010884 | -185.5308 | 0.00096454 | -147.1538 | 0.0011169
-304.702 | 0.0012156 | -187.37 | 0.001427 | -113.1896 | 0.0018834 | -323.3136 | 0.00083833 | -207.2219 | 0.0012644 | -157.9199 | 0.0012936 | -311.5775 | 0.0011149 | -194.2767 | 0.0012931 | -107.5636 | 0.001702 | -311.5761 | 0.0011067 | -183.1549 | 0.00093033 | -144.7834 | 0.001071
-301.7926 | 0.0012584 | -185.0782 | 0.0014383 | -110.9308 | 0.0018791 | -320.4243 | 0.00086612 | -204.8245 | 0.0012699 | -155.3821 | 0.0013252 | -308.6414 | 0.001135 | -191.8478 | 0.0012612 | -105.2758 | 0.0016979 | -308.6399 | 0.0011196 | -180.779 | 0.00089587 | -142.413 | 0.0010264
-298.8833 | 0.0012973 | -182.7863 | 0.0014488 | -108.672 | 0.0018625 | -317.535 | 0.00089619 | -202.427 | 0.001272 | -152.8444 | 0.0013562 | -305.7053 | 0.0011549 | -189.4189 | 0.0012304 | -102.988 | 0.0016846 | -305.7037 | 0.0011272 | -178.4031 | 0.00086135 | -140.0426 | 0.00098246
-295.974 | 0.0013311 | -180.4945 | 0.0014586 | -106.4132 | 0.0018352 | -314.6456 | 0.00092888 | -200.0295 | 0.0012716 | -150.3066 | 0.0013857 | -302.7692 | 0.0011741 | -186.99 | 0.0012008 | -100.7001 | 0.001663 | -302.7676 | 0.0011306 | -176.0272 | 0.00082701 | -137.6722 | 0.00093921
-293.0647 | 0.0013592 | -178.2026 | 0.0014678 | -104.1544 | 0.0017991 | -311.7563 | 0.000964 | -197.6321 | 0.0012699 | -147.7689 | 0.0014129 | -299.8331 | 0.0011918 | -184.5611 | 0.0011728 | -98.4123 | 0.0016345 | -299.8314 | 0.0011313 | -173.6513 | 0.00079306 | -135.3019 | 0.00089687
-290.1553 | 0.0013818 | -175.9107 | 0.0014761 | -101.8956 | 0.001756 | -308.867 | 0.0010007 | -195.2346 | 0.0012681 | -145.2311 | 0.0014363 | -296.8969 | 0.0012073 | -182.1322 | 0.001147 | -96.1244 | 0.0016005 | -296.8953 | 0.0011302 | -171.2754 | 0.00075969 | -132.9315 | 0.00085609
-287.246 | 0.0013998 | -173.6189 | 0.0014832 | -99.6368 | 0.001708 | -305.9777 | 0.0010375 | -192.8371 | 0.0012669 | -142.6934 | 0.001455 | -293.9608 | 0.0012193 | -179.7033 | 0.001124 | -93.8366 | 0.0015627 | -293.9591 | 0.0011281 | -168.8995 | 0.00072691 | -130.5611 | 0.00081765
-284.3367 | 0.0014145 | -171.327 | 0.0014886 | -97.378 | 0.001657 | -303.0884 | 0.0010729 | -190.4397 | 0.0012663 | -140.1556 | 0.0014682 | -291.0247 | 0.0012266 | -177.2744 | 0.0011045 | -91.5487 | 0.0015224 | -291.0229 | 0.0011248 | -166.5236 | 0.00069458 | -128.1907 | 0.00078216
-281.4274 | 0.0014262 | -169.0352 | 0.0014914 | -95.1192 | 0.0016042 | -300.199 | 0.001106 | -188.0422 | 0.0012658 | -137.6179 | 0.0014755 | -288.0886 | 0.001228 | -174.8455 | 0.0010886 | -89.2609 | 0.0014802 | -288.0868 | 0.00112 | -164.1477 | 0.00066245 | -125.8203 | 0.0007501
-278.518 | 0.001435 | -166.7433 | 0.0014907 | -92.8604 | 0.0015502 | -297.3097 | 0.0011364 | -185.6447 | 0.0012647 | -135.0801 | 0.0014769 | -285.1525 | 0.0012232 | -172.4166 | 0.0010764 | -86.973 | 0.0014364 | -285.1506 | 0.0011133 | -161.7718 | 0.0006302 | -123.4499 | 0.00072178
-275.6087 | 0.0014401 | -164.4514 | 0.0014855 | -90.6016 | 0.0014953 | -294.4204 | 0.0011641 | -183.2473 | 0.0012624 | -132.5423 | 0.0014729 | -282.2164 | 0.0012126 | -169.9877 | 0.0010673 | -84.6852 | 0.0013911 | -282.2144 | 0.0011046 | -159.3959 | 0.00059752 | -121.0795 | 0.00069735
-272.6994 | 0.0014401 | -162.1596 | 0.0014751 | -88.3428 | 0.0014395 | -291.5311 | 0.0011898 | -180.8498 | 0.0012586 | -130.0046 | 0.0014641 | -279.2803 | 0.0011978 | -167.5588 | 0.0010601 | -82.3973 | 0.0013438 | -279.2783 | 0.0010944 | -157.02 | 0.00056417 | -118.7092 | 0.00067694
-269.79 | 0.0014336 | -159.8677 | 0.001459 | -86.0841 | 0.0013824 | -288.6418 | 0.001214 | -178.4523 | 0.0012531 | -127.4668 | 0.0014519 | -276.3442 | 0.0011812 | -165.1299 | 0.0010534 | -80.1095 | 0.0012942 | -276.3421 | 0.0010832 | -154.6441 | 0.00053004 | -116.3388 | 0.00066071
-266.8807 | 0.0014191 | -157.5759 | 0.0014373 | -83.8253 | 0.0013233 | -285.7524 | 0.0012373 | -176.0548 | 0.0012462 | -124.9291 | 0.001438 | -273.4081 | 0.0011653 | -162.701 | 0.0010456 | -77.8216 | 0.0012419 | -273.4059 | 0.0010718 | -152.2682 | 0.00049522 | -113.9684 | 0.00064893
-263.9714 | 0.001396 | -155.284 | 0.0014103 | -81.5665 | 0.0012619 | -282.8631 | 0.0012604 | -173.6574 | 0.0012381 | -122.3913 | 0.0014248 | -270.472 | 0.0011526 | -160.2721 | 0.0010348 | -75.5338 | 0.0011866 | -270.4698 | 0.0010612 | -149.8923 | 0.00045992 | -111.598 | 0.0006419
-261.0621 | 0.0013644 | -152.9921 | 0.0013791 | -79.3077 | 0.0011981 | -279.9738 | 0.0012841 | -171.2599 | 0.0012289 | -119.8536 | 0.0014155 | -267.5359 | 0.0011447 | -157.8432 | 0.0010194 | -73.2459 | 0.0011281 | -267.5336 | 0.0010518 | -147.5163 | 0.00042448 | -109.2276 | 0.0006399
-258.1527 | 0.0013255 | -150.7003 | 0.0013455 | -77.0489 | 0.0011324 | -277.0845 | 0.0013094 | -168.8624 | 0.0012186 | -117.3158 | 0.0014135 | -264.5998 | 0.0011419 | -155.4143 | 0.00099829 | -70.9581 | 0.0010664 | -264.5974 | 0.0010438 | -145.1404 | 0.00038935 | -106.8572 | 0.00064293
-255.2434 | 0.0012812 | -148.4084 | 0.0013116 | -74.7901 | 0.0010656 | -274.1951 | 0.0013372 | -166.465 | 0.0012073 | -114.778 | 0.0014224 | -261.6637 | 0.0011435 | -152.9854 | 0.00097078 | -68.6702 | 0.0010017 | -261.6613 | 0.0010367 | -142.7645 | 0.00035497 | -104.4869 | 0.00065068
-252.3341 | 0.001234 | -146.1166 | 0.0012801 | -72.5313 | 0.00099881 | -271.3058 | 0.001368 | -164.0675 | 0.0011951 | -112.2403 | 0.0014454 | -258.7276 | 0.0011483 | -150.5565 | 0.00093685 | -66.3824 | 0.00093449 | -258.7251 | 0.0010295 | -140.3886 | 0.00032183 | -102.1165 | 0.00066233
-249.4247 | 0.0011858 | -143.8247 | 0.0012542 | -70.2725 | 0.00093332 | -268.4165 | 0.0014005 | -161.67 | 0.0011822 | -109.7025 | 0.0014844 | -255.7915 | 0.0011548 | -148.1277 | 0.00089716 | -64.0945 | 0.00086543 | -255.7889 | 0.0010216 | -138.0127 | 0.00029042 | -99.7461 | 0.0006767
-246.5154 | 0.0011381 | -141.5329 | 0.001237 | -68.0137 | 0.00087027 | -265.5272 | 0.0014321 | -159.2726 | 0.0011694 | -107.1648 | 0.0015399 | -252.8554 | 0.0011619 | -145.6988 | 0.00085294 | -61.8067 | 0.00079535 | -252.8528 | 0.0010123 | -135.6368 | 0.0002612 | -97.3757 | 0.0006924
-243.6061 | 0.0010916 | -139.241 | 0.0012324 | -65.7549 | 0.00081073 | -262.6379 | 0.001458 | -156.8751 | 0.0011573 | -104.627 | 0.0016104 | -249.9193 | 0.0011687 | -143.2699 | 0.00080584 | -59.5189 | 0.00072533 | -249.9166 | 0.0010015 | -133.2609 | 0.0002347 | -95.0053 | 0.00070803
-240.6968 | 0.0010465 | -136.9491 | 0.0012421 | -63.4961 | 0.000755 | -259.7485 | 0.0014732 | -154.4776 | 0.0011468 | -102.0893 | 0.0016927 | -246.9832 | 0.0011739 | -140.841 | 0.0007577 | -57.231 | 0.00065654 | -246.9805 | 0.00098925 | -130.885 | 0.00021136 | -92.6349 | 0.00072247
-237.7874 | 0.0010031 | -134.6573 | 0.001267 | -61.2373 | 0.00070325 | -256.8592 | 0.001473 | -152.0802 | 0.0011385 | -99.5515 | 0.0017818 | -244.047 | 0.001176 | -138.4121 | 0.0007103 | -54.9432 | 0.00059003 | -244.0443 | 0.00097564 | -128.5091 | 0.00019122 | -90.2645 | 0.00073525
-234.8781 | 0.00096181 | -132.3654 | 0.0013067 | -58.9785 | 0.00065552 | -253.9699 | 0.0014553 | -149.6827 | 0.0011326 | -97.0138 | 0.0018714 | -241.1109 | 0.0011725 | -135.9832 | 0.00066485 | -52.6553 | 0.00052675 | -241.1081 | 0.0009605 | -126.1332 | 0.00017428 | -87.8942 | 0.00074622
-231.9688 | 0.00092307 | -130.0736 | 0.0013592 | -56.7197 | 0.00061177 | -251.0806 | 0.0014198 | -147.2852 | 0.001129 | -94.476 | 0.0019562 | -238.1748 | 0.0011609 | -133.5543 | 0.0006221 | -50.3675 | 0.0004675 | -238.172 | 0.00094311 | -123.7573 | 0.00016028 | -85.5238 | 0.00075531
-229.0594 | 0.00088712 | -127.7817 | 0.001421 | -54.4609 | 0.00057185 | -248.1913 | 0.0013716 | -144.8877 | 0.0011274 | -91.9382 | 0.0020313 | -235.2387 | 0.0011396 | -131.1254 | 0.00058244 | -48.0796 | 0.00041288 | -235.2358 | 0.0009226 | -121.3814 | 0.00014881 | -83.1534 | 0.0007623
-226.1501 | 0.00085405 | -125.4898 | 0.0014878 | -52.2022 | 0.00053554 | -245.3019 | 0.0013159 | -142.4903 | 0.0011277 | -89.4005 | 0.0020928 | -232.3026 | 0.0011086 | -128.6965 | 0.00054602 | -45.7918 | 0.0003633 | -232.2996 | 0.00089831 | -119.0055 | 0.00013934 | -80.783 | 0.00076651
-223.2408 | 0.00082379 | -123.198 | 0.0015542 | -49.9434 | 0.00050245 | -242.4126 | 0.0012579 | -140.0928 | 0.00113 | -86.8627 | 0.0021376 | -229.3665 | 0.0010694 | -126.2676 | 0.0005129 | -43.5039 | 0.00031893 | -229.3635 | 0.00087015 | -116.6296 | 0.0001313 | -78.4126 | 0.00076683
-220.3315 | 0.0007962 | -120.9061 | 0.0016153 | -47.6846 | 0.00047209 | -239.5233 | 0.0012015 | -137.6953 | 0.0011352 | -84.325 | 0.0021633 | -226.4304 | 0.0010243 | -123.8387 | 0.00048315 | -41.2161 | 0.00027975 | -226.4273 | 0.00083887 | -114.2537 | 0.00012421 | -76.0422 | 0.00076185
-217.4221 | 0.0007712 | -118.6143 | 0.0016666 | -45.4258 | 0.00044383 | -236.634 | 0.0011488 | -135.2979 | 0.0011443 | -81.7872 | 0.0021682 | -223.4943 | 0.00097586 | -121.4098 | 0.00045686 | -38.9282 | 0.00024556 | -223.4911 | 0.00080596 | -111.8778 | 0.00011769 | -73.6719 | 0.00075013
-214.5128 | 0.00074879 | -116.3224 | 0.001705 | -43.167 | 0.00041699 | -233.7446 | 0.0011001 | -132.9004 | 0.0011592 | -79.2495 | 0.0021512 | -220.5582 | 0.00092594 | -118.9809 | 0.0004341 | -36.6404 | 0.00021598 | -220.555 | 0.00077315 | -109.5019 | 0.00011154 | -71.3015 | 0.00073058
-211.6035 | 0.00072899 | -114.0305 | 0.0017285 | -40.9082 | 0.00039095 | -230.8553 | 0.0010544 | -130.5029 | 0.0011821 | -76.7117 | 0.0021122 | -217.6221 | 0.00087544 | -116.552 | 0.00041481 | -34.3525 | 0.00019052 | -217.6188 | 0.00074177 | -107.126 | 0.00010573 | -68.9311 | 0.00070276
-208.6941 | 0.00071176 | -111.7387 | 0.0017369 | -38.6494 | 0.00036527 | -227.966 | 0.0010104 | -128.1055 | 0.0012153 | -74.174 | 0.0020519 | -214.686 | 0.00082432 | -114.1231 | 0.00039877 | -32.0647 | 0.00016865 | -214.6826 | 0.00071216 | -104.7501 | 0.00010039 | -66.5607 | 0.00066701
-205.7848 | 0.00069689 | -109.4468 | 0.0017309 | -36.3906 | 0.00033967 | -225.0767 | 0.0009667 | -125.708 | 0.0012611 | -71.6362 | 0.0019724 | -211.7499 | 0.0007721 | -111.6942 | 0.00038553 | -29.7768 | 0.00014979 | -211.7465 | 0.00068358 | -102.3742 | 9.5694e-05 | -64.1903 | 0.00062441
-202.8755 | 0.00068388 | -107.155 | 0.0017122 | -34.1318 | 0.00031415 | -222.1874 | 0.00092278 | -123.3105 | 0.001321 | -69.0984 | 0.0018771 | -208.8138 | 0.00071859 | -109.2653 | 0.00037443 | -27.489 | 0.0001334 | -208.8103 | 0.00065448 | -99.9983 | 9.1865e-05 | -61.8199 | 0.0005766
-199.9662 | 0.00067188 | -104.8631 | 0.0016824 | -31.873 | 0.00028892 | -219.298 | 0.00087875 | -120.9131 | 0.0013957 | -66.5607 | 0.0017701 | -205.8777 | 0.00066429 | -106.8364 | 0.00036462 | -25.2011 | 0.00011905 | -205.8742 | 0.00062324 | -97.6224 | 8.9057e-05 | -59.4495 | 0.00052544
-197.0568 | 0.00065973 | -102.5712 | 0.001643 | -29.6142 | 0.00026438 | -216.4087 | 0.00083531 | -118.5156 | 0.0014848 | -64.0229 | 0.0016566 | -202.9416 | 0.0006105 | -104.4075 | 0.00035518 | -22.9133 | 0.00010636 | -202.938 | 0.0005889 | -95.2465 | 8.7327e-05 | -57.0792 | 0.00047275
-194.1475 | 0.00064605 | -100.2794 | 0.0015955 | -27.3554 | 0.00024094 | -213.5194 | 0.0007934 | -116.1181 | 0.0015867 | -61.4852 | 0.0015411 | -200.0055 | 0.00055891 | -101.9786 | 0.0003451 | -20.6254 | 9.4907e-05 | -200.0018 | 0.00055169 | -92.8706 | 8.6608e-05 | -54.7088 | 0.00042023
-191.2382 | 0.00062959 | -97.9875 | 0.0015405 | -25.0966 | 0.00021903 | -210.6301 | 0.00075378 | -113.7207 | 0.0016966 | -58.9474 | 0.0014279 | -197.0694 | 0.00051109 | -99.5497 | 0.00033345 | -18.3376 | 8.4466e-05 | -197.0657 | 0.00051308 | -90.4947 | 8.6574e-05 | -52.3384 | 0.00036913
-188.3289 | 0.00060951 | -95.6957 | 0.0014781 | -22.8378 | 0.00019903 | -207.7408 | 0.0007166 | -111.3232 | 0.001809 | -56.4097 | 0.0013203 | -194.1332 | 0.00046802 | -97.1208 | 0.00031957 | -16.0498 | 7.4858e-05 | -194.1295 | 0.00047533 | -88.1188 | 8.6864e-05 | -49.968 | 0.00032037
-185.4195 | 0.0005856 | -93.4038 | 0.0014086 | -20.579 | 0.00018124 | -204.8514 | 0.0006814 | -108.9257 | 0.0019174 | -53.8719 | 0.0012195 | -191.1971 | 0.00042982 | -94.6919 | 0.00030309 | -13.7619 | 6.5962e-05 | -191.1933 | 0.0004408 | -85.7429 | 8.7079e-05 | -47.5976 | 0.00027467
-182.5102 | 0.0005583 | -91.112 | 0.0013324 | -18.3203 | 0.00016583 | -201.9621 | 0.00064724 | -106.5282 | 0.0020146 | -51.3341 | 0.0011259 | -188.261 | 0.00039592 | -92.263 | 0.00028391 | -11.4741 | 5.7697e-05 | -188.2572 | 0.00041109 | -83.367 | 8.685e-05 | -45.2272 | 0.00023263
-179.6009 | 0.00052842 | -88.8201 | 0.0012507 | -16.0615 | 0.00015281 | -199.0728 | 0.0006132 | -104.1308 | 0.0020937 | -48.7964 | 0.0010393 | -185.3249 | 0.00036539 | -89.8341 | 0.00026225 | -9.1862 | 5.0016e-05 | -185.321 | 0.00038652 | -80.9911 | 8.5898e-05 | -42.8568 | 0.00019472
-176.6915 | 0.00049678 | -86.5282 | 0.0011653 | -13.8027 | 0.000142 | -196.1835 | 0.00057884 | -101.7333 | 0.002149 | -46.2586 | 0.00095915 | -182.3888 | 0.00033726 | -87.4052 | 0.00023857 | -6.8984 | 4.2894e-05 | -182.3848 | 0.00036606 | -78.6151 | 8.4084e-05 | -40.4865 | 0.00016128
-173.7822 | 0.00046391 | -84.2364 | 0.0010788 | -11.5439 | 0.000133 | -193.2941 | 0.00054447 | -99.3358 | 0.0021762 | -43.7209 | 0.00088494 | -179.4527 | 0.00031095 | -84.9763 | 0.00021354 | -4.6105 | 3.6318e-05 | -179.4487 | 0.00034768 | -76.2392 | 8.1414e-05 | -38.1161 | 0.00013246
-170.8729 | 0.00043004 | -81.9445 | 0.00099407 | -9.2851 | 0.00012524 | -190.4048 | 0.00051084 | -96.9384 | 0.0021735 | -41.1831 | 0.00081621 | -176.5166 | 0.0002861 | -82.5474 | 0.00018792 | -2.3227 | 3.0288e-05 | -176.5125 | 0.00032902 | -73.8633 | 7.8016e-05 | -35.7457 | 0.00010818
-167.9636 | 0.00039525 | -79.6527 | 0.00091403 | -7.0263 | 0.00011799 | -187.5155 | 0.00047872 | -94.5409 | 0.0021409 | -38.6454 | 0.00075256 | -173.5805 | 0.00026275 | -80.1185 | 0.00016253 | -0.034821 | 2.4812e-05 | -173.5763 | 0.00030863 | -71.4874 | 7.4094e-05 | -33.3753 | 8.8166e-05
-165.0542 | 0.00035978 | -77.3608 | 0.00084117 | -4.7675 | 0.00011053 | -184.6262 | 0.00044853 | -92.1434 | 0.0020808 | -36.1076 | 0.00069359 | -170.6444 | 0.00024101 | -77.6896 | 0.00013815 | 2.253 | 1.9904e-05 | -170.6402 | 0.00028615 | -69.1115 | 6.9847e-05 | -31.0049 | 7.1955e-05
-162.1449 | 0.00032416 | -75.0689 | 0.0007772 | -2.5087 | 0.00010223 | -181.7369 | 0.00042029 | -89.746 | 0.0019967 | -33.5699 | 0.0006388 | -167.7083 | 0.0002209 | -75.2607 | 0.00011543 | 4.5409 | 1.5583e-05 | -167.704 | 0.00026214 | -66.7356 | 6.542e-05 | -28.6345 | 5.8966e-05
-159.2356 | 0.00028913 | -72.7771 | 0.00072276 | -0.24991 | 9.2712e-05 | -178.8475 | 0.00039373 | -87.3485 | 0.001893 | -31.0321 | 0.00058759 | -164.7722 | 0.00020223 | -72.8318 | 9.4879e-05 | 6.8287 | 1.1863e-05 | -164.7679 | 0.00023768 | -64.3597 | 6.0855e-05 | -26.2642 | 4.8587e-05
-156.3262 | 0.00025547 | -70.4852 | 0.00067738 | 2.0089 | 8.1895e-05 | -175.9582 | 0.00036854 | -84.951 | 0.0017745 | -28.4943 | 0.0005393 | -161.8361 | 0.00018466 | -70.4029 | 7.6819e-05 | 9.1166 | 8.7494e-06 | -161.8317 | 0.00021383 | -61.9838 | 5.6106e-05 | -23.8938 | 4.0235e-05
-153.4169 | 0.00022384 | -68.1934 | 0.00063982 | 4.2677 | 7.0078e-05 | -173.0689 | 0.00034443 | -82.5536 | 0.0016455 | -25.9566 | 0.00049328 | -158.9 | 0.00016783 | -67.974 | 6.1356e-05 | 11.4044 | 6.2566e-06 | -158.8955 | 0.00019136 | -59.6079 | 5.1073e-05 | -21.5234 | 3.3414e-05
-150.5076 | 0.0001947 | -65.9015 | 0.00060756 | 6.5265 | 5.7924e-05 | -170.1796 | 0.00032124 | -80.1561 | 0.0015102 | -23.4188 | 0.00044904 | -155.9639 | 0.00015152 | -65.5451 | 4.8418e-05 | 13.6923 | 4.327e-06 | -155.9594 | 0.00017058 | -57.232 | 4.5671e-05 | -19.153 | 2.7736e-05
-147.5983 | 0.00016831 | -63.6096 | 0.00057795 | 8.7853 | 4.6115e-05 | -167.2902 | 0.00029883 | -77.7586 | 0.0013722 | -20.8811 | 0.00040624 | -153.0278 | 0.00013571 | -63.1162 | 3.7796e-05 | 15.9801 | 2.8826e-06 | -153.0232 | 0.00015151 | -54.8561 | 3.9877e-05 | -16.7826 | 2.2951e-05
-144.6889 | 0.00014481 | -61.3178 | 0.00054881 | 11.0441 | 3.5281e-05 | -164.4009 | 0.0002771 | -75.3611 | 0.0012351 | -18.3433 | 0.00036481 | -150.0917 | 0.00012053 | -60.6873 | 2.9315e-05 | 18.268 | 1.8459e-06 | -150.087 | 0.00013401 | -52.4802 | 3.3848e-05 | -14.4122 | 1.881e-05
-141.7796 | 0.00012419 | -59.0259 | 0.00051845 | 13.3029 | 2.5888e-05 | -161.5116 | 0.00025605 | -72.9637 | 0.0011017 | -15.8056 | 0.00032484 | -147.1556 | 0.00010616 | -58.2584 | 2.2516e-05 | 20.5558 | 1.1339e-06 | -147.1509 | 0.00011792 | -50.1043 | 2.7811e-05 | -12.0418 | 1.5202e-05
-138.8703 | 0.00010637 | -56.7341 | 0.0004859 | 15.5616 | 1.8189e-05 | -158.6223 | 0.00023585 | -70.5662 | 0.00097457 | -13.2678 | 0.00028668 | -144.2195 | 9.2763e-05 | -55.8295 | 1.7107e-05 | 22.8437 | 6.669e-07 | -144.2147 | 0.00010312 | -47.7284 | 2.2044e-05 | -9.6715 | 1.2065e-05
-135.9609 | 9.1162e-05 | -54.4422 | 0.00045089 | 17.8204 | 1.2218e-05 | -155.733 | 0.00021687 | -68.1687 | 0.00085555 | -10.7301 | 0.00025053 | -141.2833 | 8.0401e-05 | -53.4006 | 1.2836e-05 | 25.1315 | 3.7498e-07 | -141.2785 | 8.9492e-05 | -45.3525 | 1.6806e-05 | -7.3011 | 9.3638e-06
-133.0516 | 7.8307e-05 | -52.1503 | 0.0004138 | 20.0792 | 7.8347e-06 | -152.8436 | 0.00019963 | -65.7713 | 0.00074605 | -8.1923 | 0.00021653 | -138.3472 | 6.9119e-05 | -50.9717 | 9.4949e-06 | 27.4193 | 2.0148e-07 | -138.3424 | 7.6944e-05 | -42.9766 | 1.2295e-05 | -4.9307 | 7.0782e-06
-130.1423 | 6.7522e-05 | -49.8585 | 0.00037552 | 22.338 | 4.79e-06 | -149.9543 | 0.00018461 | -63.3738 | 0.00064688 | -5.6545 | 0.00018475 | -135.4111 | 5.9015e-05 | -48.5429 | 6.9072e-06 | 29.7072 | 1.04e-07 | -135.4062 | 6.5386e-05 | -40.6007 | 8.6138e-06 | -2.5603 | 5.1918e-06
-127.233 | 5.8519e-05 | -47.5666 | 0.0003372 | 24.5968 | 2.7885e-06 | -147.065 | 0.00017208 | -60.9763 | 0.00055827 | -3.1168 | 0.0001552 | -132.475 | 5.0274e-05 | -46.114 | 4.9282e-06 | 31.995 | 5.3277e-08 | -132.47 | 5.4773e-05 | -38.2248 | 5.7686e-06 | -0.18992 | 3.6822e-06
-124.3236 | 5.1012e-05 | -45.2748 | 0.00030005 | 26.8556 | 1.5439e-06 | -144.1757 | 0.00016198 | -58.5789 | 0.00048 | -0.57903 | 0.00012791 | -129.5389 | 4.3114e-05 | -43.6851 | 3.4378e-06 | 34.2829 | 3.1181e-08 | -129.5339 | 4.513e-05 | -35.8489 | 3.6869e-06 | 2.1805 | 2.517e-06
-121.4143 | 4.471e-05 | -42.9829 | 0.00026517 | 29.1144 | 8.1209e-07 | -141.2864 | 0.0001539 | -56.1814 | 0.00041143 | 1.9587 | 0.00010296 | -126.6028 | 3.7647e-05 | -41.2562 | 2.3363e-06 | 36.5707 | 2.873e-08 | -126.5977 | 3.6543e-05 | -33.473 | 2.2456e-06 | 4.5508 | 1.6533e-06
-118.505 | 3.9334e-05 | -40.6911 | 0.00023334 | 31.3732 | 4.0547e-07 | -138.397 | 0.00014715 | -53.7839 | 0.00035168 | 4.4965 | 8.0553e-05 | -123.6667 | 3.3754e-05 | -38.8273 | 1.5407e-06 | 38.8586 | 4.4876e-08 | -123.6616 | 2.914e-05 | -31.0971 | 1.3017e-06 | 6.9212 | 1.0408e-06
-115.5956 | 3.4546e-05 | -38.3992 | 0.00020502 | 33.632 | 1.9218e-07 | -135.5077 | 0.00014087 | -51.3865 | 0.00029968 | 7.0342 | 6.0947e-05 | -120.7306 | 3.0991e-05 | -36.3984 | 9.818e-07 | 41.1464 | 8.6667e-08 | -120.7254 | 2.3038e-05 | -28.7212 | 7.1712e-07 | 9.2916 | 6.2633e-07
-112.6863 | 3.0096e-05 | -36.1073 | 0.0001803 | 35.8908 | 8.6936e-08 | -132.6184 | 0.00013438 | -48.989 | 0.00025434 | 9.572 | 4.4373e-05 | -117.7945 | 2.8646e-05 | -33.9695 | 6.0202e-07 | 43.4343 | 1.7118e-07 | -117.7892 | 1.8165e-05 | -26.3453 | 3.7508e-07 | 11.662 | 3.5954e-07
-109.777 | 2.5841e-05 | -33.8155 | 0.00015897 | 38.1496 | 4.0594e-08 | -129.7291 | 0.00012727 | -46.5915 | 0.00021465 | 12.1098 | 3.0942e-05 | -114.8584 | 2.6122e-05 | -31.5406 | 3.5375e-07 | 45.7221 | 3.3006e-07 | -114.8531 | 1.4392e-05 | -23.9694 | 1.8604e-07 | 14.0324 | 1.9648e-07
-106.8677 | 2.1734e-05 | -31.5236 | 0.0001408 | 40.4084 | 2.3206e-08 | -126.8397 | 0.0001194 | -44.1941 | 0.00017973 | 14.6475 | 2.0575e-05 | -111.9223 | 2.3054e-05 | -29.1117 | 1.9842e-07 | 48.01 | 6.3186e-07 | -111.9169 | 1.15e-05 | -21.5935 | 8.7424e-08 | 16.4028 | 1.0203e-07
-103.9583 | 1.7813e-05 | -29.2318 | 0.00012507 | 42.6672 | 2.4817e-08 | -123.9504 | 0.00011098 | -41.7966 | 0.00014895 | 17.1853 | 1.2998e-05 | -108.9862 | 1.9405e-05 | -26.6828 | 1.0587e-07 | 50.2978 | 1.1657e-06 | -108.9807 | 9.2388e-06 | -19.2176 | 3.8886e-08 | 18.7732 | 5.0273e-08
-101.049 | 1.4163e-05 | -26.9399 | 0.00011131 | 44.926 | 4.7585e-08 | -121.0611 | 0.00010248 | -39.3991 | 0.00012193 | 19.723 | 7.7734e-06 | -106.0501 | 1.5419e-05 | -24.2539 | 5.3572e-08 | 52.5857 | 2.0769e-06 | -106.0446 | 7.3823e-06 | -16.8417 | 1.7023e-08 | 21.1435 | 2.4341e-08
-98.1397 | 1.0881e-05 | -24.648 | 9.9188e-05 | 47.1847 | 1.0644e-07 | -118.1718 | 9.4411e-05 | -37.0016 | 9.8573e-05 | 22.2608 | 4.3883e-06 | -103.114 | 1.1485e-05 | -21.825 | 2.6044e-08 | 54.8735 | 3.5819e-06 | -103.1084 | 5.7791e-06 | -14.4658 | 7.1617e-09 | 23.5139 | 1.1338e-08
-95.2304 | 8.0444e-06 | -22.3562 | 8.8429e-05 | 49.4435 | 2.35e-07 | -115.2825 | 8.72e-05 | -34.6042 | 7.8554e-05 | 24.7985 | 2.3324e-06 | -100.1779 | 7.9808e-06 | -19.3961 | 1.2259e-08 | 57.1614 | 5.9893e-06 | -100.1722 | 4.3636e-06 | -12.0898 | 2.8633e-09 | 25.8843 | 5.2622e-09
-92.321 | 5.6992e-06 | -20.0643 | 7.8857e-05 | 51.7023 | 4.9647e-07 | -112.3931 | 8.1017e-05 | -32.2067 | 6.1768e-05 | 27.3363 | 1.1646e-06 | -97.2418 | 5.1556e-06 | -16.9672 | 5.4797e-09 | 59.4492 | 9.7205e-06 | -97.2361 | 3.1351e-06 | -9.7139 | 1.086e-09 | 28.2547 | 2.9785e-09
-89.4117 | 3.8519e-06 | -17.7725 | 7.0335e-05 | 53.9611 | 9.9972e-07 | -109.5038 | 7.5756e-05 | -29.8092 | 4.8042e-05 | 29.874 | 5.5818e-07 | -94.3057 | 3.0873e-06 | -14.5383 | 2.3208e-09 | 61.7371 | 1.5322e-05 | -94.2999 | 2.1207e-06 | -7.338 | 3.9018e-10 | 30.6251 | 3.2479e-09
-86.5024 | 2.4716e-06 | -15.4806 | 6.2734e-05 | 56.2199 | 1.92e-06 | -106.6145 | 7.1128e-05 | -27.4118 | 3.7118e-05 | 32.4118 | 2.5562e-07 | -91.3695 | 1.7095e-06 | -12.1094 | 9.295e-10 | 64.0249 | 2.3458e-05 | -91.3637 | 1.3399e-06 | -4.9621 | 1.3259e-10 | 32.9955 | 6.394e-09
-83.593 | 1.4984e-06 | -13.1887 | 5.5913e-05 | 58.4787 | 3.5219e-06 | -103.7252 | 6.6813e-05 | -25.0143 | 2.8655e-05 | 34.9496 | 1.1076e-07 | -88.4334 | 8.7328e-07 | -9.6805 | 3.5136e-10 | 66.3128 | 3.4882e-05 | -88.4276 | 7.8606e-07 | -2.5862 | 4.2565e-11 | 35.3659 | 1.4535e-08
-80.6837 | 8.5407e-07 | -10.8969 | 4.9718e-05 | 60.7375 | 6.1807e-06 | -100.8359 | 6.2606e-05 | -22.6168 | 2.2259e-05 | 37.4873 | 4.6229e-08 | -85.4973 | 4.1074e-07 | -7.2516 | 1.2514e-10 | 68.6006 | 5.0374e-05 | -85.4914 | 4.2633e-07 | -0.21033 | 1.2895e-11 | 37.7362 | 3.2466e-08
-77.7744 | 4.5562e-07 | -8.605 | 4.3995e-05 | 62.9963 | 1.0395e-05 | -97.9465 | 5.8497e-05 | -20.2194 | 1.7527e-05 | 40.0251 | 2.1343e-08 | -82.5612 | 1.7754e-07 | -4.8227 | 4.1932e-11 | 70.8884 | 7.0642e-05 | -82.5553 | 2.1304e-07 | 2.1656 | 3.6832e-12 | 40.1066 | 6.9329e-08
-74.8651 | 2.2654e-07 | -6.3132 | 3.8604e-05 | 65.2551 | 1.6786e-05 | -95.0572 | 5.4662e-05 | -17.8219 | 1.4085e-05 | 42.5628 | 1.8351e-08 | -79.6251 | 7.0404e-08 | -2.3938 | 1.3202e-11 | 73.1763 | 9.6221e-05 | -79.6191 | 9.7829e-08 | 4.5415 | 9.9111e-13 | 42.477 | 1.4127e-07
-71.9557 | 1.0459e-07 | -4.0213 | 3.3451e-05 | 67.5139 | 2.6073e-05 | -92.1679 | 5.1391e-05 | -15.4244 | 1.1613e-05 | 45.1006 | 3.5386e-08 | -76.689 | 2.5576e-08 | 0.035101 | 3.9014e-12 | 75.4641 | 0.00012736 | -76.6829 | 4.1195e-08 | 6.9174 | 2.5109e-13 | 44.8474 | 2.7533e-07
-69.0464 | 4.4688e-08 | -1.7294 | 2.8494e-05 | 69.7727 | 3.9031e-05 | -89.2786 | 4.8974e-05 | -13.027 | 9.8564e-06 | 47.6383 | 8.6063e-08 | -73.7529 | 8.5e-09 | 2.464 | 1.0812e-12 | 77.752 | 0.00016396 | -73.7468 | 1.5881e-08 | 9.2933 | 5.9857e-14 | 47.2178 | 5.1486e-07
-66.1371 | 1.7623e-08 | 0.56241 | 2.3748e-05 | 72.0315 | 5.6563e-05 | -86.3892 | 4.76e-05 | -10.6295 | 8.6159e-06 | 50.1761 | 2.0596e-07 | -70.8168 | 2.5815e-09 | 4.8929 | 2.8081e-13 | 80.0398 | 0.00020553 | -70.8106 | 5.5973e-09 | 11.6692 | 1.3421e-14 | 49.5882 | 9.2687e-07
-63.2277 | 6.4625e-09 | 2.8543 | 1.9289e-05 | 74.2903 | 7.951e-05 | -83.4999 | 4.732e-05 | -8.232 | 7.7331e-06 | 52.7138 | 4.6669e-07 | -67.8807 | 7.158e-10 | 7.3218 | 6.8309e-14 | 82.3277 | 0.00025138 | -67.8744 | 1.8018e-09 | 14.0451 | 2.8289e-15 | 51.9585 | 1.6119e-06
-60.3184 | 2.3061e-09 | 5.1461 | 1.5229e-05 | 76.5491 | 0.00010813 | -80.6106 | 4.7889e-05 | -5.8345 | 7.0752e-06 | 55.2516 | 9.9783e-07 | -64.9446 | 1.9117e-10 | 9.7507 | 1.5557e-14 | 84.6155 | 0.00030041 | -64.9383 | 5.5197e-10 | 16.421 | 5.6057e-16 | 54.3289 | 2.7165e-06
-57.4091 | 7.6459e-10 | 7.438 | 1.1647e-05 | 78.8079 | 0.00014269 | -77.7213 | 4.8894e-05 | -3.4371 | 6.5271e-06 | 57.7894 | 2.0157e-06 | -62.0085 | 4.9767e-11 | 12.1796 | 3.3162e-15 | 86.9034 | 0.00035147 | -62.0021 | 1.6304e-10 | 18.7969 | 1.0439e-16 | 56.6993 | 4.4495e-06
-54.4998 | 2.3479e-10 | 9.7298 | 8.6049e-06 | 81.0666 | 0.00018318 | -74.832 | 4.9842e-05 | -1.0396 | 5.9936e-06 | 60.3271 | 3.8544e-06 | -59.0724 | 1.1905e-11 | 14.6085 | 6.6154e-16 | 89.1912 | 0.00040374 | -59.0659 | 4.4404e-11 | 21.1728 | 2.1227e-17 | 59.0697 | 7.1764e-06
-51.5904 | 6.6574e-11 | 12.0217 | 6.1272e-06 | 83.3254 | 0.00022939 | -71.9426 | 5.0224e-05 | 1.3579 | 5.4022e-06 | 62.8649 | 6.9914e-06 | -56.1363 | 2.6076e-12 | 17.0374 | 1.2366e-16 | 91.4791 | 0.00045673 | -56.1298 | 1.1113e-11 | 23.5487 | 4.373e-18 | 61.4401 | 1.1295e-05
-48.6811 | 1.738e-11 | 14.3136 | 4.1959e-06 | 85.5842 | 0.00028083 | -69.0533 | 4.96e-05 | 3.7553 | 4.7298e-06 | 65.4026 | 1.2056e-05 | -53.2002 | 5.2151e-13 | 19.4663 | 2.6797e-17 | 93.7669 | 0.00051032 | -53.1936 | 2.5486e-12 | 25.9246 | 9.3924e-19 | 63.8105 | 1.7302e-05
-45.7718 | 4.1668e-12 | 16.6054 | 2.7578e-06 | 87.843 | 0.00033681 | -66.164 | 4.7674e-05 | 6.1528 | 3.9918e-06 | 67.9404 | 1.9811e-05 | -50.2641 | 9.5033e-14 | 21.8952 | 6.8003e-18 | 96.0548 | 0.00056479 | -50.2574 | 5.3426e-13 | 28.3005 | 3.6123e-19 | 66.1809 | 2.5793e-05
-42.8624 | 9.1549e-13 | 18.8973 | 1.7364e-06 | 90.1018 | 0.0003965 | -63.2747 | 4.4342e-05 | 8.5503 | 3.2294e-06 | 70.4781 | 3.1097e-05 | -47.328 | 1.5755e-14 | 24.3241 | 1.0454e-17 | 98.3426 | 0.00062074 | -47.3213 | 1.022e-13 | 30.6764 | 8.6379e-20 | 68.5512 | 3.7399e-05
-39.9531 | 1.8401e-13 | 21.1891 | 1.0455e-06 | 92.3606 | 0.00045897 | -60.3853 | 3.9712e-05 | 10.9477 | 2.4945e-06 | 73.0159 | 4.6901e-05 | -44.3919 | 2.3738e-15 | 26.753 | 5.7238e-17 | 100.6305 | 0.000679 | -44.3851 | 1.7814e-14 | 33.0523 | 1.0641e-19 | 70.9216 | 5.2722e-05
-37.0438 | 3.3787e-14 | 23.481 | 6.0087e-07 | 94.6194 | 0.00052336 | -57.496 | 3.409e-05 | 13.3452 | 1.8343e-06 | 75.5537 | 6.8044e-05 | -41.4558 | 3.249e-16 | 29.1819 | 3.2081e-16 | 102.9183 | 0.0007405 | -41.4489 | 2.8269e-15 | 35.4282 | 4.7693e-19 | 73.292 | 7.2266e-05
-34.1345 | 5.6611e-15 | 25.7729 | 3.2914e-07 | 96.8782 | 0.00058903 | -54.6067 | 2.793e-05 | 15.7427 | 1.2813e-06 | 78.0914 | 9.4875e-05 | -38.5196 | 4.0439e-17 | 31.6108 | 1.6879e-15 | 105.2062 | 0.00080617 | -38.5128 | 4.0822e-16 | 37.8041 | 2.5822e-18 | 75.6624 | 9.6371e-05
-31.2251 | 8.6488e-16 | 28.0647 | 1.7158e-07 | 99.137 | 0.00065568 | -51.7174 | 2.175e-05 | 18.1401 | 8.4868e-07 | 80.6292 | 0.00012768 | -35.5835 | 4.6263e-18 | 34.0397 | 8.3091e-15 | 107.494 | 0.00087687 | -35.5766 | 5.3694e-17 | 40.18 | 1.5474e-17 | 78.0328 | 0.00012519
-28.3158 | 1.2045e-16 | 30.3566 | 8.4996e-08 | 101.3958 | 0.00072343 | -48.8281 | 1.6036e-05 | 20.5376 | 5.3219e-07 | 83.1669 | 0.00016653 | -32.6474 | 5.3881e-19 | 36.4686 | 3.8279e-14 | 109.7819 | 0.0009533 | -32.6405 | 6.45e-18 | 42.5559 | 8.7404e-17 | 80.4032 | 0.00015872
-25.4065 | 1.5351e-17 | 32.6484 | 3.9962e-08 | 103.6546 | 0.00079275 | -45.9387 | 1.1151e-05 | 22.9351 | 3.1553e-07 | 85.7047 | 0.00021133 | -29.7113 | 1.3081e-19 | 38.8975 | 1.6511e-13 | 112.0697 | 0.0010361 | -29.7043 | 7.4604e-19 | 44.9318 | 4.6105e-16 | 82.7735 | 0.00019678
-22.4971 | 1.8264e-18 | 34.9403 | 1.7813e-08 | 105.9134 | 0.00086438 | -43.0494 | 7.2888e-06 | 25.3326 | 1.7665e-07 | 88.2424 | 0.00026188 | -26.7752 | 1.2968e-19 | 41.3264 | 6.672e-13 | 114.3575 | 0.0011256 | -26.7681 | 1.5529e-19 | 47.3077 | 2.2758e-15 | 85.1439 | 0.00023911
-19.5878 | 2.9024e-19 | 37.2322 | 7.5195e-09 | 108.1722 | 0.0009393 | -40.1601 | 4.4634e-06 | 27.73 | 9.3286e-08 | 90.7802 | 0.00031789 | -23.8391 | 1.7467e-19 | 43.7553 | 2.5277e-12 | 116.6454 | 0.0012224 | -23.832 | 9.1532e-20 | 49.6836 | 1.0511e-14 | 87.5143 | 0.00028532
-16.6785 | 9.0807e-20 | 39.524 | 3.1241e-09 | 110.431 | 0.0010178 | -37.2708 | 2.553e-06 | 30.1275 | 4.6419e-08 | 93.3179 | 0.00037909 | -20.903 | 1.5074e-19 | 46.1842 | 8.9866e-12 | 118.9332 | 0.001327 | -20.8958 | 4.9209e-20 | 52.0595 | 4.5411e-14 | 89.8847 | 0.00033491
-13.7692 | 4.7907e-20 | 41.8159 | 1.259e-09 | 112.6898 | 0.0010999 | -34.3815 | 1.3602e-06 | 32.525 | 2.1745e-08 | 95.8557 | 0.0004453 | -17.9669 | 1.19e-19 | 48.6131 | 3.002e-11 | 121.2211 | 0.0014392 | -17.9596 | 8.6746e-20 | 54.4354 | 1.8349e-13 | 92.2551 | 0.00038716
-10.8598 | 1.8023e-19 | 44.1077 | 4.8321e-10 | 114.9485 | 0.0011852 | -31.4921 | 6.7341e-07 | 34.9224 | 9.5826e-09 | 98.3935 | 0.00051656 | -15.0308 | 1.4322e-19 | 51.042 | 9.4372e-11 | 123.5089 | 0.0015583 | -15.0235 | 1.7272e-19 | 56.8114 | 6.9328e-13 | 94.6255 | 0.00044112
-7.9505 | 1.6537e-19 | 46.3996 | 1.8003e-10 | 117.2073 | 0.001273 | -28.6028 | 3.1138e-07 | 37.3199 | 3.9695e-09 | 100.9312 | 0.00059314 | -12.0947 | 1.9009e-19 | 53.4708 | 2.7968e-10 | 125.7968 | 0.0016835 | -12.0873 | 1.1472e-19 | 59.1873 | 2.6165e-12 | 96.9959 | 0.00049563
-5.0412 | 2.4579e-19 | 48.6915 | 7.7285e-11 | 119.4661 | 0.0013625 | -25.7135 | 1.3768e-07 | 39.7174 | 1.6032e-09 | 103.469 | 0.00067554 | -9.1586 | 1.9082e-19 | 55.8997 | 7.8309e-10 | 128.0846 | 0.0018139 | -9.1511 | 1.4064e-19 | 61.5632 | 1.0084e-11 | 99.3662 | 0.0005494
-2.1319 | 2.932e-19 | 50.9833 | 7.3552e-11 | 121.7249 | 0.0014528 | -22.8242 | 5.6872e-08 | 42.1148 | 6.2634e-10 | 106.0067 | 0.00076438 | -6.2225 | 6.0119e-20 | 58.3286 | 2.138e-09 | 130.3725 | 0.0019478 | -6.215 | 8.6981e-20 | 63.9391 | 3.6628e-11 | 101.7366 | 0.00060155
0.77748 | 2.1742e-19 | 53.2752 | 1.6655e-10 | 123.9837 | 0.0015433 | -19.9348 | 2.1897e-08 | 44.5123 | 2.3128e-10 | 108.5445 | 0.00086016 | -3.2864 | 2.0012e-19 | 60.7575 | 5.744e-09 | 132.6603 | 0.0020838 | -3.2788 | 1.2684e-19 | 66.315 | 1.2547e-10 | 104.107 | 0.00065171
3.6868 | 7.3286e-19 | 55.567 | 4.5333e-10 | 126.2425 | 0.0016335 | -17.0455 | 7.8391e-09 | 46.9098 | 8.0566e-11 | 111.0822 | 0.00096305 | -0.35027 | 1.2612e-19 | 63.1864 | 1.4554e-08 | 134.9482 | 0.0022205 | -0.34265 | 1.8059e-20 | 68.6909 | 4.056e-10 | 106.4774 | 0.00070023
6.5961 | 7.2318e-18 | 57.8589 | 1.2041e-09 | 128.5013 | 0.0017232 | -14.1562 | 2.6028e-09 | 49.3072 | 2.647e-11 | 113.62 | 0.0010727 | 2.5858 | 4.3749e-19 | 65.6153 | 3.4831e-08 | 137.236 | 0.0023564 | 2.5935 | 2.7857e-19 | 71.0668 | 1.2385e-09 | 108.8478 | 0.00074819
9.5055 | 6.7038e-17 | 60.1508 | 3.0439e-09 | 130.7601 | 0.0018127 | -11.2669 | 7.9953e-10 | 51.7047 | 8.3515e-12 | 116.1577 | 0.0011884 | 5.5219 | 3.9906e-18 | 68.0442 | 7.8884e-08 | 139.5239 | 0.0024907 | 5.5297 | 2.8418e-18 | 73.4427 | 3.5753e-09 | 111.2182 | 0.00079727
12.4148 | 5.7026e-16 | 62.4426 | 7.3163e-09 | 133.0189 | 0.0019024 | -8.3776 | 2.2668e-10 | 54.1022 | 3.1783e-12 | 118.6955 | 0.0013088 | 8.458 | 3.8247e-17 | 70.4731 | 1.694e-07 | 141.8117 | 0.0026227 | 8.4658 | 2.9074e-17 | 75.8186 | 9.7695e-09 | 113.5886 | 0.00084954
15.3241 | 4.4327e-15 | 64.7345 | 1.6745e-08 | 135.2777 | 0.0019931 | -5.4882 | 5.919e-11 | 56.4996 | 3.7751e-12 | 121.2333 | 0.0014323 | 11.3941 | 3.3571e-16 | 72.902 | 3.4579e-07 | 144.0996 | 0.0027522 | 11.402 | 2.6692e-16 | 78.1945 | 2.5299e-08 | 115.9589 | 0.00090707
18.2334 | 3.147e-14 | 67.0263 | 3.6567e-08 | 137.5365 | 0.0020855 | -2.5989 | 1.4207e-11 | 58.8971 | 1.1476e-11 | 123.771 | 0.0015578 | 14.3303 | 2.6893e-15 | 75.3309 | 6.7267e-07 | 146.3874 | 0.0028791 | 14.3382 | 2.224e-15 | 80.5704 | 6.2175e-08 | 118.3293 | 0.0009715
21.1428 | 2.0416e-13 | 69.3182 | 7.6357e-08 | 139.7953 | 0.0021805 | 0.2904 | 3.1295e-12 | 61.2946 | 3.8505e-11 | 126.3088 | 0.0016847 | 17.2664 | 1.9657e-14 | 77.7598 | 1.2507e-06 | 148.6753 | 0.0030034 | 17.2743 | 1.6865e-14 | 82.9463 | 1.4524e-07 | 120.6997 | 0.0010437
24.0521 | 1.2111e-12 | 71.61 | 1.5281e-07 | 142.0541 | 0.0022786 | 3.1797 | 6.3177e-13 | 63.6921 | 1.233e-10 | 128.8465 | 0.0018125 | 20.2025 | 1.3115e-13 | 80.1887 | 2.2297e-06 | 150.9631 | 0.003125 | 20.2105 | 1.1646e-13 | 85.3222 | 3.2301e-07 | 123.0701 | 0.0011236
26.9614 | 6.5744e-12 | 73.9019 | 2.9399e-07 | 144.3129 | 0.0023798 | 6.069 | 1.1675e-13 | 66.0895 | 3.7298e-10 | 131.3843 | 0.0019412 | 23.1386 | 7.992e-13 | 82.6176 | 3.8238e-06 | 153.251 | 0.003243 | 23.1467 | 7.3286e-13 | 87.6981 | 6.8513e-07 | 125.4405 | 0.00121
29.8708 | 3.2697e-11 | 76.1938 | 5.5866e-07 | 146.5717 | 0.0024836 | 8.9584 | 1.9773e-14 | 68.487 | 1.0664e-09 | 133.922 | 0.0020706 | 26.0747 | 4.4522e-12 | 85.0465 | 6.3286e-06 | 155.5388 | 0.0033564 | 26.0828 | 4.2062e-12 | 90.074 | 1.3885e-06 | 127.8109 | 0.0013013
32.7801 | 1.4919e-10 | 78.4856 | 1.0197e-06 | 148.8304 | 0.0025891 | 11.8477 | 3.4041e-15 | 70.8845 | 2.8867e-09 | 136.4598 | 0.0022002 | 29.0108 | 2.2697e-11 | 87.4754 | 1.0141e-05 | 157.8266 | 0.003464 | 29.019 | 2.2044e-11 | 92.4499 | 2.6935e-06 | 130.1812 | 0.0013952
35.6894 | 6.2553e-10 | 80.7775 | 1.7934e-06 | 151.0892 | 0.0026952 | 14.737 | 3.056e-15 | 73.2819 | 7.412e-09 | 138.9976 | 0.0023294 | 31.9469 | 1.0603e-10 | 89.9043 | 1.5779e-05 | 160.1145 | 0.0035645 | 31.9552 | 1.0563e-10 | 94.8258 | 5.0103e-06 | 132.5516 | 0.00149
38.5987 | 2.4154e-09 | 83.0693 | 3.0477e-06 | 153.348 | 0.002801 | 17.6263 | 1.7546e-14 | 75.6794 | 1.8089e-08 | 141.5353 | 0.0024572 | 34.883 | 4.5469e-10 | 92.3332 | 2.3903e-05 | 162.4023 | 0.0036565 | 34.8913 | 4.6364e-10 | 97.2017 | 9.0018e-06 | 134.922 | 0.0015844
41.5081 | 8.6098e-09 | 85.3612 | 5.0188e-06 | 155.6068 | 0.0029058 | 20.5157 | 1.0563e-13 | 78.0769 | 4.2694e-08 | 144.0731 | 0.0025828 | 37.8191 | 1.7934e-09 | 94.7621 | 3.5325e-05 | 164.6902 | 0.0037389 | 37.8275 | 1.868e-09 | 99.5776 | 1.5743e-05 | 137.2924 | 0.0016782
44.4174 | 2.8412e-08 | 87.6531 | 8.0285e-06 | 157.8656 | 0.0030094 | 23.405 | 5.7869e-13 | 80.4743 | 9.9115e-08 | 146.6108 | 0.0027056 | 40.7552 | 6.5226e-09 | 97.191 | 5.101e-05 | 166.978 | 0.0038105 | 40.7637 | 6.9262e-09 | 101.9535 | 2.6397e-05 | 139.6628 | 0.0017726
47.3267 | 8.7061e-08 | 89.9449 | 1.2502e-05 | 160.1244 | 0.0031116 | 26.2943 | 2.8786e-12 | 82.8718 | 2.1839e-07 | 149.1486 | 0.0028249 | 43.6913 | 2.1934e-08 | 99.6199 | 7.2459e-05 | 169.2659 | 0.0038703 | 43.6998 | 2.3702e-08 | 104.3294 | 4.2517e-05 | 142.0332 | 0.0018692
50.2361 | 2.4851e-07 | 92.2368 | 1.8979e-05 | 162.3832 | 0.0032122 | 29.1836 | 1.5144e-11 | 85.2693 | 4.576e-07 | 151.6863 | 0.0029399 | 46.6274 | 6.841e-08 | 102.0488 | 0.00010062 | 171.5537 | 0.0039175 | 46.636 | 7.5107e-08 | 106.7053 | 6.5914e-05 | 144.4036 | 0.00197
53.1454 | 7.0103e-07 | 94.5286 | 2.8123e-05 | 164.642 | 0.003311 | 32.0729 | 7.6288e-11 | 87.6667 | 9.1386e-07 | 154.2241 | 0.0030491 | 49.5635 | 1.9852e-07 | 104.4777 | 0.00013655 | 173.8416 | 0.0039512 | 49.5721 | 2.211e-07 | 109.0812 | 9.8548e-05 | 146.7739 | 0.0020767
56.0547 | 1.8265e-06 | 96.8205 | 4.0709e-05 | 166.9008 | 0.0034072 | 34.9623 | 3.5198e-10 | 90.0642 | 1.7437e-06 | 156.7618 | 0.0031502 | 52.4996 | 5.6866e-07 | 106.9066 | 0.00018117 | 176.1294 | 0.0039703 | 52.5083 | 6.4266e-07 | 111.4571 | 0.00014237 | 149.1443 | 0.0021902
58.964 | 4.4042e-06 | 99.1124 | 5.76e-05 | 169.1596 | 0.0034995 | 37.8516 | 1.4887e-09 | 92.4617 | 3.1869e-06 | 159.2996 | 0.0032403 | 55.4357 | 1.5048e-06 | 109.3355 | 0.00023511 | 178.4173 | 0.0039733 | 55.4445 | 1.723e-06 | 113.833 | 0.00019912 | 151.5147 | 0.0023106
61.8734 | 9.8513e-06 | 101.4042 | 7.9702e-05 | 171.4184 | 0.0035862 | 40.7409 | 5.7792e-09 | 94.8592 | 5.595e-06 | 161.8374 | 0.0033149 | 58.3718 | 3.6799e-06 | 111.7644 | 0.00029866 | 180.7051 | 0.0039588 | 58.3806 | 4.2615e-06 | 116.2089 | 0.00027012 | 153.8851 | 0.0024371
64.7827 | 2.0495e-05 | 103.6961 | 0.00010791 | 173.6772 | 0.0036651 | 43.6302 | 2.0618e-08 | 97.2566 | 9.4616e-06 | 164.3751 | 0.0033723 | 61.3079 | 8.3355e-06 | 114.1933 | 0.00037169 | 182.993 | 0.0039252 | 61.3168 | 9.7466e-06 | 118.5848 | 0.00035604 | 156.2555 | 0.0025678
67.692 | 3.9769e-05 | 105.9879 | 0.00014305 | 175.936 | 0.0037339 | 46.5195 | 6.77e-08 | 99.6541 | 1.5454e-05 | 166.9129 | 0.0034117 | 64.2441 | 1.7536e-05 | 116.6222 | 0.00045372 | 185.2808 | 0.003871 | 64.253 | 2.0669e-05 | 120.9607 | 0.00045679 | 158.6259 | 0.0027001
70.6014 | 7.2208e-05 | 108.2798 | 0.00018583 | 178.1948 | 0.0037888 | 49.4089 | 2.0496e-07 | 102.0516 | 2.4444e-05 | 169.4506 | 0.0034339 | 67.1802 | 3.4366e-05 | 119.0511 | 0.00054395 | 187.5687 | 0.0037957 | 67.1891 | 4.0761e-05 | 123.3366 | 0.00057136 | 160.9962 | 0.0028313
73.5107 | 0.00012309 | 110.5717 | 0.000237 | 180.4535 | 0.0038282 | 52.2982 | 5.7325e-07 | 104.449 | 3.7529e-05 | 171.9884 | 0.0034417 | 70.1163 | 6.2952e-05 | 121.48 | 0.00064141 | 189.8565 | 0.0036986 | 70.1253 | 7.4998e-05 | 125.7126 | 0.00069792 | 163.3666 | 0.0029584
76.42 | 0.00019772 | 112.8635 | 0.00029706 | 182.7123 | 0.0038496 | 55.1875 | 1.4844e-06 | 106.8465 | 5.6038e-05 | 174.5261 | 0.0034385 | 73.0524 | 0.00010818 | 123.9089 | 0.00074505 | 192.1444 | 0.0035818 | 73.0615 | 0.00012921 | 128.0885 | 0.00083383 | 165.737 | 0.0030788
79.3293 | 0.00030038 | 115.1554 | 0.00036575 | 184.9711 | 0.0038513 | 58.0768 | 3.5671e-06 | 109.244 | 8.1522e-05 | 177.0639 | 0.0034283 | 75.9885 | 0.00017511 | 126.3378 | 0.00085399 | 194.4322 | 0.0034491 | 75.9976 | 0.00020922 | 130.4644 | 0.00097594 | 168.1074 | 0.0031903
82.2387 | 0.00043332 | 117.4472 | 0.00044302 | 187.2299 | 0.003832 | 60.9662 | 7.9753e-06 | 111.6414 | 0.00011571 | 179.6017 | 0.0034143 | 78.9246 | 0.00026808 | 128.7667 | 0.00096757 | 196.7201 | 0.0033042 | 78.9338 | 0.00031971 | 132.8403 | 0.0011208 | 170.4778 | 0.0032909
85.148 | 0.00059589 | 119.7391 | 0.00052874 | 189.4887 | 0.0037911 | 63.8555 | 1.6635e-05 | 114.0389 | 0.00016041 | 182.1394 | 0.0033986 | 81.8607 | 0.00038988 | 131.1956 | 0.0010855 | 199.0079 | 0.0031517 | 81.87 | 0.00046299 | 135.2162 | 0.0012651 | 172.8482 | 0.0033788
88.0573 | 0.00078426 | 122.0309 | 0.00062278 | 191.7475 | 0.0037286 | 66.7448 | 3.2461e-05 | 116.4364 | 0.00021742 | 184.6772 | 0.0033817 | 84.7968 | 0.00054099 | 133.6245 | 0.001208 | 201.2957 | 0.0029957 | 84.8061 | 0.00063814 | 137.5921 | 0.0014057 | 175.2186 | 0.0034521
90.9666 | 0.00099175 | 124.3228 | 0.00072514 | 194.0063 | 0.0036455 | 69.6341 | 5.943e-05 | 118.8338 | 0.00028942 | 187.2149 | 0.0033628 | 87.7329 | 0.00071925 | 136.0534 | 0.0013357 | 203.5836 | 0.0028401 | 87.7423 | 0.00084075 | 139.968 | 0.0015407 | 177.5889 | 0.0035099
93.876 | 0.0012096 | 126.6147 | 0.00083598 | 196.2651 | 0.0035436 | 72.5234 | 0.00010238 | 121.2313 | 0.00037681 | 189.7527 | 0.0033399 | 90.669 | 0.00092 | 138.4823 | 0.0014697 | 205.8714 | 0.0026882 | 90.6784 | 0.0010633 | 142.3439 | 0.0016695 | 179.9593 | 0.0035507
96.7853 | 0.0014281 | 128.9065 | 0.00095574 | 198.5239 | 0.0034253 | 75.4128 | 0.00016648 | 123.6288 | 0.00048031 | 192.2904 | 0.0033106 | 93.6051 | 0.0011364 | 140.9112 | 0.0016115 | 208.1593 | 0.0025424 | 93.6146 | 0.0012962 | 144.7198 | 0.001792 | 182.3297 | 0.0035737
99.6946 | 0.0016383 | 131.1984 | 0.0010851 | 200.7827 | 0.0032938 | 78.3021 | 0.00025631 | 126.0262 | 0.00060013 | 194.8282 | 0.0032723 | 96.5412 | 0.0013604 | 143.3401 | 0.0017617 | 210.4471 | 0.0024041 | 96.5508 | 0.001529 | 147.0957 | 0.0019093 | 184.7001 | 0.0035786
102.604 | 0.0018329 | 133.4902 | 0.0012249 | 203.0415 | 0.0031527 | 81.1914 | 0.00037489 | 128.4237 | 0.00073585 | 197.3659 | 0.0032233 | 99.4773 | 0.0015833 | 145.769 | 0.0019211 | 212.735 | 0.0022744 | 99.4869 | 0.0017519 | 149.4716 | 0.0020226 | 187.0705 | 0.0035661
105.5133 | 0.0020077 | 135.7821 | 0.0013759 | 205.3003 | 0.0030059 | 84.0807 | 0.00052325 | 130.8212 | 0.00088649 | 199.9037 | 0.0031626 | 102.4134 | 0.0017975 | 148.1979 | 0.0020896 | 215.0228 | 0.0021535 | 102.4231 | 0.0019572 | 151.8475 | 0.0021336 | 189.4409 | 0.0035375
108.4226 | 0.0021618 | 138.074 | 0.0015386 | 207.5591 | 0.0028574 | 86.9701 | 0.00069926 | 133.2187 | 0.0010505 | 202.4415 | 0.0030906 | 105.3495 | 0.0019967 | 150.6268 | 0.0022664 | 217.3107 | 0.0020415 | 105.3593 | 0.0021408 | 154.2234 | 0.0022437 | 191.8113 | 0.003495
111.3319 | 0.0022986 | 140.3658 | 0.0017132 | 209.8179 | 0.0027106 | 89.8594 | 0.00089643 | 135.6161 | 0.0012258 | 204.9792 | 0.0030077 | 108.2856 | 0.0021777 | 153.0556 | 0.0024497 | 219.5985 | 0.0019379 | 108.2954 | 0.0023022 | 156.5993 | 0.0023542 | 194.1816 | 0.0034409
114.2413 | 0.0024238 | 142.6577 | 0.0018991 | 212.0767 | 0.0025687 | 92.7487 | 0.0011077 | 138.0136 | 0.0014103 | 207.517 | 0.0029159 | 111.2217 | 0.0023396 | 155.4845 | 0.0026364 | 221.8864 | 0.0018423 | 111.2316 | 0.0024454 | 158.9752 | 0.0024662 | 196.552 | 0.0033775
117.1506 | 0.002542 | 144.9495 | 0.0020953 | 214.3354 | 0.0024338 | 95.638 | 0.001325 | 140.4111 | 0.0016014 | 210.0547 | 0.0028166 | 114.1578 | 0.0024855 | 157.9134 | 0.0028226 | 224.1742 | 0.0017538 | 114.1678 | 0.0025775 | 161.3511 | 0.00258 | 198.9224 | 0.0033063
120.0599 | 0.0026552 | 147.2414 | 0.0023005 | 216.5942 | 0.0023068 | 98.5273 | 0.0015406 | 142.8085 | 0.0017968 | 212.5925 | 0.0027108 | 117.094 | 0.002618 | 160.3423 | 0.0030035 | 226.4621 | 0.0016721 | 117.1039 | 0.0027038 | 163.727 | 0.0026957 | 201.2928 | 0.0032285
122.9693 | 0.0027618 | 149.5333 | 0.0025121 | 218.853 | 0.0021883 | 101.4167 | 0.0017473 | 145.206 | 0.0019947 | 215.1302 | 0.0025994 | 120.0301 | 0.0027389 | 162.7712 | 0.0031739 | 228.7499 | 0.0015957 | 120.0401 | 0.002826 | 166.1029 | 0.0028125 | 203.6632 | 0.0031447
125.8786 | 0.0028572 | 151.8251 | 0.0027275 | 221.1118 | 0.0020784 | 104.306 | 0.0019396 | 147.6035 | 0.0021932 | 217.668 | 0.0024837 | 122.9662 | 0.0028482 | 165.2001 | 0.0033287 | 231.0378 | 0.0015237 | 122.9763 | 0.0029415 | 168.4788 | 0.0029289 | 206.0336 | 0.003055
128.7879 | 0.0029355 | 154.117 | 0.0029439 | 223.3706 | 0.0019771 | 107.1953 | 0.0021142 | 150.0009 | 0.0023912 | 220.2057 | 0.0023654 | 125.9023 | 0.0029441 | 167.629 | 0.0034635 | 233.3256 | 0.0014554 | 125.9124 | 0.0030439 | 170.8547 | 0.0030427 | 208.4039 | 0.0029598
131.6972 | 0.0029919 | 156.4088 | 0.0031577 | 225.6294 | 0.0018842 | 110.0846 | 0.0022701 | 152.3984 | 0.0025875 | 222.7435 | 0.0022466 | 128.8384 | 0.0030235 | 170.0579 | 0.0035751 | 235.6135 | 0.0013901 | 128.8486 | 0.0031246 | 173.2306 | 0.0031508 | 210.7743 | 0.0028591
134.6066 | 0.0030248 | 158.7007 | 0.0033653 | 227.8882 | 0.0017993 | 112.9739 | 0.0024083 | 154.7959 | 0.0027812 | 225.2813 | 0.0021301 | 131.7745 | 0.0030837 | 172.4868 | 0.0036615 | 237.9013 | 0.0013277 | 131.7847 | 0.0031752 | 175.6065 | 0.0032493 | 213.1447 | 0.0027537
137.5159 | 0.0030364 | 160.9926 | 0.0035625 | 230.147 | 0.0017222 | 115.8633 | 0.0025309 | 157.1933 | 0.0029708 | 227.819 | 0.0020181 | 134.7106 | 0.0031231 | 174.9157 | 0.003722 | 240.1892 | 0.0012682 | 134.7209 | 0.0031902 | 177.9824 | 0.0033356 | 215.5151 | 0.0026449
140.4252 | 0.0030329 | 163.2844 | 0.0037453 | 232.4058 | 0.0016523 | 118.7526 | 0.0026398 | 159.5908 | 0.0031548 | 230.3568 | 0.0019129 | 137.6467 | 0.0031425 | 177.3446 | 0.0037569 | 242.477 | 0.001212 | 137.6571 | 0.0031681 | 180.3583 | 0.0034079 | 217.8855 | 0.0025342
143.3346 | 0.0030234 | 165.5763 | 0.0039102 | 234.6646 | 0.0015888 | 121.6419 | 0.0027352 | 161.9883 | 0.0033315 | 232.8945 | 0.0018157 | 140.5828 | 0.0031459 | 179.7735 | 0.0037662 | 244.7648 | 0.0011596 | 140.5932 | 0.0031127 | 182.7342 | 0.0034659 | 220.2559 | 0.0024237
146.2439 | 0.003018 | 167.8681 | 0.0040551 | 236.9234 | 0.0015308 | 124.5312 | 0.0028158 | 164.3858 | 0.0034995 | 235.4323 | 0.0017272 | 143.5189 | 0.0031399 | 182.2024 | 0.0037531 | 247.0527 | 0.0011118 | 143.5294 | 0.0030322 | 185.1101 | 0.0035108 | 222.6263 | 0.0023155
149.1532 | 0.0030265 | 170.16 | 0.0041788 | 239.1822 | 0.0014775 | 127.4206 | 0.0028787 | 166.7832 | 0.003657 | 237.97 | 0.0016474 | 146.455 | 0.0031337 | 184.6313 | 0.0037209 | 249.3405 | 0.0010691 | 146.4656 | 0.0029384 | 187.486 | 0.0035451 | 224.9966 | 0.0022118
152.0625 | 0.0030569 | 172.4518 | 0.0042819 | 241.441 | 0.0014278 | 130.3099 | 0.0029211 | 169.1807 | 0.0038029 | 240.5078 | 0.0015754 | 149.3911 | 0.0031375 | 187.0602 | 0.0036732 | 251.6284 | 0.0010318 | 149.4017 | 0.0028449 | 189.8619 | 0.0035718 | 227.367 | 0.0021145
154.9719 | 0.0031143 | 174.7437 | 0.0043656 | 243.6998 | 0.0013811 | 133.1992 | 0.0029415 | 171.5782 | 0.0039357 | 243.0456 | 0.0015101 | 152.3272 | 0.0031601 | 189.4891 | 0.0036144 | 253.9162 | 0.0010002 | 152.3379 | 0.0027648 | 192.2378 | 0.0035937 | 229.7374 | 0.0020252
157.8812 | 0.0031997 | 177.0356 | 0.0044316 | 245.9586 | 0.0013366 | 136.0885 | 0.0029404 | 173.9756 | 0.0040542 | 245.5833 | 0.0014504 | 155.2633 | 0.0032068 | 191.918 | 0.0035491 | 256.2041 | 0.00097417 | 155.2741 | 0.0027095 | 194.6138 | 0.003613 | 232.1078 | 0.0019446
160.7905 | 0.0033096 | 179.3274 | 0.0044812 | 248.2173 | 0.0012939 | 138.9778 | 0.0029207 | 176.3731 | 0.0041566 | 248.1211 | 0.001395 | 158.1994 | 0.0032771 | 194.3469 | 0.0034816 | 258.4919 | 0.00095345 | 158.2102 | 0.0026874 | 196.9897 | 0.0036303 | 234.4782 | 0.001873
163.6998 | 0.0034359 | 181.6193 | 0.0045146 | 250.4761 | 0.0012525 | 141.8672 | 0.002887 | 178.7706 | 0.0042411 | 250.6588 | 0.0013423 | 161.1355 | 0.0033644 | 196.7758 | 0.0034155 | 260.7798 | 0.00093755 | 161.1464 | 0.0027034 | 199.3656 | 0.0036448 | 236.8486 | 0.0018099
166.6092 | 0.0035668 | 183.9111 | 0.0045299 | 252.7349 | 0.0012121 | 144.7565 | 0.002847 | 181.168 | 0.0043057 | 253.1966 | 0.001291 | 164.0716 | 0.003457 | 199.2047 | 0.0033532 | 263.0676 | 0.0009255 | 164.0826 | 0.0027581 | 201.7415 | 0.0036545 | 239.2189 | 0.0017547
169.5185 | 0.0036881 | 186.203 | 0.0045268 | 254.9937 | 0.0011723 | 147.6458 | 0.0028079 | 183.5655 | 0.0043488 | 255.7343 | 0.0012403 | 167.0077 | 0.003541 | 201.6336 | 0.0032957 | 265.3555 | 0.00091581 | 167.0187 | 0.0028485 | 204.1174 | 0.0036565 | 241.5893 | 0.0017063
172.4278 | 0.0037875 | 188.4949 | 0.0045034 | 257.2525 | 0.0011326 | 150.5351 | 0.0027768 | 185.963 | 0.0043698 | 258.2721 | 0.0011895 | 169.9439 | 0.0036037 | 204.0625 | 0.0032426 | 267.6433 | 0.00090699 | 169.9549 | 0.0029647 | 206.4933 | 0.0036475 | 243.9597 | 0.0016637
175.3372 | 0.0038546 | 190.7867 | 0.0044589 | 259.5113 | 0.0010928 | 153.4244 | 0.0027603 | 188.3604 | 0.0043692 | 260.8098 | 0.0011381 | 172.88 | 0.0036381 | 206.4914 | 0.0031923 | 269.9312 | 0.00089749 | 172.8911 | 0.0030917 | 208.8692 | 0.0036248 | 246.3301 | 0.0016261
178.2465 | 0.0038822 | 193.0786 | 0.0043933 | 261.7701 | 0.0010525 | 156.3138 | 0.0027635 | 190.7579 | 0.0043485 | 263.3476 | 0.0010864 | 175.8161 | 0.0036411 | 208.9203 | 0.0031425 | 272.219 | 0.00088589 | 175.8272 | 0.0032132 | 211.2451 | 0.0035864 | 248.7005 | 0.0015927
181.1558 | 0.003866 | 195.3704 | 0.0043081 | 264.0289 | 0.0010117 | 159.2031 | 0.0027897 | 193.1554 | 0.0043103 | 265.8854 | 0.0010347 | 178.7522 | 0.0036124 | 211.3492 | 0.003091 | 274.5069 | 0.00087114 | 178.7634 | 0.003313 | 213.621 | 0.003531 | 251.0709 | 0.001563
184.0651 | 0.0038052 | 197.6623 | 0.0042058 | 266.2877 | 0.00097089 | 162.0924 | 0.0028402 | 195.5529 | 0.0042569 | 268.4231 | 0.00098409 | 181.6883 | 0.0035534 | 213.7781 | 0.0030358 | 276.7947 | 0.00085266 | 181.6995 | 0.0033784 | 215.9969 | 0.0034604 | 253.4413 | 0.0015362
186.9745 | 0.0037029 | 199.9542 | 0.0040896 | 268.5465 | 0.00093086 | 164.9817 | 0.0029141 | 197.9503 | 0.0041906 | 270.9609 | 0.00093563 | 184.6244 | 0.0034665 | 216.207 | 0.0029763 | 279.0826 | 0.00083049 | 184.6357 | 0.0034021 | 218.3728 | 0.0033775 | 255.8116 | 0.0015115
189.8838 | 0.0035653 | 202.246 | 0.0039629 | 270.8053 | 0.00089277 | 167.8711 | 0.0030092 | 200.3478 | 0.0041137 | 273.4986 | 0.00089058 | 187.5605 | 0.0033552 | 218.6359 | 0.002913 | 281.3704 | 0.00080519 | 187.5719 | 0.0033823 | 220.7487 | 0.0032862 | 258.182 | 0.0014883
192.7931 | 0.0034012 | 204.5379 | 0.0038288 | 273.0641 | 0.00085794 | 170.7604 | 0.0031213 | 202.7453 | 0.0040271 | 276.0364 | 0.00085004 | 190.4966 | 0.0032243 | 221.0648 | 0.0028481 | 283.6583 | 0.00077777 | 190.508 | 0.0033224 | 223.1246 | 0.0031905 | 260.5524 | 0.0014659
195.7025 | 0.0032204 | 206.8297 | 0.0036901 | 275.3229 | 0.00082763 | 173.6497 | 0.0032443 | 205.1427 | 0.0039311 | 278.5741 | 0.00081474 | 193.4327 | 0.00308 | 223.4937 | 0.0027846 | 285.9461 | 0.0007495 | 193.4442 | 0.0032284 | 225.5005 | 0.0030945 | 262.9228 | 0.0014434
198.6118 | 0.0030326 | 209.1216 | 0.0035487 | 277.5817 | 0.00080281 | 176.539 | 0.0033705 | 207.5402 | 0.0038259 | 281.1119 | 0.00078496 | 196.3688 | 0.0029289 | 225.9226 | 0.0027249 | 288.2339 | 0.00072172 | 196.3804 | 0.0031074 | 227.8764 | 0.0030011 | 265.2932 | 0.0014201
201.5211 | 0.0028459 | 211.4135 | 0.0034061 | 279.8405 | 0.0007839 | 179.4283 | 0.00349 | 209.9377 | 0.0037116 | 283.6496 | 0.00076048 | 199.3049 | 0.0027775 | 228.3515 | 0.0026709 | 290.5218 | 0.00069564 | 199.3165 | 0.0029671 | 230.2523 | 0.0029122 | 267.6636 | 0.0013957
204.4304 | 0.0026665 | 213.7053 | 0.0032635 | 282.0992 | 0.000771 | 182.3177 | 0.0035922 | 212.3351 | 0.0035885 | 286.1874 | 0.00074064 | 202.241 | 0.002631 | 230.7804 | 0.0026232 | 292.8096 | 0.00067222 | 202.2527 | 0.0028147 | 232.6282 | 0.0028281 | 270.034 | 0.0013699
207.3398 | 0.0024984 | 215.9972 | 0.0031222 | 284.358 | 0.00076296 | 185.207 | 0.003667 | 214.7326 | 0.0034571 | 288.7252 | 0.00072458 | 205.1771 | 0.0024929 | 233.2093 | 0.0025811 | 295.0975 | 0.00065211 | 205.1889 | 0.0026578 | 235.0041 | 0.0027479 | 272.4043 | 0.0013425
210.2491 | 0.0023435 | 218.289 | 0.0029835 | 286.6168 | 0.00075848 | 188.0963 | 0.0037063 | 217.1301 | 0.0033185 | 291.2629 | 0.00071137 | 208.1132 | 0.0023651 | 235.6382 | 0.002543 | 297.3853 | 0.00063587 | 208.125 | 0.002503 | 237.38 | 0.0026697 | 274.7747 | 0.0013137
213.1584 | 0.0022019 | 220.5809 | 0.0028488 | 288.8756 | 0.00075628 | 190.9856 | 0.0037055 | 219.5275 | 0.0031745 | 293.8007 | 0.00070014 | 211.0493 | 0.0022481 | 238.0671 | 0.0025067 | 299.6732 | 0.00062346 | 211.0612 | 0.0023557 | 239.7559 | 0.0025917 | 277.1451 | 0.0012835
216.0678 | 0.0020725 | 222.8727 | 0.0027194 | 291.1344 | 0.00075518 | 193.875 | 0.0036635 | 221.925 | 0.003027 | 296.3384 | 0.00069017 | 213.9854 | 0.0021409 | 240.496 | 0.00247 | 301.961 | 0.00061466 | 213.9974 | 0.0022192 | 242.1318 | 0.0025122 | 279.5155 | 0.0012518
218.9771 | 0.0019532 | 225.1646 | 0.0025963 | 293.3932 | 0.00075427 | 196.7643 | 0.0035816 | 224.3225 | 0.0028787 | 298.8762 | 0.00068107 | 216.9215 | 0.0020416 | 242.9249 | 0.0024305 | 304.2489 | 0.00060919 | 216.9335 | 0.002094 | 244.5077 | 0.00243 | 281.8859 | 0.0012184
221.8864 | 0.0018419 | 227.4565 | 0.0024801 | 295.652 | 0.00075286 | 199.6536 | 0.0034647 | 226.7199 | 0.0027322 | 301.4139 | 0.00067256 | 219.8577 | 0.0019472 | 245.3538 | 0.0023866 | 306.5367 | 0.00060661 | 219.8697 | 0.0019785 | 246.8836 | 0.002345 | 284.2563 | 0.0011829
224.7957 | 0.0017365 | 229.7483 | 0.0023714 | 297.9108 | 0.00075048 | 202.5429 | 0.0033202 | 229.1174 | 0.0025902 | 303.9517 | 0.0006644 | 222.7938 | 0.0018546 | 247.7827 | 0.0023367 | 308.8246 | 0.00060629 | 222.8058 | 0.0018701 | 249.2595 | 0.0022577 | 286.6266 | 0.0011452
227.7051 | 0.0016349 | 232.0402 | 0.0022702 | 300.1696 | 0.00074676 | 205.4322 | 0.0031548 | 231.5149 | 0.0024547 | 306.4895 | 0.00065629 | 225.7299 | 0.0017604 | 250.2116 | 0.0022796 | 311.1124 | 0.00060744 | 225.742 | 0.0017664 | 251.6354 | 0.0021689 | 288.997 | 0.0011052
230.6144 | 0.0015354 | 234.332 | 0.0021763 | 302.4284 | 0.00074132 | 208.3216 | 0.0029752 | 233.9124 | 0.0023272 | 309.0272 | 0.0006478 | 228.666 | 0.0016624 | 252.6405 | 0.0022148 | 313.4003 | 0.00060907 | 228.6782 | 0.0016657 | 254.0113 | 0.0020799 | 291.3674 | 0.0010637
233.5237 | 0.0014369 | 236.6239 | 0.0020893 | 304.6872 | 0.00073377 | 211.2109 | 0.0027879 | 236.3098 | 0.0022091 | 311.565 | 0.0006384 | 231.6021 | 0.0015601 | 255.0693 | 0.0021418 | 315.6881 | 0.00061009 | 231.6143 | 0.0015672 | 256.3872 | 0.0019916 | 293.7378 | 0.0010213
236.4331 | 0.0013384 | 238.9158 | 0.0020085 | 306.946 | 0.00072377 | 214.1002 | 0.0025991 | 238.7073 | 0.0020998 | 314.1027 | 0.00062753 | 234.5382 | 0.0014543 | 257.4982 | 0.0020606 | 317.976 | 0.00060934 | 234.5505 | 0.0014704 | 258.7631 | 0.0019049 | 296.1082 | 0.00097882
239.3424 | 0.0012395 | 241.2076 | 0.001933 | 309.2048 | 0.00071111 | 216.9895 | 0.0024138 | 241.1048 | 0.0019993 | 316.6405 | 0.00061474 | 237.4743 | 0.0013473 | 259.9271 | 0.0019718 | 320.2638 | 0.00060571 | 237.4867 | 0.0013753 | 261.139 | 0.0018202 | 298.4786 | 0.00093693
242.2517 | 0.001141 | 243.4995 | 0.0018615 | 311.4636 | 0.0006958 | 219.8788 | 0.0022361 | 243.5022 | 0.0019073 | 319.1782 | 0.00059986 | 240.4104 | 0.001242 | 262.356 | 0.001877 | 322.5517 | 0.00059824 | 240.4228 | 0.0012819 | 263.515 | 0.0017375 | 300.849 | 0.00089589
245.161 | 0.0010445 | 245.7913 | 0.0017929 | 313.7223 | 0.00067816 | 222.7682 | 0.0020683 | 245.8997 | 0.0018232 | 321.716 | 0.00058304 | 243.3465 | 0.001141 | 264.7849 | 0.0017783 | 324.8395 | 0.00058629 | 243.359 | 0.0011907 | 265.8909 | 0.0016565 | 303.2193 | 0.00085572
248.0704 | 0.00095215 | 248.0832 | 0.0017258 | 315.9811 | 0.00065873 | 225.6575 | 0.0019112 | 248.2972 | 0.0017468 | 324.2537 | 0.00056477 | 246.2826 | 0.001047 | 267.2138 | 0.0016781 | 327.1274 | 0.00056955 | 246.2952 | 0.0011028 | 268.2668 | 0.0015769 | 305.5897 | 0.00081624
250.9797 | 0.00086665 | 250.3751 | 0.0016595 | 318.2399 | 0.00063831 | 228.5468 | 0.0017642 | 250.6946 | 0.0016773 | 326.7915 | 0.00054571 | 249.2187 | 0.00096154 | 269.6427 | 0.0015786 | 329.4152 | 0.00054824 | 249.2313 | 0.0010202 | 270.6427 | 0.0014984 | 307.9601 | 0.0007773
253.889 | 0.00079027 | 252.6669 | 0.001593 | 320.4987 | 0.00061765 | 231.4361 | 0.0016261 | 253.0921 | 0.0016137 | 329.3293 | 0.00052649 | 252.1548 | 0.00088592 | 272.0716 | 0.0014821 | 331.703 | 0.00052301 | 252.1675 | 0.0009449 | 273.0186 | 0.0014209 | 310.3305 | 0.00073884
256.7983 | 0.0007246 | 254.9588 | 0.0015263 | 322.7575 | 0.00059723 | 234.3255 | 0.0014956 | 255.4896 | 0.001555 | 331.867 | 0.00050748 | 255.0909 | 0.00082071 | 274.5005 | 0.0013902 | 333.9909 | 0.00049501 | 255.1037 | 0.00087876 | 275.3945 | 0.0013451 | 312.7009 | 0.00070103
259.7077 | 0.00067022 | 257.2506 | 0.0014596 | 325.0163 | 0.00057726 | 237.2148 | 0.001372 | 257.887 | 0.0014999 | 334.4048 | 0.00048879 | 258.027 | 0.0007658 | 276.9294 | 0.001304 | 336.2787 | 0.00046603 | 258.0398 | 0.00082266 | 277.7704 | 0.001272 | 315.0713 | 0.00066417
262.617 | 0.00062659 | 259.5425 | 0.0013935 | 327.2751 | 0.0005577 | 240.1041 | 0.0012551 | 260.2845 | 0.001447 | 336.9425 | 0.00047021 | 260.9631 | 0.00072025 | 279.3583 | 0.001224 | 338.5666 | 0.0004377 | 260.976 | 0.00077633 | 280.1463 | 0.0012031 | 317.4417 | 0.00062866
265.5263 | 0.0005923 | 261.8344 | 0.0013286 | 329.5339 | 0.00053831 | 242.9934 | 0.0011453 | 262.682 | 0.0013951 | 339.4803 | 0.00045155 | 263.8992 | 0.00068238 | 281.7872 | 0.0011506 | 340.8544 | 0.00041146 | 263.9121 | 0.00073845 | 282.5222 | 0.00114 | 319.812 | 0.00059488
268.4357 | 0.0005653 | 264.1262 | 0.0012658 | 331.7927 | 0.0005188 | 245.8827 | 0.0010433 | 265.0795 | 0.0013432 | 342.018 | 0.00043282 | 266.8353 | 0.00064994 | 284.2161 | 0.0010835 | 343.1423 | 0.00038843 | 266.8483 | 0.00070698 | 284.8981 | 0.0010838 | 322.1824 | 0.00056307
271.345 | 0.00054334 | 266.4181 | 0.0012058 | 334.0515 | 0.00049892 | 248.7721 | 0.00094982 | 267.4769 | 0.0012907 | 344.5558 | 0.00041434 | 269.7714 | 0.00062067 | 286.645 | 0.0010224 | 345.4301 | 0.00036916 | 269.7845 | 0.00067976 | 287.274 | 0.0010349 | 324.5528 | 0.00053338
274.2543 | 0.00052439 | 268.7099 | 0.0011489 | 336.3103 | 0.00047857 | 251.6614 | 0.00086568 | 269.8744 | 0.0012376 | 347.0935 | 0.00039662 | 272.7076 | 0.00059272 | 289.0739 | 0.00096681 | 347.718 | 0.00035366 | 272.7206 | 0.00065487 | 289.6499 | 0.00099302 | 326.9232 | 0.00050599
277.1636 | 0.00050693 | 271.0018 | 0.0010952 | 338.5691 | 0.00045779 | 254.5507 | 0.0007921 | 272.2719 | 0.0011842 | 349.6313 | 0.00038023 | 275.6437 | 0.00056507 | 291.5028 | 0.00091598 | 350.0058 | 0.00034143 | 275.6568 | 0.00063092 | 292.0258 | 0.0009567 | 329.2936 | 0.00048082
280.073 | 0.00049011 | 273.2936 | 0.0010445 | 340.8279 | 0.00043679 | 257.44 | 0.00072901 | 274.6693 | 0.0011312 | 352.1691 | 0.00036557 | 278.5798 | 0.00053752 | 293.9317 | 0.00086912 | 352.2937 | 0.00033157 | 278.593 | 0.00060703 | 294.4017 | 0.00092364 | 331.664 | 0.00045787
282.9823 | 0.00047367 | 275.5855 | 0.00099615 | 343.0867 | 0.00041591 | 260.3293 | 0.0006764 | 277.0668 | 0.0010798 | 354.7068 | 0.00035271 | 281.5159 | 0.00051045 | 296.3606 | 0.00082541 | 354.5815 | 0.00032301 | 281.5291 | 0.00058277 | 296.7776 | 0.00089183 | 334.0343 | 0.00043717
285.8916 | 0.00045763 | 277.8774 | 0.00094961 | 345.3455 | 0.00039553 | 263.2187 | 0.00063372 | 279.4643 | 0.0010305 | 357.2446 | 0.00034137 | 284.452 | 0.00048446 | 298.7895 | 0.00078409 | 356.8694 | 0.00031465 | 284.4653 | 0.00055786 | 299.1535 | 0.00085955 | 336.4047 | 0.00041874
288.801 | 0.00044183 | 280.1692 | 0.00090423 | 347.6042 | 0.00037603 | 266.108 | 0.0005998 | 281.8617 | 0.00098407 | 359.7823 | 0.00033101 | 287.3881 | 0.00045974 | 301.2184 | 0.00074462 | 359.1572 | 0.00030561 | 287.4015 | 0.00053217 | 301.5294 | 0.00082565 | 338.7751 | 0.00040248
291.7103 | 0.00042571 | 282.4611 | 0.00085957 | 349.863 | 0.00035771 | 268.9973 | 0.00057299 | 284.2592 | 0.00094042 | 362.3201 | 0.00032094 | 290.3242 | 0.00043602 | 303.6473 | 0.00070661 | 361.4451 | 0.00029526 | 290.3376 | 0.00050545 | 303.9053 | 0.00078965 | 341.1455 | 0.00038814
294.6196 | 0.00040823 | 284.7529 | 0.00081546 | 352.1218 | 0.00034087 | 271.8866 | 0.00055141 | 286.6567 | 0.00089923 | 364.8578 | 0.00031054 | 293.2603 | 0.00041272 | 306.0762 | 0.00067008 | 363.7329 | 0.0002833 | 293.2738 | 0.00047739 | 306.2812 | 0.00075165 | 343.5159 | 0.00037532
297.5289 | 0.00038818 | 287.0448 | 0.00077201 | 354.3806 | 0.00032549 | 274.776 | 0.0005333 | 289.0541 | 0.0008598 | 367.3956 | 0.00029938 | 296.1964 | 0.00038918 | 308.5051 | 0.00063521 | 366.0208 | 0.00026977 | 296.21 | 0.00044764 | 308.6571 | 0.00071215 | 345.8863 | 0.00036349
300.4383 | 0.00036453 | 289.3367 | 0.00072958 | 356.6394 | 0.00031149 | 277.6653 | 0.00051727 | 291.4516 | 0.00082123 | 369.9334 | 0.00028726 | 299.1325 | 0.00036488 | 310.934 | 0.00060228 | 368.3086 | 0.00025494 | 299.1461 | 0.00041595 | 311.033 | 0.00067186 | 348.2567 | 0.00035208
303.3476 | 0.00033687 | 291.6285 | 0.00068875 | 358.8982 | 0.00029871 | 280.5546 | 0.00050245 | 293.8491 | 0.00078275 | 372.4711 | 0.00027426 | 302.0686 | 0.00033955 | 313.3629 | 0.00057149 | 370.5965 | 0.00023935 | 302.0823 | 0.00038233 | 313.4089 | 0.00063143 | 350.627 | 0.00034058
306.2569 | 0.00030557 | 293.9204 | 0.00064985 | 361.157 | 0.00028689 | 283.4439 | 0.00048835 | 296.2465 | 0.00074382 | 375.0089 | 0.00026058 | 305.0047 | 0.00031313 | 315.7918 | 0.00054288 | 372.8843 | 0.0002236 | 305.0184 | 0.00034712 | 315.7848 | 0.0005914 | 352.9974 | 0.00032865
309.1663 | 0.00027179 | 296.2122 | 0.0006131 | 363.4158 | 0.00027575 | 286.3332 | 0.00047459 | 298.644 | 0.00070436 | 377.5466 | 0.00024655 | 307.9408 | 0.00028575 | 318.2207 | 0.00051627 | 375.1721 | 0.00020822 | 307.9546 | 0.00031102 | 318.1607 | 0.00055205 | 355.3678 | 0.00031614
312.0756 | 0.00023724 | 298.5041 | 0.00057854 | 365.6746 | 0.00026498 | 289.2226 | 0.0004606 | 301.0415 | 0.00066478 | 380.0844 | 0.0002325 | 310.8769 | 0.00025766 | 320.6496 | 0.0004912 | 377.46 | 0.00019363 | 310.8908 | 0.00027494 | 320.5366 | 0.0005135 | 357.7382 | 0.0003031
314.9849 | 0.00020373 | 300.796 | 0.00054607 | 367.9334 | 0.00025429 | 292.1119 | 0.00044539 | 303.439 | 0.00062581 | 382.6221 | 0.00021869 | 313.813 | 0.00022929 | 323.0785 | 0.00046703 | 379.7478 | 0.00018012 | 313.8269 | 0.00023992 | 322.9125 | 0.00047574 | 360.1086 | 0.00028963
317.8942 | 0.00017279 | 303.0878 | 0.00051551 | 370.1922 | 0.00024342 | 295.0012 | 0.00042765 | 305.8364 | 0.00058842 | 385.1599 | 0.00020525 | 316.7491 | 0.00020123 | 325.5074 | 0.00044305 | 382.0357 | 0.00016782 | 316.7631 | 0.0002069 | 325.2884 | 0.00043874 | 362.479 | 0.00027582
320.8036 | 0.00014539 | 305.3797 | 0.00048667 | 372.451 | 0.00023219 | 297.8905 | 0.00040607 | 308.2339 | 0.00055349 | 387.6976 | 0.00019228 | 319.6852 | 0.00017415 | 327.9363 | 0.00041865 | 384.3235 | 0.00015671 | 319.6993 | 0.00017663 | 327.6643 | 0.00040256 | 364.8493 | 0.0002616
323.7129 | 0.00012183 | 307.6715 | 0.00045945 | 374.7098 | 0.00022052 | 300.7798 | 0.00037982 | 310.6314 | 0.00052166 | 390.2354 | 0.00017983 | 322.6214 | 0.00014867 | 330.3652 | 0.00039347 | 386.6114 | 0.00014662 | 322.6354 | 0.00014956 | 330.0402 | 0.00036747 | 367.2197 | 0.0002468
326.6222 | 0.00010186 | 309.9634 | 0.00043378 | 376.9686 | 0.00020841 | 303.6692 | 0.00034891 | 313.0288 | 0.00049327 | 392.7732 | 0.00016795 | 325.5575 | 0.0001252 | 332.7941 | 0.00036746 | 388.8992 | 0.00013731 | 325.5716 | 0.00012583 | 332.4162 | 0.00033376 | 369.5901 | 0.00023121
329.5316 | 8.4938e-05 | 312.2553 | 0.00040964 | 379.2274 | 0.00019595 | 306.5585 | 0.00031439 | 315.4263 | 0.00046812 | 395.3109 | 0.00015672 | 328.4936 | 0.00010393 | 335.223 | 0.00034093 | 391.1871 | 0.00012849 | 328.5078 | 0.00010531 | 334.7921 | 0.00030188 | 371.9605 | 0.00021473
332.4409 | 7.0511e-05 | 314.5471 | 0.00038704 | 381.4861 | 0.00018331 | 309.4478 | 0.00027807 | 317.8238 | 0.00044549 | 397.8487 | 0.00014619 | 331.4297 | 8.4866e-05 | 337.6519 | 0.00031446 | 393.4749 | 0.00011992 | 331.4439 | 8.7692e-05 | 337.168 | 0.00027232 | 374.3309 | 0.0001974
335.3502 | 5.8208e-05 | 316.839 | 0.00036593 | 383.7449 | 0.0001707 | 312.3371 | 0.00024221 | 320.2212 | 0.0004247 | 400.3864 | 0.00013642 | 334.3658 | 6.7969e-05 | 340.0808 | 0.00028881 | 395.7628 | 0.0001114 | 334.3801 | 7.2622e-05 | 339.5439 | 0.00024548 | 376.7013 | 0.00017948
338.2595 | 4.796e-05 | 319.1308 | 0.00034625 | 386.0037 | 0.00015833 | 315.2265 | 0.00020858 | 322.6187 | 0.00040504 | 402.9242 | 0.00012741 | 337.3019 | 5.3273e-05 | 342.5097 | 0.00026465 | 398.0506 | 0.0001029 | 337.3163 | 5.9786e-05 | 341.9198 | 0.00022169 | 379.0717 | 0.00016135
341.1689 | 3.9631e-05 | 321.4227 | 0.00032789 | 388.2625 | 0.00014639 | 318.1158 | 0.00017823 | 325.0162 | 0.00038596 | 405.4619 | 0.0001191 | 340.238 | 4.0916e-05 | 344.9386 | 0.00024241 | 400.3385 | 9.4475e-05 | 340.2524 | 4.9004e-05 | 344.2957 | 0.00020108 | 381.442 | 0.00014348
344.0782 | 3.3156e-05 | 323.7145 | 0.00031076 | 390.5213 | 0.000135 | 321.0051 | 0.00015147 | 327.4136 | 0.0003671 | 407.9997 | 0.00011141 | 343.1741 | 3.1074e-05 | 347.3675 | 0.00022237 | 402.6263 | 8.6289e-05 | 343.1886 | 4.0225e-05 | 346.6716 | 0.00018364 | 383.8124 | 0.00012627
346.9875 | 2.8348e-05 | 326.0064 | 0.00029482 | 392.7801 | 0.00012425 | 323.8944 | 0.00012806 | 329.8111 | 0.00034822 | 410.5374 | 0.00010425 | 346.1102 | 2.3575e-05 | 349.7964 | 0.00020459 | 404.9142 | 7.8609e-05 | 346.1247 | 3.3253e-05 | 349.0475 | 0.00016915 | 386.1828 | 0.00011004
349.8968 | 2.4896e-05 | 328.2983 | 0.00027998 | 395.0389 | 0.00011424 | 326.7837 | 0.00010751 | 332.2086 | 0.00032923 | 413.0752 | 9.7541e-05 | 349.0463 | 1.8158e-05 | 352.2253 | 0.00018903 | 407.202 | 7.1625e-05 | 349.0609 | 2.7904e-05 | 351.4234 | 0.00015725 | 388.5532 | 9.4935e-05
352.8062 | 2.2426e-05 | 330.5901 | 0.00026612 | 397.2977 | 0.00010507 | 329.6731 | 8.9349e-05 | 334.6061 | 0.00031004 | 415.613 | 9.1263e-05 | 351.9824 | 1.4416e-05 | 354.6541 | 0.00017552 | 409.4899 | 6.5469e-05 | 351.9971 | 2.3889e-05 | 353.7993 | 0.00014747 | 390.9236 | 8.1031e-05
355.7155 | 2.0585e-05 | 332.882 | 0.00025305 | 399.5565 | 9.6829e-05 | 332.5624 | 7.3278e-05 | 337.0035 | 0.00029057 | 418.1507 | 8.5447e-05 | 354.9185 | 1.1902e-05 | 357.083 | 0.00016382 | 411.7777 | 6.0188e-05 | 354.9332 | 2.0852e-05 | 356.1752 | 0.00013924 | 393.294 | 6.8321e-05
358.6248 | 1.9096e-05 | 335.1738 | 0.00024049 | 401.8153 | 8.9587e-05 | 335.4517 | 5.9214e-05 | 339.401 | 0.00027072 | 420.6885 | 8.0146e-05 | 357.8546 | 1.0226e-05 | 359.5119 | 0.00015361 | 414.0656 | 5.5754e-05 | 357.8694 | 1.8444e-05 | 358.5511 | 0.00013198 | 395.6644 | 5.679e-05
361.5342 | 1.7785e-05 | 337.4657 | 0.00022805 | 404.0741 | 8.3363e-05 | 338.341 | 4.7199e-05 | 341.7985 | 0.0002504 | 423.2262 | 7.5422e-05 | 360.7907 | 9.1102e-06 | 361.9408 | 0.00014447 | 416.3534 | 5.2075e-05 | 360.8056 | 1.6397e-05 | 360.927 | 0.00012512 | 398.0347 | 4.6447e-05
364.4435 | 1.6567e-05 | 339.7576 | 0.00021533 | 406.3329 | 7.8113e-05 | 341.2304 | 3.7281e-05 | 344.1959 | 0.00022963 | 425.764 | 7.1221e-05 | 363.7268 | 8.3908e-06 | 364.3697 | 0.00013594 | 418.6412 | 4.9025e-05 | 363.7417 | 1.456e-05 | 363.3029 | 0.00011818 | 400.4051 | 3.733e-05
367.3528 | 1.5418e-05 | 342.0494 | 0.00020198 | 408.5917 | 7.3723e-05 | 344.1197 | 2.9417e-05 | 346.5934 | 0.00020851 | 428.3017 | 6.7426e-05 | 366.6629 | 7.9817e-06 | 366.7986 | 0.00012752 | 420.9291 | 4.6466e-05 | 366.6779 | 1.2897e-05 | 365.6788 | 0.00011082 | 402.7755 | 2.9534e-05
370.2621 | 1.435e-05 | 344.3413 | 0.00018777 | 410.8505 | 7.0036e-05 | 347.009 | 2.3425e-05 | 348.9909 | 0.00018731 | 430.8395 | 6.3883e-05 | 369.599 | 7.8293e-06 | 369.2275 | 0.00011877 | 423.2169 | 4.4253e-05 | 369.6141 | 1.1458e-05 | 368.0547 | 0.00010284 | 405.1459 | 2.3068e-05
373.1715 | 1.3391e-05 | 346.6331 | 0.00017267 | 413.1092 | 6.6885e-05 | 349.8983 | 1.9013e-05 | 351.3883 | 0.0001664 | 433.3773 | 6.0439e-05 | 372.5351 | 7.8823e-06 | 371.6564 | 0.00010939 | 425.5048 | 4.2249e-05 | 372.5502 | 1.0344e-05 | 370.4306 | 9.4333e-05 | 407.5163 | 1.7843e-05
376.0808 | 1.2581e-05 | 348.925 | 0.00015685 | 415.368 | 6.4128e-05 | 352.7876 | 1.5832e-05 | 353.7858 | 0.00014631 | 435.915 | 5.6993e-05 | 375.4713 | 8.0839e-06 | 374.0853 | 9.9275e-05 | 427.7926 | 4.0324e-05 | 375.4864 | 9.6648e-06 | 372.8065 | 8.5547e-05 | 409.8867 | 1.3743e-05
378.9901 | 1.1973e-05 | 351.2169 | 0.00014064 | 417.6268 | 6.168e-05 | 355.677 | 1.3547e-05 | 356.1833 | 0.00012749 | 438.4528 | 5.3527e-05 | 378.4074 | 8.3808e-06 | 376.5142 | 8.8582e-05 | 430.0805 | 3.8362e-05 | 378.4226 | 9.5047e-06 | 375.1824 | 7.6818e-05 | 412.257 | 1.0604e-05
381.8995 | 1.1624e-05 | 353.5087 | 0.00012452 | 419.8856 | 5.951e-05 | 358.5663 | 1.1878e-05 | 358.5807 | 0.00011036 | 440.9905 | 5.0115e-05 | 381.3435 | 8.7341e-06 | 378.9431 | 7.7671e-05 | 432.3683 | 3.6272e-05 | 381.3587 | 9.8896e-06 | 377.5583 | 6.8509e-05 | 414.6274 | 8.234e-06
384.8088 | 1.158e-05 | 355.8006 | 0.00010898 | 422.1444 | 5.7636e-05 | 361.4556 | 1.0617e-05 | 360.9782 | 9.5242e-05 | 443.5283 | 4.6895e-05 | 384.2796 | 9.123e-06 | 381.372 | 6.7094e-05 | 434.6562 | 3.4009e-05 | 384.2949 | 1.0764e-05 | 379.9342 | 6.0922e-05 | 416.9978 | 6.4445e-06
387.7181 | 1.1854e-05 | 358.0924 | 9.4498e-05 | 424.4032 | 5.6019e-05 | 364.3449 | 9.6303e-06 | 363.3757 | 8.2335e-05 | 446.066 | 4.4025e-05 | 387.2157 | 9.5405e-06 | 383.8009 | 5.7362e-05 | 436.944 | 3.1579e-05 | 387.2311 | 1.199e-05 | 382.3101 | 5.4251e-05 | 419.3682 | 5.0754e-06
390.6274 | 1.2413e-05 | 360.3843 | 8.1453e-05 | 426.662 | 5.4589e-05 | 367.2342 | 8.8446e-06 | 365.7732 | 7.1698e-05 | 448.6038 | 4.163e-05 | 390.1518 | 9.9879e-06 | 386.2298 | 4.8865e-05 | 439.2319 | 2.9053e-05 | 390.1672 | 1.338e-05 | 384.686 | 4.8551e-05 | 421.7386 | 4.0087e-06
393.5368 | 1.3183e-05 | 362.6762 | 7.0201e-05 | 428.9208 | 5.3222e-05 | 370.1236 | 8.2166e-06 | 368.1706 | 6.3229e-05 | 451.1415 | 3.9754e-05 | 393.0879 | 1.0475e-05 | 388.6587 | 4.1829e-05 | 441.5197 | 2.6564e-05 | 393.1034 | 1.4749e-05 | 387.0619 | 4.3754e-05 | 424.109 | 3.1724e-06
396.4461 | 1.4057e-05 | 364.968 | 6.0709e-05 | 431.1796 | 5.1759e-05 | 373.0129 | 7.7438e-06 | 370.5681 | 5.6683e-05 | 453.6793 | 3.8345e-05 | 396.024 | 1.1029e-05 | 391.0876 | 3.6295e-05 | 443.8076 | 2.4259e-05 | 396.0395 | 1.5977e-05 | 389.4378 | 3.9703e-05 | 426.4794 | 2.5361e-06
399.3554 | 1.4942e-05 | 367.2599 | 5.2876e-05 | 433.4384 | 5.0049e-05 | 375.9022 | 7.4328e-06 | 372.9656 | 5.1701e-05 | 456.2171 | 3.7258e-05 | 398.9601 | 1.1694e-05 | 393.5165 | 3.2149e-05 | 446.0954 | 2.226e-05 | 398.9757 | 1.7034e-05 | 391.8137 | 3.6207e-05 | 428.8497 | 2.0999e-06
402.2648 | 1.5782e-05 | 369.5517 | 4.6503e-05 | 435.6972 | 4.7989e-05 | 378.7915 | 7.2834e-06 | 375.363 | 4.7862e-05 | 458.7548 | 3.6302e-05 | 401.8962 | 1.2524e-05 | 395.9454 | 2.916e-05 | 448.3833 | 2.0649e-05 | 401.9119 | 1.7986e-05 | 394.1896 | 3.3092e-05 | 431.2201 | 1.8827e-06
405.1741 | 1.6551e-05 | 371.8436 | 4.133e-05 | 437.956 | 4.5555e-05 | 381.6809 | 7.2812e-06 | 377.7605 | 4.4743e-05 | 461.2926 | 3.5301e-05 | 404.8323 | 1.3527e-05 | 398.3743 | 2.7035e-05 | 450.6711 | 1.9461e-05 | 404.848 | 1.8926e-05 | 396.5655 | 3.0232e-05 | 433.5905 | 1.9089e-06
408.0834 | 1.7239e-05 | 374.1354 | 3.7077e-05 | 440.2148 | 4.2812e-05 | 384.5702 | 7.4036e-06 | 380.158 | 4.1972e-05 | 463.8303 | 3.4145e-05 | 407.7684 | 1.4653e-05 | 400.8032 | 2.5472e-05 | 452.959 | 1.8692e-05 | 407.7842 | 1.9899e-05 | 398.9414 | 2.7577e-05 | 435.9609 | 2.199e-06
410.9927 | 1.7826e-05 | 376.4273 | 3.3481e-05 | 442.4736 | 3.9902e-05 | 387.4595 | 7.6342e-06 | 382.5554 | 3.926e-05 | 466.3681 | 3.2834e-05 | 410.7045 | 1.5776e-05 | 403.2321 | 2.4199e-05 | 455.2468 | 1.8319e-05 | 410.7204 | 2.0869e-05 | 401.3174 | 2.515e-05 | 438.3313 | 2.7594e-06
413.9021 | 1.8266e-05 | 378.7192 | 3.0324e-05 | 444.7324 | 3.7007e-05 | 390.3488 | 7.9768e-06 | 384.9529 | 3.6424e-05 | 468.9058 | 3.1495e-05 | 413.6406 | 1.6711e-05 | 405.661 | 2.2998e-05 | 457.5347 | 1.8313e-05 | 413.6565 | 2.172e-05 | 403.6933 | 2.3024e-05 | 440.7017 | 3.5819e-06
416.8114 | 1.8482e-05 | 381.011 | 2.7444e-05 | 446.9911 | 3.4313e-05 | 393.2381 | 8.4593e-06 | 387.3504 | 3.3375e-05 | 471.4436 | 3.0299e-05 | 416.5767 | 1.7258e-05 | 408.0899 | 2.1717e-05 | 459.8225 | 1.8644e-05 | 416.5927 | 2.2279e-05 | 406.0692 | 2.1323e-05 | 443.072 | 4.623e-06
419.7207 | 1.8375e-05 | 383.3029 | 2.4733e-05 | 449.2499 | 3.197e-05 | 396.1275 | 9.1235e-06 | 389.7478 | 3.0109e-05 | 473.9814 | 2.939e-05 | 419.5128 | 1.7259e-05 | 410.5188 | 2.0268e-05 | 462.1103 | 1.9272e-05 | 419.5289 | 2.2365e-05 | 408.4451 | 2.0102e-05 | 445.4424 | 5.8002e-06
422.6301 | 1.7849e-05 | 385.5947 | 2.2133e-05 | 451.5087 | 3.0057e-05 | 399.0168 | 1.0003e-05 | 392.1453 | 2.6678e-05 | 476.5191 | 2.8826e-05 | 422.4489 | 1.6641e-05 | 412.9477 | 1.8619e-05 | 464.3982 | 2.0128e-05 | 422.465 | 2.1838e-05 | 410.821 | 1.936e-05 | 447.8128 | 7.023e-06
425.5394 | 1.6845e-05 | 387.8866 | 1.9622e-05 | 453.7675 | 2.8575e-05 | 401.9061 | 1.1104e-05 | 394.5428 | 2.3194e-05 | 479.0569 | 2.8554e-05 | 425.385 | 1.5439e-05 | 415.3766 | 1.6784e-05 | 466.686 | 2.1101e-05 | 425.4012 | 2.0642e-05 | 413.1969 | 1.902e-05 | 450.1832 | 8.192e-06
428.4487 | 1.5374e-05 | 390.1785 | 1.7207e-05 | 456.0263 | 2.7457e-05 | 404.7954 | 1.2388e-05 | 396.9402 | 1.9778e-05 | 481.5946 | 2.8416e-05 | 428.3212 | 1.3781e-05 | 417.8055 | 1.4813e-05 | 468.9739 | 2.203e-05 | 428.3374 | 1.8836e-05 | 415.5728 | 1.8938e-05 | 452.5536 | 9.2123e-06
431.358 | 1.3532e-05 | 392.4703 | 1.4911e-05 | 458.2851 | 2.654e-05 | 407.6847 | 1.3773e-05 | 399.3377 | 1.655e-05 | 484.1324 | 2.8197e-05 | 431.2573 | 1.1862e-05 | 420.2344 | 1.2789e-05 | 471.2617 | 2.2718e-05 | 431.2735 | 1.6596e-05 | 417.9487 | 1.8922e-05 | 454.924 | 1.0004e-05
434.2674 | 1.1488e-05 | 394.7622 | 1.2769e-05 | 460.5439 | 2.5652e-05 | 410.5741 | 1.5135e-05 | 401.7352 | 1.3614e-05 | 486.6701 | 2.7681e-05 | 434.1934 | 9.8969e-06 | 422.6633 | 1.082e-05 | 473.5496 | 2.297e-05 | 434.2097 | 1.4184e-05 | 420.3246 | 1.8772e-05 | 457.2944 | 1.0513e-05
437.1767 | 9.45e-06 | 397.054 | 1.082e-05 | 462.8027 | 2.4637e-05 | 413.4634 | 1.6319e-05 | 404.1327 | 1.105e-05 | 489.2079 | 2.6701e-05 | 437.1295 | 8.0778e-06 | 425.0922 | 9.0042e-06 | 475.8374 | 2.2593e-05 | 437.1458 | 1.1884e-05 | 422.7005 | 1.832e-05 | 459.6647 | 1.0708e-05
440.086 | 7.6089e-06 | 399.3459 | 9.1021e-06 | 465.0615 | 2.3374e-05 | 416.3527 | 1.7144e-05 | 406.5301 | 8.8969e-06 | 491.7456 | 2.5176e-05 | 440.0656 | 6.5374e-06 | 427.5211 | 7.4153e-06 | 478.1253 | 2.1533e-05 | 440.082 | 9.924e-06 | 425.0764 | 1.7462e-05 | 462.0351 | 1.0588e-05
442.9953 | 6.0888e-06 | 401.6378 | 7.6153e-06 | 467.3203 | 2.1793e-05 | 419.242 | 1.7428e-05 | 408.9276 | 7.1544e-06 | 494.2834 | 2.3116e-05 | 443.0017 | 5.3299e-06 | 429.95 | 6.0912e-06 | 480.4131 | 1.9846e-05 | 443.0182 | 8.4163e-06 | 427.4523 | 1.6172e-05 | 464.4055 | 1.0169e-05
445.9047 | 4.921e-06 | 403.9296 | 6.3511e-06 | 469.5791 | 1.9881e-05 | 422.1314 | 1.6999e-05 | 411.3251 | 5.7835e-06 | 496.8212 | 2.061e-05 | 445.9378 | 4.4318e-06 | 432.3789 | 5.0287e-06 | 482.701 | 1.7661e-05 | 445.9543 | 7.3309e-06 | 429.8282 | 1.4501e-05 | 466.7759 | 9.4865e-06
448.814 | 4.0511e-06 | 406.2215 | 5.285e-06 | 471.8379 | 1.768e-05 | 425.0207 | 1.5805e-05 | 413.7225 | 4.718e-06 | 499.3589 | 1.7804e-05 | 448.8739 | 3.7624e-06 | 434.8078 | 4.1898e-06 | 484.9888 | 1.5163e-05 | 448.8905 | 6.5269e-06 | 432.2041 | 1.2561e-05 | 469.1463 | 8.5886e-06
451.7233 | 3.3818e-06 | 408.5133 | 4.3833e-06 | 474.0967 | 1.5281e-05 | 427.91 | 1.3946e-05 | 416.12 | 3.8804e-06 | 501.8967 | 1.4866e-05 | 451.81 | 3.2188e-06 | 437.2367 | 3.5174e-06 | 487.2767 | 1.2557e-05 | 451.8267 | 5.8211e-06 | 434.58 | 1.0493e-05 | 471.5167 | 7.5338e-06

## BF 2.18
|  | Consumer Power | [5 empty] | Gone Green | [5 empty] | Slow Progression | [5 empty] | No Progression
2016/17 |  | 2020/21 |  | 2025/26 |  | 2016/17 |  | 2020/21 |  | 2025/26 |  | 2016/17 |  | 2020/21 |  | 2025/26 |  | 2016/17 |  | 2020/21 |  | 2025/26
Mean ramp rate (MW/min) |  | Mean ramp rate (MW/min) |  | Mean ramp rate (MW/min) |  | Mean ramp rate (MW/min) |  | Mean ramp rate (MW/min) |  | Mean ramp rate (MW/min) |  | Mean ramp rate (MW/min) |  | Mean ramp rate (MW/min) |  | Mean ramp rate (MW/min) |  | Mean ramp rate (MW/min) |  | Mean ramp rate (MW/min) |  | Mean ramp rate (MW/min)
-759.41 | 3.0663e-05 | -762.6267 | 4.3109e-05 | -827.2667 | 2.43e-05 | -806.76 | 3.0661e-05 | -808.9867 | 3.2135e-05 | -872.4333 | 1.2864e-05 | -803.93 | 4.5485e-05 | -803.93 | 4.6887e-05 | -868.93 | 3.9526e-05 | -779.5067 | 7.7978e-05 | -779.5067 | 7.4163e-05 | -852.0067 | 4.8114e-05
-756.7119 | 4.1817e-05 | -760.3348 | 5.1837e-05 | -825.2202 | 2.8449e-05 | -803.9964 | 4.017e-05 | -806.5892 | 3.8964e-05 | -870.275 | 1.5924e-05 | -801.0801 | 5.7619e-05 | -801.5011 | 5.7724e-05 | -866.7943 | 4.6985e-05 | -776.7368 | 0.00010005 | -777.1308 | 9.1682e-05 | -849.9236 | 5.9255e-05
-754.0138 | 5.5154e-05 | -758.0429 | 6.1034e-05 | -823.1737 | 3.2791e-05 | -801.2328 | 5.0975e-05 | -804.1917 | 4.5798e-05 | -868.1167 | 1.9352e-05 | -798.2301 | 7.1197e-05 | -799.0722 | 6.9871e-05 | -864.6587 | 5.5031e-05 | -773.9669 | 0.00012573 | -774.7549 | 0.00011164 | -847.8405 | 7.1877e-05
-751.3157 | 7.0493e-05 | -755.7511 | 7.0665e-05 | -821.1273 | 3.7388e-05 | -798.4693 | 6.3063e-05 | -801.7943 | 5.2378e-05 | -865.9583 | 2.3131e-05 | -795.3802 | 8.6466e-05 | -796.6433 | 8.3582e-05 | -862.523 | 6.3759e-05 | -771.197 | 0.00015576 | -772.379 | 0.00013453 | -845.7574 | 8.6028e-05
-748.6176 | 8.7606e-05 | -753.4592 | 8.077e-05 | -819.0808 | 4.2369e-05 | -795.7057 | 7.6521e-05 | -799.3968 | 5.8536e-05 | -863.8 | 2.7245e-05 | -792.5302 | 0.00010387 | -794.2144 | 9.9223e-05 | -860.3874 | 7.3329e-05 | -768.4272 | 0.00019101 | -770.0031 | 0.00016101 | -843.6744 | 0.00010173
-745.9196 | 0.00010629 | -751.1674 | 9.1452e-05 | -817.0343 | 4.7933e-05 | -792.9421 | 9.1524e-05 | -796.9993 | 6.4236e-05 | -861.6417 | 3.1717e-05 | -789.6803 | 0.00012403 | -791.7855 | 0.00011721 | -858.2517 | 8.3946e-05 | -765.6573 | 0.00023227 | -767.6271 | 0.00019172 | -841.5913 | 0.00011899
-743.2215 | 0.00012649 | -748.8755 | 0.00010289 | -814.9878 | 5.4337e-05 | -790.1785 | 0.00010828 | -794.6019 | 6.9596e-05 | -859.4834 | 3.6556e-05 | -786.8304 | 0.00014767 | -789.3566 | 0.00013794 | -856.1161 | 9.5824e-05 | -762.8874 | 0.00028007 | -765.2512 | 0.00022717 | -839.5082 | 0.00013773
-740.5234 | 0.00014841 | -746.5837 | 0.00011519 | -812.9414 | 6.1857e-05 | -787.4149 | 0.0001269 | -792.2044 | 7.4883e-05 | -857.325 | 4.1813e-05 | -783.9804 | 0.00017566 | -786.9277 | 0.00016168 | -853.9804 | 0.00010919 | -760.1175 | 0.00033457 | -762.8753 | 0.0002676 | -837.4252 | 0.00015789
-737.8253 | 0.00017248 | -744.2918 | 0.00012841 | -810.8949 | 7.0745e-05 | -784.6514 | 0.00014735 | -789.8069 | 8.0483e-05 | -855.1667 | 4.7552e-05 | -781.1305 | 0.00020828 | -784.4988 | 0.00018857 | -851.8448 | 0.00012419 | -757.3477 | 0.0003957 | -760.4994 | 0.00031295 | -835.3421 | 0.00017934
-735.1272 | 0.00019932 | -741.9999 | 0.00014261 | -808.8484 | 8.1172e-05 | -781.8878 | 0.00016932 | -787.4094 | 8.685e-05 | -853.0084 | 5.3827e-05 | -778.2805 | 0.0002456 | -782.0699 | 0.00021853 | -849.7091 | 0.00014074 | -754.5778 | 0.00046343 | -758.1235 | 0.00036288 | -833.259 | 0.00020199
-732.4291 | 0.00022945 | -739.7081 | 0.00015778 | -806.802 | 9.3186e-05 | -779.1242 | 0.00019226 | -785.012 | 9.4448e-05 | -850.85 | 6.0638e-05 | -775.4306 | 0.00028725 | -779.641 | 0.00025091 | -847.5734 | 0.00015877 | -751.8079 | 0.00053797 | -755.7476 | 0.00041681 | -831.1759 | 0.00022581
-729.731 | 0.00026311 | -737.4162 | 0.00017389 | -804.7555 | 0.00010668 | -776.3606 | 0.00021544 | -782.6145 | 0.00010369 | -848.6917 | 6.7911e-05 | -772.5806 | 0.00033251 | -777.2121 | 0.00028497 | -845.4378 | 0.00017814 | -749.038 | 0.00061981 | -753.3717 | 0.0004741 | -829.0929 | 0.00025087
-727.0329 | 0.00029999 | -735.1244 | 0.00019092 | -802.709 | 0.00012135 | -773.597 | 0.00023812 | -780.217 | 0.0001149 | -846.5334 | 7.5468e-05 | -769.7307 | 0.00038058 | -774.7832 | 0.00031983 | -843.3021 | 0.00019872 | -746.2682 | 0.00070941 | -750.9958 | 0.00053411 | -827.0098 | 0.00027733
-724.3348 | 0.00033921 | -732.8325 | 0.00020883 | -800.6625 | 0.00013677 | -770.8334 | 0.00025965 | -777.8196 | 0.00012792 | -844.375 | 8.3031e-05 | -766.8808 | 0.00043086 | -772.3543 | 0.00035459 | -841.1665 | 0.0002204 | -743.4983 | 0.00080675 | -748.6199 | 0.00059622 | -824.9267 | 0.00030558
-721.6368 | 0.00037935 | -730.5406 | 0.00022754 | -798.6161 | 0.00015234 | -768.0699 | 0.00027955 | -775.4221 | 0.00014244 | -842.2167 | 9.0252e-05 | -764.0308 | 0.00048316 | -769.9254 | 0.0003885 | -839.0308 | 0.00024311 | -740.7284 | 0.00090997 | -746.244 | 0.00065979 | -822.8437 | 0.0003359
-718.9387 | 0.00041878 | -728.2488 | 0.00024699 | -796.5696 | 0.00016744 | -765.3063 | 0.00029782 | -773.0246 | 0.0001579 | -840.0584 | 9.676e-05 | -761.1809 | 0.00053768 | -767.4965 | 0.00042114 | -836.8952 | 0.00026681 | -737.9585 | 0.0010153 | -743.8681 | 0.00072378 | -820.7606 | 0.00036844
-716.2406 | 0.00045585 | -725.9569 | 0.00026704 | -794.5231 | 0.00018143 | -762.5427 | 0.00031455 | -770.6272 | 0.00017353 | -837.9001 | 0.00010222 | -758.3309 | 0.0005947 | -765.0676 | 0.00045243 | -834.7595 | 0.00029145 | -735.1886 | 0.0011181 | -741.4922 | 0.00078694 | -818.6775 | 0.0004032
-713.5425 | 0.00048922 | -723.6651 | 0.0002875 | -792.4767 | 0.00019363 | -759.7791 | 0.00032984 | -768.2297 | 0.00018852 | -835.7417 | 0.00010641 | -755.481 | 0.00065418 | -762.6387 | 0.00048267 | -832.6239 | 0.00031687 | -732.4188 | 0.001213 | -739.1163 | 0.00084774 | -816.5944 | 0.00043987
-710.8444 | 0.00051797 | -721.3732 | 0.00030808 | -790.4302 | 0.0002037 | -757.0155 | 0.00034368 | -765.8322 | 0.00020212 | -833.5834 | 0.00010921 | -752.6311 | 0.00071539 | -760.2098 | 0.00051237 | -830.4882 | 0.00034278 | -729.6489 | 0.0012955 | -736.7404 | 0.00090439 | -814.5114 | 0.00047785
-708.1463 | 0.00054144 | -719.0813 | 0.00032842 | -788.3837 | 0.00021148 | -754.252 | 0.00035594 | -763.4348 | 0.00021374 | -831.4251 | 0.00011065 | -749.7811 | 0.00077685 | -757.7809 | 0.00054203 | -828.3525 | 0.00036863 | -726.879 | 0.0013625 | -734.3645 | 0.00095517 | -812.4283 | 0.00051622
-705.4482 | 0.00055968 | -716.7895 | 0.00034803 | -786.3372 | 0.00021692 | -751.4884 | 0.00036638 | -761.0373 | 0.00022308 | -829.2667 | 0.00011085 | -746.9312 | 0.00083659 | -755.352 | 0.00057192 | -826.2169 | 0.00039364 | -724.1091 | 0.0014128 | -731.9886 | 0.00099862 | -810.3452 | 0.00055392
-702.7501 | 0.00057327 | -714.4976 | 0.0003663 | -784.2908 | 0.00022014 | -748.7248 | 0.00037479 | -758.6398 | 0.00023009 | -827.1084 | 0.00011012 | -744.0812 | 0.0008926 | -752.9232 | 0.00060194 | -824.0812 | 0.00041686 | -721.3393 | 0.0014467 | -729.6127 | 0.0010338 | -808.2621 | 0.00058979
-700.052 | 0.0005829 | -712.2058 | 0.00038241 | -782.2443 | 0.00022132 | -745.9612 | 0.00038107 | -756.2423 | 0.00023493 | -824.9501 | 0.00010868 | -741.2313 | 0.00094328 | -750.4943 | 0.00063161 | -821.9456 | 0.00043699 | -718.5694 | 0.001466 | -727.2368 | 0.0010605 | -806.1791 | 0.00062275
-697.354 | 0.00058949 | -709.9139 | 0.00039583 | -780.1978 | 0.00022071 | -743.1976 | 0.00038529 | -753.8449 | 0.00023794 | -822.7917 | 0.00010674 | -738.3814 | 0.00098774 | -748.0654 | 0.00066017 | -819.8099 | 0.00045318 | -715.7995 | 0.0014732 | -724.8609 | 0.0010791 | -804.096 | 0.00065194
-694.6559 | 0.00059396 | -707.622 | 0.00040605 | -778.1514 | 0.0002186 | -740.4341 | 0.00038771 | -751.4474 | 0.00023944 | -820.6334 | 0.00010444 | -735.5314 | 0.0010257 | -745.6365 | 0.00068682 | -817.6743 | 0.00046491 | -713.0296 | 0.0014709 | -722.485 | 0.0010905 | -802.0129 | 0.00067677
-691.9578 | 0.00059708 | -705.3302 | 0.00041274 | -776.1049 | 0.00021529 | -737.6705 | 0.00038873 | -749.0499 | 0.00023973 | -818.4751 | 0.00010187 | -732.6815 | 0.0010572 | -743.2076 | 0.0007108 | -815.5386 | 0.00047205 | -710.2598 | 0.0014617 | -720.1091 | 0.0010959 | -799.9299 | 0.00069698
-689.2597 | 0.00059933 | -703.0383 | 0.00041584 | -774.0584 | 0.0002111 | -734.9069 | 0.0003888 | -746.6525 | 0.00023894 | -816.3168 | 9.9132e-05 | -729.8315 | 0.0010819 | -740.7787 | 0.00073189 | -813.403 | 0.00047492 | -707.4899 | 0.0014477 | -717.7332 | 0.0010969 | -797.8468 | 0.00071264
-686.5616 | 0.00060076 | -700.7465 | 0.00041558 | -772.012 | 0.00020636 | -732.1433 | 0.00038822 | -744.255 | 0.00023712 | -814.1584 | 9.6322e-05 | -726.9816 | 0.0010998 | -738.3498 | 0.00075012 | -811.2673 | 0.00047423 | -704.72 | 0.0014307 | -715.3573 | 0.0010948 | -795.7637 | 0.00072395
-683.8635 | 0.00060107 | -698.4546 | 0.00041239 | -769.9655 | 0.0002014 | -729.3797 | 0.00038704 | -741.8575 | 0.00023412 | -812.0001 | 9.3553e-05 | -724.1316 | 0.0011101 | -735.9209 | 0.00076554 | -809.1316 | 0.00047094 | -701.9501 | 0.0014118 | -712.9814 | 0.001091 | -793.6806 | 0.00073145
-681.1654 | 0.00059973 | -696.1628 | 0.00040688 | -767.919 | 0.00019652 | -726.6161 | 0.00038492 | -739.4601 | 0.00022999 | -809.8418 | 9.0948e-05 | -721.2817 | 0.001112 | -733.492 | 0.00077809 | -806.996 | 0.00046611 | -699.1803 | 0.001392 | -710.6055 | 0.0010863 | -791.5976 | 0.00073597
-678.4673 | 0.00059616 | -693.8709 | 0.0003997 | -765.8725 | 0.000192 | -723.8526 | 0.00038119 | -737.0626 | 0.00022484 | -807.6834 | 8.8627e-05 | -718.4318 | 0.0011049 | -731.0631 | 0.00078746 | -804.8603 | 0.00046073 | -696.4104 | 0.0013716 | -708.2296 | 0.0010815 | -789.5145 | 0.00073815
-675.7692 | 0.00058997 | -691.579 | 0.00039148 | -763.8261 | 0.00018805 | -721.089 | 0.000375 | -734.6651 | 0.00021894 | -805.5251 | 8.668e-05 | -715.5818 | 0.0010883 | -728.6342 | 0.00079315 | -802.7247 | 0.00045557 | -693.6405 | 0.0013508 | -705.8537 | 0.0010769 | -787.4314 | 0.00073856
-673.0712 | 0.0005811 | -689.2872 | 0.00038273 | -761.7796 | 0.00018474 | -718.3254 | 0.00036557 | -732.2677 | 0.00021276 | -803.3668 | 8.5153e-05 | -712.7319 | 0.0010626 | -726.2053 | 0.00079455 | -800.589 | 0.00045109 | -690.8706 | 0.001329 | -703.4778 | 0.0010726 | -785.3483 | 0.00073764
-670.3731 | 0.00056977 | -686.9953 | 0.00037381 | -759.7331 | 0.00018201 | -715.5618 | 0.00035253 | -729.8702 | 0.0002068 | -801.2084 | 8.4037e-05 | -709.8819 | 0.0010291 | -723.7764 | 0.00079123 | -798.4534 | 0.00044744 | -688.1008 | 0.0013052 | -701.1019 | 0.0010682 | -783.2653 | 0.00073567
-667.675 | 0.00055639 | -684.7035 | 0.0003649 | -757.6867 | 0.00017973 | -712.7982 | 0.00033639 | -727.4727 | 0.00020156 | -799.0501 | 8.328e-05 | -707.032 | 0.00098948 | -721.3475 | 0.00078301 | -796.3177 | 0.00044445 | -685.3309 | 0.0012784 | -698.7259 | 0.0010633 | -781.1822 | 0.00073276
-664.9769 | 0.00054129 | -682.4116 | 0.00035606 | -755.6402 | 0.0001777 | -710.0347 | 0.00031805 | -725.0753 | 0.00019738 | -796.8918 | 8.2786e-05 | -704.1821 | 0.00094631 | -718.9186 | 0.00077017 | -794.1821 | 0.00044175 | -682.561 | 0.0012478 | -696.35 | 0.001057 | -779.0991 | 0.00072883
-662.2788 | 0.00052464 | -680.1197 | 0.0003472 | -753.5937 | 0.00017573 | -707.2711 | 0.00029868 | -722.6778 | 0.00019435 | -794.7335 | 8.243e-05 | -701.3321 | 0.00090225 | -716.4897 | 0.00075333 | -792.0464 | 0.00043881 | -679.7911 | 0.0012131 | -693.9741 | 0.0010485 | -777.0161 | 0.00072371
-659.5807 | 0.00050631 | -677.8279 | 0.00033815 | -751.5472 | 0.00017362 | -704.5075 | 0.00027959 | -720.2803 | 0.00019233 | -792.5751 | 8.2108e-05 | -698.4822 | 0.00085982 | -714.0608 | 0.00073342 | -789.9107 | 0.00043498 | -677.0213 | 0.0011749 | -691.5982 | 0.0010368 | -774.933 | 0.00071713
-656.8826 | 0.00048604 | -675.536 | 0.00032871 | -749.5008 | 0.00017121 | -701.7439 | 0.00026189 | -717.8828 | 0.00019098 | -790.4168 | 8.1721e-05 | -695.6322 | 0.00082091 | -711.6319 | 0.0007115 | -787.7751 | 0.00042985 | -674.2514 | 0.0011342 | -689.2223 | 0.0010208 | -772.8499 | 0.00070889
-654.1845 | 0.00046381 | -673.2442 | 0.00031873 | -747.4543 | 0.0001684 | -698.9803 | 0.00024648 | -715.4854 | 0.00018982 | -788.2585 | 8.1176e-05 | -692.7823 | 0.00078645 | -709.203 | 0.00068855 | -785.6394 | 0.00042313 | -671.4815 | 0.0010921 | -686.8464 | 0.00099981 | -770.7668 | 0.00069886
-651.4865 | 0.0004398 | -670.9523 | 0.00030813 | -745.4078 | 0.00016517 | -696.2168 | 0.00023393 | -713.0879 | 0.00018837 | -786.1001 | 8.0382e-05 | -689.9323 | 0.00075635 | -706.7741 | 0.00066538 | -783.5038 | 0.00041474 | -668.7116 | 0.0010494 | -684.4705 | 0.00097335 | -768.6838 | 0.00068703
-648.7884 | 0.00041441 | -668.6604 | 0.00029696 | -743.3614 | 0.0001615 | -693.4532 | 0.00022454 | -710.6904 | 0.00018616 | -783.9418 | 7.9258e-05 | -687.0824 | 0.00072968 | -704.3452 | 0.00064254 | -781.3681 | 0.00040483 | -665.9417 | 0.0010064 | -682.0946 | 0.0009414 | -766.6007 | 0.00067354
-646.0903 | 0.0003882 | -666.3686 | 0.00028533 | -741.3149 | 0.00015741 | -690.6896 | 0.00021828 | -708.293 | 0.00018288 | -781.7835 | 7.774e-05 | -684.2325 | 0.00070516 | -701.9163 | 0.00062046 | -779.2325 | 0.00039374 | -663.1719 | 0.00096318 | -679.7187 | 0.0009045 | -764.5176 | 0.00065853
-643.3922 | 0.00036166 | -664.0767 | 0.00027347 | -739.2684 | 0.00015296 | -687.926 | 0.00021482 | -705.8955 | 0.00017832 | -779.6251 | 7.5793e-05 | -681.3825 | 0.00068159 | -699.4874 | 0.00059929 | -777.0968 | 0.00038197 | -660.402 | 0.0009197 | -677.3428 | 0.0008637 | -762.4346 | 0.00064233
-640.6941 | 0.00033521 | -661.7849 | 0.0002617 | -737.2219 | 0.00014817 | -685.1624 | 0.00021351 | -703.498 | 0.00017245 | -777.4668 | 7.3425e-05 | -678.5326 | 0.00065826 | -697.0585 | 0.00057922 | -774.9612 | 0.00037007 | -657.6321 | 0.00087614 | -674.9669 | 0.00082042 | -760.3515 | 0.0006251
-637.996 | 0.00030921 | -659.493 | 0.00025036 | -735.1755 | 0.00014306 | -682.3988 | 0.00021346 | -701.1006 | 0.00016554 | -775.3085 | 7.0687e-05 | -675.6826 | 0.00063491 | -694.6296 | 0.00056037 | -772.8255 | 0.00035859 | -654.8622 | 0.00083311 | -672.591 | 0.00077627 | -758.2684 | 0.00060689
-635.2979 | 0.00028404 | -657.2011 | 0.00023985 | -733.129 | 0.0001377 | -679.6353 | 0.00021362 | -698.7031 | 0.00015804 | -773.1502 | 6.767e-05 | -672.8327 | 0.0006115 | -692.2007 | 0.00054282 | -770.6898 | 0.00034796 | -652.0924 | 0.00079159 | -670.2151 | 0.00073296 | -756.1853 | 0.00058766
-632.5998 | 0.00026025 | -654.9093 | 0.00023057 | -731.0825 | 0.00013214 | -676.8717 | 0.00021299 | -696.3056 | 0.00015057 | -770.9918 | 6.4486e-05 | -669.9828 | 0.00058789 | -689.7718 | 0.00052651 | -768.5542 | 0.0003384 | -649.3225 | 0.00075277 | -667.8392 | 0.00069189 | -754.1023 | 0.00056733
-629.9017 | 0.0002386 | -652.6174 | 0.00022287 | -729.0361 | 0.00012646 | -674.1081 | 0.00021085 | -693.9082 | 0.00014379 | -768.8335 | 6.1254e-05 | -667.1328 | 0.00056374 | -687.3429 | 0.0005112 | -766.4185 | 0.00032992 | -646.5526 | 0.00071783 | -665.4633 | 0.00065393 | -752.0192 | 0.0005458
-627.2037 | 0.00021994 | -650.3256 | 0.00021704 | -726.9896 | 0.00012072 | -671.3445 | 0.00020693 | -691.5107 | 0.00013831 | -766.6752 | 5.8074e-05 | -664.2829 | 0.00053874 | -684.914 | 0.00049647 | -764.2829 | 0.00032229 | -643.7827 | 0.00068765 | -663.0874 | 0.00061953 | -749.9361 | 0.00052305
-624.5056 | 0.00020512 | -648.0337 | 0.00021323 | -724.9431 | 0.000115 | -668.5809 | 0.00020148 | -689.1132 | 0.0001346 | -764.5168 | 5.5008e-05 | -661.4329 | 0.0005129 | -682.4851 | 0.0004818 | -762.1472 | 0.0003151 | -641.0129 | 0.00066269 | -660.7115 | 0.00058878 | -747.853 | 0.00049916
-621.8075 | 0.00019477 | -645.7419 | 0.00021144 | -722.8966 | 0.00010935 | -665.8174 | 0.00019526 | -686.7157 | 0.0001329 | -762.3585 | 5.2067e-05 | -658.583 | 0.00048678 | -680.0562 | 0.00046667 | -760.0116 | 0.00030782 | -638.243 | 0.00064304 | -658.3356 | 0.00056151 | -745.77 | 0.00047431
-619.1094 | 0.00018918 | -643.45 | 0.00021148 | -720.8502 | 0.00010379 | -663.0538 | 0.00018946 | -684.3183 | 0.00013314 | -760.2002 | 4.9241e-05 | -655.7331 | 0.00046143 | -677.6273 | 0.00045075 | -757.8759 | 0.00029992 | -635.4731 | 0.00062774 | -655.9597 | 0.00053743 | -743.6869 | 0.00044876
-616.4113 | 0.00018819 | -641.1581 | 0.00021307 | -718.8037 | 9.8317e-05 | -660.2902 | 0.00018524 | -681.9208 | 0.00013505 | -758.0418 | 4.6517e-05 | -652.8831 | 0.00043814 | -675.1984 | 0.00043393 | -755.7403 | 0.00029104 | -632.7032 | 0.00061592 | -653.5838 | 0.00051625 | -741.6038 | 0.00042283
-613.7132 | 0.00019132 | -638.8663 | 0.00021566 | -716.7572 | 9.2908e-05 | -657.5266 | 0.00018354 | -679.5233 | 0.00013814 | -755.8835 | 4.3909e-05 | -650.0332 | 0.00041796 | -672.7695 | 0.00041643 | -753.6046 | 0.000281 | -629.9334 | 0.00060674 | -651.2079 | 0.0004978 | -739.5208 | 0.00039687
-611.0151 | 0.0001978 | -636.5744 | 0.0002188 | -714.7108 | 8.7536e-05 | -654.763 | 0.00018484 | -677.1259 | 0.00014186 | -753.7252 | 4.1471e-05 | -647.1832 | 0.00040144 | -670.3406 | 0.00039868 | -751.4689 | 0.00026978 | -627.1635 | 0.00059974 | -648.832 | 0.00048207 | -737.4377 | 0.00037119
-608.317 | 0.0002069 | -634.2826 | 0.00022215 | -712.6643 | 8.2193e-05 | -651.9995 | 0.00018905 | -674.7284 | 0.00014564 | -751.5668 | 3.9304e-05 | -644.3333 | 0.00038847 | -667.9117 | 0.00038128 | -749.3333 | 0.00025748 | -624.3936 | 0.00059484 | -646.4561 | 0.00046918 | -735.3546 | 0.0003461
-605.6189 | 0.00021769 | -631.9907 | 0.00022547 | -710.6178 | 7.6911e-05 | -649.2359 | 0.00019556 | -672.3309 | 0.00014903 | -749.4085 | 3.7541e-05 | -641.4833 | 0.00037852 | -665.4828 | 0.00036485 | -747.1976 | 0.00024429 | -621.6237 | 0.00059234 | -644.0802 | 0.00045939 | -733.2715 | 0.00032182
-602.9209 | 0.00022967 | -629.6988 | 0.00022861 | -708.5714 | 7.177e-05 | -646.4723 | 0.00020342 | -669.9335 | 0.00015172 | -747.2502 | 3.6323e-05 | -638.6334 | 0.00037096 | -663.0539 | 0.00035003 | -745.062 | 0.00023042 | -618.8539 | 0.00059257 | -641.7043 | 0.00045302 | -731.1885 | 0.00029845
-600.2228 | 0.00024256 | -627.407 | 0.00023147 | -706.5249 | 6.6917e-05 | -643.7087 | 0.00021162 | -667.536 | 0.00015358 | -745.0919 | 3.5769e-05 | -635.7835 | 0.0003654 | -660.625 | 0.00033726 | -742.9263 | 0.00021612 | -616.084 | 0.00059567 | -639.3284 | 0.00045032 | -729.1054 | 0.00027611
-597.5247 | 0.00025623 | -625.1151 | 0.00023399 | -704.4784 | 6.2527e-05 | -640.9451 | 0.00021932 | -665.1385 | 0.00015468 | -742.9335 | 3.5946e-05 | -632.9335 | 0.00036187 | -658.1961 | 0.0003268 | -740.7907 | 0.0002016 | -613.3141 | 0.00060139 | -636.9525 | 0.00045144 | -727.0223 | 0.00025487
-594.8266 | 0.00027056 | -622.8233 | 0.00023611 | -702.4319 | 5.8734e-05 | -638.1815 | 0.00022609 | -662.7411 | 0.00015534 | -740.7752 | 3.6843e-05 | -630.0836 | 0.00036069 | -655.7672 | 0.00031882 | -738.655 | 0.00018715 | -610.5442 | 0.00060912 | -634.5766 | 0.00045633 | -724.9392 | 0.00023481
-592.1285 | 0.00028532 | -620.5314 | 0.00023781 | -700.3855 | 5.5649e-05 | -635.418 | 0.00023191 | -660.3436 | 0.00015608 | -738.6169 | 3.8373e-05 | -627.2336 | 0.00036225 | -653.3383 | 0.00031344 | -736.5194 | 0.00017304 | -607.7744 | 0.00061811 | -632.2007 | 0.0004649 | -722.8562 | 0.00021603
-589.4304 | 0.00030014 | -618.2395 | 0.00023916 | -698.339 | 5.3324e-05 | -632.6544 | 0.00023717 | -657.9461 | 0.00015749 | -736.4585 | 4.0382e-05 | -624.3837 | 0.00036673 | -650.9095 | 0.00031069 | -734.3837 | 0.00015964 | -605.0045 | 0.00062773 | -629.8247 | 0.00047662 | -720.7731 | 0.00019862
-586.7323 | 0.00031454 | -615.9477 | 0.00024035 | -696.2925 | 5.1757e-05 | -629.8908 | 0.00024248 | -655.5486 | 0.00016017 | -734.3002 | 4.2677e-05 | -621.5338 | 0.0003741 | -648.4806 | 0.00031057 | -732.248 | 0.00014734 | -602.2346 | 0.00063766 | -627.4488 | 0.00049089 | -718.69 | 0.0001827
-584.0342 | 0.00032811 | -613.6558 | 0.0002417 | -694.2461 | 5.0898e-05 | -627.1272 | 0.00024846 | -653.1512 | 0.00016459 | -732.1419 | 4.5027e-05 | -618.6838 | 0.00038401 | -646.0517 | 0.00031305 | -730.1124 | 0.00013653 | -599.4647 | 0.00064782 | -625.0729 | 0.00050725 | -716.607 | 0.00016839
-581.3361 | 0.00034061 | -611.364 | 0.00024366 | -692.1996 | 5.0669e-05 | -624.3636 | 0.00025551 | -650.7537 | 0.00017107 | -729.9835 | 4.725e-05 | -615.8339 | 0.00039618 | -643.6228 | 0.00031813 | -727.9767 | 0.00012771 | -596.6948 | 0.00065826 | -622.697 | 0.00052531 | -714.5239 | 0.0001558
-578.6381 | 0.0003521 | -609.0721 | 0.00024668 | -690.1531 | 5.0983e-05 | -621.6001 | 0.0002637 | -648.3562 | 0.00017965 | -727.8252 | 4.9213e-05 | -612.9839 | 0.00041063 | -641.1939 | 0.00032578 | -725.8411 | 0.00012102 | -593.925 | 0.00066892 | -620.3211 | 0.00054478 | -712.4408 | 0.00014505
-575.94 | 0.00036287 | -606.7802 | 0.00025115 | -688.1066 | 5.1765e-05 | -618.8365 | 0.00027273 | -645.9588 | 0.00019019 | -725.6669 | 5.0829e-05 | -610.134 | 0.00042752 | -638.765 | 0.00033597 | -723.7054 | 0.00011645 | -591.1551 | 0.00067958 | -617.9452 | 0.00056543 | -710.3577 | 0.00013623
-573.2419 | 0.00037332 | -604.4884 | 0.00025732 | -686.0602 | 5.2957e-05 | -616.0729 | 0.00028201 | -643.5613 | 0.00020238 | -723.5086 | 5.2055e-05 | -607.2841 | 0.00044692 | -636.3361 | 0.00034863 | -721.5698 | 0.00011385 | -588.3852 | 0.00068991 | -615.5693 | 0.00058697 | -708.2747 | 0.00012939
-570.5438 | 0.00038377 | -602.1965 | 0.00026499 | -684.0137 | 5.4518e-05 | -613.3093 | 0.00029088 | -641.1638 | 0.00021583 | -721.3502 | 5.2887e-05 | -604.4341 | 0.00046861 | -633.9072 | 0.00036354 | -719.4341 | 0.00011291 | -585.6153 | 0.00069965 | -613.1934 | 0.00060905 | -706.1916 | 0.0001246
-567.8457 | 0.00039433 | -599.9047 | 0.00027379 | -681.9672 | 5.6412e-05 | -610.5457 | 0.00029896 | -638.7664 | 0.00023024 | -719.1919 | 5.3353e-05 | -601.5842 | 0.00049191 | -631.4783 | 0.0003803 | -717.2985 | 0.00011324 | -582.8455 | 0.00070889 | -610.8175 | 0.00063121 | -704.1085 | 0.0001218
-565.1476 | 0.00040487 | -597.6128 | 0.00028324 | -679.9208 | 5.8591e-05 | -607.7822 | 0.00030625 | -636.3689 | 0.00024541 | -717.0336 | 5.3512e-05 | -598.7342 | 0.00051575 | -629.0494 | 0.00039828 | -715.1628 | 0.00011441 | -580.0756 | 0.00071797 | -608.4416 | 0.00065291 | -702.0255 | 0.00012072
-562.4495 | 0.00041515 | -595.321 | 0.00029277 | -677.8743 | 6.0982e-05 | -605.0186 | 0.00031321 | -633.9714 | 0.00026126 | -714.8752 | 5.3447e-05 | -595.8843 | 0.00053899 | -626.6205 | 0.00041662 | -713.0271 | 0.00011604 | -577.3057 | 0.00072748 | -606.0657 | 0.0006737 | -699.9424 | 0.00012116
-559.7514 | 0.00042498 | -593.0291 | 0.00030189 | -675.8278 | 6.3442e-05 | -602.255 | 0.00032062 | -631.574 | 0.00027779 | -712.7169 | 5.3268e-05 | -593.0343 | 0.00056071 | -624.1916 | 0.00043433 | -710.8915 | 0.00011786 | -574.5358 | 0.00073806 | -603.6898 | 0.0006933 | -697.8593 | 0.00012284
-557.0533 | 0.00043444 | -590.7372 | 0.00031026 | -673.7813 | 6.5794e-05 | -599.4914 | 0.00032949 | -629.1765 | 0.00029496 | -710.5586 | 5.3108e-05 | -590.1844 | 0.00058051 | -621.7627 | 0.0004504 | -708.7558 | 0.00011972 | -571.766 | 0.00075031 | -601.3139 | 0.00071177 | -695.7762 | 0.00012548
-554.3553 | 0.00044386 | -588.4454 | 0.00031774 | -671.7349 | 6.7853e-05 | -596.7278 | 0.00034076 | -626.779 | 0.00031263 | -708.4002 | 5.3115e-05 | -587.3345 | 0.00059862 | -619.3338 | 0.00046437 | -706.6202 | 0.00012162 | -568.9961 | 0.00076465 | -598.938 | 0.0007295 | -693.6932 | 0.00012881
-551.6572 | 0.00045368 | -586.1535 | 0.00032438 | -669.6884 | 6.9451e-05 | -593.9642 | 0.00035508 | -624.3816 | 0.00033038 | -706.2419 | 5.3448e-05 | -584.4845 | 0.00061573 | -616.9049 | 0.00047623 | -704.4845 | 0.00012365 | -566.2262 | 0.00078119 | -596.5621 | 0.00074717 | -691.6101 | 0.00013262
-548.9591 | 0.00046432 | -583.8617 | 0.00033043 | -667.6419 | 7.0476e-05 | -591.2007 | 0.00037263 | -621.9841 | 0.00034761 | -704.0836 | 5.4258e-05 | -581.6346 | 0.00063273 | -614.476 | 0.00048649 | -702.3489 | 0.00012595 | -563.4563 | 0.00079972 | -594.1862 | 0.00076565 | -689.527 | 0.00013677
-546.261 | 0.00047602 | -581.5698 | 0.00033625 | -665.5955 | 7.0912e-05 | -588.4371 | 0.000393 | -619.5866 | 0.00036364 | -701.9253 | 5.572e-05 | -578.7846 | 0.00065036 | -612.0471 | 0.000496 | -700.2132 | 0.00012867 | -560.6865 | 0.00081958 | -591.8103 | 0.00078573 | -687.4439 | 0.00014121
-543.5629 | 0.00048876 | -579.2779 | 0.00034227 | -663.549 | 7.0854e-05 | -585.6735 | 0.00041524 | -617.1891 | 0.0003778 | -699.7669 | 5.7868e-05 | -575.9347 | 0.00066895 | -609.6182 | 0.00050577 | -698.0776 | 0.00013195 | -557.9166 | 0.00083979 | -589.4344 | 0.00080775 | -685.3609 | 0.00014597
-540.8648 | 0.00050226 | -576.9861 | 0.00034888 | -661.5025 | 7.0521e-05 | -582.9099 | 0.00043806 | -614.7917 | 0.0003896 | -697.6086 | 6.07e-05 | -573.0848 | 0.0006884 | -607.1893 | 0.00051673 | -695.9419 | 0.00013587 | -555.1467 | 0.0008592 | -587.0585 | 0.00083164 | -683.2778 | 0.00015114
-538.1667 | 0.00051609 | -574.6942 | 0.00035639 | -659.456 | 7.0225e-05 | -580.1463 | 0.00046014 | -612.3942 | 0.00039882 | -695.4503 | 6.4145e-05 | -570.2348 | 0.00070828 | -604.7604 | 0.00052948 | -693.8062 | 0.0001404 | -552.3768 | 0.00087677 | -584.6826 | 0.00085693 | -681.1947 | 0.00015687
-535.4686 | 0.00052976 | -572.4024 | 0.00036497 | -657.4096 | 7.0336e-05 | -577.3828 | 0.0004804 | -609.9967 | 0.00040553 | -693.2919 | 6.8072e-05 | -567.3849 | 0.00072822 | -602.3315 | 0.00054421 | -691.6706 | 0.0001455 | -549.607 | 0.00089184 | -582.3067 | 0.00088286 | -679.1117 | 0.0001633
-532.7705 | 0.00054295 | -570.1105 | 0.00037469 | -655.3631 | 7.1217e-05 | -574.6192 | 0.00049823 | -607.5993 | 0.00041009 | -691.1336 | 7.2312e-05 | -564.5349 | 0.00074816 | -599.9026 | 0.00056069 | -689.5349 | 0.00015113 | -546.8371 | 0.00090437 | -579.9308 | 0.00090849 | -677.0286 | 0.00017056
-530.0725 | 0.00055555 | -567.8186 | 0.00038539 | -653.3166 | 7.3159e-05 | -571.8556 | 0.00051358 | -605.2018 | 0.00041306 | -688.9753 | 7.6685e-05 | -561.685 | 0.00076844 | -597.4737 | 0.00057832 | -687.3993 | 0.00015724 | -544.0672 | 0.00091488 | -577.5549 | 0.00093289 | -674.9455 | 0.0001788
-527.3744 | 0.00056778 | -565.5268 | 0.00039685 | -651.2702 | 7.6331e-05 | -569.092 | 0.00052686 | -602.8043 | 0.0004151 | -686.8169 | 8.1036e-05 | -558.835 | 0.00078951 | -595.0448 | 0.00059632 | -685.2636 | 0.00016379 | -541.2973 | 0.00092431 | -575.179 | 0.00095521 | -672.8624 | 0.000188
-524.6763 | 0.00058007 | -563.2349 | 0.00040884 | -649.2237 | 8.0767e-05 | -566.3284 | 0.00053872 | -600.4069 | 0.0004168 | -684.6586 | 8.5263e-05 | -555.9851 | 0.00081144 | -592.6159 | 0.00061386 | -683.128 | 0.00017069 | -538.5274 | 0.00093356 | -572.8031 | 0.00097477 | -670.7794 | 0.00019815
-521.9782 | 0.00059287 | -560.9431 | 0.00042121 | -647.1772 | 8.6296e-05 | -563.5649 | 0.0005497 | -598.0094 | 0.00041862 | -682.5003 | 8.9339e-05 | -553.1352 | 0.00083371 | -590.187 | 0.00063024 | -680.9923 | 0.00017785 | -535.7576 | 0.00094316 | -570.4272 | 0.00099113 | -668.6963 | 0.0002092
-519.2801 | 0.00060641 | -558.6512 | 0.00043384 | -645.1308 | 9.2537e-05 | -560.8013 | 0.00056004 | -595.6119 | 0.00042084 | -680.342 | 9.331e-05 | -550.2852 | 0.0008551 | -587.7581 | 0.00064506 | -678.8567 | 0.00018513 | -532.9877 | 0.00095291 | -568.0513 | 0.0010041 | -666.6132 | 0.00022112
-516.582 | 0.00062054 | -556.3593 | 0.00044667 | -643.0843 | 9.9132e-05 | -558.0377 | 0.0005695 | -593.2145 | 0.0004236 | -678.1836 | 9.7286e-05 | -547.4353 | 0.00087403 | -585.3292 | 0.00065823 | -676.721 | 0.00019241 | -530.2178 | 0.00096194 | -565.6754 | 0.0010139 | -664.5302 | 0.0002338
-513.8839 | 0.00063474 | -554.0675 | 0.00045961 | -641.0378 | 0.00010575 | -555.2741 | 0.00057764 | -590.817 | 0.00042695 | -676.0253 | 0.00010142 | -544.5853 | 0.00088912 | -582.9003 | 0.00067004 | -674.5853 | 0.00019955 | -527.4479 | 0.00096902 | -563.2995 | 0.0010208 | -662.4471 | 0.00024716
-511.1858 | 0.00064838 | -551.7756 | 0.00047253 | -638.9913 | 0.00011214 | -552.5105 | 0.00058417 | -588.4195 | 0.00043093 | -673.867 | 0.00010585 | -541.7354 | 0.00089967 | -580.4714 | 0.00068122 | -672.4497 | 0.00020652 | -524.6781 | 0.00097285 | -560.9235 | 0.0010256 | -660.364 | 0.00026104
-508.4877 | 0.00066123 | -549.4838 | 0.00048515 | -636.9449 | 0.00011819 | -549.7469 | 0.00058921 | -586.022 | 0.00043562 | -671.7086 | 0.00011071 | -538.8855 | 0.00090598 | -578.0425 | 0.00069254 | -670.314 | 0.00021335 | -521.9082 | 0.00097244 | -558.5476 | 0.0010291 | -658.2809 | 0.00027527
-505.7897 | 0.00067377 | -547.1919 | 0.0004971 | -634.8984 | 0.00012395 | -546.9834 | 0.00059345 | -583.6246 | 0.0004411 | -669.5503 | 0.00011605 | -536.0355 | 0.00090932 | -575.6136 | 0.00070462 | -668.1784 | 0.00022022 | -519.1383 | 0.00096734 | -556.1717 | 0.0010318 | -656.1979 | 0.0002896
-503.0916 | 0.00068709 | -544.9001 | 0.00050792 | -632.8519 | 0.00012955 | -544.2198 | 0.00059793 | -581.2271 | 0.00044733 | -667.392 | 0.00012178 | -533.1856 | 0.00091162 | -573.1847 | 0.00071778 | -666.0427 | 0.00022741 | -516.3684 | 0.00095787 | -553.7958 | 0.0010341 | -654.1148 | 0.00030377
-500.3935 | 0.00070255 | -542.6082 | 0.00051717 | -630.8055 | 0.00013525 | -541.4562 | 0.00060376 | -578.8296 | 0.00045419 | -665.2336 | 0.00012778 | -530.3356 | 0.00091498 | -570.7558 | 0.00073193 | -663.9071 | 0.00023527 | -513.5986 | 0.00094509 | -551.4199 | 0.0010358 | -652.0317 | 0.0003175
-497.6954 | 0.0007213 | -540.3163 | 0.00052452 | -628.759 | 0.00014133 | -538.6926 | 0.00061167 | -576.4322 | 0.00046141 | -663.0753 | 0.00013387 | -527.4857 | 0.00092117 | -568.3269 | 0.00074658 | -661.7714 | 0.00024402 | -510.8287 | 0.0009306 | -549.044 | 0.0010364 | -649.9486 | 0.00033056
-494.9973 | 0.00074387 | -538.0245 | 0.00052984 | -626.7125 | 0.00014803 | -535.929 | 0.00062183 | -574.0347 | 0.0004686 | -660.917 | 0.0001399 | -524.6358 | 0.0009313 | -565.898 | 0.00076094 | -659.6358 | 0.00025376 | -508.0588 | 0.00091628 | -546.6681 | 0.0010351 | -647.8656 | 0.00034281
-492.2992 | 0.00077007 | -535.7326 | 0.00053326 | -624.666 | 0.00015553 | -533.1655 | 0.0006338 | -571.6372 | 0.00047532 | -658.7587 | 0.00014576 | -521.7858 | 0.00094563 | -563.4691 | 0.00077411 | -657.5001 | 0.00026442 | -505.2889 | 0.00090384 | -544.2922 | 0.0010313 | -645.7825 | 0.00035422
-489.6011 | 0.00079903 | -533.4408 | 0.00053511 | -622.6196 | 0.00016395 | -530.4019 | 0.00064679 | -569.2398 | 0.00048119 | -656.6003 | 0.00015144 | -518.9359 | 0.00096367 | -561.0402 | 0.00078524 | -655.3644 | 0.00027574 | -502.5191 | 0.00089464 | -541.9163 | 0.0010246 | -643.6994 | 0.00036505
-486.903 | 0.00082943 | -531.1489 | 0.0005361 | -620.5731 | 0.00017332 | -527.6383 | 0.00066005 | -566.8423 | 0.00048597 | -654.442 | 0.00015702 | -516.0859 | 0.00098441 | -558.6113 | 0.00079379 | -653.2288 | 0.00028734 | -499.7492 | 0.00088945 | -539.5404 | 0.0010152 | -641.6164 | 0.00037569
-484.205 | 0.00085979 | -528.857 | 0.00053692 | -618.5266 | 0.00018364 | -524.8747 | 0.00067322 | -564.4448 | 0.00048958 | -652.2837 | 0.00016266 | -513.236 | 0.0010065 | -556.1824 | 0.00079964 | -651.0931 | 0.00029877 | -496.9793 | 0.00088849 | -537.1645 | 0.001004 | -639.5333 | 0.00038663
-481.5069 | 0.00088858 | -526.5652 | 0.00053819 | -616.4802 | 0.00019478 | -522.1111 | 0.00068655 | -562.0474 | 0.00049217 | -650.1253 | 0.00016854 | -510.386 | 0.0010283 | -553.7535 | 0.00080316 | -648.9575 | 0.00030965 | -494.2094 | 0.00089151 | -534.7886 | 0.00099179 | -637.4502 | 0.0003984
-478.8088 | 0.00091438 | -524.2733 | 0.00054038 | -614.4337 | 0.00020669 | -519.3476 | 0.00070085 | -559.6499 | 0.00049402 | -647.967 | 0.00017479 | -507.5361 | 0.0010481 | -551.3247 | 0.00080515 | -646.8218 | 0.00031968 | -491.4396 | 0.00089791 | -532.4127 | 0.00097995 | -635.3671 | 0.00041151
-476.1107 | 0.00093592 | -521.9815 | 0.00054373 | -612.3872 | 0.00021934 | -516.584 | 0.00071713 | -557.2524 | 0.00049552 | -645.8087 | 0.00018149 | -504.6862 | 0.0010643 | -548.8958 | 0.00080667 | -644.6862 | 0.00032877 | -488.6697 | 0.0009069 | -530.0368 | 0.00096952 | -633.2841 | 0.00042633
-473.4126 | 0.00095235 | -519.6896 | 0.00054822 | -610.3407 | 0.00023271 | -513.8204 | 0.0007361 | -554.855 | 0.00049708 | -643.6503 | 0.00018855 | -501.8362 | 0.0010758 | -546.4669 | 0.00080882 | -642.5505 | 0.00033702 | -485.8998 | 0.00091758 | -527.6609 | 0.00096127 | -631.201 | 0.0004431
-470.7145 | 0.00096341 | -517.3977 | 0.0005536 | -608.2943 | 0.00024675 | -511.0568 | 0.00075787 | -552.4575 | 0.00049904 | -641.492 | 0.0001958 | -498.9863 | 0.0010819 | -544.038 | 0.00081244 | -640.4149 | 0.0003447 | -483.1299 | 0.00092895 | -525.285 | 0.00095551 | -629.1179 | 0.00046184
-468.0164 | 0.0009697 | -515.1059 | 0.00055943 | -606.2478 | 0.00026137 | -508.2932 | 0.00078142 | -550.06 | 0.00050165 | -639.3337 | 0.00020299 | -496.1363 | 0.0010829 | -541.6091 | 0.00081797 | -638.2792 | 0.00035223 | -480.3601 | 0.00093986 | -522.9091 | 0.00095207 | -627.0348 | 0.00048239
-465.3183 | 0.00097273 | -512.814 | 0.00056519 | -604.2013 | 0.00027643 | -505.5296 | 0.00080524 | -547.6625 | 0.00050502 | -637.1754 | 0.00020985 | -493.2864 | 0.0010797 | -539.1802 | 0.00082503 | -636.1435 | 0.00036009 | -477.5902 | 0.0009493 | -520.5332 | 0.00095037 | -624.9518 | 0.00050443
-462.6202 | 0.00097477 | -510.5222 | 0.0005704 | -602.1549 | 0.00029168 | -502.7661 | 0.00082775 | -545.2651 | 0.00050912 | -635.017 | 0.00021628 | -490.4365 | 0.0010739 | -536.7513 | 0.00083293 | -634.0079 | 0.0003688 | -474.8203 | 0.00095635 | -518.1573 | 0.00094966 | -622.8687 | 0.00052752
-459.9222 | 0.00097854 | -508.2303 | 0.00057468 | -600.1084 | 0.00030682 | -500.0025 | 0.00084775 | -542.8676 | 0.00051375 | -632.8587 | 0.00022229 | -487.5865 | 0.001067 | -534.3224 | 0.00084082 | -631.8722 | 0.0003787 | -472.0504 | 0.00096043 | -515.7814 | 0.00094912 | -620.7856 | 0.00055114
-457.2241 | 0.0009862 | -505.9384 | 0.0005779 | -598.0619 | 0.00032149 | -497.2389 | 0.00086463 | -540.4701 | 0.00051868 | -630.7004 | 0.00022808 | -484.7366 | 0.0010606 | -531.8935 | 0.00084802 | -629.7366 | 0.00038992 | -469.2805 | 0.00096149 | -513.4055 | 0.00094812 | -618.7026 | 0.00057478
-454.526 | 0.00099904 | -503.6466 | 0.0005801 | -596.0154 | 0.00033535 | -494.4753 | 0.00087843 | -538.0727 | 0.00052366 | -628.542 | 0.00023396 | -481.8866 | 0.0010559 | -529.4646 | 0.00085412 | -627.6009 | 0.00040243 | -466.5107 | 0.00096015 | -511.0296 | 0.00094636 | -616.6195 | 0.0005979
-451.8279 | 0.0010173 | -501.3547 | 0.00058153 | -593.969 | 0.00034811 | -491.7117 | 0.00088976 | -535.6752 | 0.00052844 | -626.3837 | 0.00024034 | -479.0367 | 0.0010538 | -527.0357 | 0.00085906 | -625.4653 | 0.00041604 | -463.7408 | 0.00095766 | -508.6537 | 0.00094369 | -614.5364 | 0.00062005
-449.1298 | 0.0010401 | -499.0629 | 0.00058256 | -591.9225 | 0.00035959 | -488.9482 | 0.00089955 | -533.2777 | 0.00053287 | -624.2254 | 0.00024766 | -476.1868 | 0.0010552 | -524.6068 | 0.00086305 | -623.3296 | 0.00043042 | -460.9709 | 0.00095555 | -506.2778 | 0.00094007 | -612.4533 | 0.00064091
-446.4317 | 0.0010656 | -496.771 | 0.00058367 | -589.876 | 0.00036971 | -486.1846 | 0.00090887 | -530.8803 | 0.00053697 | -622.067 | 0.00025633 | -473.3368 | 0.0010606 | -522.1779 | 0.00086636 | -621.194 | 0.00044519 | -458.201 | 0.00095536 | -503.9019 | 0.00093541 | -610.3703 | 0.0006602
-443.7336 | 0.0010916 | -494.4792 | 0.00058528 | -587.8296 | 0.00037872 | -483.421 | 0.0009187 | -528.4828 | 0.00054093 | -619.9087 | 0.00026671 | -470.4869 | 0.0010703 | -519.749 | 0.00086923 | -619.0583 | 0.00045998 | -455.4312 | 0.00095816 | -501.526 | 0.00092959 | -608.2872 | 0.00067774
-441.0355 | 0.0011153 | -492.1873 | 0.00058776 | -585.7831 | 0.0003869 | -480.6574 | 0.00092984 | -526.0853 | 0.00054522 | -617.7504 | 0.00027904 | -467.6369 | 0.001084 | -517.3201 | 0.00087171 | -616.9226 | 0.00047451 | -452.6613 | 0.00096438 | -499.1501 | 0.00092244 | -606.2041 | 0.00069343
-438.3374 | 0.0011344 | -489.8954 | 0.00059145 | -583.7366 | 0.00039456 | -477.8938 | 0.00094266 | -523.6879 | 0.00055044 | -615.5921 | 0.00029345 | -464.787 | 0.0011006 | -514.8912 | 0.00087373 | -614.787 | 0.00048864 | -449.8914 | 0.00097365 | -496.7742 | 0.00091382 | -604.1211 | 0.00070726
-435.6394 | 0.0011472 | -487.6036 | 0.0005967 | -581.6902 | 0.000402 | -475.1303 | 0.00095714 | -521.2904 | 0.00055728 | -613.4337 | 0.00030992 | -461.937 | 0.0011179 | -512.4623 | 0.00087514 | -612.6513 | 0.0005024 | -447.1215 | 0.00098496 | -494.3983 | 0.00090375 | -602.038 | 0.00071937
-432.9413 | 0.0011531 | -485.3117 | 0.00060388 | -579.6437 | 0.00040943 | -472.3667 | 0.0009728 | -518.8929 | 0.0005663 | -611.2754 | 0.00032823 | -459.0871 | 0.001133 | -510.0334 | 0.00087587 | -610.5157 | 0.00051596 | -444.3517 | 0.00099684 | -492.0223 | 0.00089239 | -599.9549 | 0.00073002
-430.2432 | 0.0011521 | -483.0199 | 0.00061335 | -577.5972 | 0.00041696 | -469.6031 | 0.0009889 | -516.4954 | 0.00057777 | -609.1171 | 0.00034797 | -456.2372 | 0.0011428 | -507.6045 | 0.00087606 | -608.38 | 0.00052955 | -441.5818 | 0.0010077 | -489.6464 | 0.0008801 | -597.8718 | 0.00073964
-427.5451 | 0.0011454 | -480.728 | 0.00062549 | -575.5507 | 0.00042461 | -466.8395 | 0.0010046 | -514.098 | 0.00059154 | -606.9587 | 0.00036854 | -453.3872 | 0.0011454 | -505.1756 | 0.00087604 | -606.2444 | 0.00054344 | -438.8119 | 0.0010161 | -487.2705 | 0.00086734 | -595.7888 | 0.00074877
-424.847 | 0.0011346 | -478.4361 | 0.00064055 | -573.5043 | 0.00043229 | -464.0759 | 0.0010192 | -511.7005 | 0.00060698 | -604.8004 | 0.00038905 | -450.5373 | 0.0011406 | -502.7467 | 0.00087637 | -604.1087 | 0.00055782 | -436.042 | 0.0010212 | -484.8946 | 0.00085461 | -593.7057 | 0.00075802
-422.1489 | 0.0011213 | -476.1443 | 0.00065862 | -571.4578 | 0.00043985 | -461.3123 | 0.0010321 | -509.303 | 0.00062312 | -602.6421 | 0.00040855 | -447.6873 | 0.0011296 | -500.3178 | 0.00087764 | -601.9731 | 0.00057273 | -433.2722 | 0.0010223 | -482.5187 | 0.00084233 | -591.6226 | 0.00076799
-419.4508 | 0.0011073 | -473.8524 | 0.00067952 | -569.4113 | 0.00044717 | -458.5488 | 0.0010431 | -506.9056 | 0.0006387 | -600.4837 | 0.00042615 | -444.8374 | 0.0011148 | -497.8889 | 0.00088035 | -599.8374 | 0.00058793 | -430.5023 | 0.0010199 | -480.1428 | 0.00083079 | -589.5395 | 0.00077917
-416.7527 | 0.0010938 | -471.5606 | 0.00070277 | -567.3649 | 0.00045417 | -455.7852 | 0.0010525 | -504.5081 | 0.00065272 | -598.3254 | 0.00044104 | -441.9875 | 0.0010983 | -495.46 | 0.00088485 | -597.7017 | 0.00060305 | -427.7324 | 0.0010147 | -477.7669 | 0.00082016 | -587.4565 | 0.00079187
-414.0546 | 0.0010814 | -469.2687 | 0.00072761 | -565.3184 | 0.00046083 | -453.0216 | 0.0010603 | -502.1106 | 0.00066458 | -596.1671 | 0.00045266 | -439.1375 | 0.0010819 | -493.0311 | 0.00089136 | -595.5661 | 0.00061758 | -424.9625 | 0.0010077 | -475.391 | 0.00081039 | -585.3734 | 0.00080615
-411.3566 | 0.0010707 | -466.9768 | 0.00075304 | -563.2719 | 0.00046725 | -450.258 | 0.0010668 | -499.7132 | 0.00067418 | -594.0088 | 0.00046075 | -436.2876 | 0.0010659 | -490.6022 | 0.00089996 | -593.4304 | 0.00063101 | -422.1927 | 0.00099971 | -473.0151 | 0.00080138 | -583.2903 | 0.00082162
-408.6585 | 0.0010612 | -464.685 | 0.00077798 | -561.2254 | 0.00047363 | -447.4944 | 0.001072 | -497.3157 | 0.00068185 | -591.8504 | 0.00046548 | -433.4376 | 0.0010499 | -488.1733 | 0.00091058 | -591.2948 | 0.00064287 | -419.4228 | 0.00099166 | -470.6392 | 0.00079308 | -581.2073 | 0.00083781
-405.9604 | 0.0010524 | -462.3931 | 0.00080131 | -559.179 | 0.00048021 | -444.7309 | 0.0010761 | -494.9182 | 0.00068826 | -589.6921 | 0.0004674 | -430.5877 | 0.0010329 | -485.7444 | 0.00092301 | -589.1591 | 0.00065286 | -416.6529 | 0.00098422 | -468.2633 | 0.00078542 | -579.1242 | 0.00085419
-403.2623 | 0.0010439 | -460.1013 | 0.00082214 | -557.1325 | 0.00048721 | -441.9673 | 0.0010792 | -492.5208 | 0.0006942 | -587.5338 | 0.00046744 | -427.7377 | 0.0010144 | -483.3155 | 0.00093677 | -587.0235 | 0.0006609 | -413.883 | 0.00097809 | -465.8874 | 0.00077841 | -577.0411 | 0.00087033
-400.5642 | 0.0010348 | -457.8094 | 0.00084 | -555.086 | 0.00049481 | -439.2037 | 0.0010814 | -490.1233 | 0.00070038 | -585.3754 | 0.0004668 | -424.8878 | 0.00099476 | -480.8866 | 0.00095116 | -584.8878 | 0.00066711 | -411.1132 | 0.00097392 | -463.5115 | 0.0007721 | -574.958 | 0.00088601
-397.8661 | 0.0010248 | -455.5175 | 0.00085463 | -553.0396 | 0.0005031 | -436.4401 | 0.0010826 | -487.7258 | 0.00070731 | -583.2171 | 0.00046673 | -422.0379 | 0.00097497 | -478.4577 | 0.00096515 | -582.7522 | 0.00067185 | -408.3433 | 0.00097222 | -461.1356 | 0.0007666 | -572.875 | 0.00090126
-395.168 | 0.0010133 | -453.2257 | 0.00086603 | -550.9931 | 0.0005121 | -433.6765 | 0.0010829 | -485.3283 | 0.00071515 | -581.0588 | 0.00046834 | -419.1879 | 0.00095671 | -476.0288 | 0.00097751 | -580.6165 | 0.0006756 | -405.5734 | 0.00097327 | -458.7597 | 0.00076206 | -570.7919 | 0.00091645
-392.4699 | 0.0010005 | -450.9338 | 0.00087439 | -548.9466 | 0.00052173 | -430.913 | 0.001082 | -482.9309 | 0.00072377 | -578.9004 | 0.00047245 | -416.338 | 0.00094152 | -473.5999 | 0.00098693 | -578.4808 | 0.00067892 | -402.8035 | 0.00097704 | -456.3838 | 0.00075865 | -568.7088 | 0.00093216
-389.7718 | 0.00098707 | -448.642 | 0.00088002 | -546.9001 | 0.0005318 | -428.1494 | 0.0010796 | -480.5334 | 0.00073277 | -576.7421 | 0.0004794 | -413.488 | 0.00093028 | -471.171 | 0.00099213 | -576.3452 | 0.00068235 | -400.0336 | 0.00098323 | -454.0079 | 0.00075658 | -566.6257 | 0.00094916
-387.0738 | 0.00097426 | -446.3501 | 0.00088334 | -544.8537 | 0.00054209 | -425.3858 | 0.0010755 | -478.1359 | 0.00074164 | -574.5838 | 0.00048909 | -410.6381 | 0.0009229 | -468.7421 | 0.00099215 | -574.2095 | 0.00068637 | -397.2638 | 0.00099135 | -451.632 | 0.00075601 | -564.5427 | 0.00096822
-384.3757 | 0.00096364 | -444.0583 | 0.0008848 | -542.8072 | 0.00055232 | -422.6222 | 0.0010693 | -475.7385 | 0.00074982 | -572.4255 | 0.00050065 | -407.7882 | 0.00091832 | -466.3132 | 0.00098644 | -572.0739 | 0.00069144 | -394.4939 | 0.0010008 | -449.2561 | 0.00075703 | -562.4596 | 0.00099001
-381.6776 | 0.00095682 | -441.7664 | 0.00088484 | -540.7607 | 0.00056218 | -419.8586 | 0.0010608 | -473.341 | 0.00075691 | -570.2671 | 0.00051301 | -404.9382 | 0.00091496 | -463.8843 | 0.00097502 | -569.9382 | 0.00069791 | -391.724 | 0.001011 | -446.8802 | 0.00075957 | -560.3765 | 0.0010149
-378.9795 | 0.00095492 | -439.4745 | 0.00088385 | -538.7143 | 0.00057143 | -417.095 | 0.0010495 | -470.9435 | 0.0007627 | -568.1088 | 0.00052507 | -402.0883 | 0.00091129 | -461.4554 | 0.00095836 | -567.8026 | 0.00070608 | -388.9541 | 0.0010209 | -444.5043 | 0.00076334 | -558.2935 | 0.001043
-376.2814 | 0.0009582 | -437.1827 | 0.00088212 | -536.6678 | 0.00057991 | -414.3315 | 0.0010351 | -468.5461 | 0.00076714 | -565.9505 | 0.00053589 | -399.2383 | 0.00090657 | -459.0265 | 0.00093815 | -565.6669 | 0.00071628 | -386.1843 | 0.0010294 | -442.1284 | 0.00076787 | -556.2104 | 0.001074
-373.5833 | 0.00096581 | -434.8908 | 0.00087983 | -534.6213 | 0.00058757 | -411.5679 | 0.0010173 | -466.1486 | 0.00077054 | -563.7921 | 0.00054477 | -396.3884 | 0.00090116 | -456.5976 | 0.00091611 | -563.5313 | 0.00072889 | -383.4144 | 0.0010353 | -439.7525 | 0.00077241 | -554.1273 | 0.001107
-370.8852 | 0.00097592 | -432.599 | 0.00087704 | -532.5748 | 0.0005945 | -408.8043 | 0.00099616 | -463.7511 | 0.00077332 | -561.6338 | 0.0005514 | -393.5385 | 0.0008962 | -454.1687 | 0.00089415 | -561.3956 | 0.00074426 | -380.6445 | 0.0010372 | -437.3766 | 0.00077604 | -552.0442 | 0.0011408
-368.1871 | 0.00098613 | -430.3071 | 0.00087374 | -530.5284 | 0.00060105 | -406.0407 | 0.00097248 | -461.3537 | 0.00077589 | -559.4755 | 0.00055584 | -390.6885 | 0.00089304 | -451.7398 | 0.00087411 | -559.2599 | 0.00076262 | -377.8746 | 0.0010347 | -435.0007 | 0.0007779 | -549.9612 | 0.0011743
-365.489 | 0.0009942 | -428.0152 | 0.00086992 | -528.4819 | 0.00060758 | -403.2771 | 0.00094758 | -458.9562 | 0.0007786 | -557.3171 | 0.0005585 | -387.8386 | 0.00089257 | -449.311 | 0.00085743 | -557.1243 | 0.00078405 | -375.1048 | 0.001028 | -432.6248 | 0.00077721 | -547.8781 | 0.001206
-362.791 | 0.00099865 | -425.7234 | 0.00086563 | -526.4354 | 0.00061446 | -400.5136 | 0.00092293 | -456.5587 | 0.00078167 | -555.1588 | 0.00056005 | -384.9886 | 0.00089476 | -446.8821 | 0.00084501 | -554.9886 | 0.00080835 | -372.3349 | 0.0010184 | -430.2489 | 0.00077347 | -545.795 | 0.0012349
-360.0929 | 0.00099995 | -423.4315 | 0.00086114 | -524.389 | 0.000622 | -397.75 | 0.0008999 | -454.1613 | 0.00078517 | -553.0005 | 0.00056132 | -382.1387 | 0.00089866 | -444.4532 | 0.00083703 | -552.853 | 0.00083502 | -369.565 | 0.0010074 | -427.873 | 0.0007665 | -543.712 | 0.0012601
-357.3948 | 0.00099986 | -421.1397 | 0.00085682 | -522.3425 | 0.00063041 | -394.9864 | 0.00087956 | -451.7638 | 0.00078904 | -550.8422 | 0.00056321 | -379.2887 | 0.00090286 | -442.0243 | 0.00083298 | -550.7173 | 0.00086325 | -366.7951 | 0.00099647 | -425.4971 | 0.00075652 | -541.6289 | 0.0012808
-354.6967 | 0.0010008 | -418.8478 | 0.00085302 | -520.296 | 0.0006397 | -392.2228 | 0.00086259 | -449.3663 | 0.00079304 | -548.6838 | 0.00056651 | -376.4388 | 0.00090613 | -439.5954 | 0.00083179 | -548.5817 | 0.00089196 | -364.0253 | 0.0009867 | -423.1211 | 0.00074418 | -539.5458 | 0.0012968
-351.9986 | 0.0010052 | -416.5559 | 0.00084999 | -518.2495 | 0.00064976 | -389.4592 | 0.00084935 | -446.9688 | 0.00079684 | -546.5255 | 0.00057188 | -373.5889 | 0.00090799 | -437.1665 | 0.00083206 | -546.446 | 0.00091992 | -361.2554 | 0.00097836 | -420.7452 | 0.00073044 | -537.4627 | 0.001308
-349.3005 | 0.0010149 | -414.2641 | 0.0008477 | -516.2031 | 0.00066034 | -386.6957 | 0.00084 | -444.5714 | 0.00080008 | -544.3672 | 0.00057972 | -370.7389 | 0.00090889 | -434.7376 | 0.00083228 | -544.3104 | 0.0009459 | -358.4855 | 0.00097115 | -418.3693 | 0.00071648 | -535.3797 | 0.0013149
-346.6024 | 0.0010306 | -411.9722 | 0.00084581 | -514.1566 | 0.00067111 | -383.9321 | 0.00083464 | -442.1739 | 0.00080238 | -542.2088 | 0.00059036 | -367.889 | 0.0009099 | -432.3087 | 0.00083115 | -542.1747 | 0.00096881 | -355.7156 | 0.00096456 | -415.9934 | 0.00070356 | -533.2966 | 0.001318
-343.9043 | 0.0010522 | -409.6804 | 0.00084369 | -512.1101 | 0.00068173 | -381.1685 | 0.00083337 | -439.7764 | 0.00080341 | -540.0505 | 0.00060339 | -365.039 | 0.0009122 | -429.8798 | 0.0008277 | -540.039 | 0.00098753 | -352.9458 | 0.00095836 | -413.6175 | 0.00069279 | -531.2135 | 0.0013181
-341.2062 | 0.0010791 | -407.3885 | 0.00084063 | -510.0637 | 0.0006919 | -378.4049 | 0.00083626 | -437.379 | 0.00080291 | -537.8922 | 0.00061836 | -362.1891 | 0.00091656 | -427.4509 | 0.00082146 | -537.9034 | 0.0010021 | -350.1759 | 0.00095291 | -411.2416 | 0.00068503 | -529.1304 | 0.0013158
-338.5082 | 0.0011104 | -405.0966 | 0.00083606 | -508.0172 | 0.00070143 | -375.6413 | 0.00084331 | -434.9815 | 0.00080073 | -535.7338 | 0.00063464 | -359.3392 | 0.00092319 | -425.022 | 0.00081252 | -535.7677 | 0.0010128 | -347.406 | 0.00094918 | -408.8657 | 0.00068074 | -527.0474 | 0.0013119
-335.8101 | 0.0011453 | -402.8048 | 0.00082978 | -505.9707 | 0.00071023 | -372.8777 | 0.00085427 | -432.584 | 0.00079682 | -533.5755 | 0.00065149 | -356.4892 | 0.00093178 | -422.5931 | 0.00080146 | -533.6321 | 0.0010203 | -344.6361 | 0.00094848 | -406.4898 | 0.00067994 | -524.9643 | 0.0013071
-333.112 | 0.0011835 | -400.5129 | 0.00082209 | -503.9243 | 0.00071827 | -370.1142 | 0.00086852 | -430.1866 | 0.00079125 | -531.4172 | 0.00066812 | -353.6393 | 0.00094188 | -420.1642 | 0.00078946 | -531.4964 | 0.0010256 | -341.8662 | 0.00095197 | -404.1139 | 0.00068225 | -522.8812 | 0.0013016
-330.4139 | 0.0012246 | -398.2211 | 0.00081383 | -501.8778 | 0.00072572 | -367.3506 | 0.00088505 | -427.7891 | 0.0007843 | -529.2589 | 0.0006838 | -350.7893 | 0.00095308 | -417.7353 | 0.00077779 | -529.3608 | 0.0010298 | -339.0964 | 0.00096024 | -401.738 | 0.00068695 | -520.7982 | 0.0012958
-327.7158 | 0.0012691 | -395.9292 | 0.00080623 | -499.8313 | 0.00073268 | -364.587 | 0.00090251 | -425.3916 | 0.00077653 | -527.1005 | 0.00069789 | -347.9394 | 0.00096528 | -415.3064 | 0.00076752 | -527.2251 | 0.0010342 | -336.3265 | 0.0009731 | -399.3621 | 0.00069296 | -518.7151 | 0.0012898
-325.0177 | 0.0013179 | -393.6374 | 0.00080058 | -497.7848 | 0.00073923 | -361.8234 | 0.00091947 | -422.9942 | 0.00076863 | -524.9422 | 0.00070995 | -345.0895 | 0.00097863 | -412.8775 | 0.00075934 | -525.0895 | 0.0010396 | -333.5566 | 0.00098971 | -396.9862 | 0.00069918 | -516.632 | 0.0012835
-322.3196 | 0.0013719 | -391.3455 | 0.00079808 | -495.7384 | 0.00074533 | -359.0598 | 0.00093476 | -420.5967 | 0.00076148 | -522.7839 | 0.00071967 | -342.2395 | 0.00099345 | -410.4486 | 0.00075345 | -522.9538 | 0.0010467 | -330.7867 | 0.0010089 | -394.6103 | 0.00070473 | -514.5489 | 0.0012769
-319.6215 | 0.0014325 | -389.0536 | 0.00079941 | -493.6919 | 0.0007509 | -356.2963 | 0.00094772 | -418.1992 | 0.000756 | -520.6255 | 0.00072695 | -339.3896 | 0.0010102 | -408.0197 | 0.00074951 | -520.8181 | 0.0010558 | -328.0169 | 0.0010295 | -392.2344 | 0.00070896 | -512.4659 | 0.0012696
-316.9235 | 0.0015004 | -386.7618 | 0.00080428 | -491.6454 | 0.00075577 | -353.5327 | 0.00095871 | -415.8017 | 0.00075307 | -518.4672 | 0.00073182 | -336.5396 | 0.0010295 | -405.5908 | 0.00074684 | -518.6825 | 0.0010667 | -325.247 | 0.0010505 | -389.8585 | 0.00071158 | -510.3828 | 0.0012613
-314.2254 | 0.0015759 | -384.4699 | 0.000812 | -489.599 | 0.00075981 | -350.7691 | 0.00096873 | -413.4043 | 0.0007533 | -516.3089 | 0.00073444 | -333.6897 | 0.0010518 | -403.1619 | 0.00074454 | -516.5468 | 0.0010793 | -322.4771 | 0.0010715 | -387.4826 | 0.00071264 | -508.2997 | 0.0012515
-311.5273 | 0.001658 | -382.1781 | 0.0008215 | -487.5525 | 0.00076296 | -348.0055 | 0.00097902 | -411.0068 | 0.00075686 | -514.1505 | 0.00073506 | -330.8397 | 0.0010775 | -400.733 | 0.00074172 | -514.4112 | 0.001093 | -319.7072 | 0.0010924 | -385.1067 | 0.00071252 | -506.2166 | 0.0012398
-308.8292 | 0.0017456 | -379.8862 | 0.00083161 | -485.506 | 0.00076527 | -345.2419 | 0.00099063 | -408.6093 | 0.00076337 | -511.9922 | 0.00073394 | -327.9898 | 0.0011071 | -398.3041 | 0.00073769 | -512.2755 | 0.0011074 | -316.9374 | 0.0011133 | -382.7308 | 0.00071176 | -504.1336 | 0.001226
-306.1311 | 0.0018377 | -377.5943 | 0.00084128 | -483.4595 | 0.00076698 | -342.4784 | 0.0010042 | -406.2119 | 0.00077189 | -509.8339 | 0.00073137 | -325.1399 | 0.0011408 | -395.8752 | 0.00073209 | -510.1399 | 0.0011217 | -314.1675 | 0.0011345 | -380.3549 | 0.00071101 | -502.0505 | 0.0012098
-303.433 | 0.0019346 | -375.3025 | 0.00084973 | -481.4131 | 0.00076843 | -339.7148 | 0.00102 | -403.8144 | 0.00078105 | -507.6756 | 0.00072778 | -322.2899 | 0.0011786 | -393.4463 | 0.00072493 | -508.0042 | 0.0011356 | -311.3976 | 0.0011568 | -377.979 | 0.0007108 | -499.9674 | 0.0011916
-300.7349 | 0.002037 | -373.0106 | 0.00085657 | -479.3666 | 0.00077006 | -336.9512 | 0.0010378 | -401.4169 | 0.00078933 | -505.5172 | 0.00072351 | -319.44 | 0.00122 | -391.0174 | 0.00071665 | -505.8686 | 0.0011484 | -308.6277 | 0.0011809 | -375.6031 | 0.00071151 | -497.8844 | 0.0011717
-298.0368 | 0.0021463 | -370.7188 | 0.00086181 | -477.3201 | 0.00077225 | -334.1876 | 0.0010576 | -399.0195 | 0.0007954 | -503.3589 | 0.0007189 | -316.59 | 0.001264 | -388.5885 | 0.00070807 | -503.7329 | 0.0011598 | -305.8579 | 0.0012073 | -373.2272 | 0.00071332 | -495.8013 | 0.0011509
-295.3387 | 0.0022635 | -368.4269 | 0.00086567 | -475.2737 | 0.00077536 | -331.424 | 0.0010798 | -396.622 | 0.00079841 | -501.2006 | 0.00071435 | -313.7401 | 0.0013088 | -386.1596 | 0.00070029 | -501.5972 | 0.0011692 | -303.088 | 0.0012363 | -370.8513 | 0.00071627 | -493.7182 | 0.0011296
-292.6407 | 0.0023888 | -366.135 | 0.00086849 | -473.2272 | 0.00077938 | -328.6605 | 0.0011053 | -394.2245 | 0.0007982 | -499.0422 | 0.0007103 | -310.8902 | 0.001352 | -383.7307 | 0.0006945 | -499.4616 | 0.0011761 | -300.3181 | 0.0012675 | -368.4754 | 0.00072028 | -491.6351 | 0.0011085
-289.9426 | 0.0025209 | -363.8432 | 0.00087055 | -471.1807 | 0.00078418 | -325.8969 | 0.0011356 | -391.8271 | 0.0007953 | -496.8839 | 0.00070725 | -308.0402 | 0.0013915 | -381.3018 | 0.00069203 | -497.3259 | 0.0011801 | -297.5482 | 0.0012996 | -366.0995 | 0.00072531 | -489.5521 | 0.0010876
-287.2445 | 0.0026568 | -361.5513 | 0.00087186 | -469.1342 | 0.00078948 | -323.1333 | 0.0011723 | -389.4296 | 0.00079072 | -494.7256 | 0.0007057 | -305.1903 | 0.0014254 | -378.8729 | 0.00069334 | -495.1903 | 0.0011805 | -294.7784 | 0.0013305 | -363.7236 | 0.00073136 | -487.469 | 0.0010671
-284.5464 | 0.0027924 | -359.2595 | 0.00087219 | -467.0878 | 0.00079499 | -320.3697 | 0.0012172 | -387.0321 | 0.00078574 | -492.5672 | 0.00070609 | -302.3403 | 0.0014528 | -376.444 | 0.00069845 | -493.0546 | 0.0011772 | -292.0085 | 0.0013574 | -361.3477 | 0.00073842 | -485.3859 | 0.0010466
-281.8483 | 0.0029224 | -356.9676 | 0.00087109 | -465.0413 | 0.00080045 | -317.6061 | 0.0012718 | -384.6347 | 0.00078119 | -490.4089 | 0.00070873 | -299.4904 | 0.0014736 | -374.0151 | 0.00070677 | -490.919 | 0.0011699 | -289.2386 | 0.0013775 | -358.9718 | 0.00074638 | -483.3029 | 0.001026
-279.1502 | 0.0030416 | -354.6757 | 0.00086786 | -462.9948 | 0.00080571 | -314.8425 | 0.0013366 | -382.2372 | 0.00077743 | -488.2506 | 0.00071373 | -296.6405 | 0.0014886 | -371.5862 | 0.00071721 | -488.7833 | 0.0011589 | -286.4687 | 0.0013891 | -356.5959 | 0.00075504 | -481.2198 | 0.0010052
-276.4521 | 0.0031451 | -352.3839 | 0.00086213 | -460.9484 | 0.00081074 | -312.079 | 0.0014115 | -379.8397 | 0.00077436 | -486.0923 | 0.00072087 | -293.7905 | 0.0014987 | -369.1573 | 0.00072844 | -486.6477 | 0.0011444 | -283.6989 | 0.0013921 | -354.2199 | 0.00076415 | -479.1367 | 0.00098421
-273.754 | 0.0032287 | -350.092 | 0.00085392 | -458.9019 | 0.00081558 | -309.3154 | 0.0014953 | -377.4422 | 0.00077162 | -483.9339 | 0.00072963 | -290.9406 | 0.0015049 | -366.7284 | 0.00073924 | -484.512 | 0.0011273 | -280.929 | 0.0013883 | -351.844 | 0.00077338 | -477.0536 | 0.00096336
-271.0559 | 0.0032891 | -347.8002 | 0.00084363 | -456.8554 | 0.00082033 | -306.5518 | 0.0015863 | -375.0448 | 0.0007688 | -481.7756 | 0.00073923 | -288.0906 | 0.0015086 | -364.2995 | 0.00074871 | -482.3763 | 0.0011081 | -278.1591 | 0.0013814 | -349.4681 | 0.00078255 | -474.9706 | 0.0009432
-268.3579 | 0.0033237 | -345.5083 | 0.00083197 | -454.8089 | 0.00082507 | -303.7882 | 0.0016825 | -372.6473 | 0.0007657 | -479.6173 | 0.00074866 | -285.2407 | 0.0015115 | -361.8706 | 0.00075655 | -480.2407 | 0.0010879 | -275.3892 | 0.0013758 | -347.0922 | 0.00079162 | -472.8875 | 0.00092434
-265.6598 | 0.0033298 | -343.2165 | 0.00081987 | -452.7625 | 0.00082981 | -301.0246 | 0.0017818 | -370.2498 | 0.0007624 | -477.4589 | 0.00075683 | -282.3907 | 0.0015161 | -359.4417 | 0.00076296 | -478.105 | 0.0010672 | -272.6193 | 0.0013748 | -344.7163 | 0.00080079 | -470.8044 | 0.00090743
-262.9617 | 0.0033055 | -340.9246 | 0.00080822 | -450.716 | 0.00083453 | -298.2611 | 0.0018833 | -367.8524 | 0.00075928 | -475.3006 | 0.00076301 | -279.5408 | 0.0015258 | -357.0128 | 0.00076851 | -475.9694 | 0.0010468 | -269.8495 | 0.0013795 | -342.3404 | 0.00081048 | -468.7213 | 0.0008929
-260.2636 | 0.0032513 | -338.6327 | 0.00079773 | -448.6695 | 0.00083911 | -295.4975 | 0.001987 | -365.4549 | 0.00075689 | -473.1423 | 0.00076683 | -276.6909 | 0.0015447 | -354.5839 | 0.00077385 | -473.8337 | 0.001027 | -267.0796 | 0.0013886 | -339.9645 | 0.00082124 | -466.6383 | 0.00088108
-257.5655 | 0.0031678 | -336.3409 | 0.00078877 | -446.6231 | 0.00084337 | -292.7339 | 0.0020934 | -363.0574 | 0.00075576 | -470.9839 | 0.00076828 | -273.8409 | 0.001576 | -352.155 | 0.0007794 | -471.6981 | 0.0010083 | -264.3097 | 0.0013992 | -337.5886 | 0.00083365 | -464.5552 | 0.00087149
-254.8674 | 0.003057 | -334.049 | 0.00078141 | -444.5766 | 0.00084713 | -289.9703 | 0.0022035 | -360.66 | 0.00075625 | -468.8256 | 0.00076773 | -270.991 | 0.0016221 | -349.7262 | 0.00078518 | -469.5624 | 0.00099074 | -261.5398 | 0.0014074 | -335.2127 | 0.00084818 | -462.4721 | 0.00086352
-252.1693 | 0.0029221 | -331.7572 | 0.00077552 | -442.5301 | 0.00085017 | -287.2067 | 0.0023184 | -358.2625 | 0.00075839 | -466.6673 | 0.00076576 | -268.141 | 0.0016824 | -347.2973 | 0.00079082 | -467.4268 | 0.00097471 | -258.77 | 0.0014095 | -332.8368 | 0.00086507 | -460.3891 | 0.00085641
-249.4712 | 0.0027674 | -329.4653 | 0.00077083 | -440.4837 | 0.00085222 | -284.4432 | 0.0024383 | -355.865 | 0.00076191 | -464.5089 | 0.00076306 | -265.2911 | 0.0017539 | -344.8684 | 0.00079574 | -465.2911 | 0.00096037 | -256.0001 | 0.0014025 | -330.4609 | 0.00088428 | -458.306 | 0.00084941
-246.7731 | 0.0025976 | -327.1734 | 0.00076714 | -438.4372 | 0.00085289 | -281.6796 | 0.0025629 | -353.4676 | 0.00076634 | -462.3506 | 0.00076024 | -262.4412 | 0.0018301 | -342.4395 | 0.00079937 | -463.1554 | 0.00094782 | -253.2302 | 0.0013847 | -328.085 | 0.00090538 | -456.2229 | 0.00084183
-244.0751 | 0.0024175 | -324.8816 | 0.00076432 | -436.3907 | 0.00085172 | -278.916 | 0.0026911 | -351.0701 | 0.00077112 | -460.1923 | 0.00075772 | -259.5912 | 0.0019023 | -340.0106 | 0.0008016 | -461.0198 | 0.00093705 | -250.4603 | 0.0013554 | -325.7091 | 0.00092755 | -454.1398 | 0.00083325
-241.377 | 0.0022316 | -322.5897 | 0.00076239 | -434.3442 | 0.00084823 | -276.1524 | 0.0028203 | -348.6726 | 0.0007757 | -458.034 | 0.00075573 | -256.7413 | 0.0019607 | -337.5817 | 0.00080286 | -458.8841 | 0.00092781 | -247.6905 | 0.0013145 | -323.3332 | 0.00094947 | -452.0568 | 0.00082346
-238.6789 | 0.0020446 | -320.2979 | 0.00076141 | -432.2978 | 0.00084195 | -273.3888 | 0.002947 | -346.2751 | 0.00077979 | -455.8756 | 0.00075426 | -253.8913 | 0.0019955 | -335.1528 | 0.00080389 | -456.7485 | 0.00091964 | -244.9206 | 0.0012625 | -320.9573 | 0.00096964 | -449.9737 | 0.00081248
-235.9808 | 0.001861 | -318.006 | 0.00076148 | -430.2513 | 0.00083257 | -270.6252 | 0.0030658 | -343.8777 | 0.00078319 | -453.7173 | 0.00075314 | -251.0414 | 0.0019991 | -332.7239 | 0.00080557 | -454.6128 | 0.00091187 | -242.1507 | 0.0012005 | -318.5814 | 0.00098661 | -447.8906 | 0.00080049
-233.2827 | 0.001685 | -315.7141 | 0.00076251 | -428.2048 | 0.00082001 | -267.8617 | 0.00317 | -341.4802 | 0.0007858 | -451.559 | 0.00075213 | -248.1914 | 0.0019669 | -330.295 | 0.00080871 | -452.4772 | 0.00090375 | -239.3808 | 0.0011301 | -316.2055 | 0.00099925 | -445.8075 | 0.00078774
-230.5846 | 0.0015202 | -313.4223 | 0.00076438 | -426.1584 | 0.00080447 | -265.0981 | 0.003252 | -339.0827 | 0.0007875 | -449.4006 | 0.00075096 | -245.3415 | 0.0018981 | -327.8661 | 0.00081384 | -450.3415 | 0.0008945 | -236.611 | 0.0010535 | -313.8296 | 0.001007 | -443.7245 | 0.00077451
-227.8865 | 0.0013693 | -311.1304 | 0.00076696 | -424.1119 | 0.00078648 | -262.3345 | 0.0033041 | -336.6853 | 0.00078813 | -447.2423 | 0.00074934 | -242.4916 | 0.0017959 | -325.4372 | 0.0008212 | -448.2059 | 0.00088347 | -233.8411 | 0.0009735 | -311.4537 | 0.0010101 | -441.6414 | 0.00076102
-225.1884 | 0.0012332 | -308.8386 | 0.00077018 | -422.0654 | 0.0007668 | -259.5709 | 0.0033194 | -334.2878 | 0.00078749 | -445.084 | 0.00074706 | -239.6416 | 0.0016665 | -323.0083 | 0.0008307 | -446.0702 | 0.00087006 | -231.0712 | 0.00089294 | -309.0778 | 0.0010095 | -439.5583 | 0.00074748
-222.4903 | 0.0011115 | -306.5467 | 0.00077401 | -420.0189 | 0.00074632 | -256.8073 | 0.0032937 | -331.8903 | 0.00078537 | -442.9256 | 0.00074398 | -236.7917 | 0.0015185 | -320.5794 | 0.00084198 | -443.9345 | 0.00085427 | -228.3013 | 0.00081469 | -306.7019 | 0.0010071 | -437.4753 | 0.00073409
-219.7923 | 0.0010026 | -304.2548 | 0.00077852 | -417.9725 | 0.00072601 | -254.0438 | 0.0032249 | -329.4929 | 0.00078166 | -440.7673 | 0.00074001 | -233.9417 | 0.0013624 | -318.1505 | 0.00085446 | -441.7989 | 0.00083626 | -225.5315 | 0.00074122 | -304.326 | 0.0010049 | -435.3922 | 0.00072108
-217.0942 | 0.00090442 | -301.963 | 0.0007838 | -415.926 | 0.00070666 | -251.2802 | 0.0031159 | -327.0954 | 0.00077638 | -438.609 | 0.00073518 | -231.0918 | 0.0012067 | -315.7216 | 0.00086739 | -439.6632 | 0.00081637 | -222.7616 | 0.00067389 | -301.9501 | 0.0010051 | -433.3091 | 0.00070868
-214.3961 | 0.00081492 | -299.6711 | 0.00078992 | -413.8795 | 0.0006887 | -248.5166 | 0.0029745 | -324.6979 | 0.00076981 | -436.4507 | 0.00072961 | -228.2419 | 0.0010583 | -313.2927 | 0.00087987 | -437.5276 | 0.00079515 | -219.9917 | 0.00061283 | -299.5742 | 0.0010091 | -431.226 | 0.00069714
-211.698 | 0.00073197 | -297.3793 | 0.00079687 | -411.8331 | 0.00067234 | -245.753 | 0.0028086 | -322.3005 | 0.00076244 | -434.2923 | 0.00072353 | -225.3919 | 0.00092189 | -310.8638 | 0.00089102 | -435.3919 | 0.00077323 | -217.2218 | 0.00055735 | -297.1983 | 0.0010176 | -429.143 | 0.00068667
-208.9999 | 0.00065464 | -295.0874 | 0.00080454 | -409.7866 | 0.00065759 | -242.9894 | 0.0026269 | -319.903 | 0.000755 | -432.134 | 0.00071719 | -222.542 | 0.00080046 | -308.4349 | 0.00090009 | -433.2563 | 0.0007513 | -214.452 | 0.00050617 | -294.8224 | 0.0010301 | -427.0599 | 0.00067745
-206.3018 | 0.00058263 | -292.7956 | 0.0008127 | -407.7401 | 0.00064431 | -240.2259 | 0.0024371 | -317.5055 | 0.00074831 | -429.9757 | 0.00071083 | -219.692 | 0.00069498 | -306.006 | 0.0009066 | -431.1206 | 0.00073005 | -211.6821 | 0.00045782 | -292.4465 | 0.0010452 | -424.9768 | 0.0006695
-203.6037 | 0.00051605 | -290.5037 | 0.00082105 | -405.6936 | 0.00063234 | -237.4623 | 0.0022457 | -315.108 | 0.00074317 | -427.8173 | 0.00070458 | -216.8421 | 0.00060493 | -303.5771 | 0.00091047 | -428.985 | 0.00071012 | -208.9122 | 0.00041104 | -290.0706 | 0.0010607 | -422.8938 | 0.00066272
-200.9056 | 0.00045515 | -288.2118 | 0.00082926 | -403.6472 | 0.00062155 | -234.6987 | 0.002058 | -312.7106 | 0.00074024 | -425.659 | 0.00069842 | -213.9922 | 0.00052867 | -301.1482 | 0.00091196 | -426.8493 | 0.00069197 | -206.1423 | 0.00036519 | -287.6947 | 0.0010741 | -420.8107 | 0.00065685
-198.2075 | 0.00040006 | -285.92 | 0.00083706 | -401.6007 | 0.00061185 | -231.9351 | 0.0018779 | -310.3131 | 0.00073986 | -423.5007 | 0.00069211 | -211.1422 | 0.00046385 | -298.7193 | 0.00091188 | -424.7136 | 0.00067591 | -203.3724 | 0.00032035 | -285.3187 | 0.0010831 | -418.7276 | 0.00065149
-195.5095 | 0.00035064 | -283.6281 | 0.00084423 | -399.5542 | 0.00060326 | -229.1715 | 0.0017084 | -307.9156 | 0.00074185 | -421.3423 | 0.00068526 | -208.2923 | 0.00040788 | -296.2904 | 0.00091098 | -422.578 | 0.00066202 | -200.6026 | 0.00027725 | -282.9428 | 0.001087 | -416.6445 | 0.00064611
-192.8114 | 0.00030639 | -281.3363 | 0.00085073 | -397.5078 | 0.00059581 | -226.4079 | 0.0015519 | -305.5182 | 0.00074586 | -419.184 | 0.00067741 | -205.4423 | 0.00035844 | -293.8615 | 0.00090989 | -420.4423 | 0.00065015 | -197.8327 | 0.00023698 | -280.5669 | 0.0010861 | -414.5615 | 0.00064013
-190.1133 | 0.00026659 | -279.0444 | 0.00085669 | -395.4613 | 0.00058959 | -223.6444 | 0.0014098 | -303.1207 | 0.00075144 | -417.0257 | 0.00066814 | -202.5924 | 0.00031375 | -291.4326 | 0.0009091 | -418.3067 | 0.00063995 | -195.0628 | 0.0002006 | -278.191 | 0.0010817 | -412.4784 | 0.00063295
-187.4152 | 0.00023043 | -276.7525 | 0.00086232 | -393.4148 | 0.00058464 | -220.8808 | 0.0012828 | -300.7232 | 0.00075811 | -414.8674 | 0.00065713 | -199.7424 | 0.00027268 | -289.0037 | 0.00090892 | -416.171 | 0.000631 | -192.2929 | 0.00016879 | -275.8151 | 0.001076 | -410.3953 | 0.00062402
-184.7171 | 0.00019724 | -274.4607 | 0.00086785 | -391.3683 | 0.00058097 | -218.1172 | 0.0011702 | -298.3258 | 0.00076552 | -412.709 | 0.00064458 | -196.8925 | 0.00023474 | -286.5748 | 0.00090956 | -414.0354 | 0.00062276 | -189.5231 | 0.00014168 | -273.4392 | 0.0010711 | -408.3122 | 0.0006129
-182.019 | 0.00016661 | -272.1688 | 0.00087354 | -389.3219 | 0.00057858 | -215.3536 | 0.0010703 | -295.9283 | 0.00077347 | -410.5507 | 0.00063094 | -194.0426 | 0.00019979 | -284.1459 | 0.00091112 | -411.8997 | 0.00061476 | -186.7532 | 0.00011893 | -271.0633 | 0.0010695 | -406.2292 | 0.00059942
-179.3209 | 0.00013847 | -269.877 | 0.00087965 | -387.2754 | 0.00057733 | -212.59 | 0.00098094 | -293.5308 | 0.00078197 | -408.3924 | 0.00061687 | -191.1926 | 0.00016786 | -281.717 | 0.00091372 | -409.7641 | 0.00060666 | -183.9833 | 9.9844e-05 | -268.6874 | 0.0010729 | -404.1461 | 0.0005839
-176.6228 | 0.00011298 | -267.5851 | 0.00088645 | -385.2289 | 0.00057707 | -209.8265 | 0.00089925 | -291.1334 | 0.00079118 | -406.234 | 0.00060308 | -188.3427 | 0.00013895 | -279.2881 | 0.00091748 | -407.6284 | 0.00059825 | -181.2134 | 8.3704e-05 | -266.3115 | 0.0010822 | -402.063 | 0.00056684
-173.9247 | 9.0424e-05 | -265.2932 | 0.00089422 | -383.1825 | 0.00057769 | -207.0629 | 0.00082265 | -288.7359 | 0.00080136 | -404.0757 | 0.00059027 | -185.4927 | 0.00011305 | -276.8592 | 0.00092257 | -405.4927 | 0.00058943 | -178.4436 | 6.9896e-05 | -263.9356 | 0.0010978 | -399.98 | 0.00054898
-171.2267 | 7.1088e-05 | -263.0014 | 0.00090329 | -381.136 | 0.00057913 | -204.2993 | 0.00074901 | -286.3384 | 0.00081279 | -401.9174 | 0.0005789 | -182.6428 | 9.0296e-05 | -274.4303 | 0.00092922 | -403.3571 | 0.00058019 | -175.6737 | 5.802e-05 | -261.5597 | 0.0011191 | -397.8969 | 0.00053122
-168.5286 | 5.5113e-05 | -260.7095 | 0.00091399 | -379.0895 | 0.00058133 | -201.5357 | 0.00067694 | -283.941 | 0.00082563 | -399.759 | 0.00056921 | -179.7929 | 7.0554e-05 | -272.0014 | 0.00093777 | -401.2214 | 0.00057057 | -172.9038 | 4.7933e-05 | -259.1838 | 0.0011448 | -395.8138 | 0.00051446
-165.8305 | 4.2623e-05 | -258.4177 | 0.00092664 | -377.0431 | 0.00058426 | -198.7721 | 0.00060581 | -281.5435 | 0.00083988 | -397.6007 | 0.0005612 | -176.9429 | 5.3853e-05 | -269.5725 | 0.00094855 | -399.0858 | 0.00056069 | -170.1339 | 3.9403e-05 | -256.8079 | 0.0011731 | -393.7307 | 0.00049955
-163.1324 | 3.3109e-05 | -256.1258 | 0.00094142 | -374.9966 | 0.00058787 | -196.0086 | 0.00053585 | -279.146 | 0.00085525 | -395.4424 | 0.00055466 | -174.093 | 4.0191e-05 | -267.1436 | 0.0009619 | -396.9501 | 0.00055072 | -167.3641 | 3.2263e-05 | -254.432 | 0.0012021 | -391.6477 | 0.00048712
-160.4343 | 2.6078e-05 | -253.8339 | 0.00095837 | -372.9501 | 0.00059209 | -193.245 | 0.00046787 | -276.7485 | 0.00087122 | -393.2841 | 0.0005493 | -171.243 | 2.9439e-05 | -264.7147 | 0.00097803 | -394.8145 | 0.00054088 | -164.5942 | 2.6309e-05 | -252.0561 | 0.0012297 | -389.5646 | 0.00047758
-157.7362 | 2.0947e-05 | -251.5421 | 0.00097729 | -370.9036 | 0.00059679 | -190.4814 | 0.00040302 | -274.3511 | 0.00088713 | -391.1257 | 0.00054482 | -168.3931 | 2.1309e-05 | -262.2858 | 0.00099706 | -392.6788 | 0.00053142 | -161.8243 | 2.1316e-05 | -249.6802 | 0.001254 | -387.4815 | 0.00047103
-155.0381 | 1.7132e-05 | -249.2502 | 0.00099773 | -368.8572 | 0.00060179 | -187.7178 | 0.00034251 | -271.9536 | 0.00090223 | -388.9674 | 0.000541 | -165.5432 | 1.5371e-05 | -259.8569 | 0.0010189 | -390.5432 | 0.0005226 | -159.0544 | 1.7083e-05 | -247.3043 | 0.0012735 | -385.3984 | 0.00046733
-152.34 | 1.4143e-05 | -246.9584 | 0.001019 | -366.8107 | 0.00060684 | -184.9542 | 0.00028743 | -269.5561 | 0.0009161 | -386.8091 | 0.00053775 | -162.6932 | 1.1126e-05 | -257.428 | 0.0010432 | -388.4075 | 0.00051464 | -156.2846 | 1.3476e-05 | -244.9284 | 0.0012881 | -383.3154 | 0.00046611
-149.642 | 1.1636e-05 | -244.6665 | 0.0010403 | -364.7642 | 0.00061169 | -182.1906 | 0.0002385 | -267.1587 | 0.00092857 | -384.6507 | 0.00053507 | -159.8433 | 8.0942e-06 | -254.9991 | 0.00107 | -386.2718 | 0.0005077 | -153.5147 | 1.0434e-05 | -242.5525 | 0.0012983 | -381.2323 | 0.00046683
-146.9439 | 9.4374e-06 | -242.3747 | 0.0010608 | -362.7178 | 0.00061604 | -179.4271 | 0.00019596 | -264.7612 | 0.00093977 | -382.4924 | 0.00053305 | -156.9933 | 5.8836e-06 | -252.5702 | 0.0010994 | -384.1362 | 0.00050195 | -150.7448 | 7.9518e-06 | -240.1766 | 0.0013051 | -379.1492 | 0.00046896
-144.2458 | 7.5106e-06 | -240.0828 | 0.0010797 | -360.6713 | 0.00061963 | -176.6635 | 0.0001596 | -262.3637 | 0.00094998 | -380.3341 | 0.00053172 | -154.1434 | 4.2216e-06 | -250.1414 | 0.0011319 | -382.0005 | 0.0004973 | -147.9749 | 6.0349e-06 | -237.8007 | 0.0013101 | -377.0662 | 0.00047201
-141.5477 | 5.8951e-06 | -237.7909 | 0.0010967 | -358.6248 | 0.00062237 | -173.8999 | 0.0001289 | -259.9663 | 0.00095952 | -378.1757 | 0.00053109 | -151.2934 | 2.9461e-06 | -247.7125 | 0.0011676 | -379.8649 | 0.00049366 | -145.205 | 4.6627e-06 | -235.4248 | 0.0013147 | -374.9831 | 0.00047559
-138.8496 | 4.642e-06 | -235.4991 | 0.0011115 | -356.5783 | 0.00062438 | -171.1363 | 0.00010315 | -257.5688 | 0.00096866 | -376.0174 | 0.00053109 | -148.4435 | 1.9717e-06 | -245.2836 | 0.0012065 | -377.7292 | 0.00049088 | -142.4352 | 3.7657e-06 | -233.0489 | 0.00132 | -372.9 | 0.00047963
-136.1515 | 3.7642e-06 | -233.2072 | 0.0011242 | -354.5319 | 0.00062594 | -168.3727 | 8.1664e-05 | -255.1713 | 0.00097756 | -373.8591 | 0.00053164 | -145.5936 | 1.2508e-06 | -242.8547 | 0.0012483 | -375.5936 | 0.00048884 | -139.6653 | 3.2268e-06 | -230.673 | 0.0013267 | -370.8169 | 0.00048424
-133.4534 | 3.2153e-06 | -230.9154 | 0.0011353 | -352.4854 | 0.00062751 | -165.6092 | 6.3854e-05 | -252.7739 | 0.00098635 | -371.7008 | 0.00053265 | -142.7436 | 7.456e-07 | -240.4258 | 0.0012917 | -373.4579 | 0.00048741 | -136.8954 | 2.904e-06 | -228.2971 | 0.0013344 | -368.7339 | 0.0004897
-130.7553 | 2.8994e-06 | -228.6235 | 0.0011453 | -350.4389 | 0.0006297 | -162.8456 | 4.9275e-05 | -250.3764 | 0.0009952 | -369.5424 | 0.00053407 | -139.8937 | 4.1491e-07 | -237.9969 | 0.0013352 | -371.3223 | 0.00048651 | -134.1255 | 2.6631e-06 | -225.9212 | 0.0013425 | -366.6508 | 0.00049632
-128.0572 | 2.6991e-06 | -226.3316 | 0.001155 | -348.3925 | 0.00063315 | -160.082 | 3.7565e-05 | -247.9789 | 0.0010044 | -367.3841 | 0.00053591 | -137.0437 | 2.1456e-07 | -235.568 | 0.001377 | -369.1866 | 0.0004861 | -131.3557 | 2.4061e-06 | -223.5453 | 0.0013494 | -364.5677 | 0.00050439
-125.3592 | 2.5095e-06 | -224.0398 | 0.0011652 | -346.346 | 0.00063852 | -157.3184 | 2.8387e-05 | -245.5814 | 0.0010146 | -365.2258 | 0.00053823 | -134.1938 | 1.0276e-07 | -233.1391 | 0.001415 | -367.0509 | 0.00048621 | -128.5858 | 2.0872e-06 | -221.1694 | 0.0013535 | -362.4847 | 0.00051404
-122.6611 | 2.2638e-06 | -221.7479 | 0.0011766 | -344.2995 | 0.00064632 | -154.5548 | 2.1378e-05 | -243.184 | 0.0010262 | -363.0674 | 0.00054119 | -131.3439 | 4.547e-08 | -230.7102 | 0.0014478 | -364.9153 | 0.00048696 | -125.8159 | 1.7096e-06 | -218.7935 | 0.0013533 | -360.4016 | 0.00052523
-119.963 | 1.9428e-06 | -219.4561 | 0.0011898 | -342.253 | 0.0006569 | -151.7913 | 1.6158e-05 | -240.7865 | 0.0010399 | -360.9091 | 0.00054499 | -128.4939 | 1.9148e-08 | -228.2813 | 0.0014743 | -362.7796 | 0.00048852 | -123.046 | 1.3096e-06 | -216.4175 | 0.0013474 | -358.3185 | 0.00053775
-117.2649 | 1.5671e-06 | -217.1642 | 0.001205 | -340.2066 | 0.00067036 | -149.0277 | 1.2371e-05 | -238.389 | 0.0010558 | -358.7508 | 0.00054988 | -125.644 | 7.6061e-09 | -225.8524 | 0.001494 | -360.644 | 0.00049114 | -120.2762 | 9.3674e-07 | -214.0416 | 0.0013352 | -356.2354 | 0.00055128
-114.5668 | 1.1848e-06 | -214.8723 | 0.0012221 | -338.1601 | 0.0006865 | -146.2641 | 9.596e-06 | -235.9916 | 0.0010738 | -356.5924 | 0.0005561 | -122.794 | 2.8121e-09 | -223.4235 | 0.0015072 | -358.5083 | 0.00049511 | -117.5063 | 6.2514e-07 | -211.6657 | 0.0013168 | -354.1524 | 0.00056543
-111.8687 | 8.3821e-07 | -212.5805 | 0.001241 | -336.1136 | 0.00070486 | -143.5005 | 7.5717e-06 | -233.5941 | 0.0010932 | -354.4341 | 0.00056392 | -119.9441 | 9.654e-10 | -220.9946 | 0.0015138 | -356.3727 | 0.0005007 | -114.7364 | 3.8896e-07 | -209.2898 | 0.0012926 | -352.0693 | 0.00057984
-109.1706 | 5.5435e-07 | -210.2886 | 0.0012611 | -334.0672 | 0.00072474 | -140.7369 | 6.1002e-06 | -231.1966 | 0.001113 | -352.2758 | 0.00057365 | -117.0941 | 3.0701e-10 | -218.5657 | 0.0015149 | -354.237 | 0.00050815 | -111.9665 | 2.2549e-07 | -206.9139 | 0.0012641 | -349.9862 | 0.00059423
-106.4725 | 3.4244e-07 | -207.9968 | 0.0012817 | -332.0207 | 0.0007452 | -137.9733 | 5.029e-06 | -228.7992 | 0.0011322 | -350.1175 | 0.00058564 | -114.2442 | 9.0235e-11 | -216.1368 | 0.0015109 | -352.1014 | 0.00051766 | -109.1967 | 1.2169e-07 | -204.538 | 0.0012327 | -347.9031 | 0.00060839
-103.7744 | 1.9742e-07 | -205.7049 | 0.0013021 | -329.9742 | 0.00076513 | -135.2098 | 4.236e-06 | -226.4017 | 0.0011504 | -347.9591 | 0.00060006 | -111.3943 | 2.446e-11 | -213.7079 | 0.0015019 | -349.9657 | 0.00052897 | -106.4268 | 6.1082e-08 | -202.1621 | 0.0011996 | -345.8201 | 0.0006222
-101.0764 | 1.0611e-07 | -203.413 | 0.0013218 | -327.9277 | 0.00078356 | -132.4462 | 3.6254e-06 | -224.0042 | 0.0011674 | -345.8008 | 0.00061715 | -108.5443 | 6.1037e-12 | -211.279 | 0.001488 | -347.83 | 0.00054178 | -103.6569 | 2.848e-08 | -199.7862 | 0.0011659 | -343.737 | 0.00063557
-98.3783 | 5.3114e-08 | -201.1212 | 0.0013404 | -325.8813 | 0.00079972 | -129.6826 | 3.1329e-06 | -221.6068 | 0.0011836 | -343.6425 | 0.00063707 | -105.6944 | 1.3999e-12 | -208.8501 | 0.0014693 | -345.6944 | 0.00055561 | -100.887 | 1.2318e-08 | -197.4103 | 0.0011322 | -341.6539 | 0.00064836
-95.6802 | 2.4729e-08 | -198.8293 | 0.0013577 | -323.8348 | 0.00081303 | -126.919 | 2.7292e-06 | -219.2093 | 0.0011993 | -341.4841 | 0.00065986 | -102.8444 | 2.9474e-13 | -206.4212 | 0.0014462 | -343.5587 | 0.00056988 | -98.1172 | 4.936e-09 | -195.0344 | 0.0010987 | -339.5709 | 0.00066045
-92.9821 | 1.0695e-08 | -196.5375 | 0.0013737 | -321.7883 | 0.0008232 | -124.1554 | 2.4165e-06 | -216.8118 | 0.0012148 | -339.3258 | 0.00068532 | -99.9945 | 5.6902e-14 | -203.9923 | 0.0014193 | -341.4231 | 0.00058396 | -95.3473 | 1.8299e-09 | -192.6585 | 0.0010653 | -337.4878 | 0.00067168
-90.284 | 4.291e-09 | -194.2456 | 0.0013885 | -319.7419 | 0.00083019 | -121.3919 | 2.2128e-06 | -214.4144 | 0.0012298 | -337.1675 | 0.00071302 | -97.1446 | 1.0064e-14 | -201.5634 | 0.0013895 | -339.2874 | 0.00059723 | -92.5774 | 6.2687e-10 | -190.2826 | 0.0010319 | -335.4047 | 0.00068192
-87.5859 | 1.5954e-09 | -191.9538 | 0.0014022 | -317.6954 | 0.00083413 | -118.6283 | 2.1312e-06 | -212.0169 | 0.0012437 | -335.0091 | 0.00074217 | -94.2946 | 1.6299e-15 | -199.1345 | 0.0013579 | -337.1518 | 0.00060917 | -89.8075 | 1.9822e-10 | -187.9067 | 0.0009984 | -333.3216 | 0.00069109
-84.8878 | 5.4908e-10 | -189.6619 | 0.001415 | -315.6489 | 0.00083531 | -115.8647 | 2.1608e-06 | -209.6194 | 0.0012556 | -332.8508 | 0.00077173 | -91.4447 | 2.4165e-16 | -196.7056 | 0.0013254 | -335.0161 | 0.00061939 | -87.0377 | 5.7795e-11 | -185.5308 | 0.00096454 | -331.2386 | 0.00069919
-82.1897 | 1.7476e-10 | -187.37 | 0.001427 | -313.6025 | 0.00083409 | -113.1011 | 2.2598e-06 | -207.2219 | 0.0012644 | -330.6925 | 0.00080038 | -88.5947 | 3.2834e-17 | -194.2767 | 0.0012931 | -332.8805 | 0.00062767 | -84.2678 | 1.5526e-11 | -183.1549 | 0.00093033 | -329.1555 | 0.00070623
-79.4916 | 5.1397e-11 | -185.0782 | 0.0014383 | -311.556 | 0.00083084 | -110.3375 | 2.3632e-06 | -204.8245 | 0.0012699 | -328.5342 | 0.00082669 | -85.7448 | 4.0779e-18 | -191.8478 | 0.0012612 | -330.7448 | 0.00063405 | -81.4979 | 3.8402e-12 | -180.779 | 0.00089587 | -327.0724 | 0.00071229
-76.7936 | 1.3958e-11 | -182.7863 | 0.0014488 | -309.5095 | 0.00082593 | -107.574 | 2.4017e-06 | -202.427 | 0.001272 | -326.3758 | 0.00084927 | -82.8949 | 5.5745e-19 | -189.4189 | 0.0012304 | -328.6091 | 0.00063876 | -78.728 | 8.7402e-13 | -178.4031 | 0.00086135 | -324.9893 | 0.00071746
-74.0955 | 3.4983e-12 | -180.4945 | 0.0014586 | -307.463 | 0.00081973 | -104.8104 | 2.3246e-06 | -200.0295 | 0.0012716 | -324.2175 | 0.0008669 | -80.0449 | 1.7421e-19 | -186.99 | 0.0012008 | -326.4735 | 0.00064223 | -75.9581 | 1.8296e-13 | -176.0272 | 0.00082701 | -322.9063 | 0.00072185
-71.3974 | 8.0878e-13 | -178.2026 | 0.0014678 | -305.4166 | 0.00081263 | -102.0468 | 2.1161e-06 | -197.6321 | 0.0012699 | -322.0592 | 0.00087878 | -77.195 | 6.2439e-20 | -184.5611 | 0.0011728 | -324.3378 | 0.00064509 | -73.1883 | 3.521e-14 | -173.6513 | 0.00079306 | -320.8232 | 0.00072568
-68.6993 | 1.8671e-13 | -175.9107 | 0.0014761 | -303.3701 | 0.00080509 | -99.2832 | 1.7965e-06 | -195.2346 | 0.0012681 | -319.9008 | 0.00088433 | -74.345 | 1.6691e-21 | -182.1322 | 0.001147 | -322.2022 | 0.00064811 | -70.4184 | 6.8905e-15 | -171.2754 | 0.00075969 | -318.7401 | 0.00072926
-66.0012 | 4.2993e-14 | -173.6189 | 0.0014832 | -301.3236 | 0.00079776 | -96.5196 | 1.4204e-06 | -192.8371 | 0.0012669 | -317.7425 | 0.00088392 | -71.4951 | 0 | -179.7033 | 0.001124 | -320.0665 | 0.00065218 | -67.6485 | 1.3597e-15 | -168.8995 | 0.00072691 | -316.6571 | 0.00073317
-63.3031 | 9.0991e-15 | -171.327 | 0.0014886 | -299.2772 | 0.00079133 | -93.756 | 1.0466e-06 | -190.4397 | 0.0012663 | -315.5842 | 0.00087873 | -68.6451 | 1.282e-19 | -177.2744 | 0.0011045 | -317.9309 | 0.000658 | -64.8786 | 2.4398e-16 | -166.5236 | 0.00069458 | -314.574 | 0.00073812
-60.605 | 1.7677e-15 | -169.0352 | 0.0014914 | -297.2307 | 0.00078651 | -90.9925 | 7.1855e-07 | -188.0422 | 0.0012658 | -313.4258 | 0.00087009 | -65.7952 | 2.6861e-20 | -174.8455 | 0.0010886 | -315.7952 | 0.00066614 | -62.1088 | 3.9788e-17 | -164.1477 | 0.00066245 | -312.4909 | 0.00074488
-57.9069 | 3.1497e-16 | -166.7433 | 0.0014907 | -295.1842 | 0.00078399 | -88.2289 | 4.5948e-07 | -185.6447 | 0.0012647 | -311.2675 | 0.00085958 | -62.9453 | 0 | -172.4166 | 0.0010764 | -313.6595 | 0.000677 | -59.3389 | 5.9341e-18 | -161.7718 | 0.0006302 | -310.4078 | 0.00075419
-55.2088 | 5.1415e-17 | -164.4514 | 0.0014855 | -293.1377 | 0.00078431 | -85.4653 | 2.7353e-07 | -183.2473 | 0.0012624 | -309.1092 | 0.00084876 | -60.0953 | 0 | -169.9877 | 0.0010673 | -311.5239 | 0.00069075 | -56.569 | 8.5393e-19 | -159.3959 | 0.00059752 | -308.3248 | 0.00076661
-52.5108 | 7.6483e-18 | -162.1596 | 0.0014751 | -291.0913 | 0.00078781 | -82.7017 | 1.5148e-07 | -180.8498 | 0.0012586 | -306.9509 | 0.00083901 | -57.2454 | 8.9654e-20 | -167.5588 | 0.0010601 | -309.3882 | 0.00070734 | -53.7991 | 1.4898e-19 | -157.02 | 0.00056417 | -306.2417 | 0.00078238
-49.8127 | 9.354e-19 | -159.8677 | 0.001459 | -289.0448 | 0.00079453 | -79.9381 | 7.7954e-08 | -178.4523 | 0.0012531 | -304.7925 | 0.00083135 | -54.3954 | 5.2929e-20 | -165.1299 | 0.0010534 | -307.2526 | 0.00072653 | -51.0293 | 2.7868e-20 | -154.6441 | 0.00053004 | -304.1586 | 0.00080135
-47.1146 | 5.1917e-20 | -157.5759 | 0.0014373 | -286.9983 | 0.00080424 | -77.1746 | 3.7237e-08 | -176.0548 | 0.0012462 | -302.6342 | 0.0008263 | -51.5455 | 0 | -162.701 | 0.0010456 | -305.1169 | 0.00074789 | -48.2594 | 0 | -152.2682 | 0.00049522 | -302.0756 | 0.00082296
-44.4165 | 1.0591e-20 | -155.284 | 0.0014103 | -284.9519 | 0.00081642 | -74.411 | 1.6489e-08 | -173.6574 | 0.0012381 | -300.4759 | 0.00082391 | -48.6956 | 6.8482e-21 | -160.2721 | 0.0010348 | -302.9813 | 0.00077084 | -45.4895 | 0 | -149.8923 | 0.00045992 | -299.9925 | 0.0008463
-41.7184 | 0 | -152.9921 | 0.0013791 | -282.9054 | 0.00083039 | -71.6474 | 6.7595e-09 | -171.2599 | 0.0012289 | -298.3175 | 0.0008238 | -45.8456 | 6.2693e-20 | -157.8432 | 0.0010194 | -300.8456 | 0.00079469 | -42.7196 | 0 | -147.5163 | 0.00042448 | -297.9094 | 0.00087022
-39.0203 | 0 | -150.7003 | 0.0013455 | -280.8589 | 0.00084543 | -68.8838 | 2.5621e-09 | -168.8624 | 0.0012186 | -296.1592 | 0.00082531 | -42.9957 | 1.0838e-19 | -155.4143 | 0.00099829 | -298.71 | 0.00081868 | -39.9498 | 0 | -145.1404 | 0.00038935 | -295.8263 | 0.00089351
-36.3222 | 5.3273e-22 | -148.4084 | 0.0013116 | -278.8124 | 0.00086089 | -66.1202 | 8.9691e-10 | -166.465 | 0.0012073 | -294.0009 | 0.00082763 | -40.1457 | 5.7339e-20 | -152.9854 | 0.00097078 | -296.5743 | 0.00084198 | -37.1799 | 1.2347e-20 | -142.7645 | 0.00035497 | -293.7433 | 0.00091506
-33.6241 | 1.2542e-21 | -146.1166 | 0.0012801 | -276.766 | 0.0008763 | -63.3567 | 2.8967e-10 | -164.0675 | 0.0011951 | -291.8425 | 0.00083002 | -37.2958 | 3.019e-21 | -150.5565 | 0.00093685 | -294.4386 | 0.00086378 | -34.41 | 4.574e-20 | -140.3886 | 0.00032183 | -291.6602 | 0.00093397
-30.926 | 6.9384e-22 | -143.8247 | 0.0012542 | -274.7195 | 0.0008914 | -60.5931 | 8.6227e-11 | -161.67 | 0.0011822 | -289.6842 | 0.00083196 | -34.4459 | 2.8008e-20 | -148.1277 | 0.00089716 | -292.303 | 0.00088327 | -31.6401 | 6.3203e-20 | -138.0127 | 0.00029042 | -289.5771 | 0.00094963
-28.228 | 2.8801e-21 | -141.5329 | 0.001237 | -272.673 | 0.0009062 | -57.8295 | 2.364e-11 | -159.2726 | 0.0011694 | -287.5259 | 0.00083319 | -31.5959 | 6.6999e-20 | -145.6988 | 0.00085294 | -290.1673 | 0.00089952 | -28.8703 | 3.9332e-20 | -135.6368 | 0.0002612 | -287.494 | 0.00096166
-25.5299 | 1.6433e-20 | -139.241 | 0.0012324 | -270.6266 | 0.00092081 | -55.0659 | 5.9651e-12 | -156.8751 | 0.0011573 | -285.3676 | 0.00083393 | -28.746 | 0 | -143.2699 | 0.00080584 | -288.0317 | 0.00091218 | -26.1004 | 8.7432e-21 | -133.2609 | 0.0002347 | -285.411 | 0.00097046
-22.8318 | 1.6584e-19 | -136.9491 | 0.0012421 | -268.5801 | 0.00093534 | -52.3023 | 1.3846e-12 | -154.4776 | 0.0011468 | -283.2092 | 0.00083469 | -25.896 | 0 | -140.841 | 0.0007577 | -285.896 | 0.00092112 | -23.3305 | 7.0648e-20 | -130.885 | 0.00021136 | -283.3279 | 0.00097644
-20.1337 | 2.5204e-21 | -134.6573 | 0.001267 | -266.5336 | 0.00094977 | -49.5387 | 2.955e-13 | -152.0802 | 0.0011385 | -281.0509 | 0.00083614 | -23.0461 | 4.223e-21 | -138.4121 | 0.0007103 | -283.7604 | 0.00092658 | -20.5606 | 1.4111e-20 | -128.5091 | 0.00019122 | -281.2448 | 0.00098023
-17.4356 | 0 | -132.3654 | 0.0013067 | -264.4871 | 0.00096389 | -46.7752 | 6.6843e-14 | -149.6827 | 0.0011326 | -278.8926 | 0.00083899 | -20.1961 | 1.1342e-19 | -135.9832 | 0.00066485 | -281.6247 | 0.00092917 | -17.7908 | 6.5421e-20 | -126.1332 | 0.00017428 | -279.1618 | 0.00098255
-14.7375 | 3.2638e-20 | -130.0736 | 0.0013592 | -262.4407 | 0.00097736 | -44.0116 | 1.4222e-14 | -147.2852 | 0.001129 | -276.7342 | 0.00084379 | -17.3462 | 5.8326e-20 | -133.5543 | 0.0006221 | -279.4891 | 0.00092988 | -15.0209 | 6.5521e-21 | -123.7573 | 0.00016028 | -277.0787 | 0.00098422
-12.0394 | 6.6755e-21 | -127.7817 | 0.001421 | -260.3942 | 0.00098975 | -41.248 | 2.769e-15 | -144.8877 | 0.0011274 | -274.5759 | 0.00085085 | -14.4963 | 6.4813e-21 | -131.1254 | 0.00058244 | -277.3534 | 0.00092996 | -12.251 | 1.2669e-19 | -121.3814 | 0.00014881 | -274.9956 | 0.00098606
-9.3413 | 0 | -125.4898 | 0.0014878 | -258.3477 | 0.0010006 | -38.4844 | 4.9287e-16 | -142.4903 | 0.0011277 | -272.4176 | 0.00086015 | -11.6463 | 2.8066e-20 | -128.6965 | 0.00054602 | -275.2177 | 0.0009307 | -9.4811 | 9.5117e-20 | -119.0055 | 0.00013934 | -272.9125 | 0.00098889
-6.6432 | 0 | -123.198 | 0.0015542 | -256.3013 | 0.0010097 | -35.7208 | 8.0193e-17 | -140.0928 | 0.00113 | -270.2592 | 0.00087131 | -8.7964 | 1.81e-20 | -126.2676 | 0.0005129 | -273.0821 | 0.00093328 | -6.7112 | 7.1248e-20 | -116.6296 | 0.0001313 | -270.8295 | 0.00099341
-3.9452 | 5.3372e-20 | -120.9061 | 0.0016153 | -254.2548 | 0.0010168 | -32.9573 | 1.1964e-17 | -137.6953 | 0.0011352 | -268.1009 | 0.00088368 | -5.9464 | 3.7375e-21 | -123.8387 | 0.00048315 | -270.9464 | 0.00093855 | -3.9414 | 2.1053e-20 | -114.2537 | 0.00012421 | -268.7464 | 0.0010002
-1.2471 | 1.1392e-19 | -118.6143 | 0.0016666 | -252.2083 | 0.001022 | -30.1937 | 1.6073e-18 | -135.2979 | 0.0011443 | -265.9426 | 0.00089644 | -3.0965 | 2.7328e-20 | -121.4098 | 0.00045686 | -268.8108 | 0.00094693 | -1.1715 | 3.4468e-20 | -111.8778 | 0.00011769 | -266.6633 | 0.0010096
1.451 | 6.1437e-20 | -116.3224 | 0.001705 | -250.1619 | 0.0010255 | -27.4301 | 1.8143e-19 | -132.9004 | 0.0011592 | -263.7843 | 0.00090878 | -0.24656 | 4.9061e-20 | -118.9809 | 0.0004341 | -266.6751 | 0.00095837 | 1.5984 | 2.2642e-20 | -109.5019 | 0.00011154 | -264.5802 | 0.0010217
4.1491 | 0 | -114.0305 | 0.0017285 | -248.1154 | 0.0010278 | -24.6665 | 7.9492e-20 | -130.5029 | 0.0011821 | -261.6259 | 0.00092 | 2.6034 | 1.2349e-19 | -116.552 | 0.00041481 | -264.5395 | 0.00097238 | 4.3683 | 1.4334e-20 | -107.126 | 0.00010573 | -262.4972 | 0.0010365
6.8472 | 4.7378e-20 | -111.7387 | 0.0017369 | -246.0689 | 0.0010292 | -21.9029 | 7.6433e-20 | -128.1055 | 0.0012153 | -259.4676 | 0.00092964 | 5.4533 | 1.2025e-19 | -114.1231 | 0.00039877 | -262.4038 | 0.00098815 | 7.1381 | 1.4221e-20 | -104.7501 | 0.00010039 | -260.4141 | 0.0010536
9.5453 | 9.2883e-20 | -109.4468 | 0.0017309 | -244.0224 | 0.0010301 | -19.1394 | 5.767e-20 | -125.708 | 0.0012611 | -257.3093 | 0.00093747 | 8.3033 | 3.633e-20 | -111.6942 | 0.00038553 | -260.2682 | 0.0010048 | 9.908 | 1.7151e-20 | -102.3742 | 9.5694e-05 | -258.331 | 0.0010726
12.2434 | 6.3327e-20 | -107.155 | 0.0017122 | -241.976 | 0.0010306 | -16.3758 | 7.1427e-20 | -123.3105 | 0.001321 | -255.1509 | 0.00094334 | 11.1532 | 0 | -109.2653 | 0.00037443 | -258.1325 | 0.0010213 | 12.6779 | 7.5601e-20 | -99.9983 | 9.1865e-05 | -256.248 | 0.0010927
14.9415 | 3.944e-20 | -104.8631 | 0.0016824 | -239.9295 | 0.0010308 | -13.6122 | 6.2645e-20 | -120.9131 | 0.0013957 | -252.9926 | 0.00094757 | 14.0032 | 3.4125e-20 | -106.8364 | 0.00036462 | -255.9968 | 0.0010372 | 15.4478 | 1.1419e-19 | -97.6224 | 8.9057e-05 | -254.1649 | 0.0011132
17.6395 | 5.8986e-21 | -102.5712 | 0.001643 | -237.883 | 0.0010308 | -10.8486 | 8.1315e-20 | -118.5156 | 0.0014848 | -250.8343 | 0.00095042 | 16.8531 | 6.5682e-20 | -104.4075 | 0.00035518 | -253.8612 | 0.0010522 | 18.2176 | 5.0053e-20 | -95.2465 | 8.7327e-05 | -252.0818 | 0.0011332
20.3376 | 4.9165e-20 | -100.2794 | 0.0015955 | -235.8366 | 0.0010305 | -8.085 | 8.408e-20 | -116.1181 | 0.0015867 | -248.6759 | 0.00095217 | 19.703 | 0 | -101.9786 | 0.0003451 | -251.7255 | 0.0010665 | 20.9875 | 0 | -92.8706 | 8.6608e-05 | -249.9987 | 0.001152
23.0357 | 1.4508e-19 | -97.9875 | 0.0015405 | -233.7901 | 0.0010299 | -5.3214 | 9.6906e-20 | -113.7207 | 0.0016966 | -246.5176 | 0.00095316 | 22.553 | 0 | -99.5497 | 0.00033345 | -249.5899 | 0.0010804 | 23.7574 | 1.1505e-20 | -90.4947 | 8.6574e-05 | -247.9157 | 0.0011689
25.7338 | 0 | -95.6957 | 0.0014781 | -231.7436 | 0.0010293 | -2.5579 | 1.1367e-19 | -111.3232 | 0.001809 | -244.3593 | 0.00095373 | 25.4029 | 3.0783e-20 | -97.1208 | 0.00031957 | -247.4542 | 0.0010945 | 26.5273 | 6.8388e-20 | -88.1188 | 8.6864e-05 | -245.8326 | 0.0011836
28.4319 | 0 | -93.4038 | 0.0014086 | -229.6971 | 0.0010289 | 0.20571 | 1.5912e-19 | -108.9257 | 0.0019174 | -242.201 | 0.00095423 | 28.2529 | 1.8713e-19 | -94.6919 | 0.00030309 | -245.3186 | 0.0011095 | 29.2971 | 1.2911e-20 | -85.7429 | 8.7079e-05 | -243.7495 | 0.0011959
31.13 | 3.8357e-20 | -91.112 | 0.0013324 | -227.6507 | 0.0010289 | 2.9693 | 8.2166e-20 | -106.5282 | 0.0020146 | -240.0426 | 0.00095502 | 31.1028 | 4.1298e-20 | -92.263 | 0.00028391 | -243.1829 | 0.0011257 | 32.067 | 8.3257e-23 | -83.367 | 8.685e-05 | -241.6665 | 0.0012058
33.8281 | 4.5307e-21 | -88.8201 | 0.0012507 | -225.6042 | 0.0010296 | 5.7329 | 1.7895e-20 | -104.1308 | 0.0020937 | -237.8843 | 0.00095643 | 33.9527 | 5.4145e-20 | -89.8341 | 0.00026225 | -241.0473 | 0.0011436 | 34.8369 | 1.9116e-20 | -80.9911 | 8.5898e-05 | -239.5834 | 0.0012138
36.5262 | 0 | -86.5282 | 0.0011653 | -223.5577 | 0.0010313 | 8.4965 | 1.2117e-19 | -101.7333 | 0.002149 | -235.726 | 0.00095873 | 36.8027 | 1.5864e-20 | -87.4052 | 0.00023857 | -238.9116 | 0.0011633 | 37.6068 | 2.2999e-21 | -78.6151 | 8.4084e-05 | -237.5003 | 0.0012207
39.2243 | 2.1112e-20 | -84.2364 | 0.0010788 | -221.5113 | 0.001034 | 11.26 | 6.814e-20 | -99.3358 | 0.0021762 | -233.5676 | 0.00096213 | 39.6526 | 7.3933e-20 | -84.9763 | 0.00021354 | -236.7759 | 0.0011847 | 40.3766 | 1.6941e-20 | -76.2392 | 8.1414e-05 | -235.4172 | 0.0012273
41.9223 | 7.48e-21 | -81.9445 | 0.00099407 | -219.4648 | 0.0010377 | 14.0236 | 1.2774e-19 | -96.9384 | 0.0021735 | -231.4093 | 0.00096674 | 42.5026 | 4.1519e-20 | -82.5474 | 0.00018792 | -234.6403 | 0.0012075 | 43.1465 | 4.475e-21 | -73.8633 | 7.8016e-05 | -233.3342 | 0.0012345
44.6204 | 7.2554e-20 | -79.6527 | 0.00091403 | -217.4183 | 0.0010421 | 16.7872 | 1.1974e-19 | -94.5409 | 0.0021409 | -229.251 | 0.00097259 | 45.3525 | 2.8549e-20 | -80.1185 | 0.00016253 | -232.5046 | 0.0012313 | 45.9164 | 0 | -71.4874 | 7.4094e-05 | -231.2511 | 0.0012432
47.3185 | 9.1768e-20 | -77.3608 | 0.00084117 | -215.3718 | 0.0010471 | 19.5508 | 9.9369e-20 | -92.1434 | 0.0020808 | -227.0926 | 0.00097958 | 48.2024 | 1.2167e-20 | -77.6896 | 0.00013815 | -230.369 | 0.0012557 | 48.6863 | 0 | -69.1115 | 6.9847e-05 | -229.168 | 0.0012539
50.0166 | 3.5819e-20 | -75.0689 | 0.0007772 | -213.3254 | 0.0010522 | 22.3144 | 7.8219e-20 | -89.746 | 0.0019967 | -224.9343 | 0.00098756 | 51.0524 | 1.7334e-19 | -75.2607 | 0.00011543 | -228.2333 | 0.0012804 | 51.4562 | 4.1971e-21 | -66.7356 | 6.542e-05 | -227.0849 | 0.0012667
52.7147 | 6.8395e-21 | -72.7771 | 0.00072276 | -211.2789 | 0.0010572 | 25.0779 | 3.7371e-20 | -87.3485 | 0.001893 | -222.776 | 0.00099629 | 53.9023 | 1.9944e-19 | -72.8318 | 9.4879e-05 | -226.0977 | 0.0013051 | 54.226 | 2.9417e-21 | -64.3597 | 6.0855e-05 | -225.0019 | 0.0012811
55.4128 | 3.1841e-20 | -70.4852 | 0.00067738 | -209.2324 | 0.0010618 | 27.8415 | 9.6009e-20 | -84.951 | 0.0017745 | -220.6177 | 0.0010054 | 56.7523 | 7.1383e-20 | -70.4029 | 7.6819e-05 | -223.962 | 0.0013293 | 56.9959 | 0 | -61.9838 | 5.6106e-05 | -222.9188 | 0.0012963
58.1109 | 3.2798e-20 | -68.1934 | 0.00063982 | -207.186 | 0.001066 | 30.6051 | 1.6389e-19 | -82.5536 | 0.0016455 | -218.4593 | 0.0010147 | 59.6022 | 5.7089e-20 | -67.974 | 6.1356e-05 | -221.8264 | 0.0013528 | 59.7658 | 3.4205e-20 | -59.6079 | 5.1073e-05 | -220.8357 | 0.0013115
60.809 | 0 | -65.9015 | 0.00060756 | -205.1395 | 0.0010698 | 33.3687 | 1.0573e-19 | -80.1561 | 0.0015102 | -216.301 | 0.0010237 | 62.4522 | 1.7272e-19 | -65.5451 | 4.8418e-05 | -219.6907 | 0.0013751 | 62.5357 | 5.531e-20 | -57.232 | 4.5671e-05 | -218.7527 | 0.0013259
63.5071 | 0 | -63.6096 | 0.00057795 | -203.093 | 0.0010733 | 36.1323 | 4.0658e-20 | -77.7586 | 0.0013722 | -214.1427 | 0.0010325 | 65.3021 | 1.5807e-19 | -63.1162 | 3.7796e-05 | -217.555 | 0.0013957 | 65.3055 | 1.7567e-20 | -54.8561 | 3.9877e-05 | -216.6696 | 0.0013385
66.2051 | 2.8109e-20 | -61.3178 | 0.00054881 | -201.0465 | 0.0010767 | 38.8959 | 6.8413e-20 | -75.3611 | 0.0012351 | -211.9843 | 0.0010406 | 68.152 | 2.56e-20 | -60.6873 | 2.9315e-05 | -215.4194 | 0.0014141 | 68.0754 | 2.022e-21 | -52.4802 | 3.3848e-05 | -214.5865 | 0.001349
68.9032 | 1.0055e-19 | -59.0259 | 0.00051845 | -199.0001 | 0.0010803 | 41.6594 | 1.3229e-19 | -72.9637 | 0.0011017 | -209.826 | 0.001048 | 71.002 | 0 | -58.2584 | 2.2516e-05 | -213.2837 | 0.0014298 | 70.8453 | 2.3371e-20 | -50.1043 | 2.7811e-05 | -212.5034 | 0.0013571
71.6013 | 3.2735e-21 | -56.7341 | 0.0004859 | -196.9536 | 0.0010843 | 44.423 | 1.3453e-19 | -70.5662 | 0.00097457 | -207.6677 | 0.0010543 | 73.8519 | 5.231e-20 | -55.8295 | 1.7107e-05 | -211.1481 | 0.0014426 | 73.6152 | 8.1024e-20 | -47.7284 | 2.2044e-05 | -210.4204 | 0.001363
74.2994 | 3.0679e-20 | -54.4422 | 0.00045089 | -194.9071 | 0.0010889 | 47.1866 | 1.7367e-19 | -68.1687 | 0.00085555 | -205.5093 | 0.0010592 | 76.7019 | 1.849e-19 | -53.4006 | 1.2836e-05 | -209.0124 | 0.0014527 | 76.385 | 9.4403e-20 | -45.3525 | 1.6806e-05 | -208.3373 | 0.001367
76.9975 | 8.0414e-20 | -52.1503 | 0.0004138 | -192.8607 | 0.0010943 | 49.9502 | 6.3528e-20 | -65.7713 | 0.00074605 | -203.351 | 0.0010626 | 79.5518 | 1.2363e-19 | -50.9717 | 9.4949e-06 | -206.8768 | 0.0014603 | 79.1549 | 6.2043e-21 | -42.9766 | 1.2295e-05 | -206.2542 | 0.0013695
79.6956 | 3.5581e-21 | -49.8585 | 0.00037552 | -190.8142 | 0.0011004 | 52.7138 | 1.5545e-20 | -63.3738 | 0.00064688 | -201.1927 | 0.0010642 | 82.4017 | 2.9341e-20 | -48.5429 | 6.9072e-06 | -204.7411 | 0.0014663 | 81.9248 | 3.5605e-21 | -40.6007 | 8.6138e-06 | -204.1711 | 0.0013711
82.3937 | 0 | -47.5666 | 0.0003372 | -188.7677 | 0.0011074 | 55.4773 | 9.2501e-20 | -60.9763 | 0.00055827 | -199.0344 | 0.0010638 | 85.2517 | 5.5674e-20 | -46.114 | 4.9282e-06 | -202.6055 | 0.0014714 | 84.6947 | 1.1259e-19 | -38.2248 | 5.7686e-06 | -202.0881 | 0.0013721
85.0918 | 2.2946e-20 | -45.2748 | 0.00030005 | -186.7213 | 0.0011153 | 58.2409 | 2.0279e-20 | -58.5789 | 0.00048 | -196.876 | 0.0010616 | 88.1016 | 1.8922e-19 | -43.6851 | 3.4378e-06 | -200.4698 | 0.0014765 | 87.4645 | 9.0154e-20 | -35.8489 | 3.6869e-06 | -200.005 | 0.0013726
87.7899 | 3.7835e-20 | -42.9829 | 0.00026517 | -184.6748 | 0.001124 | 61.0045 | 2.5257e-20 | -56.1814 | 0.00041143 | -194.7177 | 0.0010577 | 90.9516 | 1.0572e-19 | -41.2562 | 2.3363e-06 | -198.3341 | 0.001482 | 90.2344 | 1.1415e-20 | -33.473 | 2.2456e-06 | -197.9219 | 0.0013724
90.4879 | 6.0631e-20 | -40.6911 | 0.00023334 | -182.6283 | 0.0011336 | 63.7681 | 3.8083e-20 | -53.7839 | 0.00035168 | -192.5594 | 0.0010528 | 93.8015 | 8.9424e-20 | -38.8273 | 1.5407e-06 | -196.1985 | 0.0014883 | 93.0043 | 6.6428e-20 | -31.0971 | 1.3017e-06 | -195.8389 | 0.0013711
93.186 | 4.0033e-20 | -38.3992 | 0.00020502 | -180.5818 | 0.0011443 | 66.5317 | 1.5028e-20 | -51.3865 | 0.00029968 | -190.401 | 0.0010472 | 96.6514 | 1.4566e-19 | -36.3984 | 9.818e-07 | -194.0628 | 0.0014949 | 95.7742 | 1.6409e-19 | -28.7212 | 7.1712e-07 | -193.7558 | 0.0013683
95.8841 | 1.0105e-20 | -36.1073 | 0.0001803 | -178.5354 | 0.0011562 | 69.2952 | 4.9639e-20 | -48.989 | 0.00025434 | -188.2427 | 0.0010417 | 99.5014 | 2.5043e-19 | -33.9695 | 6.0202e-07 | -191.9272 | 0.0015011 | 98.544 | 1.3034e-18 | -26.3453 | 3.7508e-07 | -191.6727 | 0.0013633
98.5822 | 0 | -33.8155 | 0.00015897 | -176.4889 | 0.0011693 | 72.0588 | 7.6561e-20 | -46.5915 | 0.00021465 | -186.0844 | 0.0010364 | 102.3513 | 6.1794e-19 | -31.5406 | 3.5375e-07 | -189.7915 | 0.0015062 | 101.3139 | 1.0092e-17 | -23.9694 | 1.8604e-07 | -189.5896 | 0.0013557
101.2803 | 0 | -31.5236 | 0.0001408 | -174.4424 | 0.0011837 | 74.8224 | 6.9207e-20 | -44.1941 | 0.00017973 | -183.926 | 0.0010318 | 105.2013 | 4.6363e-18 | -29.1117 | 1.9842e-07 | -187.6559 | 0.0015093 | 104.0838 | 7.5351e-17 | -21.5935 | 8.7424e-08 | -187.5066 | 0.0013451
103.9784 | 0 | -29.2318 | 0.00012507 | -172.396 | 0.001199 | 77.586 | 7.935e-20 | -41.7966 | 0.00014895 | -181.7677 | 0.0010281 | 108.0512 | 3.6967e-17 | -26.6828 | 1.0587e-07 | -185.5202 | 0.0015095 | 106.8537 | 5.2059e-16 | -19.2176 | 3.8886e-08 | -185.4235 | 0.0013312
106.6765 | 2.4871e-20 | -26.9399 | 0.00011131 | -170.3495 | 0.0012151 | 80.3496 | 8.8249e-20 | -39.3991 | 0.00012193 | -179.6094 | 0.0010256 | 110.9012 | 2.7286e-16 | -24.2539 | 5.3572e-08 | -183.3846 | 0.0015065 | 109.6235 | 3.3139e-15 | -16.8417 | 1.7023e-08 | -183.3404 | 0.0013141
109.3746 | 1.16e-19 | -24.648 | 9.9188e-05 | -168.303 | 0.0012316 | 83.1132 | 9.0154e-20 | -37.0016 | 9.8573e-05 | -177.4511 | 0.0010245 | 113.7511 | 1.8474e-15 | -21.825 | 2.6044e-08 | -181.2489 | 0.0015001 | 112.3934 | 1.9454e-14 | -14.4658 | 7.1617e-09 | -181.2574 | 0.0012938
112.0727 | 7.488e-19 | -22.3562 | 8.8429e-05 | -166.2565 | 0.0012483 | 85.8767 | 7.1139e-20 | -34.6042 | 7.8554e-05 | -175.2927 | 0.0010253 | 116.601 | 1.1476e-14 | -19.3961 | 1.2259e-08 | -179.1132 | 0.0014903 | 115.1633 | 1.0538e-13 | -12.0898 | 2.8633e-09 | -179.1743 | 0.0012707
114.7707 | 5.3637e-18 | -20.0643 | 7.8857e-05 | -164.2101 | 0.0012649 | 88.6403 | 1.6932e-20 | -32.2067 | 6.1768e-05 | -173.1344 | 0.0010285 | 119.451 | 6.5435e-14 | -16.9672 | 5.4797e-09 | -176.9776 | 0.0014777 | 117.9332 | 5.2711e-13 | -9.7139 | 1.086e-09 | -177.0912 | 0.001245
117.4688 | 3.5626e-17 | -17.7725 | 7.0335e-05 | -162.1636 | 0.0012813 | 91.4039 | 5.7701e-20 | -29.8092 | 4.8042e-05 | -170.9761 | 0.0010345 | 122.3009 | 3.4287e-13 | -14.5383 | 2.3208e-09 | -174.8419 | 0.0014627 | 120.7031 | 2.437e-12 | -7.338 | 3.9018e-10 | -175.0081 | 0.0012172
120.1669 | 2.1758e-16 | -15.4806 | 6.2734e-05 | -160.1171 | 0.0012976 | 94.1675 | 1.5197e-19 | -27.4118 | 3.7118e-05 | -168.8177 | 0.0010434 | 125.1509 | 1.6532e-12 | -12.1094 | 9.295e-10 | -172.7063 | 0.001446 | 123.4729 | 1.0427e-11 | -4.9621 | 1.3259e-10 | -172.9251 | 0.0011878
122.865 | 1.2075e-15 | -13.1887 | 5.5913e-05 | -158.0707 | 0.0013136 | 96.9311 | 2.0575e-20 | -25.0143 | 2.8655e-05 | -166.6594 | 0.0010554 | 128.0008 | 7.3461e-12 | -9.6805 | 3.5136e-10 | -170.5706 | 0.0014283 | 126.2428 | 4.1347e-11 | -2.5862 | 4.2565e-11 | -170.842 | 0.0011571
125.5631 | 6.1026e-15 | -10.8969 | 4.9718e-05 | -156.0242 | 0.0013296 | 99.6946 | 7.991e-20 | -22.6168 | 2.2259e-05 | -164.5011 | 0.00107 | 130.8507 | 3.0142e-11 | -7.2516 | 1.2514e-10 | -168.435 | 0.00141 | 129.0127 | 1.5225e-10 | -0.21033 | 1.2895e-11 | -168.7589 | 0.0011255
128.2612 | 3.1746e-14 | -8.605 | 4.3995e-05 | -153.9777 | 0.0013453 | 102.4582 | 2.3843e-19 | -20.2194 | 1.7527e-05 | -162.3427 | 0.0010867 | 133.7007 | 1.1444e-10 | -4.8227 | 4.1932e-11 | -166.2993 | 0.0013913 | 131.7826 | 5.2179e-10 | 2.1656 | 3.6832e-12 | -166.6758 | 0.0010935
130.9593 | 1.6753e-13 | -6.3132 | 3.8604e-05 | -151.9312 | 0.0013605 | 105.2218 | 4.6606e-20 | -17.8219 | 1.4085e-05 | -160.1844 | 0.0011044 | 136.5506 | 4.0308e-10 | -2.3938 | 1.3202e-11 | -164.1637 | 0.0013721 | 134.5524 | 1.669e-09 | 4.5415 | 9.9111e-13 | -164.5928 | 0.0010613
133.6574 | 8.1821e-13 | -4.0213 | 3.3451e-05 | -149.8848 | 0.0013749 | 107.9854 | 6.5918e-20 | -15.4244 | 1.1613e-05 | -158.0261 | 0.001122 | 139.4006 | 1.3207e-09 | 0.035101 | 3.9014e-12 | -162.028 | 0.0013523 | 137.3223 | 5.3009e-09 | 6.9174 | 2.5109e-13 | -162.5097 | 0.001029
136.3555 | 3.701e-12 | -1.7294 | 2.8494e-05 | -147.8383 | 0.0013881 | 110.749 | 4.2936e-20 | -13.027 | 9.8564e-06 | -155.8677 | 0.0011385 | 142.2505 | 4.0374e-09 | 2.464 | 1.0812e-12 | -159.8923 | 0.0013314 | 140.0922 | 1.5977e-08 | 9.2933 | 5.9857e-14 | -160.4266 | 0.00099655
139.0535 | 1.5518e-11 | 0.56241 | 2.3748e-05 | -145.7918 | 0.0013997 | 113.5125 | 6.2349e-21 | -10.6295 | 8.6159e-06 | -153.7094 | 0.0011529 | 145.1005 | 1.211e-08 | 4.8929 | 2.8081e-13 | -157.7567 | 0.001309 | 142.8621 | 4.4679e-08 | 11.6692 | 1.3421e-14 | -158.3436 | 0.00096404
141.7516 | 6.037e-11 | 2.8543 | 1.9289e-05 | -143.7454 | 0.0014094 | 116.2761 | 1.5333e-19 | -8.232 | 7.7331e-06 | -151.5511 | 0.0011648 | 147.9504 | 3.446e-08 | 7.3218 | 6.8309e-14 | -155.621 | 0.0012849 | 145.6319 | 1.1603e-07 | 14.0451 | 2.8289e-15 | -156.2605 | 0.00093137
144.4497 | 2.1816e-10 | 5.1461 | 1.5229e-05 | -141.6989 | 0.0014168 | 119.0397 | 1.2204e-19 | -5.8345 | 7.0752e-06 | -149.3928 | 0.0011736 | 150.8003 | 9.096e-08 | 9.7507 | 1.5557e-14 | -153.4854 | 0.0012589 | 148.4018 | 2.8011e-07 | 16.421 | 5.6057e-16 | -154.1774 | 0.00089847
147.1478 | 7.3326e-10 | 7.438 | 1.1647e-05 | -139.6524 | 0.0014221 | 121.8033 | 3.6824e-19 | -3.4371 | 6.5271e-06 | -147.2344 | 0.0011793 | 153.6503 | 2.2305e-07 | 12.1796 | 3.3162e-15 | -151.3497 | 0.0012309 | 151.1717 | 6.2952e-07 | 18.7969 | 1.0439e-16 | -152.0943 | 0.00086532
149.8459 | 2.2954e-09 | 9.7298 | 8.6049e-06 | -137.6059 | 0.0014254 | 124.5669 | 2.5108e-18 | -1.0396 | 5.9936e-06 | -145.0761 | 0.0011822 | 156.5002 | 5.0898e-07 | 14.6085 | 6.6154e-16 | -149.2141 | 0.0012011 | 153.9416 | 1.3192e-06 | 21.1728 | 2.1227e-17 | -150.0113 | 0.00083193
152.544 | 6.7031e-09 | 12.0217 | 6.1272e-06 | -135.5595 | 0.0014271 | 127.3305 | 1.7806e-17 | 1.3579 | 5.4022e-06 | -142.9178 | 0.0011826 | 159.3502 | 1.083e-06 | 17.0374 | 1.2366e-16 | -147.0784 | 0.0011698 | 156.7114 | 2.5826e-06 | 23.5487 | 4.373e-18 | -147.9282 | 0.00079835
155.2421 | 1.829e-08 | 14.3136 | 4.1959e-06 | -133.513 | 0.0014276 | 130.094 | 1.2276e-16 | 3.7553 | 4.7298e-06 | -140.7594 | 0.0011809 | 162.2001 | 2.1536e-06 | 19.4663 | 2.6797e-17 | -144.9428 | 0.0011371 | 159.4813 | 4.7351e-06 | 25.9246 | 9.3924e-19 | -145.8451 | 0.00076469
157.9402 | 4.6713e-08 | 16.6054 | 2.7578e-06 | -131.4665 | 0.0014274 | 132.8576 | 7.839e-16 | 6.1528 | 3.9918e-06 | -138.6011 | 0.0011779 | 165.05 | 4.0142e-06 | 21.8952 | 6.8003e-18 | -142.8071 | 0.0011034 | 162.2512 | 8.1555e-06 | 28.3005 | 3.6123e-19 | -143.762 | 0.00073112
160.6383 | 1.1189e-07 | 18.8973 | 1.7364e-06 | -129.4201 | 0.001427 | 135.6212 | 4.6013e-15 | 8.5503 | 3.2294e-06 | -136.4428 | 0.0011741 | 167.9 | 7.0387e-06 | 24.3241 | 1.0454e-17 | -140.6714 | 0.0010689 | 165.0211 | 1.3245e-05 | 30.6764 | 8.6379e-20 | -141.679 | 0.00069781
163.3363 | 2.5179e-07 | 21.1891 | 1.0455e-06 | -127.3736 | 0.0014267 | 138.3848 | 2.4801e-14 | 10.9477 | 2.4945e-06 | -134.2844 | 0.0011704 | 170.7499 | 1.166e-05 | 26.753 | 5.7238e-17 | -138.5358 | 0.0010338 | 167.7909 | 2.0383e-05 | 33.0523 | 1.0641e-19 | -139.5959 | 0.000665
166.0344 | 5.3341e-07 | 23.481 | 6.0087e-07 | -125.3271 | 0.0014264 | 141.1484 | 1.2282e-13 | 13.3452 | 1.8343e-06 | -132.1261 | 0.0011672 | 173.5999 | 1.8343e-05 | 29.1819 | 3.2081e-16 | -136.4001 | 0.00099824 | 170.5608 | 2.9905e-05 | 35.4282 | 4.7693e-19 | -137.5128 | 0.00063293
168.7325 | 1.0657e-06 | 25.7729 | 3.2914e-07 | -123.2807 | 0.0014261 | 143.9119 | 5.5946e-13 | 15.7427 | 1.2813e-06 | -129.9678 | 0.0011653 | 176.4498 | 2.7574e-05 | 31.6108 | 1.6879e-15 | -134.2645 | 0.0009623 | 173.3307 | 4.2152e-05 | 37.8041 | 2.5822e-18 | -135.4298 | 0.00060179
171.4306 | 2.0114e-06 | 28.0647 | 1.7158e-07 | -121.2342 | 0.0014252 | 146.6755 | 2.3472e-12 | 18.1401 | 8.4868e-07 | -127.8095 | 0.0011653 | 179.2997 | 3.9877e-05 | 34.0397 | 8.3091e-15 | -132.1288 | 0.00092615 | 176.1006 | 5.7603e-05 | 40.18 | 1.5474e-17 | -133.3467 | 0.00057176
174.1287 | 3.5923e-06 | 30.3566 | 8.4996e-08 | -119.1877 | 0.0014232 | 149.4391 | 9.0874e-12 | 20.5376 | 5.3219e-07 | -125.6511 | 0.0011676 | 182.1497 | 5.5881e-05 | 36.4686 | 3.8279e-14 | -129.9932 | 0.00088997 | 178.8705 | 7.7082e-05 | 42.5559 | 8.7404e-17 | -131.2636 | 0.000543
176.8268 | 6.1049e-06 | 32.6484 | 3.9962e-08 | -117.1412 | 0.0014194 | 152.2027 | 3.2542e-11 | 22.9351 | 3.1553e-07 | -123.4928 | 0.0011724 | 184.9996 | 7.6385e-05 | 38.8975 | 1.6511e-13 | -127.8575 | 0.00085403 | 181.6403 | 0.00010196 | 44.9318 | 4.6105e-16 | -129.1805 | 0.00051564
179.5249 | 9.8886e-06 | 34.9403 | 1.7813e-08 | -115.0948 | 0.0014133 | 154.9663 | 1.081e-10 | 25.3326 | 1.7665e-07 | -121.3345 | 0.0011801 | 187.8496 | 0.00010238 | 41.3264 | 6.672e-13 | -125.7219 | 0.00081864 | 184.4102 | 0.0001342 | 47.3077 | 2.2758e-15 | -127.0975 | 0.0004897
182.223 | 1.5148e-05 | 37.2322 | 7.5195e-09 | -113.0483 | 0.0014044 | 157.7298 | 3.4079e-10 | 27.73 | 9.3286e-08 | -119.1761 | 0.0011908 | 190.6995 | 0.00013491 | 43.7553 | 2.5277e-12 | -123.5862 | 0.00078415 | 187.1801 | 0.00017627 | 49.6836 | 1.0511e-14 | -125.0144 | 0.00046516
184.9211 | 2.2018e-05 | 39.524 | 3.1241e-09 | -111.0018 | 0.0013925 | 160.4934 | 1.0587e-09 | 30.1275 | 4.6419e-08 | -117.0178 | 0.0012045 | 193.5495 | 0.00017485 | 46.1842 | 8.9866e-12 | -121.4505 | 0.00075084 | 189.95 | 0.00023133 | 52.0595 | 4.5411e-14 | -122.9313 | 0.00044184
187.6191 | 3.0482e-05 | 41.8159 | 1.259e-09 | -108.9554 | 0.0013777 | 163.257 | 3.0304e-09 | 32.525 | 2.1745e-08 | -114.8595 | 0.0012212 | 196.3994 | 0.00022237 | 48.6131 | 3.002e-11 | -119.3149 | 0.00071892 | 192.7198 | 0.0003002 | 54.4354 | 1.8349e-13 | -120.8483 | 0.0004195
190.3172 | 4.0367e-05 | 44.1077 | 4.8321e-10 | -106.9089 | 0.0013602 | 166.0206 | 7.9991e-09 | 34.9224 | 9.5826e-09 | -112.7011 | 0.0012407 | 199.2493 | 0.00027667 | 51.042 | 9.4372e-11 | -117.1792 | 0.00068845 | 195.4897 | 0.0003826 | 56.8114 | 6.9328e-13 | -118.7652 | 0.0003978
193.0153 | 5.1379e-05 | 46.3996 | 1.8003e-10 | -104.8624 | 0.0013407 | 168.7842 | 1.9489e-08 | 37.3199 | 3.9695e-09 | -110.5428 | 0.0012628 | 202.0993 | 0.00033505 | 53.4708 | 2.7968e-10 | -115.0436 | 0.0006593 | 198.2596 | 0.00047612 | 59.1873 | 2.6165e-12 | -116.6821 | 0.00037638
195.7134 | 6.3164e-05 | 48.6915 | 7.7285e-11 | -102.8159 | 0.0013197 | 171.5477 | 4.388e-08 | 39.7174 | 1.6032e-09 | -108.3845 | 0.0012873 | 204.9492 | 0.00039337 | 55.8997 | 7.8309e-10 | -112.9079 | 0.00063119 | 201.0295 | 0.00057616 | 61.5632 | 1.0084e-11 | -114.599 | 0.00035491
198.4115 | 7.5368e-05 | 50.9833 | 7.3552e-11 | -100.7695 | 0.0012981 | 174.3113 | 9.143e-08 | 42.1148 | 6.2634e-10 | -106.2262 | 0.0013136 | 207.7992 | 0.00044701 | 58.3286 | 2.138e-09 | -110.7723 | 0.00060373 | 203.7993 | 0.00067641 | 63.9391 | 3.6628e-11 | -112.516 | 0.00033316
201.1096 | 8.766e-05 | 53.2752 | 1.6655e-10 | -98.723 | 0.0012766 | 177.0749 | 1.7661e-07 | 44.5123 | 2.3128e-10 | -104.0678 | 0.0013414 | 210.6491 | 0.0004915 | 60.7575 | 5.744e-09 | -108.6366 | 0.00057648 | 206.5692 | 0.00076971 | 66.315 | 1.2547e-10 | -110.4329 | 0.00031102
203.8077 | 9.9728e-05 | 55.567 | 4.5333e-10 | -96.6765 | 0.001256 | 179.8385 | 3.1693e-07 | 46.9098 | 8.0566e-11 | -101.9095 | 0.00137 | 213.499 | 0.00052348 | 63.1864 | 1.4554e-08 | -106.501 | 0.00054908 | 209.3391 | 0.00084917 | 68.6909 | 4.056e-10 | -108.3498 | 0.00028859
206.5058 | 0.00011124 | 57.8589 | 1.2041e-09 | -94.6301 | 0.0012367 | 182.6021 | 5.2989e-07 | 49.3072 | 2.647e-11 | -99.7512 | 0.0013987 | 216.349 | 0.00054141 | 65.6153 | 3.4831e-08 | -104.3653 | 0.00052126 | 212.109 | 0.00090934 | 71.0668 | 1.2385e-09 | -106.2667 | 0.00026616
209.2038 | 0.00012182 | 60.1508 | 3.0439e-09 | -92.5836 | 0.0012191 | 185.3657 | 8.2859e-07 | 51.7047 | 8.3515e-12 | -97.5928 | 0.0014266 | 219.1989 | 0.0005459 | 68.0442 | 7.8884e-08 | -102.2296 | 0.00049296 | 214.8788 | 0.0009471 | 73.4427 | 3.5753e-09 | -104.1837 | 0.00024413
211.9019 | 0.00013106 | 62.4426 | 7.3163e-09 | -90.5371 | 0.0012035 | 188.1292 | 1.2182e-06 | 54.1022 | 3.1783e-12 | -95.4345 | 0.0014523 | 222.0489 | 0.00053943 | 70.4731 | 1.694e-07 | -100.094 | 0.0004644 | 217.6487 | 0.00096217 | 75.8186 | 9.7695e-09 | -102.1006 | 0.0002229
214.6 | 0.0001386 | 64.7345 | 1.6745e-08 | -88.4906 | 0.0011897 | 190.8928 | 1.6966e-06 | 56.4996 | 3.7751e-12 | -93.2762 | 0.001475 | 224.8988 | 0.0005257 | 72.902 | 3.4579e-07 | -97.9583 | 0.00043592 | 220.4186 | 0.00095703 | 78.1945 | 2.5299e-08 | -100.0175 | 0.00020287
217.2981 | 0.00014418 | 67.0263 | 3.6567e-08 | -86.4442 | 0.0011776 | 193.6564 | 2.2622e-06 | 58.8971 | 1.1476e-11 | -91.1178 | 0.0014936 | 227.7487 | 0.0005087 | 75.3309 | 6.7267e-07 | -95.8227 | 0.00040795 | 223.1885 | 0.00093623 | 80.5704 | 6.2175e-08 | -97.9345 | 0.00018437
219.9962 | 0.00014779 | 69.3182 | 7.6357e-08 | -84.3977 | 0.0011666 | 196.42 | 2.9281e-06 | 61.2946 | 3.8505e-11 | -88.9595 | 0.0015073 | 230.5987 | 0.00049177 | 77.7598 | 1.2507e-06 | -93.687 | 0.00038093 | 225.9583 | 0.00090538 | 82.9463 | 1.4524e-07 | -95.8514 | 0.00016757
222.6943 | 0.00014975 | 71.61 | 1.5281e-07 | -82.3512 | 0.0011561 | 199.1836 | 3.7394e-06 | 63.6921 | 1.233e-10 | -86.8012 | 0.0015157 | 233.4486 | 0.00047707 | 80.1887 | 2.2297e-06 | -91.5514 | 0.00035523 | 228.7282 | 0.00086996 | 85.3222 | 3.2301e-07 | -93.7683 | 0.00015256
225.3924 | 0.0001507 | 73.9019 | 2.9399e-07 | -80.3048 | 0.0011453 | 201.9471 | 4.7842e-06 | 66.0895 | 3.7298e-10 | -84.6429 | 0.0015186 | 236.2986 | 0.00046528 | 82.6176 | 3.8238e-06 | -89.4157 | 0.00033109 | 231.4981 | 0.00083424 | 87.6981 | 6.8513e-07 | -91.6852 | 0.00013926
228.0905 | 0.00015165 | 76.1938 | 5.5866e-07 | -78.2583 | 0.0011337 | 204.7107 | 6.1903e-06 | 68.487 | 1.0664e-09 | -82.4845 | 0.001516 | 239.1485 | 0.00045594 | 85.0465 | 6.3286e-06 | -87.2801 | 0.00030867 | 234.268 | 0.00080081 | 90.074 | 1.3885e-06 | -89.6022 | 0.00012754
230.7886 | 0.00015382 | 78.4856 | 1.0197e-06 | -76.2118 | 0.0011204 | 207.4743 | 8.1025e-06 | 70.8845 | 2.8867e-09 | -80.3262 | 0.0015081 | 241.9985 | 0.00044792 | 87.4754 | 1.0141e-05 | -85.1444 | 0.00028796 | 237.0378 | 0.00077051 | 92.4499 | 2.6935e-06 | -87.5191 | 0.00011716
233.4866 | 0.0001583 | 80.7775 | 1.7934e-06 | -74.1653 | 0.0011052 | 210.2379 | 1.0674e-05 | 73.2819 | 7.412e-09 | -78.1679 | 0.0014955 | 244.8484 | 0.00044013 | 89.9043 | 1.5779e-05 | -83.0087 | 0.00026891 | 239.8077 | 0.00074305 | 94.8258 | 5.0103e-06 | -85.436 | 0.00010792
236.1847 | 0.00016589 | 83.0693 | 3.0477e-06 | -72.1189 | 0.0010881 | 213.0015 | 1.3969e-05 | 75.6794 | 1.8089e-08 | -76.0095 | 0.0014787 | 247.6983 | 0.00043197 | 92.3332 | 2.3903e-05 | -80.8731 | 0.00025139 | 242.5776 | 0.00071762 | 97.2017 | 9.0018e-06 | -83.3529 | 9.9599e-05
238.8828 | 0.00017695 | 85.3612 | 5.0188e-06 | -70.0724 | 0.0010695 | 215.765 | 1.7959e-05 | 78.0769 | 4.2694e-08 | -73.8512 | 0.0014582 | 250.5483 | 0.00042358 | 94.7621 | 3.5325e-05 | -78.7374 | 0.0002353 | 245.3475 | 0.00069366 | 99.5776 | 1.5743e-05 | -81.2699 | 9.2035e-05
241.5809 | 0.00019127 | 87.6531 | 8.0285e-06 | -68.0259 | 0.0010502 | 218.5286 | 2.2552e-05 | 80.4743 | 9.9115e-08 | -71.6929 | 0.0014348 | 253.3982 | 0.00041576 | 97.191 | 5.101e-05 | -76.6018 | 0.00022052 | 248.1174 | 0.00067133 | 101.9535 | 2.6397e-05 | -79.1868 | 8.5149e-05
244.279 | 0.00020819 | 89.9449 | 1.2502e-05 | -65.9795 | 0.001031 | 221.2922 | 2.7593e-05 | 82.8718 | 2.1839e-07 | -69.5345 | 0.0014093 | 256.2482 | 0.00040975 | 99.6199 | 7.2459e-05 | -74.4661 | 0.00020697 | 250.8872 | 0.00065136 | 104.3294 | 4.2517e-05 | -77.1037 | 7.881e-05
246.9771 | 0.00022691 | 92.2368 | 1.8979e-05 | -63.933 | 0.0010127 | 224.0558 | 3.2883e-05 | 85.2693 | 4.576e-07 | -67.3762 | 0.0013823 | 259.0981 | 0.00040669 | 102.0488 | 0.00010062 | -72.3305 | 0.0001946 | 253.6571 | 0.00063489 | 106.7053 | 6.5914e-05 | -75.0207 | 7.2957e-05
249.6752 | 0.00024682 | 94.5286 | 2.8123e-05 | -61.8865 | 0.00099562 | 226.8194 | 3.8209e-05 | 87.6667 | 9.1386e-07 | -65.2179 | 0.0013547 | 261.948 | 0.00040763 | 104.4777 | 0.00013655 | -70.1948 | 0.00018331 | 256.427 | 0.00062317 | 109.0812 | 9.8548e-05 | -72.9376 | 6.753e-05
252.3733 | 0.00026785 | 96.8205 | 4.0709e-05 | -59.8401 | 0.00097995 | 229.583 | 4.339e-05 | 90.0642 | 1.7437e-06 | -63.0596 | 0.0013271 | 264.798 | 0.00041363 | 106.9066 | 0.00018117 | -68.0592 | 0.00017292 | 259.1969 | 0.00061724 | 111.4571 | 0.00014237 | -70.8545 | 6.246e-05
255.0714 | 0.00029072 | 99.1124 | 5.76e-05 | -57.7936 | 0.00096538 | 232.3465 | 4.8334e-05 | 92.4617 | 3.1869e-06 | -60.9012 | 0.0012998 | 267.6479 | 0.00042585 | 109.3355 | 0.00023511 | -65.9235 | 0.00016325 | 261.9667 | 0.00061778 | 113.833 | 0.00019912 | -68.7714 | 5.7668e-05
257.7694 | 0.00031688 | 101.4042 | 7.9702e-05 | -55.7471 | 0.00095129 | 235.1101 | 5.3093e-05 | 94.8592 | 5.595e-06 | -58.7429 | 0.0012728 | 270.4979 | 0.00044568 | 111.7644 | 0.00029866 | -63.7878 | 0.00015414 | 264.7366 | 0.00062493 | 116.2089 | 0.00027012 | -66.6884 | 5.3078e-05
260.4675 | 0.00034841 | 103.6961 | 0.00010791 | -53.7006 | 0.00093687 | 237.8737 | 5.7881e-05 | 97.2566 | 9.4616e-06 | -56.5846 | 0.0012457 | 273.3478 | 0.00047461 | 114.1933 | 0.00037169 | -61.6522 | 0.00014545 | 267.5065 | 0.00063841 | 118.5848 | 0.00035604 | -64.6053 | 4.8623e-05
263.1656 | 0.00038761 | 105.9879 | 0.00014305 | -51.6542 | 0.00092131 | 240.6373 | 6.3048e-05 | 99.6541 | 1.5454e-05 | -54.4262 | 0.001218 | 276.1977 | 0.0005141 | 116.6222 | 0.00045372 | -59.5165 | 0.00013707 | 270.2764 | 0.00065768 | 120.9607 | 0.00045679 | -62.5222 | 4.4257e-05
265.8637 | 0.0004367 | 108.2798 | 0.00018583 | -49.6077 | 0.00090394 | 243.4009 | 6.9009e-05 | 102.0516 | 2.4444e-05 | -52.2679 | 0.001189 | 279.0477 | 0.00056528 | 119.0511 | 0.00054395 | -57.3809 | 0.00012896 | 273.0462 | 0.00068229 | 123.3366 | 0.00057136 | -60.4392 | 3.9963e-05
268.5618 | 0.00049745 | 110.5717 | 0.000237 | -47.5612 | 0.00088436 | 246.1644 | 7.6163e-05 | 104.449 | 3.7529e-05 | -50.1096 | 0.001158 | 281.8976 | 0.0006287 | 121.48 | 0.00064141 | -55.2452 | 0.00012108 | 275.8161 | 0.00071216 | 125.7126 | 0.00069792 | -58.3561 | 3.5751e-05
271.2599 | 0.00057102 | 112.8635 | 0.00029706 | -45.5148 | 0.00086251 | 248.928 | 8.4842e-05 | 106.8465 | 5.6038e-05 | -47.9512 | 0.0011247 | 284.7476 | 0.00070426 | 123.9089 | 0.00074505 | -53.1096 | 0.00011344 | 278.586 | 0.00074778 | 128.0885 | 0.00083383 | -56.273 | 3.1654e-05
273.958 | 0.0006578 | 115.1554 | 0.00036575 | -43.4683 | 0.00083848 | 251.6916 | 9.5326e-05 | 109.244 | 8.1522e-05 | -45.7929 | 0.0010887 | 287.5975 | 0.00079118 | 126.3378 | 0.00085399 | -50.9739 | 0.00010605 | 281.3559 | 0.00079016 | 130.4644 | 0.00097594 | -54.1899 | 2.772e-05
276.6561 | 0.00075807 | 117.4472 | 0.00044302 | -41.4218 | 0.00081286 | 254.4552 | 0.00010792 | 111.6414 | 0.00011571 | -43.6346 | 0.0010503 | 290.4475 | 0.00088813 | 128.7667 | 0.00096757 | -48.8383 | 9.8874e-05 | 284.1257 | 0.00084065 | 132.8403 | 0.0011208 | -52.1069 | 2.4003e-05
279.3542 | 0.0008703 | 119.7391 | 0.00052874 | -39.3753 | 0.00078617 | 257.2188 | 0.00012309 | 114.0389 | 0.00016041 | -41.4763 | 0.0010096 | 293.2974 | 0.00099341 | 131.1956 | 0.0010855 | -46.7026 | 9.186e-05 | 286.8956 | 0.00090049 | 135.2162 | 0.0012651 | -50.0238 | 2.0568e-05
282.0522 | 0.00099309 | 122.0309 | 0.00062278 | -37.3289 | 0.00075884 | 259.9823 | 0.00014156 | 116.4364 | 0.00021742 | -39.3179 | 0.00096728 | 296.1473 | 0.0011052 | 133.6245 | 0.001208 | -44.5669 | 8.4925e-05 | 289.6655 | 0.00097053 | 137.5921 | 0.0014057 | -47.9407 | 1.7444e-05
284.7503 | 0.001125 | 124.3228 | 0.00072514 | -35.2824 | 0.00073127 | 262.7459 | 0.00016476 | 118.8338 | 0.00028942 | -37.1596 | 0.00092372 | 298.9973 | 0.0012215 | 136.0534 | 0.0013357 | -42.4313 | 7.7982e-05 | 292.4354 | 0.0010513 | 139.968 | 0.0015407 | -45.8576 | 1.4645e-05
287.4484 | 0.0012642 | 126.6147 | 0.00083598 | -33.2359 | 0.00070381 | 265.5095 | 0.00019405 | 121.2313 | 0.00037681 | -35.0013 | 0.00087949 | 301.8472 | 0.0013407 | 138.4823 | 0.0014697 | -40.2956 | 7.0967e-05 | 295.2052 | 0.0011421 | 142.3439 | 0.0016695 | -43.7746 | 1.2176e-05
290.1465 | 0.0014088 | 128.9065 | 0.00095574 | -31.1895 | 0.00067687 | 268.2731 | 0.00023118 | 123.6288 | 0.00048031 | -32.8429 | 0.00083506 | 304.6972 | 0.0014613 | 140.9112 | 0.0016115 | -38.16 | 6.3902e-05 | 297.9751 | 0.0012415 | 144.7198 | 0.001792 | -41.6915 | 1.0039e-05
292.8446 | 0.0015565 | 131.1984 | 0.0010851 | -29.143 | 0.0006511 | 271.0367 | 0.00027799 | 126.0262 | 0.00060013 | -30.6846 | 0.00079095 | 307.5471 | 0.0015824 | 143.3401 | 0.0017617 | -36.0243 | 5.6921e-05 | 300.745 | 0.0013487 | 147.0957 | 0.0019093 | -39.6084 | 8.2378e-06
295.5427 | 0.0017048 | 133.4902 | 0.0012249 | -27.0965 | 0.00062752 | 273.8003 | 0.00033614 | 128.4237 | 0.00073585 | -28.5263 | 0.00074782 | 310.397 | 0.0017034 | 145.769 | 0.0019211 | -33.8887 | 5.0301e-05 | 303.5149 | 0.0014627 | 149.4716 | 0.0020226 | -37.5254 | 6.7954e-06
298.2408 | 0.0018515 | 135.7821 | 0.0013759 | -25.05 | 0.00060769 | 276.5638 | 0.00040698 | 130.8212 | 0.00088649 | -26.3679 | 0.00070666 | 313.247 | 0.0018247 | 148.1979 | 0.0020896 | -31.753 | 4.4515e-05 | 306.2847 | 0.0015827 | 151.8475 | 0.0021336 | -35.4423 | 5.7803e-06
300.9389 | 0.0019951 | 138.074 | 0.0015386 | -23.0036 | 0.00059389 | 279.3274 | 0.0004914 | 133.2187 | 0.0010505 | -24.2096 | 0.00066897 | 316.0969 | 0.0019465 | 150.6268 | 0.0022664 | -29.6174 | 4.0305e-05 | 309.0546 | 0.0017076 | 154.2234 | 0.0022437 | -33.3592 | 5.3434e-06
303.637 | 0.0021349 | 140.3658 | 0.0017132 | -20.9571 | 0.00058918 | 282.091 | 0.0005898 | 135.6161 | 0.0012258 | -22.0513 | 0.00063691 | 318.9469 | 0.0020695 | 153.0556 | 0.0024497 | -27.4817 | 3.8799e-05 | 311.8245 | 0.0018352 | 156.5993 | 0.0023542 | -31.2761 | 5.7743e-06
306.335 | 0.002271 | 142.6577 | 0.0018991 | -18.9106 | 0.00059746 | 284.8546 | 0.0007021 | 138.0136 | 0.0014103 | -19.893 | 0.00061326 | 321.7968 | 0.0021937 | 155.4845 | 0.0026364 | -25.346 | 4.1681e-05 | 314.5944 | 0.0019623 | 158.9752 | 0.0024662 | -29.1931 | 7.5801e-06
309.0331 | 0.0024039 | 144.9495 | 0.0020953 | -16.8642 | 0.00062333 | 287.6182 | 0.00082768 | 140.4111 | 0.0016014 | -17.7346 | 0.00060131 | 324.6468 | 0.0023187 | 157.9134 | 0.0028226 | -23.2104 | 5.1385e-05 | 317.3643 | 0.0020849 | 161.3511 | 0.00258 | -27.11 | 1.159e-05
311.7312 | 0.0025342 | 147.2414 | 0.0023005 | -14.8177 | 0.00067377 | 290.3817 | 0.00096535 | 142.8085 | 0.0017968 | -15.5763 | 0.00060469 | 327.4967 | 0.0024432 | 160.3423 | 0.0030035 | -21.0747 | 7.1312e-05 | 320.1341 | 0.0021991 | 163.727 | 0.0026957 | -25.0269 | 1.9081e-05
314.4293 | 0.002662 | 149.5333 | 0.0025121 | -12.7712 | 0.00075344 | 293.1453 | 0.0011132 | 145.206 | 0.0019947 | -13.418 | 0.00062703 | 330.3466 | 0.002565 | 162.7712 | 0.0031739 | -18.9391 | 0.000106 | 322.904 | 0.0023021 | 166.1029 | 0.0028125 | -22.9438 | 3.1917e-05
317.1274 | 0.0027866 | 151.8251 | 0.0027275 | -10.7247 | 0.00086658 | 295.9089 | 0.0012685 | 147.6035 | 0.0021932 | -11.2596 | 0.00067177 | 333.1966 | 0.0026815 | 165.2001 | 0.0033287 | -16.8034 | 0.00016121 | 325.6739 | 0.0023929 | 168.4788 | 0.0029289 | -20.8608 | 5.3106e-05
319.8255 | 0.0029067 | 154.117 | 0.0029439 | -8.6783 | 0.0010168 | 298.6725 | 0.0014279 | 150.0009 | 0.0023912 | -9.1013 | 0.00074203 | 336.0465 | 0.0027894 | 167.629 | 0.0034635 | -14.6678 | 0.00024378 | 328.4438 | 0.0024722 | 170.8547 | 0.0030427 | -18.7777 | 8.669e-05
322.5236 | 0.0030204 | 156.4088 | 0.0031577 | -6.6318 | 0.0012065 | 301.4361 | 0.0015876 | 152.3984 | 0.0025875 | -6.943 | 0.00084061 | 338.8965 | 0.0028853 | 170.0579 | 0.0035751 | -12.5321 | 0.00036128 | 331.2136 | 0.0025416 | 173.2306 | 0.0031508 | -16.6946 | 0.00013666
325.2217 | 0.0031247 | 158.7007 | 0.0033653 | -4.5853 | 0.0014362 | 304.1996 | 0.0017439 | 154.7959 | 0.0027812 | -4.7846 | 0.00097023 | 341.7464 | 0.0029661 | 172.4868 | 0.0036615 | -10.3965 | 0.00052174 | 333.9835 | 0.0026029 | 175.6065 | 0.0032493 | -14.6116 | 0.00020791
327.9198 | 0.003217 | 160.9926 | 0.0035625 | -2.5389 | 0.0017049 | 306.9632 | 0.0018941 | 157.1933 | 0.0029708 | -2.6263 | 0.0011338 | 344.5963 | 0.0030298 | 174.9157 | 0.003722 | -8.2608 | 0.00073567 | 336.7534 | 0.0026567 | 177.9824 | 0.0033356 | -12.5285 | 0.00030551
330.6178 | 0.0032953 | 163.2844 | 0.0037453 | -0.49239 | 0.0020099 | 309.7268 | 0.0020365 | 159.5908 | 0.0031548 | -0.46798 | 0.0013365 | 347.4463 | 0.0030756 | 177.3446 | 0.0037569 | -6.1251 | 0.0010042 | 339.5233 | 0.0027028 | 180.3583 | 0.0034079 | -10.4454 | 0.00043426
333.3159 | 0.0033579 | 165.5763 | 0.0039102 | 1.5541 | 0.002347 | 312.4904 | 0.0021712 | 161.9883 | 0.0033315 | 1.6903 | 0.0015812 | 350.2962 | 0.0031035 | 179.7735 | 0.0037662 | -3.9895 | 0.0013282 | 342.2931 | 0.0027405 | 182.7342 | 0.0034659 | -8.3623 | 0.0005982
336.014 | 0.0034038 | 167.8681 | 0.0040551 | 3.6005 | 0.0027103 | 315.254 | 0.0022999 | 164.3858 | 0.0034995 | 3.8487 | 0.0018693 | 353.1462 | 0.0031146 | 182.2024 | 0.0037531 | -1.8538 | 0.0017046 | 345.063 | 0.0027683 | 185.1101 | 0.0035108 | -6.2793 | 0.00080012
338.7121 | 0.0034328 | 170.16 | 0.0041788 | 5.647 | 0.0030931 | 318.0176 | 0.0024257 | 166.7832 | 0.003657 | 6.007 | 0.0022014 | 355.9961 | 0.00311 | 184.6313 | 0.0037209 | 0.28182 | 0.0021264 | 347.8329 | 0.0027864 | 187.486 | 0.0035451 | -4.1962 | 0.0010412
341.4102 | 0.0034452 | 172.4518 | 0.0042819 | 7.6935 | 0.0034874 | 320.7811 | 0.0025516 | 169.1807 | 0.0038029 | 8.1653 | 0.0025753 | 358.846 | 0.0030909 | 187.0602 | 0.0036732 | 2.4175 | 0.0025829 | 350.6028 | 0.0027952 | 189.8619 | 0.0035718 | -2.1131 | 0.001321
344.1083 | 0.0034416 | 174.7437 | 0.0043656 | 9.74 | 0.0038841 | 323.5447 | 0.0026798 | 171.5782 | 0.0039357 | 10.3237 | 0.002985 | 361.696 | 0.0030579 | 189.4891 | 0.0036144 | 4.5531 | 0.0030604 | 353.3726 | 0.0027948 | 192.2378 | 0.0035937 | -0.030052 | 0.0016371
346.8064 | 0.0034231 | 177.0356 | 0.0044316 | 11.7864 | 0.0042737 | 326.3083 | 0.0028111 | 173.9756 | 0.0040542 | 12.482 | 0.0034211 | 364.5459 | 0.0030118 | 191.918 | 0.0035491 | 6.6888 | 0.0035438 | 356.1425 | 0.0027853 | 194.6138 | 0.003613 | 2.053 | 0.0019854
349.5045 | 0.0033905 | 179.3274 | 0.0044812 | 13.8329 | 0.0046451 | 329.0719 | 0.0029442 | 176.3731 | 0.0041566 | 14.6403 | 0.003871 | 367.3959 | 0.0029549 | 194.3469 | 0.0034816 | 8.8244 | 0.0040177 | 358.9124 | 0.0027661 | 196.9897 | 0.0036303 | 4.1361 | 0.0023605
352.2026 | 0.0033447 | 181.6193 | 0.0045146 | 15.8794 | 0.0049887 | 331.8355 | 0.0030761 | 178.7706 | 0.0042411 | 16.7987 | 0.0043201 | 370.2458 | 0.00289 | 196.7758 | 0.0034155 | 10.9601 | 0.004468 | 361.6823 | 0.002736 | 199.3656 | 0.0036448 | 6.2192 | 0.0027555
354.9006 | 0.0032868 | 183.9111 | 0.0045299 | 17.9258 | 0.0052973 | 334.599 | 0.0032014 | 181.168 | 0.0043057 | 18.957 | 0.0047532 | 373.0958 | 0.0028196 | 199.2047 | 0.0033532 | 13.0958 | 0.0048825 | 364.4521 | 0.0026943 | 201.7415 | 0.0036545 | 8.3022 | 0.0031625
357.5987 | 0.0032182 | 186.203 | 0.0045268 | 19.9723 | 0.005565 | 337.3626 | 0.0033141 | 183.5655 | 0.0043488 | 21.1153 | 0.005156 | 375.9457 | 0.0027462 | 201.6336 | 0.0032957 | 15.2314 | 0.0052522 | 367.222 | 0.0026407 | 204.1174 | 0.0036565 | 10.3853 | 0.0035722
360.2968 | 0.0031408 | 188.4949 | 0.0045034 | 22.0188 | 0.0057882 | 340.1262 | 0.0034077 | 185.963 | 0.0043698 | 23.2736 | 0.0055159 | 378.7956 | 0.0026709 | 204.0625 | 0.0032426 | 17.3671 | 0.0055709 | 369.9919 | 0.0025763 | 206.4933 | 0.0036475 | 12.4684 | 0.0039745
362.9949 | 0.0030573 | 190.7867 | 0.0044589 | 24.0653 | 0.005965 | 342.8898 | 0.0034768 | 188.3604 | 0.0043692 | 25.432 | 0.005823 | 381.6456 | 0.002594 | 206.4914 | 0.0031923 | 19.5027 | 0.0058355 | 372.7618 | 0.0025034 | 208.8692 | 0.0036248 | 14.5515 | 0.0043608
365.693 | 0.0029707 | 193.0786 | 0.0043933 | 26.1117 | 0.0060956 | 345.6534 | 0.0035186 | 190.7579 | 0.0043485 | 27.5903 | 0.0060706 | 384.4955 | 0.0025146 | 208.9203 | 0.0031425 | 21.6384 | 0.0060432 | 375.5317 | 0.0024254 | 211.2451 | 0.0035864 | 16.6345 | 0.0047231
368.3911 | 0.0028839 | 195.3704 | 0.0043081 | 28.1582 | 0.0061815 | 348.4169 | 0.0035327 | 193.1554 | 0.0043103 | 29.7486 | 0.0062549 | 387.3455 | 0.0024316 | 211.3492 | 0.003091 | 23.774 | 0.0061948 | 378.3015 | 0.0023458 | 213.621 | 0.003531 | 18.7176 | 0.0050546
371.0892 | 0.0027991 | 197.6623 | 0.0042058 | 30.2047 | 0.0062251 | 351.1805 | 0.0035217 | 195.5529 | 0.0042569 | 31.907 | 0.0063713 | 390.1954 | 0.0023444 | 213.7781 | 0.0030358 | 25.9097 | 0.0062947 | 381.0714 | 0.0022679 | 215.9969 | 0.0034604 | 20.8007 | 0.0053498
373.7873 | 0.0027175 | 199.9542 | 0.0040896 | 32.2511 | 0.0062295 | 353.9441 | 0.0034906 | 197.9503 | 0.0041906 | 34.0653 | 0.0064263 | 393.0453 | 0.0022538 | 216.207 | 0.0029763 | 28.0453 | 0.0063455 | 383.8413 | 0.0021937 | 218.3728 | 0.0033775 | 22.8837 | 0.0056051
376.4853 | 0.0026388 | 202.246 | 0.0039629 | 34.2976 | 0.0061985 | 356.7077 | 0.0034454 | 200.3478 | 0.0041137 | 36.2236 | 0.0064261 | 395.8953 | 0.0021615 | 218.6359 | 0.002913 | 30.181 | 0.0063504 | 386.6112 | 0.0021243 | 220.7487 | 0.0032862 | 24.9668 | 0.0058179
379.1834 | 0.0025619 | 204.5379 | 0.0038288 | 36.3441 | 0.0061356 | 359.4713 | 0.0033924 | 202.7453 | 0.0040271 | 38.382 | 0.0063775 | 398.7452 | 0.0020702 | 221.0648 | 0.0028481 | 32.3167 | 0.0063128 | 389.381 | 0.0020595 | 223.1246 | 0.0031905 | 27.0499 | 0.0059869
381.8815 | 0.0024861 | 206.8297 | 0.0036901 | 38.3906 | 0.0060449 | 362.2349 | 0.0033369 | 205.1427 | 0.0039311 | 40.5403 | 0.0062883 | 401.5952 | 0.0019829 | 223.4937 | 0.0027846 | 34.4523 | 0.0062367 | 392.1509 | 0.0019986 | 225.5005 | 0.0030945 | 29.133 | 0.0061118
384.5796 | 0.0024108 | 209.1216 | 0.0035487 | 40.437 | 0.0059303 | 364.9984 | 0.0032823 | 207.5402 | 0.0038259 | 42.6986 | 0.0061661 | 404.4451 | 0.0019022 | 225.9226 | 0.0027249 | 36.588 | 0.0061264 | 394.9208 | 0.0019402 | 227.8764 | 0.0030011 | 31.216 | 0.006193
387.2777 | 0.0023363 | 211.4135 | 0.0034061 | 42.4835 | 0.0057948 | 367.762 | 0.0032301 | 209.9377 | 0.0037116 | 44.8569 | 0.0060178 | 407.295 | 0.0018297 | 228.3515 | 0.0026709 | 38.7236 | 0.0059867 | 397.6907 | 0.001883 | 230.2523 | 0.0029122 | 33.2991 | 0.0062314
389.9758 | 0.0022635 | 213.7053 | 0.0032635 | 44.53 | 0.0056432 | 370.5256 | 0.0031796 | 212.3351 | 0.0035885 | 47.0153 | 0.0058494 | 410.145 | 0.0017657 | 230.7804 | 0.0026232 | 40.8593 | 0.0058225 | 400.4605 | 0.0018254 | 232.6282 | 0.0028281 | 35.3822 | 0.0062288
392.6739 | 0.0021933 | 215.9972 | 0.0031222 | 46.5764 | 0.0054792 | 373.2892 | 0.0031292 | 214.7326 | 0.0034571 | 49.1736 | 0.0056657 | 412.9949 | 0.0017098 | 233.2093 | 0.0025811 | 42.9949 | 0.0056383 | 403.2304 | 0.0017667 | 235.0041 | 0.0027479 | 37.4653 | 0.0061876
395.372 | 0.0021266 | 218.289 | 0.0029835 | 48.6229 | 0.0053056 | 376.0528 | 0.0030771 | 217.1301 | 0.0033185 | 51.3319 | 0.0054704 | 415.8449 | 0.0016602 | 235.6382 | 0.002543 | 45.1306 | 0.0054385 | 406.0003 | 0.0017066 | 237.38 | 0.0026697 | 39.5483 | 0.0061083
398.0701 | 0.0020638 | 220.5809 | 0.0028488 | 50.6694 | 0.0051245 | 378.8163 | 0.0030217 | 219.5275 | 0.0031745 | 53.4903 | 0.0052663 | 418.6948 | 0.001615 | 238.0671 | 0.0025067 | 47.2662 | 0.0052269 | 408.7702 | 0.0016459 | 239.7559 | 0.0025917 | 41.6314 | 0.0059964
400.7681 | 0.0020046 | 222.8727 | 0.0027194 | 52.7159 | 0.0049374 | 381.5799 | 0.0029624 | 221.925 | 0.003027 | 55.6486 | 0.0050559 | 421.5448 | 0.0015715 | 240.496 | 0.00247 | 49.4019 | 0.0050069 | 411.54 | 0.0015859 | 242.1318 | 0.0025122 | 43.7145 | 0.0058558
403.4662 | 0.0019482 | 225.1646 | 0.0025963 | 54.7623 | 0.0047455 | 384.3435 | 0.0028991 | 224.3225 | 0.0028787 | 57.8069 | 0.004841 | 424.3947 | 0.0015273 | 242.9249 | 0.0024305 | 51.5376 | 0.0047813 | 414.3099 | 0.0015286 | 244.5077 | 0.00243 | 45.7975 | 0.0056899
406.1643 | 0.0018935 | 227.4565 | 0.0024801 | 56.8088 | 0.0045499 | 387.1071 | 0.0028321 | 226.7199 | 0.0027322 | 59.9653 | 0.0046232 | 427.2446 | 0.0014807 | 245.3538 | 0.0023866 | 53.6732 | 0.0045524 | 417.0798 | 0.0014755 | 246.8836 | 0.002345 | 47.8806 | 0.0055021
408.8624 | 0.0018391 | 229.7483 | 0.0023714 | 58.8553 | 0.0043514 | 389.8707 | 0.0027619 | 229.1174 | 0.0025902 | 62.1236 | 0.0044038 | 430.0946 | 0.0014312 | 247.7827 | 0.0023367 | 55.8089 | 0.0043225 | 419.8497 | 0.001428 | 249.2595 | 0.0022577 | 49.9637 | 0.0052957
411.5605 | 0.0017837 | 232.0402 | 0.0022702 | 60.9017 | 0.0041509 | 392.6342 | 0.0026885 | 231.5149 | 0.0024547 | 64.2819 | 0.0041839 | 432.9445 | 0.0013794 | 250.2116 | 0.0022796 | 57.9445 | 0.0040934 | 422.6195 | 0.0013862 | 251.6354 | 0.0021689 | 52.0468 | 0.0050742
414.2586 | 0.0017262 | 234.332 | 0.0021763 | 62.9482 | 0.0039497 | 395.3978 | 0.0026113 | 233.9124 | 0.0023272 | 66.4402 | 0.0039641 | 435.7945 | 0.0013267 | 252.6405 | 0.0022148 | 60.0802 | 0.0038665 | 425.3894 | 0.0013494 | 254.0113 | 0.0020799 | 54.1298 | 0.0048406
416.9567 | 0.0016657 | 236.6239 | 0.0020893 | 64.9947 | 0.0037492 | 398.1614 | 0.0025294 | 236.3098 | 0.0022091 | 68.5986 | 0.0037452 | 438.6444 | 0.0012755 | 255.0693 | 0.0021418 | 62.2158 | 0.0036432 | 428.1593 | 0.0013164 | 256.3872 | 0.0019916 | 56.2129 | 0.0045983
419.6548 | 0.0016017 | 238.9158 | 0.0020085 | 67.0411 | 0.0035506 | 400.925 | 0.002442 | 238.7073 | 0.0020998 | 70.7569 | 0.003528 | 441.4943 | 0.0012278 | 257.4982 | 0.0020606 | 64.3515 | 0.0034248 | 430.9292 | 0.0012856 | 258.7631 | 0.0019049 | 58.296 | 0.0043503
422.3529 | 0.001534 | 241.2076 | 0.001933 | 69.0876 | 0.0033553 | 403.6886 | 0.0023491 | 241.1048 | 0.0019993 | 72.9152 | 0.0033135 | 444.3443 | 0.0011855 | 259.9271 | 0.0019718 | 66.4871 | 0.0032125 | 433.699 | 0.0012557 | 261.139 | 0.0018202 | 60.379 | 0.0040997
425.0509 | 0.001463 | 243.4995 | 0.0018615 | 71.1341 | 0.0031648 | 406.4522 | 0.0022516 | 243.5022 | 0.0019073 | 75.0736 | 0.0031029 | 447.1942 | 0.001149 | 262.356 | 0.001877 | 68.6228 | 0.0030076 | 436.4689 | 0.0012259 | 263.515 | 0.0017375 | 62.4621 | 0.0038493
427.749 | 0.00139 | 245.7913 | 0.0017929 | 73.1806 | 0.0029801 | 409.2157 | 0.0021519 | 245.8997 | 0.0018232 | 77.2319 | 0.0028977 | 450.0442 | 0.0011181 | 264.7849 | 0.0017783 | 70.7585 | 0.0028113 | 439.2388 | 0.0011959 | 265.8909 | 0.0016565 | 64.5452 | 0.003602
430.4471 | 0.0013168 | 248.0832 | 0.0017258 | 75.227 | 0.0028014 | 411.9793 | 0.0020528 | 248.2972 | 0.0017468 | 79.3902 | 0.0026993 | 452.8941 | 0.0010919 | 267.2138 | 0.0016781 | 72.8941 | 0.0026247 | 442.0087 | 0.0011659 | 268.2668 | 0.0015769 | 66.6283 | 0.0033605
433.1452 | 0.0012454 | 250.3751 | 0.0016595 | 77.2735 | 0.0026289 | 414.7429 | 0.0019571 | 250.6946 | 0.0016773 | 81.5486 | 0.0025092 | 455.7441 | 0.0010693 | 269.6427 | 0.0015786 | 75.0298 | 0.0024485 | 444.7786 | 0.0011363 | 270.6427 | 0.0014984 | 68.7113 | 0.003128
435.8433 | 0.0011775 | 252.6669 | 0.001593 | 79.32 | 0.0024628 | 417.5065 | 0.0018667 | 253.0921 | 0.0016137 | 83.7069 | 0.0023284 | 458.594 | 0.0010494 | 272.0716 | 0.0014821 | 77.1654 | 0.0022835 | 447.5484 | 0.0011075 | 273.0186 | 0.0014209 | 70.7944 | 0.0029073
438.5414 | 0.0011146 | 254.9588 | 0.0015263 | 81.3664 | 0.0023031 | 420.2701 | 0.0017815 | 255.4896 | 0.001555 | 85.8652 | 0.0021578 | 461.4439 | 0.0010316 | 274.5005 | 0.0013902 | 79.3011 | 0.0021297 | 450.3183 | 0.0010802 | 275.3945 | 0.0013451 | 72.8775 | 0.0027002
441.2395 | 0.0010576 | 257.2506 | 0.0014596 | 83.4129 | 0.0021498 | 423.0336 | 0.0017 | 257.887 | 0.0014999 | 88.0235 | 0.001998 | 464.2939 | 0.0010154 | 276.9294 | 0.001304 | 81.4367 | 0.0019871 | 453.0882 | 0.0010547 | 277.7704 | 0.001272 | 74.9606 | 0.0025082
443.9376 | 0.0010069 | 259.5425 | 0.0013935 | 85.4594 | 0.0020031 | 425.7972 | 0.0016204 | 260.2845 | 0.001447 | 90.1819 | 0.0018496 | 467.1438 | 0.0010002 | 279.3583 | 0.001224 | 83.5724 | 0.0018554 | 455.8581 | 0.0010314 | 280.1463 | 0.0012031 | 77.0436 | 0.0023322
446.6357 | 0.00096273 | 261.8344 | 0.0013286 | 87.5059 | 0.0018632 | 428.5608 | 0.0015413 | 262.682 | 0.0013951 | 92.3402 | 0.001713 | 469.9938 | 0.00098505 | 281.7872 | 0.0011506 | 85.708 | 0.0017343 | 458.6279 | 0.0010105 | 282.5222 | 0.00114 | 79.1267 | 0.0021723
449.3337 | 0.00092515 | 264.1262 | 0.0012658 | 89.5523 | 0.0017307 | 431.3244 | 0.0014619 | 265.0795 | 0.0013432 | 94.4985 | 0.0015885 | 472.8437 | 0.00096871 | 284.2161 | 0.0010835 | 87.8437 | 0.0016222 | 461.3978 | 0.00099139 | 284.8981 | 0.0010838 | 81.2098 | 0.0020278
452.0318 | 0.00089418 | 266.4181 | 0.0012058 | 91.5988 | 0.0016059 | 434.088 | 0.0013831 | 267.4769 | 0.0012907 | 96.6569 | 0.0014767 | 475.6936 | 0.00094996 | 286.645 | 0.0010224 | 89.9794 | 0.0015182 | 464.1677 | 0.00097316 | 287.274 | 0.0010349 | 83.2928 | 0.0018976
454.7299 | 0.0008697 | 268.7099 | 0.0011489 | 93.6453 | 0.0014896 | 436.8515 | 0.0013065 | 269.8744 | 0.0012376 | 98.8152 | 0.0013767 | 478.5436 | 0.00092821 | 289.0739 | 0.00096681 | 92.115 | 0.0014214 | 466.9376 | 0.00095433 | 289.6499 | 0.00099302 | 85.3759 | 0.00178
457.428 | 0.00085132 | 271.0018 | 0.0010952 | 95.6917 | 0.0013823 | 439.6151 | 0.0012339 | 272.2719 | 0.0011842 | 100.9735 | 0.0012879 | 481.3935 | 0.00090333 | 291.5028 | 0.00091598 | 94.2507 | 0.0013312 | 469.7074 | 0.00093319 | 292.0258 | 0.0009567 | 87.459 | 0.0016729
460.1261 | 0.00083819 | 273.2936 | 0.0010445 | 97.7382 | 0.0012844 | 442.3787 | 0.0011668 | 274.6693 | 0.0011312 | 103.1319 | 0.0012094 | 484.2435 | 0.00087551 | 293.9317 | 0.00086912 | 96.3863 | 0.0012471 | 472.4773 | 0.00090816 | 294.4017 | 0.00092364 | 89.5421 | 0.0015747
462.8242 | 0.00082888 | 275.5855 | 0.00099615 | 99.7847 | 0.0011966 | 445.1423 | 0.0011063 | 277.0668 | 0.0010798 | 105.2902 | 0.0011402 | 487.0934 | 0.00084488 | 296.3606 | 0.00082541 | 98.522 | 0.0011687 | 475.2472 | 0.00087811 | 296.7776 | 0.00089183 | 91.6251 | 0.0014835
465.5223 | 0.00082141 | 277.8774 | 0.00094961 | 101.8312 | 0.0011188 | 447.9059 | 0.0010524 | 279.4643 | 0.0010305 | 107.4485 | 0.0010791 | 489.9433 | 0.0008114 | 298.7895 | 0.00078409 | 100.6576 | 0.001096 | 478.0171 | 0.00084257 | 299.1535 | 0.00085955 | 93.7082 | 0.0013982
468.2204 | 0.0008134 | 280.1692 | 0.00090423 | 103.8776 | 0.0010505 | 450.6695 | 0.0010048 | 281.8617 | 0.00098407 | 109.6068 | 0.0010246 | 492.7933 | 0.00077486 | 301.2184 | 0.00074462 | 102.7933 | 0.0010289 | 480.7869 | 0.00080192 | 301.5294 | 0.00082565 | 95.7913 | 0.0013177
470.9185 | 0.00080239 | 282.4611 | 0.00085957 | 105.9241 | 0.00099126 | 453.433 | 0.00096262 | 284.2592 | 0.00094042 | 111.7652 | 0.00097583 | 495.6432 | 0.00073514 | 303.6473 | 0.00070661 | 104.9289 | 0.0009676 | 483.5568 | 0.00075722 | 303.9053 | 0.00078965 | 97.8744 | 0.0012416
473.6165 | 0.00078598 | 284.7529 | 0.00081546 | 107.9706 | 0.00094055 | 456.1966 | 0.00092519 | 286.6567 | 0.00089923 | 113.9235 | 0.00093166 | 498.4932 | 0.00069254 | 306.0762 | 0.00067008 | 107.0646 | 0.00091227 | 486.3267 | 0.00071005 | 306.2812 | 0.00075165 | 99.9574 | 0.0011699
476.3146 | 0.0007633 | 287.0448 | 0.00077201 | 110.017 | 0.00089775 | 458.9602 | 0.00089168 | 289.0541 | 0.0008598 | 116.0818 | 0.00089138 | 501.3431 | 0.00064789 | 308.5051 | 0.00063521 | 109.2003 | 0.00086297 | 489.0966 | 0.00066219 | 308.6571 | 0.00071215 | 102.0405 | 0.0011023
479.0127 | 0.00073457 | 289.3367 | 0.00072958 | 112.0635 | 0.00086211 | 461.7238 | 0.00086126 | 291.4516 | 0.00082123 | 118.2402 | 0.0008545 | 504.1931 | 0.00060246 | 310.934 | 0.00060228 | 111.3359 | 0.00081963 | 491.8664 | 0.0006152 | 311.033 | 0.00067186 | 104.1236 | 0.001039
481.7108 | 0.00070095 | 291.6285 | 0.00068875 | 114.11 | 0.00083277 | 464.4874 | 0.0008331 | 293.8491 | 0.00078275 | 120.3985 | 0.00082065 | 507.043 | 0.0005577 | 313.3629 | 0.00057149 | 113.4716 | 0.00078198 | 494.6363 | 0.00057009 | 313.4089 | 0.00063143 | 106.2066 | 0.00098038
484.4089 | 0.00066416 | 293.9204 | 0.00064985 | 116.1565 | 0.00080872 | 467.2509 | 0.00080631 | 296.2465 | 0.00074382 | 122.5568 | 0.00078956 | 509.8929 | 0.00051482 | 315.7918 | 0.00054288 | 115.6072 | 0.0007497 | 497.4062 | 0.00052726 | 315.7848 | 0.0005914 | 108.2897 | 0.00092658
487.107 | 0.00062594 | 296.2122 | 0.0006131 | 118.2029 | 0.00078881 | 470.0145 | 0.00078001 | 298.644 | 0.00070436 | 124.7152 | 0.00076091 | 512.7429 | 0.00047455 | 318.2207 | 0.00051627 | 117.7429 | 0.00072193 | 500.1761 | 0.00048665 | 318.1607 | 0.00055205 | 110.3728 | 0.00087774
489.8051 | 0.00058763 | 298.5041 | 0.00057854 | 120.2494 | 0.00077175 | 472.7781 | 0.00075348 | 301.0415 | 0.00066478 | 126.8735 | 0.00073435 | 515.5928 | 0.00043709 | 320.6496 | 0.0004912 | 119.8785 | 0.00069759 | 502.9459 | 0.00044787 | 320.5366 | 0.0005135 | 112.4559 | 0.00083384
492.5032 | 0.00054984 | 300.796 | 0.00054607 | 122.2959 | 0.00075623 | 475.5417 | 0.00072628 | 303.439 | 0.00062581 | 129.0318 | 0.00070926 | 518.4428 | 0.00040221 | 323.0785 | 0.00046703 | 122.0142 | 0.00067576 | 505.7158 | 0.00041093 | 322.9125 | 0.00047574 | 114.5389 | 0.00079472
495.2013 | 0.00051257 | 303.0878 | 0.00051551 | 124.3423 | 0.00074093 | 478.3053 | 0.0006982 | 305.8364 | 0.00058842 | 131.1902 | 0.00068492 | 521.2927 | 0.00036957 | 325.5074 | 0.00044305 | 124.1498 | 0.0006556 | 508.4857 | 0.00037629 | 325.2884 | 0.00043874 | 116.622 | 0.0007601
497.8993 | 0.00047536 | 305.3797 | 0.00048667 | 126.3888 | 0.00072471 | 481.0688 | 0.00066932 | 308.2339 | 0.00055349 | 133.3485 | 0.00066067 | 524.1426 | 0.00033888 | 327.9363 | 0.00041865 | 126.2855 | 0.00063643 | 511.2556 | 0.0003447 | 327.6643 | 0.00040256 | 118.7051 | 0.00072958
500.5974 | 0.00043775 | 307.6715 | 0.00045945 | 128.4353 | 0.00070656 | 483.8324 | 0.00063998 | 310.6314 | 0.00052166 | 135.5068 | 0.00063596 | 526.9926 | 0.00031004 | 330.3652 | 0.00039347 | 128.4212 | 0.00061772 | 514.0255 | 0.00031683 | 330.0402 | 0.00036747 | 120.7881 | 0.00070274
503.2955 | 0.00039955 | 309.9634 | 0.00043378 | 130.4817 | 0.00068579 | 486.596 | 0.00061085 | 313.0288 | 0.00049327 | 137.6651 | 0.00061043 | 529.8425 | 0.00028308 | 332.7941 | 0.00036746 | 130.5568 | 0.00059913 | 516.7953 | 0.00029298 | 332.4162 | 0.00033376 | 122.8712 | 0.00067913
505.9936 | 0.00036106 | 312.2553 | 0.00040964 | 132.5282 | 0.00066227 | 489.3596 | 0.00058275 | 315.4263 | 0.00046812 | 139.8235 | 0.00058396 | 532.6925 | 0.00025783 | 335.223 | 0.00034093 | 132.6925 | 0.00058044 | 519.5652 | 0.00027288 | 334.7921 | 0.00030188 | 124.9543 | 0.00065835
508.6917 | 0.00032314 | 314.5471 | 0.00038704 | 134.5747 | 0.00063604 | 492.1232 | 0.00055654 | 317.8238 | 0.00044549 | 141.9818 | 0.00055669 | 535.5424 | 0.00023404 | 337.6519 | 0.00031446 | 134.8281 | 0.00056148 | 522.3351 | 0.00025579 | 337.168 | 0.00027232 | 127.0374 | 0.00064005
511.3898 | 0.00028694 | 316.839 | 0.00036593 | 136.6212 | 0.00060734 | 494.8868 | 0.00053275 | 320.2212 | 0.0004247 | 144.1401 | 0.00052897 | 538.3923 | 0.00021138 | 340.0808 | 0.00028881 | 136.9638 | 0.00054211 | 525.105 | 0.00024072 | 339.5439 | 0.00024548 | 129.1204 | 0.00062407
514.0879 | 0.00025363 | 319.1308 | 0.00034625 | 138.6676 | 0.00057658 | 497.6503 | 0.00051141 | 322.6187 | 0.00040504 | 146.2985 | 0.00050129 | 541.2423 | 0.00018959 | 342.5097 | 0.00026465 | 139.0994 | 0.00052213 | 527.8748 | 0.00022667 | 341.9198 | 0.00022169 | 131.2035 | 0.00060996
516.786 | 0.00022408 | 321.4227 | 0.00032789 | 140.7141 | 0.00054428 | 500.4139 | 0.00049191 | 325.0162 | 0.00038596 | 148.4568 | 0.00047418 | 544.0922 | 0.0001687 | 344.9386 | 0.00024241 | 141.2351 | 0.00050135 | 530.6447 | 0.00021288 | 344.2957 | 0.00020108 | 133.2866 | 0.0005974
519.4841 | 0.00019867 | 323.7145 | 0.00031076 | 142.7606 | 0.00051104 | 503.1775 | 0.00047315 | 327.4136 | 0.0003671 | 150.6151 | 0.00044814 | 546.9422 | 0.00014908 | 347.3675 | 0.00022237 | 143.3707 | 0.00047955 | 533.4146 | 0.00019893 | 346.6716 | 0.00018364 | 135.3697 | 0.00058602
522.1821 | 0.00017744 | 326.0064 | 0.00029482 | 144.807 | 0.00047756 | 505.9411 | 0.00045381 | 329.8111 | 0.00034822 | 152.7735 | 0.00042349 | 549.7921 | 0.0001314 | 349.7964 | 0.00020459 | 145.5064 | 0.0004566 | 536.1845 | 0.00018469 | 349.0475 | 0.00016915 | 137.4527 | 0.00057538
524.8802 | 0.00015977 | 328.2983 | 0.00027998 | 146.8535 | 0.00044456 | 508.7047 | 0.00043282 | 332.2086 | 0.00032923 | 154.9318 | 0.00040038 | 552.6421 | 0.00011639 | 352.2253 | 0.00018903 | 147.6421 | 0.00043242 | 538.9543 | 0.00017028 | 351.4234 | 0.00015725 | 139.5358 | 0.000565
527.5783 | 0.00014498 | 330.5901 | 0.00026612 | 148.9 | 0.00041277 | 511.4682 | 0.00040961 | 334.6061 | 0.00031004 | 157.0901 | 0.00037872 | 555.492 | 0.0001046 | 354.6541 | 0.00017552 | 149.7777 | 0.00040726 | 541.7242 | 0.00015595 | 353.7993 | 0.00014747 | 141.6189 | 0.00055434
530.2764 | 0.00013248 | 332.882 | 0.00025305 | 150.9465 | 0.00038287 | 514.2318 | 0.00038429 | 337.0035 | 0.00029057 | 159.2484 | 0.00035828 | 558.3419 | 9.621e-05 | 357.083 | 0.00016382 | 151.9134 | 0.00038149 | 544.4941 | 0.00014199 | 356.1752 | 0.00013924 | 143.7019 | 0.00054288
532.9745 | 0.00012178 | 335.1738 | 0.00024049 | 152.9929 | 0.00035541 | 516.9954 | 0.00035755 | 339.401 | 0.00027072 | 161.4068 | 0.00033859 | 561.1919 | 9.0831e-05 | 359.5119 | 0.00015361 | 154.049 | 0.00035556 | 547.264 | 0.00012865 | 358.5511 | 0.00013198 | 145.785 | 0.00053017
535.6726 | 0.00011242 | 337.4657 | 0.00022805 | 155.0394 | 0.00033074 | 519.759 | 0.00033039 | 341.7985 | 0.0002504 | 163.5651 | 0.00031918 | 564.0418 | 8.7611e-05 | 361.9408 | 0.00014447 | 156.1847 | 0.00032997 | 550.0338 | 0.00011611 | 360.927 | 0.00012512 | 147.8681 | 0.00051579
538.3707 | 0.00010404 | 339.7576 | 0.00021533 | 157.0859 | 0.00030902 | 522.5226 | 0.00030389 | 344.1959 | 0.00022963 | 165.7234 | 0.00029971 | 566.8918 | 8.5386e-05 | 364.3697 | 0.00013594 | 158.3203 | 0.00030516 | 552.8037 | 0.00010452 | 363.3029 | 0.00011818 | 149.9512 | 0.00049946
541.0688 | 9.6293e-05 | 342.0494 | 0.00020198 | 159.1323 | 0.0002901 | 525.2861 | 0.00027878 | 346.5934 | 0.00020851 | 167.8818 | 0.00027993 | 569.7417 | 8.2956e-05 | 366.7986 | 0.00012752 | 160.456 | 0.0002815 | 555.5736 | 9.3927e-05 | 365.6788 | 0.00011082 | 152.0342 | 0.00048102
543.7668 | 8.8903e-05 | 344.3413 | 0.00018777 | 161.1788 | 0.00027338 | 528.0497 | 0.00025541 | 348.9909 | 0.00018731 | 170.0401 | 0.00025976 | 572.5916 | 7.9371e-05 | 369.2275 | 0.00011877 | 162.5916 | 0.00025919 | 558.3435 | 8.4463e-05 | 368.0547 | 0.00010284 | 154.1173 | 0.0004604
546.4649 | 8.1673e-05 | 346.6331 | 0.00017267 | 163.2253 | 0.00025829 | 530.8133 | 0.00023382 | 351.3883 | 0.0001664 | 172.1984 | 0.00023921 | 575.4416 | 7.4152e-05 | 371.6564 | 0.00010939 | 164.7273 | 0.00023828 | 561.1133 | 7.6263e-05 | 370.4306 | 9.4333e-05 | 156.2004 | 0.0004377
549.163 | 7.4481e-05 | 348.925 | 0.00015685 | 165.2718 | 0.00024422 | 533.5769 | 0.00021379 | 353.7858 | 0.00014631 | 174.3568 | 0.00021843 | 578.2915 | 6.738e-05 | 374.0853 | 9.9275e-05 | 166.863 | 0.00021871 | 563.8832 | 6.9431e-05 | 372.8065 | 8.5547e-05 | 158.2835 | 0.00041308
551.8611 | 6.728e-05 | 351.2169 | 0.00014064 | 167.3182 | 0.00023063 | 536.3405 | 0.00019497 | 356.1833 | 0.00012749 | 176.5151 | 0.00019764 | 581.1415 | 5.9643e-05 | 376.5142 | 8.8582e-05 | 168.9986 | 0.0002003 | 566.6531 | 6.3967e-05 | 375.1824 | 7.6818e-05 | 160.3665 | 0.00038703
554.5592 | 6.0076e-05 | 353.5087 | 0.00012452 | 169.3647 | 0.00021706 | 539.1041 | 0.00017699 | 358.5807 | 0.00011036 | 178.6734 | 0.00017712 | 583.9914 | 5.1884e-05 | 378.9431 | 7.7671e-05 | 171.1343 | 0.00018285 | 569.423 | 5.9728e-05 | 377.5583 | 6.8509e-05 | 162.4496 | 0.00036015
557.2573 | 5.2922e-05 | 355.8006 | 0.00010898 | 171.4112 | 0.00020322 | 541.8676 | 0.00015958 | 360.9782 | 9.5242e-05 | 180.8317 | 0.00015714 | 586.8414 | 4.5029e-05 | 381.372 | 6.7094e-05 | 173.2699 | 0.00016617 | 572.1929 | 5.6443e-05 | 379.9342 | 6.0922e-05 | 164.5327 | 0.00033308
559.9554 | 4.5914e-05 | 358.0924 | 9.4498e-05 | 173.4576 | 0.00018898 | 544.6312 | 0.00014261 | 363.3757 | 8.2335e-05 | 182.9901 | 0.000138 | 589.6913 | 3.9648e-05 | 383.8009 | 5.7362e-05 | 175.4056 | 0.00015015 | 574.9627 | 5.3771e-05 | 382.3101 | 5.4251e-05 | 166.6157 | 0.00030647
562.6535 | 3.9186e-05 | 360.3843 | 8.1453e-05 | 175.5041 | 0.00017433 | 547.3948 | 0.00012613 | 365.7732 | 7.1698e-05 | 185.1484 | 0.00011999 | 592.5412 | 3.5874e-05 | 386.2298 | 4.8865e-05 | 177.5412 | 0.00013476 | 577.7326 | 5.1386e-05 | 384.686 | 4.8551e-05 | 168.6988 | 0.0002809
565.3516 | 3.2893e-05 | 362.6762 | 7.0201e-05 | 177.5506 | 0.0001594 | 550.1584 | 0.00011038 | 368.1706 | 6.3229e-05 | 187.3067 | 0.00010336 | 595.3912 | 3.3424e-05 | 388.6587 | 4.1829e-05 | 179.6769 | 0.00012006 | 580.5025 | 4.9034e-05 | 387.0619 | 4.3754e-05 | 170.7819 | 0.00025683
568.0496 | 2.7191e-05 | 364.968 | 6.0709e-05 | 179.5971 | 0.00014436 | 552.922 | 9.5712e-05 | 370.5681 | 5.6683e-05 | 189.4651 | 8.8298e-05 | 598.2411 | 3.175e-05 | 391.0876 | 3.6295e-05 | 181.8125 | 0.00010612 | 583.2724 | 4.6566e-05 | 389.4378 | 3.9703e-05 | 172.865 | 0.0002345
570.7477 | 2.2228e-05 | 367.2599 | 5.2876e-05 | 181.6435 | 0.00012947 | 555.6855 | 8.2483e-05 | 372.9656 | 5.1701e-05 | 191.6234 | 7.5059e-05 | 601.0911 | 3.0247e-05 | 393.5165 | 3.2149e-05 | 183.9482 | 9.3036e-05 | 586.0422 | 4.3929e-05 | 391.8137 | 3.6207e-05 | 174.948 | 0.000214
573.4458 | 1.8079e-05 | 369.5517 | 4.6503e-05 | 183.69 | 0.00011498 | 558.4491 | 7.0987e-05 | 375.363 | 4.7862e-05 | 193.7817 | 6.3555e-05 | 603.941 | 2.8453e-05 | 395.9454 | 2.916e-05 | 186.0839 | 8.0889e-05 | 588.8121 | 4.114e-05 | 394.1896 | 3.3092e-05 | 177.0311 | 0.0001952
576.1439 | 1.473e-05 | 371.8436 | 4.133e-05 | 185.7365 | 0.00010113 | 561.2127 | 6.1366e-05 | 377.7605 | 4.4743e-05 | 195.9401 | 5.3695e-05 | 606.7909 | 2.6165e-05 | 398.3743 | 2.7035e-05 | 188.2195 | 6.9723e-05 | 591.582 | 3.8255e-05 | 396.5655 | 3.0232e-05 | 179.1142 | 0.00017787
578.842 | 1.2158e-05 | 374.1354 | 3.7077e-05 | 187.7829 | 8.8193e-05 | 563.9763 | 5.3596e-05 | 380.158 | 4.1972e-05 | 198.0984 | 4.5331e-05 | 609.6409 | 2.3452e-05 | 400.8032 | 2.5472e-05 | 190.3552 | 5.9548e-05 | 594.3519 | 3.5346e-05 | 398.9414 | 2.7577e-05 | 181.1972 | 0.00016174
581.5401 | 1.0331e-05 | 376.4273 | 3.3481e-05 | 189.8294 | 7.6274e-05 | 566.7399 | 4.7504e-05 | 382.5554 | 3.926e-05 | 200.2567 | 3.8266e-05 | 612.4908 | 2.057e-05 | 403.2321 | 2.4199e-05 | 192.4908 | 5.0347e-05 | 597.1217 | 3.2485e-05 | 401.3174 | 2.515e-05 | 183.2803 | 0.00014654
584.2382 | 9.2178e-06 | 378.7192 | 3.0324e-05 | 191.8759 | 6.5468e-05 | 569.5034 | 4.2823e-05 | 384.9529 | 3.6424e-05 | 202.415 | 3.229e-05 | 615.3408 | 1.7829e-05 | 405.661 | 2.2998e-05 | 194.6265 | 4.2089e-05 | 599.8916 | 2.9718e-05 | 403.6933 | 2.3024e-05 | 185.3634 | 0.00013206
586.9363 | 8.7818e-06 | 381.011 | 2.7444e-05 | 193.9223 | 5.582e-05 | 572.267 | 3.9266e-05 | 387.3504 | 3.3375e-05 | 204.5734 | 2.7204e-05 | 618.1907 | 1.5467e-05 | 408.0899 | 2.1717e-05 | 196.7621 | 3.4742e-05 | 602.6615 | 2.7053e-05 | 406.0692 | 2.1323e-05 | 187.4465 | 0.00011822
589.6344 | 8.9603e-06 | 383.3029 | 2.4733e-05 | 195.9688 | 4.7327e-05 | 575.0306 | 3.64e-05 | 389.7478 | 3.0109e-05 | 206.7317 | 2.2843e-05 | 621.0406 | 1.3581e-05 | 410.5188 | 2.0268e-05 | 198.8978 | 2.8279e-05 | 605.4314 | 2.4437e-05 | 408.4451 | 2.0102e-05 | 189.5295 | 0.000105
592.3324 | 9.6456e-06 | 385.5947 | 2.2133e-05 | 198.0153 | 3.9946e-05 | 577.7942 | 3.3888e-05 | 392.1453 | 2.6678e-05 | 208.89 | 1.9081e-05 | 623.8906 | 1.2126e-05 | 412.9477 | 1.8619e-05 | 201.0334 | 2.2679e-05 | 608.2012 | 2.1792e-05 | 410.821 | 1.936e-05 | 191.6126 | 9.2428e-05
595.0305 | 1.0677e-05 | 387.8866 | 1.9622e-05 | 200.0618 | 3.36e-05 | 580.5578 | 3.1434e-05 | 394.5428 | 2.3194e-05 | 211.0484 | 1.5836e-05 | 626.7405 | 1.0974e-05 | 415.3766 | 1.6784e-05 | 203.1691 | 1.792e-05 | 610.9711 | 1.9066e-05 | 413.1969 | 1.902e-05 | 193.6957 | 8.0578e-05
597.7286 | 1.1853e-05 | 390.1785 | 1.7207e-05 | 202.1082 | 2.8195e-05 | 583.3214 | 2.8815e-05 | 396.9402 | 1.9778e-05 | 213.2067 | 1.3054e-05 | 629.5905 | 9.9951e-06 | 417.8055 | 1.4813e-05 | 205.3048 | 1.3975e-05 | 613.741 | 1.627e-05 | 415.5728 | 1.8938e-05 | 195.7788 | 6.9536e-05
600.4267 | 1.2962e-05 | 392.4703 | 1.4911e-05 | 204.1547 | 2.3621e-05 | 586.0849 | 2.5913e-05 | 399.3377 | 1.655e-05 | 215.365 | 1.0707e-05 | 632.4404 | 9.1097e-06 | 420.2344 | 1.2789e-05 | 207.4404 | 1.08e-05 | 616.5109 | 1.3491e-05 | 417.9487 | 1.8922e-05 | 197.8618 | 5.9373e-05
603.1248 | 1.3814e-05 | 394.7622 | 1.2769e-05 | 206.2012 | 1.9767e-05 | 588.8485 | 2.273e-05 | 401.7352 | 1.3614e-05 | 217.5234 | 8.7683e-06 | 635.2904 | 8.3057e-06 | 422.6633 | 1.082e-05 | 209.5761 | 8.3624e-06 | 619.2807 | 1.0872e-05 | 420.3246 | 1.8772e-05 | 199.9449 | 5.0144e-05
605.8229 | 1.4271e-05 | 397.054 | 1.082e-05 | 208.2476 | 1.6527e-05 | 591.6121 | 1.9373e-05 | 404.1327 | 1.105e-05 | 219.6817 | 7.2095e-06 | 638.1403 | 7.617e-06 | 425.0922 | 9.0042e-06 | 211.7117 | 6.5555e-06 | 622.0506 | 8.5649e-06 | 422.7005 | 1.832e-05 | 202.028 | 4.188e-05
608.521 | 1.426e-05 | 399.3459 | 9.1021e-06 | 210.2941 | 1.38e-05 | 594.3757 | 1.6021e-05 | 406.5301 | 8.8969e-06 | 221.84 | 5.9928e-06 | 640.9902 | 7.0564e-06 | 427.5211 | 7.4153e-06 | 213.8474 | 5.2532e-06 | 624.8205 | 6.6814e-06 | 425.0764 | 1.7462e-05 | 204.111 | 3.4585e-05
611.2191 | 1.3769e-05 | 401.6378 | 7.6153e-06 | 212.3406 | 1.1501e-05 | 597.1393 | 1.2869e-05 | 408.9276 | 7.1544e-06 | 223.9983 | 5.075e-06 | 643.8402 | 6.5937e-06 | 429.95 | 6.0912e-06 | 215.983 | 4.3438e-06 | 627.5904 | 5.2574e-06 | 427.4523 | 1.6172e-05 | 206.1941 | 2.8238e-05
613.9172 | 1.2833e-05 | 403.9296 | 6.3511e-06 | 214.3871 | 9.5586e-06 | 599.9028 | 1.0073e-05 | 411.3251 | 5.7835e-06 | 226.1567 | 4.3688e-06 | 646.6901 | 6.1588e-06 | 432.3789 | 5.0287e-06 | 218.1187 | 3.7168e-06 | 630.3602 | 4.2473e-06 | 429.8282 | 1.4501e-05 | 208.2772 | 2.2792e-05
616.6152 | 1.1527e-05 | 406.2215 | 5.285e-06 | 216.4335 | 7.9199e-06 | 602.6664 | 7.7224e-06 | 413.7225 | 4.718e-06 | 228.315 | 3.81e-06 | 649.5401 | 5.6687e-06 | 434.8078 | 4.1898e-06 | 220.2543 | 3.2717e-06 | 633.1301 | 3.5464e-06 | 432.2041 | 1.2561e-05 | 210.3603 | 1.8184e-05
619.3133 | 9.9473e-06 | 408.5133 | 4.3833e-06 | 218.48 | 6.515e-06 | 605.43 | 5.8253e-06 | 416.12 | 3.8804e-06 | 230.4733 | 3.3417e-06 | 652.39 | 5.0641e-06 | 437.2367 | 3.5174e-06 | 222.39 | 2.9259e-06 | 635.9 | 3.0293e-06 | 434.58 | 1.0493e-05 | 212.4433 | 1.4332e-05

## BF 2.19
2021-01-01 |  | 2020-08-01
Mean ramp rate (MW/min) |  | Mean ramp rate (MW/min)
-808.987 | 0.00016 | -526.9233 | 4.048e-05
-806.626 | 0.000185 | -525.2568 | 4.3935e-05
-804.265 | 0.000209 | -523.5903 | 4.7326e-05
-801.904 | 0.000232 | -521.9238 | 5.0727e-05
-799.543 | 0.000254 | -520.2573 | 5.4232e-05
-797.182 | 0.000274 | -518.5908 | 5.7957e-05
-794.821 | 0.000293 | -516.9243 | 6.2031e-05
-792.46 | 0.000311 | -515.2578 | 6.6602e-05
-790.099 | 0.00033 | -513.5913 | 7.1838e-05
-787.738 | 0.000351 | -511.9247 | 7.793e-05
-785.377 | 0.000375 | -510.2582 | 8.5101e-05
-783.016 | 0.000406 | -508.5917 | 9.3605e-05
-780.655 | 0.000444 | -506.9252 | 0.00010389
-778.295 | 0.000491 | -505.2587 | 0.00011608
-775.934 | 0.000545 | -503.5922 | 0.0001304
-773.573 | 0.000605 | -501.9257 | 0.00014699
-771.212 | 0.000667 | -500.2592 | 0.00016593
-768.851 | 0.000728 | -498.5927 | 0.00018719
-766.49 | 0.000784 | -496.9262 | 0.00021068
-764.129 | 0.000832 | -495.2596 | 0.00023623
-761.768 | 0.00087 | -493.5931 | 0.00026367
-759.407 | 0.000897 | -491.9266 | 0.00029283
-757.046 | 0.000915 | -490.2601 | 0.00032361
-754.685 | 0.000923 | -488.5936 | 0.00035606
-752.324 | 0.000925 | -486.9271 | 0.00039033
-749.963 | 0.000921 | -485.2606 | 0.00042648
-747.602 | 0.000912 | -483.5941 | 0.00046469
-745.241 | 0.0009 | -481.9276 | 0.00050506
-742.881 | 0.000883 | -480.2611 | 0.0005476
-740.52 | 0.000861 | -478.5945 | 0.00059215
-738.159 | 0.000834 | -476.928 | 0.00063842
-735.798 | 0.000801 | -475.2615 | 0.00068594
-733.437 | 0.000763 | -473.595 | 0.00073417
-731.076 | 0.000723 | -471.9285 | 0.00078248
-728.715 | 0.000682 | -470.262 | 0.00083029
-726.354 | 0.000644 | -468.5955 | 0.00087692
-723.993 | 0.00061 | -466.929 | 0.0009219
-721.632 | 0.000581 | -465.2625 | 0.00096487
-719.271 | 0.000559 | -463.5959 | 0.0010054
-716.91 | 0.000542 | -461.9294 | 0.001043
-714.549 | 0.000531 | -460.2629 | 0.0010772
-712.188 | 0.000522 | -458.5964 | 0.0011074
-709.827 | 0.000514 | -456.9299 | 0.0011328
-707.467 | 0.000504 | -455.2634 | 0.0011528
-705.106 | 0.000492 | -453.5969 | 0.0011669
-702.745 | 0.000475 | -451.9304 | 0.0011747
-700.384 | 0.000455 | -450.2639 | 0.0011761
-698.023 | 0.000432 | -448.5974 | 0.0011708
-695.662 | 0.000408 | -446.9308 | 0.0011599
-693.301 | 0.000386 | -445.2643 | 0.0011445
-690.94 | 0.000369 | -443.5978 | 0.0011254
-688.579 | 0.000359 | -441.9313 | 0.0011037
-686.218 | 0.000357 | -440.2648 | 0.0010806
-683.857 | 0.000364 | -438.5983 | 0.0010571
-681.496 | 0.000378 | -436.9318 | 0.0010344
-679.135 | 0.000397 | -435.2653 | 0.0010135
-676.774 | 0.000418 | -433.5988 | 0.00099544
-674.413 | 0.000439 | -431.9323 | 0.00098125
-672.053 | 0.000456 | -430.2657 | 0.00097213
-669.692 | 0.000468 | -428.5992 | 0.00096903
-667.331 | 0.000472 | -426.9327 | 0.00097218
-664.97 | 0.000469 | -425.2662 | 0.00098181
-662.609 | 0.000459 | -423.5997 | 0.00099777
-660.248 | 0.000445 | -421.9332 | 0.0010195
-657.887 | 0.00043 | -420.2667 | 0.0010462
-655.526 | 0.000417 | -418.6002 | 0.0010766
-653.165 | 0.000411 | -416.9337 | 0.0011094
-650.804 | 0.000413 | -415.2672 | 0.0011431
-648.443 | 0.000425 | -413.6006 | 0.0011761
-646.082 | 0.000445 | -411.9341 | 0.001207
-643.721 | 0.000472 | -410.2676 | 0.0012341
-641.36 | 0.000503 | -408.6011 | 0.0012566
-639 | 0.000534 | -406.9346 | 0.0012736
-636.639 | 0.000561 | -405.2681 | 0.0012845
-634.278 | 0.000582 | -403.6016 | 0.0012888
-631.917 | 0.000594 | -401.9351 | 0.0012861
-629.556 | 0.000598 | -400.2686 | 0.0012762
-627.195 | 0.000594 | -398.6021 | 0.0012591
-624.834 | 0.000583 | -396.9355 | 0.001235
-622.473 | 0.00057 | -395.269 | 0.0012044
-620.112 | 0.000557 | -393.6025 | 0.0011681
-617.751 | 0.000546 | -391.936 | 0.0011271
-615.39 | 0.000541 | -390.2695 | 0.0010826
-613.029 | 0.000542 | -388.603 | 0.0010365
-610.668 | 0.000549 | -386.9365 | 0.00099035
-608.307 | 0.000561 | -385.27 | 0.00094538
-605.946 | 0.000577 | -383.6035 | 0.00090271
-603.586 | 0.000595 | -381.937 | 0.00086316
-601.225 | 0.000614 | -380.2704 | 0.00082727
-598.864 | 0.000633 | -378.6039 | 0.00079531
-596.503 | 0.000651 | -376.9374 | 0.00076732
-594.142 | 0.000669 | -375.2709 | 0.00074322
-591.781 | 0.000685 | -373.6044 | 0.00072281
-589.42 | 0.0007 | -371.9379 | 0.00070607
-587.059 | 0.000714 | -370.2714 | 0.00069273
-584.698 | 0.000724 | -368.6049 | 0.00068239
-582.337 | 0.000731 | -366.9384 | 0.00067485
-579.976 | 0.000733 | -365.2719 | 0.00066983
-577.615 | 0.00073 | -363.6053 | 0.000667
-575.254 | 0.000721 | -361.9388 | 0.00066598
-572.893 | 0.000707 | -360.2723 | 0.00066632
-570.532 | 0.00069 | -358.6058 | 0.00066753
-568.172 | 0.000671 | -356.9393 | 0.00066913
-565.811 | 0.000652 | -355.2728 | 0.00067065
-563.45 | 0.000637 | -353.6063 | 0.00067166
-561.089 | 0.000627 | -351.9398 | 0.00067176
-558.728 | 0.000623 | -350.2733 | 0.00067078
-556.367 | 0.000625 | -348.6068 | 0.00066868
-554.006 | 0.000633 | -346.9402 | 0.00066552
-551.645 | 0.000645 | -345.2737 | 0.00066148
-549.284 | 0.00066 | -343.6072 | 0.00065685
-546.923 | 0.000675 | -341.9407 | 0.00065204
-544.562 | 0.00069 | -340.2742 | 0.00064755
-542.201 | 0.000703 | -338.6077 | 0.00064397
-539.84 | 0.000716 | -336.9412 | 0.00064192
-537.479 | 0.000728 | -335.2747 | 0.00064206
-535.118 | 0.00074 | -333.6082 | 0.00064503
-532.758 | 0.000752 | -331.9417 | 0.00065146
-530.397 | 0.000765 | -330.2751 | 0.00066122
-528.036 | 0.00078 | -328.6086 | 0.00067406
-525.675 | 0.000797 | -326.9421 | 0.00068938
-523.314 | 0.000816 | -325.2756 | 0.00070626
-520.953 | 0.000839 | -323.6091 | 0.00072351
-518.592 | 0.000864 | -321.9426 | 0.00073982
-516.231 | 0.00089 | -320.2761 | 0.00075388
-513.87 | 0.000916 | -318.6096 | 0.00076457
-511.509 | 0.000941 | -316.9431 | 0.00077105
-509.148 | 0.000961 | -315.2765 | 0.00077292
-506.787 | 0.000977 | -313.61 | 0.00077001
-504.426 | 0.000987 | -311.9435 | 0.00076313
-502.065 | 0.000991 | -310.277 | 0.00075348
-499.704 | 0.000989 | -308.6105 | 0.00074227
-497.344 | 0.000984 | -306.944 | 0.00073074
-494.983 | 0.000975 | -305.2775 | 0.00072001
-492.622 | 0.000965 | -303.611 | 0.00071102
-490.261 | 0.000954 | -301.9445 | 0.00070442
-487.9 | 0.000941 | -300.278 | 0.00070056
-485.539 | 0.000927 | -298.6114 | 0.00069954
-483.178 | 0.00091 | -296.9449 | 0.00070122
-480.817 | 0.000889 | -295.2784 | 0.00070534
-478.456 | 0.000864 | -293.6119 | 0.0007117
-476.095 | 0.000833 | -291.9454 | 0.00071967
-473.734 | 0.000799 | -290.2789 | 0.00072885
-471.373 | 0.000762 | -288.6124 | 0.00073883
-469.012 | 0.000724 | -286.9459 | 0.00074914
-466.651 | 0.000687 | -285.2794 | 0.00075922
-464.29 | 0.000653 | -283.6129 | 0.00076838
-461.93 | 0.000625 | -281.9463 | 0.00077581
-459.569 | 0.000603 | -280.2798 | 0.00078061
-457.208 | 0.000588 | -278.6133 | 0.00078186
-454.847 | 0.000579 | -276.9468 | 0.00077865
-452.486 | 0.000576 | -275.2803 | 0.00077012
-450.125 | 0.000577 | -273.6138 | 0.00075564
-447.764 | 0.000581 | -271.9473 | 0.00073574
-445.403 | 0.000584 | -270.2808 | 0.00071106
-443.042 | 0.000588 | -268.6143 | 0.00068267
-440.681 | 0.000592 | -266.9478 | 0.00065204
-438.32 | 0.000595 | -265.2812 | 0.00062087
-435.959 | 0.000598 | -263.6147 | 0.000591
-433.598 | 0.000601 | -261.9482 | 0.0005642
-431.237 | 0.000603 | -260.2817 | 0.00054206
-428.876 | 0.000604 | -258.6152 | 0.00052581
-426.516 | 0.000601 | -256.9487 | 0.00051627
-424.155 | 0.000593 | -255.2822 | 0.00051423
-421.794 | 0.000581 | -253.6157 | 0.00051915
-419.433 | 0.000563 | -251.9492 | 0.00052999
-417.072 | 0.000541 | -250.2827 | 0.00054568
-414.711 | 0.000517 | -248.6161 | 0.00056494
-412.35 | 0.000493 | -246.9496 | 0.00058642
-409.989 | 0.000469 | -245.2831 | 0.00060885
-407.628 | 0.000449 | -243.6166 | 0.00063117
-405.267 | 0.000432 | -241.9501 | 0.00065255
-402.906 | 0.000419 | -240.2836 | 0.00067255
-400.545 | 0.000411 | -238.6171 | 0.00069105
-398.184 | 0.000406 | -236.9506 | 0.00070824
-395.823 | 0.000405 | -235.2841 | 0.00072452
-393.462 | 0.000407 | -233.6176 | 0.00074057
-391.102 | 0.000411 | -231.951 | 0.00075683
-388.741 | 0.000415 | -230.2845 | 0.00077362
-386.38 | 0.000417 | -228.618 | 0.00079098
-384.019 | 0.000417 | -226.9515 | 0.00080875
-381.658 | 0.000414 | -225.285 | 0.00082659
-379.297 | 0.000408 | -223.6185 | 0.00084404
-376.936 | 0.000402 | -221.952 | 0.00086061
-374.575 | 0.0004 | -220.2855 | 0.00087591
-372.214 | 0.000404 | -218.619 | 0.00088967
-369.853 | 0.000417 | -216.9525 | 0.00090178
-367.492 | 0.000438 | -215.2859 | 0.00091238
-365.131 | 0.000467 | -213.6194 | 0.00092187
-362.77 | 0.0005 | -211.9529 | 0.0009306
-360.409 | 0.000534 | -210.2864 | 0.00093891
-358.048 | 0.000564 | -208.6199 | 0.0009471
-355.688 | 0.000587 | -206.9534 | 0.00095543
-353.327 | 0.000603 | -205.2869 | 0.00096411
-350.966 | 0.000613 | -203.6204 | 0.00097337
-348.605 | 0.000618 | -201.9539 | 0.00098345
-346.244 | 0.000621 | -200.2874 | 0.00099461
-343.883 | 0.000621 | -198.6208 | 0.0010072
-341.522 | 0.00062 | -196.9543 | 0.0010215
-339.161 | 0.000618 | -195.2878 | 0.0010375
-336.8 | 0.000611 | -193.6213 | 0.0010551
-334.439 | 0.000599 | -191.9548 | 0.0010736
-332.078 | 0.000579 | -190.2883 | 0.0010923
-329.717 | 0.000551 | -188.6218 | 0.0011102
-327.356 | 0.000517 | -186.9553 | 0.0011258
-324.995 | 0.000477 | -185.2888 | 0.0011382
-322.635 | 0.000438 | -183.6223 | 0.0011463
-320.274 | 0.000403 | -181.9557 | 0.0011495
-317.913 | 0.000376 | -180.2892 | 0.0011475
-315.552 | 0.000361 | -178.6227 | 0.0011407
-313.191 | 0.000359 | -176.9562 | 0.00113
-310.83 | 0.000368 | -175.2897 | 0.0011173
-308.469 | 0.000388 | -173.6232 | 0.0011043
-306.108 | 0.000417 | -171.9567 | 0.0010928
-303.747 | 0.000453 | -170.2902 | 0.0010844
-301.386 | 0.000494 | -168.6237 | 0.0010805
-299.025 | 0.000538 | -166.9571 | 0.001082
-296.664 | 0.000585 | -165.2906 | 0.0010892
-294.303 | 0.000634 | -163.6241 | 0.0011022
-291.942 | 0.000686 | -161.9576 | 0.0011202
-289.581 | 0.000741 | -160.2911 | 0.0011424
-287.221 | 0.000799 | -158.6246 | 0.0011675
-284.86 | 0.000861 | -156.9581 | 0.001194
-282.499 | 0.000929 | -155.2916 | 0.0012203
-280.138 | 0.001004 | -153.6251 | 0.0012453
-277.777 | 0.001085 | -151.9586 | 0.001268
-275.416 | 0.001169 | -150.292 | 0.0012878
-273.055 | 0.001255 | -148.6255 | 0.0013045
-270.694 | 0.001336 | -146.959 | 0.001318
-268.333 | 0.001407 | -145.2925 | 0.0013287
-265.972 | 0.001463 | -143.626 | 0.001337
-263.611 | 0.001498 | -141.9595 | 0.0013437
-261.25 | 0.001511 | -140.293 | 0.0013497
-258.889 | 0.001502 | -138.6265 | 0.0013558
-256.528 | 0.001475 | -136.96 | 0.0013631
-254.167 | 0.001435 | -135.2935 | 0.0013724
-251.807 | 0.001389 | -133.6269 | 0.0013842
-249.446 | 0.001347 | -131.9604 | 0.0013989
-247.085 | 0.001312 | -130.2939 | 0.001417
-244.724 | 0.001289 | -128.6274 | 0.0014384
-242.363 | 0.001279 | -126.9609 | 0.001463
-240.002 | 0.001277 | -125.2944 | 0.0014909
-237.641 | 0.001281 | -123.6279 | 0.001522
-235.28 | 0.001287 | -121.9614 | 0.0015564
-232.919 | 0.001291 | -120.2949 | 0.0015947
-230.558 | 0.001293 | -118.6284 | 0.0016386
-228.197 | 0.00129 | -116.9618 | 0.0016892
-225.836 | 0.001284 | -115.2953 | 0.0017486
-223.475 | 0.001273 | -113.6288 | 0.0018193
-221.114 | 0.001258 | -111.9623 | 0.0019035
-218.753 | 0.001237 | -110.2958 | 0.0020032
-216.393 | 0.001211 | -108.6293 | 0.0021196
-214.032 | 0.00118 | -106.9628 | 0.0022532
-211.671 | 0.001145 | -105.2963 | 0.0024031
-209.31 | 0.001108 | -103.6298 | 0.002567
-206.949 | 0.001073 | -101.9633 | 0.0027415
-204.588 | 0.00104 | -100.2967 | 0.0029219
-202.227 | 0.001011 | -98.6302 | 0.0031019
-199.866 | 0.000988 | -96.9637 | 0.0032753
-197.505 | 0.00097 | -95.2972 | 0.0034362
-195.144 | 0.000959 | -93.6307 | 0.0035794
-192.783 | 0.000955 | -91.9642 | 0.0037
-190.422 | 0.000956 | -90.2977 | 0.0037939
-188.061 | 0.000964 | -88.6312 | 0.0038578
-185.7 | 0.000976 | -86.9647 | 0.003889
-183.339 | 0.000993 | -85.2982 | 0.0038857
-180.979 | 0.001013 | -83.6316 | 0.0038471
-178.618 | 0.001034 | -81.9651 | 0.0037729
-176.257 | 0.001055 | -80.2986 | 0.0036614
-173.896 | 0.001076 | -78.6321 | 0.0035175
-171.535 | 0.001095 | -76.9656 | 0.0033455
-169.174 | 0.001111 | -75.2991 | 0.0031499
-166.813 | 0.001124 | -73.6326 | 0.002936
-164.452 | 0.001131 | -71.9661 | 0.0027099
-162.091 | 0.001133 | -70.2996 | 0.0024776
-159.73 | 0.001127 | -68.6331 | 0.0022453
-157.369 | 0.001113 | -66.9665 | 0.0020183
-155.008 | 0.00109 | -65.3 | 0.0018016
-152.647 | 0.001056 | -63.6335 | 0.0015989
-150.286 | 0.001013 | -61.967 | 0.0014133
-147.925 | 0.000962 | -60.3005 | 0.0012475
-145.565 | 0.000905 | -58.634 | 0.0011003
-143.204 | 0.000846 | -56.9675 | 0.00097103
-140.843 | 0.000788 | -55.301 | 0.00085843
-138.482 | 0.000735 | -53.6345 | 0.00076077
-136.121 | 0.000691 | -51.968 | 0.0006761
-133.76 | 0.000658 | -50.3014 | 0.00060244
-131.399 | 0.000637 | -48.6349 | 0.00053789
-129.038 | 0.000631 | -46.9684 | 0.00048077
-126.677 | 0.000639 | -45.3019 | 0.00042964
-124.316 | 0.00066 | -43.6354 | 0.00038341
-121.955 | 0.000692 | -41.9689 | 0.00034146
-119.594 | 0.000733 | -40.3024 | 0.00030313
-117.233 | 0.00078 | -38.6359 | 0.00026796
-114.872 | 0.000832 | -36.9694 | 0.0002358
-112.511 | 0.000885 | -35.3029 | 0.00020656
-110.151 | 0.000937 | -33.6363 | 0.00018019
-107.79 | 0.000985 | -31.9698 | 0.00015664
-105.429 | 0.001027 | -30.3033 | 0.00013581
-103.068 | 0.001062 | -28.6368 | 0.00011759
-100.707 | 0.001092 | -26.9703 | 0.00010181
-98.3459 | 0.001115 | -25.3038 | 8.824e-05
-95.985 | 0.001134 | -23.6373 | 7.6636e-05
-93.624 | 0.001148 | -21.9708 | 6.684e-05
-91.2631 | 0.001155 | -20.3043 | 5.8388e-05
-88.9022 | 0.001156 | -18.6377 | 5.1e-05
-86.5412 | 0.001146 | -16.9712 | 4.4447e-05
-84.1803 | 0.001126 | -15.3047 | 3.8548e-05
-81.8194 | 0.001094 | -13.6382 | 3.3173e-05
-79.4584 | 0.001049 | -11.9717 | 2.824e-05
-77.0975 | 0.000992 | -10.3052 | 2.3714e-05
-74.7366 | 0.000925 | -8.6387 | 1.9588e-05
-72.3756 | 0.00085 | -6.9722 | 1.5877e-05
-70.0147 | 0.000769 | -5.3057 | 1.26e-05
-67.6538 | 0.000685 | -3.6392 | 9.7843e-06
-65.2928 | 0.0006 | -1.9726 | 7.449e-06
-62.9319 | 0.000516 | -0.30614 | 5.5394e-06
-60.571 | 0.000437 | 1.3604 | 4.0196e-06
-58.21 | 0.000363 | 3.0269 | 2.8435e-06
-55.8491 | 0.000297 | 4.6934 | 1.9592e-06
-53.4882 | 0.00024 | 6.3599 | 1.3137e-06
-51.1272 | 0.000192 | 8.0264 | 8.5654e-07
-48.7663 | 0.000153 | 9.6929 | 5.4262e-07
-46.4054 | 0.000121 | 11.3594 | 3.3377e-07
-44.0444 | 9.59e-05 | 13.0259 | 1.9922e-07
-41.6835 | 7.56e-05 | 14.6925 | 1.1531e-07
-39.3226 | 5.93e-05 | 16.359 | 6.5984e-08
-36.9616 | 4.6e-05 | 18.0255 | 3.7111e-08
-34.6007 | 3.51e-05 | 19.692 | 2.0275e-08
-32.2398 | 2.62e-05 | 21.3585 | 1.075e-08
-29.8788 | 1.89e-05 | 23.025 | 5.5279e-09
-27.5179 | 1.32e-05 | 24.6915 | 2.7548e-09
-25.157 | 8.88e-06 | 26.358 | 1.3296e-09
-22.796 | 5.69e-06 | 28.0245 | 6.2129e-10
-20.4351 | 3.48e-06 | 29.691 | 2.8093e-10
-18.0742 | 2.02e-06 | 31.3576 | 1.2288e-10
-15.7132 | 1.11e-06 | 33.0241 | 5.1982e-11
-13.3523 | 5.96e-07 | 34.6906 | 2.1262e-11
-10.9914 | 3.04e-07 | 36.3571 | 9.1035e-12
-8.6304 | 1.47e-07 | 38.0236 | 3.7604e-12
-6.2695 | 6.74e-08 | 39.6901 | 1.4968e-12
-3.9086 | 2.93e-08 | 41.3566 | 5.7422e-13
-1.5476 | 1.2e-08 | 43.0231 | 2.124e-13
0.81329 | 4.67e-09 | 44.6896 | 7.6021e-14
3.1742 | 1.71e-09 | 46.3561 | 2.7158e-14
5.5352 | 5.88e-10 | 48.0227 | 1.2218e-14
7.8961 | 1.91e-10 | 49.6892 | 1.3515e-14
10.257 | 5.82e-11 | 51.3557 | 3.1691e-14
12.618 | 1.67e-11 | 53.0222 | 8.4941e-14
14.9789 | 4.48e-12 | 54.6887 | 2.3177e-13
17.3398 | 1.13e-12 | 56.3552 | 6.609e-13
19.7007 | 2.69e-13 | 58.0217 | 1.8228e-12
22.0617 | 5.99e-14 | 59.6882 | 4.8622e-12
24.4226 | 1.49e-14 | 61.3547 | 1.2544e-11
26.7836 | 3.42e-15 | 63.0212 | 3.1307e-11
29.1445 | 7.3e-16 | 64.6878 | 7.5597e-11
31.5054 | 1.45e-16 | 66.3543 | 1.7667e-10
33.8663 | 2.68e-17 | 68.0208 | 3.9973e-10
36.2273 | 4.66e-18 | 69.6873 | 8.7596e-10
38.5882 | 8.76e-19 | 71.3538 | 1.8602e-09
40.9492 | 3.92e-19 | 73.0203 | 3.8307e-09
43.3101 | 8.79e-19 | 74.6868 | 7.9501e-09
45.671 | 4.67e-18 | 76.3533 | 1.6273e-08
48.0319 | 2.68e-17 | 78.0198 | 3.2325e-08
50.3929 | 1.46e-16 | 79.6863 | 6.2347e-08
52.7538 | 7.43e-16 | 81.3529 | 1.1683e-07
55.1147 | 3.51e-15 | 83.0194 | 2.128e-07
57.4757 | 1.54e-14 | 84.6859 | 3.7709e-07
59.8366 | 6.25e-14 | 86.3524 | 6.505e-07
62.1975 | 2.8e-13 | 88.0189 | 1.0934e-06
64.5585 | 1.19e-12 | 89.6854 | 1.7921e-06
66.9194 | 4.78e-12 | 91.3519 | 2.8671e-06
69.2803 | 1.8e-11 | 93.0184 | 4.4855e-06
71.6413 | 6.34e-11 | 94.6849 | 6.9717e-06
74.0022 | 2.11e-10 | 96.3514 | 1.0576e-05
76.3631 | 6.59e-10 | 98.018 | 1.5674e-05
78.7241 | 1.94e-09 | 99.6845 | 2.2722e-05
81.085 | 5.38e-09 | 101.351 | 3.2257e-05
83.4459 | 1.41e-08 | 103.0175 | 4.4905e-05
85.8069 | 3.49e-08 | 104.684 | 6.1378e-05
88.1678 | 8.19e-08 | 106.3505 | 8.2485e-05
90.5287 | 1.82e-07 | 108.017 | 0.00010914
92.8897 | 3.85e-07 | 109.6835 | 0.00014236
95.2506 | 7.75e-07 | 111.35 | 0.00018329
97.6115 | 1.49e-06 | 113.0165 | 0.00023367
99.9725 | 2.78e-06 | 114.6831 | 0.00029535
102.3334 | 4.99e-06 | 116.3496 | 0.00036931
104.6943 | 8.53e-06 | 118.0161 | 0.00045709
107.0553 | 1.4e-05 | 119.6826 | 0.00056014
109.4162 | 2.22e-05 | 121.3491 | 0.00067961
111.7771 | 3.41e-05 | 123.0156 | 0.00081626
114.1381 | 5.1e-05 | 124.6821 | 0.00097019
116.499 | 7.45e-05 | 126.3486 | 0.0011408
118.8599 | 0.000107 | 128.0151 | 0.0013264
121.2209 | 0.00015 | 129.6817 | 0.0015247
123.5818 | 0.000206 | 131.3482 | 0.0017323
125.9427 | 0.000278 | 133.0147 | 0.0019453
128.3037 | 0.000368 | 134.6812 | 0.0021586
130.6646 | 0.000476 | 136.3477 | 0.0023681
133.0255 | 0.000602 | 138.0142 | 0.0025704
135.3865 | 0.000744 | 139.6807 | 0.0027629
137.7474 | 0.0009 | 141.3472 | 0.0029441
140.1083 | 0.001067 | 143.0137 | 0.0031137
142.4693 | 0.001242 | 144.6802 | 0.0032722
144.8302 | 0.001426 | 146.3468 | 0.0034206
147.1911 | 0.00162 | 148.0133 | 0.0035604
149.5521 | 0.001826 | 149.6798 | 0.0036931
151.913 | 0.002047 | 151.3463 | 0.0038199
154.2739 | 0.002283 | 153.0128 | 0.0039409
156.6349 | 0.002532 | 154.6793 | 0.0040566
158.9958 | 0.002792 | 156.3458 | 0.0041668
161.3567 | 0.003053 | 158.0123 | 0.0042707
163.7177 | 0.003307 | 159.6788 | 0.004368
166.0786 | 0.003544 | 161.3453 | 0.0044582
168.4395 | 0.003753 | 163.0119 | 0.0045414
170.8005 | 0.003928 | 164.6784 | 0.0046178
173.1614 | 0.004064 | 166.3449 | 0.0046881
175.5223 | 0.004156 | 168.0114 | 0.0047527
177.8832 | 0.004203 | 169.6779 | 0.0048124
180.2442 | 0.004208 | 171.3444 | 0.0048673
182.6051 | 0.004173 | 173.0109 | 0.0049173
184.966 | 0.004102 | 174.6774 | 0.004962
187.327 | 0.004001 | 176.3439 | 0.0050007
189.6879 | 0.003879 | 178.0104 | 0.0050321
192.0488 | 0.003745 | 179.677 | 0.005055
194.4098 | 0.003606 | 181.3435 | 0.0050682
196.7707 | 0.003471 | 183.01 | 0.0050707
199.1316 | 0.003346 | 184.6765 | 0.0050617
201.4926 | 0.003234 | 186.343 | 0.005041
203.8535 | 0.003137 | 188.0095 | 0.0050086
206.2144 | 0.003053 | 189.676 | 0.0049649
208.5754 | 0.002981 | 191.3425 | 0.0049096
210.9363 | 0.002919 | 193.009 | 0.0048441
213.2972 | 0.002861 | 194.6755 | 0.0047693
215.6582 | 0.002805 | 196.3421 | 0.0046855
218.0191 | 0.002746 | 198.0086 | 0.0045932
220.38 | 0.002682 | 199.6751 | 0.0044926
222.741 | 0.002611 | 201.3416 | 0.0043839
225.1019 | 0.002534 | 203.0081 | 0.0042677
227.4628 | 0.002454 | 204.6746 | 0.0041448
229.8238 | 0.002374 | 206.3411 | 0.0040161
232.1847 | 0.0023 | 208.0076 | 0.0038831
234.5456 | 0.002235 | 209.6741 | 0.0037473
236.9066 | 0.00218 | 211.3406 | 0.0036111
239.2675 | 0.002136 | 213.0072 | 0.0034764
241.6284 | 0.0021 | 214.6737 | 0.0033452
243.9894 | 0.002067 | 216.3402 | 0.003219
246.3503 | 0.002031 | 218.0067 | 0.0030991
248.7112 | 0.001988 | 219.6732 | 0.0029863
251.0722 | 0.001932 | 221.3397 | 0.0028811
253.4331 | 0.001863 | 223.0062 | 0.0027837
255.794 | 0.001783 | 224.6727 | 0.0026939
258.155 | 0.001694 | 226.3392 | 0.002611
260.5159 | 0.001603 | 228.0057 | 0.0025342
262.8768 | 0.001515 | 229.6723 | 0.0024626
265.2378 | 0.001438 | 231.3388 | 0.0023945
267.5987 | 0.001376 | 233.0053 | 0.0023282
269.9596 | 0.001336 | 234.6718 | 0.0022622
272.3206 | 0.001318 | 236.3383 | 0.002195
274.6815 | 0.001322 | 238.0048 | 0.0021252
277.0424 | 0.001345 | 239.6713 | 0.0020517
279.4034 | 0.001381 | 241.3378 | 0.001974
281.7643 | 0.001421 | 243.0043 | 0.0018916
284.1252 | 0.001458 | 244.6708 | 0.0018046
286.4862 | 0.001483 | 246.3374 | 0.0017136
288.8471 | 0.001491 | 248.0039 | 0.0016196
291.208 | 0.001478 | 249.6704 | 0.0015237
293.569 | 0.001445 | 251.3369 | 0.0014279
295.9299 | 0.001394 | 253.0034 | 0.0013337
298.2908 | 0.001328 | 254.6699 | 0.0012424
300.6518 | 0.001253 | 256.3364 | 0.0011554
303.0127 | 0.001172 | 258.0029 | 0.0010735
305.3736 | 0.00109 | 259.6694 | 0.00099742
307.7346 | 0.00101 | 261.3359 | 0.00092743
310.0955 | 0.000935 | 263.0025 | 0.00086352
312.4564 | 0.000867 | 264.669 | 0.0008054
314.8174 | 0.000808 | 266.3355 | 0.0007526
317.1783 | 0.000757 | 268.002 | 0.0007046
319.5392 | 0.000715 | 269.6685 | 0.00066081
321.9002 | 0.000682 | 271.335 | 0.00062021
324.2611 | 0.000655 | 273.0015 | 0.00058217
326.622 | 0.000633 | 274.668 | 0.00054617
328.9829 | 0.000615 | 276.3345 | 0.0005118
331.3439 | 0.000598 | 278.0011 | 0.00047874
333.7048 | 0.00058 | 279.6676 | 0.00044681
336.0657 | 0.00056 | 281.3341 | 0.00041587
338.4267 | 0.000535 | 283.0006 | 0.0003859
340.7876 | 0.000506 | 284.6671 | 0.00035687
343.1485 | 0.000472 | 286.3336 | 0.00032882
345.5095 | 0.000434 | 288.0001 | 0.00030183
347.8704 | 0.000394 | 289.6666 | 0.00027589
350.2313 | 0.000352 | 291.3331 | 0.00025094
352.5923 | 0.00031 | 292.9996 | 0.000227
354.9532 | 0.00027 | 294.6662 | 0.00020406
357.3141 | 0.000232 | 296.3327 | 0.00018215
359.6751 | 0.000197 | 297.9992 | 0.00016135
362.036 | 0.000165 | 299.6657 | 0.00014175
364.3969 | 0.000138 | 301.3322 | 0.00012348
366.7579 | 0.000114 | 302.9987 | 0.00010668
369.1188 | 9.52e-05 | 304.6652 | 9.1515e-05
371.4797 | 7.99e-05 | 306.3317 | 7.8117e-05
373.8407 | 6.83e-05 | 307.9982 | 6.6779e-05
376.2016 | 6.01e-05 | 309.6647 | 5.7356e-05
378.5625 | 5.49e-05 | 311.3313 | 4.9791e-05
380.9235 | 5.24e-05 | 312.9978 | 4.3961e-05
383.2844 | 5.19e-05 | 314.6643 | 3.9671e-05
385.6453 | 5.28e-05 | 316.3308 | 3.6665e-05
388.0063 | 5.43e-05 | 317.9973 | 3.4646e-05
390.3672 | 5.57e-05 | 319.6638 | 3.33e-05
392.7281 | 5.6e-05 | 321.3303 | 3.2313e-05
395.0891 | 5.47e-05 | 322.9968 | 3.1404e-05
397.45 | 5.15e-05 | 324.6633 | 3.0342e-05

## BF 2.20
No. interconnectors | 2016/17 | 2017/18 | 2018/19 | 2019/20 | 2020/21 | 2021/22 | 2022/23 | 2023/24 | 2024/25 | 2025/26
GG | 4 | 4 | 4 | 5 | 7 | 9 | 12 | 12 | 13 | 16
CP | 4 | 4 | 4 | 6 | 8 | 10 | 12 | 12 | 14 | 17
SP | 4 | 4 | 4 | 4 | 4 | 5 | 7 | 9 | 11 | 12
NP | 4 | 4 | 4 | 4 | 4 | 5 | 6 | 6 | 7 | 9

## BF 2.21
interconnector capacity (MW) | 2016/17 | 2017/18 | 2018/19 | 2019/20 | 2020/21 | 2021/22 | 2022/23 | 2023/24 | 2024/25 | 2025/26
CP | 3745 | 3530 | 3530 | 5930 | 7930 | 10730 | 13200 | 13200 | 14700 | 19800
GG | 3745 | 3530 | 3530 | 4530 | 6930 | 9330 | 13200 | 13200 | 15600 | 19100
NP | 3745 | 3530 | 3530 | 3530 | 3530 | 4530 | 5530 | 5530 | 6930 | 9330
SP | 3745 | 3530 | 3530 | 3530 | 3530 | 4530 | 7300 | 9700 | 11800 | 13200
CP | -3745 | -3745 | -3745 | -6145 | -8145 | -10945 | -13415 | -13415 | -14915 | -20015
GG | -3745 | -3745 | -3745 | -4745 | -7145 | -9545 | -13415 | -13415 | -15815 | -19315
NP | -3745 | -3745 | -3745 | -3745 | -3745 | -4745 | -5745 | -5745 | -7145 | -9545
SP | -3745 | -3745 | -3745 | -3745 | -3745 | -4745 | -7515 | -9915 | -12015 | -13415

## BF 2.22
Time | Demand (MW) | Baseload (MW) | Storage (MW) | Gen 1 (MW) | Gen 2 (MW) | Gen 3 (MW) | Gen 4 (MW) | Gen 5 (MW) | Gen 6 (MW) | Gen 7 (MW) | Gen 8 (MW) | Gen 9 (MW) | Gen 10 (MW) | Gen 11 (MW) | Gen 12 (MW) | Gen 13 (MW) | Gen 14 (MW) | Gen 15 (MW) | Gen 16 (MW) | Gen 17 (MW) | Gen 18 (MW) | Gen 19 (MW) | Gen 20 (MW)
0 | 14125 | 10000 | 0 | 375 | 375 | 375 | 375 | 375 | 375 | 375 | 375 | 375 | 375 | 375 | 0 | 0 | 0 | 0 | 0 | 0 | 0 | 0 | 0
1 | 14125 | 10000 | 0 | 375 | 375 | 375 | 375 | 375 | 375 | 375 | 375 | 375 | 375 | 375 | 0 | 0 | 0 | 0 | 0 | 0 | 0 | 0 | 0
2 | 14125 | 10000 | 0 | 375 | 375 | 375 | 375 | 375 | 375 | 375 | 375 | 375 | 375 | 375 | 0 | 0 | 0 | 0 | 0 | 0 | 0 | 0 | 0
3 | 14125 | 10000 | 0 | 375 | 375 | 375 | 375 | 375 | 375 | 375 | 375 | 375 | 375 | 375 | 0 | 0 | 0 | 0 | 0 | 0 | 0 | 0 | 0
4 | 14125 | 10000 | 0 | 375 | 375 | 375 | 375 | 375 | 375 | 375 | 375 | 375 | 375 | 375 | 0 | 0 | 0 | 0 | 0 | 0 | 0 | 0 | 0
5 | 14125 | 10000 | 0 | 375 | 375 | 375 | 375 | 375 | 375 | 375 | 375 | 375 | 375 | 375 | 0 | 0 | 0 | 0 | 0 | 0 | 0 | 0 | 0
6 | 14125 | 10000 | 0 | 375 | 375 | 375 | 375 | 375 | 375 | 375 | 375 | 375 | 375 | 375 | 0 | 0 | 0 | 0 | 0 | 0 | 0 | 0 | 0
7 | 14125 | 10000 | 0 | 375 | 375 | 375 | 375 | 375 | 375 | 375 | 375 | 375 | 375 | 375 | 0 | 0 | 0 | 0 | 0 | 0 | 0 | 0 | 0
8 | 14125 | 10000 | 0 | 375 | 375 | 375 | 375 | 375 | 375 | 375 | 375 | 375 | 375 | 375 | 0 | 0 | 0 | 0 | 0 | 0 | 0 | 0 | 0
9 | 14125 | 10000 | 0 | 375 | 375 | 375 | 375 | 375 | 375 | 375 | 375 | 375 | 375 | 375 | 0 | 0 | 0 | 0 | 0 | 0 | 0 | 0 | 0
10 | 14125 | 10000 | 0 | 375 | 375 | 375 | 375 | 375 | 375 | 375 | 375 | 375 | 375 | 375 | 0 | 0 | 0 | 0 | 0 | 0 | 0 | 0 | 0
11 | 14125 | 10000 | 0 | 375 | 375 | 375 | 375 | 375 | 375 | 375 | 375 | 375 | 375 | 375 | 0 | 0 | 0 | 0 | 0 | 0 | 0 | 0 | 0
12 | 14125 | 10000 | 0 | 375 | 375 | 375 | 375 | 375 | 375 | 375 | 375 | 375 | 375 | 375 | 0 | 0 | 0 | 0 | 0 | 0 | 0 | 0 | 0
13 | 14125 | 10000 | 0 | 375 | 375 | 375 | 375 | 375 | 375 | 375 | 375 | 375 | 375 | 375 | 0 | 0 | 0 | 0 | 0 | 0 | 0 | 0 | 0
14 | 14125 | 10000 | 0 | 375 | 375 | 375 | 375 | 375 | 375 | 375 | 375 | 375 | 375 | 375 | 0 | 0 | 0 | 0 | 0 | 0 | 0 | 0 | 0
15 | 14125 | 10000 | 0 | 375 | 375 | 375 | 375 | 375 | 375 | 375 | 375 | 375 | 375 | 375 | 0 | 0 | 0 | 0 | 0 | 0 | 0 | 0 | 0
16 | 14125 | 10000 | 0 | 375 | 375 | 375 | 375 | 375 | 375 | 375 | 375 | 375 | 375 | 375 | 0 | 0 | 0 | 0 | 0 | 0 | 0 | 0 | 0
17 | 14125 | 10000 | 0 | 375 | 375 | 375 | 375 | 375 | 375 | 375 | 375 | 375 | 375 | 375 | 0 | 0 | 0 | 0 | 0 | 0 | 0 | 0 | 0
18 | 14125 | 10000 | 0 | 375 | 375 | 375 | 375 | 375 | 375 | 375 | 375 | 375 | 375 | 375 | 0 | 0 | 0 | 0 | 0 | 0 | 0 | 0 | 0
19 | 14125 | 10000 | 0 | 375 | 375 | 375 | 375 | 375 | 375 | 375 | 375 | 375 | 375 | 375 | 0 | 0 | 0 | 0 | 0 | 0 | 0 | 0 | 0
20 | 14125 | 10000 | 0 | 375 | 375 | 375 | 375 | 375 | 375 | 375 | 375 | 375 | 375 | 375 | 0 | 0 | 0 | 0 | 0 | 0 | 0 | 0 | 0
21 | 14125 | 10000 | 0 | 375 | 375 | 375 | 375 | 375 | 375 | 375 | 375 | 375 | 375 | 375 | 0 | 0 | 0 | 0 | 0 | 0 | 0 | 0 | 0
22 | 14125 | 10000 | 0 | 375 | 375 | 375 | 375 | 375 | 375 | 375 | 375 | 375 | 375 | 375 | 0 | 0 | 0 | 0 | 0 | 0 | 0 | 0 | 0
23 | 14125 | 10000 | 0 | 375 | 375 | 375 | 375 | 375 | 375 | 375 | 375 | 375 | 375 | 375 | 0 | 0 | 0 | 0 | 0 | 0 | 0 | 0 | 0
24 | 14125 | 10000 | 0 | 387 | 375 | 375 | 375 | 375 | 375 | 375 | 375 | 375 | 375 | 375 | 0 | 0 | 0 | 0 | 0 | 0 | 0 | 0 | 0
25 | 14325 | 10000 | 164 | 399 | 387 | 375 | 375 | 375 | 375 | 375 | 375 | 375 | 375 | 375 | 0 | 0 | 0 | 0 | 0 | 0 | 0 | 0 | 0
26 | 14525 | 10000 | 328 | 411 | 399 | 387 | 375 | 375 | 375 | 375 | 375 | 375 | 375 | 375 | 0 | 0 | 0 | 0 | 0 | 0 | 0 | 0 | 0
27 | 14725 | 10000 | 480 | 423 | 411 | 399 | 387 | 375 | 375 | 375 | 375 | 375 | 375 | 375 | 0 | 0 | 0 | 0 | 0 | 0 | 0 | 0 | 0
28 | 14925 | 10000 | 620 | 435 | 423 | 411 | 399 | 387 | 375 | 375 | 375 | 375 | 375 | 375 | 0 | 0 | 0 | 0 | 0 | 0 | 0 | 0 | 0
29 | 15125 | 10000 | 748 | 447 | 435 | 423 | 411 | 399 | 387 | 375 | 375 | 375 | 375 | 375 | 0 | 0 | 0 | 0 | 0 | 0 | 0 | 0 | 0
30 | 15325 | 10000 | 864 | 459 | 447 | 435 | 423 | 411 | 399 | 387 | 375 | 375 | 375 | 375 | 0 | 0 | 0 | 0 | 0 | 0 | 0 | 0 | 0
31 | 15525 | 10000 | 968 | 471 | 459 | 447 | 435 | 423 | 411 | 399 | 387 | 375 | 375 | 375 | 0 | 0 | 0 | 0 | 0 | 0 | 0 | 0 | 0
32 | 15725 | 10000 | 1060 | 483 | 471 | 459 | 447 | 435 | 423 | 411 | 399 | 387 | 375 | 375 | 0 | 0 | 0 | 0 | 0 | 0 | 0 | 0 | 0
33 | 15925 | 10000 | 1140 | 495 | 483 | 471 | 459 | 447 | 435 | 423 | 411 | 399 | 387 | 375 | 0 | 0 | 0 | 0 | 0 | 0 | 0 | 0 | 0
34 | 16125 | 10000 | 1165 | 500 | 495 | 483 | 471 | 459 | 447 | 435 | 423 | 411 | 399 | 387 | 50 | 0 | 0 | 0 | 0 | 0 | 0 | 0 | 0
35 | 16125 | 10000 | 1002 | 500 | 500 | 495 | 483 | 471 | 459 | 447 | 435 | 423 | 411 | 399 | 100 | 0 | 0 | 0 | 0 | 0 | 0 | 0 | 0
36 | 16125 | 10000 | 901 | 500 | 500 | 500 | 495 | 483 | 471 | 459 | 447 | 435 | 423 | 411 | 100 | 0 | 0 | 0 | 0 | 0 | 0 | 0 | 0
37 | 16125 | 10000 | 812 | 500 | 500 | 500 | 500 | 495 | 483 | 471 | 459 | 447 | 435 | 423 | 100 | 0 | 0 | 0 | 0 | 0 | 0 | 0 | 0
38 | 16125 | 10000 | 735 | 500 | 500 | 500 | 500 | 500 | 495 | 483 | 471 | 459 | 447 | 435 | 100 | 0 | 0 | 0 | 0 | 0 | 0 | 0 | 0
39 | 16125 | 10000 | 620 | 500 | 500 | 500 | 500 | 500 | 500 | 495 | 483 | 471 | 459 | 447 | 100 | 50 | 0 | 0 | 0 | 0 | 0 | 0 | 0
40 | 16125 | 10000 | 517 | 500 | 500 | 500 | 500 | 500 | 500 | 500 | 495 | 483 | 471 | 459 | 100 | 100 | 0 | 0 | 0 | 0 | 0 | 0 | 0
41 | 16125 | 10000 | 476 | 500 | 500 | 500 | 500 | 500 | 500 | 500 | 500 | 495 | 483 | 471 | 100 | 100 | 0 | 0 | 0 | 0 | 0 | 0 | 0
42 | 16125 | 10000 | 447 | 500 | 500 | 500 | 500 | 500 | 500 | 500 | 500 | 500 | 495 | 483 | 100 | 100 | 0 | 0 | 0 | 0 | 0 | 0 | 0
43 | 16125 | 10000 | 430 | 500 | 500 | 500 | 500 | 500 | 500 | 500 | 500 | 500 | 500 | 495 | 100 | 100 | 0 | 0 | 0 | 0 | 0 | 0 | 0
44 | 16125 | 10000 | 417 | 500 | 500 | 500 | 500 | 500 | 500 | 500 | 500 | 500 | 500 | 500 | 100 | 100 | 8 | 0 | 0 | 0 | 0 | 0 | 0
45 | 16125 | 10000 | 409 | 500 | 500 | 500 | 500 | 500 | 500 | 500 | 500 | 500 | 500 | 500 | 100 | 100 | 16 | 0 | 0 | 0 | 0 | 0 | 0
46 | 16125 | 10000 | 401 | 500 | 500 | 500 | 500 | 500 | 500 | 500 | 500 | 500 | 500 | 500 | 100 | 100 | 24 | 0 | 0 | 0 | 0 | 0 | 0
47 | 16125 | 10000 | 393 | 500 | 500 | 500 | 500 | 500 | 500 | 500 | 500 | 500 | 500 | 500 | 100 | 100 | 32 | 0 | 0 | 0 | 0 | 0 | 0
48 | 16125 | 10000 | 385 | 500 | 500 | 500 | 500 | 500 | 500 | 500 | 500 | 500 | 500 | 500 | 100 | 100 | 40 | 0 | 0 | 0 | 0 | 0 | 0
49 | 16125 | 10000 | 377 | 500 | 500 | 500 | 500 | 500 | 500 | 500 | 500 | 500 | 500 | 500 | 100 | 100 | 48 | 0 | 0 | 0 | 0 | 0 | 0
50 | 16125 | 10000 | 369 | 500 | 500 | 500 | 500 | 500 | 500 | 500 | 500 | 500 | 500 | 500 | 100 | 100 | 56 | 0 | 0 | 0 | 0 | 0 | 0
51 | 16125 | 10000 | 361 | 500 | 500 | 500 | 500 | 500 | 500 | 500 | 500 | 500 | 500 | 500 | 100 | 100 | 64 | 0 | 0 | 0 | 0 | 0 | 0
52 | 16125 | 10000 | 353 | 500 | 500 | 500 | 500 | 500 | 500 | 500 | 500 | 500 | 500 | 500 | 100 | 100 | 72 | 0 | 0 | 0 | 0 | 0 | 0
53 | 16125 | 10000 | 345 | 500 | 500 | 500 | 500 | 500 | 500 | 500 | 500 | 500 | 500 | 500 | 100 | 100 | 80 | 0 | 0 | 0 | 0 | 0 | 0
54 | 16125 | 10000 | 337 | 500 | 500 | 500 | 500 | 500 | 500 | 500 | 500 | 500 | 500 | 500 | 100 | 100 | 88 | 0 | 0 | 0 | 0 | 0 | 0
55 | 16125 | 10000 | 329 | 500 | 500 | 500 | 500 | 500 | 500 | 500 | 500 | 500 | 500 | 500 | 100 | 100 | 96 | 0 | 0 | 0 | 0 | 0 | 0
56 | 16125 | 10000 | 321 | 500 | 500 | 500 | 500 | 500 | 500 | 500 | 500 | 500 | 500 | 500 | 100 | 100 | 104 | 0 | 0 | 0 | 0 | 0 | 0
57 | 16125 | 10000 | 313 | 500 | 500 | 500 | 500 | 500 | 500 | 500 | 500 | 500 | 500 | 500 | 100 | 100 | 112 | 0 | 0 | 0 | 0 | 0 | 0
58 | 16125 | 10000 | 305 | 500 | 500 | 500 | 500 | 500 | 500 | 500 | 500 | 500 | 500 | 500 | 100 | 100 | 120 | 0 | 0 | 0 | 0 | 0 | 0
59 | 16125 | 10000 | 297 | 500 | 500 | 500 | 500 | 500 | 500 | 500 | 500 | 500 | 500 | 500 | 100 | 100 | 128 | 0 | 0 | 0 | 0 | 0 | 0
60 | 16125 | 10000 | 289 | 500 | 500 | 500 | 500 | 500 | 500 | 500 | 500 | 500 | 500 | 500 | 100 | 100 | 136 | 0 | 0 | 0 | 0 | 0 | 0
61 | 16125 | 10000 | 281 | 500 | 500 | 500 | 500 | 500 | 500 | 500 | 500 | 500 | 500 | 500 | 100 | 100 | 144 | 0 | 0 | 0 | 0 | 0 | 0
62 | 16125 | 10000 | 273 | 500 | 500 | 500 | 500 | 500 | 500 | 500 | 500 | 500 | 500 | 500 | 100 | 100 | 152 | 0 | 0 | 0 | 0 | 0 | 0
63 | 16125 | 10000 | 265 | 500 | 500 | 500 | 500 | 500 | 500 | 500 | 500 | 500 | 500 | 500 | 100 | 100 | 160 | 0 | 0 | 0 | 0 | 0 | 0
64 | 16125 | 10000 | 257 | 500 | 500 | 500 | 500 | 500 | 500 | 500 | 500 | 500 | 500 | 500 | 100 | 100 | 168 | 0 | 0 | 0 | 0 | 0 | 0
65 | 16125 | 10000 | 249 | 500 | 500 | 500 | 500 | 500 | 500 | 500 | 500 | 500 | 500 | 500 | 100 | 100 | 176 | 0 | 0 | 0 | 0 | 0 | 0
66 | 16125 | 10000 | 241 | 500 | 500 | 500 | 500 | 500 | 500 | 500 | 500 | 500 | 500 | 500 | 100 | 100 | 184 | 0 | 0 | 0 | 0 | 0 | 0
67 | 16125 | 10000 | 233 | 500 | 500 | 500 | 500 | 500 | 500 | 500 | 500 | 500 | 500 | 500 | 100 | 100 | 192 | 0 | 0 | 0 | 0 | 0 | 0
68 | 16125 | 10000 | 225 | 500 | 500 | 500 | 500 | 500 | 500 | 500 | 500 | 500 | 500 | 500 | 100 | 100 | 200 | 0 | 0 | 0 | 0 | 0 | 0
69 | 16125 | 10000 | 217 | 500 | 500 | 500 | 500 | 500 | 500 | 500 | 500 | 500 | 500 | 500 | 100 | 100 | 208 | 0 | 0 | 0 | 0 | 0 | 0
70 | 16125 | 10000 | 209 | 500 | 500 | 500 | 500 | 500 | 500 | 500 | 500 | 500 | 500 | 500 | 100 | 100 | 216 | 0 | 0 | 0 | 0 | 0 | 0
71 | 16125 | 10000 | 201 | 500 | 500 | 500 | 500 | 500 | 500 | 500 | 500 | 500 | 500 | 500 | 100 | 100 | 224 | 0 | 0 | 0 | 0 | 0 | 0
72 | 16125 | 10000 | 193 | 500 | 500 | 500 | 500 | 500 | 500 | 500 | 500 | 500 | 500 | 500 | 100 | 100 | 232 | 0 | 0 | 0 | 0 | 0 | 0
73 | 16125 | 10000 | 185 | 500 | 500 | 500 | 500 | 500 | 500 | 500 | 500 | 500 | 500 | 500 | 100 | 100 | 240 | 0 | 0 | 0 | 0 | 0 | 0
74 | 16125 | 10000 | 177 | 500 | 500 | 500 | 500 | 500 | 500 | 500 | 500 | 500 | 500 | 500 | 100 | 100 | 248 | 0 | 0 | 0 | 0 | 0 | 0
75 | 16125 | 10000 | 169 | 500 | 500 | 500 | 500 | 500 | 500 | 500 | 500 | 500 | 500 | 500 | 100 | 100 | 256 | 0 | 0 | 0 | 0 | 0 | 0
76 | 16125 | 10000 | 161 | 500 | 500 | 500 | 500 | 500 | 500 | 500 | 500 | 500 | 500 | 500 | 100 | 100 | 264 | 0 | 0 | 0 | 0 | 0 | 0
77 | 16125 | 10000 | 153 | 500 | 500 | 500 | 500 | 500 | 500 | 500 | 500 | 500 | 500 | 500 | 100 | 100 | 272 | 0 | 0 | 0 | 0 | 0 | 0
78 | 16125 | 10000 | 145 | 500 | 500 | 500 | 500 | 500 | 500 | 500 | 500 | 500 | 500 | 500 | 100 | 100 | 280 | 0 | 0 | 0 | 0 | 0 | 0
79 | 16125 | 10000 | 137 | 500 | 500 | 500 | 500 | 500 | 500 | 500 | 500 | 500 | 500 | 500 | 100 | 100 | 288 | 0 | 0 | 0 | 0 | 0 | 0
80 | 16125 | 10000 | 129 | 500 | 500 | 500 | 500 | 500 | 500 | 500 | 500 | 500 | 500 | 500 | 100 | 100 | 296 | 0 | 0 | 0 | 0 | 0 | 0
81 | 16125 | 10000 | 121 | 500 | 500 | 500 | 500 | 500 | 500 | 500 | 500 | 500 | 500 | 500 | 100 | 100 | 304 | 0 | 0 | 0 | 0 | 0 | 0
82 | 16125 | 10000 | 113 | 500 | 500 | 500 | 500 | 500 | 500 | 500 | 500 | 500 | 500 | 500 | 100 | 100 | 312 | 0 | 0 | 0 | 0 | 0 | 0
83 | 16125 | 10000 | 105 | 500 | 500 | 500 | 500 | 500 | 500 | 500 | 500 | 500 | 500 | 500 | 100 | 100 | 320 | 0 | 0 | 0 | 0 | 0 | 0
84 | 16125 | 10000 | 97 | 500 | 500 | 500 | 500 | 500 | 500 | 500 | 500 | 500 | 500 | 500 | 100 | 100 | 328 | 0 | 0 | 0 | 0 | 0 | 0
85 | 16125 | 10000 | 89 | 500 | 500 | 500 | 500 | 500 | 500 | 500 | 500 | 500 | 500 | 500 | 100 | 100 | 336 | 0 | 0 | 0 | 0 | 0 | 0
86 | 16125 | 10000 | 81 | 500 | 500 | 500 | 500 | 500 | 500 | 500 | 500 | 500 | 500 | 500 | 100 | 100 | 344 | 0 | 0 | 0 | 0 | 0 | 0
87 | 16125 | 10000 | 73 | 500 | 500 | 500 | 500 | 500 | 500 | 500 | 500 | 500 | 500 | 500 | 100 | 100 | 352 | 0 | 0 | 0 | 0 | 0 | 0
88 | 16125 | 10000 | 65 | 500 | 500 | 500 | 500 | 500 | 500 | 500 | 500 | 500 | 500 | 500 | 100 | 100 | 360 | 0 | 0 | 0 | 0 | 0 | 0
89 | 16125 | 10000 | 57 | 500 | 500 | 500 | 500 | 500 | 500 | 500 | 500 | 500 | 500 | 500 | 100 | 100 | 368 | 0 | 0 | 0 | 0 | 0 | 0
90 | 16125 | 10000 | 49 | 500 | 500 | 500 | 500 | 500 | 500 | 500 | 500 | 500 | 500 | 500 | 100 | 100 | 376 | 0 | 0 | 0 | 0 | 0 | 0
91 | 16125 | 10000 | 41 | 500 | 500 | 500 | 500 | 500 | 500 | 500 | 500 | 500 | 500 | 500 | 100 | 100 | 384 | 0 | 0 | 0 | 0 | 0 | 0
92 | 16125 | 10000 | 33 | 500 | 500 | 500 | 500 | 500 | 500 | 500 | 500 | 500 | 500 | 500 | 100 | 100 | 392 | 0 | 0 | 0 | 0 | 0 | 0
93 | 16125 | 10000 | 25 | 500 | 500 | 500 | 500 | 500 | 500 | 500 | 500 | 500 | 500 | 500 | 100 | 100 | 400 | 0 | 0 | 0 | 0 | 0 | 0
94 | 16125 | 10000 | 17 | 500 | 500 | 500 | 500 | 500 | 500 | 500 | 500 | 500 | 500 | 500 | 100 | 100 | 408 | 0 | 0 | 0 | 0 | 0 | 0
95 | 16125 | 10000 | 9 | 500 | 500 | 500 | 500 | 500 | 500 | 500 | 500 | 500 | 500 | 500 | 100 | 100 | 416 | 0 | 0 | 0 | 0 | 0 | 0
96 | 16125 | 10000 | 1 | 500 | 500 | 500 | 500 | 500 | 500 | 500 | 500 | 500 | 500 | 500 | 100 | 100 | 424 | 0 | 0 | 0 | 0 | 0 | 0
97 | 16125 | 10000 | 0 | 500 | 500 | 500 | 500 | 500 | 500 | 500 | 500 | 500 | 500 | 500 | 100 | 100 | 425 | 0 | 0 | 0 | 0 | 0 | 0
98 | 16125 | 10000 | 0 | 500 | 500 | 500 | 500 | 500 | 500 | 500 | 500 | 500 | 500 | 500 | 100 | 100 | 425 | 0 | 0 | 0 | 0 | 0 | 0
99 | 16125 | 10000 | 0 | 500 | 500 | 500 | 500 | 500 | 500 | 500 | 500 | 500 | 500 | 500 | 100 | 100 | 425 | 0 | 0 | 0 | 0 | 0 | 0
100 | 16125 | 10000 | 0 | 500 | 500 | 500 | 500 | 500 | 500 | 500 | 500 | 500 | 500 | 500 | 100 | 100 | 425 | 0 | 0 | 0 | 0 | 0 | 0
101 | 16125 | 10000 | 0 | 500 | 500 | 500 | 500 | 500 | 500 | 500 | 500 | 500 | 500 | 500 | 100 | 100 | 425 | 0 | 0 | 0 | 0 | 0 | 0
102 | 16125 | 10000 | 0 | 500 | 500 | 500 | 500 | 500 | 500 | 500 | 500 | 500 | 500 | 500 | 100 | 100 | 425 | 0 | 0 | 0 | 0 | 0 | 0
103 | 16125 | 10000 | 0 | 500 | 500 | 500 | 500 | 500 | 500 | 500 | 500 | 500 | 500 | 500 | 100 | 100 | 425 | 0 | 0 | 0 | 0 | 0 | 0
104 | 16125 | 10000 | 0 | 500 | 500 | 500 | 500 | 500 | 500 | 500 | 500 | 500 | 500 | 500 | 100 | 100 | 425 | 0 | 0 | 0 | 0 | 0 | 0
105 | 16125 | 10000 | 0 | 500 | 500 | 500 | 500 | 500 | 500 | 500 | 500 | 500 | 500 | 500 | 100 | 100 | 425 | 0 | 0 | 0 | 0 | 0 | 0
106 | 16125 | 10000 | 0 | 500 | 500 | 500 | 500 | 500 | 500 | 500 | 500 | 500 | 500 | 500 | 100 | 100 | 425 | 0 | 0 | 0 | 0 | 0 | 0
107 | 16125 | 10000 | 0 | 500 | 500 | 500 | 500 | 500 | 500 | 500 | 500 | 500 | 500 | 500 | 100 | 100 | 425 | 0 | 0 | 0 | 0 | 0 | 0
108 | 16125 | 10000 | 0 | 500 | 500 | 500 | 500 | 500 | 500 | 500 | 500 | 500 | 500 | 500 | 100 | 100 | 425 | 0 | 0 | 0 | 0 | 0 | 0
109 | 16125 | 10000 | 0 | 500 | 500 | 500 | 500 | 500 | 500 | 500 | 500 | 500 | 500 | 500 | 100 | 100 | 425 | 0 | 0 | 0 | 0 | 0 | 0
110 | 16125 | 10000 | 0 | 500 | 500 | 500 | 500 | 500 | 500 | 500 | 500 | 500 | 500 | 500 | 100 | 100 | 425 | 0 | 0 | 0 | 0 | 0 | 0
111 | 16125 | 10000 | 0 | 500 | 500 | 500 | 500 | 500 | 500 | 500 | 500 | 500 | 500 | 500 | 100 | 100 | 425 | 0 | 0 | 0 | 0 | 0 | 0
112 | 16125 | 10000 | 0 | 500 | 500 | 500 | 500 | 500 | 500 | 500 | 500 | 500 | 500 | 500 | 100 | 100 | 425 | 0 | 0 | 0 | 0 | 0 | 0
113 | 16125 | 10000 | 0 | 500 | 500 | 500 | 500 | 500 | 500 | 500 | 500 | 500 | 500 | 500 | 100 | 100 | 425 | 0 | 0 | 0 | 0 | 0 | 0
114 | 16125 | 10000 | 0 | 500 | 500 | 500 | 500 | 500 | 500 | 500 | 500 | 500 | 500 | 500 | 100 | 100 | 425 | 0 | 0 | 0 | 0 | 0 | 0
115 | 16125 | 10000 | 0 | 500 | 500 | 500 | 500 | 500 | 500 | 500 | 500 | 500 | 500 | 500 | 100 | 100 | 425 | 0 | 0 | 0 | 0 | 0 | 0
116 | 16125 | 10000 | 0 | 500 | 500 | 500 | 500 | 500 | 500 | 500 | 500 | 500 | 500 | 500 | 100 | 100 | 425 | 0 | 0 | 0 | 0 | 0 | 0
117 | 16125 | 10000 | 0 | 500 | 500 | 500 | 500 | 500 | 500 | 500 | 500 | 500 | 500 | 500 | 100 | 100 | 425 | 0 | 0 | 0 | 0 | 0 | 0
118 | 16125 | 10000 | 0 | 500 | 500 | 500 | 500 | 500 | 500 | 500 | 500 | 500 | 500 | 500 | 100 | 100 | 425 | 0 | 0 | 0 | 0 | 0 | 0
119 | 16125 | 10000 | 0 | 500 | 500 | 500 | 500 | 500 | 500 | 500 | 500 | 500 | 500 | 500 | 100 | 100 | 425 | 0 | 0 | 0 | 0 | 0 | 0
120 | 16125 | 10000 | 0 | 500 | 500 | 500 | 500 | 500 | 500 | 500 | 500 | 500 | 500 | 500 | 100 | 100 | 425 | 0 | 0 | 0 | 0 | 0 | 0
121 | 16125 | 10000 | 0 | 500 | 500 | 500 | 500 | 500 | 500 | 500 | 500 | 500 | 500 | 500 | 100 | 100 | 425 | 0 | 0 | 0 | 0 | 0 | 0

## BF 2.23
Time | Reqired ramp rate (MW/min) | Storage (MW/min) | Reserve (MW/min)
0 | 0 | 0 | 0
1 | 0 | 0 | 0
2 | 0 | 0 | 0
3 | 0 | 0 | 0
4 | 0 | 0 | 0
5 | 0 | 0 | 0
6 | 0 | 0 | 0
7 | 0 | 0 | 0
8 | 0 | 0 | 0
9 | 0 | 0 | 0
10 | 0 | 0 | 0
11 | 0 | 0 | 0
12 | 0 | 0 | 0
13 | 0 | 0 | 0
14 | 0 | 0 | 0
15 | 0 | 0 | 0
16 | 0 | 0 | 0
17 | 0 | 0 | 0
18 | 0 | 0 | 0
19 | 0 | 0 | 0
20 | 0 | 0 | 0
21 | 0 | 0 | 0
22 | 0 | 0 | 0
23 | 0 | 0 | 12
24 | 200 | 164 | 24
25 | 200 | 164 | 36
26 | 200 | 152 | 48
27 | 200 | 140 | 60
28 | 200 | 128 | 72
29 | 200 | 116 | 84
30 | 200 | 104 | 96
31 | 200 | 92 | 108
32 | 200 | 80 | 120
33 | 200 | 25 | 175
34 | 0 | -163 | 163
35 | 0 | -101 | 101
36 | 0 | -89 | 89
37 | 0 | -77 | 77
38 | 0 | -115 | 115
39 | 0 | -103 | 103
40 | 0 | -41 | 41
41 | 0 | -29 | 29
42 | 0 | -17 | 17
43 | 0 | -13 | 13
44 | 0 | -8 | 8
45 | 0 | -8 | 8
46 | 0 | -8 | 8
47 | 0 | -8 | 8
48 | 0 | -8 | 8
49 | 0 | -8 | 8
50 | 0 | -8 | 8
51 | 0 | -8 | 8
52 | 0 | -8 | 8
53 | 0 | -8 | 8
54 | 0 | -8 | 8
55 | 0 | -8 | 8
56 | 0 | -8 | 8
57 | 0 | -8 | 8
58 | 0 | -8 | 8
59 | 0 | -8 | 8
60 | 0 | -8 | 8
61 | 0 | -8 | 8
62 | 0 | -8 | 8
63 | 0 | -8 | 8
64 | 0 | -8 | 8
65 | 0 | -8 | 8
66 | 0 | -8 | 8
67 | 0 | -8 | 8
68 | 0 | -8 | 8
69 | 0 | -8 | 8
70 | 0 | -8 | 8
71 | 0 | -8 | 8
72 | 0 | -8 | 8
73 | 0 | -8 | 8
74 | 0 | -8 | 8
75 | 0 | -8 | 8
76 | 0 | -8 | 8
77 | 0 | -8 | 8
78 | 0 | -8 | 8
79 | 0 | -8 | 8
80 | 0 | -8 | 8
81 | 0 | -8 | 8
82 | 0 | -8 | 8
83 | 0 | -8 | 8
84 | 0 | -8 | 8
85 | 0 | -8 | 8
86 | 0 | -8 | 8
87 | 0 | -8 | 8
88 | 0 | -8 | 8
89 | 0 | -8 | 8
90 | 0 | -8 | 8
91 | 0 | -8 | 8
92 | 0 | -8 | 8
93 | 0 | -8 | 8
94 | 0 | -8 | 8
95 | 0 | -8 | 8
96 | 0 | -1 | 1
97 | 0 | 0 | 0
98 | 0 | 0 | 0
99 | 0 | 0 | 0
100 | 0 | 0 | 0
101 | 0 | 0 | 0
102 | 0 | 0 | 0
103 | 0 | 0 | 0
104 | 0 | 0 | 0
105 | 0 | 0 | 0
106 | 0 | 0 | 0
107 | 0 | 0 | 0
108 | 0 | 0 | 0
109 | 0 | 0 | 0
110 | 0 | 0 | 0
111 | 0 | 0 | 0
112 | 0 | 0 | 0
113 | 0 | 0 | 0
114 | 0 | 0 | 0
115 | 0 | 0 | 0
116 | 0 | 0 | 0
117 | 0 | 0 | 0
118 | 0 | 0 | 0
119 | 0 | 0 | 0
120 | 0 | 0 | 0

## BF 2.24
Time | Demand (MW) | Baseload (MW) | Storage (MW) | Gen 1 (MW) | Gen 2 (MW) | Gen 3 (MW) | Gen 4 (MW) | Gen 5 (MW) | Gen 6 (MW) | Gen 7 (MW) | Gen 8 (MW) | Gen 9 (MW) | Gen 10 (MW) | Gen 11 (MW) | Gen 12 (MW) | Gen 13 (MW) | Gen 14 (MW) | Gen 15 (MW) | Gen 16 (MW) | Gen 17 (MW) | Gen 18 (MW) | Gen 19 (MW) | Gen 20 (MW)
0 | 14125 | 10000 | 0 | 375 | 375 | 375 | 375 | 375 | 375 | 375 | 375 | 375 | 375 | 375 | 0 | 0 | 0 | 0 | 0 | 0 | 0 | 0 | 0
1 | 14125 | 10000 | 0 | 375 | 375 | 375 | 375 | 375 | 375 | 375 | 375 | 375 | 375 | 375 | 0 | 0 | 0 | 0 | 0 | 0 | 0 | 0 | 0
2 | 14125 | 10000 | 0 | 375 | 375 | 375 | 375 | 375 | 375 | 375 | 375 | 375 | 375 | 375 | 0 | 0 | 0 | 0 | 0 | 0 | 0 | 0 | 0
3 | 14125 | 10000 | 0 | 375 | 375 | 375 | 375 | 375 | 375 | 375 | 375 | 375 | 375 | 375 | 0 | 0 | 0 | 0 | 0 | 0 | 0 | 0 | 0
4 | 14125 | 10000 | 0 | 375 | 375 | 375 | 375 | 375 | 375 | 375 | 375 | 375 | 375 | 375 | 0 | 0 | 0 | 0 | 0 | 0 | 0 | 0 | 0
5 | 14125 | 10000 | 0 | 375 | 375 | 375 | 375 | 375 | 375 | 375 | 375 | 375 | 375 | 375 | 0 | 0 | 0 | 0 | 0 | 0 | 0 | 0 | 0
6 | 14125 | 10000 | 0 | 375 | 375 | 375 | 375 | 375 | 375 | 375 | 375 | 375 | 375 | 375 | 0 | 0 | 0 | 0 | 0 | 0 | 0 | 0 | 0
7 | 14125 | 10000 | 0 | 375 | 375 | 375 | 375 | 375 | 375 | 375 | 375 | 375 | 375 | 375 | 0 | 0 | 0 | 0 | 0 | 0 | 0 | 0 | 0
8 | 14125 | 10000 | 0 | 375 | 375 | 375 | 375 | 375 | 375 | 375 | 375 | 375 | 375 | 375 | 0 | 0 | 0 | 0 | 0 | 0 | 0 | 0 | 0
9 | 14125 | 10000 | 0 | 375 | 375 | 375 | 375 | 375 | 375 | 375 | 375 | 375 | 375 | 375 | 0 | 0 | 0 | 0 | 0 | 0 | 0 | 0 | 0
10 | 14125 | 10000 | 0 | 375 | 375 | 375 | 375 | 375 | 375 | 375 | 375 | 375 | 375 | 375 | 0 | 0 | 0 | 0 | 0 | 0 | 0 | 0 | 0
11 | 14125 | 10000 | 0 | 375 | 375 | 375 | 375 | 375 | 375 | 375 | 375 | 375 | 375 | 375 | 0 | 0 | 0 | 0 | 0 | 0 | 0 | 0 | 0
12 | 14125 | 10000 | 0 | 375 | 375 | 375 | 375 | 375 | 375 | 375 | 375 | 375 | 375 | 375 | 0 | 0 | 0 | 0 | 0 | 0 | 0 | 0 | 0
13 | 14125 | 10000 | 0 | 375 | 375 | 375 | 375 | 375 | 375 | 375 | 375 | 375 | 375 | 375 | 0 | 0 | 0 | 0 | 0 | 0 | 0 | 0 | 0
14 | 14125 | 10000 | 0 | 375 | 375 | 375 | 375 | 375 | 375 | 375 | 375 | 375 | 375 | 375 | 0 | 0 | 0 | 0 | 0 | 0 | 0 | 0 | 0
15 | 14125 | 10000 | 0 | 375 | 375 | 375 | 375 | 375 | 375 | 375 | 375 | 375 | 375 | 375 | 0 | 0 | 0 | 0 | 0 | 0 | 0 | 0 | 0
16 | 14125 | 10000 | 0 | 375 | 375 | 375 | 375 | 375 | 375 | 375 | 375 | 375 | 375 | 375 | 0 | 0 | 0 | 0 | 0 | 0 | 0 | 0 | 0
17 | 14125 | 10000 | 0 | 375 | 375 | 375 | 375 | 375 | 375 | 375 | 375 | 375 | 375 | 375 | 0 | 0 | 0 | 0 | 0 | 0 | 0 | 0 | 0
18 | 14125 | 10000 | 0 | 375 | 375 | 375 | 375 | 375 | 375 | 375 | 375 | 375 | 375 | 375 | 0 | 0 | 0 | 0 | 0 | 0 | 0 | 0 | 0
19 | 14125 | 10000 | 0 | 375 | 375 | 375 | 375 | 375 | 375 | 375 | 375 | 375 | 375 | 375 | 0 | 0 | 0 | 0 | 0 | 0 | 0 | 0 | 0
20 | 14125 | 10000 | 0 | 375 | 375 | 375 | 375 | 375 | 375 | 375 | 375 | 375 | 375 | 375 | 0 | 0 | 0 | 0 | 0 | 0 | 0 | 0 | 0
21 | 14125 | 10000 | 0 | 375 | 375 | 375 | 375 | 375 | 375 | 375 | 375 | 375 | 375 | 375 | 0 | 0 | 0 | 0 | 0 | 0 | 0 | 0 | 0
22 | 14125 | 10000 | 0 | 375 | 375 | 375 | 375 | 375 | 375 | 375 | 375 | 375 | 375 | 375 | 0 | 0 | 0 | 0 | 0 | 0 | 0 | 0 | 0
23 | 14125 | 10000 | 0 | 375 | 375 | 375 | 375 | 375 | 375 | 375 | 375 | 375 | 375 | 375 | 0 | 0 | 0 | 0 | 0 | 0 | 0 | 0 | 0
24 | 14125 | 10000 | 0 | 375 | 375 | 375 | 375 | 375 | 375 | 375 | 375 | 375 | 375 | 375 | 0 | 0 | 0 | 0 | 0 | 0 | 0 | 0 | 0
25 | 14175 | 10000 | 38 | 387 | 375 | 375 | 375 | 375 | 375 | 375 | 375 | 375 | 375 | 375 | 0 | 0 | 0 | 0 | 0 | 0 | 0 | 0 | 0
26 | 14775 | 10000 | 614 | 399 | 387 | 375 | 375 | 375 | 375 | 375 | 375 | 375 | 375 | 375 | 0 | 0 | 0 | 0 | 0 | 0 | 0 | 0 | 0
27 | 15375 | 10000 | 1178 | 411 | 399 | 387 | 375 | 375 | 375 | 375 | 375 | 375 | 375 | 375 | 0 | 0 | 0 | 0 | 0 | 0 | 0 | 0 | 0
28 | 15975 | 10000 | 1730 | 423 | 411 | 399 | 387 | 375 | 375 | 375 | 375 | 375 | 375 | 375 | 0 | 0 | 0 | 0 | 0 | 0 | 0 | 0 | 0
29 | 16575 | 10000 | 2000 | 435 | 423 | 411 | 399 | 387 | 375 | 375 | 375 | 375 | 375 | 375 | 0 | 0 | 0 | 0 | 0 | 0 | 0 | 0 | 0
30 | 17175 | 10000 | 2000 | 447 | 435 | 423 | 411 | 399 | 387 | 375 | 375 | 375 | 375 | 375 | 0 | 0 | 0 | 0 | 0 | 0 | 0 | 0 | 0
31 | 17775 | 10000 | 2000 | 459 | 447 | 435 | 423 | 411 | 399 | 387 | 375 | 375 | 375 | 375 | 0 | 0 | 0 | 0 | 0 | 0 | 0 | 0 | 0
32 | 18375 | 10000 | 2000 | 471 | 459 | 447 | 435 | 423 | 411 | 399 | 387 | 375 | 375 | 375 | 0 | 0 | 0 | 0 | 0 | 0 | 0 | 0 | 0
33 | 18975 | 10000 | 2000 | 483 | 471 | 459 | 447 | 435 | 423 | 411 | 399 | 387 | 375 | 375 | 0 | 0 | 0 | 0 | 0 | 0 | 0 | 0 | 0
34 | 19025 | 10000 | 2000 | 495 | 483 | 471 | 459 | 447 | 435 | 423 | 411 | 399 | 387 | 375 | 0 | 0 | 0 | 0 | 0 | 0 | 0 | 0 | 0
35 | 19025 | 10000 | 2000 | 500 | 495 | 483 | 471 | 459 | 447 | 435 | 423 | 411 | 399 | 387 | 50 | 0 | 0 | 0 | 0 | 0 | 0 | 0 | 0
36 | 19025 | 10000 | 2000 | 500 | 500 | 495 | 483 | 471 | 459 | 447 | 435 | 423 | 411 | 399 | 100 | 0 | 0 | 0 | 0 | 0 | 0 | 0 | 0
37 | 19025 | 10000 | 2000 | 500 | 500 | 500 | 495 | 483 | 471 | 459 | 447 | 435 | 423 | 411 | 100 | 0 | 0 | 0 | 0 | 0 | 0 | 0 | 0
38 | 19025 | 10000 | 2000 | 500 | 500 | 500 | 500 | 495 | 483 | 471 | 459 | 447 | 435 | 423 | 100 | 0 | 0 | 0 | 0 | 0 | 0 | 0 | 0
39 | 19025 | 10000 | 2000 | 500 | 500 | 500 | 500 | 500 | 495 | 483 | 471 | 459 | 447 | 435 | 100 | 0 | 0 | 0 | 0 | 0 | 0 | 0 | 0
40 | 19025 | 10000 | 2000 | 500 | 500 | 500 | 500 | 500 | 500 | 495 | 483 | 471 | 459 | 447 | 100 | 50 | 0 | 0 | 0 | 0 | 0 | 0 | 0
41 | 19025 | 10000 | 2000 | 500 | 500 | 500 | 500 | 500 | 500 | 500 | 495 | 483 | 471 | 459 | 100 | 100 | 0 | 0 | 0 | 0 | 0 | 0 | 0
42 | 19025 | 10000 | 2000 | 500 | 500 | 500 | 500 | 500 | 500 | 500 | 500 | 495 | 483 | 471 | 100 | 100 | 0 | 0 | 0 | 0 | 0 | 0 | 0
43 | 19025 | 10000 | 2000 | 500 | 500 | 500 | 500 | 500 | 500 | 500 | 500 | 500 | 495 | 483 | 100 | 100 | 0 | 0 | 0 | 0 | 0 | 0 | 0
44 | 19025 | 10000 | 2000 | 500 | 500 | 500 | 500 | 500 | 500 | 500 | 500 | 500 | 500 | 495 | 100 | 100 | 0 | 0 | 0 | 0 | 0 | 0 | 0
45 | 19025 | 10000 | 2000 | 500 | 500 | 500 | 500 | 500 | 500 | 500 | 500 | 500 | 500 | 500 | 100 | 100 | 8 | 0 | 0 | 0 | 0 | 0 | 0
46 | 19025 | 10000 | 2000 | 500 | 500 | 500 | 500 | 500 | 500 | 500 | 500 | 500 | 500 | 500 | 100 | 100 | 16 | 0 | 0 | 0 | 0 | 0 | 0
47 | 19025 | 10000 | 2000 | 500 | 500 | 500 | 500 | 500 | 500 | 500 | 500 | 500 | 500 | 500 | 100 | 100 | 24 | 0 | 0 | 0 | 0 | 0 | 0
48 | 19025 | 10000 | 2000 | 500 | 500 | 500 | 500 | 500 | 500 | 500 | 500 | 500 | 500 | 500 | 100 | 100 | 32 | 0 | 0 | 0 | 0 | 0 | 0
49 | 19025 | 10000 | 2000 | 500 | 500 | 500 | 500 | 500 | 500 | 500 | 500 | 500 | 500 | 500 | 100 | 100 | 40 | 0 | 0 | 0 | 0 | 0 | 0
50 | 19025 | 10000 | 2000 | 500 | 500 | 500 | 500 | 500 | 500 | 500 | 500 | 500 | 500 | 500 | 100 | 100 | 48 | 8 | 0 | 0 | 0 | 0 | 0
51 | 19025 | 10000 | 2000 | 500 | 500 | 500 | 500 | 500 | 500 | 500 | 500 | 500 | 500 | 500 | 100 | 100 | 56 | 16 | 0 | 0 | 0 | 0 | 0
52 | 19025 | 10000 | 2000 | 500 | 500 | 500 | 500 | 500 | 500 | 500 | 500 | 500 | 500 | 500 | 100 | 100 | 64 | 24 | 0 | 0 | 0 | 0 | 0
53 | 19025 | 10000 | 2000 | 500 | 500 | 500 | 500 | 500 | 500 | 500 | 500 | 500 | 500 | 500 | 100 | 100 | 72 | 32 | 0 | 0 | 0 | 0 | 0
54 | 19025 | 10000 | 2000 | 500 | 500 | 500 | 500 | 500 | 500 | 500 | 500 | 500 | 500 | 500 | 100 | 100 | 80 | 40 | 0 | 0 | 0 | 0 | 0
55 | 19025 | 10000 | 2000 | 500 | 500 | 500 | 500 | 500 | 500 | 500 | 500 | 500 | 500 | 500 | 100 | 100 | 88 | 48 | 8 | 0 | 0 | 0 | 0
56 | 19025 | 10000 | 2000 | 500 | 500 | 500 | 500 | 500 | 500 | 500 | 500 | 500 | 500 | 500 | 100 | 100 | 96 | 56 | 16 | 0 | 0 | 0 | 0
57 | 19025 | 10000 | 2000 | 500 | 500 | 500 | 500 | 500 | 500 | 500 | 500 | 500 | 500 | 500 | 100 | 100 | 104 | 64 | 24 | 0 | 0 | 0 | 0
58 | 19025 | 10000 | 2000 | 500 | 500 | 500 | 500 | 500 | 500 | 500 | 500 | 500 | 500 | 500 | 100 | 100 | 112 | 72 | 32 | 0 | 0 | 0 | 0
59 | 19025 | 10000 | 2000 | 500 | 500 | 500 | 500 | 500 | 500 | 500 | 500 | 500 | 500 | 500 | 100 | 100 | 120 | 80 | 40 | 0 | 0 | 0 | 0
60 | 19025 | 10000 | 2000 | 500 | 500 | 500 | 500 | 500 | 500 | 500 | 500 | 500 | 500 | 500 | 100 | 100 | 128 | 88 | 48 | 8 | 0 | 0 | 0
61 | 19025 | 10000 | 2000 | 500 | 500 | 500 | 500 | 500 | 500 | 500 | 500 | 500 | 500 | 500 | 100 | 100 | 136 | 96 | 56 | 16 | 0 | 0 | 0
62 | 19025 | 10000 | 2000 | 500 | 500 | 500 | 500 | 500 | 500 | 500 | 500 | 500 | 500 | 500 | 100 | 100 | 144 | 104 | 64 | 24 | 0 | 0 | 0
63 | 19025 | 10000 | 2000 | 500 | 500 | 500 | 500 | 500 | 500 | 500 | 500 | 500 | 500 | 500 | 100 | 100 | 152 | 112 | 72 | 32 | 0 | 0 | 0
64 | 19025 | 10000 | 2000 | 500 | 500 | 500 | 500 | 500 | 500 | 500 | 500 | 500 | 500 | 500 | 100 | 100 | 160 | 120 | 80 | 40 | 0 | 0 | 0
65 | 19025 | 10000 | 2000 | 500 | 500 | 500 | 500 | 500 | 500 | 500 | 500 | 500 | 500 | 500 | 100 | 100 | 168 | 128 | 88 | 48 | 5 | 0 | 0
66 | 19025 | 10000 | 2000 | 500 | 500 | 500 | 500 | 500 | 500 | 500 | 500 | 500 | 500 | 500 | 100 | 100 | 176 | 136 | 96 | 56 | 10 | 0 | 0
67 | 19025 | 10000 | 2000 | 500 | 500 | 500 | 500 | 500 | 500 | 500 | 500 | 500 | 500 | 500 | 100 | 100 | 184 | 144 | 104 | 64 | 15 | 0 | 0
68 | 19025 | 10000 | 2000 | 500 | 500 | 500 | 500 | 500 | 500 | 500 | 500 | 500 | 500 | 500 | 100 | 100 | 192 | 152 | 112 | 72 | 20 | 0 | 0
69 | 19025 | 10000 | 2000 | 500 | 500 | 500 | 500 | 500 | 500 | 500 | 500 | 500 | 500 | 500 | 100 | 100 | 200 | 160 | 120 | 80 | 25 | 0 | 0
70 | 19025 | 10000 | 2000 | 500 | 500 | 500 | 500 | 500 | 500 | 500 | 500 | 500 | 500 | 500 | 100 | 100 | 208 | 168 | 128 | 88 | 30 | 5 | 0
71 | 19025 | 10000 | 2000 | 500 | 500 | 500 | 500 | 500 | 500 | 500 | 500 | 500 | 500 | 500 | 100 | 100 | 216 | 176 | 136 | 96 | 35 | 10 | 0
72 | 19025 | 10000 | 2000 | 500 | 500 | 500 | 500 | 500 | 500 | 500 | 500 | 500 | 500 | 500 | 100 | 100 | 224 | 184 | 144 | 104 | 40 | 15 | 0
73 | 19025 | 10000 | 2000 | 500 | 500 | 500 | 500 | 500 | 500 | 500 | 500 | 500 | 500 | 500 | 100 | 100 | 232 | 192 | 152 | 112 | 45 | 20 | 0
74 | 19025 | 10000 | 2000 | 500 | 500 | 500 | 500 | 500 | 500 | 500 | 500 | 500 | 500 | 500 | 100 | 100 | 240 | 200 | 160 | 120 | 50 | 25 | 0
75 | 19025 | 10000 | 2000 | 500 | 500 | 500 | 500 | 500 | 500 | 500 | 500 | 500 | 500 | 500 | 100 | 100 | 248 | 208 | 168 | 128 | 55 | 30 | 5
76 | 19025 | 10000 | 2000 | 500 | 500 | 500 | 500 | 500 | 500 | 500 | 500 | 500 | 500 | 500 | 100 | 100 | 256 | 216 | 176 | 136 | 60 | 35 | 10
77 | 19025 | 10000 | 2000 | 500 | 500 | 500 | 500 | 500 | 500 | 500 | 500 | 500 | 500 | 500 | 100 | 100 | 264 | 224 | 184 | 144 | 65 | 40 | 15
78 | 19025 | 10000 | 2000 | 500 | 500 | 500 | 500 | 500 | 500 | 500 | 500 | 500 | 500 | 500 | 100 | 100 | 272 | 232 | 192 | 152 | 70 | 45 | 20
79 | 19025 | 10000 | 2000 | 500 | 500 | 500 | 500 | 500 | 500 | 500 | 500 | 500 | 500 | 500 | 100 | 100 | 280 | 240 | 200 | 160 | 75 | 50 | 25
80 | 19025 | 10000 | 2000 | 500 | 500 | 500 | 500 | 500 | 500 | 500 | 500 | 500 | 500 | 500 | 100 | 100 | 288 | 248 | 208 | 168 | 80 | 55 | 30
81 | 19025 | 10000 | 2000 | 500 | 500 | 500 | 500 | 500 | 500 | 500 | 500 | 500 | 500 | 500 | 100 | 100 | 296 | 256 | 216 | 176 | 85 | 60 | 35
82 | 19025 | 10000 | 2000 | 500 | 500 | 500 | 500 | 500 | 500 | 500 | 500 | 500 | 500 | 500 | 100 | 100 | 304 | 264 | 224 | 184 | 90 | 65 | 40
83 | 19025 | 10000 | 2000 | 500 | 500 | 500 | 500 | 500 | 500 | 500 | 500 | 500 | 500 | 500 | 100 | 100 | 312 | 272 | 232 | 192 | 95 | 70 | 45
84 | 19025 | 10000 | 2000 | 500 | 500 | 500 | 500 | 500 | 500 | 500 | 500 | 500 | 500 | 500 | 100 | 100 | 320 | 280 | 240 | 200 | 100 | 75 | 50
85 | 19025 | 10000 | 2000 | 500 | 500 | 500 | 500 | 500 | 500 | 500 | 500 | 500 | 500 | 500 | 100 | 100 | 328 | 288 | 248 | 208 | 105 | 80 | 55
86 | 19025 | 10000 | 1966 | 500 | 500 | 500 | 500 | 500 | 500 | 500 | 500 | 500 | 500 | 500 | 100 | 100 | 336 | 296 | 256 | 216 | 110 | 85 | 60
87 | 19025 | 10000 | 1919 | 500 | 500 | 500 | 500 | 500 | 500 | 500 | 500 | 500 | 500 | 500 | 100 | 100 | 344 | 304 | 264 | 224 | 115 | 90 | 65
88 | 19025 | 10000 | 1872 | 500 | 500 | 500 | 500 | 500 | 500 | 500 | 500 | 500 | 500 | 500 | 100 | 100 | 352 | 312 | 272 | 232 | 120 | 95 | 70
89 | 19025 | 10000 | 1825 | 500 | 500 | 500 | 500 | 500 | 500 | 500 | 500 | 500 | 500 | 500 | 100 | 100 | 360 | 320 | 280 | 240 | 125 | 100 | 75
90 | 19025 | 10000 | 1778 | 500 | 500 | 500 | 500 | 500 | 500 | 500 | 500 | 500 | 500 | 500 | 100 | 100 | 368 | 328 | 288 | 248 | 130 | 105 | 80
91 | 19025 | 10000 | 1731 | 500 | 500 | 500 | 500 | 500 | 500 | 500 | 500 | 500 | 500 | 500 | 100 | 100 | 376 | 336 | 296 | 256 | 135 | 110 | 85
92 | 19025 | 10000 | 1684 | 500 | 500 | 500 | 500 | 500 | 500 | 500 | 500 | 500 | 500 | 500 | 100 | 100 | 384 | 344 | 304 | 264 | 140 | 115 | 90
93 | 19025 | 10000 | 1637 | 500 | 500 | 500 | 500 | 500 | 500 | 500 | 500 | 500 | 500 | 500 | 100 | 100 | 392 | 352 | 312 | 272 | 145 | 120 | 95
94 | 19025 | 10000 | 1590 | 500 | 500 | 500 | 500 | 500 | 500 | 500 | 500 | 500 | 500 | 500 | 100 | 100 | 400 | 360 | 320 | 280 | 150 | 125 | 100
95 | 19025 | 10000 | 1543 | 500 | 500 | 500 | 500 | 500 | 500 | 500 | 500 | 500 | 500 | 500 | 100 | 100 | 408 | 368 | 328 | 288 | 155 | 130 | 105
96 | 19025 | 10000 | 1496 | 500 | 500 | 500 | 500 | 500 | 500 | 500 | 500 | 500 | 500 | 500 | 100 | 100 | 416 | 376 | 336 | 296 | 160 | 135 | 110
97 | 19025 | 10000 | 1449 | 500 | 500 | 500 | 500 | 500 | 500 | 500 | 500 | 500 | 500 | 500 | 100 | 100 | 424 | 384 | 344 | 304 | 165 | 140 | 115
98 | 19025 | 10000 | 1402 | 500 | 500 | 500 | 500 | 500 | 500 | 500 | 500 | 500 | 500 | 500 | 100 | 100 | 432 | 392 | 352 | 312 | 170 | 145 | 120
99 | 19025 | 10000 | 1355 | 500 | 500 | 500 | 500 | 500 | 500 | 500 | 500 | 500 | 500 | 500 | 100 | 100 | 440 | 400 | 360 | 320 | 175 | 150 | 125
100 | 19025 | 10000 | 1308 | 500 | 500 | 500 | 500 | 500 | 500 | 500 | 500 | 500 | 500 | 500 | 100 | 100 | 448 | 408 | 368 | 328 | 180 | 155 | 130
101 | 19025 | 10000 | 1261 | 500 | 500 | 500 | 500 | 500 | 500 | 500 | 500 | 500 | 500 | 500 | 100 | 100 | 456 | 416 | 376 | 336 | 185 | 160 | 135
102 | 19025 | 10000 | 1214 | 500 | 500 | 500 | 500 | 500 | 500 | 500 | 500 | 500 | 500 | 500 | 100 | 100 | 464 | 424 | 384 | 344 | 190 | 165 | 140
103 | 19025 | 10000 | 1167 | 500 | 500 | 500 | 500 | 500 | 500 | 500 | 500 | 500 | 500 | 500 | 100 | 100 | 472 | 432 | 392 | 352 | 195 | 170 | 145
104 | 19025 | 10000 | 1120 | 500 | 500 | 500 | 500 | 500 | 500 | 500 | 500 | 500 | 500 | 500 | 100 | 100 | 480 | 440 | 400 | 360 | 200 | 175 | 150
105 | 19025 | 10000 | 1073 | 500 | 500 | 500 | 500 | 500 | 500 | 500 | 500 | 500 | 500 | 500 | 100 | 100 | 488 | 448 | 408 | 368 | 205 | 180 | 155
106 | 19025 | 10000 | 1026 | 500 | 500 | 500 | 500 | 500 | 500 | 500 | 500 | 500 | 500 | 500 | 100 | 100 | 496 | 456 | 416 | 376 | 210 | 185 | 160
107 | 19025 | 10000 | 983 | 500 | 500 | 500 | 500 | 500 | 500 | 500 | 500 | 500 | 500 | 500 | 100 | 100 | 500 | 464 | 424 | 384 | 215 | 190 | 165
108 | 19025 | 10000 | 944 | 500 | 500 | 500 | 500 | 500 | 500 | 500 | 500 | 500 | 500 | 500 | 100 | 100 | 500 | 472 | 432 | 392 | 220 | 195 | 170
109 | 19025 | 10000 | 905 | 500 | 500 | 500 | 500 | 500 | 500 | 500 | 500 | 500 | 500 | 500 | 100 | 100 | 500 | 480 | 440 | 400 | 225 | 200 | 175
110 | 19025 | 10000 | 866 | 500 | 500 | 500 | 500 | 500 | 500 | 500 | 500 | 500 | 500 | 500 | 100 | 100 | 500 | 488 | 448 | 408 | 230 | 205 | 180
111 | 19025 | 10000 | 827 | 500 | 500 | 500 | 500 | 500 | 500 | 500 | 500 | 500 | 500 | 500 | 100 | 100 | 500 | 496 | 456 | 416 | 235 | 210 | 185
112 | 19025 | 10000 | 792 | 500 | 500 | 500 | 500 | 500 | 500 | 500 | 500 | 500 | 500 | 500 | 100 | 100 | 500 | 500 | 464 | 424 | 240 | 215 | 190
113 | 19025 | 10000 | 761 | 500 | 500 | 500 | 500 | 500 | 500 | 500 | 500 | 500 | 500 | 500 | 100 | 100 | 500 | 500 | 472 | 432 | 245 | 220 | 195
114 | 19025 | 10000 | 730 | 500 | 500 | 500 | 500 | 500 | 500 | 500 | 500 | 500 | 500 | 500 | 100 | 100 | 500 | 500 | 480 | 440 | 250 | 225 | 200
115 | 19025 | 10000 | 699 | 500 | 500 | 500 | 500 | 500 | 500 | 500 | 500 | 500 | 500 | 500 | 100 | 100 | 500 | 500 | 488 | 448 | 255 | 230 | 205
116 | 19025 | 10000 | 668 | 500 | 500 | 500 | 500 | 500 | 500 | 500 | 500 | 500 | 500 | 500 | 100 | 100 | 500 | 500 | 496 | 456 | 260 | 235 | 210
117 | 19025 | 10000 | 641 | 500 | 500 | 500 | 500 | 500 | 500 | 500 | 500 | 500 | 500 | 500 | 100 | 100 | 500 | 500 | 500 | 464 | 265 | 240 | 215
118 | 19025 | 10000 | 618 | 500 | 500 | 500 | 500 | 500 | 500 | 500 | 500 | 500 | 500 | 500 | 100 | 100 | 500 | 500 | 500 | 472 | 270 | 245 | 220
119 | 19025 | 10000 | 595 | 500 | 500 | 500 | 500 | 500 | 500 | 500 | 500 | 500 | 500 | 500 | 100 | 100 | 500 | 500 | 500 | 480 | 275 | 250 | 225
120 | 19025 | 10000 | 572 | 500 | 500 | 500 | 500 | 500 | 500 | 500 | 500 | 500 | 500 | 500 | 100 | 100 | 500 | 500 | 500 | 488 | 280 | 255 | 230
121 | 19025 | 10000 | 549 | 500 | 500 | 500 | 500 | 500 | 500 | 500 | 500 | 500 | 500 | 500 | 100 | 100 | 500 | 500 | 500 | 496 | 285 | 260 | 235

## BF 2.25
Time | Reqired ramp rate (MW/min) | Storage (MW/min) | Reserve (MW/min)
0 | 0 | 0 | 0
1 | 0 | 0 | 0
2 | 0 | 0 | 0
3 | 0 | 0 | 0
4 | 0 | 0 | 0
5 | 0 | 0 | 0
6 | 0 | 0 | 0
7 | 0 | 0 | 0
8 | 0 | 0 | 0
9 | 0 | 0 | 0
10 | 0 | 0 | 0
11 | 0 | 0 | 0
12 | 0 | 0 | 0
13 | 0 | 0 | 0
14 | 0 | 0 | 0
15 | 0 | 0 | 0
16 | 0 | 0 | 0
17 | 0 | 0 | 0
18 | 0 | 0 | 0
19 | 0 | 0 | 0
20 | 0 | 0 | 0
21 | 0 | 0 | 0
22 | 0 | 0 | 0
23 | 0 | 0 | 12
24 | 200 | 164 | 24
25 | 200 | 164 | 36
26 | 200 | 152 | 48
27 | 200 | 140 | 60
28 | 200 | 128 | 72
29 | 200 | 116 | 84
30 | 200 | 104 | 96
31 | 200 | 92 | 108
32 | 200 | 80 | 120
33 | 200 | 25 | 175
34 | 0 | -163 | 163
35 | 0 | -101 | 101
36 | 0 | -89 | 89
37 | 0 | -77 | 77
38 | 0 | -115 | 115
39 | 0 | -103 | 103
40 | 0 | -41 | 41
41 | 0 | -29 | 29
42 | 0 | -17 | 17
43 | 0 | -13 | 13
44 | 0 | -8 | 8
45 | 0 | -8 | 8
46 | 0 | -8 | 8
47 | 0 | -8 | 8
48 | 0 | -8 | 8
49 | 0 | -8 | 8
50 | 0 | -8 | 8
51 | 0 | -8 | 8
52 | 0 | -8 | 8
53 | 0 | -8 | 8
54 | 0 | -8 | 8
55 | 0 | -8 | 8
56 | 0 | -8 | 8
57 | 0 | -8 | 8
58 | 0 | -8 | 8
59 | 0 | -8 | 8
60 | 0 | -8 | 8
61 | 0 | -8 | 8
62 | 0 | -8 | 8
63 | 0 | -8 | 8
64 | 0 | -8 | 8
65 | 0 | -8 | 8
66 | 0 | -8 | 8
67 | 0 | -8 | 8
68 | 0 | -8 | 8
69 | 0 | -8 | 8
70 | 0 | -8 | 8
71 | 0 | -8 | 8
72 | 0 | -8 | 8
73 | 0 | -8 | 8
74 | 0 | -8 | 8
75 | 0 | -8 | 8
76 | 0 | -8 | 8
77 | 0 | -8 | 8
78 | 0 | -8 | 8
79 | 0 | -8 | 8
80 | 0 | -8 | 8
81 | 0 | -8 | 8
82 | 0 | -8 | 8
83 | 0 | -8 | 8
84 | 0 | -8 | 8
85 | 0 | -8 | 8
86 | 0 | -8 | 8
87 | 0 | -8 | 8
88 | 0 | -8 | 8
89 | 0 | -8 | 8
90 | 0 | -8 | 8
91 | 0 | -8 | 8
92 | 0 | -8 | 8
93 | 0 | -8 | 8
94 | 0 | -8 | 8
95 | 0 | -8 | 8
96 | 0 | -1 | 1
97 | 0 | 0 | 0
98 | 0 | 0 | 0
99 | 0 | 0 | 0
100 | 0 | 0 | 0
101 | 0 | 0 | 0
102 | 0 | 0 | 0
103 | 0 | 0 | 0
104 | 0 | 0 | 0
105 | 0 | 0 | 0
106 | 0 | 0 | 0
107 | 0 | 0 | 0
108 | 0 | 0 | 0
109 | 0 | 0 | 0
110 | 0 | 0 | 0
111 | 0 | 0 | 0
112 | 0 | 0 | 0
113 | 0 | 0 | 0
114 | 0 | 0 | 0
115 | 0 | 0 | 0
116 | 0 | 0 | 0
117 | 0 | 0 | 0
118 | 0 | 0 | 0
119 | 0 | 0 | 0
120 | 0 | 0 | 0

## BF 2.26
| 2 Standard units (SEL = 55%) | 3 Standard units (SEL = 55%) | 4 Standard units (SEL = 55%) | 4 More flexible units (SEL = 45%) | 3 More flexible units (SEL = 45%) | 4 More flexible units (SEL = 35%)
Footroom shortfall (MW relative to output) | 0 | 125 | 400 | 200 | 0 | 0
Headroom shortfall (MW relative to output) | 600 | 100 | 0 | 0 | 100 | 0
Footroom (MW relative to output) | 450 | 175 | 0 | 100 | 325 | 300
Headroom (MW relative to output) | 0 | 500 | 900 | 1000 | 500 | 1000
Output (MW) | 1000 | 1000 | 1100 | 1000 | 1000 | 1000

## BF 2.27
|  |  | 80% confidence |  | 60% confidence |  | 40% confidence |  | 20% confidence
GDATE | time | Mean value (MW) | upper bound (MW) | lower bound (MW) | upper bound (MW) | lower bound (MW) | upper bound (MW) | lower bound (MW) | upper bound (MW) | lower bound (MW)
20160805 | 0 | 1669.3514 | 2739.5082 | 761.0482 | 2371.3321 | 1076.3998 | 2136.318 | 1349.7596 | 1940.2704 | 1562.26
20160805 | 100 | 1669.3514 | 2739.5082 | 761.0482 | 2371.3321 | 1076.3998 | 2136.318 | 1349.7596 | 1940.2704 | 1562.26
20160805 | 200 | 1463.8191 | 2452.7979 | 728.3494 | 2097.8212 | 939.7213 | 1875.188 | 1159.3493 | 1697.1833 | 1355.8859
20160805 | 300 | 1341.821 | 2250.7814 | 668.0512 | 1940.6016 | 883.1258 | 1739.5674 | 1063.2763 | 1555.4429 | 1229.1114
20160805 | 400 | 1187.2572 | 2187.1913 | 550.5092 | 1826.1019 | 731.1937 | 1600.0256 | 895.7933 | 1400.4467 | 1046.592
20160805 | 500 | 1178.6375 | 2097.1036 | 528.6252 | 1770.9701 | 758.4896 | 1554.5911 | 944.0123 | 1375.1665 | 1084.7927
20160805 | 600 | 897.9125 | 1715.6235 | 394.6607 | 1407.7378 | 564.4217 | 1208.9932 | 685.9861 | 1057.2759 | 809.3779
20160805 | 700 | 748.9291 | 1496.9751 | 315.5592 | 1207.7777 | 454.3602 | 1030.8543 | 554.7221 | 879.9356 | 651.1519
20160805 | 800 | 573.5957 | 1109.4224 | 254.1469 | 888.0216 | 363.8524 | 756.2915 | 434.2989 | 661.1089 | 505.8114
20160805 | 900 | 452.1572 | 837.9375 | 200.4705 | 680.0742 | 287.2457 | 589.7026 | 348.1684 | 517.9092 | 401.7903
20160805 | 1000 | 412.0156 | 773.549 | 181.9127 | 623.6097 | 254.7833 | 535.0709 | 308.719 | 459.9366 | 352.8416
20160805 | 1100 | 424.3602 | 794.5531 | 211.2098 | 633.5608 | 273.3233 | 545.1399 | 325.7658 | 475.4633 | 374.9784
20160805 | 1200 | 484.3437 | 941.8677 | 243.2494 | 755.5713 | 307.99 | 638.3642 | 365.0746 | 553.2413 | 419.5499
20160805 | 1300 | 598.6542 | 1189.6172 | 288.4108 | 914.1664 | 372.6534 | 775.9013 | 450.4433 | 686.039 | 524.7586
20160805 | 1400 | 691.6774 | 1455.7431 | 322.3892 | 1122.735 | 420.2947 | 928.4539 | 501.0686 | 782.8031 | 582.1665
20160805 | 1500 | 821.4767 | 1829.8414 | 364.0241 | 1429.8592 | 482.7118 | 1150.956 | 577.2761 | 940.0418 | 672.3905
20160805 | 1600 | 919.9514 | 2070.4502 | 386.2914 | 1614.1584 | 512.1874 | 1309.3417 | 626.1911 | 1083.1379 | 753.4341
20160805 | 1700 | 919.0946 | 2071.3055 | 382.5753 | 1553.4931 | 506.5569 | 1274.3413 | 628.708 | 1070.4689 | 749.2779
20160805 | 1800 | 956.1947 | 2252.6113 | 369.52 | 1715.2602 | 502.6447 | 1387.5168 | 627.0469 | 1142.6753 | 764.6733
20160805 | 1900 | 1003.2255 | 2455.1969 | 335.5981 | 1916.3961 | 477.9738 | 1588.4709 | 623.8075 | 1317.7113 | 800.5956
20160805 | 2000 | 1052.6254 | 2444.9626 | 357.2189 | 1959.5012 | 508.4897 | 1645.1632 | 665.4375 | 1365.0638 | 855.9536
20160805 | 2100 | 1109.6473 | 2512.8567 | 392.2418 | 1979.4534 | 564.7251 | 1641.8377 | 728.9964 | 1366.2501 | 914.9237
20160805 | 2200 | 1158.4336 | 2764.4824 | 379.683 | 2090.1184 | 578.6608 | 1735.6042 | 768.3825 | 1445.472 | 952.8077
20160805 | 2300 | 1227.5108 | 2777.3435 | 454.6266 | 2204.698 | 635.5173 | 1810.9479 | 815.6106 | 1501.6644 | 1006.7418
20160806 | 0 | 1348.0342 | 2885.2329 | 488.1743 | 2347.5129 | 728.3898 | 1978.2783 | 929.1319 | 1660.2886 | 1137.2963
20160806 | 100 | 1441.8784 | 2943.2793 | 500.2621 | 2461.9673 | 807.3209 | 2121.0804 | 1034.4134 | 1806.1764 | 1270.6074
20160806 | 200 | 1415.7915 | 2802.791 | 548.3349 | 2346.5049 | 814.0844 | 2023.2007 | 1025.8996 | 1744.4628 | 1231.6511
20160806 | 300 | 1404.7783 | 2718.626 | 606.6568 | 2261.0487 | 840.8394 | 1948.0325 | 1029.4537 | 1670.9172 | 1214.2826
20160806 | 400 | 1375.2021 | 2605.9693 | 606.8371 | 2161.6835 | 854.8865 | 1853.9905 | 1034.8307 | 1610.6905 | 1199.2557
20160806 | 500 | 1239.0827 | 2429.4652 | 547.0237 | 1974.0607 | 743.5273 | 1682.4105 | 914.4872 | 1445.9672 | 1068.7231
20160806 | 600 | 1141.7079 | 2237.3054 | 483.6932 | 1806.4009 | 670.9168 | 1524.7154 | 820.4016 | 1306.4551 | 966.7756
20160806 | 700 | 1029.8127 | 2014.9977 | 438.4564 | 1622.081 | 623.7789 | 1388.0306 | 761.5775 | 1191.022 | 897.2914
20160806 | 800 | 826.1863 | 1586.8579 | 379.4551 | 1261.642 | 517.1162 | 1081.2855 | 615.9917 | 936.1319 | 719.9718
20160806 | 900 | 678.6044 | 1347.9344 | 317.5706 | 1053.3932 | 416.8378 | 883.6587 | 499.2055 | 767.37 | 579.0062
20160806 | 1000 | 568.021 | 1156.6395 | 256.8529 | 888.8356 | 345.5782 | 749.3234 | 418.2913 | 649.3541 | 480.1938
20160806 | 1100 | 515.1183 | 971.8076 | 249.1388 | 765.0254 | 330.0752 | 649.2789 | 389.1977 | 571.2691 | 447.247
20160806 | 1200 | 568.1349 | 1079.4876 | 274.4539 | 827.0986 | 356.9388 | 712.6744 | 425.097 | 624.7565 | 485.3548
20160806 | 1300 | 682.8496 | 1363.3663 | 303.2446 | 1030.6316 | 397.537 | 880.7456 | 485.8156 | 761.3825 | 568.8906
20160806 | 1400 | 865.6595 | 1523.1024 | 413.5881 | 1253.4496 | 530.2427 | 1087.4172 | 638.2208 | 959.4463 | 740.5227
20160806 | 1500 | 1114.2326 | 1951.343 | 535.4058 | 1596.0749 | 695.4194 | 1379.4788 | 832.2549 | 1228.84 | 956.8328
20160806 | 1600 | 1395.1895 | 2463.5829 | 656.8428 | 2013.3173 | 878.7691 | 1735.2215 | 1056.2692 | 1544.6531 | 1199.9239
20160806 | 1700 | 1770.7383 | 3023.2069 | 877.04 | 2476.5217 | 1152.7034 | 2156.5024 | 1363.8276 | 1924.1589 | 1554.302
20160806 | 1800 | 2230.3128 | 3807.5987 | 1110.3431 | 3125.2829 | 1432.4575 | 2727.1989 | 1716.4597 | 2424.419 | 1961.9865
20160806 | 1900 | 2790.0755 | 4578.6681 | 1315.3757 | 3886.1287 | 1776.6818 | 3468.2565 | 2139.821 | 3107.0904 | 2477.1345
20160806 | 2000 | 3427.4096 | 4742.249 | 2091.2618 | 4334.393 | 2584.2422 | 4020.7544 | 2944.0591 | 3716.3052 | 3205.3996
20160806 | 2100 | 4178.7352 | 5457.6166 | 2677.7182 | 5090.8228 | 3196.3239 | 4775.8371 | 3648.6905 | 4507.3777 | 3936.765
20160806 | 2200 | 4938.7673 | 6195.7574 | 3285.7392 | 5834.6144 | 3890.6236 | 5547.9399 | 4378.6001 | 5289.5584 | 4733.4758
20160806 | 2300 | 5453.8363 | 6373.8074 | 3955.3694 | 6107.8986 | 4600.6386 | 5919.2927 | 5026.9306 | 5705.0569 | 5296.7584
20160807 | 0 | 5912.0087 | 6570.3231 | 4469.4307 | 6377.8156 | 5113.7219 | 6234.3074 | 5545.6999 | 6098.8876 | 5795.845
20160807 | 100 | 6284.2958 | 6818.634 | 4894.2337 | 6629.6516 | 5650.4802 | 6526.8831 | 5957.4817 | 6396.6455 | 6139.723
20160807 | 200 | 6296.1549 | 6811.7144 | 4979.6643 | 6662.7311 | 5702.8727 | 6546.0883 | 5962.6635 | 6398.0144 | 6130.4532
20160807 | 300 | 6273.8562 | 6875.2136 | 4947.4802 | 6663.1413 | 5467.9604 | 6489.7369 | 5846.2465 | 6353.1769 | 6058.7212
20160807 | 400 | 6210.9395 | 6956.1364 | 4905.7824 | 6679.9773 | 5443.0109 | 6441.9345 | 5735.696 | 6305.2695 | 5920.7057
20160807 | 500 | 6330.6733 | 6975.9395 | 4999.2404 | 6714.6886 | 5521.1978 | 6530.4636 | 5814.6516 | 6379.4312 | 6044.6745
20160807 | 600 | 6425.9515 | 7035.8319 | 5014.3636 | 6803.5127 | 5660.0262 | 6646.9549 | 5962.3926 | 6497.5205 | 6179.1152
20160807 | 700 | 6508.1011 | 7101.9014 | 4911.738 | 6868.1069 | 5555.9345 | 6712.7227 | 5989.4385 | 6576.4025 | 6205.4658
20160807 | 800 | 6551.2355 | 7134.4378 | 5056.5122 | 6914.1508 | 5678.0158 | 6756.0584 | 6043.2759 | 6626.9012 | 6267.6932
20160807 | 900 | 6589.0363 | 7184.1 | 5029.263 | 6961.7715 | 5655.0515 | 6815.6173 | 6001.9127 | 6687.0307 | 6277.2952
20160807 | 1000 | 6618.1239 | 7234.3947 | 4818.9162 | 7023.8288 | 5584.6481 | 6877.471 | 5961.0909 | 6717.2804 | 6265.1062
20160807 | 1100 | 6562.0003 | 7205.0874 | 4752.9718 | 7016.2855 | 5521.8721 | 6845.5971 | 5878.4434 | 6634.3571 | 6186.5374
20160807 | 1200 | 6523.9812 | 7212.0674 | 4554.1053 | 6992.9018 | 5311.7288 | 6803.2698 | 5743.1156 | 6572.5873 | 6106.4373
20160807 | 1300 | 6448.5483 | 7218.5808 | 4225.1029 | 6980.1277 | 4934.9414 | 6733.022 | 5543.2392 | 6473.3315 | 5898.2763
20160807 | 1400 | 6354.6326 | 7174.1749 | 4218.325 | 6912.9875 | 4850.2938 | 6675.5222 | 5488.2155 | 6412.9314 | 5842.2054
20160807 | 1500 | 6258.5045 | 7139.2548 | 3957.6049 | 6880.1778 | 4658.2324 | 6613.3313 | 5290.0934 | 6392.111 | 5764.8006
20160807 | 1600 | 6132.9739 | 7157.9002 | 3530.0685 | 6851.7276 | 4312.5793 | 6509.7339 | 4960.38 | 6228.4569 | 5522.3783
20160807 | 1700 | 6183.1394 | 7125.9689 | 3670.4394 | 6860.174 | 4540.5789 | 6518.0735 | 5132.4726 | 6224.6031 | 5616.0733
20160807 | 1800 | 6208.7527 | 7141.1763 | 3594.188 | 6831.2467 | 4642.1253 | 6564.8649 | 5181.4249 | 6274.5108 | 5579.0656
20160807 | 1900 | 6225.4143 | 7220.5057 | 3374.1336 | 6893.0344 | 4423.8078 | 6577.1771 | 5072.745 | 6276.499 | 5561.1922
20160807 | 2000 | 6265.4225 | 7171.9098 | 3610.5745 | 6872.4074 | 4644.8484 | 6649.686 | 5235.4485 | 6346.5954 | 5668.3867
20160807 | 2100 | 6303.5381 | 7190.1275 | 3676.0954 | 6925.5726 | 4693.1805 | 6685.0974 | 5301.4686 | 6386.0401 | 5706.7093
20160807 | 2200 | 6338.6379 | 7272.2649 | 3539.4483 | 7016.1357 | 4537.8772 | 6672.3965 | 5255.4784 | 6397.765 | 5683.8758
20160807 | 2300 | 6509.0647 | 7345.3653 | 3842.5015 | 7110.8141 | 4776.4471 | 6806.9794 | 5468.4956 | 6542.9762 | 5875.496
20160808 | 0 | 6634.9056 | 7412.4154 | 3888.7047 | 7181.7247 | 4895.8205 | 6936.138 | 5533.4925 | 6699.9159 | 6021.7535
20160808 | 100 | 6738.1243 | 7478.0127 | 3826.7489 | 7246.442 | 4870.7979 | 7006.6336 | 5536.8983 | 6773.9563 | 6039.2295
20160808 | 200 | 6807.8503 | 7483.8525 | 4056.6938 | 7302.9164 | 5108.7969 | 7093.0449 | 5737.8073 | 6866.6462 | 6145.8857
20160808 | 300 | 6862.2726 | 7491.8558 | 4042.7923 | 7317.5472 | 5212.3217 | 7161.6122 | 5778.3561 | 6910.9307 | 6220.2984
20160808 | 400 | 6883.1204 | 7500.5902 | 3835.6617 | 7317.7272 | 5211.9996 | 7159.1942 | 5769.6241 | 6925.7754 | 6229.0157
20160808 | 500 | 6890.1575 | 7491.1725 | 4180.2122 | 7350.651 | 5309.2513 | 7175.5492 | 5954.7144 | 6927.158 | 6365.3588
20160808 | 600 | 6920.8441 | 7491.7666 | 4167.7667 | 7355.4877 | 5338.4654 | 7170.5727 | 5990.2206 | 6987.5548 | 6403.4175
20160808 | 700 | 6906.2181 | 7492.1169 | 3859.4597 | 7363.5724 | 5145.3265 | 7196.0362 | 5861.3537 | 6987.8396 | 6338.2587
20160808 | 800 | 6919.8639 | 7491.592 | 4129.9823 | 7364.0522 | 5308.3095 | 7207.3299 | 6054.3092 | 7009.0339 | 6459.3758
20160808 | 900 | 6908.9213 | 7482.6879 | 3999.3002 | 7357.374 | 5326.1014 | 7199.1681 | 6102.2917 | 7019.6396 | 6512.5053
20160808 | 1000 | 6883.1326 | 7492.639 | 3587.4118 | 7340.1702 | 5085.8381 | 7187.4344 | 5953.4218 | 7011.9129 | 6454.4292
20160808 | 1100 | 6870.6122 | 7477.7703 | 3672.129 | 7339.4749 | 5236.4549 | 7215.7561 | 6035.0748 | 7063.175 | 6564.4806
20160808 | 1200 | 6849.0829 | 7487.3521 | 3482.341 | 7343.4865 | 5101.4492 | 7219.8762 | 5969.8257 | 7082.5073 | 6577.072
20160808 | 1300 | 6824.259 | 7493.2708 | 3143.7929 | 7363.314 | 4664.6942 | 7223.4735 | 5821.4441 | 7069.5037 | 6492.2267
20160808 | 1400 | 6756.3644 | 7464.563 | 3201.4322 | 7319.1087 | 4944.0594 | 7192.5846 | 5932.3028 | 7043.5747 | 6515.7716
20160808 | 1500 | 6681.3432 | 7447.5563 | 2981.2094 | 7299.4078 | 4866.7282 | 7158.3155 | 5885.8355 | 7010.8449 | 6469.8083
20160808 | 1600 | 6597.701 | 7481.1385 | 2476.9391 | 7286.7298 | 4513.4972 | 7134.4258 | 5735.6519 | 6940.6863 | 6319.4688
20160808 | 1700 | 6467.6865 | 7433.9804 | 2535.5845 | 7207.6495 | 4519.2674 | 7037.2091 | 5619.8943 | 6871.2493 | 6259.2011
20160808 | 1800 | 6329.1578 | 7401.9808 | 2432.8001 | 7153.5674 | 4295.5054 | 6949.4293 | 5495.4129 | 6766.584 | 6097.8272
20160808 | 1900 | 6175.1094 | 7392.0884 | 2159.919 | 7140.1866 | 3972.5014 | 6882.6489 | 5214.832 | 6626.3495 | 5860.8543
20160808 | 2000 | 5958.3863 | 7287.7401 | 2258.0781 | 6983.6485 | 3876.6121 | 6696.9765 | 5012.3676 | 6424.0866 | 5655.2789
20160808 | 2100 | 5721.9611 | 7191.3402 | 2189.5954 | 6793.7832 | 3707.1507 | 6489.1009 | 4830.5417 | 6185.6104 | 5417.5468
20160808 | 2200 | 5463.2587 | 7118.0245 | 1962.9417 | 6628.7035 | 3360.5346 | 6284.5785 | 4378.1384 | 5888.2459 | 5043.1403
20160808 | 2300 | 5356.4319 | 7061.4252 | 1985.3569 | 6588.1909 | 3380.0299 | 6212.4829 | 4349.7496 | 5793.3351 | 4993.0696
20160809 | 0 | 5246.5158 | 7007.8842 | 1984.6306 | 6538.3595 | 3262.5135 | 6143.0445 | 4247.2636 | 5714.7239 | 4861.9025

## BF 2.28
date | time | Dist. Solar | Dist. Wind
20160805 | 0 | 0 | 660
20160805 | 100 | 0 | 611
20160805 | 200 | 0 | 551
20160805 | 300 | 0 | 507
20160805 | 400 | 0 | 462
20160805 | 500 | 0 | 449
20160805 | 600 | 77 | 404
20160805 | 700 | 644 | 364
20160805 | 800 | 1520 | 315
20160805 | 900 | 2580 | 316
20160805 | 1000 | 3670 | 332
20160805 | 1100 | 4510 | 389
20160805 | 1200 | 4960 | 482
20160805 | 1300 | 5250 | 600
20160805 | 1400 | 5560 | 700
20160805 | 1500 | 4940 | 764
20160805 | 1600 | 4330 | 825
20160805 | 1700 | 3440 | 819
20160805 | 1800 | 2290 | 790
20160805 | 1900 | 1230 | 734
20160805 | 2000 | 476 | 632
20160805 | 2100 | 46 | 606
20160805 | 2200 | 0 | 636
20160805 | 2300 | 0 | 631
20160806 | 0 | 0 | 636
20160806 | 100 | 0 | 631
20160806 | 200 | 0 | 604
20160806 | 300 | 0 | 575
20160806 | 400 | 0 | 554
20160806 | 500 | 0 | 562
20160806 | 600 | 62 | 548
20160806 | 700 | 621 | 507
20160806 | 800 | 1670 | 462
20160806 | 900 | 2970 | 459
20160806 | 1000 | 4430 | 472
20160806 | 1100 | 5350 | 535
20160806 | 1200 | 5890 | 620
20160806 | 1300 | 6320 | 751
20160806 | 1400 | 6380 | 879
20160806 | 1500 | 6020 | 986
20160806 | 1600 | 5390 | 1074
20160806 | 1700 | 4270 | 1202
20160806 | 1800 | 2750 | 1269
20160806 | 1900 | 1370 | 1298
20160806 | 2000 | 441 | 1372
20160806 | 2100 | 6 | 1430
20160806 | 2200 | 1 | 1524
20160806 | 2300 | 0 | 1596
20160807 | 0 | 0 | 1670
20160807 | 100 | 0 | 1729
20160807 | 200 | 0 | 1709
20160807 | 300 | 0 | 1719
20160807 | 400 | 0 | 1677
20160807 | 500 | 0 | 1657
20160807 | 600 | 37 | 1663
20160807 | 700 | 187 | 1687
20160807 | 800 | 574 | 1802
20160807 | 900 | 1255 | 1978
20160807 | 1000 | 2163 | 2090
20160807 | 1100 | 3068 | 2154
20160807 | 1200 | 3833 | 2175
20160807 | 1300 | 4483 | 2195
20160807 | 1400 | 4835 | 2211
20160807 | 1500 | 4845 | 2202
20160807 | 1600 | 4599 | 2229
20160807 | 1700 | 3945 | 2241
20160807 | 1800 | 2975 | 2188
20160807 | 1900 | 1979 | 2088
20160807 | 2000 | 1040 | 1980
20160807 | 2100 | 298 | 1794
20160807 | 2200 | 0 | 1716
20160807 | 2300 | 0 | 1754
20160808 | 0 | 0 | 1797

## 3. Frequency management
3. DEMAND

## Power_Lightbulbs combined (hidden)
Power: Annual demand for residential light bulbs by type

## FM 3.1
Diagram or illustrative figure. No data.

## FM 3.2
Diagram or illustrative figure. No data.

## FM 3.3
Diagram or illustrative figure. No data.

## FM 3.4
Diagram or illustrative figure. No data.

## FM 3.5
Diagram or illustrative figure. No data.

## FM 3.6
100 GVA.s |  |  |  | 200 GVA.s
time (s) | f (Hz) | inertia (MW) | Demand (MW) | time (s) | f (Hz) | inertia (MW) | Demand (MW)
0 | 50 | 0 | 30000 | 0 | 50 | 0 | 30000
0.0004 | 49.9999 | 0 | 29999.9808 | 0.0004 | 50 | 0 | 29999.9906
0.0008 | 49.9999 | 999.9688 | 29999.9503 | 0.0008 | 50 | 999.9852 | 29999.9753
0.0012 | 49.9998 | 999.9177 | 29999.9187 | 0.0012 | 49.9999 | 999.9506 | 29999.9593
0.0016 | 49.9998 | 999.8954 | 29999.8852 | 0.0016 | 49.9999 | 999.9481 | 29999.9426
0.002 | 49.9997 | 999.8488 | 29999.8513 | 0.002 | 49.9999 | 999.9284 | 29999.9253
0.0024 | 49.9997 | 999.8198 | 29999.8168 | 0.0024 | 49.9999 | 999.8941 | 29999.908
0.0028 | 49.9996 | 999.7775 | 29999.7818 | 0.0028 | 49.9998 | 999.8952 | 29999.8906
0.0032 | 49.9996 | 999.7279 | 29999.7465 | 0.0032 | 49.9998 | 999.8667 | 29999.8729
0.0036 | 49.9995 | 999.6972 | 29999.711 | 0.0036 | 49.9998 | 999.8557 | 29999.8551
0.004 | 49.9995 | 999.6609 | 29999.6753 | 0.004 | 49.9998 | 999.8305 | 29999.8373
0.0044 | 49.9994 | 999.6303 | 29999.6395 | 0.0044 | 49.9997 | 999.8129 | 29999.8192
0.0048 | 49.9994 | 999.5898 | 29999.6035 | 0.0048 | 49.9997 | 999.7845 | 29999.8013
0.0052 | 49.9993 | 999.5327 | 29999.5674 | 0.0052 | 49.9997 | 999.7815 | 29999.7832
0.0056 | 49.9993 | 999.5052 | 29999.5312 | 0.0056 | 49.9997 | 999.7489 | 29999.7652
0.006 | 49.9992 | 999.4796 | 29999.495 | 0.006 | 49.9996 | 999.7226 | 29999.747
0.0064 | 49.9992 | 999.4342 | 29999.4586 | 0.0064 | 49.9996 | 999.7337 | 29999.7289
0.0068 | 49.9991 | 999.4386 | 29999.4221 | 0.0068 | 49.9996 | 999.681 | 29999.7106
0.0072 | 49.9991 | 999.3486 | 29999.3856 | 0.0072 | 49.9996 | 999.6749 | 29999.6924
0.0076 | 49.999 | 999.3446 | 29999.3491 | 0.0076 | 49.9995 | 999.6522 | 29999.6741
0.008 | 49.999 | 999.2889 | 29999.3125 | 0.008 | 49.9995 | 999.6529 | 29999.6558
0.0084 | 49.9989 | 999.2518 | 29999.2759 | 0.0084 | 49.9995 | 999.6045 | 29999.6375
0.0088 | 49.9989 | 999.2118 | 29999.2392 | 0.0088 | 49.9995 | 999.5815 | 29999.6193
0.0092 | 49.9988 | 999.187 | 29999.2025 | 0.0092 | 49.9994 | 999.5648 | 29999.6009
0.0096 | 49.9988 | 999.1468 | 29999.1658 | 0.0096 | 49.9994 | 999.5655 | 29999.5825
0.01 | 49.9987 | 999.0964 | 29999.1291 | 0.01 | 49.9994 | 999.5809 | 29999.5641
0.0104 | 49.9987 | 999.0445 | 29999.0923 | 0.0104 | 49.9994 | 999.5058 | 29999.5457
0.0108 | 49.9986 | 999.0331 | 29999.0555 | 0.0108 | 49.9993 | 999.5238 | 29999.5273
0.0112 | 49.9986 | 998.9834 | 29999.0187 | 0.0112 | 49.9993 | 999.4679 | 29999.5089
0.0116 | 49.9985 | 998.9805 | 29998.9818 | 0.0116 | 49.9993 | 999.4651 | 29999.4904
0.012 | 49.9985 | 998.8768 | 29998.945 | 0.012 | 49.9993 | 999.4433 | 29999.472
0.0124 | 49.9984 | 998.8861 | 29998.9081 | 0.0124 | 49.9992 | 999.4118 | 29999.4536
0.0128 | 49.9984 | 998.7707 | 29998.8712 | 0.0128 | 49.9992 | 999.4524 | 29999.4351
0.0132 | 49.9983 | 998.8296 | 29998.8343 | 0.0132 | 49.9992 | 999.3657 | 29999.4166
0.0136 | 49.9983 | 998.7414 | 29998.7974 | 0.0136 | 49.9992 | 999.3568 | 29999.3982
0.014 | 49.9982 | 998.7408 | 29998.7604 | 0.014 | 49.9991 | 999.3361 | 29999.3797
0.0144 | 49.9982 | 998.6728 | 29998.7234 | 0.0144 | 49.9991 | 999.3295 | 29999.3612
0.0148 | 49.9981 | 998.6627 | 29998.6864 | 0.0148 | 49.9991 | 999.3207 | 29999.3427
0.0152 | 49.9981 | 998.5728 | 29998.6495 | 0.0152 | 49.9991 | 999.2933 | 29999.3242
0.0156 | 49.998 | 998.6137 | 29998.6125 | 0.0156 | 49.999 | 999.2909 | 29999.3057
0.016 | 49.998 | 998.5524 | 29998.5755 | 0.016 | 49.999 | 999.2376 | 29999.2872
0.0164 | 49.9979 | 998.4932 | 29998.5385 | 0.0164 | 49.999 | 999.3098 | 29999.2687
0.0168 | 49.9979 | 998.4232 | 29998.5015 | 0.0168 | 49.999 | 999.1885 | 29999.2502
0.0172 | 49.9978 | 998.4363 | 29998.4644 | 0.0172 | 49.9989 | 999.2181 | 29999.2316
0.0176 | 49.9978 | 998.3785 | 29998.4274 | 0.0176 | 49.9989 | 999.1539 | 29999.2131
0.018 | 49.9977 | 998.3563 | 29998.3903 | 0.018 | 49.9989 | 999.1541 | 29999.1946
0.0184 | 49.9977 | 998.3084 | 29998.3532 | 0.0184 | 49.9989 | 999.12 | 29999.1761
0.0188 | 49.9976 | 998.281 | 29998.3162 | 0.0188 | 49.9988 | 999.1467 | 29999.1575
0.0192 | 49.9976 | 998.2444 | 29998.2791 | 0.0192 | 49.9988 | 999.1083 | 29999.139
0.0196 | 49.9975 | 998.2603 | 29998.2419 | 0.0196 | 49.9988 | 999.1207 | 29999.1204
0.02 | 49.9975 | 998.1483 | 29998.2048 | 0.02 | 49.9988 | 999.035 | 29999.1019
0.0204 | 49.9974 | 998.1413 | 29998.1677 | 0.0204 | 49.9987 | 999.0962 | 29999.0833
0.0208 | 49.9974 | 998.0421 | 29998.1306 | 0.0208 | 49.9987 | 999.0462 | 29999.0648
0.0212 | 49.9973 | 998.1601 | 29998.0935 | 0.0212 | 49.9987 | 999.0817 | 29999.0462
0.0216 | 49.9973 | 997.9917 | 29998.0564 | 0.0216 | 49.9987 | 998.9993 | 29999.0277
0.022 | 49.9972 | 997.9927 | 29998.0192 | 0.022 | 49.9986 | 999.0031 | 29999.0091
0.0224 | 49.9972 | 997.9381 | 29997.9821 | 0.0224 | 49.9986 | 998.934 | 29998.9905
0.0228 | 49.9971 | 997.9685 | 29997.9449 | 0.0228 | 49.9986 | 998.9648 | 29998.9719
0.0232 | 49.9971 | 997.8169 | 29997.9078 | 0.0232 | 49.9986 | 998.8675 | 29998.9533
0.0236 | 49.997 | 997.8402 | 29997.8707 | 0.0236 | 49.9985 | 998.928 | 29998.9347
0.024 | 49.997 | 997.7995 | 29997.8335 | 0.024 | 49.9985 | 998.8686 | 29998.9162
0.0244 | 49.9969 | 997.769 | 29997.7964 | 0.0244 | 49.9985 | 998.8823 | 29998.8976
0.0248 | 49.9969 | 997.6799 | 29997.7592 | 0.0248 | 49.9985 | 998.8331 | 29998.879
0.0252 | 49.9968 | 997.6798 | 29997.7221 | 0.0252 | 49.9984 | 998.8418 | 29998.8604
0.0256 | 49.9968 | 997.6065 | 29997.6849 | 0.0256 | 49.9984 | 998.8106 | 29998.8418
0.026 | 49.9967 | 997.6374 | 29997.6477 | 0.026 | 49.9984 | 998.7941 | 29998.8231
0.0264 | 49.9967 | 997.5119 | 29997.6105 | 0.0264 | 49.9984 | 998.7514 | 29998.8046
0.0268 | 49.9966 | 997.5797 | 29997.5733 | 0.0268 | 49.9983 | 998.7541 | 29998.7859
0.0272 | 49.9966 | 997.4658 | 29997.5361 | 0.0272 | 49.9983 | 998.736 | 29998.7674
0.0276 | 49.9965 | 997.4647 | 29997.4989 | 0.0276 | 49.9983 | 998.7532 | 29998.7487
0.028 | 49.9965 | 997.4102 | 29997.4618 | 0.028 | 49.9983 | 998.6878 | 29998.7302
0.0284 | 49.9964 | 997.3765 | 29997.4246 | 0.0284 | 49.9982 | 998.6913 | 29998.7115
0.0288 | 49.9964 | 997.3309 | 29997.3874 | 0.0288 | 49.9982 | 998.6653 | 29998.6929
0.0292 | 49.9963 | 997.3244 | 29997.3502 | 0.0292 | 49.9982 | 998.6595 | 29998.6743
0.0296 | 49.9963 | 997.2675 | 29997.313 | 0.0296 | 49.9982 | 998.6249 | 29998.6557
0.03 | 49.9962 | 997.2582 | 29997.2758 | 0.03 | 49.9981 | 998.6105 | 29998.637
0.0304 | 49.9962 | 997.1525 | 29997.2386 | 0.0304 | 49.9981 | 998.5499 | 29998.6185
0.0308 | 49.9961 | 997.207 | 29997.2013 | 0.0308 | 49.9981 | 998.5781 | 29998.5998
0.0312 | 49.9961 | 997.0907 | 29997.1642 | 0.0312 | 49.9981 | 998.5425 | 29998.5812
0.0316 | 49.996 | 997.0982 | 29997.127 | 0.0316 | 49.998 | 998.5378 | 29998.5626
0.032 | 49.996 | 997.0222 | 29997.0898 | 0.032 | 49.998 | 998.508 | 29998.544
0.0324 | 49.9959 | 997.07 | 29997.0525 | 0.0324 | 49.998 | 998.4939 | 29998.5253
0.0328 | 49.9959 | 996.9507 | 29997.0153 | 0.0328 | 49.998 | 998.4732 | 29998.5067
0.0332 | 49.9958 | 996.9065 | 29996.9781 | 0.0332 | 49.9979 | 998.4782 | 29998.4881
0.0336 | 49.9958 | 996.815 | 29996.9409 | 0.0336 | 49.9979 | 998.4448 | 29998.4695
0.034 | 49.9957 | 996.8546 | 29996.9036 | 0.034 | 49.9979 | 998.4508 | 29998.4509
0.0344 | 49.9957 | 996.7877 | 29996.8665 | 0.0344 | 49.9979 | 998.4084 | 29998.4323
0.0348 | 49.9956 | 996.7634 | 29996.8292 | 0.0348 | 49.9978 | 998.3897 | 29998.4136
0.0352 | 49.9956 | 996.7296 | 29996.792 | 0.0352 | 49.9978 | 998.3652 | 29998.395
0.0356 | 49.9955 | 996.7533 | 29996.7547 | 0.0356 | 49.9978 | 998.3595 | 29998.3764
0.036 | 49.9955 | 996.6082 | 29996.7175 | 0.036 | 49.9978 | 998.3276 | 29998.3577
0.0364 | 49.9954 | 996.6392 | 29996.6803 | 0.0364 | 49.9977 | 998.3175 | 29998.3391
0.0368 | 49.9954 | 996.5828 | 29996.6431 | 0.0368 | 49.9977 | 998.2894 | 29998.3205
0.0372 | 49.9953 | 996.5546 | 29996.6059 | 0.0372 | 49.9977 | 998.2872 | 29998.3018
0.0376 | 49.9953 | 996.5296 | 29996.5686 | 0.0376 | 49.9977 | 998.2178 | 29998.2832
0.038 | 49.9952 | 996.5274 | 29996.5313 | 0.038 | 49.9976 | 998.2448 | 29998.2646
0.0384 | 49.9952 | 996.4142 | 29996.4941 | 0.0384 | 49.9976 | 998.2117 | 29998.246
0.0388 | 49.9951 | 996.3876 | 29996.4569 | 0.0388 | 49.9976 | 998.2005 | 29998.2273
0.0392 | 49.9951 | 996.3903 | 29996.4196 | 0.0392 | 49.9976 | 998.1326 | 29998.2087
0.0396 | 49.995 | 996.3275 | 29996.3824 | 0.0396 | 49.9975 | 998.1177 | 29998.19
0.04 | 49.995 | 996.2836 | 29996.3452 | 0.04 | 49.9975 | 998.1284 | 29998.1714
0.0404 | 49.9949 | 996.2583 | 29996.3079 | 0.0404 | 49.9975 | 998.1546 | 29998.1528
0.0408 | 49.9949 | 996.2172 | 29996.2707 | 0.0408 | 49.9975 | 998.106 | 29998.1342
0.0412 | 49.9948 | 996.1901 | 29996.2334 | 0.0412 | 49.9974 | 998.1162 | 29998.1155
0.0416 | 49.9948 | 996.1588 | 29996.1962 | 0.0416 | 49.9974 | 998.0616 | 29998.0969
0.042 | 49.9947 | 996.1008 | 29996.1589 | 0.042 | 49.9974 | 998.0517 | 29998.0782
0.0424 | 49.9947 | 995.984 | 29996.1217 | 0.0424 | 49.9974 | 998.0236 | 29998.0596
0.0428 | 49.9946 | 996.1209 | 29996.0844 | 0.0428 | 49.9973 | 998.0145 | 29998.0409
0.0432 | 49.9946 | 995.9771 | 29996.0472 | 0.0432 | 49.9973 | 997.9863 | 29998.0223
0.0436 | 49.9945 | 995.9694 | 29996.0099 | 0.0436 | 49.9973 | 997.9771 | 29998.0036
0.044 | 49.9945 | 995.905 | 29995.9727 | 0.044 | 49.9973 | 997.949 | 29997.985
0.0444 | 49.9944 | 995.892 | 29995.9354 | 0.0444 | 49.9972 | 997.9397 | 29997.9663
0.0448 | 49.9944 | 995.8273 | 29995.8982 | 0.0448 | 49.9972 | 997.9027 | 29997.9477
0.0452 | 49.9943 | 995.8085 | 29995.8609 | 0.0452 | 49.9972 | 997.9374 | 29997.929
0.0456 | 49.9943 | 995.7581 | 29995.8236 | 0.0456 | 49.9972 | 997.8772 | 29997.9104
0.046 | 49.9942 | 995.8159 | 29995.7863 | 0.046 | 49.9971 | 997.8769 | 29997.8917
0.0464 | 49.9942 | 995.6293 | 29995.7491 | 0.0464 | 49.9971 | 997.8259 | 29997.8731
0.0468 | 49.9941 | 995.6705 | 29995.7118 | 0.0468 | 49.9971 | 997.8267 | 29997.8544
0.0472 | 49.9941 | 995.5952 | 29995.6746 | 0.0472 | 49.9971 | 997.7828 | 29997.8358
0.0476 | 49.994 | 995.5854 | 29995.6373 | 0.0476 | 49.997 | 997.7689 | 29997.8171
0.048 | 49.994 | 995.4912 | 29995.6001 | 0.048 | 49.997 | 997.7621 | 29997.7985
0.0484 | 49.9939 | 995.5299 | 29995.5628 | 0.0484 | 49.997 | 997.7534 | 29997.7798
0.0488 | 49.9939 | 995.4425 | 29995.5256 | 0.0488 | 49.997 | 997.7248 | 29997.7612
0.0492 | 49.9938 | 995.4431 | 29995.4883 | 0.0492 | 49.9969 | 997.7159 | 29997.7425
0.0496 | 49.9938 | 995.3836 | 29995.4511 | 0.0496 | 49.9969 | 997.6874 | 29997.7239
0.05 | 49.9937 | 995.3692 | 29995.4138 | 0.05 | 49.9969 | 997.6785 | 29997.7052
0.0504 | 49.9937 | 995.3066 | 29995.3766 | 0.0504 | 49.9969 | 997.65 | 29997.6866
0.0508 | 49.9936 | 995.2917 | 29995.3392 | 0.0508 | 49.9968 | 997.6411 | 29997.6679
0.0512 | 49.9936 | 995.2313 | 29995.302 | 0.0512 | 49.9968 | 997.6127 | 29997.6493
0.0516 | 49.9935 | 995.2164 | 29995.2647 | 0.0516 | 49.9968 | 997.6037 | 29997.6306
0.052 | 49.9935 | 995.1557 | 29995.2275 | 0.052 | 49.9968 | 997.5753 | 29997.6119
0.0524 | 49.9934 | 995.1409 | 29995.1902 | 0.0524 | 49.9967 | 997.5664 | 29997.5933
0.0528 | 49.9934 | 995.0804 | 29995.153 | 0.0528 | 49.9967 | 997.5379 | 29997.5746
0.0532 | 49.9933 | 995.0658 | 29995.1156 | 0.0532 | 49.9967 | 997.529 | 29997.5559
0.0536 | 49.9933 | 995.0057 | 29995.0784 | 0.0536 | 49.9967 | 997.5005 | 29997.5373
0.054 | 49.9932 | 994.9911 | 29995.0411 | 0.054 | 49.9966 | 997.4916 | 29997.5186
0.0544 | 49.9932 | 994.93 | 29995.0039 | 0.0544 | 49.9966 | 997.4632 | 29997.5
0.0548 | 49.9931 | 994.8786 | 29994.9666 | 0.0548 | 49.9966 | 997.4547 | 29997.4813
0.0552 | 49.9931 | 994.9128 | 29994.9293 | 0.0552 | 49.9966 | 997.3663 | 29997.4627
0.0556 | 49.993 | 994.8773 | 29994.8921 | 0.0556 | 49.9965 | 997.4149 | 29997.444
0.056 | 49.993 | 994.7049 | 29994.8548 | 0.056 | 49.9965 | 997.3814 | 29997.4254
0.0564 | 49.9929 | 994.7993 | 29994.8175 | 0.0564 | 49.9965 | 997.3859 | 29997.4067
0.0568 | 49.9929 | 994.6728 | 29994.7803 | 0.0568 | 49.9965 | 997.3502 | 29997.388
0.0572 | 49.9928 | 994.6926 | 29994.743 | 0.0572 | 49.9964 | 997.3443 | 29997.3694
0.0576 | 49.9928 | 994.6204 | 29994.7057 | 0.0576 | 49.9964 | 997.3135 | 29997.3507
0.058 | 49.9927 | 994.6577 | 29994.6685 | 0.058 | 49.9964 | 997.3062 | 29997.332
0.0584 | 49.9927 | 994.5374 | 29994.6312 | 0.0584 | 49.9964 | 997.2771 | 29997.3134
0.0588 | 49.9926 | 994.552 | 29994.5939 | 0.0588 | 49.9963 | 997.2683 | 29997.2947
0.0592 | 49.9926 | 994.4852 | 29994.5567 | 0.0592 | 49.9963 | 997.268 | 29997.2761
0.0596 | 49.9925 | 994.4648 | 29994.5194 | 0.0596 | 49.9963 | 997.2837 | 29997.2574
0.06 | 49.9925 | 994.4121 | 29994.4821 | 0.06 | 49.9963 | 997.1536 | 29997.2387
0.0604 | 49.9924 | 994.4032 | 29994.4448 | 0.0604 | 49.9962 | 997.1906 | 29997.2201
0.0608 | 49.9924 | 994.3351 | 29994.4076 | 0.0608 | 49.9962 | 997.164 | 29997.2014
0.0612 | 49.9923 | 994.3799 | 29994.3703 | 0.0612 | 49.9962 | 997.1527 | 29997.1827
0.0616 | 49.9923 | 994.2158 | 29994.333 | 0.0616 | 49.9962 | 997.1275 | 29997.1641
0.062 | 49.9922 | 994.2391 | 29994.2957 | 0.062 | 49.9961 | 997.116 | 29997.1454
0.0624 | 49.9922 | 994.2408 | 29994.2584 | 0.0624 | 49.9961 | 997.09 | 29997.1268
0.0628 | 49.9921 | 994.1866 | 29994.2211 | 0.0628 | 49.9961 | 997.0791 | 29997.1081
0.0632 | 49.9921 | 994.0099 | 29994.1839 | 0.0632 | 49.9961 | 997.0526 | 29997.0894
0.0636 | 49.992 | 994.0866 | 29994.1465 | 0.0636 | 49.996 | 997.0422 | 29997.0708
0.064 | 49.992 | 994.0388 | 29994.1093 | 0.064 | 49.996 | 997.0138 | 29997.0521
0.0644 | 49.9919 | 994.0174 | 29994.072 | 0.0644 | 49.996 | 997.0047 | 29997.0334
0.0648 | 49.9919 | 993.9646 | 29994.0348 | 0.0648 | 49.996 | 996.9769 | 29997.0148
0.0652 | 49.9918 | 993.943 | 29993.9975 | 0.0652 | 49.9959 | 996.9681 | 29996.9961
0.0656 | 49.9918 | 993.8901 | 29993.9602 | 0.0656 | 49.9959 | 996.94 | 29996.9774
0.066 | 49.9917 | 993.8687 | 29993.9229 | 0.066 | 49.9959 | 996.931 | 29996.9588
0.0664 | 49.9917 | 993.8156 | 29993.8857 | 0.0664 | 49.9959 | 996.9026 | 29996.9401
0.0668 | 49.9916 | 993.7943 | 29993.8484 | 0.0668 | 49.9958 | 996.8939 | 29996.9214
0.0672 | 49.9916 | 993.741 | 29993.8111 | 0.0672 | 49.9958 | 996.8654 | 29996.9028
0.0676 | 49.9915 | 993.72 | 29993.7738 | 0.0676 | 49.9958 | 996.8567 | 29996.8841
0.068 | 49.9915 | 993.6588 | 29993.7366 | 0.068 | 49.9958 | 996.8282 | 29996.8655
0.0684 | 49.9914 | 993.6445 | 29993.6993 | 0.0684 | 49.9957 | 996.8195 | 29996.8468
0.0688 | 49.9914 | 993.5111 | 29993.6621 | 0.0688 | 49.9957 | 996.7908 | 29996.8281
0.0692 | 49.9913 | 993.5529 | 29993.6248 | 0.0692 | 49.9957 | 996.7823 | 29996.8094
0.0696 | 49.9913 | 993.5459 | 29993.5875 | 0.0696 | 49.9957 | 996.7532 | 29996.7908
0.07 | 49.9912 | 993.5436 | 29993.5502 | 0.07 | 49.9956 | 996.745 | 29996.7721
0.0704 | 49.9912 | 993.4241 | 29993.513 | 0.0704 | 49.9956 | 996.716 | 29996.7535
0.0708 | 49.9911 | 993.454 | 29993.4756 | 0.0708 | 49.9956 | 996.7078 | 29996.7348
0.0712 | 49.9911 | 993.366 | 29993.4384 | 0.0712 | 49.9956 | 996.6787 | 29996.7161
0.0716 | 49.991 | 993.3816 | 29993.4011 | 0.0716 | 49.9955 | 996.6704 | 29996.6974
0.072 | 49.991 | 993.292 | 29993.3638 | 0.072 | 49.9955 | 996.6414 | 29996.6788
0.0724 | 49.9909 | 993.2912 | 29993.3265 | 0.0724 | 49.9955 | 996.6331 | 29996.6601
0.0728 | 49.9909 | 993.2161 | 29993.2892 | 0.0728 | 49.9955 | 996.6042 | 29996.6415
0.0732 | 49.9908 | 993.1659 | 29993.252 | 0.0732 | 49.9954 | 996.5491 | 29996.6228
0.0736 | 49.9908 | 993.1056 | 29993.2147 | 0.0736 | 49.9954 | 996.4777 | 29996.6041
0.074 | 49.9907 | 993.1352 | 29993.1774 | 0.074 | 49.9954 | 996.5552 | 29996.5855
0.0744 | 49.9907 | 993.0678 | 29993.1402 | 0.0744 | 49.9954 | 996.5498 | 29996.5668
0.0748 | 49.9906 | 993.053 | 29993.1029 | 0.0748 | 49.9953 | 996.4946 | 29996.5481
0.0752 | 49.9906 | 992.9863 | 29993.0656 | 0.0752 | 49.9953 | 996.5118 | 29996.5295
0.0756 | 49.9905 | 992.9847 | 29993.0283 | 0.0756 | 49.9953 | 996.5749 | 29996.5108
0.076 | 49.9905 | 992.9072 | 29992.9911 | 0.076 | 49.9953 | 996.3964 | 29996.4921
0.0764 | 49.9904 | 992.9062 | 29992.9538 | 0.0764 | 49.9952 | 996.4183 | 29996.4734
0.0768 | 49.9904 | 992.8357 | 29992.9166 | 0.0768 | 49.9952 | 996.3855 | 29996.4548
0.0772 | 49.9903 | 992.8301 | 29992.8793 | 0.0772 | 49.9952 | 996.434 | 29996.4361
0.0776 | 49.9903 | 992.7627 | 29992.842 | 0.0776 | 49.9952 | 996.4037 | 29996.4174
0.078 | 49.9902 | 992.7553 | 29992.8047 | 0.078 | 49.9951 | 996.3926 | 29996.3988
0.0784 | 49.9902 | 992.6893 | 29992.7675 | 0.0784 | 49.9951 | 996.3459 | 29996.3801
0.0788 | 49.9901 | 992.6808 | 29992.7302 | 0.0788 | 49.9951 | 996.3076 | 29996.3614
0.0792 | 49.9901 | 992.6155 | 29992.6929 | 0.0792 | 49.9951 | 996.285 | 29996.3428
0.0796 | 49.99 | 992.6065 | 29992.6556 | 0.0796 | 49.995 | 996.2978 | 29996.3241
0.08 | 49.99 | 992.5416 | 29992.6184 | 0.08 | 49.995 | 996.1897 | 29996.3054
0.0804 | 49.9899 | 992.5322 | 29992.5811 | 0.0804 | 49.995 | 996.2574 | 29996.2867
0.0808 | 49.9899 | 992.4676 | 29992.5438 | 0.0808 | 49.995 | 996.2311 | 29996.2681
0.0812 | 49.9898 | 992.4579 | 29992.5066 | 0.0812 | 49.9949 | 996.2197 | 29996.2494
0.0816 | 49.9898 | 992.3936 | 29992.4693 | 0.0816 | 49.9949 | 996.1931 | 29996.2308
0.082 | 49.9897 | 992.3836 | 29992.432 | 0.082 | 49.9949 | 996.1824 | 29996.2121
0.0824 | 49.9897 | 992.3195 | 29992.3948 | 0.0824 | 49.9949 | 996.1557 | 29996.1934
0.0828 | 49.9896 | 992.3094 | 29992.3575 | 0.0828 | 49.9948 | 996.1453 | 29996.1747
0.0832 | 49.9896 | 992.2453 | 29992.3202 | 0.0832 | 49.9948 | 996.1189 | 29996.1561
0.0836 | 49.9895 | 992.2351 | 29992.2829 | 0.0836 | 49.9948 | 996.108 | 29996.1374
0.084 | 49.9895 | 992.171 | 29992.2457 | 0.084 | 49.9948 | 996.0816 | 29996.1187
0.0844 | 49.9894 | 992.1609 | 29992.2084 | 0.0844 | 49.9947 | 996.0707 | 29996.1001
0.0848 | 49.9894 | 992.0967 | 29992.1712 | 0.0848 | 49.9947 | 996.0442 | 29996.0814
0.0852 | 49.9893 | 992.0867 | 29992.1339 | 0.0852 | 49.9947 | 996.0335 | 29996.0627
0.0856 | 49.9893 | 992.0222 | 29992.0966 | 0.0856 | 49.9947 | 996.0068 | 29996.0441
0.086 | 49.9892 | 992.0124 | 29992.0593 | 0.086 | 49.9946 | 995.9962 | 29996.0254
0.0864 | 49.9892 | 991.9477 | 29992.0221 | 0.0864 | 49.9946 | 995.9694 | 29996.0067
0.0868 | 49.9891 | 991.9382 | 29991.9848 | 0.0868 | 49.9946 | 995.959 | 29995.988
0.0872 | 49.9891 | 991.8732 | 29991.9476 | 0.0872 | 49.9946 | 995.9321 | 29995.9694
0.0876 | 49.989 | 991.864 | 29991.9103 | 0.0876 | 49.9945 | 995.9217 | 29995.9507
0.088 | 49.989 | 991.7986 | 29991.873 | 0.088 | 49.9945 | 995.8947 | 29995.932
0.0884 | 49.9889 | 991.7898 | 29991.8358 | 0.0884 | 49.9945 | 995.8845 | 29995.9134
0.0888 | 49.9889 | 991.724 | 29991.7985 | 0.0888 | 49.9945 | 995.8573 | 29995.8947
0.0892 | 49.9888 | 991.7156 | 29991.7612 | 0.0892 | 49.9944 | 995.8472 | 29995.876
0.0896 | 49.9888 | 991.6494 | 29991.724 | 0.0896 | 49.9944 | 995.8199 | 29995.8574
0.09 | 49.9887 | 991.6413 | 29991.6867 | 0.09 | 49.9944 | 995.81 | 29995.8387
0.0904 | 49.9887 | 991.5748 | 29991.6495 | 0.0904 | 49.9944 | 995.7816 | 29995.82
0.0908 | 49.9886 | 991.5671 | 29991.6122 | 0.0908 | 49.9943 | 995.7957 | 29995.8013
0.0912 | 49.9886 | 991.5001 | 29991.5749 | 0.0912 | 49.9943 | 995.7082 | 29995.7827
0.0916 | 49.9885 | 991.4876 | 29991.5377 | 0.0916 | 49.9943 | 995.7421 | 29995.764
0.092 | 49.9885 | 991.4235 | 29991.5004 | 0.092 | 49.9943 | 995.7034 | 29995.7453
0.0924 | 49.9884 | 991.4396 | 29991.4631 | 0.0924 | 49.9942 | 995.6981 | 29995.7267
0.0928 | 49.9884 | 991.3403 | 29991.4259 | 0.0928 | 49.9942 | 995.6701 | 29995.708
0.0932 | 49.9884 | 991.3613 | 29991.3886 | 0.0932 | 49.9942 | 995.6604 | 29995.6893
0.0936 | 49.9884 | 991.2789 | 29991.3514 | 0.0936 | 49.9942 | 995.6331 | 29995.6707
0.094 | 49.9883 | 991.2794 | 29991.3141 | 0.094 | 49.9941 | 995.6231 | 29995.652
0.0944 | 49.9883 | 991.2106 | 29991.2769 | 0.0944 | 49.9941 | 995.5957 | 29995.6333
0.0948 | 49.9882 | 991.2053 | 29991.2396 | 0.0948 | 49.9941 | 995.5859 | 29995.6146
0.0952 | 49.9882 | 991.1356 | 29991.2023 | 0.0952 | 49.9941 | 995.5584 | 29995.596
0.0956 | 49.9881 | 991.1334 | 29991.1651 | 0.0956 | 49.994 | 995.5486 | 29995.5773
0.096 | 49.9881 | 991.0596 | 29991.1278 | 0.096 | 49.994 | 995.521 | 29995.5586
0.0964 | 49.988 | 991.0609 | 29991.0905 | 0.0964 | 49.994 | 995.5114 | 29995.54
0.0968 | 49.988 | 990.9815 | 29991.0533 | 0.0968 | 49.994 | 995.4836 | 29995.5213
0.0972 | 49.9879 | 990.9921 | 29991.016 | 0.0972 | 49.9939 | 995.4741 | 29995.5026
0.0976 | 49.9879 | 990.8306 | 29990.9788 | 0.0976 | 49.9939 | 995.4463 | 29995.484
0.098 | 49.9878 | 990.9589 | 29990.9415 | 0.098 | 49.9939 | 995.4369 | 29995.4653
0.0984 | 49.9878 | 990.8265 | 29990.9043 | 0.0984 | 49.9939 | 995.4089 | 29995.4466
0.0988 | 49.9877 | 990.8929 | 29990.867 | 0.0988 | 49.9938 | 995.3996 | 29995.4279
0.0992 | 49.9877 | 990.7543 | 29990.8297 | 0.0992 | 49.9938 | 995.3715 | 29995.4093
0.0996 | 49.9876 | 990.7551 | 29990.7925 | 0.0996 | 49.9938 | 995.3624 | 29995.3906
0.1 | 49.9876 | 990.7075 | 29990.7552 | 0.1 | 49.9938 | 995.3342 | 29995.3719
0.1004 | 49.9875 | 990.7662 | 29990.718 | 0.1004 | 49.9937 | 995.3252 | 29995.3533
0.1008 | 49.9875 | 990.6344 | 29990.6808 | 0.1008 | 49.9937 | 995.2968 | 29995.3346
0.1012 | 49.9874 | 990.5915 | 29990.6435 | 0.1012 | 49.9937 | 995.2879 | 29995.3159
0.1016 | 49.9874 | 990.5004 | 29990.6063 | 0.1016 | 49.9937 | 995.2594 | 29995.2973
0.102 | 49.9873 | 990.4815 | 29990.569 | 0.102 | 49.9936 | 995.2507 | 29995.2786
0.1024 | 49.9873 | 990.47 | 29990.5318 | 0.1024 | 49.9936 | 995.222 | 29995.2599
0.1028 | 49.9872 | 990.4452 | 29990.4945 | 0.1028 | 49.9936 | 995.2135 | 29995.2412
0.1032 | 49.9872 | 990.3911 | 29990.4573 | 0.1032 | 49.9936 | 995.1847 | 29995.2226
0.1036 | 49.9871 | 990.3755 | 29990.42 | 0.1036 | 49.9935 | 995.1762 | 29995.2039
0.104 | 49.9871 | 990.318 | 29990.3828 | 0.104 | 49.9935 | 995.1473 | 29995.1852
0.1044 | 49.987 | 990.299 | 29990.3455 | 0.1044 | 49.9935 | 995.139 | 29995.1666
0.1048 | 49.987 | 990.246 | 29990.3083 | 0.1048 | 49.9935 | 995.1099 | 29995.1479
0.1052 | 49.9869 | 990.2229 | 29990.271 | 0.1052 | 49.9934 | 995.1018 | 29995.1292
0.1056 | 49.9869 | 990.1719 | 29990.2338 | 0.1056 | 49.9934 | 995.0726 | 29995.1106
0.106 | 49.9868 | 990.1492 | 29990.1965 | 0.106 | 49.9934 | 995.0646 | 29995.0919
0.1064 | 49.9868 | 990.0974 | 29990.1593 | 0.1064 | 49.9934 | 995.0352 | 29995.0732
0.1068 | 49.9867 | 990.0752 | 29990.122 | 0.1068 | 49.9933 | 995.0273 | 29995.0545
0.1072 | 49.9867 | 990.023 | 29990.0848 | 0.1072 | 49.9933 | 994.9978 | 29995.0359
0.1076 | 49.9866 | 990.0012 | 29990.0475 | 0.1076 | 49.9933 | 994.9901 | 29995.0172
0.108 | 49.9866 | 989.9486 | 29990.0103 | 0.108 | 49.9933 | 994.9604 | 29994.9986
0.1084 | 49.9865 | 989.9272 | 29989.973 | 0.1084 | 49.9932 | 994.9577 | 29994.9799
0.1088 | 49.9865 | 989.8742 | 29989.9358 | 0.1088 | 49.9932 | 994.9139 | 29994.9612
0.1092 | 49.9864 | 989.8531 | 29989.8985 | 0.1092 | 49.9932 | 994.9289 | 29994.9425
0.1096 | 49.9864 | 989.8468 | 29989.8613 | 0.1096 | 49.9932 | 994.8715 | 29994.9239
0.11 | 49.9863 | 989.8363 | 29989.824 | 0.11 | 49.9931 | 994.8942 | 29994.9052
0.1104 | 49.9863 | 989.6389 | 29989.7868 | 0.1104 | 49.9931 | 994.8337 | 29994.8865
0.1108 | 49.9862 | 989.8366 | 29989.7495 | 0.1108 | 49.9931 | 994.856 | 29994.8679
0.1112 | 49.9862 | 989.6373 | 29989.7123 | 0.1112 | 49.9931 | 994.7983 | 29994.8492
0.1116 | 49.9861 | 989.6556 | 29989.6751 | 0.1116 | 49.993 | 994.8163 | 29994.8305
0.112 | 49.9861 | 989.4533 | 29989.6379 | 0.112 | 49.993 | 994.7634 | 29994.8119
0.1124 | 49.986 | 989.5329 | 29989.6006 | 0.1124 | 49.993 | 994.7765 | 29994.7932
0.1128 | 49.986 | 989.4846 | 29989.5634 | 0.1128 | 49.993 | 994.7283 | 29994.7745
0.1132 | 49.9859 | 989.4848 | 29989.5261 | 0.1132 | 49.9929 | 994.7369 | 29994.7558
0.1136 | 49.9859 | 989.4462 | 29989.4889 | 0.1136 | 49.9929 | 994.6684 | 29994.7372
0.114 | 49.9858 | 989.3956 | 29989.4516 | 0.114 | 49.9929 | 994.8172 | 29994.7185
0.1144 | 49.9858 | 989.3194 | 29989.4144 | 0.1144 | 49.9929 | 994.6679 | 29994.6999
0.1148 | 49.9857 | 989.3044 | 29989.3771 | 0.1148 | 49.9928 | 994.7114 | 29994.6812
0.1152 | 49.9857 | 989.2423 | 29989.3399 | 0.1152 | 49.9928 | 994.6012 | 29994.6625
0.1156 | 49.9856 | 989.2573 | 29989.3027 | 0.1156 | 49.9928 | 994.5295 | 29994.6438
0.116 | 49.9856 | 989.2566 | 29989.2654 | 0.116 | 49.9928 | 994.6225 | 29994.6252
0.1164 | 49.9855 | 989.2018 | 29989.2282 | 0.1164 | 49.9927 | 994.6073 | 29994.6065
0.1168 | 49.9855 | 989.0994 | 29989.1909 | 0.1168 | 49.9927 | 994.5294 | 29994.5878
0.1172 | 49.9854 | 989.1388 | 29989.1537 | 0.1172 | 49.9927 | 994.5405 | 29994.5692
0.1176 | 49.9854 | 989.072 | 29989.1165 | 0.1176 | 49.9927 | 994.5133 | 29994.5505
0.118 | 49.9853 | 989.0781 | 29989.0792 | 0.118 | 49.9926 | 994.5073 | 29994.5318
0.1184 | 49.9853 | 988.9749 | 29989.042 | 0.1184 | 49.9926 | 994.4379 | 29994.5132
0.1188 | 49.9852 | 988.9532 | 29989.0048 | 0.1188 | 49.9926 | 994.501 | 29994.4945
0.1192 | 49.9852 | 988.9031 | 29988.9676 | 0.1192 | 49.9926 | 994.3949 | 29994.4758
0.1196 | 49.9851 | 988.8856 | 29988.9303 | 0.1196 | 49.9925 | 994.4172 | 29994.4572
0.12 | 49.9851 | 988.8319 | 29988.8931 | 0.12 | 49.9925 | 994.3915 | 29994.4385
0.1204 | 49.985 | 988.8125 | 29988.8558 | 0.1204 | 49.9925 | 994.3517 | 29994.4198
0.1208 | 49.985 | 988.7573 | 29988.8186 | 0.1208 | 49.9925 | 994.3798 | 29994.4012
0.1212 | 49.9849 | 988.7386 | 29988.7814 | 0.1212 | 49.9924 | 994.3631 | 29994.3825
0.1216 | 49.9849 | 988.6828 | 29988.7442 | 0.1216 | 49.9924 | 994.3621 | 29994.3638
0.122 | 49.9848 | 988.6646 | 29988.7069 | 0.122 | 49.9924 | 994.366 | 29994.3452
0.1224 | 49.9848 | 988.667 | 29988.6697 | 0.1224 | 49.9924 | 994.3092 | 29994.3265
0.1228 | 49.9847 | 988.648 | 29988.6324 | 0.1228 | 49.9923 | 994.2824 | 29994.3078
0.1232 | 49.9847 | 988.4088 | 29988.5952 | 0.1232 | 49.9923 | 994.1979 | 29994.2892
0.1236 | 49.9846 | 988.4892 | 29988.5579 | 0.1236 | 49.9923 | 994.2377 | 29994.2705
0.124 | 49.9846 | 988.4386 | 29988.5207 | 0.124 | 49.9923 | 994.2174 | 29994.2518
0.1244 | 49.9845 | 988.4326 | 29988.4835 | 0.1244 | 49.9922 | 994.2068 | 29994.2332
0.1248 | 49.9845 | 988.3251 | 29988.4463 | 0.1248 | 49.9922 | 994.1379 | 29994.2145
0.1252 | 49.9844 | 988.3574 | 29988.409 | 0.1252 | 49.9922 | 994.1519 | 29994.1958
0.1256 | 49.9844 | 988.3151 | 29988.3718 | 0.1256 | 49.9922 | 994.1594 | 29994.1772
0.126 | 49.9843 | 988.2931 | 29988.3346 | 0.126 | 49.9921 | 994.126 | 29994.1585
0.1264 | 49.9843 | 988.2422 | 29988.2974 | 0.1264 | 49.9921 | 994.1092 | 29994.1398
0.1268 | 49.9842 | 988.2185 | 29988.2601 | 0.1268 | 49.9921 | 994.1328 | 29994.1211
0.1272 | 49.9842 | 988.1666 | 29988.2229 | 0.1272 | 49.9921 | 994.0804 | 29994.1025
0.1276 | 49.9841 | 988.1457 | 29988.1857 | 0.1276 | 49.992 | 994.1513 | 29994.0838
0.128 | 49.9841 | 988.0906 | 29988.1485 | 0.128 | 49.992 | 994.0565 | 29994.0652
0.1284 | 49.984 | 988.0724 | 29988.1112 | 0.1284 | 49.992 | 993.9943 | 29994.0465
0.1288 | 49.984 | 988.0153 | 29988.074 | 0.1288 | 49.992 | 994.0021 | 29994.0278
0.1292 | 49.9839 | 987.9986 | 29988.0368 | 0.1292 | 49.9919 | 994.0081 | 29994.0092
0.1296 | 49.9839 | 987.9405 | 29987.9996 | 0.1296 | 49.9919 | 993.9749 | 29993.9905
0.13 | 49.9838 | 987.9246 | 29987.9623 | 0.13 | 49.9919 | 993.9649 | 29993.9719
0.1304 | 49.9838 | 987.866 | 29987.9251 | 0.1304 | 49.9919 | 993.9584 | 29993.9532
0.1308 | 49.9837 | 987.8504 | 29987.8879 | 0.1308 | 49.9918 | 993.9114 | 29993.9345
0.1312 | 49.9837 | 987.7917 | 29987.8507 | 0.1312 | 49.9918 | 993.8939 | 29993.9159
0.1316 | 49.9836 | 987.7762 | 29987.8135 | 0.1316 | 49.9918 | 993.9225 | 29993.8972
0.132 | 49.9836 | 987.7175 | 29987.7763 | 0.132 | 49.9918 | 993.8273 | 29993.8785
0.1324 | 49.9835 | 987.622 | 29987.7391 | 0.1324 | 49.9917 | 993.8182 | 29993.8599
0.1328 | 49.9835 | 987.7004 | 29987.7018 | 0.1328 | 49.9917 | 993.764 | 29993.8412
0.1332 | 49.9834 | 987.6083 | 29987.6646 | 0.1332 | 49.9917 | 993.7701 | 29993.8225
0.1336 | 49.9834 | 987.5726 | 29987.6274 | 0.1336 | 49.9917 | 993.7157 | 29993.8039
0.134 | 49.9833 | 987.7016 | 29987.5902 | 0.134 | 49.9916 | 993.7411 | 29993.7852
0.1344 | 49.9833 | 987.4017 | 29987.553 | 0.1344 | 49.9916 | 993.722 | 29993.7665
0.1348 | 49.9832 | 987.4772 | 29987.5158 | 0.1348 | 49.9916 | 993.7155 | 29993.7479
0.1352 | 49.9832 | 987.439 | 29987.4786 | 0.1352 | 49.9916 | 993.7162 | 29993.7292
0.1356 | 49.9831 | 987.3992 | 29987.4413 | 0.1356 | 49.9915 | 993.735 | 29993.7105
0.136 | 49.9831 | 987.3938 | 29987.4041 | 0.136 | 49.9915 | 993.6667 | 29993.6919
0.1364 | 49.983 | 987.4072 | 29987.3669 | 0.1364 | 49.9915 | 993.6492 | 29993.6732
0.1368 | 49.983 | 987.2253 | 29987.3297 | 0.1368 | 49.9915 | 993.6213 | 29993.6545
0.1372 | 49.9829 | 987.2676 | 29987.2924 | 0.1372 | 49.9914 | 993.609 | 29993.6359
0.1376 | 49.9829 | 987.0708 | 29987.2553 | 0.1376 | 49.9914 | 993.5831 | 29993.6172
0.138 | 49.9828 | 987.235 | 29987.218 | 0.138 | 49.9914 | 993.5712 | 29993.5985
0.1384 | 49.9828 | 987.0647 | 29987.1808 | 0.1384 | 49.9914 | 993.5457 | 29993.5799
0.1388 | 49.9827 | 987.1643 | 29987.1436 | 0.1388 | 49.9913 | 993.5339 | 29993.5612
0.1392 | 49.9827 | 987.1287 | 29987.1064 | 0.1392 | 49.9913 | 993.5084 | 29993.5425
0.1396 | 49.9826 | 986.9907 | 29987.0692 | 0.1396 | 49.9913 | 993.4967 | 29993.5239
0.14 | 49.9826 | 986.9912 | 29987.032 | 0.14 | 49.9913 | 993.471 | 29993.5052
0.1404 | 49.9825 | 986.9508 | 29986.9948 | 0.1404 | 49.9912 | 993.4596 | 29993.4866
0.1408 | 49.9825 | 986.9334 | 29986.9576 | 0.1408 | 49.9912 | 993.4337 | 29993.4679
0.1412 | 49.9824 | 986.8845 | 29986.9204 | 0.1412 | 49.9912 | 993.4225 | 29993.4492
0.1416 | 49.9824 | 986.8357 | 29986.8832 | 0.1416 | 49.9912 | 993.3963 | 29993.4306
0.142 | 49.9823 | 986.8111 | 29986.846 | 0.142 | 49.9911 | 993.3854 | 29993.4119
0.1424 | 49.9823 | 986.7628 | 29986.8088 | 0.1424 | 49.9911 | 993.359 | 29993.3932
0.1428 | 49.9822 | 986.7382 | 29986.7715 | 0.1428 | 49.9911 | 993.3483 | 29993.3746
0.1432 | 49.9822 | 986.6884 | 29986.7344 | 0.1432 | 49.9911 | 993.3216 | 29993.3559
0.1436 | 49.9821 | 986.6648 | 29986.6971 | 0.1436 | 49.991 | 993.3112 | 29993.3372
0.144 | 49.9821 | 986.6031 | 29986.6599 | 0.144 | 49.991 | 993.2842 | 29993.3186
0.1444 | 49.982 | 986.634 | 29986.6227 | 0.1444 | 49.991 | 993.2741 | 29993.2999
0.1448 | 49.982 | 986.5154 | 29986.5855 | 0.1448 | 49.991 | 993.2469 | 29993.2813
0.1452 | 49.9819 | 986.5441 | 29986.5483 | 0.1452 | 49.9909 | 993.237 | 29993.2626
0.1456 | 49.9819 | 986.4037 | 29986.5111 | 0.1456 | 49.9909 | 993.2095 | 29993.2439
0.146 | 49.9818 | 986.4588 | 29986.4739 | 0.146 | 49.9909 | 993.1999 | 29993.2253
0.1464 | 49.9818 | 986.3908 | 29986.4367 | 0.1464 | 49.9909 | 993.1721 | 29993.2066
0.1468 | 49.9817 | 986.3765 | 29986.3995 | 0.1468 | 49.9908 | 993.1628 | 29993.188
0.1472 | 49.9817 | 986.3134 | 29986.3623 | 0.1472 | 49.9908 | 993.1348 | 29993.1693
0.1476 | 49.9816 | 986.2967 | 29986.3251 | 0.1476 | 49.9908 | 993.1257 | 29993.1506
0.148 | 49.9816 | 986.2414 | 29986.2879 | 0.148 | 49.9908 | 993.0974 | 29993.132
0.1484 | 49.9815 | 986.221 | 29986.2507 | 0.1484 | 49.9907 | 993.0886 | 29993.1133
0.1488 | 49.9815 | 986.1685 | 29986.2135 | 0.1488 | 49.9907 | 993.0782 | 29993.0946
0.1492 | 49.9814 | 986.1466 | 29986.1763 | 0.1492 | 49.9907 | 993.1131 | 29993.076
0.1496 | 49.9814 | 986.0948 | 29986.1391 | 0.1496 | 49.9907 | 992.988 | 29993.0573
0.15 | 49.9813 | 986.0727 | 29986.1019 | 0.15 | 49.9906 | 993.0113 | 29993.0387
0.1504 | 49.9813 | 986.0208 | 29986.0648 | 0.1504 | 49.9906 | 992.9849 | 29993.02
0.1508 | 49.9812 | 985.999 | 29986.0275 | 0.1508 | 49.9906 | 992.9748 | 29993.0013
0.1512 | 49.9812 | 985.9466 | 29985.9904 | 0.1512 | 49.9906 | 992.9473 | 29992.9827
0.1516 | 49.9811 | 985.9253 | 29985.9532 | 0.1516 | 49.9905 | 992.9378 | 29992.964
0.152 | 49.9811 | 985.8724 | 29985.916 | 0.152 | 49.9905 | 992.9099 | 29992.9454
0.1524 | 49.981 | 985.8517 | 29985.8788 | 0.1524 | 49.9905 | 992.9008 | 29992.9267
0.1528 | 49.981 | 985.8014 | 29985.8416 | 0.1528 | 49.9905 | 992.8725 | 29992.908
0.1532 | 49.9809 | 985.7824 | 29985.8044 | 0.1532 | 49.9904 | 992.8637 | 29992.8894
0.1536 | 49.9809 | 985.7258 | 29985.7672 | 0.1536 | 49.9904 | 992.8352 | 29992.8707
0.154 | 49.9808 | 985.703 | 29985.73 | 0.154 | 49.9904 | 992.8266 | 29992.8521
0.1544 | 49.9808 | 985.6509 | 29985.6928 | 0.1544 | 49.9904 | 992.7978 | 29992.8334
0.1548 | 49.9807 | 985.6304 | 29985.6556 | 0.1548 | 49.9903 | 992.7896 | 29992.8147
0.1552 | 49.9807 | 985.6019 | 29985.6185 | 0.1552 | 49.9903 | 992.7605 | 29992.7961
0.1556 | 49.9806 | 985.6585 | 29985.5813 | 0.1556 | 49.9903 | 992.7043 | 29992.7774
0.156 | 49.9806 | 985.4478 | 29985.5441 | 0.156 | 49.9903 | 992.697 | 29992.7588
0.1564 | 49.9805 | 985.4305 | 29985.5069 | 0.1564 | 49.9902 | 992.7631 | 29992.7401
0.1568 | 49.9805 | 985.3972 | 29985.4697 | 0.1568 | 49.9902 | 992.6873 | 29992.7215
0.1572 | 49.9804 | 985.4429 | 29985.4326 | 0.1572 | 49.9902 | 992.6775 | 29992.7028
0.1576 | 49.9804 | 985.4046 | 29985.3954 | 0.1576 | 49.9902 | 992.6489 | 29992.6841
0.158 | 49.9803 | 985.4199 | 29985.3582 | 0.158 | 49.9901 | 992.6408 | 29992.6655
0.1584 | 49.9803 | 985.2572 | 29985.321 | 0.1584 | 49.9901 | 992.6112 | 29992.6468
0.1588 | 49.9802 | 985.2249 | 29985.2838 | 0.1588 | 49.9901 | 992.6038 | 29992.6282
0.1592 | 49.9802 | 985.1394 | 29985.2466 | 0.1592 | 49.9901 | 992.658 | 29992.6095
0.1596 | 49.9801 | 985.1439 | 29985.2095 | 0.1596 | 49.99 | 992.4992 | 29992.5908
0.16 | 49.9801 | 985.1749 | 29985.1723 | 0.16 | 49.99 | 992.524 | 29992.5722
0.1604 | 49.98 | 985.1112 | 29985.1351 | 0.1604 | 49.99 | 992.6337 | 29992.5535
0.1608 | 49.98 | 985.0543 | 29985.0979 | 0.1608 | 49.99 | 992.3895 | 29992.5349
0.1612 | 49.9799 | 985.1347 | 29985.0607 | 0.1612 | 49.9899 | 992.544 | 29992.5162
0.1616 | 49.9799 | 984.9501 | 29985.0235 | 0.1616 | 49.9899 | 992.4967 | 29992.4975
0.162 | 49.9799 | 984.9345 | 29984.9864 | 0.162 | 49.9899 | 992.4386 | 29992.4789
0.1624 | 49.9799 | 984.9 | 29984.9492 | 0.1624 | 49.9899 | 992.3968 | 29992.4602
0.1628 | 49.9798 | 984.9035 | 29984.912 | 0.1628 | 49.9898 | 992.4839 | 29992.4416
0.1632 | 49.9798 | 984.8411 | 29984.8748 | 0.1632 | 49.9898 | 992.3925 | 29992.4229
0.1636 | 49.9797 | 984.8533 | 29984.8377 | 0.1636 | 49.9898 | 992.3827 | 29992.4043
0.164 | 49.9797 | 984.7412 | 29984.8005 | 0.164 | 49.9898 | 992.3523 | 29992.3856
0.1644 | 49.9796 | 984.826 | 29984.7633 | 0.1644 | 49.9897 | 992.3433 | 29992.3669
0.1648 | 49.9796 | 984.7388 | 29984.7261 | 0.1648 | 49.9897 | 992.3151 | 29992.3483
0.1652 | 49.9795 | 984.698 | 29984.6889 | 0.1652 | 49.9897 | 992.3059 | 29992.3296
0.1656 | 49.9795 | 984.5542 | 29984.6518 | 0.1656 | 49.9897 | 992.2777 | 29992.311
0.166 | 49.9794 | 984.6055 | 29984.6146 | 0.166 | 49.9896 | 992.2687 | 29992.2923
0.1664 | 49.9794 | 984.5428 | 29984.5774 | 0.1664 | 49.9896 | 992.2404 | 29992.2737
0.1668 | 49.9793 | 984.519 | 29984.5402 | 0.1668 | 49.9896 | 992.2316 | 29992.255
0.1672 | 49.9793 | 984.4669 | 29984.5031 | 0.1672 | 49.9896 | 992.203 | 29992.2363
0.1676 | 49.9792 | 984.4458 | 29984.4659 | 0.1676 | 49.9895 | 992.1945 | 29992.2177
0.168 | 49.9792 | 984.3928 | 29984.4288 | 0.168 | 49.9895 | 992.1657 | 29992.199
0.1684 | 49.9791 | 984.3722 | 29984.3916 | 0.1684 | 49.9895 | 992.1573 | 29992.1804
0.1688 | 49.9791 | 984.3622 | 29984.3544 | 0.1688 | 49.9895 | 992.1284 | 29992.1617
0.1692 | 49.979 | 984.3793 | 29984.3172 | 0.1692 | 49.9894 | 992.1202 | 29992.1431
0.1696 | 49.979 | 984.3031 | 29984.2801 | 0.1696 | 49.9894 | 992.091 | 29992.1244
0.17 | 49.9789 | 984.2714 | 29984.2429 | 0.17 | 49.9894 | 992.083 | 29992.1058
0.1704 | 49.9789 | 984.1359 | 29984.2057 | 0.1704 | 49.9894 | 992.0537 | 29992.0871
0.1708 | 49.9788 | 984.2101 | 29984.1686 | 0.1708 | 49.9893 | 992.0459 | 29992.0684
0.1712 | 49.9788 | 984.0969 | 29984.1314 | 0.1712 | 49.9893 | 992.0164 | 29992.0498
0.1716 | 49.9787 | 984.0764 | 29984.0942 | 0.1716 | 49.9893 | 992.0087 | 29992.0311
0.172 | 49.9787 | 984.0237 | 29984.0571 | 0.172 | 49.9893 | 991.9791 | 29992.0125
0.1724 | 49.9786 | 984.0022 | 29984.0199 | 0.1724 | 49.9892 | 991.9715 | 29991.9938
0.1728 | 49.9786 | 983.9498 | 29983.9828 | 0.1728 | 49.9892 | 991.9418 | 29991.9752
0.1732 | 49.9785 | 983.9286 | 29983.9456 | 0.1732 | 49.9892 | 991.9343 | 29991.9565
0.1736 | 49.9785 | 983.8758 | 29983.9084 | 0.1736 | 49.9892 | 991.9045 | 29991.9379
0.174 | 49.9784 | 983.8549 | 29983.8713 | 0.174 | 49.9891 | 991.8971 | 29991.9192
0.1744 | 49.9784 | 983.8018 | 29983.8341 | 0.1744 | 49.9891 | 991.8672 | 29991.9006
0.1748 | 49.9783 | 983.7813 | 29983.7969 | 0.1748 | 49.9891 | 991.8598 | 29991.8819
0.1752 | 49.9783 | 983.7278 | 29983.7598 | 0.1752 | 49.9891 | 991.8299 | 29991.8633
0.1756 | 49.9782 | 983.7077 | 29983.7226 | 0.1756 | 49.989 | 991.8226 | 29991.8446
0.176 | 49.9782 | 983.6538 | 29983.6855 | 0.176 | 49.989 | 991.7927 | 29991.8259
0.1764 | 49.9781 | 983.634 | 29983.6483 | 0.1764 | 49.989 | 991.7854 | 29991.8073
0.1768 | 49.9781 | 983.5798 | 29983.6112 | 0.1768 | 49.989 | 991.7554 | 29991.7886
0.1772 | 49.978 | 983.5604 | 29983.574 | 0.1772 | 49.9889 | 991.7481 | 29991.77
0.1776 | 49.978 | 983.5059 | 29983.5369 | 0.1776 | 49.9889 | 991.7181 | 29991.7513
0.178 | 49.9779 | 983.4867 | 29983.4997 | 0.178 | 49.9889 | 991.7109 | 29991.7327
0.1784 | 49.9779 | 983.4319 | 29983.4626 | 0.1784 | 49.9889 | 991.6809 | 29991.714
0.1788 | 49.9778 | 983.4131 | 29983.4254 | 0.1788 | 49.9888 | 991.6737 | 29991.6954
0.1792 | 49.9778 | 983.3579 | 29983.3882 | 0.1792 | 49.9888 | 991.6436 | 29991.6767
0.1796 | 49.9777 | 983.3394 | 29983.3511 | 0.1796 | 49.9888 | 991.6364 | 29991.6581
0.18 | 49.9777 | 983.284 | 29983.3139 | 0.18 | 49.9888 | 991.6064 | 29991.6394
0.1804 | 49.9776 | 983.2657 | 29983.2768 | 0.1804 | 49.9887 | 991.5992 | 29991.6208
0.1808 | 49.9776 | 983.21 | 29983.2396 | 0.1808 | 49.9887 | 991.5691 | 29991.6021
0.1812 | 49.9775 | 983.192 | 29983.2025 | 0.1812 | 49.9887 | 991.5619 | 29991.5835
0.1816 | 49.9775 | 983.1361 | 29983.1653 | 0.1816 | 49.9887 | 991.5319 | 29991.5648
0.182 | 49.9774 | 983.1183 | 29983.1282 | 0.182 | 49.9886 | 991.4626 | 29991.5462
0.1824 | 49.9774 | 983.0622 | 29983.091 | 0.1824 | 49.9886 | 991.4123 | 29991.5275
0.1828 | 49.9773 | 983.0446 | 29983.0539 | 0.1828 | 49.9886 | 991.5148 | 29991.5089
0.1832 | 49.9773 | 982.9883 | 29983.0168 | 0.1832 | 49.9886 | 991.4993 | 29991.4902
0.1836 | 49.9772 | 982.9709 | 29982.9796 | 0.1836 | 49.9885 | 991.4598 | 29991.4716
0.184 | 49.9772 | 982.9144 | 29982.9425 | 0.184 | 49.9885 | 991.4536 | 29991.4529
0.1844 | 49.9771 | 982.8972 | 29982.9053 | 0.1844 | 49.9885 | 991.492 | 29991.4342
0.1848 | 49.9771 | 982.8405 | 29982.8682 | 0.1848 | 49.9885 | 991.3586 | 29991.4156
0.1852 | 49.977 | 982.8234 | 29982.831 | 0.1852 | 49.9884 | 991.3164 | 29991.3969
0.1856 | 49.977 | 982.7666 | 29982.7939 | 0.1856 | 49.9884 | 991.1904 | 29991.3783
0.186 | 49.9769 | 982.7497 | 29982.7567 | 0.186 | 49.9884 | 991.3505 | 29991.3596
0.1864 | 49.9769 | 982.6927 | 29982.7196 | 0.1864 | 49.9884 | 991.3042 | 29991.341
0.1868 | 49.9768 | 982.6759 | 29982.6824 | 0.1868 | 49.9883 | 991.307 | 29991.3223
0.1872 | 49.9768 | 982.6189 | 29982.6453 | 0.1872 | 49.9883 | 991.2684 | 29991.3037
0.1876 | 49.9767 | 982.6022 | 29982.6082 | 0.1876 | 49.9883 | 991.2673 | 29991.285
0.188 | 49.9767 | 982.5376 | 29982.571 | 0.188 | 49.9883 | 991.2323 | 29991.2664
0.1884 | 49.9766 | 982.5912 | 29982.5339 | 0.1884 | 49.9883 | 991.2289 | 29991.2477
0.1888 | 49.9766 | 982.4522 | 29982.4968 | 0.1888 | 49.9883 | 991.1959 | 29991.2291
0.1892 | 49.9765 | 982.454 | 29982.4596 | 0.1892 | 49.9882 | 991.1911 | 29991.2104
0.1896 | 49.9765 | 982.2594 | 29982.4225 | 0.1896 | 49.9882 | 991.1592 | 29991.1918
0.19 | 49.9764 | 982.3834 | 29982.3854 | 0.19 | 49.9882 | 991.1537 | 29991.1732
0.1904 | 49.9764 | 982.1966 | 29982.3482 | 0.1904 | 49.9882 | 991.1222 | 29991.1545
0.1908 | 49.9763 | 982.265 | 29982.3111 | 0.1908 | 49.9881 | 991.1164 | 29991.1359
0.1912 | 49.9763 | 982.2583 | 29982.274 | 0.1912 | 49.9881 | 991.085 | 29991.1172
0.1916 | 49.9762 | 982.2392 | 29982.2368 | 0.1916 | 49.9881 | 991.0792 | 29991.0986
0.192 | 49.9762 | 982.0503 | 29982.1997 | 0.192 | 49.9881 | 991.0478 | 29991.0799
0.1924 | 49.9761 | 982.2239 | 29982.1626 | 0.1924 | 49.988 | 991.0421 | 29991.0613
0.1928 | 49.9761 | 982.1584 | 29982.1254 | 0.1928 | 49.988 | 991.0104 | 29991.0426
0.1932 | 49.976 | 982.1211 | 29982.0883 | 0.1932 | 49.988 | 991.005 | 29991.024
0.1936 | 49.976 | 981.9463 | 29982.0512 | 0.1936 | 49.988 | 990.973 | 29991.0053
0.194 | 49.9759 | 982.1182 | 29982.014 | 0.194 | 49.9879 | 990.968 | 29990.9867
0.1944 | 49.9759 | 981.9883 | 29981.9769 | 0.1944 | 49.9879 | 990.9355 | 29990.968
0.1948 | 49.9758 | 981.8747 | 29981.9398 | 0.1948 | 49.9879 | 990.9309 | 29990.9494
0.1952 | 49.9758 | 981.8708 | 29981.9026 | 0.1952 | 49.9879 | 990.898 | 29990.9307
0.1956 | 49.9757 | 981.8449 | 29981.8655 | 0.1956 | 49.9878 | 990.8938 | 29990.9121
0.196 | 49.9757 | 981.7279 | 29981.8284 | 0.196 | 49.9878 | 990.8604 | 29990.8934
0.1964 | 49.9756 | 981.7645 | 29981.7912 | 0.1964 | 49.9878 | 990.8568 | 29990.8748
0.1968 | 49.9756 | 981.661 | 29981.7541 | 0.1968 | 49.9878 | 990.8228 | 29990.8561
0.1972 | 49.9755 | 981.6885 | 29981.717 | 0.1972 | 49.9877 | 990.8197 | 29990.8375
0.1976 | 49.9755 | 981.6699 | 29981.6799 | 0.1976 | 49.9877 | 990.7851 | 29990.8188
0.198 | 49.9754 | 981.6695 | 29981.6428 | 0.198 | 49.9877 | 990.7826 | 29990.8002
0.1984 | 49.9754 | 981.6042 | 29981.6056 | 0.1984 | 49.9877 | 990.7475 | 29990.7816
0.1988 | 49.9753 | 981.6306 | 29981.5685 | 0.1988 | 49.9876 | 990.7455 | 29990.7629
0.1992 | 49.9753 | 981.5475 | 29981.5314 | 0.1992 | 49.9876 | 990.7086 | 29990.7443
0.1996 | 49.9752 | 981.5545 | 29981.4943 | 0.1996 | 49.9876 | 990.7092 | 29990.7256
0.2 | 49.9752 | 981.463 | 29981.4572 | 0.2 | 49.9876 | 990.6663 | 29990.707
0.2004 | 49.9751 | 981.4198 | 29981.42 | 0.2004 | 49.9875 | 990.6732 | 29990.6883
0.2008 | 49.9751 | 981.3736 | 29981.3829 | 0.2008 | 49.9875 | 990.6234 | 29990.6697
0.2012 | 49.975 | 981.356 | 29981.3458 | 0.2012 | 49.9875 | 990.6371 | 29990.651
0.2016 | 49.975 | 981.2972 | 29981.3087 | 0.2016 | 49.9875 | 990.5713 | 29990.6324
0.202 | 49.9749 | 981.2954 | 29981.2716 | 0.202 | 49.9874 | 990.5979 | 29990.6137
0.2024 | 49.9749 | 981.2221 | 29981.2345 | 0.2024 | 49.9874 | 990.518 | 29990.5951
0.2028 | 49.9748 | 981.2411 | 29981.1973 | 0.2028 | 49.9874 | 990.5467 | 29990.5764
0.2032 | 49.9748 | 981.1538 | 29981.1602 | 0.2032 | 49.9874 | 990.4741 | 29990.5578
0.2036 | 49.9747 | 981.1752 | 29981.1231 | 0.2036 | 49.9873 | 990.5885 | 29990.5392
0.204 | 49.9747 | 981.0907 | 29981.086 | 0.204 | 49.9873 | 990.4995 | 29990.5205
0.2044 | 49.9746 | 981.0758 | 29981.0489 | 0.2044 | 49.9873 | 990.5044 | 29990.5019
0.2048 | 49.9746 | 981.0138 | 29981.0118 | 0.2048 | 49.9873 | 990.5102 | 29990.4832
0.2052 | 49.9745 | 981.0444 | 29980.9746 | 0.2052 | 49.9872 | 990.3092 | 29990.4646
0.2056 | 49.9745 | 980.9639 | 29980.9375 | 0.2056 | 49.9872 | 990.3687 | 29990.4459
0.206 | 49.9744 | 980.9369 | 29980.9004 | 0.206 | 49.9872 | 990.8206 | 29990.4273
0.2064 | 49.9744 | 980.9119 | 29980.8633 | 0.2064 | 49.9872 | 990.4395 | 29990.4086
0.2068 | 49.9743 | 980.8091 | 29980.8262 | 0.2068 | 49.9871 | 990.4001 | 29990.39
0.2072 | 49.9743 | 980.7478 | 29980.7891 | 0.2072 | 49.9871 | 990.3783 | 29990.3714
0.2076 | 49.9742 | 980.7712 | 29980.752 | 0.2076 | 49.9871 | 990.3366 | 29990.3527
0.208 | 49.9742 | 980.714 | 29980.7149 | 0.208 | 49.9871 | 990.3967 | 29990.3341
0.2084 | 49.9741 | 980.7325 | 29980.6778 | 0.2084 | 49.987 | 990.2185 | 29990.3154
0.2088 | 49.9741 | 980.6541 | 29980.6407 | 0.2088 | 49.987 | 990.2323 | 29990.2968
0.2092 | 49.974 | 980.7022 | 29980.6035 | 0.2092 | 49.987 | 990.2395 | 29990.2781
0.2096 | 49.974 | 980.5889 | 29980.5664 | 0.2096 | 49.987 | 990.2856 | 29990.2595
0.21 | 49.974 | 980.5925 | 29980.5293 | 0.21 | 49.9869 | 990.2713 | 29990.2408
0.2104 | 49.974 | 980.4762 | 29980.4923 | 0.2104 | 49.9869 | 990.2811 | 29990.2222
0.2108 | 49.9739 | 980.5154 | 29980.4551 | 0.2108 | 49.9869 | 990.1456 | 29990.2036
0.2112 | 49.9739 | 980.4342 | 29980.418 | 0.2112 | 49.9869 | 990.1875 | 29990.1849
0.2116 | 49.9738 | 980.3805 | 29980.3809 | 0.2116 | 49.9868 | 990.3412 | 29990.1663
0.212 | 49.9738 | 980.2368 | 29980.3438 | 0.212 | 49.9868 | 990.1467 | 29990.1476
0.2124 | 49.9737 | 980.2832 | 29980.3067 | 0.2124 | 49.9868 | 990.0779 | 29990.129
0.2128 | 49.9737 | 980.3053 | 29980.2696 | 0.2128 | 49.9868 | 990.068 | 29990.1104
0.2132 | 49.9736 | 980.228 | 29980.2325 | 0.2132 | 49.9867 | 990.0403 | 29990.0917
0.2136 | 49.9736 | 980.082 | 29980.1954 | 0.2136 | 49.9867 | 990.0708 | 29990.0731
0.214 | 49.9735 | 980.1428 | 29980.1583 | 0.214 | 49.9867 | 990.1526 | 29990.0544
0.2144 | 49.9735 | 980.0073 | 29980.1212 | 0.2144 | 49.9867 | 990.0432 | 29990.0358
0.2148 | 49.9734 | 979.9954 | 29980.0841 | 0.2148 | 49.9866 | 990.0093 | 29990.0172
0.2152 | 49.9734 | 980.0408 | 29980.047 | 0.2152 | 49.9866 | 990.0081 | 29989.9985
0.2156 | 49.9733 | 980.1009 | 29980.0099 | 0.2156 | 49.9866 | 990.0243 | 29989.9799
0.216 | 49.9733 | 980.0047 | 29979.9728 | 0.216 | 49.9866 | 989.9476 | 29989.9612
0.2164 | 49.9732 | 979.9307 | 29979.9357 | 0.2164 | 49.9865 | 989.9329 | 29989.9426
0.2168 | 49.9732 | 979.8226 | 29979.8986 | 0.2168 | 49.9865 | 989.9351 | 29989.924
0.2172 | 49.9731 | 979.8339 | 29979.8615 | 0.2172 | 49.9865 | 989.8761 | 29989.9053
0.2176 | 49.9731 | 979.8414 | 29979.8244 | 0.2176 | 49.9865 | 989.8555 | 29989.8867
0.218 | 49.973 | 979.8459 | 29979.7873 | 0.218 | 49.9864 | 989.939 | 29989.868
0.2184 | 49.973 | 979.7988 | 29979.7502 | 0.2184 | 49.9864 | 989.8536 | 29989.8494
0.2188 | 49.9729 | 979.7897 | 29979.7131 | 0.2188 | 49.9864 | 989.8388 | 29989.8308
0.2192 | 49.9729 | 979.7043 | 29979.676 | 0.2192 | 49.9864 | 989.7985 | 29989.8121
0.2196 | 49.9728 | 979.6917 | 29979.6389 | 0.2196 | 49.9863 | 989.7358 | 29989.7935
0.22 | 49.9728 | 979.5751 | 29979.6019 | 0.22 | 49.9863 | 989.676 | 29989.7748
0.2204 | 49.9727 | 979.5656 | 29979.5648 | 0.2204 | 49.9863 | 989.714 | 29989.7562
0.2208 | 49.9727 | 979.4796 | 29979.5277 | 0.2208 | 49.9863 | 989.7359 | 29989.7376
0.2212 | 49.9726 | 979.5234 | 29979.4906 | 0.2212 | 49.9862 | 989.7435 | 29989.7189
0.2216 | 49.9726 | 979.4665 | 29979.4535 | 0.2216 | 49.9862 | 989.7031 | 29989.7003
0.222 | 49.9725 | 979.4753 | 29979.4164 | 0.222 | 49.9862 | 989.7052 | 29989.6817
0.2224 | 49.9725 | 979.3941 | 29979.3793 | 0.2224 | 49.9862 | 989.6471 | 29989.663
0.2228 | 49.9724 | 979.3382 | 29979.3422 | 0.2228 | 49.9861 | 989.6288 | 29989.6444
0.2232 | 49.9724 | 979.2425 | 29979.3052 | 0.2232 | 49.9861 | 989.6025 | 29989.6257
0.2236 | 49.9723 | 979.2531 | 29979.2681 | 0.2236 | 49.9861 | 989.5912 | 29989.6071
0.224 | 49.9723 | 979.1934 | 29979.231 | 0.224 | 49.9861 | 989.5646 | 29989.5885
0.2244 | 49.9722 | 979.2304 | 29979.1939 | 0.2244 | 49.986 | 989.5277 | 29989.5698
0.2248 | 49.9722 | 979.216 | 29979.1568 | 0.2248 | 49.986 | 989.5453 | 29989.5512
0.2252 | 49.9721 | 979.1607 | 29979.1197 | 0.2252 | 49.986 | 989.5681 | 29989.5326
0.2256 | 49.9721 | 979.0942 | 29979.0827 | 0.2256 | 49.986 | 989.5256 | 29989.5139
0.226 | 49.972 | 979.1398 | 29979.0456 | 0.226 | 49.9859 | 989.4812 | 29989.4953
0.2264 | 49.972 | 979.0252 | 29979.0085 | 0.2264 | 49.9859 | 989.4376 | 29989.4767
0.2268 | 49.9719 | 979.0362 | 29978.9714 | 0.2268 | 49.9859 | 989.5246 | 29989.458
0.2272 | 49.9719 | 978.9775 | 29978.9343 | 0.2272 | 49.9859 | 989.4632 | 29989.4394
0.2276 | 49.9718 | 978.8997 | 29978.8973 | 0.2276 | 49.9858 | 989.3816 | 29989.4207
0.228 | 49.9718 | 978.7911 | 29978.8602 | 0.228 | 49.9858 | 989.3807 | 29989.4021
0.2284 | 49.9717 | 978.8748 | 29978.8231 | 0.2284 | 49.9858 | 989.3852 | 29989.3835
0.2288 | 49.9717 | 978.8168 | 29978.786 | 0.2288 | 49.9858 | 989.2613 | 29989.3648
0.2292 | 49.9716 | 978.723 | 29978.7489 | 0.2292 | 49.9857 | 989.3329 | 29989.3462
0.2296 | 49.9716 | 978.7191 | 29978.7119 | 0.2296 | 49.9857 | 989.3246 | 29989.3276
0.23 | 49.9715 | 978.8148 | 29978.6748 | 0.23 | 49.9857 | 989.2897 | 29989.3089
0.2304 | 49.9715 | 978.7106 | 29978.6377 | 0.2304 | 49.9857 | 989.2796 | 29989.2903
0.2308 | 49.9714 | 978.6266 | 29978.6007 | 0.2308 | 49.9856 | 989.2456 | 29989.2717
0.2312 | 49.9714 | 978.5771 | 29978.5636 | 0.2312 | 49.9856 | 989.0984 | 29989.253
0.2316 | 49.9713 | 978.5563 | 29978.5265 | 0.2316 | 49.9856 | 989.1895 | 29989.2344
0.232 | 49.9713 | 978.5001 | 29978.4894 | 0.232 | 49.9856 | 989.1742 | 29989.2158
0.2324 | 49.9712 | 978.496 | 29978.4524 | 0.2324 | 49.9855 | 989.1522 | 29989.1971
0.2328 | 49.9712 | 978.4135 | 29978.4153 | 0.2328 | 49.9855 | 989.1141 | 29989.1785
0.2332 | 49.9711 | 978.4592 | 29978.3782 | 0.2332 | 49.9855 | 989.1209 | 29989.1598
0.2336 | 49.9711 | 978.3455 | 29978.3412 | 0.2336 | 49.9855 | 989.0962 | 29989.1412
0.234 | 49.971 | 978.4245 | 29978.3041 | 0.234 | 49.9854 | 989.0761 | 29989.1226
0.2344 | 49.971 | 978.2912 | 29978.267 | 0.2344 | 49.9854 | 989.0693 | 29989.1039
0.2348 | 49.9709 | 978.2596 | 29978.2299 | 0.2348 | 49.9854 | 989.0432 | 29989.0853
0.2352 | 49.9709 | 978.214 | 29978.1929 | 0.2352 | 49.9854 | 989.0024 | 29989.0667
0.2356 | 49.9708 | 978.1651 | 29978.1558 | 0.2356 | 49.9853 | 989.0068 | 29989.048
0.236 | 49.9708 | 978.132 | 29978.1188 | 0.236 | 49.9853 | 988.973 | 29989.0294
0.2364 | 49.9707 | 978.0919 | 29978.0817 | 0.2364 | 49.9853 | 988.972 | 29989.0108
0.2368 | 49.9707 | 978.0252 | 29978.0446 | 0.2368 | 49.9853 | 988.9408 | 29988.9921
0.2372 | 49.9706 | 978.0406 | 29978.0076 | 0.2372 | 49.9852 | 988.9372 | 29988.9735
0.2376 | 49.9706 | 977.9863 | 29977.9705 | 0.2376 | 49.9852 | 988.9056 | 29988.9548
0.238 | 49.9705 | 977.9663 | 29977.9334 | 0.238 | 49.9852 | 988.8968 | 29988.9362
0.2384 | 49.9705 | 977.913 | 29977.8964 | 0.2384 | 49.9852 | 988.8983 | 29988.9176
0.2388 | 49.9704 | 977.8929 | 29977.8593 | 0.2388 | 49.9851 | 988.8955 | 29988.8989
0.2392 | 49.9704 | 977.8396 | 29977.8223 | 0.2392 | 49.9851 | 988.7833 | 29988.8803
0.2396 | 49.9703 | 977.8197 | 29977.7852 | 0.2396 | 49.9851 | 988.8049 | 29988.8617
0.24 | 49.9703 | 977.7662 | 29977.7481 | 0.24 | 49.9851 | 988.8453 | 29988.8431
0.2404 | 49.9702 | 977.7464 | 29977.7111 | 0.2404 | 49.985 | 988.8117 | 29988.8244
0.2408 | 49.9702 | 977.6927 | 29977.674 | 0.2408 | 49.985 | 988.7898 | 29988.8058
0.2412 | 49.9701 | 977.6732 | 29977.6369 | 0.2412 | 49.985 | 988.7746 | 29988.7872
0.2416 | 49.9701 | 977.6193 | 29977.5999 | 0.2416 | 49.985 | 988.7527 | 29988.7685
0.242 | 49.97 | 977.6 | 29977.5628 | 0.242 | 49.9849 | 988.7377 | 29988.7499
0.2424 | 49.97 | 977.5459 | 29977.5258 | 0.2424 | 49.9849 | 988.7154 | 29988.7313
0.2428 | 49.9699 | 977.5268 | 29977.4887 | 0.2428 | 49.9849 | 988.7007 | 29988.7126
0.2432 | 49.9699 | 977.4725 | 29977.4517 | 0.2432 | 49.9849 | 988.6781 | 29988.694
0.2436 | 49.9698 | 977.4536 | 29977.4146 | 0.2436 | 49.9848 | 988.6637 | 29988.6754
0.244 | 49.9698 | 977.3991 | 29977.3776 | 0.244 | 49.9848 | 988.6409 | 29988.6567
0.2444 | 49.9697 | 977.3804 | 29977.3405 | 0.2444 | 49.9848 | 988.6267 | 29988.6381
0.2448 | 49.9697 | 977.3257 | 29977.3035 | 0.2448 | 49.9848 | 988.6037 | 29988.6195
0.2452 | 49.9696 | 977.3072 | 29977.2664 | 0.2452 | 49.9847 | 988.5897 | 29988.6009
0.2456 | 49.9696 | 977.2523 | 29977.2294 | 0.2456 | 49.9847 | 988.5665 | 29988.5822
0.246 | 49.9695 | 977.234 | 29977.1923 | 0.246 | 49.9847 | 988.5527 | 29988.5636
0.2464 | 49.9695 | 977.1789 | 29977.1553 | 0.2464 | 49.9847 | 988.5293 | 29988.545
0.2468 | 49.9694 | 977.1608 | 29977.1182 | 0.2468 | 49.9846 | 988.5156 | 29988.5263
0.2472 | 49.9694 | 977.1055 | 29977.0812 | 0.2472 | 49.9846 | 988.4921 | 29988.5077
0.2476 | 49.9693 | 977.0876 | 29977.0441 | 0.2476 | 49.9846 | 988.4786 | 29988.4891
0.248 | 49.9693 | 977.0321 | 29977.0071 | 0.248 | 49.9846 | 988.4549 | 29988.4704
0.2484 | 49.9693 | 977.0144 | 29976.97 | 0.2484 | 49.9845 | 988.4416 | 29988.4518
0.2488 | 49.9693 | 976.9587 | 29976.933 | 0.2488 | 49.9845 | 988.4178 | 29988.4332
0.2492 | 49.9692 | 976.9412 | 29976.8959 | 0.2492 | 49.9845 | 988.4045 | 29988.4146
0.2496 | 49.9692 | 976.8853 | 29976.8589 | 0.2496 | 49.9845 | 988.3806 | 29988.3959
0.25 | 49.9691 | 976.8681 | 29976.8218 | 0.25 | 49.9844 | 988.3675 | 29988.3773
0.2504 | 49.9691 | 976.8119 | 29976.7848 | 0.2504 | 49.9844 | 988.3434 | 29988.3587
0.2508 | 49.969 | 976.7949 | 29976.7477 | 0.2508 | 49.9844 | 988.3305 | 29988.34
0.2512 | 49.969 | 976.7386 | 29976.7107 | 0.2512 | 49.9844 | 988.3063 | 29988.3214
0.2516 | 49.9689 | 976.7217 | 29976.6736 | 0.2516 | 49.9843 | 988.2935 | 29988.3028
0.252 | 49.9689 | 976.6652 | 29976.6366 | 0.252 | 49.9843 | 988.2691 | 29988.2842
0.2524 | 49.9688 | 976.6485 | 29976.5996 | 0.2524 | 49.9843 | 988.2564 | 29988.2655
0.2528 | 49.9688 | 976.5918 | 29976.5625 | 0.2528 | 49.9843 | 988.2319 | 29988.2469
0.2532 | 49.9687 | 976.5754 | 29976.5255 | 0.2532 | 49.9842 | 988.2194 | 29988.2283
0.2536 | 49.9687 | 976.5185 | 29976.4885 | 0.2536 | 49.9842 | 988.1948 | 29988.2097
0.254 | 49.9686 | 976.5022 | 29976.4514 | 0.254 | 49.9842 | 988.1824 | 29988.191
0.2544 | 49.9686 | 976.4451 | 29976.4144 | 0.2544 | 49.9842 | 988.1576 | 29988.1724
0.2548 | 49.9685 | 976.4291 | 29976.3773 | 0.2548 | 49.9841 | 988.1454 | 29988.1538
0.2552 | 49.9685 | 976.3718 | 29976.3403 | 0.2552 | 49.9841 | 988.1204 | 29988.1352
0.2556 | 49.9684 | 976.3559 | 29976.3033 | 0.2556 | 49.9841 | 988.1083 | 29988.1165
0.256 | 49.9684 | 976.2984 | 29976.2662 | 0.256 | 49.9841 | 988.0833 | 29988.0979
0.2564 | 49.9683 | 976.2828 | 29976.2292 | 0.2564 | 49.984 | 988.0713 | 29988.0793
0.2568 | 49.9683 | 976.2251 | 29976.1922 | 0.2568 | 49.984 | 988.0461 | 29988.0606
0.2572 | 49.9682 | 976.2096 | 29976.1551 | 0.2572 | 49.984 | 988.0343 | 29988.042
0.2576 | 49.9682 | 976.1518 | 29976.1181 | 0.2576 | 49.984 | 988.009 | 29988.0234
0.258 | 49.9681 | 976.1365 | 29976.0811 | 0.258 | 49.9839 | 987.9973 | 29988.0048
0.2584 | 49.9681 | 976.0784 | 29976.044 | 0.2584 | 49.9839 | 987.9718 | 29987.9861
0.2588 | 49.968 | 976.0633 | 29976.007 | 0.2588 | 49.9839 | 987.9603 | 29987.9675
0.2592 | 49.968 | 976.0051 | 29975.97 | 0.2592 | 49.9839 | 987.9346 | 29987.9489
0.2596 | 49.9679 | 975.9902 | 29975.9329 | 0.2596 | 49.9838 | 987.9233 | 29987.9303
0.26 | 49.9679 | 975.9318 | 29975.8959 | 0.26 | 49.9838 | 987.8975 | 29987.9116
0.2604 | 49.9678 | 975.9171 | 29975.8589 | 0.2604 | 49.9838 | 987.8862 | 29987.893
0.2608 | 49.9678 | 975.8621 | 29975.8218 | 0.2608 | 49.9838 | 987.8603 | 29987.8744
0.2612 | 49.9677 | 976.1058 | 29975.7848 | 0.2612 | 49.9837 | 987.8492 | 29987.8558
0.2616 | 49.9677 | 975.5769 | 29975.7478 | 0.2616 | 49.9837 | 987.8232 | 29987.8371
0.262 | 49.9676 | 975.6677 | 29975.7108 | 0.262 | 49.9837 | 987.8122 | 29987.8185
0.2624 | 49.9676 | 975.6323 | 29975.6737 | 0.2624 | 49.9837 | 987.786 | 29987.7999
0.2628 | 49.9675 | 975.6627 | 29975.6367 | 0.2628 | 49.9836 | 987.7752 | 29987.7813
0.2632 | 49.9675 | 975.6546 | 29975.5997 | 0.2632 | 49.9836 | 987.7489 | 29987.7627
0.2636 | 49.9674 | 975.7487 | 29975.5627 | 0.2636 | 49.9836 | 987.7382 | 29987.744
0.264 | 49.9674 | 975.6349 | 29975.5256 | 0.264 | 49.9836 | 987.7117 | 29987.7254
0.2644 | 49.9673 | 975.5581 | 29975.4886 | 0.2644 | 49.9835 | 987.7012 | 29987.7068
0.2648 | 49.9673 | 975.459 | 29975.4516 | 0.2648 | 49.9835 | 987.6745 | 29987.6882
0.2652 | 49.9672 | 975.5003 | 29975.4146 | 0.2652 | 49.9835 | 987.6642 | 29987.6695
0.2656 | 49.9672 | 975.3917 | 29975.3776 | 0.2656 | 49.9835 | 987.6374 | 29987.6509
0.266 | 49.9671 | 975.3962 | 29975.3405 | 0.266 | 49.9835 | 987.6272 | 29987.6323
0.2664 | 49.9671 | 975.3433 | 29975.3035 | 0.2664 | 49.9835 | 987.6002 | 29987.6137
0.2668 | 49.967 | 975.3401 | 29975.2665 | 0.2668 | 49.9834 | 987.5902 | 29987.595
0.2672 | 49.967 | 975.2689 | 29975.2295 | 0.2672 | 49.9834 | 987.5631 | 29987.5764
0.2676 | 49.9669 | 975.2796 | 29975.1925 | 0.2676 | 49.9834 | 987.5532 | 29987.5578
0.268 | 49.9669 | 975.1624 | 29975.1555 | 0.268 | 49.9834 | 987.5259 | 29987.5392
0.2684 | 49.9668 | 975.212 | 29975.1184 | 0.2684 | 49.9833 | 987.5162 | 29987.5206
0.2688 | 49.9668 | 974.9549 | 29975.0814 | 0.2688 | 49.9833 | 987.4888 | 29987.5019
0.2692 | 49.9667 | 975.1109 | 29975.0444 | 0.2692 | 49.9833 | 987.4792 | 29987.4833
0.2696 | 49.9667 | 975.0723 | 29975.0074 | 0.2696 | 49.9833 | 987.4516 | 29987.4647
0.27 | 49.9666 | 974.9946 | 29974.9704 | 0.27 | 49.9832 | 987.4422 | 29987.4461
0.2704 | 49.9666 | 974.98 | 29974.9334 | 0.2704 | 49.9832 | 987.4145 | 29987.4275
0.2708 | 49.9665 | 974.9603 | 29974.8963 | 0.2708 | 49.9832 | 987.4052 | 29987.4088
0.2712 | 49.9665 | 974.9085 | 29974.8593 | 0.2712 | 49.9832 | 987.3773 | 29987.3902
0.2716 | 49.9664 | 974.8879 | 29974.8223 | 0.2716 | 49.9831 | 987.3682 | 29987.3716
0.272 | 49.9664 | 974.8357 | 29974.7853 | 0.272 | 49.9831 | 987.3402 | 29987.353
0.2724 | 49.9663 | 974.8151 | 29974.7483 | 0.2724 | 49.9831 | 987.3312 | 29987.3344
0.2728 | 49.9663 | 974.7625 | 29974.7113 | 0.2728 | 49.9831 | 987.303 | 29987.3157
0.2732 | 49.9662 | 974.7367 | 29974.6743 | 0.2732 | 49.983 | 987.2942 | 29987.2971
0.2736 | 49.9662 | 974.6594 | 29974.6373 | 0.2736 | 49.983 | 987.2659 | 29987.2785
0.274 | 49.9661 | 974.6811 | 29974.6003 | 0.274 | 49.983 | 987.2572 | 29987.2599
0.2744 | 49.9661 | 974.5668 | 29974.5633 | 0.2744 | 49.983 | 987.2287 | 29987.2413
0.2748 | 49.966 | 974.6118 | 29974.5262 | 0.2748 | 49.9829 | 987.2202 | 29987.2226
0.2752 | 49.966 | 974.4872 | 29974.4892 | 0.2752 | 49.9829 | 987.1916 | 29987.204
0.2756 | 49.9659 | 974.4939 | 29974.4522 | 0.2756 | 49.9829 | 987.1832 | 29987.1854
0.276 | 49.9659 | 974.4507 | 29974.4152 | 0.276 | 49.9829 | 987.1544 | 29987.1668
0.2764 | 49.9658 | 974.4237 | 29974.3782 | 0.2764 | 49.9828 | 987.1462 | 29987.1482
0.2768 | 49.9658 | 974.3477 | 29974.3412 | 0.2768 | 49.9828 | 987.1173 | 29987.1295
0.2772 | 49.9657 | 974.3298 | 29974.3042 | 0.2772 | 49.9828 | 987.1092 | 29987.1109
0.2776 | 49.9657 | 974.3465 | 29974.2672 | 0.2776 | 49.9828 | 987.0801 | 29987.0923
0.278 | 49.9656 | 974.4686 | 29974.2302 | 0.278 | 49.9827 | 987.0722 | 29987.0737
0.2784 | 49.9656 | 974.2815 | 29974.1932 | 0.2784 | 49.9827 | 987.043 | 29987.0551
0.2788 | 49.9655 | 974.2323 | 29974.1562 | 0.2788 | 49.9827 | 987.0352 | 29987.0365
0.2792 | 49.9655 | 974.1818 | 29974.1192 | 0.2792 | 49.9827 | 987.0058 | 29987.0178
0.2796 | 49.9654 | 974.1577 | 29974.0822 | 0.2796 | 49.9826 | 986.9982 | 29986.9992
0.28 | 49.9654 | 974.105 | 29974.0452 | 0.28 | 49.9826 | 986.9687 | 29986.9806
0.2804 | 49.9653 | 974.0841 | 29974.0082 | 0.2804 | 49.9826 | 986.9612 | 29986.962
0.2808 | 49.9653 | 974.0314 | 29973.9713 | 0.2808 | 49.9826 | 986.9315 | 29986.9434
0.2812 | 49.9652 | 974.0109 | 29973.9342 | 0.2812 | 49.9825 | 986.9243 | 29986.9247
0.2816 | 49.9652 | 973.9581 | 29973.8973 | 0.2816 | 49.9825 | 986.8944 | 29986.9061
0.282 | 49.9652 | 973.938 | 29973.8603 | 0.282 | 49.9825 | 986.8873 | 29986.8875
0.2824 | 49.9652 | 973.885 | 29973.8233 | 0.2824 | 49.9825 | 986.8573 | 29986.8689
0.2828 | 49.9651 | 973.865 | 29973.7863 | 0.2828 | 49.9824 | 986.8503 | 29986.8503
0.2832 | 49.9651 | 973.8118 | 29973.7493 | 0.2832 | 49.9824 | 986.8201 | 29986.8317
0.2836 | 49.965 | 973.7921 | 29973.7123 | 0.2836 | 49.9824 | 986.8133 | 29986.8131
0.284 | 49.965 | 973.7386 | 29973.6753 | 0.284 | 49.9824 | 986.783 | 29986.7944
0.2844 | 49.9649 | 973.7192 | 29973.6383 | 0.2844 | 49.9823 | 986.7763 | 29986.7758
0.2848 | 49.9649 | 973.6655 | 29973.6013 | 0.2848 | 49.9823 | 986.7458 | 29986.7572
0.2852 | 49.9648 | 973.6463 | 29973.5643 | 0.2852 | 49.9823 | 986.7393 | 29986.7386
0.2856 | 49.9648 | 973.5923 | 29973.5273 | 0.2856 | 49.9823 | 986.7087 | 29986.72
0.286 | 49.9647 | 973.5734 | 29973.4904 | 0.286 | 49.9822 | 986.8052 | 29986.7014
0.2864 | 49.9647 | 973.5191 | 29973.4534 | 0.2864 | 49.9822 | 986.6574 | 29986.6827
0.2868 | 49.9646 | 973.5005 | 29973.4164 | 0.2868 | 49.9822 | 986.7147 | 29986.6641
0.2872 | 49.9646 | 973.446 | 29973.3794 | 0.2872 | 49.9822 | 986.627 | 29986.6455
0.2876 | 49.9645 | 973.4276 | 29973.3424 | 0.2876 | 49.9821 | 986.6306 | 29986.6269
0.288 | 49.9645 | 973.3728 | 29973.3054 | 0.288 | 49.9821 | 986.6042 | 29986.6083
0.2884 | 49.9644 | 973.3547 | 29973.2684 | 0.2884 | 49.9821 | 986.5896 | 29986.5897
0.2888 | 49.9644 | 973.2997 | 29973.2315 | 0.2888 | 49.9821 | 986.5636 | 29986.5711
0.2892 | 49.9643 | 973.2818 | 29973.1945 | 0.2892 | 49.982 | 986.5535 | 29986.5524
0.2896 | 49.9643 | 973.2266 | 29973.1575 | 0.2896 | 49.982 | 986.5257 | 29986.5338
0.29 | 49.9642 | 973.2089 | 29973.1205 | 0.29 | 49.982 | 986.5167 | 29986.5152
0.2904 | 49.9642 | 973.1534 | 29973.0835 | 0.2904 | 49.982 | 986.4885 | 29986.4966
0.2908 | 49.9641 | 973.1361 | 29973.0465 | 0.2908 | 49.9819 | 986.4796 | 29986.478
0.2912 | 49.9641 | 973.0803 | 29973.0096 | 0.2912 | 49.9819 | 986.4516 | 29986.4594
0.2916 | 49.964 | 973.0632 | 29972.9726 | 0.2916 | 49.9819 | 986.4426 | 29986.4408
0.292 | 49.964 | 973.0072 | 29972.9356 | 0.292 | 49.9819 | 986.4146 | 29986.4222
0.2924 | 49.9639 | 972.9876 | 29972.8986 | 0.2924 | 49.9818 | 986.2928 | 29986.4035
0.2928 | 49.9639 | 972.9156 | 29972.8617 | 0.2928 | 49.9818 | 986.159 | 29986.3849
0.2932 | 49.9638 | 972.9203 | 29972.8247 | 0.2932 | 49.9818 | 986.5987 | 29986.3663
0.2936 | 49.9638 | 972.8418 | 29972.7877 | 0.2936 | 49.9818 | 986.0858 | 29986.3477
0.294 | 49.9637 | 972.5485 | 29972.7507 | 0.294 | 49.9817 | 986.3606 | 29986.3291
0.2944 | 49.9637 | 972.6908 | 29972.7138 | 0.2944 | 49.9817 | 986.3449 | 29986.3105
0.2948 | 49.9636 | 972.7712 | 29972.6768 | 0.2948 | 49.9817 | 986.317 | 29986.2919
0.2952 | 49.9636 | 972.7202 | 29972.6398 | 0.2952 | 49.9817 | 986.2987 | 29986.2733
0.2956 | 49.9635 | 972.6985 | 29972.6028 | 0.2956 | 49.9816 | 986.2695 | 29986.2546
0.296 | 49.9635 | 972.6466 | 29972.5659 | 0.296 | 49.9816 | 986.1801 | 29986.236
0.2964 | 49.9634 | 972.6258 | 29972.5289 | 0.2964 | 49.9816 | 986.3205 | 29986.2174
0.2968 | 49.9634 | 972.5731 | 29972.4919 | 0.2968 | 49.9816 | 986.2495 | 29986.1988
0.2972 | 49.9633 | 972.553 | 29972.455 | 0.2972 | 49.9815 | 986.0579 | 29986.1802
0.2976 | 49.9633 | 972.4996 | 29972.418 | 0.2976 | 49.9815 | 986.0406 | 29986.1616
0.298 | 49.9632 | 972.4802 | 29972.381 | 0.298 | 49.9815 | 986.0808 | 29986.143
0.2984 | 49.9632 | 972.4262 | 29972.3441 | 0.2984 | 49.9815 | 986.1309 | 29986.1244
0.2988 | 49.9631 | 972.4074 | 29972.3071 | 0.2988 | 49.9814 | 986.1839 | 29986.1058
0.2992 | 49.9631 | 972.3528 | 29972.2701 | 0.2992 | 49.9814 | 986.0958 | 29986.0872
0.2996 | 49.963 | 972.3346 | 29972.2332 | 0.2996 | 49.9814 | 986.0709 | 29986.0685
0.3 | 49.963 | 972.2795 | 29972.1962 | 0.3 | 49.9814 | 986.0475 | 29986.0499
0.3004 | 49.9629 | 972.2617 | 29972.1592 | 0.3004 | 49.9813 | 986.0338 | 29986.0313
0.3008 | 49.9629 | 972.2061 | 29972.1223 | 0.3008 | 49.9813 | 986.0086 | 29986.0127
0.3012 | 49.9628 | 972.1889 | 29972.0853 | 0.3012 | 49.9813 | 985.9968 | 29985.9941
0.3016 | 49.9628 | 972.1328 | 29972.0483 | 0.3016 | 49.9813 | 985.9712 | 29985.9755
0.302 | 49.9627 | 972.1161 | 29972.0114 | 0.302 | 49.9812 | 985.9598 | 29985.9569
0.3024 | 49.9627 | 972.0595 | 29971.9744 | 0.3024 | 49.9812 | 985.9341 | 29985.9383
0.3028 | 49.9626 | 972.0432 | 29971.9374 | 0.3028 | 49.9812 | 985.9229 | 29985.9197
0.3032 | 49.9626 | 971.9862 | 29971.9005 | 0.3032 | 49.9812 | 985.8971 | 29985.9011
0.3036 | 49.9625 | 971.9704 | 29971.8635 | 0.3036 | 49.9811 | 985.8859 | 29985.8825
0.304 | 49.9625 | 971.9129 | 29971.8266 | 0.304 | 49.9811 | 985.86 | 29985.8638
0.3044 | 49.9624 | 971.8976 | 29971.7896 | 0.3044 | 49.9811 | 985.849 | 29985.8452
0.3048 | 49.9624 | 971.8397 | 29971.7527 | 0.3048 | 49.9811 | 985.823 | 29985.8266
0.3052 | 49.9623 | 971.8247 | 29971.7157 | 0.3052 | 49.981 | 985.8121 | 29985.808
0.3056 | 49.9623 | 971.7664 | 29971.6787 | 0.3056 | 49.981 | 985.786 | 29985.7894
0.306 | 49.9622 | 971.7519 | 29971.6418 | 0.306 | 49.981 | 985.7751 | 29985.7708
0.3064 | 49.9622 | 971.6931 | 29971.6048 | 0.3064 | 49.981 | 985.7489 | 29985.7522
0.3068 | 49.9621 | 971.6791 | 29971.5679 | 0.3068 | 49.9809 | 985.7382 | 29985.7336
0.3072 | 49.9621 | 971.6198 | 29971.5309 | 0.3072 | 49.9809 | 985.7119 | 29985.715
0.3076 | 49.962 | 971.6063 | 29971.494 | 0.3076 | 49.9809 | 985.7013 | 29985.6964
0.308 | 49.962 | 971.5466 | 29971.457 | 0.308 | 49.9809 | 985.6748 | 29985.6778
0.3084 | 49.9619 | 971.5335 | 29971.4201 | 0.3084 | 49.9808 | 985.6644 | 29985.6592
0.3088 | 49.9619 | 971.4733 | 29971.3831 | 0.3088 | 49.9808 | 985.6378 | 29985.6406
0.3092 | 49.9618 | 971.4607 | 29971.3462 | 0.3092 | 49.9808 | 985.6275 | 29985.622
0.3096 | 49.9618 | 971.4 | 29971.3092 | 0.3096 | 49.9808 | 985.6007 | 29985.6034
0.31 | 49.9617 | 971.3879 | 29971.2723 | 0.31 | 49.9807 | 985.5906 | 29985.5847
0.3104 | 49.9617 | 971.3268 | 29971.2353 | 0.3104 | 49.9807 | 985.6335 | 29985.5661
0.3108 | 49.9616 | 971.3151 | 29971.1984 | 0.3108 | 49.9807 | 985.6089 | 29985.5475
0.3112 | 49.9616 | 971.2535 | 29971.1614 | 0.3112 | 49.9807 | 985.4089 | 29985.5289
0.3116 | 49.9616 | 971.2423 | 29971.1245 | 0.3116 | 49.9806 | 985.5096 | 29985.5103
0.312 | 49.9616 | 971.1802 | 29971.0875 | 0.312 | 49.9806 | 985.4725 | 29985.4917
0.3124 | 49.9615 | 971.1695 | 29971.0506 | 0.3124 | 49.9806 | 985.4603 | 29985.4731
0.3128 | 49.9615 | 971.107 | 29971.0136 | 0.3128 | 49.9806 | 985.3795 | 29985.4545
0.3132 | 49.9614 | 971.0967 | 29970.9767 | 0.3132 | 49.9805 | 985.4076 | 29985.4359
0.3136 | 49.9614 | 971.0337 | 29970.9397 | 0.3136 | 49.9805 | 985.347 | 29985.4173
0.314 | 49.9613 | 971.0239 | 29970.9028 | 0.314 | 49.9805 | 985.4206 | 29985.3987
0.3144 | 49.9613 | 970.9605 | 29970.8659 | 0.3144 | 49.9805 | 985.426 | 29985.3801
0.3148 | 49.9612 | 970.9511 | 29970.8289 | 0.3148 | 49.9804 | 985.3927 | 29985.3615
0.3152 | 49.9612 | 970.8872 | 29970.792 | 0.3152 | 49.9804 | 985.3678 | 29985.3429
0.3156 | 49.9611 | 970.8783 | 29970.755 | 0.3156 | 49.9804 | 985.3485 | 29985.3243
0.316 | 49.9611 | 970.8139 | 29970.7181 | 0.316 | 49.9804 | 985.3199 | 29985.3057
0.3164 | 49.961 | 970.8056 | 29970.6811 | 0.3164 | 49.9803 | 985.3078 | 29985.2871
0.3168 | 49.961 | 970.7407 | 29970.6442 | 0.3168 | 49.9803 | 985.2775 | 29985.2685
0.3172 | 49.9609 | 970.7328 | 29970.6073 | 0.3172 | 49.9803 | 985.2694 | 29985.2499
0.3176 | 49.9609 | 970.6674 | 29970.5703 | 0.3176 | 49.9803 | 985.2373 | 29985.2313
0.318 | 49.9608 | 970.66 | 29970.5334 | 0.318 | 49.9802 | 985.2318 | 29985.2127
0.3184 | 49.9608 | 970.5942 | 29970.4965 | 0.3184 | 49.9802 | 985.198 | 29985.1941
0.3188 | 49.9607 | 970.5872 | 29970.4595 | 0.3188 | 49.9802 | 985.1945 | 29985.1754
0.3192 | 49.9607 | 970.5209 | 29970.4226 | 0.3192 | 49.9802 | 985.159 | 29985.1568
0.3196 | 49.9606 | 970.5145 | 29970.3857 | 0.3196 | 49.9801 | 985.1569 | 29985.1382
0.32 | 49.9606 | 970.4477 | 29970.3487 | 0.32 | 49.9801 | 985.12 | 29985.1196
0.3204 | 49.9605 | 970.4417 | 29970.3118 | 0.3204 | 49.9801 | 985.119 | 29985.101
0.3208 | 49.9605 | 970.3745 | 29970.2749 | 0.3208 | 49.9801 | 985.0813 | 29985.0824
0.3212 | 49.9604 | 970.369 | 29970.2379 | 0.3212 | 49.98 | 985.081 | 29985.0638
0.3216 | 49.9604 | 970.3012 | 29970.201 | 0.3216 | 49.98 | 985.0427 | 29985.0452
0.322 | 49.9603 | 970.2962 | 29970.1641 | 0.322 | 49.98 | 985.0429 | 29985.0266
0.3224 | 49.9603 | 970.228 | 29970.1271 | 0.3224 | 49.98 | 985.0044 | 29985.008
0.3228 | 49.9602 | 970.2234 | 29970.0902 | 0.3228 | 49.9799 | 985.005 | 29984.9894
0.3232 | 49.9602 | 970.1547 | 29970.0533 | 0.3232 | 49.9799 | 984.9663 | 29984.9708
0.3236 | 49.9601 | 970.1507 | 29970.0163 | 0.3236 | 49.9799 | 984.9672 | 29984.9522
0.324 | 49.9601 | 970.0815 | 29969.9794 | 0.324 | 49.9799 | 984.9287 | 29984.9336
0.3244 | 49.96 | 970.0779 | 29969.9425 | 0.3244 | 49.9798 | 984.9297 | 29984.915
0.3248 | 49.96 | 970.0083 | 29969.9056 | 0.3248 | 49.9798 | 984.8914 | 29984.8964
0.3252 | 49.9599 | 970.0052 | 29969.8686 | 0.3252 | 49.9798 | 984.8926 | 29984.8778
0.3256 | 49.9599 | 969.9351 | 29969.8317 | 0.3256 | 49.9798 | 984.8546 | 29984.8592
0.326 | 49.9598 | 969.9324 | 29969.7948 | 0.326 | 49.9798 | 984.8558 | 29984.8406
0.3264 | 49.9598 | 969.8618 | 29969.7579 | 0.3264 | 49.9798 | 984.8181 | 29984.822
0.3268 | 49.9597 | 969.8597 | 29969.7209 | 0.3268 | 49.9797 | 984.8195 | 29984.8034
0.3272 | 49.9597 | 969.7886 | 29969.684 | 0.3272 | 49.9797 | 984.7821 | 29984.7848
0.3276 | 49.9596 | 969.7869 | 29969.6471 | 0.3276 | 49.9797 | 984.7836 | 29984.7662
0.328 | 49.9596 | 969.5963 | 29969.6102 | 0.328 | 49.9797 | 984.7464 | 29984.7476
0.3284 | 49.9595 | 969.8122 | 29969.5733 | 0.3284 | 49.9796 | 984.7445 | 29984.729
0.3288 | 49.9595 | 969.6424 | 29969.5364 | 0.3288 | 49.9796 | 984.7089 | 29984.7104
0.3292 | 49.9594 | 969.609 | 29969.4994 | 0.3292 | 49.9796 | 984.7173 | 29984.6918
0.3296 | 49.9594 | 969.7532 | 29969.4625 | 0.3296 | 49.9796 | 984.6793 | 29984.6732
0.33 | 49.9593 | 969.9646 | 29969.4256 | 0.33 | 49.9795 | 984.6812 | 29984.6546
0.3304 | 49.9593 | 969.4639 | 29969.3887 | 0.3304 | 49.9795 | 984.6444 | 29984.636
0.3308 | 49.9592 | 969.4996 | 29969.3518 | 0.3308 | 49.9795 | 984.6457 | 29984.6174
0.3312 | 49.9592 | 969.3248 | 29969.3148 | 0.3312 | 49.9795 | 984.6089 | 29984.5989
0.3316 | 49.9591 | 969.1397 | 29969.2779 | 0.3316 | 49.9794 | 984.6101 | 29984.5803
0.332 | 49.9591 | 969.1306 | 29969.241 | 0.332 | 49.9794 | 984.5733 | 29984.5617
0.3324 | 49.959 | 969.2849 | 29969.2041 | 0.3324 | 49.9794 | 984.5745 | 29984.5431
0.3328 | 49.959 | 968.8472 | 29969.1672 | 0.3328 | 49.9794 | 984.5376 | 29984.5245
0.3332 | 49.9589 | 969.4208 | 29969.1303 | 0.3332 | 49.9793 | 984.539 | 29984.5059
0.3336 | 49.9589 | 968.9711 | 29969.0934 | 0.3336 | 49.9793 | 984.5021 | 29984.4873
0.334 | 49.9588 | 968.9525 | 29969.0565 | 0.334 | 49.9793 | 984.5002 | 29984.4687
0.3344 | 49.9588 | 969.1582 | 29969.0196 | 0.3344 | 49.9793 | 984.4669 | 29984.4501
0.3348 | 49.9587 | 969.1536 | 29968.9826 | 0.3348 | 49.9792 | 984.4759 | 29984.4315
0.3352 | 49.9587 | 969.0906 | 29968.9457 | 0.3352 | 49.9792 | 984.4355 | 29984.4129
0.3356 | 49.9586 | 969.0545 | 29968.9088 | 0.3356 | 49.9792 | 984.4377 | 29984.3943
0.336 | 49.9586 | 968.982 | 29968.8719 | 0.336 | 49.9792 | 984.4006 | 29984.3757
0.3364 | 49.9585 | 969.0209 | 29968.835 | 0.3364 | 49.9791 | 984.4021 | 29984.3571
0.3368 | 49.9585 | 968.955 | 29968.7981 | 0.3368 | 49.9791 | 984.3652 | 29984.3385
0.3372 | 49.9584 | 968.9133 | 29968.7612 | 0.3372 | 49.9791 | 984.3666 | 29984.3199
0.3376 | 49.9584 | 968.846 | 29968.7243 | 0.3376 | 49.9791 | 984.3298 | 29984.3013
0.338 | 49.9583 | 968.9797 | 29968.6874 | 0.338 | 49.979 | 984.3314 | 29984.2827
0.3384 | 49.9583 | 968.8056 | 29968.6505 | 0.3384 | 49.979 | 984.2944 | 29984.2641
0.3388 | 49.9583 | 969.2565 | 29968.6136 | 0.3388 | 49.979 | 984.2963 | 29984.2455
0.3392 | 49.9583 | 968.8557 | 29968.5767 | 0.3392 | 49.979 | 984.2592 | 29984.2269
0.3396 | 49.9582 | 968.7782 | 29968.5398 | 0.3396 | 49.9789 | 984.2613 | 29984.2083
0.34 | 49.9582 | 968.826 | 29968.5029 | 0.34 | 49.9789 | 984.2241 | 29984.1897
0.3404 | 49.9581 | 968.345 | 29968.466 | 0.3404 | 49.9789 | 984.2263 | 29984.1711
0.3408 | 49.9581 | 968.576 | 29968.4291 | 0.3408 | 49.9789 | 984.1891 | 29984.1526
0.3412 | 49.958 | 968.5195 | 29968.3922 | 0.3412 | 49.9788 | 984.1913 | 29984.134
0.3416 | 49.958 | 968.4182 | 29968.3553 | 0.3416 | 49.9788 | 984.1541 | 29984.1154
0.342 | 49.9579 | 968.4764 | 29968.3184 | 0.342 | 49.9788 | 984.1564 | 29984.0968
0.3424 | 49.9579 | 968.375 | 29968.2815 | 0.3424 | 49.9788 | 984.119 | 29984.0782
0.3428 | 49.9578 | 968.3658 | 29968.2446 | 0.3428 | 49.9787 | 984.1213 | 29984.0596
0.3432 | 49.9578 | 968.2332 | 29968.2077 | 0.3432 | 49.9787 | 984.084 | 29984.041
0.3436 | 49.9577 | 968.3243 | 29968.1708 | 0.3436 | 49.9787 | 984.0862 | 29984.0224
0.344 | 49.9577 | 968.2667 | 29968.1339 | 0.344 | 49.9787 | 984.0488 | 29984.0038
0.3444 | 49.9576 | 968.2363 | 29968.097 | 0.3444 | 49.9786 | 984.0511 | 29983.9852
0.3448 | 49.9576 | 968.2797 | 29968.0601 | 0.3448 | 49.9786 | 984.0136 | 29983.9666
0.3452 | 49.9575 | 968.2233 | 29968.0232 | 0.3452 | 49.9786 | 984.0159 | 29983.948
0.3456 | 49.9575 | 968.0736 | 29967.9863 | 0.3456 | 49.9786 | 983.9784 | 29983.9294
0.346 | 49.9574 | 968.0966 | 29967.9494 | 0.346 | 49.9785 | 983.9806 | 29983.9108
0.3464 | 49.9574 | 968.0607 | 29967.9126 | 0.3464 | 49.9785 | 983.943 | 29983.8923
0.3468 | 49.9573 | 968.1516 | 29967.8757 | 0.3468 | 49.9785 | 983.9452 | 29983.8737
0.3472 | 49.9573 | 968.0279 | 29967.8388 | 0.3472 | 49.9785 | 983.9076 | 29983.8551
0.3476 | 49.9572 | 967.928 | 29967.8019 | 0.3476 | 49.9784 | 983.9097 | 29983.8365
0.348 | 49.9572 | 967.7964 | 29967.765 | 0.348 | 49.9784 | 983.8721 | 29983.8179
0.3484 | 49.9571 | 967.8284 | 29967.7281 | 0.3484 | 49.9784 | 983.8742 | 29983.7993
0.3488 | 49.9571 | 967.7952 | 29967.6912 | 0.3488 | 49.9784 | 983.8365 | 29983.7807
0.3492 | 49.957 | 967.7693 | 29967.6543 | 0.3492 | 49.9783 | 983.8258 | 29983.7621
0.3496 | 49.957 | 967.6849 | 29967.6175 | 0.3496 | 49.9783 | 983.7748 | 29983.7435
0.35 | 49.9569 | 967.6949 | 29967.5806 | 0.35 | 49.9783 | 983.7972 | 29983.7249
0.3504 | 49.9569 | 967.6715 | 29967.5437 | 0.3504 | 49.9783 | 983.7555 | 29983.7064
0.3508 | 49.9568 | 967.6328 | 29967.5068 | 0.3508 | 49.9782 | 983.7501 | 29983.6878
0.3512 | 49.9568 | 967.5996 | 29967.4699 | 0.3512 | 49.9782 | 983.7327 | 29983.6692
0.3516 | 49.9567 | 967.6578 | 29967.433 | 0.3516 | 49.9782 | 983.6553 | 29983.6506
0.352 | 49.9567 | 967.5879 | 29967.3962 | 0.352 | 49.9782 | 983.4659 | 29983.632
0.3524 | 49.9566 | 967.5304 | 29967.3593 | 0.3524 | 49.9781 | 983.5461 | 29983.6134
0.3528 | 49.9566 | 967.4309 | 29967.3224 | 0.3528 | 49.9781 | 983.581 | 29983.5948
0.3532 | 49.9565 | 967.4981 | 29967.2855 | 0.3532 | 49.9781 | 983.5275 | 29983.5762
0.3536 | 49.9565 | 967.4483 | 29967.2486 | 0.3536 | 49.9781 | 983.4802 | 29983.5576
0.354 | 49.9564 | 967.3598 | 29967.2117 | 0.354 | 49.978 | 983.4899 | 29983.539
0.3544 | 49.9564 | 967.2904 | 29967.1749 | 0.3544 | 49.978 | 983.4652 | 29983.5205
0.3548 | 49.9563 | 967.3581 | 29967.138 | 0.3548 | 49.978 | 983.4576 | 29983.5019
0.3552 | 49.9563 | 967.3071 | 29967.1011 | 0.3552 | 49.978 | 983.4196 | 29983.4833
0.3556 | 49.9562 | 967.2167 | 29967.0642 | 0.3556 | 49.9779 | 983.4212 | 29983.4647
0.356 | 49.9562 | 967.1354 | 29967.0274 | 0.356 | 49.9779 | 983.3864 | 29983.4461
0.3564 | 49.9561 | 967.1589 | 29966.9905 | 0.3564 | 49.9779 | 983.3855 | 29983.4275
0.3568 | 49.9561 | 967.113 | 29966.9536 | 0.3568 | 49.9779 | 983.3475 | 29983.4089
0.3572 | 49.956 | 967.1501 | 29966.9167 | 0.3572 | 49.9778 | 983.3487 | 29983.3903
0.3576 | 49.956 | 967.0334 | 29966.8799 | 0.3576 | 49.9778 | 983.3112 | 29983.3718
0.358 | 49.9559 | 967.0379 | 29966.843 | 0.358 | 49.9778 | 983.3119 | 29983.3532
0.3584 | 49.9559 | 966.9583 | 29966.8061 | 0.3584 | 49.9778 | 983.2736 | 29983.3346
0.3588 | 49.9558 | 966.8707 | 29966.7693 | 0.3588 | 49.9777 | 983.2748 | 29983.316
0.3592 | 49.9558 | 966.9301 | 29966.7324 | 0.3592 | 49.9777 | 983.2366 | 29983.2974
0.3596 | 49.9557 | 966.9389 | 29966.6955 | 0.3596 | 49.9777 | 983.2377 | 29983.2788
0.36 | 49.9557 | 966.6924 | 29966.6587 | 0.36 | 49.9777 | 983.1993 | 29983.2602
0.3604 | 49.9556 | 966.8197 | 29966.6218 | 0.3604 | 49.9776 | 983.2006 | 29983.2417
0.3608 | 49.9556 | 966.748 | 29966.5849 | 0.3608 | 49.9776 | 983.1621 | 29983.2231
0.3612 | 49.9555 | 966.7068 | 29966.548 | 0.3612 | 49.9776 | 983.1636 | 29983.2045
0.3616 | 49.9555 | 966.7049 | 29966.5112 | 0.3616 | 49.9776 | 983.1251 | 29983.1859
0.362 | 49.9554 | 966.6797 | 29966.4743 | 0.362 | 49.9775 | 983.1266 | 29983.1673
0.3624 | 49.9554 | 966.6202 | 29966.4374 | 0.3624 | 49.9775 | 983.0882 | 29983.1487
0.3628 | 49.9553 | 966.5827 | 29966.4006 | 0.3628 | 49.9775 | 983.0897 | 29983.1301
0.3632 | 49.9553 | 966.4939 | 29966.3637 | 0.3632 | 49.9775 | 983.1388 | 29983.1116
0.3636 | 49.9552 | 966.4971 | 29966.3268 | 0.3636 | 49.9774 | 983.0993 | 29983.093
0.364 | 49.9552 | 966.4221 | 29966.29 | 0.364 | 49.9774 | 982.8729 | 29983.0744
0.3644 | 49.9552 | 966.4216 | 29966.2531 | 0.3644 | 49.9774 | 983.0729 | 29983.0558
0.3648 | 49.9552 | 966.3286 | 29966.2163 | 0.3648 | 49.9774 | 983.0539 | 29983.0372
0.3652 | 49.9551 | 966.3449 | 29966.1794 | 0.3652 | 49.9773 | 983.0361 | 29983.0186
0.3656 | 49.9551 | 966.2476 | 29966.1425 | 0.3656 | 49.9773 | 983.0167 | 29983.0001
0.366 | 49.955 | 966.271 | 29966.1057 | 0.366 | 49.9773 | 982.9991 | 29982.9815
0.3664 | 49.955 | 966.1698 | 29966.0688 | 0.3664 | 49.9773 | 982.9794 | 29982.9629
0.3668 | 49.9549 | 966.2042 | 29966.0319 | 0.3668 | 49.9772 | 982.9622 | 29982.9443
0.3672 | 49.9549 | 966.143 | 29965.9951 | 0.3672 | 49.9772 | 982.9421 | 29982.9257
0.3676 | 49.9548 | 966.1241 | 29965.9582 | 0.3676 | 49.9772 | 982.9252 | 29982.9071
0.368 | 49.9548 | 965.9725 | 29965.9214 | 0.368 | 49.9772 | 982.9047 | 29982.8886
0.3684 | 49.9547 | 966.0489 | 29965.8845 | 0.3684 | 49.9771 | 982.8882 | 29982.87
0.3688 | 49.9547 | 966.033 | 29965.8477 | 0.3688 | 49.9771 | 982.8673 | 29982.8514
0.3692 | 49.9546 | 965.9937 | 29965.8108 | 0.3692 | 49.9771 | 982.8513 | 29982.8328
0.3696 | 49.9546 | 965.8643 | 29965.774 | 0.3696 | 49.9771 | 982.8297 | 29982.8142
0.37 | 49.9545 | 965.9099 | 29965.7371 | 0.37 | 49.977 | 982.8144 | 29982.7956
0.3704 | 49.9545 | 965.9394 | 29965.7002 | 0.3704 | 49.977 | 982.7921 | 29982.7771
0.3708 | 49.9544 | 965.8497 | 29965.6634 | 0.3708 | 49.977 | 982.778 | 29982.7585
0.3712 | 49.9544 | 965.8398 | 29965.6266 | 0.3712 | 49.977 | 982.7542 | 29982.7399
0.3716 | 49.9543 | 965.8383 | 29965.5897 | 0.3716 | 49.9769 | 982.7415 | 29982.7213
0.372 | 49.9543 | 965.7627 | 29965.5528 | 0.372 | 49.9769 | 982.7879 | 29982.7027
0.3724 | 49.9542 | 965.6835 | 29965.516 | 0.3724 | 49.9769 | 982.6922 | 29982.6842
0.3728 | 49.9542 | 965.5786 | 29965.4791 | 0.3728 | 49.9769 | 982.6463 | 29982.6656
0.3732 | 49.9541 | 965.7248 | 29965.4423 | 0.3732 | 49.9768 | 982.7281 | 29982.647
0.3736 | 49.9541 | 965.6102 | 29965.4055 | 0.3736 | 49.9768 | 982.689 | 29982.6284
0.374 | 49.954 | 965.5574 | 29965.3686 | 0.374 | 49.9768 | 982.6045 | 29982.6098
0.3744 | 49.954 | 965.5405 | 29965.3318 | 0.3744 | 49.9768 | 982.544 | 29982.5912
0.3748 | 49.9539 | 965.5535 | 29965.2949 | 0.3748 | 49.9767 | 982.652 | 29982.5727
0.3752 | 49.9539 | 965.4592 | 29965.2581 | 0.3752 | 49.9767 | 982.6094 | 29982.5541
0.3756 | 49.9538 | 965.4526 | 29965.2212 | 0.3756 | 49.9767 | 982.5695 | 29982.5355
0.376 | 49.9538 | 965.3906 | 29965.1844 | 0.376 | 49.9767 | 982.4805 | 29982.5169
0.3764 | 49.9537 | 965.479 | 29965.1476 | 0.3764 | 49.9767 | 982.491 | 29982.4983
0.3768 | 49.9537 | 965.2987 | 29965.1107 | 0.3768 | 49.9767 | 982.4714 | 29982.4798
0.3772 | 49.9536 | 965.2988 | 29965.0739 | 0.3772 | 49.9766 | 982.4451 | 29982.4612
0.3776 | 49.9536 | 965.2736 | 29965.037 | 0.3776 | 49.9766 | 982.3641 | 29982.4426
0.378 | 49.9535 | 965.1633 | 29965.0002 | 0.378 | 49.9766 | 982.3965 | 29982.424
0.3784 | 49.9535 | 965.0308 | 29964.9634 | 0.3784 | 49.9766 | 982.3801 | 29982.4055
0.3788 | 49.9534 | 965.0819 | 29964.9265 | 0.3788 | 49.9765 | 982.3039 | 29982.3869
0.3792 | 49.9534 | 965.0871 | 29964.8897 | 0.3792 | 49.9765 | 982.4301 | 29982.3683
0.3796 | 49.9533 | 965.1663 | 29964.8528 | 0.3796 | 49.9765 | 982.3597 | 29982.3497
0.38 | 49.9533 | 965.0623 | 29964.816 | 0.38 | 49.9765 | 982.3739 | 29982.3311
0.3804 | 49.9532 | 964.9346 | 29964.7792 | 0.3804 | 49.9764 | 982.6601 | 29982.3126
0.3808 | 49.9532 | 964.8243 | 29964.7423 | 0.3808 | 49.9764 | 982.3891 | 29982.294
0.3812 | 49.9531 | 964.858 | 29964.7055 | 0.3812 | 49.9764 | 982.2218 | 29982.2754
0.3816 | 49.9531 | 964.8609 | 29964.6687 | 0.3816 | 49.9764 | 982.3188 | 29982.2568
0.382 | 49.953 | 965.0021 | 29964.6318 | 0.382 | 49.9763 | 982.2556 | 29982.2382
0.3824 | 49.953 | 964.8621 | 29964.595 | 0.3824 | 49.9763 | 982.0582 | 29982.2197
0.3828 | 49.9529 | 964.7556 | 29964.5582 | 0.3828 | 49.9763 | 982.1664 | 29982.2011
0.3832 | 49.9529 | 964.7508 | 29964.5214 | 0.3832 | 49.9763 | 982.2165 | 29982.1825
0.3836 | 49.9528 | 964.7205 | 29964.4845 | 0.3836 | 49.9762 | 982.233 | 29982.1639
0.384 | 49.9528 | 964.6823 | 29964.4477 | 0.384 | 49.9762 | 982.1507 | 29982.1454
0.3844 | 49.9527 | 964.7512 | 29964.4109 | 0.3844 | 49.9762 | 982.1577 | 29982.1268
0.3848 | 49.9527 | 964.6105 | 29964.374 | 0.3848 | 49.9762 | 982.1543 | 29982.1082
0.3852 | 49.9526 | 964.5397 | 29964.3372 | 0.3852 | 49.9761 | 982.1286 | 29982.0896
0.3856 | 49.9526 | 964.3924 | 29964.3004 | 0.3856 | 49.9761 | 982.117 | 29982.0711
0.386 | 49.9525 | 964.4392 | 29964.2636 | 0.386 | 49.9761 | 982.1032 | 29982.0525
0.3864 | 49.9525 | 964.4608 | 29964.2267 | 0.3864 | 49.9761 | 982.0814 | 29982.0339
0.3868 | 49.9524 | 964.435 | 29964.1899 | 0.3868 | 49.976 | 982.0826 | 29982.0153
0.3872 | 49.9524 | 964.4608 | 29964.1531 | 0.3872 | 49.976 | 982.0512 | 29981.9968
0.3876 | 49.9524 | 964.279 | 29964.1162 | 0.3876 | 49.976 | 982.0689 | 29981.9782
0.388 | 49.9524 | 964.1866 | 29964.0794 | 0.388 | 49.976 | 982.0256 | 29981.9596
0.3884 | 49.9523 | 964.2356 | 29964.0426 | 0.3884 | 49.9759 | 982.0549 | 29981.941
0.3888 | 49.9523 | 964.1947 | 29964.0058 | 0.3888 | 49.9759 | 981.997 | 29981.9225
0.3892 | 49.9522 | 964.443 | 29963.969 | 0.3892 | 49.9759 | 981.9941 | 29981.9039
0.3896 | 49.9522 | 964.1382 | 29963.9321 | 0.3896 | 49.9759 | 981.963 | 29981.8853
0.39 | 49.9521 | 964.1177 | 29963.8953 | 0.39 | 49.9758 | 981.9556 | 29981.8667
0.3904 | 49.9521 | 964.0654 | 29963.8585 | 0.3904 | 49.9758 | 981.8784 | 29981.8482
0.3908 | 49.952 | 964.0455 | 29963.8217 | 0.3908 | 49.9758 | 981.7255 | 29981.8296
0.3912 | 49.952 | 963.9926 | 29963.7849 | 0.3912 | 49.9758 | 981.7766 | 29981.811
0.3916 | 49.9519 | 963.9751 | 29963.748 | 0.3916 | 49.9757 | 981.7496 | 29981.7924
0.392 | 49.9519 | 963.9306 | 29963.7112 | 0.392 | 49.9757 | 981.8199 | 29981.7739
0.3924 | 49.9518 | 963.8217 | 29963.6744 | 0.3924 | 49.9757 | 981.8044 | 29981.7553
0.3928 | 49.9518 | 963.8839 | 29963.6376 | 0.3928 | 49.9757 | 981.7713 | 29981.7367
0.3932 | 49.9517 | 963.8863 | 29963.6008 | 0.3932 | 49.9756 | 982.0049 | 29981.7181
0.3936 | 49.9517 | 963.6953 | 29963.564 | 0.3936 | 49.9756 | 981.7758 | 29981.6996
0.394 | 49.9516 | 963.7463 | 29963.5272 | 0.394 | 49.9756 | 981.7098 | 29981.681
0.3944 | 49.9516 | 963.7113 | 29963.4903 | 0.3944 | 49.9756 | 981.6718 | 29981.6624
0.3948 | 49.9515 | 963.662 | 29963.4535 | 0.3948 | 49.9755 | 981.6509 | 29981.6438
0.3952 | 49.9515 | 963.64 | 29963.4167 | 0.3952 | 49.9755 | 981.4525 | 29981.6253
0.3956 | 49.9514 | 963.7292 | 29963.3799 | 0.3956 | 49.9755 | 981.5853 | 29981.6067
0.396 | 49.9514 | 963.5876 | 29963.3431 | 0.396 | 49.9755 | 981.6778 | 29981.5881
0.3964 | 49.9513 | 963.6107 | 29963.3063 | 0.3964 | 49.9754 | 981.5926 | 29981.5696
0.3968 | 49.9513 | 963.5791 | 29963.2695 | 0.3968 | 49.9754 | 981.6264 | 29981.551
0.3972 | 49.9512 | 963.424 | 29963.2327 | 0.3972 | 49.9754 | 981.6317 | 29981.5324
0.3976 | 49.9512 | 963.4378 | 29963.1959 | 0.3976 | 49.9754 | 981.5914 | 29981.5138
0.398 | 49.9511 | 963.3851 | 29963.1591 | 0.398 | 49.9753 | 981.6639 | 29981.4953
0.3984 | 49.9511 | 963.3863 | 29963.1223 | 0.3984 | 49.9753 | 981.5614 | 29981.4767
0.3988 | 49.951 | 963.4237 | 29963.0854 | 0.3988 | 49.9753 | 981.4644 | 29981.4581
0.3992 | 49.951 | 963.2792 | 29963.0486 | 0.3992 | 49.9753 | 981.3911 | 29981.4396
0.3996 | 49.9509 | 963.356 | 29963.0118 | 0.3996 | 49.9752 | 981.4145 | 29981.421
0.4 | 49.9509 | 963.2317 | 29962.975 | 0.4 | 49.9752 | 981.4291 | 29981.4024
0.4004 | 49.9508 | 963.2643 | 29962.9382 | 0.4004 | 49.9752 | 981.3759 | 29981.3838
0.4008 | 49.9508 | 963.1686 | 29962.9014 | 0.4008 | 49.9752 | 981.3011 | 29981.3653
0.4012 | 49.9507 | 963.181 | 29962.8646 | 0.4012 | 49.9751 | 981.318 | 29981.3467
0.4016 | 49.9507 | 963.0878 | 29962.8278 | 0.4016 | 49.9751 | 981.3755 | 29981.3281
0.402 | 49.9506 | 963.0192 | 29962.791 | 0.402 | 49.9751 | 981.4798 | 29981.3096
0.4024 | 49.9506 | 962.8644 | 29962.7542 | 0.4024 | 49.9751 | 981.3665 | 29981.291
0.4028 | 49.9505 | 962.8995 | 29962.7174 | 0.4028 | 49.975 | 981.1613 | 29981.2724
0.4032 | 49.9505 | 962.8573 | 29962.6806 | 0.4032 | 49.975 | 981.311 | 29981.2539
0.4036 | 49.9504 | 962.8276 | 29962.6438 | 0.4036 | 49.975 | 981.4172 | 29981.2353
0.404 | 49.9504 | 962.852 | 29962.607 | 0.404 | 49.975 | 981.2817 | 29981.2167
0.4044 | 49.9503 | 962.9848 | 29962.5702 | 0.4044 | 49.9749 | 981.3198 | 29981.1982
0.4048 | 49.9503 | 962.7942 | 29962.5334 | 0.4048 | 49.9749 | 981.2189 | 29981.1796
0.4052 | 49.9502 | 962.7426 | 29962.4966 | 0.4052 | 49.9749 | 981.0845 | 29981.161
0.4056 | 49.9502 | 962.7207 | 29962.4598 | 0.4056 | 49.9749 | 981.2191 | 29981.1425
0.406 | 49.9501 | 962.683 | 29962.423 | 0.406 | 49.9748 | 981.2948 | 29981.1239
0.4064 | 49.9501 | 962.6444 | 29962.3863 | 0.4064 | 49.9748 | 981.1292 | 29981.1053
0.4068 | 49.95 | 962.5928 | 29962.3495 | 0.4068 | 49.9748 | 981.1259 | 29981.0867
0.4072 | 49.95 | 962.5961 | 29962.3127 | 0.4072 | 49.9748 | 981.0948 | 29981.0682
0.4076 | 49.9499 | 962.5838 | 29962.2759 | 0.4076 | 49.9747 | 981.0892 | 29981.0496
0.408 | 49.9499 | 962.4108 | 29962.2391 | 0.408 | 49.9747 | 981.058 | 29981.031
0.4084 | 49.9498 | 962.4251 | 29962.2023 | 0.4084 | 49.9747 | 981.0524 | 29981.0125
0.4088 | 49.9498 | 962.3996 | 29962.1655 | 0.4088 | 49.9747 | 981.0212 | 29980.9939
0.4092 | 49.9497 | 962.4566 | 29962.1287 | 0.4092 | 49.9746 | 981.0156 | 29980.9753
0.4096 | 49.9497 | 962.3647 | 29962.0919 | 0.4096 | 49.9746 | 980.9844 | 29980.9568
0.41 | 49.9497 | 962.3966 | 29962.0551 | 0.41 | 49.9746 | 980.9788 | 29980.9382
0.4104 | 49.9497 | 962.279 | 29962.0183 | 0.4104 | 49.9746 | 980.9476 | 29980.9196
0.4108 | 49.9496 | 962.2473 | 29961.9816 | 0.4108 | 49.9745 | 980.9419 | 29980.9011
0.4112 | 49.9496 | 962.2422 | 29961.9448 | 0.4112 | 49.9745 | 980.9109 | 29980.8825
0.4116 | 49.9495 | 962.1246 | 29961.908 | 0.4116 | 49.9745 | 980.9051 | 29980.8639
0.412 | 49.9495 | 961.9525 | 29961.8712 | 0.412 | 49.9745 | 980.8741 | 29980.8454
0.4124 | 49.9494 | 962.0563 | 29961.8344 | 0.4124 | 49.9744 | 980.8683 | 29980.8268
0.4128 | 49.9494 | 961.9471 | 29961.7976 | 0.4128 | 49.9744 | 980.8373 | 29980.8083
0.4132 | 49.9493 | 961.9083 | 29961.7609 | 0.4132 | 49.9744 | 980.8315 | 29980.7897
0.4136 | 49.9493 | 962.1038 | 29961.7241 | 0.4136 | 49.9744 | 980.8005 | 29980.7711
0.414 | 49.9492 | 961.8675 | 29961.6873 | 0.414 | 49.9743 | 980.7947 | 29980.7526
0.4144 | 49.9492 | 961.3734 | 29961.6505 | 0.4144 | 49.9743 | 980.7637 | 29980.734
0.4148 | 49.9491 | 961.7249 | 29961.6137 | 0.4148 | 49.9743 | 980.7579 | 29980.7154
0.4152 | 49.9491 | 961.8623 | 29961.577 | 0.4152 | 49.9743 | 980.7269 | 29980.6969
0.4156 | 49.949 | 961.7907 | 29961.5402 | 0.4156 | 49.9742 | 980.7211 | 29980.6783
0.416 | 49.949 | 961.7414 | 29961.5034 | 0.416 | 49.9742 | 980.6901 | 29980.6597
0.4164 | 49.9489 | 961.7322 | 29961.4666 | 0.4164 | 49.9742 | 980.6843 | 29980.6412
0.4168 | 49.9489 | 961.6717 | 29961.4298 | 0.4168 | 49.9742 | 980.6533 | 29980.6226
0.4172 | 49.9488 | 961.6602 | 29961.3931 | 0.4172 | 49.9741 | 980.6475 | 29980.604
0.4176 | 49.9488 | 961.5996 | 29961.3563 | 0.4176 | 49.9741 | 980.6165 | 29980.5855
0.418 | 49.9487 | 961.588 | 29961.3195 | 0.418 | 49.9741 | 980.6107 | 29980.5669
0.4184 | 49.9487 | 961.5274 | 29961.2827 | 0.4184 | 49.9741 | 980.5797 | 29980.5484
0.4188 | 49.9486 | 961.5158 | 29961.246 | 0.4188 | 49.974 | 980.5739 | 29980.5298
0.4192 | 49.9486 | 961.4552 | 29961.2092 | 0.4192 | 49.974 | 980.543 | 29980.5112
0.4196 | 49.9485 | 961.4436 | 29961.1724 | 0.4196 | 49.974 | 980.5372 | 29980.4927
0.42 | 49.9485 | 961.383 | 29961.1356 | 0.42 | 49.974 | 980.5062 | 29980.4741
0.4204 | 49.9484 | 961.3714 | 29961.0989 | 0.4204 | 49.974 | 980.5004 | 29980.4555
0.4208 | 49.9484 | 961.3109 | 29961.0621 | 0.4208 | 49.974 | 980.4694 | 29980.437
0.4212 | 49.9483 | 961.2992 | 29961.0253 | 0.4212 | 49.9739 | 980.4636 | 29980.4184
0.4216 | 49.9483 | 961.2251 | 29960.9886 | 0.4216 | 49.9739 | 980.4326 | 29980.3999
0.422 | 49.9482 | 961.1572 | 29960.9518 | 0.422 | 49.9739 | 980.4268 | 29980.3813
0.4224 | 49.9482 | 961.278 | 29960.915 | 0.4224 | 49.9739 | 980.3958 | 29980.3627
0.4228 | 49.9481 | 961.1202 | 29960.8783 | 0.4228 | 49.9738 | 980.39 | 29980.3442
0.4232 | 49.9481 | 961.0346 | 29960.8415 | 0.4232 | 49.9738 | 980.3591 | 29980.3256
0.4236 | 49.948 | 961.4725 | 29960.8047 | 0.4236 | 49.9738 | 980.3532 | 29980.307
0.424 | 49.948 | 961.0902 | 29960.768 | 0.424 | 49.9738 | 980.3223 | 29980.2885
0.4244 | 49.9479 | 961.0162 | 29960.7312 | 0.4244 | 49.9737 | 980.3164 | 29980.2699
0.4248 | 49.9479 | 960.7017 | 29960.6944 | 0.4248 | 49.9737 | 980.2855 | 29980.2514
0.4252 | 49.9478 | 960.8897 | 29960.6577 | 0.4252 | 49.9737 | 980.2796 | 29980.2328
0.4256 | 49.9478 | 961.1335 | 29960.6209 | 0.4256 | 49.9737 | 980.2487 | 29980.2143
0.426 | 49.9477 | 960.7624 | 29960.5841 | 0.426 | 49.9736 | 980.2429 | 29980.1957
0.4264 | 49.9477 | 960.7585 | 29960.5474 | 0.4264 | 49.9736 | 980.212 | 29980.1771
0.4268 | 49.9476 | 960.853 | 29960.5106 | 0.4268 | 49.9736 | 980.2061 | 29980.1586
0.4272 | 49.9476 | 960.7134 | 29960.4739 | 0.4272 | 49.9736 | 980.1752 | 29980.14
0.4276 | 49.9475 | 960.6287 | 29960.4371 | 0.4276 | 49.9735 | 980.1693 | 29980.1214
0.428 | 49.9475 | 960.6979 | 29960.4003 | 0.428 | 49.9735 | 980.1384 | 29980.1029
0.4284 | 49.9474 | 960.7535 | 29960.3636 | 0.4284 | 49.9735 | 980.1325 | 29980.0843
0.4288 | 49.9474 | 960.6062 | 29960.3268 | 0.4288 | 49.9735 | 980.1017 | 29980.0658
0.4292 | 49.9473 | 960.4303 | 29960.2901 | 0.4292 | 49.9734 | 980.0957 | 29980.0472
0.4296 | 49.9473 | 960.3708 | 29960.2533 | 0.4296 | 49.9734 | 980.054 | 29980.0287
0.43 | 49.9472 | 960.6146 | 29960.2166 | 0.43 | 49.9734 | 980.1988 | 29980.0101
0.4304 | 49.9472 | 960.4999 | 29960.1798 | 0.4304 | 49.9734 | 979.937 | 29979.9915
0.4308 | 49.9471 | 960.5538 | 29960.1431 | 0.4308 | 49.9733 | 980.0619 | 29979.973
0.4312 | 49.9471 | 960.4321 | 29960.1063 | 0.4312 | 49.9733 | 980.0749 | 29979.9544
0.4316 | 49.9471 | 960.3048 | 29960.0696 | 0.4316 | 49.9733 | 979.9796 | 29979.9359
0.432 | 49.9471 | 960.2033 | 29960.0328 | 0.432 | 49.9733 | 979.7777 | 29979.9173
0.4324 | 49.947 | 960.2268 | 29959.9961 | 0.4324 | 49.9732 | 979.871 | 29979.8988
0.4328 | 49.947 | 960.2541 | 29959.9593 | 0.4328 | 49.9732 | 980.0047 | 29979.8802
0.4332 | 49.9469 | 960.3259 | 29959.9225 | 0.4332 | 49.9732 | 979.8384 | 29979.8616
0.4336 | 49.9469 | 960.143 | 29959.8858 | 0.4336 | 49.9732 | 979.8043 | 29979.8431
0.434 | 49.9468 | 960.003 | 29959.849 | 0.434 | 49.9731 | 980.0077 | 29979.8245
0.4344 | 49.9468 | 960.1742 | 29959.8123 | 0.4344 | 49.9731 | 980.0569 | 29979.806
0.4348 | 49.9467 | 959.9815 | 29959.7755 | 0.4348 | 49.9731 | 979.7442 | 29979.7874
0.4352 | 49.9467 | 959.9699 | 29959.7388 | 0.4352 | 49.9731 | 979.5271 | 29979.7689
0.4356 | 49.9466 | 960.001 | 29959.7021 | 0.4356 | 49.973 | 979.6779 | 29979.7503
0.436 | 49.9466 | 959.9407 | 29959.6653 | 0.436 | 49.973 | 979.7977 | 29979.7317
0.4364 | 49.9465 | 959.93 | 29959.6286 | 0.4364 | 49.973 | 979.7779 | 29979.7132
0.4368 | 49.9465 | 959.8687 | 29959.5918 | 0.4368 | 49.973 | 979.6983 | 29979.6946
0.4372 | 49.9464 | 959.858 | 29959.5551 | 0.4372 | 49.9729 | 979.7832 | 29979.6761
0.4376 | 49.9464 | 959.7967 | 29959.5183 | 0.4376 | 49.9729 | 979.6851 | 29979.6575
0.438 | 49.9463 | 959.7859 | 29959.4816 | 0.438 | 49.9729 | 979.6617 | 29979.639
0.4384 | 49.9463 | 959.7246 | 29959.4449 | 0.4384 | 49.9729 | 979.6279 | 29979.6204
0.4388 | 49.9462 | 959.7138 | 29959.4081 | 0.4388 | 49.9728 | 979.6353 | 29979.6019
0.4392 | 49.9462 | 959.6526 | 29959.3714 | 0.4392 | 49.9728 | 979.6049 | 29979.5833
0.4396 | 49.9461 | 959.6417 | 29959.3346 | 0.4396 | 49.9728 | 979.487 | 29979.5648
0.44 | 49.9461 | 959.5806 | 29959.2979 | 0.44 | 49.9728 | 979.5743 | 29979.5462
0.4404 | 49.946 | 959.5697 | 29959.2612 | 0.4404 | 49.9727 | 979.5808 | 29979.5276
0.4408 | 49.946 | 959.5085 | 29959.2244 | 0.4408 | 49.9727 | 979.5503 | 29979.5091
0.4412 | 49.9459 | 959.4976 | 29959.1877 | 0.4412 | 49.9727 | 979.5447 | 29979.4905
0.4416 | 49.9459 | 959.4365 | 29959.151 | 0.4416 | 49.9727 | 979.5136 | 29979.472
0.442 | 49.9458 | 959.4256 | 29959.1142 | 0.442 | 49.9726 | 979.4566 | 29979.4534
0.4424 | 49.9458 | 959.3645 | 29959.0775 | 0.4424 | 49.9726 | 979.5035 | 29979.4349
0.4428 | 49.9457 | 959.3535 | 29959.0407 | 0.4428 | 49.9726 | 979.6569 | 29979.4163
0.4432 | 49.9457 | 959.2925 | 29959.004 | 0.4432 | 49.9726 | 979.4752 | 29979.3978
0.4436 | 49.9456 | 959.2815 | 29958.9673 | 0.4436 | 49.9725 | 979.3746 | 29979.3792
0.444 | 49.9456 | 959.1942 | 29958.9305 | 0.444 | 49.9725 | 979.3433 | 29979.3607
0.4444 | 49.9455 | 959.4592 | 29958.8938 | 0.4444 | 49.9725 | 979.2845 | 29979.3421
0.4448 | 49.9455 | 959.1146 | 29958.8571 | 0.4448 | 49.9725 | 979.3191 | 29979.3236
0.4452 | 49.9454 | 959.0527 | 29958.8204 | 0.4452 | 49.9724 | 979.3593 | 29979.305
0.4456 | 49.9454 | 959.1121 | 29958.7836 | 0.4456 | 49.9724 | 979.3297 | 29979.2865
0.446 | 49.9453 | 959.1115 | 29958.7469 | 0.446 | 49.9724 | 979.3243 | 29979.2679
0.4464 | 49.9453 | 959.013 | 29958.7102 | 0.4464 | 49.9724 | 979.2931 | 29979.2494
0.4468 | 49.9452 | 959.0006 | 29958.6734 | 0.4468 | 49.9723 | 979.2876 | 29979.2308
0.4472 | 49.9452 | 958.818 | 29958.6367 | 0.4472 | 49.9723 | 979.2564 | 29979.2123
0.4476 | 49.9451 | 958.9021 | 29958.6 | 0.4476 | 49.9723 | 979.2508 | 29979.1937
0.448 | 49.9451 | 958.8713 | 29958.5633 | 0.448 | 49.9723 | 979.2196 | 29979.1752
0.4484 | 49.945 | 959.4399 | 29958.5265 | 0.4484 | 49.9722 | 979.2141 | 29979.1566
0.4488 | 49.945 | 958.9183 | 29958.4898 | 0.4488 | 49.9722 | 979.1829 | 29979.1381
0.4492 | 49.9449 | 958.4799 | 29958.4531 | 0.4492 | 49.9722 | 979.1773 | 29979.1195
0.4496 | 49.9449 | 958.8539 | 29958.4164 | 0.4496 | 49.9722 | 979.1462 | 29979.101
0.45 | 49.9448 | 958.7727 | 29958.3796 | 0.45 | 49.9721 | 979.1406 | 29979.0824
0.4504 | 49.9448 | 958.6226 | 29958.3429 | 0.4504 | 49.9721 | 979.1094 | 29979.0639
0.4508 | 49.9447 | 958.5588 | 29958.3062 | 0.4508 | 49.9721 | 979.1038 | 29979.0453
0.4512 | 49.9447 | 958.558 | 29958.2695 | 0.4512 | 49.9721 | 979.0727 | 29979.0268
0.4516 | 49.9447 | 958.5444 | 29958.2328 | 0.4516 | 49.972 | 979.0671 | 29979.0082
0.452 | 49.9447 | 958.3852 | 29958.196 | 0.452 | 49.972 | 979.036 | 29978.9897
0.4524 | 49.9446 | 958.4356 | 29958.1593 | 0.4524 | 49.972 | 979.0303 | 29978.9711
0.4528 | 49.9446 | 958.3251 | 29958.1226 | 0.4528 | 49.972 | 978.9993 | 29978.9526
0.4532 | 49.9445 | 958.3624 | 29958.0859 | 0.4532 | 49.9719 | 978.9936 | 29978.934
0.4536 | 49.9445 | 958.125 | 29958.0492 | 0.4536 | 49.9719 | 978.9625 | 29978.9155
0.454 | 49.9444 | 958.2869 | 29958.0125 | 0.454 | 49.9719 | 978.9569 | 29978.8969
0.4544 | 49.9444 | 958.273 | 29957.9757 | 0.4544 | 49.9719 | 978.9258 | 29978.8784
0.4548 | 49.9443 | 958.2184 | 29957.939 | 0.4548 | 49.9718 | 978.9201 | 29978.8598
0.4552 | 49.9443 | 958.2694 | 29957.9023 | 0.4552 | 49.9718 | 978.8891 | 29978.8413
0.4556 | 49.9442 | 958.224 | 29957.8656 | 0.4556 | 49.9718 | 978.8834 | 29978.8227
0.456 | 49.9442 | 958.1939 | 29957.8289 | 0.456 | 49.9718 | 978.8524 | 29978.8042
0.4564 | 49.9441 | 958.1258 | 29957.7922 | 0.4564 | 49.9717 | 978.8467 | 29978.7856
0.4568 | 49.9441 | 958.1822 | 29957.7555 | 0.4568 | 49.9717 | 978.8156 | 29978.7671
0.4572 | 49.944 | 958.0112 | 29957.7187 | 0.4572 | 49.9717 | 978.8099 | 29978.7485
0.4576 | 49.944 | 958.0124 | 29957.682 | 0.4576 | 49.9717 | 978.7789 | 29978.73
0.458 | 49.9439 | 958.3092 | 29957.6453 | 0.458 | 49.9716 | 978.7732 | 29978.7114
0.4584 | 49.9439 | 958.0519 | 29957.6086 | 0.4584 | 49.9716 | 978.7422 | 29978.6929
0.4588 | 49.9438 | 957.9259 | 29957.5719 | 0.4588 | 49.9716 | 978.7365 | 29978.6743
0.4592 | 49.9438 | 957.8553 | 29957.5352 | 0.4592 | 49.9716 | 978.7055 | 29978.6558
0.4596 | 49.9437 | 957.8414 | 29957.4985 | 0.4596 | 49.9716 | 978.6997 | 29978.6372
0.46 | 49.9437 | 957.7815 | 29957.4618 | 0.46 | 49.9716 | 978.6688 | 29978.6187
0.4604 | 49.9436 | 957.7694 | 29957.4251 | 0.4604 | 49.9715 | 978.663 | 29978.6001
0.4608 | 49.9436 | 957.7096 | 29957.3884 | 0.4608 | 49.9715 | 978.6321 | 29978.5816
0.4612 | 49.9435 | 957.6975 | 29957.3517 | 0.4612 | 49.9715 | 978.6263 | 29978.5631
0.4616 | 49.9435 | 957.6377 | 29957.315 | 0.4616 | 49.9715 | 978.5953 | 29978.5445
0.462 | 49.9434 | 957.6256 | 29957.2783 | 0.462 | 49.9714 | 978.5896 | 29978.526
0.4624 | 49.9434 | 957.5658 | 29957.2416 | 0.4624 | 49.9714 | 978.5586 | 29978.5074
0.4628 | 49.9433 | 957.5537 | 29957.2049 | 0.4628 | 49.9714 | 978.5529 | 29978.4889
0.4632 | 49.9433 | 957.4939 | 29957.1682 | 0.4632 | 49.9714 | 978.5219 | 29978.4703
0.4636 | 49.9432 | 957.4818 | 29957.1315 | 0.4636 | 49.9713 | 978.5161 | 29978.4518
0.464 | 49.9432 | 957.422 | 29957.0948 | 0.464 | 49.9713 | 978.484 | 29978.4332
0.4644 | 49.9431 | 957.4099 | 29957.0581 | 0.4644 | 49.9713 | 978.3826 | 29978.4147
0.4648 | 49.9431 | 957.3502 | 29957.0214 | 0.4648 | 49.9713 | 978.3931 | 29978.3962
0.4652 | 49.943 | 957.338 | 29956.9847 | 0.4652 | 49.9712 | 978.5637 | 29978.3776
0.4656 | 49.943 | 957.2783 | 29956.948 | 0.4656 | 49.9712 | 978.373 | 29978.3591
0.466 | 49.9429 | 957.2661 | 29956.9113 | 0.466 | 49.9712 | 978.4719 | 29978.3405
0.4664 | 49.9429 | 957.2064 | 29956.8746 | 0.4664 | 49.9712 | 978.1854 | 29978.322
0.4668 | 49.9428 | 957.1942 | 29956.8379 | 0.4668 | 49.9711 | 978.2635 | 29978.3034
0.4672 | 49.9428 | 957.1346 | 29956.8012 | 0.4672 | 49.9711 | 978.3902 | 29978.2849
0.4676 | 49.9427 | 957.1224 | 29956.7645 | 0.4676 | 49.9711 | 978.2857 | 29978.2664
0.468 | 49.9427 | 957.0627 | 29956.7278 | 0.468 | 49.9711 | 978.0773 | 29978.2478
0.4684 | 49.9426 | 957.0505 | 29956.6911 | 0.4684 | 49.971 | 978.2902 | 29978.2293
0.4688 | 49.9426 | 956.9909 | 29956.6544 | 0.4688 | 49.971 | 978.2869 | 29978.2107
0.4692 | 49.9425 | 956.9786 | 29956.6177 | 0.4692 | 49.971 | 978.2155 | 29978.1922
0.4696 | 49.9425 | 956.919 | 29956.581 | 0.4696 | 49.971 | 978.2167 | 29978.1736
0.47 | 49.9424 | 956.9068 | 29956.5443 | 0.47 | 49.9709 | 978.092 | 29978.1551
0.4704 | 49.9424 | 956.8472 | 29956.5077 | 0.4704 | 49.9709 | 978.2399 | 29978.1366
0.4708 | 49.9424 | 956.8349 | 29956.471 | 0.4708 | 49.9709 | 978.2992 | 29978.118
0.4712 | 49.9424 | 956.7754 | 29956.4343 | 0.4712 | 49.9709 | 978.1401 | 29978.0995
0.4716 | 49.9423 | 956.7631 | 29956.3976 | 0.4716 | 49.9708 | 978.1471 | 29978.0809
0.472 | 49.9423 | 956.7036 | 29956.3609 | 0.472 | 49.9708 | 978.1181 | 29978.0624
0.4724 | 49.9422 | 956.6912 | 29956.3242 | 0.4724 | 49.9708 | 978.1121 | 29978.0438
0.4728 | 49.9422 | 956.6317 | 29956.2875 | 0.4728 | 49.9708 | 978.0815 | 29978.0253
0.4732 | 49.9421 | 956.6194 | 29956.2508 | 0.4732 | 49.9707 | 978.0754 | 29978.0068
0.4736 | 49.9421 | 956.5599 | 29956.2142 | 0.4736 | 49.9707 | 978.0448 | 29977.9882
0.474 | 49.942 | 956.5476 | 29956.1775 | 0.474 | 49.9707 | 978.0387 | 29977.9697
0.4744 | 49.942 | 956.4623 | 29956.1408 | 0.4744 | 49.9707 | 978.0081 | 29977.9511
0.4748 | 49.9419 | 956.2192 | 29956.1041 | 0.4748 | 49.9706 | 978.002 | 29977.9326
0.4752 | 49.9419 | 956.2948 | 29956.0674 | 0.4752 | 49.9706 | 977.9715 | 29977.9141
0.4756 | 49.9418 | 956.5583 | 29956.0308 | 0.4756 | 49.9706 | 977.9653 | 29977.8955
0.476 | 49.9418 | 956.3394 | 29955.9941 | 0.476 | 49.9706 | 977.9348 | 29977.877
0.4764 | 49.9417 | 956.3455 | 29955.9574 | 0.4764 | 49.9705 | 977.9286 | 29977.8584
0.4768 | 49.9417 | 956.2789 | 29955.9207 | 0.4768 | 49.9705 | 977.8981 | 29977.8399
0.4772 | 49.9416 | 956.2603 | 29955.884 | 0.4772 | 49.9705 | 977.8919 | 29977.8214
0.4776 | 49.9416 | 956.1972 | 29955.8474 | 0.4776 | 49.9705 | 977.8614 | 29977.8028
0.478 | 49.9415 | 956.1953 | 29955.8107 | 0.478 | 49.9704 | 977.8552 | 29977.7843
0.4784 | 49.9415 | 956.1295 | 29955.774 | 0.4784 | 49.9704 | 977.8247 | 29977.7657
0.4788 | 49.9414 | 956.1205 | 29955.7373 | 0.4788 | 49.9704 | 977.8185 | 29977.7472
0.4792 | 49.9414 | 956.0549 | 29955.7007 | 0.4792 | 49.9704 | 977.788 | 29977.7287
0.4796 | 49.9413 | 956.0498 | 29955.664 | 0.4796 | 49.9703 | 977.7818 | 29977.7101
0.48 | 49.9413 | 955.9828 | 29955.6273 | 0.48 | 49.9703 | 977.7513 | 29977.6916
0.4804 | 49.9412 | 955.9776 | 29955.5906 | 0.4804 | 49.9703 | 977.7451 | 29977.6731
0.4808 | 49.9412 | 955.9101 | 29955.554 | 0.4808 | 49.9703 | 977.7147 | 29977.6545
0.4812 | 49.9411 | 955.9057 | 29955.5173 | 0.4812 | 49.9702 | 977.7085 | 29977.636
0.4816 | 49.9411 | 955.8376 | 29955.4806 | 0.4816 | 49.9702 | 977.678 | 29977.6174
0.482 | 49.941 | 955.8337 | 29955.4439 | 0.482 | 49.9702 | 977.6718 | 29977.5989
0.4824 | 49.941 | 955.7653 | 29955.4073 | 0.4824 | 49.9702 | 977.6413 | 29977.5804
0.4828 | 49.9409 | 955.7617 | 29955.3706 | 0.4828 | 49.9701 | 977.6351 | 29977.5618
0.4832 | 49.9409 | 955.6933 | 29955.3339 | 0.4832 | 49.9701 | 977.6046 | 29977.5433
0.4836 | 49.9408 | 955.6898 | 29955.2973 | 0.4836 | 49.9701 | 977.5984 | 29977.5248
0.484 | 49.9408 | 955.6214 | 29955.2606 | 0.484 | 49.9701 | 977.568 | 29977.5062
0.4844 | 49.9407 | 955.6187 | 29955.2239 | 0.4844 | 49.97 | 977.5617 | 29977.4877
0.4848 | 49.9407 | 955.5497 | 29955.1873 | 0.4848 | 49.97 | 977.5313 | 29977.4691
0.4852 | 49.9406 | 955.5474 | 29955.1506 | 0.4852 | 49.97 | 977.525 | 29977.4506
0.4856 | 49.9406 | 955.4779 | 29955.1139 | 0.4856 | 49.97 | 977.4946 | 29977.4321
0.486 | 49.9405 | 955.4761 | 29955.0773 | 0.486 | 49.9699 | 977.4884 | 29977.4135
0.4864 | 49.9405 | 955.4061 | 29955.0406 | 0.4864 | 49.9699 | 977.4579 | 29977.395
0.4868 | 49.9404 | 955.4048 | 29955.0039 | 0.4868 | 49.9699 | 977.4517 | 29977.3765
0.4872 | 49.9404 | 955.3344 | 29954.9673 | 0.4872 | 49.9699 | 977.4213 | 29977.3579
0.4876 | 49.9403 | 955.3334 | 29954.9306 | 0.4876 | 49.9698 | 977.415 | 29977.3394
0.488 | 49.9403 | 955.2627 | 29954.894 | 0.488 | 49.9698 | 977.3846 | 29977.3209
0.4884 | 49.9402 | 955.262 | 29954.8573 | 0.4884 | 49.9698 | 977.3783 | 29977.3023
0.4888 | 49.9402 | 955.1911 | 29954.8207 | 0.4888 | 49.9698 | 977.3479 | 29977.2838
0.4892 | 49.9401 | 955.1905 | 29954.784 | 0.4892 | 49.9697 | 977.3416 | 29977.2653
0.4896 | 49.9401 | 955.1195 | 29954.7473 | 0.4896 | 49.9697 | 977.3113 | 29977.2467
0.49 | 49.9401 | 955.119 | 29954.7107 | 0.49 | 49.9697 | 977.305 | 29977.2282
0.4904 | 49.9401 | 955.0479 | 29954.674 | 0.4904 | 49.9697 | 977.2746 | 29977.2097
0.4908 | 49.94 | 955.0474 | 29954.6374 | 0.4908 | 49.9696 | 977.2683 | 29977.1911
0.4912 | 49.94 | 954.9763 | 29954.6007 | 0.4912 | 49.9696 | 977.2379 | 29977.1726
0.4916 | 49.9399 | 954.9758 | 29954.564 | 0.4916 | 49.9696 | 977.2316 | 29977.1541
0.492 | 49.9399 | 954.9048 | 29954.5274 | 0.492 | 49.9696 | 977.2013 | 29977.1355
0.4924 | 49.9398 | 954.9042 | 29954.4907 | 0.4924 | 49.9695 | 977.195 | 29977.117
0.4928 | 49.9398 | 954.8333 | 29954.4541 | 0.4928 | 49.9695 | 977.1646 | 29977.0985
0.4932 | 49.9397 | 954.8325 | 29954.4174 | 0.4932 | 49.9695 | 977.1583 | 29977.0799
0.4936 | 49.9397 | 954.7618 | 29954.3808 | 0.4936 | 49.9695 | 977.128 | 29977.0614
0.494 | 49.9396 | 954.7609 | 29954.3441 | 0.494 | 49.9694 | 977.1216 | 29977.0429
0.4944 | 49.9396 | 954.6904 | 29954.3075 | 0.4944 | 49.9694 | 977.0913 | 29977.0243
0.4948 | 49.9395 | 954.6891 | 29954.2708 | 0.4948 | 49.9694 | 977.085 | 29977.0058
0.4952 | 49.9395 | 954.6203 | 29954.2342 | 0.4952 | 49.9694 | 977.0546 | 29976.9873
0.4956 | 49.9394 | 954.3691 | 29954.1975 | 0.4956 | 49.9693 | 977.0483 | 29976.9687
0.496 | 49.9394 | 954.282 | 29954.1609 | 0.496 | 49.9693 | 977.018 | 29976.9502
0.4964 | 49.9393 | 954.7588 | 29954.1242 | 0.4964 | 49.9693 | 977.0116 | 29976.9317
0.4968 | 49.9393 | 954.4125 | 29954.0876 | 0.4968 | 49.9693 | 976.9813 | 29976.9131
0.4972 | 49.9392 | 954.4341 | 29954.051 | 0.4972 | 49.9693 | 976.975 | 29976.8946
0.4976 | 49.9392 | 954.2071 | 29954.0143 | 0.4976 | 49.9693 | 976.9447 | 29976.8761
0.498 | 49.9391 | 954.1051 | 29953.9777 | 0.498 | 49.9692 | 976.9383 | 29976.8575
0.4984 | 49.9391 | 954.4528 | 29953.941 | 0.4984 | 49.9692 | 976.908 | 29976.839
0.4988 | 49.939 | 954.4236 | 29953.9044 | 0.4988 | 49.9692 | 976.9016 | 29976.8205
0.4992 | 49.939 | 954.2592 | 29953.8677 | 0.4992 | 49.9692 | 976.8714 | 29976.802
0.4996 | 49.9389 | 954.2173 | 29953.8311 | 0.4996 | 49.9691 | 976.865 | 29976.7834
0.5 | 49.9389 | 953.7627 | 29953.7945 | 0.5 | 49.9691 | 976.8347 | 29976.7649
0.5004 | 49.9388 | 954.1203 | 29953.7578 | 0.5004 | 49.9691 | 976.8283 | 29976.7464
0.5008 | 49.9388 | 954.2528 | 29953.7212 | 0.5008 | 49.9691 | 976.7981 | 29976.7278
0.5012 | 49.9387 | 954.0999 | 29953.6845 | 0.5012 | 49.969 | 976.7917 | 29976.7093
0.5016 | 49.9387 | 954.0632 | 29953.6479 | 0.5016 | 49.969 | 976.7614 | 29976.6908
0.502 | 49.9386 | 954.0738 | 29953.6113 | 0.502 | 49.969 | 976.755 | 29976.6722
0.5024 | 49.9386 | 954.0945 | 29953.5746 | 0.5024 | 49.969 | 976.7248 | 29976.6537
0.5028 | 49.9385 | 953.9855 | 29953.538 | 0.5028 | 49.9689 | 976.7184 | 29976.6352
0.5032 | 49.9385 | 953.9076 | 29953.5014 | 0.5032 | 49.9689 | 976.6881 | 29976.6167
0.5036 | 49.9384 | 953.8941 | 29953.4647 | 0.5036 | 49.9689 | 976.6817 | 29976.5981
0.504 | 49.9384 | 953.8349 | 29953.4281 | 0.504 | 49.9689 | 976.6464 | 29976.5796
0.5044 | 49.9383 | 953.8223 | 29953.3914 | 0.5044 | 49.9688 | 976.8835 | 29976.5611
0.5048 | 49.9383 | 953.7632 | 29953.3548 | 0.5048 | 49.9688 | 976.4601 | 29976.5425
0.5052 | 49.9382 | 953.7507 | 29953.3182 | 0.5052 | 49.9688 | 976.2376 | 29976.524
0.5056 | 49.9382 | 953.6916 | 29953.2815 | 0.5056 | 49.9688 | 976.436 | 29976.5055
0.506 | 49.9381 | 953.6791 | 29953.2449 | 0.506 | 49.9687 | 976.7117 | 29976.487
0.5064 | 49.9381 | 953.62 | 29953.2083 | 0.5064 | 49.9687 | 976.4926 | 29976.4684
0.5068 | 49.938 | 953.6075 | 29953.1716 | 0.5068 | 49.9687 | 976.5372 | 29976.4499
0.5072 | 49.938 | 953.5484 | 29953.135 | 0.5072 | 49.9687 | 976.5247 | 29976.4314
0.5076 | 49.938 | 953.5359 | 29953.0984 | 0.5076 | 49.9686 | 976.517 | 29976.4129
0.508 | 49.938 | 953.4768 | 29953.0618 | 0.508 | 49.9686 | 976.5319 | 29976.3943
0.5084 | 49.9379 | 953.4643 | 29953.0251 | 0.5084 | 49.9686 | 976.4625 | 29976.3758
0.5088 | 49.9379 | 953.4053 | 29952.9885 | 0.5088 | 49.9686 | 976.4048 | 29976.3573
0.5092 | 49.9378 | 953.3927 | 29952.9519 | 0.5092 | 49.9685 | 976.3932 | 29976.3388
0.5096 | 49.9378 | 953.3337 | 29952.9153 | 0.5096 | 49.9685 | 976.293 | 29976.3202
0.51 | 49.9377 | 953.3211 | 29952.8786 | 0.51 | 49.9685 | 976.3455 | 29976.3017
0.5104 | 49.9377 | 953.2621 | 29952.842 | 0.5104 | 49.9685 | 976.3416 | 29976.2832
0.5108 | 49.9376 | 953.2495 | 29952.8054 | 0.5108 | 49.9684 | 976.3486 | 29976.2647
0.5112 | 49.9376 | 953.1905 | 29952.7688 | 0.5112 | 49.9684 | 976.3614 | 29976.2461
0.5116 | 49.9375 | 953.1779 | 29952.7321 | 0.5116 | 49.9684 | 976.3896 | 29976.2276
0.512 | 49.9375 | 953.119 | 29952.6955 | 0.512 | 49.9684 | 976.3395 | 29976.2091
0.5124 | 49.9374 | 953.1063 | 29952.6589 | 0.5124 | 49.9683 | 976.1432 | 29976.1906
0.5128 | 49.9374 | 953.0474 | 29952.6223 | 0.5128 | 49.9683 | 976.2296 | 29976.172
0.5132 | 49.9373 | 953.0348 | 29952.5857 | 0.5132 | 49.9683 | 976.2414 | 29976.1535
0.5136 | 49.9373 | 952.9759 | 29952.549 | 0.5136 | 49.9683 | 976.2118 | 29976.135
0.514 | 49.9372 | 952.9632 | 29952.5124 | 0.514 | 49.9682 | 976.2058 | 29976.1165
0.5144 | 49.9372 | 952.9043 | 29952.4758 | 0.5144 | 49.9682 | 976.1753 | 29976.0979
0.5148 | 49.9371 | 952.8916 | 29952.4392 | 0.5148 | 49.9682 | 976.1691 | 29976.0794
0.5152 | 49.9371 | 952.8328 | 29952.4026 | 0.5152 | 49.9682 | 976.1387 | 29976.0609
0.5156 | 49.937 | 952.8201 | 29952.366 | 0.5156 | 49.9681 | 976.1325 | 29976.0424
0.516 | 49.937 | 952.7612 | 29952.3293 | 0.516 | 49.9681 | 976.102 | 29976.0238
0.5164 | 49.9369 | 952.7485 | 29952.2927 | 0.5164 | 49.9681 | 976.0959 | 29976.0053
0.5168 | 49.9369 | 952.6897 | 29952.2561 | 0.5168 | 49.9681 | 976.0654 | 29975.9868
0.5172 | 49.9368 | 952.677 | 29952.2195 | 0.5172 | 49.968 | 976.0593 | 29975.9683
0.5176 | 49.9368 | 952.6182 | 29952.1829 | 0.5176 | 49.968 | 976.0288 | 29975.9497
0.518 | 49.9367 | 952.6054 | 29952.1463 | 0.518 | 49.968 | 976.0226 | 29975.9312
0.5184 | 49.9367 | 952.5467 | 29952.1097 | 0.5184 | 49.968 | 975.9922 | 29975.9127
0.5188 | 49.9366 | 952.5339 | 29952.0731 | 0.5188 | 49.9679 | 975.986 | 29975.8942
0.5192 | 49.9366 | 952.4656 | 29952.0365 | 0.5192 | 49.9679 | 975.9556 | 29975.8757
0.5196 | 49.9365 | 952.7548 | 29951.9998 | 0.5196 | 49.9679 | 975.9494 | 29975.8571
0.52 | 49.9365 | 952.1696 | 29951.9632 | 0.52 | 49.9679 | 975.919 | 29975.8386
0.5204 | 49.9364 | 952.7968 | 29951.9266 | 0.5204 | 49.9678 | 975.9128 | 29975.8201
0.5208 | 49.9364 | 952.5991 | 29951.89 | 0.5208 | 49.9678 | 975.8823 | 29975.8016
0.5212 | 49.9363 | 952.1823 | 29951.8534 | 0.5212 | 49.9678 | 975.8761 | 29975.783
0.5216 | 49.9363 | 952.2715 | 29951.8168 | 0.5216 | 49.9678 | 975.8457 | 29975.7645
0.522 | 49.9362 | 952.1704 | 29951.7802 | 0.522 | 49.9677 | 975.8395 | 29975.746
0.5224 | 49.9362 | 952.0168 | 29951.7436 | 0.5224 | 49.9677 | 975.8091 | 29975.7275
0.5228 | 49.9361 | 952.0341 | 29951.707 | 0.5228 | 49.9677 | 975.8029 | 29975.709
0.5232 | 49.9361 | 952.2043 | 29951.6704 | 0.5232 | 49.9677 | 975.7725 | 29975.6904
0.5236 | 49.936 | 952.1707 | 29951.6338 | 0.5236 | 49.9676 | 975.7663 | 29975.6719
0.524 | 49.936 | 952.1175 | 29951.5972 | 0.524 | 49.9676 | 975.7359 | 29975.6534
0.5244 | 49.9359 | 952.1592 | 29951.5606 | 0.5244 | 49.9676 | 975.7296 | 29975.6349
0.5248 | 49.9359 | 951.8345 | 29951.524 | 0.5248 | 49.9676 | 975.6993 | 29975.6164
0.5252 | 49.9359 | 951.8132 | 29951.4874 | 0.5252 | 49.9675 | 975.693 | 29975.5978
0.5256 | 49.9359 | 951.8968 | 29951.4508 | 0.5256 | 49.9675 | 975.6627 | 29975.5793
0.526 | 49.9358 | 951.8872 | 29951.4142 | 0.526 | 49.9675 | 975.6564 | 29975.5608
0.5264 | 49.9358 | 951.8317 | 29951.3776 | 0.5264 | 49.9675 | 975.6261 | 29975.5423
0.5268 | 49.9357 | 951.8186 | 29951.341 | 0.5268 | 49.9674 | 975.6198 | 29975.5238
0.5272 | 49.9357 | 951.7603 | 29951.3044 | 0.5272 | 49.9674 | 975.5895 | 29975.5052
0.5276 | 49.9356 | 951.7471 | 29951.2678 | 0.5276 | 49.9674 | 975.5832 | 29975.4867
0.528 | 49.9356 | 951.6889 | 29951.2312 | 0.528 | 49.9674 | 975.5529 | 29975.4682
0.5284 | 49.9355 | 951.6757 | 29951.1946 | 0.5284 | 49.9673 | 975.5466 | 29975.4497
0.5288 | 49.9355 | 951.6174 | 29951.158 | 0.5288 | 49.9673 | 975.5163 | 29975.4312
0.5292 | 49.9354 | 951.6042 | 29951.1214 | 0.5292 | 49.9673 | 975.51 | 29975.4127
0.5296 | 49.9354 | 951.546 | 29951.0848 | 0.5296 | 49.9673 | 975.4797 | 29975.3941
0.53 | 49.9353 | 951.5327 | 29951.0482 | 0.53 | 49.9672 | 975.4734 | 29975.3756
0.5304 | 49.9353 | 951.4745 | 29951.0116 | 0.5304 | 49.9672 | 975.4431 | 29975.3571
0.5308 | 49.9352 | 951.4613 | 29950.975 | 0.5308 | 49.9672 | 975.4368 | 29975.3386
0.5312 | 49.9352 | 951.4031 | 29950.9385 | 0.5312 | 49.9672 | 975.4065 | 29975.3201
0.5316 | 49.9351 | 951.3898 | 29950.9019 | 0.5316 | 49.9672 | 975.4002 | 29975.3015
0.532 | 49.9351 | 951.3317 | 29950.8653 | 0.532 | 49.9672 | 975.3699 | 29975.283
0.5324 | 49.935 | 951.3184 | 29950.8287 | 0.5324 | 49.9671 | 975.3635 | 29975.2645
0.5328 | 49.935 | 951.2602 | 29950.7921 | 0.5328 | 49.9671 | 975.3333 | 29975.246
0.5332 | 49.9349 | 951.2469 | 29950.7555 | 0.5332 | 49.9671 | 975.3269 | 29975.2275
0.5336 | 49.9349 | 951.1888 | 29950.7189 | 0.5336 | 49.9671 | 975.2967 | 29975.209
0.534 | 49.9348 | 951.1755 | 29950.6823 | 0.534 | 49.967 | 975.2903 | 29975.1904
0.5344 | 49.9348 | 951.1174 | 29950.6458 | 0.5344 | 49.967 | 975.2601 | 29975.1719
0.5348 | 49.9347 | 951.1041 | 29950.6092 | 0.5348 | 49.967 | 975.2537 | 29975.1534
0.5352 | 49.9347 | 951.046 | 29950.5726 | 0.5352 | 49.967 | 975.2235 | 29975.1349
0.5356 | 49.9346 | 951.0326 | 29950.536 | 0.5356 | 49.9669 | 975.2171 | 29975.1164
0.536 | 49.9346 | 950.9746 | 29950.4994 | 0.536 | 49.9669 | 975.1869 | 29975.0979
0.5364 | 49.9345 | 950.9612 | 29950.4628 | 0.5364 | 49.9669 | 975.1805 | 29975.0794
0.5368 | 49.9345 | 950.9032 | 29950.4263 | 0.5368 | 49.9669 | 975.1503 | 29975.0608
0.5372 | 49.9344 | 950.8898 | 29950.3897 | 0.5372 | 49.9668 | 975.144 | 29975.0423
0.5376 | 49.9344 | 950.8318 | 29950.3531 | 0.5376 | 49.9668 | 975.1138 | 29975.0238
0.538 | 49.9343 | 950.8184 | 29950.3165 | 0.538 | 49.9668 | 975.1074 | 29975.0053
0.5384 | 49.9343 | 950.7604 | 29950.28 | 0.5384 | 49.9668 | 975.0772 | 29974.9868
0.5388 | 49.9342 | 950.747 | 29950.2434 | 0.5388 | 49.9667 | 975.0708 | 29974.9683
0.5392 | 49.9342 | 950.689 | 29950.2068 | 0.5392 | 49.9667 | 975.0406 | 29974.9498
0.5396 | 49.9341 | 950.6756 | 29950.1702 | 0.5396 | 49.9667 | 975.0342 | 29974.9312
0.54 | 49.9341 | 950.6176 | 29950.1336 | 0.54 | 49.9667 | 975.004 | 29974.9127
0.5404 | 49.934 | 950.6042 | 29950.0971 | 0.5404 | 49.9666 | 974.9976 | 29974.8942
0.5408 | 49.934 | 950.5218 | 29950.0605 | 0.5408 | 49.9666 | 974.9674 | 29974.8757
0.5412 | 49.9339 | 950.3416 | 29950.0239 | 0.5412 | 49.9666 | 974.961 | 29974.8572
0.5416 | 49.9339 | 950.5364 | 29949.9874 | 0.5416 | 49.9666 | 974.9308 | 29974.8387
0.542 | 49.9339 | 950.4034 | 29949.9508 | 0.542 | 49.9665 | 974.9244 | 29974.8202
0.5424 | 49.9339 | 950.3307 | 29949.9142 | 0.5424 | 49.9665 | 974.8943 | 29974.8016
0.5428 | 49.9338 | 950.6698 | 29949.8776 | 0.5428 | 49.9665 | 974.8878 | 29974.7831
0.5432 | 49.9338 | 950.4989 | 29949.8411 | 0.5432 | 49.9665 | 974.8577 | 29974.7646
0.5436 | 49.9337 | 950.3415 | 29949.8045 | 0.5436 | 49.9664 | 974.8512 | 29974.7461
0.544 | 49.9337 | 950.1014 | 29949.7679 | 0.544 | 49.9664 | 974.8211 | 29974.7276
0.5444 | 49.9336 | 950.3027 | 29949.7314 | 0.5444 | 49.9664 | 974.8147 | 29974.7091
0.5448 | 49.9336 | 950.0523 | 29949.6948 | 0.5448 | 49.9664 | 974.7845 | 29974.6906
0.5452 | 49.9335 | 950.1634 | 29949.6582 | 0.5452 | 49.9663 | 974.7781 | 29974.6721
0.5456 | 49.9335 | 950.156 | 29949.6216 | 0.5456 | 49.9663 | 974.748 | 29974.6536
0.546 | 49.9334 | 950.1089 | 29949.5851 | 0.546 | 49.9663 | 974.7415 | 29974.635
0.5464 | 49.9334 | 949.9812 | 29949.5485 | 0.5464 | 49.9663 | 974.7114 | 29974.6165
0.5468 | 49.9333 | 949.9725 | 29949.512 | 0.5468 | 49.9662 | 974.7049 | 29974.598
0.5472 | 49.9333 | 950.0137 | 29949.4754 | 0.5472 | 49.9662 | 974.6748 | 29974.5795
0.5476 | 49.9332 | 950.0323 | 29949.4388 | 0.5476 | 49.9662 | 974.6683 | 29974.561
0.548 | 49.9332 | 949.9288 | 29949.4023 | 0.548 | 49.9662 | 974.6383 | 29974.5425
0.5484 | 49.9331 | 950.1487 | 29949.3657 | 0.5484 | 49.9661 | 974.6318 | 29974.524
0.5488 | 49.9331 | 949.884 | 29949.3291 | 0.5488 | 49.9661 | 974.6017 | 29974.5055
0.5492 | 49.933 | 949.7907 | 29949.2926 | 0.5492 | 49.9661 | 974.5952 | 29974.487
0.5496 | 49.933 | 949.7884 | 29949.256 | 0.5496 | 49.9661 | 974.5562 | 29974.4684
0.55 | 49.9329 | 949.739 | 29949.2195 | 0.55 | 49.966 | 974.8433 | 29974.4499
0.5504 | 49.9329 | 949.7228 | 29949.1829 | 0.5504 | 49.966 | 974.2853 | 29974.4314
0.5508 | 49.9328 | 949.8207 | 29949.1463 | 0.5508 | 49.966 | 974.9575 | 29974.4129
0.5512 | 49.9328 | 949.6571 | 29949.1098 | 0.5512 | 49.966 | 974.3361 | 29974.3944
0.5516 | 49.9327 | 949.5922 | 29949.0732 | 0.5516 | 49.9659 | 974.104 | 29974.3759
0.552 | 49.9327 | 949.5475 | 29949.0367 | 0.552 | 49.9659 | 975.1776 | 29974.3574
0.5524 | 49.9326 | 949.534 | 29949.0001 | 0.5524 | 49.9659 | 974.3914 | 29974.3389
0.5528 | 49.9326 | 949.4763 | 29948.9636 | 0.5528 | 49.9659 | 974.2601 | 29974.3204
0.5532 | 49.9325 | 949.4627 | 29948.927 | 0.5532 | 49.9658 | 974.4411 | 29974.3019
0.5536 | 49.9325 | 949.405 | 29948.8905 | 0.5536 | 49.9658 | 974.1748 | 29974.2834
0.554 | 49.9324 | 949.3914 | 29948.8539 | 0.554 | 49.9658 | 974.3212 | 29974.2649
0.5544 | 49.9324 | 949.3337 | 29948.8173 | 0.5544 | 49.9658 | 974.3337 | 29974.2463
0.5548 | 49.9323 | 949.3201 | 29948.7808 | 0.5548 | 49.9657 | 974.3317 | 29974.2278
0.5552 | 49.9323 | 949.2624 | 29948.7442 | 0.5552 | 49.9657 | 974.309 | 29974.2093
0.5556 | 49.9322 | 949.2488 | 29948.7077 | 0.5556 | 49.9657 | 974.3025 | 29974.1908
0.556 | 49.9322 | 949.1912 | 29948.6711 | 0.556 | 49.9657 | 974.2727 | 29974.1723
0.5564 | 49.9321 | 949.1775 | 29948.6346 | 0.5564 | 49.9656 | 974.266 | 29974.1538
0.5568 | 49.9321 | 949.1199 | 29948.598 | 0.5568 | 49.9656 | 974.2361 | 29974.1353
0.5572 | 49.932 | 949.1062 | 29948.5615 | 0.5572 | 49.9656 | 974.2294 | 29974.1168
0.5576 | 49.932 | 949.0486 | 29948.525 | 0.5576 | 49.9656 | 974.1996 | 29974.0983
0.558 | 49.932 | 949.0349 | 29948.4884 | 0.558 | 49.9655 | 974.1928 | 29974.0798
0.5584 | 49.932 | 948.9774 | 29948.4519 | 0.5584 | 49.9655 | 974.163 | 29974.0613
0.5588 | 49.9319 | 948.9637 | 29948.4153 | 0.5588 | 49.9655 | 974.1563 | 29974.0428
0.5592 | 49.9319 | 948.9061 | 29948.3788 | 0.5592 | 49.9655 | 974.1265 | 29974.0243
0.5596 | 49.9318 | 948.8924 | 29948.3422 | 0.5596 | 49.9654 | 974.1197 | 29974.0058
0.56 | 49.9318 | 948.8349 | 29948.3057 | 0.56 | 49.9654 | 974.0899 | 29973.9873
0.5604 | 49.9317 | 948.8211 | 29948.2691 | 0.5604 | 49.9654 | 974.0832 | 29973.9687
0.5608 | 49.9317 | 948.7636 | 29948.2326 | 0.5608 | 49.9654 | 974.0534 | 29973.9502
0.5612 | 49.9316 | 948.7499 | 29948.1961 | 0.5612 | 49.9653 | 974.0466 | 29973.9317
0.5616 | 49.9316 | 948.6924 | 29948.1595 | 0.5616 | 49.9653 | 974.0169 | 29973.9132
0.562 | 49.9315 | 948.6786 | 29948.123 | 0.562 | 49.9653 | 974.0101 | 29973.8947
0.5624 | 49.9315 | 948.6211 | 29948.0864 | 0.5624 | 49.9653 | 973.9803 | 29973.8762
0.5628 | 49.9314 | 948.6074 | 29948.0499 | 0.5628 | 49.9652 | 973.9735 | 29973.8577
0.5632 | 49.9314 | 948.5499 | 29948.0134 | 0.5632 | 49.9652 | 973.9438 | 29973.8392
0.5636 | 49.9313 | 948.5362 | 29947.9768 | 0.5636 | 49.9652 | 973.937 | 29973.8207
0.564 | 49.9313 | 948.4787 | 29947.9403 | 0.564 | 49.9652 | 973.9072 | 29973.8022
0.5644 | 49.9312 | 948.4649 | 29947.9037 | 0.5644 | 49.9652 | 973.9004 | 29973.7837
0.5648 | 49.9312 | 948.4075 | 29947.8672 | 0.5648 | 49.9652 | 973.8707 | 29973.7652
0.5652 | 49.9311 | 948.3937 | 29947.8307 | 0.5652 | 49.9651 | 973.8639 | 29973.7467
0.5656 | 49.9311 | 948.3362 | 29947.7942 | 0.5656 | 49.9651 | 973.8341 | 29973.7282
0.566 | 49.931 | 948.3225 | 29947.7576 | 0.566 | 49.9651 | 973.8273 | 29973.7097
0.5664 | 49.931 | 948.265 | 29947.7211 | 0.5664 | 49.9651 | 973.7976 | 29973.6912
0.5668 | 49.9309 | 948.2512 | 29947.6845 | 0.5668 | 49.965 | 973.7908 | 29973.6727
0.5672 | 49.9309 | 948.1938 | 29947.648 | 0.5672 | 49.965 | 973.7611 | 29973.6542
0.5676 | 49.9308 | 948.18 | 29947.6115 | 0.5676 | 49.965 | 973.7542 | 29973.6357
0.568 | 49.9308 | 948.1201 | 29947.575 | 0.568 | 49.965 | 973.7245 | 29973.6172
0.5684 | 49.9307 | 947.9353 | 29947.5384 | 0.5684 | 49.9649 | 973.7177 | 29973.5987
0.5688 | 49.9307 | 948.2039 | 29947.5019 | 0.5688 | 49.9649 | 973.688 | 29973.5802
0.5692 | 49.9306 | 948.1429 | 29947.4654 | 0.5692 | 49.9649 | 973.6811 | 29973.5617
0.5696 | 49.9306 | 947.663 | 29947.4288 | 0.5696 | 49.9649 | 973.6515 | 29973.5432
0.57 | 49.9305 | 947.9168 | 29947.3923 | 0.57 | 49.9648 | 973.6446 | 29973.5247
0.5704 | 49.9305 | 947.9 | 29947.3558 | 0.5704 | 49.9648 | 973.6149 | 29973.5062
0.5708 | 49.9304 | 948.1326 | 29947.3193 | 0.5708 | 49.9648 | 973.6081 | 29973.4877
0.5712 | 49.9304 | 947.8403 | 29947.2827 | 0.5712 | 49.9648 | 973.5784 | 29973.4692
0.5716 | 49.9303 | 947.8207 | 29947.2462 | 0.5716 | 49.9647 | 973.5715 | 29973.4507
0.572 | 49.9303 | 947.7667 | 29947.2097 | 0.572 | 49.9647 | 973.525 | 29973.4322
0.5724 | 49.9302 | 947.7528 | 29947.1732 | 0.5724 | 49.9647 | 973.616 | 29973.4137
0.5728 | 49.9302 | 947.6956 | 29947.1367 | 0.5728 | 49.9647 | 973.3673 | 29973.3952
0.5732 | 49.9301 | 947.6816 | 29947.1001 | 0.5732 | 49.9646 | 973.6755 | 29973.3767
0.5736 | 49.9301 | 947.6244 | 29947.0636 | 0.5736 | 49.9646 | 973.5483 | 29973.3582
0.574 | 49.9301 | 947.6104 | 29947.0271 | 0.574 | 49.9646 | 973.4962 | 29973.3397
0.5744 | 49.9301 | 947.5533 | 29946.9906 | 0.5744 | 49.9646 | 973.5374 | 29973.3212
0.5748 | 49.93 | 947.5393 | 29946.954 | 0.5748 | 49.9645 | 973.3176 | 29973.3027
0.5752 | 49.93 | 947.4821 | 29946.9175 | 0.5752 | 49.9645 | 973.4529 | 29973.2842
0.5756 | 49.9299 | 947.4681 | 29946.881 | 0.5756 | 49.9645 | 973.6083 | 29973.2657
0.576 | 49.9299 | 947.411 | 29946.8445 | 0.576 | 49.9645 | 973.4813 | 29973.2472
0.5764 | 49.9298 | 947.397 | 29946.808 | 0.5764 | 49.9644 | 973.3812 | 29973.2287
0.5768 | 49.9298 | 947.3398 | 29946.7715 | 0.5768 | 49.9644 | 973.3246 | 29973.2102
0.5772 | 49.9297 | 947.3258 | 29946.7349 | 0.5772 | 49.9644 | 973.3162 | 29973.1917
0.5776 | 49.9297 | 947.2687 | 29946.6984 | 0.5776 | 49.9644 | 973.2862 | 29973.1732
0.578 | 49.9296 | 947.2547 | 29946.6619 | 0.578 | 49.9643 | 973.2795 | 29973.1547
0.5784 | 49.9296 | 947.1975 | 29946.6254 | 0.5784 | 49.9643 | 973.2497 | 29973.1362
0.5788 | 49.9295 | 947.1835 | 29946.5889 | 0.5788 | 49.9643 | 973.243 | 29973.1177
0.5792 | 49.9295 | 947.1264 | 29946.5524 | 0.5792 | 49.9643 | 973.2132 | 29973.0992
0.5796 | 49.9294 | 947.1124 | 29946.5159 | 0.5796 | 49.9642 | 973.2065 | 29973.0807
0.58 | 49.9294 | 947.0553 | 29946.4794 | 0.58 | 49.9642 | 973.1767 | 29973.0622
0.5804 | 49.9293 | 947.0413 | 29946.4429 | 0.5804 | 49.9642 | 973.1699 | 29973.0437
0.5808 | 49.9293 | 946.9842 | 29946.4063 | 0.5808 | 49.9642 | 973.1402 | 29973.0252
0.5812 | 49.9292 | 946.9701 | 29946.3698 | 0.5812 | 49.9641 | 973.1334 | 29973.0067
0.5816 | 49.9292 | 946.9131 | 29946.3333 | 0.5816 | 49.9641 | 973.1036 | 29972.9882
0.582 | 49.9291 | 946.899 | 29946.2968 | 0.582 | 49.9641 | 973.0969 | 29972.9697
0.5824 | 49.9291 | 946.842 | 29946.2603 | 0.5824 | 49.9641 | 973.0671 | 29972.9512
0.5828 | 49.929 | 946.8279 | 29946.2238 | 0.5828 | 49.964 | 973.0604 | 29972.9327
0.5832 | 49.929 | 946.7709 | 29946.1873 | 0.5832 | 49.964 | 973.0306 | 29972.9142
0.5836 | 49.9289 | 946.7568 | 29946.1508 | 0.5836 | 49.964 | 973.0239 | 29972.8957
0.584 | 49.9289 | 946.6998 | 29946.1143 | 0.584 | 49.964 | 972.9941 | 29972.8772
0.5844 | 49.9288 | 946.6857 | 29946.0778 | 0.5844 | 49.9639 | 972.9874 | 29972.8587
0.5848 | 49.9288 | 946.6287 | 29946.0413 | 0.5848 | 49.9639 | 972.9576 | 29972.8402
0.5852 | 49.9287 | 946.6146 | 29946.0048 | 0.5852 | 49.9639 | 972.9508 | 29972.8217
0.5856 | 49.9287 | 946.5576 | 29945.9683 | 0.5856 | 49.9639 | 972.9211 | 29972.8032
0.586 | 49.9286 | 946.5435 | 29945.9318 | 0.586 | 49.9638 | 972.9143 | 29972.7847
0.5864 | 49.9286 | 946.4865 | 29945.8953 | 0.5864 | 49.9638 | 972.8846 | 29972.7662
0.5868 | 49.9285 | 946.4724 | 29945.8588 | 0.5868 | 49.9638 | 972.8778 | 29972.7477
0.5872 | 49.9285 | 946.4154 | 29945.8223 | 0.5872 | 49.9638 | 972.8481 | 29972.7293
0.5876 | 49.9284 | 946.4013 | 29945.7858 | 0.5876 | 49.9637 | 972.8413 | 29972.7108
0.588 | 49.9284 | 946.3444 | 29945.7493 | 0.588 | 49.9637 | 972.8116 | 29972.6923
0.5884 | 49.9283 | 946.3302 | 29945.7128 | 0.5884 | 49.9637 | 972.8048 | 29972.6738
0.5888 | 49.9283 | 946.2733 | 29945.6763 | 0.5888 | 49.9637 | 972.7751 | 29972.6553
0.5892 | 49.9283 | 946.2592 | 29945.6398 | 0.5892 | 49.9636 | 972.7683 | 29972.6368
0.5896 | 49.9283 | 946.2022 | 29945.6033 | 0.5896 | 49.9636 | 972.7386 | 29972.6183
0.59 | 49.9282 | 946.1881 | 29945.5668 | 0.59 | 49.9636 | 972.7318 | 29972.5998
0.5904 | 49.9282 | 946.1312 | 29945.5303 | 0.5904 | 49.9636 | 972.7021 | 29972.5813
0.5908 | 49.9281 | 946.117 | 29945.4938 | 0.5908 | 49.9635 | 972.6953 | 29972.5628
0.5912 | 49.9281 | 946.0601 | 29945.4573 | 0.5912 | 49.9635 | 972.6656 | 29972.5443
0.5916 | 49.928 | 946.046 | 29945.4208 | 0.5916 | 49.9635 | 972.6588 | 29972.5258
0.592 | 49.928 | 945.9891 | 29945.3844 | 0.592 | 49.9635 | 972.6291 | 29972.5073
0.5924 | 49.9279 | 945.9749 | 29945.3479 | 0.5924 | 49.9634 | 972.6223 | 29972.4888
0.5928 | 49.9279 | 945.9181 | 29945.3114 | 0.5928 | 49.9634 | 972.5926 | 29972.4704
0.5932 | 49.9278 | 945.9039 | 29945.2749 | 0.5932 | 49.9634 | 972.5858 | 29972.4519
0.5936 | 49.9278 | 945.8277 | 29945.2384 | 0.5936 | 49.9634 | 972.5561 | 29972.4334
0.594 | 49.9277 | 945.8372 | 29945.2019 | 0.594 | 49.9633 | 972.5493 | 29972.4149
0.5944 | 49.9277 | 946.0125 | 29945.1654 | 0.5944 | 49.9633 | 972.5196 | 29972.3964
0.5948 | 49.9276 | 945.7879 | 29945.1289 | 0.5948 | 49.9633 | 972.5128 | 29972.3779
0.5952 | 49.9276 | 945.7289 | 29945.0924 | 0.5952 | 49.9633 | 972.4831 | 29972.3594
0.5956 | 49.9275 | 945.8708 | 29945.056 | 0.5956 | 49.9633 | 972.4763 | 29972.3409
0.596 | 49.9275 | 945.8239 | 29945.0195 | 0.596 | 49.9633 | 972.4466 | 29972.3224
0.5964 | 49.9274 | 948.9622 | 29944.983 | 0.5964 | 49.9632 | 972.4398 | 29972.3039
0.5968 | 49.9274 | 945.4632 | 29944.9465 | 0.5968 | 49.9632 | 972.4101 | 29972.2854
0.5972 | 49.9273 | 945.9415 | 29944.91 | 0.5972 | 49.9632 | 972.4033 | 29972.2669
0.5976 | 49.9273 | 945.543 | 29944.8736 | 0.5976 | 49.9632 | 972.3737 | 29972.2485
0.598 | 49.9272 | 945.2801 | 29944.8371 | 0.598 | 49.9631 | 972.3668 | 29972.23
0.5984 | 49.9272 | 945.6818 | 29944.8006 | 0.5984 | 49.9631 | 972.3372 | 29972.2115
0.5988 | 49.9271 | 945.9594 | 29944.7641 | 0.5988 | 49.9631 | 972.3303 | 29972.193
0.5992 | 49.9271 | 945.3483 | 29944.7276 | 0.5992 | 49.9631 | 972.3007 | 29972.1745
0.5996 | 49.927 | 944.2103 | 29944.6911 | 0.5996 | 49.963 | 972.2938 | 29972.156
0.6 | 49.927 | 945.6903 | 29944.6547 | 0.6 | 49.963 | 972.2642 | 29972.1375
0.6004 | 49.9269 | 944.6144 | 29944.6182 | 0.6004 | 49.963 | 972.2573 | 29972.119
0.6008 | 49.9269 | 944.9655 | 29944.5817 | 0.6008 | 49.963 | 972.2277 | 29972.1005
0.6012 | 49.9268 | 944.7399 | 29944.5452 | 0.6012 | 49.9629 | 972.2208 | 29972.0821
0.6016 | 49.9268 | 945.2825 | 29944.5088 | 0.6016 | 49.9629 | 972.1912 | 29972.0636
0.602 | 49.9267 | 945.0984 | 29944.4723 | 0.602 | 49.9629 | 972.1843 | 29972.0451
0.6024 | 49.9267 | 945.9261 | 29944.4358 | 0.6024 | 49.9629 | 972.1548 | 29972.0266
0.6028 | 49.9266 | 944.7522 | 29944.3993 | 0.6028 | 49.9628 | 972.1479 | 29972.0081
0.6032 | 49.9266 | 944.9252 | 29944.3629 | 0.6032 | 49.9628 | 972.1183 | 29971.9896
0.6036 | 49.9265 | 945.2892 | 29944.3264 | 0.6036 | 49.9628 | 972.1114 | 29971.9711
0.604 | 49.9265 | 944.9274 | 29944.2899 | 0.604 | 49.9628 | 972.0818 | 29971.9526
0.6044 | 49.9265 | 944.8651 | 29944.2535 | 0.6044 | 49.9627 | 972.0749 | 29971.9342
0.6048 | 49.9265 | 944.9234 | 29944.217 | 0.6048 | 49.9627 | 972.0453 | 29971.9157
0.6052 | 49.9264 | 944.6038 | 29944.1805 | 0.6052 | 49.9627 | 972.0384 | 29971.8972
0.6056 | 49.9264 | 944.7679 | 29944.144 | 0.6056 | 49.9627 | 972.0089 | 29971.8787
0.606 | 49.9263 | 944.8473 | 29944.1076 | 0.606 | 49.9626 | 972.0019 | 29971.8602
0.6064 | 49.9263 | 944.5115 | 29944.0711 | 0.6064 | 49.9626 | 971.9724 | 29971.8417
0.6068 | 49.9262 | 944.7133 | 29944.0346 | 0.6068 | 49.9626 | 971.9655 | 29971.8232
0.6072 | 49.9262 | 944.52 | 29943.9982 | 0.6072 | 49.9626 | 971.9359 | 29971.8047
0.6076 | 49.9261 | 944.9496 | 29943.9617 | 0.6076 | 49.9625 | 971.929 | 29971.7863
0.608 | 49.9261 | 944.4115 | 29943.9252 | 0.608 | 49.9625 | 971.8995 | 29971.7678
0.6084 | 49.926 | 944.4004 | 29943.8888 | 0.6084 | 49.9625 | 971.8925 | 29971.7493
0.6088 | 49.926 | 944.5142 | 29943.8523 | 0.6088 | 49.9625 | 971.863 | 29971.7308
0.6092 | 49.9259 | 944.6213 | 29943.8159 | 0.6092 | 49.9624 | 971.856 | 29971.7123
0.6096 | 49.9259 | 944.4259 | 29943.7794 | 0.6096 | 49.9624 | 971.8265 | 29971.6938
0.61 | 49.9258 | 944.1019 | 29943.7429 | 0.61 | 49.9624 | 971.8196 | 29971.6753
0.6104 | 49.9258 | 944.4523 | 29943.7065 | 0.6104 | 49.9624 | 971.7901 | 29971.6569
0.6108 | 49.9257 | 944.3866 | 29943.67 | 0.6108 | 49.9623 | 971.7831 | 29971.6384
0.6112 | 49.9257 | 944.4237 | 29943.6336 | 0.6112 | 49.9623 | 971.7536 | 29971.6199
0.6116 | 49.9256 | 944.2839 | 29943.5971 | 0.6116 | 49.9623 | 971.7466 | 29971.6014
0.612 | 49.9256 | 944.3626 | 29943.5606 | 0.612 | 49.9623 | 971.7171 | 29971.5829
0.6124 | 49.9255 | 944.2175 | 29943.5242 | 0.6124 | 49.9622 | 971.7101 | 29971.5644
0.6128 | 49.9255 | 944.0304 | 29943.4877 | 0.6128 | 49.9622 | 971.6807 | 29971.546
0.6132 | 49.9254 | 944.3372 | 29943.4513 | 0.6132 | 49.9622 | 971.6737 | 29971.5275
0.6136 | 49.9254 | 944.04 | 29943.4148 | 0.6136 | 49.9622 | 971.6442 | 29971.509
0.614 | 49.9253 | 944.2359 | 29943.3783 | 0.614 | 49.9621 | 971.6372 | 29971.4905
0.6144 | 49.9253 | 943.8801 | 29943.3419 | 0.6144 | 49.9621 | 971.6078 | 29971.472
0.6148 | 49.9252 | 944.0529 | 29943.3054 | 0.6148 | 49.9621 | 971.6007 | 29971.4535
0.6152 | 49.9252 | 943.9254 | 29943.269 | 0.6152 | 49.9621 | 971.5713 | 29971.4351
0.6156 | 49.9251 | 944.3855 | 29943.2325 | 0.6156 | 49.962 | 971.5643 | 29971.4166
0.616 | 49.9251 | 944.0509 | 29943.1961 | 0.616 | 49.962 | 971.5348 | 29971.3981
0.6164 | 49.925 | 943.8188 | 29943.1596 | 0.6164 | 49.962 | 971.5278 | 29971.3796
0.6168 | 49.925 | 943.7988 | 29943.1232 | 0.6168 | 49.962 | 971.4984 | 29971.3611
0.6172 | 49.9249 | 943.7726 | 29943.0867 | 0.6172 | 49.9619 | 971.4914 | 29971.3426
0.6176 | 49.9249 | 943.7193 | 29943.0503 | 0.6176 | 49.9619 | 971.4619 | 29971.3242
0.618 | 49.9248 | 943.7039 | 29943.0138 | 0.618 | 49.9619 | 971.4549 | 29971.3057
0.6184 | 49.9248 | 943.6465 | 29942.9774 | 0.6184 | 49.9619 | 971.4255 | 29971.2872
0.6188 | 49.9248 | 943.6324 | 29942.9409 | 0.6188 | 49.9618 | 971.4184 | 29971.2687
0.6192 | 49.9248 | 943.5758 | 29942.9045 | 0.6192 | 49.9618 | 971.389 | 29971.2502
0.6196 | 49.9247 | 943.5614 | 29942.868 | 0.6196 | 49.9618 | 971.382 | 29971.2318
0.62 | 49.9247 | 943.5048 | 29942.8316 | 0.62 | 49.9618 | 971.3526 | 29971.2133
0.6204 | 49.9246 | 943.4904 | 29942.7952 | 0.6204 | 49.9617 | 971.3455 | 29971.1948
0.6208 | 49.9246 | 943.4338 | 29942.7587 | 0.6208 | 49.9617 | 971.3161 | 29971.1763
0.6212 | 49.9245 | 943.4195 | 29942.7223 | 0.6212 | 49.9617 | 971.3091 | 29971.1578
0.6216 | 49.9245 | 943.3629 | 29942.6858 | 0.6216 | 49.9617 | 971.2797 | 29971.1394
0.622 | 49.9244 | 943.3487 | 29942.6494 | 0.622 | 49.9616 | 971.2726 | 29971.1209
0.6224 | 49.9244 | 943.2919 | 29942.613 | 0.6224 | 49.9616 | 971.2432 | 29971.1024
0.6228 | 49.9243 | 943.2778 | 29942.5765 | 0.6228 | 49.9616 | 971.2362 | 29971.0839
0.6232 | 49.9243 | 943.221 | 29942.5401 | 0.6232 | 49.9616 | 971.2068 | 29971.0654
0.6236 | 49.9242 | 943.2069 | 29942.5036 | 0.6236 | 49.9616 | 971.1997 | 29971.047
0.624 | 49.9242 | 943.15 | 29942.4672 | 0.624 | 49.9616 | 971.1703 | 29971.0285
0.6244 | 49.9241 | 943.1361 | 29942.4307 | 0.6244 | 49.9615 | 971.1633 | 29971.01
0.6248 | 49.9241 | 943.0791 | 29942.3943 | 0.6248 | 49.9615 | 971.1339 | 29970.9915
0.6252 | 49.924 | 943.0653 | 29942.3579 | 0.6252 | 49.9615 | 971.1268 | 29970.973
0.6256 | 49.924 | 943.0082 | 29942.3214 | 0.6256 | 49.9615 | 971.0975 | 29970.9546
0.626 | 49.9239 | 942.9944 | 29942.285 | 0.626 | 49.9614 | 971.0904 | 29970.9361
0.6264 | 49.9239 | 942.9372 | 29942.2486 | 0.6264 | 49.9614 | 971.061 | 29970.9176
0.6268 | 49.9238 | 942.9236 | 29942.2121 | 0.6268 | 49.9614 | 971.0539 | 29970.8991
0.6272 | 49.9238 | 942.8663 | 29942.1757 | 0.6272 | 49.9614 | 971.0246 | 29970.8806
0.6276 | 49.9237 | 942.8528 | 29942.1393 | 0.6276 | 49.9613 | 971.0175 | 29970.8622
0.628 | 49.9237 | 942.7954 | 29942.1028 | 0.628 | 49.9613 | 970.9882 | 29970.8437
0.6284 | 49.9236 | 942.782 | 29942.0664 | 0.6284 | 49.9613 | 970.9811 | 29970.8252
0.6288 | 49.9236 | 942.7245 | 29942.03 | 0.6288 | 49.9613 | 970.9517 | 29970.8067
0.6292 | 49.9235 | 942.7111 | 29941.9935 | 0.6292 | 49.9612 | 970.9446 | 29970.7883
0.6296 | 49.9235 | 942.6536 | 29941.9571 | 0.6296 | 49.9612 | 970.9153 | 29970.7698
0.63 | 49.9234 | 942.6403 | 29941.9207 | 0.63 | 49.9612 | 970.9082 | 29970.7513
0.6304 | 49.9234 | 942.5828 | 29941.8843 | 0.6304 | 49.9612 | 970.8751 | 29970.7328
0.6308 | 49.9233 | 942.5695 | 29941.8478 | 0.6308 | 49.9611 | 970.7848 | 29970.7144
0.6312 | 49.9233 | 942.5119 | 29941.8114 | 0.6312 | 49.9611 | 970.736 | 29970.6959
0.6316 | 49.9232 | 942.4987 | 29941.775 | 0.6316 | 49.9611 | 971.1414 | 29970.6774
0.632 | 49.9232 | 942.441 | 29941.7386 | 0.632 | 49.9611 | 970.9711 | 29970.6589
0.6324 | 49.9231 | 942.4279 | 29941.7021 | 0.6324 | 49.961 | 970.8754 | 29970.6404
0.6328 | 49.9231 | 942.3702 | 29941.6657 | 0.6328 | 49.961 | 970.5865 | 29970.622
0.6332 | 49.9231 | 942.3572 | 29941.6293 | 0.6332 | 49.961 | 970.6187 | 29970.6035
0.6336 | 49.9231 | 942.2993 | 29941.5929 | 0.6336 | 49.961 | 970.5528 | 29970.585
0.634 | 49.923 | 942.2864 | 29941.5564 | 0.634 | 49.9609 | 970.723 | 29970.5665
0.6344 | 49.923 | 942.2285 | 29941.52 | 0.6344 | 49.9609 | 970.6962 | 29970.5481
0.6348 | 49.9229 | 942.2156 | 29941.4836 | 0.6348 | 49.9609 | 970.6898 | 29970.5296
0.6352 | 49.9229 | 942.1576 | 29941.4472 | 0.6352 | 49.9609 | 970.6603 | 29970.5111
0.6356 | 49.9228 | 942.1448 | 29941.4108 | 0.6356 | 49.9608 | 970.6534 | 29970.4926
0.636 | 49.9228 | 942.0868 | 29941.3743 | 0.636 | 49.9608 | 970.6239 | 29970.4742
0.6364 | 49.9227 | 942.0741 | 29941.3379 | 0.6364 | 49.9608 | 970.617 | 29970.4557
0.6368 | 49.9227 | 942.016 | 29941.3015 | 0.6368 | 49.9608 | 970.5875 | 29970.4372
0.6372 | 49.9226 | 942.0033 | 29941.2651 | 0.6372 | 49.9607 | 970.5805 | 29970.4187
0.6376 | 49.9226 | 941.9451 | 29941.2287 | 0.6376 | 49.9607 | 970.5511 | 29970.4003
0.638 | 49.9225 | 941.9325 | 29941.1923 | 0.638 | 49.9607 | 970.5441 | 29970.3818
0.6384 | 49.9225 | 941.8743 | 29941.1558 | 0.6384 | 49.9607 | 970.5146 | 29970.3633
0.6388 | 49.9224 | 941.8618 | 29941.1194 | 0.6388 | 49.9606 | 970.5077 | 29970.3449
0.6392 | 49.9224 | 941.8035 | 29941.083 | 0.6392 | 49.9606 | 970.4782 | 29970.3264
0.6396 | 49.9223 | 941.791 | 29941.0466 | 0.6396 | 49.9606 | 970.4713 | 29970.3079
0.64 | 49.9223 | 941.7327 | 29941.0102 | 0.64 | 49.9606 | 970.4418 | 29970.2894
0.6404 | 49.9222 | 941.7203 | 29940.9738 | 0.6404 | 49.9605 | 970.4348 | 29970.271
0.6408 | 49.9222 | 941.6619 | 29940.9374 | 0.6408 | 49.9605 | 970.4054 | 29970.2525
0.6412 | 49.9221 | 941.6496 | 29940.9009 | 0.6412 | 49.9605 | 970.3984 | 29970.234
0.6416 | 49.9221 | 941.5911 | 29940.8645 | 0.6416 | 49.9605 | 970.369 | 29970.2156
0.642 | 49.922 | 941.5788 | 29940.8281 | 0.642 | 49.9604 | 970.362 | 29970.1971
0.6424 | 49.922 | 941.5204 | 29940.7917 | 0.6424 | 49.9604 | 970.3326 | 29970.1786
0.6428 | 49.9219 | 941.5081 | 29940.7553 | 0.6428 | 49.9604 | 970.3256 | 29970.1601
0.6432 | 49.9219 | 941.4496 | 29940.7189 | 0.6432 | 49.9604 | 970.2962 | 29970.1417
0.6436 | 49.9218 | 941.4374 | 29940.6825 | 0.6436 | 49.9603 | 970.2892 | 29970.1232
0.644 | 49.9218 | 941.3788 | 29940.6461 | 0.644 | 49.9603 | 970.2598 | 29970.1047
0.6444 | 49.9217 | 941.3667 | 29940.6097 | 0.6444 | 49.9603 | 970.2527 | 29970.0862
0.6448 | 49.9217 | 941.3081 | 29940.5733 | 0.6448 | 49.9603 | 970.2233 | 29970.0678
0.6452 | 49.9216 | 941.296 | 29940.5369 | 0.6452 | 49.9602 | 970.2163 | 29970.0493
0.6456 | 49.9216 | 941.2373 | 29940.5005 | 0.6456 | 49.9602 | 970.1869 | 29970.0308
0.646 | 49.9215 | 941.2253 | 29940.4641 | 0.646 | 49.9602 | 970.1799 | 29970.0124
0.6464 | 49.9215 | 941.1666 | 29940.4277 | 0.6464 | 49.9602 | 970.1505 | 29969.9939
0.6468 | 49.9214 | 941.1546 | 29940.3913 | 0.6468 | 49.9601 | 970.1435 | 29969.9754
0.6472 | 49.9214 | 941.0958 | 29940.3549 | 0.6472 | 49.9601 | 970.1141 | 29969.957
0.6476 | 49.9214 | 941.0839 | 29940.3185 | 0.6476 | 49.9601 | 970.1071 | 29969.9385
0.648 | 49.9214 | 941.0251 | 29940.2821 | 0.648 | 49.9601 | 970.0777 | 29969.92
0.6484 | 49.9213 | 941.0132 | 29940.2457 | 0.6484 | 49.96 | 970.0707 | 29969.9015
0.6488 | 49.9213 | 940.9543 | 29940.2093 | 0.6488 | 49.96 | 970.0413 | 29969.8831
0.6492 | 49.9212 | 940.9425 | 29940.1729 | 0.6492 | 49.96 | 970.0343 | 29969.8646
0.6496 | 49.9212 | 940.8182 | 29940.1365 | 0.6496 | 49.96 | 970.0049 | 29969.8461
0.65 | 49.9211 | 944.4825 | 29940.1001 | 0.65 | 49.9599 | 969.9979 | 29969.8277
0.6504 | 49.9211 | 941.6387 | 29940.0637 | 0.6504 | 49.9599 | 969.9685 | 29969.8092
0.6508 | 49.921 | 940.5804 | 29940.0273 | 0.6508 | 49.9599 | 969.9615 | 29969.7907
0.6512 | 49.921 | 941.0351 | 29939.9909 | 0.6512 | 49.9599 | 969.9321 | 29969.7723
0.6516 | 49.9209 | 940.8607 | 29939.9545 | 0.6516 | 49.9599 | 969.9251 | 29969.7538
0.652 | 49.9209 | 940.6197 | 29939.9181 | 0.652 | 49.9599 | 969.8957 | 29969.7353
0.6524 | 49.9208 | 940.0468 | 29939.8817 | 0.6524 | 49.9598 | 969.8887 | 29969.7169
0.6528 | 49.9208 | 941.2236 | 29939.8453 | 0.6528 | 49.9598 | 969.8593 | 29969.6984
0.6532 | 49.9207 | 940.2698 | 29939.8089 | 0.6532 | 49.9598 | 969.8523 | 29969.6799
0.6536 | 49.9207 | 940.6159 | 29939.7726 | 0.6536 | 49.9598 | 969.8229 | 29969.6615
0.654 | 49.9206 | 940.2788 | 29939.7362 | 0.654 | 49.9597 | 969.8159 | 29969.643
0.6544 | 49.9206 | 940.3062 | 29939.6998 | 0.6544 | 49.9597 | 969.7866 | 29969.6245
0.6548 | 49.9205 | 940.4389 | 29939.6634 | 0.6548 | 49.9597 | 969.7795 | 29969.6061
0.6552 | 49.9205 | 940.4923 | 29939.627 | 0.6552 | 49.9597 | 969.7502 | 29969.5876
0.6556 | 49.9204 | 940.3695 | 29939.5906 | 0.6556 | 49.9596 | 969.7431 | 29969.5691
0.656 | 49.9204 | 940.3236 | 29939.5542 | 0.656 | 49.9596 | 969.7138 | 29969.5507
0.6564 | 49.9203 | 940.2698 | 29939.5179 | 0.6564 | 49.9596 | 969.7067 | 29969.5322
0.6568 | 49.9203 | 940.2585 | 29939.4815 | 0.6568 | 49.9596 | 969.6774 | 29969.5137
0.6572 | 49.9202 | 940.2376 | 29939.4451 | 0.6572 | 49.9595 | 969.6703 | 29969.4953
0.6576 | 49.9202 | 940.1819 | 29939.4087 | 0.6576 | 49.9595 | 969.641 | 29969.4768
0.658 | 49.9201 | 940.1669 | 29939.3723 | 0.658 | 49.9595 | 969.6339 | 29969.4583
0.6584 | 49.9201 | 940.1111 | 29939.3359 | 0.6584 | 49.9595 | 969.6046 | 29969.4399
0.6588 | 49.92 | 940.0962 | 29939.2996 | 0.6588 | 49.9594 | 969.5975 | 29969.4214
0.6592 | 49.92 | 940.0405 | 29939.2632 | 0.6592 | 49.9594 | 969.5682 | 29969.4029
0.6596 | 49.9199 | 940.0256 | 29939.2268 | 0.6596 | 49.9594 | 969.5611 | 29969.3845
0.66 | 49.9199 | 939.9699 | 29939.1904 | 0.66 | 49.9594 | 969.5318 | 29969.366
0.6604 | 49.9198 | 939.955 | 29939.154 | 0.6604 | 49.9593 | 969.5247 | 29969.3475
0.6608 | 49.9198 | 939.8993 | 29939.1177 | 0.6608 | 49.9593 | 969.4955 | 29969.3291
0.6612 | 49.9198 | 939.8844 | 29939.0813 | 0.6612 | 49.9593 | 969.4883 | 29969.3106
0.6616 | 49.9198 | 939.8287 | 29939.0449 | 0.6616 | 49.9593 | 969.4591 | 29969.2922
0.662 | 49.9197 | 939.8138 | 29939.0085 | 0.662 | 49.9592 | 969.4519 | 29969.2737
0.6624 | 49.9197 | 939.7581 | 29938.9722 | 0.6624 | 49.9592 | 969.4227 | 29969.2552
0.6628 | 49.9196 | 939.7432 | 29938.9358 | 0.6628 | 49.9592 | 969.4156 | 29969.2368
0.6632 | 49.9196 | 939.6876 | 29938.8994 | 0.6632 | 49.9592 | 969.3863 | 29969.2183
0.6636 | 49.9195 | 939.6726 | 29938.863 | 0.6636 | 49.9591 | 969.3792 | 29969.1998
0.664 | 49.9195 | 939.617 | 29938.8267 | 0.664 | 49.9591 | 969.35 | 29969.1814
0.6644 | 49.9194 | 939.602 | 29938.7903 | 0.6644 | 49.9591 | 969.3428 | 29969.1629
0.6648 | 49.9194 | 939.5348 | 29938.7539 | 0.6648 | 49.9591 | 969.3136 | 29969.1445
0.6652 | 49.9193 | 939.5487 | 29938.7175 | 0.6652 | 49.959 | 969.3064 | 29969.126
0.6656 | 49.9193 | 939.694 | 29938.6812 | 0.6656 | 49.959 | 969.2772 | 29969.1075
0.666 | 49.9192 | 939.486 | 29938.6448 | 0.666 | 49.959 | 969.27 | 29969.0891
0.6664 | 49.9192 | 939.4066 | 29938.6084 | 0.6664 | 49.959 | 969.2408 | 29969.0706
0.6668 | 49.9191 | 939.4222 | 29938.5721 | 0.6668 | 49.9589 | 969.2337 | 29969.0521
0.6672 | 49.9191 | 939.4368 | 29938.5357 | 0.6672 | 49.9589 | 969.2045 | 29969.0337
0.6676 | 49.919 | 939.6848 | 29938.4993 | 0.6676 | 49.9589 | 969.1973 | 29969.0152
0.668 | 49.919 | 939.441 | 29938.463 | 0.668 | 49.9589 | 969.1681 | 29968.9968
0.6684 | 49.9189 | 939.2037 | 29938.4266 | 0.6684 | 49.9588 | 969.1609 | 29968.9783
0.6688 | 49.9189 | 939.1916 | 29938.3902 | 0.6688 | 49.9588 | 969.1317 | 29968.9598
0.6692 | 49.9188 | 939.3335 | 29938.3539 | 0.6692 | 49.9588 | 969.1244 | 29968.9414
0.6696 | 49.9188 | 939.1616 | 29938.3175 | 0.6696 | 49.9588 | 969.0953 | 29968.9229
0.67 | 49.9187 | 939.0972 | 29938.2811 | 0.67 | 49.9587 | 969.088 | 29968.9045
0.6704 | 49.9187 | 938.8097 | 29938.2448 | 0.6704 | 49.9587 | 969.059 | 29968.886
0.6708 | 49.9186 | 938.9219 | 29938.2084 | 0.6708 | 49.9587 | 969.0517 | 29968.8675
0.6712 | 49.9186 | 939.0617 | 29938.1721 | 0.6712 | 49.9587 | 969.0226 | 29968.8491
0.6716 | 49.9185 | 938.9661 | 29938.1357 | 0.6716 | 49.9586 | 969.0153 | 29968.8306
0.672 | 49.9185 | 938.8562 | 29938.0993 | 0.672 | 49.9586 | 968.9862 | 29968.8122
0.6724 | 49.9184 | 938.889 | 29938.063 | 0.6724 | 49.9586 | 968.9789 | 29968.7937
0.6728 | 49.9184 | 938.8398 | 29938.0266 | 0.6728 | 49.9586 | 968.9499 | 29968.7752
0.6732 | 49.9183 | 938.8258 | 29937.9903 | 0.6732 | 49.9585 | 968.9425 | 29968.7568
0.6736 | 49.9183 | 938.7709 | 29937.9539 | 0.6736 | 49.9585 | 968.9135 | 29968.7383
0.674 | 49.9182 | 938.7556 | 29937.9175 | 0.674 | 49.9585 | 968.9062 | 29968.7199
0.6744 | 49.9182 | 938.7004 | 29937.8812 | 0.6744 | 49.9585 | 968.8772 | 29968.7014
0.6748 | 49.9182 | 938.6851 | 29937.8448 | 0.6748 | 49.9584 | 968.8698 | 29968.6829
0.6752 | 49.9182 | 938.6299 | 29937.8085 | 0.6752 | 49.9584 | 968.8408 | 29968.6645
0.6756 | 49.9181 | 938.6145 | 29937.7721 | 0.6756 | 49.9584 | 968.8335 | 29968.646
0.676 | 49.9181 | 938.5594 | 29937.7358 | 0.676 | 49.9584 | 968.8044 | 29968.6276
0.6764 | 49.918 | 938.544 | 29937.6994 | 0.6764 | 49.9583 | 968.7971 | 29968.6091
0.6768 | 49.918 | 938.4889 | 29937.6631 | 0.6768 | 49.9583 | 968.7681 | 29968.5907
0.6772 | 49.9179 | 938.4735 | 29937.6267 | 0.6772 | 49.9583 | 968.7607 | 29968.5722
0.6776 | 49.9179 | 938.4184 | 29937.5904 | 0.6776 | 49.9583 | 968.7317 | 29968.5537
0.678 | 49.9178 | 938.3805 | 29937.554 | 0.678 | 49.9583 | 968.7244 | 29968.5353
0.6784 | 49.9178 | 938.3548 | 29937.5177 | 0.6784 | 49.9583 | 968.6954 | 29968.5168
0.6788 | 49.9177 | 938.3069 | 29937.4813 | 0.6788 | 49.9582 | 968.688 | 29968.4984
0.6792 | 49.9177 | 938.291 | 29937.445 | 0.6792 | 49.9582 | 968.659 | 29968.4799
0.6796 | 49.9176 | 938.2625 | 29937.4086 | 0.6796 | 49.9582 | 968.6517 | 29968.4615
0.68 | 49.9176 | 938.2069 | 29937.3723 | 0.68 | 49.9582 | 968.6169 | 29968.443
0.6804 | 49.9175 | 938.1916 | 29937.3359 | 0.6804 | 49.9581 | 969.0932 | 29968.4245
0.6808 | 49.9175 | 938.136 | 29937.2996 | 0.6808 | 49.9581 | 968.4983 | 29968.4061
0.6812 | 49.9174 | 938.1211 | 29937.2632 | 0.6812 | 49.9581 | 968.6471 | 29968.3876
0.6816 | 49.9174 | 938.0655 | 29937.2269 | 0.6816 | 49.9581 | 968.63 | 29968.3692
0.682 | 49.9173 | 938.0506 | 29937.1905 | 0.682 | 49.958 | 968.6464 | 29968.3507
0.6824 | 49.9173 | 937.995 | 29937.1542 | 0.6824 | 49.958 | 968.9976 | 29968.3323
0.6828 | 49.9172 | 937.9801 | 29937.1178 | 0.6828 | 49.958 | 968.507 | 29968.3138
0.6832 | 49.9172 | 937.9246 | 29937.0815 | 0.6832 | 49.958 | 968.19 | 29968.2954
0.6836 | 49.9171 | 937.9097 | 29937.0452 | 0.6836 | 49.9579 | 968.3564 | 29968.2769
0.684 | 49.9171 | 937.8541 | 29937.0088 | 0.684 | 49.9579 | 968.3475 | 29968.2584
0.6844 | 49.917 | 937.8392 | 29936.9725 | 0.6844 | 49.9579 | 968.426 | 29968.24
0.6848 | 49.917 | 937.7837 | 29936.9362 | 0.6848 | 49.9579 | 968.4031 | 29968.2215
0.6852 | 49.9169 | 937.7688 | 29936.8998 | 0.6852 | 49.9578 | 968.3969 | 29968.2031
0.6856 | 49.9169 | 937.7132 | 29936.8635 | 0.6856 | 49.9578 | 968.3683 | 29968.1846
0.686 | 49.9168 | 937.6983 | 29936.8271 | 0.686 | 49.9578 | 968.3608 | 29968.1662
0.6864 | 49.9168 | 937.6428 | 29936.7908 | 0.6864 | 49.9578 | 968.332 | 29968.1477
0.6868 | 49.9167 | 937.6279 | 29936.7545 | 0.6868 | 49.9577 | 968.3245 | 29968.1293
0.6872 | 49.9167 | 937.5724 | 29936.7181 | 0.6872 | 49.9577 | 968.2956 | 29968.1108
0.6876 | 49.9166 | 937.5574 | 29936.6818 | 0.6876 | 49.9577 | 968.2882 | 29968.0924
0.688 | 49.9166 | 937.5019 | 29936.6455 | 0.688 | 49.9577 | 968.2593 | 29968.0739
0.6884 | 49.9166 | 937.487 | 29936.6091 | 0.6884 | 49.9576 | 968.2518 | 29968.0554
0.6888 | 49.9166 | 937.4315 | 29936.5728 | 0.6888 | 49.9576 | 968.223 | 29968.037
0.6892 | 49.9165 | 937.4166 | 29936.5365 | 0.6892 | 49.9576 | 968.2155 | 29968.0185
0.6896 | 49.9165 | 937.2619 | 29936.5001 | 0.6896 | 49.9576 | 968.1866 | 29968.0001
0.69 | 49.9164 | 937.3436 | 29936.4638 | 0.69 | 49.9575 | 968.1791 | 29967.9816
0.6904 | 49.9164 | 937.2907 | 29936.4275 | 0.6904 | 49.9575 | 968.1503 | 29967.9632
0.6908 | 49.9163 | 937.2757 | 29936.3911 | 0.6908 | 49.9575 | 968.1428 | 29967.9447
0.6912 | 49.9163 | 937.2208 | 29936.3548 | 0.6912 | 49.9575 | 968.114 | 29967.9263
0.6916 | 49.9162 | 937.2054 | 29936.3185 | 0.6916 | 49.9574 | 968.1065 | 29967.9078
0.692 | 49.9162 | 937.1504 | 29936.2822 | 0.692 | 49.9574 | 968.0776 | 29967.8894
0.6924 | 49.9161 | 937.135 | 29936.2458 | 0.6924 | 49.9574 | 968.0701 | 29967.8709
0.6928 | 49.9161 | 937.08 | 29936.2095 | 0.6928 | 49.9574 | 968.0413 | 29967.8525
0.6932 | 49.916 | 937.0646 | 29936.1732 | 0.6932 | 49.9573 | 968.0338 | 29967.834
0.6936 | 49.916 | 937.0096 | 29936.1369 | 0.6936 | 49.9573 | 968.005 | 29967.8156
0.694 | 49.9159 | 936.9942 | 29936.1005 | 0.694 | 49.9573 | 967.9975 | 29967.7971
0.6944 | 49.9159 | 936.9392 | 29936.0642 | 0.6944 | 49.9573 | 967.9686 | 29967.7787
0.6948 | 49.9158 | 936.9238 | 29936.0279 | 0.6948 | 49.9572 | 967.9611 | 29967.7602
0.6952 | 49.9158 | 936.8688 | 29935.9916 | 0.6952 | 49.9572 | 967.9323 | 29967.7418
0.6956 | 49.9157 | 936.8534 | 29935.9552 | 0.6956 | 49.9572 | 967.9248 | 29967.7233
0.696 | 49.9157 | 936.7985 | 29935.9189 | 0.696 | 49.9572 | 967.896 | 29967.7049
0.6964 | 49.9156 | 936.783 | 29935.8826 | 0.6964 | 49.9571 | 967.8885 | 29967.6864
0.6968 | 49.9156 | 936.7281 | 29935.8463 | 0.6968 | 49.9571 | 967.8597 | 29967.668
0.6972 | 49.9155 | 936.7127 | 29935.81 | 0.6972 | 49.9571 | 967.8522 | 29967.6495
0.6976 | 49.9155 | 936.6577 | 29935.7736 | 0.6976 | 49.9571 | 967.8233 | 29967.6311
0.698 | 49.9154 | 936.6423 | 29935.7373 | 0.698 | 49.957 | 967.8158 | 29967.6126
0.6984 | 49.9154 | 936.5874 | 29935.701 | 0.6984 | 49.957 | 967.787 | 29967.5942
0.6988 | 49.9153 | 936.5719 | 29935.6647 | 0.6988 | 49.957 | 967.7795 | 29967.5757
0.6992 | 49.9153 | 936.517 | 29935.6284 | 0.6992 | 49.957 | 967.7507 | 29967.5573
0.6996 | 49.9152 | 936.5016 | 29935.59 | 0.6996 | 49.9569 | 967.7432 | 29967.5388
0.7 | 49.9152 | 936.4467 | 29935.56 | 0.7 | 49.9569 | 967.7144 | 29967.5204
0.7004 | 49.9151 | 936.4312 | 29935.52 | 0.7004 | 49.9569 | 967.7069 | 29967.5019
0.7008 | 49.9151 | 936.3763 | 29935.48 | 0.7008 | 49.9569 | 967.6781 | 29967.4835
0.7012 | 49.9151 | 936.3609 | 29935.45 | 0.7012 | 49.9568 | 967.6705 | 29967.465
0.7016 | 49.9151 | 936.306 | 29935.41 | 0.7016 | 49.9568 | 967.6417 | 29967.4466
0.702 | 49.915 | 936.2905 | 29935.37 | 0.702 | 49.9568 | 967.6342 | 29967.4282
0.7024 | 49.915 | 936.2356 | 29935.34 | 0.7024 | 49.9568 | 967.6054 | 29967.4097
0.7028 | 49.9149 | 936.2202 | 29935.3 | 0.7028 | 49.9567 | 967.5979 | 29967.3913
0.7032 | 49.9149 | 936.1578 | 29935.27 | 0.7032 | 49.9567 | 967.5691 | 29967.3728
0.7036 | 49.9148 | 936.0632 | 29935.23 | 0.7036 | 49.9567 | 967.5616 | 29967.3544
0.704 | 49.9148 | 935.9053 | 29935.19 | 0.704 | 49.9567 | 967.5328 | 29967.3359
0.7044 | 49.9147 | 936.0709 | 29935.16 | 0.7044 | 49.9567 | 967.5253 | 29967.3175
0.7048 | 49.9147 | 935.9317 | 29935.12 | 0.7048 | 49.9567 | 967.4965 | 29967.299
0.7052 | 49.9146 | 936.1384 | 29935.08 | 0.7052 | 49.9566 | 967.489 | 29967.2806
0.7056 | 49.9146 | 936.0287 | 29935.05 | 0.7056 | 49.9566 | 967.4602 | 29967.2621
0.706 | 49.9145 | 936.1043 | 29935.01 | 0.706 | 49.9566 | 967.4527 | 29967.2437
0.7064 | 49.9145 | 935.5159 | 29934.97 | 0.7064 | 49.9566 | 967.4239 | 29967.2252
0.7068 | 49.9144 | 935.6511 | 29934.94 | 0.7068 | 49.9565 | 967.4163 | 29967.2068
0.7072 | 49.9144 | 935.9145 | 29934.9 | 0.7072 | 49.9565 | 967.3876 | 29967.1884
0.7076 | 49.9143 | 935.8846 | 29934.87 | 0.7076 | 49.9565 | 967.38 | 29967.1699
0.708 | 49.9143 | 935.7429 | 29934.83 | 0.708 | 49.9565 | 967.3513 | 29967.1515
0.7084 | 49.9142 | 935.6986 | 29934.79 | 0.7084 | 49.9564 | 967.3437 | 29967.133
0.7088 | 49.9142 | 935.6201 | 29934.76 | 0.7088 | 49.9564 | 967.315 | 29967.1146
0.7092 | 49.9141 | 935.5597 | 29934.72 | 0.7092 | 49.9564 | 967.3074 | 29967.0961
0.7096 | 49.9141 | 935.4898 | 29934.68 | 0.7096 | 49.9564 | 967.2787 | 29967.0777
0.71 | 49.914 | 935.4918 | 29934.65 | 0.71 | 49.9563 | 967.2711 | 29967.0592
0.7104 | 49.914 | 935.4919 | 29934.61 | 0.7104 | 49.9563 | 967.2424 | 29967.0408
0.7108 | 49.9139 | 935.6211 | 29934.58 | 0.7108 | 49.9563 | 967.2348 | 29967.0224
0.7112 | 49.9139 | 935.5951 | 29934.54 | 0.7112 | 49.9563 | 967.2061 | 29967.0039
0.7116 | 49.9138 | 935.4137 | 29934.5 | 0.7116 | 49.9562 | 967.1985 | 29966.9855
0.712 | 49.9138 | 935.3865 | 29934.47 | 0.712 | 49.9562 | 967.1698 | 29966.967
0.7124 | 49.9137 | 935.3888 | 29934.43 | 0.7124 | 49.9562 | 967.1622 | 29966.9486
0.7128 | 49.9137 | 935.2635 | 29934.39 | 0.7128 | 49.9562 | 967.1335 | 29966.9301
0.7132 | 49.9136 | 935.2598 | 29934.36 | 0.7132 | 49.9561 | 967.1259 | 29966.9117
0.7136 | 49.9136 | 935.2937 | 29934.32 | 0.7136 | 49.9561 | 967.0972 | 29966.8933
0.714 | 49.9136 | 935.308 | 29934.29 | 0.714 | 49.9561 | 967.0896 | 29966.8748
0.7144 | 49.9136 | 935.1946 | 29934.25 | 0.7144 | 49.9561 | 967.0609 | 29966.8564
0.7148 | 49.9135 | 935.1673 | 29934.21 | 0.7148 | 49.956 | 967.0533 | 29966.8379
0.7152 | 49.9135 | 935.111 | 29934.18 | 0.7152 | 49.956 | 967.0246 | 29966.8195
0.7156 | 49.9134 | 935.0956 | 29934.14 | 0.7156 | 49.956 | 967.017 | 29966.801
0.716 | 49.9134 | 935.0403 | 29934.1 | 0.716 | 49.956 | 966.9883 | 29966.7826
0.7164 | 49.9133 | 935.0253 | 29934.07 | 0.7164 | 49.9559 | 966.9807 | 29966.7642
0.7168 | 49.9133 | 934.97 | 29934.03 | 0.7168 | 49.9559 | 966.952 | 29966.7457
0.7172 | 49.9132 | 934.955 | 29933.99 | 0.7172 | 49.9559 | 966.9444 | 29966.7273
0.7176 | 49.9132 | 934.8998 | 29933.96 | 0.7176 | 49.9559 | 966.9157 | 29966.7088
0.718 | 49.9131 | 934.8848 | 29933.92 | 0.718 | 49.9558 | 966.9081 | 29966.6904
0.7184 | 49.9131 | 934.8296 | 29933.89 | 0.7184 | 49.9558 | 966.8794 | 29966.672
0.7188 | 49.913 | 934.8146 | 29933.85 | 0.7188 | 49.9558 | 966.8718 | 29966.6535
0.7192 | 49.913 | 934.7593 | 29933.81 | 0.7192 | 49.9558 | 966.8431 | 29966.6351
0.7196 | 49.9129 | 934.7443 | 29933.78 | 0.7196 | 49.9557 | 966.8356 | 29966.6166
0.72 | 49.9129 | 934.6891 | 29933.74 | 0.72 | 49.9557 | 966.8068 | 29966.5982
0.7204 | 49.9128 | 934.6741 | 29933.7 | 0.7204 | 49.9557 | 966.7993 | 29966.5798
0.7208 | 49.9128 | 934.6189 | 29933.67 | 0.7208 | 49.9557 | 966.7706 | 29966.5613
0.7212 | 49.9127 | 934.6039 | 29933.63 | 0.7212 | 49.9556 | 966.763 | 29966.5429
0.7216 | 49.9127 | 934.5487 | 29933.6 | 0.7216 | 49.9556 | 966.7343 | 29966.5244
0.722 | 49.9126 | 934.5337 | 29933.56 | 0.722 | 49.9556 | 966.7267 | 29966.506
0.7224 | 49.9126 | 934.4785 | 29933.52 | 0.7224 | 49.9556 | 966.698 | 29966.4876
0.7228 | 49.9125 | 934.4635 | 29933.49 | 0.7228 | 49.9555 | 966.6904 | 29966.4691
0.7232 | 49.9125 | 934.4083 | 29933.45 | 0.7232 | 49.9555 | 966.6617 | 29966.4507
0.7236 | 49.9124 | 934.3933 | 29933.41 | 0.7236 | 49.9555 | 966.6541 | 29966.4322
0.724 | 49.9124 | 934.3381 | 29933.38 | 0.724 | 49.9555 | 966.6254 | 29966.4138
0.7244 | 49.9123 | 934.3231 | 29933.34 | 0.7244 | 49.9554 | 966.6179 | 29966.3954
0.7248 | 49.9123 | 934.2679 | 29933.31 | 0.7248 | 49.9554 | 966.5892 | 29966.3769
0.7252 | 49.9122 | 934.2529 | 29933.27 | 0.7252 | 49.9554 | 966.5816 | 29966.3585
0.7256 | 49.9122 | 934.1977 | 29933.23 | 0.7256 | 49.9554 | 966.5529 | 29966.3401
0.726 | 49.9121 | 934.1827 | 29933.2 | 0.726 | 49.9553 | 966.5453 | 29966.3216
0.7264 | 49.9121 | 934.1275 | 29933.16 | 0.7264 | 49.9553 | 966.5166 | 29966.3032
0.7268 | 49.9121 | 934.1125 | 29933.12 | 0.7268 | 49.9553 | 966.509 | 29966.2847
0.7272 | 49.9121 | 934.3886 | 29933.09 | 0.7272 | 49.9553 | 966.4803 | 29966.2663
0.7276 | 49.912 | 934.2263 | 29933.05 | 0.7276 | 49.9552 | 966.4727 | 29966.2479
0.728 | 49.912 | 933.5685 | 29933.02 | 0.728 | 49.9552 | 966.4441 | 29966.2294
0.7284 | 49.9119 | 934.083 | 29932.98 | 0.7284 | 49.9552 | 966.4365 | 29966.211
0.7288 | 49.9119 | 933.8042 | 29932.94 | 0.7288 | 49.9552 | 966.4078 | 29966.1926
0.7292 | 49.9118 | 933.8488 | 29932.91 | 0.7292 | 49.9552 | 966.4002 | 29966.1741
0.7296 | 49.9118 | 933.9602 | 29932.87 | 0.7296 | 49.9552 | 966.3715 | 29966.1557
0.73 | 49.9117 | 933.7607 | 29932.83 | 0.73 | 49.9551 | 966.3639 | 29966.1373
0.7304 | 49.9117 | 933.788 | 29932.8 | 0.7304 | 49.9551 | 966.3352 | 29966.1188
0.7308 | 49.9116 | 933.8869 | 29932.76 | 0.7308 | 49.9551 | 966.3277 | 29966.1004
0.7312 | 49.9116 | 933.722 | 29932.73 | 0.7312 | 49.9551 | 966.299 | 29966.082
0.7316 | 49.9115 | 933.7201 | 29932.69 | 0.7316 | 49.955 | 966.2914 | 29966.0635
0.732 | 49.9115 | 933.489 | 29932.65 | 0.732 | 49.955 | 966.2627 | 29966.0451
0.7324 | 49.9114 | 933.4768 | 29932.62 | 0.7324 | 49.955 | 966.2551 | 29966.0266
0.7328 | 49.9114 | 933.4999 | 29932.58 | 0.7328 | 49.955 | 966.2265 | 29966.0082
0.7332 | 49.9113 | 933.4989 | 29932.54 | 0.7332 | 49.9549 | 966.2189 | 29965.9898
0.7336 | 49.9113 | 933.4915 | 29932.51 | 0.7336 | 49.9549 | 966.1902 | 29965.9713
0.734 | 49.9112 | 933.4795 | 29932.47 | 0.734 | 49.9549 | 966.1826 | 29965.9529
0.7344 | 49.9112 | 933.4259 | 29932.44 | 0.7344 | 49.9549 | 966.1539 | 29965.9345
0.7348 | 49.9111 | 933.4109 | 29932.4 | 0.7348 | 49.9548 | 966.1463 | 29965.916
0.7352 | 49.9111 | 933.3559 | 29932.36 | 0.7352 | 49.9548 | 966.1177 | 29965.8976
0.7356 | 49.911 | 933.3408 | 29932.33 | 0.7356 | 49.9548 | 966.1101 | 29965.8792
0.736 | 49.911 | 933.2858 | 29932.29 | 0.736 | 49.9548 | 966.0814 | 29965.8607
0.7364 | 49.9109 | 933.2707 | 29932.25 | 0.7364 | 49.9547 | 966.0738 | 29965.8423
0.7368 | 49.9109 | 933.2157 | 29932.22 | 0.7368 | 49.9547 | 966.0451 | 29965.8239
0.7372 | 49.9108 | 933.2006 | 29932.18 | 0.7372 | 49.9547 | 966.0375 | 29965.8054
0.7376 | 49.9108 | 933.1456 | 29932.15 | 0.7376 | 49.9547 | 966.0089 | 29965.787
0.738 | 49.9108 | 933.1305 | 29932.11 | 0.738 | 49.9546 | 966.0013 | 29965.7686
0.7384 | 49.9108 | 933.0755 | 29932.07 | 0.7384 | 49.9546 | 965.9726 | 29965.7501
0.7388 | 49.9106 | 933.0604 | 29932.04 | 0.7388 | 49.9546 | 965.965 | 29965.7317
0.7392 | 49.9106 | 933.0054 | 29932 | 0.7392 | 49.9546 | 965.9364 | 29965.7133
0.7396 | 49.9106 | 932.9903 | 29931.96 | 0.7396 | 49.9545 | 965.9288 | 29965.6948
0.74 | 49.9106 | 932.9353 | 29931.93 | 0.74 | 49.9545 | 965.8916 | 29965.6764
0.7404 | 49.9105 | 932.9202 | 29931.89 | 0.7404 | 49.9545 | 965.9788 | 29965.658
0.7408 | 49.9105 | 932.8652 | 29931.86 | 0.7408 | 49.9545 | 965.9502 | 29965.6396
0.7412 | 49.9104 | 932.8501 | 29931.82 | 0.7412 | 49.9544 | 966.4363 | 29965.6211
0.7416 | 49.9104 | 932.7951 | 29931.78 | 0.7416 | 49.9544 | 965.8345 | 29965.6027
0.742 | 49.9103 | 932.78 | 29931.75 | 0.742 | 49.9544 | 965.9375 | 29965.5843
0.7424 | 49.9103 | 932.7251 | 29931.71 | 0.7424 | 49.9544 | 965.8374 | 29965.5658
0.7428 | 49.9102 | 932.7099 | 29931.67 | 0.7428 | 49.9543 | 965.6487 | 29965.5474
0.7432 | 49.9102 | 932.655 | 29931.64 | 0.7432 | 49.9543 | 965.9055 | 29965.529
0.7436 | 49.9101 | 932.6398 | 29931.6 | 0.7436 | 49.9543 | 966.21 | 29965.5105
0.744 | 49.9101 | 932.5849 | 29931.57 | 0.744 | 49.9543 | 965.9303 | 29965.4921
0.7444 | 49.91 | 932.5698 | 29931.53 | 0.7444 | 49.9542 | 965.8103 | 29965.4737
0.7448 | 49.91 | 932.5149 | 29931.49 | 0.7448 | 49.9542 | 965.7073 | 29965.4553
0.7452 | 49.9099 | 932.4997 | 29931.46 | 0.7452 | 49.9542 | 965.678 | 29965.4368
0.7456 | 49.9099 | 932.4448 | 29931.42 | 0.7456 | 49.9542 | 965.6474 | 29965.4184
0.746 | 49.9098 | 932.4296 | 29931.38 | 0.746 | 49.9541 | 965.639 | 29965.4
0.7464 | 49.9098 | 932.3748 | 29931.35 | 0.7464 | 49.9541 | 965.6103 | 29965.3815
0.7468 | 49.9097 | 932.3596 | 29931.31 | 0.7468 | 49.9541 | 965.6026 | 29965.3631
0.7472 | 49.9097 | 932.3047 | 29931.28 | 0.7472 | 49.9541 | 965.5741 | 29965.3447
0.7476 | 49.9096 | 932.2895 | 29931.24 | 0.7476 | 49.954 | 965.5664 | 29965.3263
0.748 | 49.9096 | 932.2347 | 29931.2 | 0.748 | 49.954 | 965.5378 | 29965.3078
0.7484 | 49.9095 | 932.2195 | 29931.17 | 0.7484 | 49.954 | 965.5301 | 29965.2894
0.7488 | 49.9095 | 932.1646 | 29931.13 | 0.7488 | 49.954 | 965.5016 | 29965.271
0.7492 | 49.9094 | 932.1495 | 29931.09 | 0.7492 | 49.9539 | 965.4939 | 29965.2525
0.7496 | 49.9094 | 932.0946 | 29931.06 | 0.7496 | 49.9539 | 965.4653 | 29965.2341
0.75 | 49.9094 | 932.0794 | 29931.02 | 0.75 | 49.9539 | 965.4577 | 29965.2157
0.7504 | 49.9094 | 932.0246 | 29930.99 | 0.7504 | 49.9539 | 965.4291 | 29965.1973
0.7508 | 49.9093 | 932.0094 | 29930.95 | 0.7508 | 49.9538 | 965.4214 | 29965.1788
0.7512 | 49.9093 | 931.9546 | 29930.91 | 0.7512 | 49.9538 | 965.3929 | 29965.1604
0.7516 | 49.9092 | 931.9394 | 29930.88 | 0.7516 | 49.9538 | 965.3852 | 29965.142
0.752 | 49.9092 | 931.8845 | 29930.84 | 0.752 | 49.9538 | 965.3566 | 29965.1236
0.7524 | 49.9091 | 931.8694 | 29930.8 | 0.7524 | 49.9537 | 965.3489 | 29965.1051
0.7528 | 49.9091 | 931.8145 | 29930.77 | 0.7528 | 49.9537 | 965.3204 | 29965.0867
0.7532 | 49.909 | 931.7993 | 29930.73 | 0.7532 | 49.9537 | 965.3127 | 29965.0683
0.7536 | 49.909 | 931.7445 | 29930.7 | 0.7536 | 49.9537 | 965.2842 | 29965.0498
0.754 | 49.9089 | 931.7293 | 29930.66 | 0.754 | 49.9537 | 965.2765 | 29965.0314
0.7544 | 49.9089 | 931.6745 | 29930.62 | 0.7544 | 49.9537 | 965.248 | 29965.013
0.7548 | 49.9088 | 931.6593 | 29930.59 | 0.7548 | 49.9536 | 965.2402 | 29964.9946
0.7552 | 49.9088 | 932.0891 | 29930.55 | 0.7552 | 49.9536 | 965.2117 | 29964.9761
0.7556 | 49.9087 | 931.9281 | 29930.51 | 0.7556 | 49.9536 | 965.204 | 29964.9577
0.756 | 49.9087 | 931.7094 | 29930.48 | 0.756 | 49.9536 | 965.1755 | 29964.9393
0.7564 | 49.9086 | 931.6804 | 29930.44 | 0.7564 | 49.9535 | 965.1678 | 29964.9209
0.7568 | 49.9086 | 931.6207 | 29930.41 | 0.7568 | 49.9535 | 965.1393 | 29964.9024
0.7572 | 49.9085 | 931.4491 | 29930.37 | 0.7572 | 49.9535 | 965.1316 | 29964.884
0.7576 | 49.9085 | 931.4106 | 29930.33 | 0.7576 | 49.9535 | 965.1031 | 29964.8656
0.758 | 49.9084 | 931.3796 | 29930.3 | 0.758 | 49.9534 | 965.0953 | 29964.8472
0.7584 | 49.9084 | 931.3418 | 29930.26 | 0.7584 | 49.9534 | 965.0668 | 29964.8288
0.7588 | 49.9083 | 931.3096 | 29930.22 | 0.7588 | 49.9534 | 965.0591 | 29964.8103
0.7592 | 49.9083 | 931.2724 | 29930.19 | 0.7592 | 49.9534 | 965.0306 | 29964.7919
0.7596 | 49.9082 | 931.2395 | 29930.15 | 0.7596 | 49.9533 | 965.0229 | 29964.7735
0.76 | 49.9082 | 931.2027 | 29930.12 | 0.76 | 49.9533 | 964.9944 | 29964.7551
0.7604 | 49.9081 | 931.1695 | 29930.08 | 0.7604 | 49.9533 | 964.9867 | 29964.7366
0.7608 | 49.9081 | 931.1329 | 29930.04 | 0.7608 | 49.9533 | 964.9582 | 29964.7182
0.7612 | 49.908 | 931.0995 | 29930.01 | 0.7612 | 49.9532 | 964.9504 | 29964.6998
0.7616 | 49.908 | 931.063 | 29929.97 | 0.7616 | 49.9532 | 964.922 | 29964.6814
0.762 | 49.9079 | 931.0296 | 29929.93 | 0.762 | 49.9532 | 964.9142 | 29964.6629
0.7624 | 49.9079 | 930.9931 | 29929.9 | 0.7624 | 49.9532 | 964.8857 | 29964.6445
0.7628 | 49.9079 | 930.9596 | 29929.86 | 0.7628 | 49.9531 | 964.878 | 29964.6261
0.7632 | 49.9079 | 930.9231 | 29929.83 | 0.7632 | 49.9531 | 964.8495 | 29964.6077
0.7636 | 49.9078 | 930.8897 | 29929.79 | 0.7636 | 49.9531 | 964.8418 | 29964.5893
0.764 | 49.9078 | 930.8532 | 29929.75 | 0.764 | 49.9531 | 964.8133 | 29964.5708
0.7644 | 49.9077 | 930.8197 | 29929.72 | 0.7644 | 49.953 | 964.8056 | 29964.5524
0.7648 | 49.9077 | 930.7833 | 29929.68 | 0.7648 | 49.953 | 964.7771 | 29964.534
0.7652 | 49.9076 | 930.7498 | 29929.65 | 0.7652 | 49.953 | 964.7694 | 29964.5156
0.7656 | 49.9076 | 930.7133 | 29929.61 | 0.7656 | 49.953 | 964.7409 | 29964.4971
0.766 | 49.9075 | 930.6799 | 29929.57 | 0.766 | 49.9529 | 964.7331 | 29964.4787
0.7664 | 49.9075 | 930.6434 | 29929.54 | 0.7664 | 49.9529 | 964.7047 | 29964.4603
0.7668 | 49.9074 | 930.5872 | 29929.5 | 0.7668 | 49.9529 | 964.6969 | 29964.4419
0.7672 | 49.9074 | 930.5734 | 29929.46 | 0.7672 | 49.9529 | 964.6685 | 29964.4235
0.7676 | 49.9073 | 930.5399 | 29929.43 | 0.7676 | 49.9528 | 964.6607 | 29964.405
0.768 | 49.9073 | 930.5036 | 29929.39 | 0.768 | 49.9528 | 964.6323 | 29964.3866
0.7684 | 49.9072 | 930.47 | 29929.36 | 0.7684 | 49.9528 | 964.6245 | 29964.3682
0.7688 | 49.9072 | 930.4337 | 29929.32 | 0.7688 | 49.9528 | 964.5961 | 29964.3498
0.7692 | 49.9071 | 930.4001 | 29929.28 | 0.7692 | 49.9527 | 964.5883 | 29964.3314
0.7696 | 49.9071 | 930.3638 | 29929.25 | 0.7696 | 49.9527 | 964.5599 | 29964.3129
0.77 | 49.907 | 930.3302 | 29929.21 | 0.77 | 49.9527 | 964.5521 | 29964.2945
0.7704 | 49.907 | 930.2939 | 29929.17 | 0.7704 | 49.9527 | 964.5237 | 29964.2761
0.7708 | 49.9069 | 930.2603 | 29929.14 | 0.7708 | 49.9526 | 964.5159 | 29964.2577
0.7712 | 49.9069 | 930.224 | 29929.1 | 0.7712 | 49.9526 | 964.4875 | 29964.2393
0.7716 | 49.9068 | 930.1904 | 29929.07 | 0.7716 | 49.9526 | 964.4797 | 29964.2209
0.772 | 49.9068 | 930.1541 | 29929.03 | 0.772 | 49.9526 | 964.4513 | 29964.2024
0.7724 | 49.9067 | 930.1205 | 29928.99 | 0.7724 | 49.9525 | 964.4435 | 29964.184
0.7728 | 49.9067 | 930.0842 | 29928.96 | 0.7728 | 49.9525 | 964.4151 | 29964.1656
0.7732 | 49.9066 | 930.0507 | 29928.92 | 0.7732 | 49.9525 | 964.4073 | 29964.1472
0.7736 | 49.9066 | 930.0143 | 29928.88 | 0.7736 | 49.9525 | 964.3789 | 29964.1288
0.774 | 49.9066 | 929.9808 | 29928.85 | 0.774 | 49.9524 | 964.3711 | 29964.1103
0.7744 | 49.9066 | 929.9444 | 29928.81 | 0.7744 | 49.9524 | 964.3427 | 29964.0919
0.7748 | 49.9064 | 929.9109 | 29928.78 | 0.7748 | 49.9524 | 964.3349 | 29964.0735
0.7752 | 49.9064 | 929.8745 | 29928.74 | 0.7752 | 49.9524 | 964.3065 | 29964.0551
0.7756 | 49.9064 | 929.841 | 29928.7 | 0.7756 | 49.9523 | 964.2987 | 29964.0367
0.776 | 49.9064 | 929.8047 | 29928.67 | 0.776 | 49.9523 | 964.2703 | 29964.0183
0.7764 | 49.9063 | 929.7712 | 29928.63 | 0.7764 | 49.9523 | 964.2625 | 29963.9998
0.7768 | 49.9063 | 929.7348 | 29928.6 | 0.7768 | 49.9523 | 964.2341 | 29963.9814
0.7772 | 49.9062 | 929.7013 | 29928.56 | 0.7772 | 49.9523 | 964.2263 | 29963.963
0.7776 | 49.9062 | 929.6649 | 29928.52 | 0.7776 | 49.9523 | 964.1979 | 29963.9446
0.778 | 49.9061 | 929.6315 | 29928.49 | 0.778 | 49.9522 | 964.1901 | 29963.9262
0.7784 | 49.9061 | 929.5951 | 29928.45 | 0.7784 | 49.9522 | 964.1617 | 29963.9078
0.7788 | 49.906 | 929.5616 | 29928.41 | 0.7788 | 49.9522 | 964.1539 | 29963.8893
0.7792 | 49.906 | 929.5252 | 29928.38 | 0.7792 | 49.9522 | 964.1255 | 29963.8709
0.7796 | 49.9059 | 929.4918 | 29928.34 | 0.7796 | 49.9521 | 964.1177 | 29963.8525
0.78 | 49.9059 | 929.4558 | 29928.31 | 0.78 | 49.9521 | 964.0893 | 29963.8341
0.7804 | 49.9058 | 930.12 | 29928.27 | 0.7804 | 49.9521 | 964.0816 | 29963.8157
0.7808 | 49.9058 | 929.5728 | 29928.23 | 0.7808 | 49.9521 | 964.0531 | 29963.7973
0.7812 | 49.9057 | 929.7715 | 29928.2 | 0.7812 | 49.952 | 964.0454 | 29963.7789
0.7816 | 49.9057 | 929.3101 | 29928.16 | 0.7816 | 49.952 | 964.017 | 29963.7604
0.782 | 49.9056 | 931.303 | 29928.12 | 0.782 | 49.952 | 964.0092 | 29963.742
0.7824 | 49.9056 | 929.5764 | 29928.09 | 0.7824 | 49.952 | 963.9808 | 29963.7236
0.7828 | 49.9055 | 929.3392 | 29928.05 | 0.7828 | 49.9519 | 963.973 | 29963.7052
0.7832 | 49.9055 | 928.8635 | 29928.02 | 0.7832 | 49.9519 | 963.9446 | 29963.6868
0.7836 | 49.9054 | 929.0338 | 29927.98 | 0.7836 | 49.9519 | 963.9368 | 29963.6684
0.784 | 49.9054 | 929.1853 | 29927.94 | 0.784 | 49.9519 | 963.9084 | 29963.65
0.7844 | 49.9053 | 929.0794 | 29927.91 | 0.7844 | 49.9518 | 963.9006 | 29963.6315
0.7848 | 49.9053 | 929.0434 | 29927.87 | 0.7848 | 49.9518 | 963.8722 | 29963.6131
0.7852 | 49.9052 | 929.0288 | 29927.84 | 0.7852 | 49.9518 | 963.8645 | 29963.5947
0.7856 | 49.9052 | 929.0673 | 29927.8 | 0.7856 | 49.9518 | 963.8361 | 29963.5763
0.786 | 49.9051 | 928.4453 | 29927.76 | 0.786 | 49.9517 | 963.8283 | 29963.5579
0.7864 | 49.9051 | 929.2342 | 29927.73 | 0.7864 | 49.9517 | 963.7999 | 29963.5395
0.7868 | 49.9051 | 928.6989 | 29927.69 | 0.7868 | 49.9517 | 963.7921 | 29963.5211
0.7872 | 49.9051 | 928.8457 | 29927.65 | 0.7872 | 49.9517 | 963.7637 | 29963.5027
0.7876 | 49.905 | 929.0495 | 29927.62 | 0.7876 | 49.9516 | 963.7559 | 29963.4842
0.788 | 49.905 | 928.7557 | 29927.58 | 0.788 | 49.9516 | 963.7275 | 29963.4658
0.7884 | 49.9049 | 928.7472 | 29927.55 | 0.7884 | 49.9516 | 963.7197 | 29963.4474
0.7888 | 49.9049 | 928.2145 | 29927.51 | 0.7888 | 49.9516 | 963.6914 | 29963.429
0.7892 | 49.9048 | 928.5975 | 29927.47 | 0.7892 | 49.9515 | 963.6836 | 29963.4106
0.7896 | 49.9048 | 928.6859 | 29927.44 | 0.7896 | 49.9515 | 963.6552 | 29963.3922
0.79 | 49.9047 | 928.5749 | 29927.4 | 0.79 | 49.9515 | 963.6474 | 29963.3738
0.7904 | 49.9047 | 928.534 | 29927.37 | 0.7904 | 49.9515 | 963.619 | 29963.3554
0.7908 | 49.9046 | 928.5138 | 29927.33 | 0.7908 | 49.9514 | 963.6112 | 29963.337
0.7912 | 49.9046 | 928.4605 | 29927.29 | 0.7912 | 49.9514 | 963.5829 | 29963.3185
0.7916 | 49.9045 | 928.4444 | 29927.26 | 0.7916 | 49.9514 | 963.5751 | 29963.3001
0.792 | 49.9045 | 928.3906 | 29927.22 | 0.792 | 49.9514 | 963.5467 | 29963.2817
0.7924 | 49.9044 | 928.3746 | 29927.18 | 0.7924 | 49.9513 | 963.5389 | 29963.2633
0.7928 | 49.9044 | 928.3208 | 29927.15 | 0.7928 | 49.9513 | 963.5105 | 29963.2449
0.7932 | 49.9043 | 928.3049 | 29927.11 | 0.7932 | 49.9513 | 963.5027 | 29963.2265
0.7936 | 49.9043 | 928.2511 | 29927.08 | 0.7936 | 49.9513 | 963.4744 | 29963.2081
0.794 | 49.9042 | 928.2351 | 29927.04 | 0.794 | 49.9512 | 963.4666 | 29963.1897
0.7944 | 49.9042 | 928.1813 | 29927 | 0.7944 | 49.9512 | 963.4382 | 29963.1713
0.7948 | 49.9041 | 928.1654 | 29926.97 | 0.7948 | 49.9512 | 963.4304 | 29963.1529
0.7952 | 49.9041 | 928.1116 | 29926.93 | 0.7952 | 49.9512 | 963.402 | 29963.1345
0.7956 | 49.904 | 928.0957 | 29926.9 | 0.7956 | 49.9511 | 963.3942 | 29963.116
0.796 | 49.904 | 928.0419 | 29926.86 | 0.796 | 49.9511 | 963.3659 | 29963.0976
0.7964 | 49.9039 | 928.0259 | 29926.82 | 0.7964 | 49.9511 | 963.3581 | 29963.0792
0.7968 | 49.9039 | 927.9721 | 29926.79 | 0.7968 | 49.9511 | 963.3297 | 29963.0608
0.7972 | 49.9038 | 927.9562 | 29926.75 | 0.7972 | 49.951 | 963.3219 | 29963.0424
0.7976 | 49.9038 | 927.9024 | 29926.71 | 0.7976 | 49.951 | 963.2936 | 29963.024
0.798 | 49.9038 | 927.8865 | 29926.68 | 0.798 | 49.951 | 963.2857 | 29963.0056
0.7984 | 49.9038 | 927.8327 | 29926.64 | 0.7984 | 49.951 | 963.2574 | 29962.9872
0.7988 | 49.9037 | 927.8167 | 29926.61 | 0.7988 | 49.951 | 963.2496 | 29962.9688
0.7992 | 49.9037 | 927.763 | 29926.57 | 0.7992 | 49.951 | 963.2213 | 29962.9504
0.7996 | 49.9036 | 927.747 | 29926.53 | 0.7996 | 49.9509 | 963.2134 | 29962.932
0.8 | 49.9036 | 927.6933 | 29926.5 | 0.8 | 49.9509 | 963.1851 | 29962.9136
0.8004 | 49.9035 | 927.6773 | 29926.46 | 0.8004 | 49.9509 | 963.1773 | 29962.8951
0.8008 | 49.9035 | 927.6236 | 29926.43 | 0.8008 | 49.9509 | 963.1489 | 29962.8767
0.8012 | 49.9034 | 927.6076 | 29926.39 | 0.8012 | 49.9508 | 963.1411 | 29962.8583
0.8016 | 49.9034 | 927.5539 | 29926.35 | 0.8016 | 49.9508 | 963.1128 | 29962.8399
0.802 | 49.9033 | 927.5379 | 29926.32 | 0.802 | 49.9508 | 963.105 | 29962.8215
0.8024 | 49.9033 | 927.4842 | 29926.28 | 0.8024 | 49.9508 | 963.0766 | 29962.8031
0.8028 | 49.9032 | 927.4682 | 29926.24 | 0.8028 | 49.9507 | 963.0688 | 29962.7847
0.8032 | 49.9032 | 927.4145 | 29926.21 | 0.8032 | 49.9507 | 963.0405 | 29962.7663
0.8036 | 49.9031 | 927.3985 | 29926.17 | 0.8036 | 49.9507 | 963.0327 | 29962.7479
0.804 | 49.9031 | 927.3448 | 29926.14 | 0.804 | 49.9507 | 963.0043 | 29962.7295
0.8044 | 49.903 | 927.3288 | 29926.1 | 0.8044 | 49.9506 | 962.9965 | 29962.7111
0.8048 | 49.903 | 927.2751 | 29926.06 | 0.8048 | 49.9506 | 962.9682 | 29962.6927
0.8052 | 49.9029 | 927.2592 | 29926.03 | 0.8052 | 49.9506 | 962.9604 | 29962.6743
0.8056 | 49.9029 | 927.2055 | 29925.99 | 0.8056 | 49.9506 | 962.9321 | 29962.6559
0.806 | 49.9028 | 927.1895 | 29925.96 | 0.806 | 49.9505 | 962.9242 | 29962.6375
0.8064 | 49.9028 | 927.1358 | 29925.92 | 0.8064 | 49.9505 | 962.8959 | 29962.6191
0.8068 | 49.9027 | 927.1198 | 29925.88 | 0.8068 | 49.9505 | 962.8881 | 29962.6007
0.8072 | 49.9027 | 927.0661 | 29925.85 | 0.8072 | 49.9505 | 962.8598 | 29962.5823
0.8076 | 49.9026 | 927.0502 | 29925.81 | 0.8076 | 49.9504 | 962.8519 | 29962.5639
0.808 | 49.9026 | 926.9965 | 29925.77 | 0.808 | 49.9504 | 962.8236 | 29962.5455
0.8084 | 49.9025 | 926.9805 | 29925.74 | 0.8084 | 49.9504 | 962.8158 | 29962.5271
0.8088 | 49.9025 | 926.9268 | 29925.7 | 0.8088 | 49.9504 | 962.7875 | 29962.5086
0.8092 | 49.9025 | 926.9109 | 29925.67 | 0.8092 | 49.9503 | 962.7797 | 29962.4902
0.8096 | 49.9025 | 926.8572 | 29925.63 | 0.8096 | 49.9503 | 962.7514 | 29962.4718
0.81 | 49.9024 | 926.8412 | 29925.59 | 0.81 | 49.9503 | 962.7435 | 29962.4534
0.8104 | 49.9024 | 926.7875 | 29925.56 | 0.8104 | 49.9503 | 962.7152 | 29962.435
0.8108 | 49.9023 | 926.7716 | 29925.52 | 0.8108 | 49.9502 | 962.7074 | 29962.4166
0.8112 | 49.9023 | 926.7179 | 29925.49 | 0.8112 | 49.9502 | 962.6791 | 29962.3982
0.8116 | 49.9022 | 926.7019 | 29925.45 | 0.8116 | 49.9502 | 962.6713 | 29962.3798
0.812 | 49.9022 | 926.6483 | 29925.41 | 0.812 | 49.9502 | 962.643 | 29962.3614
0.8124 | 49.9021 | 926.6323 | 29925.38 | 0.8124 | 49.9501 | 962.6351 | 29962.343
0.8128 | 49.9021 | 926.5786 | 29925.34 | 0.8128 | 49.9501 | 962.6016 | 29962.3246
0.8132 | 49.902 | 926.5627 | 29925.3 | 0.8132 | 49.9501 | 962.6097 | 29962.3062
0.8136 | 49.902 | 926.509 | 29925.27 | 0.8136 | 49.9501 | 962.4409 | 29962.2878
0.814 | 49.9019 | 926.493 | 29925.23 | 0.814 | 49.95 | 962.6581 | 29962.2694
0.8144 | 49.9019 | 926.4394 | 29925.2 | 0.8144 | 49.95 | 962.7648 | 29962.251
0.8148 | 49.9018 | 926.4234 | 29925.16 | 0.8148 | 49.95 | 962.8727 | 29962.2326
0.8152 | 49.9018 | 926.3698 | 29925.12 | 0.8152 | 49.95 | 962.3852 | 29962.2142
0.8156 | 49.9017 | 926.3538 | 29925.09 | 0.8156 | 49.9499 | 962.414 | 29962.1958
0.816 | 49.9017 | 926.3002 | 29925.05 | 0.816 | 49.9499 | 962.2954 | 29962.1774
0.8164 | 49.9016 | 926.2842 | 29925.02 | 0.8164 | 49.9499 | 962.637 | 29962.159
0.8168 | 49.9016 | 926.2306 | 29924.98 | 0.8168 | 49.9499 | 962.5242 | 29962.1406
0.8172 | 49.9015 | 926.2146 | 29924.94 | 0.8172 | 49.9498 | 962.4178 | 29962.1222
0.8176 | 49.9015 | 926.161 | 29924.91 | 0.8176 | 49.9498 | 962.3425 | 29962.1038
0.818 | 49.9014 | 926.145 | 29924.87 | 0.818 | 49.9498 | 962.3814 | 29962.0854
0.8184 | 49.9014 | 926.0914 | 29924.84 | 0.8184 | 49.9498 | 962.3553 | 29962.067
0.8188 | 49.9013 | 926.0754 | 29924.8 | 0.8188 | 49.9497 | 962.3458 | 29962.0486
0.8192 | 49.9013 | 926.0218 | 29924.76 | 0.8192 | 49.9497 | 962.3179 | 29962.0302
0.8196 | 49.9012 | 926.0058 | 29924.73 | 0.8196 | 49.9497 | 962.3097 | 29962.0118
0.82 | 49.9012 | 925.9522 | 29924.69 | 0.82 | 49.9497 | 962.2818 | 29961.9934
0.8204 | 49.9012 | 925.9362 | 29924.65 | 0.8204 | 49.9496 | 962.2736 | 29961.975
0.8208 | 49.9012 | 925.8826 | 29924.62 | 0.8208 | 49.9496 | 962.2457 | 29961.9566
0.8212 | 49.9011 | 925.8667 | 29924.58 | 0.8212 | 49.9496 | 962.2375 | 29961.9382
0.8216 | 49.9011 | 925.8131 | 29924.55 | 0.8216 | 49.9496 | 962.2095 | 29961.9198
0.822 | 49.901 | 925.7971 | 29924.51 | 0.822 | 49.9496 | 962.2014 | 29961.9014
0.8224 | 49.901 | 925.7435 | 29924.47 | 0.8224 | 49.9496 | 962.1734 | 29961.883
0.8228 | 49.9009 | 925.7275 | 29924.44 | 0.8228 | 49.9495 | 962.1652 | 29961.8646
0.8232 | 49.9009 | 925.6739 | 29924.4 | 0.8232 | 49.9495 | 962.1373 | 29961.8462
0.8236 | 49.9008 | 925.658 | 29924.37 | 0.8236 | 49.9495 | 962.1291 | 29961.8278
0.824 | 49.9008 | 925.6044 | 29924.33 | 0.824 | 49.9495 | 962.1012 | 29961.8095
0.8244 | 49.9007 | 925.5884 | 29924.29 | 0.8244 | 49.9494 | 962.093 | 29961.7911
0.8248 | 49.9007 | 925.5348 | 29924.26 | 0.8248 | 49.9494 | 962.0651 | 29961.7727
0.8252 | 49.9006 | 925.5189 | 29924.22 | 0.8252 | 49.9494 | 962.0569 | 29961.7543
0.8256 | 49.9006 | 925.4653 | 29924.19 | 0.8256 | 49.9494 | 962.029 | 29961.7359
0.826 | 49.9005 | 925.4493 | 29924.15 | 0.826 | 49.9493 | 962.0208 | 29961.7175
0.8264 | 49.9005 | 925.3958 | 29924.11 | 0.8264 | 49.9493 | 961.9929 | 29961.6991
0.8268 | 49.9004 | 925.3798 | 29924.08 | 0.8268 | 49.9493 | 961.9847 | 29961.6807
0.8272 | 49.9004 | 925.3262 | 29924.04 | 0.8272 | 49.9493 | 961.9567 | 29961.6623
0.8276 | 49.9003 | 925.3102 | 29924 | 0.8276 | 49.9492 | 961.9486 | 29961.6439
0.828 | 49.9003 | 925.2567 | 29923.97 | 0.828 | 49.9492 | 961.9206 | 29961.6255
0.8284 | 49.9002 | 925.2407 | 29923.93 | 0.8284 | 49.9492 | 961.9125 | 29961.6071
0.8288 | 49.9002 | 925.1872 | 29923.9 | 0.8288 | 49.9492 | 961.8845 | 29961.5887
0.8292 | 49.9001 | 925.1712 | 29923.86 | 0.8292 | 49.9491 | 961.8763 | 29961.5703
0.8296 | 49.9001 | 925.1176 | 29923.82 | 0.8296 | 49.9491 | 961.8484 | 29961.5519
0.83 | 49.9 | 925.1017 | 29923.79 | 0.83 | 49.9491 | 961.8402 | 29961.5335
0.8304 | 49.9 | 925.0481 | 29923.75 | 0.8304 | 49.9491 | 961.8123 | 29961.5151
0.8308 | 49.8999 | 925.0322 | 29923.72 | 0.8308 | 49.949 | 961.8041 | 29961.4967
0.8312 | 49.8999 | 924.9786 | 29923.68 | 0.8312 | 49.949 | 961.7762 | 29961.4783
0.8316 | 49.8999 | 924.9626 | 29923.64 | 0.8316 | 49.949 | 961.768 | 29961.4599
0.832 | 49.8999 | 924.9091 | 29923.61 | 0.832 | 49.949 | 961.7401 | 29961.4415
0.8324 | 49.8998 | 924.8931 | 29923.57 | 0.8324 | 49.9489 | 961.7319 | 29961.4232
0.8328 | 49.8998 | 924.8396 | 29923.54 | 0.8328 | 49.9489 | 961.704 | 29961.4048
0.8332 | 49.8997 | 924.8236 | 29923.5 | 0.8332 | 49.9489 | 961.6958 | 29961.3864
0.8336 | 49.8997 | 924.7701 | 29923.46 | 0.8336 | 49.9489 | 961.6679 | 29961.368
0.834 | 49.8996 | 924.7541 | 29923.43 | 0.834 | 49.9488 | 961.6597 | 29961.3496
0.8344 | 49.8996 | 924.7006 | 29923.39 | 0.8344 | 49.9488 | 961.6318 | 29961.3312
0.8348 | 49.8995 | 924.6847 | 29923.35 | 0.8348 | 49.9488 | 961.6236 | 29961.3128
0.8352 | 49.8995 | 924.6311 | 29923.32 | 0.8352 | 49.9488 | 961.5957 | 29961.2944
0.8356 | 49.8994 | 924.6152 | 29923.28 | 0.8356 | 49.9487 | 961.5875 | 29961.276
0.836 | 49.8994 | 924.522 | 29923.25 | 0.836 | 49.9487 | 961.5596 | 29961.2576
0.8364 | 49.8993 | 924.6595 | 29923.21 | 0.8364 | 49.9487 | 961.5514 | 29961.2392
0.8368 | 49.8993 | 924.8137 | 29923.17 | 0.8368 | 49.9487 | 961.5235 | 29961.2208
0.8372 | 49.8992 | 925.1726 | 29923.14 | 0.8372 | 49.9486 | 961.5154 | 29961.2024
0.8376 | 49.8992 | 924.427 | 29923.1 | 0.8376 | 49.9486 | 961.4875 | 29961.1841
0.838 | 49.8991 | 924.7824 | 29923.07 | 0.838 | 49.9486 | 961.4793 | 29961.1657
0.8384 | 49.8991 | 924.5692 | 29923.03 | 0.8384 | 49.9486 | 961.4514 | 29961.1473
0.8388 | 49.899 | 924.1844 | 29922.99 | 0.8388 | 49.9485 | 961.4432 | 29961.1289
0.8392 | 49.899 | 924.4197 | 29922.96 | 0.8392 | 49.9485 | 961.4153 | 29961.1105
0.8396 | 49.8989 | 924.2682 | 29922.92 | 0.8396 | 49.9485 | 961.4071 | 29961.0921
0.84 | 49.8989 | 924.2589 | 29922.89 | 0.84 | 49.9485 | 961.3792 | 29961.0737
0.8404 | 49.8988 | 924.3311 | 29922.85 | 0.8404 | 49.9484 | 961.371 | 29961.0553
0.8408 | 49.8988 | 924.1099 | 29922.81 | 0.8408 | 49.9484 | 961.3431 | 29961.0369
0.8412 | 49.8987 | 924.1423 | 29922.78 | 0.8412 | 49.9484 | 961.3349 | 29961.0185
0.8416 | 49.8987 | 924.075 | 29922.74 | 0.8416 | 49.9484 | 961.307 | 29961.0001
0.842 | 49.8987 | 924.0606 | 29922.71 | 0.842 | 49.9484 | 961.2988 | 29960.9818
0.8424 | 49.8987 | 924.0061 | 29922.67 | 0.8424 | 49.9484 | 961.2709 | 29960.9634
0.8428 | 49.8986 | 923.9907 | 29922.63 | 0.8428 | 49.9483 | 961.2627 | 29960.945
0.8432 | 49.8986 | 923.9367 | 29922.6 | 0.8432 | 49.9483 | 961.2348 | 29960.9266
0.8436 | 49.8985 | 923.9212 | 29922.56 | 0.8436 | 49.9483 | 961.2267 | 29960.9082
0.844 | 49.8985 | 923.8672 | 29922.52 | 0.844 | 49.9483 | 961.1988 | 29960.8898
0.8444 | 49.8984 | 923.8518 | 29922.49 | 0.8444 | 49.9482 | 961.1906 | 29960.8714
0.8448 | 49.8984 | 923.7978 | 29922.45 | 0.8448 | 49.9482 | 961.1627 | 29960.853
0.8452 | 49.8983 | 923.7823 | 29922.42 | 0.8452 | 49.9482 | 961.1545 | 29960.8346
0.8456 | 49.8983 | 923.7284 | 29922.38 | 0.8456 | 49.9482 | 961.1266 | 29960.8163
0.846 | 49.8982 | 923.7129 | 29922.34 | 0.846 | 49.9481 | 961.1184 | 29960.7979
0.8464 | 49.8982 | 923.659 | 29922.31 | 0.8464 | 49.9481 | 961.0905 | 29960.7795
0.8468 | 49.8981 | 923.6435 | 29922.27 | 0.8468 | 49.9481 | 961.0823 | 29960.7611
0.8472 | 49.8981 | 923.5896 | 29922.24 | 0.8472 | 49.9481 | 961.0545 | 29960.7427
0.8476 | 49.898 | 923.5741 | 29922.2 | 0.8476 | 49.948 | 961.0463 | 29960.7243
0.848 | 49.898 | 923.5202 | 29922.16 | 0.848 | 49.948 | 961.0184 | 29960.7059
0.8484 | 49.8979 | 923.5047 | 29922.13 | 0.8484 | 49.948 | 961.0102 | 29960.6875
0.8488 | 49.8979 | 923.4508 | 29922.09 | 0.8488 | 49.948 | 960.9838 | 29960.6692
0.8492 | 49.8978 | 923.4353 | 29922.06 | 0.8492 | 49.9479 | 960.974 | 29960.6508
0.8496 | 49.8978 | 923.3814 | 29922.02 | 0.8496 | 49.9479 | 960.9463 | 29960.6324
0.85 | 49.8977 | 923.3659 | 29921.98 | 0.85 | 49.9479 | 960.938 | 29960.614
0.8504 | 49.8977 | 923.312 | 29921.95 | 0.8504 | 49.9479 | 960.9102 | 29960.5956
0.8508 | 49.8976 | 923.2965 | 29921.91 | 0.8508 | 49.9478 | 960.902 | 29960.5772
0.8512 | 49.8976 | 923.2426 | 29921.88 | 0.8512 | 49.9478 | 960.8741 | 29960.5588
0.8516 | 49.8975 | 923.2271 | 29921.84 | 0.8516 | 49.9478 | 960.8659 | 29960.5405
0.852 | 49.8975 | 923.1732 | 29921.8 | 0.852 | 49.9478 | 960.8381 | 29960.5221
0.8524 | 49.8974 | 923.1577 | 29921.77 | 0.8524 | 49.9477 | 960.8298 | 29960.5037
0.8528 | 49.8974 | 923.1039 | 29921.73 | 0.8528 | 49.9477 | 960.802 | 29960.4853
0.8532 | 49.8974 | 923.0884 | 29921.7 | 0.8532 | 49.9477 | 960.7937 | 29960.4669
0.8536 | 49.8974 | 923.0345 | 29921.66 | 0.8536 | 49.9477 | 960.7521 | 29960.4485
0.854 | 49.8973 | 923.019 | 29921.62 | 0.854 | 49.9476 | 960.7576 | 29960.4301
0.8544 | 49.8973 | 922.9651 | 29921.59 | 0.8544 | 49.9476 | 960.7299 | 29960.4118
0.8548 | 49.8972 | 922.9496 | 29921.55 | 0.8548 | 49.9476 | 960.7216 | 29960.3934
0.8552 | 49.8972 | 922.8958 | 29921.51 | 0.8552 | 49.9476 | 960.6938 | 29960.375
0.8556 | 49.8971 | 922.8803 | 29921.48 | 0.8556 | 49.9475 | 960.6856 | 29960.3566
0.856 | 49.8971 | 922.8264 | 29921.44 | 0.856 | 49.9475 | 960.6577 | 29960.3382
0.8564 | 49.897 | 922.8109 | 29921.41 | 0.8564 | 49.9475 | 960.6495 | 29960.3198
0.8568 | 49.897 | 922.7571 | 29921.37 | 0.8568 | 49.9475 | 960.6217 | 29960.3015
0.8572 | 49.8969 | 922.7416 | 29921.33 | 0.8572 | 49.9474 | 960.6134 | 29960.2831
0.8576 | 49.8969 | 922.6877 | 29921.3 | 0.8576 | 49.9474 | 960.5856 | 29960.2647
0.858 | 49.8968 | 922.6722 | 29921.26 | 0.858 | 49.9474 | 960.5774 | 29960.2463
0.8584 | 49.8968 | 922.6184 | 29921.23 | 0.8584 | 49.9474 | 960.5495 | 29960.2279
0.8588 | 49.8967 | 922.6029 | 29921.19 | 0.8588 | 49.9473 | 960.5413 | 29960.2095
0.8592 | 49.8967 | 922.5491 | 29921.15 | 0.8592 | 49.9473 | 960.5135 | 29960.1912
0.8596 | 49.8966 | 922.5336 | 29921.12 | 0.8596 | 49.9473 | 960.5053 | 29960.1728
0.86 | 49.8966 | 922.4797 | 29921.08 | 0.86 | 49.9473 | 960.4774 | 29960.1544
0.8604 | 49.8965 | 922.4642 | 29921.05 | 0.8604 | 49.9472 | 960.4692 | 29960.136
0.8608 | 49.8965 | 922.4104 | 29921.01 | 0.8608 | 49.9472 | 960.4414 | 29960.1176
0.8612 | 49.8964 | 922.3949 | 29920.97 | 0.8612 | 49.9472 | 960.4332 | 29960.0993
0.8616 | 49.8964 | 922.3411 | 29920.94 | 0.8616 | 49.9472 | 960.4053 | 29960.0809
0.862 | 49.8963 | 922.3256 | 29920.9 | 0.862 | 49.9471 | 960.3971 | 29960.0625
0.8624 | 49.8963 | 922.2718 | 29920.87 | 0.8624 | 49.9471 | 960.3693 | 29960.0441
0.8628 | 49.8963 | 922.2563 | 29920.83 | 0.8628 | 49.9471 | 960.3611 | 29960.0257
0.8632 | 49.8963 | 922.2025 | 29920.79 | 0.8632 | 49.9471 | 960.3332 | 29960.0074
0.8636 | 49.8962 | 922.187 | 29920.76 | 0.8636 | 49.9471 | 960.325 | 29959.989
0.864 | 49.8962 | 922.1332 | 29920.72 | 0.864 | 49.9471 | 960.2972 | 29959.9706
0.8644 | 49.8961 | 922.1177 | 29920.69 | 0.8644 | 49.947 | 960.289 | 29959.9522
0.8648 | 49.8961 | 922.0639 | 29920.65 | 0.8648 | 49.947 | 960.2611 | 29959.9338
0.8652 | 49.896 | 922.0484 | 29920.61 | 0.8652 | 49.947 | 960.2529 | 29959.9154
0.8656 | 49.896 | 921.9946 | 29920.58 | 0.8656 | 49.947 | 960.2251 | 29959.8971
0.866 | 49.8959 | 921.9791 | 29920.54 | 0.866 | 49.9469 | 960.2169 | 29959.8787
0.8664 | 49.8959 | 921.9253 | 29920.51 | 0.8664 | 49.9469 | 960.189 | 29959.8603
0.8668 | 49.8958 | 921.9098 | 29920.47 | 0.8668 | 49.9469 | 960.1808 | 29959.8419
0.8672 | 49.8958 | 921.856 | 29920.43 | 0.8672 | 49.9469 | 960.153 | 29959.8236
0.8676 | 49.8957 | 921.8405 | 29920.4 | 0.8676 | 49.9468 | 960.1448 | 29959.8052
0.868 | 49.8957 | 921.7867 | 29920.36 | 0.868 | 49.9468 | 960.1169 | 29959.7868
0.8684 | 49.8956 | 921.7712 | 29920.33 | 0.8684 | 49.9468 | 960.1087 | 29959.7684
0.8688 | 49.8956 | 921.7175 | 29920.29 | 0.8688 | 49.9468 | 960.0809 | 29959.75
0.8692 | 49.8955 | 921.702 | 29920.25 | 0.8692 | 49.9467 | 960.0727 | 29959.7317
0.8696 | 49.8955 | 921.6482 | 29920.22 | 0.8696 | 49.9467 | 960.0449 | 29959.7133
0.87 | 49.8954 | 921.6327 | 29920.18 | 0.87 | 49.9467 | 960.0367 | 29959.6949
0.8704 | 49.8954 | 921.5789 | 29920.14 | 0.8704 | 49.9467 | 960.0088 | 29959.6765
0.8708 | 49.8953 | 921.5634 | 29920.11 | 0.8708 | 49.9466 | 960.0006 | 29959.6581
0.8712 | 49.8953 | 921.5097 | 29920.07 | 0.8712 | 49.9466 | 959.9728 | 29959.6398
0.8716 | 49.8952 | 921.4942 | 29920.04 | 0.8716 | 49.9466 | 959.9646 | 29959.6214
0.872 | 49.8952 | 921.4404 | 29920 | 0.872 | 49.9466 | 959.9368 | 29959.603
0.8724 | 49.8951 | 921.4249 | 29919.96 | 0.8724 | 49.9465 | 959.9285 | 29959.5846
0.8728 | 49.8951 | 921.3712 | 29919.93 | 0.8728 | 49.9465 | 959.9007 | 29959.5663
0.8732 | 49.895 | 921.3557 | 29919.89 | 0.8732 | 49.9465 | 959.8925 | 29959.5479
0.8736 | 49.895 | 921.302 | 29919.86 | 0.8736 | 49.9465 | 959.8647 | 29959.5295
0.874 | 49.895 | 921.2864 | 29919.82 | 0.874 | 49.9464 | 959.8565 | 29959.5111
0.8744 | 49.895 | 921.2327 | 29919.78 | 0.8744 | 49.9464 | 959.8287 | 29959.4928
0.8748 | 49.8949 | 921.2172 | 29919.75 | 0.8748 | 49.9464 | 959.8204 | 29959.4744
0.8752 | 49.8949 | 921.1635 | 29919.71 | 0.8752 | 49.9464 | 959.7926 | 29959.456
0.8756 | 49.8948 | 921.148 | 29919.68 | 0.8756 | 49.9463 | 959.7844 | 29959.4376
0.876 | 49.8948 | 921.0943 | 29919.64 | 0.876 | 49.9463 | 959.7566 | 29959.4193
0.8764 | 49.8947 | 921.0787 | 29919.6 | 0.8764 | 49.9463 | 959.7484 | 29959.4009
0.8768 | 49.8947 | 921.025 | 29919.57 | 0.8768 | 49.9463 | 959.7206 | 29959.3825
0.8772 | 49.8946 | 921.0095 | 29919.53 | 0.8772 | 49.9462 | 959.7124 | 29959.3641
0.8776 | 49.8946 | 920.9558 | 29919.5 | 0.8776 | 49.9462 | 959.6837 | 29959.3458
0.878 | 49.8945 | 920.9403 | 29919.46 | 0.878 | 49.9462 | 960.3986 | 29959.3274
0.8784 | 49.8945 | 920.8866 | 29919.42 | 0.8784 | 49.9462 | 959.8797 | 29959.309
0.8788 | 49.8944 | 920.8711 | 29919.39 | 0.8788 | 49.9461 | 959.8654 | 29959.2906
0.8792 | 49.8944 | 920.8174 | 29919.35 | 0.8792 | 49.9461 | 959.6095 | 29959.2723
0.8796 | 49.8943 | 920.8019 | 29919.32 | 0.8796 | 49.9461 | 959.6886 | 29959.2539
0.88 | 49.8943 | 920.7482 | 29919.28 | 0.88 | 49.9461 | 959.7213 | 29959.2355
0.8804 | 49.8942 | 920.7327 | 29919.24 | 0.8804 | 49.946 | 959.6725 | 29959.2171
0.8808 | 49.8942 | 920.679 | 29919.21 | 0.8808 | 49.946 | 959.5614 | 29959.1988
0.8812 | 49.8941 | 920.6635 | 29919.17 | 0.8812 | 49.946 | 959.5335 | 29959.1804
0.8816 | 49.8941 | 920.5885 | 29919.14 | 0.8816 | 49.946 | 959.5055 | 29959.162
0.882 | 49.894 | 921.1837 | 29919.1 | 0.882 | 49.9459 | 959.4963 | 29959.1436
0.8824 | 49.894 | 921.5167 | 29919.06 | 0.8824 | 49.9459 | 959.4686 | 29959.1253
0.8828 | 49.8939 | 921.0459 | 29919.03 | 0.8828 | 49.9459 | 959.4603 | 29959.1069
0.8832 | 49.8939 | 920.1462 | 29918.99 | 0.8832 | 49.9459 | 959.4325 | 29959.0885
0.8836 | 49.8939 | 920.3999 | 29918.96 | 0.8836 | 49.9459 | 959.4243 | 29959.0701
0.884 | 49.8939 | 919.6308 | 29918.92 | 0.884 | 49.9459 | 959.3965 | 29959.0518
0.8844 | 49.8938 | 920.3079 | 29918.88 | 0.8844 | 49.9458 | 959.3882 | 29959.0334
0.8848 | 49.8938 | 920.6696 | 29918.85 | 0.8848 | 49.9458 | 959.3605 | 29959.015
0.8852 | 49.8937 | 920.295 | 29918.81 | 0.8852 | 49.9458 | 959.3522 | 29958.9967
0.8856 | 49.8937 | 920.2671 | 29918.78 | 0.8856 | 49.9458 | 959.3245 | 29958.9783
0.886 | 49.8936 | 920.2862 | 29918.74 | 0.886 | 49.9457 | 959.3162 | 29958.9599
0.8864 | 49.8936 | 920.1894 | 29918.7 | 0.8864 | 49.9457 | 959.2885 | 29958.9415
0.8868 | 49.8935 | 920.3835 | 29918.67 | 0.8868 | 49.9457 | 959.2802 | 29958.9232
0.8872 | 49.8935 | 919.7462 | 29918.63 | 0.8872 | 49.9457 | 959.2524 | 29958.9048
0.8876 | 49.8934 | 920.0826 | 29918.6 | 0.8876 | 49.9456 | 959.2442 | 29958.8864
0.888 | 49.8934 | 920.0453 | 29918.56 | 0.888 | 49.9456 | 959.2164 | 29958.8681
0.8884 | 49.8933 | 919.8459 | 29918.52 | 0.8884 | 49.9456 | 959.2082 | 29958.8497
0.8888 | 49.8933 | 920.1441 | 29918.49 | 0.8888 | 49.9456 | 959.1804 | 29958.8313
0.8892 | 49.8932 | 920.0067 | 29918.45 | 0.8892 | 49.9455 | 959.1722 | 29958.813
0.8896 | 49.8932 | 919.8992 | 29918.42 | 0.8896 | 49.9455 | 959.1444 | 29958.7946
0.89 | 49.8931 | 920.1186 | 29918.38 | 0.89 | 49.9455 | 959.1362 | 29958.7762
0.8904 | 49.8931 | 920.1694 | 29918.34 | 0.8904 | 49.9455 | 959.1084 | 29958.7578
0.8908 | 49.893 | 919.6417 | 29918.31 | 0.8908 | 49.9454 | 959.1002 | 29958.7395
0.8912 | 49.893 | 919.8492 | 29918.27 | 0.8912 | 49.9454 | 959.0724 | 29958.7211
0.8916 | 49.8929 | 919.8367 | 29918.24 | 0.8916 | 49.9454 | 959.0642 | 29958.7027
0.892 | 49.8929 | 919.1202 | 29918.2 | 0.892 | 49.9454 | 959.0364 | 29958.6844
0.8924 | 49.8928 | 919.6878 | 29918.16 | 0.8924 | 49.9453 | 959.0282 | 29958.666
0.8928 | 49.8928 | 919.7122 | 29918.13 | 0.8928 | 49.9453 | 959.0004 | 29958.6476
0.8932 | 49.8927 | 919.6283 | 29918.09 | 0.8932 | 49.9453 | 958.9922 | 29958.6293
0.8936 | 49.8927 | 919.5759 | 29918.06 | 0.8936 | 49.9453 | 958.9644 | 29958.6109
0.894 | 49.8927 | 919.5569 | 29918.02 | 0.894 | 49.9452 | 958.9562 | 29958.5925
0.8944 | 49.8927 | 919.5038 | 29917.98 | 0.8944 | 49.9452 | 958.9284 | 29958.5742
0.8948 | 49.8926 | 919.4877 | 29917.95 | 0.8948 | 49.9452 | 958.9202 | 29958.5558
0.8952 | 49.8926 | 919.4346 | 29917.91 | 0.8952 | 49.9452 | 958.8924 | 29958.5374
0.8956 | 49.8925 | 919.4185 | 29917.88 | 0.8956 | 49.9451 | 958.8842 | 29958.5191
0.896 | 49.8925 | 919.3655 | 29917.84 | 0.896 | 49.9451 | 958.8564 | 29958.5007
0.8964 | 49.8924 | 919.3494 | 29917.8 | 0.8964 | 49.9451 | 958.8482 | 29958.4823
0.8968 | 49.8924 | 919.2964 | 29917.77 | 0.8968 | 49.9451 | 958.8204 | 29958.464
0.8972 | 49.8923 | 919.2804 | 29917.73 | 0.8972 | 49.945 | 958.8122 | 29958.4456
0.8976 | 49.8923 | 919.2273 | 29917.7 | 0.8976 | 49.945 | 958.7844 | 29958.4272
0.898 | 49.8922 | 919.2113 | 29917.66 | 0.898 | 49.945 | 958.7762 | 29958.4089
0.8984 | 49.8922 | 919.1582 | 29917.62 | 0.8984 | 49.945 | 958.7484 | 29958.3905
0.8988 | 49.8921 | 919.1422 | 29917.59 | 0.8988 | 49.9449 | 958.7402 | 29958.3721
0.8992 | 49.8921 | 919.0891 | 29917.55 | 0.8992 | 49.9449 | 958.7125 | 29958.3538
0.8996 | 49.892 | 919.0731 | 29917.52 | 0.8996 | 49.9449 | 958.7042 | 29958.3354
0.9 | 49.892 | 919.0201 | 29917.48 | 0.9 | 49.9449 | 958.6765 | 29958.317
0.9004 | 49.8919 | 919.004 | 29917.44 | 0.9004 | 49.9448 | 958.6682 | 29958.2987
0.9008 | 49.8919 | 918.951 | 29917.41 | 0.9008 | 49.9448 | 958.6405 | 29958.2803
0.9012 | 49.8918 | 918.935 | 29917.37 | 0.9012 | 49.9448 | 958.6322 | 29958.2619
0.9016 | 49.8918 | 918.8819 | 29917.34 | 0.9016 | 49.9448 | 958.6045 | 29958.2436
0.902 | 49.8917 | 918.8659 | 29917.3 | 0.902 | 49.9447 | 958.5962 | 29958.2252
0.9024 | 49.8917 | 918.8129 | 29917.26 | 0.9024 | 49.9447 | 958.5685 | 29958.2068
0.9028 | 49.8916 | 918.7968 | 29917.23 | 0.9028 | 49.9447 | 958.5602 | 29958.1885
0.9032 | 49.8916 | 918.7438 | 29917.19 | 0.9032 | 49.9447 | 958.5325 | 29958.1701
0.9036 | 49.8915 | 918.7278 | 29917.16 | 0.9036 | 49.9447 | 958.5243 | 29958.1517
0.904 | 49.8915 | 918.6748 | 29917.12 | 0.904 | 49.9447 | 958.4965 | 29958.1334
0.9044 | 49.8914 | 918.6587 | 29917.08 | 0.9044 | 49.9446 | 958.4883 | 29958.115
0.9048 | 49.8914 | 918.6057 | 29917.05 | 0.9048 | 49.9446 | 958.4606 | 29958.0967
0.9052 | 49.8914 | 918.5897 | 29917.01 | 0.9052 | 49.9446 | 958.4523 | 29958.0783
0.9056 | 49.8914 | 918.5367 | 29916.98 | 0.9056 | 49.9446 | 958.4246 | 29958.0599
0.906 | 49.8913 | 918.5207 | 29916.94 | 0.906 | 49.9445 | 958.4163 | 29958.0416
0.9064 | 49.8913 | 918.4677 | 29916.9 | 0.9064 | 49.9445 | 958.3886 | 29958.0232
0.9068 | 49.8912 | 918.4516 | 29916.87 | 0.9068 | 49.9445 | 958.3803 | 29958.0048
0.9072 | 49.8912 | 918.3986 | 29916.83 | 0.9072 | 49.9445 | 958.3526 | 29957.9865
0.9076 | 49.8911 | 918.3826 | 29916.8 | 0.9076 | 49.9444 | 958.3444 | 29957.9681
0.908 | 49.8911 | 918.3296 | 29916.76 | 0.908 | 49.9444 | 958.3167 | 29957.9497
0.9084 | 49.891 | 918.3136 | 29916.72 | 0.9084 | 49.9444 | 958.3084 | 29957.9314
0.9088 | 49.891 | 918.2606 | 29916.69 | 0.9088 | 49.9444 | 958.2807 | 29957.913
0.9092 | 49.8909 | 918.2445 | 29916.65 | 0.9092 | 49.9443 | 958.2724 | 29957.8947
0.9096 | 49.8909 | 918.1916 | 29916.62 | 0.9096 | 49.9443 | 958.2447 | 29957.8763
0.91 | 49.8908 | 918.1755 | 29916.58 | 0.91 | 49.9443 | 958.2364 | 29957.8579
0.9104 | 49.8908 | 918.1226 | 29916.54 | 0.9104 | 49.9443 | 958.2087 | 29957.8396
0.9108 | 49.8907 | 918.1065 | 29916.51 | 0.9108 | 49.9442 | 957.9948 | 29957.8212
0.9112 | 49.8907 | 918.0536 | 29916.47 | 0.9112 | 49.9442 | 958.0894 | 29957.8029
0.9116 | 49.8906 | 918.0375 | 29916.44 | 0.9116 | 49.9442 | 958.5087 | 29957.7845
0.912 | 49.8906 | 917.9846 | 29916.4 | 0.912 | 49.9442 | 958.2666 | 29957.7661
0.9124 | 49.8905 | 917.9685 | 29916.36 | 0.9124 | 49.9441 | 958.1528 | 29957.7478
0.9128 | 49.8905 | 917.9156 | 29916.33 | 0.9128 | 49.9441 | 958.0955 | 29957.7294
0.9132 | 49.8904 | 917.8995 | 29916.29 | 0.9132 | 49.9441 | 958.0924 | 29957.7111
0.9136 | 49.8904 | 917.8466 | 29916.26 | 0.9136 | 49.9441 | 958.0647 | 29957.6927
0.914 | 49.8903 | 917.8305 | 29916.22 | 0.914 | 49.944 | 958.0568 | 29957.6743
0.9144 | 49.8903 | 917.7776 | 29916.18 | 0.9144 | 49.944 | 958.0289 | 29957.656
0.9148 | 49.8903 | 917.7616 | 29916.15 | 0.9148 | 49.944 | 958.0209 | 29957.6376
0.9152 | 49.8903 | 917.7086 | 29916.11 | 0.9152 | 49.944 | 957.9929 | 29957.6193
0.9156 | 49.8902 | 917.6926 | 29916.08 | 0.9156 | 49.9439 | 957.985 | 29957.6009
0.916 | 49.8902 | 917.6396 | 29916.04 | 0.916 | 49.9439 | 957.957 | 29957.5825
0.9164 | 49.8901 | 917.6236 | 29916 | 0.9164 | 49.9439 | 957.949 | 29957.5642
0.9168 | 49.8901 | 917.5707 | 29915.97 | 0.9168 | 49.9439 | 957.921 | 29957.5458
0.9172 | 49.89 | 917.5546 | 29915.93 | 0.9172 | 49.9438 | 957.913 | 29957.5275
0.9176 | 49.89 | 917.5017 | 29915.9 | 0.9176 | 49.9438 | 957.885 | 29957.5091
0.918 | 49.8899 | 917.4857 | 29915.86 | 0.918 | 49.9438 | 957.8771 | 29957.4907
0.9184 | 49.8899 | 917.4328 | 29915.82 | 0.9184 | 49.9438 | 957.8491 | 29957.4724
0.9188 | 49.8898 | 917.4167 | 29915.79 | 0.9188 | 49.9437 | 957.8411 | 29957.454
0.9192 | 49.8898 | 917.3638 | 29915.75 | 0.9192 | 49.9437 | 957.8131 | 29957.4357
0.9196 | 49.8897 | 917.3478 | 29915.72 | 0.9196 | 49.9437 | 957.8052 | 29957.4173
0.92 | 49.8897 | 917.2949 | 29915.68 | 0.92 | 49.9437 | 957.7772 | 29957.399
0.9204 | 49.8896 | 917.2788 | 29915.65 | 0.9204 | 49.9436 | 957.7692 | 29957.3806
0.9208 | 49.8896 | 917.2259 | 29915.61 | 0.9208 | 49.9436 | 957.7412 | 29957.3622
0.9212 | 49.8895 | 917.2099 | 29915.57 | 0.9212 | 49.9436 | 957.7332 | 29957.3439
0.9216 | 49.8895 | 917.157 | 29915.54 | 0.9216 | 49.9436 | 957.7053 | 29957.3255
0.922 | 49.8894 | 917.1409 | 29915.5 | 0.922 | 49.9435 | 957.6973 | 29957.3072
0.9224 | 49.8894 | 917.0881 | 29915.47 | 0.9224 | 49.9435 | 957.6693 | 29957.2888
0.9228 | 49.8893 | 917.072 | 29915.43 | 0.9228 | 49.9435 | 957.6613 | 29957.2705
0.9232 | 49.8893 | 917.0191 | 29915.39 | 0.9232 | 49.9435 | 957.6334 | 29957.2521
0.9236 | 49.8892 | 917.0031 | 29915.36 | 0.9236 | 49.9435 | 957.6254 | 29957.2337
0.924 | 49.8892 | 917.6023 | 29915.32 | 0.924 | 49.9435 | 957.5974 | 29957.2154
0.9244 | 49.8892 | 917.5068 | 29915.29 | 0.9244 | 49.9434 | 957.5894 | 29957.197
0.9248 | 49.8892 | 916.7974 | 29915.25 | 0.9248 | 49.9434 | 957.5615 | 29957.1787
0.9252 | 49.8891 | 917.1063 | 29915.21 | 0.9252 | 49.9434 | 957.5535 | 29957.1603
0.9256 | 49.8891 | 916.4504 | 29915.18 | 0.9256 | 49.9434 | 957.5255 | 29957.142
0.926 | 49.889 | 916.8151 | 29915.14 | 0.926 | 49.9433 | 957.5175 | 29957.1236
0.9264 | 49.889 | 916.4317 | 29915.11 | 0.9264 | 49.9433 | 957.4896 | 29957.1053
0.9268 | 49.8889 | 916.7919 | 29915.07 | 0.9268 | 49.9433 | 957.4816 | 29957.0869
0.9272 | 49.8889 | 916.6294 | 29915.03 | 0.9272 | 49.9433 | 957.4536 | 29957.0686
0.9276 | 49.8888 | 916.2073 | 29915 | 0.9276 | 49.9432 | 957.4456 | 29957.0502
0.928 | 49.8888 | 916.5679 | 29914.96 | 0.928 | 49.9432 | 957.4177 | 29957.0318
0.9284 | 49.8887 | 916.7177 | 29914.93 | 0.9284 | 49.9432 | 957.4097 | 29957.0135
0.9288 | 49.8887 | 916.8852 | 29914.89 | 0.9288 | 49.9432 | 957.3817 | 29956.9951
0.9292 | 49.8886 | 916.4648 | 29914.85 | 0.9292 | 49.9431 | 957.3738 | 29956.9768
0.9296 | 49.8886 | 916.3266 | 29914.82 | 0.9296 | 49.9431 | 957.3454 | 29956.9584
0.93 | 49.8885 | 916.3743 | 29914.78 | 0.93 | 49.9431 | 957.8407 | 29956.9401
0.9304 | 49.8885 | 916.1864 | 29914.75 | 0.9304 | 49.9431 | 957.4381 | 29956.9217
0.9308 | 49.8884 | 916.3784 | 29914.71 | 0.9308 | 49.943 | 957.2887 | 29956.9034
0.9312 | 49.8884 | 916.3164 | 29914.67 | 0.9312 | 49.943 | 957.2913 | 29956.885
0.9316 | 49.8883 | 916.5178 | 29914.64 | 0.9316 | 49.943 | 957.2649 | 29956.8667
0.932 | 49.8883 | 916.4189 | 29914.6 | 0.932 | 49.943 | 957.2389 | 29956.8483
0.9324 | 49.8882 | 916.3316 | 29914.57 | 0.9324 | 49.9429 | 957.2296 | 29956.83
0.9328 | 49.8882 | 916.248 | 29914.53 | 0.9328 | 49.9429 | 957.2022 | 29956.8116
0.9332 | 49.8881 | 916.2323 | 29914.49 | 0.9332 | 49.9429 | 957.1936 | 29956.7933
0.9336 | 49.8881 | 916.1423 | 29914.46 | 0.9336 | 49.9429 | 957.1662 | 29956.7749
0.934 | 49.888 | 916.4084 | 29914.42 | 0.934 | 49.9428 | 957.1577 | 29956.7566
0.9344 | 49.888 | 916.1939 | 29914.39 | 0.9344 | 49.9428 | 957.1303 | 29956.7382
0.9348 | 49.888 | 916.0328 | 29914.35 | 0.9348 | 49.9428 | 957.1218 | 29956.7198
0.9352 | 49.888 | 915.9923 | 29914.32 | 0.9352 | 49.9428 | 957.0944 | 29956.7015
0.9356 | 49.8879 | 915.9523 | 29914.28 | 0.9356 | 49.9427 | 957.0858 | 29956.6831
0.936 | 49.8879 | 915.9942 | 29914.24 | 0.936 | 49.9427 | 957.0584 | 29956.6648
0.9364 | 49.8878 | 922.6503 | 29914.21 | 0.9364 | 49.9427 | 957.0499 | 29956.6464
0.9368 | 49.8878 | 914.4707 | 29914.17 | 0.9368 | 49.9427 | 957.0225 | 29956.6281
0.9372 | 49.8877 | 915.8339 | 29914.14 | 0.9372 | 49.9426 | 957.014 | 29956.6097
0.9376 | 49.8877 | 915.7801 | 29914.1 | 0.9376 | 49.9426 | 956.9866 | 29956.5914
0.938 | 49.8876 | 915.7647 | 29914.06 | 0.938 | 49.9426 | 956.9781 | 29956.573
0.9384 | 49.8876 | 915.7114 | 29914.03 | 0.9384 | 49.9426 | 956.9506 | 29956.5547
0.9388 | 49.8875 | 915.6958 | 29913.99 | 0.9388 | 49.9425 | 956.9421 | 29956.5363
0.9392 | 49.8875 | 915.6426 | 29913.96 | 0.9392 | 49.9425 | 956.9147 | 29956.518
0.9396 | 49.8874 | 915.627 | 29913.92 | 0.9396 | 49.9425 | 956.9062 | 29956.4996
0.94 | 49.8874 | 915.5738 | 29913.88 | 0.94 | 49.9425 | 956.8788 | 29956.4813
0.9404 | 49.8873 | 915.5582 | 29913.85 | 0.9404 | 49.9424 | 956.8703 | 29956.4629
0.9408 | 49.8873 | 915.505 | 29913.81 | 0.9408 | 49.9424 | 956.8429 | 29956.4446
0.9412 | 49.8872 | 915.4894 | 29913.78 | 0.9412 | 49.9424 | 956.8344 | 29956.4263
0.9416 | 49.8872 | 915.4361 | 29913.74 | 0.9416 | 49.9424 | 956.807 | 29956.4079
0.942 | 49.8871 | 915.4206 | 29913.7 | 0.942 | 49.9424 | 956.7984 | 29956.3896
0.9424 | 49.8871 | 915.3673 | 29913.67 | 0.9424 | 49.9424 | 956.771 | 29956.3712
0.9428 | 49.887 | 915.3517 | 29913.63 | 0.9428 | 49.9423 | 956.7625 | 29956.3529
0.9432 | 49.887 | 915.2985 | 29913.6 | 0.9432 | 49.9423 | 956.7351 | 29956.3345
0.9436 | 49.8869 | 915.2829 | 29913.56 | 0.9436 | 49.9423 | 956.7266 | 29956.3162
0.944 | 49.8869 | 915.2297 | 29913.52 | 0.944 | 49.9423 | 956.6992 | 29956.2978
0.9444 | 49.8869 | 915.2141 | 29913.49 | 0.9444 | 49.9422 | 956.6907 | 29956.2795
0.9448 | 49.8869 | 915.161 | 29913.45 | 0.9448 | 49.9422 | 956.6633 | 29956.2611
0.9452 | 49.8868 | 915.1454 | 29913.42 | 0.9452 | 49.9422 | 956.6548 | 29956.2428
0.9456 | 49.8868 | 915.0922 | 29913.38 | 0.9456 | 49.9422 | 956.6274 | 29956.2244
0.946 | 49.8867 | 915.0766 | 29913.35 | 0.946 | 49.9421 | 956.6189 | 29956.2061
0.9464 | 49.8867 | 915.0234 | 29913.31 | 0.9464 | 49.9421 | 956.5915 | 29956.1877
0.9468 | 49.8866 | 915.0078 | 29913.27 | 0.9468 | 49.9421 | 956.5829 | 29956.1694
0.9472 | 49.8866 | 914.9546 | 29913.24 | 0.9472 | 49.9421 | 956.5555 | 29956.151
0.9476 | 49.8865 | 914.939 | 29913.2 | 0.9476 | 49.942 | 956.547 | 29956.1327
0.948 | 49.8865 | 914.8858 | 29913.17 | 0.948 | 49.942 | 956.5196 | 29956.1144
0.9484 | 49.8864 | 914.8702 | 29913.13 | 0.9484 | 49.942 | 956.5111 | 29956.096
0.9488 | 49.8864 | 915.1218 | 29913.09 | 0.9488 | 49.942 | 956.4837 | 29956.0777
0.9492 | 49.8863 | 914.0695 | 29913.06 | 0.9492 | 49.9419 | 956.4752 | 29956.0593
0.9496 | 49.8863 | 914.942 | 29913.02 | 0.9496 | 49.9419 | 956.4478 | 29956.041
0.95 | 49.8862 | 912.4887 | 29912.99 | 0.95 | 49.9419 | 956.4393 | 29956.0226
0.9504 | 49.8862 | 915.9195 | 29912.95 | 0.9504 | 49.9419 | 956.4119 | 29956.0043
0.9508 | 49.8861 | 912.8702 | 29912.91 | 0.9508 | 49.9418 | 956.4034 | 29955.9859
0.9512 | 49.8861 | 914.6742 | 29912.88 | 0.9512 | 49.9418 | 956.376 | 29955.9676
0.9516 | 49.886 | 913.0899 | 29912.84 | 0.9516 | 49.9418 | 956.3675 | 29955.9492
0.952 | 49.886 | 915.1638 | 29912.81 | 0.952 | 49.9418 | 956.3401 | 29955.9309
0.9524 | 49.8859 | 915.4126 | 29912.77 | 0.9524 | 49.9417 | 956.3316 | 29955.9126
0.9528 | 49.8859 | 913.8215 | 29912.73 | 0.9528 | 49.9417 | 956.3042 | 29955.8942
0.9532 | 49.8858 | 915.1996 | 29912.7 | 0.9532 | 49.9417 | 956.2957 | 29955.8759
0.9536 | 49.8858 | 913.9601 | 29912.66 | 0.9536 | 49.9417 | 956.2683 | 29955.8575
0.954 | 49.8858 | 914.2304 | 29912.63 | 0.954 | 49.9416 | 956.2598 | 29955.8392
0.9544 | 49.8858 | 914.3965 | 29912.59 | 0.9544 | 49.9416 | 956.2324 | 29955.8208
0.9548 | 49.8857 | 913.987 | 29912.56 | 0.9548 | 49.9416 | 956.2239 | 29955.8025
0.9552 | 49.8857 | 914.2492 | 29912.52 | 0.9552 | 49.9416 | 956.1965 | 29955.7842
0.9556 | 49.8856 | 914.1653 | 29912.48 | 0.9556 | 49.9415 | 956.188 | 29955.7658
0.956 | 49.8856 | 913.6072 | 29912.45 | 0.956 | 49.9415 | 956.1606 | 29955.7475
0.9564 | 49.8855 | 914.0729 | 29912.41 | 0.9564 | 49.9415 | 956.1521 | 29955.7291
0.9568 | 49.8855 | 913.5745 | 29912.38 | 0.9568 | 49.9415 | 956.1247 | 29955.7108
0.9572 | 49.8854 | 914.0896 | 29912.34 | 0.9572 | 49.9414 | 956.1162 | 29955.6924
0.9576 | 49.8854 | 914.786 | 29912.3 | 0.9576 | 49.9414 | 956.0888 | 29955.6741
0.958 | 49.8853 | 913.4963 | 29912.27 | 0.958 | 49.9414 | 956.0803 | 29955.6558
0.9584 | 49.8853 | 913.8905 | 29912.23 | 0.9584 | 49.9414 | 956.0529 | 29955.6374
0.9588 | 49.8852 | 913.9122 | 29912.2 | 0.9588 | 49.9413 | 956.0444 | 29955.6191
0.9592 | 49.8852 | 914.007 | 29912.16 | 0.9592 | 49.9413 | 956.017 | 29955.6007
0.9596 | 49.8851 | 913.6092 | 29912.12 | 0.9596 | 49.9413 | 956.0085 | 29955.5824
0.96 | 49.8851 | 914.2155 | 29912.09 | 0.96 | 49.9413 | 955.9811 | 29955.5641
0.9604 | 49.885 | 913.8711 | 29912.05 | 0.9604 | 49.9412 | 955.9726 | 29955.5457
0.9608 | 49.885 | 913.7833 | 29912.02 | 0.9608 | 49.9412 | 955.9453 | 29955.5274
0.9612 | 49.8849 | 913.59 | 29911.98 | 0.9612 | 49.9412 | 955.9367 | 29955.509
0.9616 | 49.8849 | 913.4533 | 29911.95 | 0.9616 | 49.9412 | 955.9094 | 29955.4907
0.962 | 49.8848 | 913.7007 | 29911.91 | 0.962 | 49.9412 | 955.9009 | 29955.4724
0.9624 | 49.8848 | 913.6021 | 29911.87 | 0.9624 | 49.9412 | 955.8735 | 29955.454
0.9628 | 49.8847 | 913.435 | 29911.84 | 0.9628 | 49.9411 | 955.865 | 29955.4357
0.9632 | 49.8847 | 913.9255 | 29911.8 | 0.9632 | 49.9411 | 955.8376 | 29955.4173
0.9636 | 49.8847 | 913.3569 | 29911.77 | 0.9636 | 49.9411 | 955.8291 | 29955.399
0.964 | 49.8847 | 912.9176 | 29911.73 | 0.964 | 49.9411 | 955.8017 | 29955.3807
0.9644 | 49.8846 | 913.2848 | 29911.69 | 0.9644 | 49.941 | 955.7932 | 29955.3623
0.9648 | 49.8846 | 913.4707 | 29911.66 | 0.9648 | 49.941 | 955.7658 | 29955.344
0.9652 | 49.8845 | 913.335 | 29911.62 | 0.9652 | 49.941 | 955.7573 | 29955.3256
0.9656 | 49.8845 | 913.3129 | 29911.59 | 0.9656 | 49.941 | 955.7299 | 29955.3073
0.966 | 49.8844 | 913.3286 | 29911.55 | 0.966 | 49.9409 | 955.7214 | 29955.289
0.9664 | 49.8844 | 913.27 | 29911.51 | 0.9664 | 49.9409 | 955.6941 | 29955.2706
0.9668 | 49.8843 | 913.2885 | 29911.48 | 0.9668 | 49.9409 | 955.6856 | 29955.2523
0.9672 | 49.8843 | 913.2357 | 29911.44 | 0.9672 | 49.9409 | 955.6582 | 29955.2339
0.9676 | 49.8842 | 913.2199 | 29911.41 | 0.9676 | 49.9408 | 955.6497 | 29955.2156
0.968 | 49.8842 | 913.1674 | 29911.37 | 0.968 | 49.9408 | 955.6223 | 29955.1973
0.9684 | 49.8841 | 913.1514 | 29911.33 | 0.9684 | 49.9408 | 955.6138 | 29955.1789
0.9688 | 49.8841 | 913.0987 | 29911.3 | 0.9688 | 49.9408 | 955.5864 | 29955.1606
0.9692 | 49.884 | 913.0827 | 29911.26 | 0.9692 | 49.9407 | 955.5779 | 29955.1423
0.9696 | 49.884 | 913.0301 | 29911.23 | 0.9696 | 49.9407 | 955.5506 | 29955.1239
0.97 | 49.8839 | 913.0141 | 29911.19 | 0.97 | 49.9407 | 955.542 | 29955.1056
0.9704 | 49.8839 | 912.9614 | 29911.16 | 0.9704 | 49.9407 | 955.5147 | 29955.0873
0.9708 | 49.8838 | 912.9455 | 29911.12 | 0.9708 | 49.9406 | 955.5062 | 29955.0689
0.9712 | 49.8838 | 912.8928 | 29911.08 | 0.9712 | 49.9406 | 955.4788 | 29955.0506
0.9716 | 49.8837 | 912.8768 | 29911.05 | 0.9716 | 49.9406 | 955.4703 | 29955.0322
0.972 | 49.8837 | 912.8242 | 29911.01 | 0.972 | 49.9406 | 955.4429 | 29955.0139
0.9724 | 49.8837 | 912.8082 | 29910.98 | 0.9724 | 49.9405 | 955.4344 | 29954.9956
0.9728 | 49.8837 | 912.7556 | 29910.94 | 0.9728 | 49.9405 | 955.4071 | 29954.9772
0.9732 | 49.8836 | 912.7396 | 29910.9 | 0.9732 | 49.9405 | 955.3986 | 29954.9589
0.9736 | 49.8836 | 912.687 | 29910.87 | 0.9736 | 49.9405 | 955.3712 | 29954.9406
0.974 | 49.8835 | 912.671 | 29910.83 | 0.974 | 49.9404 | 955.3627 | 29954.9222
0.9744 | 49.8835 | 912.6184 | 29910.8 | 0.9744 | 49.9404 | 955.3353 | 29954.9039
0.9748 | 49.8834 | 912.6024 | 29910.76 | 0.9748 | 49.9404 | 955.3268 | 29954.8856
0.9752 | 49.8834 | 912.5498 | 29910.73 | 0.9752 | 49.9404 | 955.2995 | 29954.8672
0.9756 | 49.8833 | 912.5338 | 29910.69 | 0.9756 | 49.9403 | 955.291 | 29954.8489
0.976 | 49.8833 | 912.4812 | 29910.65 | 0.976 | 49.9403 | 955.2636 | 29954.8306
0.9764 | 49.8832 | 912.4652 | 29910.62 | 0.9764 | 49.9403 | 955.2551 | 29954.8122
0.9768 | 49.8832 | 912.4126 | 29910.58 | 0.9768 | 49.9403 | 955.2277 | 29954.7939
0.9772 | 49.8831 | 912.3966 | 29910.55 | 0.9772 | 49.9402 | 955.2192 | 29954.7756
0.9776 | 49.8831 | 912.344 | 29910.51 | 0.9776 | 49.9402 | 955.1919 | 29954.7572
0.978 | 49.883 | 912.328 | 29910.47 | 0.978 | 49.9402 | 955.1834 | 29954.7389
0.9784 | 49.883 | 912.2754 | 29910.44 | 0.9784 | 49.9402 | 955.156 | 29954.7206
0.9788 | 49.8829 | 912.2595 | 29910.4 | 0.9788 | 49.9401 | 955.1475 | 29954.7022
0.9792 | 49.8829 | 912.2069 | 29910.37 | 0.9792 | 49.9401 | 955.1202 | 29954.6839
0.9796 | 49.8828 | 912.1909 | 29910.33 | 0.9796 | 49.9401 | 955.1117 | 29954.6656
0.98 | 49.8828 | 912.1383 | 29910.29 | 0.98 | 49.9401 | 955.0843 | 29954.6472
0.9804 | 49.8827 | 912.1223 | 29910.26 | 0.9804 | 49.9401 | 955.0758 | 29954.6289
0.9808 | 49.8827 | 912.0697 | 29910.22 | 0.9808 | 49.9401 | 955.0484 | 29954.6106
0.9812 | 49.8826 | 912.0537 | 29910.19 | 0.9812 | 49.94 | 955.0399 | 29954.5922
0.9816 | 49.8826 | 912.0012 | 29910.15 | 0.9816 | 49.94 | 955.0126 | 29954.5739
0.982 | 49.8826 | 911.9852 | 29910.12 | 0.982 | 49.94 | 955.0041 | 29954.5556
0.9824 | 49.8826 | 911.9326 | 29910.08 | 0.9824 | 49.94 | 954.9767 | 29954.5372
0.9828 | 49.8825 | 911.9166 | 29910.04 | 0.9828 | 49.9399 | 954.9682 | 29954.5189
0.9832 | 49.8825 | 911.8641 | 29910.01 | 0.9832 | 49.9399 | 954.9409 | 29954.5006
0.9836 | 49.8824 | 911.8481 | 29909.97 | 0.9836 | 49.9399 | 954.9324 | 29954.4822
0.984 | 49.8824 | 911.7955 | 29909.94 | 0.984 | 49.9399 | 954.905 | 29954.4639
0.9844 | 49.8823 | 911.7795 | 29909.9 | 0.9844 | 49.9398 | 954.8965 | 29954.4456
0.9848 | 49.8823 | 911.727 | 29909.86 | 0.9848 | 49.9398 | 954.8692 | 29954.4272
0.9852 | 49.8822 | 911.711 | 29909.83 | 0.9852 | 49.9398 | 954.8607 | 29954.4089
0.9856 | 49.8822 | 911.6584 | 29909.79 | 0.9856 | 49.9398 | 954.8333 | 29954.3906
0.986 | 49.8821 | 911.6425 | 29909.76 | 0.986 | 49.9397 | 954.8248 | 29954.3723
0.9864 | 49.8821 | 911.5899 | 29909.72 | 0.9864 | 49.9397 | 954.7975 | 29954.3539
0.9868 | 49.882 | 911.5739 | 29909.69 | 0.9868 | 49.9397 | 954.789 | 29954.3356
0.9872 | 49.882 | 911.5214 | 29909.65 | 0.9872 | 49.9397 | 954.7616 | 29954.3173
0.9876 | 49.8819 | 911.5054 | 29909.61 | 0.9876 | 49.9396 | 954.7531 | 29954.2989
0.988 | 49.8819 | 911.4529 | 29909.58 | 0.988 | 49.9396 | 954.7258 | 29954.2806
0.9884 | 49.8818 | 911.4369 | 29909.54 | 0.9884 | 49.9396 | 954.7173 | 29954.2623
0.9888 | 49.8818 | 911.3844 | 29909.51 | 0.9888 | 49.9396 | 954.69 | 29954.2439
0.9892 | 49.8817 | 911.3684 | 29909.47 | 0.9892 | 49.9395 | 954.6815 | 29954.2256
0.9896 | 49.8817 | 911.3158 | 29909.43 | 0.9896 | 49.9395 | 954.6541 | 29954.2073
0.99 | 49.8816 | 911.2999 | 29909.4 | 0.99 | 49.9395 | 954.6456 | 29954.189
0.9904 | 49.8816 | 911.2473 | 29909.36 | 0.9904 | 49.9395 | 954.6183 | 29954.1706
0.9908 | 49.8815 | 911.2314 | 29909.33 | 0.9908 | 49.9394 | 954.6098 | 29954.1523
0.9912 | 49.8815 | 911.1788 | 29909.29 | 0.9912 | 49.9394 | 954.5824 | 29954.134
0.9916 | 49.8815 | 911.1629 | 29909.26 | 0.9916 | 49.9394 | 954.5739 | 29954.1156
0.992 | 49.8815 | 911.1104 | 29909.22 | 0.992 | 49.9394 | 954.5466 | 29954.0973
0.9924 | 49.8814 | 911.0944 | 29909.18 | 0.9924 | 49.9393 | 954.5381 | 29954.079
0.9928 | 49.8814 | 911.0419 | 29909.15 | 0.9928 | 49.9393 | 954.5108 | 29954.0607
0.9932 | 49.8813 | 911.0259 | 29909.11 | 0.9932 | 49.9393 | 954.5023 | 29954.0423
0.9936 | 49.8813 | 910.9734 | 29909.08 | 0.9936 | 49.9393 | 954.4749 | 29954.024
0.994 | 49.8812 | 910.9574 | 29909.04 | 0.994 | 49.9392 | 954.4664 | 29954.0057
0.9944 | 49.8812 | 910.9049 | 29909 | 0.9944 | 49.9392 | 954.4391 | 29953.9874
0.9948 | 49.8811 | 910.8889 | 29908.97 | 0.9948 | 49.9392 | 954.4306 | 29953.969
0.9952 | 49.8811 | 910.8364 | 29908.93 | 0.9952 | 49.9392 | 954.4033 | 29953.9507
0.9956 | 49.881 | 910.8204 | 29908.9 | 0.9956 | 49.9391 | 954.3948 | 29953.9324
0.996 | 49.881 | 910.768 | 29908.86 | 0.996 | 49.9391 | 954.3674 | 29953.9141
0.9964 | 49.8809 | 910.752 | 29908.83 | 0.9964 | 49.9391 | 954.3589 | 29953.8957
0.9968 | 49.8809 | 910.6995 | 29908.79 | 0.9968 | 49.9391 | 954.3316 | 29953.8774
0.9972 | 49.8808 | 910.6835 | 29908.75 | 0.9972 | 49.939 | 954.3231 | 29953.8591
0.9976 | 49.8808 | 910.631 | 29908.72 | 0.9976 | 49.939 | 954.2958 | 29953.8407
0.998 | 49.8807 | 910.6151 | 29908.68 | 0.998 | 49.939 | 954.2873 | 29953.8224
0.9984 | 49.8807 | 910.5626 | 29908.65 | 0.9984 | 49.939 | 954.2599 | 29953.8041
0.9988 | 49.8806 | 910.5466 | 29908.61 | 0.9988 | 49.939 | 954.2514 | 29953.7858
0.9992 | 49.8806 | 910.4941 | 29908.57 | 0.9992 | 49.939 | 954.2241 | 29953.7675
0.9996 | 49.8805 | 910.4782 | 29908.54 | 0.9996 | 49.9389 | 954.2156 | 29953.7491
1 | 49.8805 | 910.4257 | 29908.5 | 1 | 49.9389 | 954.1883 | 29953.7308
1.0004 | 49.8805 | 910.4097 | 29908.47 | 1.0004 | 49.9389 | 954.1798 | 29953.7125
1.0008 | 49.8805 | 910.3573 | 29908.43 | 1.0008 | 49.9389 | 954.1525 | 29953.6942
1.0012 | 49.8804 | 910.3413 | 29908.4 | 1.0012 | 49.9388 | 954.144 | 29953.6758
1.0016 | 49.8804 | 910.2888 | 29908.36 | 1.0016 | 49.9388 | 954.1166 | 29953.6575
1.002 | 49.8803 | 910.2728 | 29908.32 | 1.002 | 49.9388 | 954.1081 | 29953.6392
1.0024 | 49.8803 | 910.2204 | 29908.29 | 1.0024 | 49.9388 | 954.0808 | 29953.6209
1.0028 | 49.8802 | 910.2044 | 29908.25 | 1.0028 | 49.9387 | 954.0723 | 29953.6025
1.0032 | 49.8802 | 910.152 | 29908.22 | 1.0032 | 49.9387 | 954.045 | 29953.5842
1.0036 | 49.8801 | 910.136 | 29908.18 | 1.0036 | 49.9387 | 954.0365 | 29953.5659
1.004 | 49.8801 | 910.0835 | 29908.14 | 1.004 | 49.9387 | 954.0092 | 29953.5476
1.0044 | 49.88 | 910.0676 | 29908.11 | 1.0044 | 49.9386 | 954.0007 | 29953.5292
1.0048 | 49.88 | 910.0151 | 29908.07 | 1.0048 | 49.9386 | 953.9734 | 29953.5109
1.0052 | 49.8799 | 909.9992 | 29908.04 | 1.0052 | 49.9386 | 953.9649 | 29953.4926
1.0056 | 49.8799 | 909.9467 | 29908 | 1.0056 | 49.9386 | 953.9375 | 29953.4743
1.006 | 49.8798 | 909.9307 | 29907.97 | 1.006 | 49.9385 | 953.9291 | 29953.456
1.0064 | 49.8798 | 909.8783 | 29907.93 | 1.0064 | 49.9385 | 953.9017 | 29953.4376
1.0068 | 49.8797 | 909.8623 | 29907.89 | 1.0068 | 49.9385 | 953.8932 | 29953.4193
1.0072 | 49.8797 | 909.8099 | 29907.86 | 1.0072 | 49.9385 | 953.8659 | 29953.401
1.0076 | 49.8796 | 909.7939 | 29907.82 | 1.0076 | 49.9384 | 953.8574 | 29953.3827
1.008 | 49.8796 | 909.7415 | 29907.79 | 1.008 | 49.9384 | 953.8301 | 29953.3643
1.0084 | 49.8795 | 909.7256 | 29907.75 | 1.0084 | 49.9384 | 953.8216 | 29953.346
1.0088 | 49.8795 | 909.6731 | 29907.71 | 1.0088 | 49.9384 | 953.7943 | 29953.3277
1.0092 | 49.8794 | 909.6572 | 29907.68 | 1.0092 | 49.9383 | 953.7858 | 29953.3094
1.0096 | 49.8794 | 909.6048 | 29907.64 | 1.0096 | 49.9383 | 953.7585 | 29953.2911
1.01 | 49.8794 | 909.5888 | 29907.61 | 1.01 | 49.9383 | 953.75 | 29953.2727
1.0104 | 49.8794 | 909.5364 | 29907.57 | 1.0104 | 49.9383 | 953.7227 | 29953.2544
1.0108 | 49.8793 | 909.5204 | 29907.54 | 1.0108 | 49.9382 | 953.7142 | 29953.2361
1.0112 | 49.8793 | 909.468 | 29907.5 | 1.0112 | 49.9382 | 953.6869 | 29953.2178
1.0116 | 49.8792 | 909.452 | 29907.46 | 1.0116 | 49.9382 | 953.6784 | 29953.1995
1.012 | 49.8792 | 909.3996 | 29907.43 | 1.012 | 49.9382 | 953.6511 | 29953.1811
1.0124 | 49.8791 | 909.3837 | 29907.39 | 1.0124 | 49.9381 | 953.6426 | 29953.1628
1.0128 | 49.8791 | 909.3313 | 29907.36 | 1.0128 | 49.9381 | 953.6153 | 29953.1445
1.0132 | 49.879 | 909.3153 | 29907.32 | 1.0132 | 49.9381 | 953.6068 | 29953.1262
1.0136 | 49.879 | 909.2629 | 29907.28 | 1.0136 | 49.9381 | 953.5795 | 29953.1079
1.014 | 49.8789 | 909.2469 | 29907.25 | 1.014 | 49.938 | 953.571 | 29953.0895
1.0144 | 49.8789 | 909.1946 | 29907.21 | 1.0144 | 49.938 | 953.5437 | 29953.0712
1.0148 | 49.8788 | 909.1786 | 29907.18 | 1.0148 | 49.938 | 953.5352 | 29953.0529
1.0152 | 49.8788 | 909.1033 | 29907.14 | 1.0152 | 49.938 | 953.5079 | 29953.0346
1.0156 | 49.8787 | 909.4707 | 29907.11 | 1.0156 | 49.938 | 953.4994 | 29953.0163
1.016 | 49.8787 | 907.7953 | 29907.07 | 1.016 | 49.938 | 953.4721 | 29952.998
1.0164 | 49.8786 | 908.8343 | 29907.03 | 1.0164 | 49.9379 | 953.4636 | 29952.9796
1.0168 | 49.8786 | 909.0046 | 29907 | 1.0168 | 49.9379 | 953.4363 | 29952.9613
1.0172 | 49.8785 | 909.4456 | 29906.96 | 1.0172 | 49.9379 | 953.4278 | 29952.943
1.0176 | 49.8785 | 909.3037 | 29906.93 | 1.0176 | 49.9379 | 953.4005 | 29952.9247
1.018 | 49.8785 | 909.2257 | 29906.89 | 1.018 | 49.9378 | 953.392 | 29952.9064
1.0184 | 49.8785 | 909.1293 | 29906.86 | 1.0184 | 49.9378 | 953.3647 | 29952.8881
1.0188 | 49.8784 | 908.5013 | 29906.82 | 1.0188 | 49.9378 | 953.3562 | 29952.8697
1.0192 | 49.8784 | 908.9802 | 29906.78 | 1.0192 | 49.9378 | 953.3289 | 29952.8514
1.0196 | 49.8783 | 908.953 | 29906.75 | 1.0196 | 49.9377 | 953.3204 | 29952.8331
1.02 | 49.8783 | 908.7653 | 29906.71 | 1.02 | 49.9377 | 953.2931 | 29952.8148
1.0204 | 49.8782 | 909.0293 | 29906.68 | 1.0204 | 49.9377 | 953.2846 | 29952.7965
1.0208 | 49.8782 | 908.9264 | 29906.64 | 1.0208 | 49.9377 | 953.2573 | 29952.7782
1.0212 | 49.8781 | 908.5497 | 29906.6 | 1.0212 | 49.9376 | 953.2488 | 29952.7598
1.0216 | 49.8781 | 908.6499 | 29906.57 | 1.0216 | 49.9376 | 953.2215 | 29952.7415
1.022 | 49.878 | 909.2237 | 29906.53 | 1.022 | 49.9376 | 953.213 | 29952.7232
1.0224 | 49.878 | 908.673 | 29906.5 | 1.0224 | 49.9376 | 953.1857 | 29952.7049
1.0228 | 49.8779 | 908.3455 | 29906.46 | 1.0228 | 49.9375 | 953.1772 | 29952.6866
1.0232 | 49.8779 | 908.3116 | 29906.43 | 1.0232 | 49.9375 | 953.1499 | 29952.6683
1.0236 | 49.8778 | 908.4031 | 29906.39 | 1.0236 | 49.9375 | 953.1414 | 29952.65
1.024 | 49.8778 | 908.3738 | 29906.35 | 1.024 | 49.9375 | 953.1141 | 29952.6316
1.0244 | 49.8777 | 908.3535 | 29906.32 | 1.0244 | 49.9374 | 953.1057 | 29952.6133
1.0248 | 49.8777 | 908.3065 | 29906.28 | 1.0248 | 49.9374 | 953.0784 | 29952.595
1.0252 | 49.8776 | 908.2901 | 29906.25 | 1.0252 | 49.9374 | 953.0699 | 29952.5767
1.0256 | 49.8776 | 908.2383 | 29906.21 | 1.0256 | 49.9374 | 953.0426 | 29952.5584
1.026 | 49.8775 | 908.2218 | 29906.18 | 1.026 | 49.9373 | 953.0341 | 29952.5401
1.0264 | 49.8775 | 908.1701 | 29906.14 | 1.0264 | 49.9373 | 953.0068 | 29952.5218
1.0268 | 49.8775 | 908.1535 | 29906.1 | 1.0268 | 49.9373 | 952.9983 | 29952.5034
1.0272 | 49.8775 | 908.1018 | 29906.07 | 1.0272 | 49.9373 | 952.971 | 29952.4851
1.0276 | 49.8774 | 908.0853 | 29906.03 | 1.0276 | 49.9372 | 952.9625 | 29952.4668
1.028 | 49.8774 | 908.0336 | 29906 | 1.028 | 49.9372 | 952.9352 | 29952.4485
1.0284 | 49.8773 | 908.017 | 29905.96 | 1.0284 | 49.9372 | 952.9268 | 29952.4302
1.0288 | 49.8773 | 907.9653 | 29905.92 | 1.0288 | 49.9372 | 952.8995 | 29952.4119
1.0292 | 49.8772 | 907.9487 | 29905.89 | 1.0292 | 49.9371 | 952.891 | 29952.3936
1.0296 | 49.8772 | 907.897 | 29905.85 | 1.0296 | 49.9371 | 952.8637 | 29952.3753
1.03 | 49.8771 | 907.8805 | 29905.82 | 1.03 | 49.9371 | 952.8552 | 29952.3569
1.0304 | 49.8771 | 907.8288 | 29905.78 | 1.0304 | 49.9371 | 952.8279 | 29952.3386
1.0308 | 49.877 | 907.8122 | 29905.75 | 1.0308 | 49.937 | 952.8194 | 29952.3203
1.0312 | 49.877 | 907.7605 | 29905.71 | 1.0312 | 49.937 | 952.7921 | 29952.302
1.0316 | 49.8769 | 907.744 | 29905.67 | 1.0316 | 49.937 | 952.7837 | 29952.2837
1.032 | 49.8769 | 907.6923 | 29905.64 | 1.032 | 49.937 | 952.7564 | 29952.2654
1.0324 | 49.8768 | 907.6757 | 29905.6 | 1.0324 | 49.9369 | 952.7479 | 29952.2471
1.0328 | 49.8768 | 907.624 | 29905.57 | 1.0328 | 49.9369 | 952.7206 | 29952.2288
1.0332 | 49.8767 | 907.6075 | 29905.53 | 1.0332 | 49.9369 | 952.7121 | 29952.2104
1.0336 | 49.8767 | 907.5558 | 29905.5 | 1.0336 | 49.9369 | 952.6848 | 29952.1921
1.034 | 49.8766 | 907.5392 | 29905.46 | 1.034 | 49.9369 | 952.6763 | 29952.1738
1.0344 | 49.8766 | 907.4876 | 29905.42 | 1.0344 | 49.9369 | 952.649 | 29952.1555
1.0348 | 49.8765 | 907.471 | 29905.39 | 1.0348 | 49.9368 | 952.6406 | 29952.1372
1.0352 | 49.8765 | 907.4194 | 29905.35 | 1.0352 | 49.9368 | 952.6133 | 29952.1189
1.0356 | 49.8764 | 907.4028 | 29905.32 | 1.0356 | 49.9368 | 952.6048 | 29952.1006
1.036 | 49.8764 | 907.3511 | 29905.28 | 1.036 | 49.9368 | 952.5775 | 29952.0823
1.0364 | 49.8764 | 907.3346 | 29905.24 | 1.0364 | 49.9367 | 952.569 | 29952.064
1.0368 | 49.8764 | 907.2829 | 29905.21 | 1.0368 | 49.9367 | 952.5417 | 29952.0457
1.0372 | 49.8763 | 907.2664 | 29905.17 | 1.0372 | 49.9367 | 952.5333 | 29952.0274
1.0376 | 49.8763 | 907.2147 | 29905.14 | 1.0376 | 49.9367 | 952.506 | 29952.009
1.038 | 49.8762 | 907.1982 | 29905.1 | 1.038 | 49.9366 | 952.4975 | 29951.9907
1.0384 | 49.8762 | 907.1465 | 29905.07 | 1.0384 | 49.9366 | 952.4693 | 29951.9724
1.0388 | 49.8761 | 907.13 | 29905.03 | 1.0388 | 49.9366 | 952.3823 | 29951.9541
1.0392 | 49.8761 | 907.0783 | 29904.99 | 1.0392 | 49.9366 | 952.5195 | 29951.9358
1.0396 | 49.876 | 907.0618 | 29904.96 | 1.0396 | 49.9365 | 952.9361 | 29951.9175
1.04 | 49.876 | 907.0101 | 29904.92 | 1.04 | 49.9365 | 952.6523 | 29951.8992
1.0404 | 49.8759 | 906.9936 | 29904.89 | 1.0404 | 49.9365 | 952.5416 | 29951.8809
1.0408 | 49.8759 | 906.9419 | 29904.85 | 1.0408 | 49.9365 | 952.1581 | 29951.8626
1.0412 | 49.8758 | 906.9254 | 29904.82 | 1.0412 | 49.9364 | 952.226 | 29951.8443
1.0416 | 49.8758 | 906.8738 | 29904.78 | 1.0416 | 49.9364 | 952.2705 | 29951.826
1.042 | 49.8757 | 906.8572 | 29904.74 | 1.042 | 49.9364 | 952.3394 | 29951.8077
1.0424 | 49.8757 | 906.8056 | 29904.71 | 1.0424 | 49.9364 | 952.2877 | 29951.7894
1.0428 | 49.8756 | 906.789 | 29904.67 | 1.0428 | 49.9363 | 952.2846 | 29951.771
1.0432 | 49.8756 | 906.7374 | 29904.64 | 1.0432 | 49.9363 | 952.2555 | 29951.7527
1.0436 | 49.8755 | 906.7208 | 29904.6 | 1.0436 | 49.9363 | 952.2479 | 29951.7344
1.044 | 49.8755 | 906.6692 | 29904.57 | 1.044 | 49.9363 | 952.2199 | 29951.7161
1.0444 | 49.8755 | 906.6527 | 29904.53 | 1.0444 | 49.9362 | 952.2121 | 29951.6978
1.0448 | 49.8755 | 906.6011 | 29904.49 | 1.0448 | 49.9362 | 952.1842 | 29951.6795
1.0452 | 49.8754 | 906.5845 | 29904.46 | 1.0452 | 49.9362 | 952.1763 | 29951.6612
1.0456 | 49.8754 | 906.5329 | 29904.42 | 1.0456 | 49.9362 | 952.1484 | 29951.6429
1.046 | 49.8753 | 906.5164 | 29904.39 | 1.046 | 49.9361 | 952.1405 | 29951.6246
1.0464 | 49.8753 | 906.4648 | 29904.35 | 1.0464 | 49.9361 | 952.1127 | 29951.6063
1.0468 | 49.8752 | 906.4482 | 29904.31 | 1.0468 | 49.9361 | 952.1048 | 29951.588
1.0472 | 49.8752 | 906.3966 | 29904.28 | 1.0472 | 49.9361 | 952.0769 | 29951.5697
1.0476 | 49.8751 | 906.3801 | 29904.24 | 1.0476 | 49.936 | 952.069 | 29951.5514
1.048 | 49.8751 | 906.3285 | 29904.21 | 1.048 | 49.936 | 952.0412 | 29951.5331
1.0484 | 49.875 | 906.3119 | 29904.17 | 1.0484 | 49.936 | 952.0333 | 29951.5148
1.0488 | 49.875 | 906.2603 | 29904.14 | 1.0488 | 49.936 | 952.0054 | 29951.4965
1.0492 | 49.8749 | 906.2438 | 29904.1 | 1.0492 | 49.9359 | 951.9975 | 29951.4782
1.0496 | 49.8749 | 906.1922 | 29904.06 | 1.0496 | 49.9359 | 951.9697 | 29951.4599
1.05 | 49.8748 | 906.1756 | 29904.03 | 1.05 | 49.9359 | 951.9618 | 29951.4415
1.0504 | 49.8748 | 906.1241 | 29903.99 | 1.0504 | 49.9359 | 951.9339 | 29951.4232
1.0508 | 49.8747 | 906.1075 | 29903.96 | 1.0508 | 49.9359 | 951.9261 | 29951.4049
1.0512 | 49.8747 | 906.0559 | 29903.92 | 1.0512 | 49.9359 | 951.8982 | 29951.3866
1.0516 | 49.8746 | 906.0394 | 29903.89 | 1.0516 | 49.9358 | 951.8903 | 29951.3683
1.052 | 49.8746 | 905.9878 | 29903.85 | 1.052 | 49.9358 | 951.8624 | 29951.35
1.0524 | 49.8745 | 905.9713 | 29903.81 | 1.0524 | 49.9358 | 951.8546 | 29951.3317
1.0528 | 49.8745 | 905.9197 | 29903.78 | 1.0528 | 49.9358 | 951.8267 | 29951.3134
1.0532 | 49.8745 | 905.9032 | 29903.74 | 1.0532 | 49.9357 | 951.8188 | 29951.2951
1.0536 | 49.8745 | 905.8516 | 29903.71 | 1.0536 | 49.9357 | 951.791 | 29951.2768
1.054 | 49.8744 | 905.8351 | 29903.67 | 1.054 | 49.9357 | 951.7831 | 29951.2585
1.0544 | 49.8744 | 905.7835 | 29903.64 | 1.0544 | 49.9357 | 951.7552 | 29951.2402
1.0548 | 49.8743 | 905.767 | 29903.6 | 1.0548 | 49.9356 | 951.7474 | 29951.2219
1.0552 | 49.8743 | 905.7154 | 29903.56 | 1.0552 | 49.9356 | 951.7195 | 29951.2036
1.0556 | 49.8742 | 905.6989 | 29903.53 | 1.0556 | 49.9356 | 951.7116 | 29951.1853
1.056 | 49.8742 | 905.6473 | 29903.49 | 1.056 | 49.9356 | 951.6838 | 29951.167
1.0564 | 49.8741 | 905.6308 | 29903.46 | 1.0564 | 49.9355 | 951.6759 | 29951.1487
1.0568 | 49.8741 | 905.5792 | 29903.42 | 1.0568 | 49.9355 | 951.648 | 29951.1304
1.0572 | 49.874 | 905.5627 | 29903.39 | 1.0572 | 49.9355 | 951.6402 | 29951.1121
1.0576 | 49.874 | 905.5111 | 29903.35 | 1.0576 | 49.9355 | 951.6123 | 29951.0938
1.058 | 49.8739 | 905.4946 | 29903.31 | 1.058 | 49.9354 | 951.6044 | 29951.0755
1.0584 | 49.8739 | 905.4431 | 29903.28 | 1.0584 | 49.9354 | 951.5766 | 29951.0572
1.0588 | 49.8738 | 905.4265 | 29903.24 | 1.0588 | 49.9354 | 951.5687 | 29951.0389
1.0592 | 49.8738 | 905.375 | 29903.21 | 1.0592 | 49.9354 | 951.5409 | 29951.0206
1.0596 | 49.8737 | 905.3584 | 29903.17 | 1.0596 | 49.9353 | 951.533 | 29951.0023
1.06 | 49.8737 | 905.3069 | 29903.14 | 1.06 | 49.9353 | 951.5051 | 29950.984
1.0604 | 49.8736 | 905.2904 | 29903.1 | 1.0604 | 49.9353 | 951.4972 | 29950.9657
1.0608 | 49.8736 | 905.2389 | 29903.06 | 1.0608 | 49.9353 | 951.4694 | 29950.9474
1.0612 | 49.8735 | 905.2223 | 29903.03 | 1.0612 | 49.9352 | 951.4615 | 29950.9291
1.0616 | 49.8735 | 905.1708 | 29902.99 | 1.0616 | 49.9352 | 951.4337 | 29950.9108
1.062 | 49.8734 | 905.1543 | 29902.96 | 1.062 | 49.9352 | 951.4258 | 29950.8925
1.0624 | 49.8734 | 905.1027 | 29902.92 | 1.0624 | 49.9352 | 951.398 | 29950.8742
1.0628 | 49.8734 | 905.0862 | 29902.89 | 1.0628 | 49.9351 | 951.3901 | 29950.8559
1.0632 | 49.8734 | 905.0347 | 29902.85 | 1.0632 | 49.9351 | 951.3622 | 29950.8376
1.0636 | 49.8733 | 905.0182 | 29902.81 | 1.0636 | 49.9351 | 951.3543 | 29950.8193
1.064 | 49.8733 | 904.9667 | 29902.78 | 1.064 | 49.9351 | 951.3265 | 29950.801
1.0644 | 49.8732 | 904.9501 | 29902.74 | 1.0644 | 49.935 | 951.3186 | 29950.7827
1.0648 | 49.8732 | 904.8986 | 29902.71 | 1.0648 | 49.935 | 951.2908 | 29950.7644
1.0652 | 49.8731 | 904.8821 | 29902.67 | 1.0652 | 49.935 | 951.2829 | 29950.7461
1.0656 | 49.8731 | 904.8306 | 29902.64 | 1.0656 | 49.935 | 951.2551 | 29950.7278
1.066 | 49.873 | 904.814 | 29902.6 | 1.066 | 49.9349 | 951.2472 | 29950.7095
1.0664 | 49.873 | 904.7626 | 29902.56 | 1.0664 | 49.9349 | 951.2194 | 29950.6912
1.0668 | 49.8729 | 904.746 | 29902.53 | 1.0668 | 49.9349 | 951.2115 | 29950.6729
1.0672 | 49.8729 | 904.6945 | 29902.49 | 1.0672 | 49.9349 | 951.1836 | 29950.6546
1.0676 | 49.8728 | 904.678 | 29902.46 | 1.0676 | 49.9349 | 951.1757 | 29950.6363
1.068 | 49.8728 | 904.6265 | 29902.42 | 1.068 | 49.9349 | 951.1479 | 29950.6181
1.0684 | 49.8727 | 904.61 | 29902.39 | 1.0684 | 49.9348 | 951.14 | 29950.5998
1.0688 | 49.8727 | 904.5585 | 29902.35 | 1.0688 | 49.9348 | 951.1122 | 29950.5815
1.0692 | 49.8726 | 904.542 | 29902.31 | 1.0692 | 49.9348 | 951.1043 | 29950.5632
1.0696 | 49.8726 | 904.4905 | 29902.28 | 1.0696 | 49.9348 | 951.0765 | 29950.5449
1.07 | 49.8725 | 904.474 | 29902.24 | 1.07 | 49.9347 | 951.0686 | 29950.5266
1.0704 | 49.8725 | 904.4225 | 29902.21 | 1.0704 | 49.9347 | 951.0408 | 29950.5083
1.0708 | 49.8725 | 904.406 | 29902.17 | 1.0708 | 49.9347 | 951.0329 | 29950.49
1.0712 | 49.8725 | 904.3545 | 29902.14 | 1.0712 | 49.9347 | 951.0051 | 29950.4717
1.0716 | 49.8724 | 904.338 | 29902.1 | 1.0716 | 49.9346 | 950.9972 | 29950.4534
1.072 | 49.8724 | 904.2865 | 29902.06 | 1.072 | 49.9346 | 950.9694 | 29950.4351
1.0724 | 49.8723 | 904.27 | 29902.03 | 1.0724 | 49.9346 | 950.9615 | 29950.4168
1.0728 | 49.8723 | 905.1283 | 29901.99 | 1.0728 | 49.9346 | 950.9337 | 29950.3985
1.0732 | 49.8722 | 905.1067 | 29901.96 | 1.0732 | 49.9345 | 950.9258 | 29950.3802
1.0736 | 49.8722 | 903.9327 | 29901.92 | 1.0736 | 49.9345 | 950.898 | 29950.3619
1.074 | 49.8721 | 904.4592 | 29901.89 | 1.074 | 49.9345 | 950.8901 | 29950.3436
1.0744 | 49.8721 | 903.3432 | 29901.85 | 1.0744 | 49.9345 | 950.8623 | 29950.3253
1.0748 | 49.872 | 903.9184 | 29901.81 | 1.0748 | 49.9344 | 950.8544 | 29950.307
1.0752 | 49.872 | 904.1619 | 29901.78 | 1.0752 | 49.9344 | 950.8266 | 29950.2887
1.0756 | 49.8719 | 904.0212 | 29901.74 | 1.0756 | 49.9344 | 950.8187 | 29950.2704
1.076 | 49.8719 | 903.3352 | 29901.71 | 1.076 | 49.9344 | 950.7909 | 29950.2522
1.0764 | 49.8718 | 903.4597 | 29901.67 | 1.0764 | 49.9343 | 950.7829 | 29950.2339
1.0768 | 49.8718 | 904.0376 | 29901.64 | 1.0768 | 49.9343 | 950.7552 | 29950.2156
1.0772 | 49.8717 | 903.7266 | 29901.6 | 1.0772 | 49.9343 | 950.7472 | 29950.1973
1.0776 | 49.8717 | 903.5149 | 29901.56 | 1.0776 | 49.9343 | 950.7195 | 29950.179
1.078 | 49.8716 | 903.6125 | 29901.53 | 1.078 | 49.9342 | 950.7116 | 29950.1607
1.0784 | 49.8716 | 903.9576 | 29901.49 | 1.0784 | 49.9342 | 950.6838 | 29950.1424
1.0788 | 49.8715 | 903.6582 | 29901.46 | 1.0788 | 49.9342 | 950.6759 | 29950.1241
1.0792 | 49.8715 | 903.834 | 29901.42 | 1.0792 | 49.9342 | 950.6481 | 29950.1058
1.0796 | 49.8715 | 903.7392 | 29901.39 | 1.0796 | 49.9341 | 950.6402 | 29950.0875
1.08 | 49.8715 | 903.6409 | 29901.35 | 1.08 | 49.9341 | 950.6124 | 29950.0692
1.0804 | 49.8714 | 904.023 | 29901.31 | 1.0804 | 49.9341 | 950.6045 | 29950.0509
1.0808 | 49.8714 | 903.5735 | 29901.28 | 1.0808 | 49.9341 | 950.5767 | 29950.0327
1.0812 | 49.8713 | 903.53 | 29901.24 | 1.0812 | 49.934 | 950.5688 | 29950.0144
1.0816 | 49.8713 | 903.4729 | 29901.21 | 1.0816 | 49.934 | 950.541 | 29949.9961
1.082 | 49.8712 | 903.455 | 29901.17 | 1.082 | 49.934 | 950.5331 | 29949.9778
1.0824 | 49.8712 | 903.4032 | 29901.14 | 1.0824 | 49.934 | 950.5053 | 29949.9595
1.0828 | 49.8711 | 903.3867 | 29901.1 | 1.0828 | 49.9339 | 950.4974 | 29949.9412
1.0832 | 49.8711 | 903.3352 | 29901.06 | 1.0832 | 49.9339 | 950.4696 | 29949.9229
1.0836 | 49.871 | 903.3187 | 29901.03 | 1.0836 | 49.9339 | 950.4617 | 29949.9046
1.084 | 49.871 | 903.2673 | 29900.99 | 1.084 | 49.9339 | 950.4339 | 29949.8863
1.0844 | 49.8709 | 903.2508 | 29900.96 | 1.0844 | 49.9339 | 950.426 | 29949.868
1.0848 | 49.8709 | 903.1994 | 29900.92 | 1.0848 | 49.9339 | 950.3982 | 29949.8498
1.0852 | 49.8708 | 903.1829 | 29900.89 | 1.0852 | 49.9338 | 950.3903 | 29949.8315
1.0856 | 49.8708 | 903.1315 | 29900.85 | 1.0856 | 49.9338 | 950.3626 | 29949.8132
1.086 | 49.8707 | 903.115 | 29900.81 | 1.086 | 49.9338 | 950.3546 | 29949.7949
1.0864 | 49.8707 | 903.0636 | 29900.78 | 1.0864 | 49.9338 | 950.3269 | 29949.7766
1.0868 | 49.8706 | 903.0471 | 29900.74 | 1.0868 | 49.9337 | 950.3189 | 29949.7583
1.0872 | 49.8706 | 902.9957 | 29900.71 | 1.0872 | 49.9337 | 950.2912 | 29949.74
1.0876 | 49.8706 | 902.9792 | 29900.67 | 1.0876 | 49.9337 | 950.2833 | 29949.7217
1.088 | 49.8706 | 902.9278 | 29900.64 | 1.088 | 49.9337 | 950.2555 | 29949.7034
1.0884 | 49.8705 | 902.9113 | 29900.6 | 1.0884 | 49.9336 | 950.2476 | 29949.6852
1.0888 | 49.8705 | 902.8599 | 29900.56 | 1.0888 | 49.9336 | 950.2198 | 29949.6669
1.0892 | 49.8704 | 902.8434 | 29900.53 | 1.0892 | 49.9336 | 950.2119 | 29949.6486
1.0896 | 49.8704 | 902.792 | 29900.49 | 1.0896 | 49.9336 | 950.1842 | 29949.6303
1.09 | 49.8703 | 902.7755 | 29900.46 | 1.09 | 49.9335 | 950.1762 | 29949.612
1.0904 | 49.8703 | 902.7241 | 29900.42 | 1.0904 | 49.9335 | 950.1485 | 29949.5937
1.0908 | 49.8702 | 902.7076 | 29900.39 | 1.0908 | 49.9335 | 950.1405 | 29949.5754
1.0912 | 49.8702 | 902.6563 | 29900.35 | 1.0912 | 49.9335 | 950.1128 | 29949.5571
1.0916 | 49.8701 | 902.6398 | 29900.31 | 1.0916 | 49.9334 | 950.1049 | 29949.5389
1.092 | 49.8701 | 902.5884 | 29900.28 | 1.092 | 49.9334 | 950.0771 | 29949.5206
1.0924 | 49.87 | 902.5719 | 29900.24 | 1.0924 | 49.9334 | 950.0692 | 29949.5023
1.0928 | 49.87 | 902.5205 | 29900.21 | 1.0928 | 49.9334 | 950.0372 | 29949.484
1.0932 | 49.8699 | 902.504 | 29900.17 | 1.0932 | 49.9333 | 949.8917 | 29949.4657
1.0936 | 49.8699 | 902.4527 | 29900.14 | 1.0936 | 49.9333 | 950.1787 | 29949.4474
1.094 | 49.8698 | 902.4362 | 29900.1 | 1.094 | 49.9333 | 949.9974 | 29949.4291
1.0944 | 49.8698 | 902.3848 | 29900.06 | 1.0944 | 49.9333 | 949.9702 | 29949.4109
1.0948 | 49.8697 | 902.3683 | 29900.03 | 1.0948 | 49.9332 | 949.9624 | 29949.3926
1.0952 | 49.8697 | 902.317 | 29899.99 | 1.0952 | 49.9332 | 949.9344 | 29949.3743
1.0956 | 49.8696 | 902.3005 | 29899.96 | 1.0956 | 49.9332 | 949.9268 | 29949.356
1.096 | 49.8696 | 902.2491 | 29899.92 | 1.096 | 49.9332 | 949.8884 | 29949.3377
1.0964 | 49.8695 | 902.2326 | 29899.89 | 1.0964 | 49.9331 | 950.4361 | 29949.3194
1.0968 | 49.8695 | 902.1813 | 29899.85 | 1.0968 | 49.9331 | 949.0371 | 29949.3011
1.0972 | 49.8695 | 902.1648 | 29899.82 | 1.0972 | 49.9331 | 949.3426 | 29949.2829
1.0976 | 49.8695 | 902.1134 | 29899.78 | 1.0976 | 49.9331 | 949.2401 | 29949.2646
1.098 | 49.8694 | 902.097 | 29899.74 | 1.098 | 49.933 | 949.4499 | 29949.2463
1.0984 | 49.8694 | 902.0456 | 29899.71 | 1.0984 | 49.933 | 949.7502 | 29949.228
1.0988 | 49.8693 | 902.0291 | 29899.67 | 1.0988 | 49.933 | 950.0115 | 29949.2097
1.0992 | 49.8693 | 901.9778 | 29899.64 | 1.0992 | 49.933 | 949.7092 | 29949.1914
1.0996 | 49.8692 | 901.9613 | 29899.6 | 1.0996 | 49.9329 | 949.6045 | 29949.1732
1.1 | 49.8692 | 901.91 | 29899.57 | 1.1 | 49.9329 | 949.4531 | 29949.1549
1.1004 | 49.8691 | 901.8935 | 29899.53 | 1.1004 | 49.9329 | 949.7381 | 29949.1366
1.1008 | 49.8691 | 901.8422 | 29899.49 | 1.1008 | 49.9329 | 949.7669 | 29949.1183
1.1012 | 49.869 | 901.8257 | 29899.46 | 1.1012 | 49.9329 | 949.6987 | 29949.1
1.1016 | 49.869 | 901.7743 | 29899.42 | 1.1016 | 49.9329 | 949.6539 | 29949.0817
1.102 | 49.8689 | 901.7579 | 29899.39 | 1.102 | 49.9328 | 949.642 | 29949.0635
1.1024 | 49.8689 | 901.7065 | 29899.35 | 1.1024 | 49.9328 | 949.6139 | 29949.0452
1.1028 | 49.8688 | 901.6901 | 29899.32 | 1.1028 | 49.9328 | 949.6052 | 29949.0269
1.1032 | 49.8688 | 901.6387 | 29899.28 | 1.1032 | 49.9328 | 949.578 | 29949.0086
1.1036 | 49.8687 | 901.6223 | 29899.24 | 1.1036 | 49.9327 | 949.5695 | 29948.9903
1.104 | 49.8687 | 901.571 | 29899.21 | 1.104 | 49.9327 | 949.5423 | 29948.9721
1.1044 | 49.8687 | 901.5545 | 29899.17 | 1.1044 | 49.9327 | 949.5338 | 29948.9538
1.1048 | 49.8687 | 901.5032 | 29899.14 | 1.1048 | 49.9327 | 949.5067 | 29948.9355
1.1052 | 49.8686 | 901.4867 | 29899.1 | 1.1052 | 49.9326 | 949.4982 | 29948.9172
1.1056 | 49.8686 | 901.4354 | 29899.07 | 1.1056 | 49.9326 | 949.471 | 29948.8989
1.106 | 49.8685 | 901.4189 | 29899.03 | 1.106 | 49.9326 | 949.4625 | 29948.8806
1.1064 | 49.8685 | 901.3676 | 29898.99 | 1.1064 | 49.9326 | 949.4354 | 29948.8624
1.1068 | 49.8684 | 901.3511 | 29898.96 | 1.1068 | 49.9325 | 949.4269 | 29948.8441
1.1072 | 49.8684 | 901.2998 | 29898.92 | 1.1072 | 49.9325 | 949.3997 | 29948.8258
1.1076 | 49.8683 | 901.2833 | 29898.89 | 1.1076 | 49.9325 | 949.3912 | 29948.8075
1.108 | 49.8683 | 901.2321 | 29898.85 | 1.108 | 49.9325 | 949.3641 | 29948.7892
1.1084 | 49.8682 | 901.2156 | 29898.82 | 1.1084 | 49.9324 | 949.3556 | 29948.771
1.1088 | 49.8682 | 901.1643 | 29898.78 | 1.1088 | 49.9324 | 949.3284 | 29948.7527
1.1092 | 49.8681 | 901.1478 | 29898.75 | 1.1092 | 49.9324 | 949.3199 | 29948.7344
1.1096 | 49.8681 | 901.0965 | 29898.71 | 1.1096 | 49.9324 | 949.2928 | 29948.7161
1.11 | 49.868 | 901.08 | 29898.67 | 1.11 | 49.9323 | 949.2843 | 29948.6978
1.1104 | 49.868 | 901.0288 | 29898.64 | 1.1104 | 49.9323 | 949.2571 | 29948.6796
1.1108 | 49.8679 | 901.0123 | 29898.6 | 1.1108 | 49.9323 | 949.2486 | 29948.6613
1.1112 | 49.8679 | 900.961 | 29898.57 | 1.1112 | 49.9323 | 949.2215 | 29948.643
1.1116 | 49.8678 | 900.9445 | 29898.53 | 1.1116 | 49.9322 | 949.213 | 29948.6247
1.112 | 49.8678 | 900.8933 | 29898.5 | 1.112 | 49.9322 | 949.1859 | 29948.6065
1.1124 | 49.8677 | 900.8768 | 29898.46 | 1.1124 | 49.9322 | 949.1773 | 29948.5882
1.1128 | 49.8678 | 900.8255 | 29898.42 | 1.1128 | 49.9322 | 949.1502 | 29948.5699
1.1132 | 49.8676 | 900.8091 | 29898.39 | 1.1132 | 49.9321 | 949.1417 | 29948.5516
1.1136 | 49.8676 | 900.7578 | 29898.35 | 1.1136 | 49.9321 | 949.1146 | 29948.5333
1.114 | 49.8676 | 900.7413 | 29898.32 | 1.114 | 49.9321 | 949.1061 | 29948.5151
1.1144 | 49.8676 | 900.6901 | 29898.28 | 1.1144 | 49.9321 | 949.0789 | 29948.4968
1.1148 | 49.8675 | 900.6736 | 29898.25 | 1.1148 | 49.932 | 949.0704 | 29948.4785
1.1152 | 49.8675 | 900.6224 | 29898.21 | 1.1152 | 49.932 | 949.0433 | 29948.4602
1.1156 | 49.8674 | 900.6059 | 29898.17 | 1.1156 | 49.932 | 949.0348 | 29948.442
1.116 | 49.8674 | 900.5546 | 29898.14 | 1.116 | 49.932 | 949.0077 | 29948.4237
1.1164 | 49.8673 | 900.5382 | 29898.1 | 1.1164 | 49.932 | 948.9991 | 29948.4054
1.1168 | 49.8673 | 900.4869 | 29898.07 | 1.1168 | 49.932 | 948.972 | 29948.3871
1.1172 | 49.8672 | 900.4704 | 29898.03 | 1.1172 | 49.9319 | 948.9635 | 29948.3689
1.1176 | 49.8672 | 900.4192 | 29898 | 1.1176 | 49.9319 | 948.9364 | 29948.3506
1.118 | 49.8671 | 900.4027 | 29897.96 | 1.118 | 49.9319 | 948.9279 | 29948.3323
1.1184 | 49.8671 | 900.3515 | 29897.93 | 1.1184 | 49.9319 | 948.9008 | 29948.314
1.1188 | 49.867 | 900.335 | 29897.89 | 1.1188 | 49.9318 | 948.8922 | 29948.2957
1.1192 | 49.867 | 900.2838 | 29897.85 | 1.1192 | 49.9318 | 948.8651 | 29948.2775
1.1196 | 49.8669 | 900.2673 | 29897.82 | 1.1196 | 49.9318 | 948.8566 | 29948.2592
1.12 | 49.8669 | 900.2161 | 29897.78 | 1.12 | 49.9318 | 949.0267 | 29948.2409
1.1204 | 49.8668 | 900.1996 | 29897.75 | 1.1204 | 49.9317 | 948.9538 | 29948.2226
1.1208 | 49.8668 | 900.1484 | 29897.71 | 1.1208 | 49.9317 | 948.3838 | 29948.2044
1.1212 | 49.8668 | 900.1319 | 29897.68 | 1.1212 | 49.9317 | 948.8637 | 29948.1861
1.1216 | 49.8668 | 900.0633 | 29897.64 | 1.1216 | 49.9317 | 949.1396 | 29948.1678
1.122 | 49.8667 | 901.1505 | 29897.6 | 1.122 | 49.9316 | 948.7783 | 29948.1495
1.1224 | 49.8667 | 900.1119 | 29897.57 | 1.1224 | 49.9316 | 948.1942 | 29948.1313
1.1228 | 49.8666 | 899.9953 | 29897.53 | 1.1228 | 49.9316 | 948.5448 | 29948.113
1.1232 | 49.8666 | 900.0143 | 29897.5 | 1.1232 | 49.9316 | 948.8429 | 29948.0947
1.1236 | 49.8665 | 899.47 | 29897.46 | 1.1236 | 49.9315 | 948.5209 | 29948.0765
1.124 | 49.8665 | 900.0155 | 29897.43 | 1.124 | 49.9315 | 948.6794 | 29948.0582
1.1244 | 49.8664 | 900.6688 | 29897.39 | 1.1244 | 49.9315 | 948.9261 | 29948.0399
1.1248 | 49.8664 | 899.9992 | 29897.36 | 1.1248 | 49.9315 | 948.5814 | 29948.0216
1.1252 | 49.8663 | 899.5081 | 29897.32 | 1.1252 | 49.9314 | 948.5271 | 29948.0034
1.1256 | 49.8663 | 898.9978 | 29897.28 | 1.1256 | 49.9314 | 948.5672 | 29947.9851
1.126 | 49.8662 | 899.5267 | 29897.25 | 1.126 | 49.9314 | 948.5667 | 29947.9668
1.1264 | 49.8662 | 899.7038 | 29897.21 | 1.1264 | 49.9314 | 948.5438 | 29947.9485
1.1268 | 49.8661 | 899.6838 | 29897.18 | 1.1268 | 49.9313 | 948.5357 | 29947.9303
1.1272 | 49.8661 | 899.5911 | 29897.14 | 1.1272 | 49.9313 | 948.5089 | 29947.912
1.1276 | 49.866 | 899.6687 | 29897.11 | 1.1276 | 49.9313 | 948.5003 | 29947.8937
1.128 | 49.866 | 899.597 | 29897.07 | 1.128 | 49.9313 | 948.4733 | 29947.8755
1.1284 | 49.8659 | 899.4313 | 29897.03 | 1.1284 | 49.9312 | 948.4647 | 29947.8572
1.1288 | 49.8659 | 899.4652 | 29897 | 1.1288 | 49.9312 | 948.4377 | 29947.8389
1.1292 | 49.8659 | 899.4491 | 29896.96 | 1.1292 | 49.9312 | 948.4291 | 29947.8206
1.1296 | 49.8659 | 899.4039 | 29896.93 | 1.1296 | 49.9312 | 948.4021 | 29947.8024
1.13 | 49.8658 | 899.3874 | 29896.89 | 1.13 | 49.9311 | 948.3935 | 29947.7841
1.1304 | 49.8658 | 899.3366 | 29896.86 | 1.1304 | 49.9311 | 948.3665 | 29947.7658
1.1308 | 49.8657 | 899.3198 | 29896.82 | 1.1308 | 49.9311 | 948.3578 | 29947.7476
1.1312 | 49.8657 | 899.269 | 29896.79 | 1.1312 | 49.9311 | 948.3309 | 29947.7293
1.1316 | 49.8656 | 899.2522 | 29896.75 | 1.1316 | 49.931 | 948.3222 | 29947.711
1.132 | 49.8656 | 899.2014 | 29896.71 | 1.132 | 49.931 | 948.2953 | 29947.6927
1.1324 | 49.8655 | 899.1846 | 29896.68 | 1.1324 | 49.931 | 948.2866 | 29947.6745
1.1328 | 49.8655 | 899.1338 | 29896.64 | 1.1328 | 49.931 | 948.2597 | 29947.6562
1.1332 | 49.8654 | 899.117 | 29896.61 | 1.1332 | 49.931 | 948.251 | 29947.6379
1.1336 | 49.8654 | 899.0662 | 29896.57 | 1.1336 | 49.931 | 948.2241 | 29947.6197
1.134 | 49.8653 | 899.0494 | 29896.54 | 1.134 | 49.9309 | 948.2154 | 29947.6014
1.1344 | 49.8653 | 898.9986 | 29896.5 | 1.1344 | 49.9309 | 948.1885 | 29947.5831
1.1348 | 49.8652 | 898.9818 | 29896.46 | 1.1348 | 49.9309 | 948.1798 | 29947.5649
1.1352 | 49.8652 | 898.931 | 29896.43 | 1.1352 | 49.9309 | 948.1529 | 29947.5466
1.1356 | 49.8651 | 898.9142 | 29896.39 | 1.1356 | 49.9308 | 948.1442 | 29947.5283
1.136 | 49.8651 | 898.8634 | 29896.36 | 1.136 | 49.9308 | 948.1173 | 29947.5101
1.1364 | 49.865 | 898.8466 | 29896.32 | 1.1364 | 49.9308 | 948.1086 | 29947.4918
1.1368 | 49.865 | 898.7958 | 29896.29 | 1.1368 | 49.9308 | 948.0817 | 29947.4735
1.1372 | 49.865 | 898.779 | 29896.25 | 1.1372 | 49.9307 | 948.073 | 29947.4552
1.1376 | 49.865 | 898.7282 | 29896.22 | 1.1376 | 49.9307 | 948.0461 | 29947.437
1.138 | 49.8649 | 898.7114 | 29896.18 | 1.138 | 49.9307 | 948.0374 | 29947.4187
1.1384 | 49.8649 | 898.6606 | 29896.14 | 1.1384 | 49.9307 | 948.0105 | 29947.4004
1.1388 | 49.8648 | 898.6438 | 29896.11 | 1.1388 | 49.9306 | 948.0018 | 29947.3822
1.1392 | 49.8648 | 898.5931 | 29896.07 | 1.1392 | 49.9306 | 947.9749 | 29947.3639
1.1396 | 49.8647 | 898.5762 | 29896.04 | 1.1396 | 49.9306 | 947.9662 | 29947.3456
1.14 | 49.8647 | 898.5255 | 29896 | 1.14 | 49.9306 | 947.9393 | 29947.3274
1.1404 | 49.8646 | 898.5087 | 29895.97 | 1.1404 | 49.9305 | 947.9306 | 29947.3091
1.1408 | 49.8646 | 898.4579 | 29895.93 | 1.1408 | 49.9305 | 947.9037 | 29947.2908
1.1412 | 49.8645 | 898.4411 | 29895.89 | 1.1412 | 49.9305 | 947.895 | 29947.2726
1.1416 | 49.8645 | 898.3904 | 29895.86 | 1.1416 | 49.9305 | 947.8681 | 29947.2543
1.142 | 49.8644 | 898.3736 | 29895.82 | 1.142 | 49.9304 | 947.8594 | 29947.236
1.1424 | 49.8644 | 898.3228 | 29895.79 | 1.1424 | 49.9304 | 947.8325 | 29947.2178
1.1428 | 49.8643 | 898.306 | 29895.75 | 1.1428 | 49.9304 | 947.8238 | 29947.1995
1.1432 | 49.8643 | 898.2553 | 29895.72 | 1.1432 | 49.9304 | 947.7969 | 29947.1812
1.1436 | 49.8642 | 898.2384 | 29895.68 | 1.1436 | 49.9303 | 947.7882 | 29947.163
1.144 | 49.8642 | 898.4897 | 29895.65 | 1.144 | 49.9303 | 947.7613 | 29947.1447
1.1444 | 49.8641 | 898.4316 | 29895.61 | 1.1444 | 49.9303 | 947.7526 | 29947.1265
1.1448 | 49.8641 | 897.6477 | 29895.57 | 1.1448 | 49.9303 | 947.7257 | 29947.1082
1.1452 | 49.864 | 897.7973 | 29895.54 | 1.1452 | 49.9302 | 947.717 | 29947.0899
1.1456 | 49.864 | 898.0596 | 29895.5 | 1.1456 | 49.9302 | 947.6901 | 29947.0717
1.146 | 49.864 | 898.0621 | 29895.47 | 1.146 | 49.9302 | 947.6815 | 29947.0534
1.1464 | 49.864 | 898.0462 | 29895.43 | 1.1464 | 49.9302 | 947.6545 | 29947.0351
1.1468 | 49.8639 | 897.9624 | 29895.4 | 1.1468 | 49.9301 | 947.6459 | 29947.0169
1.1472 | 49.8639 | 897.8971 | 29895.36 | 1.1472 | 49.9301 | 947.6189 | 29946.9986
1.1476 | 49.8638 | 897.9007 | 29895.33 | 1.1476 | 49.9301 | 947.6103 | 29946.9803
1.148 | 49.8638 | 897.8489 | 29895.29 | 1.148 | 49.9301 | 947.5834 | 29946.9621
1.1484 | 49.8637 | 897.8332 | 29895.25 | 1.1484 | 49.9301 | 947.5747 | 29946.9438
1.1488 | 49.8637 | 897.7825 | 29895.22 | 1.1488 | 49.9301 | 947.5478 | 29946.9256
1.1492 | 49.8636 | 897.7659 | 29895.18 | 1.1492 | 49.93 | 947.5391 | 29946.9073
1.1496 | 49.8636 | 897.715 | 29895.15 | 1.1496 | 49.93 | 947.5122 | 29946.889
1.15 | 49.8635 | 897.6984 | 29895.11 | 1.15 | 49.93 | 947.5035 | 29946.8708
1.1504 | 49.8635 | 897.6475 | 29895.08 | 1.1504 | 49.93 | 947.4766 | 29946.8525
1.1508 | 49.8634 | 897.6309 | 29895.04 | 1.1508 | 49.9299 | 947.468 | 29946.8342
1.1512 | 49.8634 | 897.58 | 29895.01 | 1.1512 | 49.9299 | 947.441 | 29946.816
1.1516 | 49.8633 | 897.5634 | 29894.97 | 1.1516 | 49.9299 | 947.4324 | 29946.7977
1.152 | 49.8633 | 897.5125 | 29894.93 | 1.152 | 49.9299 | 947.4055 | 29946.7795
1.1524 | 49.8632 | 897.4959 | 29894.9 | 1.1524 | 49.9298 | 947.3968 | 29946.7612
1.1528 | 49.8632 | 897.445 | 29894.86 | 1.1528 | 49.9298 | 947.3699 | 29946.7429
1.1532 | 49.8631 | 897.4284 | 29894.83 | 1.1532 | 49.9298 | 947.3612 | 29946.7247
1.1536 | 49.8631 | 897.3775 | 29894.79 | 1.1536 | 49.9298 | 947.3343 | 29946.7064
1.154 | 49.8631 | 897.361 | 29894.76 | 1.154 | 49.9297 | 947.3257 | 29946.6881
1.1544 | 49.8631 | 897.31 | 29894.72 | 1.1544 | 49.9297 | 947.2987 | 29946.6699
1.1548 | 49.863 | 897.2935 | 29894.68 | 1.1548 | 49.9297 | 947.2901 | 29946.6516
1.1552 | 49.863 | 897.2426 | 29894.65 | 1.1552 | 49.9297 | 947.2632 | 29946.6334
1.1556 | 49.8629 | 897.226 | 29894.61 | 1.1556 | 49.9296 | 947.2545 | 29946.6151
1.156 | 49.8629 | 897.1751 | 29894.58 | 1.156 | 49.9296 | 947.2276 | 29946.5968
1.1564 | 49.8628 | 897.1585 | 29894.54 | 1.1564 | 49.9296 | 947.2189 | 29946.5786
1.1568 | 49.8628 | 897.1076 | 29894.51 | 1.1568 | 49.9296 | 947.192 | 29946.5603
1.1572 | 49.8627 | 897.0911 | 29894.47 | 1.1572 | 49.9295 | 947.1834 | 29946.5421
1.1576 | 49.8627 | 897.0402 | 29894.44 | 1.1576 | 49.9295 | 947.1565 | 29946.5238
1.158 | 49.8626 | 897.0236 | 29894.4 | 1.158 | 49.9295 | 947.1478 | 29946.5055
1.1584 | 49.8626 | 896.9727 | 29894.36 | 1.1584 | 49.9295 | 947.1209 | 29946.4873
1.1588 | 49.8625 | 896.9561 | 29894.33 | 1.1588 | 49.9294 | 947.1122 | 29946.469
1.1592 | 49.8625 | 896.9052 | 29894.29 | 1.1592 | 49.9294 | 947.0853 | 29946.4508
1.1596 | 49.8624 | 896.8887 | 29894.26 | 1.1596 | 49.9294 | 947.0767 | 29946.4325
1.16 | 49.8624 | 896.8378 | 29894.22 | 1.16 | 49.9294 | 947.0498 | 29946.4142
1.1604 | 49.8623 | 896.8212 | 29894.19 | 1.1604 | 49.9293 | 947.0411 | 29946.396
1.1608 | 49.8623 | 896.7704 | 29894.15 | 1.1608 | 49.9293 | 947.0142 | 29946.3777
1.1612 | 49.8623 | 896.7538 | 29894.12 | 1.1612 | 49.9293 | 947.0056 | 29946.3595
1.1616 | 49.8623 | 896.7029 | 29894.08 | 1.1616 | 49.9293 | 946.9786 | 29946.3412
1.162 | 49.8622 | 896.6864 | 29894.04 | 1.162 | 49.9292 | 946.97 | 29946.323
1.1624 | 49.8622 | 896.6355 | 29894.01 | 1.1624 | 49.9292 | 946.9431 | 29946.3047
1.1628 | 49.8621 | 896.6189 | 29893.97 | 1.1628 | 49.9292 | 946.9344 | 29946.2864
1.1632 | 49.8621 | 896.5681 | 29893.94 | 1.1632 | 49.9292 | 946.9075 | 29946.2682
1.1636 | 49.862 | 896.5515 | 29893.9 | 1.1636 | 49.9292 | 946.8989 | 29946.2499
1.164 | 49.862 | 896.5006 | 29893.87 | 1.164 | 49.9292 | 946.872 | 29946.2317
1.1644 | 49.8619 | 896.4841 | 29893.83 | 1.1644 | 49.9291 | 946.8633 | 29946.2134
1.1648 | 49.8619 | 896.4332 | 29893.8 | 1.1648 | 49.9291 | 946.8364 | 29946.1952
1.1652 | 49.8618 | 896.4167 | 29893.76 | 1.1652 | 49.9291 | 946.8278 | 29946.1769
1.1656 | 49.8618 | 896.3658 | 29893.72 | 1.1656 | 49.9291 | 946.8009 | 29946.1586
1.166 | 49.8617 | 896.3493 | 29893.69 | 1.166 | 49.929 | 946.7922 | 29946.1404
1.1664 | 49.8617 | 896.2984 | 29893.65 | 1.1664 | 49.929 | 946.7653 | 29946.1221
1.1668 | 49.8616 | 896.2819 | 29893.62 | 1.1668 | 49.929 | 946.7567 | 29946.1039
1.1672 | 49.8616 | 896.231 | 29893.58 | 1.1672 | 49.929 | 946.7298 | 29946.0856
1.1676 | 49.8615 | 896.2144 | 29893.55 | 1.1676 | 49.9289 | 946.7211 | 29946.0674
1.168 | 49.8615 | 896.1636 | 29893.51 | 1.168 | 49.9289 | 946.6942 | 29946.0491
1.1684 | 49.8614 | 896.1471 | 29893.48 | 1.1684 | 49.9289 | 946.6855 | 29946.0309
1.1688 | 49.8614 | 896.0962 | 29893.44 | 1.1688 | 49.9289 | 946.6586 | 29946.0126
1.1692 | 49.8614 | 896.0797 | 29893.4 | 1.1692 | 49.9288 | 946.65 | 29945.9943
1.1696 | 49.8614 | 896.0288 | 29893.37 | 1.1696 | 49.9288 | 946.6231 | 29945.9761
1.17 | 49.8613 | 896.0123 | 29893.33 | 1.17 | 49.9288 | 946.6144 | 29945.9578
1.1704 | 49.8613 | 895.9614 | 29893.3 | 1.1704 | 49.9288 | 946.5876 | 29945.9396
1.1708 | 49.8612 | 895.9449 | 29893.26 | 1.1708 | 49.9287 | 946.5789 | 29945.9213
1.1712 | 49.8612 | 895.8941 | 29893.23 | 1.1712 | 49.9287 | 946.552 | 29945.9031
1.1716 | 49.8611 | 895.8775 | 29893.19 | 1.1716 | 49.9287 | 946.5434 | 29945.8848
1.172 | 49.8611 | 895.8267 | 29893.16 | 1.172 | 49.9287 | 946.5165 | 29945.8666
1.1724 | 49.861 | 895.8101 | 29893.12 | 1.1724 | 49.9286 | 946.5078 | 29945.8483
1.1728 | 49.861 | 895.7593 | 29893.08 | 1.1728 | 49.9286 | 946.4809 | 29945.8301
1.1732 | 49.8609 | 895.7428 | 29893.05 | 1.1732 | 49.9286 | 946.4723 | 29945.8118
1.1736 | 49.8609 | 895.692 | 29893.01 | 1.1736 | 49.9286 | 946.4454 | 29945.7936
1.174 | 49.8608 | 895.6754 | 29892.98 | 1.174 | 49.9285 | 946.4367 | 29945.7753
1.1744 | 49.8608 | 895.6246 | 29892.94 | 1.1744 | 49.9285 | 946.4098 | 29945.757
1.1748 | 49.8607 | 895.6081 | 29892.91 | 1.1748 | 49.9285 | 946.4012 | 29945.7388
1.1752 | 49.8607 | 895.5572 | 29892.87 | 1.1752 | 49.9285 | 946.3743 | 29945.7205
1.1756 | 49.8606 | 895.5407 | 29892.84 | 1.1756 | 49.9284 | 946.3656 | 29945.7023
1.176 | 49.8606 | 895.4899 | 29892.8 | 1.176 | 49.9284 | 946.3388 | 29945.684
1.1764 | 49.8605 | 895.4734 | 29892.76 | 1.1764 | 49.9284 | 946.3301 | 29945.6658
1.1768 | 49.8605 | 895.4225 | 29892.73 | 1.1768 | 49.9284 | 946.7943 | 29945.6475
1.1772 | 49.8605 | 895.406 | 29892.69 | 1.1772 | 49.9283 | 946.7953 | 29945.6293
1.1776 | 49.8605 | 895.3552 | 29892.66 | 1.1776 | 49.9283 | 945.5112 | 29945.611
1.178 | 49.8604 | 895.3387 | 29892.62 | 1.178 | 49.9283 | 945.9776 | 29945.5928
1.1784 | 49.8604 | 895.2879 | 29892.59 | 1.1784 | 49.9283 | 945.9297 | 29945.5745
1.1788 | 49.8603 | 895.2713 | 29892.55 | 1.1788 | 49.9283 | 946.0548 | 29945.5563
1.1792 | 49.8603 | 895.2205 | 29892.52 | 1.1792 | 49.9283 | 946.6148 | 29945.538
1.1796 | 49.8602 | 895.204 | 29892.48 | 1.1796 | 49.9282 | 946.4009 | 29945.5198
1.18 | 49.8602 | 895.1532 | 29892.44 | 1.18 | 49.9282 | 945.9995 | 29945.5015
1.1804 | 49.8601 | 895.1367 | 29892.41 | 1.1804 | 49.9282 | 946.0122 | 29945.4833
1.1808 | 49.8601 | 895.0859 | 29892.37 | 1.1808 | 49.9282 | 946.5119 | 29945.465
1.1812 | 49.86 | 895.0694 | 29892.34 | 1.1812 | 49.9281 | 946.7766 | 29945.4468
1.1816 | 49.86 | 895.0186 | 29892.3 | 1.1816 | 49.9281 | 946.6654 | 29945.4285
1.182 | 49.8599 | 895.0021 | 29892.27 | 1.182 | 49.9281 | 946.003 | 29945.4103
1.1824 | 49.8599 | 894.9513 | 29892.23 | 1.1824 | 49.9281 | 946.202 | 29945.392
1.1828 | 49.8598 | 894.9348 | 29892.2 | 1.1828 | 49.928 | 945.8562 | 29945.3738
1.1832 | 49.8598 | 894.884 | 29892.16 | 1.1832 | 49.928 | 944.7834 | 29945.3555
1.1836 | 49.8597 | 894.8675 | 29892.12 | 1.1836 | 49.928 | 945.8575 | 29945.3373
1.184 | 49.8597 | 894.8167 | 29892.09 | 1.184 | 49.928 | 946.2099 | 29945.319
1.1844 | 49.8596 | 894.8002 | 29892.05 | 1.1844 | 49.9279 | 945.9057 | 29945.3008
1.1848 | 49.8596 | 894.7494 | 29892.02 | 1.1848 | 49.9279 | 946.0086 | 29945.2825
1.1852 | 49.8595 | 894.7329 | 29891.98 | 1.1852 | 49.9279 | 945.8741 | 29945.2643
1.1856 | 49.8595 | 894.6821 | 29891.95 | 1.1856 | 49.9279 | 945.4976 | 29945.246
1.186 | 49.8595 | 894.6656 | 29891.91 | 1.186 | 49.9278 | 945.7747 | 29945.2278
1.1864 | 49.8595 | 894.6148 | 29891.88 | 1.1864 | 49.9278 | 946.0158 | 29945.2095
1.1868 | 49.8594 | 894.5983 | 29891.84 | 1.1868 | 49.9278 | 945.9246 | 29945.1913
1.1872 | 49.8594 | 894.5475 | 29891.8 | 1.1872 | 49.9278 | 945.8476 | 29945.173
1.1876 | 49.8593 | 894.531 | 29891.77 | 1.1876 | 49.9277 | 945.8377 | 29945.1548
1.188 | 49.8593 | 894.4803 | 29891.73 | 1.188 | 49.9277 | 945.8062 | 29945.1366
1.1884 | 49.8592 | 894.4637 | 29891.7 | 1.1884 | 49.9277 | 945.7975 | 29945.1183
1.1888 | 49.8592 | 894.413 | 29891.66 | 1.1888 | 49.9277 | 945.7704 | 29945.1001
1.1892 | 49.8591 | 894.3965 | 29891.63 | 1.1892 | 49.9276 | 945.7617 | 29945.0818
1.1896 | 49.8591 | 894.3457 | 29891.59 | 1.1896 | 49.9276 | 945.7348 | 29945.0636
1.19 | 49.859 | 894.3292 | 29891.56 | 1.19 | 49.9276 | 945.7261 | 29945.0453
1.1904 | 49.859 | 894.2785 | 29891.52 | 1.1904 | 49.9276 | 945.6993 | 29945.0271
1.1908 | 49.8589 | 894.262 | 29891.49 | 1.1908 | 49.9275 | 945.6906 | 29945.0088
1.1912 | 49.8589 | 894.2112 | 29891.45 | 1.1912 | 49.9275 | 945.6638 | 29944.9906
1.1916 | 49.8588 | 894.1947 | 29891.41 | 1.1916 | 49.9275 | 945.6551 | 29944.9723
1.192 | 49.8588 | 894.144 | 29891.38 | 1.192 | 49.9275 | 945.6283 | 29944.9541
1.1924 | 49.8588 | 894.1274 | 29891.34 | 1.1924 | 49.9274 | 945.6196 | 29944.9358
1.1928 | 49.8588 | 894.0767 | 29891.31 | 1.1928 | 49.9274 | 945.5928 | 29944.9176
1.1932 | 49.8587 | 894.0602 | 29891.27 | 1.1932 | 49.9274 | 945.5841 | 29944.8994
1.1936 | 49.8587 | 894.0095 | 29891.24 | 1.1936 | 49.9274 | 945.5573 | 29944.8811
1.194 | 49.8586 | 893.993 | 29891.2 | 1.194 | 49.9274 | 945.5486 | 29944.8629
1.1944 | 49.8586 | 893.9422 | 29891.17 | 1.1944 | 49.9274 | 945.5218 | 29944.8446
1.1948 | 49.8585 | 893.9257 | 29891.13 | 1.1948 | 49.9273 | 945.5131 | 29944.8264
1.1952 | 49.8585 | 893.875 | 29891.09 | 1.1952 | 49.9273 | 945.4863 | 29944.8081
1.1956 | 49.8584 | 893.8585 | 29891.06 | 1.1956 | 49.9273 | 945.4776 | 29944.7899
1.196 | 49.8584 | 893.8078 | 29891.02 | 1.196 | 49.9273 | 945.4508 | 29944.7716
1.1964 | 49.8583 | 893.7913 | 29890.99 | 1.1964 | 49.9272 | 945.442 | 29944.7534
1.1968 | 49.8583 | 893.7406 | 29890.95 | 1.1968 | 49.9272 | 945.4152 | 29944.7352
1.1972 | 49.8582 | 893.7241 | 29890.92 | 1.1972 | 49.9272 | 945.4065 | 29944.7169
1.1976 | 49.8582 | 893.6734 | 29890.88 | 1.1976 | 49.9272 | 945.3797 | 29944.6987
1.198 | 49.8581 | 893.6568 | 29890.85 | 1.198 | 49.9271 | 945.371 | 29944.6804
1.1984 | 49.8581 | 893.6061 | 29890.81 | 1.1984 | 49.9271 | 945.3442 | 29944.6622
1.1988 | 49.858 | 893.5896 | 29890.77 | 1.1988 | 49.9271 | 945.3355 | 29944.6439
1.1992 | 49.858 | 893.5389 | 29890.74 | 1.1992 | 49.9271 | 945.3087 | 29944.6257
1.1996 | 49.8579 | 893.5224 | 29890.7 | 1.1996 | 49.927 | 945.3 | 29944.6075
1.2 | 49.8579 | 893.4717 | 29890.67 | 1.2 | 49.927 | 945.2732 | 29944.5892
1.2004 | 49.8578 | 893.4552 | 29890.63 | 1.2004 | 49.927 | 945.2645 | 29944.571
1.2008 | 49.8578 | 893.4045 | 29890.6 | 1.2008 | 49.927 | 945.2377 | 29944.5527
1.2012 | 49.8578 | 893.388 | 29890.56 | 1.2012 | 49.9269 | 945.229 | 29944.5345
1.2016 | 49.8578 | 893.3374 | 29890.53 | 1.2016 | 49.9269 | 945.2023 | 29944.5163
1.202 | 49.8577 | 893.3209 | 29890.49 | 1.202 | 49.9269 | 945.1935 | 29944.498
1.2024 | 49.8577 | 893.2702 | 29890.46 | 1.2024 | 49.9269 | 945.1668 | 29944.4798
1.2028 | 49.8576 | 893.2537 | 29890.42 | 1.2028 | 49.9268 | 945.1581 | 29944.4615
1.2032 | 49.8576 | 893.203 | 29890.38 | 1.2032 | 49.9268 | 945.1313 | 29944.4433
1.2036 | 49.8575 | 893.1865 | 29890.35 | 1.2036 | 49.9268 | 945.1226 | 29944.425
1.204 | 49.8575 | 893.1358 | 29890.31 | 1.204 | 49.9268 | 945.0958 | 29944.4068
1.2044 | 49.8574 | 893.1193 | 29890.28 | 1.2044 | 49.9267 | 945.0871 | 29944.3886
1.2048 | 49.8574 | 893.0686 | 29890.24 | 1.2048 | 49.9267 | 945.0603 | 29944.3703
1.2052 | 49.8573 | 893.0522 | 29890.21 | 1.2052 | 49.9267 | 945.0516 | 29944.3521
1.2056 | 49.8573 | 893.0015 | 29890.17 | 1.2056 | 49.9267 | 945.0248 | 29944.3338
1.206 | 49.8572 | 892.985 | 29890.14 | 1.206 | 49.9266 | 945.0161 | 29944.3156
1.2064 | 49.8572 | 892.9343 | 29890.1 | 1.2064 | 49.9266 | 944.9893 | 29944.2974
1.2068 | 49.8571 | 892.9178 | 29890.06 | 1.2068 | 49.9266 | 944.9806 | 29944.2791
1.2072 | 49.8571 | 892.8672 | 29890.03 | 1.2072 | 49.9266 | 944.9538 | 29944.2609
1.2076 | 49.857 | 892.8507 | 29889.99 | 1.2076 | 49.9265 | 944.9451 | 29944.2426
1.208 | 49.857 | 892.8 | 29889.96 | 1.208 | 49.9265 | 944.9183 | 29944.2244
1.2084 | 49.8569 | 892.7835 | 29889.92 | 1.2084 | 49.9265 | 944.9096 | 29944.2062
1.2088 | 49.8569 | 892.7329 | 29889.89 | 1.2088 | 49.9265 | 944.8828 | 29944.1879
1.2092 | 49.8569 | 892.7164 | 29889.85 | 1.2092 | 49.9265 | 944.8741 | 29944.1697
1.2096 | 49.8569 | 892.6657 | 29889.82 | 1.2096 | 49.9265 | 944.8474 | 29944.1515
1.21 | 49.8568 | 892.6492 | 29889.78 | 1.21 | 49.9264 | 944.8387 | 29944.1332
1.2104 | 49.8568 | 892.5986 | 29889.75 | 1.2104 | 49.9264 | 944.8119 | 29944.115
1.2108 | 49.8567 | 892.5821 | 29889.71 | 1.2108 | 49.9264 | 944.8032 | 29944.0967
1.2112 | 49.8567 | 892.5314 | 29889.67 | 1.2112 | 49.9264 | 944.7764 | 29944.0785
1.2116 | 49.8566 | 892.515 | 29889.64 | 1.2116 | 49.9263 | 944.7677 | 29944.0603
1.212 | 49.8566 | 892.4643 | 29889.6 | 1.212 | 49.9263 | 944.7409 | 29944.042
1.2124 | 49.8565 | 892.4478 | 29889.57 | 1.2124 | 49.9263 | 944.7322 | 29944.0238
1.2128 | 49.8565 | 892.3972 | 29889.53 | 1.2128 | 49.9263 | 944.7054 | 29944.0056
1.2132 | 49.8564 | 892.3807 | 29889.5 | 1.2132 | 49.9262 | 944.6967 | 29943.9873
1.2136 | 49.8564 | 892.3301 | 29889.46 | 1.2136 | 49.9262 | 944.67 | 29943.9691
1.214 | 49.8563 | 892.3136 | 29889.43 | 1.214 | 49.9262 | 944.6613 | 29943.9508
1.2144 | 49.8563 | 892.263 | 29889.39 | 1.2144 | 49.9262 | 944.6345 | 29943.9326
1.2148 | 49.8562 | 892.2465 | 29889.35 | 1.2148 | 49.9261 | 944.6258 | 29943.9144
1.2152 | 49.8562 | 892.1959 | 29889.32 | 1.2152 | 49.9261 | 944.599 | 29943.8961
1.2156 | 49.8561 | 892.1794 | 29889.28 | 1.2156 | 49.9261 | 944.5903 | 29943.8779
1.216 | 49.8561 | 892.1288 | 29889.25 | 1.216 | 49.9261 | 944.5635 | 29943.8597
1.2164 | 49.8561 | 892.1123 | 29889.21 | 1.2164 | 49.926 | 944.5548 | 29943.8414
1.2168 | 49.8561 | 892.0617 | 29889.18 | 1.2168 | 49.926 | 944.5281 | 29943.8232
1.2172 | 49.856 | 892.0452 | 29889.14 | 1.2172 | 49.926 | 944.5194 | 29943.805
1.2176 | 49.856 | 891.9875 | 29889.11 | 1.2176 | 49.926 | 944.4926 | 29943.7867
1.218 | 49.8559 | 891.3172 | 29889.07 | 1.218 | 49.9259 | 944.4839 | 29943.7685
1.2184 | 49.8559 | 891.3181 | 29889.04 | 1.2184 | 49.9259 | 944.4571 | 29943.7503
1.2188 | 49.8558 | 892.017 | 29889 | 1.2188 | 49.9259 | 944.4484 | 29943.732
1.2192 | 49.8558 | 891.1552 | 29888.96 | 1.2192 | 49.9259 | 944.4217 | 29943.7138
1.2196 | 49.8557 | 892.5565 | 29888.93 | 1.2196 | 49.9258 | 944.413 | 29943.6956
1.22 | 49.8557 | 892.0741 | 29888.89 | 1.22 | 49.9258 | 944.3862 | 29943.6773
1.2204 | 49.8556 | 891.9728 | 29888.86 | 1.2204 | 49.9258 | 944.3775 | 29943.6591
1.2208 | 49.8556 | 891.9434 | 29888.82 | 1.2208 | 49.9258 | 944.3507 | 29943.6409
1.2212 | 49.8555 | 892.3572 | 29888.79 | 1.2212 | 49.9257 | 944.342 | 29943.6226
1.2216 | 49.8555 | 891.7112 | 29888.75 | 1.2216 | 49.9257 | 944.3153 | 29943.6044
1.222 | 49.8554 | 891.4053 | 29888.72 | 1.222 | 49.9257 | 944.3066 | 29943.5862
1.2224 | 49.8554 | 891.7568 | 29888.68 | 1.2224 | 49.9257 | 944.2798 | 29943.5679
1.2228 | 49.8553 | 891.5944 | 29888.65 | 1.2228 | 49.9256 | 944.2711 | 29943.5497
1.2232 | 49.8553 | 891.657 | 29888.61 | 1.2232 | 49.9256 | 944.2443 | 29943.5315
1.2236 | 49.8552 | 891.4979 | 29888.57 | 1.2236 | 49.9256 | 944.2356 | 29943.5132
1.224 | 49.8552 | 891.4548 | 29888.54 | 1.224 | 49.9256 | 944.2089 | 29943.495
1.2244 | 49.8552 | 891.4413 | 29888.5 | 1.2244 | 49.9256 | 944.2002 | 29943.4768
1.2248 | 49.8552 | 891.391 | 29888.47 | 1.2248 | 49.9256 | 944.1734 | 29943.4585
1.2252 | 49.8551 | 891.3746 | 29888.43 | 1.2252 | 49.9255 | 944.1647 | 29943.4403
1.2256 | 49.8551 | 891.324 | 29888.4 | 1.2256 | 49.9255 | 944.138 | 29943.4221
1.226 | 49.855 | 891.3076 | 29888.36 | 1.226 | 49.9255 | 944.1293 | 29943.4038
1.2264 | 49.855 | 891.257 | 29888.33 | 1.2264 | 49.9255 | 944.1025 | 29943.3856
1.2268 | 49.8549 | 891.2406 | 29888.29 | 1.2268 | 49.9254 | 944.0938 | 29943.3674
1.2272 | 49.8549 | 891.19 | 29888.26 | 1.2272 | 49.9254 | 944.067 | 29943.3491
1.2276 | 49.8548 | 891.1735 | 29888.22 | 1.2276 | 49.9254 | 944.0584 | 29943.3309
1.228 | 49.8548 | 891.1229 | 29888.18 | 1.228 | 49.9254 | 944.0316 | 29943.3127
1.2284 | 49.8547 | 891.1065 | 29888.15 | 1.2284 | 49.9253 | 944.0229 | 29943.2944
1.2288 | 49.8547 | 891.0559 | 29888.11 | 1.2288 | 49.9253 | 943.9961 | 29943.2762
1.2292 | 49.8546 | 891.0395 | 29888.08 | 1.2292 | 49.9253 | 943.9875 | 29943.258
1.2296 | 49.8546 | 890.9889 | 29888.04 | 1.2296 | 49.9253 | 943.9607 | 29943.2398
1.23 | 49.8545 | 890.9725 | 29888.01 | 1.23 | 49.9252 | 943.952 | 29943.2215
1.2304 | 49.8545 | 890.9219 | 29887.97 | 1.2304 | 49.9252 | 943.9252 | 29943.2033
1.2308 | 49.8544 | 890.9055 | 29887.94 | 1.2308 | 49.9252 | 943.9166 | 29943.1851
1.2312 | 49.8544 | 890.8549 | 29887.9 | 1.2312 | 49.9252 | 943.8898 | 29943.1668
1.2316 | 49.8544 | 890.8385 | 29887.87 | 1.2316 | 49.9251 | 943.8811 | 29943.1486
1.232 | 49.8544 | 890.7879 | 29887.83 | 1.232 | 49.9251 | 943.8543 | 29943.1304
1.2324 | 49.8543 | 890.7714 | 29887.79 | 1.2324 | 49.9251 | 943.8457 | 29943.1121
1.2328 | 49.8543 | 890.7209 | 29887.76 | 1.2328 | 49.9251 | 943.8189 | 29943.0939
1.2332 | 49.8542 | 890.7045 | 29887.72 | 1.2332 | 49.925 | 943.8102 | 29943.0757
1.2336 | 49.8542 | 890.6539 | 29887.69 | 1.2336 | 49.925 | 943.7835 | 29943.0575
1.234 | 49.8541 | 890.6375 | 29887.65 | 1.234 | 49.925 | 943.7748 | 29943.0392
1.2344 | 49.8541 | 890.5869 | 29887.62 | 1.2344 | 49.925 | 943.748 | 29943.021
1.2348 | 49.854 | 890.5705 | 29887.58 | 1.2348 | 49.9249 | 943.7393 | 29943.0028
1.2352 | 49.854 | 890.5199 | 29887.55 | 1.2352 | 49.9249 | 943.7126 | 29942.9846
1.2356 | 49.8539 | 890.5035 | 29887.51 | 1.2356 | 49.9249 | 943.7039 | 29942.9663
1.236 | 49.8539 | 890.4529 | 29887.48 | 1.236 | 49.9249 | 943.6771 | 29942.9481
1.2364 | 49.8538 | 890.4365 | 29887.44 | 1.2364 | 49.9248 | 943.6684 | 29942.9299
1.2368 | 49.8538 | 890.386 | 29887.4 | 1.2368 | 49.9248 | 943.6417 | 29942.9116
1.2372 | 49.8537 | 890.3695 | 29887.37 | 1.2372 | 49.9248 | 943.633 | 29942.8934
1.2376 | 49.8537 | 890.319 | 29887.33 | 1.2376 | 49.9248 | 943.6063 | 29942.8752
1.238 | 49.8537 | 890.3026 | 29887.3 | 1.238 | 49.9247 | 943.5976 | 29942.857
1.2384 | 49.8537 | 890.252 | 29887.26 | 1.2384 | 49.9247 | 943.5708 | 29942.8387
1.2388 | 49.8536 | 890.2356 | 29887.23 | 1.2388 | 49.9247 | 943.5621 | 29942.8205
1.2392 | 49.8536 | 890.1851 | 29887.19 | 1.2392 | 49.9247 | 943.5354 | 29942.8023
1.2396 | 49.8535 | 890.1686 | 29887.16 | 1.2396 | 49.9247 | 943.5267 | 29942.7841
1.24 | 49.8535 | 890.1181 | 29887.12 | 1.24 | 49.9247 | 943.4999 | 29942.7658
1.2404 | 49.8534 | 890.1017 | 29887.09 | 1.2404 | 49.9246 | 943.4913 | 29942.7476
1.2408 | 49.8534 | 890.0512 | 29887.05 | 1.2408 | 49.9246 | 943.4645 | 29942.7294
1.2412 | 49.8533 | 890.0347 | 29887.01 | 1.2412 | 49.9246 | 943.4558 | 29942.7112
1.2416 | 49.8533 | 889.9842 | 29886.98 | 1.2416 | 49.9246 | 943.4291 | 29942.6929
1.242 | 49.8532 | 889.9678 | 29886.94 | 1.242 | 49.9245 | 943.4204 | 29942.6747
1.2424 | 49.8532 | 889.9173 | 29886.91 | 1.2424 | 49.9245 | 943.3937 | 29942.6565
1.2428 | 49.8531 | 889.9009 | 29886.87 | 1.2428 | 49.9245 | 943.385 | 29942.6383
1.2432 | 49.8531 | 889.8503 | 29886.84 | 1.2432 | 49.9245 | 943.3582 | 29942.62
1.2436 | 49.853 | 889.8339 | 29886.8 | 1.2436 | 49.9244 | 943.3495 | 29942.6018
1.244 | 49.853 | 889.7834 | 29886.77 | 1.244 | 49.9244 | 943.3228 | 29942.5836
1.2444 | 49.8529 | 889.767 | 29886.73 | 1.2444 | 49.9244 | 943.3141 | 29942.5654
1.2448 | 49.8529 | 889.7165 | 29886.7 | 1.2448 | 49.9244 | 943.2874 | 29942.5471
1.2452 | 49.8528 | 889.7001 | 29886.66 | 1.2452 | 49.9243 | 943.2787 | 29942.5289
1.2456 | 49.8528 | 889.6496 | 29886.62 | 1.2456 | 49.9243 | 943.2519 | 29942.5107
1.246 | 49.8528 | 889.6332 | 29886.59 | 1.246 | 49.9243 | 943.2433 | 29942.4925
1.2464 | 49.8528 | 889.5827 | 29886.55 | 1.2464 | 49.9243 | 943.2165 | 29942.4742
1.2468 | 49.8527 | 889.5662 | 29886.52 | 1.2468 | 49.9242 | 943.2078 | 29942.456
1.2472 | 49.8527 | 889.5157 | 29886.48 | 1.2472 | 49.9242 | 943.1811 | 29942.4378
1.2476 | 49.8526 | 889.4993 | 29886.45 | 1.2476 | 49.9242 | 943.1724 | 29942.4196
1.248 | 49.8526 | 889.4488 | 29886.41 | 1.248 | 49.9242 | 943.1457 | 29942.4014
1.2484 | 49.8525 | 889.4324 | 29886.38 | 1.2484 | 49.9241 | 943.137 | 29942.3831
1.2488 | 49.8525 | 889.3819 | 29886.34 | 1.2488 | 49.9241 | 943.1103 | 29942.3649
1.2492 | 49.8524 | 889.3655 | 29886.31 | 1.2492 | 49.9241 | 943.1016 | 29942.3467
1.2496 | 49.8524 | 889.315 | 29886.27 | 1.2496 | 49.9241 | 943.0748 | 29942.3285
1.25 | 49.8523 | 889.2986 | 29886.23 | 1.25 | 49.924 | 943.0662 | 29942.3102
1.2504 | 49.8523 | 889.2482 | 29886.2 | 1.2504 | 49.924 | 943.0394 | 29942.292
1.2508 | 49.8522 | 889.2317 | 29886.16 | 1.2508 | 49.924 | 943.0307 | 29942.2738
1.2512 | 49.8522 | 889.1813 | 29886.13 | 1.2512 | 49.924 | 943.004 | 29942.2556
1.2516 | 49.8521 | 889.1649 | 29886.09 | 1.2516 | 49.9239 | 942.9953 | 29942.2374
1.252 | 49.8521 | 889.1144 | 29886.06 | 1.252 | 49.9239 | 942.9686 | 29942.2191
1.2524 | 49.852 | 889.098 | 29886.02 | 1.2524 | 49.9239 | 942.9599 | 29942.2009
1.2528 | 49.852 | 889.0475 | 29885.99 | 1.2528 | 49.9239 | 942.9332 | 29942.1827
1.2532 | 49.852 | 889.0311 | 29885.95 | 1.2532 | 49.9239 | 942.9245 | 29942.1645
1.2536 | 49.852 | 888.9806 | 29885.92 | 1.2536 | 49.9239 | 942.8978 | 29942.1463
1.254 | 49.8519 | 888.9642 | 29885.88 | 1.254 | 49.9238 | 942.8891 | 29942.128
1.2544 | 49.8519 | 888.9138 | 29885.85 | 1.2544 | 49.9238 | 942.8624 | 29942.1098
1.2548 | 49.8518 | 888.8974 | 29885.81 | 1.2548 | 49.9238 | 942.8537 | 29942.0916
1.2552 | 49.8518 | 888.8469 | 29885.77 | 1.2552 | 49.9238 | 942.8269 | 29942.0734
1.2556 | 49.8517 | 888.8305 | 29885.74 | 1.2556 | 49.9237 | 942.8183 | 29942.0552
1.256 | 49.8517 | 888.7801 | 29885.7 | 1.256 | 49.9237 | 942.7915 | 29942.0369
1.2564 | 49.8516 | 888.7637 | 29885.67 | 1.2564 | 49.9237 | 942.7829 | 29942.0187
1.2568 | 49.8516 | 888.7132 | 29885.63 | 1.2568 | 49.9237 | 942.7561 | 29942.0005
1.2572 | 49.8515 | 888.6968 | 29885.6 | 1.2572 | 49.9236 | 942.7475 | 29941.9823
1.2576 | 49.8515 | 888.6464 | 29885.56 | 1.2576 | 49.9236 | 942.7207 | 29941.9641
1.258 | 49.8514 | 888.63 | 29885.53 | 1.258 | 49.9236 | 942.7121 | 29941.9458
1.2584 | 49.8514 | 888.5795 | 29885.49 | 1.2584 | 49.9236 | 942.6853 | 29941.9276
1.2588 | 49.8513 | 888.5631 | 29885.46 | 1.2588 | 49.9235 | 942.6766 | 29941.9094
1.2592 | 49.8513 | 888.5127 | 29885.42 | 1.2592 | 49.9235 | 942.6499 | 29941.8912
1.2596 | 49.8512 | 888.4963 | 29885.38 | 1.2596 | 49.9235 | 942.6412 | 29941.873
1.26 | 49.8512 | 888.4459 | 29885.35 | 1.26 | 49.9235 | 942.6145 | 29941.8548
1.2604 | 49.8511 | 888.4295 | 29885.31 | 1.2604 | 49.9234 | 942.6058 | 29941.8365
1.2608 | 49.8511 | 888.379 | 29885.28 | 1.2608 | 49.9234 | 942.5791 | 29941.8183
1.2612 | 49.8511 | 888.3626 | 29885.24 | 1.2612 | 49.9234 | 942.5704 | 29941.8001
1.2616 | 49.8511 | 888.3122 | 29885.21 | 1.2616 | 49.9234 | 942.5437 | 29941.7819
1.262 | 49.851 | 888.2958 | 29885.17 | 1.262 | 49.9233 | 942.535 | 29941.7637
1.2624 | 49.851 | 888.2454 | 29885.14 | 1.2624 | 49.9233 | 942.5083 | 29941.7455
1.2628 | 49.8509 | 888.229 | 29885.1 | 1.2628 | 49.9233 | 942.4996 | 29941.7272
1.2632 | 49.8509 | 888.1786 | 29885.07 | 1.2632 | 49.9233 | 942.4729 | 29941.709
1.2636 | 49.8508 | 888.1622 | 29885.03 | 1.2636 | 49.9232 | 942.4643 | 29941.6908
1.264 | 49.8508 | 888.1118 | 29885 | 1.264 | 49.9232 | 942.4375 | 29941.6726
1.2644 | 49.8507 | 888.0954 | 29884.96 | 1.2644 | 49.9232 | 942.4289 | 29941.6544
1.2648 | 49.8507 | 888.045 | 29884.92 | 1.2648 | 49.9232 | 942.4021 | 29941.6362
1.2652 | 49.8506 | 888.0286 | 29884.89 | 1.2652 | 49.9231 | 942.3935 | 29941.6179
1.2656 | 49.8506 | 887.9782 | 29884.85 | 1.2656 | 49.9231 | 942.3667 | 29941.5997
1.266 | 49.8505 | 887.9618 | 29884.82 | 1.266 | 49.9231 | 942.3581 | 29941.5815
1.2664 | 49.8505 | 887.9114 | 29884.78 | 1.2664 | 49.9231 | 942.3313 | 29941.5633
1.2668 | 49.8504 | 887.895 | 29884.75 | 1.2668 | 49.923 | 942.3227 | 29941.5451
1.2672 | 49.8504 | 887.8446 | 29884.71 | 1.2672 | 49.923 | 942.296 | 29941.5269
1.2676 | 49.8503 | 887.8282 | 29884.68 | 1.2676 | 49.923 | 942.2873 | 29941.5087
1.268 | 49.8503 | 888.5753 | 29884.64 | 1.268 | 49.923 | 942.2606 | 29941.4904
1.2684 | 49.8503 | 888.9155 | 29884.61 | 1.2684 | 49.923 | 942.2519 | 29941.4722
1.2688 | 49.8503 | 886.1079 | 29884.57 | 1.2688 | 49.923 | 942.2252 | 29941.454
1.2692 | 49.8502 | 887.3356 | 29884.53 | 1.2692 | 49.9229 | 942.2165 | 29941.4358
1.2696 | 49.8502 | 887.9672 | 29884.5 | 1.2696 | 49.9229 | 942.1898 | 29941.4176
1.27 | 49.8501 | 887.5829 | 29884.46 | 1.27 | 49.9229 | 942.1811 | 29941.3994
1.2704 | 49.8501 | 887.6578 | 29884.43 | 1.2704 | 49.9229 | 942.1544 | 29941.3812
1.2708 | 49.85 | 887.7765 | 29884.39 | 1.2708 | 49.9228 | 942.1457 | 29941.3629
1.2712 | 49.85 | 887.5071 | 29884.36 | 1.2712 | 49.9228 | 942.119 | 29941.3447
1.2716 | 49.8499 | 887.4978 | 29884.32 | 1.2716 | 49.9228 | 942.1104 | 29941.3265
1.272 | 49.8499 | 887.4438 | 29884.29 | 1.272 | 49.9228 | 942.0836 | 29941.3083
1.2724 | 49.8498 | 887.4274 | 29884.25 | 1.2724 | 49.9227 | 942.075 | 29941.2901
1.2728 | 49.8498 | 887.3774 | 29884.22 | 1.2728 | 49.9227 | 942.0483 | 29941.2719
1.2732 | 49.8497 | 887.3603 | 29884.18 | 1.2732 | 49.9227 | 942.0396 | 29941.2537
1.2736 | 49.8497 | 887.3106 | 29884.15 | 1.2736 | 49.9227 | 942.0129 | 29941.2355
1.274 | 49.8496 | 887.2936 | 29884.11 | 1.274 | 49.9226 | 942.0042 | 29941.2172
1.2744 | 49.8496 | 887.2439 | 29884.07 | 1.2744 | 49.9226 | 941.9775 | 29941.199
1.2748 | 49.8496 | 887.2268 | 29884.04 | 1.2748 | 49.9226 | 941.9688 | 29941.1808
1.2752 | 49.8496 | 887.1772 | 29884 | 1.2752 | 49.9226 | 941.9421 | 29941.1626
1.2756 | 49.8495 | 887.1601 | 29883.97 | 1.2756 | 49.9225 | 941.9335 | 29941.1444
1.276 | 49.8495 | 887.1104 | 29883.93 | 1.276 | 49.9225 | 941.9067 | 29941.1262
1.2764 | 49.8494 | 887.0933 | 29883.9 | 1.2764 | 49.9225 | 941.8981 | 29941.108
1.2768 | 49.8494 | 887.0437 | 29883.86 | 1.2768 | 49.9225 | 941.8714 | 29941.0898
1.2772 | 49.8493 | 887.0266 | 29883.83 | 1.2772 | 49.9224 | 941.8627 | 29941.0716
1.2776 | 49.8493 | 886.977 | 29883.79 | 1.2776 | 49.9224 | 941.836 | 29941.0533
1.278 | 49.8492 | 886.9599 | 29883.76 | 1.278 | 49.9224 | 941.8273 | 29941.0351
1.2784 | 49.8492 | 886.9103 | 29883.72 | 1.2784 | 49.9224 | 941.8006 | 29941.0169
1.2788 | 49.8491 | 886.8932 | 29883.69 | 1.2788 | 49.9223 | 941.792 | 29940.9987
1.2792 | 49.8491 | 886.8435 | 29883.65 | 1.2792 | 49.9223 | 941.7653 | 29940.9805
1.2796 | 49.849 | 886.8265 | 29883.61 | 1.2796 | 49.9223 | 941.7566 | 29940.9623
1.28 | 49.849 | 886.7768 | 29883.58 | 1.28 | 49.9223 | 941.7299 | 29940.9441
1.2804 | 49.8489 | 886.7598 | 29883.54 | 1.2804 | 49.9222 | 941.7212 | 29940.9259
1.2808 | 49.8489 | 886.7101 | 29883.51 | 1.2808 | 49.9222 | 941.6945 | 29940.9077
1.2812 | 49.8488 | 886.6931 | 29883.47 | 1.2812 | 49.9222 | 941.6859 | 29940.8895
1.2816 | 49.8488 | 886.6434 | 29883.44 | 1.2816 | 49.9222 | 941.6591 | 29940.8713
1.282 | 49.8488 | 886.6264 | 29883.4 | 1.282 | 49.9222 | 941.6505 | 29940.853
1.2824 | 49.8488 | 886.5767 | 29883.37 | 1.2824 | 49.9222 | 941.6238 | 29940.8348
1.2828 | 49.8487 | 886.5597 | 29883.33 | 1.2828 | 49.9221 | 941.6151 | 29940.8166
1.2832 | 49.8487 | 886.5101 | 29883.3 | 1.2832 | 49.9221 | 941.5884 | 29940.7984
1.2836 | 49.8486 | 886.493 | 29883.26 | 1.2836 | 49.9221 | 941.5798 | 29940.7802
1.284 | 49.8486 | 886.4434 | 29883.23 | 1.284 | 49.9221 | 941.5531 | 29940.762
1.2844 | 49.8485 | 886.4263 | 29883.19 | 1.2844 | 49.922 | 941.5444 | 29940.7438
1.2848 | 49.8485 | 886.3767 | 29883.15 | 1.2848 | 49.922 | 941.5177 | 29940.7256
1.2852 | 49.8484 | 886.3596 | 29883.12 | 1.2852 | 49.922 | 941.5091 | 29940.7074
1.2856 | 49.8484 | 886.31 | 29883.08 | 1.2856 | 49.922 | 941.4823 | 29940.6892
1.286 | 49.8483 | 886.293 | 29883.05 | 1.286 | 49.9219 | 941.4737 | 29940.671
1.2864 | 49.8483 | 886.2433 | 29883.01 | 1.2864 | 49.9219 | 941.447 | 29940.6528
1.2868 | 49.8482 | 886.2263 | 29882.98 | 1.2868 | 49.9219 | 941.4383 | 29940.6346
1.2872 | 49.8482 | 886.1767 | 29882.94 | 1.2872 | 49.9219 | 941.4116 | 29940.6163
1.2876 | 49.8481 | 886.1596 | 29882.91 | 1.2876 | 49.9218 | 941.403 | 29940.5981
1.288 | 49.8481 | 886.11 | 29882.87 | 1.288 | 49.9218 | 941.3763 | 29940.5799
1.2884 | 49.848 | 886.093 | 29882.84 | 1.2884 | 49.9218 | 941.3676 | 29940.5617
1.2888 | 49.848 | 886.0434 | 29882.8 | 1.2888 | 49.9218 | 941.3409 | 29940.5435
1.2892 | 49.8479 | 886.0263 | 29882.77 | 1.2892 | 49.9217 | 941.3323 | 29940.5253
1.2896 | 49.8479 | 885.9767 | 29882.73 | 1.2896 | 49.9217 | 941.3056 | 29940.5071
1.29 | 49.8479 | 885.9597 | 29882.69 | 1.29 | 49.9217 | 941.2969 | 29940.4889
1.2904 | 49.8479 | 885.9101 | 29882.66 | 1.2904 | 49.9217 | 941.2702 | 29940.4707
1.2908 | 49.8478 | 885.893 | 29882.62 | 1.2908 | 49.9216 | 941.2616 | 29940.4525
1.2912 | 49.8478 | 885.8434 | 29882.59 | 1.2912 | 49.9216 | 941.2348 | 29940.4343
1.2916 | 49.8477 | 885.8264 | 29882.55 | 1.2916 | 49.9216 | 941.2262 | 29940.4161
1.292 | 49.8477 | 885.7768 | 29882.52 | 1.292 | 49.9216 | 941.1995 | 29940.3979
1.2924 | 49.8476 | 885.7597 | 29882.48 | 1.2924 | 49.9215 | 941.1909 | 29940.3797
1.2928 | 49.8476 | 885.7102 | 29882.45 | 1.2928 | 49.9215 | 941.1641 | 29940.3615
1.2932 | 49.8475 | 885.6931 | 29882.41 | 1.2932 | 49.9215 | 941.1555 | 29940.3433
1.2936 | 49.8475 | 885.6435 | 29882.38 | 1.2936 | 49.9215 | 941.1288 | 29940.3251
1.294 | 49.8474 | 885.6265 | 29882.34 | 1.294 | 49.9214 | 941.1202 | 29940.3069
1.2944 | 49.8474 | 885.5769 | 29882.31 | 1.2944 | 49.9214 | 941.0935 | 29940.2887
1.2948 | 49.8473 | 885.5599 | 29882.27 | 1.2948 | 49.9214 | 941.0848 | 29940.2705
1.2952 | 49.8473 | 885.5103 | 29882.24 | 1.2952 | 49.9214 | 941.0581 | 29940.2523
1.2956 | 49.8472 | 885.4933 | 29882.2 | 1.2956 | 49.9214 | 941.0495 | 29940.2341
1.296 | 49.8472 | 885.4437 | 29882.16 | 1.296 | 49.9214 | 941.0228 | 29940.2159
1.2964 | 49.8471 | 885.4267 | 29882.13 | 1.2964 | 49.9213 | 941.0141 | 29940.1976
1.2968 | 49.8471 | 885.3771 | 29882.09 | 1.2968 | 49.9213 | 940.9874 | 29940.1794
1.2972 | 49.8471 | 885.3601 | 29882.06 | 1.2972 | 49.9213 | 940.9788 | 29940.1612
1.2976 | 49.8471 | 885.3105 | 29882.02 | 1.2976 | 49.9213 | 940.9521 | 29940.143
1.298 | 49.847 | 885.2935 | 29881.99 | 1.298 | 49.9212 | 940.9435 | 29940.1248
1.2984 | 49.847 | 885.2439 | 29881.95 | 1.2984 | 49.9212 | 940.9167 | 29940.1066
1.2988 | 49.8469 | 885.2269 | 29881.92 | 1.2988 | 49.9212 | 940.9081 | 29940.0884
1.2992 | 49.8469 | 885.1773 | 29881.88 | 1.2992 | 49.9212 | 940.8814 | 29940.0702
1.2996 | 49.8468 | 885.1603 | 29881.85 | 1.2996 | 49.9211 | 940.8728 | 29940.052
1.3 | 49.8468 | 885.1107 | 29881.81 | 1.3 | 49.9211 | 940.8461 | 29940.0338
1.3004 | 49.8467 | 885.0937 | 29881.78 | 1.3004 | 49.9211 | 940.8374 | 29940.0156
1.3008 | 49.8467 | 885.0441 | 29881.74 | 1.3008 | 49.9211 | 940.8107 | 29939.9974
1.3012 | 49.8466 | 885.0271 | 29881.7 | 1.3012 | 49.921 | 940.8021 | 29939.9792
1.3016 | 49.8466 | 884.9775 | 29881.67 | 1.3016 | 49.921 | 940.7754 | 29939.961
1.302 | 49.8465 | 884.9605 | 29881.63 | 1.302 | 49.921 | 940.7668 | 29939.9428
1.3024 | 49.8465 | 884.911 | 29881.6 | 1.3024 | 49.921 | 940.7401 | 29939.9246
1.3028 | 49.8464 | 884.894 | 29881.56 | 1.3028 | 49.9209 | 940.7314 | 29939.9064
1.3032 | 49.8464 | 884.8444 | 29881.53 | 1.3032 | 49.9209 | 940.7047 | 29939.8882
1.3036 | 49.8464 | 884.8274 | 29881.49 | 1.3036 | 49.9209 | 940.6961 | 29939.87
1.304 | 49.8464 | 884.7778 | 29881.46 | 1.304 | 49.9209 | 940.6694 | 29939.8518
1.3044 | 49.8463 | 884.7608 | 29881.42 | 1.3044 | 49.9208 | 940.6608 | 29939.8336
1.3048 | 49.8463 | 884.7113 | 29881.39 | 1.3048 | 49.9208 | 940.6341 | 29939.8154
1.3052 | 49.8462 | 884.6943 | 29881.35 | 1.3052 | 49.9208 | 940.6254 | 29939.7972
1.3056 | 49.8462 | 884.6447 | 29881.32 | 1.3056 | 49.9208 | 940.5987 | 29939.779
1.306 | 49.8461 | 884.6277 | 29881.28 | 1.306 | 49.9207 | 940.5901 | 29939.7608
1.3064 | 49.8461 | 884.5782 | 29881.25 | 1.3064 | 49.9207 | 940.5634 | 29939.7426
1.3068 | 49.846 | 884.5612 | 29881.21 | 1.3068 | 49.9207 | 940.5548 | 29939.7244
1.3072 | 49.846 | 884.5116 | 29881.17 | 1.3072 | 49.9207 | 940.5281 | 29939.7062
1.3076 | 49.8459 | 884.4946 | 29881.14 | 1.3076 | 49.9206 | 940.5195 | 29939.688
1.308 | 49.8459 | 884.4451 | 29881.1 | 1.308 | 49.9206 | 940.4928 | 29939.6698
1.3084 | 49.8458 | 884.4281 | 29881.07 | 1.3084 | 49.9206 | 940.4841 | 29939.6516
1.3088 | 49.8458 | 884.3786 | 29881.03 | 1.3088 | 49.9206 | 940.4574 | 29939.6334
1.3092 | 49.8457 | 884.3616 | 29881 | 1.3092 | 49.9206 | 940.4488 | 29939.6153
1.3096 | 49.8457 | 884.312 | 29880.96 | 1.3096 | 49.9206 | 940.4221 | 29939.5971
1.31 | 49.8456 | 884.2951 | 29880.93 | 1.31 | 49.9205 | 940.4135 | 29939.5789
1.3104 | 49.8456 | 884.2455 | 29880.89 | 1.3104 | 49.9205 | 940.3868 | 29939.5607
1.3108 | 49.8456 | 884.2285 | 29880.86 | 1.3108 | 49.9205 | 940.3782 | 29939.5425
1.3112 | 49.8456 | 884.179 | 29880.82 | 1.3112 | 49.9205 | 940.3515 | 29939.5243
1.3116 | 49.8455 | 884.162 | 29880.79 | 1.3116 | 49.9204 | 940.3429 | 29939.5061
1.312 | 49.8455 | 884.1125 | 29880.75 | 1.312 | 49.9204 | 940.3162 | 29939.4879
1.3124 | 49.8454 | 884.0955 | 29880.72 | 1.3124 | 49.9204 | 940.3075 | 29939.4697
1.3128 | 49.8454 | 884.046 | 29880.68 | 1.3128 | 49.9204 | 940.2808 | 29939.4515
1.3132 | 49.8453 | 884.029 | 29880.64 | 1.3132 | 49.9203 | 940.2722 | 29939.4333
1.3136 | 49.8453 | 883.9795 | 29880.61 | 1.3136 | 49.9203 | 940.2455 | 29939.4151
1.314 | 49.8452 | 883.9625 | 29880.57 | 1.314 | 49.9203 | 940.2369 | 29939.3969
1.3144 | 49.8452 | 883.913 | 29880.54 | 1.3144 | 49.9203 | 940.2102 | 29939.3787
1.3148 | 49.8451 | 883.896 | 29880.5 | 1.3148 | 49.9202 | 940.2016 | 29939.3605
1.3152 | 49.8451 | 883.8465 | 29880.47 | 1.3152 | 49.9202 | 940.1749 | 29939.3423
1.3156 | 49.845 | 883.8295 | 29880.43 | 1.3156 | 49.9202 | 940.1663 | 29939.3241
1.316 | 49.845 | 883.78 | 29880.4 | 1.316 | 49.9202 | 940.1396 | 29939.3059
1.3164 | 49.8449 | 883.763 | 29880.36 | 1.3164 | 49.9201 | 940.131 | 29939.2877
1.3168 | 49.8449 | 883.7135 | 29880.33 | 1.3168 | 49.9201 | 940.1043 | 29939.2695
1.3172 | 49.8448 | 883.6965 | 29880.29 | 1.3172 | 49.9201 | 940.0957 | 29939.2513
1.3176 | 49.8448 | 883.647 | 29880.26 | 1.3176 | 49.9201 | 940.069 | 29939.2331
1.318 | 49.8447 | 883.6301 | 29880.22 | 1.318 | 49.92 | 940.0604 | 29939.2149
1.3184 | 49.8447 | 883.5806 | 29880.19 | 1.3184 | 49.92 | 940.0337 | 29939.1968
1.3188 | 49.8447 | 883.5636 | 29880.15 | 1.3188 | 49.92 | 940.0251 | 29939.1786
1.3192 | 49.8447 | 883.5141 | 29880.11 | 1.3192 | 49.92 | 939.9984 | 29939.1604
1.3196 | 49.8446 | 883.4971 | 29880.08 | 1.3196 | 49.9199 | 939.9898 | 29939.1422
1.32 | 49.8446 | 883.4476 | 29880.04 | 1.32 | 49.9199 | 939.9631 | 29939.124
1.3204 | 49.8445 | 883.4307 | 29880.01 | 1.3204 | 49.9199 | 939.9545 | 29939.1058
1.3208 | 49.8445 | 883.3812 | 29879.97 | 1.3208 | 49.9199 | 939.9278 | 29939.0876
1.3212 | 49.8444 | 883.3642 | 29879.94 | 1.3212 | 49.9198 | 939.9191 | 29939.0694
1.3216 | 49.8444 | 883.3147 | 29879.9 | 1.3216 | 49.9198 | 939.8925 | 29939.0512
1.322 | 49.8443 | 883.2978 | 29879.87 | 1.322 | 49.9198 | 939.8839 | 29939.033
1.3224 | 49.8443 | 883.2483 | 29879.83 | 1.3224 | 49.9198 | 939.8572 | 29939.0148
1.3228 | 49.8442 | 883.2313 | 29879.8 | 1.3228 | 49.9198 | 939.8485 | 29938.9966
1.3232 | 49.8442 | 883.1818 | 29879.76 | 1.3232 | 49.9198 | 939.8219 | 29938.9784
1.3236 | 49.8441 | 883.1649 | 29879.73 | 1.3236 | 49.9197 | 939.8132 | 29938.9603
1.324 | 49.8441 | 883.1154 | 29879.69 | 1.324 | 49.9197 | 939.7866 | 29938.9421
1.3244 | 49.844 | 883.0984 | 29879.66 | 1.3244 | 49.9197 | 939.778 | 29938.9239
1.3248 | 49.844 | 883.0489 | 29879.62 | 1.3248 | 49.9197 | 939.7513 | 29938.9057
1.3252 | 49.8439 | 883.032 | 29879.59 | 1.3252 | 49.9196 | 939.7427 | 29938.8875
1.3256 | 49.8439 | 882.9825 | 29879.55 | 1.3256 | 49.9196 | 939.716 | 29938.8693
1.326 | 49.8439 | 882.9656 | 29879.51 | 1.326 | 49.9196 | 939.7074 | 29938.8511
1.3264 | 49.8439 | 882.9161 | 29879.48 | 1.3264 | 49.9196 | 939.6704 | 29938.8329
1.3268 | 49.8438 | 882.8991 | 29879.44 | 1.3268 | 49.9195 | 939.871 | 29938.8147
1.3272 | 49.8438 | 882.8497 | 29879.41 | 1.3272 | 49.9195 | 938.8668 | 29938.7965
1.3276 | 49.8437 | 882.8327 | 29879.37 | 1.3276 | 49.9195 | 939.6901 | 29938.7783
1.328 | 49.8437 | 882.7832 | 29879.34 | 1.328 | 49.9195 | 939.7225 | 29938.7602
1.3284 | 49.8436 | 882.7663 | 29879.3 | 1.3284 | 49.9194 | 939.9518 | 29938.742
1.3288 | 49.8436 | 882.7168 | 29879.27 | 1.3288 | 49.9194 | 939.6506 | 29938.7238
1.3292 | 49.8435 | 882.6999 | 29879.23 | 1.3292 | 49.9194 | 939.625 | 29938.7056
1.3296 | 49.8435 | 882.6504 | 29879.2 | 1.3296 | 49.9194 | 939.1491 | 29938.6874
1.33 | 49.8434 | 882.6335 | 29879.16 | 1.33 | 49.9193 | 939.7964 | 29938.6692
1.3304 | 49.8434 | 882.584 | 29879.13 | 1.3304 | 49.9193 | 939.698 | 29938.651
1.3308 | 49.8433 | 882.5671 | 29879.09 | 1.3308 | 49.9193 | 939.2456 | 29938.6328
1.3312 | 49.8433 | 882.5176 | 29879.06 | 1.3312 | 49.9193 | 939.804 | 29938.6146
1.3316 | 49.8432 | 882.5007 | 29879.02 | 1.3316 | 49.9192 | 939.7653 | 29938.5965
1.332 | 49.8432 | 882.4512 | 29878.99 | 1.332 | 49.9192 | 939.5001 | 29938.5783
1.3324 | 49.8432 | 882.4343 | 29878.95 | 1.3324 | 49.9192 | 939.4512 | 29938.5601
1.3328 | 49.8432 | 882.3849 | 29878.91 | 1.3328 | 49.9192 | 939.4028 | 29938.5419
1.3332 | 49.8431 | 882.3679 | 29878.88 | 1.3332 | 49.9191 | 939.3917 | 29938.5237
1.3336 | 49.8431 | 882.3185 | 29878.84 | 1.3336 | 49.9191 | 939.3636 | 29938.5055
1.334 | 49.843 | 882.3016 | 29878.81 | 1.334 | 49.9191 | 939.3547 | 29938.4873
1.3344 | 49.843 | 882.2521 | 29878.77 | 1.3344 | 49.9191 | 939.3281 | 29938.4691
1.3348 | 49.8429 | 882.2352 | 29878.74 | 1.3348 | 49.919 | 939.3193 | 29938.451
1.3352 | 49.8429 | 882.1857 | 29878.7 | 1.3352 | 49.919 | 939.2928 | 29938.4328
1.3356 | 49.8428 | 882.1688 | 29878.67 | 1.3356 | 49.919 | 939.284 | 29938.4146
1.336 | 49.8428 | 882.1194 | 29878.63 | 1.336 | 49.919 | 939.2575 | 29938.3964
1.3364 | 49.8427 | 882.1024 | 29878.6 | 1.3364 | 49.919 | 939.2488 | 29938.3782
1.3368 | 49.8427 | 882.053 | 29878.56 | 1.3368 | 49.919 | 939.2222 | 29938.36
1.3372 | 49.8426 | 882.0361 | 29878.53 | 1.3372 | 49.9189 | 939.2135 | 29938.3418
1.3376 | 49.8426 | 881.9866 | 29878.49 | 1.3376 | 49.9189 | 939.1869 | 29938.3237
1.338 | 49.8425 | 881.9697 | 29878.46 | 1.338 | 49.9189 | 939.1782 | 29938.3055
1.3384 | 49.8425 | 881.9203 | 29878.42 | 1.3384 | 49.9189 | 939.1517 | 29938.2873
1.3388 | 49.8424 | 881.9034 | 29878.39 | 1.3388 | 49.9188 | 939.1429 | 29938.2691
1.3392 | 49.8424 | 881.8517 | 29878.35 | 1.3392 | 49.9188 | 939.1164 | 29938.2509
1.3396 | 49.8424 | 883.3257 | 29878.31 | 1.3396 | 49.9188 | 939.1077 | 29938.2327
1.34 | 49.8424 | 882.5029 | 29878.28 | 1.34 | 49.9188 | 939.0811 | 29938.2145
1.3404 | 49.8423 | 882.2396 | 29878.24 | 1.3404 | 49.9187 | 939.0724 | 29938.1964
1.3408 | 49.8423 | 882.0761 | 29878.21 | 1.3408 | 49.9187 | 939.0458 | 29938.1782
1.3412 | 49.8422 | 881.7699 | 29878.17 | 1.3412 | 49.9187 | 939.0371 | 29938.16
1.3416 | 49.8422 | 881.3315 | 29878.14 | 1.3416 | 49.9187 | 939.0106 | 29938.1418
1.342 | 49.8421 | 881.7171 | 29878.1 | 1.342 | 49.9186 | 939.0019 | 29938.1236
1.3424 | 49.8421 | 881.4469 | 29878.07 | 1.3424 | 49.9186 | 938.9753 | 29938.1054
1.3428 | 49.842 | 881.4514 | 29878.03 | 1.3428 | 49.9186 | 938.9666 | 29938.0873
1.3432 | 49.842 | 881.3298 | 29878 | 1.3432 | 49.9186 | 938.94 | 29938.0691
1.3436 | 49.8419 | 881.5463 | 29877.96 | 1.3436 | 49.9185 | 938.9313 | 29938.0509
1.344 | 49.8419 | 881.283 | 29877.93 | 1.344 | 49.9185 | 938.9048 | 29938.0327
1.3444 | 49.8418 | 881.4407 | 29877.89 | 1.3444 | 49.9185 | 938.896 | 29938.0145
1.3448 | 49.8418 | 881.399 | 29877.86 | 1.3448 | 49.9185 | 938.8695 | 29937.9963
1.3452 | 49.8417 | 881.3789 | 29877.82 | 1.3452 | 49.9184 | 938.8608 | 29937.9782
1.3456 | 49.8417 | 881.3482 | 29877.79 | 1.3456 | 49.9184 | 938.8342 | 29937.96
1.346 | 49.8417 | 881.338 | 29877.75 | 1.346 | 49.9184 | 938.8255 | 29937.9418
1.3464 | 49.8417 | 881.3324 | 29877.71 | 1.3464 | 49.9184 | 938.799 | 29937.9236
1.3468 | 49.8416 | 881.3776 | 29877.68 | 1.3468 | 49.9183 | 938.7903 | 29937.9054
1.3472 | 49.8416 | 881.214 | 29877.64 | 1.3472 | 49.9183 | 938.7637 | 29937.8872
1.3476 | 49.8415 | 881.1991 | 29877.61 | 1.3476 | 49.9183 | 938.755 | 29937.8691
1.348 | 49.8415 | 881.1841 | 29877.57 | 1.348 | 49.9183 | 938.7284 | 29937.8509
1.3484 | 49.8414 | 880.5956 | 29877.54 | 1.3484 | 49.9182 | 938.7197 | 29937.8327
1.3488 | 49.8414 | 881.1486 | 29877.5 | 1.3488 | 49.9182 | 938.6932 | 29937.8145
1.3492 | 49.8413 | 880.9973 | 29877.47 | 1.3492 | 49.9182 | 938.6845 | 29937.7963
1.3496 | 49.8413 | 881.0166 | 29877.43 | 1.3496 | 49.9182 | 938.6579 | 29937.7782
1.35 | 49.8412 | 881.1121 | 29877.4 | 1.35 | 49.9182 | 938.6492 | 29937.76
1.3504 | 49.8412 | 880.8353 | 29877.36 | 1.3504 | 49.9182 | 938.6227 | 29937.7418
1.3508 | 49.8411 | 881.44 | 29877.33 | 1.3508 | 49.9181 | 938.614 | 29937.7236
1.3512 | 49.8411 | 880.6702 | 29877.29 | 1.3512 | 49.9181 | 938.5874 | 29937.7054
1.3516 | 49.841 | 880.8173 | 29877.26 | 1.3516 | 49.9181 | 938.5787 | 29937.6873
1.352 | 49.841 | 880.922 | 29877.22 | 1.352 | 49.9181 | 938.5522 | 29937.6691
1.3524 | 49.8409 | 880.5317 | 29877.19 | 1.3524 | 49.918 | 938.5435 | 29937.6509
1.3528 | 49.8409 | 880.4034 | 29877.15 | 1.3528 | 49.918 | 938.5169 | 29937.6327
1.3532 | 49.8409 | 880.488 | 29877.12 | 1.3532 | 49.918 | 938.5082 | 29937.6145
1.3536 | 49.8409 | 880.2282 | 29877.08 | 1.3536 | 49.918 | 938.4817 | 29937.5964
1.354 | 49.8408 | 880.2501 | 29877.04 | 1.354 | 49.9179 | 938.473 | 29937.5782
1.3544 | 49.8408 | 880.6948 | 29877.01 | 1.3544 | 49.9179 | 938.4464 | 29937.56
1.3548 | 49.8407 | 880.5325 | 29876.97 | 1.3548 | 49.9179 | 938.4377 | 29937.5418
1.3552 | 49.8407 | 880.4831 | 29876.94 | 1.3552 | 49.9179 | 938.4112 | 29937.5236
1.3556 | 49.8406 | 880.5088 | 29876.9 | 1.3556 | 49.9178 | 938.4025 | 29937.5055
1.356 | 49.8406 | 880.4412 | 29876.87 | 1.356 | 49.9178 | 938.3759 | 29937.4873
1.3564 | 49.8405 | 880.4504 | 29876.83 | 1.3564 | 49.9178 | 938.3672 | 29937.4691
1.3568 | 49.8405 | 880.3797 | 29876.8 | 1.3568 | 49.9178 | 938.3407 | 29937.4509
1.3572 | 49.8404 | 880.3873 | 29876.76 | 1.3572 | 49.9177 | 938.332 | 29937.4328
1.3576 | 49.8404 | 880.3169 | 29876.73 | 1.3576 | 49.9177 | 938.3054 | 29937.4146
1.358 | 49.8403 | 880.3239 | 29876.69 | 1.358 | 49.9177 | 938.2967 | 29937.3964
1.3584 | 49.8403 | 880.254 | 29876.66 | 1.3584 | 49.9177 | 938.2702 | 29937.3782
1.3588 | 49.8402 | 880.2611 | 29876.62 | 1.3588 | 49.9176 | 938.2615 | 29937.36
1.3592 | 49.8402 | 880.1915 | 29876.59 | 1.3592 | 49.9176 | 938.235 | 29937.3419
1.3596 | 49.8402 | 880.1993 | 29876.55 | 1.3596 | 49.9176 | 938.2262 | 29937.3237
1.36 | 49.8402 | 880.13 | 29876.52 | 1.36 | 49.9176 | 938.1997 | 29937.3055
1.3604 | 49.8401 | 880.1389 | 29876.48 | 1.3604 | 49.9175 | 938.191 | 29937.2873
1.3608 | 49.8401 | 880.0705 | 29876.45 | 1.3608 | 49.9175 | 938.1645 | 29937.2692
1.3612 | 49.84 | 880.0803 | 29876.41 | 1.3612 | 49.9175 | 938.1558 | 29937.251
1.3616 | 49.84 | 880.0123 | 29876.37 | 1.3616 | 49.9175 | 938.1292 | 29937.2328
1.362 | 49.8399 | 880.0231 | 29876.34 | 1.362 | 49.9174 | 938.1205 | 29937.2146
1.3624 | 49.8399 | 879.9497 | 29876.3 | 1.3624 | 49.9174 | 938.094 | 29937.1965
1.3628 | 49.8398 | 879.9623 | 29876.27 | 1.3628 | 49.9174 | 938.0853 | 29937.1783
1.3632 | 49.8398 | 879.8801 | 29876.23 | 1.3632 | 49.9174 | 938.0588 | 29937.1601
1.3636 | 49.8397 | 879.8939 | 29876.2 | 1.3636 | 49.9174 | 938.0501 | 29937.1419
1.364 | 49.8397 | 879.8128 | 29876.16 | 1.364 | 49.9174 | 938.0235 | 29937.1238
1.3644 | 49.8396 | 879.8191 | 29876.13 | 1.3644 | 49.9173 | 938.0148 | 29937.1056
1.3648 | 49.8396 | 879.746 | 29876.09 | 1.3648 | 49.9173 | 937.9883 | 29937.0874
1.3652 | 49.8395 | 879.7394 | 29876.06 | 1.3652 | 49.9173 | 937.9796 | 29937.0692
1.3656 | 49.8395 | 879.676 | 29876.02 | 1.3656 | 49.9173 | 937.9531 | 29937.0511
1.366 | 49.8394 | 879.6611 | 29875.99 | 1.366 | 49.9172 | 937.9444 | 29937.0329
1.3664 | 49.8394 | 879.6055 | 29875.95 | 1.3664 | 49.9172 | 937.9178 | 29937.0147
1.3668 | 49.8394 | 879.5875 | 29875.92 | 1.3668 | 49.9172 | 937.9091 | 29936.9965
1.3672 | 49.8394 | 879.5363 | 29875.88 | 1.3672 | 49.9172 | 937.8826 | 29936.9784
1.3676 | 49.8393 | 879.5179 | 29875.85 | 1.3676 | 49.9171 | 937.8739 | 29936.9602
1.368 | 49.8393 | 879.4688 | 29875.81 | 1.368 | 49.9171 | 937.8474 | 29936.942
1.3684 | 49.8392 | 879.4515 | 29875.78 | 1.3684 | 49.9171 | 937.8387 | 29936.9238
1.3688 | 49.8392 | 879.4028 | 29875.74 | 1.3688 | 49.9171 | 937.8122 | 29936.9057
1.3692 | 49.8391 | 879.3854 | 29875.7 | 1.3692 | 49.917 | 937.8035 | 29936.8875
1.3696 | 49.8391 | 879.3366 | 29875.67 | 1.3696 | 49.917 | 937.7769 | 29936.8693
1.37 | 49.839 | 879.3192 | 29875.63 | 1.37 | 49.917 | 937.7682 | 29936.8512
1.3704 | 49.839 | 879.2704 | 29875.6 | 1.3704 | 49.917 | 937.7417 | 29936.833
1.3708 | 49.8389 | 879.2531 | 29875.56 | 1.3708 | 49.9169 | 937.733 | 29936.8148
1.3712 | 49.8389 | 879.2043 | 29875.53 | 1.3712 | 49.9169 | 937.7065 | 29936.7966
1.3716 | 49.8388 | 879.1869 | 29875.49 | 1.3716 | 49.9169 | 937.6978 | 29936.7785
1.372 | 49.8388 | 879.1381 | 29875.46 | 1.372 | 49.9169 | 937.6713 | 29936.7603
1.3724 | 49.8387 | 879.1208 | 29875.42 | 1.3724 | 49.9168 | 937.6626 | 29936.7421
1.3728 | 49.8387 | 879.072 | 29875.39 | 1.3728 | 49.9168 | 937.636 | 29936.724
1.3732 | 49.8387 | 879.0546 | 29875.35 | 1.3732 | 49.9168 | 937.6273 | 29936.7058
1.3736 | 49.8387 | 879.0058 | 29875.32 | 1.3736 | 49.9168 | 937.6008 | 29936.6876
1.374 | 49.8386 | 878.9885 | 29875.28 | 1.374 | 49.9167 | 937.5921 | 29936.6694
1.3744 | 49.8386 | 878.9397 | 29875.25 | 1.3744 | 49.9167 | 937.5656 | 29936.6513
1.3748 | 49.8385 | 878.9224 | 29875.21 | 1.3748 | 49.9167 | 937.5569 | 29936.6331
1.3752 | 49.8385 | 878.8736 | 29875.18 | 1.3752 | 49.9167 | 937.5304 | 29936.6149
1.3756 | 49.8384 | 878.8562 | 29875.14 | 1.3756 | 49.9166 | 937.5217 | 29936.5968
1.376 | 49.8384 | 878.8075 | 29875.11 | 1.376 | 49.9166 | 937.4952 | 29936.5786
1.3764 | 49.8383 | 878.7901 | 29875.07 | 1.3764 | 49.9166 | 937.4865 | 29936.5604
1.3768 | 49.8383 | 878.7413 | 29875.04 | 1.3768 | 49.9166 | 937.46 | 29936.5423
1.3772 | 49.8382 | 878.724 | 29875 | 1.3772 | 49.9166 | 937.4513 | 29936.5241
1.3776 | 49.8382 | 878.6752 | 29874.96 | 1.3776 | 49.9166 | 937.4248 | 29936.5059
1.378 | 49.8381 | 878.6579 | 29874.93 | 1.378 | 49.9165 | 937.4161 | 29936.4877
1.3784 | 49.8381 | 878.6091 | 29874.89 | 1.3784 | 49.9165 | 937.3895 | 29936.4696
1.3788 | 49.838 | 878.5918 | 29874.86 | 1.3788 | 49.9165 | 937.3808 | 29936.4514
1.3792 | 49.838 | 878.543 | 29874.82 | 1.3792 | 49.9165 | 937.3543 | 29936.4332
1.3796 | 49.8379 | 878.5257 | 29874.79 | 1.3796 | 49.9164 | 937.3456 | 29936.4151
1.38 | 49.8379 | 878.4769 | 29874.75 | 1.38 | 49.9164 | 937.3191 | 29936.3969
1.3804 | 49.8379 | 878.4596 | 29874.72 | 1.3804 | 49.9164 | 937.3104 | 29936.3787
1.3808 | 49.8379 | 878.4108 | 29874.68 | 1.3808 | 49.9164 | 937.2839 | 29936.3606
1.3812 | 49.8378 | 878.3935 | 29874.65 | 1.3812 | 49.9163 | 937.2752 | 29936.3424
1.3816 | 49.8378 | 878.3447 | 29874.61 | 1.3816 | 49.9163 | 937.2487 | 29936.3242
1.382 | 49.8377 | 878.3274 | 29874.58 | 1.382 | 49.9163 | 937.24 | 29936.3061
1.3824 | 49.8377 | 878.2786 | 29874.54 | 1.3824 | 49.9163 | 937.2135 | 29936.2879
1.3828 | 49.8376 | 878.2613 | 29874.51 | 1.3828 | 49.9162 | 937.2048 | 29936.2697
1.3832 | 49.8376 | 878.2126 | 29874.47 | 1.3832 | 49.9162 | 937.1783 | 29936.2516
1.3836 | 49.8375 | 878.1952 | 29874.44 | 1.3836 | 49.9162 | 937.1696 | 29936.2334
1.384 | 49.8375 | 878.1465 | 29874.4 | 1.384 | 49.9162 | 937.1431 | 29936.2152
1.3844 | 49.8374 | 878.1292 | 29874.37 | 1.3844 | 49.9161 | 937.1344 | 29936.1971
1.3848 | 49.8374 | 878.0804 | 29874.33 | 1.3848 | 49.9161 | 937.1079 | 29936.1789
1.3852 | 49.8373 | 878.0631 | 29874.3 | 1.3852 | 49.9161 | 937.0992 | 29936.1607
1.3856 | 49.8373 | 878.0144 | 29874.26 | 1.3856 | 49.9161 | 937.0727 | 29936.1426
1.386 | 49.8372 | 877.997 | 29874.23 | 1.386 | 49.916 | 937.064 | 29936.1244
1.3864 | 49.8372 | 877.9483 | 29874.19 | 1.3864 | 49.916 | 937.0375 | 29936.1062
1.3868 | 49.8372 | 877.931 | 29874.15 | 1.3868 | 49.916 | 937.0288 | 29936.0881
1.3872 | 49.8372 | 877.8822 | 29874.12 | 1.3872 | 49.916 | 937.0023 | 29936.0699
1.3876 | 49.8371 | 877.8649 | 29874.08 | 1.3876 | 49.9159 | 936.9936 | 29936.0517
1.388 | 49.8371 | 877.8162 | 29874.05 | 1.388 | 49.9159 | 936.9671 | 29936.0336
1.3884 | 49.837 | 877.7989 | 29874.01 | 1.3884 | 49.9159 | 936.9584 | 29936.0154
1.3888 | 49.837 | 877.7501 | 29873.98 | 1.3888 | 49.9159 | 936.9319 | 29935.9972
1.3892 | 49.8369 | 877.7328 | 29873.94 | 1.3892 | 49.9159 | 936.9232 | 29935.9791
1.3896 | 49.8369 | 877.6841 | 29873.91 | 1.3896 | 49.9159 | 936.8967 | 29935.9609
1.39 | 49.8368 | 877.6668 | 29873.87 | 1.39 | 49.9158 | 936.888 | 29935.9427
1.3904 | 49.8368 | 877.6181 | 29873.84 | 1.3904 | 49.9158 | 936.8615 | 29935.9246
1.3908 | 49.8367 | 877.6008 | 29873.8 | 1.3908 | 49.9158 | 936.8528 | 29935.9064
1.3912 | 49.8367 | 877.552 | 29873.77 | 1.3912 | 49.9158 | 936.8263 | 29935.8883
1.3916 | 49.8366 | 877.5347 | 29873.73 | 1.3916 | 49.9157 | 936.8177 | 29935.8701
1.392 | 49.8366 | 877.486 | 29873.7 | 1.392 | 49.9157 | 936.7912 | 29935.8519
1.3924 | 49.8365 | 877.4687 | 29873.66 | 1.3924 | 49.9157 | 936.7825 | 29935.8338
1.3928 | 49.8365 | 877.42 | 29873.63 | 1.3928 | 49.9157 | 936.756 | 29935.8156
1.3932 | 49.8364 | 877.4027 | 29873.59 | 1.3932 | 49.9156 | 936.7473 | 29935.7974
1.3936 | 49.8364 | 877.354 | 29873.56 | 1.3936 | 49.9156 | 936.7208 | 29935.7793
1.394 | 49.8364 | 877.3367 | 29873.52 | 1.394 | 49.9156 | 936.7121 | 29935.7611
1.3944 | 49.8364 | 877.288 | 29873.49 | 1.3944 | 49.9156 | 936.6856 | 29935.7429
1.3948 | 49.8363 | 877.2707 | 29873.45 | 1.3948 | 49.9155 | 936.6769 | 29935.7248
1.3952 | 49.8363 | 877.2219 | 29873.42 | 1.3952 | 49.9155 | 936.6504 | 29935.7066
1.3956 | 49.8362 | 877.2047 | 29873.38 | 1.3956 | 49.9155 | 936.6417 | 29935.6885
1.396 | 49.8362 | 877.1559 | 29873.35 | 1.396 | 49.9155 | 936.6152 | 29935.6703
1.3964 | 49.8361 | 877.1387 | 29873.31 | 1.3964 | 49.9154 | 936.6066 | 29935.6521
1.3968 | 49.8361 | 877.0899 | 29873.27 | 1.3968 | 49.9154 | 936.5801 | 29935.634
1.3972 | 49.836 | 877.0727 | 29873.24 | 1.3972 | 49.9154 | 936.5714 | 29935.6158
1.3976 | 49.836 | 877.024 | 29873.2 | 1.3976 | 49.9154 | 936.5449 | 29935.5977
1.398 | 49.8359 | 877.0067 | 29873.17 | 1.398 | 49.9153 | 936.5362 | 29935.5795
1.3984 | 49.8359 | 876.958 | 29873.13 | 1.3984 | 49.9153 | 936.5097 | 29935.5613
1.3988 | 49.8358 | 876.9407 | 29873.1 | 1.3988 | 49.9153 | 936.501 | 29935.5432
1.3992 | 49.8358 | 876.892 | 29873.06 | 1.3992 | 49.9153 | 936.4745 | 29935.525
1.3996 | 49.8357 | 876.8747 | 29873.03 | 1.3996 | 49.9152 | 936.4658 | 29935.5068
1.4 | 49.8357 | 876.826 | 29872.99 | 1.4 | 49.9152 | 936.4393 | 29935.4887
1.4004 | 49.8357 | 876.8087 | 29872.96 | 1.4004 | 49.9152 | 936.4307 | 29935.4705
1.4008 | 49.8357 | 876.76 | 29872.92 | 1.4008 | 49.9152 | 936.4042 | 29935.4524
1.4012 | 49.8356 | 876.7428 | 29872.89 | 1.4012 | 49.9151 | 936.3955 | 29935.4342
1.4016 | 49.8356 | 876.6941 | 29872.85 | 1.4016 | 49.9151 | 936.3632 | 29935.4161
1.402 | 49.8355 | 876.6768 | 29872.82 | 1.402 | 49.9151 | 936.9938 | 29935.3979
1.4024 | 49.8355 | 876.6281 | 29872.78 | 1.4024 | 49.9151 | 936.0911 | 29935.3797
1.4028 | 49.8354 | 876.6108 | 29872.75 | 1.4028 | 49.9151 | 936.4115 | 29935.3616
1.4032 | 49.8354 | 876.5621 | 29872.71 | 1.4032 | 49.9151 | 936.0127 | 29935.3434
1.4036 | 49.8353 | 876.5449 | 29872.68 | 1.4036 | 49.915 | 936.2324 | 29935.3253
1.404 | 49.8353 | 876.4962 | 29872.64 | 1.404 | 49.915 | 936.4796 | 29935.3071
1.4044 | 49.8352 | 876.4789 | 29872.61 | 1.4044 | 49.915 | 936.1119 | 29935.2889
1.4048 | 49.8352 | 876.4302 | 29872.57 | 1.4048 | 49.915 | 936.2709 | 29935.2708
1.4052 | 49.8351 | 876.413 | 29872.54 | 1.4052 | 49.9149 | 936.2585 | 29935.2526
1.4056 | 49.8351 | 876.3643 | 29872.5 | 1.4056 | 49.9149 | 936.1951 | 29935.2345
1.406 | 49.835 | 876.347 | 29872.47 | 1.406 | 49.9149 | 936.187 | 29935.2163
1.4064 | 49.835 | 876.2984 | 29872.43 | 1.4064 | 49.9149 | 936.1582 | 29935.1982
1.4068 | 49.8349 | 876.2811 | 29872.4 | 1.4068 | 49.9148 | 936.1493 | 29935.18
1.4072 | 49.8349 | 876.2324 | 29872.36 | 1.4072 | 49.9148 | 936.1229 | 29935.1618
1.4076 | 49.8349 | 876.2152 | 29872.32 | 1.4076 | 49.9148 | 936.114 | 29935.1437
1.408 | 49.8349 | 876.1665 | 29872.29 | 1.408 | 49.9148 | 936.0877 | 29935.1255
1.4084 | 49.8348 | 876.1492 | 29872.25 | 1.4084 | 49.9147 | 936.0788 | 29935.1074
1.4088 | 49.8348 | 876.1006 | 29872.22 | 1.4088 | 49.9147 | 936.0525 | 29935.0892
1.4092 | 49.8347 | 876.0833 | 29872.18 | 1.4092 | 49.9147 | 936.0436 | 29935.0711
1.4096 | 49.8347 | 876.0346 | 29872.15 | 1.4096 | 49.9147 | 936.0174 | 29935.0529
1.41 | 49.8346 | 876.0174 | 29872.11 | 1.41 | 49.9146 | 936.0085 | 29935.0347
1.4104 | 49.8346 | 875.9687 | 29872.08 | 1.4104 | 49.9146 | 935.9822 | 29935.0166
1.4108 | 49.8345 | 875.9515 | 29872.04 | 1.4108 | 49.9146 | 935.9733 | 29934.9984
1.4112 | 49.8345 | 875.9028 | 29872.01 | 1.4112 | 49.9146 | 935.9471 | 29934.9803
1.4116 | 49.8344 | 875.8856 | 29871.97 | 1.4116 | 49.9145 | 935.9382 | 29934.9621
1.412 | 49.8344 | 875.8369 | 29871.94 | 1.412 | 49.9145 | 935.9119 | 29934.944
1.4124 | 49.8343 | 875.8197 | 29871.9 | 1.4124 | 49.9145 | 935.903 | 29934.9258
1.4128 | 49.8343 | 875.771 | 29871.87 | 1.4128 | 49.9145 | 935.8768 | 29934.9077
1.4132 | 49.8342 | 875.7538 | 29871.83 | 1.4132 | 49.9144 | 935.8679 | 29934.8895
1.4136 | 49.8342 | 875.7051 | 29871.8 | 1.4136 | 49.9144 | 935.8416 | 29934.8713
1.414 | 49.8342 | 875.6879 | 29871.76 | 1.414 | 49.9144 | 935.8327 | 29934.8532
1.4144 | 49.8342 | 875.6392 | 29871.73 | 1.4144 | 49.9144 | 935.8064 | 29934.835
1.4148 | 49.8341 | 875.622 | 29871.69 | 1.4148 | 49.9143 | 935.7976 | 29934.8169
1.4152 | 49.8341 | 875.5733 | 29871.66 | 1.4152 | 49.9143 | 935.7713 | 29934.7987
1.4156 | 49.834 | 875.5561 | 29871.62 | 1.4156 | 49.9143 | 935.7624 | 29934.7806
1.416 | 49.834 | 875.5075 | 29871.59 | 1.416 | 49.9143 | 935.7361 | 29934.7624
1.4164 | 49.8339 | 875.4902 | 29871.55 | 1.4164 | 49.9143 | 935.7272 | 29934.7443
1.4168 | 49.8339 | 875.4416 | 29871.52 | 1.4168 | 49.9143 | 935.701 | 29934.7261
1.4172 | 49.8338 | 875.4244 | 29871.48 | 1.4172 | 49.9142 | 935.6921 | 29934.708
1.4176 | 49.8338 | 875.3757 | 29871.45 | 1.4176 | 49.9142 | 935.6658 | 29934.6898
1.418 | 49.8337 | 875.3585 | 29871.41 | 1.418 | 49.9142 | 935.657 | 29934.6717
1.4184 | 49.8337 | 875.3098 | 29871.38 | 1.4184 | 49.9142 | 935.6307 | 29934.6535
1.4188 | 49.8336 | 875.2926 | 29871.34 | 1.4188 | 49.9141 | 935.6218 | 29934.6353
1.4192 | 49.8336 | 875.244 | 29871.3 | 1.4192 | 49.9141 | 935.5956 | 29934.6172
1.4196 | 49.8336 | 875.2268 | 29871.27 | 1.4196 | 49.9141 | 935.5867 | 29934.599
1.42 | 49.8336 | 875.1781 | 29871.23 | 1.42 | 49.9141 | 935.5604 | 29934.5809
1.4204 | 49.8335 | 875.1609 | 29871.2 | 1.4204 | 49.914 | 935.5515 | 29934.5627
1.4208 | 49.8335 | 875.1123 | 29871.16 | 1.4208 | 49.914 | 935.5253 | 29934.5446
1.4212 | 49.8334 | 875.0951 | 29871.13 | 1.4212 | 49.914 | 935.5164 | 29934.5264
1.4216 | 49.8334 | 875.0464 | 29871.09 | 1.4216 | 49.914 | 935.4901 | 29934.5083
1.422 | 49.8333 | 875.0292 | 29871.06 | 1.422 | 49.9139 | 935.4812 | 29934.4901
1.4224 | 49.8333 | 874.9806 | 29871.02 | 1.4224 | 49.9139 | 935.455 | 29934.472
1.4228 | 49.8332 | 874.9634 | 29870.99 | 1.4228 | 49.9139 | 935.4461 | 29934.4538
1.4232 | 49.8332 | 874.9147 | 29870.95 | 1.4232 | 49.9139 | 935.4199 | 29934.4357
1.4236 | 49.8331 | 874.8976 | 29870.92 | 1.4236 | 49.9138 | 935.411 | 29934.4175
1.424 | 49.8331 | 874.8489 | 29870.88 | 1.424 | 49.9138 | 935.3847 | 29934.3994
1.4244 | 49.833 | 874.8317 | 29870.85 | 1.4244 | 49.9138 | 935.3758 | 29934.3812
1.4248 | 49.833 | 874.7831 | 29870.81 | 1.4248 | 49.9138 | 935.3496 | 29934.3631
1.4252 | 49.8329 | 874.7659 | 29870.78 | 1.4252 | 49.9137 | 935.3407 | 29934.3449
1.4256 | 49.8329 | 874.7173 | 29870.74 | 1.4256 | 49.9137 | 935.3144 | 29934.3268
1.426 | 49.8329 | 874.7001 | 29870.71 | 1.426 | 49.9137 | 935.3056 | 29934.3086
1.4264 | 49.8329 | 874.6514 | 29870.67 | 1.4264 | 49.9137 | 935.2793 | 29934.2905
1.4268 | 49.8328 | 874.6343 | 29870.64 | 1.4268 | 49.9136 | 935.2704 | 29934.2723
1.4272 | 49.8328 | 874.5856 | 29870.6 | 1.4272 | 49.9136 | 935.2442 | 29934.2542
1.4276 | 49.8327 | 874.5685 | 29870.57 | 1.4276 | 49.9136 | 935.2353 | 29934.236
1.428 | 49.8327 | 874.5198 | 29870.53 | 1.428 | 49.9136 | 935.209 | 29934.2179
1.4284 | 49.8326 | 874.5026 | 29870.5 | 1.4284 | 49.9136 | 935.2002 | 29934.1997
1.4288 | 49.8326 | 874.454 | 29870.46 | 1.4288 | 49.9136 | 935.1739 | 29934.1816
1.4292 | 49.8325 | 874.4368 | 29870.43 | 1.4292 | 49.9135 | 935.165 | 29934.1634
1.4296 | 49.8325 | 874.3882 | 29870.39 | 1.4296 | 49.9135 | 935.1388 | 29934.1453
1.43 | 49.8324 | 874.3711 | 29870.36 | 1.43 | 49.9135 | 935.1299 | 29934.1271
1.4304 | 49.8324 | 874.3224 | 29870.32 | 1.4304 | 49.9135 | 935.1037 | 29934.109
1.4308 | 49.8323 | 874.3053 | 29870.29 | 1.4308 | 49.9134 | 935.0948 | 29934.0908
1.4312 | 49.8323 | 874.2566 | 29870.25 | 1.4312 | 49.9134 | 935.0685 | 29934.0727
1.4316 | 49.8322 | 874.2395 | 29870.22 | 1.4316 | 49.9134 | 935.0597 | 29934.0546
1.432 | 49.8322 | 874.1908 | 29870.18 | 1.432 | 49.9134 | 935.0334 | 29934.0364
1.4324 | 49.8321 | 874.1737 | 29870.14 | 1.4324 | 49.9133 | 935.0245 | 29934.0183
1.4328 | 49.8321 | 874.1251 | 29870.11 | 1.4328 | 49.9133 | 934.9983 | 29934.0001
1.4332 | 49.8321 | 874.1079 | 29870.07 | 1.4332 | 49.9133 | 934.9894 | 29933.982
1.4336 | 49.8321 | 874.0593 | 29870.04 | 1.4336 | 49.9133 | 934.9632 | 29933.9638
1.434 | 49.832 | 874.0421 | 29870 | 1.434 | 49.9132 | 934.9543 | 29933.9457
1.4344 | 49.832 | 873.9935 | 29869.97 | 1.4344 | 49.9132 | 934.928 | 29933.9275
1.4348 | 49.8319 | 873.9764 | 29869.93 | 1.4348 | 49.9132 | 934.9192 | 29933.9094
1.4352 | 49.8319 | 873.9278 | 29869.9 | 1.4352 | 49.9132 | 934.8929 | 29933.8912
1.4356 | 49.8318 | 873.9106 | 29869.86 | 1.4356 | 49.9131 | 934.884 | 29933.8731
1.436 | 49.8318 | 873.862 | 29869.83 | 1.436 | 49.9131 | 934.8578 | 29933.8549
1.4364 | 49.8317 | 873.8449 | 29869.79 | 1.4364 | 49.9131 | 934.8489 | 29933.8368
1.4368 | 49.8317 | 873.7962 | 29869.76 | 1.4368 | 49.9131 | 934.8227 | 29933.8187
1.4372 | 49.8316 | 873.7791 | 29869.72 | 1.4372 | 49.913 | 934.8138 | 29933.8005
1.4376 | 49.8316 | 873.7305 | 29869.69 | 1.4376 | 49.913 | 934.7876 | 29933.7824
1.438 | 49.8315 | 873.7134 | 29869.65 | 1.438 | 49.913 | 934.7787 | 29933.7642
1.4384 | 49.8315 | 873.6647 | 29869.62 | 1.4384 | 49.913 | 934.7525 | 29933.7461
1.4388 | 49.8314 | 873.6476 | 29869.58 | 1.4388 | 49.9129 | 934.7436 | 29933.7279
1.4392 | 49.8314 | 873.599 | 29869.55 | 1.4392 | 49.9129 | 934.7174 | 29933.7098
1.4396 | 49.8314 | 873.5819 | 29869.51 | 1.4396 | 49.9129 | 934.7085 | 29933.6916
1.44 | 49.8314 | 873.5333 | 29869.48 | 1.44 | 49.9129 | 934.6822 | 29933.6735
1.4404 | 49.8313 | 873.5161 | 29869.44 | 1.4404 | 49.9129 | 934.6734 | 29933.6554
1.4408 | 49.8313 | 873.4675 | 29869.41 | 1.4408 | 49.9129 | 934.6471 | 29933.6372
1.4412 | 49.8312 | 873.4504 | 29869.37 | 1.4412 | 49.9128 | 934.6383 | 29933.6191
1.4416 | 49.8312 | 873.4018 | 29869.34 | 1.4416 | 49.9128 | 934.612 | 29933.6009
1.442 | 49.8311 | 873.3847 | 29869.3 | 1.442 | 49.9128 | 934.6031 | 29933.5828
1.4424 | 49.8311 | 873.3361 | 29869.27 | 1.4424 | 49.9128 | 934.5769 | 29933.5646
1.4428 | 49.831 | 873.319 | 29869.23 | 1.4428 | 49.9127 | 934.568 | 29933.5465
1.4432 | 49.831 | 873.2704 | 29869.2 | 1.4432 | 49.9127 | 934.5418 | 29933.5284
1.4436 | 49.8309 | 873.2533 | 29869.16 | 1.4436 | 49.9127 | 934.5329 | 29933.5102
1.444 | 49.8309 | 873.2047 | 29869.13 | 1.444 | 49.9127 | 934.5067 | 29933.4921
1.4444 | 49.8308 | 873.1875 | 29869.09 | 1.4444 | 49.9126 | 934.4978 | 29933.4739
1.4448 | 49.8308 | 873.1389 | 29869.06 | 1.4448 | 49.9126 | 934.4716 | 29933.4558
1.4452 | 49.8307 | 873.1218 | 29869.02 | 1.4452 | 49.9126 | 934.4627 | 29933.4376
1.4456 | 49.8307 | 873.0732 | 29868.99 | 1.4456 | 49.9126 | 934.4365 | 29933.4195
1.446 | 49.8306 | 873.0561 | 29868.95 | 1.446 | 49.9125 | 934.4276 | 29933.4014
1.4464 | 49.8306 | 873.0075 | 29868.92 | 1.4464 | 49.9125 | 934.4014 | 29933.3832
1.4468 | 49.8306 | 872.9904 | 29868.88 | 1.4468 | 49.9125 | 934.3925 | 29933.3651
1.4472 | 49.8306 | 872.9419 | 29868.84 | 1.4472 | 49.9125 | 934.3663 | 29933.3469
1.4476 | 49.8305 | 872.9248 | 29868.81 | 1.4476 | 49.9124 | 934.3574 | 29933.3288
1.448 | 49.8305 | 872.8762 | 29868.77 | 1.448 | 49.9124 | 934.3312 | 29933.3107
1.4484 | 49.8304 | 872.8591 | 29868.74 | 1.4484 | 49.9124 | 934.3223 | 29933.2925
1.4488 | 49.8304 | 872.8105 | 29868.7 | 1.4488 | 49.9124 | 934.2961 | 29933.2744
1.4492 | 49.8303 | 872.7934 | 29868.67 | 1.4492 | 49.9123 | 934.2872 | 29933.2562
1.4496 | 49.8303 | 872.7448 | 29868.63 | 1.4496 | 49.9123 | 934.261 | 29933.2381
1.45 | 49.8302 | 872.7277 | 29868.6 | 1.45 | 49.9123 | 934.2521 | 29933.22
1.4504 | 49.8302 | 872.6791 | 29868.56 | 1.4504 | 49.9123 | 934.2259 | 29933.2018
1.4508 | 49.8301 | 872.662 | 29868.53 | 1.4508 | 49.9122 | 934.217 | 29933.1837
1.4512 | 49.8301 | 872.6135 | 29868.49 | 1.4512 | 49.9122 | 934.1908 | 29933.1655
1.4516 | 49.83 | 872.5964 | 29868.46 | 1.4516 | 49.9122 | 934.1819 | 29933.1474
1.452 | 49.83 | 872.5478 | 29868.42 | 1.452 | 49.9122 | 934.1557 | 29933.1293
1.4524 | 49.8299 | 872.5307 | 29868.39 | 1.4524 | 49.9121 | 934.1469 | 29933.1111
1.4528 | 49.8299 | 872.4821 | 29868.35 | 1.4528 | 49.9121 | 934.1206 | 29933.093
1.4532 | 49.8299 | 872.4651 | 29868.32 | 1.4532 | 49.9121 | 934.1118 | 29933.0748
1.4536 | 49.8299 | 872.4165 | 29868.28 | 1.4536 | 49.9121 | 934.0855 | 29933.0567
1.454 | 49.8298 | 872.3994 | 29868.25 | 1.454 | 49.9121 | 934.0767 | 29933.0386
1.4544 | 49.8298 | 872.3508 | 29868.21 | 1.4544 | 49.9121 | 934.0505 | 29933.0204
1.4548 | 49.8297 | 872.3338 | 29868.18 | 1.4548 | 49.912 | 934.0416 | 29933.0023
1.4552 | 49.8297 | 872.2852 | 29868.14 | 1.4552 | 49.912 | 934.0154 | 29932.9842
1.4556 | 49.8296 | 872.2681 | 29868.11 | 1.4556 | 49.912 | 934.0065 | 29932.966
1.456 | 49.8296 | 872.2195 | 29868.07 | 1.456 | 49.912 | 933.9803 | 29932.9479
1.4564 | 49.8295 | 872.2025 | 29868.04 | 1.4564 | 49.9119 | 933.9714 | 29932.9297
1.4568 | 49.8295 | 872.1539 | 29868 | 1.4568 | 49.9119 | 933.9452 | 29932.9116
1.4572 | 49.8294 | 872.1369 | 29867.97 | 1.4572 | 49.9119 | 933.9363 | 29932.8935
1.4576 | 49.8294 | 872.0883 | 29867.93 | 1.4576 | 49.9119 | 933.9101 | 29932.8753
1.458 | 49.8293 | 872.0712 | 29867.9 | 1.458 | 49.9118 | 933.9013 | 29932.8572
1.4584 | 49.8293 | 872.0227 | 29867.86 | 1.4584 | 49.9118 | 933.875 | 29932.8391
1.4588 | 49.8293 | 872.0056 | 29867.83 | 1.4588 | 49.9118 | 933.8662 | 29932.8209
1.4592 | 49.8293 | 871.957 | 29867.79 | 1.4592 | 49.9118 | 933.8399 | 29932.8028
1.4596 | 49.8292 | 871.94 | 29867.76 | 1.4596 | 49.9117 | 933.8311 | 29932.7846
1.46 | 49.8292 | 871.8914 | 29867.72 | 1.46 | 49.9117 | 933.8049 | 29932.7665
1.4604 | 49.8291 | 871.8744 | 29867.69 | 1.4604 | 49.9117 | 933.796 | 29932.7484
1.4608 | 49.8291 | 871.8258 | 29867.65 | 1.4608 | 49.9117 | 933.7698 | 29932.7302
1.4612 | 49.829 | 871.8088 | 29867.62 | 1.4612 | 49.9116 | 933.4872 | 29932.7121
1.4616 | 49.829 | 871.7602 | 29867.58 | 1.4616 | 49.9116 | 932.8551 | 29932.694
1.462 | 49.8289 | 871.7432 | 29867.55 | 1.462 | 49.9116 | 933.7684 | 29932.6758
1.4624 | 49.8289 | 871.6946 | 29867.51 | 1.4624 | 49.9116 | 933.5064 | 29932.6577
1.4628 | 49.8288 | 871.6776 | 29867.48 | 1.4628 | 49.9115 | 933.3247 | 29932.6396
1.4632 | 49.8288 | 871.629 | 29867.44 | 1.4632 | 49.9115 | 933.1416 | 29932.6214
1.4636 | 49.8287 | 871.612 | 29867.41 | 1.4636 | 49.9115 | 933.0624 | 29932.6033
1.464 | 49.8287 | 871.5634 | 29867.37 | 1.464 | 49.9115 | 933.9291 | 29932.5852
1.4644 | 49.8286 | 871.5464 | 29867.34 | 1.4644 | 49.9114 | 933.5126 | 29932.567
1.4648 | 49.8286 | 871.4978 | 29867.3 | 1.4648 | 49.9114 | 933.4031 | 29932.5489
1.4652 | 49.8285 | 871.4808 | 29867.27 | 1.4652 | 49.9114 | 934.795 | 29932.5308
1.4656 | 49.8285 | 871.4322 | 29867.23 | 1.4656 | 49.9114 | 933.6848 | 29932.5126
1.466 | 49.8285 | 871.4152 | 29867.2 | 1.466 | 49.9114 | 933.0577 | 29932.4945
1.4664 | 49.8285 | 871.3667 | 29867.16 | 1.4664 | 49.9114 | 933.6784 | 29932.4764
1.4668 | 49.8284 | 871.3496 | 29867.12 | 1.4668 | 49.9113 | 933.3775 | 29932.4582
1.4672 | 49.8284 | 871.3011 | 29867.09 | 1.4672 | 49.9113 | 933.5087 | 29932.4401
1.4676 | 49.8283 | 871.2841 | 29867.05 | 1.4676 | 49.9113 | 933.8069 | 29932.422
1.468 | 49.8283 | 871.2355 | 29867.02 | 1.468 | 49.9113 | 933.5264 | 29932.4038
1.4684 | 49.8282 | 871.2185 | 29866.98 | 1.4684 | 49.9112 | 933.5054 | 29932.3857
1.4688 | 49.8282 | 871.17 | 29866.95 | 1.4688 | 49.9112 | 933.4252 | 29932.3676
1.4692 | 49.8281 | 871.153 | 29866.91 | 1.4692 | 49.9112 | 933.4138 | 29932.3494
1.4696 | 49.8281 | 871.1044 | 29866.88 | 1.4696 | 49.9112 | 933.3846 | 29932.3313
1.47 | 49.828 | 871.0874 | 29866.84 | 1.47 | 49.9111 | 933.3753 | 29932.3132
1.4704 | 49.828 | 871.0389 | 29866.81 | 1.4704 | 49.9111 | 933.3491 | 29932.295
1.4708 | 49.8279 | 871.0219 | 29866.77 | 1.4708 | 49.9111 | 933.34 | 29932.2769
1.4712 | 49.8279 | 870.9733 | 29866.74 | 1.4712 | 49.9111 | 933.314 | 29932.2588
1.4716 | 49.8278 | 870.9563 | 29866.7 | 1.4716 | 49.911 | 933.3049 | 29932.2407
1.472 | 49.8278 | 870.7643 | 29866.67 | 1.472 | 49.911 | 933.2789 | 29932.2225
1.4724 | 49.8278 | 870.4921 | 29866.63 | 1.4724 | 49.911 | 933.2698 | 29932.2044
1.4728 | 49.8278 | 870.2623 | 29866.6 | 1.4728 | 49.911 | 933.2438 | 29932.1863
1.4732 | 49.8277 | 870.6358 | 29866.56 | 1.4732 | 49.9109 | 933.2348 | 29932.1681
1.4736 | 49.8277 | 869.8793 | 29866.53 | 1.4736 | 49.9109 | 933.2088 | 29932.15
1.474 | 49.8276 | 871.3828 | 29866.49 | 1.474 | 49.9109 | 933.1997 | 29932.1319
1.4744 | 49.8276 | 869.7677 | 29866.46 | 1.4744 | 49.9109 | 933.1737 | 29932.1137
1.4748 | 49.8275 | 869.8469 | 29866.42 | 1.4748 | 49.9108 | 933.1647 | 29932.0956
1.4752 | 49.8275 | 870.3305 | 29866.39 | 1.4752 | 49.9108 | 933.1387 | 29932.0775
1.4756 | 49.8274 | 870.6435 | 29866.35 | 1.4756 | 49.9108 | 933.1296 | 29932.0594
1.476 | 49.8274 | 870.5143 | 29866.32 | 1.476 | 49.9108 | 933.1036 | 29932.0412
1.4764 | 49.8273 | 870.5853 | 29866.28 | 1.4764 | 49.9107 | 933.0946 | 29932.0231
1.4768 | 49.8273 | 870.5052 | 29866.25 | 1.4768 | 49.9107 | 933.0686 | 29932.005
1.4772 | 49.8272 | 870.5249 | 29866.21 | 1.4772 | 49.9107 | 933.0595 | 29931.9868
1.4776 | 49.8272 | 870.4476 | 29866.18 | 1.4776 | 49.9107 | 933.0335 | 29931.9687
1.478 | 49.8272 | 870.432 | 29866.14 | 1.478 | 49.9107 | 933.0245 | 29931.9506
1.4784 | 49.8272 | 870.3836 | 29866.11 | 1.4784 | 49.9107 | 932.9985 | 29931.9325
1.4788 | 49.8271 | 870.3662 | 29866.07 | 1.4788 | 49.9106 | 932.9894 | 29931.9143
1.4792 | 49.8271 | 870.3182 | 29866.04 | 1.4792 | 49.9106 | 932.9634 | 29931.8962
1.4796 | 49.827 | 870.3007 | 29866 | 1.4796 | 49.9106 | 932.9544 | 29931.8781
1.48 | 49.827 | 870.2526 | 29865.97 | 1.48 | 49.9106 | 932.9284 | 29931.8599
1.4804 | 49.8269 | 870.2353 | 29865.93 | 1.4804 | 49.9105 | 932.9193 | 29931.8418
1.4808 | 49.8269 | 870.1872 | 29865.9 | 1.4808 | 49.9105 | 932.8933 | 29931.8237
1.4812 | 49.8268 | 870.1698 | 29865.86 | 1.4812 | 49.9105 | 932.8843 | 29931.8056
1.4816 | 49.8268 | 870.1217 | 29865.83 | 1.4816 | 49.9105 | 932.8583 | 29931.7874
1.482 | 49.8267 | 870.1043 | 29865.79 | 1.482 | 49.9104 | 932.8492 | 29931.7693
1.4824 | 49.8267 | 870.0562 | 29865.76 | 1.4824 | 49.9104 | 932.8232 | 29931.7512
1.4828 | 49.8266 | 870.0388 | 29865.72 | 1.4828 | 49.9104 | 932.8142 | 29931.7331
1.4832 | 49.8266 | 869.9907 | 29865.69 | 1.4832 | 49.9104 | 932.7882 | 29931.7149
1.4836 | 49.8265 | 869.9733 | 29865.65 | 1.4836 | 49.9103 | 932.7791 | 29931.6968
1.484 | 49.8265 | 869.9252 | 29865.62 | 1.484 | 49.9103 | 932.7532 | 29931.6787
1.4844 | 49.8265 | 869.9079 | 29865.58 | 1.4844 | 49.9103 | 932.7441 | 29931.6605
1.4848 | 49.8265 | 869.8598 | 29865.55 | 1.4848 | 49.9103 | 932.7181 | 29931.6424
1.4852 | 49.8264 | 869.8424 | 29865.51 | 1.4852 | 49.9102 | 932.7091 | 29931.6243
1.4856 | 49.8264 | 869.7943 | 29865.48 | 1.4856 | 49.9102 | 932.6831 | 29931.6062
1.486 | 49.8263 | 869.7769 | 29865.44 | 1.486 | 49.9102 | 932.674 | 29931.588
1.4864 | 49.8263 | 869.7289 | 29865.41 | 1.4864 | 49.9102 | 932.648 | 29931.5699
1.4868 | 49.8262 | 869.7115 | 29865.37 | 1.4868 | 49.9101 | 932.639 | 29931.5518
1.4872 | 49.8262 | 869.6634 | 29865.34 | 1.4872 | 49.9101 | 932.613 | 29931.5337
1.4876 | 49.8261 | 869.646 | 29865.3 | 1.4876 | 49.9101 | 932.604 | 29931.5155
1.488 | 49.8261 | 869.598 | 29865.27 | 1.488 | 49.9101 | 932.578 | 29931.4974
1.4884 | 49.826 | 869.5806 | 29865.23 | 1.4884 | 49.91 | 932.5689 | 29931.4793
1.4888 | 49.826 | 869.5325 | 29865.2 | 1.4888 | 49.91 | 932.5429 | 29931.4612
1.4892 | 49.8259 | 869.5152 | 29865.16 | 1.4892 | 49.91 | 932.5339 | 29931.4431
1.4896 | 49.8259 | 869.4671 | 29865.13 | 1.4896 | 49.91 | 932.5079 | 29931.4249
1.49 | 49.8259 | 869.4497 | 29865.09 | 1.49 | 49.91 | 932.4989 | 29931.4068
1.4904 | 49.8259 | 869.4016 | 29865.06 | 1.4904 | 49.91 | 932.4729 | 29931.3887
1.4908 | 49.8258 | 869.3843 | 29865.02 | 1.4908 | 49.9099 | 932.4638 | 29931.3706
1.4912 | 49.8258 | 869.3362 | 29864.99 | 1.4912 | 49.9099 | 932.4378 | 29931.3524
1.4916 | 49.8257 | 869.3189 | 29864.95 | 1.4916 | 49.9099 | 932.4288 | 29931.3343
1.492 | 49.8257 | 869.2708 | 29864.92 | 1.492 | 49.9099 | 932.4028 | 29931.3162
1.4924 | 49.8256 | 869.2534 | 29864.88 | 1.4924 | 49.9098 | 932.3938 | 29931.2981
1.4928 | 49.8256 | 869.2054 | 29864.85 | 1.4928 | 49.9098 | 932.3678 | 29931.2799
1.4932 | 49.8255 | 869.188 | 29864.81 | 1.4932 | 49.9098 | 932.3587 | 29931.2618
1.4936 | 49.8255 | 869.14 | 29864.78 | 1.4936 | 49.9098 | 932.3328 | 29931.2437
1.494 | 49.8254 | 869.1226 | 29864.74 | 1.494 | 49.9097 | 932.3237 | 29931.2256
1.4944 | 49.8254 | 869.0746 | 29864.71 | 1.4944 | 49.9097 | 932.2977 | 29931.2075
1.4948 | 49.8253 | 869.0572 | 29864.67 | 1.4948 | 49.9097 | 932.2887 | 29931.1893
1.4952 | 49.8253 | 869.0091 | 29864.64 | 1.4952 | 49.9097 | 932.2627 | 29931.1712
1.4956 | 49.8252 | 868.9918 | 29864.6 | 1.4956 | 49.9096 | 932.2537 | 29931.1531
1.496 | 49.8252 | 868.9437 | 29864.57 | 1.496 | 49.9096 | 932.2277 | 29931.135
1.4964 | 49.8252 | 868.9264 | 29864.53 | 1.4964 | 49.9096 | 932.2187 | 29931.1169
1.4968 | 49.8252 | 868.8784 | 29864.5 | 1.4968 | 49.9096 | 932.1927 | 29931.0987
1.4972 | 49.8251 | 868.861 | 29864.46 | 1.4972 | 49.9095 | 932.1836 | 29931.0806
1.4976 | 49.8251 | 868.813 | 29864.43 | 1.4976 | 49.9095 | 932.1577 | 29931.0625
1.498 | 49.825 | 868.7956 | 29864.39 | 1.498 | 49.9095 | 932.1486 | 29931.0444
1.4984 | 49.825 | 868.7476 | 29864.36 | 1.4984 | 49.9095 | 932.1226 | 29931.0263
1.4988 | 49.8249 | 868.7303 | 29864.32 | 1.4988 | 49.9094 | 932.1136 | 29931.0081
1.4992 | 49.8249 | 868.6822 | 29864.28 | 1.4992 | 49.9094 | 932.0876 | 29930.99
1.4996 | 49.8248 | 868.6649 | 29864.25 | 1.4996 | 49.9094 | 932.0786 | 29930.9719
1.5 | 49.8248 | 868.6168 | 29864.21 | 1.5 | 49.9094 | 932.0526 | 29930.9538
1.5004 | 49.8247 | 868.5995 | 29864.18 | 1.5004 | 49.9093 | 932.0436 | 29930.9357
1.5008 | 49.8247 | 868.5515 | 29864.14 | 1.5008 | 49.9093 | 932.0176 | 29930.9175
1.5012 | 49.8246 | 868.5341 | 29864.11 | 1.5012 | 49.9093 | 932.0086 | 29930.8994
1.5016 | 49.8246 | 868.4861 | 29864.07 | 1.5016 | 49.9093 | 931.9826 | 29930.8813
1.502 | 49.8245 | 868.4688 | 29864.04 | 1.502 | 49.9093 | 931.9735 | 29930.8632
1.5024 | 49.8245 | 868.4207 | 29864 | 1.5024 | 49.9093 | 931.9476 | 29930.8451
1.5028 | 49.8244 | 868.4034 | 29863.97 | 1.5028 | 49.9092 | 931.9385 | 29930.8269
1.5032 | 49.8244 | 868.3554 | 29863.93 | 1.5032 | 49.9092 | 931.9126 | 29930.8088
1.5036 | 49.8244 | 868.3381 | 29863.9 | 1.5036 | 49.9092 | 931.9035 | 29930.7907
1.504 | 49.8244 | 868.29 | 29863.86 | 1.504 | 49.9092 | 931.8775 | 29930.7726
1.5044 | 49.8243 | 868.2727 | 29863.83 | 1.5044 | 49.9091 | 931.8685 | 29930.7545
1.5048 | 49.8243 | 868.2247 | 29863.79 | 1.5048 | 49.9091 | 931.8425 | 29930.7364
1.5052 | 49.8242 | 868.2074 | 29863.76 | 1.5052 | 49.9091 | 931.8335 | 29930.7182
1.5056 | 49.8242 | 868.1593 | 29863.72 | 1.5056 | 49.9091 | 931.8075 | 29930.7001
1.506 | 49.8241 | 868.142 | 29863.69 | 1.506 | 49.909 | 931.7985 | 29930.682
1.5064 | 49.8241 | 868.094 | 29863.65 | 1.5064 | 49.909 | 931.7725 | 29930.6639
1.5068 | 49.824 | 868.0767 | 29863.62 | 1.5068 | 49.909 | 931.7635 | 29930.6458
1.5072 | 49.824 | 868.0287 | 29863.58 | 1.5072 | 49.909 | 931.7375 | 29930.6277
1.5076 | 49.8239 | 868.0114 | 29863.55 | 1.5076 | 49.9089 | 931.7285 | 29930.6095
1.508 | 49.8239 | 867.9633 | 29863.51 | 1.508 | 49.9089 | 931.7025 | 29930.5914
1.5084 | 49.8238 | 867.946 | 29863.48 | 1.5084 | 49.9089 | 931.6935 | 29930.5733
1.5088 | 49.8238 | 867.898 | 29863.44 | 1.5088 | 49.9089 | 931.6675 | 29930.5552
1.5092 | 49.8237 | 867.8807 | 29863.41 | 1.5092 | 49.9088 | 931.6585 | 29930.5371
1.5096 | 49.8237 | 867.8327 | 29863.37 | 1.5096 | 49.9088 | 931.6325 | 29930.519
1.51 | 49.8237 | 867.8154 | 29863.34 | 1.51 | 49.9088 | 931.6235 | 29930.5008
1.5104 | 49.8237 | 867.7674 | 29863.3 | 1.5104 | 49.9088 | 931.5975 | 29930.4827
1.5108 | 49.8236 | 867.7501 | 29863.27 | 1.5108 | 49.9087 | 931.5885 | 29930.4646
1.5112 | 49.8236 | 867.7021 | 29863.23 | 1.5112 | 49.9087 | 931.5625 | 29930.4465
1.5116 | 49.8235 | 867.6848 | 29863.2 | 1.5116 | 49.9087 | 931.5535 | 29930.4284
1.512 | 49.8235 | 867.6368 | 29863.16 | 1.512 | 49.9087 | 931.5275 | 29930.4103
1.5124 | 49.8234 | 867.6195 | 29863.13 | 1.5124 | 49.9086 | 931.5185 | 29930.3922
1.5128 | 49.8234 | 867.5715 | 29863.09 | 1.5128 | 49.9086 | 931.4925 | 29930.374
1.5132 | 49.8233 | 867.5542 | 29863.06 | 1.5132 | 49.9086 | 931.4835 | 29930.3559
1.5136 | 49.8233 | 867.5062 | 29863.02 | 1.5136 | 49.9086 | 931.4575 | 29930.3378
1.514 | 49.8232 | 867.4889 | 29862.99 | 1.514 | 49.9086 | 931.4485 | 29930.3197
1.5144 | 49.8232 | 867.4409 | 29862.95 | 1.5144 | 49.9086 | 931.4225 | 29930.3016
1.5148 | 49.8231 | 867.4236 | 29862.92 | 1.5148 | 49.9085 | 931.4135 | 29930.2835
1.5152 | 49.8231 | 867.3756 | 29862.88 | 1.5152 | 49.9085 | 931.3876 | 29930.2654
1.5156 | 49.8231 | 867.3583 | 29862.85 | 1.5156 | 49.9085 | 931.3785 | 29930.2472
1.516 | 49.8231 | 867.3103 | 29862.81 | 1.516 | 49.9085 | 931.3526 | 29930.2291
1.5164 | 49.823 | 867.2931 | 29862.78 | 1.5164 | 49.9084 | 931.3436 | 29930.211
1.5168 | 49.823 | 867.2451 | 29862.74 | 1.5168 | 49.9084 | 931.3176 | 29930.1929
1.5172 | 49.8229 | 867.2278 | 29862.71 | 1.5172 | 49.9084 | 931.3086 | 29930.1748
1.5176 | 49.8229 | 867.1798 | 29862.67 | 1.5176 | 49.9084 | 931.2826 | 29930.1567
1.518 | 49.8228 | 867.1625 | 29862.64 | 1.518 | 49.9083 | 931.2736 | 29930.1386
1.5184 | 49.8228 | 867.1145 | 29862.6 | 1.5184 | 49.9083 | 931.2476 | 29930.1205
1.5188 | 49.8227 | 867.0973 | 29862.57 | 1.5188 | 49.9083 | 931.2386 | 29930.1023
1.5192 | 49.8227 | 867.0493 | 29862.53 | 1.5192 | 49.9083 | 931.2126 | 29930.0842
1.5196 | 49.8226 | 867.032 | 29862.5 | 1.5196 | 49.9082 | 931.2036 | 29930.0661
1.52 | 49.8226 | 866.984 | 29862.46 | 1.52 | 49.9082 | 931.1776 | 29930.048
1.5204 | 49.8225 | 866.9668 | 29862.43 | 1.5204 | 49.9082 | 931.1686 | 29930.0299
1.5208 | 49.8225 | 866.9188 | 29862.39 | 1.5208 | 49.9082 | 931.1427 | 29930.0118
1.5212 | 49.8225 | 866.9015 | 29862.36 | 1.5212 | 49.9081 | 931.1336 | 29929.9937
1.5216 | 49.8225 | 866.8535 | 29862.32 | 1.5216 | 49.9081 | 931.1077 | 29929.9756
1.522 | 49.8224 | 866.8363 | 29862.29 | 1.522 | 49.9081 | 931.0987 | 29929.9575
1.5224 | 49.8224 | 866.7883 | 29862.25 | 1.5224 | 49.9081 | 931.0727 | 29929.9394
1.5228 | 49.8223 | 866.771 | 29862.22 | 1.5228 | 49.908 | 931.0637 | 29929.9212
1.5232 | 49.8223 | 866.723 | 29862.18 | 1.5232 | 49.908 | 931.0377 | 29929.9031
1.5236 | 49.8222 | 866.7058 | 29862.15 | 1.5236 | 49.908 | 931.0287 | 29929.885
1.524 | 49.8222 | 866.6578 | 29862.11 | 1.524 | 49.908 | 931.0027 | 29929.8669
1.5244 | 49.8221 | 866.6406 | 29862.08 | 1.5244 | 49.9079 | 930.9937 | 29929.8488
1.5248 | 49.8221 | 866.5926 | 29862.04 | 1.5248 | 49.9079 | 930.9678 | 29929.8307
1.5252 | 49.822 | 866.5754 | 29862.01 | 1.5252 | 49.9079 | 930.9588 | 29929.8126
1.5256 | 49.822 | 866.5274 | 29861.97 | 1.5256 | 49.9079 | 930.9328 | 29929.7945
1.526 | 49.8219 | 866.5101 | 29861.94 | 1.526 | 49.9079 | 930.9238 | 29929.7764
1.5264 | 49.8219 | 866.4621 | 29861.9 | 1.5264 | 49.9079 | 930.8978 | 29929.7583
1.5268 | 49.8218 | 866.4449 | 29861.87 | 1.5268 | 49.9078 | 930.8888 | 29929.7401
1.5272 | 49.8218 | 866.3969 | 29861.83 | 1.5272 | 49.9078 | 931.3534 | 29929.722
1.5276 | 49.8218 | 866.3797 | 29861.8 | 1.5276 | 49.9078 | 931.5694 | 29929.7039
1.528 | 49.8218 | 866.3317 | 29861.76 | 1.528 | 49.9078 | 930.36 | 29929.6858
1.5284 | 49.8217 | 866.3145 | 29861.73 | 1.5284 | 49.9077 | 930.8417 | 29929.6677
1.5288 | 49.8217 | 866.2665 | 29861.69 | 1.5288 | 49.9077 | 930.5623 | 29929.6496
1.5292 | 49.8216 | 866.2493 | 29861.66 | 1.5292 | 49.9077 | 930.5099 | 29929.6315
1.5296 | 49.8216 | 866.2013 | 29861.62 | 1.5296 | 49.9077 | 930.575 | 29929.6134
1.53 | 49.8215 | 866.1841 | 29861.59 | 1.53 | 49.9076 | 930.8412 | 29929.5953
1.5304 | 49.8215 | 866.1361 | 29861.55 | 1.5304 | 49.9076 | 930.9787 | 29929.5772
1.5308 | 49.8214 | 866.1189 | 29861.52 | 1.5308 | 49.9076 | 930.5922 | 29929.5591
1.5312 | 49.8214 | 866.0709 | 29861.48 | 1.5312 | 49.9076 | 930.5499 | 29929.541
1.5316 | 49.8213 | 866.0537 | 29861.45 | 1.5316 | 49.9075 | 930.5934 | 29929.5229
1.532 | 49.8213 | 866.0058 | 29861.41 | 1.532 | 49.9075 | 930.5847 | 29929.5048
1.5324 | 49.8212 | 865.9886 | 29861.38 | 1.5324 | 49.9075 | 930.6374 | 29929.4866
1.5328 | 49.8212 | 865.9406 | 29861.34 | 1.5328 | 49.9075 | 930.6134 | 29929.4685
1.5332 | 49.8211 | 865.9234 | 29861.31 | 1.5332 | 49.9074 | 930.6083 | 29929.4504
1.5336 | 49.8211 | 865.8754 | 29861.27 | 1.5336 | 49.9074 | 930.5828 | 29929.4323
1.534 | 49.8211 | 865.8582 | 29861.24 | 1.534 | 49.9074 | 930.5739 | 29929.4142
1.5344 | 49.8211 | 865.8102 | 29861.2 | 1.5344 | 49.9074 | 930.5482 | 29929.3961
1.5348 | 49.821 | 865.793 | 29861.17 | 1.5348 | 49.9073 | 930.5391 | 29929.378
1.5352 | 49.821 | 865.7451 | 29861.13 | 1.5352 | 49.9073 | 930.5133 | 29929.3599
1.5356 | 49.8209 | 865.7279 | 29861.1 | 1.5356 | 49.9073 | 930.5041 | 29929.3418
1.536 | 49.8209 | 865.6799 | 29861.06 | 1.536 | 49.9073 | 930.4783 | 29929.3237
1.5364 | 49.8208 | 865.6627 | 29861.03 | 1.5364 | 49.9072 | 930.4692 | 29929.3056
1.5368 | 49.8208 | 865.6148 | 29860.99 | 1.5368 | 49.9072 | 930.4434 | 29929.2875
1.5372 | 49.8207 | 865.5976 | 29860.96 | 1.5372 | 49.9072 | 930.4342 | 29929.2694
1.5376 | 49.8207 | 865.5496 | 29860.92 | 1.5376 | 49.9072 | 930.4084 | 29929.2513
1.538 | 49.8206 | 865.5324 | 29860.89 | 1.538 | 49.9072 | 930.3993 | 29929.2332
1.5384 | 49.8206 | 865.4845 | 29860.85 | 1.5384 | 49.9072 | 930.3734 | 29929.2151
1.5388 | 49.8205 | 865.4673 | 29860.82 | 1.5388 | 49.9071 | 930.3643 | 29929.197
1.5392 | 49.8205 | 865.4193 | 29860.78 | 1.5392 | 49.9071 | 930.3385 | 29929.1789
1.5396 | 49.8205 | 865.4022 | 29860.75 | 1.5396 | 49.9071 | 930.3294 | 29929.1608
1.54 | 49.8205 | 865.3542 | 29860.71 | 1.54 | 49.9071 | 930.3035 | 29929.1427
1.5404 | 49.8204 | 865.337 | 29860.68 | 1.5404 | 49.907 | 930.2944 | 29929.1246
1.5408 | 49.8204 | 865.2891 | 29860.64 | 1.5408 | 49.907 | 930.2686 | 29929.1065
1.5412 | 49.8203 | 865.2719 | 29860.61 | 1.5412 | 49.907 | 930.2595 | 29929.0884
1.5416 | 49.8203 | 865.2239 | 29860.57 | 1.5416 | 49.907 | 930.2336 | 29929.0702
1.542 | 49.8202 | 865.2068 | 29860.54 | 1.542 | 49.9069 | 930.2245 | 29929.0521
1.5424 | 49.8202 | 865.1588 | 29860.5 | 1.5424 | 49.9069 | 930.1987 | 29929.034
1.5428 | 49.8201 | 865.1417 | 29860.47 | 1.5428 | 49.9069 | 930.1896 | 29929.0159
1.5432 | 49.8201 | 865.0937 | 29860.43 | 1.5432 | 49.9069 | 930.1638 | 29928.9978
1.5436 | 49.82 | 865.0765 | 29860.4 | 1.5436 | 49.9068 | 930.1546 | 29928.9797
1.544 | 49.82 | 865.0286 | 29860.36 | 1.544 | 49.9068 | 930.1288 | 29928.9616
1.5444 | 49.8199 | 865.0114 | 29860.33 | 1.5444 | 49.9068 | 930.1197 | 29928.9435
1.5448 | 49.8199 | 864.9635 | 29860.29 | 1.5448 | 49.9068 | 930.0939 | 29928.9254
1.5452 | 49.8198 | 864.9463 | 29860.26 | 1.5452 | 49.9067 | 930.0847 | 29928.9073
1.5456 | 49.8198 | 864.8984 | 29860.22 | 1.5456 | 49.9067 | 930.0589 | 29928.8892
1.546 | 49.8197 | 864.8812 | 29860.19 | 1.546 | 49.9067 | 930.0498 | 29928.8711
1.5464 | 49.8197 | 864.8333 | 29860.16 | 1.5464 | 49.9067 | 930.024 | 29928.853
1.5468 | 49.8197 | 864.8161 | 29860.12 | 1.5468 | 49.9066 | 930.0149 | 29928.8349
1.5472 | 49.8197 | 864.7682 | 29860.09 | 1.5472 | 49.9066 | 929.989 | 29928.8168
1.5476 | 49.8196 | 864.751 | 29860.05 | 1.5476 | 49.9066 | 929.9799 | 29928.7987
1.548 | 49.8196 | 864.7031 | 29860.02 | 1.548 | 49.9066 | 929.9541 | 29928.7806
1.5484 | 49.8195 | 864.686 | 29859.98 | 1.5484 | 49.9065 | 929.945 | 29928.7625
1.5488 | 49.8195 | 864.638 | 29859.95 | 1.5488 | 49.9065 | 929.9192 | 29928.7444
1.5492 | 49.8194 | 864.6209 | 29859.91 | 1.5492 | 49.9065 | 929.91 | 29928.7263
1.5496 | 49.8194 | 864.5729 | 29859.88 | 1.5496 | 49.9065 | 929.8842 | 29928.7082
1.55 | 49.8193 | 864.5558 | 29859.84 | 1.55 | 49.9065 | 929.8751 | 29928.6901
1.5504 | 49.8193 | 864.5079 | 29859.81 | 1.5504 | 49.9065 | 929.8493 | 29928.672
1.5508 | 49.8192 | 864.4907 | 29859.77 | 1.5508 | 49.9064 | 929.8402 | 29928.6539
1.5512 | 49.8192 | 864.4428 | 29859.74 | 1.5512 | 49.9064 | 929.8144 | 29928.6358
1.5516 | 49.8192 | 864.4257 | 29859.7 | 1.5516 | 49.9064 | 929.8052 | 29928.6177
1.552 | 49.8192 | 864.3777 | 29859.67 | 1.552 | 49.9064 | 929.7794 | 29928.5996
1.5524 | 49.8191 | 864.3606 | 29859.63 | 1.5524 | 49.9063 | 929.7703 | 29928.5815
1.5528 | 49.8191 | 864.3127 | 29859.6 | 1.5528 | 49.9063 | 929.7445 | 29928.5634
1.5532 | 49.819 | 864.2956 | 29859.56 | 1.5532 | 49.9063 | 929.7354 | 29928.5453
1.5536 | 49.819 | 864.2476 | 29859.53 | 1.5536 | 49.9063 | 929.7096 | 29928.5273
1.554 | 49.8189 | 864.2305 | 29859.49 | 1.554 | 49.9062 | 929.7005 | 29928.5092
1.5544 | 49.8189 | 864.1826 | 29859.46 | 1.5544 | 49.9062 | 929.6746 | 29928.4911
1.5548 | 49.8188 | 864.1655 | 29859.42 | 1.5548 | 49.9062 | 929.6655 | 29928.473
1.5552 | 49.8188 | 864.1175 | 29859.39 | 1.5552 | 49.9062 | 929.6397 | 29928.4549
1.5556 | 49.8187 | 864.1004 | 29859.35 | 1.5556 | 49.9061 | 929.6306 | 29928.4368
1.556 | 49.8187 | 864.0525 | 29859.32 | 1.556 | 49.9061 | 929.6048 | 29928.4187
1.5564 | 49.8186 | 864.0354 | 29859.28 | 1.5564 | 49.9061 | 929.5957 | 29928.4006
1.5568 | 49.8186 | 863.9874 | 29859.25 | 1.5568 | 49.9061 | 929.5699 | 29928.3825
1.5572 | 49.8185 | 863.9703 | 29859.21 | 1.5572 | 49.906 | 929.5608 | 29928.3644
1.5576 | 49.8185 | 863.9224 | 29859.18 | 1.5576 | 49.906 | 929.5349 | 29928.3463
1.558 | 49.8184 | 863.9053 | 29859.14 | 1.558 | 49.906 | 929.5258 | 29928.3282
1.5584 | 49.8184 | 863.8574 | 29859.11 | 1.5584 | 49.906 | 929.7193 | 29928.3101
1.5588 | 49.8184 | 863.8403 | 29859.07 | 1.5588 | 49.9059 | 929.7658 | 29928.292
1.5592 | 49.8184 | 863.7924 | 29859.04 | 1.5592 | 49.9059 | 928.9749 | 29928.2739
1.5596 | 49.8183 | 863.7753 | 29859 | 1.5596 | 49.9059 | 929.437 | 29928.2558
1.56 | 49.8183 | 863.7274 | 29858.97 | 1.56 | 49.9059 | 930.5336 | 29928.2377
1.5604 | 49.8182 | 863.7103 | 29858.93 | 1.5604 | 49.9058 | 929.9798 | 29928.2196
1.5608 | 49.8182 | 863.6623 | 29858.9 | 1.5608 | 49.9058 | 929.7882 | 29928.2015
1.5612 | 49.8181 | 863.6453 | 29858.86 | 1.5612 | 49.9058 | 929.2408 | 29928.1834
1.5616 | 49.8181 | 863.5973 | 29858.83 | 1.5616 | 49.9058 | 929.2241 | 29928.1653
1.562 | 49.818 | 863.5803 | 29858.79 | 1.562 | 49.9058 | 930.5572 | 29928.1472
1.5624 | 49.818 | 863.5323 | 29858.76 | 1.5624 | 49.9058 | 929.5928 | 29928.1291
1.5628 | 49.8179 | 863.5153 | 29858.72 | 1.5628 | 49.9057 | 929.1478 | 29928.1111
1.5632 | 49.8179 | 863.4673 | 29858.69 | 1.5632 | 49.9057 | 929.318 | 29928.093
1.5636 | 49.8178 | 863.4503 | 29858.65 | 1.5636 | 49.9057 | 929.3019 | 29928.0749
1.564 | 49.8178 | 863.4023 | 29858.62 | 1.564 | 49.9057 | 929.258 | 29928.0568
1.5644 | 49.8178 | 863.3853 | 29858.58 | 1.5644 | 49.9056 | 929.2482 | 29928.0387
1.5648 | 49.8178 | 863.3374 | 29858.55 | 1.5648 | 49.9056 | 929.221 | 29928.0206
1.5652 | 49.8177 | 863.3203 | 29858.51 | 1.5652 | 49.9056 | 929.2117 | 29928.0025
1.5656 | 49.8177 | 863.2724 | 29858.48 | 1.5656 | 49.9056 | 929.1859 | 29927.9844
1.566 | 49.8176 | 863.2553 | 29858.44 | 1.566 | 49.9055 | 929.1766 | 29927.9663
1.5664 | 49.8176 | 863.2074 | 29858.41 | 1.5664 | 49.9055 | 929.151 | 29927.9482
1.5668 | 49.8175 | 863.1903 | 29858.37 | 1.5668 | 49.9055 | 929.1417 | 29927.9301
1.5672 | 49.8175 | 863.1424 | 29858.34 | 1.5672 | 49.9055 | 929.1161 | 29927.912
1.5676 | 49.8174 | 863.1254 | 29858.3 | 1.5676 | 49.9054 | 929.1068 | 29927.8939
1.568 | 49.8174 | 863.0775 | 29858.27 | 1.568 | 49.9054 | 929.0811 | 29927.8758
1.5684 | 49.8173 | 863.0604 | 29858.23 | 1.5684 | 49.9054 | 929.0719 | 29927.8578
1.5688 | 49.8173 | 863.0125 | 29858.2 | 1.5688 | 49.9054 | 929.0462 | 29927.8397
1.5692 | 49.8172 | 862.9954 | 29858.16 | 1.5692 | 49.9053 | 929.037 | 29927.8216
1.5696 | 49.8172 | 862.9475 | 29858.13 | 1.5696 | 49.9053 | 929.0113 | 29927.8035
1.57 | 49.8171 | 862.9305 | 29858.09 | 1.57 | 49.9053 | 929.0021 | 29927.7854
1.5704 | 49.8171 | 862.8826 | 29858.06 | 1.5704 | 49.9053 | 928.9764 | 29927.7673
1.5708 | 49.8171 | 862.8655 | 29858.02 | 1.5708 | 49.9052 | 928.9672 | 29927.7492
1.5712 | 49.8171 | 862.8176 | 29857.99 | 1.5712 | 49.9052 | 928.9415 | 29927.7311
1.5716 | 49.817 | 862.8006 | 29857.95 | 1.5716 | 49.9052 | 928.9323 | 29927.713
1.572 | 49.817 | 862.7444 | 29857.92 | 1.572 | 49.9052 | 928.9066 | 29927.6949
1.5724 | 49.8169 | 862.5044 | 29857.88 | 1.5724 | 49.9051 | 928.8974 | 29927.6769
1.5728 | 49.8169 | 862.5716 | 29857.85 | 1.5728 | 49.9051 | 928.8717 | 29927.6588
1.5732 | 49.8168 | 863.2865 | 29857.81 | 1.5732 | 49.9051 | 928.8625 | 29927.6407
1.5736 | 49.8168 | 862.292 | 29857.78 | 1.5736 | 49.9051 | 928.8368 | 29927.6226
1.574 | 49.8167 | 861.28 | 29857.74 | 1.574 | 49.9051 | 928.8276 | 29927.6045
1.5744 | 49.8167 | 860.4648 | 29857.71 | 1.5744 | 49.9051 | 928.8019 | 29927.5864
1.5748 | 49.8166 | 861.8019 | 29857.67 | 1.5748 | 49.905 | 928.7927 | 29927.5683
1.5752 | 49.8166 | 862.087 | 29857.64 | 1.5752 | 49.905 | 928.767 | 29927.5502
1.5756 | 49.8165 | 861.9732 | 29857.6 | 1.5756 | 49.905 | 928.7578 | 29927.5321
1.576 | 49.8165 | 862.5737 | 29857.57 | 1.576 | 49.905 | 928.7321 | 29927.5141
1.5764 | 49.8165 | 870.2709 | 29857.53 | 1.5764 | 49.9049 | 928.7229 | 29927.496
1.5768 | 49.8165 | 860.7212 | 29857.5 | 1.5768 | 49.9049 | 928.6973 | 29927.4779
1.5772 | 49.8164 | 861.782 | 29857.46 | 1.5772 | 49.9049 | 928.688 | 29927.4598
1.5776 | 49.8164 | 863.0773 | 29857.43 | 1.5776 | 49.9049 | 928.6624 | 29927.4417
1.578 | 49.8163 | 860.7582 | 29857.39 | 1.578 | 49.9048 | 928.6531 | 29927.4236
1.5784 | 49.8163 | 862.3681 | 29857.36 | 1.5784 | 49.9048 | 928.6275 | 29927.4055
1.5788 | 49.8162 | 861.0376 | 29857.33 | 1.5788 | 49.9048 | 928.6182 | 29927.3874
1.5792 | 49.8162 | 863.0437 | 29857.29 | 1.5792 | 49.9048 | 928.5926 | 29927.3693
1.5796 | 49.8161 | 862.0257 | 29857.26 | 1.5796 | 49.9047 | 928.5834 | 29927.3513
1.58 | 49.8161 | 863.0982 | 29857.22 | 1.58 | 49.9047 | 928.5577 | 29927.3332
1.5804 | 49.816 | 862.8437 | 29857.19 | 1.5804 | 49.9047 | 928.5485 | 29927.3151
1.5808 | 49.816 | 863.024 | 29857.15 | 1.5808 | 49.9047 | 928.5228 | 29927.297
1.5812 | 49.8159 | 860.361 | 29857.12 | 1.5812 | 49.9046 | 928.5136 | 29927.2789
1.5816 | 49.8159 | 861.9612 | 29857.08 | 1.5816 | 49.9046 | 928.4879 | 29927.2608
1.582 | 49.8159 | 861.6306 | 29857.05 | 1.582 | 49.9046 | 928.4787 | 29927.2427
1.5824 | 49.8159 | 862.1539 | 29857.01 | 1.5824 | 49.9046 | 928.453 | 29927.2247
1.5828 | 49.8158 | 862.4728 | 29856.98 | 1.5828 | 49.9045 | 928.4438 | 29927.2066
1.5832 | 49.8158 | 862.1209 | 29856.94 | 1.5832 | 49.9045 | 928.4182 | 29927.1885
1.5836 | 49.8157 | 862.0338 | 29856.91 | 1.5836 | 49.9045 | 928.4089 | 29927.1704
1.584 | 49.8157 | 861.6366 | 29856.87 | 1.584 | 49.9045 | 928.3833 | 29927.1523
1.5844 | 49.8156 | 861.219 | 29856.84 | 1.5844 | 49.9045 | 928.3741 | 29927.1342
1.5848 | 49.8156 | 861.5514 | 29856.8 | 1.5848 | 49.9045 | 928.3484 | 29927.1161
1.5852 | 49.8155 | 862.0778 | 29856.77 | 1.5852 | 49.9044 | 928.3392 | 29927.0981
1.5856 | 49.8155 | 862.4406 | 29856.73 | 1.5856 | 49.9044 | 928.3135 | 29927.08
1.586 | 49.8154 | 861.1679 | 29856.7 | 1.586 | 49.9044 | 928.3043 | 29927.0619
1.5864 | 49.8154 | 861.7659 | 29856.66 | 1.5864 | 49.9044 | 928.2786 | 29927.0438
1.5868 | 49.8153 | 861.2879 | 29856.63 | 1.5868 | 49.9043 | 928.2694 | 29927.0257
1.5872 | 49.8153 | 861.5019 | 29856.59 | 1.5872 | 49.9043 | 928.2438 | 29927.0076
1.5876 | 49.8152 | 861.5487 | 29856.56 | 1.5876 | 49.9043 | 928.2345 | 29926.9896
1.588 | 49.8152 | 861.3696 | 29856.52 | 1.588 | 49.9043 | 928.2089 | 29926.9715
1.5884 | 49.8152 | 861.7152 | 29856.49 | 1.5884 | 49.9042 | 928.1997 | 29926.9534
1.5888 | 49.8152 | 859.8703 | 29856.45 | 1.5888 | 49.9042 | 928.174 | 29926.9353
1.5892 | 49.8151 | 861.268 | 29856.42 | 1.5892 | 49.9042 | 928.1648 | 29926.9172
1.5896 | 49.8151 | 860.7088 | 29856.38 | 1.5896 | 49.9042 | 928.1392 | 29926.8991
1.59 | 49.815 | 861.2923 | 29856.35 | 1.59 | 49.9041 | 928.1299 | 29926.8811
1.5904 | 49.815 | 861.8218 | 29856.31 | 1.5904 | 49.9041 | 928.1043 | 29926.863
1.5908 | 49.8149 | 860.8801 | 29856.28 | 1.5908 | 49.9041 | 928.0951 | 29926.8449
1.5912 | 49.8149 | 861.1564 | 29856.24 | 1.5912 | 49.9041 | 928.0694 | 29926.8268
1.5916 | 49.8148 | 861.2695 | 29856.21 | 1.5916 | 49.904 | 928.0602 | 29926.8087
1.592 | 49.8148 | 860.6514 | 29856.17 | 1.592 | 49.904 | 928.0345 | 29926.7906
1.5924 | 49.8147 | 861.1041 | 29856.14 | 1.5924 | 49.904 | 928.0253 | 29926.7726
1.5928 | 49.8147 | 860.8252 | 29856.1 | 1.5928 | 49.904 | 927.9997 | 29926.7545
1.5932 | 49.8146 | 861.0111 | 29856.07 | 1.5932 | 49.9039 | 927.9905 | 29926.7364
1.5936 | 49.8146 | 860.881 | 29856.03 | 1.5936 | 49.9039 | 927.9648 | 29926.7183
1.594 | 49.8146 | 860.8908 | 29856 | 1.594 | 49.9039 | 927.9556 | 29926.7002
1.5944 | 49.8146 | 860.8711 | 29855.96 | 1.5944 | 49.9039 | 927.9299 | 29926.6822
1.5948 | 49.8145 | 860.8576 | 29855.93 | 1.5948 | 49.9038 | 927.9207 | 29926.6641
1.5952 | 49.8145 | 860.8316 | 29855.89 | 1.5952 | 49.9038 | 927.8951 | 29926.646
1.5956 | 49.8144 | 860.8362 | 29855.86 | 1.5956 | 49.9038 | 927.8859 | 29926.6279
1.596 | 49.8144 | 860.7886 | 29855.82 | 1.596 | 49.9038 | 927.8602 | 29926.6098
1.5964 | 49.8143 | 860.7906 | 29855.79 | 1.5964 | 49.9038 | 927.851 | 29926.5918
1.5968 | 49.8143 | 860.7362 | 29855.75 | 1.5968 | 49.9038 | 927.8254 | 29926.5737
1.5972 | 49.8142 | 860.7315 | 29855.72 | 1.5972 | 49.9037 | 927.8162 | 29926.5556
1.5976 | 49.8142 | 860.6772 | 29855.68 | 1.5976 | 49.9037 | 927.7905 | 29926.5375
1.598 | 49.8141 | 860.6678 | 29855.65 | 1.598 | 49.9037 | 927.7813 | 29926.5194
1.5984 | 49.8141 | 860.6154 | 29855.62 | 1.5984 | 49.9037 | 927.7556 | 29926.5014
1.5988 | 49.814 | 860.6025 | 29855.58 | 1.5988 | 49.9036 | 927.7464 | 29926.4833
1.5992 | 49.814 | 860.5519 | 29855.55 | 1.5992 | 49.9036 | 927.7208 | 29926.4652
1.5996 | 49.8139 | 860.5363 | 29855.51 | 1.5996 | 49.9036 | 927.7116 | 29926.4471
1.6 | 49.8139 | 860.4871 | 29855.48 | 1.6 | 49.9036 | 927.6859 | 29926.429
1.6004 | 49.8139 | 860.4699 | 29855.44 | 1.6004 | 49.9035 | 927.6767 | 29926.411
1.6008 | 49.8139 | 860.4216 | 29855.41 | 1.6008 | 49.9035 | 927.6511 | 29926.3929
1.6012 | 49.8138 | 860.4036 | 29855.37 | 1.6012 | 49.9035 | 927.6419 | 29926.3748
1.6016 | 49.8138 | 860.3557 | 29855.34 | 1.6016 | 49.9035 | 927.6162 | 29926.3567
1.602 | 49.8137 | 860.3375 | 29855.3 | 1.602 | 49.9034 | 927.607 | 29926.3387
1.6024 | 49.8137 | 860.2899 | 29855.27 | 1.6024 | 49.9034 | 927.5814 | 29926.3206
1.6028 | 49.8136 | 860.2716 | 29855.23 | 1.6028 | 49.9034 | 927.5722 | 29926.3025
1.6032 | 49.8136 | 860.2243 | 29855.2 | 1.6032 | 49.9034 | 927.5465 | 29926.2844
1.6036 | 49.8135 | 860.2059 | 29855.16 | 1.6036 | 49.9033 | 927.5373 | 29926.2663
1.604 | 49.8135 | 860.159 | 29855.13 | 1.604 | 49.9033 | 927.5117 | 29926.2483
1.6044 | 49.8134 | 860.1413 | 29855.09 | 1.6044 | 49.9033 | 927.5025 | 29926.2302
1.6048 | 49.8134 | 860.0943 | 29855.06 | 1.6048 | 49.9033 | 927.4768 | 29926.2121
1.6052 | 49.8133 | 860.0766 | 29855.02 | 1.6052 | 49.9032 | 927.4676 | 29926.194
1.6056 | 49.8133 | 860.0296 | 29854.99 | 1.6056 | 49.9032 | 927.442 | 29926.176
1.606 | 49.8133 | 860.0119 | 29854.95 | 1.606 | 49.9032 | 927.4328 | 29926.1579
1.6064 | 49.8133 | 859.9649 | 29854.92 | 1.6064 | 49.9032 | 927.4071 | 29926.1398
1.6068 | 49.8132 | 859.9471 | 29854.88 | 1.6068 | 49.9032 | 927.3979 | 29926.1217
1.6072 | 49.8132 | 859.9001 | 29854.85 | 1.6072 | 49.9032 | 927.3723 | 29926.1037
1.6076 | 49.8131 | 859.8824 | 29854.81 | 1.6076 | 49.9031 | 927.3631 | 29926.0856
1.608 | 49.8131 | 859.8354 | 29854.78 | 1.608 | 49.9031 | 927.3374 | 29926.0675
1.6084 | 49.813 | 859.8177 | 29854.74 | 1.6084 | 49.9031 | 927.3283 | 29926.0494
1.6088 | 49.813 | 859.7707 | 29854.71 | 1.6088 | 49.9031 | 927.3026 | 29926.0314
1.6092 | 49.8129 | 859.7529 | 29854.67 | 1.6092 | 49.903 | 927.2934 | 29926.0133
1.6096 | 49.8129 | 859.706 | 29854.64 | 1.6096 | 49.903 | 927.2678 | 29925.9952
1.61 | 49.8128 | 859.6882 | 29854.6 | 1.61 | 49.903 | 927.2586 | 29925.9771
1.6104 | 49.8128 | 859.6412 | 29854.57 | 1.6104 | 49.903 | 927.2329 | 29925.9591
1.6108 | 49.8127 | 859.6235 | 29854.53 | 1.6108 | 49.9029 | 927.2237 | 29925.941
1.6112 | 49.8127 | 859.5765 | 29854.5 | 1.6112 | 49.9029 | 927.1981 | 29925.9229
1.6116 | 49.8127 | 859.5588 | 29854.46 | 1.6116 | 49.9029 | 927.1889 | 29925.9048
1.612 | 49.8127 | 859.5118 | 29854.43 | 1.612 | 49.9029 | 927.1632 | 29925.8868
1.6124 | 49.8126 | 859.4941 | 29854.39 | 1.6124 | 49.9028 | 927.1541 | 29925.8687
1.6128 | 49.8126 | 859.4471 | 29854.36 | 1.6128 | 49.9028 | 927.1284 | 29925.8506
1.6132 | 49.8125 | 859.4294 | 29854.32 | 1.6132 | 49.9028 | 927.1192 | 29925.8325
1.6136 | 49.8125 | 859.3824 | 29854.29 | 1.6136 | 49.9028 | 927.0936 | 29925.8145
1.614 | 49.8124 | 859.3647 | 29854.26 | 1.614 | 49.9027 | 927.0844 | 29925.7964
1.6144 | 49.8124 | 859.3177 | 29854.22 | 1.6144 | 49.9027 | 927.0588 | 29925.7783
1.6148 | 49.8123 | 859.3 | 29854.19 | 1.6148 | 49.9027 | 927.0496 | 29925.7603
1.6152 | 49.8123 | 859.253 | 29854.15 | 1.6152 | 49.9027 | 927.0239 | 29925.7422
1.6156 | 49.8122 | 859.2353 | 29854.12 | 1.6156 | 49.9026 | 927.0147 | 29925.7241
1.616 | 49.8122 | 859.1884 | 29854.08 | 1.616 | 49.9026 | 926.9891 | 29925.706
1.6164 | 49.8121 | 859.1707 | 29854.05 | 1.6164 | 49.9026 | 926.9799 | 29925.688
1.6168 | 49.8121 | 859.1237 | 29854.01 | 1.6168 | 49.9026 | 926.9543 | 29925.6699
1.6172 | 49.812 | 859.106 | 29853.98 | 1.6172 | 49.9025 | 926.9451 | 29925.6518
1.6176 | 49.812 | 859.059 | 29853.94 | 1.6176 | 49.9025 | 926.9194 | 29925.6338
1.618 | 49.812 | 859.0413 | 29853.91 | 1.618 | 49.9025 | 926.9103 | 29925.6157
1.6184 | 49.812 | 858.9943 | 29853.87 | 1.6184 | 49.9025 | 926.8846 | 29925.5976
1.6188 | 49.8119 | 858.9767 | 29853.84 | 1.6188 | 49.9025 | 926.8754 | 29925.5795
1.6192 | 49.8119 | 858.9297 | 29853.8 | 1.6192 | 49.9025 | 926.8498 | 29925.5615
1.6196 | 49.8118 | 858.912 | 29853.77 | 1.6196 | 49.9024 | 926.8406 | 29925.5434
1.62 | 49.8118 | 858.865 | 29853.73 | 1.62 | 49.9024 | 926.815 | 29925.5253
1.6204 | 49.8117 | 858.8473 | 29853.7 | 1.6204 | 49.9024 | 926.8058 | 29925.5073
1.6208 | 49.8117 | 858.8004 | 29853.66 | 1.6208 | 49.9024 | 926.7801 | 29925.4892
1.6212 | 49.8116 | 858.7827 | 29853.63 | 1.6212 | 49.9023 | 926.771 | 29925.4711
1.6216 | 49.8116 | 858.7357 | 29853.59 | 1.6216 | 49.9023 | 926.7453 | 29925.453
1.622 | 49.8115 | 858.718 | 29853.56 | 1.622 | 49.9023 | 926.7362 | 29925.435
1.6224 | 49.8115 | 858.6711 | 29853.52 | 1.6224 | 49.9023 | 926.7105 | 29925.4169
1.6228 | 49.8115 | 858.6534 | 29853.49 | 1.6228 | 49.9022 | 926.7013 | 29925.3988
1.6232 | 49.8115 | 858.6064 | 29853.45 | 1.6232 | 49.9022 | 926.6757 | 29925.3808
1.6236 | 49.8114 | 858.5888 | 29853.42 | 1.6236 | 49.9022 | 926.6665 | 29925.3627
1.624 | 49.8114 | 858.5418 | 29853.38 | 1.624 | 49.9022 | 926.6409 | 29925.3446
1.6244 | 49.8113 | 858.5241 | 29853.35 | 1.6244 | 49.9021 | 926.6317 | 29925.3266
1.6248 | 49.8113 | 858.4772 | 29853.31 | 1.6248 | 49.9021 | 926.606 | 29925.3085
1.6252 | 49.8112 | 858.4595 | 29853.28 | 1.6252 | 49.9021 | 926.5969 | 29925.2904
1.6256 | 49.8112 | 858.4126 | 29853.24 | 1.6256 | 49.9021 | 926.5712 | 29925.2724
1.626 | 49.8111 | 858.3949 | 29853.21 | 1.626 | 49.902 | 926.5621 | 29925.2543
1.6264 | 49.8111 | 858.3479 | 29853.17 | 1.6264 | 49.902 | 926.5364 | 29925.2362
1.6268 | 49.811 | 858.3303 | 29853.14 | 1.6268 | 49.902 | 926.5273 | 29925.2182
1.6272 | 49.811 | 858.2833 | 29853.11 | 1.6272 | 49.902 | 926.5016 | 29925.2001
1.6276 | 49.8109 | 858.2657 | 29853.07 | 1.6276 | 49.9019 | 926.4925 | 29925.182
1.628 | 49.8109 | 858.2187 | 29853.04 | 1.628 | 49.9019 | 926.4668 | 29925.164
1.6284 | 49.8109 | 858.2011 | 29853 | 1.6284 | 49.9019 | 926.4576 | 29925.1459
1.6288 | 49.8109 | 858.1541 | 29852.97 | 1.6288 | 49.9019 | 926.432 | 29925.1278
1.6292 | 49.8108 | 858.1365 | 29852.93 | 1.6292 | 49.9019 | 926.4228 | 29925.1097
1.6296 | 49.8108 | 858.0895 | 29852.9 | 1.6296 | 49.9019 | 926.3972 | 29925.0917
1.63 | 49.8107 | 858.0719 | 29852.86 | 1.63 | 49.9018 | 926.388 | 29925.0736
1.6304 | 49.8107 | 858.0249 | 29852.83 | 1.6304 | 49.9018 | 926.3624 | 29925.0556
1.6308 | 49.8106 | 858.0073 | 29852.79 | 1.6308 | 49.9018 | 926.3532 | 29925.0375
1.6312 | 49.8106 | 857.9603 | 29852.76 | 1.6312 | 49.9018 | 926.3276 | 29925.0194
1.6316 | 49.8105 | 857.9427 | 29852.72 | 1.6316 | 49.9017 | 926.3184 | 29925.0014
1.632 | 49.8105 | 857.8957 | 29852.69 | 1.632 | 49.9017 | 926.2928 | 29924.9833
1.6324 | 49.8104 | 857.8781 | 29852.65 | 1.6324 | 49.9017 | 926.2836 | 29924.9652
1.6328 | 49.8104 | 857.8311 | 29852.62 | 1.6328 | 49.9017 | 926.258 | 29924.9472
1.6332 | 49.8103 | 857.8135 | 29852.58 | 1.6332 | 49.9016 | 926.2488 | 29924.9291
1.6336 | 49.8103 | 857.7666 | 29852.55 | 1.6336 | 49.9016 | 926.2232 | 29924.911
1.634 | 49.8103 | 857.7489 | 29852.51 | 1.634 | 49.9016 | 926.214 | 29924.893
1.6344 | 49.8103 | 857.702 | 29852.48 | 1.6344 | 49.9016 | 926.1883 | 29924.8749
1.6348 | 49.8102 | 857.6844 | 29852.44 | 1.6348 | 49.9015 | 926.1792 | 29924.8568
1.6352 | 49.8102 | 857.6374 | 29852.41 | 1.6352 | 49.9015 | 926.1536 | 29924.8388
1.6356 | 49.8101 | 857.6198 | 29852.37 | 1.6356 | 49.9015 | 926.1444 | 29924.8207
1.636 | 49.8101 | 857.5729 | 29852.34 | 1.636 | 49.9015 | 926.1188 | 29924.8026
1.6364 | 49.81 | 857.5552 | 29852.3 | 1.6364 | 49.9014 | 926.1096 | 29924.7846
1.6368 | 49.81 | 857.5083 | 29852.27 | 1.6368 | 49.9014 | 926.084 | 29924.7665
1.6372 | 49.8099 | 857.4907 | 29852.23 | 1.6372 | 49.9014 | 926.0748 | 29924.7484
1.6376 | 49.8099 | 857.4437 | 29852.2 | 1.6376 | 49.9014 | 926.0492 | 29924.7304
1.638 | 49.8098 | 857.4261 | 29852.16 | 1.638 | 49.9013 | 926.04 | 29924.7123
1.6384 | 49.8098 | 857.3792 | 29852.13 | 1.6384 | 49.9013 | 926.0144 | 29924.6943
1.6388 | 49.8097 | 857.3616 | 29852.1 | 1.6388 | 49.9013 | 926.0052 | 29924.6762
1.6392 | 49.8097 | 857.3147 | 29852.06 | 1.6392 | 49.9013 | 925.9796 | 29924.6581
1.6396 | 49.8096 | 857.2971 | 29852.03 | 1.6396 | 49.9012 | 925.9705 | 29924.6401
1.64 | 49.8096 | 857.2501 | 29851.99 | 1.64 | 49.9012 | 925.9448 | 29924.622
1.6404 | 49.8096 | 857.2325 | 29851.96 | 1.6404 | 49.9012 | 925.9357 | 29924.6039
1.6408 | 49.8096 | 857.1856 | 29851.92 | 1.6408 | 49.9012 | 925.91 | 29924.5859
1.6412 | 49.8095 | 857.168 | 29851.89 | 1.6412 | 49.9012 | 925.9009 | 29924.5678
1.6416 | 49.8095 | 857.121 | 29851.85 | 1.6416 | 49.9012 | 925.8752 | 29924.5498
1.642 | 49.8094 | 857.1035 | 29851.82 | 1.642 | 49.9011 | 925.8661 | 29924.5317
1.6424 | 49.8094 | 857.0565 | 29851.78 | 1.6424 | 49.9011 | 925.8404 | 29924.5136
1.6428 | 49.8093 | 857.0389 | 29851.75 | 1.6428 | 49.9011 | 925.8313 | 29924.4956
1.6432 | 49.8093 | 856.992 | 29851.71 | 1.6432 | 49.9011 | 925.8056 | 29924.4775
1.6436 | 49.8092 | 856.9744 | 29851.68 | 1.6436 | 49.901 | 925.7965 | 29924.4595
1.644 | 49.8092 | 856.9275 | 29851.64 | 1.644 | 49.901 | 925.7708 | 29924.4414
1.6444 | 49.8091 | 856.9099 | 29851.61 | 1.6444 | 49.901 | 925.7617 | 29924.4233
1.6448 | 49.8091 | 856.863 | 29851.57 | 1.6448 | 49.901 | 925.7361 | 29924.4053
1.6452 | 49.809 | 856.8454 | 29851.54 | 1.6452 | 49.9009 | 925.7269 | 29924.3872
1.6456 | 49.809 | 856.7985 | 29851.5 | 1.6456 | 49.9009 | 925.7013 | 29924.3692
1.646 | 49.809 | 856.7809 | 29851.47 | 1.646 | 49.9009 | 925.6922 | 29924.3511
1.6464 | 49.809 | 856.734 | 29851.43 | 1.6464 | 49.9009 | 925.6665 | 29924.333
1.6468 | 49.8089 | 856.7164 | 29851.4 | 1.6468 | 49.9008 | 925.6574 | 29924.315
1.6472 | 49.8089 | 856.6695 | 29851.36 | 1.6472 | 49.9008 | 925.6317 | 29924.2969
1.6476 | 49.8088 | 856.6519 | 29851.33 | 1.6476 | 49.9008 | 925.6226 | 29924.2789
1.648 | 49.8088 | 856.605 | 29851.29 | 1.648 | 49.9008 | 925.5969 | 29924.2608
1.6484 | 49.8087 | 856.5874 | 29851.26 | 1.6484 | 49.9007 | 925.5878 | 29924.2427
1.6488 | 49.8087 | 856.5405 | 29851.23 | 1.6488 | 49.9007 | 925.5622 | 29924.2247
1.6492 | 49.8086 | 856.5229 | 29851.19 | 1.6492 | 49.9007 | 925.5531 | 29924.2066
1.6496 | 49.8086 | 856.476 | 29851.16 | 1.6496 | 49.9007 | 925.5274 | 29924.1886
1.65 | 49.8085 | 856.4585 | 29851.12 | 1.65 | 49.9006 | 925.5183 | 29924.1705
1.6504 | 49.8085 | 856.4115 | 29851.09 | 1.6504 | 49.9006 | 925.4926 | 29924.1524
1.6508 | 49.8084 | 856.394 | 29851.05 | 1.6508 | 49.9006 | 925.4835 | 29924.1344
1.6512 | 49.8084 | 856.3471 | 29851.02 | 1.6512 | 49.9006 | 925.4578 | 29924.1163
1.6516 | 49.8083 | 856.3295 | 29850.98 | 1.6516 | 49.9006 | 925.4487 | 29924.0983
1.652 | 49.8083 | 856.2826 | 29850.95 | 1.652 | 49.9006 | 925.4231 | 29924.0802
1.6524 | 49.8083 | 856.2651 | 29850.91 | 1.6524 | 49.9005 | 925.414 | 29924.0622
1.6528 | 49.8083 | 856.2181 | 29850.88 | 1.6528 | 49.9005 | 926.0982 | 29924.0441
1.6532 | 49.8082 | 856.2006 | 29850.84 | 1.6532 | 49.9005 | 925.962 | 29924.026
1.6536 | 49.8082 | 856.1537 | 29850.81 | 1.6536 | 49.9005 | 924.5711 | 29924.008
1.654 | 49.8081 | 856.1361 | 29850.77 | 1.654 | 49.9004 | 925.3606 | 29923.9899
1.6544 | 49.8081 | 856.0892 | 29850.74 | 1.6544 | 49.9004 | 924.8746 | 29923.9719
1.6548 | 49.808 | 856.0717 | 29850.7 | 1.6548 | 49.9004 | 924.9872 | 29923.9538
1.6552 | 49.808 | 856.0248 | 29850.67 | 1.6552 | 49.9004 | 925.6727 | 29923.9358
1.6556 | 49.8079 | 856.0072 | 29850.63 | 1.6556 | 49.9003 | 925.4763 | 29923.9177
1.656 | 49.8079 | 855.9603 | 29850.6 | 1.656 | 49.9003 | 925.3956 | 29923.8997
1.6564 | 49.8078 | 855.9428 | 29850.56 | 1.6564 | 49.9003 | 925.1633 | 29923.8816
1.6568 | 49.8078 | 855.8959 | 29850.53 | 1.6568 | 49.9003 | 925.109 | 29923.8635
1.6572 | 49.8077 | 855.8784 | 29850.49 | 1.6572 | 49.9002 | 925.2832 | 29923.8455
1.6576 | 49.8077 | 855.8314 | 29850.46 | 1.6576 | 49.9002 | 925.1117 | 29923.8274
1.658 | 49.8077 | 855.8139 | 29850.42 | 1.658 | 49.9002 | 925.2588 | 29923.8094
1.6584 | 49.8077 | 855.767 | 29850.39 | 1.6584 | 49.9002 | 925.1366 | 29923.7913
1.6588 | 49.8076 | 855.7495 | 29850.36 | 1.6588 | 49.9001 | 925.1433 | 29923.7733
1.6592 | 49.8076 | 855.7026 | 29850.32 | 1.6592 | 49.9001 | 925.1094 | 29923.7552
1.6596 | 49.8075 | 855.6851 | 29850.29 | 1.6596 | 49.9001 | 925.102 | 29923.7372
1.66 | 49.8075 | 855.6382 | 29850.25 | 1.66 | 49.9001 | 925.0754 | 29923.7191
1.6604 | 49.8074 | 855.6207 | 29850.22 | 1.6604 | 49.9 | 925.0666 | 29923.701
1.6608 | 49.8074 | 855.5737 | 29850.18 | 1.6608 | 49.9 | 925.0407 | 29923.683
1.6612 | 49.8073 | 855.5562 | 29850.15 | 1.6612 | 49.9 | 925.0318 | 29923.6649
1.6616 | 49.8073 | 855.5093 | 29850.11 | 1.6616 | 49.9 | 925.006 | 29923.6469
1.662 | 49.8072 | 855.4918 | 29850.08 | 1.662 | 49.8999 | 924.997 | 29923.6288
1.6624 | 49.8072 | 855.4449 | 29850.04 | 1.6624 | 49.8999 | 924.9712 | 29923.6108
1.6628 | 49.8072 | 855.4274 | 29850.01 | 1.6628 | 49.8999 | 924.9622 | 29923.5927
1.6632 | 49.8072 | 855.3805 | 29849.97 | 1.6632 | 49.8999 | 924.9364 | 29923.5747
1.6636 | 49.8071 | 855.363 | 29849.94 | 1.6636 | 49.8999 | 924.9275 | 29923.5566
1.664 | 49.8071 | 855.3161 | 29849.9 | 1.664 | 49.8999 | 924.9017 | 29923.5386
1.6644 | 49.807 | 855.2986 | 29849.87 | 1.6644 | 49.8998 | 924.8927 | 29923.5205
1.6648 | 49.807 | 855.2517 | 29849.83 | 1.6648 | 49.8998 | 924.8669 | 29923.5025
1.6652 | 49.8069 | 855.2343 | 29849.8 | 1.6652 | 49.8998 | 924.858 | 29923.4844
1.6656 | 49.8069 | 855.1873 | 29849.76 | 1.6656 | 49.8998 | 924.8322 | 29923.4664
1.666 | 49.8068 | 855.1699 | 29849.73 | 1.666 | 49.8997 | 924.8232 | 29923.4483
1.6664 | 49.8068 | 855.123 | 29849.69 | 1.6664 | 49.8997 | 924.7974 | 29923.4303
1.6668 | 49.8067 | 855.1055 | 29849.66 | 1.6668 | 49.8997 | 924.7885 | 29923.4122
1.6672 | 49.8067 | 855.0586 | 29849.62 | 1.6672 | 49.8997 | 924.7627 | 29923.3942
1.6676 | 49.8066 | 855.0411 | 29849.59 | 1.6676 | 49.8996 | 924.7537 | 29923.3761
1.668 | 49.8066 | 854.9942 | 29849.56 | 1.668 | 49.8996 | 924.7279 | 29923.3581
1.6684 | 49.8066 | 854.9768 | 29849.52 | 1.6684 | 49.8996 | 924.719 | 29923.34
1.6688 | 49.8066 | 854.9298 | 29849.49 | 1.6688 | 49.8996 | 924.6932 | 29923.322
1.6692 | 49.8065 | 854.9124 | 29849.45 | 1.6692 | 49.8995 | 924.6843 | 29923.3039
1.6696 | 49.8065 | 854.8655 | 29849.42 | 1.6696 | 49.8995 | 924.6585 | 29923.2859
1.67 | 49.8064 | 854.848 | 29849.38 | 1.67 | 49.8995 | 924.6495 | 29923.2678
1.6704 | 49.8064 | 854.8011 | 29849.35 | 1.6704 | 49.8995 | 924.6237 | 29923.2498
1.6708 | 49.8063 | 854.7837 | 29849.31 | 1.6708 | 49.8994 | 924.6148 | 29923.2317
1.6712 | 49.8063 | 854.7368 | 29849.28 | 1.6712 | 49.8994 | 924.589 | 29923.2137
1.6716 | 49.8062 | 854.7193 | 29849.24 | 1.6716 | 49.8994 | 924.58 | 29923.1956
1.672 | 49.8062 | 854.6724 | 29849.21 | 1.672 | 49.8994 | 924.5542 | 29923.1776
1.6724 | 49.8061 | 854.655 | 29849.17 | 1.6724 | 49.8993 | 924.5453 | 29923.1595
1.6728 | 49.8061 | 854.6081 | 29849.14 | 1.6728 | 49.8993 | 924.5195 | 29923.1415
1.6732 | 49.806 | 854.5906 | 29849.1 | 1.6732 | 49.8993 | 924.5105 | 29923.1234
1.6736 | 49.806 | 854.5437 | 29849.07 | 1.6736 | 49.8993 | 924.4848 | 29923.1054
1.674 | 49.806 | 854.5263 | 29849.03 | 1.674 | 49.8993 | 924.4758 | 29923.0873
1.6744 | 49.806 | 854.4794 | 29849 | 1.6744 | 49.8993 | 924.45 | 29923.0693
1.6748 | 49.8059 | 854.462 | 29848.96 | 1.6748 | 49.8992 | 924.4411 | 29923.0512
1.6752 | 49.8059 | 854.4151 | 29848.93 | 1.6752 | 49.8992 | 924.4153 | 29923.0332
1.6756 | 49.8058 | 854.3976 | 29848.89 | 1.6756 | 49.8992 | 924.4063 | 29923.0151
1.676 | 49.8058 | 854.3507 | 29848.86 | 1.676 | 49.8992 | 924.3805 | 29922.9971
1.6764 | 49.8057 | 854.3333 | 29848.83 | 1.6764 | 49.8991 | 924.3716 | 29922.979
1.6768 | 49.8057 | 854.2864 | 29848.79 | 1.6768 | 49.8991 | 924.3458 | 29922.961
1.6772 | 49.8056 | 854.269 | 29848.76 | 1.6772 | 49.8991 | 924.3369 | 29922.9429
1.6776 | 49.8056 | 854.2221 | 29848.72 | 1.6776 | 49.8991 | 924.3111 | 29922.9249
1.678 | 49.8055 | 854.2047 | 29848.69 | 1.678 | 49.899 | 924.3021 | 29922.9068
1.6784 | 49.8055 | 854.1578 | 29848.65 | 1.6784 | 49.899 | 924.2764 | 29922.8888
1.6788 | 49.8054 | 854.1404 | 29848.62 | 1.6788 | 49.899 | 924.2674 | 29922.8707
1.6792 | 49.8054 | 854.0935 | 29848.58 | 1.6792 | 49.899 | 924.2416 | 29922.8527
1.6796 | 49.8053 | 854.0761 | 29848.55 | 1.6796 | 49.8989 | 924.2327 | 29922.8346
1.68 | 49.8053 | 854.0292 | 29848.51 | 1.68 | 49.8989 | 924.2069 | 29922.8166
1.6804 | 49.8053 | 854.0118 | 29848.48 | 1.6804 | 49.8989 | 924.198 | 29922.7986
1.6808 | 49.8053 | 853.9649 | 29848.44 | 1.6808 | 49.8989 | 924.1722 | 29922.7805
1.6812 | 49.8052 | 853.9475 | 29848.41 | 1.6812 | 49.8988 | 924.1632 | 29922.7625
1.6816 | 49.8052 | 853.9006 | 29848.37 | 1.6816 | 49.8988 | 924.1374 | 29922.7444
1.682 | 49.8051 | 853.8832 | 29848.34 | 1.682 | 49.8988 | 924.1285 | 29922.7264
1.6824 | 49.8051 | 853.8363 | 29848.3 | 1.6824 | 49.8988 | 924.1027 | 29922.7083
1.6828 | 49.805 | 853.8189 | 29848.27 | 1.6828 | 49.8987 | 924.0938 | 29922.6903
1.6832 | 49.805 | 853.772 | 29848.23 | 1.6832 | 49.8987 | 924.068 | 29922.6722
1.6836 | 49.8049 | 853.7546 | 29848.2 | 1.6836 | 49.8987 | 924.0591 | 29922.6542
1.684 | 49.8049 | 853.7077 | 29848.16 | 1.684 | 49.8987 | 924.0333 | 29922.6361
1.6844 | 49.8048 | 853.6903 | 29848.13 | 1.6844 | 49.8987 | 924.0243 | 29922.6181
1.6848 | 49.8048 | 853.6435 | 29848.1 | 1.6848 | 49.8987 | 923.9985 | 29922.6001
1.6852 | 49.8047 | 853.6261 | 29848.06 | 1.6852 | 49.8986 | 923.9896 | 29922.582
1.6856 | 49.8047 | 853.5792 | 29848.03 | 1.6856 | 49.8986 | 923.9638 | 29922.564
1.686 | 49.8047 | 853.5618 | 29847.99 | 1.686 | 49.8986 | 923.9549 | 29922.5459
1.6864 | 49.8047 | 853.5149 | 29847.96 | 1.6864 | 49.8986 | 923.9291 | 29922.5279
1.6868 | 49.8046 | 853.4975 | 29847.92 | 1.6868 | 49.8985 | 923.9202 | 29922.5098
1.6872 | 49.8046 | 853.4507 | 29847.89 | 1.6872 | 49.8985 | 923.8944 | 29922.4918
1.6876 | 49.8045 | 853.4333 | 29847.85 | 1.6876 | 49.8985 | 923.8855 | 29922.4738
1.688 | 49.8045 | 853.3864 | 29847.82 | 1.688 | 49.8985 | 923.8597 | 29922.4557
1.6884 | 49.8044 | 853.369 | 29847.78 | 1.6884 | 49.8984 | 923.8508 | 29922.4377
1.6888 | 49.8044 | 853.3222 | 29847.75 | 1.6888 | 49.8984 | 923.825 | 29922.4196
1.6892 | 49.8043 | 853.3048 | 29847.71 | 1.6892 | 49.8984 | 923.816 | 29922.4016
1.6896 | 49.8043 | 853.2579 | 29847.68 | 1.6896 | 49.8984 | 923.7903 | 29922.3835
1.69 | 49.8042 | 853.2405 | 29847.64 | 1.69 | 49.8983 | 923.7813 | 29922.3655
1.6904 | 49.8042 | 853.1937 | 29847.61 | 1.6904 | 49.8983 | 923.7555 | 29922.3475
1.6908 | 49.8041 | 853.1763 | 29847.57 | 1.6908 | 49.8983 | 923.7466 | 29922.3294
1.6912 | 49.8041 | 853.1294 | 29847.54 | 1.6912 | 49.8983 | 923.7208 | 29922.3114
1.6916 | 49.8041 | 853.1121 | 29847.5 | 1.6916 | 49.8982 | 923.7119 | 29922.2933
1.692 | 49.8041 | 853.0652 | 29847.47 | 1.692 | 49.8982 | 923.6861 | 29922.2753
1.6924 | 49.804 | 853.0479 | 29847.44 | 1.6924 | 49.8982 | 923.6772 | 29922.2573
1.6928 | 49.804 | 853.001 | 29847.4 | 1.6928 | 49.8982 | 923.6514 | 29922.2392
1.6932 | 49.8039 | 852.9836 | 29847.37 | 1.6932 | 49.8981 | 923.6425 | 29922.2212
1.6936 | 49.8039 | 852.9367 | 29847.33 | 1.6936 | 49.8981 | 923.6167 | 29922.2031
1.694 | 49.8038 | 852.9194 | 29847.3 | 1.694 | 49.8981 | 923.6078 | 29922.1851
1.6944 | 49.8038 | 852.8725 | 29847.26 | 1.6944 | 49.8981 | 923.582 | 29922.1671
1.6948 | 49.8037 | 852.8552 | 29847.23 | 1.6948 | 49.8981 | 923.5731 | 29922.149
1.6952 | 49.8037 | 852.8083 | 29847.19 | 1.6952 | 49.8981 | 923.5473 | 29922.131
1.6956 | 49.8036 | 852.791 | 29847.16 | 1.6956 | 49.898 | 923.5384 | 29922.1129
1.696 | 49.8036 | 852.7441 | 29847.12 | 1.696 | 49.898 | 923.5126 | 29922.0949
1.6964 | 49.8036 | 852.7268 | 29847.09 | 1.6964 | 49.898 | 923.5037 | 29922.0769
1.6968 | 49.8036 | 852.6799 | 29847.05 | 1.6968 | 49.898 | 923.4779 | 29922.0588
1.6972 | 49.8035 | 852.6626 | 29847.02 | 1.6972 | 49.8979 | 923.469 | 29922.0408
1.6976 | 49.8035 | 852.6157 | 29846.98 | 1.6976 | 49.8979 | 923.4432 | 29922.0227
1.698 | 49.8034 | 852.5984 | 29846.95 | 1.698 | 49.8979 | 923.4343 | 29922.0047
1.6984 | 49.8034 | 852.5515 | 29846.91 | 1.6984 | 49.8979 | 923.4085 | 29921.9867
1.6988 | 49.8033 | 852.5342 | 29846.88 | 1.6988 | 49.8978 | 923.3996 | 29921.9686
1.6992 | 49.8033 | 852.4873 | 29846.84 | 1.6992 | 49.8978 | 923.3738 | 29921.9506
1.6996 | 49.8032 | 852.47 | 29846.81 | 1.6996 | 49.8978 | 923.3649 | 29921.9325
1.7 | 49.8032 | 852.4231 | 29846.78 | 1.7 | 49.8978 | 923.3391 | 29921.9145
1.7004 | 49.8031 | 852.4058 | 29846.74 | 1.7004 | 49.8977 | 923.3302 | 29921.8965
1.7008 | 49.8031 | 852.359 | 29846.71 | 1.7008 | 49.8977 | 923.3044 | 29921.8784
1.7012 | 49.803 | 852.3417 | 29846.67 | 1.7012 | 49.8977 | 923.2955 | 29921.8604
1.7016 | 49.803 | 852.2948 | 29846.64 | 1.7016 | 49.8977 | 923.2697 | 29921.8424
1.702 | 49.803 | 852.2775 | 29846.6 | 1.702 | 49.8976 | 923.2608 | 29921.8243
1.7024 | 49.803 | 852.2306 | 29846.57 | 1.7024 | 49.8976 | 923.235 | 29921.8063
1.7028 | 49.8029 | 852.2133 | 29846.53 | 1.7028 | 49.8976 | 923.2261 | 29921.7882
1.7032 | 49.8029 | 852.1664 | 29846.5 | 1.7032 | 49.8976 | 923.2003 | 29921.7702
1.7036 | 49.8028 | 852.1492 | 29846.46 | 1.7036 | 49.8975 | 923.1914 | 29921.7522
1.704 | 49.8028 | 852.1023 | 29846.43 | 1.704 | 49.8975 | 923.1656 | 29921.7341
1.7044 | 49.8027 | 852.085 | 29846.39 | 1.7044 | 49.8975 | 923.1567 | 29921.7161
1.7048 | 49.8027 | 852.0381 | 29846.36 | 1.7048 | 49.8975 | 923.131 | 29921.6981
1.7052 | 49.8026 | 852.0208 | 29846.32 | 1.7052 | 49.8974 | 923.1221 | 29921.68
1.7056 | 49.8026 | 851.974 | 29846.29 | 1.7056 | 49.8974 | 923.0963 | 29921.662
1.706 | 49.8025 | 851.9567 | 29846.25 | 1.706 | 49.8974 | 923.0874 | 29921.644
1.7064 | 49.8025 | 851.9098 | 29846.22 | 1.7064 | 49.8974 | 923.0616 | 29921.6259
1.7068 | 49.8024 | 851.8926 | 29846.19 | 1.7068 | 49.8974 | 923.0527 | 29921.6079
1.7072 | 49.8024 | 851.8457 | 29846.15 | 1.7072 | 49.8974 | 923.0269 | 29921.5899
1.7076 | 49.8023 | 851.8284 | 29846.12 | 1.7076 | 49.8973 | 923.018 | 29921.5718
1.708 | 49.8023 | 851.7816 | 29846.08 | 1.708 | 49.8973 | 922.9922 | 29921.5538
1.7084 | 49.8023 | 851.7643 | 29846.05 | 1.7084 | 49.8973 | 922.9833 | 29921.5357
1.7088 | 49.8023 | 851.7174 | 29846.01 | 1.7088 | 49.8973 | 922.9575 | 29921.5177
1.7092 | 49.8022 | 851.7002 | 29845.98 | 1.7092 | 49.8972 | 922.9486 | 29921.4997
1.7096 | 49.8022 | 851.6533 | 29845.94 | 1.7096 | 49.8972 | 922.9229 | 29921.4816
1.71 | 49.8021 | 851.636 | 29845.91 | 1.71 | 49.8972 | 922.914 | 29921.4636
1.7104 | 49.8021 | 851.5892 | 29845.87 | 1.7104 | 49.8972 | 922.8882 | 29921.4456
1.7108 | 49.802 | 851.5719 | 29845.84 | 1.7108 | 49.8971 | 922.8793 | 29921.4275
1.7112 | 49.802 | 851.525 | 29845.8 | 1.7112 | 49.8971 | 922.8535 | 29921.4095
1.7116 | 49.8019 | 851.5078 | 29845.77 | 1.7116 | 49.8971 | 922.8446 | 29921.3915
1.712 | 49.8019 | 851.4609 | 29845.73 | 1.712 | 49.8971 | 922.8188 | 29921.3734
1.7124 | 49.8018 | 851.4437 | 29845.7 | 1.7124 | 49.897 | 922.8099 | 29921.3554
1.7128 | 49.8018 | 851.3968 | 29845.66 | 1.7128 | 49.897 | 922.7841 | 29921.3374
1.7132 | 49.8017 | 851.3796 | 29845.63 | 1.7132 | 49.897 | 922.7752 | 29921.3193
1.7136 | 49.8017 | 851.3327 | 29845.6 | 1.7136 | 49.897 | 922.7495 | 29921.3013
1.714 | 49.8017 | 851.3155 | 29845.56 | 1.714 | 49.8969 | 922.7406 | 29921.2833
1.7144 | 49.8017 | 851.2686 | 29845.53 | 1.7144 | 49.8969 | 922.7148 | 29921.2652
1.7148 | 49.8016 | 851.2514 | 29845.49 | 1.7148 | 49.8969 | 922.7059 | 29921.2472
1.7152 | 49.8016 | 851.2045 | 29845.46 | 1.7152 | 49.8969 | 922.6801 | 29921.2292
1.7156 | 49.8015 | 851.1873 | 29845.42 | 1.7156 | 49.8968 | 922.6712 | 29921.2112
1.716 | 49.8015 | 851.1404 | 29845.39 | 1.716 | 49.8968 | 922.6454 | 29921.1931
1.7164 | 49.8014 | 851.1232 | 29845.35 | 1.7164 | 49.8968 | 922.6366 | 29921.1751
1.7168 | 49.8014 | 851.0763 | 29845.32 | 1.7168 | 49.8968 | 922.6108 | 29921.1571
1.7172 | 49.8013 | 851.0591 | 29845.28 | 1.7172 | 49.8968 | 922.6019 | 29921.139
1.7176 | 49.8013 | 851.0123 | 29845.25 | 1.7176 | 49.8968 | 922.5761 | 29921.121
1.718 | 49.8012 | 850.9951 | 29845.21 | 1.718 | 49.8967 | 922.5672 | 29921.103
1.7184 | 49.8012 | 850.9482 | 29845.18 | 1.7184 | 49.8967 | 922.5414 | 29921.0849
1.7188 | 49.8012 | 850.931 | 29845.14 | 1.7188 | 49.8967 | 922.5326 | 29921.0669
1.7192 | 49.8012 | 850.8841 | 29845.11 | 1.7192 | 49.8967 | 922.5068 | 29921.0489
1.7196 | 49.8011 | 850.8669 | 29845.07 | 1.7196 | 49.8966 | 922.4979 | 29921.0308
1.72 | 49.8011 | 850.8201 | 29845.04 | 1.72 | 49.8966 | 922.4721 | 29921.0128
1.7204 | 49.801 | 850.8028 | 29845.01 | 1.7204 | 49.8966 | 922.4632 | 29920.9948
1.7208 | 49.801 | 850.756 | 29844.97 | 1.7208 | 49.8966 | 922.4374 | 29920.9768
1.7212 | 49.8009 | 850.7388 | 29844.94 | 1.7212 | 49.8965 | 922.4286 | 29920.9587
1.7216 | 49.8009 | 850.6919 | 29844.9 | 1.7216 | 49.8965 | 922.4028 | 29920.9407
1.722 | 49.8008 | 850.6747 | 29844.87 | 1.722 | 49.8965 | 922.3939 | 29920.9227
1.7224 | 49.8008 | 850.6279 | 29844.83 | 1.7224 | 49.8965 | 922.3681 | 29920.9046
1.7228 | 49.8007 | 850.6107 | 29844.8 | 1.7228 | 49.8964 | 922.3593 | 29920.8866
1.7232 | 49.8007 | 850.5638 | 29844.76 | 1.7232 | 49.8964 | 922.3335 | 29920.8686
1.7236 | 49.8006 | 850.5466 | 29844.73 | 1.7236 | 49.8964 | 922.3246 | 29920.8506
1.724 | 49.8006 | 850.4998 | 29844.69 | 1.724 | 49.8964 | 922.2988 | 29920.8325
1.7244 | 49.8006 | 850.4826 | 29844.66 | 1.7244 | 49.8963 | 922.2899 | 29920.8145
1.7248 | 49.8006 | 850.4358 | 29844.62 | 1.7248 | 49.8963 | 922.2642 | 29920.7965
1.7252 | 49.8005 | 850.4186 | 29844.59 | 1.7252 | 49.8963 | 922.2553 | 29920.7784
1.7256 | 49.8005 | 850.3717 | 29844.55 | 1.7256 | 49.8963 | 922.2295 | 29920.7604
1.726 | 49.8004 | 850.3545 | 29844.52 | 1.726 | 49.8962 | 922.2206 | 29920.7424
1.7264 | 49.8004 | 850.3077 | 29844.48 | 1.7264 | 49.8962 | 922.1948 | 29920.7244
1.7268 | 49.8003 | 850.2905 | 29844.45 | 1.7268 | 49.8962 | 922.186 | 29920.7063
1.7272 | 49.8003 | 850.2437 | 29844.42 | 1.7272 | 49.8962 | 922.1602 | 29920.6883
1.7276 | 49.8002 | 850.2265 | 29844.38 | 1.7276 | 49.8962 | 922.1513 | 29920.6703
1.728 | 49.8002 | 850.1796 | 29844.35 | 1.728 | 49.8962 | 922.1255 | 29920.6523
1.7284 | 49.8001 | 850.1625 | 29844.31 | 1.7284 | 49.8961 | 922.1167 | 29920.6342
1.7288 | 49.8001 | 850.1156 | 29844.28 | 1.7288 | 49.8961 | 922.0909 | 29920.6162
1.7292 | 49.8 | 850.0985 | 29844.24 | 1.7292 | 49.8961 | 922.082 | 29920.5982
1.7296 | 49.8 | 850.0516 | 29844.21 | 1.7296 | 49.8961 | 922.0562 | 29920.5801
1.73 | 49.8 | 850.0345 | 29844.17 | 1.73 | 49.896 | 922.0474 | 29920.5621
1.7304 | 49.8 | 849.9589 | 29844.14 | 1.7304 | 49.896 | 922.0216 | 29920.5441
1.7308 | 49.7999 | 849.2493 | 29844.1 | 1.7308 | 49.896 | 922.0127 | 29920.5261
1.7312 | 49.7999 | 848.7649 | 29844.07 | 1.7312 | 49.896 | 921.9869 | 29920.508
1.7316 | 49.7998 | 849.9835 | 29844.03 | 1.7316 | 49.8959 | 921.9781 | 29920.49
1.732 | 49.7998 | 850.2808 | 29844 | 1.732 | 49.8959 | 921.9523 | 29920.472
1.7324 | 49.7997 | 850.6173 | 29843.96 | 1.7324 | 49.8959 | 921.9434 | 29920.454
1.7328 | 49.7997 | 848.7952 | 29843.93 | 1.7328 | 49.8959 | 921.9177 | 29920.4359
1.7332 | 49.7996 | 849.5327 | 29843.9 | 1.7332 | 49.8958 | 921.9088 | 29920.4179
1.7336 | 49.7996 | 849.7512 | 29843.86 | 1.7336 | 49.8958 | 921.883 | 29920.3999
1.734 | 49.7995 | 849.8716 | 29843.83 | 1.734 | 49.8958 | 921.8741 | 29920.3819
1.7344 | 49.7995 | 848.5339 | 29843.79 | 1.7344 | 49.8958 | 921.8484 | 29920.3639
1.7348 | 49.7995 | 849.1887 | 29843.76 | 1.7348 | 49.8957 | 921.8395 | 29920.3458
1.7352 | 49.7995 | 849.5128 | 29843.72 | 1.7352 | 49.8957 | 921.8137 | 29920.3278
1.7356 | 49.7994 | 849.6123 | 29843.69 | 1.7356 | 49.8957 | 921.8049 | 29920.3098
1.736 | 49.7994 | 849.2156 | 29843.65 | 1.736 | 49.8957 | 921.7791 | 29920.2918
1.7364 | 49.7993 | 849.5378 | 29843.62 | 1.7364 | 49.8956 | 921.7702 | 29920.2737
1.7368 | 49.7993 | 849.4616 | 29843.58 | 1.7368 | 49.8956 | 921.7445 | 29920.2557
1.7372 | 49.7992 | 849.4599 | 29843.55 | 1.7372 | 49.8956 | 921.7356 | 29920.2377
1.7376 | 49.7992 | 849.4105 | 29843.51 | 1.7376 | 49.8956 | 921.7098 | 29920.2197
1.738 | 49.7991 | 849.3942 | 29843.48 | 1.738 | 49.8956 | 921.701 | 29920.2016
1.7384 | 49.7991 | 849.3478 | 29843.44 | 1.7384 | 49.8956 | 921.6752 | 29920.1836
1.7388 | 49.799 | 849.3301 | 29843.41 | 1.7388 | 49.8955 | 921.6663 | 29920.1656
1.7392 | 49.799 | 849.284 | 29843.38 | 1.7392 | 49.8955 | 921.6405 | 29920.1476
1.7396 | 49.7989 | 849.2662 | 29843.34 | 1.7396 | 49.8955 | 921.6317 | 29920.1296
1.74 | 49.7989 | 849.2201 | 29843.31 | 1.74 | 49.8955 | 921.6059 | 29920.1115
1.7404 | 49.7989 | 849.2023 | 29843.27 | 1.7404 | 49.8954 | 921.5971 | 29920.0935
1.7408 | 49.7989 | 849.1561 | 29843.24 | 1.7408 | 49.8954 | 921.5713 | 29920.0755
1.7412 | 49.7988 | 849.1383 | 29843.2 | 1.7412 | 49.8954 | 921.5624 | 29920.0575
1.7416 | 49.7988 | 849.0922 | 29843.17 | 1.7416 | 49.8954 | 921.5367 | 29920.0394
1.742 | 49.7987 | 849.0744 | 29843.13 | 1.742 | 49.8953 | 921.5278 | 29920.0214
1.7424 | 49.7987 | 849.0282 | 29843.1 | 1.7424 | 49.8953 | 921.502 | 29920.0034
1.7428 | 49.7986 | 849.0105 | 29843.06 | 1.7428 | 49.8953 | 921.4932 | 29919.9854
1.7432 | 49.7986 | 848.9643 | 29843.03 | 1.7432 | 49.8953 | 921.4674 | 29919.9674
1.7436 | 49.7985 | 848.9465 | 29842.99 | 1.7436 | 49.8952 | 921.4585 | 29919.9493
1.744 | 49.7985 | 848.9004 | 29842.96 | 1.744 | 49.8952 | 921.4328 | 29919.9313
1.7444 | 49.7984 | 848.8826 | 29842.92 | 1.7444 | 49.8952 | 921.4239 | 29919.9133
1.7448 | 49.7984 | 848.8365 | 29842.89 | 1.7448 | 49.8952 | 921.3981 | 29919.8953
1.7452 | 49.7983 | 848.8187 | 29842.86 | 1.7452 | 49.8951 | 921.3893 | 29919.8773
1.7456 | 49.7983 | 848.7725 | 29842.82 | 1.7456 | 49.8951 | 921.3635 | 29919.8592
1.746 | 49.7983 | 848.7548 | 29842.79 | 1.746 | 49.8951 | 921.3547 | 29919.8412
1.7464 | 49.7983 | 848.7086 | 29842.75 | 1.7464 | 49.8951 | 921.3289 | 29919.8232
1.7468 | 49.7982 | 848.6909 | 29842.72 | 1.7468 | 49.895 | 921.3201 | 29919.8052
1.7472 | 49.7982 | 848.6447 | 29842.68 | 1.7472 | 49.895 | 921.2943 | 29919.7872
1.7476 | 49.7981 | 848.627 | 29842.65 | 1.7476 | 49.895 | 921.2854 | 29919.7692
1.748 | 49.7981 | 848.5808 | 29842.61 | 1.748 | 49.895 | 921.2597 | 29919.7511
1.7484 | 49.798 | 848.5631 | 29842.58 | 1.7484 | 49.895 | 921.2508 | 29919.7331
1.7488 | 49.798 | 848.5169 | 29842.54 | 1.7488 | 49.895 | 921.225 | 29919.7151
1.7492 | 49.7979 | 848.4992 | 29842.51 | 1.7492 | 49.8949 | 921.2162 | 29919.6971
1.7496 | 49.7979 | 848.453 | 29842.47 | 1.7496 | 49.8949 | 921.1904 | 29919.6791
1.75 | 49.7978 | 848.4353 | 29842.44 | 1.75 | 49.8949 | 921.1816 | 29919.661
1.7504 | 49.7978 | 848.3891 | 29842.41 | 1.7504 | 49.8949 | 921.1558 | 29919.643
1.7508 | 49.7977 | 848.3714 | 29842.37 | 1.7508 | 49.8948 | 921.147 | 29919.625
1.7512 | 49.7977 | 848.3253 | 29842.34 | 1.7512 | 49.8948 | 921.1212 | 29919.607
1.7516 | 49.7977 | 848.3075 | 29842.3 | 1.7516 | 49.8948 | 921.1124 | 29919.589
1.752 | 49.7977 | 848.2614 | 29842.27 | 1.752 | 49.8948 | 921.0866 | 29919.571
1.7524 | 49.7976 | 848.2436 | 29842.23 | 1.7524 | 49.8947 | 921.0777 | 29919.5529
1.7528 | 49.7976 | 848.1975 | 29842.2 | 1.7528 | 49.8947 | 921.052 | 29919.5349
1.7532 | 49.7975 | 848.1798 | 29842.16 | 1.7532 | 49.8947 | 921.0431 | 29919.5169
1.7536 | 49.7975 | 848.1336 | 29842.13 | 1.7536 | 49.8947 | 921.0173 | 29919.4989
1.754 | 49.7974 | 848.1159 | 29842.09 | 1.754 | 49.8946 | 921.0085 | 29919.4809
1.7544 | 49.7974 | 848.0698 | 29842.06 | 1.7544 | 49.8946 | 920.9827 | 29919.4629
1.7548 | 49.7973 | 848.0521 | 29842.02 | 1.7548 | 49.8946 | 920.9739 | 29919.4448
1.7552 | 49.7973 | 848.0059 | 29841.99 | 1.7552 | 49.8946 | 920.9481 | 29919.4268
1.7556 | 49.7972 | 847.9882 | 29841.95 | 1.7556 | 49.8945 | 920.9393 | 29919.4088
1.756 | 49.7972 | 847.9421 | 29841.92 | 1.756 | 49.8945 | 920.9135 | 29919.3908
1.7564 | 49.7972 | 847.9243 | 29841.89 | 1.7564 | 49.8945 | 920.9047 | 29919.3728
1.7568 | 49.7972 | 847.8782 | 29841.85 | 1.7568 | 49.8945 | 920.8789 | 29919.3548
1.7572 | 49.7971 | 847.8605 | 29841.82 | 1.7572 | 49.8944 | 920.8701 | 29919.3368
1.7576 | 49.7971 | 847.8144 | 29841.78 | 1.7576 | 49.8944 | 920.8443 | 29919.3187
1.758 | 49.797 | 847.7967 | 29841.75 | 1.758 | 49.8944 | 920.8355 | 29919.3007
1.7584 | 49.797 | 847.7505 | 29841.71 | 1.7584 | 49.8944 | 920.8097 | 29919.2827
1.7588 | 49.7969 | 847.7328 | 29841.68 | 1.7588 | 49.8944 | 920.8009 | 29919.2647
1.7592 | 49.7969 | 847.6867 | 29841.64 | 1.7592 | 49.8944 | 920.7751 | 29919.2467
1.7596 | 49.7968 | 847.669 | 29841.61 | 1.7596 | 49.8943 | 920.7663 | 29919.2287
1.76 | 49.7968 | 847.6229 | 29841.57 | 1.76 | 49.8943 | 920.7405 | 29919.2107
1.7604 | 49.7967 | 847.6052 | 29841.54 | 1.7604 | 49.8943 | 920.7317 | 29919.1926
1.7608 | 49.7967 | 847.559 | 29841.5 | 1.7608 | 49.8943 | 920.7059 | 29919.1746
1.7612 | 49.7966 | 847.5413 | 29841.47 | 1.7612 | 49.8942 | 920.6971 | 29919.1566
1.7616 | 49.7966 | 847.4952 | 29841.44 | 1.7616 | 49.8942 | 920.6713 | 29919.1386
1.762 | 49.7966 | 847.4775 | 29841.4 | 1.762 | 49.8942 | 920.6625 | 29919.1206
1.7624 | 49.7966 | 847.4314 | 29841.37 | 1.7624 | 49.8942 | 920.6367 | 29919.1026
1.7628 | 49.7965 | 847.4137 | 29841.33 | 1.7628 | 49.8941 | 920.6279 | 29919.0846
1.7632 | 49.7965 | 847.3676 | 29841.3 | 1.7632 | 49.8941 | 920.6021 | 29919.0666
1.7636 | 49.7964 | 847.3499 | 29841.26 | 1.7636 | 49.8941 | 920.5933 | 29919.0485
1.764 | 49.7964 | 847.3038 | 29841.23 | 1.764 | 49.8941 | 920.5675 | 29919.0305
1.7644 | 49.7963 | 847.2861 | 29841.19 | 1.7644 | 49.894 | 920.5587 | 29919.0125
1.7648 | 49.7963 | 847.24 | 29841.16 | 1.7648 | 49.894 | 920.5329 | 29918.9945
1.7652 | 49.7962 | 847.2223 | 29841.12 | 1.7652 | 49.894 | 920.5241 | 29918.9765
1.7656 | 49.7962 | 847.1762 | 29841.09 | 1.7656 | 49.894 | 920.4983 | 29918.9585
1.766 | 49.7961 | 847.1585 | 29841.05 | 1.766 | 49.8939 | 920.4895 | 29918.9405
1.7664 | 49.7961 | 847.1124 | 29841.02 | 1.7664 | 49.8939 | 920.4637 | 29918.9225
1.7668 | 49.796 | 847.0947 | 29840.99 | 1.7668 | 49.8939 | 920.4549 | 29918.9044
1.7672 | 49.796 | 847.0486 | 29840.95 | 1.7672 | 49.8939 | 920.4291 | 29918.8864
1.7676 | 49.796 | 847.0309 | 29840.92 | 1.7676 | 49.8938 | 920.4203 | 29918.8684
1.768 | 49.796 | 846.9848 | 29840.88 | 1.768 | 49.8938 | 920.3946 | 29918.8504
1.7684 | 49.7959 | 846.9671 | 29840.85 | 1.7684 | 49.8938 | 920.3858 | 29918.8324
1.7688 | 49.7959 | 846.921 | 29840.81 | 1.7688 | 49.8938 | 920.36 | 29918.8144
1.7692 | 49.7958 | 846.9034 | 29840.78 | 1.7692 | 49.8938 | 920.3512 | 29918.7964
1.7696 | 49.7958 | 846.8573 | 29840.74 | 1.7696 | 49.8938 | 920.3254 | 29918.7784
1.77 | 49.7957 | 846.8396 | 29840.71 | 1.77 | 49.8937 | 920.3166 | 29918.7604
1.7704 | 49.7957 | 846.7935 | 29840.67 | 1.7704 | 49.8937 | 920.2908 | 29918.7424
1.7708 | 49.7956 | 846.7758 | 29840.64 | 1.7708 | 49.8937 | 920.282 | 29918.7243
1.7712 | 49.7956 | 846.7297 | 29840.6 | 1.7712 | 49.8937 | 920.2562 | 29918.7063
1.7716 | 49.7955 | 846.7121 | 29840.57 | 1.7716 | 49.8936 | 920.2474 | 29918.6883
1.772 | 49.7955 | 846.666 | 29840.54 | 1.772 | 49.8936 | 920.2216 | 29918.6703
1.7724 | 49.7955 | 846.6483 | 29840.5 | 1.7724 | 49.8936 | 920.2128 | 29918.6523
1.7728 | 49.7955 | 846.6022 | 29840.47 | 1.7728 | 49.8936 | 920.1871 | 29918.6343
1.7732 | 49.7954 | 846.5846 | 29840.43 | 1.7732 | 49.8935 | 920.1783 | 29918.6163
1.7736 | 49.7954 | 846.5384 | 29840.4 | 1.7736 | 49.8935 | 920.1525 | 29918.5983
1.774 | 49.7953 | 846.5208 | 29840.36 | 1.774 | 49.8935 | 920.1437 | 29918.5803
1.7744 | 49.7953 | 846.4747 | 29840.33 | 1.7744 | 49.8935 | 920.1179 | 29918.5623
1.7748 | 49.7952 | 846.4571 | 29840.29 | 1.7748 | 49.8934 | 920.1091 | 29918.5443
1.7752 | 49.7952 | 846.411 | 29840.26 | 1.7752 | 49.8934 | 920.0833 | 29918.5263
1.7756 | 49.7951 | 846.3933 | 29840.22 | 1.7756 | 49.8934 | 920.0745 | 29918.5083
1.776 | 49.7951 | 846.3472 | 29840.19 | 1.776 | 49.8934 | 920.0487 | 29918.4902
1.7764 | 49.795 | 846.3296 | 29840.15 | 1.7764 | 49.8933 | 920.04 | 29918.4722
1.7768 | 49.795 | 846.2835 | 29840.12 | 1.7768 | 49.8933 | 920.0142 | 29918.4542
1.7772 | 49.7949 | 846.2659 | 29840.09 | 1.7772 | 49.8933 | 920.0054 | 29918.4362
1.7776 | 49.7949 | 846.2198 | 29840.05 | 1.7776 | 49.8933 | 919.9796 | 29918.4182
1.778 | 49.7948 | 846.2021 | 29840.02 | 1.778 | 49.8932 | 919.9708 | 29918.4002
1.7784 | 49.7948 | 846.156 | 29839.98 | 1.7784 | 49.8932 | 919.945 | 29918.3822
1.7788 | 49.7948 | 846.1384 | 29839.95 | 1.7788 | 49.8932 | 919.9362 | 29918.3642
1.7792 | 49.7948 | 846.0923 | 29839.91 | 1.7792 | 49.8932 | 919.9105 | 29918.3462
1.7796 | 49.7947 | 846.0747 | 29839.88 | 1.7796 | 49.8932 | 919.9017 | 29918.3282
1.78 | 49.7947 | 846.0286 | 29839.84 | 1.78 | 49.8932 | 919.8759 | 29918.3102
1.7804 | 49.7946 | 846.011 | 29839.81 | 1.7804 | 49.8931 | 919.8671 | 29918.2922
1.7808 | 49.7946 | 845.9649 | 29839.77 | 1.7808 | 49.8931 | 919.8413 | 29918.2742
1.7812 | 49.7945 | 845.9473 | 29839.74 | 1.7812 | 49.8931 | 919.8325 | 29918.2562
1.7816 | 49.7945 | 845.9012 | 29839.7 | 1.7816 | 49.8931 | 919.8068 | 29918.2382
1.782 | 49.7944 | 845.8836 | 29839.67 | 1.782 | 49.893 | 919.798 | 29918.2202
1.7824 | 49.7944 | 845.8375 | 29839.64 | 1.7824 | 49.893 | 919.7722 | 29918.2022
1.7828 | 49.7943 | 845.8199 | 29839.6 | 1.7828 | 49.893 | 919.7634 | 29918.1841
1.7832 | 49.7943 | 845.7738 | 29839.57 | 1.7832 | 49.893 | 919.7376 | 29918.1661
1.7836 | 49.7943 | 845.7562 | 29839.53 | 1.7836 | 49.8929 | 919.7288 | 29918.1481
1.784 | 49.7943 | 845.7101 | 29839.5 | 1.784 | 49.8929 | 919.7031 | 29918.1301
1.7844 | 49.7942 | 845.6925 | 29839.46 | 1.7844 | 49.8929 | 919.6943 | 29918.1121
1.7848 | 49.7942 | 845.6464 | 29839.43 | 1.7848 | 49.8929 | 919.6685 | 29918.0941
1.7852 | 49.7941 | 845.6288 | 29839.39 | 1.7852 | 49.8928 | 919.6597 | 29918.0761
1.7856 | 49.7941 | 845.5827 | 29839.36 | 1.7856 | 49.8928 | 919.6339 | 29918.0581
1.786 | 49.794 | 845.5652 | 29839.32 | 1.786 | 49.8928 | 919.6252 | 29918.0401
1.7864 | 49.794 | 845.5191 | 29839.29 | 1.7864 | 49.8928 | 919.5994 | 29918.0221
1.7868 | 49.7939 | 845.5015 | 29839.25 | 1.7868 | 49.8927 | 919.5906 | 29918.0041
1.7872 | 49.7939 | 845.4554 | 29839.22 | 1.7872 | 49.8927 | 919.5648 | 29917.9861
1.7876 | 49.7938 | 845.4378 | 29839.19 | 1.7876 | 49.8927 | 919.5561 | 29917.9681
1.788 | 49.7938 | 845.3917 | 29839.15 | 1.788 | 49.8927 | 919.5303 | 29917.9501
1.7884 | 49.7938 | 845.3742 | 29839.12 | 1.7884 | 49.8926 | 919.5215 | 29917.9321
1.7888 | 49.7938 | 845.3281 | 29839.08 | 1.7888 | 49.8926 | 919.4957 | 29917.9141
1.7892 | 49.7937 | 845.3105 | 29839.05 | 1.7892 | 49.8926 | 919.4869 | 29917.8961
1.7896 | 49.7937 | 845.2644 | 29839.01 | 1.7896 | 49.8926 | 919.4612 | 29917.8781
1.79 | 49.7936 | 845.2468 | 29838.98 | 1.79 | 49.8926 | 919.4524 | 29917.8601
1.7904 | 49.7936 | 845.2007 | 29838.94 | 1.7904 | 49.8926 | 919.4266 | 29917.8421
1.7908 | 49.7935 | 845.1832 | 29838.91 | 1.7908 | 49.8925 | 919.4178 | 29917.8241
1.7912 | 49.7935 | 845.1371 | 29838.87 | 1.7912 | 49.8925 | 919.392 | 29917.8061
1.7916 | 49.7934 | 845.1195 | 29838.84 | 1.7916 | 49.8925 | 919.3833 | 29917.7881
1.792 | 49.7934 | 845.0735 | 29838.81 | 1.792 | 49.8925 | 919.3575 | 29917.7701
1.7924 | 49.7933 | 845.0559 | 29838.77 | 1.7924 | 49.8924 | 919.3487 | 29917.7521
1.7928 | 49.7933 | 845.0098 | 29838.74 | 1.7928 | 49.8924 | 919.3229 | 29917.7341
1.7932 | 49.7932 | 844.9923 | 29838.7 | 1.7932 | 49.8924 | 919.3142 | 29917.7161
1.7936 | 49.7932 | 844.9462 | 29838.67 | 1.7936 | 49.8924 | 919.2884 | 29917.6981
1.794 | 49.7931 | 844.9286 | 29838.63 | 1.794 | 49.8923 | 919.2796 | 29917.6801
1.7944 | 49.7931 | 844.8825 | 29838.6 | 1.7944 | 49.8923 | 919.2539 | 29917.6621
1.7948 | 49.7931 | 844.865 | 29838.56 | 1.7948 | 49.8923 | 919.2451 | 29917.6441
1.7952 | 49.7931 | 844.8189 | 29838.53 | 1.7952 | 49.8923 | 919.2193 | 29917.6261
1.7956 | 49.793 | 844.8014 | 29838.49 | 1.7956 | 49.8922 | 919.2106 | 29917.6081
1.796 | 49.793 | 844.7553 | 29838.46 | 1.796 | 49.8922 | 919.1848 | 29917.5901
1.7964 | 49.7929 | 844.7378 | 29838.42 | 1.7964 | 49.8922 | 919.176 | 29917.5721
1.7968 | 49.7929 | 844.6917 | 29838.39 | 1.7968 | 49.8922 | 919.1502 | 29917.5541
1.7972 | 49.7928 | 844.6742 | 29838.36 | 1.7972 | 49.8921 | 919.1415 | 29917.5361
1.7976 | 49.7928 | 844.6281 | 29838.32 | 1.7976 | 49.8921 | 919.1157 | 29917.5181
1.798 | 49.7927 | 844.6106 | 29838.29 | 1.798 | 49.8921 | 919.1069 | 29917.5001
1.7984 | 49.7927 | 844.5645 | 29838.25 | 1.7984 | 49.8921 | 919.0811 | 29917.4821
1.7988 | 49.7926 | 844.547 | 29838.22 | 1.7988 | 49.892 | 919.0724 | 29917.4641
1.7992 | 49.7926 | 844.5009 | 29838.18 | 1.7992 | 49.892 | 919.0466 | 29917.4461
1.7996 | 49.7926 | 844.4834 | 29838.15 | 1.7996 | 49.892 | 919.0379 | 29917.4281
1.8 | 49.7926 | 844.4373 | 29838.11 | 1.8 | 49.892 | 919.0121 | 29917.4101
1.8004 | 49.7925 | 844.4198 | 29838.08 | 1.8004 | 49.892 | 919.0033 | 29917.3921
1.8008 | 49.7925 | 844.3737 | 29838.04 | 1.8008 | 49.892 | 918.9775 | 29917.3741
1.8012 | 49.7924 | 844.3562 | 29838.01 | 1.8012 | 49.8919 | 918.9688 | 29917.3561
1.8016 | 49.7924 | 844.3101 | 29837.98 | 1.8016 | 49.8919 | 918.943 | 29917.3381
1.802 | 49.7923 | 844.2926 | 29837.94 | 1.802 | 49.8919 | 918.9342 | 29917.3201
1.8024 | 49.7923 | 844.2465 | 29837.91 | 1.8024 | 49.8919 | 918.9085 | 29917.3021
1.8028 | 49.7922 | 844.229 | 29837.87 | 1.8028 | 49.8918 | 918.8997 | 29917.2841
1.8032 | 49.7922 | 844.1829 | 29837.84 | 1.8032 | 49.8918 | 918.8739 | 29917.2661
1.8036 | 49.7921 | 844.1654 | 29837.8 | 1.8036 | 49.8918 | 918.8652 | 29917.2481
1.804 | 49.7921 | 844.1194 | 29837.77 | 1.804 | 49.8918 | 918.8394 | 29917.2301
1.8044 | 49.7921 | 844.1019 | 29837.73 | 1.8044 | 49.8917 | 918.8307 | 29917.2122
1.8048 | 49.7921 | 844.0558 | 29837.7 | 1.8048 | 49.8917 | 918.8049 | 29917.1942
1.8052 | 49.792 | 844.0383 | 29837.66 | 1.8052 | 49.8917 | 918.7961 | 29917.1762
1.8056 | 49.792 | 843.9922 | 29837.63 | 1.8056 | 49.8917 | 918.7703 | 29917.1582
1.806 | 49.7919 | 843.9747 | 29837.6 | 1.806 | 49.8916 | 918.7616 | 29917.1402
1.8064 | 49.7919 | 843.9287 | 29837.56 | 1.8064 | 49.8916 | 918.7358 | 29917.1222
1.8068 | 49.7918 | 843.9112 | 29837.53 | 1.8068 | 49.8916 | 918.7271 | 29917.1042
1.8072 | 49.7918 | 843.8651 | 29837.49 | 1.8072 | 49.8916 | 918.7013 | 29917.0862
1.8076 | 49.7917 | 843.8476 | 29837.46 | 1.8076 | 49.8915 | 918.6926 | 29917.0682
1.808 | 49.7917 | 843.8016 | 29837.42 | 1.808 | 49.8915 | 918.6668 | 29917.0502
1.8084 | 49.7916 | 843.7841 | 29837.39 | 1.8084 | 49.8915 | 918.658 | 29917.0322
1.8088 | 49.7916 | 843.738 | 29837.35 | 1.8088 | 49.8915 | 918.6322 | 29917.0142
1.8092 | 49.7915 | 843.7205 | 29837.32 | 1.8092 | 49.8915 | 918.6235 | 29916.9962
1.8096 | 49.7915 | 843.6745 | 29837.28 | 1.8096 | 49.8915 | 918.5977 | 29916.9782
1.81 | 49.7915 | 843.657 | 29837.25 | 1.81 | 49.8914 | 918.589 | 29916.9602
1.8104 | 49.7915 | 843.6109 | 29837.22 | 1.8104 | 49.8914 | 918.5632 | 29916.9422
1.8108 | 49.7914 | 843.5935 | 29837.18 | 1.8108 | 49.8914 | 918.5545 | 29916.9242
1.8112 | 49.7914 | 843.5474 | 29837.15 | 1.8112 | 49.8914 | 918.5287 | 29916.9063
1.8116 | 49.7913 | 843.53 | 29837.11 | 1.8116 | 49.8913 | 918.5199 | 29916.8883
1.812 | 49.7913 | 843.4839 | 29837.08 | 1.812 | 49.8913 | 918.4941 | 29916.8703
1.8124 | 49.7912 | 843.4664 | 29837.04 | 1.8124 | 49.8913 | 918.4854 | 29916.8523
1.8128 | 49.7912 | 843.4204 | 29837.01 | 1.8128 | 49.8913 | 918.4596 | 29916.8343
1.8132 | 49.7911 | 843.4029 | 29836.97 | 1.8132 | 49.8912 | 918.4509 | 29916.8163
1.8136 | 49.7911 | 843.3568 | 29836.94 | 1.8136 | 49.8912 | 918.4251 | 29916.7983
1.814 | 49.791 | 843.3394 | 29836.9 | 1.814 | 49.8912 | 918.4164 | 29916.7803
1.8144 | 49.791 | 843.2933 | 29836.87 | 1.8144 | 49.8912 | 918.3906 | 29916.7623
1.8148 | 49.791 | 843.2759 | 29836.84 | 1.8148 | 49.8911 | 918.3819 | 29916.7443
1.8152 | 49.791 | 843.2298 | 29836.8 | 1.8152 | 49.8911 | 918.3561 | 29916.7263
1.8156 | 49.7909 | 843.2124 | 29836.77 | 1.8156 | 49.8911 | 918.3474 | 29916.7083
1.816 | 49.7909 | 843.1663 | 29836.73 | 1.816 | 49.8911 | 918.3216 | 29916.6904
1.8164 | 49.7908 | 843.1489 | 29836.7 | 1.8164 | 49.891 | 918.3129 | 29916.6724
1.8168 | 49.7908 | 843.1028 | 29836.66 | 1.8168 | 49.891 | 918.2871 | 29916.6544
1.8172 | 49.7907 | 843.0854 | 29836.63 | 1.8172 | 49.891 | 918.2783 | 29916.6364
1.8176 | 49.7907 | 843.0393 | 29836.59 | 1.8176 | 49.891 | 918.2525 | 29916.6184
1.818 | 49.7906 | 843.0219 | 29836.56 | 1.818 | 49.8909 | 918.2438 | 29916.6004
1.8184 | 49.7906 | 842.9758 | 29836.52 | 1.8184 | 49.8909 | 918.218 | 29916.5824
1.8188 | 49.7905 | 842.9584 | 29836.49 | 1.8188 | 49.8909 | 918.2093 | 29916.5644
1.8192 | 49.7905 | 842.9123 | 29836.46 | 1.8192 | 49.8909 | 918.1835 | 29916.5464
1.8196 | 49.7904 | 842.8949 | 29836.42 | 1.8196 | 49.8909 | 918.1748 | 29916.5284
1.82 | 49.7904 | 842.8489 | 29836.39 | 1.82 | 49.8909 | 918.149 | 29916.5105
1.8204 | 49.7904 | 842.8315 | 29836.35 | 1.8204 | 49.8908 | 918.1403 | 29916.4925
1.8208 | 49.7904 | 842.7854 | 29836.32 | 1.8208 | 49.8908 | 918.1145 | 29916.4745
1.8212 | 49.7903 | 842.768 | 29836.28 | 1.8212 | 49.8908 | 918.1058 | 29916.4565
1.8216 | 49.7903 | 842.7219 | 29836.25 | 1.8216 | 49.8908 | 918.08 | 29916.4385
1.822 | 49.7902 | 842.7045 | 29836.21 | 1.822 | 49.8907 | 918.0713 | 29916.4205
1.8224 | 49.7902 | 842.6584 | 29836.18 | 1.8224 | 49.8907 | 918.0455 | 29916.4025
1.8228 | 49.7901 | 842.6411 | 29836.14 | 1.8228 | 49.8907 | 918.0368 | 29916.3845
1.8232 | 49.7901 | 842.595 | 29836.11 | 1.8232 | 49.8907 | 918.011 | 29916.3665
1.8236 | 49.79 | 842.5776 | 29836.08 | 1.8236 | 49.8906 | 918.0023 | 29916.3486
1.824 | 49.79 | 842.5315 | 29836.04 | 1.824 | 49.8906 | 917.9765 | 29916.3306
1.8244 | 49.7899 | 842.5141 | 29836.01 | 1.8244 | 49.8906 | 917.9678 | 29916.3126
1.8248 | 49.7899 | 842.4681 | 29835.97 | 1.8248 | 49.8906 | 917.942 | 29916.2946
1.8252 | 49.7899 | 842.4507 | 29835.94 | 1.8252 | 49.8905 | 917.9333 | 29916.2766
1.8256 | 49.7899 | 842.4046 | 29835.9 | 1.8256 | 49.8905 | 919.1288 | 29916.2586
1.826 | 49.7898 | 842.3873 | 29835.87 | 1.826 | 49.8905 | 920.5649 | 29916.2406
1.8264 | 49.7898 | 842.3412 | 29835.83 | 1.8264 | 49.8905 | 918.4388 | 29916.2226
1.8268 | 49.7897 | 842.3238 | 29835.8 | 1.8268 | 49.8904 | 918.3754 | 29916.2047
1.8272 | 49.7897 | 842.2777 | 29835.76 | 1.8272 | 49.8904 | 917.5791 | 29916.1867
1.8276 | 49.7896 | 842.2604 | 29835.73 | 1.8276 | 49.8904 | 918.0189 | 29916.1687
1.828 | 49.7896 | 842.2143 | 29835.7 | 1.828 | 49.8904 | 916.1936 | 29916.1507
1.8284 | 49.7895 | 842.197 | 29835.66 | 1.8284 | 49.8903 | 916.9367 | 29916.1327
1.8288 | 49.7895 | 842.1509 | 29835.63 | 1.8288 | 49.8903 | 917.222 | 29916.1147
1.8292 | 49.7894 | 842.1335 | 29835.59 | 1.8292 | 49.8903 | 917.2574 | 29916.0967
1.8296 | 49.7894 | 842.0875 | 29835.56 | 1.8296 | 49.8903 | 917.6345 | 29916.0788
1.83 | 49.7893 | 842.0701 | 29835.52 | 1.83 | 49.8903 | 917.6785 | 29916.0608
1.8304 | 49.7893 | 842.024 | 29835.49 | 1.8304 | 49.8903 | 917.7406 | 29916.0428
1.8308 | 49.7893 | 842.0067 | 29835.45 | 1.8308 | 49.8902 | 917.6881 | 29916.0248
1.8312 | 49.7893 | 841.9606 | 29835.42 | 1.8312 | 49.8902 | 918.1148 | 29916.0068
1.8316 | 49.7892 | 841.9433 | 29835.38 | 1.8316 | 49.8902 | 916.5692 | 29915.9888
1.832 | 49.7892 | 841.8972 | 29835.35 | 1.832 | 49.8902 | 917.6528 | 29915.9708
1.8324 | 49.7891 | 841.8799 | 29835.32 | 1.8324 | 49.8901 | 917.5582 | 29915.9529
1.8328 | 49.7891 | 841.8338 | 29835.28 | 1.8328 | 49.8901 | 916.889 | 29915.9349
1.8332 | 49.789 | 841.8165 | 29835.25 | 1.8332 | 49.8901 | 917.7155 | 29915.9169
1.8336 | 49.789 | 841.7704 | 29835.21 | 1.8336 | 49.8901 | 918.002 | 29915.8989
1.834 | 49.7889 | 841.7531 | 29835.18 | 1.834 | 49.89 | 916.6524 | 29915.8809
1.8344 | 49.7889 | 841.707 | 29835.14 | 1.8344 | 49.89 | 916.2067 | 29915.8629
1.8348 | 49.7888 | 841.6897 | 29835.11 | 1.8348 | 49.89 | 917.5778 | 29915.845
1.8352 | 49.7888 | 841.6436 | 29835.07 | 1.8352 | 49.89 | 917.2925 | 29915.827
1.8356 | 49.7888 | 841.6263 | 29835.04 | 1.8356 | 49.8899 | 916.9565 | 29915.809
1.836 | 49.7888 | 841.5802 | 29835.01 | 1.836 | 49.8899 | 917.4613 | 29915.791
1.8364 | 49.7887 | 841.5629 | 29834.97 | 1.8364 | 49.8899 | 918.5697 | 29915.773
1.8368 | 49.7887 | 841.5169 | 29834.94 | 1.8368 | 49.8899 | 917.6476 | 29915.755
1.8372 | 49.7886 | 841.4995 | 29834.9 | 1.8372 | 49.8898 | 917.4965 | 29915.7371
1.8376 | 49.7886 | 841.4535 | 29834.87 | 1.8376 | 49.8898 | 917.3512 | 29915.7191
1.838 | 49.7885 | 841.4362 | 29834.83 | 1.838 | 49.8898 | 916.9765 | 29915.7011
1.8384 | 49.7885 | 841.3901 | 29834.8 | 1.8384 | 49.8898 | 917.562 | 29915.6831
1.8388 | 49.7884 | 841.3728 | 29834.76 | 1.8388 | 49.8897 | 917.425 | 29915.6651
1.8392 | 49.7884 | 841.3267 | 29834.73 | 1.8392 | 49.8897 | 917.3087 | 29915.6472
1.8396 | 49.7883 | 841.3094 | 29834.69 | 1.8396 | 49.8897 | 917.3244 | 29915.6292
1.84 | 49.7883 | 841.2634 | 29834.66 | 1.84 | 49.8897 | 917.2852 | 29915.6112
1.8404 | 49.7882 | 841.2461 | 29834.63 | 1.8404 | 49.8897 | 917.2791 | 29915.5932
1.8408 | 49.7882 | 841.2 | 29834.59 | 1.8408 | 49.8897 | 917.2523 | 29915.5752
1.8412 | 49.7882 | 841.1827 | 29834.56 | 1.8412 | 49.8896 | 917.2434 | 29915.5572
1.8416 | 49.7882 | 841.1367 | 29834.52 | 1.8416 | 49.8896 | 917.218 | 29915.5393
1.842 | 49.7881 | 841.1194 | 29834.49 | 1.842 | 49.8896 | 917.2088 | 29915.5213
1.8424 | 49.7881 | 841.0733 | 29834.45 | 1.8424 | 49.8896 | 917.1836 | 29915.5033
1.8428 | 49.788 | 841.056 | 29834.42 | 1.8428 | 49.8895 | 917.1743 | 29915.4853
1.8432 | 49.788 | 841.01 | 29834.38 | 1.8432 | 49.8895 | 917.1491 | 29915.4673
1.8436 | 49.7879 | 840.9927 | 29834.35 | 1.8436 | 49.8895 | 917.1399 | 29915.4494
1.844 | 49.7879 | 840.9466 | 29834.31 | 1.844 | 49.8895 | 917.1147 | 29915.4314
1.8444 | 49.7878 | 840.9293 | 29834.28 | 1.8444 | 49.8894 | 917.1054 | 29915.4134
1.8448 | 49.7878 | 840.8833 | 29834.25 | 1.8448 | 49.8894 | 917.0802 | 29915.3954
1.8452 | 49.7877 | 840.866 | 29834.21 | 1.8452 | 49.8894 | 917.0709 | 29915.3775
1.8456 | 49.7877 | 840.82 | 29834.18 | 1.8456 | 49.8894 | 917.0457 | 29915.3595
1.846 | 49.7876 | 840.8027 | 29834.14 | 1.846 | 49.8893 | 917.0365 | 29915.3415
1.8464 | 49.7876 | 840.7358 | 29834.11 | 1.8464 | 49.8893 | 917.0113 | 29915.3235
1.8468 | 49.7876 | 840.8477 | 29834.07 | 1.8468 | 49.8893 | 917.002 | 29915.3055
1.8472 | 49.7876 | 839.3425 | 29834.04 | 1.8472 | 49.8893 | 916.9768 | 29915.2876
1.8476 | 49.7875 | 840.9453 | 29834 | 1.8476 | 49.8892 | 916.9675 | 29915.2696
1.848 | 49.7875 | 840.5869 | 29833.97 | 1.848 | 49.8892 | 916.9423 | 29915.2516
1.8484 | 49.7874 | 841.6001 | 29833.94 | 1.8484 | 49.8892 | 916.9331 | 29915.2336
1.8488 | 49.7874 | 841.2104 | 29833.9 | 1.8488 | 49.8892 | 916.9079 | 29915.2156
1.8492 | 49.7873 | 840.6369 | 29833.87 | 1.8492 | 49.8892 | 916.8986 | 29915.1977
1.8496 | 49.7873 | 840.3042 | 29833.83 | 1.8496 | 49.8892 | 916.8734 | 29915.1797
1.85 | 49.7872 | 840.6816 | 29833.8 | 1.85 | 49.8891 | 916.8642 | 29915.1617
1.8504 | 49.7872 | 839.1734 | 29833.76 | 1.8504 | 49.8891 | 916.839 | 29915.1437
1.8508 | 49.7871 | 840.1858 | 29833.73 | 1.8508 | 49.8891 | 916.8297 | 29915.1258
1.8512 | 49.7871 | 840.9616 | 29833.69 | 1.8512 | 49.8891 | 916.8045 | 29915.1078
1.8516 | 49.7871 | 840.5642 | 29833.66 | 1.8516 | 49.889 | 916.7953 | 29915.0898
1.852 | 49.7871 | 840.2895 | 29833.62 | 1.852 | 49.889 | 916.77 | 29915.0718
1.8524 | 49.787 | 839.9042 | 29833.59 | 1.8524 | 49.889 | 916.7608 | 29915.0539
1.8528 | 49.787 | 840.1025 | 29833.56 | 1.8528 | 49.889 | 916.7356 | 29915.0359
1.8532 | 49.7869 | 840.3644 | 29833.52 | 1.8532 | 49.8889 | 916.7264 | 29915.0179
1.8536 | 49.7869 | 828.3927 | 29833.49 | 1.8536 | 49.8889 | 916.7011 | 29914.9999
1.854 | 49.7868 | 838.9609 | 29833.45 | 1.854 | 49.8889 | 916.6919 | 29914.982
1.8544 | 49.7868 | 840.224 | 29833.42 | 1.8544 | 49.8889 | 916.6667 | 29914.964
1.8548 | 49.7867 | 839.6499 | 29833.38 | 1.8548 | 49.8888 | 916.6575 | 29914.946
1.8552 | 49.7867 | 841.273 | 29833.35 | 1.8552 | 49.8888 | 916.6322 | 29914.928
1.8556 | 49.7866 | 837.8951 | 29833.31 | 1.8556 | 49.8888 | 916.623 | 29914.9101
1.856 | 49.7866 | 842.0773 | 29833.28 | 1.856 | 49.8888 | 916.5978 | 29914.8921
1.8564 | 49.7865 | 838.9461 | 29833.25 | 1.8564 | 49.8887 | 916.5886 | 29914.8741
1.8568 | 49.7865 | 841.017 | 29833.21 | 1.8568 | 49.8887 | 916.5633 | 29914.8561
1.8572 | 49.7865 | 838.4954 | 29833.18 | 1.8572 | 49.8887 | 916.5541 | 29914.8382
1.8576 | 49.7865 | 839.4787 | 29833.14 | 1.8576 | 49.8887 | 916.5289 | 29914.8202
1.858 | 49.7864 | 838.44 | 29833.11 | 1.858 | 49.8886 | 916.5197 | 29914.8022
1.8584 | 49.7864 | 839.9725 | 29833.07 | 1.8584 | 49.8886 | 916.4944 | 29914.7842
1.8588 | 49.7863 | 839.415 | 29833.04 | 1.8588 | 49.8886 | 916.4852 | 29914.7663
1.8592 | 49.7863 | 840.4279 | 29833 | 1.8592 | 49.8886 | 916.46 | 29914.7483
1.8596 | 49.7862 | 838.3898 | 29832.97 | 1.8596 | 49.8886 | 916.4508 | 29914.7303
1.86 | 49.7862 | 839.1555 | 29832.94 | 1.86 | 49.8886 | 916.4256 | 29914.7123
1.8604 | 49.7861 | 839.6393 | 29832.9 | 1.8604 | 49.8885 | 916.4163 | 29914.6944
1.8608 | 49.7861 | 839.6229 | 29832.87 | 1.8608 | 49.8885 | 916.3911 | 29914.6764
1.8612 | 49.7861 | 841.1683 | 29832.83 | 1.8612 | 49.8885 | 916.3819 | 29914.6584
1.8616 | 49.7861 | 839.6764 | 29832.8 | 1.8616 | 49.8885 | 916.3567 | 29914.6404
1.862 | 49.786 | 839.4632 | 29832.76 | 1.862 | 49.8884 | 916.3475 | 29914.6225
1.8624 | 49.786 | 838.9855 | 29832.73 | 1.8624 | 49.8884 | 916.3222 | 29914.6045
1.8628 | 49.7859 | 839.3682 | 29832.69 | 1.8628 | 49.8884 | 916.313 | 29914.5865
1.8632 | 49.7859 | 839.3896 | 29832.66 | 1.8632 | 49.8884 | 916.2878 | 29914.5686
1.8636 | 49.7858 | 839.3264 | 29832.63 | 1.8636 | 49.8883 | 916.2786 | 29914.5506
1.864 | 49.7858 | 838.8825 | 29832.59 | 1.864 | 49.8883 | 916.2534 | 29914.5326
1.8644 | 49.7857 | 838.896 | 29832.56 | 1.8644 | 49.8883 | 916.2441 | 29914.5146
1.8648 | 49.7857 | 840.0336 | 29832.52 | 1.8648 | 49.8883 | 916.2189 | 29914.4967
1.8652 | 49.7856 | 839.3934 | 29832.49 | 1.8652 | 49.8882 | 916.2097 | 29914.4787
1.8656 | 49.7856 | 839.3945 | 29832.45 | 1.8656 | 49.8882 | 916.1845 | 29914.4607
1.866 | 49.7855 | 839.7069 | 29832.42 | 1.866 | 49.8882 | 916.1753 | 29914.4428
1.8664 | 49.7855 | 839.2247 | 29832.38 | 1.8664 | 49.8882 | 916.1501 | 29914.4248
1.8668 | 49.7855 | 839.5418 | 29832.35 | 1.8668 | 49.8881 | 916.1408 | 29914.4068
1.8672 | 49.7855 | 839.2128 | 29832.31 | 1.8672 | 49.8881 | 916.1156 | 29914.3889
1.8676 | 49.7854 | 839.5062 | 29832.28 | 1.8676 | 49.8881 | 916.1064 | 29914.3709
1.868 | 49.7854 | 839.3475 | 29832.25 | 1.868 | 49.8881 | 916.0812 | 29914.3529
1.8684 | 49.7853 | 838.8782 | 29832.21 | 1.8684 | 49.888 | 916.072 | 29914.3349
1.8688 | 49.7853 | 838.8948 | 29832.18 | 1.8688 | 49.888 | 916.0468 | 29914.317
1.8692 | 49.7852 | 838.9557 | 29832.14 | 1.8692 | 49.888 | 916.0376 | 29914.299
1.8696 | 49.7852 | 838.8945 | 29832.11 | 1.8696 | 49.888 | 916.0123 | 29914.281
1.87 | 49.7851 | 838.9074 | 29832.07 | 1.87 | 49.888 | 916.0031 | 29914.2631
1.8704 | 49.7851 | 838.8464 | 29832.04 | 1.8704 | 49.888 | 915.9779 | 29914.2451
1.8708 | 49.785 | 838.845 | 29832 | 1.8708 | 49.8879 | 915.9687 | 29914.2271
1.8712 | 49.785 | 838.789 | 29831.97 | 1.8712 | 49.8879 | 915.9435 | 29914.2092
1.8716 | 49.785 | 838.7805 | 29831.94 | 1.8716 | 49.8879 | 915.9343 | 29914.1912
1.872 | 49.785 | 838.728 | 29831.9 | 1.872 | 49.8879 | 915.9091 | 29914.1732
1.8724 | 49.7849 | 838.7161 | 29831.87 | 1.8724 | 49.8878 | 915.8999 | 29914.1553
1.8728 | 49.7849 | 838.6657 | 29831.83 | 1.8728 | 49.8878 | 915.8746 | 29914.1373
1.8732 | 49.7848 | 838.6521 | 29831.8 | 1.8732 | 49.8878 | 915.8654 | 29914.1193
1.8736 | 49.7848 | 838.603 | 29831.76 | 1.8736 | 49.8878 | 915.8402 | 29914.1013
1.874 | 49.7847 | 838.5884 | 29831.73 | 1.874 | 49.8877 | 915.831 | 29914.0834
1.8744 | 49.7847 | 838.54 | 29831.69 | 1.8744 | 49.8877 | 915.8058 | 29914.0654
1.8748 | 49.7846 | 838.5249 | 29831.66 | 1.8748 | 49.8877 | 915.7966 | 29914.0474
1.8752 | 49.7846 | 838.477 | 29831.63 | 1.8752 | 49.8877 | 915.7714 | 29914.0295
1.8756 | 49.7845 | 838.4617 | 29831.59 | 1.8756 | 49.8876 | 915.7622 | 29914.0115
1.876 | 49.7845 | 838.4139 | 29831.56 | 1.876 | 49.8876 | 915.737 | 29913.9935
1.8764 | 49.7844 | 838.3986 | 29831.52 | 1.8764 | 49.8876 | 915.7278 | 29913.9756
1.8768 | 49.7844 | 838.3506 | 29831.49 | 1.8768 | 49.8876 | 915.7025 | 29913.9576
1.8772 | 49.7844 | 838.3355 | 29831.45 | 1.8772 | 49.8875 | 915.6934 | 29913.9396
1.8776 | 49.7844 | 838.2874 | 29831.42 | 1.8776 | 49.8875 | 915.6681 | 29913.9217
1.878 | 49.7843 | 838.2723 | 29831.38 | 1.878 | 49.8875 | 915.6589 | 29913.9037
1.8784 | 49.7843 | 838.2242 | 29831.35 | 1.8784 | 49.8875 | 915.6337 | 29913.8858
1.8788 | 49.7842 | 838.2092 | 29831.32 | 1.8788 | 49.8875 | 915.6245 | 29913.8678
1.8792 | 49.7842 | 838.1611 | 29831.28 | 1.8792 | 49.8875 | 915.5993 | 29913.8498
1.8796 | 49.7841 | 838.1461 | 29831.25 | 1.8796 | 49.8874 | 915.5901 | 29913.8319
1.88 | 49.7841 | 838.0979 | 29831.21 | 1.88 | 49.8874 | 915.5649 | 29913.8139
1.8804 | 49.784 | 838.0829 | 29831.18 | 1.8804 | 49.8874 | 915.5557 | 29913.7959
1.8808 | 49.784 | 838.0348 | 29831.14 | 1.8808 | 49.8874 | 915.5305 | 29913.778
1.8812 | 49.7839 | 838.0198 | 29831.11 | 1.8812 | 49.8873 | 915.5213 | 29913.76
1.8816 | 49.7839 | 837.9717 | 29831.07 | 1.8816 | 49.8873 | 915.4961 | 29913.742
1.882 | 49.7839 | 837.9567 | 29831.04 | 1.882 | 49.8873 | 915.4869 | 29913.7241
1.8824 | 49.7839 | 837.9085 | 29831.01 | 1.8824 | 49.8873 | 915.4617 | 29913.7061
1.8828 | 49.7838 | 837.8936 | 29830.97 | 1.8828 | 49.8872 | 915.4525 | 29913.6881
1.8832 | 49.7838 | 837.8454 | 29830.94 | 1.8832 | 49.8872 | 915.4273 | 29913.6702
1.8836 | 49.7837 | 837.8305 | 29830.9 | 1.8836 | 49.8872 | 915.4181 | 29913.6522
1.884 | 49.7837 | 837.7823 | 29830.87 | 1.884 | 49.8872 | 915.3929 | 29913.6342
1.8844 | 49.7836 | 837.7674 | 29830.83 | 1.8844 | 49.8871 | 915.3837 | 29913.6163
1.8848 | 49.7836 | 837.7192 | 29830.8 | 1.8848 | 49.8871 | 915.3584 | 29913.5983
1.8852 | 49.7835 | 837.7043 | 29830.76 | 1.8852 | 49.8871 | 915.3493 | 29913.5804
1.8856 | 49.7835 | 837.6561 | 29830.73 | 1.8856 | 49.8871 | 915.324 | 29913.5624
1.886 | 49.7834 | 837.6412 | 29830.7 | 1.886 | 49.887 | 915.3149 | 29913.5444
1.8864 | 49.7834 | 837.593 | 29830.66 | 1.8864 | 49.887 | 915.2896 | 29913.5265
1.8868 | 49.7833 | 837.5781 | 29830.63 | 1.8868 | 49.887 | 915.2805 | 29913.5085
1.8872 | 49.7833 | 837.5299 | 29830.59 | 1.8872 | 49.887 | 915.2552 | 29913.4905
1.8876 | 49.7833 | 837.515 | 29830.56 | 1.8876 | 49.8869 | 915.2461 | 29913.4726
1.888 | 49.7833 | 837.4668 | 29830.52 | 1.888 | 49.8869 | 915.2208 | 29913.4546
1.8884 | 49.7832 | 837.4519 | 29830.49 | 1.8884 | 49.8869 | 915.2117 | 29913.4367
1.8888 | 49.7832 | 837.4037 | 29830.45 | 1.8888 | 49.8869 | 915.1864 | 29913.4187
1.8892 | 49.7831 | 837.3889 | 29830.42 | 1.8892 | 49.8869 | 915.1773 | 29913.4007
1.8896 | 49.7831 | 837.3406 | 29830.39 | 1.8896 | 49.8869 | 915.1521 | 29913.3828
1.89 | 49.783 | 837.3258 | 29830.35 | 1.89 | 49.8868 | 915.1429 | 29913.3648
1.8904 | 49.783 | 837.2775 | 29830.32 | 1.8904 | 49.8868 | 915.1177 | 29913.3469
1.8908 | 49.7829 | 837.2627 | 29830.28 | 1.8908 | 49.8868 | 915.1085 | 29913.3289
1.8912 | 49.7829 | 837.2144 | 29830.25 | 1.8912 | 49.8868 | 915.0833 | 29913.3109
1.8916 | 49.7829 | 837.1997 | 29830.21 | 1.8916 | 49.8867 | 915.0741 | 29913.293
1.892 | 49.7829 | 837.1513 | 29830.18 | 1.892 | 49.8867 | 915.0489 | 29913.275
1.8924 | 49.7828 | 837.1366 | 29830.14 | 1.8924 | 49.8867 | 915.0397 | 29913.2571
1.8928 | 49.7828 | 837.0883 | 29830.11 | 1.8928 | 49.8867 | 915.0145 | 29913.2391
1.8932 | 49.7827 | 837.0735 | 29830.08 | 1.8932 | 49.8866 | 915.0053 | 29913.2211
1.8936 | 49.7827 | 837.0252 | 29830.04 | 1.8936 | 49.8866 | 914.9801 | 29913.2032
1.894 | 49.7826 | 837.0105 | 29830.01 | 1.894 | 49.8866 | 914.9709 | 29913.1852
1.8944 | 49.7826 | 836.9621 | 29829.97 | 1.8944 | 49.8866 | 914.9457 | 29913.1673
1.8948 | 49.7825 | 836.9475 | 29829.94 | 1.8948 | 49.8865 | 914.9365 | 29913.1493
1.8952 | 49.7825 | 836.8991 | 29829.9 | 1.8952 | 49.8865 | 914.9113 | 29913.1313
1.8956 | 49.7824 | 836.8844 | 29829.87 | 1.8956 | 49.8865 | 914.9022 | 29913.1134
1.896 | 49.7824 | 836.836 | 29829.83 | 1.896 | 49.8865 | 914.8769 | 29913.0954
1.8964 | 49.7823 | 836.8214 | 29829.8 | 1.8964 | 49.8864 | 914.8678 | 29913.0775
1.8968 | 49.7823 | 836.773 | 29829.77 | 1.8968 | 49.8864 | 914.8425 | 29913.0595
1.8972 | 49.7823 | 836.7584 | 29829.73 | 1.8972 | 49.8864 | 914.8334 | 29913.0415
1.8976 | 49.7823 | 836.7099 | 29829.7 | 1.8976 | 49.8864 | 914.8082 | 29913.0236
1.898 | 49.7822 | 836.6953 | 29829.66 | 1.898 | 49.8864 | 914.799 | 29913.0056
1.8984 | 49.7822 | 836.6469 | 29829.63 | 1.8984 | 49.8864 | 914.7738 | 29912.9877
1.8988 | 49.7821 | 836.6323 | 29829.59 | 1.8988 | 49.8863 | 914.7646 | 29912.9697
1.8992 | 49.7821 | 836.5839 | 29829.56 | 1.8992 | 49.8863 | 914.7394 | 29912.9518
1.8996 | 49.782 | 836.5693 | 29829.53 | 1.8996 | 49.8863 | 914.7303 | 29912.9338
1.9 | 49.782 | 836.5208 | 29829.49 | 1.9 | 49.8863 | 914.705 | 29912.9158
1.9004 | 49.7819 | 836.5063 | 29829.46 | 1.9004 | 49.8862 | 914.6959 | 29912.8979
1.9008 | 49.7819 | 836.4578 | 29829.42 | 1.9008 | 49.8862 | 914.6706 | 29912.8799
1.9012 | 49.7818 | 836.4433 | 29829.39 | 1.9012 | 49.8862 | 914.6615 | 29912.862
1.9016 | 49.7818 | 836.3948 | 29829.35 | 1.9016 | 49.8862 | 914.6363 | 29912.844
1.902 | 49.7818 | 836.3803 | 29829.32 | 1.902 | 49.8861 | 914.6271 | 29912.8261
1.9024 | 49.7818 | 836.3318 | 29829.28 | 1.9024 | 49.8861 | 914.6019 | 29912.8081
1.9028 | 49.7817 | 836.3173 | 29829.25 | 1.9028 | 49.8861 | 914.5927 | 29912.7901
1.9032 | 49.7817 | 836.2688 | 29829.22 | 1.9032 | 49.8861 | 914.5675 | 29912.7722
1.9036 | 49.7816 | 836.2543 | 29829.18 | 1.9036 | 49.886 | 914.5584 | 29912.7542
1.904 | 49.7816 | 836.2058 | 29829.15 | 1.904 | 49.886 | 914.5331 | 29912.7363
1.9044 | 49.7815 | 836.1913 | 29829.11 | 1.9044 | 49.886 | 914.524 | 29912.7183
1.9048 | 49.7815 | 836.1427 | 29829.08 | 1.9048 | 49.886 | 914.4988 | 29912.7004
1.9052 | 49.7814 | 836.1283 | 29829.04 | 1.9052 | 49.8859 | 914.4896 | 29912.6824
1.9056 | 49.7814 | 836.0797 | 29829.01 | 1.9056 | 49.8859 | 914.4644 | 29912.6645
1.906 | 49.7813 | 836.0654 | 29828.97 | 1.906 | 49.8859 | 914.4553 | 29912.6465
1.9064 | 49.7813 | 836.0167 | 29828.94 | 1.9064 | 49.8859 | 914.43 | 29912.6286
1.9068 | 49.7812 | 836.0024 | 29828.91 | 1.9068 | 49.8858 | 914.4209 | 29912.6106
1.9072 | 49.7812 | 835.9538 | 29828.87 | 1.9072 | 49.8858 | 914.3957 | 29912.5926
1.9076 | 49.7812 | 835.9394 | 29828.84 | 1.9076 | 49.8858 | 914.3865 | 29912.5747
1.908 | 49.7812 | 835.8908 | 29828.8 | 1.908 | 49.8858 | 914.3613 | 29912.5567
1.9084 | 49.7811 | 835.8764 | 29828.77 | 1.9084 | 49.8858 | 914.3522 | 29912.5388
1.9088 | 49.7811 | 835.8278 | 29828.73 | 1.9088 | 49.8858 | 914.3269 | 29912.5208
1.9092 | 49.781 | 835.8135 | 29828.7 | 1.9092 | 49.8857 | 914.3178 | 29912.5029
1.9096 | 49.781 | 835.7648 | 29828.66 | 1.9096 | 49.8857 | 914.2925 | 29912.4849
1.91 | 49.7809 | 835.7505 | 29828.63 | 1.91 | 49.8857 | 914.2834 | 29912.467
1.9104 | 49.7809 | 835.7018 | 29828.6 | 1.9104 | 49.8857 | 914.2582 | 29912.449
1.9108 | 49.7808 | 835.6876 | 29828.56 | 1.9108 | 49.8856 | 914.2491 | 29912.4311
1.9112 | 49.7808 | 835.6389 | 29828.53 | 1.9112 | 49.8856 | 914.2238 | 29912.4131
1.9116 | 49.7807 | 835.6246 | 29828.49 | 1.9116 | 49.8856 | 914.2147 | 29912.3952
1.912 | 49.7807 | 835.5759 | 29828.46 | 1.912 | 49.8856 | 914.1895 | 29912.3772
1.9124 | 49.7807 | 835.5617 | 29828.42 | 1.9124 | 49.8855 | 914.1804 | 29912.3593
1.9128 | 49.7807 | 835.5129 | 29828.39 | 1.9128 | 49.8855 | 914.1551 | 29912.3413
1.9132 | 49.7806 | 835.4988 | 29828.36 | 1.9132 | 49.8855 | 914.146 | 29912.3234
1.9136 | 49.7806 | 835.45 | 29828.32 | 1.9136 | 49.8855 | 914.1207 | 29912.3054
1.914 | 49.7805 | 835.4358 | 29828.29 | 1.914 | 49.8854 | 914.1116 | 29912.2875
1.9144 | 49.7805 | 835.387 | 29828.25 | 1.9144 | 49.8854 | 914.0864 | 29912.2695
1.9148 | 49.7804 | 835.3729 | 29828.22 | 1.9148 | 49.8854 | 914.0773 | 29912.2516
1.9152 | 49.7804 | 835.324 | 29828.18 | 1.9152 | 49.8854 | 914.052 | 29912.2336
1.9156 | 49.7803 | 835.31 | 29828.15 | 1.9156 | 49.8853 | 914.0429 | 29912.2156
1.916 | 49.7803 | 835.2611 | 29828.11 | 1.916 | 49.8853 | 914.0177 | 29912.1977
1.9164 | 49.7803 | 835.2471 | 29828.08 | 1.9164 | 49.8853 | 914.0086 | 29912.1797
1.9168 | 49.7803 | 835.1982 | 29828.05 | 1.9168 | 49.8853 | 913.9833 | 29912.1618
1.9172 | 49.7802 | 835.1842 | 29828.01 | 1.9172 | 49.8853 | 913.9742 | 29912.1438
1.9176 | 49.7802 | 835.1352 | 29827.98 | 1.9176 | 49.8853 | 913.949 | 29912.1259
1.918 | 49.7801 | 835.1213 | 29827.94 | 1.918 | 49.8852 | 913.9399 | 29912.1079
1.9184 | 49.7801 | 835.0723 | 29827.91 | 1.9184 | 49.8852 | 913.9146 | 29912.09
1.9188 | 49.78 | 835.0584 | 29827.87 | 1.9188 | 49.8852 | 913.9055 | 29912.072
1.9192 | 49.78 | 835.0093 | 29827.84 | 1.9192 | 49.8852 | 913.8803 | 29912.0541
1.9196 | 49.7799 | 834.9955 | 29827.81 | 1.9196 | 49.8851 | 913.8712 | 29912.0362
1.92 | 49.7799 | 834.9464 | 29827.77 | 1.92 | 49.8851 | 913.8459 | 29912.0182
1.9204 | 49.7798 | 834.9326 | 29827.74 | 1.9204 | 49.8851 | 913.8368 | 29912.0003
1.9208 | 49.7798 | 834.8835 | 29827.7 | 1.9208 | 49.8851 | 913.8116 | 29911.9823
1.9212 | 49.7797 | 834.8697 | 29827.67 | 1.9212 | 49.885 | 913.8025 | 29911.9644
1.9216 | 49.7797 | 834.8206 | 29827.63 | 1.9216 | 49.885 | 913.7772 | 29911.9464
1.922 | 49.7797 | 834.8068 | 29827.6 | 1.922 | 49.885 | 913.7681 | 29911.9285
1.9224 | 49.7797 | 834.7576 | 29827.56 | 1.9224 | 49.885 | 913.7429 | 29911.9105
1.9228 | 49.7796 | 834.744 | 29827.53 | 1.9228 | 49.8849 | 913.7338 | 29911.8926
1.9232 | 49.7796 | 834.6947 | 29827.5 | 1.9232 | 49.8849 | 913.7085 | 29911.8746
1.9236 | 49.7795 | 834.6811 | 29827.46 | 1.9236 | 49.8849 | 913.6995 | 29911.8567
1.924 | 49.7795 | 834.6318 | 29827.43 | 1.924 | 49.8849 | 913.6742 | 29911.8387
1.9244 | 49.7794 | 834.6182 | 29827.39 | 1.9244 | 49.8848 | 913.6651 | 29911.8208
1.9248 | 49.7794 | 834.5689 | 29827.36 | 1.9248 | 49.8848 | 913.6399 | 29911.8028
1.9252 | 49.7793 | 834.5554 | 29827.32 | 1.9252 | 49.8848 | 913.6308 | 29911.7849
1.9256 | 49.7793 | 834.506 | 29827.29 | 1.9256 | 49.8848 | 913.6055 | 29911.7669
1.926 | 49.7792 | 834.4925 | 29827.25 | 1.926 | 49.8847 | 913.5964 | 29911.749
1.9264 | 49.7792 | 834.4431 | 29827.22 | 1.9264 | 49.8847 | 913.5712 | 29911.731
1.9268 | 49.7792 | 834.4296 | 29827.19 | 1.9268 | 49.8847 | 913.5621 | 29911.7131
1.9272 | 49.7792 | 834.3802 | 29827.15 | 1.9272 | 49.8847 | 913.5368 | 29911.6952
1.9276 | 49.7791 | 834.3668 | 29827.12 | 1.9276 | 49.8847 | 913.5278 | 29911.6772
1.928 | 49.7791 | 834.3173 | 29827.08 | 1.928 | 49.8847 | 913.5025 | 29911.6593
1.9284 | 49.779 | 834.304 | 29827.05 | 1.9284 | 49.8846 | 913.4934 | 29911.6413
1.9288 | 49.779 | 834.2544 | 29827.01 | 1.9288 | 49.8846 | 913.4682 | 29911.6234
1.9292 | 49.7789 | 834.2411 | 29826.98 | 1.9292 | 49.8846 | 913.4591 | 29911.6054
1.9296 | 49.7789 | 834.1915 | 29826.95 | 1.9296 | 49.8846 | 913.4338 | 29911.5875
1.93 | 49.7788 | 834.1783 | 29826.91 | 1.93 | 49.8845 | 913.4248 | 29911.5695
1.9304 | 49.7788 | 834.1286 | 29826.88 | 1.9304 | 49.8845 | 913.3995 | 29911.5516
1.9308 | 49.7787 | 834.1155 | 29826.84 | 1.9308 | 49.8845 | 913.3904 | 29911.5336
1.9312 | 49.7787 | 834.0658 | 29826.81 | 1.9312 | 49.8845 | 913.3652 | 29911.5157
1.9316 | 49.7786 | 834.0526 | 29826.77 | 1.9316 | 49.8844 | 913.3561 | 29911.4978
1.932 | 49.7786 | 834.0029 | 29826.74 | 1.932 | 49.8844 | 913.3308 | 29911.4798
1.9324 | 49.7786 | 833.9898 | 29826.71 | 1.9324 | 49.8844 | 913.3218 | 29911.4619
1.9328 | 49.7786 | 833.94 | 29826.67 | 1.9328 | 49.8844 | 913.2965 | 29911.4439
1.9332 | 49.7785 | 833.927 | 29826.64 | 1.9332 | 49.8843 | 913.2875 | 29911.426
1.9336 | 49.7785 | 833.8771 | 29826.6 | 1.9336 | 49.8843 | 913.2622 | 29911.408
1.934 | 49.7784 | 833.8642 | 29826.57 | 1.934 | 49.8843 | 913.2531 | 29911.3901
1.9344 | 49.7784 | 833.8142 | 29826.53 | 1.9344 | 49.8843 | 913.2279 | 29911.3722
1.9348 | 49.7783 | 833.8014 | 29826.5 | 1.9348 | 49.8842 | 913.2188 | 29911.3542
1.9352 | 49.7783 | 833.7514 | 29826.46 | 1.9352 | 49.8842 | 913.1935 | 29911.3363
1.9356 | 49.7782 | 833.7386 | 29826.43 | 1.9356 | 49.8842 | 913.1845 | 29911.3183
1.936 | 49.7782 | 833.6885 | 29826.4 | 1.936 | 49.8842 | 913.1592 | 29911.3004
1.9364 | 49.7781 | 833.6758 | 29826.36 | 1.9364 | 49.8842 | 913.1502 | 29911.2824
1.9368 | 49.7781 | 833.6256 | 29826.33 | 1.9368 | 49.8842 | 913.1249 | 29911.2645
1.9372 | 49.7781 | 833.613 | 29826.29 | 1.9372 | 49.8841 | 913.1158 | 29911.2466
1.9376 | 49.7781 | 833.5628 | 29826.26 | 1.9376 | 49.8841 | 913.0906 | 29911.2286
1.938 | 49.778 | 833.5502 | 29826.22 | 1.938 | 49.8841 | 913.0815 | 29911.2107
1.9384 | 49.778 | 833.4999 | 29826.19 | 1.9384 | 49.8841 | 913.0563 | 29911.1927
1.9388 | 49.7779 | 833.4875 | 29826.16 | 1.9388 | 49.884 | 913.0472 | 29911.1748
1.9392 | 49.7779 | 833.437 | 29826.12 | 1.9392 | 49.884 | 913.0219 | 29911.1568
1.9396 | 49.7778 | 833.4247 | 29826.09 | 1.9396 | 49.884 | 913.0129 | 29911.1389
1.94 | 49.7778 | 833.3742 | 29826.05 | 1.94 | 49.884 | 912.9876 | 29911.121
1.9404 | 49.7777 | 833.3619 | 29826.02 | 1.9404 | 49.8839 | 912.9786 | 29911.103
1.9408 | 49.7777 | 833.3113 | 29825.98 | 1.9408 | 49.8839 | 912.9533 | 29911.0851
1.9412 | 49.7777 | 833.2992 | 29825.95 | 1.9412 | 49.8839 | 912.9443 | 29911.0671
1.9416 | 49.7777 | 833.2485 | 29825.91 | 1.9416 | 49.8839 | 912.919 | 29911.0492
1.942 | 49.7776 | 833.2364 | 29825.88 | 1.942 | 49.8838 | 912.9099 | 29911.0313
1.9424 | 49.7776 | 833.1856 | 29825.85 | 1.9424 | 49.8838 | 912.8847 | 29911.0133
1.9428 | 49.7775 | 833.1737 | 29825.81 | 1.9428 | 49.8838 | 912.8756 | 29910.9954
1.9432 | 49.7775 | 833.1227 | 29825.78 | 1.9432 | 49.8838 | 912.8504 | 29910.9774
1.9436 | 49.7774 | 833.1109 | 29825.74 | 1.9436 | 49.8837 | 912.8413 | 29910.9595
1.944 | 49.7774 | 833.0599 | 29825.71 | 1.944 | 49.8837 | 912.8161 | 29910.9416
1.9444 | 49.7773 | 833.0482 | 29825.67 | 1.9444 | 49.8837 | 912.807 | 29910.9236
1.9448 | 49.7773 | 832.997 | 29825.64 | 1.9448 | 49.8837 | 912.7817 | 29910.9057
1.9452 | 49.7772 | 832.9854 | 29825.61 | 1.9452 | 49.8837 | 912.7727 | 29910.8877
1.9456 | 49.7772 | 832.9341 | 29825.57 | 1.9456 | 49.8837 | 912.7474 | 29910.8698
1.946 | 49.7771 | 832.9227 | 29825.54 | 1.946 | 49.8836 | 912.7384 | 29910.8519
1.9464 | 49.7771 | 832.8713 | 29825.5 | 1.9464 | 49.8836 | 912.7131 | 29910.8339
1.9468 | 49.7771 | 832.86 | 29825.47 | 1.9468 | 49.8836 | 912.7041 | 29910.816
1.9472 | 49.7771 | 832.8084 | 29825.43 | 1.9472 | 49.8836 | 912.6788 | 29910.7981
1.9476 | 49.777 | 832.8524 | 29825.4 | 1.9476 | 49.8835 | 912.6698 | 29910.7801
1.948 | 49.777 | 833.3202 | 29825.37 | 1.948 | 49.8835 | 912.6445 | 29910.7622
1.9484 | 49.7769 | 832.4583 | 29825.33 | 1.9484 | 49.8835 | 912.6355 | 29910.7442
1.9488 | 49.7769 | 832.9528 | 29825.3 | 1.9488 | 49.8835 | 912.6102 | 29910.7263
1.9492 | 49.7768 | 834.2662 | 29825.26 | 1.9492 | 49.8834 | 912.6012 | 29910.7084
1.9496 | 49.7768 | 832.1896 | 29825.23 | 1.9496 | 49.8834 | 912.5759 | 29910.6904
1.95 | 49.7767 | 832.205 | 29825.19 | 1.95 | 49.8834 | 912.5669 | 29910.6725
1.9504 | 49.7767 | 832.5288 | 29825.16 | 1.9504 | 49.8834 | 912.5416 | 29910.6546
1.9508 | 49.7766 | 832.6215 | 29825.12 | 1.9508 | 49.8833 | 912.5326 | 29910.6366
1.9512 | 49.7766 | 832.458 | 29825.09 | 1.9512 | 49.8833 | 912.5073 | 29910.6187
1.9516 | 49.7766 | 832.6877 | 29825.06 | 1.9516 | 49.8833 | 912.4983 | 29910.6008
1.952 | 49.7766 | 832.2869 | 29825.02 | 1.952 | 49.8833 | 912.473 | 29910.5828
1.9524 | 49.7765 | 832.5664 | 29824.99 | 1.9524 | 49.8832 | 912.464 | 29910.5649
1.9528 | 49.7765 | 832.269 | 29824.95 | 1.9528 | 49.8832 | 912.4387 | 29910.5469
1.9532 | 49.7764 | 832.39 | 29824.92 | 1.9532 | 49.8832 | 912.4297 | 29910.529
1.9536 | 49.7764 | 832.2898 | 29824.88 | 1.9536 | 49.8832 | 912.4044 | 29910.5111
1.954 | 49.7763 | 832.2994 | 29824.85 | 1.954 | 49.8831 | 912.3954 | 29910.4931
1.9544 | 49.7763 | 832.2474 | 29824.82 | 1.9544 | 49.8831 | 912.3701 | 29910.4752
1.9548 | 49.7762 | 832.2327 | 29824.78 | 1.9548 | 49.8831 | 912.3611 | 29910.4573
1.9552 | 49.7762 | 832.1872 | 29824.75 | 1.9552 | 49.8831 | 912.3358 | 29910.4393
1.9556 | 49.7761 | 832.1695 | 29824.71 | 1.9556 | 49.8831 | 912.3268 | 29910.4214
1.956 | 49.7761 | 832.1248 | 29824.68 | 1.956 | 49.8831 | 912.3015 | 29910.4035
1.9564 | 49.7761 | 832.1069 | 29824.64 | 1.9564 | 49.883 | 912.2925 | 29910.3855
1.9568 | 49.7761 | 832.0621 | 29824.61 | 1.9568 | 49.883 | 912.2673 | 29910.3676
1.9572 | 49.776 | 832.0442 | 29824.58 | 1.9572 | 49.883 | 912.2582 | 29910.3497
1.9576 | 49.776 | 831.9995 | 29824.54 | 1.9576 | 49.883 | 912.233 | 29910.3317
1.958 | 49.7759 | 831.9816 | 29824.51 | 1.958 | 49.8829 | 912.224 | 29910.3138
1.9584 | 49.7759 | 831.9368 | 29824.47 | 1.9584 | 49.8829 | 913.0217 | 29910.2959
1.9588 | 49.7758 | 831.9189 | 29824.44 | 1.9588 | 49.8829 | 914.1114 | 29910.2779
1.9592 | 49.7758 | 831.8741 | 29824.4 | 1.9592 | 49.8829 | 912.6586 | 29910.26
1.9596 | 49.7757 | 831.8562 | 29824.37 | 1.9596 | 49.8828 | 912.5305 | 29910.2421
1.96 | 49.7757 | 831.8114 | 29824.34 | 1.96 | 49.8828 | 909.8097 | 29910.2241
1.9604 | 49.7756 | 831.7936 | 29824.3 | 1.9604 | 49.8828 | 913.543 | 29910.2062
1.9608 | 49.7756 | 831.7488 | 29824.27 | 1.9608 | 49.8828 | 911.6802 | 29910.1883
1.9612 | 49.7756 | 831.7309 | 29824.23 | 1.9612 | 49.8827 | 910.943 | 29910.1703
1.9616 | 49.7756 | 831.6861 | 29824.2 | 1.9616 | 49.8827 | 912.5058 | 29910.1524
1.962 | 49.7755 | 831.6683 | 29824.16 | 1.962 | 49.8827 | 909.7445 | 29910.1345
1.9624 | 49.7755 | 831.6235 | 29824.13 | 1.9624 | 49.8827 | 912.8622 | 29910.1165
1.9628 | 49.7754 | 831.6056 | 29824.09 | 1.9628 | 49.8826 | 912.9062 | 29910.0986
1.9632 | 49.7754 | 831.5608 | 29824.06 | 1.9632 | 49.8826 | 911.9794 | 29910.0807
1.9636 | 49.7753 | 831.543 | 29824.03 | 1.9636 | 49.8826 | 912.2365 | 29910.0627
1.964 | 49.7753 | 831.4982 | 29823.99 | 1.964 | 49.8826 | 911.7156 | 29910.0448
1.9644 | 49.7752 | 831.4803 | 29823.96 | 1.9644 | 49.8826 | 911.6023 | 29910.0269
1.9648 | 49.7752 | 831.4355 | 29823.92 | 1.9648 | 49.8826 | 910.8034 | 29910.009
1.9652 | 49.7751 | 831.4177 | 29823.89 | 1.9652 | 49.8825 | 911.7431 | 29909.991
1.9656 | 49.7751 | 831.3729 | 29823.85 | 1.9656 | 49.8825 | 912.433 | 29909.9731
1.966 | 49.7751 | 831.3551 | 29823.82 | 1.966 | 49.8825 | 911.9735 | 29909.9552
1.9664 | 49.7751 | 831.3103 | 29823.79 | 1.9664 | 49.8825 | 911.8017 | 29909.9372
1.9668 | 49.775 | 831.2924 | 29823.75 | 1.9668 | 49.8824 | 912.0894 | 29909.9193
1.9672 | 49.775 | 831.2476 | 29823.72 | 1.9672 | 49.8824 | 912.0381 | 29909.9014
1.9676 | 49.7749 | 831.2298 | 29823.68 | 1.9676 | 49.8824 | 911.1135 | 29909.8834
1.968 | 49.7749 | 831.185 | 29823.65 | 1.968 | 49.8824 | 912.0027 | 29909.8655
1.9684 | 49.7748 | 831.1672 | 29823.61 | 1.9684 | 49.8823 | 911.6203 | 29909.8476
1.9688 | 49.7748 | 831.1224 | 29823.58 | 1.9688 | 49.8823 | 911.6346 | 29909.8297
1.9692 | 49.7747 | 831.1046 | 29823.55 | 1.9692 | 49.8823 | 911.8266 | 29909.8117
1.9696 | 49.7747 | 831.0598 | 29823.51 | 1.9696 | 49.8823 | 911.7122 | 29909.7938
1.97 | 49.7746 | 831.042 | 29823.48 | 1.97 | 49.8822 | 911.7096 | 29909.7759
1.9704 | 49.7746 | 830.9972 | 29823.44 | 1.9704 | 49.8822 | 911.6826 | 29909.7579
1.9708 | 49.7746 | 830.9794 | 29823.41 | 1.9708 | 49.8822 | 911.6758 | 29909.74
1.9712 | 49.7746 | 830.9346 | 29823.37 | 1.9712 | 49.8822 | 911.6479 | 29909.7221
1.9716 | 49.7745 | 830.9168 | 29823.34 | 1.9716 | 49.8821 | 911.6415 | 29909.7042
1.972 | 49.7745 | 830.872 | 29823.31 | 1.972 | 49.8821 | 911.6137 | 29909.6862
1.9724 | 49.7744 | 830.8542 | 29823.27 | 1.9724 | 49.8821 | 911.6072 | 29909.6683
1.9728 | 49.7744 | 830.8094 | 29823.24 | 1.9728 | 49.8821 | 911.5794 | 29909.6504
1.9732 | 49.7743 | 830.7916 | 29823.2 | 1.9732 | 49.8821 | 911.573 | 29909.6324
1.9736 | 49.7743 | 830.7468 | 29823.17 | 1.9736 | 49.8821 | 911.5451 | 29909.6145
1.974 | 49.7742 | 830.729 | 29823.13 | 1.974 | 49.882 | 911.5387 | 29909.5966
1.9744 | 49.7742 | 830.6842 | 29823.1 | 1.9744 | 49.882 | 911.5109 | 29909.5787
1.9748 | 49.7741 | 830.6664 | 29823.07 | 1.9748 | 49.882 | 911.5044 | 29909.5607
1.9752 | 49.7741 | 830.6216 | 29823.03 | 1.9752 | 49.882 | 911.4766 | 29909.5428
1.9756 | 49.7741 | 830.6038 | 29823 | 1.9756 | 49.8819 | 911.4702 | 29909.5249
1.976 | 49.7741 | 830.5591 | 29822.96 | 1.976 | 49.8819 | 911.4424 | 29909.507
1.9764 | 49.774 | 830.5413 | 29822.93 | 1.9764 | 49.8819 | 911.4359 | 29909.489
1.9768 | 49.774 | 830.4965 | 29822.89 | 1.9768 | 49.8819 | 911.4081 | 29909.4711
1.9772 | 49.7739 | 830.4787 | 29822.86 | 1.9772 | 49.8818 | 911.4017 | 29909.4532
1.9776 | 49.7739 | 830.4339 | 29822.83 | 1.9776 | 49.8818 | 911.3739 | 29909.4353
1.978 | 49.7738 | 830.4161 | 29822.79 | 1.978 | 49.8818 | 911.3674 | 29909.4173
1.9784 | 49.7738 | 830.3714 | 29822.76 | 1.9784 | 49.8818 | 911.3396 | 29909.3994
1.9788 | 49.7737 | 830.3536 | 29822.72 | 1.9788 | 49.8817 | 911.3331 | 29909.3815
1.9792 | 49.7737 | 830.3088 | 29822.69 | 1.9792 | 49.8817 | 911.3054 | 29909.3636
1.9796 | 49.7736 | 830.291 | 29822.65 | 1.9796 | 49.8817 | 911.2989 | 29909.3456
1.98 | 49.7736 | 830.2463 | 29822.62 | 1.98 | 49.8817 | 911.2711 | 29909.3277
1.9804 | 49.7736 | 830.2285 | 29822.59 | 1.9804 | 49.8816 | 911.2646 | 29909.3098
1.9808 | 49.7736 | 830.1837 | 29822.55 | 1.9808 | 49.8816 | 911.2369 | 29909.2919
1.9812 | 49.7735 | 830.1659 | 29822.52 | 1.9812 | 49.8816 | 911.2304 | 29909.2739
1.9816 | 49.7735 | 830.1212 | 29822.48 | 1.9816 | 49.8816 | 911.2026 | 29909.256
1.982 | 49.7734 | 830.1034 | 29822.45 | 1.982 | 49.8815 | 911.1961 | 29909.2381
1.9824 | 49.7734 | 830.0586 | 29822.41 | 1.9824 | 49.8815 | 911.1684 | 29909.2202
1.9828 | 49.7733 | 830.0409 | 29822.38 | 1.9828 | 49.8815 | 911.1619 | 29909.2022
1.9832 | 49.7733 | 829.9961 | 29822.35 | 1.9832 | 49.8815 | 911.1341 | 29909.1843
1.9836 | 49.7732 | 829.9783 | 29822.31 | 1.9836 | 49.8815 | 911.1276 | 29909.1664
1.984 | 49.7732 | 829.9336 | 29822.28 | 1.984 | 49.8815 | 911.0999 | 29909.1485
1.9844 | 49.7731 | 829.9158 | 29822.24 | 1.9844 | 49.8814 | 911.0934 | 29909.1305
1.9848 | 49.7731 | 829.871 | 29822.21 | 1.9848 | 49.8814 | 911.0657 | 29909.1126
1.9852 | 49.773 | 829.8533 | 29822.17 | 1.9852 | 49.8814 | 911.0591 | 29909.0947
1.9856 | 49.773 | 829.8085 | 29822.14 | 1.9856 | 49.8814 | 911.0314 | 29909.0768
1.986 | 49.773 | 829.7908 | 29822.11 | 1.986 | 49.8813 | 911.0249 | 29909.0589
1.9864 | 49.773 | 829.746 | 29822.07 | 1.9864 | 49.8813 | 910.9972 | 29909.0409
1.9868 | 49.7729 | 829.7283 | 29822.04 | 1.9868 | 49.8813 | 910.9906 | 29909.023
1.9872 | 49.7729 | 829.6835 | 29822 | 1.9872 | 49.8813 | 910.9629 | 29909.0051
1.9876 | 49.7728 | 829.6658 | 29821.97 | 1.9876 | 49.8812 | 910.9564 | 29908.9872
1.988 | 49.7728 | 829.621 | 29821.93 | 1.988 | 49.8812 | 910.9287 | 29908.9692
1.9884 | 49.7727 | 829.6033 | 29821.9 | 1.9884 | 49.8812 | 910.9221 | 29908.9513
1.9888 | 49.7727 | 829.5585 | 29821.87 | 1.9888 | 49.8812 | 910.8945 | 29908.9334
1.9892 | 49.7726 | 829.5408 | 29821.83 | 1.9892 | 49.8811 | 910.8879 | 29908.9155
1.9896 | 49.7726 | 829.496 | 29821.8 | 1.9896 | 49.8811 | 910.8602 | 29908.8976
1.99 | 49.7726 | 829.4783 | 29821.76 | 1.99 | 49.8811 | 910.8537 | 29908.8796
1.9904 | 49.7726 | 829.4335 | 29821.73 | 1.9904 | 49.8811 | 910.826 | 29908.8617
1.9908 | 49.7725 | 829.4158 | 29821.69 | 1.9908 | 49.881 | 910.8194 | 29908.8438
1.9912 | 49.7725 | 829.371 | 29821.66 | 1.9912 | 49.881 | 910.7918 | 29908.8259
1.9916 | 49.7724 | 829.3533 | 29821.63 | 1.9916 | 49.881 | 910.7852 | 29908.808
1.992 | 49.7724 | 829.3085 | 29821.59 | 1.992 | 49.881 | 910.7576 | 29908.79
1.9924 | 49.7723 | 829.2908 | 29821.56 | 1.9924 | 49.881 | 910.751 | 29908.7721
1.9928 | 49.7723 | 829.246 | 29821.52 | 1.9928 | 49.881 | 910.7233 | 29908.7542
1.9932 | 49.7722 | 829.2283 | 29821.49 | 1.9932 | 49.8809 | 910.7167 | 29908.7363
1.9936 | 49.7722 | 829.1836 | 29821.45 | 1.9936 | 49.8809 | 910.6891 | 29908.7184
1.994 | 49.7721 | 829.1659 | 29821.42 | 1.994 | 49.8809 | 910.6825 | 29908.7004
1.9944 | 49.7721 | 829.1211 | 29821.39 | 1.9944 | 49.8809 | 910.6549 | 29908.6825
1.9948 | 49.7721 | 829.1034 | 29821.35 | 1.9948 | 49.8808 | 910.6483 | 29908.6646
1.9952 | 49.7721 | 829.0586 | 29821.32 | 1.9952 | 49.8808 | 910.6206 | 29908.6467
1.9956 | 49.772 | 829.0409 | 29821.28 | 1.9956 | 49.8808 | 910.614 | 29908.6288
1.996 | 49.772 | 828.9962 | 29821.25 | 1.996 | 49.8808 | 910.5864 | 29908.6108
1.9964 | 49.7719 | 828.9785 | 29821.21 | 1.9964 | 49.8807 | 910.5798 | 29908.5929
1.9968 | 49.7719 | 828.9337 | 29821.18 | 1.9968 | 49.8807 | 910.5522 | 29908.575
1.9972 | 49.7718 | 828.916 | 29821.15 | 1.9972 | 49.8807 | 910.5456 | 29908.5571
1.9976 | 49.7718 | 828.8713 | 29821.11 | 1.9976 | 49.8807 | 910.518 | 29908.5392
1.998 | 49.7717 | 828.8536 | 29821.08 | 1.998 | 49.8806 | 910.5113 | 29908.5213
1.9984 | 49.7717 | 828.8088 | 29821.04 | 1.9984 | 49.8806 | 910.4838 | 29908.5033
1.9988 | 49.7716 | 828.7911 | 29821.01 | 1.9988 | 49.8806 | 910.4771 | 29908.4854
1.9992 | 49.7716 | 828.7464 | 29820.97 | 1.9992 | 49.8806 | 910.4643 | 29908.4675
1.9996 | 49.7715 | 828.7287 | 29820.94 | 1.9996 | 49.8805 | 910.5054 | 29908.4496
2 | 49.7715 | 828.6839 | 29820.91 | 2 | 49.8805 | 910.3582 | 29908.4317

## FM 3.7
|  | Consumer Power | [5 empty] | Gone Green | [5 empty] | Slow Progression | [5 empty] | No Progression
2016/17 |  | 2020/21 |  | 2025/26 |  | 2016/17 |  | 2020/21 |  | 2025/26 |  | 2016/17 |  | 2020/21 |  | 2025/26 |  | 2016/17 |  | 2020/21 |  | 2025/26
Inertia MVA.s |  | Inertia MVA.s |  | Inertia MVA.s |  | Inertia MVA.s |  | Inertia MVA.s |  | Inertia MVA.s |  | Inertia MVA.s |  | Inertia MVA.s |  | Inertia MVA.s |  | Inertia MVA.s |  | Inertia MVA.s |  | Inertia MVA.s
103777 | 0.013262 | 86678 | 0.014994 | 69840 | 0.019037 | 100416 | 0.009326 | 87028 | 0.017625 | 73476 | 0.056875 | 104725 | 0.010099 | 89398 | 0.014822 | 69758 | 0.013597 | 106873 | 0.012419 | 88871 | 0.007353 | 74973 | 0.046444
104264.4 | 0.014237 | 87075.33 | 0.017015 | 70237.26 | 0.0212 | 100912.3 | 0.009995 | 87445.79 | 0.02029 | 73905.86 | 0.062735 | 105215.7 | 0.010822 | 89805.34 | 0.016073 | 70158.32 | 0.015179 | 107364.6 | 0.013351 | 89274.01 | 0.007954 | 75382.63 | 0.049495
104751.8 | 0.015266 | 87472.66 | 0.019252 | 70634.51 | 0.02358 | 101408.7 | 0.010709 | 87863.57 | 0.023274 | 74335.71 | 0.069046 | 105706.4 | 0.011592 | 90212.67 | 0.017396 | 70558.63 | 0.016934 | 107856.2 | 0.014328 | 89677.02 | 0.008589 | 75792.26 | 0.052661
105239.3 | 0.016363 | 87869.99 | 0.021719 | 71031.77 | 0.026167 | 101905 | 0.011458 | 88281.36 | 0.026606 | 74765.57 | 0.07575 | 106197.1 | 0.012401 | 90620.01 | 0.018792 | 70958.95 | 0.01884 | 108347.8 | 0.015359 | 90080.04 | 0.009266 | 76201.89 | 0.055983
105726.7 | 0.017514 | 88267.32 | 0.024464 | 71429.03 | 0.028974 | 102401.4 | 0.012243 | 88699.15 | 0.030313 | 75195.43 | 0.082852 | 106687.8 | 0.01325 | 91027.35 | 0.020277 | 71359.27 | 0.020904 | 108839.5 | 0.016449 | 90483.05 | 0.009989 | 76611.52 | 0.059425
106214.1 | 0.018721 | 88664.65 | 0.027522 | 71826.28 | 0.032013 | 102897.7 | 0.013065 | 89116.93 | 0.034425 | 75625.29 | 0.090353 | 107178.4 | 0.01414 | 91434.68 | 0.021855 | 71759.59 | 0.023136 | 109331.1 | 0.017589 | 90886.06 | 0.010751 | 77021.15 | 0.062979
106701.5 | 0.019985 | 89061.98 | 0.030869 | 72223.54 | 0.035298 | 103394.1 | 0.013932 | 89534.72 | 0.038972 | 76055.14 | 0.098256 | 107669.1 | 0.015074 | 91842.02 | 0.023512 | 72159.9 | 0.025542 | 109822.7 | 0.018779 | 91289.07 | 0.011556 | 77430.78 | 0.066644
107189 | 0.021325 | 89459.32 | 0.03452 | 72620.79 | 0.038897 | 103890.4 | 0.014849 | 89952.51 | 0.044084 | 76485 | 0.10658 | 108159.8 | 0.016067 | 92249.36 | 0.025248 | 72560.22 | 0.028133 | 110314.3 | 0.020021 | 91692.08 | 0.012403 | 77840.41 | 0.070447
107676.4 | 0.022734 | 89856.65 | 0.03849 | 73018.05 | 0.042797 | 104386.8 | 0.01581 | 90370.29 | 0.049714 | 76914.86 | 0.11538 | 108650.5 | 0.017107 | 92656.69 | 0.027067 | 72960.54 | 0.030967 | 110805.9 | 0.021331 | 92095.09 | 0.013302 | 78250.04 | 0.074374
108163.8 | 0.024206 | 90253.98 | 0.042793 | 73415.31 | 0.046993 | 104883.1 | 0.016816 | 90788.08 | 0.055884 | 77344.71 | 0.12457 | 109141.2 | 0.018196 | 93064.03 | 0.028998 | 73360.85 | 0.03401 | 111297.5 | 0.022701 | 92498.11 | 0.014256 | 78659.67 | 0.078405
108651.2 | 0.025744 | 90651.31 | 0.047528 | 73812.56 | 0.051498 | 105379.5 | 0.017868 | 91205.87 | 0.062622 | 77774.57 | 0.13414 | 109631.9 | 0.019335 | 93471.37 | 0.031011 | 73761.17 | 0.03727 | 111789.1 | 0.024127 | 92901.12 | 0.015258 | 79069.3 | 0.082536
109138.7 | 0.027353 | 91048.64 | 0.052648 | 74209.82 | 0.056326 | 105875.8 | 0.018981 | 91623.65 | 0.069954 | 78204.43 | 0.14408 | 110122.6 | 0.020536 | 93878.7 | 0.033107 | 74161.49 | 0.040757 | 112280.7 | 0.02561 | 93304.13 | 0.016309 | 79478.93 | 0.086784
109626.1 | 0.029053 | 91445.97 | 0.058146 | 74607.08 | 0.061488 | 106372.2 | 0.020152 | 92041.44 | 0.077903 | 78634.29 | 0.15438 | 110613.3 | 0.021805 | 94286.04 | 0.035284 | 74561.8 | 0.044481 | 112772.4 | 0.027153 | 93707.14 | 0.017412 | 79888.56 | 0.09115
110113.5 | 0.030824 | 91843.3 | 0.064029 | 75004.33 | 0.067086 | 106868.5 | 0.021378 | 92459.23 | 0.086515 | 79064.14 | 0.16504 | 111104 | 0.023133 | 94693.38 | 0.037565 | 74962.12 | 0.048451 | 113264 | 0.028777 | 94110.15 | 0.01858 | 80298.19 | 0.095604
110600.9 | 0.032667 | 92240.63 | 0.070306 | 75401.59 | 0.073053 | 107364.9 | 0.02266 | 92877.01 | 0.095896 | 79494 | 0.17607 | 111594.6 | 0.024521 | 95100.71 | 0.039939 | 75362.44 | 0.052738 | 113755.6 | 0.030462 | 94513.16 | 0.019809 | 80707.82 | 0.10014
111088.4 | 0.034585 | 92637.96 | 0.077006 | 75798.85 | 0.079392 | 107861.2 | 0.024 | 93294.8 | 0.10594 | 79923.86 | 0.18739 | 112085.3 | 0.025972 | 95508.05 | 0.042393 | 75762.76 | 0.057301 | 114247.2 | 0.03221 | 94916.18 | 0.021095 | 81117.45 | 0.10477
111575.8 | 0.036597 | 93035.29 | 0.084193 | 76196.1 | 0.086108 | 108357.6 | 0.025422 | 93712.59 | 0.11666 | 80353.71 | 0.19897 | 112576 | 0.027508 | 95915.39 | 0.044927 | 76163.07 | 0.062145 | 114738.8 | 0.034022 | 95319.19 | 0.022438 | 81527.08 | 0.1095
112063.2 | 0.038697 | 93432.62 | 0.091779 | 76593.36 | 0.093206 | 108853.9 | 0.026912 | 94130.37 | 0.12804 | 80783.57 | 0.21078 | 113066.7 | 0.029119 | 96322.72 | 0.047546 | 76563.39 | 0.067279 | 115230.4 | 0.035907 | 95722.2 | 0.02384 | 81936.71 | 0.1143
112550.6 | 0.040877 | 93829.95 | 0.099758 | 76990.61 | 0.1007 | 109350.3 | 0.028469 | 94548.16 | 0.14007 | 81213.43 | 0.22278 | 113557.4 | 0.030803 | 96730.06 | 0.050264 | 76963.71 | 0.072711 | 115722 | 0.037874 | 96125.21 | 0.02532 | 82346.34 | 0.11917
113038.1 | 0.043135 | 94227.28 | 0.10812 | 77387.87 | 0.10867 | 109846.6 | 0.030096 | 94965.95 | 0.15273 | 81643.29 | 0.23495 | 114048.1 | 0.032561 | 97137.4 | 0.053057 | 77364.02 | 0.078449 | 116213.6 | 0.039908 | 96528.22 | 0.026866 | 82755.97 | 0.12409
113525.5 | 0.045479 | 94624.61 | 0.11687 | 77785.13 | 0.11702 | 110343 | 0.031801 | 95383.73 | 0.16605 | 82073.14 | 0.24725 | 114538.8 | 0.034395 | 97544.73 | 0.05592 | 77764.34 | 0.084571 | 116705.3 | 0.042011 | 96931.23 | 0.028475 | 83165.6 | 0.12909
114012.9 | 0.047933 | 95021.95 | 0.12604 | 78182.38 | 0.12574 | 110839.3 | 0.033603 | 95801.52 | 0.17999 | 82503 | 0.2596 | 115029.5 | 0.036338 | 97952.07 | 0.058853 | 78164.66 | 0.091028 | 117196.9 | 0.044182 | 97334.25 | 0.030148 | 83575.23 | 0.13413
114500.3 | 0.050469 | 95419.28 | 0.13558 | 78579.64 | 0.13481 | 111335.7 | 0.035486 | 96219.31 | 0.19442 | 82932.86 | 0.27197 | 115520.2 | 0.038364 | 98359.41 | 0.061874 | 78564.97 | 0.097816 | 117688.5 | 0.04644 | 97737.26 | 0.031884 | 83984.86 | 0.13921
114987.8 | 0.053089 | 95816.61 | 0.14544 | 78976.9 | 0.14423 | 111832 | 0.037449 | 96637.09 | 0.2093 | 83362.71 | 0.28429 | 116010.8 | 0.040475 | 98766.74 | 0.064963 | 78965.29 | 0.10494 | 118180.1 | 0.048777 | 98140.27 | 0.033708 | 84394.49 | 0.14432
115475.2 | 0.055793 | 96213.94 | 0.1556 | 79374.15 | 0.15401 | 112328.4 | 0.039497 | 97054.88 | 0.22455 | 83792.57 | 0.29653 | 116501.5 | 0.042672 | 99174.08 | 0.068111 | 79365.61 | 0.11239 | 118671.7 | 0.051185 | 98543.28 | 0.035598 | 84804.12 | 0.14947
115962.6 | 0.0586 | 96611.27 | 0.16601 | 79771.41 | 0.16413 | 112824.7 | 0.041646 | 97472.67 | 0.2401 | 84222.43 | 0.30863 | 116992.2 | 0.044968 | 99581.41 | 0.071315 | 79765.93 | 0.12019 | 119163.3 | 0.053664 | 98946.29 | 0.037553 | 85213.75 | 0.15463
116450 | 0.061504 | 97008.6 | 0.17668 | 80168.67 | 0.17452 | 113321.1 | 0.043903 | 97890.45 | 0.25588 | 84652.29 | 0.32049 | 117482.9 | 0.047378 | 99988.75 | 0.074581 | 80166.24 | 0.12839 | 119654.9 | 0.056214 | 99349.31 | 0.039575 | 85623.38 | 0.1598
116937.5 | 0.064492 | 97405.93 | 0.18759 | 80565.92 | 0.18513 | 113817.4 | 0.046251 | 98308.24 | 0.27181 | 85082.14 | 0.33208 | 117973.6 | 0.049881 | 100396.1 | 0.077907 | 80566.56 | 0.13694 | 120146.5 | 0.05886 | 99752.32 | 0.041663 | 86033.01 | 0.16497
117424.9 | 0.067564 | 97803.26 | 0.19866 | 80963.18 | 0.19595 | 114313.8 | 0.048693 | 98726.03 | 0.28775 | 85512 | 0.34337 | 118464.3 | 0.052478 | 100803.4 | 0.081278 | 80966.88 | 0.14582 | 120638.2 | 0.061578 | 100155.3 | 0.043836 | 86442.64 | 0.17014
117912.3 | 0.07072 | 98200.59 | 0.20984 | 81360.43 | 0.20693 | 114810.1 | 0.05123 | 99143.81 | 0.3036 | 85941.86 | 0.35429 | 118955 | 0.055171 | 101210.8 | 0.08469 | 81367.19 | 0.15501 | 121129.8 | 0.064365 | 100558.3 | 0.046073 | 86852.27 | 0.17528
118399.7 | 0.073987 | 98597.92 | 0.22111 | 81757.69 | 0.21804 | 115306.5 | 0.053894 | 99561.6 | 0.31927 | 86371.71 | 0.36482 | 119445.7 | 0.057981 | 101618.1 | 0.088139 | 81767.51 | 0.16452 | 121621.4 | 0.067223 | 100961.4 | 0.048373 | 87261.9 | 0.18041
118887.2 | 0.077334 | 98995.25 | 0.23243 | 82154.95 | 0.22921 | 115802.8 | 0.056664 | 99979.39 | 0.33465 | 86801.57 | 0.3749 | 119936.4 | 0.060903 | 102025.4 | 0.091635 | 82167.83 | 0.17432 | 122113 | 0.070156 | 101364.4 | 0.050734 | 87671.53 | 0.18551
119374.6 | 0.08076 | 99392.58 | 0.24375 | 82552.2 | 0.24039 | 116299.1 | 0.059535 | 100397.2 | 0.34966 | 87231.43 | 0.38436 | 120427 | 0.063921 | 102432.8 | 0.095159 | 82568.14 | 0.18445 | 122604.6 | 0.073175 | 101767.4 | 0.05316 | 88081.16 | 0.19056
119862 | 0.084263 | 99789.91 | 0.25501 | 82949.46 | 0.25153 | 116795.5 | 0.062507 | 100815 | 0.36419 | 87661.29 | 0.39328 | 120917.7 | 0.067038 | 102840.1 | 0.098707 | 82968.46 | 0.19485 | 123096.2 | 0.076259 | 102170.4 | 0.055661 | 88490.79 | 0.19556
120349.4 | 0.087857 | 100187.2 | 0.26619 | 83346.72 | 0.26258 | 117291.8 | 0.065583 | 101232.7 | 0.37802 | 88091.14 | 0.40162 | 121408.4 | 0.070251 | 103247.4 | 0.10228 | 83368.78 | 0.20549 | 123587.8 | 0.079408 | 102573.4 | 0.058217 | 88900.42 | 0.2005
120836.9 | 0.091536 | 100584.6 | 0.27723 | 83743.97 | 0.27349 | 117788.2 | 0.068797 | 101650.5 | 0.39114 | 88521 | 0.40937 | 121899.1 | 0.073593 | 103654.8 | 0.10587 | 83769.1 | 0.21633 | 124079.4 | 0.08262 | 102976.4 | 0.060827 | 89310.05 | 0.20538
121324.3 | 0.095284 | 100981.9 | 0.28812 | 84141.23 | 0.28417 | 118284.5 | 0.072111 | 102068.3 | 0.40348 | 88950.86 | 0.41649 | 122389.8 | 0.077033 | 104062.1 | 0.10948 | 84169.41 | 0.22734 | 124571.1 | 0.085907 | 103379.4 | 0.063489 | 89719.68 | 0.2102
121811.7 | 0.0991 | 101379.2 | 0.2988 | 84538.49 | 0.29458 | 118780.9 | 0.075527 | 102486.1 | 0.41497 | 89380.71 | 0.42298 | 122880.5 | 0.080566 | 104469.5 | 0.11309 | 84569.73 | 0.23851 | 125062.7 | 0.089261 | 103782.4 | 0.066207 | 90129.32 | 0.21492
122299.1 | 0.10298 | 101776.6 | 0.30919 | 84935.74 | 0.30467 | 119277.2 | 0.079043 | 102903.9 | 0.42555 | 89810.57 | 0.42866 | 123371.2 | 0.084191 | 104876.8 | 0.11672 | 84970.05 | 0.24981 | 125554.3 | 0.09267 | 104185.4 | 0.068983 | 90538.95 | 0.21955
122786.6 | 0.10694 | 102173.9 | 0.31929 | 85333 | 0.31442 | 119773.6 | 0.08267 | 103321.7 | 0.43515 | 90240.43 | 0.43367 | 123861.9 | 0.087913 | 105284.1 | 0.12035 | 85370.36 | 0.26118 | 126045.9 | 0.096134 | 104588.5 | 0.071802 | 90948.58 | 0.2241
123274 | 0.11097 | 102571.2 | 0.32908 | 85730.25 | 0.32377 | 120269.9 | 0.086417 | 103739.5 | 0.44368 | 90670.29 | 0.43801 | 124352.6 | 0.091748 | 105691.5 | 0.12398 | 85770.68 | 0.27258 | 126537.5 | 0.099649 | 104991.5 | 0.074663 | 91358.21 | 0.22856
123761.4 | 0.11504 | 102968.6 | 0.33853 | 86127.51 | 0.3327 | 120766.3 | 0.090258 | 104157.3 | 0.45097 | 91100.14 | 0.4417 | 124843.2 | 0.095666 | 106098.8 | 0.12761 | 86171 | 0.28395 | 127029.1 | 0.10323 | 105394.5 | 0.077564 | 91767.84 | 0.23289
124248.8 | 0.11916 | 103365.9 | 0.34763 | 86524.77 | 0.34104 | 121262.6 | 0.09419 | 104575 | 0.45716 | 91530 | 0.44473 | 125333.9 | 0.099664 | 106506.1 | 0.13123 | 86571.32 | 0.29527 | 127520.7 | 0.10686 | 105797.5 | 0.080507 | 92177.47 | 0.23712
124736.3 | 0.12334 | 103763.2 | 0.35632 | 86922.02 | 0.34886 | 121759 | 0.098211 | 104992.8 | 0.46225 | 91959.86 | 0.44713 | 125824.6 | 0.10374 | 106913.5 | 0.13485 | 86971.63 | 0.30649 | 128012.3 | 0.11052 | 106200.5 | 0.08349 | 92587.1 | 0.24123
125223.7 | 0.12757 | 104160.6 | 0.36451 | 87319.28 | 0.35614 | 122255.3 | 0.10234 | 105410.6 | 0.46624 | 92389.71 | 0.44877 | 126315.3 | 0.1079 | 107320.8 | 0.13846 | 87371.95 | 0.31754 | 128504 | 0.11423 | 106603.5 | 0.086504 | 92996.73 | 0.24524
125711.1 | 0.13182 | 104557.9 | 0.37228 | 87716.54 | 0.36288 | 122751.7 | 0.10655 | 105828.4 | 0.46914 | 92819.57 | 0.44981 | 126806 | 0.11214 | 107728.1 | 0.14206 | 87772.27 | 0.32835 | 128995.6 | 0.11798 | 107006.5 | 0.089547 | 93406.36 | 0.24912
126198.5 | 0.13612 | 104955.2 | 0.37961 | 88113.79 | 0.36905 | 123248 | 0.11085 | 106246.2 | 0.47098 | 93249.43 | 0.45027 | 127296.7 | 0.11645 | 108135.5 | 0.14565 | 88172.58 | 0.3389 | 129487.2 | 0.12176 | 107409.5 | 0.092617 | 93815.99 | 0.25285
126686 | 0.14043 | 105352.5 | 0.38649 | 88511.05 | 0.37462 | 123744.4 | 0.11521 | 106664 | 0.47169 | 93679.29 | 0.4502 | 127787.4 | 0.12081 | 108542.8 | 0.14923 | 88572.9 | 0.34915 | 129978.8 | 0.12558 | 107812.6 | 0.095717 | 94225.62 | 0.25647
127173.4 | 0.14478 | 105749.9 | 0.39292 | 88908.31 | 0.37948 | 124240.7 | 0.11964 | 107081.8 | 0.47132 | 94109.14 | 0.44961 | 128278.1 | 0.12523 | 108950.2 | 0.1528 | 88973.22 | 0.35905 | 130470.4 | 0.12942 | 108215.6 | 0.098843 | 94635.25 | 0.25997
127660.8 | 0.14914 | 106147.2 | 0.3988 | 89305.56 | 0.38376 | 124737.1 | 0.12415 | 107499.5 | 0.47006 | 94539 | 0.44854 | 128768.8 | 0.1297 | 109357.5 | 0.15635 | 89373.53 | 0.36855 | 130962 | 0.13329 | 108618.6 | 0.10199 | 95044.88 | 0.26334
128148.2 | 0.15351 | 106544.5 | 0.40416 | 89702.82 | 0.38748 | 125233.4 | 0.12872 | 107917.3 | 0.46797 | 94968.86 | 0.44696 | 129259.4 | 0.13423 | 109764.8 | 0.15988 | 89773.85 | 0.37755 | 131453.6 | 0.13718 | 109021.6 | 0.10515 | 95454.51 | 0.26655
128635.7 | 0.15789 | 106941.9 | 0.40905 | 90100.07 | 0.39063 | 125729.8 | 0.13333 | 108335.1 | 0.46513 | 95398.71 | 0.44495 | 129750.1 | 0.13878 | 110172.2 | 0.16341 | 90174.17 | 0.38601 | 131945.2 | 0.14108 | 109424.6 | 0.10834 | 95864.14 | 0.26964
129123.1 | 0.16227 | 107339.2 | 0.41347 | 90497.33 | 0.39324 | 126226.1 | 0.13798 | 108752.9 | 0.46161 | 95828.57 | 0.4426 | 130240.8 | 0.14337 | 110579.5 | 0.16692 | 90574.49 | 0.39394 | 132436.9 | 0.145 | 109827.6 | 0.11155 | 96273.77 | 0.27261
129610.5 | 0.16664 | 107736.5 | 0.41742 | 90894.59 | 0.39528 | 126722.5 | 0.14268 | 109170.7 | 0.45749 | 96258.43 | 0.43992 | 130731.5 | 0.14799 | 110986.8 | 0.17042 | 90974.8 | 0.40131 | 132928.5 | 0.14892 | 110230.6 | 0.11477 | 96683.4 | 0.27546
130097.9 | 0.17099 | 108133.9 | 0.42091 | 91291.84 | 0.39675 | 127218.8 | 0.1474 | 109588.5 | 0.45281 | 96688.29 | 0.43696 | 131222.2 | 0.15262 | 111394.2 | 0.17391 | 91375.12 | 0.40808 | 133420.1 | 0.15286 | 110633.6 | 0.11801 | 97093.03 | 0.27814
130585.4 | 0.17533 | 108531.2 | 0.42383 | 91689.1 | 0.39776 | 127715.2 | 0.15215 | 110006.3 | 0.44773 | 97118.14 | 0.43376 | 131712.9 | 0.15727 | 111801.5 | 0.17738 | 91775.44 | 0.41424 | 133911.7 | 0.15679 | 111036.6 | 0.12126 | 97502.66 | 0.28071
131072.8 | 0.17965 | 108928.5 | 0.4263 | 92086.36 | 0.39834 | 128211.5 | 0.1569 | 110424.1 | 0.44237 | 97548 | 0.43032 | 132203.6 | 0.16192 | 112208.8 | 0.18085 | 92175.75 | 0.41968 | 134403.3 | 0.16072 | 111439.7 | 0.12453 | 97912.29 | 0.28316
131560.2 | 0.18393 | 109325.9 | 0.42834 | 92483.61 | 0.39852 | 128707.9 | 0.16166 | 110841.8 | 0.4368 | 97977.86 | 0.42671 | 132694.3 | 0.16657 | 112616.2 | 0.1843 | 92576.07 | 0.42438 | 134894.9 | 0.16465 | 111842.7 | 0.12782 | 98321.92 | 0.28551
132047.6 | 0.18818 | 109723.2 | 0.42997 | 92880.87 | 0.39834 | 129204.2 | 0.16642 | 111259.6 | 0.4311 | 98407.71 | 0.42299 | 133185 | 0.17121 | 113023.5 | 0.18774 | 92976.39 | 0.42842 | 135386.5 | 0.16857 | 112245.7 | 0.13113 | 98731.55 | 0.2877
132535.1 | 0.19238 | 110120.5 | 0.43118 | 93278.13 | 0.39778 | 129700.6 | 0.17116 | 111677.4 | 0.42536 | 98837.57 | 0.41919 | 133675.6 | 0.17583 | 113430.9 | 0.19118 | 93376.7 | 0.43179 | 135878.1 | 0.17248 | 112648.7 | 0.13445 | 99141.18 | 0.28978
133022.5 | 0.19655 | 110517.8 | 0.43196 | 93675.38 | 0.3969 | 130196.9 | 0.17588 | 112095.2 | 0.41963 | 99267.43 | 0.41533 | 134166.3 | 0.18043 | 113838.2 | 0.1946 | 93777.02 | 0.4345 | 136369.8 | 0.17637 | 113051.7 | 0.13778 | 99550.81 | 0.29176
133509.9 | 0.20065 | 110915.2 | 0.43231 | 94072.64 | 0.39578 | 130693.2 | 0.18058 | 112513 | 0.41403 | 99697.29 | 0.41146 | 134657 | 0.185 | 114245.5 | 0.19802 | 94177.34 | 0.43654 | 136861.4 | 0.18025 | 113454.7 | 0.14113 | 99960.44 | 0.29364
133997.3 | 0.20469 | 111312.5 | 0.43231 | 94469.89 | 0.39445 | 131189.6 | 0.18524 | 112930.8 | 0.40859 | 100127.1 | 0.4076 | 135147.7 | 0.18955 | 114652.9 | 0.20144 | 94577.66 | 0.43788 | 137353 | 0.1841 | 113857.7 | 0.14451 | 100370.1 | 0.2954
134484.8 | 0.20867 | 111709.8 | 0.43197 | 94867.15 | 0.39294 | 131685.9 | 0.18984 | 113348.6 | 0.40335 | 100557 | 0.40381 | 135638.4 | 0.19404 | 115060.2 | 0.20484 | 94977.97 | 0.43851 | 137844.6 | 0.18793 | 114260.7 | 0.1479 | 100779.7 | 0.29705
134972.2 | 0.21259 | 112107.2 | 0.43133 | 95264.41 | 0.39128 | 132182.3 | 0.19439 | 113766.3 | 0.39836 | 100986.9 | 0.40008 | 136129.1 | 0.19849 | 115467.5 | 0.20824 | 95378.29 | 0.43855 | 138336.2 | 0.19174 | 114663.8 | 0.1513 | 101189.3 | 0.29862
135459.6 | 0.21644 | 112504.5 | 0.43039 | 95661.66 | 0.38949 | 132678.6 | 0.19888 | 114184.1 | 0.39363 | 101416.7 | 0.39646 | 136619.8 | 0.20288 | 115874.9 | 0.21163 | 95778.61 | 0.43802 | 138827.8 | 0.19551 | 115066.8 | 0.15472 | 101599 | 0.3001
135947 | 0.2202 | 112901.8 | 0.42912 | 96058.92 | 0.38763 | 133175 | 0.20331 | 114601.9 | 0.38919 | 101846.6 | 0.39295 | 137110.5 | 0.20722 | 116282.2 | 0.21501 | 96178.92 | 0.43697 | 139319.4 | 0.19925 | 115469.8 | 0.15816 | 102008.6 | 0.30148
136434.5 | 0.22387 | 113299.2 | 0.4276 | 96456.18 | 0.38572 | 133671.3 | 0.20767 | 115019.7 | 0.38506 | 102276.4 | 0.38957 | 137601.2 | 0.21151 | 116689.6 | 0.21838 | 96579.24 | 0.43543 | 139811 | 0.20295 | 115872.8 | 0.16162 | 102418.2 | 0.30278
136921.9 | 0.22747 | 113696.5 | 0.42586 | 96853.43 | 0.38379 | 134167.7 | 0.21192 | 115437.5 | 0.38129 | 102706.3 | 0.38636 | 138091.8 | 0.21571 | 117096.9 | 0.22174 | 96979.56 | 0.43339 | 140302.7 | 0.20662 | 116275.8 | 0.1651 | 102827.8 | 0.30399
137409.3 | 0.23098 | 114093.8 | 0.42391 | 97250.69 | 0.38186 | 134664 | 0.21608 | 115855.3 | 0.37781 | 103136.1 | 0.38333 | 138582.5 | 0.21983 | 117504.2 | 0.22509 | 97379.87 | 0.4309 | 140794.3 | 0.21024 | 116678.8 | 0.16858 | 103237.5 | 0.30514
137896.7 | 0.2344 | 114491.2 | 0.42179 | 97647.95 | 0.37995 | 135160.4 | 0.22016 | 116273.1 | 0.37462 | 103566 | 0.38045 | 139073.2 | 0.22389 | 117911.6 | 0.22843 | 97780.19 | 0.42807 | 141285.9 | 0.21382 | 117081.8 | 0.17208 | 103647.1 | 0.30622
138384.2 | 0.23771 | 114888.5 | 0.4195 | 98045.2 | 0.37809 | 135656.7 | 0.22414 | 116690.9 | 0.3717 | 103995.9 | 0.37775 | 139563.9 | 0.22787 | 118318.9 | 0.23175 | 98180.51 | 0.42493 | 141777.5 | 0.21735 | 117484.8 | 0.1756 | 104056.7 | 0.30721
138871.6 | 0.24093 | 115285.8 | 0.41705 | 98442.46 | 0.37631 | 136153.1 | 0.22801 | 117108.6 | 0.36903 | 104425.7 | 0.3752 | 140054.6 | 0.23176 | 118726.2 | 0.23504 | 98580.83 | 0.42154 | 142269.1 | 0.22083 | 117887.8 | 0.17912 | 104466.4 | 0.30815
139359 | 0.24406 | 115683.1 | 0.41448 | 98839.71 | 0.3746 | 136649.4 | 0.23175 | 117526.4 | 0.3666 | 104855.6 | 0.37282 | 140545.3 | 0.23555 | 119133.6 | 0.23832 | 98981.14 | 0.41794 | 142760.7 | 0.22426 | 118290.9 | 0.18265 | 104876 | 0.30902
139846.4 | 0.2471 | 116080.5 | 0.41182 | 99236.97 | 0.37297 | 137145.8 | 0.23539 | 117944.2 | 0.36438 | 105285.4 | 0.37061 | 141036 | 0.23925 | 119540.9 | 0.24158 | 99381.46 | 0.41416 | 143252.3 | 0.22763 | 118693.9 | 0.18618 | 105285.6 | 0.30985
140333.8 | 0.25002 | 116477.8 | 0.40909 | 99634.23 | 0.37145 | 137642.1 | 0.23891 | 118362 | 0.36236 | 105715.3 | 0.36856 | 141526.7 | 0.24287 | 119948.2 | 0.2448 | 99781.78 | 0.41025 | 143743.9 | 0.23094 | 119096.9 | 0.18971 | 105695.3 | 0.3106
140821.3 | 0.25283 | 116875.1 | 0.40629 | 100031.5 | 0.37003 | 138138.5 | 0.24233 | 118779.8 | 0.36047 | 106145.1 | 0.36663 | 142017.4 | 0.24639 | 120355.6 | 0.24798 | 100182.1 | 0.40629 | 144235.6 | 0.23419 | 119499.9 | 0.19323 | 106104.9 | 0.31129
141308.7 | 0.25555 | 117272.5 | 0.40343 | 100428.7 | 0.36874 | 138634.8 | 0.2456 | 119197.6 | 0.35869 | 106575 | 0.36482 | 142508 | 0.2498 | 120762.9 | 0.25113 | 100582.4 | 0.40229 | 144727.2 | 0.23738 | 119902.9 | 0.19675 | 106514.5 | 0.31195
141796.1 | 0.25818 | 117669.8 | 0.40053 | 100826 | 0.36756 | 139131.2 | 0.24874 | 119615.4 | 0.35699 | 107004.9 | 0.3631 | 142998.7 | 0.2531 | 121170.3 | 0.25425 | 100982.7 | 0.39831 | 145218.8 | 0.2405 | 120305.9 | 0.20025 | 106924.2 | 0.31255
142283.5 | 0.26071 | 118067.1 | 0.39762 | 101223.3 | 0.3665 | 139627.5 | 0.25176 | 120033.1 | 0.35534 | 107434.7 | 0.36147 | 143489.4 | 0.2563 | 121577.6 | 0.25731 | 101383 | 0.39437 | 145710.4 | 0.24355 | 120708.9 | 0.20374 | 107333.8 | 0.3131
142771 | 0.26311 | 118464.5 | 0.39469 | 101620.5 | 0.36555 | 140123.9 | 0.25466 | 120450.9 | 0.35373 | 107864.6 | 0.35992 | 143980.1 | 0.25941 | 121984.9 | 0.26032 | 101783.4 | 0.39051 | 146202 | 0.24652 | 121111.9 | 0.2072 | 107743.4 | 0.3136
143258.4 | 0.26542 | 118861.8 | 0.39176 | 102017.8 | 0.3647 | 140620.2 | 0.25745 | 120868.7 | 0.35212 | 108294.4 | 0.35841 | 144470.8 | 0.26241 | 122392.3 | 0.26327 | 102183.7 | 0.38677 | 146693.6 | 0.24943 | 121515 | 0.21063 | 108153 | 0.31405
143745.8 | 0.26765 | 119259.1 | 0.38882 | 102415 | 0.36397 | 141116.6 | 0.26009 | 121286.5 | 0.35047 | 108724.3 | 0.35694 | 144961.5 | 0.26529 | 122799.6 | 0.26617 | 102584 | 0.38315 | 147185.2 | 0.25226 | 121918 | 0.21402 | 108562.7 | 0.31447
144233.2 | 0.26978 | 119656.5 | 0.3859 | 102812.3 | 0.36334 | 141612.9 | 0.2626 | 121704.3 | 0.34879 | 109154.1 | 0.35549 | 145452.2 | 0.26805 | 123206.9 | 0.269 | 102984.3 | 0.37968 | 147676.8 | 0.255 | 122321 | 0.21738 | 108972.3 | 0.31483
144720.7 | 0.27181 | 120053.8 | 0.38299 | 103209.5 | 0.36281 | 142109.3 | 0.265 | 122122.1 | 0.34704 | 109584 | 0.35404 | 145942.9 | 0.27072 | 123614.3 | 0.27175 | 103384.6 | 0.37637 | 148168.5 | 0.25766 | 122724 | 0.22068 | 109381.9 | 0.31514
145208.1 | 0.27374 | 120451.1 | 0.38009 | 103606.8 | 0.36235 | 142605.6 | 0.26729 | 122539.9 | 0.34521 | 110013.9 | 0.3526 | 146433.6 | 0.27328 | 124021.6 | 0.27442 | 103784.9 | 0.37323 | 148660.1 | 0.26024 | 123127 | 0.22394 | 109791.6 | 0.31541
145695.5 | 0.2756 | 120848.4 | 0.37721 | 104004 | 0.36196 | 143102 | 0.26947 | 122957.7 | 0.34331 | 110443.7 | 0.35113 | 146924.2 | 0.27574 | 124428.9 | 0.27701 | 104185.3 | 0.37027 | 149151.7 | 0.26273 | 123530 | 0.22713 | 110201.2 | 0.31564
146182.9 | 0.27737 | 121245.8 | 0.37435 | 104401.3 | 0.36163 | 143598.3 | 0.2715 | 123375.4 | 0.3413 | 110873.6 | 0.34966 | 147414.9 | 0.27805 | 124836.3 | 0.27953 | 104585.6 | 0.36752 | 149643.3 | 0.26515 | 123933 | 0.23024 | 110610.8 | 0.31582
146670.4 | 0.27907 | 121643.1 | 0.37151 | 104798.6 | 0.36136 | 144094.7 | 0.27344 | 123793.2 | 0.33918 | 111303.4 | 0.34816 | 147905.6 | 0.28027 | 125243.6 | 0.28195 | 104985.9 | 0.36495 | 150134.9 | 0.26744 | 124336 | 0.23329 | 111020.5 | 0.31595
147157.8 | 0.28067 | 122040.4 | 0.36869 | 105195.8 | 0.36112 | 144591 | 0.27527 | 124211 | 0.33695 | 111733.3 | 0.34665 | 148396.3 | 0.28238 | 125651 | 0.28425 | 105386.2 | 0.36254 | 150626.5 | 0.26966 | 124739 | 0.23626 | 111430.1 | 0.31604
147645.2 | 0.28221 | 122437.8 | 0.3659 | 105593.1 | 0.36091 | 145087.4 | 0.27702 | 124628.8 | 0.33462 | 112163.1 | 0.34512 | 148887 | 0.28439 | 126058.3 | 0.28647 | 105786.5 | 0.36031 | 151118.1 | 0.27178 | 125142.1 | 0.23916 | 111839.7 | 0.31608
148132.6 | 0.28368 | 122835.1 | 0.36312 | 105990.3 | 0.36072 | 145583.7 | 0.27865 | 125046.6 | 0.3322 | 112593 | 0.34359 | 149377.7 | 0.28629 | 126465.6 | 0.28859 | 106186.8 | 0.35823 | 151609.7 | 0.27382 | 125545.1 | 0.24195 | 112249.3 | 0.31608
148620.1 | 0.28508 | 123232.4 | 0.36036 | 106387.6 | 0.36052 | 146080 | 0.28017 | 125464.4 | 0.32967 | 113022.9 | 0.34207 | 149868.4 | 0.28806 | 126873 | 0.29061 | 106587.2 | 0.3563 | 152101.4 | 0.27575 | 125948.1 | 0.24464 | 112659 | 0.31601
149107.5 | 0.28642 | 123629.8 | 0.35762 | 106784.8 | 0.36033 | 146576.4 | 0.28162 | 125882.2 | 0.32706 | 113452.7 | 0.34057 | 150359.1 | 0.28973 | 127280.3 | 0.29249 | 106987.5 | 0.35452 | 152593 | 0.27758 | 126351.1 | 0.24724 | 113068.6 | 0.3159
149594.9 | 0.2877 | 124027.1 | 0.35491 | 107182.1 | 0.36011 | 147072.7 | 0.28298 | 126299.9 | 0.32437 | 113882.6 | 0.3391 | 150849.8 | 0.2913 | 127687.6 | 0.29427 | 107387.8 | 0.35286 | 153084.6 | 0.27931 | 126754.1 | 0.24974 | 113478.2 | 0.31575
150082.3 | 0.28892 | 124424.4 | 0.35222 | 107579.4 | 0.35987 | 147569.1 | 0.28427 | 126717.7 | 0.32159 | 114312.4 | 0.33768 | 151340.4 | 0.29278 | 128095 | 0.29594 | 107788.1 | 0.35129 | 153576.2 | 0.28095 | 127157.1 | 0.25214 | 113887.9 | 0.31554
150569.8 | 0.2901 | 124821.7 | 0.34955 | 107976.6 | 0.35959 | 148065.4 | 0.28547 | 127135.5 | 0.31876 | 114742.3 | 0.33633 | 151831.1 | 0.29413 | 128502.3 | 0.2975 | 108188.4 | 0.34979 | 154067.8 | 0.2825 | 127560.1 | 0.25441 | 114297.5 | 0.31528
151057.2 | 0.29123 | 125219.1 | 0.3469 | 108373.9 | 0.35928 | 148561.8 | 0.28659 | 127553.3 | 0.31589 | 115172.1 | 0.33505 | 152321.8 | 0.29539 | 128909.6 | 0.29893 | 108588.8 | 0.34836 | 154559.4 | 0.28393 | 127963.1 | 0.25657 | 114707.1 | 0.31496
151544.6 | 0.2923 | 125616.4 | 0.34428 | 108771.1 | 0.35893 | 149058.1 | 0.28765 | 127971.1 | 0.31299 | 115602 | 0.33388 | 152812.5 | 0.29655 | 129317 | 0.30023 | 108989.1 | 0.34697 | 155051 | 0.28526 | 128366.2 | 0.25862 | 115116.8 | 0.31459
152032 | 0.29335 | 126013.7 | 0.34169 | 109168.4 | 0.35853 | 149554.5 | 0.28865 | 128388.9 | 0.31006 | 116031.9 | 0.33284 | 153303.2 | 0.29762 | 129724.3 | 0.30142 | 109389.4 | 0.3456 | 155542.6 | 0.2865 | 128769.2 | 0.26056 | 115526.4 | 0.31417
152519.5 | 0.29435 | 126411.1 | 0.33912 | 109565.6 | 0.35808 | 150050.8 | 0.28959 | 128806.7 | 0.30714 | 116461.7 | 0.33193 | 153793.9 | 0.2986 | 130131.7 | 0.3025 | 109789.7 | 0.34422 | 156034.3 | 0.28765 | 129172.2 | 0.26239 | 115936 | 0.31369
153006.9 | 0.29532 | 126808.4 | 0.33659 | 109962.9 | 0.35759 | 150547.2 | 0.29046 | 129224.5 | 0.30422 | 116891.6 | 0.33117 | 154284.6 | 0.29947 | 130539 | 0.30346 | 110190 | 0.34282 | 156525.9 | 0.28872 | 129575.2 | 0.26408 | 116345.6 | 0.31316
153494.3 | 0.29626 | 127205.7 | 0.33408 | 110360.1 | 0.35705 | 151043.5 | 0.29128 | 129642.2 | 0.30134 | 117321.4 | 0.33056 | 154775.3 | 0.30025 | 130946.3 | 0.30428 | 110590.3 | 0.34138 | 157017.5 | 0.28967 | 129978.2 | 0.26566 | 116755.3 | 0.31257
153981.7 | 0.29717 | 127603.1 | 0.3316 | 110757.4 | 0.35647 | 151539.9 | 0.29205 | 130060 | 0.2985 | 117751.3 | 0.33011 | 155266 | 0.30096 | 131353.7 | 0.30499 | 110990.7 | 0.33988 | 157509.1 | 0.29053 | 130381.2 | 0.26713 | 117164.9 | 0.31193
154469.2 | 0.29805 | 128000.4 | 0.32915 | 111154.7 | 0.35586 | 152036.2 | 0.29278 | 130477.8 | 0.29571 | 118181.1 | 0.32984 | 155756.6 | 0.30159 | 131761 | 0.30559 | 111391 | 0.33831 | 158000.7 | 0.29132 | 130784.2 | 0.2685 | 117574.5 | 0.31123
154956.6 | 0.29891 | 128397.7 | 0.32674 | 111551.9 | 0.35521 | 152532.6 | 0.29346 | 130895.6 | 0.293 | 118611 | 0.32977 | 156247.3 | 0.30213 | 132168.3 | 0.3061 | 111791.3 | 0.33663 | 158492.3 | 0.29203 | 131187.2 | 0.26975 | 117984.2 | 0.31047
155444 | 0.29975 | 128795.1 | 0.32437 | 111949.2 | 0.35454 | 153028.9 | 0.29409 | 131313.4 | 0.29037 | 119040.9 | 0.32987 | 156738 | 0.30259 | 132575.7 | 0.30647 | 112191.6 | 0.33484 | 158983.9 | 0.29265 | 131590.2 | 0.27088 | 118393.8 | 0.30966
155931.4 | 0.30057 | 129192.4 | 0.32203 | 112346.4 | 0.35385 | 153525.3 | 0.29468 | 131731.2 | 0.28783 | 119470.7 | 0.33013 | 157228.7 | 0.30299 | 132983 | 0.30673 | 112591.9 | 0.33293 | 159475.5 | 0.29319 | 131993.3 | 0.27191 | 118803.4 | 0.3088
156418.9 | 0.30137 | 129589.7 | 0.31972 | 112743.7 | 0.35315 | 154021.6 | 0.29524 | 132149 | 0.28542 | 119900.6 | 0.33055 | 157719.4 | 0.30332 | 133390.4 | 0.30691 | 112992.2 | 0.33091 | 159967.2 | 0.29366 | 132396.3 | 0.27284 | 119213.1 | 0.30788
156906.3 | 0.30215 | 129987 | 0.31744 | 113140.9 | 0.35246 | 154518 | 0.29577 | 132566.7 | 0.28314 | 120330.4 | 0.33111 | 158210.1 | 0.30359 | 133797.7 | 0.30699 | 113392.6 | 0.32875 | 160458.8 | 0.29407 | 132799.3 | 0.27369 | 119622.7 | 0.3069
157393.7 | 0.30292 | 130384.4 | 0.31519 | 113538.2 | 0.35177 | 155014.3 | 0.29625 | 132984.5 | 0.281 | 120760.3 | 0.33182 | 158700.8 | 0.30379 | 134205 | 0.30697 | 113792.9 | 0.32646 | 160950.4 | 0.29442 | 133202.3 | 0.27443 | 120032.3 | 0.30587
157881.1 | 0.30367 | 130781.7 | 0.31299 | 113935.5 | 0.3511 | 155510.7 | 0.29671 | 133402.3 | 0.279 | 121190.1 | 0.33266 | 159191.5 | 0.30394 | 134612.4 | 0.30684 | 114193.2 | 0.32399 | 161442 | 0.2947 | 133605.3 | 0.27507 | 120441.9 | 0.30479
158368.6 | 0.30441 | 131179 | 0.31081 | 114332.7 | 0.35046 | 156007 | 0.29713 | 133820.1 | 0.27715 | 121620 | 0.33359 | 159682.2 | 0.30403 | 135019.7 | 0.30665 | 114593.5 | 0.32139 | 161933.6 | 0.29493 | 134008.3 | 0.27563 | 120851.6 | 0.30367
158856 | 0.30514 | 131576.4 | 0.30866 | 114730 | 0.34985 | 156503.4 | 0.29753 | 134237.9 | 0.27546 | 122049.9 | 0.3346 | 160172.8 | 0.30409 | 135427 | 0.30637 | 114993.8 | 0.31865 | 162425.2 | 0.29512 | 134411.3 | 0.27612 | 121261.2 | 0.30248
159343.4 | 0.30586 | 131973.7 | 0.30655 | 115127.2 | 0.34929 | 156999.7 | 0.2979 | 134655.7 | 0.27393 | 122479.7 | 0.33566 | 160663.5 | 0.30411 | 135834.4 | 0.30602 | 115394.1 | 0.31579 | 162916.8 | 0.29527 | 134814.3 | 0.27654 | 121670.8 | 0.30125
159830.8 | 0.30656 | 132371 | 0.30445 | 115524.5 | 0.34878 | 157496.1 | 0.29823 | 135073.5 | 0.2726 | 122909.6 | 0.33674 | 161154.2 | 0.30408 | 136241.7 | 0.30559 | 115794.5 | 0.3128 | 163408.4 | 0.29539 | 135217.4 | 0.27689 | 122080.5 | 0.29997
160318.3 | 0.30725 | 132768.4 | 0.30239 | 115921.7 | 0.34833 | 157992.4 | 0.29855 | 135491.3 | 0.27144 | 123339.4 | 0.33783 | 161644.9 | 0.30402 | 136649 | 0.30509 | 116194.8 | 0.3097 | 163900.1 | 0.29547 | 135620.4 | 0.27716 | 122490.1 | 0.29866
160805.7 | 0.30793 | 133165.7 | 0.30036 | 116319 | 0.34795 | 158488.8 | 0.29884 | 135909 | 0.27043 | 123769.3 | 0.33889 | 162135.6 | 0.30393 | 137056.4 | 0.30454 | 116595.1 | 0.30647 | 164391.7 | 0.29553 | 136023.4 | 0.27738 | 122899.7 | 0.29729
161293.1 | 0.3086 | 133563 | 0.29836 | 116716.3 | 0.34766 | 158985.1 | 0.29911 | 136326.8 | 0.26959 | 124199.1 | 0.3399 | 162626.3 | 0.30383 | 137463.7 | 0.30394 | 116995.4 | 0.30316 | 164883.3 | 0.29558 | 136426.4 | 0.27755 | 123309.4 | 0.29587
161780.5 | 0.30926 | 133960.4 | 0.29638 | 117113.5 | 0.34744 | 159481.5 | 0.29935 | 136744.6 | 0.26889 | 124629 | 0.34083 | 163117 | 0.3037 | 137871.1 | 0.30328 | 117395.7 | 0.29978 | 165374.9 | 0.29562 | 136829.4 | 0.27767 | 123719 | 0.29443
162268 | 0.3099 | 134357.7 | 0.29442 | 117510.8 | 0.3473 | 159977.8 | 0.29958 | 137162.4 | 0.26833 | 125058.9 | 0.34166 | 163607.7 | 0.30356 | 138278.4 | 0.30257 | 117796 | 0.29634 | 165866.5 | 0.29565 | 137232.4 | 0.27775 | 124128.6 | 0.29294
162755.4 | 0.31053 | 134755 | 0.29249 | 117908 | 0.34724 | 160474.1 | 0.29978 | 137580.2 | 0.26791 | 125488.7 | 0.34238 | 164098.4 | 0.30341 | 138685.7 | 0.30183 | 118196.4 | 0.29286 | 166358.1 | 0.29568 | 137635.4 | 0.27778 | 124538.2 | 0.29142
163242.8 | 0.31115 | 135152.3 | 0.29058 | 118305.3 | 0.34727 | 160970.5 | 0.29997 | 137998 | 0.26761 | 125918.6 | 0.34297 | 164589 | 0.30325 | 139093.1 | 0.30105 | 118596.7 | 0.28937 | 166849.7 | 0.29572 | 138038.4 | 0.27779 | 124947.9 | 0.28986
163730.2 | 0.31175 | 135549.7 | 0.28871 | 118702.5 | 0.34741 | 161466.8 | 0.30014 | 138415.8 | 0.26741 | 126348.4 | 0.34337 | 165079.7 | 0.3031 | 139500.4 | 0.30025 | 118997 | 0.28587 | 167341.3 | 0.29577 | 138441.4 | 0.27777 | 125357.5 | 0.28828
164217.7 | 0.31235 | 135947 | 0.28685 | 119099.8 | 0.34764 | 161963.2 | 0.3003 | 138833.5 | 0.26728 | 126778.3 | 0.34359 | 165570.4 | 0.30294 | 139907.7 | 0.29941 | 119397.3 | 0.2824 | 167833 | 0.29583 | 138844.5 | 0.27773 | 125767.1 | 0.28667
164705.1 | 0.31292 | 136344.3 | 0.28503 | 119497 | 0.34796 | 162459.5 | 0.30045 | 139251.3 | 0.26721 | 127208.1 | 0.34364 | 166061.1 | 0.30279 | 140315.1 | 0.29857 | 119797.6 | 0.27897 | 168324.6 | 0.29592 | 139247.5 | 0.27766 | 126176.8 | 0.28503
165192.5 | 0.31349 | 136741.7 | 0.28323 | 119894.3 | 0.34837 | 162955.9 | 0.30058 | 139669.1 | 0.26718 | 127638 | 0.3435 | 166551.8 | 0.30265 | 140722.4 | 0.29771 | 120197.9 | 0.2756 | 168816.2 | 0.29603 | 139650.5 | 0.27758 | 126586.4 | 0.28336
165679.9 | 0.31403 | 137139 | 0.28146 | 120291.6 | 0.34886 | 163452.2 | 0.3007 | 140086.9 | 0.26717 | 128067.9 | 0.34317 | 167042.5 | 0.30252 | 141129.7 | 0.29684 | 120598.3 | 0.2723 | 169307.8 | 0.29618 | 140053.5 | 0.27749 | 126996 | 0.28168
166167.4 | 0.31456 | 137536.3 | 0.27972 | 120688.8 | 0.34944 | 163948.6 | 0.30081 | 140504.7 | 0.26716 | 128497.7 | 0.34264 | 167533.2 | 0.30241 | 141537.1 | 0.29596 | 120998.6 | 0.2691 | 169799.4 | 0.29635 | 140456.5 | 0.2774 | 127405.7 | 0.27998
166654.8 | 0.31508 | 137933.7 | 0.27801 | 121086.1 | 0.35012 | 164444.9 | 0.30091 | 140922.5 | 0.26712 | 128927.6 | 0.34187 | 168023.9 | 0.30232 | 141944.4 | 0.29509 | 121398.9 | 0.26602 | 170291 | 0.29655 | 140859.5 | 0.2773 | 127815.3 | 0.27827
167142.2 | 0.31558 | 138331 | 0.27633 | 121483.3 | 0.35086 | 164941.3 | 0.30101 | 141340.3 | 0.26704 | 129357.4 | 0.3409 | 168514.5 | 0.30225 | 142351.8 | 0.29422 | 121799.2 | 0.26308 | 170782.6 | 0.2968 | 141262.5 | 0.2772 | 128224.9 | 0.27654
167629.6 | 0.31606 | 138728.3 | 0.27467 | 121880.6 | 0.35167 | 165437.6 | 0.3011 | 141758.1 | 0.26691 | 129787.3 | 0.33975 | 169005.2 | 0.3022 | 142759.1 | 0.29336 | 122199.5 | 0.26028 | 171274.2 | 0.29709 | 141665.5 | 0.27711 | 128634.5 | 0.27481
168117.1 | 0.31653 | 139125.7 | 0.27305 | 122277.8 | 0.35254 | 165934 | 0.30119 | 142175.8 | 0.26671 | 130217.1 | 0.33841 | 169495.9 | 0.30217 | 143166.4 | 0.29251 | 122599.8 | 0.25763 | 171765.9 | 0.29742 | 142068.5 | 0.27703 | 129044.2 | 0.27307
168604.5 | 0.31698 | 139523 | 0.27146 | 122675.1 | 0.35346 | 166430.3 | 0.30128 | 142593.6 | 0.26643 | 130647 | 0.3369 | 169986.6 | 0.30217 | 143573.8 | 0.29169 | 123000.2 | 0.25514 | 172257.5 | 0.29779 | 142471.6 | 0.27695 | 129453.8 | 0.27132
169091.9 | 0.31741 | 139920.3 | 0.26991 | 123072.4 | 0.35442 | 166926.7 | 0.30136 | 143011.4 | 0.26606 | 131076.9 | 0.33523 | 170477.3 | 0.30221 | 143981.1 | 0.29088 | 123400.5 | 0.25281 | 172749.1 | 0.29821 | 142874.6 | 0.27689 | 129863.4 | 0.26957
169579.3 | 0.31782 | 140317.6 | 0.26838 | 123469.6 | 0.35543 | 167423 | 0.30145 | 143429.2 | 0.26558 | 131506.7 | 0.33338 | 170968 | 0.30228 | 144388.4 | 0.29009 | 123800.8 | 0.25068 | 173240.7 | 0.29868 | 143277.6 | 0.27684 | 130273.1 | 0.26783
170066.8 | 0.31822 | 140715 | 0.26689 | 123866.9 | 0.35646 | 167919.4 | 0.30154 | 143847 | 0.265 | 131936.6 | 0.33138 | 171458.7 | 0.30237 | 144795.8 | 0.28933 | 124201.1 | 0.24875 | 173732.3 | 0.29919 | 143680.6 | 0.27681 | 130682.7 | 0.26609
170554.2 | 0.31861 | 141112.3 | 0.26542 | 124264.1 | 0.35749 | 168415.7 | 0.30163 | 144264.8 | 0.26431 | 132366.4 | 0.32927 | 171949.4 | 0.3025 | 145203.1 | 0.28861 | 124601.4 | 0.24699 | 174223.9 | 0.29974 | 144083.6 | 0.27679 | 131092.3 | 0.26436
171041.6 | 0.31898 | 141509.6 | 0.26398 | 124661.4 | 0.35853 | 168912.1 | 0.30173 | 144682.6 | 0.26352 | 132796.3 | 0.32706 | 172440.1 | 0.30267 | 145610.5 | 0.28792 | 125001.7 | 0.24541 | 174715.5 | 0.30034 | 144486.6 | 0.27679 | 131502 | 0.26264
171529 | 0.31934 | 141907 | 0.26257 | 125058.6 | 0.35956 | 169408.4 | 0.30183 | 145100.4 | 0.26263 | 133226.1 | 0.32475 | 172930.7 | 0.30287 | 146017.8 | 0.28726 | 125402.1 | 0.24401 | 175207.1 | 0.30099 | 144889.6 | 0.27681 | 131911.6 | 0.26093
172016.5 | 0.31968 | 142304.3 | 0.2612 | 125455.9 | 0.36056 | 169904.8 | 0.30195 | 145518.1 | 0.26164 | 133656 | 0.32236 | 173421.4 | 0.30312 | 146425.1 | 0.28663 | 125802.4 | 0.24279 | 175698.8 | 0.30169 | 145292.6 | 0.27685 | 132321.2 | 0.25923
172503.9 | 0.32002 | 142701.6 | 0.25985 | 125853.1 | 0.36152 | 170401.1 | 0.30207 | 145935.9 | 0.26055 | 134085.9 | 0.31989 | 173912.1 | 0.30339 | 146832.5 | 0.28605 | 126202.7 | 0.24176 | 176190.4 | 0.30243 | 145695.7 | 0.27691 | 132730.8 | 0.25754
172991.3 | 0.32034 | 143099 | 0.25852 | 126250.4 | 0.36243 | 170897.5 | 0.3022 | 146353.7 | 0.25937 | 134515.7 | 0.31738 | 174402.8 | 0.30371 | 147239.8 | 0.28551 | 126603 | 0.24092 | 176682 | 0.3032 | 146098.7 | 0.27699 | 133140.5 | 0.25588
173478.7 | 0.32066 | 143496.3 | 0.25722 | 126647.7 | 0.36328 | 171393.8 | 0.30234 | 146771.5 | 0.25811 | 134945.6 | 0.31485 | 174893.5 | 0.30407 | 147647.1 | 0.28502 | 127003.3 | 0.24023 | 177173.6 | 0.30402 | 146501.7 | 0.27709 | 133550.1 | 0.25423
173966.2 | 0.32097 | 143893.6 | 0.25596 | 127044.9 | 0.36406 | 171890.2 | 0.3025 | 147189.3 | 0.25679 | 135375.4 | 0.31229 | 175384.2 | 0.30447 | 148054.5 | 0.28456 | 127403.7 | 0.23969 | 177665.2 | 0.30488 | 146904.7 | 0.2772 | 133959.7 | 0.25261
174453.6 | 0.32128 | 144291 | 0.25472 | 127442.2 | 0.36476 | 172386.5 | 0.30267 | 147607.1 | 0.25542 | 135805.3 | 0.30973 | 175874.9 | 0.30491 | 148461.8 | 0.28414 | 127804 | 0.2393 | 178156.8 | 0.30578 | 147307.7 | 0.27734 | 134369.4 | 0.25101
174941 | 0.32159 | 144688.3 | 0.25351 | 127839.4 | 0.36534 | 172882.9 | 0.30286 | 148024.9 | 0.254 | 136235.1 | 0.30717 | 176365.6 | 0.30539 | 148869.1 | 0.28378 | 128204.3 | 0.23904 | 178648.4 | 0.30671 | 147710.7 | 0.27749 | 134779 | 0.24943
175428.4 | 0.3219 | 145085.6 | 0.25233 | 128236.7 | 0.36581 | 173379.2 | 0.30306 | 148442.6 | 0.25254 | 136665 | 0.30463 | 176856.3 | 0.30591 | 149276.5 | 0.28346 | 128604.6 | 0.23892 | 179140 | 0.30766 | 148113.7 | 0.27766 | 135188.6 | 0.24788
175915.8 | 0.32221 | 145482.9 | 0.25119 | 128633.9 | 0.36617 | 173875.6 | 0.30329 | 148860.4 | 0.25106 | 137094.9 | 0.30213 | 177346.9 | 0.30649 | 149683.8 | 0.28318 | 129004.9 | 0.23893 | 179631.7 | 0.30865 | 148516.7 | 0.27783 | 135598.3 | 0.24635
176403.3 | 0.32253 | 145880.3 | 0.25007 | 129031.2 | 0.3664 | 174371.9 | 0.30354 | 149278.2 | 0.24956 | 137524.7 | 0.29967 | 177837.6 | 0.30711 | 150091.2 | 0.28293 | 129405.2 | 0.23905 | 180123.3 | 0.30968 | 148919.7 | 0.27803 | 136007.9 | 0.24484
176890.7 | 0.32285 | 146277.6 | 0.249 | 129428.5 | 0.36649 | 174868.3 | 0.30381 | 149696 | 0.24806 | 137954.6 | 0.29726 | 178328.3 | 0.30777 | 150498.5 | 0.28274 | 129805.6 | 0.23925 | 180614.9 | 0.31073 | 149322.8 | 0.27823 | 136417.5 | 0.24336
177378.1 | 0.32318 | 146674.9 | 0.24796 | 129825.7 | 0.36645 | 175364.6 | 0.30411 | 150113.8 | 0.24656 | 138384.4 | 0.2949 | 178819 | 0.30847 | 150905.8 | 0.2826 | 130205.9 | 0.23955 | 181106.5 | 0.31179 | 149725.8 | 0.27843 | 136827.2 | 0.24192
177865.5 | 0.32353 | 147072.3 | 0.24696 | 130223 | 0.36623 | 175860.9 | 0.30443 | 150531.6 | 0.24508 | 138814.3 | 0.29261 | 179309.7 | 0.30923 | 151313.2 | 0.28249 | 130606.2 | 0.23991 | 181598.1 | 0.31289 | 150128.8 | 0.27864 | 137236.8 | 0.2405
178353 | 0.3239 | 147469.6 | 0.24601 | 130620.2 | 0.36585 | 176357.3 | 0.30478 | 150949.4 | 0.24363 | 139244.1 | 0.2904 | 179800.4 | 0.31004 | 151720.5 | 0.28242 | 131006.5 | 0.24036 | 182089.7 | 0.314 | 150531.8 | 0.27886 | 137646.4 | 0.23911
178840.4 | 0.32428 | 147866.9 | 0.24509 | 131017.5 | 0.36532 | 176853.6 | 0.30517 | 151367.2 | 0.24221 | 139674 | 0.28827 | 180291.1 | 0.31089 | 152127.8 | 0.28238 | 131406.8 | 0.24086 | 182581.3 | 0.31513 | 150934.8 | 0.27907 | 138056 | 0.23775
179327.8 | 0.32468 | 148264.3 | 0.24423 | 131414.7 | 0.36463 | 177350 | 0.30558 | 151784.9 | 0.24083 | 140103.9 | 0.28622 | 180781.8 | 0.31179 | 152535.2 | 0.28239 | 131807.1 | 0.24141 | 183072.9 | 0.31627 | 151337.8 | 0.27929 | 138465.7 | 0.23642
179815.2 | 0.3251 | 148661.6 | 0.24342 | 131812 | 0.36378 | 177846.3 | 0.30603 | 152202.7 | 0.23951 | 140533.7 | 0.28425 | 181272.5 | 0.31274 | 152942.5 | 0.28243 | 132207.5 | 0.242 | 183564.6 | 0.31743 | 151740.8 | 0.2795 | 138875.3 | 0.23512
180302.7 | 0.32555 | 149058.9 | 0.24267 | 132209.2 | 0.36278 | 178342.7 | 0.30651 | 152620.5 | 0.23825 | 140963.6 | 0.28237 | 181763.1 | 0.31374 | 153349.8 | 0.28251 | 132607.8 | 0.24262 | 184056.2 | 0.3186 | 152143.8 | 0.27971 | 139284.9 | 0.23385
180790.1 | 0.32603 | 149456.3 | 0.24197 | 132606.5 | 0.36158 | 178839 | 0.30704 | 153038.3 | 0.23706 | 141393.4 | 0.28058 | 182253.8 | 0.3148 | 153757.2 | 0.28261 | 133008.1 | 0.24327 | 184547.8 | 0.31978 | 152546.9 | 0.27991 | 139694.6 | 0.2326
181277.5 | 0.32654 | 149853.6 | 0.24132 | 133003.8 | 0.36024 | 179335.4 | 0.30761 | 153456.1 | 0.23594 | 141823.3 | 0.27888 | 182744.5 | 0.31591 | 154164.5 | 0.28274 | 133408.4 | 0.24394 | 185039.4 | 0.32097 | 152949.9 | 0.28011 | 140104.2 | 0.23139
181764.9 | 0.32707 | 150250.9 | 0.24073 | 133401 | 0.35875 | 179831.7 | 0.30821 | 153873.9 | 0.2349 | 142253.1 | 0.27729 | 183235.2 | 0.31707 | 154571.9 | 0.2829 | 133808.7 | 0.24462 | 185531 | 0.32216 | 153352.9 | 0.28029 | 140513.8 | 0.23021
182252.4 | 0.32764 | 150648.2 | 0.24021 | 133798.3 | 0.35712 | 180328.1 | 0.30885 | 154291.7 | 0.23395 | 142683 | 0.27579 | 183725.9 | 0.31827 | 154979.2 | 0.28309 | 134209 | 0.24531 | 186022.6 | 0.32336 | 153755.9 | 0.28047 | 140923.5 | 0.22905
182739.8 | 0.32825 | 151045.6 | 0.23975 | 134195.5 | 0.35537 | 180824.4 | 0.30955 | 154709.4 | 0.23312 | 143112.9 | 0.27438 | 184216.6 | 0.31955 | 155386.5 | 0.28329 | 134609.4 | 0.246 | 186514.2 | 0.32456 | 154158.9 | 0.28063 | 141333.1 | 0.22793
183227.2 | 0.32889 | 151442.9 | 0.23935 | 134592.8 | 0.35349 | 181320.8 | 0.31029 | 155127.2 | 0.23241 | 143542.7 | 0.27305 | 184707.3 | 0.32087 | 155793.9 | 0.28351 | 135009.7 | 0.2467 | 187005.8 | 0.32577 | 154561.9 | 0.28079 | 141742.7 | 0.22683
183714.6 | 0.32956 | 151840.2 | 0.23901 | 134990 | 0.35149 | 181817.1 | 0.31108 | 155545 | 0.23181 | 143972.6 | 0.27182 | 185198 | 0.32224 | 156201.2 | 0.28375 | 135410 | 0.2474 | 187497.5 | 0.32697 | 154964.9 | 0.28093 | 142152.3 | 0.22577
184202.1 | 0.33027 | 152237.6 | 0.23874 | 135387.3 | 0.34939 | 182313.5 | 0.31191 | 155962.8 | 0.23134 | 144402.4 | 0.27069 | 185688.7 | 0.32366 | 156608.5 | 0.28401 | 135810.3 | 0.24809 | 187989.1 | 0.32818 | 155367.9 | 0.28105 | 142562 | 0.22473
184689.5 | 0.33102 | 152634.9 | 0.23852 | 135784.6 | 0.34722 | 182809.8 | 0.31279 | 156380.6 | 0.23101 | 144832.3 | 0.26965 | 186179.3 | 0.32514 | 157015.9 | 0.28427 | 136210.6 | 0.24878 | 188480.7 | 0.32939 | 155770.9 | 0.28117 | 142971.6 | 0.22373
185176.9 | 0.33182 | 153032.2 | 0.23837 | 136181.8 | 0.34499 | 183306.2 | 0.31373 | 156798.4 | 0.23081 | 145262.1 | 0.2687 | 186670 | 0.32667 | 157423.2 | 0.28454 | 136610.9 | 0.24946 | 188972.3 | 0.3306 | 156174 | 0.28127 | 143381.2 | 0.22275
185664.3 | 0.33265 | 153429.6 | 0.23829 | 136579.1 | 0.34271 | 183802.5 | 0.31471 | 157216.2 | 0.23078 | 145692 | 0.26782 | 187160.7 | 0.32826 | 157830.5 | 0.28482 | 137011.3 | 0.25014 | 189463.9 | 0.33181 | 156577 | 0.28136 | 143790.9 | 0.22181
186151.8 | 0.33351 | 153826.9 | 0.23826 | 136976.3 | 0.34039 | 184298.9 | 0.31574 | 157634 | 0.23092 | 146121.9 | 0.26703 | 187651.4 | 0.32989 | 158237.9 | 0.2851 | 137411.6 | 0.25082 | 189955.5 | 0.33302 | 156980 | 0.28144 | 144200.5 | 0.2209
186639.2 | 0.33442 | 154224.2 | 0.23829 | 137373.6 | 0.33805 | 184795.2 | 0.31682 | 158051.7 | 0.23123 | 146551.7 | 0.26632 | 188142.1 | 0.33157 | 158645.2 | 0.28539 | 137811.9 | 0.25149 | 190447.1 | 0.33422 | 157383 | 0.2815 | 144610.1 | 0.22002
187126.6 | 0.33538 | 154621.6 | 0.23837 | 137770.8 | 0.33572 | 185291.6 | 0.31794 | 158469.5 | 0.23171 | 146981.6 | 0.2657 | 188632.8 | 0.3333 | 159052.6 | 0.28567 | 138212.2 | 0.25216 | 190938.7 | 0.33543 | 157786 | 0.28155 | 145019.8 | 0.21917
187614 | 0.33637 | 155018.9 | 0.23851 | 138168.1 | 0.33341 | 185787.9 | 0.31913 | 158887.3 | 0.23234 | 147411.4 | 0.26515 | 189123.5 | 0.33508 | 159459.9 | 0.28595 | 138612.5 | 0.25282 | 191430.4 | 0.33664 | 158189 | 0.28159 | 145429.4 | 0.21836
188101.5 | 0.3374 | 155416.2 | 0.23871 | 138565.4 | 0.33113 | 186284.3 | 0.32036 | 159305.1 | 0.23315 | 147841.3 | 0.26468 | 189614.2 | 0.3369 | 159867.2 | 0.28621 | 139012.8 | 0.25348 | 191922 | 0.33786 | 158592 | 0.28161 | 145839 | 0.21758
188588.9 | 0.33847 | 155813.5 | 0.23897 | 138962.6 | 0.32889 | 186780.6 | 0.32163 | 159722.9 | 0.23411 | 148271.1 | 0.26428 | 190104.9 | 0.33877 | 160274.6 | 0.28647 | 139413.2 | 0.25414 | 192413.6 | 0.33907 | 158995 | 0.28162 | 146248.6 | 0.21683
189076.3 | 0.33958 | 156210.9 | 0.23927 | 139359.9 | 0.32673 | 187277 | 0.32294 | 160140.7 | 0.23525 | 148701 | 0.26394 | 190595.5 | 0.34068 | 160681.9 | 0.28672 | 139813.5 | 0.25479 | 192905.2 | 0.34029 | 159398.1 | 0.28161 | 146658.3 | 0.21611
189563.7 | 0.34074 | 156608.2 | 0.23962 | 139757.1 | 0.32464 | 187773.3 | 0.32431 | 160558.5 | 0.23655 | 149130.9 | 0.26367 | 191086.2 | 0.34263 | 161089.2 | 0.28696 | 140213.8 | 0.25544 | 193396.8 | 0.34151 | 159801.1 | 0.2816 | 147067.9 | 0.21543
190051.2 | 0.34193 | 157005.5 | 0.24002 | 140154.4 | 0.32264 | 188269.7 | 0.32572 | 160976.2 | 0.23799 | 149560.7 | 0.26346 | 191576.9 | 0.34462 | 161496.6 | 0.28717 | 140614.1 | 0.25609 | 193888.4 | 0.34274 | 160204.1 | 0.28157 | 147477.5 | 0.21479
190538.6 | 0.34315 | 157402.9 | 0.24047 | 140551.6 | 0.32073 | 188766 | 0.32717 | 161394 | 0.23956 | 149990.6 | 0.26331 | 192067.6 | 0.34665 | 161903.9 | 0.28737 | 141014.4 | 0.25674 | 194380 | 0.34397 | 160607.1 | 0.28152 | 147887.2 | 0.21418
191026 | 0.34443 | 157800.2 | 0.24098 | 140948.9 | 0.31891 | 189262.4 | 0.32867 | 161811.8 | 0.24124 | 150420.4 | 0.26321 | 192558.3 | 0.34871 | 162311.3 | 0.28754 | 141414.7 | 0.25739 | 194871.6 | 0.34522 | 161010.1 | 0.28146 | 148296.8 | 0.21361
191513.4 | 0.34574 | 158197.5 | 0.24153 | 141346.1 | 0.3172 | 189758.7 | 0.3302 | 162229.6 | 0.24302 | 150850.3 | 0.26316 | 193049 | 0.3508 | 162718.6 | 0.28769 | 141815.1 | 0.25803 | 195363.3 | 0.34648 | 161413.1 | 0.28137 | 148706.4 | 0.21307
192000.9 | 0.34709 | 158594.9 | 0.24213 | 141743.4 | 0.31562 | 190255 | 0.33177 | 162647.4 | 0.2449 | 151280.1 | 0.26316 | 193539.7 | 0.35294 | 163125.9 | 0.28781 | 142215.4 | 0.25867 | 195854.9 | 0.34775 | 161816.1 | 0.28128 | 149116.1 | 0.21258
192488.3 | 0.34847 | 158992.2 | 0.24277 | 142140.7 | 0.31416 | 190751.4 | 0.33339 | 163065.2 | 0.24685 | 151710 | 0.2632 | 194030.4 | 0.3551 | 163533.3 | 0.2879 | 142615.7 | 0.25932 | 196346.5 | 0.34904 | 162219.1 | 0.28116 | 149525.7 | 0.21211
192975.7 | 0.34989 | 159389.5 | 0.24346 | 142537.9 | 0.3128 | 191247.7 | 0.33504 | 163483 | 0.24887 | 152139.9 | 0.26327 | 194521.1 | 0.35729 | 163940.6 | 0.28797 | 143016 | 0.25996 | 196838.1 | 0.35035 | 162622.1 | 0.28103 | 149935.3 | 0.21169
193463.1 | 0.35135 | 159786.9 | 0.24421 | 142935.2 | 0.31155 | 191744.1 | 0.33672 | 163900.8 | 0.25092 | 152569.7 | 0.26339 | 195011.7 | 0.3595 | 164347.9 | 0.288 | 143416.3 | 0.26061 | 197329.7 | 0.35168 | 163025.2 | 0.28087 | 150344.9 | 0.2113
193950.6 | 0.35285 | 160184.2 | 0.245 | 143332.4 | 0.31041 | 192240.4 | 0.33844 | 164318.5 | 0.25299 | 152999.6 | 0.26353 | 195502.4 | 0.36173 | 164755.3 | 0.28799 | 143816.6 | 0.26126 | 197821.3 | 0.35303 | 163428.2 | 0.28068 | 150754.6 | 0.21095
194438 | 0.35438 | 160581.5 | 0.24583 | 143729.7 | 0.30937 | 192736.8 | 0.34021 | 164736.3 | 0.25508 | 153429.4 | 0.26369 | 195993.1 | 0.364 | 165162.6 | 0.28794 | 144217 | 0.26193 | 198312.9 | 0.35441 | 163831.2 | 0.28048 | 151164.2 | 0.21064
194925.4 | 0.35595 | 160978.8 | 0.24671 | 144126.9 | 0.30845 | 193233.1 | 0.342 | 165154.1 | 0.25717 | 153859.3 | 0.26388 | 196483.8 | 0.36628 | 165569.9 | 0.28786 | 144617.3 | 0.2626 | 198804.5 | 0.35582 | 164234.2 | 0.28025 | 151573.8 | 0.21036
195412.8 | 0.35755 | 161376.2 | 0.24764 | 144524.2 | 0.30762 | 193729.5 | 0.34382 | 165571.9 | 0.25926 | 154289.1 | 0.26409 | 196974.5 | 0.36858 | 165977.3 | 0.28774 | 145017.6 | 0.2633 | 199296.2 | 0.35725 | 164637.2 | 0.27998 | 151983.5 | 0.21011
195900.3 | 0.35918 | 161773.5 | 0.24861 | 144921.5 | 0.30687 | 194225.8 | 0.34568 | 165989.7 | 0.26132 | 154719 | 0.26431 | 197465.2 | 0.3709 | 166384.6 | 0.28758 | 145417.9 | 0.26402 | 199787.8 | 0.35872 | 165040.2 | 0.27969 | 152393.1 | 0.20992
196387.7 | 0.36085 | 162170.8 | 0.24964 | 145318.7 | 0.30619 | 194722.2 | 0.34757 | 166407.5 | 0.26336 | 155148.9 | 0.26454 | 197955.9 | 0.37323 | 166792 | 0.28736 | 145818.2 | 0.26477 | 200279.4 | 0.36022 | 165443.2 | 0.27936 | 152802.7 | 0.20975
196875.1 | 0.36255 | 162568.2 | 0.25072 | 145716 | 0.30559 | 195218.5 | 0.3495 | 166825.3 | 0.26537 | 155578.7 | 0.26478 | 198446.6 | 0.37558 | 167199.3 | 0.28711 | 146218.6 | 0.26556 | 200771 | 0.36176 | 165846.2 | 0.27901 | 153212.4 | 0.20961
197362.5 | 0.36427 | 162965.5 | 0.25183 | 146113.2 | 0.30506 | 195714.9 | 0.35145 | 167243 | 0.26734 | 156008.6 | 0.26503 | 198937.3 | 0.37793 | 167606.6 | 0.28681 | 146618.9 | 0.26639 | 201262.6 | 0.36334 | 166249.3 | 0.27863 | 153622 | 0.20951
197850 | 0.36603 | 163362.8 | 0.253 | 146510.5 | 0.30458 | 196211.2 | 0.35344 | 167660.8 | 0.26929 | 156438.4 | 0.26528 | 199427.9 | 0.3803 | 168014 | 0.28647 | 147019.2 | 0.26726 | 201754.2 | 0.36495 | 166652.3 | 0.2782 | 154031.6 | 0.20945
198337.4 | 0.36781 | 163760.2 | 0.25421 | 146907.7 | 0.30416 | 196707.6 | 0.35545 | 168078.6 | 0.27121 | 156868.3 | 0.26553 | 199918.6 | 0.38267 | 168421.3 | 0.28609 | 147419.5 | 0.2682 | 202245.8 | 0.3666 | 167055.3 | 0.27774 | 154441.2 | 0.20941
198824.8 | 0.36962 | 164157.5 | 0.25547 | 147305 | 0.30377 | 197203.9 | 0.35751 | 168496.4 | 0.2731 | 157298.1 | 0.26578 | 200409.3 | 0.38505 | 168828.6 | 0.28565 | 147819.8 | 0.26919 | 202737.4 | 0.36829 | 167458.3 | 0.27724 | 154850.9 | 0.20941
199312.2 | 0.37144 | 164554.8 | 0.25678 | 147702.2 | 0.30342 | 197700.3 | 0.35959 | 168914.2 | 0.27496 | 157728 | 0.26603 | 200900 | 0.38743 | 169236 | 0.28516 | 148220.1 | 0.27026 | 203229.1 | 0.37003 | 167861.3 | 0.27672 | 155260.5 | 0.20943
199799.7 | 0.37328 | 164952.2 | 0.25814 | 148099.5 | 0.30311 | 198196.6 | 0.3617 | 169332 | 0.27681 | 158157.9 | 0.26627 | 201390.7 | 0.3898 | 169643.3 | 0.28464 | 148620.5 | 0.2714 | 203720.7 | 0.37181 | 168264.3 | 0.27615 | 155670.1 | 0.20948
200287.1 | 0.37514 | 165349.5 | 0.25954 | 148496.8 | 0.30282 | 198693 | 0.36383 | 169749.8 | 0.27865 | 158587.7 | 0.26651 | 201881.4 | 0.39217 | 170050.6 | 0.28407 | 149020.8 | 0.27261 | 204212.3 | 0.37362 | 168667.3 | 0.27555 | 156079.8 | 0.20957
200774.5 | 0.37701 | 165746.8 | 0.26098 | 148894 | 0.30255 | 199189.3 | 0.366 | 170167.6 | 0.28048 | 159017.6 | 0.26674 | 202372.1 | 0.39453 | 170458 | 0.28345 | 149421.1 | 0.2739 | 204703.9 | 0.37547 | 169070.3 | 0.27491 | 156489.4 | 0.20967
201261.9 | 0.37889 | 166144.1 | 0.26247 | 149291.3 | 0.30231 | 199685.7 | 0.3682 | 170585.3 | 0.28232 | 159447.4 | 0.26697 | 202862.8 | 0.39688 | 170865.3 | 0.28279 | 149821.4 | 0.27526 | 205195.5 | 0.37737 | 169473.3 | 0.27424 | 156899 | 0.2098
201749.4 | 0.38078 | 166541.5 | 0.26402 | 149688.5 | 0.30208 | 200182 | 0.37042 | 171003.1 | 0.28417 | 159877.3 | 0.26718 | 203353.5 | 0.3992 | 171272.7 | 0.28208 | 150221.7 | 0.27669 | 205687.1 | 0.3793 | 169876.4 | 0.27354 | 157308.7 | 0.20995
202236.8 | 0.38266 | 166938.8 | 0.2656 | 150085.8 | 0.30187 | 200678.4 | 0.37266 | 171420.9 | 0.28604 | 160307.1 | 0.26737 | 203844.1 | 0.40151 | 171680 | 0.28135 | 150622 | 0.27821 | 206178.7 | 0.38126 | 170279.4 | 0.27281 | 157718.3 | 0.21012
202724.2 | 0.38454 | 167336.1 | 0.26723 | 150483 | 0.30168 | 201174.7 | 0.37492 | 171838.7 | 0.28795 | 160737 | 0.26756 | 204334.8 | 0.40379 | 172087.3 | 0.28056 | 151022.4 | 0.2798 | 206670.3 | 0.38325 | 170682.4 | 0.27204 | 158127.9 | 0.21031
203211.6 | 0.3864 | 167733.5 | 0.26891 | 150880.3 | 0.30151 | 201671.1 | 0.37721 | 172256.5 | 0.28988 | 161166.9 | 0.26772 | 204825.5 | 0.40604 | 172494.7 | 0.27974 | 151422.7 | 0.28144 | 207162 | 0.38526 | 171085.4 | 0.27124 | 158537.5 | 0.21052
203699.1 | 0.38825 | 168130.8 | 0.27062 | 151277.6 | 0.30136 | 202167.4 | 0.37951 | 172674.3 | 0.29185 | 161596.7 | 0.26787 | 205316.2 | 0.40824 | 172902 | 0.27888 | 151823 | 0.28314 | 207653.6 | 0.3873 | 171488.4 | 0.27042 | 158947.2 | 0.21075
204186.5 | 0.39009 | 168528.1 | 0.27239 | 151674.8 | 0.30123 | 202663.8 | 0.38182 | 173092.1 | 0.29387 | 162026.6 | 0.268 | 205806.9 | 0.41039 | 173309.3 | 0.278 | 152223.3 | 0.28488 | 208145.2 | 0.38935 | 171891.4 | 0.26958 | 159356.8 | 0.21099
204673.9 | 0.39188 | 168925.5 | 0.27421 | 152072.1 | 0.30112 | 203160.1 | 0.38414 | 173509.8 | 0.29593 | 162456.4 | 0.26811 | 206297.6 | 0.4125 | 173716.7 | 0.27708 | 152623.6 | 0.28665 | 208636.8 | 0.39142 | 172294.4 | 0.26871 | 159766.4 | 0.21125
205161.3 | 0.39365 | 169322.8 | 0.27607 | 152469.3 | 0.30103 | 203656.5 | 0.38647 | 173927.6 | 0.29804 | 162886.3 | 0.26819 | 206788.3 | 0.41456 | 174124 | 0.27613 | 153023.9 | 0.28844 | 209128.4 | 0.39348 | 172697.4 | 0.26782 | 160176.1 | 0.21152
205648.8 | 0.39537 | 169720.1 | 0.27797 | 152866.6 | 0.30096 | 204152.8 | 0.38879 | 174345.4 | 0.30021 | 163316.1 | 0.26824 | 207279 | 0.41653 | 174531.3 | 0.27515 | 153424.3 | 0.29023 | 209620 | 0.39555 | 173100.5 | 0.26691 | 160585.7 | 0.2118
206136.2 | 0.39706 | 170117.5 | 0.27991 | 153263.8 | 0.30093 | 204649.2 | 0.39111 | 174763.2 | 0.30243 | 163746 | 0.26826 | 207769.7 | 0.41843 | 174938.7 | 0.27416 | 153824.6 | 0.29201 | 210111.6 | 0.39761 | 173503.5 | 0.26599 | 160995.3 | 0.21209
206623.6 | 0.39868 | 170514.8 | 0.2819 | 153661.1 | 0.30092 | 205145.5 | 0.39341 | 175181 | 0.3047 | 164175.9 | 0.26825 | 208260.3 | 0.42025 | 175346 | 0.27315 | 154224.9 | 0.29377 | 210603.2 | 0.39964 | 173906.5 | 0.26505 | 161405 | 0.2124
207111 | 0.40024 | 170912.1 | 0.28393 | 154058.3 | 0.30093 | 205641.8 | 0.3957 | 175598.8 | 0.30701 | 164605.7 | 0.26821 | 208751 | 0.42199 | 175753.4 | 0.27211 | 154625.2 | 0.29548 | 211094.9 | 0.40166 | 174309.5 | 0.2641 | 161814.6 | 0.21271
207598.5 | 0.40173 | 171309.4 | 0.28601 | 154455.6 | 0.30097 | 206138.2 | 0.39797 | 176016.6 | 0.30936 | 165035.6 | 0.26814 | 209241.7 | 0.42364 | 176160.7 | 0.27107 | 155025.5 | 0.29715 | 211586.5 | 0.40364 | 174712.5 | 0.26314 | 162224.2 | 0.21304
208085.9 | 0.40315 | 171706.8 | 0.28812 | 154852.9 | 0.30103 | 206634.5 | 0.40019 | 176434.4 | 0.31175 | 165465.4 | 0.26802 | 209732.4 | 0.42516 | 176568 | 0.27001 | 155425.8 | 0.29873 | 212078.1 | 0.40558 | 175115.5 | 0.26217 | 162633.8 | 0.21337
208573.3 | 0.40449 | 172104.1 | 0.29027 | 155250.1 | 0.30111 | 207130.9 | 0.40238 | 176852.1 | 0.31417 | 165895.3 | 0.26787 | 210223.1 | 0.42656 | 176975.4 | 0.26895 | 155826.2 | 0.30021 | 212569.7 | 0.40745 | 175518.5 | 0.26119 | 163043.5 | 0.21371
209060.7 | 0.40572 | 172501.4 | 0.29245 | 155647.4 | 0.30121 | 207627.2 | 0.40452 | 177269.9 | 0.31662 | 166325.1 | 0.26769 | 210713.8 | 0.42785 | 177382.7 | 0.26788 | 156226.5 | 0.3016 | 213061.3 | 0.40927 | 175921.5 | 0.2602 | 163453.1 | 0.21407
209548.2 | 0.40686 | 172898.8 | 0.29467 | 156044.6 | 0.30132 | 208123.6 | 0.40661 | 177687.7 | 0.31909 | 166755 | 0.26746 | 211204.5 | 0.42902 | 177790 | 0.26681 | 156626.8 | 0.30288 | 213552.9 | 0.41102 | 176324.5 | 0.25921 | 163862.7 | 0.21443
210035.6 | 0.4079 | 173296.1 | 0.29692 | 156441.9 | 0.30144 | 208619.9 | 0.40864 | 178105.5 | 0.32155 | 167184.9 | 0.26721 | 211695.2 | 0.43006 | 178197.4 | 0.26575 | 157027.1 | 0.30404 | 214044.5 | 0.41269 | 176727.6 | 0.25822 | 164272.4 | 0.2148
210523 | 0.40884 | 173693.4 | 0.29919 | 156839.1 | 0.30155 | 209116.3 | 0.41058 | 178523.3 | 0.32402 | 167614.7 | 0.26692 | 212185.9 | 0.43092 | 178604.7 | 0.26469 | 157427.4 | 0.30508 | 214536.1 | 0.41425 | 177130.6 | 0.25722 | 164682 | 0.21519
211010.4 | 0.40964 | 174090.8 | 0.30147 | 157236.4 | 0.30166 | 209612.6 | 0.41245 | 178941.1 | 0.32647 | 168044.6 | 0.26658 | 212676.5 | 0.43163 | 179012.1 | 0.26363 | 157827.7 | 0.30595 | 215027.8 | 0.41571 | 177533.6 | 0.25622 | 165091.6 | 0.21559
211497.8 | 0.41032 | 174488.1 | 0.30378 | 157633.7 | 0.30175 | 210109 | 0.41423 | 179358.9 | 0.3289 | 168474.4 | 0.26622 | 213167.2 | 0.4322 | 179419.4 | 0.26259 | 158228.1 | 0.30668 | 215519.4 | 0.41706 | 177936.6 | 0.25521 | 165501.3 | 0.21599
211985.3 | 0.41088 | 174885.4 | 0.30609 | 158030.9 | 0.3018 | 210605.3 | 0.41591 | 179776.6 | 0.33129 | 168904.3 | 0.26582 | 213657.9 | 0.43262 | 179826.7 | 0.26157 | 158628.4 | 0.30727 | 216011 | 0.4183 | 178339.6 | 0.25421 | 165910.9 | 0.21641
212472.7 | 0.41131 | 175282.8 | 0.3084 | 158428.2 | 0.30183 | 211101.7 | 0.41749 | 180194.4 | 0.33364 | 169334.1 | 0.2654 | 214148.6 | 0.43285 | 180234.1 | 0.26056 | 159028.7 | 0.30772 | 216502.6 | 0.4194 | 178742.6 | 0.2532 | 166320.5 | 0.21685
212960.1 | 0.41161 | 175680.1 | 0.31072 | 158825.4 | 0.30181 | 211598 | 0.41893 | 180612.2 | 0.33592 | 169764 | 0.26495 | 214639.3 | 0.43288 | 180641.4 | 0.25957 | 159429 | 0.30804 | 216994.2 | 0.42033 | 179145.6 | 0.25219 | 166730.2 | 0.21731
213447.5 | 0.41173 | 176077.4 | 0.31301 | 159222.7 | 0.30173 | 212094.4 | 0.42025 | 181030 | 0.33814 | 170193.9 | 0.26448 | 215130 | 0.43275 | 181048.7 | 0.25861 | 159829.3 | 0.30823 | 217485.8 | 0.42113 | 179548.6 | 0.25118 | 167139.8 | 0.21778
213935 | 0.41171 | 176474.7 | 0.31529 | 159619.9 | 0.30159 | 212590.7 | 0.42145 | 181447.8 | 0.34028 | 170623.7 | 0.26398 | 215620.7 | 0.43245 | 181456.1 | 0.25768 | 160229.6 | 0.30827 | 217977.4 | 0.42177 | 179951.7 | 0.25017 | 167549.4 | 0.21827
214422.4 | 0.41156 | 176872.1 | 0.31755 | 160017.2 | 0.30138 | 213087.1 | 0.42252 | 181865.6 | 0.34234 | 171053.6 | 0.26345 | 216111.4 | 0.43197 | 181863.4 | 0.25677 | 160630 | 0.3082 | 218469 | 0.42227 | 180354.7 | 0.24915 | 167959 | 0.21879
214909.8 | 0.41127 | 177269.4 | 0.31977 | 160414.5 | 0.30107 | 213583.4 | 0.42342 | 182283.4 | 0.3443 | 171483.4 | 0.26291 | 216602.1 | 0.43127 | 182270.7 | 0.2559 | 161030.3 | 0.30803 | 218960.7 | 0.42256 | 180757.7 | 0.24813 | 168368.7 | 0.21932
215397.2 | 0.4108 | 177666.7 | 0.32195 | 160811.7 | 0.30067 | 214079.8 | 0.42415 | 182701.2 | 0.34615 | 171913.3 | 0.26236 | 217092.7 | 0.43038 | 182678.1 | 0.25506 | 161430.6 | 0.30777 | 219452.3 | 0.42266 | 181160.7 | 0.2471 | 168778.3 | 0.21989
215884.7 | 0.41016 | 178064.1 | 0.32408 | 161209 | 0.30017 | 214576.1 | 0.42474 | 183118.9 | 0.34787 | 172343.1 | 0.26178 | 217583.4 | 0.42931 | 183085.4 | 0.25426 | 161830.9 | 0.30744 | 219943.9 | 0.42259 | 181563.7 | 0.24606 | 169187.9 | 0.22047
216372.1 | 0.40938 | 178461.4 | 0.32615 | 161606.2 | 0.29958 | 215072.5 | 0.42517 | 183536.7 | 0.34948 | 172773 | 0.26118 | 218074.1 | 0.42807 | 183492.8 | 0.25351 | 162231.2 | 0.30704 | 220435.5 | 0.42235 | 181966.7 | 0.24502 | 169597.6 | 0.22109
216859.5 | 0.40845 | 178858.7 | 0.32815 | 162003.5 | 0.29889 | 215568.8 | 0.42544 | 183954.5 | 0.35095 | 173202.9 | 0.26057 | 218564.8 | 0.42665 | 183900.1 | 0.25279 | 162631.5 | 0.3066 | 220927.1 | 0.42193 | 182369.7 | 0.24397 | 170007.2 | 0.22174
217346.9 | 0.40737 | 179256.1 | 0.33009 | 162400.7 | 0.29808 | 216065.2 | 0.42548 | 184372.3 | 0.3523 | 173632.7 | 0.25993 | 219055.5 | 0.425 | 184307.4 | 0.25211 | 163031.9 | 0.30613 | 221418.7 | 0.42127 | 182772.7 | 0.24291 | 170416.8 | 0.22242
217834.4 | 0.4061 | 179653.4 | 0.33194 | 162798 | 0.29716 | 216561.5 | 0.42536 | 184790.1 | 0.35351 | 174062.6 | 0.25928 | 219546.2 | 0.42318 | 184714.8 | 0.25149 | 163432.2 | 0.30565 | 221910.3 | 0.42041 | 183175.7 | 0.24184 | 170826.5 | 0.22313
218321.8 | 0.40469 | 180050.7 | 0.3337 | 163195.2 | 0.29613 | 217057.9 | 0.42507 | 185207.9 | 0.35459 | 174492.4 | 0.2586 | 220036.9 | 0.42119 | 185122.1 | 0.25092 | 163832.5 | 0.30517 | 222401.9 | 0.41937 | 183578.8 | 0.24076 | 171236.1 | 0.22389
218809.2 | 0.40314 | 180448.1 | 0.33537 | 163592.5 | 0.29501 | 217554.2 | 0.42461 | 185625.7 | 0.3555 | 174922.3 | 0.2579 | 220527.6 | 0.41904 | 185529.4 | 0.2504 | 164232.8 | 0.30471 | 222893.6 | 0.41816 | 183981.8 | 0.23967 | 171645.7 | 0.22468
219296.6 | 0.40146 | 180845.4 | 0.33694 | 163989.8 | 0.2938 | 218050.6 | 0.42394 | 186043.4 | 0.35627 | 175352.1 | 0.25717 | 221018.3 | 0.41672 | 185936.8 | 0.24993 | 164633.1 | 0.30428 | 223385.2 | 0.41674 | 184384.8 | 0.23855 | 172055.3 | 0.22551
219784.1 | 0.3996 | 181242.7 | 0.33841 | 164387 | 0.29251 | 218546.9 | 0.42307 | 186461.2 | 0.3569 | 175782 | 0.25641 | 221508.9 | 0.41421 | 186344.1 | 0.24951 | 165033.5 | 0.3039 | 223876.8 | 0.4151 | 184787.8 | 0.23743 | 172465 | 0.22638
220271.5 | 0.39759 | 181640 | 0.33977 | 164784.3 | 0.29113 | 219043.3 | 0.42202 | 186879 | 0.3574 | 176211.9 | 0.25562 | 221999.6 | 0.41155 | 186751.4 | 0.24916 | 165433.8 | 0.30359 | 224368.4 | 0.41328 | 185190.8 | 0.23628 | 172874.6 | 0.2273
220758.9 | 0.39546 | 182037.4 | 0.34101 | 165181.5 | 0.28968 | 219539.6 | 0.4208 | 187296.8 | 0.35776 | 176641.7 | 0.2548 | 222490.3 | 0.40876 | 187158.8 | 0.24886 | 165834.1 | 0.30334 | 224860 | 0.41128 | 185593.8 | 0.23513 | 173284.2 | 0.22826
221246.3 | 0.39321 | 182434.7 | 0.34213 | 165578.8 | 0.28818 | 220035.9 | 0.4194 | 187714.6 | 0.35799 | 177071.6 | 0.25394 | 222981 | 0.40584 | 187566.1 | 0.24862 | 166234.4 | 0.30316 | 225351.6 | 0.40912 | 185996.8 | 0.23395 | 173693.9 | 0.22927
221733.8 | 0.39083 | 182832 | 0.34314 | 165976 | 0.28665 | 220532.3 | 0.4178 | 188132.4 | 0.3581 | 177501.4 | 0.25304 | 223471.7 | 0.40277 | 187973.5 | 0.24843 | 166634.7 | 0.30306 | 225843.2 | 0.40677 | 186399.8 | 0.23275 | 174103.5 | 0.23032
222221.2 | 0.3883 | 183229.4 | 0.34403 | 166373.3 | 0.28509 | 221028.6 | 0.41602 | 188550.2 | 0.35807 | 177931.3 | 0.2521 | 223962.4 | 0.39957 | 188380.8 | 0.24832 | 167035 | 0.30305 | 226334.8 | 0.40423 | 186802.9 | 0.23154 | 174513.1 | 0.23142
222708.6 | 0.38566 | 183626.7 | 0.34481 | 166770.6 | 0.28352 | 221525 | 0.41407 | 188968 | 0.35792 | 178361.1 | 0.25112 | 224453.1 | 0.39627 | 188788.1 | 0.24826 | 167435.4 | 0.30313 | 226826.5 | 0.40155 | 187205.9 | 0.23031 | 174922.8 | 0.23258
223196 | 0.38292 | 184024 | 0.34546 | 167167.8 | 0.28195 | 222021.3 | 0.41197 | 189385.7 | 0.35766 | 178791 | 0.2501 | 224943.8 | 0.39287 | 189195.5 | 0.24826 | 167835.7 | 0.30332 | 227318.1 | 0.39873 | 187608.9 | 0.22906 | 175332.4 | 0.23378
223683.5 | 0.38008 | 184421.4 | 0.34597 | 167565.1 | 0.2804 | 222517.7 | 0.40972 | 189803.5 | 0.35731 | 179220.9 | 0.24904 | 225434.5 | 0.38939 | 189602.8 | 0.24832 | 168236 | 0.30359 | 227809.7 | 0.39576 | 188011.9 | 0.22779 | 175742 | 0.23503
224170.9 | 0.37713 | 184818.7 | 0.34638 | 167962.3 | 0.27888 | 223014 | 0.40727 | 190221.3 | 0.35686 | 179650.7 | 0.24794 | 225925.1 | 0.3858 | 190010.1 | 0.24844 | 168636.3 | 0.30394 | 228301.3 | 0.39264 | 188414.9 | 0.22651 | 176151.6 | 0.23632
224658.3 | 0.37407 | 185216 | 0.34667 | 168359.6 | 0.2774 | 223510.4 | 0.40469 | 190639.1 | 0.35632 | 180080.6 | 0.24681 | 226415.8 | 0.38214 | 190417.5 | 0.24864 | 169036.6 | 0.30438 | 228792.9 | 0.38939 | 188817.9 | 0.22521 | 176561.3 | 0.23768
225145.7 | 0.37094 | 185613.4 | 0.34685 | 168756.8 | 0.27596 | 224006.7 | 0.40197 | 191056.9 | 0.35569 | 180510.4 | 0.24565 | 226906.5 | 0.37842 | 190824.8 | 0.24889 | 169436.9 | 0.3049 | 229284.5 | 0.38603 | 189220.9 | 0.2239 | 176970.9 | 0.23908
225633.2 | 0.36773 | 186010.7 | 0.34692 | 169154.1 | 0.27459 | 224503.1 | 0.39913 | 191474.7 | 0.35498 | 180940.3 | 0.24445 | 227397.2 | 0.37465 | 191232.1 | 0.24919 | 169837.3 | 0.3055 | 229776.1 | 0.38258 | 189623.9 | 0.22257 | 177380.5 | 0.24053
226120.6 | 0.36445 | 186408 | 0.34686 | 169551.3 | 0.2733 | 224999.4 | 0.39616 | 191892.5 | 0.35419 | 181370.1 | 0.24324 | 227887.9 | 0.37084 | 191639.5 | 0.24954 | 170237.6 | 0.30617 | 230267.7 | 0.37902 | 190026.9 | 0.22124 | 177790.2 | 0.24202
226608 | 0.36109 | 186805.3 | 0.3467 | 169948.6 | 0.27208 | 225495.8 | 0.39305 | 192310.2 | 0.35334 | 181800 | 0.242 | 228378.6 | 0.36698 | 192046.8 | 0.24997 | 170637.9 | 0.3069 | 230759.4 | 0.37536 | 190430 | 0.21991 | 178199.8 | 0.24357
227095.4 | 0.35766 | 187202.7 | 0.34644 | 170345.9 | 0.27094 | 225992.1 | 0.38985 | 192728 | 0.35242 | 182229.9 | 0.24076 | 228869.3 | 0.3631 | 192454.2 | 0.25045 | 171038.2 | 0.30768 | 231251 | 0.37162 | 190833 | 0.21857 | 178609.4 | 0.24516
227582.9 | 0.35418 | 187600 | 0.3461 | 170743.1 | 0.26987 | 226488.5 | 0.38655 | 193145.8 | 0.35144 | 182659.7 | 0.23951 | 229360 | 0.3592 | 192861.5 | 0.25097 | 171438.5 | 0.3085 | 231742.6 | 0.36782 | 191236 | 0.21723 | 179019.1 | 0.2468
228070.3 | 0.35066 | 187997.3 | 0.34566 | 171140.4 | 0.26889 | 226984.8 | 0.38316 | 193563.6 | 0.3504 | 183089.6 | 0.23827 | 229850.7 | 0.35529 | 193268.8 | 0.25155 | 171838.8 | 0.30935 | 232234.2 | 0.36396 | 191639 | 0.21589 | 179428.7 | 0.24847
228557.7 | 0.34708 | 188394.7 | 0.34514 | 171537.6 | 0.26799 | 227481.2 | 0.37968 | 193981.4 | 0.3493 | 183519.4 | 0.23703 | 230341.3 | 0.35138 | 193676.2 | 0.25217 | 172239.2 | 0.31023 | 232725.8 | 0.36005 | 192042 | 0.21457 | 179838.3 | 0.25019
229045.1 | 0.34345 | 188792 | 0.34452 | 171934.9 | 0.26718 | 227977.5 | 0.37611 | 194399.2 | 0.34813 | 183949.3 | 0.23583 | 230832 | 0.34747 | 194083.5 | 0.25284 | 172639.5 | 0.31112 | 233217.4 | 0.35608 | 192445 | 0.21326 | 180247.9 | 0.25195
229532.6 | 0.33979 | 189189.3 | 0.34384 | 172332.1 | 0.26643 | 228473.9 | 0.37249 | 194817 | 0.3469 | 184379.1 | 0.23464 | 231322.7 | 0.34356 | 194490.8 | 0.25355 | 173039.8 | 0.31201 | 233709 | 0.35208 | 192848 | 0.21196 | 180657.6 | 0.25375
230020 | 0.3361 | 189586.7 | 0.34309 | 172729.4 | 0.26576 | 228970.2 | 0.36882 | 195234.8 | 0.34561 | 184809 | 0.2335 | 231813.4 | 0.33968 | 194898.2 | 0.2543 | 173440.1 | 0.3129 | 234200.6 | 0.34806 | 193251 | 0.21068 | 181067.2 | 0.25557
230507.4 | 0.33238 | 189984 | 0.34228 | 173126.7 | 0.26514 | 229466.6 | 0.36509 | 195652.5 | 0.34425 | 185238.9 | 0.2324 | 232304.1 | 0.3358 | 195305.5 | 0.25508 | 173840.4 | 0.31378 | 234692.3 | 0.34401 | 193654.1 | 0.20943 | 181476.8 | 0.25744
230994.8 | 0.32863 | 190381.3 | 0.34141 | 173523.9 | 0.26458 | 229962.9 | 0.36131 | 196070.3 | 0.34283 | 185668.7 | 0.23134 | 232794.8 | 0.33196 | 195712.9 | 0.2559 | 174240.7 | 0.31463 | 235183.9 | 0.33995 | 194057.1 | 0.20822 | 181886.5 | 0.25933
231482.3 | 0.32486 | 190778.6 | 0.34048 | 173921.2 | 0.26408 | 230459.3 | 0.3575 | 196488.1 | 0.34134 | 186098.6 | 0.23035 | 233285.5 | 0.32814 | 196120.2 | 0.25675 | 174641.1 | 0.31545 | 235675.5 | 0.33587 | 194460.1 | 0.20704 | 182296.1 | 0.26126
231969.7 | 0.32107 | 191176 | 0.33951 | 174318.4 | 0.26362 | 230955.6 | 0.35365 | 196905.9 | 0.33977 | 186528.4 | 0.22943 | 233776.2 | 0.32436 | 196527.5 | 0.25762 | 175041.4 | 0.31623 | 236167.1 | 0.3318 | 194863.1 | 0.2059 | 182705.7 | 0.2632
232457.1 | 0.31727 | 191573.3 | 0.33849 | 174715.7 | 0.26319 | 231452 | 0.34979 | 197323.7 | 0.33811 | 186958.3 | 0.22857 | 234266.9 | 0.3206 | 196934.9 | 0.25851 | 175441.7 | 0.31698 | 236658.7 | 0.32772 | 195266.1 | 0.2048 | 183115.4 | 0.26516
232944.5 | 0.31346 | 191970.6 | 0.33743 | 175112.9 | 0.26279 | 231948.3 | 0.3459 | 197741.5 | 0.33638 | 187388.1 | 0.22779 | 234757.5 | 0.31687 | 197342.2 | 0.25942 | 175842 | 0.31767 | 237150.3 | 0.32366 | 195669.1 | 0.20375 | 183525 | 0.26715
233432 | 0.30964 | 192368 | 0.33634 | 175510.2 | 0.26241 | 232444.7 | 0.342 | 198159.3 | 0.33457 | 187818 | 0.22707 | 235248.2 | 0.31318 | 197749.5 | 0.26034 | 176242.3 | 0.31832 | 237641.9 | 0.3196 | 196072.1 | 0.20277 | 183934.6 | 0.26915
233919.4 | 0.30581 | 192765.3 | 0.33521 | 175907.4 | 0.26205 | 232941 | 0.3381 | 198577 | 0.33267 | 188247.9 | 0.22642 | 235738.9 | 0.30953 | 198156.9 | 0.26127 | 176642.6 | 0.31892 | 238133.5 | 0.31555 | 196475.1 | 0.20185 | 184344.2 | 0.27116
234406.8 | 0.30198 | 193162.6 | 0.33405 | 176304.7 | 0.26171 | 233437.4 | 0.33419 | 198994.8 | 0.33069 | 188677.7 | 0.22586 | 236229.6 | 0.30591 | 198564.2 | 0.26221 | 177043 | 0.31945 | 238625.2 | 0.31153 | 196878.1 | 0.20099 | 184753.9 | 0.27317
234894.2 | 0.29815 | 193560 | 0.33286 | 176702 | 0.26137 | 233933.7 | 0.33027 | 199412.6 | 0.32863 | 189107.6 | 0.22537 | 236720.3 | 0.30232 | 198971.5 | 0.26315 | 177443.3 | 0.31992 | 239116.8 | 0.30752 | 197281.2 | 0.2002 | 185163.5 | 0.2752
235381.7 | 0.29432 | 193957.3 | 0.33164 | 177099.2 | 0.26103 | 234430.1 | 0.32636 | 199830.4 | 0.32646 | 189537.4 | 0.22496 | 237211 | 0.29876 | 199378.9 | 0.2641 | 177843.6 | 0.32033 | 239608.4 | 0.30353 | 197684.2 | 0.19947 | 185573.1 | 0.27722
235869.1 | 0.29049 | 194354.6 | 0.3304 | 177496.5 | 0.26071 | 234926.4 | 0.32246 | 200248.2 | 0.32422 | 189967.3 | 0.22461 | 237701.7 | 0.29524 | 199786.2 | 0.26504 | 178243.9 | 0.32068 | 240100 | 0.29957 | 198087.2 | 0.19884 | 185982.8 | 0.27925
236356.5 | 0.28667 | 194752 | 0.32913 | 177893.7 | 0.26038 | 235422.7 | 0.31857 | 200666 | 0.3219 | 190397.1 | 0.22432 | 238192.4 | 0.29175 | 200193.6 | 0.26597 | 178644.2 | 0.32098 | 240591.6 | 0.29564 | 198490.2 | 0.19828 | 186392.4 | 0.28126
236843.9 | 0.28286 | 195149.3 | 0.32782 | 178291 | 0.26005 | 235919.1 | 0.31468 | 201083.8 | 0.31951 | 190827 | 0.22409 | 238683.1 | 0.28829 | 200600.9 | 0.26689 | 179044.5 | 0.32121 | 241083.2 | 0.29173 | 198893.2 | 0.19781 | 186802 | 0.28327
237331.4 | 0.27905 | 195546.6 | 0.32648 | 178688.2 | 0.25973 | 236415.4 | 0.31081 | 201501.6 | 0.31705 | 191256.9 | 0.22391 | 239173.7 | 0.28485 | 201008.2 | 0.2678 | 179444.9 | 0.32139 | 241574.8 | 0.28784 | 199296.2 | 0.19741 | 187211.7 | 0.28527
237818.8 | 0.27526 | 195943.9 | 0.32511 | 179085.5 | 0.25942 | 236911.8 | 0.30695 | 201919.3 | 0.31453 | 191686.7 | 0.22379 | 239664.4 | 0.28144 | 201415.6 | 0.2687 | 179845.2 | 0.3215 | 242066.4 | 0.28399 | 199699.2 | 0.19711 | 187621.3 | 0.28725
238306.2 | 0.27148 | 196341.3 | 0.3237 | 179482.8 | 0.2591 | 237408.1 | 0.30311 | 202337.1 | 0.31195 | 192116.6 | 0.22371 | 240155.1 | 0.27805 | 201822.9 | 0.26958 | 180245.5 | 0.32155 | 242558.1 | 0.28017 | 200102.2 | 0.19692 | 188030.9 | 0.28921
238793.6 | 0.26772 | 196738.6 | 0.32226 | 179880 | 0.25879 | 237904.5 | 0.29928 | 202754.9 | 0.30932 | 192546.4 | 0.22366 | 240645.8 | 0.27468 | 202230.2 | 0.27045 | 180645.8 | 0.32156 | 243049.7 | 0.27637 | 200505.3 | 0.19681 | 188440.5 | 0.29115
239281.1 | 0.26397 | 197135.9 | 0.32077 | 180277.3 | 0.25849 | 238400.8 | 0.29547 | 203172.7 | 0.30665 | 192976.3 | 0.22364 | 241136.5 | 0.27133 | 202637.6 | 0.2713 | 181046.1 | 0.32151 | 243541.3 | 0.27261 | 200908.3 | 0.1968 | 188850.2 | 0.29306
239768.5 | 0.26025 | 197533.3 | 0.31923 | 180674.5 | 0.25821 | 238897.2 | 0.29168 | 203590.5 | 0.30395 | 193406.1 | 0.22364 | 241627.2 | 0.26799 | 203044.9 | 0.27212 | 181446.5 | 0.32142 | 244032.9 | 0.26887 | 201311.3 | 0.19688 | 189259.8 | 0.29495
240255.9 | 0.25655 | 197930.6 | 0.31765 | 181071.8 | 0.25793 | 239393.5 | 0.28791 | 204008.3 | 0.30122 | 193836 | 0.22366 | 242117.9 | 0.26468 | 203452.2 | 0.27292 | 181846.8 | 0.32128 | 244524.5 | 0.26517 | 201714.3 | 0.19706 | 189669.4 | 0.2968
240743.3 | 0.25288 | 198327.9 | 0.31601 | 181469 | 0.25767 | 239889.9 | 0.28416 | 204426.1 | 0.29849 | 194265.9 | 0.22369 | 242608.6 | 0.26138 | 203859.6 | 0.27371 | 182247.1 | 0.3211 | 245016.1 | 0.26151 | 202117.3 | 0.19735 | 190079.1 | 0.29862
241230.8 | 0.24923 | 198725.3 | 0.31432 | 181866.3 | 0.25742 | 240386.2 | 0.28043 | 204843.8 | 0.29574 | 194695.7 | 0.22372 | 243099.3 | 0.25809 | 204266.9 | 0.27447 | 182647.4 | 0.32087 | 245507.7 | 0.25787 | 202520.3 | 0.19774 | 190488.7 | 0.30039
241718.2 | 0.24561 | 199122.6 | 0.31257 | 182263.5 | 0.25718 | 240882.6 | 0.27672 | 205261.6 | 0.293 | 195125.6 | 0.22375 | 243589.9 | 0.25481 | 204674.3 | 0.27521 | 183047.7 | 0.32062 | 245999.3 | 0.25426 | 202923.3 | 0.19823 | 190898.3 | 0.30212
242205.6 | 0.24204 | 199519.9 | 0.31076 | 182660.8 | 0.25696 | 241378.9 | 0.27303 | 205679.4 | 0.29027 | 195555.4 | 0.22378 | 244080.6 | 0.25155 | 205081.6 | 0.27593 | 183448 | 0.32034 | 246491 | 0.25069 | 203326.3 | 0.1988 | 191308 | 0.30382
242693 | 0.23849 | 199917.3 | 0.30888 | 183058.1 | 0.25676 | 241875.3 | 0.26936 | 206097.2 | 0.28756 | 195985.3 | 0.22379 | 244571.3 | 0.2483 | 205488.9 | 0.27663 | 183848.4 | 0.32003 | 246982.6 | 0.24716 | 203729.3 | 0.19948 | 191717.6 | 0.30547
243180.5 | 0.23499 | 200314.6 | 0.30693 | 183455.3 | 0.25657 | 242371.6 | 0.26572 | 206515 | 0.28487 | 196415.1 | 0.2238 | 245062 | 0.24506 | 205896.3 | 0.27731 | 184248.7 | 0.31971 | 247474.2 | 0.24366 | 204132.4 | 0.20026 | 192127.2 | 0.30706
243667.9 | 0.23152 | 200711.9 | 0.30493 | 183852.6 | 0.25639 | 242868 | 0.2621 | 206932.8 | 0.28223 | 196845 | 0.22378 | 245552.7 | 0.24184 | 206303.6 | 0.27797 | 184649 | 0.31936 | 247965.8 | 0.2402 | 204535.4 | 0.20114 | 192536.8 | 0.3086
244155.3 | 0.22811 | 201109.2 | 0.30286 | 184249.8 | 0.25622 | 243364.3 | 0.2585 | 207350.6 | 0.27962 | 197274.9 | 0.22375 | 246043.4 | 0.23863 | 206710.9 | 0.27861 | 185049.3 | 0.31901 | 248457.4 | 0.23677 | 204938.4 | 0.2021 | 192946.5 | 0.31009
244642.7 | 0.22475 | 201506.6 | 0.30073 | 184647.1 | 0.25606 | 243860.7 | 0.25493 | 207768.4 | 0.27706 | 197704.7 | 0.22369 | 246534.1 | 0.23544 | 207118.3 | 0.27924 | 185449.6 | 0.31865 | 248949 | 0.23339 | 205341.4 | 0.20315 | 193356.1 | 0.31154
245130.2 | 0.22143 | 201903.9 | 0.29853 | 185044.3 | 0.25589 | 244357 | 0.25139 | 208186.1 | 0.27456 | 198134.6 | 0.22361 | 247024.8 | 0.23228 | 207525.6 | 0.27986 | 185849.9 | 0.31829 | 249440.6 | 0.23005 | 205744.4 | 0.20429 | 193765.7 | 0.31291
245617.6 | 0.21817 | 202301.2 | 0.29627 | 185441.6 | 0.25573 | 244853.4 | 0.24788 | 208603.9 | 0.27212 | 198564.4 | 0.22351 | 247515.5 | 0.22913 | 207932.9 | 0.28047 | 186250.3 | 0.31793 | 249932.2 | 0.22676 | 206147.4 | 0.20552 | 194175.4 | 0.31422
246105 | 0.21497 | 202698.6 | 0.29396 | 185838.9 | 0.25556 | 245349.7 | 0.2444 | 209021.7 | 0.26975 | 198994.3 | 0.22337 | 248006.1 | 0.226 | 208340.3 | 0.28106 | 186650.6 | 0.31758 | 250423.9 | 0.2235 | 206550.4 | 0.20682 | 194585 | 0.31548
246592.4 | 0.21184 | 203095.9 | 0.2916 | 186236.1 | 0.25537 | 245846.1 | 0.24094 | 209439.5 | 0.26745 | 199424.1 | 0.2232 | 248496.8 | 0.2229 | 208747.6 | 0.28165 | 187050.9 | 0.31724 | 250915.5 | 0.2203 | 206953.4 | 0.2082 | 194994.6 | 0.31668
247079.8 | 0.20877 | 203493.2 | 0.2892 | 186633.4 | 0.25517 | 246342.4 | 0.23752 | 209857.3 | 0.26522 | 199854 | 0.223 | 248987.5 | 0.21984 | 209155 | 0.28223 | 187451.2 | 0.31692 | 251407.1 | 0.21715 | 207356.5 | 0.20964 | 195404.3 | 0.31782
247567.3 | 0.20577 | 203890.6 | 0.28675 | 187030.6 | 0.25495 | 246838.8 | 0.23414 | 210275.1 | 0.26307 | 200283.9 | 0.22277 | 249478.2 | 0.21681 | 209562.3 | 0.28281 | 187851.5 | 0.31662 | 251898.7 | 0.21407 | 207759.5 | 0.21116 | 195813.9 | 0.31888
248054.7 | 0.20283 | 204287.9 | 0.28426 | 187427.9 | 0.25471 | 247335.1 | 0.23079 | 210692.9 | 0.261 | 200713.7 | 0.2225 | 249968.9 | 0.21382 | 209969.6 | 0.28339 | 188251.8 | 0.31633 | 252390.3 | 0.21103 | 208162.5 | 0.21274 | 196223.5 | 0.31988
248542.1 | 0.19998 | 204685.2 | 0.28175 | 187825.1 | 0.25443 | 247831.5 | 0.22748 | 211110.6 | 0.25902 | 201143.6 | 0.2222 | 250459.6 | 0.21086 | 210377 | 0.28397 | 188652.2 | 0.31607 | 252881.9 | 0.20805 | 208565.5 | 0.21437 | 196633.2 | 0.32082
249029.5 | 0.1972 | 205082.6 | 0.27922 | 188222.4 | 0.25412 | 248327.8 | 0.2242 | 211528.4 | 0.25712 | 201573.4 | 0.22186 | 250950.3 | 0.20794 | 210784.3 | 0.28455 | 189052.5 | 0.31584 | 253373.5 | 0.20513 | 208968.5 | 0.21605 | 197042.8 | 0.3217
249517 | 0.1945 | 205479.9 | 0.27668 | 188619.7 | 0.25378 | 248824.2 | 0.22097 | 211946.2 | 0.25531 | 202003.3 | 0.22147 | 251441 | 0.20508 | 211191.6 | 0.28514 | 189452.8 | 0.31563 | 253865.1 | 0.20229 | 209371.5 | 0.21778 | 197452.4 | 0.3225
250004.4 | 0.19187 | 205877.2 | 0.27413 | 189016.9 | 0.2534 | 249320.5 | 0.21779 | 212364 | 0.25356 | 202433.1 | 0.22104 | 251931.7 | 0.20228 | 211599 | 0.28573 | 189853.1 | 0.31545 | 254356.8 | 0.19952 | 209774.5 | 0.21956 | 197862 | 0.32323
250491.8 | 0.18932 | 206274.5 | 0.27159 | 189414.2 | 0.25298 | 249816.8 | 0.21464 | 212781.8 | 0.2519 | 202863 | 0.22057 | 252422.3 | 0.19952 | 212006.3 | 0.28633 | 190253.4 | 0.31529 | 254848.4 | 0.19681 | 210177.5 | 0.22137 | 198271.7 | 0.32391
250979.2 | 0.18688 | 206671.9 | 0.26906 | 189811.4 | 0.25253 | 250313.2 | 0.21155 | 213199.6 | 0.25031 | 203292.9 | 0.22005 | 252913 | 0.19681 | 212413.7 | 0.28694 | 190653.7 | 0.31516 | 255340 | 0.19417 | 210580.5 | 0.22321 | 198681.3 | 0.32453
251466.7 | 0.18452 | 207069.2 | 0.26656 | 190208.7 | 0.25203 | 250809.5 | 0.2085 | 213617.4 | 0.24879 | 203722.7 | 0.21949 | 253403.7 | 0.19417 | 212821 | 0.28756 | 191054.1 | 0.31504 | 255831.6 | 0.19162 | 210983.6 | 0.22508 | 199090.9 | 0.32507
251954.1 | 0.18223 | 207466.5 | 0.26409 | 190605.9 | 0.2515 | 251305.9 | 0.20551 | 214035.2 | 0.24735 | 204152.6 | 0.21889 | 253894.4 | 0.19161 | 213228.3 | 0.28818 | 191454.4 | 0.31493 | 256323.2 | 0.18916 | 211386.6 | 0.22696 | 199500.6 | 0.32554
252441.5 | 0.18003 | 207863.9 | 0.26166 | 191003.2 | 0.25094 | 251802.2 | 0.20257 | 214452.9 | 0.24597 | 204582.4 | 0.21822 | 254385.1 | 0.1891 | 213635.7 | 0.28882 | 191854.7 | 0.31483 | 256814.8 | 0.18677 | 211789.6 | 0.22887 | 199910.2 | 0.32596
252928.9 | 0.17793 | 208261.2 | 0.25927 | 191400.4 | 0.25034 | 252298.6 | 0.19968 | 214870.7 | 0.24465 | 205012.3 | 0.21751 | 254875.8 | 0.18667 | 214043 | 0.28947 | 192255 | 0.31474 | 257306.4 | 0.18446 | 212192.6 | 0.23079 | 200319.8 | 0.32633
253416.4 | 0.17592 | 208658.5 | 0.25696 | 191797.7 | 0.24973 | 252794.9 | 0.19684 | 215288.5 | 0.24339 | 205442.1 | 0.21675 | 255366.5 | 0.1843 | 214450.3 | 0.29013 | 192655.3 | 0.31463 | 257798 | 0.18223 | 212595.6 | 0.23271 | 200729.5 | 0.32662
253903.8 | 0.174 | 209055.9 | 0.2547 | 192195 | 0.24908 | 253291.3 | 0.19407 | 215706.3 | 0.24218 | 205872 | 0.21594 | 255857.2 | 0.18201 | 214857.7 | 0.2908 | 193055.6 | 0.31452 | 258289.7 | 0.18011 | 212998.6 | 0.23464 | 201139.1 | 0.32685
254391.2 | 0.17215 | 209453.2 | 0.25252 | 192592.2 | 0.24842 | 253787.6 | 0.19137 | 216124.1 | 0.24101 | 206301.9 | 0.21509 | 256347.9 | 0.17981 | 215265 | 0.29148 | 193456 | 0.31438 | 258781.3 | 0.17808 | 213401.6 | 0.23658 | 201548.7 | 0.32703
254878.6 | 0.17039 | 209850.5 | 0.25041 | 192989.5 | 0.24774 | 254284 | 0.18872 | 216541.9 | 0.23989 | 206731.7 | 0.21419 | 256838.5 | 0.17768 | 215672.3 | 0.29217 | 193856.3 | 0.31421 | 259272.9 | 0.17613 | 213804.6 | 0.23851 | 201958.3 | 0.32716
255366.1 | 0.16873 | 210247.9 | 0.24838 | 193386.7 | 0.24706 | 254780.3 | 0.18613 | 216959.7 | 0.23881 | 207161.6 | 0.21324 | 257329.2 | 0.17563 | 216079.7 | 0.29286 | 194256.6 | 0.314 | 259764.5 | 0.17426 | 214207.7 | 0.24043 | 202368 | 0.32723
255853.5 | 0.16715 | 210645.2 | 0.24645 | 193784 | 0.24637 | 255276.7 | 0.1836 | 217377.4 | 0.23777 | 207591.4 | 0.21225 | 257819.9 | 0.17365 | 216487 | 0.29356 | 194656.9 | 0.31373 | 260256.1 | 0.17249 | 214610.7 | 0.24235 | 202777.6 | 0.32725
256340.9 | 0.16565 | 211042.5 | 0.24462 | 194181.2 | 0.24568 | 255773 | 0.18116 | 217795.2 | 0.23677 | 208021.3 | 0.21123 | 258310.6 | 0.17177 | 216894.4 | 0.29426 | 195057.2 | 0.3134 | 260747.7 | 0.17082 | 215013.7 | 0.24426 | 203187.2 | 0.32721
256828.3 | 0.16423 | 211439.8 | 0.24288 | 194578.5 | 0.245 | 256269.4 | 0.17878 | 218213 | 0.23578 | 208451.1 | 0.21017 | 258801.3 | 0.16997 | 217301.7 | 0.29497 | 195457.5 | 0.313 | 261239.3 | 0.16924 | 215416.7 | 0.24616 | 203596.9 | 0.32714
257315.8 | 0.16289 | 211837.2 | 0.24124 | 194975.8 | 0.24433 | 256765.7 | 0.17647 | 218630.8 | 0.23483 | 208881 | 0.2091 | 259292 | 0.16824 | 217709 | 0.29567 | 195857.9 | 0.31252 | 261730.9 | 0.16773 | 215819.7 | 0.24806 | 204006.5 | 0.32702
257803.2 | 0.16163 | 212234.5 | 0.23969 | 195373 | 0.24368 | 257262.1 | 0.17423 | 219048.6 | 0.23389 | 209310.9 | 0.208 | 259782.7 | 0.16659 | 218116.4 | 0.29636 | 196258.2 | 0.31196 | 262222.6 | 0.16631 | 216222.7 | 0.24994 | 204416.1 | 0.32684
258290.6 | 0.16045 | 212631.8 | 0.23825 | 195770.3 | 0.24303 | 257758.4 | 0.17205 | 219466.4 | 0.23297 | 209740.7 | 0.20689 | 260273.4 | 0.16502 | 218523.7 | 0.29705 | 196658.5 | 0.31129 | 262714.2 | 0.165 | 216625.7 | 0.25181 | 204825.8 | 0.32663
258778 | 0.15932 | 213029.2 | 0.23692 | 196167.5 | 0.24241 | 258254.8 | 0.16997 | 219884.2 | 0.23206 | 210170.6 | 0.20577 | 260764.1 | 0.16355 | 218931 | 0.29773 | 197058.8 | 0.31051 | 263205.8 | 0.16376 | 217028.7 | 0.25367 | 205235.4 | 0.32639
259265.5 | 0.15826 | 213426.5 | 0.23569 | 196564.8 | 0.2418 | 258751.1 | 0.16796 | 220302 | 0.23115 | 210600.4 | 0.20466 | 261254.7 | 0.16215 | 219338.4 | 0.29839 | 197459.1 | 0.30963 | 263697.4 | 0.16261 | 217431.7 | 0.25553 | 205645 | 0.32611
259752.9 | 0.15728 | 213823.8 | 0.23456 | 196962 | 0.24121 | 259247.5 | 0.16602 | 220719.7 | 0.23025 | 211030.3 | 0.20356 | 261745.4 | 0.16081 | 219745.7 | 0.29904 | 197859.4 | 0.30865 | 264189 | 0.16153 | 217834.8 | 0.25737 | 206054.6 | 0.32579
260240.3 | 0.15636 | 214221.2 | 0.23351 | 197359.3 | 0.24064 | 259743.8 | 0.16415 | 221137.5 | 0.22934 | 211460.1 | 0.20249 | 262236.1 | 0.15955 | 220153 | 0.29967 | 198259.8 | 0.30755 | 264680.6 | 0.16053 | 218237.8 | 0.25921 | 206464.3 | 0.32544
260727.7 | 0.15548 | 214618.5 | 0.23255 | 197756.5 | 0.2401 | 260240.2 | 0.16236 | 221555.3 | 0.22842 | 211890 | 0.20143 | 262726.8 | 0.15837 | 220560.4 | 0.30027 | 198660.1 | 0.30635 | 265172.2 | 0.15961 | 218640.8 | 0.26104 | 206873.9 | 0.32506
261215.2 | 0.15466 | 215015.8 | 0.23169 | 198153.8 | 0.23957 | 260736.5 | 0.16067 | 221973.1 | 0.22749 | 212319.9 | 0.20042 | 263217.5 | 0.15726 | 220967.7 | 0.30083 | 199060.4 | 0.30503 | 265663.8 | 0.15877 | 219043.8 | 0.26287 | 207283.5 | 0.32467
261702.6 | 0.15389 | 215413.2 | 0.23091 | 198551.1 | 0.23905 | 261232.9 | 0.15904 | 222390.9 | 0.22653 | 212749.7 | 0.19945 | 263708.2 | 0.15621 | 221375.1 | 0.30137 | 199460.7 | 0.30359 | 266155.5 | 0.15798 | 219446.8 | 0.26469 | 207693.2 | 0.32423
262190 | 0.15318 | 215810.5 | 0.2302 | 198948.3 | 0.23856 | 261729.2 | 0.15749 | 222808.7 | 0.22554 | 213179.6 | 0.19853 | 264198.9 | 0.15523 | 221782.4 | 0.30187 | 199861 | 0.30206 | 266647.1 | 0.15726 | 219849.8 | 0.26652 | 208102.8 | 0.32378
262677.4 | 0.1525 | 216207.8 | 0.22956 | 199345.6 | 0.23807 | 262225.6 | 0.15601 | 223226.5 | 0.22452 | 213609.4 | 0.19766 | 264689.6 | 0.1543 | 222189.7 | 0.30233 | 200261.4 | 0.30043 | 267138.7 | 0.1566 | 220252.8 | 0.26834 | 208512.4 | 0.32332
263164.9 | 0.15185 | 216605.1 | 0.22897 | 199742.8 | 0.23761 | 262721.9 | 0.15462 | 223644.2 | 0.22346 | 214039.3 | 0.19685 | 265180.3 | 0.15344 | 222597.1 | 0.30274 | 200661.7 | 0.29872 | 267630.3 | 0.15601 | 220655.8 | 0.27017 | 208922.1 | 0.32283
263652.3 | 0.15124 | 217002.5 | 0.22844 | 200140.1 | 0.23714 | 263218.3 | 0.15331 | 224062 | 0.22236 | 214469.1 | 0.19609 | 265670.9 | 0.15263 | 223004.4 | 0.30311 | 201062 | 0.29693 | 268121.9 | 0.15546 | 221058.9 | 0.272 | 209331.7 | 0.32233
264139.7 | 0.15067 | 217399.8 | 0.22796 | 200537.3 | 0.23669 | 263714.6 | 0.15207 | 224479.8 | 0.22122 | 214899 | 0.19541 | 266161.6 | 0.15186 | 223411.7 | 0.30342 | 201462.3 | 0.29506 | 268613.5 | 0.15496 | 221461.9 | 0.27383 | 209741.3 | 0.32181
264627.1 | 0.15013 | 217797.1 | 0.22752 | 200934.6 | 0.23625 | 264211 | 0.15089 | 224897.6 | 0.22003 | 215328.9 | 0.19478 | 266652.3 | 0.15114 | 223819.1 | 0.30368 | 201862.6 | 0.29313 | 269105.1 | 0.15451 | 221864.9 | 0.27567 | 210150.9 | 0.32128
265114.6 | 0.1496 | 218194.5 | 0.2271 | 201331.9 | 0.23581 | 264707.3 | 0.14979 | 225315.4 | 0.21878 | 215758.7 | 0.19422 | 267143 | 0.15047 | 224226.4 | 0.30388 | 202262.9 | 0.29114 | 269596.7 | 0.1541 | 222267.9 | 0.27752 | 210560.6 | 0.32075
265602 | 0.1491 | 218591.8 | 0.22671 | 201729.1 | 0.23538 | 265203.6 | 0.14877 | 225733.2 | 0.21748 | 216188.6 | 0.19371 | 267633.7 | 0.14984 | 224633.7 | 0.30401 | 202663.3 | 0.28912 | 270088.4 | 0.15372 | 222670.9 | 0.27937 | 210970.2 | 0.3202
266089.4 | 0.14862 | 218989.1 | 0.22633 | 202126.4 | 0.23495 | 265700 | 0.14782 | 226151 | 0.21614 | 216618.4 | 0.19326 | 268124.4 | 0.14924 | 225041.1 | 0.30409 | 203063.6 | 0.28707 | 270580 | 0.15338 | 223073.9 | 0.28123 | 211379.8 | 0.31964
266576.8 | 0.14816 | 219386.5 | 0.22596 | 202523.6 | 0.23453 | 266196.3 | 0.14693 | 226568.8 | 0.21475 | 217048.3 | 0.19285 | 268615.1 | 0.14867 | 225448.4 | 0.3041 | 203463.9 | 0.285 | 271071.6 | 0.15306 | 223476.9 | 0.28309 | 211789.5 | 0.31908
267064.3 | 0.14771 | 219783.8 | 0.22559 | 202920.9 | 0.23411 | 266692.7 | 0.14609 | 226986.5 | 0.21332 | 217478.1 | 0.19249 | 269105.8 | 0.14812 | 225855.8 | 0.30404 | 203864.2 | 0.28292 | 271563.2 | 0.15276 | 223879.9 | 0.28496 | 212199.1 | 0.31851
267551.7 | 0.14727 | 220181.1 | 0.2252 | 203318.1 | 0.2337 | 267189 | 0.14532 | 227404.3 | 0.21186 | 217908 | 0.19217 | 269596.5 | 0.1476 | 226263.1 | 0.3039 | 204264.5 | 0.28084 | 272054.8 | 0.15249 | 224282.9 | 0.28682 | 212608.7 | 0.31794
268039.1 | 0.14683 | 220578.5 | 0.2248 | 203715.4 | 0.2333 | 267685.4 | 0.14462 | 227822.1 | 0.21036 | 218337.9 | 0.19187 | 270087.1 | 0.14711 | 226670.4 | 0.30369 | 204664.8 | 0.27877 | 272546.4 | 0.15224 | 224686 | 0.28869 | 213018.4 | 0.31736
268526.5 | 0.14641 | 220975.8 | 0.22438 | 204112.6 | 0.2329 | 268181.7 | 0.14396 | 228239.9 | 0.20884 | 218767.7 | 0.19159 | 270577.8 | 0.14663 | 227077.8 | 0.30341 | 205065.2 | 0.27672 | 273038 | 0.15199 | 225089 | 0.29056 | 213428 | 0.31678
269014 | 0.14599 | 221373.1 | 0.22393 | 204509.9 | 0.23251 | 268678.1 | 0.14335 | 228657.7 | 0.2073 | 219197.6 | 0.19132 | 271068.5 | 0.14616 | 227485.1 | 0.30307 | 205465.5 | 0.2747 | 273529.6 | 0.15175 | 225492 | 0.29242 | 213837.6 | 0.3162
269501.4 | 0.14558 | 221770.4 | 0.22344 | 204907.2 | 0.23212 | 269174.4 | 0.14279 | 229075.5 | 0.20577 | 219627.4 | 0.19106 | 271559.2 | 0.1457 | 227892.4 | 0.30264 | 205865.8 | 0.27272 | 274021.3 | 0.15151 | 225895 | 0.29428 | 214247.2 | 0.31561
269988.8 | 0.14516 | 222167.8 | 0.22291 | 205304.4 | 0.23175 | 269670.8 | 0.14227 | 229493.3 | 0.20424 | 220057.3 | 0.19079 | 272049.9 | 0.14525 | 228299.8 | 0.30213 | 206266.1 | 0.27078 | 274512.9 | 0.15128 | 226298 | 0.29612 | 214656.9 | 0.31502
270476.2 | 0.14475 | 222565.1 | 0.22234 | 205701.7 | 0.23138 | 270167.1 | 0.1418 | 229911 | 0.20272 | 220487.1 | 0.1905 | 272540.6 | 0.1448 | 228707.1 | 0.30156 | 206666.4 | 0.26889 | 275004.5 | 0.15104 | 226701 | 0.29795 | 215066.5 | 0.31442
270963.7 | 0.14434 | 222962.4 | 0.22171 | 206098.9 | 0.23103 | 270663.5 | 0.14135 | 230328.8 | 0.20123 | 220917 | 0.1902 | 273031.3 | 0.14436 | 229114.5 | 0.30091 | 207066.7 | 0.26707 | 275496.1 | 0.1508 | 227104 | 0.29976 | 215476.1 | 0.31382
271451.1 | 0.14392 | 223359.8 | 0.22104 | 206496.2 | 0.23068 | 271159.8 | 0.14094 | 230746.6 | 0.19978 | 221346.9 | 0.18988 | 273522 | 0.14391 | 229521.8 | 0.3002 | 207467.1 | 0.2653 | 275987.7 | 0.15054 | 227507 | 0.30155 | 215885.8 | 0.31321
271938.5 | 0.1435 | 223757.1 | 0.22032 | 206893.4 | 0.23034 | 271656.2 | 0.14055 | 231164.4 | 0.19837 | 221776.7 | 0.18953 | 274012.7 | 0.14346 | 229929.1 | 0.29939 | 207867.4 | 0.2636 | 276479.3 | 0.15028 | 227910.1 | 0.3033 | 216295.4 | 0.31259
272425.9 | 0.14308 | 224154.4 | 0.21952 | 207290.7 | 0.23002 | 272152.5 | 0.1402 | 231582.2 | 0.19702 | 222206.6 | 0.18915 | 274503.3 | 0.143 | 230336.5 | 0.29853 | 208267.7 | 0.26197 | 276970.9 | 0.14999 | 228313.1 | 0.30503 | 216705 | 0.31197
272913.4 | 0.14266 | 224551.8 | 0.21867 | 207688 | 0.2297 | 272648.9 | 0.13986 | 232000 | 0.19573 | 222636.4 | 0.18874 | 274994 | 0.14253 | 230743.8 | 0.2976 | 208668 | 0.26043 | 277462.5 | 0.1497 | 228716.1 | 0.30672 | 217114.7 | 0.31133
273400.8 | 0.14222 | 224949.1 | 0.21776 | 208085.2 | 0.22938 | 273145.2 | 0.13954 | 232417.8 | 0.1945 | 223066.3 | 0.18829 | 275484.7 | 0.14206 | 231151.1 | 0.29661 | 209068.3 | 0.25898 | 277954.2 | 0.14938 | 229119.1 | 0.30838 | 217524.3 | 0.31069
273888.2 | 0.14178 | 225346.4 | 0.2168 | 208482.5 | 0.22907 | 273641.6 | 0.13924 | 232835.6 | 0.19334 | 223496.1 | 0.18782 | 275975.4 | 0.14158 | 231558.5 | 0.29555 | 209468.6 | 0.25761 | 278445.8 | 0.14905 | 229522.1 | 0.30997 | 217933.9 | 0.31004
274375.6 | 0.14134 | 225743.8 | 0.21579 | 208879.7 | 0.22877 | 274137.9 | 0.13894 | 233253.3 | 0.19226 | 223926 | 0.18732 | 276466.1 | 0.14108 | 231965.8 | 0.29442 | 209869 | 0.25632 | 278937.4 | 0.14869 | 229925.1 | 0.31152 | 218343.5 | 0.30937
274863.1 | 0.14088 | 226141.1 | 0.21471 | 209277 | 0.22846 | 274634.3 | 0.13866 | 233671.1 | 0.19126 | 224355.9 | 0.18679 | 276956.8 | 0.14057 | 232373.1 | 0.29325 | 210269.3 | 0.25512 | 279429 | 0.1483 | 230328.1 | 0.31302 | 218753.2 | 0.30869
275350.5 | 0.14042 | 226538.4 | 0.21359 | 209674.2 | 0.22816 | 275130.6 | 0.13837 | 234088.9 | 0.19033 | 224785.7 | 0.18625 | 277447.5 | 0.14004 | 232780.5 | 0.29202 | 210669.6 | 0.25401 | 279920.6 | 0.14789 | 230731.1 | 0.31446 | 219162.8 | 0.30799
275837.9 | 0.13995 | 226935.7 | 0.21241 | 210071.5 | 0.22785 | 275627 | 0.13809 | 234506.7 | 0.18946 | 225215.6 | 0.1857 | 277938.2 | 0.1395 | 233187.8 | 0.29074 | 211069.9 | 0.253 | 280412.2 | 0.14746 | 231134.1 | 0.31584 | 219572.4 | 0.30728
276325.3 | 0.13946 | 227333.1 | 0.2112 | 210468.8 | 0.22754 | 276123.3 | 0.13781 | 234924.5 | 0.18866 | 225645.4 | 0.18515 | 278428.9 | 0.13895 | 233595.2 | 0.28941 | 211470.2 | 0.25209 | 280903.8 | 0.147 | 231537.2 | 0.31714 | 219982.1 | 0.30654
276812.8 | 0.13897 | 227730.4 | 0.20996 | 210866 | 0.22721 | 276619.7 | 0.13753 | 235342.3 | 0.18791 | 226075.3 | 0.1846 | 278919.5 | 0.13837 | 234002.5 | 0.28803 | 211870.5 | 0.25126 | 281395.4 | 0.1465 | 231940.2 | 0.31838 | 220391.7 | 0.30579
277300.2 | 0.13846 | 228127.7 | 0.20868 | 211263.3 | 0.22688 | 277116 | 0.13724 | 235760.1 | 0.18721 | 226505.1 | 0.18406 | 279410.2 | 0.13778 | 234409.8 | 0.28662 | 212270.9 | 0.25052 | 281887.1 | 0.14598 | 232343.2 | 0.31954 | 220801.3 | 0.30501
277787.6 | 0.13794 | 228525.1 | 0.20737 | 211660.5 | 0.22653 | 277612.4 | 0.13694 | 236177.8 | 0.18654 | 226935 | 0.18354 | 279900.9 | 0.13717 | 234817.2 | 0.28518 | 212671.2 | 0.24987 | 282378.7 | 0.14544 | 232746.2 | 0.32064 | 221211 | 0.30422
278275 | 0.1374 | 228922.4 | 0.20605 | 212057.8 | 0.22617 | 278108.7 | 0.13663 | 236595.6 | 0.1859 | 227364.9 | 0.18305 | 280391.6 | 0.13654 | 235224.5 | 0.28369 | 213071.5 | 0.24929 | 282870.3 | 0.14487 | 233149.2 | 0.32165 | 221620.6 | 0.30339
278762.5 | 0.13685 | 229319.7 | 0.20472 | 212455 | 0.22579 | 278605.1 | 0.13632 | 237013.4 | 0.18527 | 227794.7 | 0.1826 | 280882.3 | 0.1359 | 235631.8 | 0.28217 | 213471.8 | 0.2488 | 283361.9 | 0.14427 | 233552.2 | 0.32257 | 222030.2 | 0.30255
279249.9 | 0.13628 | 229717.1 | 0.20338 | 212852.3 | 0.22539 | 279101.4 | 0.13598 | 237431.2 | 0.18464 | 228224.6 | 0.18219 | 281373 | 0.13523 | 236039.2 | 0.28064 | 213872.1 | 0.24838 | 283853.5 | 0.14363 | 233955.2 | 0.32341 | 222439.8 | 0.30168
279737.3 | 0.13568 | 230114.4 | 0.20204 | 213249.5 | 0.22496 | 279597.7 | 0.13564 | 237849 | 0.18399 | 228654.4 | 0.18182 | 281863.7 | 0.13455 | 236446.5 | 0.27908 | 214272.4 | 0.24803 | 284345.1 | 0.14298 | 234358.2 | 0.32418 | 222849.5 | 0.30079
280224.7 | 0.13507 | 230511.7 | 0.20071 | 213646.8 | 0.22451 | 280094.1 | 0.13527 | 238266.8 | 0.18332 | 229084.3 | 0.1815 | 282354.4 | 0.13385 | 236853.8 | 0.27749 | 214672.8 | 0.24773 | 284836.7 | 0.1423 | 234761.3 | 0.32487 | 223259.1 | 0.29986
280712.2 | 0.13444 | 230909.1 | 0.1994 | 214044.1 | 0.22404 | 280590.4 | 0.13489 | 238684.6 | 0.18261 | 229514.1 | 0.18123 | 282845.1 | 0.13313 | 237261.2 | 0.2759 | 215073.1 | 0.24747 | 285328.3 | 0.14159 | 235164.3 | 0.32546 | 223668.7 | 0.29891
281199.6 | 0.13379 | 231306.4 | 0.1981 | 214441.3 | 0.22354 | 281086.8 | 0.13449 | 239102.4 | 0.18184 | 229944 | 0.181 | 283335.7 | 0.1324 | 237668.5 | 0.27429 | 215473.4 | 0.24725 | 285820 | 0.14085 | 235567.3 | 0.32596 | 224078.4 | 0.29794
281687 | 0.13311 | 231703.7 | 0.19683 | 214838.6 | 0.22301 | 281583.1 | 0.13407 | 239520.1 | 0.18101 | 230373.9 | 0.18082 | 283826.4 | 0.13164 | 238075.9 | 0.27267 | 215873.7 | 0.24706 | 286311.6 | 0.14009 | 235970.3 | 0.32638 | 224488 | 0.29695
282174.4 | 0.1324 | 232101 | 0.19559 | 215235.8 | 0.22244 | 282079.5 | 0.13362 | 239937.9 | 0.1801 | 230803.7 | 0.18069 | 284317.1 | 0.13086 | 238483.2 | 0.27104 | 216274 | 0.24688 | 286803.2 | 0.13931 | 236373.3 | 0.32672 | 224897.6 | 0.29592
282661.8 | 0.13167 | 232498.4 | 0.19438 | 215633.1 | 0.22184 | 282575.8 | 0.13315 | 240355.7 | 0.17913 | 231233.6 | 0.18059 | 284807.8 | 0.13007 | 238890.5 | 0.26942 | 216674.3 | 0.2467 | 287294.8 | 0.13851 | 236776.3 | 0.32697 | 225307.3 | 0.29487
283149.3 | 0.13092 | 232895.7 | 0.19321 | 216030.3 | 0.2212 | 283072.2 | 0.13267 | 240773.5 | 0.17808 | 231663.4 | 0.18052 | 285298.5 | 0.12926 | 239297.9 | 0.26778 | 217074.7 | 0.24651 | 287786.4 | 0.13768 | 237179.3 | 0.32713 | 225716.9 | 0.2938
283636.7 | 0.13014 | 233293 | 0.19208 | 216427.6 | 0.22053 | 283568.5 | 0.13215 | 241191.3 | 0.17695 | 232093.3 | 0.18047 | 285789.2 | 0.12843 | 239705.2 | 0.26616 | 217475 | 0.2463 | 288278 | 0.13683 | 237582.3 | 0.32721 | 226126.5 | 0.2927
284124.1 | 0.12932 | 233690.4 | 0.19099 | 216824.9 | 0.21981 | 284064.9 | 0.1316 | 241609.1 | 0.17575 | 232523.1 | 0.18043 | 286279.9 | 0.12757 | 240112.5 | 0.26453 | 217875.3 | 0.24605 | 288769.6 | 0.13596 | 237985.3 | 0.3272 | 226536.2 | 0.29158
284611.5 | 0.12847 | 234087.7 | 0.18993 | 217222.1 | 0.21906 | 284561.2 | 0.13103 | 242026.9 | 0.17445 | 232953 | 0.18039 | 286770.6 | 0.1267 | 240519.9 | 0.26291 | 218275.6 | 0.24574 | 289261.2 | 0.13507 | 238388.4 | 0.32711 | 226945.8 | 0.29044
285099 | 0.12759 | 234485 | 0.18892 | 217619.4 | 0.21826 | 285057.6 | 0.13043 | 242444.6 | 0.17309 | 233382.9 | 0.18034 | 287261.3 | 0.12582 | 240927.2 | 0.2613 | 218675.9 | 0.24536 | 289752.9 | 0.13415 | 238791.4 | 0.32695 | 227355.4 | 0.28929
285586.4 | 0.12669 | 234882.4 | 0.18794 | 218016.6 | 0.21741 | 285553.9 | 0.1298 | 242862.4 | 0.17168 | 233812.7 | 0.18026 | 287751.9 | 0.12491 | 241334.5 | 0.2597 | 219076.3 | 0.2449 | 290244.5 | 0.13322 | 239194.4 | 0.32669 | 227765 | 0.28811
286073.8 | 0.12575 | 235279.7 | 0.18701 | 218413.9 | 0.21652 | 286050.3 | 0.12914 | 243280.2 | 0.17022 | 234242.6 | 0.18015 | 288242.6 | 0.12398 | 241741.9 | 0.25811 | 219476.6 | 0.24436 | 290736.1 | 0.13226 | 239597.4 | 0.32635 | 228174.7 | 0.28692
286561.2 | 0.12478 | 235677 | 0.18612 | 218811.1 | 0.21558 | 286546.6 | 0.12844 | 243698 | 0.16873 | 234672.4 | 0.17999 | 288733.3 | 0.12303 | 242149.2 | 0.25654 | 219876.9 | 0.24371 | 291227.7 | 0.13129 | 240000.4 | 0.32594 | 228584.3 | 0.28572
287048.7 | 0.12378 | 236074.4 | 0.18525 | 219208.4 | 0.21459 | 287043 | 0.12772 | 244115.8 | 0.16721 | 235102.3 | 0.17977 | 289224 | 0.12206 | 242556.6 | 0.25498 | 220277.2 | 0.24296 | 291719.3 | 0.1303 | 240403.4 | 0.32546 | 228993.9 | 0.2845
287536.1 | 0.12275 | 236471.7 | 0.18441 | 219605.6 | 0.21355 | 287539.3 | 0.12696 | 244533.6 | 0.16569 | 235532.1 | 0.17948 | 289714.7 | 0.12108 | 242963.9 | 0.25343 | 220677.5 | 0.24208 | 292210.9 | 0.12928 | 240806.4 | 0.32491 | 229403.6 | 0.28327
288023.5 | 0.12168 | 236869 | 0.1836 | 220002.9 | 0.21245 | 288035.7 | 0.12617 | 244951.4 | 0.16418 | 235962 | 0.1791 | 290205.4 | 0.12007 | 243371.2 | 0.25191 | 221077.8 | 0.24105 | 292702.5 | 0.12825 | 241209.4 | 0.32427 | 229813.2 | 0.28204
288510.9 | 0.12058 | 237266.3 | 0.18281 | 220400.2 | 0.21129 | 288532 | 0.12534 | 245369.2 | 0.1627 | 236391.9 | 0.17863 | 290696.1 | 0.11904 | 243778.6 | 0.2504 | 221478.2 | 0.2399 | 293194.1 | 0.12719 | 241612.5 | 0.32356 | 230222.8 | 0.28079
288998.4 | 0.11946 | 237663.7 | 0.18204 | 220797.4 | 0.21008 | 289028.4 | 0.12448 | 245786.9 | 0.16126 | 236821.7 | 0.17807 | 291186.8 | 0.118 | 244185.9 | 0.24891 | 221878.5 | 0.2386 | 293685.8 | 0.12611 | 242015.5 | 0.3228 | 230632.5 | 0.27955
289485.8 | 0.11831 | 238061 | 0.18129 | 221194.7 | 0.2088 | 289524.7 | 0.12358 | 246204.7 | 0.15988 | 237251.6 | 0.17742 | 291677.5 | 0.11693 | 244593.2 | 0.24745 | 222278.8 | 0.23717 | 294177.4 | 0.12501 | 242418.5 | 0.32197 | 231042.1 | 0.27829
289973.2 | 0.11713 | 238458.3 | 0.18054 | 221591.9 | 0.20747 | 290021.1 | 0.12265 | 246622.5 | 0.15857 | 237681.4 | 0.17666 | 292168.1 | 0.11585 | 245000.6 | 0.24601 | 222679.1 | 0.23561 | 294669 | 0.1239 | 242821.5 | 0.32108 | 231451.7 | 0.27704
290460.6 | 0.11592 | 238855.7 | 0.17979 | 221989.2 | 0.20607 | 290517.4 | 0.12168 | 247040.3 | 0.15733 | 238111.3 | 0.1758 | 292658.8 | 0.11475 | 245407.9 | 0.2446 | 223079.4 | 0.2339 | 295160.6 | 0.12275 | 243224.5 | 0.32013 | 231861.3 | 0.27578
290948.1 | 0.11468 | 239253 | 0.17905 | 222386.4 | 0.2046 | 291013.8 | 0.12067 | 247458.1 | 0.15619 | 238541.1 | 0.17481 | 293149.5 | 0.11363 | 245815.3 | 0.24321 | 223479.7 | 0.23203 | 295652.2 | 0.12159 | 243627.5 | 0.31912 | 232271 | 0.27453
291435.5 | 0.11343 | 239650.3 | 0.1783 | 222783.7 | 0.20307 | 291510.1 | 0.11963 | 247875.9 | 0.15515 | 238971 | 0.17372 | 293640.2 | 0.11249 | 246222.6 | 0.24185 | 223880.1 | 0.23004 | 296143.8 | 0.1204 | 244030.5 | 0.31807 | 232680.6 | 0.27327
291922.9 | 0.11215 | 240047.7 | 0.17754 | 223181 | 0.20148 | 292006.5 | 0.11856 | 248293.7 | 0.15421 | 239400.9 | 0.17253 | 294130.9 | 0.11133 | 246629.9 | 0.24052 | 224280.4 | 0.22794 | 296635.4 | 0.1192 | 244433.5 | 0.31698 | 233090.2 | 0.27202
292410.3 | 0.11085 | 240445 | 0.17677 | 223578.2 | 0.19982 | 292502.8 | 0.11745 | 248711.5 | 0.15336 | 239830.7 | 0.17124 | 294621.6 | 0.11016 | 247037.3 | 0.23922 | 224680.7 | 0.22574 | 297127 | 0.11797 | 244836.5 | 0.31584 | 233499.9 | 0.27077
292897.8 | 0.10953 | 240842.3 | 0.17599 | 223975.5 | 0.19811 | 292999.2 | 0.11631 | 249129.2 | 0.15261 | 240260.6 | 0.16985 | 295112.3 | 0.10897 | 247444.6 | 0.23794 | 225081 | 0.22344 | 297618.7 | 0.11672 | 245239.6 | 0.31467 | 233909.5 | 0.26953
293385.2 | 0.10819 | 241239.7 | 0.17519 | 224372.7 | 0.19633 | 293495.5 | 0.11513 | 249547 | 0.15195 | 240690.4 | 0.16838 | 295603 | 0.10776 | 247851.9 | 0.23671 | 225481.3 | 0.22105 | 298110.3 | 0.11544 | 245642.6 | 0.31346 | 234319.1 | 0.26829
293872.6 | 0.10684 | 241637 | 0.17438 | 224770 | 0.19448 | 293991.9 | 0.11392 | 249964.8 | 0.15137 | 241120.3 | 0.1668 | 296093.6 | 0.10654 | 248259.3 | 0.23551 | 225881.6 | 0.21859 | 298601.9 | 0.11415 | 246045.6 | 0.31224 | 234728.8 | 0.26705
294360 | 0.10548 | 242034.3 | 0.17354 | 225167.2 | 0.19258 | 294488.2 | 0.11268 | 250382.6 | 0.15088 | 241550.1 | 0.16515 | 296584.3 | 0.1053 | 248666.6 | 0.23435 | 226282 | 0.2161 | 299093.5 | 0.11284 | 246448.6 | 0.311 | 235138.4 | 0.26581
294847.5 | 0.1041 | 242431.6 | 0.17269 | 225564.5 | 0.19062 | 294984.5 | 0.11142 | 250800.4 | 0.15045 | 241980 | 0.16343 | 297075 | 0.10405 | 249073.9 | 0.23322 | 226682.3 | 0.21357 | 299585.1 | 0.11151 | 246851.6 | 0.30975 | 235548 | 0.26458
295334.9 | 0.10271 | 242829 | 0.17182 | 225961.7 | 0.18863 | 295480.9 | 0.11012 | 251218.2 | 0.15006 | 242409.9 | 0.16165 | 297565.7 | 0.10278 | 249481.3 | 0.23214 | 227082.6 | 0.21104 | 300076.7 | 0.11015 | 247254.6 | 0.30849 | 235957.6 | 0.26335
295822.3 | 0.10132 | 243226.3 | 0.17094 | 226359 | 0.18659 | 295977.2 | 0.10879 | 251636 | 0.14971 | 242839.7 | 0.15981 | 298056.4 | 0.1015 | 249888.6 | 0.2311 | 227482.9 | 0.20852 | 300568.3 | 0.10878 | 247657.6 | 0.30723 | 236367.3 | 0.26212
296309.7 | 0.099912 | 243623.6 | 0.17005 | 226756.3 | 0.18451 | 296473.6 | 0.10744 | 252053.7 | 0.14938 | 243269.6 | 0.15792 | 298547.1 | 0.10021 | 250296 | 0.2301 | 227883.2 | 0.20604 | 301059.9 | 0.10739 | 248060.6 | 0.30599 | 236776.9 | 0.2609
296797.2 | 0.098504 | 244021 | 0.16914 | 227153.5 | 0.1824 | 296969.9 | 0.10607 | 252471.5 | 0.14905 | 243699.4 | 0.15598 | 299037.8 | 0.098908 | 250703.3 | 0.22915 | 228283.5 | 0.20362 | 301551.6 | 0.10599 | 248463.6 | 0.30475 | 237186.5 | 0.25967
297284.6 | 0.097091 | 244418.3 | 0.16823 | 227550.8 | 0.18028 | 297466.3 | 0.10468 | 252889.3 | 0.14871 | 244129.3 | 0.15402 | 299528.5 | 0.097593 | 251110.6 | 0.22824 | 228683.9 | 0.20127 | 302043.2 | 0.10457 | 248866.7 | 0.30355 | 237596.2 | 0.25844
297772 | 0.095676 | 244815.6 | 0.16731 | 227948 | 0.17814 | 297962.6 | 0.10326 | 253307.1 | 0.14835 | 244559.1 | 0.15203 | 300019.2 | 0.096266 | 251518 | 0.22739 | 229084.2 | 0.19902 | 302534.8 | 0.10314 | 249269.7 | 0.30237 | 238005.8 | 0.25721
298259.4 | 0.09426 | 245213 | 0.16639 | 228345.3 | 0.176 | 298459 | 0.10183 | 253724.9 | 0.14794 | 244989 | 0.15003 | 300509.8 | 0.09493 | 251925.3 | 0.22659 | 229484.5 | 0.19688 | 303026.4 | 0.10169 | 249672.7 | 0.30123 | 238415.4 | 0.25597
298746.9 | 0.092844 | 245610.3 | 0.16548 | 228742.5 | 0.17388 | 298955.3 | 0.10038 | 254142.7 | 0.14749 | 245418.9 | 0.14802 | 301000.5 | 0.093586 | 252332.6 | 0.22583 | 229884.8 | 0.19486 | 303518 | 0.10024 | 250075.7 | 0.30013 | 238825.1 | 0.25472
299234.3 | 0.091428 | 246007.6 | 0.16457 | 229139.8 | 0.17177 | 299451.7 | 0.09892 | 254560.5 | 0.14697 | 245848.7 | 0.14601 | 301491.2 | 0.092233 | 252740 | 0.22512 | 230285.1 | 0.19298 | 304009.6 | 0.098775 | 250478.7 | 0.29908 | 239234.7 | 0.25347
299721.7 | 0.090016 | 246405 | 0.16367 | 229537.1 | 0.1697 | 299948 | 0.097447 | 254978.3 | 0.14639 | 246278.6 | 0.14401 | 301981.9 | 0.090872 | 253147.3 | 0.22448 | 230685.4 | 0.19129 | 304501.2 | 0.097303 | 250881.7 | 0.2981 | 239644.3 | 0.25221
300209.1 | 0.088606 | 246802.3 | 0.16279 | 229934.3 | 0.16767 | 300444.4 | 0.095963 | 255396 | 0.14573 | 246708.4 | 0.14204 | 302472.6 | 0.089503 | 253554.6 | 0.22389 | 231085.8 | 0.18976 | 304992.8 | 0.095828 | 251284.7 | 0.29718 | 240053.9 | 0.25094
300696.6 | 0.087199 | 247199.6 | 0.16193 | 230331.6 | 0.16569 | 300940.7 | 0.094473 | 255813.8 | 0.145 | 247138.3 | 0.14009 | 302963.3 | 0.088128 | 253962 | 0.22336 | 231486.1 | 0.1884 | 305484.5 | 0.094349 | 251687.7 | 0.29633 | 240463.6 | 0.24965
301184 | 0.085796 | 247596.9 | 0.1611 | 230728.8 | 0.16378 | 301437.1 | 0.092977 | 256231.6 | 0.14417 | 247568.1 | 0.13819 | 303454 | 0.086747 | 254369.3 | 0.22288 | 231886.4 | 0.18722 | 305976.1 | 0.092868 | 252090.8 | 0.29555 | 240873.2 | 0.24835
301671.4 | 0.0844 | 247994.3 | 0.16028 | 231126.1 | 0.16193 | 301933.4 | 0.091476 | 256649.4 | 0.14325 | 247998 | 0.13633 | 303944.7 | 0.085362 | 254776.7 | 0.22245 | 232286.7 | 0.18622 | 306467.7 | 0.091386 | 252493.8 | 0.29485 | 241282.8 | 0.24703
302158.8 | 0.08301 | 248391.6 | 0.15949 | 231523.3 | 0.16018 | 302429.8 | 0.089973 | 257067.2 | 0.14226 | 248427.9 | 0.13452 | 304435.4 | 0.083972 | 255184 | 0.22209 | 232687 | 0.18538 | 306959.3 | 0.089906 | 252896.8 | 0.29424 | 241692.5 | 0.24569
302646.3 | 0.081625 | 248788.9 | 0.15874 | 231920.6 | 0.15853 | 302926.1 | 0.088469 | 257485 | 0.14119 | 248857.7 | 0.13278 | 304926 | 0.082578 | 255591.3 | 0.22179 | 233087.3 | 0.18477 | 307450.9 | 0.088429 | 253299.8 | 0.29374 | 242102.1 | 0.24433
303133.7 | 0.080246 | 249186.3 | 0.15801 | 232317.9 | 0.15698 | 303422.5 | 0.086966 | 257902.8 | 0.14004 | 249287.6 | 0.13113 | 305416.7 | 0.081183 | 255998.7 | 0.22154 | 233487.7 | 0.18432 | 307942.5 | 0.086957 | 253702.8 | 0.29333 | 242511.7 | 0.24295
303621.1 | 0.078874 | 249583.6 | 0.15731 | 232715.1 | 0.15553 | 303918.8 | 0.085465 | 258320.5 | 0.13882 | 249717.4 | 0.12955 | 305907.4 | 0.079785 | 256406 | 0.22134 | 233888 | 0.18402 | 308434.1 | 0.085489 | 254105.8 | 0.29301 | 242921.4 | 0.24154
304108.5 | 0.077511 | 249980.9 | 0.15664 | 233112.4 | 0.15419 | 304415.2 | 0.083966 | 258738.3 | 0.13752 | 250147.3 | 0.12806 | 306398.1 | 0.078387 | 256813.3 | 0.22121 | 234288.3 | 0.18386 | 308925.7 | 0.08403 | 254508.8 | 0.29279 | 243331 | 0.24011
304596 | 0.076155 | 250378.3 | 0.156 | 233509.6 | 0.15296 | 304911.5 | 0.082474 | 259156.1 | 0.13617 | 250577.1 | 0.12667 | 306888.8 | 0.076989 | 257220.7 | 0.22113 | 234688.6 | 0.18383 | 309417.4 | 0.082579 | 254911.8 | 0.29271 | 243740.6 | 0.23866
305083.4 | 0.074806 | 250775.6 | 0.15539 | 233906.9 | 0.15188 | 305407.9 | 0.080988 | 259573.9 | 0.13476 | 251007 | 0.12537 | 307379.5 | 0.075592 | 257628 | 0.22111 | 235088.9 | 0.18391 | 309909 | 0.081137 | 255314.8 | 0.29273 | 244150.2 | 0.23717
305570.8 | 0.073464 | 251172.9 | 0.15481 | 234304.1 | 0.15092 | 305904.2 | 0.079509 | 259991.7 | 0.1333 | 251436.9 | 0.1242 | 307870.2 | 0.074198 | 258035.4 | 0.22113 | 235489.2 | 0.18411 | 310400.6 | 0.079705 | 255717.9 | 0.29286 | 244559.9 | 0.23565
306058.2 | 0.072133 | 251570.3 | 0.15425 | 234701.4 | 0.15006 | 306400.6 | 0.078037 | 260409.5 | 0.13181 | 251866.7 | 0.12314 | 308360.9 | 0.072807 | 258442.7 | 0.22121 | 235889.6 | 0.18436 | 310892.2 | 0.078283 | 256120.9 | 0.2931 | 244969.5 | 0.2341
306545.7 | 0.07081 | 251967.6 | 0.1537 | 235098.6 | 0.14932 | 306896.9 | 0.076573 | 260827.3 | 0.13028 | 252296.6 | 0.12219 | 308851.6 | 0.071421 | 258850 | 0.22135 | 236289.9 | 0.18465 | 311383.8 | 0.076875 | 256523.9 | 0.29345 | 245379.1 | 0.23253
307033.1 | 0.069496 | 252364.9 | 0.15318 | 235495.9 | 0.14869 | 307393.3 | 0.075122 | 261245.1 | 0.12873 | 252726.4 | 0.12135 | 309342.2 | 0.070041 | 259257.4 | 0.22154 | 236690.2 | 0.18495 | 311875.4 | 0.075479 | 256926.9 | 0.29396 | 245788.8 | 0.23091
307520.5 | 0.068191 | 252762.2 | 0.15267 | 235893.2 | 0.14817 | 307889.6 | 0.073681 | 261662.8 | 0.12715 | 253156.3 | 0.12062 | 309832.9 | 0.068669 | 259664.7 | 0.22176 | 237090.5 | 0.18524 | 312367 | 0.074095 | 257329.9 | 0.29457 | 246198.4 | 0.22926
308007.9 | 0.066896 | 253159.6 | 0.15217 | 236290.4 | 0.14777 | 308386 | 0.07225 | 262080.6 | 0.12557 | 253586.1 | 0.12001 | 310323.6 | 0.067304 | 260072 | 0.22203 | 237490.8 | 0.18549 | 312858.6 | 0.072723 | 257732.9 | 0.29529 | 246608 | 0.22758
308495.4 | 0.065612 | 253556.9 | 0.15168 | 236687.7 | 0.14745 | 308882.3 | 0.07083 | 262498.4 | 0.12398 | 254016 | 0.11951 | 310814.3 | 0.065948 | 260479.4 | 0.22235 | 237891.2 | 0.18566 | 313350.3 | 0.071365 | 258135.9 | 0.29612 | 247017.7 | 0.22586
308982.8 | 0.064338 | 253954.2 | 0.1512 | 237084.9 | 0.1472 | 309378.6 | 0.069424 | 262916.2 | 0.12239 | 254445.9 | 0.11913 | 311305 | 0.064605 | 260886.7 | 0.22271 | 238291.5 | 0.18573 | 313841.9 | 0.070023 | 258538.9 | 0.29707 | 247427.3 | 0.2241
309470.2 | 0.063075 | 254351.6 | 0.15072 | 237482.2 | 0.14702 | 309875 | 0.068033 | 263334 | 0.12082 | 254875.7 | 0.11883 | 311795.7 | 0.063275 | 261294 | 0.2231 | 238691.8 | 0.18566 | 314333.5 | 0.068693 | 258942 | 0.29815 | 247836.9 | 0.22231
309957.6 | 0.061822 | 254748.9 | 0.15024 | 237879.4 | 0.14691 | 310371.3 | 0.066654 | 263751.8 | 0.11925 | 255305.6 | 0.11862 | 312286.4 | 0.061957 | 261701.4 | 0.22353 | 239092.1 | 0.18544 | 314825.1 | 0.067376 | 259345 | 0.29933 | 248246.5 | 0.22048
310445.1 | 0.060584 | 255146.2 | 0.14976 | 238276.7 | 0.14683 | 310867.7 | 0.065289 | 264169.6 | 0.11771 | 255735.4 | 0.11849 | 312777.1 | 0.060654 | 262108.7 | 0.22399 | 239492.4 | 0.18504 | 315316.7 | 0.066071 | 259748 | 0.30061 | 248656.2 | 0.21862
310932.5 | 0.059358 | 255543.6 | 0.14928 | 238674 | 0.14679 | 311364 | 0.063937 | 264587.3 | 0.11621 | 256165.3 | 0.11842 | 313267.8 | 0.059365 | 262516.1 | 0.22448 | 239892.7 | 0.18446 | 315808.3 | 0.064784 | 260151 | 0.30198 | 249065.8 | 0.21672
311419.9 | 0.058144 | 255940.9 | 0.1488 | 239071.2 | 0.14676 | 311860.4 | 0.062604 | 265005.1 | 0.11474 | 256595.1 | 0.11842 | 313758.4 | 0.058097 | 262923.4 | 0.225 | 240293.1 | 0.1836 | 316299.9 | 0.063509 | 260554 | 0.30345 | 249475.4 | 0.21477
311907.3 | 0.056943 | 256338.2 | 0.14832 | 239468.5 | 0.14672 | 312356.7 | 0.061287 | 265422.9 | 0.11331 | 257025 | 0.11845 | 314249.1 | 0.056847 | 263330.7 | 0.22554 | 240693.4 | 0.1825 | 316791.5 | 0.062248 | 260957 | 0.30502 | 249885.1 | 0.2128
312394.8 | 0.055756 | 256735.5 | 0.14783 | 239865.7 | 0.14667 | 312853.1 | 0.059985 | 265840.7 | 0.11193 | 257454.9 | 0.11851 | 314739.8 | 0.055615 | 263738.1 | 0.22609 | 241093.7 | 0.18116 | 317283.2 | 0.060998 | 261360 | 0.30667 | 250294.7 | 0.21079
312882.2 | 0.054587 | 257132.9 | 0.14735 | 240263 | 0.14659 | 313349.4 | 0.058699 | 266258.5 | 0.1106 | 257884.7 | 0.11858 | 315230.5 | 0.054402 | 264145.4 | 0.22667 | 241494 | 0.17955 | 317774.8 | 0.059763 | 261763 | 0.30838 | 250704.3 | 0.20873
313369.6 | 0.053432 | 257530.2 | 0.14687 | 240660.2 | 0.14646 | 313845.8 | 0.05743 | 266676.3 | 0.10934 | 258314.6 | 0.11865 | 315721.2 | 0.053209 | 264552.7 | 0.22725 | 241894.3 | 0.17768 | 318266.4 | 0.058544 | 262166 | 0.31015 | 251114 | 0.20664
313857 | 0.052292 | 257927.5 | 0.14639 | 241057.5 | 0.14625 | 314342.1 | 0.056183 | 267094.1 | 0.10814 | 258744.4 | 0.11869 | 316211.9 | 0.052043 | 264960.1 | 0.22784 | 242294.6 | 0.17554 | 318758 | 0.057337 | 262569.1 | 0.31198 | 251523.6 | 0.20451
314344.5 | 0.051167 | 258324.9 | 0.14592 | 241454.7 | 0.14597 | 314838.5 | 0.054954 | 267511.9 | 0.10703 | 259174.3 | 0.1187 | 316702.6 | 0.050898 | 265367.4 | 0.22843 | 242695 | 0.17309 | 319249.6 | 0.056143 | 262972.1 | 0.31385 | 251933.2 | 0.20235
314831.9 | 0.050061 | 258722.2 | 0.14546 | 241852 | 0.14559 | 315334.8 | 0.053742 | 267929.6 | 0.10599 | 259604.1 | 0.11865 | 317193.3 | 0.049774 | 265774.7 | 0.22902 | 243095.3 | 0.17037 | 319741.2 | 0.054962 | 263375.1 | 0.31575 | 252342.8 | 0.20016
315319.3 | 0.048973 | 259119.5 | 0.14501 | 242249.3 | 0.14511 | 315831.2 | 0.052549 | 268347.4 | 0.10504 | 260034 | 0.11853 | 317684 | 0.048672 | 266182.1 | 0.2296 | 243495.6 | 0.16741 | 320232.8 | 0.053797 | 263778.1 | 0.31767 | 252752.5 | 0.19792
315806.7 | 0.047902 | 259516.9 | 0.14457 | 242646.5 | 0.14453 | 316327.5 | 0.051377 | 268765.2 | 0.10417 | 260463.9 | 0.11833 | 318174.6 | 0.047595 | 266589.4 | 0.23017 | 243895.9 | 0.16421 | 320724.4 | 0.052647 | 264181.1 | 0.31959 | 253162.1 | 0.19565
316294.2 | 0.046847 | 259914.2 | 0.14416 | 243043.8 | 0.14378 | 316823.9 | 0.05023 | 269183 | 0.10339 | 260893.7 | 0.11805 | 318665.3 | 0.046545 | 266996.8 | 0.23073 | 244296.2 | 0.16079 | 321216.1 | 0.05151 | 264584.1 | 0.32151 | 253571.7 | 0.19335
316781.6 | 0.04581 | 260311.5 | 0.14377 | 243441 | 0.1429 | 317320.2 | 0.049102 | 269600.8 | 0.1027 | 261323.6 | 0.11766 | 319156 | 0.045516 | 267404.1 | 0.23126 | 244696.5 | 0.15717 | 321707.7 | 0.050387 | 264987.1 | 0.32341 | 253981.4 | 0.19102
317269 | 0.044795 | 260708.9 | 0.14341 | 243838.3 | 0.14188 | 317816.6 | 0.047994 | 270018.6 | 0.10212 | 261753.4 | 0.11714 | 319646.7 | 0.04451 | 267811.4 | 0.23176 | 245096.9 | 0.15334 | 322199.3 | 0.049278 | 265390.1 | 0.32528 | 254391 | 0.18865
317756.4 | 0.043797 | 261106.2 | 0.14307 | 244235.5 | 0.1407 | 318312.9 | 0.046907 | 270436.4 | 0.10163 | 262183.3 | 0.1165 | 320137.4 | 0.043525 | 268218.8 | 0.23222 | 245497.2 | 0.14935 | 322690.9 | 0.048188 | 265793.2 | 0.3271 | 254800.6 | 0.18625
318243.8 | 0.042816 | 261503.5 | 0.14275 | 244632.8 | 0.13938 | 318809.3 | 0.045846 | 270854.1 | 0.10123 | 262613.1 | 0.11572 | 320628.1 | 0.042567 | 268626.1 | 0.23265 | 245897.5 | 0.14524 | 323182.5 | 0.047114 | 266196.2 | 0.32888 | 255210.3 | 0.18382
318731.3 | 0.041852 | 261900.8 | 0.14247 | 245030.1 | 0.1379 | 319305.6 | 0.044808 | 271271.9 | 0.10092 | 263043 | 0.11481 | 321118.8 | 0.041632 | 269033.4 | 0.23304 | 246297.8 | 0.14103 | 323674.1 | 0.046054 | 266599.2 | 0.33057 | 255619.9 | 0.18137
319218.7 | 0.04091 | 262298.2 | 0.14223 | 245427.3 | 0.13623 | 319802 | 0.043792 | 271689.7 | 0.10069 | 263472.9 | 0.11376 | 321609.5 | 0.040717 | 269440.8 | 0.23337 | 246698.1 | 0.13674 | 324165.7 | 0.04501 | 267002.2 | 0.33218 | 256029.5 | 0.17888
319706.1 | 0.039987 | 262695.5 | 0.14201 | 245824.6 | 0.1344 | 320298.3 | 0.042797 | 272107.5 | 0.10053 | 263902.7 | 0.11257 | 322100.2 | 0.039822 | 269848.1 | 0.23363 | 247098.4 | 0.1324 | 324657.3 | 0.043983 | 267405.2 | 0.33369 | 256439.2 | 0.17637
320193.5 | 0.03908 | 263092.8 | 0.14182 | 246221.8 | 0.13243 | 320794.7 | 0.041823 | 272525.3 | 0.10045 | 264332.6 | 0.11124 | 322590.8 | 0.038947 | 270255.4 | 0.23384 | 247498.8 | 0.12804 | 325149 | 0.042977 | 267808.2 | 0.33511 | 256848.8 | 0.17383
320681 | 0.038189 | 263490.2 | 0.14165 | 246619.1 | 0.13031 | 321291 | 0.040878 | 272943.1 | 0.10043 | 264762.4 | 0.10974 | 323081.5 | 0.038095 | 270662.8 | 0.23398 | 247899.1 | 0.12369 | 325640.6 | 0.041987 | 268211.2 | 0.33642 | 257258.4 | 0.17128
321168.4 | 0.037316 | 263887.5 | 0.14151 | 247016.3 | 0.12804 | 321787.4 | 0.039955 | 273360.9 | 0.10046 | 265192.3 | 0.10812 | 323572.2 | 0.037261 | 271070.1 | 0.23404 | 248299.4 | 0.11937 | 326132.2 | 0.041013 | 268614.2 | 0.33757 | 257668 | 0.1687
321655.8 | 0.036464 | 264284.8 | 0.14139 | 247413.6 | 0.12564 | 322283.7 | 0.039052 | 273778.7 | 0.10052 | 265622.1 | 0.10637 | 324062.9 | 0.036443 | 271477.5 | 0.234 | 248699.7 | 0.1151 | 326623.8 | 0.040057 | 269017.2 | 0.33858 | 258077.7 | 0.16609
322143.2 | 0.035627 | 264682.2 | 0.14129 | 247810.8 | 0.12309 | 322780.1 | 0.03817 | 274196.4 | 0.1006 | 266052 | 0.10449 | 324553.6 | 0.035641 | 271884.8 | 0.23388 | 249100 | 0.11091 | 327115.4 | 0.039121 | 269420.3 | 0.33946 | 258487.3 | 0.16347
322630.7 | 0.034805 | 265079.5 | 0.14119 | 248208.1 | 0.12043 | 323276.4 | 0.037309 | 274614.2 | 0.10069 | 266481.9 | 0.1025 | 325044.3 | 0.034856 | 272292.1 | 0.23367 | 249500.3 | 0.1068 | 327607 | 0.038205 | 269823.3 | 0.34018 | 258896.9 | 0.16084
323118.1 | 0.033997 | 265476.8 | 0.1411 | 248605.4 | 0.11767 | 323772.8 | 0.036473 | 275032 | 0.10077 | 266911.7 | 0.10039 | 325535 | 0.034087 | 272699.5 | 0.23337 | 249900.7 | 0.10281 | 328098.6 | 0.037307 | 270226.3 | 0.34076 | 259306.6 | 0.15818
323605.5 | 0.033207 | 265874.2 | 0.14101 | 249002.6 | 0.11482 | 324269.1 | 0.035656 | 275449.8 | 0.10083 | 267341.6 | 0.098165 | 326025.7 | 0.033331 | 273106.8 | 0.23294 | 250301 | 0.098958 | 328590.2 | 0.036426 | 270629.3 | 0.34112 | 259716.2 | 0.15552
324092.9 | 0.032433 | 266271.5 | 0.14091 | 249399.9 | 0.11189 | 324765.4 | 0.034858 | 275867.6 | 0.10084 | 267771.4 | 0.095853 | 326516.4 | 0.032587 | 273514.1 | 0.23239 | 250701.3 | 0.095235 | 329081.9 | 0.035563 | 271032.3 | 0.34131 | 260125.8 | 0.15284
324580.4 | 0.031671 | 266668.8 | 0.14079 | 249797.1 | 0.10889 | 325261.8 | 0.034076 | 276285.4 | 0.10079 | 268201.3 | 0.093462 | 327007 | 0.031854 | 273921.5 | 0.23175 | 251101.6 | 0.091651 | 329573.5 | 0.034721 | 271435.3 | 0.34133 | 260535.5 | 0.15015
325067.8 | 0.030922 | 267066.1 | 0.14065 | 250194.4 | 0.10583 | 325758.1 | 0.033315 | 276703.2 | 0.10068 | 268631.1 | 0.091001 | 327497.7 | 0.031134 | 274328.8 | 0.23098 | 251501.9 | 0.088209 | 330065.1 | 0.033898 | 271838.3 | 0.34117 | 260945.1 | 0.14745
325555.2 | 0.030186 | 267463.5 | 0.14048 | 250591.6 | 0.10274 | 326254.5 | 0.032572 | 277120.9 | 0.10049 | 269061 | 0.088481 | 327988.4 | 0.030425 | 274736.2 | 0.23008 | 251902.2 | 0.084912 | 330556.7 | 0.033092 | 272241.3 | 0.34083 | 261354.7 | 0.14475
326042.6 | 0.029466 | 267860.8 | 0.14027 | 250988.9 | 0.09963 | 326750.8 | 0.031843 | 277538.7 | 0.10021 | 269490.9 | 0.085908 | 328479.1 | 0.029724 | 275143.5 | 0.22904 | 252302.6 | 0.081781 | 331048.3 | 0.032303 | 272644.4 | 0.34024 | 261764.3 | 0.14204
326530.1 | 0.028757 | 268258.1 | 0.14002 | 251386.2 | 0.096504 | 327247.2 | 0.031129 | 277956.5 | 0.099838 | 269920.7 | 0.083292 | 328969.8 | 0.029031 | 275550.8 | 0.22787 | 252702.9 | 0.078811 | 331539.9 | 0.03153 | 273047.4 | 0.33947 | 262174 | 0.13933
327017.5 | 0.028059 | 268655.5 | 0.13971 | 251783.4 | 0.093378 | 327743.5 | 0.030427 | 278374.3 | 0.099363 | 270350.6 | 0.080651 | 329460.5 | 0.028346 | 275958.2 | 0.22658 | 253103.2 | 0.075982 | 332031.5 | 0.030779 | 273450.4 | 0.3385 | 262583.6 | 0.13661
327504.9 | 0.027372 | 269052.8 | 0.13935 | 252180.7 | 0.090264 | 328239.9 | 0.029742 | 278792.1 | 0.098773 | 270780.4 | 0.077996 | 329951.2 | 0.02767 | 276365.5 | 0.22515 | 253503.5 | 0.073289 | 332523.1 | 0.030043 | 273853.4 | 0.33734 | 262993.2 | 0.1339
327992.3 | 0.026697 | 269450.1 | 0.13893 | 252577.9 | 0.087177 | 328736.2 | 0.029068 | 279209.9 | 0.098083 | 271210.3 | 0.075336 | 330441.9 | 0.027002 | 276772.8 | 0.22355 | 253903.8 | 0.070727 | 333014.8 | 0.029321 | 274256.4 | 0.33597 | 263402.9 | 0.13119
328479.8 | 0.026033 | 269847.5 | 0.13844 | 252975.2 | 0.084124 | 329232.6 | 0.028405 | 279627.7 | 0.097298 | 271640.1 | 0.072678 | 330932.6 | 0.026339 | 277180.2 | 0.22182 | 254304.1 | 0.068288 | 333506.4 | 0.028615 | 274659.4 | 0.33435 | 263812.5 | 0.12848
328967.2 | 0.02538 | 270244.8 | 0.1379 | 253372.4 | 0.081112 | 329728.9 | 0.027751 | 280045.5 | 0.096423 | 272070 | 0.070035 | 331423.2 | 0.025683 | 277587.5 | 0.21996 | 254704.5 | 0.065978 | 333998 | 0.027925 | 275062.4 | 0.33253 | 264222.1 | 0.12577
329454.6 | 0.024735 | 270642.1 | 0.13728 | 253769.7 | 0.078148 | 330225.3 | 0.027106 | 280463.2 | 0.095466 | 272499.9 | 0.06742 | 331913.9 | 0.025034 | 277994.8 | 0.21797 | 255104.8 | 0.063788 | 334489.6 | 0.027251 | 275465.4 | 0.33051 | 264631.8 | 0.12307
329942 | 0.0241 | 271039.5 | 0.13658 | 254167 | 0.075237 | 330721.6 | 0.026473 | 280881 | 0.094434 | 272929.7 | 0.064839 | 332404.6 | 0.024392 | 278402.2 | 0.2158 | 255505.1 | 0.061693 | 334981.2 | 0.02659 | 275868.4 | 0.32828 | 265041.4 | 0.12038
330429.5 | 0.023477 | 271436.8 | 0.13581 | 254564.2 | 0.072398 | 331218 | 0.025846 | 281298.8 | 0.093332 | 273359.6 | 0.062298 | 332895.3 | 0.023756 | 278809.5 | 0.2135 | 255905.4 | 0.059687 | 335472.8 | 0.025941 | 276271.5 | 0.32583 | 265451 | 0.1177
330916.9 | 0.022863 | 271834.1 | 0.13497 | 254961.5 | 0.069627 | 331714.3 | 0.025226 | 281716.6 | 0.092175 | 273789.4 | 0.059804 | 333386 | 0.023126 | 279216.9 | 0.21106 | 256305.7 | 0.057762 | 335964.4 | 0.025304 | 276674.5 | 0.32312 | 265860.6 | 0.11503
331404.3 | 0.022258 | 272231.4 | 0.13407 | 255358.7 | 0.066922 | 332210.7 | 0.024612 | 282134.4 | 0.090978 | 274219.3 | 0.057363 | 333876.7 | 0.022503 | 279624.2 | 0.2085 | 256706.1 | 0.055909 | 336456 | 0.024682 | 277077.5 | 0.32021 | 266270.3 | 0.11237
331891.7 | 0.021661 | 272628.8 | 0.13309 | 255756 | 0.064285 | 332707 | 0.024005 | 282552.2 | 0.089751 | 274649.1 | 0.054983 | 334367.4 | 0.021887 | 280031.5 | 0.2058 | 257106.4 | 0.054128 | 336947.7 | 0.024071 | 277480.5 | 0.31709 | 266679.9 | 0.10972
332379.2 | 0.021075 | 273026.1 | 0.13204 | 256153.2 | 0.061717 | 333203.4 | 0.023405 | 282970 | 0.088503 | 275079 | 0.05268 | 334858.1 | 0.021279 | 280438.9 | 0.20294 | 257506.7 | 0.052412 | 337439.3 | 0.02347 | 277883.5 | 0.31377 | 267089.5 | 0.10708
332866.6 | 0.020498 | 273423.4 | 0.13092 | 256550.5 | 0.059218 | 333699.7 | 0.022809 | 283387.7 | 0.087241 | 275508.9 | 0.050445 | 335348.8 | 0.020678 | 280846.2 | 0.19996 | 257907 | 0.050747 | 337930.9 | 0.022879 | 278286.5 | 0.3102 | 267499.2 | 0.10446
333354 | 0.01993 | 273820.8 | 0.12973 | 256947.7 | 0.056804 | 334196.1 | 0.022219 | 283805.5 | 0.085969 | 275938.7 | 0.048281 | 335839.4 | 0.020084 | 281253.5 | 0.19687 | 258307.3 | 0.049127 | 338422.5 | 0.022298 | 278689.5 | 0.30638 | 267908.8 | 0.10186
333841.4 | 0.019369 | 274218.1 | 0.12848 | 257345 | 0.054456 | 334692.4 | 0.021633 | 284223.3 | 0.084693 | 276368.6 | 0.046189 | 336330.1 | 0.019498 | 281660.9 | 0.19366 | 258707.6 | 0.047549 | 338914.1 | 0.021728 | 279092.5 | 0.30236 | 268318.4 | 0.099272
334328.9 | 0.018817 | 274615.4 | 0.12717 | 257742.3 | 0.052173 | 335188.8 | 0.021053 | 284641.1 | 0.083413 | 276798.4 | 0.04417 | 336820.8 | 0.018922 | 282068.2 | 0.19031 | 259108 | 0.046009 | 339405.7 | 0.021167 | 279495.6 | 0.29813 | 268728.1 | 0.096702
334816.3 | 0.018277 | 275012.8 | 0.12579 | 258139.5 | 0.04995 | 335685.1 | 0.020478 | 285058.9 | 0.082128 | 277228.3 | 0.042226 | 337311.5 | 0.018355 | 282475.5 | 0.18685 | 259508.3 | 0.044506 | 339897.3 | 0.020613 | 279898.6 | 0.29369 | 269137.7 | 0.094149
335303.7 | 0.017744 | 275410.1 | 0.12434 | 258536.8 | 0.047787 | 336181.5 | 0.019907 | 285476.7 | 0.080835 | 277658.1 | 0.040369 | 337802.2 | 0.017797 | 282882.9 | 0.1833 | 259908.6 | 0.04304 | 340388.9 | 0.020067 | 280301.6 | 0.289 | 269547.3 | 0.091613
335791.1 | 0.017219 | 275807.4 | 0.12282 | 258934 | 0.045685 | 336677.8 | 0.019342 | 285894.5 | 0.07953 | 278088 | 0.038583 | 338292.9 | 0.017248 | 283290.2 | 0.17965 | 260308.9 | 0.041605 | 340880.6 | 0.019528 | 280704.6 | 0.28409 | 269956.9 | 0.089103
336278.6 | 0.016703 | 276204.8 | 0.12124 | 259331.3 | 0.043646 | 337174.2 | 0.018781 | 286312.3 | 0.078207 | 278517.9 | 0.036864 | 338783.6 | 0.016708 | 283697.6 | 0.1759 | 260709.2 | 0.040198 | 341372.2 | 0.018998 | 281107.6 | 0.27898 | 270366.6 | 0.086612
336766 | 0.016195 | 276602.1 | 0.1196 | 259728.5 | 0.041656 | 337670.5 | 0.018227 | 286730 | 0.076859 | 278947.7 | 0.035211 | 339274.3 | 0.01618 | 284104.9 | 0.17206 | 261109.5 | 0.038819 | 341863.8 | 0.018474 | 281510.6 | 0.27368 | 270776.2 | 0.08414
337253.4 | 0.015698 | 276999.4 | 0.11789 | 260125.8 | 0.039715 | 338166.9 | 0.017679 | 287147.8 | 0.075469 | 279377.6 | 0.033618 | 339765 | 0.015663 | 284512.2 | 0.16814 | 261509.9 | 0.037468 | 342355.4 | 0.017956 | 281913.6 | 0.26818 | 271185.8 | 0.081687
337740.8 | 0.015208 | 277396.7 | 0.1161 | 260523.1 | 0.037819 | 338663.2 | 0.017136 | 287565.6 | 0.074034 | 279807.4 | 0.032085 | 340255.6 | 0.015155 | 284919.6 | 0.16415 | 261910.2 | 0.036144 | 342847 | 0.017444 | 282316.6 | 0.26246 | 271595.5 | 0.079262
338228.3 | 0.014726 | 277794.1 | 0.11424 | 260920.3 | 0.035968 | 339159.5 | 0.016598 | 287983.4 | 0.072548 | 280237.3 | 0.030618 | 340746.3 | 0.014656 | 285326.9 | 0.1601 | 262310.5 | 0.034851 | 343338.6 | 0.016938 | 282719.6 | 0.25655 | 272005.1 | 0.076861
338715.7 | 0.014251 | 278191.4 | 0.1123 | 261317.6 | 0.034164 | 339655.9 | 0.016067 | 288401.2 | 0.071004 | 280667.1 | 0.029199 | 341237 | 0.01417 | 285734.2 | 0.15598 | 262710.8 | 0.033584 | 343830.2 | 0.016438 | 283122.7 | 0.25047 | 272414.7 | 0.074482
339203.1 | 0.013787 | 278588.7 | 0.11028 | 261714.8 | 0.032407 | 340152.2 | 0.015545 | 288819 | 0.069395 | 281097 | 0.027825 | 341727.7 | 0.013695 | 286141.6 | 0.1518 | 263111.1 | 0.032341 | 344321.8 | 0.015943 | 283525.7 | 0.24423 | 272824.4 | 0.072125
339690.5 | 0.013331 | 278986.1 | 0.10819 | 262112.1 | 0.03069 | 340648.6 | 0.015029 | 289236.8 | 0.067718 | 281526.9 | 0.026493 | 342218.4 | 0.013231 | 286548.9 | 0.14759 | 263511.4 | 0.031122 | 344813.5 | 0.015452 | 283928.7 | 0.23785 | 273234 | 0.069797
340178 | 0.012883 | 279383.4 | 0.10601 | 262509.3 | 0.029015 | 341144.9 | 0.014519 | 289654.5 | 0.065963 | 281956.7 | 0.0252 | 342709.1 | 0.012776 | 286956.2 | 0.14335 | 263911.8 | 0.029926 | 345305.1 | 0.014967 | 284331.7 | 0.23128 | 273643.6 | 0.067498
340665.4 | 0.012441 | 279780.7 | 0.10373 | 262906.6 | 0.02738 | 341641.3 | 0.014017 | 290072.3 | 0.064124 | 282386.6 | 0.023942 | 343199.8 | 0.012332 | 287363.6 | 0.13906 | 264312.1 | 0.028753 | 345796.7 | 0.014487 | 284734.7 | 0.22459 | 274053.2 | 0.065223
341152.8 | 0.012009 | 280178.1 | 0.10137 | 263303.8 | 0.025786 | 342137.6 | 0.013524 | 290490.1 | 0.062211 | 282816.4 | 0.022723 | 343690.5 | 0.011899 | 287770.9 | 0.13476 | 264712.4 | 0.027605 | 346288.3 | 0.014012 | 285137.7 | 0.21779 | 274462.9 | 0.062974
341640.2 | 0.011585 | 280575.4 | 0.098915 | 263701.1 | 0.024243 | 342634 | 0.013039 | 290907.9 | 0.060227 | 283246.3 | 0.021535 | 344181.2 | 0.011477 | 288178.3 | 0.13045 | 265112.7 | 0.026476 | 346779.9 | 0.013541 | 285540.7 | 0.21089 | 274872.5 | 0.060754
342127.7 | 0.011169 | 280972.7 | 0.09638 | 264098.4 | 0.022747 | 343130.3 | 0.012563 | 291325.7 | 0.058177 | 283676.1 | 0.020374 | 344671.8 | 0.011065 | 288585.6 | 0.12613 | 265513 | 0.025365 | 347271.5 | 0.013074 | 285943.7 | 0.20391 | 275282.1 | 0.058569
342615.1 | 0.01076 | 281370.1 | 0.093761 | 264495.6 | 0.021297 | 343626.7 | 0.012094 | 291743.5 | 0.056065 | 284106 | 0.019241 | 345162.5 | 0.010662 | 288992.9 | 0.12181 | 265913.3 | 0.024271 | 347763.1 | 0.012613 | 286346.8 | 0.19683 | 275691.8 | 0.056413
343102.5 | 0.010358 | 281767.4 | 0.091051 | 264892.9 | 0.019894 | 344123 | 0.011634 | 292161.3 | 0.053897 | 284535.9 | 0.018134 | 345653.2 | 0.010267 | 289400.3 | 0.1175 | 266313.7 | 0.023193 | 348254.7 | 0.012157 | 286749.8 | 0.18971 | 276101.4 | 0.054285
343589.9 | 0.009966 | 282164.7 | 0.08825 | 265290.1 | 0.018539 | 344619.4 | 0.011184 | 292579.1 | 0.051676 | 284965.7 | 0.017054 | 346143.9 | 0.009885 | 289807.6 | 0.11321 | 266714 | 0.02213 | 348746.4 | 0.011706 | 287152.8 | 0.18256 | 276511 | 0.052187
344077.4 | 0.009581 | 282562 | 0.085374 | 265687.4 | 0.017233 | 345115.7 | 0.010743 | 292996.8 | 0.049416 | 285395.6 | 0.016007 | 346634.6 | 0.009511 | 290214.9 | 0.10894 | 267114.3 | 0.021085 | 349238 | 0.011259 | 287555.8 | 0.17539 | 276920.7 | 0.050132
344564.8 | 0.009203 | 282959.4 | 0.082431 | 266084.6 | 0.015991 | 345612.1 | 0.010312 | 293414.6 | 0.047129 | 285825.4 | 0.014987 | 347125.3 | 0.009145 | 290622.3 | 0.1047 | 267514.6 | 0.020053 | 349729.6 | 0.010817 | 287958.8 | 0.16821 | 277330.3 | 0.048109
345052.2 | 0.008833 | 283356.7 | 0.079425 | 266481.9 | 0.014804 | 346108.4 | 0.009888 | 293832.4 | 0.044825 | 286255.3 | 0.013997 | 347616 | 0.008787 | 291029.6 | 0.1005 | 267914.9 | 0.019034 | 350221.2 | 0.010382 | 288361.8 | 0.16105 | 277739.9 | 0.046118
345539.6 | 0.00847 | 283754 | 0.076363 | 266879.2 | 0.01367 | 346604.8 | 0.009474 | 294250.2 | 0.042513 | 286685.1 | 0.013036 | 348106.7 | 0.008437 | 291437 | 0.096354 | 268315.2 | 0.018029 | 350712.8 | 0.009952 | 288764.8 | 0.15393 | 278149.5 | 0.044161
346027.1 | 0.008117 | 284151.4 | 0.073243 | 267276.4 | 0.012591 | 347101.1 | 0.009072 | 294668 | 0.040202 | 287115 | 0.012106 | 348597.4 | 0.008097 | 291844.3 | 0.092253 | 268715.6 | 0.017038 | 351204.4 | 0.009529 | 289167.8 | 0.14686 | 278559.2 | 0.04225
346514.5 | 0.00777 | 284548.7 | 0.070087 | 267673.7 | 0.011567 | 347597.5 | 0.008679 | 295085.8 | 0.037901 | 287544.9 | 0.011208 | 349088 | 0.007763 | 292251.6 | 0.088204 | 269115.9 | 0.016062 | 351696 | 0.009111 | 289570.8 | 0.13985 | 278968.8 | 0.040377
347001.9 | 0.007431 | 284946 | 0.066905 | 268070.9 | 0.010599 | 348093.8 | 0.008295 | 295503.6 | 0.035626 | 287974.7 | 0.010351 | 349578.7 | 0.007437 | 292659 | 0.084221 | 269516.2 | 0.015107 | 352187.6 | 0.008699 | 289973.9 | 0.13294 | 279378.4 | 0.038541
347489.3 | 0.007099 | 285343.4 | 0.063708 | 268468.2 | 0.009699 | 348590.2 | 0.007919 | 295921.3 | 0.033383 | 288404.6 | 0.009531 | 350069.4 | 0.007118 | 293066.3 | 0.080321 | 269916.5 | 0.014169 | 352679.3 | 0.008296 | 290376.9 | 0.12614 | 279788.1 | 0.036742
347976.8 | 0.006776 | 285740.7 | 0.060505 | 268865.4 | 0.008854 | 349086.5 | 0.007554 | 296339.1 | 0.03118 | 288834.4 | 0.008748 | 350560.1 | 0.006807 | 293473.6 | 0.07649 | 270316.8 | 0.013252 | 353170.9 | 0.007901 | 290779.9 | 0.11946 | 280197.7 | 0.034991
348464.2 | 0.006461 | 286138 | 0.057307 | 269262.7 | 0.008062 | 349582.9 | 0.0072 | 296756.9 | 0.029024 | 289264.3 | 0.008003 | 351050.8 | 0.006503 | 293881 | 0.072732 | 270717.1 | 0.012356 | 353662.5 | 0.007512 | 291182.9 | 0.11291 | 280607.3 | 0.033286
348951.6 | 0.006153 | 286535.4 | 0.054133 | 269659.9 | 0.007322 | 350079.2 | 0.006854 | 297174.7 | 0.026922 | 289694.1 | 0.007296 | 351541.5 | 0.006206 | 294288.3 | 0.069052 | 271117.5 | 0.011484 | 354154.1 | 0.007131 | 291585.9 | 0.10649 | 281017 | 0.031622
349439 | 0.005853 | 286932.7 | 0.050992 | 270057.2 | 0.006633 | 350575.6 | 0.006518 | 297592.5 | 0.02488 | 290124 | 0.006627 | 352032.2 | 0.005916 | 294695.6 | 0.065485 | 271517.8 | 0.010638 | 354645.7 | 0.006759 | 291988.9 | 0.10024 | 281426.6 | 0.029998
349926.5 | 0.005561 | 287330 | 0.047894 | 270454.5 | 0.005998 | 351071.9 | 0.006191 | 298010.3 | 0.022906 | 290553.9 | 0.006006 | 352522.9 | 0.005632 | 295103 | 0.062007 | 271918.1 | 0.009827 | 355137.3 | 0.006398 | 292391.9 | 0.094193 | 281836.2 | 0.028422
350413.9 | 0.005278 | 287727.3 | 0.044848 | 270851.7 | 0.005418 | 351568.3 | 0.005875 | 298428.1 | 0.021019 | 290983.7 | 0.005425 | 353013.6 | 0.005356 | 295510.3 | 0.058619 | 272318.4 | 0.009046 | 355628.9 | 0.006045 | 292794.9 | 0.088318 | 282245.8 | 0.026901
350901.3 | 0.005003 | 288124.7 | 0.041865 | 271249 | 0.004883 | 352064.6 | 0.005568 | 298845.9 | 0.01921 | 291413.6 | 0.004883 | 353504.2 | 0.005087 | 295917.7 | 0.055322 | 272718.7 | 0.008297 | 356120.5 | 0.005702 | 293198 | 0.082623 | 282655.5 | 0.025423
351388.7 | 0.004736 | 288522 | 0.038967 | 271646.2 | 0.004391 | 352561 | 0.005271 | 299263.6 | 0.017483 | 291843.4 | 0.00438 | 353994.9 | 0.004824 | 296325 | 0.05214 | 273119 | 0.007582 | 356612.2 | 0.005368 | 293601 | 0.077115 | 283065.1 | 0.023988
351876.2 | 0.004476 | 288919.3 | 0.036163 | 272043.5 | 0.003939 | 353057.3 | 0.004983 | 299681.4 | 0.015842 | 292273.3 | 0.003914 | 354485.6 | 0.004568 | 296732.3 | 0.049075 | 273519.4 | 0.006902 | 357103.8 | 0.005045 | 294004 | 0.071844 | 283474.7 | 0.0226
352363.6 | 0.004226 | 289316.7 | 0.033452 | 272440.7 | 0.003525 | 353553.7 | 0.004703 | 300099.2 | 0.014289 | 292703.1 | 0.003484 | 354976.3 | 0.004319 | 297139.7 | 0.046108 | 273919.7 | 0.006258 | 357595.4 | 0.004735 | 294407 | 0.066801 | 283884.4 | 0.021273
352851 | 0.003985 | 289714 | 0.030841 | 272838 | 0.003152 | 354050 | 0.004435 | 300517 | 0.012826 | 293133 | 0.003095 | 355467 | 0.004078 | 297547 | 0.043242 | 274320 | 0.005659 | 358087 | 0.004434 | 294810 | 0.061964 | 284294 | 0.019991

## FM 3.8
|  | Consumer Power | [5 empty] | Gone Green | [5 empty] | Slow Progression | [5 empty] | No Progression
A |  | B |  | C |  | A |  | B |  | C |  | A |  | B |  | C |  | A |  | B |  | C
Inertia MVA.s |  | Inertia MVA.s |  | Inertia MVA.s |  | Inertia MVA.s |  | Inertia MVA.s |  | Inertia MVA.s |  | Inertia MVA.s |  | Inertia MVA.s |  | Inertia MVA.s |  | Inertia MVA.s |  | Inertia MVA.s |  | Inertia MVA.s
124676 | 0.0051294 | 86678 | 0.014994 | 52558 | 0.021774 | 121391 | 0.0018048 | 87028 | 0.017625 | 52628 | 0.022744 | 125162 | 0.0078347 | 89398 | 0.014822 | 68543 | 0.0077889 | 123836 | 0.0057139 | 88871 | 0.007353 | 73845 | 0.0079316
124998.9706 | 0.0059634 | 87075.33 | 0.017015 | 53020.9198 | 0.023317 | 121741.5401 | 0.0020714 | 87445.79 | 0.02029 | 53110.2916 | 0.024366 | 125499.3483 | 0.0088502 | 89805.34 | 0.016073 | 68991.1487 | 0.0083553 | 124170.5871 | 0.0064153 | 89274.01 | 0.007954 | 74277.4168 | 0.0085492
125321.9413 | 0.0069053 | 87472.66 | 0.019252 | 53483.8395 | 0.024954 | 122092.0802 | 0.0023778 | 87863.57 | 0.023274 | 53592.5832 | 0.026063 | 125836.6967 | 0.0099621 | 90212.67 | 0.017396 | 69439.2975 | 0.0089502 | 124505.1742 | 0.0071884 | 89677.02 | 0.008589 | 74709.8337 | 0.0091957
125644.9119 | 0.0079643 | 87869.99 | 0.021719 | 53946.7593 | 0.026673 | 122442.6204 | 0.0027347 | 88281.36 | 0.026606 | 54074.8748 | 0.027832 | 126174.045 | 0.011176 | 90620.01 | 0.018792 | 69887.4462 | 0.0095851 | 124839.7613 | 0.0080386 | 90080.04 | 0.009266 | 75142.2505 | 0.0098732
125967.8826 | 0.0091576 | 88267.32 | 0.024464 | 54409.6791 | 0.028465 | 122793.1605 | 0.0031533 | 88699.15 | 0.030313 | 54557.1663 | 0.029673 | 126511.3933 | 0.012496 | 91027.35 | 0.020277 | 70335.5949 | 0.010254 | 125174.3483 | 0.0089716 | 90483.05 | 0.009989 | 75574.6673 | 0.010588
126290.8532 | 0.010514 | 88664.65 | 0.027522 | 54872.5988 | 0.030332 | 123143.7006 | 0.0036362 | 89116.93 | 0.034425 | 55039.4579 | 0.031602 | 126848.7417 | 0.013927 | 91434.68 | 0.021855 | 70783.7436 | 0.010954 | 125508.9354 | 0.010009 | 90886.06 | 0.010751 | 76007.0841 | 0.011333
126613.8239 | 0.012023 | 89061.98 | 0.030869 | 55335.5186 | 0.032288 | 123494.2407 | 0.0041923 | 89534.72 | 0.038972 | 55521.7495 | 0.033619 | 127186.09 | 0.015494 | 91842.02 | 0.023512 | 71231.8924 | 0.011688 | 125843.5225 | 0.011155 | 91289.07 | 0.011556 | 76439.501 | 0.012106
126936.7945 | 0.013692 | 89459.32 | 0.03452 | 55798.4384 | 0.03434 | 123844.7808 | 0.0048312 | 89952.51 | 0.044084 | 56004.0411 | 0.035707 | 127523.4384 | 0.0172 | 92249.36 | 0.025248 | 71680.0411 | 0.012462 | 126178.1096 | 0.012408 | 91692.08 | 0.012403 | 76871.9178 | 0.01291
127259.7652 | 0.015533 | 89856.65 | 0.03849 | 56261.3581 | 0.036469 | 124195.3209 | 0.0055631 | 90370.29 | 0.049714 | 56486.3327 | 0.037868 | 127860.7867 | 0.019036 | 92656.69 | 0.027067 | 72128.1898 | 0.013279 | 126512.6967 | 0.013773 | 92095.09 | 0.013302 | 77304.3346 | 0.013745
127582.7358 | 0.017556 | 90253.98 | 0.042793 | 56724.2779 | 0.038676 | 124545.8611 | 0.0063992 | 90788.08 | 0.055884 | 56968.6243 | 0.040105 | 128198.135 | 0.021009 | 93064.03 | 0.028998 | 72576.3386 | 0.014133 | 126847.2838 | 0.015258 | 92498.11 | 0.014256 | 77736.7515 | 0.014618
127905.7065 | 0.019769 | 90651.31 | 0.047528 | 57187.1977 | 0.040963 | 124896.4012 | 0.0073677 | 91205.87 | 0.062622 | 57450.9159 | 0.042437 | 128535.4834 | 0.023124 | 93471.37 | 0.031011 | 73024.4873 | 0.015023 | 127181.8708 | 0.016871 | 92901.12 | 0.015258 | 78169.1683 | 0.015521
128228.6771 | 0.022221 | 91048.64 | 0.052648 | 57650.1174 | 0.043358 | 125246.9413 | 0.0084813 | 91623.65 | 0.069954 | 57933.2074 | 0.044839 | 128872.8317 | 0.025388 | 93878.7 | 0.033107 | 73472.636 | 0.015953 | 127516.4579 | 0.018648 | 93304.13 | 0.016309 | 78601.5851 | 0.016453
128551.6477 | 0.024899 | 91445.97 | 0.058146 | 58113.0372 | 0.04583 | 125597.4814 | 0.0097438 | 92041.44 | 0.077903 | 58415.499 | 0.047308 | 129210.18 | 0.027831 | 94286.04 | 0.035284 | 73920.7847 | 0.016937 | 127851.045 | 0.020582 | 93707.14 | 0.017412 | 79034.002 | 0.017414
128874.6184 | 0.027802 | 91843.3 | 0.064029 | 58575.9569 | 0.048379 | 125948.0215 | 0.011169 | 92459.23 | 0.086515 | 58897.7906 | 0.049845 | 129547.5284 | 0.030454 | 94693.38 | 0.037565 | 74368.9335 | 0.017962 | 128185.6321 | 0.022671 | 94110.15 | 0.01858 | 79466.4188 | 0.018409
129197.589 | 0.030942 | 92240.63 | 0.070306 | 59038.8767 | 0.051004 | 126298.5616 | 0.012771 | 92877.01 | 0.095896 | 59380.0822 | 0.052471 | 129884.8767 | 0.03325 | 95100.71 | 0.039939 | 74817.0822 | 0.019028 | 128520.2192 | 0.024926 | 94513.16 | 0.019809 | 79898.8356 | 0.019441
129520.5597 | 0.034328 | 92637.96 | 0.077006 | 59501.7965 | 0.053731 | 126649.1018 | 0.014565 | 93294.8 | 0.10594 | 59862.3738 | 0.055165 | 130222.225 | 0.036227 | 95508.05 | 0.042393 | 75265.2309 | 0.020136 | 128854.8063 | 0.027354 | 94916.18 | 0.021095 | 80331.2524 | 0.020503
129843.5303 | 0.03797 | 93035.29 | 0.084193 | 59964.7162 | 0.056539 | 126999.6419 | 0.016566 | 93712.59 | 0.11666 | 60344.6654 | 0.057919 | 130559.5734 | 0.039392 | 95915.39 | 0.044927 | 75713.3796 | 0.0213 | 129189.3933 | 0.029964 | 95319.19 | 0.022438 | 80763.6693 | 0.021596
130166.501 | 0.041901 | 93432.62 | 0.091779 | 60427.636 | 0.05942 | 127350.182 | 0.018826 | 94130.37 | 0.12804 | 60826.9569 | 0.060734 | 130896.9217 | 0.042755 | 96322.72 | 0.047546 | 76161.5284 | 0.022514 | 129523.9804 | 0.032818 | 95722.2 | 0.02384 | 81196.0861 | 0.022721
130489.4716 | 0.046157 | 93829.95 | 0.099758 | 60890.5558 | 0.062373 | 127700.7221 | 0.021342 | 94548.16 | 0.14007 | 61309.2485 | 0.06362 | 131234.2701 | 0.046362 | 96730.06 | 0.050264 | 76609.6771 | 0.023773 | 129858.5675 | 0.035882 | 96125.21 | 0.02532 | 81628.5029 | 0.02388
130812.4423 | 0.05071 | 94227.28 | 0.10812 | 61353.4755 | 0.065412 | 128051.2622 | 0.024117 | 94965.95 | 0.15273 | 61791.5401 | 0.066571 | 131571.6184 | 0.050212 | 97137.4 | 0.053057 | 77057.8258 | 0.025077 | 130193.1546 | 0.039165 | 96528.22 | 0.026866 | 82060.9198 | 0.02508
131135.4129 | 0.055573 | 94624.61 | 0.11687 | 61816.3953 | 0.068534 | 128401.8023 | 0.027167 | 95383.73 | 0.16605 | 62273.8317 | 0.069576 | 131908.9667 | 0.054297 | 97544.73 | 0.05592 | 77505.9746 | 0.026435 | 130527.7417 | 0.042678 | 96931.23 | 0.028475 | 82493.3366 | 0.026313
131458.3836 | 0.06076 | 95021.95 | 0.12604 | 62279.3151 | 0.071723 | 128752.3425 | 0.030506 | 95801.52 | 0.17999 | 62756.1233 | 0.072631 | 132246.3151 | 0.05863 | 97952.07 | 0.058853 | 77954.1233 | 0.027855 | 130862.3288 | 0.04643 | 97334.25 | 0.030148 | 82925.7534 | 0.02758
131781.3542 | 0.066284 | 95419.28 | 0.13558 | 62742.2348 | 0.074976 | 129102.8826 | 0.034148 | 96219.31 | 0.19442 | 63238.4149 | 0.075739 | 132583.6634 | 0.063222 | 98359.41 | 0.061874 | 78402.272 | 0.029323 | 131196.9159 | 0.050439 | 97737.26 | 0.031884 | 83358.1703 | 0.028883
132104.3249 | 0.072161 | 95816.61 | 0.14544 | 63205.1546 | 0.078297 | 129453.4227 | 0.038109 | 96637.09 | 0.2093 | 63720.7065 | 0.078908 | 132921.0117 | 0.068088 | 98766.74 | 0.064963 | 78850.4207 | 0.030841 | 131531.5029 | 0.054778 | 98140.27 | 0.033708 | 83790.5871 | 0.030227
132427.2955 | 0.078482 | 96213.94 | 0.1556 | 63668.0744 | 0.0817 | 129803.9628 | 0.04247 | 97054.88 | 0.22455 | 64202.998 | 0.082121 | 133258.3601 | 0.073296 | 99174.08 | 0.068111 | 79298.5695 | 0.032409 | 131866.09 | 0.059399 | 98543.28 | 0.035598 | 84223.0039 | 0.031618
132750.2661 | 0.085208 | 96611.27 | 0.16601 | 64130.9941 | 0.085158 | 130154.5029 | 0.047192 | 97472.67 | 0.2401 | 64685.2896 | 0.085375 | 133595.7084 | 0.078833 | 99581.41 | 0.071315 | 79746.7182 | 0.034049 | 132200.6771 | 0.064313 | 98946.29 | 0.037553 | 84655.4207 | 0.033049
133073.2368 | 0.092343 | 97008.6 | 0.17668 | 64593.9139 | 0.088671 | 130505.0431 | 0.052283 | 97890.45 | 0.25588 | 65167.5812 | 0.088669 | 133933.0568 | 0.084695 | 99988.75 | 0.074581 | 80194.8669 | 0.035742 | 132535.2642 | 0.069532 | 99349.31 | 0.039575 | 85087.8376 | 0.034522
133396.2074 | 0.099907 | 97405.93 | 0.18759 | 65056.8337 | 0.092237 | 130855.5832 | 0.057759 | 98308.24 | 0.27181 | 65649.8728 | 0.092014 | 134270.4051 | 0.090892 | 100396.1 | 0.077907 | 80643.0157 | 0.037489 | 132869.8513 | 0.075068 | 99752.32 | 0.041663 | 85520.2544 | 0.036037
133719.1781 | 0.10791 | 97803.26 | 0.19866 | 65519.7534 | 0.095869 | 131206.1233 | 0.063633 | 98726.03 | 0.28775 | 66132.1644 | 0.095395 | 134607.7534 | 0.09744 | 100803.4 | 0.081278 | 81091.1644 | 0.039289 | 133204.4384 | 0.080954 | 100155.3 | 0.043836 | 85952.6712 | 0.037604
134042.1487 | 0.11639 | 98200.59 | 0.20984 | 65982.6732 | 0.099549 | 131556.6634 | 0.069922 | 99143.81 | 0.3036 | 66614.456 | 0.098809 | 134945.1018 | 0.10435 | 101210.8 | 0.08469 | 81539.3131 | 0.041158 | 133539.0254 | 0.087249 | 100558.3 | 0.046073 | 86385.0881 | 0.039228
134365.1194 | 0.12538 | 98597.92 | 0.22111 | 66445.593 | 0.10327 | 131907.2035 | 0.076649 | 99561.6 | 0.31927 | 67096.7476 | 0.10226 | 135282.4501 | 0.11171 | 101618.1 | 0.088139 | 81987.4618 | 0.043092 | 133873.6125 | 0.093898 | 100961.4 | 0.048373 | 86817.5049 | 0.040901
134688.09 | 0.13495 | 98995.25 | 0.23243 | 66908.5127 | 0.10703 | 132257.7436 | 0.083911 | 99979.39 | 0.33465 | 67579.0391 | 0.10574 | 135619.7984 | 0.11949 | 102025.4 | 0.091635 | 82435.6106 | 0.045083 | 134208.1996 | 0.10091 | 101364.4 | 0.050734 | 87249.9217 | 0.042625
135011.0607 | 0.14503 | 99392.58 | 0.24375 | 67371.4325 | 0.11084 | 132608.2838 | 0.091644 | 100397.2 | 0.34966 | 68061.3307 | 0.10926 | 135957.1468 | 0.12766 | 102432.8 | 0.095159 | 82883.7593 | 0.047131 | 134542.7867 | 0.10829 | 101767.4 | 0.05316 | 87682.3386 | 0.044401
135334.0313 | 0.15565 | 99789.91 | 0.25501 | 67834.3523 | 0.11468 | 132958.8239 | 0.099864 | 100815 | 0.36419 | 68543.6223 | 0.1128 | 136294.4951 | 0.13624 | 102840.1 | 0.098707 | 83331.908 | 0.049244 | 134877.3738 | 0.11605 | 102170.4 | 0.055661 | 88114.7554 | 0.046241
135657.002 | 0.16681 | 100187.2 | 0.26619 | 68297.272 | 0.11855 | 133309.364 | 0.10859 | 101232.7 | 0.37802 | 69025.9139 | 0.11637 | 136631.8434 | 0.14524 | 103247.4 | 0.10228 | 83780.0568 | 0.051435 | 135211.9609 | 0.12424 | 102573.4 | 0.058217 | 88547.1722 | 0.048148
135979.9726 | 0.17853 | 100584.6 | 0.27723 | 68760.1918 | 0.12245 | 133659.9041 | 0.11783 | 101650.5 | 0.39114 | 69508.2055 | 0.11997 | 136969.1918 | 0.15465 | 103654.8 | 0.10587 | 84228.2055 | 0.053687 | 135546.5479 | 0.13286 | 102976.4 | 0.060827 | 88979.589 | 0.050114
136302.9432 | 0.19082 | 100981.9 | 0.28812 | 69223.1115 | 0.12637 | 134010.4442 | 0.12762 | 102068.3 | 0.40348 | 69990.4971 | 0.1236 | 137306.5401 | 0.16456 | 104062.1 | 0.10948 | 84676.3542 | 0.056001 | 135881.135 | 0.14187 | 103379.4 | 0.063489 | 89412.0059 | 0.05214
136625.9139 | 0.20379 | 101379.2 | 0.2988 | 69686.0313 | 0.13032 | 134360.9843 | 0.13799 | 102486.1 | 0.41497 | 70472.7886 | 0.12725 | 137643.8885 | 0.1749 | 104469.5 | 0.11309 | 85124.5029 | 0.058376 | 136215.7221 | 0.15125 | 103782.4 | 0.066207 | 89844.4227 | 0.054228
136948.8845 | 0.21735 | 101776.6 | 0.30919 | 70148.9511 | 0.13428 | 134711.5245 | 0.14903 | 102903.9 | 0.42555 | 70955.0802 | 0.13093 | 137981.2368 | 0.18565 | 104876.8 | 0.11672 | 85572.6517 | 0.060838 | 136550.3092 | 0.16101 | 104185.4 | 0.068983 | 90276.8395 | 0.05639
137271.8552 | 0.23147 | 102173.9 | 0.31929 | 70611.8708 | 0.13825 | 135062.0646 | 0.16066 | 103321.7 | 0.43515 | 71437.3718 | 0.13463 | 138318.5851 | 0.19678 | 105284.1 | 0.12035 | 86020.8004 | 0.063369 | 136884.8963 | 0.17113 | 104588.5 | 0.071802 | 90709.2564 | 0.058627
137594.8258 | 0.24616 | 102571.2 | 0.32908 | 71074.7906 | 0.14222 | 135412.6047 | 0.17291 | 103739.5 | 0.44368 | 71919.6634 | 0.13836 | 138655.9335 | 0.2083 | 105691.5 | 0.12398 | 86468.9491 | 0.065964 | 137219.4834 | 0.18166 | 104991.5 | 0.074663 | 91141.6732 | 0.060929
137917.7965 | 0.26141 | 102968.6 | 0.33853 | 71537.7104 | 0.14621 | 135763.1448 | 0.18577 | 104157.3 | 0.45097 | 72401.955 | 0.14211 | 138993.2818 | 0.22017 | 106098.8 | 0.12761 | 86917.0978 | 0.068626 | 137554.0705 | 0.19255 | 105394.5 | 0.077564 | 91574.09 | 0.063298
138240.7671 | 0.2772 | 103365.9 | 0.34763 | 72000.6301 | 0.15019 | 136113.6849 | 0.19927 | 104575 | 0.45716 | 72884.2466 | 0.14588 | 139330.6301 | 0.23245 | 106506.1 | 0.13123 | 87365.2466 | 0.071369 | 137888.6575 | 0.20375 | 105797.5 | 0.080507 | 92006.5068 | 0.065735
138563.7378 | 0.29358 | 103763.2 | 0.35632 | 72463.5499 | 0.15417 | 136464.225 | 0.2134 | 104992.8 | 0.46225 | 73366.5382 | 0.14968 | 139667.9785 | 0.24504 | 106913.5 | 0.13485 | 87813.3953 | 0.074194 | 138223.2446 | 0.21523 | 106200.5 | 0.08349 | 92438.9237 | 0.068251
138886.7084 | 0.31051 | 104160.6 | 0.36451 | 72926.4697 | 0.15814 | 136814.7652 | 0.22824 | 105410.6 | 0.46624 | 73848.8297 | 0.1535 | 140005.3268 | 0.2579 | 107320.8 | 0.13846 | 88261.544 | 0.077089 | 138557.8317 | 0.22697 | 106603.5 | 0.086504 | 92871.3405 | 0.070847
139209.6791 | 0.32791 | 104557.9 | 0.37228 | 73389.3894 | 0.1621 | 137165.3053 | 0.2438 | 105828.4 | 0.46914 | 74331.1213 | 0.15735 | 140342.6751 | 0.27099 | 107728.1 | 0.14206 | 88709.6928 | 0.080052 | 138892.4188 | 0.23893 | 107006.5 | 0.089547 | 93303.7573 | 0.073511
139532.6497 | 0.34575 | 104955.2 | 0.37961 | 73852.3092 | 0.16604 | 137515.8454 | 0.25999 | 106246.2 | 0.47098 | 74813.4129 | 0.16121 | 140680.0235 | 0.28428 | 108135.5 | 0.14565 | 89157.8415 | 0.08309 | 139227.0059 | 0.25112 | 107409.5 | 0.092617 | 93736.1742 | 0.076244
139855.6204 | 0.36399 | 105352.5 | 0.38649 | 74315.229 | 0.16997 | 137866.3855 | 0.27681 | 106664 | 0.47169 | 75295.7045 | 0.1651 | 141017.3718 | 0.29773 | 108542.8 | 0.14923 | 89605.9902 | 0.086225 | 139561.593 | 0.26346 | 107812.6 | 0.095717 | 94168.591 | 0.079046
140178.591 | 0.38259 | 105749.9 | 0.39292 | 74778.1487 | 0.17387 | 138216.9256 | 0.29425 | 107081.8 | 0.47132 | 75777.9961 | 0.16901 | 141354.7202 | 0.3113 | 108950.2 | 0.1528 | 90054.1389 | 0.08943 | 139896.18 | 0.27589 | 108215.6 | 0.098843 | 94601.0078 | 0.081931
140501.5616 | 0.40152 | 106147.2 | 0.3988 | 75241.0685 | 0.17775 | 138567.4658 | 0.31227 | 107499.5 | 0.47006 | 76260.2877 | 0.17294 | 141692.0685 | 0.32491 | 109357.5 | 0.15635 | 90502.2877 | 0.092707 | 140230.7671 | 0.28838 | 108618.6 | 0.10199 | 95033.4247 | 0.084894
140824.5323 | 0.42075 | 106544.5 | 0.40416 | 75703.9883 | 0.1816 | 138918.0059 | 0.33085 | 107917.3 | 0.46797 | 76742.5793 | 0.17688 | 142029.4168 | 0.33851 | 109764.8 | 0.15988 | 90950.4364 | 0.096056 | 140565.3542 | 0.30088 | 109021.6 | 0.10515 | 95465.8415 | 0.087926
141147.5029 | 0.44017 | 106941.9 | 0.40905 | 76166.908 | 0.18542 | 139268.546 | 0.35002 | 108335.1 | 0.46513 | 77224.8708 | 0.18085 | 142366.7652 | 0.35205 | 110172.2 | 0.16341 | 91398.5851 | 0.099498 | 140899.9413 | 0.31334 | 109424.6 | 0.10834 | 95898.2583 | 0.091027
141470.4736 | 0.45972 | 107339.2 | 0.41347 | 76629.8278 | 0.1892 | 139619.0861 | 0.36971 | 108752.9 | 0.46161 | 77707.1624 | 0.18483 | 142704.1135 | 0.36547 | 110579.5 | 0.16692 | 91846.7339 | 0.10302 | 141234.5284 | 0.32569 | 109827.6 | 0.11155 | 96330.6751 | 0.094196
141793.4442 | 0.47934 | 107736.5 | 0.41742 | 77092.7476 | 0.19296 | 139969.6262 | 0.3898 | 109170.7 | 0.45749 | 78189.454 | 0.18882 | 143041.4618 | 0.37872 | 110986.8 | 0.17042 | 92294.8826 | 0.10661 | 141569.1155 | 0.33787 | 110230.6 | 0.11477 | 96763.092 | 0.097449
142116.4149 | 0.49894 | 108133.9 | 0.42091 | 77555.6673 | 0.19665 | 140320.1663 | 0.41026 | 109588.5 | 0.45281 | 78671.7456 | 0.19283 | 143378.8102 | 0.39167 | 111394.2 | 0.17391 | 92743.0313 | 0.11027 | 141903.7025 | 0.34984 | 110633.6 | 0.11801 | 97195.5088 | 0.10078
142439.3855 | 0.51848 | 108531.2 | 0.42383 | 78018.5871 | 0.20031 | 140670.7065 | 0.431 | 110006.3 | 0.44773 | 79154.0372 | 0.19684 | 143716.1585 | 0.40431 | 111801.5 | 0.17738 | 93191.18 | 0.11401 | 142238.2896 | 0.36155 | 111036.6 | 0.12126 | 97627.9256 | 0.10418
142762.3562 | 0.53783 | 108928.5 | 0.4263 | 78481.5068 | 0.20393 | 141021.2466 | 0.45196 | 110424.1 | 0.44237 | 79636.3288 | 0.20087 | 144053.5068 | 0.41659 | 112208.8 | 0.18085 | 93639.3288 | 0.11784 | 142572.8767 | 0.37295 | 111439.7 | 0.12453 | 98060.3425 | 0.10764
143085.3268 | 0.55691 | 109325.9 | 0.42834 | 78944.4266 | 0.2075 | 141371.7867 | 0.47306 | 110841.8 | 0.4368 | 80118.6204 | 0.20489 | 144390.8552 | 0.42845 | 112616.2 | 0.1843 | 94087.4775 | 0.12173 | 142907.4638 | 0.38399 | 111842.7 | 0.12782 | 98492.7593 | 0.11118
143408.2975 | 0.57564 | 109723.2 | 0.42997 | 79407.3464 | 0.21101 | 141722.3268 | 0.49422 | 111259.6 | 0.4311 | 80600.9119 | 0.20892 | 144728.2035 | 0.43985 | 113023.5 | 0.18774 | 94535.6262 | 0.12568 | 143242.0509 | 0.39452 | 112245.7 | 0.13113 | 98925.1761 | 0.1148
143731.2681 | 0.59396 | 110120.5 | 0.43118 | 79870.2661 | 0.21447 | 142072.8669 | 0.5153 | 111677.4 | 0.42536 | 81083.2035 | 0.21294 | 145065.5519 | 0.45074 | 113430.9 | 0.19118 | 94983.775 | 0.1297 | 143576.638 | 0.40458 | 112648.7 | 0.13445 | 99357.593 | 0.11849
144054.2387 | 0.61177 | 110517.8 | 0.43196 | 80333.1859 | 0.21787 | 142423.407 | 0.5362 | 112095.2 | 0.41963 | 81565.4951 | 0.21696 | 145402.9002 | 0.46092 | 113838.2 | 0.1946 | 95431.9237 | 0.1338 | 143911.225 | 0.41412 | 113051.7 | 0.13778 | 99790.0098 | 0.12225
144377.2094 | 0.62901 | 110915.2 | 0.43231 | 80796.1057 | 0.22122 | 142773.9472 | 0.55684 | 112513 | 0.41403 | 82047.7867 | 0.22097 | 145740.2485 | 0.47048 | 114245.5 | 0.19802 | 95880.0724 | 0.13796 | 144245.8121 | 0.42311 | 113454.7 | 0.14113 | 100222.4266 | 0.12608
144700.18 | 0.64557 | 111312.5 | 0.43231 | 81259.0254 | 0.22451 | 143124.4873 | 0.5771 | 112930.8 | 0.40859 | 82530.0783 | 0.22496 | 146077.5969 | 0.47939 | 114652.9 | 0.20144 | 96328.2211 | 0.14217 | 144580.3992 | 0.43153 | 113857.7 | 0.14451 | 100654.8434 | 0.12998
145023.1507 | 0.66123 | 111709.8 | 0.43197 | 81721.9452 | 0.22772 | 143475.0274 | 0.5969 | 113348.6 | 0.40335 | 83012.3699 | 0.22893 | 146414.9452 | 0.48762 | 115060.2 | 0.20484 | 96776.3699 | 0.14643 | 144914.9863 | 0.43929 | 114260.7 | 0.1479 | 101087.2603 | 0.13396
145346.1213 | 0.67607 | 112107.2 | 0.43133 | 82184.865 | 0.23087 | 143825.5675 | 0.61612 | 113766.3 | 0.39836 | 83494.6614 | 0.23288 | 146752.2935 | 0.49514 | 115467.5 | 0.20824 | 97224.5186 | 0.15074 | 145249.5734 | 0.44627 | 114663.8 | 0.1513 | 101519.6771 | 0.13802
145669.092 | 0.69002 | 112504.5 | 0.43039 | 82647.7847 | 0.23396 | 144176.1076 | 0.63451 | 114184.1 | 0.39363 | 83976.953 | 0.2368 | 147089.6419 | 0.50194 | 115874.9 | 0.21163 | 97672.6673 | 0.1551 | 145584.1605 | 0.45258 | 115066.8 | 0.15472 | 101952.0939 | 0.14214
145992.0626 | 0.70302 | 112901.8 | 0.42912 | 83110.7045 | 0.23699 | 144526.6477 | 0.65208 | 114601.9 | 0.38919 | 84459.2446 | 0.24068 | 147426.9902 | 0.5078 | 116282.2 | 0.21501 | 98120.816 | 0.1595 | 145918.7476 | 0.45819 | 115469.8 | 0.15816 | 102384.5108 | 0.14633
146315.0333 | 0.71502 | 113299.2 | 0.4276 | 83573.6243 | 0.23992 | 144877.1879 | 0.66874 | 115019.7 | 0.38506 | 84941.5362 | 0.24452 | 147764.3386 | 0.51291 | 116689.6 | 0.21838 | 98568.9648 | 0.16393 | 146253.3346 | 0.46311 | 115872.8 | 0.16162 | 102816.9276 | 0.15058
146638.0039 | 0.72598 | 113696.5 | 0.42586 | 84036.544 | 0.24279 | 145227.728 | 0.68441 | 115437.5 | 0.38129 | 85423.8278 | 0.24833 | 148101.6869 | 0.51726 | 117096.9 | 0.22174 | 99017.1135 | 0.16839 | 146587.9217 | 0.46732 | 116275.8 | 0.1651 | 103249.3444 | 0.15491
146960.9746 | 0.7357 | 114093.8 | 0.42391 | 84499.4638 | 0.24559 | 145578.2681 | 0.69901 | 115855.3 | 0.37781 | 85906.1194 | 0.25209 | 148439.0352 | 0.52085 | 117504.2 | 0.22509 | 99465.2622 | 0.17288 | 146922.5088 | 0.47074 | 116678.8 | 0.16858 | 103681.7613 | 0.1593
147283.9452 | 0.74422 | 114491.2 | 0.42179 | 84962.3836 | 0.24832 | 145928.8082 | 0.71249 | 116273.1 | 0.37462 | 86388.411 | 0.25578 | 148776.3836 | 0.52369 | 117911.6 | 0.22843 | 99913.411 | 0.17738 | 147257.0959 | 0.47335 | 117081.8 | 0.17208 | 104114.1781 | 0.16376
147606.9159 | 0.75161 | 114888.5 | 0.4195 | 85425.3033 | 0.25095 | 146279.3483 | 0.72474 | 116690.9 | 0.3717 | 86870.7025 | 0.25942 | 149113.7319 | 0.52579 | 118318.9 | 0.23175 | 100361.5597 | 0.18189 | 147591.683 | 0.47526 | 117484.8 | 0.1756 | 104546.5949 | 0.16827
147929.8865 | 0.75787 | 115285.8 | 0.41705 | 85888.2231 | 0.25349 | 146629.8885 | 0.73551 | 117108.6 | 0.36903 | 87352.9941 | 0.26299 | 149451.0802 | 0.527 | 118726.2 | 0.23504 | 100809.7084 | 0.18641 | 147926.2701 | 0.47648 | 117887.8 | 0.17912 | 104979.0117 | 0.17283
148252.8571 | 0.763 | 115683.1 | 0.41448 | 86351.1429 | 0.25597 | 146980.4286 | 0.74498 | 117526.4 | 0.3666 | 87835.2857 | 0.26651 | 149788.4286 | 0.52752 | 119133.6 | 0.23832 | 101257.8571 | 0.19092 | 148260.8571 | 0.47704 | 118290.9 | 0.18265 | 105411.4286 | 0.17745
148575.8278 | 0.76701 | 116080.5 | 0.41182 | 86814.0626 | 0.25836 | 147330.9687 | 0.75313 | 117944.2 | 0.36438 | 88317.5773 | 0.26994 | 150125.7769 | 0.52737 | 119540.9 | 0.24158 | 101706.0059 | 0.19541 | 148595.4442 | 0.47696 | 118693.9 | 0.18618 | 105843.8454 | 0.18212
148898.7984 | 0.76985 | 116477.8 | 0.40909 | 87276.9824 | 0.26066 | 147681.5088 | 0.75995 | 118362 | 0.36236 | 88799.8689 | 0.27329 | 150463.1252 | 0.52659 | 119948.2 | 0.2448 | 102154.1546 | 0.1999 | 148930.0313 | 0.47617 | 119096.9 | 0.18971 | 106276.2622 | 0.18682
149221.7691 | 0.77144 | 116875.1 | 0.40629 | 87739.9022 | 0.26285 | 148032.0489 | 0.76544 | 118779.8 | 0.36047 | 89282.1605 | 0.27655 | 150800.4736 | 0.5252 | 120355.6 | 0.24798 | 102602.3033 | 0.20436 | 149264.6184 | 0.47473 | 119499.9 | 0.19323 | 106708.6791 | 0.19156
149544.7397 | 0.77199 | 117272.5 | 0.40343 | 88202.8219 | 0.26497 | 148382.589 | 0.76962 | 119197.6 | 0.35869 | 89764.4521 | 0.27974 | 151137.8219 | 0.52322 | 120762.9 | 0.25113 | 103050.4521 | 0.20878 | 149599.2055 | 0.47275 | 119902.9 | 0.19675 | 107141.0959 | 0.19633
149867.7104 | 0.77156 | 117669.8 | 0.40053 | 88665.7417 | 0.267 | 148733.1292 | 0.77243 | 119615.4 | 0.35699 | 90246.7436 | 0.28285 | 151475.1703 | 0.5206 | 121170.3 | 0.25425 | 103498.6008 | 0.21316 | 149933.7926 | 0.47025 | 120305.9 | 0.20025 | 107573.5127 | 0.20112
150190.681 | 0.77018 | 118067.1 | 0.39762 | 89128.6614 | 0.26894 | 149083.6693 | 0.77379 | 120033.1 | 0.35534 | 90729.0352 | 0.28583 | 151812.5186 | 0.51749 | 121577.6 | 0.25731 | 103946.7495 | 0.2175 | 150268.3796 | 0.46728 | 120708.9 | 0.20374 | 108005.9295 | 0.20593
150513.6517 | 0.76789 | 118464.5 | 0.39469 | 89591.5812 | 0.27076 | 149434.2094 | 0.77395 | 120450.9 | 0.35373 | 91211.3268 | 0.28872 | 152149.8669 | 0.51394 | 121984.9 | 0.26032 | 104394.8982 | 0.22179 | 150602.9667 | 0.46386 | 121111.9 | 0.2072 | 108438.3464 | 0.21073
150836.6223 | 0.76476 | 118861.8 | 0.39176 | 90054.501 | 0.2725 | 149784.7495 | 0.77294 | 120868.7 | 0.35212 | 91693.6184 | 0.29152 | 152487.2153 | 0.50998 | 122392.3 | 0.26327 | 104843.047 | 0.22602 | 150937.5538 | 0.45998 | 121515 | 0.21063 | 108870.7632 | 0.21554
151159.593 | 0.7607 | 119259.1 | 0.38882 | 90517.4207 | 0.27414 | 150135.2896 | 0.77084 | 121286.5 | 0.35047 | 92175.91 | 0.29422 | 152824.5636 | 0.50565 | 122799.6 | 0.26617 | 105291.1957 | 0.23017 | 151272.1409 | 0.45572 | 121918 | 0.21402 | 109303.18 | 0.22033
151482.5636 | 0.7559 | 119656.5 | 0.3859 | 90980.3405 | 0.2757 | 150485.8297 | 0.76769 | 121704.3 | 0.34879 | 92658.2016 | 0.29679 | 153161.9119 | 0.50097 | 123206.9 | 0.269 | 105739.3444 | 0.23425 | 151606.728 | 0.45117 | 122321 | 0.21738 | 109735.5969 | 0.22509
151805.5342 | 0.75043 | 120053.8 | 0.38299 | 91443.2603 | 0.27713 | 150836.3699 | 0.76357 | 122122.1 | 0.34704 | 93140.4932 | 0.29925 | 153499.2603 | 0.49594 | 123614.3 | 0.27175 | 106187.4932 | 0.23825 | 151941.3151 | 0.44635 | 122724 | 0.22068 | 110168.0137 | 0.22983
152128.5049 | 0.74437 | 120451.1 | 0.38009 | 91906.18 | 0.27847 | 151186.91 | 0.75848 | 122539.9 | 0.34521 | 93622.7847 | 0.3016 | 153836.6086 | 0.49068 | 124021.6 | 0.27442 | 106635.6419 | 0.24218 | 152275.9022 | 0.44131 | 123127 | 0.22394 | 110600.4305 | 0.23451
152451.4755 | 0.73775 | 120848.4 | 0.37721 | 92369.0998 | 0.27971 | 151537.4501 | 0.75248 | 122957.7 | 0.34331 | 94105.0763 | 0.30385 | 154173.9569 | 0.48522 | 124428.9 | 0.27701 | 107083.7906 | 0.24599 | 152610.4892 | 0.43609 | 123530 | 0.22713 | 111032.8474 | 0.23915
152774.4462 | 0.73063 | 121245.8 | 0.37435 | 92832.0196 | 0.28087 | 151887.9902 | 0.74575 | 123375.4 | 0.3413 | 94587.3679 | 0.30598 | 154511.3053 | 0.47959 | 124836.3 | 0.27953 | 107531.9393 | 0.2497 | 152945.0763 | 0.43069 | 123933 | 0.23024 | 111465.2642 | 0.24373
153097.4168 | 0.72304 | 121643.1 | 0.37151 | 93294.9393 | 0.28192 | 152238.5303 | 0.73837 | 123793.2 | 0.33918 | 95069.6595 | 0.30797 | 154848.6536 | 0.47381 | 125243.6 | 0.28195 | 107980.0881 | 0.25332 | 153279.6634 | 0.42521 | 124336 | 0.23329 | 111897.681 | 0.24822
153420.3875 | 0.71501 | 122040.4 | 0.36869 | 93757.8591 | 0.28286 | 152589.0705 | 0.7304 | 124211 | 0.33695 | 95551.9511 | 0.30986 | 155186.002 | 0.46793 | 125651 | 0.28425 | 108428.2368 | 0.25684 | 153614.2505 | 0.41967 | 124739 | 0.23626 | 112330.0978 | 0.25262
153743.3581 | 0.70665 | 122437.8 | 0.3659 | 94220.7789 | 0.28371 | 152939.6106 | 0.72192 | 124628.8 | 0.33462 | 96034.2427 | 0.31163 | 155523.3503 | 0.46198 | 126058.3 | 0.28647 | 108876.3855 | 0.26023 | 153948.8376 | 0.41411 | 125142.1 | 0.23916 | 112762.5147 | 0.25694
154066.3288 | 0.69799 | 122835.1 | 0.36312 | 94683.6986 | 0.28448 | 153290.1507 | 0.71299 | 125046.6 | 0.3322 | 96516.5342 | 0.31329 | 155860.6986 | 0.45599 | 126465.6 | 0.28859 | 109324.5342 | 0.2635 | 154283.4247 | 0.40856 | 125545.1 | 0.24195 | 113194.9315 | 0.26115
154389.2994 | 0.68909 | 123232.4 | 0.36036 | 95146.6184 | 0.28515 | 153640.6908 | 0.70364 | 125464.4 | 0.32967 | 96998.8258 | 0.3148 | 156198.047 | 0.45 | 126873 | 0.29061 | 109772.683 | 0.26665 | 154618.0117 | 0.40305 | 125948.1 | 0.24464 | 113627.3483 | 0.26525
154712.2701 | 0.67997 | 123629.8 | 0.35762 | 95609.5382 | 0.28571 | 153991.2309 | 0.69397 | 125882.2 | 0.32706 | 97481.1174 | 0.3162 | 156535.3953 | 0.44403 | 127280.3 | 0.29249 | 110220.8317 | 0.26968 | 154952.5988 | 0.39763 | 126351.1 | 0.24724 | 114059.7652 | 0.26919
155035.2407 | 0.67068 | 124027.1 | 0.35491 | 96072.4579 | 0.28619 | 154341.771 | 0.68405 | 126299.9 | 0.32437 | 97963.409 | 0.31749 | 156872.7436 | 0.43811 | 127687.6 | 0.29427 | 110668.9804 | 0.2726 | 155287.1859 | 0.39232 | 126754.1 | 0.24974 | 114492.182 | 0.27301
155358.2114 | 0.66121 | 124424.4 | 0.35222 | 96535.3777 | 0.2866 | 154692.3112 | 0.67395 | 126717.7 | 0.32159 | 98445.7006 | 0.31867 | 157210.092 | 0.43226 | 128095 | 0.29594 | 111117.1292 | 0.27535 | 155621.773 | 0.38713 | 127157.1 | 0.25214 | 114924.5988 | 0.27668
155681.182 | 0.65162 | 124821.7 | 0.34955 | 96998.2975 | 0.28693 | 155042.8513 | 0.66371 | 127135.5 | 0.31876 | 98927.9922 | 0.31972 | 157547.4403 | 0.42653 | 128502.3 | 0.2975 | 111565.2779 | 0.27797 | 155956.3601 | 0.38209 | 127560.1 | 0.25441 | 115357.0157 | 0.28022
156004.1526 | 0.64196 | 125219.1 | 0.3469 | 97461.2172 | 0.28715 | 155393.3914 | 0.65336 | 127553.3 | 0.31589 | 99410.2838 | 0.32065 | 157884.7886 | 0.42092 | 128909.6 | 0.29893 | 112013.4266 | 0.28047 | 156290.9472 | 0.3772 | 127963.1 | 0.25657 | 115789.4325 | 0.2836
156327.1233 | 0.63224 | 125616.4 | 0.34428 | 97924.137 | 0.28731 | 155743.9315 | 0.64294 | 127971.1 | 0.31299 | 99892.5753 | 0.32147 | 158222.137 | 0.41544 | 129317 | 0.30023 | 112461.5753 | 0.28285 | 156625.5342 | 0.37249 | 128366.2 | 0.25862 | 116221.8493 | 0.28677
156650.0939 | 0.62249 | 126013.7 | 0.34169 | 98387.0568 | 0.2874 | 156094.4716 | 0.6325 | 128388.9 | 0.31006 | 100374.8669 | 0.32219 | 158559.4853 | 0.41011 | 129724.3 | 0.30142 | 112909.7241 | 0.28507 | 156960.1213 | 0.36801 | 128769.2 | 0.26056 | 116654.2661 | 0.28977
156973.0646 | 0.61272 | 126411.1 | 0.33912 | 98849.9765 | 0.28743 | 156445.0117 | 0.62206 | 128806.7 | 0.30714 | 100857.1585 | 0.3228 | 158896.8337 | 0.40494 | 130131.7 | 0.3025 | 113357.8728 | 0.28714 | 157294.7084 | 0.36372 | 129172.2 | 0.26239 | 117086.683 | 0.29261
157296.0352 | 0.60296 | 126808.4 | 0.33659 | 99312.8963 | 0.28738 | 156795.5519 | 0.61164 | 129224.5 | 0.30422 | 101339.4501 | 0.32329 | 159234.182 | 0.39997 | 130539 | 0.30346 | 113806.0215 | 0.28908 | 157629.2955 | 0.35962 | 129575.2 | 0.26408 | 117519.0998 | 0.29527
157619.0059 | 0.59323 | 127205.7 | 0.33408 | 99775.816 | 0.28727 | 157146.092 | 0.60128 | 129642.2 | 0.30134 | 101821.7417 | 0.32368 | 159571.5303 | 0.39522 | 130946.3 | 0.30428 | 114254.1703 | 0.2909 | 157963.8826 | 0.35572 | 129978.2 | 0.26566 | 117951.5166 | 0.29774
157941.9765 | 0.58355 | 127603.1 | 0.3316 | 100238.7358 | 0.28712 | 157496.6321 | 0.59097 | 130060 | 0.2985 | 102304.0333 | 0.32398 | 159908.8787 | 0.39067 | 131353.7 | 0.30499 | 114702.319 | 0.29258 | 158298.4697 | 0.35201 | 130381.2 | 0.26713 | 118383.9335 | 0.29998
158264.9472 | 0.57394 | 128000.4 | 0.32915 | 100701.6556 | 0.28692 | 157847.1722 | 0.58074 | 130477.8 | 0.29571 | 102786.3249 | 0.32419 | 160246.227 | 0.38633 | 131761 | 0.30559 | 115150.4677 | 0.29409 | 158633.0568 | 0.34851 | 130784.2 | 0.2685 | 118816.3503 | 0.30204
158587.9178 | 0.56441 | 128397.7 | 0.32674 | 101164.5753 | 0.28667 | 158197.7123 | 0.57058 | 130895.6 | 0.293 | 103268.6164 | 0.32428 | 160583.5753 | 0.3822 | 132168.3 | 0.3061 | 115598.6164 | 0.29548 | 158967.6438 | 0.34523 | 131187.2 | 0.26975 | 119248.7671 | 0.30391
158910.8885 | 0.55498 | 128795.1 | 0.32437 | 101627.4951 | 0.28638 | 158548.2524 | 0.56054 | 131313.4 | 0.29037 | 103750.908 | 0.32429 | 160920.9237 | 0.37829 | 132575.7 | 0.30647 | 116046.7652 | 0.29675 | 159302.2309 | 0.34211 | 131590.2 | 0.27088 | 119681.184 | 0.3056
159233.8591 | 0.54566 | 129192.4 | 0.32203 | 102090.4149 | 0.28606 | 158898.7926 | 0.5506 | 131731.2 | 0.28783 | 104233.1996 | 0.32422 | 161258.272 | 0.37462 | 132983 | 0.30673 | 116494.9139 | 0.2979 | 159636.818 | 0.33917 | 131993.3 | 0.27191 | 120113.6008 | 0.30709
159556.8297 | 0.53649 | 129589.7 | 0.31972 | 102553.3346 | 0.28571 | 159249.3327 | 0.54075 | 132149 | 0.28542 | 104715.4912 | 0.32408 | 161595.6204 | 0.3712 | 133390.4 | 0.30691 | 116943.0626 | 0.29888 | 159971.4051 | 0.33638 | 132396.3 | 0.27284 | 120546.0176 | 0.30834
159879.8004 | 0.52746 | 129987 | 0.31744 | 103016.2544 | 0.28535 | 159599.8728 | 0.53102 | 132566.7 | 0.28314 | 105197.7828 | 0.32385 | 161932.9687 | 0.368 | 133797.7 | 0.30699 | 117391.2114 | 0.29974 | 160305.9922 | 0.33373 | 132799.3 | 0.27369 | 120978.4344 | 0.30941
160202.771 | 0.51858 | 130384.4 | 0.31519 | 103479.1742 | 0.28495 | 159950.4129 | 0.5214 | 132984.5 | 0.281 | 105680.0744 | 0.32354 | 162270.317 | 0.36501 | 134205 | 0.30697 | 117839.3601 | 0.30049 | 160640.5793 | 0.33124 | 133202.3 | 0.27443 | 121410.8513 | 0.3103
160525.7417 | 0.50986 | 130781.7 | 0.31299 | 103942.0939 | 0.28455 | 160300.953 | 0.5119 | 133402.3 | 0.279 | 106162.3659 | 0.32317 | 162607.6654 | 0.36223 | 134612.4 | 0.30684 | 118287.5088 | 0.30113 | 160975.1663 | 0.32888 | 133605.3 | 0.27507 | 121843.2681 | 0.31101
160848.7123 | 0.5013 | 131179 | 0.31081 | 104405.0137 | 0.28414 | 160651.4932 | 0.50253 | 133820.1 | 0.27715 | 106644.6575 | 0.32274 | 162945.0137 | 0.35965 | 135019.7 | 0.30665 | 118735.6575 | 0.30163 | 161309.7534 | 0.32662 | 134008.3 | 0.27563 | 122275.6849 | 0.31154
161171.683 | 0.49293 | 131576.4 | 0.30866 | 104867.9335 | 0.28373 | 161002.0333 | 0.49331 | 134237.9 | 0.27546 | 107126.9491 | 0.32225 | 163282.362 | 0.35728 | 135427 | 0.30637 | 119183.8063 | 0.302 | 161644.3405 | 0.32446 | 134411.3 | 0.27612 | 122708.1018 | 0.31185
161494.6536 | 0.48475 | 131973.7 | 0.30655 | 105330.8532 | 0.28331 | 161352.5734 | 0.48423 | 134655.7 | 0.27393 | 107609.2407 | 0.32169 | 163619.7104 | 0.35512 | 135834.4 | 0.30602 | 119631.955 | 0.30228 | 161978.9276 | 0.32238 | 134814.3 | 0.27654 | 123140.5186 | 0.312
161817.6243 | 0.47679 | 132371 | 0.30445 | 105793.773 | 0.28291 | 161703.1135 | 0.4753 | 135073.5 | 0.2726 | 108091.5323 | 0.32108 | 163957.0587 | 0.35312 | 136241.7 | 0.30559 | 120080.1037 | 0.30246 | 162313.5147 | 0.32038 | 135217.4 | 0.27689 | 123572.9354 | 0.31199
162140.5949 | 0.46901 | 132768.4 | 0.30239 | 106256.6928 | 0.28251 | 162053.6536 | 0.46652 | 135491.3 | 0.27144 | 108573.8239 | 0.32044 | 164294.407 | 0.35128 | 136649 | 0.30509 | 120528.2524 | 0.30254 | 162648.1018 | 0.31844 | 135620.4 | 0.27716 | 124005.3523 | 0.31182
162463.5656 | 0.46143 | 133165.7 | 0.30036 | 106719.6125 | 0.28212 | 162404.1937 | 0.4579 | 135909 | 0.27043 | 109056.1155 | 0.31975 | 164631.7554 | 0.34957 | 137056.4 | 0.30454 | 120976.4012 | 0.30249 | 162982.6888 | 0.31656 | 136023.4 | 0.27738 | 124437.7691 | 0.3115
162786.5362 | 0.45404 | 133563 | 0.29836 | 107182.5323 | 0.28175 | 162754.7339 | 0.44946 | 136326.8 | 0.26959 | 109538.407 | 0.31901 | 164969.1037 | 0.34797 | 137463.7 | 0.30394 | 121424.5499 | 0.30236 | 163317.2759 | 0.31473 | 136426.4 | 0.27755 | 124870.1859 | 0.31101
163109.5068 | 0.44685 | 133960.4 | 0.29638 | 107645.4521 | 0.2814 | 163105.274 | 0.4412 | 136744.6 | 0.26889 | 110020.6986 | 0.31824 | 165306.4521 | 0.3465 | 137871.1 | 0.30328 | 121872.6986 | 0.30215 | 163651.863 | 0.31292 | 136829.4 | 0.27767 | 125302.6027 | 0.31039
163432.4775 | 0.43985 | 134357.7 | 0.29442 | 108108.3718 | 0.28107 | 163455.8141 | 0.43315 | 137162.4 | 0.26833 | 110502.9902 | 0.31745 | 165643.8004 | 0.34511 | 138278.4 | 0.30257 | 122320.8474 | 0.30185 | 163986.4501 | 0.31115 | 137232.4 | 0.27775 | 125735.0196 | 0.30965
163755.4481 | 0.43309 | 134755 | 0.29249 | 108571.2916 | 0.28076 | 163806.3542 | 0.4253 | 137580.2 | 0.26791 | 110985.2818 | 0.31662 | 165981.1487 | 0.34378 | 138685.7 | 0.30183 | 122768.9961 | 0.30146 | 164321.0372 | 0.3094 | 137635.4 | 0.27778 | 126167.4364 | 0.30879
164078.4188 | 0.42651 | 135152.3 | 0.29058 | 109034.2114 | 0.28048 | 164156.8943 | 0.41765 | 137998 | 0.26761 | 111467.5734 | 0.31577 | 166318.4971 | 0.34249 | 139093.1 | 0.30105 | 123217.1448 | 0.30099 | 164655.6243 | 0.30766 | 138038.4 | 0.27779 | 126599.8532 | 0.30782
164401.3894 | 0.42011 | 135549.7 | 0.28871 | 109497.1311 | 0.28023 | 164507.4344 | 0.4102 | 138415.8 | 0.26741 | 111949.865 | 0.31489 | 166655.8454 | 0.34122 | 139500.4 | 0.30025 | 123665.2935 | 0.30046 | 164990.2114 | 0.30594 | 138441.4 | 0.27777 | 127032.2701 | 0.30672
164724.3601 | 0.41389 | 135947 | 0.28685 | 109960.0509 | 0.28001 | 164857.9746 | 0.40296 | 138833.5 | 0.26728 | 112432.1566 | 0.314 | 166993.1937 | 0.33995 | 139907.7 | 0.29941 | 124113.4423 | 0.29987 | 165324.7984 | 0.30423 | 138844.5 | 0.27773 | 127464.6869 | 0.30555
165047.3307 | 0.40784 | 136344.3 | 0.28503 | 110422.9706 | 0.27981 | 165208.5147 | 0.39593 | 139251.3 | 0.26721 | 112914.4481 | 0.31309 | 167330.5421 | 0.33866 | 140315.1 | 0.29857 | 124561.591 | 0.2992 | 165659.3855 | 0.30252 | 139247.5 | 0.27766 | 127897.1037 | 0.30429
165370.3014 | 0.40195 | 136741.7 | 0.28323 | 110885.8904 | 0.27964 | 165559.0548 | 0.38912 | 139669.1 | 0.26718 | 113396.7397 | 0.31216 | 167667.8904 | 0.33734 | 140722.4 | 0.29771 | 125009.7397 | 0.29848 | 165993.9726 | 0.30082 | 139650.5 | 0.27758 | 128329.5205 | 0.30297
165693.272 | 0.39625 | 137139 | 0.28146 | 111348.8102 | 0.27951 | 165909.5949 | 0.38255 | 140086.9 | 0.26717 | 113879.0313 | 0.31122 | 168005.2387 | 0.33595 | 141129.7 | 0.29684 | 125457.8885 | 0.29771 | 166328.5597 | 0.29913 | 140053.5 | 0.27749 | 128761.9374 | 0.30157
166016.2427 | 0.39072 | 137536.3 | 0.27972 | 111811.7299 | 0.27941 | 166260.135 | 0.37619 | 140504.7 | 0.26716 | 114361.3229 | 0.31027 | 168342.5871 | 0.3345 | 141537.1 | 0.29596 | 125906.0372 | 0.29689 | 166663.1468 | 0.29743 | 140456.5 | 0.2774 | 129194.3542 | 0.30011
166339.2133 | 0.38533 | 137933.7 | 0.27801 | 112274.6497 | 0.27933 | 166610.6751 | 0.37004 | 140922.5 | 0.26712 | 114843.6145 | 0.30931 | 168679.9354 | 0.33297 | 141944.4 | 0.29509 | 126354.1859 | 0.29603 | 166997.7339 | 0.29574 | 140859.5 | 0.2773 | 129626.771 | 0.29862
166662.184 | 0.38008 | 138331 | 0.27633 | 112737.5695 | 0.27928 | 166961.2153 | 0.3641 | 141340.3 | 0.26704 | 115325.9061 | 0.30835 | 169017.2838 | 0.33135 | 142351.8 | 0.29422 | 126802.3346 | 0.29513 | 167332.3209 | 0.29406 | 141262.5 | 0.2772 | 130059.1879 | 0.29708
166985.1546 | 0.37497 | 138728.3 | 0.27467 | 113200.4892 | 0.27926 | 167311.7554 | 0.35837 | 141758.1 | 0.26691 | 115808.1977 | 0.30737 | 169354.6321 | 0.32961 | 142759.1 | 0.29336 | 127250.4834 | 0.2942 | 167666.908 | 0.29238 | 141665.5 | 0.27711 | 130491.6047 | 0.29552
167308.1252 | 0.36998 | 139125.7 | 0.27305 | 113663.409 | 0.27927 | 167662.2955 | 0.35283 | 142175.8 | 0.26671 | 116290.4892 | 0.3064 | 169691.9804 | 0.32776 | 143166.4 | 0.29251 | 127698.6321 | 0.29325 | 168001.4951 | 0.29072 | 142068.5 | 0.27703 | 130924.0215 | 0.29393
167631.0959 | 0.36513 | 139523 | 0.27146 | 114126.3288 | 0.2793 | 168012.8356 | 0.34752 | 142593.6 | 0.26643 | 116772.7808 | 0.30541 | 170029.3288 | 0.3258 | 143573.8 | 0.29169 | 128146.7808 | 0.29227 | 168336.0822 | 0.28906 | 142471.6 | 0.27695 | 131356.4384 | 0.29233
167954.0665 | 0.36041 | 139920.3 | 0.26991 | 114589.2485 | 0.27935 | 168363.3757 | 0.34242 | 143011.4 | 0.26606 | 117255.0724 | 0.30442 | 170366.6771 | 0.32373 | 143981.1 | 0.29088 | 128594.9295 | 0.29127 | 168670.6693 | 0.28743 | 142874.6 | 0.27689 | 131788.8552 | 0.29072
168277.0372 | 0.35581 | 140317.6 | 0.26838 | 115052.1683 | 0.27942 | 168713.9159 | 0.33752 | 143429.2 | 0.26558 | 117737.364 | 0.30343 | 170704.0254 | 0.32156 | 144388.4 | 0.29009 | 129043.0783 | 0.29026 | 169005.2564 | 0.28582 | 143277.6 | 0.27684 | 132221.272 | 0.28912
168600.0078 | 0.35132 | 140715 | 0.26689 | 115515.0881 | 0.27952 | 169064.456 | 0.3328 | 143847 | 0.265 | 118219.6556 | 0.30243 | 171041.3738 | 0.31927 | 144795.8 | 0.28933 | 129491.227 | 0.28924 | 169339.8434 | 0.28423 | 143680.6 | 0.27681 | 132653.6888 | 0.28752
168922.9785 | 0.34693 | 141112.3 | 0.26542 | 115978.0078 | 0.27962 | 169414.9961 | 0.32826 | 144264.8 | 0.26431 | 118701.9472 | 0.30142 | 171378.7221 | 0.31688 | 145203.1 | 0.28861 | 129939.3757 | 0.28822 | 169674.4305 | 0.28268 | 144083.6 | 0.27679 | 133086.1057 | 0.28593
169245.9491 | 0.34265 | 141509.6 | 0.26398 | 116440.9276 | 0.27974 | 169765.5362 | 0.3239 | 144682.6 | 0.26352 | 119184.2387 | 0.30042 | 171716.0705 | 0.31439 | 145610.5 | 0.28792 | 130387.5245 | 0.2872 | 170009.0176 | 0.28116 | 144486.6 | 0.27679 | 133518.5225 | 0.28436
169568.9198 | 0.33848 | 141907 | 0.26257 | 116903.8474 | 0.27986 | 170116.0763 | 0.31972 | 145100.4 | 0.26263 | 119666.5303 | 0.2994 | 172053.4188 | 0.31182 | 146017.8 | 0.28726 | 130835.6732 | 0.28618 | 170343.6047 | 0.27969 | 144889.6 | 0.27681 | 133950.9393 | 0.28282
169891.8904 | 0.33441 | 142304.3 | 0.2612 | 117366.7671 | 0.28 | 170466.6164 | 0.31572 | 145518.1 | 0.26164 | 120148.8219 | 0.29838 | 172390.7671 | 0.30918 | 146425.1 | 0.28663 | 131283.8219 | 0.28518 | 170678.1918 | 0.27827 | 145292.6 | 0.27685 | 134383.3562 | 0.28129
170214.8611 | 0.33046 | 142701.6 | 0.25985 | 117829.6869 | 0.28013 | 170817.1566 | 0.31188 | 145935.9 | 0.26055 | 120631.1135 | 0.29735 | 172728.1155 | 0.30649 | 146832.5 | 0.28605 | 131731.9706 | 0.28418 | 171012.7789 | 0.27691 | 145695.7 | 0.27691 | 134815.773 | 0.2798
170537.8317 | 0.3266 | 143099 | 0.25852 | 118292.6067 | 0.28027 | 171167.6967 | 0.3082 | 146353.7 | 0.25937 | 121113.4051 | 0.29632 | 173065.4638 | 0.30376 | 147239.8 | 0.28551 | 132180.1194 | 0.28319 | 171347.3659 | 0.27561 | 146098.7 | 0.27699 | 135248.1898 | 0.27834
170860.8023 | 0.32285 | 143496.3 | 0.25722 | 118755.5264 | 0.28041 | 171518.2368 | 0.30466 | 146771.5 | 0.25811 | 121595.6967 | 0.29528 | 173402.8121 | 0.30099 | 147647.1 | 0.28502 | 132628.2681 | 0.28223 | 171681.953 | 0.27437 | 146501.7 | 0.27709 | 135680.6067 | 0.27691
171183.773 | 0.31919 | 143893.6 | 0.25596 | 119218.4462 | 0.28053 | 171868.7769 | 0.30126 | 147189.3 | 0.25679 | 122077.9883 | 0.29423 | 173740.1605 | 0.29821 | 148054.5 | 0.28456 | 133076.4168 | 0.28129 | 172016.5401 | 0.27319 | 146904.7 | 0.2772 | 136113.0235 | 0.27552
171506.7436 | 0.31564 | 144291 | 0.25472 | 119681.3659 | 0.28065 | 172219.317 | 0.29798 | 147607.1 | 0.25542 | 122560.2798 | 0.29318 | 174077.5088 | 0.29543 | 148461.8 | 0.28414 | 133524.5656 | 0.28038 | 172351.1272 | 0.27209 | 147307.7 | 0.27734 | 136545.4403 | 0.27417
171829.7143 | 0.31219 | 144688.3 | 0.25351 | 120144.2857 | 0.28076 | 172569.8571 | 0.29484 | 148024.9 | 0.254 | 123042.5714 | 0.29211 | 174414.8571 | 0.29266 | 148869.1 | 0.28378 | 133972.7143 | 0.27948 | 172685.7143 | 0.27108 | 147710.7 | 0.27749 | 136977.8571 | 0.27286
172152.6849 | 0.30887 | 145085.6 | 0.25233 | 120607.2055 | 0.28085 | 172920.3973 | 0.29184 | 148442.6 | 0.25254 | 123524.863 | 0.29104 | 174752.2055 | 0.28992 | 149276.5 | 0.28346 | 134420.863 | 0.27862 | 173020.3014 | 0.27014 | 148113.7 | 0.27766 | 137410.274 | 0.27158
172475.6556 | 0.30566 | 145482.9 | 0.25119 | 121070.1252 | 0.28092 | 173270.9374 | 0.28897 | 148860.4 | 0.25106 | 124007.1546 | 0.28996 | 175089.5538 | 0.28722 | 149683.8 | 0.28318 | 134869.0117 | 0.27779 | 173354.8885 | 0.26927 | 148516.7 | 0.27783 | 137842.6908 | 0.27036
172798.6262 | 0.30256 | 145880.3 | 0.25007 | 121533.045 | 0.28097 | 173621.4775 | 0.28621 | 149278.2 | 0.24956 | 124489.4462 | 0.28887 | 175426.9022 | 0.28458 | 150091.2 | 0.28293 | 135317.1605 | 0.27699 | 173689.4755 | 0.26848 | 148919.7 | 0.27803 | 138275.1076 | 0.26917
173121.5969 | 0.29958 | 146277.6 | 0.249 | 121995.9648 | 0.281 | 173972.0176 | 0.28359 | 149696 | 0.24806 | 124971.7378 | 0.28778 | 175764.2505 | 0.282 | 150498.5 | 0.28274 | 135765.3092 | 0.27622 | 174024.0626 | 0.26777 | 149322.8 | 0.27823 | 138707.5245 | 0.26802
173444.5675 | 0.29672 | 146674.9 | 0.24796 | 122458.8845 | 0.281 | 174322.5577 | 0.28109 | 150113.8 | 0.24656 | 125454.0294 | 0.28667 | 176101.5988 | 0.27949 | 150905.8 | 0.2826 | 136213.4579 | 0.27549 | 174358.6497 | 0.26713 | 149725.8 | 0.27843 | 139139.9413 | 0.2669
173767.5382 | 0.29398 | 147072.3 | 0.24696 | 122921.8043 | 0.28098 | 174673.0978 | 0.27872 | 150531.6 | 0.24508 | 125936.3209 | 0.28557 | 176438.9472 | 0.27706 | 151313.2 | 0.28249 | 136661.6067 | 0.27479 | 174693.2368 | 0.26657 | 150128.8 | 0.27864 | 139572.3581 | 0.26584
174090.5088 | 0.2914 | 147469.6 | 0.24601 | 123384.7241 | 0.28091 | 175023.638 | 0.2765 | 150949.4 | 0.24363 | 126418.6125 | 0.28445 | 176776.2955 | 0.2747 | 151720.5 | 0.28242 | 137109.7554 | 0.27413 | 175027.8239 | 0.26608 | 150531.8 | 0.27886 | 140004.775 | 0.26481
174413.4795 | 0.28896 | 147866.9 | 0.24509 | 123847.6438 | 0.28082 | 175374.1781 | 0.27445 | 151367.2 | 0.24221 | 126900.9041 | 0.28333 | 177113.6438 | 0.27243 | 152127.8 | 0.28238 | 137557.9041 | 0.2735 | 175362.411 | 0.26564 | 150934.8 | 0.27907 | 140437.1918 | 0.26383
174736.4501 | 0.28666 | 148264.3 | 0.24423 | 124310.5636 | 0.28069 | 175724.7182 | 0.27258 | 151784.9 | 0.24083 | 127383.1957 | 0.2822 | 177450.9922 | 0.27025 | 152535.2 | 0.28239 | 138006.0528 | 0.2729 | 175696.998 | 0.26525 | 151337.8 | 0.27929 | 140869.6086 | 0.26287
175059.4207 | 0.28451 | 148661.6 | 0.24342 | 124773.4834 | 0.28052 | 176075.2583 | 0.27087 | 152202.7 | 0.23951 | 127865.4873 | 0.28107 | 177788.3405 | 0.26817 | 152942.5 | 0.28243 | 138454.2016 | 0.27234 | 176031.5851 | 0.2649 | 151740.8 | 0.2795 | 141302.0254 | 0.26196
175382.3914 | 0.28251 | 149058.9 | 0.24267 | 125236.4031 | 0.28032 | 176425.7984 | 0.26936 | 152620.5 | 0.23825 | 128347.7789 | 0.27994 | 178125.6888 | 0.26617 | 153349.8 | 0.28251 | 138902.3503 | 0.27181 | 176366.1722 | 0.2646 | 152143.8 | 0.27971 | 141734.4423 | 0.26109
175705.362 | 0.28067 | 149456.3 | 0.24197 | 125699.3229 | 0.28007 | 176776.3386 | 0.26804 | 153038.3 | 0.23706 | 128830.0705 | 0.27881 | 178463.0372 | 0.26424 | 153757.2 | 0.28261 | 139350.499 | 0.27131 | 176700.7593 | 0.26432 | 152546.9 | 0.27991 | 142166.8591 | 0.26026
176028.3327 | 0.27899 | 149853.6 | 0.24132 | 126162.2427 | 0.27978 | 177126.8787 | 0.26693 | 153456.1 | 0.23594 | 129312.362 | 0.27768 | 178800.3855 | 0.26239 | 154164.5 | 0.28274 | 139798.6477 | 0.27084 | 177035.3464 | 0.26407 | 152949.9 | 0.28011 | 142599.2759 | 0.25947
176351.3033 | 0.27751 | 150250.9 | 0.24073 | 126625.1624 | 0.27945 | 177477.4188 | 0.26605 | 153873.9 | 0.2349 | 129794.6536 | 0.27656 | 179137.7339 | 0.26061 | 154571.9 | 0.2829 | 140246.7965 | 0.2704 | 177369.9335 | 0.26382 | 153352.9 | 0.28029 | 143031.6928 | 0.25871
176674.274 | 0.27619 | 150648.2 | 0.24021 | 127088.0822 | 0.27908 | 177827.9589 | 0.26543 | 154291.7 | 0.23395 | 130276.9452 | 0.27544 | 179475.0822 | 0.25891 | 154979.2 | 0.28309 | 140694.9452 | 0.26999 | 177704.5205 | 0.26357 | 153755.9 | 0.28047 | 143464.1096 | 0.25798
176997.2446 | 0.27505 | 151045.6 | 0.23975 | 127551.002 | 0.27866 | 178178.499 | 0.26505 | 154709.4 | 0.23312 | 130759.2368 | 0.27433 | 179812.4305 | 0.25727 | 155386.5 | 0.28329 | 141143.0939 | 0.2696 | 178039.1076 | 0.26331 | 154158.9 | 0.28063 | 143896.5264 | 0.25731
177320.2153 | 0.27408 | 151442.9 | 0.23935 | 128013.9217 | 0.2782 | 178529.0391 | 0.2649 | 155127.2 | 0.23241 | 131241.5284 | 0.27322 | 180149.7789 | 0.25567 | 155793.9 | 0.28351 | 141591.2427 | 0.26924 | 178373.6947 | 0.26303 | 154561.9 | 0.28079 | 144328.9432 | 0.25667
177643.1859 | 0.27328 | 151840.2 | 0.23901 | 128476.8415 | 0.2777 | 178879.5793 | 0.26499 | 155545 | 0.23181 | 131723.82 | 0.27213 | 180487.1272 | 0.25412 | 156201.2 | 0.28375 | 142039.3914 | 0.26889 | 178708.2818 | 0.26272 | 154964.9 | 0.28093 | 144761.3601 | 0.25608
177966.1566 | 0.27265 | 152237.6 | 0.23874 | 128939.7613 | 0.27716 | 179230.1194 | 0.26532 | 155962.8 | 0.23134 | 132206.1115 | 0.27105 | 180824.4755 | 0.2526 | 156608.5 | 0.28401 | 142487.5401 | 0.26857 | 179042.8689 | 0.26237 | 155367.9 | 0.28105 | 145193.7769 | 0.25552
178289.1272 | 0.27223 | 152634.9 | 0.23852 | 129402.681 | 0.27657 | 179580.6595 | 0.26589 | 156380.6 | 0.23101 | 132688.4031 | 0.26999 | 181161.8239 | 0.25111 | 157015.9 | 0.28427 | 142935.6888 | 0.26826 | 179377.456 | 0.26199 | 155770.9 | 0.28117 | 145626.1937 | 0.255
178612.0978 | 0.27199 | 153032.2 | 0.23837 | 129865.6008 | 0.27594 | 179931.1996 | 0.2667 | 156798.4 | 0.23081 | 133170.6947 | 0.26894 | 181499.1722 | 0.24964 | 157423.2 | 0.28454 | 143383.8376 | 0.26797 | 179712.0431 | 0.26155 | 156174 | 0.28127 | 146058.6106 | 0.25454
178935.0685 | 0.27193 | 153429.6 | 0.23829 | 130328.5205 | 0.27528 | 180281.7397 | 0.26775 | 157216.2 | 0.23078 | 133652.9863 | 0.26792 | 181836.5205 | 0.24818 | 157830.5 | 0.28482 | 143831.9863 | 0.26769 | 180046.6301 | 0.26106 | 156577 | 0.28136 | 146491.0274 | 0.25412
179258.0391 | 0.27203 | 153826.9 | 0.23826 | 130791.4403 | 0.27457 | 180632.2798 | 0.26901 | 157634 | 0.23092 | 134135.2779 | 0.26691 | 182173.8689 | 0.24672 | 158237.9 | 0.2851 | 144280.135 | 0.26742 | 180381.2172 | 0.2605 | 156980 | 0.28144 | 146923.4442 | 0.25375
179581.0098 | 0.27231 | 154224.2 | 0.23829 | 131254.3601 | 0.27383 | 180982.82 | 0.27047 | 158051.7 | 0.23123 | 134617.5695 | 0.26593 | 182511.2172 | 0.24527 | 158645.2 | 0.28539 | 144728.2838 | 0.26716 | 180715.8043 | 0.25987 | 157383 | 0.2815 | 147355.8611 | 0.25342
179903.9804 | 0.27274 | 154621.6 | 0.23837 | 131717.2798 | 0.27305 | 181333.3601 | 0.27211 | 158469.5 | 0.23171 | 135099.8611 | 0.26498 | 182848.5656 | 0.24381 | 159052.6 | 0.28567 | 145176.4325 | 0.26691 | 181050.3914 | 0.25918 | 157786 | 0.28155 | 147788.2779 | 0.25314
180226.9511 | 0.27336 | 155018.9 | 0.23851 | 132180.1996 | 0.27224 | 181683.9002 | 0.27391 | 158887.3 | 0.23234 | 135582.1526 | 0.26405 | 183185.9139 | 0.24234 | 159459.9 | 0.28595 | 145624.5812 | 0.26667 | 181384.9785 | 0.25843 | 158189 | 0.28159 | 148220.6947 | 0.25293
180549.9217 | 0.27416 | 155416.2 | 0.23871 | 132643.1194 | 0.2714 | 182034.4403 | 0.27586 | 159305.1 | 0.23315 | 136064.4442 | 0.26314 | 183523.2622 | 0.24086 | 159867.2 | 0.28621 | 146072.7299 | 0.26643 | 181719.5656 | 0.25761 | 158592 | 0.28161 | 148653.1115 | 0.25276
180872.8924 | 0.27511 | 155813.5 | 0.23897 | 133106.0391 | 0.27053 | 182384.9804 | 0.27795 | 159722.9 | 0.23411 | 136546.7358 | 0.26227 | 183860.6106 | 0.23937 | 160274.6 | 0.28647 | 146520.8787 | 0.2662 | 182054.1526 | 0.25672 | 158995 | 0.28162 | 149085.5284 | 0.25266
181195.863 | 0.27621 | 156210.9 | 0.23927 | 133568.9589 | 0.26963 | 182735.5205 | 0.28017 | 160140.7 | 0.23525 | 137029.0274 | 0.26143 | 184197.9589 | 0.23786 | 160681.9 | 0.28672 | 146969.0274 | 0.26597 | 182388.7397 | 0.25575 | 159398.1 | 0.28161 | 149517.9452 | 0.2526
181518.8337 | 0.27745 | 156608.2 | 0.23962 | 134031.8787 | 0.26871 | 183086.0607 | 0.28247 | 160558.5 | 0.23655 | 137511.319 | 0.26062 | 184535.3072 | 0.23635 | 161089.2 | 0.28696 | 147417.1761 | 0.26574 | 182723.3268 | 0.25473 | 159801.1 | 0.2816 | 149950.362 | 0.2526
181841.8043 | 0.27883 | 157005.5 | 0.24002 | 134494.7984 | 0.26777 | 183436.6008 | 0.28484 | 160976.2 | 0.23799 | 137993.6106 | 0.25985 | 184872.6556 | 0.23482 | 161496.6 | 0.28717 | 147865.3249 | 0.26552 | 183057.9139 | 0.25365 | 160204.1 | 0.28157 | 150382.7789 | 0.25267
182164.775 | 0.28034 | 157402.9 | 0.24047 | 134957.7182 | 0.26681 | 183787.1409 | 0.28727 | 161394 | 0.23956 | 138475.9022 | 0.2591 | 185210.0039 | 0.23328 | 161903.9 | 0.28737 | 148313.4736 | 0.2653 | 183392.501 | 0.25251 | 160607.1 | 0.28152 | 150815.1957 | 0.2528
182487.7456 | 0.282 | 157800.2 | 0.24098 | 135420.638 | 0.26584 | 184137.681 | 0.28972 | 161811.8 | 0.24124 | 138958.1937 | 0.2584 | 185547.3523 | 0.23174 | 162311.3 | 0.28754 | 148761.6223 | 0.26508 | 183727.0881 | 0.25133 | 161010.1 | 0.28146 | 151247.6125 | 0.25299
182810.7162 | 0.28378 | 158197.5 | 0.24153 | 135883.5577 | 0.26486 | 184488.2211 | 0.2922 | 162229.6 | 0.24302 | 139440.4853 | 0.25774 | 185884.7006 | 0.2302 | 162718.6 | 0.28769 | 149209.771 | 0.26486 | 184061.6751 | 0.2501 | 161413.1 | 0.28137 | 151680.0294 | 0.25323
183133.6869 | 0.28566 | 158594.9 | 0.24213 | 136346.4775 | 0.26387 | 184838.7613 | 0.29468 | 162647.4 | 0.2449 | 139922.7769 | 0.2571 | 186222.0489 | 0.22866 | 163125.9 | 0.28781 | 149657.9198 | 0.26464 | 184396.2622 | 0.24883 | 161816.1 | 0.28128 | 152112.4462 | 0.25353
183456.6575 | 0.28764 | 158992.2 | 0.24277 | 136809.3973 | 0.26287 | 185189.3014 | 0.29712 | 163065.2 | 0.24685 | 140405.0685 | 0.2565 | 186559.3973 | 0.22712 | 163533.3 | 0.2879 | 150106.0685 | 0.26442 | 184730.8493 | 0.24752 | 162219.1 | 0.28116 | 152544.863 | 0.2539
183779.6282 | 0.28971 | 159389.5 | 0.24346 | 137272.317 | 0.26188 | 185539.8415 | 0.29953 | 163483 | 0.24887 | 140887.3601 | 0.25595 | 186896.7456 | 0.2256 | 163940.6 | 0.28797 | 150554.2172 | 0.26421 | 185065.4364 | 0.24618 | 162622.1 | 0.28103 | 152977.2798 | 0.25433
184102.5988 | 0.29185 | 159786.9 | 0.24421 | 137735.2368 | 0.26088 | 185890.3816 | 0.30189 | 163900.8 | 0.25092 | 141369.6517 | 0.25544 | 187234.0939 | 0.22409 | 164347.9 | 0.288 | 151002.3659 | 0.264 | 185400.0235 | 0.24482 | 163025.2 | 0.28087 | 153409.6967 | 0.25481
184425.5695 | 0.29407 | 160184.2 | 0.245 | 138198.1566 | 0.2599 | 186240.9217 | 0.30417 | 164318.5 | 0.25299 | 141851.9432 | 0.25496 | 187571.4423 | 0.22261 | 164755.3 | 0.28799 | 151450.5147 | 0.2638 | 185734.6106 | 0.24344 | 163428.2 | 0.28068 | 153842.1135 | 0.25533
184748.5401 | 0.29634 | 160581.5 | 0.24583 | 138661.0763 | 0.25892 | 186591.4618 | 0.30637 | 164736.3 | 0.25508 | 142334.2348 | 0.25452 | 187908.7906 | 0.22115 | 165162.6 | 0.28794 | 151898.6634 | 0.2636 | 186069.1977 | 0.24205 | 163831.2 | 0.28048 | 154274.5303 | 0.25591
185071.5108 | 0.29866 | 160978.8 | 0.24671 | 139123.9961 | 0.25796 | 186942.002 | 0.30849 | 165154.1 | 0.25717 | 142816.5264 | 0.25412 | 188246.1389 | 0.21972 | 165569.9 | 0.28786 | 152346.8121 | 0.26341 | 186403.7847 | 0.24064 | 164234.2 | 0.28025 | 154706.9472 | 0.25655
185394.4814 | 0.301 | 161376.2 | 0.24764 | 139586.9159 | 0.25701 | 187292.5421 | 0.31047 | 165571.9 | 0.25926 | 143298.818 | 0.25377 | 188583.4873 | 0.21833 | 165977.3 | 0.28774 | 152794.9609 | 0.26322 | 186738.3718 | 0.23923 | 164637.2 | 0.27998 | 155139.364 | 0.25723
185717.4521 | 0.30336 | 161773.5 | 0.24861 | 140049.8356 | 0.25609 | 187643.0822 | 0.31234 | 165989.7 | 0.26132 | 143781.1096 | 0.25346 | 188920.8356 | 0.21696 | 166384.6 | 0.28758 | 153243.1096 | 0.26304 | 187072.9589 | 0.23782 | 165040.2 | 0.27969 | 155571.7808 | 0.25794
186040.4227 | 0.30571 | 162170.8 | 0.24964 | 140512.7554 | 0.25518 | 187993.6223 | 0.31409 | 166407.5 | 0.26336 | 144263.4012 | 0.25319 | 189258.184 | 0.21564 | 166792 | 0.28736 | 153691.2583 | 0.26287 | 187407.546 | 0.2364 | 165443.2 | 0.27936 | 156004.1977 | 0.25869
186363.3933 | 0.30807 | 162568.2 | 0.25072 | 140975.6751 | 0.25431 | 188344.1624 | 0.31571 | 166825.3 | 0.26537 | 144745.6928 | 0.25296 | 189595.5323 | 0.21436 | 167199.3 | 0.28711 | 154139.407 | 0.26272 | 187742.1331 | 0.23499 | 165846.2 | 0.27901 | 156436.6145 | 0.25947
186686.364 | 0.31039 | 162965.5 | 0.25183 | 141438.5949 | 0.25347 | 188694.7025 | 0.3172 | 167243 | 0.26734 | 145227.9843 | 0.25279 | 189932.8806 | 0.21313 | 167606.6 | 0.28681 | 154587.5558 | 0.26257 | 188076.7202 | 0.23358 | 166249.3 | 0.27863 | 156869.0313 | 0.26029
187009.3346 | 0.31267 | 163362.8 | 0.253 | 141901.5147 | 0.25267 | 189045.2427 | 0.31855 | 167660.8 | 0.26929 | 145710.2759 | 0.25267 | 190270.229 | 0.21193 | 168014 | 0.28647 | 155035.7045 | 0.26244 | 188411.3072 | 0.23217 | 166652.3 | 0.2782 | 157301.4481 | 0.26112
187332.3053 | 0.31489 | 163760.2 | 0.25421 | 142364.4344 | 0.2519 | 189395.7828 | 0.31977 | 168078.6 | 0.27121 | 146192.5675 | 0.25258 | 190607.5773 | 0.21079 | 168421.3 | 0.28609 | 155483.8532 | 0.26231 | 188745.8943 | 0.23078 | 167055.3 | 0.27774 | 157733.865 | 0.26197
187655.2759 | 0.31706 | 164157.5 | 0.25547 | 142827.3542 | 0.25117 | 189746.3229 | 0.32083 | 168496.4 | 0.2731 | 146674.8591 | 0.25255 | 190944.9256 | 0.20969 | 168828.6 | 0.28565 | 155932.002 | 0.26221 | 189080.4814 | 0.22939 | 167458.3 | 0.27724 | 158166.2818 | 0.26282
187978.2466 | 0.31915 | 164554.8 | 0.25678 | 143290.274 | 0.25049 | 190096.863 | 0.32176 | 168914.2 | 0.27496 | 147157.1507 | 0.25258 | 191282.274 | 0.20863 | 169236 | 0.28516 | 156380.1507 | 0.26212 | 189415.0685 | 0.22801 | 167861.3 | 0.27672 | 158598.6986 | 0.26369
188301.2172 | 0.32115 | 164952.2 | 0.25814 | 143753.1937 | 0.24987 | 190447.4031 | 0.32256 | 169332 | 0.27681 | 147639.4423 | 0.25265 | 191619.6223 | 0.20764 | 169643.3 | 0.28464 | 156828.2994 | 0.26204 | 189749.6556 | 0.22664 | 168264.3 | 0.27615 | 159031.1155 | 0.26455
188624.1879 | 0.32304 | 165349.5 | 0.25954 | 144216.1135 | 0.24929 | 190797.9432 | 0.32323 | 169749.8 | 0.27865 | 148121.7339 | 0.25278 | 191956.9706 | 0.20669 | 170050.6 | 0.28407 | 157276.4481 | 0.26198 | 190084.2427 | 0.22528 | 168667.3 | 0.27555 | 159463.5323 | 0.26539
188947.1585 | 0.32481 | 165746.8 | 0.26098 | 144679.0333 | 0.24876 | 191148.4834 | 0.3238 | 170167.6 | 0.28048 | 148604.0254 | 0.25297 | 192294.319 | 0.2058 | 170458 | 0.28345 | 157724.5969 | 0.26193 | 190418.8297 | 0.22394 | 169070.3 | 0.27491 | 159895.9491 | 0.26623
189270.1292 | 0.32645 | 166144.1 | 0.26247 | 145141.953 | 0.2483 | 191499.0235 | 0.32425 | 170585.3 | 0.28232 | 149086.317 | 0.25322 | 192631.6673 | 0.20495 | 170865.3 | 0.28279 | 158172.7456 | 0.26191 | 190753.4168 | 0.22261 | 169473.3 | 0.27424 | 160328.3659 | 0.26704
189593.0998 | 0.32797 | 166541.5 | 0.26402 | 145604.8728 | 0.2479 | 191849.5636 | 0.3246 | 171003.1 | 0.28417 | 149568.6086 | 0.25354 | 192969.0157 | 0.20416 | 171272.7 | 0.28208 | 158620.8943 | 0.2619 | 191088.0039 | 0.2213 | 169876.4 | 0.27354 | 160760.7828 | 0.26783
189916.0705 | 0.32934 | 166938.8 | 0.2656 | 146067.7926 | 0.24757 | 192200.1037 | 0.32484 | 171420.9 | 0.28604 | 150050.9002 | 0.25392 | 193306.364 | 0.20342 | 171680 | 0.28135 | 159069.0431 | 0.2619 | 191422.591 | 0.22001 | 170279.4 | 0.27281 | 161193.1996 | 0.26858
190239.0411 | 0.33057 | 167336.1 | 0.26723 | 146530.7123 | 0.2473 | 192550.6438 | 0.325 | 171838.7 | 0.28795 | 150533.1918 | 0.25435 | 193643.7123 | 0.20275 | 172087.3 | 0.28056 | 159517.1918 | 0.26193 | 191757.1781 | 0.21873 | 170682.4 | 0.27204 | 161625.6164 | 0.26928
190562.0117 | 0.33165 | 167733.5 | 0.26891 | 146993.6321 | 0.2471 | 192901.184 | 0.32508 | 172256.5 | 0.28988 | 151015.4834 | 0.25486 | 193981.0607 | 0.20213 | 172494.7 | 0.27974 | 159965.3405 | 0.26197 | 192091.7652 | 0.21748 | 171085.4 | 0.27124 | 162058.0333 | 0.26994
190884.9824 | 0.33253 | 168130.8 | 0.27062 | 147456.5519 | 0.24699 | 193251.7241 | 0.3251 | 172674.3 | 0.29185 | 151497.775 | 0.25545 | 194318.409 | 0.20157 | 172902 | 0.27888 | 160413.4892 | 0.26203 | 192426.3523 | 0.21625 | 171488.4 | 0.27042 | 162490.4501 | 0.27055
191207.953 | 0.33325 | 168528.1 | 0.27239 | 147919.4716 | 0.24694 | 193602.2642 | 0.32506 | 173092.1 | 0.29387 | 151980.0665 | 0.25611 | 194655.7573 | 0.20106 | 173309.3 | 0.278 | 160861.638 | 0.26211 | 192760.9393 | 0.21504 | 171891.4 | 0.26958 | 162922.8669 | 0.27111
191530.9237 | 0.33381 | 168925.5 | 0.27421 | 148382.3914 | 0.24697 | 193952.8043 | 0.32498 | 173509.8 | 0.29593 | 152462.3581 | 0.25683 | 194993.1057 | 0.20061 | 173716.7 | 0.27708 | 161309.7867 | 0.26219 | 193095.5264 | 0.21386 | 172294.4 | 0.26871 | 163355.2838 | 0.27159
191853.8943 | 0.33419 | 169322.8 | 0.27607 | 148845.3112 | 0.24708 | 194303.3444 | 0.32485 | 173927.6 | 0.29804 | 152944.6497 | 0.25762 | 195330.454 | 0.20022 | 174124 | 0.27613 | 161757.9354 | 0.2623 | 193430.1135 | 0.21271 | 172697.4 | 0.26782 | 163787.7006 | 0.272
192176.865 | 0.33441 | 169720.1 | 0.27797 | 149308.2309 | 0.24728 | 194653.8845 | 0.32468 | 174345.4 | 0.30021 | 153426.9413 | 0.25852 | 195667.8023 | 0.1999 | 174531.3 | 0.27515 | 162206.0841 | 0.26242 | 193764.7006 | 0.21159 | 173100.5 | 0.26691 | 164220.1174 | 0.27235
192499.8356 | 0.33445 | 170117.5 | 0.27991 | 149771.1507 | 0.24757 | 195004.4247 | 0.32448 | 174763.2 | 0.30243 | 153909.2329 | 0.25948 | 196005.1507 | 0.19963 | 174938.7 | 0.27416 | 162654.2329 | 0.26256 | 194099.2877 | 0.21051 | 173503.5 | 0.26599 | 164652.5342 | 0.27262
192822.8063 | 0.33431 | 170514.8 | 0.2819 | 150234.0705 | 0.24794 | 195354.9648 | 0.32425 | 175181 | 0.3047 | 154391.5245 | 0.26052 | 196342.499 | 0.19941 | 175346 | 0.27315 | 163102.3816 | 0.2627 | 194433.8748 | 0.20945 | 173906.5 | 0.26505 | 165084.9511 | 0.27282
193145.7769 | 0.33399 | 170912.1 | 0.28393 | 150696.9902 | 0.24838 | 195705.5049 | 0.32401 | 175598.8 | 0.30701 | 154873.816 | 0.26163 | 196679.8474 | 0.19925 | 175753.4 | 0.27211 | 163550.5303 | 0.26286 | 194768.4618 | 0.20843 | 174309.5 | 0.2641 | 165517.3679 | 0.27292
193468.7476 | 0.33351 | 171309.4 | 0.28601 | 151159.91 | 0.24893 | 196056.045 | 0.32374 | 176016.6 | 0.30936 | 155356.1076 | 0.26283 | 197017.1957 | 0.19914 | 176160.7 | 0.27107 | 163998.6791 | 0.26303 | 195103.0489 | 0.20745 | 174712.5 | 0.26314 | 165949.7847 | 0.27294
193791.7182 | 0.33287 | 171706.8 | 0.28812 | 151622.8297 | 0.24957 | 196406.5851 | 0.32345 | 176434.4 | 0.31175 | 155838.3992 | 0.26412 | 197354.544 | 0.19908 | 176568 | 0.27001 | 164446.8278 | 0.2632 | 195437.636 | 0.2065 | 175115.5 | 0.26217 | 166382.2016 | 0.27288
194114.6888 | 0.33209 | 172104.1 | 0.29027 | 152085.7495 | 0.2503 | 196757.1252 | 0.32313 | 176852.1 | 0.31417 | 156320.6908 | 0.26548 | 197691.8924 | 0.19908 | 176975.4 | 0.26895 | 164894.9765 | 0.26339 | 195772.2231 | 0.20558 | 175518.5 | 0.26119 | 166814.6184 | 0.27274
194437.6595 | 0.33117 | 172501.4 | 0.29245 | 152548.6693 | 0.25111 | 197107.6654 | 0.32278 | 177269.9 | 0.31662 | 156802.9824 | 0.26692 | 198029.2407 | 0.19913 | 177382.7 | 0.26788 | 165343.1252 | 0.26358 | 196106.8102 | 0.20471 | 175921.5 | 0.2602 | 167247.0352 | 0.27251
194760.6301 | 0.33011 | 172898.8 | 0.29467 | 153011.589 | 0.25201 | 197458.2055 | 0.32241 | 177687.7 | 0.31909 | 157285.274 | 0.26844 | 198366.589 | 0.19922 | 177790 | 0.26681 | 165791.274 | 0.26378 | 196441.3973 | 0.20386 | 176324.5 | 0.25921 | 167679.4521 | 0.27218
195083.6008 | 0.32891 | 173296.1 | 0.29692 | 153474.5088 | 0.25302 | 197808.7456 | 0.322 | 178105.5 | 0.32155 | 157767.5656 | 0.27004 | 198703.9374 | 0.19936 | 178197.4 | 0.26575 | 166239.4227 | 0.26399 | 196775.9843 | 0.20305 | 176727.6 | 0.25822 | 168111.8689 | 0.27178
195406.5714 | 0.3276 | 173693.4 | 0.29919 | 153937.4286 | 0.25411 | 198159.2857 | 0.32155 | 178523.3 | 0.32402 | 158249.8571 | 0.27172 | 199041.2857 | 0.19954 | 178604.7 | 0.26469 | 166687.5714 | 0.26419 | 197110.5714 | 0.20227 | 177130.6 | 0.25722 | 168544.2857 | 0.27129
195729.5421 | 0.32621 | 174090.8 | 0.30147 | 154400.3483 | 0.25528 | 198509.8258 | 0.32105 | 178941.1 | 0.32647 | 158732.1487 | 0.27346 | 199378.6341 | 0.19977 | 179012.1 | 0.26363 | 167135.7202 | 0.26441 | 197445.1585 | 0.20152 | 177533.6 | 0.25622 | 168976.7025 | 0.27074
196052.5127 | 0.32473 | 174488.1 | 0.30378 | 154863.2681 | 0.25653 | 198860.3659 | 0.32051 | 179358.9 | 0.3289 | 159214.4403 | 0.27528 | 199715.9824 | 0.20005 | 179419.4 | 0.26259 | 167583.8689 | 0.26462 | 197779.7456 | 0.2008 | 177936.6 | 0.25521 | 169409.1194 | 0.2701
196375.4834 | 0.32318 | 174885.4 | 0.30609 | 155326.1879 | 0.25789 | 199210.9061 | 0.31992 | 179776.6 | 0.33129 | 159696.7319 | 0.27717 | 200053.3307 | 0.20038 | 179826.7 | 0.26157 | 168032.0176 | 0.26484 | 198114.3327 | 0.20012 | 178339.6 | 0.25421 | 169841.5362 | 0.26939
196698.454 | 0.32159 | 175282.8 | 0.3084 | 155789.1076 | 0.25933 | 199561.4462 | 0.31926 | 180194.4 | 0.33364 | 160179.0235 | 0.27913 | 200390.6791 | 0.20075 | 180234.1 | 0.26056 | 168480.1663 | 0.26506 | 198448.9198 | 0.19946 | 178742.6 | 0.2532 | 170273.953 | 0.26861
197021.4247 | 0.31995 | 175680.1 | 0.31072 | 156252.0274 | 0.26085 | 199911.9863 | 0.31854 | 180612.2 | 0.33592 | 160661.3151 | 0.28115 | 200728.0274 | 0.20117 | 180641.4 | 0.25957 | 168928.3151 | 0.26529 | 198783.5068 | 0.19882 | 179145.6 | 0.25219 | 170706.3699 | 0.26777
197344.3953 | 0.31829 | 176077.4 | 0.31301 | 156714.9472 | 0.26243 | 200262.5264 | 0.31776 | 181030 | 0.33814 | 161143.6067 | 0.28322 | 201065.3757 | 0.20165 | 181048.7 | 0.25861 | 169376.4638 | 0.26551 | 199118.0939 | 0.19821 | 179548.6 | 0.25118 | 171138.7867 | 0.26688
197667.3659 | 0.31663 | 176474.7 | 0.31529 | 157177.8669 | 0.26411 | 200613.0665 | 0.31693 | 181447.8 | 0.34028 | 161625.8982 | 0.28535 | 201402.7241 | 0.20218 | 181456.1 | 0.25768 | 169824.6125 | 0.26574 | 199452.681 | 0.19762 | 179951.7 | 0.25017 | 171571.2035 | 0.26594
197990.3366 | 0.31499 | 176872.1 | 0.31755 | 157640.7867 | 0.26587 | 200963.6067 | 0.31603 | 181865.6 | 0.34234 | 162108.1898 | 0.28754 | 201740.0724 | 0.20277 | 181863.4 | 0.25677 | 170272.7613 | 0.26597 | 199787.2681 | 0.19706 | 180354.7 | 0.24915 | 172003.6204 | 0.26494
198313.3072 | 0.31337 | 177269.4 | 0.31977 | 158103.7065 | 0.26769 | 201314.1468 | 0.31508 | 182283.4 | 0.3443 | 162590.4814 | 0.28976 | 202077.4207 | 0.20343 | 182270.7 | 0.2559 | 170720.91 | 0.2662 | 200121.8552 | 0.19652 | 180757.7 | 0.24813 | 172436.0372 | 0.2639
198636.2779 | 0.31179 | 177666.7 | 0.32195 | 158566.6262 | 0.26957 | 201664.6869 | 0.31407 | 182701.2 | 0.34615 | 163072.773 | 0.29202 | 202414.7691 | 0.20416 | 182678.1 | 0.25506 | 171169.0587 | 0.26644 | 200456.4423 | 0.196 | 181160.7 | 0.2471 | 172868.454 | 0.26284
198959.2485 | 0.31026 | 178064.1 | 0.32408 | 159029.546 | 0.27152 | 202015.227 | 0.31301 | 183118.9 | 0.34787 | 163555.0646 | 0.29433 | 202752.1174 | 0.20495 | 183085.4 | 0.25426 | 171617.2074 | 0.26668 | 200791.0294 | 0.19551 | 181563.7 | 0.24606 | 173300.8708 | 0.26175
199282.2192 | 0.30881 | 178461.4 | 0.32615 | 159492.4658 | 0.27354 | 202365.7671 | 0.31191 | 183536.7 | 0.34948 | 164037.3562 | 0.29666 | 203089.4658 | 0.20581 | 183492.8 | 0.25351 | 172065.3562 | 0.26693 | 201125.6164 | 0.19504 | 181966.7 | 0.24502 | 173733.2877 | 0.26063
199605.1898 | 0.30744 | 178858.7 | 0.32815 | 159955.3855 | 0.2756 | 202716.3072 | 0.31078 | 183954.5 | 0.35095 | 164519.6477 | 0.29902 | 203426.8141 | 0.20675 | 183900.1 | 0.25279 | 172513.5049 | 0.26719 | 201460.2035 | 0.19459 | 182369.7 | 0.24397 | 174165.7045 | 0.25949
199928.1605 | 0.30615 | 179256.1 | 0.33009 | 160418.3053 | 0.27771 | 203066.8474 | 0.30961 | 184372.3 | 0.3523 | 165001.9393 | 0.3014 | 203764.1624 | 0.20779 | 184307.4 | 0.25211 | 172961.6536 | 0.26746 | 201794.7906 | 0.19417 | 182772.7 | 0.24291 | 174598.1213 | 0.25834
200251.1311 | 0.30494 | 179653.4 | 0.33194 | 160881.225 | 0.27987 | 203417.3875 | 0.30843 | 184790.1 | 0.35351 | 165484.2309 | 0.30379 | 204101.5108 | 0.2089 | 184714.8 | 0.25149 | 173409.8023 | 0.26773 | 202129.3777 | 0.19378 | 183175.7 | 0.24184 | 175030.5382 | 0.25718
200574.1018 | 0.30383 | 180050.7 | 0.3337 | 161344.1448 | 0.28208 | 203767.9276 | 0.30723 | 185207.9 | 0.35459 | 165966.5225 | 0.30619 | 204438.8591 | 0.21009 | 185122.1 | 0.25092 | 173857.9511 | 0.26802 | 202463.9648 | 0.19342 | 183578.8 | 0.24076 | 175462.955 | 0.25602
200897.0724 | 0.3028 | 180448.1 | 0.33537 | 161807.0646 | 0.28431 | 204118.4677 | 0.30601 | 185625.7 | 0.3555 | 166448.8141 | 0.3086 | 204776.2074 | 0.21136 | 185529.4 | 0.2504 | 174306.0998 | 0.26832 | 202798.5519 | 0.19308 | 183981.8 | 0.23967 | 175895.3718 | 0.25487
201220.0431 | 0.30188 | 180845.4 | 0.33694 | 162269.9843 | 0.28658 | 204469.0078 | 0.3048 | 186043.4 | 0.35627 | 166931.1057 | 0.311 | 205113.5558 | 0.21271 | 185936.8 | 0.24993 | 174754.2485 | 0.26864 | 203133.1389 | 0.19278 | 184384.8 | 0.23855 | 176327.7886 | 0.25371
201543.0137 | 0.30105 | 181242.7 | 0.33841 | 162732.9041 | 0.28887 | 204819.5479 | 0.30358 | 186461.2 | 0.3569 | 167413.3973 | 0.31339 | 205450.9041 | 0.21415 | 186344.1 | 0.24951 | 175202.3973 | 0.26897 | 203467.726 | 0.1925 | 184787.8 | 0.23743 | 176760.2055 | 0.25257
201865.9843 | 0.3003 | 181640 | 0.33977 | 163195.8239 | 0.29118 | 205170.0881 | 0.30236 | 186879 | 0.3574 | 167895.6888 | 0.31577 | 205788.2524 | 0.21567 | 186751.4 | 0.24916 | 175650.546 | 0.26933 | 203802.3131 | 0.19226 | 185190.8 | 0.23628 | 177192.6223 | 0.25144
202188.955 | 0.29962 | 182037.4 | 0.34101 | 163658.7436 | 0.29351 | 205520.6282 | 0.30115 | 187296.8 | 0.35776 | 168377.9804 | 0.31813 | 206125.6008 | 0.21725 | 187158.8 | 0.24886 | 176098.6947 | 0.26971 | 204136.9002 | 0.19205 | 185593.8 | 0.23513 | 177625.0391 | 0.25031
202511.9256 | 0.299 | 182434.7 | 0.34213 | 164121.6634 | 0.29584 | 205871.1683 | 0.29994 | 187714.6 | 0.35799 | 168860.272 | 0.32047 | 206462.9491 | 0.21891 | 187566.1 | 0.24862 | 176546.8434 | 0.27011 | 204471.4873 | 0.19187 | 185996.8 | 0.23395 | 178057.456 | 0.24921
202834.8963 | 0.29843 | 182832 | 0.34314 | 164584.5832 | 0.29818 | 206221.7084 | 0.29873 | 188132.4 | 0.3581 | 169342.5636 | 0.32278 | 206800.2975 | 0.22061 | 187973.5 | 0.24843 | 176994.9922 | 0.27053 | 204806.0744 | 0.19173 | 186399.8 | 0.23275 | 178489.8728 | 0.24812
203157.8669 | 0.2979 | 183229.4 | 0.34403 | 165047.5029 | 0.30052 | 206572.2485 | 0.29752 | 188550.2 | 0.35807 | 169824.8552 | 0.32506 | 207137.6458 | 0.22237 | 188380.8 | 0.24832 | 177443.1409 | 0.27098 | 205140.6614 | 0.19161 | 186802.9 | 0.23154 | 178922.2896 | 0.24706
203480.8376 | 0.29739 | 183626.7 | 0.34481 | 165510.4227 | 0.30284 | 206922.7886 | 0.29631 | 188968 | 0.35792 | 170307.1468 | 0.32729 | 207474.9941 | 0.22418 | 188788.1 | 0.24826 | 177891.2896 | 0.27147 | 205475.2485 | 0.19153 | 187205.9 | 0.23031 | 179354.7065 | 0.24601
203803.8082 | 0.29689 | 184024 | 0.34546 | 165973.3425 | 0.30516 | 207273.3288 | 0.29508 | 189385.7 | 0.35766 | 170789.4384 | 0.32947 | 207812.3425 | 0.22603 | 189195.5 | 0.24826 | 178339.4384 | 0.27198 | 205809.8356 | 0.19148 | 187608.9 | 0.22906 | 179787.1233 | 0.24498
204126.7789 | 0.29637 | 184421.4 | 0.34597 | 166436.2622 | 0.30746 | 207623.8689 | 0.29385 | 189803.5 | 0.35731 | 171271.7299 | 0.33162 | 208149.6908 | 0.2279 | 189602.8 | 0.24832 | 178787.5871 | 0.27252 | 206144.4227 | 0.19146 | 188011.9 | 0.22779 | 180219.5401 | 0.24397
204449.7495 | 0.29583 | 184818.7 | 0.34638 | 166899.182 | 0.30973 | 207974.409 | 0.29259 | 190221.3 | 0.35686 | 171754.0215 | 0.33371 | 208487.0391 | 0.22978 | 190010.1 | 0.24844 | 179235.7358 | 0.27309 | 206479.0098 | 0.19146 | 188414.9 | 0.22651 | 180651.9569 | 0.24298
204772.7202 | 0.29525 | 185216 | 0.34667 | 167362.1018 | 0.31197 | 208324.9491 | 0.29131 | 190639.1 | 0.35632 | 172236.3131 | 0.33574 | 208824.3875 | 0.23166 | 190417.5 | 0.24864 | 179683.8845 | 0.2737 | 206813.5969 | 0.1915 | 188817.9 | 0.22521 | 181084.3738 | 0.24202
205095.6908 | 0.29462 | 185613.4 | 0.34685 | 167825.0215 | 0.31418 | 208675.4892 | 0.29 | 191056.9 | 0.35569 | 172718.6047 | 0.3377 | 209161.7358 | 0.23354 | 190824.8 | 0.24889 | 180132.0333 | 0.27434 | 207148.184 | 0.19156 | 189220.9 | 0.2239 | 181516.7906 | 0.24108
205418.6614 | 0.29391 | 186010.7 | 0.34692 | 168287.9413 | 0.31636 | 209026.0294 | 0.28864 | 191474.7 | 0.35498 | 173200.8963 | 0.33961 | 209499.0841 | 0.2354 | 191232.1 | 0.24919 | 180580.182 | 0.27501 | 207482.771 | 0.19164 | 189623.9 | 0.22257 | 181949.2074 | 0.24015
205741.6321 | 0.2931 | 186408 | 0.34686 | 168750.8611 | 0.3185 | 209376.5695 | 0.28724 | 191892.5 | 0.35419 | 173683.1879 | 0.34145 | 209836.4325 | 0.23724 | 191639.5 | 0.24954 | 181028.3307 | 0.27571 | 207817.3581 | 0.19176 | 190026.9 | 0.22124 | 182381.6243 | 0.23925
206064.6027 | 0.29221 | 186805.3 | 0.3467 | 169213.7808 | 0.32058 | 209727.1096 | 0.28579 | 192310.2 | 0.35334 | 174165.4795 | 0.34321 | 210173.7808 | 0.23903 | 192046.8 | 0.24997 | 181476.4795 | 0.27645 | 208151.9452 | 0.19189 | 190430 | 0.21991 | 182814.0411 | 0.23838
206387.5734 | 0.29121 | 187202.7 | 0.34644 | 169676.7006 | 0.32261 | 210077.6497 | 0.28429 | 192728 | 0.35242 | 174647.771 | 0.34489 | 210511.1292 | 0.24079 | 192454.2 | 0.25045 | 181924.6282 | 0.27722 | 208486.5323 | 0.19205 | 190833 | 0.21857 | 183246.4579 | 0.23752
206710.544 | 0.2901 | 187600 | 0.3461 | 170139.6204 | 0.32459 | 210428.1898 | 0.28274 | 193145.8 | 0.35144 | 175130.0626 | 0.3465 | 210848.4775 | 0.24249 | 192861.5 | 0.25097 | 182372.7769 | 0.27802 | 208821.1194 | 0.19222 | 191236 | 0.21723 | 183678.8748 | 0.23669
207033.5147 | 0.28888 | 187997.3 | 0.34566 | 170602.5401 | 0.32651 | 210778.7299 | 0.28113 | 193563.6 | 0.3504 | 175612.3542 | 0.34803 | 211185.8258 | 0.24413 | 193268.8 | 0.25155 | 182820.9256 | 0.27885 | 209155.7065 | 0.19242 | 191639 | 0.21589 | 184111.2916 | 0.23588
207356.4853 | 0.28753 | 188394.7 | 0.34514 | 171065.4599 | 0.32837 | 211129.2701 | 0.27947 | 193981.4 | 0.3493 | 176094.6458 | 0.34948 | 211523.1742 | 0.24571 | 193676.2 | 0.25217 | 183269.0744 | 0.2797 | 209490.2935 | 0.19264 | 192042 | 0.21457 | 184543.7084 | 0.2351
207679.456 | 0.28606 | 188792 | 0.34452 | 171528.3796 | 0.33015 | 211479.8102 | 0.27776 | 194399.2 | 0.34813 | 176576.9374 | 0.35082 | 211860.5225 | 0.2472 | 194083.5 | 0.25284 | 183717.2231 | 0.28058 | 209824.8806 | 0.19288 | 192445 | 0.21326 | 184976.1252 | 0.23435
208002.4266 | 0.28447 | 189189.3 | 0.34384 | 171991.2994 | 0.33187 | 211830.3503 | 0.276 | 194817 | 0.3469 | 177059.229 | 0.35209 | 212197.8708 | 0.24863 | 194490.8 | 0.25355 | 184165.3718 | 0.28148 | 210159.4677 | 0.19314 | 192848 | 0.21196 | 185408.5421 | 0.23363
208325.3973 | 0.28278 | 189586.7 | 0.34309 | 172454.2192 | 0.33353 | 212180.8904 | 0.27421 | 195234.8 | 0.34561 | 177541.5205 | 0.35327 | 212535.2192 | 0.24998 | 194898.2 | 0.2543 | 184613.5205 | 0.2824 | 210494.0548 | 0.19342 | 193251 | 0.21068 | 185840.9589 | 0.23293
208648.3679 | 0.28098 | 189984 | 0.34228 | 172917.1389 | 0.33511 | 212531.4305 | 0.27238 | 195652.5 | 0.34425 | 178023.8121 | 0.35436 | 212872.5675 | 0.25125 | 195305.5 | 0.25508 | 185061.6693 | 0.28334 | 210828.6419 | 0.19373 | 193654.1 | 0.20943 | 186273.3757 | 0.23227
208971.3386 | 0.2791 | 190381.3 | 0.34141 | 173380.0587 | 0.3366 | 212881.9706 | 0.27054 | 196070.3 | 0.34283 | 178506.1037 | 0.35534 | 213209.9159 | 0.25244 | 195712.9 | 0.2559 | 185509.818 | 0.28429 | 211163.229 | 0.19406 | 194057.1 | 0.20822 | 186705.7926 | 0.23164
209294.3092 | 0.27713 | 190778.6 | 0.34048 | 173842.9785 | 0.33802 | 213232.5108 | 0.26868 | 196488.1 | 0.34134 | 178988.3953 | 0.35622 | 213547.2642 | 0.25355 | 196120.2 | 0.25675 | 185957.9667 | 0.28525 | 211497.816 | 0.19442 | 194460.1 | 0.20704 | 187138.2094 | 0.23106
209617.2798 | 0.27509 | 191176 | 0.33951 | 174305.8982 | 0.33936 | 213583.0509 | 0.26682 | 196905.9 | 0.33977 | 179470.6869 | 0.35702 | 213884.6125 | 0.25457 | 196527.5 | 0.25762 | 186406.1155 | 0.28622 | 211832.4031 | 0.1948 | 194863.1 | 0.2059 | 187570.6262 | 0.23051
209940.2505 | 0.273 | 191573.3 | 0.33849 | 174768.818 | 0.34062 | 213933.591 | 0.26498 | 197323.7 | 0.33811 | 179952.9785 | 0.35772 | 214221.9609 | 0.25552 | 196934.9 | 0.25851 | 186854.2642 | 0.28718 | 212166.9902 | 0.19522 | 195266.1 | 0.2048 | 188003.0431 | 0.23001
210263.2211 | 0.27087 | 191970.6 | 0.33743 | 175231.7378 | 0.34178 | 214284.1311 | 0.26316 | 197741.5 | 0.33638 | 180435.2701 | 0.3583 | 214559.3092 | 0.25639 | 197342.2 | 0.25942 | 187302.4129 | 0.28815 | 212501.5773 | 0.19567 | 195669.1 | 0.20375 | 188435.4599 | 0.22954
210586.1918 | 0.26873 | 192368 | 0.33634 | 175694.6575 | 0.34285 | 214634.6712 | 0.26137 | 198159.3 | 0.33457 | 180917.5616 | 0.35878 | 214896.6575 | 0.25721 | 197749.5 | 0.26034 | 187750.5616 | 0.28911 | 212836.1644 | 0.19615 | 196072.1 | 0.20277 | 188867.8767 | 0.22913
210909.1624 | 0.26659 | 192765.3 | 0.33521 | 176157.5773 | 0.34385 | 214985.2114 | 0.25962 | 198577 | 0.33267 | 181399.8532 | 0.35917 | 215234.0059 | 0.25795 | 198156.9 | 0.26127 | 188198.7104 | 0.29006 | 213170.7515 | 0.19667 | 196475.1 | 0.20185 | 189300.2935 | 0.22878
211232.1331 | 0.26446 | 193162.6 | 0.33405 | 176620.4971 | 0.34476 | 215335.7515 | 0.25792 | 198994.8 | 0.33069 | 181882.1448 | 0.35946 | 215571.3542 | 0.25864 | 198564.2 | 0.26221 | 188646.8591 | 0.291 | 213505.3386 | 0.19723 | 196878.1 | 0.20099 | 189732.7104 | 0.22848
211555.1037 | 0.26236 | 193560 | 0.33286 | 177083.4168 | 0.34556 | 215686.2916 | 0.25629 | 199412.6 | 0.32863 | 182364.4364 | 0.35964 | 215908.7025 | 0.25926 | 198971.5 | 0.26315 | 189095.0078 | 0.29192 | 213839.9256 | 0.19784 | 197281.2 | 0.2002 | 190165.1272 | 0.22824
211878.0744 | 0.26032 | 193957.3 | 0.33164 | 177546.3366 | 0.34627 | 216036.8317 | 0.25473 | 199830.4 | 0.32646 | 182846.728 | 0.3597 | 216246.0509 | 0.25985 | 199378.9 | 0.2641 | 189543.1566 | 0.29281 | 214174.5127 | 0.19849 | 197684.2 | 0.19947 | 190597.544 | 0.22805
212201.045 | 0.25835 | 194354.6 | 0.3304 | 178009.2564 | 0.34689 | 216387.3718 | 0.25324 | 200248.2 | 0.32422 | 183329.0196 | 0.35967 | 216583.3992 | 0.26039 | 199786.2 | 0.26504 | 189991.3053 | 0.29368 | 214509.0998 | 0.19919 | 198087.2 | 0.19884 | 191029.9609 | 0.22793
212524.0157 | 0.25646 | 194752 | 0.32913 | 178472.1761 | 0.34743 | 216737.9119 | 0.25184 | 200666 | 0.3219 | 183811.3112 | 0.35954 | 216920.7476 | 0.26091 | 200193.6 | 0.26597 | 190439.454 | 0.29453 | 214843.6869 | 0.19994 | 198490.2 | 0.19828 | 191462.3777 | 0.22788
212846.9863 | 0.25465 | 195149.3 | 0.32782 | 178935.0959 | 0.34787 | 217088.4521 | 0.25051 | 201083.8 | 0.31951 | 184293.6027 | 0.3593 | 217258.0959 | 0.26139 | 200600.9 | 0.26689 | 190887.6027 | 0.29534 | 215178.274 | 0.20073 | 198893.2 | 0.19781 | 191894.7945 | 0.2279
213169.9569 | 0.25294 | 195546.6 | 0.32648 | 179398.0157 | 0.34819 | 217438.9922 | 0.24927 | 201501.6 | 0.31705 | 184775.8943 | 0.35894 | 217595.4442 | 0.26186 | 201008.2 | 0.2678 | 191335.7515 | 0.29611 | 215512.8611 | 0.20159 | 199296.2 | 0.19741 | 192327.2114 | 0.22798
213492.9276 | 0.25134 | 195943.9 | 0.32511 | 179860.9354 | 0.34843 | 217789.5323 | 0.24811 | 201919.3 | 0.31453 | 185258.1859 | 0.35849 | 217932.7926 | 0.26232 | 201415.6 | 0.2687 | 191783.9002 | 0.29685 | 215847.4481 | 0.20249 | 199699.2 | 0.19711 | 192759.6282 | 0.22812
213815.8982 | 0.24988 | 196341.3 | 0.3237 | 180323.8552 | 0.34858 | 218140.0724 | 0.24703 | 202337.1 | 0.31195 | 185740.4775 | 0.35794 | 218270.1409 | 0.26277 | 201822.9 | 0.26958 | 192232.0489 | 0.29754 | 216182.0352 | 0.20345 | 200102.2 | 0.19692 | 193192.045 | 0.22835
214138.8689 | 0.24854 | 196738.6 | 0.32226 | 180786.775 | 0.34864 | 218490.6125 | 0.24606 | 202754.9 | 0.30932 | 186222.7691 | 0.3573 | 218607.4892 | 0.26323 | 202230.2 | 0.27045 | 192680.1977 | 0.2982 | 216516.6223 | 0.20446 | 200505.3 | 0.19681 | 193624.4618 | 0.22865
214461.8395 | 0.24731 | 197135.9 | 0.32077 | 181249.6947 | 0.34858 | 218841.1526 | 0.24516 | 203172.7 | 0.30665 | 186705.0607 | 0.35653 | 218944.8376 | 0.2637 | 202637.6 | 0.2713 | 193128.3464 | 0.2988 | 216851.2094 | 0.20553 | 200908.3 | 0.1968 | 194056.8787 | 0.22902
214784.8102 | 0.2462 | 197533.3 | 0.31923 | 181712.6145 | 0.34843 | 219191.6928 | 0.24435 | 203590.5 | 0.30395 | 187187.3523 | 0.35567 | 219282.1859 | 0.26419 | 203044.9 | 0.27212 | 193576.4951 | 0.29936 | 217185.7965 | 0.20664 | 201311.3 | 0.19688 | 194489.2955 | 0.22946
215107.7808 | 0.24521 | 197930.6 | 0.31765 | 182175.5342 | 0.34819 | 219542.2329 | 0.24361 | 204008.3 | 0.30122 | 187669.6438 | 0.35472 | 219619.5342 | 0.26471 | 203452.2 | 0.27292 | 194024.6438 | 0.29987 | 217520.3836 | 0.20781 | 201714.3 | 0.19706 | 194921.7123 | 0.22997
215430.7515 | 0.24433 | 198327.9 | 0.31601 | 182638.454 | 0.34786 | 219892.773 | 0.24295 | 204426.1 | 0.29849 | 188151.9354 | 0.35368 | 219956.8826 | 0.26527 | 203859.6 | 0.27371 | 194472.7926 | 0.30033 | 217854.9706 | 0.20903 | 202117.3 | 0.19735 | 195354.1292 | 0.23055
215753.7221 | 0.24357 | 198725.3 | 0.31432 | 183101.3738 | 0.34743 | 220243.3131 | 0.24237 | 204843.8 | 0.29574 | 188634.227 | 0.35253 | 220294.2309 | 0.26586 | 204266.9 | 0.27447 | 194920.9413 | 0.30074 | 218189.5577 | 0.2103 | 202520.3 | 0.19774 | 195786.546 | 0.23121
216076.6928 | 0.24291 | 199122.6 | 0.31257 | 183564.2935 | 0.34689 | 220593.8532 | 0.24186 | 205261.6 | 0.293 | 189116.5186 | 0.35129 | 220631.5793 | 0.26651 | 204674.3 | 0.27521 | 195369.09 | 0.30109 | 218524.1448 | 0.2116 | 202923.3 | 0.19823 | 196218.9628 | 0.23193
216399.6634 | 0.24232 | 199519.9 | 0.31076 | 184027.2133 | 0.34627 | 220944.3933 | 0.24143 | 205679.4 | 0.29027 | 189598.8102 | 0.34996 | 220968.9276 | 0.2672 | 205081.6 | 0.27593 | 195817.2387 | 0.3014 | 218858.7319 | 0.21295 | 203326.3 | 0.1988 | 196651.3796 | 0.23271
216722.6341 | 0.24181 | 199917.3 | 0.30888 | 184490.1331 | 0.34556 | 221294.9335 | 0.24107 | 206097.2 | 0.28756 | 190081.1018 | 0.34856 | 221306.2759 | 0.26795 | 205488.9 | 0.27663 | 196265.3875 | 0.30165 | 219193.319 | 0.21434 | 203729.3 | 0.19948 | 197083.7965 | 0.23355
217045.6047 | 0.24136 | 200314.6 | 0.30693 | 184953.0528 | 0.34476 | 221645.4736 | 0.24078 | 206515 | 0.28487 | 190563.3933 | 0.34707 | 221643.6243 | 0.26877 | 205896.3 | 0.27731 | 196713.5362 | 0.30186 | 219527.9061 | 0.21578 | 204132.4 | 0.20026 | 197516.2133 | 0.23447
217368.5753 | 0.24096 | 200711.9 | 0.30493 | 185415.9726 | 0.34385 | 221996.0137 | 0.24054 | 206932.8 | 0.28223 | 191045.6849 | 0.34548 | 221980.9726 | 0.26966 | 206303.6 | 0.27797 | 197161.6849 | 0.30201 | 219862.4932 | 0.21724 | 204535.4 | 0.20114 | 197948.6301 | 0.23544
217691.546 | 0.24059 | 201109.2 | 0.30286 | 185878.8924 | 0.34287 | 222346.5538 | 0.24037 | 207350.6 | 0.27962 | 191527.9765 | 0.34382 | 222318.3209 | 0.27061 | 206710.9 | 0.27861 | 197609.8337 | 0.30211 | 220197.0802 | 0.21874 | 204938.4 | 0.2021 | 198381.047 | 0.23647
218014.5166 | 0.24024 | 201506.6 | 0.30073 | 186341.8121 | 0.3418 | 222697.0939 | 0.24024 | 207768.4 | 0.27706 | 192010.2681 | 0.34209 | 222655.6693 | 0.27163 | 207118.3 | 0.27924 | 198057.9824 | 0.30216 | 220531.6673 | 0.22027 | 205341.4 | 0.20315 | 198813.4638 | 0.23755
218337.4873 | 0.2399 | 201903.9 | 0.29853 | 186804.7319 | 0.34066 | 223047.6341 | 0.24017 | 208186.1 | 0.27456 | 192492.5597 | 0.3403 | 222993.0176 | 0.27271 | 207525.6 | 0.27986 | 198506.1311 | 0.30218 | 220866.2544 | 0.22183 | 205744.4 | 0.20429 | 199245.8806 | 0.23867
218660.4579 | 0.23956 | 202301.2 | 0.29627 | 187267.6517 | 0.33941 | 223398.1742 | 0.24014 | 208603.9 | 0.27212 | 192974.8513 | 0.33842 | 223330.3659 | 0.27386 | 207932.9 | 0.28047 | 198954.2798 | 0.30214 | 221200.8415 | 0.22342 | 206147.4 | 0.20552 | 199678.2975 | 0.23986
218983.4286 | 0.2392 | 202698.6 | 0.29396 | 187730.5714 | 0.33809 | 223748.7143 | 0.24014 | 209021.7 | 0.26975 | 193457.1429 | 0.33647 | 223667.7143 | 0.27509 | 208340.3 | 0.28106 | 199402.4286 | 0.30206 | 221535.4286 | 0.22503 | 206550.4 | 0.20682 | 200110.7143 | 0.24109
219306.3992 | 0.23883 | 203095.9 | 0.2916 | 188193.4912 | 0.3367 | 224099.2544 | 0.24017 | 209439.5 | 0.26745 | 193939.4344 | 0.33447 | 224005.0626 | 0.27638 | 208747.6 | 0.28165 | 199850.5773 | 0.30194 | 221870.0157 | 0.22667 | 206953.4 | 0.2082 | 200543.1311 | 0.24236
219629.3699 | 0.23842 | 203493.2 | 0.2892 | 188656.411 | 0.33524 | 224449.7945 | 0.24021 | 209857.3 | 0.26522 | 194421.726 | 0.33242 | 224342.411 | 0.27772 | 209155 | 0.28223 | 200298.726 | 0.30179 | 222204.6027 | 0.22834 | 207356.5 | 0.20964 | 200975.5479 | 0.24367
219952.3405 | 0.23798 | 203890.6 | 0.28675 | 189119.3307 | 0.33369 | 224800.3346 | 0.24025 | 210275.1 | 0.26307 | 194904.0176 | 0.3303 | 224679.7593 | 0.27911 | 209562.3 | 0.28281 | 200746.8748 | 0.3016 | 222539.1898 | 0.23002 | 207759.5 | 0.21116 | 201407.9648 | 0.24502
220275.3112 | 0.23751 | 204287.9 | 0.28426 | 189582.2505 | 0.33207 | 225150.8748 | 0.24029 | 210692.9 | 0.261 | 195386.3092 | 0.32813 | 225017.1076 | 0.28054 | 209969.6 | 0.28339 | 201195.0235 | 0.30137 | 222873.7769 | 0.23173 | 208162.5 | 0.21274 | 201840.3816 | 0.24641
220598.2818 | 0.237 | 204685.2 | 0.28175 | 190045.1703 | 0.3304 | 225501.4149 | 0.24031 | 211110.6 | 0.25902 | 195868.6008 | 0.32591 | 225354.456 | 0.28201 | 210377 | 0.28397 | 201643.1722 | 0.30111 | 223208.364 | 0.23346 | 208565.5 | 0.21437 | 202272.7984 | 0.24783
220921.2524 | 0.23646 | 205082.6 | 0.27922 | 190508.09 | 0.32867 | 225851.955 | 0.24031 | 211528.4 | 0.25712 | 196350.8924 | 0.32364 | 225691.8043 | 0.28351 | 210784.3 | 0.28455 | 202091.3209 | 0.30082 | 223542.9511 | 0.2352 | 208968.5 | 0.21605 | 202705.2153 | 0.24928
221244.2231 | 0.23589 | 205479.9 | 0.27668 | 190971.0098 | 0.32688 | 226202.4951 | 0.24026 | 211946.2 | 0.25531 | 196833.184 | 0.32134 | 226029.1526 | 0.28503 | 211191.6 | 0.28514 | 202539.4697 | 0.30051 | 223877.5382 | 0.23697 | 209371.5 | 0.21778 | 203137.6321 | 0.25077
221567.1937 | 0.23529 | 205877.2 | 0.27413 | 191433.9295 | 0.32502 | 226553.0352 | 0.24016 | 212364 | 0.25356 | 197315.4755 | 0.31899 | 226366.501 | 0.28655 | 211599 | 0.28573 | 202987.6184 | 0.30018 | 224212.1252 | 0.23874 | 209774.5 | 0.21956 | 203570.0489 | 0.25228
221890.1644 | 0.23468 | 206274.5 | 0.27159 | 191896.8493 | 0.32312 | 226903.5753 | 0.24002 | 212781.8 | 0.2519 | 197797.7671 | 0.3166 | 226703.8493 | 0.28807 | 212006.3 | 0.28633 | 203435.7671 | 0.29982 | 224546.7123 | 0.24052 | 210177.5 | 0.22137 | 204002.4658 | 0.25382
222213.135 | 0.23407 | 206671.9 | 0.26906 | 192359.7691 | 0.32118 | 227254.1155 | 0.23981 | 213199.6 | 0.25031 | 198280.0587 | 0.31419 | 227041.1977 | 0.28958 | 212413.7 | 0.28694 | 203883.9159 | 0.29944 | 224881.2994 | 0.24231 | 210580.5 | 0.22321 | 204434.8826 | 0.25538
222536.1057 | 0.23346 | 207069.2 | 0.26656 | 192822.6888 | 0.31919 | 227604.6556 | 0.23953 | 213617.4 | 0.24879 | 198762.3503 | 0.31174 | 227378.546 | 0.29106 | 212821 | 0.28756 | 204332.0646 | 0.29905 | 225215.8865 | 0.2441 | 210983.6 | 0.22508 | 204867.2994 | 0.25696
222859.0763 | 0.23286 | 207466.5 | 0.26409 | 193285.6086 | 0.31715 | 227955.1957 | 0.23917 | 214035.2 | 0.24735 | 199244.6419 | 0.30926 | 227715.8943 | 0.29251 | 213228.3 | 0.28818 | 204780.2133 | 0.29865 | 225550.4736 | 0.24589 | 211386.6 | 0.22696 | 205299.7162 | 0.25857
223182.047 | 0.23229 | 207863.9 | 0.26166 | 193748.5284 | 0.31508 | 228305.7358 | 0.23874 | 214452.9 | 0.24597 | 199726.9335 | 0.30676 | 228053.2427 | 0.29392 | 213635.7 | 0.28882 | 205228.362 | 0.29823 | 225885.0607 | 0.24767 | 211789.6 | 0.22887 | 205732.1331 | 0.26019
223505.0176 | 0.23174 | 208261.2 | 0.25927 | 194211.4481 | 0.31298 | 228656.2759 | 0.23823 | 214870.7 | 0.24465 | 200209.225 | 0.30423 | 228390.591 | 0.29527 | 214043 | 0.28947 | 205676.5108 | 0.2978 | 226219.6477 | 0.24944 | 212192.6 | 0.23079 | 206164.5499 | 0.26183
223827.9883 | 0.23125 | 208658.5 | 0.25696 | 194674.3679 | 0.31086 | 229006.816 | 0.23764 | 215288.5 | 0.24339 | 200691.5166 | 0.30169 | 228727.9393 | 0.29656 | 214450.3 | 0.29013 | 206124.6595 | 0.29736 | 226554.2348 | 0.25119 | 212595.6 | 0.23271 | 206596.9667 | 0.26348
224150.9589 | 0.23081 | 209055.9 | 0.2547 | 195137.2877 | 0.3087 | 229357.3562 | 0.23699 | 215706.3 | 0.24218 | 201173.8082 | 0.29913 | 229065.2877 | 0.29779 | 214857.7 | 0.2908 | 206572.8082 | 0.29691 | 226888.8219 | 0.25293 | 212998.6 | 0.23464 | 207029.3836 | 0.26515
224473.9295 | 0.23044 | 209453.2 | 0.25252 | 195600.2074 | 0.30652 | 229707.8963 | 0.23627 | 216124.1 | 0.24101 | 201656.0998 | 0.29655 | 229402.636 | 0.29895 | 215265 | 0.29148 | 207020.9569 | 0.29645 | 227223.409 | 0.25462 | 213401.6 | 0.23658 | 207461.8004 | 0.26683
224796.9002 | 0.23014 | 209850.5 | 0.25041 | 196063.1272 | 0.30433 | 230058.4364 | 0.23549 | 216541.9 | 0.23989 | 202138.3914 | 0.29396 | 229739.9843 | 0.30001 | 215672.3 | 0.29217 | 207469.1057 | 0.29599 | 227557.9961 | 0.25629 | 213804.6 | 0.23851 | 207894.2172 | 0.26851
225119.8708 | 0.22991 | 210247.9 | 0.24838 | 196526.047 | 0.30211 | 230408.9765 | 0.23464 | 216959.7 | 0.23881 | 202620.683 | 0.29136 | 230077.3327 | 0.30098 | 216079.7 | 0.29286 | 207917.2544 | 0.29553 | 227892.5832 | 0.25793 | 214207.7 | 0.24043 | 208326.6341 | 0.2702
225442.8415 | 0.22976 | 210645.2 | 0.24645 | 196988.9667 | 0.29989 | 230759.5166 | 0.23376 | 217377.4 | 0.23777 | 203102.9746 | 0.28875 | 230414.681 | 0.30187 | 216487 | 0.29356 | 208365.4031 | 0.29506 | 228227.1703 | 0.25952 | 214610.7 | 0.24235 | 208759.0509 | 0.2719
225765.8121 | 0.22969 | 211042.5 | 0.24462 | 197451.8865 | 0.29765 | 231110.0568 | 0.23283 | 217795.2 | 0.23677 | 203585.2661 | 0.28613 | 230752.0294 | 0.30267 | 216894.4 | 0.29426 | 208813.5519 | 0.29458 | 228561.7573 | 0.26108 | 215013.7 | 0.24426 | 209191.4677 | 0.2736
226088.7828 | 0.22971 | 211439.8 | 0.24288 | 197914.8063 | 0.29541 | 231460.5969 | 0.23188 | 218213 | 0.23578 | 204067.5577 | 0.2835 | 231089.3777 | 0.30337 | 217301.7 | 0.29497 | 209261.7006 | 0.2941 | 228896.3444 | 0.2626 | 215416.7 | 0.24616 | 209623.8845 | 0.2753
226411.7534 | 0.22982 | 211837.2 | 0.24124 | 198377.726 | 0.29316 | 231811.137 | 0.23091 | 218630.8 | 0.23483 | 204549.8493 | 0.28088 | 231426.726 | 0.30398 | 217709 | 0.29567 | 209709.8493 | 0.29362 | 229230.9315 | 0.26406 | 215819.7 | 0.24806 | 210056.3014 | 0.27699
226734.7241 | 0.23001 | 212234.5 | 0.23969 | 198840.6458 | 0.29091 | 232161.6771 | 0.22994 | 219048.6 | 0.23389 | 205032.1409 | 0.27825 | 231764.0744 | 0.30447 | 218116.4 | 0.29636 | 210157.998 | 0.29313 | 229565.5186 | 0.2655 | 216222.7 | 0.24994 | 210488.7182 | 0.27868
227057.6947 | 0.23028 | 212631.8 | 0.23825 | 199303.5656 | 0.28865 | 232512.2172 | 0.22896 | 219466.4 | 0.23297 | 205514.4325 | 0.27562 | 232101.4227 | 0.30487 | 218523.7 | 0.29705 | 210606.1468 | 0.29264 | 229900.1057 | 0.26689 | 216625.7 | 0.25181 | 210921.135 | 0.28037
227380.6654 | 0.23061 | 213029.2 | 0.23692 | 199766.4853 | 0.2864 | 232862.7573 | 0.22798 | 219884.2 | 0.23206 | 205996.7241 | 0.273 | 232438.771 | 0.30517 | 218931 | 0.29773 | 211054.2955 | 0.29214 | 230234.6928 | 0.26826 | 217028.7 | 0.25367 | 211353.5519 | 0.28204
227703.636 | 0.23102 | 213426.5 | 0.23569 | 200229.4051 | 0.28414 | 233213.2975 | 0.22702 | 220302 | 0.23115 | 206479.0157 | 0.27038 | 232776.1194 | 0.30538 | 219338.4 | 0.29839 | 211502.4442 | 0.29163 | 230569.2798 | 0.26959 | 217431.7 | 0.25553 | 211785.9687 | 0.2837
228026.6067 | 0.23147 | 213823.8 | 0.23456 | 200692.3249 | 0.28189 | 233563.8376 | 0.22608 | 220719.7 | 0.23025 | 206961.3072 | 0.26776 | 233113.4677 | 0.30549 | 219745.7 | 0.29904 | 211950.593 | 0.29112 | 230903.8669 | 0.27091 | 217834.8 | 0.25737 | 212218.3855 | 0.28536
228349.5773 | 0.23199 | 214221.2 | 0.23351 | 201155.2446 | 0.27964 | 233914.3777 | 0.22515 | 221137.5 | 0.22934 | 207443.5988 | 0.26515 | 233450.816 | 0.30552 | 220153 | 0.29967 | 212398.7417 | 0.2906 | 231238.454 | 0.2722 | 218237.8 | 0.25921 | 212650.8023 | 0.28699
228672.5479 | 0.23255 | 214618.5 | 0.23255 | 201618.1644 | 0.2774 | 234264.9178 | 0.22425 | 221555.3 | 0.22842 | 207925.8904 | 0.26256 | 233788.1644 | 0.30543 | 220560.4 | 0.30027 | 212846.8904 | 0.29007 | 231573.0411 | 0.2735 | 218640.8 | 0.26104 | 213083.2192 | 0.2886
228995.5186 | 0.23314 | 215015.8 | 0.23169 | 202081.0841 | 0.27516 | 234615.4579 | 0.22336 | 221973.1 | 0.22749 | 208408.182 | 0.25997 | 234125.5127 | 0.30526 | 220967.7 | 0.30083 | 213295.0391 | 0.28953 | 231907.6282 | 0.27479 | 219043.8 | 0.26287 | 213515.636 | 0.2902
229318.4892 | 0.23374 | 215413.2 | 0.23091 | 202544.0039 | 0.27293 | 234965.998 | 0.2225 | 222390.9 | 0.22653 | 208890.4736 | 0.25739 | 234462.8611 | 0.30502 | 221375.1 | 0.30137 | 213743.1879 | 0.28898 | 232242.2153 | 0.27609 | 219446.8 | 0.26469 | 213948.0528 | 0.29178
229641.4599 | 0.23436 | 215810.5 | 0.2302 | 203006.9237 | 0.2707 | 235316.5382 | 0.22165 | 222808.7 | 0.22554 | 209372.7652 | 0.25483 | 234800.2094 | 0.30469 | 221782.4 | 0.30187 | 214191.3366 | 0.28842 | 232576.8023 | 0.27741 | 219849.8 | 0.26652 | 214380.4697 | 0.29334
229964.4305 | 0.23497 | 216207.8 | 0.22956 | 203469.8434 | 0.26848 | 235667.0783 | 0.22081 | 223226.5 | 0.22452 | 209855.0568 | 0.25229 | 235137.5577 | 0.30429 | 222189.7 | 0.30233 | 214639.4853 | 0.28784 | 232911.3894 | 0.27875 | 220252.8 | 0.26834 | 214812.8865 | 0.29487
230287.4012 | 0.23557 | 216605.1 | 0.22897 | 203932.7632 | 0.26626 | 236017.6184 | 0.21997 | 223644.2 | 0.22346 | 210337.3483 | 0.24976 | 235474.9061 | 0.30382 | 222597.1 | 0.30274 | 215087.6341 | 0.28724 | 233245.9765 | 0.28013 | 220655.8 | 0.27017 | 215245.3033 | 0.29638
230610.3718 | 0.23614 | 217002.5 | 0.22844 | 204395.683 | 0.26406 | 236368.1585 | 0.21913 | 224062 | 0.22236 | 210819.6399 | 0.24725 | 235812.2544 | 0.30327 | 223004.4 | 0.30311 | 215535.7828 | 0.28664 | 233580.5636 | 0.28154 | 221058.9 | 0.272 | 215677.7202 | 0.29787
230933.3425 | 0.23667 | 217399.8 | 0.22796 | 204858.6027 | 0.26185 | 236718.6986 | 0.21827 | 224479.8 | 0.22122 | 211301.9315 | 0.24476 | 236149.6027 | 0.30267 | 223411.7 | 0.30342 | 215983.9315 | 0.28601 | 233915.1507 | 0.28299 | 221461.9 | 0.27383 | 216110.137 | 0.29933
231256.3131 | 0.23715 | 217797.1 | 0.22752 | 205321.5225 | 0.25966 | 237069.2387 | 0.21739 | 224897.6 | 0.22003 | 211784.2231 | 0.2423 | 236486.9511 | 0.30201 | 223819.1 | 0.30368 | 216432.0802 | 0.28537 | 234249.7378 | 0.28448 | 221864.9 | 0.27567 | 216542.5538 | 0.30077
231579.2838 | 0.23758 | 218194.5 | 0.2271 | 205784.4423 | 0.25747 | 237419.7789 | 0.21648 | 225315.4 | 0.21878 | 212266.5147 | 0.23986 | 236824.2994 | 0.3013 | 224226.4 | 0.30388 | 216880.229 | 0.2847 | 234584.3249 | 0.28602 | 222267.9 | 0.27752 | 216974.9706 | 0.30218
231902.2544 | 0.23793 | 218591.8 | 0.22671 | 206247.362 | 0.25529 | 237770.319 | 0.21553 | 225733.2 | 0.21748 | 212748.8063 | 0.23745 | 237161.6477 | 0.30054 | 224633.7 | 0.30401 | 217328.3777 | 0.28401 | 234918.9119 | 0.28761 | 222670.9 | 0.27937 | 217407.3875 | 0.30356
232225.225 | 0.23821 | 218989.1 | 0.22633 | 206710.2818 | 0.25311 | 238120.8591 | 0.21453 | 226151 | 0.21614 | 213231.0978 | 0.23506 | 237498.9961 | 0.29975 | 225041.1 | 0.30409 | 217776.5264 | 0.2833 | 235253.499 | 0.28924 | 223073.9 | 0.28123 | 217839.8043 | 0.30491
232548.1957 | 0.23837 | 219386.5 | 0.22596 | 207173.2016 | 0.25094 | 238471.3992 | 0.21348 | 226568.8 | 0.21475 | 213713.3894 | 0.2327 | 237836.3444 | 0.29891 | 225448.4 | 0.3041 | 218224.6751 | 0.28257 | 235588.0861 | 0.29092 | 223476.9 | 0.28309 | 218272.2211 | 0.30624
232871.1663 | 0.23844 | 219783.8 | 0.22559 | 207636.1213 | 0.24878 | 238821.9393 | 0.21238 | 226986.5 | 0.21332 | 214195.681 | 0.23037 | 238173.6928 | 0.29804 | 225855.8 | 0.30404 | 218672.8239 | 0.28182 | 235922.6732 | 0.29263 | 223879.9 | 0.28496 | 218704.638 | 0.30754
233194.137 | 0.2384 | 220181.1 | 0.2252 | 208099.0411 | 0.24662 | 239172.4795 | 0.21123 | 227404.3 | 0.21186 | 214677.9726 | 0.22807 | 238511.0411 | 0.29715 | 226263.1 | 0.3039 | 219120.9726 | 0.28104 | 236257.2603 | 0.29437 | 224282.9 | 0.28682 | 219137.0548 | 0.3088
233517.1076 | 0.23824 | 220578.5 | 0.2248 | 208561.9609 | 0.24448 | 239523.0196 | 0.21003 | 227822.1 | 0.21036 | 215160.2642 | 0.2258 | 238848.3894 | 0.29623 | 226670.4 | 0.30369 | 219569.1213 | 0.28023 | 236591.8474 | 0.29613 | 224686 | 0.28869 | 219569.4716 | 0.31004
233840.0783 | 0.23797 | 220975.8 | 0.22438 | 209024.8806 | 0.24234 | 239873.5597 | 0.20877 | 228239.9 | 0.20884 | 215642.5558 | 0.22357 | 239185.7378 | 0.2953 | 227077.8 | 0.30341 | 220017.2701 | 0.2794 | 236926.4344 | 0.29792 | 225089 | 0.29056 | 220001.8885 | 0.31125
234163.0489 | 0.23757 | 221373.1 | 0.22393 | 209487.8004 | 0.24021 | 240224.0998 | 0.20746 | 228657.7 | 0.2073 | 216124.8474 | 0.22137 | 239523.0861 | 0.29434 | 227485.1 | 0.30307 | 220465.4188 | 0.27855 | 237261.0215 | 0.29971 | 225492 | 0.29242 | 220434.3053 | 0.31243
234486.0196 | 0.23703 | 221770.4 | 0.22344 | 209950.7202 | 0.23809 | 240574.6399 | 0.20611 | 229075.5 | 0.20577 | 216607.1389 | 0.21921 | 239860.4344 | 0.29338 | 227892.4 | 0.30264 | 220913.5675 | 0.27766 | 237595.6086 | 0.30151 | 225895 | 0.29428 | 220866.7221 | 0.31358
234808.9902 | 0.23634 | 222167.8 | 0.22291 | 210413.6399 | 0.23598 | 240925.18 | 0.20473 | 229493.3 | 0.20424 | 217089.4305 | 0.21708 | 240197.7828 | 0.2924 | 228299.8 | 0.30213 | 221361.7162 | 0.27675 | 237930.1957 | 0.30329 | 226298 | 0.29612 | 221299.1389 | 0.31469
235131.9609 | 0.23553 | 222565.1 | 0.22234 | 210876.5597 | 0.23388 | 241275.7202 | 0.20333 | 229911 | 0.20272 | 217571.7221 | 0.21498 | 240535.1311 | 0.2914 | 228707.1 | 0.30156 | 221809.865 | 0.27582 | 238264.7828 | 0.30506 | 226701 | 0.29795 | 221731.5558 | 0.31577
235454.9315 | 0.23459 | 222962.4 | 0.22171 | 211339.4795 | 0.23179 | 241626.2603 | 0.20191 | 230328.8 | 0.20123 | 218054.0137 | 0.21293 | 240872.4795 | 0.2904 | 229114.5 | 0.30091 | 222258.0137 | 0.27486 | 238599.3699 | 0.3068 | 227104 | 0.29976 | 222163.9726 | 0.31681
235777.9022 | 0.23352 | 223359.8 | 0.22104 | 211802.3992 | 0.22972 | 241976.8004 | 0.20048 | 230746.6 | 0.19978 | 218536.3053 | 0.21091 | 241209.8278 | 0.28939 | 229521.8 | 0.3002 | 222706.1624 | 0.27387 | 238933.9569 | 0.3085 | 227507 | 0.30155 | 222596.3894 | 0.31781
236100.8728 | 0.23234 | 223757.1 | 0.22032 | 212265.319 | 0.22766 | 242327.3405 | 0.19906 | 231164.4 | 0.19837 | 219018.5969 | 0.20893 | 241547.1761 | 0.28837 | 229929.1 | 0.29939 | 223154.3112 | 0.27285 | 239268.544 | 0.31015 | 227910.1 | 0.3033 | 223028.8063 | 0.31878
236423.8434 | 0.23103 | 224154.4 | 0.21952 | 212728.2387 | 0.22561 | 242677.8806 | 0.19765 | 231582.2 | 0.19702 | 219500.8885 | 0.20698 | 241884.5245 | 0.28734 | 230336.5 | 0.29853 | 223602.4599 | 0.27181 | 239603.1311 | 0.31175 | 228313.1 | 0.30503 | 223461.2231 | 0.31969
236746.8141 | 0.22959 | 224551.8 | 0.21867 | 213191.1585 | 0.22359 | 243028.4207 | 0.19626 | 232000 | 0.19573 | 219983.18 | 0.20508 | 242221.8728 | 0.28631 | 230743.8 | 0.2976 | 224050.6086 | 0.27074 | 239937.7182 | 0.3133 | 228716.1 | 0.30672 | 223893.6399 | 0.32055
237069.7847 | 0.22806 | 224949.1 | 0.21776 | 213654.0783 | 0.22158 | 243378.9609 | 0.19489 | 232417.8 | 0.1945 | 220465.4716 | 0.20321 | 242559.2211 | 0.28526 | 231151.1 | 0.29661 | 224498.7573 | 0.26964 | 240272.3053 | 0.3148 | 229119.1 | 0.30838 | 224326.0568 | 0.32137
237392.7554 | 0.22643 | 225346.4 | 0.2168 | 214116.998 | 0.21959 | 243729.501 | 0.19355 | 232835.6 | 0.19334 | 220947.7632 | 0.20138 | 242896.5695 | 0.2842 | 231558.5 | 0.29555 | 224946.9061 | 0.26851 | 240606.8924 | 0.31623 | 229522.1 | 0.30997 | 224758.4736 | 0.32214
237715.726 | 0.22473 | 225743.8 | 0.21579 | 214579.9178 | 0.21762 | 244080.0411 | 0.19225 | 233253.3 | 0.19226 | 221430.0548 | 0.19959 | 243233.9178 | 0.28314 | 231965.8 | 0.29442 | 225395.0548 | 0.26737 | 240941.4795 | 0.31758 | 229925.1 | 0.31152 | 225190.8904 | 0.32285
238038.6967 | 0.22296 | 226141.1 | 0.21471 | 215042.8376 | 0.21568 | 244430.5812 | 0.19098 | 233671.1 | 0.19126 | 221912.3464 | 0.19783 | 243571.2661 | 0.28207 | 232373.1 | 0.29325 | 225843.2035 | 0.26619 | 241276.0665 | 0.31886 | 230328.1 | 0.31302 | 225623.3072 | 0.32349
238361.6673 | 0.22113 | 226538.4 | 0.21359 | 215505.7573 | 0.21376 | 244781.1213 | 0.18975 | 234088.9 | 0.19033 | 222394.638 | 0.19612 | 243908.6145 | 0.28099 | 232780.5 | 0.29202 | 226291.3523 | 0.26499 | 241610.6536 | 0.32008 | 230731.1 | 0.31446 | 226055.7241 | 0.32407
238684.638 | 0.21924 | 226935.7 | 0.21241 | 215968.6771 | 0.21186 | 245131.6614 | 0.18856 | 234506.7 | 0.18946 | 222876.9295 | 0.19445 | 244245.9628 | 0.27991 | 233187.8 | 0.29074 | 226739.501 | 0.26377 | 241945.2407 | 0.32124 | 231134.1 | 0.31584 | 226488.1409 | 0.32458
239007.6086 | 0.21732 | 227333.1 | 0.2112 | 216431.5969 | 0.20999 | 245482.2016 | 0.18741 | 234924.5 | 0.18866 | 223359.2211 | 0.1928 | 244583.3112 | 0.27882 | 233595.2 | 0.28941 | 227187.6497 | 0.26252 | 242279.8278 | 0.32233 | 231537.2 | 0.31714 | 226920.5577 | 0.32503
239330.5793 | 0.21539 | 227730.4 | 0.20996 | 216894.5166 | 0.20815 | 245832.7417 | 0.18629 | 235342.3 | 0.18791 | 223841.5127 | 0.1912 | 244920.6595 | 0.27774 | 234002.5 | 0.28803 | 227635.7984 | 0.26124 | 242614.4149 | 0.32336 | 231940.2 | 0.31838 | 227352.9746 | 0.3254
239653.5499 | 0.21345 | 228127.7 | 0.20868 | 217357.4364 | 0.20634 | 246183.2818 | 0.18521 | 235760.1 | 0.18721 | 224323.8043 | 0.18963 | 245258.0078 | 0.27665 | 234409.8 | 0.28662 | 228083.9472 | 0.25995 | 242949.002 | 0.32432 | 232343.2 | 0.31954 | 227785.3914 | 0.32568
239976.5205 | 0.21151 | 228525.1 | 0.20737 | 217820.3562 | 0.20456 | 246533.8219 | 0.18415 | 236177.8 | 0.18654 | 224806.0959 | 0.1881 | 245595.3562 | 0.27557 | 234817.2 | 0.28518 | 228532.0959 | 0.25863 | 243283.589 | 0.32523 | 232746.2 | 0.32064 | 228217.8082 | 0.32587
240299.4912 | 0.20959 | 228922.4 | 0.20605 | 218283.2759 | 0.2028 | 246884.362 | 0.18312 | 236595.6 | 0.1859 | 225288.3875 | 0.1866 | 245932.7045 | 0.2745 | 235224.5 | 0.28369 | 228980.2446 | 0.25728 | 243618.1761 | 0.32609 | 233149.2 | 0.32165 | 228650.225 | 0.32599
240622.4618 | 0.20769 | 229319.7 | 0.20472 | 218746.1957 | 0.20108 | 247234.9022 | 0.18212 | 237013.4 | 0.18527 | 225770.6791 | 0.18513 | 246270.0528 | 0.27344 | 235631.8 | 0.28217 | 229428.3933 | 0.25592 | 243952.7632 | 0.3269 | 233552.2 | 0.32257 | 229082.6419 | 0.32603
240945.4325 | 0.20584 | 229717.1 | 0.20338 | 219209.1155 | 0.1994 | 247585.4423 | 0.18113 | 237431.2 | 0.18464 | 226252.9706 | 0.18371 | 246607.4012 | 0.27241 | 236039.2 | 0.28064 | 229876.5421 | 0.25453 | 244287.3503 | 0.32768 | 233955.2 | 0.32341 | 229515.0587 | 0.32597
241268.4031 | 0.20404 | 230114.4 | 0.20204 | 219672.0352 | 0.19775 | 247935.9824 | 0.18016 | 237849 | 0.18399 | 226735.2622 | 0.18231 | 246944.7495 | 0.27139 | 236446.5 | 0.27908 | 230324.6908 | 0.25312 | 244621.9374 | 0.32842 | 234358.2 | 0.32418 | 229947.4755 | 0.3258
241591.3738 | 0.20229 | 230511.7 | 0.20071 | 220134.955 | 0.19613 | 248286.5225 | 0.17919 | 238266.8 | 0.18332 | 227217.5538 | 0.18095 | 247282.0978 | 0.27039 | 236853.8 | 0.27749 | 230772.8395 | 0.25169 | 244956.5245 | 0.32913 | 234761.3 | 0.32487 | 230379.8924 | 0.32555
241914.3444 | 0.20061 | 230909.1 | 0.1994 | 220597.8748 | 0.19454 | 248637.0626 | 0.17824 | 238684.6 | 0.18261 | 227699.8454 | 0.17961 | 247619.4462 | 0.26943 | 237261.2 | 0.2759 | 231220.9883 | 0.25024 | 245291.1115 | 0.32981 | 235164.3 | 0.32546 | 230812.3092 | 0.32521
242237.3151 | 0.19899 | 231306.4 | 0.1981 | 221060.7945 | 0.19299 | 248987.6027 | 0.17728 | 239102.4 | 0.18184 | 228182.137 | 0.1783 | 247956.7945 | 0.2685 | 237668.5 | 0.27429 | 231669.137 | 0.24877 | 245625.6986 | 0.33048 | 235567.3 | 0.32596 | 231244.726 | 0.32477
242560.2857 | 0.19744 | 231703.7 | 0.19683 | 221523.7143 | 0.19148 | 249338.1429 | 0.17632 | 239520.1 | 0.18101 | 228664.4286 | 0.17703 | 248294.1429 | 0.26762 | 238075.9 | 0.27267 | 232117.2857 | 0.24729 | 245960.2857 | 0.33112 | 235970.3 | 0.32638 | 231677.1429 | 0.32423
242883.2564 | 0.19598 | 232101 | 0.19559 | 221986.6341 | 0.19 | 249688.683 | 0.17534 | 239937.9 | 0.1801 | 229146.7202 | 0.17579 | 248631.4912 | 0.26677 | 238483.2 | 0.27104 | 232565.4344 | 0.24578 | 246294.8728 | 0.33175 | 236373.3 | 0.32672 | 232109.5597 | 0.32359
243206.227 | 0.1946 | 232498.4 | 0.19438 | 222449.5538 | 0.18855 | 250039.2231 | 0.17436 | 240355.7 | 0.17913 | 229629.0117 | 0.17457 | 248968.8395 | 0.26597 | 238890.5 | 0.26942 | 233013.5832 | 0.24426 | 246629.4599 | 0.33237 | 236776.3 | 0.32697 | 232541.9765 | 0.32286
243529.1977 | 0.19329 | 232895.7 | 0.19321 | 222912.4736 | 0.18713 | 250389.7632 | 0.17336 | 240773.5 | 0.17808 | 230111.3033 | 0.17338 | 249306.1879 | 0.26521 | 239297.9 | 0.26778 | 233461.7319 | 0.24272 | 246964.047 | 0.33298 | 237179.3 | 0.32713 | 232974.3933 | 0.32205
243852.1683 | 0.19206 | 233293 | 0.19208 | 223375.3933 | 0.18576 | 250740.3033 | 0.17234 | 241191.3 | 0.17695 | 230593.5949 | 0.17222 | 249643.5362 | 0.26452 | 239705.2 | 0.26616 | 233909.8806 | 0.24117 | 247298.6341 | 0.33358 | 237582.3 | 0.32721 | 233406.8102 | 0.32115
244175.1389 | 0.19089 | 233690.4 | 0.19099 | 223838.3131 | 0.18442 | 251090.8434 | 0.17129 | 241609.1 | 0.17575 | 231075.8865 | 0.17108 | 249980.8845 | 0.26388 | 240112.5 | 0.26453 | 234358.0294 | 0.2396 | 247633.2211 | 0.33418 | 237985.3 | 0.3272 | 233839.227 | 0.32015
244498.1096 | 0.18979 | 234087.7 | 0.18993 | 224301.2329 | 0.18311 | 251441.3836 | 0.17023 | 242026.9 | 0.17445 | 231558.1781 | 0.16996 | 250318.2329 | 0.26329 | 240519.9 | 0.26291 | 234806.1781 | 0.23802 | 247967.8082 | 0.33478 | 238388.4 | 0.32711 | 234271.6438 | 0.31906
244821.0802 | 0.18875 | 234485 | 0.18892 | 224764.1526 | 0.18183 | 251791.9237 | 0.16914 | 242444.6 | 0.17309 | 232040.4697 | 0.16886 | 250655.5812 | 0.26277 | 240927.2 | 0.2613 | 235254.3268 | 0.23643 | 248302.3953 | 0.33538 | 238791.4 | 0.32695 | 234704.0607 | 0.3179
245144.0509 | 0.18777 | 234882.4 | 0.18794 | 225227.0724 | 0.18058 | 252142.4638 | 0.16801 | 242862.4 | 0.17168 | 232522.7613 | 0.16779 | 250992.9295 | 0.2623 | 241334.5 | 0.2597 | 235702.4755 | 0.23482 | 248636.9824 | 0.33598 | 239194.4 | 0.32669 | 235136.4775 | 0.31666
245467.0215 | 0.18683 | 235279.7 | 0.18701 | 225689.9922 | 0.17937 | 252493.0039 | 0.16687 | 243280.2 | 0.17022 | 233005.0528 | 0.16674 | 251330.2779 | 0.26189 | 241741.9 | 0.25811 | 236150.6243 | 0.23321 | 248971.5695 | 0.33659 | 239597.4 | 0.32635 | 235568.8943 | 0.31536
245789.9922 | 0.18593 | 235677 | 0.18612 | 226152.9119 | 0.17819 | 252843.544 | 0.1657 | 243698 | 0.16873 | 233487.3444 | 0.16571 | 251667.6262 | 0.26154 | 242149.2 | 0.25654 | 236598.773 | 0.23158 | 249306.1566 | 0.3372 | 240000.4 | 0.32594 | 236001.3112 | 0.31398
246112.9628 | 0.18506 | 236074.4 | 0.18525 | 226615.8317 | 0.17703 | 253194.0841 | 0.16451 | 244115.8 | 0.16721 | 233969.636 | 0.16469 | 252004.9746 | 0.26127 | 242556.6 | 0.25498 | 237046.9217 | 0.22995 | 249640.7436 | 0.33783 | 240403.4 | 0.32546 | 236433.728 | 0.31253
246435.9335 | 0.18421 | 236471.7 | 0.18441 | 227078.7515 | 0.17591 | 253544.6243 | 0.16331 | 244533.6 | 0.16569 | 234451.9276 | 0.16368 | 252342.3229 | 0.26106 | 242963.9 | 0.25343 | 237495.0705 | 0.22832 | 249975.3307 | 0.33846 | 240806.4 | 0.32491 | 236866.1448 | 0.31103
246758.9041 | 0.18338 | 236869 | 0.1836 | 227541.6712 | 0.17481 | 253895.1644 | 0.1621 | 244951.4 | 0.16418 | 234934.2192 | 0.16269 | 252679.6712 | 0.26091 | 243371.2 | 0.25191 | 237943.2192 | 0.22668 | 250309.9178 | 0.33911 | 241209.4 | 0.32427 | 237298.5616 | 0.30948
247081.8748 | 0.18255 | 237266.3 | 0.18281 | 228004.591 | 0.17374 | 254245.7045 | 0.16089 | 245369.2 | 0.1627 | 235416.5108 | 0.16172 | 253017.0196 | 0.26082 | 243778.6 | 0.2504 | 238391.3679 | 0.22503 | 250644.5049 | 0.33979 | 241612.5 | 0.32356 | 237730.9785 | 0.30787
247404.8454 | 0.18172 | 237663.7 | 0.18204 | 228467.5108 | 0.17269 | 254596.2446 | 0.15968 | 245786.9 | 0.16126 | 235898.8023 | 0.16075 | 253354.3679 | 0.2608 | 244185.9 | 0.24891 | 238839.5166 | 0.22339 | 250979.092 | 0.34048 | 242015.5 | 0.3228 | 238163.3953 | 0.30622
247727.816 | 0.18089 | 238061 | 0.18129 | 228930.4305 | 0.17167 | 254946.7847 | 0.15848 | 246204.7 | 0.15988 | 236381.0939 | 0.15978 | 253691.7162 | 0.26084 | 244593.2 | 0.24745 | 239287.6654 | 0.22174 | 251313.6791 | 0.3412 | 242418.5 | 0.32197 | 238595.8121 | 0.30452
248050.7867 | 0.18005 | 238458.3 | 0.18054 | 229393.3503 | 0.17067 | 255297.3249 | 0.1573 | 246622.5 | 0.15857 | 236863.3855 | 0.15883 | 254029.0646 | 0.26096 | 245000.6 | 0.24601 | 239735.8141 | 0.22009 | 251648.2661 | 0.34196 | 242821.5 | 0.32108 | 239028.229 | 0.30279
248373.7573 | 0.1792 | 238855.7 | 0.17979 | 229856.2701 | 0.1697 | 255647.865 | 0.15614 | 247040.3 | 0.15733 | 237345.6771 | 0.15787 | 254366.4129 | 0.26114 | 245407.9 | 0.2446 | 240183.9628 | 0.21845 | 251982.8532 | 0.34275 | 243224.5 | 0.32013 | 239460.6458 | 0.30103
248696.728 | 0.17833 | 239253 | 0.17905 | 230319.1898 | 0.16874 | 255998.4051 | 0.15501 | 247458.1 | 0.15619 | 237827.9687 | 0.15692 | 254703.7613 | 0.26138 | 245815.3 | 0.24321 | 240632.1115 | 0.21681 | 252317.4403 | 0.34358 | 243627.5 | 0.31912 | 239893.0626 | 0.29923
249019.6986 | 0.17744 | 239650.3 | 0.1783 | 230782.1096 | 0.1678 | 256348.9452 | 0.15393 | 247875.9 | 0.15515 | 238310.2603 | 0.15597 | 255041.1096 | 0.26169 | 246222.6 | 0.24185 | 241080.2603 | 0.21518 | 252652.0274 | 0.34446 | 244030.5 | 0.31807 | 240325.4795 | 0.2974
249342.6693 | 0.17654 | 240047.7 | 0.17754 | 231245.0294 | 0.16689 | 256699.4853 | 0.15289 | 248293.7 | 0.15421 | 238792.5519 | 0.15502 | 255378.4579 | 0.26206 | 246629.9 | 0.24052 | 241528.409 | 0.21356 | 252986.6145 | 0.3454 | 244433.5 | 0.31698 | 240757.8963 | 0.29555
249665.6399 | 0.17562 | 240445 | 0.17677 | 231707.9491 | 0.16599 | 257050.0254 | 0.1519 | 248711.5 | 0.15336 | 239274.8434 | 0.15406 | 255715.8063 | 0.26249 | 247037.3 | 0.23922 | 241976.5577 | 0.21194 | 253321.2016 | 0.3464 | 244836.5 | 0.31584 | 241190.3131 | 0.29368
249988.6106 | 0.17469 | 240842.3 | 0.17599 | 232170.8689 | 0.16511 | 257400.5656 | 0.15098 | 249129.2 | 0.15261 | 239757.135 | 0.15309 | 256053.1546 | 0.263 | 247444.6 | 0.23794 | 242424.7065 | 0.21034 | 253655.7886 | 0.34746 | 245239.6 | 0.31467 | 241622.7299 | 0.29178
250311.5812 | 0.17375 | 241239.7 | 0.17519 | 232633.7886 | 0.16424 | 257751.1057 | 0.15011 | 249547 | 0.15195 | 240239.4266 | 0.15212 | 256390.5029 | 0.26356 | 247851.9 | 0.23671 | 242872.8552 | 0.20876 | 253990.3757 | 0.34858 | 245642.6 | 0.31346 | 242055.1468 | 0.28986
250634.5519 | 0.1728 | 241637 | 0.17438 | 233096.7084 | 0.16338 | 258101.6458 | 0.14931 | 249964.8 | 0.15137 | 240721.7182 | 0.15113 | 256727.8513 | 0.26418 | 248259.3 | 0.23551 | 243321.0039 | 0.20718 | 254324.9628 | 0.34978 | 246045.6 | 0.31224 | 242487.5636 | 0.28793
250957.5225 | 0.17185 | 242034.3 | 0.17354 | 233559.6282 | 0.16254 | 258452.1859 | 0.14857 | 250382.6 | 0.15088 | 241204.0098 | 0.15013 | 257065.1996 | 0.26485 | 248666.6 | 0.23435 | 243769.1526 | 0.20562 | 254659.5499 | 0.35107 | 246448.6 | 0.311 | 242919.9804 | 0.28597
251280.4932 | 0.1709 | 242431.6 | 0.17269 | 234022.5479 | 0.16171 | 258802.726 | 0.1479 | 250800.4 | 0.15045 | 241686.3014 | 0.14912 | 257402.5479 | 0.26558 | 249073.9 | 0.23322 | 244217.3014 | 0.20409 | 254994.137 | 0.35245 | 246851.6 | 0.30975 | 243352.3973 | 0.284
251603.4638 | 0.16997 | 242829 | 0.17182 | 234485.4677 | 0.16088 | 259153.2661 | 0.14732 | 251218.2 | 0.15006 | 242168.593 | 0.14809 | 257739.8963 | 0.26637 | 249481.3 | 0.23214 | 244665.4501 | 0.20257 | 255328.7241 | 0.3539 | 247254.6 | 0.30849 | 243784.8141 | 0.28202
251926.4344 | 0.16905 | 243226.3 | 0.17094 | 234948.3875 | 0.16007 | 259503.8063 | 0.1468 | 251636 | 0.14971 | 242650.8845 | 0.14705 | 258077.2446 | 0.2672 | 249888.6 | 0.2311 | 245113.5988 | 0.20108 | 255663.3112 | 0.35545 | 247657.6 | 0.30723 | 244217.2309 | 0.28002
252249.4051 | 0.16815 | 243623.6 | 0.17005 | 235411.3072 | 0.15926 | 259854.3464 | 0.14636 | 252053.7 | 0.14938 | 243133.1761 | 0.14598 | 258414.593 | 0.26807 | 250296 | 0.2301 | 245561.7476 | 0.19961 | 255997.8982 | 0.35708 | 248060.6 | 0.30599 | 244649.6477 | 0.27801
252572.3757 | 0.16728 | 244021 | 0.16914 | 235874.227 | 0.15846 | 260204.8865 | 0.14598 | 252471.5 | 0.14905 | 243615.4677 | 0.1449 | 258751.9413 | 0.26898 | 250703.3 | 0.22915 | 246009.8963 | 0.19817 | 256332.4853 | 0.35881 | 248463.6 | 0.30475 | 245082.0646 | 0.27598
252895.3464 | 0.16645 | 244418.3 | 0.16823 | 236337.1468 | 0.15766 | 260555.4266 | 0.14567 | 252889.3 | 0.14871 | 244097.7593 | 0.1438 | 259089.2896 | 0.26993 | 251110.6 | 0.22824 | 246458.045 | 0.19676 | 256667.0724 | 0.36065 | 248866.7 | 0.30355 | 245514.4814 | 0.27394
253218.317 | 0.16567 | 244815.6 | 0.16731 | 236800.0665 | 0.15686 | 260905.9667 | 0.14543 | 253307.1 | 0.14835 | 244580.0509 | 0.14268 | 259426.638 | 0.27089 | 251518 | 0.22739 | 246906.1937 | 0.19538 | 257001.6595 | 0.36259 | 249269.7 | 0.30237 | 245946.8982 | 0.27189
253541.2877 | 0.16494 | 245213 | 0.16639 | 237262.9863 | 0.15607 | 261256.5068 | 0.14525 | 253724.9 | 0.14794 | 245062.3425 | 0.14154 | 259763.9863 | 0.27188 | 251925.3 | 0.22659 | 247354.3425 | 0.19402 | 257336.2466 | 0.36461 | 249672.7 | 0.30123 | 246379.3151 | 0.26983
253864.2583 | 0.16428 | 245610.3 | 0.16548 | 237725.9061 | 0.15527 | 261607.047 | 0.14513 | 254142.7 | 0.14749 | 245544.6341 | 0.14037 | 260101.3346 | 0.27288 | 252332.6 | 0.22583 | 247802.4912 | 0.19271 | 257670.8337 | 0.36674 | 250075.7 | 0.30013 | 246811.7319 | 0.26777
254187.229 | 0.16369 | 246007.6 | 0.16457 | 238188.8258 | 0.15447 | 261957.5871 | 0.14507 | 254560.5 | 0.14697 | 246026.9256 | 0.13919 | 260438.683 | 0.27389 | 252740 | 0.22512 | 248250.6399 | 0.19143 | 258005.4207 | 0.36896 | 250478.7 | 0.29908 | 247244.1487 | 0.2657
254510.1996 | 0.16318 | 246405 | 0.16367 | 238651.7456 | 0.15367 | 262308.1272 | 0.14506 | 254978.3 | 0.14639 | 246509.2172 | 0.13798 | 260776.0313 | 0.2749 | 253147.3 | 0.22448 | 248698.7886 | 0.19019 | 258340.0078 | 0.37129 | 250881.7 | 0.2981 | 247676.5656 | 0.26363
254833.1703 | 0.16276 | 246802.3 | 0.16279 | 239114.6654 | 0.15286 | 262658.6673 | 0.14509 | 255396 | 0.14573 | 246991.5088 | 0.13676 | 261113.3796 | 0.2759 | 253554.6 | 0.22389 | 249146.9374 | 0.18898 | 258674.5949 | 0.37372 | 251284.7 | 0.29718 | 248108.9824 | 0.26156
255156.1409 | 0.16243 | 247199.6 | 0.16193 | 239577.5851 | 0.15204 | 263009.2074 | 0.14515 | 255813.8 | 0.145 | 247473.8004 | 0.13551 | 261450.728 | 0.27689 | 253962 | 0.22336 | 249595.0861 | 0.18781 | 259009.182 | 0.37626 | 251687.7 | 0.29633 | 248541.3992 | 0.2595
255479.1115 | 0.16222 | 247596.9 | 0.1611 | 240040.5049 | 0.15122 | 263359.7476 | 0.14525 | 256231.6 | 0.14417 | 247956.092 | 0.13424 | 261788.0763 | 0.27785 | 254369.3 | 0.22288 | 250043.2348 | 0.18669 | 259343.7691 | 0.3789 | 252090.8 | 0.29555 | 248973.816 | 0.25745
255802.0822 | 0.16212 | 247994.3 | 0.16028 | 240503.4247 | 0.15039 | 263710.2877 | 0.14537 | 256649.4 | 0.14325 | 248438.3836 | 0.13296 | 262125.4247 | 0.2788 | 254776.7 | 0.22245 | 250491.3836 | 0.18562 | 259678.3562 | 0.38163 | 252493.8 | 0.29485 | 249406.2329 | 0.25542
256125.0528 | 0.16214 | 248391.6 | 0.15949 | 240966.3444 | 0.14955 | 264060.8278 | 0.14552 | 257067.2 | 0.14226 | 248920.6751 | 0.13167 | 262462.773 | 0.27971 | 255184 | 0.22209 | 250939.5323 | 0.18458 | 260012.9432 | 0.38447 | 252896.8 | 0.29424 | 249838.6497 | 0.2534
256448.0235 | 0.16229 | 248788.9 | 0.15874 | 241429.2642 | 0.1487 | 264411.3679 | 0.14568 | 257485 | 0.14119 | 249402.9667 | 0.13035 | 262800.1213 | 0.2806 | 255591.3 | 0.22179 | 251387.681 | 0.18359 | 260347.5303 | 0.38742 | 253299.8 | 0.29374 | 250271.0665 | 0.25141
256770.9941 | 0.16255 | 249186.3 | 0.15801 | 241892.184 | 0.14784 | 264761.908 | 0.14585 | 257902.8 | 0.14004 | 249885.2583 | 0.12902 | 263137.4697 | 0.28146 | 255998.7 | 0.22154 | 251835.8297 | 0.18265 | 260682.1174 | 0.39048 | 253702.8 | 0.29333 | 250703.4834 | 0.24945
257093.9648 | 0.16295 | 249583.6 | 0.15731 | 242355.1037 | 0.14696 | 265112.4481 | 0.14602 | 258320.5 | 0.13882 | 250367.5499 | 0.12769 | 263474.818 | 0.28228 | 256406 | 0.22134 | 252283.9785 | 0.18175 | 261016.7045 | 0.39365 | 254105.8 | 0.29301 | 251135.9002 | 0.24753
257416.9354 | 0.16349 | 249980.9 | 0.15664 | 242818.0235 | 0.14607 | 265462.9883 | 0.14619 | 258738.3 | 0.13752 | 250849.8415 | 0.12634 | 263812.1663 | 0.28307 | 256813.3 | 0.22121 | 252732.1272 | 0.1809 | 261351.2916 | 0.39691 | 254508.8 | 0.29279 | 251568.317 | 0.24567
257739.9061 | 0.16417 | 250378.3 | 0.156 | 243280.9432 | 0.14517 | 265813.5284 | 0.14635 | 259156.1 | 0.13617 | 251332.1331 | 0.12499 | 264149.5147 | 0.28382 | 257220.7 | 0.22113 | 253180.2759 | 0.1801 | 261685.8787 | 0.40028 | 254911.8 | 0.29271 | 252000.7339 | 0.24385
258062.8767 | 0.16498 | 250775.6 | 0.15539 | 243743.863 | 0.14425 | 266164.0685 | 0.14651 | 259573.9 | 0.13476 | 251814.4247 | 0.12362 | 264486.863 | 0.28455 | 257628 | 0.22111 | 253628.4247 | 0.17934 | 262020.4658 | 0.40374 | 255314.8 | 0.29273 | 252433.1507 | 0.24209
258385.8474 | 0.16592 | 251172.9 | 0.15481 | 244206.7828 | 0.14332 | 266514.6086 | 0.14666 | 259991.7 | 0.1333 | 252296.7162 | 0.12226 | 264824.2114 | 0.28526 | 258035.4 | 0.22113 | 254076.5734 | 0.17865 | 262355.0528 | 0.40731 | 255717.9 | 0.29286 | 252865.5675 | 0.24039
258708.818 | 0.16697 | 251570.3 | 0.15425 | 244669.7025 | 0.14237 | 266865.1487 | 0.14679 | 260409.5 | 0.13181 | 252779.0078 | 0.1209 | 265161.5597 | 0.28594 | 258442.7 | 0.22121 | 254524.7221 | 0.17799 | 262689.6399 | 0.41098 | 256120.9 | 0.2931 | 253297.9843 | 0.23878
259031.7886 | 0.16814 | 251967.6 | 0.1537 | 245132.6223 | 0.1414 | 267215.6888 | 0.14691 | 260827.3 | 0.13028 | 253261.2994 | 0.11953 | 265498.908 | 0.28661 | 258850 | 0.22135 | 254972.8708 | 0.17738 | 263024.227 | 0.41472 | 256523.9 | 0.29345 | 253730.4012 | 0.23725
259354.7593 | 0.16942 | 252364.9 | 0.15318 | 245595.5421 | 0.14042 | 267566.229 | 0.14701 | 261245.1 | 0.12873 | 253743.591 | 0.11817 | 265836.2564 | 0.28726 | 259257.4 | 0.22154 | 255421.0196 | 0.17681 | 263358.8141 | 0.41853 | 256926.9 | 0.29396 | 254162.818 | 0.23581
259677.7299 | 0.17082 | 252762.2 | 0.15267 | 246058.4618 | 0.13943 | 267916.7691 | 0.1471 | 261662.8 | 0.12715 | 254225.8826 | 0.11682 | 266173.6047 | 0.28791 | 259664.7 | 0.22176 | 255869.1683 | 0.17631 | 263693.4012 | 0.4224 | 257329.9 | 0.29457 | 254595.2348 | 0.23446
260000.7006 | 0.1723 | 253159.6 | 0.15217 | 246521.3816 | 0.13842 | 268267.3092 | 0.14717 | 262080.6 | 0.12557 | 254708.1742 | 0.11547 | 266510.953 | 0.28856 | 260072 | 0.22203 | 256317.317 | 0.17584 | 264027.9883 | 0.42632 | 257732.9 | 0.29529 | 255027.6517 | 0.23321
260323.6712 | 0.17386 | 253556.9 | 0.15168 | 246984.3014 | 0.13739 | 268617.8493 | 0.14723 | 262498.4 | 0.12398 | 255190.4658 | 0.11412 | 266848.3014 | 0.2892 | 260479.4 | 0.22235 | 256765.4658 | 0.17542 | 264362.5753 | 0.43028 | 258135.9 | 0.29612 | 255460.0685 | 0.2321
260646.6419 | 0.17549 | 253954.2 | 0.1512 | 247447.2211 | 0.13636 | 268968.3894 | 0.14728 | 262916.2 | 0.12239 | 255672.7573 | 0.1128 | 267185.6497 | 0.28986 | 260886.7 | 0.22271 | 257213.6145 | 0.17504 | 264697.1624 | 0.43424 | 258538.9 | 0.29707 | 255892.4853 | 0.2311
260969.6125 | 0.17718 | 254351.6 | 0.15072 | 247910.1409 | 0.13531 | 269318.9295 | 0.14732 | 263334 | 0.12082 | 256155.0489 | 0.11148 | 267522.998 | 0.29052 | 261294 | 0.2231 | 257661.7632 | 0.1747 | 265031.7495 | 0.43818 | 258942 | 0.29815 | 256324.9022 | 0.23021
261292.5832 | 0.17892 | 254748.9 | 0.15024 | 248373.0607 | 0.13425 | 269669.4697 | 0.14735 | 263751.8 | 0.11925 | 256637.3405 | 0.11018 | 267860.3464 | 0.29118 | 261701.4 | 0.22353 | 258109.9119 | 0.17441 | 265366.3366 | 0.4421 | 259345 | 0.29933 | 256757.319 | 0.22944
261615.5538 | 0.18071 | 255146.2 | 0.14976 | 248835.9804 | 0.13318 | 270020.0098 | 0.14738 | 264169.6 | 0.11771 | 257119.6321 | 0.10889 | 268197.6947 | 0.29186 | 262108.7 | 0.22399 | 258558.0607 | 0.17416 | 265700.9237 | 0.44595 | 259748 | 0.30061 | 257189.7358 | 0.2288
261938.5245 | 0.18252 | 255543.6 | 0.14928 | 249298.9002 | 0.1321 | 270370.5499 | 0.1474 | 264587.3 | 0.11621 | 257601.9237 | 0.10762 | 268535.0431 | 0.29254 | 262516.1 | 0.22448 | 259006.2094 | 0.17394 | 266035.5108 | 0.44973 | 260151 | 0.30198 | 257622.1526 | 0.22832
262261.4951 | 0.18435 | 255940.9 | 0.1488 | 249761.82 | 0.13101 | 270721.09 | 0.14744 | 265005.1 | 0.11474 | 258084.2153 | 0.10636 | 268872.3914 | 0.29322 | 262923.4 | 0.225 | 259454.3581 | 0.17376 | 266370.0978 | 0.45337 | 260554 | 0.30345 | 258054.5695 | 0.22798
262584.4658 | 0.1862 | 256338.2 | 0.14832 | 250224.7397 | 0.12992 | 271071.6301 | 0.14747 | 265422.9 | 0.11331 | 258566.5068 | 0.10513 | 269209.7397 | 0.2939 | 263330.7 | 0.22554 | 259902.5068 | 0.17362 | 266704.6849 | 0.45687 | 260957 | 0.30502 | 258486.9863 | 0.22776
262907.4364 | 0.18804 | 256735.5 | 0.14783 | 250687.6595 | 0.12882 | 271422.1703 | 0.14752 | 265840.7 | 0.11193 | 259048.7984 | 0.10391 | 269547.0881 | 0.29457 | 263738.1 | 0.22609 | 260350.6556 | 0.17351 | 267039.272 | 0.4602 | 261360 | 0.30667 | 258919.4031 | 0.22768
263230.407 | 0.18989 | 257132.9 | 0.14735 | 251150.5793 | 0.12771 | 271772.7104 | 0.14758 | 266258.5 | 0.1106 | 259531.09 | 0.10271 | 269884.4364 | 0.29521 | 264145.4 | 0.22667 | 260798.8043 | 0.17342 | 267373.8591 | 0.46333 | 261763 | 0.30838 | 259351.82 | 0.22773
263553.3777 | 0.19172 | 257530.2 | 0.14687 | 251613.499 | 0.12661 | 272123.2505 | 0.14766 | 266676.3 | 0.10934 | 260013.3816 | 0.10154 | 270221.7847 | 0.29582 | 264552.7 | 0.22725 | 261246.953 | 0.17336 | 267708.4462 | 0.46626 | 262166 | 0.31015 | 259784.2368 | 0.22795
263876.3483 | 0.19352 | 257927.5 | 0.14639 | 252076.4188 | 0.12551 | 272473.7906 | 0.14774 | 267094.1 | 0.10814 | 260495.6732 | 0.10038 | 270559.1331 | 0.2964 | 264960.1 | 0.22784 | 261695.1018 | 0.17332 | 268043.0333 | 0.46892 | 262569.1 | 0.31198 | 260216.6536 | 0.2283
264199.319 | 0.1953 | 258324.9 | 0.14592 | 252539.3386 | 0.1244 | 272824.3307 | 0.14784 | 267511.9 | 0.10703 | 260977.9648 | 0.099239 | 270896.4814 | 0.29692 | 265367.4 | 0.22843 | 262143.2505 | 0.17331 | 268377.6204 | 0.47127 | 262972.1 | 0.31385 | 260649.0705 | 0.22877
264522.2896 | 0.19704 | 258722.2 | 0.14546 | 253002.2583 | 0.1233 | 273174.8708 | 0.14796 | 267929.6 | 0.10599 | 261460.2564 | 0.098117 | 271233.8297 | 0.29738 | 265774.7 | 0.22902 | 262591.3992 | 0.17331 | 268712.2074 | 0.47333 | 263375.1 | 0.31575 | 261081.4873 | 0.22936
264845.2603 | 0.19874 | 259119.5 | 0.14501 | 253465.1781 | 0.12221 | 273525.411 | 0.14808 | 268347.4 | 0.10504 | 261942.5479 | 0.097017 | 271571.1781 | 0.29777 | 266182.1 | 0.2296 | 263039.5479 | 0.17333 | 269046.7945 | 0.47509 | 263778.1 | 0.31767 | 261513.9041 | 0.23007
265168.2309 | 0.20039 | 259516.9 | 0.14457 | 253928.0978 | 0.12112 | 273875.9511 | 0.1482 | 268765.2 | 0.10417 | 262424.8395 | 0.095933 | 271908.5264 | 0.29805 | 266589.4 | 0.23017 | 263487.6967 | 0.17336 | 269381.3816 | 0.47652 | 264181.1 | 0.31959 | 261946.3209 | 0.23093
265491.2016 | 0.20198 | 259914.2 | 0.14416 | 254391.0176 | 0.12003 | 274226.4912 | 0.14832 | 269183 | 0.10339 | 262907.1311 | 0.094864 | 272245.8748 | 0.29822 | 266996.8 | 0.23073 | 263935.8454 | 0.17339 | 269715.9687 | 0.47763 | 264584.1 | 0.32151 | 262378.7378 | 0.23188
265814.1722 | 0.20349 | 260311.5 | 0.14377 | 254853.9374 | 0.11896 | 274577.0313 | 0.14842 | 269600.8 | 0.1027 | 263389.4227 | 0.09381 | 272583.2231 | 0.29828 | 267404.1 | 0.23126 | 264383.9941 | 0.17343 | 270050.5558 | 0.47835 | 264987.1 | 0.32341 | 262811.1546 | 0.23292
266137.1429 | 0.2049 | 260708.9 | 0.14341 | 255316.8571 | 0.1179 | 274927.5714 | 0.14849 | 270018.6 | 0.10212 | 263871.7143 | 0.092772 | 272920.5714 | 0.29822 | 267811.4 | 0.23176 | 264832.1429 | 0.17347 | 270385.1429 | 0.47868 | 265390.1 | 0.32528 | 263243.5714 | 0.23405
266460.1135 | 0.20623 | 261106.2 | 0.14307 | 255779.7769 | 0.11684 | 275278.1115 | 0.14853 | 270436.4 | 0.10163 | 264354.0059 | 0.091746 | 273257.9198 | 0.29801 | 268218.8 | 0.23222 | 265280.2916 | 0.17351 | 270719.7299 | 0.47866 | 265793.2 | 0.3271 | 263675.9883 | 0.23526
266783.0841 | 0.20744 | 261503.5 | 0.14275 | 256242.6967 | 0.1158 | 275628.6517 | 0.14851 | 270854.1 | 0.10123 | 264836.2975 | 0.090731 | 273595.2681 | 0.29767 | 268626.1 | 0.23265 | 265728.4403 | 0.17354 | 271054.317 | 0.4783 | 266196.2 | 0.32888 | 264108.4051 | 0.23655
267106.0548 | 0.20855 | 261900.8 | 0.14247 | 256705.6164 | 0.11477 | 275979.1918 | 0.14842 | 271271.9 | 0.10092 | 265318.589 | 0.089725 | 273932.6164 | 0.29713 | 269033.4 | 0.23304 | 266176.589 | 0.17356 | 271388.9041 | 0.47758 | 266599.2 | 0.33057 | 264540.8219 | 0.23789
267429.0254 | 0.20952 | 262298.2 | 0.14223 | 257168.5362 | 0.11376 | 276329.7319 | 0.14825 | 271689.7 | 0.10069 | 265800.8806 | 0.088727 | 274269.9648 | 0.29643 | 269440.8 | 0.23337 | 266624.7378 | 0.17356 | 271723.4912 | 0.47654 | 267002.2 | 0.33218 | 264973.2387 | 0.23927
267751.9961 | 0.21034 | 262695.5 | 0.14201 | 257631.456 | 0.11276 | 276680.272 | 0.14798 | 272107.5 | 0.10053 | 266283.1722 | 0.087737 | 274607.3131 | 0.29556 | 269848.1 | 0.23363 | 267072.8865 | 0.17354 | 272058.0783 | 0.47511 | 267405.2 | 0.33369 | 265405.6556 | 0.24068
268074.9667 | 0.21099 | 263092.8 | 0.14182 | 258094.3757 | 0.11177 | 277030.8121 | 0.14761 | 272525.3 | 0.10045 | 266765.4638 | 0.08675 | 274944.6614 | 0.29452 | 270255.4 | 0.23384 | 267521.0352 | 0.1735 | 272392.6654 | 0.47333 | 267808.2 | 0.33511 | 265838.0724 | 0.2421
268397.9374 | 0.21147 | 263490.2 | 0.14165 | 258557.2955 | 0.1108 | 277381.3523 | 0.14712 | 272943.1 | 0.10043 | 267247.7554 | 0.085766 | 275282.0098 | 0.2933 | 270662.8 | 0.23398 | 267969.184 | 0.17343 | 272727.2524 | 0.47125 | 268211.2 | 0.33642 | 266270.4892 | 0.24354
268720.908 | 0.21178 | 263887.5 | 0.14151 | 259020.2153 | 0.10984 | 277731.8924 | 0.14651 | 273360.9 | 0.10046 | 267730.047 | 0.084784 | 275619.3581 | 0.2919 | 271070.1 | 0.23404 | 268417.3327 | 0.17332 | 273061.8395 | 0.46889 | 268614.2 | 0.33757 | 266702.9061 | 0.24496
269043.8787 | 0.21191 | 264284.8 | 0.14139 | 259483.135 | 0.1089 | 278082.4325 | 0.14576 | 273778.7 | 0.10052 | 268212.3386 | 0.083801 | 275956.7065 | 0.29027 | 271477.5 | 0.234 | 268865.4814 | 0.17318 | 273396.4266 | 0.46626 | 269017.2 | 0.33858 | 267135.3229 | 0.24636
269366.8493 | 0.21185 | 264682.2 | 0.14129 | 259946.0548 | 0.10797 | 278432.9726 | 0.14486 | 274196.4 | 0.1006 | 268694.6301 | 0.082817 | 276294.0548 | 0.28847 | 271884.8 | 0.23388 | 269313.6301 | 0.173 | 273731.0137 | 0.46336 | 269420.3 | 0.33946 | 267567.7397 | 0.24772
269689.82 | 0.21161 | 265079.5 | 0.14119 | 260408.9746 | 0.10706 | 278783.5127 | 0.14382 | 274614.2 | 0.10069 | 269176.9217 | 0.081829 | 276631.4031 | 0.28649 | 272292.1 | 0.23367 | 269761.7789 | 0.17277 | 274065.6008 | 0.46018 | 269823.3 | 0.34018 | 268000.1566 | 0.24904
270012.7906 | 0.21114 | 265476.8 | 0.1411 | 260871.8943 | 0.10616 | 279134.0528 | 0.14266 | 275032 | 0.10077 | 269659.2133 | 0.080837 | 276968.7515 | 0.28434 | 272699.5 | 0.23337 | 270209.9276 | 0.17248 | 274400.1879 | 0.45676 | 270226.3 | 0.34076 | 268432.5734 | 0.25029
270335.7613 | 0.21049 | 265874.2 | 0.14101 | 261334.8141 | 0.10527 | 279484.593 | 0.14138 | 275449.8 | 0.10083 | 270141.5049 | 0.079838 | 277306.0998 | 0.28202 | 273106.8 | 0.23294 | 270658.0763 | 0.17215 | 274734.775 | 0.45313 | 270629.3 | 0.34112 | 268864.9902 | 0.25146
270658.7319 | 0.20965 | 266271.5 | 0.14091 | 261797.7339 | 0.1044 | 279835.1331 | 0.14 | 275867.6 | 0.10084 | 270623.7965 | 0.078832 | 277643.4481 | 0.27954 | 273514.1 | 0.23239 | 271106.225 | 0.17176 | 275069.362 | 0.44931 | 271032.3 | 0.34131 | 269297.407 | 0.25255
270981.7025 | 0.20864 | 266668.8 | 0.14079 | 262260.6536 | 0.10353 | 280185.6732 | 0.13851 | 276285.4 | 0.10079 | 271106.0881 | 0.077817 | 277980.7965 | 0.27686 | 273921.5 | 0.23175 | 271554.3738 | 0.1713 | 275403.9491 | 0.4453 | 271435.3 | 0.34133 | 269729.8239 | 0.25355
271304.6732 | 0.20747 | 267066.1 | 0.14065 | 262723.5734 | 0.10268 | 280536.2133 | 0.13695 | 276703.2 | 0.10068 | 271588.3796 | 0.076795 | 278318.1448 | 0.27403 | 274328.8 | 0.23098 | 272002.5225 | 0.17077 | 275738.5362 | 0.44112 | 271838.3 | 0.34117 | 270162.2407 | 0.25444
271627.6438 | 0.20614 | 267463.5 | 0.14048 | 263186.4932 | 0.10183 | 280886.7534 | 0.13532 | 277120.9 | 0.10049 | 272070.6712 | 0.075762 | 278655.4932 | 0.27105 | 274736.2 | 0.23008 | 272450.6712 | 0.17017 | 276073.1233 | 0.43672 | 272241.3 | 0.34083 | 270594.6575 | 0.25519
271950.6145 | 0.20466 | 267860.8 | 0.14027 | 263649.4129 | 0.10099 | 281237.2935 | 0.13366 | 277538.7 | 0.10021 | 272552.9628 | 0.074717 | 278992.8415 | 0.26794 | 275143.5 | 0.22904 | 272898.82 | 0.1695 | 276407.7104 | 0.43216 | 272644.4 | 0.34024 | 271027.0744 | 0.25583
272273.5851 | 0.20304 | 268258.1 | 0.14002 | 264112.3327 | 0.10016 | 281587.8337 | 0.13198 | 277956.5 | 0.099838 | 273035.2544 | 0.073661 | 279330.1898 | 0.2647 | 275550.8 | 0.22787 | 273346.9687 | 0.16875 | 276742.2975 | 0.42745 | 273047.4 | 0.33947 | 271459.4912 | 0.25633
272596.5558 | 0.20132 | 268655.5 | 0.13971 | 264575.2524 | 0.099326 | 281938.3738 | 0.13031 | 278374.3 | 0.099363 | 273517.546 | 0.072596 | 279667.5382 | 0.26133 | 275958.2 | 0.22658 | 273795.1174 | 0.16791 | 277076.8845 | 0.42258 | 273450.4 | 0.3385 | 271891.908 | 0.2567
272919.5264 | 0.19951 | 269052.8 | 0.13935 | 265038.1722 | 0.098497 | 282288.9139 | 0.12866 | 278792.1 | 0.098773 | 273999.8376 | 0.071519 | 280004.8865 | 0.25781 | 276365.5 | 0.22515 | 274243.2661 | 0.16699 | 277411.4716 | 0.41755 | 273853.4 | 0.33734 | 272324.3249 | 0.25691
273242.4971 | 0.19762 | 269450.1 | 0.13893 | 265501.092 | 0.097667 | 282639.454 | 0.12705 | 279209.9 | 0.098083 | 274482.1292 | 0.070428 | 280342.2348 | 0.25418 | 276772.8 | 0.22355 | 274691.4149 | 0.16599 | 277746.0587 | 0.41237 | 274256.4 | 0.33597 | 272756.7417 | 0.25695
273565.4677 | 0.19568 | 269847.5 | 0.13844 | 265964.0117 | 0.096835 | 282989.9941 | 0.12549 | 279627.7 | 0.097298 | 274964.4207 | 0.069326 | 280679.5832 | 0.25044 | 277180.2 | 0.22182 | 275139.5636 | 0.1649 | 278080.6458 | 0.40698 | 274659.4 | 0.33435 | 273189.1585 | 0.25682
273888.4384 | 0.19369 | 270244.8 | 0.1379 | 266426.9315 | 0.096 | 283340.5342 | 0.12401 | 280045.5 | 0.096423 | 275446.7123 | 0.068213 | 281016.9315 | 0.2466 | 277587.5 | 0.21996 | 275587.7123 | 0.1637 | 278415.2329 | 0.40144 | 275062.4 | 0.33253 | 273621.5753 | 0.25654
274211.409 | 0.19166 | 270642.1 | 0.13728 | 266889.8513 | 0.095159 | 283691.0744 | 0.1226 | 280463.2 | 0.095466 | 275929.0039 | 0.067091 | 281354.2798 | 0.24266 | 277994.8 | 0.21797 | 276035.8611 | 0.16242 | 278749.82 | 0.39572 | 275465.4 | 0.33051 | 274053.9922 | 0.2561
274534.3796 | 0.18962 | 271039.5 | 0.13658 | 267352.771 | 0.094309 | 284041.6145 | 0.12127 | 280881 | 0.094434 | 276411.2955 | 0.065956 | 281691.6282 | 0.23863 | 278402.2 | 0.2158 | 276484.0098 | 0.16104 | 279084.407 | 0.38983 | 275868.4 | 0.32828 | 274486.409 | 0.25547
274857.3503 | 0.18758 | 271436.8 | 0.13581 | 267815.6908 | 0.09345 | 284392.1546 | 0.12001 | 281298.8 | 0.093332 | 276893.5871 | 0.064811 | 282028.9765 | 0.23448 | 278809.5 | 0.2135 | 276932.1585 | 0.15958 | 279418.9941 | 0.38376 | 276271.5 | 0.32583 | 274918.8258 | 0.25463
275180.3209 | 0.18553 | 271834.1 | 0.13497 | 268278.6106 | 0.092581 | 284742.6947 | 0.11883 | 281716.6 | 0.092175 | 277375.8787 | 0.063657 | 282366.3249 | 0.23024 | 279216.9 | 0.21106 | 277380.3072 | 0.158 | 279753.5812 | 0.37749 | 276674.5 | 0.32312 | 275351.2427 | 0.25362
275503.2916 | 0.18348 | 272231.4 | 0.13407 | 268741.5303 | 0.091697 | 285093.2348 | 0.11771 | 282134.4 | 0.090978 | 277858.1703 | 0.062495 | 282703.6732 | 0.22592 | 279624.2 | 0.2085 | 277828.456 | 0.15633 | 280088.1683 | 0.371 | 277077.5 | 0.32021 | 275783.6595 | 0.25243
275826.2622 | 0.18143 | 272628.8 | 0.13309 | 269204.4501 | 0.090795 | 285443.775 | 0.11664 | 282552.2 | 0.089751 | 278340.4618 | 0.061324 | 283041.0215 | 0.22151 | 280031.5 | 0.2058 | 278276.6047 | 0.15457 | 280422.7554 | 0.36432 | 277480.5 | 0.31709 | 276216.0763 | 0.25107
276149.2329 | 0.17939 | 273026.1 | 0.13204 | 269667.3699 | 0.089877 | 285794.3151 | 0.11561 | 282970 | 0.088503 | 278822.7534 | 0.060146 | 283378.3699 | 0.21701 | 280438.9 | 0.20294 | 278724.7534 | 0.15272 | 280757.3425 | 0.35744 | 277883.5 | 0.31377 | 276648.4932 | 0.24949
276472.2035 | 0.17734 | 273423.4 | 0.13092 | 270130.2896 | 0.088941 | 286144.8552 | 0.1146 | 283387.7 | 0.087241 | 279305.045 | 0.058961 | 283715.7182 | 0.21244 | 280846.2 | 0.19996 | 279172.9022 | 0.15076 | 281091.9295 | 0.35037 | 278286.5 | 0.3102 | 277080.91 | 0.2477
276795.1742 | 0.17528 | 273820.8 | 0.12973 | 270593.2094 | 0.087986 | 286495.3953 | 0.11359 | 283805.5 | 0.085969 | 279787.3366 | 0.057772 | 284053.0665 | 0.20777 | 281253.5 | 0.19687 | 279621.0509 | 0.1487 | 281426.5166 | 0.34311 | 278689.5 | 0.30638 | 277513.3268 | 0.24573
277118.1448 | 0.1732 | 274218.1 | 0.12848 | 271056.1292 | 0.087001 | 286845.9354 | 0.11256 | 284223.3 | 0.084693 | 280269.6282 | 0.056578 | 284390.4149 | 0.20302 | 281660.9 | 0.19366 | 280069.1996 | 0.14656 | 281761.1037 | 0.33563 | 279092.5 | 0.30236 | 277945.7436 | 0.24357
277441.1155 | 0.17109 | 274615.4 | 0.12717 | 271519.0489 | 0.085994 | 287196.4755 | 0.11148 | 284641.1 | 0.083413 | 280751.9198 | 0.055379 | 284727.7632 | 0.1982 | 282068.2 | 0.19031 | 280517.3483 | 0.14433 | 282095.6908 | 0.32794 | 279495.6 | 0.29813 | 278378.1605 | 0.24122
277764.0861 | 0.16893 | 275012.8 | 0.12579 | 271981.9687 | 0.084963 | 287547.0157 | 0.11035 | 285058.9 | 0.082128 | 281234.2114 | 0.054177 | 285065.1115 | 0.19331 | 282475.5 | 0.18685 | 280965.4971 | 0.14202 | 282430.2779 | 0.32008 | 279898.6 | 0.29369 | 278810.5773 | 0.23866
278087.0568 | 0.16672 | 275410.1 | 0.12434 | 272444.8885 | 0.083907 | 287897.5558 | 0.10913 | 285476.7 | 0.080835 | 281716.5029 | 0.052974 | 285402.4599 | 0.18835 | 282882.9 | 0.1833 | 281413.6458 | 0.1396 | 282764.865 | 0.31205 | 280301.6 | 0.289 | 279242.9941 | 0.23588
278410.0274 | 0.16442 | 275807.4 | 0.12282 | 272907.8082 | 0.082816 | 288248.0959 | 0.10781 | 285894.5 | 0.07953 | 282198.7945 | 0.051769 | 285739.8082 | 0.18333 | 283290.2 | 0.17965 | 281861.7945 | 0.13711 | 283099.4521 | 0.30385 | 280704.6 | 0.28409 | 279675.411 | 0.23291
278732.998 | 0.16203 | 276204.8 | 0.12124 | 273370.728 | 0.081696 | 288598.636 | 0.10637 | 286312.3 | 0.078207 | 282681.0861 | 0.050564 | 286077.1566 | 0.17824 | 283697.6 | 0.1759 | 282309.9432 | 0.13454 | 283434.0391 | 0.29551 | 281107.6 | 0.27898 | 280107.8278 | 0.22976
279055.9687 | 0.15954 | 276602.1 | 0.1196 | 273833.6477 | 0.080546 | 288949.1761 | 0.1048 | 286730 | 0.076859 | 283163.3777 | 0.049359 | 286414.5049 | 0.1731 | 284104.9 | 0.17206 | 282758.092 | 0.13191 | 283768.6262 | 0.28701 | 281510.6 | 0.27368 | 280540.2446 | 0.22642
279378.9393 | 0.15693 | 276999.4 | 0.11789 | 274296.5675 | 0.079369 | 289299.7162 | 0.10309 | 287147.8 | 0.075469 | 283645.6693 | 0.048155 | 286751.8532 | 0.16792 | 284512.2 | 0.16814 | 283206.2407 | 0.12919 | 284103.2133 | 0.27838 | 281913.6 | 0.26818 | 280972.6614 | 0.22287
279701.91 | 0.15419 | 277396.7 | 0.1161 | 274759.4873 | 0.078155 | 289650.2564 | 0.10124 | 287565.6 | 0.074034 | 284127.9609 | 0.046952 | 287089.2016 | 0.16269 | 284919.6 | 0.16415 | 283654.3894 | 0.12641 | 284437.8004 | 0.26965 | 282316.6 | 0.26246 | 281405.0783 | 0.21911
280024.8806 | 0.15132 | 277794.1 | 0.11424 | 275222.407 | 0.076905 | 290000.7965 | 0.099243 | 287983.4 | 0.072548 | 284610.2524 | 0.045752 | 287426.5499 | 0.15744 | 285326.9 | 0.1601 | 284102.5382 | 0.12357 | 284772.3875 | 0.26084 | 282719.6 | 0.25655 | 281837.4951 | 0.21518
280347.8513 | 0.14829 | 278191.4 | 0.1123 | 275685.3268 | 0.075624 | 290351.3366 | 0.097065 | 288401.2 | 0.071004 | 285092.544 | 0.044556 | 287763.8982 | 0.15217 | 285734.2 | 0.15598 | 284550.6869 | 0.12068 | 285106.9746 | 0.25195 | 283122.7 | 0.25047 | 282269.9119 | 0.21107
280670.8219 | 0.14509 | 278588.7 | 0.11028 | 276148.2466 | 0.074312 | 290701.8767 | 0.094735 | 288819 | 0.069395 | 285574.8356 | 0.043363 | 288101.2466 | 0.14687 | 286141.6 | 0.1518 | 284998.8356 | 0.11773 | 285441.5616 | 0.24302 | 283525.7 | 0.24423 | 282702.3288 | 0.2068
280993.7926 | 0.14173 | 278986.1 | 0.10819 | 276611.1663 | 0.072968 | 291052.4168 | 0.09226 | 289236.8 | 0.067718 | 286057.1272 | 0.042174 | 288438.5949 | 0.14158 | 286548.9 | 0.14759 | 285446.9843 | 0.11473 | 285776.1487 | 0.23404 | 283928.7 | 0.23785 | 283134.7456 | 0.20233
281316.7632 | 0.13821 | 279383.4 | 0.10601 | 277074.0861 | 0.071581 | 291402.9569 | 0.089647 | 289654.5 | 0.065963 | 286539.4188 | 0.040989 | 288775.9432 | 0.13629 | 286956.2 | 0.14335 | 285895.1331 | 0.11169 | 286110.7358 | 0.22506 | 284331.7 | 0.23128 | 283567.1624 | 0.19768
281639.7339 | 0.13453 | 279780.7 | 0.10373 | 277537.0059 | 0.070165 | 291753.4971 | 0.086904 | 290072.3 | 0.064124 | 287021.7104 | 0.039811 | 289113.2916 | 0.13102 | 287363.6 | 0.13906 | 286343.2818 | 0.10862 | 286445.3229 | 0.21608 | 284734.7 | 0.22459 | 283999.5793 | 0.19288
281962.7045 | 0.13071 | 280178.1 | 0.10137 | 277999.9256 | 0.06872 | 292104.0372 | 0.084041 | 290490.1 | 0.062211 | 287504.002 | 0.038639 | 289450.6399 | 0.12576 | 287770.9 | 0.13476 | 286791.4305 | 0.10552 | 286779.91 | 0.20713 | 285137.7 | 0.21779 | 284431.9961 | 0.18795
282285.6751 | 0.12673 | 280575.4 | 0.098915 | 278462.8454 | 0.067245 | 292454.5773 | 0.081068 | 290907.9 | 0.060227 | 287986.2935 | 0.037472 | 289787.9883 | 0.12054 | 288178.3 | 0.13045 | 287239.5793 | 0.10239 | 287114.4971 | 0.19822 | 285540.7 | 0.21089 | 284864.4129 | 0.18288
282608.6458 | 0.12258 | 280972.7 | 0.09638 | 278925.7652 | 0.065732 | 292805.1174 | 0.077983 | 291325.7 | 0.058177 | 288468.5851 | 0.036312 | 290125.3366 | 0.11537 | 288585.6 | 0.12613 | 287687.728 | 0.099243 | 287449.0841 | 0.18937 | 285943.7 | 0.20391 | 285296.8297 | 0.17766
282931.6164 | 0.11831 | 281370.1 | 0.093761 | 279388.6849 | 0.064191 | 293155.6575 | 0.074823 | 291743.5 | 0.056065 | 288950.8767 | 0.035161 | 290462.6849 | 0.11025 | 288992.9 | 0.12181 | 288135.8767 | 0.096085 | 287783.6712 | 0.18062 | 286346.8 | 0.19683 | 285729.2466 | 0.17232
283254.5871 | 0.11392 | 281767.4 | 0.091051 | 279851.6047 | 0.062625 | 293506.1977 | 0.071601 | 292161.3 | 0.053897 | 289433.1683 | 0.034019 | 290800.0333 | 0.10519 | 289400.3 | 0.1175 | 288584.0254 | 0.092919 | 288118.2583 | 0.17196 | 286749.8 | 0.18971 | 286161.6634 | 0.16688
283577.5577 | 0.10943 | 282164.7 | 0.08825 | 280314.5245 | 0.061034 | 293856.7378 | 0.06833 | 292579.1 | 0.051676 | 289915.4599 | 0.032884 | 291137.3816 | 0.1002 | 289807.6 | 0.11321 | 289032.1742 | 0.089751 | 288452.8454 | 0.16342 | 287152.8 | 0.18256 | 286594.0802 | 0.16136
283900.5284 | 0.10485 | 282562 | 0.085374 | 280777.4442 | 0.059417 | 294207.2779 | 0.065026 | 292996.8 | 0.049416 | 290397.7515 | 0.031758 | 291474.7299 | 0.095279 | 290214.9 | 0.10894 | 289480.3229 | 0.086589 | 288787.4325 | 0.15501 | 287555.8 | 0.17539 | 287026.4971 | 0.15576
284223.499 | 0.10019 | 282959.4 | 0.082431 | 281240.364 | 0.057775 | 294557.818 | 0.061703 | 293414.6 | 0.047129 | 290880.0431 | 0.030642 | 291812.0783 | 0.090447 | 290622.3 | 0.1047 | 289928.4716 | 0.083437 | 289122.0196 | 0.14674 | 287958.8 | 0.16821 | 287458.9139 | 0.15008
284546.4697 | 0.095482 | 283356.7 | 0.079425 | 281703.2838 | 0.056115 | 294908.3581 | 0.058374 | 293832.4 | 0.044825 | 291362.3346 | 0.029539 | 292149.4266 | 0.085718 | 291029.6 | 0.1005 | 290376.6204 | 0.080298 | 289456.6067 | 0.13862 | 288361.8 | 0.16105 | 287891.3307 | 0.14435
284869.4403 | 0.090737 | 283754 | 0.076363 | 282166.2035 | 0.054439 | 295258.8982 | 0.05506 | 294250.2 | 0.042513 | 291844.6262 | 0.028447 | 292486.775 | 0.081086 | 291437 | 0.096354 | 290824.7691 | 0.077181 | 289791.1937 | 0.13071 | 288764.8 | 0.15393 | 288323.7476 | 0.1386
285192.411 | 0.08598 | 284151.4 | 0.073243 | 282629.1233 | 0.052748 | 295609.4384 | 0.051773 | 294668 | 0.040202 | 292326.9178 | 0.027365 | 292824.1233 | 0.076556 | 291844.3 | 0.092253 | 291272.9178 | 0.074095 | 290125.7808 | 0.123 | 289167.8 | 0.14686 | 288756.1644 | 0.13282
285515.3816 | 0.08123 | 284548.7 | 0.070087 | 283092.0431 | 0.051043 | 295959.9785 | 0.048526 | 295085.8 | 0.037901 | 292809.2094 | 0.026296 | 293161.4716 | 0.072132 | 292251.6 | 0.088204 | 291721.0665 | 0.071039 | 290460.3679 | 0.11547 | 289570.8 | 0.13985 | 289188.5812 | 0.12704
285838.3523 | 0.076505 | 284946 | 0.066905 | 283554.9628 | 0.04933 | 296310.5186 | 0.045331 | 295503.6 | 0.035626 | 293291.501 | 0.025244 | 293498.82 | 0.067819 | 292659 | 0.084221 | 292169.2153 | 0.068017 | 290794.955 | 0.10815 | 289973.9 | 0.13294 | 289620.998 | 0.12128
286161.3229 | 0.071823 | 285343.4 | 0.063708 | 284017.8826 | 0.047612 | 296661.0587 | 0.042198 | 295921.3 | 0.033383 | 293773.7926 | 0.024205 | 293836.1683 | 0.063635 | 293066.3 | 0.080321 | 292617.364 | 0.065031 | 291129.5421 | 0.10105 | 290376.9 | 0.12614 | 290053.4149 | 0.11556
286484.2935 | 0.067205 | 285740.7 | 0.060505 | 284480.8023 | 0.04589 | 297011.5988 | 0.039139 | 296339.1 | 0.03118 | 294256.0841 | 0.023181 | 294173.5166 | 0.059591 | 293473.6 | 0.07649 | 293065.5127 | 0.062105 | 291464.1292 | 0.094184 | 290779.9 | 0.11946 | 290485.8317 | 0.10988
286807.2642 | 0.062685 | 286138 | 0.057307 | 284943.7221 | 0.044169 | 297362.1389 | 0.036171 | 296756.9 | 0.029024 | 294738.3757 | 0.022171 | 294510.865 | 0.055674 | 293881 | 0.072732 | 293513.6614 | 0.059227 | 291798.7162 | 0.087602 | 291182.9 | 0.11291 | 290918.2485 | 0.10426
287130.2348 | 0.058267 | 286535.4 | 0.054133 | 285406.6419 | 0.042452 | 297712.6791 | 0.033311 | 297174.7 | 0.026922 | 295220.6673 | 0.021183 | 294848.2133 | 0.051886 | 294288.3 | 0.069052 | 293961.8102 | 0.056399 | 292133.3033 | 0.081263 | 291585.9 | 0.10649 | 291350.6654 | 0.098706
287453.2055 | 0.053967 | 286932.7 | 0.050992 | 285869.5616 | 0.040742 | 298063.2192 | 0.030557 | 297592.5 | 0.02488 | 295702.9589 | 0.020212 | 295185.5616 | 0.048232 | 294695.6 | 0.065485 | 294409.9589 | 0.053625 | 292467.8904 | 0.075174 | 291988.9 | 0.10024 | 291783.0822 | 0.093265
287776.1761 | 0.049799 | 287330 | 0.047894 | 286332.4814 | 0.039042 | 298413.7593 | 0.027914 | 298010.3 | 0.022906 | 296185.2505 | 0.019259 | 295522.91 | 0.044713 | 295103 | 0.062007 | 294858.1076 | 0.050921 | 292802.4775 | 0.06934 | 292391.9 | 0.094193 | 292215.499 | 0.087935
288099.1468 | 0.045774 | 287727.3 | 0.044848 | 286795.4012 | 0.037357 | 298764.2994 | 0.025391 | 298428.1 | 0.021019 | 296667.5421 | 0.018324 | 295860.2583 | 0.041348 | 295510.3 | 0.058619 | 295306.2564 | 0.048288 | 293137.0646 | 0.063765 | 292794.9 | 0.088318 | 292647.9159 | 0.082721
288422.1174 | 0.041906 | 288124.7 | 0.041865 | 287258.3209 | 0.035691 | 299114.8395 | 0.022991 | 298845.9 | 0.01921 | 297149.8337 | 0.017412 | 296197.6067 | 0.038146 | 295917.7 | 0.055322 | 295754.4051 | 0.045719 | 293471.6517 | 0.058478 | 293198 | 0.082623 | 293080.3327 | 0.07763
288745.0881 | 0.038234 | 288522 | 0.038967 | 287721.2407 | 0.034044 | 299465.3796 | 0.020721 | 299263.6 | 0.017483 | 297632.1252 | 0.016524 | 296534.955 | 0.035087 | 296325 | 0.05214 | 296202.5538 | 0.043215 | 293806.2387 | 0.0535 | 293601 | 0.077115 | 293512.7495 | 0.072674
289068.0587 | 0.034749 | 288919.3 | 0.036163 | 288184.1605 | 0.032419 | 299815.9198 | 0.018598 | 299681.4 | 0.015842 | 298114.4168 | 0.015657 | 296872.3033 | 0.032173 | 296732.3 | 0.049075 | 296650.7025 | 0.040784 | 294140.8258 | 0.048788 | 294004 | 0.071844 | 293945.1663 | 0.067901
289391.0294 | 0.031449 | 289316.7 | 0.033452 | 288647.0802 | 0.03082 | 300166.4599 | 0.016623 | 300099.2 | 0.014289 | 298596.7084 | 0.014811 | 297209.6517 | 0.029404 | 297139.7 | 0.046108 | 297098.8513 | 0.038446 | 294475.4129 | 0.044342 | 294407 | 0.066801 | 294377.5832 | 0.063295
289714 | 0.028337 | 289714 | 0.030841 | 289110 | 0.029258 | 300517 | 0.014784 | 300517 | 0.012826 | 299079 | 0.013989 | 297547 | 0.026782 | 297547 | 0.043242 | 297547 | 0.036181 | 294810 | 0.04016 | 294810 | 0.061964 | 294810 | 0.05885

## FM 3.9
100 GVA.s |  |  |  |  | 200 GVA.s
time (s) | f (Hz) | RoCoF (Hz/s) | inertia (MW) | Demand (MW) | time (s) | f (Hz) | RoCoF (Hz/s) | inertia (MW) | Demand (MW)
0 | 50 | 0 | 0 | 20000 | 0 | 50 | 0 | 0 | 20000
0.0004 | 49.9999 | -0.24999 | 0 | 19999.9872 | 0.0004 | 50 | -0.125 | 0 | 19999.9937
0.0008 | 49.9999 | -0.24999 | 999.9813 | 19999.9669 | 0.0008 | 50 | -0.125 | 999.9915 | 19999.9835
0.0012 | 49.9998 | -0.24998 | 999.9431 | 19999.9458 | 0.0012 | 49.9999 | -0.125 | 999.9721 | 19999.973
0.0016 | 49.9998 | -0.24998 | 999.9196 | 19999.9238 | 0.0016 | 49.9999 | -0.12499 | 999.9763 | 19999.9618
0.002 | 49.9997 | -0.24997 | 999.9087 | 19999.9009 | 0.002 | 49.9999 | -0.12499 | 999.9661 | 19999.9501
0.0024 | 49.9997 | -0.24997 | 999.8619 | 19999.8779 | 0.0024 | 49.9999 | -0.12499 | 999.9353 | 19999.9386
0.0028 | 49.9996 | -0.24995 | 999.8672 | 19999.8543 | 0.0028 | 49.9998 | -0.12499 | 999.9225 | 19999.9269
0.0032 | 49.9996 | -0.24995 | 999.8263 | 19999.8308 | 0.0032 | 49.9998 | -0.12499 | 999.9042 | 19999.9153
0.0036 | 49.9995 | -0.24994 | 999.8157 | 19999.807 | 0.0036 | 49.9998 | -0.12498 | 999.9138 | 19999.9034
0.004 | 49.9995 | -0.24994 | 999.7559 | 19999.7834 | 0.004 | 49.9998 | -0.12499 | 999.8837 | 19999.8917
0.0044 | 49.9994 | -0.24993 | 999.7583 | 19999.7595 | 0.0044 | 49.9997 | -0.12498 | 999.8876 | 19999.8797
0.0048 | 49.9994 | -0.24993 | 999.7233 | 19999.7355 | 0.0048 | 49.9997 | -0.12498 | 999.8661 | 19999.8677
0.0052 | 49.9993 | -0.24993 | 999.67 | 19999.7113 | 0.0052 | 49.9997 | -0.12498 | 999.8668 | 19999.8555
0.0056 | 49.9993 | -0.24992 | 999.6636 | 19999.6873 | 0.0056 | 49.9997 | -0.12498 | 999.8174 | 19999.8435
0.006 | 49.9992 | -0.24991 | 999.6498 | 19999.6631 | 0.006 | 49.9996 | -0.12498 | 999.8412 | 19999.8313
0.0064 | 49.9992 | -0.24991 | 999.6078 | 19999.6389 | 0.0064 | 49.9996 | -0.12497 | 999.8245 | 19999.8192
0.0068 | 49.9991 | -0.2499 | 999.6003 | 19999.6146 | 0.0068 | 49.9996 | -0.12497 | 999.8004 | 19999.807
0.0072 | 49.9991 | -0.24989 | 999.5709 | 19999.5903 | 0.0072 | 49.9996 | -0.12497 | 999.7914 | 19999.7948
0.0076 | 49.999 | -0.24988 | 999.5602 | 19999.5659 | 0.0076 | 49.9995 | -0.12497 | 999.7797 | 19999.7826
0.008 | 49.999 | -0.24988 | 999.5133 | 19999.5416 | 0.008 | 49.9995 | -0.12497 | 999.764 | 19999.7705
0.0084 | 49.9989 | -0.24988 | 999.4953 | 19999.5171 | 0.0084 | 49.9995 | -0.12497 | 999.72 | 19999.7582
0.0088 | 49.9989 | -0.24987 | 999.4533 | 19999.4927 | 0.0088 | 49.9995 | -0.12497 | 999.7127 | 19999.7461
0.0092 | 49.9988 | -0.24987 | 999.4268 | 19999.4682 | 0.0092 | 49.9994 | -0.12496 | 999.7376 | 19999.7338
0.0096 | 49.9988 | -0.24986 | 999.4074 | 19999.4438 | 0.0096 | 49.9994 | -0.12497 | 999.6997 | 19999.7216
0.01 | 49.9987 | -0.24986 | 999.3694 | 19999.4193 | 0.01 | 49.9994 | -0.12496 | 999.7037 | 19999.7093
0.0104 | 49.9987 | -0.24985 | 999.3617 | 19999.3948 | 0.0104 | 49.9994 | -0.12496 | 999.6903 | 19999.6971
0.0108 | 49.9986 | -0.24983 | 999.3761 | 19999.3702 | 0.0108 | 49.9993 | -0.12496 | 999.6738 | 19999.6849
0.0112 | 49.9986 | -0.24985 | 999.2571 | 19999.3457 | 0.0112 | 49.9993 | -0.12496 | 999.6481 | 19999.6727
0.0116 | 49.9985 | -0.24982 | 999.3191 | 19999.3211 | 0.0116 | 49.9993 | -0.12495 | 999.6711 | 19999.6602
0.012 | 49.9985 | -0.24982 | 999.2819 | 19999.2966 | 0.012 | 49.9993 | -0.12496 | 999.6225 | 19999.648
0.0124 | 49.9984 | -0.2498 | 999.2918 | 19999.272 | 0.0124 | 49.9992 | -0.12495 | 999.6371 | 19999.6357
0.0128 | 49.9984 | -0.24981 | 999.2036 | 19999.2474 | 0.0128 | 49.9992 | -0.12495 | 999.6002 | 19999.6234
0.0132 | 49.9983 | -0.2498 | 999.1861 | 19999.2227 | 0.0132 | 49.9992 | -0.12495 | 999.581 | 19999.611
0.0136 | 49.9983 | -0.24979 | 999.1758 | 19999.1981 | 0.0136 | 49.9992 | -0.12495 | 999.5774 | 19999.5987
0.014 | 49.9982 | -0.24979 | 999.1623 | 19999.1735 | 0.014 | 49.9991 | -0.12495 | 999.589 | 19999.5863
0.0144 | 49.9982 | -0.24978 | 999.1297 | 19999.1488 | 0.0144 | 49.9991 | -0.12495 | 999.5537 | 19999.5741
0.0148 | 49.9981 | -0.24977 | 999.1131 | 19999.1241 | 0.0148 | 49.9991 | -0.12494 | 999.5538 | 19999.5617
0.0152 | 49.9981 | -0.24977 | 999.0634 | 19999.0995 | 0.0152 | 49.9991 | -0.12494 | 999.5275 | 19999.5494
0.0156 | 49.998 | -0.24976 | 999.0588 | 19999.0748 | 0.0156 | 49.999 | -0.12494 | 999.5232 | 19999.537
0.016 | 49.998 | -0.24976 | 999.0222 | 19999.0501 | 0.016 | 49.999 | -0.12494 | 999.4972 | 19999.5247
0.0164 | 49.9979 | -0.24975 | 999.0319 | 19999.0254 | 0.0164 | 49.999 | -0.12494 | 999.5115 | 19999.5123
0.0168 | 49.9979 | -0.24975 | 998.9544 | 19999.0007 | 0.0168 | 49.999 | -0.12494 | 999.4734 | 19999.5
0.0172 | 49.9978 | -0.24974 | 998.9598 | 19998.9759 | 0.0172 | 49.9989 | -0.12493 | 999.4925 | 19999.4876
0.0176 | 49.9978 | -0.24975 | 998.8857 | 19998.9513 | 0.0176 | 49.9989 | -0.12493 | 999.4521 | 19999.4753
0.018 | 49.9977 | -0.24972 | 998.9355 | 19998.9265 | 0.018 | 49.9989 | -0.12493 | 999.4327 | 19999.4629
0.0184 | 49.9977 | -0.24973 | 998.8419 | 19998.9018 | 0.0184 | 49.9989 | -0.12493 | 999.4236 | 19999.4506
0.0188 | 49.9976 | -0.24972 | 998.8536 | 19998.8771 | 0.0188 | 49.9988 | -0.12493 | 999.4259 | 19999.4382
0.0192 | 49.9976 | -0.24972 | 998.8028 | 19998.8524 | 0.0192 | 49.9988 | -0.12493 | 999.3816 | 19999.4259
0.0196 | 49.9975 | -0.2497 | 998.8182 | 19998.8277 | 0.0196 | 49.9988 | -0.12493 | 999.4031 | 19999.4134
0.02 | 49.9975 | -0.2497 | 998.7637 | 19998.8029 | 0.02 | 49.9988 | -0.12492 | 999.3888 | 19999.4011
0.0204 | 49.9974 | -0.2497 | 998.7269 | 19998.7782 | 0.0204 | 49.9987 | -0.12492 | 999.3793 | 19999.3887
0.0208 | 49.9974 | -0.24969 | 998.7061 | 19998.7535 | 0.0208 | 49.9987 | -0.12492 | 999.3578 | 19999.3764
0.0212 | 49.9973 | -0.24967 | 998.7444 | 19998.7286 | 0.0212 | 49.9987 | -0.12492 | 999.3674 | 19999.3639
0.0216 | 49.9973 | -0.24968 | 998.6717 | 19998.7039 | 0.0216 | 49.9987 | -0.12492 | 999.3361 | 19999.3516
0.022 | 49.9972 | -0.24966 | 998.6992 | 19998.6791 | 0.022 | 49.9986 | -0.12492 | 999.3325 | 19999.3392
0.0224 | 49.9972 | -0.24966 | 998.6308 | 19998.6543 | 0.0224 | 49.9986 | -0.12492 | 999.3066 | 19999.3269
0.0228 | 49.9971 | -0.24966 | 998.5886 | 19998.6295 | 0.0228 | 49.9986 | -0.12491 | 999.3183 | 19999.3145
0.0232 | 49.9971 | -0.24966 | 998.5622 | 19998.6048 | 0.0232 | 49.9986 | -0.12491 | 999.2854 | 19999.3021
0.0236 | 49.997 | -0.24964 | 998.578 | 19998.5799 | 0.0236 | 49.9985 | -0.12491 | 999.2701 | 19999.2897
0.024 | 49.997 | -0.24964 | 998.5141 | 19998.5552 | 0.024 | 49.9985 | -0.12491 | 999.2553 | 19999.2773
0.0244 | 49.9969 | -0.24964 | 998.4891 | 19998.5304 | 0.0244 | 49.9985 | -0.12491 | 999.2658 | 19999.2649
0.0248 | 49.9969 | -0.24964 | 998.4353 | 19998.5057 | 0.0248 | 49.9985 | -0.12491 | 999.2379 | 19999.2525
0.0252 | 49.9968 | -0.24961 | 998.4774 | 19998.4808 | 0.0252 | 49.9984 | -0.1249 | 999.2429 | 19999.2401
0.0256 | 49.9968 | -0.24962 | 998.3922 | 19998.4561 | 0.0256 | 49.9984 | -0.1249 | 999.2093 | 19999.2278
0.026 | 49.9967 | -0.24961 | 998.416 | 19998.4313 | 0.026 | 49.9984 | -0.1249 | 999.1943 | 19999.2153
0.0264 | 49.9967 | -0.24961 | 998.3439 | 19998.4065 | 0.0264 | 49.9984 | -0.12489 | 999.2324 | 19999.2029
0.0268 | 49.9966 | -0.24959 | 998.3754 | 19998.3817 | 0.0268 | 49.9983 | -0.1249 | 999.1845 | 19999.1905
0.0272 | 49.9966 | -0.2496 | 998.2991 | 19998.3569 | 0.0272 | 49.9983 | -0.1249 | 999.121 | 19999.1781
0.0276 | 49.9965 | -0.24958 | 998.3149 | 19998.3321 | 0.0276 | 49.9983 | -0.12489 | 999.1626 | 19999.1657
0.028 | 49.9965 | -0.24958 | 998.2587 | 19998.3073 | 0.028 | 49.9983 | -0.1249 | 999.1205 | 19999.1533
0.0284 | 49.9964 | -0.24957 | 998.2701 | 19998.2825 | 0.0284 | 49.9982 | -0.12489 | 999.1266 | 19999.1409
0.0288 | 49.9964 | -0.24957 | 998.2026 | 19998.2577 | 0.0288 | 49.9982 | -0.1249 | 999.031 | 19999.1285
0.0292 | 49.9963 | -0.24956 | 998.1909 | 19998.2329 | 0.0292 | 49.9982 | -0.12489 | 999.0859 | 19999.116
0.0296 | 49.9963 | -0.24956 | 998.172 | 19998.2081 | 0.0296 | 49.9982 | -0.12488 | 999.1212 | 19999.1036
0.03 | 49.9962 | -0.24954 | 998.1778 | 19998.1832 | 0.03 | 49.9981 | -0.12489 | 999.0656 | 19999.0912
0.0304 | 49.9962 | -0.24954 | 998.1165 | 19998.1585 | 0.0304 | 49.9981 | -0.12488 | 999.1034 | 19999.0788
0.0308 | 49.9961 | -0.24954 | 998.1074 | 19998.1336 | 0.0308 | 49.9981 | -0.12488 | 999.0509 | 19999.0663
0.0312 | 49.9961 | -0.24953 | 998.0682 | 19998.1089 | 0.0312 | 49.9981 | -0.12489 | 999.0102 | 19999.0539
0.0316 | 49.996 | -0.24952 | 998.0756 | 19998.084 | 0.0316 | 49.998 | -0.12488 | 999.0457 | 19999.0414
0.032 | 49.996 | -0.24952 | 998.0177 | 19998.0592 | 0.032 | 49.998 | -0.12488 | 999.0093 | 19999.0291
0.0324 | 49.9959 | -0.24951 | 998.0033 | 19998.0343 | 0.0324 | 49.998 | -0.12488 | 999.0036 | 19999.0166
0.0328 | 49.9959 | -0.24951 | 997.9493 | 19998.0095 | 0.0328 | 49.998 | -0.12488 | 998.9728 | 19999.0042
0.0332 | 49.9958 | -0.2495 | 997.9559 | 19997.9846 | 0.0332 | 49.9979 | -0.12487 | 998.9881 | 19998.9918
0.0336 | 49.9958 | -0.2495 | 997.9136 | 19997.9599 | 0.0336 | 49.9979 | -0.12488 | 998.9089 | 19998.9794
0.034 | 49.9957 | -0.24949 | 997.9013 | 19997.935 | 0.034 | 49.9979 | -0.12487 | 998.9354 | 19998.9669
0.0344 | 49.9957 | -0.24949 | 997.8565 | 19997.9102 | 0.0344 | 49.9979 | -0.12487 | 998.9339 | 19998.9545
0.0348 | 49.9956 | -0.24947 | 997.8634 | 19997.8853 | 0.0348 | 49.9978 | -0.12487 | 998.9012 | 19998.9421
0.0352 | 49.9956 | -0.24948 | 997.8058 | 19997.8605 | 0.0352 | 49.9978 | -0.12487 | 998.9043 | 19998.9297
0.0356 | 49.9955 | -0.24946 | 997.8089 | 19997.8357 | 0.0356 | 49.9978 | -0.12486 | 998.9349 | 19998.9173
0.036 | 49.9955 | -0.24946 | 997.7814 | 19997.8108 | 0.036 | 49.9978 | -0.12486 | 998.9017 | 19998.9049
0.0364 | 49.9954 | -0.24946 | 997.742 | 19997.786 | 0.0364 | 49.9977 | -0.12486 | 998.8835 | 19998.8924
0.0368 | 49.9954 | -0.24945 | 997.7076 | 19997.7612 | 0.0368 | 49.9977 | -0.12486 | 998.8654 | 19998.8801
0.0372 | 49.9953 | -0.24944 | 997.7108 | 19997.7363 | 0.0372 | 49.9977 | -0.12486 | 998.847 | 19998.8676
0.0376 | 49.9953 | -0.24945 | 997.6186 | 19997.7115 | 0.0376 | 49.9977 | -0.12486 | 998.8062 | 19998.8552
0.038 | 49.9952 | -0.24943 | 997.6513 | 19997.6866 | 0.038 | 49.9976 | -0.12485 | 998.8507 | 19998.8428
0.0384 | 49.9952 | -0.24943 | 997.6146 | 19997.6618 | 0.0384 | 49.9976 | -0.12486 | 998.8143 | 19998.8304
0.0388 | 49.9951 | -0.24941 | 997.6206 | 19997.637 | 0.0388 | 49.9976 | -0.12485 | 998.8014 | 19998.818
0.0392 | 49.9951 | -0.24941 | 997.5679 | 19997.6122 | 0.0392 | 49.9976 | -0.12485 | 998.7986 | 19998.8055
0.0396 | 49.995 | -0.24941 | 997.5502 | 19997.5873 | 0.0396 | 49.9975 | -0.12485 | 998.7758 | 19998.7931
0.04 | 49.995 | -0.2494 | 997.5179 | 19997.5625 | 0.04 | 49.9975 | -0.12485 | 998.7627 | 19998.7807
0.0404 | 49.9949 | -0.2494 | 997.5005 | 19997.5376 | 0.0404 | 49.9975 | -0.12485 | 998.7489 | 19998.7682
0.0408 | 49.9949 | -0.24939 | 997.4743 | 19997.5128 | 0.0408 | 49.9975 | -0.12485 | 998.7347 | 19998.7558
0.0412 | 49.9948 | -0.24938 | 997.4572 | 19997.4879 | 0.0412 | 49.9974 | -0.12484 | 998.7427 | 19998.7434
0.0416 | 49.9948 | -0.24937 | 997.4412 | 19997.463 | 0.0416 | 49.9974 | -0.12485 | 998.6937 | 19998.7309
0.042 | 49.9947 | -0.24936 | 997.4285 | 19997.4382 | 0.042 | 49.9974 | -0.12484 | 998.7068 | 19998.7185
0.0424 | 49.9947 | -0.24937 | 997.33 | 19997.4133 | 0.0424 | 49.9974 | -0.12484 | 998.6841 | 19998.7061
0.0428 | 49.9946 | -0.24936 | 997.3556 | 19997.3884 | 0.0428 | 49.9973 | -0.12484 | 998.6769 | 19998.6936
0.0432 | 49.9946 | -0.24935 | 997.324 | 19997.3636 | 0.0432 | 49.9973 | -0.12484 | 998.6543 | 19998.6812
0.0436 | 49.9945 | -0.24934 | 997.3219 | 19997.3387 | 0.0436 | 49.9973 | -0.12484 | 998.6528 | 19998.6687
0.044 | 49.9945 | -0.24935 | 997.2412 | 19997.3139 | 0.044 | 49.9973 | -0.12484 | 998.6258 | 19998.6563
0.0444 | 49.9944 | -0.24933 | 997.2714 | 19997.289 | 0.0444 | 49.9972 | -0.12483 | 998.6307 | 19998.6439
0.0448 | 49.9944 | -0.24932 | 997.2286 | 19997.2641 | 0.0448 | 49.9972 | -0.12483 | 998.6026 | 19998.6315
0.0452 | 49.9943 | -0.24933 | 997.1933 | 19997.2393 | 0.0452 | 49.9972 | -0.12483 | 998.6027 | 19998.619
0.0456 | 49.9943 | -0.24933 | 997.1369 | 19997.2145 | 0.0456 | 49.9972 | -0.12483 | 998.5795 | 19998.6066
0.046 | 49.9942 | -0.24931 | 997.16 | 19997.1896 | 0.046 | 49.9971 | -0.12483 | 998.577 | 19998.5941
0.0464 | 49.9942 | -0.24931 | 997.114 | 19997.1648 | 0.0464 | 49.9971 | -0.12483 | 998.5552 | 19998.5817
0.0468 | 49.9941 | -0.24929 | 997.1364 | 19997.1399 | 0.0468 | 49.9971 | -0.12482 | 998.5519 | 19998.5693
0.0472 | 49.9941 | -0.24929 | 997.0835 | 19997.1151 | 0.0472 | 49.9971 | -0.12482 | 998.5308 | 19998.5568
0.0476 | 49.994 | -0.24929 | 997.0501 | 19997.0902 | 0.0476 | 49.997 | -0.12482 | 998.5268 | 19998.5444
0.048 | 49.994 | -0.24928 | 997.0335 | 19997.0653 | 0.048 | 49.997 | -0.12482 | 998.538 | 19998.5319
0.0484 | 49.9939 | -0.24926 | 997.0382 | 19997.0404 | 0.0484 | 49.997 | -0.12481 | 998.5352 | 19998.5195
0.0488 | 49.9939 | -0.24927 | 996.9658 | 19997.0156 | 0.0488 | 49.997 | -0.12482 | 998.4751 | 19998.507
0.0492 | 49.9938 | -0.24926 | 996.9561 | 19996.9907 | 0.0492 | 49.9969 | -0.12481 | 998.4822 | 19998.4946
0.0496 | 49.9938 | -0.24926 | 996.912 | 19996.9659 | 0.0496 | 49.9969 | -0.12482 | 998.4369 | 19998.4822
0.05 | 49.9937 | -0.24925 | 996.9072 | 19996.941 | 0.05 | 49.9969 | -0.12481 | 998.4527 | 19998.4697
0.0504 | 49.9937 | -0.24925 | 996.8626 | 19996.9162 | 0.0504 | 49.9969 | -0.12481 | 998.434 | 19998.4573
0.0508 | 49.9936 | -0.24924 | 996.8567 | 19996.8913 | 0.0508 | 49.9968 | -0.12481 | 998.4264 | 19998.4448
0.0512 | 49.9936 | -0.24923 | 996.8141 | 19996.8664 | 0.0512 | 49.9968 | -0.12481 | 998.4079 | 19998.4324
0.0516 | 49.9935 | -0.24922 | 996.8068 | 19996.8415 | 0.0516 | 49.9968 | -0.12481 | 998.4014 | 19998.4199
0.052 | 49.9935 | -0.24922 | 996.7653 | 19996.8167 | 0.052 | 49.9968 | -0.12481 | 998.3829 | 19998.4075
0.0524 | 49.9934 | -0.24921 | 996.757 | 19996.7918 | 0.0524 | 49.9967 | -0.1248 | 998.3765 | 19998.3951
0.0528 | 49.9934 | -0.2492 | 996.7606 | 19996.7669 | 0.0528 | 49.9967 | -0.1248 | 998.358 | 19998.3826
0.0532 | 49.9933 | -0.24919 | 996.7559 | 19996.742 | 0.0532 | 49.9967 | -0.1248 | 998.3516 | 19998.3702
0.0536 | 49.9933 | -0.2492 | 996.6579 | 19996.7172 | 0.0536 | 49.9967 | -0.1248 | 998.3331 | 19998.3578
0.054 | 49.9932 | -0.24919 | 996.6634 | 19996.6923 | 0.054 | 49.9966 | -0.1248 | 998.3266 | 19998.3453
0.0544 | 49.9932 | -0.24919 | 996.6004 | 19996.6675 | 0.0544 | 49.9966 | -0.1248 | 998.3081 | 19998.3329
0.0548 | 49.9931 | -0.24918 | 996.614 | 19996.6426 | 0.0548 | 49.9966 | -0.12479 | 998.3017 | 19998.3204
0.0552 | 49.9931 | -0.24917 | 996.5849 | 19996.6177 | 0.0552 | 49.9966 | -0.12479 | 998.2832 | 19998.308
0.0556 | 49.993 | -0.24916 | 996.5851 | 19996.5928 | 0.0556 | 49.9965 | -0.12479 | 998.2768 | 19998.2955
0.056 | 49.993 | -0.24916 | 996.5187 | 19996.568 | 0.056 | 49.9965 | -0.12479 | 998.2582 | 19998.2831
0.0564 | 49.9929 | -0.24915 | 996.5109 | 19996.5431 | 0.0564 | 49.9965 | -0.12479 | 998.2519 | 19998.2706
0.0568 | 49.9929 | -0.24915 | 996.4691 | 19996.5183 | 0.0568 | 49.9965 | -0.12479 | 998.2333 | 19998.2582
0.0572 | 49.9928 | -0.24914 | 996.4604 | 19996.4934 | 0.0572 | 49.9964 | -0.12478 | 998.227 | 19998.2457
0.0576 | 49.9928 | -0.24914 | 996.4192 | 19996.4685 | 0.0576 | 49.9964 | -0.12478 | 998.2084 | 19998.2333
0.058 | 49.9927 | -0.24913 | 996.4103 | 19996.4436 | 0.058 | 49.9964 | -0.12478 | 998.2021 | 19998.2208
0.0584 | 49.9927 | -0.24913 | 996.3693 | 19996.4188 | 0.0584 | 49.9964 | -0.12478 | 998.1834 | 19998.2084
0.0588 | 49.9926 | -0.24912 | 996.3604 | 19996.3939 | 0.0588 | 49.9963 | -0.12478 | 998.1772 | 19998.1959
0.0592 | 49.9926 | -0.24911 | 996.3194 | 19996.369 | 0.0592 | 49.9963 | -0.12478 | 998.1551 | 19998.1835
0.0596 | 49.9925 | -0.2491 | 996.3105 | 19996.3441 | 0.0596 | 49.9963 | -0.12478 | 998.1392 | 19998.1711
0.06 | 49.9925 | -0.2491 | 996.2698 | 19996.3193 | 0.06 | 49.9963 | -0.12478 | 998.1065 | 19998.1586
0.0604 | 49.9924 | -0.24909 | 996.2606 | 19996.2944 | 0.0604 | 49.9962 | -0.12477 | 998.1579 | 19998.1462
0.0608 | 49.9924 | -0.24909 | 996.2202 | 19996.2695 | 0.0608 | 49.9962 | -0.12477 | 998.1072 | 19998.1338
0.0612 | 49.9923 | -0.24908 | 996.2108 | 19996.2447 | 0.0612 | 49.9962 | -0.12477 | 998.0812 | 19998.1213
0.0616 | 49.9923 | -0.24908 | 996.1707 | 19996.2198 | 0.0616 | 49.9962 | -0.12477 | 998.1165 | 19998.1089
0.062 | 49.9922 | -0.24907 | 996.1609 | 19996.1949 | 0.062 | 49.9961 | -0.12476 | 998.1052 | 19998.0964
0.0624 | 49.9922 | -0.24907 | 996.1212 | 19996.1701 | 0.0624 | 49.9961 | -0.12477 | 998.0289 | 19998.0839
0.0628 | 49.9921 | -0.24906 | 996.1111 | 19996.1452 | 0.0628 | 49.9961 | -0.12477 | 998.0452 | 19998.0715
0.0632 | 49.9921 | -0.24906 | 996.069 | 19996.1203 | 0.0632 | 49.9961 | -0.12477 | 998.0213 | 19998.0591
0.0636 | 49.992 | -0.24905 | 996.0614 | 19996.0954 | 0.0636 | 49.996 | -0.12476 | 998.042 | 19998.0466
0.064 | 49.992 | -0.24903 | 996.0655 | 19996.0705 | 0.064 | 49.996 | -0.12476 | 997.9823 | 19998.0342
0.0644 | 49.9919 | -0.24901 | 996.0931 | 19996.0456 | 0.0644 | 49.996 | -0.12476 | 997.9903 | 19998.0217
0.0648 | 49.9919 | -0.24904 | 995.9227 | 19996.0208 | 0.0648 | 49.996 | -0.12476 | 997.983 | 19998.0093
0.0652 | 49.9918 | -0.24902 | 995.976 | 19995.9959 | 0.0652 | 49.9959 | -0.12475 | 997.9776 | 19997.9968
0.0656 | 49.9918 | -0.24902 | 995.9172 | 19995.971 | 0.0656 | 49.9959 | -0.12476 | 997.9409 | 19997.9844
0.066 | 49.9917 | -0.24901 | 995.9104 | 19995.9461 | 0.066 | 49.9959 | -0.12475 | 997.9791 | 19997.9719
0.0664 | 49.9917 | -0.24901 | 995.8702 | 19995.9213 | 0.0664 | 49.9959 | -0.12475 | 997.9318 | 19997.9595
0.0668 | 49.9916 | -0.249 | 995.8602 | 19995.8964 | 0.0668 | 49.9958 | -0.12475 | 997.915 | 19997.947
0.0672 | 49.9916 | -0.249 | 995.8208 | 19995.8715 | 0.0672 | 49.9958 | -0.12475 | 997.9054 | 19997.9346
0.0676 | 49.9915 | -0.24899 | 995.8104 | 19995.8466 | 0.0676 | 49.9958 | -0.12475 | 997.9105 | 19997.9221
0.068 | 49.9915 | -0.24898 | 995.7712 | 19995.8218 | 0.068 | 49.9958 | -0.12474 | 997.8868 | 19997.9097
0.0684 | 49.9914 | -0.24897 | 995.7606 | 19995.7969 | 0.0684 | 49.9957 | -0.12474 | 997.8777 | 19997.8972
0.0688 | 49.9914 | -0.24897 | 995.722 | 19995.772 | 0.0688 | 49.9957 | -0.12474 | 997.8597 | 19997.8848
0.0692 | 49.9913 | -0.24896 | 995.7026 | 19995.7471 | 0.0692 | 49.9957 | -0.12474 | 997.8526 | 19997.8723
0.0696 | 49.9913 | -0.24896 | 995.6911 | 19995.7223 | 0.0696 | 49.9957 | -0.12474 | 997.8347 | 19997.8599
0.07 | 49.9912 | -0.24894 | 995.6822 | 19995.6974 | 0.07 | 49.9956 | -0.12474 | 997.8277 | 19997.8474
0.0704 | 49.9912 | -0.24895 | 995.6021 | 19995.6725 | 0.0704 | 49.9956 | -0.12474 | 997.8098 | 19997.835
0.0708 | 49.9911 | -0.24895 | 995.5854 | 19995.6476 | 0.0708 | 49.9956 | -0.12473 | 997.8028 | 19997.8225
0.0712 | 49.9911 | -0.24895 | 995.5055 | 19995.6228 | 0.0712 | 49.9956 | -0.12473 | 997.7848 | 19997.8101
0.0716 | 49.991 | -0.24892 | 995.5995 | 19995.5979 | 0.0716 | 49.9955 | -0.12473 | 997.7777 | 19997.7976
0.072 | 49.991 | -0.24894 | 995.4726 | 19995.573 | 0.072 | 49.9955 | -0.12473 | 997.7599 | 19997.7852
0.0724 | 49.9909 | -0.24891 | 995.5087 | 19995.5482 | 0.0724 | 49.9955 | -0.12473 | 997.7539 | 19997.7727
0.0728 | 49.9909 | -0.24892 | 995.4218 | 19995.5233 | 0.0728 | 49.9955 | -0.12473 | 997.7349 | 19997.7603
0.0732 | 49.9908 | -0.24891 | 995.4457 | 19995.4984 | 0.0732 | 49.9954 | -0.12473 | 997.7282 | 19997.7478
0.0736 | 49.9908 | -0.2489 | 995.4183 | 19995.4736 | 0.0736 | 49.9954 | -0.12472 | 997.71 | 19997.7354
0.074 | 49.9907 | -0.24887 | 995.4714 | 19995.4486 | 0.074 | 49.9954 | -0.12472 | 997.7033 | 19997.7229
0.0744 | 49.9907 | -0.24889 | 995.3713 | 19995.4238 | 0.0744 | 49.9954 | -0.12472 | 997.685 | 19997.7105
0.0748 | 49.9906 | -0.24888 | 995.3602 | 19995.3989 | 0.0748 | 49.9953 | -0.12472 | 997.6784 | 19997.698
0.0752 | 49.9906 | -0.24887 | 995.3217 | 19995.374 | 0.0752 | 49.9953 | -0.12472 | 997.6601 | 19997.6856
0.0756 | 49.9905 | -0.24887 | 995.3103 | 19995.3491 | 0.0756 | 49.9953 | -0.12472 | 997.6535 | 19997.6731
0.076 | 49.9905 | -0.24886 | 995.2721 | 19995.3243 | 0.076 | 49.9953 | -0.12472 | 997.6351 | 19997.6607
0.0764 | 49.9904 | -0.24885 | 995.2604 | 19995.2994 | 0.0764 | 49.9952 | -0.12471 | 997.6286 | 19997.6482
0.0768 | 49.9904 | -0.24885 | 995.2223 | 19995.2745 | 0.0768 | 49.9952 | -0.12471 | 997.6102 | 19997.6358
0.0772 | 49.9903 | -0.24884 | 995.2106 | 19995.2496 | 0.0772 | 49.9952 | -0.12471 | 997.6038 | 19997.6233
0.0776 | 49.9903 | -0.24884 | 995.1726 | 19995.2248 | 0.0776 | 49.9952 | -0.12471 | 997.5853 | 19997.6109
0.078 | 49.9902 | -0.24884 | 995.1422 | 19995.1999 | 0.078 | 49.9951 | -0.12471 | 997.5789 | 19997.5984
0.0784 | 49.9902 | -0.24882 | 995.1598 | 19995.175 | 0.0784 | 49.9951 | -0.1247 | 997.5998 | 19997.5859
0.0788 | 49.9901 | -0.24882 | 995.112 | 19995.1501 | 0.0788 | 49.9951 | -0.1247 | 997.609 | 19997.5735
0.0792 | 49.9901 | -0.24883 | 995.0339 | 19995.1253 | 0.0792 | 49.9951 | -0.12471 | 997.5139 | 19997.561
0.0796 | 49.99 | -0.2488 | 995.0716 | 19995.1004 | 0.0796 | 49.995 | -0.1247 | 997.5584 | 19997.5486
0.08 | 49.99 | -0.2488 | 995.0278 | 19995.0755 | 0.08 | 49.995 | -0.1247 | 997.5061 | 19997.5361
0.0804 | 49.9899 | -0.24879 | 995.0131 | 19995.0506 | 0.0804 | 49.995 | -0.12469 | 997.5436 | 19997.5236
0.0808 | 49.9899 | -0.24879 | 994.9775 | 19995.0258 | 0.0808 | 49.995 | -0.1247 | 997.4662 | 19997.5112
0.0812 | 49.9898 | -0.24878 | 994.9629 | 19995.0009 | 0.0812 | 49.9949 | -0.1247 | 997.4427 | 19997.4987
0.0816 | 49.9898 | -0.24878 | 994.9278 | 19994.976 | 0.0816 | 49.9949 | -0.1247 | 997.4268 | 19997.4863
0.082 | 49.9897 | -0.24877 | 994.9132 | 19994.9511 | 0.082 | 49.9949 | -0.1247 | 997.4276 | 19997.4738
0.0824 | 49.9897 | -0.24877 | 994.878 | 19994.9263 | 0.0824 | 49.9949 | -0.12469 | 997.4407 | 19997.4614
0.0828 | 49.9896 | -0.24876 | 994.8636 | 19994.9014 | 0.0828 | 49.9948 | -0.12469 | 997.4339 | 19997.4489
0.0832 | 49.9896 | -0.24875 | 994.8283 | 19994.8765 | 0.0832 | 49.9948 | -0.12469 | 997.3837 | 19997.4365
0.0836 | 49.9895 | -0.24875 | 994.814 | 19994.8516 | 0.0836 | 49.9948 | -0.12469 | 997.4088 | 19997.424
0.084 | 49.9895 | -0.24874 | 994.7785 | 19994.8267 | 0.084 | 49.9948 | -0.12468 | 997.3925 | 19997.4115
0.0844 | 49.9894 | -0.24873 | 994.7644 | 19994.8018 | 0.0844 | 49.9947 | -0.12468 | 997.3796 | 19997.3991
0.0848 | 49.9894 | -0.24873 | 994.7287 | 19994.777 | 0.0848 | 49.9947 | -0.12468 | 997.3615 | 19997.3866
0.0852 | 49.9893 | -0.24872 | 994.7148 | 19994.7521 | 0.0852 | 49.9947 | -0.12468 | 997.3545 | 19997.3742
0.0856 | 49.9893 | -0.24872 | 994.6789 | 19994.7272 | 0.0856 | 49.9947 | -0.12468 | 997.3365 | 19997.3617
0.086 | 49.9892 | -0.24871 | 994.6652 | 19994.7023 | 0.086 | 49.9946 | -0.12468 | 997.3297 | 19997.3493
0.0864 | 49.9892 | -0.24871 | 994.6292 | 19994.6775 | 0.0864 | 49.9946 | -0.12468 | 997.3116 | 19997.3368
0.0868 | 49.9891 | -0.2487 | 994.6156 | 19994.6526 | 0.0868 | 49.9946 | -0.12468 | 997.2897 | 19997.3244
0.0872 | 49.9891 | -0.2487 | 994.5794 | 19994.6277 | 0.0872 | 49.9946 | -0.12467 | 997.2826 | 19997.3119
0.0876 | 49.989 | -0.24869 | 994.566 | 19994.6028 | 0.0876 | 49.9945 | -0.12466 | 997.3358 | 19997.2994
0.088 | 49.989 | -0.24868 | 994.5296 | 19994.578 | 0.088 | 49.9945 | -0.12467 | 997.2681 | 19997.287
0.0884 | 49.9889 | -0.24867 | 994.5164 | 19994.5531 | 0.0884 | 49.9945 | -0.12467 | 997.2551 | 19997.2745
0.0888 | 49.9889 | -0.24867 | 994.4799 | 19994.5282 | 0.0888 | 49.9945 | -0.12467 | 997.237 | 19997.2621
0.0892 | 49.9888 | -0.24866 | 994.4668 | 19994.5033 | 0.0892 | 49.9944 | -0.12467 | 997.2293 | 19997.2496
0.0896 | 49.9888 | -0.24864 | 994.4903 | 19994.4784 | 0.0896 | 49.9944 | -0.12466 | 997.2118 | 19997.2372
0.09 | 49.9887 | -0.24862 | 994.5301 | 19994.4535 | 0.09 | 49.9944 | -0.12466 | 997.2043 | 19997.2247
0.0904 | 49.9887 | -0.24865 | 994.3702 | 19994.4287 | 0.0904 | 49.9944 | -0.12466 | 997.1868 | 19997.2123
0.0908 | 49.9886 | -0.24864 | 994.3708 | 19994.4038 | 0.0908 | 49.9943 | -0.12466 | 997.1795 | 19997.1998
0.0912 | 49.9886 | -0.24864 | 994.3285 | 19994.3789 | 0.0912 | 49.9943 | -0.12466 | 997.1619 | 19997.1874
0.0916 | 49.9885 | -0.24863 | 994.3147 | 19994.354 | 0.0916 | 49.9943 | -0.12466 | 997.1539 | 19997.1749
0.092 | 49.9885 | -0.24862 | 994.3225 | 19994.3292 | 0.092 | 49.9943 | -0.12466 | 997.1343 | 19997.1624
0.0924 | 49.9884 | -0.2486 | 994.3115 | 19994.3043 | 0.0924 | 49.9942 | -0.12465 | 997.1299 | 19997.15
0.0928 | 49.9884 | -0.24861 | 994.2237 | 19994.2794 | 0.0928 | 49.9942 | -0.12465 | 997.112 | 19997.1375
0.0932 | 49.9883 | -0.2486 | 994.2329 | 19994.2545 | 0.0932 | 49.9942 | -0.12465 | 997.1049 | 19997.1251
0.0936 | 49.9883 | -0.24861 | 994.1475 | 19994.2297 | 0.0936 | 49.9942 | -0.12465 | 997.087 | 19997.1126
0.094 | 49.9882 | -0.24858 | 994.2362 | 19994.2048 | 0.094 | 49.9941 | -0.12465 | 997.08 | 19997.1002
0.0944 | 49.9882 | -0.24858 | 994.1802 | 19994.1799 | 0.0944 | 49.9941 | -0.12465 | 997.0621 | 19997.0877
0.0948 | 49.9881 | -0.24858 | 994.131 | 19994.155 | 0.0948 | 49.9941 | -0.12464 | 997.0552 | 19997.0753
0.0952 | 49.9881 | -0.24858 | 994.0768 | 19994.1302 | 0.0952 | 49.9941 | -0.12464 | 997.0371 | 19997.0628
0.0956 | 49.988 | -0.24857 | 994.0743 | 19994.1053 | 0.0956 | 49.994 | -0.12464 | 997.0298 | 19997.0503
0.096 | 49.988 | -0.24859 | 993.9538 | 19994.0804 | 0.096 | 49.994 | -0.12464 | 996.9963 | 19997.0379
0.0964 | 49.9879 | -0.24855 | 994.0466 | 19994.0555 | 0.0964 | 49.994 | -0.12464 | 997.0068 | 19997.0254
0.0968 | 49.9879 | -0.24855 | 993.9809 | 19994.0307 | 0.0968 | 49.994 | -0.12464 | 996.987 | 19997.013
0.0972 | 49.9878 | -0.24854 | 993.9699 | 19994.0058 | 0.0972 | 49.9939 | -0.12464 | 996.9805 | 19997.0005
0.0976 | 49.9878 | -0.24854 | 993.9332 | 19993.9809 | 0.0976 | 49.9939 | -0.12463 | 996.9623 | 19996.9881
0.098 | 49.9877 | -0.24853 | 993.9188 | 19993.956 | 0.098 | 49.9939 | -0.12463 | 996.9555 | 19996.9756
0.0984 | 49.9877 | -0.24853 | 993.884 | 19993.9312 | 0.0984 | 49.9939 | -0.12463 | 996.9374 | 19996.9632
0.0988 | 49.9876 | -0.24852 | 993.8691 | 19993.9063 | 0.0988 | 49.9938 | -0.12463 | 996.9307 | 19996.9507
0.0992 | 49.9876 | -0.24852 | 993.8343 | 19993.8814 | 0.0992 | 49.9938 | -0.12463 | 996.9124 | 19996.9382
0.0996 | 49.9875 | -0.24851 | 993.8195 | 19993.8565 | 0.0996 | 49.9938 | -0.12462 | 996.9187 | 19996.9258
0.1 | 49.9875 | -0.2485 | 993.7845 | 19993.8317 | 0.1 | 49.9938 | -0.12463 | 996.8619 | 19996.9133
0.1004 | 49.9874 | -0.2485 | 993.77 | 19993.8068 | 0.1004 | 49.9937 | -0.12462 | 996.8861 | 19996.9009
0.1008 | 49.9874 | -0.24849 | 993.7348 | 19993.7819 | 0.1008 | 49.9937 | -0.12462 | 996.8609 | 19996.8884
0.1012 | 49.9873 | -0.24848 | 993.7204 | 19993.757 | 0.1012 | 49.9937 | -0.12462 | 996.855 | 19996.876
0.1016 | 49.9873 | -0.24848 | 993.685 | 19993.7322 | 0.1016 | 49.9937 | -0.12462 | 996.8379 | 19996.8635
0.102 | 49.9872 | -0.24847 | 993.6709 | 19993.7073 | 0.102 | 49.9936 | -0.12462 | 996.8307 | 19996.851
0.1024 | 49.9872 | -0.24847 | 993.6353 | 19993.6824 | 0.1024 | 49.9936 | -0.12462 | 996.8126 | 19996.8386
0.1028 | 49.9871 | -0.24846 | 993.6213 | 19993.6575 | 0.1028 | 49.9936 | -0.12461 | 996.8059 | 19996.8261
0.1032 | 49.9871 | -0.24846 | 993.5855 | 19993.6327 | 0.1032 | 49.9936 | -0.12461 | 996.7877 | 19996.8137
0.1036 | 49.987 | -0.24845 | 993.5718 | 19993.6078 | 0.1036 | 49.9935 | -0.12461 | 996.7811 | 19996.8012
0.104 | 49.987 | -0.24844 | 993.5358 | 19993.5829 | 0.104 | 49.9935 | -0.12461 | 996.7627 | 19996.7888
0.1044 | 49.9869 | -0.24844 | 993.5223 | 19993.558 | 0.1044 | 49.9935 | -0.12461 | 996.7562 | 19996.7763
0.1048 | 49.9869 | -0.24843 | 993.486 | 19993.5332 | 0.1048 | 49.9935 | -0.12461 | 996.7378 | 19996.7639
0.1052 | 49.9868 | -0.24842 | 993.4727 | 19993.5083 | 0.1052 | 49.9934 | -0.12461 | 996.7314 | 19996.7514
0.1056 | 49.9868 | -0.24842 | 993.4363 | 19993.4834 | 0.1056 | 49.9934 | -0.1246 | 996.7128 | 19996.7389
0.106 | 49.9867 | -0.24841 | 993.4232 | 19993.4585 | 0.106 | 49.9934 | -0.1246 | 996.7065 | 19996.7265
0.1064 | 49.9867 | -0.2484 | 993.4313 | 19993.4337 | 0.1064 | 49.9934 | -0.1246 | 996.6879 | 19996.714
0.1068 | 49.9866 | -0.24837 | 993.4802 | 19993.4088 | 0.1068 | 49.9933 | -0.1246 | 996.6817 | 19996.7016
0.1072 | 49.9866 | -0.2484 | 993.3299 | 19993.3839 | 0.1072 | 49.9933 | -0.1246 | 996.6629 | 19996.6891
0.1076 | 49.9865 | -0.24837 | 993.3831 | 19993.359 | 0.1076 | 49.9933 | -0.1246 | 996.6568 | 19996.6766
0.108 | 49.9865 | -0.2484 | 993.2286 | 19993.3342 | 0.108 | 49.9933 | -0.1246 | 996.638 | 19996.6642
0.1084 | 49.9864 | -0.24837 | 993.2958 | 19993.3093 | 0.1084 | 49.9932 | -0.12459 | 996.6319 | 19996.6517
0.1088 | 49.9864 | -0.24837 | 993.238 | 19993.2844 | 0.1088 | 49.9932 | -0.12459 | 996.613 | 19996.6393
0.1092 | 49.9863 | -0.24837 | 993.2202 | 19993.2595 | 0.1092 | 49.9932 | -0.12459 | 996.6071 | 19996.6268
0.1096 | 49.9863 | -0.24838 | 993.118 | 19993.2347 | 0.1096 | 49.9932 | -0.12459 | 996.5881 | 19996.6144
0.11 | 49.9862 | -0.24835 | 993.176 | 19993.2098 | 0.11 | 49.9931 | -0.12459 | 996.5822 | 19996.6019
0.1104 | 49.9862 | -0.24835 | 993.1387 | 19993.1849 | 0.1104 | 49.9931 | -0.12459 | 996.5631 | 19996.5895
0.1108 | 49.9861 | -0.24834 | 993.1226 | 19993.16 | 0.1108 | 49.9931 | -0.12458 | 996.5574 | 19996.577
0.1112 | 49.9861 | -0.24834 | 993.0879 | 19993.1352 | 0.1112 | 49.9931 | -0.12458 | 996.5382 | 19996.5645
0.1116 | 49.986 | -0.24833 | 993.073 | 19993.1103 | 0.1116 | 49.993 | -0.12458 | 996.5325 | 19996.5521
0.112 | 49.986 | -0.24833 | 993.0382 | 19993.0855 | 0.112 | 49.993 | -0.12458 | 996.5132 | 19996.5396
0.1124 | 49.9859 | -0.24832 | 993.0234 | 19993.0606 | 0.1124 | 49.993 | -0.12458 | 996.5077 | 19996.5272
0.1128 | 49.9859 | -0.24831 | 992.9885 | 19993.0357 | 0.1128 | 49.993 | -0.12458 | 996.4882 | 19996.5147
0.1132 | 49.9858 | -0.24831 | 992.9739 | 19993.0108 | 0.1132 | 49.9929 | -0.12458 | 996.4828 | 19996.5023
0.1136 | 49.9858 | -0.2483 | 992.9388 | 19992.986 | 0.1136 | 49.9929 | -0.12457 | 996.4633 | 19996.4898
0.114 | 49.9857 | -0.24829 | 992.9243 | 19992.9611 | 0.114 | 49.9929 | -0.12457 | 996.458 | 19996.4773
0.1144 | 49.9857 | -0.24829 | 992.889 | 19992.9362 | 0.1144 | 49.9929 | -0.12457 | 996.4383 | 19996.4649
0.1148 | 49.9856 | -0.24828 | 992.8748 | 19992.9113 | 0.1148 | 49.9928 | -0.12457 | 996.4331 | 19996.4524
0.1152 | 49.9856 | -0.24828 | 992.8393 | 19992.8865 | 0.1152 | 49.9928 | -0.12457 | 996.4134 | 19996.44
0.1156 | 49.9856 | -0.24827 | 992.8252 | 19992.8616 | 0.1156 | 49.9928 | -0.12457 | 996.4083 | 19996.4275
0.116 | 49.9856 | -0.24827 | 992.7896 | 19992.8367 | 0.116 | 49.9928 | -0.12457 | 996.3884 | 19996.4151
0.1164 | 49.9855 | -0.24826 | 992.7757 | 19992.8119 | 0.1164 | 49.9927 | -0.12456 | 996.3834 | 19996.4026
0.1168 | 49.9855 | -0.24825 | 992.7399 | 19992.787 | 0.1168 | 49.9927 | -0.12456 | 996.3635 | 19996.3902
0.1172 | 49.9854 | -0.24825 | 992.7261 | 19992.7621 | 0.1172 | 49.9927 | -0.12456 | 996.3586 | 19996.3777
0.1176 | 49.9854 | -0.24824 | 992.6902 | 19992.7373 | 0.1176 | 49.9927 | -0.12456 | 996.3385 | 19996.3652
0.118 | 49.9853 | -0.24823 | 992.6766 | 19992.7124 | 0.118 | 49.9926 | -0.12456 | 996.3337 | 19996.3528
0.1184 | 49.9853 | -0.24823 | 992.6404 | 19992.6875 | 0.1184 | 49.9926 | -0.12456 | 996.3135 | 19996.3403
0.1188 | 49.9852 | -0.24822 | 992.627 | 19992.6626 | 0.1188 | 49.9926 | -0.12455 | 996.3089 | 19996.3279
0.1192 | 49.9852 | -0.24822 | 992.5907 | 19992.6378 | 0.1192 | 49.9926 | -0.12455 | 996.2905 | 19996.3154
0.1196 | 49.9851 | -0.24821 | 992.5775 | 19992.6129 | 0.1196 | 49.9925 | -0.12455 | 996.2872 | 19996.303
0.12 | 49.9851 | -0.24821 | 992.541 | 19992.5881 | 0.12 | 49.9925 | -0.12455 | 996.265 | 19996.2905
0.1204 | 49.985 | -0.2482 | 992.5279 | 19992.5632 | 0.1204 | 49.9925 | -0.12455 | 996.2588 | 19996.278
0.1208 | 49.985 | -0.24819 | 992.4913 | 19992.5383 | 0.1208 | 49.9925 | -0.12455 | 996.239 | 19996.2656
0.1212 | 49.9849 | -0.24819 | 992.4783 | 19992.5134 | 0.1212 | 49.9924 | -0.12455 | 996.2343 | 19996.2531
0.1216 | 49.9849 | -0.24818 | 992.4416 | 19992.4886 | 0.1216 | 49.9924 | -0.12454 | 996.2138 | 19996.2407
0.122 | 49.9848 | -0.24817 | 992.4288 | 19992.4637 | 0.122 | 49.9924 | -0.12454 | 996.2095 | 19996.2282
0.1224 | 49.9848 | -0.24817 | 992.3919 | 19992.4388 | 0.1224 | 49.9924 | -0.12454 | 996.1888 | 19996.2158
0.1228 | 49.9847 | -0.24816 | 992.3792 | 19992.414 | 0.1228 | 49.9923 | -0.12454 | 996.1846 | 19996.2033
0.1232 | 49.9847 | -0.24816 | 992.3422 | 19992.3891 | 0.1232 | 49.9923 | -0.12454 | 996.1638 | 19996.1908
0.1236 | 49.9846 | -0.24815 | 992.3296 | 19992.3642 | 0.1236 | 49.9923 | -0.12454 | 996.1598 | 19996.1784
0.124 | 49.9846 | -0.24815 | 992.2924 | 19992.3394 | 0.124 | 49.9923 | -0.12454 | 996.1389 | 19996.1659
0.1244 | 49.9845 | -0.24814 | 992.28 | 19992.3145 | 0.1244 | 49.9922 | -0.12453 | 996.1349 | 19996.1535
0.1248 | 49.9845 | -0.24813 | 992.2427 | 19992.2896 | 0.1248 | 49.9922 | -0.12453 | 996.1139 | 19996.141
0.1252 | 49.9844 | -0.24813 | 992.2305 | 19992.2648 | 0.1252 | 49.9922 | -0.12453 | 996.1101 | 19996.1286
0.1256 | 49.9844 | -0.24812 | 992.193 | 19992.2399 | 0.1256 | 49.9922 | -0.12453 | 996.0889 | 19996.1161
0.126 | 49.9843 | -0.24811 | 992.1809 | 19992.215 | 0.126 | 49.9921 | -0.12453 | 996.0852 | 19996.1036
0.1264 | 49.9843 | -0.24811 | 992.1433 | 19992.1902 | 0.1264 | 49.9921 | -0.12453 | 996.064 | 19996.0912
0.1268 | 49.9842 | -0.2481 | 992.1313 | 19992.1653 | 0.1268 | 49.9921 | -0.12452 | 996.0604 | 19996.0787
0.1272 | 49.9842 | -0.2481 | 992.0936 | 19992.1405 | 0.1272 | 49.9921 | -0.12452 | 996.039 | 19996.0663
0.1276 | 49.9841 | -0.24809 | 992.0817 | 19992.1156 | 0.1276 | 49.992 | -0.12452 | 996.0355 | 19996.0538
0.128 | 49.9841 | -0.24809 | 992.0439 | 19992.0907 | 0.128 | 49.992 | -0.12452 | 996.014 | 19996.0414
0.1284 | 49.984 | -0.24808 | 992.0321 | 19992.0658 | 0.1284 | 49.992 | -0.12452 | 996.0106 | 19996.0289
0.1288 | 49.984 | -0.24808 | 991.9942 | 19992.041 | 0.1288 | 49.992 | -0.12452 | 995.9891 | 19996.0165
0.1292 | 49.9839 | -0.24807 | 991.9825 | 19992.0161 | 0.1292 | 49.9919 | -0.12452 | 995.9858 | 19996.004
0.1296 | 49.9839 | -0.24806 | 991.9445 | 19991.9913 | 0.1296 | 49.9919 | -0.12452 | 995.9641 | 19995.9915
0.13 | 49.9838 | -0.24805 | 991.9329 | 19991.9664 | 0.13 | 49.9919 | -0.12451 | 995.9609 | 19995.9791
0.1304 | 49.9838 | -0.24805 | 991.8948 | 19991.9415 | 0.1304 | 49.9919 | -0.12451 | 995.9391 | 19995.9666
0.1308 | 49.9837 | -0.24804 | 991.8833 | 19991.9167 | 0.1308 | 49.9918 | -0.12451 | 995.9361 | 19995.9542
0.1312 | 49.9837 | -0.24804 | 991.8451 | 19991.8918 | 0.1312 | 49.9918 | -0.12451 | 995.9142 | 19995.9417
0.1316 | 49.9836 | -0.24803 | 991.8337 | 19991.8669 | 0.1316 | 49.9918 | -0.12451 | 995.9112 | 19995.9293
0.132 | 49.9836 | -0.24803 | 991.7955 | 19991.8421 | 0.132 | 49.9918 | -0.12451 | 995.8892 | 19995.9168
0.1324 | 49.9835 | -0.24802 | 991.7841 | 19991.8172 | 0.1324 | 49.9917 | -0.1245 | 995.8863 | 19995.9043
0.1328 | 49.9835 | -0.24802 | 991.74 | 19991.7924 | 0.1328 | 49.9917 | -0.1245 | 995.8642 | 19995.8919
0.1332 | 49.9834 | -0.24801 | 991.7206 | 19991.7675 | 0.1332 | 49.9917 | -0.1245 | 995.8615 | 19995.8794
0.1336 | 49.9834 | -0.24798 | 991.8165 | 19991.7426 | 0.1336 | 49.9917 | -0.1245 | 995.8393 | 19995.867
0.134 | 49.9833 | -0.24798 | 991.7624 | 19991.7178 | 0.134 | 49.9916 | -0.1245 | 995.8366 | 19995.8545
0.1344 | 49.9833 | -0.24799 | 991.6546 | 19991.6929 | 0.1344 | 49.9916 | -0.1245 | 995.8143 | 19995.8421
0.1348 | 49.9832 | -0.24798 | 991.6443 | 19991.668 | 0.1348 | 49.9916 | -0.12449 | 995.8117 | 19995.8296
0.1352 | 49.9832 | -0.24798 | 991.6009 | 19991.6432 | 0.1352 | 49.9916 | -0.12449 | 995.7893 | 19995.8172
0.1356 | 49.9831 | -0.24797 | 991.5968 | 19991.6183 | 0.1356 | 49.9915 | -0.12449 | 995.7869 | 19995.8047
0.136 | 49.9831 | -0.24798 | 991.5108 | 19991.5935 | 0.136 | 49.9915 | -0.12449 | 995.7644 | 19995.7922
0.1364 | 49.983 | -0.24795 | 991.5792 | 19991.5686 | 0.1364 | 49.9915 | -0.12449 | 995.762 | 19995.7798
0.1368 | 49.983 | -0.24799 | 991.3745 | 19991.5437 | 0.1368 | 49.9915 | -0.12449 | 995.7394 | 19995.7673
0.1372 | 49.9829 | -0.24795 | 991.4837 | 19991.5189 | 0.1372 | 49.9914 | -0.12449 | 995.7371 | 19995.7549
0.1376 | 49.9829 | -0.24796 | 991.3863 | 19991.494 | 0.1376 | 49.9914 | -0.12449 | 995.7144 | 19995.7424
0.138 | 49.9828 | -0.24793 | 991.4719 | 19991.4692 | 0.138 | 49.9914 | -0.12448 | 995.7123 | 19995.73
0.1384 | 49.9828 | -0.24794 | 991.3714 | 19991.4443 | 0.1384 | 49.9914 | -0.12448 | 995.6895 | 19995.7175
0.1388 | 49.9827 | -0.24791 | 991.4197 | 19991.4194 | 0.1388 | 49.9913 | -0.12448 | 995.6874 | 19995.705
0.1392 | 49.9827 | -0.24791 | 991.3688 | 19991.3946 | 0.1392 | 49.9913 | -0.12448 | 995.6645 | 19995.6926
0.1396 | 49.9826 | -0.24791 | 991.3308 | 19991.3697 | 0.1396 | 49.9913 | -0.12448 | 995.6625 | 19995.6801
0.14 | 49.9826 | -0.24791 | 991.307 | 19991.3449 | 0.14 | 49.9913 | -0.12448 | 995.6395 | 19995.6677
0.1404 | 49.9825 | -0.24787 | 991.423 | 19991.32 | 0.1404 | 49.9912 | -0.12447 | 995.6377 | 19995.6552
0.1408 | 49.9825 | -0.2479 | 991.2311 | 19991.2951 | 0.1408 | 49.9912 | -0.12447 | 995.6145 | 19995.6428
0.1412 | 49.9824 | -0.24788 | 991.2536 | 19991.2703 | 0.1412 | 49.9912 | -0.12447 | 995.6128 | 19995.6303
0.1416 | 49.9824 | -0.24788 | 991.2099 | 19991.2454 | 0.1416 | 49.9912 | -0.12447 | 995.5896 | 19995.6179
0.142 | 49.9823 | -0.24788 | 991.1847 | 19991.2206 | 0.142 | 49.9911 | -0.12447 | 995.5879 | 19995.6054
0.1424 | 49.9823 | -0.24787 | 991.156 | 19991.1957 | 0.1424 | 49.9911 | -0.12447 | 995.5646 | 19995.5929
0.1428 | 49.9822 | -0.24786 | 991.1376 | 19991.1708 | 0.1428 | 49.9911 | -0.12446 | 995.563 | 19995.5805
0.1432 | 49.9822 | -0.24787 | 991.0686 | 19991.146 | 0.1432 | 49.9911 | -0.12446 | 995.5396 | 19995.568
0.1436 | 49.9821 | -0.24785 | 991.0864 | 19991.1211 | 0.1436 | 49.991 | -0.12446 | 995.5382 | 19995.5556
0.144 | 49.9821 | -0.24785 | 991.044 | 19991.0963 | 0.144 | 49.991 | -0.12446 | 995.5146 | 19995.5431
0.1444 | 49.982 | -0.24784 | 991.0454 | 19991.0714 | 0.1444 | 49.991 | -0.12446 | 995.5125 | 19995.5307
0.1448 | 49.982 | -0.24784 | 990.9981 | 19991.0466 | 0.1448 | 49.991 | -0.12446 | 995.4922 | 19995.5182
0.1452 | 49.9819 | -0.24783 | 990.9918 | 19991.0217 | 0.1452 | 49.9909 | -0.12446 | 995.4921 | 19995.5058
0.1456 | 49.9819 | -0.24783 | 990.9547 | 19990.9969 | 0.1456 | 49.9909 | -0.12446 | 995.456 | 19995.4933
0.146 | 49.9818 | -0.24782 | 990.9412 | 19990.972 | 0.146 | 49.9909 | -0.12445 | 995.4799 | 19995.4808
0.1464 | 49.9818 | -0.24781 | 990.906 | 19990.9471 | 0.1464 | 49.9909 | -0.12446 | 995.4198 | 19995.4684
0.1468 | 49.9817 | -0.2478 | 990.8915 | 19990.9223 | 0.1468 | 49.9908 | -0.12445 | 995.4636 | 19995.4559
0.1472 | 49.9817 | -0.2478 | 990.8566 | 19990.8974 | 0.1472 | 49.9908 | -0.12445 | 995.3903 | 19995.4435
0.1476 | 49.9816 | -0.24779 | 990.842 | 19990.8726 | 0.1476 | 49.9908 | -0.12444 | 995.4391 | 19995.431
0.148 | 49.9816 | -0.24779 | 990.807 | 19990.8477 | 0.148 | 49.9908 | -0.12445 | 995.3689 | 19995.4186
0.1484 | 49.9815 | -0.24778 | 990.7926 | 19990.8229 | 0.1484 | 49.9907 | -0.12444 | 995.4082 | 19995.4061
0.1488 | 49.9815 | -0.24778 | 990.7573 | 19990.798 | 0.1488 | 49.9907 | -0.12445 | 995.3511 | 19995.3937
0.1492 | 49.9814 | -0.24777 | 990.7432 | 19990.7731 | 0.1492 | 49.9907 | -0.12444 | 995.3763 | 19995.3812
0.1496 | 49.9814 | -0.24777 | 990.7076 | 19990.7483 | 0.1496 | 49.9907 | -0.12444 | 995.3323 | 19995.3687
0.15 | 49.9813 | -0.24776 | 990.6939 | 19990.7234 | 0.15 | 49.9906 | -0.12444 | 995.3462 | 19995.3563
0.1504 | 49.9813 | -0.24775 | 990.6579 | 19990.6986 | 0.1504 | 49.9906 | -0.12444 | 995.3113 | 19995.3438
0.1508 | 49.9812 | -0.24775 | 990.6446 | 19990.6737 | 0.1508 | 49.9906 | -0.12443 | 995.3189 | 19995.3314
0.1512 | 49.9812 | -0.24774 | 990.6082 | 19990.6489 | 0.1512 | 49.9906 | -0.12443 | 995.2952 | 19995.3189
0.1516 | 49.9811 | -0.24773 | 990.5952 | 19990.624 | 0.1516 | 49.9905 | -0.12444 | 995.2617 | 19995.3065
0.152 | 49.9811 | -0.24773 | 990.5585 | 19990.5992 | 0.152 | 49.9905 | -0.12445 | 995.1162 | 19995.294
0.1524 | 49.981 | -0.24772 | 990.5459 | 19990.5743 | 0.1524 | 49.9905 | -0.12442 | 995.3381 | 19995.2816
0.1528 | 49.981 | -0.24772 | 990.5088 | 19990.5495 | 0.1528 | 49.9905 | -0.12443 | 995.2551 | 19995.2691
0.1532 | 49.9809 | -0.24771 | 990.4966 | 19990.5246 | 0.1532 | 49.9904 | -0.12442 | 995.2528 | 19995.2566
0.1536 | 49.9809 | -0.24771 | 990.4591 | 19990.4998 | 0.1536 | 49.9904 | -0.12443 | 995.194 | 19995.2442
0.154 | 49.9808 | -0.2477 | 990.4472 | 19990.4749 | 0.154 | 49.9904 | -0.12442 | 995.212 | 19995.2317
0.1544 | 49.9808 | -0.24769 | 990.4094 | 19990.4501 | 0.1544 | 49.9904 | -0.1244 | 995.3387 | 19995.2193
0.1548 | 49.9807 | -0.24769 | 990.3979 | 19990.4252 | 0.1548 | 49.9903 | -0.12442 | 995.1611 | 19995.2068
0.1552 | 49.9807 | -0.24768 | 990.3596 | 19990.4004 | 0.1552 | 49.9903 | -0.12442 | 995.1569 | 19995.1944
0.1556 | 49.9806 | -0.24767 | 990.3485 | 19990.3755 | 0.1556 | 49.9903 | -0.12441 | 995.2292 | 19995.1819
0.156 | 49.9806 | -0.24767 | 990.3099 | 19990.3507 | 0.156 | 49.9903 | -0.12441 | 995.195 | 19995.1695
0.1564 | 49.9805 | -0.24766 | 990.2992 | 19990.3258 | 0.1564 | 49.9902 | -0.12442 | 995.0774 | 19995.157
0.1568 | 49.9805 | -0.24766 | 990.2602 | 19990.301 | 0.1568 | 49.9902 | -0.12442 | 995.0465 | 19995.1445
0.1572 | 49.9804 | -0.24765 | 990.2498 | 19990.2761 | 0.1572 | 49.9902 | -0.12442 | 995.0785 | 19995.1321
0.1576 | 49.9804 | -0.24765 | 990.2104 | 19990.2513 | 0.1576 | 49.9902 | -0.12442 | 995.0297 | 19995.1196
0.158 | 49.9803 | -0.24764 | 990.2005 | 19990.2264 | 0.158 | 49.9901 | -0.12441 | 995.0777 | 19995.1072
0.1584 | 49.9803 | -0.24764 | 990.1607 | 19990.2016 | 0.1584 | 49.9901 | -0.12441 | 995.0663 | 19995.0947
0.1588 | 49.9802 | -0.24763 | 990.1511 | 19990.1767 | 0.1588 | 49.9901 | -0.12441 | 995.061 | 19995.0823
0.1592 | 49.9802 | -0.24762 | 990.111 | 19990.1519 | 0.1592 | 49.9901 | -0.1244 | 995.0437 | 19995.0698
0.1596 | 49.9801 | -0.24761 | 990.1018 | 19990.127 | 0.1596 | 49.99 | -0.1244 | 995.0368 | 19995.0574
0.16 | 49.9801 | -0.24761 | 990.0612 | 19990.1022 | 0.16 | 49.99 | -0.1244 | 995.0196 | 19995.0449
0.1604 | 49.98 | -0.2476 | 990.0524 | 19990.0773 | 0.1604 | 49.99 | -0.1244 | 995.0123 | 19995.0325
0.1608 | 49.98 | -0.2476 | 990.0115 | 19990.0525 | 0.1608 | 49.99 | -0.1244 | 994.9953 | 19995.02
0.1612 | 49.9799 | -0.24759 | 990.003 | 19990.0276 | 0.1612 | 49.9899 | -0.1244 | 994.988 | 19995.0075
0.1616 | 49.9799 | -0.24759 | 989.9617 | 19990.0028 | 0.1616 | 49.9899 | -0.1244 | 994.97 | 19994.9951
0.162 | 49.9798 | -0.24758 | 989.9537 | 19989.9779 | 0.162 | 49.9899 | -0.12439 | 994.9637 | 19994.9826
0.1624 | 49.9798 | -0.24758 | 989.912 | 19989.9531 | 0.1624 | 49.9899 | -0.12439 | 994.9447 | 19994.9702
0.1628 | 49.9797 | -0.24757 | 989.9043 | 19989.9282 | 0.1628 | 49.9898 | -0.12439 | 994.9393 | 19994.9577
0.1632 | 49.9797 | -0.24756 | 989.8622 | 19989.9034 | 0.1632 | 49.9898 | -0.12439 | 994.9194 | 19994.9453
0.1636 | 49.9796 | -0.24755 | 989.8549 | 19989.8785 | 0.1636 | 49.9898 | -0.12439 | 994.9149 | 19994.9328
0.164 | 49.9796 | -0.24755 | 989.8125 | 19989.8537 | 0.164 | 49.9898 | -0.12439 | 994.894 | 19994.9204
0.1644 | 49.9795 | -0.24754 | 989.8056 | 19989.8288 | 0.1644 | 49.9897 | -0.12438 | 994.8904 | 19994.9079
0.1648 | 49.9795 | -0.24754 | 989.7845 | 19989.804 | 0.1648 | 49.9897 | -0.12438 | 994.8686 | 19994.8955
0.1652 | 49.9794 | -0.2475 | 989.8622 | 19989.7791 | 0.1652 | 49.9897 | -0.12438 | 994.866 | 19994.883
0.1656 | 49.9794 | -0.24756 | 989.5703 | 19989.7543 | 0.1656 | 49.9897 | -0.12438 | 994.8432 | 19994.8706
0.166 | 49.9793 | -0.2475 | 989.7919 | 19989.7294 | 0.166 | 49.9896 | -0.12438 | 994.7904 | 19994.8581
0.1664 | 49.9793 | -0.24752 | 989.6667 | 19989.7046 | 0.1664 | 49.9896 | -0.12438 | 994.8077 | 19994.8457
0.1668 | 49.9792 | -0.24751 | 989.6521 | 19989.6797 | 0.1668 | 49.9896 | -0.12436 | 994.9077 | 19994.8332
0.1672 | 49.9792 | -0.2475 | 989.6187 | 19989.6549 | 0.1672 | 49.9896 | -0.12437 | 994.7936 | 19994.8207
0.1676 | 49.9791 | -0.2475 | 989.6026 | 19989.6301 | 0.1676 | 49.9895 | -0.12437 | 994.7887 | 19994.8083
0.168 | 49.9791 | -0.24749 | 989.5689 | 19989.6052 | 0.168 | 49.9895 | -0.12437 | 994.7705 | 19994.7958
0.1684 | 49.979 | -0.24748 | 989.5532 | 19989.5804 | 0.1684 | 49.9895 | -0.12437 | 994.7636 | 19994.7834
0.1688 | 49.979 | -0.24748 | 989.5193 | 19989.5555 | 0.1688 | 49.9895 | -0.12437 | 994.7465 | 19994.7709
0.1692 | 49.9789 | -0.24747 | 989.5037 | 19989.5307 | 0.1692 | 49.9894 | -0.12437 | 994.7385 | 19994.7585
0.1696 | 49.9789 | -0.24747 | 989.4696 | 19989.5058 | 0.1696 | 49.9894 | -0.12437 | 994.7219 | 19994.746
0.17 | 49.9788 | -0.24746 | 989.4543 | 19989.481 | 0.17 | 49.9894 | -0.12436 | 994.714 | 19994.7336
0.1704 | 49.9788 | -0.24746 | 989.42 | 19989.4562 | 0.1704 | 49.9894 | -0.12436 | 994.6967 | 19994.7211
0.1708 | 49.9787 | -0.24745 | 989.4049 | 19989.4313 | 0.1708 | 49.9893 | -0.12436 | 994.6894 | 19994.7087
0.1712 | 49.9787 | -0.24744 | 989.3704 | 19989.4065 | 0.1712 | 49.9893 | -0.12436 | 994.6717 | 19994.6962
0.1716 | 49.9786 | -0.24744 | 989.3554 | 19989.3816 | 0.1716 | 49.9893 | -0.12436 | 994.6648 | 19994.6838
0.172 | 49.9786 | -0.24743 | 989.3207 | 19989.3568 | 0.172 | 49.9893 | -0.12436 | 994.6466 | 19994.6713
0.1724 | 49.9785 | -0.24742 | 989.306 | 19989.3319 | 0.1724 | 49.9892 | -0.12435 | 994.6401 | 19994.6588
0.1728 | 49.9785 | -0.24742 | 989.271 | 19989.3071 | 0.1728 | 49.9892 | -0.12435 | 994.6216 | 19994.6464
0.1732 | 49.9784 | -0.24741 | 989.2565 | 19989.2823 | 0.1732 | 49.9892 | -0.12435 | 994.6154 | 19994.6339
0.1736 | 49.9784 | -0.24741 | 989.2214 | 19989.2574 | 0.1736 | 49.9892 | -0.12435 | 994.5966 | 19994.6215
0.174 | 49.9783 | -0.2474 | 989.207 | 19989.2326 | 0.174 | 49.9891 | -0.12435 | 994.5906 | 19994.609
0.1744 | 49.9783 | -0.2474 | 989.1717 | 19989.2077 | 0.1744 | 49.9891 | -0.12435 | 994.5716 | 19994.5966
0.1748 | 49.9782 | -0.24739 | 989.1576 | 19989.1829 | 0.1748 | 49.9891 | -0.12435 | 994.5659 | 19994.5841
0.1752 | 49.9782 | -0.24739 | 989.122 | 19989.1581 | 0.1752 | 49.9891 | -0.12434 | 994.5465 | 19994.5717
0.1756 | 49.9781 | -0.24738 | 989.1081 | 19989.1332 | 0.1756 | 49.989 | -0.12434 | 994.5412 | 19994.5592
0.176 | 49.9781 | -0.24737 | 989.0724 | 19989.1084 | 0.176 | 49.989 | -0.12434 | 994.5215 | 19994.5468
0.1764 | 49.978 | -0.24736 | 989.0586 | 19989.0835 | 0.1764 | 49.989 | -0.12434 | 994.5164 | 19994.5343
0.1768 | 49.978 | -0.24736 | 989.0227 | 19989.0587 | 0.1768 | 49.989 | -0.12434 | 994.4965 | 19994.5219
0.1772 | 49.9779 | -0.24735 | 989.0091 | 19989.0339 | 0.1772 | 49.9889 | -0.12434 | 994.4916 | 19994.5094
0.1776 | 49.9779 | -0.24735 | 988.973 | 19989.009 | 0.1776 | 49.9889 | -0.12434 | 994.4715 | 19994.497
0.178 | 49.9778 | -0.24734 | 988.9597 | 19988.9842 | 0.178 | 49.9889 | -0.12433 | 994.4669 | 19994.4845
0.1784 | 49.9778 | -0.24734 | 988.9234 | 19988.9594 | 0.1784 | 49.9889 | -0.12433 | 994.4465 | 19994.4721
0.1788 | 49.9777 | -0.24733 | 988.9102 | 19988.9345 | 0.1788 | 49.9888 | -0.12433 | 994.4421 | 19994.4596
0.1792 | 49.9777 | -0.24733 | 988.8738 | 19988.9097 | 0.1792 | 49.9888 | -0.12433 | 994.4214 | 19994.4472
0.1796 | 49.9776 | -0.24732 | 988.8607 | 19988.8848 | 0.1796 | 49.9888 | -0.12433 | 994.4173 | 19994.4347
0.18 | 49.9776 | -0.24731 | 988.8241 | 19988.86 | 0.18 | 49.9888 | -0.12433 | 994.3964 | 19994.4222
0.1804 | 49.9775 | -0.24731 | 988.8112 | 19988.8352 | 0.1804 | 49.9887 | -0.12432 | 994.3926 | 19994.4098
0.1808 | 49.9775 | -0.2473 | 988.7745 | 19988.8103 | 0.1808 | 49.9887 | -0.12432 | 994.3714 | 19994.3973
0.1812 | 49.9774 | -0.24729 | 988.7617 | 19988.7855 | 0.1812 | 49.9887 | -0.12432 | 994.3678 | 19994.3849
0.1816 | 49.9774 | -0.24729 | 988.7249 | 19988.7607 | 0.1816 | 49.9887 | -0.12432 | 994.3463 | 19994.3724
0.182 | 49.9773 | -0.24728 | 988.7123 | 19988.7358 | 0.182 | 49.9886 | -0.12432 | 994.343 | 19994.36
0.1824 | 49.9773 | -0.24728 | 988.6753 | 19988.711 | 0.1824 | 49.9886 | -0.12432 | 994.3213 | 19994.3475
0.1828 | 49.9772 | -0.24727 | 988.6628 | 19988.6861 | 0.1828 | 49.9886 | -0.12432 | 994.3182 | 19994.3351
0.1832 | 49.9772 | -0.24727 | 988.6257 | 19988.6613 | 0.1832 | 49.9886 | -0.12432 | 994.2962 | 19994.3226
0.1836 | 49.9771 | -0.24726 | 988.6133 | 19988.6365 | 0.1836 | 49.9885 | -0.12431 | 994.2934 | 19994.3102
0.184 | 49.9771 | -0.24725 | 988.5762 | 19988.6116 | 0.184 | 49.9885 | -0.12431 | 994.2712 | 19994.2977
0.1844 | 49.977 | -0.24725 | 988.5638 | 19988.5868 | 0.1844 | 49.9885 | -0.12431 | 994.2686 | 19994.2853
0.1848 | 49.977 | -0.24724 | 988.5266 | 19988.562 | 0.1848 | 49.9885 | -0.12431 | 994.2461 | 19994.2728
0.1852 | 49.9769 | -0.24723 | 988.5144 | 19988.5371 | 0.1852 | 49.9884 | -0.12431 | 994.2438 | 19994.2604
0.1856 | 49.9769 | -0.24723 | 988.4771 | 19988.5123 | 0.1856 | 49.9884 | -0.12431 | 994.2211 | 19994.2479
0.186 | 49.9768 | -0.24722 | 988.4649 | 19988.4875 | 0.186 | 49.9884 | -0.1243 | 994.219 | 19994.2355
0.1864 | 49.9768 | -0.24722 | 988.4276 | 19988.4626 | 0.1864 | 49.9884 | -0.1243 | 994.196 | 19994.223
0.1868 | 49.9767 | -0.24721 | 988.4154 | 19988.4378 | 0.1868 | 49.9883 | -0.1243 | 994.1942 | 19994.2106
0.1872 | 49.9767 | -0.24721 | 988.3781 | 19988.413 | 0.1872 | 49.9883 | -0.1243 | 994.1604 | 19994.1981
0.1876 | 49.9766 | -0.2472 | 988.366 | 19988.3881 | 0.1876 | 49.9883 | -0.1243 | 994.1691 | 19994.1857
0.188 | 49.9766 | -0.2472 | 988.3286 | 19988.3633 | 0.188 | 49.9883 | -0.1243 | 994.1418 | 19994.1732
0.1884 | 49.9765 | -0.24719 | 988.3166 | 19988.3385 | 0.1884 | 49.9882 | -0.12429 | 994.1432 | 19994.1608
0.1888 | 49.9765 | -0.24718 | 988.2791 | 19988.3136 | 0.1888 | 49.9882 | -0.12429 | 994.1184 | 19994.1483
0.1892 | 49.9764 | -0.24717 | 988.2671 | 19988.2888 | 0.1892 | 49.9882 | -0.12429 | 994.1181 | 19994.1359
0.1896 | 49.9764 | -0.24717 | 988.2297 | 19988.264 | 0.1896 | 49.9882 | -0.12429 | 994.0944 | 19994.1234
0.19 | 49.9763 | -0.24716 | 988.2177 | 19988.2391 | 0.19 | 49.9881 | -0.12429 | 994.093 | 19994.1109
0.1904 | 49.9763 | -0.24716 | 988.1802 | 19988.2143 | 0.1904 | 49.9881 | -0.12429 | 994.0701 | 19994.0985
0.1908 | 49.9762 | -0.24715 | 988.1683 | 19988.1895 | 0.1908 | 49.9881 | -0.12429 | 994.0681 | 19994.086
0.1912 | 49.9762 | -0.24715 | 988.1308 | 19988.1647 | 0.1912 | 49.9881 | -0.12429 | 994.0457 | 19994.0736
0.1916 | 49.9761 | -0.24714 | 988.1189 | 19988.1398 | 0.1916 | 49.988 | -0.12428 | 994.0431 | 19994.0611
0.192 | 49.9761 | -0.24714 | 988.0813 | 19988.115 | 0.192 | 49.988 | -0.12428 | 994.0212 | 19994.0487
0.1924 | 49.976 | -0.24713 | 988.0695 | 19988.0902 | 0.1924 | 49.988 | -0.12428 | 994.0182 | 19994.0362
0.1928 | 49.976 | -0.24712 | 988.0319 | 19988.0653 | 0.1928 | 49.988 | -0.12428 | 993.9966 | 19994.0238
0.1932 | 49.9759 | -0.24712 | 988.0201 | 19988.0405 | 0.1932 | 49.9879 | -0.12428 | 993.9933 | 19994.0113
0.1936 | 49.9759 | -0.24711 | 987.9824 | 19988.0157 | 0.1936 | 49.9879 | -0.12428 | 993.972 | 19993.9989
0.194 | 49.9758 | -0.2471 | 987.9706 | 19987.9908 | 0.194 | 49.9879 | -0.12427 | 993.9684 | 19993.9864
0.1944 | 49.9758 | -0.2471 | 987.933 | 19987.966 | 0.1944 | 49.9879 | -0.12427 | 993.9473 | 19993.974
0.1948 | 49.9757 | -0.24709 | 987.9212 | 19987.9412 | 0.1948 | 49.9878 | -0.12427 | 993.9435 | 19993.9615
0.1952 | 49.9757 | -0.24709 | 987.8836 | 19987.9164 | 0.1952 | 49.9878 | -0.12427 | 993.9226 | 19993.9491
0.1956 | 49.9756 | -0.24708 | 987.8718 | 19987.8915 | 0.1956 | 49.9878 | -0.12427 | 993.9186 | 19993.9366
0.196 | 49.9756 | -0.24708 | 987.8341 | 19987.8667 | 0.196 | 49.9878 | -0.12427 | 993.8979 | 19993.9242
0.1964 | 49.9755 | -0.24707 | 987.8224 | 19987.8419 | 0.1964 | 49.9877 | -0.12426 | 993.8937 | 19993.9117
0.1968 | 49.9755 | -0.24707 | 987.7847 | 19987.817 | 0.1968 | 49.9877 | -0.12426 | 993.8731 | 19993.8993
0.1972 | 49.9754 | -0.24706 | 987.773 | 19987.7922 | 0.1972 | 49.9877 | -0.12426 | 993.8688 | 19993.8868
0.1976 | 49.9754 | -0.24705 | 987.7353 | 19987.7674 | 0.1976 | 49.9877 | -0.12426 | 993.8484 | 19993.8744
0.198 | 49.9753 | -0.24704 | 987.7236 | 19987.7426 | 0.198 | 49.9876 | -0.12426 | 993.844 | 19993.8619
0.1984 | 49.9753 | -0.24704 | 987.6859 | 19987.7177 | 0.1984 | 49.9876 | -0.12426 | 993.8236 | 19993.8495
0.1988 | 49.9752 | -0.24703 | 987.6742 | 19987.6929 | 0.1988 | 49.9876 | -0.12426 | 993.8191 | 19993.837
0.1992 | 49.9752 | -0.24703 | 987.6365 | 19987.6681 | 0.1992 | 49.9876 | -0.12426 | 993.7989 | 19993.8246
0.1996 | 49.9751 | -0.24702 | 987.6248 | 19987.6433 | 0.1996 | 49.9875 | -0.12425 | 993.7942 | 19993.8121
0.2 | 49.9751 | -0.24702 | 987.587 | 19987.6184 | 0.2 | 49.9875 | -0.12425 | 993.7741 | 19993.7997
0.2004 | 49.9751 | -0.24701 | 987.5754 | 19987.5936 | 0.2004 | 49.9875 | -0.12425 | 993.7694 | 19993.7872
0.2008 | 49.9751 | -0.24701 | 987.5376 | 19987.5688 | 0.2008 | 49.9875 | -0.12425 | 993.7493 | 19993.7748
0.2012 | 49.975 | -0.247 | 987.526 | 19987.544 | 0.2012 | 49.9874 | -0.12425 | 993.7445 | 19993.7623
0.2016 | 49.975 | -0.24699 | 987.4882 | 19987.5191 | 0.2016 | 49.9874 | -0.12425 | 993.7245 | 19993.7499
0.202 | 49.9749 | -0.24698 | 987.4766 | 19987.4943 | 0.202 | 49.9874 | -0.12424 | 993.7196 | 19993.7374
0.2024 | 49.9749 | -0.24698 | 987.4328 | 19987.4695 | 0.2024 | 49.9874 | -0.12424 | 993.6997 | 19993.725
0.2028 | 49.9748 | -0.24694 | 987.5725 | 19987.4447 | 0.2028 | 49.9873 | -0.12424 | 993.6948 | 19993.7125
0.2032 | 49.9748 | -0.24696 | 987.4108 | 19987.4198 | 0.2032 | 49.9873 | -0.12424 | 993.6749 | 19993.7001
0.2036 | 49.9747 | -0.24696 | 987.4083 | 19987.395 | 0.2036 | 49.9873 | -0.12424 | 993.6699 | 19993.6876
0.204 | 49.9747 | -0.24691 | 987.5273 | 19987.3702 | 0.204 | 49.9873 | -0.12424 | 993.6501 | 19993.6752
0.2044 | 49.9746 | -0.24687 | 987.6283 | 19987.3454 | 0.2044 | 49.9872 | -0.12424 | 993.6451 | 19993.6627
0.2048 | 49.9746 | -0.24696 | 987.2263 | 19987.3205 | 0.2048 | 49.9872 | -0.12423 | 993.6253 | 19993.6503
0.2052 | 49.9745 | -0.24696 | 987.1973 | 19987.2957 | 0.2052 | 49.9872 | -0.12423 | 993.6202 | 19993.6378
0.2056 | 49.9745 | -0.24695 | 987.1959 | 19987.2709 | 0.2056 | 49.9872 | -0.12423 | 993.6005 | 19993.6254
0.206 | 49.9744 | -0.24692 | 987.2391 | 19987.2461 | 0.206 | 49.9871 | -0.12423 | 993.5953 | 19993.6129
0.2064 | 49.9744 | -0.24692 | 987.1922 | 19987.2212 | 0.2064 | 49.9871 | -0.12423 | 993.5757 | 19993.6005
0.2068 | 49.9743 | -0.24691 | 987.1933 | 19987.1964 | 0.2068 | 49.9871 | -0.12423 | 993.5705 | 19993.588
0.2072 | 49.9743 | -0.24693 | 987.0618 | 19987.1716 | 0.2072 | 49.9871 | -0.12423 | 993.5509 | 19993.5756
0.2076 | 49.9742 | -0.2469 | 987.1544 | 19987.1468 | 0.2076 | 49.987 | -0.12422 | 993.5456 | 19993.5631
0.208 | 49.9742 | -0.24691 | 987.042 | 19987.122 | 0.208 | 49.987 | -0.12422 | 993.526 | 19993.5507
0.2084 | 49.9741 | -0.2469 | 987.048 | 19987.0972 | 0.2084 | 49.987 | -0.12422 | 993.5208 | 19993.5382
0.2088 | 49.9741 | -0.2469 | 986.9871 | 19987.0723 | 0.2088 | 49.987 | -0.12422 | 993.5012 | 19993.5258
0.2092 | 49.974 | -0.24688 | 987.0326 | 19987.0475 | 0.2092 | 49.9869 | -0.12422 | 993.4959 | 19993.5133
0.2096 | 49.974 | -0.24691 | 986.8779 | 19987.0227 | 0.2096 | 49.9869 | -0.12422 | 993.4764 | 19993.5009
0.21 | 49.9739 | -0.24686 | 987.0113 | 19986.9979 | 0.21 | 49.9869 | -0.12421 | 993.4711 | 19993.4885
0.2104 | 49.9739 | -0.24687 | 986.9271 | 19986.9731 | 0.2104 | 49.9869 | -0.12421 | 993.4516 | 19993.476
0.2108 | 49.9738 | -0.24685 | 986.9696 | 19986.9483 | 0.2108 | 49.9868 | -0.12421 | 993.4462 | 19993.4636
0.2112 | 49.9738 | -0.24685 | 986.899 | 19986.9234 | 0.2112 | 49.9868 | -0.12421 | 993.4268 | 19993.4511
0.2116 | 49.9737 | -0.24684 | 986.8808 | 19986.8986 | 0.2116 | 49.9868 | -0.12421 | 993.4214 | 19993.4387
0.212 | 49.9737 | -0.24684 | 986.85 | 19986.8738 | 0.212 | 49.9868 | -0.12421 | 993.4019 | 19993.4262
0.2124 | 49.9736 | -0.24683 | 986.8346 | 19986.849 | 0.2124 | 49.9867 | -0.12421 | 993.3966 | 19993.4138
0.2128 | 49.9736 | -0.24683 | 986.8005 | 19986.8242 | 0.2128 | 49.9867 | -0.1242 | 993.3771 | 19993.4013
0.2132 | 49.9735 | -0.24682 | 986.7865 | 19986.7993 | 0.2132 | 49.9867 | -0.1242 | 993.3717 | 19993.3889
0.2136 | 49.9735 | -0.24681 | 986.7828 | 19986.7745 | 0.2136 | 49.9867 | -0.1242 | 993.3523 | 19993.3764
0.214 | 49.9734 | -0.2468 | 986.7588 | 19986.7497 | 0.214 | 49.9866 | -0.1242 | 993.3469 | 19993.364
0.2144 | 49.9734 | -0.2468 | 986.7283 | 19986.7249 | 0.2144 | 49.9866 | -0.1242 | 993.3274 | 19993.3515
0.2148 | 49.9733 | -0.2468 | 986.6787 | 19986.7001 | 0.2148 | 49.9866 | -0.1242 | 993.322 | 19993.3391
0.2152 | 49.9733 | -0.24686 | 986.3936 | 19986.6753 | 0.2152 | 49.9866 | -0.1242 | 993.3026 | 19993.3266
0.2156 | 49.9732 | -0.24681 | 986.5291 | 19986.6504 | 0.2156 | 49.9865 | -0.12419 | 993.2972 | 19993.3142
0.216 | 49.9732 | -0.24677 | 986.6203 | 19986.6256 | 0.216 | 49.9865 | -0.12419 | 993.2778 | 19993.3017
0.2164 | 49.9731 | -0.24677 | 986.6036 | 19986.6008 | 0.2164 | 49.9865 | -0.12419 | 993.2723 | 19993.2893
0.2168 | 49.9731 | -0.24676 | 986.6018 | 19986.576 | 0.2168 | 49.9865 | -0.12419 | 993.253 | 19993.2768
0.2172 | 49.973 | -0.24675 | 986.5868 | 19986.5512 | 0.2172 | 49.9864 | -0.12419 | 993.2475 | 19993.2644
0.2176 | 49.973 | -0.24677 | 986.4417 | 19986.5264 | 0.2176 | 49.9864 | -0.12419 | 993.2281 | 19993.2519
0.218 | 49.9729 | -0.24676 | 986.442 | 19986.5016 | 0.218 | 49.9864 | -0.12418 | 993.2227 | 19993.2395
0.2184 | 49.9729 | -0.24673 | 986.5082 | 19986.4768 | 0.2184 | 49.9864 | -0.12418 | 993.2033 | 19993.227
0.2188 | 49.9728 | -0.24673 | 986.4542 | 19986.4519 | 0.2188 | 49.9863 | -0.12421 | 993.0069 | 19993.2146
0.2192 | 49.9728 | -0.24674 | 986.3656 | 19986.4271 | 0.2192 | 49.9863 | -0.12417 | 993.2399 | 19993.2021
0.2196 | 49.9727 | -0.24672 | 986.3875 | 19986.4023 | 0.2196 | 49.9863 | -0.12419 | 993.091 | 19993.1897
0.22 | 49.9727 | -0.24672 | 986.364 | 19986.3775 | 0.22 | 49.9863 | -0.12419 | 993.0785 | 19993.1773
0.2204 | 49.9726 | -0.2467 | 986.4115 | 19986.3527 | 0.2204 | 49.9862 | -0.12417 | 993.1589 | 19993.1648
0.2208 | 49.9726 | -0.24671 | 986.3147 | 19986.3279 | 0.2208 | 49.9862 | -0.12418 | 993.1187 | 19993.1524
0.2212 | 49.9725 | -0.24671 | 986.2471 | 19986.3031 | 0.2212 | 49.9862 | -0.12417 | 993.129 | 19993.1399
0.2216 | 49.9725 | -0.2467 | 986.2563 | 19986.2783 | 0.2216 | 49.9862 | -0.12417 | 993.0999 | 19993.1275
0.222 | 49.9724 | -0.24669 | 986.2449 | 19986.2534 | 0.222 | 49.9861 | -0.12417 | 993.1021 | 19993.115
0.2224 | 49.9724 | -0.24676 | 985.8922 | 19986.2286 | 0.2224 | 49.9861 | -0.12417 | 993.0778 | 19993.1026
0.2228 | 49.9723 | -0.24669 | 986.1473 | 19986.2038 | 0.2228 | 49.9861 | -0.12417 | 993.0763 | 19993.0901
0.2232 | 49.9723 | -0.24667 | 986.1773 | 19986.179 | 0.2232 | 49.9861 | -0.12417 | 993.0542 | 19993.0777
0.2236 | 49.9722 | -0.24667 | 986.1178 | 19986.1542 | 0.2236 | 49.986 | -0.12416 | 993.051 | 19993.0652
0.224 | 49.9722 | -0.24666 | 986.1145 | 19986.1294 | 0.224 | 49.986 | -0.12416 | 993.03 | 19993.0528
0.2244 | 49.9721 | -0.24666 | 986.0778 | 19986.1046 | 0.2244 | 49.986 | -0.12416 | 993.026 | 19993.0403
0.2248 | 49.9721 | -0.24665 | 986.0599 | 19986.0798 | 0.2248 | 49.986 | -0.12416 | 993.0053 | 19993.0279
0.2252 | 49.972 | -0.24664 | 986.0338 | 19986.055 | 0.2252 | 49.9859 | -0.12416 | 993.0011 | 19993.0154
0.2256 | 49.972 | -0.24664 | 986.0081 | 19986.0302 | 0.2256 | 49.9859 | -0.12416 | 992.9806 | 19993.003
0.226 | 49.9719 | -0.24663 | 985.9881 | 19986.0053 | 0.226 | 49.9859 | -0.12415 | 992.9762 | 19992.9905
0.2264 | 49.9719 | -0.24663 | 985.9487 | 19985.9805 | 0.2264 | 49.9859 | -0.12415 | 992.9558 | 19992.9781
0.2268 | 49.9718 | -0.24661 | 985.9607 | 19985.9557 | 0.2268 | 49.9858 | -0.12415 | 992.9514 | 19992.9657
0.2272 | 49.9718 | -0.24661 | 985.9239 | 19985.9309 | 0.2272 | 49.9858 | -0.12415 | 992.9309 | 19992.9532
0.2276 | 49.9717 | -0.24661 | 985.8992 | 19985.9061 | 0.2276 | 49.9858 | -0.12415 | 992.9266 | 19992.9408
0.228 | 49.9717 | -0.2466 | 985.8723 | 19985.8813 | 0.228 | 49.9858 | -0.12415 | 992.9061 | 19992.9283
0.2284 | 49.9716 | -0.24659 | 985.8553 | 19985.8565 | 0.2284 | 49.9857 | -0.12415 | 992.9017 | 19992.9159
0.2288 | 49.9716 | -0.24659 | 985.824 | 19985.8317 | 0.2288 | 49.9857 | -0.12415 | 992.8812 | 19992.9034
0.2292 | 49.9715 | -0.24659 | 985.7811 | 19985.8069 | 0.2292 | 49.9857 | -0.12414 | 992.8769 | 19992.891
0.2296 | 49.9715 | -0.2466 | 985.6811 | 19985.7821 | 0.2296 | 49.9857 | -0.12414 | 992.8563 | 19992.8785
0.23 | 49.9714 | -0.24658 | 985.7189 | 19985.7573 | 0.23 | 49.9856 | -0.12414 | 992.8521 | 19992.8661
0.2304 | 49.9714 | -0.24657 | 985.6857 | 19985.7325 | 0.2304 | 49.9856 | -0.12414 | 992.8314 | 19992.8536
0.2308 | 49.9713 | -0.24657 | 985.6711 | 19985.7077 | 0.2308 | 49.9856 | -0.12414 | 992.8273 | 19992.8412
0.2312 | 49.9713 | -0.24657 | 985.5961 | 19985.6829 | 0.2312 | 49.9856 | -0.12414 | 992.8066 | 19992.8287
0.2316 | 49.9712 | -0.24655 | 985.6295 | 19985.658 | 0.2316 | 49.9856 | -0.12413 | 992.8024 | 19992.8163
0.232 | 49.9712 | -0.24654 | 985.6122 | 19985.6333 | 0.232 | 49.9856 | -0.12413 | 992.7817 | 19992.8039
0.2324 | 49.9711 | -0.24653 | 985.5995 | 19985.6084 | 0.2324 | 49.9855 | -0.12413 | 992.7776 | 19992.7914
0.2328 | 49.9711 | -0.24653 | 985.5652 | 19985.5836 | 0.2328 | 49.9855 | -0.12413 | 992.7568 | 19992.779
0.2332 | 49.971 | -0.24652 | 985.5516 | 19985.5588 | 0.2332 | 49.9855 | -0.12413 | 992.7528 | 19992.7665
0.2336 | 49.971 | -0.24652 | 985.5162 | 19985.534 | 0.2336 | 49.9855 | -0.12413 | 992.732 | 19992.7541
0.234 | 49.9709 | -0.24651 | 985.5025 | 19985.5092 | 0.234 | 49.9854 | -0.12412 | 992.728 | 19992.7416
0.2344 | 49.9709 | -0.24651 | 985.4669 | 19985.4844 | 0.2344 | 49.9854 | -0.12415 | 992.4721 | 19992.7292
0.2348 | 49.9708 | -0.2465 | 985.4533 | 19985.4596 | 0.2348 | 49.9854 | -0.12412 | 992.691 | 19992.7167
0.2352 | 49.9708 | -0.24649 | 985.4175 | 19985.4348 | 0.2352 | 49.9854 | -0.12413 | 992.6195 | 19992.7043
0.2356 | 49.9707 | -0.24649 | 985.4041 | 19985.41 | 0.2356 | 49.9853 | -0.12412 | 992.6827 | 19992.6919
0.236 | 49.9707 | -0.24648 | 985.3682 | 19985.3852 | 0.236 | 49.9853 | -0.12412 | 992.6063 | 19992.6794
0.2364 | 49.9706 | -0.24647 | 985.3549 | 19985.3604 | 0.2364 | 49.9853 | -0.12411 | 992.7097 | 19992.667
0.2368 | 49.9706 | -0.24647 | 985.3189 | 19985.3356 | 0.2368 | 49.9853 | -0.12412 | 992.5881 | 19992.6545
0.2372 | 49.9705 | -0.24646 | 985.3057 | 19985.3108 | 0.2372 | 49.9852 | -0.12411 | 992.6788 | 19992.6421
0.2376 | 49.9705 | -0.24646 | 985.2695 | 19985.286 | 0.2376 | 49.9852 | -0.12413 | 992.4834 | 19992.6296
0.238 | 49.9704 | -0.24645 | 985.2565 | 19985.2612 | 0.238 | 49.9852 | -0.12411 | 992.565 | 19992.6172
0.2384 | 49.9704 | -0.24645 | 985.2202 | 19985.2364 | 0.2384 | 49.9852 | -0.12411 | 992.596 | 19992.6047
0.2388 | 49.9703 | -0.24644 | 985.2073 | 19985.2116 | 0.2388 | 49.9851 | -0.12411 | 992.5628 | 19992.5923
0.2392 | 49.9703 | -0.24644 | 985.1709 | 19985.1868 | 0.2392 | 49.9851 | -0.12414 | 992.2844 | 19992.5799
0.2396 | 49.9702 | -0.24643 | 985.1581 | 19985.162 | 0.2396 | 49.9851 | -0.12411 | 992.4891 | 19992.5674
0.24 | 49.9702 | -0.24642 | 985.1216 | 19985.1372 | 0.24 | 49.9851 | -0.1241 | 992.5446 | 19992.555
0.2404 | 49.9701 | -0.24642 | 985.109 | 19985.1124 | 0.2404 | 49.985 | -0.1241 | 992.522 | 19992.5425
0.2408 | 49.9701 | -0.24641 | 985.0722 | 19985.0876 | 0.2408 | 49.985 | -0.1241 | 992.51 | 19992.5301
0.2412 | 49.97 | -0.2464 | 985.0598 | 19985.0628 | 0.2412 | 49.985 | -0.1241 | 992.5018 | 19992.5176
0.2416 | 49.97 | -0.2464 | 985.0229 | 19985.038 | 0.2416 | 49.985 | -0.1241 | 992.4847 | 19992.5052
0.242 | 49.9699 | -0.24639 | 985.0106 | 19985.0132 | 0.242 | 49.9849 | -0.12409 | 992.4767 | 19992.4927
0.2424 | 49.9699 | -0.24639 | 984.9736 | 19984.9884 | 0.2424 | 49.9849 | -0.12409 | 992.4601 | 19992.4803
0.2428 | 49.9698 | -0.24638 | 984.9614 | 19984.9636 | 0.2428 | 49.9849 | -0.12409 | 992.4519 | 19992.4678
0.2432 | 49.9698 | -0.24638 | 984.9243 | 19984.9388 | 0.2432 | 49.9849 | -0.12409 | 992.4353 | 19992.4554
0.2436 | 49.9697 | -0.24637 | 984.9122 | 19984.914 | 0.2436 | 49.9848 | -0.12409 | 992.4272 | 19992.443
0.244 | 49.9697 | -0.24636 | 984.875 | 19984.8892 | 0.244 | 49.9848 | -0.12409 | 992.4105 | 19992.4305
0.2444 | 49.9696 | -0.24636 | 984.863 | 19984.8644 | 0.2444 | 49.9848 | -0.12409 | 992.4024 | 19992.4181
0.2448 | 49.9696 | -0.24635 | 984.8257 | 19984.8396 | 0.2448 | 49.9848 | -0.12409 | 992.3856 | 19992.4056
0.2452 | 49.9695 | -0.24634 | 984.8139 | 19984.8148 | 0.2452 | 49.9847 | -0.12408 | 992.3777 | 19992.3932
0.2456 | 49.9695 | -0.24634 | 984.7763 | 19984.79 | 0.2456 | 49.9847 | -0.12408 | 992.3608 | 19992.3807
0.246 | 49.9694 | -0.24633 | 984.7647 | 19984.7652 | 0.246 | 49.9847 | -0.12408 | 992.3529 | 19992.3683
0.2464 | 49.9694 | -0.24633 | 984.727 | 19984.7404 | 0.2464 | 49.9847 | -0.12408 | 992.3359 | 19992.3559
0.2468 | 49.9693 | -0.24632 | 984.7155 | 19984.7156 | 0.2468 | 49.9846 | -0.12408 | 992.3282 | 19992.3434
0.2472 | 49.9693 | -0.24632 | 984.6777 | 19984.6909 | 0.2472 | 49.9846 | -0.12408 | 992.3111 | 19992.331
0.2476 | 49.9692 | -0.24631 | 984.6663 | 19984.6661 | 0.2476 | 49.9846 | -0.12407 | 992.3034 | 19992.3185
0.248 | 49.9692 | -0.24631 | 984.6284 | 19984.6413 | 0.248 | 49.9846 | -0.12407 | 992.2863 | 19992.3061
0.2484 | 49.9691 | -0.2463 | 984.6171 | 19984.6165 | 0.2484 | 49.9845 | -0.12407 | 992.2787 | 19992.2936
0.2488 | 49.9691 | -0.24629 | 984.5791 | 19984.5917 | 0.2488 | 49.9845 | -0.12407 | 992.2614 | 19992.2812
0.2492 | 49.969 | -0.24628 | 984.568 | 19984.5669 | 0.2492 | 49.9845 | -0.12407 | 992.2539 | 19992.2687
0.2496 | 49.969 | -0.24628 | 984.5298 | 19984.5421 | 0.2496 | 49.9845 | -0.12407 | 992.2366 | 19992.2563
0.25 | 49.9689 | -0.24627 | 984.5188 | 19984.5173 | 0.25 | 49.9844 | -0.12407 | 992.2292 | 19992.2439
0.2504 | 49.9689 | -0.24627 | 984.4805 | 19984.4925 | 0.2504 | 49.9844 | -0.12406 | 992.2117 | 19992.2314
0.2508 | 49.9688 | -0.24626 | 984.4696 | 19984.4677 | 0.2508 | 49.9844 | -0.12406 | 992.2044 | 19992.219
0.2512 | 49.9688 | -0.24626 | 984.4312 | 19984.4429 | 0.2512 | 49.9844 | -0.12406 | 992.1869 | 19992.2065
0.2516 | 49.9687 | -0.24625 | 984.4204 | 19984.4181 | 0.2516 | 49.9843 | -0.12406 | 992.1797 | 19992.1941
0.252 | 49.9687 | -0.24625 | 984.3812 | 19984.3933 | 0.252 | 49.9843 | -0.12406 | 992.1621 | 19992.1817
0.2524 | 49.9686 | -0.24624 | 984.3698 | 19984.3685 | 0.2524 | 49.9843 | -0.12406 | 992.1549 | 19992.1692
0.2528 | 49.9686 | -0.24624 | 984.3213 | 19984.3438 | 0.2528 | 49.9843 | -0.12406 | 992.1372 | 19992.1568
0.2532 | 49.9685 | -0.24622 | 984.3241 | 19984.319 | 0.2532 | 49.9842 | -0.12405 | 992.1302 | 19992.1443
0.2536 | 49.9685 | -0.24623 | 984.2714 | 19984.2942 | 0.2536 | 49.9842 | -0.12405 | 992.1124 | 19992.1319
0.254 | 49.9684 | -0.24621 | 984.2756 | 19984.2694 | 0.254 | 49.9842 | -0.12405 | 992.1054 | 19992.1194
0.2544 | 49.9684 | -0.24621 | 984.2221 | 19984.2446 | 0.2544 | 49.9842 | -0.12405 | 992.0876 | 19992.107
0.2548 | 49.9683 | -0.2462 | 984.2269 | 19984.2198 | 0.2548 | 49.9841 | -0.12405 | 992.0806 | 19992.0945
0.2552 | 49.9683 | -0.2462 | 984.1729 | 19984.195 | 0.2552 | 49.9841 | -0.12405 | 992.0627 | 19992.0821
0.2556 | 49.9682 | -0.24619 | 984.1782 | 19984.1702 | 0.2556 | 49.9841 | -0.12404 | 992.0559 | 19992.0697
0.256 | 49.9682 | -0.24619 | 984.1225 | 19984.1454 | 0.256 | 49.9841 | -0.12404 | 992.0379 | 19992.0572
0.2564 | 49.9681 | -0.24614 | 984.2991 | 19984.1206 | 0.2564 | 49.984 | -0.12404 | 992.0311 | 19992.0448
0.2568 | 49.9681 | -0.24618 | 984.0724 | 19984.0959 | 0.2568 | 49.984 | -0.12404 | 992.0131 | 19992.0323
0.2572 | 49.968 | -0.24616 | 984.088 | 19984.0711 | 0.2572 | 49.984 | -0.12404 | 992.0064 | 19992.0199
0.2576 | 49.968 | -0.24617 | 984.0066 | 19984.0463 | 0.2576 | 49.984 | -0.12404 | 991.9882 | 19992.0075
0.258 | 49.9679 | -0.24614 | 984.0751 | 19984.0215 | 0.258 | 49.9839 | -0.12404 | 991.9816 | 19991.995
0.2584 | 49.9679 | -0.24612 | 984.1252 | 19983.9967 | 0.2584 | 49.9839 | -0.12403 | 991.9634 | 19991.9826
0.2588 | 49.9679 | -0.24616 | 983.9251 | 19983.9719 | 0.2588 | 49.9839 | -0.12403 | 991.9569 | 19991.9701
0.2592 | 49.9679 | -0.24614 | 983.9382 | 19983.9471 | 0.2592 | 49.9839 | -0.12403 | 991.9385 | 19991.9577
0.2596 | 49.9678 | -0.24614 | 983.8931 | 19983.9223 | 0.2596 | 49.9838 | -0.12403 | 991.9321 | 19991.9452
0.26 | 49.9678 | -0.24612 | 983.9419 | 19983.8975 | 0.26 | 49.9838 | -0.12403 | 991.9137 | 19991.9328
0.2604 | 49.9677 | -0.24611 | 983.9233 | 19983.8728 | 0.2604 | 49.9838 | -0.12403 | 991.9074 | 19991.9204
0.2608 | 49.9677 | -0.24617 | 983.629 | 19983.848 | 0.2608 | 49.9838 | -0.12403 | 991.8889 | 19991.9079
0.2612 | 49.9676 | -0.24613 | 983.7629 | 19983.8232 | 0.2612 | 49.9837 | -0.12402 | 991.8826 | 19991.8955
0.2616 | 49.9676 | -0.24614 | 983.6637 | 19983.7984 | 0.2616 | 49.9837 | -0.12402 | 991.864 | 19991.883
0.262 | 49.9675 | -0.24613 | 983.6513 | 19983.7736 | 0.262 | 49.9837 | -0.12402 | 991.8578 | 19991.8706
0.2624 | 49.9675 | -0.24609 | 983.743 | 19983.7489 | 0.2624 | 49.9837 | -0.12402 | 991.8392 | 19991.8582
0.2628 | 49.9674 | -0.24605 | 983.8492 | 19983.7241 | 0.2628 | 49.9836 | -0.12402 | 991.8331 | 19991.8457
0.2632 | 49.9674 | -0.24609 | 983.6746 | 19983.6993 | 0.2632 | 49.9836 | -0.12402 | 991.8144 | 19991.8333
0.2636 | 49.9673 | -0.24607 | 983.6842 | 19983.6745 | 0.2636 | 49.9836 | -0.12401 | 991.8083 | 19991.8208
0.264 | 49.9673 | -0.24607 | 983.6424 | 19983.6497 | 0.264 | 49.9836 | -0.12401 | 991.7896 | 19991.8084
0.2644 | 49.9672 | -0.24606 | 983.6308 | 19983.6249 | 0.2644 | 49.9835 | -0.12401 | 991.7836 | 19991.7959
0.2648 | 49.9672 | -0.24606 | 983.595 | 19983.6002 | 0.2648 | 49.9835 | -0.12401 | 991.7647 | 19991.7835
0.2652 | 49.9671 | -0.24605 | 983.5805 | 19983.5754 | 0.2652 | 49.9835 | -0.12401 | 991.7588 | 19991.7711
0.2656 | 49.9671 | -0.24605 | 983.5425 | 19983.5506 | 0.2656 | 49.9835 | -0.12401 | 991.7399 | 19991.7586
0.266 | 49.967 | -0.24604 | 983.5326 | 19983.5258 | 0.266 | 49.9834 | -0.12401 | 991.7341 | 19991.7462
0.2664 | 49.967 | -0.24603 | 983.4962 | 19983.501 | 0.2664 | 49.9834 | -0.124 | 991.7151 | 19991.7337
0.2668 | 49.9669 | -0.24602 | 983.4835 | 19983.4762 | 0.2668 | 49.9834 | -0.124 | 991.7093 | 19991.7213
0.2672 | 49.9669 | -0.24602 | 983.447 | 19983.4515 | 0.2672 | 49.9834 | -0.124 | 991.6902 | 19991.7089
0.2676 | 49.9668 | -0.24601 | 983.4343 | 19983.4267 | 0.2676 | 49.9833 | -0.124 | 991.6845 | 19991.6964
0.268 | 49.9668 | -0.24601 | 983.3978 | 19983.4019 | 0.268 | 49.9833 | -0.124 | 991.6654 | 19991.684
0.2684 | 49.9667 | -0.246 | 983.3852 | 19983.3771 | 0.2684 | 49.9833 | -0.124 | 991.6598 | 19991.6715
0.2688 | 49.9667 | -0.246 | 983.3485 | 19983.3523 | 0.2688 | 49.9833 | -0.124 | 991.6406 | 19991.6591
0.2692 | 49.9666 | -0.24599 | 983.3361 | 19983.3275 | 0.2692 | 49.9832 | -0.12399 | 991.635 | 19991.6467
0.2696 | 49.9666 | -0.24599 | 983.2993 | 19983.3028 | 0.2696 | 49.9832 | -0.12399 | 991.6157 | 19991.6342
0.27 | 49.9665 | -0.24598 | 983.287 | 19983.278 | 0.27 | 49.9832 | -0.12399 | 991.6103 | 19991.6218
0.2704 | 49.9665 | -0.24597 | 983.25 | 19983.2532 | 0.2704 | 49.9832 | -0.12399 | 991.5909 | 19991.6093
0.2708 | 49.9664 | -0.24597 | 983.238 | 19983.2284 | 0.2708 | 49.9831 | -0.12399 | 991.5855 | 19991.5969
0.2712 | 49.9664 | -0.24596 | 983.2008 | 19983.2037 | 0.2712 | 49.9831 | -0.12399 | 991.5661 | 19991.5845
0.2716 | 49.9663 | -0.24595 | 983.1889 | 19983.1789 | 0.2716 | 49.9831 | -0.12398 | 991.5607 | 19991.572
0.272 | 49.9663 | -0.24595 | 983.1515 | 19983.1541 | 0.272 | 49.9831 | -0.12398 | 991.5412 | 19991.5596
0.2724 | 49.9662 | -0.24594 | 983.1398 | 19983.1293 | 0.2724 | 49.983 | -0.12398 | 991.536 | 19991.5471
0.2728 | 49.9662 | -0.24594 | 983.1023 | 19983.1045 | 0.2728 | 49.983 | -0.12398 | 991.5164 | 19991.5347
0.2732 | 49.9661 | -0.24593 | 983.0907 | 19983.0798 | 0.2732 | 49.983 | -0.12398 | 991.5112 | 19991.5223
0.2736 | 49.9661 | -0.24593 | 983.0531 | 19983.055 | 0.2736 | 49.983 | -0.12398 | 991.4916 | 19991.5098
0.274 | 49.966 | -0.24592 | 983.0416 | 19983.0302 | 0.274 | 49.9829 | -0.12398 | 991.4865 | 19991.4974
0.2744 | 49.966 | -0.24592 | 983.0038 | 19983.0054 | 0.2744 | 49.9829 | -0.12397 | 991.4668 | 19991.4849
0.2748 | 49.9659 | -0.24591 | 982.9925 | 19982.9807 | 0.2748 | 49.9829 | -0.12397 | 991.4617 | 19991.4725
0.2752 | 49.9659 | -0.2459 | 982.9546 | 19982.9559 | 0.2752 | 49.9829 | -0.12397 | 991.4419 | 19991.4601
0.2756 | 49.9658 | -0.24589 | 982.9434 | 19982.9311 | 0.2756 | 49.9828 | -0.12397 | 991.437 | 19991.4476
0.276 | 49.9658 | -0.24589 | 982.9053 | 19982.9063 | 0.276 | 49.9828 | -0.12397 | 991.4171 | 19991.4352
0.2764 | 49.9657 | -0.24588 | 982.8943 | 19982.8815 | 0.2764 | 49.9828 | -0.12397 | 991.4122 | 19991.4227
0.2768 | 49.9657 | -0.24588 | 982.8561 | 19982.8568 | 0.2768 | 49.9828 | -0.12397 | 991.3923 | 19991.4103
0.2772 | 49.9656 | -0.24587 | 982.8452 | 19982.832 | 0.2772 | 49.9827 | -0.12396 | 991.3874 | 19991.3979
0.2776 | 49.9656 | -0.24587 | 982.8069 | 19982.8072 | 0.2776 | 49.9827 | -0.12396 | 991.3674 | 19991.3854
0.278 | 49.9655 | -0.24586 | 982.7961 | 19982.7824 | 0.278 | 49.9827 | -0.12396 | 991.3627 | 19991.373
0.2784 | 49.9655 | -0.24586 | 982.7576 | 19982.7577 | 0.2784 | 49.9827 | -0.12396 | 991.3426 | 19991.3606
0.2788 | 49.9654 | -0.24585 | 982.747 | 19982.7329 | 0.2788 | 49.9826 | -0.12396 | 991.3379 | 19991.3481
0.2792 | 49.9654 | -0.24585 | 982.705 | 19982.7081 | 0.2792 | 49.9826 | -0.12396 | 991.3178 | 19991.3357
0.2796 | 49.9653 | -0.24583 | 982.699 | 19982.6834 | 0.2796 | 49.9826 | -0.12395 | 991.3131 | 19991.3232
0.28 | 49.9653 | -0.24584 | 982.6458 | 19982.6586 | 0.28 | 49.9826 | -0.12395 | 991.293 | 19991.3108
0.2804 | 49.9652 | -0.24582 | 982.6548 | 19982.6338 | 0.2804 | 49.9825 | -0.12395 | 991.2884 | 19991.2984
0.2808 | 49.9652 | -0.24582 | 982.595 | 19982.609 | 0.2808 | 49.9825 | -0.12395 | 991.2681 | 19991.2859
0.2812 | 49.9651 | -0.24581 | 982.607 | 19982.5843 | 0.2812 | 49.9825 | -0.12395 | 991.2636 | 19991.2735
0.2816 | 49.9651 | -0.24581 | 982.5456 | 19982.5595 | 0.2816 | 49.9825 | -0.12395 | 991.2433 | 19991.261
0.282 | 49.965 | -0.2458 | 982.5585 | 19982.5347 | 0.282 | 49.9824 | -0.12395 | 991.2389 | 19991.2486
0.2824 | 49.965 | -0.2458 | 982.4966 | 19982.51 | 0.2824 | 49.9824 | -0.12395 | 991.2185 | 19991.2362
0.2828 | 49.9649 | -0.24579 | 982.5097 | 19982.4852 | 0.2828 | 49.9824 | -0.12394 | 991.2141 | 19991.2237
0.2832 | 49.9649 | -0.24579 | 982.4477 | 19982.4604 | 0.2832 | 49.9824 | -0.12394 | 991.1937 | 19991.2113
0.2836 | 49.9648 | -0.24577 | 982.4609 | 19982.4356 | 0.2836 | 49.9823 | -0.12394 | 991.1893 | 19991.1988
0.284 | 49.9648 | -0.24578 | 982.3989 | 19982.4109 | 0.284 | 49.9823 | -0.12394 | 991.1688 | 19991.1864
0.2844 | 49.9647 | -0.24576 | 982.4125 | 19982.3861 | 0.2844 | 49.9823 | -0.12394 | 991.1646 | 19991.174
0.2848 | 49.9647 | -0.24578 | 982.2748 | 19982.3613 | 0.2848 | 49.9823 | -0.12394 | 991.144 | 19991.1615
0.2852 | 49.9646 | -0.24572 | 982.4816 | 19982.3366 | 0.2852 | 49.9822 | -0.12393 | 991.1398 | 19991.1491
0.2856 | 49.9646 | -0.24579 | 982.1591 | 19982.3118 | 0.2856 | 49.9822 | -0.12393 | 991.1192 | 19991.1367
0.286 | 49.9645 | -0.24575 | 982.2683 | 19982.287 | 0.286 | 49.9822 | -0.12393 | 991.1151 | 19991.1242
0.2864 | 49.9645 | -0.24571 | 982.3863 | 19982.2622 | 0.2864 | 49.9822 | -0.12393 | 991.0944 | 19991.1118
0.2868 | 49.9644 | -0.24573 | 982.2451 | 19982.2375 | 0.2868 | 49.9821 | -0.12393 | 991.0903 | 19991.0993
0.2872 | 49.9644 | -0.24573 | 982.2015 | 19982.2127 | 0.2872 | 49.9821 | -0.12393 | 991.0695 | 19991.0869
0.2876 | 49.9643 | -0.24571 | 982.2285 | 19982.1879 | 0.2876 | 49.9821 | -0.12392 | 991.0655 | 19991.0745
0.288 | 49.9643 | -0.24571 | 982.189 | 19982.1632 | 0.288 | 49.9821 | -0.12392 | 991.0447 | 19991.062
0.2884 | 49.9642 | -0.24569 | 982.2191 | 19982.1384 | 0.2884 | 49.982 | -0.12392 | 991.0408 | 19991.0496
0.2888 | 49.9642 | -0.24569 | 982.1737 | 19982.1137 | 0.2888 | 49.982 | -0.12392 | 991.0199 | 19991.0372
0.2892 | 49.9641 | -0.24567 | 982.1816 | 19982.0889 | 0.2892 | 49.982 | -0.12392 | 991.016 | 19991.0247
0.2896 | 49.9641 | -0.24568 | 982.1038 | 19982.0641 | 0.2896 | 49.982 | -0.12392 | 990.9951 | 19991.0123
0.29 | 49.964 | -0.24569 | 982.0304 | 19982.0393 | 0.29 | 49.9819 | -0.12392 | 990.9912 | 19990.9998
0.2904 | 49.964 | -0.24571 | 981.908 | 19982.0146 | 0.2904 | 49.9819 | -0.12392 | 990.9702 | 19990.9874
0.2908 | 49.9639 | -0.24568 | 981.9652 | 19981.9898 | 0.2908 | 49.9819 | -0.12391 | 990.9665 | 19990.975
0.2912 | 49.9639 | -0.24567 | 981.9643 | 19981.9651 | 0.2912 | 49.9819 | -0.12391 | 990.9454 | 19990.9625
0.2916 | 49.9638 | -0.24566 | 981.9502 | 19981.9403 | 0.2916 | 49.9818 | -0.12391 | 990.9417 | 19990.9501
0.292 | 49.9638 | -0.24566 | 981.9212 | 19981.9155 | 0.292 | 49.9818 | -0.12391 | 990.9206 | 19990.9377
0.2924 | 49.9637 | -0.24565 | 981.9084 | 19981.8908 | 0.2924 | 49.9818 | -0.12391 | 990.917 | 19990.9252
0.2928 | 49.9637 | -0.24564 | 981.8738 | 19981.866 | 0.2928 | 49.9818 | -0.12391 | 990.8958 | 19990.9128
0.2932 | 49.9636 | -0.24563 | 981.8605 | 19981.8412 | 0.2932 | 49.9817 | -0.1239 | 990.8922 | 19990.9004
0.2936 | 49.9636 | -0.24563 | 981.8251 | 19981.8165 | 0.2936 | 49.9817 | -0.1239 | 990.8709 | 19990.8879
0.294 | 49.9635 | -0.24562 | 981.8117 | 19981.7917 | 0.294 | 49.9817 | -0.1239 | 990.8674 | 19990.8755
0.2944 | 49.9635 | -0.24562 | 981.776 | 19981.7669 | 0.2944 | 49.9817 | -0.1239 | 990.8461 | 19990.863
0.2948 | 49.9634 | -0.24561 | 981.7627 | 19981.7422 | 0.2948 | 49.9816 | -0.1239 | 990.8427 | 19990.8506
0.2952 | 49.9634 | -0.24561 | 981.7268 | 19981.7174 | 0.2952 | 49.9816 | -0.1239 | 990.8213 | 19990.8382
0.2956 | 49.9633 | -0.2456 | 981.7137 | 19981.6927 | 0.2956 | 49.9816 | -0.1239 | 990.8179 | 19990.8257
0.296 | 49.9633 | -0.2456 | 981.6776 | 19981.6679 | 0.296 | 49.9816 | -0.12389 | 990.7965 | 19990.8133
0.2964 | 49.9632 | -0.24559 | 981.6647 | 19981.6431 | 0.2964 | 49.9815 | -0.12389 | 990.7931 | 19990.8009
0.2968 | 49.9632 | -0.24558 | 981.6284 | 19981.6184 | 0.2968 | 49.9815 | -0.12389 | 990.7717 | 19990.7884
0.2972 | 49.9631 | -0.24558 | 981.6157 | 19981.5936 | 0.2972 | 49.9815 | -0.12389 | 990.7684 | 19990.776
0.2976 | 49.9631 | -0.24557 | 981.5793 | 19981.5688 | 0.2976 | 49.9815 | -0.12389 | 990.7468 | 19990.7636
0.298 | 49.963 | -0.24556 | 981.5667 | 19981.5441 | 0.298 | 49.9814 | -0.12389 | 990.7436 | 19990.7511
0.2984 | 49.963 | -0.24556 | 981.5301 | 19981.5193 | 0.2984 | 49.9814 | -0.12389 | 990.722 | 19990.7387
0.2988 | 49.9629 | -0.24555 | 981.5177 | 19981.4946 | 0.2988 | 49.9814 | -0.12388 | 990.7188 | 19990.7262
0.2992 | 49.9629 | -0.24555 | 981.4809 | 19981.4698 | 0.2992 | 49.9814 | -0.12388 | 990.6972 | 19990.7138
0.2996 | 49.9628 | -0.24556 | 981.3851 | 19981.445 | 0.2996 | 49.9813 | -0.12388 | 990.6941 | 19990.7014
0.3 | 49.9628 | -0.24555 | 981.3961 | 19981.4203 | 0.3 | 49.9813 | -0.12388 | 990.6724 | 19990.6889
0.3004 | 49.9627 | -0.24553 | 981.4263 | 19981.3955 | 0.3004 | 49.9813 | -0.12388 | 990.6738 | 19990.6765
0.3008 | 49.9627 | -0.24553 | 981.3852 | 19981.3708 | 0.3008 | 49.9813 | -0.12388 | 990.6418 | 19990.6641
0.3012 | 49.9626 | -0.24551 | 981.4189 | 19981.346 | 0.3012 | 49.9812 | -0.12387 | 990.6459 | 19990.6516
0.3016 | 49.9626 | -0.24553 | 981.2896 | 19981.3213 | 0.3016 | 49.9812 | -0.12387 | 990.6237 | 19990.6392
0.302 | 49.9625 | -0.24549 | 981.3865 | 19981.2965 | 0.302 | 49.9812 | -0.12387 | 990.6187 | 19990.6268
0.3024 | 49.9625 | -0.24551 | 981.2457 | 19981.2717 | 0.3024 | 49.9812 | -0.12387 | 990.5987 | 19990.6143
0.3028 | 49.9624 | -0.2455 | 981.2605 | 19981.247 | 0.3028 | 49.9811 | -0.12387 | 990.5947 | 19990.6019
0.3032 | 49.9624 | -0.2455 | 981.1831 | 19981.2222 | 0.3032 | 49.9811 | -0.12387 | 990.5733 | 19990.5895
0.3036 | 49.9623 | -0.2454 | 981.5442 | 19981.1975 | 0.3036 | 49.9811 | -0.12387 | 990.5701 | 19990.577
0.304 | 49.9623 | -0.24546 | 981.2511 | 19981.1727 | 0.304 | 49.9811 | -0.12387 | 990.5483 | 19990.5646
0.3044 | 49.9622 | -0.24547 | 981.1665 | 19981.148 | 0.3044 | 49.981 | -0.12386 | 990.5453 | 19990.5522
0.3048 | 49.9622 | -0.24545 | 981.2063 | 19981.1232 | 0.3048 | 49.981 | -0.12386 | 990.5235 | 19990.5397
0.3052 | 49.9621 | -0.24546 | 981.1005 | 19981.0984 | 0.3052 | 49.981 | -0.12386 | 990.5206 | 19990.5273
0.3056 | 49.9621 | -0.24545 | 981.1206 | 19981.0737 | 0.3056 | 49.981 | -0.12386 | 990.4986 | 19990.5149
0.306 | 49.9621 | -0.24547 | 980.9787 | 19981.0489 | 0.306 | 49.9809 | -0.12386 | 990.4958 | 19990.5024
0.3064 | 49.9621 | -0.24546 | 980.9881 | 19981.0242 | 0.3064 | 49.9809 | -0.12386 | 990.4738 | 19990.49
0.3068 | 49.962 | -0.24545 | 980.9806 | 19980.9994 | 0.3068 | 49.9809 | -0.12385 | 990.4771 | 19990.4775
0.3072 | 49.962 | -0.24544 | 980.9674 | 19980.9747 | 0.3072 | 49.9809 | -0.12386 | 990.4291 | 19990.4651
0.3076 | 49.9619 | -0.24543 | 980.9581 | 19980.9499 | 0.3076 | 49.9808 | -0.12383 | 990.6347 | 19990.4527
0.308 | 49.9619 | -0.24542 | 980.9299 | 19980.9252 | 0.308 | 49.9808 | -0.12387 | 990.2752 | 19990.4402
0.3084 | 49.9618 | -0.24541 | 980.9196 | 19980.9004 | 0.3084 | 49.9808 | -0.12383 | 990.5617 | 19990.4278
0.3088 | 49.9618 | -0.24541 | 980.8856 | 19980.8757 | 0.3088 | 49.9808 | -0.12385 | 990.4053 | 19990.4154
0.3092 | 49.9617 | -0.2454 | 980.8743 | 19980.8509 | 0.3092 | 49.9807 | -0.12384 | 990.4069 | 19990.4029
0.3096 | 49.9617 | -0.2454 | 980.838 | 19980.8262 | 0.3096 | 49.9807 | -0.12384 | 990.3757 | 19990.3905
0.31 | 49.9616 | -0.24539 | 980.8265 | 19980.8014 | 0.31 | 49.9807 | -0.12384 | 990.3797 | 19990.3781
0.3104 | 49.9616 | -0.24538 | 980.7893 | 19980.7767 | 0.3104 | 49.9807 | -0.12383 | 990.449 | 19990.3656
0.3108 | 49.9615 | -0.24538 | 980.7783 | 19980.7519 | 0.3108 | 49.9806 | -0.12383 | 990.4084 | 19990.3532
0.3112 | 49.9615 | -0.24537 | 980.7406 | 19980.7271 | 0.3112 | 49.9806 | -0.12384 | 990.3295 | 19990.3408
0.3116 | 49.9614 | -0.24536 | 980.7299 | 19980.7024 | 0.3116 | 49.9806 | -0.12384 | 990.3183 | 19990.3283
0.312 | 49.9614 | -0.24536 | 980.6919 | 19980.6776 | 0.312 | 49.9806 | -0.12383 | 990.3677 | 19990.3159
0.3124 | 49.9613 | -0.24535 | 980.6814 | 19980.6529 | 0.3124 | 49.9805 | -0.12383 | 990.3539 | 19990.3035
0.3128 | 49.9613 | -0.24535 | 980.6433 | 19980.6281 | 0.3128 | 49.9805 | -0.12383 | 990.2733 | 19990.291
0.3132 | 49.9612 | -0.24534 | 980.6327 | 19980.6034 | 0.3132 | 49.9805 | -0.12383 | 990.2757 | 19990.2786
0.3136 | 49.9612 | -0.24534 | 980.5948 | 19980.5786 | 0.3136 | 49.9805 | -0.12383 | 990.2533 | 19990.2662
0.314 | 49.9611 | -0.24533 | 980.5838 | 19980.5539 | 0.314 | 49.9804 | -0.12384 | 990.1457 | 19990.2537
0.3144 | 49.9611 | -0.24533 | 980.5463 | 19980.5291 | 0.3144 | 49.9804 | -0.12383 | 990.1975 | 19990.2413
0.3148 | 49.961 | -0.24532 | 980.5348 | 19980.5044 | 0.3148 | 49.9804 | -0.12383 | 990.1795 | 19990.2289
0.3152 | 49.961 | -0.24531 | 980.4979 | 19980.4796 | 0.3152 | 49.9804 | -0.12382 | 990.1906 | 19990.2164
0.3156 | 49.9609 | -0.2453 | 980.4856 | 19980.4549 | 0.3156 | 49.9803 | -0.12382 | 990.1817 | 19990.204
0.316 | 49.9609 | -0.2453 | 980.4496 | 19980.4302 | 0.316 | 49.9803 | -0.12382 | 990.1497 | 19990.1916
0.3164 | 49.9608 | -0.24529 | 980.4366 | 19980.4054 | 0.3164 | 49.9803 | -0.12383 | 990.0567 | 19990.1791
0.3168 | 49.9608 | -0.24529 | 980.4011 | 19980.3807 | 0.3168 | 49.9803 | -0.12382 | 990.1746 | 19990.1667
0.3172 | 49.9607 | -0.24528 | 980.3885 | 19980.3559 | 0.3172 | 49.9802 | -0.12379 | 990.3475 | 19990.1543
0.3176 | 49.9607 | -0.24528 | 980.3517 | 19980.3312 | 0.3176 | 49.9802 | -0.12381 | 990.1848 | 19990.1418
0.318 | 49.9606 | -0.24527 | 980.3405 | 19980.3064 | 0.318 | 49.9802 | -0.12381 | 990.1219 | 19990.1294
0.3184 | 49.9606 | -0.24527 | 980.3021 | 19980.2817 | 0.3184 | 49.9802 | -0.12382 | 990.0003 | 19990.117
0.3188 | 49.9605 | -0.24526 | 980.2926 | 19980.2569 | 0.3188 | 49.9801 | -0.12382 | 990.0198 | 19990.1045
0.3192 | 49.9605 | -0.24525 | 980.2524 | 19980.2322 | 0.3192 | 49.9801 | -0.1238 | 990.1339 | 19990.0921
0.3196 | 49.9604 | -0.24524 | 980.2447 | 19980.2074 | 0.3196 | 49.9801 | -0.12381 | 990.0679 | 19990.0797
0.32 | 49.9604 | -0.24524 | 980.2025 | 19980.1827 | 0.32 | 49.9801 | -0.1238 | 990.1089 | 19990.0672
0.3204 | 49.9603 | -0.24523 | 980.1968 | 19980.1579 | 0.3204 | 49.98 | -0.12378 | 990.2097 | 19990.0548
0.3208 | 49.9603 | -0.24523 | 980.1524 | 19980.1332 | 0.3208 | 49.98 | -0.1238 | 990.0784 | 19990.0424
0.3212 | 49.9602 | -0.24522 | 980.1488 | 19980.1084 | 0.3212 | 49.98 | -0.1238 | 990.067 | 19990.0299
0.3216 | 49.9602 | -0.24522 | 980.1021 | 19980.0837 | 0.3216 | 49.98 | -0.12379 | 990.054 | 19990.0175
0.322 | 49.9601 | -0.24521 | 980.1008 | 19980.059 | 0.322 | 49.9799 | -0.12379 | 990.0227 | 19990.0051
0.3224 | 49.9601 | -0.24521 | 980.0516 | 19980.0342 | 0.3224 | 49.9799 | -0.12379 | 990.0205 | 19989.9927
0.3228 | 49.96 | -0.2452 | 980.0525 | 19980.0095 | 0.3228 | 49.9799 | -0.12379 | 989.9926 | 19989.9802
0.3232 | 49.96 | -0.2452 | 980.0008 | 19979.9847 | 0.3232 | 49.9799 | -0.12379 | 989.9814 | 19989.9678
0.3236 | 49.9599 | -0.24518 | 980.004 | 19979.96 | 0.3236 | 49.9798 | -0.12379 | 989.9678 | 19989.9554
0.324 | 49.9599 | -0.24519 | 979.9497 | 19979.9352 | 0.324 | 49.9798 | -0.12379 | 989.9502 | 19989.9429
0.3244 | 49.9598 | -0.24517 | 979.9551 | 19979.9105 | 0.3244 | 49.9798 | -0.12379 | 989.9431 | 19989.9305
0.3248 | 49.9598 | -0.24517 | 979.8984 | 19979.8858 | 0.3248 | 49.9798 | -0.12379 | 989.9226 | 19989.9181
0.3252 | 49.9597 | -0.24516 | 979.9057 | 19979.861 | 0.3252 | 49.9797 | -0.12378 | 989.9188 | 19989.9056
0.3256 | 49.9597 | -0.24516 | 979.8466 | 19979.8363 | 0.3256 | 49.9797 | -0.12378 | 989.8969 | 19989.8932
0.326 | 49.9596 | -0.24515 | 979.8558 | 19979.8115 | 0.326 | 49.9797 | -0.12378 | 989.8953 | 19989.8808
0.3264 | 49.9596 | -0.24515 | 979.7945 | 19979.7868 | 0.3264 | 49.9797 | -0.12378 | 989.8709 | 19989.8683
0.3268 | 49.9595 | -0.24514 | 979.8053 | 19979.762 | 0.3268 | 49.9797 | -0.12378 | 989.8727 | 19989.8559
0.3272 | 49.9595 | -0.24514 | 979.742 | 19979.7373 | 0.3272 | 49.9797 | -0.12378 | 989.8525 | 19989.8435
0.3276 | 49.9594 | -0.24513 | 979.754 | 19979.7126 | 0.3276 | 49.9796 | -0.12377 | 989.8553 | 19989.831
0.328 | 49.9594 | -0.24513 | 979.6891 | 19979.6878 | 0.328 | 49.9796 | -0.12377 | 989.8291 | 19989.8186
0.3284 | 49.9593 | -0.24512 | 979.7019 | 19979.6631 | 0.3284 | 49.9796 | -0.12377 | 989.8299 | 19989.8062
0.3288 | 49.9593 | -0.24512 | 979.6359 | 19979.6384 | 0.3288 | 49.9796 | -0.12377 | 989.8046 | 19989.7938
0.3292 | 49.9592 | -0.2451 | 979.649 | 19979.6136 | 0.3292 | 49.9795 | -0.12377 | 989.805 | 19989.7813
0.3296 | 49.9592 | -0.24511 | 979.5822 | 19979.5889 | 0.3296 | 49.9795 | -0.12377 | 989.7803 | 19989.7689
0.33 | 49.9591 | -0.24509 | 979.5953 | 19979.5641 | 0.33 | 49.9795 | -0.12376 | 989.7808 | 19989.7565
0.3304 | 49.9591 | -0.2451 | 979.5283 | 19979.5394 | 0.3304 | 49.9795 | -0.12376 | 989.7561 | 19989.744
0.3308 | 49.959 | -0.24508 | 979.5408 | 19979.5147 | 0.3308 | 49.9794 | -0.12376 | 989.7568 | 19989.7316
0.3312 | 49.959 | -0.24509 | 979.4742 | 19979.4899 | 0.3312 | 49.9794 | -0.12376 | 989.7318 | 19989.7192
0.3316 | 49.9589 | -0.24507 | 979.4855 | 19979.4652 | 0.3316 | 49.9794 | -0.12376 | 989.7326 | 19989.7067
0.332 | 49.9589 | -0.24508 | 979.42 | 19979.4404 | 0.332 | 49.9794 | -0.12376 | 989.7075 | 19989.6943
0.3324 | 49.9588 | -0.24506 | 979.4298 | 19979.4157 | 0.3324 | 49.9793 | -0.12375 | 989.7084 | 19989.6819
0.3328 | 49.9588 | -0.24507 | 979.3659 | 19979.391 | 0.3328 | 49.9793 | -0.12375 | 989.6831 | 19989.6694
0.3332 | 49.9587 | -0.24505 | 979.3738 | 19979.3662 | 0.3332 | 49.9793 | -0.12375 | 989.6842 | 19989.657
0.3336 | 49.9587 | -0.24506 | 979.3121 | 19979.3415 | 0.3336 | 49.9793 | -0.12375 | 989.6589 | 19989.6446
0.334 | 49.9586 | -0.24504 | 979.3178 | 19979.3168 | 0.334 | 49.9792 | -0.12375 | 989.66 | 19989.6322
0.3344 | 49.9586 | -0.24505 | 979.2589 | 19979.292 | 0.3344 | 49.9792 | -0.12375 | 989.6349 | 19989.6197
0.3348 | 49.9585 | -0.24503 | 979.2623 | 19979.2673 | 0.3348 | 49.9792 | -0.12375 | 989.6361 | 19989.6073
0.3352 | 49.9585 | -0.24503 | 979.2064 | 19979.2426 | 0.3352 | 49.9792 | -0.12375 | 989.611 | 19989.5949
0.3356 | 49.9584 | -0.24502 | 979.2077 | 19979.2178 | 0.3356 | 49.9791 | -0.12374 | 989.6125 | 19989.5824
0.336 | 49.9584 | -0.24503 | 979.1189 | 19979.1931 | 0.336 | 49.9791 | -0.12374 | 989.5875 | 19989.57
0.3364 | 49.9583 | -0.24498 | 979.2706 | 19979.1683 | 0.3364 | 49.9791 | -0.12374 | 989.5891 | 19989.5576
0.3368 | 49.9583 | -0.24496 | 979.3211 | 19979.1436 | 0.3368 | 49.9791 | -0.12374 | 989.5641 | 19989.5451
0.3372 | 49.9582 | -0.24497 | 979.2178 | 19979.1189 | 0.3372 | 49.979 | -0.12374 | 989.5658 | 19989.5327
0.3376 | 49.9582 | -0.24499 | 979.0982 | 19979.0941 | 0.3376 | 49.979 | -0.12374 | 989.5408 | 19989.5203
0.338 | 49.9581 | -0.24498 | 979.0726 | 19979.0694 | 0.338 | 49.979 | -0.12373 | 989.5427 | 19989.5079
0.3384 | 49.9581 | -0.24498 | 979.0257 | 19979.0447 | 0.3384 | 49.979 | -0.12373 | 989.5177 | 19989.4954
0.3388 | 49.958 | -0.24497 | 979.0237 | 19979.0199 | 0.3388 | 49.9789 | -0.12373 | 989.5197 | 19989.483
0.3392 | 49.958 | -0.24495 | 979.0695 | 19978.9952 | 0.3392 | 49.9789 | -0.12373 | 989.4946 | 19989.4706
0.3396 | 49.9579 | -0.24494 | 979.065 | 19978.9705 | 0.3396 | 49.9789 | -0.12373 | 989.4966 | 19989.4581
0.34 | 49.9579 | -0.24493 | 979.036 | 19978.9457 | 0.34 | 49.9789 | -0.12373 | 989.4715 | 19989.4457
0.3404 | 49.9578 | -0.24496 | 978.9007 | 19978.921 | 0.3404 | 49.9788 | -0.12372 | 989.4736 | 19989.4333
0.3408 | 49.9578 | -0.24497 | 978.7981 | 19978.8963 | 0.3408 | 49.9788 | -0.12372 | 989.4485 | 19989.4209
0.3412 | 49.9577 | -0.24494 | 978.8871 | 19978.8715 | 0.3412 | 49.9788 | -0.12372 | 989.4506 | 19989.4084
0.3416 | 49.9577 | -0.24496 | 978.7476 | 19978.8468 | 0.3416 | 49.9788 | -0.12372 | 989.4254 | 19989.396
0.342 | 49.9576 | -0.24493 | 978.8268 | 19978.8221 | 0.342 | 49.9787 | -0.12372 | 989.4275 | 19989.3836
0.3424 | 49.9576 | -0.24491 | 978.8524 | 19978.7974 | 0.3424 | 49.9787 | -0.12372 | 989.4024 | 19989.3711
0.3428 | 49.9575 | -0.24488 | 978.9337 | 19978.7726 | 0.3428 | 49.9787 | -0.12371 | 989.4045 | 19989.3587
0.3432 | 49.9575 | -0.2449 | 978.7961 | 19978.7479 | 0.3432 | 49.9787 | -0.12371 | 989.3793 | 19989.3463
0.3436 | 49.9574 | -0.24491 | 978.6882 | 19978.7232 | 0.3436 | 49.9786 | -0.12371 | 989.3814 | 19989.3338
0.344 | 49.9574 | -0.24488 | 978.7771 | 19978.6985 | 0.344 | 49.9786 | -0.12371 | 989.3562 | 19989.3214
0.3444 | 49.9573 | -0.24485 | 978.8334 | 19978.6737 | 0.3444 | 49.9786 | -0.12371 | 989.3583 | 19989.309
0.3448 | 49.9573 | -0.24487 | 978.7161 | 19978.649 | 0.3448 | 49.9786 | -0.12371 | 989.333 | 19989.2966
0.3452 | 49.9572 | -0.24486 | 978.7275 | 19978.6243 | 0.3452 | 49.9785 | -0.1237 | 989.3352 | 19989.2841
0.3456 | 49.9572 | -0.24486 | 978.6799 | 19978.5995 | 0.3456 | 49.9785 | -0.1237 | 989.3098 | 19989.2717
0.346 | 49.9571 | -0.24486 | 978.6098 | 19978.5748 | 0.346 | 49.9785 | -0.1237 | 989.312 | 19989.2593
0.3464 | 49.9571 | -0.24487 | 978.5381 | 19978.5501 | 0.3464 | 49.9785 | -0.1237 | 989.2866 | 19989.2469
0.3468 | 49.957 | -0.24486 | 978.5311 | 19978.5254 | 0.3468 | 49.9784 | -0.1237 | 989.2887 | 19989.2344
0.3472 | 49.957 | -0.24485 | 978.5266 | 19978.5006 | 0.3472 | 49.9784 | -0.1237 | 989.2633 | 19989.222
0.3476 | 49.957 | -0.24483 | 978.5321 | 19978.4759 | 0.3476 | 49.9784 | -0.12369 | 989.2654 | 19989.2096
0.348 | 49.957 | -0.24483 | 978.4876 | 19978.4512 | 0.348 | 49.9784 | -0.12369 | 989.2399 | 19989.1971
0.3484 | 49.9569 | -0.24482 | 978.4758 | 19978.4264 | 0.3484 | 49.9783 | -0.12369 | 989.242 | 19989.1847
0.3488 | 49.9569 | -0.24481 | 978.4626 | 19978.4017 | 0.3488 | 49.9783 | -0.12369 | 989.2165 | 19989.1723
0.3492 | 49.9568 | -0.24479 | 978.4991 | 19978.377 | 0.3492 | 49.9783 | -0.12369 | 989.2185 | 19989.1599
0.3496 | 49.9568 | -0.2448 | 978.4214 | 19978.3523 | 0.3496 | 49.9783 | -0.12369 | 989.193 | 19989.1474
0.35 | 49.9567 | -0.2448 | 978.3756 | 19978.3275 | 0.35 | 49.9782 | -0.12369 | 989.195 | 19989.135
0.3504 | 49.9567 | -0.24482 | 978.2323 | 19978.3028 | 0.3504 | 49.9782 | -0.12369 | 989.1694 | 19989.1226
0.3508 | 49.9566 | -0.24477 | 978.3729 | 19978.2781 | 0.3508 | 49.9782 | -0.12368 | 989.1714 | 19989.1101
0.3512 | 49.9566 | -0.24477 | 978.3605 | 19978.2534 | 0.3512 | 49.9782 | -0.12368 | 989.1458 | 19989.0977
0.3516 | 49.9565 | -0.24477 | 978.2899 | 19978.2286 | 0.3516 | 49.9781 | -0.12368 | 989.1477 | 19989.0853
0.352 | 49.9565 | -0.24476 | 978.2877 | 19978.2039 | 0.352 | 49.9781 | -0.12368 | 989.1221 | 19989.0729
0.3524 | 49.9564 | -0.24474 | 978.3339 | 19978.1792 | 0.3524 | 49.9781 | -0.12368 | 989.124 | 19989.0604
0.3528 | 49.9564 | -0.24475 | 978.2498 | 19978.1545 | 0.3528 | 49.9781 | -0.12368 | 989.0983 | 19989.048
0.3532 | 49.9563 | -0.24474 | 978.2303 | 19978.1298 | 0.3532 | 49.978 | -0.12367 | 989.1002 | 19989.0356
0.3536 | 49.9563 | -0.24474 | 978.1953 | 19978.105 | 0.3536 | 49.978 | -0.12367 | 989.0744 | 19989.0232
0.354 | 49.9562 | -0.24472 | 978.204 | 19978.0803 | 0.354 | 49.978 | -0.12367 | 989.0763 | 19989.0107
0.3544 | 49.9562 | -0.24472 | 978.1482 | 19978.0556 | 0.3544 | 49.978 | -0.12367 | 989.0505 | 19988.9983
0.3548 | 49.9561 | -0.24471 | 978.1427 | 19978.0309 | 0.3548 | 49.9779 | -0.12367 | 989.0524 | 19988.9859
0.3552 | 49.9561 | -0.24471 | 978.0978 | 19978.0061 | 0.3552 | 49.9779 | -0.12367 | 989.0265 | 19988.9735
0.3556 | 49.956 | -0.2447 | 978.1003 | 19977.9814 | 0.3556 | 49.9779 | -0.12366 | 989.0283 | 19988.961
0.356 | 49.956 | -0.2447 | 978.0493 | 19977.9567 | 0.356 | 49.9779 | -0.12366 | 989.0025 | 19988.9486
0.3564 | 49.9559 | -0.24469 | 978.0487 | 19977.932 | 0.3564 | 49.9778 | -0.12366 | 989.0043 | 19988.9362
0.3568 | 49.9559 | -0.24469 | 978.0001 | 19977.9073 | 0.3568 | 49.9778 | -0.12366 | 988.9784 | 19988.9237
0.3572 | 49.9558 | -0.24468 | 978.0016 | 19977.8825 | 0.3572 | 49.9778 | -0.12366 | 988.9801 | 19988.9113
0.3576 | 49.9558 | -0.24468 | 977.9514 | 19977.8578 | 0.3576 | 49.9778 | -0.12366 | 988.9542 | 19988.8989
0.358 | 49.9557 | -0.24466 | 977.9523 | 19977.8331 | 0.358 | 49.9777 | -0.12365 | 988.9559 | 19988.8865
0.3584 | 49.9557 | -0.24466 | 977.9026 | 19977.8084 | 0.3584 | 49.9777 | -0.12365 | 988.9299 | 19988.874
0.3588 | 49.9556 | -0.24465 | 977.9039 | 19977.7837 | 0.3588 | 49.9777 | -0.12365 | 988.9316 | 19988.8616
0.3592 | 49.9556 | -0.24465 | 977.8539 | 19977.7589 | 0.3592 | 49.9777 | -0.12365 | 988.9055 | 19988.8492
0.3596 | 49.9555 | -0.24464 | 977.8551 | 19977.7342 | 0.3596 | 49.9776 | -0.12365 | 988.9072 | 19988.8368
0.36 | 49.9555 | -0.24464 | 977.8051 | 19977.7095 | 0.36 | 49.9776 | -0.12365 | 988.8811 | 19988.8243
0.3604 | 49.9554 | -0.24463 | 977.8065 | 19977.6848 | 0.3604 | 49.9776 | -0.12365 | 988.8828 | 19988.8119
0.3608 | 49.9554 | -0.24463 | 977.7563 | 19977.6601 | 0.3608 | 49.9776 | -0.12365 | 988.8566 | 19988.7995
0.3612 | 49.9553 | -0.24463 | 977.7197 | 19977.6354 | 0.3612 | 49.9775 | -0.12364 | 988.8581 | 19988.7871
0.3616 | 49.9553 | -0.24463 | 977.6411 | 19977.6106 | 0.3616 | 49.9775 | -0.12364 | 988.8319 | 19988.7746
0.362 | 49.9552 | -0.24463 | 977.5948 | 19977.5859 | 0.362 | 49.9775 | -0.12364 | 988.8294 | 19988.7622
0.3624 | 49.9552 | -0.24462 | 977.6115 | 19977.5612 | 0.3624 | 49.9775 | -0.12364 | 988.7741 | 19988.7498
0.3628 | 49.9551 | -0.2446 | 977.6207 | 19977.5365 | 0.3628 | 49.9774 | -0.12364 | 988.799 | 19988.7374
0.3632 | 49.9551 | -0.2446 | 977.5724 | 19977.5118 | 0.3632 | 49.9774 | -0.12364 | 988.7693 | 19988.7249
0.3636 | 49.955 | -0.24455 | 977.7256 | 19977.4871 | 0.3636 | 49.9774 | -0.12364 | 988.7157 | 19988.7125
0.364 | 49.955 | -0.24459 | 977.5178 | 19977.4624 | 0.364 | 49.9774 | -0.12364 | 988.7235 | 19988.7001
0.3644 | 49.9549 | -0.24459 | 977.4945 | 19977.4376 | 0.3644 | 49.9773 | -0.12363 | 988.7958 | 19988.6877
0.3648 | 49.9549 | -0.24458 | 977.47 | 19977.4129 | 0.3648 | 49.9773 | -0.12364 | 988.6872 | 19988.6752
0.3652 | 49.9548 | -0.24457 | 977.4462 | 19977.3882 | 0.3652 | 49.9773 | -0.12364 | 988.6078 | 19988.6628
0.3656 | 49.9548 | -0.24457 | 977.4219 | 19977.3635 | 0.3656 | 49.9773 | -0.12364 | 988.6299 | 19988.6504
0.366 | 49.9547 | -0.24456 | 977.3984 | 19977.3388 | 0.366 | 49.9772 | -0.12364 | 988.5888 | 19988.638
0.3664 | 49.9547 | -0.24456 | 977.3732 | 19977.3141 | 0.3664 | 49.9772 | -0.12364 | 988.5709 | 19988.6255
0.3668 | 49.9546 | -0.24455 | 977.3509 | 19977.2894 | 0.3668 | 49.9772 | -0.12364 | 988.5599 | 19988.6131
0.3672 | 49.9546 | -0.24455 | 977.3237 | 19977.2646 | 0.3672 | 49.9772 | -0.12364 | 988.523 | 19988.6007
0.3676 | 49.9545 | -0.24454 | 977.3037 | 19977.2399 | 0.3676 | 49.9771 | -0.12364 | 988.5277 | 19988.5883
0.368 | 49.9545 | -0.24453 | 977.2732 | 19977.2152 | 0.368 | 49.9771 | -0.12364 | 988.488 | 19988.5758
0.3684 | 49.9544 | -0.24453 | 977.2566 | 19977.1905 | 0.3684 | 49.9771 | -0.12363 | 988.4987 | 19988.5634
0.3688 | 49.9544 | -0.24452 | 977.22 | 19977.1658 | 0.3688 | 49.9771 | -0.12363 | 988.4644 | 19988.551
0.3692 | 49.9543 | -0.24451 | 977.2088 | 19977.1411 | 0.3692 | 49.977 | -0.12363 | 988.473 | 19988.5386
0.3696 | 49.9543 | -0.24451 | 977.1658 | 19977.1164 | 0.3696 | 49.977 | -0.12363 | 988.4323 | 19988.5261
0.37 | 49.9542 | -0.2445 | 977.1612 | 19977.0917 | 0.37 | 49.977 | -0.12362 | 988.4677 | 19988.5137
0.3704 | 49.9542 | -0.2445 | 977.132 | 19977.067 | 0.3704 | 49.977 | -0.12362 | 988.4675 | 19988.5013
0.3708 | 49.9541 | -0.24448 | 977.1558 | 19977.0422 | 0.3708 | 49.9769 | -0.12362 | 988.4785 | 19988.4889
0.3712 | 49.9541 | -0.24448 | 977.0997 | 19977.0175 | 0.3712 | 49.9769 | -0.12361 | 988.5311 | 19988.4764
0.3716 | 49.954 | -0.24446 | 977.1172 | 19976.9928 | 0.3716 | 49.9769 | -0.1236 | 988.5564 | 19988.464
0.372 | 49.954 | -0.24447 | 977.0592 | 19976.9681 | 0.372 | 49.9769 | -0.1236 | 988.5093 | 19988.4516
0.3724 | 49.9539 | -0.24445 | 977.074 | 19976.9434 | 0.3724 | 49.9768 | -0.1236 | 988.4881 | 19988.4392
0.3728 | 49.9539 | -0.24447 | 976.9745 | 19976.9187 | 0.3728 | 49.9768 | -0.1236 | 988.4839 | 19988.4268
0.3732 | 49.9538 | -0.24448 | 976.8459 | 19976.894 | 0.3732 | 49.9768 | -0.1236 | 988.4854 | 19988.4143
0.3736 | 49.9538 | -0.24444 | 976.9707 | 19976.8693 | 0.3736 | 49.9768 | -0.1236 | 988.4541 | 19988.4019
0.374 | 49.9537 | -0.24445 | 976.898 | 19976.8446 | 0.374 | 49.9767 | -0.12359 | 988.4818 | 19988.3895
0.3744 | 49.9537 | -0.24448 | 976.7207 | 19976.8199 | 0.3744 | 49.9767 | -0.12359 | 988.4629 | 19988.3771
0.3748 | 49.9536 | -0.24445 | 976.8147 | 19976.7952 | 0.3748 | 49.9767 | -0.12361 | 988.3069 | 19988.3646
0.3752 | 49.9536 | -0.24443 | 976.8398 | 19976.7705 | 0.3752 | 49.9767 | -0.12359 | 988.406 | 19988.3522
0.3756 | 49.9535 | -0.24436 | 977.0411 | 19976.7457 | 0.3756 | 49.9766 | -0.12359 | 988.432 | 19988.3398
0.376 | 49.9535 | -0.24441 | 976.7924 | 19976.721 | 0.376 | 49.9766 | -0.12359 | 988.3532 | 19988.3274
0.3764 | 49.9534 | -0.24442 | 976.7214 | 19976.6963 | 0.3764 | 49.9766 | -0.12358 | 988.4213 | 19988.3149
0.3768 | 49.9534 | -0.24441 | 976.7303 | 19976.6716 | 0.3768 | 49.9766 | -0.12359 | 988.3497 | 19988.3025
0.3772 | 49.9533 | -0.24441 | 976.6782 | 19976.6469 | 0.3772 | 49.9765 | -0.12358 | 988.3765 | 19988.2901
0.3776 | 49.9533 | -0.2444 | 976.6644 | 19976.6222 | 0.3776 | 49.9765 | -0.12358 | 988.344 | 19988.2777
0.378 | 49.9532 | -0.2444 | 976.631 | 19976.5975 | 0.378 | 49.9765 | -0.12358 | 988.3052 | 19988.2653
0.3784 | 49.9532 | -0.24439 | 976.5955 | 19976.5728 | 0.3784 | 49.9765 | -0.12358 | 988.3043 | 19988.2528
0.3788 | 49.9531 | -0.24438 | 976.5864 | 19976.5481 | 0.3788 | 49.9764 | -0.12357 | 988.3568 | 19988.2404
0.3792 | 49.9531 | -0.24438 | 976.5319 | 19976.5234 | 0.3792 | 49.9764 | -0.12357 | 988.3294 | 19988.228
0.3796 | 49.953 | -0.24437 | 976.5298 | 19976.4987 | 0.3796 | 49.9764 | -0.12359 | 988.1646 | 19988.2156
0.38 | 49.953 | -0.24438 | 976.4626 | 19976.474 | 0.38 | 49.9764 | -0.12358 | 988.185 | 19988.2031
0.3804 | 49.9529 | -0.24436 | 976.4708 | 19976.4493 | 0.3804 | 49.9763 | -0.12359 | 988.1434 | 19988.1907
0.3808 | 49.9529 | -0.24437 | 976.4017 | 19976.4246 | 0.3808 | 49.9763 | -0.1236 | 987.9798 | 19988.1783
0.3812 | 49.9528 | -0.24435 | 976.4181 | 19976.3999 | 0.3812 | 49.9763 | -0.12358 | 988.1274 | 19988.1659
0.3816 | 49.9528 | -0.24435 | 976.3678 | 19976.3752 | 0.3816 | 49.9763 | -0.12358 | 988.1015 | 19988.1535
0.382 | 49.9527 | -0.24436 | 976.2855 | 19976.3505 | 0.382 | 49.9762 | -0.12357 | 988.1623 | 19988.141
0.3824 | 49.9527 | -0.24431 | 976.4308 | 19976.3258 | 0.3824 | 49.9762 | -0.12357 | 988.1859 | 19988.1286
0.3828 | 49.9526 | -0.24432 | 976.3539 | 19976.3011 | 0.3828 | 49.9762 | -0.12357 | 988.1012 | 19988.1162
0.3832 | 49.9526 | -0.24434 | 976.2403 | 19976.2764 | 0.3832 | 49.9762 | -0.12358 | 987.9971 | 19988.1038
0.3836 | 49.9525 | -0.24431 | 976.3033 | 19976.2517 | 0.3836 | 49.9761 | -0.12358 | 988.0361 | 19988.0913
0.384 | 49.9525 | -0.24432 | 976.1924 | 19976.227 | 0.384 | 49.9761 | -0.12357 | 988.0772 | 19988.0789
0.3844 | 49.9525 | -0.24431 | 976.2241 | 19976.2023 | 0.3844 | 49.9761 | -0.12357 | 988.0625 | 19988.0665
0.3848 | 49.9525 | -0.24434 | 976.0434 | 19976.1776 | 0.3848 | 49.9761 | -0.12357 | 988.034 | 19988.0541
0.3852 | 49.9524 | -0.2443 | 976.1543 | 19976.1529 | 0.3852 | 49.976 | -0.12357 | 988.0148 | 19988.0417
0.3856 | 49.9524 | -0.24428 | 976.1667 | 19976.1282 | 0.3856 | 49.976 | -0.12357 | 987.927 | 19988.0292
0.386 | 49.9523 | -0.24431 | 976.0282 | 19976.1035 | 0.386 | 49.976 | -0.12357 | 987.9702 | 19988.0168
0.3864 | 49.9523 | -0.24425 | 976.2012 | 19976.0788 | 0.3864 | 49.976 | -0.12356 | 987.9821 | 19988.0044
0.3868 | 49.9522 | -0.24426 | 976.1355 | 19976.0541 | 0.3868 | 49.9759 | -0.12356 | 987.9427 | 19987.992
0.3872 | 49.9522 | -0.24426 | 976.0649 | 19976.0294 | 0.3872 | 49.9759 | -0.12356 | 987.92 | 19987.9796
0.3876 | 49.9521 | -0.24424 | 976.0818 | 19976.0047 | 0.3876 | 49.9759 | -0.12356 | 987.9119 | 19987.9671
0.388 | 49.9521 | -0.24424 | 976.037 | 19975.98 | 0.388 | 49.9759 | -0.12356 | 987.8674 | 19987.9547
0.3884 | 49.952 | -0.24424 | 976.0009 | 19975.9553 | 0.3884 | 49.9758 | -0.12356 | 987.8776 | 19987.9423
0.3888 | 49.952 | -0.24426 | 975.9013 | 19975.9306 | 0.3888 | 49.9758 | -0.12356 | 987.8489 | 19987.9299
0.3892 | 49.9519 | -0.24418 | 976.1613 | 19975.9059 | 0.3892 | 49.9758 | -0.12356 | 987.8581 | 19987.9175
0.3896 | 49.9519 | -0.24422 | 975.9461 | 19975.8812 | 0.3896 | 49.9758 | -0.12354 | 987.9252 | 19987.905
0.39 | 49.9518 | -0.24422 | 975.9006 | 19975.8565 | 0.39 | 49.9757 | -0.12353 | 988.039 | 19987.8926
0.3904 | 49.9518 | -0.24421 | 975.8909 | 19975.8318 | 0.3904 | 49.9757 | -0.12353 | 987.9496 | 19987.8802
0.3908 | 49.9517 | -0.24421 | 975.8565 | 19975.8071 | 0.3908 | 49.9757 | -0.12355 | 987.8345 | 19987.8678
0.3912 | 49.9517 | -0.2442 | 975.8287 | 19975.7824 | 0.3912 | 49.9757 | -0.12355 | 987.7608 | 19987.8553
0.3916 | 49.9516 | -0.24419 | 975.8075 | 19975.7577 | 0.3916 | 49.9756 | -0.12354 | 987.8007 | 19987.8429
0.392 | 49.9516 | -0.24419 | 975.7541 | 19975.733 | 0.392 | 49.9756 | -0.12354 | 987.8185 | 19987.8305
0.3924 | 49.9515 | -0.24418 | 975.7487 | 19975.7083 | 0.3924 | 49.9756 | -0.12354 | 987.7595 | 19987.8181
0.3928 | 49.9515 | -0.24419 | 975.6765 | 19975.6836 | 0.3928 | 49.9756 | -0.12355 | 987.6684 | 19987.8057
0.3932 | 49.9514 | -0.24418 | 975.6895 | 19975.6589 | 0.3932 | 49.9755 | -0.12354 | 987.7271 | 19987.7932
0.3936 | 49.9514 | -0.24418 | 975.6126 | 19975.6342 | 0.3936 | 49.9755 | -0.12353 | 987.8078 | 19987.7808
0.394 | 49.9513 | -0.24416 | 975.639 | 19975.6095 | 0.394 | 49.9755 | -0.12352 | 987.8755 | 19987.7684
0.3944 | 49.9513 | -0.24415 | 975.6665 | 19975.5849 | 0.3944 | 49.9755 | -0.12352 | 987.8195 | 19987.756
0.3948 | 49.9512 | -0.24411 | 975.7702 | 19975.5602 | 0.3948 | 49.9754 | -0.12353 | 987.7227 | 19987.7436
0.3952 | 49.9512 | -0.24413 | 975.6215 | 19975.5355 | 0.3952 | 49.9754 | -0.12354 | 987.6579 | 19987.7311
0.3956 | 49.9511 | -0.24414 | 975.5318 | 19975.5108 | 0.3956 | 49.9754 | -0.12353 | 987.6826 | 19987.7187
0.396 | 49.9511 | -0.24413 | 975.5396 | 19975.4861 | 0.396 | 49.9754 | -0.12352 | 987.7615 | 19987.7063
0.3964 | 49.951 | -0.24413 | 975.4902 | 19975.4614 | 0.3964 | 49.9753 | -0.1235 | 987.8651 | 19987.6939
0.3968 | 49.951 | -0.24414 | 975.3837 | 19975.4367 | 0.3968 | 49.9753 | -0.12351 | 987.7443 | 19987.6815
0.3972 | 49.9509 | -0.24412 | 975.438 | 19975.412 | 0.3972 | 49.9753 | -0.12352 | 987.6393 | 19987.669
0.3976 | 49.9509 | -0.2441 | 975.4766 | 19975.3873 | 0.3976 | 49.9753 | -0.12353 | 987.5577 | 19987.6566
0.398 | 49.9508 | -0.24406 | 975.5614 | 19975.3626 | 0.398 | 49.9752 | -0.12352 | 987.6182 | 19987.6442
0.3984 | 49.9508 | -0.24408 | 975.4281 | 19975.3379 | 0.3984 | 49.9752 | -0.12351 | 987.6919 | 19987.6318
0.3988 | 49.9507 | -0.24411 | 975.3071 | 19975.3132 | 0.3988 | 49.9752 | -0.12351 | 987.6414 | 19987.6194
0.3992 | 49.9507 | -0.24407 | 975.3916 | 19975.2886 | 0.3992 | 49.9752 | -0.1235 | 987.6626 | 19987.607
0.3996 | 49.9506 | -0.24404 | 975.4552 | 19975.2639 | 0.3996 | 49.9751 | -0.1235 | 987.6875 | 19987.5945
0.4 | 49.9506 | -0.24406 | 975.3202 | 19975.2392 | 0.4 | 49.9751 | -0.1235 | 987.6439 | 19987.5821
0.4004 | 49.9505 | -0.24407 | 975.2496 | 19975.2145 | 0.4004 | 49.9751 | -0.1235 | 987.6575 | 19987.5697
0.4008 | 49.9505 | -0.24407 | 975.2036 | 19975.1898 | 0.4008 | 49.9751 | -0.1235 | 987.6087 | 19987.5573
0.4012 | 49.9504 | -0.24405 | 975.2398 | 19975.1651 | 0.4012 | 49.9751 | -0.1235 | 987.5476 | 19987.5449
0.4016 | 49.9504 | -0.24402 | 975.3144 | 19975.1404 | 0.4016 | 49.9751 | -0.1235 | 987.5266 | 19987.5324
0.402 | 49.9503 | -0.24405 | 975.1444 | 19975.1157 | 0.402 | 49.975 | -0.1235 | 987.5073 | 19987.52
0.4024 | 49.9503 | -0.24404 | 975.1244 | 19975.0911 | 0.4024 | 49.975 | -0.12351 | 987.4152 | 19987.5076
0.4028 | 49.9502 | -0.24401 | 975.2019 | 19975.0664 | 0.4028 | 49.975 | -0.1235 | 987.4641 | 19987.4952
0.4032 | 49.9502 | -0.24402 | 975.0949 | 19975.0417 | 0.4032 | 49.975 | -0.12349 | 987.5382 | 19987.4828
0.4036 | 49.9501 | -0.24399 | 975.1948 | 19975.017 | 0.4036 | 49.9749 | -0.12348 | 987.5662 | 19987.4703
0.404 | 49.9501 | -0.244 | 975.0797 | 19974.9923 | 0.404 | 49.9749 | -0.12349 | 987.4898 | 19987.4579
0.4044 | 49.95 | -0.24395 | 975.2336 | 19974.9676 | 0.4044 | 49.9749 | -0.12349 | 987.4991 | 19987.4455
0.4048 | 49.95 | -0.244 | 975.0137 | 19974.9429 | 0.4048 | 49.9749 | -0.12348 | 987.4833 | 19987.4331
0.4052 | 49.9499 | -0.24399 | 975.0048 | 19974.9182 | 0.4052 | 49.9748 | -0.12349 | 987.4018 | 19987.4207
0.4056 | 49.9499 | -0.24398 | 974.9642 | 19974.8936 | 0.4056 | 49.9748 | -0.12348 | 987.4446 | 19987.4083
0.406 | 49.9498 | -0.24397 | 974.956 | 19974.8689 | 0.406 | 49.9748 | -0.12347 | 987.486 | 19987.3958
0.4064 | 49.9498 | -0.24397 | 974.9154 | 19974.8442 | 0.4064 | 49.9748 | -0.12348 | 987.4432 | 19987.3834
0.4068 | 49.9497 | -0.24396 | 974.9072 | 19974.8195 | 0.4068 | 49.9747 | -0.12347 | 987.4667 | 19987.371
0.4072 | 49.9497 | -0.24396 | 974.8667 | 19974.7948 | 0.4072 | 49.9747 | -0.12347 | 987.424 | 19987.3586
0.4076 | 49.9496 | -0.24395 | 974.8584 | 19974.7701 | 0.4076 | 49.9747 | -0.12347 | 987.4352 | 19987.3462
0.408 | 49.9496 | -0.24395 | 974.8179 | 19974.7455 | 0.408 | 49.9747 | -0.12347 | 987.3786 | 19987.3338
0.4084 | 49.9495 | -0.24394 | 974.8096 | 19974.7208 | 0.4084 | 49.9746 | -0.12347 | 987.3409 | 19987.3213
0.4088 | 49.9495 | -0.24394 | 974.7691 | 19974.6961 | 0.4088 | 49.9746 | -0.12348 | 987.2868 | 19987.3089
0.4092 | 49.9494 | -0.24393 | 974.7608 | 19974.6714 | 0.4092 | 49.9746 | -0.12349 | 987.1618 | 19987.2965
0.4096 | 49.9494 | -0.24392 | 974.7203 | 19974.6467 | 0.4096 | 49.9746 | -0.12346 | 987.3823 | 19987.2841
0.41 | 49.9493 | -0.24392 | 974.712 | 19974.622 | 0.41 | 49.9745 | -0.12348 | 987.1971 | 19987.2717
0.4104 | 49.9493 | -0.24391 | 974.6715 | 19974.5974 | 0.4104 | 49.9745 | -0.12351 | 986.9529 | 19987.2592
0.4108 | 49.9492 | -0.2439 | 974.6632 | 19974.5727 | 0.4108 | 49.9745 | -0.12348 | 987.1204 | 19987.2468
0.4112 | 49.9492 | -0.2439 | 974.6228 | 19974.548 | 0.4112 | 49.9745 | -0.12347 | 987.2449 | 19987.2344
0.4116 | 49.9491 | -0.24389 | 974.6145 | 19974.5233 | 0.4116 | 49.9744 | -0.12345 | 987.3567 | 19987.222
0.412 | 49.9491 | -0.24389 | 974.574 | 19974.4986 | 0.412 | 49.9744 | -0.12346 | 987.2078 | 19987.2096
0.4124 | 49.949 | -0.24388 | 974.5657 | 19974.4739 | 0.4124 | 49.9744 | -0.12346 | 987.2046 | 19987.1972
0.4128 | 49.949 | -0.24388 | 974.5252 | 19974.4493 | 0.4128 | 49.9744 | -0.12346 | 987.1836 | 19987.1847
0.4132 | 49.9489 | -0.24387 | 974.5169 | 19974.4246 | 0.4132 | 49.9743 | -0.12346 | 987.1799 | 19987.1723
0.4136 | 49.9489 | -0.24387 | 974.4655 | 19974.3999 | 0.4136 | 49.9743 | -0.12346 | 987.159 | 19987.1599
0.414 | 49.9488 | -0.2439 | 974.3147 | 19974.3752 | 0.414 | 49.9743 | -0.12346 | 987.1552 | 19987.1475
0.4144 | 49.9488 | -0.24385 | 974.4519 | 19974.3506 | 0.4144 | 49.9743 | -0.12345 | 987.1343 | 19987.1351
0.4148 | 49.9487 | -0.24385 | 974.4302 | 19974.3259 | 0.4148 | 49.9742 | -0.12345 | 987.1305 | 19987.1227
0.4152 | 49.9487 | -0.24383 | 974.4451 | 19974.3012 | 0.4152 | 49.9742 | -0.12345 | 987.1096 | 19987.1102
0.4156 | 49.9486 | -0.24382 | 974.4132 | 19974.2765 | 0.4156 | 49.9742 | -0.12345 | 987.1058 | 19987.0978
0.416 | 49.9486 | -0.24383 | 974.318 | 19974.2518 | 0.416 | 49.9742 | -0.12345 | 987.0849 | 19987.0854
0.4164 | 49.9485 | -0.24384 | 974.266 | 19974.2272 | 0.4164 | 49.9741 | -0.12345 | 987.0811 | 19987.073
0.4168 | 49.9485 | -0.24382 | 974.2795 | 19974.2025 | 0.4168 | 49.9741 | -0.12345 | 987.0602 | 19987.0606
0.4172 | 49.9484 | -0.24381 | 974.2807 | 19974.1778 | 0.4172 | 49.9741 | -0.12344 | 987.0564 | 19987.0482
0.4176 | 49.9484 | -0.24381 | 974.2444 | 19974.1531 | 0.4176 | 49.9741 | -0.12344 | 987.0355 | 19987.0358
0.418 | 49.9484 | -0.24372 | 974.5273 | 19974.1285 | 0.418 | 49.974 | -0.12344 | 987.0317 | 19987.0233
0.4184 | 49.9484 | -0.24378 | 974.2482 | 19974.1038 | 0.4184 | 49.974 | -0.12344 | 987.0108 | 19987.0109
0.4188 | 49.9483 | -0.24379 | 974.1721 | 19974.0791 | 0.4188 | 49.974 | -0.12344 | 987.0071 | 19986.9985
0.4192 | 49.9483 | -0.24378 | 974.1577 | 19974.0544 | 0.4192 | 49.974 | -0.12344 | 986.9862 | 19986.9861
0.4196 | 49.9482 | -0.24377 | 974.1368 | 19974.0297 | 0.4196 | 49.9739 | -0.12343 | 986.9824 | 19986.9737
0.42 | 49.9482 | -0.24376 | 974.151 | 19974.0051 | 0.42 | 49.9739 | -0.12343 | 986.9615 | 19986.9613
0.4204 | 49.9481 | -0.24375 | 974.1437 | 19973.9804 | 0.4204 | 49.9739 | -0.12343 | 986.9577 | 19986.9488
0.4208 | 49.9481 | -0.24375 | 974.0953 | 19973.9557 | 0.4208 | 49.9739 | -0.12343 | 986.9368 | 19986.9364
0.4212 | 49.948 | -0.24373 | 974.1262 | 19973.931 | 0.4212 | 49.9738 | -0.12343 | 986.933 | 19986.924
0.4216 | 49.948 | -0.24373 | 974.0525 | 19973.9064 | 0.4216 | 49.9738 | -0.12343 | 986.9121 | 19986.9116
0.422 | 49.9479 | -0.24372 | 974.0549 | 19973.8817 | 0.422 | 49.9738 | -0.12343 | 986.9083 | 19986.8992
0.4224 | 49.9479 | -0.24373 | 973.9884 | 19973.857 | 0.4224 | 49.9738 | -0.12343 | 986.8874 | 19986.8868
0.4228 | 49.9478 | -0.24373 | 973.9308 | 19973.8324 | 0.4228 | 49.9737 | -0.12342 | 986.8836 | 19986.8743
0.4232 | 49.9478 | -0.24373 | 973.8879 | 19973.8077 | 0.4232 | 49.9737 | -0.12342 | 986.8628 | 19986.8619
0.4236 | 49.9477 | -0.24372 | 973.8728 | 19973.783 | 0.4236 | 49.9737 | -0.12342 | 986.8589 | 19986.8495
0.424 | 49.9477 | -0.24374 | 973.7321 | 19973.7583 | 0.424 | 49.9737 | -0.12342 | 986.8381 | 19986.8371
0.4244 | 49.9476 | -0.24373 | 973.7625 | 19973.7337 | 0.4244 | 49.9736 | -0.12342 | 986.8342 | 19986.8247
0.4248 | 49.9476 | -0.24369 | 973.8452 | 19973.709 | 0.4248 | 49.9736 | -0.12342 | 986.8134 | 19986.8123
0.4252 | 49.9475 | -0.2437 | 973.7774 | 19973.6843 | 0.4252 | 49.9736 | -0.12341 | 986.8096 | 19986.7999
0.4256 | 49.9475 | -0.2437 | 973.6965 | 19973.6597 | 0.4256 | 49.9736 | -0.12341 | 986.7887 | 19986.7874
0.426 | 49.9474 | -0.24367 | 973.7929 | 19973.635 | 0.426 | 49.9735 | -0.12341 | 986.7849 | 19986.775
0.4264 | 49.9474 | -0.24365 | 973.8305 | 19973.6103 | 0.4264 | 49.9735 | -0.12341 | 986.764 | 19986.7626
0.4268 | 49.9473 | -0.24369 | 973.5905 | 19973.5856 | 0.4268 | 49.9735 | -0.12341 | 986.7602 | 19986.7502
0.4272 | 49.9473 | -0.24364 | 973.7437 | 19973.561 | 0.4272 | 49.9735 | -0.12341 | 986.7394 | 19986.7378
0.4276 | 49.9472 | -0.24365 | 973.6754 | 19973.5363 | 0.4276 | 49.9734 | -0.1234 | 986.7355 | 19986.7254
0.428 | 49.9472 | -0.24366 | 973.5987 | 19973.5116 | 0.428 | 49.9734 | -0.1234 | 986.7147 | 19986.713
0.4284 | 49.9471 | -0.24365 | 973.5926 | 19973.487 | 0.4284 | 49.9734 | -0.1234 | 986.7108 | 19986.7005
0.4288 | 49.9471 | -0.24364 | 973.5503 | 19973.4623 | 0.4288 | 49.9734 | -0.1234 | 986.69 | 19986.6881
0.4292 | 49.947 | -0.24363 | 973.5438 | 19973.4376 | 0.4292 | 49.9733 | -0.1234 | 986.6861 | 19986.6757
0.4296 | 49.947 | -0.24363 | 973.5016 | 19973.413 | 0.4296 | 49.9733 | -0.1234 | 986.6653 | 19986.6633
0.43 | 49.9469 | -0.24362 | 973.495 | 19973.3883 | 0.43 | 49.9733 | -0.1234 | 986.6614 | 19986.6509
0.4304 | 49.9469 | -0.24362 | 973.4529 | 19973.3636 | 0.4304 | 49.9733 | -0.1234 | 986.6407 | 19986.6385
0.4308 | 49.9468 | -0.24361 | 973.4463 | 19973.3389 | 0.4308 | 49.9732 | -0.12339 | 986.6368 | 19986.6261
0.4312 | 49.9468 | -0.24361 | 973.4042 | 19973.3143 | 0.4312 | 49.9732 | -0.12339 | 986.616 | 19986.6137
0.4316 | 49.9467 | -0.2436 | 973.3976 | 19973.2896 | 0.4316 | 49.9732 | -0.12339 | 986.6121 | 19986.6012
0.432 | 49.9467 | -0.2436 | 973.3554 | 19973.2649 | 0.432 | 49.9732 | -0.12339 | 986.5913 | 19986.5888
0.4324 | 49.9466 | -0.24359 | 973.3488 | 19973.2403 | 0.4324 | 49.9731 | -0.12339 | 986.5874 | 19986.5764
0.4328 | 49.9466 | -0.24358 | 973.3067 | 19973.2156 | 0.4328 | 49.9731 | -0.12339 | 986.5666 | 19986.564
0.4332 | 49.9465 | -0.24357 | 973.3001 | 19973.1909 | 0.4332 | 49.9731 | -0.12338 | 986.5627 | 19986.5516
0.4336 | 49.9465 | -0.24357 | 973.258 | 19973.1663 | 0.4336 | 49.9731 | -0.12338 | 986.542 | 19986.5392
0.434 | 49.9464 | -0.24356 | 973.2514 | 19973.1416 | 0.434 | 49.973 | -0.12338 | 986.538 | 19986.5268
0.4344 | 49.9464 | -0.24356 | 973.2093 | 19973.117 | 0.4344 | 49.973 | -0.12338 | 986.5173 | 19986.5143
0.4348 | 49.9463 | -0.24355 | 973.2026 | 19973.0923 | 0.4348 | 49.973 | -0.12338 | 986.5134 | 19986.5019
0.4352 | 49.9463 | -0.24355 | 973.1606 | 19973.0676 | 0.4352 | 49.973 | -0.12338 | 986.4926 | 19986.4895
0.4356 | 49.9462 | -0.24354 | 973.1539 | 19973.043 | 0.4356 | 49.9729 | -0.12338 | 986.4887 | 19986.4771
0.436 | 49.9462 | -0.24354 | 973.1119 | 19973.0183 | 0.436 | 49.9729 | -0.12337 | 986.4679 | 19986.4647
0.4364 | 49.9461 | -0.24353 | 973.1052 | 19972.9936 | 0.4364 | 49.9729 | -0.12337 | 986.464 | 19986.4523
0.4368 | 49.9461 | -0.24353 | 973.0632 | 19972.969 | 0.4368 | 49.9729 | -0.12337 | 986.4433 | 19986.4399
0.4372 | 49.946 | -0.24352 | 973.0565 | 19972.9443 | 0.4372 | 49.9728 | -0.12337 | 986.4393 | 19986.4275
0.4376 | 49.946 | -0.24351 | 973.0145 | 19972.9196 | 0.4376 | 49.9728 | -0.12337 | 986.4186 | 19986.415
0.438 | 49.9459 | -0.2435 | 973.0078 | 19972.895 | 0.438 | 49.9728 | -0.12337 | 986.4147 | 19986.4026
0.4384 | 49.9459 | -0.2435 | 972.9658 | 19972.8703 | 0.4384 | 49.9728 | -0.12337 | 986.3939 | 19986.3902
0.4388 | 49.9458 | -0.24349 | 972.9591 | 19972.8457 | 0.4388 | 49.9727 | -0.12336 | 986.39 | 19986.3778
0.4392 | 49.9458 | -0.24349 | 972.9171 | 19972.821 | 0.4392 | 49.9727 | -0.12336 | 986.3693 | 19986.3654
0.4396 | 49.9457 | -0.24348 | 972.9104 | 19972.7963 | 0.4396 | 49.9727 | -0.12336 | 986.3653 | 19986.353
0.44 | 49.9457 | -0.24348 | 972.8684 | 19972.7717 | 0.44 | 49.9727 | -0.12336 | 986.3446 | 19986.3406
0.4404 | 49.9456 | -0.24347 | 972.8616 | 19972.747 | 0.4404 | 49.9726 | -0.12336 | 986.3406 | 19986.3282
0.4408 | 49.9456 | -0.24347 | 972.8198 | 19972.7224 | 0.4408 | 49.9726 | -0.12336 | 986.3199 | 19986.3157
0.4412 | 49.9455 | -0.24346 | 972.8129 | 19972.6977 | 0.4412 | 49.9726 | -0.12335 | 986.316 | 19986.3033
0.4416 | 49.9455 | -0.24346 | 972.7711 | 19972.673 | 0.4416 | 49.9726 | -0.12335 | 986.2953 | 19986.2909
0.442 | 49.9454 | -0.24345 | 972.7642 | 19972.6484 | 0.442 | 49.9725 | -0.12335 | 986.2913 | 19986.2785
0.4424 | 49.9454 | -0.24344 | 972.7224 | 19972.6237 | 0.4424 | 49.9725 | -0.12335 | 986.2706 | 19986.2661
0.4428 | 49.9453 | -0.24343 | 972.7155 | 19972.599 | 0.4428 | 49.9725 | -0.12335 | 986.2666 | 19986.2537
0.4432 | 49.9453 | -0.24343 | 972.6737 | 19972.5744 | 0.4432 | 49.9725 | -0.12335 | 986.2459 | 19986.2413
0.4436 | 49.9452 | -0.24342 | 972.6668 | 19972.5497 | 0.4436 | 49.9724 | -0.12335 | 986.2419 | 19986.2289
0.444 | 49.9452 | -0.24342 | 972.625 | 19972.5251 | 0.444 | 49.9724 | -0.12335 | 986.2213 | 19986.2165
0.4444 | 49.9451 | -0.24341 | 972.6182 | 19972.5004 | 0.4444 | 49.9724 | -0.12334 | 986.2173 | 19986.204
0.4448 | 49.9451 | -0.24341 | 972.5764 | 19972.4758 | 0.4448 | 49.9724 | -0.12334 | 986.1966 | 19986.1916
0.4452 | 49.945 | -0.2434 | 972.5695 | 19972.4511 | 0.4452 | 49.9723 | -0.12334 | 986.1926 | 19986.1792
0.4456 | 49.945 | -0.2434 | 972.5277 | 19972.4265 | 0.4456 | 49.9723 | -0.12334 | 986.1719 | 19986.1668
0.446 | 49.9449 | -0.24339 | 972.5208 | 19972.4018 | 0.446 | 49.9723 | -0.12334 | 986.1679 | 19986.1544
0.4464 | 49.9449 | -0.24339 | 972.479 | 19972.3771 | 0.4464 | 49.9723 | -0.12334 | 986.1473 | 19986.142
0.4468 | 49.9448 | -0.24338 | 972.4721 | 19972.3525 | 0.4468 | 49.9722 | -0.12333 | 986.1433 | 19986.1296
0.4472 | 49.9448 | -0.24337 | 972.4304 | 19972.3278 | 0.4472 | 49.9722 | -0.12333 | 986.1226 | 19986.1172
0.4476 | 49.9447 | -0.24336 | 972.4234 | 19972.3032 | 0.4476 | 49.9722 | -0.12333 | 986.1186 | 19986.1048
0.448 | 49.9447 | -0.24336 | 972.3817 | 19972.2785 | 0.448 | 49.9722 | -0.12333 | 986.0914 | 19986.0923
0.4484 | 49.9446 | -0.24335 | 972.3747 | 19972.2539 | 0.4484 | 49.9721 | -0.12332 | 986.1817 | 19986.0799
0.4488 | 49.9447 | -0.24335 | 972.333 | 19972.2292 | 0.4488 | 49.9721 | -0.12333 | 986.0161 | 19986.0675
0.4492 | 49.9446 | -0.24334 | 972.326 | 19972.2045 | 0.4492 | 49.9721 | -0.12333 | 986.0729 | 19986.0551
0.4496 | 49.9446 | -0.24334 | 972.2844 | 19972.1799 | 0.4496 | 49.9721 | -0.12328 | 986.3814 | 19986.0427
0.45 | 49.9445 | -0.24333 | 972.2774 | 19972.1552 | 0.45 | 49.972 | -0.12332 | 986.0518 | 19986.0303
0.4504 | 49.9445 | -0.24333 | 972.2357 | 19972.1306 | 0.4504 | 49.972 | -0.12333 | 985.9524 | 19986.0179
0.4508 | 49.9444 | -0.24332 | 972.2287 | 19972.1059 | 0.4508 | 49.972 | -0.12328 | 986.3677 | 19986.0055
0.4512 | 49.9444 | -0.24332 | 972.1871 | 19972.0813 | 0.4512 | 49.972 | -0.12332 | 985.9733 | 19985.9931
0.4516 | 49.9443 | -0.24331 | 972.18 | 19972.0566 | 0.4516 | 49.9719 | -0.12331 | 986.0816 | 19985.9807
0.452 | 49.9443 | -0.2433 | 972.1384 | 19972.032 | 0.452 | 49.9719 | -0.12332 | 985.9824 | 19985.9682
0.4524 | 49.9442 | -0.24329 | 972.1313 | 19972.0073 | 0.4524 | 49.9719 | -0.12332 | 985.9441 | 19985.9558
0.4528 | 49.9442 | -0.24329 | 972.0898 | 19971.9827 | 0.4528 | 49.9719 | -0.1233 | 986.0835 | 19985.9434
0.4532 | 49.9441 | -0.24328 | 972.0827 | 19971.958 | 0.4532 | 49.9718 | -0.12331 | 985.9435 | 19985.931
0.4536 | 49.9441 | -0.24328 | 972.0411 | 19971.9334 | 0.4536 | 49.9718 | -0.12332 | 985.8702 | 19985.9186
0.454 | 49.944 | -0.24327 | 972.034 | 19971.9087 | 0.454 | 49.9718 | -0.12331 | 985.9362 | 19985.9062
0.4544 | 49.944 | -0.24328 | 971.9648 | 19971.8841 | 0.4544 | 49.9718 | -0.1233 | 985.9529 | 19985.8938
0.4548 | 49.9439 | -0.24329 | 971.8842 | 19971.8594 | 0.4548 | 49.9717 | -0.1233 | 985.9296 | 19985.8814
0.4552 | 49.9439 | -0.2433 | 971.7917 | 19971.8348 | 0.4552 | 49.9717 | -0.1233 | 985.9115 | 19985.869
0.4556 | 49.9438 | -0.24322 | 972.0572 | 19971.8101 | 0.4556 | 49.9717 | -0.12329 | 985.9255 | 19985.8566
0.456 | 49.9438 | -0.24325 | 971.864 | 19971.7855 | 0.456 | 49.9717 | -0.12329 | 985.9313 | 19985.8441
0.4564 | 49.9437 | -0.24323 | 971.9148 | 19971.7608 | 0.4564 | 49.9716 | -0.1233 | 985.8366 | 19985.8317
0.4568 | 49.9437 | -0.24324 | 971.8454 | 19971.7362 | 0.4568 | 49.9716 | -0.12331 | 985.7351 | 19985.8193
0.4572 | 49.9436 | -0.24322 | 971.8427 | 19971.7115 | 0.4572 | 49.9716 | -0.1233 | 985.8013 | 19985.8069
0.4576 | 49.9436 | -0.24322 | 971.7987 | 19971.6869 | 0.4576 | 49.9716 | -0.1233 | 985.7853 | 19985.7945
0.458 | 49.9435 | -0.24321 | 971.7931 | 19971.6622 | 0.458 | 49.9715 | -0.12331 | 985.6945 | 19985.7821
0.4584 | 49.9435 | -0.24321 | 971.7391 | 19971.6376 | 0.4584 | 49.9715 | -0.12329 | 985.7527 | 19985.7697
0.4588 | 49.9434 | -0.24319 | 971.7716 | 19971.6129 | 0.4588 | 49.9715 | -0.12329 | 985.7715 | 19985.7573
0.4592 | 49.9434 | -0.24321 | 971.6519 | 19971.5883 | 0.4592 | 49.9715 | -0.12329 | 985.7527 | 19985.7449
0.4596 | 49.9433 | -0.24317 | 971.7511 | 19971.5636 | 0.4596 | 49.9714 | -0.12329 | 985.749 | 19985.7325
0.46 | 49.9433 | -0.24321 | 971.5764 | 19971.539 | 0.46 | 49.9714 | -0.12329 | 985.7281 | 19985.7201
0.4604 | 49.9432 | -0.24321 | 971.5322 | 19971.5143 | 0.4604 | 49.9714 | -0.12328 | 985.7243 | 19985.7077
0.4608 | 49.9432 | -0.24319 | 971.5571 | 19971.4897 | 0.4608 | 49.9714 | -0.12328 | 985.7035 | 19985.6952
0.4612 | 49.9431 | -0.24315 | 971.6864 | 19971.4651 | 0.4612 | 49.9713 | -0.12328 | 985.6996 | 19985.6828
0.4616 | 49.9431 | -0.24316 | 971.6017 | 19971.4404 | 0.4616 | 49.9713 | -0.12328 | 985.6788 | 19985.6704
0.462 | 49.943 | -0.24312 | 971.7133 | 19971.4158 | 0.462 | 49.9713 | -0.12328 | 985.675 | 19985.658
0.4624 | 49.943 | -0.24313 | 971.59 | 19971.3911 | 0.4624 | 49.9713 | -0.12328 | 985.6542 | 19985.6456
0.4628 | 49.9429 | -0.24314 | 971.5136 | 19971.3665 | 0.4628 | 49.9713 | -0.12327 | 985.6503 | 19985.6332
0.4632 | 49.9429 | -0.24314 | 971.4763 | 19971.3418 | 0.4632 | 49.9713 | -0.12327 | 985.6295 | 19985.6208
0.4636 | 49.9428 | -0.24313 | 971.4581 | 19971.3172 | 0.4636 | 49.9712 | -0.12327 | 985.6257 | 19985.6084
0.464 | 49.9428 | -0.24313 | 971.426 | 19971.2925 | 0.464 | 49.9712 | -0.12327 | 985.6049 | 19985.596
0.4644 | 49.9427 | -0.24312 | 971.4109 | 19971.2679 | 0.4644 | 49.9712 | -0.12327 | 985.601 | 19985.5836
0.4648 | 49.9427 | -0.24311 | 971.3768 | 19971.2433 | 0.4648 | 49.9712 | -0.12327 | 985.5802 | 19985.5712
0.4652 | 49.9426 | -0.2431 | 971.3668 | 19971.2186 | 0.4652 | 49.9711 | -0.12327 | 985.5763 | 19985.5588
0.4656 | 49.9426 | -0.2431 | 971.3305 | 19971.194 | 0.4656 | 49.9711 | -0.12327 | 985.5556 | 19985.5464
0.466 | 49.9425 | -0.24309 | 971.3316 | 19971.1693 | 0.466 | 49.9711 | -0.12326 | 985.5517 | 19985.5339
0.4664 | 49.9425 | -0.24309 | 971.2921 | 19971.1447 | 0.4664 | 49.9711 | -0.12326 | 985.5309 | 19985.5215
0.4668 | 49.9424 | -0.24306 | 971.3497 | 19971.12 | 0.4668 | 49.971 | -0.12326 | 985.527 | 19985.5091
0.4672 | 49.9424 | -0.24307 | 971.2693 | 19971.0954 | 0.4672 | 49.971 | -0.12326 | 985.5063 | 19985.4967
0.4676 | 49.9423 | -0.24302 | 971.4345 | 19971.0708 | 0.4676 | 49.971 | -0.12326 | 985.5024 | 19985.4843
0.468 | 49.9423 | -0.24305 | 971.2451 | 19971.0461 | 0.468 | 49.971 | -0.12326 | 985.4816 | 19985.4719
0.4684 | 49.9422 | -0.24307 | 971.1205 | 19971.0215 | 0.4684 | 49.9709 | -0.12325 | 985.4777 | 19985.4595
0.4688 | 49.9422 | -0.24308 | 971.0563 | 19970.9968 | 0.4688 | 49.9709 | -0.12325 | 985.457 | 19985.4471
0.4692 | 49.9421 | -0.24306 | 971.0716 | 19970.9722 | 0.4692 | 49.9709 | -0.12325 | 985.4531 | 19985.4347
0.4696 | 49.9421 | -0.24303 | 971.1283 | 19970.9476 | 0.4696 | 49.9709 | -0.12325 | 985.4323 | 19985.4223
0.47 | 49.942 | -0.24302 | 971.1422 | 19970.9229 | 0.47 | 49.9708 | -0.12325 | 985.4284 | 19985.4099
0.4704 | 49.942 | -0.24302 | 971.0658 | 19970.8983 | 0.4704 | 49.9708 | -0.12325 | 985.4077 | 19985.3975
0.4708 | 49.9419 | -0.24302 | 971.0196 | 19970.8736 | 0.4708 | 49.9708 | -0.12324 | 985.4038 | 19985.3851
0.4712 | 49.9419 | -0.24302 | 970.9974 | 19970.849 | 0.4712 | 49.9708 | -0.12324 | 985.383 | 19985.3727
0.4716 | 49.9418 | -0.243 | 971.0261 | 19970.8244 | 0.4716 | 49.9707 | -0.12324 | 985.3791 | 19985.3602
0.472 | 49.9418 | -0.243 | 970.9909 | 19970.7997 | 0.472 | 49.9707 | -0.12324 | 985.3584 | 19985.3478
0.4724 | 49.9417 | -0.24298 | 971.0154 | 19970.7751 | 0.4724 | 49.9707 | -0.12324 | 985.3545 | 19985.3354
0.4728 | 49.9417 | -0.24299 | 970.9209 | 19970.7504 | 0.4728 | 49.9707 | -0.12324 | 985.3337 | 19985.323
0.4732 | 49.9416 | -0.24299 | 970.8771 | 19970.7258 | 0.4732 | 49.9706 | -0.12324 | 985.3298 | 19985.3106
0.4736 | 49.9416 | -0.24298 | 970.8653 | 19970.7012 | 0.4736 | 49.9706 | -0.12324 | 985.3091 | 19985.2982
0.474 | 49.9415 | -0.24296 | 970.8996 | 19970.6765 | 0.474 | 49.9706 | -0.12323 | 985.3052 | 19985.2858
0.4744 | 49.9415 | -0.24296 | 970.8267 | 19970.6519 | 0.4744 | 49.9706 | -0.12323 | 985.2844 | 19985.2734
0.4748 | 49.9414 | -0.24297 | 970.779 | 19970.6273 | 0.4748 | 49.9705 | -0.12323 | 985.2805 | 19985.261
0.4752 | 49.9414 | -0.24296 | 970.7608 | 19970.6026 | 0.4752 | 49.9705 | -0.12323 | 985.2598 | 19985.2486
0.4756 | 49.9413 | -0.24294 | 970.7955 | 19970.578 | 0.4756 | 49.9705 | -0.12323 | 985.2559 | 19985.2362
0.476 | 49.9413 | -0.24293 | 970.7594 | 19970.5533 | 0.476 | 49.9705 | -0.12323 | 985.2352 | 19985.2238
0.4764 | 49.9412 | -0.24295 | 970.6539 | 19970.5287 | 0.4764 | 49.9704 | -0.12322 | 985.2312 | 19985.2114
0.4768 | 49.9412 | -0.24296 | 970.5782 | 19970.5041 | 0.4768 | 49.9704 | -0.12322 | 985.2105 | 19985.199
0.4772 | 49.9411 | -0.24292 | 970.6791 | 19970.4794 | 0.4772 | 49.9704 | -0.12322 | 985.2066 | 19985.1866
0.4776 | 49.9411 | -0.24291 | 970.6619 | 19970.4548 | 0.4776 | 49.9704 | -0.12322 | 985.1859 | 19985.1742
0.478 | 49.9411 | -0.24294 | 970.51 | 19970.4302 | 0.478 | 49.9703 | -0.12322 | 985.1819 | 19985.1617
0.4784 | 49.9411 | -0.24291 | 970.565 | 19970.4055 | 0.4784 | 49.9703 | -0.12322 | 985.1612 | 19985.1493
0.4788 | 49.941 | -0.24289 | 970.593 | 19970.3809 | 0.4788 | 49.9703 | -0.12322 | 985.1573 | 19985.1369
0.4792 | 49.941 | -0.24291 | 970.4566 | 19970.3563 | 0.4792 | 49.9703 | -0.12321 | 985.1366 | 19985.1245
0.4796 | 49.9409 | -0.2429 | 970.4609 | 19970.3316 | 0.4796 | 49.9702 | -0.12321 | 985.1326 | 19985.1121
0.48 | 49.9409 | -0.24291 | 970.367 | 19970.307 | 0.48 | 49.9702 | -0.12321 | 985.112 | 19985.0997
0.4804 | 49.9408 | -0.2429 | 970.386 | 19970.2824 | 0.4804 | 49.9702 | -0.12321 | 985.108 | 19985.0873
0.4808 | 49.9408 | -0.24291 | 970.2725 | 19970.2578 | 0.4808 | 49.9702 | -0.12321 | 985.0873 | 19985.0749
0.4812 | 49.9407 | -0.24289 | 970.3264 | 19970.2331 | 0.4812 | 49.9701 | -0.12321 | 985.0833 | 19985.0625
0.4816 | 49.9407 | -0.24289 | 970.2752 | 19970.2085 | 0.4816 | 49.9701 | -0.12321 | 985.0627 | 19985.0501
0.482 | 49.9406 | -0.2429 | 970.1858 | 19970.1839 | 0.482 | 49.9701 | -0.1232 | 985.0587 | 19985.0377
0.4824 | 49.9406 | -0.24287 | 970.2355 | 19970.1592 | 0.4824 | 49.9701 | -0.1232 | 985.0381 | 19985.0253
0.4828 | 49.9405 | -0.24285 | 970.2784 | 19970.1346 | 0.4828 | 49.97 | -0.1232 | 985.034 | 19985.0129
0.4832 | 49.9405 | -0.24285 | 970.2426 | 19970.11 | 0.4832 | 49.97 | -0.1232 | 985.0134 | 19985.0005
0.4836 | 49.9404 | -0.24284 | 970.2348 | 19970.0853 | 0.4836 | 49.97 | -0.1232 | 985.0094 | 19984.9881
0.484 | 49.9404 | -0.24284 | 970.1943 | 19970.0607 | 0.484 | 49.97 | -0.1232 | 984.9888 | 19984.9757
0.4844 | 49.9403 | -0.24283 | 970.1862 | 19970.0361 | 0.4844 | 49.9699 | -0.12319 | 984.9848 | 19984.9633
0.4848 | 49.9403 | -0.24282 | 970.1457 | 19970.0114 | 0.4848 | 49.9699 | -0.12319 | 984.9641 | 19984.9509
0.4852 | 49.9402 | -0.24281 | 970.1377 | 19969.9868 | 0.4852 | 49.9699 | -0.12319 | 984.9601 | 19984.9385
0.4856 | 49.9402 | -0.24281 | 970.0972 | 19969.9622 | 0.4856 | 49.9699 | -0.12319 | 984.9395 | 19984.9261
0.486 | 49.9401 | -0.2428 | 970.0891 | 19969.9376 | 0.486 | 49.9698 | -0.12319 | 984.9355 | 19984.9137
0.4864 | 49.9401 | -0.2428 | 970.0486 | 19969.9129 | 0.4864 | 49.9698 | -0.12319 | 984.9149 | 19984.9013
0.4868 | 49.94 | -0.24279 | 970.0405 | 19969.8883 | 0.4868 | 49.9698 | -0.12319 | 984.9108 | 19984.8888
0.4872 | 49.94 | -0.24279 | 970.0001 | 19969.8637 | 0.4872 | 49.9698 | -0.12319 | 984.8902 | 19984.8764
0.4876 | 49.9399 | -0.24278 | 969.992 | 19969.839 | 0.4876 | 49.9697 | -0.12318 | 984.8862 | 19984.864
0.488 | 49.9399 | -0.24278 | 969.9515 | 19969.8144 | 0.488 | 49.9697 | -0.12318 | 984.8656 | 19984.8516
0.4884 | 49.9398 | -0.24277 | 969.9434 | 19969.7898 | 0.4884 | 49.9697 | -0.12318 | 984.8616 | 19984.8392
0.4888 | 49.9398 | -0.24277 | 969.903 | 19969.7652 | 0.4888 | 49.9697 | -0.12318 | 984.841 | 19984.8268
0.4892 | 49.9397 | -0.24276 | 969.8948 | 19969.7405 | 0.4892 | 49.9696 | -0.12318 | 984.8369 | 19984.8144
0.4896 | 49.9397 | -0.24275 | 969.8544 | 19969.7159 | 0.4896 | 49.9696 | -0.12318 | 984.8163 | 19984.802
0.49 | 49.9396 | -0.24274 | 969.8463 | 19969.6913 | 0.49 | 49.9696 | -0.12317 | 984.8123 | 19984.7896
0.4904 | 49.9396 | -0.24274 | 969.8059 | 19969.6667 | 0.4904 | 49.9696 | -0.12317 | 984.7917 | 19984.7772
0.4908 | 49.9395 | -0.24273 | 969.7977 | 19969.642 | 0.4908 | 49.9695 | -0.12317 | 984.7876 | 19984.7648
0.4912 | 49.9395 | -0.24273 | 969.7573 | 19969.6174 | 0.4912 | 49.9695 | -0.12317 | 984.7671 | 19984.7524
0.4916 | 49.9394 | -0.24272 | 969.7492 | 19969.5928 | 0.4916 | 49.9695 | -0.12317 | 984.763 | 19984.74
0.492 | 49.9394 | -0.24272 | 969.7088 | 19969.5682 | 0.492 | 49.9695 | -0.12317 | 984.7425 | 19984.7276
0.4924 | 49.9393 | -0.24271 | 969.7006 | 19969.5435 | 0.4924 | 49.9694 | -0.12317 | 984.7384 | 19984.7152
0.4928 | 49.9393 | -0.24271 | 969.6603 | 19969.5189 | 0.4928 | 49.9694 | -0.12316 | 984.7178 | 19984.7028
0.4932 | 49.9392 | -0.2427 | 969.6521 | 19969.4943 | 0.4932 | 49.9694 | -0.12316 | 984.7137 | 19984.6904
0.4936 | 49.9392 | -0.2427 | 969.6117 | 19969.4697 | 0.4936 | 49.9694 | -0.12316 | 984.6932 | 19984.678
0.494 | 49.9391 | -0.24269 | 969.6035 | 19969.4451 | 0.494 | 49.9693 | -0.12316 | 984.6891 | 19984.6656
0.4944 | 49.9391 | -0.24268 | 969.5632 | 19969.4204 | 0.4944 | 49.9693 | -0.12316 | 984.6686 | 19984.6532
0.4948 | 49.939 | -0.24267 | 969.555 | 19969.3958 | 0.4948 | 49.9693 | -0.12316 | 984.6645 | 19984.6408
0.4952 | 49.939 | -0.24267 | 969.5147 | 19969.3712 | 0.4952 | 49.9693 | -0.12316 | 984.6439 | 19984.6284
0.4956 | 49.9389 | -0.24266 | 969.5065 | 19969.3466 | 0.4956 | 49.9692 | -0.12315 | 984.6398 | 19984.616
0.496 | 49.9389 | -0.24266 | 969.4662 | 19969.322 | 0.496 | 49.9692 | -0.12315 | 984.6193 | 19984.6036
0.4964 | 49.9388 | -0.24265 | 969.4579 | 19969.2973 | 0.4964 | 49.9692 | -0.12315 | 984.6152 | 19984.5912
0.4968 | 49.9388 | -0.24265 | 969.4176 | 19969.2727 | 0.4968 | 49.9692 | -0.12315 | 984.5947 | 19984.5788
0.4972 | 49.9387 | -0.24264 | 969.4094 | 19969.2481 | 0.4972 | 49.9691 | -0.12315 | 984.5906 | 19984.5664
0.4976 | 49.9387 | -0.24264 | 969.3691 | 19969.2235 | 0.4976 | 49.9691 | -0.12315 | 984.5701 | 19984.554
0.498 | 49.9386 | -0.24263 | 969.3609 | 19969.1988 | 0.498 | 49.9691 | -0.12314 | 984.5659 | 19984.5416
0.4984 | 49.9386 | -0.24263 | 969.3206 | 19969.1742 | 0.4984 | 49.9691 | -0.12314 | 984.5454 | 19984.5292
0.4988 | 49.9385 | -0.24262 | 969.3123 | 19969.1496 | 0.4988 | 49.969 | -0.12314 | 984.5413 | 19984.5168
0.4992 | 49.9385 | -0.24261 | 969.2721 | 19969.125 | 0.4992 | 49.969 | -0.12314 | 984.5085 | 19984.5044
0.4996 | 49.9384 | -0.2426 | 969.2638 | 19969.1004 | 0.4996 | 49.969 | -0.12314 | 984.5262 | 19984.492
0.5 | 49.9384 | -0.2426 | 969.2236 | 19969.0758 | 0.5 | 49.969 | -0.12312 | 984.6505 | 19984.4796
0.5004 | 49.9383 | -0.24259 | 969.2153 | 19969.0511 | 0.5004 | 49.9689 | -0.12313 | 984.5758 | 19984.4672
0.5008 | 49.9383 | -0.24259 | 969.1751 | 19969.0265 | 0.5008 | 49.9689 | -0.12316 | 984.3036 | 19984.4548
0.5012 | 49.9382 | -0.24258 | 969.1668 | 19969.0019 | 0.5012 | 49.9689 | -0.12312 | 984.5569 | 19984.4424
0.5016 | 49.9382 | -0.24258 | 969.1265 | 19968.9773 | 0.5016 | 49.9689 | -0.12315 | 984.3133 | 19984.43
0.502 | 49.9381 | -0.24257 | 969.1182 | 19968.9527 | 0.502 | 49.9688 | -0.12313 | 984.442 | 19984.4175
0.5024 | 49.9381 | -0.24257 | 969.0678 | 19968.9281 | 0.5024 | 49.9688 | -0.12313 | 984.4286 | 19984.4052
0.5028 | 49.938 | -0.24255 | 969.1053 | 19968.9034 | 0.5028 | 49.9688 | -0.12313 | 984.4175 | 19984.3927
0.5032 | 49.938 | -0.2426 | 968.851 | 19968.8788 | 0.5032 | 49.9688 | -0.12313 | 984.3993 | 19984.3803
0.5036 | 49.9379 | -0.24256 | 968.9639 | 19968.8542 | 0.5036 | 49.9687 | -0.12312 | 984.3908 | 19984.3679
0.504 | 49.9379 | -0.24259 | 968.8141 | 19968.8296 | 0.504 | 49.9687 | -0.12312 | 984.3739 | 19984.3555
0.5044 | 49.9378 | -0.24258 | 968.7867 | 19968.805 | 0.5044 | 49.9687 | -0.12312 | 984.3644 | 19984.3431
0.5048 | 49.9378 | -0.24251 | 969.0307 | 19968.7804 | 0.5048 | 49.9687 | -0.12312 | 984.3494 | 19984.3307
0.5052 | 49.9378 | -0.24254 | 968.865 | 19968.7558 | 0.5052 | 49.9686 | -0.12312 | 984.3393 | 19984.3183
0.5056 | 49.9378 | -0.24252 | 968.8943 | 19968.7311 | 0.5056 | 49.9686 | -0.12312 | 984.3249 | 19984.3059
0.506 | 49.9377 | -0.24251 | 968.9082 | 19968.7065 | 0.506 | 49.9686 | -0.12312 | 984.3149 | 19984.2935
0.5064 | 49.9377 | -0.24254 | 968.7031 | 19968.6819 | 0.5064 | 49.9686 | -0.12311 | 984.3005 | 19984.2811
0.5068 | 49.9376 | -0.2425 | 968.8274 | 19968.6573 | 0.5068 | 49.9685 | -0.12311 | 984.2908 | 19984.2687
0.5072 | 49.9376 | -0.2425 | 968.787 | 19968.6327 | 0.5072 | 49.9685 | -0.12311 | 984.276 | 19984.2563
0.5076 | 49.9375 | -0.24241 | 969.0835 | 19968.6081 | 0.5076 | 49.9685 | -0.12311 | 984.2666 | 19984.2439
0.508 | 49.9375 | -0.24246 | 968.8437 | 19968.5835 | 0.508 | 49.9685 | -0.12311 | 984.2515 | 19984.2315
0.5084 | 49.9374 | -0.24248 | 968.7285 | 19968.5588 | 0.5084 | 49.9684 | -0.12311 | 984.2425 | 19984.2191
0.5088 | 49.9374 | -0.24247 | 968.7055 | 19968.5342 | 0.5088 | 49.9684 | -0.12311 | 984.2269 | 19984.2067
0.5092 | 49.9373 | -0.24248 | 968.6295 | 19968.5096 | 0.5092 | 49.9684 | -0.1231 | 984.2182 | 19984.1943
0.5096 | 49.9373 | -0.24245 | 968.6805 | 19968.485 | 0.5096 | 49.9684 | -0.1231 | 984.2023 | 19984.1819
0.51 | 49.9372 | -0.2424 | 968.834 | 19968.4604 | 0.51 | 49.9683 | -0.1231 | 984.194 | 19984.1695
0.5104 | 49.9372 | -0.24243 | 968.6995 | 19968.4358 | 0.5104 | 49.9683 | -0.1231 | 984.1778 | 19984.1571
0.5108 | 49.9371 | -0.24245 | 968.565 | 19968.4112 | 0.5108 | 49.9683 | -0.1231 | 984.1696 | 19984.1447
0.5112 | 49.9371 | -0.24244 | 968.555 | 19968.3866 | 0.5112 | 49.9683 | -0.1231 | 984.1532 | 19984.1323
0.5116 | 49.937 | -0.24244 | 968.4918 | 19968.362 | 0.5116 | 49.9682 | -0.12309 | 984.1453 | 19984.1199
0.512 | 49.937 | -0.24245 | 968.439 | 19968.3374 | 0.512 | 49.9682 | -0.12309 | 984.1286 | 19984.1075
0.5124 | 49.9369 | -0.24244 | 968.4078 | 19968.3127 | 0.5124 | 49.9682 | -0.12309 | 984.1209 | 19984.0951
0.5128 | 49.9369 | -0.24243 | 968.4095 | 19968.2881 | 0.5128 | 49.9682 | -0.12309 | 984.104 | 19984.0827
0.5132 | 49.9368 | -0.24241 | 968.4372 | 19968.2635 | 0.5132 | 49.9681 | -0.12309 | 984.0965 | 19984.0703
0.5136 | 49.9368 | -0.2424 | 968.3991 | 19968.2389 | 0.5136 | 49.9681 | -0.12309 | 984.0794 | 19984.0579
0.514 | 49.9367 | -0.24239 | 968.3909 | 19968.2143 | 0.514 | 49.9681 | -0.12309 | 984.072 | 19984.0455
0.5144 | 49.9367 | -0.24239 | 968.3507 | 19968.1897 | 0.5144 | 49.9681 | -0.12308 | 984.0548 | 19984.0331
0.5148 | 49.9366 | -0.24238 | 968.3424 | 19968.1651 | 0.5148 | 49.968 | -0.12308 | 984.0476 | 19984.0207
0.5152 | 49.9366 | -0.24238 | 968.3023 | 19968.1405 | 0.5152 | 49.968 | -0.12308 | 984.0301 | 19984.0084
0.5156 | 49.9365 | -0.24237 | 968.2939 | 19968.1159 | 0.5156 | 49.968 | -0.12308 | 984.0231 | 19983.996
0.516 | 49.9365 | -0.24237 | 968.2538 | 19968.0913 | 0.516 | 49.968 | -0.12308 | 984.0055 | 19983.9836
0.5164 | 49.9364 | -0.24236 | 968.2455 | 19968.0667 | 0.5164 | 49.9679 | -0.12308 | 983.9986 | 19983.9712
0.5168 | 49.9364 | -0.24236 | 968.2053 | 19968.0421 | 0.5168 | 49.9679 | -0.12308 | 983.9809 | 19983.9588
0.5172 | 49.9363 | -0.24235 | 968.197 | 19968.0175 | 0.5172 | 49.9679 | -0.12307 | 983.9741 | 19983.9464
0.5176 | 49.9363 | -0.24235 | 968.1569 | 19967.9929 | 0.5176 | 49.9679 | -0.12307 | 983.9563 | 19983.934
0.518 | 49.9362 | -0.24234 | 968.1485 | 19967.9682 | 0.518 | 49.9679 | -0.12307 | 983.9496 | 19983.9216
0.5184 | 49.9362 | -0.24233 | 968.1084 | 19967.9436 | 0.5184 | 49.9679 | -0.12307 | 983.9317 | 19983.9092
0.5188 | 49.9361 | -0.24232 | 968.1 | 19967.919 | 0.5188 | 49.9678 | -0.12307 | 983.9251 | 19983.8968
0.5192 | 49.9361 | -0.24232 | 968.0599 | 19967.8944 | 0.5192 | 49.9678 | -0.12307 | 983.9071 | 19983.8844
0.5196 | 49.936 | -0.24231 | 968.0516 | 19967.8698 | 0.5196 | 49.9678 | -0.12306 | 983.9006 | 19983.872
0.52 | 49.936 | -0.24231 | 968.0115 | 19967.8452 | 0.52 | 49.9678 | -0.12306 | 983.8824 | 19983.8596
0.5204 | 49.9359 | -0.2423 | 968.0031 | 19967.8206 | 0.5204 | 49.9677 | -0.12306 | 983.8761 | 19983.8472
0.5208 | 49.9359 | -0.2423 | 967.963 | 19967.796 | 0.5208 | 49.9677 | -0.12306 | 983.8578 | 19983.8348
0.5212 | 49.9358 | -0.24229 | 967.9546 | 19967.7714 | 0.5212 | 49.9677 | -0.12306 | 983.8515 | 19983.8224
0.5216 | 49.9358 | -0.24229 | 967.9146 | 19967.7468 | 0.5216 | 49.9677 | -0.12306 | 983.8332 | 19983.81
0.522 | 49.9357 | -0.24228 | 967.9062 | 19967.7222 | 0.522 | 49.9676 | -0.12306 | 983.827 | 19983.7976
0.5224 | 49.9357 | -0.24228 | 967.8661 | 19967.6976 | 0.5224 | 49.9676 | -0.12306 | 983.8086 | 19983.7852
0.5228 | 49.9356 | -0.24227 | 967.8577 | 19967.673 | 0.5228 | 49.9676 | -0.12305 | 983.8024 | 19983.7728
0.5232 | 49.9356 | -0.24226 | 967.8177 | 19967.6484 | 0.5232 | 49.9676 | -0.12305 | 983.7839 | 19983.7604
0.5236 | 49.9355 | -0.24225 | 967.8093 | 19967.6238 | 0.5236 | 49.9675 | -0.12305 | 983.7779 | 19983.748
0.524 | 49.9355 | -0.24225 | 967.7692 | 19967.5992 | 0.524 | 49.9675 | -0.12305 | 983.7593 | 19983.7356
0.5244 | 49.9354 | -0.24224 | 967.7608 | 19967.5746 | 0.5244 | 49.9675 | -0.12305 | 983.7533 | 19983.7232
0.5248 | 49.9354 | -0.24224 | 967.7208 | 19967.55 | 0.5248 | 49.9675 | -0.12305 | 983.7347 | 19983.7108
0.5252 | 49.9353 | -0.24223 | 967.7124 | 19967.5254 | 0.5252 | 49.9674 | -0.12304 | 983.7288 | 19983.6984
0.5256 | 49.9353 | -0.24223 | 967.6724 | 19967.5008 | 0.5256 | 49.9674 | -0.12304 | 983.71 | 19983.686
0.526 | 49.9352 | -0.24222 | 967.6639 | 19967.4762 | 0.526 | 49.9674 | -0.12304 | 983.7042 | 19983.6736
0.5264 | 49.9352 | -0.24222 | 967.6239 | 19967.4516 | 0.5264 | 49.9674 | -0.12304 | 983.6854 | 19983.6612
0.5268 | 49.9351 | -0.24221 | 967.6155 | 19967.427 | 0.5268 | 49.9673 | -0.12304 | 983.6797 | 19983.6488
0.5272 | 49.9351 | -0.24221 | 967.5755 | 19967.4024 | 0.5272 | 49.9673 | -0.12304 | 983.6608 | 19983.6364
0.5276 | 49.935 | -0.2422 | 967.567 | 19967.3778 | 0.5276 | 49.9673 | -0.12304 | 983.6551 | 19983.624
0.528 | 49.935 | -0.24219 | 967.5271 | 19967.3532 | 0.528 | 49.9673 | -0.12303 | 983.6362 | 19983.6116
0.5284 | 49.9349 | -0.24218 | 967.5186 | 19967.3286 | 0.5284 | 49.9672 | -0.12303 | 983.6305 | 19983.5992
0.5288 | 49.9349 | -0.24218 | 967.4786 | 19967.304 | 0.5288 | 49.9672 | -0.12303 | 983.6115 | 19983.5868
0.5292 | 49.9348 | -0.24217 | 967.4701 | 19967.2794 | 0.5292 | 49.9672 | -0.12303 | 983.606 | 19983.5744
0.5296 | 49.9348 | -0.24217 | 967.4302 | 19967.2548 | 0.5296 | 49.9672 | -0.12303 | 983.5869 | 19983.562
0.53 | 49.9347 | -0.24216 | 967.4217 | 19967.2302 | 0.53 | 49.9671 | -0.12303 | 983.5814 | 19983.5496
0.5304 | 49.9347 | -0.24216 | 967.3818 | 19967.2056 | 0.5304 | 49.9671 | -0.12303 | 983.5622 | 19983.5372
0.5308 | 49.9346 | -0.24215 | 967.3733 | 19967.181 | 0.5308 | 49.9671 | -0.12302 | 983.5568 | 19983.5248
0.5312 | 49.9346 | -0.24215 | 967.3333 | 19967.1564 | 0.5312 | 49.9671 | -0.12302 | 983.5376 | 19983.5125
0.5316 | 49.9346 | -0.24214 | 967.3248 | 19967.1318 | 0.5316 | 49.967 | -0.12302 | 983.5323 | 19983.5001
0.532 | 49.9346 | -0.24214 | 967.2849 | 19967.1072 | 0.532 | 49.967 | -0.12302 | 983.513 | 19983.4877
0.5324 | 49.9345 | -0.24213 | 967.2764 | 19967.0826 | 0.5324 | 49.967 | -0.12302 | 983.5077 | 19983.4753
0.5328 | 49.9345 | -0.24213 | 967.2313 | 19967.0581 | 0.5328 | 49.967 | -0.12302 | 983.4883 | 19983.4629
0.5332 | 49.9344 | -0.24207 | 967.4279 | 19967.0335 | 0.5332 | 49.9669 | -0.12301 | 983.4831 | 19983.4505
0.5336 | 49.9344 | -0.24214 | 967.094 | 19967.0089 | 0.5336 | 49.9669 | -0.12301 | 983.4637 | 19983.4381
0.534 | 49.9343 | -0.24199 | 967.6354 | 19966.9843 | 0.534 | 49.9669 | -0.12301 | 983.4585 | 19983.4257
0.5344 | 49.9343 | -0.24203 | 967.4253 | 19966.9597 | 0.5344 | 49.9669 | -0.12301 | 983.439 | 19983.4133
0.5348 | 49.9342 | -0.24205 | 967.3204 | 19966.9351 | 0.5348 | 49.9668 | -0.12301 | 983.434 | 19983.4009
0.5352 | 49.9342 | -0.24204 | 967.2974 | 19966.9105 | 0.5352 | 49.9668 | -0.12301 | 983.4144 | 19983.3885
0.5356 | 49.9341 | -0.24204 | 967.2308 | 19966.8859 | 0.5356 | 49.9668 | -0.12301 | 983.4094 | 19983.3761
0.536 | 49.9341 | -0.24203 | 967.2415 | 19966.8613 | 0.536 | 49.9668 | -0.123 | 983.3897 | 19983.3637
0.5364 | 49.934 | -0.24208 | 967.0041 | 19966.8367 | 0.5364 | 49.9667 | -0.123 | 983.3848 | 19983.3513
0.5368 | 49.934 | -0.24207 | 966.9864 | 19966.8121 | 0.5368 | 49.9667 | -0.123 | 983.3651 | 19983.3389
0.5372 | 49.9339 | -0.24206 | 966.985 | 19966.7875 | 0.5372 | 49.9667 | -0.123 | 983.3602 | 19983.3265
0.5376 | 49.9339 | -0.24205 | 966.9461 | 19966.7629 | 0.5376 | 49.9667 | -0.123 | 983.3404 | 19983.3141
0.538 | 49.9338 | -0.24204 | 966.9375 | 19966.7384 | 0.538 | 49.9666 | -0.123 | 983.3356 | 19983.3017
0.5384 | 49.9338 | -0.24204 | 966.8977 | 19966.7138 | 0.5384 | 49.9666 | -0.123 | 983.3157 | 19983.2893
0.5388 | 49.9337 | -0.24203 | 966.8891 | 19966.6892 | 0.5388 | 49.9666 | -0.12299 | 983.311 | 19983.2769
0.5392 | 49.9337 | -0.24203 | 966.8493 | 19966.6646 | 0.5392 | 49.9666 | -0.12299 | 983.2911 | 19983.2645
0.5396 | 49.9336 | -0.24202 | 966.8407 | 19966.64 | 0.5396 | 49.9665 | -0.12299 | 983.2865 | 19983.2522
0.54 | 49.9336 | -0.24202 | 966.8009 | 19966.6154 | 0.54 | 49.9665 | -0.12299 | 983.2664 | 19983.2398
0.5404 | 49.9335 | -0.24201 | 966.7923 | 19966.5908 | 0.5404 | 49.9665 | -0.12299 | 983.2619 | 19983.2274
0.5408 | 49.9335 | -0.24201 | 966.7526 | 19966.5662 | 0.5408 | 49.9665 | -0.12299 | 983.2417 | 19983.215
0.5412 | 49.9334 | -0.242 | 966.7439 | 19966.5416 | 0.5412 | 49.9664 | -0.12298 | 983.2373 | 19983.2026
0.5416 | 49.9334 | -0.242 | 966.7042 | 19966.5171 | 0.5416 | 49.9664 | -0.12298 | 983.217 | 19983.1902
0.542 | 49.9333 | -0.24199 | 966.6955 | 19966.4925 | 0.542 | 49.9664 | -0.12298 | 983.2127 | 19983.1778
0.5424 | 49.9333 | -0.24198 | 966.6558 | 19966.4679 | 0.5424 | 49.9664 | -0.12298 | 983.1923 | 19983.1654
0.5428 | 49.9332 | -0.24198 | 966.6471 | 19966.4433 | 0.5428 | 49.9663 | -0.12298 | 983.1881 | 19983.153
0.5432 | 49.9332 | -0.24197 | 966.6074 | 19966.4187 | 0.5432 | 49.9663 | -0.12298 | 983.1676 | 19983.1406
0.5436 | 49.9331 | -0.24196 | 966.5987 | 19966.3941 | 0.5436 | 49.9663 | -0.12298 | 983.1635 | 19983.1282
0.544 | 49.9331 | -0.24196 | 966.559 | 19966.3695 | 0.544 | 49.9663 | -0.12298 | 983.1429 | 19983.1158
0.5444 | 49.933 | -0.24195 | 966.5503 | 19966.3449 | 0.5444 | 49.9662 | -0.12297 | 983.1389 | 19983.1034
0.5448 | 49.933 | -0.24195 | 966.5106 | 19966.3204 | 0.5448 | 49.9662 | -0.12297 | 983.1182 | 19983.091
0.5452 | 49.9329 | -0.24194 | 966.5019 | 19966.2958 | 0.5452 | 49.9662 | -0.12297 | 983.1143 | 19983.0786
0.5456 | 49.9329 | -0.24194 | 966.4622 | 19966.2712 | 0.5456 | 49.9662 | -0.12297 | 983.0935 | 19983.0662
0.546 | 49.9328 | -0.24193 | 966.4535 | 19966.2466 | 0.546 | 49.9661 | -0.12297 | 983.0897 | 19983.0538
0.5464 | 49.9328 | -0.24193 | 966.4138 | 19966.222 | 0.5464 | 49.9661 | -0.12297 | 983.0687 | 19983.0415
0.5468 | 49.9327 | -0.24192 | 966.4051 | 19966.1974 | 0.5468 | 49.9661 | -0.12296 | 983.0652 | 19983.0291
0.5472 | 49.9327 | -0.24191 | 966.3655 | 19966.1728 | 0.5472 | 49.9661 | -0.12296 | 983.044 | 19983.0167
0.5476 | 49.9326 | -0.24191 | 966.3567 | 19966.1483 | 0.5476 | 49.966 | -0.12296 | 983.0406 | 19983.0043
0.548 | 49.9326 | -0.2419 | 966.3171 | 19966.1237 | 0.548 | 49.966 | -0.12296 | 983.0193 | 19982.9919
0.5484 | 49.9325 | -0.24189 | 966.3083 | 19966.0991 | 0.5484 | 49.966 | -0.12296 | 983.016 | 19982.9795
0.5488 | 49.9325 | -0.24189 | 966.2687 | 19966.0745 | 0.5488 | 49.966 | -0.12296 | 982.9945 | 19982.9671
0.5492 | 49.9324 | -0.24188 | 966.26 | 19966.0499 | 0.5492 | 49.9659 | -0.12296 | 982.9914 | 19982.9547
0.5496 | 49.9324 | -0.24188 | 966.2204 | 19966.0253 | 0.5496 | 49.9659 | -0.12295 | 982.9698 | 19982.9423
0.55 | 49.9323 | -0.24187 | 966.2116 | 19966.0008 | 0.55 | 49.9659 | -0.12295 | 982.9668 | 19982.9299
0.5504 | 49.9323 | -0.24187 | 966.172 | 19965.9762 | 0.5504 | 49.9659 | -0.12295 | 982.945 | 19982.9175
0.5508 | 49.9322 | -0.24186 | 966.1632 | 19965.9516 | 0.5508 | 49.9658 | -0.12295 | 982.9422 | 19982.9051
0.5512 | 49.9322 | -0.24186 | 966.1236 | 19965.927 | 0.5512 | 49.9658 | -0.12295 | 982.9203 | 19982.8927
0.5516 | 49.9321 | -0.24185 | 966.1148 | 19965.9024 | 0.5516 | 49.9658 | -0.12295 | 982.9176 | 19982.8803
0.552 | 49.9321 | -0.24184 | 966.0753 | 19965.8779 | 0.552 | 49.9658 | -0.12295 | 982.8955 | 19982.868
0.5524 | 49.932 | -0.24184 | 966.0665 | 19965.8533 | 0.5524 | 49.9657 | -0.12294 | 982.893 | 19982.8556
0.5528 | 49.932 | -0.24183 | 966.0269 | 19965.8287 | 0.5528 | 49.9657 | -0.12294 | 982.8707 | 19982.8432
0.5532 | 49.9319 | -0.24182 | 966.0181 | 19965.8041 | 0.5532 | 49.9657 | -0.12294 | 982.8684 | 19982.8308
0.5536 | 49.9319 | -0.24182 | 965.9785 | 19965.7795 | 0.5536 | 49.9657 | -0.12294 | 982.846 | 19982.8184
0.554 | 49.9318 | -0.24181 | 965.9697 | 19965.755 | 0.554 | 49.9656 | -0.12294 | 982.8438 | 19982.806
0.5544 | 49.9318 | -0.24181 | 965.9302 | 19965.7304 | 0.5544 | 49.9656 | -0.12294 | 982.8213 | 19982.7936
0.5548 | 49.9317 | -0.2418 | 965.9214 | 19965.7058 | 0.5548 | 49.9656 | -0.12293 | 982.8192 | 19982.7812
0.5552 | 49.9317 | -0.2418 | 965.8818 | 19965.6812 | 0.5552 | 49.9656 | -0.12293 | 982.7965 | 19982.7688
0.5556 | 49.9316 | -0.24179 | 965.873 | 19965.6566 | 0.5556 | 49.9655 | -0.12293 | 982.7945 | 19982.7564
0.556 | 49.9316 | -0.24179 | 965.8335 | 19965.6321 | 0.556 | 49.9655 | -0.12293 | 982.7718 | 19982.744
0.5564 | 49.9316 | -0.24178 | 965.8246 | 19965.6075 | 0.5564 | 49.9655 | -0.12293 | 982.7699 | 19982.7316
0.5568 | 49.9316 | -0.24177 | 965.7851 | 19965.5829 | 0.5568 | 49.9655 | -0.12293 | 982.7471 | 19982.7193
0.5572 | 49.9315 | -0.24177 | 965.7763 | 19965.5583 | 0.5572 | 49.9654 | -0.12293 | 982.7453 | 19982.7069
0.5576 | 49.9315 | -0.24176 | 965.7368 | 19965.5338 | 0.5576 | 49.9654 | -0.12293 | 982.7225 | 19982.6945
0.558 | 49.9314 | -0.24175 | 965.7279 | 19965.5092 | 0.558 | 49.9654 | -0.12292 | 982.7207 | 19982.6821
0.5584 | 49.9314 | -0.24175 | 965.6884 | 19965.4846 | 0.5584 | 49.9654 | -0.12292 | 982.6978 | 19982.6697
0.5588 | 49.9313 | -0.24174 | 965.6796 | 19965.46 | 0.5588 | 49.9653 | -0.12292 | 982.6962 | 19982.6573
0.5592 | 49.9313 | -0.24174 | 965.6401 | 19965.4355 | 0.5592 | 49.9653 | -0.12292 | 982.6732 | 19982.6449
0.5596 | 49.9312 | -0.24173 | 965.6312 | 19965.4109 | 0.5596 | 49.9653 | -0.12292 | 982.6717 | 19982.6325
0.56 | 49.9312 | -0.24173 | 965.5918 | 19965.3863 | 0.56 | 49.9653 | -0.12292 | 982.6486 | 19982.6201
0.5604 | 49.9311 | -0.24172 | 965.5829 | 19965.3617 | 0.5604 | 49.9652 | -0.12291 | 982.6471 | 19982.6077
0.5608 | 49.9311 | -0.24172 | 965.5434 | 19965.3372 | 0.5608 | 49.9652 | -0.12291 | 982.6241 | 19982.5953
0.5612 | 49.931 | -0.24171 | 965.5345 | 19965.3126 | 0.5612 | 49.9652 | -0.12291 | 982.6226 | 19982.583
0.5616 | 49.931 | -0.24171 | 965.4951 | 19965.288 | 0.5616 | 49.9652 | -0.12291 | 982.5995 | 19982.5706
0.562 | 49.9309 | -0.2417 | 965.4862 | 19965.2634 | 0.562 | 49.9651 | -0.12291 | 982.5981 | 19982.5582
0.5624 | 49.9309 | -0.24169 | 965.4467 | 19965.2389 | 0.5624 | 49.9651 | -0.12291 | 982.5749 | 19982.5458
0.5628 | 49.9308 | -0.24168 | 965.4378 | 19965.2143 | 0.5628 | 49.9651 | -0.12291 | 982.5736 | 19982.5334
0.5632 | 49.9308 | -0.24168 | 965.3984 | 19965.1897 | 0.5632 | 49.9651 | -0.1229 | 982.5504 | 19982.521
0.5636 | 49.9307 | -0.24167 | 965.3895 | 19965.1651 | 0.5636 | 49.965 | -0.1229 | 982.549 | 19982.5086
0.564 | 49.9307 | -0.24167 | 965.3501 | 19965.1406 | 0.564 | 49.965 | -0.1229 | 982.5258 | 19982.4962
0.5644 | 49.9306 | -0.24166 | 965.3412 | 19965.116 | 0.5644 | 49.965 | -0.1229 | 982.5245 | 19982.4838
0.5648 | 49.9306 | -0.24166 | 965.3018 | 19965.0914 | 0.5648 | 49.965 | -0.1229 | 982.5013 | 19982.4714
0.5652 | 49.9305 | -0.24165 | 965.2928 | 19965.0669 | 0.5652 | 49.9649 | -0.1229 | 982.4999 | 19982.459
0.5656 | 49.9305 | -0.24165 | 965.2534 | 19965.0423 | 0.5656 | 49.9649 | -0.1229 | 982.4767 | 19982.4467
0.566 | 49.9304 | -0.24164 | 965.2445 | 19965.0177 | 0.566 | 49.9649 | -0.12289 | 982.4754 | 19982.4343
0.5664 | 49.9304 | -0.24164 | 965.2051 | 19964.9931 | 0.5664 | 49.9649 | -0.12289 | 982.4522 | 19982.4219
0.5668 | 49.9303 | -0.24163 | 965.1962 | 19964.9686 | 0.5668 | 49.9649 | -0.12289 | 982.4509 | 19982.4095
0.5672 | 49.9303 | -0.24162 | 965.1568 | 19964.944 | 0.5672 | 49.9649 | -0.12289 | 982.4276 | 19982.3971
0.5676 | 49.9302 | -0.24161 | 965.1478 | 19964.9194 | 0.5676 | 49.9648 | -0.12289 | 982.4263 | 19982.3847
0.568 | 49.9302 | -0.24161 | 965.1085 | 19964.8949 | 0.568 | 49.9648 | -0.12289 | 982.4031 | 19982.3723
0.5684 | 49.9301 | -0.2416 | 965.0995 | 19964.8703 | 0.5684 | 49.9648 | -0.12288 | 982.4018 | 19982.3599
0.5688 | 49.9301 | -0.2416 | 965.0602 | 19964.8457 | 0.5688 | 49.9648 | -0.12288 | 982.3785 | 19982.3475
0.5692 | 49.93 | -0.24159 | 965.0512 | 19964.8212 | 0.5692 | 49.9647 | -0.12288 | 982.3772 | 19982.3352
0.5696 | 49.93 | -0.24159 | 965.0119 | 19964.7966 | 0.5696 | 49.9647 | -0.12288 | 982.354 | 19982.3228
0.57 | 49.9299 | -0.24158 | 965.0029 | 19964.772 | 0.57 | 49.9647 | -0.12288 | 982.3527 | 19982.3104
0.5704 | 49.9299 | -0.24158 | 964.9635 | 19964.7475 | 0.5704 | 49.9647 | -0.12288 | 982.3294 | 19982.298
0.5708 | 49.9298 | -0.24157 | 964.9546 | 19964.7229 | 0.5708 | 49.9646 | -0.12288 | 982.3281 | 19982.2856
0.5712 | 49.9298 | -0.24157 | 964.9152 | 19964.6983 | 0.5712 | 49.9646 | -0.12288 | 982.3049 | 19982.2732
0.5716 | 49.9297 | -0.24156 | 964.9062 | 19964.6738 | 0.5716 | 49.9646 | -0.12287 | 982.3036 | 19982.2608
0.572 | 49.9297 | -0.24156 | 964.8511 | 19964.6492 | 0.572 | 49.9646 | -0.12287 | 982.2803 | 19982.2484
0.5724 | 49.9296 | -0.24149 | 965.0744 | 19964.6246 | 0.5724 | 49.9645 | -0.12287 | 982.279 | 19982.236
0.5728 | 49.9296 | -0.24161 | 964.573 | 19964.6001 | 0.5728 | 49.9645 | -0.12287 | 982.2558 | 19982.2237
0.5732 | 49.9295 | -0.24148 | 965.0413 | 19964.5755 | 0.5732 | 49.9645 | -0.12287 | 982.2545 | 19982.2113
0.5736 | 49.9295 | -0.24157 | 964.6369 | 19964.5509 | 0.5736 | 49.9645 | -0.12287 | 982.2312 | 19982.1989
0.574 | 49.9294 | -0.24157 | 964.5633 | 19964.5264 | 0.574 | 49.9644 | -0.12286 | 982.2299 | 19982.1865
0.5744 | 49.9294 | -0.24148 | 964.8706 | 19964.5018 | 0.5744 | 49.9644 | -0.12286 | 982.2067 | 19982.1741
0.5748 | 49.9293 | -0.24159 | 964.4211 | 19964.4772 | 0.5748 | 49.9644 | -0.12286 | 982.2054 | 19982.1617
0.5752 | 49.9293 | -0.24151 | 964.6923 | 19964.4527 | 0.5752 | 49.9644 | -0.12286 | 982.1822 | 19982.1493
0.5756 | 49.9292 | -0.24158 | 964.3512 | 19964.4281 | 0.5756 | 49.9643 | -0.12286 | 982.1808 | 19982.1369
0.576 | 49.9292 | -0.24152 | 964.5487 | 19964.4035 | 0.576 | 49.9643 | -0.12286 | 982.1576 | 19982.1245
0.5764 | 49.9291 | -0.24157 | 964.3033 | 19964.379 | 0.5764 | 49.9643 | -0.12285 | 982.1562 | 19982.1122
0.5768 | 49.9291 | -0.24149 | 964.5637 | 19964.3544 | 0.5768 | 49.9643 | -0.12285 | 982.1331 | 19982.0998
0.5772 | 49.929 | -0.24147 | 964.5893 | 19964.3298 | 0.5772 | 49.9642 | -0.12285 | 982.1317 | 19982.0874
0.5776 | 49.929 | -0.24148 | 964.5231 | 19964.3053 | 0.5776 | 49.9642 | -0.12285 | 982.1085 | 19982.075
0.578 | 49.9289 | -0.24165 | 963.7691 | 19964.2807 | 0.578 | 49.9642 | -0.12285 | 982.1071 | 19982.0626
0.5784 | 49.9289 | -0.24147 | 964.4682 | 19964.2562 | 0.5784 | 49.9642 | -0.12285 | 982.084 | 19982.0502
0.5788 | 49.9288 | -0.24143 | 964.5777 | 19964.2316 | 0.5788 | 49.9641 | -0.12285 | 982.0826 | 19982.0378
0.5792 | 49.9288 | -0.24147 | 964.3691 | 19964.207 | 0.5792 | 49.9641 | -0.12285 | 982.0595 | 19982.0254
0.5796 | 49.9287 | -0.24128 | 965.0728 | 19964.1825 | 0.5796 | 49.9641 | -0.12284 | 982.058 | 19982.0131
0.58 | 49.9287 | -0.24149 | 964.1703 | 19964.1579 | 0.58 | 49.9641 | -0.12284 | 982.0349 | 19982.0007
0.5804 | 49.9287 | -0.24139 | 964.5421 | 19964.1334 | 0.5804 | 49.964 | -0.12284 | 982.0334 | 19981.9883
0.5808 | 49.9287 | -0.2415 | 964.065 | 19964.1088 | 0.5808 | 49.964 | -0.12284 | 982.0104 | 19981.9759
0.5812 | 49.9286 | -0.24145 | 964.2267 | 19964.0842 | 0.5812 | 49.964 | -0.12284 | 982.0089 | 19981.9635
0.5816 | 49.9286 | -0.24147 | 964.0837 | 19964.0597 | 0.5816 | 49.964 | -0.12284 | 981.9859 | 19981.9511
0.582 | 49.9285 | -0.2414 | 964.2936 | 19964.0351 | 0.582 | 49.9639 | -0.12283 | 981.9843 | 19981.9387
0.5824 | 49.9285 | -0.24141 | 964.242 | 19964.0106 | 0.5824 | 49.9639 | -0.12283 | 981.9613 | 19981.9263
0.5828 | 49.9284 | -0.24144 | 964.059 | 19963.986 | 0.5828 | 49.9639 | -0.12283 | 981.9598 | 19981.914
0.5832 | 49.9284 | -0.2414 | 964.1535 | 19963.9615 | 0.5832 | 49.9639 | -0.12283 | 981.9368 | 19981.9016
0.5836 | 49.9283 | -0.24139 | 964.1483 | 19963.9369 | 0.5836 | 49.9638 | -0.12283 | 981.9352 | 19981.8892
0.584 | 49.9283 | -0.24143 | 963.9464 | 19963.9123 | 0.584 | 49.9638 | -0.12283 | 981.9123 | 19981.8768
0.5844 | 49.9282 | -0.2414 | 964.0109 | 19963.8878 | 0.5844 | 49.9638 | -0.12283 | 981.9106 | 19981.8644
0.5848 | 49.9282 | -0.24133 | 964.2394 | 19963.8632 | 0.5848 | 49.9638 | -0.12283 | 981.8877 | 19981.852
0.5852 | 49.9281 | -0.24134 | 964.1542 | 19963.8387 | 0.5852 | 49.9637 | -0.12282 | 981.8861 | 19981.8396
0.5856 | 49.9281 | -0.24135 | 964.0534 | 19963.8141 | 0.5856 | 49.9637 | -0.12282 | 981.8632 | 19981.8273
0.586 | 49.928 | -0.24135 | 964.0382 | 19963.7895 | 0.586 | 49.9637 | -0.12282 | 981.8615 | 19981.8149
0.5864 | 49.928 | -0.24134 | 963.9978 | 19963.765 | 0.5864 | 49.9637 | -0.12282 | 981.8387 | 19981.8025
0.5868 | 49.9279 | -0.24134 | 963.989 | 19963.7404 | 0.5868 | 49.9636 | -0.12282 | 981.8369 | 19981.7901
0.5872 | 49.9279 | -0.24133 | 963.9495 | 19963.7159 | 0.5872 | 49.9636 | -0.12282 | 981.8141 | 19981.7777
0.5876 | 49.9278 | -0.24132 | 963.9407 | 19963.6913 | 0.5876 | 49.9636 | -0.12281 | 981.8124 | 19981.7653
0.588 | 49.9278 | -0.24132 | 963.9013 | 19963.6668 | 0.588 | 49.9636 | -0.12281 | 981.7896 | 19981.7529
0.5884 | 49.9277 | -0.24131 | 963.8925 | 19963.6422 | 0.5884 | 49.9635 | -0.12281 | 981.7878 | 19981.7405
0.5888 | 49.9277 | -0.24131 | 963.853 | 19963.6177 | 0.5888 | 49.9635 | -0.12281 | 981.7651 | 19981.7282
0.5892 | 49.9276 | -0.2413 | 963.8442 | 19963.5931 | 0.5892 | 49.9635 | -0.12281 | 981.7632 | 19981.7158
0.5896 | 49.9276 | -0.2413 | 963.8048 | 19963.5686 | 0.5896 | 49.9635 | -0.12281 | 981.7406 | 19981.7034
0.59 | 49.9275 | -0.24129 | 963.796 | 19963.544 | 0.59 | 49.9634 | -0.1228 | 981.7387 | 19981.691
0.5904 | 49.9275 | -0.24129 | 963.7565 | 19963.5195 | 0.5904 | 49.9634 | -0.1228 | 981.716 | 19981.6786
0.5908 | 49.9274 | -0.24128 | 963.7477 | 19963.4949 | 0.5908 | 49.9634 | -0.1228 | 981.7141 | 19981.6662
0.5912 | 49.9274 | -0.24128 | 963.7083 | 19963.4703 | 0.5912 | 49.9634 | -0.1228 | 981.6915 | 19981.6538
0.5916 | 49.9273 | -0.24127 | 963.6994 | 19963.4458 | 0.5916 | 49.9633 | -0.1228 | 981.6895 | 19981.6415
0.592 | 49.9273 | -0.24126 | 963.66 | 19963.4212 | 0.592 | 49.9633 | -0.1228 | 981.667 | 19981.6291
0.5924 | 49.9272 | -0.24125 | 963.6512 | 19963.3967 | 0.5924 | 49.9633 | -0.1228 | 981.665 | 19981.6167
0.5928 | 49.9272 | -0.24125 | 963.6118 | 19963.3721 | 0.5928 | 49.9633 | -0.1228 | 981.6425 | 19981.6043
0.5932 | 49.9271 | -0.24124 | 963.6029 | 19963.3476 | 0.5932 | 49.9632 | -0.12279 | 981.6404 | 19981.5919
0.5936 | 49.9271 | -0.24124 | 963.5635 | 19963.323 | 0.5936 | 49.9632 | -0.12279 | 981.6179 | 19981.5795
0.594 | 49.927 | -0.24123 | 963.5547 | 19963.2985 | 0.594 | 49.9632 | -0.12279 | 981.6159 | 19981.5672
0.5944 | 49.927 | -0.24123 | 963.5153 | 19963.2739 | 0.5944 | 49.9632 | -0.12279 | 981.5934 | 19981.5548
0.5948 | 49.9269 | -0.24122 | 963.5064 | 19963.2494 | 0.5948 | 49.9631 | -0.12279 | 981.5913 | 19981.5424
0.5952 | 49.9269 | -0.24122 | 963.467 | 19963.2248 | 0.5952 | 49.9631 | -0.12279 | 981.5689 | 19981.53
0.5956 | 49.9268 | -0.24121 | 963.4582 | 19963.2003 | 0.5956 | 49.9631 | -0.12278 | 981.5667 | 19981.5176
0.596 | 49.9268 | -0.24121 | 963.4188 | 19963.1757 | 0.596 | 49.9631 | -0.12278 | 981.5444 | 19981.5052
0.5964 | 49.9267 | -0.2412 | 963.4099 | 19963.1512 | 0.5964 | 49.963 | -0.12278 | 981.5422 | 19981.4928
0.5968 | 49.9267 | -0.24119 | 963.3706 | 19963.1266 | 0.5968 | 49.963 | -0.12278 | 981.5198 | 19981.4805
0.5972 | 49.9266 | -0.24118 | 963.3617 | 19963.1021 | 0.5972 | 49.963 | -0.12278 | 981.5176 | 19981.4681
0.5976 | 49.9266 | -0.24118 | 963.3223 | 19963.0775 | 0.5976 | 49.963 | -0.12278 | 981.4953 | 19981.4557
0.598 | 49.9265 | -0.24117 | 963.3134 | 19963.053 | 0.598 | 49.9629 | -0.12278 | 981.493 | 19981.4433
0.5984 | 49.9265 | -0.24117 | 963.2741 | 19963.0285 | 0.5984 | 49.9629 | -0.12277 | 981.4708 | 19981.4309
0.5988 | 49.9264 | -0.24116 | 963.2652 | 19963.0039 | 0.5988 | 49.9629 | -0.12277 | 981.4685 | 19981.4185
0.5992 | 49.9264 | -0.24116 | 963.2259 | 19962.9794 | 0.5992 | 49.9629 | -0.12277 | 981.4463 | 19981.4062
0.5996 | 49.9263 | -0.24115 | 963.217 | 19962.9548 | 0.5996 | 49.9628 | -0.12277 | 981.4439 | 19981.3938
0.6 | 49.9263 | -0.24115 | 963.1777 | 19962.9303 | 0.6 | 49.9628 | -0.12277 | 981.4218 | 19981.3814
0.6004 | 49.9262 | -0.24114 | 963.1687 | 19962.9057 | 0.6004 | 49.9628 | -0.12277 | 981.4193 | 19981.369
0.6008 | 49.9262 | -0.24114 | 963.1294 | 19962.8812 | 0.6008 | 49.9628 | -0.12277 | 981.3972 | 19981.3566
0.6012 | 49.9261 | -0.24113 | 963.1205 | 19962.8566 | 0.6012 | 49.9627 | -0.12276 | 981.3948 | 19981.3442
0.6016 | 49.9261 | -0.24112 | 963.0812 | 19962.8321 | 0.6016 | 49.9627 | -0.12276 | 981.3727 | 19981.3319
0.602 | 49.926 | -0.24111 | 963.0723 | 19962.8075 | 0.602 | 49.9627 | -0.12276 | 981.3702 | 19981.3195
0.6024 | 49.926 | -0.24111 | 963.033 | 19962.783 | 0.6024 | 49.9627 | -0.12276 | 981.3482 | 19981.3071
0.6028 | 49.926 | -0.2411 | 963.0241 | 19962.7584 | 0.6028 | 49.9626 | -0.12276 | 981.3457 | 19981.2947
0.6032 | 49.926 | -0.2411 | 962.9848 | 19962.7339 | 0.6032 | 49.9626 | -0.12276 | 981.3237 | 19981.2823
0.6036 | 49.9259 | -0.24109 | 962.9758 | 19962.7094 | 0.6036 | 49.9626 | -0.12275 | 981.3211 | 19981.2699
0.604 | 49.9259 | -0.24109 | 962.9366 | 19962.6848 | 0.604 | 49.9626 | -0.12275 | 981.2991 | 19981.2576
0.6044 | 49.9258 | -0.24108 | 962.9276 | 19962.6603 | 0.6044 | 49.9625 | -0.12275 | 981.2965 | 19981.2452
0.6048 | 49.9258 | -0.24108 | 962.8884 | 19962.6357 | 0.6048 | 49.9625 | -0.12275 | 981.2746 | 19981.2328
0.6052 | 49.9257 | -0.24107 | 962.8794 | 19962.6112 | 0.6052 | 49.9625 | -0.12275 | 981.272 | 19981.2204
0.6056 | 49.9257 | -0.24107 | 962.8402 | 19962.5866 | 0.6056 | 49.9625 | -0.12275 | 981.2501 | 19981.208
0.606 | 49.9256 | -0.24106 | 962.8312 | 19962.5621 | 0.606 | 49.9624 | -0.12275 | 981.2474 | 19981.1956
0.6064 | 49.9256 | -0.24105 | 962.792 | 19962.5376 | 0.6064 | 49.9624 | -0.12275 | 981.2256 | 19981.1833
0.6068 | 49.9255 | -0.24105 | 962.783 | 19962.513 | 0.6068 | 49.9624 | -0.12274 | 981.2229 | 19981.1709
0.6072 | 49.9255 | -0.24104 | 962.7438 | 19962.4885 | 0.6072 | 49.9624 | -0.12274 | 981.2011 | 19981.1585
0.6076 | 49.9254 | -0.24103 | 962.7347 | 19962.4639 | 0.6076 | 49.9623 | -0.12274 | 981.1983 | 19981.1461
0.608 | 49.9254 | -0.24103 | 962.6955 | 19962.4394 | 0.608 | 49.9623 | -0.12274 | 981.1766 | 19981.1337
0.6084 | 49.9253 | -0.24102 | 962.6865 | 19962.4149 | 0.6084 | 49.9623 | -0.12274 | 981.1737 | 19981.1213
0.6088 | 49.9253 | -0.24102 | 962.6474 | 19962.3903 | 0.6088 | 49.9623 | -0.12274 | 981.152 | 19981.109
0.6092 | 49.9252 | -0.24101 | 962.6383 | 19962.3658 | 0.6092 | 49.9622 | -0.12273 | 981.1492 | 19981.0966
0.6096 | 49.9252 | -0.24101 | 962.5992 | 19962.3412 | 0.6096 | 49.9622 | -0.12273 | 981.1278 | 19981.0842
0.61 | 49.9251 | -0.241 | 962.5901 | 19962.3167 | 0.61 | 49.9622 | -0.12267 | 981.6415 | 19981.0718
0.6104 | 49.9251 | -0.241 | 962.551 | 19962.2922 | 0.6104 | 49.9622 | -0.12268 | 981.5001 | 19981.0594
0.6108 | 49.925 | -0.24099 | 962.5419 | 19962.2676 | 0.6108 | 49.9621 | -0.12273 | 981.1047 | 19981.0471
0.6112 | 49.925 | -0.24098 | 962.5028 | 19962.2431 | 0.6112 | 49.9621 | -0.12272 | 981.176 | 19981.0347
0.6116 | 49.9249 | -0.24098 | 962.4937 | 19962.2185 | 0.6116 | 49.9621 | -0.12273 | 981.0653 | 19981.0223
0.612 | 49.9249 | -0.24097 | 962.4546 | 19962.194 | 0.612 | 49.9621 | -0.1228 | 980.4848 | 19981.0099
0.6124 | 49.9248 | -0.24096 | 962.4455 | 19962.1695 | 0.6124 | 49.9621 | -0.12274 | 980.9156 | 19980.9975
0.6128 | 49.9248 | -0.24096 | 962.4064 | 19962.1449 | 0.6128 | 49.9621 | -0.12271 | 981.1576 | 19980.9851
0.6132 | 49.9247 | -0.24095 | 962.3973 | 19962.1204 | 0.6132 | 49.962 | -0.12271 | 981.1289 | 19980.9728
0.6136 | 49.9247 | -0.24095 | 962.3582 | 19962.0959 | 0.6136 | 49.962 | -0.12271 | 981.0744 | 19980.9604
0.614 | 49.9246 | -0.24094 | 962.3491 | 19962.0713 | 0.614 | 49.962 | -0.12272 | 981.0032 | 19980.948
0.6144 | 49.9246 | -0.24094 | 962.31 | 19962.0468 | 0.6144 | 49.962 | -0.12272 | 980.9815 | 19980.9356
0.6148 | 49.9245 | -0.24093 | 962.3009 | 19962.0223 | 0.6148 | 49.9619 | -0.12271 | 980.9764 | 19980.9232
0.6152 | 49.9245 | -0.24093 | 962.2618 | 19961.9977 | 0.6152 | 49.9619 | -0.12271 | 980.9565 | 19980.9109
0.6156 | 49.9244 | -0.24092 | 962.2528 | 19961.9732 | 0.6156 | 49.9619 | -0.12271 | 980.9518 | 19980.8985
0.616 | 49.9244 | -0.24092 | 962.2137 | 19961.9487 | 0.616 | 49.9619 | -0.12271 | 980.932 | 19980.8861
0.6164 | 49.9243 | -0.24091 | 962.2046 | 19961.9241 | 0.6164 | 49.9618 | -0.12271 | 980.9273 | 19980.8737
0.6168 | 49.9243 | -0.2409 | 962.1655 | 19961.8996 | 0.6168 | 49.9618 | -0.12271 | 980.9074 | 19980.8613
0.6172 | 49.9242 | -0.24089 | 962.1564 | 19961.875 | 0.6172 | 49.9618 | -0.1227 | 980.9028 | 19980.8489
0.6176 | 49.9242 | -0.24089 | 962.1057 | 19961.8505 | 0.6176 | 49.9618 | -0.1227 | 980.8829 | 19980.8366
0.618 | 49.9241 | -0.24079 | 962.4703 | 19961.826 | 0.618 | 49.9617 | -0.1227 | 980.8782 | 19980.8242
0.6184 | 49.9241 | -0.24094 | 961.8404 | 19961.8014 | 0.6184 | 49.9617 | -0.1227 | 980.8584 | 19980.8118
0.6188 | 49.924 | -0.24075 | 962.5393 | 19961.7769 | 0.6188 | 49.9617 | -0.1227 | 980.8537 | 19980.7994
0.6192 | 49.924 | -0.24084 | 962.1514 | 19961.7524 | 0.6192 | 49.9617 | -0.1227 | 980.8338 | 19980.787
0.6196 | 49.9239 | -0.24085 | 962.0798 | 19961.7279 | 0.6196 | 49.9616 | -0.1227 | 980.8291 | 19980.7747
0.62 | 49.9239 | -0.24078 | 962.3106 | 19961.7033 | 0.62 | 49.9616 | -0.12269 | 980.8093 | 19980.7623
0.6204 | 49.9238 | -0.2409 | 961.7837 | 19961.6788 | 0.6204 | 49.9616 | -0.12269 | 980.8046 | 19980.7499
0.6208 | 49.9238 | -0.24161 | 958.8774 | 19961.6543 | 0.6208 | 49.9616 | -0.12269 | 980.7848 | 19980.7375
0.6212 | 49.9237 | -0.24063 | 962.7577 | 19961.6297 | 0.6212 | 49.9615 | -0.12269 | 980.78 | 19980.7251
0.6216 | 49.9237 | -0.24063 | 962.7245 | 19961.6052 | 0.6216 | 49.9615 | -0.12269 | 980.7602 | 19980.7128
0.622 | 49.9236 | -0.24088 | 961.6347 | 19961.5807 | 0.622 | 49.9615 | -0.12269 | 980.7555 | 19980.7004
0.6224 | 49.9236 | -0.24061 | 962.687 | 19961.5561 | 0.6224 | 49.9615 | -0.12269 | 980.7357 | 19980.688
0.6228 | 49.9235 | -0.2408 | 961.8603 | 19961.5316 | 0.6228 | 49.9614 | -0.12268 | 980.731 | 19980.6756
0.6232 | 49.9235 | -0.24067 | 962.3333 | 19961.5071 | 0.6232 | 49.9614 | -0.12268 | 980.7112 | 19980.6632
0.6236 | 49.9234 | -0.24091 | 961.3307 | 19961.4826 | 0.6236 | 49.9614 | -0.12268 | 980.7064 | 19980.6509
0.624 | 49.9234 | -0.24077 | 961.8378 | 19961.458 | 0.624 | 49.9614 | -0.12268 | 980.6866 | 19980.6385
0.6244 | 49.9233 | -0.24092 | 961.1986 | 19961.4335 | 0.6244 | 49.9613 | -0.12268 | 980.6819 | 19980.6261
0.6248 | 49.9233 | -0.24077 | 961.7663 | 19961.409 | 0.6248 | 49.9613 | -0.12268 | 980.6621 | 19980.6137
0.6252 | 49.9233 | -0.24095 | 960.9711 | 19961.3844 | 0.6252 | 49.9613 | -0.12267 | 980.6574 | 19980.6013
0.6256 | 49.9233 | -0.24081 | 961.4993 | 19961.3599 | 0.6256 | 49.9613 | -0.12267 | 980.6376 | 19980.589
0.626 | 49.9232 | -0.24072 | 961.8122 | 19961.3354 | 0.626 | 49.9612 | -0.12267 | 980.6328 | 19980.5766
0.6264 | 49.9232 | -0.24073 | 961.722 | 19961.3109 | 0.6264 | 49.9612 | -0.12267 | 980.613 | 19980.5642
0.6268 | 49.9231 | -0.24082 | 961.3075 | 19961.2863 | 0.6268 | 49.9612 | -0.12267 | 980.6083 | 19980.5518
0.6272 | 49.9231 | -0.24069 | 961.7832 | 19961.2618 | 0.6272 | 49.9612 | -0.12267 | 980.5885 | 19980.5395
0.6276 | 49.923 | -0.24063 | 961.9867 | 19961.2373 | 0.6276 | 49.9611 | -0.12267 | 980.5837 | 19980.5271
0.628 | 49.923 | -0.24075 | 961.4598 | 19961.2128 | 0.628 | 49.9611 | -0.12267 | 980.564 | 19980.5147
0.6284 | 49.9229 | -0.24078 | 961.2939 | 19961.1882 | 0.6284 | 49.9611 | -0.12266 | 980.5592 | 19980.5023
0.6288 | 49.9229 | -0.24065 | 961.7669 | 19961.1637 | 0.6288 | 49.9611 | -0.12266 | 980.5394 | 19980.4899
0.6292 | 49.9228 | -0.24077 | 961.2231 | 19961.1392 | 0.6292 | 49.961 | -0.12266 | 980.5347 | 19980.4776
0.6296 | 49.9228 | -0.24077 | 961.1813 | 19961.1147 | 0.6296 | 49.961 | -0.12266 | 980.5149 | 19980.4652
0.63 | 49.9227 | -0.24064 | 961.6559 | 19961.0901 | 0.63 | 49.961 | -0.12266 | 980.5101 | 19980.4528
0.6304 | 49.9227 | -0.24073 | 961.2604 | 19961.0656 | 0.6304 | 49.961 | -0.12266 | 980.4904 | 19980.4404
0.6308 | 49.9226 | -0.24069 | 961.3606 | 19961.0411 | 0.6308 | 49.9609 | -0.12265 | 980.4856 | 19980.428
0.6312 | 49.9226 | -0.24066 | 961.4291 | 19961.0166 | 0.6312 | 49.9609 | -0.12265 | 980.4658 | 19980.4157
0.6316 | 49.9225 | -0.24061 | 961.5789 | 19960.992 | 0.6316 | 49.9609 | -0.12265 | 980.4611 | 19980.4033
0.632 | 49.9225 | -0.24069 | 961.2128 | 19960.9675 | 0.632 | 49.9609 | -0.12265 | 980.4413 | 19980.3909
0.6324 | 49.9224 | -0.24065 | 961.3486 | 19960.943 | 0.6324 | 49.9608 | -0.12265 | 980.4366 | 19980.3785
0.6328 | 49.9224 | -0.2408 | 960.681 | 19960.9185 | 0.6328 | 49.9608 | -0.12265 | 980.4168 | 19980.3662
0.6332 | 49.9223 | -0.24067 | 961.1777 | 19960.8939 | 0.6332 | 49.9608 | -0.12265 | 980.412 | 19980.3538
0.6336 | 49.9223 | -0.24064 | 961.2547 | 19960.8694 | 0.6336 | 49.9608 | -0.12264 | 980.3923 | 19980.3414
0.634 | 49.9222 | -0.24067 | 961.0821 | 19960.8449 | 0.634 | 49.9607 | -0.12264 | 980.3875 | 19980.329
0.6344 | 49.9222 | -0.2406 | 961.3062 | 19960.8204 | 0.6344 | 49.9607 | -0.12264 | 980.3677 | 19980.3166
0.6348 | 49.9221 | -0.24068 | 960.9304 | 19960.7959 | 0.6348 | 49.9607 | -0.12264 | 980.363 | 19980.3043
0.6352 | 49.9221 | -0.24066 | 960.9707 | 19960.7713 | 0.6352 | 49.9607 | -0.12264 | 980.3432 | 19980.2919
0.6356 | 49.922 | -0.24062 | 961.0773 | 19960.7468 | 0.6356 | 49.9606 | -0.12264 | 980.3384 | 19980.2795
0.636 | 49.922 | -0.24063 | 961.0078 | 19960.7223 | 0.636 | 49.9606 | -0.12264 | 980.3187 | 19980.2671
0.6364 | 49.9219 | -0.24055 | 961.2548 | 19960.6978 | 0.6364 | 49.9606 | -0.12263 | 980.3139 | 19980.2548
0.6368 | 49.9219 | -0.24058 | 961.1231 | 19960.6733 | 0.6368 | 49.9606 | -0.12263 | 980.2942 | 19980.2424
0.6372 | 49.9218 | -0.24065 | 960.786 | 19960.6487 | 0.6372 | 49.9605 | -0.12263 | 980.2894 | 19980.23
0.6376 | 49.9218 | -0.2406 | 960.9158 | 19960.6242 | 0.6376 | 49.9605 | -0.12263 | 980.2696 | 19980.2176
0.638 | 49.9217 | -0.24059 | 960.9072 | 19960.5997 | 0.638 | 49.9605 | -0.12263 | 980.2648 | 19980.2052
0.6384 | 49.9217 | -0.24059 | 960.8657 | 19960.5752 | 0.6384 | 49.9605 | -0.12263 | 980.2451 | 19980.1929
0.6388 | 49.9216 | -0.24058 | 960.8568 | 19960.5507 | 0.6388 | 49.9604 | -0.12262 | 980.2403 | 19980.1805
0.6392 | 49.9216 | -0.24058 | 960.8176 | 19960.5261 | 0.6392 | 49.9604 | -0.12262 | 980.2206 | 19980.1681
0.6396 | 49.9215 | -0.24057 | 960.8087 | 19960.5016 | 0.6396 | 49.9604 | -0.12262 | 980.2158 | 19980.1557
0.64 | 49.9215 | -0.24057 | 960.7694 | 19960.4771 | 0.64 | 49.9604 | -0.12262 | 980.1961 | 19980.1434
0.6404 | 49.9214 | -0.24056 | 960.7606 | 19960.4526 | 0.6404 | 49.9603 | -0.12262 | 980.1913 | 19980.131
0.6408 | 49.9214 | -0.24056 | 960.7213 | 19960.4281 | 0.6408 | 49.9603 | -0.12262 | 980.1716 | 19980.1186
0.6412 | 49.9213 | -0.24055 | 960.7125 | 19960.4036 | 0.6412 | 49.9603 | -0.12262 | 980.1667 | 19980.1062
0.6416 | 49.9213 | -0.24054 | 960.6732 | 19960.379 | 0.6416 | 49.9603 | -0.12262 | 980.147 | 19980.0939
0.642 | 49.9212 | -0.24053 | 960.6644 | 19960.3545 | 0.642 | 49.9602 | -0.12261 | 980.1422 | 19980.0815
0.6424 | 49.9212 | -0.24053 | 960.6251 | 19960.33 | 0.6424 | 49.9602 | -0.12261 | 980.1225 | 19980.0691
0.6428 | 49.9211 | -0.24052 | 960.6162 | 19960.3055 | 0.6428 | 49.9602 | -0.12261 | 980.1177 | 19980.0567
0.6432 | 49.9211 | -0.24052 | 960.577 | 19960.281 | 0.6432 | 49.9602 | -0.12261 | 980.098 | 19980.0444
0.6436 | 49.921 | -0.24051 | 960.5681 | 19960.2565 | 0.6436 | 49.9601 | -0.12261 | 980.0932 | 19980.032
0.644 | 49.921 | -0.24051 | 960.5289 | 19960.232 | 0.644 | 49.9601 | -0.12261 | 980.0735 | 19980.0196
0.6444 | 49.9209 | -0.2405 | 960.52 | 19960.2074 | 0.6444 | 49.9601 | -0.1226 | 980.0687 | 19980.0072
0.6448 | 49.9209 | -0.2405 | 960.4808 | 19960.1829 | 0.6448 | 49.9601 | -0.1226 | 980.049 | 19979.9949
0.6452 | 49.9208 | -0.24049 | 960.4719 | 19960.1584 | 0.6452 | 49.96 | -0.1226 | 980.0441 | 19979.9825
0.6456 | 49.9208 | -0.24049 | 960.4328 | 19960.1339 | 0.6456 | 49.96 | -0.1226 | 980.0244 | 19979.9701
0.646 | 49.9207 | -0.24048 | 960.4238 | 19960.1094 | 0.646 | 49.96 | -0.1226 | 980.0196 | 19979.9577
0.6464 | 49.9207 | -0.24043 | 960.5642 | 19960.0849 | 0.6464 | 49.96 | -0.1226 | 979.9999 | 19979.9453
0.6468 | 49.9207 | -0.24045 | 960.4422 | 19960.0604 | 0.6468 | 49.9599 | -0.1226 | 979.9951 | 19979.933
0.6472 | 49.9207 | -0.24054 | 960.0138 | 19960.0358 | 0.6472 | 49.9599 | -0.12259 | 979.9754 | 19979.9206
0.6476 | 49.9206 | -0.24044 | 960.3769 | 19960.0113 | 0.6476 | 49.9599 | -0.12259 | 979.9706 | 19979.9082
0.648 | 49.9206 | -0.24046 | 960.2488 | 19959.9868 | 0.648 | 49.9599 | -0.12259 | 979.9504 | 19979.8958
0.6484 | 49.9205 | -0.24044 | 960.2975 | 19959.9623 | 0.6484 | 49.9598 | -0.1226 | 979.8811 | 19979.8835
0.6488 | 49.9205 | -0.24049 | 960.0442 | 19959.9378 | 0.6488 | 49.9598 | -0.12261 | 979.8003 | 19979.8711
0.6492 | 49.9204 | -0.24045 | 960.1514 | 19959.9133 | 0.6492 | 49.9598 | -0.12256 | 980.122 | 19979.8587
0.6496 | 49.9204 | -0.24046 | 960.0781 | 19959.8888 | 0.6496 | 49.9598 | -0.12259 | 979.8754 | 19979.8464
0.65 | 49.9203 | -0.24045 | 960.054 | 19959.8643 | 0.65 | 49.9597 | -0.1226 | 979.7957 | 19979.834
0.6504 | 49.9203 | -0.24041 | 960.1795 | 19959.8398 | 0.6504 | 49.9597 | -0.1226 | 979.7767 | 19979.8216
0.6508 | 49.9202 | -0.24038 | 960.2581 | 19959.8152 | 0.6508 | 49.9597 | -0.12258 | 979.8652 | 19979.8092
0.6512 | 49.9202 | -0.24041 | 960.0881 | 19959.7907 | 0.6512 | 49.9597 | -0.12258 | 979.8526 | 19979.7969
0.6516 | 49.9201 | -0.2404 | 960.0803 | 19959.7662 | 0.6516 | 49.9596 | -0.12258 | 979.848 | 19979.7845
0.652 | 49.9201 | -0.24039 | 960.0481 | 19959.7417 | 0.652 | 49.9596 | -0.12258 | 979.8283 | 19979.7721
0.6524 | 49.92 | -0.24038 | 960.0382 | 19959.7172 | 0.6524 | 49.9596 | -0.12257 | 979.8235 | 19979.7597
0.6528 | 49.92 | -0.24038 | 960.0001 | 19959.6927 | 0.6528 | 49.9596 | -0.12257 | 979.8038 | 19979.7474
0.6532 | 49.9199 | -0.24037 | 959.9902 | 19959.6682 | 0.6532 | 49.9595 | -0.12257 | 979.799 | 19979.735
0.6536 | 49.9199 | -0.24037 | 959.952 | 19959.6437 | 0.6536 | 49.9595 | -0.12257 | 979.7793 | 19979.7226
0.654 | 49.9198 | -0.24036 | 959.9421 | 19959.6192 | 0.654 | 49.9595 | -0.12257 | 979.7744 | 19979.7102
0.6544 | 49.9198 | -0.24036 | 959.904 | 19959.5947 | 0.6544 | 49.9595 | -0.12257 | 979.7548 | 19979.6979
0.6548 | 49.9197 | -0.24035 | 959.894 | 19959.5702 | 0.6548 | 49.9595 | -0.12257 | 979.7499 | 19979.6855
0.6552 | 49.9197 | -0.24035 | 959.8559 | 19959.5457 | 0.6552 | 49.9595 | -0.12257 | 979.7303 | 19979.6731
0.6556 | 49.9196 | -0.24034 | 959.846 | 19959.5211 | 0.6556 | 49.9594 | -0.12256 | 979.7254 | 19979.6607
0.656 | 49.9196 | -0.24034 | 959.8078 | 19959.4966 | 0.656 | 49.9594 | -0.12256 | 979.7058 | 19979.6484
0.6564 | 49.9195 | -0.24033 | 959.7979 | 19959.4721 | 0.6564 | 49.9594 | -0.12256 | 979.7009 | 19979.636
0.6568 | 49.9195 | -0.24032 | 959.7598 | 19959.4476 | 0.6568 | 49.9594 | -0.12256 | 979.6813 | 19979.6236
0.6572 | 49.9194 | -0.24032 | 959.7498 | 19959.4231 | 0.6572 | 49.9593 | -0.12256 | 979.6764 | 19979.6112
0.6576 | 49.9194 | -0.24031 | 959.7117 | 19959.3986 | 0.6576 | 49.9593 | -0.12256 | 979.6568 | 19979.5989
0.658 | 49.9193 | -0.2403 | 959.7018 | 19959.3741 | 0.658 | 49.9593 | -0.12255 | 979.6519 | 19979.5865
0.6584 | 49.9193 | -0.2403 | 959.6637 | 19959.3496 | 0.6584 | 49.9593 | -0.12255 | 979.6323 | 19979.5741
0.6588 | 49.9192 | -0.24029 | 959.6537 | 19959.3251 | 0.6588 | 49.9592 | -0.12255 | 979.6274 | 19979.5617
0.6592 | 49.9192 | -0.24029 | 959.6156 | 19959.3006 | 0.6592 | 49.9592 | -0.12255 | 979.6078 | 19979.5494
0.6596 | 49.9191 | -0.24028 | 959.6056 | 19959.2761 | 0.6596 | 49.9592 | -0.12255 | 979.6029 | 19979.537
0.66 | 49.9191 | -0.24028 | 959.5676 | 19959.2516 | 0.66 | 49.9592 | -0.12255 | 979.5832 | 19979.5246
0.6604 | 49.919 | -0.24027 | 959.5576 | 19959.2271 | 0.6604 | 49.9591 | -0.12255 | 979.5783 | 19979.5123
0.6608 | 49.919 | -0.24027 | 959.5195 | 19959.2026 | 0.6608 | 49.9591 | -0.12254 | 979.5587 | 19979.4999
0.6612 | 49.9189 | -0.24026 | 959.5095 | 19959.1781 | 0.6612 | 49.9591 | -0.12254 | 979.5538 | 19979.4875
0.6616 | 49.9189 | -0.24025 | 959.4715 | 19959.1536 | 0.6616 | 49.9591 | -0.12254 | 979.5342 | 19979.4751
0.662 | 49.9188 | -0.24025 | 959.4615 | 19959.1291 | 0.662 | 49.959 | -0.12254 | 979.5293 | 19979.4628
0.6624 | 49.9188 | -0.24024 | 959.4234 | 19959.1046 | 0.6624 | 49.959 | -0.12254 | 979.5097 | 19979.4504
0.6628 | 49.9187 | -0.24023 | 959.4134 | 19959.0801 | 0.6628 | 49.959 | -0.12254 | 979.5048 | 19979.438
0.6632 | 49.9187 | -0.24023 | 959.3754 | 19959.0556 | 0.6632 | 49.959 | -0.12254 | 979.4852 | 19979.4256
0.6636 | 49.9186 | -0.24022 | 959.3654 | 19959.0311 | 0.6636 | 49.9589 | -0.12253 | 979.4803 | 19979.4133
0.664 | 49.9186 | -0.24022 | 959.3273 | 19959.0066 | 0.664 | 49.9589 | -0.12253 | 979.4607 | 19979.4009
0.6644 | 49.9185 | -0.24021 | 959.3173 | 19958.9821 | 0.6644 | 49.9589 | -0.12253 | 979.4558 | 19979.3885
0.6648 | 49.9185 | -0.24021 | 959.2793 | 19958.9576 | 0.6648 | 49.9589 | -0.12253 | 979.4362 | 19979.3762
0.6652 | 49.9184 | -0.2402 | 959.2693 | 19958.9331 | 0.6652 | 49.9588 | -0.12253 | 979.4313 | 19979.3638
0.6656 | 49.9184 | -0.2402 | 959.2313 | 19958.9086 | 0.6656 | 49.9588 | -0.12253 | 979.4117 | 19979.3514
0.666 | 49.9183 | -0.24019 | 959.2213 | 19958.8841 | 0.666 | 49.9588 | -0.12252 | 979.4068 | 19979.339
0.6664 | 49.9183 | -0.24019 | 959.1832 | 19958.8596 | 0.6664 | 49.9588 | -0.12252 | 979.3872 | 19979.3267
0.6668 | 49.9183 | -0.24018 | 959.1732 | 19958.8351 | 0.6668 | 49.9587 | -0.12252 | 979.3823 | 19979.3143
0.6672 | 49.9183 | -0.24017 | 959.1352 | 19958.8106 | 0.6672 | 49.9587 | -0.12252 | 979.3627 | 19979.3019
0.6676 | 49.9182 | -0.24016 | 959.1252 | 19958.7861 | 0.6676 | 49.9587 | -0.12252 | 979.3578 | 19979.2895
0.668 | 49.9182 | -0.24016 | 959.0872 | 19958.7616 | 0.668 | 49.9587 | -0.12252 | 979.3382 | 19979.2772
0.6684 | 49.9181 | -0.24015 | 959.0771 | 19958.7371 | 0.6684 | 49.9586 | -0.12252 | 979.3333 | 19979.2648
0.6688 | 49.9181 | -0.24015 | 959.0391 | 19958.7126 | 0.6688 | 49.9586 | -0.12251 | 979.3137 | 19979.2524
0.6692 | 49.918 | -0.24014 | 959.0291 | 19958.6881 | 0.6692 | 49.9586 | -0.12251 | 979.3088 | 19979.2401
0.6696 | 49.918 | -0.24014 | 958.9911 | 19958.6636 | 0.6696 | 49.9586 | -0.12251 | 979.2892 | 19979.2277
0.67 | 49.9179 | -0.24013 | 958.9811 | 19958.6391 | 0.67 | 49.9585 | -0.12251 | 979.2843 | 19979.2153
0.6704 | 49.9179 | -0.24013 | 958.9431 | 19958.6146 | 0.6704 | 49.9585 | -0.12251 | 979.2647 | 19979.203
0.6708 | 49.9178 | -0.24012 | 958.9331 | 19958.5901 | 0.6708 | 49.9585 | -0.12251 | 979.2598 | 19979.1906
0.6712 | 49.9178 | -0.24012 | 958.8951 | 19958.5656 | 0.6712 | 49.9585 | -0.12251 | 979.2402 | 19979.1782
0.6716 | 49.9177 | -0.24011 | 958.885 | 19958.5411 | 0.6716 | 49.9584 | -0.1225 | 979.2352 | 19979.1658
0.672 | 49.9177 | -0.2401 | 958.8471 | 19958.5166 | 0.672 | 49.9584 | -0.1225 | 979.2157 | 19979.1535
0.6724 | 49.9176 | -0.2401 | 958.837 | 19958.4921 | 0.6724 | 49.9584 | -0.1225 | 979.2107 | 19979.1411
0.6728 | 49.9176 | -0.24009 | 958.799 | 19958.4677 | 0.6728 | 49.9584 | -0.1225 | 979.1912 | 19979.1287
0.6732 | 49.9175 | -0.24008 | 958.789 | 19958.4432 | 0.6732 | 49.9583 | -0.1225 | 979.1862 | 19979.1164
0.6736 | 49.9175 | -0.24008 | 958.751 | 19958.4187 | 0.6736 | 49.9583 | -0.1225 | 979.1667 | 19979.104
0.674 | 49.9174 | -0.24007 | 958.741 | 19958.3942 | 0.674 | 49.9583 | -0.12249 | 979.1617 | 19979.0916
0.6744 | 49.9174 | -0.24007 | 958.703 | 19958.3697 | 0.6744 | 49.9583 | -0.12249 | 979.1422 | 19979.0792
0.6748 | 49.9173 | -0.24006 | 958.693 | 19958.3452 | 0.6748 | 49.9582 | -0.12249 | 979.1372 | 19979.0669
0.6752 | 49.9173 | -0.24006 | 958.655 | 19958.3207 | 0.6752 | 49.9582 | -0.12249 | 979.1431 | 19979.0545
0.6756 | 49.9172 | -0.24005 | 958.645 | 19958.2962 | 0.6756 | 49.9582 | -0.12248 | 979.1537 | 19979.0421
0.676 | 49.9172 | -0.24005 | 958.607 | 19958.2717 | 0.676 | 49.9582 | -0.12249 | 979.0916 | 19979.0298
0.6764 | 49.9171 | -0.24004 | 958.5969 | 19958.2472 | 0.6764 | 49.9581 | -0.12249 | 979.0877 | 19979.0174
0.6768 | 49.9171 | -0.24004 | 958.559 | 19958.2227 | 0.6768 | 49.9581 | -0.12249 | 979.0687 | 19979.005
0.6772 | 49.917 | -0.24003 | 958.5489 | 19958.1982 | 0.6772 | 49.9581 | -0.12248 | 979.0637 | 19978.9926
0.6776 | 49.917 | -0.24002 | 958.511 | 19958.1738 | 0.6776 | 49.9581 | -0.12248 | 979.0442 | 19978.9803
0.678 | 49.9169 | -0.24001 | 958.5009 | 19958.1493 | 0.678 | 49.958 | -0.12248 | 979.0392 | 19978.9679
0.6784 | 49.9169 | -0.24001 | 958.463 | 19958.1248 | 0.6784 | 49.958 | -0.12248 | 979.0198 | 19978.9555
0.6788 | 49.9168 | -0.24 | 958.4529 | 19958.1003 | 0.6788 | 49.958 | -0.12248 | 979.0147 | 19978.9432
0.6792 | 49.9168 | -0.24 | 958.415 | 19958.0758 | 0.6792 | 49.958 | -0.12248 | 978.9953 | 19978.9308
0.6796 | 49.9167 | -0.23999 | 958.4049 | 19958.0513 | 0.6796 | 49.9579 | -0.12247 | 978.9902 | 19978.9184
0.68 | 49.9167 | -0.23999 | 958.367 | 19958.0268 | 0.68 | 49.9579 | -0.12247 | 978.9708 | 19978.9061
0.6804 | 49.9166 | -0.23998 | 958.3569 | 19958.0023 | 0.6804 | 49.9579 | -0.12247 | 978.9657 | 19978.8937
0.6808 | 49.9166 | -0.23998 | 958.319 | 19957.9778 | 0.6808 | 49.9579 | -0.12247 | 978.9463 | 19978.8813
0.6812 | 49.9165 | -0.23997 | 958.3089 | 19957.9533 | 0.6812 | 49.9578 | -0.12247 | 978.9412 | 19978.869
0.6816 | 49.9165 | -0.23997 | 958.271 | 19957.9289 | 0.6816 | 49.9578 | -0.12247 | 978.9218 | 19978.8566
0.682 | 49.9164 | -0.23996 | 958.2609 | 19957.9044 | 0.682 | 49.9578 | -0.12247 | 978.9167 | 19978.8442
0.6824 | 49.9164 | -0.23995 | 958.223 | 19957.8799 | 0.6824 | 49.9578 | -0.12246 | 978.8973 | 19978.8318
0.6828 | 49.9163 | -0.23995 | 958.213 | 19957.8554 | 0.6828 | 49.9577 | -0.12246 | 978.8923 | 19978.8195
0.6832 | 49.9163 | -0.23994 | 958.175 | 19957.8309 | 0.6832 | 49.9577 | -0.12246 | 978.8728 | 19978.8071
0.6836 | 49.9162 | -0.23993 | 958.165 | 19957.8064 | 0.6836 | 49.9577 | -0.12246 | 978.8678 | 19978.7947
0.684 | 49.9162 | -0.23993 | 958.1271 | 19957.7819 | 0.684 | 49.9577 | -0.12246 | 978.8483 | 19978.7824
0.6844 | 49.9161 | -0.23992 | 958.117 | 19957.7575 | 0.6844 | 49.9576 | -0.12246 | 978.8433 | 19978.77
0.6848 | 49.9161 | -0.23992 | 958.0791 | 19957.733 | 0.6848 | 49.9576 | -0.12246 | 978.8238 | 19978.7576
0.6852 | 49.916 | -0.23991 | 958.069 | 19957.7085 | 0.6852 | 49.9576 | -0.12245 | 978.8188 | 19978.7453
0.6856 | 49.916 | -0.23991 | 958.0311 | 19957.684 | 0.6856 | 49.9576 | -0.12245 | 978.7993 | 19978.7329
0.686 | 49.9159 | -0.2399 | 958.021 | 19957.6595 | 0.686 | 49.9575 | -0.12245 | 978.7943 | 19978.7205
0.6864 | 49.9159 | -0.2399 | 957.9831 | 19957.635 | 0.6864 | 49.9575 | -0.12245 | 978.7748 | 19978.7082
0.6868 | 49.9159 | -0.23989 | 957.973 | 19957.6105 | 0.6868 | 49.9575 | -0.12245 | 978.7698 | 19978.6958
0.6872 | 49.9159 | -0.23988 | 957.9351 | 19957.5861 | 0.6872 | 49.9575 | -0.12245 | 978.7503 | 19978.6834
0.6876 | 49.9158 | -0.23988 | 957.9251 | 19957.5616 | 0.6876 | 49.9574 | -0.12244 | 978.7453 | 19978.6711
0.688 | 49.9158 | -0.23987 | 957.8872 | 19957.5371 | 0.688 | 49.9574 | -0.12244 | 978.7259 | 19978.6587
0.6884 | 49.9157 | -0.23986 | 957.8771 | 19957.5126 | 0.6884 | 49.9574 | -0.12244 | 978.7208 | 19978.6463
0.6888 | 49.9157 | -0.23986 | 957.8392 | 19957.4881 | 0.6888 | 49.9574 | -0.12244 | 978.7014 | 19978.634
0.6892 | 49.9156 | -0.23985 | 957.8291 | 19957.4637 | 0.6892 | 49.9573 | -0.12244 | 978.6963 | 19978.6216
0.6896 | 49.9156 | -0.23985 | 957.7912 | 19957.4392 | 0.6896 | 49.9573 | -0.12244 | 978.6769 | 19978.6092
0.69 | 49.9155 | -0.23984 | 957.7811 | 19957.4147 | 0.69 | 49.9573 | -0.12244 | 978.6718 | 19978.5968
0.6904 | 49.9155 | -0.23984 | 957.7433 | 19957.3902 | 0.6904 | 49.9573 | -0.12244 | 978.6524 | 19978.5845
0.6908 | 49.9154 | -0.23983 | 957.7332 | 19957.3657 | 0.6908 | 49.9572 | -0.12243 | 978.6474 | 19978.5721
0.6912 | 49.9154 | -0.23983 | 957.6953 | 19957.3413 | 0.6912 | 49.9572 | -0.12243 | 978.6279 | 19978.5597
0.6916 | 49.9153 | -0.23982 | 957.6852 | 19957.3168 | 0.6916 | 49.9572 | -0.12243 | 978.6229 | 19978.5474
0.692 | 49.9153 | -0.23982 | 957.6473 | 19957.2923 | 0.692 | 49.9572 | -0.12243 | 978.6034 | 19978.535
0.6924 | 49.9152 | -0.23981 | 957.6372 | 19957.2678 | 0.6924 | 49.9571 | -0.12243 | 978.5984 | 19978.5226
0.6928 | 49.9152 | -0.2398 | 957.5994 | 19957.2433 | 0.6928 | 49.9571 | -0.12243 | 978.5789 | 19978.5103
0.6932 | 49.9151 | -0.2398 | 957.5893 | 19957.2188 | 0.6932 | 49.9571 | -0.12242 | 978.5739 | 19978.4979
0.6936 | 49.9151 | -0.23979 | 957.5514 | 19957.1944 | 0.6936 | 49.9571 | -0.12242 | 978.5545 | 19978.4855
0.694 | 49.915 | -0.23978 | 957.5413 | 19957.1699 | 0.694 | 49.957 | -0.12242 | 978.5494 | 19978.4732
0.6944 | 49.915 | -0.23978 | 957.5035 | 19957.1454 | 0.6944 | 49.957 | -0.12242 | 978.53 | 19978.4608
0.6948 | 49.9149 | -0.23977 | 957.4934 | 19957.1209 | 0.6948 | 49.957 | -0.12242 | 978.5249 | 19978.4484
0.6952 | 49.9149 | -0.23977 | 957.4474 | 19957.0965 | 0.6952 | 49.957 | -0.12242 | 978.5055 | 19978.4361
0.6956 | 49.9148 | -0.23967 | 957.8328 | 19957.072 | 0.6956 | 49.957 | -0.12242 | 978.5004 | 19978.4237
0.696 | 49.9148 | -0.23982 | 957.1564 | 19957.0475 | 0.696 | 49.957 | -0.12241 | 978.481 | 19978.4113
0.6964 | 49.9147 | -0.23973 | 957.4795 | 19957.023 | 0.6964 | 49.9569 | -0.12241 | 978.476 | 19978.399
0.6968 | 49.9147 | -0.23978 | 957.2326 | 19956.9986 | 0.6968 | 49.9569 | -0.12241 | 978.4565 | 19978.3866
0.6972 | 49.9146 | -0.23979 | 957.1336 | 19956.9741 | 0.6972 | 49.9569 | -0.12241 | 978.4515 | 19978.3742
0.6976 | 49.9146 | -0.23975 | 957.2672 | 19956.9496 | 0.6976 | 49.9569 | -0.12241 | 978.4321 | 19978.3619
0.698 | 49.9145 | -0.23971 | 957.3573 | 19956.9251 | 0.698 | 49.9568 | -0.12241 | 978.427 | 19978.3495
0.6984 | 49.9145 | -0.23968 | 957.4183 | 19956.9006 | 0.6984 | 49.9568 | -0.12241 | 978.4076 | 19978.3371
0.6988 | 49.9144 | -0.23975 | 957.1343 | 19956.8762 | 0.6988 | 49.9568 | -0.1224 | 978.4025 | 19978.3248
0.6992 | 49.9144 | -0.23972 | 957.1991 | 19956.8517 | 0.6992 | 49.9568 | -0.1224 | 978.3831 | 19978.3124
0.6996 | 49.9143 | -0.23972 | 957.1544 | 19956.8272 | 0.6996 | 49.9567 | -0.1224 | 978.378 | 19978.3
0.7 | 49.9143 | -0.23975 | 956.9613 | 19956.8027 | 0.7 | 49.9567 | -0.1224 | 978.3586 | 19978.29
0.7004 | 49.9142 | -0.2397 | 957.1204 | 19956.7783 | 0.7004 | 49.9567 | -0.1224 | 978.3536 | 19978.28
0.7008 | 49.9142 | -0.23975 | 956.8943 | 19956.7538 | 0.7008 | 49.9567 | -0.1224 | 978.3341 | 19978.26
0.7012 | 49.9141 | -0.2397 | 957.0257 | 19956.7293 | 0.7012 | 49.9566 | -0.12239 | 978.3291 | 19978.25
0.7016 | 49.9141 | -0.23964 | 957.2122 | 19956.7049 | 0.7016 | 49.9566 | -0.12239 | 978.3097 | 19978.24
0.702 | 49.914 | -0.23973 | 956.8198 | 19956.6804 | 0.702 | 49.9566 | -0.12239 | 978.3046 | 19978.23
0.7024 | 49.914 | -0.23965 | 957.0737 | 19956.6559 | 0.7024 | 49.9566 | -0.12239 | 978.2852 | 19978.21
0.7028 | 49.9139 | -0.23972 | 956.7903 | 19956.6314 | 0.7028 | 49.9565 | -0.12239 | 978.2801 | 19978.2
0.7032 | 49.9139 | -0.23965 | 957.023 | 19956.607 | 0.7032 | 49.9565 | -0.12239 | 978.2607 | 19978.19
0.7036 | 49.9138 | -0.23961 | 957.1177 | 19956.5825 | 0.7036 | 49.9565 | -0.12239 | 978.2556 | 19978.18
0.704 | 49.9138 | -0.23965 | 956.909 | 19956.558 | 0.704 | 49.9565 | -0.12239 | 978.2362 | 19978.16
0.7044 | 49.9137 | -0.23963 | 956.9243 | 19956.5335 | 0.7044 | 49.9564 | -0.12238 | 978.2312 | 19978.15
0.7048 | 49.9137 | -0.23963 | 956.8661 | 19956.5091 | 0.7048 | 49.9564 | -0.12238 | 978.2117 | 19978.14
0.7052 | 49.9136 | -0.23962 | 956.8704 | 19956.4846 | 0.7052 | 49.9564 | -0.12238 | 978.2067 | 19978.13
0.7056 | 49.9136 | -0.23962 | 956.8319 | 19956.4601 | 0.7056 | 49.9564 | -0.12238 | 978.1873 | 19978.11
0.706 | 49.9135 | -0.23961 | 956.8229 | 19956.4357 | 0.706 | 49.9563 | -0.12238 | 978.1822 | 19978.1
0.7064 | 49.9135 | -0.23961 | 956.7844 | 19956.4112 | 0.7064 | 49.9563 | -0.12238 | 978.1628 | 19978.09
0.7068 | 49.9135 | -0.2396 | 956.775 | 19956.3867 | 0.7068 | 49.9563 | -0.12237 | 978.1577 | 19978.08
0.7072 | 49.9135 | -0.2396 | 956.7365 | 19956.3623 | 0.7072 | 49.9563 | -0.12237 | 978.1383 | 19978.07
0.7076 | 49.9134 | -0.23959 | 956.7271 | 19956.3378 | 0.7076 | 49.9562 | -0.12237 | 978.1333 | 19978.05
0.708 | 49.9134 | -0.23958 | 956.6885 | 19956.3133 | 0.708 | 49.9562 | -0.12237 | 978.1139 | 19978.04
0.7084 | 49.9133 | -0.23958 | 956.6792 | 19956.2889 | 0.7084 | 49.9562 | -0.12237 | 978.1088 | 19978.03
0.7088 | 49.9133 | -0.23957 | 956.6406 | 19956.2644 | 0.7088 | 49.9562 | -0.12237 | 978.0894 | 19978.02
0.7092 | 49.9132 | -0.23956 | 956.6313 | 19956.2399 | 0.7092 | 49.9561 | -0.12237 | 978.0843 | 19978
0.7096 | 49.9132 | -0.23956 | 956.5927 | 19956.2155 | 0.7096 | 49.9561 | -0.12236 | 978.0649 | 19977.99
0.71 | 49.9131 | -0.23955 | 956.5834 | 19956.191 | 0.71 | 49.9561 | -0.12236 | 978.0598 | 19977.98
0.7104 | 49.9131 | -0.23955 | 956.5448 | 19956.1665 | 0.7104 | 49.9561 | -0.12236 | 978.0404 | 19977.97
0.7108 | 49.913 | -0.23954 | 956.5355 | 19956.1421 | 0.7108 | 49.956 | -0.12236 | 978.0354 | 19977.95
0.7112 | 49.913 | -0.23954 | 956.4969 | 19956.1176 | 0.7112 | 49.956 | -0.12236 | 978.016 | 19977.94
0.7116 | 49.9129 | -0.23953 | 956.4875 | 19956.0931 | 0.7116 | 49.956 | -0.12236 | 978.0109 | 19977.93
0.712 | 49.9129 | -0.23953 | 956.449 | 19956.0687 | 0.712 | 49.956 | -0.12236 | 977.9915 | 19977.92
0.7124 | 49.9128 | -0.23952 | 956.4396 | 19956.0442 | 0.7124 | 49.9559 | -0.12235 | 977.9864 | 19977.9
0.7128 | 49.9128 | -0.23952 | 956.4011 | 19956.0197 | 0.7128 | 49.9559 | -0.12235 | 977.967 | 19977.89
0.7132 | 49.9127 | -0.23951 | 956.3917 | 19955.9953 | 0.7132 | 49.9559 | -0.12235 | 977.962 | 19977.88
0.7136 | 49.9127 | -0.2395 | 956.3532 | 19955.9708 | 0.7136 | 49.9559 | -0.12235 | 977.9426 | 19977.87
0.714 | 49.9126 | -0.23949 | 956.3438 | 19955.9463 | 0.714 | 49.9558 | -0.12235 | 977.9375 | 19977.85
0.7144 | 49.9126 | -0.23949 | 956.3053 | 19955.9219 | 0.7144 | 49.9558 | -0.12235 | 977.9181 | 19977.84
0.7148 | 49.9125 | -0.23948 | 956.2959 | 19955.8974 | 0.7148 | 49.9558 | -0.12234 | 977.913 | 19977.83
0.7152 | 49.9125 | -0.23948 | 956.2574 | 19955.8729 | 0.7152 | 49.9558 | -0.12234 | 977.8936 | 19977.82
0.7156 | 49.9124 | -0.23947 | 956.248 | 19955.8485 | 0.7156 | 49.9557 | -0.12234 | 977.8885 | 19977.81
0.716 | 49.9124 | -0.23947 | 956.2095 | 19955.824 | 0.716 | 49.9557 | -0.12234 | 977.8692 | 19977.79
0.7164 | 49.9123 | -0.23946 | 956.2001 | 19955.7996 | 0.7164 | 49.9557 | -0.12234 | 977.8641 | 19977.78
0.7168 | 49.9123 | -0.23946 | 956.1616 | 19955.7751 | 0.7168 | 49.9557 | -0.12234 | 977.8447 | 19977.77
0.7172 | 49.9122 | -0.23945 | 956.1522 | 19955.7506 | 0.7172 | 49.9556 | -0.12234 | 977.8396 | 19977.76
0.7176 | 49.9122 | -0.23945 | 956.1137 | 19955.7262 | 0.7176 | 49.9556 | -0.12234 | 977.8202 | 19977.74
0.718 | 49.9121 | -0.23944 | 956.1043 | 19955.7017 | 0.718 | 49.9556 | -0.12233 | 977.8151 | 19977.73
0.7184 | 49.9121 | -0.23943 | 956.0659 | 19955.6772 | 0.7184 | 49.9556 | -0.12233 | 977.7958 | 19977.72
0.7188 | 49.912 | -0.23943 | 956.0565 | 19955.6528 | 0.7188 | 49.9555 | -0.12233 | 977.7907 | 19977.71
0.7192 | 49.912 | -0.23942 | 956.018 | 19955.6283 | 0.7192 | 49.9555 | -0.12233 | 977.7713 | 19977.69
0.7196 | 49.9119 | -0.23941 | 956.0086 | 19955.6039 | 0.7196 | 49.9555 | -0.12233 | 977.7662 | 19977.68
0.72 | 49.9119 | -0.23941 | 955.9701 | 19955.5794 | 0.72 | 49.9555 | -0.12233 | 977.7468 | 19977.67
0.7204 | 49.9118 | -0.2394 | 955.9607 | 19955.5549 | 0.7204 | 49.9554 | -0.12232 | 977.7417 | 19977.66
0.7208 | 49.9118 | -0.2394 | 955.9222 | 19955.5305 | 0.7208 | 49.9554 | -0.12232 | 977.7224 | 19977.64
0.7212 | 49.9117 | -0.23939 | 955.9128 | 19955.506 | 0.7212 | 49.9554 | -0.12232 | 977.7173 | 19977.63
0.7216 | 49.9117 | -0.23939 | 955.8743 | 19955.4816 | 0.7216 | 49.9554 | -0.12232 | 977.6979 | 19977.62
0.722 | 49.9116 | -0.23938 | 955.8649 | 19955.4571 | 0.722 | 49.9553 | -0.12232 | 977.6928 | 19977.61
0.7224 | 49.9116 | -0.23938 | 955.8265 | 19955.4327 | 0.7224 | 49.9553 | -0.12232 | 977.6734 | 19977.6
0.7228 | 49.9115 | -0.23937 | 955.817 | 19955.4082 | 0.7228 | 49.9553 | -0.12232 | 977.6684 | 19977.58
0.7232 | 49.9115 | -0.23937 | 955.7786 | 19955.3837 | 0.7232 | 49.9553 | -0.12231 | 977.649 | 19977.57
0.7236 | 49.9114 | -0.23936 | 955.7692 | 19955.3593 | 0.7236 | 49.9552 | -0.12231 | 977.6439 | 19977.56
0.724 | 49.9114 | -0.23935 | 955.7307 | 19955.3348 | 0.724 | 49.9552 | -0.12231 | 977.6245 | 19977.55
0.7244 | 49.9113 | -0.23934 | 955.7213 | 19955.3104 | 0.7244 | 49.9552 | -0.12231 | 977.6194 | 19977.53
0.7248 | 49.9113 | -0.23934 | 955.6829 | 19955.2859 | 0.7248 | 49.9552 | -0.12231 | 977.6001 | 19977.52
0.7252 | 49.9112 | -0.23933 | 955.6734 | 19955.2615 | 0.7252 | 49.9551 | -0.12231 | 977.595 | 19977.51
0.7256 | 49.9112 | -0.23933 | 955.635 | 19955.237 | 0.7256 | 49.9551 | -0.12231 | 977.5756 | 19977.5
0.726 | 49.9112 | -0.23932 | 955.6256 | 19955.2125 | 0.726 | 49.9551 | -0.1223 | 977.5705 | 19977.48
0.7264 | 49.9112 | -0.23932 | 955.5871 | 19955.1881 | 0.7264 | 49.9551 | -0.1223 | 977.5511 | 19977.47
0.7268 | 49.9111 | -0.23931 | 955.5777 | 19955.1636 | 0.7268 | 49.955 | -0.1223 | 977.546 | 19977.46
0.7272 | 49.9111 | -0.23931 | 955.5393 | 19955.1392 | 0.7272 | 49.955 | -0.1223 | 977.5267 | 19977.45
0.7276 | 49.911 | -0.2393 | 955.5298 | 19955.1147 | 0.7276 | 49.955 | -0.1223 | 977.5216 | 19977.43
0.728 | 49.911 | -0.2393 | 955.4914 | 19955.0903 | 0.728 | 49.955 | -0.1223 | 977.5022 | 19977.42
0.7284 | 49.9109 | -0.23929 | 955.482 | 19955.0658 | 0.7284 | 49.9549 | -0.12229 | 977.4971 | 19977.41
0.7288 | 49.9109 | -0.23928 | 955.4436 | 19955.0414 | 0.7288 | 49.9549 | -0.12229 | 977.4778 | 19977.4
0.7292 | 49.9108 | -0.23928 | 955.4341 | 19955.0169 | 0.7292 | 49.9549 | -0.12229 | 977.4727 | 19977.39
0.7296 | 49.9108 | -0.23927 | 955.3957 | 19954.9925 | 0.7296 | 49.9549 | -0.12229 | 977.4533 | 19977.37
0.73 | 49.9107 | -0.23926 | 955.3863 | 19954.968 | 0.73 | 49.9549 | -0.12229 | 977.4482 | 19977.36
0.7304 | 49.9107 | -0.23926 | 955.3479 | 19954.9436 | 0.7304 | 49.9549 | -0.12229 | 977.4288 | 19977.35
0.7308 | 49.9106 | -0.23925 | 955.3384 | 19954.9191 | 0.7308 | 49.9548 | -0.12229 | 977.4237 | 19977.34
0.7312 | 49.9106 | -0.23925 | 955.3 | 19954.8946 | 0.7312 | 49.9548 | -0.12229 | 977.4044 | 19977.32
0.7316 | 49.9105 | -0.23924 | 955.2905 | 19954.8702 | 0.7316 | 49.9547 | -0.12228 | 977.3993 | 19977.31
0.732 | 49.9105 | -0.23924 | 955.2522 | 19954.8457 | 0.732 | 49.9547 | -0.12228 | 977.3799 | 19977.3
0.7324 | 49.9104 | -0.23923 | 955.2427 | 19954.8213 | 0.7324 | 49.9547 | -0.12228 | 977.3748 | 19977.29
0.7328 | 49.9104 | -0.23923 | 955.2043 | 19954.7968 | 0.7328 | 49.9547 | -0.12228 | 977.3555 | 19977.27
0.7332 | 49.9103 | -0.23922 | 955.1948 | 19954.7724 | 0.7332 | 49.9547 | -0.12228 | 977.3504 | 19977.26
0.7336 | 49.9103 | -0.23922 | 955.1565 | 19954.7479 | 0.7336 | 49.9547 | -0.12228 | 977.331 | 19977.25
0.734 | 49.9102 | -0.23921 | 955.147 | 19954.7235 | 0.734 | 49.9546 | -0.12227 | 977.3259 | 19977.24
0.7344 | 49.9102 | -0.2392 | 955.1086 | 19954.699 | 0.7344 | 49.9546 | -0.12227 | 977.3066 | 19977.22
0.7348 | 49.9101 | -0.2392 | 955.0992 | 19954.6746 | 0.7348 | 49.9545 | -0.12227 | 977.3015 | 19977.21
0.7352 | 49.9101 | -0.23919 | 955.0608 | 19954.6501 | 0.7352 | 49.9545 | -0.12227 | 977.2821 | 19977.2
0.7356 | 49.91 | -0.23918 | 955.0513 | 19954.6257 | 0.7356 | 49.9545 | -0.12227 | 977.277 | 19977.19
0.736 | 49.91 | -0.23918 | 955.013 | 19954.6012 | 0.736 | 49.9545 | -0.12227 | 977.2577 | 19977.18
0.7364 | 49.9099 | -0.23917 | 955.0035 | 19954.5768 | 0.7364 | 49.9545 | -0.12227 | 977.2526 | 19977.16
0.7368 | 49.9099 | -0.23917 | 954.9651 | 19954.5524 | 0.7368 | 49.9545 | -0.12226 | 977.2332 | 19977.15
0.7372 | 49.9098 | -0.23916 | 954.9556 | 19954.5279 | 0.7372 | 49.9544 | -0.12226 | 977.2281 | 19977.14
0.7376 | 49.9098 | -0.23916 | 954.9173 | 19954.5035 | 0.7376 | 49.9544 | -0.12226 | 977.2088 | 19977.13
0.738 | 49.9097 | -0.23915 | 954.9078 | 19954.479 | 0.738 | 49.9544 | -0.12226 | 977.2037 | 19977.11
0.7384 | 49.9097 | -0.23915 | 954.8695 | 19954.4546 | 0.7384 | 49.9544 | -0.12226 | 977.1843 | 19977.1
0.7388 | 49.9096 | -0.23914 | 954.86 | 19954.4301 | 0.7388 | 49.9543 | -0.12226 | 977.1792 | 19977.09
0.7392 | 49.9096 | -0.23914 | 954.8217 | 19954.4057 | 0.7392 | 49.9543 | -0.12226 | 977.1599 | 19977.08
0.7396 | 49.9095 | -0.23913 | 954.8121 | 19954.3812 | 0.7396 | 49.9543 | -0.12225 | 977.1548 | 19977.06
0.74 | 49.9095 | -0.23912 | 954.7738 | 19954.3568 | 0.74 | 49.9543 | -0.12225 | 977.1354 | 19977.05
0.7404 | 49.9094 | -0.23911 | 954.7643 | 19954.3323 | 0.7404 | 49.9542 | -0.12225 | 977.1303 | 19977.04
0.7408 | 49.9094 | -0.23911 | 954.726 | 19954.3079 | 0.7408 | 49.9542 | -0.12225 | 977.111 | 19977.03
0.7412 | 49.9093 | -0.2391 | 954.7165 | 19954.2834 | 0.7412 | 49.9542 | -0.12225 | 977.1059 | 19977.01
0.7416 | 49.9093 | -0.2391 | 954.6782 | 19954.259 | 0.7416 | 49.9542 | -0.12225 | 977.0865 | 19977
0.742 | 49.9092 | -0.23909 | 954.6687 | 19954.2346 | 0.742 | 49.9541 | -0.12224 | 977.0814 | 19976.99
0.7424 | 49.9092 | -0.23909 | 954.6304 | 19954.2101 | 0.7424 | 49.9541 | -0.12224 | 977.0621 | 19976.98
0.7428 | 49.9091 | -0.23908 | 954.6209 | 19954.1857 | 0.7428 | 49.9541 | -0.12224 | 977.057 | 19976.96
0.7432 | 49.9091 | -0.23908 | 954.5826 | 19954.1612 | 0.7432 | 49.9541 | -0.12224 | 977.0376 | 19976.95
0.7436 | 49.909 | -0.23907 | 954.573 | 19954.1368 | 0.7436 | 49.954 | -0.12224 | 977.0325 | 19976.94
0.744 | 49.909 | -0.23907 | 954.5348 | 19954.1123 | 0.744 | 49.954 | -0.12224 | 977.0132 | 19976.93
0.7444 | 49.909 | -0.23906 | 954.5252 | 19954.0879 | 0.7444 | 49.954 | -0.12224 | 977.0081 | 19976.92
0.7448 | 49.909 | -0.23905 | 954.4869 | 19954.0635 | 0.7448 | 49.954 | -0.12224 | 976.9887 | 19976.9
0.7452 | 49.9089 | -0.23905 | 954.4774 | 19954.039 | 0.7452 | 49.9539 | -0.12223 | 976.9836 | 19976.89
0.7456 | 49.9089 | -0.23904 | 954.4391 | 19954.0146 | 0.7456 | 49.9539 | -0.12223 | 976.9643 | 19976.88
0.746 | 49.9088 | -0.23903 | 954.4296 | 19953.9901 | 0.746 | 49.9539 | -0.12223 | 976.9592 | 19976.87
0.7464 | 49.9088 | -0.23903 | 954.3913 | 19953.9657 | 0.7464 | 49.9539 | -0.12223 | 976.9398 | 19976.85
0.7468 | 49.9087 | -0.23902 | 954.3818 | 19953.9413 | 0.7468 | 49.9538 | -0.12223 | 976.9347 | 19976.84
0.7472 | 49.9087 | -0.23902 | 954.3435 | 19953.9168 | 0.7472 | 49.9538 | -0.12223 | 976.9154 | 19976.83
0.7476 | 49.9086 | -0.23901 | 954.334 | 19953.8924 | 0.7476 | 49.9538 | -0.12222 | 976.9103 | 19976.82
0.748 | 49.9086 | -0.23901 | 954.2867 | 19953.8679 | 0.748 | 49.9538 | -0.12222 | 976.8909 | 19976.8
0.7484 | 49.9085 | -0.23887 | 954.8056 | 19953.8435 | 0.7484 | 49.9537 | -0.12222 | 976.8858 | 19976.79
0.7488 | 49.9085 | -0.23892 | 954.5747 | 19953.8191 | 0.7488 | 49.9537 | -0.12222 | 976.8665 | 19976.78
0.7492 | 49.9084 | -0.23906 | 953.9423 | 19953.7946 | 0.7492 | 49.9537 | -0.12222 | 976.8614 | 19976.77
0.7496 | 49.9084 | -0.23905 | 953.9448 | 19953.7702 | 0.7496 | 49.9537 | -0.12222 | 976.8421 | 19976.75
0.75 | 49.9083 | -0.23897 | 954.2225 | 19953.7457 | 0.75 | 49.9536 | -0.12222 | 976.8369 | 19976.74
0.7504 | 49.9083 | -0.23901 | 954.0048 | 19953.7213 | 0.7504 | 49.9536 | -0.12221 | 976.8176 | 19976.73
0.7508 | 49.9082 | -0.23894 | 954.2272 | 19953.6969 | 0.7508 | 49.9536 | -0.12221 | 976.8125 | 19976.72
0.7512 | 49.9082 | -0.23897 | 954.082 | 19953.6724 | 0.7512 | 49.9536 | -0.12221 | 976.7833 | 19976.71
0.7516 | 49.9081 | -0.23895 | 954.1062 | 19953.648 | 0.7516 | 49.9535 | -0.12214 | 977.3333 | 19976.69
0.752 | 49.9081 | -0.23895 | 954.056 | 19953.6236 | 0.752 | 49.9535 | -0.12217 | 977.0528 | 19976.68
0.7524 | 49.908 | -0.23894 | 954.0526 | 19953.5991 | 0.7524 | 49.9535 | -0.12219 | 976.9373 | 19976.67
0.7528 | 49.908 | -0.23894 | 954.0048 | 19953.5747 | 0.7528 | 49.9535 | -0.1222 | 976.8175 | 19976.66
0.7532 | 49.9079 | -0.23893 | 954.0047 | 19953.5502 | 0.7532 | 49.9534 | -0.12211 | 977.4782 | 19976.64
0.7536 | 49.9079 | -0.23893 | 953.9574 | 19953.5258 | 0.7536 | 49.9534 | -0.12222 | 976.5883 | 19976.63
0.754 | 49.9078 | -0.23892 | 953.9565 | 19953.5014 | 0.754 | 49.9534 | -0.1222 | 976.749 | 19976.62
0.7544 | 49.9078 | -0.23892 | 953.9101 | 19953.4769 | 0.7544 | 49.9534 | -0.12219 | 976.8136 | 19976.61
0.7548 | 49.9077 | -0.23891 | 953.9084 | 19953.4525 | 0.7548 | 49.9533 | -0.12224 | 976.3247 | 19976.59
0.7552 | 49.9077 | -0.23891 | 953.8626 | 19953.4281 | 0.7552 | 49.9533 | -0.12218 | 976.8102 | 19976.58
0.7556 | 49.9076 | -0.2389 | 953.8604 | 19953.4036 | 0.7556 | 49.9533 | -0.12222 | 976.4995 | 19976.57
0.756 | 49.9076 | -0.23889 | 953.8151 | 19953.3792 | 0.756 | 49.9533 | -0.1222 | 976.5874 | 19976.56
0.7564 | 49.9075 | -0.23888 | 953.8124 | 19953.3548 | 0.7564 | 49.9532 | -0.12217 | 976.8411 | 19976.54
0.7568 | 49.9075 | -0.23888 | 953.7676 | 19953.3303 | 0.7568 | 49.9532 | -0.12218 | 976.6837 | 19976.53
0.7572 | 49.9074 | -0.23893 | 953.5444 | 19953.3059 | 0.7572 | 49.9532 | -0.1222 | 976.537 | 19976.52
0.7576 | 49.9074 | -0.2389 | 953.6107 | 19953.2815 | 0.7576 | 49.9532 | -0.12225 | 976.1283 | 19976.51
0.758 | 49.9073 | -0.23879 | 953.9873 | 19953.257 | 0.758 | 49.9531 | -0.1222 | 976.4459 | 19976.5
0.7584 | 49.9073 | -0.23879 | 953.9468 | 19953.2326 | 0.7584 | 49.9531 | -0.12217 | 976.684 | 19976.48
0.7588 | 49.9072 | -0.23877 | 953.9832 | 19953.2082 | 0.7588 | 49.9531 | -0.12218 | 976.5642 | 19976.47
0.7592 | 49.9072 | -0.23879 | 953.8475 | 19953.1837 | 0.7592 | 49.9531 | -0.12218 | 976.583 | 19976.46
0.7596 | 49.9071 | -0.2388 | 953.7819 | 19953.1593 | 0.7596 | 49.953 | -0.12222 | 976.2356 | 19976.45
0.76 | 49.9071 | -0.2389 | 953.347 | 19953.1349 | 0.76 | 49.953 | -0.1222 | 976.3506 | 19976.43
0.7604 | 49.907 | -0.23882 | 953.6049 | 19953.1104 | 0.7604 | 49.953 | -0.12219 | 976.389 | 19976.42
0.7608 | 49.907 | -0.23879 | 953.666 | 19953.086 | 0.7608 | 49.953 | -0.12218 | 976.4493 | 19976.41
0.7612 | 49.9069 | -0.23872 | 953.9099 | 19953.0616 | 0.7612 | 49.9529 | -0.12218 | 976.4555 | 19976.4
0.7616 | 49.9069 | -0.2388 | 953.5521 | 19953.0372 | 0.7616 | 49.9529 | -0.12221 | 976.1979 | 19976.38
0.762 | 49.9069 | -0.23881 | 953.4467 | 19953.0127 | 0.762 | 49.9529 | -0.12219 | 976.2966 | 19976.37
0.7624 | 49.9069 | -0.23877 | 953.5557 | 19952.9883 | 0.7624 | 49.9529 | -0.12216 | 976.5169 | 19976.36
0.7628 | 49.9068 | -0.23879 | 953.4408 | 19952.9639 | 0.7628 | 49.9528 | -0.12218 | 976.3634 | 19976.35
0.7632 | 49.9068 | -0.23879 | 953.3873 | 19952.9394 | 0.7632 | 49.9528 | -0.12218 | 976.3278 | 19976.33
0.7636 | 49.9067 | -0.2388 | 953.2937 | 19952.915 | 0.7636 | 49.9528 | -0.12217 | 976.4027 | 19976.32
0.764 | 49.9067 | -0.23876 | 953.4063 | 19952.8906 | 0.764 | 49.9528 | -0.12217 | 976.3678 | 19976.31
0.7644 | 49.9066 | -0.23872 | 953.5073 | 19952.8661 | 0.7644 | 49.9528 | -0.12216 | 976.3873 | 19976.3
0.7648 | 49.9066 | -0.23877 | 953.2602 | 19952.8417 | 0.7648 | 49.9528 | -0.12216 | 976.3637 | 19976.29
0.7652 | 49.9065 | -0.23877 | 953.2331 | 19952.8173 | 0.7652 | 49.9527 | -0.12216 | 976.3668 | 19976.27
0.7656 | 49.9065 | -0.23876 | 953.2366 | 19952.7929 | 0.7656 | 49.9527 | -0.12216 | 976.348 | 19976.26
0.766 | 49.9064 | -0.23875 | 953.2196 | 19952.7684 | 0.766 | 49.9526 | -0.12216 | 976.3458 | 19976.25
0.7664 | 49.9064 | -0.23874 | 953.1944 | 19952.744 | 0.7664 | 49.9526 | -0.12216 | 976.3267 | 19976.24
0.7668 | 49.9063 | -0.23874 | 953.1858 | 19952.7196 | 0.7668 | 49.9526 | -0.12215 | 976.3232 | 19976.22
0.7672 | 49.9063 | -0.23873 | 953.1493 | 19952.6952 | 0.7672 | 49.9526 | -0.12215 | 976.3034 | 19976.21
0.7676 | 49.9062 | -0.23872 | 953.1391 | 19952.6707 | 0.7676 | 49.9526 | -0.12215 | 976.2993 | 19976.2
0.768 | 49.9062 | -0.23872 | 953.1017 | 19952.6463 | 0.768 | 49.9526 | -0.12215 | 976.2793 | 19976.19
0.7684 | 49.9061 | -0.23871 | 953.0914 | 19952.6219 | 0.7684 | 49.9525 | -0.12215 | 976.2751 | 19976.17
0.7688 | 49.9061 | -0.23871 | 953.054 | 19952.5975 | 0.7688 | 49.9525 | -0.12215 | 976.255 | 19976.16
0.7692 | 49.906 | -0.2387 | 953.0437 | 19952.573 | 0.7692 | 49.9524 | -0.12214 | 976.2507 | 19976.15
0.7696 | 49.906 | -0.2387 | 953.0062 | 19952.5486 | 0.7696 | 49.9524 | -0.12214 | 976.2306 | 19976.14
0.77 | 49.9059 | -0.23869 | 952.9959 | 19952.5242 | 0.77 | 49.9524 | -0.12214 | 976.2263 | 19976.12
0.7704 | 49.9059 | -0.23869 | 952.9585 | 19952.4998 | 0.7704 | 49.9524 | -0.12214 | 976.2062 | 19976.11
0.7708 | 49.9058 | -0.23868 | 952.9482 | 19952.4753 | 0.7708 | 49.9524 | -0.12214 | 976.2019 | 19976.1
0.7712 | 49.9058 | -0.23867 | 952.9108 | 19952.4509 | 0.7712 | 49.9524 | -0.12214 | 976.1817 | 19976.09
0.7716 | 49.9057 | -0.23867 | 952.9005 | 19952.4265 | 0.7716 | 49.9523 | -0.12214 | 976.1775 | 19976.08
0.772 | 49.9057 | -0.23866 | 952.863 | 19952.4021 | 0.772 | 49.9523 | -0.12214 | 976.1573 | 19976.06
0.7724 | 49.9056 | -0.23865 | 952.8527 | 19952.3777 | 0.7724 | 49.9523 | -0.12213 | 976.153 | 19976.05
0.7728 | 49.9056 | -0.23865 | 952.8153 | 19952.3532 | 0.7728 | 49.9523 | -0.12213 | 976.1329 | 19976.04
0.7732 | 49.9055 | -0.23864 | 952.805 | 19952.3288 | 0.7732 | 49.9522 | -0.12213 | 976.1286 | 19976.03
0.7736 | 49.9055 | -0.23864 | 952.7676 | 19952.3044 | 0.7736 | 49.9522 | -0.12213 | 976.1084 | 19976.01
0.774 | 49.9054 | -0.23863 | 952.7573 | 19952.28 | 0.774 | 49.9522 | -0.12213 | 976.1042 | 19976
0.7744 | 49.9054 | -0.23863 | 952.7199 | 19952.2556 | 0.7744 | 49.9522 | -0.12213 | 976.084 | 19975.99
0.7748 | 49.9053 | -0.23862 | 952.7095 | 19952.2311 | 0.7748 | 49.9521 | -0.12212 | 976.0797 | 19975.98
0.7752 | 49.9053 | -0.23862 | 952.6721 | 19952.2067 | 0.7752 | 49.9521 | -0.12212 | 976.0596 | 19975.96
0.7756 | 49.9052 | -0.23861 | 952.6618 | 19952.1823 | 0.7756 | 49.9521 | -0.12212 | 976.0553 | 19975.95
0.776 | 49.9052 | -0.23861 | 952.6244 | 19952.1579 | 0.776 | 49.9521 | -0.12212 | 976.0351 | 19975.94
0.7764 | 49.9051 | -0.23859 | 952.6282 | 19952.1334 | 0.7764 | 49.952 | -0.12212 | 976.0309 | 19975.93
0.7768 | 49.9051 | -0.23859 | 952.5772 | 19952.109 | 0.7768 | 49.952 | -0.12212 | 976.0107 | 19975.91
0.7772 | 49.905 | -0.23859 | 952.5673 | 19952.0846 | 0.7772 | 49.952 | -0.12212 | 976.0064 | 19975.9
0.7776 | 49.905 | -0.23858 | 952.5293 | 19952.0602 | 0.7776 | 49.952 | -0.12212 | 975.9863 | 19975.89
0.778 | 49.9049 | -0.23857 | 952.5188 | 19952.0358 | 0.778 | 49.9519 | -0.12211 | 975.982 | 19975.88
0.7784 | 49.9049 | -0.23857 | 952.4815 | 19952.0114 | 0.7784 | 49.9519 | -0.12211 | 975.9618 | 19975.87
0.7788 | 49.9048 | -0.23856 | 952.471 | 19951.9869 | 0.7788 | 49.9519 | -0.12211 | 975.9576 | 19975.85
0.7792 | 49.9048 | -0.23856 | 952.4338 | 19951.9625 | 0.7792 | 49.9519 | -0.12211 | 975.9374 | 19975.84
0.7796 | 49.9048 | -0.23855 | 952.4233 | 19951.9381 | 0.7796 | 49.9518 | -0.12211 | 975.9332 | 19975.83
0.78 | 49.9048 | -0.23855 | 952.3861 | 19951.9137 | 0.78 | 49.9518 | -0.12211 | 975.913 | 19975.82
0.7804 | 49.9047 | -0.23854 | 952.3756 | 19951.8893 | 0.7804 | 49.9518 | -0.1221 | 975.9087 | 19975.8
0.7808 | 49.9047 | -0.23854 | 952.3384 | 19951.8649 | 0.7808 | 49.9518 | -0.1221 | 975.8885 | 19975.79
0.7812 | 49.9046 | -0.23853 | 952.3279 | 19951.8404 | 0.7812 | 49.9517 | -0.1221 | 975.8843 | 19975.78
0.7816 | 49.9046 | -0.23853 | 952.2907 | 19951.816 | 0.7816 | 49.9517 | -0.1221 | 975.8641 | 19975.77
0.782 | 49.9045 | -0.23852 | 952.2802 | 19951.7916 | 0.782 | 49.9517 | -0.1221 | 975.8599 | 19975.75
0.7824 | 49.9045 | -0.23851 | 952.243 | 19951.7672 | 0.7824 | 49.9517 | -0.1221 | 975.8397 | 19975.74
0.7828 | 49.9044 | -0.2385 | 952.2325 | 19951.7428 | 0.7828 | 49.9516 | -0.12209 | 975.8355 | 19975.73
0.7832 | 49.9044 | -0.2385 | 952.1953 | 19951.7184 | 0.7832 | 49.9516 | -0.12209 | 975.8152 | 19975.72
0.7836 | 49.9043 | -0.23849 | 952.1848 | 19951.694 | 0.7836 | 49.9516 | -0.12209 | 975.811 | 19975.7
0.784 | 49.9043 | -0.23849 | 952.1476 | 19951.6695 | 0.784 | 49.9516 | -0.12209 | 975.7908 | 19975.69
0.7844 | 49.9042 | -0.23848 | 952.1371 | 19951.6451 | 0.7844 | 49.9515 | -0.12209 | 975.7866 | 19975.68
0.7848 | 49.9042 | -0.23848 | 952.0999 | 19951.6207 | 0.7848 | 49.9515 | -0.12209 | 975.7664 | 19975.67
0.7852 | 49.9041 | -0.23847 | 952.0894 | 19951.5963 | 0.7852 | 49.9515 | -0.12209 | 975.7622 | 19975.66
0.7856 | 49.9041 | -0.23847 | 952.0522 | 19951.5719 | 0.7856 | 49.9515 | -0.12209 | 975.742 | 19975.64
0.786 | 49.904 | -0.23846 | 952.0417 | 19951.5475 | 0.786 | 49.9514 | -0.12208 | 975.7378 | 19975.63
0.7864 | 49.904 | -0.23846 | 952.0046 | 19951.5231 | 0.7864 | 49.9514 | -0.12208 | 975.7175 | 19975.62
0.7868 | 49.9039 | -0.23845 | 951.994 | 19951.4987 | 0.7868 | 49.9514 | -0.12208 | 975.7134 | 19975.61
0.7872 | 49.9039 | -0.23844 | 951.9569 | 19951.4742 | 0.7872 | 49.9514 | -0.12208 | 975.6931 | 19975.59
0.7876 | 49.9038 | -0.23844 | 951.9463 | 19951.4498 | 0.7876 | 49.9513 | -0.12208 | 975.6889 | 19975.58
0.788 | 49.9038 | -0.23843 | 951.9092 | 19951.4254 | 0.788 | 49.9513 | -0.12208 | 975.6687 | 19975.57
0.7884 | 49.9037 | -0.23842 | 951.8986 | 19951.401 | 0.7884 | 49.9513 | -0.12207 | 975.6645 | 19975.56
0.7888 | 49.9037 | -0.23842 | 951.8615 | 19951.3766 | 0.7888 | 49.9513 | -0.12207 | 975.6443 | 19975.54
0.7892 | 49.9036 | -0.23841 | 951.851 | 19951.3522 | 0.7892 | 49.9512 | -0.12207 | 975.6401 | 19975.53
0.7896 | 49.9036 | -0.23841 | 951.8138 | 19951.3278 | 0.7896 | 49.9512 | -0.12207 | 975.6198 | 19975.52
0.79 | 49.9035 | -0.2384 | 951.8033 | 19951.3034 | 0.79 | 49.9512 | -0.12207 | 975.6157 | 19975.51
0.7904 | 49.9035 | -0.23831 | 952.1143 | 19951.279 | 0.7904 | 49.9512 | -0.12207 | 975.5954 | 19975.49
0.7908 | 49.9034 | -0.23833 | 951.987 | 19951.2545 | 0.7908 | 49.9511 | -0.12207 | 975.5913 | 19975.48
0.7912 | 49.9034 | -0.23847 | 951.4002 | 19951.2301 | 0.7912 | 49.9511 | -0.12207 | 975.571 | 19975.47
0.7916 | 49.9033 | -0.23834 | 951.8739 | 19951.2057 | 0.7916 | 49.9511 | -0.12206 | 975.5668 | 19975.46
0.792 | 49.9033 | -0.23848 | 951.2508 | 19951.1813 | 0.792 | 49.9511 | -0.12206 | 975.5466 | 19975.45
0.7924 | 49.9032 | -0.23843 | 951.411 | 19951.1569 | 0.7924 | 49.951 | -0.12206 | 975.5424 | 19975.43
0.7928 | 49.9032 | -0.23833 | 951.7812 | 19951.1325 | 0.7928 | 49.951 | -0.12206 | 975.5221 | 19975.42
0.7932 | 49.9031 | -0.23832 | 951.7448 | 19951.1081 | 0.7932 | 49.951 | -0.12206 | 975.518 | 19975.41
0.7936 | 49.9031 | -0.23834 | 951.6237 | 19951.0837 | 0.7936 | 49.951 | -0.12206 | 975.4977 | 19975.4
0.794 | 49.903 | -0.23834 | 951.5665 | 19951.0593 | 0.794 | 49.9509 | -0.12205 | 975.4936 | 19975.38
0.7944 | 49.903 | -0.23834 | 951.5294 | 19951.0349 | 0.7944 | 49.9509 | -0.12205 | 975.4733 | 19975.37
0.7948 | 49.9029 | -0.23833 | 951.5171 | 19951.0105 | 0.7948 | 49.9509 | -0.12205 | 975.4692 | 19975.36
0.7952 | 49.9029 | -0.23833 | 951.4799 | 19950.9861 | 0.7952 | 49.9509 | -0.12205 | 975.4489 | 19975.35
0.7956 | 49.9028 | -0.23832 | 951.4694 | 19950.9617 | 0.7956 | 49.9508 | -0.12205 | 975.4448 | 19975.33
0.796 | 49.9028 | -0.23832 | 951.4322 | 19950.9373 | 0.796 | 49.9508 | -0.12205 | 975.4245 | 19975.32
0.7964 | 49.9027 | -0.23831 | 951.4217 | 19950.9129 | 0.7964 | 49.9508 | -0.12205 | 975.4204 | 19975.31
0.7968 | 49.9027 | -0.23831 | 951.3845 | 19950.8885 | 0.7968 | 49.9508 | -0.12204 | 975.4 | 19975.3
0.7972 | 49.9027 | -0.2383 | 951.3741 | 19950.864 | 0.7972 | 49.9507 | -0.12204 | 975.396 | 19975.28
0.7976 | 49.9027 | -0.2383 | 951.3369 | 19950.8396 | 0.7976 | 49.9507 | -0.12204 | 975.3756 | 19975.27
0.798 | 49.9026 | -0.23829 | 951.3264 | 19950.8152 | 0.798 | 49.9507 | -0.12204 | 975.3715 | 19975.26
0.7984 | 49.9026 | -0.23828 | 951.2892 | 19950.7908 | 0.7984 | 49.9507 | -0.12204 | 975.3512 | 19975.25
0.7988 | 49.9025 | -0.23828 | 951.2787 | 19950.7664 | 0.7988 | 49.9506 | -0.12204 | 975.3471 | 19975.24
0.7992 | 49.9025 | -0.23827 | 951.2415 | 19950.742 | 0.7992 | 49.9506 | -0.12204 | 975.3268 | 19975.22
0.7996 | 49.9024 | -0.23826 | 951.2311 | 19950.7176 | 0.7996 | 49.9506 | -0.12203 | 975.3227 | 19975.21
0.8 | 49.9024 | -0.23826 | 951.1939 | 19950.6932 | 0.8 | 49.9506 | -0.12203 | 975.3024 | 19975.2
0.8004 | 49.9023 | -0.23825 | 951.1834 | 19950.6688 | 0.8004 | 49.9505 | -0.12203 | 975.2983 | 19975.19
0.8008 | 49.9023 | -0.23825 | 951.1462 | 19950.6444 | 0.8008 | 49.9505 | -0.12203 | 975.278 | 19975.17
0.8012 | 49.9022 | -0.23824 | 951.1358 | 19950.62 | 0.8012 | 49.9505 | -0.12203 | 975.2739 | 19975.16
0.8016 | 49.9022 | -0.23824 | 951.0986 | 19950.5956 | 0.8016 | 49.9505 | -0.12203 | 975.2535 | 19975.15
0.802 | 49.9021 | -0.23823 | 951.0881 | 19950.5712 | 0.802 | 49.9504 | -0.12202 | 975.2495 | 19975.14
0.8024 | 49.9021 | -0.23823 | 951.051 | 19950.5468 | 0.8024 | 49.9504 | -0.12202 | 975.2291 | 19975.12
0.8028 | 49.902 | -0.23822 | 951.0405 | 19950.5224 | 0.8028 | 49.9504 | -0.12202 | 975.2251 | 19975.11
0.8032 | 49.902 | -0.23822 | 951.0033 | 19950.498 | 0.8032 | 49.9504 | -0.12202 | 975.2047 | 19975.1
0.8036 | 49.9019 | -0.23821 | 950.9928 | 19950.4736 | 0.8036 | 49.9504 | -0.12202 | 975.2007 | 19975.09
0.804 | 49.9019 | -0.2382 | 950.9557 | 19950.4492 | 0.804 | 49.9504 | -0.12202 | 975.1803 | 19975.07
0.8044 | 49.9018 | -0.23819 | 950.9452 | 19950.4248 | 0.8044 | 49.9503 | -0.12202 | 975.1763 | 19975.06
0.8048 | 49.9018 | -0.23819 | 950.908 | 19950.4004 | 0.8048 | 49.9503 | -0.12202 | 975.1559 | 19975.05
0.8052 | 49.9017 | -0.23818 | 950.8976 | 19950.376 | 0.8052 | 49.9502 | -0.12201 | 975.1519 | 19975.04
0.8056 | 49.9017 | -0.23818 | 950.8604 | 19950.3516 | 0.8056 | 49.9502 | -0.12201 | 975.1315 | 19975.03
0.806 | 49.9016 | -0.23817 | 950.8499 | 19950.3272 | 0.806 | 49.9502 | -0.12201 | 975.1275 | 19975.01
0.8064 | 49.9016 | -0.23817 | 950.8128 | 19950.3028 | 0.8064 | 49.9502 | -0.12201 | 975.107 | 19975
0.8068 | 49.9015 | -0.23816 | 950.8023 | 19950.2784 | 0.8068 | 49.9502 | -0.12201 | 975.1031 | 19974.99
0.8072 | 49.9015 | -0.23816 | 950.7651 | 19950.254 | 0.8072 | 49.9502 | -0.12201 | 975.0826 | 19974.98
0.8076 | 49.9014 | -0.23815 | 950.7547 | 19950.2296 | 0.8076 | 49.9501 | -0.122 | 975.0787 | 19974.96
0.808 | 49.9014 | -0.23815 | 950.7175 | 19950.2052 | 0.808 | 49.9501 | -0.122 | 975.0582 | 19974.95
0.8084 | 49.9013 | -0.23814 | 950.707 | 19950.1808 | 0.8084 | 49.9501 | -0.122 | 975.0543 | 19974.94
0.8088 | 49.9013 | -0.23813 | 950.6699 | 19950.1565 | 0.8088 | 49.9501 | -0.122 | 975.0338 | 19974.93
0.8092 | 49.9012 | -0.23813 | 950.6594 | 19950.1321 | 0.8092 | 49.95 | -0.122 | 975.0299 | 19974.91
0.8096 | 49.9012 | -0.23812 | 950.6223 | 19950.1077 | 0.8096 | 49.95 | -0.122 | 975.0094 | 19974.9
0.81 | 49.9011 | -0.23811 | 950.6118 | 19950.0833 | 0.81 | 49.95 | -0.122 | 975.0055 | 19974.89
0.8104 | 49.9011 | -0.23811 | 950.5746 | 19950.0589 | 0.8104 | 49.95 | -0.12199 | 974.985 | 19974.88
0.8108 | 49.901 | -0.2381 | 950.5642 | 19950.0345 | 0.8108 | 49.9499 | -0.12199 | 974.9811 | 19974.87
0.8112 | 49.901 | -0.2381 | 950.527 | 19950.0101 | 0.8112 | 49.9499 | -0.12199 | 974.9606 | 19974.85
0.8116 | 49.9009 | -0.23809 | 950.5165 | 19949.9857 | 0.8116 | 49.9499 | -0.12199 | 974.9567 | 19974.84
0.812 | 49.9009 | -0.23809 | 950.4794 | 19949.9613 | 0.812 | 49.9499 | -0.12199 | 974.9362 | 19974.83
0.8124 | 49.9008 | -0.23808 | 950.4689 | 19949.9369 | 0.8124 | 49.9498 | -0.12199 | 974.9323 | 19974.82
0.8128 | 49.9008 | -0.23808 | 950.4318 | 19949.9125 | 0.8128 | 49.9498 | -0.12199 | 974.9118 | 19974.8
0.8132 | 49.9007 | -0.23807 | 950.4213 | 19949.8881 | 0.8132 | 49.9498 | -0.12198 | 974.9079 | 19974.79
0.8136 | 49.9007 | -0.23807 | 950.3842 | 19949.8637 | 0.8136 | 49.9498 | -0.12198 | 974.8874 | 19974.78
0.814 | 49.9007 | -0.23806 | 950.3737 | 19949.8393 | 0.814 | 49.9497 | -0.12198 | 974.8835 | 19974.77
0.8144 | 49.9007 | -0.23805 | 950.3366 | 19949.8149 | 0.8144 | 49.9497 | -0.12198 | 974.863 | 19974.75
0.8148 | 49.9006 | -0.23805 | 950.3261 | 19949.7906 | 0.8148 | 49.9497 | -0.12198 | 974.8591 | 19974.74
0.8152 | 49.9006 | -0.23804 | 950.289 | 19949.7662 | 0.8152 | 49.9497 | -0.12198 | 974.8386 | 19974.73
0.8156 | 49.9005 | -0.23803 | 950.2785 | 19949.7418 | 0.8156 | 49.9496 | -0.12197 | 974.8347 | 19974.72
0.816 | 49.9005 | -0.23803 | 950.2414 | 19949.7174 | 0.816 | 49.9496 | -0.12197 | 974.8141 | 19974.7
0.8164 | 49.9004 | -0.23802 | 950.2309 | 19949.693 | 0.8164 | 49.9496 | -0.12197 | 974.8103 | 19974.69
0.8168 | 49.9004 | -0.23802 | 950.1938 | 19949.6686 | 0.8168 | 49.9496 | -0.12197 | 974.7897 | 19974.68
0.8172 | 49.9003 | -0.23801 | 950.1833 | 19949.6442 | 0.8172 | 49.9495 | -0.12197 | 974.7859 | 19974.67
0.8176 | 49.9003 | -0.23801 | 950.1462 | 19949.6198 | 0.8176 | 49.9495 | -0.12197 | 974.7653 | 19974.66
0.818 | 49.9002 | -0.238 | 950.1357 | 19949.5954 | 0.818 | 49.9495 | -0.12197 | 974.7615 | 19974.64
0.8184 | 49.9002 | -0.238 | 950.0986 | 19949.571 | 0.8184 | 49.9495 | -0.12197 | 974.7409 | 19974.63
0.8188 | 49.9001 | -0.23799 | 950.0881 | 19949.5467 | 0.8188 | 49.9494 | -0.12196 | 974.7371 | 19974.62
0.8192 | 49.9001 | -0.23799 | 950.051 | 19949.5223 | 0.8192 | 49.9494 | -0.12196 | 974.7165 | 19974.61
0.8196 | 49.9 | -0.23798 | 950.0405 | 19949.4979 | 0.8196 | 49.9494 | -0.12196 | 974.7127 | 19974.59
0.82 | 49.9 | -0.23797 | 950.0034 | 19949.4735 | 0.82 | 49.9494 | -0.12196 | 974.6921 | 19974.58
0.8204 | 49.8999 | -0.23797 | 949.9929 | 19949.4491 | 0.8204 | 49.9493 | -0.12196 | 974.6883 | 19974.57
0.8208 | 49.8999 | -0.23796 | 949.9558 | 19949.4247 | 0.8208 | 49.9493 | -0.12196 | 974.6677 | 19974.56
0.8212 | 49.8998 | -0.23795 | 949.9453 | 19949.4003 | 0.8212 | 49.9493 | -0.12195 | 974.6639 | 19974.54
0.8216 | 49.8998 | -0.23795 | 949.9082 | 19949.3759 | 0.8216 | 49.9493 | -0.12195 | 974.6433 | 19974.53
0.822 | 49.8997 | -0.23794 | 949.8977 | 19949.3516 | 0.822 | 49.9492 | -0.12195 | 974.6396 | 19974.52
0.8224 | 49.8997 | -0.23794 | 949.8606 | 19949.3272 | 0.8224 | 49.9492 | -0.12195 | 974.6189 | 19974.51
0.8228 | 49.8996 | -0.23793 | 949.8501 | 19949.3028 | 0.8228 | 49.9492 | -0.12195 | 974.6152 | 19974.49
0.8232 | 49.8996 | -0.23793 | 949.813 | 19949.2784 | 0.8232 | 49.9492 | -0.12195 | 974.5945 | 19974.48
0.8236 | 49.8995 | -0.23792 | 949.8025 | 19949.254 | 0.8236 | 49.9491 | -0.12195 | 974.5908 | 19974.47
0.824 | 49.8995 | -0.23792 | 949.7654 | 19949.2296 | 0.824 | 49.9491 | -0.12194 | 974.5701 | 19974.46
0.8244 | 49.8994 | -0.23791 | 949.7549 | 19949.2052 | 0.8244 | 49.9491 | -0.12194 | 974.5664 | 19974.45
0.8248 | 49.8994 | -0.23791 | 949.7179 | 19949.1809 | 0.8248 | 49.9491 | -0.12194 | 974.5457 | 19974.43
0.8252 | 49.8993 | -0.2379 | 949.7073 | 19949.1565 | 0.8252 | 49.949 | -0.12194 | 974.542 | 19974.42
0.8256 | 49.8993 | -0.23789 | 949.6703 | 19949.1321 | 0.8256 | 49.949 | -0.12194 | 974.5213 | 19974.41
0.826 | 49.8992 | -0.23789 | 949.6598 | 19949.1077 | 0.826 | 49.949 | -0.12194 | 974.5176 | 19974.4
0.8264 | 49.8992 | -0.23788 | 949.6227 | 19949.0833 | 0.8264 | 49.949 | -0.12194 | 974.4969 | 19974.38
0.8268 | 49.8991 | -0.23787 | 949.6122 | 19949.0589 | 0.8268 | 49.9489 | -0.12193 | 974.4932 | 19974.37
0.8272 | 49.8991 | -0.23787 | 949.5751 | 19949.0346 | 0.8272 | 49.9489 | -0.12193 | 974.4725 | 19974.36
0.8276 | 49.899 | -0.23786 | 949.5646 | 19949.0102 | 0.8276 | 49.9489 | -0.12193 | 974.4688 | 19974.35
0.828 | 49.899 | -0.23786 | 949.5276 | 19948.9858 | 0.828 | 49.9489 | -0.12187 | 974.9619 | 19974.33
0.8284 | 49.8989 | -0.23785 | 949.517 | 19948.9614 | 0.8284 | 49.9488 | -0.12189 | 974.767 | 19974.32
0.8288 | 49.8989 | -0.23785 | 949.48 | 19948.937 | 0.8288 | 49.9488 | -0.12195 | 974.2456 | 19974.31
0.8292 | 49.8988 | -0.23784 | 949.4695 | 19948.9126 | 0.8292 | 49.9488 | -0.1219 | 974.651 | 19974.3
0.8296 | 49.8988 | -0.23784 | 949.4324 | 19948.8883 | 0.8296 | 49.9488 | -0.12195 | 974.1637 | 19974.28
0.83 | 49.8987 | -0.23783 | 949.4219 | 19948.8639 | 0.83 | 49.9487 | -0.12191 | 974.4607 | 19974.27
0.8304 | 49.8987 | -0.23783 | 949.3849 | 19948.8395 | 0.8304 | 49.9487 | -0.1219 | 974.5232 | 19974.26
0.8308 | 49.8987 | -0.23782 | 949.3743 | 19948.8151 | 0.8308 | 49.9487 | -0.12193 | 974.2614 | 19974.25
0.8312 | 49.8987 | -0.23781 | 949.3373 | 19948.7908 | 0.8312 | 49.9487 | -0.12192 | 974.3507 | 19974.24
0.8316 | 49.8986 | -0.2378 | 949.3268 | 19948.7664 | 0.8316 | 49.9486 | -0.1219 | 974.4831 | 19974.22
0.832 | 49.8986 | -0.2378 | 949.2897 | 19948.742 | 0.832 | 49.9486 | -0.12192 | 974.3241 | 19974.21
0.8324 | 49.8985 | -0.23779 | 949.2792 | 19948.7176 | 0.8324 | 49.9486 | -0.12193 | 974.224 | 19974.2
0.8328 | 49.8985 | -0.23779 | 949.2422 | 19948.6932 | 0.8328 | 49.9486 | -0.1219 | 974.3655 | 19974.19
0.8332 | 49.8984 | -0.23778 | 949.2317 | 19948.6689 | 0.8332 | 49.9485 | -0.12188 | 974.5108 | 19974.17
0.8336 | 49.8984 | -0.23778 | 949.1946 | 19948.6445 | 0.8336 | 49.9485 | -0.12189 | 974.4302 | 19974.16
0.834 | 49.8983 | -0.23777 | 949.1841 | 19948.6201 | 0.834 | 49.9485 | -0.12188 | 974.5301 | 19974.15
0.8344 | 49.8983 | -0.23777 | 949.1471 | 19948.5957 | 0.8344 | 49.9485 | -0.1219 | 974.3335 | 19974.14
0.8348 | 49.8982 | -0.23776 | 949.1366 | 19948.5713 | 0.8348 | 49.9485 | -0.12192 | 974.0943 | 19974.12
0.8352 | 49.8982 | -0.23776 | 949.0995 | 19948.547 | 0.8352 | 49.9485 | -0.1219 | 974.2326 | 19974.11
0.8356 | 49.8981 | -0.23775 | 949.089 | 19948.5226 | 0.8356 | 49.9484 | -0.12191 | 974.177 | 19974.1
0.836 | 49.8981 | -0.23774 | 949.052 | 19948.4982 | 0.836 | 49.9484 | -0.1219 | 974.1898 | 19974.09
0.8364 | 49.898 | -0.23774 | 949.0415 | 19948.4738 | 0.8364 | 49.9483 | -0.1219 | 974.1989 | 19974.08
0.8368 | 49.898 | -0.23773 | 949.0044 | 19948.4495 | 0.8368 | 49.9483 | -0.1219 | 974.1816 | 19974.06
0.8372 | 49.8979 | -0.23772 | 948.9939 | 19948.4251 | 0.8372 | 49.9483 | -0.1219 | 974.1765 | 19974.05
0.8376 | 49.8979 | -0.23772 | 948.9569 | 19948.4007 | 0.8376 | 49.9483 | -0.12189 | 974.1581 | 19974.04
0.838 | 49.8978 | -0.23771 | 948.9464 | 19948.3763 | 0.838 | 49.9483 | -0.12189 | 974.1528 | 19974.03
0.8384 | 49.8978 | -0.23771 | 948.9093 | 19948.352 | 0.8384 | 49.9483 | -0.12189 | 974.1328 | 19974.01
0.8388 | 49.8977 | -0.2377 | 948.8988 | 19948.3276 | 0.8388 | 49.9482 | -0.12189 | 974.1277 | 19974
0.8392 | 49.8977 | -0.2377 | 948.8618 | 19948.3032 | 0.8392 | 49.9482 | -0.12189 | 974.1083 | 19973.99
0.8396 | 49.8976 | -0.23769 | 948.8513 | 19948.2788 | 0.8396 | 49.9482 | -0.12189 | 974.1033 | 19973.98
0.84 | 49.8976 | -0.23769 | 948.8143 | 19948.2545 | 0.84 | 49.9482 | -0.12189 | 974.084 | 19973.96
0.8404 | 49.8975 | -0.23768 | 948.8037 | 19948.2301 | 0.8404 | 49.9481 | -0.12188 | 974.0789 | 19973.95
0.8408 | 49.8975 | -0.23768 | 948.7667 | 19948.2057 | 0.8408 | 49.9481 | -0.12188 | 974.0596 | 19973.94
0.8412 | 49.8974 | -0.23767 | 948.7562 | 19948.1814 | 0.8412 | 49.9481 | -0.12188 | 974.0545 | 19973.93
0.8416 | 49.8974 | -0.23766 | 948.7192 | 19948.157 | 0.8416 | 49.9481 | -0.12188 | 974.0352 | 19973.91
0.842 | 49.8973 | -0.23766 | 948.7087 | 19948.1326 | 0.842 | 49.948 | -0.12188 | 974.0302 | 19973.9
0.8424 | 49.8973 | -0.23765 | 948.6717 | 19948.1082 | 0.8424 | 49.948 | -0.12188 | 974.0108 | 19973.89
0.8428 | 49.8972 | -0.23764 | 948.6612 | 19948.0839 | 0.8428 | 49.948 | -0.12188 | 974.0058 | 19973.88
0.8432 | 49.8972 | -0.23764 | 948.6242 | 19948.0595 | 0.8432 | 49.948 | -0.12187 | 973.9865 | 19973.87
0.8436 | 49.8971 | -0.23763 | 948.6136 | 19948.0351 | 0.8436 | 49.9479 | -0.12187 | 973.9814 | 19973.85
0.844 | 49.8971 | -0.23763 | 948.5766 | 19948.0108 | 0.844 | 49.9479 | -0.12187 | 973.9621 | 19973.84
0.8444 | 49.897 | -0.23762 | 948.5661 | 19947.9864 | 0.8444 | 49.9479 | -0.12187 | 973.957 | 19973.83
0.8448 | 49.897 | -0.23762 | 948.5291 | 19947.962 | 0.8448 | 49.9479 | -0.12187 | 973.9377 | 19973.82
0.8452 | 49.8969 | -0.23761 | 948.5186 | 19947.9376 | 0.8452 | 49.9478 | -0.12187 | 973.9327 | 19973.8
0.8456 | 49.8969 | -0.23761 | 948.4816 | 19947.9133 | 0.8456 | 49.9478 | -0.12187 | 973.9133 | 19973.79
0.846 | 49.8968 | -0.2376 | 948.4711 | 19947.8889 | 0.846 | 49.9478 | -0.12186 | 973.9083 | 19973.78
0.8464 | 49.8968 | -0.2376 | 948.4341 | 19947.8645 | 0.8464 | 49.9478 | -0.12186 | 973.889 | 19973.77
0.8468 | 49.8968 | -0.23759 | 948.4235 | 19947.8402 | 0.8468 | 49.9477 | -0.12186 | 973.8839 | 19973.75
0.8472 | 49.8968 | -0.23758 | 948.3865 | 19947.8158 | 0.8472 | 49.9477 | -0.12186 | 973.8646 | 19973.74
0.8476 | 49.8967 | -0.23758 | 948.376 | 19947.7914 | 0.8476 | 49.9477 | -0.12186 | 973.8595 | 19973.73
0.848 | 49.8967 | -0.23757 | 948.339 | 19947.7671 | 0.848 | 49.9477 | -0.12186 | 973.8402 | 19973.72
0.8484 | 49.8966 | -0.23756 | 948.3285 | 19947.7427 | 0.8484 | 49.9476 | -0.12185 | 973.8352 | 19973.7
0.8488 | 49.8966 | -0.23756 | 948.2915 | 19947.7183 | 0.8488 | 49.9476 | -0.12185 | 973.8159 | 19973.69
0.8492 | 49.8965 | -0.23755 | 948.281 | 19947.694 | 0.8492 | 49.9476 | -0.12185 | 973.8108 | 19973.68
0.8496 | 49.8965 | -0.23755 | 948.244 | 19947.6696 | 0.8496 | 49.9476 | -0.12185 | 973.7915 | 19973.67
0.85 | 49.8964 | -0.23754 | 948.2335 | 19947.6452 | 0.85 | 49.9475 | -0.12185 | 973.7864 | 19973.66
0.8504 | 49.8964 | -0.23754 | 948.1965 | 19947.6209 | 0.8504 | 49.9475 | -0.12185 | 973.7671 | 19973.64
0.8508 | 49.8963 | -0.23753 | 948.186 | 19947.5965 | 0.8508 | 49.9475 | -0.12185 | 973.7621 | 19973.63
0.8512 | 49.8963 | -0.23753 | 948.149 | 19947.5721 | 0.8512 | 49.9475 | -0.12185 | 973.7428 | 19973.62
0.8516 | 49.8962 | -0.23752 | 948.1385 | 19947.5478 | 0.8516 | 49.9474 | -0.12184 | 973.7377 | 19973.61
0.852 | 49.8962 | -0.23752 | 948.1015 | 19947.5234 | 0.852 | 49.9474 | -0.12184 | 973.7184 | 19973.59
0.8524 | 49.8961 | -0.23751 | 948.091 | 19947.499 | 0.8524 | 49.9474 | -0.12184 | 973.7133 | 19973.58
0.8528 | 49.8961 | -0.2375 | 948.054 | 19947.4747 | 0.8528 | 49.9474 | -0.12184 | 973.694 | 19973.57
0.8532 | 49.896 | -0.2375 | 948.0435 | 19947.4503 | 0.8532 | 49.9473 | -0.12184 | 973.6889 | 19973.56
0.8536 | 49.896 | -0.23749 | 948.0065 | 19947.4259 | 0.8536 | 49.9473 | -0.12184 | 973.6697 | 19973.54
0.854 | 49.8959 | -0.23748 | 947.996 | 19947.4016 | 0.854 | 49.9473 | -0.12183 | 973.6646 | 19973.53
0.8544 | 49.8959 | -0.23748 | 947.959 | 19947.3772 | 0.8544 | 49.9473 | -0.12183 | 973.6453 | 19973.52
0.8548 | 49.8958 | -0.23747 | 947.9485 | 19947.3529 | 0.8548 | 49.9472 | -0.12183 | 973.6402 | 19973.51
0.8552 | 49.8958 | -0.23747 | 947.9115 | 19947.3285 | 0.8552 | 49.9472 | -0.12183 | 973.6209 | 19973.5
0.8556 | 49.8957 | -0.23746 | 947.901 | 19947.3041 | 0.8556 | 49.9472 | -0.12183 | 973.6158 | 19973.48
0.856 | 49.8957 | -0.23746 | 947.864 | 19947.2798 | 0.856 | 49.9472 | -0.12183 | 973.5966 | 19973.47
0.8564 | 49.8956 | -0.23745 | 947.8535 | 19947.2554 | 0.8564 | 49.9471 | -0.12183 | 973.5915 | 19973.46
0.8568 | 49.8956 | -0.23745 | 947.8165 | 19947.2311 | 0.8568 | 49.9471 | -0.12182 | 973.5722 | 19973.45
0.8572 | 49.8955 | -0.23744 | 947.806 | 19947.2067 | 0.8572 | 49.9471 | -0.12182 | 973.5671 | 19973.43
0.8576 | 49.8955 | -0.23744 | 947.7691 | 19947.1823 | 0.8576 | 49.9471 | -0.12182 | 973.5478 | 19973.42
0.858 | 49.8954 | -0.23743 | 947.7585 | 19947.158 | 0.858 | 49.947 | -0.12182 | 973.5427 | 19973.41
0.8584 | 49.8954 | -0.23742 | 947.7216 | 19947.1336 | 0.8584 | 49.947 | -0.12182 | 973.5235 | 19973.4
0.8588 | 49.8953 | -0.23742 | 947.711 | 19947.1092 | 0.8588 | 49.947 | -0.12182 | 973.5184 | 19973.38
0.8592 | 49.8953 | -0.23741 | 947.6741 | 19947.0849 | 0.8592 | 49.947 | -0.12182 | 973.4991 | 19973.37
0.8596 | 49.8952 | -0.2374 | 947.6635 | 19947.0605 | 0.8596 | 49.9469 | -0.12181 | 973.494 | 19973.36
0.86 | 49.8952 | -0.2374 | 947.6266 | 19947.0362 | 0.86 | 49.9469 | -0.12181 | 973.4747 | 19973.35
0.8604 | 49.8951 | -0.23739 | 947.6161 | 19947.0118 | 0.8604 | 49.9469 | -0.12181 | 973.4697 | 19973.33
0.8608 | 49.8951 | -0.23739 | 947.5791 | 19946.9875 | 0.8608 | 49.9469 | -0.12181 | 973.4504 | 19973.32
0.8612 | 49.895 | -0.23738 | 947.5686 | 19946.9631 | 0.8612 | 49.9468 | -0.12181 | 973.4453 | 19973.31
0.8616 | 49.895 | -0.23738 | 947.5317 | 19946.9387 | 0.8616 | 49.9468 | -0.12181 | 973.426 | 19973.3
0.862 | 49.8949 | -0.23737 | 947.5211 | 19946.9144 | 0.862 | 49.9468 | -0.1218 | 973.4209 | 19973.29
0.8624 | 49.8949 | -0.23737 | 947.4842 | 19946.89 | 0.8624 | 49.9468 | -0.1218 | 973.4017 | 19973.27
0.8628 | 49.8949 | -0.23736 | 947.4736 | 19946.8657 | 0.8628 | 49.9467 | -0.1218 | 973.3966 | 19973.26
0.8632 | 49.8949 | -0.23736 | 947.4367 | 19946.8413 | 0.8632 | 49.9467 | -0.1218 | 973.3773 | 19973.25
0.8636 | 49.8948 | -0.23735 | 947.4262 | 19946.817 | 0.8636 | 49.9467 | -0.1218 | 973.3722 | 19973.24
0.864 | 49.8948 | -0.23734 | 947.3892 | 19946.7926 | 0.864 | 49.9467 | -0.1218 | 973.3529 | 19973.22
0.8644 | 49.8947 | -0.23734 | 947.3787 | 19946.7682 | 0.8644 | 49.9466 | -0.1218 | 973.3478 | 19973.21
0.8648 | 49.8947 | -0.23733 | 947.3418 | 19946.7439 | 0.8648 | 49.9466 | -0.1218 | 973.3286 | 19973.2
0.8652 | 49.8946 | -0.23732 | 947.3312 | 19946.7195 | 0.8652 | 49.9466 | -0.12179 | 973.3235 | 19973.19
0.8656 | 49.8946 | -0.23732 | 947.2943 | 19946.6952 | 0.8656 | 49.9466 | -0.12179 | 973.3042 | 19973.17
0.866 | 49.8945 | -0.23731 | 947.2838 | 19946.6708 | 0.866 | 49.9466 | -0.12179 | 973.2991 | 19973.16
0.8664 | 49.8945 | -0.23731 | 947.2469 | 19946.6465 | 0.8664 | 49.9466 | -0.12179 | 973.2799 | 19973.15
0.8668 | 49.8944 | -0.2373 | 947.2363 | 19946.6221 | 0.8668 | 49.9465 | -0.12179 | 973.2748 | 19973.14
0.8672 | 49.8944 | -0.2373 | 947.1994 | 19946.5978 | 0.8672 | 49.9465 | -0.12176 | 973.4872 | 19973.13
0.8676 | 49.8943 | -0.23729 | 947.1889 | 19946.5734 | 0.8676 | 49.9464 | -0.12177 | 973.3766 | 19973.11
0.868 | 49.8943 | -0.23729 | 947.1519 | 19946.5491 | 0.868 | 49.9464 | -0.1218 | 973.0945 | 19973.1
0.8684 | 49.8942 | -0.23728 | 947.1414 | 19946.5247 | 0.8684 | 49.9464 | -0.12177 | 973.3521 | 19973.09
0.8688 | 49.8942 | -0.23728 | 947.1045 | 19946.5003 | 0.8688 | 49.9464 | -0.12181 | 973.0079 | 19973.08
0.8692 | 49.8941 | -0.23727 | 947.0939 | 19946.476 | 0.8692 | 49.9464 | -0.12177 | 973.2988 | 19973.06
0.8696 | 49.8941 | -0.23726 | 947.057 | 19946.4516 | 0.8696 | 49.9464 | -0.12167 | 974.0552 | 19973.05
0.87 | 49.894 | -0.23726 | 947.0465 | 19946.4273 | 0.87 | 49.9463 | -0.12181 | 972.9316 | 19973.04
0.8704 | 49.894 | -0.23725 | 947.0096 | 19946.4029 | 0.8704 | 49.9463 | -0.12175 | 973.3662 | 19973.03
0.8708 | 49.8939 | -0.23724 | 946.999 | 19946.3786 | 0.8708 | 49.9463 | -0.12176 | 973.2221 | 19973.01
0.8712 | 49.8939 | -0.23724 | 946.9621 | 19946.3542 | 0.8712 | 49.9463 | -0.12178 | 973.0723 | 19973
0.8716 | 49.8938 | -0.23723 | 946.9516 | 19946.3299 | 0.8716 | 49.9462 | -0.12176 | 973.177 | 19972.99
0.872 | 49.8938 | -0.23723 | 946.9147 | 19946.3055 | 0.872 | 49.9462 | -0.12183 | 972.6279 | 19972.98
0.8724 | 49.8937 | -0.23722 | 946.9041 | 19946.2812 | 0.8724 | 49.9462 | -0.1217 | 973.6027 | 19972.96
0.8728 | 49.8937 | -0.23724 | 946.7785 | 19946.2568 | 0.8728 | 49.9462 | -0.12178 | 972.9745 | 19972.95
0.8732 | 49.8936 | -0.23712 | 947.2299 | 19946.2325 | 0.8732 | 49.9461 | -0.12176 | 973.1187 | 19972.94
0.8736 | 49.8936 | -0.23727 | 946.5786 | 19946.2081 | 0.8736 | 49.9461 | -0.12173 | 973.2915 | 19972.93
0.874 | 49.8935 | -0.23717 | 946.9516 | 19946.1838 | 0.874 | 49.9461 | -0.12184 | 972.4237 | 19972.92
0.8744 | 49.8935 | -0.23719 | 946.7948 | 19946.1594 | 0.8744 | 49.9461 | -0.12184 | 972.422 | 19972.9
0.8748 | 49.8934 | -0.23711 | 947.0723 | 19946.1351 | 0.8748 | 49.946 | -0.1218 | 972.7341 | 19972.89
0.8752 | 49.8934 | -0.23714 | 946.8916 | 19946.1107 | 0.8752 | 49.946 | -0.12174 | 973.114 | 19972.88
0.8756 | 49.8933 | -0.23721 | 946.5618 | 19946.0864 | 0.8756 | 49.946 | -0.1218 | 972.6713 | 19972.87
0.876 | 49.8933 | -0.23728 | 946.2617 | 19946.0621 | 0.876 | 49.946 | -0.12176 | 972.9602 | 19972.85
0.8764 | 49.8932 | -0.23721 | 946.4615 | 19946.0377 | 0.8764 | 49.9459 | -0.1217 | 973.4329 | 19972.84
0.8768 | 49.8932 | -0.23716 | 946.6415 | 19946.0134 | 0.8768 | 49.9459 | -0.12179 | 972.6472 | 19972.83
0.8772 | 49.8931 | -0.23716 | 946.6044 | 19945.989 | 0.8772 | 49.9459 | -0.12168 | 973.4841 | 19972.82
0.8776 | 49.8931 | -0.23715 | 946.5757 | 19945.9647 | 0.8776 | 49.9459 | -0.12174 | 973.0049 | 19972.8
0.878 | 49.893 | -0.23714 | 946.5672 | 19945.9403 | 0.878 | 49.9458 | -0.1218 | 972.5101 | 19972.79
0.8784 | 49.893 | -0.23714 | 946.5323 | 19945.916 | 0.8784 | 49.9458 | -0.12174 | 972.9344 | 19972.78
0.8788 | 49.893 | -0.23713 | 946.5236 | 19945.8916 | 0.8788 | 49.9458 | -0.12179 | 972.5575 | 19972.77
0.8792 | 49.893 | -0.23713 | 946.4861 | 19945.8673 | 0.8792 | 49.9458 | -0.12173 | 973.0232 | 19972.76
0.8796 | 49.8929 | -0.23712 | 946.4772 | 19945.8429 | 0.8796 | 49.9457 | -0.12171 | 973.1137 | 19972.74
0.88 | 49.8929 | -0.23712 | 946.4391 | 19945.8186 | 0.88 | 49.9457 | -0.1217 | 973.1841 | 19972.73
0.8804 | 49.8928 | -0.23711 | 946.4299 | 19945.7942 | 0.8804 | 49.9457 | -0.12175 | 972.7228 | 19972.72
0.8808 | 49.8928 | -0.2371 | 946.3918 | 19945.7699 | 0.8808 | 49.9457 | -0.12174 | 972.8089 | 19972.71
0.8812 | 49.8927 | -0.23709 | 946.3826 | 19945.7456 | 0.8812 | 49.9456 | -0.12152 | 974.5314 | 19972.69
0.8816 | 49.8927 | -0.23709 | 946.3444 | 19945.7212 | 0.8816 | 49.9456 | -0.12165 | 973.4535 | 19972.68
0.882 | 49.8926 | -0.23708 | 946.3351 | 19945.6969 | 0.882 | 49.9456 | -0.12173 | 972.7936 | 19972.67
0.8824 | 49.8926 | -0.23708 | 946.297 | 19945.6725 | 0.8824 | 49.9456 | -0.12173 | 972.8189 | 19972.66
0.8828 | 49.8925 | -0.23707 | 946.2877 | 19945.6482 | 0.8828 | 49.9455 | -0.12175 | 972.619 | 19972.64
0.8832 | 49.8925 | -0.23707 | 946.2496 | 19945.6238 | 0.8832 | 49.9455 | -0.12178 | 972.3881 | 19972.63
0.8836 | 49.8924 | -0.23706 | 946.2403 | 19945.5995 | 0.8836 | 49.9455 | -0.12176 | 972.5057 | 19972.62
0.884 | 49.8924 | -0.23706 | 946.2022 | 19945.5752 | 0.884 | 49.9455 | -0.12172 | 972.7879 | 19972.61
0.8844 | 49.8923 | -0.23705 | 946.1929 | 19945.5508 | 0.8844 | 49.9454 | -0.12172 | 972.8065 | 19972.59
0.8848 | 49.8923 | -0.23705 | 946.1547 | 19945.5265 | 0.8848 | 49.9454 | -0.12172 | 972.7817 | 19972.58
0.8852 | 49.8922 | -0.23704 | 946.1455 | 19945.5021 | 0.8852 | 49.9454 | -0.12177 | 972.3481 | 19972.57
0.8856 | 49.8922 | -0.23704 | 946.1073 | 19945.4778 | 0.8856 | 49.9454 | -0.12172 | 972.7006 | 19972.56
0.886 | 49.8921 | -0.23703 | 946.0981 | 19945.4535 | 0.886 | 49.9453 | -0.12167 | 973.059 | 19972.55
0.8864 | 49.8921 | -0.23702 | 946.0599 | 19945.4291 | 0.8864 | 49.9453 | -0.1217 | 972.7649 | 19972.53
0.8868 | 49.892 | -0.23701 | 946.0507 | 19945.4048 | 0.8868 | 49.9453 | -0.12173 | 972.5217 | 19972.52
0.8872 | 49.892 | -0.23701 | 946.0125 | 19945.3804 | 0.8872 | 49.9453 | -0.12172 | 972.5895 | 19972.51
0.8876 | 49.8919 | -0.237 | 946.0033 | 19945.3561 | 0.8876 | 49.9452 | -0.1217 | 972.7518 | 19972.5
0.888 | 49.8919 | -0.237 | 945.9651 | 19945.3318 | 0.888 | 49.9452 | -0.12171 | 972.6353 | 19972.48
0.8884 | 49.8918 | -0.23699 | 945.9559 | 19945.3074 | 0.8884 | 49.9452 | -0.12169 | 972.7525 | 19972.47
0.8888 | 49.8918 | -0.23699 | 945.9177 | 19945.2831 | 0.8888 | 49.9452 | -0.1217 | 972.6511 | 19972.46
0.8892 | 49.8917 | -0.23698 | 945.9085 | 19945.2587 | 0.8892 | 49.9451 | -0.1217 | 972.5947 | 19972.45
0.8896 | 49.8917 | -0.23698 | 945.8703 | 19945.2344 | 0.8896 | 49.9451 | -0.1217 | 972.5775 | 19972.43
0.89 | 49.8916 | -0.23697 | 945.8611 | 19945.2101 | 0.89 | 49.9451 | -0.1217 | 972.5685 | 19972.42
0.8904 | 49.8916 | -0.23697 | 945.8229 | 19945.1857 | 0.8904 | 49.9451 | -0.1217 | 972.5497 | 19972.41
0.8908 | 49.8915 | -0.23696 | 945.8137 | 19945.1614 | 0.8908 | 49.945 | -0.1217 | 972.544 | 19972.4
0.8912 | 49.8915 | -0.23696 | 945.7755 | 19945.1371 | 0.8912 | 49.945 | -0.1217 | 972.5252 | 19972.39
0.8916 | 49.8914 | -0.23695 | 945.7663 | 19945.1127 | 0.8916 | 49.945 | -0.1217 | 972.5197 | 19972.37
0.892 | 49.8914 | -0.23694 | 945.7281 | 19945.0884 | 0.892 | 49.945 | -0.1217 | 972.5008 | 19972.36
0.8924 | 49.8913 | -0.23694 | 945.7189 | 19945.0641 | 0.8924 | 49.9449 | -0.12169 | 972.4953 | 19972.35
0.8928 | 49.8913 | -0.23693 | 945.6807 | 19945.0397 | 0.8928 | 49.9449 | -0.12169 | 972.4765 | 19972.34
0.8932 | 49.8912 | -0.23692 | 945.6715 | 19945.0154 | 0.8932 | 49.9449 | -0.12169 | 972.471 | 19972.32
0.8936 | 49.8912 | -0.23692 | 945.6333 | 19944.991 | 0.8936 | 49.9449 | -0.12169 | 972.4522 | 19972.31
0.894 | 49.8912 | -0.23691 | 945.6241 | 19944.9667 | 0.894 | 49.9448 | -0.12169 | 972.4467 | 19972.3
0.8944 | 49.8912 | -0.23691 | 945.5859 | 19944.9424 | 0.8944 | 49.9448 | -0.12169 | 972.4278 | 19972.29
0.8948 | 49.8911 | -0.2369 | 945.5767 | 19944.918 | 0.8948 | 49.9448 | -0.12168 | 972.4223 | 19972.27
0.8952 | 49.8911 | -0.2369 | 945.5385 | 19944.8937 | 0.8952 | 49.9448 | -0.12168 | 972.4035 | 19972.26
0.8956 | 49.891 | -0.23689 | 945.5294 | 19944.8694 | 0.8956 | 49.9447 | -0.12168 | 972.398 | 19972.25
0.896 | 49.891 | -0.23689 | 945.4911 | 19944.845 | 0.896 | 49.9447 | -0.12168 | 972.3792 | 19972.24
0.8964 | 49.8909 | -0.23688 | 945.482 | 19944.8207 | 0.8964 | 49.9447 | -0.12168 | 972.3737 | 19972.22
0.8968 | 49.8909 | -0.23688 | 945.4438 | 19944.7964 | 0.8968 | 49.9447 | -0.12168 | 972.3548 | 19972.21
0.8972 | 49.8908 | -0.23687 | 945.4346 | 19944.772 | 0.8972 | 49.9447 | -0.12168 | 972.3493 | 19972.2
0.8976 | 49.8908 | -0.23686 | 945.3964 | 19944.7477 | 0.8976 | 49.9447 | -0.12168 | 972.3305 | 19972.19
0.898 | 49.8907 | -0.23686 | 945.3872 | 19944.7234 | 0.898 | 49.9446 | -0.12167 | 972.325 | 19972.18
0.8984 | 49.8907 | -0.23685 | 945.349 | 19944.6991 | 0.8984 | 49.9446 | -0.12167 | 972.3061 | 19972.16
0.8988 | 49.8906 | -0.23684 | 945.3399 | 19944.6747 | 0.8988 | 49.9445 | -0.12167 | 972.3006 | 19972.15
0.8992 | 49.8906 | -0.23684 | 945.3016 | 19944.6504 | 0.8992 | 49.9445 | -0.12167 | 972.2818 | 19972.14
0.8996 | 49.8905 | -0.23683 | 945.2925 | 19944.6261 | 0.8996 | 49.9445 | -0.12167 | 972.2763 | 19972.13
0.9 | 49.8905 | -0.23683 | 945.2543 | 19944.6017 | 0.9 | 49.9445 | -0.12167 | 972.2575 | 19972.11
0.9004 | 49.8904 | -0.23682 | 945.2451 | 19944.5774 | 0.9004 | 49.9445 | -0.12166 | 972.252 | 19972.1
0.9008 | 49.8904 | -0.23682 | 945.2069 | 19944.5531 | 0.9008 | 49.9445 | -0.12166 | 972.2331 | 19972.09
0.9012 | 49.8903 | -0.23681 | 945.1978 | 19944.5287 | 0.9012 | 49.9444 | -0.12166 | 972.2276 | 19972.08
0.9016 | 49.8903 | -0.23681 | 945.1595 | 19944.5044 | 0.9016 | 49.9444 | -0.12166 | 972.2088 | 19972.06
0.902 | 49.8902 | -0.2368 | 945.1504 | 19944.4801 | 0.902 | 49.9444 | -0.12166 | 972.2033 | 19972.05
0.9024 | 49.8902 | -0.2368 | 945.1122 | 19944.4558 | 0.9024 | 49.9444 | -0.12166 | 972.1845 | 19972.04
0.9028 | 49.8901 | -0.23679 | 945.103 | 19944.4314 | 0.9028 | 49.9443 | -0.12166 | 972.179 | 19972.03
0.9032 | 49.8901 | -0.23678 | 945.0648 | 19944.4071 | 0.9032 | 49.9443 | -0.12165 | 972.1602 | 19972.02
0.9036 | 49.89 | -0.23678 | 945.0557 | 19944.3828 | 0.9036 | 49.9443 | -0.12165 | 972.1547 | 19972
0.904 | 49.89 | -0.23677 | 945.0174 | 19944.3584 | 0.904 | 49.9443 | -0.12165 | 972.1358 | 19971.99
0.9044 | 49.8899 | -0.23676 | 945.0083 | 19944.3341 | 0.9044 | 49.9442 | -0.12165 | 972.1303 | 19971.98
0.9048 | 49.8899 | -0.23676 | 944.9701 | 19944.3098 | 0.9048 | 49.9442 | -0.12165 | 972.1115 | 19971.97
0.9052 | 49.8898 | -0.23675 | 944.961 | 19944.2855 | 0.9052 | 49.9442 | -0.12165 | 972.106 | 19971.95
0.9056 | 49.8898 | -0.23675 | 944.9227 | 19944.2611 | 0.9056 | 49.9442 | -0.12165 | 972.0872 | 19971.94
0.906 | 49.8897 | -0.23674 | 944.9136 | 19944.2368 | 0.906 | 49.9441 | -0.12164 | 972.0817 | 19971.93
0.9064 | 49.8897 | -0.23674 | 944.8754 | 19944.2125 | 0.9064 | 49.9441 | -0.12164 | 972.0628 | 19971.92
0.9068 | 49.8896 | -0.23673 | 944.8663 | 19944.1882 | 0.9068 | 49.9441 | -0.12164 | 972.0573 | 19971.9
0.9072 | 49.8896 | -0.23673 | 944.828 | 19944.1638 | 0.9072 | 49.9441 | -0.12164 | 972.0385 | 19971.89
0.9076 | 49.8895 | -0.23672 | 944.8189 | 19944.1395 | 0.9076 | 49.944 | -0.12164 | 972.033 | 19971.88
0.908 | 49.8895 | -0.23672 | 944.7807 | 19944.1152 | 0.908 | 49.944 | -0.12164 | 972.0142 | 19971.87
0.9084 | 49.8894 | -0.23671 | 944.7716 | 19944.0909 | 0.9084 | 49.944 | -0.12163 | 972.0087 | 19971.85
0.9088 | 49.8894 | -0.23663 | 945.0325 | 19944.0665 | 0.9088 | 49.944 | -0.12163 | 971.9899 | 19971.84
0.9092 | 49.8894 | -0.23665 | 944.8988 | 19944.0422 | 0.9092 | 49.9439 | -0.12163 | 971.9844 | 19971.83
0.9096 | 49.8894 | -0.23671 | 944.6325 | 19944.0179 | 0.9096 | 49.9439 | -0.12163 | 971.9655 | 19971.82
0.91 | 49.8893 | -0.23665 | 944.7987 | 19943.9936 | 0.91 | 49.9439 | -0.12163 | 971.96 | 19971.81
0.9104 | 49.8893 | -0.23674 | 944.4046 | 19943.9692 | 0.9104 | 49.9439 | -0.12163 | 971.9412 | 19971.79
0.9108 | 49.8892 | -0.23668 | 944.5962 | 19943.9449 | 0.9108 | 49.9438 | -0.12163 | 971.9357 | 19971.78
0.9112 | 49.8892 | -0.23665 | 944.6589 | 19943.9206 | 0.9112 | 49.9438 | -0.12163 | 971.9169 | 19971.77
0.9116 | 49.8891 | -0.23663 | 944.7037 | 19943.8963 | 0.9116 | 49.9438 | -0.12162 | 971.9114 | 19971.76
0.912 | 49.8891 | -0.23665 | 944.5643 | 19943.872 | 0.912 | 49.9438 | -0.12162 | 971.8926 | 19971.74
0.9124 | 49.889 | -0.23665 | 944.5409 | 19943.8476 | 0.9124 | 49.9437 | -0.12162 | 971.8871 | 19971.73
0.9128 | 49.889 | -0.23665 | 944.499 | 19943.8233 | 0.9128 | 49.9437 | -0.12162 | 971.8682 | 19971.72
0.9132 | 49.8889 | -0.23664 | 944.4878 | 19943.799 | 0.9132 | 49.9437 | -0.12162 | 971.8627 | 19971.71
0.9136 | 49.8889 | -0.23664 | 944.4509 | 19943.7747 | 0.9136 | 49.9437 | -0.12162 | 971.8439 | 19971.69
0.914 | 49.8888 | -0.23663 | 944.4402 | 19943.7504 | 0.914 | 49.9436 | -0.12161 | 971.8384 | 19971.68
0.9144 | 49.8888 | -0.23662 | 944.4035 | 19943.726 | 0.9144 | 49.9436 | -0.12161 | 971.8196 | 19971.67
0.9148 | 49.8887 | -0.23662 | 944.3929 | 19943.7017 | 0.9148 | 49.9436 | -0.12161 | 971.8141 | 19971.66
0.9152 | 49.8887 | -0.23661 | 944.3562 | 19943.6774 | 0.9152 | 49.9436 | -0.12161 | 971.7953 | 19971.65
0.9156 | 49.8886 | -0.2366 | 944.3455 | 19943.6531 | 0.9156 | 49.9435 | -0.12161 | 971.7898 | 19971.63
0.916 | 49.8886 | -0.2366 | 944.3089 | 19943.6288 | 0.916 | 49.9435 | -0.12161 | 971.771 | 19971.62
0.9164 | 49.8885 | -0.23659 | 944.2982 | 19943.6044 | 0.9164 | 49.9435 | -0.12161 | 971.7654 | 19971.61
0.9168 | 49.8885 | -0.23659 | 944.2616 | 19943.5801 | 0.9168 | 49.9435 | -0.12161 | 971.7466 | 19971.6
0.9172 | 49.8884 | -0.23658 | 944.2509 | 19943.5558 | 0.9172 | 49.9434 | -0.1216 | 971.7411 | 19971.58
0.9176 | 49.8884 | -0.23658 | 944.2143 | 19943.5315 | 0.9176 | 49.9434 | -0.1216 | 971.7223 | 19971.57
0.918 | 49.8883 | -0.23657 | 944.2036 | 19943.5072 | 0.918 | 49.9434 | -0.1216 | 971.7168 | 19971.56
0.9184 | 49.8883 | -0.23657 | 944.167 | 19943.4829 | 0.9184 | 49.9434 | -0.1216 | 971.698 | 19971.55
0.9188 | 49.8882 | -0.23656 | 944.1563 | 19943.4585 | 0.9188 | 49.9433 | -0.1216 | 971.6925 | 19971.53
0.9192 | 49.8882 | -0.23656 | 944.1196 | 19943.4342 | 0.9192 | 49.9433 | -0.1216 | 971.6737 | 19971.52
0.9196 | 49.8881 | -0.23655 | 944.109 | 19943.4099 | 0.9196 | 49.9433 | -0.12159 | 971.6682 | 19971.51
0.92 | 49.8881 | -0.23654 | 944.0723 | 19943.3856 | 0.92 | 49.9433 | -0.12159 | 971.6494 | 19971.5
0.9204 | 49.888 | -0.23654 | 944.0617 | 19943.3613 | 0.9204 | 49.9432 | -0.12159 | 971.6438 | 19971.49
0.9208 | 49.888 | -0.23653 | 944.025 | 19943.337 | 0.9208 | 49.9432 | -0.12159 | 971.625 | 19971.47
0.9212 | 49.8879 | -0.23652 | 944.0143 | 19943.3126 | 0.9212 | 49.9432 | -0.12159 | 971.6195 | 19971.46
0.9216 | 49.8879 | -0.23652 | 943.9777 | 19943.2883 | 0.9216 | 49.9432 | -0.12159 | 971.6007 | 19971.45
0.922 | 49.8878 | -0.23651 | 943.967 | 19943.264 | 0.922 | 49.9431 | -0.12159 | 971.5952 | 19971.44
0.9224 | 49.8878 | -0.23651 | 943.9304 | 19943.2397 | 0.9224 | 49.9431 | -0.12158 | 971.5764 | 19971.42
0.9228 | 49.8877 | -0.2365 | 943.9197 | 19943.2154 | 0.9228 | 49.9431 | -0.12158 | 971.5709 | 19971.41
0.9232 | 49.8877 | -0.2365 | 943.8831 | 19943.1911 | 0.9232 | 49.9431 | -0.12158 | 971.5521 | 19971.4
0.9236 | 49.8876 | -0.23649 | 943.8724 | 19943.1668 | 0.9236 | 49.943 | -0.12158 | 971.5466 | 19971.39
0.924 | 49.8876 | -0.23649 | 943.8358 | 19943.1424 | 0.924 | 49.943 | -0.12158 | 971.5278 | 19971.37
0.9244 | 49.8876 | -0.23648 | 943.8251 | 19943.1181 | 0.9244 | 49.943 | -0.12158 | 971.5223 | 19971.36
0.9248 | 49.8876 | -0.23648 | 943.7885 | 19943.0938 | 0.9248 | 49.943 | -0.12158 | 971.5035 | 19971.35
0.9252 | 49.8875 | -0.23647 | 943.7779 | 19943.0695 | 0.9252 | 49.943 | -0.12157 | 971.4979 | 19971.34
0.9256 | 49.8875 | -0.23646 | 943.7412 | 19943.0452 | 0.9256 | 49.943 | -0.12157 | 971.4791 | 19971.32
0.926 | 49.8874 | -0.23646 | 943.7306 | 19943.0209 | 0.926 | 49.9429 | -0.12157 | 971.4736 | 19971.31
0.9264 | 49.8874 | -0.23645 | 943.694 | 19942.9966 | 0.9264 | 49.9429 | -0.12157 | 971.4548 | 19971.3
0.9268 | 49.8873 | -0.23644 | 943.6833 | 19942.9723 | 0.9268 | 49.9428 | -0.12157 | 971.4493 | 19971.29
0.9272 | 49.8873 | -0.23644 | 943.6467 | 19942.948 | 0.9272 | 49.9428 | -0.12157 | 971.4305 | 19971.28
0.9276 | 49.8872 | -0.23643 | 943.636 | 19942.9236 | 0.9276 | 49.9428 | -0.12156 | 971.425 | 19971.26
0.928 | 49.8872 | -0.23643 | 943.5994 | 19942.8993 | 0.928 | 49.9428 | -0.12156 | 971.4062 | 19971.25
0.9284 | 49.8871 | -0.23642 | 943.5887 | 19942.875 | 0.9284 | 49.9427 | -0.12156 | 971.4007 | 19971.24
0.9288 | 49.8871 | -0.23642 | 943.5521 | 19942.8507 | 0.9288 | 49.9427 | -0.12156 | 971.3819 | 19971.23
0.9292 | 49.887 | -0.23641 | 943.5414 | 19942.8264 | 0.9292 | 49.9427 | -0.12156 | 971.3764 | 19971.21
0.9296 | 49.887 | -0.23641 | 943.5048 | 19942.8021 | 0.9296 | 49.9427 | -0.12156 | 971.3576 | 19971.2
0.93 | 49.8869 | -0.2364 | 943.4941 | 19942.7778 | 0.93 | 49.9427 | -0.12156 | 971.3521 | 19971.19
0.9304 | 49.8869 | -0.2364 | 943.4575 | 19942.7535 | 0.9304 | 49.9427 | -0.12156 | 971.3333 | 19971.18
0.9308 | 49.8868 | -0.23639 | 943.4468 | 19942.7292 | 0.9308 | 49.9426 | -0.12155 | 971.3278 | 19971.16
0.9312 | 49.8868 | -0.23639 | 943.4103 | 19942.7049 | 0.9312 | 49.9426 | -0.12155 | 971.309 | 19971.15
0.9316 | 49.8867 | -0.23638 | 943.3996 | 19942.6806 | 0.9316 | 49.9426 | -0.12155 | 971.3034 | 19971.14
0.932 | 49.8867 | -0.23637 | 943.363 | 19942.6562 | 0.932 | 49.9426 | -0.12155 | 971.2847 | 19971.13
0.9324 | 49.8866 | -0.23636 | 943.3523 | 19942.6319 | 0.9324 | 49.9425 | -0.12155 | 971.2791 | 19971.12
0.9328 | 49.8866 | -0.23636 | 943.3157 | 19942.6076 | 0.9328 | 49.9425 | -0.12155 | 971.2603 | 19971.1
0.9332 | 49.8865 | -0.23635 | 943.305 | 19942.5833 | 0.9332 | 49.9425 | -0.12154 | 971.2548 | 19971.09
0.9336 | 49.8865 | -0.23635 | 943.2685 | 19942.559 | 0.9336 | 49.9425 | -0.12154 | 971.236 | 19971.08
0.934 | 49.8864 | -0.23634 | 943.2578 | 19942.5347 | 0.934 | 49.9424 | -0.12154 | 971.2305 | 19971.07
0.9344 | 49.8864 | -0.23634 | 943.2212 | 19942.5104 | 0.9344 | 49.9424 | -0.12154 | 971.2117 | 19971.05
0.9348 | 49.8863 | -0.23633 | 943.2105 | 19942.4861 | 0.9348 | 49.9424 | -0.12154 | 971.2062 | 19971.04
0.9352 | 49.8863 | -0.23633 | 943.1739 | 19942.4618 | 0.9352 | 49.9424 | -0.12154 | 971.1874 | 19971.03
0.9356 | 49.8862 | -0.23632 | 943.1632 | 19942.4375 | 0.9356 | 49.9423 | -0.12154 | 971.1819 | 19971.02
0.936 | 49.8862 | -0.23632 | 943.1267 | 19942.4132 | 0.936 | 49.9423 | -0.12153 | 971.1631 | 19971
0.9364 | 49.8861 | -0.23631 | 943.116 | 19942.3889 | 0.9364 | 49.9423 | -0.12153 | 971.1576 | 19970.99
0.9368 | 49.8861 | -0.23631 | 943.0794 | 19942.3646 | 0.9368 | 49.9423 | -0.12153 | 971.1388 | 19970.98
0.9372 | 49.886 | -0.2363 | 943.0687 | 19942.3403 | 0.9372 | 49.9422 | -0.12153 | 971.1333 | 19970.97
0.9376 | 49.886 | -0.23629 | 943.0321 | 19942.316 | 0.9376 | 49.9422 | -0.12153 | 971.1145 | 19970.96
0.938 | 49.8859 | -0.23629 | 943.0214 | 19942.2917 | 0.938 | 49.9422 | -0.12153 | 971.109 | 19970.94
0.9384 | 49.8859 | -0.23628 | 942.9849 | 19942.2674 | 0.9384 | 49.9422 | -0.12153 | 971.0902 | 19970.93
0.9388 | 49.8859 | -0.23627 | 942.9742 | 19942.2431 | 0.9388 | 49.9421 | -0.12152 | 971.0847 | 19970.92
0.9392 | 49.8859 | -0.23627 | 942.9376 | 19942.2188 | 0.9392 | 49.9421 | -0.12152 | 971.0659 | 19970.91
0.9396 | 49.8858 | -0.23626 | 942.9269 | 19942.1945 | 0.9396 | 49.9421 | -0.12152 | 971.0604 | 19970.89
0.94 | 49.8858 | -0.23626 | 942.8904 | 19942.1702 | 0.94 | 49.9421 | -0.12152 | 971.0416 | 19970.88
0.9404 | 49.8857 | -0.23625 | 942.8797 | 19942.1459 | 0.9404 | 49.942 | -0.12152 | 971.0361 | 19970.87
0.9408 | 49.8857 | -0.23625 | 942.8431 | 19942.1216 | 0.9408 | 49.942 | -0.12152 | 971.0173 | 19970.86
0.9412 | 49.8856 | -0.23624 | 942.8324 | 19942.0973 | 0.9412 | 49.942 | -0.12152 | 971.0118 | 19970.84
0.9416 | 49.8856 | -0.23624 | 942.7959 | 19942.073 | 0.9416 | 49.942 | -0.12151 | 970.993 | 19970.83
0.942 | 49.8855 | -0.23623 | 942.7852 | 19942.0487 | 0.942 | 49.9419 | -0.12151 | 970.9875 | 19970.82
0.9424 | 49.8855 | -0.23623 | 942.7486 | 19942.0244 | 0.9424 | 49.9419 | -0.12151 | 970.9687 | 19970.81
0.9428 | 49.8854 | -0.23622 | 942.7379 | 19942.0001 | 0.9428 | 49.9419 | -0.12151 | 970.9632 | 19970.79
0.9432 | 49.8854 | -0.23621 | 942.7014 | 19941.9758 | 0.9432 | 49.9419 | -0.12151 | 970.9444 | 19970.78
0.9436 | 49.8853 | -0.23621 | 942.6907 | 19941.9515 | 0.9436 | 49.9418 | -0.12151 | 970.9389 | 19970.77
0.944 | 49.8853 | -0.2362 | 942.6542 | 19941.9272 | 0.944 | 49.9418 | -0.12151 | 970.9201 | 19970.76
0.9444 | 49.8852 | -0.23619 | 942.6435 | 19941.9029 | 0.9444 | 49.9418 | -0.1215 | 970.9146 | 19970.75
0.9448 | 49.8852 | -0.23619 | 942.6069 | 19941.8786 | 0.9448 | 49.9418 | -0.1215 | 970.8958 | 19970.73
0.9452 | 49.8851 | -0.23618 | 942.5962 | 19941.8543 | 0.9452 | 49.9417 | -0.1215 | 970.8903 | 19970.72
0.9456 | 49.8851 | -0.23618 | 942.5597 | 19941.83 | 0.9456 | 49.9417 | -0.1215 | 970.8715 | 19970.71
0.946 | 49.885 | -0.23617 | 942.549 | 19941.8057 | 0.946 | 49.9417 | -0.1215 | 970.866 | 19970.7
0.9464 | 49.885 | -0.23617 | 942.5125 | 19941.7814 | 0.9464 | 49.9417 | -0.1215 | 970.8472 | 19970.68
0.9468 | 49.8849 | -0.23616 | 942.5017 | 19941.7571 | 0.9468 | 49.9416 | -0.12149 | 970.8417 | 19970.67
0.9472 | 49.8849 | -0.23616 | 942.4652 | 19941.7328 | 0.9472 | 49.9416 | -0.12149 | 970.8229 | 19970.66
0.9476 | 49.8848 | -0.23615 | 942.4545 | 19941.7085 | 0.9476 | 49.9416 | -0.12149 | 970.8174 | 19970.65
0.948 | 49.8848 | -0.23615 | 942.418 | 19941.6842 | 0.948 | 49.9416 | -0.12149 | 970.7986 | 19970.63
0.9484 | 49.8847 | -0.23614 | 942.4073 | 19941.6599 | 0.9484 | 49.9415 | -0.12149 | 970.7931 | 19970.62
0.9488 | 49.8847 | -0.23613 | 942.3708 | 19941.6356 | 0.9488 | 49.9415 | -0.12149 | 970.7743 | 19970.61
0.9492 | 49.8846 | -0.23613 | 942.3601 | 19941.6113 | 0.9492 | 49.9415 | -0.12149 | 970.7688 | 19970.6
0.9496 | 49.8846 | -0.23612 | 942.3235 | 19941.587 | 0.9496 | 49.9415 | -0.12149 | 970.75 | 19970.59
0.95 | 49.8845 | -0.23611 | 942.3128 | 19941.5627 | 0.95 | 49.9414 | -0.12148 | 970.7445 | 19970.57
0.9504 | 49.8845 | -0.23611 | 942.2763 | 19941.5384 | 0.9504 | 49.9414 | -0.12148 | 970.7257 | 19970.56
0.9508 | 49.8844 | -0.2361 | 942.2656 | 19941.5141 | 0.9508 | 49.9414 | -0.12148 | 970.7202 | 19970.55
0.9512 | 49.8844 | -0.2361 | 942.2291 | 19941.4898 | 0.9512 | 49.9414 | -0.12148 | 970.7014 | 19970.54
0.9516 | 49.8843 | -0.23609 | 942.2184 | 19941.4655 | 0.9516 | 49.9413 | -0.12148 | 970.6959 | 19970.52
0.952 | 49.8843 | -0.23609 | 942.1819 | 19941.4413 | 0.952 | 49.9413 | -0.12148 | 970.6771 | 19970.51
0.9524 | 49.8842 | -0.23608 | 942.1712 | 19941.417 | 0.9524 | 49.9413 | -0.12147 | 970.6716 | 19970.5
0.9528 | 49.8842 | -0.23608 | 942.1347 | 19941.3927 | 0.9528 | 49.9413 | -0.12147 | 970.6528 | 19970.49
0.9532 | 49.8842 | -0.23607 | 942.124 | 19941.3684 | 0.9532 | 49.9412 | -0.12147 | 970.6473 | 19970.47
0.9536 | 49.8842 | -0.23607 | 942.0875 | 19941.3441 | 0.9536 | 49.9412 | -0.12147 | 970.6285 | 19970.46
0.954 | 49.8841 | -0.23606 | 942.0768 | 19941.3198 | 0.954 | 49.9412 | -0.12147 | 970.623 | 19970.45
0.9544 | 49.8841 | -0.23605 | 942.0402 | 19941.2955 | 0.9544 | 49.9412 | -0.12147 | 970.6042 | 19970.44
0.9548 | 49.884 | -0.23605 | 942.0295 | 19941.2712 | 0.9548 | 49.9412 | -0.12147 | 970.5987 | 19970.43
0.9552 | 49.884 | -0.23604 | 941.993 | 19941.2469 | 0.9552 | 49.9412 | -0.12146 | 970.5799 | 19970.41
0.9556 | 49.8839 | -0.23603 | 941.9823 | 19941.2226 | 0.9556 | 49.9411 | -0.12146 | 970.5744 | 19970.4
0.956 | 49.8839 | -0.23603 | 941.9458 | 19941.1983 | 0.956 | 49.9411 | -0.12146 | 970.5556 | 19970.39
0.9564 | 49.8838 | -0.23602 | 941.9351 | 19941.1741 | 0.9564 | 49.941 | -0.12146 | 970.5501 | 19970.38
0.9568 | 49.8838 | -0.23602 | 941.8986 | 19941.1498 | 0.9568 | 49.941 | -0.12146 | 970.5314 | 19970.36
0.9572 | 49.8837 | -0.23601 | 941.8879 | 19941.1255 | 0.9572 | 49.941 | -0.12146 | 970.5258 | 19970.35
0.9576 | 49.8837 | -0.23601 | 941.8514 | 19941.1012 | 0.9576 | 49.941 | -0.12146 | 970.5071 | 19970.34
0.958 | 49.8836 | -0.236 | 941.8407 | 19941.0769 | 0.958 | 49.941 | -0.12145 | 970.5015 | 19970.33
0.9584 | 49.8836 | -0.236 | 941.8042 | 19941.0526 | 0.9584 | 49.941 | -0.12145 | 970.4828 | 19970.31
0.9588 | 49.8835 | -0.23599 | 941.7935 | 19941.0283 | 0.9588 | 49.9409 | -0.12145 | 970.4772 | 19970.3
0.9592 | 49.8835 | -0.23599 | 941.757 | 19941.004 | 0.9592 | 49.9409 | -0.12145 | 970.4585 | 19970.29
0.9596 | 49.8834 | -0.23598 | 941.7463 | 19940.9797 | 0.9596 | 49.9409 | -0.12145 | 970.453 | 19970.28
0.96 | 49.8834 | -0.23598 | 941.7098 | 19940.9555 | 0.96 | 49.9409 | -0.12145 | 970.4342 | 19970.27
0.9604 | 49.8833 | -0.23597 | 941.6991 | 19940.9312 | 0.9604 | 49.9408 | -0.12144 | 970.4287 | 19970.25
0.9608 | 49.8833 | -0.23596 | 941.6626 | 19940.9069 | 0.9608 | 49.9408 | -0.12144 | 970.4099 | 19970.24
0.9612 | 49.8832 | -0.23595 | 941.6519 | 19940.8826 | 0.9612 | 49.9408 | -0.12144 | 970.4044 | 19970.23
0.9616 | 49.8832 | -0.23595 | 941.6155 | 19940.8583 | 0.9616 | 49.9408 | -0.12144 | 970.3856 | 19970.22
0.962 | 49.8831 | -0.23594 | 941.6048 | 19940.834 | 0.962 | 49.9407 | -0.12144 | 970.3801 | 19970.2
0.9624 | 49.8831 | -0.23594 | 941.5683 | 19940.8097 | 0.9624 | 49.9407 | -0.12144 | 970.3613 | 19970.19
0.9628 | 49.883 | -0.23593 | 941.5576 | 19940.7855 | 0.9628 | 49.9407 | -0.12144 | 970.3558 | 19970.18
0.9632 | 49.883 | -0.23593 | 941.5211 | 19940.7612 | 0.9632 | 49.9407 | -0.12144 | 970.337 | 19970.17
0.9636 | 49.8829 | -0.23592 | 941.5104 | 19940.7369 | 0.9636 | 49.9406 | -0.12143 | 970.3315 | 19970.15
0.964 | 49.8829 | -0.23592 | 941.4739 | 19940.7126 | 0.964 | 49.9406 | -0.12143 | 970.3128 | 19970.14
0.9644 | 49.8828 | -0.23591 | 941.4632 | 19940.6883 | 0.9644 | 49.9406 | -0.12143 | 970.3072 | 19970.13
0.9648 | 49.8828 | -0.23591 | 941.4267 | 19940.664 | 0.9648 | 49.9406 | -0.12143 | 970.2885 | 19970.12
0.9652 | 49.8827 | -0.2359 | 941.416 | 19940.6398 | 0.9652 | 49.9405 | -0.12143 | 970.2829 | 19970.11
0.9656 | 49.8827 | -0.2359 | 941.3795 | 19940.6155 | 0.9656 | 49.9405 | -0.12143 | 970.2642 | 19970.09
0.966 | 49.8826 | -0.23589 | 941.3688 | 19940.5912 | 0.966 | 49.9405 | -0.12142 | 970.2587 | 19970.08
0.9664 | 49.8826 | -0.23588 | 941.3324 | 19940.5669 | 0.9664 | 49.9405 | -0.12142 | 970.2399 | 19970.07
0.9668 | 49.8825 | -0.23588 | 941.3217 | 19940.5426 | 0.9668 | 49.9404 | -0.12142 | 970.2344 | 19970.06
0.9672 | 49.8825 | -0.23587 | 941.2852 | 19940.5183 | 0.9672 | 49.9404 | -0.12142 | 970.2156 | 19970.04
0.9676 | 49.8825 | -0.23586 | 941.2745 | 19940.4941 | 0.9676 | 49.9404 | -0.12142 | 970.2101 | 19970.03
0.968 | 49.8825 | -0.23586 | 941.2255 | 19940.4698 | 0.968 | 49.9404 | -0.12142 | 970.1913 | 19970.02
0.9684 | 49.8824 | -0.23569 | 941.9024 | 19940.4455 | 0.9684 | 49.9403 | -0.12142 | 970.1858 | 19970.01
0.9688 | 49.8824 | -0.236 | 940.5991 | 19940.4212 | 0.9688 | 49.9403 | -0.12142 | 970.1671 | 19969.99
0.9692 | 49.8823 | -0.23573 | 941.6427 | 19940.3969 | 0.9692 | 49.9403 | -0.12141 | 970.1615 | 19969.98
0.9696 | 49.8823 | -0.23585 | 941.1233 | 19940.3727 | 0.9696 | 49.9403 | -0.12141 | 970.1428 | 19969.97
0.97 | 49.8822 | -0.2358 | 941.2565 | 19940.3484 | 0.97 | 49.9402 | -0.12141 | 970.1372 | 19969.96
0.9704 | 49.8822 | -0.23606 | 940.1842 | 19940.3241 | 0.9704 | 49.9402 | -0.12141 | 970.1185 | 19969.94
0.9708 | 49.8821 | -0.23587 | 940.891 | 19940.2998 | 0.9708 | 49.9402 | -0.12141 | 970.113 | 19969.93
0.9712 | 49.8821 | -0.23568 | 941.5958 | 19940.2755 | 0.9712 | 49.9402 | -0.12141 | 970.0942 | 19969.92
0.9716 | 49.882 | -0.2359 | 940.6765 | 19940.2513 | 0.9716 | 49.9401 | -0.1214 | 970.0887 | 19969.91
0.972 | 49.882 | -0.23577 | 941.1251 | 19940.227 | 0.972 | 49.9401 | -0.1214 | 970.0699 | 19969.9
0.9724 | 49.8819 | -0.23584 | 940.8152 | 19940.2027 | 0.9724 | 49.9401 | -0.1214 | 970.0644 | 19969.88
0.9728 | 49.8819 | -0.23573 | 941.1915 | 19940.1784 | 0.9728 | 49.9401 | -0.1214 | 970.0456 | 19969.87
0.9732 | 49.8818 | -0.23583 | 940.7819 | 19940.1542 | 0.9732 | 49.94 | -0.1214 | 970.0401 | 19969.86
0.9736 | 49.8818 | -0.2357 | 941.2453 | 19940.1299 | 0.9736 | 49.94 | -0.1214 | 970.0214 | 19969.85
0.974 | 49.8817 | -0.23559 | 941.6495 | 19940.1056 | 0.974 | 49.94 | -0.1214 | 970.0158 | 19969.83
0.9744 | 49.8817 | -0.23574 | 941.0053 | 19940.0813 | 0.9744 | 49.94 | -0.12139 | 969.9971 | 19969.82
0.9748 | 49.8816 | -0.23572 | 941.0212 | 19940.057 | 0.9748 | 49.9399 | -0.12139 | 969.9916 | 19969.81
0.9752 | 49.8816 | -0.23568 | 941.1569 | 19940.0328 | 0.9752 | 49.9399 | -0.12139 | 969.9728 | 19969.8
0.9756 | 49.8815 | -0.23586 | 940.3679 | 19940.0085 | 0.9756 | 49.9399 | -0.12139 | 969.9673 | 19969.78
0.976 | 49.8815 | -0.2357 | 940.9735 | 19939.9842 | 0.976 | 49.9399 | -0.12139 | 969.9485 | 19969.77
0.9764 | 49.8814 | -0.23575 | 940.6938 | 19939.9599 | 0.9764 | 49.9398 | -0.12139 | 969.943 | 19969.76
0.9768 | 49.8814 | -0.23574 | 940.6869 | 19939.9357 | 0.9768 | 49.9398 | -0.12139 | 969.9243 | 19969.75
0.9772 | 49.8813 | -0.23572 | 940.7573 | 19939.9114 | 0.9772 | 49.9398 | -0.12138 | 969.9187 | 19969.74
0.9776 | 49.8813 | -0.23573 | 940.6692 | 19939.8871 | 0.9776 | 49.9398 | -0.12138 | 969.9 | 19969.72
0.978 | 49.8812 | -0.23572 | 940.6643 | 19939.8628 | 0.978 | 49.9397 | -0.12138 | 969.8945 | 19969.71
0.9784 | 49.8812 | -0.23571 | 940.6249 | 19939.8386 | 0.9784 | 49.9397 | -0.12138 | 969.8757 | 19969.7
0.9788 | 49.8811 | -0.2357 | 940.615 | 19939.8143 | 0.9788 | 49.9397 | -0.12138 | 969.8702 | 19969.69
0.9792 | 49.8811 | -0.2357 | 940.5779 | 19939.79 | 0.9792 | 49.9397 | -0.12138 | 969.8514 | 19969.67
0.9796 | 49.881 | -0.23569 | 940.5678 | 19939.7658 | 0.9796 | 49.9396 | -0.12137 | 969.8459 | 19969.66
0.98 | 49.881 | -0.23569 | 940.5308 | 19939.7415 | 0.98 | 49.9396 | -0.12137 | 969.8272 | 19969.65
0.9804 | 49.8809 | -0.23568 | 940.5206 | 19939.7172 | 0.9804 | 49.9396 | -0.12137 | 969.8216 | 19969.64
0.9808 | 49.8809 | -0.23568 | 940.4836 | 19939.6929 | 0.9808 | 49.9396 | -0.12137 | 969.8029 | 19969.62
0.9812 | 49.8809 | -0.23567 | 940.4735 | 19939.6687 | 0.9812 | 49.9395 | -0.12137 | 969.7974 | 19969.61
0.9816 | 49.8809 | -0.23567 | 940.4365 | 19939.6444 | 0.9816 | 49.9395 | -0.12137 | 969.7786 | 19969.6
0.982 | 49.8808 | -0.23566 | 940.4264 | 19939.6201 | 0.982 | 49.9395 | -0.12137 | 969.7731 | 19969.59
0.9824 | 49.8808 | -0.23566 | 940.3894 | 19939.5959 | 0.9824 | 49.9395 | -0.12137 | 969.7543 | 19969.58
0.9828 | 49.8807 | -0.23565 | 940.3792 | 19939.5716 | 0.9828 | 49.9395 | -0.12136 | 969.7488 | 19969.56
0.9832 | 49.8807 | -0.23565 | 940.3423 | 19939.5473 | 0.9832 | 49.9395 | -0.12136 | 969.7301 | 19969.55
0.9836 | 49.8806 | -0.23564 | 940.3321 | 19939.523 | 0.9836 | 49.9394 | -0.12136 | 969.7245 | 19969.54
0.984 | 49.8806 | -0.23563 | 940.2951 | 19939.4988 | 0.984 | 49.9394 | -0.12136 | 969.7058 | 19969.53
0.9844 | 49.8805 | -0.23563 | 940.285 | 19939.4745 | 0.9844 | 49.9393 | -0.12136 | 969.7003 | 19969.51
0.9848 | 49.8805 | -0.23562 | 940.248 | 19939.4502 | 0.9848 | 49.9393 | -0.12136 | 969.6815 | 19969.5
0.9852 | 49.8804 | -0.23561 | 940.2379 | 19939.426 | 0.9852 | 49.9393 | -0.12135 | 969.676 | 19969.49
0.9856 | 49.8804 | -0.23561 | 940.2009 | 19939.4017 | 0.9856 | 49.9393 | -0.12135 | 969.6572 | 19969.48
0.986 | 49.8803 | -0.2356 | 940.1907 | 19939.3774 | 0.986 | 49.9393 | -0.12135 | 969.6517 | 19969.46
0.9864 | 49.8803 | -0.2356 | 940.1538 | 19939.3532 | 0.9864 | 49.9393 | -0.12135 | 969.633 | 19969.45
0.9868 | 49.8802 | -0.23559 | 940.1436 | 19939.3289 | 0.9868 | 49.9392 | -0.12135 | 969.6275 | 19969.44
0.9872 | 49.8802 | -0.23559 | 940.1066 | 19939.3046 | 0.9872 | 49.9392 | -0.12135 | 969.6087 | 19969.43
0.9876 | 49.8801 | -0.23558 | 940.0965 | 19939.2804 | 0.9876 | 49.9392 | -0.12135 | 969.6032 | 19969.42
0.988 | 49.8801 | -0.23558 | 940.0595 | 19939.2561 | 0.988 | 49.9392 | -0.12134 | 969.5844 | 19969.4
0.9884 | 49.88 | -0.23557 | 940.0494 | 19939.2318 | 0.9884 | 49.9391 | -0.12134 | 969.5789 | 19969.39
0.9888 | 49.88 | -0.23557 | 940.0124 | 19939.2076 | 0.9888 | 49.9391 | -0.12134 | 969.5602 | 19969.38
0.9892 | 49.8799 | -0.23556 | 940.0023 | 19939.1833 | 0.9892 | 49.9391 | -0.12134 | 969.5547 | 19969.37
0.9896 | 49.8799 | -0.23555 | 939.9653 | 19939.159 | 0.9896 | 49.9391 | -0.12134 | 969.5359 | 19969.35
0.99 | 49.8798 | -0.23555 | 939.9552 | 19939.1348 | 0.99 | 49.939 | -0.12134 | 969.5304 | 19969.34
0.9904 | 49.8798 | -0.23554 | 939.9182 | 19939.1105 | 0.9904 | 49.939 | -0.12134 | 969.5116 | 19969.33
0.9908 | 49.8797 | -0.23553 | 939.908 | 19939.0862 | 0.9908 | 49.939 | -0.12133 | 969.5061 | 19969.32
0.9912 | 49.8797 | -0.23553 | 939.8711 | 19939.062 | 0.9912 | 49.939 | -0.12133 | 969.4874 | 19969.3
0.9916 | 49.8796 | -0.23552 | 939.8609 | 19939.0377 | 0.9916 | 49.9389 | -0.12133 | 969.4819 | 19969.29
0.992 | 49.8796 | -0.23552 | 939.824 | 19939.0134 | 0.992 | 49.9389 | -0.12133 | 969.4631 | 19969.28
0.9924 | 49.8795 | -0.23551 | 939.8138 | 19938.9892 | 0.9924 | 49.9389 | -0.12133 | 969.4576 | 19969.27
0.9928 | 49.8795 | -0.23551 | 939.7769 | 19938.9649 | 0.9928 | 49.9389 | -0.12133 | 969.4388 | 19969.26
0.9932 | 49.8794 | -0.2355 | 939.7667 | 19938.9406 | 0.9932 | 49.9388 | -0.12133 | 969.4333 | 19969.24
0.9936 | 49.8794 | -0.2355 | 939.7298 | 19938.9164 | 0.9936 | 49.9388 | -0.12132 | 969.4146 | 19969.23
0.994 | 49.8793 | -0.23549 | 939.7196 | 19938.8921 | 0.994 | 49.9388 | -0.12132 | 969.4091 | 19969.22
0.9944 | 49.8793 | -0.23549 | 939.6827 | 19938.8679 | 0.9944 | 49.9388 | -0.12132 | 969.3903 | 19969.21
0.9948 | 49.8792 | -0.23548 | 939.6725 | 19938.8436 | 0.9948 | 49.9387 | -0.12132 | 969.3848 | 19969.19
0.9952 | 49.8792 | -0.23547 | 939.6356 | 19938.8193 | 0.9952 | 49.9387 | -0.12132 | 969.3661 | 19969.18
0.9956 | 49.8792 | -0.23547 | 939.6254 | 19938.7951 | 0.9956 | 49.9387 | -0.12132 | 969.3605 | 19969.17
0.996 | 49.8792 | -0.23546 | 939.5885 | 19938.7708 | 0.996 | 49.9387 | -0.12132 | 969.3418 | 19969.16
0.9964 | 49.8791 | -0.23545 | 939.5783 | 19938.7465 | 0.9964 | 49.9386 | -0.12131 | 969.3363 | 19969.14
0.9968 | 49.8791 | -0.23545 | 939.5414 | 19938.7223 | 0.9968 | 49.9386 | -0.12131 | 969.3175 | 19969.13
0.9972 | 49.879 | -0.23544 | 939.5312 | 19938.698 | 0.9972 | 49.9386 | -0.12131 | 969.312 | 19969.12
0.9976 | 49.879 | -0.23544 | 939.4943 | 19938.6738 | 0.9976 | 49.9386 | -0.12131 | 969.2933 | 19969.11
0.998 | 49.8789 | -0.23543 | 939.4842 | 19938.6495 | 0.998 | 49.9385 | -0.12131 | 969.2877 | 19969.1
0.9984 | 49.8789 | -0.23543 | 939.4473 | 19938.6253 | 0.9984 | 49.9385 | -0.12131 | 969.269 | 19969.08
0.9988 | 49.8788 | -0.23542 | 939.4371 | 19938.601 | 0.9988 | 49.9385 | -0.1213 | 969.2635 | 19969.07
0.9992 | 49.8788 | -0.23542 | 939.4002 | 19938.5767 | 0.9992 | 49.9385 | -0.1213 | 969.2447 | 19969.06
0.9996 | 49.8787 | -0.23541 | 939.39 | 19938.5525 | 0.9996 | 49.9384 | -0.1213 | 969.2392 | 19969.05
1 | 49.8787 | -0.23541 | 939.3531 | 19938.5282 | 1 | 49.9384 | -0.1213 | 969.2205 | 19969.03
1.0004 | 49.8786 | -0.2354 | 939.3429 | 19938.504 | 1.0004 | 49.9384 | -0.1213 | 969.215 | 19969.02
1.0008 | 49.8786 | -0.2354 | 939.306 | 19938.4797 | 1.0008 | 49.9384 | -0.1213 | 969.1962 | 19969.01
1.0012 | 49.8785 | -0.23539 | 939.2958 | 19938.4554 | 1.0012 | 49.9383 | -0.1213 | 969.1907 | 19969
1.0016 | 49.8785 | -0.23538 | 939.2589 | 19938.4312 | 1.0016 | 49.9383 | -0.1213 | 969.172 | 19968.98
1.002 | 49.8784 | -0.23538 | 939.2487 | 19938.4069 | 1.002 | 49.9383 | -0.12129 | 969.1664 | 19968.97
1.0024 | 49.8784 | -0.23537 | 939.2119 | 19938.3827 | 1.0024 | 49.9383 | -0.12129 | 969.1477 | 19968.96
1.0028 | 49.8783 | -0.23536 | 939.2017 | 19938.3584 | 1.0028 | 49.9382 | -0.12129 | 969.1422 | 19968.95
1.0032 | 49.8783 | -0.23536 | 939.1648 | 19938.3342 | 1.0032 | 49.9382 | -0.12129 | 969.1235 | 19968.94
1.0036 | 49.8782 | -0.23535 | 939.1546 | 19938.3099 | 1.0036 | 49.9382 | -0.12129 | 969.1179 | 19968.92
1.004 | 49.8782 | -0.23535 | 939.1177 | 19938.2856 | 1.004 | 49.9382 | -0.12129 | 969.0992 | 19968.91
1.0044 | 49.8781 | -0.23534 | 939.1075 | 19938.2614 | 1.0044 | 49.9381 | -0.12128 | 969.0937 | 19968.9
1.0048 | 49.8781 | -0.23534 | 939.0707 | 19938.2371 | 1.0048 | 49.9381 | -0.12128 | 969.0749 | 19968.89
1.0052 | 49.878 | -0.23533 | 939.0605 | 19938.2129 | 1.0052 | 49.9381 | -0.12128 | 969.0694 | 19968.87
1.0056 | 49.878 | -0.23533 | 939.0236 | 19938.1886 | 1.0056 | 49.9381 | -0.12128 | 969.0507 | 19968.86
1.006 | 49.8779 | -0.23532 | 939.0134 | 19938.1644 | 1.006 | 49.938 | -0.12128 | 969.0452 | 19968.85
1.0064 | 49.8779 | -0.23532 | 938.9765 | 19938.1401 | 1.0064 | 49.938 | -0.12128 | 969.0264 | 19968.84
1.0068 | 49.8778 | -0.23531 | 938.9663 | 19938.1159 | 1.0068 | 49.938 | -0.12128 | 969.0209 | 19968.82
1.0072 | 49.8778 | -0.2353 | 938.9295 | 19938.0916 | 1.0072 | 49.938 | -0.12127 | 969.0022 | 19968.81
1.0076 | 49.8777 | -0.2353 | 938.9193 | 19938.0674 | 1.0076 | 49.9379 | -0.12127 | 968.9967 | 19968.8
1.008 | 49.8777 | -0.23529 | 938.8824 | 19938.0431 | 1.008 | 49.9379 | -0.12127 | 968.9779 | 19968.79
1.0084 | 49.8776 | -0.23528 | 938.8722 | 19938.0189 | 1.0084 | 49.9379 | -0.12127 | 968.9724 | 19968.78
1.0088 | 49.8776 | -0.23528 | 938.8354 | 19937.9946 | 1.0088 | 49.9379 | -0.12127 | 968.9537 | 19968.76
1.0092 | 49.8776 | -0.23527 | 938.8252 | 19937.9704 | 1.0092 | 49.9378 | -0.12127 | 968.9481 | 19968.75
1.0096 | 49.8776 | -0.23527 | 938.7883 | 19937.9461 | 1.0096 | 49.9378 | -0.12127 | 968.9294 | 19968.74
1.01 | 49.8775 | -0.23526 | 938.7781 | 19937.9219 | 1.01 | 49.9378 | -0.12126 | 968.9239 | 19968.73
1.0104 | 49.8775 | -0.23526 | 938.7412 | 19937.8976 | 1.0104 | 49.9378 | -0.12126 | 968.9052 | 19968.71
1.0108 | 49.8774 | -0.23525 | 938.731 | 19937.8734 | 1.0108 | 49.9378 | -0.12126 | 968.8996 | 19968.7
1.0112 | 49.8774 | -0.23525 | 938.6942 | 19937.8491 | 1.0112 | 49.9378 | -0.12126 | 968.8809 | 19968.69
1.0116 | 49.8773 | -0.23524 | 938.684 | 19937.8248 | 1.0116 | 49.9377 | -0.12126 | 968.8754 | 19968.68
1.012 | 49.8773 | -0.23524 | 938.6472 | 19937.8006 | 1.012 | 49.9377 | -0.12126 | 968.8567 | 19968.66
1.0124 | 49.8772 | -0.23523 | 938.6369 | 19937.7764 | 1.0124 | 49.9376 | -0.12126 | 968.8511 | 19968.65
1.0128 | 49.8772 | -0.23523 | 938.6001 | 19937.7521 | 1.0128 | 49.9376 | -0.12125 | 968.8324 | 19968.64
1.0132 | 49.8771 | -0.23522 | 938.5899 | 19937.7279 | 1.0132 | 49.9376 | -0.12125 | 968.8269 | 19968.63
1.0136 | 49.8771 | -0.23521 | 938.5531 | 19937.7036 | 1.0136 | 49.9376 | -0.12125 | 968.8082 | 19968.62
1.014 | 49.877 | -0.2352 | 938.5429 | 19937.6794 | 1.014 | 49.9376 | -0.12125 | 968.8026 | 19968.6
1.0144 | 49.877 | -0.2352 | 938.506 | 19937.6551 | 1.0144 | 49.9376 | -0.12125 | 968.7839 | 19968.59
1.0148 | 49.8769 | -0.23519 | 938.4958 | 19937.6309 | 1.0148 | 49.9375 | -0.12125 | 968.7784 | 19968.58
1.0152 | 49.8769 | -0.23519 | 938.4572 | 19937.6066 | 1.0152 | 49.9375 | -0.12125 | 968.7597 | 19968.57
1.0156 | 49.8768 | -0.23531 | 937.9315 | 19937.5824 | 1.0156 | 49.9375 | -0.12124 | 968.7541 | 19968.55
1.016 | 49.8768 | -0.23522 | 938.2422 | 19937.5581 | 1.016 | 49.9375 | -0.12124 | 968.7354 | 19968.54
1.0164 | 49.8767 | -0.23489 | 939.5438 | 19937.5339 | 1.0164 | 49.9374 | -0.12124 | 968.7299 | 19968.53
1.0168 | 49.8767 | -0.23516 | 938.3939 | 19937.5096 | 1.0168 | 49.9374 | -0.12124 | 968.7112 | 19968.52
1.0172 | 49.8766 | -0.23512 | 938.4957 | 19937.4854 | 1.0172 | 49.9374 | -0.12124 | 968.7056 | 19968.5
1.0176 | 49.8766 | -0.23516 | 938.3233 | 19937.4611 | 1.0176 | 49.9374 | -0.12124 | 968.6869 | 19968.49
1.018 | 49.8765 | -0.23515 | 938.3102 | 19937.4369 | 1.018 | 49.9373 | -0.12123 | 968.6814 | 19968.48
1.0184 | 49.8765 | -0.23515 | 938.2712 | 19937.4126 | 1.0184 | 49.9373 | -0.12123 | 968.6627 | 19968.47
1.0188 | 49.8764 | -0.23514 | 938.2602 | 19937.3884 | 1.0188 | 49.9373 | -0.12123 | 968.6571 | 19968.46
1.0192 | 49.8764 | -0.23513 | 938.224 | 19937.3642 | 1.0192 | 49.9373 | -0.12123 | 968.6384 | 19968.44
1.0196 | 49.8763 | -0.23513 | 938.213 | 19937.3399 | 1.0196 | 49.9372 | -0.12123 | 968.6329 | 19968.43
1.02 | 49.8763 | -0.23512 | 938.1769 | 19937.3157 | 1.02 | 49.9372 | -0.12123 | 968.6142 | 19968.42
1.0204 | 49.8762 | -0.23511 | 938.1659 | 19937.2914 | 1.0204 | 49.9372 | -0.12123 | 968.6087 | 19968.41
1.0208 | 49.8762 | -0.23511 | 938.1299 | 19937.2672 | 1.0208 | 49.9372 | -0.12123 | 968.5899 | 19968.39
1.0212 | 49.8761 | -0.2351 | 938.1189 | 19937.2429 | 1.0212 | 49.9371 | -0.12122 | 968.5844 | 19968.38
1.0216 | 49.8761 | -0.2351 | 938.0829 | 19937.2187 | 1.0216 | 49.9371 | -0.12122 | 968.5657 | 19968.37
1.022 | 49.876 | -0.23509 | 938.0719 | 19937.1945 | 1.022 | 49.9371 | -0.12122 | 968.5602 | 19968.36
1.0224 | 49.876 | -0.23509 | 938.0359 | 19937.1702 | 1.0224 | 49.9371 | -0.12122 | 968.5414 | 19968.34
1.0228 | 49.876 | -0.23508 | 938.0249 | 19937.146 | 1.0228 | 49.937 | -0.12122 | 968.5359 | 19968.33
1.0232 | 49.876 | -0.23508 | 937.9889 | 19937.1217 | 1.0232 | 49.937 | -0.12122 | 968.5172 | 19968.32
1.0236 | 49.8759 | -0.23507 | 937.9779 | 19937.0975 | 1.0236 | 49.937 | -0.12121 | 968.5117 | 19968.31
1.024 | 49.8759 | -0.23507 | 937.9419 | 19937.0732 | 1.024 | 49.937 | -0.12121 | 968.493 | 19968.3
1.0244 | 49.8758 | -0.23506 | 937.9309 | 19937.049 | 1.0244 | 49.9369 | -0.12121 | 968.4874 | 19968.28
1.0248 | 49.8758 | -0.23505 | 937.8948 | 19937.0248 | 1.0248 | 49.9369 | -0.12121 | 968.4687 | 19968.27
1.0252 | 49.8757 | -0.23505 | 937.8838 | 19937.0005 | 1.0252 | 49.9369 | -0.12121 | 968.4632 | 19968.26
1.0256 | 49.8757 | -0.23504 | 937.8478 | 19936.9763 | 1.0256 | 49.9369 | -0.12121 | 968.4445 | 19968.25
1.026 | 49.8756 | -0.23504 | 937.8368 | 19936.952 | 1.026 | 49.9368 | -0.12121 | 968.439 | 19968.23
1.0264 | 49.8756 | -0.23503 | 937.8008 | 19936.9278 | 1.0264 | 49.9368 | -0.12121 | 968.4117 | 19968.22
1.0268 | 49.8755 | -0.23502 | 937.7898 | 19936.9036 | 1.0268 | 49.9368 | -0.12121 | 968.3313 | 19968.21
1.0272 | 49.8755 | -0.23502 | 937.7538 | 19936.8793 | 1.0272 | 49.9368 | -0.12118 | 968.5638 | 19968.2
1.0276 | 49.8754 | -0.23501 | 937.7428 | 19936.8551 | 1.0276 | 49.9367 | -0.12117 | 968.6038 | 19968.18
1.028 | 49.8754 | -0.23501 | 937.7068 | 19936.8309 | 1.028 | 49.9367 | -0.12123 | 968.1647 | 19968.17
1.0284 | 49.8753 | -0.235 | 937.6958 | 19936.8066 | 1.0284 | 49.9367 | -0.12107 | 969.3869 | 19968.16
1.0288 | 49.8753 | -0.235 | 937.6598 | 19936.7824 | 1.0288 | 49.9367 | -0.12122 | 968.1519 | 19968.15
1.0292 | 49.8752 | -0.23499 | 937.6488 | 19936.7581 | 1.0292 | 49.9366 | -0.12119 | 968.3953 | 19968.14
1.0296 | 49.8752 | -0.23499 | 937.6128 | 19936.7339 | 1.0296 | 49.9366 | -0.12114 | 968.7908 | 19968.12
1.03 | 49.8751 | -0.23498 | 937.6018 | 19936.7097 | 1.03 | 49.9366 | -0.12113 | 968.7745 | 19968.11
1.0304 | 49.8751 | -0.23498 | 937.5658 | 19936.6854 | 1.0304 | 49.9366 | -0.12115 | 968.6244 | 19968.1
1.0308 | 49.875 | -0.23497 | 937.5548 | 19936.6612 | 1.0308 | 49.9365 | -0.12119 | 968.2544 | 19968.09
1.0312 | 49.875 | -0.23496 | 937.5188 | 19936.637 | 1.0312 | 49.9365 | -0.12119 | 968.2541 | 19968.07
1.0316 | 49.8749 | -0.23496 | 937.5078 | 19936.6127 | 1.0316 | 49.9365 | -0.12119 | 968.1958 | 19968.06
1.032 | 49.8749 | -0.23495 | 937.4719 | 19936.5885 | 1.032 | 49.9365 | -0.12119 | 968.2272 | 19968.05
1.0324 | 49.8748 | -0.23494 | 937.4609 | 19936.5642 | 1.0324 | 49.9364 | -0.1212 | 968.14 | 19968.04
1.0328 | 49.8748 | -0.23494 | 937.4249 | 19936.54 | 1.0328 | 49.9364 | -0.12119 | 968.188 | 19968.02
1.0332 | 49.8747 | -0.23493 | 937.4139 | 19936.5158 | 1.0332 | 49.9364 | -0.1212 | 968.0935 | 19968.01
1.0336 | 49.8747 | -0.23493 | 937.3779 | 19936.4915 | 1.0336 | 49.9364 | -0.12119 | 968.1419 | 19968
1.034 | 49.8746 | -0.23492 | 937.3669 | 19936.4673 | 1.034 | 49.9363 | -0.12118 | 968.1407 | 19967.99
1.0344 | 49.8746 | -0.23492 | 937.3309 | 19936.4431 | 1.0344 | 49.9363 | -0.12113 | 968.5204 | 19967.98
1.0348 | 49.8745 | -0.23491 | 937.3199 | 19936.4188 | 1.0348 | 49.9363 | -0.1212 | 967.9806 | 19967.96
1.0352 | 49.8745 | -0.23491 | 937.2839 | 19936.3946 | 1.0352 | 49.9363 | -0.12122 | 967.7505 | 19967.95
1.0356 | 49.8745 | -0.2349 | 937.2729 | 19936.3704 | 1.0356 | 49.9363 | -0.12117 | 968.154 | 19967.94
1.036 | 49.8745 | -0.2349 | 937.2369 | 19936.3461 | 1.036 | 49.9363 | -0.12123 | 967.684 | 19967.93
1.0364 | 49.8744 | -0.23489 | 937.2259 | 19936.3219 | 1.0364 | 49.9362 | -0.12116 | 968.1488 | 19967.91
1.0368 | 49.8744 | -0.23488 | 937.19 | 19936.2977 | 1.0368 | 49.9362 | -0.12116 | 968.1291 | 19967.9
1.0372 | 49.8743 | -0.23488 | 937.179 | 19936.2735 | 1.0372 | 49.9361 | -0.12115 | 968.2465 | 19967.89
1.0376 | 49.8743 | -0.23487 | 937.143 | 19936.2492 | 1.0376 | 49.9361 | -0.12113 | 968.3249 | 19967.88
1.038 | 49.8742 | -0.23487 | 937.132 | 19936.225 | 1.038 | 49.9361 | -0.1212 | 967.8102 | 19967.86
1.0384 | 49.8742 | -0.23486 | 937.096 | 19936.2008 | 1.0384 | 49.9361 | -0.12126 | 967.2359 | 19967.85
1.0388 | 49.8741 | -0.23485 | 937.085 | 19936.1765 | 1.0388 | 49.9361 | -0.12125 | 967.2971 | 19967.84
1.0392 | 49.8741 | -0.23485 | 937.049 | 19936.1523 | 1.0392 | 49.9361 | -0.12115 | 968.0863 | 19967.83
1.0396 | 49.874 | -0.23484 | 937.038 | 19936.1281 | 1.0396 | 49.936 | -0.12116 | 968.0183 | 19967.82
1.04 | 49.874 | -0.23484 | 937.0021 | 19936.1038 | 1.04 | 49.936 | -0.1212 | 967.6176 | 19967.8
1.0404 | 49.8739 | -0.23483 | 936.9911 | 19936.0796 | 1.0404 | 49.936 | -0.12118 | 967.7595 | 19967.79
1.0408 | 49.8739 | -0.23483 | 936.9551 | 19936.0554 | 1.0408 | 49.936 | -0.12113 | 968.2046 | 19967.78
1.0412 | 49.8738 | -0.23482 | 936.9441 | 19936.0312 | 1.0412 | 49.9359 | -0.12116 | 967.9295 | 19967.77
1.0416 | 49.8738 | -0.23482 | 936.9082 | 19936.0069 | 1.0416 | 49.9359 | -0.12115 | 967.9252 | 19967.75
1.042 | 49.8737 | -0.23481 | 936.8972 | 19935.9827 | 1.042 | 49.9359 | -0.12112 | 968.1447 | 19967.74
1.0424 | 49.8737 | -0.23481 | 936.8612 | 19935.9585 | 1.0424 | 49.9359 | -0.12114 | 967.9903 | 19967.73
1.0428 | 49.8736 | -0.2348 | 936.8502 | 19935.9342 | 1.0428 | 49.9358 | -0.12114 | 967.9395 | 19967.72
1.0432 | 49.8736 | -0.23479 | 936.8142 | 19935.91 | 1.0432 | 49.9358 | -0.12114 | 967.9565 | 19967.7
1.0436 | 49.8735 | -0.23479 | 936.8032 | 19935.8858 | 1.0436 | 49.9358 | -0.12113 | 967.9613 | 19967.69
1.044 | 49.8735 | -0.23478 | 936.7673 | 19935.8616 | 1.044 | 49.9358 | -0.12115 | 967.8059 | 19967.68
1.0444 | 49.8734 | -0.23477 | 936.7563 | 19935.8373 | 1.0444 | 49.9357 | -0.12114 | 967.8679 | 19967.67
1.0448 | 49.8734 | -0.23477 | 936.7203 | 19935.8131 | 1.0448 | 49.9357 | -0.12114 | 967.8601 | 19967.66
1.0452 | 49.8733 | -0.23476 | 936.7093 | 19935.7889 | 1.0452 | 49.9357 | -0.12114 | 967.8567 | 19967.64
1.0456 | 49.8733 | -0.23476 | 936.6734 | 19935.7647 | 1.0456 | 49.9357 | -0.12114 | 967.8386 | 19967.63
1.046 | 49.8732 | -0.23475 | 936.6624 | 19935.7404 | 1.046 | 49.9356 | -0.12113 | 967.8332 | 19967.62
1.0464 | 49.8732 | -0.23475 | 936.6264 | 19935.7162 | 1.0464 | 49.9356 | -0.12113 | 967.8145 | 19967.61
1.0468 | 49.8731 | -0.23474 | 936.6154 | 19935.692 | 1.0468 | 49.9356 | -0.12113 | 967.809 | 19967.59
1.0472 | 49.8731 | -0.23474 | 936.5795 | 19935.6678 | 1.0472 | 49.9356 | -0.12113 | 967.7903 | 19967.58
1.0476 | 49.873 | -0.23473 | 936.5685 | 19935.6435 | 1.0476 | 49.9355 | -0.12113 | 967.7847 | 19967.57
1.048 | 49.873 | -0.23473 | 936.5325 | 19935.6193 | 1.048 | 49.9355 | -0.12113 | 967.7661 | 19967.56
1.0484 | 49.8729 | -0.23472 | 936.5215 | 19935.5951 | 1.0484 | 49.9355 | -0.12112 | 967.7605 | 19967.54
1.0488 | 49.8729 | -0.23472 | 936.4856 | 19935.5709 | 1.0488 | 49.9355 | -0.12112 | 967.7419 | 19967.53
1.0492 | 49.8729 | -0.23471 | 936.4746 | 19935.5466 | 1.0492 | 49.9354 | -0.12112 | 967.7363 | 19967.52
1.0496 | 49.8729 | -0.2347 | 936.4386 | 19935.5224 | 1.0496 | 49.9354 | -0.12112 | 967.7176 | 19967.51
1.05 | 49.8728 | -0.2347 | 936.4276 | 19935.4982 | 1.05 | 49.9354 | -0.12112 | 967.7121 | 19967.5
1.0504 | 49.8728 | -0.23469 | 936.3917 | 19935.474 | 1.0504 | 49.9354 | -0.12112 | 967.6934 | 19967.48
1.0508 | 49.8727 | -0.23468 | 936.3807 | 19935.4497 | 1.0508 | 49.9353 | -0.12112 | 967.6879 | 19967.47
1.0512 | 49.8727 | -0.23468 | 936.3448 | 19935.4255 | 1.0512 | 49.9353 | -0.12111 | 967.6692 | 19967.46
1.0516 | 49.8726 | -0.23467 | 936.3338 | 19935.4013 | 1.0516 | 49.9353 | -0.12111 | 967.6636 | 19967.45
1.052 | 49.8726 | -0.23467 | 936.2978 | 19935.3771 | 1.052 | 49.9353 | -0.12111 | 967.645 | 19967.43
1.0524 | 49.8725 | -0.23466 | 936.2868 | 19935.3529 | 1.0524 | 49.9352 | -0.12111 | 967.6394 | 19967.42
1.0528 | 49.8725 | -0.23466 | 936.2509 | 19935.3286 | 1.0528 | 49.9352 | -0.12111 | 967.6208 | 19967.41
1.0532 | 49.8724 | -0.23465 | 936.2399 | 19935.3044 | 1.0532 | 49.9352 | -0.12111 | 967.6152 | 19967.4
1.0536 | 49.8724 | -0.23465 | 936.204 | 19935.2802 | 1.0536 | 49.9352 | -0.12111 | 967.5965 | 19967.38
1.054 | 49.8723 | -0.23464 | 936.193 | 19935.256 | 1.054 | 49.9351 | -0.1211 | 967.591 | 19967.37
1.0544 | 49.8723 | -0.23464 | 936.1571 | 19935.2318 | 1.0544 | 49.9351 | -0.1211 | 967.5723 | 19967.36
1.0548 | 49.8722 | -0.23463 | 936.1461 | 19935.2075 | 1.0548 | 49.9351 | -0.1211 | 967.5667 | 19967.35
1.0552 | 49.8722 | -0.23462 | 936.1101 | 19935.1833 | 1.0552 | 49.9351 | -0.1211 | 967.5481 | 19967.34
1.0556 | 49.8721 | -0.23462 | 936.0991 | 19935.1591 | 1.0556 | 49.935 | -0.1211 | 967.5425 | 19967.32
1.056 | 49.8721 | -0.23461 | 936.0881 | 19935.1349 | 1.056 | 49.935 | -0.1211 | 967.5239 | 19967.31
1.0564 | 49.872 | -0.23458 | 936.1453 | 19935.1107 | 1.0564 | 49.935 | -0.12109 | 967.5183 | 19967.3
1.0568 | 49.872 | -0.2346 | 936.01 | 19935.0865 | 1.0568 | 49.935 | -0.12109 | 967.4997 | 19967.29
1.0572 | 49.8719 | -0.23459 | 936.0069 | 19935.0622 | 1.0572 | 49.9349 | -0.12109 | 967.4941 | 19967.27
1.0576 | 49.8719 | -0.23459 | 935.9691 | 19935.038 | 1.0576 | 49.9349 | -0.12109 | 967.4754 | 19967.26
1.058 | 49.8718 | -0.23458 | 935.9583 | 19935.0138 | 1.058 | 49.9349 | -0.12109 | 967.4699 | 19967.25
1.0584 | 49.8718 | -0.23458 | 935.9225 | 19934.9896 | 1.0584 | 49.9349 | -0.12109 | 967.4512 | 19967.24
1.0588 | 49.8717 | -0.23457 | 935.9114 | 19934.9654 | 1.0588 | 49.9348 | -0.12109 | 967.4456 | 19967.22
1.0592 | 49.8717 | -0.23457 | 935.8755 | 19934.9412 | 1.0592 | 49.9348 | -0.12109 | 967.427 | 19967.21
1.0596 | 49.8716 | -0.23456 | 935.8645 | 19934.9169 | 1.0596 | 49.9348 | -0.12108 | 967.4214 | 19967.2
1.06 | 49.8716 | -0.23456 | 935.8286 | 19934.8927 | 1.06 | 49.9348 | -0.12108 | 967.4028 | 19967.19
1.0604 | 49.8715 | -0.23455 | 935.8176 | 19934.8685 | 1.0604 | 49.9348 | -0.12108 | 967.3972 | 19967.18
1.0608 | 49.8715 | -0.23455 | 935.7817 | 19934.8443 | 1.0608 | 49.9348 | -0.12108 | 967.3786 | 19967.16
1.0612 | 49.8714 | -0.23454 | 935.7707 | 19934.8201 | 1.0612 | 49.9347 | -0.12108 | 967.373 | 19967.15
1.0616 | 49.8714 | -0.23453 | 935.7348 | 19934.7959 | 1.0616 | 49.9347 | -0.12108 | 967.3544 | 19967.14
1.062 | 49.8714 | -0.23453 | 935.7238 | 19934.7717 | 1.062 | 49.9346 | -0.12107 | 967.3488 | 19967.13
1.0624 | 49.8714 | -0.23452 | 935.6879 | 19934.7474 | 1.0624 | 49.9346 | -0.12107 | 967.3301 | 19967.11
1.0628 | 49.8713 | -0.23451 | 935.6769 | 19934.7232 | 1.0628 | 49.9346 | -0.12107 | 967.3246 | 19967.1
1.0632 | 49.8713 | -0.23451 | 935.641 | 19934.699 | 1.0632 | 49.9346 | -0.12107 | 967.3059 | 19967.09
1.0636 | 49.8712 | -0.2345 | 935.63 | 19934.6748 | 1.0636 | 49.9346 | -0.12107 | 967.3004 | 19967.08
1.064 | 49.8712 | -0.2345 | 935.5941 | 19934.6506 | 1.064 | 49.9346 | -0.12107 | 967.2817 | 19967.06
1.0644 | 49.8711 | -0.23449 | 935.5831 | 19934.6264 | 1.0644 | 49.9345 | -0.12107 | 967.2761 | 19967.05
1.0648 | 49.8711 | -0.23449 | 935.5472 | 19934.6022 | 1.0648 | 49.9345 | -0.12107 | 967.2575 | 19967.04
1.0652 | 49.871 | -0.23448 | 935.5362 | 19934.578 | 1.0652 | 49.9344 | -0.12106 | 967.2519 | 19967.03
1.0656 | 49.871 | -0.23448 | 935.5003 | 19934.5537 | 1.0656 | 49.9344 | -0.12106 | 967.2333 | 19967.02
1.066 | 49.8709 | -0.23447 | 935.4893 | 19934.5295 | 1.066 | 49.9344 | -0.12106 | 967.2277 | 19967
1.0664 | 49.8709 | -0.23447 | 935.4534 | 19934.5053 | 1.0664 | 49.9344 | -0.12106 | 967.2091 | 19966.99
1.0668 | 49.8708 | -0.23446 | 935.4424 | 19934.4811 | 1.0668 | 49.9344 | -0.12106 | 967.2035 | 19966.98
1.0672 | 49.8708 | -0.23445 | 935.4065 | 19934.4569 | 1.0672 | 49.9344 | -0.12106 | 967.1849 | 19966.97
1.0676 | 49.8707 | -0.23445 | 935.3955 | 19934.4327 | 1.0676 | 49.9343 | -0.12105 | 967.1793 | 19966.95
1.068 | 49.8707 | -0.23444 | 935.3596 | 19934.4085 | 1.068 | 49.9343 | -0.12105 | 967.1607 | 19966.94
1.0684 | 49.8706 | -0.23443 | 935.3486 | 19934.3843 | 1.0684 | 49.9343 | -0.12105 | 967.1551 | 19966.93
1.0688 | 49.8706 | -0.23443 | 935.3128 | 19934.3601 | 1.0688 | 49.9343 | -0.12105 | 967.1364 | 19966.92
1.0692 | 49.8705 | -0.23442 | 935.3017 | 19934.3359 | 1.0692 | 49.9342 | -0.12105 | 967.1309 | 19966.9
1.0696 | 49.8705 | -0.23442 | 935.2659 | 19934.3117 | 1.0696 | 49.9342 | -0.12105 | 967.1122 | 19966.89
1.07 | 49.8704 | -0.23441 | 935.2549 | 19934.2874 | 1.07 | 49.9342 | -0.12105 | 967.1067 | 19966.88
1.0704 | 49.8704 | -0.23441 | 935.219 | 19934.2632 | 1.0704 | 49.9342 | -0.12102 | 967.2796 | 19966.87
1.0708 | 49.8703 | -0.2344 | 935.208 | 19934.239 | 1.0708 | 49.9341 | -0.12103 | 967.2083 | 19966.86
1.0712 | 49.8703 | -0.2344 | 935.1721 | 19934.2148 | 1.0712 | 49.9341 | -0.12106 | 966.9206 | 19966.84
1.0716 | 49.8702 | -0.23439 | 935.1611 | 19934.1906 | 1.0716 | 49.9341 | -0.121 | 967.4033 | 19966.83
1.072 | 49.8702 | -0.23439 | 935.1252 | 19934.1664 | 1.072 | 49.9341 | -0.12103 | 967.1013 | 19966.82
1.0724 | 49.8701 | -0.23438 | 935.1142 | 19934.1422 | 1.0724 | 49.934 | -0.12107 | 966.8079 | 19966.81
1.0728 | 49.8701 | -0.23438 | 935.0784 | 19934.118 | 1.0728 | 49.934 | -0.12103 | 967.0658 | 19966.79
1.0732 | 49.87 | -0.23437 | 935.0674 | 19934.0938 | 1.0732 | 49.934 | -0.12105 | 966.8612 | 19966.78
1.0736 | 49.87 | -0.23436 | 935.0315 | 19934.0696 | 1.0736 | 49.934 | -0.12109 | 966.5646 | 19966.77
1.074 | 49.8699 | -0.23436 | 935.0205 | 19934.0454 | 1.074 | 49.9339 | -0.12105 | 966.8353 | 19966.76
1.0744 | 49.8699 | -0.23435 | 934.9846 | 19934.0212 | 1.0744 | 49.9339 | -0.12099 | 967.26 | 19966.74
1.0748 | 49.8699 | -0.23434 | 934.9736 | 19933.997 | 1.0748 | 49.9339 | -0.12103 | 966.9431 | 19966.73
1.0752 | 49.8699 | -0.23434 | 934.9378 | 19933.9728 | 1.0752 | 49.9339 | -0.12103 | 966.964 | 19966.72
1.0756 | 49.8698 | -0.23433 | 934.9267 | 19933.9486 | 1.0756 | 49.9338 | -0.12103 | 966.9224 | 19966.71
1.076 | 49.8698 | -0.23433 | 934.8909 | 19933.9244 | 1.076 | 49.9338 | -0.12105 | 966.7475 | 19966.7
1.0764 | 49.8697 | -0.23432 | 934.8799 | 19933.9002 | 1.0764 | 49.9338 | -0.12103 | 966.8193 | 19966.68
1.0768 | 49.8697 | -0.23432 | 934.844 | 19933.8759 | 1.0768 | 49.9338 | -0.12106 | 966.5882 | 19966.67
1.0772 | 49.8696 | -0.23431 | 934.833 | 19933.8517 | 1.0772 | 49.9337 | -0.12101 | 966.9734 | 19966.66
1.0776 | 49.8696 | -0.23431 | 934.7972 | 19933.8275 | 1.0776 | 49.9337 | -0.12101 | 966.9552 | 19966.65
1.078 | 49.8695 | -0.2343 | 934.7862 | 19933.8033 | 1.078 | 49.9337 | -0.12101 | 966.8804 | 19966.63
1.0784 | 49.8695 | -0.2343 | 934.7503 | 19933.7791 | 1.0784 | 49.9337 | -0.12101 | 966.8505 | 19966.62
1.0788 | 49.8694 | -0.23429 | 934.7393 | 19933.7549 | 1.0788 | 49.9336 | -0.12101 | 966.8412 | 19966.61
1.0792 | 49.8694 | -0.23429 | 934.7035 | 19933.7307 | 1.0792 | 49.9336 | -0.12101 | 966.8221 | 19966.6
1.0796 | 49.8693 | -0.23428 | 934.6924 | 19933.7065 | 1.0796 | 49.9336 | -0.12101 | 966.8162 | 19966.59
1.08 | 49.8693 | -0.23427 | 934.6566 | 19933.6823 | 1.08 | 49.9336 | -0.12101 | 966.7976 | 19966.57
1.0804 | 49.8692 | -0.23427 | 934.6456 | 19933.6581 | 1.0804 | 49.9335 | -0.12101 | 966.792 | 19966.56
1.0808 | 49.8692 | -0.23426 | 934.6097 | 19933.6339 | 1.0808 | 49.9335 | -0.12101 | 966.7734 | 19966.55
1.0812 | 49.8691 | -0.23425 | 934.5987 | 19933.6097 | 1.0812 | 49.9335 | -0.121 | 966.7678 | 19966.54
1.0816 | 49.8691 | -0.23425 | 934.5629 | 19933.5855 | 1.0816 | 49.9335 | -0.121 | 966.7492 | 19966.52
1.082 | 49.869 | -0.23424 | 934.5519 | 19933.5613 | 1.082 | 49.9334 | -0.121 | 966.7436 | 19966.51
1.0824 | 49.869 | -0.23424 | 934.516 | 19933.5371 | 1.0824 | 49.9334 | -0.121 | 966.725 | 19966.5
1.0828 | 49.8689 | -0.23423 | 934.505 | 19933.5129 | 1.0828 | 49.9334 | -0.121 | 966.7194 | 19966.49
1.0832 | 49.8689 | -0.23423 | 934.4692 | 19933.4887 | 1.0832 | 49.9334 | -0.121 | 966.7008 | 19966.47
1.0836 | 49.8688 | -0.23422 | 934.4582 | 19933.4645 | 1.0836 | 49.9333 | -0.121 | 966.6952 | 19966.46
1.084 | 49.8688 | -0.23422 | 934.4224 | 19933.4403 | 1.084 | 49.9333 | -0.121 | 966.6766 | 19966.45
1.0844 | 49.8687 | -0.23421 | 934.4113 | 19933.4161 | 1.0844 | 49.9333 | -0.12099 | 966.671 | 19966.44
1.0848 | 49.8687 | -0.23421 | 934.3755 | 19933.3919 | 1.0848 | 49.9333 | -0.12099 | 966.6524 | 19966.43
1.0852 | 49.8686 | -0.2342 | 934.3645 | 19933.3677 | 1.0852 | 49.9332 | -0.12099 | 966.6468 | 19966.41
1.0856 | 49.8686 | -0.23419 | 934.3287 | 19933.3436 | 1.0856 | 49.9332 | -0.12099 | 966.6282 | 19966.4
1.086 | 49.8685 | -0.23419 | 934.3177 | 19933.3194 | 1.086 | 49.9332 | -0.12099 | 966.6226 | 19966.39
1.0864 | 49.8685 | -0.23418 | 934.2818 | 19933.2952 | 1.0864 | 49.9332 | -0.12099 | 966.604 | 19966.38
1.0868 | 49.8684 | -0.23417 | 934.2708 | 19933.271 | 1.0868 | 49.9331 | -0.12098 | 966.5984 | 19966.36
1.0872 | 49.8684 | -0.23417 | 934.235 | 19933.2468 | 1.0872 | 49.9331 | -0.12098 | 966.5798 | 19966.35
1.0876 | 49.8684 | -0.23416 | 934.224 | 19933.2226 | 1.0876 | 49.9331 | -0.12098 | 966.5742 | 19966.34
1.088 | 49.8684 | -0.23416 | 934.1882 | 19933.1984 | 1.088 | 49.9331 | -0.12098 | 966.5556 | 19966.33
1.0884 | 49.8683 | -0.23415 | 934.1772 | 19933.1742 | 1.0884 | 49.9331 | -0.12098 | 966.55 | 19966.31
1.0888 | 49.8683 | -0.23415 | 934.1413 | 19933.15 | 1.0888 | 49.9331 | -0.12098 | 966.5314 | 19966.3
1.0892 | 49.8682 | -0.23414 | 934.1303 | 19933.1258 | 1.0892 | 49.933 | -0.12098 | 966.5258 | 19966.29
1.0896 | 49.8682 | -0.23414 | 934.0945 | 19933.1016 | 1.0896 | 49.933 | -0.12097 | 966.5072 | 19966.28
1.09 | 49.8681 | -0.23413 | 934.0835 | 19933.0774 | 1.09 | 49.9329 | -0.12097 | 966.5016 | 19966.27
1.0904 | 49.8681 | -0.23413 | 934.0477 | 19933.0532 | 1.0904 | 49.9329 | -0.12096 | 966.573 | 19966.25
1.0908 | 49.868 | -0.23412 | 934.0367 | 19933.029 | 1.0908 | 49.9329 | -0.12097 | 966.4936 | 19966.24
1.0912 | 49.868 | -0.23412 | 934.0009 | 19933.0048 | 1.0912 | 49.9329 | -0.12098 | 966.3954 | 19966.23
1.0916 | 49.8679 | -0.23411 | 933.9899 | 19932.9806 | 1.0916 | 49.9329 | -0.12093 | 966.7153 | 19966.22
1.092 | 49.8679 | -0.2341 | 933.9541 | 19932.9564 | 1.092 | 49.9329 | -0.12096 | 966.4493 | 19966.2
1.0924 | 49.8678 | -0.2341 | 933.943 | 19932.9322 | 1.0924 | 49.9328 | -0.12096 | 966.4696 | 19966.19
1.0928 | 49.8678 | -0.23409 | 933.9072 | 19932.9081 | 1.0928 | 49.9328 | -0.12094 | 966.6102 | 19966.18
1.0932 | 49.8677 | -0.23408 | 933.8962 | 19932.8839 | 1.0932 | 49.9328 | -0.12081 | 967.5763 | 19966.17
1.0936 | 49.8677 | -0.23408 | 933.8604 | 19932.8597 | 1.0936 | 49.9328 | -0.12092 | 966.7213 | 19966.15
1.094 | 49.8676 | -0.23407 | 933.8494 | 19932.8355 | 1.094 | 49.9327 | -0.12099 | 966.1584 | 19966.14
1.0944 | 49.8676 | -0.23407 | 933.8136 | 19932.8113 | 1.0944 | 49.9327 | -0.12095 | 966.3962 | 19966.13
1.0948 | 49.8675 | -0.23406 | 933.8026 | 19932.7871 | 1.0948 | 49.9327 | -0.12096 | 966.3418 | 19966.12
1.0952 | 49.8675 | -0.23406 | 933.7668 | 19932.7629 | 1.0952 | 49.9327 | -0.12095 | 966.3395 | 19966.11
1.0956 | 49.8674 | -0.23405 | 933.7558 | 19932.7387 | 1.0956 | 49.9326 | -0.12095 | 966.332 | 19966.09
1.096 | 49.8674 | -0.23405 | 933.72 | 19932.7145 | 1.096 | 49.9326 | -0.12095 | 966.3137 | 19966.08
1.0964 | 49.8673 | -0.23404 | 933.709 | 19932.6903 | 1.0964 | 49.9326 | -0.12095 | 966.3075 | 19966.07
1.0968 | 49.8673 | -0.23404 | 933.6732 | 19932.6662 | 1.0968 | 49.9326 | -0.12095 | 966.2896 | 19966.06
1.0972 | 49.8672 | -0.23403 | 933.6622 | 19932.642 | 1.0972 | 49.9325 | -0.12095 | 966.2833 | 19966.04
1.0976 | 49.8672 | -0.23403 | 933.6264 | 19932.6178 | 1.0976 | 49.9325 | -0.12095 | 966.2655 | 19966.03
1.098 | 49.8671 | -0.23402 | 933.6154 | 19932.5936 | 1.098 | 49.9325 | -0.12094 | 966.2591 | 19966.02
1.0984 | 49.8671 | -0.23401 | 933.5796 | 19932.5694 | 1.0984 | 49.9325 | -0.12094 | 966.2413 | 19966.01
1.0988 | 49.867 | -0.23401 | 933.5686 | 19932.5452 | 1.0988 | 49.9324 | -0.12094 | 966.2349 | 19965.99
1.0992 | 49.867 | -0.234 | 933.5328 | 19932.521 | 1.0992 | 49.9324 | -0.12094 | 966.2171 | 19965.98
1.0996 | 49.8669 | -0.23399 | 933.5218 | 19932.4968 | 1.0996 | 49.9324 | -0.12094 | 966.2107 | 19965.97
1.1 | 49.8669 | -0.23399 | 933.486 | 19932.4727 | 1.1 | 49.9324 | -0.12094 | 966.1929 | 19965.96
1.1004 | 49.8669 | -0.23398 | 933.475 | 19932.4485 | 1.1004 | 49.9323 | -0.12093 | 966.1865 | 19965.95
1.1008 | 49.8669 | -0.23398 | 933.4392 | 19932.4243 | 1.1008 | 49.9323 | -0.12093 | 966.1687 | 19965.93
1.1012 | 49.8668 | -0.23397 | 933.4282 | 19932.4001 | 1.1012 | 49.9323 | -0.12093 | 966.1623 | 19965.92
1.1016 | 49.8668 | -0.23397 | 933.3924 | 19932.3759 | 1.1016 | 49.9323 | -0.12093 | 966.1445 | 19965.91
1.102 | 49.8667 | -0.23396 | 933.3814 | 19932.3517 | 1.102 | 49.9322 | -0.12093 | 966.1381 | 19965.9
1.1024 | 49.8667 | -0.23396 | 933.3456 | 19932.3275 | 1.1024 | 49.9322 | -0.12093 | 966.1203 | 19965.88
1.1028 | 49.8666 | -0.23395 | 933.3346 | 19932.3034 | 1.1028 | 49.9322 | -0.12093 | 966.114 | 19965.87
1.1032 | 49.8666 | -0.23395 | 933.2988 | 19932.2792 | 1.1032 | 49.9322 | -0.12093 | 966.0962 | 19965.86
1.1036 | 49.8665 | -0.23394 | 933.2878 | 19932.255 | 1.1036 | 49.9321 | -0.12092 | 966.0898 | 19965.85
1.104 | 49.8665 | -0.23393 | 933.252 | 19932.2308 | 1.104 | 49.9321 | -0.12092 | 966.072 | 19965.84
1.1044 | 49.8664 | -0.23393 | 933.241 | 19932.2066 | 1.1044 | 49.9321 | -0.12092 | 966.0656 | 19965.82
1.1048 | 49.8664 | -0.23392 | 933.2052 | 19932.1824 | 1.1048 | 49.9321 | -0.12092 | 966.0478 | 19965.81
1.1052 | 49.8663 | -0.23392 | 933.1942 | 19932.1583 | 1.1052 | 49.932 | -0.12092 | 966.0414 | 19965.8
1.1056 | 49.8663 | -0.23391 | 933.1584 | 19932.1341 | 1.1056 | 49.932 | -0.12092 | 966.0236 | 19965.79
1.106 | 49.8662 | -0.2339 | 933.1475 | 19932.1099 | 1.106 | 49.932 | -0.12091 | 966.0172 | 19965.77
1.1064 | 49.8662 | -0.2339 | 933.1117 | 19932.0857 | 1.1064 | 49.932 | -0.12091 | 965.9994 | 19965.76
1.1068 | 49.8661 | -0.23389 | 933.1007 | 19932.0615 | 1.1068 | 49.9319 | -0.12091 | 965.993 | 19965.75
1.1072 | 49.8661 | -0.23389 | 933.0649 | 19932.0373 | 1.1072 | 49.9319 | -0.12091 | 965.9752 | 19965.74
1.1076 | 49.866 | -0.23388 | 933.0539 | 19932.0132 | 1.1076 | 49.9319 | -0.12091 | 965.9689 | 19965.72
1.108 | 49.866 | -0.23388 | 933.0181 | 19931.989 | 1.108 | 49.9319 | -0.12091 | 965.9511 | 19965.71
1.1084 | 49.8659 | -0.23387 | 933.0071 | 19931.9648 | 1.1084 | 49.9318 | -0.12091 | 965.9447 | 19965.7
1.1088 | 49.8659 | -0.23387 | 932.9713 | 19931.9406 | 1.1088 | 49.9318 | -0.1209 | 965.9269 | 19965.69
1.1092 | 49.8658 | -0.23386 | 932.9603 | 19931.9164 | 1.1092 | 49.9318 | -0.1209 | 965.9205 | 19965.68
1.1096 | 49.8658 | -0.23386 | 932.9246 | 19931.8923 | 1.1096 | 49.9318 | -0.1209 | 965.9027 | 19965.66
1.11 | 49.8657 | -0.23385 | 932.9136 | 19931.8681 | 1.11 | 49.9318 | -0.1209 | 965.8963 | 19965.65
1.1104 | 49.8657 | -0.23384 | 932.8778 | 19931.8439 | 1.1104 | 49.9318 | -0.1209 | 965.8785 | 19965.64
1.1108 | 49.8656 | -0.23384 | 932.8668 | 19931.8197 | 1.1108 | 49.9317 | -0.1209 | 965.8721 | 19965.63
1.1112 | 49.8656 | -0.23383 | 932.831 | 19931.7955 | 1.1112 | 49.9317 | -0.1209 | 965.8543 | 19965.61
1.1116 | 49.8655 | -0.23382 | 932.82 | 19931.7714 | 1.1116 | 49.9316 | -0.12089 | 965.848 | 19965.6
1.112 | 49.8655 | -0.23382 | 932.7843 | 19931.7472 | 1.112 | 49.9316 | -0.12089 | 965.8302 | 19965.59
1.1124 | 49.8655 | -0.23381 | 932.7733 | 19931.723 | 1.1124 | 49.9316 | -0.12089 | 965.8238 | 19965.58
1.1128 | 49.8655 | -0.23381 | 932.7375 | 19931.6988 | 1.1128 | 49.9316 | -0.12089 | 965.806 | 19965.56
1.1132 | 49.8654 | -0.2338 | 932.7265 | 19931.6747 | 1.1132 | 49.9316 | -0.12089 | 965.7996 | 19965.55
1.1136 | 49.8654 | -0.23381 | 932.6686 | 19931.6505 | 1.1136 | 49.9316 | -0.12089 | 965.7818 | 19965.54
1.114 | 49.8653 | -0.2337 | 933.0354 | 19931.6263 | 1.114 | 49.9315 | -0.12089 | 965.7754 | 19965.53
1.1144 | 49.8653 | -0.23369 | 933.0541 | 19931.6021 | 1.1144 | 49.9315 | -0.12088 | 965.7576 | 19965.52
1.1148 | 49.8652 | -0.23382 | 932.4804 | 19931.578 | 1.1148 | 49.9314 | -0.12088 | 965.7513 | 19965.5
1.1152 | 49.8652 | -0.23375 | 932.6973 | 19931.5538 | 1.1152 | 49.9314 | -0.12088 | 965.7335 | 19965.49
1.1156 | 49.8651 | -0.23345 | 933.872 | 19931.5296 | 1.1156 | 49.9314 | -0.12088 | 965.7271 | 19965.48
1.116 | 49.8651 | -0.23359 | 933.2794 | 19931.5054 | 1.116 | 49.9314 | -0.12088 | 965.7093 | 19965.47
1.1164 | 49.865 | -0.23362 | 933.069 | 19931.4813 | 1.1164 | 49.9314 | -0.12088 | 965.7029 | 19965.45
1.1168 | 49.865 | -0.23381 | 932.2832 | 19931.4571 | 1.1168 | 49.9314 | -0.12088 | 965.6851 | 19965.44
1.1172 | 49.8649 | -0.23372 | 932.6254 | 19931.4329 | 1.1172 | 49.9313 | -0.12087 | 965.6787 | 19965.43
1.1176 | 49.8649 | -0.23392 | 931.7494 | 19931.4087 | 1.1176 | 49.9313 | -0.12087 | 965.6609 | 19965.42
1.118 | 49.8648 | -0.23376 | 932.3557 | 19931.3846 | 1.118 | 49.9313 | -0.12087 | 965.6546 | 19965.4
1.1184 | 49.8648 | -0.23383 | 932.0116 | 19931.3604 | 1.1184 | 49.9313 | -0.12087 | 965.6368 | 19965.39
1.1188 | 49.8647 | -0.23383 | 931.9556 | 19931.3362 | 1.1188 | 49.9312 | -0.12087 | 965.6304 | 19965.38
1.1192 | 49.8647 | -0.23372 | 932.3706 | 19931.312 | 1.1192 | 49.9312 | -0.12087 | 965.6126 | 19965.37
1.1196 | 49.8646 | -0.23374 | 932.2285 | 19931.2879 | 1.1196 | 49.9312 | -0.12087 | 965.6062 | 19965.36
1.12 | 49.8646 | -0.23371 | 932.3093 | 19931.2637 | 1.12 | 49.9312 | -0.12086 | 965.5884 | 19965.34
1.1204 | 49.8645 | -0.23373 | 932.1847 | 19931.2395 | 1.1204 | 49.9311 | -0.12086 | 965.582 | 19965.33
1.1208 | 49.8645 | -0.23376 | 932.0218 | 19931.2154 | 1.1208 | 49.9311 | -0.12086 | 965.5642 | 19965.32
1.1212 | 49.8644 | -0.23369 | 932.2719 | 19931.1912 | 1.1212 | 49.9311 | -0.12086 | 965.5579 | 19965.31
1.1216 | 49.8644 | -0.23355 | 932.7687 | 19931.167 | 1.1216 | 49.9311 | -0.12086 | 965.5401 | 19965.29
1.122 | 49.8643 | -0.23374 | 931.9617 | 19931.1428 | 1.122 | 49.931 | -0.12086 | 965.5337 | 19965.28
1.1224 | 49.8643 | -0.2337 | 932.0767 | 19931.1187 | 1.1224 | 49.931 | -0.12086 | 965.5159 | 19965.27
1.1228 | 49.8642 | -0.23369 | 932.0565 | 19931.0945 | 1.1228 | 49.931 | -0.12085 | 965.5095 | 19965.26
1.1232 | 49.8642 | -0.23373 | 931.8636 | 19931.0703 | 1.1232 | 49.931 | -0.12085 | 965.4917 | 19965.25
1.1236 | 49.8641 | -0.23365 | 932.1247 | 19931.0462 | 1.1236 | 49.9309 | -0.12085 | 965.4854 | 19965.23
1.124 | 49.8641 | -0.23365 | 932.0777 | 19931.022 | 1.124 | 49.9309 | -0.12085 | 965.4676 | 19965.22
1.1244 | 49.8641 | -0.23364 | 932.0721 | 19930.9978 | 1.1244 | 49.9309 | -0.12085 | 965.4612 | 19965.21
1.1248 | 49.8641 | -0.23364 | 932.0328 | 19930.9737 | 1.1248 | 49.9309 | -0.12085 | 965.4434 | 19965.2
1.1252 | 49.864 | -0.23363 | 932.0254 | 19930.9495 | 1.1252 | 49.9308 | -0.12084 | 965.437 | 19965.18
1.1256 | 49.864 | -0.23363 | 931.986 | 19930.9253 | 1.1256 | 49.9308 | -0.12084 | 965.4192 | 19965.17
1.126 | 49.8639 | -0.23362 | 931.9788 | 19930.9011 | 1.126 | 49.9308 | -0.12084 | 965.4129 | 19965.16
1.1264 | 49.8639 | -0.23362 | 931.9393 | 19930.877 | 1.1264 | 49.9308 | -0.12084 | 965.3951 | 19965.15
1.1268 | 49.8638 | -0.23361 | 931.932 | 19930.8528 | 1.1268 | 49.9307 | -0.12084 | 965.3887 | 19965.13
1.1272 | 49.8638 | -0.23361 | 931.8925 | 19930.8286 | 1.1272 | 49.9307 | -0.12084 | 965.3709 | 19965.12
1.1276 | 49.8637 | -0.2336 | 931.8853 | 19930.8045 | 1.1276 | 49.9307 | -0.12084 | 965.3645 | 19965.11
1.128 | 49.8637 | -0.2336 | 931.8458 | 19930.7803 | 1.128 | 49.9307 | -0.12084 | 965.3467 | 19965.1
1.1284 | 49.8636 | -0.23359 | 931.8386 | 19930.7561 | 1.1284 | 49.9306 | -0.12083 | 965.3404 | 19965.09
1.1288 | 49.8636 | -0.23359 | 931.7991 | 19930.732 | 1.1288 | 49.9306 | -0.12083 | 965.3226 | 19965.07
1.1292 | 49.8635 | -0.23358 | 931.7919 | 19930.7078 | 1.1292 | 49.9306 | -0.12083 | 965.3162 | 19965.06
1.1296 | 49.8635 | -0.23357 | 931.7524 | 19930.6836 | 1.1296 | 49.9306 | -0.12083 | 965.2984 | 19965.05
1.13 | 49.8634 | -0.23356 | 931.7452 | 19930.6595 | 1.13 | 49.9305 | -0.12083 | 965.292 | 19965.04
1.1304 | 49.8634 | -0.23356 | 931.7057 | 19930.6353 | 1.1304 | 49.9305 | -0.12083 | 965.2742 | 19965.02
1.1308 | 49.8633 | -0.23355 | 931.6984 | 19930.6112 | 1.1308 | 49.9305 | -0.12082 | 965.2679 | 19965.01
1.1312 | 49.8633 | -0.23355 | 931.659 | 19930.587 | 1.1312 | 49.9305 | -0.12082 | 965.2501 | 19965
1.1316 | 49.8632 | -0.23354 | 931.6517 | 19930.5628 | 1.1316 | 49.9304 | -0.12082 | 965.2437 | 19964.99
1.132 | 49.8632 | -0.23354 | 931.6123 | 19930.5387 | 1.132 | 49.9304 | -0.12082 | 965.2259 | 19964.97
1.1324 | 49.8631 | -0.23353 | 931.605 | 19930.5145 | 1.1324 | 49.9304 | -0.12082 | 965.2195 | 19964.96
1.1328 | 49.8631 | -0.23353 | 931.5656 | 19930.4903 | 1.1328 | 49.9304 | -0.12082 | 965.2017 | 19964.95
1.1332 | 49.863 | -0.23352 | 931.5583 | 19930.4662 | 1.1332 | 49.9303 | -0.12082 | 965.1954 | 19964.94
1.1336 | 49.863 | -0.23352 | 931.5189 | 19930.442 | 1.1336 | 49.9303 | -0.12081 | 965.1776 | 19964.93
1.134 | 49.8629 | -0.23351 | 931.5116 | 19930.4178 | 1.134 | 49.9303 | -0.12081 | 965.1712 | 19964.91
1.1344 | 49.8629 | -0.23351 | 931.4722 | 19930.3937 | 1.1344 | 49.9303 | -0.12081 | 965.1534 | 19964.9
1.1348 | 49.8628 | -0.2335 | 931.4649 | 19930.3695 | 1.1348 | 49.9303 | -0.12081 | 965.1471 | 19964.89
1.1352 | 49.8628 | -0.2335 | 931.4255 | 19930.3454 | 1.1352 | 49.9303 | -0.12081 | 965.1292 | 19964.88
1.1356 | 49.8627 | -0.23349 | 931.4182 | 19930.3212 | 1.1356 | 49.9302 | -0.12081 | 965.1229 | 19964.86
1.136 | 49.8627 | -0.23348 | 931.3788 | 19930.297 | 1.136 | 49.9302 | -0.12081 | 965.1051 | 19964.85
1.1364 | 49.8626 | -0.23347 | 931.3715 | 19930.2729 | 1.1364 | 49.9301 | -0.1208 | 965.0987 | 19964.84
1.1368 | 49.8626 | -0.23347 | 931.3321 | 19930.2487 | 1.1368 | 49.9301 | -0.1208 | 965.0809 | 19964.83
1.1372 | 49.8626 | -0.23346 | 931.3248 | 19930.2246 | 1.1372 | 49.9301 | -0.1208 | 965.0746 | 19964.82
1.1376 | 49.8626 | -0.23346 | 931.2854 | 19930.2004 | 1.1376 | 49.9301 | -0.1208 | 965.0568 | 19964.8
1.138 | 49.8625 | -0.23345 | 931.2781 | 19930.1762 | 1.138 | 49.9301 | -0.1208 | 965.0504 | 19964.79
1.1384 | 49.8625 | -0.23345 | 931.2387 | 19930.1521 | 1.1384 | 49.9301 | -0.1208 | 965.0326 | 19964.78
1.1388 | 49.8624 | -0.23344 | 931.2314 | 19930.1279 | 1.1388 | 49.93 | -0.1208 | 965.0263 | 19964.77
1.1392 | 49.8624 | -0.23344 | 931.192 | 19930.1038 | 1.1392 | 49.93 | -0.12079 | 965.0084 | 19964.75
1.1396 | 49.8623 | -0.23343 | 931.1847 | 19930.0796 | 1.1396 | 49.93 | -0.12079 | 965.0021 | 19964.74
1.14 | 49.8623 | -0.23343 | 931.1453 | 19930.0554 | 1.14 | 49.93 | -0.12079 | 964.9843 | 19964.73
1.1404 | 49.8622 | -0.23342 | 931.138 | 19930.0313 | 1.1404 | 49.9299 | -0.12079 | 964.9779 | 19964.72
1.1408 | 49.8622 | -0.23342 | 931.0986 | 19930.0071 | 1.1408 | 49.9299 | -0.12079 | 964.9601 | 19964.7
1.1412 | 49.8621 | -0.23341 | 931.0913 | 19929.983 | 1.1412 | 49.9299 | -0.12079 | 964.9538 | 19964.69
1.1416 | 49.8621 | -0.2334 | 931.052 | 19929.9588 | 1.1416 | 49.9299 | -0.12079 | 964.936 | 19964.68
1.142 | 49.862 | -0.2334 | 931.0446 | 19929.9347 | 1.142 | 49.9298 | -0.12078 | 964.9296 | 19964.67
1.1424 | 49.862 | -0.23339 | 931.0053 | 19929.9105 | 1.1424 | 49.9298 | -0.12078 | 964.9118 | 19964.66
1.1428 | 49.8619 | -0.23338 | 930.9979 | 19929.8863 | 1.1428 | 49.9298 | -0.12078 | 964.9055 | 19964.64
1.1432 | 49.8619 | -0.23338 | 930.9586 | 19929.8622 | 1.1432 | 49.9298 | -0.12078 | 964.8877 | 19964.63
1.1436 | 49.8618 | -0.23337 | 930.9513 | 19929.838 | 1.1436 | 49.9297 | -0.12078 | 964.8813 | 19964.62
1.144 | 49.8618 | -0.23337 | 930.9119 | 19929.8139 | 1.144 | 49.9297 | -0.12078 | 964.8635 | 19964.61
1.1444 | 49.8617 | -0.23336 | 930.9046 | 19929.7897 | 1.1444 | 49.9297 | -0.12077 | 964.8572 | 19964.59
1.1448 | 49.8617 | -0.23336 | 930.8652 | 19929.7656 | 1.1448 | 49.9297 | -0.12077 | 964.8393 | 19964.58
1.1452 | 49.8616 | -0.23335 | 930.8579 | 19929.7414 | 1.1452 | 49.9296 | -0.12077 | 964.833 | 19964.57
1.1456 | 49.8616 | -0.23335 | 930.8186 | 19929.7173 | 1.1456 | 49.9296 | -0.12077 | 964.8152 | 19964.56
1.146 | 49.8615 | -0.23334 | 930.8112 | 19929.6931 | 1.146 | 49.9296 | -0.12077 | 964.8089 | 19964.54
1.1464 | 49.8615 | -0.23334 | 930.7719 | 19929.669 | 1.1464 | 49.9296 | -0.12077 | 964.791 | 19964.53
1.1468 | 49.8614 | -0.23341 | 930.4567 | 19929.6448 | 1.1468 | 49.9295 | -0.12077 | 964.7847 | 19964.52
1.1472 | 49.8614 | -0.23339 | 930.4652 | 19929.6207 | 1.1472 | 49.9295 | -0.12077 | 964.7669 | 19964.51
1.1476 | 49.8613 | -0.23315 | 931.3977 | 19929.5965 | 1.1476 | 49.9295 | -0.12076 | 964.7606 | 19964.5
1.148 | 49.8613 | -0.23325 | 930.9543 | 19929.5724 | 1.148 | 49.9295 | -0.12076 | 964.7427 | 19964.48
1.1484 | 49.8612 | -0.23344 | 930.1376 | 19929.5482 | 1.1484 | 49.9294 | -0.12076 | 964.7364 | 19964.47
1.1488 | 49.8612 | -0.23336 | 930.4321 | 19929.5241 | 1.1488 | 49.9294 | -0.12076 | 964.7186 | 19964.46
1.1492 | 49.8612 | -0.23336 | 930.3827 | 19929.4999 | 1.1492 | 49.9294 | -0.12076 | 964.7123 | 19964.45
1.1496 | 49.8612 | -0.2333 | 930.5749 | 19929.4757 | 1.1496 | 49.9294 | -0.12076 | 964.6944 | 19964.43
1.15 | 49.8611 | -0.23329 | 930.5444 | 19929.4516 | 1.15 | 49.9293 | -0.12075 | 964.6881 | 19964.42
1.1504 | 49.8611 | -0.23336 | 930.2378 | 19929.4274 | 1.1504 | 49.9293 | -0.12075 | 964.6703 | 19964.41
1.1508 | 49.861 | -0.23318 | 930.9181 | 19929.4033 | 1.1508 | 49.9293 | -0.12075 | 964.664 | 19964.4
1.1512 | 49.861 | -0.23327 | 930.4958 | 19929.3791 | 1.1512 | 49.9293 | -0.12075 | 964.6461 | 19964.39
1.1516 | 49.8609 | -0.23325 | 930.5098 | 19929.355 | 1.1516 | 49.9292 | -0.12075 | 964.6398 | 19964.37
1.152 | 49.8609 | -0.23326 | 930.4368 | 19929.3308 | 1.152 | 49.9292 | -0.12075 | 964.622 | 19964.36
1.1524 | 49.8608 | -0.23325 | 930.4463 | 19929.3067 | 1.1524 | 49.9292 | -0.12075 | 964.6157 | 19964.35
1.1528 | 49.8608 | -0.23325 | 930.3985 | 19929.2826 | 1.1528 | 49.9292 | -0.12075 | 964.5978 | 19964.34
1.1532 | 49.8607 | -0.23324 | 930.3935 | 19929.2584 | 1.1532 | 49.9291 | -0.12074 | 964.5915 | 19964.32
1.1536 | 49.8607 | -0.23324 | 930.3551 | 19929.2343 | 1.1536 | 49.9291 | -0.12074 | 964.5737 | 19964.31
1.154 | 49.8606 | -0.23323 | 930.3448 | 19929.2101 | 1.154 | 49.9291 | -0.12074 | 964.5674 | 19964.3
1.1544 | 49.8606 | -0.23323 | 930.3002 | 19929.186 | 1.1544 | 49.9291 | -0.12074 | 964.5495 | 19964.29
1.1548 | 49.8605 | -0.23304 | 931.0095 | 19929.1618 | 1.1548 | 49.929 | -0.12074 | 964.5432 | 19964.27
1.1552 | 49.8605 | -0.23317 | 930.4246 | 19929.1377 | 1.1552 | 49.929 | -0.12074 | 964.5254 | 19964.26
1.1556 | 49.8604 | -0.23327 | 930.002 | 19929.1135 | 1.1556 | 49.929 | -0.12073 | 964.5191 | 19964.25
1.156 | 49.8604 | -0.23318 | 930.2884 | 19929.0894 | 1.156 | 49.929 | -0.12073 | 964.5012 | 19964.24
1.1564 | 49.8603 | -0.23319 | 930.2021 | 19929.0652 | 1.1564 | 49.9289 | -0.12073 | 964.4949 | 19964.23
1.1568 | 49.8603 | -0.23317 | 930.2571 | 19929.0411 | 1.1568 | 49.9289 | -0.12073 | 964.4771 | 19964.21
1.1572 | 49.8602 | -0.23317 | 930.1878 | 19929.0169 | 1.1572 | 49.9289 | -0.12073 | 964.4708 | 19964.2
1.1576 | 49.8602 | -0.2332 | 930.0496 | 19928.9928 | 1.1576 | 49.9289 | -0.12073 | 964.453 | 19964.19
1.158 | 49.8601 | -0.23321 | 929.935 | 19928.9686 | 1.158 | 49.9288 | -0.12073 | 964.4466 | 19964.18
1.1584 | 49.8601 | -0.2331 | 930.3276 | 19928.9445 | 1.1584 | 49.9288 | -0.12072 | 964.4288 | 19964.16
1.1588 | 49.86 | -0.23317 | 930.021 | 19928.9203 | 1.1588 | 49.9288 | -0.12072 | 964.4225 | 19964.15
1.1592 | 49.86 | -0.23317 | 929.9807 | 19928.8962 | 1.1592 | 49.9288 | -0.12072 | 964.4047 | 19964.14
1.1596 | 49.8599 | -0.23315 | 930.0191 | 19928.8721 | 1.1596 | 49.9288 | -0.12072 | 964.3984 | 19964.13
1.16 | 49.8599 | -0.23315 | 929.9801 | 19928.8479 | 1.16 | 49.9288 | -0.12072 | 964.3805 | 19964.11
1.1604 | 49.8598 | -0.23314 | 929.9713 | 19928.8238 | 1.1604 | 49.9287 | -0.12072 | 964.3742 | 19964.1
1.1608 | 49.8598 | -0.23313 | 929.9361 | 19928.7996 | 1.1608 | 49.9287 | -0.12072 | 964.3564 | 19964.09
1.1612 | 49.8598 | -0.23313 | 929.9251 | 19928.7755 | 1.1612 | 49.9286 | -0.12071 | 964.3501 | 19964.08
1.1616 | 49.8598 | -0.23312 | 929.8895 | 19928.7513 | 1.1616 | 49.9286 | -0.12071 | 964.3322 | 19964.07
1.162 | 49.8597 | -0.23311 | 929.8785 | 19928.7272 | 1.162 | 49.9286 | -0.12071 | 964.3259 | 19964.05
1.1624 | 49.8597 | -0.23311 | 929.8429 | 19928.7031 | 1.1624 | 49.9286 | -0.12071 | 964.3081 | 19964.04
1.1628 | 49.8596 | -0.2331 | 929.8319 | 19928.6789 | 1.1628 | 49.9286 | -0.12071 | 964.3018 | 19964.03
1.1632 | 49.8596 | -0.2331 | 929.7963 | 19928.6548 | 1.1632 | 49.9286 | -0.12071 | 964.2839 | 19964.02
1.1636 | 49.8595 | -0.23309 | 929.7853 | 19928.6306 | 1.1636 | 49.9285 | -0.12071 | 964.2776 | 19964
1.164 | 49.8595 | -0.23309 | 929.7497 | 19928.6065 | 1.164 | 49.9285 | -0.1207 | 964.2598 | 19963.99
1.1644 | 49.8594 | -0.23308 | 929.7387 | 19928.5824 | 1.1644 | 49.9285 | -0.1207 | 964.2535 | 19963.98
1.1648 | 49.8594 | -0.23308 | 929.703 | 19928.5582 | 1.1648 | 49.9285 | -0.1207 | 964.2357 | 19963.97
1.1652 | 49.8593 | -0.23307 | 929.6921 | 19928.5341 | 1.1652 | 49.9284 | -0.1207 | 964.2294 | 19963.96
1.1656 | 49.8593 | -0.23307 | 929.6564 | 19928.5099 | 1.1656 | 49.9284 | -0.1207 | 964.2115 | 19963.94
1.166 | 49.8592 | -0.23308 | 929.551 | 19928.4858 | 1.166 | 49.9284 | -0.1207 | 964.2052 | 19963.93
1.1664 | 49.8592 | -0.23307 | 929.5807 | 19928.4617 | 1.1664 | 49.9284 | -0.1207 | 964.1874 | 19963.92
1.1668 | 49.8591 | -0.23288 | 930.28 | 19928.4375 | 1.1668 | 49.9283 | -0.12069 | 964.1811 | 19963.91
1.1672 | 49.8591 | -0.23299 | 929.7894 | 19928.4134 | 1.1672 | 49.9283 | -0.12069 | 964.1633 | 19963.89
1.1676 | 49.859 | -0.23304 | 929.54 | 19928.3892 | 1.1676 | 49.9283 | -0.12069 | 964.157 | 19963.88
1.168 | 49.859 | -0.23301 | 929.6276 | 19928.3651 | 1.168 | 49.9283 | -0.12069 | 964.1391 | 19963.87
1.1684 | 49.8589 | -0.23309 | 929.2508 | 19928.341 | 1.1684 | 49.9282 | -0.12069 | 964.1328 | 19963.86
1.1688 | 49.8589 | -0.23317 | 928.8804 | 19928.3168 | 1.1688 | 49.9282 | -0.12069 | 964.115 | 19963.84
1.1692 | 49.8588 | -0.23307 | 929.229 | 19928.2927 | 1.1692 | 49.9282 | -0.12068 | 964.1087 | 19963.83
1.1696 | 49.8588 | -0.23298 | 929.5423 | 19928.2686 | 1.1696 | 49.9282 | -0.12068 | 964.0908 | 19963.82
1.17 | 49.8587 | -0.23301 | 929.394 | 19928.2444 | 1.17 | 49.9281 | -0.12068 | 964.0845 | 19963.81
1.1704 | 49.8587 | -0.233 | 929.3574 | 19928.2203 | 1.1704 | 49.9281 | -0.12068 | 964.0667 | 19963.8
1.1708 | 49.8586 | -0.23299 | 929.3648 | 19928.1961 | 1.1708 | 49.9281 | -0.12068 | 964.0604 | 19963.78
1.1712 | 49.8586 | -0.23299 | 929.3291 | 19928.172 | 1.1712 | 49.9281 | -0.12068 | 964.0426 | 19963.77
1.1716 | 49.8585 | -0.23298 | 929.3188 | 19928.1479 | 1.1716 | 49.928 | -0.12068 | 964.0363 | 19963.76
1.172 | 49.8585 | -0.23298 | 929.2836 | 19928.1237 | 1.172 | 49.928 | -0.12068 | 964.0184 | 19963.75
1.1724 | 49.8585 | -0.23297 | 929.2725 | 19928.0996 | 1.1724 | 49.928 | -0.12067 | 964.0121 | 19963.73
1.1728 | 49.8585 | -0.23297 | 929.237 | 19928.0755 | 1.1728 | 49.928 | -0.12067 | 963.9943 | 19963.72
1.1732 | 49.8584 | -0.23296 | 929.2259 | 19928.0513 | 1.1732 | 49.9279 | -0.12067 | 963.988 | 19963.71
1.1736 | 49.8584 | -0.23295 | 929.1905 | 19928.0272 | 1.1736 | 49.9279 | -0.12067 | 963.9702 | 19963.7
1.174 | 49.8583 | -0.23295 | 929.1793 | 19928.0031 | 1.174 | 49.9279 | -0.12067 | 963.9639 | 19963.68
1.1744 | 49.8583 | -0.23294 | 929.1439 | 19927.9789 | 1.1744 | 49.9279 | -0.12067 | 963.946 | 19963.67
1.1748 | 49.8582 | -0.23293 | 929.1328 | 19927.9548 | 1.1748 | 49.9278 | -0.12066 | 963.9397 | 19963.66
1.1752 | 49.8582 | -0.23293 | 929.0973 | 19927.9307 | 1.1752 | 49.9278 | -0.12066 | 963.9219 | 19963.65
1.1756 | 49.8581 | -0.23292 | 929.0862 | 19927.9065 | 1.1756 | 49.9278 | -0.12066 | 963.9156 | 19963.64
1.176 | 49.8581 | -0.23292 | 929.0507 | 19927.8824 | 1.176 | 49.9278 | -0.12066 | 963.8978 | 19963.62
1.1764 | 49.858 | -0.23291 | 929.0396 | 19927.8583 | 1.1764 | 49.9277 | -0.12066 | 963.8915 | 19963.61
1.1768 | 49.858 | -0.23291 | 929.0041 | 19927.8341 | 1.1768 | 49.9277 | -0.12066 | 963.8736 | 19963.6
1.1772 | 49.8579 | -0.2329 | 928.993 | 19927.81 | 1.1772 | 49.9277 | -0.12066 | 963.8674 | 19963.59
1.1776 | 49.8579 | -0.2329 | 928.9575 | 19927.7859 | 1.1776 | 49.9277 | -0.12065 | 963.8495 | 19963.57
1.178 | 49.8578 | -0.23289 | 928.9464 | 19927.7617 | 1.178 | 49.9276 | -0.12065 | 963.8432 | 19963.56
1.1784 | 49.8578 | -0.23289 | 928.911 | 19927.7376 | 1.1784 | 49.9276 | -0.12065 | 963.8254 | 19963.55
1.1788 | 49.8577 | -0.23288 | 928.8998 | 19927.7135 | 1.1788 | 49.9276 | -0.12065 | 963.8191 | 19963.54
1.1792 | 49.8577 | -0.23288 | 928.8644 | 19927.6894 | 1.1792 | 49.9276 | -0.12065 | 963.8012 | 19963.53
1.1796 | 49.8576 | -0.23287 | 928.8533 | 19927.6652 | 1.1796 | 49.9275 | -0.12065 | 963.795 | 19963.51
1.18 | 49.8576 | -0.23286 | 928.8178 | 19927.6411 | 1.18 | 49.9275 | -0.12065 | 963.7771 | 19963.5
1.1804 | 49.8575 | -0.23286 | 928.8067 | 19927.617 | 1.1804 | 49.9275 | -0.12064 | 963.7708 | 19963.49
1.1808 | 49.8575 | -0.23285 | 928.7712 | 19927.5928 | 1.1808 | 49.9275 | -0.12064 | 963.753 | 19963.48
1.1812 | 49.8574 | -0.23285 | 928.7601 | 19927.5687 | 1.1812 | 49.9275 | -0.12064 | 963.7467 | 19963.46
1.1816 | 49.8574 | -0.23284 | 928.7247 | 19927.5446 | 1.1816 | 49.9275 | -0.12064 | 963.7289 | 19963.45
1.182 | 49.8573 | -0.23283 | 928.7136 | 19927.5205 | 1.182 | 49.9274 | -0.12064 | 963.7226 | 19963.44
1.1824 | 49.8573 | -0.23283 | 928.6781 | 19927.4963 | 1.1824 | 49.9274 | -0.12064 | 963.7047 | 19963.43
1.1828 | 49.8572 | -0.23282 | 928.667 | 19927.4722 | 1.1828 | 49.9273 | -0.12064 | 963.6985 | 19963.41
1.1832 | 49.8572 | -0.23282 | 928.6315 | 19927.4481 | 1.1832 | 49.9273 | -0.12063 | 963.6806 | 19963.4
1.1836 | 49.8571 | -0.23281 | 928.6204 | 19927.4239 | 1.1836 | 49.9273 | -0.12063 | 963.6743 | 19963.39
1.184 | 49.8571 | -0.23281 | 928.585 | 19927.3998 | 1.184 | 49.9273 | -0.12063 | 963.6565 | 19963.38
1.1844 | 49.8571 | -0.2328 | 928.5739 | 19927.3757 | 1.1844 | 49.9273 | -0.12063 | 963.6502 | 19963.37
1.1848 | 49.8571 | -0.2328 | 928.5384 | 19927.3516 | 1.1848 | 49.9273 | -0.12056 | 964.198 | 19963.35
1.1852 | 49.857 | -0.23279 | 928.5273 | 19927.3274 | 1.1852 | 49.9272 | -0.12055 | 964.2644 | 19963.34
1.1856 | 49.857 | -0.23279 | 928.4919 | 19927.3033 | 1.1856 | 49.9272 | -0.12066 | 963.3291 | 19963.33
1.186 | 49.8569 | -0.23278 | 928.4808 | 19927.2792 | 1.186 | 49.9272 | -0.12066 | 963.3494 | 19963.32
1.1864 | 49.8569 | -0.23277 | 928.4453 | 19927.2551 | 1.1864 | 49.9272 | -0.12067 | 963.2423 | 19963.3
1.1868 | 49.8568 | -0.23277 | 928.4342 | 19927.2309 | 1.1868 | 49.9271 | -0.12067 | 963.1915 | 19963.29
1.1872 | 49.8568 | -0.23276 | 928.3988 | 19927.2068 | 1.1872 | 49.9271 | -0.12063 | 963.5101 | 19963.28
1.1876 | 49.8567 | -0.23276 | 928.3876 | 19927.1827 | 1.1876 | 49.9271 | -0.12065 | 963.2718 | 19963.27
1.188 | 49.8567 | -0.23275 | 928.3522 | 19927.1586 | 1.188 | 49.9271 | -0.12061 | 963.6111 | 19963.26
1.1884 | 49.8566 | -0.23274 | 928.3411 | 19927.1345 | 1.1884 | 49.927 | -0.1205 | 964.4517 | 19963.24
1.1888 | 49.8566 | -0.23274 | 928.3057 | 19927.1103 | 1.1888 | 49.927 | -0.12059 | 963.7336 | 19963.23
1.1892 | 49.8565 | -0.23273 | 928.2945 | 19927.0862 | 1.1892 | 49.927 | -0.12064 | 963.3125 | 19963.22
1.1896 | 49.8565 | -0.23273 | 928.2591 | 19927.0621 | 1.1896 | 49.927 | -0.12061 | 963.4934 | 19963.21
1.19 | 49.8564 | -0.23272 | 928.248 | 19927.038 | 1.19 | 49.9269 | -0.12059 | 963.6738 | 19963.19
1.1904 | 49.8564 | -0.23272 | 928.2126 | 19927.0138 | 1.1904 | 49.9269 | -0.1206 | 963.5637 | 19963.18
1.1908 | 49.8563 | -0.23271 | 928.2015 | 19926.9897 | 1.1908 | 49.9269 | -0.12061 | 963.4639 | 19963.17
1.1912 | 49.8563 | -0.23271 | 928.166 | 19926.9656 | 1.1912 | 49.9269 | -0.1206 | 963.4476 | 19963.16
1.1916 | 49.8562 | -0.2327 | 928.1549 | 19926.9415 | 1.1916 | 49.9268 | -0.1206 | 963.4338 | 19963.14
1.192 | 49.8562 | -0.2327 | 928.1195 | 19926.9174 | 1.192 | 49.9268 | -0.1206 | 963.4158 | 19963.13
1.1924 | 49.8561 | -0.23269 | 928.1084 | 19926.8932 | 1.1924 | 49.9268 | -0.1206 | 963.4093 | 19963.12
1.1928 | 49.8561 | -0.23268 | 928.073 | 19926.8691 | 1.1928 | 49.9268 | -0.1206 | 963.3912 | 19963.11
1.1932 | 49.856 | -0.23268 | 928.0618 | 19926.845 | 1.1932 | 49.9267 | -0.1206 | 963.3852 | 19963.1
1.1936 | 49.856 | -0.23267 | 928.0264 | 19926.8209 | 1.1936 | 49.9267 | -0.1206 | 963.367 | 19963.08
1.194 | 49.8559 | -0.23267 | 928.0153 | 19926.7968 | 1.194 | 49.9267 | -0.12059 | 963.3611 | 19963.07
1.1944 | 49.8559 | -0.23266 | 927.9799 | 19926.7726 | 1.1944 | 49.9267 | -0.12059 | 963.3429 | 19963.06
1.1948 | 49.8558 | -0.23265 | 927.9688 | 19926.7485 | 1.1948 | 49.9266 | -0.12059 | 963.3369 | 19963.05
1.1952 | 49.8558 | -0.23265 | 927.9334 | 19926.7244 | 1.1952 | 49.9266 | -0.12059 | 963.3188 | 19963.03
1.1956 | 49.8558 | -0.23264 | 927.9222 | 19926.7003 | 1.1956 | 49.9266 | -0.12059 | 963.3128 | 19963.02
1.196 | 49.8558 | -0.23264 | 927.8868 | 19926.6762 | 1.196 | 49.9266 | -0.12059 | 963.2947 | 19963.01
1.1964 | 49.8557 | -0.23263 | 927.8757 | 19926.652 | 1.1964 | 49.9265 | -0.12059 | 963.2887 | 19963
1.1968 | 49.8557 | -0.23263 | 927.8403 | 19926.6279 | 1.1968 | 49.9265 | -0.12059 | 963.2706 | 19962.99
1.1972 | 49.8556 | -0.23262 | 927.8292 | 19926.6038 | 1.1972 | 49.9265 | -0.12058 | 963.2646 | 19962.97
1.1976 | 49.8556 | -0.23262 | 927.7938 | 19926.5797 | 1.1976 | 49.9265 | -0.12058 | 963.2464 | 19962.96
1.198 | 49.8555 | -0.23261 | 927.7827 | 19926.5556 | 1.198 | 49.9264 | -0.12058 | 963.2405 | 19962.95
1.1984 | 49.8555 | -0.23261 | 927.7473 | 19926.5315 | 1.1984 | 49.9264 | -0.12058 | 963.2223 | 19962.94
1.1988 | 49.8554 | -0.2326 | 927.7361 | 19926.5073 | 1.1988 | 49.9264 | -0.12058 | 963.2164 | 19962.92
1.1992 | 49.8554 | -0.2326 | 927.7007 | 19926.4832 | 1.1992 | 49.9264 | -0.12058 | 963.1982 | 19962.91
1.1996 | 49.8553 | -0.23259 | 927.6896 | 19926.4591 | 1.1996 | 49.9263 | -0.12057 | 963.1922 | 19962.9
1.2 | 49.8553 | -0.23258 | 927.6542 | 19926.435 | 1.2 | 49.9263 | -0.12057 | 963.1741 | 19962.89
1.2004 | 49.8552 | -0.23258 | 927.6431 | 19926.4109 | 1.2004 | 49.9263 | -0.12057 | 963.1681 | 19962.87
1.2008 | 49.8552 | -0.23257 | 927.6077 | 19926.3868 | 1.2008 | 49.9263 | -0.12057 | 963.15 | 19962.86
1.2012 | 49.8551 | -0.23256 | 927.5966 | 19926.3627 | 1.2012 | 49.9262 | -0.12057 | 963.144 | 19962.85
1.2016 | 49.8551 | -0.23256 | 927.5612 | 19926.3385 | 1.2016 | 49.9262 | -0.12057 | 963.1259 | 19962.84
1.202 | 49.855 | -0.23255 | 927.5501 | 19926.3144 | 1.202 | 49.9262 | -0.12057 | 963.1199 | 19962.83
1.2024 | 49.855 | -0.23255 | 927.5147 | 19926.2903 | 1.2024 | 49.9262 | -0.12056 | 963.1018 | 19962.81
1.2028 | 49.8549 | -0.23254 | 927.5036 | 19926.2662 | 1.2028 | 49.9261 | -0.12056 | 963.0958 | 19962.8
1.2032 | 49.8549 | -0.23254 | 927.4682 | 19926.2421 | 1.2032 | 49.9261 | -0.12056 | 963.0776 | 19962.79
1.2036 | 49.8548 | -0.23253 | 927.4571 | 19926.218 | 1.2036 | 49.9261 | -0.12056 | 963.0717 | 19962.78
1.204 | 49.8548 | -0.23253 | 927.4217 | 19926.1939 | 1.204 | 49.9261 | -0.12056 | 963.0535 | 19962.76
1.2044 | 49.8547 | -0.23252 | 927.4106 | 19926.1698 | 1.2044 | 49.926 | -0.12056 | 963.0476 | 19962.75
1.2048 | 49.8547 | -0.23252 | 927.3752 | 19926.1456 | 1.2048 | 49.926 | -0.12056 | 963.0294 | 19962.74
1.2052 | 49.8546 | -0.23251 | 927.3641 | 19926.1215 | 1.2052 | 49.926 | -0.12055 | 963.0235 | 19962.73
1.2056 | 49.8546 | -0.23251 | 927.3287 | 19926.0974 | 1.2056 | 49.926 | -0.12055 | 963.0053 | 19962.72
1.206 | 49.8545 | -0.2325 | 927.3176 | 19926.0733 | 1.206 | 49.926 | -0.12055 | 962.9994 | 19962.7
1.2064 | 49.8545 | -0.23249 | 927.2822 | 19926.0492 | 1.2064 | 49.926 | -0.12055 | 962.9812 | 19962.69
1.2068 | 49.8544 | -0.23249 | 927.2711 | 19926.0251 | 1.2068 | 49.9259 | -0.12055 | 962.9752 | 19962.68
1.2072 | 49.8544 | -0.23248 | 927.2357 | 19926.001 | 1.2072 | 49.9259 | -0.12055 | 962.9571 | 19962.67
1.2076 | 49.8544 | -0.23247 | 927.2246 | 19925.9769 | 1.2076 | 49.9258 | -0.12055 | 962.9511 | 19962.65
1.208 | 49.8544 | -0.23247 | 927.1892 | 19925.9528 | 1.208 | 49.9258 | -0.12054 | 962.933 | 19962.64
1.2084 | 49.8543 | -0.23246 | 927.1781 | 19925.9286 | 1.2084 | 49.9258 | -0.12054 | 962.927 | 19962.63
1.2088 | 49.8543 | -0.23246 | 927.1427 | 19925.9045 | 1.2088 | 49.9258 | -0.12054 | 962.9089 | 19962.62
1.2092 | 49.8542 | -0.23245 | 927.1316 | 19925.8804 | 1.2092 | 49.9258 | -0.12054 | 962.9029 | 19962.6
1.2096 | 49.8542 | -0.23245 | 927.0962 | 19925.8563 | 1.2096 | 49.9258 | -0.12054 | 962.8848 | 19962.59
1.21 | 49.8541 | -0.23244 | 927.0851 | 19925.8322 | 1.21 | 49.9257 | -0.12054 | 962.8788 | 19962.58
1.2104 | 49.8541 | -0.23244 | 927.0497 | 19925.8081 | 1.2104 | 49.9257 | -0.12054 | 962.8607 | 19962.57
1.2108 | 49.854 | -0.23243 | 927.0386 | 19925.784 | 1.2108 | 49.9257 | -0.12053 | 962.8547 | 19962.56
1.2112 | 49.854 | -0.23243 | 927.0032 | 19925.7599 | 1.2112 | 49.9257 | -0.12053 | 962.8365 | 19962.54
1.2116 | 49.8539 | -0.23242 | 926.9921 | 19925.7358 | 1.2116 | 49.9256 | -0.12053 | 962.8306 | 19962.53
1.212 | 49.8539 | -0.23242 | 926.9567 | 19925.7117 | 1.212 | 49.9256 | -0.12053 | 962.8124 | 19962.52
1.2124 | 49.8538 | -0.23241 | 926.9456 | 19925.6876 | 1.2124 | 49.9256 | -0.12053 | 962.8065 | 19962.51
1.2128 | 49.8538 | -0.2324 | 926.9103 | 19925.6635 | 1.2128 | 49.9256 | -0.12053 | 962.7883 | 19962.49
1.2132 | 49.8537 | -0.2324 | 926.8992 | 19925.6394 | 1.2132 | 49.9255 | -0.12053 | 962.7824 | 19962.48
1.2136 | 49.8537 | -0.23239 | 926.8638 | 19925.6153 | 1.2136 | 49.9255 | -0.12052 | 962.7642 | 19962.47
1.214 | 49.8536 | -0.23238 | 926.8527 | 19925.5912 | 1.214 | 49.9255 | -0.12052 | 962.7583 | 19962.46
1.2144 | 49.8536 | -0.23238 | 926.8173 | 19925.5671 | 1.2144 | 49.9255 | -0.12052 | 962.7401 | 19962.45
1.2148 | 49.8535 | -0.23237 | 926.8062 | 19925.5429 | 1.2148 | 49.9254 | -0.12052 | 962.7342 | 19962.43
1.2152 | 49.8535 | -0.23237 | 926.7708 | 19925.5188 | 1.2152 | 49.9254 | -0.12052 | 962.716 | 19962.42
1.2156 | 49.8534 | -0.23236 | 926.7597 | 19925.4947 | 1.2156 | 49.9254 | -0.12052 | 962.7101 | 19962.41
1.216 | 49.8534 | -0.23236 | 926.7244 | 19925.4706 | 1.216 | 49.9254 | -0.12052 | 962.6919 | 19962.4
1.2164 | 49.8533 | -0.23235 | 926.7133 | 19925.4465 | 1.2164 | 49.9253 | -0.12051 | 962.686 | 19962.38
1.2168 | 49.8533 | -0.23235 | 926.6779 | 19925.4224 | 1.2168 | 49.9253 | -0.12051 | 962.6678 | 19962.37
1.2172 | 49.8532 | -0.23234 | 926.6668 | 19925.3983 | 1.2172 | 49.9253 | -0.12051 | 962.6619 | 19962.36
1.2176 | 49.8532 | -0.23234 | 926.6314 | 19925.3742 | 1.2176 | 49.9253 | -0.12051 | 962.6437 | 19962.35
1.218 | 49.8531 | -0.23233 | 926.6203 | 19925.3501 | 1.218 | 49.9252 | -0.12051 | 962.6378 | 19962.33
1.2184 | 49.8531 | -0.23233 | 926.585 | 19925.326 | 1.2184 | 49.9252 | -0.12051 | 962.6196 | 19962.32
1.2188 | 49.8531 | -0.23232 | 926.5739 | 19925.3019 | 1.2188 | 49.9252 | -0.1205 | 962.6137 | 19962.31
1.2192 | 49.8531 | -0.23231 | 926.5385 | 19925.2778 | 1.2192 | 49.9252 | -0.1205 | 962.5955 | 19962.3
1.2196 | 49.853 | -0.23231 | 926.5274 | 19925.2537 | 1.2196 | 49.9251 | -0.1205 | 962.5896 | 19962.29
1.22 | 49.853 | -0.2323 | 926.492 | 19925.2296 | 1.22 | 49.9251 | -0.1205 | 962.5714 | 19962.27
1.2204 | 49.8529 | -0.23229 | 926.4809 | 19925.2055 | 1.2204 | 49.9251 | -0.1205 | 962.5655 | 19962.26
1.2208 | 49.8529 | -0.23214 | 927.0559 | 19925.1814 | 1.2208 | 49.9251 | -0.1205 | 962.5473 | 19962.25
1.2212 | 49.8528 | -0.23229 | 926.4083 | 19925.1573 | 1.2212 | 49.925 | -0.1205 | 962.5414 | 19962.24
1.2216 | 49.8528 | -0.23251 | 925.4825 | 19925.1332 | 1.2216 | 49.925 | -0.1205 | 962.5232 | 19962.22
1.222 | 49.8527 | -0.23228 | 926.3556 | 19925.1091 | 1.222 | 49.925 | -0.12049 | 962.5173 | 19962.21
1.2224 | 49.8527 | -0.23228 | 926.3323 | 19925.085 | 1.2224 | 49.925 | -0.12049 | 962.4991 | 19962.2
1.2228 | 49.8526 | -0.23223 | 926.4655 | 19925.0609 | 1.2228 | 49.9249 | -0.12049 | 962.4932 | 19962.19
1.2232 | 49.8526 | -0.23226 | 926.2928 | 19925.0368 | 1.2232 | 49.9249 | -0.12049 | 962.475 | 19962.18
1.2236 | 49.8525 | -0.23225 | 926.3015 | 19925.0127 | 1.2236 | 49.9249 | -0.12049 | 962.4691 | 19962.16
1.224 | 49.8525 | -0.23225 | 926.2588 | 19924.9886 | 1.224 | 49.9249 | -0.12049 | 962.4509 | 19962.15
1.2244 | 49.8524 | -0.23224 | 926.249 | 19924.9645 | 1.2244 | 49.9248 | -0.12048 | 962.445 | 19962.14
1.2248 | 49.8524 | -0.23224 | 926.2133 | 19924.9404 | 1.2248 | 49.9248 | -0.12048 | 962.4268 | 19962.13
1.2252 | 49.8523 | -0.23223 | 926.2022 | 19924.9163 | 1.2252 | 49.9248 | -0.12048 | 962.4209 | 19962.11
1.2256 | 49.8523 | -0.23222 | 926.1669 | 19924.8922 | 1.2256 | 49.9248 | -0.12048 | 962.4027 | 19962.1
1.226 | 49.8522 | -0.23222 | 926.1557 | 19924.8681 | 1.226 | 49.9248 | -0.12048 | 962.3968 | 19962.09
1.2264 | 49.8522 | -0.23221 | 926.1204 | 19924.844 | 1.2264 | 49.9248 | -0.12048 | 962.3786 | 19962.08
1.2268 | 49.8521 | -0.23221 | 926.1093 | 19924.8199 | 1.2268 | 49.9247 | -0.12048 | 962.3727 | 19962.06
1.2272 | 49.8521 | -0.2322 | 926.074 | 19924.7958 | 1.2272 | 49.9247 | -0.12047 | 962.3545 | 19962.05
1.2276 | 49.852 | -0.23219 | 926.0628 | 19924.7718 | 1.2276 | 49.9246 | -0.12047 | 962.3486 | 19962.04
1.228 | 49.852 | -0.23219 | 926.0276 | 19924.7477 | 1.228 | 49.9246 | -0.12047 | 962.3304 | 19962.03
1.2284 | 49.8519 | -0.23218 | 926.0164 | 19924.7236 | 1.2284 | 49.9246 | -0.12047 | 962.3245 | 19962.02
1.2288 | 49.8519 | -0.23218 | 925.9811 | 19924.6995 | 1.2288 | 49.9246 | -0.12047 | 962.3064 | 19962
1.2292 | 49.8518 | -0.23217 | 925.97 | 19924.6754 | 1.2292 | 49.9246 | -0.12047 | 962.3004 | 19961.99
1.2296 | 49.8518 | -0.23217 | 925.9347 | 19924.6513 | 1.2296 | 49.9246 | -0.12047 | 962.2823 | 19961.98
1.23 | 49.8518 | -0.23216 | 925.9235 | 19924.6272 | 1.23 | 49.9245 | -0.12046 | 962.2763 | 19961.97
1.2304 | 49.8518 | -0.23216 | 925.8883 | 19924.6031 | 1.2304 | 49.9245 | -0.12046 | 962.2582 | 19961.95
1.2308 | 49.8517 | -0.23215 | 925.8771 | 19924.579 | 1.2308 | 49.9245 | -0.12046 | 962.2522 | 19961.94
1.2312 | 49.8517 | -0.23215 | 925.8418 | 19924.5549 | 1.2312 | 49.9245 | -0.12046 | 962.2341 | 19961.93
1.2316 | 49.8516 | -0.23214 | 925.8307 | 19924.5308 | 1.2316 | 49.9244 | -0.12046 | 962.2281 | 19961.92
1.232 | 49.8516 | -0.23214 | 925.7954 | 19924.5067 | 1.232 | 49.9244 | -0.12046 | 962.21 | 19961.91
1.2324 | 49.8515 | -0.23213 | 925.7842 | 19924.4826 | 1.2324 | 49.9244 | -0.12046 | 962.204 | 19961.89
1.2328 | 49.8515 | -0.23212 | 925.749 | 19924.4585 | 1.2328 | 49.9244 | -0.12045 | 962.1859 | 19961.88
1.2332 | 49.8514 | -0.23212 | 925.7378 | 19924.4344 | 1.2332 | 49.9243 | -0.12045 | 962.18 | 19961.87
1.2336 | 49.8514 | -0.23211 | 925.7026 | 19924.4104 | 1.2336 | 49.9243 | -0.12045 | 962.1618 | 19961.86
1.234 | 49.8513 | -0.2321 | 925.6914 | 19924.3863 | 1.234 | 49.9243 | -0.12045 | 962.1559 | 19961.84
1.2344 | 49.8513 | -0.2321 | 925.6561 | 19924.3622 | 1.2344 | 49.9243 | -0.12045 | 962.1377 | 19961.83
1.2348 | 49.8512 | -0.23209 | 925.645 | 19924.3381 | 1.2348 | 49.9242 | -0.12045 | 962.1318 | 19961.82
1.2352 | 49.8512 | -0.23209 | 925.6097 | 19924.314 | 1.2352 | 49.9242 | -0.12045 | 962.1136 | 19961.81
1.2356 | 49.8511 | -0.23208 | 925.5986 | 19924.2899 | 1.2356 | 49.9242 | -0.12044 | 962.1077 | 19961.79
1.236 | 49.8511 | -0.23208 | 925.5633 | 19924.2658 | 1.236 | 49.9242 | -0.12044 | 962.0895 | 19961.78
1.2364 | 49.851 | -0.23207 | 925.5521 | 19924.2417 | 1.2364 | 49.9241 | -0.12044 | 962.0836 | 19961.77
1.2368 | 49.851 | -0.23207 | 925.5169 | 19924.2176 | 1.2368 | 49.9241 | -0.12044 | 962.0654 | 19961.76
1.2372 | 49.8509 | -0.23206 | 925.5057 | 19924.1936 | 1.2372 | 49.9241 | -0.12044 | 962.0595 | 19961.75
1.2376 | 49.8509 | -0.23206 | 925.4705 | 19924.1695 | 1.2376 | 49.9241 | -0.12044 | 962.0414 | 19961.73
1.238 | 49.8508 | -0.23205 | 925.4593 | 19924.1454 | 1.238 | 49.924 | -0.12044 | 962.0354 | 19961.72
1.2384 | 49.8508 | -0.23205 | 925.4241 | 19924.1213 | 1.2384 | 49.924 | -0.12043 | 962.0173 | 19961.71
1.2388 | 49.8507 | -0.23204 | 925.4129 | 19924.0972 | 1.2388 | 49.924 | -0.12043 | 962.0113 | 19961.7
1.2392 | 49.8507 | -0.23203 | 925.3777 | 19924.0731 | 1.2392 | 49.924 | -0.12043 | 961.9932 | 19961.68
1.2396 | 49.8506 | -0.23203 | 925.3665 | 19924.049 | 1.2396 | 49.9239 | -0.12043 | 961.9873 | 19961.67
1.24 | 49.8506 | -0.23202 | 925.3313 | 19924.0249 | 1.24 | 49.9239 | -0.12043 | 961.9691 | 19961.66
1.2404 | 49.8505 | -0.23201 | 925.3201 | 19924.0009 | 1.2404 | 49.9239 | -0.12043 | 961.9632 | 19961.65
1.2408 | 49.8505 | -0.23201 | 925.2849 | 19923.9768 | 1.2408 | 49.9239 | -0.12043 | 961.945 | 19961.64
1.2412 | 49.8505 | -0.232 | 925.2737 | 19923.9527 | 1.2412 | 49.9238 | -0.12042 | 961.9391 | 19961.62
1.2416 | 49.8505 | -0.232 | 925.2385 | 19923.9286 | 1.2416 | 49.9238 | -0.12042 | 961.9209 | 19961.61
1.242 | 49.8504 | -0.23199 | 925.2273 | 19923.9045 | 1.242 | 49.9238 | -0.12042 | 961.915 | 19961.6
1.2424 | 49.8504 | -0.23199 | 925.1921 | 19923.8804 | 1.2424 | 49.9238 | -0.12042 | 961.8969 | 19961.59
1.2428 | 49.8503 | -0.23198 | 925.1809 | 19923.8563 | 1.2428 | 49.9237 | -0.12042 | 961.8909 | 19961.57
1.2432 | 49.8503 | -0.23198 | 925.1457 | 19923.8323 | 1.2432 | 49.9237 | -0.12042 | 961.8728 | 19961.56
1.2436 | 49.8502 | -0.23197 | 925.1345 | 19923.8082 | 1.2436 | 49.9237 | -0.12041 | 961.8668 | 19961.55
1.244 | 49.8502 | -0.23197 | 925.0993 | 19923.7841 | 1.244 | 49.9237 | -0.12041 | 961.8487 | 19961.54
1.2444 | 49.8501 | -0.23196 | 925.0881 | 19923.76 | 1.2444 | 49.9236 | -0.12041 | 961.8427 | 19961.52
1.2448 | 49.8501 | -0.23196 | 925.0529 | 19923.7359 | 1.2448 | 49.9236 | -0.12041 | 961.8246 | 19961.51
1.2452 | 49.85 | -0.23195 | 925.0417 | 19923.7118 | 1.2452 | 49.9236 | -0.12041 | 961.8187 | 19961.5
1.2456 | 49.85 | -0.23194 | 925.0065 | 19923.6878 | 1.2456 | 49.9236 | -0.12041 | 961.8005 | 19961.49
1.246 | 49.8499 | -0.23194 | 924.9953 | 19923.6637 | 1.246 | 49.9235 | -0.12041 | 961.7946 | 19961.48
1.2464 | 49.8499 | -0.23193 | 924.9601 | 19923.6396 | 1.2464 | 49.9235 | -0.12041 | 961.7764 | 19961.46
1.2468 | 49.8498 | -0.23193 | 924.949 | 19923.6155 | 1.2468 | 49.9235 | -0.1204 | 961.7705 | 19961.45
1.2472 | 49.8498 | -0.23192 | 924.9137 | 19923.5914 | 1.2472 | 49.9235 | -0.1204 | 961.7524 | 19961.44
1.2476 | 49.8497 | -0.23191 | 924.9026 | 19923.5674 | 1.2476 | 49.9234 | -0.1204 | 961.7464 | 19961.43
1.248 | 49.8497 | -0.23191 | 924.8673 | 19923.5433 | 1.248 | 49.9234 | -0.1204 | 961.7283 | 19961.41
1.2484 | 49.8496 | -0.2319 | 924.8562 | 19923.5192 | 1.2484 | 49.9234 | -0.1204 | 961.7223 | 19961.4
1.2488 | 49.8496 | -0.2319 | 924.821 | 19923.4951 | 1.2488 | 49.9234 | -0.1204 | 961.7042 | 19961.39
1.2492 | 49.8495 | -0.23189 | 924.8098 | 19923.471 | 1.2492 | 49.9233 | -0.12039 | 961.6983 | 19961.38
1.2496 | 49.8495 | -0.23189 | 924.7746 | 19923.447 | 1.2496 | 49.9233 | -0.12039 | 961.6801 | 19961.37
1.25 | 49.8494 | -0.23188 | 924.7634 | 19923.4229 | 1.25 | 49.9233 | -0.12039 | 961.6742 | 19961.35
1.2504 | 49.8494 | -0.23188 | 924.7282 | 19923.3988 | 1.2504 | 49.9233 | -0.12039 | 961.656 | 19961.34
1.2508 | 49.8493 | -0.23187 | 924.7171 | 19923.3747 | 1.2508 | 49.9233 | -0.12039 | 961.6501 | 19961.33
1.2512 | 49.8493 | -0.23187 | 924.6818 | 19923.3506 | 1.2512 | 49.9233 | -0.12039 | 961.632 | 19961.32
1.2516 | 49.8492 | -0.23186 | 924.6707 | 19923.3266 | 1.2516 | 49.9232 | -0.12039 | 961.626 | 19961.3
1.252 | 49.8492 | -0.23186 | 924.6355 | 19923.3025 | 1.252 | 49.9232 | -0.12039 | 961.6079 | 19961.29
1.2524 | 49.8492 | -0.23185 | 924.6243 | 19923.2784 | 1.2524 | 49.9232 | -0.12038 | 961.602 | 19961.28
1.2528 | 49.8492 | -0.23184 | 924.5891 | 19923.2543 | 1.2528 | 49.9232 | -0.12038 | 961.5838 | 19961.27
1.2532 | 49.8491 | -0.23184 | 924.5779 | 19923.2302 | 1.2532 | 49.9231 | -0.12038 | 961.5779 | 19961.25
1.2536 | 49.8491 | -0.23183 | 924.5427 | 19923.2062 | 1.2536 | 49.9231 | -0.12038 | 961.5597 | 19961.24
1.254 | 49.849 | -0.23182 | 924.5316 | 19923.1821 | 1.254 | 49.9231 | -0.12038 | 961.5538 | 19961.23
1.2544 | 49.849 | -0.23182 | 924.4964 | 19923.158 | 1.2544 | 49.9231 | -0.12038 | 961.5357 | 19961.22
1.2548 | 49.8489 | -0.23181 | 924.4852 | 19923.1339 | 1.2548 | 49.923 | -0.12037 | 961.5297 | 19961.21
1.2552 | 49.8489 | -0.23181 | 924.45 | 19923.1099 | 1.2552 | 49.923 | -0.12037 | 961.5116 | 19961.19
1.2556 | 49.8488 | -0.2318 | 924.4389 | 19923.0858 | 1.2556 | 49.923 | -0.12037 | 961.5057 | 19961.18
1.256 | 49.8488 | -0.2318 | 924.4036 | 19923.0617 | 1.256 | 49.923 | -0.12037 | 961.4875 | 19961.17
1.2564 | 49.8487 | -0.23179 | 924.3925 | 19923.0376 | 1.2564 | 49.9229 | -0.12037 | 961.4816 | 19961.16
1.2568 | 49.8487 | -0.23179 | 924.3573 | 19923.0136 | 1.2568 | 49.9229 | -0.12037 | 961.4634 | 19961.14
1.2572 | 49.8486 | -0.23178 | 924.3461 | 19922.9895 | 1.2572 | 49.9229 | -0.12037 | 961.4575 | 19961.13
1.2576 | 49.8486 | -0.23178 | 924.3109 | 19922.9654 | 1.2576 | 49.9229 | -0.12036 | 961.4394 | 19961.12
1.258 | 49.8485 | -0.23177 | 924.2998 | 19922.9413 | 1.258 | 49.9228 | -0.12036 | 961.4334 | 19961.11
1.2584 | 49.8485 | -0.23177 | 924.2646 | 19922.9173 | 1.2584 | 49.9228 | -0.12036 | 961.4153 | 19961.1
1.2588 | 49.8484 | -0.23176 | 924.2534 | 19922.8932 | 1.2588 | 49.9228 | -0.12036 | 961.4094 | 19961.08
1.2592 | 49.8484 | -0.23175 | 924.2182 | 19922.8691 | 1.2592 | 49.9228 | -0.12036 | 961.3912 | 19961.07
1.2596 | 49.8483 | -0.23175 | 924.2071 | 19922.8451 | 1.2596 | 49.9227 | -0.12036 | 961.3853 | 19961.06
1.26 | 49.8483 | -0.23174 | 924.1719 | 19922.821 | 1.26 | 49.9227 | -0.12036 | 961.3672 | 19961.05
1.2604 | 49.8482 | -0.23173 | 924.1607 | 19922.7969 | 1.2604 | 49.9227 | -0.12035 | 961.3612 | 19961.03
1.2608 | 49.8482 | -0.23173 | 924.1255 | 19922.7728 | 1.2608 | 49.9227 | -0.12035 | 961.3431 | 19961.02
1.2612 | 49.8481 | -0.23172 | 924.1144 | 19922.7488 | 1.2612 | 49.9226 | -0.12035 | 961.3372 | 19961.01
1.2616 | 49.8481 | -0.23172 | 924.0792 | 19922.7247 | 1.2616 | 49.9226 | -0.12035 | 961.319 | 19961
1.262 | 49.848 | -0.23171 | 924.068 | 19922.7006 | 1.262 | 49.9226 | -0.12035 | 961.3131 | 19960.99
1.2624 | 49.848 | -0.23171 | 924.0328 | 19922.6766 | 1.2624 | 49.9226 | -0.12035 | 961.2949 | 19960.97
1.2628 | 49.8479 | -0.2317 | 924.0217 | 19922.6525 | 1.2628 | 49.9225 | -0.12035 | 961.289 | 19960.96
1.2632 | 49.8479 | -0.2317 | 923.9865 | 19922.6284 | 1.2632 | 49.9225 | -0.12034 | 961.2709 | 19960.95
1.2636 | 49.8479 | -0.23169 | 923.9754 | 19922.6043 | 1.2636 | 49.9225 | -0.12034 | 961.265 | 19960.94
1.264 | 49.8479 | -0.23169 | 923.9402 | 19922.5803 | 1.264 | 49.9225 | -0.12034 | 961.2468 | 19960.92
1.2644 | 49.8478 | -0.23168 | 923.929 | 19922.5562 | 1.2644 | 49.9224 | -0.12034 | 961.2409 | 19960.91
1.2648 | 49.8478 | -0.23168 | 923.8938 | 19922.5321 | 1.2648 | 49.9224 | -0.12034 | 961.2227 | 19960.9
1.2652 | 49.8477 | -0.23167 | 923.8827 | 19922.5081 | 1.2652 | 49.9224 | -0.12034 | 961.2168 | 19960.89
1.2656 | 49.8477 | -0.23166 | 923.8475 | 19922.484 | 1.2656 | 49.9224 | -0.12034 | 961.1987 | 19960.87
1.266 | 49.8476 | -0.23166 | 923.8364 | 19922.4599 | 1.266 | 49.9223 | -0.12033 | 961.1927 | 19960.86
1.2664 | 49.8476 | -0.23165 | 923.8012 | 19922.4359 | 1.2664 | 49.9223 | -0.12033 | 961.1746 | 19960.85
1.2668 | 49.8475 | -0.23165 | 923.79 | 19922.4118 | 1.2668 | 49.9223 | -0.12033 | 961.1687 | 19960.84
1.2672 | 49.8475 | -0.23164 | 923.7548 | 19922.3877 | 1.2672 | 49.9223 | -0.12033 | 961.1505 | 19960.83
1.2676 | 49.8474 | -0.23163 | 923.7437 | 19922.3637 | 1.2676 | 49.9222 | -0.12033 | 961.1446 | 19960.81
1.268 | 49.8474 | -0.23163 | 923.7085 | 19922.3396 | 1.268 | 49.9222 | -0.12033 | 961.1265 | 19960.8
1.2684 | 49.8473 | -0.23162 | 923.6974 | 19922.3155 | 1.2684 | 49.9222 | -0.12033 | 961.1206 | 19960.79
1.2688 | 49.8473 | -0.23162 | 923.6622 | 19922.2915 | 1.2688 | 49.9222 | -0.12032 | 961.1024 | 19960.78
1.2692 | 49.8472 | -0.23161 | 923.6511 | 19922.2674 | 1.2692 | 49.9221 | -0.12032 | 961.0965 | 19960.76
1.2696 | 49.8472 | -0.23161 | 923.6159 | 19922.2433 | 1.2696 | 49.9221 | -0.12032 | 961.0783 | 19960.75
1.27 | 49.8471 | -0.2316 | 923.6047 | 19922.2193 | 1.27 | 49.9221 | -0.12032 | 961.0724 | 19960.74
1.2704 | 49.8471 | -0.2316 | 923.5696 | 19922.1952 | 1.2704 | 49.9221 | -0.12032 | 961.0543 | 19960.73
1.2708 | 49.847 | -0.23159 | 923.5584 | 19922.1711 | 1.2708 | 49.922 | -0.12032 | 961.0484 | 19960.72
1.2712 | 49.847 | -0.23159 | 923.5232 | 19922.1471 | 1.2712 | 49.922 | -0.12032 | 961.0302 | 19960.7
1.2716 | 49.8469 | -0.23158 | 923.5121 | 19922.123 | 1.2716 | 49.922 | -0.12031 | 961.0243 | 19960.69
1.272 | 49.8469 | -0.23158 | 923.4769 | 19922.0989 | 1.272 | 49.922 | -0.12031 | 961.0062 | 19960.68
1.2724 | 49.8468 | -0.23157 | 923.4658 | 19922.0749 | 1.2724 | 49.922 | -0.12031 | 961.0002 | 19960.67
1.2728 | 49.8468 | -0.23156 | 923.4306 | 19922.0508 | 1.2728 | 49.922 | -0.12031 | 960.9821 | 19960.65
1.2732 | 49.8467 | -0.23156 | 923.4195 | 19922.0268 | 1.2732 | 49.9219 | -0.12031 | 960.9762 | 19960.64
1.2736 | 49.8467 | -0.23155 | 923.3843 | 19922.0027 | 1.2736 | 49.9219 | -0.12031 | 960.958 | 19960.63
1.274 | 49.8467 | -0.23154 | 923.3732 | 19921.9786 | 1.274 | 49.9219 | -0.1203 | 960.9521 | 19960.62
1.2744 | 49.8467 | -0.23154 | 923.338 | 19921.9546 | 1.2744 | 49.9219 | -0.1203 | 960.934 | 19960.6
1.2748 | 49.8466 | -0.23153 | 923.3269 | 19921.9305 | 1.2748 | 49.9218 | -0.1203 | 960.9281 | 19960.59
1.2752 | 49.8466 | -0.23153 | 923.2917 | 19921.9064 | 1.2752 | 49.9218 | -0.1203 | 960.9099 | 19960.58
1.2756 | 49.8465 | -0.23152 | 923.2805 | 19921.8824 | 1.2756 | 49.9218 | -0.1203 | 960.904 | 19960.57
1.276 | 49.8465 | -0.23152 | 923.2454 | 19921.8583 | 1.276 | 49.9218 | -0.1203 | 960.8858 | 19960.56
1.2764 | 49.8464 | -0.23151 | 923.2342 | 19921.8343 | 1.2764 | 49.9217 | -0.1203 | 960.8799 | 19960.54
1.2768 | 49.8464 | -0.23151 | 923.1991 | 19921.8102 | 1.2768 | 49.9217 | -0.1203 | 960.8618 | 19960.53
1.2772 | 49.8463 | -0.2315 | 923.1879 | 19921.7861 | 1.2772 | 49.9217 | -0.12029 | 960.8559 | 19960.52
1.2776 | 49.8463 | -0.2315 | 923.1528 | 19921.7621 | 1.2776 | 49.9217 | -0.12029 | 960.8377 | 19960.51
1.278 | 49.8462 | -0.23149 | 923.1416 | 19921.738 | 1.278 | 49.9216 | -0.12029 | 960.8318 | 19960.49
1.2784 | 49.8462 | -0.23149 | 923.1065 | 19921.714 | 1.2784 | 49.9216 | -0.12029 | 960.8137 | 19960.48
1.2788 | 49.8461 | -0.23148 | 923.0953 | 19921.6899 | 1.2788 | 49.9216 | -0.12029 | 960.8078 | 19960.47
1.2792 | 49.8461 | -0.23147 | 923.0602 | 19921.6658 | 1.2792 | 49.9216 | -0.12029 | 960.7896 | 19960.46
1.2796 | 49.846 | -0.23147 | 923.0491 | 19921.6418 | 1.2796 | 49.9215 | -0.12028 | 960.7837 | 19960.45
1.28 | 49.846 | -0.23146 | 923.0139 | 19921.6177 | 1.28 | 49.9215 | -0.12028 | 960.7656 | 19960.43
1.2804 | 49.8459 | -0.23146 | 923.0028 | 19921.5937 | 1.2804 | 49.9215 | -0.12028 | 960.7597 | 19960.42
1.2808 | 49.8459 | -0.23145 | 922.9676 | 19921.5696 | 1.2808 | 49.9215 | -0.12028 | 960.7415 | 19960.41
1.2812 | 49.8458 | -0.23144 | 922.9565 | 19921.5456 | 1.2812 | 49.9214 | -0.12028 | 960.7356 | 19960.4
1.2816 | 49.8458 | -0.23144 | 922.9213 | 19921.5215 | 1.2816 | 49.9214 | -0.12028 | 960.7174 | 19960.38
1.282 | 49.8457 | -0.23143 | 922.9102 | 19921.4974 | 1.282 | 49.9214 | -0.12028 | 960.7115 | 19960.37
1.2824 | 49.8457 | -0.23143 | 922.875 | 19921.4734 | 1.2824 | 49.9214 | -0.12028 | 960.6934 | 19960.36
1.2828 | 49.8456 | -0.23142 | 922.8639 | 19921.4493 | 1.2828 | 49.9213 | -0.12027 | 960.6875 | 19960.35
1.2832 | 49.8456 | -0.23142 | 922.8287 | 19921.4253 | 1.2832 | 49.9213 | -0.12027 | 960.6693 | 19960.34
1.2836 | 49.8455 | -0.23141 | 922.8176 | 19921.4012 | 1.2836 | 49.9213 | -0.12027 | 960.6634 | 19960.32
1.284 | 49.8455 | -0.23141 | 922.7825 | 19921.3772 | 1.284 | 49.9213 | -0.12027 | 960.6453 | 19960.31
1.2844 | 49.8454 | -0.2314 | 922.7713 | 19921.3531 | 1.2844 | 49.9212 | -0.12027 | 960.6394 | 19960.3
1.2848 | 49.8454 | -0.2314 | 922.7362 | 19921.3291 | 1.2848 | 49.9212 | -0.12027 | 960.6212 | 19960.29
1.2852 | 49.8454 | -0.23139 | 922.7251 | 19921.305 | 1.2852 | 49.9212 | -0.12026 | 960.6153 | 19960.27
1.2856 | 49.8454 | -0.23139 | 922.6899 | 19921.281 | 1.2856 | 49.9212 | -0.12026 | 960.5972 | 19960.26
1.286 | 49.8453 | -0.23138 | 922.6788 | 19921.2569 | 1.286 | 49.9211 | -0.12026 | 960.5913 | 19960.25
1.2864 | 49.8453 | -0.23137 | 922.6436 | 19921.2328 | 1.2864 | 49.9211 | -0.12026 | 960.5731 | 19960.24
1.2868 | 49.8452 | -0.23137 | 922.6325 | 19921.2088 | 1.2868 | 49.9211 | -0.12026 | 960.5672 | 19960.22
1.2872 | 49.8452 | -0.23136 | 922.5974 | 19921.1847 | 1.2872 | 49.9211 | -0.12026 | 960.5491 | 19960.21
1.2876 | 49.8451 | -0.23135 | 922.5862 | 19921.1607 | 1.2876 | 49.921 | -0.12026 | 960.5432 | 19960.2
1.288 | 49.8451 | -0.23135 | 922.5511 | 19921.1366 | 1.288 | 49.921 | -0.12025 | 960.525 | 19960.19
1.2884 | 49.845 | -0.23134 | 922.54 | 19921.1126 | 1.2884 | 49.921 | -0.12025 | 960.5191 | 19960.18
1.2888 | 49.845 | -0.23134 | 922.5048 | 19921.0885 | 1.2888 | 49.921 | -0.12025 | 960.501 | 19960.16
1.2892 | 49.8449 | -0.23133 | 922.4937 | 19921.0645 | 1.2892 | 49.9209 | -0.12025 | 960.4951 | 19960.15
1.2896 | 49.8449 | -0.23133 | 922.4585 | 19921.0404 | 1.2896 | 49.9209 | -0.12025 | 960.4769 | 19960.14
1.29 | 49.8448 | -0.23132 | 922.4474 | 19921.0164 | 1.29 | 49.9209 | -0.12025 | 960.471 | 19960.13
1.2904 | 49.8448 | -0.23132 | 922.412 | 19920.9923 | 1.2904 | 49.9209 | -0.12025 | 960.4529 | 19960.11
1.2908 | 49.8447 | -0.23119 | 922.8822 | 19920.9683 | 1.2908 | 49.9209 | -0.12024 | 960.447 | 19960.1
1.2912 | 49.8447 | -0.23144 | 921.8496 | 19920.9442 | 1.2912 | 49.9209 | -0.12024 | 960.4288 | 19960.09
1.2916 | 49.8446 | -0.23116 | 922.9097 | 19920.9202 | 1.2916 | 49.9208 | -0.12024 | 960.4229 | 19960.08
1.292 | 49.8446 | -0.2313 | 922.3167 | 19920.8961 | 1.292 | 49.9208 | -0.12024 | 960.4048 | 19960.07
1.2924 | 49.8445 | -0.23129 | 922.3083 | 19920.8721 | 1.2924 | 49.9207 | -0.12024 | 960.3989 | 19960.05
1.2928 | 49.8445 | -0.2313 | 922.2222 | 19920.848 | 1.2928 | 49.9207 | -0.12024 | 960.3807 | 19960.04
1.2932 | 49.8444 | -0.23129 | 922.2198 | 19920.824 | 1.2932 | 49.9207 | -0.12024 | 960.3748 | 19960.03
1.2936 | 49.8444 | -0.2312 | 922.5359 | 19920.7999 | 1.2936 | 49.9207 | -0.12023 | 960.3567 | 19960.02
1.294 | 49.8443 | -0.23179 | 920.1269 | 19920.7759 | 1.294 | 49.9207 | -0.12023 | 960.3508 | 19960
1.2944 | 49.8443 | -0.23129 | 922.0914 | 19920.7518 | 1.2944 | 49.9207 | -0.12023 | 960.3326 | 19959.99
1.2948 | 49.8442 | -0.2313 | 921.984 | 19920.7278 | 1.2948 | 49.9206 | -0.12023 | 960.3267 | 19959.98
1.2952 | 49.8442 | -0.23125 | 922.1243 | 19920.7037 | 1.2952 | 49.9206 | -0.12023 | 960.3086 | 19959.97
1.2956 | 49.8442 | -0.23123 | 922.162 | 19920.6797 | 1.2956 | 49.9206 | -0.12023 | 960.3027 | 19959.96
1.296 | 49.8442 | -0.23127 | 921.9835 | 19920.6556 | 1.296 | 49.9206 | -0.12023 | 960.2845 | 19959.94
1.2964 | 49.8441 | -0.23117 | 922.3179 | 19920.6316 | 1.2964 | 49.9205 | -0.12022 | 960.2787 | 19959.93
1.2968 | 49.8441 | -0.23126 | 921.9138 | 19920.6076 | 1.2968 | 49.9205 | -0.12022 | 960.2605 | 19959.92
1.2972 | 49.844 | -0.23126 | 921.8821 | 19920.5835 | 1.2972 | 49.9205 | -0.12022 | 960.2546 | 19959.91
1.2976 | 49.844 | -0.23142 | 921.2029 | 19920.5595 | 1.2976 | 49.9205 | -0.12022 | 960.2365 | 19959.89
1.298 | 49.8439 | -0.23097 | 922.9522 | 19920.5354 | 1.298 | 49.9204 | -0.12022 | 960.2306 | 19959.88
1.2984 | 49.8439 | -0.23114 | 922.2353 | 19920.5114 | 1.2984 | 49.9204 | -0.12022 | 960.2124 | 19959.87
1.2988 | 49.8438 | -0.23118 | 922.0019 | 19920.4873 | 1.2988 | 49.9204 | -0.12022 | 960.2065 | 19959.86
1.2992 | 49.8438 | -0.23125 | 921.6955 | 19920.4633 | 1.2992 | 49.9204 | -0.12021 | 960.1884 | 19959.84
1.2996 | 49.8437 | -0.23121 | 921.8089 | 19920.4392 | 1.2996 | 49.9203 | -0.12021 | 960.1825 | 19959.83
1.3 | 49.8437 | -0.23119 | 921.851 | 19920.4152 | 1.3 | 49.9203 | -0.12021 | 960.1643 | 19959.82
1.3004 | 49.8436 | -0.23119 | 921.7948 | 19920.3912 | 1.3004 | 49.9203 | -0.12021 | 960.1584 | 19959.81
1.3008 | 49.8436 | -0.23117 | 921.8122 | 19920.3671 | 1.3008 | 49.9203 | -0.12021 | 960.1403 | 19959.8
1.3012 | 49.8435 | -0.23113 | 921.9205 | 19920.3431 | 1.3012 | 49.9202 | -0.12021 | 960.1344 | 19959.78
1.3016 | 49.8435 | -0.23116 | 921.7618 | 19920.319 | 1.3016 | 49.9202 | -0.12021 | 960.1162 | 19959.77
1.302 | 49.8434 | -0.23115 | 921.7507 | 19920.295 | 1.302 | 49.9202 | -0.1202 | 960.1104 | 19959.76
1.3024 | 49.8434 | -0.23115 | 921.719 | 19920.2709 | 1.3024 | 49.9202 | -0.1202 | 960.0922 | 19959.75
1.3028 | 49.8433 | -0.23114 | 921.7058 | 19920.2469 | 1.3028 | 49.9201 | -0.1202 | 960.0863 | 19959.73
1.3032 | 49.8433 | -0.23114 | 921.6731 | 19920.2229 | 1.3032 | 49.9201 | -0.1202 | 960.0682 | 19959.72
1.3036 | 49.8432 | -0.23113 | 921.6622 | 19920.1988 | 1.3036 | 49.9201 | -0.1202 | 960.0623 | 19959.71
1.304 | 49.8432 | -0.23113 | 921.624 | 19920.1748 | 1.304 | 49.9201 | -0.1202 | 960.0441 | 19959.7
1.3044 | 49.8431 | -0.23112 | 921.6145 | 19920.1507 | 1.3044 | 49.92 | -0.12019 | 960.0382 | 19959.69
1.3048 | 49.8431 | -0.23112 | 921.5798 | 19920.1267 | 1.3048 | 49.92 | -0.12019 | 960.0201 | 19959.67
1.3052 | 49.843 | -0.23111 | 921.5683 | 19920.1027 | 1.3052 | 49.92 | -0.12019 | 960.0142 | 19959.66
1.3056 | 49.843 | -0.23111 | 921.5337 | 19920.0786 | 1.3056 | 49.92 | -0.12019 | 959.9961 | 19959.65
1.306 | 49.843 | -0.2311 | 921.5221 | 19920.0546 | 1.306 | 49.9199 | -0.12019 | 959.9902 | 19959.64
1.3064 | 49.843 | -0.23109 | 921.4875 | 19920.0305 | 1.3064 | 49.9199 | -0.12019 | 959.972 | 19959.62
1.3068 | 49.8429 | -0.23109 | 921.4758 | 19920.0065 | 1.3068 | 49.9199 | -0.12019 | 959.9661 | 19959.61
1.3072 | 49.8429 | -0.23108 | 921.4413 | 19919.9825 | 1.3072 | 49.9199 | -0.12019 | 959.948 | 19959.6
1.3076 | 49.8428 | -0.23108 | 921.4296 | 19919.9584 | 1.3076 | 49.9198 | -0.12018 | 959.9421 | 19959.59
1.308 | 49.8428 | -0.23107 | 921.3951 | 19919.9344 | 1.308 | 49.9198 | -0.12018 | 959.9239 | 19959.58
1.3084 | 49.8427 | -0.23106 | 921.3834 | 19919.9103 | 1.3084 | 49.9198 | -0.12018 | 959.9181 | 19959.56
1.3088 | 49.8427 | -0.23106 | 921.3489 | 19919.8863 | 1.3088 | 49.9198 | -0.12018 | 959.8999 | 19959.55
1.3092 | 49.8426 | -0.23105 | 921.3372 | 19919.8623 | 1.3092 | 49.9197 | -0.12018 | 959.894 | 19959.54
1.3096 | 49.8426 | -0.23105 | 921.3026 | 19919.8382 | 1.3096 | 49.9197 | -0.12018 | 959.8759 | 19959.53
1.31 | 49.8425 | -0.23104 | 921.291 | 19919.8142 | 1.31 | 49.9197 | -0.12017 | 959.87 | 19959.51
1.3104 | 49.8425 | -0.23104 | 921.2564 | 19919.7902 | 1.3104 | 49.9197 | -0.12017 | 959.8518 | 19959.5
1.3108 | 49.8424 | -0.23103 | 921.2448 | 19919.7661 | 1.3108 | 49.9196 | -0.12017 | 959.846 | 19959.49
1.3112 | 49.8424 | -0.23103 | 921.2102 | 19919.7421 | 1.3112 | 49.9196 | -0.12017 | 959.8278 | 19959.48
1.3116 | 49.8423 | -0.23102 | 921.1986 | 19919.7181 | 1.3116 | 49.9196 | -0.12017 | 959.8219 | 19959.46
1.312 | 49.8423 | -0.23102 | 921.164 | 19919.694 | 1.312 | 49.9196 | -0.12017 | 959.8038 | 19959.45
1.3124 | 49.8422 | -0.23101 | 921.1524 | 19919.67 | 1.3124 | 49.9196 | -0.12017 | 959.7979 | 19959.44
1.3128 | 49.8422 | -0.23101 | 921.1178 | 19919.6459 | 1.3128 | 49.9196 | -0.12017 | 959.7797 | 19959.43
1.3132 | 49.8421 | -0.231 | 921.1062 | 19919.6219 | 1.3132 | 49.9195 | -0.12016 | 959.7739 | 19959.42
1.3136 | 49.8421 | -0.23099 | 921.0716 | 19919.5979 | 1.3136 | 49.9195 | -0.12016 | 959.7557 | 19959.4
1.314 | 49.842 | -0.23099 | 921.06 | 19919.5738 | 1.314 | 49.9194 | -0.12016 | 959.7498 | 19959.39
1.3144 | 49.842 | -0.23098 | 921.0254 | 19919.5498 | 1.3144 | 49.9194 | -0.12016 | 959.7317 | 19959.38
1.3148 | 49.8419 | -0.23098 | 921.0138 | 19919.5258 | 1.3148 | 49.9194 | -0.12016 | 959.7258 | 19959.37
1.3152 | 49.8419 | -0.23097 | 920.9792 | 19919.5017 | 1.3152 | 49.9194 | -0.12016 | 959.7076 | 19959.35
1.3156 | 49.8418 | -0.23096 | 920.9676 | 19919.4777 | 1.3156 | 49.9194 | -0.12015 | 959.7018 | 19959.34
1.316 | 49.8418 | -0.23096 | 920.933 | 19919.4537 | 1.316 | 49.9194 | -0.12015 | 959.6836 | 19959.33
1.3164 | 49.8418 | -0.23095 | 920.9214 | 19919.4296 | 1.3164 | 49.9193 | -0.12015 | 959.6777 | 19959.32
1.3168 | 49.8418 | -0.23095 | 920.8869 | 19919.4056 | 1.3168 | 49.9193 | -0.12015 | 959.6596 | 19959.31
1.3172 | 49.8417 | -0.23094 | 920.8752 | 19919.3816 | 1.3172 | 49.9193 | -0.12015 | 959.6537 | 19959.29
1.3176 | 49.8417 | -0.23094 | 920.8407 | 19919.3576 | 1.3176 | 49.9193 | -0.12015 | 959.6355 | 19959.28
1.318 | 49.8416 | -0.23093 | 920.829 | 19919.3335 | 1.318 | 49.9192 | -0.12015 | 959.6297 | 19959.27
1.3184 | 49.8416 | -0.23093 | 920.7945 | 19919.3095 | 1.3184 | 49.9192 | -0.12014 | 959.6115 | 19959.26
1.3188 | 49.8415 | -0.23092 | 920.7828 | 19919.2855 | 1.3188 | 49.9192 | -0.12014 | 959.6056 | 19959.24
1.3192 | 49.8415 | -0.23092 | 920.7483 | 19919.2614 | 1.3192 | 49.9192 | -0.12014 | 959.5875 | 19959.23
1.3196 | 49.8414 | -0.23091 | 920.7367 | 19919.2374 | 1.3196 | 49.9191 | -0.12014 | 959.5816 | 19959.22
1.32 | 49.8414 | -0.23091 | 920.7021 | 19919.2134 | 1.32 | 49.9191 | -0.12014 | 959.5635 | 19959.21
1.3204 | 49.8413 | -0.2309 | 920.6905 | 19919.1893 | 1.3204 | 49.9191 | -0.12014 | 959.5576 | 19959.2
1.3208 | 49.8413 | -0.23089 | 920.6559 | 19919.1653 | 1.3208 | 49.9191 | -0.12014 | 959.5394 | 19959.18
1.3212 | 49.8412 | -0.23089 | 920.6443 | 19919.1413 | 1.3212 | 49.919 | -0.12013 | 959.5336 | 19959.17
1.3216 | 49.8412 | -0.23088 | 920.6098 | 19919.1173 | 1.3216 | 49.919 | -0.12013 | 959.5154 | 19959.16
1.322 | 49.8411 | -0.23087 | 920.5981 | 19919.0932 | 1.322 | 49.919 | -0.12013 | 959.5095 | 19959.15
1.3224 | 49.8411 | -0.23087 | 920.5636 | 19919.0692 | 1.3224 | 49.919 | -0.12013 | 959.4914 | 19959.13
1.3228 | 49.841 | -0.23086 | 920.552 | 19919.0452 | 1.3228 | 49.9189 | -0.12013 | 959.4855 | 19959.12
1.3232 | 49.841 | -0.23086 | 920.5174 | 19919.0211 | 1.3232 | 49.9189 | -0.12013 | 959.4674 | 19959.11
1.3236 | 49.8409 | -0.23085 | 920.5058 | 19918.9971 | 1.3236 | 49.9189 | -0.12013 | 959.4615 | 19959.1
1.324 | 49.8409 | -0.23085 | 920.4712 | 19918.9731 | 1.324 | 49.9189 | -0.12012 | 959.4433 | 19959.09
1.3244 | 49.8408 | -0.23084 | 920.4596 | 19918.9491 | 1.3244 | 49.9188 | -0.12012 | 959.4375 | 19959.07
1.3248 | 49.8408 | -0.23084 | 920.4251 | 19918.925 | 1.3248 | 49.9188 | -0.12012 | 959.4193 | 19959.06
1.3252 | 49.8407 | -0.23083 | 920.4135 | 19918.901 | 1.3252 | 49.9188 | -0.12012 | 959.4134 | 19959.05
1.3256 | 49.8407 | -0.23083 | 920.3789 | 19918.877 | 1.3256 | 49.9188 | -0.12012 | 959.3953 | 19959.04
1.326 | 49.8406 | -0.23082 | 920.3673 | 19918.853 | 1.326 | 49.9187 | -0.12012 | 959.3894 | 19959.02
1.3264 | 49.8406 | -0.23082 | 920.3328 | 19918.8289 | 1.3264 | 49.9187 | -0.12012 | 959.3713 | 19959.01
1.3268 | 49.8405 | -0.23081 | 920.3211 | 19918.8049 | 1.3268 | 49.9187 | -0.12011 | 959.3654 | 19959
1.3272 | 49.8405 | -0.2308 | 920.2866 | 19918.7809 | 1.3272 | 49.9187 | -0.12011 | 959.3472 | 19958.99
1.3276 | 49.8405 | -0.2308 | 920.275 | 19918.7569 | 1.3276 | 49.9186 | -0.12011 | 959.3414 | 19958.97
1.328 | 49.8405 | -0.23079 | 920.2404 | 19918.7328 | 1.328 | 49.9186 | -0.12011 | 959.3232 | 19958.96
1.3284 | 49.8404 | -0.23079 | 920.2288 | 19918.7088 | 1.3284 | 49.9186 | -0.12011 | 959.3174 | 19958.95
1.3288 | 49.8404 | -0.23078 | 920.1943 | 19918.6848 | 1.3288 | 49.9186 | -0.12011 | 959.2992 | 19958.94
1.3292 | 49.8403 | -0.23077 | 920.1827 | 19918.6608 | 1.3292 | 49.9185 | -0.12011 | 959.2933 | 19958.93
1.3296 | 49.8403 | -0.23077 | 920.1481 | 19918.6368 | 1.3296 | 49.9185 | -0.1201 | 959.2752 | 19958.91
1.33 | 49.8402 | -0.23076 | 920.1365 | 19918.6127 | 1.33 | 49.9185 | -0.1201 | 959.2693 | 19958.9
1.3304 | 49.8402 | -0.23076 | 920.102 | 19918.5887 | 1.3304 | 49.9185 | -0.1201 | 959.2512 | 19958.89
1.3308 | 49.8401 | -0.23075 | 920.0904 | 19918.5647 | 1.3308 | 49.9184 | -0.1201 | 959.2453 | 19958.88
1.3312 | 49.8401 | -0.23075 | 920.0558 | 19918.5407 | 1.3312 | 49.9184 | -0.1201 | 959.2271 | 19958.86
1.3316 | 49.84 | -0.23074 | 920.0442 | 19918.5166 | 1.3316 | 49.9184 | -0.1201 | 959.2213 | 19958.85
1.332 | 49.84 | -0.23074 | 920.0097 | 19918.4926 | 1.332 | 49.9184 | -0.1201 | 959.2031 | 19958.84
1.3324 | 49.8399 | -0.23073 | 919.9981 | 19918.4686 | 1.3324 | 49.9183 | -0.12009 | 959.1973 | 19958.83
1.3328 | 49.8399 | -0.23073 | 919.9635 | 19918.4446 | 1.3328 | 49.9183 | -0.12009 | 959.1791 | 19958.82
1.3332 | 49.8398 | -0.23072 | 919.9519 | 19918.4206 | 1.3332 | 49.9183 | -0.12009 | 959.1732 | 19958.8
1.3336 | 49.8398 | -0.23072 | 919.9174 | 19918.3965 | 1.3336 | 49.9183 | -0.12009 | 959.1551 | 19958.79
1.334 | 49.8397 | -0.23071 | 919.9058 | 19918.3725 | 1.334 | 49.9183 | -0.12009 | 959.1492 | 19958.78
1.3344 | 49.8397 | -0.2307 | 919.8712 | 19918.3485 | 1.3344 | 49.9183 | -0.12009 | 959.1311 | 19958.77
1.3348 | 49.8396 | -0.2307 | 919.8596 | 19918.3245 | 1.3348 | 49.9182 | -0.12008 | 959.1252 | 19958.75
1.3352 | 49.8396 | -0.23069 | 919.8251 | 19918.3005 | 1.3352 | 49.9182 | -0.12008 | 959.107 | 19958.74
1.3356 | 49.8395 | -0.23069 | 919.8135 | 19918.2764 | 1.3356 | 49.9181 | -0.12008 | 959.1012 | 19958.73
1.336 | 49.8395 | -0.23068 | 919.779 | 19918.2524 | 1.336 | 49.9181 | -0.11998 | 959.9246 | 19958.72
1.3364 | 49.8394 | -0.23067 | 919.7674 | 19918.2284 | 1.3364 | 49.9181 | -0.11994 | 960.1851 | 19958.71
1.3368 | 49.8394 | -0.23067 | 919.7328 | 19918.2044 | 1.3368 | 49.9181 | -0.12014 | 958.5399 | 19958.69
1.3372 | 49.8393 | -0.23066 | 919.7212 | 19918.1804 | 1.3372 | 49.9181 | -0.12011 | 958.7673 | 19958.68
1.3376 | 49.8394 | -0.23066 | 919.6867 | 19918.1564 | 1.3376 | 49.9181 | -0.12012 | 958.7018 | 19958.67
1.338 | 49.8393 | -0.23065 | 919.6751 | 19918.1323 | 1.338 | 49.918 | -0.1201 | 958.8301 | 19958.66
1.3384 | 49.8393 | -0.23065 | 919.6406 | 19918.1083 | 1.3384 | 49.918 | -0.12021 | 957.9281 | 19958.64
1.3388 | 49.8392 | -0.23064 | 919.629 | 19918.0843 | 1.3388 | 49.918 | -0.12015 | 958.3952 | 19958.63
1.3392 | 49.8392 | -0.23064 | 919.5944 | 19918.0603 | 1.3392 | 49.918 | -0.12002 | 959.3985 | 19958.62
1.3396 | 49.8391 | -0.23063 | 919.5829 | 19918.0363 | 1.3396 | 49.9179 | -0.12009 | 958.8059 | 19958.61
1.34 | 49.8391 | -0.23063 | 919.5483 | 19918.0123 | 1.34 | 49.9179 | -0.12012 | 958.5734 | 19958.6
1.3404 | 49.839 | -0.23062 | 919.5367 | 19917.9882 | 1.3404 | 49.9179 | -0.12005 | 959.0374 | 19958.58
1.3408 | 49.839 | -0.23062 | 919.5022 | 19917.9642 | 1.3408 | 49.9179 | -0.12007 | 958.896 | 19958.57
1.3412 | 49.8389 | -0.23061 | 919.4906 | 19917.9402 | 1.3412 | 49.9178 | -0.12004 | 959.072 | 19958.56
1.3416 | 49.8389 | -0.2306 | 919.4561 | 19917.9162 | 1.3416 | 49.9178 | -0.12006 | 958.8918 | 19958.55
1.342 | 49.8388 | -0.2306 | 919.4445 | 19917.8922 | 1.342 | 49.9178 | -0.12005 | 958.9646 | 19958.53
1.3424 | 49.8388 | -0.23059 | 919.41 | 19917.8682 | 1.3424 | 49.9178 | -0.12004 | 959.0364 | 19958.52
1.3428 | 49.8387 | -0.23058 | 919.3984 | 19917.8442 | 1.3428 | 49.9177 | -0.12003 | 959.0975 | 19958.51
1.3432 | 49.8387 | -0.23058 | 919.3638 | 19917.8201 | 1.3432 | 49.9177 | -0.12005 | 958.8733 | 19958.5
1.3436 | 49.8386 | -0.23057 | 919.3523 | 19917.7961 | 1.3436 | 49.9177 | -0.12006 | 958.778 | 19958.48
1.344 | 49.8386 | -0.23057 | 919.3177 | 19917.7721 | 1.344 | 49.9177 | -0.12003 | 959.0599 | 19958.47
1.3444 | 49.8385 | -0.23056 | 919.3061 | 19917.7481 | 1.3444 | 49.9176 | -0.12008 | 958.5774 | 19958.46
1.3448 | 49.8385 | -0.23056 | 919.2716 | 19917.7241 | 1.3448 | 49.9176 | -0.12008 | 958.5884 | 19958.45
1.3452 | 49.8384 | -0.23055 | 919.26 | 19917.7001 | 1.3452 | 49.9176 | -0.12006 | 958.6726 | 19958.44
1.3456 | 49.8384 | -0.23055 | 919.2255 | 19917.6761 | 1.3456 | 49.9176 | -0.12005 | 958.7447 | 19958.42
1.346 | 49.8383 | -0.23054 | 919.2139 | 19917.6521 | 1.346 | 49.9175 | -0.11997 | 959.3579 | 19958.41
1.3464 | 49.8383 | -0.23054 | 919.1794 | 19917.6281 | 1.3464 | 49.9175 | -0.12002 | 958.9262 | 19958.4
1.3468 | 49.8382 | -0.23053 | 919.1678 | 19917.604 | 1.3468 | 49.9175 | -0.12004 | 958.7608 | 19958.39
1.3472 | 49.8382 | -0.23053 | 919.1333 | 19917.58 | 1.3472 | 49.9175 | -0.12004 | 958.7565 | 19958.37
1.3476 | 49.8382 | -0.23052 | 919.1217 | 19917.556 | 1.3476 | 49.9174 | -0.12004 | 958.7407 | 19958.36
1.348 | 49.8382 | -0.23052 | 919.0872 | 19917.532 | 1.348 | 49.9174 | -0.12004 | 958.7237 | 19958.35
1.3484 | 49.8381 | -0.23051 | 919.0756 | 19917.508 | 1.3484 | 49.9174 | -0.12004 | 958.7168 | 19958.34
1.3488 | 49.8381 | -0.2305 | 919.0411 | 19917.484 | 1.3488 | 49.9174 | -0.12003 | 958.6991 | 19958.33
1.3492 | 49.838 | -0.2305 | 919.0295 | 19917.46 | 1.3492 | 49.9173 | -0.12003 | 958.6928 | 19958.31
1.3496 | 49.838 | -0.23049 | 918.995 | 19917.436 | 1.3496 | 49.9173 | -0.12003 | 958.675 | 19958.3
1.35 | 49.8379 | -0.23048 | 918.9834 | 19917.412 | 1.35 | 49.9173 | -0.12003 | 958.6688 | 19958.29
1.3504 | 49.8379 | -0.23048 | 918.9489 | 19917.388 | 1.3504 | 49.9173 | -0.12003 | 958.651 | 19958.28
1.3508 | 49.8378 | -0.23047 | 918.9373 | 19917.364 | 1.3508 | 49.9172 | -0.12003 | 958.6447 | 19958.26
1.3512 | 49.8378 | -0.23047 | 918.9028 | 19917.3399 | 1.3512 | 49.9172 | -0.12003 | 958.627 | 19958.25
1.3516 | 49.8377 | -0.23046 | 918.8912 | 19917.3159 | 1.3516 | 49.9172 | -0.12002 | 958.6207 | 19958.24
1.352 | 49.8377 | -0.23046 | 918.8567 | 19917.2919 | 1.352 | 49.9172 | -0.12002 | 958.603 | 19958.23
1.3524 | 49.8376 | -0.23045 | 918.8451 | 19917.2679 | 1.3524 | 49.9171 | -0.12002 | 958.5967 | 19958.22
1.3528 | 49.8376 | -0.23045 | 918.8106 | 19917.2439 | 1.3528 | 49.9171 | -0.12002 | 958.579 | 19958.2
1.3532 | 49.8375 | -0.23044 | 918.7991 | 19917.2199 | 1.3532 | 49.9171 | -0.12002 | 958.5727 | 19958.19
1.3536 | 49.8375 | -0.23044 | 918.7645 | 19917.1959 | 1.3536 | 49.9171 | -0.12002 | 958.555 | 19958.18
1.354 | 49.8374 | -0.23043 | 918.753 | 19917.1719 | 1.354 | 49.9171 | -0.12002 | 958.5487 | 19958.17
1.3544 | 49.8374 | -0.23043 | 918.7184 | 19917.1479 | 1.3544 | 49.9171 | -0.12001 | 958.531 | 19958.15
1.3548 | 49.8373 | -0.23042 | 918.7069 | 19917.1239 | 1.3548 | 49.917 | -0.12001 | 958.5247 | 19958.14
1.3552 | 49.8373 | -0.23041 | 918.6724 | 19917.0999 | 1.3552 | 49.917 | -0.12001 | 958.507 | 19958.13
1.3556 | 49.8372 | -0.23041 | 918.6608 | 19917.0759 | 1.3556 | 49.9169 | -0.12001 | 958.5007 | 19958.12
1.356 | 49.8372 | -0.2304 | 918.6263 | 19917.0519 | 1.356 | 49.9169 | -0.12001 | 958.483 | 19958.11
1.3564 | 49.8371 | -0.2304 | 918.6147 | 19917.0279 | 1.3564 | 49.9169 | -0.12001 | 958.4767 | 19958.09
1.3568 | 49.8371 | -0.23039 | 918.5802 | 19917.0039 | 1.3568 | 49.9169 | -0.12001 | 958.459 | 19958.08
1.3572 | 49.837 | -0.23038 | 918.5686 | 19916.9799 | 1.3572 | 49.9169 | -0.12 | 958.4527 | 19958.07
1.3576 | 49.837 | -0.23038 | 918.5341 | 19916.9559 | 1.3576 | 49.9169 | -0.12 | 958.435 | 19958.06
1.358 | 49.837 | -0.23037 | 918.5226 | 19916.9319 | 1.358 | 49.9168 | -0.12 | 958.4287 | 19958.04
1.3584 | 49.837 | -0.23037 | 918.488 | 19916.9079 | 1.3584 | 49.9168 | -0.12 | 958.411 | 19958.03
1.3588 | 49.8369 | -0.23036 | 918.4765 | 19916.8839 | 1.3588 | 49.9168 | -0.12 | 958.4047 | 19958.02
1.3592 | 49.8369 | -0.23036 | 918.442 | 19916.8599 | 1.3592 | 49.9168 | -0.12 | 958.387 | 19958.01
1.3596 | 49.8368 | -0.23035 | 918.4304 | 19916.8359 | 1.3596 | 49.9167 | -0.12 | 958.3807 | 19957.99
1.36 | 49.8368 | -0.23035 | 918.3959 | 19916.8119 | 1.36 | 49.9167 | -0.11999 | 958.363 | 19957.98
1.3604 | 49.8367 | -0.23034 | 918.3844 | 19916.7879 | 1.3604 | 49.9167 | -0.11999 | 958.3567 | 19957.97
1.3608 | 49.8367 | -0.23034 | 918.3498 | 19916.7639 | 1.3608 | 49.9167 | -0.11999 | 958.339 | 19957.96
1.3612 | 49.8366 | -0.23033 | 918.3383 | 19916.7399 | 1.3612 | 49.9166 | -0.11999 | 958.3327 | 19957.95
1.3616 | 49.8366 | -0.23033 | 918.3038 | 19916.7159 | 1.3616 | 49.9166 | -0.11999 | 958.315 | 19957.93
1.362 | 49.8365 | -0.23032 | 918.2922 | 19916.6919 | 1.362 | 49.9166 | -0.11999 | 958.3087 | 19957.92
1.3624 | 49.8365 | -0.23031 | 918.2577 | 19916.6679 | 1.3624 | 49.9166 | -0.11999 | 958.291 | 19957.91
1.3628 | 49.8364 | -0.23031 | 918.2462 | 19916.6439 | 1.3628 | 49.9165 | -0.11998 | 958.2847 | 19957.9
1.3632 | 49.8364 | -0.2303 | 918.2116 | 19916.6199 | 1.3632 | 49.9165 | -0.11998 | 958.267 | 19957.88
1.3636 | 49.8363 | -0.2303 | 918.2001 | 19916.5959 | 1.3636 | 49.9165 | -0.11998 | 958.2607 | 19957.87
1.364 | 49.8363 | -0.23029 | 918.1656 | 19916.5719 | 1.364 | 49.9165 | -0.11998 | 958.243 | 19957.86
1.3644 | 49.8362 | -0.23028 | 918.1541 | 19916.5479 | 1.3644 | 49.9164 | -0.11998 | 958.2368 | 19957.85
1.3648 | 49.8362 | -0.23028 | 918.1195 | 19916.5239 | 1.3648 | 49.9164 | -0.11998 | 958.219 | 19957.84
1.3652 | 49.8361 | -0.23027 | 918.108 | 19916.4999 | 1.3652 | 49.9164 | -0.11997 | 958.2128 | 19957.82
1.3656 | 49.8361 | -0.23027 | 918.0735 | 19916.4759 | 1.3656 | 49.9164 | -0.11997 | 958.195 | 19957.81
1.366 | 49.836 | -0.23026 | 918.0619 | 19916.4519 | 1.366 | 49.9163 | -0.11997 | 958.1888 | 19957.8
1.3664 | 49.836 | -0.23026 | 918.0274 | 19916.4279 | 1.3664 | 49.9163 | -0.11997 | 958.171 | 19957.79
1.3668 | 49.8359 | -0.23025 | 918.0159 | 19916.4039 | 1.3668 | 49.9163 | -0.11997 | 958.1648 | 19957.77
1.3672 | 49.8359 | -0.23025 | 917.9814 | 19916.3799 | 1.3672 | 49.9163 | -0.11997 | 958.147 | 19957.76
1.3676 | 49.8358 | -0.23024 | 917.9698 | 19916.3559 | 1.3676 | 49.9162 | -0.11997 | 958.1408 | 19957.75
1.368 | 49.8358 | -0.23024 | 917.9353 | 19916.3319 | 1.368 | 49.9162 | -0.11997 | 958.123 | 19957.74
1.3684 | 49.8358 | -0.23023 | 917.9238 | 19916.3079 | 1.3684 | 49.9162 | -0.11996 | 958.1168 | 19957.73
1.3688 | 49.8358 | -0.23023 | 917.8893 | 19916.2839 | 1.3688 | 49.9162 | -0.11996 | 958.099 | 19957.71
1.3692 | 49.8357 | -0.23022 | 917.8778 | 19916.2599 | 1.3692 | 49.9161 | -0.11996 | 958.0928 | 19957.7
1.3696 | 49.8357 | -0.23021 | 917.8432 | 19916.2359 | 1.3696 | 49.9161 | -0.11996 | 958.0751 | 19957.69
1.37 | 49.8356 | -0.23021 | 917.8317 | 19916.2119 | 1.37 | 49.9161 | -0.11996 | 958.0688 | 19957.68
1.3704 | 49.8356 | -0.2302 | 917.7972 | 19916.1879 | 1.3704 | 49.9161 | -0.11996 | 958.0511 | 19957.66
1.3708 | 49.8355 | -0.2302 | 917.7857 | 19916.1639 | 1.3708 | 49.916 | -0.11995 | 958.0448 | 19957.65
1.3712 | 49.8355 | -0.23019 | 917.7512 | 19916.1399 | 1.3712 | 49.916 | -0.11995 | 958.0271 | 19957.64
1.3716 | 49.8354 | -0.23018 | 917.7396 | 19916.116 | 1.3716 | 49.916 | -0.11995 | 958.0208 | 19957.63
1.372 | 49.8354 | -0.23018 | 917.7051 | 19916.092 | 1.372 | 49.916 | -0.11995 | 958.0031 | 19957.62
1.3724 | 49.8353 | -0.23017 | 917.6936 | 19916.068 | 1.3724 | 49.916 | -0.11995 | 957.9968 | 19957.6
1.3728 | 49.8353 | -0.23017 | 917.6591 | 19916.044 | 1.3728 | 49.916 | -0.11995 | 957.9791 | 19957.59
1.3732 | 49.8352 | -0.23016 | 917.6476 | 19916.02 | 1.3732 | 49.9159 | -0.11995 | 957.9728 | 19957.58
1.3736 | 49.8352 | -0.23016 | 917.6131 | 19915.996 | 1.3736 | 49.9159 | -0.11995 | 957.9551 | 19957.57
1.374 | 49.8351 | -0.23015 | 917.6015 | 19915.972 | 1.374 | 49.9158 | -0.11994 | 957.9489 | 19957.55
1.3744 | 49.8351 | -0.23015 | 917.567 | 19915.948 | 1.3744 | 49.9158 | -0.11994 | 957.9311 | 19957.54
1.3748 | 49.835 | -0.23014 | 917.5555 | 19915.924 | 1.3748 | 49.9158 | -0.11994 | 957.9249 | 19957.53
1.3752 | 49.835 | -0.23014 | 917.521 | 19915.9 | 1.3752 | 49.9158 | -0.11994 | 957.9071 | 19957.52
1.3756 | 49.8349 | -0.23013 | 917.5095 | 19915.876 | 1.3756 | 49.9158 | -0.11994 | 957.9009 | 19957.51
1.376 | 49.8349 | -0.23013 | 917.475 | 19915.8521 | 1.376 | 49.9158 | -0.11994 | 957.8831 | 19957.49
1.3764 | 49.8348 | -0.23012 | 917.4635 | 19915.8281 | 1.3764 | 49.9157 | -0.11993 | 957.8769 | 19957.48
1.3768 | 49.8348 | -0.23011 | 917.4289 | 19915.8041 | 1.3768 | 49.9157 | -0.11993 | 957.8591 | 19957.47
1.3772 | 49.8347 | -0.23011 | 917.4174 | 19915.7801 | 1.3772 | 49.9157 | -0.11993 | 957.8529 | 19957.46
1.3776 | 49.8347 | -0.2301 | 917.3829 | 19915.7561 | 1.3776 | 49.9157 | -0.11993 | 957.8352 | 19957.44
1.378 | 49.8347 | -0.2301 | 917.3714 | 19915.7321 | 1.378 | 49.9156 | -0.11993 | 957.8289 | 19957.43
1.3784 | 49.8347 | -0.23009 | 917.3369 | 19915.7081 | 1.3784 | 49.9156 | -0.11993 | 957.8112 | 19957.42
1.3788 | 49.8346 | -0.23008 | 917.3254 | 19915.6841 | 1.3788 | 49.9156 | -0.11993 | 957.8049 | 19957.41
1.3792 | 49.8346 | -0.23008 | 917.2909 | 19915.6601 | 1.3792 | 49.9156 | -0.11993 | 957.7872 | 19957.39
1.3796 | 49.8345 | -0.23007 | 917.2794 | 19915.6362 | 1.3796 | 49.9155 | -0.11992 | 957.7809 | 19957.38
1.38 | 49.8345 | -0.23007 | 917.2449 | 19915.6122 | 1.38 | 49.9155 | -0.11992 | 957.7632 | 19957.37
1.3804 | 49.8344 | -0.23006 | 917.2334 | 19915.5882 | 1.3804 | 49.9155 | -0.11992 | 957.757 | 19957.36
1.3808 | 49.8344 | -0.23006 | 917.1989 | 19915.5642 | 1.3808 | 49.9155 | -0.11992 | 957.7392 | 19957.35
1.3812 | 49.8343 | -0.23005 | 917.1874 | 19915.5402 | 1.3812 | 49.9154 | -0.11992 | 957.733 | 19957.33
1.3816 | 49.8343 | -0.23005 | 917.1529 | 19915.5162 | 1.3816 | 49.9154 | -0.11992 | 957.7152 | 19957.32
1.382 | 49.8342 | -0.23004 | 917.1414 | 19915.4922 | 1.382 | 49.9154 | -0.11991 | 957.709 | 19957.31
1.3824 | 49.8342 | -0.23004 | 917.1068 | 19915.4683 | 1.3824 | 49.9154 | -0.11991 | 957.6913 | 19957.3
1.3828 | 49.8341 | -0.23003 | 917.0954 | 19915.4443 | 1.3828 | 49.9153 | -0.11991 | 957.685 | 19957.28
1.3832 | 49.8341 | -0.23003 | 917.0608 | 19915.4203 | 1.3832 | 49.9153 | -0.11991 | 957.6673 | 19957.27
1.3836 | 49.834 | -0.23002 | 917.0494 | 19915.3963 | 1.3836 | 49.9153 | -0.11991 | 957.661 | 19957.26
1.384 | 49.834 | -0.23001 | 917.0148 | 19915.3723 | 1.384 | 49.9153 | -0.11991 | 957.6433 | 19957.25
1.3844 | 49.8339 | -0.23001 | 917.0034 | 19915.3483 | 1.3844 | 49.9152 | -0.11991 | 957.6371 | 19957.24
1.3848 | 49.8339 | -0.23 | 916.9688 | 19915.3244 | 1.3848 | 49.9152 | -0.1199 | 957.6193 | 19957.22
1.3852 | 49.8338 | -0.23 | 916.9574 | 19915.3004 | 1.3852 | 49.9152 | -0.1199 | 957.6131 | 19957.21
1.3856 | 49.8338 | -0.22999 | 916.9228 | 19915.2764 | 1.3856 | 49.9152 | -0.1199 | 957.5953 | 19957.2
1.386 | 49.8337 | -0.22998 | 916.9114 | 19915.2524 | 1.386 | 49.9151 | -0.1199 | 957.5891 | 19957.19
1.3864 | 49.8337 | -0.22998 | 916.8768 | 19915.2284 | 1.3864 | 49.9151 | -0.1199 | 957.5713 | 19957.17
1.3868 | 49.8336 | -0.22997 | 916.8654 | 19915.2044 | 1.3868 | 49.9151 | -0.1199 | 957.5651 | 19957.16
1.3872 | 49.8336 | -0.22997 | 916.8308 | 19915.1805 | 1.3872 | 49.9151 | -0.1199 | 957.5474 | 19957.15
1.3876 | 49.8335 | -0.22996 | 916.8194 | 19915.1565 | 1.3876 | 49.915 | -0.11989 | 957.5411 | 19957.14
1.388 | 49.8335 | -0.22996 | 916.7849 | 19915.1325 | 1.388 | 49.915 | -0.11989 | 957.5234 | 19957.13
1.3884 | 49.8335 | -0.22995 | 916.7734 | 19915.1085 | 1.3884 | 49.915 | -0.11989 | 957.5172 | 19957.11
1.3888 | 49.8335 | -0.22995 | 916.7389 | 19915.0845 | 1.3888 | 49.915 | -0.11989 | 957.4994 | 19957.1
1.3892 | 49.8334 | -0.22994 | 916.7274 | 19915.0606 | 1.3892 | 49.9149 | -0.11989 | 957.4932 | 19957.09
1.3896 | 49.8334 | -0.22994 | 916.6929 | 19915.0366 | 1.3896 | 49.9149 | -0.11989 | 957.4754 | 19957.08
1.39 | 49.8333 | -0.22993 | 916.6814 | 19915.0126 | 1.39 | 49.9149 | -0.11989 | 957.4692 | 19957.06
1.3904 | 49.8333 | -0.22993 | 916.6469 | 19914.9886 | 1.3904 | 49.9149 | -0.11988 | 957.4515 | 19957.05
1.3908 | 49.8332 | -0.22992 | 916.6354 | 19914.9646 | 1.3908 | 49.9148 | -0.11988 | 957.4452 | 19957.04
1.3912 | 49.8332 | -0.22991 | 916.6009 | 19914.9407 | 1.3912 | 49.9148 | -0.11988 | 957.4275 | 19957.03
1.3916 | 49.8331 | -0.22991 | 916.5894 | 19914.9167 | 1.3916 | 49.9148 | -0.11988 | 957.4213 | 19957.02
1.392 | 49.8331 | -0.2299 | 916.5549 | 19914.8927 | 1.392 | 49.9148 | -0.11988 | 957.4035 | 19957
1.3924 | 49.833 | -0.2299 | 916.5435 | 19914.8687 | 1.3924 | 49.9147 | -0.11988 | 957.3973 | 19956.99
1.3928 | 49.833 | -0.22989 | 916.509 | 19914.8447 | 1.3928 | 49.9147 | -0.11988 | 957.3795 | 19956.98
1.3932 | 49.8329 | -0.22988 | 916.4975 | 19914.8208 | 1.3932 | 49.9147 | -0.11987 | 957.3733 | 19956.97
1.3936 | 49.8329 | -0.22988 | 916.463 | 19914.7968 | 1.3936 | 49.9147 | -0.11987 | 957.3556 | 19956.95
1.394 | 49.8328 | -0.22987 | 916.4515 | 19914.7728 | 1.394 | 49.9147 | -0.11987 | 957.3493 | 19956.94
1.3944 | 49.8328 | -0.22987 | 916.417 | 19914.7488 | 1.3944 | 49.9147 | -0.11987 | 957.3316 | 19956.93
1.3948 | 49.8327 | -0.22986 | 916.4055 | 19914.7249 | 1.3948 | 49.9146 | -0.11987 | 957.3254 | 19956.92
1.3952 | 49.8327 | -0.22986 | 916.371 | 19914.7009 | 1.3952 | 49.9146 | -0.11987 | 957.3076 | 19956.91
1.3956 | 49.8326 | -0.22985 | 916.3596 | 19914.6769 | 1.3956 | 49.9145 | -0.11987 | 957.3014 | 19956.89
1.396 | 49.8326 | -0.22985 | 916.3251 | 19914.6529 | 1.396 | 49.9145 | -0.11986 | 957.2836 | 19956.88
1.3964 | 49.8325 | -0.22984 | 916.3136 | 19914.629 | 1.3964 | 49.9145 | -0.11986 | 957.2774 | 19956.87
1.3968 | 49.8325 | -0.22984 | 916.2791 | 19914.605 | 1.3968 | 49.9145 | -0.11986 | 957.2597 | 19956.86
1.3972 | 49.8324 | -0.22983 | 916.2676 | 19914.581 | 1.3972 | 49.9145 | -0.11986 | 957.2534 | 19956.84
1.3976 | 49.8324 | -0.22983 | 916.2331 | 19914.557 | 1.3976 | 49.9145 | -0.11986 | 957.2357 | 19956.83
1.398 | 49.8324 | -0.22982 | 916.2217 | 19914.5331 | 1.398 | 49.9144 | -0.11986 | 957.2295 | 19956.82
1.3984 | 49.8324 | -0.22981 | 916.1872 | 19914.5091 | 1.3984 | 49.9144 | -0.11986 | 957.2117 | 19956.81
1.3988 | 49.8323 | -0.22981 | 916.1757 | 19914.4851 | 1.3988 | 49.9144 | -0.11985 | 957.2055 | 19956.8
1.3992 | 49.8323 | -0.2298 | 916.1412 | 19914.4611 | 1.3992 | 49.9144 | -0.11985 | 957.1878 | 19956.78
1.3996 | 49.8322 | -0.2298 | 916.1298 | 19914.4372 | 1.3996 | 49.9143 | -0.11985 | 957.1815 | 19956.77
1.4 | 49.8322 | -0.22979 | 916.0865 | 19914.4132 | 1.4 | 49.9143 | -0.11985 | 957.1638 | 19956.76
1.4004 | 49.8321 | -0.22917 | 918.5369 | 19914.3892 | 1.4004 | 49.9143 | -0.11985 | 957.1576 | 19956.75
1.4008 | 49.8321 | -0.22957 | 916.9029 | 19914.3652 | 1.4008 | 49.9143 | -0.11985 | 957.1398 | 19956.73
1.4012 | 49.832 | -0.22974 | 916.1551 | 19914.3413 | 1.4012 | 49.9142 | -0.11985 | 957.1336 | 19956.72
1.4016 | 49.832 | -0.22968 | 916.3524 | 19914.3173 | 1.4016 | 49.9142 | -0.11984 | 957.1158 | 19956.71
1.402 | 49.8319 | -0.22977 | 915.9387 | 19914.2933 | 1.402 | 49.9142 | -0.11984 | 957.1096 | 19956.7
1.4024 | 49.8319 | -0.2299 | 915.3794 | 19914.2694 | 1.4024 | 49.9142 | -0.11984 | 957.0919 | 19956.68
1.4028 | 49.8318 | -0.22972 | 916.0708 | 19914.2454 | 1.4028 | 49.9141 | -0.11984 | 957.0857 | 19956.67
1.4032 | 49.8318 | -0.22975 | 915.8992 | 19914.2214 | 1.4032 | 49.9141 | -0.11984 | 957.0679 | 19956.66
1.4036 | 49.8317 | -0.22974 | 915.9069 | 19914.1974 | 1.4036 | 49.9141 | -0.11984 | 957.0617 | 19956.65
1.404 | 49.8317 | -0.22974 | 915.865 | 19914.1735 | 1.404 | 49.9141 | -0.11984 | 957.0439 | 19956.64
1.4044 | 49.8316 | -0.22973 | 915.8543 | 19914.1495 | 1.4044 | 49.914 | -0.11983 | 957.0377 | 19956.62
1.4048 | 49.8316 | -0.22973 | 915.8198 | 19914.1255 | 1.4048 | 49.914 | -0.11983 | 957.02 | 19956.61
1.4052 | 49.8315 | -0.22972 | 915.8086 | 19914.1016 | 1.4052 | 49.914 | -0.11983 | 957.0138 | 19956.6
1.4056 | 49.8315 | -0.22971 | 915.7737 | 19914.0776 | 1.4056 | 49.914 | -0.11983 | 956.996 | 19956.59
1.406 | 49.8314 | -0.22971 | 915.7627 | 19914.0536 | 1.406 | 49.9139 | -0.11983 | 956.9898 | 19956.57
1.4064 | 49.8314 | -0.2297 | 915.7277 | 19914.0297 | 1.4064 | 49.9139 | -0.11983 | 956.972 | 19956.56
1.4068 | 49.8313 | -0.2297 | 915.7168 | 19914.0057 | 1.4068 | 49.9139 | -0.11982 | 956.9658 | 19956.55
1.4072 | 49.8313 | -0.22969 | 915.6818 | 19913.9817 | 1.4072 | 49.9139 | -0.11982 | 956.9481 | 19956.54
1.4076 | 49.8312 | -0.22968 | 915.6708 | 19913.9578 | 1.4076 | 49.9138 | -0.11982 | 956.9419 | 19956.53
1.408 | 49.8312 | -0.22968 | 915.6359 | 19913.9338 | 1.408 | 49.9138 | -0.11982 | 956.9241 | 19956.51
1.4084 | 49.8312 | -0.22967 | 915.6249 | 19913.9098 | 1.4084 | 49.9138 | -0.11982 | 956.9179 | 19956.5
1.4088 | 49.8312 | -0.22967 | 915.5899 | 19913.8859 | 1.4088 | 49.9138 | -0.11982 | 956.9001 | 19956.49
1.4092 | 49.8311 | -0.22966 | 915.579 | 19913.8619 | 1.4092 | 49.9137 | -0.11982 | 956.8939 | 19956.48
1.4096 | 49.8311 | -0.22966 | 915.544 | 19913.8379 | 1.4096 | 49.9137 | -0.11982 | 956.8762 | 19956.46
1.41 | 49.831 | -0.22965 | 915.533 | 19913.814 | 1.41 | 49.9137 | -0.11981 | 956.87 | 19956.45
1.4104 | 49.831 | -0.22965 | 915.4981 | 19913.79 | 1.4104 | 49.9137 | -0.11981 | 956.8522 | 19956.44
1.4108 | 49.8309 | -0.22964 | 915.4871 | 19913.766 | 1.4108 | 49.9136 | -0.11981 | 956.846 | 19956.43
1.4112 | 49.8309 | -0.22964 | 915.4521 | 19913.7421 | 1.4112 | 49.9136 | -0.11981 | 956.8283 | 19956.42
1.4116 | 49.8308 | -0.22963 | 915.4412 | 19913.7181 | 1.4116 | 49.9136 | -0.11981 | 956.8221 | 19956.4
1.412 | 49.8308 | -0.22963 | 915.4062 | 19913.6941 | 1.412 | 49.9136 | -0.11981 | 956.8043 | 19956.39
1.4124 | 49.8307 | -0.22962 | 915.3953 | 19913.6702 | 1.4124 | 49.9136 | -0.1198 | 956.7981 | 19956.38
1.4128 | 49.8307 | -0.22961 | 915.3603 | 19913.6462 | 1.4128 | 49.9136 | -0.1198 | 956.7803 | 19956.37
1.4132 | 49.8306 | -0.22961 | 915.3493 | 19913.6223 | 1.4132 | 49.9135 | -0.1198 | 956.7741 | 19956.35
1.4136 | 49.8306 | -0.2296 | 915.3144 | 19913.5983 | 1.4136 | 49.9135 | -0.1198 | 956.7564 | 19956.34
1.414 | 49.8305 | -0.2296 | 915.3034 | 19913.5743 | 1.414 | 49.9134 | -0.1198 | 956.7502 | 19956.33
1.4144 | 49.8305 | -0.22959 | 915.2684 | 19913.5504 | 1.4144 | 49.9134 | -0.1198 | 956.7324 | 19956.32
1.4148 | 49.8304 | -0.22958 | 915.2575 | 19913.5264 | 1.4148 | 49.9134 | -0.1198 | 956.7262 | 19956.31
1.4152 | 49.8304 | -0.22958 | 915.2225 | 19913.5024 | 1.4152 | 49.9134 | -0.1198 | 956.7085 | 19956.29
1.4156 | 49.8303 | -0.22957 | 915.2116 | 19913.4785 | 1.4156 | 49.9134 | -0.11979 | 956.7023 | 19956.28
1.416 | 49.8303 | -0.22957 | 915.1766 | 19913.4545 | 1.416 | 49.9134 | -0.11979 | 956.6845 | 19956.27
1.4164 | 49.8302 | -0.22956 | 915.1657 | 19913.4306 | 1.4164 | 49.9133 | -0.11979 | 956.6783 | 19956.26
1.4168 | 49.8302 | -0.22956 | 915.1307 | 19913.4066 | 1.4168 | 49.9133 | -0.11979 | 956.6605 | 19956.24
1.4172 | 49.8301 | -0.22955 | 915.1198 | 19913.3826 | 1.4172 | 49.9133 | -0.11979 | 956.6543 | 19956.23
1.4176 | 49.8301 | -0.22955 | 915.0848 | 19913.3587 | 1.4176 | 49.9133 | -0.11979 | 956.6366 | 19956.22
1.418 | 49.8301 | -0.22954 | 915.0738 | 19913.3347 | 1.418 | 49.9132 | -0.11978 | 956.6304 | 19956.21
1.4184 | 49.8301 | -0.22954 | 915.0389 | 19913.3108 | 1.4184 | 49.9132 | -0.11978 | 956.6126 | 19956.2
1.4188 | 49.83 | -0.22953 | 915.0279 | 19913.2868 | 1.4188 | 49.9132 | -0.11978 | 956.6064 | 19956.18
1.4192 | 49.83 | -0.22953 | 914.993 | 19913.2628 | 1.4192 | 49.9132 | -0.11978 | 956.5887 | 19956.17
1.4196 | 49.8299 | -0.22952 | 914.982 | 19913.2389 | 1.4196 | 49.9131 | -0.11978 | 956.5825 | 19956.16
1.42 | 49.8299 | -0.22951 | 914.9471 | 19913.2149 | 1.42 | 49.9131 | -0.11978 | 956.5647 | 19956.15
1.4204 | 49.8298 | -0.22951 | 914.9361 | 19913.191 | 1.4204 | 49.9131 | -0.11978 | 956.5585 | 19956.13
1.4208 | 49.8298 | -0.2295 | 914.9012 | 19913.167 | 1.4208 | 49.9131 | -0.11978 | 956.5408 | 19956.12
1.4212 | 49.8297 | -0.2295 | 914.8902 | 19913.143 | 1.4212 | 49.913 | -0.11977 | 956.5346 | 19956.11
1.4216 | 49.8297 | -0.22949 | 914.8553 | 19913.1191 | 1.4216 | 49.913 | -0.11977 | 956.5168 | 19956.1
1.422 | 49.8296 | -0.22948 | 914.8443 | 19913.0951 | 1.422 | 49.913 | -0.11977 | 956.5106 | 19956.09
1.4224 | 49.8296 | -0.22948 | 914.8094 | 19913.0712 | 1.4224 | 49.913 | -0.11977 | 956.4929 | 19956.07
1.4228 | 49.8295 | -0.22947 | 914.7984 | 19913.0472 | 1.4228 | 49.9129 | -0.11977 | 956.4867 | 19956.06
1.4232 | 49.8295 | -0.22947 | 914.7635 | 19913.0233 | 1.4232 | 49.9129 | -0.11977 | 956.4689 | 19956.05
1.4236 | 49.8294 | -0.22946 | 914.7525 | 19912.9993 | 1.4236 | 49.9129 | -0.11976 | 956.4627 | 19956.04
1.424 | 49.8294 | -0.22946 | 914.7176 | 19912.9754 | 1.424 | 49.9129 | -0.11976 | 956.4449 | 19956.02
1.4244 | 49.8293 | -0.22945 | 914.7066 | 19912.9514 | 1.4244 | 49.9128 | -0.11976 | 956.4388 | 19956.01
1.4248 | 49.8293 | -0.22945 | 914.6717 | 19912.9274 | 1.4248 | 49.9128 | -0.11976 | 956.421 | 19956
1.4252 | 49.8292 | -0.22944 | 914.6608 | 19912.9035 | 1.4252 | 49.9128 | -0.11976 | 956.4148 | 19955.99
1.4256 | 49.8292 | -0.22944 | 914.6258 | 19912.8795 | 1.4256 | 49.9128 | -0.11976 | 956.397 | 19955.98
1.426 | 49.8291 | -0.22943 | 914.6149 | 19912.8556 | 1.426 | 49.9127 | -0.11976 | 956.3909 | 19955.96
1.4264 | 49.8291 | -0.22943 | 914.5799 | 19912.8316 | 1.4264 | 49.9127 | -0.11975 | 956.3731 | 19955.95
1.4268 | 49.829 | -0.22942 | 914.569 | 19912.8077 | 1.4268 | 49.9127 | -0.11975 | 956.3669 | 19955.94
1.4272 | 49.829 | -0.22942 | 914.5341 | 19912.7837 | 1.4272 | 49.9127 | -0.11975 | 956.3491 | 19955.93
1.4276 | 49.829 | -0.22941 | 914.5231 | 19912.7598 | 1.4276 | 49.9126 | -0.11975 | 956.343 | 19955.91
1.428 | 49.829 | -0.2294 | 914.4882 | 19912.7358 | 1.428 | 49.9126 | -0.11975 | 956.3252 | 19955.9
1.4284 | 49.8289 | -0.2294 | 914.4772 | 19912.7119 | 1.4284 | 49.9126 | -0.11975 | 956.319 | 19955.89
1.4288 | 49.8289 | -0.22939 | 914.4423 | 19912.6879 | 1.4288 | 49.9126 | -0.11975 | 956.3012 | 19955.88
1.4292 | 49.8288 | -0.22938 | 914.4313 | 19912.664 | 1.4292 | 49.9125 | -0.11974 | 956.2951 | 19955.87
1.4296 | 49.8288 | -0.22938 | 914.3964 | 19912.64 | 1.4296 | 49.9125 | -0.11974 | 956.2773 | 19955.85
1.43 | 49.8287 | -0.22937 | 914.3855 | 19912.6161 | 1.43 | 49.9125 | -0.11974 | 956.2711 | 19955.84
1.4304 | 49.8287 | -0.22937 | 914.3505 | 19912.5921 | 1.4304 | 49.9125 | -0.11974 | 956.2533 | 19955.83
1.4308 | 49.8286 | -0.22936 | 914.3396 | 19912.5681 | 1.4308 | 49.9124 | -0.11974 | 956.2472 | 19955.82
1.4312 | 49.8286 | -0.22936 | 914.3047 | 19912.5442 | 1.4312 | 49.9124 | -0.11974 | 956.2294 | 19955.8
1.4316 | 49.8285 | -0.22935 | 914.2937 | 19912.5202 | 1.4316 | 49.9124 | -0.11974 | 956.2232 | 19955.79
1.432 | 49.8285 | -0.22935 | 914.2588 | 19912.4963 | 1.432 | 49.9124 | -0.11973 | 956.2054 | 19955.78
1.4324 | 49.8284 | -0.22934 | 914.2479 | 19912.4723 | 1.4324 | 49.9124 | -0.11973 | 956.1993 | 19955.77
1.4328 | 49.8284 | -0.22934 | 914.2129 | 19912.4484 | 1.4328 | 49.9124 | -0.11973 | 956.1815 | 19955.76
1.4332 | 49.8283 | -0.22933 | 914.202 | 19912.4245 | 1.4332 | 49.9123 | -0.11973 | 956.1753 | 19955.74
1.4336 | 49.8283 | -0.22933 | 914.1671 | 19912.4005 | 1.4336 | 49.9123 | -0.11973 | 956.1576 | 19955.73
1.434 | 49.8282 | -0.22924 | 914.4744 | 19912.3766 | 1.434 | 49.9123 | -0.11973 | 956.1514 | 19955.72
1.4344 | 49.8282 | -0.22921 | 914.5328 | 19912.3526 | 1.4344 | 49.9123 | -0.11973 | 956.1336 | 19955.71
1.4348 | 49.8281 | -0.22927 | 914.2504 | 19912.3287 | 1.4348 | 49.9122 | -0.11972 | 956.1274 | 19955.69
1.4352 | 49.8281 | -0.22939 | 913.7514 | 19912.3047 | 1.4352 | 49.9122 | -0.11972 | 956.1097 | 19955.68
1.4356 | 49.828 | -0.22932 | 913.9822 | 19912.2808 | 1.4356 | 49.9122 | -0.11972 | 956.1035 | 19955.67
1.436 | 49.828 | -0.22928 | 914.0672 | 19912.2568 | 1.436 | 49.9122 | -0.11972 | 956.0857 | 19955.66
1.4364 | 49.8279 | -0.22928 | 914.0445 | 19912.2329 | 1.4364 | 49.9121 | -0.11972 | 956.0795 | 19955.64
1.4368 | 49.8279 | -0.22928 | 913.9891 | 19912.2089 | 1.4368 | 49.9121 | -0.11972 | 956.0618 | 19955.63
1.4372 | 49.8279 | -0.22927 | 913.973 | 19912.185 | 1.4372 | 49.9121 | -0.11972 | 956.0556 | 19955.62
1.4376 | 49.8279 | -0.22927 | 913.9386 | 19912.161 | 1.4376 | 49.9121 | -0.11971 | 956.0378 | 19955.61
1.438 | 49.8278 | -0.22926 | 913.9262 | 19912.1371 | 1.438 | 49.912 | -0.11978 | 955.5173 | 19955.6
1.4384 | 49.8278 | -0.22926 | 913.8923 | 19912.1131 | 1.4384 | 49.912 | -0.1198 | 955.3226 | 19955.58
1.4388 | 49.8277 | -0.22925 | 913.8803 | 19912.0892 | 1.4388 | 49.912 | -0.1197 | 956.0691 | 19955.57
1.4392 | 49.8277 | -0.22925 | 913.8464 | 19912.0653 | 1.4392 | 49.912 | -0.11974 | 955.7817 | 19955.56
1.4396 | 49.8276 | -0.22924 | 913.8345 | 19912.0413 | 1.4396 | 49.9119 | -0.11972 | 955.885 | 19955.55
1.44 | 49.8276 | -0.22924 | 913.8006 | 19912.0174 | 1.44 | 49.9119 | -0.11967 | 956.2462 | 19955.53
1.4404 | 49.8275 | -0.22923 | 913.7886 | 19911.9934 | 1.4404 | 49.9119 | -0.1197 | 955.9678 | 19955.52
1.4408 | 49.8275 | -0.22923 | 913.7547 | 19911.9695 | 1.4408 | 49.9119 | -0.11967 | 956.2094 | 19955.51
1.4412 | 49.8274 | -0.22922 | 913.7428 | 19911.9455 | 1.4412 | 49.9118 | -0.11955 | 957.1531 | 19955.5
1.4416 | 49.8274 | -0.22922 | 913.7089 | 19911.9216 | 1.4416 | 49.9118 | -0.1197 | 955.9298 | 19955.49
1.442 | 49.8273 | -0.22921 | 913.6969 | 19911.8976 | 1.442 | 49.9118 | -0.1197 | 955.8761 | 19955.47
1.4424 | 49.8273 | -0.2292 | 913.6631 | 19911.8737 | 1.4424 | 49.9118 | -0.1197 | 955.9064 | 19955.46
1.4428 | 49.8272 | -0.2292 | 913.6511 | 19911.8498 | 1.4428 | 49.9117 | -0.1197 | 955.8439 | 19955.45
1.4432 | 49.8272 | -0.22919 | 913.6172 | 19911.8258 | 1.4432 | 49.9117 | -0.11969 | 955.8824 | 19955.44
1.4436 | 49.8271 | -0.22919 | 913.6053 | 19911.8019 | 1.4436 | 49.9117 | -0.1197 | 955.8097 | 19955.42
1.444 | 49.8271 | -0.22918 | 913.5714 | 19911.7779 | 1.444 | 49.9117 | -0.11969 | 955.8575 | 19955.41
1.4444 | 49.827 | -0.22917 | 913.5594 | 19911.754 | 1.4444 | 49.9116 | -0.1197 | 955.7731 | 19955.4
1.4448 | 49.827 | -0.22917 | 913.5255 | 19911.7301 | 1.4448 | 49.9116 | -0.11969 | 955.8318 | 19955.39
1.4452 | 49.8269 | -0.22916 | 913.5136 | 19911.7061 | 1.4452 | 49.9116 | -0.11968 | 955.8315 | 19955.38
1.4456 | 49.8269 | -0.22916 | 913.4797 | 19911.6822 | 1.4456 | 49.9116 | -0.11966 | 956.0261 | 19955.36
1.446 | 49.8268 | -0.22915 | 913.4678 | 19911.6582 | 1.446 | 49.9115 | -0.11973 | 955.459 | 19955.35
1.4464 | 49.8268 | -0.22915 | 913.4339 | 19911.6343 | 1.4464 | 49.9115 | -0.11968 | 955.8167 | 19955.34
1.4468 | 49.8268 | -0.22914 | 913.4219 | 19911.6104 | 1.4468 | 49.9115 | -0.11967 | 955.8261 | 19955.33
1.4472 | 49.8268 | -0.22914 | 913.3881 | 19911.5864 | 1.4472 | 49.9115 | -0.11968 | 955.7501 | 19955.31
1.4476 | 49.8267 | -0.22913 | 913.3761 | 19911.5625 | 1.4476 | 49.9114 | -0.11968 | 955.7488 | 19955.3
1.448 | 49.8267 | -0.22913 | 913.3422 | 19911.5385 | 1.448 | 49.9114 | -0.11968 | 955.7265 | 19955.29
1.4484 | 49.8266 | -0.22912 | 913.3303 | 19911.5146 | 1.4484 | 49.9114 | -0.11967 | 955.7211 | 19955.28
1.4488 | 49.8266 | -0.22912 | 913.2964 | 19911.4907 | 1.4488 | 49.9114 | -0.11967 | 955.7027 | 19955.27
1.4492 | 49.8265 | -0.22911 | 913.2845 | 19911.4667 | 1.4492 | 49.9113 | -0.11967 | 955.6969 | 19955.25
1.4496 | 49.8265 | -0.2291 | 913.2506 | 19911.4428 | 1.4496 | 49.9113 | -0.11967 | 955.6787 | 19955.24
1.45 | 49.8264 | -0.2291 | 913.2386 | 19911.4188 | 1.45 | 49.9113 | -0.11967 | 955.6729 | 19955.23
1.4504 | 49.8264 | -0.22909 | 913.2048 | 19911.3949 | 1.4504 | 49.9113 | -0.11967 | 955.6548 | 19955.22
1.4508 | 49.8263 | -0.22909 | 913.1928 | 19911.371 | 1.4508 | 49.9113 | -0.11967 | 955.649 | 19955.2
1.4512 | 49.8263 | -0.22908 | 913.1589 | 19911.347 | 1.4512 | 49.9113 | -0.11967 | 955.6309 | 19955.19
1.4516 | 49.8262 | -0.22907 | 913.147 | 19911.3231 | 1.4516 | 49.9112 | -0.11966 | 955.625 | 19955.18
1.452 | 49.8262 | -0.22907 | 913.1131 | 19911.2992 | 1.452 | 49.9112 | -0.11966 | 955.6069 | 19955.17
1.4524 | 49.8261 | -0.22906 | 913.1012 | 19911.2752 | 1.4524 | 49.9111 | -0.11966 | 955.6011 | 19955.16
1.4528 | 49.8261 | -0.22906 | 913.0673 | 19911.2513 | 1.4528 | 49.9111 | -0.11966 | 955.583 | 19955.14
1.4532 | 49.826 | -0.22905 | 913.0554 | 19911.2274 | 1.4532 | 49.9111 | -0.11966 | 955.5772 | 19955.13
1.4536 | 49.826 | -0.22905 | 913.0215 | 19911.2034 | 1.4536 | 49.9111 | -0.11966 | 955.5591 | 19955.12
1.454 | 49.8259 | -0.22904 | 913.0096 | 19911.1795 | 1.454 | 49.9111 | -0.11965 | 955.5533 | 19955.11
1.4544 | 49.8259 | -0.22904 | 912.9757 | 19911.1556 | 1.4544 | 49.9111 | -0.11965 | 955.5351 | 19955.09
1.4548 | 49.8258 | -0.22903 | 912.9638 | 19911.1316 | 1.4548 | 49.911 | -0.11965 | 955.5293 | 19955.08
1.4552 | 49.8258 | -0.22903 | 912.9299 | 19911.1077 | 1.4552 | 49.911 | -0.11965 | 955.5112 | 19955.07
1.4556 | 49.8257 | -0.22902 | 912.918 | 19911.0838 | 1.4556 | 49.911 | -0.11965 | 955.5054 | 19955.06
1.456 | 49.8257 | -0.22902 | 912.8841 | 19911.0598 | 1.456 | 49.911 | -0.11965 | 955.4873 | 19955.05
1.4564 | 49.8257 | -0.22901 | 912.8722 | 19911.0359 | 1.4564 | 49.9109 | -0.11965 | 955.4815 | 19955.03
1.4568 | 49.8257 | -0.22901 | 912.8383 | 19911.012 | 1.4568 | 49.9109 | -0.11965 | 955.4633 | 19955.02
1.4572 | 49.8256 | -0.229 | 912.8264 | 19910.988 | 1.4572 | 49.9109 | -0.11964 | 955.4575 | 19955.01
1.4576 | 49.8256 | -0.22899 | 912.7925 | 19910.9641 | 1.4576 | 49.9109 | -0.11964 | 955.4394 | 19955
1.458 | 49.8255 | -0.22899 | 912.7806 | 19910.9402 | 1.458 | 49.9108 | -0.11964 | 955.4336 | 19954.98
1.4584 | 49.8255 | -0.22898 | 912.7467 | 19910.9162 | 1.4584 | 49.9108 | -0.11964 | 955.4155 | 19954.97
1.4588 | 49.8254 | -0.22897 | 912.7348 | 19910.8923 | 1.4588 | 49.9108 | -0.11964 | 955.4097 | 19954.96
1.4592 | 49.8254 | -0.22897 | 912.7009 | 19910.8684 | 1.4592 | 49.9108 | -0.11964 | 955.3916 | 19954.95
1.4596 | 49.8253 | -0.22896 | 912.689 | 19910.8444 | 1.4596 | 49.9107 | -0.11963 | 955.3857 | 19954.94
1.46 | 49.8253 | -0.22896 | 912.6551 | 19910.8205 | 1.46 | 49.9107 | -0.11963 | 955.3676 | 19954.92
1.4604 | 49.8252 | -0.22895 | 912.6432 | 19910.7966 | 1.4604 | 49.9107 | -0.11963 | 955.3618 | 19954.91
1.4608 | 49.8252 | -0.22895 | 912.6093 | 19910.7727 | 1.4608 | 49.9107 | -0.11963 | 955.3437 | 19954.9
1.4612 | 49.8251 | -0.22894 | 912.5974 | 19910.7487 | 1.4612 | 49.9106 | -0.11963 | 955.3379 | 19954.89
1.4616 | 49.8251 | -0.22894 | 912.5635 | 19910.7248 | 1.4616 | 49.9106 | -0.11963 | 955.3198 | 19954.87
1.462 | 49.825 | -0.22893 | 912.5516 | 19910.7009 | 1.462 | 49.9106 | -0.11963 | 955.314 | 19954.86
1.4624 | 49.825 | -0.22893 | 912.5177 | 19910.6769 | 1.4624 | 49.9106 | -0.11963 | 955.2959 | 19954.85
1.4628 | 49.8249 | -0.22892 | 912.5058 | 19910.653 | 1.4628 | 49.9105 | -0.11962 | 955.29 | 19954.84
1.4632 | 49.8249 | -0.22892 | 912.472 | 19910.6291 | 1.4632 | 49.9105 | -0.11962 | 955.2719 | 19954.83
1.4636 | 49.8248 | -0.22891 | 912.46 | 19910.6052 | 1.4636 | 49.9105 | -0.11962 | 955.2661 | 19954.81
1.464 | 49.8248 | -0.22891 | 912.4262 | 19910.5812 | 1.464 | 49.9105 | -0.11962 | 955.248 | 19954.8
1.4644 | 49.8247 | -0.2289 | 912.4143 | 19910.5573 | 1.4644 | 49.9104 | -0.11962 | 955.2422 | 19954.79
1.4648 | 49.8247 | -0.22889 | 912.3804 | 19910.5334 | 1.4648 | 49.9104 | -0.11962 | 955.2241 | 19954.78
1.4652 | 49.8246 | -0.22889 | 912.3685 | 19910.5094 | 1.4652 | 49.9104 | -0.11961 | 955.2183 | 19954.76
1.4656 | 49.8246 | -0.22888 | 912.3346 | 19910.4855 | 1.4656 | 49.9104 | -0.11961 | 955.2002 | 19954.75
1.466 | 49.8246 | -0.22888 | 912.3227 | 19910.4616 | 1.466 | 49.9103 | -0.11961 | 955.1944 | 19954.74
1.4664 | 49.8246 | -0.22887 | 912.2888 | 19910.4377 | 1.4664 | 49.9103 | -0.11961 | 955.1762 | 19954.73
1.4668 | 49.8245 | -0.22886 | 912.2769 | 19910.4137 | 1.4668 | 49.9103 | -0.11961 | 955.1704 | 19954.72
1.4672 | 49.8245 | -0.22886 | 912.2431 | 19910.3898 | 1.4672 | 49.9103 | -0.11961 | 955.1523 | 19954.7
1.4676 | 49.8244 | -0.22885 | 912.2312 | 19910.3659 | 1.4676 | 49.9102 | -0.11961 | 955.1465 | 19954.69
1.468 | 49.8244 | -0.22885 | 912.1973 | 19910.342 | 1.468 | 49.9102 | -0.11961 | 955.1284 | 19954.68
1.4684 | 49.8243 | -0.22884 | 912.1854 | 19910.318 | 1.4684 | 49.9102 | -0.1196 | 955.1226 | 19954.67
1.4688 | 49.8243 | -0.22884 | 912.1515 | 19910.2941 | 1.4688 | 49.9102 | -0.1196 | 955.1045 | 19954.65
1.4692 | 49.8242 | -0.22883 | 912.1396 | 19910.2702 | 1.4692 | 49.9102 | -0.1196 | 955.0987 | 19954.64
1.4696 | 49.8242 | -0.22883 | 912.1058 | 19910.2463 | 1.4696 | 49.9102 | -0.1196 | 955.0806 | 19954.63
1.47 | 49.8241 | -0.22882 | 912.0939 | 19910.2224 | 1.47 | 49.9101 | -0.1196 | 955.0747 | 19954.62
1.4704 | 49.8241 | -0.22882 | 912.06 | 19910.1984 | 1.4704 | 49.9101 | -0.1196 | 955.0566 | 19954.61
1.4708 | 49.824 | -0.22881 | 912.0481 | 19910.1745 | 1.4708 | 49.91 | -0.11959 | 955.0508 | 19954.59
1.4712 | 49.824 | -0.22881 | 912.0142 | 19910.1506 | 1.4712 | 49.91 | -0.11959 | 955.0327 | 19954.58
1.4716 | 49.8239 | -0.2288 | 912.0024 | 19910.1267 | 1.4716 | 49.91 | -0.11959 | 955.0269 | 19954.57
1.472 | 49.8239 | -0.22879 | 911.9685 | 19910.1027 | 1.472 | 49.91 | -0.11959 | 955.0088 | 19954.56
1.4724 | 49.8238 | -0.22879 | 911.9566 | 19910.0788 | 1.4724 | 49.91 | -0.11959 | 955.003 | 19954.54
1.4728 | 49.8238 | -0.22878 | 911.9227 | 19910.0549 | 1.4728 | 49.91 | -0.11959 | 954.9849 | 19954.53
1.4732 | 49.8237 | -0.22878 | 911.9108 | 19910.031 | 1.4732 | 49.9099 | -0.11959 | 954.9791 | 19954.52
1.4736 | 49.8237 | -0.22877 | 911.877 | 19910.0071 | 1.4736 | 49.9099 | -0.11958 | 954.961 | 19954.51
1.474 | 49.8236 | -0.22876 | 911.8651 | 19909.9831 | 1.474 | 49.9099 | -0.11958 | 954.9552 | 19954.5
1.4744 | 49.8236 | -0.22876 | 911.8312 | 19909.9592 | 1.4744 | 49.9099 | -0.11958 | 954.9371 | 19954.48
1.4748 | 49.8235 | -0.22875 | 911.8193 | 19909.9353 | 1.4748 | 49.9098 | -0.11958 | 954.9312 | 19954.47
1.4752 | 49.8235 | -0.22875 | 911.7855 | 19909.9114 | 1.4752 | 49.9098 | -0.11958 | 954.9131 | 19954.46
1.4756 | 49.8235 | -0.22874 | 911.7736 | 19909.8875 | 1.4756 | 49.9098 | -0.11958 | 954.9073 | 19954.45
1.476 | 49.8235 | -0.22874 | 911.7397 | 19909.8635 | 1.476 | 49.9098 | -0.11958 | 954.8892 | 19954.43
1.4764 | 49.8234 | -0.22873 | 911.7278 | 19909.8396 | 1.4764 | 49.9097 | -0.11957 | 954.8834 | 19954.42
1.4768 | 49.8234 | -0.22873 | 911.694 | 19909.8157 | 1.4768 | 49.9097 | -0.11957 | 954.8653 | 19954.41
1.4772 | 49.8233 | -0.22872 | 911.6821 | 19909.7918 | 1.4772 | 49.9097 | -0.11957 | 954.8595 | 19954.4
1.4776 | 49.8233 | -0.22872 | 911.6482 | 19909.7679 | 1.4776 | 49.9097 | -0.11957 | 954.8414 | 19954.39
1.478 | 49.8232 | -0.22871 | 911.6364 | 19909.744 | 1.478 | 49.9096 | -0.11957 | 954.8356 | 19954.37
1.4784 | 49.8232 | -0.22871 | 911.6025 | 19909.72 | 1.4784 | 49.9096 | -0.11957 | 954.8175 | 19954.36
1.4788 | 49.8231 | -0.2287 | 911.5906 | 19909.6961 | 1.4788 | 49.9096 | -0.11957 | 954.8117 | 19954.35
1.4792 | 49.8231 | -0.2287 | 911.5567 | 19909.6722 | 1.4792 | 49.9096 | -0.11956 | 954.7936 | 19954.34
1.4796 | 49.823 | -0.22869 | 911.5449 | 19909.6483 | 1.4796 | 49.9095 | -0.11956 | 954.7878 | 19954.32
1.48 | 49.823 | -0.22868 | 911.511 | 19909.6244 | 1.48 | 49.9095 | -0.11956 | 954.7697 | 19954.31
1.4804 | 49.8229 | -0.22868 | 911.4991 | 19909.6005 | 1.4804 | 49.9095 | -0.11956 | 954.7638 | 19954.3
1.4808 | 49.8229 | -0.22867 | 911.4653 | 19909.5765 | 1.4808 | 49.9095 | -0.11956 | 954.7457 | 19954.29
1.4812 | 49.8228 | -0.22867 | 911.4534 | 19909.5526 | 1.4812 | 49.9094 | -0.11956 | 954.7399 | 19954.28
1.4816 | 49.8228 | -0.22866 | 911.4195 | 19909.5287 | 1.4816 | 49.9094 | -0.11956 | 954.7218 | 19954.26
1.482 | 49.8227 | -0.22865 | 911.4077 | 19909.5048 | 1.482 | 49.9094 | -0.11955 | 954.716 | 19954.25
1.4824 | 49.8227 | -0.22865 | 911.3738 | 19909.4809 | 1.4824 | 49.9094 | -0.11955 | 954.6979 | 19954.24
1.4828 | 49.8226 | -0.22864 | 911.3619 | 19909.457 | 1.4828 | 49.9093 | -0.11955 | 954.6921 | 19954.23
1.4832 | 49.8226 | -0.22864 | 911.3281 | 19909.4331 | 1.4832 | 49.9093 | -0.11955 | 954.674 | 19954.21
1.4836 | 49.8225 | -0.22863 | 911.3162 | 19909.4091 | 1.4836 | 49.9093 | -0.11955 | 954.6682 | 19954.2
1.484 | 49.8225 | -0.22863 | 911.2824 | 19909.3852 | 1.484 | 49.9093 | -0.11955 | 954.6501 | 19954.19
1.4844 | 49.8224 | -0.22862 | 911.2705 | 19909.3613 | 1.4844 | 49.9092 | -0.11955 | 954.6443 | 19954.18
1.4848 | 49.8224 | -0.22862 | 911.2366 | 19909.3374 | 1.4848 | 49.9092 | -0.11954 | 954.6262 | 19954.17
1.4852 | 49.8224 | -0.22861 | 911.2248 | 19909.3135 | 1.4852 | 49.9092 | -0.11954 | 954.6204 | 19954.15
1.4856 | 49.8224 | -0.22861 | 911.1909 | 19909.2896 | 1.4856 | 49.9092 | -0.11954 | 954.6023 | 19954.14
1.486 | 49.8223 | -0.2286 | 911.1791 | 19909.2657 | 1.486 | 49.9091 | -0.11954 | 954.5965 | 19954.13
1.4864 | 49.8223 | -0.2286 | 911.1452 | 19909.2418 | 1.4864 | 49.9091 | -0.11954 | 954.5784 | 19954.12
1.4868 | 49.8222 | -0.22859 | 911.1333 | 19909.2178 | 1.4868 | 49.9091 | -0.11954 | 954.5726 | 19954.1
1.4872 | 49.8222 | -0.22858 | 911.0995 | 19909.1939 | 1.4872 | 49.9091 | -0.11954 | 954.5545 | 19954.09
1.4876 | 49.8221 | -0.22858 | 911.0876 | 19909.17 | 1.4876 | 49.9091 | -0.11953 | 954.5487 | 19954.08
1.488 | 49.8221 | -0.22857 | 911.0538 | 19909.1461 | 1.488 | 49.9091 | -0.11953 | 954.5306 | 19954.07
1.4884 | 49.822 | -0.22857 | 911.0419 | 19909.1222 | 1.4884 | 49.909 | -0.11953 | 954.5248 | 19954.06
1.4888 | 49.822 | -0.22856 | 911.008 | 19909.0983 | 1.4888 | 49.909 | -0.11953 | 954.5067 | 19954.04
1.4892 | 49.8219 | -0.22855 | 910.9962 | 19909.0744 | 1.4892 | 49.9089 | -0.11953 | 954.5009 | 19954.03
1.4896 | 49.8219 | -0.22855 | 910.9623 | 19909.0505 | 1.4896 | 49.9089 | -0.11953 | 954.4828 | 19954.02
1.49 | 49.8218 | -0.22854 | 910.9505 | 19909.0266 | 1.49 | 49.9089 | -0.11953 | 954.4769 | 19954.01
1.4904 | 49.8218 | -0.22854 | 910.9166 | 19909.0027 | 1.4904 | 49.9089 | -0.11952 | 954.4589 | 19953.99
1.4908 | 49.8217 | -0.22853 | 910.9048 | 19908.9787 | 1.4908 | 49.9089 | -0.11952 | 954.453 | 19953.98
1.4912 | 49.8217 | -0.22853 | 910.8709 | 19908.9548 | 1.4912 | 49.9089 | -0.11952 | 954.4349 | 19953.97
1.4916 | 49.8216 | -0.22852 | 910.8591 | 19908.9309 | 1.4916 | 49.9088 | -0.11952 | 954.4291 | 19953.96
1.492 | 49.8216 | -0.22852 | 910.8252 | 19908.907 | 1.492 | 49.9088 | -0.11952 | 954.411 | 19953.95
1.4924 | 49.8215 | -0.22851 | 910.8134 | 19908.8831 | 1.4924 | 49.9088 | -0.11952 | 954.4052 | 19953.93
1.4928 | 49.8215 | -0.22851 | 910.7795 | 19908.8592 | 1.4928 | 49.9088 | -0.11952 | 954.3871 | 19953.92
1.4932 | 49.8214 | -0.2285 | 910.7677 | 19908.8353 | 1.4932 | 49.9087 | -0.11951 | 954.3813 | 19953.91
1.4936 | 49.8214 | -0.2285 | 910.7338 | 19908.8114 | 1.4936 | 49.9087 | -0.11951 | 954.3632 | 19953.9
1.494 | 49.8214 | -0.22849 | 910.722 | 19908.7875 | 1.494 | 49.9087 | -0.11951 | 954.3574 | 19953.88
1.4944 | 49.8214 | -0.22849 | 910.6881 | 19908.7636 | 1.4944 | 49.9087 | -0.11951 | 954.3393 | 19953.87
1.4948 | 49.8213 | -0.22848 | 910.6763 | 19908.7397 | 1.4948 | 49.9086 | -0.11951 | 954.3335 | 19953.86
1.4952 | 49.8213 | -0.22847 | 910.6424 | 19908.7158 | 1.4952 | 49.9086 | -0.11951 | 954.3154 | 19953.85
1.4956 | 49.8212 | -0.22847 | 910.6306 | 19908.6919 | 1.4956 | 49.9086 | -0.1195 | 954.3096 | 19953.84
1.496 | 49.8212 | -0.22846 | 910.5967 | 19908.668 | 1.496 | 49.9086 | -0.1195 | 954.2915 | 19953.82
1.4964 | 49.8211 | -0.22846 | 910.5849 | 19908.6441 | 1.4964 | 49.9085 | -0.1195 | 954.2857 | 19953.81
1.4968 | 49.8211 | -0.22845 | 910.551 | 19908.6202 | 1.4968 | 49.9085 | -0.1195 | 954.2676 | 19953.8
1.4972 | 49.821 | -0.22844 | 910.5392 | 19908.5963 | 1.4972 | 49.9085 | -0.1195 | 954.2618 | 19953.79
1.4976 | 49.821 | -0.22844 | 910.5053 | 19908.5724 | 1.4976 | 49.9085 | -0.1195 | 954.2437 | 19953.77
1.498 | 49.8209 | -0.22843 | 910.4935 | 19908.5484 | 1.498 | 49.9084 | -0.1195 | 954.2379 | 19953.76
1.4984 | 49.8209 | -0.22843 | 910.4597 | 19908.5245 | 1.4984 | 49.9084 | -0.1195 | 954.2198 | 19953.75
1.4988 | 49.8208 | -0.22842 | 910.4478 | 19908.5006 | 1.4988 | 49.9084 | -0.11949 | 954.214 | 19953.74
1.4992 | 49.8208 | -0.22842 | 910.414 | 19908.4767 | 1.4992 | 49.9084 | -0.11949 | 954.1959 | 19953.73
1.4996 | 49.8207 | -0.22841 | 910.4022 | 19908.4528 | 1.4996 | 49.9083 | -0.11949 | 954.1901 | 19953.71
1.5 | 49.8207 | -0.22841 | 910.3683 | 19908.4289 | 1.5 | 49.9083 | -0.11949 | 954.172 | 19953.7
1.5004 | 49.8206 | -0.2284 | 910.3565 | 19908.405 | 1.5004 | 49.9083 | -0.11949 | 954.1662 | 19953.69
1.5008 | 49.8206 | -0.2284 | 910.3226 | 19908.3811 | 1.5008 | 49.9083 | -0.11949 | 954.1481 | 19953.68
1.5012 | 49.8205 | -0.22839 | 910.3108 | 19908.3572 | 1.5012 | 49.9082 | -0.11948 | 954.1423 | 19953.66
1.5016 | 49.8205 | -0.22839 | 910.2769 | 19908.3333 | 1.5016 | 49.9082 | -0.11948 | 954.1242 | 19953.65
1.502 | 49.8204 | -0.22838 | 910.2651 | 19908.3094 | 1.502 | 49.9082 | -0.11948 | 954.1184 | 19953.64
1.5024 | 49.8204 | -0.22837 | 910.2313 | 19908.2855 | 1.5024 | 49.9082 | -0.11948 | 954.1003 | 19953.63
1.5028 | 49.8203 | -0.22837 | 910.2194 | 19908.2616 | 1.5028 | 49.9081 | -0.11948 | 954.0945 | 19953.62
1.5032 | 49.8203 | -0.22836 | 910.1856 | 19908.2377 | 1.5032 | 49.9081 | -0.11948 | 954.0764 | 19953.6
1.5036 | 49.8203 | -0.22836 | 910.1738 | 19908.2138 | 1.5036 | 49.9081 | -0.11948 | 954.0706 | 19953.59
1.504 | 49.8203 | -0.22835 | 910.1399 | 19908.1899 | 1.504 | 49.9081 | -0.11948 | 954.0526 | 19953.58
1.5044 | 49.8202 | -0.22834 | 910.1281 | 19908.166 | 1.5044 | 49.908 | -0.11947 | 954.0467 | 19953.57
1.5048 | 49.8202 | -0.22834 | 910.0942 | 19908.1421 | 1.5048 | 49.908 | -0.11947 | 954.0287 | 19953.55
1.5052 | 49.8201 | -0.22833 | 910.0824 | 19908.1182 | 1.5052 | 49.908 | -0.11947 | 954.0229 | 19953.54
1.5056 | 49.8201 | -0.22833 | 910.0486 | 19908.0943 | 1.5056 | 49.908 | -0.11947 | 954.0048 | 19953.53
1.506 | 49.82 | -0.22832 | 910.0368 | 19908.0704 | 1.506 | 49.9079 | -0.11947 | 953.999 | 19953.52
1.5064 | 49.82 | -0.22832 | 910.0029 | 19908.0465 | 1.5064 | 49.9079 | -0.11947 | 953.9809 | 19953.51
1.5068 | 49.8199 | -0.22831 | 909.9911 | 19908.0226 | 1.5068 | 49.9079 | -0.11946 | 953.9751 | 19953.49
1.5072 | 49.8199 | -0.22831 | 909.9572 | 19907.9988 | 1.5072 | 49.9079 | -0.11946 | 953.957 | 19953.48
1.5076 | 49.8198 | -0.2283 | 909.9455 | 19907.9749 | 1.5076 | 49.9079 | -0.11946 | 953.9512 | 19953.47
1.508 | 49.8198 | -0.2283 | 909.9116 | 19907.951 | 1.508 | 49.9079 | -0.11946 | 953.9331 | 19953.46
1.5084 | 49.8197 | -0.22829 | 909.8998 | 19907.9271 | 1.5084 | 49.9078 | -0.11946 | 953.9273 | 19953.44
1.5088 | 49.8197 | -0.22829 | 909.8659 | 19907.9032 | 1.5088 | 49.9078 | -0.11946 | 953.9092 | 19953.43
1.5092 | 49.8196 | -0.22828 | 909.8541 | 19907.8793 | 1.5092 | 49.9078 | -0.11946 | 953.9034 | 19953.42
1.5096 | 49.8196 | -0.22828 | 909.8203 | 19907.8554 | 1.5096 | 49.9078 | -0.11946 | 953.8853 | 19953.41
1.51 | 49.8195 | -0.22827 | 909.8085 | 19907.8315 | 1.51 | 49.9077 | -0.11945 | 953.8795 | 19953.4
1.5104 | 49.8195 | -0.22826 | 909.7746 | 19907.8076 | 1.5104 | 49.9077 | -0.11945 | 953.8614 | 19953.38
1.5108 | 49.8194 | -0.22826 | 909.7628 | 19907.7837 | 1.5108 | 49.9077 | -0.11945 | 953.8556 | 19953.37
1.5112 | 49.8194 | -0.22825 | 909.729 | 19907.7598 | 1.5112 | 49.9077 | -0.11945 | 953.8375 | 19953.36
1.5116 | 49.8193 | -0.22825 | 909.7172 | 19907.7359 | 1.5116 | 49.9076 | -0.11945 | 953.8317 | 19953.35
1.512 | 49.8193 | -0.22824 | 909.6833 | 19907.712 | 1.512 | 49.9076 | -0.11945 | 953.8136 | 19953.33
1.5124 | 49.8193 | -0.22823 | 909.6715 | 19907.6881 | 1.5124 | 49.9076 | -0.11944 | 953.8078 | 19953.32
1.5128 | 49.8193 | -0.22823 | 909.6377 | 19907.6642 | 1.5128 | 49.9076 | -0.11944 | 953.7897 | 19953.31
1.5132 | 49.8192 | -0.22822 | 909.6259 | 19907.6403 | 1.5132 | 49.9075 | -0.11944 | 953.7839 | 19953.3
1.5136 | 49.8192 | -0.22822 | 909.592 | 19907.6164 | 1.5136 | 49.9075 | -0.11944 | 953.7659 | 19953.29
1.514 | 49.8191 | -0.22821 | 909.5803 | 19907.5926 | 1.514 | 49.9075 | -0.11944 | 953.7601 | 19953.27
1.5144 | 49.8191 | -0.22821 | 909.5464 | 19907.5687 | 1.5144 | 49.9075 | -0.11944 | 953.742 | 19953.26
1.5148 | 49.819 | -0.2282 | 909.5346 | 19907.5448 | 1.5148 | 49.9074 | -0.11944 | 953.7362 | 19953.25
1.5152 | 49.819 | -0.2282 | 909.5008 | 19907.5209 | 1.5152 | 49.9074 | -0.11944 | 953.7181 | 19953.24
1.5156 | 49.8189 | -0.22819 | 909.489 | 19907.497 | 1.5156 | 49.9074 | -0.11943 | 953.7123 | 19953.22
1.516 | 49.8189 | -0.22819 | 909.4551 | 19907.4731 | 1.516 | 49.9074 | -0.11943 | 953.6942 | 19953.21
1.5164 | 49.8188 | -0.22818 | 909.4433 | 19907.4492 | 1.5164 | 49.9073 | -0.11943 | 953.6884 | 19953.2
1.5168 | 49.8188 | -0.22818 | 909.4095 | 19907.4253 | 1.5168 | 49.9073 | -0.11943 | 953.6703 | 19953.19
1.5172 | 49.8187 | -0.22817 | 909.3977 | 19907.4014 | 1.5172 | 49.9073 | -0.11943 | 953.6645 | 19953.18
1.5176 | 49.8187 | -0.22817 | 909.3638 | 19907.3775 | 1.5176 | 49.9073 | -0.11943 | 953.6464 | 19953.16
1.518 | 49.8186 | -0.22816 | 909.3521 | 19907.3536 | 1.518 | 49.9072 | -0.11942 | 953.6406 | 19953.15
1.5184 | 49.8186 | -0.22815 | 909.3182 | 19907.3298 | 1.5184 | 49.9072 | -0.11942 | 953.6225 | 19953.14
1.5188 | 49.8185 | -0.22815 | 909.3064 | 19907.3059 | 1.5188 | 49.9072 | -0.11942 | 953.6167 | 19953.13
1.5192 | 49.8185 | -0.22814 | 909.2726 | 19907.282 | 1.5192 | 49.9072 | -0.11942 | 953.5987 | 19953.11
1.5196 | 49.8184 | -0.22814 | 909.2608 | 19907.2581 | 1.5196 | 49.9071 | -0.11942 | 953.5929 | 19953.1
1.52 | 49.8184 | -0.22813 | 909.227 | 19907.2342 | 1.52 | 49.9071 | -0.11942 | 953.5748 | 19953.09
1.5204 | 49.8183 | -0.22812 | 909.2152 | 19907.2103 | 1.5204 | 49.9071 | -0.11942 | 953.569 | 19953.08
1.5208 | 49.8183 | -0.22812 | 909.1813 | 19907.1864 | 1.5208 | 49.9071 | -0.11941 | 953.5509 | 19953.07
1.5212 | 49.8182 | -0.22811 | 909.1696 | 19907.1625 | 1.5212 | 49.907 | -0.11941 | 953.5451 | 19953.05
1.5216 | 49.8182 | -0.22811 | 909.1357 | 19907.1387 | 1.5216 | 49.907 | -0.11941 | 953.527 | 19953.04
1.522 | 49.8182 | -0.2281 | 909.1239 | 19907.1148 | 1.522 | 49.907 | -0.11941 | 953.5212 | 19953.03
1.5224 | 49.8182 | -0.2281 | 909.0901 | 19907.0909 | 1.5224 | 49.907 | -0.11941 | 953.5031 | 19953.02
1.5228 | 49.8181 | -0.22809 | 909.0783 | 19907.067 | 1.5228 | 49.907 | -0.11941 | 953.4973 | 19953
1.5232 | 49.8181 | -0.22809 | 909.0445 | 19907.0431 | 1.5232 | 49.907 | -0.11941 | 953.4792 | 19952.99
1.5236 | 49.818 | -0.22808 | 909.0327 | 19907.0192 | 1.5236 | 49.9069 | -0.1194 | 953.4734 | 19952.98
1.524 | 49.818 | -0.22808 | 908.9989 | 19906.9953 | 1.524 | 49.9069 | -0.1194 | 953.4554 | 19952.97
1.5244 | 49.8179 | -0.22807 | 908.9871 | 19906.9715 | 1.5244 | 49.9068 | -0.1194 | 953.4496 | 19952.96
1.5248 | 49.8179 | -0.22807 | 908.9532 | 19906.9476 | 1.5248 | 49.9068 | -0.1194 | 953.4315 | 19952.94
1.5252 | 49.8178 | -0.22806 | 908.9415 | 19906.9237 | 1.5252 | 49.9068 | -0.1194 | 953.4257 | 19952.93
1.5256 | 49.8178 | -0.22806 | 908.9076 | 19906.8998 | 1.5256 | 49.9068 | -0.1194 | 953.4076 | 19952.92
1.526 | 49.8177 | -0.22805 | 908.8959 | 19906.8759 | 1.526 | 49.9068 | -0.1194 | 953.4018 | 19952.91
1.5264 | 49.8177 | -0.22804 | 908.862 | 19906.852 | 1.5264 | 49.9068 | -0.11939 | 953.3837 | 19952.89
1.5268 | 49.8176 | -0.22804 | 908.8503 | 19906.8282 | 1.5268 | 49.9067 | -0.11939 | 953.3779 | 19952.88
1.5272 | 49.8176 | -0.22803 | 908.8164 | 19906.8043 | 1.5272 | 49.9067 | -0.11939 | 953.3598 | 19952.87
1.5276 | 49.8175 | -0.22802 | 908.8047 | 19906.7804 | 1.5276 | 49.9067 | -0.11939 | 953.3541 | 19952.86
1.528 | 49.8175 | -0.22802 | 908.7708 | 19906.7565 | 1.528 | 49.9067 | -0.11939 | 953.336 | 19952.85
1.5284 | 49.8174 | -0.22801 | 908.7591 | 19906.7326 | 1.5284 | 49.9066 | -0.11939 | 953.3302 | 19952.83
1.5288 | 49.8174 | -0.22801 | 908.7252 | 19906.7088 | 1.5288 | 49.9066 | -0.11939 | 953.3121 | 19952.82
1.5292 | 49.8173 | -0.228 | 908.7135 | 19906.6849 | 1.5292 | 49.9066 | -0.11938 | 953.3063 | 19952.81
1.5296 | 49.8173 | -0.228 | 908.6796 | 19906.661 | 1.5296 | 49.9066 | -0.11938 | 953.2882 | 19952.8
1.53 | 49.8172 | -0.22799 | 908.6679 | 19906.6371 | 1.53 | 49.9065 | -0.11938 | 953.2824 | 19952.78
1.5304 | 49.8172 | -0.22799 | 908.634 | 19906.6132 | 1.5304 | 49.9065 | -0.11938 | 953.2643 | 19952.77
1.5308 | 49.8172 | -0.22798 | 908.6223 | 19906.5894 | 1.5308 | 49.9065 | -0.11938 | 953.2585 | 19952.76
1.5312 | 49.8172 | -0.22798 | 908.5884 | 19906.5655 | 1.5312 | 49.9065 | -0.11938 | 953.2405 | 19952.75
1.5316 | 49.8171 | -0.22797 | 908.5767 | 19906.5416 | 1.5316 | 49.9064 | -0.11938 | 953.2347 | 19952.74
1.532 | 49.8171 | -0.22797 | 908.5428 | 19906.5177 | 1.532 | 49.9064 | -0.11937 | 953.2166 | 19952.72
1.5324 | 49.817 | -0.22796 | 908.5311 | 19906.4938 | 1.5324 | 49.9064 | -0.11937 | 953.2108 | 19952.71
1.5328 | 49.817 | -0.22796 | 908.4972 | 19906.47 | 1.5328 | 49.9064 | -0.11937 | 953.1927 | 19952.7
1.5332 | 49.8169 | -0.22795 | 908.4855 | 19906.4461 | 1.5332 | 49.9063 | -0.11937 | 953.1869 | 19952.69
1.5336 | 49.8169 | -0.22794 | 908.4516 | 19906.4222 | 1.5336 | 49.9063 | -0.11937 | 953.1688 | 19952.67
1.534 | 49.8168 | -0.22794 | 908.4399 | 19906.3983 | 1.534 | 49.9063 | -0.11937 | 953.163 | 19952.66
1.5344 | 49.8168 | -0.22793 | 908.406 | 19906.3744 | 1.5344 | 49.9063 | -0.11937 | 953.145 | 19952.65
1.5348 | 49.8167 | -0.22793 | 908.3943 | 19906.3506 | 1.5348 | 49.9062 | -0.11936 | 953.1392 | 19952.64
1.5352 | 49.8167 | -0.22792 | 908.3605 | 19906.3267 | 1.5352 | 49.9062 | -0.11936 | 953.1211 | 19952.63
1.5356 | 49.8166 | -0.22791 | 908.3487 | 19906.3028 | 1.5356 | 49.9062 | -0.11936 | 953.1153 | 19952.61
1.536 | 49.8166 | -0.22791 | 908.3149 | 19906.2789 | 1.536 | 49.9062 | -0.11936 | 953.0972 | 19952.6
1.5364 | 49.8165 | -0.2279 | 908.3032 | 19906.2551 | 1.5364 | 49.9061 | -0.11936 | 953.0914 | 19952.59
1.5368 | 49.8165 | -0.2279 | 908.2693 | 19906.2312 | 1.5368 | 49.9061 | -0.11936 | 953.0733 | 19952.58
1.5372 | 49.8164 | -0.22789 | 908.2576 | 19906.2073 | 1.5372 | 49.9061 | -0.11936 | 953.0676 | 19952.56
1.5376 | 49.8164 | -0.22789 | 908.2237 | 19906.1834 | 1.5376 | 49.9061 | -0.11935 | 953.0495 | 19952.55
1.538 | 49.8163 | -0.22788 | 908.212 | 19906.1596 | 1.538 | 49.906 | -0.11935 | 953.0437 | 19952.54
1.5384 | 49.8163 | -0.22788 | 908.1781 | 19906.1357 | 1.5384 | 49.906 | -0.11935 | 953.0256 | 19952.53
1.5388 | 49.8162 | -0.22787 | 908.1664 | 19906.1118 | 1.5388 | 49.906 | -0.11935 | 953.0198 | 19952.52
1.5392 | 49.8162 | -0.22787 | 908.1326 | 19906.0879 | 1.5392 | 49.906 | -0.11935 | 953.0017 | 19952.5
1.5396 | 49.8161 | -0.22786 | 908.1209 | 19906.0641 | 1.5396 | 49.9059 | -0.11935 | 952.996 | 19952.49
1.54 | 49.8162 | -0.22786 | 908.087 | 19906.0402 | 1.54 | 49.9059 | -0.11935 | 952.9779 | 19952.48
1.5404 | 49.8161 | -0.22785 | 908.0753 | 19906.0163 | 1.5404 | 49.9059 | -0.11934 | 952.9721 | 19952.47
1.5408 | 49.8161 | -0.22785 | 908.0414 | 19905.9924 | 1.5408 | 49.9059 | -0.11934 | 952.954 | 19952.45
1.5412 | 49.816 | -0.22784 | 908.0297 | 19905.9686 | 1.5412 | 49.9059 | -0.11934 | 952.9482 | 19952.44
1.5416 | 49.816 | -0.22783 | 907.9959 | 19905.9447 | 1.5416 | 49.9059 | -0.11934 | 952.9301 | 19952.43
1.542 | 49.8159 | -0.22783 | 907.9842 | 19905.9208 | 1.542 | 49.9058 | -0.11934 | 952.9243 | 19952.42
1.5424 | 49.8159 | -0.22782 | 907.9503 | 19905.897 | 1.5424 | 49.9058 | -0.11934 | 952.9063 | 19952.41
1.5428 | 49.8158 | -0.22782 | 907.9386 | 19905.8731 | 1.5428 | 49.9057 | -0.11934 | 952.9005 | 19952.39
1.5432 | 49.8158 | -0.22781 | 907.9047 | 19905.8492 | 1.5432 | 49.9057 | -0.11933 | 952.8824 | 19952.38
1.5436 | 49.8157 | -0.2278 | 907.893 | 19905.8253 | 1.5436 | 49.9057 | -0.11933 | 952.8766 | 19952.37
1.544 | 49.8157 | -0.2278 | 907.8592 | 19905.8015 | 1.544 | 49.9057 | -0.11933 | 952.8585 | 19952.36
1.5444 | 49.8156 | -0.22779 | 907.8475 | 19905.7776 | 1.5444 | 49.9057 | -0.11933 | 952.8527 | 19952.34
1.5448 | 49.8156 | -0.22779 | 907.8136 | 19905.7537 | 1.5448 | 49.9057 | -0.11933 | 952.8347 | 19952.33
1.5452 | 49.8155 | -0.22778 | 907.8019 | 19905.7299 | 1.5452 | 49.9056 | -0.11933 | 952.8289 | 19952.32
1.5456 | 49.8155 | -0.22778 | 907.7681 | 19905.706 | 1.5456 | 49.9056 | -0.11933 | 952.8108 | 19952.31
1.546 | 49.8154 | -0.22777 | 907.7564 | 19905.6821 | 1.546 | 49.9056 | -0.11932 | 952.805 | 19952.3
1.5464 | 49.8154 | -0.22777 | 907.7225 | 19905.6583 | 1.5464 | 49.9056 | -0.11932 | 952.7869 | 19952.28
1.5468 | 49.8153 | -0.22776 | 907.7108 | 19905.6344 | 1.5468 | 49.9055 | -0.11932 | 952.7812 | 19952.27
1.5472 | 49.8153 | -0.22776 | 907.6769 | 19905.6105 | 1.5472 | 49.9055 | -0.11932 | 952.7631 | 19952.26
1.5476 | 49.8152 | -0.22775 | 907.6653 | 19905.5866 | 1.5476 | 49.9055 | -0.11932 | 952.7573 | 19952.25
1.548 | 49.8152 | -0.22775 | 907.6314 | 19905.5628 | 1.548 | 49.9055 | -0.11932 | 952.7392 | 19952.23
1.5484 | 49.8151 | -0.22774 | 907.6197 | 19905.5389 | 1.5484 | 49.9054 | -0.11932 | 952.7334 | 19952.22
1.5488 | 49.8151 | -0.22774 | 907.5858 | 19905.515 | 1.5488 | 49.9054 | -0.11931 | 952.7153 | 19952.21
1.5492 | 49.8151 | -0.22773 | 907.5742 | 19905.4912 | 1.5492 | 49.9054 | -0.11931 | 952.7096 | 19952.2
1.5496 | 49.8151 | -0.22772 | 907.5403 | 19905.4673 | 1.5496 | 49.9054 | -0.11931 | 952.6915 | 19952.19
1.55 | 49.815 | -0.22772 | 907.5286 | 19905.4434 | 1.55 | 49.9053 | -0.11931 | 952.6857 | 19952.17
1.5504 | 49.815 | -0.22771 | 907.4948 | 19905.4196 | 1.5504 | 49.9053 | -0.11931 | 952.6676 | 19952.16
1.5508 | 49.8149 | -0.22771 | 907.4831 | 19905.3957 | 1.5508 | 49.9053 | -0.11931 | 952.6618 | 19952.15
1.5512 | 49.8149 | -0.2277 | 907.4492 | 19905.3718 | 1.5512 | 49.9053 | -0.11931 | 952.6438 | 19952.14
1.5516 | 49.8148 | -0.22769 | 907.4375 | 19905.348 | 1.5516 | 49.9052 | -0.1193 | 952.638 | 19952.13
1.552 | 49.8148 | -0.22769 | 907.4037 | 19905.3241 | 1.552 | 49.9052 | -0.1193 | 952.6199 | 19952.11
1.5524 | 49.8147 | -0.22768 | 907.392 | 19905.3003 | 1.5524 | 49.9052 | -0.1193 | 952.6141 | 19952.1
1.5528 | 49.8147 | -0.22768 | 907.3581 | 19905.2764 | 1.5528 | 49.9052 | -0.1193 | 952.596 | 19952.09
1.5532 | 49.8146 | -0.22767 | 907.3465 | 19905.2525 | 1.5532 | 49.9051 | -0.11937 | 952.0109 | 19952.08
1.5536 | 49.8146 | -0.22767 | 907.3126 | 19905.2287 | 1.5536 | 49.9051 | -0.11941 | 951.7131 | 19952.06
1.554 | 49.8145 | -0.22766 | 907.3009 | 19905.2048 | 1.554 | 49.9051 | -0.11924 | 953.0084 | 19952.05
1.5544 | 49.8145 | -0.22766 | 907.2671 | 19905.1809 | 1.5544 | 49.9051 | -0.11931 | 952.4569 | 19952.04
1.5548 | 49.8144 | -0.22765 | 907.2554 | 19905.1571 | 1.5548 | 49.905 | -0.1192 | 953.2804 | 19952.03
1.5552 | 49.8144 | -0.22765 | 907.2215 | 19905.1332 | 1.5552 | 49.905 | -0.11925 | 952.846 | 19952.02
1.5556 | 49.8143 | -0.22764 | 907.2099 | 19905.1093 | 1.5556 | 49.905 | -0.11928 | 952.5686 | 19952
1.556 | 49.8143 | -0.22764 | 907.176 | 19905.0855 | 1.556 | 49.905 | -0.11927 | 952.6153 | 19951.99
1.5564 | 49.8142 | -0.22763 | 907.1644 | 19905.0616 | 1.5564 | 49.9049 | -0.11934 | 952.0785 | 19951.98
1.5568 | 49.8142 | -0.22763 | 907.1305 | 19905.0378 | 1.5568 | 49.9049 | -0.11932 | 952.1902 | 19951.97
1.5572 | 49.8141 | -0.22762 | 907.1188 | 19905.0139 | 1.5572 | 49.9049 | -0.1193 | 952.3572 | 19951.95
1.5576 | 49.8141 | -0.22761 | 907.085 | 19904.99 | 1.5576 | 49.9049 | -0.11929 | 952.3941 | 19951.94
1.558 | 49.8141 | -0.22761 | 907.0733 | 19904.9662 | 1.558 | 49.9049 | -0.11928 | 952.4377 | 19951.93
1.5584 | 49.8141 | -0.2276 | 907.0394 | 19904.9423 | 1.5584 | 49.9049 | -0.11928 | 952.425 | 19951.92
1.5588 | 49.814 | -0.2276 | 907.0278 | 19904.9185 | 1.5588 | 49.9048 | -0.11928 | 952.4222 | 19951.91
1.5592 | 49.814 | -0.22727 | 908.2666 | 19904.8946 | 1.5592 | 49.9048 | -0.11928 | 952.405 | 19951.89
1.5596 | 49.8139 | -0.22711 | 908.8606 | 19904.8707 | 1.5596 | 49.9047 | -0.11927 | 952.3991 | 19951.88
1.56 | 49.8139 | -0.22794 | 905.5219 | 19904.8469 | 1.56 | 49.9047 | -0.11927 | 952.3814 | 19951.87
1.5604 | 49.8138 | -0.22748 | 907.3105 | 19904.823 | 1.5604 | 49.9047 | -0.11927 | 952.3753 | 19951.86
1.5608 | 49.8138 | -0.22751 | 907.1708 | 19904.7992 | 1.5608 | 49.9047 | -0.11927 | 952.3576 | 19951.84
1.5612 | 49.8137 | -0.2275 | 907.1563 | 19904.7753 | 1.5612 | 49.9046 | -0.11927 | 952.3515 | 19951.83
1.5616 | 49.8137 | -0.22745 | 907.3019 | 19904.7514 | 1.5616 | 49.9046 | -0.11927 | 952.3337 | 19951.82
1.562 | 49.8136 | -0.22755 | 906.8515 | 19904.7276 | 1.562 | 49.9046 | -0.11927 | 952.3276 | 19951.81
1.5624 | 49.8136 | -0.22752 | 906.9156 | 19904.7037 | 1.5624 | 49.9046 | -0.11927 | 952.3099 | 19951.8
1.5628 | 49.8135 | -0.22765 | 906.3726 | 19904.6799 | 1.5628 | 49.9046 | -0.11926 | 952.3038 | 19951.78
1.5632 | 49.8135 | -0.22773 | 906.0035 | 19904.656 | 1.5632 | 49.9046 | -0.11926 | 952.286 | 19951.77
1.5636 | 49.8134 | -0.22757 | 906.5926 | 19904.6322 | 1.5636 | 49.9045 | -0.11926 | 952.2799 | 19951.76
1.564 | 49.8134 | -0.22748 | 906.9078 | 19904.6083 | 1.564 | 49.9045 | -0.11926 | 952.2622 | 19951.75
1.5644 | 49.8133 | -0.22742 | 907.1031 | 19904.5844 | 1.5644 | 49.9045 | -0.11926 | 952.2561 | 19951.73
1.5648 | 49.8133 | -0.22745 | 906.956 | 19904.5606 | 1.5648 | 49.9045 | -0.11926 | 952.2383 | 19951.72
1.5652 | 49.8132 | -0.22758 | 906.3926 | 19904.5367 | 1.5652 | 49.9044 | -0.11925 | 952.2322 | 19951.71
1.5656 | 49.8132 | -0.22749 | 906.6871 | 19904.5129 | 1.5656 | 49.9044 | -0.11925 | 952.2145 | 19951.7
1.566 | 49.8131 | -0.22748 | 906.6741 | 19904.489 | 1.566 | 49.9044 | -0.11925 | 952.2084 | 19951.69
1.5664 | 49.8131 | -0.22749 | 906.5853 | 19904.4652 | 1.5664 | 49.9044 | -0.11925 | 952.1906 | 19951.67
1.5668 | 49.8131 | -0.22748 | 906.5773 | 19904.4413 | 1.5668 | 49.9043 | -0.11925 | 952.1845 | 19951.66
1.5672 | 49.8131 | -0.22748 | 906.5391 | 19904.4175 | 1.5672 | 49.9043 | -0.11925 | 952.1668 | 19951.65
1.5676 | 49.813 | -0.22747 | 906.5277 | 19904.3936 | 1.5676 | 49.9043 | -0.11925 | 952.1607 | 19951.64
1.568 | 49.813 | -0.22747 | 906.4936 | 19904.3698 | 1.568 | 49.9043 | -0.11925 | 952.1429 | 19951.62
1.5684 | 49.8129 | -0.22746 | 906.4818 | 19904.3459 | 1.5684 | 49.9042 | -0.11924 | 952.1368 | 19951.61
1.5688 | 49.8129 | -0.22746 | 906.4481 | 19904.322 | 1.5688 | 49.9042 | -0.11924 | 952.1191 | 19951.6
1.5692 | 49.8128 | -0.22745 | 906.4363 | 19904.2982 | 1.5692 | 49.9042 | -0.11924 | 952.113 | 19951.59
1.5696 | 49.8128 | -0.22745 | 906.4026 | 19904.2743 | 1.5696 | 49.9042 | -0.11924 | 952.0952 | 19951.58
1.57 | 49.8127 | -0.22744 | 906.3908 | 19904.2505 | 1.57 | 49.9041 | -0.11924 | 952.0891 | 19951.56
1.5704 | 49.8127 | -0.22744 | 906.3571 | 19904.2266 | 1.5704 | 49.9041 | -0.11924 | 952.0714 | 19951.55
1.5708 | 49.8126 | -0.22743 | 906.3453 | 19904.2028 | 1.5708 | 49.9041 | -0.11923 | 952.0653 | 19951.54
1.5712 | 49.8126 | -0.22743 | 906.3117 | 19904.1789 | 1.5712 | 49.9041 | -0.11923 | 952.0475 | 19951.53
1.5716 | 49.8125 | -0.22742 | 906.2998 | 19904.1551 | 1.5716 | 49.904 | -0.11923 | 952.0414 | 19951.51
1.572 | 49.8125 | -0.22742 | 906.2662 | 19904.1312 | 1.572 | 49.904 | -0.11923 | 952.0237 | 19951.5
1.5724 | 49.8124 | -0.22741 | 906.2543 | 19904.1074 | 1.5724 | 49.904 | -0.11923 | 952.0176 | 19951.49
1.5728 | 49.8124 | -0.22741 | 906.2207 | 19904.0835 | 1.5728 | 49.904 | -0.11923 | 951.9999 | 19951.48
1.5732 | 49.8123 | -0.2274 | 906.2089 | 19904.0597 | 1.5732 | 49.9039 | -0.11923 | 951.9937 | 19951.47
1.5736 | 49.8123 | -0.22739 | 906.1752 | 19904.0358 | 1.5736 | 49.9039 | -0.11923 | 951.976 | 19951.45
1.574 | 49.8122 | -0.22739 | 906.1634 | 19904.012 | 1.574 | 49.9039 | -0.11922 | 951.9699 | 19951.44
1.5744 | 49.8122 | -0.22738 | 906.1297 | 19903.9881 | 1.5744 | 49.9039 | -0.11922 | 951.9522 | 19951.43
1.5748 | 49.8121 | -0.22738 | 906.1179 | 19903.9643 | 1.5748 | 49.9038 | -0.11922 | 951.946 | 19951.42
1.5752 | 49.8121 | -0.22737 | 906.0843 | 19903.9404 | 1.5752 | 49.9038 | -0.11922 | 951.9283 | 19951.4
1.5756 | 49.8121 | -0.22736 | 906.0724 | 19903.9166 | 1.5756 | 49.9038 | -0.11922 | 951.9222 | 19951.39
1.576 | 49.8121 | -0.22736 | 906.0388 | 19903.8927 | 1.576 | 49.9038 | -0.11922 | 951.9045 | 19951.38
1.5764 | 49.812 | -0.22735 | 906.027 | 19903.8689 | 1.5764 | 49.9038 | -0.11921 | 951.8984 | 19951.37
1.5768 | 49.812 | -0.22735 | 905.9933 | 19903.845 | 1.5768 | 49.9038 | -0.11921 | 951.8806 | 19951.36
1.5772 | 49.8119 | -0.22734 | 905.9815 | 19903.8212 | 1.5772 | 49.9037 | -0.11921 | 951.8745 | 19951.34
1.5776 | 49.8119 | -0.22734 | 905.9479 | 19903.7974 | 1.5776 | 49.9037 | -0.11921 | 951.8568 | 19951.33
1.578 | 49.8118 | -0.22733 | 905.936 | 19903.7735 | 1.578 | 49.9036 | -0.11921 | 951.8507 | 19951.32
1.5784 | 49.8118 | -0.22733 | 905.9024 | 19903.7497 | 1.5784 | 49.9036 | -0.11921 | 951.8329 | 19951.31
1.5788 | 49.8117 | -0.22732 | 905.8906 | 19903.7258 | 1.5788 | 49.9036 | -0.11921 | 951.8268 | 19951.29
1.5792 | 49.8117 | -0.22732 | 905.8569 | 19903.702 | 1.5792 | 49.9036 | -0.11921 | 951.8091 | 19951.28
1.5796 | 49.8116 | -0.22731 | 905.8451 | 19903.6781 | 1.5796 | 49.9036 | -0.1192 | 951.803 | 19951.27
1.58 | 49.8116 | -0.22731 | 905.8115 | 19903.6543 | 1.58 | 49.9036 | -0.1192 | 951.7853 | 19951.26
1.5804 | 49.8115 | -0.2273 | 905.7996 | 19903.6304 | 1.5804 | 49.9035 | -0.1192 | 951.7792 | 19951.25
1.5808 | 49.8115 | -0.2273 | 905.766 | 19903.6066 | 1.5808 | 49.9035 | -0.1192 | 951.7614 | 19951.23
1.5812 | 49.8114 | -0.22729 | 905.7542 | 19903.5827 | 1.5812 | 49.9035 | -0.1192 | 951.7553 | 19951.22
1.5816 | 49.8114 | -0.22728 | 905.7205 | 19903.5589 | 1.5816 | 49.9035 | -0.1192 | 951.7376 | 19951.21
1.582 | 49.8113 | -0.22728 | 905.7087 | 19903.5351 | 1.582 | 49.9034 | -0.11919 | 951.7315 | 19951.2
1.5824 | 49.8113 | -0.22727 | 905.6751 | 19903.5112 | 1.5824 | 49.9034 | -0.11919 | 951.7137 | 19951.19
1.5828 | 49.8112 | -0.22727 | 905.6633 | 19903.4874 | 1.5828 | 49.9034 | -0.11919 | 951.7076 | 19951.17
1.5832 | 49.8112 | -0.22726 | 905.6296 | 19903.4635 | 1.5832 | 49.9034 | -0.11919 | 951.6899 | 19951.16
1.5836 | 49.8111 | -0.22725 | 905.6178 | 19903.4397 | 1.5836 | 49.9033 | -0.11919 | 951.6838 | 19951.15
1.584 | 49.8111 | -0.2272 | 905.7854 | 19903.4158 | 1.584 | 49.9033 | -0.11919 | 951.6661 | 19951.14
1.5844 | 49.8111 | -0.2272 | 905.7363 | 19903.392 | 1.5844 | 49.9033 | -0.11919 | 951.66 | 19951.12
1.5848 | 49.8111 | -0.22736 | 905.0778 | 19903.3682 | 1.5848 | 49.9033 | -0.11919 | 951.6422 | 19951.11
1.5852 | 49.811 | -0.22723 | 905.5446 | 19903.3443 | 1.5852 | 49.9032 | -0.11918 | 951.6361 | 19951.1
1.5856 | 49.811 | -0.2272 | 905.6001 | 19903.3205 | 1.5856 | 49.9032 | -0.11918 | 951.6184 | 19951.09
1.586 | 49.8109 | -0.22718 | 905.6298 | 19903.2966 | 1.586 | 49.9032 | -0.11918 | 951.6123 | 19951.08
1.5864 | 49.8109 | -0.22708 | 905.9954 | 19903.2728 | 1.5864 | 49.9032 | -0.11918 | 951.5946 | 19951.06
1.5868 | 49.8108 | -0.22714 | 905.736 | 19903.2489 | 1.5868 | 49.9031 | -0.11918 | 951.5885 | 19951.05
1.5872 | 49.8108 | -0.22713 | 905.7017 | 19903.2251 | 1.5872 | 49.9031 | -0.11918 | 951.5707 | 19951.04
1.5876 | 49.8107 | -0.22723 | 905.2638 | 19903.2013 | 1.5876 | 49.9031 | -0.11917 | 951.5646 | 19951.03
1.588 | 49.8107 | -0.22721 | 905.2967 | 19903.1774 | 1.588 | 49.9031 | -0.11917 | 951.5469 | 19951.01
1.5884 | 49.8106 | -0.22711 | 905.6434 | 19903.1536 | 1.5884 | 49.903 | -0.11917 | 951.5408 | 19951
1.5888 | 49.8106 | -0.22719 | 905.302 | 19903.1297 | 1.5888 | 49.903 | -0.11917 | 951.5231 | 19950.99
1.5892 | 49.8105 | -0.22716 | 905.3569 | 19903.1059 | 1.5892 | 49.903 | -0.11917 | 951.517 | 19950.98
1.5896 | 49.8105 | -0.22718 | 905.263 | 19903.0821 | 1.5896 | 49.903 | -0.11917 | 951.4992 | 19950.97
1.59 | 49.8104 | -0.22717 | 905.259 | 19903.0582 | 1.59 | 49.9029 | -0.11917 | 951.4931 | 19950.95
1.5904 | 49.8104 | -0.22716 | 905.2204 | 19903.0344 | 1.5904 | 49.9029 | -0.11916 | 951.4754 | 19950.94
1.5908 | 49.8103 | -0.22716 | 905.2094 | 19903.0106 | 1.5908 | 49.9029 | -0.11916 | 951.4693 | 19950.93
1.5912 | 49.8103 | -0.22715 | 905.1752 | 19902.9867 | 1.5912 | 49.9029 | -0.11916 | 951.4516 | 19950.92
1.5916 | 49.8102 | -0.22714 | 905.1636 | 19902.9629 | 1.5916 | 49.9028 | -0.11916 | 951.4455 | 19950.9
1.592 | 49.8102 | -0.22714 | 905.1298 | 19902.939 | 1.592 | 49.9028 | -0.11916 | 951.4277 | 19950.89
1.5924 | 49.8101 | -0.22713 | 905.1181 | 19902.9152 | 1.5924 | 49.9028 | -0.11916 | 951.4216 | 19950.88
1.5928 | 49.8101 | -0.22713 | 905.0844 | 19902.8914 | 1.5928 | 49.9028 | -0.11916 | 951.4039 | 19950.87
1.5932 | 49.8101 | -0.22712 | 905.0727 | 19902.8675 | 1.5932 | 49.9027 | -0.11915 | 951.3978 | 19950.86
1.5936 | 49.8101 | -0.22712 | 905.039 | 19902.8437 | 1.5936 | 49.9027 | -0.11915 | 951.3801 | 19950.84
1.594 | 49.81 | -0.22711 | 905.0273 | 19902.8199 | 1.594 | 49.9027 | -0.11915 | 951.374 | 19950.83
1.5944 | 49.81 | -0.22711 | 904.9936 | 19902.796 | 1.5944 | 49.9027 | -0.11915 | 951.3562 | 19950.82
1.5948 | 49.8099 | -0.2271 | 904.9818 | 19902.7722 | 1.5948 | 49.9027 | -0.11915 | 951.3501 | 19950.81
1.5952 | 49.8099 | -0.2271 | 904.9482 | 19902.7484 | 1.5952 | 49.9027 | -0.11915 | 951.3324 | 19950.79
1.5956 | 49.8098 | -0.22709 | 904.9364 | 19902.7245 | 1.5956 | 49.9026 | -0.11915 | 951.3263 | 19950.78
1.596 | 49.8098 | -0.22709 | 904.9027 | 19902.7007 | 1.596 | 49.9026 | -0.11914 | 951.3086 | 19950.77
1.5964 | 49.8097 | -0.22708 | 904.891 | 19902.6769 | 1.5964 | 49.9026 | -0.11914 | 951.3025 | 19950.76
1.5968 | 49.8097 | -0.22708 | 904.8573 | 19902.653 | 1.5968 | 49.9026 | -0.11914 | 951.2847 | 19950.75
1.5972 | 49.8096 | -0.22707 | 904.8456 | 19902.6292 | 1.5972 | 49.9025 | -0.11914 | 951.2786 | 19950.73
1.5976 | 49.8096 | -0.22706 | 904.8119 | 19902.6054 | 1.5976 | 49.9025 | -0.11914 | 951.2609 | 19950.72
1.598 | 49.8095 | -0.22706 | 904.8002 | 19902.5815 | 1.598 | 49.9025 | -0.11914 | 951.2548 | 19950.71
1.5984 | 49.8095 | -0.22705 | 904.7665 | 19902.5577 | 1.5984 | 49.9025 | -0.11914 | 951.2371 | 19950.7
1.5988 | 49.8094 | -0.22705 | 904.7548 | 19902.5339 | 1.5988 | 49.9024 | -0.11913 | 951.231 | 19950.68
1.5992 | 49.8094 | -0.22704 | 904.7211 | 19902.51 | 1.5992 | 49.9024 | -0.11913 | 951.2133 | 19950.67
1.5996 | 49.8093 | -0.22703 | 904.7094 | 19902.4862 | 1.5996 | 49.9024 | -0.11913 | 951.2072 | 19950.66
1.6 | 49.8093 | -0.22703 | 904.6757 | 19902.4624 | 1.6 | 49.9024 | -0.11913 | 951.1894 | 19950.65
1.6004 | 49.8092 | -0.22702 | 904.664 | 19902.4385 | 1.6004 | 49.9023 | -0.11913 | 951.1833 | 19950.64
1.6008 | 49.8092 | -0.22702 | 904.6303 | 19902.4147 | 1.6008 | 49.9023 | -0.11913 | 951.1656 | 19950.62
1.6012 | 49.8091 | -0.22701 | 904.6186 | 19902.3909 | 1.6012 | 49.9023 | -0.11913 | 951.1595 | 19950.61
1.6016 | 49.8091 | -0.22701 | 904.5849 | 19902.3671 | 1.6016 | 49.9023 | -0.11912 | 951.1418 | 19950.6
1.602 | 49.8091 | -0.227 | 904.5732 | 19902.3432 | 1.602 | 49.9022 | -0.11912 | 951.1357 | 19950.59
1.6024 | 49.8091 | -0.227 | 904.5395 | 19902.3194 | 1.6024 | 49.9022 | -0.11912 | 951.118 | 19950.57
1.6028 | 49.809 | -0.22699 | 904.5278 | 19902.2956 | 1.6028 | 49.9022 | -0.11912 | 951.1119 | 19950.56
1.6032 | 49.809 | -0.22699 | 904.4941 | 19902.2717 | 1.6032 | 49.9022 | -0.11912 | 951.0941 | 19950.55
1.6036 | 49.8089 | -0.22698 | 904.4824 | 19902.2479 | 1.6036 | 49.9021 | -0.11912 | 951.088 | 19950.54
1.604 | 49.8089 | -0.22698 | 904.4487 | 19902.2241 | 1.604 | 49.9021 | -0.11912 | 951.0703 | 19950.53
1.6044 | 49.8088 | -0.22697 | 904.437 | 19902.2002 | 1.6044 | 49.9021 | -0.11911 | 951.0642 | 19950.51
1.6048 | 49.8088 | -0.22697 | 904.4033 | 19902.1764 | 1.6048 | 49.9021 | -0.11911 | 951.0465 | 19950.5
1.6052 | 49.8087 | -0.22696 | 904.3916 | 19902.1526 | 1.6052 | 49.902 | -0.11911 | 951.0404 | 19950.49
1.6056 | 49.8087 | -0.22695 | 904.3579 | 19902.1288 | 1.6056 | 49.902 | -0.11911 | 951.0227 | 19950.48
1.606 | 49.8086 | -0.22695 | 904.3462 | 19902.1049 | 1.606 | 49.902 | -0.11911 | 951.0166 | 19950.46
1.6064 | 49.8086 | -0.22694 | 904.3125 | 19902.0811 | 1.6064 | 49.902 | -0.11911 | 950.9988 | 19950.45
1.6068 | 49.8085 | -0.22694 | 904.3008 | 19902.0573 | 1.6068 | 49.9019 | -0.11911 | 950.9928 | 19950.44
1.6072 | 49.8085 | -0.22693 | 904.2671 | 19902.0335 | 1.6072 | 49.9019 | -0.1191 | 950.975 | 19950.43
1.6076 | 49.8084 | -0.22692 | 904.2554 | 19902.0096 | 1.6076 | 49.9019 | -0.1191 | 950.9689 | 19950.42
1.608 | 49.8084 | -0.22692 | 904.2217 | 19901.9858 | 1.608 | 49.9019 | -0.1191 | 950.9512 | 19950.4
1.6084 | 49.8083 | -0.22691 | 904.21 | 19901.962 | 1.6084 | 49.9018 | -0.1191 | 950.9451 | 19950.39
1.6088 | 49.8083 | -0.22691 | 904.1764 | 19901.9382 | 1.6088 | 49.9018 | -0.1191 | 950.9274 | 19950.38
1.6092 | 49.8082 | -0.2269 | 904.1646 | 19901.9143 | 1.6092 | 49.9018 | -0.1191 | 950.9213 | 19950.37
1.6096 | 49.8082 | -0.2269 | 904.131 | 19901.8905 | 1.6096 | 49.9018 | -0.1191 | 950.9036 | 19950.36
1.61 | 49.8081 | -0.22689 | 904.1193 | 19901.8667 | 1.61 | 49.9017 | -0.11909 | 950.8975 | 19950.34
1.6104 | 49.8081 | -0.22689 | 904.0856 | 19901.8429 | 1.6104 | 49.9017 | -0.11909 | 950.8797 | 19950.33
1.6108 | 49.8081 | -0.22688 | 904.0739 | 19901.819 | 1.6108 | 49.9017 | -0.11909 | 950.8737 | 19950.32
1.6112 | 49.8081 | -0.22688 | 904.0402 | 19901.7952 | 1.6112 | 49.9017 | -0.11909 | 950.8559 | 19950.31
1.6116 | 49.808 | -0.22687 | 904.0285 | 19901.7714 | 1.6116 | 49.9016 | -0.11909 | 950.8498 | 19950.29
1.612 | 49.808 | -0.22687 | 903.9948 | 19901.7476 | 1.612 | 49.9016 | -0.11909 | 950.8321 | 19950.28
1.6124 | 49.8079 | -0.22686 | 903.9831 | 19901.7237 | 1.6124 | 49.9016 | -0.11909 | 950.826 | 19950.27
1.6128 | 49.8079 | -0.22686 | 903.9495 | 19901.6999 | 1.6128 | 49.9016 | -0.11908 | 950.8083 | 19950.26
1.6132 | 49.8078 | -0.22685 | 903.9378 | 19901.6761 | 1.6132 | 49.9016 | -0.11908 | 950.8022 | 19950.25
1.6136 | 49.8078 | -0.22685 | 903.9041 | 19901.6523 | 1.6136 | 49.9016 | -0.11908 | 950.7845 | 19950.23
1.614 | 49.8077 | -0.22684 | 903.8924 | 19901.6285 | 1.614 | 49.9015 | -0.11908 | 950.7784 | 19950.22
1.6144 | 49.8077 | -0.22683 | 903.8587 | 19901.6046 | 1.6144 | 49.9015 | -0.11908 | 950.7607 | 19950.21
1.6148 | 49.8076 | -0.22683 | 903.847 | 19901.5808 | 1.6148 | 49.9015 | -0.11908 | 950.7546 | 19950.2
1.6152 | 49.8076 | -0.22682 | 903.8134 | 19901.557 | 1.6152 | 49.9015 | -0.11908 | 950.7368 | 19950.18
1.6156 | 49.8075 | -0.22682 | 903.8017 | 19901.5332 | 1.6156 | 49.9014 | -0.11907 | 950.7308 | 19950.17
1.616 | 49.8075 | -0.22681 | 903.768 | 19901.5094 | 1.616 | 49.9014 | -0.11907 | 950.713 | 19950.16
1.6164 | 49.8074 | -0.2268 | 903.7563 | 19901.4855 | 1.6164 | 49.9014 | -0.11907 | 950.707 | 19950.15
1.6168 | 49.8074 | -0.2268 | 903.7226 | 19901.4617 | 1.6168 | 49.9014 | -0.11907 | 950.6892 | 19950.14
1.6172 | 49.8073 | -0.22679 | 903.711 | 19901.4379 | 1.6172 | 49.9013 | -0.11907 | 950.6831 | 19950.12
1.6176 | 49.8073 | -0.22679 | 903.6773 | 19901.4141 | 1.6176 | 49.9013 | -0.11907 | 950.6654 | 19950.11
1.618 | 49.8072 | -0.22678 | 903.6656 | 19901.3903 | 1.618 | 49.9013 | -0.11907 | 950.6593 | 19950.1
1.6184 | 49.8072 | -0.22678 | 903.6319 | 19901.3664 | 1.6184 | 49.9013 | -0.11906 | 950.6416 | 19950.09
1.6188 | 49.8071 | -0.22677 | 903.6202 | 19901.3426 | 1.6188 | 49.9012 | -0.11906 | 950.6355 | 19950.07
1.6192 | 49.8071 | -0.22677 | 903.5866 | 19901.3188 | 1.6192 | 49.9012 | -0.11906 | 950.6178 | 19950.06
1.6196 | 49.8071 | -0.22676 | 903.5749 | 19901.295 | 1.6196 | 49.9012 | -0.11906 | 950.6117 | 19950.05
1.62 | 49.8071 | -0.22676 | 903.5412 | 19901.2712 | 1.62 | 49.9012 | -0.11906 | 950.594 | 19950.04
1.6204 | 49.807 | -0.22675 | 903.5295 | 19901.2474 | 1.6204 | 49.9011 | -0.11906 | 950.5879 | 19950.03
1.6208 | 49.807 | -0.22675 | 903.4959 | 19901.2235 | 1.6208 | 49.9011 | -0.11906 | 950.5702 | 19950.01
1.6212 | 49.8069 | -0.22674 | 903.4842 | 19901.1997 | 1.6212 | 49.9011 | -0.11905 | 950.5641 | 19950
1.6216 | 49.8069 | -0.22674 | 903.4505 | 19901.1759 | 1.6216 | 49.9011 | -0.11905 | 950.5463 | 19949.99
1.622 | 49.8068 | -0.22673 | 903.4388 | 19901.1521 | 1.622 | 49.901 | -0.11905 | 950.5403 | 19949.98
1.6224 | 49.8068 | -0.22672 | 903.4052 | 19901.1283 | 1.6224 | 49.901 | -0.11905 | 950.5225 | 19949.96
1.6228 | 49.8067 | -0.22672 | 903.3935 | 19901.1045 | 1.6228 | 49.901 | -0.11905 | 950.5165 | 19949.95
1.6232 | 49.8067 | -0.22671 | 903.3598 | 19901.0807 | 1.6232 | 49.901 | -0.11905 | 950.4987 | 19949.94
1.6236 | 49.8066 | -0.22671 | 903.3482 | 19901.0568 | 1.6236 | 49.9009 | -0.11905 | 950.4927 | 19949.93
1.624 | 49.8066 | -0.2267 | 903.3145 | 19901.033 | 1.624 | 49.9009 | -0.11904 | 950.4749 | 19949.92
1.6244 | 49.8065 | -0.22669 | 903.3028 | 19901.0092 | 1.6244 | 49.9009 | -0.11904 | 950.4688 | 19949.9
1.6248 | 49.8065 | -0.22669 | 903.2692 | 19900.9854 | 1.6248 | 49.9009 | -0.11904 | 950.4511 | 19949.89
1.6252 | 49.8064 | -0.22668 | 903.2575 | 19900.9616 | 1.6252 | 49.9008 | -0.11904 | 950.445 | 19949.88
1.6256 | 49.8064 | -0.22668 | 903.2238 | 19900.9378 | 1.6256 | 49.9008 | -0.11904 | 950.4273 | 19949.87
1.626 | 49.8063 | -0.22667 | 903.2121 | 19900.914 | 1.626 | 49.9008 | -0.11904 | 950.4212 | 19949.85
1.6264 | 49.8063 | -0.22667 | 903.1785 | 19900.8901 | 1.6264 | 49.9008 | -0.11904 | 950.4035 | 19949.84
1.6268 | 49.8062 | -0.22666 | 903.1668 | 19900.8663 | 1.6268 | 49.9008 | -0.11903 | 950.3974 | 19949.83
1.6272 | 49.8062 | -0.22666 | 903.1332 | 19900.8425 | 1.6272 | 49.9008 | -0.11903 | 950.3797 | 19949.82
1.6276 | 49.8062 | -0.22665 | 903.1215 | 19900.8187 | 1.6276 | 49.9007 | -0.11903 | 950.3736 | 19949.81
1.628 | 49.8062 | -0.22665 | 903.0878 | 19900.7949 | 1.628 | 49.9007 | -0.11903 | 950.3559 | 19949.79
1.6284 | 49.8061 | -0.22664 | 903.0762 | 19900.7711 | 1.6284 | 49.9006 | -0.11903 | 950.3498 | 19949.78
1.6288 | 49.8061 | -0.22664 | 903.0425 | 19900.7473 | 1.6288 | 49.9006 | -0.11903 | 950.3321 | 19949.77
1.6292 | 49.806 | -0.22663 | 903.0308 | 19900.7235 | 1.6292 | 49.9006 | -0.11903 | 950.326 | 19949.76
1.6296 | 49.806 | -0.22663 | 902.9972 | 19900.6997 | 1.6296 | 49.9006 | -0.11902 | 950.3083 | 19949.75
1.63 | 49.8059 | -0.22662 | 902.9855 | 19900.6758 | 1.63 | 49.9006 | -0.11902 | 950.3022 | 19949.73
1.6304 | 49.8059 | -0.22661 | 902.9518 | 19900.652 | 1.6304 | 49.9006 | -0.11902 | 950.2845 | 19949.72
1.6308 | 49.8058 | -0.22661 | 902.9402 | 19900.6282 | 1.6308 | 49.9005 | -0.11902 | 950.2784 | 19949.71
1.6312 | 49.8058 | -0.2266 | 902.9065 | 19900.6044 | 1.6312 | 49.9005 | -0.11902 | 950.2607 | 19949.7
1.6316 | 49.8057 | -0.2266 | 902.8949 | 19900.5806 | 1.6316 | 49.9005 | -0.11902 | 950.2546 | 19949.68
1.632 | 49.8057 | -0.22659 | 902.8612 | 19900.5568 | 1.632 | 49.9005 | -0.11902 | 950.2369 | 19949.67
1.6324 | 49.8056 | -0.22658 | 902.8495 | 19900.533 | 1.6324 | 49.9004 | -0.11901 | 950.2308 | 19949.66
1.6328 | 49.8056 | -0.22658 | 902.8159 | 19900.5092 | 1.6328 | 49.9004 | -0.11901 | 950.2131 | 19949.65
1.6332 | 49.8055 | -0.22657 | 902.8042 | 19900.4854 | 1.6332 | 49.9004 | -0.11901 | 950.207 | 19949.64
1.6336 | 49.8055 | -0.22657 | 902.7706 | 19900.4616 | 1.6336 | 49.9004 | -0.11901 | 950.1893 | 19949.62
1.634 | 49.8054 | -0.22656 | 902.7589 | 19900.4378 | 1.634 | 49.9003 | -0.11901 | 950.1832 | 19949.61
1.6344 | 49.8054 | -0.22656 | 902.7253 | 19900.414 | 1.6344 | 49.9003 | -0.11901 | 950.1654 | 19949.6
1.6348 | 49.8053 | -0.22655 | 902.7136 | 19900.3901 | 1.6348 | 49.9003 | -0.119 | 950.1594 | 19949.59
1.6352 | 49.8053 | -0.22655 | 902.6799 | 19900.3663 | 1.6352 | 49.9003 | -0.119 | 950.1416 | 19949.57
1.6356 | 49.8052 | -0.22654 | 902.6683 | 19900.3425 | 1.6356 | 49.9002 | -0.119 | 950.1356 | 19949.56
1.636 | 49.8052 | -0.22654 | 902.6346 | 19900.3187 | 1.636 | 49.9002 | -0.119 | 950.1178 | 19949.55
1.6364 | 49.8052 | -0.22653 | 902.623 | 19900.2949 | 1.6364 | 49.9002 | -0.119 | 950.1118 | 19949.54
1.6368 | 49.8052 | -0.22653 | 902.5893 | 19900.2711 | 1.6368 | 49.9002 | -0.119 | 950.094 | 19949.53
1.6372 | 49.8051 | -0.22652 | 902.5777 | 19900.2473 | 1.6372 | 49.9001 | -0.119 | 950.088 | 19949.51
1.6376 | 49.8051 | -0.22652 | 902.544 | 19900.2235 | 1.6376 | 49.9001 | -0.119 | 950.0702 | 19949.5
1.638 | 49.805 | -0.22651 | 902.5324 | 19900.1997 | 1.638 | 49.9001 | -0.11899 | 950.0642 | 19949.49
1.6384 | 49.805 | -0.22651 | 902.4987 | 19900.1759 | 1.6384 | 49.9001 | -0.11899 | 950.0464 | 19949.48
1.6388 | 49.8049 | -0.2265 | 902.4871 | 19900.1521 | 1.6388 | 49.9 | -0.11899 | 950.0404 | 19949.46
1.6392 | 49.8049 | -0.22649 | 902.4534 | 19900.1283 | 1.6392 | 49.9 | -0.11899 | 950.0227 | 19949.45
1.6396 | 49.8048 | -0.22649 | 902.4418 | 19900.1045 | 1.6396 | 49.9 | -0.11899 | 950.0166 | 19949.44
1.64 | 49.8048 | -0.22648 | 902.4081 | 19900.0807 | 1.64 | 49.9 | -0.11899 | 949.9989 | 19949.43
1.6404 | 49.8047 | -0.22648 | 902.3965 | 19900.0569 | 1.6404 | 49.8999 | -0.11898 | 949.9928 | 19949.42
1.6408 | 49.8047 | -0.22647 | 902.3628 | 19900.0331 | 1.6408 | 49.8999 | -0.11898 | 949.9751 | 19949.4
1.6412 | 49.8046 | -0.22646 | 902.3512 | 19900.0093 | 1.6412 | 49.8999 | -0.11898 | 949.969 | 19949.39
1.6416 | 49.8046 | -0.22646 | 902.3175 | 19899.9855 | 1.6416 | 49.8999 | -0.11898 | 949.9513 | 19949.38
1.642 | 49.8045 | -0.22645 | 902.3059 | 19899.9617 | 1.642 | 49.8998 | -0.11898 | 949.9452 | 19949.37
1.6424 | 49.8045 | -0.22645 | 902.2723 | 19899.9379 | 1.6424 | 49.8998 | -0.11898 | 949.9275 | 19949.35
1.6428 | 49.8044 | -0.22644 | 902.2606 | 19899.9141 | 1.6428 | 49.8998 | -0.11898 | 949.9214 | 19949.34
1.6432 | 49.8044 | -0.22644 | 902.227 | 19899.8903 | 1.6432 | 49.8998 | -0.11898 | 949.9037 | 19949.33
1.6436 | 49.8043 | -0.22643 | 902.2153 | 19899.8665 | 1.6436 | 49.8997 | -0.11897 | 949.8976 | 19949.32
1.644 | 49.8043 | -0.22643 | 902.1817 | 19899.8427 | 1.644 | 49.8997 | -0.11897 | 949.8799 | 19949.31
1.6444 | 49.8042 | -0.22642 | 902.17 | 19899.8189 | 1.6444 | 49.8997 | -0.11897 | 949.8738 | 19949.29
1.6448 | 49.8042 | -0.22642 | 902.1364 | 19899.7951 | 1.6448 | 49.8997 | -0.11897 | 949.8561 | 19949.28
1.6452 | 49.8042 | -0.22641 | 902.1248 | 19899.7713 | 1.6452 | 49.8997 | -0.11897 | 949.85 | 19949.27
1.6456 | 49.8042 | -0.22641 | 902.0911 | 19899.7475 | 1.6456 | 49.8997 | -0.11897 | 949.8323 | 19949.26
1.646 | 49.8041 | -0.2264 | 902.0795 | 19899.7237 | 1.646 | 49.8996 | -0.11896 | 949.8262 | 19949.25
1.6464 | 49.8041 | -0.2264 | 902.0458 | 19899.6999 | 1.6464 | 49.8996 | -0.11896 | 949.8085 | 19949.23
1.6468 | 49.804 | -0.22639 | 902.0342 | 19899.6761 | 1.6468 | 49.8996 | -0.11896 | 949.8024 | 19949.22
1.6472 | 49.804 | -0.22638 | 902.0006 | 19899.6523 | 1.6472 | 49.8996 | -0.11896 | 949.7847 | 19949.21
1.6476 | 49.8039 | -0.22638 | 901.9889 | 19899.6285 | 1.6476 | 49.8995 | -0.11896 | 949.7787 | 19949.2
1.648 | 49.8039 | -0.22637 | 901.9553 | 19899.6047 | 1.648 | 49.8995 | -0.11896 | 949.7609 | 19949.18
1.6484 | 49.8038 | -0.22637 | 901.9437 | 19899.5809 | 1.6484 | 49.8995 | -0.11896 | 949.7549 | 19949.17
1.6488 | 49.8038 | -0.22636 | 901.91 | 19899.5571 | 1.6488 | 49.8995 | -0.11896 | 949.7371 | 19949.16
1.6492 | 49.8037 | -0.22635 | 901.8984 | 19899.5333 | 1.6492 | 49.8994 | -0.11895 | 949.7311 | 19949.15
1.6496 | 49.8037 | -0.22635 | 901.8647 | 19899.5095 | 1.6496 | 49.8994 | -0.11895 | 949.7133 | 19949.14
1.65 | 49.8036 | -0.22634 | 901.8531 | 19899.4857 | 1.65 | 49.8994 | -0.11895 | 949.7073 | 19949.12
1.6504 | 49.8036 | -0.22634 | 901.8195 | 19899.4619 | 1.6504 | 49.8994 | -0.11895 | 949.6895 | 19949.11
1.6508 | 49.8035 | -0.22633 | 901.8078 | 19899.4381 | 1.6508 | 49.8993 | -0.11895 | 949.6835 | 19949.1
1.6512 | 49.8035 | -0.22633 | 901.7742 | 19899.4143 | 1.6512 | 49.8993 | -0.11895 | 949.6657 | 19949.09
1.6516 | 49.8034 | -0.22632 | 901.7626 | 19899.3905 | 1.6516 | 49.8993 | -0.11894 | 949.6597 | 19949.07
1.652 | 49.8034 | -0.22632 | 901.7289 | 19899.3667 | 1.652 | 49.8993 | -0.11894 | 949.642 | 19949.06
1.6524 | 49.8033 | -0.22631 | 901.7173 | 19899.3429 | 1.6524 | 49.8992 | -0.11894 | 949.6359 | 19949.05
1.6528 | 49.8033 | -0.22631 | 901.6837 | 19899.3191 | 1.6528 | 49.8992 | -0.11894 | 949.6182 | 19949.04
1.6532 | 49.8033 | -0.2263 | 901.6721 | 19899.2953 | 1.6532 | 49.8992 | -0.11894 | 949.6121 | 19949.03
1.6536 | 49.8033 | -0.2263 | 901.6384 | 19899.2716 | 1.6536 | 49.8992 | -0.11894 | 949.5944 | 19949.01
1.654 | 49.8032 | -0.22629 | 901.6268 | 19899.2478 | 1.654 | 49.8991 | -0.11894 | 949.5883 | 19949
1.6544 | 49.8032 | -0.22629 | 901.5932 | 19899.224 | 1.6544 | 49.8991 | -0.11894 | 949.5706 | 19948.99
1.6548 | 49.8031 | -0.22628 | 901.5815 | 19899.2002 | 1.6548 | 49.8991 | -0.11893 | 949.5646 | 19948.98
1.6552 | 49.8031 | -0.22628 | 901.5479 | 19899.1764 | 1.6552 | 49.8991 | -0.11893 | 949.5468 | 19948.96
1.6556 | 49.803 | -0.22627 | 901.5363 | 19899.1526 | 1.6556 | 49.899 | -0.11893 | 949.5408 | 19948.95
1.656 | 49.803 | -0.22626 | 901.5026 | 19899.1288 | 1.656 | 49.899 | -0.11893 | 949.523 | 19948.94
1.6564 | 49.8029 | -0.22626 | 901.491 | 19899.105 | 1.6564 | 49.899 | -0.11893 | 949.517 | 19948.93
1.6568 | 49.8029 | -0.22625 | 901.4574 | 19899.0812 | 1.6568 | 49.899 | -0.11893 | 949.4992 | 19948.92
1.6572 | 49.8028 | -0.22625 | 901.4458 | 19899.0574 | 1.6572 | 49.8989 | -0.11892 | 949.4932 | 19948.9
1.6576 | 49.8028 | -0.22624 | 901.4121 | 19899.0336 | 1.6576 | 49.8989 | -0.11892 | 949.4755 | 19948.89
1.658 | 49.8027 | -0.22623 | 901.4005 | 19899.0098 | 1.658 | 49.8989 | -0.11892 | 949.4694 | 19948.88
1.6584 | 49.8027 | -0.22623 | 901.3669 | 19898.9861 | 1.6584 | 49.8989 | -0.11892 | 949.4517 | 19948.87
1.6588 | 49.8026 | -0.22622 | 901.3553 | 19898.9623 | 1.6588 | 49.8988 | -0.11892 | 949.4456 | 19948.86
1.6592 | 49.8026 | -0.22622 | 901.3217 | 19898.9385 | 1.6592 | 49.8988 | -0.11892 | 949.4279 | 19948.84
1.6596 | 49.8025 | -0.22621 | 901.31 | 19898.9147 | 1.6596 | 49.8988 | -0.11892 | 949.4218 | 19948.83
1.66 | 49.8025 | -0.22621 | 901.2764 | 19898.8909 | 1.66 | 49.8988 | -0.11892 | 949.4041 | 19948.82
1.6604 | 49.8024 | -0.2262 | 901.2648 | 19898.8671 | 1.6604 | 49.8987 | -0.11891 | 949.3981 | 19948.81
1.6608 | 49.8024 | -0.2262 | 901.2312 | 19898.8433 | 1.6608 | 49.8987 | -0.11891 | 949.3803 | 19948.79
1.6612 | 49.8023 | -0.22619 | 901.2196 | 19898.8195 | 1.6612 | 49.8987 | -0.11891 | 949.3743 | 19948.78
1.6616 | 49.8023 | -0.22619 | 901.1859 | 19898.7957 | 1.6616 | 49.8987 | -0.11891 | 949.3565 | 19948.77
1.662 | 49.8023 | -0.22618 | 901.1743 | 19898.772 | 1.662 | 49.8987 | -0.11891 | 949.3505 | 19948.76
1.6624 | 49.8023 | -0.22618 | 901.1407 | 19898.7482 | 1.6624 | 49.8987 | -0.11891 | 949.3328 | 19948.75
1.6628 | 49.8022 | -0.22617 | 901.1291 | 19898.7244 | 1.6628 | 49.8986 | -0.1189 | 949.3267 | 19948.73
1.6632 | 49.8022 | -0.22617 | 901.0955 | 19898.7006 | 1.6632 | 49.8986 | -0.1189 | 949.309 | 19948.72
1.6636 | 49.8021 | -0.22616 | 901.0839 | 19898.6768 | 1.6636 | 49.8986 | -0.1189 | 949.3029 | 19948.71
1.664 | 49.8021 | -0.22615 | 901.0502 | 19898.653 | 1.664 | 49.8986 | -0.1189 | 949.2852 | 19948.7
1.6644 | 49.802 | -0.22615 | 901.0386 | 19898.6292 | 1.6644 | 49.8985 | -0.1189 | 949.2792 | 19948.68
1.6648 | 49.802 | -0.22614 | 901.005 | 19898.6055 | 1.6648 | 49.8985 | -0.1189 | 949.2614 | 19948.67
1.6652 | 49.8019 | -0.22614 | 900.9934 | 19898.5817 | 1.6652 | 49.8985 | -0.1189 | 949.2554 | 19948.66
1.6656 | 49.8019 | -0.22613 | 900.9598 | 19898.5579 | 1.6656 | 49.8985 | -0.1189 | 949.2376 | 19948.65
1.666 | 49.8018 | -0.22612 | 900.9482 | 19898.5341 | 1.666 | 49.8984 | -0.11889 | 949.2316 | 19948.64
1.6664 | 49.8018 | -0.22612 | 900.9145 | 19898.5103 | 1.6664 | 49.8984 | -0.11889 | 949.2139 | 19948.62
1.6668 | 49.8017 | -0.22611 | 900.903 | 19898.4865 | 1.6668 | 49.8984 | -0.11889 | 949.2078 | 19948.61
1.6672 | 49.8017 | -0.22611 | 900.8693 | 19898.4628 | 1.6672 | 49.8984 | -0.11889 | 949.1901 | 19948.6
1.6676 | 49.8016 | -0.2261 | 900.8577 | 19898.439 | 1.6676 | 49.8983 | -0.11889 | 949.184 | 19948.59
1.668 | 49.8016 | -0.2261 | 900.8241 | 19898.4152 | 1.668 | 49.8983 | -0.11889 | 949.1663 | 19948.57
1.6684 | 49.8015 | -0.22609 | 900.8125 | 19898.3914 | 1.6684 | 49.8983 | -0.11888 | 949.1603 | 19948.56
1.6688 | 49.8015 | -0.22609 | 900.7789 | 19898.3676 | 1.6688 | 49.8983 | -0.11888 | 949.1425 | 19948.55
1.6692 | 49.8014 | -0.22608 | 900.7673 | 19898.3438 | 1.6692 | 49.8982 | -0.11888 | 949.1365 | 19948.54
1.6696 | 49.8014 | -0.22608 | 900.7337 | 19898.3201 | 1.6696 | 49.8982 | -0.11888 | 949.1187 | 19948.53
1.67 | 49.8014 | -0.22607 | 900.7221 | 19898.2963 | 1.67 | 49.8982 | -0.11888 | 949.1127 | 19948.51
1.6704 | 49.8014 | -0.22607 | 900.6885 | 19898.2725 | 1.6704 | 49.8982 | -0.11888 | 949.095 | 19948.5
1.6708 | 49.8013 | -0.22606 | 900.6769 | 19898.2487 | 1.6708 | 49.8981 | -0.11888 | 949.0889 | 19948.49
1.6712 | 49.8013 | -0.22606 | 900.6432 | 19898.2249 | 1.6712 | 49.8981 | -0.11888 | 949.0712 | 19948.48
1.6716 | 49.8012 | -0.22605 | 900.6317 | 19898.2011 | 1.6716 | 49.8981 | -0.11887 | 949.0652 | 19948.46
1.672 | 49.8012 | -0.22605 | 900.598 | 19898.1774 | 1.672 | 49.8981 | -0.11887 | 949.0474 | 19948.45
1.6724 | 49.8011 | -0.22604 | 900.5865 | 19898.1536 | 1.6724 | 49.898 | -0.11887 | 949.0414 | 19948.44
1.6728 | 49.8011 | -0.22603 | 900.5528 | 19898.1298 | 1.6728 | 49.898 | -0.11887 | 949.0236 | 19948.43
1.6732 | 49.801 | -0.22603 | 900.5412 | 19898.106 | 1.6732 | 49.898 | -0.11887 | 949.0176 | 19948.42
1.6736 | 49.801 | -0.22602 | 900.5076 | 19898.0822 | 1.6736 | 49.898 | -0.11887 | 948.9999 | 19948.4
1.674 | 49.8009 | -0.22602 | 900.496 | 19898.0585 | 1.674 | 49.8979 | -0.11886 | 948.9939 | 19948.39
1.6744 | 49.8009 | -0.22601 | 900.4624 | 19898.0347 | 1.6744 | 49.8979 | -0.11886 | 948.9761 | 19948.38
1.6748 | 49.8008 | -0.226 | 900.4508 | 19898.0109 | 1.6748 | 49.8979 | -0.11886 | 948.9701 | 19948.37
1.6752 | 49.8008 | -0.226 | 900.4172 | 19897.9871 | 1.6752 | 49.8979 | -0.11886 | 948.9523 | 19948.36
1.6756 | 49.8007 | -0.22599 | 900.4056 | 19897.9634 | 1.6756 | 49.8978 | -0.11886 | 948.9463 | 19948.34
1.676 | 49.8007 | -0.22599 | 900.372 | 19897.9396 | 1.676 | 49.8978 | -0.11886 | 948.9286 | 19948.33
1.6764 | 49.8006 | -0.22598 | 900.3604 | 19897.9158 | 1.6764 | 49.8978 | -0.11886 | 948.9225 | 19948.32
1.6768 | 49.8006 | -0.22598 | 900.3268 | 19897.892 | 1.6768 | 49.8978 | -0.11886 | 948.9048 | 19948.31
1.6772 | 49.8005 | -0.22597 | 900.3153 | 19897.8682 | 1.6772 | 49.8978 | -0.11885 | 948.8988 | 19948.29
1.6776 | 49.8005 | -0.22597 | 900.2816 | 19897.8445 | 1.6776 | 49.8978 | -0.11885 | 948.881 | 19948.28
1.678 | 49.8004 | -0.22596 | 900.2701 | 19897.8207 | 1.678 | 49.8977 | -0.11885 | 948.875 | 19948.27
1.6784 | 49.8004 | -0.22596 | 900.2364 | 19897.7969 | 1.6784 | 49.8977 | -0.11885 | 948.8572 | 19948.26
1.6788 | 49.8004 | -0.22595 | 900.2249 | 19897.7731 | 1.6788 | 49.8976 | -0.11885 | 948.8512 | 19948.25
1.6792 | 49.8004 | -0.22595 | 900.1912 | 19897.7494 | 1.6792 | 49.8976 | -0.11885 | 948.8335 | 19948.23
1.6796 | 49.8003 | -0.22594 | 900.1797 | 19897.7256 | 1.6796 | 49.8976 | -0.11884 | 948.8275 | 19948.22
1.68 | 49.8003 | -0.22594 | 900.1461 | 19897.7018 | 1.68 | 49.8976 | -0.11884 | 948.8097 | 19948.21
1.6804 | 49.8002 | -0.22593 | 900.1345 | 19897.678 | 1.6804 | 49.8976 | -0.11884 | 948.8037 | 19948.2
1.6808 | 49.8002 | -0.22593 | 900.1009 | 19897.6543 | 1.6808 | 49.8976 | -0.11884 | 948.7859 | 19948.18
1.6812 | 49.8001 | -0.22592 | 900.0893 | 19897.6305 | 1.6812 | 49.8975 | -0.11884 | 948.7799 | 19948.17
1.6816 | 49.8001 | -0.22591 | 900.0557 | 19897.6067 | 1.6816 | 49.8975 | -0.11884 | 948.7622 | 19948.16
1.682 | 49.8 | -0.22591 | 900.0441 | 19897.5829 | 1.682 | 49.8975 | -0.11884 | 948.7562 | 19948.15
1.6824 | 49.8 | -0.2259 | 900.0105 | 19897.5592 | 1.6824 | 49.8975 | -0.11884 | 948.7384 | 19948.14
1.6828 | 49.7999 | -0.2259 | 899.999 | 19897.5354 | 1.6828 | 49.8974 | -0.11883 | 948.7324 | 19948.12
1.6832 | 49.7999 | -0.22589 | 899.9653 | 19897.5116 | 1.6832 | 49.8974 | -0.11883 | 948.7146 | 19948.11
1.6836 | 49.7998 | -0.22588 | 899.9538 | 19897.4879 | 1.6836 | 49.8974 | -0.11883 | 948.7086 | 19948.1
1.684 | 49.7998 | -0.22588 | 899.9201 | 19897.4641 | 1.684 | 49.8974 | -0.11883 | 948.6909 | 19948.09
1.6844 | 49.7997 | -0.22587 | 899.9086 | 19897.4403 | 1.6844 | 49.8973 | -0.11883 | 948.6849 | 19948.07
1.6848 | 49.7997 | -0.22587 | 899.875 | 19897.4165 | 1.6848 | 49.8973 | -0.11883 | 948.6671 | 19948.06
1.6852 | 49.7996 | -0.22586 | 899.8634 | 19897.3928 | 1.6852 | 49.8973 | -0.11882 | 948.6611 | 19948.05
1.6856 | 49.7996 | -0.22586 | 899.8298 | 19897.369 | 1.6856 | 49.8973 | -0.11882 | 948.6433 | 19948.04
1.686 | 49.7995 | -0.22585 | 899.8183 | 19897.3452 | 1.686 | 49.8972 | -0.11882 | 948.6373 | 19948.03
1.6864 | 49.7995 | -0.22585 | 899.7846 | 19897.3215 | 1.6864 | 49.8972 | -0.11882 | 948.6196 | 19948.01
1.6868 | 49.7995 | -0.22584 | 899.7731 | 19897.2977 | 1.6868 | 49.8972 | -0.11882 | 948.6136 | 19948
1.6872 | 49.7995 | -0.22584 | 899.7395 | 19897.2739 | 1.6872 | 49.8972 | -0.11882 | 948.5958 | 19947.99
1.6876 | 49.7994 | -0.22583 | 899.7279 | 19897.2502 | 1.6876 | 49.8971 | -0.11882 | 948.5898 | 19947.98
1.688 | 49.7994 | -0.22583 | 899.6943 | 19897.2264 | 1.688 | 49.8971 | -0.11882 | 948.572 | 19947.97
1.6884 | 49.7993 | -0.22582 | 899.6828 | 19897.2026 | 1.6884 | 49.8971 | -0.11881 | 948.566 | 19947.95
1.6888 | 49.7993 | -0.22582 | 899.6491 | 19897.1788 | 1.6888 | 49.8971 | -0.11881 | 948.5483 | 19947.94
1.6892 | 49.7992 | -0.22581 | 899.6376 | 19897.1551 | 1.6892 | 49.897 | -0.11881 | 948.5423 | 19947.93
1.6896 | 49.7992 | -0.2258 | 899.604 | 19897.1313 | 1.6896 | 49.897 | -0.11881 | 948.5245 | 19947.92
1.69 | 49.7991 | -0.2258 | 899.5924 | 19897.1075 | 1.69 | 49.897 | -0.11881 | 948.5185 | 19947.9
1.6904 | 49.7991 | -0.22579 | 899.5588 | 19897.0838 | 1.6904 | 49.897 | -0.11881 | 948.5008 | 19947.89
1.6908 | 49.799 | -0.22579 | 899.5473 | 19897.06 | 1.6908 | 49.8969 | -0.1188 | 948.4948 | 19947.88
1.6912 | 49.799 | -0.22578 | 899.5137 | 19897.0362 | 1.6912 | 49.8969 | -0.1188 | 948.477 | 19947.87
1.6916 | 49.7989 | -0.22578 | 899.5021 | 19897.0125 | 1.6916 | 49.8969 | -0.1188 | 948.471 | 19947.86
1.692 | 49.7989 | -0.22577 | 899.4685 | 19896.9887 | 1.692 | 49.8969 | -0.1188 | 948.4532 | 19947.84
1.6924 | 49.7988 | -0.22576 | 899.457 | 19896.9649 | 1.6924 | 49.8969 | -0.1188 | 948.4472 | 19947.83
1.6928 | 49.7988 | -0.22576 | 899.4233 | 19896.9412 | 1.6928 | 49.8969 | -0.1188 | 948.4295 | 19947.82
1.6932 | 49.7987 | -0.22575 | 899.4118 | 19896.9174 | 1.6932 | 49.8968 | -0.1188 | 948.4235 | 19947.81
1.6936 | 49.7987 | -0.22575 | 899.3782 | 19896.8936 | 1.6936 | 49.8968 | -0.1188 | 948.4057 | 19947.79
1.694 | 49.7986 | -0.22574 | 899.3667 | 19896.8699 | 1.694 | 49.8967 | -0.11879 | 948.3997 | 19947.78
1.6944 | 49.7986 | -0.22574 | 899.333 | 19896.8461 | 1.6944 | 49.8967 | -0.11879 | 948.382 | 19947.77
1.6948 | 49.7986 | -0.22573 | 899.3215 | 19896.8224 | 1.6948 | 49.8967 | -0.11879 | 948.376 | 19947.76
1.6952 | 49.7986 | -0.22573 | 899.2879 | 19896.7986 | 1.6952 | 49.8967 | -0.11879 | 948.3582 | 19947.75
1.6956 | 49.7985 | -0.22572 | 899.2764 | 19896.7748 | 1.6956 | 49.8967 | -0.11879 | 948.3522 | 19947.73
1.696 | 49.7985 | -0.22572 | 899.2428 | 19896.7511 | 1.696 | 49.8967 | -0.11879 | 948.3344 | 19947.72
1.6964 | 49.7984 | -0.22571 | 899.2312 | 19896.7273 | 1.6964 | 49.8966 | -0.11878 | 948.3284 | 19947.71
1.6968 | 49.7984 | -0.22571 | 899.1976 | 19896.7035 | 1.6968 | 49.8966 | -0.11878 | 948.3107 | 19947.7
1.6972 | 49.7983 | -0.2257 | 899.1861 | 19896.6798 | 1.6972 | 49.8966 | -0.11878 | 948.3047 | 19947.68
1.6976 | 49.7983 | -0.2257 | 899.1525 | 19896.656 | 1.6976 | 49.8966 | -0.11878 | 948.2869 | 19947.67
1.698 | 49.7982 | -0.22569 | 899.141 | 19896.6322 | 1.698 | 49.8965 | -0.11878 | 948.2809 | 19947.66
1.6984 | 49.7982 | -0.22568 | 899.1073 | 19896.6085 | 1.6984 | 49.8965 | -0.11878 | 948.2632 | 19947.65
1.6988 | 49.7981 | -0.22568 | 899.0958 | 19896.5847 | 1.6988 | 49.8965 | -0.11878 | 948.2572 | 19947.64
1.6992 | 49.7981 | -0.22567 | 899.0622 | 19896.561 | 1.6992 | 49.8965 | -0.11878 | 948.2394 | 19947.62
1.6996 | 49.798 | -0.22567 | 899.0507 | 19896.5372 | 1.6996 | 49.8964 | -0.11877 | 948.2334 | 19947.61
1.7 | 49.798 | -0.22566 | 899.0171 | 19896.5134 | 1.7 | 49.8964 | -0.11877 | 948.2157 | 19947.6
1.7004 | 49.7979 | -0.22565 | 899.0056 | 19896.4897 | 1.7004 | 49.8964 | -0.11877 | 948.2097 | 19947.59
1.7008 | 49.7979 | -0.22538 | 900.0747 | 19896.4659 | 1.7008 | 49.8964 | -0.11877 | 948.1919 | 19947.58
1.7012 | 49.7978 | -0.22506 | 901.2918 | 19896.4422 | 1.7012 | 49.8963 | -0.11877 | 948.1859 | 19947.56
1.7016 | 49.7978 | -0.22549 | 899.5183 | 19896.4184 | 1.7016 | 49.8963 | -0.11877 | 948.1682 | 19947.55
1.702 | 49.7977 | -0.22549 | 899.4737 | 19896.3946 | 1.702 | 49.8963 | -0.11876 | 948.1622 | 19947.54
1.7024 | 49.7977 | -0.22562 | 898.9149 | 19896.3709 | 1.7024 | 49.8963 | -0.11876 | 948.1444 | 19947.53
1.7028 | 49.7976 | -0.22572 | 898.5016 | 19896.3471 | 1.7028 | 49.8962 | -0.11876 | 948.1384 | 19947.51
1.7032 | 49.7976 | -0.22558 | 899.0139 | 19896.3234 | 1.7032 | 49.8962 | -0.11876 | 948.1206 | 19947.5
1.7036 | 49.7976 | -0.22527 | 900.1728 | 19896.2996 | 1.7036 | 49.8962 | -0.11876 | 948.1147 | 19947.49
1.704 | 49.7976 | -0.2256 | 898.8429 | 19896.2758 | 1.704 | 49.8962 | -0.11876 | 948.0969 | 19947.48
1.7044 | 49.7975 | -0.22569 | 898.4285 | 19896.2521 | 1.7044 | 49.8961 | -0.11876 | 948.0909 | 19947.47
1.7048 | 49.7975 | -0.22554 | 898.9701 | 19896.2283 | 1.7048 | 49.8961 | -0.11876 | 948.0731 | 19947.45
1.7052 | 49.7974 | -0.22558 | 898.7832 | 19896.2046 | 1.7052 | 49.8961 | -0.11875 | 948.0672 | 19947.44
1.7056 | 49.7974 | -0.22561 | 898.6122 | 19896.1808 | 1.7056 | 49.8961 | -0.11875 | 948.0494 | 19947.43
1.706 | 49.7973 | -0.22557 | 898.7107 | 19896.1571 | 1.706 | 49.896 | -0.11875 | 948.0434 | 19947.42
1.7064 | 49.7973 | -0.2256 | 898.5686 | 19896.1333 | 1.7064 | 49.896 | -0.11875 | 948.0256 | 19947.4
1.7068 | 49.7972 | -0.22556 | 898.6603 | 19896.1095 | 1.7068 | 49.896 | -0.11875 | 948.0197 | 19947.39
1.7072 | 49.7972 | -0.2256 | 898.481 | 19896.0858 | 1.7072 | 49.896 | -0.11875 | 948.0019 | 19947.38
1.7076 | 49.7971 | -0.22556 | 898.594 | 19896.062 | 1.7076 | 49.8959 | -0.11874 | 947.9959 | 19947.37
1.708 | 49.7971 | -0.22559 | 898.4011 | 19896.0383 | 1.708 | 49.8959 | -0.11874 | 947.9781 | 19947.36
1.7084 | 49.797 | -0.22556 | 898.5104 | 19896.0145 | 1.7084 | 49.8959 | -0.11874 | 947.9722 | 19947.34
1.7088 | 49.797 | -0.22559 | 898.3476 | 19895.9908 | 1.7088 | 49.8959 | -0.11874 | 947.9544 | 19947.33
1.7092 | 49.7969 | -0.22556 | 898.4267 | 19895.967 | 1.7092 | 49.8959 | -0.11874 | 947.9484 | 19947.32
1.7096 | 49.7969 | -0.22557 | 898.3206 | 19895.9433 | 1.7096 | 49.8959 | -0.11874 | 947.9306 | 19947.31
1.71 | 49.7968 | -0.22555 | 898.373 | 19895.9195 | 1.71 | 49.8958 | -0.11874 | 947.9247 | 19947.3
1.7104 | 49.7968 | -0.22554 | 898.341 | 19895.8958 | 1.7104 | 49.8958 | -0.11873 | 947.9069 | 19947.28
1.7108 | 49.7967 | -0.22553 | 898.363 | 19895.872 | 1.7108 | 49.8957 | -0.11873 | 947.9009 | 19947.27
1.7112 | 49.7967 | -0.22552 | 898.3472 | 19895.8483 | 1.7112 | 49.8957 | -0.11873 | 947.8832 | 19947.26
1.7116 | 49.7967 | -0.22551 | 898.3522 | 19895.8245 | 1.7116 | 49.8957 | -0.11873 | 947.8772 | 19947.25
1.712 | 49.7967 | -0.2255 | 898.3286 | 19895.8007 | 1.712 | 49.8957 | -0.11873 | 947.8594 | 19947.23
1.7124 | 49.7966 | -0.22549 | 898.3232 | 19895.777 | 1.7124 | 49.8957 | -0.11873 | 947.8534 | 19947.22
1.7128 | 49.7966 | -0.22549 | 898.2936 | 19895.7532 | 1.7128 | 49.8957 | -0.11873 | 947.8357 | 19947.21
1.7132 | 49.7965 | -0.22548 | 898.2829 | 19895.7295 | 1.7132 | 49.8956 | -0.11872 | 947.8297 | 19947.2
1.7136 | 49.7965 | -0.22548 | 898.2503 | 19895.7057 | 1.7136 | 49.8956 | -0.11872 | 947.8119 | 19947.19
1.714 | 49.7964 | -0.22547 | 898.2384 | 19895.682 | 1.714 | 49.8956 | -0.11872 | 947.8059 | 19947.17
1.7144 | 49.7964 | -0.22547 | 898.2054 | 19895.6582 | 1.7144 | 49.8956 | -0.11872 | 947.7882 | 19947.16
1.7148 | 49.7963 | -0.22546 | 898.1933 | 19895.6345 | 1.7148 | 49.8955 | -0.11872 | 947.7822 | 19947.15
1.7152 | 49.7963 | -0.22546 | 898.1603 | 19895.6107 | 1.7152 | 49.8955 | -0.11872 | 947.7644 | 19947.14
1.7156 | 49.7962 | -0.22545 | 898.1482 | 19895.587 | 1.7156 | 49.8955 | -0.11872 | 947.7585 | 19947.12
1.716 | 49.7962 | -0.22544 | 898.1153 | 19895.5632 | 1.716 | 49.8955 | -0.11872 | 947.7407 | 19947.11
1.7164 | 49.7961 | -0.22544 | 898.1032 | 19895.5395 | 1.7164 | 49.8954 | -0.11871 | 947.7347 | 19947.1
1.7168 | 49.7961 | -0.22543 | 898.0702 | 19895.5157 | 1.7168 | 49.8954 | -0.11871 | 947.7169 | 19947.09
1.7172 | 49.796 | -0.22543 | 898.0581 | 19895.492 | 1.7172 | 49.8954 | -0.11871 | 947.711 | 19947.08
1.7176 | 49.796 | -0.22542 | 898.0251 | 19895.4682 | 1.7176 | 49.8954 | -0.11871 | 947.6932 | 19947.06
1.718 | 49.7959 | -0.22541 | 898.013 | 19895.4445 | 1.718 | 49.8953 | -0.11871 | 947.6872 | 19947.05
1.7184 | 49.7959 | -0.22541 | 897.98 | 19895.4207 | 1.7184 | 49.8953 | -0.11871 | 947.6695 | 19947.04
1.7188 | 49.7958 | -0.2254 | 897.9679 | 19895.397 | 1.7188 | 49.8953 | -0.1187 | 947.6635 | 19947.03
1.7192 | 49.7958 | -0.2254 | 897.9349 | 19895.3733 | 1.7192 | 49.8953 | -0.1187 | 947.6457 | 19947.01
1.7196 | 49.7958 | -0.22539 | 897.9228 | 19895.3495 | 1.7196 | 49.8952 | -0.1187 | 947.6398 | 19947
1.72 | 49.7958 | -0.22539 | 897.8898 | 19895.3258 | 1.72 | 49.8952 | -0.1187 | 947.622 | 19946.99
1.7204 | 49.7957 | -0.22538 | 897.8777 | 19895.302 | 1.7204 | 49.8952 | -0.1187 | 947.616 | 19946.98
1.7208 | 49.7957 | -0.22538 | 897.8448 | 19895.2783 | 1.7208 | 49.8952 | -0.1187 | 947.5982 | 19946.97
1.7212 | 49.7956 | -0.22537 | 897.8327 | 19895.2545 | 1.7212 | 49.8951 | -0.1187 | 947.5923 | 19946.95
1.7216 | 49.7956 | -0.22537 | 897.7997 | 19895.2308 | 1.7216 | 49.8951 | -0.11869 | 947.5745 | 19946.94
1.722 | 49.7955 | -0.22536 | 897.7876 | 19895.207 | 1.722 | 49.8951 | -0.11869 | 947.5685 | 19946.93
1.7224 | 49.7955 | -0.22536 | 897.7546 | 19895.1833 | 1.7224 | 49.8951 | -0.11869 | 947.5508 | 19946.92
1.7228 | 49.7954 | -0.22535 | 897.7425 | 19895.1595 | 1.7228 | 49.895 | -0.11869 | 947.5448 | 19946.91
1.7232 | 49.7954 | -0.22535 | 897.7095 | 19895.1358 | 1.7232 | 49.895 | -0.11869 | 947.527 | 19946.89
1.7236 | 49.7953 | -0.22534 | 897.6975 | 19895.1121 | 1.7236 | 49.895 | -0.11869 | 947.5211 | 19946.88
1.724 | 49.7953 | -0.22534 | 897.6645 | 19895.0883 | 1.724 | 49.895 | -0.11869 | 947.5033 | 19946.87
1.7244 | 49.7952 | -0.22533 | 897.6524 | 19895.0646 | 1.7244 | 49.895 | -0.11868 | 947.4973 | 19946.86
1.7248 | 49.7952 | -0.22532 | 897.6194 | 19895.0408 | 1.7248 | 49.895 | -0.11868 | 947.4795 | 19946.84
1.7252 | 49.7951 | -0.22532 | 897.6073 | 19895.0171 | 1.7252 | 49.8949 | -0.11868 | 947.4736 | 19946.83
1.7256 | 49.7951 | -0.22531 | 897.5743 | 19894.9933 | 1.7256 | 49.8949 | -0.11868 | 947.4558 | 19946.82
1.726 | 49.795 | -0.22531 | 897.5623 | 19894.9696 | 1.726 | 49.8948 | -0.11868 | 947.4499 | 19946.81
1.7264 | 49.795 | -0.2253 | 897.5293 | 19894.9459 | 1.7264 | 49.8948 | -0.11868 | 947.4321 | 19946.8
1.7268 | 49.7949 | -0.22529 | 897.5172 | 19894.9221 | 1.7268 | 49.8948 | -0.11868 | 947.4261 | 19946.78
1.7272 | 49.7949 | -0.22529 | 897.4842 | 19894.8984 | 1.7272 | 49.8948 | -0.11867 | 947.4083 | 19946.77
1.7276 | 49.7949 | -0.22528 | 897.4722 | 19894.8746 | 1.7276 | 49.8948 | -0.11867 | 947.4024 | 19946.76
1.728 | 49.7949 | -0.22528 | 897.4392 | 19894.8509 | 1.728 | 49.8948 | -0.11867 | 947.3846 | 19946.75
1.7284 | 49.7948 | -0.22527 | 897.4271 | 19894.8271 | 1.7284 | 49.8947 | -0.11867 | 947.3787 | 19946.73
1.7288 | 49.7948 | -0.22527 | 897.3941 | 19894.8034 | 1.7288 | 49.8947 | -0.11867 | 947.3609 | 19946.72
1.7292 | 49.7947 | -0.22526 | 897.382 | 19894.7797 | 1.7292 | 49.8947 | -0.11867 | 947.3549 | 19946.71
1.7296 | 49.7947 | -0.22526 | 897.3491 | 19894.7559 | 1.7296 | 49.8947 | -0.11867 | 947.3371 | 19946.7
1.73 | 49.7946 | -0.22525 | 897.337 | 19894.7322 | 1.73 | 49.8946 | -0.11866 | 947.3312 | 19946.69
1.7304 | 49.7946 | -0.22525 | 897.304 | 19894.7084 | 1.7304 | 49.8946 | -0.11866 | 947.3134 | 19946.67
1.7308 | 49.7945 | -0.22524 | 897.2919 | 19894.6847 | 1.7308 | 49.8946 | -0.11866 | 947.3075 | 19946.66
1.7312 | 49.7945 | -0.22524 | 897.259 | 19894.661 | 1.7312 | 49.8946 | -0.11866 | 947.2897 | 19946.65
1.7316 | 49.7944 | -0.22523 | 897.2469 | 19894.6372 | 1.7316 | 49.8945 | -0.11866 | 947.2837 | 19946.64
1.732 | 49.7944 | -0.22523 | 897.2139 | 19894.6135 | 1.732 | 49.8945 | -0.11866 | 947.2659 | 19946.63
1.7324 | 49.7943 | -0.22522 | 897.2019 | 19894.5898 | 1.7324 | 49.8945 | -0.11866 | 947.26 | 19946.61
1.7328 | 49.7943 | -0.22522 | 897.1689 | 19894.566 | 1.7328 | 49.8945 | -0.11854 | 948.1349 | 19946.6
1.7332 | 49.7942 | -0.22521 | 897.1568 | 19894.5423 | 1.7332 | 49.8944 | -0.11843 | 949.0033 | 19946.59
1.7336 | 49.7942 | -0.2252 | 897.1238 | 19894.5185 | 1.7336 | 49.8944 | -0.11858 | 947.8037 | 19946.58
1.734 | 49.7941 | -0.2252 | 897.1118 | 19894.4948 | 1.734 | 49.8944 | -0.11858 | 947.747 | 19946.56
1.7344 | 49.7941 | -0.22519 | 897.0788 | 19894.4711 | 1.7344 | 49.8944 | -0.11859 | 947.6859 | 19946.55
1.7348 | 49.794 | -0.22519 | 897.0667 | 19894.4473 | 1.7348 | 49.8943 | -0.11857 | 947.8281 | 19946.54
1.7352 | 49.794 | -0.22518 | 897.0338 | 19894.4236 | 1.7352 | 49.8943 | -0.11858 | 947.7349 | 19946.53
1.7356 | 49.794 | -0.22518 | 897.0217 | 19894.3999 | 1.7356 | 49.8943 | -0.11855 | 947.9536 | 19946.52
1.736 | 49.794 | -0.22517 | 896.9887 | 19894.3761 | 1.736 | 49.8943 | -0.11857 | 947.7652 | 19946.5
1.7364 | 49.7939 | -0.22516 | 896.9767 | 19894.3524 | 1.7364 | 49.8942 | -0.11855 | 947.8924 | 19946.49
1.7368 | 49.7939 | -0.22516 | 896.9437 | 19894.3287 | 1.7368 | 49.8942 | -0.11858 | 947.5755 | 19946.48
1.7372 | 49.7938 | -0.22515 | 896.9316 | 19894.3049 | 1.7372 | 49.8942 | -0.11862 | 947.2745 | 19946.47
1.7376 | 49.7938 | -0.22515 | 896.8987 | 19894.2812 | 1.7376 | 49.8942 | -0.11859 | 947.4841 | 19946.45
1.738 | 49.7937 | -0.22514 | 896.8866 | 19894.2575 | 1.738 | 49.8941 | -0.11863 | 947.1157 | 19946.44
1.7384 | 49.7937 | -0.22514 | 896.8536 | 19894.2337 | 1.7384 | 49.8941 | -0.11866 | 946.8867 | 19946.43
1.7388 | 49.7936 | -0.22513 | 896.8416 | 19894.21 | 1.7388 | 49.8941 | -0.11863 | 947.1161 | 19946.42
1.7392 | 49.7936 | -0.22513 | 896.8086 | 19894.1863 | 1.7392 | 49.8941 | -0.11864 | 946.9723 | 19946.41
1.7396 | 49.7935 | -0.22512 | 896.7966 | 19894.1625 | 1.7396 | 49.894 | -0.11863 | 947.0573 | 19946.39
1.74 | 49.7935 | -0.22512 | 896.7636 | 19894.1388 | 1.74 | 49.894 | -0.11863 | 947.022 | 19946.38
1.7404 | 49.7934 | -0.22511 | 896.7515 | 19894.1151 | 1.7404 | 49.894 | -0.11863 | 947.0234 | 19946.37
1.7408 | 49.7934 | -0.22511 | 896.7186 | 19894.0913 | 1.7408 | 49.894 | -0.11863 | 947.0046 | 19946.36
1.7412 | 49.7933 | -0.2251 | 896.7065 | 19894.0676 | 1.7412 | 49.8939 | -0.11862 | 946.9989 | 19946.34
1.7416 | 49.7933 | -0.2251 | 896.6735 | 19894.0439 | 1.7416 | 49.8939 | -0.11862 | 946.9814 | 19946.33
1.742 | 49.7932 | -0.22509 | 896.6615 | 19894.0201 | 1.742 | 49.8939 | -0.11862 | 946.9754 | 19946.32
1.7424 | 49.7932 | -0.22508 | 896.6285 | 19893.9964 | 1.7424 | 49.8939 | -0.11862 | 946.9577 | 19946.31
1.7428 | 49.7931 | -0.22508 | 896.6165 | 19893.9727 | 1.7428 | 49.8939 | -0.11862 | 946.9517 | 19946.3
1.7432 | 49.7931 | -0.22507 | 896.5835 | 19893.9489 | 1.7432 | 49.8939 | -0.11862 | 946.9339 | 19946.28
1.7436 | 49.7931 | -0.22507 | 896.5715 | 19893.9252 | 1.7436 | 49.8938 | -0.11862 | 946.928 | 19946.27
1.744 | 49.7931 | -0.22506 | 896.5385 | 19893.9015 | 1.744 | 49.8938 | -0.11861 | 946.9102 | 19946.26
1.7444 | 49.793 | -0.22506 | 896.5265 | 19893.8777 | 1.7444 | 49.8938 | -0.11861 | 946.9043 | 19946.25
1.7448 | 49.793 | -0.22505 | 896.4935 | 19893.854 | 1.7448 | 49.8938 | -0.11861 | 946.8865 | 19946.24
1.7452 | 49.7929 | -0.22504 | 896.4814 | 19893.8303 | 1.7452 | 49.8937 | -0.11861 | 946.8805 | 19946.22
1.7456 | 49.7929 | -0.22504 | 896.4485 | 19893.8066 | 1.7456 | 49.8937 | -0.11861 | 946.8628 | 19946.21
1.746 | 49.7928 | -0.22503 | 896.4364 | 19893.7828 | 1.746 | 49.8937 | -0.11861 | 946.8568 | 19946.2
1.7464 | 49.7928 | -0.22503 | 896.4035 | 19893.7591 | 1.7464 | 49.8937 | -0.11861 | 946.839 | 19946.19
1.7468 | 49.7927 | -0.22502 | 896.3914 | 19893.7354 | 1.7468 | 49.8936 | -0.1186 | 946.8331 | 19946.17
1.7472 | 49.7927 | -0.22502 | 896.3585 | 19893.7116 | 1.7472 | 49.8936 | -0.1186 | 946.8153 | 19946.16
1.7476 | 49.7926 | -0.22501 | 896.3464 | 19893.6879 | 1.7476 | 49.8936 | -0.1186 | 946.8094 | 19946.15
1.748 | 49.7926 | -0.22501 | 896.3135 | 19893.6642 | 1.748 | 49.8936 | -0.1186 | 946.7916 | 19946.14
1.7484 | 49.7925 | -0.225 | 896.3014 | 19893.6405 | 1.7484 | 49.8935 | -0.1186 | 946.7857 | 19946.13
1.7488 | 49.7925 | -0.225 | 896.2685 | 19893.6167 | 1.7488 | 49.8935 | -0.1186 | 946.7679 | 19946.11
1.7492 | 49.7924 | -0.22499 | 896.2564 | 19893.593 | 1.7492 | 49.8935 | -0.1186 | 946.7619 | 19946.1
1.7496 | 49.7924 | -0.22499 | 896.2235 | 19893.5693 | 1.7496 | 49.8935 | -0.11859 | 946.7442 | 19946.09
1.75 | 49.7923 | -0.22498 | 896.2114 | 19893.5456 | 1.75 | 49.8934 | -0.11859 | 946.7382 | 19946.08
1.7504 | 49.7923 | -0.22498 | 896.1785 | 19893.5218 | 1.7504 | 49.8934 | -0.11859 | 946.7204 | 19946.06
1.7508 | 49.7922 | -0.22497 | 896.1664 | 19893.4981 | 1.7508 | 49.8934 | -0.11859 | 946.7145 | 19946.05
1.7512 | 49.7922 | -0.22497 | 896.1335 | 19893.4744 | 1.7512 | 49.8934 | -0.11859 | 946.6967 | 19946.04
1.7516 | 49.7922 | -0.22496 | 896.1215 | 19893.4507 | 1.7516 | 49.8933 | -0.11859 | 946.6908 | 19946.03
1.752 | 49.7922 | -0.22495 | 896.0885 | 19893.4269 | 1.752 | 49.8933 | -0.11859 | 946.673 | 19946.02
1.7524 | 49.7921 | -0.22495 | 896.0765 | 19893.4032 | 1.7524 | 49.8933 | -0.11858 | 946.6671 | 19946
1.7528 | 49.7921 | -0.22494 | 896.0435 | 19893.3795 | 1.7528 | 49.8933 | -0.11858 | 946.6493 | 19945.99
1.7532 | 49.792 | -0.22494 | 896.0315 | 19893.3558 | 1.7532 | 49.8932 | -0.11858 | 946.6434 | 19945.98
1.7536 | 49.792 | -0.22493 | 895.9985 | 19893.332 | 1.7536 | 49.8932 | -0.11858 | 946.6256 | 19945.97
1.754 | 49.7919 | -0.22492 | 895.9865 | 19893.3083 | 1.754 | 49.8932 | -0.11858 | 946.6196 | 19945.96
1.7544 | 49.7919 | -0.22492 | 895.9535 | 19893.2846 | 1.7544 | 49.8932 | -0.11858 | 946.6019 | 19945.94
1.7548 | 49.7918 | -0.22491 | 895.9415 | 19893.2609 | 1.7548 | 49.8931 | -0.11858 | 946.5959 | 19945.93
1.7552 | 49.7918 | -0.22491 | 895.9085 | 19893.2372 | 1.7552 | 49.8931 | -0.11857 | 946.5781 | 19945.92
1.7556 | 49.7917 | -0.2249 | 895.8965 | 19893.2134 | 1.7556 | 49.8931 | -0.11857 | 946.5722 | 19945.91
1.756 | 49.7917 | -0.2249 | 895.8635 | 19893.1897 | 1.756 | 49.8931 | -0.11857 | 946.5544 | 19945.89
1.7564 | 49.7916 | -0.22489 | 895.8515 | 19893.166 | 1.7564 | 49.8931 | -0.11857 | 946.5485 | 19945.88
1.7568 | 49.7916 | -0.22489 | 895.8186 | 19893.1423 | 1.7568 | 49.8931 | -0.11857 | 946.5307 | 19945.87
1.7572 | 49.7915 | -0.22488 | 895.8066 | 19893.1186 | 1.7572 | 49.893 | -0.11857 | 946.5248 | 19945.86
1.7576 | 49.7915 | -0.22488 | 895.7736 | 19893.0948 | 1.7576 | 49.893 | -0.11857 | 946.507 | 19945.85
1.758 | 49.7914 | -0.22487 | 895.7616 | 19893.0711 | 1.758 | 49.8929 | -0.11856 | 946.5011 | 19945.83
1.7584 | 49.7914 | -0.22487 | 895.7286 | 19893.0474 | 1.7584 | 49.8929 | -0.11856 | 946.4833 | 19945.82
1.7588 | 49.7913 | -0.22486 | 895.7166 | 19893.0237 | 1.7588 | 49.8929 | -0.11856 | 946.4774 | 19945.81
1.7592 | 49.7913 | -0.22486 | 895.6836 | 19893 | 1.7592 | 49.8929 | -0.11856 | 946.4596 | 19945.8
1.7596 | 49.7913 | -0.22485 | 895.6717 | 19892.9762 | 1.7596 | 49.8929 | -0.11856 | 946.4536 | 19945.78
1.76 | 49.7913 | -0.22485 | 895.6387 | 19892.9525 | 1.76 | 49.8929 | -0.11856 | 946.4359 | 19945.77
1.7604 | 49.7912 | -0.22484 | 895.6267 | 19892.9288 | 1.7604 | 49.8928 | -0.11856 | 946.4299 | 19945.76
1.7608 | 49.7912 | -0.22483 | 895.5937 | 19892.9051 | 1.7608 | 49.8928 | -0.11855 | 946.4122 | 19945.75
1.7612 | 49.7911 | -0.22483 | 895.5817 | 19892.8814 | 1.7612 | 49.8928 | -0.11855 | 946.4062 | 19945.74
1.7616 | 49.7911 | -0.22482 | 895.5487 | 19892.8576 | 1.7616 | 49.8928 | -0.11855 | 946.3884 | 19945.72
1.762 | 49.791 | -0.22482 | 895.5368 | 19892.8339 | 1.762 | 49.8927 | -0.11855 | 946.3825 | 19945.71
1.7624 | 49.791 | -0.22481 | 895.5038 | 19892.8102 | 1.7624 | 49.8927 | -0.11855 | 946.3647 | 19945.7
1.7628 | 49.7909 | -0.2248 | 895.4918 | 19892.7865 | 1.7628 | 49.8927 | -0.11855 | 946.3588 | 19945.69
1.7632 | 49.7909 | -0.2248 | 895.4588 | 19892.7628 | 1.7632 | 49.8927 | -0.11855 | 946.341 | 19945.68
1.7636 | 49.7908 | -0.22479 | 895.4468 | 19892.7391 | 1.7636 | 49.8926 | -0.11854 | 946.3351 | 19945.66
1.764 | 49.7908 | -0.22479 | 895.4139 | 19892.7153 | 1.764 | 49.8926 | -0.11854 | 946.3173 | 19945.65
1.7644 | 49.7907 | -0.22478 | 895.4019 | 19892.6916 | 1.7644 | 49.8926 | -0.11854 | 946.3114 | 19945.64
1.7648 | 49.7907 | -0.22478 | 895.3689 | 19892.6679 | 1.7648 | 49.8926 | -0.11854 | 946.2936 | 19945.63
1.7652 | 49.7906 | -0.22477 | 895.3569 | 19892.6442 | 1.7652 | 49.8925 | -0.11854 | 946.2877 | 19945.61
1.7656 | 49.7906 | -0.22477 | 895.3239 | 19892.6205 | 1.7656 | 49.8925 | -0.11854 | 946.2699 | 19945.6
1.766 | 49.7905 | -0.22476 | 895.312 | 19892.5968 | 1.766 | 49.8925 | -0.11854 | 946.264 | 19945.59
1.7664 | 49.7905 | -0.22476 | 895.279 | 19892.5731 | 1.7664 | 49.8925 | -0.11853 | 946.2462 | 19945.58
1.7668 | 49.7904 | -0.22475 | 895.267 | 19892.5493 | 1.7668 | 49.8924 | -0.11853 | 946.2403 | 19945.57
1.7672 | 49.7904 | -0.22475 | 895.234 | 19892.5256 | 1.7672 | 49.8924 | -0.11853 | 946.2225 | 19945.55
1.7676 | 49.7904 | -0.22474 | 895.2221 | 19892.5019 | 1.7676 | 49.8924 | -0.11853 | 946.2166 | 19945.54
1.768 | 49.7904 | -0.22474 | 895.1891 | 19892.4782 | 1.768 | 49.8924 | -0.11853 | 946.1988 | 19945.53
1.7684 | 49.7903 | -0.22473 | 895.1771 | 19892.4545 | 1.7684 | 49.8923 | -0.11853 | 946.1928 | 19945.52
1.7688 | 49.7903 | -0.22473 | 895.1442 | 19892.4308 | 1.7688 | 49.8923 | -0.11853 | 946.1751 | 19945.5
1.7692 | 49.7902 | -0.22472 | 895.1322 | 19892.4071 | 1.7692 | 49.8923 | -0.11852 | 946.1691 | 19945.49
1.7696 | 49.7902 | -0.22471 | 895.0992 | 19892.3834 | 1.7696 | 49.8923 | -0.11852 | 946.1514 | 19945.48
1.77 | 49.7901 | -0.22471 | 895.0872 | 19892.3596 | 1.77 | 49.8922 | -0.11852 | 946.1454 | 19945.47
1.7704 | 49.7901 | -0.2247 | 895.0543 | 19892.3359 | 1.7704 | 49.8922 | -0.11852 | 946.1277 | 19945.46
1.7708 | 49.79 | -0.2247 | 895.0423 | 19892.3122 | 1.7708 | 49.8922 | -0.11852 | 946.1217 | 19945.44
1.7712 | 49.79 | -0.22469 | 895.0093 | 19892.2885 | 1.7712 | 49.8922 | -0.11852 | 946.104 | 19945.43
1.7716 | 49.7899 | -0.22469 | 894.9974 | 19892.2648 | 1.7716 | 49.8922 | -0.11852 | 946.098 | 19945.42
1.772 | 49.7899 | -0.22468 | 894.9644 | 19892.2411 | 1.772 | 49.8922 | -0.11851 | 946.0803 | 19945.41
1.7724 | 49.7898 | -0.22467 | 894.9524 | 19892.2174 | 1.7724 | 49.8921 | -0.11851 | 946.0743 | 19945.4
1.7728 | 49.7898 | -0.22467 | 894.9195 | 19892.1937 | 1.7728 | 49.8921 | -0.11851 | 946.0566 | 19945.38
1.7732 | 49.7897 | -0.22466 | 894.9075 | 19892.17 | 1.7732 | 49.892 | -0.11851 | 946.0506 | 19945.37
1.7736 | 49.7897 | -0.22466 | 894.8745 | 19892.1463 | 1.7736 | 49.892 | -0.11851 | 946.0329 | 19945.36
1.774 | 49.7896 | -0.22465 | 894.8626 | 19892.1225 | 1.774 | 49.892 | -0.11851 | 946.0269 | 19945.35
1.7744 | 49.7896 | -0.22465 | 894.8296 | 19892.0988 | 1.7744 | 49.892 | -0.11851 | 946.0091 | 19945.33
1.7748 | 49.7895 | -0.22464 | 894.8176 | 19892.0751 | 1.7748 | 49.892 | -0.1185 | 946.0032 | 19945.32
1.7752 | 49.7895 | -0.22464 | 894.7847 | 19892.0514 | 1.7752 | 49.892 | -0.1185 | 945.9854 | 19945.31
1.7756 | 49.7895 | -0.22463 | 894.7727 | 19892.0277 | 1.7756 | 49.8919 | -0.1185 | 945.9795 | 19945.3
1.776 | 49.7895 | -0.22463 | 894.7397 | 19892.004 | 1.776 | 49.8919 | -0.1185 | 945.9617 | 19945.29
1.7764 | 49.7894 | -0.22462 | 894.7278 | 19891.9803 | 1.7764 | 49.8919 | -0.1185 | 945.9558 | 19945.27
1.7768 | 49.7894 | -0.22462 | 894.6948 | 19891.9566 | 1.7768 | 49.8919 | -0.1185 | 945.938 | 19945.26
1.7772 | 49.7893 | -0.22461 | 894.6829 | 19891.9329 | 1.7772 | 49.8918 | -0.1185 | 945.9321 | 19945.25
1.7776 | 49.7893 | -0.22461 | 894.6499 | 19891.9092 | 1.7776 | 49.8918 | -0.11849 | 945.9143 | 19945.24
1.778 | 49.7892 | -0.2246 | 894.6379 | 19891.8855 | 1.778 | 49.8918 | -0.11849 | 945.9084 | 19945.22
1.7784 | 49.7892 | -0.2246 | 894.605 | 19891.8618 | 1.7784 | 49.8918 | -0.11849 | 945.8907 | 19945.21
1.7788 | 49.7891 | -0.22459 | 894.593 | 19891.8381 | 1.7788 | 49.8917 | -0.11849 | 945.8847 | 19945.2
1.7792 | 49.7891 | -0.22458 | 894.5601 | 19891.8144 | 1.7792 | 49.8917 | -0.11849 | 945.867 | 19945.19
1.7796 | 49.789 | -0.22458 | 894.5481 | 19891.7907 | 1.7796 | 49.8917 | -0.11849 | 945.861 | 19945.18
1.78 | 49.789 | -0.22457 | 894.5151 | 19891.7669 | 1.78 | 49.8917 | -0.11849 | 945.8433 | 19945.16
1.7804 | 49.7889 | -0.22457 | 894.5032 | 19891.7432 | 1.7804 | 49.8916 | -0.11848 | 945.8373 | 19945.15
1.7808 | 49.7889 | -0.22456 | 894.4702 | 19891.7195 | 1.7808 | 49.8916 | -0.11848 | 945.8196 | 19945.14
1.7812 | 49.7888 | -0.22455 | 894.4583 | 19891.6958 | 1.7812 | 49.8916 | -0.11848 | 945.8136 | 19945.13
1.7816 | 49.7888 | -0.22455 | 894.4253 | 19891.6721 | 1.7816 | 49.8916 | -0.11848 | 945.7959 | 19945.12
1.782 | 49.7887 | -0.22454 | 894.4134 | 19891.6484 | 1.782 | 49.8915 | -0.11848 | 945.7899 | 19945.1
1.7824 | 49.7887 | -0.22454 | 894.3804 | 19891.6247 | 1.7824 | 49.8915 | -0.11848 | 945.7722 | 19945.09
1.7828 | 49.7886 | -0.22453 | 894.3685 | 19891.601 | 1.7828 | 49.8915 | -0.11848 | 945.7662 | 19945.08
1.7832 | 49.7886 | -0.22453 | 894.3355 | 19891.5773 | 1.7832 | 49.8915 | -0.11847 | 945.7485 | 19945.07
1.7836 | 49.7886 | -0.22452 | 894.3236 | 19891.5536 | 1.7836 | 49.8914 | -0.11847 | 945.7426 | 19945.05
1.784 | 49.7886 | -0.22452 | 894.2906 | 19891.5299 | 1.784 | 49.8914 | -0.11847 | 945.7248 | 19945.04
1.7844 | 49.7885 | -0.22451 | 894.2787 | 19891.5062 | 1.7844 | 49.8914 | -0.11847 | 945.7189 | 19945.03
1.7848 | 49.7885 | -0.22451 | 894.2457 | 19891.4825 | 1.7848 | 49.8914 | -0.11847 | 945.7011 | 19945.02
1.7852 | 49.7884 | -0.2245 | 894.2338 | 19891.4588 | 1.7852 | 49.8913 | -0.11847 | 945.6952 | 19945.01
1.7856 | 49.7884 | -0.2245 | 894.2008 | 19891.4351 | 1.7856 | 49.8913 | -0.11847 | 945.6774 | 19944.99
1.786 | 49.7883 | -0.22449 | 894.1889 | 19891.4114 | 1.786 | 49.8913 | -0.11846 | 945.6715 | 19944.98
1.7864 | 49.7883 | -0.22449 | 894.1559 | 19891.3877 | 1.7864 | 49.8913 | -0.11846 | 945.6537 | 19944.97
1.7868 | 49.7882 | -0.22448 | 894.144 | 19891.364 | 1.7868 | 49.8912 | -0.11846 | 945.6478 | 19944.96
1.7872 | 49.7882 | -0.22448 | 894.111 | 19891.3403 | 1.7872 | 49.8912 | -0.11846 | 945.63 | 19944.95
1.7876 | 49.7881 | -0.22447 | 894.0991 | 19891.3166 | 1.7876 | 49.8912 | -0.11846 | 945.6241 | 19944.93
1.788 | 49.7881 | -0.22446 | 894.0661 | 19891.2929 | 1.788 | 49.8912 | -0.11846 | 945.6063 | 19944.92
1.7884 | 49.788 | -0.22446 | 894.0542 | 19891.2692 | 1.7884 | 49.8912 | -0.11846 | 945.6004 | 19944.91
1.7888 | 49.788 | -0.22445 | 894.0212 | 19891.2455 | 1.7888 | 49.8912 | -0.11845 | 945.5826 | 19944.9
1.7892 | 49.7879 | -0.22445 | 894.0093 | 19891.2218 | 1.7892 | 49.8911 | -0.11845 | 945.5767 | 19944.88
1.7896 | 49.7879 | -0.22444 | 893.9763 | 19891.1981 | 1.7896 | 49.8911 | -0.11845 | 945.5589 | 19944.87
1.79 | 49.7878 | -0.22444 | 893.9644 | 19891.1744 | 1.79 | 49.8911 | -0.11845 | 945.553 | 19944.86
1.7904 | 49.7878 | -0.22443 | 893.9314 | 19891.1507 | 1.7904 | 49.8911 | -0.11845 | 945.5352 | 19944.85
1.7908 | 49.7877 | -0.22442 | 893.9195 | 19891.127 | 1.7908 | 49.891 | -0.11845 | 945.5293 | 19944.84
1.7912 | 49.7877 | -0.22442 | 893.8865 | 19891.1033 | 1.7912 | 49.891 | -0.11845 | 945.5116 | 19944.82
1.7916 | 49.7877 | -0.22441 | 893.8746 | 19891.0796 | 1.7916 | 49.891 | -0.11844 | 945.5056 | 19944.81
1.792 | 49.7877 | -0.22441 | 893.8417 | 19891.0559 | 1.792 | 49.891 | -0.11844 | 945.4879 | 19944.8
1.7924 | 49.7876 | -0.2244 | 893.8298 | 19891.0322 | 1.7924 | 49.8909 | -0.11844 | 945.4819 | 19944.79
1.7928 | 49.7876 | -0.2244 | 893.7968 | 19891.0086 | 1.7928 | 49.8909 | -0.11844 | 945.4642 | 19944.77
1.7932 | 49.7875 | -0.22439 | 893.7849 | 19890.9849 | 1.7932 | 49.8909 | -0.11844 | 945.4583 | 19944.76
1.7936 | 49.7875 | -0.22439 | 893.7519 | 19890.9612 | 1.7936 | 49.8909 | -0.11844 | 945.4405 | 19944.75
1.794 | 49.7874 | -0.22438 | 893.74 | 19890.9375 | 1.794 | 49.8908 | -0.11844 | 945.4346 | 19944.74
1.7944 | 49.7874 | -0.22438 | 893.707 | 19890.9138 | 1.7944 | 49.8908 | -0.11843 | 945.4168 | 19944.73
1.7948 | 49.7873 | -0.22437 | 893.6951 | 19890.8901 | 1.7948 | 49.8908 | -0.11843 | 945.4109 | 19944.71
1.7952 | 49.7873 | -0.22437 | 893.6622 | 19890.8664 | 1.7952 | 49.8908 | -0.11843 | 945.3931 | 19944.7
1.7956 | 49.7872 | -0.22436 | 893.6503 | 19890.8427 | 1.7956 | 49.8907 | -0.11843 | 945.3872 | 19944.69
1.796 | 49.7872 | -0.22436 | 893.6173 | 19890.819 | 1.796 | 49.8907 | -0.11843 | 945.3694 | 19944.68
1.7964 | 49.7871 | -0.22435 | 893.6054 | 19890.7953 | 1.7964 | 49.8907 | -0.11843 | 945.3635 | 19944.67
1.7968 | 49.7871 | -0.22435 | 893.5724 | 19890.7716 | 1.7968 | 49.8907 | -0.11843 | 945.3457 | 19944.65
1.7972 | 49.787 | -0.22434 | 893.5605 | 19890.7479 | 1.7972 | 49.8906 | -0.11842 | 945.3398 | 19944.64
1.7976 | 49.787 | -0.22433 | 893.5275 | 19890.7242 | 1.7976 | 49.8906 | -0.11842 | 945.3221 | 19944.63
1.798 | 49.7869 | -0.22433 | 893.5157 | 19890.7005 | 1.798 | 49.8906 | -0.11842 | 945.3161 | 19944.62
1.7984 | 49.7869 | -0.22432 | 893.4827 | 19890.6768 | 1.7984 | 49.8906 | -0.11842 | 945.2984 | 19944.6
1.7988 | 49.7869 | -0.22432 | 893.4708 | 19890.6532 | 1.7988 | 49.8905 | -0.11842 | 945.2925 | 19944.59
1.7992 | 49.7869 | -0.22431 | 893.4378 | 19890.6295 | 1.7992 | 49.8905 | -0.11842 | 945.2747 | 19944.58
1.7996 | 49.7868 | -0.2243 | 893.4259 | 19890.6058 | 1.7996 | 49.8905 | -0.11842 | 945.2688 | 19944.57
1.8 | 49.7868 | -0.2243 | 893.393 | 19890.5821 | 1.8 | 49.8905 | -0.11841 | 945.251 | 19944.56
1.8004 | 49.7867 | -0.22429 | 893.3811 | 19890.5584 | 1.8004 | 49.8904 | -0.11841 | 945.2451 | 19944.54
1.8008 | 49.7867 | -0.22429 | 893.3481 | 19890.5347 | 1.8008 | 49.8904 | -0.11841 | 945.2273 | 19944.53
1.8012 | 49.7866 | -0.22428 | 893.3362 | 19890.511 | 1.8012 | 49.8904 | -0.11841 | 945.2214 | 19944.52
1.8016 | 49.7866 | -0.22428 | 893.3032 | 19890.4873 | 1.8016 | 49.8904 | -0.11841 | 945.2036 | 19944.51
1.802 | 49.7865 | -0.22427 | 893.2914 | 19890.4636 | 1.802 | 49.8903 | -0.11841 | 945.1977 | 19944.49
1.8024 | 49.7865 | -0.22427 | 893.2584 | 19890.4399 | 1.8024 | 49.8903 | -0.11841 | 945.18 | 19944.48
1.8028 | 49.7864 | -0.22426 | 893.2465 | 19890.4163 | 1.8028 | 49.8903 | -0.1184 | 945.174 | 19944.47
1.8032 | 49.7864 | -0.22426 | 893.2135 | 19890.3926 | 1.8032 | 49.8903 | -0.1184 | 945.1563 | 19944.46
1.8036 | 49.7863 | -0.22425 | 893.2017 | 19890.3689 | 1.8036 | 49.8903 | -0.1184 | 945.1504 | 19944.45
1.804 | 49.7863 | -0.22425 | 893.1687 | 19890.3452 | 1.804 | 49.8903 | -0.1184 | 945.1326 | 19944.43
1.8044 | 49.7862 | -0.22424 | 893.1568 | 19890.3215 | 1.8044 | 49.8902 | -0.1184 | 945.1267 | 19944.42
1.8048 | 49.7862 | -0.22424 | 893.1238 | 19890.2978 | 1.8048 | 49.8902 | -0.1184 | 945.1089 | 19944.41
1.8052 | 49.7861 | -0.22423 | 893.112 | 19890.2741 | 1.8052 | 49.8902 | -0.1184 | 945.103 | 19944.4
1.8056 | 49.7861 | -0.22423 | 893.079 | 19890.2504 | 1.8056 | 49.8902 | -0.1184 | 945.0852 | 19944.39
1.806 | 49.786 | -0.22422 | 893.0671 | 19890.2268 | 1.806 | 49.8901 | -0.11839 | 945.0793 | 19944.37
1.8064 | 49.786 | -0.22421 | 893.0341 | 19890.2031 | 1.8064 | 49.8901 | -0.11839 | 945.0616 | 19944.36
1.8068 | 49.786 | -0.22421 | 893.0223 | 19890.1794 | 1.8068 | 49.8901 | -0.11839 | 945.0557 | 19944.35
1.8072 | 49.786 | -0.2242 | 892.9893 | 19890.1557 | 1.8072 | 49.8901 | -0.11839 | 945.0379 | 19944.34
1.8076 | 49.7859 | -0.2242 | 892.9774 | 19890.132 | 1.8076 | 49.89 | -0.11839 | 945.032 | 19944.32
1.808 | 49.7859 | -0.22419 | 892.9445 | 19890.1083 | 1.808 | 49.89 | -0.11839 | 945.0142 | 19944.31
1.8084 | 49.7858 | -0.22419 | 892.9326 | 19890.0846 | 1.8084 | 49.89 | -0.11838 | 945.0083 | 19944.3
1.8088 | 49.7858 | -0.22418 | 892.8996 | 19890.061 | 1.8088 | 49.89 | -0.11838 | 944.9905 | 19944.29
1.8092 | 49.7857 | -0.22417 | 892.8878 | 19890.0373 | 1.8092 | 49.8899 | -0.11838 | 944.9846 | 19944.28
1.8096 | 49.7857 | -0.22417 | 892.8548 | 19890.0136 | 1.8096 | 49.8899 | -0.11838 | 944.9668 | 19944.26
1.81 | 49.7856 | -0.22416 | 892.8429 | 19889.9899 | 1.81 | 49.8899 | -0.11838 | 944.9609 | 19944.25
1.8104 | 49.7856 | -0.22416 | 892.81 | 19889.9662 | 1.8104 | 49.8899 | -0.11838 | 944.9432 | 19944.24
1.8108 | 49.7855 | -0.22415 | 892.7981 | 19889.9425 | 1.8108 | 49.8898 | -0.11838 | 944.9373 | 19944.23
1.8112 | 49.7855 | -0.22415 | 892.7651 | 19889.9189 | 1.8112 | 49.8898 | -0.11837 | 944.9195 | 19944.22
1.8116 | 49.7854 | -0.22414 | 892.7533 | 19889.8952 | 1.8116 | 49.8898 | -0.11837 | 944.9136 | 19944.2
1.812 | 49.7854 | -0.22414 | 892.7203 | 19889.8715 | 1.812 | 49.8898 | -0.11837 | 944.8958 | 19944.19
1.8124 | 49.7853 | -0.22413 | 892.7085 | 19889.8478 | 1.8124 | 49.8897 | -0.11837 | 944.8899 | 19944.18
1.8128 | 49.7853 | -0.22413 | 892.6755 | 19889.8241 | 1.8128 | 49.8897 | -0.11837 | 944.8721 | 19944.17
1.8132 | 49.7852 | -0.22412 | 892.6636 | 19889.8004 | 1.8132 | 49.8897 | -0.11837 | 944.8662 | 19944.15
1.8136 | 49.7852 | -0.22412 | 892.6306 | 19889.7768 | 1.8136 | 49.8897 | -0.11837 | 944.8485 | 19944.14
1.814 | 49.7851 | -0.22411 | 892.6188 | 19889.7531 | 1.814 | 49.8896 | -0.11836 | 944.8426 | 19944.13
1.8144 | 49.7851 | -0.22411 | 892.5858 | 19889.7294 | 1.8144 | 49.8896 | -0.11836 | 944.8248 | 19944.12
1.8148 | 49.7851 | -0.2241 | 892.574 | 19889.7057 | 1.8148 | 49.8896 | -0.11836 | 944.8189 | 19944.11
1.8152 | 49.7851 | -0.2241 | 892.541 | 19889.682 | 1.8152 | 49.8896 | -0.11836 | 944.8011 | 19944.09
1.8156 | 49.785 | -0.22409 | 892.5292 | 19889.6584 | 1.8156 | 49.8895 | -0.11836 | 944.7952 | 19944.08
1.816 | 49.785 | -0.22408 | 892.4962 | 19889.6347 | 1.816 | 49.8895 | -0.11836 | 944.7775 | 19944.07
1.8164 | 49.7849 | -0.22408 | 892.4844 | 19889.611 | 1.8164 | 49.8895 | -0.11836 | 944.7716 | 19944.06
1.8168 | 49.7849 | -0.22407 | 892.4514 | 19889.5873 | 1.8168 | 49.8895 | -0.11836 | 944.7538 | 19944.04
1.8172 | 49.7848 | -0.22407 | 892.4395 | 19889.5637 | 1.8172 | 49.8894 | -0.11835 | 944.7479 | 19944.03
1.8176 | 49.7848 | -0.22406 | 892.4065 | 19889.54 | 1.8176 | 49.8894 | -0.11835 | 944.7301 | 19944.02
1.818 | 49.7847 | -0.22406 | 892.3947 | 19889.5163 | 1.818 | 49.8894 | -0.11835 | 944.7242 | 19944.01
1.8184 | 49.7847 | -0.22405 | 892.3617 | 19889.4926 | 1.8184 | 49.8894 | -0.11835 | 944.7064 | 19944
1.8188 | 49.7846 | -0.22404 | 892.3499 | 19889.4689 | 1.8188 | 49.8894 | -0.11835 | 944.7006 | 19943.98
1.8192 | 49.7846 | -0.22404 | 892.3169 | 19889.4453 | 1.8192 | 49.8894 | -0.11835 | 944.6828 | 19943.97
1.8196 | 49.7845 | -0.22403 | 892.3051 | 19889.4216 | 1.8196 | 49.8893 | -0.11834 | 944.6769 | 19943.96
1.82 | 49.7845 | -0.22403 | 892.2721 | 19889.3979 | 1.82 | 49.8893 | -0.11834 | 944.6591 | 19943.95
1.8204 | 49.7844 | -0.22402 | 892.2603 | 19889.3742 | 1.8204 | 49.8893 | -0.11834 | 944.6532 | 19943.94
1.8208 | 49.7844 | -0.22402 | 892.2273 | 19889.3506 | 1.8208 | 49.8893 | -0.11834 | 944.6354 | 19943.92
1.8212 | 49.7843 | -0.22401 | 892.2155 | 19889.3269 | 1.8212 | 49.8892 | -0.11834 | 944.6295 | 19943.91
1.8216 | 49.7843 | -0.22401 | 892.1825 | 19889.3032 | 1.8216 | 49.8892 | -0.11834 | 944.6118 | 19943.9
1.822 | 49.7843 | -0.224 | 892.1707 | 19889.2795 | 1.822 | 49.8892 | -0.11834 | 944.6059 | 19943.89
1.8224 | 49.7843 | -0.224 | 892.1377 | 19889.2559 | 1.8224 | 49.8892 | -0.11834 | 944.5881 | 19943.87
1.8228 | 49.7842 | -0.22399 | 892.1259 | 19889.2322 | 1.8228 | 49.8891 | -0.11833 | 944.5822 | 19943.86
1.8232 | 49.7842 | -0.22399 | 892.0929 | 19889.2085 | 1.8232 | 49.8891 | -0.11833 | 944.5644 | 19943.85
1.8236 | 49.7841 | -0.22398 | 892.0811 | 19889.1848 | 1.8236 | 49.8891 | -0.11833 | 944.5585 | 19943.84
1.824 | 49.7841 | -0.22398 | 892.0481 | 19889.1612 | 1.824 | 49.8891 | -0.11833 | 944.5408 | 19943.83
1.8244 | 49.784 | -0.22397 | 892.0363 | 19889.1375 | 1.8244 | 49.889 | -0.11833 | 944.5349 | 19943.81
1.8248 | 49.784 | -0.22397 | 892.0033 | 19889.1138 | 1.8248 | 49.889 | -0.11833 | 944.5171 | 19943.8
1.8252 | 49.7839 | -0.22396 | 891.9915 | 19889.0901 | 1.8252 | 49.889 | -0.11832 | 944.5112 | 19943.79
1.8256 | 49.7839 | -0.22395 | 891.9585 | 19889.0665 | 1.8256 | 49.889 | -0.11832 | 944.4934 | 19943.78
1.826 | 49.7838 | -0.22395 | 891.9467 | 19889.0428 | 1.826 | 49.8889 | -0.11832 | 944.4876 | 19943.77
1.8264 | 49.7838 | -0.22394 | 891.9137 | 19889.0191 | 1.8264 | 49.8889 | -0.11832 | 944.4698 | 19943.75
1.8268 | 49.7837 | -0.22394 | 891.902 | 19888.9955 | 1.8268 | 49.8889 | -0.11832 | 944.4639 | 19943.74
1.8272 | 49.7837 | -0.22394 | 891.859 | 19888.9718 | 1.8272 | 49.8889 | -0.11832 | 944.4461 | 19943.73
1.8276 | 49.7836 | -0.22345 | 893.7426 | 19888.9481 | 1.8276 | 49.8888 | -0.11832 | 944.4402 | 19943.72
1.828 | 49.7836 | -0.22414 | 890.9798 | 19888.9244 | 1.828 | 49.8888 | -0.11832 | 944.4224 | 19943.7
1.8284 | 49.7835 | -0.22398 | 891.5588 | 19888.9008 | 1.8284 | 49.8888 | -0.11831 | 944.4166 | 19943.69
1.8288 | 49.7835 | -0.22379 | 892.2737 | 19888.8771 | 1.8288 | 49.8888 | -0.11831 | 944.3988 | 19943.68
1.8292 | 49.7834 | -0.22391 | 891.7385 | 19888.8534 | 1.8292 | 49.8887 | -0.11831 | 944.3929 | 19943.67
1.8296 | 49.7834 | -0.22391 | 891.6948 | 19888.8298 | 1.8296 | 49.8887 | -0.11831 | 944.3751 | 19943.66
1.83 | 49.7834 | -0.22399 | 891.332 | 19888.8061 | 1.83 | 49.8887 | -0.11831 | 944.3692 | 19943.64
1.8304 | 49.7834 | -0.22384 | 891.9058 | 19888.7824 | 1.8304 | 49.8887 | -0.11831 | 944.3515 | 19943.63
1.8308 | 49.7833 | -0.22388 | 891.6812 | 19888.7588 | 1.8308 | 49.8886 | -0.1183 | 944.3456 | 19943.62
1.8312 | 49.7833 | -0.22388 | 891.6546 | 19888.7351 | 1.8312 | 49.8886 | -0.1183 | 944.3278 | 19943.61
1.8316 | 49.7832 | -0.22382 | 891.8539 | 19888.7114 | 1.8316 | 49.8886 | -0.1183 | 944.3219 | 19943.59
1.832 | 49.7832 | -0.22387 | 891.5933 | 19888.6877 | 1.832 | 49.8886 | -0.1183 | 944.3041 | 19943.58
1.8324 | 49.7831 | -0.22385 | 891.6233 | 19888.6641 | 1.8324 | 49.8886 | -0.1183 | 944.2983 | 19943.57
1.8328 | 49.7831 | -0.22386 | 891.554 | 19888.6404 | 1.8328 | 49.8886 | -0.1183 | 944.2805 | 19943.56
1.8332 | 49.783 | -0.22385 | 891.5471 | 19888.6167 | 1.8332 | 49.8885 | -0.1183 | 944.2746 | 19943.55
1.8336 | 49.783 | -0.22385 | 891.5107 | 19888.5931 | 1.8336 | 49.8885 | -0.1183 | 944.2568 | 19943.53
1.834 | 49.7829 | -0.22384 | 891.4991 | 19888.5694 | 1.834 | 49.8884 | -0.11829 | 944.2509 | 19943.52
1.8344 | 49.7829 | -0.22384 | 891.4661 | 19888.5457 | 1.8344 | 49.8884 | -0.11829 | 944.2332 | 19943.51
1.8348 | 49.7828 | -0.22383 | 891.454 | 19888.5221 | 1.8348 | 49.8884 | -0.11829 | 944.2273 | 19943.5
1.8352 | 49.7828 | -0.22382 | 891.4214 | 19888.4984 | 1.8352 | 49.8884 | -0.11829 | 944.2095 | 19943.49
1.8356 | 49.7827 | -0.22382 | 891.4092 | 19888.4747 | 1.8356 | 49.8884 | -0.11829 | 944.2036 | 19943.47
1.836 | 49.7827 | -0.22381 | 891.3766 | 19888.4511 | 1.836 | 49.8884 | -0.11829 | 944.1858 | 19943.46
1.8364 | 49.7826 | -0.22381 | 891.3644 | 19888.4274 | 1.8364 | 49.8883 | -0.11828 | 944.18 | 19943.45
1.8368 | 49.7826 | -0.2238 | 891.3318 | 19888.4038 | 1.8368 | 49.8883 | -0.11828 | 944.1622 | 19943.44
1.8372 | 49.7825 | -0.22379 | 891.3197 | 19888.3801 | 1.8372 | 49.8883 | -0.11828 | 944.1563 | 19943.42
1.8376 | 49.7825 | -0.22379 | 891.2871 | 19888.3564 | 1.8376 | 49.8883 | -0.11828 | 944.1385 | 19943.41
1.838 | 49.7825 | -0.22378 | 891.2749 | 19888.3328 | 1.838 | 49.8882 | -0.11828 | 944.1327 | 19943.4
1.8384 | 49.7825 | -0.22378 | 891.2423 | 19888.3091 | 1.8384 | 49.8882 | -0.11828 | 944.1149 | 19943.39
1.8388 | 49.7824 | -0.22377 | 891.2302 | 19888.2854 | 1.8388 | 49.8882 | -0.11828 | 944.109 | 19943.38
1.8392 | 49.7824 | -0.22377 | 891.1976 | 19888.2618 | 1.8392 | 49.8882 | -0.11828 | 944.0912 | 19943.36
1.8396 | 49.7823 | -0.22376 | 891.1854 | 19888.2381 | 1.8396 | 49.8881 | -0.11827 | 944.0853 | 19943.35
1.84 | 49.7823 | -0.22376 | 891.1528 | 19888.2144 | 1.84 | 49.8881 | -0.11827 | 944.0676 | 19943.34
1.8404 | 49.7822 | -0.22375 | 891.1407 | 19888.1908 | 1.8404 | 49.8881 | -0.11827 | 944.0617 | 19943.33
1.8408 | 49.7822 | -0.22375 | 891.1081 | 19888.1671 | 1.8408 | 49.8881 | -0.11827 | 944.0439 | 19943.32
1.8412 | 49.7821 | -0.22374 | 891.0959 | 19888.1435 | 1.8412 | 49.888 | -0.11827 | 944.038 | 19943.3
1.8416 | 49.7821 | -0.22374 | 891.0633 | 19888.1198 | 1.8416 | 49.888 | -0.11827 | 944.0203 | 19943.29
1.842 | 49.782 | -0.22373 | 891.0512 | 19888.0961 | 1.842 | 49.888 | -0.11826 | 944.0144 | 19943.28
1.8424 | 49.782 | -0.22373 | 891.0186 | 19888.0725 | 1.8424 | 49.888 | -0.11826 | 943.9966 | 19943.27
1.8428 | 49.7819 | -0.22372 | 891.0064 | 19888.0488 | 1.8428 | 49.8879 | -0.11826 | 943.9907 | 19943.25
1.8432 | 49.7819 | -0.22372 | 890.9738 | 19888.0252 | 1.8432 | 49.8879 | -0.11826 | 943.973 | 19943.24
1.8436 | 49.7818 | -0.22371 | 890.9617 | 19888.0015 | 1.8436 | 49.8879 | -0.11826 | 943.9671 | 19943.23
1.844 | 49.7818 | -0.22371 | 890.9291 | 19887.9778 | 1.844 | 49.8879 | -0.11826 | 943.9493 | 19943.22
1.8444 | 49.7817 | -0.2237 | 890.917 | 19887.9542 | 1.8444 | 49.8878 | -0.11826 | 943.9434 | 19943.21
1.8448 | 49.7817 | -0.22369 | 890.8844 | 19887.9305 | 1.8448 | 49.8878 | -0.11826 | 943.9257 | 19943.19
1.8452 | 49.7817 | -0.22369 | 890.8722 | 19887.9069 | 1.8452 | 49.8878 | -0.11825 | 943.9198 | 19943.18
1.8456 | 49.7817 | -0.22368 | 890.8396 | 19887.8832 | 1.8456 | 49.8878 | -0.11825 | 943.902 | 19943.17
1.846 | 49.7816 | -0.22368 | 890.8275 | 19887.8595 | 1.846 | 49.8877 | -0.11825 | 943.8961 | 19943.16
1.8464 | 49.7816 | -0.22367 | 890.7949 | 19887.8359 | 1.8464 | 49.8877 | -0.11825 | 943.8783 | 19943.14
1.8468 | 49.7815 | -0.22366 | 890.7827 | 19887.8122 | 1.8468 | 49.8877 | -0.11825 | 943.8725 | 19943.13
1.8472 | 49.7815 | -0.22366 | 890.7501 | 19887.7886 | 1.8472 | 49.8877 | -0.11825 | 943.8547 | 19943.12
1.8476 | 49.7814 | -0.22365 | 890.738 | 19887.7649 | 1.8476 | 49.8877 | -0.11824 | 943.8488 | 19943.11
1.848 | 49.7814 | -0.22365 | 890.7054 | 19887.7413 | 1.848 | 49.8877 | -0.11824 | 943.831 | 19943.1
1.8484 | 49.7813 | -0.22364 | 890.6933 | 19887.7176 | 1.8484 | 49.8876 | -0.11824 | 943.8252 | 19943.08
1.8488 | 49.7813 | -0.22364 | 890.6607 | 19887.6939 | 1.8488 | 49.8876 | -0.11824 | 943.8074 | 19943.07
1.8492 | 49.7812 | -0.22363 | 890.6486 | 19887.6703 | 1.8492 | 49.8875 | -0.11824 | 943.8015 | 19943.06
1.8496 | 49.7812 | -0.22363 | 890.616 | 19887.6466 | 1.8496 | 49.8875 | -0.11824 | 943.7838 | 19943.05
1.85 | 49.7811 | -0.22362 | 890.6038 | 19887.623 | 1.85 | 49.8875 | -0.11824 | 943.7779 | 19943.04
1.8504 | 49.7811 | -0.22362 | 890.5712 | 19887.5993 | 1.8504 | 49.8875 | -0.11824 | 943.7601 | 19943.02
1.8508 | 49.781 | -0.22361 | 890.5591 | 19887.5757 | 1.8508 | 49.8875 | -0.11823 | 943.7542 | 19943.01
1.8512 | 49.781 | -0.22361 | 890.5265 | 19887.552 | 1.8512 | 49.8875 | -0.11823 | 943.7365 | 19943
1.8516 | 49.7809 | -0.2236 | 890.5144 | 19887.5284 | 1.8516 | 49.8874 | -0.11823 | 943.7306 | 19942.99
1.852 | 49.7809 | -0.2236 | 890.4818 | 19887.5047 | 1.852 | 49.8874 | -0.11823 | 943.7128 | 19942.97
1.8524 | 49.7808 | -0.22359 | 890.4697 | 19887.481 | 1.8524 | 49.8874 | -0.11823 | 943.7069 | 19942.96
1.8528 | 49.7808 | -0.22359 | 890.4371 | 19887.4574 | 1.8528 | 49.8874 | -0.11823 | 943.6892 | 19942.95
1.8532 | 49.7808 | -0.22358 | 890.425 | 19887.4337 | 1.8532 | 49.8873 | -0.11822 | 943.6833 | 19942.94
1.8536 | 49.7808 | -0.22358 | 890.3924 | 19887.4101 | 1.8536 | 49.8873 | -0.11822 | 943.6655 | 19942.93
1.854 | 49.7807 | -0.22357 | 890.3802 | 19887.3864 | 1.854 | 49.8873 | -0.11822 | 943.6597 | 19942.91
1.8544 | 49.7807 | -0.22356 | 890.3476 | 19887.3628 | 1.8544 | 49.8873 | -0.11822 | 943.6419 | 19942.9
1.8548 | 49.7806 | -0.22356 | 890.3355 | 19887.3391 | 1.8548 | 49.8872 | -0.11822 | 943.636 | 19942.89
1.8552 | 49.7806 | -0.22355 | 890.3029 | 19887.3155 | 1.8552 | 49.8872 | -0.11822 | 943.6182 | 19942.88
1.8556 | 49.7805 | -0.22355 | 890.2908 | 19887.2918 | 1.8556 | 49.8872 | -0.11822 | 943.6124 | 19942.87
1.856 | 49.7805 | -0.22354 | 890.2582 | 19887.2682 | 1.856 | 49.8872 | -0.11822 | 943.5946 | 19942.85
1.8564 | 49.7804 | -0.22354 | 890.2461 | 19887.2445 | 1.8564 | 49.8871 | -0.11821 | 943.5887 | 19942.84
1.8568 | 49.7804 | -0.22353 | 890.2135 | 19887.2209 | 1.8568 | 49.8871 | -0.11821 | 943.5709 | 19942.83
1.8572 | 49.7803 | -0.22352 | 890.2014 | 19887.1972 | 1.8572 | 49.8871 | -0.11821 | 943.5651 | 19942.82
1.8576 | 49.7803 | -0.22352 | 890.1688 | 19887.1736 | 1.8576 | 49.8871 | -0.11821 | 943.5473 | 19942.8
1.858 | 49.7802 | -0.22351 | 890.1567 | 19887.1499 | 1.858 | 49.887 | -0.11821 | 943.5414 | 19942.79
1.8584 | 49.7802 | -0.22351 | 890.1241 | 19887.1263 | 1.8584 | 49.887 | -0.11821 | 943.5237 | 19942.78
1.8588 | 49.7801 | -0.2235 | 890.112 | 19887.1026 | 1.8588 | 49.887 | -0.1182 | 943.5178 | 19942.77
1.8592 | 49.7801 | -0.2235 | 890.0794 | 19887.079 | 1.8592 | 49.887 | -0.1182 | 943.5 | 19942.76
1.8596 | 49.78 | -0.22349 | 890.0673 | 19887.0553 | 1.8596 | 49.8869 | -0.1182 | 943.4942 | 19942.74
1.86 | 49.78 | -0.22349 | 890.0347 | 19887.0317 | 1.86 | 49.8869 | -0.1182 | 943.4764 | 19942.73
1.8604 | 49.78 | -0.22348 | 890.0226 | 19887.008 | 1.8604 | 49.8869 | -0.1182 | 943.4705 | 19942.72
1.8608 | 49.78 | -0.22348 | 889.99 | 19886.9844 | 1.8608 | 49.8869 | -0.1182 | 943.4527 | 19942.71
1.8612 | 49.7799 | -0.22347 | 889.9779 | 19886.9607 | 1.8612 | 49.8869 | -0.1182 | 943.4469 | 19942.7
1.8616 | 49.7799 | -0.22347 | 889.9453 | 19886.9371 | 1.8616 | 49.8869 | -0.1182 | 943.4291 | 19942.68
1.862 | 49.7798 | -0.22346 | 889.9332 | 19886.9134 | 1.862 | 49.8868 | -0.11819 | 943.4232 | 19942.67
1.8624 | 49.7798 | -0.22346 | 889.9006 | 19886.8898 | 1.8624 | 49.8868 | -0.11819 | 943.4055 | 19942.66
1.8628 | 49.7797 | -0.22345 | 889.8885 | 19886.8661 | 1.8628 | 49.8867 | -0.11819 | 943.3996 | 19942.65
1.8632 | 49.7797 | -0.22345 | 889.8559 | 19886.8425 | 1.8632 | 49.8867 | -0.11819 | 943.3818 | 19942.63
1.8636 | 49.7796 | -0.22344 | 889.8438 | 19886.8189 | 1.8636 | 49.8867 | -0.11819 | 943.376 | 19942.62
1.864 | 49.7796 | -0.22343 | 889.8112 | 19886.7952 | 1.864 | 49.8867 | -0.11819 | 943.3582 | 19942.61
1.8644 | 49.7795 | -0.22343 | 889.7992 | 19886.7716 | 1.8644 | 49.8867 | -0.11818 | 943.3523 | 19942.6
1.8648 | 49.7795 | -0.22342 | 889.7666 | 19886.7479 | 1.8648 | 49.8867 | -0.11818 | 943.3346 | 19942.59
1.8652 | 49.7794 | -0.22342 | 889.7545 | 19886.7243 | 1.8652 | 49.8866 | -0.11818 | 943.3287 | 19942.57
1.8656 | 49.7794 | -0.22341 | 889.7219 | 19886.7006 | 1.8656 | 49.8866 | -0.11818 | 943.3109 | 19942.56
1.866 | 49.7793 | -0.22341 | 889.7098 | 19886.677 | 1.866 | 49.8866 | -0.11818 | 943.3051 | 19942.55
1.8664 | 49.7793 | -0.2234 | 889.6772 | 19886.6533 | 1.8664 | 49.8866 | -0.11818 | 943.2873 | 19942.54
1.8668 | 49.7792 | -0.22339 | 889.6651 | 19886.6297 | 1.8668 | 49.8865 | -0.11818 | 943.2814 | 19942.52
1.8672 | 49.7792 | -0.22339 | 889.6325 | 19886.6061 | 1.8672 | 49.8865 | -0.11818 | 943.2636 | 19942.51
1.8676 | 49.7792 | -0.22338 | 889.6204 | 19886.5824 | 1.8676 | 49.8865 | -0.11817 | 943.2578 | 19942.5
1.868 | 49.7792 | -0.22338 | 889.5878 | 19886.5588 | 1.868 | 49.8865 | -0.11817 | 943.24 | 19942.49
1.8684 | 49.7791 | -0.22337 | 889.5758 | 19886.5351 | 1.8684 | 49.8864 | -0.11817 | 943.2342 | 19942.48
1.8688 | 49.7791 | -0.22337 | 889.5432 | 19886.5115 | 1.8688 | 49.8864 | -0.11817 | 943.2164 | 19942.46
1.8692 | 49.779 | -0.22336 | 889.5311 | 19886.4878 | 1.8692 | 49.8864 | -0.11817 | 943.2105 | 19942.45
1.8696 | 49.779 | -0.22336 | 889.4985 | 19886.4642 | 1.8696 | 49.8864 | -0.11817 | 943.1927 | 19942.44
1.87 | 49.7789 | -0.22335 | 889.4864 | 19886.4406 | 1.87 | 49.8863 | -0.11816 | 943.1869 | 19942.43
1.8704 | 49.7789 | -0.22335 | 889.4538 | 19886.4169 | 1.8704 | 49.8863 | -0.11816 | 943.1691 | 19942.42
1.8708 | 49.7788 | -0.22334 | 889.4418 | 19886.3933 | 1.8708 | 49.8863 | -0.11816 | 943.1633 | 19942.4
1.8712 | 49.7788 | -0.22334 | 889.4092 | 19886.3696 | 1.8712 | 49.8863 | -0.11816 | 943.1455 | 19942.39
1.8716 | 49.7787 | -0.22333 | 889.3971 | 19886.346 | 1.8716 | 49.8862 | -0.11816 | 943.1396 | 19942.38
1.872 | 49.7787 | -0.22333 | 889.3645 | 19886.3224 | 1.872 | 49.8862 | -0.11816 | 943.1218 | 19942.37
1.8724 | 49.7786 | -0.22332 | 889.3524 | 19886.2987 | 1.8724 | 49.8862 | -0.11816 | 943.116 | 19942.35
1.8728 | 49.7786 | -0.22332 | 889.3198 | 19886.2751 | 1.8728 | 49.8862 | -0.11816 | 943.0982 | 19942.34
1.8732 | 49.7785 | -0.22331 | 889.3078 | 19886.2514 | 1.8732 | 49.8861 | -0.11815 | 943.0924 | 19942.33
1.8736 | 49.7785 | -0.2233 | 889.2752 | 19886.2278 | 1.8736 | 49.8861 | -0.11815 | 943.0746 | 19942.32
1.874 | 49.7784 | -0.2233 | 889.2631 | 19886.2042 | 1.874 | 49.8861 | -0.11815 | 943.0687 | 19942.31
1.8744 | 49.7784 | -0.22329 | 889.2305 | 19886.1805 | 1.8744 | 49.8861 | -0.11815 | 943.051 | 19942.29
1.8748 | 49.7783 | -0.22329 | 889.2184 | 19886.1569 | 1.8748 | 49.886 | -0.11815 | 943.0451 | 19942.28
1.8752 | 49.7783 | -0.22328 | 889.1858 | 19886.1332 | 1.8752 | 49.886 | -0.11815 | 943.0273 | 19942.27
1.8756 | 49.7783 | -0.22328 | 889.1738 | 19886.1096 | 1.8756 | 49.886 | -0.11814 | 943.0215 | 19942.26
1.876 | 49.7783 | -0.22327 | 889.1412 | 19886.086 | 1.876 | 49.886 | -0.11814 | 943.0037 | 19942.25
1.8764 | 49.7782 | -0.22326 | 889.1291 | 19886.0623 | 1.8764 | 49.886 | -0.11814 | 942.9978 | 19942.23
1.8768 | 49.7782 | -0.22326 | 889.0965 | 19886.0387 | 1.8768 | 49.886 | -0.11814 | 942.9801 | 19942.22
1.8772 | 49.7781 | -0.22325 | 889.0845 | 19886.0151 | 1.8772 | 49.8859 | -0.11814 | 942.9742 | 19942.21
1.8776 | 49.7781 | -0.22325 | 889.0519 | 19885.9914 | 1.8776 | 49.8859 | -0.11814 | 942.9564 | 19942.2
1.878 | 49.778 | -0.22324 | 889.0398 | 19885.9678 | 1.878 | 49.8858 | -0.11814 | 942.9506 | 19942.18
1.8784 | 49.778 | -0.22324 | 889.0072 | 19885.9441 | 1.8784 | 49.8858 | -0.11814 | 942.9328 | 19942.17
1.8788 | 49.7779 | -0.22323 | 888.9952 | 19885.9205 | 1.8788 | 49.8858 | -0.11813 | 942.927 | 19942.16
1.8792 | 49.7779 | -0.22323 | 888.9626 | 19885.8969 | 1.8792 | 49.8858 | -0.11813 | 942.9092 | 19942.15
1.8796 | 49.7778 | -0.22322 | 888.9505 | 19885.8732 | 1.8796 | 49.8858 | -0.11813 | 942.9033 | 19942.14
1.88 | 49.7778 | -0.22322 | 888.9179 | 19885.8496 | 1.88 | 49.8858 | -0.11813 | 942.8856 | 19942.12
1.8804 | 49.7777 | -0.22321 | 888.9059 | 19885.826 | 1.8804 | 49.8857 | -0.11813 | 942.8797 | 19942.11
1.8808 | 49.7777 | -0.22321 | 888.8733 | 19885.8023 | 1.8808 | 49.8857 | -0.11813 | 942.8619 | 19942.1
1.8812 | 49.7776 | -0.2232 | 888.8613 | 19885.7787 | 1.8812 | 49.8857 | -0.11812 | 942.8561 | 19942.09
1.8816 | 49.7776 | -0.2232 | 888.8287 | 19885.7551 | 1.8816 | 49.8857 | -0.11812 | 942.8383 | 19942.08
1.882 | 49.7775 | -0.22319 | 888.8166 | 19885.7314 | 1.882 | 49.8856 | -0.11812 | 942.8325 | 19942.06
1.8824 | 49.7775 | -0.22319 | 888.784 | 19885.7078 | 1.8824 | 49.8856 | -0.11812 | 942.8147 | 19942.05
1.8828 | 49.7775 | -0.22318 | 888.772 | 19885.6842 | 1.8828 | 49.8856 | -0.11812 | 942.8088 | 19942.04
1.8832 | 49.7775 | -0.22318 | 888.7394 | 19885.6605 | 1.8832 | 49.8856 | -0.11812 | 942.7911 | 19942.03
1.8836 | 49.7774 | -0.22317 | 888.7274 | 19885.6369 | 1.8836 | 49.8855 | -0.11812 | 942.7852 | 19942.01
1.884 | 49.7774 | -0.22316 | 888.6948 | 19885.6133 | 1.884 | 49.8855 | -0.11812 | 942.7674 | 19942
1.8844 | 49.7773 | -0.22316 | 888.6827 | 19885.5896 | 1.8844 | 49.8855 | -0.11811 | 942.7616 | 19941.99
1.8848 | 49.7773 | -0.22315 | 888.6501 | 19885.566 | 1.8848 | 49.8855 | -0.11811 | 942.7438 | 19941.98
1.8852 | 49.7772 | -0.22315 | 888.6381 | 19885.5424 | 1.8852 | 49.8854 | -0.11811 | 942.738 | 19941.97
1.8856 | 49.7772 | -0.22314 | 888.6055 | 19885.5188 | 1.8856 | 49.8854 | -0.11811 | 942.7202 | 19941.95
1.886 | 49.7771 | -0.22313 | 888.5935 | 19885.4951 | 1.886 | 49.8854 | -0.11811 | 942.7144 | 19941.94
1.8864 | 49.7771 | -0.22313 | 888.5609 | 19885.4715 | 1.8864 | 49.8854 | -0.11811 | 942.6966 | 19941.93
1.8868 | 49.777 | -0.22312 | 888.5488 | 19885.4479 | 1.8868 | 49.8853 | -0.1181 | 942.6907 | 19941.92
1.8872 | 49.777 | -0.22312 | 888.5162 | 19885.4242 | 1.8872 | 49.8853 | -0.1181 | 942.6729 | 19941.91
1.8876 | 49.7769 | -0.22311 | 888.5042 | 19885.4006 | 1.8876 | 49.8853 | -0.1181 | 942.6671 | 19941.89
1.888 | 49.7769 | -0.22311 | 888.4716 | 19885.377 | 1.888 | 49.8853 | -0.1181 | 942.6493 | 19941.88
1.8884 | 49.7768 | -0.2231 | 888.4596 | 19885.3533 | 1.8884 | 49.8852 | -0.1181 | 942.6435 | 19941.87
1.8888 | 49.7768 | -0.2231 | 888.427 | 19885.3297 | 1.8888 | 49.8852 | -0.1181 | 942.6257 | 19941.86
1.8892 | 49.7767 | -0.22309 | 888.415 | 19885.3061 | 1.8892 | 49.8852 | -0.1181 | 942.6199 | 19941.84
1.8896 | 49.7767 | -0.22309 | 888.3824 | 19885.2825 | 1.8896 | 49.8852 | -0.1181 | 942.6021 | 19941.83
1.89 | 49.7767 | -0.22308 | 888.3704 | 19885.2588 | 1.89 | 49.8851 | -0.11809 | 942.5963 | 19941.82
1.8904 | 49.7767 | -0.22308 | 888.3378 | 19885.2352 | 1.8904 | 49.8851 | -0.11809 | 942.5785 | 19941.81
1.8908 | 49.7766 | -0.22307 | 888.3258 | 19885.2116 | 1.8908 | 49.8851 | -0.11809 | 942.5726 | 19941.8
1.8912 | 49.7766 | -0.22307 | 888.2931 | 19885.188 | 1.8912 | 49.8851 | -0.11809 | 942.5548 | 19941.78
1.8916 | 49.7765 | -0.22306 | 888.2811 | 19885.1643 | 1.8916 | 49.885 | -0.11809 | 942.549 | 19941.77
1.892 | 49.7765 | -0.22306 | 888.2485 | 19885.1407 | 1.892 | 49.885 | -0.11809 | 942.5312 | 19941.76
1.8924 | 49.7764 | -0.22305 | 888.2365 | 19885.1171 | 1.8924 | 49.885 | -0.11808 | 942.5254 | 19941.75
1.8928 | 49.7764 | -0.22305 | 888.2039 | 19885.0934 | 1.8928 | 49.885 | -0.11808 | 942.5076 | 19941.74
1.8932 | 49.7763 | -0.22304 | 888.1919 | 19885.0698 | 1.8932 | 49.885 | -0.11808 | 942.5018 | 19941.72
1.8936 | 49.7763 | -0.22303 | 888.1593 | 19885.0462 | 1.8936 | 49.885 | -0.11808 | 942.484 | 19941.71
1.894 | 49.7762 | -0.22303 | 888.1473 | 19885.0226 | 1.894 | 49.8849 | -0.11808 | 942.4782 | 19941.7
1.8944 | 49.7762 | -0.22302 | 888.1147 | 19884.9989 | 1.8944 | 49.8849 | -0.11808 | 942.4604 | 19941.69
1.8948 | 49.7761 | -0.22302 | 888.1027 | 19884.9753 | 1.8948 | 49.8849 | -0.11808 | 942.4546 | 19941.67
1.8952 | 49.7761 | -0.22301 | 888.0701 | 19884.9517 | 1.8952 | 49.8849 | -0.11808 | 942.4368 | 19941.66
1.8956 | 49.776 | -0.22301 | 888.0581 | 19884.9281 | 1.8956 | 49.8848 | -0.11807 | 942.4309 | 19941.65
1.896 | 49.776 | -0.223 | 888.0255 | 19884.9045 | 1.896 | 49.8848 | -0.11807 | 942.4131 | 19941.64
1.8964 | 49.7759 | -0.22299 | 888.0135 | 19884.8808 | 1.8964 | 49.8848 | -0.11807 | 942.4073 | 19941.63
1.8968 | 49.7759 | -0.22299 | 887.9809 | 19884.8572 | 1.8968 | 49.8848 | -0.11807 | 942.3895 | 19941.61
1.8972 | 49.7758 | -0.22298 | 887.9689 | 19884.8336 | 1.8972 | 49.8847 | -0.11807 | 942.3837 | 19941.6
1.8976 | 49.7758 | -0.22298 | 887.9363 | 19884.81 | 1.8976 | 49.8847 | -0.11807 | 942.3659 | 19941.59
1.898 | 49.7758 | -0.22297 | 887.9243 | 19884.7863 | 1.898 | 49.8847 | -0.11807 | 942.3601 | 19941.58
1.8984 | 49.7758 | -0.22297 | 887.8917 | 19884.7627 | 1.8984 | 49.8847 | -0.11806 | 942.3423 | 19941.56
1.8988 | 49.7757 | -0.22296 | 887.8797 | 19884.7391 | 1.8988 | 49.8846 | -0.11806 | 942.3365 | 19941.55
1.8992 | 49.7757 | -0.22296 | 887.8471 | 19884.7155 | 1.8992 | 49.8846 | -0.11806 | 942.3187 | 19941.54
1.8996 | 49.7756 | -0.22295 | 887.8351 | 19884.6919 | 1.8996 | 49.8846 | -0.11806 | 942.3129 | 19941.53
1.9 | 49.7756 | -0.22295 | 887.8025 | 19884.6682 | 1.9 | 49.8846 | -0.11806 | 942.2951 | 19941.52
1.9004 | 49.7755 | -0.22294 | 887.7905 | 19884.6446 | 1.9004 | 49.8845 | -0.11806 | 942.2893 | 19941.5
1.9008 | 49.7755 | -0.22294 | 887.7579 | 19884.621 | 1.9008 | 49.8845 | -0.11806 | 942.2715 | 19941.49
1.9012 | 49.7754 | -0.22293 | 887.746 | 19884.5974 | 1.9012 | 49.8845 | -0.11805 | 942.2657 | 19941.48
1.9016 | 49.7754 | -0.22293 | 887.7134 | 19884.5738 | 1.9016 | 49.8845 | -0.11805 | 942.2479 | 19941.47
1.902 | 49.7753 | -0.22292 | 887.7014 | 19884.5501 | 1.902 | 49.8844 | -0.11805 | 942.242 | 19941.46
1.9024 | 49.7753 | -0.22292 | 887.6688 | 19884.5265 | 1.9024 | 49.8844 | -0.11805 | 942.2242 | 19941.44
1.9028 | 49.7752 | -0.22291 | 887.6568 | 19884.5029 | 1.9028 | 49.8844 | -0.11805 | 942.2184 | 19941.43
1.9032 | 49.7752 | -0.22291 | 887.6242 | 19884.4793 | 1.9032 | 49.8844 | -0.11805 | 942.2006 | 19941.42
1.9036 | 49.7751 | -0.2229 | 887.6122 | 19884.4557 | 1.9036 | 49.8843 | -0.11805 | 942.1948 | 19941.41
1.904 | 49.7751 | -0.22289 | 887.5796 | 19884.432 | 1.904 | 49.8843 | -0.11804 | 942.177 | 19941.39
1.9044 | 49.775 | -0.22289 | 887.5676 | 19884.4084 | 1.9044 | 49.8843 | -0.11804 | 942.1712 | 19941.38
1.9048 | 49.775 | -0.22288 | 887.535 | 19884.3848 | 1.9048 | 49.8843 | -0.11804 | 942.1534 | 19941.37
1.9052 | 49.775 | -0.22288 | 887.5231 | 19884.3612 | 1.9052 | 49.8843 | -0.11804 | 942.1476 | 19941.36
1.9056 | 49.775 | -0.22287 | 887.4905 | 19884.3376 | 1.9056 | 49.8843 | -0.11804 | 942.1298 | 19941.35
1.906 | 49.7749 | -0.22286 | 887.4785 | 19884.314 | 1.906 | 49.8842 | -0.11804 | 942.124 | 19941.33
1.9064 | 49.7749 | -0.22286 | 887.4459 | 19884.2903 | 1.9064 | 49.8842 | -0.11804 | 942.1062 | 19941.32
1.9068 | 49.7748 | -0.22285 | 887.4339 | 19884.2667 | 1.9068 | 49.8841 | -0.11803 | 942.1004 | 19941.31
1.9072 | 49.7748 | -0.22285 | 887.4013 | 19884.2431 | 1.9072 | 49.8841 | -0.11803 | 942.0826 | 19941.3
1.9076 | 49.7747 | -0.22284 | 887.3894 | 19884.2195 | 1.9076 | 49.8841 | -0.11803 | 942.0768 | 19941.29
1.908 | 49.7747 | -0.22284 | 887.3567 | 19884.1959 | 1.908 | 49.8841 | -0.11803 | 942.059 | 19941.27
1.9084 | 49.7746 | -0.22283 | 887.3448 | 19884.1723 | 1.9084 | 49.8841 | -0.11803 | 942.0532 | 19941.26
1.9088 | 49.7746 | -0.22283 | 887.3122 | 19884.1487 | 1.9088 | 49.8841 | -0.11803 | 942.0354 | 19941.25
1.9092 | 49.7745 | -0.22282 | 887.3002 | 19884.125 | 1.9092 | 49.884 | -0.11803 | 942.0296 | 19941.24
1.9096 | 49.7745 | -0.22282 | 887.2676 | 19884.1014 | 1.9096 | 49.884 | -0.11802 | 942.0118 | 19941.22
1.91 | 49.7744 | -0.22281 | 887.2557 | 19884.0778 | 1.91 | 49.884 | -0.11802 | 942.006 | 19941.21
1.9104 | 49.7744 | -0.22281 | 887.223 | 19884.0542 | 1.9104 | 49.884 | -0.11802 | 941.9882 | 19941.2
1.9108 | 49.7743 | -0.2228 | 887.2111 | 19884.0306 | 1.9108 | 49.8839 | -0.11802 | 941.9824 | 19941.19
1.9112 | 49.7743 | -0.2228 | 887.1785 | 19884.007 | 1.9112 | 49.8839 | -0.11802 | 941.9646 | 19941.18
1.9116 | 49.7742 | -0.22279 | 887.1665 | 19883.9834 | 1.9116 | 49.8839 | -0.11802 | 941.9588 | 19941.16
1.912 | 49.7742 | -0.22279 | 887.1339 | 19883.9597 | 1.912 | 49.8839 | -0.11802 | 941.941 | 19941.15
1.9124 | 49.7742 | -0.22278 | 887.122 | 19883.9361 | 1.9124 | 49.8838 | -0.11801 | 941.9352 | 19941.14
1.9128 | 49.7742 | -0.22278 | 887.0894 | 19883.9125 | 1.9128 | 49.8838 | -0.11801 | 941.9174 | 19941.13
1.9132 | 49.7741 | -0.22277 | 887.0774 | 19883.8889 | 1.9132 | 49.8838 | -0.11801 | 941.9116 | 19941.12
1.9136 | 49.7741 | -0.22276 | 887.0448 | 19883.8653 | 1.9136 | 49.8838 | -0.11801 | 941.8938 | 19941.1
1.914 | 49.774 | -0.22276 | 887.0329 | 19883.8417 | 1.914 | 49.8837 | -0.11801 | 941.888 | 19941.09
1.9144 | 49.774 | -0.22275 | 887.0003 | 19883.8181 | 1.9144 | 49.8837 | -0.11801 | 941.8702 | 19941.08
1.9148 | 49.7739 | -0.22275 | 886.9883 | 19883.7945 | 1.9148 | 49.8837 | -0.11801 | 941.8644 | 19941.07
1.9152 | 49.7739 | -0.22274 | 886.9557 | 19883.7709 | 1.9152 | 49.8837 | -0.118 | 941.8466 | 19941.05
1.9156 | 49.7738 | -0.22274 | 886.9438 | 19883.7472 | 1.9156 | 49.8836 | -0.118 | 941.8408 | 19941.04
1.916 | 49.7738 | -0.22273 | 886.9112 | 19883.7236 | 1.916 | 49.8836 | -0.118 | 941.823 | 19941.03
1.9164 | 49.7737 | -0.22272 | 886.8992 | 19883.7 | 1.9164 | 49.8836 | -0.118 | 941.8172 | 19941.02
1.9168 | 49.7737 | -0.22272 | 886.8666 | 19883.6764 | 1.9168 | 49.8836 | -0.118 | 941.7994 | 19941.01
1.9172 | 49.7736 | -0.22271 | 886.8547 | 19883.6528 | 1.9172 | 49.8835 | -0.118 | 941.7936 | 19940.99
1.9176 | 49.7736 | -0.22271 | 886.8221 | 19883.6292 | 1.9176 | 49.8835 | -0.118 | 941.7758 | 19940.98
1.918 | 49.7735 | -0.2227 | 886.8102 | 19883.6056 | 1.918 | 49.8835 | -0.11799 | 941.77 | 19940.97
1.9184 | 49.7735 | -0.2227 | 886.7775 | 19883.582 | 1.9184 | 49.8835 | -0.11799 | 941.7522 | 19940.96
1.9188 | 49.7734 | -0.22269 | 886.7656 | 19883.5584 | 1.9188 | 49.8834 | -0.11799 | 941.7464 | 19940.95
1.9192 | 49.7734 | -0.22269 | 886.733 | 19883.5348 | 1.9192 | 49.8834 | -0.11799 | 941.7286 | 19940.93
1.9196 | 49.7734 | -0.22268 | 886.7211 | 19883.5112 | 1.9196 | 49.8834 | -0.11799 | 941.7228 | 19940.92
1.92 | 49.7734 | -0.22268 | 886.6885 | 19883.4876 | 1.92 | 49.8834 | -0.11799 | 941.705 | 19940.91
1.9204 | 49.7733 | -0.22267 | 886.6765 | 19883.464 | 1.9204 | 49.8834 | -0.11799 | 941.6992 | 19940.9
1.9208 | 49.7733 | -0.22267 | 886.6439 | 19883.4403 | 1.9208 | 49.8834 | -0.11798 | 941.6814 | 19940.88
1.9212 | 49.7732 | -0.22266 | 886.632 | 19883.4167 | 1.9212 | 49.8833 | -0.11798 | 941.6756 | 19940.87
1.9216 | 49.7732 | -0.22266 | 886.5994 | 19883.3931 | 1.9216 | 49.8833 | -0.11798 | 941.6578 | 19940.86
1.922 | 49.7731 | -0.22265 | 886.5875 | 19883.3695 | 1.922 | 49.8833 | -0.11798 | 941.652 | 19940.85
1.9224 | 49.7731 | -0.22265 | 886.5549 | 19883.3459 | 1.9224 | 49.8833 | -0.11798 | 941.6342 | 19940.84
1.9228 | 49.773 | -0.22264 | 886.543 | 19883.3223 | 1.9228 | 49.8832 | -0.11798 | 941.6284 | 19940.82
1.9232 | 49.773 | -0.22264 | 886.5103 | 19883.2987 | 1.9232 | 49.8832 | -0.11798 | 941.6106 | 19940.81
1.9236 | 49.7729 | -0.22263 | 886.4984 | 19883.2751 | 1.9236 | 49.8832 | -0.11797 | 941.6048 | 19940.8
1.924 | 49.7729 | -0.22262 | 886.4658 | 19883.2515 | 1.924 | 49.8832 | -0.11797 | 941.587 | 19940.79
1.9244 | 49.7728 | -0.22262 | 886.4539 | 19883.2279 | 1.9244 | 49.8831 | -0.11797 | 941.5812 | 19940.78
1.9248 | 49.7728 | -0.22261 | 886.4213 | 19883.2043 | 1.9248 | 49.8831 | -0.11797 | 941.5634 | 19940.76
1.9252 | 49.7727 | -0.22261 | 886.4094 | 19883.1807 | 1.9252 | 49.8831 | -0.11797 | 941.5576 | 19940.75
1.9256 | 49.7727 | -0.2226 | 886.3768 | 19883.1571 | 1.9256 | 49.8831 | -0.11797 | 941.5398 | 19940.74
1.926 | 49.7726 | -0.2226 | 886.3649 | 19883.1335 | 1.926 | 49.883 | -0.11797 | 941.534 | 19940.73
1.9264 | 49.7726 | -0.22259 | 886.3322 | 19883.1099 | 1.9264 | 49.883 | -0.11796 | 941.5162 | 19940.71
1.9268 | 49.7726 | -0.22258 | 886.3203 | 19883.0863 | 1.9268 | 49.883 | -0.11796 | 941.5104 | 19940.7
1.9272 | 49.7726 | -0.22258 | 886.2877 | 19883.0627 | 1.9272 | 49.883 | -0.11796 | 941.4926 | 19940.69
1.9276 | 49.7725 | -0.22257 | 886.2758 | 19883.0391 | 1.9276 | 49.8829 | -0.11796 | 941.4868 | 19940.68
1.928 | 49.7725 | -0.22257 | 886.2432 | 19883.0155 | 1.928 | 49.8829 | -0.11796 | 941.469 | 19940.67
1.9284 | 49.7724 | -0.22256 | 886.2313 | 19882.9919 | 1.9284 | 49.8829 | -0.11796 | 941.4632 | 19940.65
1.9288 | 49.7724 | -0.22256 | 886.1987 | 19882.9683 | 1.9288 | 49.8829 | -0.11796 | 941.4454 | 19940.64
1.9292 | 49.7723 | -0.22255 | 886.1868 | 19882.9447 | 1.9292 | 49.8828 | -0.11795 | 941.4396 | 19940.63
1.9296 | 49.7723 | -0.22255 | 886.1542 | 19882.9211 | 1.9296 | 49.8828 | -0.11795 | 941.4218 | 19940.62
1.93 | 49.7722 | -0.22254 | 886.1423 | 19882.8975 | 1.93 | 49.8828 | -0.11795 | 941.4161 | 19940.61
1.9304 | 49.7722 | -0.22254 | 886.1097 | 19882.8739 | 1.9304 | 49.8828 | -0.11795 | 941.3982 | 19940.59
1.9308 | 49.7721 | -0.22253 | 886.0978 | 19882.8503 | 1.9308 | 49.8827 | -0.11795 | 941.3925 | 19940.58
1.9312 | 49.7721 | -0.22253 | 886.0652 | 19882.8267 | 1.9312 | 49.8827 | -0.11795 | 941.3747 | 19940.57
1.9316 | 49.772 | -0.22252 | 886.0533 | 19882.8031 | 1.9316 | 49.8827 | -0.11795 | 941.3689 | 19940.56
1.932 | 49.772 | -0.22252 | 886.0207 | 19882.7795 | 1.932 | 49.8827 | -0.11794 | 941.3511 | 19940.54
1.9324 | 49.7719 | -0.22251 | 886.0088 | 19882.7559 | 1.9324 | 49.8826 | -0.11794 | 941.3453 | 19940.53
1.9328 | 49.7719 | -0.22251 | 885.9762 | 19882.7323 | 1.9328 | 49.8826 | -0.11794 | 941.3275 | 19940.52
1.9332 | 49.7718 | -0.2225 | 885.9643 | 19882.7087 | 1.9332 | 49.8826 | -0.11794 | 941.3217 | 19940.51
1.9336 | 49.7718 | -0.2225 | 885.9317 | 19882.6851 | 1.9336 | 49.8826 | -0.11794 | 941.3039 | 19940.5
1.934 | 49.7717 | -0.22249 | 885.9198 | 19882.6615 | 1.934 | 49.8826 | -0.11794 | 941.2981 | 19940.48
1.9344 | 49.7717 | -0.22248 | 885.8872 | 19882.6379 | 1.9344 | 49.8826 | -0.11794 | 941.2803 | 19940.47
1.9348 | 49.7717 | -0.22248 | 885.8753 | 19882.6143 | 1.9348 | 49.8825 | -0.11793 | 941.2745 | 19940.46
1.9352 | 49.7717 | -0.22247 | 885.8427 | 19882.5907 | 1.9352 | 49.8825 | -0.11793 | 941.2567 | 19940.45
1.9356 | 49.7716 | -0.22247 | 885.8308 | 19882.5671 | 1.9356 | 49.8824 | -0.11793 | 941.2509 | 19940.44
1.936 | 49.7716 | -0.22246 | 885.7982 | 19882.5435 | 1.936 | 49.8824 | -0.11793 | 941.2331 | 19940.42
1.9364 | 49.7715 | -0.22246 | 885.7863 | 19882.5199 | 1.9364 | 49.8824 | -0.11793 | 941.2274 | 19940.41
1.9368 | 49.7715 | -0.22245 | 885.7537 | 19882.4963 | 1.9368 | 49.8824 | -0.11793 | 941.2095 | 19940.4
1.9372 | 49.7714 | -0.22244 | 885.7418 | 19882.4727 | 1.9372 | 49.8824 | -0.11793 | 941.2038 | 19940.39
1.9376 | 49.7714 | -0.22244 | 885.7092 | 19882.4491 | 1.9376 | 49.8824 | -0.11792 | 941.1859 | 19940.37
1.938 | 49.7713 | -0.22243 | 885.6973 | 19882.4256 | 1.938 | 49.8823 | -0.11792 | 941.1802 | 19940.36
1.9384 | 49.7713 | -0.22243 | 885.6647 | 19882.402 | 1.9384 | 49.8823 | -0.11792 | 941.1624 | 19940.35
1.9388 | 49.7712 | -0.22242 | 885.6529 | 19882.3784 | 1.9388 | 49.8823 | -0.11792 | 941.1566 | 19940.34
1.9392 | 49.7712 | -0.22242 | 885.6202 | 19882.3548 | 1.9392 | 49.8823 | -0.11792 | 941.1388 | 19940.33
1.9396 | 49.7711 | -0.22241 | 885.6084 | 19882.3312 | 1.9396 | 49.8822 | -0.11792 | 941.133 | 19940.31
1.94 | 49.7711 | -0.22241 | 885.5757 | 19882.3076 | 1.94 | 49.8822 | -0.11792 | 941.1152 | 19940.3
1.9404 | 49.771 | -0.2224 | 885.5639 | 19882.284 | 1.9404 | 49.8822 | -0.11791 | 941.1094 | 19940.29
1.9408 | 49.771 | -0.2224 | 885.5313 | 19882.2604 | 1.9408 | 49.8822 | -0.11791 | 941.0916 | 19940.28
1.9412 | 49.7709 | -0.22239 | 885.5194 | 19882.2368 | 1.9412 | 49.8821 | -0.11791 | 941.0858 | 19940.27
1.9416 | 49.7709 | -0.22239 | 885.4868 | 19882.2132 | 1.9416 | 49.8821 | -0.11791 | 941.068 | 19940.25
1.942 | 49.7709 | -0.22238 | 885.4749 | 19882.1896 | 1.942 | 49.8821 | -0.11791 | 941.0623 | 19940.24
1.9424 | 49.7709 | -0.22238 | 885.4423 | 19882.166 | 1.9424 | 49.8821 | -0.11791 | 941.0445 | 19940.23
1.9428 | 49.7708 | -0.22237 | 885.4305 | 19882.1424 | 1.9428 | 49.882 | -0.11791 | 941.0387 | 19940.22
1.9432 | 49.7708 | -0.22237 | 885.3978 | 19882.1189 | 1.9432 | 49.882 | -0.1179 | 941.0209 | 19940.2
1.9436 | 49.7707 | -0.22236 | 885.386 | 19882.0953 | 1.9436 | 49.882 | -0.1179 | 941.0151 | 19940.19
1.944 | 49.7707 | -0.22236 | 885.3534 | 19882.0717 | 1.944 | 49.882 | -0.1179 | 940.9973 | 19940.18
1.9444 | 49.7706 | -0.22235 | 885.3415 | 19882.0481 | 1.9444 | 49.8819 | -0.1179 | 940.9915 | 19940.17
1.9448 | 49.7706 | -0.22234 | 885.3089 | 19882.0245 | 1.9448 | 49.8819 | -0.1179 | 940.9737 | 19940.16
1.9452 | 49.7705 | -0.22234 | 885.2971 | 19882.0009 | 1.9452 | 49.8819 | -0.1179 | 940.9679 | 19940.14
1.9456 | 49.7705 | -0.22233 | 885.2644 | 19881.9773 | 1.9456 | 49.8819 | -0.1179 | 940.9501 | 19940.13
1.946 | 49.7704 | -0.22233 | 885.2526 | 19881.9537 | 1.946 | 49.8818 | -0.11789 | 940.9444 | 19940.12
1.9464 | 49.7704 | -0.22232 | 885.22 | 19881.9301 | 1.9464 | 49.8818 | -0.11789 | 940.9266 | 19940.11
1.9468 | 49.7703 | -0.22231 | 885.2081 | 19881.9066 | 1.9468 | 49.8818 | -0.11789 | 940.9208 | 19940.1
1.9472 | 49.7703 | -0.22231 | 885.1755 | 19881.883 | 1.9472 | 49.8818 | -0.11789 | 940.903 | 19940.08
1.9476 | 49.7702 | -0.2223 | 885.1637 | 19881.8594 | 1.9476 | 49.8817 | -0.11789 | 940.8972 | 19940.07
1.948 | 49.7702 | -0.2223 | 885.131 | 19881.8358 | 1.948 | 49.8817 | -0.11789 | 940.8794 | 19940.06
1.9484 | 49.7701 | -0.22229 | 885.1192 | 19881.8122 | 1.9484 | 49.8817 | -0.11789 | 940.8736 | 19940.05
1.9488 | 49.7701 | -0.22229 | 885.0866 | 19881.7886 | 1.9488 | 49.8817 | -0.11789 | 940.8558 | 19940.03
1.9492 | 49.7701 | -0.22228 | 885.0747 | 19881.765 | 1.9492 | 49.8817 | -0.11788 | 940.8501 | 19940.02
1.9496 | 49.7701 | -0.22228 | 885.0421 | 19881.7414 | 1.9496 | 49.8817 | -0.11788 | 940.8322 | 19940.01
1.95 | 49.77 | -0.22227 | 885.0303 | 19881.7179 | 1.95 | 49.8816 | -0.11788 | 940.8265 | 19940
1.9504 | 49.77 | -0.22227 | 884.9977 | 19881.6943 | 1.9504 | 49.8816 | -0.11788 | 940.8087 | 19939.99
1.9508 | 49.7699 | -0.22226 | 884.9858 | 19881.6707 | 1.9508 | 49.8816 | -0.11788 | 940.8029 | 19939.97
1.9512 | 49.7699 | -0.22226 | 884.9532 | 19881.6471 | 1.9512 | 49.8816 | -0.11788 | 940.7851 | 19939.96
1.9516 | 49.7698 | -0.22225 | 884.9414 | 19881.6235 | 1.9516 | 49.8815 | -0.11787 | 940.7793 | 19939.95
1.952 | 49.7698 | -0.22225 | 884.9088 | 19881.5999 | 1.952 | 49.8815 | -0.11787 | 940.7615 | 19939.94
1.9524 | 49.7697 | -0.22224 | 884.8969 | 19881.5763 | 1.9524 | 49.8815 | -0.11787 | 940.7558 | 19939.93
1.9528 | 49.7697 | -0.22224 | 884.8643 | 19881.5528 | 1.9528 | 49.8815 | -0.11787 | 940.7379 | 19939.91
1.9532 | 49.7696 | -0.22223 | 884.8525 | 19881.5292 | 1.9532 | 49.8814 | -0.11787 | 940.7322 | 19939.9
1.9536 | 49.7696 | -0.22223 | 884.8199 | 19881.5056 | 1.9536 | 49.8814 | -0.11787 | 940.7144 | 19939.89
1.954 | 49.7695 | -0.22222 | 884.8081 | 19881.482 | 1.954 | 49.8814 | -0.11787 | 940.7086 | 19939.88
1.9544 | 49.7695 | -0.22222 | 884.7754 | 19881.4584 | 1.9544 | 49.8814 | -0.11787 | 940.6908 | 19939.86
1.9548 | 49.7694 | -0.22221 | 884.7636 | 19881.4349 | 1.9548 | 49.8813 | -0.11786 | 940.685 | 19939.85
1.9552 | 49.7694 | -0.2222 | 884.731 | 19881.4113 | 1.9552 | 49.8813 | -0.11786 | 940.6672 | 19939.84
1.9556 | 49.7693 | -0.2222 | 884.7192 | 19881.3877 | 1.9556 | 49.8813 | -0.11786 | 940.6615 | 19939.83
1.956 | 49.7693 | -0.22219 | 884.6865 | 19881.3641 | 1.956 | 49.8813 | -0.11786 | 940.6436 | 19939.82
1.9564 | 49.7693 | -0.22219 | 884.6747 | 19881.3405 | 1.9564 | 49.8812 | -0.11786 | 940.6379 | 19939.8
1.9568 | 49.7693 | -0.22218 | 884.6421 | 19881.3169 | 1.9568 | 49.8812 | -0.11786 | 940.6201 | 19939.79
1.9572 | 49.7692 | -0.22218 | 884.6303 | 19881.2934 | 1.9572 | 49.8812 | -0.11785 | 940.6143 | 19939.78
1.9576 | 49.7692 | -0.22217 | 884.5977 | 19881.2698 | 1.9576 | 49.8812 | -0.11785 | 940.5965 | 19939.77
1.958 | 49.7691 | -0.22216 | 884.5859 | 19881.2462 | 1.958 | 49.8811 | -0.11785 | 940.5908 | 19939.76
1.9584 | 49.7691 | -0.22216 | 884.5532 | 19881.2226 | 1.9584 | 49.8811 | -0.11785 | 940.5729 | 19939.74
1.9588 | 49.769 | -0.22215 | 884.5414 | 19881.199 | 1.9588 | 49.8811 | -0.11785 | 940.5672 | 19939.73
1.9592 | 49.769 | -0.22215 | 884.5088 | 19881.1755 | 1.9592 | 49.8811 | -0.11785 | 940.5494 | 19939.72
1.9596 | 49.7689 | -0.22214 | 884.497 | 19881.1519 | 1.9596 | 49.881 | -0.11785 | 940.5436 | 19939.71
1.96 | 49.7689 | -0.22214 | 884.4644 | 19881.1283 | 1.96 | 49.881 | -0.11785 | 940.5258 | 19939.69
1.9604 | 49.7688 | -0.22213 | 884.4526 | 19881.1047 | 1.9604 | 49.881 | -0.11784 | 940.52 | 19939.68
1.9608 | 49.7688 | -0.22213 | 884.4199 | 19881.0811 | 1.9608 | 49.881 | -0.11784 | 940.5022 | 19939.67
1.9612 | 49.7687 | -0.22212 | 884.4082 | 19881.0576 | 1.9612 | 49.8809 | -0.11784 | 940.4965 | 19939.66
1.9616 | 49.7687 | -0.22212 | 884.3755 | 19881.034 | 1.9616 | 49.8809 | -0.11784 | 940.4787 | 19939.65
1.962 | 49.7686 | -0.22211 | 884.3637 | 19881.0104 | 1.962 | 49.8809 | -0.11784 | 940.4729 | 19939.63
1.9624 | 49.7686 | -0.22211 | 884.3311 | 19880.9868 | 1.9624 | 49.8809 | -0.11784 | 940.4551 | 19939.62
1.9628 | 49.7685 | -0.2221 | 884.3193 | 19880.9633 | 1.9628 | 49.8809 | -0.11783 | 940.4493 | 19939.61
1.9632 | 49.7685 | -0.2221 | 884.2867 | 19880.9397 | 1.9632 | 49.8809 | -0.11783 | 940.4315 | 19939.6
1.9636 | 49.7685 | -0.22209 | 884.2749 | 19880.9161 | 1.9636 | 49.8808 | -0.11783 | 940.4258 | 19939.59
1.964 | 49.7685 | -0.22209 | 884.2423 | 19880.8925 | 1.964 | 49.8808 | -0.11783 | 940.408 | 19939.57
1.9644 | 49.7684 | -0.22208 | 884.2305 | 19880.869 | 1.9644 | 49.8808 | -0.11783 | 940.4022 | 19939.56
1.9648 | 49.7684 | -0.22208 | 884.1978 | 19880.8454 | 1.9648 | 49.8808 | -0.11783 | 940.3844 | 19939.55
1.9652 | 49.7683 | -0.22207 | 884.1861 | 19880.8218 | 1.9652 | 49.8807 | -0.11783 | 940.3787 | 19939.54
1.9656 | 49.7683 | -0.22206 | 884.1534 | 19880.7982 | 1.9656 | 49.8807 | -0.11783 | 940.3608 | 19939.53
1.966 | 49.7682 | -0.22206 | 884.1417 | 19880.7747 | 1.966 | 49.8807 | -0.11782 | 940.3551 | 19939.51
1.9664 | 49.7682 | -0.22205 | 884.109 | 19880.7511 | 1.9664 | 49.8807 | -0.11782 | 940.3373 | 19939.5
1.9668 | 49.7681 | -0.22205 | 884.0972 | 19880.7275 | 1.9668 | 49.8806 | -0.11782 | 940.3315 | 19939.49
1.9672 | 49.7681 | -0.22204 | 884.0646 | 19880.7039 | 1.9672 | 49.8806 | -0.11782 | 940.3137 | 19939.48
1.9676 | 49.768 | -0.22204 | 884.0528 | 19880.6804 | 1.9676 | 49.8806 | -0.11782 | 940.308 | 19939.46
1.968 | 49.768 | -0.22203 | 884.0202 | 19880.6568 | 1.968 | 49.8806 | -0.11782 | 940.2901 | 19939.45
1.9684 | 49.7679 | -0.22202 | 884.0084 | 19880.6332 | 1.9684 | 49.8805 | -0.11781 | 940.2844 | 19939.44
1.9688 | 49.7679 | -0.22202 | 883.9758 | 19880.6096 | 1.9688 | 49.8805 | -0.11781 | 940.2666 | 19939.43
1.9692 | 49.7678 | -0.22201 | 883.964 | 19880.5861 | 1.9692 | 49.8805 | -0.11781 | 940.2608 | 19939.42
1.9696 | 49.7678 | -0.22201 | 883.9314 | 19880.5625 | 1.9696 | 49.8805 | -0.11781 | 940.243 | 19939.4
1.97 | 49.7677 | -0.222 | 883.9196 | 19880.5389 | 1.97 | 49.8804 | -0.11781 | 940.2373 | 19939.39
1.9704 | 49.7677 | -0.222 | 883.887 | 19880.5154 | 1.9704 | 49.8804 | -0.11781 | 940.2194 | 19939.38
1.9708 | 49.7677 | -0.22199 | 883.8752 | 19880.4918 | 1.9708 | 49.8804 | -0.11781 | 940.2137 | 19939.37
1.9712 | 49.7677 | -0.22199 | 883.8426 | 19880.4682 | 1.9712 | 49.8804 | -0.11781 | 940.1959 | 19939.36
1.9716 | 49.7676 | -0.22198 | 883.8308 | 19880.4446 | 1.9716 | 49.8803 | -0.1178 | 940.1902 | 19939.34
1.972 | 49.7676 | -0.22198 | 883.7982 | 19880.4211 | 1.972 | 49.8803 | -0.1178 | 940.1723 | 19939.33
1.9724 | 49.7675 | -0.22197 | 883.7864 | 19880.3975 | 1.9724 | 49.8803 | -0.1178 | 940.1666 | 19939.32
1.9728 | 49.7675 | -0.22197 | 883.7538 | 19880.3739 | 1.9728 | 49.8803 | -0.1178 | 940.1488 | 19939.31
1.9732 | 49.7674 | -0.22227 | 882.5095 | 19880.3504 | 1.9732 | 49.8802 | -0.1178 | 940.143 | 19939.29
1.9736 | 49.7674 | -0.2226 | 881.1552 | 19880.3268 | 1.9736 | 49.8802 | -0.1178 | 940.1252 | 19939.28
1.974 | 49.7673 | -0.22207 | 883.2142 | 19880.3032 | 1.974 | 49.8802 | -0.11779 | 940.1195 | 19939.27
1.9744 | 49.7673 | -0.22161 | 884.9971 | 19880.2797 | 1.9744 | 49.8802 | -0.11779 | 940.1016 | 19939.26
1.9748 | 49.7672 | -0.22211 | 882.9741 | 19880.2561 | 1.9748 | 49.8801 | -0.11779 | 940.0959 | 19939.25
1.9752 | 49.7672 | -0.22411 | 874.9823 | 19880.2325 | 1.9752 | 49.8801 | -0.11779 | 940.0781 | 19939.23
1.9756 | 49.7671 | -0.22181 | 884.0746 | 19880.209 | 1.9756 | 49.8801 | -0.11779 | 940.0724 | 19939.22
1.976 | 49.7671 | -0.22148 | 885.3645 | 19880.1854 | 1.976 | 49.8801 | -0.11779 | 940.0545 | 19939.21
1.9764 | 49.767 | -0.22173 | 884.3187 | 19880.1618 | 1.9764 | 49.88 | -0.11779 | 940.0488 | 19939.2
1.9768 | 49.767 | -0.22151 | 885.1441 | 19880.1383 | 1.9768 | 49.88 | -0.11779 | 940.031 | 19939.19
1.9772 | 49.7669 | -0.22205 | 882.939 | 19880.1147 | 1.9772 | 49.88 | -0.11778 | 940.0252 | 19939.17
1.9776 | 49.7669 | -0.22169 | 884.3597 | 19880.0911 | 1.9776 | 49.88 | -0.11778 | 940.0074 | 19939.16
1.978 | 49.7669 | -0.22175 | 884.0454 | 19880.0676 | 1.978 | 49.88 | -0.11778 | 940.0017 | 19939.15
1.9784 | 49.7669 | -0.22179 | 883.838 | 19880.044 | 1.9784 | 49.88 | -0.11778 | 939.9839 | 19939.14
1.9788 | 49.7668 | -0.22204 | 882.8286 | 19880.0204 | 1.9788 | 49.8799 | -0.11778 | 939.9781 | 19939.12
1.9792 | 49.7668 | -0.2215 | 884.9377 | 19879.9969 | 1.9792 | 49.8799 | -0.11778 | 939.9603 | 19939.11
1.9796 | 49.7667 | -0.2219 | 883.2651 | 19879.9733 | 1.9796 | 49.8799 | -0.11778 | 939.9546 | 19939.1
1.98 | 49.7667 | -0.22201 | 882.7858 | 19879.9497 | 1.98 | 49.8799 | -0.11777 | 939.9367 | 19939.09
1.9804 | 49.7666 | -0.22191 | 883.142 | 19879.9262 | 1.9804 | 49.8798 | -0.11777 | 939.931 | 19939.08
1.9808 | 49.7666 | -0.22188 | 883.23 | 19879.9026 | 1.9808 | 49.8798 | -0.11777 | 939.9132 | 19939.06
1.9812 | 49.7665 | -0.22185 | 883.2996 | 19879.879 | 1.9812 | 49.8798 | -0.11777 | 939.9075 | 19939.05
1.9816 | 49.7665 | -0.22185 | 883.2644 | 19879.8555 | 1.9816 | 49.8798 | -0.11777 | 939.8896 | 19939.04
1.982 | 49.7664 | -0.22184 | 883.2531 | 19879.8319 | 1.982 | 49.8797 | -0.11777 | 939.8839 | 19939.03
1.9824 | 49.7664 | -0.22184 | 883.2211 | 19879.8083 | 1.9824 | 49.8797 | -0.11777 | 939.8661 | 19939.02
1.9828 | 49.7663 | -0.22183 | 883.2087 | 19879.7848 | 1.9828 | 49.8797 | -0.11776 | 939.8604 | 19939
1.9832 | 49.7663 | -0.22183 | 883.1769 | 19879.7612 | 1.9832 | 49.8797 | -0.11776 | 939.8425 | 19938.99
1.9836 | 49.7662 | -0.22182 | 883.1644 | 19879.7377 | 1.9836 | 49.8796 | -0.11776 | 939.8368 | 19938.98
1.984 | 49.7662 | -0.22182 | 883.1325 | 19879.7141 | 1.984 | 49.8796 | -0.11776 | 939.819 | 19938.97
1.9844 | 49.7662 | -0.22181 | 883.12 | 19879.6905 | 1.9844 | 49.8796 | -0.11776 | 939.8133 | 19938.95
1.9848 | 49.7662 | -0.22181 | 883.0882 | 19879.667 | 1.9848 | 49.8796 | -0.11776 | 939.7954 | 19938.94
1.9852 | 49.7661 | -0.2218 | 883.0756 | 19879.6434 | 1.9852 | 49.8795 | -0.11776 | 939.7897 | 19938.93
1.9856 | 49.7661 | -0.2218 | 883.0438 | 19879.6198 | 1.9856 | 49.8795 | -0.11775 | 939.7719 | 19938.92
1.986 | 49.766 | -0.22179 | 883.0313 | 19879.5963 | 1.986 | 49.8795 | -0.11775 | 939.7662 | 19938.91
1.9864 | 49.766 | -0.22178 | 882.9995 | 19879.5727 | 1.9864 | 49.8795 | -0.11775 | 939.7483 | 19938.89
1.9868 | 49.7659 | -0.22178 | 882.9869 | 19879.5492 | 1.9868 | 49.8794 | -0.11775 | 939.7426 | 19938.88
1.9872 | 49.7659 | -0.22177 | 882.9551 | 19879.5256 | 1.9872 | 49.8794 | -0.11775 | 939.7248 | 19938.87
1.9876 | 49.7658 | -0.22177 | 882.9426 | 19879.502 | 1.9876 | 49.8794 | -0.11775 | 939.7191 | 19938.86
1.988 | 49.7658 | -0.22176 | 882.9107 | 19879.4785 | 1.988 | 49.8794 | -0.11775 | 939.7012 | 19938.85
1.9884 | 49.7657 | -0.22176 | 882.8982 | 19879.4549 | 1.9884 | 49.8793 | -0.11774 | 939.6955 | 19938.83
1.9888 | 49.7657 | -0.22175 | 882.8664 | 19879.4314 | 1.9888 | 49.8793 | -0.11774 | 939.6777 | 19938.82
1.9892 | 49.7656 | -0.22174 | 882.8539 | 19879.4078 | 1.9892 | 49.8793 | -0.11774 | 939.672 | 19938.81
1.9896 | 49.7656 | -0.22174 | 882.822 | 19879.3843 | 1.9896 | 49.8793 | -0.11774 | 939.6541 | 19938.8
1.99 | 49.7655 | -0.22173 | 882.8095 | 19879.3607 | 1.99 | 49.8792 | -0.11774 | 939.6484 | 19938.78
1.9904 | 49.7655 | -0.22173 | 882.7777 | 19879.3371 | 1.9904 | 49.8792 | -0.11774 | 939.6306 | 19938.77
1.9908 | 49.7654 | -0.22172 | 882.7652 | 19879.3136 | 1.9908 | 49.8792 | -0.11774 | 939.6249 | 19938.76
1.9912 | 49.7654 | -0.22172 | 882.7333 | 19879.29 | 1.9912 | 49.8792 | -0.11773 | 939.607 | 19938.75
1.9916 | 49.7654 | -0.22171 | 882.7208 | 19879.2665 | 1.9916 | 49.8792 | -0.11773 | 939.6013 | 19938.74
1.992 | 49.7654 | -0.22171 | 882.689 | 19879.2429 | 1.992 | 49.8792 | -0.11773 | 939.5835 | 19938.72
1.9924 | 49.7653 | -0.2217 | 882.6765 | 19879.2194 | 1.9924 | 49.8791 | -0.11773 | 939.5778 | 19938.71
1.9928 | 49.7653 | -0.2217 | 882.6447 | 19879.1958 | 1.9928 | 49.8791 | -0.11773 | 939.5599 | 19938.7
1.9932 | 49.7652 | -0.22169 | 882.6322 | 19879.1722 | 1.9932 | 49.8791 | -0.11773 | 939.5542 | 19938.69
1.9936 | 49.7652 | -0.22169 | 882.6003 | 19879.1487 | 1.9936 | 49.8791 | -0.11773 | 939.5364 | 19938.68
1.994 | 49.7651 | -0.22168 | 882.5878 | 19879.1251 | 1.994 | 49.879 | -0.11772 | 939.5307 | 19938.66
1.9944 | 49.7651 | -0.22168 | 882.556 | 19879.1016 | 1.9944 | 49.879 | -0.11772 | 939.5128 | 19938.65
1.9948 | 49.765 | -0.22167 | 882.5435 | 19879.078 | 1.9948 | 49.879 | -0.11772 | 939.5071 | 19938.64
1.9952 | 49.765 | -0.22167 | 882.5117 | 19879.0545 | 1.9952 | 49.879 | -0.11772 | 939.4893 | 19938.63
1.9956 | 49.7649 | -0.22166 | 882.4992 | 19879.0309 | 1.9956 | 49.8789 | -0.11772 | 939.4836 | 19938.61
1.996 | 49.7649 | -0.22166 | 882.4673 | 19879.0074 | 1.996 | 49.8789 | -0.11772 | 939.4658 | 19938.6
1.9964 | 49.7648 | -0.22165 | 882.4548 | 19878.9838 | 1.9964 | 49.8789 | -0.11772 | 939.4601 | 19938.59
1.9968 | 49.7648 | -0.22165 | 882.423 | 19878.9603 | 1.9968 | 49.8789 | -0.11771 | 939.4422 | 19938.58
1.9972 | 49.7647 | -0.22164 | 882.4105 | 19878.9367 | 1.9972 | 49.8788 | -0.11771 | 939.4365 | 19938.57
1.9976 | 49.7647 | -0.22163 | 882.3787 | 19878.9131 | 1.9976 | 49.8788 | -0.11771 | 939.4187 | 19938.55
1.998 | 49.7646 | -0.22163 | 882.3662 | 19878.8896 | 1.998 | 49.8788 | -0.11771 | 939.413 | 19938.54
1.9984 | 49.7646 | -0.22162 | 882.3343 | 19878.866 | 1.9984 | 49.8788 | -0.11771 | 939.3951 | 19938.53
1.9988 | 49.7646 | -0.22162 | 882.3219 | 19878.8425 | 1.9988 | 49.8787 | -0.11771 | 939.3894 | 19938.52
1.9992 | 49.7646 | -0.22161 | 882.29 | 19878.8189 | 1.9992 | 49.8787 | -0.11771 | 939.3716 | 19938.51
1.9996 | 49.7645 | -0.22161 | 882.2775 | 19878.7954 | 1.9996 | 49.8787 | -0.1177 | 939.3659 | 19938.49
2 | 49.7645 | -0.2216 | 882.2457 | 19878.7718 | 2 | 49.8787 | -0.1177 | 939.348 | 19938.48

## FM 3.10
100 GVA.s |  |  |  |  | 200 GVA.s
time (s) | f (Hz) | RoCoF (Hz/s) | inertia (MW) | Demand (MW) | time (s) | f (Hz) | RoCoF (Hz/s) | inertia (MW) | Demand (MW)
0 | 50 | 0 | 0 | 20000 | 0 | 50 | 0 | 0 | 20000
0.0004 | 49.9999 | -0.24999 | 0 | 19999.9872 | 0.0004 | 50 | -0.125 | 0 | 19999.9937
0.0008 | 49.9999 | -0.24999 | 999.9813 | 19999.9669 | 0.0008 | 50 | -0.125 | 999.9915 | 19999.9835
0.0012 | 49.9998 | -0.24998 | 999.9431 | 19999.9458 | 0.0012 | 49.9999 | -0.125 | 999.9721 | 19999.973
0.0016 | 49.9998 | -0.24998 | 999.9196 | 19999.9238 | 0.0016 | 49.9999 | -0.12499 | 999.9763 | 19999.9618
0.002 | 49.9997 | -0.24997 | 999.9087 | 19999.9009 | 0.002 | 49.9999 | -0.12499 | 999.9661 | 19999.9501
0.0024 | 49.9997 | -0.24997 | 999.8619 | 19999.8779 | 0.0024 | 49.9999 | -0.12499 | 999.9353 | 19999.9386
0.0028 | 49.9996 | -0.24995 | 999.8672 | 19999.8543 | 0.0028 | 49.9998 | -0.12499 | 999.9225 | 19999.9269
0.0032 | 49.9996 | -0.24995 | 999.8263 | 19999.8308 | 0.0032 | 49.9998 | -0.12499 | 999.9042 | 19999.9153
0.0036 | 49.9995 | -0.24994 | 999.8157 | 19999.807 | 0.0036 | 49.9998 | -0.12498 | 999.9138 | 19999.9034
0.004 | 49.9995 | -0.24994 | 999.7559 | 19999.7834 | 0.004 | 49.9998 | -0.12499 | 999.8837 | 19999.8917
0.0044 | 49.9994 | -0.24993 | 999.7583 | 19999.7595 | 0.0044 | 49.9997 | -0.12498 | 999.8876 | 19999.8797
0.0048 | 49.9994 | -0.24993 | 999.7233 | 19999.7355 | 0.0048 | 49.9997 | -0.12498 | 999.8661 | 19999.8677
0.0052 | 49.9993 | -0.24993 | 999.67 | 19999.7113 | 0.0052 | 49.9997 | -0.12498 | 999.8668 | 19999.8555
0.0056 | 49.9993 | -0.24992 | 999.6636 | 19999.6873 | 0.0056 | 49.9997 | -0.12498 | 999.8174 | 19999.8435
0.006 | 49.9992 | -0.24991 | 999.6498 | 19999.6631 | 0.006 | 49.9996 | -0.12498 | 999.8412 | 19999.8313
0.0064 | 49.9992 | -0.24991 | 999.6078 | 19999.6389 | 0.0064 | 49.9996 | -0.12497 | 999.8245 | 19999.8192
0.0068 | 49.9991 | -0.2499 | 999.6003 | 19999.6146 | 0.0068 | 49.9996 | -0.12497 | 999.8004 | 19999.807
0.0072 | 49.9991 | -0.24989 | 999.5709 | 19999.5903 | 0.0072 | 49.9996 | -0.12497 | 999.7914 | 19999.7948
0.0076 | 49.999 | -0.24988 | 999.5602 | 19999.5659 | 0.0076 | 49.9995 | -0.12497 | 999.7797 | 19999.7826
0.008 | 49.999 | -0.24988 | 999.5133 | 19999.5416 | 0.008 | 49.9995 | -0.12497 | 999.764 | 19999.7705
0.0084 | 49.9989 | -0.24988 | 999.4953 | 19999.5171 | 0.0084 | 49.9995 | -0.12497 | 999.72 | 19999.7582
0.0088 | 49.9989 | -0.24987 | 999.4533 | 19999.4927 | 0.0088 | 49.9995 | -0.12497 | 999.7127 | 19999.7461
0.0092 | 49.9988 | -0.24987 | 999.4268 | 19999.4682 | 0.0092 | 49.9994 | -0.12496 | 999.7376 | 19999.7338
0.0096 | 49.9988 | -0.24986 | 999.4074 | 19999.4438 | 0.0096 | 49.9994 | -0.12497 | 999.6997 | 19999.7216
0.01 | 49.9987 | -0.24986 | 999.3694 | 19999.4193 | 0.01 | 49.9994 | -0.12496 | 999.7037 | 19999.7093
0.0104 | 49.9987 | -0.24985 | 999.3617 | 19999.3948 | 0.0104 | 49.9994 | -0.12496 | 999.6903 | 19999.6971
0.0108 | 49.9986 | -0.24983 | 999.3761 | 19999.3702 | 0.0108 | 49.9993 | -0.12496 | 999.6738 | 19999.6849
0.0112 | 49.9986 | -0.24985 | 999.2571 | 19999.3457 | 0.0112 | 49.9993 | -0.12496 | 999.6481 | 19999.6727
0.0116 | 49.9985 | -0.24982 | 999.3191 | 19999.3211 | 0.0116 | 49.9993 | -0.12495 | 999.6711 | 19999.6602
0.012 | 49.9985 | -0.24982 | 999.2819 | 19999.2966 | 0.012 | 49.9993 | -0.12496 | 999.6225 | 19999.648
0.0124 | 49.9984 | -0.2498 | 999.2918 | 19999.272 | 0.0124 | 49.9992 | -0.12495 | 999.6371 | 19999.6357
0.0128 | 49.9984 | -0.24981 | 999.2036 | 19999.2474 | 0.0128 | 49.9992 | -0.12495 | 999.6002 | 19999.6234
0.0132 | 49.9983 | -0.2498 | 999.1861 | 19999.2227 | 0.0132 | 49.9992 | -0.12495 | 999.581 | 19999.611
0.0136 | 49.9983 | -0.24979 | 999.1758 | 19999.1981 | 0.0136 | 49.9992 | -0.12495 | 999.5774 | 19999.5987
0.014 | 49.9982 | -0.24979 | 999.1623 | 19999.1735 | 0.014 | 49.9991 | -0.12495 | 999.589 | 19999.5863
0.0144 | 49.9982 | -0.24978 | 999.1297 | 19999.1488 | 0.0144 | 49.9991 | -0.12495 | 999.5537 | 19999.5741
0.0148 | 49.9981 | -0.24977 | 999.1131 | 19999.1241 | 0.0148 | 49.9991 | -0.12494 | 999.5538 | 19999.5617
0.0152 | 49.9981 | -0.24977 | 999.0634 | 19999.0995 | 0.0152 | 49.9991 | -0.12494 | 999.5275 | 19999.5494
0.0156 | 49.998 | -0.24976 | 999.0588 | 19999.0748 | 0.0156 | 49.999 | -0.12494 | 999.5232 | 19999.537
0.016 | 49.998 | -0.24976 | 999.0222 | 19999.0501 | 0.016 | 49.999 | -0.12494 | 999.4972 | 19999.5247
0.0164 | 49.9979 | -0.24975 | 999.0319 | 19999.0254 | 0.0164 | 49.999 | -0.12494 | 999.5115 | 19999.5123
0.0168 | 49.9979 | -0.24975 | 998.9544 | 19999.0007 | 0.0168 | 49.999 | -0.12494 | 999.4734 | 19999.5
0.0172 | 49.9978 | -0.24974 | 998.9598 | 19998.9759 | 0.0172 | 49.9989 | -0.12493 | 999.4925 | 19999.4876
0.0176 | 49.9978 | -0.24975 | 998.8857 | 19998.9513 | 0.0176 | 49.9989 | -0.12493 | 999.4521 | 19999.4753
0.018 | 49.9977 | -0.24972 | 998.9355 | 19998.9265 | 0.018 | 49.9989 | -0.12493 | 999.4327 | 19999.4629
0.0184 | 49.9977 | -0.24973 | 998.8419 | 19998.9018 | 0.0184 | 49.9989 | -0.12493 | 999.4236 | 19999.4506
0.0188 | 49.9976 | -0.24972 | 998.8536 | 19998.8771 | 0.0188 | 49.9988 | -0.12493 | 999.4259 | 19999.4382
0.0192 | 49.9976 | -0.24972 | 998.8028 | 19998.8524 | 0.0192 | 49.9988 | -0.12493 | 999.3816 | 19999.4259
0.0196 | 49.9975 | -0.2497 | 998.8182 | 19998.8277 | 0.0196 | 49.9988 | -0.12493 | 999.4031 | 19999.4134
0.02 | 49.9975 | -0.2497 | 998.7637 | 19998.8029 | 0.02 | 49.9988 | -0.12492 | 999.3888 | 19999.4011
0.0204 | 49.9974 | -0.2497 | 998.7269 | 19998.7782 | 0.0204 | 49.9987 | -0.12492 | 999.3793 | 19999.3887
0.0208 | 49.9974 | -0.24969 | 998.7061 | 19998.7535 | 0.0208 | 49.9987 | -0.12492 | 999.3578 | 19999.3764
0.0212 | 49.9973 | -0.24967 | 998.7444 | 19998.7286 | 0.0212 | 49.9987 | -0.12492 | 999.3674 | 19999.3639
0.0216 | 49.9973 | -0.24968 | 998.6717 | 19998.7039 | 0.0216 | 49.9987 | -0.12492 | 999.3361 | 19999.3516
0.022 | 49.9972 | -0.24966 | 998.6992 | 19998.6791 | 0.022 | 49.9986 | -0.12492 | 999.3325 | 19999.3392
0.0224 | 49.9972 | -0.24966 | 998.6308 | 19998.6543 | 0.0224 | 49.9986 | -0.12492 | 999.3066 | 19999.3269
0.0228 | 49.9971 | -0.24966 | 998.5886 | 19998.6295 | 0.0228 | 49.9986 | -0.12491 | 999.3183 | 19999.3145
0.0232 | 49.9971 | -0.24966 | 998.5622 | 19998.6048 | 0.0232 | 49.9986 | -0.12491 | 999.2854 | 19999.3021
0.0236 | 49.997 | -0.24964 | 998.578 | 19998.5799 | 0.0236 | 49.9985 | -0.12491 | 999.2701 | 19999.2897
0.024 | 49.997 | -0.24964 | 998.5141 | 19998.5552 | 0.024 | 49.9985 | -0.12491 | 999.2553 | 19999.2773
0.0244 | 49.9969 | -0.24964 | 998.4891 | 19998.5304 | 0.0244 | 49.9985 | -0.12491 | 999.2658 | 19999.2649
0.0248 | 49.9969 | -0.24964 | 998.4353 | 19998.5057 | 0.0248 | 49.9985 | -0.12491 | 999.2379 | 19999.2525
0.0252 | 49.9968 | -0.24961 | 998.4774 | 19998.4808 | 0.0252 | 49.9984 | -0.1249 | 999.2429 | 19999.2401
0.0256 | 49.9968 | -0.24962 | 998.3922 | 19998.4561 | 0.0256 | 49.9984 | -0.1249 | 999.2093 | 19999.2278
0.026 | 49.9967 | -0.24961 | 998.416 | 19998.4313 | 0.026 | 49.9984 | -0.1249 | 999.1943 | 19999.2153
0.0264 | 49.9967 | -0.24961 | 998.3439 | 19998.4065 | 0.0264 | 49.9984 | -0.12489 | 999.2324 | 19999.2029
0.0268 | 49.9966 | -0.24959 | 998.3754 | 19998.3817 | 0.0268 | 49.9983 | -0.1249 | 999.1845 | 19999.1905
0.0272 | 49.9966 | -0.2496 | 998.2991 | 19998.3569 | 0.0272 | 49.9983 | -0.1249 | 999.121 | 19999.1781
0.0276 | 49.9965 | -0.24958 | 998.3149 | 19998.3321 | 0.0276 | 49.9983 | -0.12489 | 999.1626 | 19999.1657
0.028 | 49.9965 | -0.24958 | 998.2587 | 19998.3073 | 0.028 | 49.9983 | -0.1249 | 999.1205 | 19999.1533
0.0284 | 49.9964 | -0.24957 | 998.2701 | 19998.2825 | 0.0284 | 49.9982 | -0.12489 | 999.1266 | 19999.1409
0.0288 | 49.9964 | -0.24957 | 998.2026 | 19998.2577 | 0.0288 | 49.9982 | -0.1249 | 999.031 | 19999.1285
0.0292 | 49.9963 | -0.24956 | 998.1909 | 19998.2329 | 0.0292 | 49.9982 | -0.12489 | 999.0859 | 19999.116
0.0296 | 49.9963 | -0.24956 | 998.172 | 19998.2081 | 0.0296 | 49.9982 | -0.12488 | 999.1212 | 19999.1036
0.03 | 49.9962 | -0.24954 | 998.1778 | 19998.1832 | 0.03 | 49.9981 | -0.12489 | 999.0656 | 19999.0912
0.0304 | 49.9962 | -0.24954 | 998.1165 | 19998.1585 | 0.0304 | 49.9981 | -0.12488 | 999.1034 | 19999.0788
0.0308 | 49.9961 | -0.24954 | 998.1074 | 19998.1336 | 0.0308 | 49.9981 | -0.12488 | 999.0509 | 19999.0663
0.0312 | 49.9961 | -0.24953 | 998.0682 | 19998.1089 | 0.0312 | 49.9981 | -0.12489 | 999.0102 | 19999.0539
0.0316 | 49.996 | -0.24952 | 998.0756 | 19998.084 | 0.0316 | 49.998 | -0.12488 | 999.0457 | 19999.0414
0.032 | 49.996 | -0.24952 | 998.0177 | 19998.0592 | 0.032 | 49.998 | -0.12488 | 999.0093 | 19999.0291
0.0324 | 49.9959 | -0.24951 | 998.0033 | 19998.0343 | 0.0324 | 49.998 | -0.12488 | 999.0036 | 19999.0166
0.0328 | 49.9959 | -0.24951 | 997.9493 | 19998.0095 | 0.0328 | 49.998 | -0.12488 | 998.9728 | 19999.0042
0.0332 | 49.9958 | -0.2495 | 997.9559 | 19997.9846 | 0.0332 | 49.9979 | -0.12487 | 998.9881 | 19998.9918
0.0336 | 49.9958 | -0.2495 | 997.9136 | 19997.9599 | 0.0336 | 49.9979 | -0.12488 | 998.9089 | 19998.9794
0.034 | 49.9957 | -0.24949 | 997.9013 | 19997.935 | 0.034 | 49.9979 | -0.12487 | 998.9354 | 19998.9669
0.0344 | 49.9957 | -0.24949 | 997.8565 | 19997.9102 | 0.0344 | 49.9979 | -0.12487 | 998.9339 | 19998.9545
0.0348 | 49.9956 | -0.24947 | 997.8634 | 19997.8853 | 0.0348 | 49.9978 | -0.12487 | 998.9012 | 19998.9421
0.0352 | 49.9956 | -0.24948 | 997.8058 | 19997.8605 | 0.0352 | 49.9978 | -0.12487 | 998.9043 | 19998.9297
0.0356 | 49.9955 | -0.24946 | 997.8089 | 19997.8357 | 0.0356 | 49.9978 | -0.12486 | 998.9349 | 19998.9173
0.036 | 49.9955 | -0.24946 | 997.7814 | 19997.8108 | 0.036 | 49.9978 | -0.12486 | 998.9017 | 19998.9049
0.0364 | 49.9954 | -0.24946 | 997.742 | 19997.786 | 0.0364 | 49.9977 | -0.12486 | 998.8835 | 19998.8924
0.0368 | 49.9954 | -0.24945 | 997.7076 | 19997.7612 | 0.0368 | 49.9977 | -0.12486 | 998.8654 | 19998.8801
0.0372 | 49.9953 | -0.24944 | 997.7108 | 19997.7363 | 0.0372 | 49.9977 | -0.12486 | 998.847 | 19998.8676
0.0376 | 49.9953 | -0.24945 | 997.6186 | 19997.7115 | 0.0376 | 49.9977 | -0.12486 | 998.8062 | 19998.8552
0.038 | 49.9952 | -0.24943 | 997.6513 | 19997.6866 | 0.038 | 49.9976 | -0.12485 | 998.8507 | 19998.8428
0.0384 | 49.9952 | -0.24943 | 997.6146 | 19997.6618 | 0.0384 | 49.9976 | -0.12486 | 998.8143 | 19998.8304
0.0388 | 49.9951 | -0.24941 | 997.6206 | 19997.637 | 0.0388 | 49.9976 | -0.12485 | 998.8014 | 19998.818
0.0392 | 49.9951 | -0.24941 | 997.5679 | 19997.6122 | 0.0392 | 49.9976 | -0.12485 | 998.7986 | 19998.8055
0.0396 | 49.995 | -0.24941 | 997.5502 | 19997.5873 | 0.0396 | 49.9975 | -0.12485 | 998.7758 | 19998.7931
0.04 | 49.995 | -0.2494 | 997.5179 | 19997.5625 | 0.04 | 49.9975 | -0.12485 | 998.7627 | 19998.7807
0.0404 | 49.9949 | -0.2494 | 997.5005 | 19997.5376 | 0.0404 | 49.9975 | -0.12485 | 998.7489 | 19998.7682
0.0408 | 49.9949 | -0.24939 | 997.4743 | 19997.5128 | 0.0408 | 49.9975 | -0.12485 | 998.7347 | 19998.7558
0.0412 | 49.9948 | -0.24938 | 997.4572 | 19997.4879 | 0.0412 | 49.9974 | -0.12484 | 998.7427 | 19998.7434
0.0416 | 49.9948 | -0.24937 | 997.4412 | 19997.463 | 0.0416 | 49.9974 | -0.12485 | 998.6937 | 19998.7309
0.042 | 49.9947 | -0.24936 | 997.4285 | 19997.4382 | 0.042 | 49.9974 | -0.12484 | 998.7068 | 19998.7185
0.0424 | 49.9947 | -0.24937 | 997.33 | 19997.4133 | 0.0424 | 49.9974 | -0.12484 | 998.6841 | 19998.7061
0.0428 | 49.9946 | -0.24936 | 997.3556 | 19997.3884 | 0.0428 | 49.9973 | -0.12484 | 998.6769 | 19998.6936
0.0432 | 49.9946 | -0.24935 | 997.324 | 19997.3636 | 0.0432 | 49.9973 | -0.12484 | 998.6543 | 19998.6812
0.0436 | 49.9945 | -0.24934 | 997.3219 | 19997.3387 | 0.0436 | 49.9973 | -0.12484 | 998.6528 | 19998.6687
0.044 | 49.9945 | -0.24935 | 997.2412 | 19997.3139 | 0.044 | 49.9973 | -0.12484 | 998.6258 | 19998.6563
0.0444 | 49.9944 | -0.24933 | 997.2714 | 19997.289 | 0.0444 | 49.9972 | -0.12483 | 998.6307 | 19998.6439
0.0448 | 49.9944 | -0.24932 | 997.2286 | 19997.2641 | 0.0448 | 49.9972 | -0.12483 | 998.6026 | 19998.6315
0.0452 | 49.9943 | -0.24933 | 997.1933 | 19997.2393 | 0.0452 | 49.9972 | -0.12483 | 998.6027 | 19998.619
0.0456 | 49.9943 | -0.24933 | 997.1369 | 19997.2145 | 0.0456 | 49.9972 | -0.12483 | 998.5795 | 19998.6066
0.046 | 49.9942 | -0.24931 | 997.16 | 19997.1896 | 0.046 | 49.9971 | -0.12483 | 998.577 | 19998.5941
0.0464 | 49.9942 | -0.24931 | 997.114 | 19997.1648 | 0.0464 | 49.9971 | -0.12483 | 998.5552 | 19998.5817
0.0468 | 49.9941 | -0.24929 | 997.1364 | 19997.1399 | 0.0468 | 49.9971 | -0.12482 | 998.5519 | 19998.5693
0.0472 | 49.9941 | -0.24929 | 997.0835 | 19997.1151 | 0.0472 | 49.9971 | -0.12482 | 998.5308 | 19998.5568
0.0476 | 49.994 | -0.24929 | 997.0501 | 19997.0902 | 0.0476 | 49.997 | -0.12482 | 998.5268 | 19998.5444
0.048 | 49.994 | -0.24928 | 997.0335 | 19997.0653 | 0.048 | 49.997 | -0.12482 | 998.538 | 19998.5319
0.0484 | 49.9939 | -0.24926 | 997.0382 | 19997.0404 | 0.0484 | 49.997 | -0.12481 | 998.5352 | 19998.5195
0.0488 | 49.9939 | -0.24927 | 996.9658 | 19997.0156 | 0.0488 | 49.997 | -0.12482 | 998.4751 | 19998.507
0.0492 | 49.9938 | -0.24926 | 996.9561 | 19996.9907 | 0.0492 | 49.9969 | -0.12481 | 998.4822 | 19998.4946
0.0496 | 49.9938 | -0.24926 | 996.912 | 19996.9659 | 0.0496 | 49.9969 | -0.12482 | 998.4369 | 19998.4822
0.05 | 49.9937 | -0.24925 | 996.9072 | 19996.941 | 0.05 | 49.9969 | -0.12481 | 998.4527 | 19998.4697
0.0504 | 49.9937 | -0.24925 | 996.8626 | 19996.9162 | 0.0504 | 49.9969 | -0.12481 | 998.434 | 19998.4573
0.0508 | 49.9936 | -0.24924 | 996.8567 | 19996.8913 | 0.0508 | 49.9968 | -0.12481 | 998.4264 | 19998.4448
0.0512 | 49.9936 | -0.24923 | 996.8141 | 19996.8664 | 0.0512 | 49.9968 | -0.12481 | 998.4079 | 19998.4324
0.0516 | 49.9935 | -0.24922 | 996.8068 | 19996.8415 | 0.0516 | 49.9968 | -0.12481 | 998.4014 | 19998.4199
0.052 | 49.9935 | -0.24922 | 996.7653 | 19996.8167 | 0.052 | 49.9968 | -0.12481 | 998.3829 | 19998.4075
0.0524 | 49.9934 | -0.24921 | 996.757 | 19996.7918 | 0.0524 | 49.9967 | -0.1248 | 998.3765 | 19998.3951
0.0528 | 49.9934 | -0.2492 | 996.7606 | 19996.7669 | 0.0528 | 49.9967 | -0.1248 | 998.358 | 19998.3826
0.0532 | 49.9933 | -0.24919 | 996.7559 | 19996.742 | 0.0532 | 49.9967 | -0.1248 | 998.3516 | 19998.3702
0.0536 | 49.9933 | -0.2492 | 996.6579 | 19996.7172 | 0.0536 | 49.9967 | -0.1248 | 998.3331 | 19998.3578
0.054 | 49.9932 | -0.24919 | 996.6634 | 19996.6923 | 0.054 | 49.9966 | -0.1248 | 998.3266 | 19998.3453
0.0544 | 49.9932 | -0.24919 | 996.6004 | 19996.6675 | 0.0544 | 49.9966 | -0.1248 | 998.3081 | 19998.3329
0.0548 | 49.9931 | -0.24918 | 996.614 | 19996.6426 | 0.0548 | 49.9966 | -0.12479 | 998.3017 | 19998.3204
0.0552 | 49.9931 | -0.24917 | 996.5849 | 19996.6177 | 0.0552 | 49.9966 | -0.12479 | 998.2832 | 19998.308
0.0556 | 49.993 | -0.24916 | 996.5851 | 19996.5928 | 0.0556 | 49.9965 | -0.12479 | 998.2768 | 19998.2955
0.056 | 49.993 | -0.24916 | 996.5187 | 19996.568 | 0.056 | 49.9965 | -0.12479 | 998.2582 | 19998.2831
0.0564 | 49.9929 | -0.24915 | 996.5109 | 19996.5431 | 0.0564 | 49.9965 | -0.12479 | 998.2519 | 19998.2706
0.0568 | 49.9929 | -0.24915 | 996.4691 | 19996.5183 | 0.0568 | 49.9965 | -0.12479 | 998.2333 | 19998.2582
0.0572 | 49.9928 | -0.24914 | 996.4604 | 19996.4934 | 0.0572 | 49.9964 | -0.12478 | 998.227 | 19998.2457
0.0576 | 49.9928 | -0.24914 | 996.4192 | 19996.4685 | 0.0576 | 49.9964 | -0.12478 | 998.2084 | 19998.2333
0.058 | 49.9927 | -0.24913 | 996.4103 | 19996.4436 | 0.058 | 49.9964 | -0.12478 | 998.2021 | 19998.2208
0.0584 | 49.9927 | -0.24913 | 996.3693 | 19996.4188 | 0.0584 | 49.9964 | -0.12478 | 998.1834 | 19998.2084
0.0588 | 49.9926 | -0.24912 | 996.3604 | 19996.3939 | 0.0588 | 49.9963 | -0.12478 | 998.1772 | 19998.1959
0.0592 | 49.9926 | -0.24911 | 996.3194 | 19996.369 | 0.0592 | 49.9963 | -0.12478 | 998.1551 | 19998.1835
0.0596 | 49.9925 | -0.2491 | 996.3105 | 19996.3441 | 0.0596 | 49.9963 | -0.12478 | 998.1392 | 19998.1711
0.06 | 49.9925 | -0.2491 | 996.2698 | 19996.3193 | 0.06 | 49.9963 | -0.12478 | 998.1065 | 19998.1586
0.0604 | 49.9924 | -0.24909 | 996.2606 | 19996.2944 | 0.0604 | 49.9962 | -0.12477 | 998.1579 | 19998.1462
0.0608 | 49.9924 | -0.24909 | 996.2202 | 19996.2695 | 0.0608 | 49.9962 | -0.12477 | 998.1072 | 19998.1338
0.0612 | 49.9923 | -0.24908 | 996.2108 | 19996.2447 | 0.0612 | 49.9962 | -0.12477 | 998.0812 | 19998.1213
0.0616 | 49.9923 | -0.24908 | 996.1707 | 19996.2198 | 0.0616 | 49.9962 | -0.12477 | 998.1165 | 19998.1089
0.062 | 49.9922 | -0.24907 | 996.1609 | 19996.1949 | 0.062 | 49.9961 | -0.12476 | 998.1052 | 19998.0964
0.0624 | 49.9922 | -0.24907 | 996.1212 | 19996.1701 | 0.0624 | 49.9961 | -0.12477 | 998.0289 | 19998.0839
0.0628 | 49.9921 | -0.24906 | 996.1111 | 19996.1452 | 0.0628 | 49.9961 | -0.12477 | 998.0452 | 19998.0715
0.0632 | 49.9921 | -0.24906 | 996.069 | 19996.1203 | 0.0632 | 49.9961 | -0.12477 | 998.0213 | 19998.0591
0.0636 | 49.992 | -0.24905 | 996.0614 | 19996.0954 | 0.0636 | 49.996 | -0.12476 | 998.042 | 19998.0466
0.064 | 49.992 | -0.24903 | 996.0655 | 19996.0705 | 0.064 | 49.996 | -0.12476 | 997.9823 | 19998.0342
0.0644 | 49.9919 | -0.24901 | 996.0931 | 19996.0456 | 0.0644 | 49.996 | -0.12476 | 997.9903 | 19998.0217
0.0648 | 49.9919 | -0.24904 | 995.9227 | 19996.0208 | 0.0648 | 49.996 | -0.12476 | 997.983 | 19998.0093
0.0652 | 49.9918 | -0.24902 | 995.976 | 19995.9959 | 0.0652 | 49.9959 | -0.12475 | 997.9776 | 19997.9968
0.0656 | 49.9918 | -0.24902 | 995.9172 | 19995.971 | 0.0656 | 49.9959 | -0.12476 | 997.9409 | 19997.9844
0.066 | 49.9917 | -0.24901 | 995.9104 | 19995.9461 | 0.066 | 49.9959 | -0.12475 | 997.9791 | 19997.9719
0.0664 | 49.9917 | -0.24901 | 995.8702 | 19995.9213 | 0.0664 | 49.9959 | -0.12475 | 997.9318 | 19997.9595
0.0668 | 49.9916 | -0.249 | 995.8602 | 19995.8964 | 0.0668 | 49.9958 | -0.12475 | 997.915 | 19997.947
0.0672 | 49.9916 | -0.249 | 995.8208 | 19995.8715 | 0.0672 | 49.9958 | -0.12475 | 997.9054 | 19997.9346
0.0676 | 49.9915 | -0.24899 | 995.8104 | 19995.8466 | 0.0676 | 49.9958 | -0.12475 | 997.9105 | 19997.9221
0.068 | 49.9915 | -0.24898 | 995.7712 | 19995.8218 | 0.068 | 49.9958 | -0.12474 | 997.8868 | 19997.9097
0.0684 | 49.9914 | -0.24897 | 995.7606 | 19995.7969 | 0.0684 | 49.9957 | -0.12474 | 997.8777 | 19997.8972
0.0688 | 49.9914 | -0.24897 | 995.722 | 19995.772 | 0.0688 | 49.9957 | -0.12474 | 997.8597 | 19997.8848
0.0692 | 49.9913 | -0.24896 | 995.7026 | 19995.7471 | 0.0692 | 49.9957 | -0.12474 | 997.8526 | 19997.8723
0.0696 | 49.9913 | -0.24896 | 995.6911 | 19995.7223 | 0.0696 | 49.9957 | -0.12474 | 997.8347 | 19997.8599
0.07 | 49.9912 | -0.24894 | 995.6822 | 19995.6974 | 0.07 | 49.9956 | -0.12474 | 997.8277 | 19997.8474
0.0704 | 49.9912 | -0.24895 | 995.6021 | 19995.6725 | 0.0704 | 49.9956 | -0.12474 | 997.8098 | 19997.835
0.0708 | 49.9911 | -0.24895 | 995.5854 | 19995.6476 | 0.0708 | 49.9956 | -0.12473 | 997.8028 | 19997.8225
0.0712 | 49.9911 | -0.24895 | 995.5055 | 19995.6228 | 0.0712 | 49.9956 | -0.12473 | 997.7848 | 19997.8101
0.0716 | 49.991 | -0.24892 | 995.5995 | 19995.5979 | 0.0716 | 49.9955 | -0.12473 | 997.7777 | 19997.7976
0.072 | 49.991 | -0.24894 | 995.4726 | 19995.573 | 0.072 | 49.9955 | -0.12473 | 997.7599 | 19997.7852
0.0724 | 49.9909 | -0.24891 | 995.5087 | 19995.5482 | 0.0724 | 49.9955 | -0.12473 | 997.7539 | 19997.7727
0.0728 | 49.9909 | -0.24892 | 995.4218 | 19995.5233 | 0.0728 | 49.9955 | -0.12473 | 997.7349 | 19997.7603
0.0732 | 49.9908 | -0.24891 | 995.4457 | 19995.4984 | 0.0732 | 49.9954 | -0.12473 | 997.7282 | 19997.7478
0.0736 | 49.9908 | -0.2489 | 995.4183 | 19995.4736 | 0.0736 | 49.9954 | -0.12472 | 997.71 | 19997.7354
0.074 | 49.9907 | -0.24887 | 995.4714 | 19995.4486 | 0.074 | 49.9954 | -0.12472 | 997.7033 | 19997.7229
0.0744 | 49.9907 | -0.24889 | 995.3713 | 19995.4238 | 0.0744 | 49.9954 | -0.12472 | 997.685 | 19997.7105
0.0748 | 49.9906 | -0.24888 | 995.3602 | 19995.3989 | 0.0748 | 49.9953 | -0.12472 | 997.6784 | 19997.698
0.0752 | 49.9906 | -0.24887 | 995.3217 | 19995.374 | 0.0752 | 49.9953 | -0.12472 | 997.6601 | 19997.6856
0.0756 | 49.9905 | -0.24887 | 995.3103 | 19995.3491 | 0.0756 | 49.9953 | -0.12472 | 997.6535 | 19997.6731
0.076 | 49.9905 | -0.24886 | 995.2721 | 19995.3243 | 0.076 | 49.9953 | -0.12472 | 997.6351 | 19997.6607
0.0764 | 49.9904 | -0.24885 | 995.2604 | 19995.2994 | 0.0764 | 49.9952 | -0.12471 | 997.6286 | 19997.6482
0.0768 | 49.9904 | -0.24885 | 995.2223 | 19995.2745 | 0.0768 | 49.9952 | -0.12471 | 997.6102 | 19997.6358
0.0772 | 49.9903 | -0.24884 | 995.2106 | 19995.2496 | 0.0772 | 49.9952 | -0.12471 | 997.6038 | 19997.6233
0.0776 | 49.9903 | -0.24884 | 995.1726 | 19995.2248 | 0.0776 | 49.9952 | -0.12471 | 997.5853 | 19997.6109
0.078 | 49.9902 | -0.24884 | 995.1422 | 19995.1999 | 0.078 | 49.9951 | -0.12471 | 997.5789 | 19997.5984
0.0784 | 49.9902 | -0.24882 | 995.1598 | 19995.175 | 0.0784 | 49.9951 | -0.1247 | 997.5998 | 19997.5859
0.0788 | 49.9901 | -0.24882 | 995.112 | 19995.1501 | 0.0788 | 49.9951 | -0.1247 | 997.609 | 19997.5735
0.0792 | 49.9901 | -0.24883 | 995.0339 | 19995.1253 | 0.0792 | 49.9951 | -0.12471 | 997.5139 | 19997.561
0.0796 | 49.99 | -0.2488 | 995.0716 | 19995.1004 | 0.0796 | 49.995 | -0.1247 | 997.5584 | 19997.5486
0.08 | 49.99 | -0.2488 | 995.0278 | 19995.0755 | 0.08 | 49.995 | -0.1247 | 997.5061 | 19997.5361
0.0804 | 49.9899 | -0.24879 | 995.0131 | 19995.0506 | 0.0804 | 49.995 | -0.12469 | 997.5436 | 19997.5236
0.0808 | 49.9899 | -0.24879 | 994.9775 | 19995.0258 | 0.0808 | 49.995 | -0.1247 | 997.4662 | 19997.5112
0.0812 | 49.9898 | -0.24878 | 994.9629 | 19995.0009 | 0.0812 | 49.9949 | -0.1247 | 997.4427 | 19997.4987
0.0816 | 49.9898 | -0.24878 | 994.9278 | 19994.976 | 0.0816 | 49.9949 | -0.1247 | 997.4268 | 19997.4863
0.082 | 49.9897 | -0.24877 | 994.9132 | 19994.9511 | 0.082 | 49.9949 | -0.1247 | 997.4276 | 19997.4738
0.0824 | 49.9897 | -0.24877 | 994.878 | 19994.9263 | 0.0824 | 49.9949 | -0.12469 | 997.4407 | 19997.4614
0.0828 | 49.9896 | -0.24876 | 994.8636 | 19994.9014 | 0.0828 | 49.9948 | -0.12469 | 997.4339 | 19997.4489
0.0832 | 49.9896 | -0.24875 | 994.8283 | 19994.8765 | 0.0832 | 49.9948 | -0.12469 | 997.3837 | 19997.4365
0.0836 | 49.9895 | -0.24875 | 994.814 | 19994.8516 | 0.0836 | 49.9948 | -0.12469 | 997.4088 | 19997.424
0.084 | 49.9895 | -0.24874 | 994.7785 | 19994.8267 | 0.084 | 49.9948 | -0.12468 | 997.3925 | 19997.4115
0.0844 | 49.9894 | -0.24873 | 994.7644 | 19994.8018 | 0.0844 | 49.9947 | -0.12468 | 997.3796 | 19997.3991
0.0848 | 49.9894 | -0.24873 | 994.7287 | 19994.777 | 0.0848 | 49.9947 | -0.12468 | 997.3615 | 19997.3866
0.0852 | 49.9893 | -0.24872 | 994.7148 | 19994.7521 | 0.0852 | 49.9947 | -0.12468 | 997.3545 | 19997.3742
0.0856 | 49.9893 | -0.24872 | 994.6789 | 19994.7272 | 0.0856 | 49.9947 | -0.12468 | 997.3365 | 19997.3617
0.086 | 49.9892 | -0.24871 | 994.6652 | 19994.7023 | 0.086 | 49.9946 | -0.12468 | 997.3297 | 19997.3493
0.0864 | 49.9892 | -0.24871 | 994.6292 | 19994.6775 | 0.0864 | 49.9946 | -0.12468 | 997.3116 | 19997.3368
0.0868 | 49.9891 | -0.2487 | 994.6156 | 19994.6526 | 0.0868 | 49.9946 | -0.12468 | 997.2897 | 19997.3244
0.0872 | 49.9891 | -0.2487 | 994.5794 | 19994.6277 | 0.0872 | 49.9946 | -0.12467 | 997.2826 | 19997.3119
0.0876 | 49.989 | -0.24869 | 994.566 | 19994.6028 | 0.0876 | 49.9945 | -0.12466 | 997.3358 | 19997.2994
0.088 | 49.989 | -0.24868 | 994.5296 | 19994.578 | 0.088 | 49.9945 | -0.12467 | 997.2681 | 19997.287
0.0884 | 49.9889 | -0.24867 | 994.5164 | 19994.5531 | 0.0884 | 49.9945 | -0.12467 | 997.2551 | 19997.2745
0.0888 | 49.9889 | -0.24867 | 994.4799 | 19994.5282 | 0.0888 | 49.9945 | -0.12467 | 997.237 | 19997.2621
0.0892 | 49.9888 | -0.24866 | 994.4668 | 19994.5033 | 0.0892 | 49.9944 | -0.12467 | 997.2293 | 19997.2496
0.0896 | 49.9888 | -0.24864 | 994.4903 | 19994.4784 | 0.0896 | 49.9944 | -0.12466 | 997.2118 | 19997.2372
0.09 | 49.9887 | -0.24862 | 994.5301 | 19994.4535 | 0.09 | 49.9944 | -0.12466 | 997.2043 | 19997.2247
0.0904 | 49.9887 | -0.24865 | 994.3702 | 19994.4287 | 0.0904 | 49.9944 | -0.12466 | 997.1868 | 19997.2123
0.0908 | 49.9886 | -0.24864 | 994.3708 | 19994.4038 | 0.0908 | 49.9943 | -0.12466 | 997.1795 | 19997.1998
0.0912 | 49.9886 | -0.24864 | 994.3285 | 19994.3789 | 0.0912 | 49.9943 | -0.12466 | 997.1619 | 19997.1874
0.0916 | 49.9885 | -0.24863 | 994.3147 | 19994.354 | 0.0916 | 49.9943 | -0.12466 | 997.1539 | 19997.1749
0.092 | 49.9885 | -0.24862 | 994.3225 | 19994.3292 | 0.092 | 49.9943 | -0.12466 | 997.1343 | 19997.1624
0.0924 | 49.9884 | -0.2486 | 994.3115 | 19994.3043 | 0.0924 | 49.9942 | -0.12465 | 997.1299 | 19997.15
0.0928 | 49.9884 | -0.24861 | 994.2237 | 19994.2794 | 0.0928 | 49.9942 | -0.12465 | 997.112 | 19997.1375
0.0932 | 49.9883 | -0.2486 | 994.2329 | 19994.2545 | 0.0932 | 49.9942 | -0.12465 | 997.1049 | 19997.1251
0.0936 | 49.9883 | -0.24861 | 994.1475 | 19994.2297 | 0.0936 | 49.9942 | -0.12465 | 997.087 | 19997.1126
0.094 | 49.9882 | -0.24858 | 994.2362 | 19994.2048 | 0.094 | 49.9941 | -0.12465 | 997.08 | 19997.1002
0.0944 | 49.9882 | -0.24858 | 994.1802 | 19994.1799 | 0.0944 | 49.9941 | -0.12465 | 997.0621 | 19997.0877
0.0948 | 49.9881 | -0.24858 | 994.131 | 19994.155 | 0.0948 | 49.9941 | -0.12464 | 997.0552 | 19997.0753
0.0952 | 49.9881 | -0.24858 | 994.0768 | 19994.1302 | 0.0952 | 49.9941 | -0.12464 | 997.0371 | 19997.0628
0.0956 | 49.988 | -0.24857 | 994.0743 | 19994.1053 | 0.0956 | 49.994 | -0.12464 | 997.0298 | 19997.0503
0.096 | 49.988 | -0.24859 | 993.9538 | 19994.0804 | 0.096 | 49.994 | -0.12464 | 996.9963 | 19997.0379
0.0964 | 49.9879 | -0.24855 | 994.0466 | 19994.0555 | 0.0964 | 49.994 | -0.12464 | 997.0068 | 19997.0254
0.0968 | 49.9879 | -0.24855 | 993.9809 | 19994.0307 | 0.0968 | 49.994 | -0.12464 | 996.987 | 19997.013
0.0972 | 49.9878 | -0.24854 | 993.9699 | 19994.0058 | 0.0972 | 49.9939 | -0.12464 | 996.9805 | 19997.0005
0.0976 | 49.9878 | -0.24854 | 993.9332 | 19993.9809 | 0.0976 | 49.9939 | -0.12463 | 996.9623 | 19996.9881
0.098 | 49.9877 | -0.24853 | 993.9188 | 19993.956 | 0.098 | 49.9939 | -0.12463 | 996.9555 | 19996.9756
0.0984 | 49.9877 | -0.24853 | 993.884 | 19993.9312 | 0.0984 | 49.9939 | -0.12463 | 996.9374 | 19996.9632
0.0988 | 49.9876 | -0.24852 | 993.8691 | 19993.9063 | 0.0988 | 49.9938 | -0.12463 | 996.9307 | 19996.9507
0.0992 | 49.9876 | -0.24852 | 993.8343 | 19993.8814 | 0.0992 | 49.9938 | -0.12463 | 996.9124 | 19996.9382
0.0996 | 49.9875 | -0.24851 | 993.8195 | 19993.8565 | 0.0996 | 49.9938 | -0.12462 | 996.9187 | 19996.9258
0.1 | 49.9875 | -0.2485 | 993.7845 | 19993.8317 | 0.1 | 49.9938 | -0.12463 | 996.8619 | 19996.9133
0.1004 | 49.9874 | -0.2485 | 993.77 | 19993.8068 | 0.1004 | 49.9937 | -0.12462 | 996.8861 | 19996.9009
0.1008 | 49.9874 | -0.24849 | 993.7348 | 19993.7819 | 0.1008 | 49.9937 | -0.12462 | 996.8609 | 19996.8884
0.1012 | 49.9873 | -0.24848 | 993.7204 | 19993.757 | 0.1012 | 49.9937 | -0.12462 | 996.855 | 19996.876
0.1016 | 49.9873 | -0.24848 | 993.685 | 19993.7322 | 0.1016 | 49.9937 | -0.12462 | 996.8379 | 19996.8635
0.102 | 49.9872 | -0.24847 | 993.6709 | 19993.7073 | 0.102 | 49.9936 | -0.12462 | 996.8307 | 19996.851
0.1024 | 49.9872 | -0.24847 | 993.6353 | 19993.6824 | 0.1024 | 49.9936 | -0.12462 | 996.8126 | 19996.8386
0.1028 | 49.9871 | -0.24846 | 993.6213 | 19993.6575 | 0.1028 | 49.9936 | -0.12461 | 996.8059 | 19996.8261
0.1032 | 49.9871 | -0.24846 | 993.5855 | 19993.6327 | 0.1032 | 49.9936 | -0.12461 | 996.7877 | 19996.8137
0.1036 | 49.987 | -0.24845 | 993.5718 | 19993.6078 | 0.1036 | 49.9935 | -0.12461 | 996.7811 | 19996.8012
0.104 | 49.987 | -0.24844 | 993.5358 | 19993.5829 | 0.104 | 49.9935 | -0.12461 | 996.7627 | 19996.7888
0.1044 | 49.9869 | -0.24844 | 993.5223 | 19993.558 | 0.1044 | 49.9935 | -0.12461 | 996.7562 | 19996.7763
0.1048 | 49.9869 | -0.24843 | 993.486 | 19993.5332 | 0.1048 | 49.9935 | -0.12461 | 996.7378 | 19996.7639
0.1052 | 49.9868 | -0.24842 | 993.4727 | 19993.5083 | 0.1052 | 49.9934 | -0.12461 | 996.7314 | 19996.7514
0.1056 | 49.9868 | -0.24842 | 993.4363 | 19993.4834 | 0.1056 | 49.9934 | -0.1246 | 996.7128 | 19996.7389
0.106 | 49.9867 | -0.24841 | 993.4232 | 19993.4585 | 0.106 | 49.9934 | -0.1246 | 996.7065 | 19996.7265
0.1064 | 49.9867 | -0.2484 | 993.4313 | 19993.4337 | 0.1064 | 49.9934 | -0.1246 | 996.6879 | 19996.714
0.1068 | 49.9866 | -0.24837 | 993.4802 | 19993.4088 | 0.1068 | 49.9933 | -0.1246 | 996.6817 | 19996.7016
0.1072 | 49.9866 | -0.2484 | 993.3299 | 19993.3839 | 0.1072 | 49.9933 | -0.1246 | 996.6629 | 19996.6891
0.1076 | 49.9865 | -0.24837 | 993.3831 | 19993.359 | 0.1076 | 49.9933 | -0.1246 | 996.6568 | 19996.6766
0.108 | 49.9865 | -0.2484 | 993.2286 | 19993.3342 | 0.108 | 49.9933 | -0.1246 | 996.638 | 19996.6642
0.1084 | 49.9864 | -0.24837 | 993.2958 | 19993.3093 | 0.1084 | 49.9932 | -0.12459 | 996.6319 | 19996.6517
0.1088 | 49.9864 | -0.24837 | 993.238 | 19993.2844 | 0.1088 | 49.9932 | -0.12459 | 996.613 | 19996.6393
0.1092 | 49.9863 | -0.24837 | 993.2202 | 19993.2595 | 0.1092 | 49.9932 | -0.12459 | 996.6071 | 19996.6268
0.1096 | 49.9863 | -0.24838 | 993.118 | 19993.2347 | 0.1096 | 49.9932 | -0.12459 | 996.5881 | 19996.6144
0.11 | 49.9862 | -0.24835 | 993.176 | 19993.2098 | 0.11 | 49.9931 | -0.12459 | 996.5822 | 19996.6019
0.1104 | 49.9862 | -0.24835 | 993.1387 | 19993.1849 | 0.1104 | 49.9931 | -0.12459 | 996.5631 | 19996.5895
0.1108 | 49.9861 | -0.24834 | 993.1226 | 19993.16 | 0.1108 | 49.9931 | -0.12458 | 996.5574 | 19996.577
0.1112 | 49.9861 | -0.24834 | 993.0879 | 19993.1352 | 0.1112 | 49.9931 | -0.12458 | 996.5382 | 19996.5645
0.1116 | 49.986 | -0.24833 | 993.073 | 19993.1103 | 0.1116 | 49.993 | -0.12458 | 996.5325 | 19996.5521
0.112 | 49.986 | -0.24833 | 993.0382 | 19993.0855 | 0.112 | 49.993 | -0.12458 | 996.5132 | 19996.5396
0.1124 | 49.9859 | -0.24832 | 993.0234 | 19993.0606 | 0.1124 | 49.993 | -0.12458 | 996.5077 | 19996.5272
0.1128 | 49.9859 | -0.24831 | 992.9885 | 19993.0357 | 0.1128 | 49.993 | -0.12458 | 996.4882 | 19996.5147
0.1132 | 49.9858 | -0.24831 | 992.9739 | 19993.0108 | 0.1132 | 49.9929 | -0.12458 | 996.4828 | 19996.5023
0.1136 | 49.9858 | -0.2483 | 992.9388 | 19992.986 | 0.1136 | 49.9929 | -0.12457 | 996.4633 | 19996.4898
0.114 | 49.9857 | -0.24829 | 992.9243 | 19992.9611 | 0.114 | 49.9929 | -0.12457 | 996.458 | 19996.4773
0.1144 | 49.9857 | -0.24829 | 992.889 | 19992.9362 | 0.1144 | 49.9929 | -0.12457 | 996.4383 | 19996.4649
0.1148 | 49.9856 | -0.24828 | 992.8748 | 19992.9113 | 0.1148 | 49.9928 | -0.12457 | 996.4331 | 19996.4524
0.1152 | 49.9856 | -0.24828 | 992.8393 | 19992.8865 | 0.1152 | 49.9928 | -0.12457 | 996.4134 | 19996.44
0.1156 | 49.9856 | -0.24827 | 992.8252 | 19992.8616 | 0.1156 | 49.9928 | -0.12457 | 996.4083 | 19996.4275
0.116 | 49.9856 | -0.24827 | 992.7896 | 19992.8367 | 0.116 | 49.9928 | -0.12457 | 996.3884 | 19996.4151
0.1164 | 49.9855 | -0.24826 | 992.7757 | 19992.8119 | 0.1164 | 49.9927 | -0.12456 | 996.3834 | 19996.4026
0.1168 | 49.9855 | -0.24825 | 992.7399 | 19992.787 | 0.1168 | 49.9927 | -0.12456 | 996.3635 | 19996.3902
0.1172 | 49.9854 | -0.24825 | 992.7261 | 19992.7621 | 0.1172 | 49.9927 | -0.12456 | 996.3586 | 19996.3777
0.1176 | 49.9854 | -0.24824 | 992.6902 | 19992.7373 | 0.1176 | 49.9927 | -0.12456 | 996.3385 | 19996.3652
0.118 | 49.9853 | -0.24823 | 992.6766 | 19992.7124 | 0.118 | 49.9926 | -0.12456 | 996.3337 | 19996.3528
0.1184 | 49.9853 | -0.24823 | 992.6404 | 19992.6875 | 0.1184 | 49.9926 | -0.12456 | 996.3135 | 19996.3403
0.1188 | 49.9852 | -0.24822 | 992.627 | 19992.6626 | 0.1188 | 49.9926 | -0.12455 | 996.3089 | 19996.3279
0.1192 | 49.9852 | -0.24822 | 992.5907 | 19992.6378 | 0.1192 | 49.9926 | -0.12455 | 996.2905 | 19996.3154
0.1196 | 49.9851 | -0.24821 | 992.5775 | 19992.6129 | 0.1196 | 49.9925 | -0.12455 | 996.2872 | 19996.303
0.12 | 49.9851 | -0.24821 | 992.541 | 19992.5881 | 0.12 | 49.9925 | -0.12455 | 996.265 | 19996.2905
0.1204 | 49.985 | -0.2482 | 992.5279 | 19992.5632 | 0.1204 | 49.9925 | -0.12455 | 996.2588 | 19996.278
0.1208 | 49.985 | -0.24819 | 992.4913 | 19992.5383 | 0.1208 | 49.9925 | -0.12455 | 996.239 | 19996.2656
0.1212 | 49.9849 | -0.24819 | 992.4783 | 19992.5134 | 0.1212 | 49.9924 | -0.12455 | 996.2343 | 19996.2531
0.1216 | 49.9849 | -0.24818 | 992.4416 | 19992.4886 | 0.1216 | 49.9924 | -0.12454 | 996.2138 | 19996.2407
0.122 | 49.9848 | -0.24817 | 992.4288 | 19992.4637 | 0.122 | 49.9924 | -0.12454 | 996.2095 | 19996.2282
0.1224 | 49.9848 | -0.24817 | 992.3919 | 19992.4388 | 0.1224 | 49.9924 | -0.12454 | 996.1888 | 19996.2158
0.1228 | 49.9847 | -0.24816 | 992.3792 | 19992.414 | 0.1228 | 49.9923 | -0.12454 | 996.1846 | 19996.2033
0.1232 | 49.9847 | -0.24816 | 992.3422 | 19992.3891 | 0.1232 | 49.9923 | -0.12454 | 996.1638 | 19996.1908
0.1236 | 49.9846 | -0.24815 | 992.3296 | 19992.3642 | 0.1236 | 49.9923 | -0.12454 | 996.1598 | 19996.1784
0.124 | 49.9846 | -0.24815 | 992.2924 | 19992.3394 | 0.124 | 49.9923 | -0.12454 | 996.1389 | 19996.1659
0.1244 | 49.9845 | -0.24814 | 992.28 | 19992.3145 | 0.1244 | 49.9922 | -0.12453 | 996.1349 | 19996.1535
0.1248 | 49.9845 | -0.24813 | 992.2427 | 19992.2896 | 0.1248 | 49.9922 | -0.12453 | 996.1139 | 19996.141
0.1252 | 49.9844 | -0.24813 | 992.2305 | 19992.2648 | 0.1252 | 49.9922 | -0.12453 | 996.1101 | 19996.1286
0.1256 | 49.9844 | -0.24812 | 992.193 | 19992.2399 | 0.1256 | 49.9922 | -0.12453 | 996.0889 | 19996.1161
0.126 | 49.9843 | -0.24811 | 992.1809 | 19992.215 | 0.126 | 49.9921 | -0.12453 | 996.0852 | 19996.1036
0.1264 | 49.9843 | -0.24811 | 992.1433 | 19992.1902 | 0.1264 | 49.9921 | -0.12453 | 996.064 | 19996.0912
0.1268 | 49.9842 | -0.2481 | 992.1313 | 19992.1653 | 0.1268 | 49.9921 | -0.12452 | 996.0604 | 19996.0787
0.1272 | 49.9842 | -0.2481 | 992.0936 | 19992.1405 | 0.1272 | 49.9921 | -0.12452 | 996.039 | 19996.0663
0.1276 | 49.9841 | -0.24809 | 992.0817 | 19992.1156 | 0.1276 | 49.992 | -0.12452 | 996.0355 | 19996.0538
0.128 | 49.9841 | -0.24809 | 992.0439 | 19992.0907 | 0.128 | 49.992 | -0.12452 | 996.014 | 19996.0414
0.1284 | 49.984 | -0.24808 | 992.0321 | 19992.0658 | 0.1284 | 49.992 | -0.12452 | 996.0106 | 19996.0289
0.1288 | 49.984 | -0.24808 | 991.9942 | 19992.041 | 0.1288 | 49.992 | -0.12452 | 995.9891 | 19996.0165
0.1292 | 49.9839 | -0.24807 | 991.9825 | 19992.0161 | 0.1292 | 49.9919 | -0.12452 | 995.9858 | 19996.004
0.1296 | 49.9839 | -0.24806 | 991.9445 | 19991.9913 | 0.1296 | 49.9919 | -0.12452 | 995.9641 | 19995.9915
0.13 | 49.9838 | -0.24805 | 991.9329 | 19991.9664 | 0.13 | 49.9919 | -0.12451 | 995.9609 | 19995.9791
0.1304 | 49.9838 | -0.24805 | 991.8948 | 19991.9415 | 0.1304 | 49.9919 | -0.12451 | 995.9391 | 19995.9666
0.1308 | 49.9837 | -0.24804 | 991.8833 | 19991.9167 | 0.1308 | 49.9918 | -0.12451 | 995.9361 | 19995.9542
0.1312 | 49.9837 | -0.24804 | 991.8451 | 19991.8918 | 0.1312 | 49.9918 | -0.12451 | 995.9142 | 19995.9417
0.1316 | 49.9836 | -0.24803 | 991.8337 | 19991.8669 | 0.1316 | 49.9918 | -0.12451 | 995.9112 | 19995.9293
0.132 | 49.9836 | -0.24803 | 991.7955 | 19991.8421 | 0.132 | 49.9918 | -0.12451 | 995.8892 | 19995.9168
0.1324 | 49.9835 | -0.24802 | 991.7841 | 19991.8172 | 0.1324 | 49.9917 | -0.1245 | 995.8863 | 19995.9043
0.1328 | 49.9835 | -0.24802 | 991.74 | 19991.7924 | 0.1328 | 49.9917 | -0.1245 | 995.8642 | 19995.8919
0.1332 | 49.9834 | -0.24801 | 991.7206 | 19991.7675 | 0.1332 | 49.9917 | -0.1245 | 995.8615 | 19995.8794
0.1336 | 49.9834 | -0.24798 | 991.8165 | 19991.7426 | 0.1336 | 49.9917 | -0.1245 | 995.8393 | 19995.867
0.134 | 49.9833 | -0.24798 | 991.7624 | 19991.7178 | 0.134 | 49.9916 | -0.1245 | 995.8366 | 19995.8545
0.1344 | 49.9833 | -0.24799 | 991.6546 | 19991.6929 | 0.1344 | 49.9916 | -0.1245 | 995.8143 | 19995.8421
0.1348 | 49.9832 | -0.24798 | 991.6443 | 19991.668 | 0.1348 | 49.9916 | -0.12449 | 995.8117 | 19995.8296
0.1352 | 49.9832 | -0.24798 | 991.6009 | 19991.6432 | 0.1352 | 49.9916 | -0.12449 | 995.7893 | 19995.8172
0.1356 | 49.9831 | -0.24797 | 991.5968 | 19991.6183 | 0.1356 | 49.9915 | -0.12449 | 995.7869 | 19995.8047
0.136 | 49.9831 | -0.24798 | 991.5108 | 19991.5935 | 0.136 | 49.9915 | -0.12449 | 995.7644 | 19995.7922
0.1364 | 49.983 | -0.24795 | 991.5792 | 19991.5686 | 0.1364 | 49.9915 | -0.12449 | 995.762 | 19995.7798
0.1368 | 49.983 | -0.24799 | 991.3745 | 19991.5437 | 0.1368 | 49.9915 | -0.12449 | 995.7394 | 19995.7673
0.1372 | 49.9829 | -0.24795 | 991.4837 | 19991.5189 | 0.1372 | 49.9914 | -0.12449 | 995.7371 | 19995.7549
0.1376 | 49.9829 | -0.24796 | 991.3863 | 19991.494 | 0.1376 | 49.9914 | -0.12449 | 995.7144 | 19995.7424
0.138 | 49.9828 | -0.24793 | 991.4719 | 19991.4692 | 0.138 | 49.9914 | -0.12448 | 995.7123 | 19995.73
0.1384 | 49.9828 | -0.24794 | 991.3714 | 19991.4443 | 0.1384 | 49.9914 | -0.12448 | 995.6895 | 19995.7175
0.1388 | 49.9827 | -0.24791 | 991.4197 | 19991.4194 | 0.1388 | 49.9913 | -0.12448 | 995.6874 | 19995.705
0.1392 | 49.9827 | -0.24791 | 991.3688 | 19991.3946 | 0.1392 | 49.9913 | -0.12448 | 995.6645 | 19995.6926
0.1396 | 49.9826 | -0.24791 | 991.3308 | 19991.3697 | 0.1396 | 49.9913 | -0.12448 | 995.6625 | 19995.6801
0.14 | 49.9826 | -0.24791 | 991.307 | 19991.3449 | 0.14 | 49.9913 | -0.12448 | 995.6395 | 19995.6677
0.1404 | 49.9825 | -0.24787 | 991.423 | 19991.32 | 0.1404 | 49.9912 | -0.12447 | 995.6377 | 19995.6552
0.1408 | 49.9825 | -0.2479 | 991.2311 | 19991.2951 | 0.1408 | 49.9912 | -0.12447 | 995.6145 | 19995.6428
0.1412 | 49.9824 | -0.24788 | 991.2536 | 19991.2703 | 0.1412 | 49.9912 | -0.12447 | 995.6128 | 19995.6303
0.1416 | 49.9824 | -0.24788 | 991.2099 | 19991.2454 | 0.1416 | 49.9912 | -0.12447 | 995.5896 | 19995.6179
0.142 | 49.9823 | -0.24788 | 991.1847 | 19991.2206 | 0.142 | 49.9911 | -0.12447 | 995.5879 | 19995.6054
0.1424 | 49.9823 | -0.24787 | 991.156 | 19991.1957 | 0.1424 | 49.9911 | -0.12447 | 995.5646 | 19995.5929
0.1428 | 49.9822 | -0.24786 | 991.1376 | 19991.1708 | 0.1428 | 49.9911 | -0.12446 | 995.563 | 19995.5805
0.1432 | 49.9822 | -0.24787 | 991.0686 | 19991.146 | 0.1432 | 49.9911 | -0.12446 | 995.5396 | 19995.568
0.1436 | 49.9821 | -0.24785 | 991.0864 | 19991.1211 | 0.1436 | 49.991 | -0.12446 | 995.5382 | 19995.5556
0.144 | 49.9821 | -0.24785 | 991.044 | 19991.0963 | 0.144 | 49.991 | -0.12446 | 995.5146 | 19995.5431
0.1444 | 49.982 | -0.24784 | 991.0454 | 19991.0714 | 0.1444 | 49.991 | -0.12446 | 995.5125 | 19995.5307
0.1448 | 49.982 | -0.24784 | 990.9981 | 19991.0466 | 0.1448 | 49.991 | -0.12446 | 995.4922 | 19995.5182
0.1452 | 49.9819 | -0.24783 | 990.9918 | 19991.0217 | 0.1452 | 49.9909 | -0.12446 | 995.4921 | 19995.5058
0.1456 | 49.9819 | -0.24783 | 990.9547 | 19990.9969 | 0.1456 | 49.9909 | -0.12446 | 995.456 | 19995.4933
0.146 | 49.9818 | -0.24782 | 990.9412 | 19990.972 | 0.146 | 49.9909 | -0.12445 | 995.4799 | 19995.4808
0.1464 | 49.9818 | -0.24781 | 990.906 | 19990.9471 | 0.1464 | 49.9909 | -0.12446 | 995.4198 | 19995.4684
0.1468 | 49.9817 | -0.2478 | 990.8915 | 19990.9223 | 0.1468 | 49.9908 | -0.12445 | 995.4636 | 19995.4559
0.1472 | 49.9817 | -0.2478 | 990.8566 | 19990.8974 | 0.1472 | 49.9908 | -0.12445 | 995.3903 | 19995.4435
0.1476 | 49.9816 | -0.24779 | 990.842 | 19990.8726 | 0.1476 | 49.9908 | -0.12444 | 995.4391 | 19995.431
0.148 | 49.9816 | -0.24779 | 990.807 | 19990.8477 | 0.148 | 49.9908 | -0.12445 | 995.3689 | 19995.4186
0.1484 | 49.9815 | -0.24778 | 990.7926 | 19990.8229 | 0.1484 | 49.9907 | -0.12444 | 995.4082 | 19995.4061
0.1488 | 49.9815 | -0.24778 | 990.7573 | 19990.798 | 0.1488 | 49.9907 | -0.12445 | 995.3511 | 19995.3937
0.1492 | 49.9814 | -0.24777 | 990.7432 | 19990.7731 | 0.1492 | 49.9907 | -0.12444 | 995.3763 | 19995.3812
0.1496 | 49.9814 | -0.24777 | 990.7076 | 19990.7483 | 0.1496 | 49.9907 | -0.12444 | 995.3323 | 19995.3687
0.15 | 49.9813 | -0.24776 | 990.6939 | 19990.7234 | 0.15 | 49.9906 | -0.12444 | 995.3462 | 19995.3563
0.1504 | 49.9813 | -0.24775 | 990.6579 | 19990.6986 | 0.1504 | 49.9906 | -0.12444 | 995.3113 | 19995.3438
0.1508 | 49.9812 | -0.24775 | 990.6446 | 19990.6737 | 0.1508 | 49.9906 | -0.12443 | 995.3189 | 19995.3314
0.1512 | 49.9812 | -0.24774 | 990.6082 | 19990.6489 | 0.1512 | 49.9906 | -0.12443 | 995.2952 | 19995.3189
0.1516 | 49.9811 | -0.24773 | 990.5952 | 19990.624 | 0.1516 | 49.9905 | -0.12444 | 995.2617 | 19995.3065
0.152 | 49.9811 | -0.24773 | 990.5585 | 19990.5992 | 0.152 | 49.9905 | -0.12445 | 995.1162 | 19995.294
0.1524 | 49.981 | -0.24772 | 990.5459 | 19990.5743 | 0.1524 | 49.9905 | -0.12442 | 995.3381 | 19995.2816
0.1528 | 49.981 | -0.24772 | 990.5088 | 19990.5495 | 0.1528 | 49.9905 | -0.12443 | 995.2551 | 19995.2691
0.1532 | 49.9809 | -0.24771 | 990.4966 | 19990.5246 | 0.1532 | 49.9904 | -0.12442 | 995.2528 | 19995.2566
0.1536 | 49.9809 | -0.24771 | 990.4591 | 19990.4998 | 0.1536 | 49.9904 | -0.12443 | 995.194 | 19995.2442
0.154 | 49.9808 | -0.2477 | 990.4472 | 19990.4749 | 0.154 | 49.9904 | -0.12442 | 995.212 | 19995.2317
0.1544 | 49.9808 | -0.24769 | 990.4094 | 19990.4501 | 0.1544 | 49.9904 | -0.1244 | 995.3387 | 19995.2193
0.1548 | 49.9807 | -0.24769 | 990.3979 | 19990.4252 | 0.1548 | 49.9903 | -0.12442 | 995.1611 | 19995.2068
0.1552 | 49.9807 | -0.24768 | 990.3596 | 19990.4004 | 0.1552 | 49.9903 | -0.12442 | 995.1569 | 19995.1944
0.1556 | 49.9806 | -0.24767 | 990.3485 | 19990.3755 | 0.1556 | 49.9903 | -0.12441 | 995.2292 | 19995.1819
0.156 | 49.9806 | -0.24767 | 990.3099 | 19990.3507 | 0.156 | 49.9903 | -0.12441 | 995.195 | 19995.1695
0.1564 | 49.9805 | -0.24766 | 990.2992 | 19990.3258 | 0.1564 | 49.9902 | -0.12442 | 995.0774 | 19995.157
0.1568 | 49.9805 | -0.24766 | 990.2602 | 19990.301 | 0.1568 | 49.9902 | -0.12442 | 995.0465 | 19995.1445
0.1572 | 49.9804 | -0.24765 | 990.2498 | 19990.2761 | 0.1572 | 49.9902 | -0.12442 | 995.0785 | 19995.1321
0.1576 | 49.9804 | -0.24765 | 990.2104 | 19990.2513 | 0.1576 | 49.9902 | -0.12442 | 995.0297 | 19995.1196
0.158 | 49.9803 | -0.24764 | 990.2005 | 19990.2264 | 0.158 | 49.9901 | -0.12441 | 995.0777 | 19995.1072
0.1584 | 49.9803 | -0.24764 | 990.1607 | 19990.2016 | 0.1584 | 49.9901 | -0.12441 | 995.0663 | 19995.0947
0.1588 | 49.9802 | -0.24763 | 990.1511 | 19990.1767 | 0.1588 | 49.9901 | -0.12441 | 995.061 | 19995.0823
0.1592 | 49.9802 | -0.24762 | 990.111 | 19990.1519 | 0.1592 | 49.9901 | -0.1244 | 995.0437 | 19995.0698
0.1596 | 49.9801 | -0.24761 | 990.1018 | 19990.127 | 0.1596 | 49.99 | -0.1244 | 995.0368 | 19995.0574
0.16 | 49.9801 | -0.24761 | 990.0612 | 19990.1022 | 0.16 | 49.99 | -0.1244 | 995.0196 | 19995.0449
0.1604 | 49.98 | -0.2476 | 990.0524 | 19990.0773 | 0.1604 | 49.99 | -0.1244 | 995.0123 | 19995.0325
0.1608 | 49.98 | -0.2476 | 990.0115 | 19990.0525 | 0.1608 | 49.99 | -0.1244 | 994.9953 | 19995.02
0.1612 | 49.9799 | -0.24759 | 990.003 | 19990.0276 | 0.1612 | 49.9899 | -0.1244 | 994.988 | 19995.0075
0.1616 | 49.9799 | -0.24759 | 989.9617 | 19990.0028 | 0.1616 | 49.9899 | -0.1244 | 994.97 | 19994.9951
0.162 | 49.9798 | -0.24758 | 989.9537 | 19989.9779 | 0.162 | 49.9899 | -0.12439 | 994.9637 | 19994.9826
0.1624 | 49.9798 | -0.24758 | 989.912 | 19989.9531 | 0.1624 | 49.9899 | -0.12439 | 994.9447 | 19994.9702
0.1628 | 49.9797 | -0.24757 | 989.9043 | 19989.9282 | 0.1628 | 49.9898 | -0.12439 | 994.9393 | 19994.9577
0.1632 | 49.9797 | -0.24756 | 989.8622 | 19989.9034 | 0.1632 | 49.9898 | -0.12439 | 994.9194 | 19994.9453
0.1636 | 49.9796 | -0.24755 | 989.8549 | 19989.8785 | 0.1636 | 49.9898 | -0.12439 | 994.9149 | 19994.9328
0.164 | 49.9796 | -0.24755 | 989.8125 | 19989.8537 | 0.164 | 49.9898 | -0.12439 | 994.894 | 19994.9204
0.1644 | 49.9795 | -0.24754 | 989.8056 | 19989.8288 | 0.1644 | 49.9897 | -0.12438 | 994.8904 | 19994.9079
0.1648 | 49.9795 | -0.24754 | 989.7845 | 19989.804 | 0.1648 | 49.9897 | -0.12438 | 994.8686 | 19994.8955
0.1652 | 49.9794 | -0.2475 | 989.8622 | 19989.7791 | 0.1652 | 49.9897 | -0.12438 | 994.866 | 19994.883
0.1656 | 49.9794 | -0.24756 | 989.5703 | 19989.7543 | 0.1656 | 49.9897 | -0.12438 | 994.8432 | 19994.8706
0.166 | 49.9793 | -0.2475 | 989.7919 | 19989.7294 | 0.166 | 49.9896 | -0.12438 | 994.7904 | 19994.8581
0.1664 | 49.9793 | -0.24752 | 989.6667 | 19989.7046 | 0.1664 | 49.9896 | -0.12438 | 994.8077 | 19994.8457
0.1668 | 49.9792 | -0.24751 | 989.6521 | 19989.6797 | 0.1668 | 49.9896 | -0.12436 | 994.9077 | 19994.8332
0.1672 | 49.9792 | -0.2475 | 989.6187 | 19989.6549 | 0.1672 | 49.9896 | -0.12437 | 994.7936 | 19994.8207
0.1676 | 49.9791 | -0.2475 | 989.6026 | 19989.6301 | 0.1676 | 49.9895 | -0.12437 | 994.7887 | 19994.8083
0.168 | 49.9791 | -0.24749 | 989.5689 | 19989.6052 | 0.168 | 49.9895 | -0.12437 | 994.7705 | 19994.7958
0.1684 | 49.979 | -0.24748 | 989.5532 | 19989.5804 | 0.1684 | 49.9895 | -0.12437 | 994.7636 | 19994.7834
0.1688 | 49.979 | -0.24748 | 989.5193 | 19989.5555 | 0.1688 | 49.9895 | -0.12437 | 994.7465 | 19994.7709
0.1692 | 49.9789 | -0.24747 | 989.5037 | 19989.5307 | 0.1692 | 49.9894 | -0.12437 | 994.7385 | 19994.7585
0.1696 | 49.9789 | -0.24747 | 989.4696 | 19989.5058 | 0.1696 | 49.9894 | -0.12437 | 994.7219 | 19994.746
0.17 | 49.9788 | -0.24746 | 989.4543 | 19989.481 | 0.17 | 49.9894 | -0.12436 | 994.714 | 19994.7336
0.1704 | 49.9788 | -0.24746 | 989.42 | 19989.4562 | 0.1704 | 49.9894 | -0.12436 | 994.6967 | 19994.7211
0.1708 | 49.9787 | -0.24745 | 989.4049 | 19989.4313 | 0.1708 | 49.9893 | -0.12436 | 994.6894 | 19994.7087
0.1712 | 49.9787 | -0.24744 | 989.3704 | 19989.4065 | 0.1712 | 49.9893 | -0.12436 | 994.6717 | 19994.6962
0.1716 | 49.9786 | -0.24744 | 989.3554 | 19989.3816 | 0.1716 | 49.9893 | -0.12436 | 994.6648 | 19994.6838
0.172 | 49.9786 | -0.24743 | 989.3207 | 19989.3568 | 0.172 | 49.9893 | -0.12436 | 994.6466 | 19994.6713
0.1724 | 49.9785 | -0.24742 | 989.306 | 19989.3319 | 0.1724 | 49.9892 | -0.12435 | 994.6401 | 19994.6588
0.1728 | 49.9785 | -0.24742 | 989.271 | 19989.3071 | 0.1728 | 49.9892 | -0.12435 | 994.6216 | 19994.6464
0.1732 | 49.9784 | -0.24741 | 989.2565 | 19989.2823 | 0.1732 | 49.9892 | -0.12435 | 994.6154 | 19994.6339
0.1736 | 49.9784 | -0.24741 | 989.2214 | 19989.2574 | 0.1736 | 49.9892 | -0.12435 | 994.5966 | 19994.6215
0.174 | 49.9783 | -0.2474 | 989.207 | 19989.2326 | 0.174 | 49.9891 | -0.12435 | 994.5906 | 19994.609
0.1744 | 49.9783 | -0.2474 | 989.1717 | 19989.2077 | 0.1744 | 49.9891 | -0.12435 | 994.5716 | 19994.5966
0.1748 | 49.9782 | -0.24739 | 989.1576 | 19989.1829 | 0.1748 | 49.9891 | -0.12435 | 994.5659 | 19994.5841
0.1752 | 49.9782 | -0.24739 | 989.122 | 19989.1581 | 0.1752 | 49.9891 | -0.12434 | 994.5465 | 19994.5717
0.1756 | 49.9781 | -0.24738 | 989.1081 | 19989.1332 | 0.1756 | 49.989 | -0.12434 | 994.5412 | 19994.5592
0.176 | 49.9781 | -0.24737 | 989.0724 | 19989.1084 | 0.176 | 49.989 | -0.12434 | 994.5215 | 19994.5468
0.1764 | 49.978 | -0.24736 | 989.0586 | 19989.0835 | 0.1764 | 49.989 | -0.12434 | 994.5164 | 19994.5343
0.1768 | 49.978 | -0.24736 | 989.0227 | 19989.0587 | 0.1768 | 49.989 | -0.12434 | 994.4965 | 19994.5219
0.1772 | 49.9779 | -0.24735 | 989.0091 | 19989.0339 | 0.1772 | 49.9889 | -0.12434 | 994.4916 | 19994.5094
0.1776 | 49.9779 | -0.24735 | 988.973 | 19989.009 | 0.1776 | 49.9889 | -0.12434 | 994.4715 | 19994.497
0.178 | 49.9778 | -0.24734 | 988.9597 | 19988.9842 | 0.178 | 49.9889 | -0.12433 | 994.4669 | 19994.4845
0.1784 | 49.9778 | -0.24734 | 988.9234 | 19988.9594 | 0.1784 | 49.9889 | -0.12433 | 994.4465 | 19994.4721
0.1788 | 49.9777 | -0.24733 | 988.9102 | 19988.9345 | 0.1788 | 49.9888 | -0.12433 | 994.4421 | 19994.4596
0.1792 | 49.9777 | -0.24733 | 988.8738 | 19988.9097 | 0.1792 | 49.9888 | -0.12433 | 994.4214 | 19994.4472
0.1796 | 49.9776 | -0.24732 | 988.8607 | 19988.8848 | 0.1796 | 49.9888 | -0.12433 | 994.4173 | 19994.4347
0.18 | 49.9776 | -0.24731 | 988.8241 | 19988.86 | 0.18 | 49.9888 | -0.12433 | 994.3964 | 19994.4222
0.1804 | 49.9775 | -0.24731 | 988.8112 | 19988.8352 | 0.1804 | 49.9887 | -0.12432 | 994.3926 | 19994.4098
0.1808 | 49.9775 | -0.2473 | 988.7745 | 19988.8103 | 0.1808 | 49.9887 | -0.12432 | 994.3714 | 19994.3973
0.1812 | 49.9774 | -0.24729 | 988.7617 | 19988.7855 | 0.1812 | 49.9887 | -0.12432 | 994.3678 | 19994.3849
0.1816 | 49.9774 | -0.24729 | 988.7249 | 19988.7607 | 0.1816 | 49.9887 | -0.12432 | 994.3463 | 19994.3724
0.182 | 49.9773 | -0.24728 | 988.7123 | 19988.7358 | 0.182 | 49.9886 | -0.12432 | 994.343 | 19994.36
0.1824 | 49.9773 | -0.24728 | 988.6753 | 19988.711 | 0.1824 | 49.9886 | -0.12432 | 994.3213 | 19994.3475
0.1828 | 49.9772 | -0.24727 | 988.6628 | 19988.6861 | 0.1828 | 49.9886 | -0.12432 | 994.3182 | 19994.3351
0.1832 | 49.9772 | -0.24727 | 988.6257 | 19988.6613 | 0.1832 | 49.9886 | -0.12432 | 994.2962 | 19994.3226
0.1836 | 49.9771 | -0.24726 | 988.6133 | 19988.6365 | 0.1836 | 49.9885 | -0.12431 | 994.2934 | 19994.3102
0.184 | 49.9771 | -0.24725 | 988.5762 | 19988.6116 | 0.184 | 49.9885 | -0.12431 | 994.2712 | 19994.2977
0.1844 | 49.977 | -0.24725 | 988.5638 | 19988.5868 | 0.1844 | 49.9885 | -0.12431 | 994.2686 | 19994.2853
0.1848 | 49.977 | -0.24724 | 988.5266 | 19988.562 | 0.1848 | 49.9885 | -0.12431 | 994.2461 | 19994.2728
0.1852 | 49.9769 | -0.24723 | 988.5144 | 19988.5371 | 0.1852 | 49.9884 | -0.12431 | 994.2438 | 19994.2604
0.1856 | 49.9769 | -0.24723 | 988.4771 | 19988.5123 | 0.1856 | 49.9884 | -0.12431 | 994.2211 | 19994.2479
0.186 | 49.9768 | -0.24722 | 988.4649 | 19988.4875 | 0.186 | 49.9884 | -0.1243 | 994.219 | 19994.2355
0.1864 | 49.9768 | -0.24722 | 988.4276 | 19988.4626 | 0.1864 | 49.9884 | -0.1243 | 994.196 | 19994.223
0.1868 | 49.9767 | -0.24721 | 988.4154 | 19988.4378 | 0.1868 | 49.9883 | -0.1243 | 994.1942 | 19994.2106
0.1872 | 49.9767 | -0.24721 | 988.3781 | 19988.413 | 0.1872 | 49.9883 | -0.1243 | 994.1604 | 19994.1981
0.1876 | 49.9766 | -0.2472 | 988.366 | 19988.3881 | 0.1876 | 49.9883 | -0.1243 | 994.1691 | 19994.1857
0.188 | 49.9766 | -0.2472 | 988.3286 | 19988.3633 | 0.188 | 49.9883 | -0.1243 | 994.1418 | 19994.1732
0.1884 | 49.9765 | -0.24719 | 988.3166 | 19988.3385 | 0.1884 | 49.9882 | -0.12429 | 994.1432 | 19994.1608
0.1888 | 49.9765 | -0.24718 | 988.2791 | 19988.3136 | 0.1888 | 49.9882 | -0.12429 | 994.1184 | 19994.1483
0.1892 | 49.9764 | -0.24717 | 988.2671 | 19988.2888 | 0.1892 | 49.9882 | -0.12429 | 994.1181 | 19994.1359
0.1896 | 49.9764 | -0.24717 | 988.2297 | 19988.264 | 0.1896 | 49.9882 | -0.12429 | 994.0944 | 19994.1234
0.19 | 49.9763 | -0.24716 | 988.2177 | 19988.2391 | 0.19 | 49.9881 | -0.12429 | 994.093 | 19994.1109
0.1904 | 49.9763 | -0.24716 | 988.1802 | 19988.2143 | 0.1904 | 49.9881 | -0.12429 | 994.0701 | 19994.0985
0.1908 | 49.9762 | -0.24715 | 988.1683 | 19988.1895 | 0.1908 | 49.9881 | -0.12429 | 994.0681 | 19994.086
0.1912 | 49.9762 | -0.24715 | 988.1308 | 19988.1647 | 0.1912 | 49.9881 | -0.12429 | 994.0457 | 19994.0736
0.1916 | 49.9761 | -0.24714 | 988.1189 | 19988.1398 | 0.1916 | 49.988 | -0.12428 | 994.0431 | 19994.0611
0.192 | 49.9761 | -0.24714 | 988.0813 | 19988.115 | 0.192 | 49.988 | -0.12428 | 994.0212 | 19994.0487
0.1924 | 49.976 | -0.24713 | 988.0695 | 19988.0902 | 0.1924 | 49.988 | -0.12428 | 994.0182 | 19994.0362
0.1928 | 49.976 | -0.24712 | 988.0319 | 19988.0653 | 0.1928 | 49.988 | -0.12428 | 993.9966 | 19994.0238
0.1932 | 49.9759 | -0.24712 | 988.0201 | 19988.0405 | 0.1932 | 49.9879 | -0.12428 | 993.9933 | 19994.0113
0.1936 | 49.9759 | -0.24711 | 987.9824 | 19988.0157 | 0.1936 | 49.9879 | -0.12428 | 993.972 | 19993.9989
0.194 | 49.9758 | -0.2471 | 987.9706 | 19987.9908 | 0.194 | 49.9879 | -0.12427 | 993.9684 | 19993.9864
0.1944 | 49.9758 | -0.2471 | 987.933 | 19987.966 | 0.1944 | 49.9879 | -0.12427 | 993.9473 | 19993.974
0.1948 | 49.9757 | -0.24709 | 987.9212 | 19987.9412 | 0.1948 | 49.9878 | -0.12427 | 993.9435 | 19993.9615
0.1952 | 49.9757 | -0.24709 | 987.8836 | 19987.9164 | 0.1952 | 49.9878 | -0.12427 | 993.9226 | 19993.9491
0.1956 | 49.9756 | -0.24708 | 987.8718 | 19987.8915 | 0.1956 | 49.9878 | -0.12427 | 993.9186 | 19993.9366
0.196 | 49.9756 | -0.24708 | 987.8341 | 19987.8667 | 0.196 | 49.9878 | -0.12427 | 993.8979 | 19993.9242
0.1964 | 49.9755 | -0.24707 | 987.8224 | 19987.8419 | 0.1964 | 49.9877 | -0.12426 | 993.8937 | 19993.9117
0.1968 | 49.9755 | -0.24707 | 987.7847 | 19987.817 | 0.1968 | 49.9877 | -0.12426 | 993.8731 | 19993.8993
0.1972 | 49.9754 | -0.24706 | 987.773 | 19987.7922 | 0.1972 | 49.9877 | -0.12426 | 993.8688 | 19993.8868
0.1976 | 49.9754 | -0.24705 | 987.7353 | 19987.7674 | 0.1976 | 49.9877 | -0.12426 | 993.8484 | 19993.8744
0.198 | 49.9753 | -0.24704 | 987.7236 | 19987.7426 | 0.198 | 49.9876 | -0.12426 | 993.844 | 19993.8619
0.1984 | 49.9753 | -0.24704 | 987.6859 | 19987.7177 | 0.1984 | 49.9876 | -0.12426 | 993.8236 | 19993.8495
0.1988 | 49.9752 | -0.24703 | 987.6742 | 19987.6929 | 0.1988 | 49.9876 | -0.12426 | 993.8191 | 19993.837
0.1992 | 49.9752 | -0.24703 | 987.6365 | 19987.6681 | 0.1992 | 49.9876 | -0.12426 | 993.7989 | 19993.8246
0.1996 | 49.9751 | -0.24702 | 987.6248 | 19987.6433 | 0.1996 | 49.9875 | -0.12425 | 993.7942 | 19993.8121
0.2 | 49.9751 | -0.24702 | 987.587 | 19987.6184 | 0.2 | 49.9875 | -0.12425 | 993.7741 | 19993.7997
0.2004 | 49.9751 | -0.24701 | 987.5754 | 19987.5936 | 0.2004 | 49.9875 | -0.12425 | 993.7694 | 19993.7872
0.2008 | 49.9751 | -0.24701 | 987.5376 | 19987.5688 | 0.2008 | 49.9875 | -0.12425 | 993.7493 | 19993.7748
0.2012 | 49.975 | -0.247 | 987.526 | 19987.544 | 0.2012 | 49.9874 | -0.12425 | 993.7445 | 19993.7623
0.2016 | 49.975 | -0.24699 | 987.4882 | 19987.5191 | 0.2016 | 49.9874 | -0.12425 | 993.7245 | 19993.7499
0.202 | 49.9749 | -0.24698 | 987.4766 | 19987.4943 | 0.202 | 49.9874 | -0.12424 | 993.7196 | 19993.7374
0.2024 | 49.9749 | -0.24698 | 987.4328 | 19987.4695 | 0.2024 | 49.9874 | -0.12424 | 993.6997 | 19993.725
0.2028 | 49.9748 | -0.24694 | 987.5725 | 19987.4447 | 0.2028 | 49.9873 | -0.12424 | 993.6948 | 19993.7125
0.2032 | 49.9748 | -0.24696 | 987.4108 | 19987.4198 | 0.2032 | 49.9873 | -0.12424 | 993.6749 | 19993.7001
0.2036 | 49.9747 | -0.24696 | 987.4083 | 19987.395 | 0.2036 | 49.9873 | -0.12424 | 993.6699 | 19993.6876
0.204 | 49.9747 | -0.24691 | 987.5273 | 19987.3702 | 0.204 | 49.9873 | -0.12424 | 993.6501 | 19993.6752
0.2044 | 49.9746 | -0.24687 | 987.6283 | 19987.3454 | 0.2044 | 49.9872 | -0.12424 | 993.6451 | 19993.6627
0.2048 | 49.9746 | -0.24696 | 987.2263 | 19987.3205 | 0.2048 | 49.9872 | -0.12423 | 993.6253 | 19993.6503
0.2052 | 49.9745 | -0.24696 | 987.1973 | 19987.2957 | 0.2052 | 49.9872 | -0.12423 | 993.6202 | 19993.6378
0.2056 | 49.9745 | -0.24695 | 987.1959 | 19987.2709 | 0.2056 | 49.9872 | -0.12423 | 993.6005 | 19993.6254
0.206 | 49.9744 | -0.24692 | 987.2391 | 19987.2461 | 0.206 | 49.9871 | -0.12423 | 993.5953 | 19993.6129
0.2064 | 49.9744 | -0.24692 | 987.1922 | 19987.2212 | 0.2064 | 49.9871 | -0.12423 | 993.5757 | 19993.6005
0.2068 | 49.9743 | -0.24691 | 987.1933 | 19987.1964 | 0.2068 | 49.9871 | -0.12423 | 993.5705 | 19993.588
0.2072 | 49.9743 | -0.24693 | 987.0618 | 19987.1716 | 0.2072 | 49.9871 | -0.12423 | 993.5509 | 19993.5756
0.2076 | 49.9742 | -0.2469 | 987.1544 | 19987.1468 | 0.2076 | 49.987 | -0.12422 | 993.5456 | 19993.5631
0.208 | 49.9742 | -0.24691 | 987.042 | 19987.122 | 0.208 | 49.987 | -0.12422 | 993.526 | 19993.5507
0.2084 | 49.9741 | -0.2469 | 987.048 | 19987.0972 | 0.2084 | 49.987 | -0.12422 | 993.5208 | 19993.5382
0.2088 | 49.9741 | -0.2469 | 986.9871 | 19987.0723 | 0.2088 | 49.987 | -0.12422 | 993.5012 | 19993.5258
0.2092 | 49.974 | -0.24688 | 987.0326 | 19987.0475 | 0.2092 | 49.9869 | -0.12422 | 993.4959 | 19993.5133
0.2096 | 49.974 | -0.24691 | 986.8779 | 19987.0227 | 0.2096 | 49.9869 | -0.12422 | 993.4764 | 19993.5009
0.21 | 49.9739 | -0.24686 | 987.0113 | 19986.9979 | 0.21 | 49.9869 | -0.12421 | 993.4711 | 19993.4885
0.2104 | 49.9739 | -0.24687 | 986.9271 | 19986.9731 | 0.2104 | 49.9869 | -0.12421 | 993.4516 | 19993.476
0.2108 | 49.9738 | -0.24685 | 986.9696 | 19986.9483 | 0.2108 | 49.9868 | -0.12421 | 993.4462 | 19993.4636
0.2112 | 49.9738 | -0.24685 | 986.899 | 19986.9234 | 0.2112 | 49.9868 | -0.12421 | 993.4268 | 19993.4511
0.2116 | 49.9737 | -0.24684 | 986.8808 | 19986.8986 | 0.2116 | 49.9868 | -0.12421 | 993.4214 | 19993.4387
0.212 | 49.9737 | -0.24684 | 986.85 | 19986.8738 | 0.212 | 49.9868 | -0.12421 | 993.4019 | 19993.4262
0.2124 | 49.9736 | -0.24683 | 986.8346 | 19986.849 | 0.2124 | 49.9867 | -0.12421 | 993.3966 | 19993.4138
0.2128 | 49.9736 | -0.24683 | 986.8005 | 19986.8242 | 0.2128 | 49.9867 | -0.1242 | 993.3771 | 19993.4013
0.2132 | 49.9735 | -0.24682 | 986.7865 | 19986.7993 | 0.2132 | 49.9867 | -0.1242 | 993.3717 | 19993.3889
0.2136 | 49.9735 | -0.24681 | 986.7828 | 19986.7745 | 0.2136 | 49.9867 | -0.1242 | 993.3523 | 19993.3764
0.214 | 49.9734 | -0.2468 | 986.7588 | 19986.7497 | 0.214 | 49.9866 | -0.1242 | 993.3469 | 19993.364
0.2144 | 49.9734 | -0.2468 | 986.7283 | 19986.7249 | 0.2144 | 49.9866 | -0.1242 | 993.3274 | 19993.3515
0.2148 | 49.9733 | -0.2468 | 986.6787 | 19986.7001 | 0.2148 | 49.9866 | -0.1242 | 993.322 | 19993.3391
0.2152 | 49.9733 | -0.24686 | 986.3936 | 19986.6753 | 0.2152 | 49.9866 | -0.1242 | 993.3026 | 19993.3266
0.2156 | 49.9732 | -0.24681 | 986.5291 | 19986.6504 | 0.2156 | 49.9865 | -0.12419 | 993.2972 | 19993.3142
0.216 | 49.9732 | -0.24677 | 986.6203 | 19986.6256 | 0.216 | 49.9865 | -0.12419 | 993.2778 | 19993.3017
0.2164 | 49.9731 | -0.24677 | 986.6036 | 19986.6008 | 0.2164 | 49.9865 | -0.12419 | 993.2723 | 19993.2893
0.2168 | 49.9731 | -0.24676 | 986.6018 | 19986.576 | 0.2168 | 49.9865 | -0.12419 | 993.253 | 19993.2768
0.2172 | 49.973 | -0.24675 | 986.5868 | 19986.5512 | 0.2172 | 49.9864 | -0.12419 | 993.2475 | 19993.2644
0.2176 | 49.973 | -0.24677 | 986.4417 | 19986.5264 | 0.2176 | 49.9864 | -0.12419 | 993.2281 | 19993.2519
0.218 | 49.9729 | -0.24676 | 986.442 | 19986.5016 | 0.218 | 49.9864 | -0.12418 | 993.2227 | 19993.2395
0.2184 | 49.9729 | -0.24673 | 986.5082 | 19986.4768 | 0.2184 | 49.9864 | -0.12418 | 993.2033 | 19993.227
0.2188 | 49.9728 | -0.24673 | 986.4542 | 19986.4519 | 0.2188 | 49.9863 | -0.12421 | 993.0069 | 19993.2146
0.2192 | 49.9728 | -0.24674 | 986.3656 | 19986.4271 | 0.2192 | 49.9863 | -0.12417 | 993.2399 | 19993.2021
0.2196 | 49.9727 | -0.24672 | 986.3875 | 19986.4023 | 0.2196 | 49.9863 | -0.12419 | 993.091 | 19993.1897
0.22 | 49.9727 | -0.24672 | 986.364 | 19986.3775 | 0.22 | 49.9863 | -0.12419 | 993.0785 | 19993.1773
0.2204 | 49.9726 | -0.2467 | 986.4115 | 19986.3527 | 0.2204 | 49.9862 | -0.12417 | 993.1589 | 19993.1648
0.2208 | 49.9726 | -0.24671 | 986.3147 | 19986.3279 | 0.2208 | 49.9862 | -0.12418 | 993.1187 | 19993.1524
0.2212 | 49.9725 | -0.24671 | 986.2471 | 19986.3031 | 0.2212 | 49.9862 | -0.12417 | 993.129 | 19993.1399
0.2216 | 49.9725 | -0.2467 | 986.2563 | 19986.2783 | 0.2216 | 49.9862 | -0.12417 | 993.0999 | 19993.1275
0.222 | 49.9724 | -0.24669 | 986.2449 | 19986.2534 | 0.222 | 49.9861 | -0.12417 | 993.1021 | 19993.115
0.2224 | 49.9724 | -0.24676 | 985.8922 | 19986.2286 | 0.2224 | 49.9861 | -0.12417 | 993.0778 | 19993.1026
0.2228 | 49.9723 | -0.24669 | 986.1473 | 19986.2038 | 0.2228 | 49.9861 | -0.12417 | 993.0763 | 19993.0901
0.2232 | 49.9723 | -0.24667 | 986.1773 | 19986.179 | 0.2232 | 49.9861 | -0.12417 | 993.0542 | 19993.0777
0.2236 | 49.9722 | -0.24667 | 986.1178 | 19986.1542 | 0.2236 | 49.986 | -0.12416 | 993.051 | 19993.0652
0.224 | 49.9722 | -0.24666 | 986.1145 | 19986.1294 | 0.224 | 49.986 | -0.12416 | 993.03 | 19993.0528
0.2244 | 49.9721 | -0.24666 | 986.0778 | 19986.1046 | 0.2244 | 49.986 | -0.12416 | 993.026 | 19993.0403
0.2248 | 49.9721 | -0.24665 | 986.0599 | 19986.0798 | 0.2248 | 49.986 | -0.12416 | 993.0053 | 19993.0279
0.2252 | 49.972 | -0.24664 | 986.0338 | 19986.055 | 0.2252 | 49.9859 | -0.12416 | 993.0011 | 19993.0154
0.2256 | 49.972 | -0.24664 | 986.0081 | 19986.0302 | 0.2256 | 49.9859 | -0.12416 | 992.9806 | 19993.003
0.226 | 49.9719 | -0.24663 | 985.9881 | 19986.0053 | 0.226 | 49.9859 | -0.12415 | 992.9762 | 19992.9905
0.2264 | 49.9719 | -0.24663 | 985.9487 | 19985.9805 | 0.2264 | 49.9859 | -0.12415 | 992.9558 | 19992.9781
0.2268 | 49.9718 | -0.24661 | 985.9607 | 19985.9557 | 0.2268 | 49.9858 | -0.12415 | 992.9514 | 19992.9657
0.2272 | 49.9718 | -0.24661 | 985.9239 | 19985.9309 | 0.2272 | 49.9858 | -0.12415 | 992.9309 | 19992.9532
0.2276 | 49.9717 | -0.24661 | 985.8992 | 19985.9061 | 0.2276 | 49.9858 | -0.12415 | 992.9266 | 19992.9408
0.228 | 49.9717 | -0.2466 | 985.8723 | 19985.8813 | 0.228 | 49.9858 | -0.12415 | 992.9061 | 19992.9283
0.2284 | 49.9716 | -0.24659 | 985.8553 | 19985.8565 | 0.2284 | 49.9857 | -0.12415 | 992.9017 | 19992.9159
0.2288 | 49.9716 | -0.24659 | 985.824 | 19985.8317 | 0.2288 | 49.9857 | -0.12415 | 992.8812 | 19992.9034
0.2292 | 49.9715 | -0.24659 | 985.7811 | 19985.8069 | 0.2292 | 49.9857 | -0.12414 | 992.8769 | 19992.891
0.2296 | 49.9715 | -0.2466 | 985.6811 | 19985.7821 | 0.2296 | 49.9857 | -0.12414 | 992.8563 | 19992.8785
0.23 | 49.9714 | -0.24658 | 985.7189 | 19985.7573 | 0.23 | 49.9856 | -0.12414 | 992.8521 | 19992.8661
0.2304 | 49.9714 | -0.24657 | 985.6857 | 19985.7325 | 0.2304 | 49.9856 | -0.12414 | 992.8314 | 19992.8536
0.2308 | 49.9713 | -0.24657 | 985.6711 | 19985.7077 | 0.2308 | 49.9856 | -0.12414 | 992.8273 | 19992.8412
0.2312 | 49.9713 | -0.24657 | 985.5961 | 19985.6829 | 0.2312 | 49.9856 | -0.12414 | 992.8066 | 19992.8287
0.2316 | 49.9712 | -0.24655 | 985.6295 | 19985.658 | 0.2316 | 49.9856 | -0.12413 | 992.8024 | 19992.8163
0.232 | 49.9712 | -0.24654 | 985.6122 | 19985.6333 | 0.232 | 49.9856 | -0.12413 | 992.7817 | 19992.8039
0.2324 | 49.9711 | -0.24653 | 985.5995 | 19985.6084 | 0.2324 | 49.9855 | -0.12413 | 992.7776 | 19992.7914
0.2328 | 49.9711 | -0.24653 | 985.5652 | 19985.5836 | 0.2328 | 49.9855 | -0.12413 | 992.7568 | 19992.779
0.2332 | 49.971 | -0.24652 | 985.5516 | 19985.5588 | 0.2332 | 49.9855 | -0.12413 | 992.7528 | 19992.7665
0.2336 | 49.971 | -0.24652 | 985.5162 | 19985.534 | 0.2336 | 49.9855 | -0.12413 | 992.732 | 19992.7541
0.234 | 49.9709 | -0.24651 | 985.5025 | 19985.5092 | 0.234 | 49.9854 | -0.12412 | 992.728 | 19992.7416
0.2344 | 49.9709 | -0.24651 | 985.4669 | 19985.4844 | 0.2344 | 49.9854 | -0.12415 | 992.4721 | 19992.7292
0.2348 | 49.9708 | -0.2465 | 985.4533 | 19985.4596 | 0.2348 | 49.9854 | -0.12412 | 992.691 | 19992.7167
0.2352 | 49.9708 | -0.24649 | 985.4175 | 19985.4348 | 0.2352 | 49.9854 | -0.12413 | 992.6195 | 19992.7043
0.2356 | 49.9707 | -0.24649 | 985.4041 | 19985.41 | 0.2356 | 49.9853 | -0.12412 | 992.6827 | 19992.6919
0.236 | 49.9707 | -0.24648 | 985.3682 | 19985.3852 | 0.236 | 49.9853 | -0.12412 | 992.6063 | 19992.6794
0.2364 | 49.9706 | -0.24647 | 985.3549 | 19985.3604 | 0.2364 | 49.9853 | -0.12411 | 992.7097 | 19992.667
0.2368 | 49.9706 | -0.24647 | 985.3189 | 19985.3356 | 0.2368 | 49.9853 | -0.12412 | 992.5881 | 19992.6545
0.2372 | 49.9705 | -0.24646 | 985.3057 | 19985.3108 | 0.2372 | 49.9852 | -0.12411 | 992.6788 | 19992.6421
0.2376 | 49.9705 | -0.24646 | 985.2695 | 19985.286 | 0.2376 | 49.9852 | -0.12413 | 992.4834 | 19992.6296
0.238 | 49.9704 | -0.24645 | 985.2565 | 19985.2612 | 0.238 | 49.9852 | -0.12411 | 992.565 | 19992.6172
0.2384 | 49.9704 | -0.24645 | 985.2202 | 19985.2364 | 0.2384 | 49.9852 | -0.12411 | 992.596 | 19992.6047
0.2388 | 49.9703 | -0.24644 | 985.2073 | 19985.2116 | 0.2388 | 49.9851 | -0.12411 | 992.5628 | 19992.5923
0.2392 | 49.9703 | -0.24644 | 985.1709 | 19985.1868 | 0.2392 | 49.9851 | -0.12414 | 992.2844 | 19992.5799
0.2396 | 49.9702 | -0.24643 | 985.1581 | 19985.162 | 0.2396 | 49.9851 | -0.12411 | 992.4891 | 19992.5674
0.24 | 49.9702 | -0.24642 | 985.1216 | 19985.1372 | 0.24 | 49.9851 | -0.1241 | 992.5446 | 19992.555
0.2404 | 49.9701 | -0.24642 | 985.109 | 19985.1124 | 0.2404 | 49.985 | -0.1241 | 992.522 | 19992.5425
0.2408 | 49.9701 | -0.24641 | 985.0722 | 19985.0876 | 0.2408 | 49.985 | -0.1241 | 992.51 | 19992.5301
0.2412 | 49.97 | -0.2464 | 985.0598 | 19985.0628 | 0.2412 | 49.985 | -0.1241 | 992.5018 | 19992.5176
0.2416 | 49.97 | -0.2464 | 985.0229 | 19985.038 | 0.2416 | 49.985 | -0.1241 | 992.4847 | 19992.5052
0.242 | 49.9699 | -0.24639 | 985.0106 | 19985.0132 | 0.242 | 49.9849 | -0.12409 | 992.4767 | 19992.4927
0.2424 | 49.9699 | -0.24639 | 984.9736 | 19984.9884 | 0.2424 | 49.9849 | -0.12409 | 992.4601 | 19992.4803
0.2428 | 49.9698 | -0.24638 | 984.9614 | 19984.9636 | 0.2428 | 49.9849 | -0.12409 | 992.4519 | 19992.4678
0.2432 | 49.9698 | -0.24638 | 984.9243 | 19984.9388 | 0.2432 | 49.9849 | -0.12409 | 992.4353 | 19992.4554
0.2436 | 49.9697 | -0.24637 | 984.9122 | 19984.914 | 0.2436 | 49.9848 | -0.12409 | 992.4272 | 19992.443
0.244 | 49.9697 | -0.24636 | 984.875 | 19984.8892 | 0.244 | 49.9848 | -0.12409 | 992.4105 | 19992.4305
0.2444 | 49.9696 | -0.24636 | 984.863 | 19984.8644 | 0.2444 | 49.9848 | -0.12409 | 992.4024 | 19992.4181
0.2448 | 49.9696 | -0.24635 | 984.8257 | 19984.8396 | 0.2448 | 49.9848 | -0.12409 | 992.3856 | 19992.4056
0.2452 | 49.9695 | -0.24634 | 984.8139 | 19984.8148 | 0.2452 | 49.9847 | -0.12408 | 992.3777 | 19992.3932
0.2456 | 49.9695 | -0.24634 | 984.7763 | 19984.79 | 0.2456 | 49.9847 | -0.12408 | 992.3608 | 19992.3807
0.246 | 49.9694 | -0.24633 | 984.7647 | 19984.7652 | 0.246 | 49.9847 | -0.12408 | 992.3529 | 19992.3683
0.2464 | 49.9694 | -0.24633 | 984.727 | 19984.7404 | 0.2464 | 49.9847 | -0.12408 | 992.3359 | 19992.3559
0.2468 | 49.9693 | -0.24632 | 984.7155 | 19984.7156 | 0.2468 | 49.9846 | -0.12408 | 992.3282 | 19992.3434
0.2472 | 49.9693 | -0.24632 | 984.6777 | 19984.6909 | 0.2472 | 49.9846 | -0.12408 | 992.3111 | 19992.331
0.2476 | 49.9692 | -0.24631 | 984.6663 | 19984.6661 | 0.2476 | 49.9846 | -0.12407 | 992.3034 | 19992.3185
0.248 | 49.9692 | -0.24631 | 984.6284 | 19984.6413 | 0.248 | 49.9846 | -0.12407 | 992.2863 | 19992.3061
0.2484 | 49.9691 | -0.2463 | 984.6171 | 19984.6165 | 0.2484 | 49.9845 | -0.12407 | 992.2787 | 19992.2936
0.2488 | 49.9691 | -0.24629 | 984.5791 | 19984.5917 | 0.2488 | 49.9845 | -0.12407 | 992.2614 | 19992.2812
0.2492 | 49.969 | -0.24628 | 984.568 | 19984.5669 | 0.2492 | 49.9845 | -0.12407 | 992.2539 | 19992.2687
0.2496 | 49.969 | -0.24628 | 984.5298 | 19984.5421 | 0.2496 | 49.9845 | -0.12407 | 992.2366 | 19992.2563
0.25 | 49.9689 | -0.24627 | 984.5188 | 19984.5173 | 0.25 | 49.9844 | -0.12407 | 992.2292 | 19992.2439
0.2504 | 49.9689 | -0.24627 | 984.4805 | 19984.4925 | 0.2504 | 49.9844 | -0.12406 | 992.2117 | 19992.2314
0.2508 | 49.9688 | -0.24626 | 984.4696 | 19984.4677 | 0.2508 | 49.9844 | -0.12406 | 992.2044 | 19992.219
0.2512 | 49.9688 | -0.24626 | 984.4312 | 19984.4429 | 0.2512 | 49.9844 | -0.12406 | 992.1869 | 19992.2065
0.2516 | 49.9687 | -0.24625 | 984.4204 | 19984.4181 | 0.2516 | 49.9843 | -0.12406 | 992.1797 | 19992.1941
0.252 | 49.9687 | -0.24625 | 984.3812 | 19984.3933 | 0.252 | 49.9843 | -0.12406 | 992.1621 | 19992.1817
0.2524 | 49.9686 | -0.24624 | 984.3698 | 19984.3685 | 0.2524 | 49.9843 | -0.12406 | 992.1549 | 19992.1692
0.2528 | 49.9686 | -0.24624 | 984.3213 | 19984.3438 | 0.2528 | 49.9843 | -0.12406 | 992.1372 | 19992.1568
0.2532 | 49.9685 | -0.24622 | 984.3241 | 19984.319 | 0.2532 | 49.9842 | -0.12405 | 992.1302 | 19992.1443
0.2536 | 49.9685 | -0.24623 | 984.2714 | 19984.2942 | 0.2536 | 49.9842 | -0.12405 | 992.1124 | 19992.1319
0.254 | 49.9684 | -0.24621 | 984.2756 | 19984.2694 | 0.254 | 49.9842 | -0.12405 | 992.1054 | 19992.1194
0.2544 | 49.9684 | -0.24621 | 984.2221 | 19984.2446 | 0.2544 | 49.9842 | -0.12405 | 992.0876 | 19992.107
0.2548 | 49.9683 | -0.2462 | 984.2269 | 19984.2198 | 0.2548 | 49.9841 | -0.12405 | 992.0806 | 19992.0945
0.2552 | 49.9683 | -0.2462 | 984.1729 | 19984.195 | 0.2552 | 49.9841 | -0.12405 | 992.0627 | 19992.0821
0.2556 | 49.9682 | -0.24619 | 984.1782 | 19984.1702 | 0.2556 | 49.9841 | -0.12404 | 992.0559 | 19992.0697
0.256 | 49.9682 | -0.24619 | 984.1225 | 19984.1454 | 0.256 | 49.9841 | -0.12404 | 992.0379 | 19992.0572
0.2564 | 49.9681 | -0.24614 | 984.2991 | 19984.1206 | 0.2564 | 49.984 | -0.12404 | 992.0311 | 19992.0448
0.2568 | 49.9681 | -0.24618 | 984.0724 | 19984.0959 | 0.2568 | 49.984 | -0.12404 | 992.0131 | 19992.0323
0.2572 | 49.968 | -0.24616 | 984.088 | 19984.0711 | 0.2572 | 49.984 | -0.12404 | 992.0064 | 19992.0199
0.2576 | 49.968 | -0.24617 | 984.0066 | 19984.0463 | 0.2576 | 49.984 | -0.12404 | 991.9882 | 19992.0075
0.258 | 49.9679 | -0.24614 | 984.0751 | 19984.0215 | 0.258 | 49.9839 | -0.12404 | 991.9816 | 19991.995
0.2584 | 49.9679 | -0.24612 | 984.1252 | 19983.9967 | 0.2584 | 49.9839 | -0.12403 | 991.9634 | 19991.9826
0.2588 | 49.9679 | -0.24616 | 983.9251 | 19983.9719 | 0.2588 | 49.9839 | -0.12403 | 991.9569 | 19991.9701
0.2592 | 49.9679 | -0.24614 | 983.9382 | 19983.9471 | 0.2592 | 49.9839 | -0.12403 | 991.9385 | 19991.9577
0.2596 | 49.9678 | -0.24614 | 983.8931 | 19983.9223 | 0.2596 | 49.9838 | -0.12403 | 991.9321 | 19991.9452
0.26 | 49.9678 | -0.24612 | 983.9419 | 19983.8975 | 0.26 | 49.9838 | -0.12403 | 991.9137 | 19991.9328
0.2604 | 49.9677 | -0.24611 | 983.9233 | 19983.8728 | 0.2604 | 49.9838 | -0.12403 | 991.9074 | 19991.9204
0.2608 | 49.9677 | -0.24617 | 983.629 | 19983.848 | 0.2608 | 49.9838 | -0.12403 | 991.8889 | 19991.9079
0.2612 | 49.9676 | -0.24613 | 983.7629 | 19983.8232 | 0.2612 | 49.9837 | -0.12402 | 991.8826 | 19991.8955
0.2616 | 49.9676 | -0.24614 | 983.6637 | 19983.7984 | 0.2616 | 49.9837 | -0.12402 | 991.864 | 19991.883
0.262 | 49.9675 | -0.24613 | 983.6513 | 19983.7736 | 0.262 | 49.9837 | -0.12402 | 991.8578 | 19991.8706
0.2624 | 49.9675 | -0.24609 | 983.743 | 19983.7489 | 0.2624 | 49.9837 | -0.12402 | 991.8392 | 19991.8582
0.2628 | 49.9674 | -0.24605 | 983.8492 | 19983.7241 | 0.2628 | 49.9836 | -0.12402 | 991.8331 | 19991.8457
0.2632 | 49.9674 | -0.24609 | 983.6746 | 19983.6993 | 0.2632 | 49.9836 | -0.12402 | 991.8144 | 19991.8333
0.2636 | 49.9673 | -0.24607 | 983.6842 | 19983.6745 | 0.2636 | 49.9836 | -0.12401 | 991.8083 | 19991.8208
0.264 | 49.9673 | -0.24607 | 983.6424 | 19983.6497 | 0.264 | 49.9836 | -0.12401 | 991.7896 | 19991.8084
0.2644 | 49.9672 | -0.24606 | 983.6308 | 19983.6249 | 0.2644 | 49.9835 | -0.12401 | 991.7836 | 19991.7959
0.2648 | 49.9672 | -0.24606 | 983.595 | 19983.6002 | 0.2648 | 49.9835 | -0.12401 | 991.7647 | 19991.7835
0.2652 | 49.9671 | -0.24605 | 983.5805 | 19983.5754 | 0.2652 | 49.9835 | -0.12401 | 991.7588 | 19991.7711
0.2656 | 49.9671 | -0.24605 | 983.5425 | 19983.5506 | 0.2656 | 49.9835 | -0.12401 | 991.7399 | 19991.7586
0.266 | 49.967 | -0.24604 | 983.5326 | 19983.5258 | 0.266 | 49.9834 | -0.12401 | 991.7341 | 19991.7462
0.2664 | 49.967 | -0.24603 | 983.4962 | 19983.501 | 0.2664 | 49.9834 | -0.124 | 991.7151 | 19991.7337
0.2668 | 49.9669 | -0.24602 | 983.4835 | 19983.4762 | 0.2668 | 49.9834 | -0.124 | 991.7093 | 19991.7213
0.2672 | 49.9669 | -0.24602 | 983.447 | 19983.4515 | 0.2672 | 49.9834 | -0.124 | 991.6902 | 19991.7089
0.2676 | 49.9668 | -0.24601 | 983.4343 | 19983.4267 | 0.2676 | 49.9833 | -0.124 | 991.6845 | 19991.6964
0.268 | 49.9668 | -0.24601 | 983.3978 | 19983.4019 | 0.268 | 49.9833 | -0.124 | 991.6654 | 19991.684
0.2684 | 49.9667 | -0.246 | 983.3852 | 19983.3771 | 0.2684 | 49.9833 | -0.124 | 991.6598 | 19991.6715
0.2688 | 49.9667 | -0.246 | 983.3485 | 19983.3523 | 0.2688 | 49.9833 | -0.124 | 991.6406 | 19991.6591
0.2692 | 49.9666 | -0.24599 | 983.3361 | 19983.3275 | 0.2692 | 49.9832 | -0.12399 | 991.635 | 19991.6467
0.2696 | 49.9666 | -0.24599 | 983.2993 | 19983.3028 | 0.2696 | 49.9832 | -0.12399 | 991.6157 | 19991.6342
0.27 | 49.9665 | -0.24598 | 983.287 | 19983.278 | 0.27 | 49.9832 | -0.12399 | 991.6103 | 19991.6218
0.2704 | 49.9665 | -0.24597 | 983.25 | 19983.2532 | 0.2704 | 49.9832 | -0.12399 | 991.5909 | 19991.6093
0.2708 | 49.9664 | -0.24597 | 983.238 | 19983.2284 | 0.2708 | 49.9831 | -0.12399 | 991.5855 | 19991.5969
0.2712 | 49.9664 | -0.24596 | 983.2008 | 19983.2037 | 0.2712 | 49.9831 | -0.12399 | 991.5661 | 19991.5845
0.2716 | 49.9663 | -0.24595 | 983.1889 | 19983.1789 | 0.2716 | 49.9831 | -0.12398 | 991.5607 | 19991.572
0.272 | 49.9663 | -0.24595 | 983.1515 | 19983.1541 | 0.272 | 49.9831 | -0.12398 | 991.5412 | 19991.5596
0.2724 | 49.9662 | -0.24594 | 983.1398 | 19983.1293 | 0.2724 | 49.983 | -0.12398 | 991.536 | 19991.5471
0.2728 | 49.9662 | -0.24594 | 983.1023 | 19983.1045 | 0.2728 | 49.983 | -0.12398 | 991.5164 | 19991.5347
0.2732 | 49.9661 | -0.24593 | 983.0907 | 19983.0798 | 0.2732 | 49.983 | -0.12398 | 991.5112 | 19991.5223
0.2736 | 49.9661 | -0.24593 | 983.0531 | 19983.055 | 0.2736 | 49.983 | -0.12398 | 991.4916 | 19991.5098
0.274 | 49.966 | -0.24592 | 983.0416 | 19983.0302 | 0.274 | 49.9829 | -0.12398 | 991.4865 | 19991.4974
0.2744 | 49.966 | -0.24592 | 983.0038 | 19983.0054 | 0.2744 | 49.9829 | -0.12397 | 991.4668 | 19991.4849
0.2748 | 49.9659 | -0.24591 | 982.9925 | 19982.9807 | 0.2748 | 49.9829 | -0.12397 | 991.4617 | 19991.4725
0.2752 | 49.9659 | -0.2459 | 982.9546 | 19982.9559 | 0.2752 | 49.9829 | -0.12397 | 991.4419 | 19991.4601
0.2756 | 49.9658 | -0.24589 | 982.9434 | 19982.9311 | 0.2756 | 49.9828 | -0.12397 | 991.437 | 19991.4476
0.276 | 49.9658 | -0.24589 | 982.9053 | 19982.9063 | 0.276 | 49.9828 | -0.12397 | 991.4171 | 19991.4352
0.2764 | 49.9657 | -0.24588 | 982.8943 | 19982.8815 | 0.2764 | 49.9828 | -0.12397 | 991.4122 | 19991.4227
0.2768 | 49.9657 | -0.24588 | 982.8561 | 19982.8568 | 0.2768 | 49.9828 | -0.12397 | 991.3923 | 19991.4103
0.2772 | 49.9656 | -0.24587 | 982.8452 | 19982.832 | 0.2772 | 49.9827 | -0.12396 | 991.3874 | 19991.3979
0.2776 | 49.9656 | -0.24587 | 982.8069 | 19982.8072 | 0.2776 | 49.9827 | -0.12396 | 991.3674 | 19991.3854
0.278 | 49.9655 | -0.24586 | 982.7961 | 19982.7824 | 0.278 | 49.9827 | -0.12396 | 991.3627 | 19991.373
0.2784 | 49.9655 | -0.24586 | 982.7576 | 19982.7577 | 0.2784 | 49.9827 | -0.12396 | 991.3426 | 19991.3606
0.2788 | 49.9654 | -0.24585 | 982.747 | 19982.7329 | 0.2788 | 49.9826 | -0.12396 | 991.3379 | 19991.3481
0.2792 | 49.9654 | -0.24585 | 982.705 | 19982.7081 | 0.2792 | 49.9826 | -0.12396 | 991.3178 | 19991.3357
0.2796 | 49.9653 | -0.24583 | 982.699 | 19982.6834 | 0.2796 | 49.9826 | -0.12395 | 991.3131 | 19991.3232
0.28 | 49.9653 | -0.24584 | 982.6458 | 19982.6586 | 0.28 | 49.9826 | -0.12395 | 991.293 | 19991.3108
0.2804 | 49.9652 | -0.24582 | 982.6548 | 19982.6338 | 0.2804 | 49.9825 | -0.12395 | 991.2884 | 19991.2984
0.2808 | 49.9652 | -0.24582 | 982.595 | 19982.609 | 0.2808 | 49.9825 | -0.12395 | 991.2681 | 19991.2859
0.2812 | 49.9651 | -0.24581 | 982.607 | 19982.5843 | 0.2812 | 49.9825 | -0.12395 | 991.2636 | 19991.2735
0.2816 | 49.9651 | -0.24581 | 982.5456 | 19982.5595 | 0.2816 | 49.9825 | -0.12395 | 991.2433 | 19991.261
0.282 | 49.965 | -0.2458 | 982.5585 | 19982.5347 | 0.282 | 49.9824 | -0.12395 | 991.2389 | 19991.2486
0.2824 | 49.965 | -0.2458 | 982.4966 | 19982.51 | 0.2824 | 49.9824 | -0.12395 | 991.2185 | 19991.2362
0.2828 | 49.9649 | -0.24579 | 982.5097 | 19982.4852 | 0.2828 | 49.9824 | -0.12394 | 991.2141 | 19991.2237
0.2832 | 49.9649 | -0.24579 | 982.4477 | 19982.4604 | 0.2832 | 49.9824 | -0.12394 | 991.1937 | 19991.2113
0.2836 | 49.9648 | -0.24577 | 982.4609 | 19982.4356 | 0.2836 | 49.9823 | -0.12394 | 991.1893 | 19991.1988
0.284 | 49.9648 | -0.24578 | 982.3989 | 19982.4109 | 0.284 | 49.9823 | -0.12394 | 991.1688 | 19991.1864
0.2844 | 49.9647 | -0.24576 | 982.4125 | 19982.3861 | 0.2844 | 49.9823 | -0.12394 | 991.1646 | 19991.174
0.2848 | 49.9647 | -0.24578 | 982.2748 | 19982.3613 | 0.2848 | 49.9823 | -0.12394 | 991.144 | 19991.1615
0.2852 | 49.9646 | -0.24572 | 982.4816 | 19982.3366 | 0.2852 | 49.9822 | -0.12393 | 991.1398 | 19991.1491
0.2856 | 49.9646 | -0.24579 | 982.1591 | 19982.3118 | 0.2856 | 49.9822 | -0.12393 | 991.1192 | 19991.1367
0.286 | 49.9645 | -0.24575 | 982.2683 | 19982.287 | 0.286 | 49.9822 | -0.12393 | 991.1151 | 19991.1242
0.2864 | 49.9645 | -0.24571 | 982.3863 | 19982.2622 | 0.2864 | 49.9822 | -0.12393 | 991.0944 | 19991.1118
0.2868 | 49.9644 | -0.24573 | 982.2451 | 19982.2375 | 0.2868 | 49.9821 | -0.12393 | 991.0903 | 19991.0993
0.2872 | 49.9644 | -0.24573 | 982.2015 | 19982.2127 | 0.2872 | 49.9821 | -0.12393 | 991.0695 | 19991.0869
0.2876 | 49.9643 | -0.24571 | 982.2285 | 19982.1879 | 0.2876 | 49.9821 | -0.12392 | 991.0655 | 19991.0745
0.288 | 49.9643 | -0.24571 | 982.189 | 19982.1632 | 0.288 | 49.9821 | -0.12392 | 991.0447 | 19991.062
0.2884 | 49.9642 | -0.24569 | 982.2191 | 19982.1384 | 0.2884 | 49.982 | -0.12392 | 991.0408 | 19991.0496
0.2888 | 49.9642 | -0.24569 | 982.1737 | 19982.1137 | 0.2888 | 49.982 | -0.12392 | 991.0199 | 19991.0372
0.2892 | 49.9641 | -0.24567 | 982.1816 | 19982.0889 | 0.2892 | 49.982 | -0.12392 | 991.016 | 19991.0247
0.2896 | 49.9641 | -0.24568 | 982.1038 | 19982.0641 | 0.2896 | 49.982 | -0.12392 | 990.9951 | 19991.0123
0.29 | 49.964 | -0.24569 | 982.0304 | 19982.0393 | 0.29 | 49.9819 | -0.12392 | 990.9912 | 19990.9998
0.2904 | 49.964 | -0.24571 | 981.908 | 19982.0146 | 0.2904 | 49.9819 | -0.12392 | 990.9702 | 19990.9874
0.2908 | 49.9639 | -0.24568 | 981.9652 | 19981.9898 | 0.2908 | 49.9819 | -0.12391 | 990.9665 | 19990.975
0.2912 | 49.9639 | -0.24567 | 981.9643 | 19981.9651 | 0.2912 | 49.9819 | -0.12391 | 990.9454 | 19990.9625
0.2916 | 49.9638 | -0.24566 | 981.9502 | 19981.9403 | 0.2916 | 49.9818 | -0.12391 | 990.9417 | 19990.9501
0.292 | 49.9638 | -0.24566 | 981.9212 | 19981.9155 | 0.292 | 49.9818 | -0.12391 | 990.9206 | 19990.9377
0.2924 | 49.9637 | -0.24565 | 981.9084 | 19981.8908 | 0.2924 | 49.9818 | -0.12391 | 990.917 | 19990.9252
0.2928 | 49.9637 | -0.24564 | 981.8738 | 19981.866 | 0.2928 | 49.9818 | -0.12391 | 990.8958 | 19990.9128
0.2932 | 49.9636 | -0.24563 | 981.8605 | 19981.8412 | 0.2932 | 49.9817 | -0.1239 | 990.8922 | 19990.9004
0.2936 | 49.9636 | -0.24563 | 981.8251 | 19981.8165 | 0.2936 | 49.9817 | -0.1239 | 990.8709 | 19990.8879
0.294 | 49.9635 | -0.24562 | 981.8117 | 19981.7917 | 0.294 | 49.9817 | -0.1239 | 990.8674 | 19990.8755
0.2944 | 49.9635 | -0.24562 | 981.776 | 19981.7669 | 0.2944 | 49.9817 | -0.1239 | 990.8461 | 19990.863
0.2948 | 49.9634 | -0.24561 | 981.7627 | 19981.7422 | 0.2948 | 49.9816 | -0.1239 | 990.8427 | 19990.8506
0.2952 | 49.9634 | -0.24561 | 981.7268 | 19981.7174 | 0.2952 | 49.9816 | -0.1239 | 990.8213 | 19990.8382
0.2956 | 49.9633 | -0.2456 | 981.7137 | 19981.6927 | 0.2956 | 49.9816 | -0.1239 | 990.8179 | 19990.8257
0.296 | 49.9633 | -0.2456 | 981.6776 | 19981.6679 | 0.296 | 49.9816 | -0.12389 | 990.7965 | 19990.8133
0.2964 | 49.9632 | -0.24559 | 981.6647 | 19981.6431 | 0.2964 | 49.9815 | -0.12389 | 990.7931 | 19990.8009
0.2968 | 49.9632 | -0.24558 | 981.6284 | 19981.6184 | 0.2968 | 49.9815 | -0.12389 | 990.7717 | 19990.7884
0.2972 | 49.9631 | -0.24558 | 981.6157 | 19981.5936 | 0.2972 | 49.9815 | -0.12389 | 990.7684 | 19990.776
0.2976 | 49.9631 | -0.24557 | 981.5793 | 19981.5688 | 0.2976 | 49.9815 | -0.12389 | 990.7468 | 19990.7636
0.298 | 49.963 | -0.24556 | 981.5667 | 19981.5441 | 0.298 | 49.9814 | -0.12389 | 990.7436 | 19990.7511
0.2984 | 49.963 | -0.24556 | 981.5301 | 19981.5193 | 0.2984 | 49.9814 | -0.12389 | 990.722 | 19990.7387
0.2988 | 49.9629 | -0.24555 | 981.5177 | 19981.4946 | 0.2988 | 49.9814 | -0.12388 | 990.7188 | 19990.7262
0.2992 | 49.9629 | -0.24555 | 981.4809 | 19981.4698 | 0.2992 | 49.9814 | -0.12388 | 990.6972 | 19990.7138
0.2996 | 49.9628 | -0.24556 | 981.3851 | 19981.445 | 0.2996 | 49.9813 | -0.12388 | 990.6941 | 19990.7014
0.3 | 49.9628 | -0.24555 | 981.3961 | 19981.4203 | 0.3 | 49.9813 | -0.12388 | 990.6724 | 19990.6889
0.3004 | 49.9628 | -0.12044 | 981.4263 | 19981.3956 | 0.3004 | 49.9813 | -0.12388 | 990.6738 | 19990.6765
0.3008 | 49.9628 | -0.12045 | 481.3585 | 19981.3708 | 0.3008 | 49.9813 | -0.12388 | 990.6418 | 19990.6641
0.3012 | 49.9627 | -0.12041 | 481.4986 | 19981.3461 | 0.3012 | 49.9812 | -0.12387 | 990.6459 | 19990.6516
0.3016 | 49.9627 | -0.12042 | 481.4289 | 19981.3214 | 0.3016 | 49.9812 | -0.12387 | 990.6237 | 19990.6392
0.302 | 49.9627 | -0.12044 | 481.3328 | 19981.2968 | 0.302 | 49.9812 | -0.12387 | 990.6187 | 19990.6268
0.3024 | 49.9627 | -0.12042 | 481.3828 | 19981.2721 | 0.3024 | 49.9812 | -0.12387 | 990.5987 | 19990.6143
0.3028 | 49.9626 | -0.12041 | 481.398 | 19981.2475 | 0.3028 | 49.9811 | -0.12387 | 990.5947 | 19990.6019
0.3032 | 49.9626 | -0.12042 | 481.3266 | 19981.2229 | 0.3032 | 49.9811 | -0.12387 | 990.5733 | 19990.5895
0.3036 | 49.9626 | -0.12042 | 481.3224 | 19981.1982 | 0.3036 | 49.9811 | -0.12387 | 990.5701 | 19990.577
0.304 | 49.9626 | -0.12041 | 481.3025 | 19981.1737 | 0.304 | 49.9811 | -0.12387 | 990.5483 | 19990.5646
0.3044 | 49.9625 | -0.12041 | 481.2981 | 19981.1491 | 0.3044 | 49.981 | -0.12386 | 990.5453 | 19990.5522
0.3048 | 49.9625 | -0.12041 | 481.2785 | 19981.1245 | 0.3048 | 49.981 | -0.12386 | 990.5235 | 19990.5397
0.3052 | 49.9625 | -0.1204 | 481.274 | 19981.1 | 0.3052 | 49.981 | -0.12386 | 990.5206 | 19990.5273
0.3056 | 49.9625 | -0.1204 | 481.2544 | 19981.0755 | 0.3056 | 49.981 | -0.12386 | 990.4986 | 19990.5149
0.306 | 49.9625 | -0.1204 | 481.2499 | 19981.051 | 0.306 | 49.9809 | -0.12386 | 990.4958 | 19990.5024
0.3064 | 49.9625 | -0.1204 | 481.2303 | 19981.0265 | 0.3064 | 49.9809 | -0.12386 | 990.4738 | 19990.49
0.3068 | 49.9624 | -0.12039 | 481.2258 | 19981.002 | 0.3068 | 49.9809 | -0.12385 | 990.4771 | 19990.4775
0.3072 | 49.9624 | -0.12039 | 481.2062 | 19980.9776 | 0.3072 | 49.9809 | -0.12386 | 990.4291 | 19990.4651
0.3076 | 49.9624 | -0.12039 | 481.2017 | 19980.9531 | 0.3076 | 49.9808 | -0.12383 | 990.6347 | 19990.4527
0.308 | 49.9624 | -0.12038 | 481.1821 | 19980.9287 | 0.308 | 49.9808 | -0.12387 | 990.2752 | 19990.4402
0.3084 | 49.9623 | -0.12038 | 481.1776 | 19980.9043 | 0.3084 | 49.9808 | -0.12383 | 990.5617 | 19990.4278
0.3088 | 49.9623 | -0.12038 | 481.1581 | 19980.8799 | 0.3088 | 49.9808 | -0.12385 | 990.4053 | 19990.4154
0.3092 | 49.9623 | -0.12037 | 481.1536 | 19980.8555 | 0.3092 | 49.9807 | -0.12384 | 990.4069 | 19990.4029
0.3096 | 49.9623 | -0.12037 | 481.134 | 19980.8311 | 0.3096 | 49.9807 | -0.12384 | 990.3757 | 19990.3905
0.31 | 49.9622 | -0.12037 | 481.1295 | 19980.8068 | 0.31 | 49.9807 | -0.12384 | 990.3797 | 19990.3781
0.3104 | 49.9622 | -0.12037 | 481.1099 | 19980.7825 | 0.3104 | 49.9807 | -0.12383 | 990.449 | 19990.3656
0.3108 | 49.9622 | -0.12036 | 481.1054 | 19980.7582 | 0.3108 | 49.9806 | -0.12383 | 990.4084 | 19990.3532
0.3112 | 49.9622 | -0.12036 | 481.0859 | 19980.7339 | 0.3112 | 49.9806 | -0.12384 | 990.3295 | 19990.3408
0.3116 | 49.9621 | -0.12036 | 481.0813 | 19980.7096 | 0.3116 | 49.9806 | -0.12384 | 990.3183 | 19990.3283
0.312 | 49.9621 | -0.12036 | 481.0618 | 19980.6853 | 0.312 | 49.9806 | -0.12383 | 990.3677 | 19990.3159
0.3124 | 49.9621 | -0.12035 | 481.0573 | 19980.6611 | 0.3124 | 49.9805 | -0.12383 | 990.3539 | 19990.3035
0.3128 | 49.9621 | -0.12035 | 481.0377 | 19980.6368 | 0.3128 | 49.9805 | -0.12383 | 990.2733 | 19990.291
0.3132 | 49.962 | -0.12034 | 481.0332 | 19980.6126 | 0.3132 | 49.9805 | -0.12383 | 990.2757 | 19990.2786
0.3136 | 49.962 | -0.12034 | 481.0137 | 19980.5884 | 0.3136 | 49.9805 | -0.12383 | 990.2533 | 19990.2662
0.314 | 49.962 | -0.12034 | 481.0091 | 19980.5642 | 0.314 | 49.9804 | -0.12384 | 990.1457 | 19990.2537
0.3144 | 49.962 | -0.12034 | 480.9896 | 19980.54 | 0.3144 | 49.9804 | -0.12383 | 990.1975 | 19990.2413
0.3148 | 49.9619 | -0.12033 | 480.9851 | 19980.5159 | 0.3148 | 49.9804 | -0.12383 | 990.1795 | 19990.2289
0.3152 | 49.9619 | -0.12033 | 480.9655 | 19980.4917 | 0.3152 | 49.9804 | -0.12382 | 990.1906 | 19990.2164
0.3156 | 49.9619 | -0.12033 | 480.961 | 19980.4676 | 0.3156 | 49.9803 | -0.12382 | 990.1817 | 19990.204
0.316 | 49.9619 | -0.12033 | 480.9415 | 19980.4435 | 0.316 | 49.9803 | -0.12382 | 990.1497 | 19990.1916
0.3164 | 49.9618 | -0.12032 | 480.9369 | 19980.4194 | 0.3164 | 49.9803 | -0.12383 | 990.0567 | 19990.1791
0.3168 | 49.9618 | -0.12032 | 480.9174 | 19980.3953 | 0.3168 | 49.9803 | -0.12382 | 990.1746 | 19990.1667
0.3172 | 49.9618 | -0.12032 | 480.9129 | 19980.3713 | 0.3172 | 49.9802 | -0.12379 | 990.3475 | 19990.1543
0.3176 | 49.9618 | -0.12031 | 480.8933 | 19980.3472 | 0.3176 | 49.9802 | -0.12381 | 990.1848 | 19990.1418
0.318 | 49.9617 | -0.12031 | 480.8888 | 19980.3232 | 0.318 | 49.9802 | -0.12381 | 990.1219 | 19990.1294
0.3184 | 49.9617 | -0.12031 | 480.8693 | 19980.2992 | 0.3184 | 49.9802 | -0.12382 | 990.0003 | 19990.117
0.3188 | 49.9617 | -0.1203 | 480.8647 | 19980.2752 | 0.3188 | 49.9801 | -0.12382 | 990.0198 | 19990.1045
0.3192 | 49.9617 | -0.1203 | 480.8452 | 19980.2512 | 0.3192 | 49.9801 | -0.1238 | 990.1339 | 19990.0921
0.3196 | 49.9616 | -0.1203 | 480.8407 | 19980.2272 | 0.3196 | 49.9801 | -0.12381 | 990.0679 | 19990.0797
0.32 | 49.9616 | -0.1203 | 480.8212 | 19980.2032 | 0.32 | 49.9801 | -0.1238 | 990.1089 | 19990.0672
0.3204 | 49.9616 | -0.12029 | 480.8166 | 19980.1793 | 0.3204 | 49.98 | -0.12378 | 990.2097 | 19990.0548
0.3208 | 49.9616 | -0.12029 | 480.7971 | 19980.1554 | 0.3208 | 49.98 | -0.1238 | 990.0784 | 19990.0424
0.3212 | 49.9615 | -0.12029 | 480.7925 | 19980.1314 | 0.3212 | 49.98 | -0.1238 | 990.067 | 19990.0299
0.3216 | 49.9615 | -0.12028 | 480.7731 | 19980.1075 | 0.3216 | 49.98 | -0.12379 | 990.054 | 19990.0175
0.322 | 49.9615 | -0.12028 | 480.7685 | 19980.0836 | 0.322 | 49.9799 | -0.12379 | 990.0227 | 19990.0051
0.3224 | 49.9615 | -0.12028 | 480.749 | 19980.0598 | 0.3224 | 49.9799 | -0.12379 | 990.0205 | 19989.9927
0.3228 | 49.9614 | -0.12027 | 480.7444 | 19980.0359 | 0.3228 | 49.9799 | -0.12379 | 989.9926 | 19989.9802
0.3232 | 49.9614 | -0.12027 | 480.725 | 19980.0121 | 0.3232 | 49.9799 | -0.12379 | 989.9814 | 19989.9678
0.3236 | 49.9614 | -0.12027 | 480.7204 | 19979.9882 | 0.3236 | 49.9798 | -0.12379 | 989.9678 | 19989.9554
0.324 | 49.9614 | -0.12027 | 480.7009 | 19979.9644 | 0.324 | 49.9798 | -0.12379 | 989.9502 | 19989.9429
0.3244 | 49.9613 | -0.12026 | 480.6963 | 19979.9406 | 0.3244 | 49.9798 | -0.12379 | 989.9431 | 19989.9305
0.3248 | 49.9613 | -0.12026 | 480.6769 | 19979.9169 | 0.3248 | 49.9798 | -0.12379 | 989.9226 | 19989.9181
0.3252 | 49.9613 | -0.12026 | 480.6723 | 19979.8931 | 0.3252 | 49.9797 | -0.12378 | 989.9188 | 19989.9056
0.3256 | 49.9613 | -0.12026 | 480.6528 | 19979.8693 | 0.3256 | 49.9797 | -0.12378 | 989.8969 | 19989.8932
0.326 | 49.9612 | -0.12025 | 480.6482 | 19979.8456 | 0.326 | 49.9797 | -0.12378 | 989.8953 | 19989.8808
0.3264 | 49.9612 | -0.12025 | 480.6288 | 19979.8219 | 0.3264 | 49.9797 | -0.12378 | 989.8709 | 19989.8683
0.3268 | 49.9612 | -0.12024 | 480.6242 | 19979.7981 | 0.3268 | 49.9797 | -0.12378 | 989.8727 | 19989.8559
0.3272 | 49.9612 | -0.12024 | 480.6047 | 19979.7745 | 0.3272 | 49.9797 | -0.12378 | 989.8525 | 19989.8435
0.3276 | 49.9612 | -0.12024 | 480.6001 | 19979.7508 | 0.3276 | 49.9796 | -0.12377 | 989.8553 | 19989.831
0.328 | 49.9612 | -0.12024 | 480.5807 | 19979.7271 | 0.328 | 49.9796 | -0.12377 | 989.8291 | 19989.8186
0.3284 | 49.9611 | -0.12023 | 480.5761 | 19979.7034 | 0.3284 | 49.9796 | -0.12377 | 989.8299 | 19989.8062
0.3288 | 49.9611 | -0.12023 | 480.5566 | 19979.6798 | 0.3288 | 49.9796 | -0.12377 | 989.8046 | 19989.7938
0.3292 | 49.9611 | -0.12023 | 480.552 | 19979.6562 | 0.3292 | 49.9795 | -0.12377 | 989.805 | 19989.7813
0.3296 | 49.9611 | -0.12023 | 480.5326 | 19979.6326 | 0.3296 | 49.9795 | -0.12377 | 989.7803 | 19989.7689
0.33 | 49.961 | -0.12022 | 480.528 | 19979.609 | 0.33 | 49.9795 | -0.12376 | 989.7808 | 19989.7565
0.3304 | 49.961 | -0.12022 | 480.5085 | 19979.5854 | 0.3304 | 49.9795 | -0.12376 | 989.7561 | 19989.744
0.3308 | 49.961 | -0.12021 | 480.5039 | 19979.5618 | 0.3308 | 49.9794 | -0.12376 | 989.7568 | 19989.7316
0.3312 | 49.961 | -0.12021 | 480.4845 | 19979.5383 | 0.3312 | 49.9794 | -0.12376 | 989.7318 | 19989.7192
0.3316 | 49.9609 | -0.12021 | 480.4799 | 19979.5147 | 0.3316 | 49.9794 | -0.12376 | 989.7326 | 19989.7067
0.332 | 49.9609 | -0.12021 | 480.4605 | 19979.4912 | 0.332 | 49.9794 | -0.12376 | 989.7075 | 19989.6943
0.3324 | 49.9609 | -0.1202 | 480.4558 | 19979.4677 | 0.3324 | 49.9793 | -0.12375 | 989.7084 | 19989.6819
0.3328 | 49.9609 | -0.1202 | 480.4364 | 19979.4442 | 0.3328 | 49.9793 | -0.12375 | 989.6831 | 19989.6694
0.3332 | 49.9608 | -0.1202 | 480.4318 | 19979.4207 | 0.3332 | 49.9793 | -0.12375 | 989.6842 | 19989.657
0.3336 | 49.9608 | -0.1202 | 480.4124 | 19979.3972 | 0.3336 | 49.9793 | -0.12375 | 989.6589 | 19989.6446
0.334 | 49.9608 | -0.12019 | 480.4077 | 19979.3737 | 0.334 | 49.9792 | -0.12375 | 989.66 | 19989.6322
0.3344 | 49.9608 | -0.12019 | 480.3884 | 19979.3503 | 0.3344 | 49.9792 | -0.12375 | 989.6349 | 19989.6197
0.3348 | 49.9607 | -0.12019 | 480.3837 | 19979.3269 | 0.3348 | 49.9792 | -0.12375 | 989.6361 | 19989.6073
0.3352 | 49.9607 | -0.12018 | 480.3643 | 19979.3034 | 0.3352 | 49.9792 | -0.12375 | 989.611 | 19989.5949
0.3356 | 49.9607 | -0.12018 | 480.3597 | 19979.28 | 0.3356 | 49.9791 | -0.12374 | 989.6125 | 19989.5824
0.336 | 49.9607 | -0.12018 | 480.3403 | 19979.2566 | 0.336 | 49.9791 | -0.12374 | 989.5875 | 19989.57
0.3364 | 49.9606 | -0.12017 | 480.3356 | 19979.2333 | 0.3364 | 49.9791 | -0.12374 | 989.5891 | 19989.5576
0.3368 | 49.9606 | -0.12017 | 480.3163 | 19979.2099 | 0.3368 | 49.9791 | -0.12374 | 989.5641 | 19989.5451
0.3372 | 49.9606 | -0.12017 | 480.3116 | 19979.1865 | 0.3372 | 49.979 | -0.12374 | 989.5658 | 19989.5327
0.3376 | 49.9606 | -0.12017 | 480.2786 | 19979.1632 | 0.3376 | 49.979 | -0.12374 | 989.5408 | 19989.5203
0.338 | 49.9605 | -0.12013 | 480.3973 | 19979.1399 | 0.338 | 49.979 | -0.12373 | 989.5427 | 19989.5079
0.3384 | 49.9605 | -0.12018 | 480.1759 | 19979.1166 | 0.3384 | 49.979 | -0.12373 | 989.5177 | 19989.4954
0.3388 | 49.9605 | -0.1201 | 480.4911 | 19979.0933 | 0.3388 | 49.9789 | -0.12373 | 989.5197 | 19989.483
0.3392 | 49.9605 | -0.12009 | 480.4954 | 19979.07 | 0.3392 | 49.9789 | -0.12373 | 989.4946 | 19989.4706
0.3396 | 49.9604 | -0.12014 | 480.3005 | 19979.0467 | 0.3396 | 49.9789 | -0.12373 | 989.4966 | 19989.4581
0.34 | 49.9604 | -0.12019 | 480.0638 | 19979.0234 | 0.34 | 49.9789 | -0.12373 | 989.4715 | 19989.4457
0.3404 | 49.9604 | -0.12016 | 480.1619 | 19979.0002 | 0.3404 | 49.9788 | -0.12372 | 989.4736 | 19989.4333
0.3408 | 49.9604 | -0.12012 | 480.2918 | 19978.977 | 0.3408 | 49.9788 | -0.12372 | 989.4485 | 19989.4209
0.3412 | 49.9603 | -0.12015 | 480.1639 | 19978.9537 | 0.3412 | 49.9788 | -0.12372 | 989.4506 | 19989.4084
0.3416 | 49.9603 | -0.12013 | 480.1933 | 19978.9305 | 0.3416 | 49.9788 | -0.12372 | 989.4254 | 19989.396
0.342 | 49.9603 | -0.12009 | 480.3255 | 19978.9073 | 0.342 | 49.9787 | -0.12372 | 989.4275 | 19989.3836
0.3424 | 49.9603 | -0.12012 | 480.1865 | 19978.8842 | 0.3424 | 49.9787 | -0.12372 | 989.4024 | 19989.3711
0.3428 | 49.9602 | -0.12011 | 480.1998 | 19978.861 | 0.3428 | 49.9787 | -0.12371 | 989.4045 | 19989.3587
0.3432 | 49.9602 | -0.12013 | 480.088 | 19978.8378 | 0.3432 | 49.9787 | -0.12371 | 989.3793 | 19989.3463
0.3436 | 49.9602 | -0.12013 | 480.0826 | 19978.8147 | 0.3436 | 49.9786 | -0.12371 | 989.3814 | 19989.3338
0.344 | 49.9602 | -0.12011 | 480.1545 | 19978.7916 | 0.344 | 49.9786 | -0.12371 | 989.3562 | 19989.3214
0.3444 | 49.9601 | -0.12012 | 480.0628 | 19978.7684 | 0.3444 | 49.9786 | -0.12371 | 989.3583 | 19989.309
0.3448 | 49.9601 | -0.12014 | 479.9809 | 19978.7453 | 0.3448 | 49.9786 | -0.12371 | 989.333 | 19989.2966
0.3452 | 49.9601 | -0.12011 | 480.0596 | 19978.7222 | 0.3452 | 49.9785 | -0.1237 | 989.3352 | 19989.2841
0.3456 | 49.9601 | -0.12011 | 480.0519 | 19978.6992 | 0.3456 | 49.9785 | -0.1237 | 989.3098 | 19989.2717
0.346 | 49.96 | -0.1201 | 480.047 | 19978.6761 | 0.346 | 49.9785 | -0.1237 | 989.312 | 19989.2593
0.3464 | 49.96 | -0.1201 | 480.028 | 19978.6531 | 0.3464 | 49.9785 | -0.1237 | 989.2866 | 19989.2469
0.3468 | 49.96 | -0.1201 | 480.023 | 19978.63 | 0.3468 | 49.9784 | -0.1237 | 989.2887 | 19989.2344
0.3472 | 49.96 | -0.1201 | 480.004 | 19978.607 | 0.3472 | 49.9784 | -0.1237 | 989.2633 | 19989.222
0.3476 | 49.9599 | -0.12009 | 479.999 | 19978.584 | 0.3476 | 49.9784 | -0.12369 | 989.2654 | 19989.2096
0.348 | 49.9599 | -0.12009 | 479.98 | 19978.561 | 0.348 | 49.9784 | -0.12369 | 989.2399 | 19989.1971
0.3484 | 49.9599 | -0.12009 | 479.975 | 19978.538 | 0.3484 | 49.9783 | -0.12369 | 989.242 | 19989.1847
0.3488 | 49.9599 | -0.12008 | 479.956 | 19978.515 | 0.3488 | 49.9783 | -0.12369 | 989.2165 | 19989.1723
0.3492 | 49.9599 | -0.12008 | 479.951 | 19978.4921 | 0.3492 | 49.9783 | -0.12369 | 989.2185 | 19989.1599
0.3496 | 49.9599 | -0.12008 | 479.932 | 19978.4691 | 0.3496 | 49.9783 | -0.12369 | 989.193 | 19989.1474
0.35 | 49.9598 | -0.12007 | 479.927 | 19978.4462 | 0.35 | 49.9782 | -0.12369 | 989.195 | 19989.135
0.3504 | 49.9598 | -0.12007 | 479.908 | 19978.4232 | 0.3504 | 49.9782 | -0.12369 | 989.1694 | 19989.1226
0.3508 | 49.9598 | -0.12007 | 479.903 | 19978.4003 | 0.3508 | 49.9782 | -0.12368 | 989.1714 | 19989.1101
0.3512 | 49.9598 | -0.12007 | 479.884 | 19978.3774 | 0.3512 | 49.9782 | -0.12368 | 989.1458 | 19989.0977
0.3516 | 49.9597 | -0.12006 | 479.8789 | 19978.3545 | 0.3516 | 49.9781 | -0.12368 | 989.1477 | 19989.0853
0.352 | 49.9597 | -0.12006 | 479.8599 | 19978.3317 | 0.352 | 49.9781 | -0.12368 | 989.1221 | 19989.0729
0.3524 | 49.9597 | -0.12006 | 479.8549 | 19978.3088 | 0.3524 | 49.9781 | -0.12368 | 989.124 | 19989.0604
0.3528 | 49.9597 | -0.12005 | 479.8359 | 19978.286 | 0.3528 | 49.9781 | -0.12368 | 989.0983 | 19989.048
0.3532 | 49.9596 | -0.12005 | 479.8309 | 19978.2631 | 0.3532 | 49.978 | -0.12367 | 989.1002 | 19989.0356
0.3536 | 49.9596 | -0.12005 | 479.8119 | 19978.2403 | 0.3536 | 49.978 | -0.12367 | 989.0744 | 19989.0232
0.354 | 49.9596 | -0.12004 | 479.8069 | 19978.2175 | 0.354 | 49.978 | -0.12367 | 989.0763 | 19989.0107
0.3544 | 49.9596 | -0.12004 | 479.7879 | 19978.1947 | 0.3544 | 49.978 | -0.12367 | 989.0505 | 19988.9983
0.3548 | 49.9595 | -0.12004 | 479.7829 | 19978.1719 | 0.3548 | 49.9779 | -0.12367 | 989.0524 | 19988.9859
0.3552 | 49.9595 | -0.12004 | 479.7639 | 19978.1491 | 0.3552 | 49.9779 | -0.12367 | 989.0265 | 19988.9735
0.3556 | 49.9595 | -0.12003 | 479.7589 | 19978.1263 | 0.3556 | 49.9779 | -0.12366 | 989.0283 | 19988.961
0.356 | 49.9595 | -0.12003 | 479.7399 | 19978.1036 | 0.356 | 49.9779 | -0.12366 | 989.0025 | 19988.9486
0.3564 | 49.9594 | -0.12003 | 479.7349 | 19978.0808 | 0.3564 | 49.9778 | -0.12366 | 989.0043 | 19988.9362
0.3568 | 49.9594 | -0.12003 | 479.7159 | 19978.0581 | 0.3568 | 49.9778 | -0.12366 | 988.9784 | 19988.9237
0.3572 | 49.9594 | -0.12002 | 479.7109 | 19978.0354 | 0.3572 | 49.9778 | -0.12366 | 988.9801 | 19988.9113
0.3576 | 49.9594 | -0.12002 | 479.6919 | 19978.0127 | 0.3576 | 49.9778 | -0.12366 | 988.9542 | 19988.8989
0.358 | 49.9593 | -0.12001 | 479.6869 | 19977.99 | 0.358 | 49.9777 | -0.12365 | 988.9559 | 19988.8865
0.3584 | 49.9593 | -0.12001 | 479.6679 | 19977.9673 | 0.3584 | 49.9777 | -0.12365 | 988.9299 | 19988.874
0.3588 | 49.9593 | -0.12001 | 479.6628 | 19977.9446 | 0.3588 | 49.9777 | -0.12365 | 988.9316 | 19988.8616
0.3592 | 49.9593 | -0.12001 | 479.6439 | 19977.922 | 0.3592 | 49.9777 | -0.12365 | 988.9055 | 19988.8492
0.3596 | 49.9592 | -0.12 | 479.6388 | 19977.8993 | 0.3596 | 49.9776 | -0.12365 | 988.9072 | 19988.8368
0.36 | 49.9592 | -0.12 | 479.6199 | 19977.8767 | 0.36 | 49.9776 | -0.12365 | 988.8811 | 19988.8243
0.3604 | 49.9592 | -0.12 | 479.6148 | 19977.8541 | 0.3604 | 49.9776 | -0.12365 | 988.8828 | 19988.8119
0.3608 | 49.9592 | -0.12 | 479.5959 | 19977.8315 | 0.3608 | 49.9776 | -0.12365 | 988.8566 | 19988.7995
0.3612 | 49.9591 | -0.12002 | 479.4624 | 19977.8089 | 0.3612 | 49.9775 | -0.12364 | 988.8581 | 19988.7871
0.3616 | 49.9591 | -0.12001 | 479.5078 | 19977.7863 | 0.3616 | 49.9775 | -0.12364 | 988.8319 | 19988.7746
0.362 | 49.9591 | -0.11995 | 479.7112 | 19977.7637 | 0.362 | 49.9775 | -0.12364 | 988.8294 | 19988.7622
0.3624 | 49.9591 | -0.12 | 479.5031 | 19977.7411 | 0.3624 | 49.9775 | -0.12364 | 988.7741 | 19988.7498
0.3628 | 49.959 | -0.11997 | 479.5664 | 19977.7186 | 0.3628 | 49.9774 | -0.12364 | 988.799 | 19988.7374
0.3632 | 49.959 | -0.11998 | 479.5124 | 19977.696 | 0.3632 | 49.9774 | -0.12364 | 988.7693 | 19988.7249
0.3636 | 49.959 | -0.12 | 479.4109 | 19977.6735 | 0.3636 | 49.9774 | -0.12364 | 988.7157 | 19988.7125
0.364 | 49.959 | -0.11995 | 479.5824 | 19977.651 | 0.364 | 49.9774 | -0.12364 | 988.7235 | 19988.7001
0.3644 | 49.9589 | -0.11996 | 479.5111 | 19977.6285 | 0.3644 | 49.9773 | -0.12363 | 988.7958 | 19988.6877
0.3648 | 49.9589 | -0.11996 | 479.4981 | 19977.606 | 0.3648 | 49.9773 | -0.12364 | 988.6872 | 19988.6752
0.3652 | 49.9589 | -0.11998 | 479.4131 | 19977.5835 | 0.3652 | 49.9773 | -0.12364 | 988.6078 | 19988.6628
0.3656 | 49.9589 | -0.11998 | 479.3568 | 19977.561 | 0.3656 | 49.9773 | -0.12364 | 988.6299 | 19988.6504
0.366 | 49.9588 | -0.11996 | 479.4455 | 19977.5386 | 0.366 | 49.9772 | -0.12364 | 988.5888 | 19988.638
0.3664 | 49.9588 | -0.11995 | 479.4267 | 19977.5161 | 0.3664 | 49.9772 | -0.12364 | 988.5709 | 19988.6255
0.3668 | 49.9588 | -0.11995 | 479.4229 | 19977.4937 | 0.3668 | 49.9772 | -0.12364 | 988.5599 | 19988.6131
0.3672 | 49.9588 | -0.11995 | 479.4039 | 19977.4713 | 0.3672 | 49.9772 | -0.12364 | 988.523 | 19988.6007
0.3676 | 49.9587 | -0.11994 | 479.3991 | 19977.4489 | 0.3676 | 49.9771 | -0.12364 | 988.5277 | 19988.5883
0.368 | 49.9587 | -0.11994 | 479.38 | 19977.4265 | 0.368 | 49.9771 | -0.12364 | 988.488 | 19988.5758
0.3684 | 49.9587 | -0.11994 | 479.3751 | 19977.4041 | 0.3684 | 49.9771 | -0.12363 | 988.4987 | 19988.5634
0.3688 | 49.9587 | -0.11994 | 479.356 | 19977.3817 | 0.3688 | 49.9771 | -0.12363 | 988.4644 | 19988.551
0.3692 | 49.9587 | -0.11993 | 479.3511 | 19977.3593 | 0.3692 | 49.977 | -0.12363 | 988.473 | 19988.5386
0.3696 | 49.9587 | -0.11993 | 479.332 | 19977.337 | 0.3696 | 49.977 | -0.12363 | 988.4323 | 19988.5261
0.37 | 49.9586 | -0.11993 | 479.3271 | 19977.3146 | 0.37 | 49.977 | -0.12362 | 988.4677 | 19988.5137
0.3704 | 49.9586 | -0.11993 | 479.308 | 19977.2923 | 0.3704 | 49.977 | -0.12362 | 988.4675 | 19988.5013
0.3708 | 49.9586 | -0.11992 | 479.3031 | 19977.2699 | 0.3708 | 49.9769 | -0.12362 | 988.4785 | 19988.4889
0.3712 | 49.9586 | -0.11992 | 479.284 | 19977.2476 | 0.3712 | 49.9769 | -0.12361 | 988.5311 | 19988.4764
0.3716 | 49.9585 | -0.11991 | 479.2792 | 19977.2253 | 0.3716 | 49.9769 | -0.1236 | 988.5564 | 19988.464
0.372 | 49.9585 | -0.11991 | 479.26 | 19977.203 | 0.372 | 49.9769 | -0.1236 | 988.5093 | 19988.4516
0.3724 | 49.9585 | -0.11991 | 479.2552 | 19977.1808 | 0.3724 | 49.9768 | -0.1236 | 988.4881 | 19988.4392
0.3728 | 49.9585 | -0.11991 | 479.2361 | 19977.1585 | 0.3728 | 49.9768 | -0.1236 | 988.4839 | 19988.4268
0.3732 | 49.9584 | -0.1199 | 479.2312 | 19977.1362 | 0.3732 | 49.9768 | -0.1236 | 988.4854 | 19988.4143
0.3736 | 49.9584 | -0.1199 | 479.2121 | 19977.114 | 0.3736 | 49.9768 | -0.1236 | 988.4541 | 19988.4019
0.374 | 49.9584 | -0.1199 | 479.2072 | 19977.0917 | 0.374 | 49.9767 | -0.12359 | 988.4818 | 19988.3895
0.3744 | 49.9584 | -0.1199 | 479.1881 | 19977.0695 | 0.3744 | 49.9767 | -0.12359 | 988.4629 | 19988.3771
0.3748 | 49.9583 | -0.11989 | 479.1832 | 19977.0473 | 0.3748 | 49.9767 | -0.12361 | 988.3069 | 19988.3646
0.3752 | 49.9583 | -0.11989 | 479.1641 | 19977.0251 | 0.3752 | 49.9767 | -0.12359 | 988.406 | 19988.3522
0.3756 | 49.9583 | -0.11989 | 479.1593 | 19977.0029 | 0.3756 | 49.9766 | -0.12359 | 988.432 | 19988.3398
0.376 | 49.9583 | -0.11988 | 479.1401 | 19976.9807 | 0.376 | 49.9766 | -0.12359 | 988.3532 | 19988.3274
0.3764 | 49.9582 | -0.11988 | 479.1353 | 19976.9586 | 0.3764 | 49.9766 | -0.12358 | 988.4213 | 19988.3149
0.3768 | 49.9582 | -0.11988 | 479.1162 | 19976.9364 | 0.3768 | 49.9766 | -0.12359 | 988.3497 | 19988.3025
0.3772 | 49.9582 | -0.11987 | 479.1113 | 19976.9142 | 0.3772 | 49.9765 | -0.12358 | 988.3765 | 19988.2901
0.3776 | 49.9582 | -0.11987 | 479.0922 | 19976.8921 | 0.3776 | 49.9765 | -0.12358 | 988.344 | 19988.2777
0.378 | 49.9581 | -0.11987 | 479.0873 | 19976.87 | 0.378 | 49.9765 | -0.12358 | 988.3052 | 19988.2653
0.3784 | 49.9581 | -0.11987 | 479.0682 | 19976.8479 | 0.3784 | 49.9765 | -0.12358 | 988.3043 | 19988.2528
0.3788 | 49.9581 | -0.11986 | 479.0633 | 19976.8258 | 0.3788 | 49.9764 | -0.12357 | 988.3568 | 19988.2404
0.3792 | 49.9581 | -0.11986 | 479.0443 | 19976.8037 | 0.3792 | 49.9764 | -0.12357 | 988.3294 | 19988.228
0.3796 | 49.958 | -0.11986 | 479.0394 | 19976.7816 | 0.3796 | 49.9764 | -0.12359 | 988.1646 | 19988.2156
0.38 | 49.958 | -0.11985 | 479.0203 | 19976.7595 | 0.38 | 49.9764 | -0.12358 | 988.185 | 19988.2031
0.3804 | 49.958 | -0.11985 | 479.0154 | 19976.7374 | 0.3804 | 49.9763 | -0.12359 | 988.1434 | 19988.1907
0.3808 | 49.958 | -0.11985 | 478.9963 | 19976.7154 | 0.3808 | 49.9763 | -0.1236 | 987.9798 | 19988.1783
0.3812 | 49.9579 | -0.11984 | 478.9914 | 19976.6933 | 0.3812 | 49.9763 | -0.12358 | 988.1274 | 19988.1659
0.3816 | 49.9579 | -0.11984 | 478.9723 | 19976.6713 | 0.3816 | 49.9763 | -0.12358 | 988.1015 | 19988.1535
0.382 | 49.9579 | -0.11984 | 478.9675 | 19976.6493 | 0.382 | 49.9762 | -0.12357 | 988.1623 | 19988.141
0.3824 | 49.9579 | -0.11984 | 478.9484 | 19976.6273 | 0.3824 | 49.9762 | -0.12357 | 988.1859 | 19988.1286
0.3828 | 49.9578 | -0.11983 | 478.9435 | 19976.6053 | 0.3828 | 49.9762 | -0.12357 | 988.1012 | 19988.1162
0.3832 | 49.9578 | -0.11983 | 478.9244 | 19976.5833 | 0.3832 | 49.9762 | -0.12358 | 987.9971 | 19988.1038
0.3836 | 49.9578 | -0.11983 | 478.9195 | 19976.5613 | 0.3836 | 49.9761 | -0.12358 | 988.0361 | 19988.0913
0.384 | 49.9578 | -0.11982 | 478.9005 | 19976.5393 | 0.384 | 49.9761 | -0.12357 | 988.0772 | 19988.0789
0.3844 | 49.9577 | -0.11982 | 478.8956 | 19976.5174 | 0.3844 | 49.9761 | -0.12357 | 988.0625 | 19988.0665
0.3848 | 49.9577 | -0.11982 | 478.8765 | 19976.4954 | 0.3848 | 49.9761 | -0.12357 | 988.034 | 19988.0541
0.3852 | 49.9577 | -0.11981 | 478.8716 | 19976.4735 | 0.3852 | 49.976 | -0.12357 | 988.0148 | 19988.0417
0.3856 | 49.9577 | -0.11981 | 478.8525 | 19976.4516 | 0.3856 | 49.976 | -0.12357 | 987.927 | 19988.0292
0.386 | 49.9576 | -0.11981 | 478.8476 | 19976.4296 | 0.386 | 49.976 | -0.12357 | 987.9702 | 19988.0168
0.3864 | 49.9576 | -0.11981 | 478.8286 | 19976.4077 | 0.3864 | 49.976 | -0.12356 | 987.9821 | 19988.0044
0.3868 | 49.9576 | -0.1198 | 478.8237 | 19976.3858 | 0.3868 | 49.9759 | -0.12356 | 987.9427 | 19987.992
0.3872 | 49.9576 | -0.1198 | 478.8046 | 19976.3639 | 0.3872 | 49.9759 | -0.12356 | 987.92 | 19987.9796
0.3876 | 49.9576 | -0.1198 | 478.7997 | 19976.3421 | 0.3876 | 49.9759 | -0.12356 | 987.9119 | 19987.9671
0.388 | 49.9576 | -0.1198 | 478.7807 | 19976.3202 | 0.388 | 49.9759 | -0.12356 | 987.8674 | 19987.9547
0.3884 | 49.9575 | -0.11979 | 478.7758 | 19976.2983 | 0.3884 | 49.9758 | -0.12356 | 987.8776 | 19987.9423
0.3888 | 49.9575 | -0.11979 | 478.7567 | 19976.2765 | 0.3888 | 49.9758 | -0.12356 | 987.8489 | 19987.9299
0.3892 | 49.9575 | -0.11979 | 478.7518 | 19976.2547 | 0.3892 | 49.9758 | -0.12356 | 987.8581 | 19987.9175
0.3896 | 49.9575 | -0.11978 | 478.7327 | 19976.2328 | 0.3896 | 49.9758 | -0.12354 | 987.9252 | 19987.905
0.39 | 49.9574 | -0.11978 | 478.7278 | 19976.211 | 0.39 | 49.9757 | -0.12353 | 988.039 | 19987.8926
0.3904 | 49.9574 | -0.11978 | 478.7088 | 19976.1892 | 0.3904 | 49.9757 | -0.12353 | 987.9496 | 19987.8802
0.3908 | 49.9574 | -0.11977 | 478.7039 | 19976.1674 | 0.3908 | 49.9757 | -0.12355 | 987.8345 | 19987.8678
0.3912 | 49.9574 | -0.11977 | 478.6848 | 19976.1456 | 0.3912 | 49.9757 | -0.12355 | 987.7608 | 19987.8553
0.3916 | 49.9573 | -0.11977 | 478.6799 | 19976.1239 | 0.3916 | 49.9756 | -0.12354 | 987.8007 | 19987.8429
0.392 | 49.9573 | -0.11977 | 478.6609 | 19976.1021 | 0.392 | 49.9756 | -0.12354 | 987.8185 | 19987.8305
0.3924 | 49.9573 | -0.11976 | 478.656 | 19976.0803 | 0.3924 | 49.9756 | -0.12354 | 987.7595 | 19987.8181
0.3928 | 49.9573 | -0.11976 | 478.6369 | 19976.0586 | 0.3928 | 49.9756 | -0.12355 | 987.6684 | 19987.8057
0.3932 | 49.9572 | -0.11976 | 478.632 | 19976.0368 | 0.3932 | 49.9755 | -0.12354 | 987.7271 | 19987.7932
0.3936 | 49.9572 | -0.11975 | 478.613 | 19976.0151 | 0.3936 | 49.9755 | -0.12353 | 987.8078 | 19987.7808
0.394 | 49.9572 | -0.11975 | 478.6081 | 19975.9934 | 0.394 | 49.9755 | -0.12352 | 987.8755 | 19987.7684
0.3944 | 49.9572 | -0.11975 | 478.589 | 19975.9717 | 0.3944 | 49.9755 | -0.12352 | 987.8195 | 19987.756
0.3948 | 49.9571 | -0.11974 | 478.5841 | 19975.95 | 0.3948 | 49.9754 | -0.12353 | 987.7227 | 19987.7436
0.3952 | 49.9571 | -0.11974 | 478.5651 | 19975.9283 | 0.3952 | 49.9754 | -0.12354 | 987.6579 | 19987.7311
0.3956 | 49.9571 | -0.11974 | 478.5602 | 19975.9066 | 0.3956 | 49.9754 | -0.12353 | 987.6826 | 19987.7187
0.396 | 49.9571 | -0.11974 | 478.5411 | 19975.885 | 0.396 | 49.9754 | -0.12352 | 987.7615 | 19987.7063
0.3964 | 49.957 | -0.11973 | 478.5362 | 19975.8633 | 0.3964 | 49.9753 | -0.1235 | 987.8651 | 19987.6939
0.3968 | 49.957 | -0.11973 | 478.5172 | 19975.8417 | 0.3968 | 49.9753 | -0.12351 | 987.7443 | 19987.6815
0.3972 | 49.957 | -0.11973 | 478.5123 | 19975.82 | 0.3972 | 49.9753 | -0.12352 | 987.6393 | 19987.669
0.3976 | 49.957 | -0.11973 | 478.4932 | 19975.7984 | 0.3976 | 49.9753 | -0.12353 | 987.5577 | 19987.6566
0.398 | 49.9569 | -0.11972 | 478.4883 | 19975.7768 | 0.398 | 49.9752 | -0.12352 | 987.6182 | 19987.6442
0.3984 | 49.9569 | -0.11972 | 478.4693 | 19975.7552 | 0.3984 | 49.9752 | -0.12351 | 987.6919 | 19987.6318
0.3988 | 49.9569 | -0.11971 | 478.4644 | 19975.7336 | 0.3988 | 49.9752 | -0.12351 | 987.6414 | 19987.6194
0.3992 | 49.9569 | -0.11971 | 478.4454 | 19975.712 | 0.3992 | 49.9752 | -0.1235 | 987.6626 | 19987.607
0.3996 | 49.9568 | -0.11971 | 478.4404 | 19975.6904 | 0.3996 | 49.9751 | -0.1235 | 987.6875 | 19987.5945
0.4 | 49.9568 | -0.11971 | 478.4212 | 19975.6688 | 0.4 | 49.9751 | -0.1235 | 987.6439 | 19987.5821
0.4004 | 49.9568 | -0.11969 | 478.4761 | 19975.6473 | 0.4004 | 49.9751 | -0.1235 | 987.6575 | 19987.5697
0.4008 | 49.9568 | -0.11976 | 478.1656 | 19975.6257 | 0.4008 | 49.9751 | -0.1235 | 987.6087 | 19987.5573
0.4012 | 49.9567 | -0.11965 | 478.5867 | 19975.6042 | 0.4012 | 49.9751 | -0.1235 | 987.5476 | 19987.5449
0.4016 | 49.9567 | -0.11975 | 478.1762 | 19975.5826 | 0.4016 | 49.9751 | -0.1235 | 987.5266 | 19987.5324
0.402 | 49.9567 | -0.11966 | 478.5017 | 19975.5611 | 0.402 | 49.975 | -0.1235 | 987.5073 | 19987.52
0.4024 | 49.9567 | -0.11964 | 478.5499 | 19975.5396 | 0.4024 | 49.975 | -0.12351 | 987.4152 | 19987.5076
0.4028 | 49.9566 | -0.11972 | 478.1977 | 19975.5181 | 0.4028 | 49.975 | -0.1235 | 987.4641 | 19987.4952
0.4032 | 49.9566 | -0.11969 | 478.3235 | 19975.4966 | 0.4032 | 49.975 | -0.12349 | 987.5382 | 19987.4828
0.4036 | 49.9566 | -0.1197 | 478.2328 | 19975.4751 | 0.4036 | 49.9749 | -0.12348 | 987.5662 | 19987.4703
0.404 | 49.9566 | -0.11966 | 478.376 | 19975.4536 | 0.404 | 49.9749 | -0.12349 | 987.4898 | 19987.4579
0.4044 | 49.9565 | -0.11964 | 478.4316 | 19975.4322 | 0.4044 | 49.9749 | -0.12349 | 987.4991 | 19987.4455
0.4048 | 49.9565 | -0.11965 | 478.3505 | 19975.4107 | 0.4048 | 49.9749 | -0.12348 | 987.4833 | 19987.4331
0.4052 | 49.9565 | -0.11966 | 478.2882 | 19975.3893 | 0.4052 | 49.9748 | -0.12349 | 987.4018 | 19987.4207
0.4056 | 49.9565 | -0.11965 | 478.3027 | 19975.3678 | 0.4056 | 49.9748 | -0.12348 | 987.4446 | 19987.4083
0.406 | 49.9564 | -0.11966 | 478.2557 | 19975.3464 | 0.406 | 49.9748 | -0.12347 | 987.486 | 19987.3958
0.4064 | 49.9564 | -0.11966 | 478.2314 | 19975.325 | 0.4064 | 49.9748 | -0.12348 | 987.4432 | 19987.3834
0.4068 | 49.9564 | -0.11965 | 478.2419 | 19975.3036 | 0.4068 | 49.9747 | -0.12347 | 987.4667 | 19987.371
0.4072 | 49.9564 | -0.11965 | 478.2145 | 19975.2822 | 0.4072 | 49.9747 | -0.12347 | 987.424 | 19987.3586
0.4076 | 49.9564 | -0.11965 | 478.2019 | 19975.2608 | 0.4076 | 49.9747 | -0.12347 | 987.4352 | 19987.3462
0.408 | 49.9564 | -0.11965 | 478.1837 | 19975.2394 | 0.408 | 49.9747 | -0.12347 | 987.3786 | 19987.3338
0.4084 | 49.9563 | -0.11964 | 478.1778 | 19975.218 | 0.4084 | 49.9746 | -0.12347 | 987.3409 | 19987.3213
0.4088 | 49.9563 | -0.11964 | 478.1594 | 19975.1967 | 0.4088 | 49.9746 | -0.12348 | 987.2868 | 19987.3089
0.4092 | 49.9563 | -0.11964 | 478.1541 | 19975.1753 | 0.4092 | 49.9746 | -0.12349 | 987.1618 | 19987.2965
0.4096 | 49.9563 | -0.11964 | 478.1354 | 19975.154 | 0.4096 | 49.9746 | -0.12346 | 987.3823 | 19987.2841
0.41 | 49.9562 | -0.11963 | 478.1303 | 19975.1326 | 0.41 | 49.9745 | -0.12348 | 987.1971 | 19987.2717
0.4104 | 49.9562 | -0.11963 | 478.1114 | 19975.1113 | 0.4104 | 49.9745 | -0.12351 | 986.9529 | 19987.2592
0.4108 | 49.9562 | -0.11963 | 478.1054 | 19975.09 | 0.4108 | 49.9745 | -0.12348 | 987.1204 | 19987.2468
0.4112 | 49.9562 | -0.11963 | 478.0865 | 19975.0687 | 0.4112 | 49.9745 | -0.12347 | 987.2449 | 19987.2344
0.4116 | 49.9561 | -0.11962 | 478.0813 | 19975.0474 | 0.4116 | 49.9744 | -0.12345 | 987.3567 | 19987.222
0.412 | 49.9561 | -0.11962 | 478.0625 | 19975.0261 | 0.412 | 49.9744 | -0.12346 | 987.2078 | 19987.2096
0.4124 | 49.9561 | -0.11961 | 478.0574 | 19975.0048 | 0.4124 | 49.9744 | -0.12346 | 987.2046 | 19987.1972
0.4128 | 49.9561 | -0.11961 | 478.0386 | 19974.9835 | 0.4128 | 49.9744 | -0.12346 | 987.1836 | 19987.1847
0.4132 | 49.956 | -0.11961 | 478.0345 | 19974.9623 | 0.4132 | 49.9743 | -0.12346 | 987.1799 | 19987.1723
0.4136 | 49.956 | -0.11961 | 478.0154 | 19974.941 | 0.4136 | 49.9743 | -0.12346 | 987.159 | 19987.1599
0.414 | 49.956 | -0.1196 | 478.0097 | 19974.9198 | 0.414 | 49.9743 | -0.12346 | 987.1552 | 19987.1475
0.4144 | 49.956 | -0.1196 | 477.9908 | 19974.8985 | 0.4144 | 49.9743 | -0.12345 | 987.1343 | 19987.1351
0.4148 | 49.9559 | -0.1196 | 477.9856 | 19974.8773 | 0.4148 | 49.9742 | -0.12345 | 987.1305 | 19987.1227
0.4152 | 49.9559 | -0.1196 | 477.9668 | 19974.8561 | 0.4152 | 49.9742 | -0.12345 | 987.1096 | 19987.1102
0.4156 | 49.9559 | -0.11959 | 477.9628 | 19974.8349 | 0.4156 | 49.9742 | -0.12345 | 987.1058 | 19987.0978
0.416 | 49.9559 | -0.11959 | 477.9435 | 19974.8137 | 0.416 | 49.9742 | -0.12345 | 987.0849 | 19987.0854
0.4164 | 49.9558 | -0.11959 | 477.938 | 19974.7925 | 0.4164 | 49.9741 | -0.12345 | 987.0811 | 19987.073
0.4168 | 49.9558 | -0.11958 | 477.9191 | 19974.7713 | 0.4168 | 49.9741 | -0.12345 | 987.0602 | 19987.0606
0.4172 | 49.9558 | -0.11958 | 477.9139 | 19974.7501 | 0.4172 | 49.9741 | -0.12344 | 987.0564 | 19987.0482
0.4176 | 49.9558 | -0.11958 | 477.8951 | 19974.729 | 0.4176 | 49.9741 | -0.12344 | 987.0355 | 19987.0358
0.418 | 49.9557 | -0.11957 | 477.89 | 19974.7078 | 0.418 | 49.974 | -0.12344 | 987.0317 | 19987.0233
0.4184 | 49.9557 | -0.11957 | 477.8712 | 19974.6867 | 0.4184 | 49.974 | -0.12344 | 987.0108 | 19987.0109
0.4188 | 49.9557 | -0.11957 | 477.8672 | 19974.6655 | 0.4188 | 49.974 | -0.12344 | 987.0071 | 19986.9985
0.4192 | 49.9557 | -0.11957 | 477.8476 | 19974.6444 | 0.4192 | 49.974 | -0.12344 | 986.9862 | 19986.9861
0.4196 | 49.9556 | -0.11956 | 477.8423 | 19974.6233 | 0.4196 | 49.9739 | -0.12343 | 986.9824 | 19986.9737
0.42 | 49.9556 | -0.11956 | 477.8234 | 19974.6022 | 0.42 | 49.9739 | -0.12343 | 986.9615 | 19986.9613
0.4204 | 49.9556 | -0.11956 | 477.8182 | 19974.581 | 0.4204 | 49.9739 | -0.12343 | 986.9577 | 19986.9488
0.4208 | 49.9556 | -0.11955 | 477.7994 | 19974.56 | 0.4208 | 49.9739 | -0.12343 | 986.9368 | 19986.9364
0.4212 | 49.9555 | -0.11955 | 477.7943 | 19974.5389 | 0.4212 | 49.9738 | -0.12343 | 986.933 | 19986.924
0.4216 | 49.9555 | -0.11955 | 477.7755 | 19974.5178 | 0.4216 | 49.9738 | -0.12343 | 986.9121 | 19986.9116
0.422 | 49.9555 | -0.11954 | 477.7704 | 19974.4967 | 0.422 | 49.9738 | -0.12343 | 986.9083 | 19986.8992
0.4224 | 49.9555 | -0.11954 | 477.7516 | 19974.4757 | 0.4224 | 49.9738 | -0.12343 | 986.8874 | 19986.8868
0.4228 | 49.9554 | -0.11954 | 477.7477 | 19974.4546 | 0.4228 | 49.9737 | -0.12342 | 986.8836 | 19986.8743
0.4232 | 49.9554 | -0.11954 | 477.7278 | 19974.4336 | 0.4232 | 49.9737 | -0.12342 | 986.8628 | 19986.8619
0.4236 | 49.9554 | -0.11953 | 477.7227 | 19974.4125 | 0.4236 | 49.9737 | -0.12342 | 986.8589 | 19986.8495
0.424 | 49.9554 | -0.11953 | 477.7039 | 19974.3915 | 0.424 | 49.9737 | -0.12342 | 986.8381 | 19986.8371
0.4244 | 49.9553 | -0.11953 | 477.6987 | 19974.3705 | 0.4244 | 49.9736 | -0.12342 | 986.8342 | 19986.8247
0.4248 | 49.9553 | -0.11953 | 477.6799 | 19974.3495 | 0.4248 | 49.9736 | -0.12342 | 986.8134 | 19986.8123
0.4252 | 49.9553 | -0.11952 | 477.6748 | 19974.3285 | 0.4252 | 49.9736 | -0.12341 | 986.8096 | 19986.7999
0.4256 | 49.9553 | -0.11952 | 477.656 | 19974.3075 | 0.4256 | 49.9736 | -0.12341 | 986.7887 | 19986.7874
0.426 | 49.9553 | -0.11951 | 477.6509 | 19974.2865 | 0.426 | 49.9735 | -0.12341 | 986.7849 | 19986.775
0.4264 | 49.9553 | -0.11951 | 477.6321 | 19974.2655 | 0.4264 | 49.9735 | -0.12341 | 986.764 | 19986.7626
0.4268 | 49.9552 | -0.11951 | 477.627 | 19974.2445 | 0.4268 | 49.9735 | -0.12341 | 986.7602 | 19986.7502
0.4272 | 49.9552 | -0.11951 | 477.6082 | 19974.2236 | 0.4272 | 49.9735 | -0.12341 | 986.7394 | 19986.7378
0.4276 | 49.9552 | -0.1195 | 477.6031 | 19974.2026 | 0.4276 | 49.9734 | -0.1234 | 986.7355 | 19986.7254
0.428 | 49.9552 | -0.1195 | 477.5843 | 19974.1817 | 0.428 | 49.9734 | -0.1234 | 986.7147 | 19986.713
0.4284 | 49.9551 | -0.1195 | 477.5804 | 19974.1608 | 0.4284 | 49.9734 | -0.1234 | 986.7108 | 19986.7005
0.4288 | 49.9551 | -0.1195 | 477.5602 | 19974.1398 | 0.4288 | 49.9734 | -0.1234 | 986.69 | 19986.6881
0.4292 | 49.9551 | -0.11949 | 477.5554 | 19974.1189 | 0.4292 | 49.9733 | -0.1234 | 986.6861 | 19986.6757
0.4296 | 49.9551 | -0.11949 | 477.5366 | 19974.098 | 0.4296 | 49.9733 | -0.1234 | 986.6653 | 19986.6633
0.43 | 49.955 | -0.11949 | 477.5314 | 19974.0771 | 0.43 | 49.9733 | -0.1234 | 986.6614 | 19986.6509
0.4304 | 49.955 | -0.11948 | 477.5126 | 19974.0562 | 0.4304 | 49.9733 | -0.1234 | 986.6407 | 19986.6385
0.4308 | 49.955 | -0.11948 | 477.5075 | 19974.0353 | 0.4308 | 49.9732 | -0.12339 | 986.6368 | 19986.6261
0.4312 | 49.955 | -0.11948 | 477.4887 | 19974.0145 | 0.4312 | 49.9732 | -0.12339 | 986.616 | 19986.6137
0.4316 | 49.9549 | -0.11947 | 477.4836 | 19973.9936 | 0.4316 | 49.9732 | -0.12339 | 986.6121 | 19986.6012
0.432 | 49.9549 | -0.11947 | 477.4648 | 19973.9727 | 0.432 | 49.9732 | -0.12339 | 986.5913 | 19986.5888
0.4324 | 49.9549 | -0.11947 | 477.4597 | 19973.9519 | 0.4324 | 49.9731 | -0.12339 | 986.5874 | 19986.5764
0.4328 | 49.9549 | -0.11947 | 477.4409 | 19973.931 | 0.4328 | 49.9731 | -0.12339 | 986.5666 | 19986.564
0.4332 | 49.9548 | -0.11946 | 477.4358 | 19973.9102 | 0.4332 | 49.9731 | -0.12338 | 986.5627 | 19986.5516
0.4336 | 49.9548 | -0.11946 | 477.417 | 19973.8894 | 0.4336 | 49.9731 | -0.12338 | 986.542 | 19986.5392
0.434 | 49.9548 | -0.11946 | 477.4131 | 19973.8686 | 0.434 | 49.973 | -0.12338 | 986.538 | 19986.5268
0.4344 | 49.9548 | -0.11946 | 477.3926 | 19973.8478 | 0.4344 | 49.973 | -0.12338 | 986.5173 | 19986.5143
0.4348 | 49.9547 | -0.11945 | 477.3882 | 19973.827 | 0.4348 | 49.973 | -0.12338 | 986.5134 | 19986.5019
0.4352 | 49.9547 | -0.11945 | 477.3693 | 19973.8062 | 0.4352 | 49.973 | -0.12338 | 986.4926 | 19986.4895
0.4356 | 49.9547 | -0.11944 | 477.3641 | 19973.7854 | 0.4356 | 49.9729 | -0.12338 | 986.4887 | 19986.4771
0.436 | 49.9547 | -0.11944 | 477.3454 | 19973.7646 | 0.436 | 49.9729 | -0.12337 | 986.4679 | 19986.4647
0.4364 | 49.9546 | -0.11944 | 477.3402 | 19973.7438 | 0.4364 | 49.9729 | -0.12337 | 986.464 | 19986.4523
0.4368 | 49.9546 | -0.11944 | 477.3215 | 19973.7231 | 0.4368 | 49.9729 | -0.12337 | 986.4433 | 19986.4399
0.4372 | 49.9546 | -0.11943 | 477.3163 | 19973.7023 | 0.4372 | 49.9728 | -0.12337 | 986.4393 | 19986.4275
0.4376 | 49.9546 | -0.11943 | 477.2976 | 19973.6816 | 0.4376 | 49.9728 | -0.12337 | 986.4186 | 19986.415
0.438 | 49.9545 | -0.11943 | 477.2924 | 19973.6608 | 0.438 | 49.9728 | -0.12337 | 986.4147 | 19986.4026
0.4384 | 49.9545 | -0.11943 | 477.2737 | 19973.6401 | 0.4384 | 49.9728 | -0.12337 | 986.3939 | 19986.3902
0.4388 | 49.9545 | -0.11942 | 477.2686 | 19973.6194 | 0.4388 | 49.9727 | -0.12336 | 986.39 | 19986.3778
0.4392 | 49.9545 | -0.11942 | 477.2498 | 19973.5987 | 0.4392 | 49.9727 | -0.12336 | 986.3693 | 19986.3654
0.4396 | 49.9544 | -0.11942 | 477.2447 | 19973.578 | 0.4396 | 49.9727 | -0.12336 | 986.3653 | 19986.353
0.44 | 49.9544 | -0.11942 | 477.2192 | 19973.5573 | 0.44 | 49.9727 | -0.12336 | 986.3446 | 19986.3406
0.4404 | 49.9544 | -0.11938 | 477.3474 | 19973.5366 | 0.4404 | 49.9726 | -0.12336 | 986.3406 | 19986.3282
0.4408 | 49.9544 | -0.11945 | 477.0511 | 19973.5159 | 0.4408 | 49.9726 | -0.12336 | 986.3199 | 19986.3157
0.4412 | 49.9543 | -0.11936 | 477.3585 | 19973.4952 | 0.4412 | 49.9726 | -0.12335 | 986.316 | 19986.3033
0.4416 | 49.9543 | -0.11939 | 477.2272 | 19973.4746 | 0.4416 | 49.9726 | -0.12335 | 986.2953 | 19986.2909
0.442 | 49.9543 | -0.1194 | 477.1723 | 19973.4539 | 0.442 | 49.9725 | -0.12335 | 986.2913 | 19986.2785
0.4424 | 49.9543 | -0.11939 | 477.2008 | 19973.4332 | 0.4424 | 49.9725 | -0.12335 | 986.2706 | 19986.2661
0.4428 | 49.9543 | -0.11941 | 477.0796 | 19973.4126 | 0.4428 | 49.9725 | -0.12335 | 986.2666 | 19986.2537
0.4432 | 49.9543 | -0.11938 | 477.1807 | 19973.392 | 0.4432 | 49.9725 | -0.12335 | 986.2459 | 19986.2413
0.4436 | 49.9542 | -0.11934 | 477.2998 | 19973.3713 | 0.4436 | 49.9724 | -0.12335 | 986.2419 | 19986.2289
0.444 | 49.9542 | -0.11936 | 477.2294 | 19973.3507 | 0.444 | 49.9724 | -0.12335 | 986.2213 | 19986.2165
0.4444 | 49.9542 | -0.11941 | 476.9894 | 19973.3301 | 0.4444 | 49.9724 | -0.12334 | 986.2173 | 19986.204
0.4448 | 49.9542 | -0.11939 | 477.0248 | 19973.3095 | 0.4448 | 49.9724 | -0.12334 | 986.1966 | 19986.1916
0.4452 | 49.9541 | -0.11935 | 477.1837 | 19973.2889 | 0.4452 | 49.9723 | -0.12334 | 986.1926 | 19986.1792
0.4456 | 49.9541 | -0.11936 | 477.0921 | 19973.2683 | 0.4456 | 49.9723 | -0.12334 | 986.1719 | 19986.1668
0.446 | 49.9541 | -0.11937 | 477.0543 | 19973.2478 | 0.446 | 49.9723 | -0.12334 | 986.1679 | 19986.1544
0.4464 | 49.9541 | -0.11937 | 477.0362 | 19973.2272 | 0.4464 | 49.9723 | -0.12334 | 986.1473 | 19986.142
0.4468 | 49.954 | -0.11936 | 477.0297 | 19973.2066 | 0.4468 | 49.9722 | -0.12333 | 986.1433 | 19986.1296
0.4472 | 49.954 | -0.11936 | 477.0112 | 19973.1861 | 0.4472 | 49.9722 | -0.12333 | 986.1226 | 19986.1172
0.4476 | 49.954 | -0.11936 | 477.0058 | 19973.1655 | 0.4476 | 49.9722 | -0.12333 | 986.1186 | 19986.1048
0.448 | 49.954 | -0.11936 | 476.9873 | 19973.145 | 0.448 | 49.9722 | -0.12333 | 986.0914 | 19986.0923
0.4484 | 49.9539 | -0.11935 | 476.982 | 19973.1244 | 0.4484 | 49.9721 | -0.12332 | 986.1817 | 19986.0799
0.4488 | 49.9539 | -0.11935 | 476.9634 | 19973.1039 | 0.4488 | 49.9721 | -0.12333 | 986.0161 | 19986.0675
0.4492 | 49.9539 | -0.11934 | 476.9581 | 19973.0834 | 0.4492 | 49.9721 | -0.12333 | 986.0729 | 19986.0551
0.4496 | 49.9539 | -0.11934 | 476.9395 | 19973.0629 | 0.4496 | 49.9721 | -0.12328 | 986.3814 | 19986.0427
0.45 | 49.9538 | -0.11934 | 476.9342 | 19973.0424 | 0.45 | 49.972 | -0.12332 | 986.0518 | 19986.0303
0.4504 | 49.9538 | -0.11934 | 476.9156 | 19973.0219 | 0.4504 | 49.972 | -0.12333 | 985.9524 | 19986.0179
0.4508 | 49.9538 | -0.11933 | 476.9104 | 19973.0014 | 0.4508 | 49.972 | -0.12328 | 986.3677 | 19986.0055
0.4512 | 49.9538 | -0.11933 | 476.8918 | 19972.9809 | 0.4512 | 49.972 | -0.12332 | 985.9733 | 19985.9931
0.4516 | 49.9537 | -0.11933 | 476.8865 | 19972.9604 | 0.4516 | 49.9719 | -0.12331 | 986.0816 | 19985.9807
0.452 | 49.9537 | -0.11933 | 476.8679 | 19972.94 | 0.452 | 49.9719 | -0.12332 | 985.9824 | 19985.9682
0.4524 | 49.9537 | -0.11932 | 476.8626 | 19972.9195 | 0.4524 | 49.9719 | -0.12332 | 985.9441 | 19985.9558
0.4528 | 49.9537 | -0.11932 | 476.8441 | 19972.8991 | 0.4528 | 49.9719 | -0.1233 | 986.0835 | 19985.9434
0.4532 | 49.9536 | -0.11932 | 476.8388 | 19972.8786 | 0.4532 | 49.9718 | -0.12331 | 985.9435 | 19985.931
0.4536 | 49.9536 | -0.11931 | 476.8202 | 19972.8582 | 0.4536 | 49.9718 | -0.12332 | 985.8702 | 19985.9186
0.454 | 49.9536 | -0.11931 | 476.8149 | 19972.8378 | 0.454 | 49.9718 | -0.12331 | 985.9362 | 19985.9062
0.4544 | 49.9536 | -0.11931 | 476.7963 | 19972.8174 | 0.4544 | 49.9718 | -0.1233 | 985.9529 | 19985.8938
0.4548 | 49.9535 | -0.1193 | 476.7911 | 19972.7969 | 0.4548 | 49.9717 | -0.1233 | 985.9296 | 19985.8814
0.4552 | 49.9535 | -0.1193 | 476.7725 | 19972.7765 | 0.4552 | 49.9717 | -0.1233 | 985.9115 | 19985.869
0.4556 | 49.9535 | -0.1193 | 476.7672 | 19972.7561 | 0.4556 | 49.9717 | -0.12329 | 985.9255 | 19985.8566
0.456 | 49.9535 | -0.1193 | 476.7486 | 19972.7358 | 0.456 | 49.9717 | -0.12329 | 985.9313 | 19985.8441
0.4564 | 49.9534 | -0.11929 | 476.7433 | 19972.7154 | 0.4564 | 49.9716 | -0.1233 | 985.8366 | 19985.8317
0.4568 | 49.9534 | -0.11929 | 476.7248 | 19972.695 | 0.4568 | 49.9716 | -0.12331 | 985.7351 | 19985.8193
0.4572 | 49.9534 | -0.11929 | 476.7195 | 19972.6746 | 0.4572 | 49.9716 | -0.1233 | 985.8013 | 19985.8069
0.4576 | 49.9534 | -0.11929 | 476.7009 | 19972.6543 | 0.4576 | 49.9716 | -0.1233 | 985.7853 | 19985.7945
0.458 | 49.9533 | -0.11928 | 476.6956 | 19972.6339 | 0.458 | 49.9715 | -0.12331 | 985.6945 | 19985.7821
0.4584 | 49.9533 | -0.11928 | 476.677 | 19972.6136 | 0.4584 | 49.9715 | -0.12329 | 985.7527 | 19985.7697
0.4588 | 49.9533 | -0.11927 | 476.6718 | 19972.5932 | 0.4588 | 49.9715 | -0.12329 | 985.7715 | 19985.7573
0.4592 | 49.9533 | -0.11927 | 476.6532 | 19972.5729 | 0.4592 | 49.9715 | -0.12329 | 985.7527 | 19985.7449
0.4596 | 49.9532 | -0.11927 | 476.6479 | 19972.5526 | 0.4596 | 49.9714 | -0.12329 | 985.749 | 19985.7325
0.46 | 49.9532 | -0.11927 | 476.6293 | 19972.5323 | 0.46 | 49.9714 | -0.12329 | 985.7281 | 19985.7201
0.4604 | 49.9532 | -0.11926 | 476.6241 | 19972.512 | 0.4604 | 49.9714 | -0.12328 | 985.7243 | 19985.7077
0.4608 | 49.9532 | -0.11926 | 476.6055 | 19972.4917 | 0.4608 | 49.9714 | -0.12328 | 985.7035 | 19985.6952
0.4612 | 49.9532 | -0.11926 | 476.6002 | 19972.4714 | 0.4612 | 49.9713 | -0.12328 | 985.6996 | 19985.6828
0.4616 | 49.9532 | -0.11926 | 476.5816 | 19972.4511 | 0.4616 | 49.9713 | -0.12328 | 985.6788 | 19985.6704
0.462 | 49.9531 | -0.11925 | 476.5763 | 19972.4308 | 0.462 | 49.9713 | -0.12328 | 985.675 | 19985.658
0.4624 | 49.9531 | -0.11925 | 476.5578 | 19972.4105 | 0.4624 | 49.9713 | -0.12328 | 985.6542 | 19985.6456
0.4628 | 49.9531 | -0.11925 | 476.5525 | 19972.3903 | 0.4628 | 49.9713 | -0.12327 | 985.6503 | 19985.6332
0.4632 | 49.9531 | -0.11924 | 476.5339 | 19972.37 | 0.4632 | 49.9713 | -0.12327 | 985.6295 | 19985.6208
0.4636 | 49.953 | -0.11924 | 476.5286 | 19972.3497 | 0.4636 | 49.9712 | -0.12327 | 985.6257 | 19985.6084
0.464 | 49.953 | -0.11924 | 476.5101 | 19972.3295 | 0.464 | 49.9712 | -0.12327 | 985.6049 | 19985.596
0.4644 | 49.953 | -0.11923 | 476.5048 | 19972.3093 | 0.4644 | 49.9712 | -0.12327 | 985.601 | 19985.5836
0.4648 | 49.953 | -0.11923 | 476.4862 | 19972.289 | 0.4648 | 49.9712 | -0.12327 | 985.5802 | 19985.5712
0.4652 | 49.9529 | -0.11923 | 476.481 | 19972.2688 | 0.4652 | 49.9711 | -0.12327 | 985.5763 | 19985.5588
0.4656 | 49.9529 | -0.11923 | 476.4624 | 19972.2486 | 0.4656 | 49.9711 | -0.12327 | 985.5556 | 19985.5464
0.466 | 49.9529 | -0.11922 | 476.4571 | 19972.2284 | 0.466 | 49.9711 | -0.12326 | 985.5517 | 19985.5339
0.4664 | 49.9529 | -0.11922 | 476.4386 | 19972.2082 | 0.4664 | 49.9711 | -0.12326 | 985.5309 | 19985.5215
0.4668 | 49.9528 | -0.11922 | 476.4333 | 19972.188 | 0.4668 | 49.971 | -0.12326 | 985.527 | 19985.5091
0.4672 | 49.9528 | -0.11921 | 476.4147 | 19972.1678 | 0.4672 | 49.971 | -0.12326 | 985.5063 | 19985.4967
0.4676 | 49.9528 | -0.11921 | 476.4094 | 19972.1476 | 0.4676 | 49.971 | -0.12326 | 985.5024 | 19985.4843
0.468 | 49.9528 | -0.11921 | 476.3907 | 19972.1275 | 0.468 | 49.971 | -0.12326 | 985.4816 | 19985.4719
0.4684 | 49.9527 | -0.1192 | 476.3854 | 19972.1073 | 0.4684 | 49.9709 | -0.12325 | 985.4777 | 19985.4595
0.4688 | 49.9527 | -0.1192 | 476.367 | 19972.0871 | 0.4688 | 49.9709 | -0.12325 | 985.457 | 19985.4471
0.4692 | 49.9527 | -0.1192 | 476.3617 | 19972.067 | 0.4692 | 49.9709 | -0.12325 | 985.4531 | 19985.4347
0.4696 | 49.9527 | -0.1192 | 476.3432 | 19972.0468 | 0.4696 | 49.9709 | -0.12325 | 985.4323 | 19985.4223
0.47 | 49.9526 | -0.11919 | 476.3379 | 19972.0267 | 0.47 | 49.9708 | -0.12325 | 985.4284 | 19985.4099
0.4704 | 49.9526 | -0.11919 | 476.3194 | 19972.0066 | 0.4704 | 49.9708 | -0.12325 | 985.4077 | 19985.3975
0.4708 | 49.9526 | -0.11919 | 476.3141 | 19971.9864 | 0.4708 | 49.9708 | -0.12324 | 985.4038 | 19985.3851
0.4712 | 49.9526 | -0.11919 | 476.2955 | 19971.9663 | 0.4712 | 49.9708 | -0.12324 | 985.383 | 19985.3727
0.4716 | 49.9525 | -0.11918 | 476.2902 | 19971.9462 | 0.4716 | 49.9707 | -0.12324 | 985.3791 | 19985.3602
0.472 | 49.9525 | -0.11918 | 476.2717 | 19971.9261 | 0.472 | 49.9707 | -0.12324 | 985.3584 | 19985.3478
0.4724 | 49.9525 | -0.11918 | 476.2664 | 19971.906 | 0.4724 | 49.9707 | -0.12324 | 985.3545 | 19985.3354
0.4728 | 49.9525 | -0.11917 | 476.2479 | 19971.8859 | 0.4728 | 49.9707 | -0.12324 | 985.3337 | 19985.323
0.4732 | 49.9524 | -0.11917 | 476.2426 | 19971.8658 | 0.4732 | 49.9706 | -0.12324 | 985.3298 | 19985.3106
0.4736 | 49.9524 | -0.11917 | 476.224 | 19971.8458 | 0.4736 | 49.9706 | -0.12324 | 985.3091 | 19985.2982
0.474 | 49.9524 | -0.11916 | 476.2187 | 19971.8257 | 0.474 | 49.9706 | -0.12323 | 985.3052 | 19985.2858
0.4744 | 49.9524 | -0.11916 | 476.2002 | 19971.8056 | 0.4744 | 49.9706 | -0.12323 | 985.2844 | 19985.2734
0.4748 | 49.9523 | -0.11916 | 476.1949 | 19971.7856 | 0.4748 | 49.9705 | -0.12323 | 985.2805 | 19985.261
0.4752 | 49.9523 | -0.11916 | 476.1764 | 19971.7655 | 0.4752 | 49.9705 | -0.12323 | 985.2598 | 19985.2486
0.4756 | 49.9523 | -0.11915 | 476.1711 | 19971.7455 | 0.4756 | 49.9705 | -0.12323 | 985.2559 | 19985.2362
0.476 | 49.9523 | -0.11915 | 476.1525 | 19971.7255 | 0.476 | 49.9705 | -0.12323 | 985.2352 | 19985.2238
0.4764 | 49.9522 | -0.11915 | 476.1472 | 19971.7054 | 0.4764 | 49.9704 | -0.12322 | 985.2312 | 19985.2114
0.4768 | 49.9522 | -0.11914 | 476.1287 | 19971.6854 | 0.4768 | 49.9704 | -0.12322 | 985.2105 | 19985.199
0.4772 | 49.9522 | -0.11914 | 476.1234 | 19971.6654 | 0.4772 | 49.9704 | -0.12322 | 985.2066 | 19985.1866
0.4776 | 49.9522 | -0.11914 | 476.1049 | 19971.6454 | 0.4776 | 49.9704 | -0.12322 | 985.1859 | 19985.1742
0.478 | 49.9522 | -0.11913 | 476.0996 | 19971.6254 | 0.478 | 49.9703 | -0.12322 | 985.1819 | 19985.1617
0.4784 | 49.9522 | -0.11913 | 476.0811 | 19971.6054 | 0.4784 | 49.9703 | -0.12322 | 985.1612 | 19985.1493
0.4788 | 49.9521 | -0.11913 | 476.0777 | 19971.5854 | 0.4788 | 49.9703 | -0.12322 | 985.1573 | 19985.1369
0.4792 | 49.9521 | -0.11913 | 476.0572 | 19971.5654 | 0.4792 | 49.9703 | -0.12321 | 985.1366 | 19985.1245
0.4796 | 49.9521 | -0.11912 | 476.0519 | 19971.5455 | 0.4796 | 49.9702 | -0.12321 | 985.1326 | 19985.1121
0.48 | 49.9521 | -0.11912 | 476.0334 | 19971.5255 | 0.48 | 49.9702 | -0.12321 | 985.112 | 19985.0997
0.4804 | 49.952 | -0.11912 | 476.0281 | 19971.5055 | 0.4804 | 49.9702 | -0.12321 | 985.108 | 19985.0873
0.4808 | 49.952 | -0.11912 | 476.0096 | 19971.4856 | 0.4808 | 49.9702 | -0.12321 | 985.0873 | 19985.0749
0.4812 | 49.952 | -0.11911 | 476.0043 | 19971.4656 | 0.4812 | 49.9701 | -0.12321 | 985.0833 | 19985.0625
0.4816 | 49.952 | -0.11911 | 475.9858 | 19971.4457 | 0.4816 | 49.9701 | -0.12321 | 985.0627 | 19985.0501
0.482 | 49.9519 | -0.11911 | 475.9805 | 19971.4258 | 0.482 | 49.9701 | -0.1232 | 985.0587 | 19985.0377
0.4824 | 49.9519 | -0.1191 | 475.9619 | 19971.4058 | 0.4824 | 49.9701 | -0.1232 | 985.0381 | 19985.0253
0.4828 | 49.9519 | -0.1191 | 475.9566 | 19971.3859 | 0.4828 | 49.97 | -0.1232 | 985.034 | 19985.0129
0.4832 | 49.9519 | -0.1191 | 475.9381 | 19971.366 | 0.4832 | 49.97 | -0.1232 | 985.0134 | 19985.0005
0.4836 | 49.9518 | -0.11909 | 475.9328 | 19971.3461 | 0.4836 | 49.97 | -0.1232 | 985.0094 | 19984.9881
0.484 | 49.9518 | -0.11909 | 475.9143 | 19971.3262 | 0.484 | 49.97 | -0.1232 | 984.9888 | 19984.9757
0.4844 | 49.9518 | -0.11909 | 475.909 | 19971.3063 | 0.4844 | 49.9699 | -0.12319 | 984.9848 | 19984.9633
0.4848 | 49.9518 | -0.11909 | 475.8905 | 19971.2864 | 0.4848 | 49.9699 | -0.12319 | 984.9641 | 19984.9509
0.4852 | 49.9517 | -0.11908 | 475.8852 | 19971.2665 | 0.4852 | 49.9699 | -0.12319 | 984.9601 | 19984.9385
0.4856 | 49.9517 | -0.11908 | 475.8667 | 19971.2467 | 0.4856 | 49.9699 | -0.12319 | 984.9395 | 19984.9261
0.486 | 49.9517 | -0.11908 | 475.8614 | 19971.2268 | 0.486 | 49.9698 | -0.12319 | 984.9355 | 19984.9137
0.4864 | 49.9517 | -0.11907 | 475.8428 | 19971.2069 | 0.4864 | 49.9698 | -0.12319 | 984.9149 | 19984.9013
0.4868 | 49.9516 | -0.11907 | 475.8375 | 19971.1871 | 0.4868 | 49.9698 | -0.12319 | 984.9108 | 19984.8888
0.4872 | 49.9516 | -0.11907 | 475.819 | 19971.1672 | 0.4872 | 49.9698 | -0.12319 | 984.8902 | 19984.8764
0.4876 | 49.9516 | -0.11906 | 475.8137 | 19971.1474 | 0.4876 | 49.9697 | -0.12318 | 984.8862 | 19984.864
0.488 | 49.9516 | -0.11906 | 475.7952 | 19971.1276 | 0.488 | 49.9697 | -0.12318 | 984.8656 | 19984.8516
0.4884 | 49.9515 | -0.11906 | 475.7899 | 19971.1077 | 0.4884 | 49.9697 | -0.12318 | 984.8616 | 19984.8392
0.4888 | 49.9515 | -0.11906 | 475.7714 | 19971.0879 | 0.4888 | 49.9697 | -0.12318 | 984.841 | 19984.8268
0.4892 | 49.9515 | -0.11905 | 475.7661 | 19971.0681 | 0.4892 | 49.9696 | -0.12318 | 984.8369 | 19984.8144
0.4896 | 49.9515 | -0.11905 | 475.7476 | 19971.0483 | 0.4896 | 49.9696 | -0.12318 | 984.8163 | 19984.802
0.49 | 49.9514 | -0.11905 | 475.7423 | 19971.0285 | 0.49 | 49.9696 | -0.12317 | 984.8123 | 19984.7896
0.4904 | 49.9514 | -0.11905 | 475.7238 | 19971.0087 | 0.4904 | 49.9696 | -0.12317 | 984.7917 | 19984.7772
0.4908 | 49.9514 | -0.11904 | 475.7185 | 19970.9889 | 0.4908 | 49.9695 | -0.12317 | 984.7876 | 19984.7648
0.4912 | 49.9514 | -0.11904 | 475.7 | 19970.9691 | 0.4912 | 49.9695 | -0.12317 | 984.7671 | 19984.7524
0.4916 | 49.9513 | -0.11903 | 475.6947 | 19970.9493 | 0.4916 | 49.9695 | -0.12317 | 984.763 | 19984.74
0.492 | 49.9513 | -0.11903 | 475.6762 | 19970.9296 | 0.492 | 49.9695 | -0.12317 | 984.7425 | 19984.7276
0.4924 | 49.9513 | -0.11903 | 475.6709 | 19970.9098 | 0.4924 | 49.9694 | -0.12317 | 984.7384 | 19984.7152
0.4928 | 49.9513 | -0.11903 | 475.6524 | 19970.89 | 0.4928 | 49.9694 | -0.12316 | 984.7178 | 19984.7028
0.4932 | 49.9512 | -0.11902 | 475.6471 | 19970.8703 | 0.4932 | 49.9694 | -0.12316 | 984.7137 | 19984.6904
0.4936 | 49.9512 | -0.11902 | 475.6286 | 19970.8506 | 0.4936 | 49.9694 | -0.12316 | 984.6932 | 19984.678
0.494 | 49.9512 | -0.11902 | 475.6233 | 19970.8308 | 0.494 | 49.9693 | -0.12316 | 984.6891 | 19984.6656
0.4944 | 49.9512 | -0.11902 | 475.6048 | 19970.8111 | 0.4944 | 49.9693 | -0.12316 | 984.6686 | 19984.6532
0.4948 | 49.9512 | -0.11901 | 475.5995 | 19970.7914 | 0.4948 | 49.9693 | -0.12316 | 984.6645 | 19984.6408
0.4952 | 49.9512 | -0.11901 | 475.581 | 19970.7716 | 0.4952 | 49.9693 | -0.12316 | 984.6439 | 19984.6284
0.4956 | 49.9511 | -0.11901 | 475.5757 | 19970.7519 | 0.4956 | 49.9692 | -0.12315 | 984.6398 | 19984.616
0.496 | 49.9511 | -0.119 | 475.5572 | 19970.7322 | 0.496 | 49.9692 | -0.12315 | 984.6193 | 19984.6036
0.4964 | 49.9511 | -0.119 | 475.5519 | 19970.7125 | 0.4964 | 49.9692 | -0.12315 | 984.6152 | 19984.5912
0.4968 | 49.9511 | -0.119 | 475.5334 | 19970.6928 | 0.4968 | 49.9692 | -0.12315 | 984.5947 | 19984.5788
0.4972 | 49.951 | -0.11899 | 475.5281 | 19970.6731 | 0.4972 | 49.9691 | -0.12315 | 984.5906 | 19984.5664
0.4976 | 49.951 | -0.1189 | 475.8718 | 19970.6535 | 0.4976 | 49.9691 | -0.12315 | 984.5701 | 19984.554
0.498 | 49.951 | -0.11892 | 475.7645 | 19970.6338 | 0.498 | 49.9691 | -0.12314 | 984.5659 | 19984.5416
0.4984 | 49.951 | -0.11897 | 475.5616 | 19970.6141 | 0.4984 | 49.9691 | -0.12314 | 984.5454 | 19984.5292
0.4988 | 49.9509 | -0.11898 | 475.5026 | 19970.5944 | 0.4988 | 49.969 | -0.12314 | 984.5413 | 19984.5168
0.4992 | 49.9509 | -0.11902 | 475.3199 | 19970.5748 | 0.4992 | 49.969 | -0.12314 | 984.5085 | 19984.5044
0.4996 | 49.9509 | -0.11893 | 475.6342 | 19970.5551 | 0.4996 | 49.969 | -0.12314 | 984.5262 | 19984.492
0.5 | 49.9509 | -0.11894 | 475.5665 | 19970.5355 | 0.5 | 49.969 | -0.12312 | 984.6505 | 19984.4796
0.5004 | 49.9508 | -0.11894 | 475.5647 | 19970.5158 | 0.5004 | 49.9689 | -0.12313 | 984.5758 | 19984.4672
0.5008 | 49.9508 | -0.11898 | 475.3757 | 19970.4962 | 0.5008 | 49.9689 | -0.12316 | 984.3036 | 19984.4548
0.5012 | 49.9508 | -0.119 | 475.2719 | 19970.4766 | 0.5012 | 49.9689 | -0.12312 | 984.5569 | 19984.4424
0.5016 | 49.9508 | -0.11895 | 475.4593 | 19970.457 | 0.5016 | 49.9689 | -0.12315 | 984.3133 | 19984.43
0.502 | 49.9507 | -0.11896 | 475.39 | 19970.4374 | 0.502 | 49.9688 | -0.12313 | 984.442 | 19984.4175
0.5024 | 49.9507 | -0.11896 | 475.37 | 19970.4177 | 0.5024 | 49.9688 | -0.12313 | 984.4286 | 19984.4052
0.5028 | 49.9507 | -0.11894 | 475.4327 | 19970.3981 | 0.5028 | 49.9688 | -0.12313 | 984.4175 | 19984.3927
0.5032 | 49.9507 | -0.119 | 475.1372 | 19970.3786 | 0.5032 | 49.9688 | -0.12313 | 984.3993 | 19984.3803
0.5036 | 49.9506 | -0.11895 | 475.3289 | 19970.359 | 0.5036 | 49.9687 | -0.12312 | 984.3908 | 19984.3679
0.504 | 49.9506 | -0.11895 | 475.3167 | 19970.3394 | 0.504 | 49.9687 | -0.12312 | 984.3739 | 19984.3555
0.5044 | 49.9506 | -0.11894 | 475.3136 | 19970.3198 | 0.5044 | 49.9687 | -0.12312 | 984.3644 | 19984.3431
0.5048 | 49.9506 | -0.11894 | 475.2954 | 19970.3002 | 0.5048 | 49.9687 | -0.12312 | 984.3494 | 19984.3307
0.5052 | 49.9505 | -0.11894 | 475.2902 | 19970.2807 | 0.5052 | 49.9686 | -0.12312 | 984.3393 | 19984.3183
0.5056 | 49.9505 | -0.11893 | 475.2717 | 19970.2611 | 0.5056 | 49.9686 | -0.12312 | 984.3249 | 19984.3059
0.506 | 49.9505 | -0.11893 | 475.2664 | 19970.2416 | 0.506 | 49.9686 | -0.12312 | 984.3149 | 19984.2935
0.5064 | 49.9505 | -0.11893 | 475.2479 | 19970.222 | 0.5064 | 49.9686 | -0.12311 | 984.3005 | 19984.2811
0.5068 | 49.9504 | -0.11892 | 475.2426 | 19970.2025 | 0.5068 | 49.9685 | -0.12311 | 984.2908 | 19984.2687
0.5072 | 49.9504 | -0.11892 | 475.2241 | 19970.1829 | 0.5072 | 49.9685 | -0.12311 | 984.276 | 19984.2563
0.5076 | 49.9504 | -0.11892 | 475.2188 | 19970.1634 | 0.5076 | 49.9685 | -0.12311 | 984.2666 | 19984.2439
0.508 | 49.9504 | -0.11892 | 475.2003 | 19970.1439 | 0.508 | 49.9685 | -0.12311 | 984.2515 | 19984.2315
0.5084 | 49.9503 | -0.11891 | 475.1951 | 19970.1244 | 0.5084 | 49.9684 | -0.12311 | 984.2425 | 19984.2191
0.5088 | 49.9503 | -0.11891 | 475.1766 | 19970.1049 | 0.5088 | 49.9684 | -0.12311 | 984.2269 | 19984.2067
0.5092 | 49.9503 | -0.11891 | 475.1713 | 19970.0854 | 0.5092 | 49.9684 | -0.1231 | 984.2182 | 19984.1943
0.5096 | 49.9503 | -0.11891 | 475.1528 | 19970.0659 | 0.5096 | 49.9684 | -0.1231 | 984.2023 | 19984.1819
0.51 | 49.9502 | -0.1189 | 475.1475 | 19970.0464 | 0.51 | 49.9683 | -0.1231 | 984.194 | 19984.1695
0.5104 | 49.9502 | -0.1189 | 475.129 | 19970.0269 | 0.5104 | 49.9683 | -0.1231 | 984.1778 | 19984.1571
0.5108 | 49.9502 | -0.11889 | 475.1237 | 19970.0074 | 0.5108 | 49.9683 | -0.1231 | 984.1696 | 19984.1447
0.5112 | 49.9502 | -0.11889 | 475.1052 | 19969.9879 | 0.5112 | 49.9683 | -0.1231 | 984.1532 | 19984.1323
0.5116 | 49.9502 | -0.11889 | 475.0999 | 19969.9685 | 0.5116 | 49.9682 | -0.12309 | 984.1453 | 19984.1199
0.512 | 49.9502 | -0.11889 | 475.0814 | 19969.949 | 0.512 | 49.9682 | -0.12309 | 984.1286 | 19984.1075
0.5124 | 49.9501 | -0.11888 | 475.0762 | 19969.9295 | 0.5124 | 49.9682 | -0.12309 | 984.1209 | 19984.0951
0.5128 | 49.9501 | -0.11888 | 475.0577 | 19969.9101 | 0.5128 | 49.9682 | -0.12309 | 984.104 | 19984.0827
0.5132 | 49.9501 | -0.11888 | 475.0524 | 19969.8906 | 0.5132 | 49.9681 | -0.12309 | 984.0965 | 19984.0703
0.5136 | 49.9501 | -0.11888 | 475.0339 | 19969.8712 | 0.5136 | 49.9681 | -0.12309 | 984.0794 | 19984.0579
0.514 | 49.95 | -0.11887 | 475.0286 | 19969.8518 | 0.514 | 49.9681 | -0.12309 | 984.072 | 19984.0455
0.5144 | 49.95 | -0.11887 | 475.0101 | 19969.8323 | 0.5144 | 49.9681 | -0.12308 | 984.0548 | 19984.0331
0.5148 | 49.95 | -0.11887 | 475.0048 | 19969.8129 | 0.5148 | 49.968 | -0.12308 | 984.0476 | 19984.0207
0.5152 | 49.95 | -0.11886 | 474.9863 | 19969.7935 | 0.5152 | 49.968 | -0.12308 | 984.0301 | 19984.0084
0.5156 | 49.9499 | -0.11886 | 474.9811 | 19969.7741 | 0.5156 | 49.968 | -0.12308 | 984.0231 | 19983.996
0.516 | 49.9499 | -0.11886 | 474.9626 | 19969.7547 | 0.516 | 49.968 | -0.12308 | 984.0055 | 19983.9836
0.5164 | 49.9499 | -0.11885 | 474.9573 | 19969.7353 | 0.5164 | 49.9679 | -0.12308 | 983.9986 | 19983.9712
0.5168 | 49.9499 | -0.11885 | 474.9388 | 19969.7159 | 0.5168 | 49.9679 | -0.12308 | 983.9809 | 19983.9588
0.5172 | 49.9498 | -0.11885 | 474.9335 | 19969.6965 | 0.5172 | 49.9679 | -0.12307 | 983.9741 | 19983.9464
0.5176 | 49.9498 | -0.11885 | 474.915 | 19969.6771 | 0.5176 | 49.9679 | -0.12307 | 983.9563 | 19983.934
0.518 | 49.9498 | -0.11884 | 474.9098 | 19969.6578 | 0.518 | 49.9679 | -0.12307 | 983.9496 | 19983.9216
0.5184 | 49.9498 | -0.11884 | 474.8913 | 19969.6384 | 0.5184 | 49.9679 | -0.12307 | 983.9317 | 19983.9092
0.5188 | 49.9497 | -0.11884 | 474.886 | 19969.619 | 0.5188 | 49.9678 | -0.12307 | 983.9251 | 19983.8968
0.5192 | 49.9497 | -0.11884 | 474.8675 | 19969.5997 | 0.5192 | 49.9678 | -0.12307 | 983.9071 | 19983.8844
0.5196 | 49.9497 | -0.11883 | 474.8622 | 19969.5803 | 0.5196 | 49.9678 | -0.12306 | 983.9006 | 19983.872
0.52 | 49.9497 | -0.11883 | 474.8437 | 19969.561 | 0.52 | 49.9678 | -0.12306 | 983.8824 | 19983.8596
0.5204 | 49.9496 | -0.11882 | 474.8385 | 19969.5416 | 0.5204 | 49.9677 | -0.12306 | 983.8761 | 19983.8472
0.5208 | 49.9496 | -0.11882 | 474.82 | 19969.5223 | 0.5208 | 49.9677 | -0.12306 | 983.8578 | 19983.8348
0.5212 | 49.9496 | -0.11882 | 474.8147 | 19969.503 | 0.5212 | 49.9677 | -0.12306 | 983.8515 | 19983.8224
0.5216 | 49.9496 | -0.11882 | 474.7962 | 19969.4836 | 0.5216 | 49.9677 | -0.12306 | 983.8332 | 19983.81
0.522 | 49.9495 | -0.11881 | 474.7909 | 19969.4643 | 0.522 | 49.9676 | -0.12306 | 983.827 | 19983.7976
0.5224 | 49.9495 | -0.11881 | 474.7725 | 19969.445 | 0.5224 | 49.9676 | -0.12306 | 983.8086 | 19983.7852
0.5228 | 49.9495 | -0.11881 | 474.7672 | 19969.4257 | 0.5228 | 49.9676 | -0.12305 | 983.8024 | 19983.7728
0.5232 | 49.9495 | -0.11881 | 474.7487 | 19969.4064 | 0.5232 | 49.9676 | -0.12305 | 983.7839 | 19983.7604
0.5236 | 49.9494 | -0.1188 | 474.7434 | 19969.3871 | 0.5236 | 49.9675 | -0.12305 | 983.7779 | 19983.748
0.524 | 49.9494 | -0.1188 | 474.7249 | 19969.3678 | 0.524 | 49.9675 | -0.12305 | 983.7593 | 19983.7356
0.5244 | 49.9494 | -0.1188 | 474.7196 | 19969.3485 | 0.5244 | 49.9675 | -0.12305 | 983.7533 | 19983.7232
0.5248 | 49.9494 | -0.11879 | 474.7012 | 19969.3293 | 0.5248 | 49.9675 | -0.12305 | 983.7347 | 19983.7108
0.5252 | 49.9493 | -0.11879 | 474.6959 | 19969.31 | 0.5252 | 49.9674 | -0.12304 | 983.7288 | 19983.6984
0.5256 | 49.9493 | -0.11879 | 474.6774 | 19969.2907 | 0.5256 | 49.9674 | -0.12304 | 983.71 | 19983.686
0.526 | 49.9493 | -0.11878 | 474.6721 | 19969.2715 | 0.526 | 49.9674 | -0.12304 | 983.7042 | 19983.6736
0.5264 | 49.9493 | -0.11878 | 474.6537 | 19969.2522 | 0.5264 | 49.9674 | -0.12304 | 983.6854 | 19983.6612
0.5268 | 49.9492 | -0.11878 | 474.6484 | 19969.233 | 0.5268 | 49.9673 | -0.12304 | 983.6797 | 19983.6488
0.5272 | 49.9492 | -0.11878 | 474.6299 | 19969.2137 | 0.5272 | 49.9673 | -0.12304 | 983.6608 | 19983.6364
0.5276 | 49.9492 | -0.11877 | 474.6246 | 19969.1945 | 0.5276 | 49.9673 | -0.12304 | 983.6551 | 19983.624
0.528 | 49.9492 | -0.11877 | 474.6062 | 19969.1752 | 0.528 | 49.9673 | -0.12303 | 983.6362 | 19983.6116
0.5284 | 49.9492 | -0.11877 | 474.6009 | 19969.156 | 0.5284 | 49.9672 | -0.12303 | 983.6305 | 19983.5992
0.5288 | 49.9492 | -0.11877 | 474.5824 | 19969.1368 | 0.5288 | 49.9672 | -0.12303 | 983.6115 | 19983.5868
0.5292 | 49.9491 | -0.11876 | 474.5771 | 19969.1176 | 0.5292 | 49.9672 | -0.12303 | 983.606 | 19983.5744
0.5296 | 49.9491 | -0.11876 | 474.5586 | 19969.0984 | 0.5296 | 49.9672 | -0.12303 | 983.5869 | 19983.562
0.53 | 49.9491 | -0.11875 | 474.5534 | 19969.0792 | 0.53 | 49.9671 | -0.12303 | 983.5814 | 19983.5496
0.5304 | 49.9491 | -0.11875 | 474.5349 | 19969.06 | 0.5304 | 49.9671 | -0.12303 | 983.5622 | 19983.5372
0.5308 | 49.949 | -0.11875 | 474.5296 | 19969.0408 | 0.5308 | 49.9671 | -0.12302 | 983.5568 | 19983.5248
0.5312 | 49.949 | -0.11875 | 474.5111 | 19969.0216 | 0.5312 | 49.9671 | -0.12302 | 983.5376 | 19983.5125
0.5316 | 49.949 | -0.11874 | 474.5059 | 19969.0024 | 0.5316 | 49.967 | -0.12302 | 983.5323 | 19983.5001
0.532 | 49.949 | -0.11874 | 474.4874 | 19968.9832 | 0.532 | 49.967 | -0.12302 | 983.513 | 19983.4877
0.5324 | 49.9489 | -0.11874 | 474.4821 | 19968.964 | 0.5324 | 49.967 | -0.12302 | 983.5077 | 19983.4753
0.5328 | 49.9489 | -0.11874 | 474.4637 | 19968.9449 | 0.5328 | 49.967 | -0.12302 | 983.4883 | 19983.4629
0.5332 | 49.9489 | -0.11873 | 474.4584 | 19968.9257 | 0.5332 | 49.9669 | -0.12301 | 983.4831 | 19983.4505
0.5336 | 49.9489 | -0.11873 | 474.4399 | 19968.9066 | 0.5336 | 49.9669 | -0.12301 | 983.4637 | 19983.4381
0.534 | 49.9488 | -0.11873 | 474.4346 | 19968.8874 | 0.534 | 49.9669 | -0.12301 | 983.4585 | 19983.4257
0.5344 | 49.9488 | -0.11872 | 474.4162 | 19968.8683 | 0.5344 | 49.9669 | -0.12301 | 983.439 | 19983.4133
0.5348 | 49.9488 | -0.11872 | 474.4109 | 19968.8491 | 0.5348 | 49.9668 | -0.12301 | 983.434 | 19983.4009
0.5352 | 49.9488 | -0.11872 | 474.3924 | 19968.83 | 0.5352 | 49.9668 | -0.12301 | 983.4144 | 19983.3885
0.5356 | 49.9487 | -0.11871 | 474.3871 | 19968.8109 | 0.5356 | 49.9668 | -0.12301 | 983.4094 | 19983.3761
0.536 | 49.9487 | -0.11871 | 474.3687 | 19968.7917 | 0.536 | 49.9668 | -0.123 | 983.3897 | 19983.3637
0.5364 | 49.9487 | -0.11871 | 474.3634 | 19968.7726 | 0.5364 | 49.9667 | -0.123 | 983.3848 | 19983.3513
0.5368 | 49.9487 | -0.11871 | 474.3449 | 19968.7535 | 0.5368 | 49.9667 | -0.123 | 983.3651 | 19983.3389
0.5372 | 49.9486 | -0.1187 | 474.3396 | 19968.7344 | 0.5372 | 49.9667 | -0.123 | 983.3602 | 19983.3265
0.5376 | 49.9486 | -0.1187 | 474.3212 | 19968.7153 | 0.5376 | 49.9667 | -0.123 | 983.3404 | 19983.3141
0.538 | 49.9486 | -0.1187 | 474.3159 | 19968.6962 | 0.538 | 49.9666 | -0.123 | 983.3356 | 19983.3017
0.5384 | 49.9486 | -0.1187 | 474.2975 | 19968.6771 | 0.5384 | 49.9666 | -0.123 | 983.3157 | 19983.2893
0.5388 | 49.9485 | -0.11869 | 474.2922 | 19968.658 | 0.5388 | 49.9666 | -0.12299 | 983.311 | 19983.2769
0.5392 | 49.9485 | -0.11869 | 474.2737 | 19968.6389 | 0.5392 | 49.9666 | -0.12299 | 983.2911 | 19983.2645
0.5396 | 49.9485 | -0.11868 | 474.2684 | 19968.6199 | 0.5396 | 49.9665 | -0.12299 | 983.2865 | 19983.2522
0.54 | 49.9485 | -0.11868 | 474.25 | 19968.6008 | 0.54 | 49.9665 | -0.12299 | 983.2664 | 19983.2398
0.5404 | 49.9484 | -0.11868 | 474.2447 | 19968.5817 | 0.5404 | 49.9665 | -0.12299 | 983.2619 | 19983.2274
0.5408 | 49.9484 | -0.11868 | 474.2263 | 19968.5627 | 0.5408 | 49.9665 | -0.12299 | 983.2417 | 19983.215
0.5412 | 49.9484 | -0.11867 | 474.221 | 19968.5436 | 0.5412 | 49.9664 | -0.12298 | 983.2373 | 19983.2026
0.5416 | 49.9484 | -0.11867 | 474.2025 | 19968.5246 | 0.5416 | 49.9664 | -0.12298 | 983.217 | 19983.1902
0.542 | 49.9483 | -0.11867 | 474.1972 | 19968.5055 | 0.542 | 49.9664 | -0.12298 | 983.2127 | 19983.1778
0.5424 | 49.9483 | -0.11867 | 474.1788 | 19968.4865 | 0.5424 | 49.9664 | -0.12298 | 983.1923 | 19983.1654
0.5428 | 49.9483 | -0.11866 | 474.1735 | 19968.4675 | 0.5428 | 49.9663 | -0.12298 | 983.1881 | 19983.153
0.5432 | 49.9483 | -0.11866 | 474.1551 | 19968.4484 | 0.5432 | 49.9663 | -0.12298 | 983.1676 | 19983.1406
0.5436 | 49.9483 | -0.11866 | 474.1498 | 19968.4294 | 0.5436 | 49.9663 | -0.12298 | 983.1635 | 19983.1282
0.544 | 49.9483 | -0.11865 | 474.1313 | 19968.4104 | 0.544 | 49.9663 | -0.12298 | 983.1429 | 19983.1158
0.5444 | 49.9482 | -0.11865 | 474.126 | 19968.3914 | 0.5444 | 49.9662 | -0.12297 | 983.1389 | 19983.1034
0.5448 | 49.9482 | -0.11865 | 474.1076 | 19968.3724 | 0.5448 | 49.9662 | -0.12297 | 983.1182 | 19983.091
0.5452 | 49.9482 | -0.11864 | 474.1023 | 19968.3534 | 0.5452 | 49.9662 | -0.12297 | 983.1143 | 19983.0786
0.5456 | 49.9482 | -0.11864 | 474.0839 | 19968.3344 | 0.5456 | 49.9662 | -0.12297 | 983.0935 | 19983.0662
0.546 | 49.9481 | -0.11864 | 474.0786 | 19968.3154 | 0.546 | 49.9661 | -0.12297 | 983.0897 | 19983.0538
0.5464 | 49.9481 | -0.11864 | 474.0601 | 19968.2964 | 0.5464 | 49.9661 | -0.12297 | 983.0687 | 19983.0415
0.5468 | 49.9481 | -0.11863 | 474.0548 | 19968.2774 | 0.5468 | 49.9661 | -0.12296 | 983.0652 | 19983.0291
0.5472 | 49.9481 | -0.11863 | 474.0364 | 19968.2584 | 0.5472 | 49.9661 | -0.12296 | 983.044 | 19983.0167
0.5476 | 49.948 | -0.11863 | 474.0311 | 19968.2395 | 0.5476 | 49.966 | -0.12296 | 983.0406 | 19983.0043
0.548 | 49.948 | -0.11863 | 474.0127 | 19968.2205 | 0.548 | 49.966 | -0.12296 | 983.0193 | 19982.9919
0.5484 | 49.948 | -0.11862 | 474.0074 | 19968.2016 | 0.5484 | 49.966 | -0.12296 | 983.016 | 19982.9795
0.5488 | 49.948 | -0.11862 | 473.989 | 19968.1826 | 0.5488 | 49.966 | -0.12296 | 982.9945 | 19982.9671
0.5492 | 49.9479 | -0.11861 | 473.9837 | 19968.1636 | 0.5492 | 49.9659 | -0.12296 | 982.9914 | 19982.9547
0.5496 | 49.9479 | -0.11861 | 473.9652 | 19968.1447 | 0.5496 | 49.9659 | -0.12295 | 982.9698 | 19982.9423
0.55 | 49.9479 | -0.11861 | 473.9599 | 19968.1258 | 0.55 | 49.9659 | -0.12295 | 982.9668 | 19982.9299
0.5504 | 49.9479 | -0.11861 | 473.9415 | 19968.1068 | 0.5504 | 49.9659 | -0.12295 | 982.945 | 19982.9175
0.5508 | 49.9478 | -0.1186 | 473.9362 | 19968.0879 | 0.5508 | 49.9658 | -0.12295 | 982.9422 | 19982.9051
0.5512 | 49.9478 | -0.1186 | 473.9178 | 19968.069 | 0.5512 | 49.9658 | -0.12295 | 982.9203 | 19982.8927
0.5516 | 49.9478 | -0.1186 | 473.9125 | 19968.0501 | 0.5516 | 49.9658 | -0.12295 | 982.9176 | 19982.8803
0.552 | 49.9478 | -0.1186 | 473.8941 | 19968.0312 | 0.552 | 49.9658 | -0.12295 | 982.8955 | 19982.868
0.5524 | 49.9477 | -0.11859 | 473.8888 | 19968.0122 | 0.5524 | 49.9657 | -0.12294 | 982.893 | 19982.8556
0.5528 | 49.9477 | -0.11859 | 473.8704 | 19967.9933 | 0.5528 | 49.9657 | -0.12294 | 982.8707 | 19982.8432
0.5532 | 49.9477 | -0.11859 | 473.8651 | 19967.9744 | 0.5532 | 49.9657 | -0.12294 | 982.8684 | 19982.8308
0.5536 | 49.9477 | -0.11858 | 473.8467 | 19967.9556 | 0.5536 | 49.9657 | -0.12294 | 982.846 | 19982.8184
0.554 | 49.9476 | -0.11858 | 473.8413 | 19967.9367 | 0.554 | 49.9656 | -0.12294 | 982.8438 | 19982.806
0.5544 | 49.9476 | -0.11858 | 473.8229 | 19967.9178 | 0.5544 | 49.9656 | -0.12294 | 982.8213 | 19982.7936
0.5548 | 49.9476 | -0.11857 | 473.8176 | 19967.8989 | 0.5548 | 49.9656 | -0.12293 | 982.8192 | 19982.7812
0.5552 | 49.9476 | -0.11857 | 473.7992 | 19967.88 | 0.5552 | 49.9656 | -0.12293 | 982.7965 | 19982.7688
0.5556 | 49.9475 | -0.11857 | 473.7939 | 19967.8612 | 0.5556 | 49.9655 | -0.12293 | 982.7945 | 19982.7564
0.556 | 49.9475 | -0.11857 | 473.7755 | 19967.8423 | 0.556 | 49.9655 | -0.12293 | 982.7718 | 19982.744
0.5564 | 49.9475 | -0.11856 | 473.7702 | 19967.8234 | 0.5564 | 49.9655 | -0.12293 | 982.7699 | 19982.7316
0.5568 | 49.9475 | -0.11856 | 473.7518 | 19967.8046 | 0.5568 | 49.9655 | -0.12293 | 982.7471 | 19982.7193
0.5572 | 49.9474 | -0.11856 | 473.7465 | 19967.7857 | 0.5572 | 49.9654 | -0.12293 | 982.7453 | 19982.7069
0.5576 | 49.9474 | -0.11856 | 473.7281 | 19967.7669 | 0.5576 | 49.9654 | -0.12293 | 982.7225 | 19982.6945
0.558 | 49.9474 | -0.11855 | 473.7228 | 19967.7481 | 0.558 | 49.9654 | -0.12292 | 982.7207 | 19982.6821
0.5584 | 49.9474 | -0.11855 | 473.7044 | 19967.7292 | 0.5584 | 49.9654 | -0.12292 | 982.6978 | 19982.6697
0.5588 | 49.9474 | -0.11854 | 473.6991 | 19967.7104 | 0.5588 | 49.9653 | -0.12292 | 982.6962 | 19982.6573
0.5592 | 49.9474 | -0.11854 | 473.6807 | 19967.6916 | 0.5592 | 49.9653 | -0.12292 | 982.6732 | 19982.6449
0.5596 | 49.9473 | -0.11854 | 473.6754 | 19967.6728 | 0.5596 | 49.9653 | -0.12292 | 982.6717 | 19982.6325
0.56 | 49.9473 | -0.11854 | 473.657 | 19967.654 | 0.56 | 49.9653 | -0.12292 | 982.6486 | 19982.6201
0.5604 | 49.9473 | -0.11853 | 473.652 | 19967.6351 | 0.5604 | 49.9652 | -0.12291 | 982.6471 | 19982.6077
0.5608 | 49.9473 | -0.11859 | 473.3905 | 19967.6163 | 0.5608 | 49.9652 | -0.12291 | 982.6241 | 19982.5953
0.5612 | 49.9472 | -0.11852 | 473.674 | 19967.5975 | 0.5612 | 49.9652 | -0.12291 | 982.6226 | 19982.583
0.5616 | 49.9472 | -0.11854 | 473.5614 | 19967.5788 | 0.5616 | 49.9652 | -0.12291 | 982.5995 | 19982.5706
0.562 | 49.9472 | -0.11851 | 473.6573 | 19967.56 | 0.562 | 49.9651 | -0.12291 | 982.5981 | 19982.5582
0.5624 | 49.9472 | -0.11854 | 473.5066 | 19967.5412 | 0.5624 | 49.9651 | -0.12291 | 982.5749 | 19982.5458
0.5628 | 49.9471 | -0.11849 | 473.6771 | 19967.5224 | 0.5628 | 49.9651 | -0.12291 | 982.5736 | 19982.5334
0.5632 | 49.9471 | -0.1185 | 473.6105 | 19967.5036 | 0.5632 | 49.9651 | -0.1229 | 982.5504 | 19982.521
0.5636 | 49.9471 | -0.11848 | 473.6751 | 19967.4849 | 0.5636 | 49.965 | -0.1229 | 982.549 | 19982.5086
0.564 | 49.9471 | -0.11847 | 473.6966 | 19967.4661 | 0.564 | 49.965 | -0.1229 | 982.5258 | 19982.4962
0.5644 | 49.947 | -0.11851 | 473.4983 | 19967.4473 | 0.5644 | 49.965 | -0.1229 | 982.5245 | 19982.4838
0.5648 | 49.947 | -0.11849 | 473.5597 | 19967.4286 | 0.5648 | 49.965 | -0.1229 | 982.5013 | 19982.4714
0.5652 | 49.947 | -0.1185 | 473.4958 | 19967.4098 | 0.5652 | 49.9649 | -0.1229 | 982.4999 | 19982.459
0.5656 | 49.947 | -0.1185 | 473.484 | 19967.3911 | 0.5656 | 49.9649 | -0.1229 | 982.4767 | 19982.4467
0.566 | 49.9469 | -0.11849 | 473.4924 | 19967.3724 | 0.566 | 49.9649 | -0.12289 | 982.4754 | 19982.4343
0.5664 | 49.9469 | -0.11849 | 473.4678 | 19967.3536 | 0.5664 | 49.9649 | -0.12289 | 982.4522 | 19982.4219
0.5668 | 49.9469 | -0.11849 | 473.4624 | 19967.3349 | 0.5668 | 49.9649 | -0.12289 | 982.4509 | 19982.4095
0.5672 | 49.9469 | -0.11849 | 473.4437 | 19967.3162 | 0.5672 | 49.9649 | -0.12289 | 982.4276 | 19982.3971
0.5676 | 49.9468 | -0.11848 | 473.4384 | 19967.2974 | 0.5676 | 49.9648 | -0.12289 | 982.4263 | 19982.3847
0.568 | 49.9468 | -0.11848 | 473.42 | 19967.2787 | 0.568 | 49.9648 | -0.12289 | 982.4031 | 19982.3723
0.5684 | 49.9468 | -0.11848 | 473.4147 | 19967.26 | 0.5684 | 49.9648 | -0.12288 | 982.4018 | 19982.3599
0.5688 | 49.9468 | -0.11847 | 473.3963 | 19967.2413 | 0.5688 | 49.9648 | -0.12288 | 982.3785 | 19982.3475
0.5692 | 49.9467 | -0.11847 | 473.391 | 19967.2226 | 0.5692 | 49.9647 | -0.12288 | 982.3772 | 19982.3352
0.5696 | 49.9467 | -0.11847 | 473.3726 | 19967.2039 | 0.5696 | 49.9647 | -0.12288 | 982.354 | 19982.3228
0.57 | 49.9467 | -0.11846 | 473.3673 | 19967.1852 | 0.57 | 49.9647 | -0.12288 | 982.3527 | 19982.3104
0.5704 | 49.9467 | -0.11846 | 473.3489 | 19967.1666 | 0.5704 | 49.9647 | -0.12288 | 982.3294 | 19982.298
0.5708 | 49.9466 | -0.11846 | 473.3436 | 19967.1479 | 0.5708 | 49.9646 | -0.12288 | 982.3281 | 19982.2856
0.5712 | 49.9466 | -0.11846 | 473.3252 | 19967.1292 | 0.5712 | 49.9646 | -0.12288 | 982.3049 | 19982.2732
0.5716 | 49.9466 | -0.11845 | 473.3199 | 19967.1105 | 0.5716 | 49.9646 | -0.12287 | 982.3036 | 19982.2608
0.572 | 49.9466 | -0.11845 | 473.3015 | 19967.0919 | 0.572 | 49.9646 | -0.12287 | 982.2803 | 19982.2484
0.5724 | 49.9465 | -0.11845 | 473.2962 | 19967.0732 | 0.5724 | 49.9645 | -0.12287 | 982.279 | 19982.236
0.5728 | 49.9465 | -0.11844 | 473.2779 | 19967.0545 | 0.5728 | 49.9645 | -0.12287 | 982.2558 | 19982.2237
0.5732 | 49.9465 | -0.11844 | 473.2726 | 19967.0359 | 0.5732 | 49.9645 | -0.12287 | 982.2545 | 19982.2113
0.5736 | 49.9465 | -0.11844 | 473.2542 | 19967.0172 | 0.5736 | 49.9645 | -0.12287 | 982.2312 | 19982.1989
0.574 | 49.9464 | -0.11843 | 473.2489 | 19966.9986 | 0.574 | 49.9644 | -0.12286 | 982.2299 | 19982.1865
0.5744 | 49.9465 | -0.11843 | 473.2305 | 19966.98 | 0.5744 | 49.9644 | -0.12286 | 982.2067 | 19982.1741
0.5748 | 49.9464 | -0.11843 | 473.2252 | 19966.9613 | 0.5748 | 49.9644 | -0.12286 | 982.2054 | 19982.1617
0.5752 | 49.9464 | -0.11843 | 473.2068 | 19966.9427 | 0.5752 | 49.9644 | -0.12286 | 982.1822 | 19982.1493
0.5756 | 49.9464 | -0.11842 | 473.2015 | 19966.9241 | 0.5756 | 49.9643 | -0.12286 | 982.1808 | 19982.1369
0.576 | 49.9464 | -0.11842 | 473.1831 | 19966.9055 | 0.576 | 49.9643 | -0.12286 | 982.1576 | 19982.1245
0.5764 | 49.9463 | -0.11842 | 473.1778 | 19966.8868 | 0.5764 | 49.9643 | -0.12285 | 982.1562 | 19982.1122
0.5768 | 49.9463 | -0.11842 | 473.1594 | 19966.8682 | 0.5768 | 49.9643 | -0.12285 | 982.1331 | 19982.0998
0.5772 | 49.9463 | -0.11841 | 473.1541 | 19966.8496 | 0.5772 | 49.9642 | -0.12285 | 982.1317 | 19982.0874
0.5776 | 49.9463 | -0.11841 | 473.1358 | 19966.831 | 0.5776 | 49.9642 | -0.12285 | 982.1085 | 19982.075
0.578 | 49.9462 | -0.11841 | 473.1304 | 19966.8124 | 0.578 | 49.9642 | -0.12285 | 982.1071 | 19982.0626
0.5784 | 49.9462 | -0.1184 | 473.1121 | 19966.7938 | 0.5784 | 49.9642 | -0.12285 | 982.084 | 19982.0502
0.5788 | 49.9462 | -0.1184 | 473.1068 | 19966.7753 | 0.5788 | 49.9641 | -0.12285 | 982.0826 | 19982.0378
0.5792 | 49.9462 | -0.1184 | 473.0884 | 19966.7567 | 0.5792 | 49.9641 | -0.12285 | 982.0595 | 19982.0254
0.5796 | 49.9461 | -0.11839 | 473.0831 | 19966.7381 | 0.5796 | 49.9641 | -0.12284 | 982.058 | 19982.0131
0.58 | 49.9461 | -0.11839 | 473.0647 | 19966.7195 | 0.58 | 49.9641 | -0.12284 | 982.0349 | 19982.0007
0.5804 | 49.9461 | -0.11839 | 473.0594 | 19966.701 | 0.5804 | 49.964 | -0.12284 | 982.0334 | 19981.9883
0.5808 | 49.9461 | -0.11839 | 473.041 | 19966.6824 | 0.5808 | 49.964 | -0.12284 | 982.0104 | 19981.9759
0.5812 | 49.946 | -0.11838 | 473.0357 | 19966.6638 | 0.5812 | 49.964 | -0.12284 | 982.0089 | 19981.9635
0.5816 | 49.946 | -0.11838 | 473.0174 | 19966.6453 | 0.5816 | 49.964 | -0.12284 | 981.9859 | 19981.9511
0.582 | 49.946 | -0.11838 | 473.0121 | 19966.6267 | 0.582 | 49.9639 | -0.12283 | 981.9843 | 19981.9387
0.5824 | 49.946 | -0.11837 | 472.9937 | 19966.6082 | 0.5824 | 49.9639 | -0.12283 | 981.9613 | 19981.9263
0.5828 | 49.9459 | -0.11837 | 472.9884 | 19966.5896 | 0.5828 | 49.9639 | -0.12283 | 981.9598 | 19981.914
0.5832 | 49.9459 | -0.11837 | 472.97 | 19966.5711 | 0.5832 | 49.9639 | -0.12283 | 981.9368 | 19981.9016
0.5836 | 49.9459 | -0.11836 | 472.9647 | 19966.5526 | 0.5836 | 49.9638 | -0.12283 | 981.9352 | 19981.8892
0.584 | 49.9459 | -0.11836 | 472.9463 | 19966.5341 | 0.584 | 49.9638 | -0.12283 | 981.9123 | 19981.8768
0.5844 | 49.9458 | -0.11836 | 472.941 | 19966.5155 | 0.5844 | 49.9638 | -0.12283 | 981.9106 | 19981.8644
0.5848 | 49.9458 | -0.11836 | 472.9227 | 19966.497 | 0.5848 | 49.9638 | -0.12283 | 981.8877 | 19981.852
0.5852 | 49.9458 | -0.11835 | 472.9174 | 19966.4785 | 0.5852 | 49.9637 | -0.12282 | 981.8861 | 19981.8396
0.5856 | 49.9458 | -0.11835 | 472.899 | 19966.46 | 0.5856 | 49.9637 | -0.12282 | 981.8632 | 19981.8273
0.586 | 49.9457 | -0.11835 | 472.8937 | 19966.4415 | 0.586 | 49.9637 | -0.12282 | 981.8615 | 19981.8149
0.5864 | 49.9457 | -0.11835 | 472.8753 | 19966.423 | 0.5864 | 49.9637 | -0.12282 | 981.8387 | 19981.8025
0.5868 | 49.9457 | -0.11834 | 472.87 | 19966.4045 | 0.5868 | 49.9636 | -0.12282 | 981.8369 | 19981.7901
0.5872 | 49.9457 | -0.11834 | 472.8517 | 19966.386 | 0.5872 | 49.9636 | -0.12282 | 981.8141 | 19981.7777
0.5876 | 49.9456 | -0.11834 | 472.8464 | 19966.3675 | 0.5876 | 49.9636 | -0.12281 | 981.8124 | 19981.7653
0.588 | 49.9456 | -0.11833 | 472.828 | 19966.349 | 0.588 | 49.9636 | -0.12281 | 981.7896 | 19981.7529
0.5884 | 49.9456 | -0.11833 | 472.8227 | 19966.3306 | 0.5884 | 49.9635 | -0.12281 | 981.7878 | 19981.7405
0.5888 | 49.9456 | -0.11833 | 472.8043 | 19966.3121 | 0.5888 | 49.9635 | -0.12281 | 981.7651 | 19981.7282
0.5892 | 49.9456 | -0.11832 | 472.799 | 19966.2936 | 0.5892 | 49.9635 | -0.12281 | 981.7632 | 19981.7158
0.5896 | 49.9456 | -0.11832 | 472.7807 | 19966.2752 | 0.5896 | 49.9635 | -0.12281 | 981.7406 | 19981.7034
0.59 | 49.9455 | -0.11832 | 472.7754 | 19966.2567 | 0.59 | 49.9634 | -0.1228 | 981.7387 | 19981.691
0.5904 | 49.9455 | -0.11832 | 472.757 | 19966.2383 | 0.5904 | 49.9634 | -0.1228 | 981.716 | 19981.6786
0.5908 | 49.9455 | -0.11831 | 472.7517 | 19966.2198 | 0.5908 | 49.9634 | -0.1228 | 981.7141 | 19981.6662
0.5912 | 49.9455 | -0.11831 | 472.7333 | 19966.2014 | 0.5912 | 49.9634 | -0.1228 | 981.6915 | 19981.6538
0.5916 | 49.9454 | -0.11831 | 472.728 | 19966.1829 | 0.5916 | 49.9633 | -0.1228 | 981.6895 | 19981.6415
0.592 | 49.9454 | -0.11831 | 472.7097 | 19966.1645 | 0.592 | 49.9633 | -0.1228 | 981.667 | 19981.6291
0.5924 | 49.9454 | -0.1183 | 472.7044 | 19966.1461 | 0.5924 | 49.9633 | -0.1228 | 981.665 | 19981.6167
0.5928 | 49.9454 | -0.1183 | 472.686 | 19966.1276 | 0.5928 | 49.9633 | -0.1228 | 981.6425 | 19981.6043
0.5932 | 49.9453 | -0.11829 | 472.6807 | 19966.1092 | 0.5932 | 49.9632 | -0.12279 | 981.6404 | 19981.5919
0.5936 | 49.9453 | -0.11829 | 472.6624 | 19966.0908 | 0.5936 | 49.9632 | -0.12279 | 981.6179 | 19981.5795
0.594 | 49.9453 | -0.11829 | 472.657 | 19966.0724 | 0.594 | 49.9632 | -0.12279 | 981.6159 | 19981.5672
0.5944 | 49.9453 | -0.11829 | 472.6387 | 19966.054 | 0.5944 | 49.9632 | -0.12279 | 981.5934 | 19981.5548
0.5948 | 49.9452 | -0.11828 | 472.6334 | 19966.0356 | 0.5948 | 49.9631 | -0.12279 | 981.5913 | 19981.5424
0.5952 | 49.9452 | -0.11828 | 472.6151 | 19966.0172 | 0.5952 | 49.9631 | -0.12279 | 981.5689 | 19981.53
0.5956 | 49.9452 | -0.11828 | 472.6097 | 19965.9988 | 0.5956 | 49.9631 | -0.12278 | 981.5667 | 19981.5176
0.596 | 49.9452 | -0.11828 | 472.5914 | 19965.9804 | 0.596 | 49.9631 | -0.12278 | 981.5444 | 19981.5052
0.5964 | 49.9451 | -0.11827 | 472.5861 | 19965.962 | 0.5964 | 49.963 | -0.12278 | 981.5422 | 19981.4928
0.5968 | 49.9451 | -0.11827 | 472.5677 | 19965.9436 | 0.5968 | 49.963 | -0.12278 | 981.5198 | 19981.4805
0.5972 | 49.9451 | -0.11827 | 472.5624 | 19965.9252 | 0.5972 | 49.963 | -0.12278 | 981.5176 | 19981.4681
0.5976 | 49.9451 | -0.11826 | 472.5441 | 19965.9069 | 0.5976 | 49.963 | -0.12278 | 981.4953 | 19981.4557
0.598 | 49.945 | -0.11826 | 472.5388 | 19965.8885 | 0.598 | 49.9629 | -0.12278 | 981.493 | 19981.4433
0.5984 | 49.945 | -0.11826 | 472.5204 | 19965.8701 | 0.5984 | 49.9629 | -0.12277 | 981.4708 | 19981.4309
0.5988 | 49.945 | -0.11825 | 472.5151 | 19965.8518 | 0.5988 | 49.9629 | -0.12277 | 981.4685 | 19981.4185
0.5992 | 49.945 | -0.11825 | 472.4968 | 19965.8334 | 0.5992 | 49.9629 | -0.12277 | 981.4463 | 19981.4062
0.5996 | 49.9449 | -0.11825 | 472.4915 | 19965.815 | 0.5996 | 49.9628 | -0.12277 | 981.4439 | 19981.3938
0.6 | 49.9449 | -0.11825 | 472.4731 | 19965.7967 | 0.6 | 49.9628 | -0.12277 | 981.4218 | 19981.3814
0.6004 | 49.9449 | -0.11824 | 472.4678 | 19965.7784 | 0.6004 | 49.9628 | -0.12277 | 981.4193 | 19981.369
0.6008 | 49.9449 | -0.11824 | 472.4495 | 19965.76 | 0.6008 | 49.9628 | -0.12277 | 981.3972 | 19981.3566
0.6012 | 49.9448 | -0.11824 | 472.4442 | 19965.7417 | 0.6012 | 49.9627 | -0.12276 | 981.3948 | 19981.3442
0.6016 | 49.9448 | -0.11824 | 472.4258 | 19965.7234 | 0.6016 | 49.9627 | -0.12276 | 981.3727 | 19981.3319
0.602 | 49.9448 | -0.11823 | 472.4205 | 19965.705 | 0.602 | 49.9627 | -0.12276 | 981.3702 | 19981.3195
0.6024 | 49.9448 | -0.11823 | 472.4022 | 19965.6867 | 0.6024 | 49.9627 | -0.12276 | 981.3482 | 19981.3071
0.6028 | 49.9447 | -0.11823 | 472.3969 | 19965.6684 | 0.6028 | 49.9626 | -0.12276 | 981.3457 | 19981.2947
0.6032 | 49.9447 | -0.11822 | 472.3786 | 19965.6501 | 0.6032 | 49.9626 | -0.12276 | 981.3237 | 19981.2823
0.6036 | 49.9447 | -0.11822 | 472.3732 | 19965.6318 | 0.6036 | 49.9626 | -0.12275 | 981.3211 | 19981.2699
0.604 | 49.9447 | -0.11822 | 472.3549 | 19965.6135 | 0.604 | 49.9626 | -0.12275 | 981.2991 | 19981.2576
0.6044 | 49.9447 | -0.11821 | 472.3496 | 19965.5952 | 0.6044 | 49.9625 | -0.12275 | 981.2965 | 19981.2452
0.6048 | 49.9447 | -0.11821 | 472.3313 | 19965.5769 | 0.6048 | 49.9625 | -0.12275 | 981.2746 | 19981.2328
0.6052 | 49.9446 | -0.11821 | 472.3259 | 19965.5586 | 0.6052 | 49.9625 | -0.12275 | 981.272 | 19981.2204
0.6056 | 49.9446 | -0.11821 | 472.3076 | 19965.5403 | 0.6056 | 49.9625 | -0.12275 | 981.2501 | 19981.208
0.606 | 49.9446 | -0.1182 | 472.3023 | 19965.522 | 0.606 | 49.9624 | -0.12275 | 981.2474 | 19981.1956
0.6064 | 49.9446 | -0.1182 | 472.284 | 19965.5037 | 0.6064 | 49.9624 | -0.12275 | 981.2256 | 19981.1833
0.6068 | 49.9445 | -0.1182 | 472.2787 | 19965.4854 | 0.6068 | 49.9624 | -0.12274 | 981.2229 | 19981.1709
0.6072 | 49.9445 | -0.11819 | 472.2604 | 19965.4672 | 0.6072 | 49.9624 | -0.12274 | 981.2011 | 19981.1585
0.6076 | 49.9445 | -0.11819 | 472.255 | 19965.4489 | 0.6076 | 49.9623 | -0.12274 | 981.1983 | 19981.1461
0.608 | 49.9445 | -0.11819 | 472.2367 | 19965.4307 | 0.608 | 49.9623 | -0.12274 | 981.1766 | 19981.1337
0.6084 | 49.9444 | -0.11818 | 472.2314 | 19965.4124 | 0.6084 | 49.9623 | -0.12274 | 981.1737 | 19981.1213
0.6088 | 49.9444 | -0.11818 | 472.2131 | 19965.3941 | 0.6088 | 49.9623 | -0.12274 | 981.152 | 19981.109
0.6092 | 49.9444 | -0.11818 | 472.2078 | 19965.3759 | 0.6092 | 49.9622 | -0.12273 | 981.1492 | 19981.0966
0.6096 | 49.9444 | -0.11818 | 472.1894 | 19965.3576 | 0.6096 | 49.9622 | -0.12273 | 981.1278 | 19981.0842
0.61 | 49.9443 | -0.11817 | 472.1841 | 19965.3394 | 0.61 | 49.9622 | -0.12267 | 981.6415 | 19981.0718
0.6104 | 49.9443 | -0.11817 | 472.1658 | 19965.3212 | 0.6104 | 49.9622 | -0.12268 | 981.5001 | 19981.0594
0.6108 | 49.9443 | -0.11817 | 472.1605 | 19965.3029 | 0.6108 | 49.9621 | -0.12273 | 981.1047 | 19981.0471
0.6112 | 49.9443 | -0.11817 | 472.1422 | 19965.2847 | 0.6112 | 49.9621 | -0.12272 | 981.176 | 19981.0347
0.6116 | 49.9442 | -0.11816 | 472.1368 | 19965.2665 | 0.6116 | 49.9621 | -0.12273 | 981.0653 | 19981.0223
0.612 | 49.9442 | -0.11816 | 472.1185 | 19965.2483 | 0.612 | 49.9621 | -0.1228 | 980.4848 | 19981.0099
0.6124 | 49.9442 | -0.11816 | 472.1132 | 19965.23 | 0.6124 | 49.9621 | -0.12274 | 980.9156 | 19980.9975
0.6128 | 49.9442 | -0.11815 | 472.0949 | 19965.2118 | 0.6128 | 49.9621 | -0.12271 | 981.1576 | 19980.9851
0.6132 | 49.9441 | -0.11815 | 472.0896 | 19965.1936 | 0.6132 | 49.962 | -0.12271 | 981.1289 | 19980.9728
0.6136 | 49.9441 | -0.11815 | 472.0713 | 19965.1754 | 0.6136 | 49.962 | -0.12271 | 981.0744 | 19980.9604
0.614 | 49.9441 | -0.11814 | 472.066 | 19965.1572 | 0.614 | 49.962 | -0.12272 | 981.0032 | 19980.948
0.6144 | 49.9441 | -0.11814 | 472.0477 | 19965.139 | 0.6144 | 49.962 | -0.12272 | 980.9815 | 19980.9356
0.6148 | 49.944 | -0.11814 | 472.0423 | 19965.1208 | 0.6148 | 49.9619 | -0.12271 | 980.9764 | 19980.9232
0.6152 | 49.944 | -0.11814 | 472.024 | 19965.1027 | 0.6152 | 49.9619 | -0.12271 | 980.9565 | 19980.9109
0.6156 | 49.944 | -0.11813 | 472.0187 | 19965.0845 | 0.6156 | 49.9619 | -0.12271 | 980.9518 | 19980.8985
0.616 | 49.944 | -0.11813 | 472.0004 | 19965.0663 | 0.616 | 49.9619 | -0.12271 | 980.932 | 19980.8861
0.6164 | 49.9439 | -0.11813 | 471.9951 | 19965.0481 | 0.6164 | 49.9618 | -0.12271 | 980.9273 | 19980.8737
0.6168 | 49.9439 | -0.11813 | 471.9768 | 19965.03 | 0.6168 | 49.9618 | -0.12271 | 980.9074 | 19980.8613
0.6172 | 49.9439 | -0.11812 | 471.9714 | 19965.0118 | 0.6172 | 49.9618 | -0.1227 | 980.9028 | 19980.8489
0.6176 | 49.9439 | -0.11812 | 471.9532 | 19964.9936 | 0.6176 | 49.9618 | -0.1227 | 980.8829 | 19980.8366
0.618 | 49.9438 | -0.11811 | 471.9478 | 19964.9755 | 0.618 | 49.9617 | -0.1227 | 980.8782 | 19980.8242
0.6184 | 49.9438 | -0.11811 | 471.9295 | 19964.9573 | 0.6184 | 49.9617 | -0.1227 | 980.8584 | 19980.8118
0.6188 | 49.9438 | -0.11811 | 471.9242 | 19964.9392 | 0.6188 | 49.9617 | -0.1227 | 980.8537 | 19980.7994
0.6192 | 49.9438 | -0.11811 | 471.9059 | 19964.921 | 0.6192 | 49.9617 | -0.1227 | 980.8338 | 19980.787
0.6196 | 49.9438 | -0.1181 | 471.9006 | 19964.9029 | 0.6196 | 49.9616 | -0.1227 | 980.8291 | 19980.7747
0.62 | 49.9438 | -0.1181 | 471.8823 | 19964.8847 | 0.62 | 49.9616 | -0.12269 | 980.8093 | 19980.7623
0.6204 | 49.9437 | -0.1181 | 471.877 | 19964.8666 | 0.6204 | 49.9616 | -0.12269 | 980.8046 | 19980.7499
0.6208 | 49.9437 | -0.1181 | 471.8587 | 19964.8485 | 0.6208 | 49.9616 | -0.12269 | 980.7848 | 19980.7375
0.6212 | 49.9437 | -0.11809 | 471.8533 | 19964.8304 | 0.6212 | 49.9615 | -0.12269 | 980.78 | 19980.7251
0.6216 | 49.9437 | -0.11809 | 471.8351 | 19964.8122 | 0.6216 | 49.9615 | -0.12269 | 980.7602 | 19980.7128
0.622 | 49.9436 | -0.11809 | 471.8297 | 19964.7941 | 0.622 | 49.9615 | -0.12269 | 980.7555 | 19980.7004
0.6224 | 49.9436 | -0.11808 | 471.8114 | 19964.776 | 0.6224 | 49.9615 | -0.12269 | 980.7357 | 19980.688
0.6228 | 49.9436 | -0.11808 | 471.8061 | 19964.7579 | 0.6228 | 49.9614 | -0.12268 | 980.731 | 19980.6756
0.6232 | 49.9436 | -0.11808 | 471.7878 | 19964.7398 | 0.6232 | 49.9614 | -0.12268 | 980.7112 | 19980.6632
0.6236 | 49.9435 | -0.11807 | 471.7825 | 19964.7217 | 0.6236 | 49.9614 | -0.12268 | 980.7064 | 19980.6509
0.624 | 49.9435 | -0.11807 | 471.7642 | 19964.7036 | 0.624 | 49.9614 | -0.12268 | 980.6866 | 19980.6385
0.6244 | 49.9435 | -0.11807 | 471.7589 | 19964.6855 | 0.6244 | 49.9613 | -0.12268 | 980.6819 | 19980.6261
0.6248 | 49.9435 | -0.11807 | 471.7406 | 19964.6674 | 0.6248 | 49.9613 | -0.12268 | 980.6621 | 19980.6137
0.6252 | 49.9434 | -0.11806 | 471.7353 | 19964.6493 | 0.6252 | 49.9613 | -0.12267 | 980.6574 | 19980.6013
0.6256 | 49.9434 | -0.11806 | 471.717 | 19964.6312 | 0.6256 | 49.9613 | -0.12267 | 980.6376 | 19980.589
0.626 | 49.9434 | -0.11806 | 471.7117 | 19964.6132 | 0.626 | 49.9612 | -0.12267 | 980.6328 | 19980.5766
0.6264 | 49.9434 | -0.11806 | 471.6934 | 19964.5951 | 0.6264 | 49.9612 | -0.12267 | 980.613 | 19980.5642
0.6268 | 49.9433 | -0.11805 | 471.688 | 19964.577 | 0.6268 | 49.9612 | -0.12267 | 980.6083 | 19980.5518
0.6272 | 49.9433 | -0.11805 | 471.6698 | 19964.559 | 0.6272 | 49.9612 | -0.12267 | 980.5885 | 19980.5395
0.6276 | 49.9433 | -0.11805 | 471.6644 | 19964.5409 | 0.6276 | 49.9611 | -0.12267 | 980.5837 | 19980.5271
0.628 | 49.9433 | -0.11804 | 471.6434 | 19964.5228 | 0.628 | 49.9611 | -0.12267 | 980.564 | 19980.5147
0.6284 | 49.9432 | -0.11798 | 471.8897 | 19964.5048 | 0.6284 | 49.9611 | -0.12266 | 980.5592 | 19980.5023
0.6288 | 49.9432 | -0.11802 | 471.7202 | 19964.4867 | 0.6288 | 49.9611 | -0.12266 | 980.5394 | 19980.4899
0.6292 | 49.9432 | -0.118 | 471.7651 | 19964.4687 | 0.6292 | 49.961 | -0.12266 | 980.5347 | 19980.4776
0.6296 | 49.9432 | -0.11799 | 471.7757 | 19964.4507 | 0.6296 | 49.961 | -0.12266 | 980.5149 | 19980.4652
0.63 | 49.9431 | -0.11803 | 471.577 | 19964.4326 | 0.63 | 49.961 | -0.12266 | 980.5101 | 19980.4528
0.6304 | 49.9431 | -0.11803 | 471.558 | 19964.4146 | 0.6304 | 49.961 | -0.12266 | 980.4904 | 19980.4404
0.6308 | 49.9431 | -0.11802 | 471.5769 | 19964.3966 | 0.6308 | 49.9609 | -0.12265 | 980.4856 | 19980.428
0.6312 | 49.9431 | -0.11804 | 471.462 | 19964.3785 | 0.6312 | 49.9609 | -0.12265 | 980.4658 | 19980.4157
0.6316 | 49.943 | -0.11802 | 471.5173 | 19964.3605 | 0.6316 | 49.9609 | -0.12265 | 980.4611 | 19980.4033
0.632 | 49.943 | -0.11797 | 471.704 | 19964.3425 | 0.632 | 49.9609 | -0.12265 | 980.4413 | 19980.3909
0.6324 | 49.943 | -0.118 | 471.5775 | 19964.3245 | 0.6324 | 49.9608 | -0.12265 | 980.4366 | 19980.3785
0.6328 | 49.943 | -0.11802 | 471.4824 | 19964.3065 | 0.6328 | 49.9608 | -0.12265 | 980.4168 | 19980.3662
0.6332 | 49.943 | -0.11791 | 471.8826 | 19964.2885 | 0.6332 | 49.9608 | -0.12265 | 980.412 | 19980.3538
0.6336 | 49.943 | -0.118 | 471.4814 | 19964.2705 | 0.6336 | 49.9608 | -0.12264 | 980.3923 | 19980.3414
0.634 | 49.9429 | -0.118 | 471.4771 | 19964.2525 | 0.634 | 49.9607 | -0.12264 | 980.3875 | 19980.329
0.6344 | 49.9429 | -0.118 | 471.4578 | 19964.2345 | 0.6344 | 49.9607 | -0.12264 | 980.3677 | 19980.3166
0.6348 | 49.9429 | -0.11799 | 471.4519 | 19964.2165 | 0.6348 | 49.9607 | -0.12264 | 980.363 | 19980.3043
0.6352 | 49.9429 | -0.11799 | 471.4338 | 19964.1985 | 0.6352 | 49.9607 | -0.12264 | 980.3432 | 19980.2919
0.6356 | 49.9428 | -0.11799 | 471.4283 | 19964.1805 | 0.6356 | 49.9606 | -0.12264 | 980.3384 | 19980.2795
0.636 | 49.9428 | -0.11799 | 471.4102 | 19964.1625 | 0.636 | 49.9606 | -0.12264 | 980.3187 | 19980.2671
0.6364 | 49.9428 | -0.11798 | 471.4047 | 19964.1446 | 0.6364 | 49.9606 | -0.12263 | 980.3139 | 19980.2548
0.6368 | 49.9428 | -0.11798 | 471.3866 | 19964.1266 | 0.6368 | 49.9606 | -0.12263 | 980.2942 | 19980.2424
0.6372 | 49.9427 | -0.11798 | 471.3811 | 19964.1086 | 0.6372 | 49.9605 | -0.12263 | 980.2894 | 19980.23
0.6376 | 49.9427 | -0.11797 | 471.363 | 19964.0907 | 0.6376 | 49.9605 | -0.12263 | 980.2696 | 19980.2176
0.638 | 49.9427 | -0.11797 | 471.3575 | 19964.0727 | 0.638 | 49.9605 | -0.12263 | 980.2648 | 19980.2052
0.6384 | 49.9427 | -0.11797 | 471.3394 | 19964.0548 | 0.6384 | 49.9605 | -0.12263 | 980.2451 | 19980.1929
0.6388 | 49.9426 | -0.11796 | 471.3339 | 19964.0368 | 0.6388 | 49.9604 | -0.12262 | 980.2403 | 19980.1805
0.6392 | 49.9426 | -0.11796 | 471.3158 | 19964.0189 | 0.6392 | 49.9604 | -0.12262 | 980.2206 | 19980.1681
0.6396 | 49.9426 | -0.11796 | 471.3103 | 19964.0009 | 0.6396 | 49.9604 | -0.12262 | 980.2158 | 19980.1557
0.64 | 49.9426 | -0.11796 | 471.2923 | 19963.983 | 0.64 | 49.9604 | -0.12262 | 980.1961 | 19980.1434
0.6404 | 49.9425 | -0.11795 | 471.2867 | 19963.965 | 0.6404 | 49.9603 | -0.12262 | 980.1913 | 19980.131
0.6408 | 49.9425 | -0.11795 | 471.2687 | 19963.9471 | 0.6408 | 49.9603 | -0.12262 | 980.1716 | 19980.1186
0.6412 | 49.9425 | -0.11795 | 471.2631 | 19963.9292 | 0.6412 | 49.9603 | -0.12262 | 980.1667 | 19980.1062
0.6416 | 49.9425 | -0.11795 | 471.2451 | 19963.9113 | 0.6416 | 49.9603 | -0.12262 | 980.147 | 19980.0939
0.642 | 49.9424 | -0.11794 | 471.2395 | 19963.8933 | 0.642 | 49.9602 | -0.12261 | 980.1422 | 19980.0815
0.6424 | 49.9424 | -0.11794 | 471.2215 | 19963.8754 | 0.6424 | 49.9602 | -0.12261 | 980.1225 | 19980.0691
0.6428 | 49.9424 | -0.11794 | 471.2159 | 19963.8575 | 0.6428 | 49.9602 | -0.12261 | 980.1177 | 19980.0567
0.6432 | 49.9424 | -0.11793 | 471.1979 | 19963.8396 | 0.6432 | 49.9602 | -0.12261 | 980.098 | 19980.0444
0.6436 | 49.9423 | -0.11793 | 471.1924 | 19963.8217 | 0.6436 | 49.9601 | -0.12261 | 980.0932 | 19980.032
0.644 | 49.9423 | -0.11793 | 471.1743 | 19963.8038 | 0.644 | 49.9601 | -0.12261 | 980.0735 | 19980.0196
0.6444 | 49.9423 | -0.11792 | 471.1688 | 19963.7859 | 0.6444 | 49.9601 | -0.1226 | 980.0687 | 19980.0072
0.6448 | 49.9423 | -0.11792 | 471.1507 | 19963.768 | 0.6448 | 49.9601 | -0.1226 | 980.049 | 19979.9949
0.6452 | 49.9422 | -0.11792 | 471.1452 | 19963.7501 | 0.6452 | 49.96 | -0.1226 | 980.0441 | 19979.9825
0.6456 | 49.9422 | -0.11792 | 471.1272 | 19963.7322 | 0.6456 | 49.96 | -0.1226 | 980.0244 | 19979.9701
0.646 | 49.9422 | -0.11791 | 471.1216 | 19963.7143 | 0.646 | 49.96 | -0.1226 | 980.0196 | 19979.9577
0.6464 | 49.9422 | -0.11791 | 471.1036 | 19963.6965 | 0.6464 | 49.96 | -0.1226 | 979.9999 | 19979.9453
0.6468 | 49.9421 | -0.11791 | 471.098 | 19963.6786 | 0.6468 | 49.9599 | -0.1226 | 979.9951 | 19979.933
0.6472 | 49.9421 | -0.11791 | 471.08 | 19963.6607 | 0.6472 | 49.9599 | -0.12259 | 979.9754 | 19979.9206
0.6476 | 49.9421 | -0.1179 | 471.0744 | 19963.6429 | 0.6476 | 49.9599 | -0.12259 | 979.9706 | 19979.9082
0.648 | 49.9421 | -0.1179 | 471.0564 | 19963.625 | 0.648 | 49.9599 | -0.12259 | 979.9504 | 19979.8958
0.6484 | 49.9421 | -0.11789 | 471.0509 | 19963.6071 | 0.6484 | 49.9598 | -0.1226 | 979.8811 | 19979.8835
0.6488 | 49.9421 | -0.11789 | 471.0328 | 19963.5893 | 0.6488 | 49.9598 | -0.12261 | 979.8003 | 19979.8711
0.6492 | 49.942 | -0.11789 | 471.0273 | 19963.5714 | 0.6492 | 49.9598 | -0.12256 | 980.122 | 19979.8587
0.6496 | 49.942 | -0.11789 | 471.0093 | 19963.5536 | 0.6496 | 49.9598 | -0.12259 | 979.8754 | 19979.8464
0.65 | 49.942 | -0.11788 | 471.0037 | 19963.5357 | 0.65 | 49.9597 | -0.1226 | 979.7957 | 19979.834
0.6504 | 49.942 | -0.11788 | 470.9857 | 19963.5179 | 0.6504 | 49.9597 | -0.1226 | 979.7767 | 19979.8216
0.6508 | 49.9419 | -0.11788 | 470.9801 | 19963.5001 | 0.6508 | 49.9597 | -0.12258 | 979.8652 | 19979.8092
0.6512 | 49.9419 | -0.11788 | 470.9621 | 19963.4822 | 0.6512 | 49.9597 | -0.12258 | 979.8526 | 19979.7969
0.6516 | 49.9419 | -0.11787 | 470.9566 | 19963.4644 | 0.6516 | 49.9596 | -0.12258 | 979.848 | 19979.7845
0.652 | 49.9419 | -0.11787 | 470.9385 | 19963.4466 | 0.652 | 49.9596 | -0.12258 | 979.8283 | 19979.7721
0.6524 | 49.9418 | -0.11787 | 470.933 | 19963.4287 | 0.6524 | 49.9596 | -0.12257 | 979.8235 | 19979.7597
0.6528 | 49.9418 | -0.11786 | 470.915 | 19963.4109 | 0.6528 | 49.9596 | -0.12257 | 979.8038 | 19979.7474
0.6532 | 49.9418 | -0.11786 | 470.9094 | 19963.3931 | 0.6532 | 49.9595 | -0.12257 | 979.799 | 19979.735
0.6536 | 49.9418 | -0.11786 | 470.8914 | 19963.3753 | 0.6536 | 49.9595 | -0.12257 | 979.7793 | 19979.7226
0.654 | 49.9417 | -0.11785 | 470.8858 | 19963.3575 | 0.654 | 49.9595 | -0.12257 | 979.7744 | 19979.7102
0.6544 | 49.9417 | -0.11785 | 470.8678 | 19963.3397 | 0.6544 | 49.9595 | -0.12257 | 979.7548 | 19979.6979
0.6548 | 49.9417 | -0.11785 | 470.8623 | 19963.3219 | 0.6548 | 49.9595 | -0.12257 | 979.7499 | 19979.6855
0.6552 | 49.9417 | -0.11785 | 470.8442 | 19963.3041 | 0.6552 | 49.9595 | -0.12257 | 979.7303 | 19979.6731
0.6556 | 49.9416 | -0.11784 | 470.8387 | 19963.2863 | 0.6556 | 49.9594 | -0.12256 | 979.7254 | 19979.6607
0.656 | 49.9416 | -0.11784 | 470.8207 | 19963.2685 | 0.656 | 49.9594 | -0.12256 | 979.7058 | 19979.6484
0.6564 | 49.9416 | -0.11784 | 470.8151 | 19963.2507 | 0.6564 | 49.9594 | -0.12256 | 979.7009 | 19979.636
0.6568 | 49.9416 | -0.11784 | 470.7971 | 19963.2329 | 0.6568 | 49.9594 | -0.12256 | 979.6813 | 19979.6236
0.6572 | 49.9415 | -0.11783 | 470.7916 | 19963.2152 | 0.6572 | 49.9593 | -0.12256 | 979.6764 | 19979.6112
0.6576 | 49.9415 | -0.11783 | 470.7735 | 19963.1974 | 0.6576 | 49.9593 | -0.12256 | 979.6568 | 19979.5989
0.658 | 49.9415 | -0.11783 | 470.768 | 19963.1796 | 0.658 | 49.9593 | -0.12255 | 979.6519 | 19979.5865
0.6584 | 49.9415 | -0.11782 | 470.75 | 19963.1618 | 0.6584 | 49.9593 | -0.12255 | 979.6323 | 19979.5741
0.6588 | 49.9414 | -0.11782 | 470.7444 | 19963.1441 | 0.6588 | 49.9592 | -0.12255 | 979.6274 | 19979.5617
0.6592 | 49.9414 | -0.11782 | 470.7264 | 19963.1263 | 0.6592 | 49.9592 | -0.12255 | 979.6078 | 19979.5494
0.6596 | 49.9414 | -0.11781 | 470.7209 | 19963.1086 | 0.6596 | 49.9592 | -0.12255 | 979.6029 | 19979.537
0.66 | 49.9414 | -0.11781 | 470.7029 | 19963.0908 | 0.66 | 49.9592 | -0.12255 | 979.5832 | 19979.5246
0.6604 | 49.9413 | -0.11781 | 470.6973 | 19963.0731 | 0.6604 | 49.9591 | -0.12255 | 979.5783 | 19979.5123
0.6608 | 49.9413 | -0.11781 | 470.6793 | 19963.0553 | 0.6608 | 49.9591 | -0.12254 | 979.5587 | 19979.4999
0.6612 | 49.9413 | -0.1178 | 470.6738 | 19963.0376 | 0.6612 | 49.9591 | -0.12254 | 979.5538 | 19979.4875
0.6616 | 49.9413 | -0.1178 | 470.6557 | 19963.0198 | 0.6616 | 49.9591 | -0.12254 | 979.5342 | 19979.4751
0.662 | 49.9413 | -0.1178 | 470.6502 | 19963.0021 | 0.662 | 49.959 | -0.12254 | 979.5293 | 19979.4628
0.6624 | 49.9413 | -0.1178 | 470.6322 | 19962.9844 | 0.6624 | 49.959 | -0.12254 | 979.5097 | 19979.4504
0.6628 | 49.9412 | -0.11779 | 470.6266 | 19962.9666 | 0.6628 | 49.959 | -0.12254 | 979.5048 | 19979.438
0.6632 | 49.9412 | -0.11779 | 470.6086 | 19962.9489 | 0.6632 | 49.959 | -0.12254 | 979.4852 | 19979.4256
0.6636 | 49.9412 | -0.11778 | 470.6031 | 19962.9312 | 0.6636 | 49.9589 | -0.12253 | 979.4803 | 19979.4133
0.664 | 49.9412 | -0.11778 | 470.5851 | 19962.9135 | 0.664 | 49.9589 | -0.12253 | 979.4607 | 19979.4009
0.6644 | 49.9411 | -0.11778 | 470.5795 | 19962.8958 | 0.6644 | 49.9589 | -0.12253 | 979.4558 | 19979.3885
0.6648 | 49.9411 | -0.11778 | 470.5615 | 19962.8781 | 0.6648 | 49.9589 | -0.12253 | 979.4362 | 19979.3762
0.6652 | 49.9411 | -0.11777 | 470.556 | 19962.8603 | 0.6652 | 49.9588 | -0.12253 | 979.4313 | 19979.3638
0.6656 | 49.9411 | -0.11777 | 470.538 | 19962.8426 | 0.6656 | 49.9588 | -0.12253 | 979.4117 | 19979.3514
0.666 | 49.941 | -0.11777 | 470.5324 | 19962.8249 | 0.666 | 49.9588 | -0.12252 | 979.4068 | 19979.339
0.6664 | 49.941 | -0.11777 | 470.5144 | 19962.8073 | 0.6664 | 49.9588 | -0.12252 | 979.3872 | 19979.3267
0.6668 | 49.941 | -0.11776 | 470.5089 | 19962.7896 | 0.6668 | 49.9587 | -0.12252 | 979.3823 | 19979.3143
0.6672 | 49.941 | -0.11776 | 470.4908 | 19962.7719 | 0.6672 | 49.9587 | -0.12252 | 979.3627 | 19979.3019
0.6676 | 49.9409 | -0.11776 | 470.4853 | 19962.7542 | 0.6676 | 49.9587 | -0.12252 | 979.3578 | 19979.2895
0.668 | 49.9409 | -0.11775 | 470.4673 | 19962.7365 | 0.668 | 49.9587 | -0.12252 | 979.3382 | 19979.2772
0.6684 | 49.9409 | -0.11775 | 470.4618 | 19962.7188 | 0.6684 | 49.9586 | -0.12252 | 979.3333 | 19979.2648
0.6688 | 49.9409 | -0.11775 | 470.4437 | 19962.7012 | 0.6688 | 49.9586 | -0.12251 | 979.3137 | 19979.2524
0.6692 | 49.9408 | -0.11774 | 470.4382 | 19962.6835 | 0.6692 | 49.9586 | -0.12251 | 979.3088 | 19979.2401
0.6696 | 49.9408 | -0.11774 | 470.4202 | 19962.6658 | 0.6696 | 49.9586 | -0.12251 | 979.2892 | 19979.2277
0.67 | 49.9408 | -0.11774 | 470.4147 | 19962.6482 | 0.67 | 49.9585 | -0.12251 | 979.2843 | 19979.2153
0.6704 | 49.9408 | -0.11774 | 470.3967 | 19962.6305 | 0.6704 | 49.9585 | -0.12251 | 979.2647 | 19979.203
0.6708 | 49.9407 | -0.11773 | 470.3911 | 19962.6128 | 0.6708 | 49.9585 | -0.12251 | 979.2598 | 19979.1906
0.6712 | 49.9407 | -0.11773 | 470.3731 | 19962.5952 | 0.6712 | 49.9585 | -0.12251 | 979.2402 | 19979.1782
0.6716 | 49.9407 | -0.11773 | 470.3676 | 19962.5775 | 0.6716 | 49.9584 | -0.1225 | 979.2352 | 19979.1658
0.672 | 49.9407 | -0.11773 | 470.3496 | 19962.5599 | 0.672 | 49.9584 | -0.1225 | 979.2157 | 19979.1535
0.6724 | 49.9406 | -0.11772 | 470.344 | 19962.5422 | 0.6724 | 49.9584 | -0.1225 | 979.2107 | 19979.1411
0.6728 | 49.9406 | -0.11772 | 470.326 | 19962.5246 | 0.6728 | 49.9584 | -0.1225 | 979.1912 | 19979.1287
0.6732 | 49.9406 | -0.11772 | 470.3205 | 19962.507 | 0.6732 | 49.9583 | -0.1225 | 979.1862 | 19979.1164
0.6736 | 49.9406 | -0.11771 | 470.3025 | 19962.4893 | 0.6736 | 49.9583 | -0.1225 | 979.1667 | 19979.104
0.674 | 49.9405 | -0.11771 | 470.2969 | 19962.4717 | 0.674 | 49.9583 | -0.12249 | 979.1617 | 19979.0916
0.6744 | 49.9405 | -0.11771 | 470.2789 | 19962.4541 | 0.6744 | 49.9583 | -0.12249 | 979.1422 | 19979.0792
0.6748 | 49.9405 | -0.1177 | 470.2734 | 19962.4365 | 0.6748 | 49.9582 | -0.12249 | 979.1372 | 19979.0669
0.6752 | 49.9405 | -0.1177 | 470.2554 | 19962.4188 | 0.6752 | 49.9582 | -0.12249 | 979.1431 | 19979.0545
0.6756 | 49.9405 | -0.1177 | 470.2499 | 19962.4012 | 0.6756 | 49.9582 | -0.12248 | 979.1537 | 19979.0421
0.676 | 49.9405 | -0.1177 | 470.2319 | 19962.3836 | 0.676 | 49.9582 | -0.12249 | 979.0916 | 19979.0298
0.6764 | 49.9404 | -0.11769 | 470.2263 | 19962.366 | 0.6764 | 49.9581 | -0.12249 | 979.0877 | 19979.0174
0.6768 | 49.9404 | -0.11769 | 470.2083 | 19962.3484 | 0.6768 | 49.9581 | -0.12249 | 979.0687 | 19979.005
0.6772 | 49.9404 | -0.11769 | 470.2028 | 19962.3308 | 0.6772 | 49.9581 | -0.12248 | 979.0637 | 19978.9926
0.6776 | 49.9404 | -0.11769 | 470.1848 | 19962.3132 | 0.6776 | 49.9581 | -0.12248 | 979.0442 | 19978.9803
0.678 | 49.9403 | -0.11768 | 470.1792 | 19962.2956 | 0.678 | 49.958 | -0.12248 | 979.0392 | 19978.9679
0.6784 | 49.9403 | -0.11768 | 470.1612 | 19962.278 | 0.6784 | 49.958 | -0.12248 | 979.0198 | 19978.9555
0.6788 | 49.9403 | -0.11768 | 470.1557 | 19962.2604 | 0.6788 | 49.958 | -0.12248 | 979.0147 | 19978.9432
0.6792 | 49.9403 | -0.11767 | 470.1377 | 19962.2428 | 0.6792 | 49.958 | -0.12248 | 978.9953 | 19978.9308
0.6796 | 49.9402 | -0.11767 | 470.1322 | 19962.2253 | 0.6796 | 49.9579 | -0.12247 | 978.9902 | 19978.9184
0.68 | 49.9402 | -0.11767 | 470.1142 | 19962.2077 | 0.68 | 49.9579 | -0.12247 | 978.9708 | 19978.9061
0.6804 | 49.9402 | -0.11766 | 470.1086 | 19962.1901 | 0.6804 | 49.9579 | -0.12247 | 978.9657 | 19978.8937
0.6808 | 49.9402 | -0.11766 | 470.0906 | 19962.1725 | 0.6808 | 49.9579 | -0.12247 | 978.9463 | 19978.8813
0.6812 | 49.9401 | -0.11766 | 470.0851 | 19962.155 | 0.6812 | 49.9578 | -0.12247 | 978.9412 | 19978.869
0.6816 | 49.9401 | -0.11766 | 470.0671 | 19962.1374 | 0.6816 | 49.9578 | -0.12247 | 978.9218 | 19978.8566
0.682 | 49.9401 | -0.11765 | 470.0616 | 19962.1199 | 0.682 | 49.9578 | -0.12247 | 978.9167 | 19978.8442
0.6824 | 49.9401 | -0.11765 | 470.0436 | 19962.1023 | 0.6824 | 49.9578 | -0.12246 | 978.8973 | 19978.8318
0.6828 | 49.94 | -0.11765 | 470.038 | 19962.0847 | 0.6828 | 49.9577 | -0.12246 | 978.8923 | 19978.8195
0.6832 | 49.94 | -0.11764 | 470.0201 | 19962.0672 | 0.6832 | 49.9577 | -0.12246 | 978.8728 | 19978.8071
0.6836 | 49.94 | -0.11764 | 470.0145 | 19962.0496 | 0.6836 | 49.9577 | -0.12246 | 978.8678 | 19978.7947
0.684 | 49.94 | -0.11764 | 469.9965 | 19962.0321 | 0.684 | 49.9577 | -0.12246 | 978.8483 | 19978.7824
0.6844 | 49.9399 | -0.11763 | 469.991 | 19962.0146 | 0.6844 | 49.9576 | -0.12246 | 978.8433 | 19978.77
0.6848 | 49.9399 | -0.11763 | 469.973 | 19961.997 | 0.6848 | 49.9576 | -0.12246 | 978.8238 | 19978.7576
0.6852 | 49.9399 | -0.11763 | 469.9675 | 19961.9795 | 0.6852 | 49.9576 | -0.12245 | 978.8188 | 19978.7453
0.6856 | 49.9399 | -0.11763 | 469.9495 | 19961.962 | 0.6856 | 49.9576 | -0.12245 | 978.7993 | 19978.7329
0.686 | 49.9398 | -0.11762 | 469.9439 | 19961.9444 | 0.686 | 49.9575 | -0.12245 | 978.7943 | 19978.7205
0.6864 | 49.9398 | -0.11762 | 469.926 | 19961.9269 | 0.6864 | 49.9575 | -0.12245 | 978.7748 | 19978.7082
0.6868 | 49.9398 | -0.11762 | 469.9204 | 19961.9094 | 0.6868 | 49.9575 | -0.12245 | 978.7698 | 19978.6958
0.6872 | 49.9398 | -0.11762 | 469.9024 | 19961.8919 | 0.6872 | 49.9575 | -0.12245 | 978.7503 | 19978.6834
0.6876 | 49.9397 | -0.11761 | 469.8969 | 19961.8744 | 0.6876 | 49.9574 | -0.12244 | 978.7453 | 19978.6711
0.688 | 49.9397 | -0.11761 | 469.8789 | 19961.8569 | 0.688 | 49.9574 | -0.12244 | 978.7259 | 19978.6587
0.6884 | 49.9397 | -0.11761 | 469.8734 | 19961.8393 | 0.6884 | 49.9574 | -0.12244 | 978.7208 | 19978.6463
0.6888 | 49.9397 | -0.1176 | 469.8554 | 19961.8218 | 0.6888 | 49.9574 | -0.12244 | 978.7014 | 19978.634
0.6892 | 49.9397 | -0.1176 | 469.8498 | 19961.8043 | 0.6892 | 49.9573 | -0.12244 | 978.6963 | 19978.6216
0.6896 | 49.9397 | -0.1176 | 469.8319 | 19961.7869 | 0.6896 | 49.9573 | -0.12244 | 978.6769 | 19978.6092
0.69 | 49.9396 | -0.11759 | 469.8263 | 19961.7694 | 0.69 | 49.9573 | -0.12244 | 978.6718 | 19978.5968
0.6904 | 49.9396 | -0.11759 | 469.8084 | 19961.7519 | 0.6904 | 49.9573 | -0.12244 | 978.6524 | 19978.5845
0.6908 | 49.9396 | -0.11759 | 469.8028 | 19961.7344 | 0.6908 | 49.9572 | -0.12243 | 978.6474 | 19978.5721
0.6912 | 49.9396 | -0.11759 | 469.7848 | 19961.7169 | 0.6912 | 49.9572 | -0.12243 | 978.6279 | 19978.5597
0.6916 | 49.9395 | -0.11758 | 469.7793 | 19961.6994 | 0.6916 | 49.9572 | -0.12243 | 978.6229 | 19978.5474
0.692 | 49.9395 | -0.11758 | 469.7613 | 19961.6819 | 0.692 | 49.9572 | -0.12243 | 978.6034 | 19978.535
0.6924 | 49.9395 | -0.11758 | 469.7558 | 19961.6645 | 0.6924 | 49.9571 | -0.12243 | 978.5984 | 19978.5226
0.6928 | 49.9395 | -0.11758 | 469.7378 | 19961.647 | 0.6928 | 49.9571 | -0.12243 | 978.5789 | 19978.5103
0.6932 | 49.9394 | -0.11757 | 469.7323 | 19961.6295 | 0.6932 | 49.9571 | -0.12242 | 978.5739 | 19978.4979
0.6936 | 49.9394 | -0.11757 | 469.7143 | 19961.6121 | 0.6936 | 49.9571 | -0.12242 | 978.5545 | 19978.4855
0.694 | 49.9394 | -0.11757 | 469.7087 | 19961.5946 | 0.694 | 49.957 | -0.12242 | 978.5494 | 19978.4732
0.6944 | 49.9394 | -0.11756 | 469.6908 | 19961.5772 | 0.6944 | 49.957 | -0.12242 | 978.53 | 19978.4608
0.6948 | 49.9393 | -0.11756 | 469.6852 | 19961.5597 | 0.6948 | 49.957 | -0.12242 | 978.5249 | 19978.4484
0.6952 | 49.9393 | -0.11756 | 469.6673 | 19961.5423 | 0.6952 | 49.957 | -0.12242 | 978.5055 | 19978.4361
0.6956 | 49.9393 | -0.11755 | 469.6617 | 19961.5248 | 0.6956 | 49.957 | -0.12242 | 978.5004 | 19978.4237
0.696 | 49.9393 | -0.11755 | 469.6438 | 19961.5074 | 0.696 | 49.957 | -0.12241 | 978.481 | 19978.4113
0.6964 | 49.9392 | -0.11755 | 469.6382 | 19961.4899 | 0.6964 | 49.9569 | -0.12241 | 978.476 | 19978.399
0.6968 | 49.9392 | -0.11755 | 469.6202 | 19961.4725 | 0.6968 | 49.9569 | -0.12241 | 978.4565 | 19978.3866
0.6972 | 49.9392 | -0.11754 | 469.6147 | 19961.455 | 0.6972 | 49.9569 | -0.12241 | 978.4515 | 19978.3742
0.6976 | 49.9392 | -0.11754 | 469.5967 | 19961.4376 | 0.6976 | 49.9569 | -0.12241 | 978.4321 | 19978.3619
0.698 | 49.9391 | -0.11754 | 469.5912 | 19961.4202 | 0.698 | 49.9568 | -0.12241 | 978.427 | 19978.3495
0.6984 | 49.9391 | -0.11753 | 469.5732 | 19961.4028 | 0.6984 | 49.9568 | -0.12241 | 978.4076 | 19978.3371
0.6988 | 49.9391 | -0.11753 | 469.5677 | 19961.3853 | 0.6988 | 49.9568 | -0.1224 | 978.4025 | 19978.3248
0.6992 | 49.9391 | -0.11753 | 469.5497 | 19961.3679 | 0.6992 | 49.9568 | -0.1224 | 978.3831 | 19978.3124
0.6996 | 49.939 | -0.11752 | 469.5442 | 19961.3505 | 0.6996 | 49.9567 | -0.1224 | 978.378 | 19978.3
0.7 | 49.939 | -0.11753 | 469.5186 | 19961.3331 | 0.7 | 49.9567 | -0.1224 | 978.3586 | 19978.29
0.7004 | 49.939 | -0.11745 | 469.7833 | 19961.3157 | 0.7004 | 49.9567 | -0.1224 | 978.3536 | 19978.28
0.7008 | 49.939 | -0.1176 | 469.1975 | 19961.2983 | 0.7008 | 49.9567 | -0.1224 | 978.3341 | 19978.26
0.7012 | 49.9389 | -0.11749 | 469.5978 | 19961.2809 | 0.7012 | 49.9566 | -0.12239 | 978.3291 | 19978.25
0.7016 | 49.9389 | -0.11752 | 469.4516 | 19961.2635 | 0.7016 | 49.9566 | -0.12239 | 978.3097 | 19978.24
0.702 | 49.9389 | -0.11751 | 469.4804 | 19961.2461 | 0.702 | 49.9566 | -0.12239 | 978.3046 | 19978.23
0.7024 | 49.9389 | -0.11751 | 469.4242 | 19961.2287 | 0.7024 | 49.9566 | -0.12239 | 978.2852 | 19978.21
0.7028 | 49.9389 | -0.11752 | 469.3733 | 19961.2113 | 0.7028 | 49.9565 | -0.12239 | 978.2801 | 19978.2
0.7032 | 49.9389 | -0.11751 | 469.3991 | 19961.1939 | 0.7032 | 49.9565 | -0.12239 | 978.2607 | 19978.19
0.7036 | 49.9388 | -0.11748 | 469.4977 | 19961.1765 | 0.7036 | 49.9565 | -0.12239 | 978.2556 | 19978.18
0.704 | 49.9388 | -0.11744 | 469.6162 | 19961.1592 | 0.704 | 49.9565 | -0.12239 | 978.2362 | 19978.16
0.7044 | 49.9388 | -0.11752 | 469.2797 | 19961.1418 | 0.7044 | 49.9564 | -0.12238 | 978.2312 | 19978.15
0.7048 | 49.9388 | -0.11757 | 469.0761 | 19961.1244 | 0.7048 | 49.9564 | -0.12238 | 978.2117 | 19978.14
0.7052 | 49.9387 | -0.11753 | 469.2094 | 19961.107 | 0.7052 | 49.9564 | -0.12238 | 978.2067 | 19978.13
0.7056 | 49.9387 | -0.11746 | 469.4435 | 19961.0897 | 0.7056 | 49.9564 | -0.12238 | 978.1873 | 19978.11
0.706 | 49.9387 | -0.11746 | 469.4501 | 19961.0723 | 0.706 | 49.9563 | -0.12238 | 978.1822 | 19978.1
0.7064 | 49.9387 | -0.11747 | 469.3536 | 19961.055 | 0.7064 | 49.9563 | -0.12238 | 978.1628 | 19978.09
0.7068 | 49.9386 | -0.11747 | 469.328 | 19961.0376 | 0.7068 | 49.9563 | -0.12237 | 978.1577 | 19978.08
0.7072 | 49.9386 | -0.11745 | 469.3886 | 19961.0202 | 0.7072 | 49.9563 | -0.12237 | 978.1383 | 19978.07
0.7076 | 49.9386 | -0.1175 | 469.1965 | 19961.0029 | 0.7076 | 49.9562 | -0.12237 | 978.1333 | 19978.05
0.708 | 49.9386 | -0.11745 | 469.368 | 19960.9855 | 0.708 | 49.9562 | -0.12237 | 978.1139 | 19978.04
0.7084 | 49.9385 | -0.11742 | 469.4496 | 19960.9682 | 0.7084 | 49.9562 | -0.12237 | 978.1088 | 19978.03
0.7088 | 49.9385 | -0.11746 | 469.2792 | 19960.9509 | 0.7088 | 49.9562 | -0.12237 | 978.0894 | 19978.02
0.7092 | 49.9385 | -0.11745 | 469.2663 | 19960.9335 | 0.7092 | 49.9561 | -0.12237 | 978.0843 | 19978
0.7096 | 49.9385 | -0.11745 | 469.2449 | 19960.9162 | 0.7096 | 49.9561 | -0.12236 | 978.0649 | 19977.99
0.71 | 49.9384 | -0.11745 | 469.239 | 19960.8989 | 0.71 | 49.9561 | -0.12236 | 978.0598 | 19977.98
0.7104 | 49.9384 | -0.11745 | 469.2209 | 19960.8815 | 0.7104 | 49.9561 | -0.12236 | 978.0404 | 19977.97
0.7108 | 49.9384 | -0.11744 | 469.2153 | 19960.8642 | 0.7108 | 49.956 | -0.12236 | 978.0354 | 19977.95
0.7112 | 49.9384 | -0.11744 | 469.1973 | 19960.8469 | 0.7112 | 49.956 | -0.12236 | 978.016 | 19977.94
0.7116 | 49.9383 | -0.11744 | 469.1918 | 19960.8296 | 0.7116 | 49.956 | -0.12236 | 978.0109 | 19977.93
0.712 | 49.9383 | -0.11744 | 469.1739 | 19960.8123 | 0.712 | 49.956 | -0.12236 | 977.9915 | 19977.92
0.7124 | 49.9383 | -0.11743 | 469.1684 | 19960.7949 | 0.7124 | 49.9559 | -0.12235 | 977.9864 | 19977.9
0.7128 | 49.9383 | -0.11743 | 469.1504 | 19960.7776 | 0.7128 | 49.9559 | -0.12235 | 977.967 | 19977.89
0.7132 | 49.9382 | -0.11743 | 469.1449 | 19960.7603 | 0.7132 | 49.9559 | -0.12235 | 977.962 | 19977.88
0.7136 | 49.9382 | -0.11743 | 469.1269 | 19960.743 | 0.7136 | 49.9559 | -0.12235 | 977.9426 | 19977.87
0.714 | 49.9382 | -0.11742 | 469.1214 | 19960.7257 | 0.714 | 49.9558 | -0.12235 | 977.9375 | 19977.85
0.7144 | 49.9382 | -0.11742 | 469.1034 | 19960.7084 | 0.7144 | 49.9558 | -0.12235 | 977.9181 | 19977.84
0.7148 | 49.9381 | -0.11742 | 469.0979 | 19960.6911 | 0.7148 | 49.9558 | -0.12234 | 977.913 | 19977.83
0.7152 | 49.9381 | -0.11741 | 469.0799 | 19960.6738 | 0.7152 | 49.9558 | -0.12234 | 977.8936 | 19977.82
0.7156 | 49.9381 | -0.11741 | 469.0744 | 19960.6565 | 0.7156 | 49.9557 | -0.12234 | 977.8885 | 19977.81
0.716 | 49.9381 | -0.11741 | 469.0564 | 19960.6393 | 0.716 | 49.9557 | -0.12234 | 977.8692 | 19977.79
0.7164 | 49.9381 | -0.1174 | 469.0509 | 19960.622 | 0.7164 | 49.9557 | -0.12234 | 977.8641 | 19977.78
0.7168 | 49.9381 | -0.1174 | 469.033 | 19960.6047 | 0.7168 | 49.9557 | -0.12234 | 977.8447 | 19977.77
0.7172 | 49.938 | -0.1174 | 469.0275 | 19960.5874 | 0.7172 | 49.9556 | -0.12234 | 977.8396 | 19977.76
0.7176 | 49.938 | -0.1174 | 469.0095 | 19960.5702 | 0.7176 | 49.9556 | -0.12234 | 977.8202 | 19977.74
0.718 | 49.938 | -0.11739 | 469.004 | 19960.5529 | 0.718 | 49.9556 | -0.12233 | 977.8151 | 19977.73
0.7184 | 49.938 | -0.11739 | 468.986 | 19960.5356 | 0.7184 | 49.9556 | -0.12233 | 977.7958 | 19977.72
0.7188 | 49.9379 | -0.11739 | 468.9805 | 19960.5184 | 0.7188 | 49.9555 | -0.12233 | 977.7907 | 19977.71
0.7192 | 49.9379 | -0.11738 | 468.9625 | 19960.5011 | 0.7192 | 49.9555 | -0.12233 | 977.7713 | 19977.69
0.7196 | 49.9379 | -0.11738 | 468.957 | 19960.4838 | 0.7196 | 49.9555 | -0.12233 | 977.7662 | 19977.68
0.72 | 49.9379 | -0.11738 | 468.9391 | 19960.4666 | 0.72 | 49.9555 | -0.12233 | 977.7468 | 19977.67
0.7204 | 49.9378 | -0.11737 | 468.9335 | 19960.4493 | 0.7204 | 49.9554 | -0.12232 | 977.7417 | 19977.66
0.7208 | 49.9378 | -0.11737 | 468.9156 | 19960.4321 | 0.7208 | 49.9554 | -0.12232 | 977.7224 | 19977.64
0.7212 | 49.9378 | -0.11737 | 468.9101 | 19960.4148 | 0.7212 | 49.9554 | -0.12232 | 977.7173 | 19977.63
0.7216 | 49.9378 | -0.11737 | 468.8921 | 19960.3976 | 0.7216 | 49.9554 | -0.12232 | 977.6979 | 19977.62
0.722 | 49.9377 | -0.11736 | 468.8866 | 19960.3804 | 0.722 | 49.9553 | -0.12232 | 977.6928 | 19977.61
0.7224 | 49.9377 | -0.11736 | 468.8686 | 19960.3631 | 0.7224 | 49.9553 | -0.12232 | 977.6734 | 19977.6
0.7228 | 49.9377 | -0.11736 | 468.8631 | 19960.3459 | 0.7228 | 49.9553 | -0.12232 | 977.6684 | 19977.58
0.7232 | 49.9377 | -0.11736 | 468.8452 | 19960.3287 | 0.7232 | 49.9553 | -0.12231 | 977.649 | 19977.57
0.7236 | 49.9376 | -0.11735 | 468.8397 | 19960.3114 | 0.7236 | 49.9552 | -0.12231 | 977.6439 | 19977.56
0.724 | 49.9376 | -0.11735 | 468.8217 | 19960.2942 | 0.724 | 49.9552 | -0.12231 | 977.6245 | 19977.55
0.7244 | 49.9376 | -0.11735 | 468.8162 | 19960.277 | 0.7244 | 49.9552 | -0.12231 | 977.6194 | 19977.53
0.7248 | 49.9376 | -0.11734 | 468.7982 | 19960.2598 | 0.7248 | 49.9552 | -0.12231 | 977.6001 | 19977.52
0.7252 | 49.9375 | -0.11734 | 468.7927 | 19960.2426 | 0.7252 | 49.9551 | -0.12231 | 977.595 | 19977.51
0.7256 | 49.9375 | -0.11734 | 468.7748 | 19960.2254 | 0.7256 | 49.9551 | -0.12231 | 977.5756 | 19977.5
0.726 | 49.9375 | -0.11733 | 468.7692 | 19960.2081 | 0.726 | 49.9551 | -0.1223 | 977.5705 | 19977.48
0.7264 | 49.9375 | -0.11733 | 468.7513 | 19960.1909 | 0.7264 | 49.9551 | -0.1223 | 977.5511 | 19977.47
0.7268 | 49.9374 | -0.11733 | 468.7458 | 19960.1737 | 0.7268 | 49.955 | -0.1223 | 977.546 | 19977.46
0.7272 | 49.9374 | -0.11733 | 468.7278 | 19960.1565 | 0.7272 | 49.955 | -0.1223 | 977.5267 | 19977.45
0.7276 | 49.9374 | -0.11732 | 468.7223 | 19960.1393 | 0.7276 | 49.955 | -0.1223 | 977.5216 | 19977.43
0.728 | 49.9374 | -0.11732 | 468.7044 | 19960.1222 | 0.728 | 49.955 | -0.1223 | 977.5022 | 19977.42
0.7284 | 49.9374 | -0.11732 | 468.6988 | 19960.105 | 0.7284 | 49.9549 | -0.12229 | 977.4971 | 19977.41
0.7288 | 49.9374 | -0.11732 | 468.6809 | 19960.0878 | 0.7288 | 49.9549 | -0.12229 | 977.4778 | 19977.4
0.7292 | 49.9373 | -0.11731 | 468.6754 | 19960.0706 | 0.7292 | 49.9549 | -0.12229 | 977.4727 | 19977.39
0.7296 | 49.9373 | -0.11731 | 468.6574 | 19960.0534 | 0.7296 | 49.9549 | -0.12229 | 977.4533 | 19977.37
0.73 | 49.9373 | -0.11731 | 468.6519 | 19960.0362 | 0.73 | 49.9549 | -0.12229 | 977.4482 | 19977.36
0.7304 | 49.9373 | -0.1173 | 468.634 | 19960.0191 | 0.7304 | 49.9549 | -0.12229 | 977.4288 | 19977.35
0.7308 | 49.9372 | -0.1173 | 468.6285 | 19960.0019 | 0.7308 | 49.9548 | -0.12229 | 977.4237 | 19977.34
0.7312 | 49.9372 | -0.1173 | 468.6105 | 19959.9847 | 0.7312 | 49.9548 | -0.12229 | 977.4044 | 19977.32
0.7316 | 49.9372 | -0.11729 | 468.605 | 19959.9676 | 0.7316 | 49.9547 | -0.12228 | 977.3993 | 19977.31
0.732 | 49.9372 | -0.11729 | 468.5871 | 19959.9504 | 0.732 | 49.9547 | -0.12228 | 977.3799 | 19977.3
0.7324 | 49.9371 | -0.11729 | 468.5815 | 19959.9332 | 0.7324 | 49.9547 | -0.12228 | 977.3748 | 19977.29
0.7328 | 49.9371 | -0.11729 | 468.5636 | 19959.9161 | 0.7328 | 49.9547 | -0.12228 | 977.3555 | 19977.27
0.7332 | 49.9371 | -0.11728 | 468.5581 | 19959.8989 | 0.7332 | 49.9547 | -0.12228 | 977.3504 | 19977.26
0.7336 | 49.9371 | -0.11728 | 468.5401 | 19959.8818 | 0.7336 | 49.9547 | -0.12228 | 977.331 | 19977.25
0.734 | 49.937 | -0.11728 | 468.5346 | 19959.8646 | 0.734 | 49.9546 | -0.12227 | 977.3259 | 19977.24
0.7344 | 49.937 | -0.11728 | 468.5167 | 19959.8475 | 0.7344 | 49.9546 | -0.12227 | 977.3066 | 19977.22
0.7348 | 49.937 | -0.11727 | 468.5112 | 19959.8303 | 0.7348 | 49.9545 | -0.12227 | 977.3015 | 19977.21
0.7352 | 49.937 | -0.11727 | 468.4932 | 19959.8132 | 0.7352 | 49.9545 | -0.12227 | 977.2821 | 19977.2
0.7356 | 49.9369 | -0.11727 | 468.4877 | 19959.7961 | 0.7356 | 49.9545 | -0.12227 | 977.277 | 19977.19
0.736 | 49.9369 | -0.11726 | 468.4698 | 19959.7789 | 0.736 | 49.9545 | -0.12227 | 977.2577 | 19977.18
0.7364 | 49.9369 | -0.11726 | 468.4643 | 19959.7618 | 0.7364 | 49.9545 | -0.12227 | 977.2526 | 19977.16
0.7368 | 49.9369 | -0.11726 | 468.4463 | 19959.7447 | 0.7368 | 49.9545 | -0.12226 | 977.2332 | 19977.15
0.7372 | 49.9368 | -0.11725 | 468.4408 | 19959.7275 | 0.7372 | 49.9544 | -0.12226 | 977.2281 | 19977.14
0.7376 | 49.9368 | -0.11725 | 468.4229 | 19959.7104 | 0.7376 | 49.9544 | -0.12226 | 977.2088 | 19977.13
0.738 | 49.9368 | -0.11725 | 468.4174 | 19959.6933 | 0.738 | 49.9544 | -0.12226 | 977.2037 | 19977.11
0.7384 | 49.9368 | -0.11725 | 468.3994 | 19959.6762 | 0.7384 | 49.9544 | -0.12226 | 977.1843 | 19977.1
0.7388 | 49.9367 | -0.11724 | 468.3939 | 19959.6591 | 0.7388 | 49.9543 | -0.12226 | 977.1792 | 19977.09
0.7392 | 49.9367 | -0.11724 | 468.376 | 19959.642 | 0.7392 | 49.9543 | -0.12226 | 977.1599 | 19977.08
0.7396 | 49.9367 | -0.11724 | 468.3705 | 19959.6248 | 0.7396 | 49.9543 | -0.12225 | 977.1548 | 19977.06
0.74 | 49.9367 | -0.11724 | 468.3525 | 19959.6077 | 0.74 | 49.9543 | -0.12225 | 977.1354 | 19977.05
0.7404 | 49.9366 | -0.11723 | 468.347 | 19959.5906 | 0.7404 | 49.9542 | -0.12225 | 977.1303 | 19977.04
0.7408 | 49.9366 | -0.11723 | 468.3291 | 19959.5735 | 0.7408 | 49.9542 | -0.12225 | 977.111 | 19977.03
0.7412 | 49.9366 | -0.11723 | 468.3236 | 19959.5564 | 0.7412 | 49.9542 | -0.12225 | 977.1059 | 19977.01
0.7416 | 49.9366 | -0.11722 | 468.3056 | 19959.5394 | 0.7416 | 49.9542 | -0.12225 | 977.0865 | 19977
0.742 | 49.9366 | -0.11722 | 468.3001 | 19959.5223 | 0.742 | 49.9541 | -0.12224 | 977.0814 | 19976.99
0.7424 | 49.9366 | -0.11722 | 468.2822 | 19959.5052 | 0.7424 | 49.9541 | -0.12224 | 977.0621 | 19976.98
0.7428 | 49.9365 | -0.11721 | 468.2767 | 19959.4881 | 0.7428 | 49.9541 | -0.12224 | 977.057 | 19976.96
0.7432 | 49.9365 | -0.11721 | 468.2588 | 19959.471 | 0.7432 | 49.9541 | -0.12224 | 977.0376 | 19976.95
0.7436 | 49.9365 | -0.11721 | 468.2532 | 19959.4539 | 0.7436 | 49.954 | -0.12224 | 977.0325 | 19976.94
0.744 | 49.9365 | -0.11721 | 468.2353 | 19959.4369 | 0.744 | 49.954 | -0.12224 | 977.0132 | 19976.93
0.7444 | 49.9364 | -0.1172 | 468.2298 | 19959.4198 | 0.7444 | 49.954 | -0.12224 | 977.0081 | 19976.92
0.7448 | 49.9364 | -0.1172 | 468.2119 | 19959.4027 | 0.7448 | 49.954 | -0.12224 | 976.9887 | 19976.9
0.7452 | 49.9364 | -0.1172 | 468.2064 | 19959.3856 | 0.7452 | 49.9539 | -0.12223 | 976.9836 | 19976.89
0.7456 | 49.9364 | -0.11719 | 468.1884 | 19959.3686 | 0.7456 | 49.9539 | -0.12223 | 976.9643 | 19976.88
0.746 | 49.9363 | -0.11719 | 468.1829 | 19959.3515 | 0.746 | 49.9539 | -0.12223 | 976.9592 | 19976.87
0.7464 | 49.9363 | -0.11719 | 468.165 | 19959.3345 | 0.7464 | 49.9539 | -0.12223 | 976.9398 | 19976.85
0.7468 | 49.9363 | -0.11718 | 468.1595 | 19959.3174 | 0.7468 | 49.9538 | -0.12223 | 976.9347 | 19976.84
0.7472 | 49.9363 | -0.11718 | 468.1416 | 19959.3004 | 0.7472 | 49.9538 | -0.12223 | 976.9154 | 19976.83
0.7476 | 49.9362 | -0.11718 | 468.1361 | 19959.2833 | 0.7476 | 49.9538 | -0.12222 | 976.9103 | 19976.82
0.748 | 49.9362 | -0.11718 | 468.1181 | 19959.2663 | 0.748 | 49.9538 | -0.12222 | 976.8909 | 19976.8
0.7484 | 49.9362 | -0.11717 | 468.1126 | 19959.2492 | 0.7484 | 49.9537 | -0.12222 | 976.8858 | 19976.79
0.7488 | 49.9362 | -0.11717 | 468.0947 | 19959.2322 | 0.7488 | 49.9537 | -0.12222 | 976.8665 | 19976.78
0.7492 | 49.9361 | -0.11717 | 468.0892 | 19959.2151 | 0.7492 | 49.9537 | -0.12222 | 976.8614 | 19976.77
0.7496 | 49.9361 | -0.11717 | 468.0699 | 19959.1981 | 0.7496 | 49.9537 | -0.12222 | 976.8421 | 19976.75
0.75 | 49.9361 | -0.11717 | 468.0162 | 19959.1811 | 0.75 | 49.9536 | -0.12222 | 976.8369 | 19976.74
0.7504 | 49.9361 | -0.11726 | 467.6488 | 19959.164 | 0.7504 | 49.9536 | -0.12221 | 976.8176 | 19976.73
0.7508 | 49.936 | -0.11717 | 467.973 | 19959.147 | 0.7508 | 49.9536 | -0.12221 | 976.8125 | 19976.72
0.7512 | 49.936 | -0.11716 | 468.017 | 19959.13 | 0.7512 | 49.9536 | -0.12221 | 976.7833 | 19976.71
0.7516 | 49.936 | -0.11714 | 468.0514 | 19959.113 | 0.7516 | 49.9535 | -0.12214 | 977.3333 | 19976.69
0.752 | 49.936 | -0.11725 | 467.6031 | 19959.0959 | 0.752 | 49.9535 | -0.12217 | 977.0528 | 19976.68
0.7524 | 49.9359 | -0.11721 | 467.7366 | 19959.0789 | 0.7524 | 49.9535 | -0.12219 | 976.9373 | 19976.67
0.7528 | 49.9359 | -0.11713 | 468.0177 | 19959.0619 | 0.7528 | 49.9535 | -0.1222 | 976.8175 | 19976.66
0.7532 | 49.9359 | -0.11712 | 468.056 | 19959.0449 | 0.7532 | 49.9534 | -0.12211 | 977.4782 | 19976.64
0.7536 | 49.9359 | -0.11709 | 468.1315 | 19959.0279 | 0.7536 | 49.9534 | -0.12222 | 976.5883 | 19976.63
0.754 | 49.9358 | -0.11713 | 467.9434 | 19959.0109 | 0.754 | 49.9534 | -0.1222 | 976.749 | 19976.62
0.7544 | 49.9358 | -0.11713 | 467.9406 | 19958.9939 | 0.7544 | 49.9534 | -0.12219 | 976.8136 | 19976.61
0.7548 | 49.9358 | -0.11712 | 467.9445 | 19958.9769 | 0.7548 | 49.9533 | -0.12224 | 976.3247 | 19976.59
0.7552 | 49.9358 | -0.11712 | 467.9218 | 19958.9599 | 0.7552 | 49.9533 | -0.12218 | 976.8102 | 19976.58
0.7556 | 49.9358 | -0.11712 | 467.9088 | 19958.9429 | 0.7556 | 49.9533 | -0.12222 | 976.4995 | 19976.57
0.756 | 49.9358 | -0.11712 | 467.8843 | 19958.9259 | 0.756 | 49.9533 | -0.1222 | 976.5874 | 19976.56
0.7564 | 49.9357 | -0.11712 | 467.8786 | 19958.9089 | 0.7564 | 49.9532 | -0.12217 | 976.8411 | 19976.54
0.7568 | 49.9357 | -0.11711 | 467.8604 | 19958.8919 | 0.7568 | 49.9532 | -0.12218 | 976.6837 | 19976.53
0.7572 | 49.9357 | -0.11711 | 467.8548 | 19958.875 | 0.7572 | 49.9532 | -0.1222 | 976.537 | 19976.52
0.7576 | 49.9357 | -0.11711 | 467.837 | 19958.858 | 0.7576 | 49.9532 | -0.12225 | 976.1283 | 19976.51
0.758 | 49.9356 | -0.1171 | 467.8314 | 19958.841 | 0.758 | 49.9531 | -0.1222 | 976.4459 | 19976.5
0.7584 | 49.9356 | -0.1171 | 467.8136 | 19958.824 | 0.7584 | 49.9531 | -0.12217 | 976.684 | 19976.48
0.7588 | 49.9356 | -0.1171 | 467.808 | 19958.8071 | 0.7588 | 49.9531 | -0.12218 | 976.5642 | 19976.47
0.7592 | 49.9356 | -0.1171 | 467.7902 | 19958.7901 | 0.7592 | 49.9531 | -0.12218 | 976.583 | 19976.46
0.7596 | 49.9355 | -0.11709 | 467.7846 | 19958.7731 | 0.7596 | 49.953 | -0.12222 | 976.2356 | 19976.45
0.76 | 49.9355 | -0.11709 | 467.7667 | 19958.7562 | 0.76 | 49.953 | -0.1222 | 976.3506 | 19976.43
0.7604 | 49.9355 | -0.11709 | 467.7611 | 19958.7392 | 0.7604 | 49.953 | -0.12219 | 976.389 | 19976.42
0.7608 | 49.9355 | -0.11709 | 467.7433 | 19958.7222 | 0.7608 | 49.953 | -0.12218 | 976.4493 | 19976.41
0.7612 | 49.9354 | -0.11708 | 467.7377 | 19958.7053 | 0.7612 | 49.9529 | -0.12218 | 976.4555 | 19976.4
0.7616 | 49.9354 | -0.11708 | 467.7199 | 19958.6883 | 0.7616 | 49.9529 | -0.12221 | 976.1979 | 19976.38
0.762 | 49.9354 | -0.11708 | 467.7143 | 19958.6714 | 0.762 | 49.9529 | -0.12219 | 976.2966 | 19976.37
0.7624 | 49.9354 | -0.11707 | 467.6965 | 19958.6544 | 0.7624 | 49.9529 | -0.12216 | 976.5169 | 19976.36
0.7628 | 49.9353 | -0.11707 | 467.6909 | 19958.6375 | 0.7628 | 49.9528 | -0.12218 | 976.3634 | 19976.35
0.7632 | 49.9353 | -0.11707 | 467.6731 | 19958.6206 | 0.7632 | 49.9528 | -0.12218 | 976.3278 | 19976.33
0.7636 | 49.9353 | -0.11706 | 467.6675 | 19958.6036 | 0.7636 | 49.9528 | -0.12217 | 976.4027 | 19976.32
0.764 | 49.9353 | -0.11706 | 467.6497 | 19958.5867 | 0.764 | 49.9528 | -0.12217 | 976.3678 | 19976.31
0.7644 | 49.9352 | -0.11706 | 467.6441 | 19958.5698 | 0.7644 | 49.9528 | -0.12216 | 976.3873 | 19976.3
0.7648 | 49.9352 | -0.11706 | 467.6263 | 19958.5528 | 0.7648 | 49.9528 | -0.12216 | 976.3637 | 19976.29
0.7652 | 49.9352 | -0.11705 | 467.6207 | 19958.5359 | 0.7652 | 49.9527 | -0.12216 | 976.3668 | 19976.27
0.7656 | 49.9352 | -0.11705 | 467.6029 | 19958.519 | 0.7656 | 49.9527 | -0.12216 | 976.348 | 19976.26
0.766 | 49.9351 | -0.11705 | 467.5972 | 19958.5021 | 0.766 | 49.9526 | -0.12216 | 976.3458 | 19976.25
0.7664 | 49.9351 | -0.11705 | 467.5794 | 19958.4851 | 0.7664 | 49.9526 | -0.12216 | 976.3267 | 19976.24
0.7668 | 49.9351 | -0.11704 | 467.5738 | 19958.4682 | 0.7668 | 49.9526 | -0.12215 | 976.3232 | 19976.22
0.7672 | 49.9351 | -0.11704 | 467.556 | 19958.4513 | 0.7672 | 49.9526 | -0.12215 | 976.3034 | 19976.21
0.7676 | 49.9351 | -0.11704 | 467.5504 | 19958.4344 | 0.7676 | 49.9526 | -0.12215 | 976.2993 | 19976.2
0.768 | 49.9351 | -0.11703 | 467.5326 | 19958.4175 | 0.768 | 49.9526 | -0.12215 | 976.2793 | 19976.19
0.7684 | 49.935 | -0.11703 | 467.527 | 19958.4006 | 0.7684 | 49.9525 | -0.12215 | 976.2751 | 19976.17
0.7688 | 49.935 | -0.11703 | 467.5092 | 19958.3837 | 0.7688 | 49.9525 | -0.12215 | 976.255 | 19976.16
0.7692 | 49.935 | -0.11702 | 467.5036 | 19958.3668 | 0.7692 | 49.9524 | -0.12214 | 976.2507 | 19976.15
0.7696 | 49.935 | -0.11702 | 467.4858 | 19958.3499 | 0.7696 | 49.9524 | -0.12214 | 976.2306 | 19976.14
0.77 | 49.9349 | -0.11702 | 467.4802 | 19958.333 | 0.77 | 49.9524 | -0.12214 | 976.2263 | 19976.12
0.7704 | 49.9349 | -0.11702 | 467.4624 | 19958.3161 | 0.7704 | 49.9524 | -0.12214 | 976.2062 | 19976.11
0.7708 | 49.9349 | -0.11701 | 467.4568 | 19958.2992 | 0.7708 | 49.9524 | -0.12214 | 976.2019 | 19976.1
0.7712 | 49.9349 | -0.11701 | 467.439 | 19958.2823 | 0.7712 | 49.9524 | -0.12214 | 976.1817 | 19976.09
0.7716 | 49.9348 | -0.11701 | 467.4334 | 19958.2654 | 0.7716 | 49.9523 | -0.12214 | 976.1775 | 19976.08
0.772 | 49.9348 | -0.117 | 467.4156 | 19958.2486 | 0.772 | 49.9523 | -0.12214 | 976.1573 | 19976.06
0.7724 | 49.9348 | -0.117 | 467.41 | 19958.2317 | 0.7724 | 49.9523 | -0.12213 | 976.153 | 19976.05
0.7728 | 49.9348 | -0.117 | 467.3922 | 19958.2148 | 0.7728 | 49.9523 | -0.12213 | 976.1329 | 19976.04
0.7732 | 49.9347 | -0.11699 | 467.3866 | 19958.1979 | 0.7732 | 49.9522 | -0.12213 | 976.1286 | 19976.03
0.7736 | 49.9347 | -0.11699 | 467.3688 | 19958.1811 | 0.7736 | 49.9522 | -0.12213 | 976.1084 | 19976.01
0.774 | 49.9347 | -0.11699 | 467.3632 | 19958.1642 | 0.774 | 49.9522 | -0.12213 | 976.1042 | 19976
0.7744 | 49.9347 | -0.11699 | 467.3454 | 19958.1473 | 0.7744 | 49.9522 | -0.12213 | 976.084 | 19975.99
0.7748 | 49.9346 | -0.11698 | 467.3398 | 19958.1305 | 0.7748 | 49.9521 | -0.12212 | 976.0797 | 19975.98
0.7752 | 49.9346 | -0.11698 | 467.322 | 19958.1136 | 0.7752 | 49.9521 | -0.12212 | 976.0596 | 19975.96
0.7756 | 49.9346 | -0.11698 | 467.3164 | 19958.0967 | 0.7756 | 49.9521 | -0.12212 | 976.0553 | 19975.95
0.776 | 49.9346 | -0.11698 | 467.2986 | 19958.0799 | 0.776 | 49.9521 | -0.12212 | 976.0351 | 19975.94
0.7764 | 49.9345 | -0.11697 | 467.293 | 19958.063 | 0.7764 | 49.952 | -0.12212 | 976.0309 | 19975.93
0.7768 | 49.9345 | -0.11697 | 467.2752 | 19958.0462 | 0.7768 | 49.952 | -0.12212 | 976.0107 | 19975.91
0.7772 | 49.9345 | -0.11697 | 467.2696 | 19958.0293 | 0.7772 | 49.952 | -0.12212 | 976.0064 | 19975.9
0.7776 | 49.9345 | -0.11696 | 467.2518 | 19958.0125 | 0.7776 | 49.952 | -0.12212 | 975.9863 | 19975.89
0.778 | 49.9344 | -0.11696 | 467.2462 | 19957.9957 | 0.778 | 49.9519 | -0.12211 | 975.982 | 19975.88
0.7784 | 49.9344 | -0.11696 | 467.2284 | 19957.9788 | 0.7784 | 49.9519 | -0.12211 | 975.9618 | 19975.87
0.7788 | 49.9344 | -0.11695 | 467.2228 | 19957.962 | 0.7788 | 49.9519 | -0.12211 | 975.9576 | 19975.85
0.7792 | 49.9344 | -0.11695 | 467.2051 | 19957.9452 | 0.7792 | 49.9519 | -0.12211 | 975.9374 | 19975.84
0.7796 | 49.9344 | -0.11695 | 467.1995 | 19957.9283 | 0.7796 | 49.9518 | -0.12211 | 975.9332 | 19975.83
0.78 | 49.9344 | -0.11695 | 467.1817 | 19957.9115 | 0.78 | 49.9518 | -0.12211 | 975.913 | 19975.82
0.7804 | 49.9343 | -0.11694 | 467.1761 | 19957.8947 | 0.7804 | 49.9518 | -0.1221 | 975.9087 | 19975.8
0.7808 | 49.9343 | -0.11694 | 467.1583 | 19957.8778 | 0.7808 | 49.9518 | -0.1221 | 975.8885 | 19975.79
0.7812 | 49.9343 | -0.11694 | 467.1527 | 19957.861 | 0.7812 | 49.9517 | -0.1221 | 975.8843 | 19975.78
0.7816 | 49.9343 | -0.11694 | 467.1349 | 19957.8442 | 0.7816 | 49.9517 | -0.1221 | 975.8641 | 19975.77
0.782 | 49.9342 | -0.11693 | 467.1293 | 19957.8274 | 0.782 | 49.9517 | -0.1221 | 975.8599 | 19975.75
0.7824 | 49.9342 | -0.11693 | 467.1115 | 19957.8106 | 0.7824 | 49.9517 | -0.1221 | 975.8397 | 19975.74
0.7828 | 49.9342 | -0.11693 | 467.1059 | 19957.7938 | 0.7828 | 49.9516 | -0.12209 | 975.8355 | 19975.73
0.7832 | 49.9342 | -0.11692 | 467.0881 | 19957.777 | 0.7832 | 49.9516 | -0.12209 | 975.8152 | 19975.72
0.7836 | 49.9341 | -0.11692 | 467.0825 | 19957.7602 | 0.7836 | 49.9516 | -0.12209 | 975.811 | 19975.7
0.784 | 49.9341 | -0.11692 | 467.0647 | 19957.7434 | 0.784 | 49.9516 | -0.12209 | 975.7908 | 19975.69
0.7844 | 49.9341 | -0.11691 | 467.0591 | 19957.7266 | 0.7844 | 49.9515 | -0.12209 | 975.7866 | 19975.68
0.7848 | 49.9341 | -0.11691 | 467.0414 | 19957.7098 | 0.7848 | 49.9515 | -0.12209 | 975.7664 | 19975.67
0.7852 | 49.934 | -0.11691 | 467.0358 | 19957.693 | 0.7852 | 49.9515 | -0.12209 | 975.7622 | 19975.66
0.7856 | 49.934 | -0.11691 | 467.018 | 19957.6762 | 0.7856 | 49.9515 | -0.12209 | 975.742 | 19975.64
0.786 | 49.934 | -0.1169 | 467.0124 | 19957.6594 | 0.786 | 49.9514 | -0.12208 | 975.7378 | 19975.63
0.7864 | 49.934 | -0.1169 | 466.9946 | 19957.6426 | 0.7864 | 49.9514 | -0.12208 | 975.7175 | 19975.62
0.7868 | 49.9339 | -0.1169 | 466.989 | 19957.6258 | 0.7868 | 49.9514 | -0.12208 | 975.7134 | 19975.61
0.7872 | 49.9339 | -0.1169 | 466.9712 | 19957.609 | 0.7872 | 49.9514 | -0.12208 | 975.6931 | 19975.59
0.7876 | 49.9339 | -0.11689 | 466.9656 | 19957.5923 | 0.7876 | 49.9513 | -0.12208 | 975.6889 | 19975.58
0.788 | 49.9339 | -0.11689 | 466.9478 | 19957.5755 | 0.788 | 49.9513 | -0.12208 | 975.6687 | 19975.57
0.7884 | 49.9338 | -0.11689 | 466.9422 | 19957.5587 | 0.7884 | 49.9513 | -0.12207 | 975.6645 | 19975.56
0.7888 | 49.9338 | -0.11688 | 466.9245 | 19957.5419 | 0.7888 | 49.9513 | -0.12207 | 975.6443 | 19975.54
0.7892 | 49.9338 | -0.11688 | 466.9189 | 19957.5252 | 0.7892 | 49.9512 | -0.12207 | 975.6401 | 19975.53
0.7896 | 49.9338 | -0.11688 | 466.9011 | 19957.5084 | 0.7896 | 49.9512 | -0.12207 | 975.6198 | 19975.52
0.79 | 49.9337 | -0.11687 | 466.8955 | 19957.4916 | 0.79 | 49.9512 | -0.12207 | 975.6157 | 19975.51
0.7904 | 49.9337 | -0.11687 | 466.8777 | 19957.4749 | 0.7904 | 49.9512 | -0.12207 | 975.5954 | 19975.49
0.7908 | 49.9337 | -0.11687 | 466.8721 | 19957.4581 | 0.7908 | 49.9511 | -0.12207 | 975.5913 | 19975.48
0.7912 | 49.9337 | -0.11687 | 466.8543 | 19957.4414 | 0.7912 | 49.9511 | -0.12207 | 975.571 | 19975.47
0.7916 | 49.9337 | -0.11686 | 466.8487 | 19957.4246 | 0.7916 | 49.9511 | -0.12206 | 975.5668 | 19975.46
0.792 | 49.9337 | -0.11686 | 466.831 | 19957.4079 | 0.792 | 49.9511 | -0.12206 | 975.5466 | 19975.45
0.7924 | 49.9336 | -0.11686 | 466.8254 | 19957.3911 | 0.7924 | 49.951 | -0.12206 | 975.5424 | 19975.43
0.7928 | 49.9336 | -0.11686 | 466.8076 | 19957.3744 | 0.7928 | 49.951 | -0.12206 | 975.5221 | 19975.42
0.7932 | 49.9336 | -0.11685 | 466.802 | 19957.3576 | 0.7932 | 49.951 | -0.12206 | 975.518 | 19975.41
0.7936 | 49.9336 | -0.11685 | 466.7842 | 19957.3409 | 0.7936 | 49.951 | -0.12206 | 975.4977 | 19975.4
0.794 | 49.9335 | -0.11685 | 466.7786 | 19957.3242 | 0.794 | 49.9509 | -0.12205 | 975.4936 | 19975.38
0.7944 | 49.9335 | -0.11684 | 466.7609 | 19957.3074 | 0.7944 | 49.9509 | -0.12205 | 975.4733 | 19975.37
0.7948 | 49.9335 | -0.11684 | 466.7553 | 19957.2907 | 0.7948 | 49.9509 | -0.12205 | 975.4692 | 19975.36
0.7952 | 49.9335 | -0.11684 | 466.7375 | 19957.274 | 0.7952 | 49.9509 | -0.12205 | 975.4489 | 19975.35
0.7956 | 49.9334 | -0.11683 | 466.7319 | 19957.2572 | 0.7956 | 49.9508 | -0.12205 | 975.4448 | 19975.33
0.796 | 49.9334 | -0.11683 | 466.7141 | 19957.2405 | 0.796 | 49.9508 | -0.12205 | 975.4245 | 19975.32
0.7964 | 49.9334 | -0.11683 | 466.7085 | 19957.2238 | 0.7964 | 49.9508 | -0.12205 | 975.4204 | 19975.31
0.7968 | 49.9334 | -0.11683 | 466.6908 | 19957.2071 | 0.7968 | 49.9508 | -0.12204 | 975.4 | 19975.3
0.7972 | 49.9333 | -0.11682 | 466.6852 | 19957.1903 | 0.7972 | 49.9507 | -0.12204 | 975.396 | 19975.28
0.7976 | 49.9333 | -0.11682 | 466.6674 | 19957.1736 | 0.7976 | 49.9507 | -0.12204 | 975.3756 | 19975.27
0.798 | 49.9333 | -0.11682 | 466.6618 | 19957.1569 | 0.798 | 49.9507 | -0.12204 | 975.3715 | 19975.26
0.7984 | 49.9333 | -0.11682 | 466.644 | 19957.1402 | 0.7984 | 49.9507 | -0.12204 | 975.3512 | 19975.25
0.7988 | 49.9332 | -0.11681 | 466.6384 | 19957.1235 | 0.7988 | 49.9506 | -0.12204 | 975.3471 | 19975.24
0.7992 | 49.9332 | -0.11681 | 466.6207 | 19957.1068 | 0.7992 | 49.9506 | -0.12204 | 975.3268 | 19975.22
0.7996 | 49.9332 | -0.11681 | 466.6151 | 19957.0901 | 0.7996 | 49.9506 | -0.12203 | 975.3227 | 19975.21
0.8 | 49.9332 | -0.1168 | 466.5973 | 19957.0734 | 0.8 | 49.9506 | -0.12203 | 975.3024 | 19975.2
0.8004 | 49.9331 | -0.1168 | 466.5917 | 19957.0567 | 0.8004 | 49.9505 | -0.12203 | 975.2983 | 19975.19
0.8008 | 49.9331 | -0.1168 | 466.5739 | 19957.04 | 0.8008 | 49.9505 | -0.12203 | 975.278 | 19975.17
0.8012 | 49.9331 | -0.11679 | 466.5683 | 19957.0233 | 0.8012 | 49.9505 | -0.12203 | 975.2739 | 19975.16
0.8016 | 49.9331 | -0.11679 | 466.5506 | 19957.0066 | 0.8016 | 49.9505 | -0.12203 | 975.2535 | 19975.15
0.802 | 49.933 | -0.11679 | 466.545 | 19956.9899 | 0.802 | 49.9504 | -0.12202 | 975.2495 | 19975.14
0.8024 | 49.933 | -0.11679 | 466.5272 | 19956.9733 | 0.8024 | 49.9504 | -0.12202 | 975.2291 | 19975.12
0.8028 | 49.933 | -0.11678 | 466.5216 | 19956.9566 | 0.8028 | 49.9504 | -0.12202 | 975.2251 | 19975.11
0.8032 | 49.933 | -0.11678 | 466.5039 | 19956.9399 | 0.8032 | 49.9504 | -0.12202 | 975.2047 | 19975.1
0.8036 | 49.9329 | -0.11678 | 466.4983 | 19956.9232 | 0.8036 | 49.9504 | -0.12202 | 975.2007 | 19975.09
0.804 | 49.9329 | -0.11678 | 466.4805 | 19956.9065 | 0.804 | 49.9504 | -0.12202 | 975.1803 | 19975.07
0.8044 | 49.9329 | -0.11677 | 466.4749 | 19956.8899 | 0.8044 | 49.9503 | -0.12202 | 975.1763 | 19975.06
0.8048 | 49.9329 | -0.11677 | 466.4572 | 19956.8732 | 0.8048 | 49.9503 | -0.12202 | 975.1559 | 19975.05
0.8052 | 49.9329 | -0.11677 | 466.4516 | 19956.8565 | 0.8052 | 49.9502 | -0.12201 | 975.1519 | 19975.04
0.8056 | 49.9329 | -0.11676 | 466.4338 | 19956.8399 | 0.8056 | 49.9502 | -0.12201 | 975.1315 | 19975.03
0.806 | 49.9328 | -0.11676 | 466.4282 | 19956.8232 | 0.806 | 49.9502 | -0.12201 | 975.1275 | 19975.01
0.8064 | 49.9328 | -0.11676 | 466.4105 | 19956.8065 | 0.8064 | 49.9502 | -0.12201 | 975.107 | 19975
0.8068 | 49.9328 | -0.11675 | 466.4049 | 19956.7899 | 0.8068 | 49.9502 | -0.12201 | 975.1031 | 19974.99
0.8072 | 49.9328 | -0.11675 | 466.3871 | 19956.7732 | 0.8072 | 49.9502 | -0.12201 | 975.0826 | 19974.98
0.8076 | 49.9327 | -0.11675 | 466.3815 | 19956.7566 | 0.8076 | 49.9501 | -0.122 | 975.0787 | 19974.96
0.808 | 49.9327 | -0.11675 | 466.3638 | 19956.7399 | 0.808 | 49.9501 | -0.122 | 975.0582 | 19974.95
0.8084 | 49.9327 | -0.11674 | 466.3582 | 19956.7233 | 0.8084 | 49.9501 | -0.122 | 975.0543 | 19974.94
0.8088 | 49.9327 | -0.11674 | 466.3404 | 19956.7066 | 0.8088 | 49.9501 | -0.122 | 975.0338 | 19974.93
0.8092 | 49.9326 | -0.11674 | 466.3348 | 19956.69 | 0.8092 | 49.95 | -0.122 | 975.0299 | 19974.91
0.8096 | 49.9326 | -0.11674 | 466.3171 | 19956.6734 | 0.8096 | 49.95 | -0.122 | 975.0094 | 19974.9
0.81 | 49.9326 | -0.11673 | 466.3115 | 19956.6567 | 0.81 | 49.95 | -0.122 | 975.0055 | 19974.89
0.8104 | 49.9326 | -0.11673 | 466.2937 | 19956.6401 | 0.8104 | 49.95 | -0.12199 | 974.985 | 19974.88
0.8108 | 49.9325 | -0.11673 | 466.2881 | 19956.6235 | 0.8108 | 49.9499 | -0.12199 | 974.9811 | 19974.87
0.8112 | 49.9325 | -0.11672 | 466.2704 | 19956.6068 | 0.8112 | 49.9499 | -0.12199 | 974.9606 | 19974.85
0.8116 | 49.9325 | -0.11672 | 466.2648 | 19956.5902 | 0.8116 | 49.9499 | -0.12199 | 974.9567 | 19974.84
0.812 | 49.9325 | -0.11672 | 466.247 | 19956.5736 | 0.812 | 49.9499 | -0.12199 | 974.9362 | 19974.83
0.8124 | 49.9324 | -0.11671 | 466.2414 | 19956.5569 | 0.8124 | 49.9498 | -0.12199 | 974.9323 | 19974.82
0.8128 | 49.9324 | -0.11671 | 466.2237 | 19956.5403 | 0.8128 | 49.9498 | -0.12199 | 974.9118 | 19974.8
0.8132 | 49.9324 | -0.11671 | 466.2181 | 19956.5237 | 0.8132 | 49.9498 | -0.12198 | 974.9079 | 19974.79
0.8136 | 49.9324 | -0.11671 | 466.2004 | 19956.5071 | 0.8136 | 49.9498 | -0.12198 | 974.8874 | 19974.78
0.814 | 49.9323 | -0.1167 | 466.1948 | 19956.4905 | 0.814 | 49.9497 | -0.12198 | 974.8835 | 19974.77
0.8144 | 49.9323 | -0.1167 | 466.177 | 19956.4739 | 0.8144 | 49.9497 | -0.12198 | 974.863 | 19974.75
0.8148 | 49.9323 | -0.1167 | 466.1714 | 19956.4573 | 0.8148 | 49.9497 | -0.12198 | 974.8591 | 19974.74
0.8152 | 49.9323 | -0.1167 | 466.1537 | 19956.4407 | 0.8152 | 49.9497 | -0.12198 | 974.8386 | 19974.73
0.8156 | 49.9322 | -0.11669 | 466.1481 | 19956.4241 | 0.8156 | 49.9496 | -0.12197 | 974.8347 | 19974.72
0.816 | 49.9322 | -0.11669 | 466.1303 | 19956.4075 | 0.816 | 49.9496 | -0.12197 | 974.8141 | 19974.7
0.8164 | 49.9322 | -0.11668 | 466.1247 | 19956.3909 | 0.8164 | 49.9496 | -0.12197 | 974.8103 | 19974.69
0.8168 | 49.9322 | -0.11668 | 466.107 | 19956.3743 | 0.8168 | 49.9496 | -0.12197 | 974.7897 | 19974.68
0.8172 | 49.9322 | -0.11668 | 466.1014 | 19956.3577 | 0.8172 | 49.9495 | -0.12197 | 974.7859 | 19974.67
0.8176 | 49.9322 | -0.11668 | 466.0837 | 19956.3411 | 0.8176 | 49.9495 | -0.12197 | 974.7653 | 19974.66
0.818 | 49.9321 | -0.11667 | 466.0781 | 19956.3245 | 0.818 | 49.9495 | -0.12197 | 974.7615 | 19974.64
0.8184 | 49.9321 | -0.11667 | 466.0603 | 19956.3079 | 0.8184 | 49.9495 | -0.12197 | 974.7409 | 19974.63
0.8188 | 49.9321 | -0.11667 | 466.0547 | 19956.2913 | 0.8188 | 49.9494 | -0.12196 | 974.7371 | 19974.62
0.8192 | 49.9321 | -0.11667 | 466.037 | 19956.2747 | 0.8192 | 49.9494 | -0.12196 | 974.7165 | 19974.61
0.8196 | 49.932 | -0.11666 | 466.0314 | 19956.2582 | 0.8196 | 49.9494 | -0.12196 | 974.7127 | 19974.59
0.82 | 49.932 | -0.11666 | 466.0137 | 19956.2416 | 0.82 | 49.9494 | -0.12196 | 974.6921 | 19974.58
0.8204 | 49.932 | -0.11666 | 466.0081 | 19956.225 | 0.8204 | 49.9493 | -0.12196 | 974.6883 | 19974.57
0.8208 | 49.932 | -0.11665 | 465.9903 | 19956.2084 | 0.8208 | 49.9493 | -0.12196 | 974.6677 | 19974.56
0.8212 | 49.9319 | -0.11665 | 465.9847 | 19956.1919 | 0.8212 | 49.9493 | -0.12195 | 974.6639 | 19974.54
0.8216 | 49.9319 | -0.11665 | 465.967 | 19956.1753 | 0.8216 | 49.9493 | -0.12195 | 974.6433 | 19974.53
0.822 | 49.9319 | -0.11664 | 465.9614 | 19956.1587 | 0.822 | 49.9492 | -0.12195 | 974.6396 | 19974.52
0.8224 | 49.9319 | -0.11664 | 465.9411 | 19956.1422 | 0.8224 | 49.9492 | -0.12195 | 974.6189 | 19974.51
0.8228 | 49.9318 | -0.11665 | 465.9028 | 19956.1256 | 0.8228 | 49.9492 | -0.12195 | 974.6152 | 19974.49
0.8232 | 49.9318 | -0.11663 | 465.9747 | 19956.109 | 0.8232 | 49.9492 | -0.12195 | 974.5945 | 19974.48
0.8236 | 49.9318 | -0.11658 | 466.145 | 19956.0925 | 0.8236 | 49.9491 | -0.12195 | 974.5908 | 19974.47
0.824 | 49.9318 | -0.11666 | 465.7982 | 19956.0759 | 0.824 | 49.9491 | -0.12194 | 974.5701 | 19974.46
0.8244 | 49.9317 | -0.11666 | 465.7494 | 19956.0594 | 0.8244 | 49.9491 | -0.12194 | 974.5664 | 19974.45
0.8248 | 49.9317 | -0.11664 | 465.8328 | 19956.0428 | 0.8248 | 49.9491 | -0.12194 | 974.5457 | 19974.43
0.8252 | 49.9317 | -0.11661 | 465.9288 | 19956.0263 | 0.8252 | 49.949 | -0.12194 | 974.542 | 19974.42
0.8256 | 49.9317 | -0.1166 | 465.9303 | 19956.0097 | 0.8256 | 49.949 | -0.12194 | 974.5213 | 19974.41
0.826 | 49.9316 | -0.11661 | 465.8522 | 19955.9932 | 0.826 | 49.949 | -0.12194 | 974.5176 | 19974.4
0.8264 | 49.9316 | -0.11662 | 465.8077 | 19955.9767 | 0.8264 | 49.949 | -0.12194 | 974.4969 | 19974.38
0.8268 | 49.9316 | -0.1166 | 465.8702 | 19955.9601 | 0.8268 | 49.9489 | -0.12193 | 974.4932 | 19974.37
0.8272 | 49.9316 | -0.1166 | 465.8252 | 19955.9436 | 0.8272 | 49.9489 | -0.12193 | 974.4725 | 19974.36
0.8276 | 49.9315 | -0.11658 | 465.8797 | 19955.9271 | 0.8276 | 49.9489 | -0.12193 | 974.4688 | 19974.35
0.828 | 49.9315 | -0.11664 | 465.6473 | 19955.9105 | 0.828 | 49.9489 | -0.12187 | 974.9619 | 19974.33
0.8284 | 49.9315 | -0.1166 | 465.7541 | 19955.894 | 0.8284 | 49.9488 | -0.12189 | 974.767 | 19974.32
0.8288 | 49.9315 | -0.1166 | 465.756 | 19955.8775 | 0.8288 | 49.9488 | -0.12195 | 974.2456 | 19974.31
0.8292 | 49.9315 | -0.11659 | 465.7755 | 19955.861 | 0.8292 | 49.9488 | -0.1219 | 974.651 | 19974.3
0.8296 | 49.9315 | -0.11661 | 465.6563 | 19955.8444 | 0.8296 | 49.9488 | -0.12195 | 974.1637 | 19974.28
0.83 | 49.9314 | -0.11654 | 465.9363 | 19955.8279 | 0.83 | 49.9487 | -0.12191 | 974.4607 | 19974.27
0.8304 | 49.9314 | -0.11659 | 465.6844 | 19955.8114 | 0.8304 | 49.9487 | -0.1219 | 974.5232 | 19974.26
0.8308 | 49.9314 | -0.1166 | 465.6254 | 19955.7949 | 0.8308 | 49.9487 | -0.12193 | 974.2614 | 19974.25
0.8312 | 49.9314 | -0.11657 | 465.7337 | 19955.7784 | 0.8312 | 49.9487 | -0.12192 | 974.3507 | 19974.24
0.8316 | 49.9313 | -0.11657 | 465.7155 | 19955.7619 | 0.8316 | 49.9486 | -0.1219 | 974.4831 | 19974.22
0.832 | 49.9313 | -0.11657 | 465.6962 | 19955.7454 | 0.832 | 49.9486 | -0.12192 | 974.3241 | 19974.21
0.8324 | 49.9313 | -0.11658 | 465.6255 | 19955.7289 | 0.8324 | 49.9486 | -0.12193 | 974.224 | 19974.2
0.8328 | 49.9313 | -0.11657 | 465.627 | 19955.7124 | 0.8328 | 49.9486 | -0.1219 | 974.3655 | 19974.19
0.8332 | 49.9312 | -0.11657 | 465.6331 | 19955.6959 | 0.8332 | 49.9485 | -0.12188 | 974.5108 | 19974.17
0.8336 | 49.9312 | -0.11656 | 465.6165 | 19955.6794 | 0.8336 | 49.9485 | -0.12189 | 974.4302 | 19974.16
0.834 | 49.9312 | -0.11656 | 465.6114 | 19955.6629 | 0.834 | 49.9485 | -0.12188 | 974.5301 | 19974.15
0.8344 | 49.9312 | -0.11656 | 465.5939 | 19955.6464 | 0.8344 | 49.9485 | -0.1219 | 974.3335 | 19974.14
0.8348 | 49.9311 | -0.11655 | 465.5883 | 19955.6299 | 0.8348 | 49.9485 | -0.12192 | 974.0943 | 19974.12
0.8352 | 49.9311 | -0.11655 | 465.5706 | 19955.6134 | 0.8352 | 49.9485 | -0.1219 | 974.2326 | 19974.11
0.8356 | 49.9311 | -0.11655 | 465.565 | 19955.5969 | 0.8356 | 49.9484 | -0.12191 | 974.177 | 19974.1
0.836 | 49.9311 | -0.11655 | 465.5473 | 19955.5804 | 0.836 | 49.9484 | -0.1219 | 974.1898 | 19974.09
0.8364 | 49.931 | -0.11654 | 465.5416 | 19955.564 | 0.8364 | 49.9483 | -0.1219 | 974.1989 | 19974.08
0.8368 | 49.931 | -0.11654 | 465.524 | 19955.5475 | 0.8368 | 49.9483 | -0.1219 | 974.1816 | 19974.06
0.8372 | 49.931 | -0.11654 | 465.5183 | 19955.531 | 0.8372 | 49.9483 | -0.1219 | 974.1765 | 19974.05
0.8376 | 49.931 | -0.11653 | 465.5007 | 19955.5145 | 0.8376 | 49.9483 | -0.12189 | 974.1581 | 19974.04
0.838 | 49.9309 | -0.11653 | 465.495 | 19955.4981 | 0.838 | 49.9483 | -0.12189 | 974.1528 | 19974.03
0.8384 | 49.9309 | -0.11653 | 465.4774 | 19955.4816 | 0.8384 | 49.9483 | -0.12189 | 974.1328 | 19974.01
0.8388 | 49.9309 | -0.11652 | 465.4717 | 19955.4651 | 0.8388 | 49.9482 | -0.12189 | 974.1277 | 19974
0.8392 | 49.9309 | -0.11652 | 465.4541 | 19955.4487 | 0.8392 | 49.9482 | -0.12189 | 974.1083 | 19973.99
0.8396 | 49.9308 | -0.11652 | 465.4484 | 19955.4322 | 0.8396 | 49.9482 | -0.12189 | 974.1033 | 19973.98
0.84 | 49.9308 | -0.11652 | 465.4308 | 19955.4157 | 0.84 | 49.9482 | -0.12189 | 974.084 | 19973.96
0.8404 | 49.9308 | -0.11651 | 465.4251 | 19955.3993 | 0.8404 | 49.9481 | -0.12188 | 974.0789 | 19973.95
0.8408 | 49.9308 | -0.11651 | 465.4075 | 19955.3828 | 0.8408 | 49.9481 | -0.12188 | 974.0596 | 19973.94
0.8412 | 49.9308 | -0.11651 | 465.4018 | 19955.3664 | 0.8412 | 49.9481 | -0.12188 | 974.0545 | 19973.93
0.8416 | 49.9308 | -0.11651 | 465.3842 | 19955.3499 | 0.8416 | 49.9481 | -0.12188 | 974.0352 | 19973.91
0.842 | 49.9307 | -0.1165 | 465.3785 | 19955.3335 | 0.842 | 49.948 | -0.12188 | 974.0302 | 19973.9
0.8424 | 49.9307 | -0.1165 | 465.3609 | 19955.317 | 0.8424 | 49.948 | -0.12188 | 974.0108 | 19973.89
0.8428 | 49.9307 | -0.1165 | 465.3552 | 19955.3006 | 0.8428 | 49.948 | -0.12188 | 974.0058 | 19973.88
0.8432 | 49.9307 | -0.11649 | 465.3376 | 19955.2841 | 0.8432 | 49.948 | -0.12187 | 973.9865 | 19973.87
0.8436 | 49.9306 | -0.11649 | 465.3319 | 19955.2677 | 0.8436 | 49.9479 | -0.12187 | 973.9814 | 19973.85
0.844 | 49.9306 | -0.11649 | 465.3143 | 19955.2513 | 0.844 | 49.9479 | -0.12187 | 973.9621 | 19973.84
0.8444 | 49.9306 | -0.11648 | 465.3086 | 19955.2348 | 0.8444 | 49.9479 | -0.12187 | 973.957 | 19973.83
0.8448 | 49.9306 | -0.11648 | 465.291 | 19955.2184 | 0.8448 | 49.9479 | -0.12187 | 973.9377 | 19973.82
0.8452 | 49.9305 | -0.11648 | 465.2853 | 19955.202 | 0.8452 | 49.9478 | -0.12187 | 973.9327 | 19973.8
0.8456 | 49.9305 | -0.11648 | 465.2677 | 19955.1855 | 0.8456 | 49.9478 | -0.12187 | 973.9133 | 19973.79
0.846 | 49.9305 | -0.11647 | 465.262 | 19955.1691 | 0.846 | 49.9478 | -0.12186 | 973.9083 | 19973.78
0.8464 | 49.9305 | -0.11647 | 465.2444 | 19955.1527 | 0.8464 | 49.9478 | -0.12186 | 973.889 | 19973.77
0.8468 | 49.9304 | -0.11647 | 465.2387 | 19955.1363 | 0.8468 | 49.9477 | -0.12186 | 973.8839 | 19973.75
0.8472 | 49.9304 | -0.11647 | 465.2211 | 19955.1198 | 0.8472 | 49.9477 | -0.12186 | 973.8646 | 19973.74
0.8476 | 49.9304 | -0.11646 | 465.2154 | 19955.1034 | 0.8476 | 49.9477 | -0.12186 | 973.8595 | 19973.73
0.848 | 49.9304 | -0.11646 | 465.1978 | 19955.087 | 0.848 | 49.9477 | -0.12186 | 973.8402 | 19973.72
0.8484 | 49.9303 | -0.11646 | 465.1921 | 19955.0706 | 0.8484 | 49.9476 | -0.12185 | 973.8352 | 19973.7
0.8488 | 49.9303 | -0.11645 | 465.1746 | 19955.0542 | 0.8488 | 49.9476 | -0.12185 | 973.8159 | 19973.69
0.8492 | 49.9303 | -0.11645 | 465.1689 | 19955.0378 | 0.8492 | 49.9476 | -0.12185 | 973.8108 | 19973.68
0.8496 | 49.9303 | -0.11645 | 465.1513 | 19955.0214 | 0.8496 | 49.9476 | -0.12185 | 973.7915 | 19973.67
0.85 | 49.9302 | -0.11644 | 465.1456 | 19955.005 | 0.85 | 49.9475 | -0.12185 | 973.7864 | 19973.66
0.8504 | 49.9302 | -0.11644 | 465.128 | 19954.9886 | 0.8504 | 49.9475 | -0.12185 | 973.7671 | 19973.64
0.8508 | 49.9302 | -0.11644 | 465.1223 | 19954.9722 | 0.8508 | 49.9475 | -0.12185 | 973.7621 | 19973.63
0.8512 | 49.9302 | -0.11644 | 465.1047 | 19954.9558 | 0.8512 | 49.9475 | -0.12185 | 973.7428 | 19973.62
0.8516 | 49.9302 | -0.11643 | 465.099 | 19954.9394 | 0.8516 | 49.9474 | -0.12184 | 973.7377 | 19973.61
0.852 | 49.9302 | -0.11643 | 465.0814 | 19954.923 | 0.852 | 49.9474 | -0.12184 | 973.7184 | 19973.59
0.8524 | 49.9301 | -0.11643 | 465.0757 | 19954.9066 | 0.8524 | 49.9474 | -0.12184 | 973.7133 | 19973.58
0.8528 | 49.9301 | -0.11643 | 465.0581 | 19954.8902 | 0.8528 | 49.9474 | -0.12184 | 973.694 | 19973.57
0.8532 | 49.9301 | -0.11642 | 465.0524 | 19954.8738 | 0.8532 | 49.9473 | -0.12184 | 973.6889 | 19973.56
0.8536 | 49.9301 | -0.11642 | 465.0348 | 19954.8574 | 0.8536 | 49.9473 | -0.12184 | 973.6697 | 19973.54
0.854 | 49.93 | -0.11642 | 465.0291 | 19954.8411 | 0.854 | 49.9473 | -0.12183 | 973.6646 | 19973.53
0.8544 | 49.93 | -0.11641 | 465.0115 | 19954.8247 | 0.8544 | 49.9473 | -0.12183 | 973.6453 | 19973.52
0.8548 | 49.93 | -0.11641 | 465.0059 | 19954.8083 | 0.8548 | 49.9472 | -0.12183 | 973.6402 | 19973.51
0.8552 | 49.93 | -0.11641 | 464.9883 | 19954.7919 | 0.8552 | 49.9472 | -0.12183 | 973.6209 | 19973.5
0.8556 | 49.9299 | -0.1164 | 464.9826 | 19954.7756 | 0.8556 | 49.9472 | -0.12183 | 973.6158 | 19973.48
0.856 | 49.9299 | -0.1164 | 464.965 | 19954.7592 | 0.856 | 49.9472 | -0.12183 | 973.5966 | 19973.47
0.8564 | 49.9299 | -0.1164 | 464.9593 | 19954.7428 | 0.8564 | 49.9471 | -0.12183 | 973.5915 | 19973.46
0.8568 | 49.9299 | -0.1164 | 464.9417 | 19954.7265 | 0.8568 | 49.9471 | -0.12182 | 973.5722 | 19973.45
0.8572 | 49.9298 | -0.11639 | 464.936 | 19954.7101 | 0.8572 | 49.9471 | -0.12182 | 973.5671 | 19973.43
0.8576 | 49.9298 | -0.11639 | 464.9184 | 19954.6937 | 0.8576 | 49.9471 | -0.12182 | 973.5478 | 19973.42
0.858 | 49.9298 | -0.11639 | 464.9127 | 19954.6774 | 0.858 | 49.947 | -0.12182 | 973.5427 | 19973.41
0.8584 | 49.9298 | -0.11639 | 464.8952 | 19954.661 | 0.8584 | 49.947 | -0.12182 | 973.5235 | 19973.4
0.8588 | 49.9297 | -0.11638 | 464.8895 | 19954.6447 | 0.8588 | 49.947 | -0.12182 | 973.5184 | 19973.38
0.8592 | 49.9297 | -0.11638 | 464.8719 | 19954.6283 | 0.8592 | 49.947 | -0.12182 | 973.4991 | 19973.37
0.8596 | 49.9297 | -0.11638 | 464.8662 | 19954.612 | 0.8596 | 49.9469 | -0.12181 | 973.494 | 19973.36
0.86 | 49.9297 | -0.11637 | 464.8486 | 19954.5956 | 0.86 | 49.9469 | -0.12181 | 973.4747 | 19973.35
0.8604 | 49.9296 | -0.11637 | 464.8429 | 19954.5793 | 0.8604 | 49.9469 | -0.12181 | 973.4697 | 19973.33
0.8608 | 49.9296 | -0.11637 | 464.8253 | 19954.5629 | 0.8608 | 49.9469 | -0.12181 | 973.4504 | 19973.32
0.8612 | 49.9296 | -0.11636 | 464.8196 | 19954.5466 | 0.8612 | 49.9468 | -0.12181 | 973.4453 | 19973.31
0.8616 | 49.9296 | -0.11636 | 464.8021 | 19954.5302 | 0.8616 | 49.9468 | -0.12181 | 973.426 | 19973.3
0.862 | 49.9295 | -0.11636 | 464.7964 | 19954.5139 | 0.862 | 49.9468 | -0.1218 | 973.4209 | 19973.29
0.8624 | 49.9295 | -0.11636 | 464.7788 | 19954.4976 | 0.8624 | 49.9468 | -0.1218 | 973.4017 | 19973.27
0.8628 | 49.9295 | -0.11635 | 464.7731 | 19954.4812 | 0.8628 | 49.9467 | -0.1218 | 973.3966 | 19973.26
0.8632 | 49.9295 | -0.11635 | 464.7555 | 19954.4649 | 0.8632 | 49.9467 | -0.1218 | 973.3773 | 19973.25
0.8636 | 49.9295 | -0.11635 | 464.7498 | 19954.4486 | 0.8636 | 49.9467 | -0.1218 | 973.3722 | 19973.24
0.864 | 49.9295 | -0.11635 | 464.7322 | 19954.4323 | 0.864 | 49.9467 | -0.1218 | 973.3529 | 19973.22
0.8644 | 49.9294 | -0.11634 | 464.7266 | 19954.4159 | 0.8644 | 49.9466 | -0.1218 | 973.3478 | 19973.21
0.8648 | 49.9294 | -0.11629 | 464.9128 | 19954.3996 | 0.8648 | 49.9466 | -0.1218 | 973.3286 | 19973.2
0.8652 | 49.9294 | -0.11628 | 464.9171 | 19954.3833 | 0.8652 | 49.9466 | -0.12179 | 973.3235 | 19973.19
0.8656 | 49.9294 | -0.11642 | 464.3384 | 19954.367 | 0.8656 | 49.9466 | -0.12179 | 973.3042 | 19973.17
0.866 | 49.9293 | -0.11637 | 464.5077 | 19954.3507 | 0.866 | 49.9466 | -0.12179 | 973.2991 | 19973.16
0.8664 | 49.9293 | -0.11639 | 464.4231 | 19954.3343 | 0.8664 | 49.9466 | -0.12179 | 973.2799 | 19973.15
0.8668 | 49.9293 | -0.11636 | 464.5194 | 19954.318 | 0.8668 | 49.9465 | -0.12179 | 973.2748 | 19973.14
0.8672 | 49.9293 | -0.11633 | 464.6283 | 19954.3017 | 0.8672 | 49.9465 | -0.12176 | 973.4872 | 19973.13
0.8676 | 49.9292 | -0.11632 | 464.6458 | 19954.2854 | 0.8676 | 49.9464 | -0.12177 | 973.3766 | 19973.11
0.868 | 49.9292 | -0.11631 | 464.63 | 19954.2691 | 0.868 | 49.9464 | -0.1218 | 973.0945 | 19973.1
0.8684 | 49.9292 | -0.11632 | 464.5729 | 19954.2528 | 0.8684 | 49.9464 | -0.12177 | 973.3521 | 19973.09
0.8688 | 49.9292 | -0.11631 | 464.5908 | 19954.2365 | 0.8688 | 49.9464 | -0.12181 | 973.0079 | 19973.08
0.8692 | 49.9291 | -0.11631 | 464.5866 | 19954.2202 | 0.8692 | 49.9464 | -0.12177 | 973.2988 | 19973.06
0.8696 | 49.9291 | -0.11631 | 464.5695 | 19954.2039 | 0.8696 | 49.9464 | -0.12167 | 974.0552 | 19973.05
0.87 | 49.9291 | -0.1163 | 464.5636 | 19954.1876 | 0.87 | 49.9463 | -0.12181 | 972.9316 | 19973.04
0.8704 | 49.9291 | -0.1163 | 464.5463 | 19954.1713 | 0.8704 | 49.9463 | -0.12175 | 973.3662 | 19973.03
0.8708 | 49.929 | -0.1163 | 464.5404 | 19954.155 | 0.8708 | 49.9463 | -0.12176 | 973.2221 | 19973.01
0.8712 | 49.929 | -0.11629 | 464.5231 | 19954.1388 | 0.8712 | 49.9463 | -0.12178 | 973.0723 | 19973
0.8716 | 49.929 | -0.11629 | 464.5171 | 19954.1225 | 0.8716 | 49.9462 | -0.12176 | 973.177 | 19972.99
0.872 | 49.929 | -0.11629 | 464.4998 | 19954.1062 | 0.872 | 49.9462 | -0.12183 | 972.6279 | 19972.98
0.8724 | 49.9289 | -0.11628 | 464.4938 | 19954.0899 | 0.8724 | 49.9462 | -0.1217 | 973.6027 | 19972.96
0.8728 | 49.9289 | -0.11628 | 464.4766 | 19954.0736 | 0.8728 | 49.9462 | -0.12178 | 972.9745 | 19972.95
0.8732 | 49.9289 | -0.11628 | 464.4706 | 19954.0574 | 0.8732 | 49.9461 | -0.12176 | 973.1187 | 19972.94
0.8736 | 49.9289 | -0.11628 | 464.4533 | 19954.0411 | 0.8736 | 49.9461 | -0.12173 | 973.2915 | 19972.93
0.874 | 49.9288 | -0.11627 | 464.4473 | 19954.0248 | 0.874 | 49.9461 | -0.12184 | 972.4237 | 19972.92
0.8744 | 49.9288 | -0.11627 | 464.43 | 19954.0085 | 0.8744 | 49.9461 | -0.12184 | 972.422 | 19972.9
0.8748 | 49.9288 | -0.11627 | 464.4241 | 19953.9923 | 0.8748 | 49.946 | -0.1218 | 972.7341 | 19972.89
0.8752 | 49.9288 | -0.11627 | 464.4068 | 19953.976 | 0.8752 | 49.946 | -0.12174 | 973.114 | 19972.88
0.8756 | 49.9288 | -0.11626 | 464.4008 | 19953.9597 | 0.8756 | 49.946 | -0.1218 | 972.6713 | 19972.87
0.876 | 49.9288 | -0.11626 | 464.3835 | 19953.9435 | 0.876 | 49.946 | -0.12176 | 972.9602 | 19972.85
0.8764 | 49.9287 | -0.11626 | 464.3776 | 19953.9272 | 0.8764 | 49.9459 | -0.1217 | 973.4329 | 19972.84
0.8768 | 49.9287 | -0.11625 | 464.3603 | 19953.911 | 0.8768 | 49.9459 | -0.12179 | 972.6472 | 19972.83
0.8772 | 49.9287 | -0.11625 | 464.3543 | 19953.8947 | 0.8772 | 49.9459 | -0.12168 | 973.4841 | 19972.82
0.8776 | 49.9287 | -0.11625 | 464.337 | 19953.8784 | 0.8776 | 49.9459 | -0.12174 | 973.0049 | 19972.8
0.878 | 49.9286 | -0.11624 | 464.3311 | 19953.8622 | 0.878 | 49.9458 | -0.1218 | 972.5101 | 19972.79
0.8784 | 49.9286 | -0.11624 | 464.3138 | 19953.8459 | 0.8784 | 49.9458 | -0.12174 | 972.9344 | 19972.78
0.8788 | 49.9286 | -0.11624 | 464.3078 | 19953.8297 | 0.8788 | 49.9458 | -0.12179 | 972.5575 | 19972.77
0.8792 | 49.9286 | -0.11624 | 464.2905 | 19953.8135 | 0.8792 | 49.9458 | -0.12173 | 973.0232 | 19972.76
0.8796 | 49.9285 | -0.11623 | 464.2846 | 19953.7972 | 0.8796 | 49.9457 | -0.12171 | 973.1137 | 19972.74
0.88 | 49.9285 | -0.11623 | 464.2673 | 19953.781 | 0.88 | 49.9457 | -0.1217 | 973.1841 | 19972.73
0.8804 | 49.9285 | -0.11623 | 464.2613 | 19953.7647 | 0.8804 | 49.9457 | -0.12175 | 972.7228 | 19972.72
0.8808 | 49.9285 | -0.11623 | 464.2441 | 19953.7485 | 0.8808 | 49.9457 | -0.12174 | 972.8089 | 19972.71
0.8812 | 49.9284 | -0.11622 | 464.2381 | 19953.7323 | 0.8812 | 49.9456 | -0.12152 | 974.5314 | 19972.69
0.8816 | 49.9284 | -0.11622 | 464.2208 | 19953.716 | 0.8816 | 49.9456 | -0.12165 | 973.4535 | 19972.68
0.882 | 49.9284 | -0.11622 | 464.2148 | 19953.6998 | 0.882 | 49.9456 | -0.12173 | 972.7936 | 19972.67
0.8824 | 49.9284 | -0.11621 | 464.1976 | 19953.6836 | 0.8824 | 49.9456 | -0.12173 | 972.8189 | 19972.66
0.8828 | 49.9283 | -0.11621 | 464.1916 | 19953.6673 | 0.8828 | 49.9455 | -0.12175 | 972.619 | 19972.64
0.8832 | 49.9283 | -0.11621 | 464.1743 | 19953.6511 | 0.8832 | 49.9455 | -0.12178 | 972.3881 | 19972.63
0.8836 | 49.9283 | -0.1162 | 464.1684 | 19953.6349 | 0.8836 | 49.9455 | -0.12176 | 972.5057 | 19972.62
0.884 | 49.9283 | -0.1162 | 464.1511 | 19953.6187 | 0.884 | 49.9455 | -0.12172 | 972.7879 | 19972.61
0.8844 | 49.9282 | -0.1162 | 464.1451 | 19953.6025 | 0.8844 | 49.9454 | -0.12172 | 972.8065 | 19972.59
0.8848 | 49.9282 | -0.1162 | 464.1278 | 19953.5862 | 0.8848 | 49.9454 | -0.12172 | 972.7817 | 19972.58
0.8852 | 49.9282 | -0.11619 | 464.1219 | 19953.57 | 0.8852 | 49.9454 | -0.12177 | 972.3481 | 19972.57
0.8856 | 49.9282 | -0.11619 | 464.1046 | 19953.5538 | 0.8856 | 49.9454 | -0.12172 | 972.7006 | 19972.56
0.886 | 49.9282 | -0.11619 | 464.0986 | 19953.5376 | 0.886 | 49.9453 | -0.12167 | 973.059 | 19972.55
0.8864 | 49.9282 | -0.11619 | 464.0814 | 19953.5214 | 0.8864 | 49.9453 | -0.1217 | 972.7649 | 19972.53
0.8868 | 49.9281 | -0.11618 | 464.0754 | 19953.5052 | 0.8868 | 49.9453 | -0.12173 | 972.5217 | 19972.52
0.8872 | 49.9281 | -0.11618 | 464.0581 | 19953.489 | 0.8872 | 49.9453 | -0.12172 | 972.5895 | 19972.51
0.8876 | 49.9281 | -0.11618 | 464.0522 | 19953.4728 | 0.8876 | 49.9452 | -0.1217 | 972.7518 | 19972.5
0.888 | 49.9281 | -0.11617 | 464.0349 | 19953.4566 | 0.888 | 49.9452 | -0.12171 | 972.6353 | 19972.48
0.8884 | 49.928 | -0.11617 | 464.0289 | 19953.4404 | 0.8884 | 49.9452 | -0.12169 | 972.7525 | 19972.47
0.8888 | 49.928 | -0.11617 | 464.0117 | 19953.4242 | 0.8888 | 49.9452 | -0.1217 | 972.6511 | 19972.46
0.8892 | 49.928 | -0.11616 | 464.0057 | 19953.408 | 0.8892 | 49.9451 | -0.1217 | 972.5947 | 19972.45
0.8896 | 49.928 | -0.11616 | 463.9884 | 19953.3918 | 0.8896 | 49.9451 | -0.1217 | 972.5775 | 19972.43
0.89 | 49.9279 | -0.11616 | 463.9825 | 19953.3756 | 0.89 | 49.9451 | -0.1217 | 972.5685 | 19972.42
0.8904 | 49.9279 | -0.11616 | 463.9652 | 19953.3594 | 0.8904 | 49.9451 | -0.1217 | 972.5497 | 19972.41
0.8908 | 49.9279 | -0.11615 | 463.9592 | 19953.3433 | 0.8908 | 49.945 | -0.1217 | 972.544 | 19972.4
0.8912 | 49.9279 | -0.11615 | 463.942 | 19953.3271 | 0.8912 | 49.945 | -0.1217 | 972.5252 | 19972.39
0.8916 | 49.9278 | -0.11615 | 463.936 | 19953.3109 | 0.8916 | 49.945 | -0.1217 | 972.5197 | 19972.37
0.892 | 49.9278 | -0.11615 | 463.9187 | 19953.2947 | 0.892 | 49.945 | -0.1217 | 972.5008 | 19972.36
0.8924 | 49.9278 | -0.11614 | 463.9128 | 19953.2785 | 0.8924 | 49.9449 | -0.12169 | 972.4953 | 19972.35
0.8928 | 49.9278 | -0.11614 | 463.8955 | 19953.2624 | 0.8928 | 49.9449 | -0.12169 | 972.4765 | 19972.34
0.8932 | 49.9277 | -0.11614 | 463.8895 | 19953.2462 | 0.8932 | 49.9449 | -0.12169 | 972.471 | 19972.32
0.8936 | 49.9277 | -0.11613 | 463.8723 | 19953.23 | 0.8936 | 49.9449 | -0.12169 | 972.4522 | 19972.31
0.894 | 49.9277 | -0.11613 | 463.8663 | 19953.2139 | 0.894 | 49.9448 | -0.12169 | 972.4467 | 19972.3
0.8944 | 49.9277 | -0.11613 | 463.8491 | 19953.1977 | 0.8944 | 49.9448 | -0.12169 | 972.4278 | 19972.29
0.8948 | 49.9276 | -0.11612 | 463.8431 | 19953.1815 | 0.8948 | 49.9448 | -0.12168 | 972.4223 | 19972.27
0.8952 | 49.9276 | -0.11612 | 463.8258 | 19953.1654 | 0.8952 | 49.9448 | -0.12168 | 972.4035 | 19972.26
0.8956 | 49.9276 | -0.11612 | 463.8199 | 19953.1492 | 0.8956 | 49.9447 | -0.12168 | 972.398 | 19972.25
0.896 | 49.9276 | -0.11612 | 463.8026 | 19953.133 | 0.896 | 49.9447 | -0.12168 | 972.3792 | 19972.24
0.8964 | 49.9275 | -0.11611 | 463.7967 | 19953.1169 | 0.8964 | 49.9447 | -0.12168 | 972.3737 | 19972.22
0.8968 | 49.9275 | -0.11611 | 463.7794 | 19953.1007 | 0.8968 | 49.9447 | -0.12168 | 972.3548 | 19972.21
0.8972 | 49.9275 | -0.11611 | 463.7734 | 19953.0846 | 0.8972 | 49.9447 | -0.12168 | 972.3493 | 19972.2
0.8976 | 49.9275 | -0.11611 | 463.7562 | 19953.0684 | 0.8976 | 49.9447 | -0.12168 | 972.3305 | 19972.19
0.898 | 49.9275 | -0.1161 | 463.7502 | 19953.0523 | 0.898 | 49.9446 | -0.12167 | 972.325 | 19972.18
0.8984 | 49.9275 | -0.1161 | 463.733 | 19953.0361 | 0.8984 | 49.9446 | -0.12167 | 972.3061 | 19972.16
0.8988 | 49.9274 | -0.1161 | 463.727 | 19953.02 | 0.8988 | 49.9445 | -0.12167 | 972.3006 | 19972.15
0.8992 | 49.9274 | -0.11609 | 463.7097 | 19953.0039 | 0.8992 | 49.9445 | -0.12167 | 972.2818 | 19972.14
0.8996 | 49.9274 | -0.11609 | 463.7038 | 19952.9877 | 0.8996 | 49.9445 | -0.12167 | 972.2763 | 19972.13
0.9 | 49.9274 | -0.11609 | 463.6865 | 19952.9716 | 0.9 | 49.9445 | -0.12167 | 972.2575 | 19972.11
0.9004 | 49.9273 | -0.11608 | 463.6806 | 19952.9554 | 0.9004 | 49.9445 | -0.12166 | 972.252 | 19972.1
0.9008 | 49.9273 | -0.11608 | 463.6633 | 19952.9393 | 0.9008 | 49.9445 | -0.12166 | 972.2331 | 19972.09
0.9012 | 49.9273 | -0.11608 | 463.6573 | 19952.9232 | 0.9012 | 49.9444 | -0.12166 | 972.2276 | 19972.08
0.9016 | 49.9273 | -0.11608 | 463.6401 | 19952.907 | 0.9016 | 49.9444 | -0.12166 | 972.2088 | 19972.06
0.902 | 49.9272 | -0.11607 | 463.6341 | 19952.8909 | 0.902 | 49.9444 | -0.12166 | 972.2033 | 19972.05
0.9024 | 49.9272 | -0.11607 | 463.6169 | 19952.8748 | 0.9024 | 49.9444 | -0.12166 | 972.1845 | 19972.04
0.9028 | 49.9272 | -0.11607 | 463.6109 | 19952.8587 | 0.9028 | 49.9443 | -0.12166 | 972.179 | 19972.03
0.9032 | 49.9272 | -0.11607 | 463.5937 | 19952.8425 | 0.9032 | 49.9443 | -0.12165 | 972.1602 | 19972.02
0.9036 | 49.9271 | -0.11606 | 463.5877 | 19952.8264 | 0.9036 | 49.9443 | -0.12165 | 972.1547 | 19972
0.904 | 49.9271 | -0.11606 | 463.5704 | 19952.8103 | 0.904 | 49.9443 | -0.12165 | 972.1358 | 19971.99
0.9044 | 49.9271 | -0.11606 | 463.5645 | 19952.7942 | 0.9044 | 49.9442 | -0.12165 | 972.1303 | 19971.98
0.9048 | 49.9271 | -0.11605 | 463.5472 | 19952.7781 | 0.9048 | 49.9442 | -0.12165 | 972.1115 | 19971.97
0.9052 | 49.927 | -0.11605 | 463.5413 | 19952.762 | 0.9052 | 49.9442 | -0.12165 | 972.106 | 19971.95
0.9056 | 49.927 | -0.11605 | 463.524 | 19952.7459 | 0.9056 | 49.9442 | -0.12165 | 972.0872 | 19971.94
0.906 | 49.927 | -0.11604 | 463.5181 | 19952.7297 | 0.906 | 49.9441 | -0.12164 | 972.0817 | 19971.93
0.9064 | 49.927 | -0.11604 | 463.5008 | 19952.7136 | 0.9064 | 49.9441 | -0.12164 | 972.0628 | 19971.92
0.9068 | 49.9269 | -0.11604 | 463.4949 | 19952.6975 | 0.9068 | 49.9441 | -0.12164 | 972.0573 | 19971.9
0.9072 | 49.9269 | -0.11604 | 463.4776 | 19952.6814 | 0.9072 | 49.9441 | -0.12164 | 972.0385 | 19971.89
0.9076 | 49.9269 | -0.11603 | 463.4716 | 19952.6653 | 0.9076 | 49.944 | -0.12164 | 972.033 | 19971.88
0.908 | 49.9269 | -0.11603 | 463.4544 | 19952.6492 | 0.908 | 49.944 | -0.12164 | 972.0142 | 19971.87
0.9084 | 49.9269 | -0.11603 | 463.4484 | 19952.6331 | 0.9084 | 49.944 | -0.12163 | 972.0087 | 19971.85
0.9088 | 49.9269 | -0.11603 | 463.4312 | 19952.617 | 0.9088 | 49.944 | -0.12163 | 971.9899 | 19971.84
0.9092 | 49.9268 | -0.11602 | 463.4252 | 19952.601 | 0.9092 | 49.9439 | -0.12163 | 971.9844 | 19971.83
0.9096 | 49.9268 | -0.11602 | 463.408 | 19952.5849 | 0.9096 | 49.9439 | -0.12163 | 971.9655 | 19971.82
0.91 | 49.9268 | -0.11602 | 463.402 | 19952.5688 | 0.91 | 49.9439 | -0.12163 | 971.96 | 19971.81
0.9104 | 49.9268 | -0.11601 | 463.3848 | 19952.5527 | 0.9104 | 49.9439 | -0.12163 | 971.9412 | 19971.79
0.9108 | 49.9267 | -0.11601 | 463.3788 | 19952.5366 | 0.9108 | 49.9438 | -0.12163 | 971.9357 | 19971.78
0.9112 | 49.9267 | -0.11601 | 463.3616 | 19952.5205 | 0.9112 | 49.9438 | -0.12163 | 971.9169 | 19971.77
0.9116 | 49.9267 | -0.116 | 463.3556 | 19952.5044 | 0.9116 | 49.9438 | -0.12162 | 971.9114 | 19971.76
0.912 | 49.9267 | -0.116 | 463.3384 | 19952.4884 | 0.912 | 49.9438 | -0.12162 | 971.8926 | 19971.74
0.9124 | 49.9266 | -0.116 | 463.3324 | 19952.4723 | 0.9124 | 49.9437 | -0.12162 | 971.8871 | 19971.73
0.9128 | 49.9266 | -0.116 | 463.3152 | 19952.4562 | 0.9128 | 49.9437 | -0.12162 | 971.8682 | 19971.72
0.9132 | 49.9266 | -0.11599 | 463.3092 | 19952.4401 | 0.9132 | 49.9437 | -0.12162 | 971.8627 | 19971.71
0.9136 | 49.9266 | -0.11599 | 463.292 | 19952.4241 | 0.9136 | 49.9437 | -0.12162 | 971.8439 | 19971.69
0.914 | 49.9265 | -0.11599 | 463.286 | 19952.408 | 0.914 | 49.9436 | -0.12161 | 971.8384 | 19971.68
0.9144 | 49.9265 | -0.11599 | 463.2688 | 19952.3919 | 0.9144 | 49.9436 | -0.12161 | 971.8196 | 19971.67
0.9148 | 49.9265 | -0.11598 | 463.2628 | 19952.3759 | 0.9148 | 49.9436 | -0.12161 | 971.8141 | 19971.66
0.9152 | 49.9265 | -0.11598 | 463.2456 | 19952.3598 | 0.9152 | 49.9436 | -0.12161 | 971.7953 | 19971.65
0.9156 | 49.9264 | -0.11598 | 463.2396 | 19952.3437 | 0.9156 | 49.9435 | -0.12161 | 971.7898 | 19971.63
0.916 | 49.9264 | -0.11597 | 463.2224 | 19952.3277 | 0.916 | 49.9435 | -0.12161 | 971.771 | 19971.62
0.9164 | 49.9264 | -0.11596 | 463.2695 | 19952.3116 | 0.9164 | 49.9435 | -0.12161 | 971.7654 | 19971.61
0.9168 | 49.9264 | -0.11597 | 463.1954 | 19952.2956 | 0.9168 | 49.9435 | -0.12161 | 971.7466 | 19971.6
0.9172 | 49.9263 | -0.11596 | 463.1942 | 19952.2795 | 0.9172 | 49.9434 | -0.1216 | 971.7411 | 19971.58
0.9176 | 49.9263 | -0.11596 | 463.1756 | 19952.2635 | 0.9176 | 49.9434 | -0.1216 | 971.7223 | 19971.57
0.918 | 49.9263 | -0.11596 | 463.17 | 19952.2474 | 0.918 | 49.9434 | -0.1216 | 971.7168 | 19971.56
0.9184 | 49.9263 | -0.11596 | 463.1527 | 19952.2314 | 0.9184 | 49.9434 | -0.1216 | 971.698 | 19971.55
0.9188 | 49.9262 | -0.11595 | 463.1469 | 19952.2153 | 0.9188 | 49.9433 | -0.1216 | 971.6925 | 19971.53
0.9192 | 49.9262 | -0.11595 | 463.1294 | 19952.1993 | 0.9192 | 49.9433 | -0.1216 | 971.6737 | 19971.52
0.9196 | 49.9262 | -0.11595 | 463.1237 | 19952.1832 | 0.9196 | 49.9433 | -0.12159 | 971.6682 | 19971.51
0.92 | 49.9262 | -0.11595 | 463.1063 | 19952.1672 | 0.92 | 49.9433 | -0.12159 | 971.6494 | 19971.5
0.9204 | 49.9262 | -0.11594 | 463.1005 | 19952.1512 | 0.9204 | 49.9432 | -0.12159 | 971.6438 | 19971.49
0.9208 | 49.9262 | -0.11594 | 463.0831 | 19952.1351 | 0.9208 | 49.9432 | -0.12159 | 971.625 | 19971.47
0.9212 | 49.9261 | -0.11594 | 463.0773 | 19952.1191 | 0.9212 | 49.9432 | -0.12159 | 971.6195 | 19971.46
0.9216 | 49.9261 | -0.11593 | 463.0599 | 19952.1031 | 0.9216 | 49.9432 | -0.12159 | 971.6007 | 19971.45
0.922 | 49.9261 | -0.11593 | 463.0541 | 19952.087 | 0.922 | 49.9431 | -0.12159 | 971.5952 | 19971.44
0.9224 | 49.9261 | -0.11593 | 463.0367 | 19952.071 | 0.9224 | 49.9431 | -0.12158 | 971.5764 | 19971.42
0.9228 | 49.926 | -0.11592 | 463.0309 | 19952.055 | 0.9228 | 49.9431 | -0.12158 | 971.5709 | 19971.41
0.9232 | 49.926 | -0.11592 | 463.0135 | 19952.039 | 0.9232 | 49.9431 | -0.12158 | 971.5521 | 19971.4
0.9236 | 49.926 | -0.11592 | 463.0077 | 19952.0229 | 0.9236 | 49.943 | -0.12158 | 971.5466 | 19971.39
0.924 | 49.926 | -0.11592 | 462.9903 | 19952.0069 | 0.924 | 49.943 | -0.12158 | 971.5278 | 19971.37
0.9244 | 49.9259 | -0.11591 | 462.9845 | 19951.9909 | 0.9244 | 49.943 | -0.12158 | 971.5223 | 19971.36
0.9248 | 49.9259 | -0.11591 | 462.9671 | 19951.9749 | 0.9248 | 49.943 | -0.12158 | 971.5035 | 19971.35
0.9252 | 49.9259 | -0.11591 | 462.9614 | 19951.9589 | 0.9252 | 49.943 | -0.12157 | 971.4979 | 19971.34
0.9256 | 49.9259 | -0.11591 | 462.944 | 19951.9429 | 0.9256 | 49.943 | -0.12157 | 971.4791 | 19971.32
0.926 | 49.9258 | -0.1159 | 462.9382 | 19951.9268 | 0.926 | 49.9429 | -0.12157 | 971.4736 | 19971.31
0.9264 | 49.9258 | -0.1159 | 462.9208 | 19951.9108 | 0.9264 | 49.9429 | -0.12157 | 971.4548 | 19971.3
0.9268 | 49.9258 | -0.1159 | 462.915 | 19951.8948 | 0.9268 | 49.9428 | -0.12157 | 971.4493 | 19971.29
0.9272 | 49.9258 | -0.11589 | 462.8976 | 19951.8788 | 0.9272 | 49.9428 | -0.12157 | 971.4305 | 19971.28
0.9276 | 49.9257 | -0.11589 | 462.8918 | 19951.8628 | 0.9276 | 49.9428 | -0.12156 | 971.425 | 19971.26
0.928 | 49.9257 | -0.11589 | 462.8744 | 19951.8468 | 0.928 | 49.9428 | -0.12156 | 971.4062 | 19971.25
0.9284 | 49.9257 | -0.11589 | 462.8687 | 19951.8308 | 0.9284 | 49.9427 | -0.12156 | 971.4007 | 19971.24
0.9288 | 49.9257 | -0.11588 | 462.8513 | 19951.8148 | 0.9288 | 49.9427 | -0.12156 | 971.3819 | 19971.23
0.9292 | 49.9256 | -0.11588 | 462.8455 | 19951.7988 | 0.9292 | 49.9427 | -0.12156 | 971.3764 | 19971.21
0.9296 | 49.9256 | -0.11588 | 462.8281 | 19951.7828 | 0.9296 | 49.9427 | -0.12156 | 971.3576 | 19971.2
0.93 | 49.9256 | -0.11587 | 462.8223 | 19951.7668 | 0.93 | 49.9427 | -0.12156 | 971.3521 | 19971.19
0.9304 | 49.9256 | -0.11587 | 462.8049 | 19951.7509 | 0.9304 | 49.9427 | -0.12156 | 971.3333 | 19971.18
0.9308 | 49.9256 | -0.11587 | 462.7991 | 19951.7349 | 0.9308 | 49.9426 | -0.12155 | 971.3278 | 19971.16
0.9312 | 49.9256 | -0.11587 | 462.7817 | 19951.7189 | 0.9312 | 49.9426 | -0.12155 | 971.309 | 19971.15
0.9316 | 49.9255 | -0.11586 | 462.776 | 19951.7029 | 0.9316 | 49.9426 | -0.12155 | 971.3034 | 19971.14
0.932 | 49.9255 | -0.11586 | 462.7586 | 19951.6869 | 0.932 | 49.9426 | -0.12155 | 971.2847 | 19971.13
0.9324 | 49.9255 | -0.11586 | 462.7528 | 19951.6709 | 0.9324 | 49.9425 | -0.12155 | 971.2791 | 19971.12
0.9328 | 49.9255 | -0.11586 | 462.7354 | 19951.655 | 0.9328 | 49.9425 | -0.12155 | 971.2603 | 19971.1
0.9332 | 49.9254 | -0.11585 | 462.7296 | 19951.639 | 0.9332 | 49.9425 | -0.12154 | 971.2548 | 19971.09
0.9336 | 49.9254 | -0.11585 | 462.7122 | 19951.623 | 0.9336 | 49.9425 | -0.12154 | 971.236 | 19971.08
0.934 | 49.9254 | -0.11585 | 462.7064 | 19951.607 | 0.934 | 49.9424 | -0.12154 | 971.2305 | 19971.07
0.9344 | 49.9254 | -0.11584 | 462.689 | 19951.5911 | 0.9344 | 49.9424 | -0.12154 | 971.2117 | 19971.05
0.9348 | 49.9253 | -0.11584 | 462.6833 | 19951.5751 | 0.9348 | 49.9424 | -0.12154 | 971.2062 | 19971.04
0.9352 | 49.9253 | -0.11584 | 462.6659 | 19951.5591 | 0.9352 | 49.9424 | -0.12154 | 971.1874 | 19971.03
0.9356 | 49.9253 | -0.11583 | 462.6601 | 19951.5432 | 0.9356 | 49.9423 | -0.12154 | 971.1819 | 19971.02
0.936 | 49.9253 | -0.11583 | 462.6427 | 19951.5272 | 0.936 | 49.9423 | -0.12153 | 971.1631 | 19971
0.9364 | 49.9252 | -0.11583 | 462.6369 | 19951.5112 | 0.9364 | 49.9423 | -0.12153 | 971.1576 | 19970.99
0.9368 | 49.9252 | -0.11583 | 462.6195 | 19951.4953 | 0.9368 | 49.9423 | -0.12153 | 971.1388 | 19970.98
0.9372 | 49.9252 | -0.11582 | 462.6138 | 19951.4793 | 0.9372 | 49.9422 | -0.12153 | 971.1333 | 19970.97
0.9376 | 49.9252 | -0.11582 | 462.5964 | 19951.4634 | 0.9376 | 49.9422 | -0.12153 | 971.1145 | 19970.96
0.938 | 49.9251 | -0.11582 | 462.5906 | 19951.4474 | 0.938 | 49.9422 | -0.12153 | 971.109 | 19970.94
0.9384 | 49.9251 | -0.11582 | 462.5732 | 19951.4315 | 0.9384 | 49.9422 | -0.12153 | 971.0902 | 19970.93
0.9388 | 49.9251 | -0.11581 | 462.5674 | 19951.4155 | 0.9388 | 49.9421 | -0.12152 | 971.0847 | 19970.92
0.9392 | 49.9251 | -0.11581 | 462.5501 | 19951.3996 | 0.9392 | 49.9421 | -0.12152 | 971.0659 | 19970.91
0.9396 | 49.925 | -0.11581 | 462.5443 | 19951.3836 | 0.9396 | 49.9421 | -0.12152 | 971.0604 | 19970.89
0.94 | 49.925 | -0.1158 | 462.5269 | 19951.3677 | 0.94 | 49.9421 | -0.12152 | 971.0416 | 19970.88
0.9404 | 49.925 | -0.1158 | 462.5211 | 19951.3517 | 0.9404 | 49.942 | -0.12152 | 971.0361 | 19970.87
0.9408 | 49.925 | -0.1158 | 462.5037 | 19951.3358 | 0.9408 | 49.942 | -0.12152 | 971.0173 | 19970.86
0.9412 | 49.9249 | -0.11579 | 462.498 | 19951.3198 | 0.9412 | 49.942 | -0.12152 | 971.0118 | 19970.84
0.9416 | 49.9249 | -0.11579 | 462.4806 | 19951.3039 | 0.9416 | 49.942 | -0.12151 | 970.993 | 19970.83
0.942 | 49.9249 | -0.11579 | 462.4748 | 19951.288 | 0.942 | 49.9419 | -0.12151 | 970.9875 | 19970.82
0.9424 | 49.9249 | -0.11579 | 462.4574 | 19951.272 | 0.9424 | 49.9419 | -0.12151 | 970.9687 | 19970.81
0.9428 | 49.9249 | -0.11578 | 462.4517 | 19951.2561 | 0.9428 | 49.9419 | -0.12151 | 970.9632 | 19970.79
0.9432 | 49.9249 | -0.11578 | 462.4343 | 19951.2402 | 0.9432 | 49.9419 | -0.12151 | 970.9444 | 19970.78
0.9436 | 49.9248 | -0.11578 | 462.4285 | 19951.2243 | 0.9436 | 49.9418 | -0.12151 | 970.9389 | 19970.77
0.944 | 49.9248 | -0.11578 | 462.4111 | 19951.2083 | 0.944 | 49.9418 | -0.12151 | 970.9201 | 19970.76
0.9444 | 49.9248 | -0.11577 | 462.4053 | 19951.1924 | 0.9444 | 49.9418 | -0.1215 | 970.9146 | 19970.75
0.9448 | 49.9248 | -0.11577 | 462.388 | 19951.1765 | 0.9448 | 49.9418 | -0.1215 | 970.8958 | 19970.73
0.9452 | 49.9247 | -0.11577 | 462.3822 | 19951.1606 | 0.9452 | 49.9417 | -0.1215 | 970.8903 | 19970.72
0.9456 | 49.9247 | -0.11576 | 462.3648 | 19951.1446 | 0.9456 | 49.9417 | -0.1215 | 970.8715 | 19970.71
0.946 | 49.9247 | -0.11576 | 462.359 | 19951.1287 | 0.946 | 49.9417 | -0.1215 | 970.866 | 19970.7
0.9464 | 49.9247 | -0.11576 | 462.3417 | 19951.1128 | 0.9464 | 49.9417 | -0.1215 | 970.8472 | 19970.68
0.9468 | 49.9246 | -0.11575 | 462.3359 | 19951.0969 | 0.9468 | 49.9416 | -0.12149 | 970.8417 | 19970.67
0.9472 | 49.9246 | -0.11575 | 462.3185 | 19951.081 | 0.9472 | 49.9416 | -0.12149 | 970.8229 | 19970.66
0.9476 | 49.9246 | -0.11575 | 462.3127 | 19951.0651 | 0.9476 | 49.9416 | -0.12149 | 970.8174 | 19970.65
0.948 | 49.9246 | -0.11575 | 462.2954 | 19951.0492 | 0.948 | 49.9416 | -0.12149 | 970.7986 | 19970.63
0.9484 | 49.9245 | -0.11574 | 462.2896 | 19951.0333 | 0.9484 | 49.9415 | -0.12149 | 970.7931 | 19970.62
0.9488 | 49.9245 | -0.11574 | 462.2722 | 19951.0174 | 0.9488 | 49.9415 | -0.12149 | 970.7743 | 19970.61
0.9492 | 49.9245 | -0.11574 | 462.2664 | 19951.0015 | 0.9492 | 49.9415 | -0.12149 | 970.7688 | 19970.6
0.9496 | 49.9245 | -0.11574 | 462.2491 | 19950.9856 | 0.9496 | 49.9415 | -0.12149 | 970.75 | 19970.59
0.95 | 49.9244 | -0.11573 | 462.2433 | 19950.9697 | 0.95 | 49.9414 | -0.12148 | 970.7445 | 19970.57
0.9504 | 49.9244 | -0.11573 | 462.2259 | 19950.9538 | 0.9504 | 49.9414 | -0.12148 | 970.7257 | 19970.56
0.9508 | 49.9244 | -0.11573 | 462.2201 | 19950.9379 | 0.9508 | 49.9414 | -0.12148 | 970.7202 | 19970.55
0.9512 | 49.9244 | -0.11572 | 462.2028 | 19950.922 | 0.9512 | 49.9414 | -0.12148 | 970.7014 | 19970.54
0.9516 | 49.9243 | -0.11572 | 462.197 | 19950.9061 | 0.9516 | 49.9413 | -0.12148 | 970.6959 | 19970.52
0.952 | 49.9243 | -0.11572 | 462.1796 | 19950.8902 | 0.952 | 49.9413 | -0.12148 | 970.6771 | 19970.51
0.9524 | 49.9243 | -0.11571 | 462.1739 | 19950.8743 | 0.9524 | 49.9413 | -0.12147 | 970.6716 | 19970.5
0.9528 | 49.9243 | -0.11571 | 462.1565 | 19950.8584 | 0.9528 | 49.9413 | -0.12147 | 970.6528 | 19970.49
0.9532 | 49.9243 | -0.11571 | 462.1507 | 19950.8425 | 0.9532 | 49.9412 | -0.12147 | 970.6473 | 19970.47
0.9536 | 49.9243 | -0.11571 | 462.1333 | 19950.8266 | 0.9536 | 49.9412 | -0.12147 | 970.6285 | 19970.46
0.954 | 49.9242 | -0.1157 | 462.1276 | 19950.8108 | 0.954 | 49.9412 | -0.12147 | 970.623 | 19970.45
0.9544 | 49.9242 | -0.1157 | 462.1102 | 19950.7949 | 0.9544 | 49.9412 | -0.12147 | 970.6042 | 19970.44
0.9548 | 49.9242 | -0.1157 | 462.1044 | 19950.779 | 0.9548 | 49.9412 | -0.12147 | 970.5987 | 19970.43
0.9552 | 49.9242 | -0.1157 | 462.0871 | 19950.7631 | 0.9552 | 49.9412 | -0.12146 | 970.5799 | 19970.41
0.9556 | 49.9241 | -0.11569 | 462.0813 | 19950.7473 | 0.9556 | 49.9411 | -0.12146 | 970.5744 | 19970.4
0.956 | 49.9241 | -0.11569 | 462.0639 | 19950.7314 | 0.956 | 49.9411 | -0.12146 | 970.5556 | 19970.39
0.9564 | 49.9241 | -0.11569 | 462.0582 | 19950.7155 | 0.9564 | 49.941 | -0.12146 | 970.5501 | 19970.38
0.9568 | 49.9241 | -0.11568 | 462.0408 | 19950.6997 | 0.9568 | 49.941 | -0.12146 | 970.5314 | 19970.36
0.9572 | 49.924 | -0.11568 | 462.035 | 19950.6838 | 0.9572 | 49.941 | -0.12146 | 970.5258 | 19970.35
0.9576 | 49.924 | -0.11568 | 462.0176 | 19950.6679 | 0.9576 | 49.941 | -0.12146 | 970.5071 | 19970.34
0.958 | 49.924 | -0.11567 | 462.0119 | 19950.6521 | 0.958 | 49.941 | -0.12145 | 970.5015 | 19970.33
0.9584 | 49.924 | -0.11567 | 461.9945 | 19950.6362 | 0.9584 | 49.941 | -0.12145 | 970.4828 | 19970.31
0.9588 | 49.9239 | -0.11567 | 461.9888 | 19950.6203 | 0.9588 | 49.9409 | -0.12145 | 970.4772 | 19970.3
0.9592 | 49.9239 | -0.11567 | 461.9714 | 19950.6045 | 0.9592 | 49.9409 | -0.12145 | 970.4585 | 19970.29
0.9596 | 49.9239 | -0.11566 | 461.9656 | 19950.5886 | 0.9596 | 49.9409 | -0.12145 | 970.453 | 19970.28
0.96 | 49.9239 | -0.11566 | 461.9482 | 19950.5728 | 0.96 | 49.9409 | -0.12145 | 970.4342 | 19970.27
0.9604 | 49.9238 | -0.11566 | 461.9425 | 19950.5569 | 0.9604 | 49.9408 | -0.12144 | 970.4287 | 19970.25
0.9608 | 49.9238 | -0.11566 | 461.9251 | 19950.5411 | 0.9608 | 49.9408 | -0.12144 | 970.4099 | 19970.24
0.9612 | 49.9238 | -0.11565 | 461.9194 | 19950.5252 | 0.9612 | 49.9408 | -0.12144 | 970.4044 | 19970.23
0.9616 | 49.9238 | -0.11565 | 461.902 | 19950.5094 | 0.9616 | 49.9408 | -0.12144 | 970.3856 | 19970.22
0.962 | 49.9237 | -0.11565 | 461.8962 | 19950.4935 | 0.962 | 49.9407 | -0.12144 | 970.3801 | 19970.2
0.9624 | 49.9237 | -0.11564 | 461.8789 | 19950.4777 | 0.9624 | 49.9407 | -0.12144 | 970.3613 | 19970.19
0.9628 | 49.9237 | -0.11564 | 461.8731 | 19950.4618 | 0.9628 | 49.9407 | -0.12144 | 970.3558 | 19970.18
0.9632 | 49.9237 | -0.11564 | 461.8557 | 19950.446 | 0.9632 | 49.9407 | -0.12144 | 970.337 | 19970.17
0.9636 | 49.9237 | -0.11563 | 461.85 | 19950.4302 | 0.9636 | 49.9406 | -0.12143 | 970.3315 | 19970.15
0.964 | 49.9237 | -0.11563 | 461.8326 | 19950.4143 | 0.964 | 49.9406 | -0.12143 | 970.3128 | 19970.14
0.9644 | 49.9236 | -0.11563 | 461.8268 | 19950.3985 | 0.9644 | 49.9406 | -0.12143 | 970.3072 | 19970.13
0.9648 | 49.9236 | -0.11563 | 461.8095 | 19950.3827 | 0.9648 | 49.9406 | -0.12143 | 970.2885 | 19970.12
0.9652 | 49.9236 | -0.11562 | 461.8037 | 19950.3668 | 0.9652 | 49.9405 | -0.12143 | 970.2829 | 19970.11
0.9656 | 49.9236 | -0.11562 | 461.7864 | 19950.351 | 0.9656 | 49.9405 | -0.12143 | 970.2642 | 19970.09
0.966 | 49.9235 | -0.11562 | 461.7806 | 19950.3352 | 0.966 | 49.9405 | -0.12142 | 970.2587 | 19970.08
0.9664 | 49.9235 | -0.11562 | 461.7632 | 19950.3194 | 0.9664 | 49.9405 | -0.12142 | 970.2399 | 19970.07
0.9668 | 49.9235 | -0.11561 | 461.7575 | 19950.3035 | 0.9668 | 49.9404 | -0.12142 | 970.2344 | 19970.06
0.9672 | 49.9235 | -0.11561 | 461.7401 | 19950.2877 | 0.9672 | 49.9404 | -0.12142 | 970.2156 | 19970.04
0.9676 | 49.9234 | -0.11561 | 461.7344 | 19950.2719 | 0.9676 | 49.9404 | -0.12142 | 970.2101 | 19970.03
0.968 | 49.9234 | -0.1156 | 461.717 | 19950.2561 | 0.968 | 49.9404 | -0.12142 | 970.1913 | 19970.02
0.9684 | 49.9234 | -0.1156 | 461.7112 | 19950.2403 | 0.9684 | 49.9403 | -0.12142 | 970.1858 | 19970.01
0.9688 | 49.9234 | -0.1156 | 461.6939 | 19950.2244 | 0.9688 | 49.9403 | -0.12142 | 970.1671 | 19969.99
0.9692 | 49.9233 | -0.11559 | 461.6881 | 19950.2086 | 0.9692 | 49.9403 | -0.12141 | 970.1615 | 19969.98
0.9696 | 49.9233 | -0.11559 | 461.6707 | 19950.1928 | 0.9696 | 49.9403 | -0.12141 | 970.1428 | 19969.97
0.97 | 49.9233 | -0.11559 | 461.665 | 19950.177 | 0.97 | 49.9402 | -0.12141 | 970.1372 | 19969.96
0.9704 | 49.9233 | -0.11559 | 461.6476 | 19950.1612 | 0.9704 | 49.9402 | -0.12141 | 970.1185 | 19969.94
0.9708 | 49.9232 | -0.11558 | 461.6419 | 19950.1454 | 0.9708 | 49.9402 | -0.12141 | 970.113 | 19969.93
0.9712 | 49.9232 | -0.11558 | 461.6245 | 19950.1296 | 0.9712 | 49.9402 | -0.12141 | 970.0942 | 19969.92
0.9716 | 49.9232 | -0.11558 | 461.6188 | 19950.1138 | 0.9716 | 49.9401 | -0.1214 | 970.0887 | 19969.91
0.972 | 49.9232 | -0.11558 | 461.6014 | 19950.098 | 0.972 | 49.9401 | -0.1214 | 970.0699 | 19969.9
0.9724 | 49.9231 | -0.11557 | 461.5957 | 19950.0822 | 0.9724 | 49.9401 | -0.1214 | 970.0644 | 19969.88
0.9728 | 49.9231 | -0.11557 | 461.5783 | 19950.0664 | 0.9728 | 49.9401 | -0.1214 | 970.0456 | 19969.87
0.9732 | 49.9231 | -0.11557 | 461.5725 | 19950.0506 | 0.9732 | 49.94 | -0.1214 | 970.0401 | 19969.86
0.9736 | 49.9231 | -0.11557 | 461.5552 | 19950.0348 | 0.9736 | 49.94 | -0.1214 | 970.0214 | 19969.85
0.974 | 49.9231 | -0.11556 | 461.5494 | 19950.019 | 0.974 | 49.94 | -0.1214 | 970.0158 | 19969.83
0.9744 | 49.9231 | -0.11556 | 461.5321 | 19950.0032 | 0.9744 | 49.94 | -0.12139 | 969.9971 | 19969.82
0.9748 | 49.923 | -0.11556 | 461.5263 | 19949.9874 | 0.9748 | 49.9399 | -0.12139 | 969.9916 | 19969.81
0.9752 | 49.923 | -0.11555 | 461.5089 | 19949.9716 | 0.9752 | 49.9399 | -0.12139 | 969.9728 | 19969.8
0.9756 | 49.923 | -0.11555 | 461.5032 | 19949.9559 | 0.9756 | 49.9399 | -0.12139 | 969.9673 | 19969.78
0.976 | 49.923 | -0.11555 | 461.4833 | 19949.9401 | 0.976 | 49.9399 | -0.12139 | 969.9485 | 19969.77
0.9764 | 49.9229 | -0.11556 | 461.406 | 19949.9243 | 0.9764 | 49.9398 | -0.12139 | 969.943 | 19969.76
0.9768 | 49.9229 | -0.11552 | 461.5525 | 19949.9085 | 0.9768 | 49.9398 | -0.12139 | 969.9243 | 19969.75
0.9772 | 49.9229 | -0.11548 | 461.6908 | 19949.8927 | 0.9772 | 49.9398 | -0.12138 | 969.9187 | 19969.74
0.9776 | 49.9229 | -0.11561 | 461.1388 | 19949.877 | 0.9776 | 49.9398 | -0.12138 | 969.9 | 19969.72
0.978 | 49.9228 | -0.11557 | 461.2795 | 19949.8612 | 0.978 | 49.9397 | -0.12138 | 969.8945 | 19969.71
0.9784 | 49.9228 | -0.11552 | 461.4686 | 19949.8454 | 0.9784 | 49.9397 | -0.12138 | 969.8757 | 19969.7
0.9788 | 49.9228 | -0.11538 | 461.9992 | 19949.8296 | 0.9788 | 49.9397 | -0.12138 | 969.8702 | 19969.69
0.9792 | 49.9228 | -0.11551 | 461.4442 | 19949.8139 | 0.9792 | 49.9397 | -0.12138 | 969.8514 | 19969.67
0.9796 | 49.9227 | -0.11553 | 461.3568 | 19949.7981 | 0.9796 | 49.9396 | -0.12137 | 969.8459 | 19969.66
0.98 | 49.9227 | -0.11554 | 461.2806 | 19949.7823 | 0.98 | 49.9396 | -0.12137 | 969.8272 | 19969.65
0.9804 | 49.9227 | -0.1155 | 461.4499 | 19949.7666 | 0.9804 | 49.9396 | -0.12137 | 969.8216 | 19969.64
0.9808 | 49.9227 | -0.11554 | 461.2478 | 19949.7508 | 0.9808 | 49.9396 | -0.12137 | 969.8029 | 19969.62
0.9812 | 49.9226 | -0.11554 | 461.2068 | 19949.735 | 0.9812 | 49.9395 | -0.12137 | 969.7974 | 19969.61
0.9816 | 49.9226 | -0.11548 | 461.4472 | 19949.7193 | 0.9816 | 49.9395 | -0.12137 | 969.7786 | 19969.6
0.982 | 49.9226 | -0.11551 | 461.2961 | 19949.7035 | 0.982 | 49.9395 | -0.12137 | 969.7731 | 19969.59
0.9824 | 49.9226 | -0.11552 | 461.2361 | 19949.6878 | 0.9824 | 49.9395 | -0.12137 | 969.7543 | 19969.58
0.9828 | 49.9225 | -0.1155 | 461.2854 | 19949.672 | 0.9828 | 49.9395 | -0.12136 | 969.7488 | 19969.56
0.9832 | 49.9225 | -0.11551 | 461.2426 | 19949.6563 | 0.9832 | 49.9395 | -0.12136 | 969.7301 | 19969.55
0.9836 | 49.9225 | -0.1155 | 461.2624 | 19949.6405 | 0.9836 | 49.9394 | -0.12136 | 969.7245 | 19969.54
0.984 | 49.9225 | -0.1155 | 461.2374 | 19949.6248 | 0.984 | 49.9394 | -0.12136 | 969.7058 | 19969.53
0.9844 | 49.9225 | -0.11549 | 461.2415 | 19949.609 | 0.9844 | 49.9393 | -0.12136 | 969.7003 | 19969.51
0.9848 | 49.9225 | -0.11549 | 461.2204 | 19949.5933 | 0.9848 | 49.9393 | -0.12136 | 969.6815 | 19969.5
0.9852 | 49.9224 | -0.11548 | 461.2204 | 19949.5775 | 0.9852 | 49.9393 | -0.12135 | 969.676 | 19969.49
0.9856 | 49.9224 | -0.11548 | 461.2004 | 19949.5618 | 0.9856 | 49.9393 | -0.12135 | 969.6572 | 19969.48
0.986 | 49.9224 | -0.11548 | 461.1989 | 19949.5461 | 0.986 | 49.9393 | -0.12135 | 969.6517 | 19969.46
0.9864 | 49.9224 | -0.11548 | 461.1793 | 19949.5303 | 0.9864 | 49.9393 | -0.12135 | 969.633 | 19969.45
0.9868 | 49.9223 | -0.11547 | 461.1769 | 19949.5146 | 0.9868 | 49.9392 | -0.12135 | 969.6275 | 19969.44
0.9872 | 49.9223 | -0.11547 | 461.1523 | 19949.4988 | 0.9872 | 49.9392 | -0.12135 | 969.6087 | 19969.43
0.9876 | 49.9223 | -0.11546 | 461.1542 | 19949.4831 | 0.9876 | 49.9392 | -0.12135 | 969.6032 | 19969.42
0.988 | 49.9223 | -0.11546 | 461.1371 | 19949.4674 | 0.988 | 49.9392 | -0.12134 | 969.5844 | 19969.4
0.9884 | 49.9222 | -0.11546 | 461.1332 | 19949.4516 | 0.9884 | 49.9391 | -0.12134 | 969.5789 | 19969.39
0.9888 | 49.9222 | -0.11546 | 461.1162 | 19949.4359 | 0.9888 | 49.9391 | -0.12134 | 969.5602 | 19969.38
0.9892 | 49.9222 | -0.11545 | 461.1105 | 19949.4202 | 0.9892 | 49.9391 | -0.12134 | 969.5547 | 19969.37
0.9896 | 49.9222 | -0.11545 | 461.0932 | 19949.4045 | 0.9896 | 49.9391 | -0.12134 | 969.5359 | 19969.35
0.99 | 49.9221 | -0.11545 | 461.0874 | 19949.3887 | 0.99 | 49.939 | -0.12134 | 969.5304 | 19969.34
0.9904 | 49.9221 | -0.11545 | 461.0702 | 19949.373 | 0.9904 | 49.939 | -0.12134 | 969.5116 | 19969.33
0.9908 | 49.9221 | -0.11544 | 461.0643 | 19949.3573 | 0.9908 | 49.939 | -0.12133 | 969.5061 | 19969.32
0.9912 | 49.9221 | -0.11544 | 461.0471 | 19949.3416 | 0.9912 | 49.939 | -0.12133 | 969.4874 | 19969.3
0.9916 | 49.922 | -0.11544 | 461.0412 | 19949.3259 | 0.9916 | 49.9389 | -0.12133 | 969.4819 | 19969.29
0.992 | 49.922 | -0.11543 | 461.024 | 19949.3102 | 0.992 | 49.9389 | -0.12133 | 969.4631 | 19969.28
0.9924 | 49.922 | -0.11543 | 461.0182 | 19949.2944 | 0.9924 | 49.9389 | -0.12133 | 969.4576 | 19969.27
0.9928 | 49.922 | -0.11543 | 461.0009 | 19949.2787 | 0.9928 | 49.9389 | -0.12133 | 969.4388 | 19969.26
0.9932 | 49.9219 | -0.11542 | 460.9951 | 19949.263 | 0.9932 | 49.9388 | -0.12133 | 969.4333 | 19969.24
0.9936 | 49.9219 | -0.11542 | 460.9778 | 19949.2473 | 0.9936 | 49.9388 | -0.12132 | 969.4146 | 19969.23
0.994 | 49.9219 | -0.11542 | 460.972 | 19949.2316 | 0.994 | 49.9388 | -0.12132 | 969.4091 | 19969.22
0.9944 | 49.9219 | -0.11542 | 460.9547 | 19949.2159 | 0.9944 | 49.9388 | -0.12132 | 969.3903 | 19969.21
0.9948 | 49.9219 | -0.11541 | 460.9489 | 19949.2002 | 0.9948 | 49.9387 | -0.12132 | 969.3848 | 19969.19
0.9952 | 49.9219 | -0.11541 | 460.9317 | 19949.1845 | 0.9952 | 49.9387 | -0.12132 | 969.3661 | 19969.18
0.9956 | 49.9218 | -0.11541 | 460.9258 | 19949.1688 | 0.9956 | 49.9387 | -0.12132 | 969.3605 | 19969.17
0.996 | 49.9218 | -0.11541 | 460.9086 | 19949.1531 | 0.996 | 49.9387 | -0.12132 | 969.3418 | 19969.16
0.9964 | 49.9218 | -0.1154 | 460.9027 | 19949.1374 | 0.9964 | 49.9386 | -0.12131 | 969.3363 | 19969.14
0.9968 | 49.9218 | -0.1154 | 460.8855 | 19949.1217 | 0.9968 | 49.9386 | -0.12131 | 969.3175 | 19969.13
0.9972 | 49.9217 | -0.1154 | 460.8797 | 19949.106 | 0.9972 | 49.9386 | -0.12131 | 969.312 | 19969.12
0.9976 | 49.9217 | -0.11539 | 460.8624 | 19949.0903 | 0.9976 | 49.9386 | -0.12131 | 969.2933 | 19969.11
0.998 | 49.9217 | -0.11539 | 460.8566 | 19949.0746 | 0.998 | 49.9385 | -0.12131 | 969.2877 | 19969.1
0.9984 | 49.9217 | -0.11539 | 460.8393 | 19949.0589 | 0.9984 | 49.9385 | -0.12131 | 969.269 | 19969.08
0.9988 | 49.9216 | -0.11538 | 460.8335 | 19949.0433 | 0.9988 | 49.9385 | -0.1213 | 969.2635 | 19969.07
0.9992 | 49.9216 | -0.11538 | 460.8163 | 19949.0276 | 0.9992 | 49.9385 | -0.1213 | 969.2447 | 19969.06
0.9996 | 49.9216 | -0.11538 | 460.8104 | 19949.0119 | 0.9996 | 49.9384 | -0.1213 | 969.2392 | 19969.05
1 | 49.9216 | -0.11538 | 460.7932 | 19948.9962 | 1 | 49.9384 | -0.1213 | 969.2205 | 19969.03
1.0004 | 49.9215 | -0.11537 | 460.7874 | 19948.9805 | 1.0004 | 49.9384 | -0.1213 | 969.215 | 19969.02
1.0008 | 49.9215 | -0.11537 | 460.7701 | 19948.9648 | 1.0008 | 49.9384 | -0.1213 | 969.1962 | 19969.01
1.0012 | 49.9215 | -0.11537 | 460.7643 | 19948.9492 | 1.0012 | 49.9383 | -0.1213 | 969.1907 | 19969
1.0016 | 49.9215 | -0.11537 | 460.747 | 19948.9335 | 1.0016 | 49.9383 | -0.1213 | 969.172 | 19968.98
1.002 | 49.9214 | -0.11536 | 460.7412 | 19948.9178 | 1.002 | 49.9383 | -0.12129 | 969.1664 | 19968.97
1.0024 | 49.9214 | -0.11536 | 460.724 | 19948.9021 | 1.0024 | 49.9383 | -0.12129 | 969.1477 | 19968.96
1.0028 | 49.9214 | -0.11536 | 460.7181 | 19948.8865 | 1.0028 | 49.9382 | -0.12129 | 969.1422 | 19968.95
1.0032 | 49.9214 | -0.11536 | 460.7009 | 19948.8708 | 1.0032 | 49.9382 | -0.12129 | 969.1235 | 19968.94
1.0036 | 49.9213 | -0.11535 | 460.6951 | 19948.8551 | 1.0036 | 49.9382 | -0.12129 | 969.1179 | 19968.92
1.004 | 49.9213 | -0.11535 | 460.6778 | 19948.8395 | 1.004 | 49.9382 | -0.12129 | 969.0992 | 19968.91
1.0044 | 49.9213 | -0.11535 | 460.672 | 19948.8238 | 1.0044 | 49.9381 | -0.12128 | 969.0937 | 19968.9
1.0048 | 49.9213 | -0.11534 | 460.6547 | 19948.8082 | 1.0048 | 49.9381 | -0.12128 | 969.0749 | 19968.89
1.0052 | 49.9213 | -0.11534 | 460.6489 | 19948.7925 | 1.0052 | 49.9381 | -0.12128 | 969.0694 | 19968.87
1.0056 | 49.9213 | -0.11534 | 460.6317 | 19948.7768 | 1.0056 | 49.9381 | -0.12128 | 969.0507 | 19968.86
1.006 | 49.9212 | -0.11533 | 460.6259 | 19948.7612 | 1.006 | 49.938 | -0.12128 | 969.0452 | 19968.85
1.0064 | 49.9212 | -0.11533 | 460.6086 | 19948.7455 | 1.0064 | 49.938 | -0.12128 | 969.0264 | 19968.84
1.0068 | 49.9212 | -0.11533 | 460.6028 | 19948.7299 | 1.0068 | 49.938 | -0.12128 | 969.0209 | 19968.82
1.0072 | 49.9212 | -0.11533 | 460.5855 | 19948.7142 | 1.0072 | 49.938 | -0.12127 | 969.0022 | 19968.81
1.0076 | 49.9211 | -0.11532 | 460.5797 | 19948.6986 | 1.0076 | 49.9379 | -0.12127 | 968.9967 | 19968.8
1.008 | 49.9211 | -0.11532 | 460.5625 | 19948.6829 | 1.008 | 49.9379 | -0.12127 | 968.9779 | 19968.79
1.0084 | 49.9211 | -0.11532 | 460.5567 | 19948.6673 | 1.0084 | 49.9379 | -0.12127 | 968.9724 | 19968.78
1.0088 | 49.9211 | -0.11532 | 460.5394 | 19948.6516 | 1.0088 | 49.9379 | -0.12127 | 968.9537 | 19968.76
1.0092 | 49.921 | -0.11531 | 460.5336 | 19948.636 | 1.0092 | 49.9378 | -0.12127 | 968.9481 | 19968.75
1.0096 | 49.921 | -0.11531 | 460.5164 | 19948.6203 | 1.0096 | 49.9378 | -0.12127 | 968.9294 | 19968.74
1.01 | 49.921 | -0.11531 | 460.5105 | 19948.6047 | 1.01 | 49.9378 | -0.12126 | 968.9239 | 19968.73
1.0104 | 49.921 | -0.1153 | 460.4933 | 19948.5891 | 1.0104 | 49.9378 | -0.12126 | 968.9052 | 19968.71
1.0108 | 49.9209 | -0.1153 | 460.4875 | 19948.5734 | 1.0108 | 49.9378 | -0.12126 | 968.8996 | 19968.7
1.0112 | 49.9209 | -0.1153 | 460.4702 | 19948.5578 | 1.0112 | 49.9378 | -0.12126 | 968.8809 | 19968.69
1.0116 | 49.9209 | -0.11529 | 460.4644 | 19948.5421 | 1.0116 | 49.9377 | -0.12126 | 968.8754 | 19968.68
1.012 | 49.9209 | -0.11529 | 460.4472 | 19948.5265 | 1.012 | 49.9377 | -0.12126 | 968.8567 | 19968.66
1.0124 | 49.9208 | -0.11529 | 460.4414 | 19948.5109 | 1.0124 | 49.9376 | -0.12126 | 968.8511 | 19968.65
1.0128 | 49.9208 | -0.11529 | 460.4241 | 19948.4953 | 1.0128 | 49.9376 | -0.12125 | 968.8324 | 19968.64
1.0132 | 49.9208 | -0.11528 | 460.4183 | 19948.4796 | 1.0132 | 49.9376 | -0.12125 | 968.8269 | 19968.63
1.0136 | 49.9208 | -0.11528 | 460.4011 | 19948.464 | 1.0136 | 49.9376 | -0.12125 | 968.8082 | 19968.62
1.014 | 49.9207 | -0.11528 | 460.3953 | 19948.4484 | 1.014 | 49.9376 | -0.12125 | 968.8026 | 19968.6
1.0144 | 49.9207 | -0.11528 | 460.378 | 19948.4328 | 1.0144 | 49.9376 | -0.12125 | 968.7839 | 19968.59
1.0148 | 49.9207 | -0.11527 | 460.3722 | 19948.4171 | 1.0148 | 49.9375 | -0.12125 | 968.7784 | 19968.58
1.0152 | 49.9207 | -0.11527 | 460.355 | 19948.4015 | 1.0152 | 49.9375 | -0.12125 | 968.7597 | 19968.57
1.0156 | 49.9207 | -0.11527 | 460.3491 | 19948.3859 | 1.0156 | 49.9375 | -0.12124 | 968.7541 | 19968.55
1.016 | 49.9207 | -0.11526 | 460.3319 | 19948.3703 | 1.016 | 49.9375 | -0.12124 | 968.7354 | 19968.54
1.0164 | 49.9206 | -0.11526 | 460.3261 | 19948.3547 | 1.0164 | 49.9374 | -0.12124 | 968.7299 | 19968.53
1.0168 | 49.9206 | -0.11526 | 460.3089 | 19948.3391 | 1.0168 | 49.9374 | -0.12124 | 968.7112 | 19968.52
1.0172 | 49.9206 | -0.11525 | 460.303 | 19948.3234 | 1.0172 | 49.9374 | -0.12124 | 968.7056 | 19968.5
1.0176 | 49.9206 | -0.11525 | 460.2858 | 19948.3078 | 1.0176 | 49.9374 | -0.12124 | 968.6869 | 19968.49
1.018 | 49.9205 | -0.11525 | 460.28 | 19948.2922 | 1.018 | 49.9373 | -0.12123 | 968.6814 | 19968.48
1.0184 | 49.9205 | -0.11525 | 460.2628 | 19948.2766 | 1.0184 | 49.9373 | -0.12123 | 968.6627 | 19968.47
1.0188 | 49.9205 | -0.11524 | 460.2569 | 19948.261 | 1.0188 | 49.9373 | -0.12123 | 968.6571 | 19968.46
1.0192 | 49.9205 | -0.11524 | 460.2397 | 19948.2454 | 1.0192 | 49.9373 | -0.12123 | 968.6384 | 19968.44
1.0196 | 49.9204 | -0.11524 | 460.2339 | 19948.2298 | 1.0196 | 49.9372 | -0.12123 | 968.6329 | 19968.43
1.02 | 49.9204 | -0.11524 | 460.2167 | 19948.2142 | 1.02 | 49.9372 | -0.12123 | 968.6142 | 19968.42
1.0204 | 49.9204 | -0.11523 | 460.2108 | 19948.1986 | 1.0204 | 49.9372 | -0.12123 | 968.6087 | 19968.41
1.0208 | 49.9204 | -0.11523 | 460.1936 | 19948.183 | 1.0208 | 49.9372 | -0.12123 | 968.5899 | 19968.39
1.0212 | 49.9203 | -0.11523 | 460.1878 | 19948.1674 | 1.0212 | 49.9371 | -0.12122 | 968.5844 | 19968.38
1.0216 | 49.9203 | -0.11522 | 460.1706 | 19948.1518 | 1.0216 | 49.9371 | -0.12122 | 968.5657 | 19968.37
1.022 | 49.9203 | -0.11522 | 460.1648 | 19948.1362 | 1.022 | 49.9371 | -0.12122 | 968.5602 | 19968.36
1.0224 | 49.9203 | -0.11522 | 460.1475 | 19948.1206 | 1.0224 | 49.9371 | -0.12122 | 968.5414 | 19968.34
1.0228 | 49.9202 | -0.11521 | 460.1417 | 19948.1051 | 1.0228 | 49.937 | -0.12122 | 968.5359 | 19968.33
1.0232 | 49.9202 | -0.11521 | 460.1245 | 19948.0895 | 1.0232 | 49.937 | -0.12122 | 968.5172 | 19968.32
1.0236 | 49.9202 | -0.11521 | 460.1187 | 19948.0739 | 1.0236 | 49.937 | -0.12121 | 968.5117 | 19968.31
1.024 | 49.9202 | -0.11521 | 460.1014 | 19948.0583 | 1.024 | 49.937 | -0.12121 | 968.493 | 19968.3
1.0244 | 49.9201 | -0.1152 | 460.0956 | 19948.0427 | 1.0244 | 49.9369 | -0.12121 | 968.4874 | 19968.28
1.0248 | 49.9201 | -0.1152 | 460.0784 | 19948.0271 | 1.0248 | 49.9369 | -0.12121 | 968.4687 | 19968.27
1.0252 | 49.9201 | -0.1152 | 460.0726 | 19948.0115 | 1.0252 | 49.9369 | -0.12121 | 968.4632 | 19968.26
1.0256 | 49.9201 | -0.1152 | 460.0554 | 19947.996 | 1.0256 | 49.9369 | -0.12121 | 968.4445 | 19968.25
1.026 | 49.9201 | -0.11519 | 460.0495 | 19947.9804 | 1.026 | 49.9368 | -0.12121 | 968.439 | 19968.23
1.0264 | 49.9201 | -0.11519 | 460.0323 | 19947.9648 | 1.0264 | 49.9368 | -0.12121 | 968.4117 | 19968.22
1.0268 | 49.92 | -0.11519 | 460.0265 | 19947.9492 | 1.0268 | 49.9368 | -0.12121 | 968.3313 | 19968.21
1.0272 | 49.92 | -0.11519 | 460.0093 | 19947.9337 | 1.0272 | 49.9368 | -0.12118 | 968.5638 | 19968.2
1.0276 | 49.92 | -0.11518 | 460.0035 | 19947.9181 | 1.0276 | 49.9367 | -0.12117 | 968.6038 | 19968.18
1.028 | 49.92 | -0.11518 | 459.9862 | 19947.9025 | 1.028 | 49.9367 | -0.12123 | 968.1647 | 19968.17
1.0284 | 49.9199 | -0.11518 | 459.9804 | 19947.887 | 1.0284 | 49.9367 | -0.12107 | 969.3869 | 19968.16
1.0288 | 49.9199 | -0.11517 | 459.9632 | 19947.8714 | 1.0288 | 49.9367 | -0.12122 | 968.1519 | 19968.15
1.0292 | 49.9199 | -0.11517 | 459.9574 | 19947.8558 | 1.0292 | 49.9366 | -0.12119 | 968.3953 | 19968.14
1.0296 | 49.9199 | -0.11517 | 459.9402 | 19947.8403 | 1.0296 | 49.9366 | -0.12114 | 968.7908 | 19968.12
1.03 | 49.9198 | -0.11516 | 459.9344 | 19947.8247 | 1.03 | 49.9366 | -0.12113 | 968.7745 | 19968.11
1.0304 | 49.9198 | -0.11516 | 459.9171 | 19947.8092 | 1.0304 | 49.9366 | -0.12115 | 968.6244 | 19968.1
1.0308 | 49.9198 | -0.11516 | 459.9113 | 19947.7936 | 1.0308 | 49.9365 | -0.12119 | 968.2544 | 19968.09
1.0312 | 49.9198 | -0.11516 | 459.8941 | 19947.778 | 1.0312 | 49.9365 | -0.12119 | 968.2541 | 19968.07
1.0316 | 49.9197 | -0.11515 | 459.8883 | 19947.7625 | 1.0316 | 49.9365 | -0.12119 | 968.1958 | 19968.06
1.032 | 49.9197 | -0.11515 | 459.8711 | 19947.7469 | 1.032 | 49.9365 | -0.12119 | 968.2272 | 19968.05
1.0324 | 49.9197 | -0.11515 | 459.8653 | 19947.7314 | 1.0324 | 49.9364 | -0.1212 | 968.14 | 19968.04
1.0328 | 49.9197 | -0.11515 | 459.8481 | 19947.7158 | 1.0328 | 49.9364 | -0.12119 | 968.188 | 19968.02
1.0332 | 49.9196 | -0.11514 | 459.8423 | 19947.7003 | 1.0332 | 49.9364 | -0.1212 | 968.0935 | 19968.01
1.0336 | 49.9196 | -0.11514 | 459.825 | 19947.6847 | 1.0336 | 49.9364 | -0.12119 | 968.1419 | 19968
1.034 | 49.9196 | -0.11514 | 459.8192 | 19947.6692 | 1.034 | 49.9363 | -0.12118 | 968.1407 | 19967.99
1.0344 | 49.9196 | -0.11513 | 459.802 | 19947.6537 | 1.0344 | 49.9363 | -0.12113 | 968.5204 | 19967.98
1.0348 | 49.9195 | -0.11513 | 459.7962 | 19947.6381 | 1.0348 | 49.9363 | -0.1212 | 967.9806 | 19967.96
1.0352 | 49.9195 | -0.11513 | 459.779 | 19947.6226 | 1.0352 | 49.9363 | -0.12122 | 967.7505 | 19967.95
1.0356 | 49.9195 | -0.11512 | 459.7732 | 19947.607 | 1.0356 | 49.9363 | -0.12117 | 968.154 | 19967.94
1.036 | 49.9195 | -0.11512 | 459.7559 | 19947.5915 | 1.036 | 49.9363 | -0.12123 | 967.684 | 19967.93
1.0364 | 49.9195 | -0.11512 | 459.7501 | 19947.576 | 1.0364 | 49.9362 | -0.12116 | 968.1488 | 19967.91
1.0368 | 49.9195 | -0.11512 | 459.7329 | 19947.5604 | 1.0368 | 49.9362 | -0.12116 | 968.1291 | 19967.9
1.0372 | 49.9194 | -0.11511 | 459.7271 | 19947.5449 | 1.0372 | 49.9361 | -0.12115 | 968.2465 | 19967.89
1.0376 | 49.9194 | -0.11511 | 459.7099 | 19947.5294 | 1.0376 | 49.9361 | -0.12113 | 968.3249 | 19967.88
1.038 | 49.9194 | -0.11511 | 459.7041 | 19947.5138 | 1.038 | 49.9361 | -0.1212 | 967.8102 | 19967.86
1.0384 | 49.9194 | -0.11511 | 459.6869 | 19947.4983 | 1.0384 | 49.9361 | -0.12126 | 967.2359 | 19967.85
1.0388 | 49.9193 | -0.1151 | 459.6811 | 19947.4828 | 1.0388 | 49.9361 | -0.12125 | 967.2971 | 19967.84
1.0392 | 49.9193 | -0.1151 | 459.6639 | 19947.4673 | 1.0392 | 49.9361 | -0.12115 | 968.0863 | 19967.83
1.0396 | 49.9193 | -0.1151 | 459.6581 | 19947.4517 | 1.0396 | 49.936 | -0.12116 | 968.0183 | 19967.82
1.04 | 49.9193 | -0.11509 | 459.6408 | 19947.4362 | 1.04 | 49.936 | -0.1212 | 967.6176 | 19967.8
1.0404 | 49.9192 | -0.11509 | 459.635 | 19947.4207 | 1.0404 | 49.936 | -0.12118 | 967.7595 | 19967.79
1.0408 | 49.9192 | -0.11509 | 459.6178 | 19947.4052 | 1.0408 | 49.936 | -0.12113 | 968.2046 | 19967.78
1.0412 | 49.9192 | -0.11508 | 459.612 | 19947.3897 | 1.0412 | 49.9359 | -0.12116 | 967.9295 | 19967.77
1.0416 | 49.9192 | -0.11508 | 459.5948 | 19947.3741 | 1.0416 | 49.9359 | -0.12115 | 967.9252 | 19967.75
1.042 | 49.9191 | -0.11508 | 459.589 | 19947.3586 | 1.042 | 49.9359 | -0.12112 | 968.1447 | 19967.74
1.0424 | 49.9191 | -0.11508 | 459.5718 | 19947.3431 | 1.0424 | 49.9359 | -0.12114 | 967.9903 | 19967.73
1.0428 | 49.9191 | -0.11507 | 459.566 | 19947.3276 | 1.0428 | 49.9358 | -0.12114 | 967.9395 | 19967.72
1.0432 | 49.9191 | -0.11507 | 459.5488 | 19947.3121 | 1.0432 | 49.9358 | -0.12114 | 967.9565 | 19967.7
1.0436 | 49.919 | -0.11507 | 459.543 | 19947.2966 | 1.0436 | 49.9358 | -0.12113 | 967.9613 | 19967.69
1.044 | 49.919 | -0.11507 | 459.5258 | 19947.2811 | 1.044 | 49.9358 | -0.12115 | 967.8059 | 19967.68
1.0444 | 49.919 | -0.11506 | 459.52 | 19947.2656 | 1.0444 | 49.9357 | -0.12114 | 967.8679 | 19967.67
1.0448 | 49.919 | -0.11506 | 459.5028 | 19947.2501 | 1.0448 | 49.9357 | -0.12114 | 967.8601 | 19967.66
1.0452 | 49.9189 | -0.11506 | 459.497 | 19947.2346 | 1.0452 | 49.9357 | -0.12114 | 967.8567 | 19967.64
1.0456 | 49.9189 | -0.11505 | 459.4797 | 19947.2191 | 1.0456 | 49.9357 | -0.12114 | 967.8386 | 19967.63
1.046 | 49.9189 | -0.11505 | 459.4739 | 19947.2036 | 1.046 | 49.9356 | -0.12113 | 967.8332 | 19967.62
1.0464 | 49.9189 | -0.11505 | 459.4567 | 19947.1881 | 1.0464 | 49.9356 | -0.12113 | 967.8145 | 19967.61
1.0468 | 49.9189 | -0.11505 | 459.4509 | 19947.1726 | 1.0468 | 49.9356 | -0.12113 | 967.809 | 19967.59
1.0472 | 49.9189 | -0.11504 | 459.4337 | 19947.1571 | 1.0472 | 49.9356 | -0.12113 | 967.7903 | 19967.58
1.0476 | 49.9188 | -0.11504 | 459.4279 | 19947.1416 | 1.0476 | 49.9355 | -0.12113 | 967.7847 | 19967.57
1.048 | 49.9188 | -0.11504 | 459.4107 | 19947.1261 | 1.048 | 49.9355 | -0.12113 | 967.7661 | 19967.56
1.0484 | 49.9188 | -0.11503 | 459.4049 | 19947.1106 | 1.0484 | 49.9355 | -0.12112 | 967.7605 | 19967.54
1.0488 | 49.9188 | -0.11503 | 459.3877 | 19947.0951 | 1.0488 | 49.9355 | -0.12112 | 967.7419 | 19967.53
1.0492 | 49.9187 | -0.11503 | 459.3819 | 19947.0796 | 1.0492 | 49.9354 | -0.12112 | 967.7363 | 19967.52
1.0496 | 49.9187 | -0.11503 | 459.3647 | 19947.0641 | 1.0496 | 49.9354 | -0.12112 | 967.7176 | 19967.51
1.05 | 49.9187 | -0.11502 | 459.3589 | 19947.0487 | 1.05 | 49.9354 | -0.12112 | 967.7121 | 19967.5
1.0504 | 49.9187 | -0.11502 | 459.3417 | 19947.0332 | 1.0504 | 49.9354 | -0.12112 | 967.6934 | 19967.48
1.0508 | 49.9186 | -0.11502 | 459.3359 | 19947.0177 | 1.0508 | 49.9353 | -0.12112 | 967.6879 | 19967.47
1.0512 | 49.9186 | -0.11502 | 459.3187 | 19947.0022 | 1.0512 | 49.9353 | -0.12111 | 967.6692 | 19967.46
1.0516 | 49.9186 | -0.11501 | 459.3129 | 19946.9867 | 1.0516 | 49.9353 | -0.12111 | 967.6636 | 19967.45
1.052 | 49.9186 | -0.11501 | 459.2957 | 19946.9713 | 1.052 | 49.9353 | -0.12111 | 967.645 | 19967.43
1.0524 | 49.9185 | -0.11501 | 459.2899 | 19946.9558 | 1.0524 | 49.9352 | -0.12111 | 967.6394 | 19967.42
1.0528 | 49.9185 | -0.115 | 459.2727 | 19946.9403 | 1.0528 | 49.9352 | -0.12111 | 967.6208 | 19967.41
1.0532 | 49.9185 | -0.115 | 459.2669 | 19946.9249 | 1.0532 | 49.9352 | -0.12111 | 967.6152 | 19967.4
1.0536 | 49.9185 | -0.115 | 459.2497 | 19946.9094 | 1.0536 | 49.9352 | -0.12111 | 967.5965 | 19967.38
1.054 | 49.9184 | -0.11499 | 459.2439 | 19946.8939 | 1.054 | 49.9351 | -0.1211 | 967.591 | 19967.37
1.0544 | 49.9184 | -0.11499 | 459.2267 | 19946.8784 | 1.0544 | 49.9351 | -0.1211 | 967.5723 | 19967.36
1.0548 | 49.9184 | -0.11499 | 459.2209 | 19946.863 | 1.0548 | 49.9351 | -0.1211 | 967.5667 | 19967.35
1.0552 | 49.9184 | -0.11499 | 459.2037 | 19946.8475 | 1.0552 | 49.9351 | -0.1211 | 967.5481 | 19967.34
1.0556 | 49.9183 | -0.11498 | 459.1979 | 19946.8321 | 1.0556 | 49.935 | -0.1211 | 967.5425 | 19967.32
1.056 | 49.9183 | -0.11498 | 459.1807 | 19946.8166 | 1.056 | 49.935 | -0.1211 | 967.5239 | 19967.31
1.0564 | 49.9183 | -0.11498 | 459.1749 | 19946.8011 | 1.0564 | 49.935 | -0.12109 | 967.5183 | 19967.3
1.0568 | 49.9183 | -0.11498 | 459.1577 | 19946.7857 | 1.0568 | 49.935 | -0.12109 | 967.4997 | 19967.29
1.0572 | 49.9183 | -0.11497 | 459.1519 | 19946.7702 | 1.0572 | 49.9349 | -0.12109 | 967.4941 | 19967.27
1.0576 | 49.9183 | -0.11497 | 459.1347 | 19946.7548 | 1.0576 | 49.9349 | -0.12109 | 967.4754 | 19967.26
1.058 | 49.9182 | -0.11497 | 459.1289 | 19946.7393 | 1.058 | 49.9349 | -0.12109 | 967.4699 | 19967.25
1.0584 | 49.9182 | -0.11497 | 459.1054 | 19946.7239 | 1.0584 | 49.9349 | -0.12109 | 967.4512 | 19967.24
1.0588 | 49.9182 | -0.11484 | 459.5702 | 19946.7084 | 1.0588 | 49.9348 | -0.12109 | 967.4456 | 19967.22
1.0592 | 49.9182 | -0.11495 | 459.1172 | 19946.693 | 1.0592 | 49.9348 | -0.12109 | 967.427 | 19967.21
1.0596 | 49.9181 | -0.11496 | 459.0713 | 19946.6775 | 1.0596 | 49.9348 | -0.12108 | 967.4214 | 19967.2
1.06 | 49.9181 | -0.11496 | 459.0588 | 19946.6621 | 1.06 | 49.9348 | -0.12108 | 967.4028 | 19967.19
1.0604 | 49.9181 | -0.11488 | 459.3474 | 19946.6466 | 1.0604 | 49.9348 | -0.12108 | 967.3972 | 19967.18
1.0608 | 49.9181 | -0.11492 | 459.1384 | 19946.6312 | 1.0608 | 49.9348 | -0.12108 | 967.3786 | 19967.16
1.0612 | 49.918 | -0.11496 | 458.9754 | 19946.6157 | 1.0612 | 49.9347 | -0.12108 | 967.373 | 19967.15
1.0616 | 49.918 | -0.11492 | 459.1108 | 19946.6003 | 1.0616 | 49.9347 | -0.12108 | 967.3544 | 19967.14
1.062 | 49.918 | -0.11495 | 458.981 | 19946.5849 | 1.062 | 49.9346 | -0.12107 | 967.3488 | 19967.13
1.0624 | 49.918 | -0.11491 | 459.1053 | 19946.5694 | 1.0624 | 49.9346 | -0.12107 | 967.3301 | 19967.11
1.0628 | 49.9179 | -0.11509 | 458.3683 | 19946.554 | 1.0628 | 49.9346 | -0.12107 | 967.3246 | 19967.1
1.0632 | 49.9179 | -0.11485 | 459.3093 | 19946.5386 | 1.0632 | 49.9346 | -0.12107 | 967.3059 | 19967.09
1.0636 | 49.9179 | -0.11484 | 459.3158 | 19946.5231 | 1.0636 | 49.9346 | -0.12107 | 967.3004 | 19967.08
1.064 | 49.9179 | -0.11497 | 458.7814 | 19946.5077 | 1.064 | 49.9346 | -0.12107 | 967.2817 | 19967.06
1.0644 | 49.9178 | -0.11465 | 460.0216 | 19946.4923 | 1.0644 | 49.9345 | -0.12107 | 967.2761 | 19967.05
1.0648 | 49.9178 | -0.11493 | 458.8727 | 19946.4768 | 1.0648 | 49.9345 | -0.12107 | 967.2575 | 19967.04
1.0652 | 49.9178 | -0.11501 | 458.5569 | 19946.4614 | 1.0652 | 49.9344 | -0.12106 | 967.2519 | 19967.03
1.0656 | 49.9178 | -0.11491 | 458.9018 | 19946.446 | 1.0656 | 49.9344 | -0.12106 | 967.2333 | 19967.02
1.066 | 49.9178 | -0.11496 | 458.7102 | 19946.4306 | 1.066 | 49.9344 | -0.12106 | 967.2277 | 19967
1.0664 | 49.9178 | -0.11487 | 459.0403 | 19946.4151 | 1.0664 | 49.9344 | -0.12106 | 967.2091 | 19966.99
1.0668 | 49.9177 | -0.11488 | 458.9679 | 19946.3997 | 1.0668 | 49.9344 | -0.12106 | 967.2035 | 19966.98
1.0672 | 49.9177 | -0.11501 | 458.4401 | 19946.3843 | 1.0672 | 49.9344 | -0.12106 | 967.1849 | 19966.97
1.0676 | 49.9177 | -0.1149 | 458.8501 | 19946.3689 | 1.0676 | 49.9343 | -0.12105 | 967.1793 | 19966.95
1.068 | 49.9177 | -0.11491 | 458.7788 | 19946.3535 | 1.068 | 49.9343 | -0.12105 | 967.1607 | 19966.94
1.0684 | 49.9176 | -0.11495 | 458.6206 | 19946.338 | 1.0684 | 49.9343 | -0.12105 | 967.1551 | 19966.93
1.0688 | 49.9176 | -0.11493 | 458.6737 | 19946.3226 | 1.0688 | 49.9343 | -0.12105 | 967.1364 | 19966.92
1.0692 | 49.9176 | -0.11495 | 458.5473 | 19946.3072 | 1.0692 | 49.9342 | -0.12105 | 967.1309 | 19966.9
1.0696 | 49.9176 | -0.11497 | 458.4329 | 19946.2918 | 1.0696 | 49.9342 | -0.12105 | 967.1122 | 19966.89
1.07 | 49.9175 | -0.11493 | 458.5816 | 19946.2764 | 1.07 | 49.9342 | -0.12105 | 967.1067 | 19966.88
1.0704 | 49.9175 | -0.11488 | 458.7483 | 19946.261 | 1.0704 | 49.9342 | -0.12102 | 967.2796 | 19966.87
1.0708 | 49.9175 | -0.11489 | 458.7229 | 19946.2456 | 1.0708 | 49.9341 | -0.12103 | 967.2083 | 19966.86
1.0712 | 49.9175 | -0.11487 | 458.7667 | 19946.2302 | 1.0712 | 49.9341 | -0.12106 | 966.9206 | 19966.84
1.0716 | 49.9174 | -0.11492 | 458.5399 | 19946.2148 | 1.0716 | 49.9341 | -0.121 | 967.4033 | 19966.83
1.072 | 49.9174 | -0.11484 | 458.8221 | 19946.1994 | 1.072 | 49.9341 | -0.12103 | 967.1013 | 19966.82
1.0724 | 49.9174 | -0.11481 | 458.9456 | 19946.184 | 1.0724 | 49.934 | -0.12107 | 966.8079 | 19966.81
1.0728 | 49.9174 | -0.11484 | 458.7837 | 19946.1686 | 1.0728 | 49.934 | -0.12103 | 967.0658 | 19966.79
1.0732 | 49.9173 | -0.1149 | 458.5427 | 19946.1532 | 1.0732 | 49.934 | -0.12105 | 966.8612 | 19966.78
1.0736 | 49.9173 | -0.11485 | 458.697 | 19946.1378 | 1.0736 | 49.934 | -0.12109 | 966.5646 | 19966.77
1.074 | 49.9173 | -0.11485 | 458.6962 | 19946.1224 | 1.074 | 49.9339 | -0.12105 | 966.8353 | 19966.76
1.0744 | 49.9173 | -0.11491 | 458.4335 | 19946.107 | 1.0744 | 49.9339 | -0.12099 | 967.26 | 19966.74
1.0748 | 49.9172 | -0.11485 | 458.6428 | 19946.0916 | 1.0748 | 49.9339 | -0.12103 | 966.9431 | 19966.73
1.0752 | 49.9172 | -0.11485 | 458.6213 | 19946.0762 | 1.0752 | 49.9339 | -0.12103 | 966.964 | 19966.72
1.0756 | 49.9172 | -0.11484 | 458.6229 | 19946.0608 | 1.0756 | 49.9338 | -0.12103 | 966.9224 | 19966.71
1.076 | 49.9172 | -0.11484 | 458.6056 | 19946.0454 | 1.076 | 49.9338 | -0.12105 | 966.7475 | 19966.7
1.0764 | 49.9172 | -0.11484 | 458.6002 | 19946.0301 | 1.0764 | 49.9338 | -0.12103 | 966.8193 | 19966.68
1.0768 | 49.9172 | -0.11483 | 458.5832 | 19946.0147 | 1.0768 | 49.9338 | -0.12106 | 966.5882 | 19966.67
1.0772 | 49.9171 | -0.11483 | 458.5774 | 19945.9993 | 1.0772 | 49.9337 | -0.12101 | 966.9734 | 19966.66
1.0776 | 49.9171 | -0.11483 | 458.5603 | 19945.9839 | 1.0776 | 49.9337 | -0.12101 | 966.9552 | 19966.65
1.078 | 49.9171 | -0.11482 | 458.5544 | 19945.9685 | 1.078 | 49.9337 | -0.12101 | 966.8804 | 19966.63
1.0784 | 49.9171 | -0.11482 | 458.5373 | 19945.9532 | 1.0784 | 49.9337 | -0.12101 | 966.8505 | 19966.62
1.0788 | 49.917 | -0.11482 | 458.5314 | 19945.9378 | 1.0788 | 49.9336 | -0.12101 | 966.8412 | 19966.61
1.0792 | 49.917 | -0.11482 | 458.5143 | 19945.9224 | 1.0792 | 49.9336 | -0.12101 | 966.8221 | 19966.6
1.0796 | 49.917 | -0.11481 | 458.5085 | 19945.907 | 1.0796 | 49.9336 | -0.12101 | 966.8162 | 19966.59
1.08 | 49.917 | -0.11481 | 458.4914 | 19945.8917 | 1.08 | 49.9336 | -0.12101 | 966.7976 | 19966.57
1.0804 | 49.9169 | -0.11481 | 458.4855 | 19945.8763 | 1.0804 | 49.9335 | -0.12101 | 966.792 | 19966.56
1.0808 | 49.9169 | -0.11481 | 458.4684 | 19945.8609 | 1.0808 | 49.9335 | -0.12101 | 966.7734 | 19966.55
1.0812 | 49.9169 | -0.1148 | 458.4625 | 19945.8455 | 1.0812 | 49.9335 | -0.121 | 966.7678 | 19966.54
1.0816 | 49.9169 | -0.1148 | 458.4455 | 19945.8302 | 1.0816 | 49.9335 | -0.121 | 966.7492 | 19966.52
1.082 | 49.9168 | -0.1148 | 458.4396 | 19945.8148 | 1.082 | 49.9334 | -0.121 | 966.7436 | 19966.51
1.0824 | 49.9168 | -0.1148 | 458.4225 | 19945.7994 | 1.0824 | 49.9334 | -0.121 | 966.725 | 19966.5
1.0828 | 49.9168 | -0.11479 | 458.4166 | 19945.7841 | 1.0828 | 49.9334 | -0.121 | 966.7194 | 19966.49
1.0832 | 49.9168 | -0.11479 | 458.3995 | 19945.7687 | 1.0832 | 49.9334 | -0.121 | 966.7008 | 19966.47
1.0836 | 49.9167 | -0.11479 | 458.3937 | 19945.7534 | 1.0836 | 49.9333 | -0.121 | 966.6952 | 19966.46
1.084 | 49.9167 | -0.11478 | 458.3766 | 19945.738 | 1.084 | 49.9333 | -0.121 | 966.6766 | 19966.45
1.0844 | 49.9167 | -0.11478 | 458.3707 | 19945.7226 | 1.0844 | 49.9333 | -0.12099 | 966.671 | 19966.44
1.0848 | 49.9167 | -0.11478 | 458.3536 | 19945.7073 | 1.0848 | 49.9333 | -0.12099 | 966.6524 | 19966.43
1.0852 | 49.9166 | -0.11477 | 458.3478 | 19945.6919 | 1.0852 | 49.9332 | -0.12099 | 966.6468 | 19966.41
1.0856 | 49.9166 | -0.11477 | 458.3307 | 19945.6766 | 1.0856 | 49.9332 | -0.12099 | 966.6282 | 19966.4
1.086 | 49.9166 | -0.11477 | 458.3248 | 19945.6612 | 1.086 | 49.9332 | -0.12099 | 966.6226 | 19966.39
1.0864 | 49.9166 | -0.11475 | 458.3825 | 19945.6459 | 1.0864 | 49.9332 | -0.12099 | 966.604 | 19966.38
1.0868 | 49.9166 | -0.11478 | 458.2303 | 19945.6305 | 1.0868 | 49.9331 | -0.12098 | 966.5984 | 19966.36
1.0872 | 49.9166 | -0.11477 | 458.2511 | 19945.6152 | 1.0872 | 49.9331 | -0.12098 | 966.5798 | 19966.35
1.0876 | 49.9165 | -0.11475 | 458.3078 | 19945.5998 | 1.0876 | 49.9331 | -0.12098 | 966.5742 | 19966.34
1.088 | 49.9165 | -0.11474 | 458.3113 | 19945.5845 | 1.088 | 49.9331 | -0.12098 | 966.5556 | 19966.33
1.0884 | 49.9165 | -0.11475 | 458.2688 | 19945.5692 | 1.0884 | 49.9331 | -0.12098 | 966.55 | 19966.31
1.0888 | 49.9165 | -0.11473 | 458.3297 | 19945.5538 | 1.0888 | 49.9331 | -0.12098 | 966.5314 | 19966.3
1.0892 | 49.9164 | -0.11464 | 458.666 | 19945.5385 | 1.0892 | 49.933 | -0.12098 | 966.5258 | 19966.29
1.0896 | 49.9164 | -0.11474 | 458.2244 | 19945.5231 | 1.0896 | 49.933 | -0.12097 | 966.5072 | 19966.28
1.09 | 49.9164 | -0.11476 | 458.1436 | 19945.5078 | 1.09 | 49.9329 | -0.12097 | 966.5016 | 19966.27
1.0904 | 49.9164 | -0.11473 | 458.2376 | 19945.4925 | 1.0904 | 49.9329 | -0.12096 | 966.573 | 19966.25
1.0908 | 49.9163 | -0.11473 | 458.2171 | 19945.4771 | 1.0908 | 49.9329 | -0.12097 | 966.4936 | 19966.24
1.0912 | 49.9163 | -0.11473 | 458.171 | 19945.4618 | 1.0912 | 49.9329 | -0.12098 | 966.3954 | 19966.23
1.0916 | 49.9163 | -0.11473 | 458.1662 | 19945.4465 | 1.0916 | 49.9329 | -0.12093 | 966.7153 | 19966.22
1.092 | 49.9163 | -0.11473 | 458.1472 | 19945.4311 | 1.092 | 49.9329 | -0.12096 | 966.4493 | 19966.2
1.0924 | 49.9162 | -0.11472 | 458.1414 | 19945.4158 | 1.0924 | 49.9328 | -0.12096 | 966.4696 | 19966.19
1.0928 | 49.9162 | -0.11472 | 458.1242 | 19945.4005 | 1.0928 | 49.9328 | -0.12094 | 966.6102 | 19966.18
1.0932 | 49.9162 | -0.11472 | 458.1183 | 19945.3852 | 1.0932 | 49.9328 | -0.12081 | 967.5763 | 19966.17
1.0936 | 49.9162 | -0.11472 | 458.1012 | 19945.3698 | 1.0936 | 49.9328 | -0.12092 | 966.7213 | 19966.15
1.094 | 49.9161 | -0.11471 | 458.0953 | 19945.3545 | 1.094 | 49.9327 | -0.12099 | 966.1584 | 19966.14
1.0944 | 49.9161 | -0.1147 | 458.103 | 19945.3392 | 1.0944 | 49.9327 | -0.12095 | 966.3962 | 19966.13
1.0948 | 49.9161 | -0.11471 | 458.0564 | 19945.3239 | 1.0948 | 49.9327 | -0.12096 | 966.3418 | 19966.12
1.0952 | 49.9161 | -0.11473 | 457.9415 | 19945.3085 | 1.0952 | 49.9327 | -0.12095 | 966.3395 | 19966.11
1.0956 | 49.9161 | -0.11472 | 457.976 | 19945.2932 | 1.0956 | 49.9326 | -0.12095 | 966.332 | 19966.09
1.096 | 49.9161 | -0.11473 | 457.9087 | 19945.2779 | 1.096 | 49.9326 | -0.12095 | 966.3137 | 19966.08
1.0964 | 49.916 | -0.1147 | 458.0118 | 19945.2626 | 1.0964 | 49.9326 | -0.12095 | 966.3075 | 19966.07
1.0968 | 49.916 | -0.11469 | 458.0049 | 19945.2473 | 1.0968 | 49.9326 | -0.12095 | 966.2896 | 19966.06
1.0972 | 49.916 | -0.11469 | 458.0024 | 19945.232 | 1.0972 | 49.9325 | -0.12095 | 966.2833 | 19966.04
1.0976 | 49.916 | -0.11469 | 457.9862 | 19945.2167 | 1.0976 | 49.9325 | -0.12095 | 966.2655 | 19966.03
1.098 | 49.9159 | -0.11468 | 457.9804 | 19945.2014 | 1.098 | 49.9325 | -0.12094 | 966.2591 | 19966.02
1.0984 | 49.9159 | -0.11468 | 457.9636 | 19945.1861 | 1.0984 | 49.9325 | -0.12094 | 966.2413 | 19966.01
1.0988 | 49.9159 | -0.11468 | 457.9576 | 19945.1707 | 1.0988 | 49.9324 | -0.12094 | 966.2349 | 19965.99
1.0992 | 49.9159 | -0.11468 | 457.9407 | 19945.1554 | 1.0992 | 49.9324 | -0.12094 | 966.2171 | 19965.98
1.0996 | 49.9158 | -0.11467 | 457.9347 | 19945.1401 | 1.0996 | 49.9324 | -0.12094 | 966.2107 | 19965.97
1.1 | 49.9158 | -0.11467 | 457.9177 | 19945.1248 | 1.1 | 49.9324 | -0.12094 | 966.1929 | 19965.96
1.1004 | 49.9158 | -0.11467 | 457.9117 | 19945.1095 | 1.1004 | 49.9323 | -0.12093 | 966.1865 | 19965.95
1.1008 | 49.9158 | -0.11467 | 457.8948 | 19945.0942 | 1.1008 | 49.9323 | -0.12093 | 966.1687 | 19965.93
1.1012 | 49.9157 | -0.11466 | 457.8888 | 19945.0789 | 1.1012 | 49.9323 | -0.12093 | 966.1623 | 19965.92
1.1016 | 49.9157 | -0.11466 | 457.8719 | 19945.0636 | 1.1016 | 49.9323 | -0.12093 | 966.1445 | 19965.91
1.102 | 49.9157 | -0.11466 | 457.8659 | 19945.0483 | 1.102 | 49.9322 | -0.12093 | 966.1381 | 19965.9
1.1024 | 49.9157 | -0.11465 | 457.8489 | 19945.0331 | 1.1024 | 49.9322 | -0.12093 | 966.1203 | 19965.88
1.1028 | 49.9156 | -0.11465 | 457.8429 | 19945.0178 | 1.1028 | 49.9322 | -0.12093 | 966.114 | 19965.87
1.1032 | 49.9156 | -0.11465 | 457.826 | 19945.0025 | 1.1032 | 49.9322 | -0.12093 | 966.0962 | 19965.86
1.1036 | 49.9156 | -0.11464 | 457.82 | 19944.9872 | 1.1036 | 49.9321 | -0.12092 | 966.0898 | 19965.85
1.104 | 49.9156 | -0.11464 | 457.8031 | 19944.9719 | 1.104 | 49.9321 | -0.12092 | 966.072 | 19965.84
1.1044 | 49.9155 | -0.11464 | 457.7971 | 19944.9566 | 1.1044 | 49.9321 | -0.12092 | 966.0656 | 19965.82
1.1048 | 49.9155 | -0.11464 | 457.7801 | 19944.9413 | 1.1048 | 49.9321 | -0.12092 | 966.0478 | 19965.81
1.1052 | 49.9155 | -0.11463 | 457.7742 | 19944.926 | 1.1052 | 49.932 | -0.12092 | 966.0414 | 19965.8
1.1056 | 49.9155 | -0.11463 | 457.7572 | 19944.9108 | 1.1056 | 49.932 | -0.12092 | 966.0236 | 19965.79
1.106 | 49.9155 | -0.11463 | 457.7512 | 19944.8955 | 1.106 | 49.932 | -0.12091 | 966.0172 | 19965.77
1.1064 | 49.9155 | -0.11463 | 457.7343 | 19944.8802 | 1.1064 | 49.932 | -0.12091 | 965.9994 | 19965.76
1.1068 | 49.9154 | -0.11462 | 457.7283 | 19944.8649 | 1.1068 | 49.9319 | -0.12091 | 965.993 | 19965.75
1.1072 | 49.9154 | -0.11462 | 457.7114 | 19944.8496 | 1.1072 | 49.9319 | -0.12091 | 965.9752 | 19965.74
1.1076 | 49.9154 | -0.11462 | 457.7054 | 19944.8344 | 1.1076 | 49.9319 | -0.12091 | 965.9689 | 19965.72
1.108 | 49.9154 | -0.11461 | 457.6884 | 19944.8191 | 1.108 | 49.9319 | -0.12091 | 965.9511 | 19965.71
1.1084 | 49.9153 | -0.11461 | 457.6825 | 19944.8038 | 1.1084 | 49.9318 | -0.12091 | 965.9447 | 19965.7
1.1088 | 49.9153 | -0.11461 | 457.6655 | 19944.7885 | 1.1088 | 49.9318 | -0.1209 | 965.9269 | 19965.69
1.1092 | 49.9153 | -0.1146 | 457.6595 | 19944.7733 | 1.1092 | 49.9318 | -0.1209 | 965.9205 | 19965.68
1.1096 | 49.9153 | -0.1146 | 457.6426 | 19944.758 | 1.1096 | 49.9318 | -0.1209 | 965.9027 | 19965.66
1.11 | 49.9152 | -0.1146 | 457.6366 | 19944.7427 | 1.11 | 49.9318 | -0.1209 | 965.8963 | 19965.65
1.1104 | 49.9152 | -0.1146 | 457.6197 | 19944.7275 | 1.1104 | 49.9318 | -0.1209 | 965.8785 | 19965.64
1.1108 | 49.9152 | -0.11459 | 457.6137 | 19944.7122 | 1.1108 | 49.9317 | -0.1209 | 965.8721 | 19965.63
1.1112 | 49.9152 | -0.11459 | 457.5968 | 19944.6969 | 1.1112 | 49.9317 | -0.1209 | 965.8543 | 19965.61
1.1116 | 49.9151 | -0.11459 | 457.5908 | 19944.6817 | 1.1116 | 49.9316 | -0.12089 | 965.848 | 19965.6
1.112 | 49.9151 | -0.11459 | 457.5738 | 19944.6664 | 1.112 | 49.9316 | -0.12089 | 965.8302 | 19965.59
1.1124 | 49.9151 | -0.11458 | 457.5679 | 19944.6512 | 1.1124 | 49.9316 | -0.12089 | 965.8238 | 19965.58
1.1128 | 49.9151 | -0.11458 | 457.5509 | 19944.6359 | 1.1128 | 49.9316 | -0.12089 | 965.806 | 19965.56
1.1132 | 49.915 | -0.11458 | 457.5449 | 19944.6207 | 1.1132 | 49.9316 | -0.12089 | 965.7996 | 19965.55
1.1136 | 49.915 | -0.11458 | 457.528 | 19944.6054 | 1.1136 | 49.9316 | -0.12089 | 965.7818 | 19965.54
1.114 | 49.915 | -0.11457 | 457.522 | 19944.5901 | 1.114 | 49.9315 | -0.12089 | 965.7754 | 19965.53
1.1144 | 49.915 | -0.11457 | 457.5051 | 19944.5749 | 1.1144 | 49.9315 | -0.12088 | 965.7576 | 19965.52
1.1148 | 49.915 | -0.11457 | 457.4991 | 19944.5596 | 1.1148 | 49.9314 | -0.12088 | 965.7513 | 19965.5
1.1152 | 49.915 | -0.11456 | 457.4822 | 19944.5444 | 1.1152 | 49.9314 | -0.12088 | 965.7335 | 19965.49
1.1156 | 49.9149 | -0.11456 | 457.4762 | 19944.5291 | 1.1156 | 49.9314 | -0.12088 | 965.7271 | 19965.48
1.116 | 49.9149 | -0.11456 | 457.4593 | 19944.5139 | 1.116 | 49.9314 | -0.12088 | 965.7093 | 19965.47
1.1164 | 49.9149 | -0.11455 | 457.4533 | 19944.4987 | 1.1164 | 49.9314 | -0.12088 | 965.7029 | 19965.45
1.1168 | 49.9149 | -0.11455 | 457.4364 | 19944.4834 | 1.1168 | 49.9314 | -0.12088 | 965.6851 | 19965.44
1.1172 | 49.9148 | -0.11455 | 457.4304 | 19944.4682 | 1.1172 | 49.9313 | -0.12087 | 965.6787 | 19965.43
1.1176 | 49.9148 | -0.11455 | 457.4135 | 19944.4529 | 1.1176 | 49.9313 | -0.12087 | 965.6609 | 19965.42
1.118 | 49.9148 | -0.11454 | 457.4075 | 19944.4377 | 1.118 | 49.9313 | -0.12087 | 965.6546 | 19965.4
1.1184 | 49.9148 | -0.11454 | 457.3905 | 19944.4224 | 1.1184 | 49.9313 | -0.12087 | 965.6368 | 19965.39
1.1188 | 49.9147 | -0.11454 | 457.3846 | 19944.4072 | 1.1188 | 49.9312 | -0.12087 | 965.6304 | 19965.38
1.1192 | 49.9147 | -0.11454 | 457.3676 | 19944.392 | 1.1192 | 49.9312 | -0.12087 | 965.6126 | 19965.37
1.1196 | 49.9147 | -0.11453 | 457.3617 | 19944.3767 | 1.1196 | 49.9312 | -0.12087 | 965.6062 | 19965.36
1.12 | 49.9147 | -0.11453 | 457.3447 | 19944.3615 | 1.12 | 49.9312 | -0.12086 | 965.5884 | 19965.34
1.1204 | 49.9146 | -0.11453 | 457.3388 | 19944.3463 | 1.1204 | 49.9311 | -0.12086 | 965.582 | 19965.33
1.1208 | 49.9146 | -0.11452 | 457.3218 | 19944.331 | 1.1208 | 49.9311 | -0.12086 | 965.5642 | 19965.32
1.1212 | 49.9146 | -0.11452 | 457.3159 | 19944.3158 | 1.1212 | 49.9311 | -0.12086 | 965.5579 | 19965.31
1.1216 | 49.9146 | -0.11452 | 457.2989 | 19944.3006 | 1.1216 | 49.9311 | -0.12086 | 965.5401 | 19965.29
1.122 | 49.9145 | -0.11451 | 457.2929 | 19944.2854 | 1.122 | 49.931 | -0.12086 | 965.5337 | 19965.28
1.1224 | 49.9145 | -0.11451 | 457.276 | 19944.2701 | 1.1224 | 49.931 | -0.12086 | 965.5159 | 19965.27
1.1228 | 49.9145 | -0.11451 | 457.27 | 19944.2549 | 1.1228 | 49.931 | -0.12085 | 965.5095 | 19965.26
1.1232 | 49.9145 | -0.11451 | 457.2531 | 19944.2397 | 1.1232 | 49.931 | -0.12085 | 965.4917 | 19965.25
1.1236 | 49.9144 | -0.1145 | 457.2471 | 19944.2245 | 1.1236 | 49.9309 | -0.12085 | 965.4854 | 19965.23
1.124 | 49.9144 | -0.1145 | 457.2302 | 19944.2092 | 1.124 | 49.9309 | -0.12085 | 965.4676 | 19965.22
1.1244 | 49.9144 | -0.1145 | 457.2242 | 19944.194 | 1.1244 | 49.9309 | -0.12085 | 965.4612 | 19965.21
1.1248 | 49.9144 | -0.1145 | 457.2073 | 19944.1788 | 1.1248 | 49.9309 | -0.12085 | 965.4434 | 19965.2
1.1252 | 49.9144 | -0.11449 | 457.2013 | 19944.1636 | 1.1252 | 49.9308 | -0.12084 | 965.437 | 19965.18
1.1256 | 49.9144 | -0.11449 | 457.1844 | 19944.1484 | 1.1256 | 49.9308 | -0.12084 | 965.4192 | 19965.17
1.126 | 49.9143 | -0.11449 | 457.1784 | 19944.1332 | 1.126 | 49.9308 | -0.12084 | 965.4129 | 19965.16
1.1264 | 49.9143 | -0.11449 | 457.1615 | 19944.118 | 1.1264 | 49.9308 | -0.12084 | 965.3951 | 19965.15
1.1268 | 49.9143 | -0.11448 | 457.1556 | 19944.1027 | 1.1268 | 49.9307 | -0.12084 | 965.3887 | 19965.13
1.1272 | 49.9143 | -0.11448 | 457.1386 | 19944.0875 | 1.1272 | 49.9307 | -0.12084 | 965.3709 | 19965.12
1.1276 | 49.9142 | -0.11448 | 457.1327 | 19944.0723 | 1.1276 | 49.9307 | -0.12084 | 965.3645 | 19965.11
1.128 | 49.9142 | -0.11447 | 457.1157 | 19944.0571 | 1.128 | 49.9307 | -0.12084 | 965.3467 | 19965.1
1.1284 | 49.9142 | -0.11447 | 457.1098 | 19944.0419 | 1.1284 | 49.9306 | -0.12083 | 965.3404 | 19965.09
1.1288 | 49.9142 | -0.11447 | 457.0928 | 19944.0267 | 1.1288 | 49.9306 | -0.12083 | 965.3226 | 19965.07
1.1292 | 49.9141 | -0.11446 | 457.0869 | 19944.0115 | 1.1292 | 49.9306 | -0.12083 | 965.3162 | 19965.06
1.1296 | 49.9141 | -0.11446 | 457.0699 | 19943.9963 | 1.1296 | 49.9306 | -0.12083 | 965.2984 | 19965.05
1.13 | 49.9141 | -0.11446 | 457.064 | 19943.9811 | 1.13 | 49.9305 | -0.12083 | 965.292 | 19965.04
1.1304 | 49.9141 | -0.11446 | 457.0471 | 19943.9659 | 1.1304 | 49.9305 | -0.12083 | 965.2742 | 19965.02
1.1308 | 49.914 | -0.11445 | 457.0411 | 19943.9507 | 1.1308 | 49.9305 | -0.12082 | 965.2679 | 19965.01
1.1312 | 49.914 | -0.11445 | 457.0242 | 19943.9355 | 1.1312 | 49.9305 | -0.12082 | 965.2501 | 19965
1.1316 | 49.914 | -0.11445 | 457.0182 | 19943.9203 | 1.1316 | 49.9304 | -0.12082 | 965.2437 | 19964.99
1.132 | 49.914 | -0.11445 | 457.0013 | 19943.9051 | 1.132 | 49.9304 | -0.12082 | 965.2259 | 19964.97
1.1324 | 49.9139 | -0.11444 | 456.9953 | 19943.8899 | 1.1324 | 49.9304 | -0.12082 | 965.2195 | 19964.96
1.1328 | 49.9139 | -0.11444 | 456.9784 | 19943.8748 | 1.1328 | 49.9304 | -0.12082 | 965.2017 | 19964.95
1.1332 | 49.9139 | -0.11444 | 456.9724 | 19943.8596 | 1.1332 | 49.9303 | -0.12082 | 965.1954 | 19964.94
1.1336 | 49.9139 | -0.11443 | 456.9555 | 19943.8444 | 1.1336 | 49.9303 | -0.12081 | 965.1776 | 19964.93
1.134 | 49.9139 | -0.11443 | 456.9495 | 19943.8292 | 1.134 | 49.9303 | -0.12081 | 965.1712 | 19964.91
1.1344 | 49.9139 | -0.11443 | 456.9326 | 19943.814 | 1.1344 | 49.9303 | -0.12081 | 965.1534 | 19964.9
1.1348 | 49.9138 | -0.11442 | 456.9266 | 19943.7988 | 1.1348 | 49.9303 | -0.12081 | 965.1471 | 19964.89
1.1352 | 49.9138 | -0.11442 | 456.9097 | 19943.7836 | 1.1352 | 49.9303 | -0.12081 | 965.1292 | 19964.88
1.1356 | 49.9138 | -0.11442 | 456.9038 | 19943.7685 | 1.1356 | 49.9302 | -0.12081 | 965.1229 | 19964.86
1.136 | 49.9138 | -0.11442 | 456.8868 | 19943.7533 | 1.136 | 49.9302 | -0.12081 | 965.1051 | 19964.85
1.1364 | 49.9137 | -0.11441 | 456.8809 | 19943.7381 | 1.1364 | 49.9301 | -0.1208 | 965.0987 | 19964.84
1.1368 | 49.9137 | -0.11435 | 457.0973 | 19943.7229 | 1.1368 | 49.9301 | -0.1208 | 965.0809 | 19964.83
1.1372 | 49.9137 | -0.11432 | 457.1907 | 19943.7077 | 1.1372 | 49.9301 | -0.1208 | 965.0746 | 19964.82
1.1376 | 49.9137 | -0.1144 | 456.8761 | 19943.6926 | 1.1376 | 49.9301 | -0.1208 | 965.0568 | 19964.8
1.138 | 49.9136 | -0.11431 | 457.2087 | 19943.6774 | 1.138 | 49.9301 | -0.1208 | 965.0504 | 19964.79
1.1384 | 49.9136 | -0.11437 | 456.9321 | 19943.6622 | 1.1384 | 49.9301 | -0.1208 | 965.0326 | 19964.78
1.1388 | 49.9136 | -0.11444 | 456.6432 | 19943.6471 | 1.1388 | 49.93 | -0.1208 | 965.0263 | 19964.77
1.1392 | 49.9136 | -0.11439 | 456.7971 | 19943.6319 | 1.1392 | 49.93 | -0.12079 | 965.0084 | 19964.75
1.1396 | 49.9135 | -0.11438 | 456.8159 | 19943.6167 | 1.1396 | 49.93 | -0.12079 | 965.0021 | 19964.74
1.14 | 49.9135 | -0.11439 | 456.7701 | 19943.6015 | 1.14 | 49.93 | -0.12079 | 964.9843 | 19964.73
1.1404 | 49.9135 | -0.11438 | 456.7685 | 19943.5864 | 1.1404 | 49.9299 | -0.12079 | 964.9779 | 19964.72
1.1408 | 49.9135 | -0.11438 | 456.7494 | 19943.5712 | 1.1408 | 49.9299 | -0.12079 | 964.9601 | 19964.7
1.1412 | 49.9134 | -0.11438 | 456.7438 | 19943.5561 | 1.1412 | 49.9299 | -0.12079 | 964.9538 | 19964.69
1.1416 | 49.9134 | -0.11438 | 456.7267 | 19943.5409 | 1.1416 | 49.9299 | -0.12079 | 964.936 | 19964.68
1.142 | 49.9134 | -0.11437 | 456.7208 | 19943.5257 | 1.142 | 49.9298 | -0.12078 | 964.9296 | 19964.67
1.1424 | 49.9134 | -0.11437 | 456.7038 | 19943.5106 | 1.1424 | 49.9298 | -0.12078 | 964.9118 | 19964.66
1.1428 | 49.9133 | -0.11437 | 456.6979 | 19943.4954 | 1.1428 | 49.9298 | -0.12078 | 964.9055 | 19964.64
1.1432 | 49.9133 | -0.11437 | 456.681 | 19943.4803 | 1.1432 | 49.9298 | -0.12078 | 964.8877 | 19964.63
1.1436 | 49.9133 | -0.11436 | 456.675 | 19943.4651 | 1.1436 | 49.9297 | -0.12078 | 964.8813 | 19964.62
1.144 | 49.9133 | -0.11436 | 456.6581 | 19943.45 | 1.144 | 49.9297 | -0.12078 | 964.8635 | 19964.61
1.1444 | 49.9133 | -0.11436 | 456.6522 | 19943.4348 | 1.1444 | 49.9297 | -0.12077 | 964.8572 | 19964.59
1.1448 | 49.9133 | -0.11436 | 456.6352 | 19943.4196 | 1.1448 | 49.9297 | -0.12077 | 964.8393 | 19964.58
1.1452 | 49.9132 | -0.11435 | 456.6293 | 19943.4045 | 1.1452 | 49.9296 | -0.12077 | 964.833 | 19964.57
1.1456 | 49.9132 | -0.11435 | 456.6124 | 19943.3893 | 1.1456 | 49.9296 | -0.12077 | 964.8152 | 19964.56
1.146 | 49.9132 | -0.11435 | 456.6064 | 19943.3742 | 1.146 | 49.9296 | -0.12077 | 964.8089 | 19964.54
1.1464 | 49.9132 | -0.11434 | 456.5895 | 19943.3591 | 1.1464 | 49.9296 | -0.12077 | 964.791 | 19964.53
1.1468 | 49.9131 | -0.11434 | 456.5836 | 19943.3439 | 1.1468 | 49.9295 | -0.12077 | 964.7847 | 19964.52
1.1472 | 49.9131 | -0.11434 | 456.5666 | 19943.3288 | 1.1472 | 49.9295 | -0.12077 | 964.7669 | 19964.51
1.1476 | 49.9131 | -0.11433 | 456.5607 | 19943.3136 | 1.1476 | 49.9295 | -0.12076 | 964.7606 | 19964.5
1.148 | 49.9131 | -0.11433 | 456.5437 | 19943.2985 | 1.148 | 49.9295 | -0.12076 | 964.7427 | 19964.48
1.1484 | 49.913 | -0.11433 | 456.5378 | 19943.2833 | 1.1484 | 49.9294 | -0.12076 | 964.7364 | 19964.47
1.1488 | 49.913 | -0.11433 | 456.5209 | 19943.2682 | 1.1488 | 49.9294 | -0.12076 | 964.7186 | 19964.46
1.1492 | 49.913 | -0.11432 | 456.515 | 19943.2531 | 1.1492 | 49.9294 | -0.12076 | 964.7123 | 19964.45
1.1496 | 49.913 | -0.11432 | 456.498 | 19943.2379 | 1.1496 | 49.9294 | -0.12076 | 964.6944 | 19964.43
1.15 | 49.9129 | -0.11432 | 456.4921 | 19943.2228 | 1.15 | 49.9293 | -0.12075 | 964.6881 | 19964.42
1.1504 | 49.9129 | -0.11432 | 456.4752 | 19943.2077 | 1.1504 | 49.9293 | -0.12075 | 964.6703 | 19964.41
1.1508 | 49.9129 | -0.11431 | 456.4692 | 19943.1925 | 1.1508 | 49.9293 | -0.12075 | 964.664 | 19964.4
1.1512 | 49.9129 | -0.11431 | 456.4523 | 19943.1774 | 1.1512 | 49.9293 | -0.12075 | 964.6461 | 19964.39
1.1516 | 49.9128 | -0.11431 | 456.4464 | 19943.1623 | 1.1516 | 49.9292 | -0.12075 | 964.6398 | 19964.37
1.152 | 49.9128 | -0.11431 | 456.4294 | 19943.1471 | 1.152 | 49.9292 | -0.12075 | 964.622 | 19964.36
1.1524 | 49.9128 | -0.1143 | 456.4235 | 19943.132 | 1.1524 | 49.9292 | -0.12075 | 964.6157 | 19964.35
1.1528 | 49.9128 | -0.1143 | 456.4066 | 19943.1169 | 1.1528 | 49.9292 | -0.12075 | 964.5978 | 19964.34
1.1532 | 49.9128 | -0.1143 | 456.4007 | 19943.1018 | 1.1532 | 49.9291 | -0.12074 | 964.5915 | 19964.32
1.1536 | 49.9128 | -0.11429 | 456.3837 | 19943.0867 | 1.1536 | 49.9291 | -0.12074 | 964.5737 | 19964.31
1.154 | 49.9127 | -0.11429 | 456.3778 | 19943.0715 | 1.154 | 49.9291 | -0.12074 | 964.5674 | 19964.3
1.1544 | 49.9127 | -0.11429 | 456.3609 | 19943.0564 | 1.1544 | 49.9291 | -0.12074 | 964.5495 | 19964.29
1.1548 | 49.9127 | -0.11428 | 456.3549 | 19943.0413 | 1.1548 | 49.929 | -0.12074 | 964.5432 | 19964.27
1.1552 | 49.9127 | -0.11428 | 456.338 | 19943.0262 | 1.1552 | 49.929 | -0.12074 | 964.5254 | 19964.26
1.1556 | 49.9126 | -0.11428 | 456.3321 | 19943.0111 | 1.1556 | 49.929 | -0.12073 | 964.5191 | 19964.25
1.156 | 49.9126 | -0.11428 | 456.3151 | 19942.9959 | 1.156 | 49.929 | -0.12073 | 964.5012 | 19964.24
1.1564 | 49.9126 | -0.11427 | 456.3092 | 19942.9808 | 1.1564 | 49.9289 | -0.12073 | 964.4949 | 19964.23
1.1568 | 49.9126 | -0.11427 | 456.2923 | 19942.9657 | 1.1568 | 49.9289 | -0.12073 | 964.4771 | 19964.21
1.1572 | 49.9125 | -0.11427 | 456.2864 | 19942.9506 | 1.1572 | 49.9289 | -0.12073 | 964.4708 | 19964.2
1.1576 | 49.9125 | -0.11427 | 456.2694 | 19942.9355 | 1.1576 | 49.9289 | -0.12073 | 964.453 | 19964.19
1.158 | 49.9125 | -0.11426 | 456.2635 | 19942.9204 | 1.158 | 49.9288 | -0.12073 | 964.4466 | 19964.18
1.1584 | 49.9125 | -0.11426 | 456.2466 | 19942.9053 | 1.1584 | 49.9288 | -0.12072 | 964.4288 | 19964.16
1.1588 | 49.9124 | -0.11426 | 456.2407 | 19942.8902 | 1.1588 | 49.9288 | -0.12072 | 964.4225 | 19964.15
1.1592 | 49.9124 | -0.11425 | 456.2237 | 19942.8751 | 1.1592 | 49.9288 | -0.12072 | 964.4047 | 19964.14
1.1596 | 49.9124 | -0.11425 | 456.2178 | 19942.86 | 1.1596 | 49.9288 | -0.12072 | 964.3984 | 19964.13
1.16 | 49.9124 | -0.11425 | 456.2009 | 19942.8449 | 1.16 | 49.9288 | -0.12072 | 964.3805 | 19964.11
1.1604 | 49.9123 | -0.11424 | 456.195 | 19942.8298 | 1.1604 | 49.9287 | -0.12072 | 964.3742 | 19964.1
1.1608 | 49.9123 | -0.11424 | 456.178 | 19942.8147 | 1.1608 | 49.9287 | -0.12072 | 964.3564 | 19964.09
1.1612 | 49.9123 | -0.11424 | 456.1721 | 19942.7996 | 1.1612 | 49.9286 | -0.12071 | 964.3501 | 19964.08
1.1616 | 49.9123 | -0.11424 | 456.1552 | 19942.7845 | 1.1616 | 49.9286 | -0.12071 | 964.3322 | 19964.07
1.162 | 49.9123 | -0.11423 | 456.1493 | 19942.7694 | 1.162 | 49.9286 | -0.12071 | 964.3259 | 19964.05
1.1624 | 49.9123 | -0.11423 | 456.1323 | 19942.7543 | 1.1624 | 49.9286 | -0.12071 | 964.3081 | 19964.04
1.1628 | 49.9122 | -0.11423 | 456.1264 | 19942.7392 | 1.1628 | 49.9286 | -0.12071 | 964.3018 | 19964.03
1.1632 | 49.9122 | -0.11423 | 456.1095 | 19942.7241 | 1.1632 | 49.9286 | -0.12071 | 964.2839 | 19964.02
1.1636 | 49.9122 | -0.11422 | 456.1036 | 19942.709 | 1.1636 | 49.9285 | -0.12071 | 964.2776 | 19964
1.164 | 49.9122 | -0.11422 | 456.0866 | 19942.6939 | 1.164 | 49.9285 | -0.1207 | 964.2598 | 19963.99
1.1644 | 49.9121 | -0.11422 | 456.0807 | 19942.6788 | 1.1644 | 49.9285 | -0.1207 | 964.2535 | 19963.98
1.1648 | 49.9121 | -0.11422 | 456.0638 | 19942.6637 | 1.1648 | 49.9285 | -0.1207 | 964.2357 | 19963.97
1.1652 | 49.9121 | -0.11421 | 456.0579 | 19942.6486 | 1.1652 | 49.9284 | -0.1207 | 964.2294 | 19963.96
1.1656 | 49.9121 | -0.11421 | 456.041 | 19942.6336 | 1.1656 | 49.9284 | -0.1207 | 964.2115 | 19963.94
1.166 | 49.912 | -0.11421 | 456.0351 | 19942.6185 | 1.166 | 49.9284 | -0.1207 | 964.2052 | 19963.93
1.1664 | 49.912 | -0.1142 | 456.0181 | 19942.6034 | 1.1664 | 49.9284 | -0.1207 | 964.1874 | 19963.92
1.1668 | 49.912 | -0.1142 | 456.0122 | 19942.5883 | 1.1668 | 49.9283 | -0.12069 | 964.1811 | 19963.91
1.1672 | 49.912 | -0.1142 | 455.9953 | 19942.5732 | 1.1672 | 49.9283 | -0.12069 | 964.1633 | 19963.89
1.1676 | 49.9119 | -0.11419 | 455.9894 | 19942.5582 | 1.1676 | 49.9283 | -0.12069 | 964.157 | 19963.88
1.168 | 49.9119 | -0.11419 | 455.9724 | 19942.5431 | 1.168 | 49.9283 | -0.12069 | 964.1391 | 19963.87
1.1684 | 49.9119 | -0.11419 | 455.9665 | 19942.528 | 1.1684 | 49.9282 | -0.12069 | 964.1328 | 19963.86
1.1688 | 49.9119 | -0.11419 | 455.9496 | 19942.5129 | 1.1688 | 49.9282 | -0.12069 | 964.115 | 19963.84
1.1692 | 49.9118 | -0.11418 | 455.9437 | 19942.4979 | 1.1692 | 49.9282 | -0.12068 | 964.1087 | 19963.83
1.1696 | 49.9118 | -0.11418 | 455.9268 | 19942.4828 | 1.1696 | 49.9282 | -0.12068 | 964.0908 | 19963.82
1.17 | 49.9118 | -0.11418 | 455.9209 | 19942.4677 | 1.17 | 49.9281 | -0.12068 | 964.0845 | 19963.81
1.1704 | 49.9118 | -0.11418 | 455.9039 | 19942.4526 | 1.1704 | 49.9281 | -0.12068 | 964.0667 | 19963.8
1.1708 | 49.9117 | -0.11417 | 455.898 | 19942.4376 | 1.1708 | 49.9281 | -0.12068 | 964.0604 | 19963.78
1.1712 | 49.9118 | -0.11417 | 455.8811 | 19942.4225 | 1.1712 | 49.9281 | -0.12068 | 964.0426 | 19963.77
1.1716 | 49.9117 | -0.11417 | 455.8752 | 19942.4074 | 1.1716 | 49.928 | -0.12068 | 964.0363 | 19963.76
1.172 | 49.9117 | -0.11416 | 455.8583 | 19942.3924 | 1.172 | 49.928 | -0.12068 | 964.0184 | 19963.75
1.1724 | 49.9117 | -0.11416 | 455.8524 | 19942.3773 | 1.1724 | 49.928 | -0.12067 | 964.0121 | 19963.73
1.1728 | 49.9117 | -0.11416 | 455.8354 | 19942.3622 | 1.1728 | 49.928 | -0.12067 | 963.9943 | 19963.72
1.1732 | 49.9116 | -0.11415 | 455.8295 | 19942.3472 | 1.1732 | 49.9279 | -0.12067 | 963.988 | 19963.71
1.1736 | 49.9116 | -0.11415 | 455.8126 | 19942.3321 | 1.1736 | 49.9279 | -0.12067 | 963.9702 | 19963.7
1.174 | 49.9116 | -0.11415 | 455.8067 | 19942.3171 | 1.174 | 49.9279 | -0.12067 | 963.9639 | 19963.68
1.1744 | 49.9116 | -0.11415 | 455.7898 | 19942.302 | 1.1744 | 49.9279 | -0.12067 | 963.946 | 19963.67
1.1748 | 49.9115 | -0.11414 | 455.7839 | 19942.287 | 1.1748 | 49.9278 | -0.12066 | 963.9397 | 19963.66
1.1752 | 49.9115 | -0.11414 | 455.7669 | 19942.2719 | 1.1752 | 49.9278 | -0.12066 | 963.9219 | 19963.65
1.1756 | 49.9115 | -0.11414 | 455.7611 | 19942.2568 | 1.1756 | 49.9278 | -0.12066 | 963.9156 | 19963.64
1.176 | 49.9115 | -0.11414 | 455.7441 | 19942.2418 | 1.176 | 49.9278 | -0.12066 | 963.8978 | 19963.62
1.1764 | 49.9114 | -0.11413 | 455.7382 | 19942.2267 | 1.1764 | 49.9277 | -0.12066 | 963.8915 | 19963.61
1.1768 | 49.9114 | -0.11413 | 455.7213 | 19942.2117 | 1.1768 | 49.9277 | -0.12066 | 963.8736 | 19963.6
1.1772 | 49.9114 | -0.11413 | 455.7154 | 19942.1966 | 1.1772 | 49.9277 | -0.12066 | 963.8674 | 19963.59
1.1776 | 49.9114 | -0.11413 | 455.6985 | 19942.1816 | 1.1776 | 49.9277 | -0.12065 | 963.8495 | 19963.57
1.178 | 49.9113 | -0.11412 | 455.6926 | 19942.1666 | 1.178 | 49.9276 | -0.12065 | 963.8432 | 19963.56
1.1784 | 49.9113 | -0.11412 | 455.6756 | 19942.1515 | 1.1784 | 49.9276 | -0.12065 | 963.8254 | 19963.55
1.1788 | 49.9113 | -0.11412 | 455.6698 | 19942.1365 | 1.1788 | 49.9276 | -0.12065 | 963.8191 | 19963.54
1.1792 | 49.9113 | -0.11411 | 455.6528 | 19942.1214 | 1.1792 | 49.9276 | -0.12065 | 963.8012 | 19963.53
1.1796 | 49.9112 | -0.11411 | 455.6469 | 19942.1064 | 1.1796 | 49.9275 | -0.12065 | 963.795 | 19963.51
1.18 | 49.9112 | -0.11411 | 455.63 | 19942.0913 | 1.18 | 49.9275 | -0.12065 | 963.7771 | 19963.5
1.1804 | 49.9112 | -0.1141 | 455.6241 | 19942.0763 | 1.1804 | 49.9275 | -0.12064 | 963.7708 | 19963.49
1.1808 | 49.9112 | -0.1141 | 455.6072 | 19942.0613 | 1.1808 | 49.9275 | -0.12064 | 963.753 | 19963.48
1.1812 | 49.9112 | -0.1141 | 455.6013 | 19942.0462 | 1.1812 | 49.9275 | -0.12064 | 963.7467 | 19963.46
1.1816 | 49.9112 | -0.1141 | 455.5844 | 19942.0312 | 1.1816 | 49.9275 | -0.12064 | 963.7289 | 19963.45
1.182 | 49.9111 | -0.11409 | 455.5785 | 19942.0162 | 1.182 | 49.9274 | -0.12064 | 963.7226 | 19963.44
1.1824 | 49.9111 | -0.11409 | 455.5615 | 19942.0011 | 1.1824 | 49.9274 | -0.12064 | 963.7047 | 19963.43
1.1828 | 49.9111 | -0.11409 | 455.5557 | 19941.9861 | 1.1828 | 49.9273 | -0.12064 | 963.6985 | 19963.41
1.1832 | 49.9111 | -0.11409 | 455.5387 | 19941.9711 | 1.1832 | 49.9273 | -0.12063 | 963.6806 | 19963.4
1.1836 | 49.911 | -0.11408 | 455.5328 | 19941.956 | 1.1836 | 49.9273 | -0.12063 | 963.6743 | 19963.39
1.184 | 49.911 | -0.11408 | 455.5159 | 19941.941 | 1.184 | 49.9273 | -0.12063 | 963.6565 | 19963.38
1.1844 | 49.911 | -0.11408 | 455.51 | 19941.926 | 1.1844 | 49.9273 | -0.12063 | 963.6502 | 19963.37
1.1848 | 49.911 | -0.11407 | 455.4931 | 19941.911 | 1.1848 | 49.9273 | -0.12056 | 964.198 | 19963.35
1.1852 | 49.9109 | -0.11407 | 455.4872 | 19941.8959 | 1.1852 | 49.9272 | -0.12055 | 964.2644 | 19963.34
1.1856 | 49.9109 | -0.11407 | 455.4703 | 19941.8809 | 1.1856 | 49.9272 | -0.12066 | 963.3291 | 19963.33
1.186 | 49.9109 | -0.11407 | 455.4644 | 19941.8659 | 1.186 | 49.9272 | -0.12066 | 963.3494 | 19963.32
1.1864 | 49.9109 | -0.11406 | 455.4475 | 19941.8509 | 1.1864 | 49.9272 | -0.12067 | 963.2423 | 19963.3
1.1868 | 49.9108 | -0.11406 | 455.4416 | 19941.8359 | 1.1868 | 49.9271 | -0.12067 | 963.1915 | 19963.29
1.1872 | 49.9108 | -0.11406 | 455.4246 | 19941.8208 | 1.1872 | 49.9271 | -0.12063 | 963.5101 | 19963.28
1.1876 | 49.9108 | -0.11405 | 455.4188 | 19941.8058 | 1.1876 | 49.9271 | -0.12065 | 963.2718 | 19963.27
1.188 | 49.9108 | -0.11405 | 455.4018 | 19941.7908 | 1.188 | 49.9271 | -0.12061 | 963.6111 | 19963.26
1.1884 | 49.9107 | -0.11405 | 455.396 | 19941.7758 | 1.1884 | 49.927 | -0.1205 | 964.4517 | 19963.24
1.1888 | 49.9107 | -0.11405 | 455.379 | 19941.7608 | 1.1888 | 49.927 | -0.12059 | 963.7336 | 19963.23
1.1892 | 49.9107 | -0.11404 | 455.3731 | 19941.7458 | 1.1892 | 49.927 | -0.12064 | 963.3125 | 19963.22
1.1896 | 49.9107 | -0.11404 | 455.3562 | 19941.7308 | 1.1896 | 49.927 | -0.12061 | 963.4934 | 19963.21
1.19 | 49.9107 | -0.11404 | 455.3503 | 19941.7157 | 1.19 | 49.9269 | -0.12059 | 963.6738 | 19963.19
1.1904 | 49.9107 | -0.11404 | 455.3334 | 19941.7007 | 1.1904 | 49.9269 | -0.1206 | 963.5637 | 19963.18
1.1908 | 49.9106 | -0.11403 | 455.3275 | 19941.6857 | 1.1908 | 49.9269 | -0.12061 | 963.4639 | 19963.17
1.1912 | 49.9106 | -0.11403 | 455.3106 | 19941.6707 | 1.1912 | 49.9269 | -0.1206 | 963.4476 | 19963.16
1.1916 | 49.9106 | -0.11403 | 455.3047 | 19941.6557 | 1.1916 | 49.9268 | -0.1206 | 963.4338 | 19963.14
1.192 | 49.9106 | -0.11402 | 455.2878 | 19941.6407 | 1.192 | 49.9268 | -0.1206 | 963.4158 | 19963.13
1.1924 | 49.9105 | -0.11402 | 455.2819 | 19941.6257 | 1.1924 | 49.9268 | -0.1206 | 963.4093 | 19963.12
1.1928 | 49.9105 | -0.11402 | 455.265 | 19941.6107 | 1.1928 | 49.9268 | -0.1206 | 963.3912 | 19963.11
1.1932 | 49.9105 | -0.11401 | 455.2591 | 19941.5957 | 1.1932 | 49.9267 | -0.1206 | 963.3852 | 19963.1
1.1936 | 49.9105 | -0.11401 | 455.2422 | 19941.5807 | 1.1936 | 49.9267 | -0.1206 | 963.367 | 19963.08
1.194 | 49.9104 | -0.11401 | 455.2363 | 19941.5657 | 1.194 | 49.9267 | -0.12059 | 963.3611 | 19963.07
1.1944 | 49.9104 | -0.11401 | 455.2194 | 19941.5507 | 1.1944 | 49.9267 | -0.12059 | 963.3429 | 19963.06
1.1948 | 49.9104 | -0.114 | 455.2135 | 19941.5357 | 1.1948 | 49.9266 | -0.12059 | 963.3369 | 19963.05
1.1952 | 49.9104 | -0.114 | 455.1966 | 19941.5207 | 1.1952 | 49.9266 | -0.12059 | 963.3188 | 19963.03
1.1956 | 49.9103 | -0.114 | 455.1907 | 19941.5057 | 1.1956 | 49.9266 | -0.12059 | 963.3128 | 19963.02
1.196 | 49.9103 | -0.114 | 455.1738 | 19941.4907 | 1.196 | 49.9266 | -0.12059 | 963.2947 | 19963.01
1.1964 | 49.9103 | -0.11399 | 455.1679 | 19941.4758 | 1.1964 | 49.9265 | -0.12059 | 963.2887 | 19963
1.1968 | 49.9103 | -0.11399 | 455.151 | 19941.4608 | 1.1968 | 49.9265 | -0.12059 | 963.2706 | 19962.99
1.1972 | 49.9102 | -0.11399 | 455.1451 | 19941.4458 | 1.1972 | 49.9265 | -0.12058 | 963.2646 | 19962.97
1.1976 | 49.9102 | -0.11399 | 455.1282 | 19941.4308 | 1.1976 | 49.9265 | -0.12058 | 963.2464 | 19962.96
1.198 | 49.9102 | -0.11398 | 455.1223 | 19941.4158 | 1.198 | 49.9264 | -0.12058 | 963.2405 | 19962.95
1.1984 | 49.9102 | -0.11398 | 455.1054 | 19941.4008 | 1.1984 | 49.9264 | -0.12058 | 963.2223 | 19962.94
1.1988 | 49.9102 | -0.11398 | 455.0995 | 19941.3858 | 1.1988 | 49.9264 | -0.12058 | 963.2164 | 19962.92
1.1992 | 49.9102 | -0.11397 | 455.0826 | 19941.3709 | 1.1992 | 49.9264 | -0.12058 | 963.1982 | 19962.91
1.1996 | 49.9101 | -0.11397 | 455.0767 | 19941.3559 | 1.1996 | 49.9263 | -0.12057 | 963.1922 | 19962.9
1.2 | 49.9101 | -0.11397 | 455.0598 | 19941.3409 | 1.2 | 49.9263 | -0.12057 | 963.1741 | 19962.89
1.2004 | 49.9101 | -0.11396 | 455.0539 | 19941.3259 | 1.2004 | 49.9263 | -0.12057 | 963.1681 | 19962.87
1.2008 | 49.9101 | -0.11396 | 455.037 | 19941.3109 | 1.2008 | 49.9263 | -0.12057 | 963.15 | 19962.86
1.2012 | 49.91 | -0.11396 | 455.0312 | 19941.296 | 1.2012 | 49.9262 | -0.12057 | 963.144 | 19962.85
1.2016 | 49.91 | -0.11396 | 455.0142 | 19941.281 | 1.2016 | 49.9262 | -0.12057 | 963.1259 | 19962.84
1.202 | 49.91 | -0.11395 | 455.0084 | 19941.266 | 1.202 | 49.9262 | -0.12057 | 963.1199 | 19962.83
1.2024 | 49.91 | -0.11395 | 454.9914 | 19941.251 | 1.2024 | 49.9262 | -0.12056 | 963.1018 | 19962.81
1.2028 | 49.9099 | -0.11395 | 454.9856 | 19941.2361 | 1.2028 | 49.9261 | -0.12056 | 963.0958 | 19962.8
1.2032 | 49.9099 | -0.11395 | 454.9686 | 19941.2211 | 1.2032 | 49.9261 | -0.12056 | 963.0776 | 19962.79
1.2036 | 49.9099 | -0.11394 | 454.9628 | 19941.2061 | 1.2036 | 49.9261 | -0.12056 | 963.0717 | 19962.78
1.204 | 49.9099 | -0.11394 | 454.9459 | 19941.1912 | 1.204 | 49.9261 | -0.12056 | 963.0535 | 19962.76
1.2044 | 49.9098 | -0.11394 | 454.94 | 19941.1762 | 1.2044 | 49.926 | -0.12056 | 963.0476 | 19962.75
1.2048 | 49.9098 | -0.11393 | 454.9231 | 19941.1612 | 1.2048 | 49.926 | -0.12056 | 963.0294 | 19962.74
1.2052 | 49.9098 | -0.11393 | 454.9172 | 19941.1463 | 1.2052 | 49.926 | -0.12055 | 963.0235 | 19962.73
1.2056 | 49.9098 | -0.11393 | 454.9003 | 19941.1313 | 1.2056 | 49.926 | -0.12055 | 963.0053 | 19962.72
1.206 | 49.9097 | -0.11392 | 454.8944 | 19941.1164 | 1.206 | 49.926 | -0.12055 | 962.9994 | 19962.7
1.2064 | 49.9097 | -0.11392 | 454.8775 | 19941.1014 | 1.2064 | 49.926 | -0.12055 | 962.9812 | 19962.69
1.2068 | 49.9097 | -0.11392 | 454.8716 | 19941.0864 | 1.2068 | 49.9259 | -0.12055 | 962.9752 | 19962.68
1.2072 | 49.9097 | -0.11392 | 454.8547 | 19941.0715 | 1.2072 | 49.9259 | -0.12055 | 962.9571 | 19962.67
1.2076 | 49.9097 | -0.11391 | 454.8489 | 19941.0565 | 1.2076 | 49.9258 | -0.12055 | 962.9511 | 19962.65
1.208 | 49.9097 | -0.11391 | 454.8319 | 19941.0416 | 1.208 | 49.9258 | -0.12054 | 962.933 | 19962.64
1.2084 | 49.9096 | -0.11391 | 454.8261 | 19941.0266 | 1.2084 | 49.9258 | -0.12054 | 962.927 | 19962.63
1.2088 | 49.9096 | -0.11391 | 454.8092 | 19941.0117 | 1.2088 | 49.9258 | -0.12054 | 962.9089 | 19962.62
1.2092 | 49.9096 | -0.1139 | 454.8033 | 19940.9967 | 1.2092 | 49.9258 | -0.12054 | 962.9029 | 19962.6
1.2096 | 49.9096 | -0.1139 | 454.7864 | 19940.9818 | 1.2096 | 49.9258 | -0.12054 | 962.8848 | 19962.59
1.21 | 49.9095 | -0.1139 | 454.7805 | 19940.9668 | 1.21 | 49.9257 | -0.12054 | 962.8788 | 19962.58
1.2104 | 49.9095 | -0.1139 | 454.7636 | 19940.9519 | 1.2104 | 49.9257 | -0.12054 | 962.8607 | 19962.57
1.2108 | 49.9095 | -0.11389 | 454.7577 | 19940.9369 | 1.2108 | 49.9257 | -0.12053 | 962.8547 | 19962.56
1.2112 | 49.9095 | -0.11389 | 454.7408 | 19940.922 | 1.2112 | 49.9257 | -0.12053 | 962.8365 | 19962.54
1.2116 | 49.9094 | -0.11389 | 454.735 | 19940.907 | 1.2116 | 49.9256 | -0.12053 | 962.8306 | 19962.53
1.212 | 49.9094 | -0.11388 | 454.718 | 19940.8921 | 1.212 | 49.9256 | -0.12053 | 962.8124 | 19962.52
1.2124 | 49.9094 | -0.11388 | 454.7122 | 19940.8771 | 1.2124 | 49.9256 | -0.12053 | 962.8065 | 19962.51
1.2128 | 49.9094 | -0.11388 | 454.6953 | 19940.8622 | 1.2128 | 49.9256 | -0.12053 | 962.7883 | 19962.49
1.2132 | 49.9093 | -0.11387 | 454.6894 | 19940.8472 | 1.2132 | 49.9255 | -0.12053 | 962.7824 | 19962.48
1.2136 | 49.9093 | -0.11387 | 454.6725 | 19940.8323 | 1.2136 | 49.9255 | -0.12052 | 962.7642 | 19962.47
1.214 | 49.9093 | -0.11387 | 454.6666 | 19940.8174 | 1.214 | 49.9255 | -0.12052 | 962.7583 | 19962.46
1.2144 | 49.9093 | -0.11387 | 454.6497 | 19940.8024 | 1.2144 | 49.9255 | -0.12052 | 962.7401 | 19962.45
1.2148 | 49.9092 | -0.11386 | 454.6439 | 19940.7875 | 1.2148 | 49.9254 | -0.12052 | 962.7342 | 19962.43
1.2152 | 49.9092 | -0.11386 | 454.6269 | 19940.7726 | 1.2152 | 49.9254 | -0.12052 | 962.716 | 19962.42
1.2156 | 49.9092 | -0.11386 | 454.6211 | 19940.7576 | 1.2156 | 49.9254 | -0.12052 | 962.7101 | 19962.41
1.216 | 49.9092 | -0.11386 | 454.6042 | 19940.7427 | 1.216 | 49.9254 | -0.12052 | 962.6919 | 19962.4
1.2164 | 49.9092 | -0.11385 | 454.5983 | 19940.7278 | 1.2164 | 49.9253 | -0.12051 | 962.686 | 19962.38
1.2168 | 49.9092 | -0.11385 | 454.5814 | 19940.7128 | 1.2168 | 49.9253 | -0.12051 | 962.6678 | 19962.37
1.2172 | 49.9091 | -0.11385 | 454.5755 | 19940.6979 | 1.2172 | 49.9253 | -0.12051 | 962.6619 | 19962.36
1.2176 | 49.9091 | -0.11385 | 454.5586 | 19940.683 | 1.2176 | 49.9253 | -0.12051 | 962.6437 | 19962.35
1.218 | 49.9091 | -0.11384 | 454.5528 | 19940.6681 | 1.218 | 49.9252 | -0.12051 | 962.6378 | 19962.33
1.2184 | 49.9091 | -0.11384 | 454.5359 | 19940.6531 | 1.2184 | 49.9252 | -0.12051 | 962.6196 | 19962.32
1.2188 | 49.909 | -0.11384 | 454.53 | 19940.6382 | 1.2188 | 49.9252 | -0.1205 | 962.6137 | 19962.31
1.2192 | 49.909 | -0.11383 | 454.5131 | 19940.6233 | 1.2192 | 49.9252 | -0.1205 | 962.5955 | 19962.3
1.2196 | 49.909 | -0.11383 | 454.5072 | 19940.6084 | 1.2196 | 49.9251 | -0.1205 | 962.5896 | 19962.29
1.22 | 49.909 | -0.11383 | 454.4903 | 19940.5934 | 1.22 | 49.9251 | -0.1205 | 962.5714 | 19962.27
1.2204 | 49.9089 | -0.11382 | 454.4845 | 19940.5785 | 1.2204 | 49.9251 | -0.1205 | 962.5655 | 19962.26
1.2208 | 49.9089 | -0.11382 | 454.4676 | 19940.5636 | 1.2208 | 49.9251 | -0.1205 | 962.5473 | 19962.25
1.2212 | 49.9089 | -0.11382 | 454.4617 | 19940.5487 | 1.2212 | 49.925 | -0.1205 | 962.5414 | 19962.24
1.2216 | 49.9089 | -0.11382 | 454.4448 | 19940.5338 | 1.2216 | 49.925 | -0.1205 | 962.5232 | 19962.22
1.222 | 49.9088 | -0.11381 | 454.439 | 19940.5189 | 1.222 | 49.925 | -0.12049 | 962.5173 | 19962.21
1.2224 | 49.9088 | -0.11381 | 454.422 | 19940.5039 | 1.2224 | 49.925 | -0.12049 | 962.4991 | 19962.2
1.2228 | 49.9088 | -0.11381 | 454.4162 | 19940.489 | 1.2228 | 49.9249 | -0.12049 | 962.4932 | 19962.19
1.2232 | 49.9088 | -0.11381 | 454.3993 | 19940.4741 | 1.2232 | 49.9249 | -0.12049 | 962.475 | 19962.18
1.2236 | 49.9087 | -0.1138 | 454.3934 | 19940.4592 | 1.2236 | 49.9249 | -0.12049 | 962.4691 | 19962.16
1.224 | 49.9087 | -0.1138 | 454.3765 | 19940.4443 | 1.224 | 49.9249 | -0.12049 | 962.4509 | 19962.15
1.2244 | 49.9087 | -0.1138 | 454.3707 | 19940.4294 | 1.2244 | 49.9248 | -0.12048 | 962.445 | 19962.14
1.2248 | 49.9087 | -0.11379 | 454.3538 | 19940.4145 | 1.2248 | 49.9248 | -0.12048 | 962.4268 | 19962.13
1.2252 | 49.9086 | -0.11379 | 454.3479 | 19940.3996 | 1.2252 | 49.9248 | -0.12048 | 962.4209 | 19962.11
1.2256 | 49.9086 | -0.11379 | 454.331 | 19940.3847 | 1.2256 | 49.9248 | -0.12048 | 962.4027 | 19962.1
1.226 | 49.9086 | -0.11379 | 454.3252 | 19940.3698 | 1.226 | 49.9248 | -0.12048 | 962.3968 | 19962.09
1.2264 | 49.9086 | -0.11378 | 454.3082 | 19940.3549 | 1.2264 | 49.9248 | -0.12048 | 962.3786 | 19962.08
1.2268 | 49.9086 | -0.11378 | 454.3024 | 19940.34 | 1.2268 | 49.9247 | -0.12048 | 962.3727 | 19962.06
1.2272 | 49.9086 | -0.11378 | 454.2855 | 19940.3251 | 1.2272 | 49.9247 | -0.12047 | 962.3545 | 19962.05
1.2276 | 49.9085 | -0.11377 | 454.2796 | 19940.3102 | 1.2276 | 49.9246 | -0.12047 | 962.3486 | 19962.04
1.228 | 49.9085 | -0.11377 | 454.2627 | 19940.2953 | 1.228 | 49.9246 | -0.12047 | 962.3304 | 19962.03
1.2284 | 49.9085 | -0.11377 | 454.2569 | 19940.2804 | 1.2284 | 49.9246 | -0.12047 | 962.3245 | 19962.02
1.2288 | 49.9085 | -0.11377 | 454.24 | 19940.2655 | 1.2288 | 49.9246 | -0.12047 | 962.3064 | 19962
1.2292 | 49.9084 | -0.11376 | 454.2341 | 19940.2506 | 1.2292 | 49.9246 | -0.12047 | 962.3004 | 19961.99
1.2296 | 49.9084 | -0.11376 | 454.2172 | 19940.2357 | 1.2296 | 49.9246 | -0.12047 | 962.2823 | 19961.98
1.23 | 49.9084 | -0.11376 | 454.2114 | 19940.2208 | 1.23 | 49.9245 | -0.12046 | 962.2763 | 19961.97
1.2304 | 49.9084 | -0.11376 | 454.1945 | 19940.2059 | 1.2304 | 49.9245 | -0.12046 | 962.2582 | 19961.95
1.2308 | 49.9083 | -0.11375 | 454.1886 | 19940.191 | 1.2308 | 49.9245 | -0.12046 | 962.2522 | 19961.94
1.2312 | 49.9083 | -0.11375 | 454.1717 | 19940.1761 | 1.2312 | 49.9245 | -0.12046 | 962.2341 | 19961.93
1.2316 | 49.9083 | -0.11375 | 454.1659 | 19940.1612 | 1.2316 | 49.9244 | -0.12046 | 962.2281 | 19961.92
1.232 | 49.9083 | -0.11374 | 454.149 | 19940.1464 | 1.232 | 49.9244 | -0.12046 | 962.21 | 19961.91
1.2324 | 49.9082 | -0.11374 | 454.1431 | 19940.1315 | 1.2324 | 49.9244 | -0.12046 | 962.204 | 19961.89
1.2328 | 49.9082 | -0.11374 | 454.1262 | 19940.1166 | 1.2328 | 49.9244 | -0.12045 | 962.1859 | 19961.88
1.2332 | 49.9082 | -0.11373 | 454.1204 | 19940.1017 | 1.2332 | 49.9243 | -0.12045 | 962.18 | 19961.87
1.2336 | 49.9082 | -0.11373 | 454.1035 | 19940.0868 | 1.2336 | 49.9243 | -0.12045 | 962.1618 | 19961.86
1.234 | 49.9081 | -0.11373 | 454.0976 | 19940.0719 | 1.234 | 49.9243 | -0.12045 | 962.1559 | 19961.84
1.2344 | 49.9081 | -0.11373 | 454.0807 | 19940.0571 | 1.2344 | 49.9243 | -0.12045 | 962.1377 | 19961.83
1.2348 | 49.9081 | -0.11372 | 454.0749 | 19940.0422 | 1.2348 | 49.9242 | -0.12045 | 962.1318 | 19961.82
1.2352 | 49.9081 | -0.11372 | 454.058 | 19940.0273 | 1.2352 | 49.9242 | -0.12045 | 962.1136 | 19961.81
1.2356 | 49.9081 | -0.11372 | 454.0522 | 19940.0124 | 1.2356 | 49.9242 | -0.12044 | 962.1077 | 19961.79
1.236 | 49.9081 | -0.11372 | 454.0352 | 19939.9976 | 1.236 | 49.9242 | -0.12044 | 962.0895 | 19961.78
1.2364 | 49.908 | -0.11371 | 454.0294 | 19939.9827 | 1.2364 | 49.9241 | -0.12044 | 962.0836 | 19961.77
1.2368 | 49.908 | -0.11371 | 454.0125 | 19939.9678 | 1.2368 | 49.9241 | -0.12044 | 962.0654 | 19961.76
1.2372 | 49.908 | -0.11371 | 454.0067 | 19939.9529 | 1.2372 | 49.9241 | -0.12044 | 962.0595 | 19961.75
1.2376 | 49.908 | -0.11371 | 453.9898 | 19939.9381 | 1.2376 | 49.9241 | -0.12044 | 962.0414 | 19961.73
1.238 | 49.9079 | -0.1137 | 453.9839 | 19939.9232 | 1.238 | 49.924 | -0.12044 | 962.0354 | 19961.72
1.2384 | 49.9079 | -0.1137 | 453.967 | 19939.9083 | 1.2384 | 49.924 | -0.12043 | 962.0173 | 19961.71
1.2388 | 49.9079 | -0.1137 | 453.9612 | 19939.8935 | 1.2388 | 49.924 | -0.12043 | 962.0113 | 19961.7
1.2392 | 49.9079 | -0.11369 | 453.9443 | 19939.8786 | 1.2392 | 49.924 | -0.12043 | 961.9932 | 19961.68
1.2396 | 49.9078 | -0.11369 | 453.9385 | 19939.8637 | 1.2396 | 49.9239 | -0.12043 | 961.9873 | 19961.67
1.24 | 49.9078 | -0.11369 | 453.9215 | 19939.8489 | 1.24 | 49.9239 | -0.12043 | 961.9691 | 19961.66
1.2404 | 49.9078 | -0.11368 | 453.9157 | 19939.834 | 1.2404 | 49.9239 | -0.12043 | 961.9632 | 19961.65
1.2408 | 49.9078 | -0.11368 | 453.8988 | 19939.8192 | 1.2408 | 49.9239 | -0.12043 | 961.945 | 19961.64
1.2412 | 49.9077 | -0.11368 | 453.893 | 19939.8043 | 1.2412 | 49.9238 | -0.12042 | 961.9391 | 19961.62
1.2416 | 49.9077 | -0.11368 | 453.8761 | 19939.7894 | 1.2416 | 49.9238 | -0.12042 | 961.9209 | 19961.61
1.242 | 49.9077 | -0.11367 | 453.8702 | 19939.7746 | 1.242 | 49.9238 | -0.12042 | 961.915 | 19961.6
1.2424 | 49.9077 | -0.11367 | 453.8533 | 19939.7597 | 1.2424 | 49.9238 | -0.12042 | 961.8969 | 19961.59
1.2428 | 49.9076 | -0.11367 | 453.8475 | 19939.7449 | 1.2428 | 49.9237 | -0.12042 | 961.8909 | 19961.57
1.2432 | 49.9076 | -0.11367 | 453.8306 | 19939.73 | 1.2432 | 49.9237 | -0.12042 | 961.8728 | 19961.56
1.2436 | 49.9076 | -0.11366 | 453.8248 | 19939.7152 | 1.2436 | 49.9237 | -0.12041 | 961.8668 | 19961.55
1.244 | 49.9076 | -0.11366 | 453.8079 | 19939.7003 | 1.244 | 49.9237 | -0.12041 | 961.8487 | 19961.54
1.2444 | 49.9076 | -0.11366 | 453.802 | 19939.6855 | 1.2444 | 49.9236 | -0.12041 | 961.8427 | 19961.52
1.2448 | 49.9076 | -0.11365 | 453.7851 | 19939.6706 | 1.2448 | 49.9236 | -0.12041 | 961.8246 | 19961.51
1.2452 | 49.9075 | -0.11365 | 453.7793 | 19939.6558 | 1.2452 | 49.9236 | -0.12041 | 961.8187 | 19961.5
1.2456 | 49.9075 | -0.11365 | 453.7624 | 19939.6409 | 1.2456 | 49.9236 | -0.12041 | 961.8005 | 19961.49
1.246 | 49.9075 | -0.11365 | 453.7566 | 19939.6261 | 1.246 | 49.9235 | -0.12041 | 961.7946 | 19961.48
1.2464 | 49.9075 | -0.11364 | 453.7397 | 19939.6112 | 1.2464 | 49.9235 | -0.12041 | 961.7764 | 19961.46
1.2468 | 49.9074 | -0.11364 | 453.7339 | 19939.5964 | 1.2468 | 49.9235 | -0.1204 | 961.7705 | 19961.45
1.2472 | 49.9074 | -0.11364 | 453.7169 | 19939.5815 | 1.2472 | 49.9235 | -0.1204 | 961.7524 | 19961.44
1.2476 | 49.9074 | -0.11363 | 453.7111 | 19939.5667 | 1.2476 | 49.9234 | -0.1204 | 961.7464 | 19961.43
1.248 | 49.9074 | -0.11363 | 453.6942 | 19939.5518 | 1.248 | 49.9234 | -0.1204 | 961.7283 | 19961.41
1.2484 | 49.9073 | -0.11363 | 453.6884 | 19939.537 | 1.2484 | 49.9234 | -0.1204 | 961.7223 | 19961.4
1.2488 | 49.9073 | -0.11363 | 453.6715 | 19939.5222 | 1.2488 | 49.9234 | -0.1204 | 961.7042 | 19961.39
1.2492 | 49.9073 | -0.11362 | 453.6657 | 19939.5073 | 1.2492 | 49.9233 | -0.12039 | 961.6983 | 19961.38
1.2496 | 49.9073 | -0.11362 | 453.6488 | 19939.4925 | 1.2496 | 49.9233 | -0.12039 | 961.6801 | 19961.37
1.25 | 49.9072 | -0.11362 | 453.643 | 19939.4777 | 1.25 | 49.9233 | -0.12039 | 961.6742 | 19961.35
1.2504 | 49.9072 | -0.11362 | 453.626 | 19939.4628 | 1.2504 | 49.9233 | -0.12039 | 961.656 | 19961.34
1.2508 | 49.9072 | -0.11361 | 453.6202 | 19939.448 | 1.2508 | 49.9233 | -0.12039 | 961.6501 | 19961.33
1.2512 | 49.9072 | -0.11361 | 453.6033 | 19939.4332 | 1.2512 | 49.9233 | -0.12039 | 961.632 | 19961.32
1.2516 | 49.9071 | -0.11361 | 453.5975 | 19939.4183 | 1.2516 | 49.9232 | -0.12039 | 961.626 | 19961.3
1.252 | 49.9071 | -0.1136 | 453.5806 | 19939.4035 | 1.252 | 49.9232 | -0.12039 | 961.6079 | 19961.29
1.2524 | 49.9071 | -0.1136 | 453.5748 | 19939.3887 | 1.2524 | 49.9232 | -0.12038 | 961.602 | 19961.28
1.2528 | 49.9071 | -0.1136 | 453.5579 | 19939.3738 | 1.2528 | 49.9232 | -0.12038 | 961.5838 | 19961.27
1.2532 | 49.9071 | -0.11359 | 453.5521 | 19939.359 | 1.2532 | 49.9231 | -0.12038 | 961.5779 | 19961.25
1.2536 | 49.9071 | -0.11359 | 453.5352 | 19939.3442 | 1.2536 | 49.9231 | -0.12038 | 961.5597 | 19961.24
1.254 | 49.907 | -0.11359 | 453.5294 | 19939.3294 | 1.254 | 49.9231 | -0.12038 | 961.5538 | 19961.23
1.2544 | 49.907 | -0.11359 | 453.5124 | 19939.3145 | 1.2544 | 49.9231 | -0.12038 | 961.5357 | 19961.22
1.2548 | 49.907 | -0.11358 | 453.5066 | 19939.2997 | 1.2548 | 49.923 | -0.12037 | 961.5297 | 19961.21
1.2552 | 49.907 | -0.11358 | 453.4897 | 19939.2849 | 1.2552 | 49.923 | -0.12037 | 961.5116 | 19961.19
1.2556 | 49.9069 | -0.11358 | 453.4839 | 19939.2701 | 1.2556 | 49.923 | -0.12037 | 961.5057 | 19961.18
1.256 | 49.9069 | -0.11342 | 454.0812 | 19939.2553 | 1.256 | 49.923 | -0.12037 | 961.4875 | 19961.17
1.2564 | 49.9069 | -0.11349 | 453.7852 | 19939.2404 | 1.2564 | 49.9229 | -0.12037 | 961.4816 | 19961.16
1.2568 | 49.9069 | -0.11367 | 453.055 | 19939.2256 | 1.2568 | 49.9229 | -0.12037 | 961.4634 | 19961.14
1.2572 | 49.9068 | -0.11358 | 453.3708 | 19939.2108 | 1.2572 | 49.9229 | -0.12037 | 961.4575 | 19961.13
1.2576 | 49.9068 | -0.11358 | 453.3648 | 19939.196 | 1.2576 | 49.9229 | -0.12036 | 961.4394 | 19961.12
1.258 | 49.9068 | -0.11347 | 453.7678 | 19939.1812 | 1.258 | 49.9228 | -0.12036 | 961.4334 | 19961.11
1.2584 | 49.9068 | -0.11356 | 453.404 | 19939.1664 | 1.2584 | 49.9228 | -0.12036 | 961.4153 | 19961.1
1.2588 | 49.9067 | -0.11354 | 453.4536 | 19939.1516 | 1.2588 | 49.9228 | -0.12036 | 961.4094 | 19961.08
1.2592 | 49.9067 | -0.11365 | 453.0133 | 19939.1368 | 1.2592 | 49.9228 | -0.12036 | 961.3912 | 19961.07
1.2596 | 49.9067 | -0.11354 | 453.3914 | 19939.1219 | 1.2596 | 49.9227 | -0.12036 | 961.3853 | 19961.06
1.26 | 49.9067 | -0.11358 | 453.2263 | 19939.1071 | 1.26 | 49.9227 | -0.12036 | 961.3672 | 19961.05
1.2604 | 49.9066 | -0.11357 | 453.2314 | 19939.0923 | 1.2604 | 49.9227 | -0.12035 | 961.3612 | 19961.03
1.2608 | 49.9066 | -0.11352 | 453.4276 | 19939.0775 | 1.2608 | 49.9227 | -0.12035 | 961.3431 | 19961.02
1.2612 | 49.9066 | -0.11354 | 453.3146 | 19939.0627 | 1.2612 | 49.9226 | -0.12035 | 961.3372 | 19961.01
1.2616 | 49.9066 | -0.11355 | 453.2762 | 19939.0479 | 1.2616 | 49.9226 | -0.12035 | 961.319 | 19961
1.262 | 49.9066 | -0.11351 | 453.3985 | 19939.0331 | 1.262 | 49.9226 | -0.12035 | 961.3131 | 19960.99
1.2624 | 49.9066 | -0.11354 | 453.2526 | 19939.0183 | 1.2624 | 49.9226 | -0.12035 | 961.2949 | 19960.97
1.2628 | 49.9065 | -0.11352 | 453.3028 | 19939.0035 | 1.2628 | 49.9225 | -0.12035 | 961.289 | 19960.96
1.2632 | 49.9065 | -0.11353 | 453.2481 | 19938.9887 | 1.2632 | 49.9225 | -0.12034 | 961.2709 | 19960.95
1.2636 | 49.9065 | -0.11352 | 453.2663 | 19938.9739 | 1.2636 | 49.9225 | -0.12034 | 961.265 | 19960.94
1.264 | 49.9065 | -0.11352 | 453.2353 | 19938.9591 | 1.264 | 49.9225 | -0.12034 | 961.2468 | 19960.92
1.2644 | 49.9064 | -0.11352 | 453.2381 | 19938.9443 | 1.2644 | 49.9224 | -0.12034 | 961.2409 | 19960.91
1.2648 | 49.9064 | -0.11352 | 453.2165 | 19938.9295 | 1.2648 | 49.9224 | -0.12034 | 961.2227 | 19960.9
1.2652 | 49.9064 | -0.11351 | 453.2132 | 19938.9147 | 1.2652 | 49.9224 | -0.12034 | 961.2168 | 19960.89
1.2656 | 49.9064 | -0.11351 | 453.1948 | 19938.8999 | 1.2656 | 49.9224 | -0.12034 | 961.1987 | 19960.87
1.266 | 49.9063 | -0.11351 | 453.1895 | 19938.8851 | 1.266 | 49.9223 | -0.12033 | 961.1927 | 19960.86
1.2664 | 49.9063 | -0.1135 | 453.1722 | 19938.8704 | 1.2664 | 49.9223 | -0.12033 | 961.1746 | 19960.85
1.2668 | 49.9063 | -0.1135 | 453.1664 | 19938.8556 | 1.2668 | 49.9223 | -0.12033 | 961.1687 | 19960.84
1.2672 | 49.9063 | -0.1135 | 453.1493 | 19938.8408 | 1.2672 | 49.9223 | -0.12033 | 961.1505 | 19960.83
1.2676 | 49.9062 | -0.11349 | 453.1434 | 19938.826 | 1.2676 | 49.9222 | -0.12033 | 961.1446 | 19960.81
1.268 | 49.9062 | -0.11349 | 453.1265 | 19938.8112 | 1.268 | 49.9222 | -0.12033 | 961.1265 | 19960.8
1.2684 | 49.9062 | -0.11349 | 453.1206 | 19938.7964 | 1.2684 | 49.9222 | -0.12033 | 961.1206 | 19960.79
1.2688 | 49.9062 | -0.11349 | 453.1037 | 19938.7816 | 1.2688 | 49.9222 | -0.12032 | 961.1024 | 19960.78
1.2692 | 49.9061 | -0.11348 | 453.0978 | 19938.7669 | 1.2692 | 49.9221 | -0.12032 | 961.0965 | 19960.76
1.2696 | 49.9061 | -0.11348 | 453.0809 | 19938.7521 | 1.2696 | 49.9221 | -0.12032 | 961.0783 | 19960.75
1.27 | 49.9061 | -0.11348 | 453.0751 | 19938.7373 | 1.27 | 49.9221 | -0.12032 | 961.0724 | 19960.74
1.2704 | 49.9061 | -0.11348 | 453.0582 | 19938.7225 | 1.2704 | 49.9221 | -0.12032 | 961.0543 | 19960.73
1.2708 | 49.9061 | -0.11347 | 453.0524 | 19938.7077 | 1.2708 | 49.922 | -0.12032 | 961.0484 | 19960.72
1.2712 | 49.9061 | -0.11347 | 453.0355 | 19938.693 | 1.2712 | 49.922 | -0.12032 | 961.0302 | 19960.7
1.2716 | 49.906 | -0.11347 | 453.0297 | 19938.6782 | 1.2716 | 49.922 | -0.12031 | 961.0243 | 19960.69
1.272 | 49.906 | -0.11346 | 453.0128 | 19938.6634 | 1.272 | 49.922 | -0.12031 | 961.0062 | 19960.68
1.2724 | 49.906 | -0.11346 | 453.007 | 19938.6486 | 1.2724 | 49.922 | -0.12031 | 961.0002 | 19960.67
1.2728 | 49.906 | -0.11346 | 452.9901 | 19938.6339 | 1.2728 | 49.922 | -0.12031 | 960.9821 | 19960.65
1.2732 | 49.9059 | -0.11346 | 452.9843 | 19938.6191 | 1.2732 | 49.9219 | -0.12031 | 960.9762 | 19960.64
1.2736 | 49.9059 | -0.11345 | 452.9673 | 19938.6043 | 1.2736 | 49.9219 | -0.12031 | 960.958 | 19960.63
1.274 | 49.9059 | -0.11345 | 452.9616 | 19938.5895 | 1.274 | 49.9219 | -0.1203 | 960.9521 | 19960.62
1.2744 | 49.9059 | -0.11345 | 452.9446 | 19938.5748 | 1.2744 | 49.9219 | -0.1203 | 960.934 | 19960.6
1.2748 | 49.9058 | -0.11344 | 452.9389 | 19938.56 | 1.2748 | 49.9218 | -0.1203 | 960.9281 | 19960.59
1.2752 | 49.9058 | -0.11344 | 452.9219 | 19938.5452 | 1.2752 | 49.9218 | -0.1203 | 960.9099 | 19960.58
1.2756 | 49.9058 | -0.11344 | 452.9162 | 19938.5305 | 1.2756 | 49.9218 | -0.1203 | 960.904 | 19960.57
1.276 | 49.9058 | -0.11344 | 452.8992 | 19938.5157 | 1.276 | 49.9218 | -0.1203 | 960.8858 | 19960.56
1.2764 | 49.9057 | -0.11343 | 452.8935 | 19938.501 | 1.2764 | 49.9217 | -0.1203 | 960.8799 | 19960.54
1.2768 | 49.9057 | -0.11343 | 452.8765 | 19938.4862 | 1.2768 | 49.9217 | -0.1203 | 960.8618 | 19960.53
1.2772 | 49.9057 | -0.11343 | 452.8708 | 19938.4714 | 1.2772 | 49.9217 | -0.12029 | 960.8559 | 19960.52
1.2776 | 49.9057 | -0.11343 | 452.8539 | 19938.4567 | 1.2776 | 49.9217 | -0.12029 | 960.8377 | 19960.51
1.278 | 49.9057 | -0.11342 | 452.8482 | 19938.4419 | 1.278 | 49.9216 | -0.12029 | 960.8318 | 19960.49
1.2784 | 49.9057 | -0.11342 | 452.8312 | 19938.4272 | 1.2784 | 49.9216 | -0.12029 | 960.8137 | 19960.48
1.2788 | 49.9056 | -0.11342 | 452.8255 | 19938.4124 | 1.2788 | 49.9216 | -0.12029 | 960.8078 | 19960.47
1.2792 | 49.9056 | -0.11341 | 452.8085 | 19938.3976 | 1.2792 | 49.9216 | -0.12029 | 960.7896 | 19960.46
1.2796 | 49.9056 | -0.11341 | 452.8028 | 19938.3829 | 1.2796 | 49.9215 | -0.12028 | 960.7837 | 19960.45
1.28 | 49.9056 | -0.11341 | 452.7858 | 19938.3681 | 1.28 | 49.9215 | -0.12028 | 960.7656 | 19960.43
1.2804 | 49.9055 | -0.11341 | 452.7801 | 19938.3534 | 1.2804 | 49.9215 | -0.12028 | 960.7597 | 19960.42
1.2808 | 49.9055 | -0.1134 | 452.7631 | 19938.3386 | 1.2808 | 49.9215 | -0.12028 | 960.7415 | 19960.41
1.2812 | 49.9055 | -0.1134 | 452.7575 | 19938.3239 | 1.2812 | 49.9214 | -0.12028 | 960.7356 | 19960.4
1.2816 | 49.9055 | -0.1134 | 452.7404 | 19938.3091 | 1.2816 | 49.9214 | -0.12028 | 960.7174 | 19960.38
1.282 | 49.9054 | -0.11339 | 452.7348 | 19938.2944 | 1.282 | 49.9214 | -0.12028 | 960.7115 | 19960.37
1.2824 | 49.9054 | -0.11339 | 452.7177 | 19938.2796 | 1.2824 | 49.9214 | -0.12028 | 960.6934 | 19960.36
1.2828 | 49.9054 | -0.11339 | 452.7121 | 19938.2649 | 1.2828 | 49.9213 | -0.12027 | 960.6875 | 19960.35
1.2832 | 49.9054 | -0.11339 | 452.695 | 19938.2501 | 1.2832 | 49.9213 | -0.12027 | 960.6693 | 19960.34
1.2836 | 49.9053 | -0.11338 | 452.6894 | 19938.2354 | 1.2836 | 49.9213 | -0.12027 | 960.6634 | 19960.32
1.284 | 49.9053 | -0.11338 | 452.6723 | 19938.2207 | 1.284 | 49.9213 | -0.12027 | 960.6453 | 19960.31
1.2844 | 49.9053 | -0.11338 | 452.6668 | 19938.2059 | 1.2844 | 49.9212 | -0.12027 | 960.6394 | 19960.3
1.2848 | 49.9053 | -0.11338 | 452.6496 | 19938.1912 | 1.2848 | 49.9212 | -0.12027 | 960.6212 | 19960.29
1.2852 | 49.9052 | -0.11337 | 452.6441 | 19938.1764 | 1.2852 | 49.9212 | -0.12026 | 960.6153 | 19960.27
1.2856 | 49.9052 | -0.11337 | 452.6269 | 19938.1617 | 1.2856 | 49.9212 | -0.12026 | 960.5972 | 19960.26
1.286 | 49.9052 | -0.11337 | 452.6214 | 19938.147 | 1.286 | 49.9211 | -0.12026 | 960.5913 | 19960.25
1.2864 | 49.9052 | -0.11336 | 452.6043 | 19938.1322 | 1.2864 | 49.9211 | -0.12026 | 960.5731 | 19960.24
1.2868 | 49.9052 | -0.11336 | 452.5987 | 19938.1175 | 1.2868 | 49.9211 | -0.12026 | 960.5672 | 19960.22
1.2872 | 49.9052 | -0.11336 | 452.5816 | 19938.1027 | 1.2872 | 49.9211 | -0.12026 | 960.5491 | 19960.21
1.2876 | 49.9051 | -0.11335 | 452.5761 | 19938.088 | 1.2876 | 49.921 | -0.12026 | 960.5432 | 19960.2
1.288 | 49.9051 | -0.11335 | 452.5589 | 19938.0733 | 1.288 | 49.921 | -0.12025 | 960.525 | 19960.19
1.2884 | 49.9051 | -0.11335 | 452.5534 | 19938.0585 | 1.2884 | 49.921 | -0.12025 | 960.5191 | 19960.18
1.2888 | 49.9051 | -0.11335 | 452.5362 | 19938.0438 | 1.2888 | 49.921 | -0.12025 | 960.501 | 19960.16
1.2892 | 49.905 | -0.11334 | 452.5307 | 19938.0291 | 1.2892 | 49.9209 | -0.12025 | 960.4951 | 19960.15
1.2896 | 49.905 | -0.11334 | 452.5135 | 19938.0144 | 1.2896 | 49.9209 | -0.12025 | 960.4769 | 19960.14
1.29 | 49.905 | -0.11334 | 452.5081 | 19937.9996 | 1.29 | 49.9209 | -0.12025 | 960.471 | 19960.13
1.2904 | 49.905 | -0.11334 | 452.4909 | 19937.9849 | 1.2904 | 49.9209 | -0.12025 | 960.4529 | 19960.11
1.2908 | 49.9049 | -0.11333 | 452.4854 | 19937.9702 | 1.2908 | 49.9209 | -0.12024 | 960.447 | 19960.1
1.2912 | 49.9049 | -0.11333 | 452.4682 | 19937.9555 | 1.2912 | 49.9209 | -0.12024 | 960.4288 | 19960.09
1.2916 | 49.9049 | -0.11333 | 452.4628 | 19937.9407 | 1.2916 | 49.9208 | -0.12024 | 960.4229 | 19960.08
1.292 | 49.9049 | -0.11333 | 452.4455 | 19937.926 | 1.292 | 49.9208 | -0.12024 | 960.4048 | 19960.07
1.2924 | 49.9048 | -0.11332 | 452.4401 | 19937.9113 | 1.2924 | 49.9207 | -0.12024 | 960.3989 | 19960.05
1.2928 | 49.9048 | -0.11332 | 452.4228 | 19937.8966 | 1.2928 | 49.9207 | -0.12024 | 960.3807 | 19960.04
1.2932 | 49.9048 | -0.11332 | 452.4174 | 19937.8819 | 1.2932 | 49.9207 | -0.12024 | 960.3748 | 19960.03
1.2936 | 49.9048 | -0.11331 | 452.4002 | 19937.8671 | 1.2936 | 49.9207 | -0.12023 | 960.3567 | 19960.02
1.294 | 49.9047 | -0.11331 | 452.3948 | 19937.8524 | 1.294 | 49.9207 | -0.12023 | 960.3508 | 19960
1.2944 | 49.9047 | -0.11331 | 452.3775 | 19937.8377 | 1.2944 | 49.9207 | -0.12023 | 960.3326 | 19959.99
1.2948 | 49.9047 | -0.1133 | 452.3721 | 19937.823 | 1.2948 | 49.9206 | -0.12023 | 960.3267 | 19959.98
1.2952 | 49.9047 | -0.1133 | 452.3548 | 19937.8083 | 1.2952 | 49.9206 | -0.12023 | 960.3086 | 19959.97
1.2956 | 49.9047 | -0.1133 | 452.3495 | 19937.7936 | 1.2956 | 49.9206 | -0.12023 | 960.3027 | 19959.96
1.296 | 49.9047 | -0.1133 | 452.3321 | 19937.7789 | 1.296 | 49.9206 | -0.12023 | 960.2845 | 19959.94
1.2964 | 49.9046 | -0.11329 | 452.3268 | 19937.7641 | 1.2964 | 49.9205 | -0.12022 | 960.2787 | 19959.93
1.2968 | 49.9046 | -0.11329 | 452.3095 | 19937.7494 | 1.2968 | 49.9205 | -0.12022 | 960.2605 | 19959.92
1.2972 | 49.9046 | -0.11329 | 452.3042 | 19937.7347 | 1.2972 | 49.9205 | -0.12022 | 960.2546 | 19959.91
1.2976 | 49.9046 | -0.11329 | 452.2868 | 19937.72 | 1.2976 | 49.9205 | -0.12022 | 960.2365 | 19959.89
1.298 | 49.9045 | -0.11328 | 452.2815 | 19937.7053 | 1.298 | 49.9204 | -0.12022 | 960.2306 | 19959.88
1.2984 | 49.9045 | -0.11328 | 452.2641 | 19937.6906 | 1.2984 | 49.9204 | -0.12022 | 960.2124 | 19959.87
1.2988 | 49.9045 | -0.11328 | 452.2589 | 19937.6759 | 1.2988 | 49.9204 | -0.12022 | 960.2065 | 19959.86
1.2992 | 49.9045 | -0.11328 | 452.2415 | 19937.6612 | 1.2992 | 49.9204 | -0.12021 | 960.1884 | 19959.84
1.2996 | 49.9044 | -0.11327 | 452.2362 | 19937.6465 | 1.2996 | 49.9203 | -0.12021 | 960.1825 | 19959.83
1.3 | 49.9044 | -0.11327 | 452.2188 | 19937.6318 | 1.3 | 49.9203 | -0.12021 | 960.1643 | 19959.82
1.3004 | 49.9044 | -0.11327 | 452.2136 | 19937.6171 | 1.3004 | 49.9203 | -0.12021 | 960.1584 | 19959.81
1.3008 | 49.9044 | -0.11326 | 452.1962 | 19937.6024 | 1.3008 | 49.9203 | -0.12021 | 960.1403 | 19959.8
1.3012 | 49.9043 | -0.11326 | 452.1909 | 19937.5877 | 1.3012 | 49.9202 | -0.12021 | 960.1344 | 19959.78
1.3016 | 49.9043 | -0.11326 | 452.1735 | 19937.573 | 1.3016 | 49.9202 | -0.12021 | 960.1162 | 19959.77
1.302 | 49.9043 | -0.11325 | 452.1683 | 19937.5583 | 1.302 | 49.9202 | -0.1202 | 960.1104 | 19959.76
1.3024 | 49.9043 | -0.11325 | 452.1508 | 19937.5436 | 1.3024 | 49.9202 | -0.1202 | 960.0922 | 19959.75
1.3028 | 49.9042 | -0.11325 | 452.1456 | 19937.5289 | 1.3028 | 49.9201 | -0.1202 | 960.0863 | 19959.73
1.3032 | 49.9042 | -0.11325 | 452.1282 | 19937.5142 | 1.3032 | 49.9201 | -0.1202 | 960.0682 | 19959.72
1.3036 | 49.9042 | -0.11324 | 452.123 | 19937.4995 | 1.3036 | 49.9201 | -0.1202 | 960.0623 | 19959.71
1.304 | 49.9042 | -0.11324 | 452.1055 | 19937.4848 | 1.304 | 49.9201 | -0.1202 | 960.0441 | 19959.7
1.3044 | 49.9042 | -0.11324 | 452.1003 | 19937.4701 | 1.3044 | 49.92 | -0.12019 | 960.0382 | 19959.69
1.3048 | 49.9042 | -0.11324 | 452.0829 | 19937.4555 | 1.3048 | 49.92 | -0.12019 | 960.0201 | 19959.67
1.3052 | 49.9041 | -0.11323 | 452.0777 | 19937.4408 | 1.3052 | 49.92 | -0.12019 | 960.0142 | 19959.66
1.3056 | 49.9041 | -0.11323 | 452.0602 | 19937.4261 | 1.3056 | 49.92 | -0.12019 | 959.9961 | 19959.65
1.306 | 49.9041 | -0.11323 | 452.0551 | 19937.4114 | 1.306 | 49.9199 | -0.12019 | 959.9902 | 19959.64
1.3064 | 49.9041 | -0.11323 | 452.0375 | 19937.3967 | 1.3064 | 49.9199 | -0.12019 | 959.972 | 19959.62
1.3068 | 49.904 | -0.11322 | 452.0324 | 19937.382 | 1.3068 | 49.9199 | -0.12019 | 959.9661 | 19959.61
1.3072 | 49.904 | -0.11322 | 452.0149 | 19937.3674 | 1.3072 | 49.9199 | -0.12019 | 959.948 | 19959.6
1.3076 | 49.904 | -0.11322 | 452.0098 | 19937.3527 | 1.3076 | 49.9198 | -0.12018 | 959.9421 | 19959.59
1.308 | 49.904 | -0.11321 | 451.9922 | 19937.338 | 1.308 | 49.9198 | -0.12018 | 959.9239 | 19959.58
1.3084 | 49.9039 | -0.11321 | 451.9871 | 19937.3233 | 1.3084 | 49.9198 | -0.12018 | 959.9181 | 19959.56
1.3088 | 49.9039 | -0.11321 | 451.9696 | 19937.3086 | 1.3088 | 49.9198 | -0.12018 | 959.8999 | 19959.55
1.3092 | 49.9039 | -0.1132 | 451.9645 | 19937.294 | 1.3092 | 49.9197 | -0.12018 | 959.894 | 19959.54
1.3096 | 49.9039 | -0.1132 | 451.9469 | 19937.2793 | 1.3096 | 49.9197 | -0.12018 | 959.8759 | 19959.53
1.31 | 49.9038 | -0.1132 | 451.9419 | 19937.2646 | 1.31 | 49.9197 | -0.12017 | 959.87 | 19959.51
1.3104 | 49.9038 | -0.1132 | 451.9243 | 19937.2499 | 1.3104 | 49.9197 | -0.12017 | 959.8518 | 19959.5
1.3108 | 49.9038 | -0.11319 | 451.9192 | 19937.2353 | 1.3108 | 49.9196 | -0.12017 | 959.846 | 19959.49
1.3112 | 49.9038 | -0.11319 | 451.9016 | 19937.2206 | 1.3112 | 49.9196 | -0.12017 | 959.8278 | 19959.48
1.3116 | 49.9037 | -0.11319 | 451.8966 | 19937.2059 | 1.3116 | 49.9196 | -0.12017 | 959.8219 | 19959.46
1.312 | 49.9037 | -0.11319 | 451.879 | 19937.1912 | 1.312 | 49.9196 | -0.12017 | 959.8038 | 19959.45
1.3124 | 49.9037 | -0.11318 | 451.874 | 19937.1766 | 1.3124 | 49.9196 | -0.12017 | 959.7979 | 19959.44
1.3128 | 49.9037 | -0.11318 | 451.8564 | 19937.1619 | 1.3128 | 49.9196 | -0.12017 | 959.7797 | 19959.43
1.3132 | 49.9037 | -0.11318 | 451.8513 | 19937.1472 | 1.3132 | 49.9195 | -0.12016 | 959.7739 | 19959.42
1.3136 | 49.9037 | -0.11318 | 451.8337 | 19937.1326 | 1.3136 | 49.9195 | -0.12016 | 959.7557 | 19959.4
1.314 | 49.9036 | -0.11317 | 451.8287 | 19937.1179 | 1.314 | 49.9194 | -0.12016 | 959.7498 | 19959.39
1.3144 | 49.9036 | -0.11317 | 451.8111 | 19937.1032 | 1.3144 | 49.9194 | -0.12016 | 959.7317 | 19959.38
1.3148 | 49.9036 | -0.11317 | 451.8061 | 19937.0886 | 1.3148 | 49.9194 | -0.12016 | 959.7258 | 19959.37
1.3152 | 49.9036 | -0.11316 | 451.7884 | 19937.0739 | 1.3152 | 49.9194 | -0.12016 | 959.7076 | 19959.35
1.3156 | 49.9035 | -0.11316 | 451.7834 | 19937.0593 | 1.3156 | 49.9194 | -0.12015 | 959.7018 | 19959.34
1.316 | 49.9035 | -0.11316 | 451.7658 | 19937.0446 | 1.316 | 49.9194 | -0.12015 | 959.6836 | 19959.33
1.3164 | 49.9035 | -0.11315 | 451.7608 | 19937.0299 | 1.3164 | 49.9193 | -0.12015 | 959.6777 | 19959.32
1.3168 | 49.9035 | -0.11315 | 451.7431 | 19937.0153 | 1.3168 | 49.9193 | -0.12015 | 959.6596 | 19959.31
1.3172 | 49.9034 | -0.11315 | 451.7382 | 19937.0006 | 1.3172 | 49.9193 | -0.12015 | 959.6537 | 19959.29
1.3176 | 49.9034 | -0.11315 | 451.7205 | 19936.986 | 1.3176 | 49.9193 | -0.12015 | 959.6355 | 19959.28
1.318 | 49.9034 | -0.11314 | 451.7156 | 19936.9713 | 1.318 | 49.9192 | -0.12015 | 959.6297 | 19959.27
1.3184 | 49.9034 | -0.11314 | 451.6979 | 19936.9567 | 1.3184 | 49.9192 | -0.12014 | 959.6115 | 19959.26
1.3188 | 49.9033 | -0.11314 | 451.6929 | 19936.942 | 1.3188 | 49.9192 | -0.12014 | 959.6056 | 19959.24
1.3192 | 49.9033 | -0.11314 | 451.6752 | 19936.9274 | 1.3192 | 49.9192 | -0.12014 | 959.5875 | 19959.23
1.3196 | 49.9033 | -0.11313 | 451.6703 | 19936.9127 | 1.3196 | 49.9191 | -0.12014 | 959.5816 | 19959.22
1.32 | 49.9033 | -0.11313 | 451.6526 | 19936.8981 | 1.32 | 49.9191 | -0.12014 | 959.5635 | 19959.21
1.3204 | 49.9032 | -0.11313 | 451.6477 | 19936.8834 | 1.3204 | 49.9191 | -0.12014 | 959.5576 | 19959.2
1.3208 | 49.9032 | -0.11313 | 451.63 | 19936.8688 | 1.3208 | 49.9191 | -0.12014 | 959.5394 | 19959.18
1.3212 | 49.9032 | -0.11312 | 451.6251 | 19936.8541 | 1.3212 | 49.919 | -0.12013 | 959.5336 | 19959.17
1.3216 | 49.9032 | -0.11312 | 451.6073 | 19936.8395 | 1.3216 | 49.919 | -0.12013 | 959.5154 | 19959.16
1.322 | 49.9032 | -0.11312 | 451.6025 | 19936.8248 | 1.322 | 49.919 | -0.12013 | 959.5095 | 19959.15
1.3224 | 49.9032 | -0.11311 | 451.5847 | 19936.8102 | 1.3224 | 49.919 | -0.12013 | 959.4914 | 19959.13
1.3228 | 49.9031 | -0.11311 | 451.5799 | 19936.7955 | 1.3228 | 49.9189 | -0.12013 | 959.4855 | 19959.12
1.3232 | 49.9031 | -0.11311 | 451.5621 | 19936.7809 | 1.3232 | 49.9189 | -0.12013 | 959.4674 | 19959.11
1.3236 | 49.9031 | -0.1131 | 451.5572 | 19936.7662 | 1.3236 | 49.9189 | -0.12013 | 959.4615 | 19959.1
1.324 | 49.9031 | -0.1131 | 451.5395 | 19936.7516 | 1.324 | 49.9189 | -0.12012 | 959.4433 | 19959.09
1.3244 | 49.903 | -0.1131 | 451.5346 | 19936.737 | 1.3244 | 49.9188 | -0.12012 | 959.4375 | 19959.07
1.3248 | 49.903 | -0.1131 | 451.5168 | 19936.7223 | 1.3248 | 49.9188 | -0.12012 | 959.4193 | 19959.06
1.3252 | 49.903 | -0.11309 | 451.512 | 19936.7077 | 1.3252 | 49.9188 | -0.12012 | 959.4134 | 19959.05
1.3256 | 49.903 | -0.11309 | 451.4942 | 19936.6931 | 1.3256 | 49.9188 | -0.12012 | 959.3953 | 19959.04
1.326 | 49.9029 | -0.11309 | 451.4894 | 19936.6784 | 1.326 | 49.9187 | -0.12012 | 959.3894 | 19959.02
1.3264 | 49.9029 | -0.11309 | 451.4716 | 19936.6638 | 1.3264 | 49.9187 | -0.12012 | 959.3713 | 19959.01
1.3268 | 49.9029 | -0.11308 | 451.4668 | 19936.6492 | 1.3268 | 49.9187 | -0.12011 | 959.3654 | 19959
1.3272 | 49.9029 | -0.11308 | 451.449 | 19936.6345 | 1.3272 | 49.9187 | -0.12011 | 959.3472 | 19958.99
1.3276 | 49.9028 | -0.11308 | 451.4442 | 19936.6199 | 1.3276 | 49.9186 | -0.12011 | 959.3414 | 19958.97
1.328 | 49.9028 | -0.11308 | 451.4263 | 19936.6053 | 1.328 | 49.9186 | -0.12011 | 959.3232 | 19958.96
1.3284 | 49.9028 | -0.11307 | 451.4216 | 19936.5906 | 1.3284 | 49.9186 | -0.12011 | 959.3174 | 19958.95
1.3288 | 49.9028 | -0.11307 | 451.4037 | 19936.576 | 1.3288 | 49.9186 | -0.12011 | 959.2992 | 19958.94
1.3292 | 49.9028 | -0.11307 | 451.399 | 19936.5614 | 1.3292 | 49.9185 | -0.12011 | 959.2933 | 19958.93
1.3296 | 49.9028 | -0.11306 | 451.3811 | 19936.5468 | 1.3296 | 49.9185 | -0.1201 | 959.2752 | 19958.91
1.33 | 49.9027 | -0.11306 | 451.3763 | 19936.5321 | 1.33 | 49.9185 | -0.1201 | 959.2693 | 19958.9
1.3304 | 49.9027 | -0.11306 | 451.3585 | 19936.5175 | 1.3304 | 49.9185 | -0.1201 | 959.2512 | 19958.89
1.3308 | 49.9027 | -0.11305 | 451.3537 | 19936.5029 | 1.3308 | 49.9184 | -0.1201 | 959.2453 | 19958.88
1.3312 | 49.9027 | -0.11305 | 451.3359 | 19936.4883 | 1.3312 | 49.9184 | -0.1201 | 959.2271 | 19958.86
1.3316 | 49.9026 | -0.11305 | 451.3311 | 19936.4736 | 1.3316 | 49.9184 | -0.1201 | 959.2213 | 19958.85
1.332 | 49.9026 | -0.11305 | 451.3133 | 19936.459 | 1.332 | 49.9184 | -0.1201 | 959.2031 | 19958.84
1.3324 | 49.9026 | -0.11304 | 451.3085 | 19936.4444 | 1.3324 | 49.9183 | -0.12009 | 959.1973 | 19958.83
1.3328 | 49.9026 | -0.11304 | 451.2906 | 19936.4298 | 1.3328 | 49.9183 | -0.12009 | 959.1791 | 19958.82
1.3332 | 49.9025 | -0.11304 | 451.2859 | 19936.4152 | 1.3332 | 49.9183 | -0.12009 | 959.1732 | 19958.8
1.3336 | 49.9025 | -0.11304 | 451.268 | 19936.4006 | 1.3336 | 49.9183 | -0.12009 | 959.1551 | 19958.79
1.334 | 49.9025 | -0.11303 | 451.2633 | 19936.3859 | 1.334 | 49.9183 | -0.12009 | 959.1492 | 19958.78
1.3344 | 49.9025 | -0.11303 | 451.2454 | 19936.3713 | 1.3344 | 49.9183 | -0.12009 | 959.1311 | 19958.77
1.3348 | 49.9024 | -0.11303 | 451.2407 | 19936.3567 | 1.3348 | 49.9182 | -0.12008 | 959.1252 | 19958.75
1.3352 | 49.9024 | -0.11303 | 451.2228 | 19936.3421 | 1.3352 | 49.9182 | -0.12008 | 959.107 | 19958.74
1.3356 | 49.9024 | -0.11302 | 451.2181 | 19936.3275 | 1.3356 | 49.9181 | -0.12008 | 959.1012 | 19958.73
1.336 | 49.9024 | -0.11302 | 451.2002 | 19936.3129 | 1.336 | 49.9181 | -0.11998 | 959.9246 | 19958.72
1.3364 | 49.9023 | -0.11302 | 451.1955 | 19936.2983 | 1.3364 | 49.9181 | -0.11994 | 960.1851 | 19958.71
1.3368 | 49.9023 | -0.11301 | 451.1776 | 19936.2837 | 1.3368 | 49.9181 | -0.12014 | 958.5399 | 19958.69
1.3372 | 49.9023 | -0.11301 | 451.1729 | 19936.2691 | 1.3372 | 49.9181 | -0.12011 | 958.7673 | 19958.68
1.3376 | 49.9023 | -0.11301 | 451.155 | 19936.2544 | 1.3376 | 49.9181 | -0.12012 | 958.7018 | 19958.67
1.338 | 49.9023 | -0.113 | 451.1503 | 19936.2398 | 1.338 | 49.918 | -0.1201 | 958.8301 | 19958.66
1.3384 | 49.9023 | -0.113 | 451.1324 | 19936.2252 | 1.3384 | 49.918 | -0.12021 | 957.9281 | 19958.64
1.3388 | 49.9022 | -0.113 | 451.1277 | 19936.2106 | 1.3388 | 49.918 | -0.12015 | 958.3952 | 19958.63
1.3392 | 49.9022 | -0.11294 | 451.3396 | 19936.196 | 1.3392 | 49.918 | -0.12002 | 959.3985 | 19958.62
1.3396 | 49.9022 | -0.11287 | 451.6118 | 19936.1814 | 1.3396 | 49.9179 | -0.12009 | 958.8059 | 19958.61
1.34 | 49.9022 | -0.11305 | 450.8509 | 19936.1668 | 1.34 | 49.9179 | -0.12012 | 958.5734 | 19958.6
1.3404 | 49.9021 | -0.11307 | 450.7564 | 19936.1522 | 1.3404 | 49.9179 | -0.12005 | 959.0374 | 19958.58
1.3408 | 49.9021 | -0.11297 | 451.1215 | 19936.1376 | 1.3408 | 49.9179 | -0.12007 | 958.896 | 19958.57
1.3412 | 49.9021 | -0.11306 | 450.7424 | 19936.123 | 1.3412 | 49.9178 | -0.12004 | 959.072 | 19958.56
1.3416 | 49.9021 | -0.11385 | 447.5691 | 19936.1084 | 1.3416 | 49.9178 | -0.12006 | 958.8918 | 19958.55
1.342 | 49.902 | -0.11286 | 451.5122 | 19936.0938 | 1.342 | 49.9178 | -0.12005 | 958.9646 | 19958.53
1.3424 | 49.902 | -0.11277 | 451.8516 | 19936.0793 | 1.3424 | 49.9178 | -0.12004 | 959.0364 | 19958.52
1.3428 | 49.902 | -0.11303 | 450.7666 | 19936.0647 | 1.3428 | 49.9177 | -0.12003 | 959.0975 | 19958.51
1.3432 | 49.902 | -0.11288 | 451.3727 | 19936.0501 | 1.3432 | 49.9177 | -0.12005 | 958.8733 | 19958.5
1.3436 | 49.9019 | -0.11308 | 450.5201 | 19936.0355 | 1.3436 | 49.9177 | -0.12006 | 958.778 | 19958.48
1.344 | 49.9019 | -0.1129 | 451.2146 | 19936.0209 | 1.344 | 49.9177 | -0.12003 | 959.0599 | 19958.47
1.3444 | 49.9019 | -0.11294 | 451.0521 | 19936.0063 | 1.3444 | 49.9176 | -0.12008 | 958.5774 | 19958.46
1.3448 | 49.9019 | -0.11287 | 451.3092 | 19935.9917 | 1.3448 | 49.9176 | -0.12008 | 958.5884 | 19958.45
1.3452 | 49.9018 | -0.11297 | 450.8789 | 19935.9771 | 1.3452 | 49.9176 | -0.12006 | 958.6726 | 19958.44
1.3456 | 49.9018 | -0.11294 | 450.991 | 19935.9625 | 1.3456 | 49.9176 | -0.12005 | 958.7447 | 19958.42
1.346 | 49.9018 | -0.11296 | 450.894 | 19935.948 | 1.346 | 49.9175 | -0.11997 | 959.3579 | 19958.41
1.3464 | 49.9018 | -0.11292 | 451.0314 | 19935.9334 | 1.3464 | 49.9175 | -0.12002 | 958.9262 | 19958.4
1.3468 | 49.9018 | -0.11296 | 450.816 | 19935.9188 | 1.3468 | 49.9175 | -0.12004 | 958.7608 | 19958.39
1.3472 | 49.9018 | -0.11292 | 450.9679 | 19935.9042 | 1.3472 | 49.9175 | -0.12004 | 958.7565 | 19958.37
1.3476 | 49.9017 | -0.11297 | 450.7366 | 19935.8896 | 1.3476 | 49.9174 | -0.12004 | 958.7407 | 19958.36
1.348 | 49.9017 | -0.11289 | 451.0629 | 19935.875 | 1.348 | 49.9174 | -0.12004 | 958.7237 | 19958.35
1.3484 | 49.9017 | -0.11285 | 451.1891 | 19935.8605 | 1.3484 | 49.9174 | -0.12004 | 958.7168 | 19958.34
1.3488 | 49.9017 | -0.11282 | 451.2799 | 19935.8459 | 1.3488 | 49.9174 | -0.12003 | 958.6991 | 19958.33
1.3492 | 49.9016 | -0.11295 | 450.7554 | 19935.8313 | 1.3492 | 49.9173 | -0.12003 | 958.6928 | 19958.31
1.3496 | 49.9016 | -0.11298 | 450.5844 | 19935.8167 | 1.3496 | 49.9173 | -0.12003 | 958.675 | 19958.3
1.35 | 49.9016 | -0.11294 | 450.7321 | 19935.8022 | 1.35 | 49.9173 | -0.12003 | 958.6688 | 19958.29
1.3504 | 49.9016 | -0.11292 | 450.7812 | 19935.7876 | 1.3504 | 49.9173 | -0.12003 | 958.651 | 19958.28
1.3508 | 49.9015 | -0.11292 | 450.773 | 19935.773 | 1.3508 | 49.9172 | -0.12003 | 958.6447 | 19958.26
1.3512 | 49.9015 | -0.11291 | 450.7677 | 19935.7584 | 1.3512 | 49.9172 | -0.12003 | 958.627 | 19958.25
1.3516 | 49.9015 | -0.11291 | 450.7633 | 19935.7439 | 1.3516 | 49.9172 | -0.12002 | 958.6207 | 19958.24
1.352 | 49.9015 | -0.11291 | 450.7477 | 19935.7293 | 1.352 | 49.9172 | -0.12002 | 958.603 | 19958.23
1.3524 | 49.9014 | -0.1129 | 450.7433 | 19935.7147 | 1.3524 | 49.9171 | -0.12002 | 958.5967 | 19958.22
1.3528 | 49.9014 | -0.1129 | 450.7257 | 19935.7002 | 1.3528 | 49.9171 | -0.12002 | 958.579 | 19958.2
1.3532 | 49.9014 | -0.1129 | 450.7209 | 19935.6856 | 1.3532 | 49.9171 | -0.12002 | 958.5727 | 19958.19
1.3536 | 49.9014 | -0.1129 | 450.7033 | 19935.671 | 1.3536 | 49.9171 | -0.12002 | 958.555 | 19958.18
1.354 | 49.9014 | -0.11289 | 450.6983 | 19935.6565 | 1.354 | 49.9171 | -0.12002 | 958.5487 | 19958.17
1.3544 | 49.9014 | -0.11289 | 450.6808 | 19935.6419 | 1.3544 | 49.9171 | -0.12001 | 958.531 | 19958.15
1.3548 | 49.9013 | -0.11289 | 450.6758 | 19935.6273 | 1.3548 | 49.917 | -0.12001 | 958.5247 | 19958.14
1.3552 | 49.9013 | -0.11289 | 450.6582 | 19935.6128 | 1.3552 | 49.917 | -0.12001 | 958.507 | 19958.13
1.3556 | 49.9013 | -0.11288 | 450.6532 | 19935.5982 | 1.3556 | 49.9169 | -0.12001 | 958.5007 | 19958.12
1.356 | 49.9013 | -0.11288 | 450.6357 | 19935.5836 | 1.356 | 49.9169 | -0.12001 | 958.483 | 19958.11
1.3564 | 49.9012 | -0.11288 | 450.6306 | 19935.5691 | 1.3564 | 49.9169 | -0.12001 | 958.4767 | 19958.09
1.3568 | 49.9012 | -0.11287 | 450.6131 | 19935.5545 | 1.3568 | 49.9169 | -0.12001 | 958.459 | 19958.08
1.3572 | 49.9012 | -0.11287 | 450.608 | 19935.54 | 1.3572 | 49.9169 | -0.12 | 958.4527 | 19958.07
1.3576 | 49.9012 | -0.11287 | 450.5905 | 19935.5254 | 1.3576 | 49.9169 | -0.12 | 958.435 | 19958.06
1.358 | 49.9011 | -0.11286 | 450.5855 | 19935.5108 | 1.358 | 49.9168 | -0.12 | 958.4287 | 19958.04
1.3584 | 49.9011 | -0.11286 | 450.5679 | 19935.4963 | 1.3584 | 49.9168 | -0.12 | 958.411 | 19958.03
1.3588 | 49.9011 | -0.11286 | 450.5629 | 19935.4817 | 1.3588 | 49.9168 | -0.12 | 958.4047 | 19958.02
1.3592 | 49.9011 | -0.11286 | 450.5454 | 19935.4672 | 1.3592 | 49.9168 | -0.12 | 958.387 | 19958.01
1.3596 | 49.901 | -0.11285 | 450.5403 | 19935.4526 | 1.3596 | 49.9167 | -0.12 | 958.3807 | 19957.99
1.36 | 49.901 | -0.11285 | 450.5228 | 19935.4381 | 1.36 | 49.9167 | -0.11999 | 958.363 | 19957.98
1.3604 | 49.901 | -0.11285 | 450.5178 | 19935.4235 | 1.3604 | 49.9167 | -0.11999 | 958.3567 | 19957.97
1.3608 | 49.901 | -0.11285 | 450.5002 | 19935.409 | 1.3608 | 49.9167 | -0.11999 | 958.339 | 19957.96
1.3612 | 49.9009 | -0.11284 | 450.4952 | 19935.3944 | 1.3612 | 49.9166 | -0.11999 | 958.3327 | 19957.95
1.3616 | 49.9009 | -0.11284 | 450.4777 | 19935.3799 | 1.3616 | 49.9166 | -0.11999 | 958.315 | 19957.93
1.362 | 49.9009 | -0.11284 | 450.4726 | 19935.3653 | 1.362 | 49.9166 | -0.11999 | 958.3087 | 19957.92
1.3624 | 49.9009 | -0.11284 | 450.4551 | 19935.3508 | 1.3624 | 49.9166 | -0.11999 | 958.291 | 19957.91
1.3628 | 49.9009 | -0.11283 | 450.4501 | 19935.3362 | 1.3628 | 49.9165 | -0.11998 | 958.2847 | 19957.9
1.3632 | 49.9009 | -0.11283 | 450.4325 | 19935.3217 | 1.3632 | 49.9165 | -0.11998 | 958.267 | 19957.88
1.3636 | 49.9008 | -0.11283 | 450.4275 | 19935.3072 | 1.3636 | 49.9165 | -0.11998 | 958.2607 | 19957.87
1.364 | 49.9008 | -0.11282 | 450.4099 | 19935.2926 | 1.364 | 49.9165 | -0.11998 | 958.243 | 19957.86
1.3644 | 49.9008 | -0.11282 | 450.4049 | 19935.2781 | 1.3644 | 49.9164 | -0.11998 | 958.2368 | 19957.85
1.3648 | 49.9008 | -0.11282 | 450.3874 | 19935.2635 | 1.3648 | 49.9164 | -0.11998 | 958.219 | 19957.84
1.3652 | 49.9007 | -0.11282 | 450.3824 | 19935.249 | 1.3652 | 49.9164 | -0.11997 | 958.2128 | 19957.82
1.3656 | 49.9007 | -0.11281 | 450.3648 | 19935.2345 | 1.3656 | 49.9164 | -0.11997 | 958.195 | 19957.81
1.366 | 49.9007 | -0.11281 | 450.3598 | 19935.2199 | 1.366 | 49.9163 | -0.11997 | 958.1888 | 19957.8
1.3664 | 49.9007 | -0.11281 | 450.3423 | 19935.2054 | 1.3664 | 49.9163 | -0.11997 | 958.171 | 19957.79
1.3668 | 49.9006 | -0.1128 | 450.3372 | 19935.1909 | 1.3668 | 49.9163 | -0.11997 | 958.1648 | 19957.77
1.3672 | 49.9006 | -0.1128 | 450.3154 | 19935.1763 | 1.3672 | 49.9163 | -0.11997 | 958.147 | 19957.76
1.3676 | 49.9006 | -0.11278 | 450.4006 | 19935.1618 | 1.3676 | 49.9162 | -0.11997 | 958.1408 | 19957.75
1.368 | 49.9006 | -0.11276 | 450.4521 | 19935.1473 | 1.368 | 49.9162 | -0.11997 | 958.123 | 19957.74
1.3684 | 49.9005 | -0.11282 | 450.1939 | 19935.1327 | 1.3684 | 49.9162 | -0.11996 | 958.1168 | 19957.73
1.3688 | 49.9005 | -0.11276 | 450.4129 | 19935.1182 | 1.3688 | 49.9162 | -0.11996 | 958.099 | 19957.71
1.3692 | 49.9005 | -0.1128 | 450.2398 | 19935.1037 | 1.3692 | 49.9161 | -0.11996 | 958.0928 | 19957.7
1.3696 | 49.9005 | -0.11282 | 450.1109 | 19935.0891 | 1.3696 | 49.9161 | -0.11996 | 958.0751 | 19957.69
1.37 | 49.9004 | -0.11277 | 450.288 | 19935.0746 | 1.37 | 49.9161 | -0.11996 | 958.0688 | 19957.68
1.3704 | 49.9004 | -0.11288 | 449.8536 | 19935.0601 | 1.3704 | 49.9161 | -0.11996 | 958.0511 | 19957.66
1.3708 | 49.9004 | -0.1128 | 450.1357 | 19935.0456 | 1.3708 | 49.916 | -0.11995 | 958.0448 | 19957.65
1.3712 | 49.9004 | -0.11278 | 450.1962 | 19935.031 | 1.3712 | 49.916 | -0.11995 | 958.0271 | 19957.64
1.3716 | 49.9004 | -0.11279 | 450.1324 | 19935.0165 | 1.3716 | 49.916 | -0.11995 | 958.0208 | 19957.63
1.372 | 49.9004 | -0.11276 | 450.2082 | 19935.002 | 1.372 | 49.916 | -0.11995 | 958.0031 | 19957.62
1.3724 | 49.9003 | -0.11277 | 450.1676 | 19934.9875 | 1.3724 | 49.916 | -0.11995 | 957.9968 | 19957.6
1.3728 | 49.9003 | -0.11278 | 450.1137 | 19934.9729 | 1.3728 | 49.916 | -0.11995 | 957.9791 | 19957.59
1.3732 | 49.9003 | -0.11276 | 450.1598 | 19934.9584 | 1.3732 | 49.9159 | -0.11995 | 957.9728 | 19957.58
1.3736 | 49.9003 | -0.11276 | 450.136 | 19934.9439 | 1.3736 | 49.9159 | -0.11995 | 957.9551 | 19957.57
1.374 | 49.9002 | -0.11275 | 450.1342 | 19934.9294 | 1.374 | 49.9158 | -0.11994 | 957.9489 | 19957.55
1.3744 | 49.9002 | -0.11275 | 450.1172 | 19934.9149 | 1.3744 | 49.9158 | -0.11994 | 957.9311 | 19957.54
1.3748 | 49.9002 | -0.11275 | 450.1114 | 19934.9004 | 1.3748 | 49.9158 | -0.11994 | 957.9249 | 19957.53
1.3752 | 49.9002 | -0.11275 | 450.095 | 19934.8858 | 1.3752 | 49.9158 | -0.11994 | 957.9071 | 19957.52
1.3756 | 49.9001 | -0.11274 | 450.089 | 19934.8713 | 1.3756 | 49.9158 | -0.11994 | 957.9009 | 19957.51
1.376 | 49.9001 | -0.11274 | 450.0724 | 19934.8568 | 1.376 | 49.9158 | -0.11994 | 957.8831 | 19957.49
1.3764 | 49.9001 | -0.11274 | 450.0664 | 19934.8423 | 1.3764 | 49.9157 | -0.11993 | 957.8769 | 19957.48
1.3768 | 49.9001 | -0.11274 | 450.0499 | 19934.8278 | 1.3768 | 49.9157 | -0.11993 | 957.8591 | 19957.47
1.3772 | 49.9 | -0.11273 | 450.0439 | 19934.8133 | 1.3772 | 49.9157 | -0.11993 | 957.8529 | 19957.46
1.3776 | 49.9 | -0.11273 | 450.0273 | 19934.7988 | 1.3776 | 49.9157 | -0.11993 | 957.8352 | 19957.44
1.378 | 49.9 | -0.11273 | 450.0213 | 19934.7843 | 1.378 | 49.9156 | -0.11993 | 957.8289 | 19957.43
1.3784 | 49.9 | -0.11273 | 450.0048 | 19934.7697 | 1.3784 | 49.9156 | -0.11993 | 957.8112 | 19957.42
1.3788 | 49.9 | -0.11272 | 449.9988 | 19934.7552 | 1.3788 | 49.9156 | -0.11993 | 957.8049 | 19957.41
1.3792 | 49.9 | -0.11272 | 449.9823 | 19934.7407 | 1.3792 | 49.9156 | -0.11993 | 957.7872 | 19957.39
1.3796 | 49.8999 | -0.11272 | 449.9762 | 19934.7262 | 1.3796 | 49.9155 | -0.11992 | 957.7809 | 19957.38
1.38 | 49.8999 | -0.11271 | 449.9597 | 19934.7117 | 1.38 | 49.9155 | -0.11992 | 957.7632 | 19957.37
1.3804 | 49.8999 | -0.11271 | 449.9537 | 19934.6972 | 1.3804 | 49.9155 | -0.11992 | 957.757 | 19957.36
1.3808 | 49.8999 | -0.11271 | 449.9372 | 19934.6827 | 1.3808 | 49.9155 | -0.11992 | 957.7392 | 19957.35
1.3812 | 49.8998 | -0.1127 | 449.9312 | 19934.6682 | 1.3812 | 49.9154 | -0.11992 | 957.733 | 19957.33
1.3816 | 49.8998 | -0.1127 | 449.9146 | 19934.6537 | 1.3816 | 49.9154 | -0.11992 | 957.7152 | 19957.32
1.382 | 49.8998 | -0.1127 | 449.9086 | 19934.6392 | 1.382 | 49.9154 | -0.11991 | 957.709 | 19957.31
1.3824 | 49.8998 | -0.1127 | 449.8921 | 19934.6247 | 1.3824 | 49.9154 | -0.11991 | 957.6913 | 19957.3
1.3828 | 49.8997 | -0.11269 | 449.8861 | 19934.6102 | 1.3828 | 49.9153 | -0.11991 | 957.685 | 19957.28
1.3832 | 49.8997 | -0.11269 | 449.8696 | 19934.5957 | 1.3832 | 49.9153 | -0.11991 | 957.6673 | 19957.27
1.3836 | 49.8997 | -0.11269 | 449.8635 | 19934.5812 | 1.3836 | 49.9153 | -0.11991 | 957.661 | 19957.26
1.384 | 49.8997 | -0.11269 | 449.847 | 19934.5667 | 1.384 | 49.9153 | -0.11991 | 957.6433 | 19957.25
1.3844 | 49.8996 | -0.11268 | 449.841 | 19934.5522 | 1.3844 | 49.9152 | -0.11991 | 957.6371 | 19957.24
1.3848 | 49.8996 | -0.11268 | 449.8245 | 19934.5378 | 1.3848 | 49.9152 | -0.1199 | 957.6193 | 19957.22
1.3852 | 49.8996 | -0.11268 | 449.8185 | 19934.5233 | 1.3852 | 49.9152 | -0.1199 | 957.6131 | 19957.21
1.3856 | 49.8996 | -0.11268 | 449.8019 | 19934.5088 | 1.3856 | 49.9152 | -0.1199 | 957.5953 | 19957.2
1.386 | 49.8995 | -0.11267 | 449.7959 | 19934.4943 | 1.386 | 49.9151 | -0.1199 | 957.5891 | 19957.19
1.3864 | 49.8995 | -0.11267 | 449.7794 | 19934.4798 | 1.3864 | 49.9151 | -0.1199 | 957.5713 | 19957.17
1.3868 | 49.8995 | -0.11267 | 449.7734 | 19934.4653 | 1.3868 | 49.9151 | -0.1199 | 957.5651 | 19957.16
1.3872 | 49.8995 | -0.11266 | 449.7569 | 19934.4508 | 1.3872 | 49.9151 | -0.1199 | 957.5474 | 19957.15
1.3876 | 49.8995 | -0.11266 | 449.7509 | 19934.4363 | 1.3876 | 49.915 | -0.11989 | 957.5411 | 19957.14
1.388 | 49.8995 | -0.11266 | 449.7343 | 19934.4218 | 1.388 | 49.915 | -0.11989 | 957.5234 | 19957.13
1.3884 | 49.8994 | -0.11265 | 449.7283 | 19934.4074 | 1.3884 | 49.915 | -0.11989 | 957.5172 | 19957.11
1.3888 | 49.8994 | -0.11265 | 449.7118 | 19934.3929 | 1.3888 | 49.915 | -0.11989 | 957.4994 | 19957.1
1.3892 | 49.8994 | -0.11265 | 449.7058 | 19934.3784 | 1.3892 | 49.9149 | -0.11989 | 957.4932 | 19957.09
1.3896 | 49.8994 | -0.11265 | 449.6893 | 19934.3639 | 1.3896 | 49.9149 | -0.11989 | 957.4754 | 19957.08
1.39 | 49.8993 | -0.11264 | 449.6833 | 19934.3494 | 1.39 | 49.9149 | -0.11989 | 957.4692 | 19957.06
1.3904 | 49.8993 | -0.11264 | 449.6668 | 19934.335 | 1.3904 | 49.9149 | -0.11988 | 957.4515 | 19957.05
1.3908 | 49.8993 | -0.11264 | 449.6608 | 19934.3205 | 1.3908 | 49.9148 | -0.11988 | 957.4452 | 19957.04
1.3912 | 49.8993 | -0.11264 | 449.6442 | 19934.306 | 1.3912 | 49.9148 | -0.11988 | 957.4275 | 19957.03
1.3916 | 49.8992 | -0.11263 | 449.6382 | 19934.2915 | 1.3916 | 49.9148 | -0.11988 | 957.4213 | 19957.02
1.392 | 49.8992 | -0.11263 | 449.6217 | 19934.277 | 1.392 | 49.9148 | -0.11988 | 957.4035 | 19957
1.3924 | 49.8992 | -0.11263 | 449.6157 | 19934.2626 | 1.3924 | 49.9147 | -0.11988 | 957.3973 | 19956.99
1.3928 | 49.8992 | -0.11263 | 449.5992 | 19934.2481 | 1.3928 | 49.9147 | -0.11988 | 957.3795 | 19956.98
1.3932 | 49.8991 | -0.11262 | 449.5932 | 19934.2336 | 1.3932 | 49.9147 | -0.11987 | 957.3733 | 19956.97
1.3936 | 49.8991 | -0.11262 | 449.5766 | 19934.2191 | 1.3936 | 49.9147 | -0.11987 | 957.3556 | 19956.95
1.394 | 49.8991 | -0.11262 | 449.5707 | 19934.2047 | 1.394 | 49.9147 | -0.11987 | 957.3493 | 19956.94
1.3944 | 49.8991 | -0.11261 | 449.5541 | 19934.1902 | 1.3944 | 49.9147 | -0.11987 | 957.3316 | 19956.93
1.3948 | 49.8991 | -0.11261 | 449.5481 | 19934.1757 | 1.3948 | 49.9146 | -0.11987 | 957.3254 | 19956.92
1.3952 | 49.8991 | -0.11261 | 449.5316 | 19934.1613 | 1.3952 | 49.9146 | -0.11987 | 957.3076 | 19956.91
1.3956 | 49.899 | -0.1126 | 449.5256 | 19934.1468 | 1.3956 | 49.9145 | -0.11987 | 957.3014 | 19956.89
1.396 | 49.899 | -0.1126 | 449.5091 | 19934.1323 | 1.396 | 49.9145 | -0.11986 | 957.2836 | 19956.88
1.3964 | 49.899 | -0.1126 | 449.5031 | 19934.1179 | 1.3964 | 49.9145 | -0.11986 | 957.2774 | 19956.87
1.3968 | 49.899 | -0.1126 | 449.4866 | 19934.1034 | 1.3968 | 49.9145 | -0.11986 | 957.2597 | 19956.86
1.3972 | 49.8989 | -0.11259 | 449.4806 | 19934.0889 | 1.3972 | 49.9145 | -0.11986 | 957.2534 | 19956.84
1.3976 | 49.8989 | -0.11259 | 449.464 | 19934.0745 | 1.3976 | 49.9145 | -0.11986 | 957.2357 | 19956.83
1.398 | 49.8989 | -0.11259 | 449.4581 | 19934.06 | 1.398 | 49.9144 | -0.11986 | 957.2295 | 19956.82
1.3984 | 49.8989 | -0.11259 | 449.4415 | 19934.0456 | 1.3984 | 49.9144 | -0.11986 | 957.2117 | 19956.81
1.3988 | 49.8988 | -0.11258 | 449.4355 | 19934.0311 | 1.3988 | 49.9144 | -0.11985 | 957.2055 | 19956.8
1.3992 | 49.8988 | -0.11258 | 449.419 | 19934.0166 | 1.3992 | 49.9144 | -0.11985 | 957.1878 | 19956.78
1.3996 | 49.8988 | -0.11258 | 449.413 | 19934.0022 | 1.3996 | 49.9143 | -0.11985 | 957.1815 | 19956.77
1.4 | 49.8988 | -0.11258 | 449.3965 | 19933.9877 | 1.4 | 49.9143 | -0.11985 | 957.1638 | 19956.76
1.4004 | 49.8987 | -0.11257 | 449.3905 | 19933.9733 | 1.4004 | 49.9143 | -0.11985 | 957.1576 | 19956.75
1.4008 | 49.8987 | -0.11257 | 449.374 | 19933.9588 | 1.4008 | 49.9143 | -0.11985 | 957.1398 | 19956.73
1.4012 | 49.8987 | -0.11257 | 449.368 | 19933.9443 | 1.4012 | 49.9142 | -0.11985 | 957.1336 | 19956.72
1.4016 | 49.8987 | -0.11256 | 449.3515 | 19933.9299 | 1.4016 | 49.9142 | -0.11984 | 957.1158 | 19956.71
1.402 | 49.8986 | -0.11256 | 449.3455 | 19933.9154 | 1.402 | 49.9142 | -0.11984 | 957.1096 | 19956.7
1.4024 | 49.8986 | -0.11256 | 449.329 | 19933.901 | 1.4024 | 49.9142 | -0.11984 | 957.0919 | 19956.68
1.4028 | 49.8986 | -0.11255 | 449.323 | 19933.8865 | 1.4028 | 49.9141 | -0.11984 | 957.0857 | 19956.67
1.4032 | 49.8986 | -0.11255 | 449.3064 | 19933.8721 | 1.4032 | 49.9141 | -0.11984 | 957.0679 | 19956.66
1.4036 | 49.8986 | -0.11255 | 449.3005 | 19933.8576 | 1.4036 | 49.9141 | -0.11984 | 957.0617 | 19956.65
1.404 | 49.8986 | -0.11255 | 449.2839 | 19933.8432 | 1.404 | 49.9141 | -0.11984 | 957.0439 | 19956.64
1.4044 | 49.8985 | -0.11254 | 449.278 | 19933.8287 | 1.4044 | 49.914 | -0.11983 | 957.0377 | 19956.62
1.4048 | 49.8985 | -0.11254 | 449.2614 | 19933.8143 | 1.4048 | 49.914 | -0.11983 | 957.02 | 19956.61
1.4052 | 49.8985 | -0.11254 | 449.2554 | 19933.7998 | 1.4052 | 49.914 | -0.11983 | 957.0138 | 19956.6
1.4056 | 49.8985 | -0.11254 | 449.2389 | 19933.7854 | 1.4056 | 49.914 | -0.11983 | 956.996 | 19956.59
1.406 | 49.8984 | -0.11253 | 449.2329 | 19933.771 | 1.406 | 49.9139 | -0.11983 | 956.9898 | 19956.57
1.4064 | 49.8984 | -0.11253 | 449.2164 | 19933.7565 | 1.4064 | 49.9139 | -0.11983 | 956.972 | 19956.56
1.4068 | 49.8984 | -0.11253 | 449.2104 | 19933.7421 | 1.4068 | 49.9139 | -0.11982 | 956.9658 | 19956.55
1.4072 | 49.8984 | -0.11253 | 449.1939 | 19933.7276 | 1.4072 | 49.9139 | -0.11982 | 956.9481 | 19956.54
1.4076 | 49.8983 | -0.11252 | 449.1879 | 19933.7132 | 1.4076 | 49.9138 | -0.11982 | 956.9419 | 19956.53
1.408 | 49.8983 | -0.11252 | 449.1714 | 19933.6988 | 1.408 | 49.9138 | -0.11982 | 956.9241 | 19956.51
1.4084 | 49.8983 | -0.11252 | 449.1654 | 19933.6843 | 1.4084 | 49.9138 | -0.11982 | 956.9179 | 19956.5
1.4088 | 49.8983 | -0.11251 | 449.1489 | 19933.6699 | 1.4088 | 49.9138 | -0.11982 | 956.9001 | 19956.49
1.4092 | 49.8982 | -0.11251 | 449.1429 | 19933.6554 | 1.4092 | 49.9137 | -0.11982 | 956.8939 | 19956.48
1.4096 | 49.8982 | -0.11251 | 449.1264 | 19933.641 | 1.4096 | 49.9137 | -0.11982 | 956.8762 | 19956.46
1.41 | 49.8982 | -0.1125 | 449.1204 | 19933.6266 | 1.41 | 49.9137 | -0.11981 | 956.87 | 19956.45
1.4104 | 49.8982 | -0.1125 | 449.1039 | 19933.6121 | 1.4104 | 49.9137 | -0.11981 | 956.8522 | 19956.44
1.4108 | 49.8982 | -0.1125 | 449.0979 | 19933.5977 | 1.4108 | 49.9136 | -0.11981 | 956.846 | 19956.43
1.4112 | 49.8982 | -0.1125 | 449.0814 | 19933.5833 | 1.4112 | 49.9136 | -0.11981 | 956.8283 | 19956.42
1.4116 | 49.8981 | -0.11249 | 449.0754 | 19933.5688 | 1.4116 | 49.9136 | -0.11981 | 956.8221 | 19956.4
1.412 | 49.8981 | -0.11249 | 449.0589 | 19933.5544 | 1.412 | 49.9136 | -0.11981 | 956.8043 | 19956.39
1.4124 | 49.8981 | -0.11249 | 449.0529 | 19933.54 | 1.4124 | 49.9136 | -0.1198 | 956.7981 | 19956.38
1.4128 | 49.8981 | -0.11249 | 449.0364 | 19933.5255 | 1.4128 | 49.9136 | -0.1198 | 956.7803 | 19956.37
1.4132 | 49.898 | -0.11248 | 449.0304 | 19933.5111 | 1.4132 | 49.9135 | -0.1198 | 956.7741 | 19956.35
1.4136 | 49.898 | -0.11248 | 449.0139 | 19933.4967 | 1.4136 | 49.9135 | -0.1198 | 956.7564 | 19956.34
1.414 | 49.898 | -0.11248 | 449.0079 | 19933.4823 | 1.414 | 49.9134 | -0.1198 | 956.7502 | 19956.33
1.4144 | 49.898 | -0.11248 | 448.9914 | 19933.4678 | 1.4144 | 49.9134 | -0.1198 | 956.7324 | 19956.32
1.4148 | 49.8979 | -0.11247 | 448.9854 | 19933.4534 | 1.4148 | 49.9134 | -0.1198 | 956.7262 | 19956.31
1.4152 | 49.8979 | -0.11247 | 448.9689 | 19933.439 | 1.4152 | 49.9134 | -0.1198 | 956.7085 | 19956.29
1.4156 | 49.8979 | -0.11247 | 448.9629 | 19933.4246 | 1.4156 | 49.9134 | -0.11979 | 956.7023 | 19956.28
1.416 | 49.8979 | -0.11246 | 448.9464 | 19933.4102 | 1.416 | 49.9134 | -0.11979 | 956.6845 | 19956.27
1.4164 | 49.8978 | -0.11246 | 448.9404 | 19933.3957 | 1.4164 | 49.9133 | -0.11979 | 956.6783 | 19956.26
1.4168 | 49.8978 | -0.11246 | 448.9239 | 19933.3813 | 1.4168 | 49.9133 | -0.11979 | 956.6605 | 19956.24
1.4172 | 49.8978 | -0.11246 | 448.918 | 19933.3669 | 1.4172 | 49.9133 | -0.11979 | 956.6543 | 19956.23
1.4176 | 49.8978 | -0.11245 | 448.9014 | 19933.3525 | 1.4176 | 49.9133 | -0.11979 | 956.6366 | 19956.22
1.418 | 49.8977 | -0.11245 | 448.8955 | 19933.3381 | 1.418 | 49.9132 | -0.11978 | 956.6304 | 19956.21
1.4184 | 49.8977 | -0.11245 | 448.8789 | 19933.3236 | 1.4184 | 49.9132 | -0.11978 | 956.6126 | 19956.2
1.4188 | 49.8977 | -0.11244 | 448.873 | 19933.3092 | 1.4188 | 49.9132 | -0.11978 | 956.6064 | 19956.18
1.4192 | 49.8977 | -0.11244 | 448.8565 | 19933.2948 | 1.4192 | 49.9132 | -0.11978 | 956.5887 | 19956.17
1.4196 | 49.8977 | -0.11244 | 448.8505 | 19933.2804 | 1.4196 | 49.9131 | -0.11978 | 956.5825 | 19956.16
1.42 | 49.8977 | -0.11244 | 448.834 | 19933.266 | 1.42 | 49.9131 | -0.11978 | 956.5647 | 19956.15
1.4204 | 49.8976 | -0.11243 | 448.828 | 19933.2516 | 1.4204 | 49.9131 | -0.11978 | 956.5585 | 19956.13
1.4208 | 49.8976 | -0.11243 | 448.8115 | 19933.2372 | 1.4208 | 49.9131 | -0.11978 | 956.5408 | 19956.12
1.4212 | 49.8976 | -0.11243 | 448.8055 | 19933.2228 | 1.4212 | 49.913 | -0.11977 | 956.5346 | 19956.11
1.4216 | 49.8976 | -0.11243 | 448.789 | 19933.2083 | 1.4216 | 49.913 | -0.11977 | 956.5168 | 19956.1
1.422 | 49.8975 | -0.11242 | 448.783 | 19933.1939 | 1.422 | 49.913 | -0.11977 | 956.5106 | 19956.09
1.4224 | 49.8975 | -0.11242 | 448.7665 | 19933.1795 | 1.4224 | 49.913 | -0.11977 | 956.4929 | 19956.07
1.4228 | 49.8975 | -0.11242 | 448.7605 | 19933.1651 | 1.4228 | 49.9129 | -0.11977 | 956.4867 | 19956.06
1.4232 | 49.8975 | -0.11241 | 448.744 | 19933.1507 | 1.4232 | 49.9129 | -0.11977 | 956.4689 | 19956.05
1.4236 | 49.8974 | -0.11241 | 448.7381 | 19933.1363 | 1.4236 | 49.9129 | -0.11976 | 956.4627 | 19956.04
1.424 | 49.8974 | -0.11241 | 448.7215 | 19933.1219 | 1.424 | 49.9129 | -0.11976 | 956.4449 | 19956.02
1.4244 | 49.8974 | -0.11241 | 448.7156 | 19933.1075 | 1.4244 | 49.9128 | -0.11976 | 956.4388 | 19956.01
1.4248 | 49.8974 | -0.1124 | 448.6991 | 19933.0931 | 1.4248 | 49.9128 | -0.11976 | 956.421 | 19956
1.4252 | 49.8973 | -0.1124 | 448.6931 | 19933.0787 | 1.4252 | 49.9128 | -0.11976 | 956.4148 | 19955.99
1.4256 | 49.8973 | -0.1124 | 448.6766 | 19933.0643 | 1.4256 | 49.9128 | -0.11976 | 956.397 | 19955.98
1.426 | 49.8973 | -0.11239 | 448.6706 | 19933.0499 | 1.426 | 49.9127 | -0.11976 | 956.3909 | 19955.96
1.4264 | 49.8973 | -0.11239 | 448.6541 | 19933.0355 | 1.4264 | 49.9127 | -0.11975 | 956.3731 | 19955.95
1.4268 | 49.8973 | -0.11239 | 448.6481 | 19933.0211 | 1.4268 | 49.9127 | -0.11975 | 956.3669 | 19955.94
1.4272 | 49.8973 | -0.11239 | 448.6316 | 19933.0067 | 1.4272 | 49.9127 | -0.11975 | 956.3491 | 19955.93
1.4276 | 49.8972 | -0.11238 | 448.6257 | 19932.9923 | 1.4276 | 49.9126 | -0.11975 | 956.343 | 19955.91
1.428 | 49.8972 | -0.11238 | 448.6092 | 19932.9779 | 1.428 | 49.9126 | -0.11975 | 956.3252 | 19955.9
1.4284 | 49.8972 | -0.11238 | 448.6032 | 19932.9635 | 1.4284 | 49.9126 | -0.11975 | 956.319 | 19955.89
1.4288 | 49.8972 | -0.11238 | 448.5867 | 19932.9491 | 1.4288 | 49.9126 | -0.11975 | 956.3012 | 19955.88
1.4292 | 49.8971 | -0.11237 | 448.5807 | 19932.9347 | 1.4292 | 49.9125 | -0.11974 | 956.2951 | 19955.87
1.4296 | 49.8971 | -0.11237 | 448.5642 | 19932.9204 | 1.4296 | 49.9125 | -0.11974 | 956.2773 | 19955.85
1.43 | 49.8971 | -0.11237 | 448.5582 | 19932.906 | 1.43 | 49.9125 | -0.11974 | 956.2711 | 19955.84
1.4304 | 49.8971 | -0.11237 | 448.5417 | 19932.8916 | 1.4304 | 49.9125 | -0.11974 | 956.2533 | 19955.83
1.4308 | 49.897 | -0.11236 | 448.5358 | 19932.8772 | 1.4308 | 49.9124 | -0.11974 | 956.2472 | 19955.82
1.4312 | 49.897 | -0.11236 | 448.5193 | 19932.8628 | 1.4312 | 49.9124 | -0.11974 | 956.2294 | 19955.8
1.4316 | 49.897 | -0.11236 | 448.5133 | 19932.8484 | 1.4316 | 49.9124 | -0.11974 | 956.2232 | 19955.79
1.432 | 49.897 | -0.11235 | 448.4968 | 19932.834 | 1.432 | 49.9124 | -0.11973 | 956.2054 | 19955.78
1.4324 | 49.8969 | -0.11235 | 448.4908 | 19932.8196 | 1.4324 | 49.9124 | -0.11973 | 956.1993 | 19955.77
1.4328 | 49.8969 | -0.11235 | 448.4743 | 19932.8053 | 1.4328 | 49.9124 | -0.11973 | 956.1815 | 19955.76
1.4332 | 49.8969 | -0.11234 | 448.4684 | 19932.7909 | 1.4332 | 49.9123 | -0.11973 | 956.1753 | 19955.74
1.4336 | 49.8969 | -0.11234 | 448.4518 | 19932.7765 | 1.4336 | 49.9123 | -0.11973 | 956.1576 | 19955.73
1.434 | 49.8968 | -0.11234 | 448.4459 | 19932.7621 | 1.434 | 49.9123 | -0.11973 | 956.1514 | 19955.72
1.4344 | 49.8968 | -0.11234 | 448.4294 | 19932.7477 | 1.4344 | 49.9123 | -0.11973 | 956.1336 | 19955.71
1.4348 | 49.8968 | -0.11233 | 448.4234 | 19932.7333 | 1.4348 | 49.9122 | -0.11972 | 956.1274 | 19955.69
1.4352 | 49.8968 | -0.11233 | 448.4069 | 19932.719 | 1.4352 | 49.9122 | -0.11972 | 956.1097 | 19955.68
1.4356 | 49.8968 | -0.11233 | 448.401 | 19932.7046 | 1.4356 | 49.9122 | -0.11972 | 956.1035 | 19955.67
1.436 | 49.8968 | -0.11233 | 448.3844 | 19932.6902 | 1.436 | 49.9122 | -0.11972 | 956.0857 | 19955.66
1.4364 | 49.8967 | -0.11232 | 448.3785 | 19932.6758 | 1.4364 | 49.9121 | -0.11972 | 956.0795 | 19955.64
1.4368 | 49.8967 | -0.11232 | 448.362 | 19932.6615 | 1.4368 | 49.9121 | -0.11972 | 956.0618 | 19955.63
1.4372 | 49.8967 | -0.11232 | 448.356 | 19932.6471 | 1.4372 | 49.9121 | -0.11972 | 956.0556 | 19955.62
1.4376 | 49.8967 | -0.11232 | 448.3395 | 19932.6327 | 1.4376 | 49.9121 | -0.11971 | 956.0378 | 19955.61
1.438 | 49.8966 | -0.11231 | 448.3336 | 19932.6183 | 1.438 | 49.912 | -0.11978 | 955.5173 | 19955.6
1.4384 | 49.8966 | -0.11231 | 448.3171 | 19932.604 | 1.4384 | 49.912 | -0.1198 | 955.3226 | 19955.58
1.4388 | 49.8966 | -0.11231 | 448.3111 | 19932.5896 | 1.4388 | 49.912 | -0.1197 | 956.0691 | 19955.57
1.4392 | 49.8966 | -0.1123 | 448.2946 | 19932.5752 | 1.4392 | 49.912 | -0.11974 | 955.7817 | 19955.56
1.4396 | 49.8965 | -0.1123 | 448.2886 | 19932.5609 | 1.4396 | 49.9119 | -0.11972 | 955.885 | 19955.55
1.44 | 49.8965 | -0.11222 | 448.6015 | 19932.5465 | 1.44 | 49.9119 | -0.11967 | 956.2462 | 19955.53
1.4404 | 49.8965 | -0.11209 | 449.0987 | 19932.5321 | 1.4404 | 49.9119 | -0.1197 | 955.9678 | 19955.52
1.4408 | 49.8965 | -0.11223 | 448.5012 | 19932.5178 | 1.4408 | 49.9119 | -0.11967 | 956.2094 | 19955.51
1.4412 | 49.8964 | -0.11224 | 448.4466 | 19932.5034 | 1.4412 | 49.9118 | -0.11955 | 957.1531 | 19955.5
1.4416 | 49.8964 | -0.11224 | 448.4347 | 19932.489 | 1.4416 | 49.9118 | -0.1197 | 955.9298 | 19955.49
1.442 | 49.8964 | -0.11222 | 448.4822 | 19932.4747 | 1.442 | 49.9118 | -0.1197 | 955.8761 | 19955.47
1.4424 | 49.8964 | -0.11222 | 448.4647 | 19932.4603 | 1.4424 | 49.9118 | -0.1197 | 955.9064 | 19955.46
1.4428 | 49.8964 | -0.1122 | 448.5168 | 19932.4459 | 1.4428 | 49.9117 | -0.1197 | 955.8439 | 19955.45
1.4432 | 49.8964 | -0.11228 | 448.1879 | 19932.4316 | 1.4432 | 49.9117 | -0.11969 | 955.8824 | 19955.44
1.4436 | 49.8963 | -0.11229 | 448.1089 | 19932.4172 | 1.4436 | 49.9117 | -0.1197 | 955.8097 | 19955.42
1.444 | 49.8963 | -0.11226 | 448.1851 | 19932.4029 | 1.444 | 49.9117 | -0.11969 | 955.8575 | 19955.41
1.4444 | 49.8963 | -0.1121 | 448.825 | 19932.3885 | 1.4444 | 49.9116 | -0.1197 | 955.7731 | 19955.4
1.4448 | 49.8963 | -0.11228 | 448.0783 | 19932.3741 | 1.4448 | 49.9116 | -0.11969 | 955.8318 | 19955.39
1.4452 | 49.8962 | -0.11237 | 447.7139 | 19932.3598 | 1.4452 | 49.9116 | -0.11968 | 955.8315 | 19955.38
1.4456 | 49.8962 | -0.11228 | 448.0405 | 19932.3454 | 1.4456 | 49.9116 | -0.11966 | 956.0261 | 19955.36
1.446 | 49.8962 | -0.11236 | 447.6803 | 19932.3311 | 1.446 | 49.9115 | -0.11973 | 955.459 | 19955.35
1.4464 | 49.8962 | -0.11219 | 448.3575 | 19932.3167 | 1.4464 | 49.9115 | -0.11968 | 955.8167 | 19955.34
1.4468 | 49.8961 | -0.11229 | 447.9436 | 19932.3024 | 1.4468 | 49.9115 | -0.11967 | 955.8261 | 19955.33
1.4472 | 49.8961 | -0.11251 | 447.0089 | 19932.288 | 1.4472 | 49.9115 | -0.11968 | 955.7501 | 19955.31
1.4476 | 49.8961 | -0.11232 | 447.7858 | 19932.2737 | 1.4476 | 49.9114 | -0.11968 | 955.7488 | 19955.3
1.448 | 49.8961 | -0.11219 | 448.2703 | 19932.2593 | 1.448 | 49.9114 | -0.11968 | 955.7265 | 19955.29
1.4484 | 49.896 | -0.11221 | 448.1685 | 19932.245 | 1.4484 | 49.9114 | -0.11967 | 955.7211 | 19955.28
1.4488 | 49.896 | -0.11221 | 448.1447 | 19932.2306 | 1.4488 | 49.9114 | -0.11967 | 955.7027 | 19955.27
1.4492 | 49.896 | -0.11222 | 448.0801 | 19932.2163 | 1.4492 | 49.9113 | -0.11967 | 955.6969 | 19955.25
1.4496 | 49.896 | -0.1122 | 448.1318 | 19932.2019 | 1.4496 | 49.9113 | -0.11967 | 955.6787 | 19955.24
1.45 | 49.8959 | -0.11224 | 447.9554 | 19932.1876 | 1.45 | 49.9113 | -0.11967 | 955.6729 | 19955.23
1.4504 | 49.8959 | -0.11225 | 447.88 | 19932.1732 | 1.4504 | 49.9113 | -0.11967 | 955.6548 | 19955.22
1.4508 | 49.8959 | -0.11222 | 447.9753 | 19932.1589 | 1.4508 | 49.9113 | -0.11967 | 955.649 | 19955.2
1.4512 | 49.8959 | -0.11222 | 447.9485 | 19932.1445 | 1.4512 | 49.9113 | -0.11967 | 955.6309 | 19955.19
1.4516 | 49.8959 | -0.11222 | 447.9519 | 19932.1302 | 1.4516 | 49.9112 | -0.11966 | 955.625 | 19955.18
1.452 | 49.8959 | -0.11222 | 447.9346 | 19932.1158 | 1.452 | 49.9112 | -0.11966 | 955.6069 | 19955.17
1.4524 | 49.8958 | -0.11221 | 447.9292 | 19932.1015 | 1.4524 | 49.9111 | -0.11966 | 955.6011 | 19955.16
1.4528 | 49.8958 | -0.11221 | 447.913 | 19932.0872 | 1.4528 | 49.9111 | -0.11966 | 955.583 | 19955.14
1.4532 | 49.8958 | -0.11221 | 447.9069 | 19932.0728 | 1.4532 | 49.9111 | -0.11966 | 955.5772 | 19955.13
1.4536 | 49.8958 | -0.1122 | 447.8906 | 19932.0585 | 1.4536 | 49.9111 | -0.11966 | 955.5591 | 19955.12
1.454 | 49.8957 | -0.1122 | 447.8845 | 19932.0441 | 1.454 | 49.9111 | -0.11965 | 955.5533 | 19955.11
1.4544 | 49.8957 | -0.1122 | 447.8682 | 19932.0298 | 1.4544 | 49.9111 | -0.11965 | 955.5351 | 19955.09
1.4548 | 49.8957 | -0.1122 | 447.8621 | 19932.0155 | 1.4548 | 49.911 | -0.11965 | 955.5293 | 19955.08
1.4552 | 49.8957 | -0.11219 | 447.8457 | 19932.0011 | 1.4552 | 49.911 | -0.11965 | 955.5112 | 19955.07
1.4556 | 49.8956 | -0.11219 | 447.8397 | 19931.9868 | 1.4556 | 49.911 | -0.11965 | 955.5054 | 19955.06
1.456 | 49.8956 | -0.11219 | 447.8233 | 19931.9725 | 1.456 | 49.911 | -0.11965 | 955.4873 | 19955.05
1.4564 | 49.8956 | -0.11218 | 447.8172 | 19931.9581 | 1.4564 | 49.9109 | -0.11965 | 955.4815 | 19955.03
1.4568 | 49.8956 | -0.11218 | 447.8008 | 19931.9438 | 1.4568 | 49.9109 | -0.11965 | 955.4633 | 19955.02
1.4572 | 49.8955 | -0.11218 | 447.7948 | 19931.9295 | 1.4572 | 49.9109 | -0.11964 | 955.4575 | 19955.01
1.4576 | 49.8955 | -0.11218 | 447.7784 | 19931.9151 | 1.4576 | 49.9109 | -0.11964 | 955.4394 | 19955
1.458 | 49.8955 | -0.11217 | 447.7724 | 19931.9008 | 1.458 | 49.9108 | -0.11964 | 955.4336 | 19954.98
1.4584 | 49.8955 | -0.11217 | 447.756 | 19931.8865 | 1.4584 | 49.9108 | -0.11964 | 955.4155 | 19954.97
1.4588 | 49.8955 | -0.11217 | 447.7499 | 19931.8721 | 1.4588 | 49.9108 | -0.11964 | 955.4097 | 19954.96
1.4592 | 49.8955 | -0.11217 | 447.7335 | 19931.8578 | 1.4592 | 49.9108 | -0.11964 | 955.3916 | 19954.95
1.4596 | 49.8954 | -0.11216 | 447.7275 | 19931.8435 | 1.4596 | 49.9107 | -0.11963 | 955.3857 | 19954.94
1.46 | 49.8954 | -0.11216 | 447.7111 | 19931.8292 | 1.46 | 49.9107 | -0.11963 | 955.3676 | 19954.92
1.4604 | 49.8954 | -0.11216 | 447.7051 | 19931.8148 | 1.4604 | 49.9107 | -0.11963 | 955.3618 | 19954.91
1.4608 | 49.8954 | -0.11216 | 447.6887 | 19931.8005 | 1.4608 | 49.9107 | -0.11963 | 955.3437 | 19954.9
1.4612 | 49.8953 | -0.11215 | 447.6826 | 19931.7862 | 1.4612 | 49.9106 | -0.11963 | 955.3379 | 19954.89
1.4616 | 49.8953 | -0.11215 | 447.6662 | 19931.7719 | 1.4616 | 49.9106 | -0.11963 | 955.3198 | 19954.87
1.462 | 49.8953 | -0.11215 | 447.6602 | 19931.7576 | 1.462 | 49.9106 | -0.11963 | 955.314 | 19954.86
1.4624 | 49.8953 | -0.11214 | 447.6438 | 19931.7432 | 1.4624 | 49.9106 | -0.11963 | 955.2959 | 19954.85
1.4628 | 49.8952 | -0.11214 | 447.6378 | 19931.7289 | 1.4628 | 49.9105 | -0.11962 | 955.29 | 19954.84
1.4632 | 49.8952 | -0.11214 | 447.6214 | 19931.7146 | 1.4632 | 49.9105 | -0.11962 | 955.2719 | 19954.83
1.4636 | 49.8952 | -0.11213 | 447.6153 | 19931.7003 | 1.4636 | 49.9105 | -0.11962 | 955.2661 | 19954.81
1.464 | 49.8952 | -0.11212 | 447.6676 | 19931.686 | 1.464 | 49.9105 | -0.11962 | 955.248 | 19954.8
1.4644 | 49.8951 | -0.11202 | 448.0429 | 19931.6716 | 1.4644 | 49.9104 | -0.11962 | 955.2422 | 19954.79
1.4648 | 49.8951 | -0.11208 | 447.7807 | 19931.6573 | 1.4648 | 49.9104 | -0.11962 | 955.2241 | 19954.78
1.4652 | 49.8951 | -0.1121 | 447.6611 | 19931.643 | 1.4652 | 49.9104 | -0.11961 | 955.2183 | 19954.76
1.4656 | 49.8951 | -0.11207 | 447.7662 | 19931.6287 | 1.4656 | 49.9104 | -0.11961 | 955.2002 | 19954.75
1.466 | 49.8951 | -0.11215 | 447.4324 | 19931.6144 | 1.466 | 49.9103 | -0.11961 | 955.1944 | 19954.74
1.4664 | 49.8951 | -0.11213 | 447.4825 | 19931.6001 | 1.4664 | 49.9103 | -0.11961 | 955.1762 | 19954.73
1.4668 | 49.895 | -0.11208 | 447.6366 | 19931.5858 | 1.4668 | 49.9103 | -0.11961 | 955.1704 | 19954.72
1.4672 | 49.895 | -0.11213 | 447.4259 | 19931.5715 | 1.4672 | 49.9103 | -0.11961 | 955.1523 | 19954.7
1.4676 | 49.895 | -0.11212 | 447.4706 | 19931.5571 | 1.4676 | 49.9102 | -0.11961 | 955.1465 | 19954.69
1.468 | 49.895 | -0.11213 | 447.3758 | 19931.5428 | 1.468 | 49.9102 | -0.11961 | 955.1284 | 19954.68
1.4684 | 49.8949 | -0.11211 | 447.4462 | 19931.5285 | 1.4684 | 49.9102 | -0.1196 | 955.1226 | 19954.67
1.4688 | 49.8949 | -0.11213 | 447.3308 | 19931.5142 | 1.4688 | 49.9102 | -0.1196 | 955.1045 | 19954.65
1.4692 | 49.8949 | -0.11211 | 447.3919 | 19931.4999 | 1.4692 | 49.9102 | -0.1196 | 955.0987 | 19954.64
1.4696 | 49.8949 | -0.11212 | 447.3435 | 19931.4856 | 1.4696 | 49.9102 | -0.1196 | 955.0806 | 19954.63
1.47 | 49.8948 | -0.11211 | 447.3638 | 19931.4713 | 1.47 | 49.9101 | -0.1196 | 955.0747 | 19954.62
1.4704 | 49.8948 | -0.1121 | 447.3628 | 19931.457 | 1.4704 | 49.9101 | -0.1196 | 955.0566 | 19954.61
1.4708 | 49.8948 | -0.1121 | 447.3708 | 19931.4427 | 1.4708 | 49.91 | -0.11959 | 955.0508 | 19954.59
1.4712 | 49.8948 | -0.11209 | 447.3727 | 19931.4284 | 1.4712 | 49.91 | -0.11959 | 955.0327 | 19954.58
1.4716 | 49.8947 | -0.11209 | 447.368 | 19931.4141 | 1.4716 | 49.91 | -0.11959 | 955.0269 | 19954.57
1.472 | 49.8947 | -0.11208 | 447.3585 | 19931.3998 | 1.472 | 49.91 | -0.11959 | 955.0088 | 19954.56
1.4724 | 49.8947 | -0.11208 | 447.3522 | 19931.3855 | 1.4724 | 49.91 | -0.11959 | 955.003 | 19954.54
1.4728 | 49.8947 | -0.11208 | 447.3365 | 19931.3712 | 1.4728 | 49.91 | -0.11959 | 954.9849 | 19954.53
1.4732 | 49.8946 | -0.11207 | 447.3313 | 19931.3569 | 1.4732 | 49.9099 | -0.11959 | 954.9791 | 19954.52
1.4736 | 49.8946 | -0.11207 | 447.3122 | 19931.3426 | 1.4736 | 49.9099 | -0.11958 | 954.961 | 19954.51
1.474 | 49.8946 | -0.11207 | 447.3095 | 19931.3283 | 1.474 | 49.9099 | -0.11958 | 954.9552 | 19954.5
1.4744 | 49.8946 | -0.11207 | 447.2889 | 19931.314 | 1.4744 | 49.9099 | -0.11958 | 954.9371 | 19954.48
1.4748 | 49.8946 | -0.11206 | 447.2886 | 19931.2997 | 1.4748 | 49.9098 | -0.11958 | 954.9312 | 19954.47
1.4752 | 49.8946 | -0.11206 | 447.2682 | 19931.2854 | 1.4752 | 49.9098 | -0.11958 | 954.9131 | 19954.46
1.4756 | 49.8945 | -0.11205 | 447.2689 | 19931.2711 | 1.4756 | 49.9098 | -0.11958 | 954.9073 | 19954.45
1.476 | 49.8945 | -0.11205 | 447.2497 | 19931.2568 | 1.476 | 49.9098 | -0.11958 | 954.8892 | 19954.43
1.4764 | 49.8945 | -0.11205 | 447.2498 | 19931.2426 | 1.4764 | 49.9097 | -0.11957 | 954.8834 | 19954.42
1.4768 | 49.8945 | -0.11205 | 447.2321 | 19931.2283 | 1.4768 | 49.9097 | -0.11957 | 954.8653 | 19954.41
1.4772 | 49.8944 | -0.11204 | 447.2304 | 19931.214 | 1.4772 | 49.9097 | -0.11957 | 954.8595 | 19954.4
1.4776 | 49.8944 | -0.11204 | 447.2139 | 19931.1997 | 1.4776 | 49.9097 | -0.11957 | 954.8414 | 19954.39
1.478 | 49.8944 | -0.11204 | 447.2101 | 19931.1854 | 1.478 | 49.9096 | -0.11957 | 954.8356 | 19954.37
1.4784 | 49.8944 | -0.11203 | 447.1943 | 19931.1711 | 1.4784 | 49.9096 | -0.11957 | 954.8175 | 19954.36
1.4788 | 49.8943 | -0.11203 | 447.1889 | 19931.1568 | 1.4788 | 49.9096 | -0.11957 | 954.8117 | 19954.35
1.4792 | 49.8943 | -0.11203 | 447.1729 | 19931.1425 | 1.4792 | 49.9096 | -0.11956 | 954.7936 | 19954.34
1.4796 | 49.8943 | -0.11202 | 447.1669 | 19931.1283 | 1.4796 | 49.9095 | -0.11956 | 954.7878 | 19954.32
1.48 | 49.8943 | -0.11202 | 447.1507 | 19931.114 | 1.48 | 49.9095 | -0.11956 | 954.7697 | 19954.31
1.4804 | 49.8942 | -0.11202 | 447.1445 | 19931.0997 | 1.4804 | 49.9095 | -0.11956 | 954.7638 | 19954.3
1.4808 | 49.8942 | -0.11202 | 447.1283 | 19931.0854 | 1.4808 | 49.9095 | -0.11956 | 954.7457 | 19954.29
1.4812 | 49.8942 | -0.11201 | 447.1221 | 19931.0711 | 1.4812 | 49.9094 | -0.11956 | 954.7399 | 19954.28
1.4816 | 49.8942 | -0.11201 | 447.1059 | 19931.0569 | 1.4816 | 49.9094 | -0.11956 | 954.7218 | 19954.26
1.482 | 49.8942 | -0.11201 | 447.0997 | 19931.0426 | 1.482 | 49.9094 | -0.11955 | 954.716 | 19954.25
1.4824 | 49.8942 | -0.11201 | 447.0835 | 19931.0283 | 1.4824 | 49.9094 | -0.11955 | 954.6979 | 19954.24
1.4828 | 49.8941 | -0.112 | 447.0773 | 19931.014 | 1.4828 | 49.9093 | -0.11955 | 954.6921 | 19954.23
1.4832 | 49.8941 | -0.112 | 447.0611 | 19930.9997 | 1.4832 | 49.9093 | -0.11955 | 954.674 | 19954.21
1.4836 | 49.8941 | -0.112 | 447.0549 | 19930.9855 | 1.4836 | 49.9093 | -0.11955 | 954.6682 | 19954.2
1.484 | 49.8941 | -0.112 | 447.0387 | 19930.9712 | 1.484 | 49.9093 | -0.11955 | 954.6501 | 19954.19
1.4844 | 49.894 | -0.11199 | 447.0325 | 19930.9569 | 1.4844 | 49.9092 | -0.11955 | 954.6443 | 19954.18
1.4848 | 49.894 | -0.11199 | 447.0163 | 19930.9426 | 1.4848 | 49.9092 | -0.11954 | 954.6262 | 19954.17
1.4852 | 49.894 | -0.11199 | 447.0101 | 19930.9284 | 1.4852 | 49.9092 | -0.11954 | 954.6204 | 19954.15
1.4856 | 49.894 | -0.11198 | 446.9939 | 19930.9141 | 1.4856 | 49.9092 | -0.11954 | 954.6023 | 19954.14
1.486 | 49.8939 | -0.11198 | 446.9877 | 19930.8998 | 1.486 | 49.9091 | -0.11954 | 954.5965 | 19954.13
1.4864 | 49.8939 | -0.11198 | 446.9715 | 19930.8856 | 1.4864 | 49.9091 | -0.11954 | 954.5784 | 19954.12
1.4868 | 49.8939 | -0.11197 | 446.9653 | 19930.8713 | 1.4868 | 49.9091 | -0.11954 | 954.5726 | 19954.1
1.4872 | 49.8939 | -0.11197 | 446.9491 | 19930.857 | 1.4872 | 49.9091 | -0.11954 | 954.5545 | 19954.09
1.4876 | 49.8938 | -0.11197 | 446.9429 | 19930.8428 | 1.4876 | 49.9091 | -0.11953 | 954.5487 | 19954.08
1.488 | 49.8938 | -0.11197 | 446.9267 | 19930.8285 | 1.488 | 49.9091 | -0.11953 | 954.5306 | 19954.07
1.4884 | 49.8938 | -0.11196 | 446.9205 | 19930.8142 | 1.4884 | 49.909 | -0.11953 | 954.5248 | 19954.06
1.4888 | 49.8938 | -0.11196 | 446.9043 | 19930.8 | 1.4888 | 49.909 | -0.11953 | 954.5067 | 19954.04
1.4892 | 49.8938 | -0.11196 | 446.8981 | 19930.7857 | 1.4892 | 49.9089 | -0.11953 | 954.5009 | 19954.03
1.4896 | 49.8938 | -0.11196 | 446.8819 | 19930.7714 | 1.4896 | 49.9089 | -0.11953 | 954.4828 | 19954.02
1.49 | 49.8937 | -0.11195 | 446.8757 | 19930.7572 | 1.49 | 49.9089 | -0.11953 | 954.4769 | 19954.01
1.4904 | 49.8937 | -0.11195 | 446.8595 | 19930.7429 | 1.4904 | 49.9089 | -0.11952 | 954.4589 | 19953.99
1.4908 | 49.8937 | -0.11195 | 446.8534 | 19930.7286 | 1.4908 | 49.9089 | -0.11952 | 954.453 | 19953.98
1.4912 | 49.8937 | -0.11195 | 446.8371 | 19930.7144 | 1.4912 | 49.9089 | -0.11952 | 954.4349 | 19953.97
1.4916 | 49.8936 | -0.11194 | 446.831 | 19930.7001 | 1.4916 | 49.9088 | -0.11952 | 954.4291 | 19953.96
1.492 | 49.8936 | -0.11194 | 446.8148 | 19930.6859 | 1.492 | 49.9088 | -0.11952 | 954.411 | 19953.95
1.4924 | 49.8936 | -0.11194 | 446.8086 | 19930.6716 | 1.4924 | 49.9088 | -0.11952 | 954.4052 | 19953.93
1.4928 | 49.8936 | -0.11193 | 446.7924 | 19930.6574 | 1.4928 | 49.9088 | -0.11952 | 954.3871 | 19953.92
1.4932 | 49.8935 | -0.11193 | 446.7862 | 19930.6431 | 1.4932 | 49.9087 | -0.11951 | 954.3813 | 19953.91
1.4936 | 49.8935 | -0.11193 | 446.77 | 19930.6288 | 1.4936 | 49.9087 | -0.11951 | 954.3632 | 19953.9
1.494 | 49.8935 | -0.11193 | 446.7638 | 19930.6146 | 1.494 | 49.9087 | -0.11951 | 954.3574 | 19953.88
1.4944 | 49.8935 | -0.11192 | 446.7476 | 19930.6003 | 1.4944 | 49.9087 | -0.11951 | 954.3393 | 19953.87
1.4948 | 49.8934 | -0.11192 | 446.7414 | 19930.5861 | 1.4948 | 49.9086 | -0.11951 | 954.3335 | 19953.86
1.4952 | 49.8934 | -0.11192 | 446.7252 | 19930.5718 | 1.4952 | 49.9086 | -0.11951 | 954.3154 | 19953.85
1.4956 | 49.8934 | -0.11191 | 446.719 | 19930.5576 | 1.4956 | 49.9086 | -0.1195 | 954.3096 | 19953.84
1.496 | 49.8934 | -0.11191 | 446.7028 | 19930.5433 | 1.496 | 49.9086 | -0.1195 | 954.2915 | 19953.82
1.4964 | 49.8933 | -0.11191 | 446.6967 | 19930.5291 | 1.4964 | 49.9085 | -0.1195 | 954.2857 | 19953.81
1.4968 | 49.8933 | -0.11191 | 446.6804 | 19930.5148 | 1.4968 | 49.9085 | -0.1195 | 954.2676 | 19953.8
1.4972 | 49.8933 | -0.1119 | 446.6743 | 19930.5006 | 1.4972 | 49.9085 | -0.1195 | 954.2618 | 19953.79
1.4976 | 49.8933 | -0.1119 | 446.6581 | 19930.4863 | 1.4976 | 49.9085 | -0.1195 | 954.2437 | 19953.77
1.498 | 49.8933 | -0.1119 | 446.6519 | 19930.4721 | 1.498 | 49.9084 | -0.1195 | 954.2379 | 19953.76
1.4984 | 49.8933 | -0.1119 | 446.6357 | 19930.4578 | 1.4984 | 49.9084 | -0.1195 | 954.2198 | 19953.75
1.4988 | 49.8932 | -0.11189 | 446.6295 | 19930.4436 | 1.4988 | 49.9084 | -0.11949 | 954.214 | 19953.74
1.4992 | 49.8932 | -0.11189 | 446.6133 | 19930.4294 | 1.4992 | 49.9084 | -0.11949 | 954.1959 | 19953.73
1.4996 | 49.8932 | -0.11189 | 446.6071 | 19930.4151 | 1.4996 | 49.9083 | -0.11949 | 954.1901 | 19953.71
1.5 | 49.8932 | -0.11189 | 446.5909 | 19930.4009 | 1.5 | 49.9083 | -0.11949 | 954.172 | 19953.7
1.5004 | 49.8931 | -0.11188 | 446.5848 | 19930.3866 | 1.5004 | 49.9083 | -0.11949 | 954.1662 | 19953.69
1.5008 | 49.8931 | -0.11188 | 446.5686 | 19930.3724 | 1.5008 | 49.9083 | -0.11949 | 954.1481 | 19953.68
1.5012 | 49.8931 | -0.11188 | 446.5624 | 19930.3582 | 1.5012 | 49.9082 | -0.11948 | 954.1423 | 19953.66
1.5016 | 49.8931 | -0.11187 | 446.5462 | 19930.3439 | 1.5016 | 49.9082 | -0.11948 | 954.1242 | 19953.65
1.502 | 49.893 | -0.11187 | 446.54 | 19930.3297 | 1.502 | 49.9082 | -0.11948 | 954.1184 | 19953.64
1.5024 | 49.893 | -0.11187 | 446.5238 | 19930.3154 | 1.5024 | 49.9082 | -0.11948 | 954.1003 | 19953.63
1.5028 | 49.893 | -0.11186 | 446.5176 | 19930.3012 | 1.5028 | 49.9081 | -0.11948 | 954.0945 | 19953.62
1.5032 | 49.893 | -0.11186 | 446.5014 | 19930.287 | 1.5032 | 49.9081 | -0.11948 | 954.0764 | 19953.6
1.5036 | 49.8929 | -0.11186 | 446.4953 | 19930.2727 | 1.5036 | 49.9081 | -0.11948 | 954.0706 | 19953.59
1.504 | 49.8929 | -0.11186 | 446.4791 | 19930.2585 | 1.504 | 49.9081 | -0.11948 | 954.0526 | 19953.58
1.5044 | 49.8929 | -0.11185 | 446.4729 | 19930.2443 | 1.5044 | 49.908 | -0.11947 | 954.0467 | 19953.57
1.5048 | 49.8929 | -0.11185 | 446.4567 | 19930.23 | 1.5048 | 49.908 | -0.11947 | 954.0287 | 19953.55
1.5052 | 49.8929 | -0.11185 | 446.4505 | 19930.2158 | 1.5052 | 49.908 | -0.11947 | 954.0229 | 19953.54
1.5056 | 49.8929 | -0.11185 | 446.4343 | 19930.2016 | 1.5056 | 49.908 | -0.11947 | 954.0048 | 19953.53
1.506 | 49.8928 | -0.11184 | 446.4282 | 19930.1873 | 1.506 | 49.9079 | -0.11947 | 953.999 | 19953.52
1.5064 | 49.8928 | -0.11184 | 446.412 | 19930.1731 | 1.5064 | 49.9079 | -0.11947 | 953.9809 | 19953.51
1.5068 | 49.8928 | -0.11184 | 446.4058 | 19930.1589 | 1.5068 | 49.9079 | -0.11946 | 953.9751 | 19953.49
1.5072 | 49.8928 | -0.11184 | 446.3896 | 19930.1447 | 1.5072 | 49.9079 | -0.11946 | 953.957 | 19953.48
1.5076 | 49.8927 | -0.11183 | 446.3834 | 19930.1304 | 1.5076 | 49.9079 | -0.11946 | 953.9512 | 19953.47
1.508 | 49.8927 | -0.11183 | 446.3672 | 19930.1162 | 1.508 | 49.9079 | -0.11946 | 953.9331 | 19953.46
1.5084 | 49.8927 | -0.11183 | 446.3611 | 19930.102 | 1.5084 | 49.9078 | -0.11946 | 953.9273 | 19953.44
1.5088 | 49.8927 | -0.11182 | 446.3449 | 19930.0878 | 1.5088 | 49.9078 | -0.11946 | 953.9092 | 19953.43
1.5092 | 49.8926 | -0.11182 | 446.3387 | 19930.0735 | 1.5092 | 49.9078 | -0.11946 | 953.9034 | 19953.42
1.5096 | 49.8926 | -0.11182 | 446.3225 | 19930.0593 | 1.5096 | 49.9078 | -0.11946 | 953.8853 | 19953.41
1.51 | 49.8926 | -0.11182 | 446.3163 | 19930.0451 | 1.51 | 49.9077 | -0.11945 | 953.8795 | 19953.4
1.5104 | 49.8926 | -0.11181 | 446.3001 | 19930.0309 | 1.5104 | 49.9077 | -0.11945 | 953.8614 | 19953.38
1.5108 | 49.8925 | -0.11181 | 446.294 | 19930.0166 | 1.5108 | 49.9077 | -0.11945 | 953.8556 | 19953.37
1.5112 | 49.8925 | -0.11181 | 446.2778 | 19930.0024 | 1.5112 | 49.9077 | -0.11945 | 953.8375 | 19953.36
1.5116 | 49.8925 | -0.1118 | 446.2716 | 19929.9882 | 1.5116 | 49.9076 | -0.11945 | 953.8317 | 19953.35
1.512 | 49.8925 | -0.1118 | 446.2554 | 19929.974 | 1.512 | 49.9076 | -0.11945 | 953.8136 | 19953.33
1.5124 | 49.8925 | -0.1118 | 446.2493 | 19929.9598 | 1.5124 | 49.9076 | -0.11944 | 953.8078 | 19953.32
1.5128 | 49.8925 | -0.1118 | 446.233 | 19929.9456 | 1.5128 | 49.9076 | -0.11944 | 953.7897 | 19953.31
1.5132 | 49.8924 | -0.11179 | 446.2269 | 19929.9313 | 1.5132 | 49.9075 | -0.11944 | 953.7839 | 19953.3
1.5136 | 49.8924 | -0.11179 | 446.2107 | 19929.9171 | 1.5136 | 49.9075 | -0.11944 | 953.7659 | 19953.29
1.514 | 49.8924 | -0.11179 | 446.2045 | 19929.9029 | 1.514 | 49.9075 | -0.11944 | 953.7601 | 19953.27
1.5144 | 49.8924 | -0.11179 | 446.1883 | 19929.8887 | 1.5144 | 49.9075 | -0.11944 | 953.742 | 19953.26
1.5148 | 49.8923 | -0.11178 | 446.1822 | 19929.8745 | 1.5148 | 49.9074 | -0.11944 | 953.7362 | 19953.25
1.5152 | 49.8923 | -0.11178 | 446.166 | 19929.8603 | 1.5152 | 49.9074 | -0.11944 | 953.7181 | 19953.24
1.5156 | 49.8923 | -0.11178 | 446.1598 | 19929.8461 | 1.5156 | 49.9074 | -0.11943 | 953.7123 | 19953.22
1.516 | 49.8923 | -0.11178 | 446.1436 | 19929.8319 | 1.516 | 49.9074 | -0.11943 | 953.6942 | 19953.21
1.5164 | 49.8922 | -0.11177 | 446.1375 | 19929.8176 | 1.5164 | 49.9073 | -0.11943 | 953.6884 | 19953.2
1.5168 | 49.8922 | -0.11177 | 446.1213 | 19929.8034 | 1.5168 | 49.9073 | -0.11943 | 953.6703 | 19953.19
1.5172 | 49.8922 | -0.11177 | 446.1151 | 19929.7892 | 1.5172 | 49.9073 | -0.11943 | 953.6645 | 19953.18
1.5176 | 49.8922 | -0.11176 | 446.0989 | 19929.775 | 1.5176 | 49.9073 | -0.11943 | 953.6464 | 19953.16
1.518 | 49.8921 | -0.11176 | 446.0928 | 19929.7608 | 1.518 | 49.9072 | -0.11942 | 953.6406 | 19953.15
1.5184 | 49.8921 | -0.11176 | 446.0766 | 19929.7466 | 1.5184 | 49.9072 | -0.11942 | 953.6225 | 19953.14
1.5188 | 49.8921 | -0.11175 | 446.0704 | 19929.7324 | 1.5188 | 49.9072 | -0.11942 | 953.6167 | 19953.13
1.5192 | 49.8921 | -0.11175 | 446.0542 | 19929.7182 | 1.5192 | 49.9072 | -0.11942 | 953.5987 | 19953.11
1.5196 | 49.8921 | -0.11175 | 446.0481 | 19929.704 | 1.5196 | 49.9071 | -0.11942 | 953.5929 | 19953.1
1.52 | 49.8921 | -0.11175 | 446.0319 | 19929.6898 | 1.52 | 49.9071 | -0.11942 | 953.5748 | 19953.09
1.5204 | 49.892 | -0.11174 | 446.0257 | 19929.6756 | 1.5204 | 49.9071 | -0.11942 | 953.569 | 19953.08
1.5208 | 49.892 | -0.11174 | 446.0095 | 19929.6614 | 1.5208 | 49.9071 | -0.11941 | 953.5509 | 19953.07
1.5212 | 49.892 | -0.11174 | 446.0034 | 19929.6472 | 1.5212 | 49.907 | -0.11941 | 953.5451 | 19953.05
1.5216 | 49.892 | -0.11174 | 445.9872 | 19929.633 | 1.5216 | 49.907 | -0.11941 | 953.527 | 19953.04
1.522 | 49.8919 | -0.11173 | 445.981 | 19929.6188 | 1.522 | 49.907 | -0.11941 | 953.5212 | 19953.03
1.5224 | 49.8919 | -0.11173 | 445.9648 | 19929.6046 | 1.5224 | 49.907 | -0.11941 | 953.5031 | 19953.02
1.5228 | 49.8919 | -0.11173 | 445.9587 | 19929.5904 | 1.5228 | 49.907 | -0.11941 | 953.4973 | 19953
1.5232 | 49.8919 | -0.11173 | 445.9425 | 19929.5762 | 1.5232 | 49.907 | -0.11941 | 953.4792 | 19952.99
1.5236 | 49.8918 | -0.11172 | 445.9363 | 19929.562 | 1.5236 | 49.9069 | -0.1194 | 953.4734 | 19952.98
1.524 | 49.8918 | -0.11172 | 445.9201 | 19929.5478 | 1.524 | 49.9069 | -0.1194 | 953.4554 | 19952.97
1.5244 | 49.8918 | -0.11172 | 445.914 | 19929.5336 | 1.5244 | 49.9068 | -0.1194 | 953.4496 | 19952.96
1.5248 | 49.8918 | -0.11171 | 445.8978 | 19929.5194 | 1.5248 | 49.9068 | -0.1194 | 953.4315 | 19952.94
1.5252 | 49.8917 | -0.11171 | 445.8916 | 19929.5052 | 1.5252 | 49.9068 | -0.1194 | 953.4257 | 19952.93
1.5256 | 49.8917 | -0.11171 | 445.8754 | 19929.4911 | 1.5256 | 49.9068 | -0.1194 | 953.4076 | 19952.92
1.526 | 49.8917 | -0.11171 | 445.8693 | 19929.4769 | 1.526 | 49.9068 | -0.1194 | 953.4018 | 19952.91
1.5264 | 49.8917 | -0.1117 | 445.8531 | 19929.4627 | 1.5264 | 49.9068 | -0.11939 | 953.3837 | 19952.89
1.5268 | 49.8916 | -0.1117 | 445.847 | 19929.4485 | 1.5268 | 49.9067 | -0.11939 | 953.3779 | 19952.88
1.5272 | 49.8916 | -0.1117 | 445.8307 | 19929.4343 | 1.5272 | 49.9067 | -0.11939 | 953.3598 | 19952.87
1.5276 | 49.8916 | -0.11169 | 445.8246 | 19929.4201 | 1.5276 | 49.9067 | -0.11939 | 953.3541 | 19952.86
1.528 | 49.8916 | -0.11169 | 445.8084 | 19929.4059 | 1.528 | 49.9067 | -0.11939 | 953.336 | 19952.85
1.5284 | 49.8916 | -0.11169 | 445.8023 | 19929.3917 | 1.5284 | 49.9066 | -0.11939 | 953.3302 | 19952.83
1.5288 | 49.8916 | -0.11169 | 445.7861 | 19929.3776 | 1.5288 | 49.9066 | -0.11939 | 953.3121 | 19952.82
1.5292 | 49.8915 | -0.11168 | 445.7799 | 19929.3634 | 1.5292 | 49.9066 | -0.11938 | 953.3063 | 19952.81
1.5296 | 49.8915 | -0.11168 | 445.7637 | 19929.3492 | 1.5296 | 49.9066 | -0.11938 | 953.2882 | 19952.8
1.53 | 49.8915 | -0.11168 | 445.7576 | 19929.335 | 1.53 | 49.9065 | -0.11938 | 953.2824 | 19952.78
1.5304 | 49.8915 | -0.11168 | 445.7414 | 19929.3208 | 1.5304 | 49.9065 | -0.11938 | 953.2643 | 19952.77
1.5308 | 49.8914 | -0.11167 | 445.7353 | 19929.3067 | 1.5308 | 49.9065 | -0.11938 | 953.2585 | 19952.76
1.5312 | 49.8914 | -0.11167 | 445.7191 | 19929.2925 | 1.5312 | 49.9065 | -0.11938 | 953.2405 | 19952.75
1.5316 | 49.8914 | -0.11167 | 445.7129 | 19929.2783 | 1.5316 | 49.9064 | -0.11938 | 953.2347 | 19952.74
1.532 | 49.8914 | -0.11167 | 445.6967 | 19929.2641 | 1.532 | 49.9064 | -0.11937 | 953.2166 | 19952.72
1.5324 | 49.8913 | -0.11166 | 445.6906 | 19929.2499 | 1.5324 | 49.9064 | -0.11937 | 953.2108 | 19952.71
1.5328 | 49.8913 | -0.11166 | 445.6744 | 19929.2358 | 1.5328 | 49.9064 | -0.11937 | 953.1927 | 19952.7
1.5332 | 49.8913 | -0.11166 | 445.6683 | 19929.2216 | 1.5332 | 49.9063 | -0.11937 | 953.1869 | 19952.69
1.5336 | 49.8913 | -0.11165 | 445.6521 | 19929.2074 | 1.5336 | 49.9063 | -0.11937 | 953.1688 | 19952.67
1.534 | 49.8912 | -0.11165 | 445.646 | 19929.1932 | 1.534 | 49.9063 | -0.11937 | 953.163 | 19952.66
1.5344 | 49.8912 | -0.11165 | 445.6297 | 19929.1791 | 1.5344 | 49.9063 | -0.11937 | 953.145 | 19952.65
1.5348 | 49.8912 | -0.11164 | 445.6236 | 19929.1649 | 1.5348 | 49.9062 | -0.11936 | 953.1392 | 19952.64
1.5352 | 49.8912 | -0.11164 | 445.6074 | 19929.1507 | 1.5352 | 49.9062 | -0.11936 | 953.1211 | 19952.63
1.5356 | 49.8912 | -0.11164 | 445.6013 | 19929.1365 | 1.5356 | 49.9062 | -0.11936 | 953.1153 | 19952.61
1.536 | 49.8912 | -0.11164 | 445.5851 | 19929.1224 | 1.536 | 49.9062 | -0.11936 | 953.0972 | 19952.6
1.5364 | 49.8911 | -0.11163 | 445.579 | 19929.1082 | 1.5364 | 49.9061 | -0.11936 | 953.0914 | 19952.59
1.5368 | 49.8911 | -0.11163 | 445.5628 | 19929.094 | 1.5368 | 49.9061 | -0.11936 | 953.0733 | 19952.58
1.5372 | 49.8911 | -0.11163 | 445.5566 | 19929.0799 | 1.5372 | 49.9061 | -0.11936 | 953.0676 | 19952.56
1.5376 | 49.8911 | -0.11163 | 445.5404 | 19929.0657 | 1.5376 | 49.9061 | -0.11935 | 953.0495 | 19952.55
1.538 | 49.891 | -0.11162 | 445.5343 | 19929.0515 | 1.538 | 49.906 | -0.11935 | 953.0437 | 19952.54
1.5384 | 49.891 | -0.11162 | 445.5181 | 19929.0374 | 1.5384 | 49.906 | -0.11935 | 953.0256 | 19952.53
1.5388 | 49.891 | -0.11162 | 445.512 | 19929.0232 | 1.5388 | 49.906 | -0.11935 | 953.0198 | 19952.52
1.5392 | 49.891 | -0.11162 | 445.4958 | 19929.009 | 1.5392 | 49.906 | -0.11935 | 953.0017 | 19952.5
1.5396 | 49.8909 | -0.11161 | 445.4897 | 19928.9949 | 1.5396 | 49.9059 | -0.11935 | 952.996 | 19952.49
1.54 | 49.8909 | -0.11161 | 445.4735 | 19928.9807 | 1.54 | 49.9059 | -0.11935 | 952.9779 | 19952.48
1.5404 | 49.8909 | -0.11161 | 445.4674 | 19928.9666 | 1.5404 | 49.9059 | -0.11934 | 952.9721 | 19952.47
1.5408 | 49.8909 | -0.1116 | 445.4511 | 19928.9524 | 1.5408 | 49.9059 | -0.11934 | 952.954 | 19952.45
1.5412 | 49.8908 | -0.1116 | 445.445 | 19928.9382 | 1.5412 | 49.9059 | -0.11934 | 952.9482 | 19952.44
1.5416 | 49.8908 | -0.1116 | 445.4288 | 19928.9241 | 1.5416 | 49.9059 | -0.11934 | 952.9301 | 19952.43
1.542 | 49.8908 | -0.1116 | 445.4227 | 19928.9099 | 1.542 | 49.9058 | -0.11934 | 952.9243 | 19952.42
1.5424 | 49.8908 | -0.11159 | 445.4065 | 19928.8958 | 1.5424 | 49.9058 | -0.11934 | 952.9063 | 19952.41
1.5428 | 49.8908 | -0.11159 | 445.4004 | 19928.8816 | 1.5428 | 49.9057 | -0.11934 | 952.9005 | 19952.39
1.5432 | 49.8908 | -0.11159 | 445.3842 | 19928.8674 | 1.5432 | 49.9057 | -0.11933 | 952.8824 | 19952.38
1.5436 | 49.8907 | -0.11158 | 445.3781 | 19928.8533 | 1.5436 | 49.9057 | -0.11933 | 952.8766 | 19952.37
1.544 | 49.8907 | -0.11158 | 445.3619 | 19928.8391 | 1.544 | 49.9057 | -0.11933 | 952.8585 | 19952.36
1.5444 | 49.8907 | -0.11158 | 445.3558 | 19928.825 | 1.5444 | 49.9057 | -0.11933 | 952.8527 | 19952.34
1.5448 | 49.8907 | -0.11158 | 445.3395 | 19928.8108 | 1.5448 | 49.9057 | -0.11933 | 952.8347 | 19952.33
1.5452 | 49.8906 | -0.11157 | 445.3334 | 19928.7967 | 1.5452 | 49.9056 | -0.11933 | 952.8289 | 19952.32
1.5456 | 49.8906 | -0.11157 | 445.3172 | 19928.7825 | 1.5456 | 49.9056 | -0.11933 | 952.8108 | 19952.31
1.546 | 49.8906 | -0.11157 | 445.3111 | 19928.7684 | 1.546 | 49.9056 | -0.11932 | 952.805 | 19952.3
1.5464 | 49.8906 | -0.11157 | 445.2949 | 19928.7542 | 1.5464 | 49.9056 | -0.11932 | 952.7869 | 19952.28
1.5468 | 49.8905 | -0.11156 | 445.2888 | 19928.7401 | 1.5468 | 49.9055 | -0.11932 | 952.7812 | 19952.27
1.5472 | 49.8905 | -0.11156 | 445.2726 | 19928.7259 | 1.5472 | 49.9055 | -0.11932 | 952.7631 | 19952.26
1.5476 | 49.8905 | -0.11156 | 445.2665 | 19928.7118 | 1.5476 | 49.9055 | -0.11932 | 952.7573 | 19952.25
1.548 | 49.8905 | -0.11156 | 445.2503 | 19928.6976 | 1.548 | 49.9055 | -0.11932 | 952.7392 | 19952.23
1.5484 | 49.8904 | -0.11155 | 445.2442 | 19928.6835 | 1.5484 | 49.9054 | -0.11932 | 952.7334 | 19952.22
1.5488 | 49.8904 | -0.11155 | 445.228 | 19928.6693 | 1.5488 | 49.9054 | -0.11931 | 952.7153 | 19952.21
1.5492 | 49.8904 | -0.11155 | 445.2219 | 19928.6552 | 1.5492 | 49.9054 | -0.11931 | 952.7096 | 19952.2
1.5496 | 49.8904 | -0.11154 | 445.2057 | 19928.6411 | 1.5496 | 49.9054 | -0.11931 | 952.6915 | 19952.19
1.55 | 49.8904 | -0.11154 | 445.1996 | 19928.6269 | 1.55 | 49.9053 | -0.11931 | 952.6857 | 19952.17
1.5504 | 49.8904 | -0.11154 | 445.1834 | 19928.6128 | 1.5504 | 49.9053 | -0.11931 | 952.6676 | 19952.16
1.5508 | 49.8903 | -0.11153 | 445.1773 | 19928.5986 | 1.5508 | 49.9053 | -0.11931 | 952.6618 | 19952.15
1.5512 | 49.8903 | -0.11153 | 445.1611 | 19928.5845 | 1.5512 | 49.9053 | -0.11931 | 952.6438 | 19952.14
1.5516 | 49.8903 | -0.11153 | 445.155 | 19928.5703 | 1.5516 | 49.9052 | -0.1193 | 952.638 | 19952.13
1.552 | 49.8903 | -0.11153 | 445.1388 | 19928.5562 | 1.552 | 49.9052 | -0.1193 | 952.6199 | 19952.11
1.5524 | 49.8902 | -0.11152 | 445.1327 | 19928.5421 | 1.5524 | 49.9052 | -0.1193 | 952.6141 | 19952.1
1.5528 | 49.8902 | -0.11152 | 445.1164 | 19928.5279 | 1.5528 | 49.9052 | -0.1193 | 952.596 | 19952.09
1.5532 | 49.8902 | -0.11152 | 445.1104 | 19928.5138 | 1.5532 | 49.9051 | -0.11937 | 952.0109 | 19952.08
1.5536 | 49.8902 | -0.11152 | 445.0941 | 19928.4997 | 1.5536 | 49.9051 | -0.11941 | 951.7131 | 19952.06
1.554 | 49.8901 | -0.11151 | 445.0881 | 19928.4855 | 1.554 | 49.9051 | -0.11924 | 953.0084 | 19952.05
1.5544 | 49.8901 | -0.11151 | 445.0718 | 19928.4714 | 1.5544 | 49.9051 | -0.11931 | 952.4569 | 19952.04
1.5548 | 49.8901 | -0.11151 | 445.0658 | 19928.4573 | 1.5548 | 49.905 | -0.1192 | 953.2804 | 19952.03
1.5552 | 49.8901 | -0.11151 | 445.0495 | 19928.4431 | 1.5552 | 49.905 | -0.11925 | 952.846 | 19952.02
1.5556 | 49.89 | -0.1115 | 445.0435 | 19928.429 | 1.5556 | 49.905 | -0.11928 | 952.5686 | 19952
1.556 | 49.89 | -0.1115 | 445.0272 | 19928.4149 | 1.556 | 49.905 | -0.11927 | 952.6153 | 19951.99
1.5564 | 49.89 | -0.1115 | 445.0212 | 19928.4007 | 1.5564 | 49.9049 | -0.11934 | 952.0785 | 19951.98
1.5568 | 49.89 | -0.11149 | 445.0049 | 19928.3866 | 1.5568 | 49.9049 | -0.11932 | 952.1902 | 19951.97
1.5572 | 49.89 | -0.11149 | 444.9989 | 19928.3725 | 1.5572 | 49.9049 | -0.1193 | 952.3572 | 19951.95
1.5576 | 49.89 | -0.11149 | 444.9826 | 19928.3583 | 1.5576 | 49.9049 | -0.11929 | 952.3941 | 19951.94
1.558 | 49.8899 | -0.11149 | 444.9766 | 19928.3442 | 1.558 | 49.9049 | -0.11928 | 952.4377 | 19951.93
1.5584 | 49.8899 | -0.11148 | 444.9603 | 19928.3301 | 1.5584 | 49.9049 | -0.11928 | 952.425 | 19951.92
1.5588 | 49.8899 | -0.11148 | 444.9543 | 19928.316 | 1.5588 | 49.9048 | -0.11928 | 952.4222 | 19951.91
1.5592 | 49.8899 | -0.11148 | 444.938 | 19928.3018 | 1.5592 | 49.9048 | -0.11928 | 952.405 | 19951.89
1.5596 | 49.8898 | -0.11147 | 444.932 | 19928.2877 | 1.5596 | 49.9047 | -0.11927 | 952.3991 | 19951.88
1.56 | 49.8898 | -0.11147 | 444.9157 | 19928.2736 | 1.56 | 49.9047 | -0.11927 | 952.3814 | 19951.87
1.5604 | 49.8898 | -0.11147 | 444.9097 | 19928.2595 | 1.5604 | 49.9047 | -0.11927 | 952.3753 | 19951.86
1.5608 | 49.8898 | -0.11147 | 444.8935 | 19928.2453 | 1.5608 | 49.9047 | -0.11927 | 952.3576 | 19951.84
1.5612 | 49.8897 | -0.11146 | 444.8874 | 19928.2312 | 1.5612 | 49.9046 | -0.11927 | 952.3515 | 19951.83
1.5616 | 49.8897 | -0.11146 | 444.8712 | 19928.2171 | 1.5616 | 49.9046 | -0.11927 | 952.3337 | 19951.82
1.562 | 49.8897 | -0.11146 | 444.8651 | 19928.203 | 1.562 | 49.9046 | -0.11927 | 952.3276 | 19951.81
1.5624 | 49.8897 | -0.11146 | 444.8489 | 19928.1889 | 1.5624 | 49.9046 | -0.11927 | 952.3099 | 19951.8
1.5628 | 49.8896 | -0.11145 | 444.8428 | 19928.1747 | 1.5628 | 49.9046 | -0.11926 | 952.3038 | 19951.78
1.5632 | 49.8896 | -0.11145 | 444.8266 | 19928.1606 | 1.5632 | 49.9046 | -0.11926 | 952.286 | 19951.77
1.5636 | 49.8896 | -0.11145 | 444.8205 | 19928.1465 | 1.5636 | 49.9045 | -0.11926 | 952.2799 | 19951.76
1.564 | 49.8896 | -0.11145 | 444.8043 | 19928.1324 | 1.564 | 49.9045 | -0.11926 | 952.2622 | 19951.75
1.5644 | 49.8896 | -0.11144 | 444.7982 | 19928.1183 | 1.5644 | 49.9045 | -0.11926 | 952.2561 | 19951.73
1.5648 | 49.8896 | -0.11144 | 444.782 | 19928.1042 | 1.5648 | 49.9045 | -0.11926 | 952.2383 | 19951.72
1.5652 | 49.8895 | -0.11144 | 444.7759 | 19928.09 | 1.5652 | 49.9044 | -0.11925 | 952.2322 | 19951.71
1.5656 | 49.8895 | -0.11143 | 444.7597 | 19928.0759 | 1.5656 | 49.9044 | -0.11925 | 952.2145 | 19951.7
1.566 | 49.8895 | -0.11143 | 444.7536 | 19928.0618 | 1.566 | 49.9044 | -0.11925 | 952.2084 | 19951.69
1.5664 | 49.8895 | -0.11143 | 444.7374 | 19928.0477 | 1.5664 | 49.9044 | -0.11925 | 952.1906 | 19951.67
1.5668 | 49.8894 | -0.11143 | 444.7314 | 19928.0336 | 1.5668 | 49.9043 | -0.11925 | 952.1845 | 19951.66
1.5672 | 49.8894 | -0.11142 | 444.7117 | 19928.0195 | 1.5672 | 49.9043 | -0.11925 | 952.1668 | 19951.65
1.5676 | 49.8894 | -0.11124 | 445.4311 | 19928.0054 | 1.5676 | 49.9043 | -0.11925 | 952.1607 | 19951.64
1.568 | 49.8894 | -0.11142 | 444.6803 | 19927.9913 | 1.568 | 49.9043 | -0.11925 | 952.1429 | 19951.62
1.5684 | 49.8893 | -0.11145 | 444.567 | 19927.9772 | 1.5684 | 49.9042 | -0.11924 | 952.1368 | 19951.61
1.5688 | 49.8893 | -0.11138 | 444.8104 | 19927.9631 | 1.5688 | 49.9042 | -0.11924 | 952.1191 | 19951.6
1.5692 | 49.8893 | -0.11143 | 444.5638 | 19927.949 | 1.5692 | 49.9042 | -0.11924 | 952.113 | 19951.59
1.5696 | 49.8893 | -0.11152 | 444.2094 | 19927.9348 | 1.5696 | 49.9042 | -0.11924 | 952.0952 | 19951.58
1.57 | 49.8892 | -0.11033 | 448.9396 | 19927.9207 | 1.57 | 49.9041 | -0.11924 | 952.0891 | 19951.56
1.5704 | 49.8892 | -0.11096 | 446.3882 | 19927.9066 | 1.5704 | 49.9041 | -0.11924 | 952.0714 | 19951.55
1.5708 | 49.8892 | -0.11156 | 443.9838 | 19927.8925 | 1.5708 | 49.9041 | -0.11923 | 952.0653 | 19951.54
1.5712 | 49.8892 | -0.11146 | 444.3428 | 19927.8784 | 1.5712 | 49.9041 | -0.11923 | 952.0475 | 19951.53
1.5716 | 49.8892 | -0.11125 | 445.1731 | 19927.8643 | 1.5716 | 49.904 | -0.11923 | 952.0414 | 19951.51
1.572 | 49.8892 | -0.11109 | 445.8024 | 19927.8502 | 1.572 | 49.904 | -0.11923 | 952.0237 | 19951.5
1.5724 | 49.8891 | -0.11155 | 443.9087 | 19927.8361 | 1.5724 | 49.904 | -0.11923 | 952.0176 | 19951.49
1.5728 | 49.8891 | -0.11135 | 444.7206 | 19927.822 | 1.5728 | 49.904 | -0.11923 | 951.9999 | 19951.48
1.5732 | 49.8891 | -0.11142 | 444.4058 | 19927.8079 | 1.5732 | 49.9039 | -0.11923 | 951.9937 | 19951.47
1.5736 | 49.8891 | -0.11138 | 444.5312 | 19927.7938 | 1.5736 | 49.9039 | -0.11923 | 951.976 | 19951.45
1.574 | 49.889 | -0.1114 | 444.4222 | 19927.7797 | 1.574 | 49.9039 | -0.11922 | 951.9699 | 19951.44
1.5744 | 49.889 | -0.11125 | 445.0165 | 19927.7656 | 1.5744 | 49.9039 | -0.11922 | 951.9522 | 19951.43
1.5748 | 49.889 | -0.11144 | 444.2375 | 19927.7515 | 1.5748 | 49.9038 | -0.11922 | 951.946 | 19951.42
1.5752 | 49.889 | -0.11136 | 444.5441 | 19927.7374 | 1.5752 | 49.9038 | -0.11922 | 951.9283 | 19951.4
1.5756 | 49.8889 | -0.11136 | 444.5089 | 19927.7234 | 1.5756 | 49.9038 | -0.11922 | 951.9222 | 19951.39
1.576 | 49.8889 | -0.11137 | 444.4479 | 19927.7093 | 1.576 | 49.9038 | -0.11922 | 951.9045 | 19951.38
1.5764 | 49.8889 | -0.11136 | 444.4697 | 19927.6952 | 1.5764 | 49.9038 | -0.11921 | 951.8984 | 19951.37
1.5768 | 49.8889 | -0.11136 | 444.4386 | 19927.6811 | 1.5768 | 49.9038 | -0.11921 | 951.8806 | 19951.36
1.5772 | 49.8888 | -0.11135 | 444.4433 | 19927.667 | 1.5772 | 49.9037 | -0.11921 | 951.8745 | 19951.34
1.5776 | 49.8888 | -0.11135 | 444.4214 | 19927.6529 | 1.5776 | 49.9037 | -0.11921 | 951.8568 | 19951.33
1.578 | 49.8888 | -0.11135 | 444.4199 | 19927.6388 | 1.578 | 49.9036 | -0.11921 | 951.8507 | 19951.32
1.5784 | 49.8888 | -0.11135 | 444.4007 | 19927.6247 | 1.5784 | 49.9036 | -0.11921 | 951.8329 | 19951.31
1.5788 | 49.8887 | -0.11134 | 444.3974 | 19927.6106 | 1.5788 | 49.9036 | -0.11921 | 951.8268 | 19951.29
1.5792 | 49.8887 | -0.11134 | 444.379 | 19927.5965 | 1.5792 | 49.9036 | -0.11921 | 951.8091 | 19951.28
1.5796 | 49.8887 | -0.11134 | 444.375 | 19927.5825 | 1.5796 | 49.9036 | -0.1192 | 951.803 | 19951.27
1.58 | 49.8887 | -0.11134 | 444.3569 | 19927.5684 | 1.58 | 49.9036 | -0.1192 | 951.7853 | 19951.26
1.5804 | 49.8887 | -0.11133 | 444.3527 | 19927.5543 | 1.5804 | 49.9035 | -0.1192 | 951.7792 | 19951.25
1.5808 | 49.8887 | -0.11133 | 444.3347 | 19927.5402 | 1.5808 | 49.9035 | -0.1192 | 951.7614 | 19951.23
1.5812 | 49.8886 | -0.11133 | 444.3304 | 19927.5261 | 1.5812 | 49.9035 | -0.1192 | 951.7553 | 19951.22
1.5816 | 49.8886 | -0.11133 | 444.3124 | 19927.512 | 1.5816 | 49.9035 | -0.1192 | 951.7376 | 19951.21
1.582 | 49.8886 | -0.11132 | 444.3082 | 19927.4979 | 1.582 | 49.9034 | -0.11919 | 951.7315 | 19951.2
1.5824 | 49.8886 | -0.11132 | 444.2902 | 19927.4839 | 1.5824 | 49.9034 | -0.11919 | 951.7137 | 19951.19
1.5828 | 49.8885 | -0.11132 | 444.2859 | 19927.4698 | 1.5828 | 49.9034 | -0.11919 | 951.7076 | 19951.17
1.5832 | 49.8885 | -0.11131 | 444.2679 | 19927.4557 | 1.5832 | 49.9034 | -0.11919 | 951.6899 | 19951.16
1.5836 | 49.8885 | -0.11131 | 444.2636 | 19927.4416 | 1.5836 | 49.9033 | -0.11919 | 951.6838 | 19951.15
1.584 | 49.8885 | -0.11131 | 444.2456 | 19927.4275 | 1.584 | 49.9033 | -0.11919 | 951.6661 | 19951.14
1.5844 | 49.8884 | -0.1113 | 444.2414 | 19927.4135 | 1.5844 | 49.9033 | -0.11919 | 951.66 | 19951.12
1.5848 | 49.8884 | -0.1113 | 444.2234 | 19927.3994 | 1.5848 | 49.9033 | -0.11919 | 951.6422 | 19951.11
1.5852 | 49.8884 | -0.1113 | 444.2191 | 19927.3853 | 1.5852 | 49.9032 | -0.11918 | 951.6361 | 19951.1
1.5856 | 49.8884 | -0.1113 | 444.2011 | 19927.3712 | 1.5856 | 49.9032 | -0.11918 | 951.6184 | 19951.09
1.586 | 49.8883 | -0.11129 | 444.1968 | 19927.3572 | 1.586 | 49.9032 | -0.11918 | 951.6123 | 19951.08
1.5864 | 49.8883 | -0.11129 | 444.1789 | 19927.3431 | 1.5864 | 49.9032 | -0.11918 | 951.5946 | 19951.06
1.5868 | 49.8883 | -0.11129 | 444.1746 | 19927.329 | 1.5868 | 49.9031 | -0.11918 | 951.5885 | 19951.05
1.5872 | 49.8883 | -0.11129 | 444.1566 | 19927.3149 | 1.5872 | 49.9031 | -0.11918 | 951.5707 | 19951.04
1.5876 | 49.8883 | -0.11128 | 444.1523 | 19927.3009 | 1.5876 | 49.9031 | -0.11917 | 951.5646 | 19951.03
1.588 | 49.8883 | -0.11128 | 444.1343 | 19927.2868 | 1.588 | 49.9031 | -0.11917 | 951.5469 | 19951.01
1.5884 | 49.8882 | -0.11128 | 444.1301 | 19927.2727 | 1.5884 | 49.903 | -0.11917 | 951.5408 | 19951
1.5888 | 49.8882 | -0.11128 | 444.1121 | 19927.2587 | 1.5888 | 49.903 | -0.11917 | 951.5231 | 19950.99
1.5892 | 49.8882 | -0.11127 | 444.1078 | 19927.2446 | 1.5892 | 49.903 | -0.11917 | 951.517 | 19950.98
1.5896 | 49.8882 | -0.11127 | 444.0898 | 19927.2305 | 1.5896 | 49.903 | -0.11917 | 951.4992 | 19950.97
1.59 | 49.8881 | -0.11127 | 444.0856 | 19927.2165 | 1.59 | 49.9029 | -0.11917 | 951.4931 | 19950.95
1.5904 | 49.8881 | -0.11126 | 444.0676 | 19927.2024 | 1.5904 | 49.9029 | -0.11916 | 951.4754 | 19950.94
1.5908 | 49.8881 | -0.11126 | 444.0633 | 19927.1883 | 1.5908 | 49.9029 | -0.11916 | 951.4693 | 19950.93
1.5912 | 49.8881 | -0.11126 | 444.0453 | 19927.1743 | 1.5912 | 49.9029 | -0.11916 | 951.4516 | 19950.92
1.5916 | 49.888 | -0.11125 | 444.041 | 19927.1602 | 1.5916 | 49.9028 | -0.11916 | 951.4455 | 19950.9
1.592 | 49.888 | -0.11125 | 444.0231 | 19927.1461 | 1.592 | 49.9028 | -0.11916 | 951.4277 | 19950.89
1.5924 | 49.888 | -0.11125 | 444.0188 | 19927.1321 | 1.5924 | 49.9028 | -0.11916 | 951.4216 | 19950.88
1.5928 | 49.888 | -0.11125 | 444.0008 | 19927.118 | 1.5928 | 49.9028 | -0.11916 | 951.4039 | 19950.87
1.5932 | 49.8879 | -0.11124 | 443.9965 | 19927.1039 | 1.5932 | 49.9027 | -0.11915 | 951.3978 | 19950.86
1.5936 | 49.8879 | -0.11124 | 443.9786 | 19927.0899 | 1.5936 | 49.9027 | -0.11915 | 951.3801 | 19950.84
1.594 | 49.8879 | -0.11124 | 443.9743 | 19927.0758 | 1.594 | 49.9027 | -0.11915 | 951.374 | 19950.83
1.5944 | 49.8879 | -0.11124 | 443.9563 | 19927.0618 | 1.5944 | 49.9027 | -0.11915 | 951.3562 | 19950.82
1.5948 | 49.8879 | -0.11123 | 443.952 | 19927.0477 | 1.5948 | 49.9027 | -0.11915 | 951.3501 | 19950.81
1.5952 | 49.8879 | -0.11123 | 443.9341 | 19927.0337 | 1.5952 | 49.9027 | -0.11915 | 951.3324 | 19950.79
1.5956 | 49.8878 | -0.11123 | 443.9298 | 19927.0196 | 1.5956 | 49.9026 | -0.11915 | 951.3263 | 19950.78
1.596 | 49.8878 | -0.11123 | 443.9118 | 19927.0055 | 1.596 | 49.9026 | -0.11914 | 951.3086 | 19950.77
1.5964 | 49.8878 | -0.11122 | 443.9075 | 19926.9915 | 1.5964 | 49.9026 | -0.11914 | 951.3025 | 19950.76
1.5968 | 49.8878 | -0.11122 | 443.8896 | 19926.9774 | 1.5968 | 49.9026 | -0.11914 | 951.2847 | 19950.75
1.5972 | 49.8877 | -0.11122 | 443.8853 | 19926.9634 | 1.5972 | 49.9025 | -0.11914 | 951.2786 | 19950.73
1.5976 | 49.8877 | -0.11122 | 443.8673 | 19926.9493 | 1.5976 | 49.9025 | -0.11914 | 951.2609 | 19950.72
1.598 | 49.8877 | -0.11121 | 443.8631 | 19926.9353 | 1.598 | 49.9025 | -0.11914 | 951.2548 | 19950.71
1.5984 | 49.8877 | -0.11121 | 443.8451 | 19926.9212 | 1.5984 | 49.9025 | -0.11914 | 951.2371 | 19950.7
1.5988 | 49.8876 | -0.11121 | 443.8408 | 19926.9072 | 1.5988 | 49.9024 | -0.11913 | 951.231 | 19950.68
1.5992 | 49.8876 | -0.1112 | 443.8228 | 19926.8931 | 1.5992 | 49.9024 | -0.11913 | 951.2133 | 19950.67
1.5996 | 49.8876 | -0.1112 | 443.8186 | 19926.8791 | 1.5996 | 49.9024 | -0.11913 | 951.2072 | 19950.66
1.6 | 49.8876 | -0.1112 | 443.8006 | 19926.865 | 1.6 | 49.9024 | -0.11913 | 951.1894 | 19950.65
1.6004 | 49.8875 | -0.11119 | 443.7963 | 19926.851 | 1.6004 | 49.9023 | -0.11913 | 951.1833 | 19950.64
1.6008 | 49.8875 | -0.11119 | 443.7784 | 19926.8369 | 1.6008 | 49.9023 | -0.11913 | 951.1656 | 19950.62
1.6012 | 49.8875 | -0.11119 | 443.7741 | 19926.8229 | 1.6012 | 49.9023 | -0.11913 | 951.1595 | 19950.61
1.6016 | 49.8875 | -0.11119 | 443.7561 | 19926.8088 | 1.6016 | 49.9023 | -0.11912 | 951.1418 | 19950.6
1.602 | 49.8875 | -0.11118 | 443.7519 | 19926.7948 | 1.602 | 49.9022 | -0.11912 | 951.1357 | 19950.59
1.6024 | 49.8875 | -0.11118 | 443.7339 | 19926.7807 | 1.6024 | 49.9022 | -0.11912 | 951.118 | 19950.57
1.6028 | 49.8874 | -0.11118 | 443.7296 | 19926.7667 | 1.6028 | 49.9022 | -0.11912 | 951.1119 | 19950.56
1.6032 | 49.8874 | -0.11118 | 443.7116 | 19926.7526 | 1.6032 | 49.9022 | -0.11912 | 951.0941 | 19950.55
1.6036 | 49.8874 | -0.11117 | 443.7074 | 19926.7386 | 1.6036 | 49.9021 | -0.11912 | 951.088 | 19950.54
1.604 | 49.8874 | -0.11117 | 443.6894 | 19926.7246 | 1.604 | 49.9021 | -0.11912 | 951.0703 | 19950.53
1.6044 | 49.8873 | -0.11117 | 443.6851 | 19926.7105 | 1.6044 | 49.9021 | -0.11911 | 951.0642 | 19950.51
1.6048 | 49.8873 | -0.11117 | 443.6672 | 19926.6965 | 1.6048 | 49.9021 | -0.11911 | 951.0465 | 19950.5
1.6052 | 49.8873 | -0.11116 | 443.6629 | 19926.6824 | 1.6052 | 49.902 | -0.11911 | 951.0404 | 19950.49
1.6056 | 49.8873 | -0.11116 | 443.6449 | 19926.6684 | 1.6056 | 49.902 | -0.11911 | 951.0227 | 19950.48
1.606 | 49.8872 | -0.11116 | 443.6407 | 19926.6544 | 1.606 | 49.902 | -0.11911 | 951.0166 | 19950.46
1.6064 | 49.8872 | -0.11116 | 443.6227 | 19926.6403 | 1.6064 | 49.902 | -0.11911 | 950.9988 | 19950.45
1.6068 | 49.8872 | -0.11115 | 443.6184 | 19926.6263 | 1.6068 | 49.9019 | -0.11911 | 950.9928 | 19950.44
1.6072 | 49.8872 | -0.11115 | 443.6005 | 19926.6123 | 1.6072 | 49.9019 | -0.1191 | 950.975 | 19950.43
1.6076 | 49.8871 | -0.11115 | 443.5962 | 19926.5982 | 1.6076 | 49.9019 | -0.1191 | 950.9689 | 19950.42
1.608 | 49.8871 | -0.11114 | 443.5782 | 19926.5842 | 1.608 | 49.9019 | -0.1191 | 950.9512 | 19950.4
1.6084 | 49.8871 | -0.11114 | 443.574 | 19926.5702 | 1.6084 | 49.9018 | -0.1191 | 950.9451 | 19950.39
1.6088 | 49.8871 | -0.11114 | 443.556 | 19926.5561 | 1.6088 | 49.9018 | -0.1191 | 950.9274 | 19950.38
1.6092 | 49.8871 | -0.11113 | 443.5517 | 19926.5421 | 1.6092 | 49.9018 | -0.1191 | 950.9213 | 19950.37
1.6096 | 49.8871 | -0.11113 | 443.5338 | 19926.5281 | 1.6096 | 49.9018 | -0.1191 | 950.9036 | 19950.36
1.61 | 49.887 | -0.11113 | 443.5295 | 19926.514 | 1.61 | 49.9017 | -0.11909 | 950.8975 | 19950.34
1.6104 | 49.887 | -0.11113 | 443.5115 | 19926.5 | 1.6104 | 49.9017 | -0.11909 | 950.8797 | 19950.33
1.6108 | 49.887 | -0.11112 | 443.5073 | 19926.486 | 1.6108 | 49.9017 | -0.11909 | 950.8737 | 19950.32
1.6112 | 49.887 | -0.11112 | 443.4893 | 19926.4719 | 1.6112 | 49.9017 | -0.11909 | 950.8559 | 19950.31
1.6116 | 49.8869 | -0.11112 | 443.4851 | 19926.4579 | 1.6116 | 49.9016 | -0.11909 | 950.8498 | 19950.29
1.612 | 49.8869 | -0.11112 | 443.4671 | 19926.4439 | 1.612 | 49.9016 | -0.11909 | 950.8321 | 19950.28
1.6124 | 49.8869 | -0.11111 | 443.4628 | 19926.4299 | 1.6124 | 49.9016 | -0.11909 | 950.826 | 19950.27
1.6128 | 49.8869 | -0.11111 | 443.4449 | 19926.4158 | 1.6128 | 49.9016 | -0.11908 | 950.8083 | 19950.26
1.6132 | 49.8868 | -0.11111 | 443.4406 | 19926.4018 | 1.6132 | 49.9016 | -0.11908 | 950.8022 | 19950.25
1.6136 | 49.8868 | -0.11111 | 443.4226 | 19926.3878 | 1.6136 | 49.9016 | -0.11908 | 950.7845 | 19950.23
1.614 | 49.8868 | -0.1111 | 443.4184 | 19926.3738 | 1.614 | 49.9015 | -0.11908 | 950.7784 | 19950.22
1.6144 | 49.8868 | -0.1111 | 443.4004 | 19926.3597 | 1.6144 | 49.9015 | -0.11908 | 950.7607 | 19950.21
1.6148 | 49.8867 | -0.1111 | 443.3962 | 19926.3457 | 1.6148 | 49.9015 | -0.11908 | 950.7546 | 19950.2
1.6152 | 49.8867 | -0.1111 | 443.3782 | 19926.3317 | 1.6152 | 49.9015 | -0.11908 | 950.7368 | 19950.18
1.6156 | 49.8867 | -0.11109 | 443.374 | 19926.3177 | 1.6156 | 49.9014 | -0.11907 | 950.7308 | 19950.17
1.616 | 49.8867 | -0.11109 | 443.356 | 19926.3037 | 1.616 | 49.9014 | -0.11907 | 950.713 | 19950.16
1.6164 | 49.8867 | -0.11109 | 443.3517 | 19926.2896 | 1.6164 | 49.9014 | -0.11907 | 950.707 | 19950.15
1.6168 | 49.8867 | -0.11108 | 443.3338 | 19926.2756 | 1.6168 | 49.9014 | -0.11907 | 950.6892 | 19950.14
1.6172 | 49.8866 | -0.11108 | 443.3295 | 19926.2616 | 1.6172 | 49.9013 | -0.11907 | 950.6831 | 19950.12
1.6176 | 49.8866 | -0.11108 | 443.3115 | 19926.2476 | 1.6176 | 49.9013 | -0.11907 | 950.6654 | 19950.11
1.618 | 49.8866 | -0.11107 | 443.3073 | 19926.2336 | 1.618 | 49.9013 | -0.11907 | 950.6593 | 19950.1
1.6184 | 49.8866 | -0.11107 | 443.2893 | 19926.2195 | 1.6184 | 49.9013 | -0.11906 | 950.6416 | 19950.09
1.6188 | 49.8865 | -0.11107 | 443.2851 | 19926.2055 | 1.6188 | 49.9012 | -0.11906 | 950.6355 | 19950.07
1.6192 | 49.8865 | -0.11107 | 443.2671 | 19926.1915 | 1.6192 | 49.9012 | -0.11906 | 950.6178 | 19950.06
1.6196 | 49.8865 | -0.11106 | 443.2629 | 19926.1775 | 1.6196 | 49.9012 | -0.11906 | 950.6117 | 19950.05
1.62 | 49.8865 | -0.11106 | 443.2449 | 19926.1635 | 1.62 | 49.9012 | -0.11906 | 950.594 | 19950.04
1.6204 | 49.8864 | -0.11106 | 443.2407 | 19926.1495 | 1.6204 | 49.9011 | -0.11906 | 950.5879 | 19950.03
1.6208 | 49.8864 | -0.11106 | 443.2227 | 19926.1355 | 1.6208 | 49.9011 | -0.11906 | 950.5702 | 19950.01
1.6212 | 49.8864 | -0.11105 | 443.2184 | 19926.1215 | 1.6212 | 49.9011 | -0.11905 | 950.5641 | 19950
1.6216 | 49.8864 | -0.11105 | 443.2005 | 19926.1074 | 1.6216 | 49.9011 | -0.11905 | 950.5463 | 19949.99
1.622 | 49.8863 | -0.11105 | 443.1962 | 19926.0934 | 1.622 | 49.901 | -0.11905 | 950.5403 | 19949.98
1.6224 | 49.8863 | -0.11105 | 443.1783 | 19926.0794 | 1.6224 | 49.901 | -0.11905 | 950.5225 | 19949.96
1.6228 | 49.8863 | -0.11104 | 443.174 | 19926.0654 | 1.6228 | 49.901 | -0.11905 | 950.5165 | 19949.95
1.6232 | 49.8863 | -0.11104 | 443.156 | 19926.0514 | 1.6232 | 49.901 | -0.11905 | 950.4987 | 19949.94
1.6236 | 49.8863 | -0.11104 | 443.1518 | 19926.0374 | 1.6236 | 49.9009 | -0.11905 | 950.4927 | 19949.93
1.624 | 49.8863 | -0.11104 | 443.1338 | 19926.0234 | 1.624 | 49.9009 | -0.11904 | 950.4749 | 19949.92
1.6244 | 49.8862 | -0.11103 | 443.1296 | 19926.0094 | 1.6244 | 49.9009 | -0.11904 | 950.4688 | 19949.9
1.6248 | 49.8862 | -0.11103 | 443.1116 | 19925.9954 | 1.6248 | 49.9009 | -0.11904 | 950.4511 | 19949.89
1.6252 | 49.8862 | -0.11103 | 443.1074 | 19925.9814 | 1.6252 | 49.9008 | -0.11904 | 950.445 | 19949.88
1.6256 | 49.8862 | -0.11102 | 443.0894 | 19925.9674 | 1.6256 | 49.9008 | -0.11904 | 950.4273 | 19949.87
1.626 | 49.8861 | -0.11102 | 443.0852 | 19925.9534 | 1.626 | 49.9008 | -0.11904 | 950.4212 | 19949.85
1.6264 | 49.8861 | -0.11102 | 443.0672 | 19925.9394 | 1.6264 | 49.9008 | -0.11904 | 950.4035 | 19949.84
1.6268 | 49.8861 | -0.11101 | 443.063 | 19925.9254 | 1.6268 | 49.9008 | -0.11903 | 950.3974 | 19949.83
1.6272 | 49.8861 | -0.11101 | 443.045 | 19925.9114 | 1.6272 | 49.9008 | -0.11903 | 950.3797 | 19949.82
1.6276 | 49.886 | -0.11101 | 443.0408 | 19925.8974 | 1.6276 | 49.9007 | -0.11903 | 950.3736 | 19949.81
1.628 | 49.886 | -0.11101 | 443.0228 | 19925.8834 | 1.628 | 49.9007 | -0.11903 | 950.3559 | 19949.79
1.6284 | 49.886 | -0.111 | 443.0186 | 19925.8694 | 1.6284 | 49.9006 | -0.11903 | 950.3498 | 19949.78
1.6288 | 49.886 | -0.111 | 443.0006 | 19925.8554 | 1.6288 | 49.9006 | -0.11903 | 950.3321 | 19949.77
1.6292 | 49.8859 | -0.111 | 442.9964 | 19925.8414 | 1.6292 | 49.9006 | -0.11903 | 950.326 | 19949.76
1.6296 | 49.8859 | -0.111 | 442.9784 | 19925.8274 | 1.6296 | 49.9006 | -0.11902 | 950.3083 | 19949.75
1.63 | 49.8859 | -0.11099 | 442.9742 | 19925.8134 | 1.63 | 49.9006 | -0.11902 | 950.3022 | 19949.73
1.6304 | 49.8859 | -0.11099 | 442.9562 | 19925.7994 | 1.6304 | 49.9006 | -0.11902 | 950.2845 | 19949.72
1.6308 | 49.8859 | -0.11099 | 442.952 | 19925.7854 | 1.6308 | 49.9005 | -0.11902 | 950.2784 | 19949.71
1.6312 | 49.8859 | -0.11099 | 442.934 | 19925.7714 | 1.6312 | 49.9005 | -0.11902 | 950.2607 | 19949.7
1.6316 | 49.8858 | -0.11098 | 442.9298 | 19925.7574 | 1.6316 | 49.9005 | -0.11902 | 950.2546 | 19949.68
1.632 | 49.8858 | -0.11098 | 442.9118 | 19925.7434 | 1.632 | 49.9005 | -0.11902 | 950.2369 | 19949.67
1.6324 | 49.8858 | -0.11098 | 442.9076 | 19925.7295 | 1.6324 | 49.9004 | -0.11901 | 950.2308 | 19949.66
1.6328 | 49.8858 | -0.11097 | 442.8896 | 19925.7155 | 1.6328 | 49.9004 | -0.11901 | 950.2131 | 19949.65
1.6332 | 49.8857 | -0.11097 | 442.8854 | 19925.7015 | 1.6332 | 49.9004 | -0.11901 | 950.207 | 19949.64
1.6336 | 49.8857 | -0.11097 | 442.8674 | 19925.6875 | 1.6336 | 49.9004 | -0.11901 | 950.1893 | 19949.62
1.634 | 49.8857 | -0.11097 | 442.8632 | 19925.6735 | 1.634 | 49.9003 | -0.11901 | 950.1832 | 19949.61
1.6344 | 49.8857 | -0.11096 | 442.8452 | 19925.6595 | 1.6344 | 49.9003 | -0.11901 | 950.1654 | 19949.6
1.6348 | 49.8856 | -0.11096 | 442.841 | 19925.6455 | 1.6348 | 49.9003 | -0.119 | 950.1594 | 19949.59
1.6352 | 49.8856 | -0.11096 | 442.823 | 19925.6315 | 1.6352 | 49.9003 | -0.119 | 950.1416 | 19949.57
1.6356 | 49.8856 | -0.11095 | 442.8188 | 19925.6176 | 1.6356 | 49.9002 | -0.119 | 950.1356 | 19949.56
1.636 | 49.8856 | -0.11095 | 442.8008 | 19925.6036 | 1.636 | 49.9002 | -0.119 | 950.1178 | 19949.55
1.6364 | 49.8855 | -0.11095 | 442.7966 | 19925.5896 | 1.6364 | 49.9002 | -0.119 | 950.1118 | 19949.54
1.6368 | 49.8855 | -0.11095 | 442.7786 | 19925.5756 | 1.6368 | 49.9002 | -0.119 | 950.094 | 19949.53
1.6372 | 49.8855 | -0.11094 | 442.7744 | 19925.5616 | 1.6372 | 49.9001 | -0.119 | 950.088 | 19949.51
1.6376 | 49.8855 | -0.11094 | 442.7564 | 19925.5476 | 1.6376 | 49.9001 | -0.119 | 950.0702 | 19949.5
1.638 | 49.8855 | -0.11094 | 442.7522 | 19925.5337 | 1.638 | 49.9001 | -0.11899 | 950.0642 | 19949.49
1.6384 | 49.8855 | -0.11094 | 442.7342 | 19925.5197 | 1.6384 | 49.9001 | -0.11899 | 950.0464 | 19949.48
1.6388 | 49.8854 | -0.11093 | 442.73 | 19925.5057 | 1.6388 | 49.9 | -0.11899 | 950.0404 | 19949.46
1.6392 | 49.8854 | -0.11093 | 442.712 | 19925.4917 | 1.6392 | 49.9 | -0.11899 | 950.0227 | 19949.45
1.6396 | 49.8854 | -0.11093 | 442.7078 | 19925.4777 | 1.6396 | 49.9 | -0.11899 | 950.0166 | 19949.44
1.64 | 49.8854 | -0.11093 | 442.6898 | 19925.4638 | 1.64 | 49.9 | -0.11899 | 949.9989 | 19949.43
1.6404 | 49.8853 | -0.11092 | 442.6857 | 19925.4498 | 1.6404 | 49.8999 | -0.11898 | 949.9928 | 19949.42
1.6408 | 49.8853 | -0.11092 | 442.6677 | 19925.4358 | 1.6408 | 49.8999 | -0.11898 | 949.9751 | 19949.4
1.6412 | 49.8853 | -0.11092 | 442.6635 | 19925.4218 | 1.6412 | 49.8999 | -0.11898 | 949.969 | 19949.39
1.6416 | 49.8853 | -0.11091 | 442.6455 | 19925.4079 | 1.6416 | 49.8999 | -0.11898 | 949.9513 | 19949.38
1.642 | 49.8852 | -0.11091 | 442.6413 | 19925.3939 | 1.642 | 49.8998 | -0.11898 | 949.9452 | 19949.37
1.6424 | 49.8852 | -0.11091 | 442.6233 | 19925.3799 | 1.6424 | 49.8998 | -0.11898 | 949.9275 | 19949.35
1.6428 | 49.8852 | -0.11091 | 442.6191 | 19925.3659 | 1.6428 | 49.8998 | -0.11898 | 949.9214 | 19949.34
1.6432 | 49.8852 | -0.1109 | 442.6011 | 19925.352 | 1.6432 | 49.8998 | -0.11898 | 949.9037 | 19949.33
1.6436 | 49.8851 | -0.1109 | 442.5969 | 19925.338 | 1.6436 | 49.8997 | -0.11897 | 949.8976 | 19949.32
1.644 | 49.8851 | -0.1109 | 442.5789 | 19925.324 | 1.644 | 49.8997 | -0.11897 | 949.8799 | 19949.31
1.6444 | 49.8851 | -0.11089 | 442.5747 | 19925.3101 | 1.6444 | 49.8997 | -0.11897 | 949.8738 | 19949.29
1.6448 | 49.8851 | -0.11089 | 442.5567 | 19925.2961 | 1.6448 | 49.8997 | -0.11897 | 949.8561 | 19949.28
1.6452 | 49.8851 | -0.11089 | 442.5526 | 19925.2821 | 1.6452 | 49.8997 | -0.11897 | 949.85 | 19949.27
1.6456 | 49.8851 | -0.11089 | 442.5346 | 19925.2682 | 1.6456 | 49.8997 | -0.11897 | 949.8323 | 19949.26
1.646 | 49.885 | -0.11088 | 442.5304 | 19925.2542 | 1.646 | 49.8996 | -0.11896 | 949.8262 | 19949.25
1.6464 | 49.885 | -0.11088 | 442.5124 | 19925.2402 | 1.6464 | 49.8996 | -0.11896 | 949.8085 | 19949.23
1.6468 | 49.885 | -0.11088 | 442.5082 | 19925.2263 | 1.6468 | 49.8996 | -0.11896 | 949.8024 | 19949.22
1.6472 | 49.885 | -0.11088 | 442.4902 | 19925.2123 | 1.6472 | 49.8996 | -0.11896 | 949.7847 | 19949.21
1.6476 | 49.8849 | -0.11087 | 442.486 | 19925.1983 | 1.6476 | 49.8995 | -0.11896 | 949.7787 | 19949.2
1.648 | 49.8849 | -0.11087 | 442.468 | 19925.1844 | 1.648 | 49.8995 | -0.11896 | 949.7609 | 19949.18
1.6484 | 49.8849 | -0.11087 | 442.4639 | 19925.1704 | 1.6484 | 49.8995 | -0.11896 | 949.7549 | 19949.17
1.6488 | 49.8849 | -0.11087 | 442.4458 | 19925.1564 | 1.6488 | 49.8995 | -0.11896 | 949.7371 | 19949.16
1.6492 | 49.8848 | -0.11086 | 442.4417 | 19925.1425 | 1.6492 | 49.8994 | -0.11895 | 949.7311 | 19949.15
1.6496 | 49.8848 | -0.11086 | 442.4237 | 19925.1285 | 1.6496 | 49.8994 | -0.11895 | 949.7133 | 19949.14
1.65 | 49.8848 | -0.11086 | 442.4195 | 19925.1146 | 1.65 | 49.8994 | -0.11895 | 949.7073 | 19949.12
1.6504 | 49.8848 | -0.11085 | 442.4015 | 19925.1006 | 1.6504 | 49.8994 | -0.11895 | 949.6895 | 19949.11
1.6508 | 49.8848 | -0.11085 | 442.3973 | 19925.0866 | 1.6508 | 49.8993 | -0.11895 | 949.6835 | 19949.1
1.6512 | 49.8848 | -0.11085 | 442.3793 | 19925.0727 | 1.6512 | 49.8993 | -0.11895 | 949.6657 | 19949.09
1.6516 | 49.8847 | -0.11085 | 442.3752 | 19925.0587 | 1.6516 | 49.8993 | -0.11894 | 949.6597 | 19949.07
1.652 | 49.8847 | -0.11084 | 442.3571 | 19925.0448 | 1.652 | 49.8993 | -0.11894 | 949.642 | 19949.06
1.6524 | 49.8847 | -0.11084 | 442.353 | 19925.0308 | 1.6524 | 49.8992 | -0.11894 | 949.6359 | 19949.05
1.6528 | 49.8847 | -0.11084 | 442.335 | 19925.0169 | 1.6528 | 49.8992 | -0.11894 | 949.6182 | 19949.04
1.6532 | 49.8846 | -0.11083 | 442.3308 | 19925.0029 | 1.6532 | 49.8992 | -0.11894 | 949.6121 | 19949.03
1.6536 | 49.8846 | -0.11083 | 442.3128 | 19924.989 | 1.6536 | 49.8992 | -0.11894 | 949.5944 | 19949.01
1.654 | 49.8846 | -0.11083 | 442.3087 | 19924.975 | 1.654 | 49.8991 | -0.11894 | 949.5883 | 19949
1.6544 | 49.8846 | -0.11083 | 442.2906 | 19924.9611 | 1.6544 | 49.8991 | -0.11894 | 949.5706 | 19948.99
1.6548 | 49.8845 | -0.11082 | 442.2865 | 19924.9471 | 1.6548 | 49.8991 | -0.11893 | 949.5646 | 19948.98
1.6552 | 49.8845 | -0.11082 | 442.2685 | 19924.9332 | 1.6552 | 49.8991 | -0.11893 | 949.5468 | 19948.96
1.6556 | 49.8845 | -0.11082 | 442.2643 | 19924.9192 | 1.6556 | 49.899 | -0.11893 | 949.5408 | 19948.95
1.656 | 49.8845 | -0.11082 | 442.2463 | 19924.9053 | 1.656 | 49.899 | -0.11893 | 949.523 | 19948.94
1.6564 | 49.8844 | -0.11081 | 442.2422 | 19924.8913 | 1.6564 | 49.899 | -0.11893 | 949.517 | 19948.93
1.6568 | 49.8844 | -0.11081 | 442.2241 | 19924.8774 | 1.6568 | 49.899 | -0.11893 | 949.4992 | 19948.92
1.6572 | 49.8844 | -0.11081 | 442.22 | 19924.8634 | 1.6572 | 49.8989 | -0.11892 | 949.4932 | 19948.9
1.6576 | 49.8844 | -0.11081 | 442.2019 | 19924.8495 | 1.6576 | 49.8989 | -0.11892 | 949.4755 | 19948.89
1.658 | 49.8844 | -0.1108 | 442.1978 | 19924.8355 | 1.658 | 49.8989 | -0.11892 | 949.4694 | 19948.88
1.6584 | 49.8844 | -0.1108 | 442.1798 | 19924.8216 | 1.6584 | 49.8989 | -0.11892 | 949.4517 | 19948.87
1.6588 | 49.8843 | -0.1108 | 442.1757 | 19924.8076 | 1.6588 | 49.8988 | -0.11892 | 949.4456 | 19948.86
1.6592 | 49.8843 | -0.11079 | 442.1576 | 19924.7937 | 1.6592 | 49.8988 | -0.11892 | 949.4279 | 19948.84
1.6596 | 49.8843 | -0.11079 | 442.1535 | 19924.7797 | 1.6596 | 49.8988 | -0.11892 | 949.4218 | 19948.83
1.66 | 49.8843 | -0.11079 | 442.1355 | 19924.7658 | 1.66 | 49.8988 | -0.11892 | 949.4041 | 19948.82
1.6604 | 49.8842 | -0.11079 | 442.1314 | 19924.7519 | 1.6604 | 49.8987 | -0.11891 | 949.3981 | 19948.81
1.6608 | 49.8842 | -0.11078 | 442.1133 | 19924.7379 | 1.6608 | 49.8987 | -0.11891 | 949.3803 | 19948.79
1.6612 | 49.8842 | -0.11078 | 442.1092 | 19924.724 | 1.6612 | 49.8987 | -0.11891 | 949.3743 | 19948.78
1.6616 | 49.8842 | -0.11078 | 442.0911 | 19924.71 | 1.6616 | 49.8987 | -0.11891 | 949.3565 | 19948.77
1.662 | 49.8841 | -0.11077 | 442.087 | 19924.6961 | 1.662 | 49.8987 | -0.11891 | 949.3505 | 19948.76
1.6624 | 49.8841 | -0.11077 | 442.069 | 19924.6822 | 1.6624 | 49.8987 | -0.11891 | 949.3328 | 19948.75
1.6628 | 49.8841 | -0.11077 | 442.0649 | 19924.6682 | 1.6628 | 49.8986 | -0.1189 | 949.3267 | 19948.73
1.6632 | 49.8841 | -0.11077 | 442.0468 | 19924.6543 | 1.6632 | 49.8986 | -0.1189 | 949.309 | 19948.72
1.6636 | 49.884 | -0.11076 | 442.0427 | 19924.6403 | 1.6636 | 49.8986 | -0.1189 | 949.3029 | 19948.71
1.664 | 49.884 | -0.11076 | 442.0247 | 19924.6264 | 1.664 | 49.8986 | -0.1189 | 949.2852 | 19948.7
1.6644 | 49.884 | -0.11076 | 442.0206 | 19924.6125 | 1.6644 | 49.8985 | -0.1189 | 949.2792 | 19948.68
1.6648 | 49.884 | -0.11076 | 442.0025 | 19924.5985 | 1.6648 | 49.8985 | -0.1189 | 949.2614 | 19948.67
1.6652 | 49.884 | -0.11075 | 441.9984 | 19924.5846 | 1.6652 | 49.8985 | -0.1189 | 949.2554 | 19948.66
1.6656 | 49.884 | -0.11075 | 441.9803 | 19924.5707 | 1.6656 | 49.8985 | -0.1189 | 949.2376 | 19948.65
1.666 | 49.8839 | -0.11075 | 441.9763 | 19924.5567 | 1.666 | 49.8984 | -0.11889 | 949.2316 | 19948.64
1.6664 | 49.8839 | -0.11075 | 441.9582 | 19924.5428 | 1.6664 | 49.8984 | -0.11889 | 949.2139 | 19948.62
1.6668 | 49.8839 | -0.11074 | 441.9541 | 19924.5289 | 1.6668 | 49.8984 | -0.11889 | 949.2078 | 19948.61
1.6672 | 49.8839 | -0.11074 | 441.936 | 19924.515 | 1.6672 | 49.8984 | -0.11889 | 949.1901 | 19948.6
1.6676 | 49.8838 | -0.11074 | 441.932 | 19924.501 | 1.6676 | 49.8983 | -0.11889 | 949.184 | 19948.59
1.668 | 49.8838 | -0.11073 | 441.9139 | 19924.4871 | 1.668 | 49.8983 | -0.11889 | 949.1663 | 19948.57
1.6684 | 49.8838 | -0.11073 | 441.9098 | 19924.4732 | 1.6684 | 49.8983 | -0.11888 | 949.1603 | 19948.56
1.6688 | 49.8838 | -0.11073 | 441.8917 | 19924.4592 | 1.6688 | 49.8983 | -0.11888 | 949.1425 | 19948.55
1.6692 | 49.8837 | -0.11073 | 441.8877 | 19924.4453 | 1.6692 | 49.8982 | -0.11888 | 949.1365 | 19948.54
1.6696 | 49.8837 | -0.11072 | 441.8696 | 19924.4314 | 1.6696 | 49.8982 | -0.11888 | 949.1187 | 19948.53
1.67 | 49.8837 | -0.11072 | 441.8655 | 19924.4175 | 1.67 | 49.8982 | -0.11888 | 949.1127 | 19948.51
1.6704 | 49.8837 | -0.11072 | 441.8474 | 19924.4035 | 1.6704 | 49.8982 | -0.11888 | 949.095 | 19948.5
1.6708 | 49.8836 | -0.11071 | 441.8434 | 19924.3896 | 1.6708 | 49.8981 | -0.11888 | 949.0889 | 19948.49
1.6712 | 49.8836 | -0.11071 | 441.8253 | 19924.3757 | 1.6712 | 49.8981 | -0.11888 | 949.0712 | 19948.48
1.6716 | 49.8836 | -0.11071 | 441.8212 | 19924.3618 | 1.6716 | 49.8981 | -0.11887 | 949.0652 | 19948.46
1.672 | 49.8836 | -0.11071 | 441.8031 | 19924.3478 | 1.672 | 49.8981 | -0.11887 | 949.0474 | 19948.45
1.6724 | 49.8836 | -0.1107 | 441.7991 | 19924.3339 | 1.6724 | 49.898 | -0.11887 | 949.0414 | 19948.44
1.6728 | 49.8836 | -0.1107 | 441.781 | 19924.32 | 1.6728 | 49.898 | -0.11887 | 949.0236 | 19948.43
1.6732 | 49.8835 | -0.1107 | 441.777 | 19924.3061 | 1.6732 | 49.898 | -0.11887 | 949.0176 | 19948.42
1.6736 | 49.8835 | -0.1107 | 441.7588 | 19924.2922 | 1.6736 | 49.898 | -0.11887 | 948.9999 | 19948.4
1.674 | 49.8835 | -0.11069 | 441.7548 | 19924.2782 | 1.674 | 49.8979 | -0.11886 | 948.9939 | 19948.39
1.6744 | 49.8835 | -0.11069 | 441.7367 | 19924.2643 | 1.6744 | 49.8979 | -0.11886 | 948.9761 | 19948.38
1.6748 | 49.8834 | -0.11069 | 441.7327 | 19924.2504 | 1.6748 | 49.8979 | -0.11886 | 948.9701 | 19948.37
1.6752 | 49.8834 | -0.11069 | 441.7145 | 19924.2365 | 1.6752 | 49.8979 | -0.11886 | 948.9523 | 19948.36
1.6756 | 49.8834 | -0.11068 | 441.7105 | 19924.2226 | 1.6756 | 49.8978 | -0.11886 | 948.9463 | 19948.34
1.676 | 49.8834 | -0.11068 | 441.6924 | 19924.2087 | 1.676 | 49.8978 | -0.11886 | 948.9286 | 19948.33
1.6764 | 49.8833 | -0.11068 | 441.6884 | 19924.1947 | 1.6764 | 49.8978 | -0.11886 | 948.9225 | 19948.32
1.6768 | 49.8833 | -0.11068 | 441.6703 | 19924.1808 | 1.6768 | 49.8978 | -0.11886 | 948.9048 | 19948.31
1.6772 | 49.8833 | -0.11067 | 441.6663 | 19924.1669 | 1.6772 | 49.8978 | -0.11885 | 948.8988 | 19948.29
1.6776 | 49.8833 | -0.11067 | 441.6481 | 19924.153 | 1.6776 | 49.8978 | -0.11885 | 948.881 | 19948.28
1.678 | 49.8832 | -0.11067 | 441.6441 | 19924.1391 | 1.678 | 49.8977 | -0.11885 | 948.875 | 19948.27
1.6784 | 49.8832 | -0.11066 | 441.626 | 19924.1252 | 1.6784 | 49.8977 | -0.11885 | 948.8572 | 19948.26
1.6788 | 49.8832 | -0.11066 | 441.622 | 19924.1113 | 1.6788 | 49.8976 | -0.11885 | 948.8512 | 19948.25
1.6792 | 49.8832 | -0.11066 | 441.6038 | 19924.0974 | 1.6792 | 49.8976 | -0.11885 | 948.8335 | 19948.23
1.6796 | 49.8832 | -0.11065 | 441.5999 | 19924.0835 | 1.6796 | 49.8976 | -0.11884 | 948.8275 | 19948.22
1.68 | 49.8832 | -0.11065 | 441.5817 | 19924.0696 | 1.68 | 49.8976 | -0.11884 | 948.8097 | 19948.21
1.6804 | 49.8831 | -0.11065 | 441.5777 | 19924.0556 | 1.6804 | 49.8976 | -0.11884 | 948.8037 | 19948.2
1.6808 | 49.8831 | -0.11065 | 441.5596 | 19924.0417 | 1.6808 | 49.8976 | -0.11884 | 948.7859 | 19948.18
1.6812 | 49.8831 | -0.11064 | 441.5556 | 19924.0278 | 1.6812 | 49.8975 | -0.11884 | 948.7799 | 19948.17
1.6816 | 49.8831 | -0.11064 | 441.5374 | 19924.0139 | 1.6816 | 49.8975 | -0.11884 | 948.7622 | 19948.16
1.682 | 49.883 | -0.11064 | 441.5335 | 19924 | 1.682 | 49.8975 | -0.11884 | 948.7562 | 19948.15
1.6824 | 49.883 | -0.11064 | 441.5153 | 19923.9861 | 1.6824 | 49.8975 | -0.11884 | 948.7384 | 19948.14
1.6828 | 49.883 | -0.11063 | 441.5114 | 19923.9722 | 1.6828 | 49.8974 | -0.11883 | 948.7324 | 19948.12
1.6832 | 49.883 | -0.11063 | 441.4932 | 19923.9583 | 1.6832 | 49.8974 | -0.11883 | 948.7146 | 19948.11
1.6836 | 49.8829 | -0.11063 | 441.4892 | 19923.9444 | 1.6836 | 49.8974 | -0.11883 | 948.7086 | 19948.1
1.684 | 49.8829 | -0.11063 | 441.471 | 19923.9305 | 1.684 | 49.8974 | -0.11883 | 948.6909 | 19948.09
1.6844 | 49.8829 | -0.11062 | 441.4671 | 19923.9166 | 1.6844 | 49.8973 | -0.11883 | 948.6849 | 19948.07
1.6848 | 49.8829 | -0.11062 | 441.4489 | 19923.9027 | 1.6848 | 49.8973 | -0.11883 | 948.6671 | 19948.06
1.6852 | 49.8828 | -0.11062 | 441.445 | 19923.8888 | 1.6852 | 49.8973 | -0.11882 | 948.6611 | 19948.05
1.6856 | 49.8828 | -0.11062 | 441.4268 | 19923.8749 | 1.6856 | 49.8973 | -0.11882 | 948.6433 | 19948.04
1.686 | 49.8828 | -0.11061 | 441.4229 | 19923.861 | 1.686 | 49.8972 | -0.11882 | 948.6373 | 19948.03
1.6864 | 49.8828 | -0.11061 | 441.4046 | 19923.8471 | 1.6864 | 49.8972 | -0.11882 | 948.6196 | 19948.01
1.6868 | 49.8828 | -0.11061 | 441.4007 | 19923.8332 | 1.6868 | 49.8972 | -0.11882 | 948.6136 | 19948
1.6872 | 49.8828 | -0.1106 | 441.3825 | 19923.8193 | 1.6872 | 49.8972 | -0.11882 | 948.5958 | 19947.99
1.6876 | 49.8827 | -0.1106 | 441.3786 | 19923.8054 | 1.6876 | 49.8971 | -0.11882 | 948.5898 | 19947.98
1.688 | 49.8827 | -0.1106 | 441.3604 | 19923.7915 | 1.688 | 49.8971 | -0.11882 | 948.572 | 19947.97
1.6884 | 49.8827 | -0.11059 | 441.3565 | 19923.7776 | 1.6884 | 49.8971 | -0.11881 | 948.566 | 19947.95
1.6888 | 49.8827 | -0.11059 | 441.3382 | 19923.7637 | 1.6888 | 49.8971 | -0.11881 | 948.5483 | 19947.94
1.6892 | 49.8826 | -0.11059 | 441.3344 | 19923.7498 | 1.6892 | 49.897 | -0.11881 | 948.5423 | 19947.93
1.6896 | 49.8826 | -0.11059 | 441.3161 | 19923.736 | 1.6896 | 49.897 | -0.11881 | 948.5245 | 19947.92
1.69 | 49.8826 | -0.11058 | 441.3122 | 19923.7221 | 1.69 | 49.897 | -0.11881 | 948.5185 | 19947.9
1.6904 | 49.8826 | -0.11058 | 441.294 | 19923.7082 | 1.6904 | 49.897 | -0.11881 | 948.5008 | 19947.89
1.6908 | 49.8825 | -0.11058 | 441.2901 | 19923.6943 | 1.6908 | 49.8969 | -0.1188 | 948.4948 | 19947.88
1.6912 | 49.8825 | -0.11058 | 441.2719 | 19923.6804 | 1.6912 | 49.8969 | -0.1188 | 948.477 | 19947.87
1.6916 | 49.8825 | -0.11057 | 441.268 | 19923.6665 | 1.6916 | 49.8969 | -0.1188 | 948.471 | 19947.86
1.692 | 49.8825 | -0.11057 | 441.2497 | 19923.6526 | 1.692 | 49.8969 | -0.1188 | 948.4532 | 19947.84
1.6924 | 49.8824 | -0.11057 | 441.2459 | 19923.6387 | 1.6924 | 49.8969 | -0.1188 | 948.4472 | 19947.83
1.6928 | 49.8824 | -0.11057 | 441.2276 | 19923.6248 | 1.6928 | 49.8969 | -0.1188 | 948.4295 | 19947.82
1.6932 | 49.8824 | -0.11056 | 441.2238 | 19923.611 | 1.6932 | 49.8968 | -0.1188 | 948.4235 | 19947.81
1.6936 | 49.8824 | -0.11056 | 441.2055 | 19923.5971 | 1.6936 | 49.8968 | -0.1188 | 948.4057 | 19947.79
1.694 | 49.8824 | -0.11056 | 441.2017 | 19923.5832 | 1.694 | 49.8967 | -0.11879 | 948.3997 | 19947.78
1.6944 | 49.8824 | -0.11056 | 441.1834 | 19923.5693 | 1.6944 | 49.8967 | -0.11879 | 948.382 | 19947.77
1.6948 | 49.8823 | -0.11055 | 441.1796 | 19923.5554 | 1.6948 | 49.8967 | -0.11879 | 948.376 | 19947.76
1.6952 | 49.8823 | -0.11055 | 441.1613 | 19923.5415 | 1.6952 | 49.8967 | -0.11879 | 948.3582 | 19947.75
1.6956 | 49.8823 | -0.11055 | 441.1574 | 19923.5277 | 1.6956 | 49.8967 | -0.11879 | 948.3522 | 19947.73
1.696 | 49.8823 | -0.11054 | 441.1391 | 19923.5138 | 1.696 | 49.8967 | -0.11879 | 948.3344 | 19947.72
1.6964 | 49.8822 | -0.11054 | 441.1353 | 19923.4999 | 1.6964 | 49.8966 | -0.11878 | 948.3284 | 19947.71
1.6968 | 49.8822 | -0.11054 | 441.117 | 19923.486 | 1.6968 | 49.8966 | -0.11878 | 948.3107 | 19947.7
1.6972 | 49.8822 | -0.11053 | 441.1132 | 19923.4721 | 1.6972 | 49.8966 | -0.11878 | 948.3047 | 19947.68
1.6976 | 49.8822 | -0.11053 | 441.0949 | 19923.4583 | 1.6976 | 49.8966 | -0.11878 | 948.2869 | 19947.67
1.698 | 49.8821 | -0.11053 | 441.0911 | 19923.4444 | 1.698 | 49.8965 | -0.11878 | 948.2809 | 19947.66
1.6984 | 49.8821 | -0.11053 | 441.0728 | 19923.4305 | 1.6984 | 49.8965 | -0.11878 | 948.2632 | 19947.65
1.6988 | 49.8821 | -0.11052 | 441.069 | 19923.4166 | 1.6988 | 49.8965 | -0.11878 | 948.2572 | 19947.64
1.6992 | 49.8821 | -0.11052 | 441.0507 | 19923.4027 | 1.6992 | 49.8965 | -0.11878 | 948.2394 | 19947.62
1.6996 | 49.882 | -0.11052 | 441.0469 | 19923.3889 | 1.6996 | 49.8964 | -0.11877 | 948.2334 | 19947.61
1.7 | 49.882 | -0.11052 | 441.0286 | 19923.375 | 1.7 | 49.8964 | -0.11877 | 948.2157 | 19947.6
1.7004 | 49.882 | -0.11051 | 441.0248 | 19923.3611 | 1.7004 | 49.8964 | -0.11877 | 948.2097 | 19947.59
1.7008 | 49.882 | -0.11051 | 441.0065 | 19923.3473 | 1.7008 | 49.8964 | -0.11877 | 948.1919 | 19947.58
1.7012 | 49.882 | -0.11051 | 441.0027 | 19923.3334 | 1.7012 | 49.8963 | -0.11877 | 948.1859 | 19947.56
1.7016 | 49.882 | -0.11051 | 440.9843 | 19923.3195 | 1.7016 | 49.8963 | -0.11877 | 948.1682 | 19947.55
1.702 | 49.8819 | -0.1105 | 440.9806 | 19923.3056 | 1.702 | 49.8963 | -0.11876 | 948.1622 | 19947.54
1.7024 | 49.8819 | -0.1105 | 440.9622 | 19923.2918 | 1.7024 | 49.8963 | -0.11876 | 948.1444 | 19947.53
1.7028 | 49.8819 | -0.1105 | 440.9585 | 19923.2779 | 1.7028 | 49.8962 | -0.11876 | 948.1384 | 19947.51
1.7032 | 49.8819 | -0.1105 | 440.9401 | 19923.264 | 1.7032 | 49.8962 | -0.11876 | 948.1206 | 19947.5
1.7036 | 49.8818 | -0.11049 | 440.9364 | 19923.2502 | 1.7036 | 49.8962 | -0.11876 | 948.1147 | 19947.49
1.704 | 49.8818 | -0.11049 | 440.918 | 19923.2363 | 1.704 | 49.8962 | -0.11876 | 948.0969 | 19947.48
1.7044 | 49.8818 | -0.11049 | 440.9143 | 19923.2224 | 1.7044 | 49.8961 | -0.11876 | 948.0909 | 19947.47
1.7048 | 49.8818 | -0.11048 | 440.8959 | 19923.2086 | 1.7048 | 49.8961 | -0.11876 | 948.0731 | 19947.45
1.7052 | 49.8817 | -0.11048 | 440.8922 | 19923.1947 | 1.7052 | 49.8961 | -0.11875 | 948.0672 | 19947.44
1.7056 | 49.8817 | -0.11048 | 440.8738 | 19923.1808 | 1.7056 | 49.8961 | -0.11875 | 948.0494 | 19947.43
1.706 | 49.8817 | -0.11047 | 440.8701 | 19923.167 | 1.706 | 49.896 | -0.11875 | 948.0434 | 19947.42
1.7064 | 49.8817 | -0.11047 | 440.8517 | 19923.1531 | 1.7064 | 49.896 | -0.11875 | 948.0256 | 19947.4
1.7068 | 49.8817 | -0.11047 | 440.848 | 19923.1392 | 1.7068 | 49.896 | -0.11875 | 948.0197 | 19947.39
1.7072 | 49.8817 | -0.11047 | 440.8296 | 19923.1254 | 1.7072 | 49.896 | -0.11875 | 948.0019 | 19947.38
1.7076 | 49.8816 | -0.11046 | 440.8259 | 19923.1115 | 1.7076 | 49.8959 | -0.11874 | 947.9959 | 19947.37
1.708 | 49.8816 | -0.11046 | 440.8075 | 19923.0976 | 1.708 | 49.8959 | -0.11874 | 947.9781 | 19947.36
1.7084 | 49.8816 | -0.11046 | 440.8038 | 19923.0838 | 1.7084 | 49.8959 | -0.11874 | 947.9722 | 19947.34
1.7088 | 49.8816 | -0.11046 | 440.7854 | 19923.0699 | 1.7088 | 49.8959 | -0.11874 | 947.9544 | 19947.33
1.7092 | 49.8815 | -0.11045 | 440.7817 | 19923.0561 | 1.7092 | 49.8959 | -0.11874 | 947.9484 | 19947.32
1.7096 | 49.8815 | -0.11045 | 440.7633 | 19923.0422 | 1.7096 | 49.8959 | -0.11874 | 947.9306 | 19947.31
1.71 | 49.8815 | -0.11045 | 440.7596 | 19923.0283 | 1.71 | 49.8958 | -0.11874 | 947.9247 | 19947.3
1.7104 | 49.8815 | -0.11045 | 440.7412 | 19923.0145 | 1.7104 | 49.8958 | -0.11873 | 947.9069 | 19947.28
1.7108 | 49.8814 | -0.11044 | 440.7375 | 19923.0006 | 1.7108 | 49.8957 | -0.11873 | 947.9009 | 19947.27
1.7112 | 49.8814 | -0.11044 | 440.7191 | 19922.9868 | 1.7112 | 49.8957 | -0.11873 | 947.8832 | 19947.26
1.7116 | 49.8814 | -0.11044 | 440.7155 | 19922.9729 | 1.7116 | 49.8957 | -0.11873 | 947.8772 | 19947.25
1.712 | 49.8814 | -0.11044 | 440.697 | 19922.9591 | 1.712 | 49.8957 | -0.11873 | 947.8594 | 19947.23
1.7124 | 49.8813 | -0.11043 | 440.6934 | 19922.9452 | 1.7124 | 49.8957 | -0.11873 | 947.8534 | 19947.22
1.7128 | 49.8813 | -0.11043 | 440.6749 | 19922.9314 | 1.7128 | 49.8957 | -0.11873 | 947.8357 | 19947.21
1.7132 | 49.8813 | -0.11043 | 440.6713 | 19922.9175 | 1.7132 | 49.8956 | -0.11872 | 947.8297 | 19947.2
1.7136 | 49.8813 | -0.11042 | 440.6528 | 19922.9037 | 1.7136 | 49.8956 | -0.11872 | 947.8119 | 19947.19
1.714 | 49.8813 | -0.11042 | 440.6492 | 19922.8898 | 1.714 | 49.8956 | -0.11872 | 947.8059 | 19947.17
1.7144 | 49.8813 | -0.11042 | 440.6307 | 19922.876 | 1.7144 | 49.8956 | -0.11872 | 947.7882 | 19947.16
1.7148 | 49.8812 | -0.11041 | 440.6271 | 19922.8621 | 1.7148 | 49.8955 | -0.11872 | 947.7822 | 19947.15
1.7152 | 49.8812 | -0.11041 | 440.6086 | 19922.8483 | 1.7152 | 49.8955 | -0.11872 | 947.7644 | 19947.14
1.7156 | 49.8812 | -0.11041 | 440.605 | 19922.8344 | 1.7156 | 49.8955 | -0.11872 | 947.7585 | 19947.12
1.716 | 49.8812 | -0.11041 | 440.5865 | 19922.8206 | 1.716 | 49.8955 | -0.11872 | 947.7407 | 19947.11
1.7164 | 49.8811 | -0.1104 | 440.5829 | 19922.8067 | 1.7164 | 49.8954 | -0.11871 | 947.7347 | 19947.1
1.7168 | 49.8811 | -0.1104 | 440.5644 | 19922.7929 | 1.7168 | 49.8954 | -0.11871 | 947.7169 | 19947.09
1.7172 | 49.8811 | -0.1104 | 440.5609 | 19922.779 | 1.7172 | 49.8954 | -0.11871 | 947.711 | 19947.08
1.7176 | 49.8811 | -0.1104 | 440.5423 | 19922.7652 | 1.7176 | 49.8954 | -0.11871 | 947.6932 | 19947.06
1.718 | 49.881 | -0.11039 | 440.5388 | 19922.7513 | 1.718 | 49.8953 | -0.11871 | 947.6872 | 19947.05
1.7184 | 49.881 | -0.11039 | 440.5202 | 19922.7375 | 1.7184 | 49.8953 | -0.11871 | 947.6695 | 19947.04
1.7188 | 49.881 | -0.11039 | 440.5167 | 19922.7236 | 1.7188 | 49.8953 | -0.1187 | 947.6635 | 19947.03
1.7192 | 49.881 | -0.11039 | 440.4981 | 19922.7098 | 1.7192 | 49.8953 | -0.1187 | 947.6457 | 19947.01
1.7196 | 49.8809 | -0.11038 | 440.4946 | 19922.6959 | 1.7196 | 49.8952 | -0.1187 | 947.6398 | 19947
1.72 | 49.8809 | -0.11038 | 440.476 | 19922.6821 | 1.72 | 49.8952 | -0.1187 | 947.622 | 19946.99
1.7204 | 49.8809 | -0.11038 | 440.4725 | 19922.6683 | 1.7204 | 49.8952 | -0.1187 | 947.616 | 19946.98
1.7208 | 49.8809 | -0.11038 | 440.4539 | 19922.6544 | 1.7208 | 49.8952 | -0.1187 | 947.5982 | 19946.97
1.7212 | 49.8809 | -0.11037 | 440.4505 | 19922.6406 | 1.7212 | 49.8951 | -0.1187 | 947.5923 | 19946.95
1.7216 | 49.8809 | -0.11037 | 440.4319 | 19922.6267 | 1.7216 | 49.8951 | -0.11869 | 947.5745 | 19946.94
1.722 | 49.8808 | -0.11037 | 440.4284 | 19922.6129 | 1.722 | 49.8951 | -0.11869 | 947.5685 | 19946.93
1.7224 | 49.8808 | -0.11037 | 440.4098 | 19922.5991 | 1.7224 | 49.8951 | -0.11869 | 947.5508 | 19946.92
1.7228 | 49.8808 | -0.11036 | 440.4063 | 19922.5852 | 1.7228 | 49.895 | -0.11869 | 947.5448 | 19946.91
1.7232 | 49.8808 | -0.11036 | 440.3877 | 19922.5714 | 1.7232 | 49.895 | -0.11869 | 947.527 | 19946.89
1.7236 | 49.8807 | -0.11036 | 440.3842 | 19922.5576 | 1.7236 | 49.895 | -0.11869 | 947.5211 | 19946.88
1.724 | 49.8807 | -0.11035 | 440.3656 | 19922.5437 | 1.724 | 49.895 | -0.11869 | 947.5033 | 19946.87
1.7244 | 49.8807 | -0.11035 | 440.3622 | 19922.5299 | 1.7244 | 49.895 | -0.11868 | 947.4973 | 19946.86
1.7248 | 49.8807 | -0.11035 | 440.3435 | 19922.5161 | 1.7248 | 49.895 | -0.11868 | 947.4795 | 19946.84
1.7252 | 49.8806 | -0.11034 | 440.3401 | 19922.5022 | 1.7252 | 49.8949 | -0.11868 | 947.4736 | 19946.83
1.7256 | 49.8806 | -0.11034 | 440.3214 | 19922.4884 | 1.7256 | 49.8949 | -0.11868 | 947.4558 | 19946.82
1.726 | 49.8806 | -0.11034 | 440.318 | 19922.4746 | 1.726 | 49.8948 | -0.11868 | 947.4499 | 19946.81
1.7264 | 49.8806 | -0.11034 | 440.2993 | 19922.4607 | 1.7264 | 49.8948 | -0.11868 | 947.4321 | 19946.8
1.7268 | 49.8805 | -0.11033 | 440.296 | 19922.4469 | 1.7268 | 49.8948 | -0.11868 | 947.4261 | 19946.78
1.7272 | 49.8805 | -0.11033 | 440.2773 | 19922.4331 | 1.7272 | 49.8948 | -0.11867 | 947.4083 | 19946.77
1.7276 | 49.8805 | -0.11033 | 440.2739 | 19922.4192 | 1.7276 | 49.8948 | -0.11867 | 947.4024 | 19946.76
1.728 | 49.8805 | -0.11033 | 440.2552 | 19922.4054 | 1.728 | 49.8948 | -0.11867 | 947.3846 | 19946.75
1.7284 | 49.8805 | -0.11032 | 440.2518 | 19922.3916 | 1.7284 | 49.8947 | -0.11867 | 947.3787 | 19946.73
1.7288 | 49.8805 | -0.11032 | 440.2331 | 19922.3778 | 1.7288 | 49.8947 | -0.11867 | 947.3609 | 19946.72
1.7292 | 49.8804 | -0.11032 | 440.2298 | 19922.3639 | 1.7292 | 49.8947 | -0.11867 | 947.3549 | 19946.71
1.7296 | 49.8804 | -0.11032 | 440.211 | 19922.3501 | 1.7296 | 49.8947 | -0.11867 | 947.3371 | 19946.7
1.73 | 49.8804 | -0.11031 | 440.2077 | 19922.3363 | 1.73 | 49.8946 | -0.11866 | 947.3312 | 19946.69
1.7304 | 49.8804 | -0.11031 | 440.1889 | 19922.3224 | 1.7304 | 49.8946 | -0.11866 | 947.3134 | 19946.67
1.7308 | 49.8803 | -0.11031 | 440.1856 | 19922.3086 | 1.7308 | 49.8946 | -0.11866 | 947.3075 | 19946.66
1.7312 | 49.8803 | -0.11031 | 440.1669 | 19922.2948 | 1.7312 | 49.8946 | -0.11866 | 947.2897 | 19946.65
1.7316 | 49.8803 | -0.1103 | 440.1636 | 19922.281 | 1.7316 | 49.8945 | -0.11866 | 947.2837 | 19946.64
1.732 | 49.8803 | -0.1103 | 440.1448 | 19922.2672 | 1.732 | 49.8945 | -0.11866 | 947.2659 | 19946.63
1.7324 | 49.8802 | -0.1103 | 440.1415 | 19922.2533 | 1.7324 | 49.8945 | -0.11866 | 947.26 | 19946.61
1.7328 | 49.8802 | -0.11029 | 440.1227 | 19922.2395 | 1.7328 | 49.8945 | -0.11854 | 948.1349 | 19946.6
1.7332 | 49.8802 | -0.11029 | 440.1195 | 19922.2257 | 1.7332 | 49.8944 | -0.11843 | 949.0033 | 19946.59
1.7336 | 49.8802 | -0.11029 | 440.1006 | 19922.2119 | 1.7336 | 49.8944 | -0.11858 | 947.8037 | 19946.58
1.734 | 49.8802 | -0.11028 | 440.0974 | 19922.1981 | 1.734 | 49.8944 | -0.11858 | 947.747 | 19946.56
1.7344 | 49.8802 | -0.11028 | 440.0785 | 19922.1842 | 1.7344 | 49.8944 | -0.11859 | 947.6859 | 19946.55
1.7348 | 49.8801 | -0.11028 | 440.0753 | 19922.1704 | 1.7348 | 49.8943 | -0.11857 | 947.8281 | 19946.54
1.7352 | 49.8801 | -0.11028 | 440.0565 | 19922.1566 | 1.7352 | 49.8943 | -0.11858 | 947.7349 | 19946.53
1.7356 | 49.8801 | -0.11027 | 440.0533 | 19922.1428 | 1.7356 | 49.8943 | -0.11855 | 947.9536 | 19946.52
1.736 | 49.8801 | -0.11027 | 440.0344 | 19922.129 | 1.736 | 49.8943 | -0.11857 | 947.7652 | 19946.5
1.7364 | 49.88 | -0.11027 | 440.0312 | 19922.1152 | 1.7364 | 49.8942 | -0.11855 | 947.8924 | 19946.49
1.7368 | 49.88 | -0.11027 | 440.0123 | 19922.1013 | 1.7368 | 49.8942 | -0.11858 | 947.5755 | 19946.48
1.7372 | 49.88 | -0.11026 | 440.0092 | 19922.0875 | 1.7372 | 49.8942 | -0.11862 | 947.2745 | 19946.47
1.7376 | 49.88 | -0.11026 | 439.9903 | 19922.0737 | 1.7376 | 49.8942 | -0.11859 | 947.4841 | 19946.45
1.738 | 49.8799 | -0.11026 | 439.9871 | 19922.0599 | 1.738 | 49.8941 | -0.11863 | 947.1157 | 19946.44
1.7384 | 49.8799 | -0.11026 | 439.9682 | 19922.0461 | 1.7384 | 49.8941 | -0.11866 | 946.8867 | 19946.43
1.7388 | 49.8799 | -0.11025 | 439.9651 | 19922.0323 | 1.7388 | 49.8941 | -0.11863 | 947.1161 | 19946.42
1.7392 | 49.8799 | -0.11025 | 439.9461 | 19922.0185 | 1.7392 | 49.8941 | -0.11864 | 946.9723 | 19946.41
1.7396 | 49.8798 | -0.11025 | 439.943 | 19922.0047 | 1.7396 | 49.894 | -0.11863 | 947.0573 | 19946.39
1.74 | 49.8798 | -0.11025 | 439.924 | 19921.9908 | 1.74 | 49.894 | -0.11863 | 947.022 | 19946.38
1.7404 | 49.8798 | -0.11024 | 439.921 | 19921.977 | 1.7404 | 49.894 | -0.11863 | 947.0234 | 19946.37
1.7408 | 49.8798 | -0.11024 | 439.902 | 19921.9632 | 1.7408 | 49.894 | -0.11863 | 947.0046 | 19946.36
1.7412 | 49.8798 | -0.11024 | 439.8989 | 19921.9494 | 1.7412 | 49.8939 | -0.11862 | 946.9989 | 19946.34
1.7416 | 49.8798 | -0.11023 | 439.8799 | 19921.9356 | 1.7416 | 49.8939 | -0.11862 | 946.9814 | 19946.33
1.742 | 49.8797 | -0.11023 | 439.8769 | 19921.9218 | 1.742 | 49.8939 | -0.11862 | 946.9754 | 19946.32
1.7424 | 49.8797 | -0.11023 | 439.8578 | 19921.908 | 1.7424 | 49.8939 | -0.11862 | 946.9577 | 19946.31
1.7428 | 49.8797 | -0.11022 | 439.8548 | 19921.8942 | 1.7428 | 49.8939 | -0.11862 | 946.9517 | 19946.3
1.7432 | 49.8797 | -0.11022 | 439.8358 | 19921.8804 | 1.7432 | 49.8939 | -0.11862 | 946.9339 | 19946.28
1.7436 | 49.8796 | -0.11022 | 439.8328 | 19921.8666 | 1.7436 | 49.8938 | -0.11862 | 946.928 | 19946.27
1.744 | 49.8796 | -0.11022 | 439.8137 | 19921.8528 | 1.744 | 49.8938 | -0.11861 | 946.9102 | 19946.26
1.7444 | 49.8796 | -0.11021 | 439.8107 | 19921.839 | 1.7444 | 49.8938 | -0.11861 | 946.9043 | 19946.25
1.7448 | 49.8796 | -0.11021 | 439.7916 | 19921.8252 | 1.7448 | 49.8938 | -0.11861 | 946.8865 | 19946.24
1.7452 | 49.8795 | -0.11021 | 439.7887 | 19921.8114 | 1.7452 | 49.8937 | -0.11861 | 946.8805 | 19946.22
1.7456 | 49.8795 | -0.11021 | 439.7696 | 19921.7976 | 1.7456 | 49.8937 | -0.11861 | 946.8628 | 19946.21
1.746 | 49.8795 | -0.1102 | 439.7666 | 19921.7838 | 1.746 | 49.8937 | -0.11861 | 946.8568 | 19946.2
1.7464 | 49.8795 | -0.1102 | 439.7475 | 19921.77 | 1.7464 | 49.8937 | -0.11861 | 946.839 | 19946.19
1.7468 | 49.8794 | -0.1102 | 439.7446 | 19921.7562 | 1.7468 | 49.8936 | -0.1186 | 946.8331 | 19946.17
1.7472 | 49.8794 | -0.1102 | 439.7254 | 19921.7424 | 1.7472 | 49.8936 | -0.1186 | 946.8153 | 19946.16
1.7476 | 49.8794 | -0.11019 | 439.7225 | 19921.7286 | 1.7476 | 49.8936 | -0.1186 | 946.8094 | 19946.15
1.748 | 49.8794 | -0.11019 | 439.7034 | 19921.7148 | 1.748 | 49.8936 | -0.1186 | 946.7916 | 19946.14
1.7484 | 49.8794 | -0.11019 | 439.7005 | 19921.701 | 1.7484 | 49.8935 | -0.1186 | 946.7857 | 19946.13
1.7488 | 49.8794 | -0.11019 | 439.6813 | 19921.6872 | 1.7488 | 49.8935 | -0.1186 | 946.7679 | 19946.11
1.7492 | 49.8793 | -0.1102 | 439.6149 | 19921.6734 | 1.7492 | 49.8935 | -0.1186 | 946.7619 | 19946.1
1.7496 | 49.8793 | -0.11018 | 439.6653 | 19921.6596 | 1.7496 | 49.8935 | -0.11859 | 946.7442 | 19946.09
1.75 | 49.8793 | -0.11018 | 439.6557 | 19921.6458 | 1.75 | 49.8934 | -0.11859 | 946.7382 | 19946.08
1.7504 | 49.8793 | -0.11017 | 439.6402 | 19921.632 | 1.7504 | 49.8934 | -0.11859 | 946.7204 | 19946.06
1.7508 | 49.8792 | -0.11017 | 439.6345 | 19921.6182 | 1.7508 | 49.8934 | -0.11859 | 946.7145 | 19946.05
1.7512 | 49.8792 | -0.11017 | 439.6179 | 19921.6044 | 1.7512 | 49.8934 | -0.11859 | 946.6967 | 19946.04
1.7516 | 49.8792 | -0.11017 | 439.6126 | 19921.5906 | 1.7516 | 49.8933 | -0.11859 | 946.6908 | 19946.03
1.752 | 49.8792 | -0.11016 | 439.5958 | 19921.5769 | 1.752 | 49.8933 | -0.11859 | 946.673 | 19946.02
1.7524 | 49.8791 | -0.11016 | 439.5907 | 19921.5631 | 1.7524 | 49.8933 | -0.11858 | 946.6671 | 19946
1.7528 | 49.8791 | -0.11016 | 439.5738 | 19921.5493 | 1.7528 | 49.8933 | -0.11858 | 946.6493 | 19945.99
1.7532 | 49.8791 | -0.11015 | 439.5686 | 19921.5355 | 1.7532 | 49.8932 | -0.11858 | 946.6434 | 19945.98
1.7536 | 49.8791 | -0.11015 | 439.5518 | 19921.5217 | 1.7536 | 49.8932 | -0.11858 | 946.6256 | 19945.97
1.754 | 49.879 | -0.11015 | 439.5466 | 19921.5079 | 1.754 | 49.8932 | -0.11858 | 946.6196 | 19945.96
1.7544 | 49.879 | -0.11015 | 439.5279 | 19921.4941 | 1.7544 | 49.8932 | -0.11858 | 946.6019 | 19945.94
1.7548 | 49.879 | -0.11004 | 439.9266 | 19921.4803 | 1.7548 | 49.8931 | -0.11858 | 946.5959 | 19945.93
1.7552 | 49.879 | -0.11015 | 439.4652 | 19921.4666 | 1.7552 | 49.8931 | -0.11857 | 946.5781 | 19945.92
1.7556 | 49.879 | -0.11 | 440.0441 | 19921.4528 | 1.7556 | 49.8931 | -0.11857 | 946.5722 | 19945.91
1.756 | 49.879 | -0.11017 | 439.3674 | 19921.439 | 1.756 | 49.8931 | -0.11857 | 946.5544 | 19945.89
1.7564 | 49.8789 | -0.11006 | 439.7703 | 19921.4252 | 1.7564 | 49.8931 | -0.11857 | 946.5485 | 19945.88
1.7568 | 49.8789 | -0.11002 | 439.9174 | 19921.4114 | 1.7568 | 49.8931 | -0.11857 | 946.5307 | 19945.87
1.7572 | 49.8789 | -0.1102 | 439.1813 | 19921.3976 | 1.7572 | 49.893 | -0.11857 | 946.5248 | 19945.86
1.7576 | 49.8789 | -0.11022 | 439.0516 | 19921.3839 | 1.7576 | 49.893 | -0.11857 | 946.507 | 19945.85
1.758 | 49.8788 | -0.11005 | 439.7046 | 19921.3701 | 1.758 | 49.8929 | -0.11856 | 946.5011 | 19945.83
1.7584 | 49.8788 | -0.11007 | 439.6159 | 19921.3563 | 1.7584 | 49.8929 | -0.11856 | 946.4833 | 19945.82
1.7588 | 49.8788 | -0.11015 | 439.2954 | 19921.3425 | 1.7588 | 49.8929 | -0.11856 | 946.4774 | 19945.81
1.7592 | 49.8788 | -0.11016 | 439.2111 | 19921.3287 | 1.7592 | 49.8929 | -0.11856 | 946.4596 | 19945.8
1.7596 | 49.8787 | -0.11017 | 439.1656 | 19921.315 | 1.7596 | 49.8929 | -0.11856 | 946.4536 | 19945.78
1.76 | 49.8787 | -0.11008 | 439.5099 | 19921.3012 | 1.76 | 49.8929 | -0.11856 | 946.4359 | 19945.77
1.7604 | 49.8787 | -0.11009 | 439.4517 | 19921.2874 | 1.7604 | 49.8928 | -0.11856 | 946.4299 | 19945.76
1.7608 | 49.8787 | -0.1101 | 439.3611 | 19921.2736 | 1.7608 | 49.8928 | -0.11855 | 946.4122 | 19945.75
1.7612 | 49.8787 | -0.11008 | 439.4174 | 19921.2598 | 1.7612 | 49.8928 | -0.11855 | 946.4062 | 19945.74
1.7616 | 49.8787 | -0.1101 | 439.3284 | 19921.2461 | 1.7616 | 49.8928 | -0.11855 | 946.3884 | 19945.72
1.762 | 49.8786 | -0.11009 | 439.3349 | 19921.2323 | 1.762 | 49.8927 | -0.11855 | 946.3825 | 19945.71
1.7624 | 49.8786 | -0.11009 | 439.31 | 19921.2185 | 1.7624 | 49.8927 | -0.11855 | 946.3647 | 19945.7
1.7628 | 49.8786 | -0.11009 | 439.3056 | 19921.2048 | 1.7628 | 49.8927 | -0.11855 | 946.3588 | 19945.69
1.7632 | 49.8786 | -0.11009 | 439.2885 | 19921.191 | 1.7632 | 49.8927 | -0.11855 | 946.341 | 19945.68
1.7636 | 49.8785 | -0.11008 | 439.2826 | 19921.1772 | 1.7636 | 49.8926 | -0.11854 | 946.3351 | 19945.66
1.764 | 49.8785 | -0.11008 | 439.2665 | 19921.1634 | 1.764 | 49.8926 | -0.11854 | 946.3173 | 19945.65
1.7644 | 49.8785 | -0.11008 | 439.2605 | 19921.1497 | 1.7644 | 49.8926 | -0.11854 | 946.3114 | 19945.64
1.7648 | 49.8785 | -0.11008 | 439.2445 | 19921.1359 | 1.7648 | 49.8926 | -0.11854 | 946.2936 | 19945.63
1.7652 | 49.8784 | -0.11007 | 439.2384 | 19921.1221 | 1.7652 | 49.8925 | -0.11854 | 946.2877 | 19945.61
1.7656 | 49.8784 | -0.11007 | 439.2225 | 19921.1084 | 1.7656 | 49.8925 | -0.11854 | 946.2699 | 19945.6
1.766 | 49.8784 | -0.11007 | 439.2164 | 19921.0946 | 1.766 | 49.8925 | -0.11854 | 946.264 | 19945.59
1.7664 | 49.8784 | -0.11007 | 439.2005 | 19921.0808 | 1.7664 | 49.8925 | -0.11853 | 946.2462 | 19945.58
1.7668 | 49.8783 | -0.11006 | 439.1944 | 19921.0671 | 1.7668 | 49.8924 | -0.11853 | 946.2403 | 19945.57
1.7672 | 49.8783 | -0.11006 | 439.1785 | 19921.0533 | 1.7672 | 49.8924 | -0.11853 | 946.2225 | 19945.55
1.7676 | 49.8783 | -0.11006 | 439.1724 | 19921.0395 | 1.7676 | 49.8924 | -0.11853 | 946.2166 | 19945.54
1.768 | 49.8783 | -0.11006 | 439.1565 | 19921.0258 | 1.768 | 49.8924 | -0.11853 | 946.1988 | 19945.53
1.7684 | 49.8783 | -0.11005 | 439.1504 | 19921.012 | 1.7684 | 49.8923 | -0.11853 | 946.1928 | 19945.52
1.7688 | 49.8783 | -0.11005 | 439.1345 | 19920.9982 | 1.7688 | 49.8923 | -0.11853 | 946.1751 | 19945.5
1.7692 | 49.8782 | -0.11005 | 439.1284 | 19920.9845 | 1.7692 | 49.8923 | -0.11852 | 946.1691 | 19945.49
1.7696 | 49.8782 | -0.11004 | 439.1125 | 19920.9707 | 1.7696 | 49.8923 | -0.11852 | 946.1514 | 19945.48
1.77 | 49.8782 | -0.11004 | 439.1064 | 19920.9569 | 1.77 | 49.8922 | -0.11852 | 946.1454 | 19945.47
1.7704 | 49.8782 | -0.11004 | 439.0905 | 19920.9432 | 1.7704 | 49.8922 | -0.11852 | 946.1277 | 19945.46
1.7708 | 49.8781 | -0.11004 | 439.0844 | 19920.9294 | 1.7708 | 49.8922 | -0.11852 | 946.1217 | 19945.44
1.7712 | 49.8781 | -0.11003 | 439.0684 | 19920.9157 | 1.7712 | 49.8922 | -0.11852 | 946.104 | 19945.43
1.7716 | 49.8781 | -0.11003 | 439.0623 | 19920.9019 | 1.7716 | 49.8922 | -0.11852 | 946.098 | 19945.42
1.772 | 49.8781 | -0.11003 | 439.0464 | 19920.8881 | 1.772 | 49.8922 | -0.11851 | 946.0803 | 19945.41
1.7724 | 49.878 | -0.11002 | 439.0403 | 19920.8744 | 1.7724 | 49.8921 | -0.11851 | 946.0743 | 19945.4
1.7728 | 49.878 | -0.11002 | 439.0244 | 19920.8606 | 1.7728 | 49.8921 | -0.11851 | 946.0566 | 19945.38
1.7732 | 49.878 | -0.11002 | 439.0183 | 19920.8469 | 1.7732 | 49.892 | -0.11851 | 946.0506 | 19945.37
1.7736 | 49.878 | -0.11002 | 439.0024 | 19920.8331 | 1.7736 | 49.892 | -0.11851 | 946.0329 | 19945.36
1.774 | 49.8779 | -0.11001 | 438.9963 | 19920.8194 | 1.774 | 49.892 | -0.11851 | 946.0269 | 19945.35
1.7744 | 49.8779 | -0.11001 | 438.9804 | 19920.8056 | 1.7744 | 49.892 | -0.11851 | 946.0091 | 19945.33
1.7748 | 49.8779 | -0.11001 | 438.9743 | 19920.7918 | 1.7748 | 49.892 | -0.1185 | 946.0032 | 19945.32
1.7752 | 49.8779 | -0.11001 | 438.9584 | 19920.7781 | 1.7752 | 49.892 | -0.1185 | 945.9854 | 19945.31
1.7756 | 49.8779 | -0.11 | 438.9523 | 19920.7643 | 1.7756 | 49.8919 | -0.1185 | 945.9795 | 19945.3
1.776 | 49.8779 | -0.11 | 438.9364 | 19920.7506 | 1.776 | 49.8919 | -0.1185 | 945.9617 | 19945.29
1.7764 | 49.8778 | -0.11 | 438.9303 | 19920.7368 | 1.7764 | 49.8919 | -0.1185 | 945.9558 | 19945.27
1.7768 | 49.8778 | -0.11 | 438.9144 | 19920.7231 | 1.7768 | 49.8919 | -0.1185 | 945.938 | 19945.26
1.7772 | 49.8778 | -0.10999 | 438.9083 | 19920.7093 | 1.7772 | 49.8918 | -0.1185 | 945.9321 | 19945.25
1.7776 | 49.8778 | -0.10999 | 438.8924 | 19920.6956 | 1.7776 | 49.8918 | -0.11849 | 945.9143 | 19945.24
1.778 | 49.8777 | -0.10999 | 438.8863 | 19920.6818 | 1.778 | 49.8918 | -0.11849 | 945.9084 | 19945.22
1.7784 | 49.8777 | -0.10998 | 438.8704 | 19920.6681 | 1.7784 | 49.8918 | -0.11849 | 945.8907 | 19945.21
1.7788 | 49.8777 | -0.10998 | 438.8643 | 19920.6543 | 1.7788 | 49.8917 | -0.11849 | 945.8847 | 19945.2
1.7792 | 49.8777 | -0.10998 | 438.8484 | 19920.6406 | 1.7792 | 49.8917 | -0.11849 | 945.867 | 19945.19
1.7796 | 49.8776 | -0.10998 | 438.8423 | 19920.6268 | 1.7796 | 49.8917 | -0.11849 | 945.861 | 19945.18
1.78 | 49.8776 | -0.10997 | 438.8264 | 19920.6131 | 1.78 | 49.8917 | -0.11849 | 945.8433 | 19945.16
1.7804 | 49.8776 | -0.10997 | 438.8203 | 19920.5993 | 1.7804 | 49.8916 | -0.11848 | 945.8373 | 19945.15
1.7808 | 49.8776 | -0.10997 | 438.8044 | 19920.5856 | 1.7808 | 49.8916 | -0.11848 | 945.8196 | 19945.14
1.7812 | 49.8776 | -0.10996 | 438.7984 | 19920.5718 | 1.7812 | 49.8916 | -0.11848 | 945.8136 | 19945.13
1.7816 | 49.8776 | -0.10996 | 438.7824 | 19920.5581 | 1.7816 | 49.8916 | -0.11848 | 945.7959 | 19945.12
1.782 | 49.8775 | -0.10996 | 438.7764 | 19920.5444 | 1.782 | 49.8915 | -0.11848 | 945.7899 | 19945.1
1.7824 | 49.8775 | -0.10996 | 438.7605 | 19920.5306 | 1.7824 | 49.8915 | -0.11848 | 945.7722 | 19945.09
1.7828 | 49.8775 | -0.10995 | 438.7544 | 19920.5169 | 1.7828 | 49.8915 | -0.11848 | 945.7662 | 19945.08
1.7832 | 49.8775 | -0.10995 | 438.7385 | 19920.5031 | 1.7832 | 49.8915 | -0.11847 | 945.7485 | 19945.07
1.7836 | 49.8774 | -0.10995 | 438.7324 | 19920.4894 | 1.7836 | 49.8914 | -0.11847 | 945.7426 | 19945.05
1.784 | 49.8774 | -0.10995 | 438.7165 | 19920.4757 | 1.784 | 49.8914 | -0.11847 | 945.7248 | 19945.04
1.7844 | 49.8774 | -0.10994 | 438.7104 | 19920.4619 | 1.7844 | 49.8914 | -0.11847 | 945.7189 | 19945.03
1.7848 | 49.8774 | -0.10994 | 438.6945 | 19920.4482 | 1.7848 | 49.8914 | -0.11847 | 945.7011 | 19945.02
1.7852 | 49.8773 | -0.10994 | 438.6884 | 19920.4344 | 1.7852 | 49.8913 | -0.11847 | 945.6952 | 19945.01
1.7856 | 49.8773 | -0.10994 | 438.6725 | 19920.4207 | 1.7856 | 49.8913 | -0.11847 | 945.6774 | 19944.99
1.786 | 49.8773 | -0.10993 | 438.6664 | 19920.407 | 1.786 | 49.8913 | -0.11846 | 945.6715 | 19944.98
1.7864 | 49.8773 | -0.10993 | 438.6505 | 19920.3932 | 1.7864 | 49.8913 | -0.11846 | 945.6537 | 19944.97
1.7868 | 49.8772 | -0.10993 | 438.6444 | 19920.3795 | 1.7868 | 49.8912 | -0.11846 | 945.6478 | 19944.96
1.7872 | 49.8772 | -0.10993 | 438.6285 | 19920.3658 | 1.7872 | 49.8912 | -0.11846 | 945.63 | 19944.95
1.7876 | 49.8772 | -0.10992 | 438.6224 | 19920.352 | 1.7876 | 49.8912 | -0.11846 | 945.6241 | 19944.93
1.788 | 49.8772 | -0.10992 | 438.6065 | 19920.3383 | 1.788 | 49.8912 | -0.11846 | 945.6063 | 19944.92
1.7884 | 49.8772 | -0.10992 | 438.6005 | 19920.3245 | 1.7884 | 49.8912 | -0.11846 | 945.6004 | 19944.91
1.7888 | 49.8772 | -0.10991 | 438.5846 | 19920.3108 | 1.7888 | 49.8912 | -0.11845 | 945.5826 | 19944.9
1.7892 | 49.8771 | -0.10991 | 438.5785 | 19920.2971 | 1.7892 | 49.8911 | -0.11845 | 945.5767 | 19944.88
1.7896 | 49.8771 | -0.10991 | 438.5626 | 19920.2834 | 1.7896 | 49.8911 | -0.11845 | 945.5589 | 19944.87
1.79 | 49.8771 | -0.10991 | 438.5565 | 19920.2696 | 1.79 | 49.8911 | -0.11845 | 945.553 | 19944.86
1.7904 | 49.8771 | -0.1099 | 438.5406 | 19920.2559 | 1.7904 | 49.8911 | -0.11845 | 945.5352 | 19944.85
1.7908 | 49.877 | -0.1099 | 438.5345 | 19920.2422 | 1.7908 | 49.891 | -0.11845 | 945.5293 | 19944.84
1.7912 | 49.877 | -0.1099 | 438.5186 | 19920.2284 | 1.7912 | 49.891 | -0.11845 | 945.5116 | 19944.82
1.7916 | 49.877 | -0.10989 | 438.5125 | 19920.2147 | 1.7916 | 49.891 | -0.11844 | 945.5056 | 19944.81
1.792 | 49.877 | -0.10989 | 438.4966 | 19920.201 | 1.792 | 49.891 | -0.11844 | 945.4879 | 19944.8
1.7924 | 49.8769 | -0.10989 | 438.4906 | 19920.1872 | 1.7924 | 49.8909 | -0.11844 | 945.4819 | 19944.79
1.7928 | 49.8769 | -0.10989 | 438.4747 | 19920.1735 | 1.7928 | 49.8909 | -0.11844 | 945.4642 | 19944.77
1.7932 | 49.8769 | -0.10988 | 438.4686 | 19920.1598 | 1.7932 | 49.8909 | -0.11844 | 945.4583 | 19944.76
1.7936 | 49.8769 | -0.10988 | 438.4527 | 19920.1461 | 1.7936 | 49.8909 | -0.11844 | 945.4405 | 19944.75
1.794 | 49.8768 | -0.10988 | 438.4466 | 19920.1323 | 1.794 | 49.8908 | -0.11844 | 945.4346 | 19944.74
1.7944 | 49.8768 | -0.10988 | 438.4307 | 19920.1186 | 1.7944 | 49.8908 | -0.11843 | 945.4168 | 19944.73
1.7948 | 49.8768 | -0.10987 | 438.4246 | 19920.1049 | 1.7948 | 49.8908 | -0.11843 | 945.4109 | 19944.71
1.7952 | 49.8768 | -0.10987 | 438.4087 | 19920.0912 | 1.7952 | 49.8908 | -0.11843 | 945.3931 | 19944.7
1.7956 | 49.8768 | -0.10987 | 438.4027 | 19920.0774 | 1.7956 | 49.8907 | -0.11843 | 945.3872 | 19944.69
1.796 | 49.8768 | -0.10987 | 438.3868 | 19920.0637 | 1.796 | 49.8907 | -0.11843 | 945.3694 | 19944.68
1.7964 | 49.8767 | -0.10986 | 438.3807 | 19920.05 | 1.7964 | 49.8907 | -0.11843 | 945.3635 | 19944.67
1.7968 | 49.8767 | -0.10986 | 438.3648 | 19920.0363 | 1.7968 | 49.8907 | -0.11843 | 945.3457 | 19944.65
1.7972 | 49.8767 | -0.10986 | 438.3587 | 19920.0226 | 1.7972 | 49.8906 | -0.11842 | 945.3398 | 19944.64
1.7976 | 49.8767 | -0.10986 | 438.3428 | 19920.0088 | 1.7976 | 49.8906 | -0.11842 | 945.3221 | 19944.63
1.798 | 49.8766 | -0.10985 | 438.3367 | 19919.9951 | 1.798 | 49.8906 | -0.11842 | 945.3161 | 19944.62
1.7984 | 49.8766 | -0.10985 | 438.3208 | 19919.9814 | 1.7984 | 49.8906 | -0.11842 | 945.2984 | 19944.6
1.7988 | 49.8766 | -0.10985 | 438.3148 | 19919.9677 | 1.7988 | 49.8905 | -0.11842 | 945.2925 | 19944.59
1.7992 | 49.8766 | -0.10984 | 438.2989 | 19919.954 | 1.7992 | 49.8905 | -0.11842 | 945.2747 | 19944.58
1.7996 | 49.8765 | -0.10984 | 438.2928 | 19919.9403 | 1.7996 | 49.8905 | -0.11842 | 945.2688 | 19944.57
1.8 | 49.8765 | -0.10984 | 438.2769 | 19919.9265 | 1.8 | 49.8905 | -0.11841 | 945.251 | 19944.56
1.8004 | 49.8765 | -0.10983 | 438.2708 | 19919.9128 | 1.8004 | 49.8904 | -0.11841 | 945.2451 | 19944.54
1.8008 | 49.8765 | -0.10983 | 438.2549 | 19919.8991 | 1.8008 | 49.8904 | -0.11841 | 945.2273 | 19944.53
1.8012 | 49.8765 | -0.10983 | 438.2489 | 19919.8854 | 1.8012 | 49.8904 | -0.11841 | 945.2214 | 19944.52
1.8016 | 49.8765 | -0.10983 | 438.233 | 19919.8717 | 1.8016 | 49.8904 | -0.11841 | 945.2036 | 19944.51
1.802 | 49.8764 | -0.10982 | 438.2269 | 19919.858 | 1.802 | 49.8903 | -0.11841 | 945.1977 | 19944.49
1.8024 | 49.8764 | -0.10982 | 438.211 | 19919.8443 | 1.8024 | 49.8903 | -0.11841 | 945.18 | 19944.48
1.8028 | 49.8764 | -0.10982 | 438.2049 | 19919.8305 | 1.8028 | 49.8903 | -0.1184 | 945.174 | 19944.47
1.8032 | 49.8764 | -0.10982 | 438.189 | 19919.8168 | 1.8032 | 49.8903 | -0.1184 | 945.1563 | 19944.46
1.8036 | 49.8763 | -0.10981 | 438.183 | 19919.8031 | 1.8036 | 49.8903 | -0.1184 | 945.1504 | 19944.45
1.804 | 49.8763 | -0.10981 | 438.1671 | 19919.7894 | 1.804 | 49.8903 | -0.1184 | 945.1326 | 19944.43
1.8044 | 49.8763 | -0.10981 | 438.161 | 19919.7757 | 1.8044 | 49.8902 | -0.1184 | 945.1267 | 19944.42
1.8048 | 49.8763 | -0.10981 | 438.1451 | 19919.762 | 1.8048 | 49.8902 | -0.1184 | 945.1089 | 19944.41
1.8052 | 49.8762 | -0.1098 | 438.1391 | 19919.7483 | 1.8052 | 49.8902 | -0.1184 | 945.103 | 19944.4
1.8056 | 49.8762 | -0.1098 | 438.1232 | 19919.7346 | 1.8056 | 49.8902 | -0.1184 | 945.0852 | 19944.39
1.806 | 49.8762 | -0.1098 | 438.1171 | 19919.7209 | 1.806 | 49.8901 | -0.11839 | 945.0793 | 19944.37
1.8064 | 49.8762 | -0.1098 | 438.1012 | 19919.7072 | 1.8064 | 49.8901 | -0.11839 | 945.0616 | 19944.36
1.8068 | 49.8761 | -0.10979 | 438.0951 | 19919.6935 | 1.8068 | 49.8901 | -0.11839 | 945.0557 | 19944.35
1.8072 | 49.8761 | -0.10979 | 438.0792 | 19919.6798 | 1.8072 | 49.8901 | -0.11839 | 945.0379 | 19944.34
1.8076 | 49.8761 | -0.10979 | 438.0732 | 19919.666 | 1.8076 | 49.89 | -0.11839 | 945.032 | 19944.32
1.808 | 49.8761 | -0.10978 | 438.0573 | 19919.6523 | 1.808 | 49.89 | -0.11839 | 945.0142 | 19944.31
1.8084 | 49.8761 | -0.10978 | 438.0512 | 19919.6386 | 1.8084 | 49.89 | -0.11838 | 945.0083 | 19944.3
1.8088 | 49.8761 | -0.10978 | 438.0353 | 19919.6249 | 1.8088 | 49.89 | -0.11838 | 944.9905 | 19944.29
1.8092 | 49.876 | -0.10978 | 438.0293 | 19919.6112 | 1.8092 | 49.8899 | -0.11838 | 944.9846 | 19944.28
1.8096 | 49.876 | -0.10977 | 438.0134 | 19919.5975 | 1.8096 | 49.8899 | -0.11838 | 944.9668 | 19944.26
1.81 | 49.876 | -0.10977 | 438.0073 | 19919.5838 | 1.81 | 49.8899 | -0.11838 | 944.9609 | 19944.25
1.8104 | 49.876 | -0.10977 | 437.9914 | 19919.5701 | 1.8104 | 49.8899 | -0.11838 | 944.9432 | 19944.24
1.8108 | 49.8759 | -0.10976 | 437.9854 | 19919.5564 | 1.8108 | 49.8898 | -0.11838 | 944.9373 | 19944.23
1.8112 | 49.8759 | -0.10976 | 437.9695 | 19919.5427 | 1.8112 | 49.8898 | -0.11837 | 944.9195 | 19944.22
1.8116 | 49.8759 | -0.10976 | 437.9634 | 19919.529 | 1.8116 | 49.8898 | -0.11837 | 944.9136 | 19944.2
1.812 | 49.8759 | -0.10976 | 437.9475 | 19919.5153 | 1.812 | 49.8898 | -0.11837 | 944.8958 | 19944.19
1.8124 | 49.8758 | -0.10975 | 437.9415 | 19919.5016 | 1.8124 | 49.8897 | -0.11837 | 944.8899 | 19944.18
1.8128 | 49.8758 | -0.10975 | 437.9256 | 19919.4879 | 1.8128 | 49.8897 | -0.11837 | 944.8721 | 19944.17
1.8132 | 49.8758 | -0.10975 | 437.9195 | 19919.4742 | 1.8132 | 49.8897 | -0.11837 | 944.8662 | 19944.15
1.8136 | 49.8758 | -0.10975 | 437.9036 | 19919.4606 | 1.8136 | 49.8897 | -0.11837 | 944.8485 | 19944.14
1.814 | 49.8758 | -0.10974 | 437.8976 | 19919.4469 | 1.814 | 49.8896 | -0.11836 | 944.8426 | 19944.13
1.8144 | 49.8758 | -0.10974 | 437.8817 | 19919.4332 | 1.8144 | 49.8896 | -0.11836 | 944.8248 | 19944.12
1.8148 | 49.8757 | -0.10974 | 437.8756 | 19919.4195 | 1.8148 | 49.8896 | -0.11836 | 944.8189 | 19944.11
1.8152 | 49.8757 | -0.10974 | 437.8597 | 19919.4058 | 1.8152 | 49.8896 | -0.11836 | 944.8011 | 19944.09
1.8156 | 49.8757 | -0.10973 | 437.8537 | 19919.3921 | 1.8156 | 49.8895 | -0.11836 | 944.7952 | 19944.08
1.816 | 49.8757 | -0.10973 | 437.8378 | 19919.3784 | 1.816 | 49.8895 | -0.11836 | 944.7775 | 19944.07
1.8164 | 49.8756 | -0.10973 | 437.8317 | 19919.3647 | 1.8164 | 49.8895 | -0.11836 | 944.7716 | 19944.06
1.8168 | 49.8756 | -0.10973 | 437.8158 | 19919.351 | 1.8168 | 49.8895 | -0.11836 | 944.7538 | 19944.04
1.8172 | 49.8756 | -0.10972 | 437.8098 | 19919.3373 | 1.8172 | 49.8894 | -0.11835 | 944.7479 | 19944.03
1.8176 | 49.8756 | -0.10966 | 438.0451 | 19919.3236 | 1.8176 | 49.8894 | -0.11835 | 944.7301 | 19944.02
1.818 | 49.8755 | -0.1095 | 438.6594 | 19919.3099 | 1.818 | 49.8894 | -0.11835 | 944.7242 | 19944.01
1.8184 | 49.8755 | -0.10967 | 437.9432 | 19919.2963 | 1.8184 | 49.8894 | -0.11835 | 944.7064 | 19944
1.8188 | 49.8755 | -0.10969 | 437.8277 | 19919.2826 | 1.8188 | 49.8894 | -0.11835 | 944.7006 | 19943.98
1.8192 | 49.8755 | -0.10964 | 438.0234 | 19919.2689 | 1.8192 | 49.8894 | -0.11835 | 944.6828 | 19943.97
1.8196 | 49.8754 | -0.10959 | 438.1903 | 19919.2552 | 1.8196 | 49.8893 | -0.11834 | 944.6769 | 19943.96
1.82 | 49.8754 | -0.10965 | 437.923 | 19919.2415 | 1.82 | 49.8893 | -0.11834 | 944.6591 | 19943.95
1.8204 | 49.8754 | -0.10969 | 437.7403 | 19919.2278 | 1.8204 | 49.8893 | -0.11834 | 944.6532 | 19943.94
1.8208 | 49.8754 | -0.10966 | 437.8727 | 19919.2141 | 1.8208 | 49.8893 | -0.11834 | 944.6354 | 19943.92
1.8212 | 49.8754 | -0.10968 | 437.7416 | 19919.2004 | 1.8212 | 49.8892 | -0.11834 | 944.6295 | 19943.91
1.8216 | 49.8754 | -0.1097 | 437.6436 | 19919.1868 | 1.8216 | 49.8892 | -0.11834 | 944.6118 | 19943.9
1.822 | 49.8753 | -0.10958 | 438.0988 | 19919.1731 | 1.822 | 49.8892 | -0.11834 | 944.6059 | 19943.89
1.8224 | 49.8753 | -0.10964 | 437.8388 | 19919.1594 | 1.8224 | 49.8892 | -0.11834 | 944.5881 | 19943.87
1.8228 | 49.8753 | -0.10971 | 437.5468 | 19919.1457 | 1.8228 | 49.8891 | -0.11833 | 944.5822 | 19943.86
1.8232 | 49.8753 | -0.1097 | 437.5812 | 19919.132 | 1.8232 | 49.8891 | -0.11833 | 944.5644 | 19943.85
1.8236 | 49.8752 | -0.10962 | 437.848 | 19919.1184 | 1.8236 | 49.8891 | -0.11833 | 944.5585 | 19943.84
1.824 | 49.8752 | -0.10962 | 437.8512 | 19919.1047 | 1.824 | 49.8891 | -0.11833 | 944.5408 | 19943.83
1.8244 | 49.8752 | -0.1097 | 437.4887 | 19919.091 | 1.8244 | 49.889 | -0.11833 | 944.5349 | 19943.81
1.8248 | 49.8752 | -0.10968 | 437.5744 | 19919.0773 | 1.8248 | 49.889 | -0.11833 | 944.5171 | 19943.8
1.8252 | 49.8751 | -0.10967 | 437.5984 | 19919.0636 | 1.8252 | 49.889 | -0.11832 | 944.5112 | 19943.79
1.8256 | 49.8751 | -0.10967 | 437.548 | 19919.05 | 1.8256 | 49.889 | -0.11832 | 944.4934 | 19943.78
1.826 | 49.8751 | -0.10967 | 437.5396 | 19919.0363 | 1.826 | 49.8889 | -0.11832 | 944.4876 | 19943.77
1.8264 | 49.8751 | -0.10967 | 437.5165 | 19919.0226 | 1.8264 | 49.8889 | -0.11832 | 944.4698 | 19943.75
1.8268 | 49.875 | -0.10965 | 437.569 | 19919.0089 | 1.8268 | 49.8889 | -0.11832 | 944.4639 | 19943.74
1.8272 | 49.875 | -0.10966 | 437.5279 | 19918.9953 | 1.8272 | 49.8889 | -0.11832 | 944.4461 | 19943.73
1.8276 | 49.875 | -0.10965 | 437.5276 | 19918.9816 | 1.8276 | 49.8888 | -0.11832 | 944.4402 | 19943.72
1.828 | 49.875 | -0.10965 | 437.5084 | 19918.9679 | 1.828 | 49.8888 | -0.11832 | 944.4224 | 19943.7
1.8284 | 49.875 | -0.10965 | 437.503 | 19918.9542 | 1.8284 | 49.8888 | -0.11831 | 944.4166 | 19943.69
1.8288 | 49.875 | -0.10964 | 437.4868 | 19918.9406 | 1.8288 | 49.8888 | -0.11831 | 944.3988 | 19943.68
1.8292 | 49.8749 | -0.10964 | 437.4807 | 19918.9269 | 1.8292 | 49.8887 | -0.11831 | 944.3929 | 19943.67
1.8296 | 49.8749 | -0.10964 | 437.465 | 19918.9132 | 1.8296 | 49.8887 | -0.11831 | 944.3751 | 19943.66
1.83 | 49.8749 | -0.10964 | 437.4587 | 19918.8995 | 1.83 | 49.8887 | -0.11831 | 944.3692 | 19943.64
1.8304 | 49.8749 | -0.10963 | 437.443 | 19918.8859 | 1.8304 | 49.8887 | -0.11831 | 944.3515 | 19943.63
1.8308 | 49.8748 | -0.10963 | 437.4368 | 19918.8722 | 1.8308 | 49.8886 | -0.1183 | 944.3456 | 19943.62
1.8312 | 49.8748 | -0.10963 | 437.4211 | 19918.8585 | 1.8312 | 49.8886 | -0.1183 | 944.3278 | 19943.61
1.8316 | 49.8748 | -0.10962 | 437.4149 | 19918.8449 | 1.8316 | 49.8886 | -0.1183 | 944.3219 | 19943.59
1.832 | 49.8748 | -0.10962 | 437.3992 | 19918.8312 | 1.832 | 49.8886 | -0.1183 | 944.3041 | 19943.58
1.8324 | 49.8747 | -0.10962 | 437.393 | 19918.8175 | 1.8324 | 49.8886 | -0.1183 | 944.2983 | 19943.57
1.8328 | 49.8747 | -0.10962 | 437.3773 | 19918.8039 | 1.8328 | 49.8886 | -0.1183 | 944.2805 | 19943.56
1.8332 | 49.8747 | -0.10961 | 437.371 | 19918.7902 | 1.8332 | 49.8885 | -0.1183 | 944.2746 | 19943.55
1.8336 | 49.8747 | -0.10961 | 437.3553 | 19918.7765 | 1.8336 | 49.8885 | -0.1183 | 944.2568 | 19943.53
1.834 | 49.8747 | -0.10961 | 437.3491 | 19918.7629 | 1.834 | 49.8884 | -0.11829 | 944.2509 | 19943.52
1.8344 | 49.8747 | -0.10961 | 437.3334 | 19918.7492 | 1.8344 | 49.8884 | -0.11829 | 944.2332 | 19943.51
1.8348 | 49.8746 | -0.1096 | 437.3272 | 19918.7355 | 1.8348 | 49.8884 | -0.11829 | 944.2273 | 19943.5
1.8352 | 49.8746 | -0.1096 | 437.3115 | 19918.7219 | 1.8352 | 49.8884 | -0.11829 | 944.2095 | 19943.49
1.8356 | 49.8746 | -0.1096 | 437.3053 | 19918.7082 | 1.8356 | 49.8884 | -0.11829 | 944.2036 | 19943.47
1.836 | 49.8746 | -0.1096 | 437.2896 | 19918.6946 | 1.836 | 49.8884 | -0.11829 | 944.1858 | 19943.46
1.8364 | 49.8745 | -0.10959 | 437.2834 | 19918.6809 | 1.8364 | 49.8883 | -0.11828 | 944.18 | 19943.45
1.8368 | 49.8745 | -0.10959 | 437.2677 | 19918.6672 | 1.8368 | 49.8883 | -0.11828 | 944.1622 | 19943.44
1.8372 | 49.8745 | -0.10959 | 437.2614 | 19918.6536 | 1.8372 | 49.8883 | -0.11828 | 944.1563 | 19943.42
1.8376 | 49.8745 | -0.10958 | 437.2457 | 19918.6399 | 1.8376 | 49.8883 | -0.11828 | 944.1385 | 19943.41
1.838 | 49.8744 | -0.10958 | 437.2395 | 19918.6262 | 1.838 | 49.8882 | -0.11828 | 944.1327 | 19943.4
1.8384 | 49.8744 | -0.10958 | 437.2238 | 19918.6126 | 1.8384 | 49.8882 | -0.11828 | 944.1149 | 19943.39
1.8388 | 49.8744 | -0.10958 | 437.2176 | 19918.5989 | 1.8388 | 49.8882 | -0.11828 | 944.109 | 19943.38
1.8392 | 49.8744 | -0.10957 | 437.2019 | 19918.5853 | 1.8392 | 49.8882 | -0.11828 | 944.0912 | 19943.36
1.8396 | 49.8743 | -0.10957 | 437.1957 | 19918.5716 | 1.8396 | 49.8881 | -0.11827 | 944.0853 | 19943.35
1.84 | 49.8743 | -0.10957 | 437.18 | 19918.558 | 1.84 | 49.8881 | -0.11827 | 944.0676 | 19943.34
1.8404 | 49.8743 | -0.10956 | 437.1738 | 19918.5443 | 1.8404 | 49.8881 | -0.11827 | 944.0617 | 19943.33
1.8408 | 49.8743 | -0.10956 | 437.1581 | 19918.5307 | 1.8408 | 49.8881 | -0.11827 | 944.0439 | 19943.32
1.8412 | 49.8743 | -0.10956 | 437.1519 | 19918.517 | 1.8412 | 49.888 | -0.11827 | 944.038 | 19943.3
1.8416 | 49.8743 | -0.10956 | 437.1362 | 19918.5033 | 1.8416 | 49.888 | -0.11827 | 944.0203 | 19943.29
1.842 | 49.8742 | -0.10955 | 437.13 | 19918.4897 | 1.842 | 49.888 | -0.11826 | 944.0144 | 19943.28
1.8424 | 49.8742 | -0.10955 | 437.1143 | 19918.476 | 1.8424 | 49.888 | -0.11826 | 943.9966 | 19943.27
1.8428 | 49.8742 | -0.10955 | 437.108 | 19918.4624 | 1.8428 | 49.8879 | -0.11826 | 943.9907 | 19943.25
1.8432 | 49.8742 | -0.10955 | 437.0923 | 19918.4487 | 1.8432 | 49.8879 | -0.11826 | 943.973 | 19943.24
1.8436 | 49.8741 | -0.10954 | 437.0861 | 19918.4351 | 1.8436 | 49.8879 | -0.11826 | 943.9671 | 19943.23
1.844 | 49.8741 | -0.10954 | 437.0704 | 19918.4214 | 1.844 | 49.8879 | -0.11826 | 943.9493 | 19943.22
1.8444 | 49.8741 | -0.10954 | 437.0642 | 19918.4078 | 1.8444 | 49.8878 | -0.11826 | 943.9434 | 19943.21
1.8448 | 49.8741 | -0.10954 | 437.0485 | 19918.3941 | 1.8448 | 49.8878 | -0.11826 | 943.9257 | 19943.19
1.8452 | 49.874 | -0.10953 | 437.0423 | 19918.3805 | 1.8452 | 49.8878 | -0.11825 | 943.9198 | 19943.18
1.8456 | 49.874 | -0.10953 | 437.0266 | 19918.3668 | 1.8456 | 49.8878 | -0.11825 | 943.902 | 19943.17
1.846 | 49.874 | -0.10953 | 437.0204 | 19918.3532 | 1.846 | 49.8877 | -0.11825 | 943.8961 | 19943.16
1.8464 | 49.874 | -0.10953 | 437.0047 | 19918.3395 | 1.8464 | 49.8877 | -0.11825 | 943.8783 | 19943.14
1.8468 | 49.874 | -0.10952 | 436.9985 | 19918.3259 | 1.8468 | 49.8877 | -0.11825 | 943.8725 | 19943.13
1.8472 | 49.874 | -0.10952 | 436.9828 | 19918.3122 | 1.8472 | 49.8877 | -0.11825 | 943.8547 | 19943.12
1.8476 | 49.8739 | -0.10952 | 436.9766 | 19918.2986 | 1.8476 | 49.8877 | -0.11824 | 943.8488 | 19943.11
1.848 | 49.8739 | -0.10951 | 436.9609 | 19918.285 | 1.848 | 49.8877 | -0.11824 | 943.831 | 19943.1
1.8484 | 49.8739 | -0.10951 | 436.9547 | 19918.2713 | 1.8484 | 49.8876 | -0.11824 | 943.8252 | 19943.08
1.8488 | 49.8739 | -0.10951 | 436.939 | 19918.2577 | 1.8488 | 49.8876 | -0.11824 | 943.8074 | 19943.07
1.8492 | 49.8738 | -0.10951 | 436.9328 | 19918.244 | 1.8492 | 49.8875 | -0.11824 | 943.8015 | 19943.06
1.8496 | 49.8738 | -0.1095 | 436.9171 | 19918.2304 | 1.8496 | 49.8875 | -0.11824 | 943.7838 | 19943.05
1.85 | 49.8738 | -0.1095 | 436.9109 | 19918.2167 | 1.85 | 49.8875 | -0.11824 | 943.7779 | 19943.04
1.8504 | 49.8738 | -0.1095 | 436.8952 | 19918.2031 | 1.8504 | 49.8875 | -0.11824 | 943.7601 | 19943.02
1.8508 | 49.8737 | -0.10949 | 436.889 | 19918.1895 | 1.8508 | 49.8875 | -0.11823 | 943.7542 | 19943.01
1.8512 | 49.8737 | -0.10949 | 436.8733 | 19918.1758 | 1.8512 | 49.8875 | -0.11823 | 943.7365 | 19943
1.8516 | 49.8737 | -0.10949 | 436.8671 | 19918.1622 | 1.8516 | 49.8874 | -0.11823 | 943.7306 | 19942.99
1.852 | 49.8737 | -0.10949 | 436.8514 | 19918.1485 | 1.852 | 49.8874 | -0.11823 | 943.7128 | 19942.97
1.8524 | 49.8736 | -0.10948 | 436.8452 | 19918.1349 | 1.8524 | 49.8874 | -0.11823 | 943.7069 | 19942.96
1.8528 | 49.8736 | -0.10948 | 436.8295 | 19918.1213 | 1.8528 | 49.8874 | -0.11823 | 943.6892 | 19942.95
1.8532 | 49.8736 | -0.10948 | 436.8233 | 19918.1076 | 1.8532 | 49.8873 | -0.11822 | 943.6833 | 19942.94
1.8536 | 49.8736 | -0.10948 | 436.8076 | 19918.094 | 1.8536 | 49.8873 | -0.11822 | 943.6655 | 19942.93
1.854 | 49.8736 | -0.10947 | 436.8014 | 19918.0804 | 1.854 | 49.8873 | -0.11822 | 943.6597 | 19942.91
1.8544 | 49.8736 | -0.10947 | 436.7857 | 19918.0667 | 1.8544 | 49.8873 | -0.11822 | 943.6419 | 19942.9
1.8548 | 49.8735 | -0.10947 | 436.7795 | 19918.0531 | 1.8548 | 49.8872 | -0.11822 | 943.636 | 19942.89
1.8552 | 49.8735 | -0.10947 | 436.7638 | 19918.0395 | 1.8552 | 49.8872 | -0.11822 | 943.6182 | 19942.88
1.8556 | 49.8735 | -0.10946 | 436.7576 | 19918.0258 | 1.8556 | 49.8872 | -0.11822 | 943.6124 | 19942.87
1.856 | 49.8735 | -0.10946 | 436.7419 | 19918.0122 | 1.856 | 49.8872 | -0.11822 | 943.5946 | 19942.85
1.8564 | 49.8734 | -0.10946 | 436.7357 | 19917.9986 | 1.8564 | 49.8871 | -0.11821 | 943.5887 | 19942.84
1.8568 | 49.8734 | -0.10946 | 436.72 | 19917.9849 | 1.8568 | 49.8871 | -0.11821 | 943.5709 | 19942.83
1.8572 | 49.8734 | -0.10945 | 436.7139 | 19917.9713 | 1.8572 | 49.8871 | -0.11821 | 943.5651 | 19942.82
1.8576 | 49.8734 | -0.10945 | 436.6981 | 19917.9577 | 1.8576 | 49.8871 | -0.11821 | 943.5473 | 19942.8
1.858 | 49.8733 | -0.10945 | 436.692 | 19917.944 | 1.858 | 49.887 | -0.11821 | 943.5414 | 19942.79
1.8584 | 49.8733 | -0.10944 | 436.6763 | 19917.9304 | 1.8584 | 49.887 | -0.11821 | 943.5237 | 19942.78
1.8588 | 49.8733 | -0.10944 | 436.6701 | 19917.9168 | 1.8588 | 49.887 | -0.1182 | 943.5178 | 19942.77
1.8592 | 49.8733 | -0.10944 | 436.6544 | 19917.9031 | 1.8592 | 49.887 | -0.1182 | 943.5 | 19942.76
1.8596 | 49.8733 | -0.10944 | 436.6482 | 19917.8895 | 1.8596 | 49.8869 | -0.1182 | 943.4942 | 19942.74
1.86 | 49.8733 | -0.10943 | 436.6325 | 19917.8759 | 1.86 | 49.8869 | -0.1182 | 943.4764 | 19942.73
1.8604 | 49.8732 | -0.10943 | 436.6263 | 19917.8623 | 1.8604 | 49.8869 | -0.1182 | 943.4705 | 19942.72
1.8608 | 49.8732 | -0.10943 | 436.6106 | 19917.8486 | 1.8608 | 49.8869 | -0.1182 | 943.4527 | 19942.71
1.8612 | 49.8732 | -0.10942 | 436.6044 | 19917.835 | 1.8612 | 49.8869 | -0.1182 | 943.4469 | 19942.7
1.8616 | 49.8732 | -0.10942 | 436.5887 | 19917.8214 | 1.8616 | 49.8869 | -0.1182 | 943.4291 | 19942.68
1.862 | 49.8731 | -0.10942 | 436.5825 | 19917.8078 | 1.862 | 49.8868 | -0.11819 | 943.4232 | 19942.67
1.8624 | 49.8731 | -0.10942 | 436.5668 | 19917.7941 | 1.8624 | 49.8868 | -0.11819 | 943.4055 | 19942.66
1.8628 | 49.8731 | -0.10941 | 436.5607 | 19917.7805 | 1.8628 | 49.8867 | -0.11819 | 943.3996 | 19942.65
1.8632 | 49.8731 | -0.10937 | 436.7081 | 19917.7669 | 1.8632 | 49.8867 | -0.11819 | 943.3818 | 19942.63
1.8636 | 49.873 | -0.10925 | 437.1497 | 19917.7533 | 1.8636 | 49.8867 | -0.11819 | 943.376 | 19942.62
1.864 | 49.873 | -0.10935 | 436.7415 | 19917.7396 | 1.864 | 49.8867 | -0.11819 | 943.3582 | 19942.61
1.8644 | 49.873 | -0.10939 | 436.5578 | 19917.726 | 1.8644 | 49.8867 | -0.11818 | 943.3523 | 19942.6
1.8648 | 49.873 | -0.10934 | 436.7364 | 19917.7124 | 1.8648 | 49.8867 | -0.11818 | 943.3346 | 19942.59
1.8652 | 49.8729 | -0.10928 | 436.973 | 19917.6988 | 1.8652 | 49.8866 | -0.11818 | 943.3287 | 19942.57
1.8656 | 49.8729 | -0.10935 | 436.6804 | 19917.6852 | 1.8656 | 49.8866 | -0.11818 | 943.3109 | 19942.56
1.866 | 49.8729 | -0.10942 | 436.37 | 19917.6715 | 1.866 | 49.8866 | -0.11818 | 943.3051 | 19942.55
1.8664 | 49.8729 | -0.1094 | 436.4284 | 19917.6579 | 1.8664 | 49.8866 | -0.11818 | 943.2873 | 19942.54
1.8668 | 49.8729 | -0.10938 | 436.4696 | 19917.6443 | 1.8668 | 49.8865 | -0.11818 | 943.2814 | 19942.52
1.8672 | 49.8729 | -0.10939 | 436.4226 | 19917.6307 | 1.8672 | 49.8865 | -0.11818 | 943.2636 | 19942.51
1.8676 | 49.8728 | -0.10938 | 436.4333 | 19917.6171 | 1.8676 | 49.8865 | -0.11817 | 943.2578 | 19942.5
1.868 | 49.8728 | -0.10938 | 436.4119 | 19917.6035 | 1.868 | 49.8865 | -0.11817 | 943.24 | 19942.49
1.8684 | 49.8728 | -0.10938 | 436.4078 | 19917.5898 | 1.8684 | 49.8864 | -0.11817 | 943.2342 | 19942.48
1.8688 | 49.8728 | -0.10937 | 436.3917 | 19917.5762 | 1.8688 | 49.8864 | -0.11817 | 943.2164 | 19942.46
1.8692 | 49.8727 | -0.10937 | 436.3855 | 19917.5626 | 1.8692 | 49.8864 | -0.11817 | 943.2105 | 19942.45
1.8696 | 49.8727 | -0.10937 | 436.37 | 19917.549 | 1.8696 | 49.8864 | -0.11817 | 943.1927 | 19942.44
1.87 | 49.8727 | -0.10937 | 436.3638 | 19917.5354 | 1.87 | 49.8863 | -0.11816 | 943.1869 | 19942.43
1.8704 | 49.8727 | -0.10936 | 436.3481 | 19917.5218 | 1.8704 | 49.8863 | -0.11816 | 943.1691 | 19942.42
1.8708 | 49.8726 | -0.10936 | 436.3419 | 19917.5082 | 1.8708 | 49.8863 | -0.11816 | 943.1633 | 19942.4
1.8712 | 49.8726 | -0.10936 | 436.3262 | 19917.4946 | 1.8712 | 49.8863 | -0.11816 | 943.1455 | 19942.39
1.8716 | 49.8726 | -0.10935 | 436.32 | 19917.4809 | 1.8716 | 49.8862 | -0.11816 | 943.1396 | 19942.38
1.872 | 49.8726 | -0.10935 | 436.3044 | 19917.4673 | 1.872 | 49.8862 | -0.11816 | 943.1218 | 19942.37
1.8724 | 49.8726 | -0.10935 | 436.2982 | 19917.4537 | 1.8724 | 49.8862 | -0.11816 | 943.116 | 19942.35
1.8728 | 49.8726 | -0.10935 | 436.2825 | 19917.4401 | 1.8728 | 49.8862 | -0.11816 | 943.0982 | 19942.34
1.8732 | 49.8725 | -0.10934 | 436.2763 | 19917.4265 | 1.8732 | 49.8861 | -0.11815 | 943.0924 | 19942.33
1.8736 | 49.8725 | -0.10934 | 436.2606 | 19917.4129 | 1.8736 | 49.8861 | -0.11815 | 943.0746 | 19942.32
1.874 | 49.8725 | -0.10934 | 436.2544 | 19917.3993 | 1.874 | 49.8861 | -0.11815 | 943.0687 | 19942.31
1.8744 | 49.8725 | -0.10934 | 436.2388 | 19917.3857 | 1.8744 | 49.8861 | -0.11815 | 943.051 | 19942.29
1.8748 | 49.8724 | -0.10933 | 436.2325 | 19917.3721 | 1.8748 | 49.886 | -0.11815 | 943.0451 | 19942.28
1.8752 | 49.8724 | -0.10933 | 436.2169 | 19917.3585 | 1.8752 | 49.886 | -0.11815 | 943.0273 | 19942.27
1.8756 | 49.8724 | -0.10933 | 436.2107 | 19917.3449 | 1.8756 | 49.886 | -0.11814 | 943.0215 | 19942.26
1.876 | 49.8724 | -0.10933 | 436.195 | 19917.3313 | 1.876 | 49.886 | -0.11814 | 943.0037 | 19942.25
1.8764 | 49.8723 | -0.10932 | 436.1888 | 19917.3177 | 1.8764 | 49.886 | -0.11814 | 942.9978 | 19942.23
1.8768 | 49.8723 | -0.10932 | 436.1732 | 19917.3041 | 1.8768 | 49.886 | -0.11814 | 942.9801 | 19942.22
1.8772 | 49.8723 | -0.10932 | 436.167 | 19917.2905 | 1.8772 | 49.8859 | -0.11814 | 942.9742 | 19942.21
1.8776 | 49.8723 | -0.10932 | 436.1513 | 19917.2769 | 1.8776 | 49.8859 | -0.11814 | 942.9564 | 19942.2
1.878 | 49.8722 | -0.10931 | 436.1451 | 19917.2633 | 1.878 | 49.8858 | -0.11814 | 942.9506 | 19942.18
1.8784 | 49.8722 | -0.10931 | 436.1294 | 19917.2497 | 1.8784 | 49.8858 | -0.11814 | 942.9328 | 19942.17
1.8788 | 49.8722 | -0.10931 | 436.1232 | 19917.2361 | 1.8788 | 49.8858 | -0.11813 | 942.927 | 19942.16
1.8792 | 49.8722 | -0.1093 | 436.1076 | 19917.2225 | 1.8792 | 49.8858 | -0.11813 | 942.9092 | 19942.15
1.8796 | 49.8722 | -0.1093 | 436.1014 | 19917.2089 | 1.8796 | 49.8858 | -0.11813 | 942.9033 | 19942.14
1.88 | 49.8722 | -0.1093 | 436.0857 | 19917.1953 | 1.88 | 49.8858 | -0.11813 | 942.8856 | 19942.12
1.8804 | 49.8721 | -0.1093 | 436.0795 | 19917.1817 | 1.8804 | 49.8857 | -0.11813 | 942.8797 | 19942.11
1.8808 | 49.8721 | -0.10929 | 436.0639 | 19917.1681 | 1.8808 | 49.8857 | -0.11813 | 942.8619 | 19942.1
1.8812 | 49.8721 | -0.10929 | 436.0577 | 19917.1545 | 1.8812 | 49.8857 | -0.11812 | 942.8561 | 19942.09
1.8816 | 49.8721 | -0.10929 | 436.042 | 19917.1409 | 1.8816 | 49.8857 | -0.11812 | 942.8383 | 19942.08
1.882 | 49.872 | -0.10928 | 436.0358 | 19917.1273 | 1.882 | 49.8856 | -0.11812 | 942.8325 | 19942.06
1.8824 | 49.872 | -0.10928 | 436.0201 | 19917.1137 | 1.8824 | 49.8856 | -0.11812 | 942.8147 | 19942.05
1.8828 | 49.872 | -0.10928 | 436.0139 | 19917.1001 | 1.8828 | 49.8856 | -0.11812 | 942.8088 | 19942.04
1.8832 | 49.872 | -0.10928 | 435.9983 | 19917.0865 | 1.8832 | 49.8856 | -0.11812 | 942.7911 | 19942.03
1.8836 | 49.8719 | -0.10927 | 435.9921 | 19917.0729 | 1.8836 | 49.8855 | -0.11812 | 942.7852 | 19942.01
1.884 | 49.8719 | -0.10927 | 435.9764 | 19917.0593 | 1.884 | 49.8855 | -0.11812 | 942.7674 | 19942
1.8844 | 49.8719 | -0.10927 | 435.9702 | 19917.0457 | 1.8844 | 49.8855 | -0.11811 | 942.7616 | 19941.99
1.8848 | 49.8719 | -0.10927 | 435.9546 | 19917.0321 | 1.8848 | 49.8855 | -0.11811 | 942.7438 | 19941.98
1.8852 | 49.8719 | -0.10926 | 435.9484 | 19917.0185 | 1.8852 | 49.8854 | -0.11811 | 942.738 | 19941.97
1.8856 | 49.8719 | -0.10926 | 435.9327 | 19917.0049 | 1.8856 | 49.8854 | -0.11811 | 942.7202 | 19941.95
1.886 | 49.8718 | -0.10926 | 435.9265 | 19916.9913 | 1.886 | 49.8854 | -0.11811 | 942.7144 | 19941.94
1.8864 | 49.8718 | -0.10926 | 435.9109 | 19916.9778 | 1.8864 | 49.8854 | -0.11811 | 942.6966 | 19941.93
1.8868 | 49.8718 | -0.10925 | 435.9047 | 19916.9642 | 1.8868 | 49.8853 | -0.1181 | 942.6907 | 19941.92
1.8872 | 49.8718 | -0.10925 | 435.889 | 19916.9506 | 1.8872 | 49.8853 | -0.1181 | 942.6729 | 19941.91
1.8876 | 49.8717 | -0.10925 | 435.8828 | 19916.937 | 1.8876 | 49.8853 | -0.1181 | 942.6671 | 19941.89
1.888 | 49.8717 | -0.10925 | 435.8672 | 19916.9234 | 1.888 | 49.8853 | -0.1181 | 942.6493 | 19941.88
1.8884 | 49.8717 | -0.10924 | 435.861 | 19916.9098 | 1.8884 | 49.8852 | -0.1181 | 942.6435 | 19941.87
1.8888 | 49.8717 | -0.10924 | 435.8453 | 19916.8962 | 1.8888 | 49.8852 | -0.1181 | 942.6257 | 19941.86
1.8892 | 49.8716 | -0.10924 | 435.8391 | 19916.8826 | 1.8892 | 49.8852 | -0.1181 | 942.6199 | 19941.84
1.8896 | 49.8716 | -0.10923 | 435.8235 | 19916.8691 | 1.8896 | 49.8852 | -0.1181 | 942.6021 | 19941.83
1.89 | 49.8716 | -0.10923 | 435.8173 | 19916.8555 | 1.89 | 49.8851 | -0.11809 | 942.5963 | 19941.82
1.8904 | 49.8716 | -0.10923 | 435.8016 | 19916.8419 | 1.8904 | 49.8851 | -0.11809 | 942.5785 | 19941.81
1.8908 | 49.8715 | -0.10922 | 435.8085 | 19916.8283 | 1.8908 | 49.8851 | -0.11809 | 942.5726 | 19941.8
1.8912 | 49.8715 | -0.10922 | 435.7779 | 19916.8147 | 1.8912 | 49.8851 | -0.11809 | 942.5548 | 19941.78
1.8916 | 49.8715 | -0.10922 | 435.7738 | 19916.8011 | 1.8916 | 49.885 | -0.11809 | 942.549 | 19941.77
1.892 | 49.8715 | -0.10922 | 435.7578 | 19916.7876 | 1.892 | 49.885 | -0.11809 | 942.5312 | 19941.76
1.8924 | 49.8715 | -0.10921 | 435.7516 | 19916.774 | 1.8924 | 49.885 | -0.11808 | 942.5254 | 19941.75
1.8928 | 49.8715 | -0.10921 | 435.7361 | 19916.7604 | 1.8928 | 49.885 | -0.11808 | 942.5076 | 19941.74
1.8932 | 49.8714 | -0.10921 | 435.7299 | 19916.7468 | 1.8932 | 49.885 | -0.11808 | 942.5018 | 19941.72
1.8936 | 49.8714 | -0.10921 | 435.7143 | 19916.7332 | 1.8936 | 49.885 | -0.11808 | 942.484 | 19941.71
1.894 | 49.8714 | -0.1092 | 435.7081 | 19916.7197 | 1.894 | 49.8849 | -0.11808 | 942.4782 | 19941.7
1.8944 | 49.8714 | -0.1092 | 435.6924 | 19916.7061 | 1.8944 | 49.8849 | -0.11808 | 942.4604 | 19941.69
1.8948 | 49.8713 | -0.1092 | 435.6862 | 19916.6925 | 1.8948 | 49.8849 | -0.11808 | 942.4546 | 19941.67
1.8952 | 49.8713 | -0.1092 | 435.6706 | 19916.6789 | 1.8952 | 49.8849 | -0.11808 | 942.4368 | 19941.66
1.8956 | 49.8713 | -0.10919 | 435.6644 | 19916.6654 | 1.8956 | 49.8848 | -0.11807 | 942.4309 | 19941.65
1.896 | 49.8713 | -0.10919 | 435.6487 | 19916.6518 | 1.896 | 49.8848 | -0.11807 | 942.4131 | 19941.64
1.8964 | 49.8712 | -0.10919 | 435.6426 | 19916.6382 | 1.8964 | 49.8848 | -0.11807 | 942.4073 | 19941.63
1.8968 | 49.8712 | -0.10919 | 435.6269 | 19916.6246 | 1.8968 | 49.8848 | -0.11807 | 942.3895 | 19941.61
1.8972 | 49.8712 | -0.10918 | 435.6207 | 19916.6111 | 1.8972 | 49.8847 | -0.11807 | 942.3837 | 19941.6
1.8976 | 49.8712 | -0.10918 | 435.6051 | 19916.5975 | 1.8976 | 49.8847 | -0.11807 | 942.3659 | 19941.59
1.898 | 49.8712 | -0.10918 | 435.5989 | 19916.5839 | 1.898 | 49.8847 | -0.11807 | 942.3601 | 19941.58
1.8984 | 49.8712 | -0.10918 | 435.5832 | 19916.5703 | 1.8984 | 49.8847 | -0.11806 | 942.3423 | 19941.56
1.8988 | 49.8711 | -0.10917 | 435.5771 | 19916.5568 | 1.8988 | 49.8846 | -0.11806 | 942.3365 | 19941.55
1.8992 | 49.8711 | -0.10917 | 435.5614 | 19916.5432 | 1.8992 | 49.8846 | -0.11806 | 942.3187 | 19941.54
1.8996 | 49.8711 | -0.10917 | 435.5552 | 19916.5296 | 1.8996 | 49.8846 | -0.11806 | 942.3129 | 19941.53
1.9 | 49.8711 | -0.10916 | 435.5396 | 19916.5161 | 1.9 | 49.8846 | -0.11806 | 942.2951 | 19941.52
1.9004 | 49.871 | -0.10916 | 435.5334 | 19916.5025 | 1.9004 | 49.8845 | -0.11806 | 942.2893 | 19941.5
1.9008 | 49.871 | -0.10916 | 435.5177 | 19916.4889 | 1.9008 | 49.8845 | -0.11806 | 942.2715 | 19941.49
1.9012 | 49.871 | -0.10916 | 435.5116 | 19916.4753 | 1.9012 | 49.8845 | -0.11805 | 942.2657 | 19941.48
1.9016 | 49.871 | -0.10915 | 435.4959 | 19916.4618 | 1.9016 | 49.8845 | -0.11805 | 942.2479 | 19941.47
1.902 | 49.8709 | -0.10915 | 435.4897 | 19916.4482 | 1.902 | 49.8844 | -0.11805 | 942.242 | 19941.46
1.9024 | 49.8709 | -0.10915 | 435.4741 | 19916.4346 | 1.9024 | 49.8844 | -0.11805 | 942.2242 | 19941.44
1.9028 | 49.8709 | -0.10914 | 435.4679 | 19916.4211 | 1.9028 | 49.8844 | -0.11805 | 942.2184 | 19941.43
1.9032 | 49.8709 | -0.10914 | 435.4522 | 19916.4075 | 1.9032 | 49.8844 | -0.11805 | 942.2006 | 19941.42
1.9036 | 49.8708 | -0.10914 | 435.4461 | 19916.3939 | 1.9036 | 49.8843 | -0.11805 | 942.1948 | 19941.41
1.904 | 49.8708 | -0.10914 | 435.4304 | 19916.3804 | 1.904 | 49.8843 | -0.11804 | 942.177 | 19941.39
1.9044 | 49.8708 | -0.10913 | 435.4242 | 19916.3668 | 1.9044 | 49.8843 | -0.11804 | 942.1712 | 19941.38
1.9048 | 49.8708 | -0.10913 | 435.4086 | 19916.3532 | 1.9048 | 49.8843 | -0.11804 | 942.1534 | 19941.37
1.9052 | 49.8708 | -0.10913 | 435.4024 | 19916.3397 | 1.9052 | 49.8843 | -0.11804 | 942.1476 | 19941.36
1.9056 | 49.8708 | -0.10913 | 435.3867 | 19916.3261 | 1.9056 | 49.8843 | -0.11804 | 942.1298 | 19941.35
1.906 | 49.8707 | -0.10912 | 435.3806 | 19916.3126 | 1.906 | 49.8842 | -0.11804 | 942.124 | 19941.33
1.9064 | 49.8707 | -0.10912 | 435.3649 | 19916.299 | 1.9064 | 49.8842 | -0.11804 | 942.1062 | 19941.32
1.9068 | 49.8707 | -0.10912 | 435.3588 | 19916.2854 | 1.9068 | 49.8841 | -0.11803 | 942.1004 | 19941.31
1.9072 | 49.8707 | -0.10912 | 435.3431 | 19916.2719 | 1.9072 | 49.8841 | -0.11803 | 942.0826 | 19941.3
1.9076 | 49.8706 | -0.10911 | 435.3369 | 19916.2583 | 1.9076 | 49.8841 | -0.11803 | 942.0768 | 19941.29
1.908 | 49.8706 | -0.10911 | 435.3213 | 19916.2448 | 1.908 | 49.8841 | -0.11803 | 942.059 | 19941.27
1.9084 | 49.8706 | -0.10911 | 435.3151 | 19916.2312 | 1.9084 | 49.8841 | -0.11803 | 942.0532 | 19941.26
1.9088 | 49.8706 | -0.10911 | 435.2995 | 19916.2176 | 1.9088 | 49.8841 | -0.11803 | 942.0354 | 19941.25
1.9092 | 49.8705 | -0.1091 | 435.2933 | 19916.2041 | 1.9092 | 49.884 | -0.11803 | 942.0296 | 19941.24
1.9096 | 49.8705 | -0.1091 | 435.2776 | 19916.1905 | 1.9096 | 49.884 | -0.11802 | 942.0118 | 19941.22
1.91 | 49.8705 | -0.1091 | 435.2715 | 19916.177 | 1.91 | 49.884 | -0.11802 | 942.006 | 19941.21
1.9104 | 49.8705 | -0.10909 | 435.2558 | 19916.1634 | 1.9104 | 49.884 | -0.11802 | 941.9882 | 19941.2
1.9108 | 49.8705 | -0.10909 | 435.2497 | 19916.1499 | 1.9108 | 49.8839 | -0.11802 | 941.9824 | 19941.19
1.9112 | 49.8705 | -0.10909 | 435.234 | 19916.1363 | 1.9112 | 49.8839 | -0.11802 | 941.9646 | 19941.18
1.9116 | 49.8704 | -0.10909 | 435.2279 | 19916.1227 | 1.9116 | 49.8839 | -0.11802 | 941.9588 | 19941.16
1.912 | 49.8704 | -0.10908 | 435.2122 | 19916.1092 | 1.912 | 49.8839 | -0.11802 | 941.941 | 19941.15
1.9124 | 49.8704 | -0.10908 | 435.206 | 19916.0956 | 1.9124 | 49.8838 | -0.11801 | 941.9352 | 19941.14
1.9128 | 49.8704 | -0.10908 | 435.1904 | 19916.0821 | 1.9128 | 49.8838 | -0.11801 | 941.9174 | 19941.13
1.9132 | 49.8703 | -0.10907 | 435.1842 | 19916.0685 | 1.9132 | 49.8838 | -0.11801 | 941.9116 | 19941.12
1.9136 | 49.8703 | -0.10907 | 435.1685 | 19916.055 | 1.9136 | 49.8838 | -0.11801 | 941.8938 | 19941.1
1.914 | 49.8703 | -0.10907 | 435.1624 | 19916.0414 | 1.914 | 49.8837 | -0.11801 | 941.888 | 19941.09
1.9144 | 49.8703 | -0.10907 | 435.1467 | 19916.0279 | 1.9144 | 49.8837 | -0.11801 | 941.8702 | 19941.08
1.9148 | 49.8702 | -0.10906 | 435.1406 | 19916.0143 | 1.9148 | 49.8837 | -0.11801 | 941.8644 | 19941.07
1.9152 | 49.8702 | -0.10906 | 435.1249 | 19916.0008 | 1.9152 | 49.8837 | -0.118 | 941.8466 | 19941.05
1.9156 | 49.8702 | -0.10906 | 435.1188 | 19915.9872 | 1.9156 | 49.8836 | -0.118 | 941.8408 | 19941.04
1.916 | 49.8702 | -0.10906 | 435.1031 | 19915.9737 | 1.916 | 49.8836 | -0.118 | 941.823 | 19941.03
1.9164 | 49.8701 | -0.10905 | 435.097 | 19915.9601 | 1.9164 | 49.8836 | -0.118 | 941.8172 | 19941.02
1.9168 | 49.8701 | -0.10905 | 435.0813 | 19915.9466 | 1.9168 | 49.8836 | -0.118 | 941.7994 | 19941.01
1.9172 | 49.8701 | -0.10905 | 435.0752 | 19915.933 | 1.9172 | 49.8835 | -0.118 | 941.7936 | 19940.99
1.9176 | 49.8701 | -0.10905 | 435.0595 | 19915.9195 | 1.9176 | 49.8835 | -0.118 | 941.7758 | 19940.98
1.918 | 49.8701 | -0.10904 | 435.0534 | 19915.906 | 1.918 | 49.8835 | -0.11799 | 941.77 | 19940.97
1.9184 | 49.8701 | -0.10904 | 435.0377 | 19915.8924 | 1.9184 | 49.8835 | -0.11799 | 941.7522 | 19940.96
1.9188 | 49.87 | -0.10904 | 435.0315 | 19915.8789 | 1.9188 | 49.8834 | -0.11799 | 941.7464 | 19940.95
1.9192 | 49.87 | -0.10904 | 435.0159 | 19915.8653 | 1.9192 | 49.8834 | -0.11799 | 941.7286 | 19940.93
1.9196 | 49.87 | -0.10903 | 435.0097 | 19915.8518 | 1.9196 | 49.8834 | -0.11799 | 941.7228 | 19940.92
1.92 | 49.87 | -0.10903 | 434.9941 | 19915.8382 | 1.92 | 49.8834 | -0.11799 | 941.705 | 19940.91
1.9204 | 49.8699 | -0.10903 | 434.9879 | 19915.8247 | 1.9204 | 49.8834 | -0.11799 | 941.6992 | 19940.9
1.9208 | 49.8699 | -0.10903 | 434.9723 | 19915.8112 | 1.9208 | 49.8834 | -0.11798 | 941.6814 | 19940.88
1.9212 | 49.8699 | -0.10902 | 434.9661 | 19915.7976 | 1.9212 | 49.8833 | -0.11798 | 941.6756 | 19940.87
1.9216 | 49.8699 | -0.10902 | 434.9504 | 19915.7841 | 1.9216 | 49.8833 | -0.11798 | 941.6578 | 19940.86
1.922 | 49.8698 | -0.10902 | 434.9443 | 19915.7705 | 1.922 | 49.8833 | -0.11798 | 941.652 | 19940.85
1.9224 | 49.8698 | -0.10901 | 434.9286 | 19915.757 | 1.9224 | 49.8833 | -0.11798 | 941.6342 | 19940.84
1.9228 | 49.8698 | -0.10901 | 434.9225 | 19915.7435 | 1.9228 | 49.8832 | -0.11798 | 941.6284 | 19940.82
1.9232 | 49.8698 | -0.10901 | 434.9068 | 19915.7299 | 1.9232 | 49.8832 | -0.11798 | 941.6106 | 19940.81
1.9236 | 49.8698 | -0.10901 | 434.9007 | 19915.7164 | 1.9236 | 49.8832 | -0.11797 | 941.6048 | 19940.8
1.924 | 49.8698 | -0.109 | 434.885 | 19915.7028 | 1.924 | 49.8832 | -0.11797 | 941.587 | 19940.79
1.9244 | 49.8697 | -0.109 | 434.8789 | 19915.6893 | 1.9244 | 49.8831 | -0.11797 | 941.5812 | 19940.78
1.9248 | 49.8697 | -0.109 | 434.8632 | 19915.6758 | 1.9248 | 49.8831 | -0.11797 | 941.5634 | 19940.76
1.9252 | 49.8697 | -0.10899 | 434.8571 | 19915.6622 | 1.9252 | 49.8831 | -0.11797 | 941.5576 | 19940.75
1.9256 | 49.8697 | -0.10899 | 434.8414 | 19915.6487 | 1.9256 | 49.8831 | -0.11797 | 941.5398 | 19940.74
1.926 | 49.8696 | -0.10899 | 434.8353 | 19915.6352 | 1.926 | 49.883 | -0.11797 | 941.534 | 19940.73
1.9264 | 49.8696 | -0.10899 | 434.8196 | 19915.6216 | 1.9264 | 49.883 | -0.11796 | 941.5162 | 19940.71
1.9268 | 49.8696 | -0.10898 | 434.8135 | 19915.6081 | 1.9268 | 49.883 | -0.11796 | 941.5104 | 19940.7
1.9272 | 49.8696 | -0.10898 | 434.7978 | 19915.5946 | 1.9272 | 49.883 | -0.11796 | 941.4926 | 19940.69
1.9276 | 49.8695 | -0.10898 | 434.7917 | 19915.581 | 1.9276 | 49.8829 | -0.11796 | 941.4868 | 19940.68
1.928 | 49.8695 | -0.10898 | 434.776 | 19915.5675 | 1.928 | 49.8829 | -0.11796 | 941.469 | 19940.67
1.9284 | 49.8695 | -0.10897 | 434.7699 | 19915.554 | 1.9284 | 49.8829 | -0.11796 | 941.4632 | 19940.65
1.9288 | 49.8695 | -0.10897 | 434.7543 | 19915.5404 | 1.9288 | 49.8829 | -0.11796 | 941.4454 | 19940.64
1.9292 | 49.8695 | -0.10897 | 434.7481 | 19915.5269 | 1.9292 | 49.8828 | -0.11795 | 941.4396 | 19940.63
1.9296 | 49.8695 | -0.10897 | 434.7325 | 19915.5134 | 1.9296 | 49.8828 | -0.11795 | 941.4218 | 19940.62
1.93 | 49.8694 | -0.10896 | 434.7264 | 19915.4998 | 1.93 | 49.8828 | -0.11795 | 941.4161 | 19940.61
1.9304 | 49.8694 | -0.10896 | 434.7107 | 19915.4863 | 1.9304 | 49.8828 | -0.11795 | 941.3982 | 19940.59
1.9308 | 49.8694 | -0.10896 | 434.7046 | 19915.4728 | 1.9308 | 49.8827 | -0.11795 | 941.3925 | 19940.58
1.9312 | 49.8694 | -0.10896 | 434.6889 | 19915.4593 | 1.9312 | 49.8827 | -0.11795 | 941.3747 | 19940.57
1.9316 | 49.8693 | -0.10895 | 434.6828 | 19915.4457 | 1.9316 | 49.8827 | -0.11795 | 941.3689 | 19940.56
1.932 | 49.8693 | -0.10895 | 434.6671 | 19915.4322 | 1.932 | 49.8827 | -0.11794 | 941.3511 | 19940.54
1.9324 | 49.8693 | -0.10895 | 434.661 | 19915.4187 | 1.9324 | 49.8826 | -0.11794 | 941.3453 | 19940.53
1.9328 | 49.8693 | -0.10894 | 434.6453 | 19915.4052 | 1.9328 | 49.8826 | -0.11794 | 941.3275 | 19940.52
1.9332 | 49.8692 | -0.10894 | 434.6392 | 19915.3916 | 1.9332 | 49.8826 | -0.11794 | 941.3217 | 19940.51
1.9336 | 49.8692 | -0.10894 | 434.6235 | 19915.3781 | 1.9336 | 49.8826 | -0.11794 | 941.3039 | 19940.5
1.934 | 49.8692 | -0.10894 | 434.6174 | 19915.3646 | 1.934 | 49.8826 | -0.11794 | 941.2981 | 19940.48
1.9344 | 49.8692 | -0.10893 | 434.6017 | 19915.3511 | 1.9344 | 49.8826 | -0.11794 | 941.2803 | 19940.47
1.9348 | 49.8691 | -0.10893 | 434.5956 | 19915.3375 | 1.9348 | 49.8825 | -0.11793 | 941.2745 | 19940.46
1.9352 | 49.8691 | -0.10893 | 434.5799 | 19915.324 | 1.9352 | 49.8825 | -0.11793 | 941.2567 | 19940.45
1.9356 | 49.8691 | -0.10892 | 434.5738 | 19915.3105 | 1.9356 | 49.8824 | -0.11793 | 941.2509 | 19940.44
1.936 | 49.8691 | -0.10892 | 434.5581 | 19915.297 | 1.936 | 49.8824 | -0.11793 | 941.2331 | 19940.42
1.9364 | 49.8691 | -0.10892 | 434.5521 | 19915.2835 | 1.9364 | 49.8824 | -0.11793 | 941.2274 | 19940.41
1.9368 | 49.8691 | -0.10892 | 434.5364 | 19915.2699 | 1.9368 | 49.8824 | -0.11793 | 941.2095 | 19940.4
1.9372 | 49.869 | -0.10891 | 434.5303 | 19915.2564 | 1.9372 | 49.8824 | -0.11793 | 941.2038 | 19940.39
1.9376 | 49.869 | -0.10891 | 434.5146 | 19915.2429 | 1.9376 | 49.8824 | -0.11792 | 941.1859 | 19940.37
1.938 | 49.869 | -0.10891 | 434.5085 | 19915.2294 | 1.938 | 49.8823 | -0.11792 | 941.1802 | 19940.36
1.9384 | 49.869 | -0.10891 | 434.4928 | 19915.2159 | 1.9384 | 49.8823 | -0.11792 | 941.1624 | 19940.35
1.9388 | 49.8689 | -0.1089 | 434.4867 | 19915.2023 | 1.9388 | 49.8823 | -0.11792 | 941.1566 | 19940.34
1.9392 | 49.8689 | -0.1089 | 434.471 | 19915.1888 | 1.9392 | 49.8823 | -0.11792 | 941.1388 | 19940.33
1.9396 | 49.8689 | -0.1089 | 434.4649 | 19915.1753 | 1.9396 | 49.8822 | -0.11792 | 941.133 | 19940.31
1.94 | 49.8689 | -0.1089 | 434.4492 | 19915.1618 | 1.94 | 49.8822 | -0.11792 | 941.1152 | 19940.3
1.9404 | 49.8688 | -0.10889 | 434.4431 | 19915.1483 | 1.9404 | 49.8822 | -0.11791 | 941.1094 | 19940.29
1.9408 | 49.8688 | -0.10889 | 434.4275 | 19915.1348 | 1.9408 | 49.8822 | -0.11791 | 941.0916 | 19940.28
1.9412 | 49.8688 | -0.10889 | 434.4214 | 19915.1213 | 1.9412 | 49.8821 | -0.11791 | 941.0858 | 19940.27
1.9416 | 49.8688 | -0.10889 | 434.4057 | 19915.1077 | 1.9416 | 49.8821 | -0.11791 | 941.068 | 19940.25
1.942 | 49.8688 | -0.10888 | 434.3996 | 19915.0942 | 1.942 | 49.8821 | -0.11791 | 941.0623 | 19940.24
1.9424 | 49.8688 | -0.10888 | 434.3839 | 19915.0807 | 1.9424 | 49.8821 | -0.11791 | 941.0445 | 19940.23
1.9428 | 49.8687 | -0.10888 | 434.3778 | 19915.0672 | 1.9428 | 49.882 | -0.11791 | 941.0387 | 19940.22
1.9432 | 49.8687 | -0.10887 | 434.3621 | 19915.0537 | 1.9432 | 49.882 | -0.1179 | 941.0209 | 19940.2
1.9436 | 49.8687 | -0.10887 | 434.356 | 19915.0402 | 1.9436 | 49.882 | -0.1179 | 941.0151 | 19940.19
1.944 | 49.8687 | -0.10887 | 434.3404 | 19915.0267 | 1.944 | 49.882 | -0.1179 | 940.9973 | 19940.18
1.9444 | 49.8686 | -0.10887 | 434.3343 | 19915.0132 | 1.9444 | 49.8819 | -0.1179 | 940.9915 | 19940.17
1.9448 | 49.8686 | -0.10886 | 434.3186 | 19914.9997 | 1.9448 | 49.8819 | -0.1179 | 940.9737 | 19940.16
1.9452 | 49.8686 | -0.10886 | 434.3125 | 19914.9861 | 1.9452 | 49.8819 | -0.1179 | 940.9679 | 19940.14
1.9456 | 49.8686 | -0.10886 | 434.2968 | 19914.9726 | 1.9456 | 49.8819 | -0.1179 | 940.9501 | 19940.13
1.946 | 49.8685 | -0.10885 | 434.2907 | 19914.9591 | 1.946 | 49.8818 | -0.11789 | 940.9444 | 19940.12
1.9464 | 49.8685 | -0.10885 | 434.275 | 19914.9456 | 1.9464 | 49.8818 | -0.11789 | 940.9266 | 19940.11
1.9468 | 49.8685 | -0.10885 | 434.269 | 19914.9321 | 1.9468 | 49.8818 | -0.11789 | 940.9208 | 19940.1
1.9472 | 49.8685 | -0.10885 | 434.2533 | 19914.9186 | 1.9472 | 49.8818 | -0.11789 | 940.903 | 19940.08
1.9476 | 49.8685 | -0.10884 | 434.2472 | 19914.9051 | 1.9476 | 49.8817 | -0.11789 | 940.8972 | 19940.07
1.948 | 49.8685 | -0.10884 | 434.2315 | 19914.8916 | 1.948 | 49.8817 | -0.11789 | 940.8794 | 19940.06
1.9484 | 49.8684 | -0.10884 | 434.2254 | 19914.8781 | 1.9484 | 49.8817 | -0.11789 | 940.8736 | 19940.05
1.9488 | 49.8684 | -0.10884 | 434.2097 | 19914.8646 | 1.9488 | 49.8817 | -0.11789 | 940.8558 | 19940.03
1.9492 | 49.8684 | -0.10883 | 434.2037 | 19914.8511 | 1.9492 | 49.8817 | -0.11788 | 940.8501 | 19940.02
1.9496 | 49.8684 | -0.10883 | 434.188 | 19914.8376 | 1.9496 | 49.8817 | -0.11788 | 940.8322 | 19940.01
1.95 | 49.8683 | -0.10883 | 434.1819 | 19914.8241 | 1.95 | 49.8816 | -0.11788 | 940.8265 | 19940
1.9504 | 49.8683 | -0.10883 | 434.1662 | 19914.8106 | 1.9504 | 49.8816 | -0.11788 | 940.8087 | 19939.99
1.9508 | 49.8683 | -0.10882 | 434.1601 | 19914.7971 | 1.9508 | 49.8816 | -0.11788 | 940.8029 | 19939.97
1.9512 | 49.8683 | -0.10882 | 434.1444 | 19914.7836 | 1.9512 | 49.8816 | -0.11788 | 940.7851 | 19939.96
1.9516 | 49.8682 | -0.10882 | 434.1384 | 19914.7701 | 1.9516 | 49.8815 | -0.11787 | 940.7793 | 19939.95
1.952 | 49.8682 | -0.10882 | 434.1227 | 19914.7566 | 1.952 | 49.8815 | -0.11787 | 940.7615 | 19939.94
1.9524 | 49.8682 | -0.10881 | 434.1166 | 19914.7431 | 1.9524 | 49.8815 | -0.11787 | 940.7558 | 19939.93
1.9528 | 49.8682 | -0.10881 | 434.1009 | 19914.7296 | 1.9528 | 49.8815 | -0.11787 | 940.7379 | 19939.91
1.9532 | 49.8681 | -0.10881 | 434.0948 | 19914.7161 | 1.9532 | 49.8814 | -0.11787 | 940.7322 | 19939.9
1.9536 | 49.8681 | -0.10881 | 434.0791 | 19914.7026 | 1.9536 | 49.8814 | -0.11787 | 940.7144 | 19939.89
1.954 | 49.8681 | -0.1088 | 434.0731 | 19914.6891 | 1.954 | 49.8814 | -0.11787 | 940.7086 | 19939.88
1.9544 | 49.8681 | -0.1088 | 434.0574 | 19914.6756 | 1.9544 | 49.8814 | -0.11787 | 940.6908 | 19939.86
1.9548 | 49.8681 | -0.1088 | 434.0513 | 19914.6621 | 1.9548 | 49.8813 | -0.11786 | 940.685 | 19939.85
1.9552 | 49.8681 | -0.10879 | 434.0356 | 19914.6486 | 1.9552 | 49.8813 | -0.11786 | 940.6672 | 19939.84
1.9556 | 49.868 | -0.10879 | 434.0296 | 19914.6351 | 1.9556 | 49.8813 | -0.11786 | 940.6615 | 19939.83
1.956 | 49.868 | -0.10879 | 434.0139 | 19914.6216 | 1.956 | 49.8813 | -0.11786 | 940.6436 | 19939.82
1.9564 | 49.868 | -0.10879 | 434.0078 | 19914.6081 | 1.9564 | 49.8812 | -0.11786 | 940.6379 | 19939.8
1.9568 | 49.868 | -0.10878 | 433.9921 | 19914.5946 | 1.9568 | 49.8812 | -0.11786 | 940.6201 | 19939.79
1.9572 | 49.8679 | -0.10878 | 433.986 | 19914.5811 | 1.9572 | 49.8812 | -0.11785 | 940.6143 | 19939.78
1.9576 | 49.8679 | -0.10878 | 433.9703 | 19914.5677 | 1.9576 | 49.8812 | -0.11785 | 940.5965 | 19939.77
1.958 | 49.8679 | -0.10877 | 433.9643 | 19914.5542 | 1.958 | 49.8811 | -0.11785 | 940.5908 | 19939.76
1.9584 | 49.8679 | -0.10877 | 433.9486 | 19914.5407 | 1.9584 | 49.8811 | -0.11785 | 940.5729 | 19939.74
1.9588 | 49.8678 | -0.10877 | 433.9425 | 19914.5272 | 1.9588 | 49.8811 | -0.11785 | 940.5672 | 19939.73
1.9592 | 49.8678 | -0.10877 | 433.9268 | 19914.5137 | 1.9592 | 49.8811 | -0.11785 | 940.5494 | 19939.72
1.9596 | 49.8678 | -0.10876 | 433.9208 | 19914.5002 | 1.9596 | 49.881 | -0.11785 | 940.5436 | 19939.71
1.96 | 49.8678 | -0.10876 | 433.9051 | 19914.4867 | 1.96 | 49.881 | -0.11785 | 940.5258 | 19939.69
1.9604 | 49.8678 | -0.10876 | 433.899 | 19914.4732 | 1.9604 | 49.881 | -0.11784 | 940.52 | 19939.68
1.9608 | 49.8678 | -0.10876 | 433.8833 | 19914.4597 | 1.9608 | 49.881 | -0.11784 | 940.5022 | 19939.67
1.9612 | 49.8677 | -0.10875 | 433.8773 | 19914.4463 | 1.9612 | 49.8809 | -0.11784 | 940.4965 | 19939.66
1.9616 | 49.8677 | -0.10875 | 433.8616 | 19914.4328 | 1.9616 | 49.8809 | -0.11784 | 940.4787 | 19939.65
1.962 | 49.8677 | -0.10875 | 433.8555 | 19914.4193 | 1.962 | 49.8809 | -0.11784 | 940.4729 | 19939.63
1.9624 | 49.8677 | -0.10875 | 433.8398 | 19914.4058 | 1.9624 | 49.8809 | -0.11784 | 940.4551 | 19939.62
1.9628 | 49.8676 | -0.10874 | 433.8338 | 19914.3923 | 1.9628 | 49.8809 | -0.11783 | 940.4493 | 19939.61
1.9632 | 49.8676 | -0.10874 | 433.8181 | 19914.3788 | 1.9632 | 49.8809 | -0.11783 | 940.4315 | 19939.6
1.9636 | 49.8676 | -0.10874 | 433.812 | 19914.3653 | 1.9636 | 49.8808 | -0.11783 | 940.4258 | 19939.59
1.964 | 49.8676 | -0.10874 | 433.7963 | 19914.3519 | 1.964 | 49.8808 | -0.11783 | 940.408 | 19939.57
1.9644 | 49.8675 | -0.10873 | 433.7903 | 19914.3384 | 1.9644 | 49.8808 | -0.11783 | 940.4022 | 19939.56
1.9648 | 49.8675 | -0.10873 | 433.7746 | 19914.3249 | 1.9648 | 49.8808 | -0.11783 | 940.3844 | 19939.55
1.9652 | 49.8675 | -0.10873 | 433.7685 | 19914.3114 | 1.9652 | 49.8807 | -0.11783 | 940.3787 | 19939.54
1.9656 | 49.8675 | -0.10872 | 433.7528 | 19914.2979 | 1.9656 | 49.8807 | -0.11783 | 940.3608 | 19939.53
1.966 | 49.8674 | -0.10872 | 433.7468 | 19914.2844 | 1.966 | 49.8807 | -0.11782 | 940.3551 | 19939.51
1.9664 | 49.8674 | -0.10872 | 433.7311 | 19914.271 | 1.9664 | 49.8807 | -0.11782 | 940.3373 | 19939.5
1.9668 | 49.8674 | -0.10872 | 433.7251 | 19914.2575 | 1.9668 | 49.8806 | -0.11782 | 940.3315 | 19939.49
1.9672 | 49.8674 | -0.10871 | 433.7094 | 19914.244 | 1.9672 | 49.8806 | -0.11782 | 940.3137 | 19939.48
1.9676 | 49.8674 | -0.10871 | 433.7033 | 19914.2305 | 1.9676 | 49.8806 | -0.11782 | 940.308 | 19939.46
1.968 | 49.8674 | -0.10871 | 433.6876 | 19914.2171 | 1.968 | 49.8806 | -0.11782 | 940.2901 | 19939.45
1.9684 | 49.8673 | -0.1087 | 433.6816 | 19914.2036 | 1.9684 | 49.8805 | -0.11781 | 940.2844 | 19939.44
1.9688 | 49.8673 | -0.1087 | 433.6659 | 19914.1901 | 1.9688 | 49.8805 | -0.11781 | 940.2666 | 19939.43
1.9692 | 49.8673 | -0.1087 | 433.6598 | 19914.1766 | 1.9692 | 49.8805 | -0.11781 | 940.2608 | 19939.42
1.9696 | 49.8673 | -0.1087 | 433.6441 | 19914.1631 | 1.9696 | 49.8805 | -0.11781 | 940.243 | 19939.4
1.97 | 49.8672 | -0.10869 | 433.6381 | 19914.1497 | 1.97 | 49.8804 | -0.11781 | 940.2373 | 19939.39
1.9704 | 49.8672 | -0.10869 | 433.6224 | 19914.1362 | 1.9704 | 49.8804 | -0.11781 | 940.2194 | 19939.38
1.9708 | 49.8672 | -0.10869 | 433.6164 | 19914.1227 | 1.9708 | 49.8804 | -0.11781 | 940.2137 | 19939.37
1.9712 | 49.8672 | -0.10869 | 433.6007 | 19914.1092 | 1.9712 | 49.8804 | -0.11781 | 940.1959 | 19939.36
1.9716 | 49.8671 | -0.10868 | 433.5946 | 19914.0958 | 1.9716 | 49.8803 | -0.1178 | 940.1902 | 19939.34
1.972 | 49.8671 | -0.10868 | 433.5789 | 19914.0823 | 1.972 | 49.8803 | -0.1178 | 940.1723 | 19939.33
1.9724 | 49.8671 | -0.10868 | 433.5729 | 19914.0688 | 1.9724 | 49.8803 | -0.1178 | 940.1666 | 19939.32
1.9728 | 49.8671 | -0.10868 | 433.5572 | 19914.0554 | 1.9728 | 49.8803 | -0.1178 | 940.1488 | 19939.31
1.9732 | 49.8671 | -0.10867 | 433.5512 | 19914.0419 | 1.9732 | 49.8802 | -0.1178 | 940.143 | 19939.29
1.9736 | 49.8671 | -0.10867 | 433.5354 | 19914.0284 | 1.9736 | 49.8802 | -0.1178 | 940.1252 | 19939.28
1.974 | 49.867 | -0.10867 | 433.5294 | 19914.0149 | 1.974 | 49.8802 | -0.11779 | 940.1195 | 19939.27
1.9744 | 49.867 | -0.10867 | 433.5137 | 19914.0015 | 1.9744 | 49.8802 | -0.11779 | 940.1016 | 19939.26
1.9748 | 49.867 | -0.10866 | 433.5077 | 19913.988 | 1.9748 | 49.8801 | -0.11779 | 940.0959 | 19939.25
1.9752 | 49.867 | -0.10866 | 433.492 | 19913.9745 | 1.9752 | 49.8801 | -0.11779 | 940.0781 | 19939.23
1.9756 | 49.8669 | -0.10866 | 433.486 | 19913.9611 | 1.9756 | 49.8801 | -0.11779 | 940.0724 | 19939.22
1.976 | 49.8669 | -0.10866 | 433.4702 | 19913.9476 | 1.976 | 49.8801 | -0.11779 | 940.0545 | 19939.21
1.9764 | 49.8669 | -0.10865 | 433.4642 | 19913.9341 | 1.9764 | 49.88 | -0.11779 | 940.0488 | 19939.2
1.9768 | 49.8669 | -0.10865 | 433.4485 | 19913.9207 | 1.9768 | 49.88 | -0.11779 | 940.031 | 19939.19
1.9772 | 49.8668 | -0.10865 | 433.4425 | 19913.9072 | 1.9772 | 49.88 | -0.11778 | 940.0252 | 19939.17
1.9776 | 49.8668 | -0.10864 | 433.4268 | 19913.8937 | 1.9776 | 49.88 | -0.11778 | 940.0074 | 19939.16
1.978 | 49.8668 | -0.10864 | 433.4208 | 19913.8803 | 1.978 | 49.88 | -0.11778 | 940.0017 | 19939.15
1.9784 | 49.8668 | -0.10864 | 433.4051 | 19913.8668 | 1.9784 | 49.88 | -0.11778 | 939.9839 | 19939.14
1.9788 | 49.8668 | -0.10864 | 433.399 | 19913.8533 | 1.9788 | 49.8799 | -0.11778 | 939.9781 | 19939.12
1.9792 | 49.8668 | -0.10863 | 433.3833 | 19913.8399 | 1.9792 | 49.8799 | -0.11778 | 939.9603 | 19939.11
1.9796 | 49.8667 | -0.10863 | 433.3773 | 19913.8264 | 1.9796 | 49.8799 | -0.11778 | 939.9546 | 19939.1
1.98 | 49.8667 | -0.10863 | 433.3616 | 19913.813 | 1.98 | 49.8799 | -0.11777 | 939.9367 | 19939.09
1.9804 | 49.8667 | -0.10862 | 433.3556 | 19913.7995 | 1.9804 | 49.8798 | -0.11777 | 939.931 | 19939.08
1.9808 | 49.8667 | -0.10862 | 433.3399 | 19913.786 | 1.9808 | 49.8798 | -0.11777 | 939.9132 | 19939.06
1.9812 | 49.8666 | -0.10862 | 433.3339 | 19913.7726 | 1.9812 | 49.8798 | -0.11777 | 939.9075 | 19939.05
1.9816 | 49.8666 | -0.10862 | 433.3182 | 19913.7591 | 1.9816 | 49.8798 | -0.11777 | 939.8896 | 19939.04
1.982 | 49.8666 | -0.10861 | 433.3121 | 19913.7457 | 1.982 | 49.8797 | -0.11777 | 939.8839 | 19939.03
1.9824 | 49.8666 | -0.10861 | 433.2964 | 19913.7322 | 1.9824 | 49.8797 | -0.11777 | 939.8661 | 19939.02
1.9828 | 49.8665 | -0.10861 | 433.2904 | 19913.7187 | 1.9828 | 49.8797 | -0.11776 | 939.8604 | 19939
1.9832 | 49.8665 | -0.10861 | 433.2747 | 19913.7053 | 1.9832 | 49.8797 | -0.11776 | 939.8425 | 19938.99
1.9836 | 49.8665 | -0.1086 | 433.2687 | 19913.6918 | 1.9836 | 49.8796 | -0.11776 | 939.8368 | 19938.98
1.984 | 49.8665 | -0.1086 | 433.253 | 19913.6784 | 1.984 | 49.8796 | -0.11776 | 939.819 | 19938.97
1.9844 | 49.8664 | -0.1086 | 433.247 | 19913.6649 | 1.9844 | 49.8796 | -0.11776 | 939.8133 | 19938.95
1.9848 | 49.8664 | -0.1086 | 433.2313 | 19913.6515 | 1.9848 | 49.8796 | -0.11776 | 939.7954 | 19938.94
1.9852 | 49.8664 | -0.10859 | 433.2253 | 19913.638 | 1.9852 | 49.8795 | -0.11776 | 939.7897 | 19938.93
1.9856 | 49.8664 | -0.10859 | 433.2095 | 19913.6245 | 1.9856 | 49.8795 | -0.11775 | 939.7719 | 19938.92
1.986 | 49.8664 | -0.10859 | 433.2035 | 19913.6111 | 1.986 | 49.8795 | -0.11775 | 939.7662 | 19938.91
1.9864 | 49.8664 | -0.10859 | 433.1878 | 19913.5976 | 1.9864 | 49.8795 | -0.11775 | 939.7483 | 19938.89
1.9868 | 49.8663 | -0.10858 | 433.1818 | 19913.5842 | 1.9868 | 49.8794 | -0.11775 | 939.7426 | 19938.88
1.9872 | 49.8663 | -0.10858 | 433.1661 | 19913.5707 | 1.9872 | 49.8794 | -0.11775 | 939.7248 | 19938.87
1.9876 | 49.8663 | -0.10858 | 433.1601 | 19913.5573 | 1.9876 | 49.8794 | -0.11775 | 939.7191 | 19938.86
1.988 | 49.8663 | -0.10857 | 433.1444 | 19913.5438 | 1.988 | 49.8794 | -0.11775 | 939.7012 | 19938.85
1.9884 | 49.8662 | -0.10857 | 433.1384 | 19913.5304 | 1.9884 | 49.8793 | -0.11774 | 939.6955 | 19938.83
1.9888 | 49.8662 | -0.10857 | 433.1227 | 19913.5169 | 1.9888 | 49.8793 | -0.11774 | 939.6777 | 19938.82
1.9892 | 49.8662 | -0.10857 | 433.1167 | 19913.5035 | 1.9892 | 49.8793 | -0.11774 | 939.672 | 19938.81
1.9896 | 49.8662 | -0.10856 | 433.101 | 19913.49 | 1.9896 | 49.8793 | -0.11774 | 939.6541 | 19938.8
1.99 | 49.8661 | -0.10856 | 433.095 | 19913.4766 | 1.99 | 49.8792 | -0.11774 | 939.6484 | 19938.78
1.9904 | 49.8661 | -0.10856 | 433.0793 | 19913.4631 | 1.9904 | 49.8792 | -0.11774 | 939.6306 | 19938.77
1.9908 | 49.8661 | -0.10856 | 433.0733 | 19913.4497 | 1.9908 | 49.8792 | -0.11774 | 939.6249 | 19938.76
1.9912 | 49.8661 | -0.10855 | 433.0575 | 19913.4362 | 1.9912 | 49.8792 | -0.11773 | 939.607 | 19938.75
1.9916 | 49.8661 | -0.10855 | 433.0516 | 19913.4228 | 1.9916 | 49.8792 | -0.11773 | 939.6013 | 19938.74
1.992 | 49.8661 | -0.10855 | 433.0358 | 19913.4093 | 1.992 | 49.8792 | -0.11773 | 939.5835 | 19938.72
1.9924 | 49.866 | -0.10854 | 433.0298 | 19913.3959 | 1.9924 | 49.8791 | -0.11773 | 939.5778 | 19938.71
1.9928 | 49.866 | -0.10854 | 433.0141 | 19913.3824 | 1.9928 | 49.8791 | -0.11773 | 939.5599 | 19938.7
1.9932 | 49.866 | -0.10854 | 433.0081 | 19913.369 | 1.9932 | 49.8791 | -0.11773 | 939.5542 | 19938.69
1.9936 | 49.866 | -0.10854 | 432.9924 | 19913.3556 | 1.9936 | 49.8791 | -0.11773 | 939.5364 | 19938.68
1.994 | 49.8659 | -0.10853 | 432.9864 | 19913.3421 | 1.994 | 49.879 | -0.11772 | 939.5307 | 19938.66
1.9944 | 49.8659 | -0.10853 | 432.9707 | 19913.3287 | 1.9944 | 49.879 | -0.11772 | 939.5128 | 19938.65
1.9948 | 49.8659 | -0.10853 | 432.9647 | 19913.3152 | 1.9948 | 49.879 | -0.11772 | 939.5071 | 19938.64
1.9952 | 49.8659 | -0.10853 | 432.949 | 19913.3018 | 1.9952 | 49.879 | -0.11772 | 939.4893 | 19938.63
1.9956 | 49.8658 | -0.10852 | 432.943 | 19913.2883 | 1.9956 | 49.8789 | -0.11772 | 939.4836 | 19938.61
1.996 | 49.8658 | -0.10852 | 432.9273 | 19913.2749 | 1.996 | 49.8789 | -0.11772 | 939.4658 | 19938.6
1.9964 | 49.8658 | -0.10852 | 432.9213 | 19913.2615 | 1.9964 | 49.8789 | -0.11772 | 939.4601 | 19938.59
1.9968 | 49.8658 | -0.10839 | 433.4101 | 19913.248 | 1.9968 | 49.8789 | -0.11771 | 939.4422 | 19938.58
1.9972 | 49.8658 | -0.1082 | 434.1331 | 19913.2346 | 1.9972 | 49.8788 | -0.11771 | 939.4365 | 19938.57
1.9976 | 49.8658 | -0.10847 | 433.0475 | 19913.2211 | 1.9976 | 49.8788 | -0.11771 | 939.4187 | 19938.55
1.998 | 49.8657 | -0.10848 | 432.995 | 19913.2077 | 1.998 | 49.8788 | -0.11771 | 939.413 | 19938.54
1.9984 | 49.8657 | -0.10851 | 432.8501 | 19913.1943 | 1.9984 | 49.8788 | -0.11771 | 939.3951 | 19938.53
1.9988 | 49.8657 | -0.10853 | 432.723 | 19913.1808 | 1.9988 | 49.8787 | -0.11771 | 939.3894 | 19938.52
1.9992 | 49.8657 | -0.10853 | 432.7149 | 19913.1674 | 1.9992 | 49.8787 | -0.11771 | 939.3716 | 19938.51
1.9996 | 49.8656 | -0.10845 | 433.0067 | 19913.154 | 1.9996 | 49.8787 | -0.1177 | 939.3659 | 19938.49
2 | 49.8656 | -0.10868 | 432.0779 | 19913.1405 | 2 | 49.8787 | -0.1177 | 939.348 | 19938.48

## FM 3.11
loss (MW)
| RoCoF (Hz/s) | 400 | 600 | 800 | 1000 | 1200 | 1400 | 1600 | 1800
System inertia | 10 | 1 | 1.5 | 2 | 2.5 | 3 | 3.5 | 4 | 4.5
| 20 | 0.5 | 0.75 | 1 | 1.25 | 1.5 | 1.75 | 2 | 2.25
| 30 | 0.33333 | 0.5 | 0.66667 | 0.83333 | 1 | 1.1667 | 1.3333 | 1.5
| 40 | 0.25 | 0.375 | 0.5 | 0.625 | 0.75 | 0.875 | 1 | 1.125
| 50 | 0.2 | 0.3 | 0.4 | 0.5 | 0.6 | 0.7 | 0.8 | 0.9
| 60 | 0.16667 | 0.25 | 0.33333 | 0.41667 | 0.5 | 0.58333 | 0.66667 | 0.75
| 70 | 0.14286 | 0.21429 | 0.28571 | 0.35714 | 0.42857 | 0.5 | 0.57143 | 0.64286
| 80 | 0.125 | 0.1875 | 0.25 | 0.3125 | 0.375 | 0.4375 | 0.5 | 0.5625
| 90 | 0.11111 | 0.16667 | 0.22222 | 0.27778 | 0.33333 | 0.38889 | 0.44444 | 0.5
| 100 | 0.1 | 0.15 | 0.2 | 0.25 | 0.3 | 0.35 | 0.4 | 0.45
| 110 | 0.090909 | 0.13636 | 0.18182 | 0.22727 | 0.27273 | 0.31818 | 0.36364 | 0.40909
| 120 | 0.083333 | 0.125 | 0.16667 | 0.20833 | 0.25 | 0.29167 | 0.33333 | 0.375
| 130 | 0.076923 | 0.11538 | 0.15385 | 0.19231 | 0.23077 | 0.26923 | 0.30769 | 0.34615
| 140 | 0.071429 | 0.10714 | 0.14286 | 0.17857 | 0.21429 | 0.25 | 0.28571 | 0.32143
| 150 | 0.066667 | 0.1 | 0.13333 | 0.16667 | 0.2 | 0.23333 | 0.26667 | 0.3
| 160 | 0.0625 | 0.09375 | 0.125 | 0.15625 | 0.1875 | 0.21875 | 0.25 | 0.28125
| 170 | 0.058824 | 0.088235 | 0.11765 | 0.14706 | 0.17647 | 0.20588 | 0.23529 | 0.26471
| 180 | 0.055556 | 0.083333 | 0.11111 | 0.13889 | 0.16667 | 0.19444 | 0.22222 | 0.25
| 190 | 0.052632 | 0.078947 | 0.10526 | 0.13158 | 0.15789 | 0.18421 | 0.21053 | 0.23684
| 200 | 0.05 | 0.075 | 0.1 | 0.125 | 0.15 | 0.175 | 0.2 | 0.225
| 210 | 0.047619 | 0.071429 | 0.095238 | 0.11905 | 0.14286 | 0.16667 | 0.19048 | 0.21429
| 220 | 0.045455 | 0.068182 | 0.090909 | 0.11364 | 0.13636 | 0.15909 | 0.18182 | 0.20455
| 230 | 0.043478 | 0.065217 | 0.086957 | 0.1087 | 0.13043 | 0.15217 | 0.17391 | 0.19565
| 240 | 0.041667 | 0.0625 | 0.083333 | 0.10417 | 0.125 | 0.14583 | 0.16667 | 0.1875
| 250 | 0.04 | 0.06 | 0.08 | 0.1 | 0.12 | 0.14 | 0.16 | 0.18
| 260 | 0.038462 | 0.057692 | 0.076923 | 0.096154 | 0.11538 | 0.13462 | 0.15385 | 0.17308
| 270 | 0.037037 | 0.055556 | 0.074074 | 0.092593 | 0.11111 | 0.12963 | 0.14815 | 0.16667
| 280 | 0.035714 | 0.053571 | 0.071429 | 0.089286 | 0.10714 | 0.125 | 0.14286 | 0.16071
| 290 | 0.034483 | 0.051724 | 0.068966 | 0.086207 | 0.10345 | 0.12069 | 0.13793 | 0.15517
| 300 | 0.033333 | 0.05 | 0.066667 | 0.083333 | 0.1 | 0.11667 | 0.13333 | 0.15
| 310 | 0.032258 | 0.048387 | 0.064516 | 0.080645 | 0.096774 | 0.1129 | 0.12903 | 0.14516
| 320 | 0.03125 | 0.046875 | 0.0625 | 0.078125 | 0.09375 | 0.10938 | 0.125 | 0.14062
| 330 | 0.030303 | 0.045455 | 0.060606 | 0.075758 | 0.090909 | 0.10606 | 0.12121 | 0.13636
| 340 | 0.029412 | 0.044118 | 0.058824 | 0.073529 | 0.088235 | 0.10294 | 0.11765 | 0.13235
| 350 | 0.028571 | 0.042857 | 0.057143 | 0.071429 | 0.085714 | 0.1 | 0.11429 | 0.12857
| 360 | 0.027778 | 0.041667 | 0.055556 | 0.069444 | 0.083333 | 0.097222 | 0.11111 | 0.125
| 370 | 0.027027 | 0.040541 | 0.054054 | 0.067568 | 0.081081 | 0.094595 | 0.10811 | 0.12162
| 380 | 0.026316 | 0.039474 | 0.052632 | 0.065789 | 0.078947 | 0.092105 | 0.10526 | 0.11842
| 390 | 0.025641 | 0.038462 | 0.051282 | 0.064103 | 0.076923 | 0.089744 | 0.10256 | 0.11538
| 400 | 0.025 | 0.0375 | 0.05 | 0.0625 | 0.075 | 0.0875 | 0.1 | 0.1125

## FM 3.12
| Generation capacity changed (GW) | Generation capacity in progress (GW)
Q4 2015 | 1.0535 | 3.51
Q1 2016 | 1.5886 | 3.9448
Q2 2016 | 2.2589 | 4.4777
Q3 2016 | 3.5975 | 1.4885

## FM 3.13
|  | Consumer Power | [5 empty] | Gone Green | [5 empty] | Slow Progression | [5 empty] | No Progression
2016/17 |  | 2020/21 |  | 2025/26 |  | 2016/17 |  | 2020/21 |  | 2025/26 |  | 2016/17 |  | 2020/21 |  | 2025/26 |  | 2016/17 |  | 2020/21 |  | 2025/26
Loss limit (MW) |  | Loss limit (MW) |  | Loss limit (MW) |  | Loss limit (MW) |  | Loss limit (MW) |  | Loss limit (MW) |  | Loss limit (MW) |  | Loss limit (MW) |  | Loss limit (MW) |  | Loss limit (MW) |  | Loss limit (MW) |  | Loss limit (MW)
519 | 2.9503e-05 | 433 | 1.3717e-05 | 349 | 3.3197e-05 | 502 | 2.3418e-05 | 435 | 2.3071e-05 | 367 | 0.00012053 | 524 | 2.7386e-05 | 447 | 1.766e-05 | 349 | 2.4534e-05 | 534 | 2.7078e-05 | 444 | 1.5053e-05 | 375 | 8.9629e-05
521.4364 | 3.2902e-05 | 434.9883 | 1.6601e-05 | 350.9863 | 3.8802e-05 | 504.4814 | 2.5986e-05 | 437.09 | 2.8518e-05 | 369.1507 | 0.00014304 | 526.4521 | 3.0404e-05 | 449.0372 | 2.0156e-05 | 351.002 | 2.8732e-05 | 536.4579 | 3.0772e-05 | 446.0157 | 1.6909e-05 | 377.047 | 0.00010131
523.8728 | 3.6506e-05 | 436.9765 | 1.9931e-05 | 352.9726 | 4.5111e-05 | 506.9628 | 2.8677e-05 | 439.18 | 3.5002e-05 | 371.3014 | 0.00016755 | 528.9041 | 3.3503e-05 | 451.0744 | 2.2975e-05 | 353.0039 | 3.3466e-05 | 538.9159 | 3.4708e-05 | 448.0313 | 1.8922e-05 | 379.0939 | 0.00011398
526.3092 | 4.031e-05 | 438.9648 | 2.3713e-05 | 354.9589 | 5.2107e-05 | 509.4442 | 3.1488e-05 | 441.2701 | 4.2658e-05 | 373.4521 | 0.00019393 | 531.3562 | 3.6659e-05 | 453.1115 | 2.6155e-05 | 355.0059 | 3.875e-05 | 541.3738 | 3.8869e-05 | 450.047 | 2.1118e-05 | 381.1409 | 0.0001277
528.7456 | 4.4305e-05 | 440.953 | 2.7984e-05 | 356.9452 | 5.9831e-05 | 511.9256 | 3.4419e-05 | 443.3601 | 5.1602e-05 | 375.6027 | 0.00022199 | 533.8082 | 3.9856e-05 | 455.1487 | 2.9736e-05 | 357.0078 | 4.4654e-05 | 543.8317 | 4.3236e-05 | 452.0626 | 2.3497e-05 | 383.1879 | 0.00014253
531.182 | 4.8484e-05 | 442.9413 | 3.2794e-05 | 358.9315 | 6.8317e-05 | 514.407 | 3.7448e-05 | 445.4501 | 6.1934e-05 | 377.7534 | 0.00025159 | 536.2603 | 4.3071e-05 | 457.1859 | 3.3796e-05 | 359.0098 | 5.1255e-05 | 546.2896 | 4.7803e-05 | 454.0783 | 2.6055e-05 | 385.2348 | 0.00015835
533.6184 | 5.2845e-05 | 444.9295 | 3.8209e-05 | 360.9178 | 7.7593e-05 | 516.8885 | 4.0568e-05 | 447.5401 | 7.3744e-05 | 379.9041 | 0.00028262 | 538.7123 | 4.6294e-05 | 459.2231 | 3.84e-05 | 361.0117 | 5.8635e-05 | 548.7476 | 5.2538e-05 | 456.0939 | 2.8794e-05 | 387.2818 | 0.00017514
536.0548 | 5.7389e-05 | 446.9178 | 4.4316e-05 | 362.9041 | 8.7677e-05 | 519.3699 | 4.3773e-05 | 449.6301 | 8.7171e-05 | 382.0548 | 0.00031501 | 541.1644 | 4.9523e-05 | 461.2603 | 4.3545e-05 | 363.0137 | 6.6873e-05 | 551.2055 | 5.741e-05 | 458.1096 | 3.1714e-05 | 389.3288 | 0.00019288
538.4912 | 6.209e-05 | 448.9061 | 5.1233e-05 | 364.8904 | 9.8581e-05 | 521.8513 | 4.7055e-05 | 451.7202 | 0.00010211 | 384.2055 | 0.00034875 | 543.6164 | 5.2761e-05 | 463.2975 | 4.9267e-05 | 365.0157 | 7.6042e-05 | 553.6634 | 6.2403e-05 | 460.1252 | 3.4808e-05 | 391.3757 | 0.00021152
540.9276 | 6.6944e-05 | 450.8943 | 5.9111e-05 | 366.8767 | 0.00011031 | 524.3327 | 5.0411e-05 | 453.8102 | 0.00011859 | 386.3562 | 0.00038393 | 546.0685 | 5.602e-05 | 465.3346 | 5.5601e-05 | 367.0176 | 8.6198e-05 | 556.1213 | 6.7503e-05 | 462.1409 | 3.8072e-05 | 393.4227 | 0.00023103
543.364 | 7.1953e-05 | 452.8826 | 6.8138e-05 | 368.863 | 0.00012287 | 526.8141 | 5.3838e-05 | 455.9002 | 0.00013664 | 388.5068 | 0.00042069 | 548.5205 | 5.9315e-05 | 467.3718 | 6.2577e-05 | 369.0196 | 9.7379e-05 | 558.5793 | 7.27e-05 | 464.1566 | 4.1494e-05 | 395.4697 | 0.00025134
545.8004 | 7.7121e-05 | 454.8708 | 7.8596e-05 | 370.8493 | 0.00013629 | 529.2955 | 5.7333e-05 | 457.9902 | 0.00015639 | 390.6575 | 0.00045927 | 550.9726 | 6.2668e-05 | 469.409 | 7.0219e-05 | 371.0215 | 0.0001096 | 561.0372 | 7.799e-05 | 466.1722 | 4.5063e-05 | 397.5166 | 0.00027252
548.2368 | 8.2458e-05 | 456.8591 | 9.0899e-05 | 372.8356 | 0.00015066 | 531.7769 | 6.0908e-05 | 460.0802 | 0.00017801 | 392.8082 | 0.00050015 | 553.4247 | 6.6116e-05 | 471.4462 | 7.8548e-05 | 373.0235 | 0.00012284 | 563.4951 | 8.3373e-05 | 468.1879 | 4.8782e-05 | 399.5636 | 0.00029436
550.6732 | 8.7979e-05 | 458.8474 | 0.00010523 | 374.8219 | 0.00016608 | 534.2583 | 6.4564e-05 | 462.1703 | 0.00020181 | 394.9589 | 0.00054348 | 555.8767 | 6.9699e-05 | 473.4834 | 8.7648e-05 | 375.0254 | 0.00013717 | 565.953 | 8.8861e-05 | 470.2035 | 5.2618e-05 | 401.6106 | 0.00031677
553.1096 | 9.3717e-05 | 460.8356 | 0.00012192 | 376.8082 | 0.00018265 | 536.7397 | 6.8307e-05 | 464.2603 | 0.00022822 | 397.1096 | 0.0005895 | 558.3288 | 7.3445e-05 | 475.5205 | 9.7504e-05 | 377.0274 | 0.0001524 | 568.411 | 9.4479e-05 | 472.2192 | 5.6563e-05 | 403.6575 | 0.00033968
555.546 | 9.9728e-05 | 462.8239 | 0.00014129 | 378.7945 | 0.00020054 | 539.2211 | 7.2152e-05 | 466.3503 | 0.00025778 | 399.2603 | 0.0006384 | 560.7808 | 7.7385e-05 | 477.5577 | 0.00010807 | 379.0294 | 0.0001685 | 570.8689 | 0.00010024 | 474.2348 | 6.0611e-05 | 405.7045 | 0.00036303
557.9824 | 0.00010602 | 464.8121 | 0.00016368 | 380.7808 | 0.00022 | 541.7025 | 7.6117e-05 | 468.4403 | 0.00029118 | 401.411 | 0.00069032 | 563.2329 | 8.1552e-05 | 479.5949 | 0.00011933 | 381.0313 | 0.0001854 | 573.3268 | 0.00010616 | 476.2505 | 6.4765e-05 | 407.7515 | 0.00038674
560.4188 | 0.00011265 | 466.8004 | 0.00018938 | 382.7671 | 0.00024131 | 544.184 | 8.0222e-05 | 470.5303 | 0.00032916 | 403.5616 | 0.00074531 | 565.6849 | 8.5975e-05 | 481.6321 | 0.00013127 | 383.0333 | 0.00020309 | 575.7847 | 0.00011228 | 478.2661 | 6.9033e-05 | 409.7984 | 0.00041075
562.8552 | 0.00011964 | 468.7886 | 0.00021866 | 384.7534 | 0.00026481 | 546.6654 | 8.4491e-05 | 472.6204 | 0.00037251 | 405.7123 | 0.0008033 | 568.137 | 9.0683e-05 | 483.6693 | 0.00014389 | 385.0352 | 0.00022159 | 578.2427 | 0.00011863 | 480.2818 | 7.3433e-05 | 411.8454 | 0.00043504
565.2916 | 0.00012705 | 470.7769 | 0.00025176 | 386.7397 | 0.00029082 | 549.1468 | 8.8952e-05 | 474.7104 | 0.00042247 | 407.863 | 0.00086415 | 570.589 | 9.5701e-05 | 485.7065 | 0.00015715 | 387.0372 | 0.00024096 | 580.7006 | 0.00012525 | 482.2975 | 7.7993e-05 | 413.8924 | 0.00045955
567.728 | 0.00013492 | 472.7652 | 0.00028885 | 388.726 | 0.00031971 | 551.6282 | 9.3647e-05 | 476.8004 | 0.00047953 | 410.0137 | 0.00092764 | 573.0411 | 0.00010105 | 487.7436 | 0.00017105 | 389.0391 | 0.00026133 | 583.1585 | 0.00013217 | 484.3131 | 8.276e-05 | 415.9393 | 0.00048423
570.1644 | 0.0001433 | 474.7534 | 0.00033008 | 390.7123 | 0.00035181 | 554.1096 | 9.8623e-05 | 478.8904 | 0.00054391 | 412.1644 | 0.00099346 | 575.4932 | 0.00010681 | 489.7808 | 0.00018563 | 391.0411 | 0.00028288 | 585.6164 | 0.00013945 | 486.3288 | 8.7816e-05 | 417.9863 | 0.00050908
572.6008 | 0.00015225 | 476.7417 | 0.00037593 | 392.6986 | 0.00038744 | 556.591 | 0.00010389 | 480.9804 | 0.00061573 | 414.3151 | 0.0010613 | 577.9452 | 0.00011295 | 491.818 | 0.00020081 | 393.0431 | 0.00030582 | 588.0744 | 0.00014718 | 488.3444 | 9.3197e-05 | 420.0333 | 0.0005341
575.0372 | 0.00016187 | 478.7299 | 0.00042587 | 394.6849 | 0.00042727 | 559.0724 | 0.00010947 | 483.0705 | 0.00069475 | 416.4658 | 0.0011307 | 580.3973 | 0.00011949 | 493.8552 | 0.00021654 | 395.045 | 0.00033041 | 590.5323 | 0.00015536 | 490.3601 | 9.8971e-05 | 422.0802 | 0.00055931
577.4736 | 0.00017211 | 480.7182 | 0.00047978 | 396.6712 | 0.00047116 | 561.5538 | 0.00011539 | 485.1605 | 0.00078034 | 418.6164 | 0.0012012 | 582.8493 | 0.00012644 | 495.8924 | 0.00023278 | 397.047 | 0.00035718 | 592.9902 | 0.00016402 | 492.3757 | 0.00010521 | 424.1272 | 0.00058473
579.91 | 0.000183 | 482.7065 | 0.00053747 | 398.6575 | 0.00051913 | 564.0352 | 0.00012169 | 487.2505 | 0.0008715 | 420.7671 | 0.0012722 | 585.3014 | 0.00013385 | 497.9295 | 0.00024952 | 399.0489 | 0.00038621 | 595.4481 | 0.00017318 | 494.3914 | 0.00011197 | 426.1742 | 0.0006104
582.3464 | 0.00019454 | 484.6947 | 0.00059866 | 400.6438 | 0.00057118 | 566.5166 | 0.00012839 | 489.3405 | 0.00096689 | 422.9178 | 0.0013432 | 587.7534 | 0.00014172 | 499.9667 | 0.00026672 | 401.0509 | 0.00041772 | 597.9061 | 0.00018288 | 496.407 | 0.00011932 | 428.2211 | 0.00063641
584.7828 | 0.00020674 | 486.683 | 0.00066301 | 402.6301 | 0.00062719 | 568.998 | 0.00013551 | 491.4305 | 0.0010649 | 425.0685 | 0.0014136 | 590.2055 | 0.0001501 | 502.0039 | 0.00028434 | 403.0528 | 0.00045186 | 600.364 | 0.00019312 | 498.4227 | 0.00012731 | 430.2681 | 0.00066276
587.2192 | 0.00021959 | 488.6712 | 0.00073011 | 404.6164 | 0.00068698 | 571.4795 | 0.00014309 | 493.5205 | 0.0011638 | 427.2192 | 0.0014828 | 592.6575 | 0.00015901 | 504.0411 | 0.00030236 | 405.0548 | 0.00048873 | 602.8219 | 0.00020392 | 500.4384 | 0.00013598 | 432.3151 | 0.00068948
589.6556 | 0.00023308 | 490.6595 | 0.00079946 | 406.6027 | 0.00075026 | 573.9609 | 0.00015123 | 495.6106 | 0.0012618 | 429.3699 | 0.0015501 | 595.1096 | 0.00016855 | 506.0783 | 0.00032076 | 407.0568 | 0.00052832 | 605.2798 | 0.00021529 | 502.454 | 0.0001454 | 434.362 | 0.00071659
592.092 | 0.0002472 | 492.6477 | 0.0008705 | 408.589 | 0.00081666 | 576.4423 | 0.00015989 | 497.7006 | 0.0013574 | 431.5205 | 0.0016148 | 597.5616 | 0.00017875 | 508.1155 | 0.00033945 | 409.0587 | 0.00057057 | 607.7378 | 0.00022725 | 504.4697 | 0.00015558 | 436.409 | 0.00074411
594.5284 | 0.00026201 | 494.636 | 0.00094259 | 410.5753 | 0.00088572 | 578.9237 | 0.0001691 | 499.7906 | 0.001449 | 433.6712 | 0.0016761 | 600.0137 | 0.0001896 | 510.1526 | 0.00035837 | 411.0607 | 0.00061532 | 610.1957 | 0.0002398 | 506.4853 | 0.00016644 | 438.456 | 0.00077203
596.9648 | 0.00027739 | 496.6243 | 0.001015 | 412.5616 | 0.00095693 | 581.4051 | 0.00017891 | 501.8806 | 0.0015353 | 435.8219 | 0.0017333 | 602.4658 | 0.00020114 | 512.1898 | 0.00037744 | 413.0626 | 0.00066238 | 612.6536 | 0.00025288 | 508.501 | 0.00017793 | 440.5029 | 0.00080033
599.4012 | 0.0002933 | 498.6125 | 0.0010867 | 414.5479 | 0.0010297 | 583.8865 | 0.00018935 | 503.9706 | 0.0016164 | 437.9726 | 0.0017857 | 604.9178 | 0.0002134 | 514.227 | 0.00039661 | 415.0646 | 0.00071151 | 615.1115 | 0.00026645 | 510.5166 | 0.00018999 | 442.5499 | 0.00082899
601.8376 | 0.00030974 | 500.6008 | 0.0011572 | 416.5342 | 0.0011034 | 586.3679 | 0.00020047 | 506.0607 | 0.0016921 | 440.1233 | 0.0018323 | 607.3699 | 0.00022639 | 516.2642 | 0.0004158 | 417.0665 | 0.00076248 | 617.5695 | 0.00028051 | 512.5323 | 0.00020256 | 444.5969 | 0.00085788
604.274 | 0.00032666 | 502.589 | 0.0012255 | 418.5205 | 0.0011772 | 588.8493 | 0.0002123 | 508.1507 | 0.0017626 | 442.274 | 0.0018727 | 609.8219 | 0.00024013 | 518.3014 | 0.00043494 | 419.0685 | 0.00081519 | 620.0274 | 0.00029503 | 514.5479 | 0.00021556 | 446.6438 | 0.00088688
606.7104 | 0.00034407 | 504.5773 | 0.001291 | 420.5068 | 0.0012502 | 591.3307 | 0.0002249 | 510.2407 | 0.0018284 | 444.4247 | 0.0019068 | 612.274 | 0.00025463 | 520.3386 | 0.00045396 | 421.0705 | 0.00086929 | 622.4853 | 0.00030998 | 516.5636 | 0.0002289 | 448.6908 | 0.00091583
609.1468 | 0.00036192 | 506.5656 | 0.0013531 | 422.4932 | 0.0013218 | 593.8121 | 0.00023836 | 512.3307 | 0.0018898 | 446.5753 | 0.0019346 | 614.726 | 0.00026992 | 522.3757 | 0.00047272 | 423.0724 | 0.00092464 | 624.9432 | 0.00032534 | 518.5793 | 0.00024252 | 450.7378 | 0.0009446
611.5832 | 0.00038022 | 508.5538 | 0.0014113 | 424.4795 | 0.0013911 | 596.2935 | 0.00025271 | 514.4207 | 0.0019468 | 448.726 | 0.0019561 | 617.1781 | 0.00028605 | 524.4129 | 0.00049118 | 425.0744 | 0.00098112 | 627.4012 | 0.0003411 | 520.5949 | 0.00025636 | 452.7847 | 0.00097299
614.0196 | 0.000399 | 510.5421 | 0.0014652 | 426.4658 | 0.0014573 | 598.775 | 0.00026793 | 516.5108 | 0.0019995 | 450.8767 | 0.0019717 | 619.6301 | 0.00030291 | 526.4501 | 0.00050928 | 427.0763 | 0.0010387 | 629.8591 | 0.00035728 | 522.6106 | 0.00027035 | 454.8317 | 0.0010008
616.456 | 0.00041818 | 512.5303 | 0.0015146 | 428.4521 | 0.0015197 | 601.2564 | 0.00028403 | 518.6008 | 0.0020475 | 453.0274 | 0.0019817 | 622.0822 | 0.00032048 | 528.4873 | 0.00052696 | 429.0783 | 0.0010972 | 632.317 | 0.00037381 | 524.6262 | 0.00028444 | 456.8787 | 0.0010279
618.8924 | 0.00043775 | 514.5186 | 0.0015594 | 430.4384 | 0.0015773 | 603.7378 | 0.00030099 | 520.6908 | 0.00209 | 455.1781 | 0.0019868 | 624.5342 | 0.00033872 | 530.5245 | 0.00054417 | 431.0802 | 0.0011567 | 634.775 | 0.00039066 | 526.6419 | 0.00029863 | 458.9256 | 0.0010538
621.3288 | 0.00045768 | 516.5068 | 0.0015994 | 432.4247 | 0.0016296 | 606.2192 | 0.00031882 | 522.7808 | 0.0021263 | 457.3288 | 0.0019875 | 626.9863 | 0.00035761 | 532.5616 | 0.00056088 | 433.0822 | 0.0012169 | 637.2329 | 0.00040783 | 528.6575 | 0.00031291 | 460.9726 | 0.0010784
623.7652 | 0.00047795 | 518.4951 | 0.0016351 | 434.411 | 0.001676 | 608.7006 | 0.00033748 | 524.8708 | 0.0021553 | 459.4795 | 0.0019845 | 629.4384 | 0.0003771 | 534.5988 | 0.00057706 | 435.0841 | 0.0012778 | 639.6908 | 0.00042527 | 530.6732 | 0.00032728 | 463.0196 | 0.0011017
626.2016 | 0.00049854 | 520.4834 | 0.0016671 | 436.3973 | 0.0017154 | 611.182 | 0.00035694 | 526.9609 | 0.0021753 | 461.6301 | 0.0019784 | 631.8904 | 0.00039716 | 536.636 | 0.00059268 | 437.0861 | 0.001339 | 642.1487 | 0.00044297 | 532.6888 | 0.00034174 | 465.0665 | 0.0011233
628.638 | 0.0005194 | 522.4716 | 0.0016958 | 438.3836 | 0.0017478 | 613.6634 | 0.00037715 | 529.0509 | 0.0021857 | 463.7808 | 0.0019696 | 634.3425 | 0.00041774 | 538.6732 | 0.00060767 | 439.0881 | 0.0014003 | 644.6067 | 0.0004609 | 534.7045 | 0.00035629 | 467.1135 | 0.0011434
631.0744 | 0.00054052 | 524.4599 | 0.0017218 | 440.3699 | 0.0017735 | 616.1448 | 0.0003981 | 531.1409 | 0.0021862 | 465.9315 | 0.0019586 | 636.7945 | 0.00043886 | 540.7104 | 0.00062211 | 441.09 | 0.0014612 | 647.0646 | 0.000479 | 536.7202 | 0.00037095 | 469.1605 | 0.0011616
633.5108 | 0.00056185 | 526.4481 | 0.0017455 | 442.3562 | 0.0017925 | 618.6262 | 0.00041963 | 533.2309 | 0.0021764 | 468.0822 | 0.0019459 | 639.2466 | 0.00046042 | 542.7476 | 0.00063604 | 443.092 | 0.0015212 | 649.5225 | 0.00049726 | 538.7358 | 0.00038568 | 471.2074 | 0.001178
635.9472 | 0.00058333 | 528.4364 | 0.0017673 | 444.3425 | 0.0018053 | 621.1076 | 0.00044164 | 535.3209 | 0.0021566 | 470.2329 | 0.0019318 | 641.6986 | 0.00048236 | 544.7847 | 0.00064947 | 445.0939 | 0.00158 | 651.9804 | 0.0005156 | 540.7515 | 0.00040043 | 473.2544 | 0.0011922
638.3836 | 0.0006049 | 530.4247 | 0.0017877 | 446.3288 | 0.0018123 | 623.589 | 0.00046405 | 537.411 | 0.0021273 | 472.3836 | 0.0019163 | 644.1507 | 0.00050463 | 546.8219 | 0.00066244 | 447.0959 | 0.0016369 | 654.4384 | 0.00053396 | 542.7671 | 0.00041515 | 475.3014 | 0.0012046
640.82 | 0.00062651 | 532.4129 | 0.0018069 | 448.3151 | 0.0018141 | 626.0705 | 0.00048678 | 539.501 | 0.0020894 | 474.5342 | 0.0018996 | 646.6027 | 0.0005272 | 548.8591 | 0.00067498 | 449.0978 | 0.0016916 | 656.8963 | 0.00055229 | 544.7828 | 0.00042976 | 477.3483 | 0.0012152
643.2564 | 0.00064811 | 534.4012 | 0.0018252 | 450.3014 | 0.0018114 | 628.5519 | 0.00050974 | 541.591 | 0.0020442 | 476.6849 | 0.0018817 | 649.0548 | 0.00055002 | 550.8963 | 0.00068712 | 451.0998 | 0.0017435 | 659.3542 | 0.00057054 | 546.7984 | 0.00044417 | 479.3953 | 0.0012241
645.6928 | 0.00066966 | 536.3894 | 0.0018425 | 452.2877 | 0.0018048 | 631.0333 | 0.00053287 | 543.681 | 0.0019933 | 478.8356 | 0.0018628 | 651.5068 | 0.00057304 | 552.9335 | 0.0006989 | 453.1018 | 0.0017921 | 661.8121 | 0.00058865 | 548.8141 | 0.0004583 | 481.4423 | 0.0012314
648.1292 | 0.00069112 | 538.3777 | 0.0018588 | 454.274 | 0.001795 | 633.5147 | 0.00055611 | 545.771 | 0.0019385 | 480.9863 | 0.0018428 | 653.9589 | 0.00059623 | 554.9706 | 0.00071036 | 455.1037 | 0.001837 | 664.2701 | 0.0006066 | 550.8297 | 0.00047206 | 483.4892 | 0.0012374
650.5656 | 0.00071246 | 540.3659 | 0.001874 | 456.2603 | 0.0017827 | 635.9961 | 0.00057941 | 547.8611 | 0.0018817 | 483.137 | 0.0018217 | 656.411 | 0.00061954 | 557.0078 | 0.00072158 | 457.1057 | 0.0018778 | 666.728 | 0.00062434 | 552.8454 | 0.00048537 | 485.5362 | 0.001242
653.002 | 0.00073362 | 542.3542 | 0.0018877 | 458.2466 | 0.0017681 | 638.4775 | 0.00060272 | 549.9511 | 0.0018249 | 485.2877 | 0.0017997 | 658.863 | 0.00064292 | 559.045 | 0.00073261 | 459.1076 | 0.001914 | 669.1859 | 0.00064184 | 554.8611 | 0.00049815 | 487.5832 | 0.0012455
655.4384 | 0.00075461 | 544.3425 | 0.0018996 | 460.2329 | 0.0017521 | 640.9589 | 0.00062604 | 552.0411 | 0.0017699 | 487.4384 | 0.0017765 | 661.3151 | 0.0006663 | 561.0822 | 0.00074352 | 461.1096 | 0.0019453 | 671.6438 | 0.00065907 | 556.8767 | 0.00051034 | 489.6301 | 0.0012481
657.8748 | 0.00077541 | 546.3307 | 0.0019094 | 462.2192 | 0.0017349 | 643.4403 | 0.00064937 | 554.1311 | 0.0017186 | 489.589 | 0.0017523 | 663.7671 | 0.00068962 | 563.1194 | 0.00075434 | 463.1115 | 0.0019708 | 674.1018 | 0.00067606 | 558.8924 | 0.00052202 | 491.6771 | 0.0012499
660.3112 | 0.00079603 | 548.319 | 0.0019167 | 464.2055 | 0.0017168 | 645.9217 | 0.0006727 | 556.2211 | 0.001672 | 491.7397 | 0.0017272 | 666.2192 | 0.00071284 | 565.1566 | 0.00076515 | 465.1135 | 0.0019906 | 676.5597 | 0.00069282 | 560.908 | 0.00053323 | 493.7241 | 0.0012512
662.7476 | 0.00081646 | 550.3072 | 0.0019213 | 466.1918 | 0.0016982 | 648.4031 | 0.00069606 | 558.3112 | 0.0016309 | 493.8904 | 0.0017011 | 668.6712 | 0.00073589 | 567.1937 | 0.00077599 | 467.1155 | 0.0020044 | 679.0176 | 0.00070937 | 562.9237 | 0.00054406 | 495.771 | 0.001252
665.184 | 0.0008367 | 552.2955 | 0.0019226 | 468.1781 | 0.0016791 | 650.8845 | 0.00071944 | 560.4012 | 0.0015954 | 496.0411 | 0.0016743 | 671.1233 | 0.00075872 | 569.2309 | 0.00078696 | 469.1174 | 0.0020122 | 681.4755 | 0.00072576 | 564.9393 | 0.00055462 | 497.818 | 0.0012526
667.6204 | 0.00085676 | 554.2838 | 0.0019206 | 470.1644 | 0.00166 | 653.3659 | 0.00074288 | 562.4912 | 0.0015654 | 498.1918 | 0.001647 | 673.5753 | 0.00078125 | 571.2681 | 0.00079812 | 471.1194 | 0.0020139 | 683.9335 | 0.000742 | 566.955 | 0.00056505 | 499.865 | 0.0012531
670.0568 | 0.00087663 | 556.272 | 0.0019149 | 472.1507 | 0.0016409 | 655.8474 | 0.00076635 | 564.5812 | 0.0015405 | 500.3425 | 0.0016194 | 676.0274 | 0.00080343 | 573.3053 | 0.00080954 | 473.1213 | 0.0020096 | 686.3914 | 0.00075813 | 568.9706 | 0.00057549 | 501.9119 | 0.0012534
672.4932 | 0.00089628 | 558.2603 | 0.0019054 | 474.137 | 0.0016221 | 658.3288 | 0.00078986 | 566.6712 | 0.0015201 | 502.4932 | 0.0015918 | 678.4795 | 0.00082512 | 575.3425 | 0.00082126 | 475.1233 | 0.0019994 | 688.8493 | 0.00077419 | 570.9863 | 0.0005861 | 503.9589 | 0.0012538
674.9295 | 0.00091572 | 560.2485 | 0.0018925 | 476.1233 | 0.0016039 | 660.8102 | 0.00081336 | 568.7613 | 0.0015032 | 504.6438 | 0.0015647 | 680.9315 | 0.00084633 | 577.3796 | 0.00083334 | 477.1252 | 0.0019838 | 691.3072 | 0.00079021 | 573.002 | 0.00059706 | 506.0059 | 0.0012543
677.3659 | 0.00093491 | 562.2368 | 0.0018763 | 478.1096 | 0.0015865 | 663.2916 | 0.00083679 | 570.8513 | 0.0014891 | 506.7945 | 0.0015386 | 683.3836 | 0.000867 | 579.4168 | 0.00084582 | 479.1272 | 0.0019631 | 693.7652 | 0.00080622 | 575.0176 | 0.00060852 | 508.0528 | 0.0012549
679.8023 | 0.00095382 | 564.225 | 0.0018573 | 480.0959 | 0.0015703 | 665.773 | 0.00086008 | 572.9413 | 0.0014771 | 508.9452 | 0.001514 | 685.8356 | 0.00088711 | 581.454 | 0.00085874 | 481.1292 | 0.001938 | 696.2231 | 0.00082223 | 577.0333 | 0.00062054 | 510.0998 | 0.0012557
682.2387 | 0.0009724 | 566.2133 | 0.001836 | 482.0822 | 0.0015554 | 668.2544 | 0.00088313 | 575.0313 | 0.0014666 | 511.0959 | 0.0014915 | 688.2877 | 0.00090663 | 583.4912 | 0.00087213 | 483.1311 | 0.0019091 | 698.681 | 0.00083824 | 579.0489 | 0.0006332 | 512.1468 | 0.0012566
684.6751 | 0.00099059 | 568.2016 | 0.0018129 | 484.0685 | 0.0015418 | 670.7358 | 0.00090583 | 577.1213 | 0.0014574 | 513.2466 | 0.0014717 | 690.7397 | 0.00092556 | 585.5284 | 0.00088605 | 485.1331 | 0.0018772 | 701.1389 | 0.00085426 | 581.0646 | 0.00064652 | 514.1937 | 0.0012578
687.1115 | 0.0010083 | 570.1898 | 0.0017886 | 486.0548 | 0.0015296 | 673.2172 | 0.00092805 | 579.2114 | 0.0014495 | 515.3973 | 0.0014548 | 693.1918 | 0.00094389 | 587.5656 | 0.00090048 | 487.135 | 0.0018433 | 703.5969 | 0.00087026 | 583.0802 | 0.00066049 | 516.2407 | 0.0012592
689.5479 | 0.0010255 | 572.1781 | 0.0017637 | 488.0411 | 0.0015187 | 675.6986 | 0.00094968 | 581.3014 | 0.0014429 | 517.5479 | 0.0014412 | 695.6438 | 0.00096163 | 589.6027 | 0.00091538 | 489.137 | 0.0018083 | 706.0548 | 0.00088624 | 585.0959 | 0.00067508 | 518.2877 | 0.0012609
691.9843 | 0.001042 | 574.1663 | 0.0017389 | 490.0274 | 0.0015091 | 678.18 | 0.00097044 | 583.3914 | 0.0014377 | 519.6986 | 0.001431 | 698.0959 | 0.00097878 | 591.6399 | 0.00093072 | 491.1389 | 0.0017731 | 708.5127 | 0.00090217 | 587.1115 | 0.00069024 | 520.3346 | 0.0012628
694.4207 | 0.0010577 | 576.1546 | 0.0017149 | 492.0137 | 0.0015005 | 680.6614 | 0.00099027 | 585.4814 | 0.0014342 | 521.8493 | 0.0014242 | 700.5479 | 0.00099536 | 593.6771 | 0.00094647 | 493.1409 | 0.0017383 | 710.9706 | 0.00091802 | 589.1272 | 0.00070591 | 522.3816 | 0.0012649
696.8571 | 0.0010726 | 578.1429 | 0.0016923 | 494 | 0.0014928 | 683.1429 | 0.0010091 | 587.5714 | 0.0014324 | 524 | 0.0014207 | 703 | 0.0010115 | 595.7143 | 0.0009626 | 495.1429 | 0.0017045 | 713.4286 | 0.00093373 | 591.1429 | 0.00072204 | 524.4286 | 0.0012672
699.2935 | 0.0010866 | 580.1311 | 0.0016715 | 495.9863 | 0.0014857 | 685.6243 | 0.0010267 | 589.6614 | 0.0014323 | 526.1507 | 0.0014201 | 705.4521 | 0.0010272 | 597.7515 | 0.00097905 | 497.1448 | 0.0016721 | 715.8865 | 0.0009493 | 593.1585 | 0.0007385 | 526.4755 | 0.0012697
701.7299 | 0.0010997 | 582.1194 | 0.0016528 | 497.9726 | 0.001479 | 688.1057 | 0.0010432 | 591.7515 | 0.0014337 | 528.3014 | 0.0014223 | 707.9041 | 0.0010424 | 599.7886 | 0.00099579 | 499.1468 | 0.0016415 | 718.3444 | 0.00096469 | 595.1742 | 0.00075523 | 528.5225 | 0.0012724
704.1663 | 0.0011118 | 584.1076 | 0.0016362 | 499.9589 | 0.0014728 | 690.5871 | 0.0010584 | 593.8415 | 0.0014362 | 530.4521 | 0.0014266 | 710.3562 | 0.0010573 | 601.8258 | 0.0010128 | 501.1487 | 0.001613 | 720.8023 | 0.00097985 | 597.1898 | 0.00077216 | 530.5695 | 0.0012753
706.6027 | 0.0011229 | 586.0959 | 0.0016218 | 501.9452 | 0.0014668 | 693.0685 | 0.0010724 | 595.9315 | 0.0014393 | 532.6027 | 0.0014327 | 712.8082 | 0.0010718 | 603.863 | 0.00103 | 503.1507 | 0.0015865 | 723.2603 | 0.00099476 | 599.2055 | 0.00078927 | 532.6164 | 0.0012783
709.0391 | 0.001133 | 588.0841 | 0.0016094 | 503.9315 | 0.0014612 | 695.5499 | 0.001085 | 598.0215 | 0.0014423 | 534.7534 | 0.0014398 | 715.2603 | 0.0010859 | 605.9002 | 0.0010473 | 505.1526 | 0.0015622 | 725.7182 | 0.0010094 | 601.2211 | 0.00080654 | 534.6634 | 0.0012815
711.4755 | 0.001142 | 590.0724 | 0.0015989 | 505.9178 | 0.0014561 | 698.0313 | 0.0010963 | 600.1115 | 0.0014448 | 536.9041 | 0.0014474 | 717.7123 | 0.0010997 | 607.9374 | 0.0010647 | 507.1546 | 0.0015401 | 728.1761 | 0.0010237 | 603.2368 | 0.00082396 | 536.7104 | 0.0012847
713.9119 | 0.00115 | 592.0607 | 0.0015899 | 507.9041 | 0.0014517 | 700.5127 | 0.0011062 | 602.2016 | 0.0014462 | 539.0548 | 0.0014548 | 720.1644 | 0.001113 | 609.9746 | 0.0010821 | 509.1566 | 0.0015201 | 730.6341 | 0.0010376 | 605.2524 | 0.00084153 | 538.7573 | 0.001288
716.3483 | 0.001157 | 594.0489 | 0.001582 | 509.8904 | 0.0014482 | 702.9941 | 0.0011151 | 604.2916 | 0.001446 | 541.2055 | 0.0014614 | 722.6164 | 0.0011258 | 612.0117 | 0.0010995 | 511.1585 | 0.0015019 | 733.092 | 0.001051 | 607.2681 | 0.00085927 | 540.8043 | 0.0012914
718.7847 | 0.0011632 | 596.0372 | 0.001575 | 511.8767 | 0.0014458 | 705.4755 | 0.0011228 | 606.3816 | 0.0014441 | 543.3562 | 0.0014669 | 725.0685 | 0.0011381 | 614.0489 | 0.0011169 | 513.1605 | 0.0014856 | 735.5499 | 0.001064 | 609.2838 | 0.00087719 | 542.8513 | 0.0012947
721.2211 | 0.0011687 | 598.0254 | 0.0015684 | 513.863 | 0.0014448 | 707.9569 | 0.0011297 | 608.4716 | 0.0014404 | 545.5068 | 0.0014707 | 727.5205 | 0.0011498 | 616.0861 | 0.0011342 | 515.1624 | 0.001471 | 738.0078 | 0.0010765 | 611.2994 | 0.00089527 | 544.8982 | 0.001298
723.6575 | 0.0011734 | 600.0137 | 0.001562 | 515.8493 | 0.0014453 | 710.4384 | 0.0011357 | 610.5616 | 0.0014352 | 547.6575 | 0.0014726 | 729.9726 | 0.0011609 | 618.1233 | 0.0011513 | 517.1644 | 0.001458 | 740.4658 | 0.0010885 | 613.3151 | 0.00091348 | 546.9452 | 0.0013013
726.0939 | 0.0011775 | 602.002 | 0.0015554 | 517.8356 | 0.0014475 | 712.9198 | 0.0011409 | 612.6517 | 0.0014285 | 549.8082 | 0.0014724 | 732.4247 | 0.0011713 | 620.1605 | 0.0011681 | 519.1663 | 0.0014467 | 742.9237 | 0.0011 | 615.3307 | 0.00093178 | 548.9922 | 0.0013044
728.5303 | 0.0011812 | 603.9902 | 0.0015485 | 519.8219 | 0.0014512 | 715.4012 | 0.0011456 | 614.7417 | 0.0014207 | 551.9589 | 0.0014698 | 734.8767 | 0.001181 | 622.1977 | 0.0011847 | 521.1683 | 0.0014369 | 745.3816 | 0.001111 | 617.3464 | 0.00095009 | 551.0391 | 0.0013074
730.9667 | 0.0011843 | 605.9785 | 0.0015412 | 521.8082 | 0.0014567 | 717.8826 | 0.0011496 | 616.8317 | 0.0014117 | 554.1096 | 0.0014647 | 737.3288 | 0.00119 | 624.2348 | 0.0012009 | 523.1703 | 0.0014285 | 747.8395 | 0.0011215 | 619.362 | 0.00096834 | 553.0861 | 0.0013103
733.4031 | 0.001187 | 607.9667 | 0.0015332 | 523.7945 | 0.0014633 | 720.364 | 0.0011532 | 618.9217 | 0.0014019 | 556.2603 | 0.0014572 | 739.7808 | 0.0011982 | 626.272 | 0.0012167 | 525.1722 | 0.0014215 | 750.2975 | 0.0011316 | 621.3777 | 0.00098641 | 555.1331 | 0.001313
735.8395 | 0.0011895 | 609.955 | 0.0015245 | 525.7808 | 0.001471 | 722.8454 | 0.0011565 | 621.0117 | 0.0013911 | 558.411 | 0.0014473 | 742.2329 | 0.0012056 | 628.3092 | 0.0012318 | 527.1742 | 0.0014159 | 752.7554 | 0.0011412 | 623.3933 | 0.0010042 | 557.18 | 0.0013155
738.2759 | 0.0011917 | 611.9432 | 0.0015151 | 527.7671 | 0.0014793 | 725.3268 | 0.0011594 | 623.1018 | 0.0013794 | 560.5616 | 0.0014349 | 744.6849 | 0.0012125 | 630.3464 | 0.0012464 | 529.1761 | 0.0014115 | 755.2133 | 0.0011505 | 625.409 | 0.0010215 | 559.227 | 0.0013178
740.7123 | 0.0011938 | 613.9315 | 0.0015048 | 529.7534 | 0.0014879 | 727.8082 | 0.0011621 | 625.1918 | 0.0013668 | 562.7123 | 0.0014205 | 747.137 | 0.0012188 | 632.3836 | 0.0012601 | 531.1781 | 0.0014083 | 757.6712 | 0.0011595 | 627.4247 | 0.0010381 | 561.274 | 0.0013198
743.1487 | 0.0011958 | 615.9198 | 0.0014936 | 531.7397 | 0.0014962 | 730.2896 | 0.0011646 | 627.2818 | 0.0013531 | 564.863 | 0.0014045 | 749.589 | 0.0012246 | 634.4207 | 0.0012728 | 533.18 | 0.0014062 | 760.1292 | 0.0011682 | 629.4403 | 0.0010539 | 563.3209 | 0.0013215
745.5851 | 0.0011976 | 617.908 | 0.0014815 | 533.726 | 0.0015039 | 732.771 | 0.001167 | 629.3718 | 0.0013385 | 567.0137 | 0.0013872 | 752.0411 | 0.00123 | 636.4579 | 0.0012844 | 535.182 | 0.0014049 | 762.5871 | 0.0011767 | 631.456 | 0.0010688 | 565.3679 | 0.0013228
748.0215 | 0.0011994 | 619.8963 | 0.0014684 | 535.7123 | 0.0015106 | 735.2524 | 0.0011691 | 631.4618 | 0.0013229 | 569.1644 | 0.001369 | 754.4932 | 0.0012352 | 638.4951 | 0.0012949 | 537.184 | 0.0014045 | 765.045 | 0.0011851 | 633.4716 | 0.0010826 | 567.4149 | 0.0013238
750.4579 | 0.0012012 | 621.8845 | 0.0014544 | 537.6986 | 0.0015159 | 737.7339 | 0.0011712 | 633.5519 | 0.0013068 | 571.3151 | 0.0013505 | 756.9452 | 0.0012402 | 640.5323 | 0.0013042 | 539.1859 | 0.0014048 | 767.5029 | 0.0011932 | 635.4873 | 0.0010953 | 569.4618 | 0.0013243
752.8943 | 0.0012031 | 623.8728 | 0.0014397 | 539.6849 | 0.0015194 | 740.2153 | 0.0011731 | 635.6419 | 0.0012903 | 573.4658 | 0.001332 | 759.3973 | 0.0012452 | 642.5695 | 0.0013122 | 541.1879 | 0.0014057 | 769.9609 | 0.001201 | 637.5029 | 0.0011067 | 571.5088 | 0.0013244
755.3307 | 0.001205 | 625.8611 | 0.0014245 | 541.6712 | 0.0015209 | 742.6967 | 0.0011749 | 637.7319 | 0.001274 | 575.6164 | 0.0013142 | 761.8493 | 0.00125 | 644.6067 | 0.0013188 | 543.1898 | 0.0014072 | 772.4188 | 0.0012085 | 639.5186 | 0.0011169 | 573.5558 | 0.0013241
757.7671 | 0.0012071 | 627.8493 | 0.0014088 | 543.6575 | 0.0015202 | 745.1781 | 0.0011765 | 639.8219 | 0.0012582 | 577.7671 | 0.0012975 | 764.3014 | 0.0012548 | 646.6438 | 0.001324 | 545.1918 | 0.0014091 | 774.8767 | 0.0012156 | 641.5342 | 0.0011257 | 575.6027 | 0.0013233
760.2035 | 0.0012093 | 629.8376 | 0.0013931 | 545.6438 | 0.0015175 | 747.6595 | 0.0011781 | 641.9119 | 0.0012432 | 579.9178 | 0.0012824 | 766.7534 | 0.0012595 | 648.681 | 0.0013277 | 547.1937 | 0.0014114 | 777.3346 | 0.0012222 | 643.5499 | 0.0011331 | 577.6497 | 0.001322
762.6399 | 0.0012117 | 631.8258 | 0.0013775 | 547.6301 | 0.0015128 | 750.1409 | 0.0011797 | 644.002 | 0.0012293 | 582.0685 | 0.0012691 | 769.2055 | 0.001264 | 650.7182 | 0.0013299 | 549.1957 | 0.0014137 | 779.7926 | 0.0012281 | 645.5656 | 0.0011391 | 579.6967 | 0.0013202
765.0763 | 0.0012144 | 633.8141 | 0.0013624 | 549.6164 | 0.0015063 | 752.6223 | 0.0011812 | 646.092 | 0.0012164 | 584.2192 | 0.0012584 | 771.6575 | 0.0012683 | 652.7554 | 0.0013306 | 551.1977 | 0.001416 | 782.2505 | 0.0012334 | 647.5812 | 0.0011441 | 581.7436 | 0.0013178
767.5127 | 0.0012173 | 635.8023 | 0.0013481 | 551.6027 | 0.0014984 | 755.1037 | 0.0011828 | 648.182 | 0.0012045 | 586.3699 | 0.0012501 | 774.1096 | 0.0012722 | 654.7926 | 0.0013301 | 553.1996 | 0.0014178 | 784.7084 | 0.0012378 | 649.5969 | 0.0011479 | 583.7906 | 0.001315
769.9491 | 0.0012206 | 637.7906 | 0.0013348 | 553.589 | 0.0014895 | 757.5851 | 0.0011845 | 650.272 | 0.0011932 | 588.5205 | 0.0012444 | 776.5616 | 0.0012755 | 656.8297 | 0.0013285 | 555.2016 | 0.001419 | 787.1663 | 0.0012412 | 651.6125 | 0.0011507 | 585.8376 | 0.0013118
772.3855 | 0.0012241 | 639.7789 | 0.0013228 | 555.5753 | 0.0014797 | 760.0665 | 0.0011863 | 652.362 | 0.0011821 | 590.6712 | 0.0012412 | 779.0137 | 0.0012781 | 658.8669 | 0.0013258 | 557.2035 | 0.0014193 | 789.6243 | 0.0012437 | 653.6282 | 0.0011528 | 587.8845 | 0.0013081
774.8219 | 0.0012278 | 641.7671 | 0.0013121 | 557.5616 | 0.0014697 | 762.5479 | 0.0011884 | 654.4521 | 0.0011709 | 592.8219 | 0.0012407 | 781.4658 | 0.0012798 | 660.9041 | 0.0013221 | 559.2055 | 0.0014185 | 792.0822 | 0.0012452 | 655.6438 | 0.0011541 | 589.9315 | 0.0013041
777.2583 | 0.0012317 | 643.7554 | 0.0013029 | 559.5479 | 0.0014597 | 765.0294 | 0.0011907 | 656.5421 | 0.0011591 | 594.9726 | 0.0012427 | 783.9178 | 0.0012806 | 662.9413 | 0.0013177 | 561.2074 | 0.0014163 | 794.5401 | 0.0012455 | 657.6595 | 0.0011548 | 591.9785 | 0.0012997
779.6947 | 0.0012358 | 645.7436 | 0.001295 | 561.5342 | 0.0014501 | 767.5108 | 0.0011933 | 658.6321 | 0.0011464 | 597.1233 | 0.0012473 | 786.3699 | 0.0012803 | 664.9785 | 0.0013127 | 563.2094 | 0.0014125 | 796.998 | 0.0012448 | 659.6751 | 0.001155 | 594.0254 | 0.0012951
782.1311 | 0.0012399 | 647.7319 | 0.0012883 | 563.5205 | 0.0014412 | 769.9922 | 0.0011962 | 660.7221 | 0.001133 | 599.274 | 0.0012543 | 788.8219 | 0.0012789 | 667.0157 | 0.0013072 | 565.2114 | 0.0014072 | 799.456 | 0.0012433 | 661.6908 | 0.0011548 | 596.0724 | 0.0012901
784.5675 | 0.001244 | 649.7202 | 0.0012827 | 565.5068 | 0.0014332 | 772.4736 | 0.0011994 | 662.8121 | 0.0011189 | 601.4247 | 0.0012636 | 791.274 | 0.0012766 | 669.0528 | 0.0013015 | 567.2133 | 0.0014002 | 801.9139 | 0.0012409 | 663.7065 | 0.0011543 | 598.1194 | 0.001285
787.0039 | 0.001248 | 651.7084 | 0.0012779 | 567.4932 | 0.0014263 | 774.955 | 0.0012029 | 664.9022 | 0.0011046 | 603.5753 | 0.0012751 | 793.726 | 0.0012734 | 671.09 | 0.0012957 | 569.2153 | 0.0013915 | 804.3718 | 0.0012378 | 665.7221 | 0.0011536 | 600.1663 | 0.0012797
789.4403 | 0.0012518 | 653.6967 | 0.0012736 | 569.4795 | 0.0014203 | 777.4364 | 0.0012065 | 666.9922 | 0.0010906 | 605.726 | 0.0012885 | 796.1781 | 0.0012693 | 673.1272 | 0.00129 | 571.2172 | 0.0013812 | 806.8297 | 0.0012341 | 667.7378 | 0.0011527 | 602.2133 | 0.0012742
791.8767 | 0.0012554 | 655.6849 | 0.0012696 | 571.4658 | 0.0014154 | 779.9178 | 0.0012102 | 669.0822 | 0.0010772 | 607.8767 | 0.0013038 | 798.6301 | 0.0012647 | 675.1644 | 0.0012843 | 573.2192 | 0.0013692 | 809.2877 | 0.00123 | 669.7534 | 0.0011517 | 604.2603 | 0.0012687
794.3131 | 0.0012587 | 657.6732 | 0.0012655 | 573.4521 | 0.0014114 | 782.3992 | 0.0012138 | 671.1722 | 0.0010651 | 610.0274 | 0.0013203 | 801.0822 | 0.0012596 | 677.2016 | 0.001279 | 575.2211 | 0.0013556 | 811.7456 | 0.0012255 | 671.7691 | 0.0011506 | 606.3072 | 0.001263
796.7495 | 0.0012616 | 659.6614 | 0.0012609 | 575.4384 | 0.0014081 | 784.8806 | 0.0012173 | 673.2622 | 0.0010546 | 612.1781 | 0.0013376 | 803.5342 | 0.0012544 | 679.2387 | 0.0012739 | 577.2231 | 0.0013406 | 814.2035 | 0.0012208 | 673.7847 | 0.0011495 | 608.3542 | 0.0012572
799.1859 | 0.0012642 | 661.6497 | 0.0012556 | 577.4247 | 0.0014055 | 787.362 | 0.0012204 | 675.3523 | 0.001046 | 614.3288 | 0.0013553 | 805.9863 | 0.0012492 | 681.2759 | 0.0012691 | 579.225 | 0.0013243 | 816.6614 | 0.001216 | 675.8004 | 0.0011482 | 610.4012 | 0.0012513
801.6223 | 0.0012665 | 663.638 | 0.0012495 | 579.411 | 0.0014034 | 789.8434 | 0.0012231 | 677.4423 | 0.0010396 | 616.4795 | 0.001373 | 808.4384 | 0.0012443 | 683.3131 | 0.0012647 | 581.227 | 0.0013068 | 819.1194 | 0.0012112 | 677.816 | 0.0011469 | 612.4481 | 0.0012452
804.0587 | 0.0012686 | 665.6262 | 0.0012424 | 581.3973 | 0.0014016 | 792.3249 | 0.0012252 | 679.5323 | 0.0010354 | 618.6301 | 0.0013902 | 810.8904 | 0.0012398 | 685.3503 | 0.0012605 | 583.229 | 0.0012881 | 821.5773 | 0.0012064 | 679.8317 | 0.0011456 | 614.4951 | 0.0012391
806.4951 | 0.0012704 | 667.6145 | 0.0012344 | 583.3836 | 0.0014001 | 794.8063 | 0.0012266 | 681.6223 | 0.0010334 | 620.7808 | 0.0014066 | 813.3425 | 0.0012357 | 687.3875 | 0.0012565 | 585.2309 | 0.0012684 | 824.0352 | 0.0012016 | 681.8474 | 0.0011441 | 616.5421 | 0.0012327
808.9315 | 0.0012722 | 669.6027 | 0.0012253 | 585.3699 | 0.0013987 | 797.2877 | 0.0012274 | 683.7123 | 0.0010337 | 622.9315 | 0.0014217 | 815.7945 | 0.0012322 | 689.4247 | 0.0012527 | 587.2329 | 0.0012476 | 826.4932 | 0.0011971 | 683.863 | 0.0011426 | 618.589 | 0.0012261
811.3679 | 0.0012739 | 671.591 | 0.0012155 | 587.3562 | 0.0013975 | 799.7691 | 0.0012275 | 685.8023 | 0.0010361 | 625.0822 | 0.0014354 | 818.2466 | 0.0012293 | 691.4618 | 0.0012489 | 589.2348 | 0.001226 | 828.9511 | 0.0011926 | 685.8787 | 0.0011411 | 620.636 | 0.0012194
813.8043 | 0.0012757 | 673.5793 | 0.0012049 | 589.3425 | 0.0013963 | 802.2505 | 0.0012269 | 687.8924 | 0.0010401 | 627.2329 | 0.0014472 | 820.6986 | 0.001227 | 693.499 | 0.0012451 | 591.2368 | 0.0012037 | 831.409 | 0.0011884 | 687.8943 | 0.0011396 | 622.683 | 0.0012124
816.2407 | 0.0012777 | 675.5675 | 0.0011939 | 591.3288 | 0.0013954 | 804.7319 | 0.0012256 | 689.9824 | 0.0010457 | 629.3836 | 0.001457 | 823.1507 | 0.0012252 | 695.5362 | 0.0012411 | 593.2387 | 0.0011807 | 833.8669 | 0.0011844 | 689.91 | 0.001138 | 624.7299 | 0.0012051
818.6771 | 0.0012799 | 677.5558 | 0.0011826 | 593.3151 | 0.0013947 | 807.2133 | 0.0012239 | 692.0724 | 0.0010524 | 631.5342 | 0.0014643 | 825.6027 | 0.0012238 | 697.5734 | 0.0012369 | 595.2407 | 0.0011573 | 836.3249 | 0.0011807 | 691.9256 | 0.0011364 | 626.7769 | 0.0011975
821.1135 | 0.0012825 | 679.544 | 0.0011713 | 595.3014 | 0.0013944 | 809.6947 | 0.0012217 | 694.1624 | 0.00106 | 633.6849 | 0.001469 | 828.0548 | 0.0012226 | 699.6106 | 0.0012323 | 597.2427 | 0.0011338 | 838.7828 | 0.0011774 | 693.9413 | 0.0011348 | 628.8239 | 0.0011896
823.5499 | 0.0012853 | 681.5323 | 0.0011602 | 597.2877 | 0.0013946 | 812.1761 | 0.0012194 | 696.2524 | 0.0010682 | 635.8356 | 0.001471 | 830.5068 | 0.0012215 | 701.6477 | 0.0012273 | 599.2446 | 0.0011105 | 841.2407 | 0.0011745 | 695.9569 | 0.0011331 | 630.8708 | 0.0011814
825.9863 | 0.0012886 | 683.5205 | 0.0011496 | 599.274 | 0.0013954 | 814.6575 | 0.0012169 | 698.3425 | 0.0010765 | 637.9863 | 0.0014704 | 832.9589 | 0.0012206 | 703.6849 | 0.0012219 | 601.2466 | 0.0010878 | 843.6986 | 0.001172 | 697.9726 | 0.0011315 | 632.9178 | 0.0011729
828.4227 | 0.0012921 | 685.5088 | 0.0011395 | 601.2603 | 0.0013968 | 817.1389 | 0.0012144 | 700.4325 | 0.0010846 | 640.137 | 0.001467 | 835.411 | 0.0012196 | 705.7221 | 0.001216 | 603.2485 | 0.001066 | 846.1566 | 0.0011701 | 699.9883 | 0.0011298 | 634.9648 | 0.0011641
830.8591 | 0.0012959 | 687.4971 | 0.0011301 | 603.2466 | 0.001399 | 819.6204 | 0.0012121 | 702.5225 | 0.0010921 | 642.2877 | 0.001461 | 837.863 | 0.0012185 | 707.7593 | 0.0012097 | 605.2505 | 0.0010456 | 848.6145 | 0.0011688 | 702.0039 | 0.0011281 | 637.0117 | 0.0011549
833.2955 | 0.0013 | 689.4853 | 0.0011214 | 605.2329 | 0.0014021 | 822.1018 | 0.00121 | 704.6125 | 0.0010988 | 644.4384 | 0.0014526 | 840.3151 | 0.0012174 | 709.7965 | 0.001203 | 607.2524 | 0.0010268 | 851.0724 | 0.0011681 | 704.0196 | 0.0011264 | 639.0587 | 0.0011455
835.7319 | 0.0013041 | 691.4736 | 0.0011134 | 607.2192 | 0.0014061 | 824.5832 | 0.0012083 | 706.7025 | 0.0011043 | 646.589 | 0.0014422 | 842.7671 | 0.0012162 | 711.8337 | 0.001196 | 609.2544 | 0.0010099 | 853.5303 | 0.0011682 | 706.0352 | 0.0011246 | 641.1057 | 0.0011357
838.1683 | 0.0013083 | 693.4618 | 0.0011061 | 609.2055 | 0.0014109 | 827.0646 | 0.001207 | 708.7926 | 0.0011083 | 648.7397 | 0.00143 | 845.2192 | 0.0012149 | 713.8708 | 0.0011886 | 611.2564 | 0.00099502 | 855.9883 | 0.001169 | 708.0509 | 0.0011227 | 643.1526 | 0.0011257
840.6047 | 0.0013124 | 695.4501 | 0.0010996 | 611.1918 | 0.0014165 | 829.546 | 0.001206 | 710.8826 | 0.0011107 | 650.8904 | 0.0014167 | 847.6712 | 0.0012138 | 715.908 | 0.001181 | 613.2583 | 0.00098233 | 858.4462 | 0.0011707 | 710.0665 | 0.0011207 | 645.1996 | 0.0011155
843.0411 | 0.0013163 | 697.4384 | 0.0010937 | 613.1781 | 0.0014231 | 832.0274 | 0.0012054 | 712.9726 | 0.0011113 | 653.0411 | 0.0014025 | 850.1233 | 0.0012128 | 717.9452 | 0.0011734 | 615.2603 | 0.00097175 | 860.9041 | 0.001173 | 712.0822 | 0.0011186 | 647.2466 | 0.001105
845.4775 | 0.0013199 | 699.4266 | 0.0010885 | 615.1644 | 0.0014304 | 834.5088 | 0.0012052 | 715.0626 | 0.0011103 | 655.1918 | 0.001388 | 852.5753 | 0.001212 | 719.9824 | 0.0011659 | 617.2622 | 0.0009632 | 863.362 | 0.001176 | 714.0978 | 0.0011165 | 649.2935 | 0.0010944
847.9139 | 0.0013231 | 701.4149 | 0.001084 | 617.1507 | 0.0014385 | 836.9902 | 0.0012054 | 717.1526 | 0.0011075 | 657.3425 | 0.0013736 | 855.0274 | 0.0012115 | 722.0196 | 0.0011585 | 619.2642 | 0.00095651 | 865.82 | 0.0011797 | 716.1135 | 0.0011143 | 651.3405 | 0.0010838
850.3503 | 0.0013259 | 703.4031 | 0.0010799 | 619.137 | 0.0014474 | 839.4716 | 0.0012058 | 719.2427 | 0.0011033 | 659.4932 | 0.0013594 | 857.4795 | 0.0012113 | 724.0568 | 0.0011514 | 621.2661 | 0.00095124 | 868.2779 | 0.0011839 | 718.1292 | 0.0011121 | 653.3875 | 0.0010731
852.7867 | 0.0013282 | 705.3914 | 0.0010763 | 621.1233 | 0.001457 | 841.953 | 0.0012066 | 721.3327 | 0.0010978 | 661.6438 | 0.0013456 | 859.9315 | 0.0012116 | 726.0939 | 0.0011447 | 623.2681 | 0.00094713 | 870.7358 | 0.0011886 | 720.1448 | 0.00111 | 655.4344 | 0.0010624
855.2231 | 0.0013299 | 707.3796 | 0.0010731 | 623.1096 | 0.0014671 | 844.4344 | 0.0012076 | 723.4227 | 0.0010912 | 663.7945 | 0.0013323 | 862.3836 | 0.0012123 | 728.1311 | 0.0011384 | 625.2701 | 0.00094394 | 873.1937 | 0.0011936 | 722.1605 | 0.0011081 | 657.4814 | 0.0010518
857.6595 | 0.0013312 | 709.3679 | 0.0010701 | 625.0959 | 0.0014776 | 846.9159 | 0.0012088 | 725.5127 | 0.0010839 | 665.9452 | 0.0013193 | 864.8356 | 0.0012135 | 730.1683 | 0.0011329 | 627.272 | 0.00094148 | 875.6517 | 0.001199 | 724.1761 | 0.0011065 | 659.5284 | 0.0010415
860.0959 | 0.0013319 | 711.3562 | 0.0010673 | 627.0822 | 0.0014883 | 849.3973 | 0.0012102 | 727.6027 | 0.0010761 | 668.0959 | 0.0013066 | 867.2877 | 0.0012151 | 732.2055 | 0.001128 | 629.274 | 0.00093965 | 878.1096 | 0.0012046 | 726.1918 | 0.0011051 | 661.5753 | 0.0010314
862.5323 | 0.0013322 | 713.3444 | 0.0010645 | 629.0685 | 0.0014989 | 851.8787 | 0.0012117 | 729.6928 | 0.0010681 | 670.2466 | 0.001294 | 869.7397 | 0.0012171 | 734.2427 | 0.0011237 | 631.2759 | 0.0009384 | 880.5675 | 0.0012102 | 728.2074 | 0.0011043 | 663.6223 | 0.0010216
864.9687 | 0.001332 | 715.3327 | 0.0010617 | 631.0548 | 0.0015091 | 854.3601 | 0.0012134 | 731.7828 | 0.00106 | 672.3973 | 0.0012815 | 872.1918 | 0.0012194 | 736.2798 | 0.0011202 | 633.2779 | 0.00093772 | 883.0254 | 0.0012158 | 730.2231 | 0.0011039 | 665.6693 | 0.0010123
867.4051 | 0.0013313 | 717.3209 | 0.0010585 | 633.0411 | 0.0015185 | 856.8415 | 0.0012151 | 733.8728 | 0.0010519 | 674.5479 | 0.0012689 | 874.6438 | 0.001222 | 738.317 | 0.0011175 | 635.2798 | 0.00093767 | 885.4834 | 0.0012214 | 732.2387 | 0.0011043 | 667.7162 | 0.0010034
869.8415 | 0.0013303 | 719.3092 | 0.001055 | 635.0274 | 0.0015271 | 859.3229 | 0.0012168 | 735.9628 | 0.0010439 | 676.6986 | 0.0012562 | 877.0959 | 0.0012247 | 740.3542 | 0.0011154 | 637.2818 | 0.00093829 | 887.9413 | 0.0012269 | 734.2544 | 0.0011053 | 669.7632 | 0.00099507
872.2779 | 0.001329 | 721.2975 | 0.0010509 | 637.0137 | 0.0015344 | 861.8043 | 0.0012184 | 738.0528 | 0.0010359 | 678.8493 | 0.0012433 | 879.5479 | 0.0012275 | 742.3914 | 0.0011141 | 639.2838 | 0.00093965 | 890.3992 | 0.0012322 | 736.2701 | 0.001107 | 671.8102 | 0.0009874
874.7143 | 0.0013275 | 723.2857 | 0.0010462 | 639 | 0.0015405 | 864.2857 | 0.00122 | 740.1429 | 0.0010279 | 681 | 0.0012303 | 882 | 0.0012304 | 744.4286 | 0.0011135 | 641.2857 | 0.00094179 | 892.8571 | 0.0012374 | 738.2857 | 0.0011094 | 673.8571 | 0.00098035
877.1507 | 0.0013258 | 725.274 | 0.0010408 | 640.9863 | 0.0015451 | 866.7671 | 0.0012214 | 742.2329 | 0.0010197 | 683.1507 | 0.0012172 | 884.4521 | 0.0012332 | 746.4658 | 0.0011136 | 643.2877 | 0.00094461 | 895.3151 | 0.0012424 | 740.3014 | 0.0011124 | 675.9041 | 0.00097393
879.5871 | 0.0013239 | 727.2622 | 0.0010348 | 642.9726 | 0.0015484 | 869.2485 | 0.0012226 | 744.3229 | 0.0010113 | 685.3014 | 0.0012042 | 886.9041 | 0.001236 | 748.5029 | 0.0011142 | 645.2896 | 0.00094799 | 897.773 | 0.0012473 | 742.317 | 0.001116 | 677.9511 | 0.00096814
882.0235 | 0.0013221 | 729.2505 | 0.0010282 | 644.9589 | 0.0015505 | 871.7299 | 0.0012235 | 746.4129 | 0.0010027 | 687.4521 | 0.0011912 | 889.3562 | 0.0012386 | 750.5401 | 0.0011155 | 647.2916 | 0.00095181 | 900.2309 | 0.001252 | 744.3327 | 0.00112 | 679.998 | 0.00096295
884.4599 | 0.0013202 | 731.2387 | 0.001021 | 646.9452 | 0.0015514 | 874.2114 | 0.0012241 | 748.5029 | 0.00099397 | 689.6027 | 0.0011785 | 891.8082 | 0.0012411 | 752.5773 | 0.0011171 | 649.2935 | 0.00095591 | 902.6888 | 0.0012567 | 746.3483 | 0.0011244 | 682.045 | 0.00095835
886.8963 | 0.0013183 | 733.227 | 0.0010133 | 648.9315 | 0.0015516 | 876.6928 | 0.0012243 | 750.593 | 0.00098523 | 691.7534 | 0.0011661 | 894.2603 | 0.0012434 | 754.6145 | 0.0011192 | 651.2955 | 0.00096018 | 905.1468 | 0.0012614 | 748.364 | 0.001129 | 684.092 | 0.00095429
889.3327 | 0.0013165 | 735.2153 | 0.0010053 | 650.9178 | 0.0015513 | 879.1742 | 0.0012242 | 752.683 | 0.00097669 | 693.9041 | 0.0011542 | 896.7123 | 0.0012455 | 756.6517 | 0.0011217 | 653.2975 | 0.00096451 | 907.6047 | 0.0012661 | 750.3796 | 0.0011337 | 686.1389 | 0.00095075
891.7691 | 0.0013148 | 737.2035 | 0.0009972 | 652.9041 | 0.0015507 | 881.6556 | 0.0012237 | 754.773 | 0.00096856 | 696.0548 | 0.0011429 | 899.1644 | 0.0012476 | 758.6888 | 0.0011245 | 655.2994 | 0.00096886 | 910.0626 | 0.0012708 | 752.3953 | 0.0011382 | 688.1859 | 0.00094763
894.2055 | 0.0013134 | 739.1918 | 0.00098911 | 654.8904 | 0.00155 | 884.137 | 0.001223 | 756.863 | 0.00096106 | 698.2055 | 0.0011323 | 901.6164 | 0.0012495 | 760.726 | 0.0011275 | 657.3014 | 0.00097322 | 912.5205 | 0.0012756 | 754.411 | 0.0011425 | 690.2329 | 0.00094482
896.6419 | 0.0013121 | 741.18 | 0.00098134 | 656.8767 | 0.0015492 | 886.6184 | 0.0012219 | 758.953 | 0.00095439 | 700.3562 | 0.0011226 | 904.0685 | 0.0012514 | 762.7632 | 0.0011307 | 659.3033 | 0.00097766 | 914.9785 | 0.0012806 | 756.4266 | 0.0011465 | 692.2798 | 0.00094222
899.0783 | 0.0013112 | 743.1683 | 0.00097408 | 658.863 | 0.0015483 | 889.0998 | 0.0012207 | 761.0431 | 0.00094869 | 702.5068 | 0.001114 | 906.5205 | 0.0012533 | 764.8004 | 0.001134 | 661.3053 | 0.00098225 | 917.4364 | 0.0012857 | 758.4423 | 0.00115 | 694.3268 | 0.00093976
901.5147 | 0.0013105 | 745.1566 | 0.00096754 | 660.8493 | 0.0015471 | 891.5812 | 0.0012195 | 763.1331 | 0.000944 | 704.6575 | 0.0011066 | 908.9726 | 0.0012553 | 766.8376 | 0.0011373 | 663.3072 | 0.00098712 | 919.8943 | 0.001291 | 760.4579 | 0.001153 | 696.3738 | 0.00093736
903.9511 | 0.0013102 | 747.1448 | 0.00096188 | 662.8356 | 0.0015453 | 894.0626 | 0.0012183 | 765.2231 | 0.00094018 | 706.8082 | 0.0011004 | 911.4247 | 0.0012574 | 768.8748 | 0.0011406 | 665.3092 | 0.00099232 | 922.3523 | 0.0012965 | 762.4736 | 0.0011555 | 698.4207 | 0.00093492
906.3875 | 0.0013104 | 749.1331 | 0.00095724 | 664.8219 | 0.0015427 | 896.544 | 0.0012172 | 767.3131 | 0.00093704 | 708.9589 | 0.0010953 | 913.8767 | 0.0012598 | 770.9119 | 0.0011439 | 667.3112 | 0.00099783 | 924.8102 | 0.0013022 | 764.4892 | 0.0011575 | 700.4677 | 0.00093238
908.8239 | 0.0013111 | 751.1213 | 0.00095373 | 666.8082 | 0.0015387 | 899.0254 | 0.0012164 | 769.4031 | 0.00093432 | 711.1096 | 0.0010911 | 916.3288 | 0.0012625 | 772.9491 | 0.0011469 | 669.3131 | 0.0010036 | 927.2681 | 0.001308 | 766.5049 | 0.0011588 | 702.5147 | 0.00092962
911.2603 | 0.0013123 | 753.1096 | 0.00095138 | 668.7945 | 0.0015328 | 901.5068 | 0.0012159 | 771.4932 | 0.00093171 | 713.2603 | 0.0010876 | 918.7808 | 0.0012655 | 774.9863 | 0.0011498 | 671.3151 | 0.0010093 | 929.726 | 0.001314 | 768.5205 | 0.0011597 | 704.5616 | 0.00092662
913.6967 | 0.0013141 | 755.0978 | 0.0009502 | 670.7808 | 0.0015248 | 903.9883 | 0.001216 | 773.5832 | 0.00092889 | 715.411 | 0.0010847 | 921.2329 | 0.001269 | 777.0235 | 0.0011525 | 673.317 | 0.001015 | 932.184 | 0.00132 | 770.5362 | 0.00116 | 706.6086 | 0.00092334
916.1331 | 0.0013165 | 757.0861 | 0.00095013 | 672.7671 | 0.0015146 | 906.4697 | 0.0012165 | 775.6732 | 0.00092556 | 717.5616 | 0.0010819 | 923.6849 | 0.001273 | 779.0607 | 0.0011549 | 675.319 | 0.0010201 | 934.6419 | 0.0013262 | 772.5519 | 0.00116 | 708.6556 | 0.00091975
918.5695 | 0.0013194 | 759.0744 | 0.00095108 | 674.7534 | 0.0015019 | 908.9511 | 0.0012178 | 777.7632 | 0.00092151 | 719.7123 | 0.0010791 | 926.137 | 0.0012777 | 781.0978 | 0.001157 | 677.3209 | 0.0010245 | 937.0998 | 0.0013324 | 774.5675 | 0.0011595 | 710.7025 | 0.00091584
921.0059 | 0.001323 | 761.0626 | 0.0009529 | 676.7397 | 0.0014869 | 911.4325 | 0.0012197 | 779.8532 | 0.0009166 | 721.863 | 0.001076 | 928.589 | 0.0012829 | 783.135 | 0.0011589 | 679.3229 | 0.0010278 | 939.5577 | 0.0013386 | 776.5832 | 0.0011587 | 712.7495 | 0.00091161
923.4423 | 0.0013271 | 763.0509 | 0.00095532 | 678.726 | 0.0014697 | 913.9139 | 0.0012224 | 781.9432 | 0.00091085 | 724.0137 | 0.0010724 | 931.0411 | 0.0012889 | 785.1722 | 0.0011605 | 681.3249 | 0.0010299 | 942.0157 | 0.0013447 | 778.5988 | 0.0011575 | 714.7965 | 0.00090708
925.8787 | 0.0013317 | 765.0391 | 0.00095812 | 680.7123 | 0.0014506 | 916.3953 | 0.0012257 | 784.0333 | 0.00090445 | 726.1644 | 0.0010683 | 933.4932 | 0.0012955 | 787.2094 | 0.0011618 | 683.3268 | 0.0010306 | 944.4736 | 0.0013507 | 780.6145 | 0.001156 | 716.8434 | 0.00090221
928.3151 | 0.0013369 | 767.0274 | 0.00096108 | 682.6986 | 0.0014301 | 918.8767 | 0.0012298 | 786.1233 | 0.00089774 | 728.3151 | 0.0010637 | 935.9452 | 0.0013028 | 789.2466 | 0.001163 | 685.3288 | 0.00103 | 946.9315 | 0.0013565 | 782.6301 | 0.0011542 | 718.8904 | 0.00089709
930.7515 | 0.0013425 | 769.0157 | 0.000964 | 684.6849 | 0.0014084 | 921.3581 | 0.0012345 | 788.2133 | 0.00089132 | 730.4658 | 0.0010589 | 938.3973 | 0.0013107 | 791.2838 | 0.001164 | 687.3307 | 0.0010282 | 949.3894 | 0.0013622 | 784.6458 | 0.0011522 | 720.9374 | 0.00089177
933.1879 | 0.0013484 | 771.0039 | 0.00096671 | 686.6712 | 0.0013863 | 923.8395 | 0.00124 | 790.3033 | 0.00088586 | 732.6164 | 0.0010542 | 940.8493 | 0.0013193 | 793.3209 | 0.0011649 | 689.3327 | 0.0010258 | 951.8474 | 0.0013676 | 786.6614 | 0.0011499 | 722.9843 | 0.00088629
935.6243 | 0.0013546 | 772.9922 | 0.00096907 | 688.6575 | 0.0013643 | 926.3209 | 0.001246 | 792.3933 | 0.00088205 | 734.7671 | 0.0010498 | 943.3014 | 0.0013284 | 795.3581 | 0.0011658 | 691.3346 | 0.0010231 | 954.3053 | 0.0013728 | 788.6771 | 0.0011476 | 725.0313 | 0.0008807
938.0607 | 0.0013609 | 774.9804 | 0.00097099 | 690.6438 | 0.001343 | 928.8023 | 0.0012528 | 794.4834 | 0.00088049 | 736.9178 | 0.001046 | 945.7534 | 0.0013381 | 797.3953 | 0.0011667 | 693.3366 | 0.0010206 | 956.7632 | 0.0013777 | 790.6928 | 0.0011452 | 727.0783 | 0.00087505
940.4971 | 0.0013672 | 776.9687 | 0.00097244 | 692.6301 | 0.0013229 | 931.2838 | 0.0012601 | 796.5734 | 0.00088168 | 739.0685 | 0.0010431 | 948.2055 | 0.0013482 | 799.4325 | 0.0011677 | 695.3386 | 0.0010189 | 959.2211 | 0.0013823 | 792.7084 | 0.0011428 | 729.1252 | 0.0008694
942.9335 | 0.0013736 | 778.9569 | 0.00097342 | 694.6164 | 0.0013043 | 933.7652 | 0.0012679 | 798.6634 | 0.00088591 | 741.2192 | 0.0010413 | 950.6575 | 0.0013586 | 801.4697 | 0.0011688 | 697.3405 | 0.0010183 | 961.6791 | 0.0013867 | 794.7241 | 0.0011406 | 731.1722 | 0.00086381
945.3699 | 0.0013799 | 780.9452 | 0.000974 | 696.6027 | 0.0012877 | 936.2466 | 0.0012761 | 800.7534 | 0.00089326 | 743.3699 | 0.0010405 | 953.1096 | 0.0013693 | 803.5068 | 0.0011701 | 699.3425 | 0.0010193 | 964.137 | 0.0013908 | 796.7397 | 0.0011386 | 733.2192 | 0.00085834
947.8063 | 0.001386 | 782.9335 | 0.00097435 | 698.589 | 0.0012731 | 938.728 | 0.0012846 | 802.8434 | 0.00090356 | 745.5205 | 0.0010407 | 955.5616 | 0.0013801 | 805.544 | 0.0011717 | 701.3444 | 0.0010222 | 966.5949 | 0.0013947 | 798.7554 | 0.0011369 | 735.2661 | 0.00085306
950.2427 | 0.0013919 | 784.9217 | 0.00097463 | 700.5753 | 0.0012609 | 941.2094 | 0.0012934 | 804.9335 | 0.00091642 | 747.6712 | 0.0010419 | 958.0137 | 0.001391 | 807.5812 | 0.0011735 | 703.3464 | 0.0010269 | 969.0528 | 0.0013984 | 800.771 | 0.0011356 | 737.3131 | 0.00084799
952.6791 | 0.0013976 | 786.91 | 0.000975 | 702.5616 | 0.0012509 | 943.6908 | 0.0013023 | 807.0235 | 0.00093126 | 749.8219 | 0.0010437 | 960.4658 | 0.0014019 | 809.6184 | 0.0011756 | 705.3483 | 0.0010335 | 971.5108 | 0.0014019 | 802.7867 | 0.001135 | 739.3601 | 0.0008432
955.1155 | 0.0014031 | 788.8982 | 0.00097563 | 704.5479 | 0.0012431 | 946.1722 | 0.0013114 | 809.1135 | 0.00094738 | 751.9726 | 0.001046 | 962.9178 | 0.0014127 | 811.6556 | 0.001178 | 707.3503 | 0.0010417 | 973.9687 | 0.0014053 | 804.8023 | 0.001135 | 741.407 | 0.00083873
957.5519 | 0.0014083 | 790.8865 | 0.00097664 | 706.5342 | 0.0012374 | 948.6536 | 0.0013204 | 811.2035 | 0.00096404 | 754.1233 | 0.0010484 | 965.3699 | 0.0014234 | 813.6928 | 0.0011806 | 709.3523 | 0.0010509 | 976.4266 | 0.0014086 | 806.818 | 0.0011356 | 743.454 | 0.00083461
959.9883 | 0.0014133 | 792.8748 | 0.00097815 | 708.5205 | 0.0012337 | 951.135 | 0.0013292 | 813.2935 | 0.00098047 | 756.274 | 0.0010508 | 967.8219 | 0.0014339 | 815.7299 | 0.0011835 | 711.3542 | 0.0010604 | 978.8845 | 0.0014118 | 808.8337 | 0.0011368 | 745.501 | 0.00083089
962.4247 | 0.0014182 | 794.863 | 0.00098021 | 710.5068 | 0.0012317 | 953.6164 | 0.0013379 | 815.3836 | 0.00099602 | 758.4247 | 0.001053 | 970.274 | 0.0014441 | 817.7671 | 0.0011865 | 713.3562 | 0.0010697 | 981.3425 | 0.001415 | 810.8493 | 0.0011386 | 747.5479 | 0.00082767
964.8611 | 0.0014229 | 796.8513 | 0.00098284 | 712.4932 | 0.0012311 | 956.0978 | 0.0013462 | 817.4736 | 0.0010103 | 760.5753 | 0.001055 | 972.726 | 0.0014542 | 819.8043 | 0.0011895 | 715.3581 | 0.001078 | 983.8004 | 0.0014182 | 812.865 | 0.0011409 | 749.5949 | 0.00082493
967.2975 | 0.0014276 | 798.8395 | 0.000986 | 714.4795 | 0.0012315 | 958.5793 | 0.0013542 | 819.5636 | 0.0010232 | 762.726 | 0.0010569 | 975.1781 | 0.0014641 | 821.8415 | 0.0011927 | 717.3601 | 0.0010849 | 986.2583 | 0.0014215 | 814.8806 | 0.0011437 | 751.6419 | 0.00082267
969.7339 | 0.0014322 | 800.8278 | 0.00098965 | 716.4658 | 0.0012326 | 961.0607 | 0.0013618 | 821.6536 | 0.0010346 | 764.8767 | 0.0010586 | 977.6301 | 0.0014737 | 823.8787 | 0.0011958 | 719.362 | 0.0010899 | 988.7162 | 0.0014247 | 816.8963 | 0.0011468 | 753.6888 | 0.00082092
972.1703 | 0.001437 | 802.816 | 0.00099362 | 718.4521 | 0.0012343 | 963.5421 | 0.0013689 | 823.7436 | 0.0010447 | 767.0274 | 0.0010603 | 980.0822 | 0.0014831 | 825.9159 | 0.0011988 | 721.364 | 0.0010926 | 991.1742 | 0.0014281 | 818.9119 | 0.00115 | 755.7358 | 0.00081967
974.6067 | 0.0014418 | 804.8043 | 0.00099777 | 720.4384 | 0.0012363 | 966.0235 | 0.0013757 | 825.8337 | 0.0010538 | 769.1781 | 0.001062 | 982.5342 | 0.0014924 | 827.953 | 0.0012016 | 723.3659 | 0.0010931 | 993.6321 | 0.0014316 | 820.9276 | 0.0011533 | 757.7828 | 0.00081892
977.0431 | 0.0014469 | 806.7926 | 0.001002 | 722.4247 | 0.0012384 | 968.5049 | 0.0013822 | 827.9237 | 0.0010621 | 771.3288 | 0.0010637 | 984.9863 | 0.0015015 | 829.9902 | 0.0012041 | 725.3679 | 0.0010914 | 996.09 | 0.0014351 | 822.9432 | 0.0011564 | 759.8297 | 0.00081868
979.4795 | 0.0014522 | 808.7808 | 0.0010062 | 724.411 | 0.0012406 | 970.9863 | 0.0013882 | 830.0137 | 0.00107 | 773.4795 | 0.0010656 | 987.4384 | 0.0015104 | 832.0274 | 0.0012062 | 727.3699 | 0.0010879 | 998.5479 | 0.0014389 | 824.9589 | 0.0011592 | 761.8767 | 0.00081895
981.9159 | 0.0014577 | 810.7691 | 0.0010103 | 726.3973 | 0.0012427 | 973.4677 | 0.0013941 | 832.1037 | 0.0010775 | 775.6301 | 0.0010676 | 989.8904 | 0.0015192 | 834.0646 | 0.0012079 | 729.3718 | 0.0010829 | 1001.0059 | 0.0014429 | 826.9746 | 0.0011615 | 763.9237 | 0.00081971
984.3523 | 0.0014636 | 812.7573 | 0.0010144 | 728.3836 | 0.0012447 | 975.9491 | 0.0013999 | 834.1937 | 0.0010849 | 777.7808 | 0.0010696 | 992.3425 | 0.0015279 | 836.1018 | 0.0012091 | 731.3738 | 0.0010773 | 1003.4638 | 0.001447 | 828.9902 | 0.0011633 | 765.9706 | 0.00082089
986.7886 | 0.0014699 | 814.7456 | 0.0010185 | 730.3699 | 0.0012465 | 978.4305 | 0.0014055 | 836.2838 | 0.0010921 | 779.9315 | 0.0010714 | 994.7945 | 0.0015365 | 838.1389 | 0.0012097 | 733.3757 | 0.0010717 | 1005.9217 | 0.0014514 | 831.0059 | 0.0011643 | 768.0176 | 0.00082244
989.225 | 0.0014766 | 816.7339 | 0.0010226 | 732.3562 | 0.0012482 | 980.9119 | 0.0014113 | 838.3738 | 0.001099 | 782.0822 | 0.0010729 | 997.2466 | 0.001545 | 840.1761 | 0.0012098 | 735.3777 | 0.0010668 | 1008.3796 | 0.0014561 | 833.0215 | 0.0011646 | 770.0646 | 0.00082431
991.6614 | 0.0014836 | 818.7221 | 0.0010269 | 734.3425 | 0.0012496 | 983.3933 | 0.0014172 | 840.4638 | 0.0011056 | 784.2329 | 0.0010741 | 999.6986 | 0.0015535 | 842.2133 | 0.001209 | 737.3796 | 0.0010632 | 1010.8376 | 0.0014611 | 835.0372 | 0.0011641 | 772.1115 | 0.00082646
994.0978 | 0.0014911 | 820.7104 | 0.0010316 | 736.3288 | 0.0012509 | 985.8748 | 0.0014233 | 842.5538 | 0.0011116 | 786.3836 | 0.001075 | 1002.1507 | 0.0015621 | 844.2505 | 0.0012077 | 739.3816 | 0.0010613 | 1013.2955 | 0.0014665 | 837.0528 | 0.0011626 | 774.1585 | 0.00082884
996.5342 | 0.0014989 | 822.6986 | 0.0010368 | 738.3151 | 0.0012518 | 988.3562 | 0.0014297 | 844.6438 | 0.0011171 | 788.5342 | 0.0010754 | 1004.6027 | 0.0015706 | 846.2877 | 0.0012056 | 741.3836 | 0.0010614 | 1015.7534 | 0.0014722 | 839.0685 | 0.0011602 | 776.2055 | 0.0008314
998.9706 | 0.0015071 | 824.6869 | 0.0010425 | 740.3014 | 0.0012524 | 990.8376 | 0.0014364 | 846.7339 | 0.0011219 | 790.6849 | 0.0010756 | 1007.0548 | 0.0015793 | 848.3249 | 0.0012029 | 743.3855 | 0.0010636 | 1018.2114 | 0.0014783 | 841.0841 | 0.001157 | 778.2524 | 0.0008341
1001.407 | 0.0015157 | 826.6751 | 0.0010489 | 742.2877 | 0.0012525 | 993.319 | 0.0014435 | 848.8239 | 0.0011262 | 792.8356 | 0.0010755 | 1009.5068 | 0.0015882 | 850.362 | 0.0011995 | 745.3875 | 0.0010678 | 1020.6693 | 0.0014849 | 843.0998 | 0.001153 | 780.2994 | 0.00083687
1003.8434 | 0.0015246 | 828.6634 | 0.0010559 | 744.274 | 0.0012522 | 995.8004 | 0.0014511 | 850.9139 | 0.0011301 | 794.9863 | 0.0010754 | 1011.9589 | 0.0015974 | 852.3992 | 0.0011955 | 747.3894 | 0.0010739 | 1023.1272 | 0.0014921 | 845.1155 | 0.0011482 | 782.3464 | 0.00083967
1006.2798 | 0.001534 | 830.6517 | 0.0010635 | 746.2603 | 0.0012514 | 998.2818 | 0.001459 | 853.0039 | 0.0011338 | 797.137 | 0.0010753 | 1014.411 | 0.0016069 | 854.4364 | 0.0011909 | 749.3914 | 0.0010816 | 1025.5851 | 0.0014997 | 847.1311 | 0.0011428 | 784.3933 | 0.00084247
1008.7162 | 0.0015437 | 832.6399 | 0.0010714 | 748.2466 | 0.0012499 | 1000.7632 | 0.0014674 | 855.0939 | 0.0011375 | 799.2877 | 0.0010755 | 1016.863 | 0.0016168 | 856.4736 | 0.0011857 | 751.3933 | 0.0010906 | 1028.0431 | 0.0015077 | 849.1468 | 0.0011369 | 786.4403 | 0.00084522
1011.1526 | 0.0015537 | 834.6282 | 0.0010796 | 750.2329 | 0.0012478 | 1003.2446 | 0.0014761 | 857.184 | 0.0011415 | 801.4384 | 0.001076 | 1019.3151 | 0.0016272 | 858.5108 | 0.00118 | 753.3953 | 0.0011004 | 1030.501 | 0.0015163 | 851.1624 | 0.0011304 | 788.4873 | 0.00084792
1013.589 | 0.0015639 | 836.6164 | 0.0010878 | 752.2192 | 0.0012451 | 1005.726 | 0.0014852 | 859.274 | 0.001146 | 803.589 | 0.0010768 | 1021.7671 | 0.0016382 | 860.5479 | 0.0011739 | 755.3973 | 0.0011106 | 1032.9589 | 0.0015253 | 853.1781 | 0.0011236 | 790.5342 | 0.00085054
1016.0254 | 0.0015745 | 838.6047 | 0.0010958 | 754.2055 | 0.0012418 | 1008.2074 | 0.0014947 | 861.364 | 0.0011512 | 805.7397 | 0.0010779 | 1024.2192 | 0.0016497 | 862.5851 | 0.0011674 | 757.3992 | 0.001121 | 1035.4168 | 0.0015348 | 855.1937 | 0.0011165 | 792.5812 | 0.00085305
1018.4618 | 0.0015854 | 840.593 | 0.0011036 | 756.1918 | 0.0012381 | 1010.6888 | 0.0015046 | 863.454 | 0.0011572 | 807.8904 | 0.0010794 | 1026.6712 | 0.0016618 | 864.6223 | 0.0011607 | 759.4012 | 0.0011315 | 1037.8748 | 0.0015448 | 857.2094 | 0.0011093 | 794.6282 | 0.00085546
1020.8982 | 0.0015965 | 842.5812 | 0.0011108 | 758.1781 | 0.0012342 | 1013.1703 | 0.0015149 | 865.544 | 0.0011644 | 810.0411 | 0.001081 | 1029.1233 | 0.0016745 | 866.6595 | 0.0011538 | 761.4031 | 0.0011421 | 1040.3327 | 0.0015552 | 859.225 | 0.0011021 | 796.6751 | 0.00085777
1023.3346 | 0.0016079 | 844.5695 | 0.0011175 | 760.1644 | 0.00123 | 1015.6517 | 0.0015255 | 867.6341 | 0.0011725 | 812.1918 | 0.0010828 | 1031.5753 | 0.0016877 | 868.6967 | 0.0011467 | 763.4051 | 0.0011529 | 1042.7906 | 0.001566 | 861.2407 | 0.0010951 | 798.7221 | 0.00085998
1025.771 | 0.0016196 | 846.5577 | 0.0011238 | 762.1507 | 0.0012259 | 1018.1331 | 0.0015366 | 869.7241 | 0.0011817 | 814.3425 | 0.0010846 | 1034.0274 | 0.0017014 | 870.7339 | 0.0011395 | 765.407 | 0.0011641 | 1045.2485 | 0.0015772 | 863.2564 | 0.0010884 | 800.7691 | 0.0008621
1028.2074 | 0.0016315 | 848.546 | 0.0011297 | 764.137 | 0.001222 | 1020.6145 | 0.001548 | 871.8141 | 0.0011917 | 816.4932 | 0.0010865 | 1036.4795 | 0.0017154 | 872.771 | 0.0011323 | 767.409 | 0.0011758 | 1047.7065 | 0.0015888 | 865.272 | 0.001082 | 802.816 | 0.00086413
1030.6438 | 0.0016437 | 850.5342 | 0.0011354 | 766.1233 | 0.0012184 | 1023.0959 | 0.0015599 | 873.9041 | 0.0012023 | 818.6438 | 0.0010884 | 1038.9315 | 0.0017295 | 874.8082 | 0.0011251 | 769.411 | 0.0011881 | 1050.1644 | 0.0016007 | 867.2877 | 0.0010761 | 804.863 | 0.00086608
1033.0802 | 0.001656 | 852.5225 | 0.0011411 | 768.1096 | 0.0012154 | 1025.5773 | 0.0015722 | 875.9941 | 0.0012134 | 820.7945 | 0.0010902 | 1041.3836 | 0.0017438 | 876.8454 | 0.001118 | 771.4129 | 0.0012014 | 1052.6223 | 0.001613 | 869.3033 | 0.0010707 | 806.91 | 0.00086795
1035.5166 | 0.0016684 | 854.5108 | 0.0011471 | 770.0959 | 0.001213 | 1028.0587 | 0.0015849 | 878.0841 | 0.0012247 | 822.9452 | 0.001092 | 1043.8356 | 0.001758 | 878.8826 | 0.001111 | 773.4149 | 0.0012156 | 1055.0802 | 0.0016256 | 871.319 | 0.001066 | 808.9569 | 0.00086974
1037.953 | 0.0016809 | 856.499 | 0.0011535 | 772.0822 | 0.0012113 | 1030.5401 | 0.0015981 | 880.1742 | 0.0012361 | 825.0959 | 0.0010937 | 1046.2877 | 0.001772 | 880.9198 | 0.0011042 | 775.4168 | 0.0012305 | 1057.5382 | 0.0016385 | 873.3346 | 0.0010619 | 811.0039 | 0.00087146
1040.3894 | 0.0016934 | 858.4873 | 0.0011605 | 774.0685 | 0.0012106 | 1033.0215 | 0.0016116 | 882.2642 | 0.0012476 | 827.2466 | 0.0010952 | 1048.7397 | 0.0017856 | 882.9569 | 0.0010975 | 777.4188 | 0.001246 | 1059.9961 | 0.0016519 | 875.3503 | 0.0010584 | 813.0509 | 0.00087311
1042.8258 | 0.0017058 | 860.4755 | 0.0011683 | 776.0548 | 0.0012107 | 1035.5029 | 0.0016255 | 884.3542 | 0.0012591 | 829.3973 | 0.0010964 | 1051.1918 | 0.0017986 | 884.9941 | 0.0010911 | 779.4207 | 0.0012615 | 1062.454 | 0.0016656 | 877.3659 | 0.0010554 | 815.0978 | 0.00087469
1045.2622 | 0.0017179 | 862.4638 | 0.001177 | 778.0411 | 0.0012117 | 1037.9843 | 0.0016397 | 886.4442 | 0.0012706 | 831.5479 | 0.0010973 | 1053.6438 | 0.001811 | 887.0313 | 0.0010849 | 781.4227 | 0.0012766 | 1064.9119 | 0.0016797 | 879.3816 | 0.0010528 | 817.1448 | 0.00087619
1047.6986 | 0.0017297 | 864.4521 | 0.0011866 | 780.0274 | 0.0012136 | 1040.4658 | 0.001654 | 888.5342 | 0.0012822 | 833.6986 | 0.0010975 | 1056.0959 | 0.0018226 | 889.0685 | 0.0010789 | 783.4247 | 0.0012907 | 1067.3699 | 0.001694 | 881.3973 | 0.0010504 | 819.1918 | 0.0008776
1050.135 | 0.0017409 | 866.4403 | 0.0011971 | 782.0137 | 0.0012163 | 1042.9472 | 0.0016684 | 890.6243 | 0.001294 | 835.8493 | 0.0010971 | 1058.5479 | 0.0018333 | 891.1057 | 0.0010732 | 785.4266 | 0.0013033 | 1069.8278 | 0.0017086 | 883.4129 | 0.0010483 | 821.2387 | 0.00087892
1052.5714 | 0.0017516 | 868.4286 | 0.0012084 | 784 | 0.0012198 | 1045.4286 | 0.0016829 | 892.7143 | 0.0013061 | 838 | 0.0010957 | 1061 | 0.001843 | 893.1429 | 0.0010678 | 787.4286 | 0.0013138 | 1072.2857 | 0.0017233 | 885.4286 | 0.0010462 | 823.2857 | 0.00088012
1055.0078 | 0.0017614 | 870.4168 | 0.0012203 | 785.9863 | 0.001224 | 1047.91 | 0.0016972 | 894.8043 | 0.0013185 | 840.1507 | 0.0010934 | 1063.4521 | 0.0018517 | 895.18 | 0.0010625 | 789.4305 | 0.0013218 | 1074.7436 | 0.0017381 | 887.4442 | 0.0010439 | 825.3327 | 0.00088119
1057.4442 | 0.0017704 | 872.4051 | 0.0012328 | 787.9726 | 0.0012289 | 1050.3914 | 0.0017113 | 896.8943 | 0.0013309 | 842.3014 | 0.00109 | 1065.9041 | 0.0018593 | 897.2172 | 0.0010575 | 791.4325 | 0.0013269 | 1077.2016 | 0.0017529 | 889.4599 | 0.0010414 | 827.3796 | 0.00088211
1059.8806 | 0.0017783 | 874.3933 | 0.0012456 | 789.9589 | 0.0012344 | 1052.8728 | 0.001725 | 898.9843 | 0.0013434 | 844.4521 | 0.0010857 | 1068.3562 | 0.0018656 | 899.2544 | 0.0010526 | 793.4344 | 0.0013289 | 1079.6595 | 0.0017674 | 891.4755 | 0.0010384 | 829.4266 | 0.00088289
1062.317 | 0.0017851 | 876.3816 | 0.0012587 | 791.9452 | 0.0012405 | 1055.3542 | 0.0017383 | 901.0744 | 0.0013555 | 846.6027 | 0.0010805 | 1070.8082 | 0.0018705 | 901.2916 | 0.001048 | 795.4364 | 0.0013276 | 1082.1174 | 0.0017814 | 893.4912 | 0.001035 | 831.4736 | 0.00088351
1064.7534 | 0.0017905 | 878.3699 | 0.0012719 | 793.9315 | 0.0012471 | 1057.8356 | 0.001751 | 903.1644 | 0.0013673 | 848.7534 | 0.0010747 | 1073.2603 | 0.0018741 | 903.3288 | 0.0010434 | 797.4384 | 0.0013233 | 1084.5753 | 0.0017948 | 895.5068 | 0.001031 | 833.5205 | 0.00088396
1067.1898 | 0.0017945 | 880.3581 | 0.0012851 | 795.9178 | 0.0012541 | 1060.317 | 0.001763 | 905.2544 | 0.0013786 | 850.9041 | 0.0010685 | 1075.7123 | 0.0018764 | 905.3659 | 0.001039 | 799.4403 | 0.0013164 | 1087.0333 | 0.0018074 | 897.5225 | 0.0010266 | 835.5675 | 0.00088425
1069.6262 | 0.0017971 | 882.3464 | 0.0012981 | 797.9041 | 0.0012612 | 1062.7984 | 0.0017743 | 907.3444 | 0.0013895 | 853.0548 | 0.0010624 | 1078.1644 | 0.0018772 | 907.4031 | 0.0010346 | 801.4423 | 0.0013074 | 1089.4912 | 0.0018188 | 899.5382 | 0.0010217 | 837.6145 | 0.00088436
1072.0626 | 0.0017983 | 884.3346 | 0.0013111 | 799.8904 | 0.0012682 | 1065.2798 | 0.0017847 | 909.4344 | 0.0013999 | 855.2055 | 0.0010566 | 1080.6164 | 0.0018767 | 909.4403 | 0.0010302 | 803.4442 | 0.0012968 | 1091.9491 | 0.001829 | 901.5538 | 0.0010165 | 839.6614 | 0.00088429
1074.499 | 0.0017981 | 886.3229 | 0.0013238 | 801.8767 | 0.0012747 | 1067.7613 | 0.0017942 | 911.5245 | 0.00141 | 857.3562 | 0.0010514 | 1083.0685 | 0.0018748 | 911.4775 | 0.0010259 | 805.4462 | 0.0012852 | 1094.407 | 0.0018378 | 903.5695 | 0.0010109 | 841.7084 | 0.0008841
1076.9354 | 0.0017965 | 888.3112 | 0.0013364 | 803.863 | 0.0012806 | 1070.2427 | 0.0018028 | 913.6145 | 0.0014199 | 859.5068 | 0.0010471 | 1085.5205 | 0.0018715 | 913.5147 | 0.0010215 | 807.4481 | 0.0012732 | 1096.865 | 0.0018449 | 905.5851 | 0.0010053 | 843.7554 | 0.00088379
1079.3718 | 0.0017935 | 890.2994 | 0.0013487 | 805.8493 | 0.0012855 | 1072.7241 | 0.0018103 | 915.7045 | 0.0014295 | 861.6575 | 0.0010438 | 1087.9726 | 0.0018668 | 915.5519 | 0.0010171 | 809.4501 | 0.0012613 | 1099.3229 | 0.0018502 | 907.6008 | 0.0009997 | 845.8023 | 0.00088341
1081.8082 | 0.0017893 | 892.2877 | 0.0013608 | 807.8356 | 0.0012891 | 1075.2055 | 0.0018164 | 917.7945 | 0.0014389 | 863.8082 | 0.0010416 | 1090.4247 | 0.0018605 | 917.589 | 0.0010127 | 811.4521 | 0.0012499 | 1101.7808 | 0.0018534 | 909.6164 | 0.00099431 | 847.8493 | 0.00088298
1084.2446 | 0.0017837 | 894.2759 | 0.0013726 | 809.8219 | 0.0012911 | 1077.6869 | 0.0018213 | 919.8845 | 0.0014477 | 865.9589 | 0.0010404 | 1092.8767 | 0.0018529 | 919.6262 | 0.0010082 | 813.454 | 0.0012395 | 1104.2387 | 0.0018545 | 911.6321 | 0.00098925 | 849.8963 | 0.00088256
1086.681 | 0.0017769 | 896.2642 | 0.0013841 | 811.8082 | 0.0012911 | 1080.1683 | 0.0018249 | 921.9746 | 0.0014558 | 868.1096 | 0.0010402 | 1095.3288 | 0.001844 | 921.6634 | 0.0010037 | 815.456 | 0.0012303 | 1106.6967 | 0.0018534 | 913.6477 | 0.00098465 | 851.9432 | 0.00088219
1089.1174 | 0.0017691 | 898.2524 | 0.0013951 | 813.7945 | 0.001289 | 1082.6497 | 0.0018271 | 924.0646 | 0.0014627 | 870.2603 | 0.0010408 | 1097.7808 | 0.0018337 | 923.7006 | 0.00099917 | 817.4579 | 0.0012226 | 1109.1546 | 0.0018503 | 915.6634 | 0.00098057 | 853.9902 | 0.00088195
1091.5538 | 0.0017603 | 900.2407 | 0.0014057 | 815.7808 | 0.0012846 | 1085.1311 | 0.0018279 | 926.1546 | 0.0014681 | 872.411 | 0.0010419 | 1100.2329 | 0.0018222 | 925.7378 | 0.00099472 | 819.4599 | 0.0012164 | 1111.6125 | 0.0018451 | 917.6791 | 0.00097706 | 856.0372 | 0.0008819
1093.9902 | 0.0017506 | 902.229 | 0.0014157 | 817.7671 | 0.0012777 | 1087.6125 | 0.0018272 | 928.2446 | 0.001472 | 874.5616 | 0.001043 | 1102.6849 | 0.0018095 | 927.775 | 0.00099037 | 821.4618 | 0.0012115 | 1114.0705 | 0.0018379 | 919.6947 | 0.00097411 | 858.0841 | 0.00088209
1096.4266 | 0.00174 | 904.2172 | 0.001425 | 819.7534 | 0.0012685 | 1090.0939 | 0.0018251 | 930.3346 | 0.0014741 | 876.7123 | 0.001044 | 1105.137 | 0.0017957 | 929.8121 | 0.00098615 | 823.4638 | 0.0012078 | 1116.5284 | 0.0018287 | 921.7104 | 0.0009717 | 860.1311 | 0.00088258
1098.863 | 0.0017287 | 906.2055 | 0.0014334 | 821.7397 | 0.0012572 | 1092.5753 | 0.0018214 | 932.4247 | 0.0014746 | 878.863 | 0.0010445 | 1107.589 | 0.0017807 | 931.8493 | 0.00098213 | 825.4658 | 0.0012052 | 1118.9863 | 0.0018177 | 923.726 | 0.00096975 | 862.1781 | 0.00088341
1101.2994 | 0.0017165 | 908.1937 | 0.0014409 | 823.726 | 0.0012438 | 1095.0568 | 0.0018162 | 934.5147 | 0.0014737 | 881.0137 | 0.0010444 | 1110.0411 | 0.0017645 | 933.8865 | 0.00097836 | 827.4677 | 0.0012034 | 1121.4442 | 0.0018049 | 925.7417 | 0.00096818 | 864.225 | 0.00088465
1103.7358 | 0.0017036 | 910.182 | 0.0014474 | 825.7123 | 0.0012287 | 1097.5382 | 0.0018094 | 936.6047 | 0.0014717 | 883.1644 | 0.0010433 | 1112.4932 | 0.0017472 | 935.9237 | 0.00097493 | 829.4697 | 0.0012023 | 1123.9022 | 0.0017904 | 927.7573 | 0.00096677 | 866.272 | 0.00088634
1106.1722 | 0.0016899 | 912.1703 | 0.0014528 | 827.6986 | 0.0012121 | 1100.0196 | 0.0018011 | 938.6947 | 0.001469 | 885.3151 | 0.0010413 | 1114.9452 | 0.001729 | 937.9609 | 0.00097193 | 831.4716 | 0.0012018 | 1126.3601 | 0.0017744 | 929.773 | 0.00096535 | 868.319 | 0.00088855
1108.6086 | 0.0016756 | 914.1585 | 0.001457 | 829.6849 | 0.0011943 | 1102.501 | 0.0017915 | 940.7847 | 0.001466 | 887.4658 | 0.0010384 | 1117.3973 | 0.0017098 | 939.998 | 0.00096938 | 833.4736 | 0.0012016 | 1128.818 | 0.0017573 | 931.7886 | 0.00096377 | 870.3659 | 0.00089135
1111.045 | 0.0016605 | 916.1468 | 0.0014601 | 831.6712 | 0.0011758 | 1104.9824 | 0.0017806 | 942.8748 | 0.0014629 | 889.6164 | 0.0010347 | 1119.8493 | 0.0016898 | 942.0352 | 0.00096732 | 835.4755 | 0.0012017 | 1131.2759 | 0.001739 | 933.8043 | 0.00096185 | 872.4129 | 0.00089471
1113.4814 | 0.0016449 | 918.135 | 0.0014621 | 833.6575 | 0.0011569 | 1107.4638 | 0.0017685 | 944.9648 | 0.0014599 | 891.7671 | 0.0010303 | 1122.3014 | 0.001669 | 944.0724 | 0.00096579 | 837.4775 | 0.0012022 | 1133.7339 | 0.0017199 | 935.82 | 0.00095945 | 874.4599 | 0.00089863
1115.9178 | 0.0016286 | 920.1233 | 0.0014631 | 835.6438 | 0.0011381 | 1109.9452 | 0.0017552 | 947.0548 | 0.0014571 | 893.9178 | 0.0010253 | 1124.7534 | 0.0016476 | 946.1096 | 0.00096482 | 839.4795 | 0.001203 | 1136.1918 | 0.0017 | 937.8356 | 0.00095644 | 876.5068 | 0.00090312
1118.3542 | 0.0016118 | 922.1115 | 0.0014631 | 837.6301 | 0.0011199 | 1112.4266 | 0.0017408 | 949.1448 | 0.0014545 | 896.0685 | 0.0010201 | 1127.2055 | 0.0016256 | 948.1468 | 0.00096444 | 841.4814 | 0.0012043 | 1138.6497 | 0.0016795 | 939.8513 | 0.00095272 | 878.5538 | 0.00090819
1120.7906 | 0.0015945 | 924.0998 | 0.0014622 | 839.6164 | 0.0011029 | 1114.908 | 0.0017254 | 951.2348 | 0.0014518 | 898.2192 | 0.0010149 | 1129.6575 | 0.0016032 | 950.184 | 0.00096465 | 843.4834 | 0.0012063 | 1141.1076 | 0.0016585 | 941.8669 | 0.00094816 | 880.6008 | 0.00091382
1123.227 | 0.0015766 | 926.0881 | 0.0014609 | 841.6027 | 0.0010875 | 1117.3894 | 0.001709 | 953.3249 | 0.0014489 | 900.3699 | 0.0010096 | 1132.1096 | 0.0015804 | 952.2211 | 0.00096549 | 845.4853 | 0.0012091 | 1143.5656 | 0.0016372 | 943.8826 | 0.00094267 | 882.6477 | 0.00091999
1125.6634 | 0.0015583 | 928.0763 | 0.0014591 | 843.589 | 0.001074 | 1119.8708 | 0.0016917 | 955.4149 | 0.0014457 | 902.5205 | 0.0010044 | 1134.5616 | 0.0015575 | 954.2583 | 0.00096699 | 847.4873 | 0.0012128 | 1146.0235 | 0.0016156 | 945.8982 | 0.00093633 | 884.6947 | 0.00092678
1128.0998 | 0.0015397 | 930.0646 | 0.0014571 | 845.5753 | 0.0010629 | 1122.3523 | 0.0016737 | 957.5049 | 0.0014419 | 904.6712 | 0.00099909 | 1137.0137 | 0.0015346 | 956.2955 | 0.00096907 | 849.4892 | 0.0012176 | 1148.4814 | 0.001594 | 947.9139 | 0.0009292 | 886.7417 | 0.00093405
1130.5362 | 0.0015209 | 932.0528 | 0.0014549 | 847.5616 | 0.0010544 | 1124.8337 | 0.0016551 | 959.5949 | 0.0014375 | 906.8219 | 0.00099367 | 1139.4658 | 0.0015118 | 958.3327 | 0.0009717 | 851.4912 | 0.0012236 | 1150.9393 | 0.0015723 | 949.9295 | 0.00092134 | 888.7886 | 0.00094177
1132.9726 | 0.001502 | 934.0411 | 0.0014527 | 849.5479 | 0.0010488 | 1127.3151 | 0.0016358 | 961.6849 | 0.0014325 | 908.9726 | 0.00098792 | 1141.9178 | 0.0014892 | 960.3699 | 0.00097487 | 853.4932 | 0.0012306 | 1153.3973 | 0.0015508 | 951.9452 | 0.00091283 | 890.8356 | 0.00094991
1135.409 | 0.0014831 | 936.0294 | 0.0014504 | 851.5342 | 0.0010459 | 1129.7965 | 0.0016161 | 963.775 | 0.001427 | 911.1233 | 0.00098165 | 1144.3699 | 0.001467 | 962.407 | 0.00097853 | 855.4951 | 0.0012388 | 1155.8552 | 0.0015294 | 953.9609 | 0.00090379 | 892.8826 | 0.00095842
1137.8454 | 0.0014642 | 938.0176 | 0.0014481 | 853.5205 | 0.0010458 | 1132.2779 | 0.0015959 | 965.865 | 0.001421 | 913.274 | 0.00097468 | 1146.8219 | 0.0014451 | 964.4442 | 0.00098267 | 857.4971 | 0.0012478 | 1158.3131 | 0.0015083 | 955.9765 | 0.00089433 | 894.9295 | 0.00096725
1140.2818 | 0.0014455 | 940.0059 | 0.0014457 | 855.5068 | 0.0010481 | 1134.7593 | 0.0015754 | 967.955 | 0.001415 | 915.4247 | 0.00096688 | 1149.274 | 0.0014238 | 966.4814 | 0.00098724 | 859.499 | 0.0012574 | 1160.771 | 0.0014874 | 957.9922 | 0.00088459 | 896.9765 | 0.00097638
1142.7182 | 0.0014271 | 941.9941 | 0.001443 | 857.4932 | 0.0010528 | 1137.2407 | 0.0015547 | 970.045 | 0.001409 | 917.5753 | 0.00095815 | 1151.726 | 0.0014032 | 968.5186 | 0.00099226 | 861.501 | 0.0012674 | 1163.229 | 0.0014669 | 960.0078 | 0.00087469 | 899.0235 | 0.00098577
1145.1546 | 0.0014091 | 943.9824 | 0.0014399 | 859.4795 | 0.0010591 | 1139.7221 | 0.0015338 | 972.135 | 0.0014035 | 919.726 | 0.00094856 | 1154.1781 | 0.0013832 | 970.5558 | 0.00099767 | 863.5029 | 0.0012772 | 1165.6869 | 0.0014467 | 962.0235 | 0.00086481 | 901.0705 | 0.00099538
1147.591 | 0.0013914 | 945.9706 | 0.0014362 | 861.4658 | 0.0010663 | 1142.2035 | 0.001513 | 974.225 | 0.0013987 | 921.8767 | 0.00093836 | 1156.6301 | 0.001364 | 972.593 | 0.0010034 | 865.5049 | 0.0012866 | 1168.1448 | 0.0014269 | 964.0391 | 0.00085505 | 903.1174 | 0.0010051
1150.0274 | 0.0013743 | 947.9589 | 0.0014318 | 863.4521 | 0.0010739 | 1144.6849 | 0.0014922 | 976.3151 | 0.0013946 | 924.0274 | 0.00092783 | 1159.0822 | 0.0013454 | 974.6301 | 0.0010094 | 867.5068 | 0.0012951 | 1170.6027 | 0.0014075 | 966.0548 | 0.00084554 | 905.1644 | 0.001015
1152.4638 | 0.0013576 | 949.9472 | 0.0014265 | 865.4384 | 0.0010812 | 1147.1663 | 0.0014716 | 978.4051 | 0.0013912 | 926.1781 | 0.00091731 | 1161.5342 | 0.0013277 | 976.6673 | 0.0010157 | 869.5088 | 0.0013024 | 1173.0607 | 0.0013885 | 968.0705 | 0.00083637 | 907.2114 | 0.001025
1154.9002 | 0.0013413 | 951.9354 | 0.0014205 | 867.4247 | 0.0010877 | 1149.6477 | 0.0014514 | 980.4951 | 0.0013885 | 928.3288 | 0.00090718 | 1163.9863 | 0.0013107 | 978.7045 | 0.0010223 | 871.5108 | 0.0013084 | 1175.5186 | 0.0013698 | 970.0861 | 0.0008276 | 909.2583 | 0.001035
1157.3366 | 0.0013255 | 953.9237 | 0.0014135 | 869.411 | 0.001093 | 1152.1292 | 0.0014315 | 982.5851 | 0.0013861 | 930.4795 | 0.00089782 | 1166.4384 | 0.0012945 | 980.7417 | 0.001029 | 873.5127 | 0.001313 | 1177.9765 | 0.0013515 | 972.1018 | 0.00081931 | 911.3053 | 0.0010451
1159.773 | 0.0013102 | 955.9119 | 0.0014058 | 871.3973 | 0.0010967 | 1154.6106 | 0.0014122 | 984.6751 | 0.0013839 | 932.6301 | 0.00088959 | 1168.8904 | 0.001279 | 982.7789 | 0.0010359 | 875.5147 | 0.0013161 | 1180.4344 | 0.0013335 | 974.1174 | 0.00081153 | 913.3523 | 0.0010553
1162.2094 | 0.0012952 | 957.9002 | 0.0013975 | 873.3836 | 0.0010987 | 1157.092 | 0.0013934 | 986.7652 | 0.0013814 | 934.7808 | 0.00088276 | 1171.3425 | 0.0012644 | 984.816 | 0.001043 | 877.5166 | 0.0013179 | 1182.8924 | 0.0013158 | 976.1331 | 0.00080429 | 915.3992 | 0.0010655
1164.6458 | 0.0012806 | 959.8885 | 0.0013887 | 875.3699 | 0.0010989 | 1159.5734 | 0.0013753 | 988.8552 | 0.0013783 | 936.9315 | 0.00087756 | 1173.7945 | 0.0012507 | 986.8532 | 0.0010502 | 879.5186 | 0.0013186 | 1185.3503 | 0.0012985 | 978.1487 | 0.00079766 | 917.4462 | 0.0010757
1167.0822 | 0.0012661 | 961.8767 | 0.0013797 | 877.3562 | 0.0010975 | 1162.0548 | 0.0013579 | 990.9452 | 0.0013744 | 939.0822 | 0.0008741 | 1176.2466 | 0.0012378 | 988.8904 | 0.0010575 | 881.5205 | 0.0013185 | 1187.8082 | 0.0012814 | 980.1644 | 0.0007916 | 919.4932 | 0.0010859
1169.5186 | 0.0012518 | 963.865 | 0.001371 | 879.3425 | 0.0010946 | 1164.5362 | 0.0013413 | 993.0352 | 0.0013693 | 941.2329 | 0.00087248 | 1178.6986 | 0.0012255 | 990.9276 | 0.0010649 | 883.5225 | 0.0013178 | 1190.2661 | 0.0012646 | 982.18 | 0.00078606 | 921.5401 | 0.0010962
1171.955 | 0.0012376 | 965.8532 | 0.0013627 | 881.3288 | 0.0010908 | 1167.0176 | 0.0013253 | 995.1252 | 0.0013629 | 943.3836 | 0.00087263 | 1181.1507 | 0.001214 | 992.9648 | 0.0010723 | 885.5245 | 0.0013171 | 1192.7241 | 0.0012481 | 984.1957 | 0.00078102 | 923.5871 | 0.0011066
1174.3914 | 0.0012234 | 967.8415 | 0.0013551 | 883.3151 | 0.0010864 | 1169.499 | 0.00131 | 997.2153 | 0.0013547 | 945.5342 | 0.00087424 | 1183.6027 | 0.001203 | 995.002 | 0.0010797 | 887.5264 | 0.0013165 | 1195.182 | 0.0012318 | 986.2114 | 0.00077644 | 925.6341 | 0.0011169
1176.8278 | 0.001209 | 969.8297 | 0.0013485 | 885.3014 | 0.0010818 | 1171.9804 | 0.0012953 | 999.3053 | 0.0013451 | 947.6849 | 0.00087708 | 1186.0548 | 0.0011926 | 997.0391 | 0.0010871 | 889.5284 | 0.0013164 | 1197.6399 | 0.0012158 | 988.227 | 0.00077228 | 927.681 | 0.0011274
1179.2642 | 0.0011945 | 971.818 | 0.0013429 | 887.2877 | 0.0010773 | 1174.4618 | 0.0012811 | 1001.3953 | 0.0013339 | 949.8356 | 0.00088085 | 1188.5068 | 0.0011827 | 999.0763 | 0.0010944 | 891.5303 | 0.0013168 | 1200.0978 | 0.0012 | 990.2427 | 0.00076852 | 929.728 | 0.0011378
1181.7006 | 0.0011798 | 973.8063 | 0.0013384 | 889.274 | 0.0010732 | 1176.9432 | 0.0012675 | 1003.4853 | 0.0013213 | 951.9863 | 0.00088524 | 1190.9589 | 0.0011731 | 1001.1135 | 0.0011017 | 893.5323 | 0.0013177 | 1202.5558 | 0.0011845 | 992.2583 | 0.00076512 | 931.775 | 0.0011484
1184.137 | 0.0011647 | 975.7945 | 0.0013351 | 891.2603 | 0.0010696 | 1179.4247 | 0.0012542 | 1005.5753 | 0.0013076 | 954.137 | 0.00088991 | 1193.411 | 0.0011638 | 1003.1507 | 0.0011087 | 895.5342 | 0.0013191 | 1205.0137 | 0.0011694 | 994.274 | 0.00076207 | 933.8219 | 0.0011589
1186.5734 | 0.0011494 | 977.7828 | 0.0013327 | 893.2466 | 0.0010665 | 1181.9061 | 0.0012412 | 1007.6654 | 0.001293 | 956.2877 | 0.00089456 | 1195.863 | 0.0011545 | 1005.1879 | 0.0011156 | 897.5362 | 0.0013208 | 1207.4716 | 0.0011545 | 996.2896 | 0.00075941 | 935.8689 | 0.0011695
1189.0098 | 0.0011338 | 979.771 | 0.0013312 | 895.2329 | 0.0010638 | 1184.3875 | 0.0012282 | 1009.7554 | 0.0012779 | 958.4384 | 0.00089888 | 1198.3151 | 0.0011452 | 1007.225 | 0.0011222 | 899.5382 | 0.0013226 | 1209.9295 | 0.00114 | 998.3053 | 0.00075708 | 937.9159 | 0.00118
1191.4462 | 0.0011178 | 981.7593 | 0.0013303 | 897.2192 | 0.0010615 | 1186.8689 | 0.0012153 | 1011.8454 | 0.0012627 | 960.589 | 0.00090261 | 1200.7671 | 0.0011357 | 1009.2622 | 0.0011284 | 901.5401 | 0.0013243 | 1212.3875 | 0.0011257 | 1000.3209 | 0.00075512 | 939.9628 | 0.0011905
1193.8826 | 0.0011015 | 983.7476 | 0.0013299 | 899.2055 | 0.0010592 | 1189.3503 | 0.0012023 | 1013.9354 | 0.0012478 | 962.7397 | 0.00090557 | 1203.2192 | 0.0011259 | 1011.2994 | 0.0011342 | 903.5421 | 0.0013257 | 1214.8454 | 0.0011117 | 1002.3366 | 0.00075355 | 942.0098 | 0.0012009
1196.319 | 0.001085 | 985.7358 | 0.0013294 | 901.1918 | 0.0010569 | 1191.8317 | 0.0011891 | 1016.0254 | 0.0012336 | 964.8904 | 0.00090761 | 1205.6712 | 0.0011158 | 1013.3366 | 0.0011395 | 905.544 | 0.0013265 | 1217.3033 | 0.0010979 | 1004.3523 | 0.00075241 | 944.0568 | 0.0012112
1198.7554 | 0.0010682 | 987.7241 | 0.0013286 | 903.1781 | 0.0010543 | 1194.3131 | 0.0011756 | 1018.1155 | 0.0012202 | 967.0411 | 0.00090867 | 1208.1233 | 0.0011051 | 1015.3738 | 0.0011443 | 907.546 | 0.0013266 | 1219.7613 | 0.0010843 | 1006.3679 | 0.00075174 | 946.1037 | 0.0012214
1201.1918 | 0.0010512 | 989.7123 | 0.0013274 | 905.1644 | 0.0010513 | 1196.7945 | 0.0011618 | 1020.2055 | 0.0012079 | 969.1918 | 0.00090892 | 1210.5753 | 0.0010938 | 1017.411 | 0.0011483 | 909.5479 | 0.001326 | 1222.2192 | 0.0010709 | 1008.3836 | 0.00075159 | 948.1507 | 0.0012314
1203.6282 | 0.001034 | 991.7006 | 0.0013254 | 907.1507 | 0.001048 | 1199.2759 | 0.0011476 | 1022.2955 | 0.0011967 | 971.3425 | 0.00090852 | 1213.0274 | 0.001082 | 1019.4481 | 0.0011516 | 911.5499 | 0.0013245 | 1224.6771 | 0.0010575 | 1010.3992 | 0.00075199 | 950.1977 | 0.0012412
1206.0646 | 0.0010167 | 993.6888 | 0.0013224 | 909.137 | 0.0010445 | 1201.7573 | 0.001133 | 1024.3855 | 0.0011863 | 973.4932 | 0.00090771 | 1215.4795 | 0.0010693 | 1021.4853 | 0.0011541 | 913.5519 | 0.0013223 | 1227.135 | 0.0010442 | 1012.4149 | 0.00075302 | 952.2446 | 0.0012508
1208.501 | 0.00099928 | 995.6771 | 0.0013182 | 911.1233 | 0.0010408 | 1204.2387 | 0.001118 | 1026.4755 | 0.0011764 | 975.6438 | 0.00090672 | 1217.9315 | 0.001056 | 1023.5225 | 0.0011559 | 915.5538 | 0.0013195 | 1229.593 | 0.0010309 | 1014.4305 | 0.00075475 | 954.2916 | 0.0012602
1210.9374 | 0.00098188 | 997.6654 | 0.0013128 | 913.1096 | 0.0010373 | 1206.7202 | 0.0011027 | 1028.5656 | 0.0011665 | 977.7945 | 0.00090581 | 1220.3836 | 0.0010421 | 1025.5597 | 0.001157 | 917.5558 | 0.001316 | 1232.0509 | 0.0010175 | 1016.4462 | 0.00075713 | 956.3386 | 0.0012693
1213.3738 | 0.00096452 | 999.6536 | 0.0013061 | 915.0959 | 0.0010343 | 1209.2016 | 0.001087 | 1030.6556 | 0.0011565 | 979.9452 | 0.00090519 | 1222.8356 | 0.0010276 | 1027.5969 | 0.0011573 | 919.5577 | 0.0013122 | 1234.5088 | 0.0010039 | 1018.4618 | 0.00076017 | 958.3855 | 0.0012782
1215.8102 | 0.00094724 | 1001.6419 | 0.0012981 | 917.0822 | 0.0010319 | 1211.683 | 0.0010711 | 1032.7456 | 0.0011458 | 982.0959 | 0.00090498 | 1225.2877 | 0.0010125 | 1029.6341 | 0.0011569 | 921.5597 | 0.0013081 | 1236.9667 | 0.00099012 | 1020.4775 | 0.00076386 | 960.4325 | 0.0012867
1218.2466 | 0.00093009 | 1003.6301 | 0.0012887 | 919.0685 | 0.0010306 | 1214.1644 | 0.001055 | 1034.8356 | 0.0011345 | 984.2466 | 0.00090526 | 1227.7397 | 0.00099688 | 1031.6712 | 0.0011559 | 923.5616 | 0.001304 | 1239.4247 | 0.00097612 | 1022.4932 | 0.00076817 | 962.4795 | 0.001295
1220.683 | 0.00091312 | 1005.6184 | 0.0012782 | 921.0548 | 0.0010305 | 1216.6458 | 0.0010388 | 1036.9256 | 0.0011223 | 986.3973 | 0.00090598 | 1230.1918 | 0.0009809 | 1033.7084 | 0.0011544 | 925.5636 | 0.0012998 | 1241.8826 | 0.00096186 | 1024.5088 | 0.00077309 | 964.5264 | 0.001303
1223.1194 | 0.0008964 | 1007.6067 | 0.0012666 | 923.0411 | 0.0010319 | 1219.1272 | 0.0010225 | 1039.0157 | 0.0011095 | 988.5479 | 0.00090705 | 1232.6438 | 0.00096462 | 1035.7456 | 0.0011525 | 927.5656 | 0.0012959 | 1244.3405 | 0.00094732 | 1026.5245 | 0.0007786 | 966.5734 | 0.0013107
1225.5558 | 0.00087995 | 1009.5949 | 0.0012543 | 925.0274 | 0.0010345 | 1221.6086 | 0.0010061 | 1041.1057 | 0.0010961 | 990.6986 | 0.00090825 | 1235.0959 | 0.00094812 | 1037.7828 | 0.0011504 | 929.5675 | 0.0012924 | 1246.7984 | 0.00093245 | 1028.5401 | 0.00078466 | 968.6204 | 0.0013181
1227.9922 | 0.0008638 | 1011.5832 | 0.0012415 | 927.0137 | 0.0010384 | 1224.09 | 0.00098991 | 1043.1957 | 0.0010824 | 992.8493 | 0.00090932 | 1237.5479 | 0.00093154 | 1039.82 | 0.0011482 | 931.5695 | 0.0012894 | 1249.2564 | 0.00091729 | 1030.5558 | 0.00079128 | 970.6673 | 0.0013251
1230.4286 | 0.00084798 | 1013.5714 | 0.0012282 | 929 | 0.0010434 | 1226.5714 | 0.00097378 | 1045.2857 | 0.0010687 | 995 | 0.00091005 | 1240 | 0.00091498 | 1041.8571 | 0.001146 | 933.5714 | 0.0012868 | 1251.7143 | 0.00090188 | 1032.5714 | 0.00079844 | 972.7143 | 0.0013318
1232.865 | 0.00083252 | 1015.5597 | 0.0012148 | 930.9863 | 0.001049 | 1229.0528 | 0.00095781 | 1047.3757 | 0.0010555 | 997.1507 | 0.00091024 | 1242.4521 | 0.00089853 | 1043.8943 | 0.0011441 | 935.5734 | 0.0012847 | 1254.1722 | 0.00088625 | 1034.5871 | 0.0008061 | 974.7613 | 0.001338
1235.3014 | 0.00081744 | 1017.5479 | 0.0012015 | 932.9726 | 0.0010549 | 1231.5342 | 0.00094203 | 1049.4658 | 0.0010432 | 999.3014 | 0.00090979 | 1244.9041 | 0.00088228 | 1045.9315 | 0.0011425 | 937.5753 | 0.001283 | 1256.6301 | 0.00087046 | 1036.6027 | 0.00081425 | 976.8082 | 0.0013438
1237.7378 | 0.00080276 | 1019.5362 | 0.0011882 | 934.9589 | 0.0010609 | 1234.0157 | 0.00092648 | 1051.5558 | 0.0010319 | 1001.4521 | 0.00090864 | 1247.3562 | 0.00086629 | 1047.9687 | 0.0011413 | 939.5773 | 0.0012816 | 1259.0881 | 0.00085456 | 1038.6184 | 0.0008229 | 978.8552 | 0.001349
1240.1742 | 0.00078851 | 1021.5245 | 0.0011752 | 936.9452 | 0.0010663 | 1236.4971 | 0.00091117 | 1053.6458 | 0.001022 | 1003.6027 | 0.00090684 | 1249.8082 | 0.00085062 | 1050.0059 | 0.0011408 | 941.5793 | 0.0012805 | 1261.546 | 0.00083863 | 1040.6341 | 0.00083206 | 980.9022 | 0.0013538
1242.6106 | 0.00077475 | 1023.5127 | 0.0011625 | 938.9315 | 0.0010709 | 1238.9785 | 0.00089615 | 1055.7358 | 0.0010137 | 1005.7534 | 0.0009045 | 1252.2603 | 0.00083533 | 1052.0431 | 0.0011408 | 943.5812 | 0.0012795 | 1264.0039 | 0.00082274 | 1042.6497 | 0.00084174 | 982.9491 | 0.001358
1245.047 | 0.00076143 | 1025.501 | 0.0011499 | 940.9178 | 0.0010743 | 1241.4599 | 0.00088145 | 1057.8258 | 0.0010068 | 1007.9041 | 0.00090179 | 1254.7123 | 0.00082048 | 1054.0802 | 0.0011415 | 945.5832 | 0.0012784 | 1266.4618 | 0.00080702 | 1044.6654 | 0.00085195 | 984.9961 | 0.0013617
1247.4834 | 0.00074856 | 1027.4892 | 0.0011375 | 942.9041 | 0.001076 | 1243.9413 | 0.00086712 | 1059.9159 | 0.0010015 | 1010.0548 | 0.00089893 | 1257.1644 | 0.00080612 | 1056.1174 | 0.0011427 | 947.5851 | 0.0012771 | 1268.9198 | 0.00079156 | 1046.681 | 0.00086267 | 987.0431 | 0.0013648
1249.9198 | 0.00073615 | 1029.4775 | 0.0011251 | 944.8904 | 0.0010761 | 1246.4227 | 0.00085316 | 1062.0059 | 0.00099756 | 1012.2055 | 0.00089615 | 1259.6164 | 0.00079221 | 1058.1546 | 0.0011445 | 949.5871 | 0.0012756 | 1271.3777 | 0.00077645 | 1048.6967 | 0.00087396 | 989.09 | 0.0013673
1252.3562 | 0.00072421 | 1031.4658 | 0.0011125 | 946.8767 | 0.0010744 | 1248.9041 | 0.00083959 | 1064.0959 | 0.00099468 | 1014.3562 | 0.00089371 | 1262.0685 | 0.00077876 | 1060.1918 | 0.0011467 | 951.589 | 0.0012738 | 1273.8356 | 0.00076177 | 1050.7123 | 0.0008857 | 991.137 | 0.0013691
1254.7926 | 0.00071273 | 1033.454 | 0.0010998 | 948.863 | 0.0010711 | 1251.3855 | 0.00082642 | 1066.1859 | 0.00099252 | 1016.5068 | 0.00089176 | 1264.5205 | 0.00076577 | 1062.229 | 0.0011494 | 953.591 | 0.0012718 | 1276.2935 | 0.0007476 | 1052.728 | 0.00089781 | 993.184 | 0.0013703
1257.229 | 0.00070174 | 1035.4423 | 0.0010868 | 950.8493 | 0.0010663 | 1253.8669 | 0.00081368 | 1068.2759 | 0.00099067 | 1018.6575 | 0.00089035 | 1266.9726 | 0.00075324 | 1064.2661 | 0.0011524 | 955.593 | 0.0012699 | 1278.7515 | 0.00073401 | 1054.7436 | 0.0009102 | 995.2309 | 0.001371
1259.6654 | 0.00069125 | 1037.4305 | 0.0010734 | 952.8356 | 0.0010602 | 1256.3483 | 0.00080136 | 1070.3659 | 0.00098872 | 1020.8082 | 0.00088947 | 1269.4247 | 0.00074116 | 1066.3033 | 0.0011557 | 957.5949 | 0.0012682 | 1281.2094 | 0.00072106 | 1056.7593 | 0.00092276 | 997.2779 | 0.0013712
1262.1018 | 0.00068135 | 1039.4188 | 0.0010598 | 954.8219 | 0.0010532 | 1258.8297 | 0.00078946 | 1072.456 | 0.00098626 | 1022.9589 | 0.00088904 | 1271.8767 | 0.00072951 | 1068.3405 | 0.0011591 | 959.5969 | 0.001267 | 1283.6673 | 0.0007088 | 1058.775 | 0.00093534 | 999.3249 | 0.001371
1264.5382 | 0.00067198 | 1041.407 | 0.0010458 | 956.8082 | 0.0010454 | 1261.3112 | 0.00077798 | 1074.546 | 0.00098298 | 1025.1096 | 0.00088889 | 1274.3288 | 0.00071831 | 1070.3777 | 0.0011625 | 961.5988 | 0.0012666 | 1286.1252 | 0.0006973 | 1060.7906 | 0.0009478 | 1001.3718 | 0.0013704
1266.9746 | 0.00066318 | 1043.3953 | 0.0010318 | 958.7945 | 0.0010372 | 1263.7926 | 0.00076692 | 1076.636 | 0.00097874 | 1027.2603 | 0.00088878 | 1276.7808 | 0.0007076 | 1072.4149 | 0.001166 | 963.6008 | 0.0012672 | 1288.5832 | 0.00068665 | 1062.8063 | 0.00096 | 1003.4188 | 0.0013694
1269.411 | 0.00065496 | 1045.3836 | 0.0010178 | 960.7808 | 0.0010289 | 1266.274 | 0.0007562 | 1078.726 | 0.00097364 | 1029.411 | 0.00088848 | 1279.2329 | 0.00069732 | 1074.4521 | 0.0011694 | 965.6027 | 0.0012689 | 1291.0411 | 0.00067677 | 1064.8219 | 0.00097178 | 1005.4658 | 0.0013681
1271.8474 | 0.00064734 | 1047.3718 | 0.0010041 | 962.7671 | 0.0010207 | 1268.7554 | 0.00074575 | 1080.816 | 0.00096786 | 1031.5616 | 0.00088771 | 1281.6849 | 0.00068748 | 1076.4892 | 0.0011727 | 967.6047 | 0.001272 | 1293.499 | 0.00066768 | 1066.8376 | 0.00098292 | 1007.5127 | 0.0013667
1274.2838 | 0.00064037 | 1049.3601 | 0.00099086 | 964.7534 | 0.0010129 | 1271.2368 | 0.00073551 | 1082.9061 | 0.0009617 | 1033.7123 | 0.00088621 | 1284.137 | 0.00067808 | 1078.5264 | 0.001176 | 969.6067 | 0.0012765 | 1295.9569 | 0.00065936 | 1068.8532 | 0.00099335 | 1009.5597 | 0.0013651
1276.7202 | 0.00063405 | 1051.3483 | 0.00097834 | 966.7397 | 0.0010056 | 1273.7182 | 0.00072542 | 1084.9961 | 0.00095548 | 1035.863 | 0.00088378 | 1286.589 | 0.00066914 | 1080.5636 | 0.0011793 | 971.6086 | 0.0012821 | 1298.4149 | 0.00065182 | 1070.8689 | 0.001003 | 1011.6067 | 0.0013634
1279.1566 | 0.00062842 | 1053.3366 | 0.00096674 | 968.726 | 0.00099878 | 1276.1996 | 0.00071541 | 1087.0861 | 0.00094954 | 1038.0137 | 0.00088011 | 1289.0411 | 0.00066068 | 1082.6008 | 0.0011826 | 973.6106 | 0.0012887 | 1300.8728 | 0.00064504 | 1072.8845 | 0.0010118 | 1013.6536 | 0.0013617
1281.593 | 0.0006236 | 1055.3249 | 0.00095623 | 970.7123 | 0.00099258 | 1278.681 | 0.00070542 | 1089.1761 | 0.00094415 | 1040.1644 | 0.00087523 | 1291.4932 | 0.0006527 | 1084.638 | 0.001186 | 975.6125 | 0.0012958 | 1303.3307 | 0.00063901 | 1074.9002 | 0.0010198 | 1015.7006 | 0.00136
1284.0294 | 0.00061948 | 1057.3131 | 0.00094697 | 972.6986 | 0.00098702 | 1281.1624 | 0.0006954 | 1091.2661 | 0.0009395 | 1042.3151 | 0.00086915 | 1293.9452 | 0.00064524 | 1086.6751 | 0.0011897 | 977.6145 | 0.0013029 | 1305.7886 | 0.00063372 | 1076.9159 | 0.001027 | 1017.7476 | 0.0013583
1286.4658 | 0.00061605 | 1059.3014 | 0.00093906 | 974.6849 | 0.00098211 | 1283.6438 | 0.00068529 | 1093.3562 | 0.00093567 | 1044.4658 | 0.00086193 | 1296.3973 | 0.00063835 | 1088.7123 | 0.0011936 | 979.6164 | 0.0013095 | 1308.2466 | 0.00062923 | 1078.9315 | 0.0010334 | 1019.7945 | 0.0013565
1288.9022 | 0.00061332 | 1061.2896 | 0.00093255 | 976.6712 | 0.00097791 | 1286.1252 | 0.00067509 | 1095.4462 | 0.00093266 | 1046.6164 | 0.0008537 | 1298.8493 | 0.00063203 | 1090.7495 | 0.0011979 | 981.6184 | 0.001315 | 1310.7045 | 0.00062542 | 1080.9472 | 0.001039 | 1021.8415 | 0.0013548
1291.3386 | 0.00061123 | 1063.2779 | 0.0009275 | 978.6575 | 0.00097444 | 1288.6067 | 0.00066479 | 1097.5362 | 0.00093038 | 1048.7671 | 0.00084463 | 1301.3014 | 0.00062628 | 1092.7867 | 0.0012025 | 983.6204 | 0.001319 | 1313.1624 | 0.00062224 | 1082.9628 | 0.0010441 | 1023.8885 | 0.001353
1293.775 | 0.00060977 | 1065.2661 | 0.00092392 | 980.6438 | 0.00097176 | 1291.0881 | 0.00065444 | 1099.6262 | 0.00092869 | 1050.9178 | 0.00083493 | 1303.7534 | 0.00062108 | 1094.8239 | 0.0012076 | 985.6223 | 0.0013209 | 1315.6204 | 0.00061966 | 1084.9785 | 0.0010486 | 1025.9354 | 0.0013511
1296.2114 | 0.00060889 | 1067.2544 | 0.00092158 | 982.6301 | 0.00096992 | 1293.5695 | 0.00064407 | 1101.7162 | 0.00092739 | 1053.0685 | 0.00082484 | 1306.2055 | 0.00061646 | 1096.8611 | 0.0012131 | 987.6243 | 0.0013206 | 1318.0783 | 0.0006176 | 1086.9941 | 0.0010527 | 1027.9824 | 0.0013491
1298.6477 | 0.00060852 | 1069.2427 | 0.00092035 | 984.6164 | 0.00096907 | 1296.0509 | 0.00063378 | 1103.8063 | 0.00092626 | 1055.2192 | 0.00081462 | 1308.6575 | 0.00061238 | 1098.8982 | 0.0012192 | 989.6262 | 0.0013176 | 1320.5362 | 0.00061603 | 1089.0098 | 0.0010567 | 1030.0294 | 0.0013469
1301.0841 | 0.00060867 | 1071.2309 | 0.00092007 | 986.6027 | 0.00096914 | 1298.5323 | 0.00062364 | 1105.8963 | 0.0009251 | 1057.3699 | 0.00080453 | 1311.1096 | 0.00060886 | 1100.9354 | 0.0012256 | 991.6282 | 0.0013121 | 1322.9941 | 0.00061488 | 1091.0254 | 0.0010605 | 1032.0763 | 0.0013445
1303.5205 | 0.00060916 | 1073.2192 | 0.00092055 | 988.589 | 0.00097009 | 1301.0137 | 0.00061376 | 1107.9863 | 0.00092376 | 1059.5205 | 0.00079482 | 1313.5616 | 0.00060586 | 1102.9726 | 0.0012323 | 993.6301 | 0.0013039 | 1325.4521 | 0.00061407 | 1093.0411 | 0.0010643 | 1034.1233 | 0.0013418
1305.9569 | 0.00060992 | 1075.2074 | 0.00092162 | 990.5753 | 0.00097182 | 1303.4951 | 0.00060425 | 1110.0763 | 0.00092213 | 1061.6712 | 0.00078579 | 1316.0137 | 0.00060337 | 1105.0098 | 0.0012393 | 995.6321 | 0.0012932 | 1327.91 | 0.00061355 | 1095.0568 | 0.0010681 | 1036.1703 | 0.0013388
1308.3933 | 0.00061088 | 1077.1957 | 0.00092307 | 992.5616 | 0.00097416 | 1305.9765 | 0.00059533 | 1112.1663 | 0.00092015 | 1063.8219 | 0.00077763 | 1318.4658 | 0.00060139 | 1107.047 | 0.0012465 | 997.6341 | 0.0012807 | 1330.3679 | 0.00061323 | 1097.0724 | 0.0010721 | 1038.2172 | 0.0013354
1310.8297 | 0.00061194 | 1079.184 | 0.00092473 | 994.5479 | 0.00097691 | 1308.4579 | 0.00058704 | 1114.2564 | 0.00091778 | 1065.9726 | 0.00077046 | 1320.9178 | 0.00059981 | 1109.0841 | 0.0012536 | 999.636 | 0.0012667 | 1332.8258 | 0.00061303 | 1099.0881 | 0.0010763 | 1040.2642 | 0.0013317
1313.2661 | 0.00061304 | 1081.1722 | 0.00092643 | 996.5342 | 0.00097977 | 1310.9393 | 0.00057948 | 1116.3464 | 0.00091505 | 1068.1233 | 0.00076438 | 1323.3699 | 0.00059859 | 1111.1213 | 0.0012607 | 1001.638 | 0.0012519 | 1335.2838 | 0.00061289 | 1101.1037 | 0.0010808 | 1042.3112 | 0.0013277
1315.7025 | 0.00061411 | 1083.1605 | 0.00092802 | 998.5205 | 0.00098245 | 1313.4207 | 0.00057274 | 1118.4364 | 0.00091199 | 1070.274 | 0.00075942 | 1325.8219 | 0.00059768 | 1113.1585 | 0.0012675 | 1003.6399 | 0.0012367 | 1337.7417 | 0.00061278 | 1103.1194 | 0.0010856 | 1044.3581 | 0.0013233
1318.1389 | 0.00061506 | 1085.1487 | 0.00092932 | 1000.5068 | 0.00098462 | 1315.9022 | 0.00056687 | 1120.5264 | 0.00090867 | 1072.4247 | 0.00075559 | 1328.274 | 0.00059704 | 1115.1957 | 0.0012739 | 1005.6419 | 0.0012217 | 1340.1996 | 0.00061267 | 1105.135 | 0.0010908 | 1046.4051 | 0.0013186
1320.5753 | 0.00061582 | 1087.137 | 0.00093029 | 1002.4932 | 0.00098598 | 1318.3836 | 0.00056193 | 1122.6164 | 0.00090514 | 1074.5753 | 0.00075286 | 1330.726 | 0.00059661 | 1117.2329 | 0.0012799 | 1007.6438 | 0.0012073 | 1342.6575 | 0.00061254 | 1107.1507 | 0.0010964 | 1048.4521 | 0.0013138
1323.0117 | 0.00061635 | 1089.1252 | 0.00093087 | 1004.4795 | 0.00098622 | 1320.865 | 0.00055792 | 1124.7065 | 0.0009014 | 1076.726 | 0.00075119 | 1333.1781 | 0.00059636 | 1119.2701 | 0.0012852 | 1009.6458 | 0.0011938 | 1345.1155 | 0.00061239 | 1109.1663 | 0.0011023 | 1050.499 | 0.0013087
1325.4481 | 0.00061662 | 1091.1135 | 0.00093106 | 1006.4658 | 0.00098507 | 1323.3464 | 0.00055485 | 1126.7965 | 0.00089741 | 1078.8767 | 0.0007505 | 1335.6301 | 0.00059624 | 1121.3072 | 0.0012899 | 1011.6477 | 0.0011813 | 1347.5734 | 0.00061223 | 1111.182 | 0.0011087 | 1052.546 | 0.0013035
1327.8845 | 0.00061661 | 1093.1018 | 0.0009309 | 1008.4521 | 0.00098257 | 1325.8278 | 0.00055276 | 1128.8865 | 0.00089308 | 1081.0274 | 0.00075076 | 1338.0822 | 0.00059624 | 1123.3444 | 0.0012938 | 1013.6497 | 0.0011699 | 1350.0313 | 0.00061211 | 1113.1977 | 0.0011155 | 1054.593 | 0.0012984
1330.3209 | 0.00061629 | 1095.09 | 0.00093044 | 1010.4384 | 0.00097876 | 1328.3092 | 0.00055153 | 1130.9765 | 0.00088829 | 1083.1781 | 0.0007519 | 1340.5342 | 0.0005963 | 1125.3816 | 0.001297 | 1015.6517 | 0.0011595 | 1352.4892 | 0.00061206 | 1115.2133 | 0.0011228 | 1056.6399 | 0.0012934
1332.7573 | 0.00061567 | 1097.0783 | 0.00092979 | 1012.4247 | 0.0009738 | 1330.7906 | 0.00055103 | 1133.0665 | 0.00088288 | 1085.3288 | 0.00075394 | 1342.9863 | 0.0005964 | 1127.4188 | 0.0012993 | 1017.6536 | 0.0011501 | 1354.9472 | 0.00061213 | 1117.229 | 0.0011305 | 1058.6869 | 0.0012885
1335.1937 | 0.00061474 | 1099.0665 | 0.00092905 | 1014.411 | 0.00096793 | 1333.272 | 0.00055117 | 1135.1566 | 0.00087672 | 1087.4795 | 0.00075676 | 1345.4384 | 0.00059654 | 1129.456 | 0.0013005 | 1019.6556 | 0.0011412 | 1357.4051 | 0.00061235 | 1119.2446 | 0.0011388 | 1060.7339 | 0.0012839
1337.6301 | 0.00061351 | 1101.0548 | 0.00092835 | 1016.3973 | 0.00096144 | 1335.7534 | 0.00055184 | 1137.2466 | 0.00086969 | 1089.6301 | 0.00076027 | 1347.8904 | 0.00059668 | 1131.4932 | 0.0013009 | 1021.6575 | 0.0011326 | 1359.863 | 0.00061277 | 1121.2603 | 0.0011475 | 1062.7808 | 0.0012796
1340.0665 | 0.00061195 | 1103.0431 | 0.0009278 | 1018.3836 | 0.00095469 | 1338.2348 | 0.00055292 | 1139.3366 | 0.00086172 | 1091.7808 | 0.00076435 | 1350.3425 | 0.00059682 | 1133.5303 | 0.0013005 | 1023.6595 | 0.0011241 | 1362.3209 | 0.00061342 | 1123.2759 | 0.0011566 | 1064.8278 | 0.0012756
1342.5029 | 0.00061012 | 1105.0313 | 0.00092755 | 1020.3699 | 0.00094805 | 1340.7162 | 0.0005543 | 1141.4266 | 0.00085284 | 1093.9315 | 0.00076885 | 1352.7945 | 0.00059695 | 1135.5675 | 0.0012992 | 1025.6614 | 0.0011156 | 1364.7789 | 0.0006143 | 1125.2916 | 0.0011662 | 1066.8748 | 0.0012722
1344.9393 | 0.00060805 | 1107.0196 | 0.00092764 | 1022.3562 | 0.00094189 | 1343.1977 | 0.00055588 | 1143.5166 | 0.0008431 | 1096.0822 | 0.00077358 | 1355.2466 | 0.00059706 | 1137.6047 | 0.0012971 | 1027.6634 | 0.0011068 | 1367.2368 | 0.00061543 | 1127.3072 | 0.0011761 | 1068.9217 | 0.0012693
1347.3757 | 0.00060576 | 1109.0078 | 0.00092811 | 1024.3425 | 0.00093651 | 1345.6791 | 0.00055755 | 1145.6067 | 0.00083265 | 1098.2329 | 0.00077832 | 1357.6986 | 0.00059712 | 1139.6419 | 0.0012942 | 1029.6654 | 0.0010979 | 1369.6947 | 0.00061682 | 1129.3229 | 0.0011864 | 1070.9687 | 0.0012668
1349.8121 | 0.00060328 | 1110.9961 | 0.0009289 | 1026.3288 | 0.00093229 | 1348.1605 | 0.0005592 | 1147.6967 | 0.00082171 | 1100.3836 | 0.00078281 | 1360.1507 | 0.00059711 | 1141.6791 | 0.0012907 | 1031.6673 | 0.0010888 | 1372.1526 | 0.0006184 | 1131.3386 | 0.0011971 | 1073.0157 | 0.0012648
1352.2485 | 0.00060063 | 1112.9843 | 0.00092993 | 1028.3151 | 0.00092938 | 1350.6419 | 0.00056075 | 1149.7867 | 0.00081054 | 1102.5342 | 0.00078679 | 1362.6027 | 0.00059702 | 1143.7162 | 0.0012864 | 1033.6693 | 0.0010797 | 1374.6106 | 0.00062012 | 1133.3542 | 0.001208 | 1075.0626 | 0.0012633
1354.6849 | 0.00059784 | 1114.9726 | 0.00093106 | 1030.3014 | 0.0009278 | 1353.1233 | 0.00056215 | 1151.8767 | 0.00079943 | 1104.6849 | 0.00079 | 1365.0548 | 0.00059682 | 1145.7534 | 0.0012815 | 1035.6712 | 0.0010706 | 1377.0685 | 0.00062191 | 1135.3699 | 0.0012193 | 1077.1096 | 0.0012622
1357.1213 | 0.00059495 | 1116.9609 | 0.00093211 | 1032.2877 | 0.00092751 | 1355.6047 | 0.00056336 | 1153.9667 | 0.00078875 | 1106.8356 | 0.00079224 | 1367.5068 | 0.00059649 | 1147.7906 | 0.001276 | 1037.6732 | 0.0010617 | 1379.5264 | 0.00062371 | 1137.3855 | 0.0012307 | 1079.1566 | 0.0012615
1359.5577 | 0.00059199 | 1118.9491 | 0.00093283 | 1034.274 | 0.00092838 | 1358.0861 | 0.00056435 | 1156.0568 | 0.00077878 | 1108.9863 | 0.00079323 | 1369.9589 | 0.000596 | 1149.8278 | 0.0012701 | 1039.6751 | 0.0010533 | 1381.9843 | 0.00062541 | 1139.4012 | 0.0012423 | 1081.2035 | 0.0012611
1361.9941 | 0.00058899 | 1120.9374 | 0.000933 | 1036.2603 | 0.00093022 | 1360.5675 | 0.00056512 | 1158.1468 | 0.00076977 | 1111.137 | 0.00079289 | 1372.411 | 0.00059532 | 1151.865 | 0.0012637 | 1041.6771 | 0.0010453 | 1384.4423 | 0.00062695 | 1141.4168 | 0.001254 | 1083.2505 | 0.0012611
1364.4305 | 0.00058601 | 1122.9256 | 0.00093237 | 1038.2466 | 0.00093277 | 1363.0489 | 0.00056567 | 1160.2368 | 0.00076189 | 1113.2877 | 0.00079124 | 1374.863 | 0.00059441 | 1153.9022 | 0.001257 | 1043.6791 | 0.0010378 | 1386.9002 | 0.00062823 | 1143.4325 | 0.0012657 | 1085.2975 | 0.0012613
1366.8669 | 0.00058308 | 1124.9139 | 0.00093059 | 1040.2329 | 0.00093574 | 1365.5303 | 0.000566 | 1162.3268 | 0.00075525 | 1115.4384 | 0.00078832 | 1377.3151 | 0.00059326 | 1155.9393 | 0.00125 | 1045.681 | 0.0010309 | 1389.3581 | 0.00062915 | 1145.4481 | 0.0012773 | 1087.3444 | 0.0012617
1369.3033 | 0.00058023 | 1126.9022 | 0.0009275 | 1042.2192 | 0.00093883 | 1368.0117 | 0.0005661 | 1164.4168 | 0.00074987 | 1117.589 | 0.00078419 | 1379.7671 | 0.00059177 | 1157.9765 | 0.0012427 | 1047.683 | 0.0010245 | 1391.816 | 0.00062961 | 1147.4638 | 0.0012887 | 1089.3914 | 0.0012622
1371.7397 | 0.00057749 | 1128.8904 | 0.00092303 | 1044.2055 | 0.00094174 | 1370.4932 | 0.00056602 | 1166.5068 | 0.0007457 | 1119.7397 | 0.00077898 | 1382.2192 | 0.00058997 | 1160.0137 | 0.0012351 | 1049.6849 | 0.0010186 | 1394.274 | 0.00062958 | 1149.4795 | 0.0012999 | 1091.4384 | 0.0012627
1374.1761 | 0.0005749 | 1130.8787 | 0.00091715 | 1046.1918 | 0.00094421 | 1372.9746 | 0.00056577 | 1168.5969 | 0.00074265 | 1121.8904 | 0.00077283 | 1384.6712 | 0.00058784 | 1162.0509 | 0.0012273 | 1051.6869 | 0.001013 | 1396.7319 | 0.00062902 | 1151.4951 | 0.0013107 | 1093.4853 | 0.0012633
1376.6125 | 0.0005725 | 1132.8669 | 0.00090989 | 1048.1781 | 0.00094592 | 1375.456 | 0.00056536 | 1170.6869 | 0.00074059 | 1124.0411 | 0.0007659 | 1387.1233 | 0.00058538 | 1164.0881 | 0.0012193 | 1053.6888 | 0.0010078 | 1399.1898 | 0.00062791 | 1153.5108 | 0.0013209 | 1095.5323 | 0.0012638
1379.0489 | 0.00057033 | 1134.8552 | 0.00090135 | 1050.1644 | 0.00094681 | 1377.9374 | 0.00056481 | 1172.7769 | 0.00073937 | 1126.1918 | 0.00075834 | 1389.5753 | 0.00058259 | 1166.1252 | 0.0012111 | 1055.6908 | 0.0010029 | 1401.6477 | 0.00062624 | 1155.5264 | 0.0013303 | 1097.5793 | 0.0012643
1381.4853 | 0.00056839 | 1136.8434 | 0.00089171 | 1052.1507 | 0.00094681 | 1380.4188 | 0.00056411 | 1174.8669 | 0.00073888 | 1128.3425 | 0.00075034 | 1392.0274 | 0.00057948 | 1168.1624 | 0.0012028 | 1057.6928 | 0.00099831 | 1404.1057 | 0.00062403 | 1157.5421 | 0.001339 | 1099.6262 | 0.0012647
1383.9217 | 0.00056671 | 1138.8317 | 0.00088118 | 1054.137 | 0.00094596 | 1382.9002 | 0.00056327 | 1176.9569 | 0.00073899 | 1130.4932 | 0.00074205 | 1394.4795 | 0.00057608 | 1170.1996 | 0.0011942 | 1059.6947 | 0.00099411 | 1406.5636 | 0.00062128 | 1159.5577 | 0.0013467 | 1101.6732 | 0.001265
1386.3581 | 0.00056527 | 1140.82 | 0.00087002 | 1056.1233 | 0.00094431 | 1385.3816 | 0.00056229 | 1179.047 | 0.00073967 | 1132.6438 | 0.00073366 | 1396.9315 | 0.00057243 | 1172.2368 | 0.0011856 | 1061.6967 | 0.00099045 | 1409.0215 | 0.00061804 | 1161.5734 | 0.0013533 | 1103.7202 | 0.001265
1388.7945 | 0.00056408 | 1142.8082 | 0.0008585 | 1058.1096 | 0.00094199 | 1387.863 | 0.00056116 | 1181.137 | 0.00074081 | 1134.7945 | 0.00072538 | 1399.3836 | 0.00056856 | 1174.274 | 0.0011767 | 1063.6986 | 0.00098744 | 1411.4795 | 0.00061429 | 1163.589 | 0.0013589 | 1105.7671 | 0.0012648
1391.2309 | 0.00056314 | 1144.7965 | 0.0008469 | 1060.0959 | 0.00093916 | 1390.3444 | 0.00055987 | 1183.227 | 0.00074234 | 1136.9452 | 0.00071742 | 1401.8356 | 0.00056455 | 1176.3112 | 0.0011677 | 1065.7006 | 0.00098524 | 1413.9374 | 0.00061018 | 1165.6047 | 0.0013633 | 1107.8141 | 0.0012644
1393.6673 | 0.00056242 | 1146.7847 | 0.00083551 | 1062.0822 | 0.00093599 | 1392.8258 | 0.00055844 | 1185.317 | 0.00074417 | 1139.0959 | 0.00070997 | 1404.2877 | 0.00056048 | 1178.3483 | 0.0011586 | 1067.7025 | 0.00098397 | 1416.3953 | 0.00060577 | 1167.6204 | 0.0013666 | 1109.8611 | 0.0012636
1396.1037 | 0.0005619 | 1148.773 | 0.00082456 | 1064.0685 | 0.00093268 | 1395.3072 | 0.00055687 | 1187.407 | 0.00074619 | 1141.2466 | 0.00070325 | 1406.7397 | 0.00055642 | 1180.3855 | 0.0011493 | 1069.7045 | 0.00098373 | 1418.8532 | 0.00060111 | 1169.636 | 0.0013687 | 1111.908 | 0.0012625
1398.5401 | 0.00056157 | 1150.7613 | 0.00081421 | 1066.0548 | 0.00092938 | 1397.7886 | 0.00055518 | 1189.4971 | 0.00074828 | 1143.3973 | 0.00069747 | 1409.1918 | 0.00055243 | 1182.4227 | 0.00114 | 1071.7065 | 0.00098455 | 1421.3112 | 0.00059628 | 1171.6517 | 0.0013697 | 1113.955 | 0.0012608
1400.9765 | 0.00056136 | 1152.7495 | 0.00080459 | 1068.0411 | 0.00092628 | 1400.2701 | 0.00055339 | 1191.5871 | 0.00075027 | 1145.5479 | 0.00069283 | 1411.6438 | 0.00054856 | 1184.4599 | 0.0011306 | 1073.7084 | 0.00098639 | 1423.7691 | 0.00059134 | 1173.6673 | 0.0013697 | 1116.002 | 0.0012587
1403.4129 | 0.00056121 | 1154.7378 | 0.00079579 | 1070.0274 | 0.00092352 | 1402.7515 | 0.0005515 | 1193.6771 | 0.00075201 | 1147.6986 | 0.00068955 | 1414.0959 | 0.00054488 | 1186.4971 | 0.0011212 | 1075.7104 | 0.00098915 | 1426.227 | 0.00058635 | 1175.683 | 0.0013689 | 1118.0489 | 0.0012561
1405.8493 | 0.00056108 | 1156.726 | 0.00078787 | 1072.0137 | 0.00092116 | 1405.2329 | 0.00054956 | 1195.7671 | 0.00075333 | 1149.8493 | 0.0006878 | 1416.5479 | 0.00054142 | 1188.5342 | 0.0011118 | 1077.7123 | 0.00099266 | 1428.6849 | 0.00058136 | 1177.6986 | 0.0013674 | 1120.0959 | 0.0012528
1408.2857 | 0.00056089 | 1158.7143 | 0.00078085 | 1074 | 0.00091921 | 1407.7143 | 0.00054758 | 1197.8571 | 0.00075409 | 1152 | 0.00068773 | 1419 | 0.0005382 | 1190.5714 | 0.0011025 | 1079.7143 | 0.0009967 | 1431.1429 | 0.00057643 | 1179.7143 | 0.0013655 | 1122.1429 | 0.001249
1410.7221 | 0.00056058 | 1160.7025 | 0.00077474 | 1075.9863 | 0.00091766 | 1410.1957 | 0.00054559 | 1199.9472 | 0.0007541 | 1154.1507 | 0.00068943 | 1421.4521 | 0.00053526 | 1192.6086 | 0.0010935 | 1081.7162 | 0.0010011 | 1433.6008 | 0.00057161 | 1181.7299 | 0.0013633 | 1124.1898 | 0.0012445
1413.1585 | 0.00056009 | 1162.6908 | 0.00076949 | 1077.9726 | 0.00091643 | 1412.6771 | 0.00054363 | 1202.0372 | 0.00075322 | 1156.3014 | 0.00069302 | 1423.9041 | 0.00053256 | 1194.6458 | 0.0010846 | 1083.7182 | 0.0010055 | 1436.0587 | 0.00056693 | 1183.7456 | 0.0013609 | 1126.2368 | 0.0012393
1415.5949 | 0.00055935 | 1164.6791 | 0.0007651 | 1079.9589 | 0.00091543 | 1415.1585 | 0.00054172 | 1204.1272 | 0.00075126 | 1158.4521 | 0.00069848 | 1426.3562 | 0.00053007 | 1196.683 | 0.0010761 | 1085.7202 | 0.0010097 | 1438.5166 | 0.00056241 | 1185.7613 | 0.0013586 | 1128.2838 | 0.0012333
1418.0313 | 0.00055825 | 1166.6673 | 0.00076149 | 1081.9452 | 0.00091452 | 1417.6399 | 0.00053988 | 1206.2172 | 0.00074793 | 1160.6027 | 0.00070551 | 1428.8082 | 0.00052775 | 1198.7202 | 0.0010679 | 1087.7221 | 0.0010137 | 1440.9746 | 0.00055807 | 1187.7769 | 0.0013564 | 1130.3307 | 0.0012267
1420.4677 | 0.00055674 | 1168.6556 | 0.0007585 | 1083.9315 | 0.00091355 | 1420.1213 | 0.00053812 | 1208.3072 | 0.00074317 | 1162.7534 | 0.00071385 | 1431.2603 | 0.00052554 | 1200.7573 | 0.0010601 | 1089.7241 | 0.0010174 | 1443.4325 | 0.00055392 | 1189.7926 | 0.0013546 | 1132.3777 | 0.0012194
1422.9041 | 0.00055479 | 1170.6438 | 0.00075602 | 1085.9178 | 0.00091238 | 1422.6027 | 0.00053644 | 1210.3973 | 0.00073682 | 1164.9041 | 0.00072315 | 1433.7123 | 0.00052339 | 1202.7945 | 0.0010527 | 1091.726 | 0.0010207 | 1445.8904 | 0.00054998 | 1191.8082 | 0.0013532 | 1134.4247 | 0.0012115
1425.3405 | 0.00055234 | 1172.6321 | 0.00075393 | 1087.9041 | 0.00091084 | 1425.0841 | 0.00053486 | 1212.4873 | 0.0007288 | 1167.0548 | 0.00073297 | 1436.1644 | 0.00052124 | 1204.8317 | 0.0010457 | 1093.728 | 0.0010237 | 1448.3483 | 0.00054622 | 1193.8239 | 0.0013521 | 1136.4716 | 0.001203
1427.7769 | 0.00054939 | 1174.6204 | 0.0007521 | 1089.8904 | 0.00090876 | 1427.5656 | 0.00053335 | 1214.5773 | 0.00071909 | 1169.2055 | 0.00074282 | 1438.6164 | 0.00051903 | 1206.8689 | 0.0010392 | 1095.7299 | 0.0010263 | 1450.8063 | 0.00054267 | 1195.8395 | 0.0013515 | 1138.5186 | 0.0011941
1430.2133 | 0.00054592 | 1176.6086 | 0.00075043 | 1091.8767 | 0.00090604 | 1430.047 | 0.00053192 | 1216.6673 | 0.00070777 | 1171.3562 | 0.00075216 | 1441.0685 | 0.00051667 | 1208.9061 | 0.0010332 | 1097.7319 | 0.0010285 | 1453.2642 | 0.00053932 | 1197.8552 | 0.0013512 | 1140.5656 | 0.0011847
1432.6497 | 0.00054191 | 1178.5969 | 0.00074882 | 1093.863 | 0.00090267 | 1432.5284 | 0.00053053 | 1218.7573 | 0.00069506 | 1173.5068 | 0.00076047 | 1443.5205 | 0.00051411 | 1210.9432 | 0.0010277 | 1099.7339 | 0.0010303 | 1455.7221 | 0.00053612 | 1199.8708 | 0.0013512 | 1142.6125 | 0.001175
1435.0861 | 0.00053739 | 1180.5851 | 0.00074721 | 1095.8493 | 0.00089863 | 1435.0098 | 0.00052914 | 1220.8474 | 0.00068127 | 1175.6575 | 0.00076726 | 1445.9726 | 0.00051131 | 1212.9804 | 0.0010225 | 1101.7358 | 0.0010316 | 1458.18 | 0.00053306 | 1201.8865 | 0.0013513 | 1144.6595 | 0.0011651
1437.5225 | 0.00053233 | 1182.5734 | 0.00074556 | 1097.8356 | 0.00089395 | 1437.4912 | 0.00052772 | 1222.9374 | 0.0006668 | 1177.8082 | 0.0007721 | 1448.4247 | 0.00050823 | 1215.0176 | 0.0010176 | 1103.7378 | 0.0010323 | 1460.638 | 0.00053011 | 1203.9022 | 0.0013514 | 1146.7065 | 0.0011551
1439.9589 | 0.0005268 | 1184.5616 | 0.00074386 | 1099.8219 | 0.00088873 | 1439.9726 | 0.00052621 | 1225.0274 | 0.00065214 | 1179.9589 | 0.00077461 | 1450.8767 | 0.00050483 | 1217.0548 | 0.0010131 | 1105.7397 | 0.001032 | 1463.0959 | 0.00052725 | 1205.9178 | 0.0013513 | 1148.7534 | 0.0011452
1442.3953 | 0.00052088 | 1186.5499 | 0.00074218 | 1101.8082 | 0.00088306 | 1442.454 | 0.00052458 | 1227.1174 | 0.00063779 | 1182.1096 | 0.00077448 | 1453.3288 | 0.00050109 | 1219.092 | 0.0010087 | 1107.7417 | 0.0010306 | 1465.5538 | 0.00052444 | 1207.9335 | 0.0013509 | 1150.8004 | 0.0011354
1444.8317 | 0.0005146 | 1188.5382 | 0.00074059 | 1103.7945 | 0.0008771 | 1444.9354 | 0.00052275 | 1229.2074 | 0.00062426 | 1184.2603 | 0.00077193 | 1455.7808 | 0.000497 | 1221.1292 | 0.0010045 | 1109.7436 | 0.0010279 | 1468.0117 | 0.00052165 | 1209.9491 | 0.0013501 | 1152.8474 | 0.0011258
1447.2681 | 0.00050803 | 1190.5264 | 0.00073917 | 1105.7808 | 0.00087099 | 1447.4168 | 0.00052067 | 1231.2975 | 0.00061211 | 1186.411 | 0.00076712 | 1458.2329 | 0.00049256 | 1223.1663 | 0.0010004 | 1111.7456 | 0.0010237 | 1470.4697 | 0.00051885 | 1211.9648 | 0.0013485 | 1154.8943 | 0.0011166
1449.7045 | 0.00050121 | 1192.5147 | 0.00073801 | 1107.7671 | 0.0008649 | 1449.8982 | 0.00051828 | 1233.3875 | 0.00060166 | 1188.5616 | 0.00076031 | 1460.6849 | 0.00048774 | 1225.2035 | 0.00099623 | 1113.7476 | 0.001018 | 1472.9276 | 0.00051598 | 1213.9804 | 0.0013463 | 1156.9413 | 0.0011077
1452.1409 | 0.00049419 | 1194.5029 | 0.00073717 | 1109.7534 | 0.00085897 | 1452.3796 | 0.00051546 | 1235.4775 | 0.00059311 | 1190.7123 | 0.00075187 | 1463.137 | 0.00048256 | 1227.2407 | 0.00099197 | 1115.7495 | 0.0010106 | 1475.3855 | 0.00051301 | 1215.9961 | 0.0013432 | 1158.9883 | 0.0010995
1454.5773 | 0.00048701 | 1196.4912 | 0.00073669 | 1111.7397 | 0.00085335 | 1454.8611 | 0.0005122 | 1237.5675 | 0.00058655 | 1192.863 | 0.00074223 | 1465.589 | 0.00047708 | 1229.2779 | 0.00098755 | 1117.7515 | 0.0010015 | 1477.8434 | 0.00050989 | 1218.0117 | 0.0013391 | 1161.0352 | 0.0010919
1457.0137 | 0.0004797 | 1198.4795 | 0.00073654 | 1113.726 | 0.00084807 | 1457.3425 | 0.00050846 | 1239.6575 | 0.00058198 | 1195.0137 | 0.00073182 | 1468.0411 | 0.00047132 | 1231.3151 | 0.0009829 | 1119.7534 | 0.00099076 | 1480.3014 | 0.00050657 | 1220.0274 | 0.0013341 | 1163.0822 | 0.0010849
1459.4501 | 0.0004723 | 1200.4677 | 0.00073667 | 1115.7123 | 0.00084313 | 1459.8239 | 0.00050421 | 1241.7476 | 0.00057932 | 1197.1644 | 0.00072105 | 1470.4932 | 0.00046533 | 1233.3523 | 0.00097797 | 1121.7554 | 0.00097835 | 1482.7593 | 0.00050302 | 1222.0431 | 0.0013281 | 1165.1292 | 0.0010785
1461.8865 | 0.00046484 | 1202.456 | 0.00073694 | 1117.6986 | 0.00083846 | 1462.3053 | 0.00049944 | 1243.8376 | 0.00057842 | 1199.3151 | 0.00071031 | 1472.9452 | 0.00045916 | 1235.3894 | 0.00097271 | 1123.7573 | 0.0009644 | 1485.2172 | 0.00049919 | 1224.0587 | 0.0013211 | 1167.1761 | 0.0010728
1464.3229 | 0.00045734 | 1204.4442 | 0.0007372 | 1119.6849 | 0.00083392 | 1464.7867 | 0.00049415 | 1245.9276 | 0.00057907 | 1201.4658 | 0.00069989 | 1475.3973 | 0.00045285 | 1237.4266 | 0.0009671 | 1125.7593 | 0.00094902 | 1487.6751 | 0.00049504 | 1226.0744 | 0.0013131 | 1169.2231 | 0.0010678
1466.7593 | 0.00044982 | 1206.4325 | 0.00073715 | 1121.6712 | 0.00082934 | 1467.2681 | 0.00048835 | 1248.0176 | 0.00058102 | 1203.6164 | 0.00069004 | 1477.8493 | 0.00044646 | 1239.4638 | 0.0009611 | 1127.7613 | 0.00093229 | 1490.1331 | 0.00049053 | 1228.09 | 0.0013042 | 1171.2701 | 0.0010635
1469.1957 | 0.0004423 | 1208.4207 | 0.00073656 | 1123.6575 | 0.00082449 | 1469.7495 | 0.00048208 | 1250.1076 | 0.00058403 | 1205.7671 | 0.00068091 | 1480.3014 | 0.00044005 | 1241.501 | 0.00095467 | 1129.7632 | 0.00091444 | 1492.591 | 0.00048558 | 1230.1057 | 0.0012947 | 1173.317 | 0.0010599
1471.6321 | 0.00043478 | 1210.409 | 0.00073519 | 1125.6438 | 0.00081915 | 1472.2309 | 0.00047536 | 1252.1977 | 0.00058783 | 1207.9178 | 0.00067247 | 1482.7534 | 0.00043366 | 1243.5382 | 0.00094788 | 1131.7652 | 0.00089572 | 1495.0489 | 0.00048017 | 1232.1213 | 0.0012844 | 1175.364 | 0.0010569
1474.0685 | 0.00042731 | 1212.3973 | 0.00073284 | 1127.6301 | 0.00081305 | 1474.7123 | 0.00046828 | 1254.2877 | 0.00059216 | 1210.0685 | 0.00066464 | 1485.2055 | 0.00042737 | 1245.5753 | 0.00094076 | 1133.7671 | 0.00087636 | 1497.5068 | 0.00047432 | 1234.137 | 0.0012737 | 1177.411 | 0.0010545
1476.5049 | 0.00041989 | 1214.3855 | 0.00072935 | 1129.6164 | 0.00080599 | 1477.1937 | 0.00046094 | 1256.3777 | 0.0005968 | 1212.2192 | 0.00065728 | 1487.6575 | 0.00042121 | 1247.6125 | 0.00093335 | 1135.7691 | 0.00085662 | 1499.9648 | 0.00046804 | 1236.1526 | 0.0012626 | 1179.4579 | 0.0010526
1478.9413 | 0.00041258 | 1216.3738 | 0.00072465 | 1131.6027 | 0.00079768 | 1479.6751 | 0.00045342 | 1258.4677 | 0.00060152 | 1214.3699 | 0.00065021 | 1490.1096 | 0.0004152 | 1249.6497 | 0.00092572 | 1137.771 | 0.00083679 | 1502.4227 | 0.00046132 | 1238.1683 | 0.0012513 | 1181.5049 | 0.001051
1481.3777 | 0.00040539 | 1218.362 | 0.0007187 | 1133.589 | 0.00078801 | 1482.1566 | 0.00044579 | 1260.5577 | 0.00060612 | 1216.5205 | 0.00064325 | 1492.5616 | 0.00040937 | 1251.6869 | 0.00091794 | 1139.773 | 0.00081717 | 1504.8806 | 0.00045421 | 1240.184 | 0.0012399 | 1183.5519 | 0.0010498
1483.8141 | 0.00039835 | 1220.3503 | 0.00071157 | 1135.5753 | 0.00077699 | 1484.638 | 0.00043812 | 1262.6477 | 0.00061044 | 1218.6712 | 0.00063619 | 1495.0137 | 0.00040372 | 1253.7241 | 0.00091009 | 1141.775 | 0.00079807 | 1507.3386 | 0.00044673 | 1242.1996 | 0.0012286 | 1185.5988 | 0.0010488
1486.2505 | 0.0003915 | 1222.3386 | 0.00070341 | 1137.5616 | 0.00076466 | 1487.1194 | 0.00043047 | 1264.7378 | 0.00061431 | 1220.8219 | 0.00062883 | 1497.4658 | 0.00039826 | 1255.7613 | 0.00090227 | 1143.7769 | 0.00077982 | 1509.7965 | 0.00043893 | 1244.2153 | 0.0012175 | 1187.6458 | 0.0010479
1488.6869 | 0.00038486 | 1224.3268 | 0.00069443 | 1139.5479 | 0.00075113 | 1489.6008 | 0.00042288 | 1266.8278 | 0.00061755 | 1222.9726 | 0.000621 | 1499.9178 | 0.00039298 | 1257.7984 | 0.00089463 | 1145.7789 | 0.00076269 | 1512.2544 | 0.00043086 | 1246.2309 | 0.0012069 | 1189.6928 | 0.0010471
1491.1233 | 0.00037845 | 1226.3151 | 0.00068486 | 1141.5342 | 0.00073655 | 1492.0822 | 0.00041539 | 1268.9178 | 0.00061998 | 1225.1233 | 0.00061257 | 1502.3699 | 0.00038786 | 1259.8356 | 0.00088727 | 1147.7808 | 0.00074696 | 1514.7123 | 0.0004226 | 1248.2466 | 0.0011968 | 1191.7397 | 0.0010463
1493.5597 | 0.00037228 | 1228.3033 | 0.00067509 | 1143.5205 | 0.00072112 | 1494.5636 | 0.00040803 | 1271.0078 | 0.00062141 | 1227.274 | 0.00060346 | 1504.8219 | 0.00038287 | 1261.8728 | 0.00088031 | 1149.7828 | 0.00073296 | 1517.1703 | 0.00041425 | 1250.2622 | 0.0011874 | 1193.7867 | 0.0010452
1495.9961 | 0.00036639 | 1230.2916 | 0.00066547 | 1145.5068 | 0.00070509 | 1497.045 | 0.0004008 | 1273.0978 | 0.00062166 | 1229.4247 | 0.00059357 | 1507.274 | 0.00037796 | 1263.91 | 0.00087385 | 1151.7847 | 0.00072083 | 1519.6282 | 0.00040588 | 1252.2779 | 0.0011787 | 1195.8337 | 0.0010439
1498.4325 | 0.00036077 | 1232.2798 | 0.00065626 | 1147.4932 | 0.00068873 | 1499.5264 | 0.00039366 | 1275.1879 | 0.00062056 | 1231.5753 | 0.00058302 | 1509.726 | 0.00037309 | 1265.9472 | 0.00086801 | 1153.7867 | 0.00071056 | 1522.0861 | 0.00039756 | 1254.2935 | 0.0011708 | 1197.8806 | 0.0010424
1500.8689 | 0.00035537 | 1234.2681 | 0.00064775 | 1149.4795 | 0.00067234 | 1502.0078 | 0.00038663 | 1277.2779 | 0.00061801 | 1233.726 | 0.0005719 | 1512.1781 | 0.00036822 | 1267.9843 | 0.00086287 | 1155.7886 | 0.00070217 | 1524.544 | 0.00038935 | 1256.3092 | 0.0011637 | 1199.9276 | 0.0010404
1503.3053 | 0.00035018 | 1236.2564 | 0.00064013 | 1151.4658 | 0.00065619 | 1504.4892 | 0.00037966 | 1279.3679 | 0.00061398 | 1235.8767 | 0.00056037 | 1514.6301 | 0.00036331 | 1270.0215 | 0.00085852 | 1157.7906 | 0.00069559 | 1527.002 | 0.00038131 | 1258.3249 | 0.0011576 | 1201.9746 | 0.0010381
1505.7417 | 0.00034517 | 1238.2446 | 0.00063357 | 1153.4521 | 0.00064069 | 1506.9706 | 0.00037275 | 1281.4579 | 0.00060852 | 1238.0274 | 0.0005486 | 1517.0822 | 0.00035833 | 1272.0587 | 0.00085511 | 1159.7926 | 0.00069075 | 1529.4599 | 0.00037346 | 1260.3405 | 0.0011526 | 1204.0215 | 0.0010352
1508.1781 | 0.0003403 | 1240.2329 | 0.00062816 | 1155.4384 | 0.00062609 | 1509.4521 | 0.00036587 | 1283.5479 | 0.00060172 | 1240.1781 | 0.00053678 | 1519.5342 | 0.00035325 | 1274.0959 | 0.00085271 | 1161.7945 | 0.00068753 | 1531.9178 | 0.00036585 | 1262.3562 | 0.0011484 | 1206.0685 | 0.0010318
1510.6145 | 0.00033553 | 1242.2211 | 0.00062396 | 1157.4247 | 0.00061264 | 1511.9335 | 0.00035902 | 1285.638 | 0.00059393 | 1242.3288 | 0.00052511 | 1521.9863 | 0.00034804 | 1276.1331 | 0.00085126 | 1163.7965 | 0.0006858 | 1534.3757 | 0.00035851 | 1264.3718 | 0.0011451 | 1208.1155 | 0.0010279
1513.0509 | 0.00033082 | 1244.2094 | 0.00062096 | 1159.411 | 0.00060058 | 1514.4149 | 0.0003522 | 1287.728 | 0.0005855 | 1244.4795 | 0.00051378 | 1524.4384 | 0.00034265 | 1278.1703 | 0.00085077 | 1165.7984 | 0.00068543 | 1536.8337 | 0.00035144 | 1266.3875 | 0.0011426 | 1210.1624 | 0.0010234
1515.4873 | 0.00032613 | 1246.1977 | 0.00061915 | 1161.3973 | 0.00059007 | 1516.8963 | 0.0003454 | 1289.818 | 0.00057677 | 1246.6301 | 0.00050296 | 1526.8904 | 0.00033708 | 1280.2074 | 0.00085121 | 1167.8004 | 0.00068633 | 1539.2916 | 0.00034459 | 1268.4031 | 0.0011409 | 1212.2094 | 0.0010185
1517.9237 | 0.00032141 | 1248.1859 | 0.00061841 | 1163.3836 | 0.00058127 | 1519.3777 | 0.00033866 | 1291.908 | 0.00056807 | 1248.7808 | 0.00049279 | 1529.3425 | 0.00033134 | 1282.2446 | 0.00085257 | 1169.8023 | 0.00068843 | 1541.7495 | 0.00033797 | 1270.4188 | 0.0011399 | 1214.2564 | 0.0010131
1520.3601 | 0.00031662 | 1250.1742 | 0.00061855 | 1165.3699 | 0.00057426 | 1521.8591 | 0.000332 | 1293.998 | 0.00055966 | 1250.9315 | 0.00048338 | 1531.7945 | 0.00032541 | 1284.2818 | 0.00085476 | 1171.8043 | 0.00069177 | 1544.2074 | 0.00033155 | 1272.4344 | 0.0011394 | 1216.3033 | 0.0010072
1522.7965 | 0.00031176 | 1252.1624 | 0.00061941 | 1167.3562 | 0.00056904 | 1524.3405 | 0.00032543 | 1296.0881 | 0.00055171 | 1253.0822 | 0.00047489 | 1534.2466 | 0.00031929 | 1286.319 | 0.00085773 | 1173.8063 | 0.00069636 | 1546.6654 | 0.0003253 | 1274.4501 | 0.0011395 | 1218.3503 | 0.0010009
1525.2329 | 0.00030679 | 1254.1507 | 0.00062084 | 1169.3425 | 0.00056558 | 1526.8219 | 0.00031899 | 1298.1781 | 0.00054433 | 1255.2329 | 0.00046728 | 1536.6986 | 0.00031299 | 1288.3562 | 0.00086145 | 1175.8082 | 0.00070221 | 1549.1233 | 0.00031922 | 1276.4658 | 0.00114 | 1220.3973 | 0.00099421
1527.6693 | 0.00030172 | 1256.1389 | 0.00062266 | 1171.3288 | 0.00056376 | 1529.3033 | 0.00031271 | 1300.2681 | 0.00053751 | 1257.3836 | 0.00046054 | 1539.1507 | 0.00030651 | 1290.3933 | 0.00086572 | 1177.8102 | 0.00070937 | 1551.5812 | 0.00031329 | 1278.4814 | 0.0011408 | 1222.4442 | 0.00098717
1530.1057 | 0.00029654 | 1258.1272 | 0.00062471 | 1173.3151 | 0.00056344 | 1531.7847 | 0.0003066 | 1302.3581 | 0.00053116 | 1259.5342 | 0.00045468 | 1541.6027 | 0.00029988 | 1292.4305 | 0.0008704 | 1179.8121 | 0.00071793 | 1554.0391 | 0.0003075 | 1280.4971 | 0.0011419 | 1224.4912 | 0.00097986
1532.5421 | 0.00029124 | 1260.1155 | 0.00062682 | 1175.3014 | 0.0005644 | 1534.2661 | 0.00030071 | 1304.4481 | 0.00052514 | 1261.6849 | 0.0004497 | 1544.0548 | 0.00029309 | 1294.4677 | 0.00087535 | 1181.8141 | 0.00072789 | 1556.4971 | 0.00030188 | 1282.5127 | 0.0011432 | 1226.5382 | 0.00097233
1534.9785 | 0.00028584 | 1262.1037 | 0.00062885 | 1177.2877 | 0.00056625 | 1536.7476 | 0.00029505 | 1306.5382 | 0.00051926 | 1263.8356 | 0.00044561 | 1546.5068 | 0.00028618 | 1296.5049 | 0.00088043 | 1183.816 | 0.00073922 | 1558.955 | 0.0002964 | 1284.5284 | 0.0011446 | 1228.5851 | 0.00096462
1537.4149 | 0.00028034 | 1264.092 | 0.00063064 | 1179.274 | 0.00056875 | 1539.229 | 0.00028959 | 1308.6282 | 0.00051335 | 1265.9863 | 0.00044242 | 1548.9589 | 0.00027919 | 1298.5421 | 0.00088552 | 1185.818 | 0.00075183 | 1561.4129 | 0.00029108 | 1286.544 | 0.001146 | 1230.6321 | 0.00095679
1539.8513 | 0.00027476 | 1266.0802 | 0.00063203 | 1181.2603 | 0.00057163 | 1541.7104 | 0.00028431 | 1310.7182 | 0.00050724 | 1268.137 | 0.00044016 | 1551.411 | 0.00027215 | 1300.5793 | 0.00089048 | 1187.82 | 0.0007655 | 1563.8708 | 0.00028595 | 1288.5597 | 0.0011476 | 1232.6791 | 0.00094887
1542.2877 | 0.00026911 | 1268.0685 | 0.00063286 | 1183.2466 | 0.00057471 | 1544.1918 | 0.0002792 | 1312.8082 | 0.00050083 | 1270.2877 | 0.00043889 | 1553.863 | 0.0002651 | 1302.6164 | 0.00089519 | 1189.8219 | 0.00077992 | 1566.3288 | 0.000281 | 1290.5753 | 0.0011493 | 1234.726 | 0.00094091
1544.7241 | 0.00026341 | 1270.0568 | 0.00063307 | 1185.2329 | 0.00057783 | 1546.6732 | 0.00027423 | 1314.8982 | 0.0004941 | 1272.4384 | 0.00043866 | 1556.3151 | 0.00025808 | 1304.6536 | 0.00089948 | 1191.8239 | 0.00079467 | 1568.7867 | 0.00027626 | 1292.591 | 0.0011511 | 1236.773 | 0.00093294
1547.1605 | 0.00025767 | 1272.045 | 0.00063261 | 1187.2192 | 0.00058094 | 1549.1546 | 0.00026934 | 1316.9883 | 0.00048701 | 1274.589 | 0.00043952 | 1558.7671 | 0.00025113 | 1306.6908 | 0.00090327 | 1193.8258 | 0.00080922 | 1571.2446 | 0.00027172 | 1294.6067 | 0.0011532 | 1238.82 | 0.00092501
1549.5969 | 0.00025188 | 1274.0333 | 0.00063144 | 1189.2055 | 0.00058401 | 1551.636 | 0.00026451 | 1319.0783 | 0.00047959 | 1276.7397 | 0.00044161 | 1561.2192 | 0.00024429 | 1308.728 | 0.00090653 | 1195.8278 | 0.00082284 | 1573.7025 | 0.00026738 | 1296.6223 | 0.0011556 | 1240.8669 | 0.00091712
1552.0333 | 0.00024606 | 1276.0215 | 0.00062958 | 1191.1918 | 0.00058711 | 1554.1174 | 0.00025968 | 1321.1683 | 0.00047186 | 1278.8904 | 0.00044487 | 1563.6712 | 0.0002376 | 1310.7652 | 0.00090923 | 1197.8297 | 0.00083494 | 1576.1605 | 0.00026323 | 1298.638 | 0.0011586 | 1242.9139 | 0.0009093
1554.4697 | 0.0002402 | 1278.0098 | 0.00062707 | 1193.1781 | 0.00059036 | 1556.5988 | 0.0002548 | 1323.2583 | 0.00046385 | 1281.0411 | 0.00044922 | 1566.1233 | 0.00023112 | 1312.8023 | 0.00091136 | 1199.8317 | 0.0008449 | 1578.6184 | 0.00025921 | 1300.6536 | 0.0011623 | 1244.9609 | 0.00090154
1556.9061 | 0.00023432 | 1279.998 | 0.00062398 | 1195.1644 | 0.00059395 | 1559.0802 | 0.00024984 | 1325.3483 | 0.00045562 | 1283.1918 | 0.0004546 | 1568.5753 | 0.00022485 | 1314.8395 | 0.00091295 | 1201.8337 | 0.00085216 | 1581.0763 | 0.00025528 | 1302.6693 | 0.0011668 | 1247.0078 | 0.00089386
1559.3425 | 0.00022841 | 1281.9863 | 0.00062042 | 1197.1507 | 0.00059803 | 1561.5616 | 0.00024476 | 1327.4384 | 0.00044723 | 1285.3425 | 0.00046085 | 1571.0274 | 0.00021882 | 1316.8767 | 0.00091406 | 1203.8356 | 0.00085622 | 1583.5342 | 0.00025137 | 1304.6849 | 0.0011724 | 1249.0548 | 0.00088625
1561.7789 | 0.00022248 | 1283.9746 | 0.0006165 | 1199.137 | 0.00060272 | 1564.0431 | 0.00023954 | 1329.5284 | 0.00043881 | 1287.4932 | 0.00046782 | 1573.4795 | 0.00021302 | 1318.9139 | 0.00091478 | 1205.8376 | 0.00085673 | 1585.9922 | 0.00024744 | 1306.7006 | 0.0011793 | 1251.1018 | 0.00087868
1564.2153 | 0.00021655 | 1285.9628 | 0.00061237 | 1201.1233 | 0.00060808 | 1566.5245 | 0.00023417 | 1331.6184 | 0.00043052 | 1289.6438 | 0.0004753 | 1575.9315 | 0.00020747 | 1320.9511 | 0.00091519 | 1207.8395 | 0.00085341 | 1588.4501 | 0.00024342 | 1308.7162 | 0.0011877 | 1253.1487 | 0.00087114
1566.6517 | 0.00021064 | 1287.9511 | 0.00060814 | 1203.1096 | 0.00061408 | 1569.0059 | 0.00022865 | 1333.7084 | 0.00042257 | 1291.7945 | 0.00048304 | 1578.3836 | 0.00020216 | 1322.9883 | 0.00091553 | 1209.8415 | 0.00084616 | 1590.908 | 0.00023925 | 1310.7319 | 0.0011976 | 1255.1957 | 0.00086359
1569.0881 | 0.00020476 | 1289.9393 | 0.00060394 | 1205.0959 | 0.00062062 | 1571.4873 | 0.00022298 | 1335.7984 | 0.00041526 | 1293.9452 | 0.00049079 | 1580.8356 | 0.00019707 | 1325.0254 | 0.00091595 | 1211.8434 | 0.00083498 | 1593.3659 | 0.00023488 | 1312.7476 | 0.0012094 | 1257.2427 | 0.00085599
1571.5245 | 0.00019894 | 1291.9276 | 0.00059984 | 1207.0822 | 0.0006275 | 1573.9687 | 0.00021717 | 1337.8885 | 0.00040882 | 1296.0959 | 0.00049832 | 1583.2877 | 0.00019219 | 1327.0626 | 0.00091661 | 1213.8454 | 0.00082002 | 1595.8239 | 0.00023024 | 1314.7632 | 0.001223 | 1259.2896 | 0.00084831
1573.9609 | 0.00019322 | 1293.9159 | 0.00059584 | 1209.0685 | 0.00063443 | 1576.4501 | 0.00021125 | 1339.9785 | 0.00040344 | 1298.2466 | 0.00050537 | 1585.7397 | 0.00018753 | 1329.0998 | 0.00091768 | 1215.8474 | 0.0008014 | 1598.2818 | 0.00022533 | 1316.7789 | 0.0012384 | 1261.3366 | 0.0008405
1576.3973 | 0.00018765 | 1295.9041 | 0.00059193 | 1211.0548 | 0.00064106 | 1578.9315 | 0.00020526 | 1342.0685 | 0.00039919 | 1300.3973 | 0.00051164 | 1588.1918 | 0.00018304 | 1331.137 | 0.00091932 | 1217.8493 | 0.00077946 | 1600.7397 | 0.00022015 | 1318.7945 | 0.0012554 | 1263.3836 | 0.00083251
1578.8337 | 0.00018227 | 1297.8924 | 0.00058808 | 1213.0411 | 0.00064698 | 1581.4129 | 0.00019925 | 1344.1585 | 0.00039606 | 1302.5479 | 0.00051694 | 1590.6438 | 0.00017871 | 1333.1742 | 0.00092166 | 1219.8513 | 0.00075488 | 1603.1977 | 0.00021471 | 1320.8102 | 0.0012738 | 1265.4305 | 0.00082426
1581.2701 | 0.0001771 | 1299.8806 | 0.00058421 | 1215.0274 | 0.00065173 | 1583.8943 | 0.00019326 | 1346.2485 | 0.00039391 | 1304.6986 | 0.00052112 | 1593.0959 | 0.00017452 | 1335.2114 | 0.00092484 | 1221.8532 | 0.00072813 | 1605.6556 | 0.00020904 | 1322.8258 | 0.0012934 | 1267.4775 | 0.00081572
1583.7065 | 0.00017218 | 1301.8689 | 0.00058026 | 1217.0137 | 0.00065471 | 1586.3757 | 0.00018734 | 1348.3386 | 0.00039249 | 1306.8493 | 0.000524 | 1595.5479 | 0.00017046 | 1337.2485 | 0.00092906 | 1223.8552 | 0.0006997 | 1608.1135 | 0.0002032 | 1324.8415 | 0.001314 | 1269.5245 | 0.00080684
1586.1429 | 0.00016754 | 1303.8571 | 0.00057617 | 1219 | 0.00065568 | 1588.8571 | 0.00018152 | 1350.4286 | 0.00039149 | 1309 | 0.00052546 | 1598 | 0.00016655 | 1339.2857 | 0.00093422 | 1225.8571 | 0.00067006 | 1610.5714 | 0.00019722 | 1326.8571 | 0.0013353 | 1271.5714 | 0.0007976
1588.5793 | 0.00016321 | 1305.8454 | 0.00057191 | 1220.9863 | 0.00065437 | 1591.3386 | 0.00017586 | 1352.5186 | 0.00039057 | 1311.1507 | 0.00052536 | 1600.4521 | 0.00016279 | 1341.3229 | 0.00094032 | 1227.8591 | 0.00063969 | 1613.0294 | 0.00019118 | 1328.8728 | 0.0013568 | 1273.6184 | 0.00078795
1591.0157 | 0.00015919 | 1307.8337 | 0.0005675 | 1222.9726 | 0.00065064 | 1593.82 | 0.0001704 | 1354.6086 | 0.00038945 | 1313.3014 | 0.00052361 | 1602.9041 | 0.00015918 | 1343.3601 | 0.00094727 | 1229.8611 | 0.00060901 | 1615.4873 | 0.00018515 | 1330.8885 | 0.001378 | 1275.6654 | 0.00077788
1593.4521 | 0.00015552 | 1309.8219 | 0.00056307 | 1224.9589 | 0.00064443 | 1596.3014 | 0.00016518 | 1356.6986 | 0.00038795 | 1315.4521 | 0.00052014 | 1605.3562 | 0.00015576 | 1345.3973 | 0.00095501 | 1231.863 | 0.00057841 | 1617.9452 | 0.00017921 | 1332.9041 | 0.0013986 | 1277.7123 | 0.00076736
1595.8885 | 0.00015221 | 1311.8102 | 0.00055878 | 1226.9452 | 0.0006358 | 1598.7828 | 0.00016027 | 1358.7886 | 0.00038601 | 1317.6027 | 0.00051492 | 1607.8082 | 0.00015254 | 1347.4344 | 0.00096339 | 1233.865 | 0.00054824 | 1620.4031 | 0.00017343 | 1334.9198 | 0.0014182 | 1279.7593 | 0.00075635
1598.3249 | 0.00014921 | 1313.7984 | 0.00055487 | 1228.9315 | 0.00062492 | 1601.2642 | 0.00015566 | 1360.8787 | 0.0003838 | 1319.7534 | 0.00050798 | 1610.2603 | 0.00014953 | 1349.4716 | 0.00097225 | 1235.8669 | 0.00051882 | 1622.8611 | 0.00016785 | 1336.9354 | 0.0014364 | 1281.8063 | 0.00074486
1600.7613 | 0.00014649 | 1315.7867 | 0.00055158 | 1230.9178 | 0.00061204 | 1603.7456 | 0.00015138 | 1362.9687 | 0.00038168 | 1321.9041 | 0.00049939 | 1612.7123 | 0.00014674 | 1351.5088 | 0.00098142 | 1237.8689 | 0.00049045 | 1625.319 | 0.00016253 | 1338.9511 | 0.001453 | 1283.8532 | 0.00073294
1603.1977 | 0.00014402 | 1317.775 | 0.00054919 | 1232.9041 | 0.00059748 | 1606.227 | 0.00014743 | 1365.0587 | 0.00038018 | 1324.0548 | 0.00048921 | 1615.1644 | 0.00014415 | 1353.546 | 0.00099064 | 1239.8708 | 0.00046347 | 1627.7769 | 0.0001575 | 1340.9667 | 0.0014676 | 1285.9002 | 0.00072064
1605.6341 | 0.00014176 | 1319.7632 | 0.00054798 | 1234.8904 | 0.00058159 | 1608.7084 | 0.00014382 | 1367.1487 | 0.00037983 | 1326.2055 | 0.00047774 | 1617.6164 | 0.00014178 | 1355.5832 | 0.00099967 | 1241.8728 | 0.00043797 | 1630.2348 | 0.00015279 | 1342.9824 | 0.00148 | 1287.9472 | 0.00070799
1608.0705 | 0.00013965 | 1321.7515 | 0.00054819 | 1236.8767 | 0.00056468 | 1611.1898 | 0.00014053 | 1369.2387 | 0.00038114 | 1328.3562 | 0.0004653 | 1620.0685 | 0.00013961 | 1357.6204 | 0.0010083 | 1243.8748 | 0.00041411 | 1632.6928 | 0.00014841 | 1344.998 | 0.0014901 | 1289.9941 | 0.00069504
1610.5068 | 0.00013766 | 1323.7397 | 0.00054997 | 1238.863 | 0.00054716 | 1613.6712 | 0.00013757 | 1371.3288 | 0.00038448 | 1330.5068 | 0.00045219 | 1622.5205 | 0.00013761 | 1359.6575 | 0.0010163 | 1245.8767 | 0.00039202 | 1635.1507 | 0.00014436 | 1347.0137 | 0.0014977 | 1292.0411 | 0.00068185
1612.9432 | 0.00013574 | 1325.728 | 0.00055343 | 1240.8493 | 0.00052933 | 1616.1526 | 0.00013491 | 1373.4188 | 0.00039005 | 1332.6575 | 0.00043871 | 1624.9726 | 0.00013576 | 1361.6947 | 0.0010235 | 1247.8787 | 0.00037177 | 1637.6086 | 0.00014069 | 1349.0294 | 0.0015026 | 1294.0881 | 0.00066848
1615.3796 | 0.00013382 | 1327.7162 | 0.00055868 | 1242.8356 | 0.0005114 | 1618.6341 | 0.00013256 | 1375.5088 | 0.00039778 | 1334.8082 | 0.00042513 | 1627.4247 | 0.00013403 | 1363.7319 | 0.0010298 | 1249.8806 | 0.00035342 | 1640.0665 | 0.00013734 | 1351.045 | 0.0015051 | 1296.135 | 0.00065499
1617.816 | 0.00013186 | 1329.7045 | 0.00056545 | 1244.8219 | 0.0004935 | 1621.1155 | 0.00013047 | 1377.5988 | 0.00040733 | 1336.9589 | 0.00041169 | 1629.8767 | 0.00013235 | 1365.7691 | 0.0010349 | 1251.8826 | 0.00033694 | 1642.5245 | 0.00013428 | 1353.0607 | 0.0015052 | 1298.182 | 0.00064149
1620.2524 | 0.00012982 | 1331.6928 | 0.00057339 | 1246.8082 | 0.00047569 | 1623.5969 | 0.00012858 | 1379.6888 | 0.00041809 | 1339.1096 | 0.00039857 | 1632.3288 | 0.00013068 | 1367.8063 | 0.0010387 | 1253.8845 | 0.00032229 | 1644.9824 | 0.00013148 | 1355.0763 | 0.0015031 | 1300.229 | 0.00062802
1622.6888 | 0.00012767 | 1333.681 | 0.00058212 | 1248.7945 | 0.000458 | 1626.0783 | 0.00012686 | 1381.7789 | 0.00042924 | 1341.2603 | 0.00038588 | 1634.7808 | 0.00012898 | 1369.8434 | 0.0010411 | 1255.8865 | 0.00030934 | 1647.4403 | 0.00012892 | 1357.092 | 0.001499 | 1302.2759 | 0.00061466
1625.1252 | 0.00012538 | 1335.6693 | 0.00059118 | 1250.7808 | 0.00044041 | 1628.5597 | 0.00012527 | 1383.8689 | 0.00043982 | 1343.411 | 0.00037366 | 1637.2329 | 0.00012721 | 1371.8806 | 0.001042 | 1257.8885 | 0.00029796 | 1649.8982 | 0.00012656 | 1359.1076 | 0.0014931 | 1304.3229 | 0.00060145
1627.5616 | 0.00012294 | 1337.6575 | 0.00060008 | 1252.7671 | 0.00042289 | 1631.0411 | 0.00012378 | 1385.9589 | 0.00044885 | 1345.5616 | 0.00036187 | 1639.6849 | 0.00012532 | 1373.9178 | 0.0010415 | 1259.8904 | 0.000288 | 1652.3562 | 0.00012436 | 1361.1233 | 0.0014855 | 1306.3699 | 0.00058843
1629.998 | 0.00012034 | 1339.6458 | 0.00060831 | 1254.7534 | 0.00040539 | 1633.5225 | 0.00012234 | 1388.0489 | 0.00045518 | 1347.7123 | 0.00035042 | 1642.137 | 0.0001233 | 1375.955 | 0.0010396 | 1261.8924 | 0.0002793 | 1654.8141 | 0.0001223 | 1363.1389 | 0.0014766 | 1308.4168 | 0.00057565
1632.4344 | 0.00011757 | 1341.6341 | 0.00061538 | 1256.7397 | 0.00038793 | 1636.0039 | 0.00012092 | 1390.1389 | 0.0004582 | 1349.863 | 0.00033912 | 1644.589 | 0.00012111 | 1377.9922 | 0.0010363 | 1263.8943 | 0.00027156 | 1657.272 | 0.00012032 | 1365.1546 | 0.0014666 | 1310.4638 | 0.00056315
1634.8708 | 0.00011463 | 1343.6223 | 0.00062084 | 1258.726 | 0.00037052 | 1638.4853 | 0.00011948 | 1392.229 | 0.00045762 | 1352.0137 | 0.00032775 | 1647.0411 | 0.00011873 | 1380.0294 | 0.0010315 | 1265.8963 | 0.00026463 | 1659.7299 | 0.00011839 | 1367.1703 | 0.001456 | 1312.5108 | 0.00055092
1637.3072 | 0.00011156 | 1345.6106 | 0.00062434 | 1260.7123 | 0.00035325 | 1640.9667 | 0.00011798 | 1394.319 | 0.00045339 | 1354.1644 | 0.00031613 | 1649.4932 | 0.00011616 | 1382.0665 | 0.0010255 | 1267.8982 | 0.00025838 | 1662.1879 | 0.00011646 | 1369.1859 | 0.0014449 | 1314.5577 | 0.00053896
1639.7436 | 0.00010839 | 1347.5988 | 0.00062546 | 1262.6986 | 0.00033623 | 1643.4481 | 0.0001164 | 1396.409 | 0.00044579 | 1356.3151 | 0.00030409 | 1651.9452 | 0.00011341 | 1384.1037 | 0.001018 | 1269.9002 | 0.00025273 | 1664.6458 | 0.0001145 | 1371.2016 | 0.0014339 | 1316.6047 | 0.00052724
1642.18 | 0.00010514 | 1349.5871 | 0.00062406 | 1264.6849 | 0.00031962 | 1645.9295 | 0.0001147 | 1398.499 | 0.00043528 | 1358.4658 | 0.00029149 | 1654.3973 | 0.00011049 | 1386.1409 | 0.0010093 | 1271.9022 | 0.00024762 | 1667.1037 | 0.00011247 | 1373.2172 | 0.001423 | 1318.6517 | 0.00051573
1644.6164 | 0.00010184 | 1351.5753 | 0.0006203 | 1266.6712 | 0.00030358 | 1648.411 | 0.00011289 | 1400.589 | 0.00042253 | 1360.6164 | 0.00027828 | 1656.8493 | 0.00010743 | 1388.1781 | 0.00099956 | 1273.9041 | 0.00024299 | 1669.5616 | 0.00011036 | 1375.2329 | 0.0014126 | 1320.6986 | 0.00050441
1647.0528 | 9.8537e-05 | 1353.5636 | 0.00061434 | 1268.6575 | 0.00028829 | 1650.8924 | 0.00011093 | 1402.6791 | 0.00040828 | 1362.7671 | 0.00026446 | 1659.3014 | 0.00010423 | 1390.2153 | 0.00098881 | 1275.9061 | 0.0002388 | 1672.0196 | 0.00010815 | 1377.2485 | 0.0014028 | 1322.7456 | 0.00049324
1649.4892 | 9.5251e-05 | 1355.5519 | 0.00060643 | 1270.6438 | 0.00027392 | 1653.3738 | 0.00010883 | 1404.7691 | 0.00039329 | 1364.9178 | 0.00025013 | 1661.7534 | 0.00010093 | 1392.2524 | 0.00097716 | 1277.908 | 0.00023498 | 1674.4775 | 0.00010582 | 1379.2642 | 0.0013937 | 1324.7926 | 0.00048218
1651.9256 | 9.2016e-05 | 1357.5401 | 0.00059689 | 1272.6301 | 0.00026062 | 1655.8552 | 0.00010659 | 1406.8591 | 0.00037829 | 1367.0685 | 0.00023545 | 1664.2055 | 9.7543e-05 | 1394.2896 | 0.00096469 | 1279.91 | 0.00023143 | 1676.9354 | 0.00010338 | 1381.2798 | 0.0013854 | 1326.8395 | 0.0004712
1654.362 | 8.8881e-05 | 1359.5284 | 0.00058613 | 1274.6164 | 0.00024849 | 1658.3366 | 0.0001042 | 1408.9491 | 0.00036392 | 1369.2192 | 0.00022066 | 1666.6575 | 9.4101e-05 | 1396.3268 | 0.00095147 | 1281.9119 | 0.00022802 | 1679.3933 | 0.00010083 | 1383.2955 | 0.001378 | 1328.8865 | 0.00046024
1656.7984 | 8.5861e-05 | 1361.5166 | 0.00057458 | 1276.6027 | 0.00023761 | 1660.818 | 0.00010166 | 1411.0391 | 0.00035073 | 1371.3699 | 0.00020609 | 1669.1096 | 9.0631e-05 | 1398.364 | 0.00093759 | 1283.9139 | 0.00022452 | 1681.8513 | 9.8183e-05 | 1385.3112 | 0.0013712 | 1330.9335 | 0.00044927
1659.2348 | 8.2973e-05 | 1363.5049 | 0.00056269 | 1278.589 | 0.00022801 | 1663.2994 | 9.9e-05 | 1413.1292 | 0.00033918 | 1373.5205 | 0.00019214 | 1671.5616 | 8.7165e-05 | 1400.4012 | 0.00092302 | 1285.9159 | 0.00022071 | 1684.3092 | 9.5479e-05 | 1387.3268 | 0.0013648 | 1332.9804 | 0.00043828
1661.6712 | 8.023e-05 | 1365.4932 | 0.0005509 | 1280.5753 | 0.0002197 | 1665.7808 | 9.6244e-05 | 1415.2192 | 0.00032966 | 1375.6712 | 0.00017912 | 1674.0137 | 8.3728e-05 | 1402.4384 | 0.00090788 | 1287.9178 | 0.00021637 | 1686.7671 | 9.2741e-05 | 1389.3425 | 0.0013586 | 1335.0274 | 0.00042725
1664.1076 | 7.7639e-05 | 1367.4814 | 0.00053963 | 1282.5616 | 0.00021246 | 1668.2622 | 9.3411e-05 | 1417.3092 | 0.00032219 | 1377.8219 | 0.00016731 | 1676.4658 | 8.0343e-05 | 1404.4755 | 0.00089223 | 1289.9198 | 0.00021131 | 1689.225 | 9e-05 | 1391.3581 | 0.0013521 | 1337.0744 | 0.00041618
1666.544 | 7.52e-05 | 1369.4697 | 0.00052933 | 1284.5479 | 0.00020611 | 1670.7436 | 9.0522e-05 | 1419.3992 | 0.00031679 | 1379.9726 | 0.00015691 | 1678.9178 | 7.7032e-05 | 1406.5127 | 0.00087608 | 1291.9217 | 0.00020539 | 1691.683 | 8.7287e-05 | 1393.3738 | 0.0013451 | 1339.1213 | 0.00040508
1668.9804 | 7.2912e-05 | 1371.4579 | 0.00052016 | 1286.5342 | 0.00020048 | 1673.225 | 8.7599e-05 | 1421.4892 | 0.00031338 | 1382.1233 | 0.00014805 | 1681.3699 | 7.3817e-05 | 1408.5499 | 0.00085945 | 1293.9237 | 0.00019854 | 1694.1409 | 8.4633e-05 | 1395.3894 | 0.0013372 | 1341.1683 | 0.00039395
1671.4168 | 7.0765e-05 | 1373.4462 | 0.00051227 | 1288.5205 | 0.00019534 | 1675.7065 | 8.4665e-05 | 1423.5793 | 0.00031176 | 1384.274 | 0.00014078 | 1683.8219 | 7.0715e-05 | 1410.5871 | 0.00084235 | 1295.9256 | 0.00019077 | 1696.5988 | 8.2065e-05 | 1397.4051 | 0.0013281 | 1343.2153 | 0.00038284
1673.8532 | 6.8763e-05 | 1375.4344 | 0.00050572 | 1290.5068 | 0.00019049 | 1678.1879 | 8.174e-05 | 1425.6693 | 0.00031168 | 1386.4247 | 0.00013501 | 1686.274 | 6.7745e-05 | 1412.6243 | 0.00082476 | 1297.9276 | 0.00018219 | 1699.0568 | 7.9625e-05 | 1399.4207 | 0.0013172 | 1345.2622 | 0.00037179
1676.2896 | 6.6869e-05 | 1377.4227 | 0.00050047 | 1292.4932 | 0.00018571 | 1680.6693 | 7.8847e-05 | 1427.7593 | 0.00031282 | 1388.5753 | 0.0001306 | 1688.726 | 6.494e-05 | 1414.6614 | 0.0008067 | 1299.9295 | 0.00017299 | 1701.5147 | 7.7318e-05 | 1401.4364 | 0.0013041 | 1347.3092 | 0.00036082
1678.726 | 6.5063e-05 | 1379.411 | 0.00049642 | 1294.4795 | 0.00018081 | 1683.1507 | 7.6006e-05 | 1429.8493 | 0.00031481 | 1390.726 | 0.00012733 | 1691.1781 | 6.2299e-05 | 1416.6986 | 0.00078807 | 1301.9315 | 0.00016343 | 1703.9726 | 7.5149e-05 | 1403.4521 | 0.0012888 | 1349.3562 | 0.00034999
1681.1624 | 6.3326e-05 | 1381.3992 | 0.00049342 | 1296.4658 | 0.00017563 | 1685.6321 | 7.3228e-05 | 1431.9393 | 0.00031723 | 1392.8767 | 0.00012491 | 1693.6301 | 5.9824e-05 | 1418.7358 | 0.00076894 | 1303.9335 | 0.00015382 | 1706.4305 | 7.312e-05 | 1405.4677 | 0.0012709 | 1351.4031 | 0.00033932
1683.5988 | 6.1638e-05 | 1383.3875 | 0.00049123 | 1298.4521 | 0.00017004 | 1688.1135 | 7.0521e-05 | 1434.0294 | 0.00031966 | 1395.0274 | 0.00012305 | 1696.0822 | 5.7516e-05 | 1420.773 | 0.00074931 | 1305.9354 | 0.00014456 | 1708.8885 | 7.1224e-05 | 1407.4834 | 0.0012505 | 1353.4501 | 0.00032885
1686.0352 | 5.9982e-05 | 1385.3757 | 0.00048963 | 1300.4384 | 0.0001639 | 1690.5949 | 6.7891e-05 | 1436.1194 | 0.00032164 | 1397.1781 | 0.00012139 | 1698.5342 | 5.5374e-05 | 1422.8102 | 0.00072919 | 1307.9374 | 0.00013597 | 1711.3464 | 6.9451e-05 | 1409.499 | 0.0012274 | 1355.4971 | 0.00031864
1688.4716 | 5.8342e-05 | 1387.364 | 0.00048832 | 1302.4247 | 0.00015718 | 1693.0763 | 6.5343e-05 | 1438.2094 | 0.00032274 | 1399.3288 | 0.00011964 | 1700.9863 | 5.3393e-05 | 1424.8474 | 0.0007086 | 1309.9393 | 0.00012828 | 1713.8043 | 6.7783e-05 | 1411.5147 | 0.0012016 | 1357.544 | 0.00030871
1690.908 | 5.6704e-05 | 1389.3523 | 0.000487 | 1304.411 | 0.00014991 | 1695.5577 | 6.2876e-05 | 1440.2994 | 0.00032239 | 1401.4795 | 0.00011757 | 1703.4384 | 5.1563e-05 | 1426.8845 | 0.00068756 | 1311.9413 | 0.00012169 | 1716.2622 | 6.6203e-05 | 1413.5303 | 0.0011733 | 1359.591 | 0.00029905
1693.3444 | 5.5054e-05 | 1391.3405 | 0.00048535 | 1306.3973 | 0.00014211 | 1698.0391 | 6.0491e-05 | 1442.3894 | 0.00032027 | 1403.6301 | 0.00011503 | 1705.8904 | 4.9873e-05 | 1428.9217 | 0.00066609 | 1313.9432 | 0.00011628 | 1718.7202 | 6.4689e-05 | 1415.546 | 0.0011425 | 1361.638 | 0.00028965
1695.7808 | 5.3385e-05 | 1393.3288 | 0.00048312 | 1308.3836 | 0.00013384 | 1700.5205 | 5.8186e-05 | 1444.4795 | 0.00031611 | 1405.7808 | 0.00011193 | 1708.3425 | 4.8316e-05 | 1430.9589 | 0.00064423 | 1315.9452 | 0.00011206 | 1721.1781 | 6.3211e-05 | 1417.5616 | 0.0011094 | 1363.6849 | 0.0002805
1698.2172 | 5.1693e-05 | 1395.317 | 0.00048008 | 1310.3699 | 0.00012519 | 1703.002 | 5.5968e-05 | 1446.5695 | 0.00030976 | 1407.9315 | 0.00010823 | 1710.7945 | 4.6874e-05 | 1432.9961 | 0.00062199 | 1317.9472 | 0.00010894 | 1723.636 | 6.1743e-05 | 1419.5773 | 0.001074 | 1365.7319 | 0.00027156
1700.6536 | 4.9978e-05 | 1397.3053 | 0.00047603 | 1312.3562 | 0.00011625 | 1705.4834 | 5.3821e-05 | 1448.6595 | 0.0003012 | 1410.0822 | 0.00010394 | 1713.2466 | 4.5519e-05 | 1435.0333 | 0.0005995 | 1319.9491 | 0.00010677 | 1726.0939 | 6.0262e-05 | 1421.593 | 0.001037 | 1367.7789 | 0.00026281
1703.09 | 4.8243e-05 | 1399.2935 | 0.00047078 | 1314.3425 | 0.00010715 | 1707.9648 | 5.1741e-05 | 1450.7495 | 0.00029056 | 1412.2329 | 9.9117e-05 | 1715.6986 | 4.4235e-05 | 1437.0705 | 0.0005768 | 1321.9511 | 0.00010533 | 1728.5519 | 5.875e-05 | 1423.6086 | 0.00099856 | 1369.8258 | 0.00025421
1705.5264 | 4.6492e-05 | 1401.2818 | 0.00046421 | 1316.3288 | 9.7998e-05 | 1710.4462 | 4.9723e-05 | 1452.8395 | 0.00027811 | 1414.3836 | 9.3845e-05 | 1718.1507 | 4.3005e-05 | 1439.1076 | 0.00055397 | 1323.953 | 0.00010436 | 1731.0098 | 5.7192e-05 | 1425.6243 | 0.00095895 | 1371.8728 | 0.0002457
1707.9628 | 4.473e-05 | 1403.2701 | 0.00045622 | 1318.3151 | 8.8928e-05 | 1712.9276 | 4.7763e-05 | 1454.9295 | 0.00026428 | 1416.5342 | 8.822e-05 | 1720.6027 | 4.1816e-05 | 1441.1448 | 0.00053107 | 1325.955 | 0.00010357 | 1733.4677 | 5.5575e-05 | 1427.6399 | 0.00091845 | 1373.9198 | 0.00023722
1710.3992 | 4.2967e-05 | 1405.2583 | 0.00044675 | 1320.3014 | 8.0065e-05 | 1715.409 | 4.5857e-05 | 1457.0196 | 0.00024954 | 1418.6849 | 8.2343e-05 | 1723.0548 | 4.0656e-05 | 1443.182 | 0.00050817 | 1327.9569 | 0.00010267 | 1735.9256 | 5.389e-05 | 1429.6556 | 0.00087732 | 1375.9667 | 0.00022872
1712.8356 | 4.1212e-05 | 1407.2466 | 0.00043579 | 1322.2877 | 7.1575e-05 | 1717.8904 | 4.4001e-05 | 1459.1096 | 0.00023446 | 1420.8356 | 7.6318e-05 | 1725.5068 | 3.9513e-05 | 1445.2192 | 0.00048533 | 1329.9589 | 0.00010137 | 1738.3836 | 5.213e-05 | 1431.6712 | 0.00083581 | 1378.0137 | 0.00022015
1715.272 | 3.9476e-05 | 1409.2348 | 0.0004232 | 1324.274 | 6.3536e-05 | 1720.3718 | 4.2193e-05 | 1461.1996 | 0.00021955 | 1422.9863 | 7.0256e-05 | 1727.9589 | 3.838e-05 | 1447.2564 | 0.00046261 | 1331.9609 | 9.95e-05 | 1740.8415 | 5.0285e-05 | 1433.6869 | 0.00079413 | 1380.0607 | 0.00021146
1717.7084 | 3.7766e-05 | 1411.2231 | 0.00040922 | 1326.2603 | 5.6034e-05 | 1722.8532 | 4.0432e-05 | 1463.2896 | 0.00020528 | 1425.137 | 6.4234e-05 | 1730.411 | 3.7249e-05 | 1449.2935 | 0.0004401 | 1333.9628 | 9.6916e-05 | 1743.2994 | 4.8367e-05 | 1435.7025 | 0.00075251 | 1382.1076 | 0.00020264
1720.1448 | 3.609e-05 | 1413.2114 | 0.00039396 | 1328.2466 | 4.9134e-05 | 1725.3346 | 3.8715e-05 | 1465.3796 | 0.00019206 | 1427.2877 | 5.8321e-05 | 1732.863 | 3.6115e-05 | 1451.3307 | 0.00041784 | 1335.9648 | 9.3548e-05 | 1745.7573 | 4.6383e-05 | 1437.7182 | 0.00071113 | 1384.1546 | 0.00019366
1722.5812 | 3.4452e-05 | 1415.1996 | 0.00037754 | 1330.2329 | 4.288e-05 | 1727.816 | 3.7037e-05 | 1467.4697 | 0.00018012 | 1429.4384 | 5.2576e-05 | 1735.3151 | 3.4976e-05 | 1453.3679 | 0.00039585 | 1337.9667 | 8.9381e-05 | 1748.2153 | 4.4338e-05 | 1439.7339 | 0.00067011 | 1386.2016 | 0.0001845
1725.0176 | 3.2857e-05 | 1417.1879 | 0.00036009 | 1332.2192 | 3.7295e-05 | 1730.2975 | 3.5398e-05 | 1469.5597 | 0.00016939 | 1431.589 | 4.7049e-05 | 1737.7671 | 3.3828e-05 | 1455.4051 | 0.00037417 | 1339.9687 | 8.446e-05 | 1750.6732 | 4.2243e-05 | 1441.7495 | 0.00062956 | 1388.2485 | 0.00017516
1727.454 | 3.1308e-05 | 1419.1761 | 0.00034176 | 1334.2055 | 3.238e-05 | 1732.7789 | 3.3797e-05 | 1471.6497 | 0.00015972 | 1433.7397 | 4.1785e-05 | 1740.2192 | 3.2669e-05 | 1457.4423 | 0.00035284 | 1341.9706 | 7.8878e-05 | 1753.1311 | 4.0106e-05 | 1443.7652 | 0.00058955 | 1390.2955 | 0.00016568
1729.8904 | 2.9804e-05 | 1421.1644 | 0.0003227 | 1336.1918 | 2.8116e-05 | 1735.2603 | 3.2235e-05 | 1473.7397 | 0.00015086 | 1435.8904 | 3.6822e-05 | 1742.6712 | 3.1499e-05 | 1459.4795 | 0.00033187 | 1343.9726 | 7.2769e-05 | 1755.589 | 3.7939e-05 | 1445.7808 | 0.00055016 | 1392.3425 | 0.0001561
1732.3268 | 2.8351e-05 | 1423.1526 | 0.00030305 | 1338.1781 | 2.4467e-05 | 1737.7417 | 3.0712e-05 | 1475.8297 | 0.00014248 | 1438.0411 | 3.2191e-05 | 1745.1233 | 3.0315e-05 | 1461.5166 | 0.0003113 | 1345.9746 | 6.6295e-05 | 1758.047 | 3.5754e-05 | 1447.7965 | 0.00051147 | 1394.3894 | 0.00014645
1734.7632 | 2.694e-05 | 1425.1409 | 0.00028298 | 1340.1644 | 2.1382e-05 | 1740.2231 | 2.9229e-05 | 1477.9198 | 0.00013425 | 1440.1918 | 2.7917e-05 | 1747.5753 | 2.9117e-05 | 1463.5538 | 0.00029117 | 1347.9765 | 5.9634e-05 | 1760.5049 | 3.3563e-05 | 1449.8121 | 0.00047353 | 1396.4364 | 0.00013678
1737.1996 | 2.5566e-05 | 1427.1292 | 0.00026262 | 1342.1507 | 1.8825e-05 | 1742.7045 | 2.7787e-05 | 1480.0098 | 0.00012586 | 1442.3425 | 2.4021e-05 | 1750.0274 | 2.79e-05 | 1465.591 | 0.00027153 | 1349.9785 | 5.299e-05 | 1762.9628 | 3.1381e-05 | 1451.8278 | 0.00043645 | 1398.4834 | 0.00012714
1739.636 | 2.4225e-05 | 1429.1174 | 0.00024215 | 1344.137 | 1.6711e-05 | 1745.1859 | 2.6391e-05 | 1482.0998 | 0.00011709 | 1444.4932 | 2.0551e-05 | 1752.4795 | 2.6664e-05 | 1467.6282 | 0.00025236 | 1351.9804 | 4.6548e-05 | 1765.4207 | 2.9218e-05 | 1453.8434 | 0.00040044 | 1400.5303 | 0.0001176
1742.0724 | 2.291e-05 | 1431.1057 | 0.00022176 | 1346.1233 | 1.4942e-05 | 1747.6673 | 2.5034e-05 | 1484.1898 | 0.00010783 | 1446.6438 | 1.7465e-05 | 1754.9315 | 2.5408e-05 | 1469.6654 | 0.00023368 | 1353.9824 | 4.045e-05 | 1767.8787 | 2.7086e-05 | 1455.8591 | 0.00036549 | 1402.5773 | 0.00010825
1744.5088 | 2.1619e-05 | 1433.0939 | 0.00020161 | 1348.1096 | 1.3451e-05 | 1750.1487 | 2.3716e-05 | 1486.2798 | 9.8061e-05 | 1448.7945 | 1.4757e-05 | 1757.3836 | 2.4132e-05 | 1471.7025 | 0.00021553 | 1355.9843 | 3.4806e-05 | 1770.3366 | 2.4996e-05 | 1457.8748 | 0.00033172 | 1404.6243 | 9.9136e-05
1746.9452 | 2.0346e-05 | 1435.0822 | 0.00018188 | 1350.0959 | 1.2174e-05 | 1752.6301 | 2.2433e-05 | 1488.3699 | 8.7899e-05 | 1450.9452 | 1.2408e-05 | 1759.8356 | 2.2836e-05 | 1473.7397 | 0.00019793 | 1357.9863 | 2.9693e-05 | 1772.7945 | 2.2955e-05 | 1459.8904 | 0.00029926 | 1406.6712 | 9.0313e-05
1749.3816 | 1.9088e-05 | 1437.0705 | 0.00016271 | 1352.0822 | 1.1059e-05 | 1755.1115 | 2.1181e-05 | 1490.4599 | 7.7534e-05 | 1453.0959 | 1.0397e-05 | 1762.2877 | 2.1522e-05 | 1475.7769 | 0.00018094 | 1359.9883 | 2.5152e-05 | 1775.2524 | 2.0975e-05 | 1461.9061 | 0.00026823 | 1408.7182 | 8.1831e-05
1751.818 | 1.7845e-05 | 1439.0587 | 0.00014428 | 1354.0685 | 1.0061e-05 | 1757.593 | 1.9957e-05 | 1492.5499 | 6.7248e-05 | 1455.2466 | 8.6946e-06 | 1764.7397 | 2.0193e-05 | 1477.8141 | 0.00016458 | 1361.9902 | 2.1194e-05 | 1777.7104 | 1.9063e-05 | 1463.9217 | 0.00023875 | 1410.7652 | 7.3732e-05
1754.2544 | 1.6616e-05 | 1441.047 | 0.00012674 | 1356.0548 | 9.1443e-06 | 1760.0744 | 1.8757e-05 | 1494.6399 | 5.7335e-05 | 1457.3973 | 7.269e-06 | 1767.1918 | 1.8851e-05 | 1479.8513 | 0.00014897 | 1363.9922 | 1.7799e-05 | 1780.1683 | 1.7232e-05 | 1465.9374 | 0.00021095 | 1412.8121 | 6.6054e-05
1756.6908 | 1.5402e-05 | 1443.0352 | 0.00011022 | 1358.0411 | 8.2838e-06 | 1762.5558 | 1.7576e-05 | 1496.7299 | 4.8037e-05 | 1459.5479 | 6.0856e-06 | 1769.6438 | 1.7503e-05 | 1481.8885 | 0.00013415 | 1365.9941 | 1.4926e-05 | 1782.6262 | 1.5495e-05 | 1467.953 | 0.00018494 | 1414.8591 | 5.8828e-05
1759.1272 | 1.4204e-05 | 1445.0235 | 9.484e-05 | 1360.0274 | 7.4629e-06 | 1765.0372 | 1.6411e-05 | 1498.82 | 3.9541e-05 | 1461.6986 | 5.1087e-06 | 1772.0959 | 1.6157e-05 | 1483.9256 | 0.00012011 | 1367.9961 | 1.2518e-05 | 1785.0841 | 1.3848e-05 | 1469.9687 | 0.00016088 | 1416.9061 | 5.213e-05
1761.5636 | 1.3029e-05 | 1447.0117 | 8.0698e-05 | 1362.0137 | 6.6725e-06 | 1767.5186 | 1.5259e-05 | 1500.91 | 3.1977e-05 | 1463.8493 | 4.3036e-06 | 1774.5479 | 1.4821e-05 | 1485.9628 | 0.00010688 | 1369.998 | 1.0509e-05 | 1787.5421 | 1.2299e-05 | 1471.9843 | 0.00013898 | 1418.953 | 4.596e-05
1764 | 1.188e-05 | 1449 | 6.7946e-05 | 1364 | 5.9134e-06 | 1770 | 1.4117e-05 | 1503 | 2.5405e-05 | 1466 | 3.638e-06 | 1777 | 1.3504e-05 | 1488 | 9.4493e-05 | 1372 | 8.8577e-06 | 1790 | 1.0849e-05 | 1474 | 0.00011904 | 1421 | 4.0284e-05

## FM 3.14
|  | Consumer Power | [5 empty] | Gone Green | [5 empty] | Slow Progression | [5 empty] | No Progression
A |  | B |  | C |  | A |  | B |  | C |  | A |  | B |  | C |  | A |  | B |  | C
Loss limit (MW) |  | Loss limit (MW) |  | Loss limit (MW) |  | Loss limit (MW) |  | Loss limit (MW) |  | Loss limit (MW) |  | Loss limit (MW) |  | Loss limit (MW) |  | Loss limit (MW) |  | Loss limit (MW) |  | Loss limit (MW) |  | Loss limit (MW)
623 | 4.4019e-06 | 433 | 1.3717e-05 | 263 | 3.9683e-05 | 607 | 4.4196e-06 | 435 | 2.3071e-05 | 263 | 3.8858e-05 | 626 | 9.3616e-06 | 447 | 1.766e-05 | 343 | 1.6287e-05 | 619 | 1.0026e-05 | 444 | 1.5053e-05 | 369 | 1.6863e-05
624.6164 | 5.0687e-06 | 434.9883 | 1.6601e-05 | 265.3151 | 4.4179e-05 | 608.7534 | 4.9587e-06 | 437.09 | 2.8518e-05 | 265.411 | 4.3354e-05 | 627.6869 | 1.1264e-05 | 449.0372 | 2.0156e-05 | 345.2407 | 1.801e-05 | 620.6732 | 1.1222e-05 | 446.0157 | 1.6909e-05 | 371.1624 | 1.9039e-05
626.2329 | 5.8746e-06 | 436.9765 | 1.9931e-05 | 267.6301 | 4.9008e-05 | 610.5068 | 5.5023e-06 | 439.18 | 3.5002e-05 | 267.8219 | 4.8204e-05 | 629.3738 | 1.3558e-05 | 451.0744 | 2.2975e-05 | 347.4814 | 1.9817e-05 | 622.3464 | 1.2497e-05 | 448.0313 | 1.8922e-05 | 373.3249 | 2.137e-05
627.8493 | 6.8839e-06 | 438.9648 | 2.3713e-05 | 269.9452 | 5.4191e-05 | 612.2603 | 6.0498e-06 | 441.2701 | 4.2658e-05 | 270.2329 | 5.3446e-05 | 631.0607 | 1.633e-05 | 453.1115 | 2.6155e-05 | 349.7221 | 2.171e-05 | 624.0196 | 1.3877e-05 | 450.047 | 2.1118e-05 | 375.4873 | 2.3862e-05
629.4658 | 8.1821e-06 | 440.953 | 2.7984e-05 | 272.2603 | 5.975e-05 | 614.0137 | 6.6028e-06 | 443.3601 | 5.1602e-05 | 272.6438 | 5.9162e-05 | 632.7476 | 1.9676e-05 | 455.1487 | 2.9736e-05 | 351.9628 | 2.3691e-05 | 625.6928 | 1.5399e-05 | 452.0626 | 2.3497e-05 | 377.6497 | 2.6521e-05
631.0822 | 9.8997e-06 | 442.9413 | 3.2794e-05 | 274.5753 | 6.5787e-05 | 615.7671 | 7.1667e-06 | 445.4501 | 6.1934e-05 | 275.0548 | 6.5326e-05 | 634.4344 | 2.3728e-05 | 457.1859 | 3.3796e-05 | 354.2035 | 2.5766e-05 | 627.3659 | 1.7112e-05 | 454.0783 | 2.6055e-05 | 379.8121 | 2.9357e-05
632.6986 | 1.2205e-05 | 444.9295 | 3.8209e-05 | 276.8904 | 7.2266e-05 | 617.5205 | 7.7519e-06 | 447.5401 | 7.3744e-05 | 277.4658 | 7.1971e-05 | 636.1213 | 2.8639e-05 | 459.2231 | 3.84e-05 | 356.4442 | 2.7943e-05 | 629.0391 | 1.9074e-05 | 456.0939 | 2.8794e-05 | 381.9746 | 3.2381e-05
634.3151 | 1.5235e-05 | 446.9178 | 4.4316e-05 | 279.2055 | 7.9212e-05 | 619.274 | 8.3761e-06 | 449.6301 | 8.7171e-05 | 279.8767 | 7.9131e-05 | 637.8082 | 3.4452e-05 | 461.2603 | 4.3545e-05 | 358.6849 | 3.0233e-05 | 630.7123 | 2.1353e-05 | 458.1096 | 3.1714e-05 | 384.137 | 3.5625e-05
635.9315 | 1.9165e-05 | 448.9061 | 5.1233e-05 | 281.5205 | 8.6653e-05 | 621.0274 | 9.0664e-06 | 451.7202 | 0.00010211 | 282.2877 | 8.6839e-05 | 639.4951 | 4.1245e-05 | 463.2975 | 4.9267e-05 | 360.9256 | 3.2649e-05 | 632.3855 | 2.4026e-05 | 460.1252 | 3.4808e-05 | 386.2994 | 3.9075e-05
637.5479 | 2.4175e-05 | 450.8943 | 5.9111e-05 | 283.8356 | 9.4618e-05 | 622.7808 | 9.8624e-06 | 453.8102 | 0.00011859 | 284.6986 | 9.5126e-05 | 641.182 | 4.9073e-05 | 465.3346 | 5.5601e-05 | 363.1663 | 3.5228e-05 | 634.0587 | 2.7176e-05 | 462.1409 | 3.8072e-05 | 388.4618 | 4.2737e-05
639.1644 | 3.0435e-05 | 452.8826 | 6.8138e-05 | 286.1507 | 0.00010313 | 624.5342 | 1.0818e-05 | 455.9002 | 0.00013664 | 287.1096 | 0.00010402 | 642.8689 | 5.7964e-05 | 467.3718 | 6.2577e-05 | 365.407 | 3.7966e-05 | 635.7319 | 3.0908e-05 | 464.1566 | 4.1494e-05 | 390.6243 | 4.6613e-05
640.7808 | 3.8096e-05 | 454.8708 | 7.8596e-05 | 288.4658 | 0.00011221 | 626.2877 | 1.2003e-05 | 457.9902 | 0.00015639 | 289.5205 | 0.00011362 | 644.5558 | 6.7913e-05 | 469.409 | 7.0219e-05 | 367.6477 | 4.0876e-05 | 637.4051 | 3.5358e-05 | 466.1722 | 4.5063e-05 | 392.7867 | 5.0703e-05
642.3973 | 4.727e-05 | 456.8591 | 9.0899e-05 | 290.7808 | 0.00012192 | 628.0411 | 1.3504e-05 | 460.0802 | 0.00017801 | 291.9315 | 0.00012394 | 646.2427 | 7.8879e-05 | 471.4462 | 7.8548e-05 | 369.8885 | 4.3973e-05 | 639.0783 | 4.0557e-05 | 468.1879 | 4.8782e-05 | 394.9491 | 5.5001e-05
644.0137 | 5.8023e-05 | 458.8474 | 0.00010523 | 293.0959 | 0.0001323 | 629.7945 | 1.5426e-05 | 462.1703 | 0.00020181 | 294.3425 | 0.00013494 | 647.9295 | 9.079e-05 | 473.4834 | 8.7648e-05 | 372.1292 | 4.7269e-05 | 640.7515 | 4.6579e-05 | 470.2035 | 5.2618e-05 | 397.1115 | 5.9496e-05
645.6301 | 7.0362e-05 | 460.8356 | 0.00012192 | 295.411 | 0.00014329 | 631.5479 | 1.789e-05 | 464.2603 | 0.00022822 | 296.7534 | 0.00014662 | 649.6164 | 0.00010354 | 475.5205 | 9.7504e-05 | 374.3699 | 5.0775e-05 | 642.4247 | 5.3486e-05 | 472.2192 | 5.6563e-05 | 399.274 | 6.4174e-05
647.2466 | 8.424e-05 | 462.8239 | 0.00014129 | 297.726 | 0.00015489 | 633.3014 | 2.1062e-05 | 466.3503 | 0.00025778 | 299.1644 | 0.00015898 | 651.3033 | 0.00011701 | 477.5577 | 0.00010807 | 376.6106 | 5.4501e-05 | 644.0978 | 6.1327e-05 | 474.2348 | 6.0611e-05 | 401.4364 | 6.9019e-05
648.863 | 9.9552e-05 | 464.8121 | 0.00016368 | 300.0411 | 0.00016709 | 635.0548 | 2.5145e-05 | 468.4403 | 0.00029118 | 301.5753 | 0.00017201 | 652.9902 | 0.00013107 | 479.5949 | 0.00011933 | 378.8513 | 5.847e-05 | 645.771 | 7.0137e-05 | 476.2505 | 6.4765e-05 | 403.5988 | 7.4013e-05
650.4795 | 0.00011621 | 466.8004 | 0.00018938 | 302.3562 | 0.00017988 | 636.8082 | 3.0272e-05 | 470.5303 | 0.00032916 | 303.9863 | 0.00018569 | 654.6771 | 0.00014556 | 481.6321 | 0.00013127 | 381.092 | 6.2703e-05 | 647.4442 | 7.9936e-05 | 478.2661 | 6.9033e-05 | 405.7613 | 7.9108e-05
652.0959 | 0.00013402 | 468.7886 | 0.00021866 | 304.6712 | 0.00019323 | 638.5616 | 3.6629e-05 | 472.6204 | 0.00037251 | 306.3973 | 0.00019998 | 656.364 | 0.00016031 | 483.6693 | 0.00014389 | 383.3327 | 6.7176e-05 | 649.1174 | 9.0726e-05 | 480.2818 | 7.3433e-05 | 407.9237 | 8.4273e-05
653.7123 | 0.00015277 | 470.7769 | 0.00025176 | 306.9863 | 0.00020713 | 640.3151 | 4.4406e-05 | 474.7104 | 0.00042247 | 308.8082 | 0.00021492 | 658.0509 | 0.00017523 | 485.7065 | 0.00015715 | 385.5734 | 7.1893e-05 | 650.7906 | 0.00010249 | 482.2975 | 7.7993e-05 | 410.0861 | 8.9478e-05
655.3288 | 0.00017233 | 472.7652 | 0.00028885 | 309.3014 | 0.00022159 | 642.0685 | 5.3786e-05 | 476.8004 | 0.00047953 | 311.2192 | 0.00023037 | 659.7378 | 0.00019024 | 487.7436 | 0.00017105 | 387.8141 | 7.6856e-05 | 652.4638 | 0.0001152 | 484.3131 | 8.276e-05 | 412.2485 | 9.4689e-05
656.9452 | 0.00019261 | 474.7534 | 0.00033008 | 311.6164 | 0.00023654 | 643.8219 | 6.4938e-05 | 478.8904 | 0.00054391 | 313.6301 | 0.00024624 | 661.4247 | 0.00020534 | 489.7808 | 0.00018563 | 390.0548 | 8.2069e-05 | 654.137 | 0.00012887 | 486.3288 | 8.7816e-05 | 414.411 | 9.9878e-05
658.5616 | 0.00021358 | 476.7417 | 0.00037593 | 313.9315 | 0.0002519 | 645.5753 | 7.7994e-05 | 480.9804 | 0.00061573 | 316.0411 | 0.00026247 | 663.1115 | 0.00022056 | 491.818 | 0.00020081 | 392.2955 | 8.7534e-05 | 655.8102 | 0.00014341 | 488.3444 | 9.3197e-05 | 416.5734 | 0.00010502
660.1781 | 0.00023526 | 478.7299 | 0.00042587 | 316.2466 | 0.00026763 | 647.3288 | 9.3038e-05 | 483.0705 | 0.00069475 | 318.4521 | 0.00027898 | 664.7984 | 0.00023599 | 493.8552 | 0.00021654 | 394.5362 | 9.3255e-05 | 657.4834 | 0.00015871 | 490.3601 | 9.8971e-05 | 418.7358 | 0.00011008
661.7945 | 0.0002577 | 480.7182 | 0.00047978 | 318.5616 | 0.00028369 | 649.0822 | 0.0001101 | 485.1605 | 0.00078034 | 320.863 | 0.00029568 | 666.4853 | 0.00025176 | 495.8924 | 0.00023278 | 396.7769 | 9.9265e-05 | 659.1566 | 0.00017471 | 492.3757 | 0.00010521 | 420.8982 | 0.00011503
663.411 | 0.00028102 | 482.7065 | 0.00053747 | 320.8767 | 0.00030003 | 650.8356 | 0.00012913 | 487.2505 | 0.0008715 | 323.274 | 0.00031248 | 668.1722 | 0.00026809 | 497.9295 | 0.00024952 | 399.0176 | 0.00010556 | 660.8297 | 0.00019135 | 494.3914 | 0.00011197 | 423.0607 | 0.00011986
665.0274 | 0.00030533 | 484.6947 | 0.00059866 | 323.1918 | 0.00031662 | 652.589 | 0.00015004 | 489.3405 | 0.00096689 | 325.6849 | 0.0003293 | 669.8591 | 0.0002852 | 499.9667 | 0.00026672 | 401.2583 | 0.00011214 | 662.5029 | 0.00020861 | 496.407 | 0.00011932 | 425.2231 | 0.00012456
666.6438 | 0.0003308 | 486.683 | 0.00066301 | 325.5068 | 0.00033342 | 654.3425 | 0.00017268 | 491.4305 | 0.0010649 | 328.0959 | 0.000346 | 671.546 | 0.00030347 | 502.0039 | 0.00028434 | 403.499 | 0.000119 | 664.1761 | 0.00022649 | 498.4227 | 0.00012731 | 427.3855 | 0.00012913
668.2603 | 0.00035759 | 488.6712 | 0.00073011 | 327.8219 | 0.0003504 | 656.0959 | 0.00019695 | 493.5205 | 0.0011638 | 330.5068 | 0.00036252 | 673.2329 | 0.00032326 | 504.0411 | 0.00030236 | 405.7397 | 0.00012615 | 665.8493 | 0.00024502 | 500.4384 | 0.00013598 | 429.5479 | 0.00013358
669.8767 | 0.00038599 | 490.6595 | 0.00079946 | 330.137 | 0.00036751 | 657.8493 | 0.00022262 | 495.6106 | 0.0012618 | 332.9178 | 0.00037876 | 674.9198 | 0.00034486 | 506.0783 | 0.00032076 | 407.9804 | 0.00013359 | 667.5225 | 0.00026427 | 502.454 | 0.0001454 | 431.7104 | 0.00013793
671.4932 | 0.00041626 | 492.6477 | 0.0008705 | 332.4521 | 0.00038473 | 659.6027 | 0.00024953 | 497.7006 | 0.0013574 | 335.3288 | 0.00039466 | 676.6067 | 0.0003686 | 508.1155 | 0.00033945 | 410.2211 | 0.00014133 | 669.1957 | 0.0002844 | 504.4697 | 0.00015558 | 433.8728 | 0.00014221
673.1096 | 0.0004486 | 494.636 | 0.00094259 | 334.7671 | 0.00040205 | 661.3562 | 0.00027766 | 499.7906 | 0.001449 | 337.7397 | 0.00041016 | 678.2935 | 0.0003948 | 510.1526 | 0.00035837 | 412.4618 | 0.00014937 | 670.8689 | 0.00030557 | 506.4853 | 0.00016644 | 436.0352 | 0.00014645
674.726 | 0.00048329 | 496.6243 | 0.001015 | 337.0822 | 0.00041945 | 663.1096 | 0.00030705 | 501.8806 | 0.0015353 | 340.1507 | 0.00042522 | 679.9804 | 0.00042379 | 512.1898 | 0.00037744 | 414.7025 | 0.00015775 | 672.5421 | 0.00032822 | 508.501 | 0.00017793 | 438.1977 | 0.00015073
676.3425 | 0.00052069 | 498.6125 | 0.0010867 | 339.3973 | 0.00043694 | 664.863 | 0.00033783 | 503.9706 | 0.0016164 | 342.5616 | 0.00043979 | 681.6673 | 0.00045582 | 514.227 | 0.00039661 | 416.9432 | 0.00016642 | 674.2153 | 0.00035258 | 510.5166 | 0.00018999 | 440.3601 | 0.0001551
677.9589 | 0.00056114 | 500.6008 | 0.0011572 | 341.7123 | 0.00045451 | 666.6164 | 0.00037023 | 506.0607 | 0.0016921 | 344.9726 | 0.0004538 | 683.3542 | 0.00049112 | 516.2642 | 0.0004158 | 419.184 | 0.00017537 | 675.8885 | 0.00037899 | 512.5323 | 0.00020256 | 442.5225 | 0.00015967
679.5753 | 0.00060503 | 502.589 | 0.0012255 | 344.0274 | 0.00047218 | 668.3699 | 0.0004045 | 508.1507 | 0.0017626 | 347.3836 | 0.00046726 | 685.0411 | 0.00052987 | 518.3014 | 0.00043494 | 421.4247 | 0.00018456 | 677.5616 | 0.00040784 | 514.5479 | 0.00021556 | 444.6849 | 0.00016453
681.1918 | 0.00065272 | 504.5773 | 0.001291 | 346.3425 | 0.00048995 | 670.1233 | 0.00044093 | 510.2407 | 0.0018284 | 349.7945 | 0.00048023 | 686.728 | 0.00057217 | 520.3386 | 0.00045396 | 423.6654 | 0.000194 | 679.2348 | 0.00043952 | 516.5636 | 0.0002289 | 446.8474 | 0.00016978
682.8082 | 0.00070452 | 506.5656 | 0.0013531 | 348.6575 | 0.00050784 | 671.8767 | 0.00047978 | 512.3307 | 0.0018898 | 352.2055 | 0.00049272 | 688.4149 | 0.00061806 | 522.3757 | 0.00047272 | 425.9061 | 0.00020364 | 680.908 | 0.00047442 | 518.5793 | 0.00024252 | 449.0098 | 0.00017551
684.4247 | 0.00076069 | 508.5538 | 0.0014113 | 350.9726 | 0.00052585 | 673.6301 | 0.0005213 | 514.4207 | 0.0019468 | 354.6164 | 0.00050477 | 690.1018 | 0.00066776 | 524.4129 | 0.00049118 | 428.1468 | 0.00021347 | 682.5812 | 0.00051286 | 520.5949 | 0.00025636 | 451.1722 | 0.00018183
686.0411 | 0.00082139 | 510.5421 | 0.0014652 | 353.2877 | 0.00054398 | 675.3836 | 0.00056569 | 516.5108 | 0.0019995 | 357.0274 | 0.00051645 | 691.7886 | 0.00072106 | 526.4501 | 0.00050928 | 430.3875 | 0.00022347 | 684.2544 | 0.00055514 | 522.6106 | 0.00027035 | 453.3346 | 0.00018883
687.6575 | 0.00088666 | 512.5303 | 0.0015146 | 355.6027 | 0.00056223 | 677.137 | 0.00061307 | 518.6008 | 0.0020475 | 359.4384 | 0.00052781 | 693.4755 | 0.00077766 | 528.4873 | 0.00052696 | 432.6282 | 0.00023363 | 685.9276 | 0.00060144 | 524.6262 | 0.00028444 | 455.4971 | 0.00019659
689.274 | 0.00095664 | 514.5186 | 0.0015594 | 357.9178 | 0.00058058 | 678.8904 | 0.00066385 | 520.6908 | 0.00209 | 361.8493 | 0.00053891 | 695.1624 | 0.00083737 | 530.5245 | 0.00054417 | 434.8689 | 0.0002439 | 687.6008 | 0.00065184 | 526.6419 | 0.00029863 | 457.6595 | 0.00020519
690.8904 | 0.001031 | 516.5068 | 0.0015994 | 360.2329 | 0.00059904 | 680.6438 | 0.00071778 | 522.7808 | 0.0021263 | 364.2603 | 0.00054983 | 696.8493 | 0.0009 | 532.5616 | 0.00056088 | 437.1096 | 0.00025428 | 689.274 | 0.0007064 | 528.6575 | 0.00031291 | 459.8219 | 0.00021474
692.5068 | 0.001109 | 518.4951 | 0.0016351 | 362.5479 | 0.00061758 | 682.3973 | 0.00077492 | 524.8708 | 0.0021553 | 366.6712 | 0.00056069 | 698.5362 | 0.00096537 | 534.5988 | 0.00057706 | 439.3503 | 0.00026476 | 690.9472 | 0.00076513 | 530.6732 | 0.00032728 | 461.9843 | 0.00022526
694.1233 | 0.0011904 | 520.4834 | 0.0016671 | 364.863 | 0.00063615 | 684.1507 | 0.00083537 | 526.9609 | 0.0021753 | 369.0822 | 0.00057158 | 700.2231 | 0.0010333 | 536.636 | 0.00059268 | 441.591 | 0.00027533 | 692.6204 | 0.00082733 | 532.6888 | 0.00034174 | 464.1468 | 0.00023668
695.7397 | 0.0012744 | 522.4716 | 0.0016958 | 367.1781 | 0.00065472 | 685.9041 | 0.00089924 | 529.0509 | 0.0021857 | 371.4932 | 0.00058259 | 701.91 | 0.0011037 | 538.6732 | 0.00060767 | 443.8317 | 0.00028602 | 694.2935 | 0.00089255 | 534.7045 | 0.00035629 | 466.3092 | 0.00024894
697.3562 | 0.0013606 | 524.4599 | 0.0017218 | 369.4932 | 0.00067323 | 687.6575 | 0.00096673 | 531.1409 | 0.0021862 | 373.9041 | 0.00059382 | 703.5969 | 0.0011765 | 540.7104 | 0.00062211 | 446.0724 | 0.00029682 | 695.9667 | 0.00096025 | 536.7202 | 0.00037095 | 468.4716 | 0.00026197
698.9726 | 0.0014486 | 526.4481 | 0.0017455 | 371.8082 | 0.00069165 | 689.411 | 0.0010381 | 533.2309 | 0.0021764 | 376.3151 | 0.00060535 | 705.2838 | 0.0012515 | 542.7476 | 0.00063604 | 448.3131 | 0.00030778 | 697.6399 | 0.0010299 | 538.7358 | 0.00038568 | 470.6341 | 0.00027567
700.589 | 0.001538 | 528.4364 | 0.0017673 | 374.1233 | 0.00070992 | 691.1644 | 0.0011136 | 535.3209 | 0.0021566 | 378.726 | 0.00061727 | 706.9706 | 0.0013287 | 544.7847 | 0.00064947 | 450.5538 | 0.00031894 | 699.3131 | 0.0011009 | 540.7515 | 0.00040043 | 472.7965 | 0.00028991
702.2055 | 0.0016287 | 530.4247 | 0.0017877 | 376.4384 | 0.00072799 | 692.9178 | 0.0011936 | 537.411 | 0.0021273 | 381.137 | 0.00062969 | 708.6575 | 0.0014081 | 546.8219 | 0.00066244 | 452.7945 | 0.00033033 | 700.9863 | 0.0011727 | 542.7671 | 0.00041515 | 474.9589 | 0.00030456
703.8219 | 0.0017206 | 532.4129 | 0.0018069 | 378.7534 | 0.0007458 | 694.6712 | 0.0012782 | 539.501 | 0.0020894 | 383.5479 | 0.00064276 | 710.3444 | 0.0014895 | 548.8591 | 0.00067498 | 455.0352 | 0.000342 | 702.6595 | 0.0012449 | 544.7828 | 0.00042976 | 477.1213 | 0.00031945
705.4384 | 0.0018138 | 534.4012 | 0.0018252 | 381.0685 | 0.00076327 | 696.4247 | 0.0013677 | 541.591 | 0.0020442 | 385.9589 | 0.0006565 | 712.0313 | 0.0015725 | 550.8963 | 0.00068712 | 457.2759 | 0.00035398 | 704.3327 | 0.0013172 | 546.7984 | 0.00044417 | 479.2838 | 0.00033442
707.0548 | 0.0019089 | 536.3894 | 0.0018425 | 383.3836 | 0.00078038 | 698.1781 | 0.0014621 | 543.681 | 0.0019933 | 388.3699 | 0.00067095 | 713.7182 | 0.0016569 | 552.9335 | 0.0006989 | 459.5166 | 0.00036633 | 706.0059 | 0.0013891 | 548.8141 | 0.0004583 | 481.4462 | 0.00034929
708.6712 | 0.0020061 | 538.3777 | 0.0018588 | 385.6986 | 0.00079711 | 699.9315 | 0.0015613 | 545.771 | 0.0019385 | 390.7808 | 0.00068618 | 715.4051 | 0.001742 | 554.9706 | 0.00071036 | 461.7573 | 0.00037909 | 707.6791 | 0.0014605 | 550.8297 | 0.00047206 | 483.6086 | 0.00036393
710.2877 | 0.0021061 | 540.3659 | 0.001874 | 388.0137 | 0.00081342 | 701.6849 | 0.0016651 | 547.8611 | 0.0018817 | 393.1918 | 0.00070222 | 717.092 | 0.0018274 | 557.0078 | 0.00072158 | 463.998 | 0.00039233 | 709.3523 | 0.0015312 | 552.8454 | 0.00048537 | 485.771 | 0.00037824
711.9041 | 0.0022089 | 542.3542 | 0.0018877 | 390.3288 | 0.00082931 | 703.4384 | 0.0017726 | 549.9511 | 0.0018249 | 395.6027 | 0.00071909 | 718.7789 | 0.0019123 | 559.045 | 0.00073261 | 466.2387 | 0.00040615 | 711.0254 | 0.001601 | 554.8611 | 0.00049815 | 487.9335 | 0.00039214
713.5205 | 0.0023145 | 544.3425 | 0.0018996 | 392.6438 | 0.00084475 | 705.1918 | 0.0018832 | 552.0411 | 0.0017699 | 398.0137 | 0.0007368 | 720.4658 | 0.0019958 | 561.0822 | 0.00074352 | 468.4795 | 0.00042059 | 712.6986 | 0.0016699 | 556.8767 | 0.00051034 | 490.0959 | 0.00040561
715.137 | 0.0024228 | 546.3307 | 0.0019094 | 394.9589 | 0.00085973 | 706.9452 | 0.001996 | 554.1311 | 0.0017186 | 400.4247 | 0.00075541 | 722.1526 | 0.0020771 | 563.1194 | 0.00075434 | 470.7202 | 0.00043566 | 714.3718 | 0.0017375 | 558.8924 | 0.00052202 | 492.2583 | 0.00041864
716.7534 | 0.0025332 | 548.319 | 0.0019167 | 397.274 | 0.00087422 | 708.6986 | 0.0021104 | 556.2211 | 0.001672 | 402.8356 | 0.00077484 | 723.8395 | 0.0021551 | 565.1566 | 0.00076515 | 472.9609 | 0.0004514 | 716.045 | 0.0018036 | 560.908 | 0.00053323 | 494.4207 | 0.00043128
718.3699 | 0.0026448 | 550.3072 | 0.0019213 | 399.589 | 0.00088823 | 710.4521 | 0.0022258 | 558.3112 | 0.0016309 | 405.2466 | 0.00079496 | 725.5264 | 0.0022289 | 567.1937 | 0.00077599 | 475.2016 | 0.00046784 | 717.7182 | 0.0018678 | 562.9237 | 0.00054406 | 496.5832 | 0.00044359
719.9863 | 0.0027564 | 552.2955 | 0.0019226 | 401.9041 | 0.00090182 | 712.2055 | 0.0023417 | 560.4012 | 0.0015954 | 407.6575 | 0.00081569 | 727.2133 | 0.002297 | 569.2309 | 0.00078696 | 477.4423 | 0.00048501 | 719.3914 | 0.0019294 | 564.9393 | 0.00055462 | 498.7456 | 0.00045569
721.6027 | 0.0028665 | 554.2838 | 0.0019206 | 404.2192 | 0.000915 | 713.9589 | 0.0024578 | 562.4912 | 0.0015654 | 410.0685 | 0.0008369 | 728.9002 | 0.0023587 | 571.2681 | 0.00079812 | 479.683 | 0.00050295 | 721.0646 | 0.0019879 | 566.955 | 0.00056505 | 500.908 | 0.00046773
723.2192 | 0.0029735 | 556.272 | 0.0019149 | 406.5342 | 0.00092779 | 715.7123 | 0.0025737 | 564.5812 | 0.0015405 | 412.4795 | 0.00085849 | 730.5871 | 0.0024134 | 573.3053 | 0.00080954 | 481.9237 | 0.00052167 | 722.7378 | 0.0020425 | 568.9706 | 0.00057549 | 503.0705 | 0.00047989
724.8356 | 0.0030759 | 558.2603 | 0.0019054 | 408.8493 | 0.00094023 | 717.4658 | 0.002689 | 566.6712 | 0.0015201 | 414.8904 | 0.00088031 | 732.274 | 0.0024606 | 575.3425 | 0.00082126 | 484.1644 | 0.00054132 | 724.411 | 0.0020926 | 570.9863 | 0.0005861 | 505.2329 | 0.00049232
726.4521 | 0.0031719 | 560.2485 | 0.0018925 | 411.1644 | 0.00095233 | 719.2192 | 0.0028034 | 568.7613 | 0.0015032 | 417.3014 | 0.00090222 | 733.9609 | 0.0025001 | 577.3796 | 0.00083334 | 486.4051 | 0.00056178 | 726.0841 | 0.0021366 | 573.002 | 0.00059706 | 507.3953 | 0.00050516
728.0685 | 0.0032596 | 562.2368 | 0.0018763 | 413.4795 | 0.00096413 | 720.9726 | 0.0029159 | 570.8513 | 0.0014891 | 419.7123 | 0.00092401 | 735.6477 | 0.0025317 | 579.4168 | 0.00084582 | 488.6458 | 0.00058303 | 727.7573 | 0.0021744 | 575.0176 | 0.00060852 | 509.5577 | 0.00051854
729.6849 | 0.0033381 | 564.225 | 0.0018573 | 415.7945 | 0.00097563 | 722.726 | 0.0030252 | 572.9413 | 0.0014771 | 422.1233 | 0.00094551 | 737.3346 | 0.0025556 | 581.454 | 0.00085874 | 490.8865 | 0.00060506 | 729.4305 | 0.0022054 | 577.0333 | 0.00062054 | 511.7202 | 0.00053259
731.3014 | 0.003407 | 566.2133 | 0.001836 | 418.1096 | 0.00098691 | 724.4795 | 0.0031298 | 575.0313 | 0.0014666 | 424.5342 | 0.0009666 | 739.0215 | 0.0025721 | 583.4912 | 0.00087213 | 493.1272 | 0.00062784 | 731.1037 | 0.0022293 | 579.0489 | 0.0006332 | 513.8826 | 0.0005474
732.9178 | 0.0034658 | 568.2016 | 0.0018129 | 420.4247 | 0.00099802 | 726.2329 | 0.0032281 | 577.1213 | 0.0014574 | 426.9452 | 0.00098714 | 740.7084 | 0.0025817 | 585.5284 | 0.00088605 | 495.3679 | 0.00065131 | 732.7769 | 0.0022458 | 581.0646 | 0.00064652 | 516.045 | 0.00056303
734.5342 | 0.0035148 | 570.1898 | 0.0017886 | 422.7397 | 0.001009 | 727.9863 | 0.0033182 | 579.2114 | 0.0014495 | 429.3562 | 0.001007 | 742.3953 | 0.0025851 | 587.5656 | 0.00090048 | 497.6086 | 0.00067543 | 734.4501 | 0.0022551 | 583.0802 | 0.00066049 | 518.2074 | 0.00057962
736.1507 | 0.003554 | 572.1781 | 0.0017637 | 425.0548 | 0.0010199 | 729.7397 | 0.0033984 | 581.3014 | 0.0014429 | 431.7671 | 0.0010262 | 744.0822 | 0.002583 | 589.6027 | 0.00091538 | 499.8493 | 0.00070013 | 736.1233 | 0.0022572 | 585.0959 | 0.00067508 | 520.3699 | 0.0005971
737.7671 | 0.003584 | 574.1663 | 0.0017389 | 427.3699 | 0.0010307 | 731.4932 | 0.0034675 | 583.3914 | 0.0014377 | 434.1781 | 0.0010445 | 745.7691 | 0.0025756 | 591.6399 | 0.00093072 | 502.09 | 0.00072536 | 737.7965 | 0.0022526 | 587.1115 | 0.00069024 | 522.5323 | 0.00061543
739.3836 | 0.0036052 | 576.1546 | 0.0017149 | 429.6849 | 0.0010414 | 733.2466 | 0.0035243 | 585.4814 | 0.0014342 | 436.589 | 0.001062 | 747.456 | 0.0025643 | 593.6771 | 0.00094647 | 504.3307 | 0.00075091 | 739.4697 | 0.002242 | 589.1272 | 0.00070591 | 524.6947 | 0.00063454
741 | 0.0036183 | 578.1429 | 0.0016923 | 432 | 0.0010521 | 735 | 0.0035686 | 587.5714 | 0.0014324 | 439 | 0.0010784 | 749.1429 | 0.0025496 | 595.7143 | 0.0009626 | 506.5714 | 0.00077666 | 741.1429 | 0.0022261 | 591.1429 | 0.00072204 | 526.8571 | 0.00065438
742.6164 | 0.0036238 | 580.1311 | 0.0016715 | 434.3151 | 0.0010629 | 736.7534 | 0.0036004 | 589.6614 | 0.0014323 | 441.411 | 0.001094 | 750.8297 | 0.002532 | 597.7515 | 0.00097905 | 508.8121 | 0.00080248 | 742.816 | 0.0022058 | 593.1585 | 0.0007385 | 529.0196 | 0.00067489
744.2329 | 0.0036221 | 582.1194 | 0.0016528 | 436.6301 | 0.0010736 | 738.5068 | 0.0036205 | 591.7515 | 0.0014337 | 443.8219 | 0.0011088 | 752.5166 | 0.0025119 | 599.7886 | 0.00099579 | 511.0528 | 0.00082823 | 744.4892 | 0.0021818 | 595.1742 | 0.00075523 | 531.182 | 0.00069599
745.8493 | 0.0036136 | 584.1076 | 0.0016362 | 438.9452 | 0.0010844 | 740.2603 | 0.0036298 | 593.8415 | 0.0014362 | 446.2329 | 0.0011228 | 754.2035 | 0.0024894 | 601.8258 | 0.0010128 | 513.2935 | 0.00085376 | 746.1624 | 0.0021557 | 597.1898 | 0.00077216 | 533.3444 | 0.00071761
747.4658 | 0.0035983 | 586.0959 | 0.0016218 | 441.2603 | 0.0010951 | 742.0137 | 0.0036296 | 595.9315 | 0.0014393 | 448.6438 | 0.0011361 | 755.8904 | 0.0024648 | 603.863 | 0.00103 | 515.5342 | 0.00087895 | 747.8356 | 0.0021281 | 599.2055 | 0.00078927 | 535.5068 | 0.0007397
749.0822 | 0.0035769 | 588.0841 | 0.0016094 | 443.5753 | 0.0011058 | 743.7671 | 0.0036214 | 598.0215 | 0.0014423 | 451.0548 | 0.0011488 | 757.5773 | 0.0024382 | 605.9002 | 0.0010473 | 517.775 | 0.00090359 | 749.5088 | 0.0020999 | 601.2211 | 0.00080654 | 537.6693 | 0.00076224
750.6986 | 0.00355 | 590.0724 | 0.0015989 | 445.8904 | 0.0011163 | 745.5205 | 0.003606 | 600.1115 | 0.0014448 | 453.4658 | 0.0011609 | 759.2642 | 0.0024097 | 607.9374 | 0.0010647 | 520.0157 | 0.00092753 | 751.182 | 0.0020715 | 603.2368 | 0.00082396 | 539.8317 | 0.00078518
752.3151 | 0.0035181 | 592.0607 | 0.0015899 | 448.2055 | 0.0011267 | 747.274 | 0.0035852 | 602.2016 | 0.0014462 | 455.8767 | 0.0011724 | 760.9511 | 0.0023794 | 609.9746 | 0.0010821 | 522.2564 | 0.00095072 | 752.8552 | 0.0020433 | 605.2524 | 0.00084153 | 541.9941 | 0.00080846
753.9315 | 0.0034819 | 594.0489 | 0.001582 | 450.5205 | 0.0011368 | 749.0274 | 0.0035597 | 604.2916 | 0.001446 | 458.2877 | 0.0011834 | 762.638 | 0.0023475 | 612.0117 | 0.0010995 | 524.4971 | 0.00097309 | 754.5284 | 0.0020152 | 607.2681 | 0.00085927 | 544.1566 | 0.00083208
755.5479 | 0.0034421 | 596.0372 | 0.001575 | 452.8356 | 0.0011466 | 750.7808 | 0.0035303 | 606.3816 | 0.0014441 | 460.6986 | 0.001194 | 764.3249 | 0.002314 | 614.0489 | 0.0011169 | 526.7378 | 0.00099459 | 756.2016 | 0.0019873 | 609.2838 | 0.00087719 | 546.319 | 0.00085603
757.1644 | 0.0033996 | 598.0254 | 0.0015684 | 455.1507 | 0.0011559 | 752.5342 | 0.0034972 | 608.4716 | 0.0014404 | 463.1096 | 0.0012043 | 766.0117 | 0.0022794 | 616.0861 | 0.0011342 | 528.9785 | 0.0010152 | 757.8748 | 0.0019591 | 611.2994 | 0.00089527 | 548.4814 | 0.00088028
758.7808 | 0.0033554 | 600.0137 | 0.001562 | 457.4658 | 0.0011646 | 754.2877 | 0.0034607 | 610.5616 | 0.0014352 | 465.5205 | 0.0012143 | 767.6986 | 0.002244 | 618.1233 | 0.0011513 | 531.2192 | 0.0010349 | 759.5479 | 0.0019304 | 613.3151 | 0.00091348 | 550.6438 | 0.00090481
760.3973 | 0.0033102 | 602.002 | 0.0015554 | 459.7808 | 0.0011728 | 756.0411 | 0.0034209 | 612.6517 | 0.0014285 | 467.9315 | 0.001224 | 769.3855 | 0.0022081 | 620.1605 | 0.0011681 | 533.4599 | 0.0010537 | 761.2211 | 0.0019005 | 615.3307 | 0.00093178 | 552.8063 | 0.00092957
762.0137 | 0.0032647 | 603.9902 | 0.0015485 | 462.0959 | 0.0011802 | 757.7945 | 0.0033779 | 614.7417 | 0.0014207 | 470.3425 | 0.0012333 | 771.0724 | 0.002172 | 622.1977 | 0.0011847 | 535.7006 | 0.0010717 | 762.8943 | 0.0018689 | 617.3464 | 0.00095009 | 554.9687 | 0.00095449
763.6301 | 0.0032197 | 605.9785 | 0.0015412 | 464.411 | 0.0011869 | 759.5479 | 0.0033319 | 616.8317 | 0.0014117 | 472.7534 | 0.0012423 | 772.7593 | 0.002136 | 624.2348 | 0.0012009 | 537.9413 | 0.0010888 | 764.5675 | 0.0018355 | 619.362 | 0.00096834 | 557.1311 | 0.00097947
765.2466 | 0.0031754 | 607.9667 | 0.0015332 | 466.726 | 0.0011927 | 761.3014 | 0.003283 | 618.9217 | 0.0014019 | 475.1644 | 0.0012509 | 774.4462 | 0.0021003 | 626.272 | 0.0012167 | 540.182 | 0.0011052 | 766.2407 | 0.0018001 | 621.3777 | 0.00098641 | 559.2935 | 0.0010044
766.863 | 0.0031321 | 609.955 | 0.0015245 | 469.0411 | 0.0011975 | 763.0548 | 0.0032315 | 621.0117 | 0.0013911 | 477.5753 | 0.0012592 | 776.1331 | 0.0020651 | 628.3092 | 0.0012318 | 542.4227 | 0.0011211 | 767.9139 | 0.0017628 | 623.3933 | 0.0010042 | 561.456 | 0.001029
768.4795 | 0.0030896 | 611.9432 | 0.0015151 | 471.3562 | 0.0012012 | 764.8082 | 0.0031777 | 623.1018 | 0.0013794 | 479.9863 | 0.0012669 | 777.82 | 0.0020305 | 630.3464 | 0.0012464 | 544.6634 | 0.0011364 | 769.5871 | 0.001724 | 625.409 | 0.0010215 | 563.6184 | 0.0010532
770.0959 | 0.0030477 | 613.9315 | 0.0015048 | 473.6712 | 0.0012041 | 766.5616 | 0.0031221 | 625.1918 | 0.0013668 | 482.3973 | 0.0012743 | 779.5068 | 0.0019966 | 632.3836 | 0.0012601 | 546.9041 | 0.0011512 | 771.2603 | 0.0016843 | 627.4247 | 0.0010381 | 565.7808 | 0.0010768
771.7123 | 0.003006 | 615.9198 | 0.0014936 | 475.9863 | 0.0012059 | 768.3151 | 0.0030651 | 627.2818 | 0.0013531 | 484.8082 | 0.0012811 | 781.1937 | 0.0019634 | 634.4207 | 0.0012728 | 549.1448 | 0.0011655 | 772.9335 | 0.0016442 | 629.4403 | 0.0010539 | 567.9432 | 0.0010996
773.3288 | 0.0029643 | 617.908 | 0.0014815 | 478.3014 | 0.0012068 | 770.0685 | 0.0030075 | 629.3718 | 0.0013385 | 487.2192 | 0.0012873 | 782.8806 | 0.001931 | 636.4579 | 0.0012844 | 551.3855 | 0.0011795 | 774.6067 | 0.0016045 | 631.456 | 0.0010688 | 570.1057 | 0.0011215
774.9452 | 0.0029221 | 619.8963 | 0.0014684 | 480.6164 | 0.0012067 | 771.8219 | 0.0029499 | 631.4618 | 0.0013229 | 489.6301 | 0.0012929 | 784.5675 | 0.0018992 | 638.4951 | 0.0012949 | 553.6262 | 0.0011928 | 776.2798 | 0.0015663 | 633.4716 | 0.0010826 | 572.2681 | 0.0011422
776.5616 | 0.0028795 | 621.8845 | 0.0014544 | 482.9315 | 0.0012057 | 773.5753 | 0.0028928 | 633.5519 | 0.0013068 | 492.0411 | 0.0012979 | 786.2544 | 0.0018681 | 640.5323 | 0.0013042 | 555.8669 | 0.0012057 | 777.953 | 0.0015303 | 635.4873 | 0.0010953 | 574.4305 | 0.0011617
778.1781 | 0.0028361 | 623.8728 | 0.0014397 | 485.2466 | 0.0012038 | 775.3288 | 0.0028369 | 635.6419 | 0.0012903 | 494.4521 | 0.001302 | 787.9413 | 0.0018376 | 642.5695 | 0.0013122 | 558.1076 | 0.001218 | 779.6262 | 0.0014976 | 637.5029 | 0.0011067 | 576.593 | 0.0011795
779.7945 | 0.002792 | 625.8611 | 0.0014245 | 487.5616 | 0.0012009 | 777.0822 | 0.0027827 | 637.7319 | 0.001274 | 496.863 | 0.0013054 | 789.6282 | 0.0018078 | 644.6067 | 0.0013188 | 560.3483 | 0.0012296 | 781.2994 | 0.0014688 | 639.5186 | 0.0011169 | 578.7554 | 0.001196
781.411 | 0.002747 | 627.8493 | 0.0014088 | 489.8767 | 0.0011974 | 778.8356 | 0.0027307 | 639.8219 | 0.0012582 | 499.274 | 0.0013081 | 791.3151 | 0.0017789 | 646.6438 | 0.001324 | 562.589 | 0.0012406 | 782.9726 | 0.0014443 | 641.5342 | 0.0011257 | 580.9178 | 0.0012109
783.0274 | 0.0027013 | 629.8376 | 0.0013931 | 492.1918 | 0.0011931 | 780.589 | 0.0026812 | 641.9119 | 0.0012432 | 501.6849 | 0.0013099 | 793.002 | 0.0017508 | 648.681 | 0.0013277 | 564.8297 | 0.0012507 | 784.6458 | 0.0014242 | 643.5499 | 0.0011331 | 583.0802 | 0.0012244
784.6438 | 0.0026547 | 631.8258 | 0.0013775 | 494.5068 | 0.0011881 | 782.3425 | 0.0026346 | 644.002 | 0.0012293 | 504.0959 | 0.0013109 | 794.6888 | 0.0017238 | 650.7182 | 0.0013299 | 567.0705 | 0.0012599 | 786.319 | 0.0014086 | 645.5656 | 0.0011391 | 585.2427 | 0.0012366
786.2603 | 0.0026074 | 633.8141 | 0.0013624 | 496.8219 | 0.0011826 | 784.0959 | 0.0025906 | 646.092 | 0.0012164 | 506.5068 | 0.0013111 | 796.3757 | 0.0016979 | 652.7554 | 0.0013306 | 569.3112 | 0.001268 | 787.9922 | 0.0013971 | 647.5812 | 0.0011441 | 587.4051 | 0.0012474
787.8767 | 0.0025593 | 635.8023 | 0.0013481 | 499.137 | 0.0011766 | 785.8493 | 0.0025493 | 648.182 | 0.0012045 | 508.9178 | 0.0013106 | 798.0626 | 0.0016735 | 654.7926 | 0.0013301 | 571.5519 | 0.001275 | 789.6654 | 0.0013895 | 649.5969 | 0.0011479 | 589.5675 | 0.0012571
789.4932 | 0.0025109 | 637.7906 | 0.0013348 | 501.4521 | 0.0011702 | 787.6027 | 0.00251 | 650.272 | 0.0011932 | 511.3288 | 0.0013091 | 799.7495 | 0.0016506 | 656.8297 | 0.0013285 | 573.7926 | 0.0012808 | 791.3386 | 0.0013852 | 651.6125 | 0.0011507 | 591.7299 | 0.0012656
791.1096 | 0.0024622 | 639.7789 | 0.0013228 | 503.7671 | 0.0011633 | 789.3562 | 0.0024724 | 652.362 | 0.0011821 | 513.7397 | 0.0013068 | 801.4364 | 0.0016295 | 658.8669 | 0.0013258 | 576.0333 | 0.0012855 | 793.0117 | 0.0013833 | 653.6282 | 0.0011528 | 593.8924 | 0.0012732
792.726 | 0.0024138 | 641.7671 | 0.0013121 | 506.0822 | 0.0011562 | 791.1096 | 0.0024354 | 654.4521 | 0.0011709 | 516.1507 | 0.0013038 | 803.1233 | 0.0016102 | 660.9041 | 0.0013221 | 578.274 | 0.001289 | 794.6849 | 0.0013832 | 655.6438 | 0.0011541 | 596.0548 | 0.0012798
794.3425 | 0.002366 | 643.7554 | 0.0013029 | 508.3973 | 0.0011488 | 792.863 | 0.0023983 | 656.5421 | 0.0011591 | 518.5616 | 0.0013002 | 804.8102 | 0.0015926 | 662.9413 | 0.0013177 | 580.5147 | 0.0012915 | 796.3581 | 0.0013841 | 657.6595 | 0.0011548 | 598.2172 | 0.0012856
795.9589 | 0.0023192 | 645.7436 | 0.001295 | 510.7123 | 0.0011414 | 794.6164 | 0.0023606 | 658.6321 | 0.0011464 | 520.9726 | 0.0012959 | 806.4971 | 0.0015769 | 664.9785 | 0.0013127 | 582.7554 | 0.001293 | 798.0313 | 0.0013851 | 659.6751 | 0.001155 | 600.3796 | 0.0012906
797.5753 | 0.002274 | 647.7319 | 0.0012883 | 513.0274 | 0.001134 | 796.3699 | 0.0023217 | 660.7221 | 0.001133 | 523.3836 | 0.0012911 | 808.184 | 0.0015627 | 667.0157 | 0.0013072 | 584.9961 | 0.0012935 | 799.7045 | 0.0013854 | 661.6908 | 0.0011548 | 602.5421 | 0.0012949
799.1918 | 0.0022307 | 649.7202 | 0.0012827 | 515.3425 | 0.0011266 | 798.1233 | 0.0022814 | 662.8121 | 0.0011189 | 525.7945 | 0.0012859 | 809.8708 | 0.0015501 | 669.0528 | 0.0013015 | 587.2368 | 0.0012931 | 801.3777 | 0.0013845 | 663.7065 | 0.0011543 | 604.7045 | 0.0012984
800.8082 | 0.0021895 | 651.7084 | 0.0012779 | 517.6575 | 0.0011194 | 799.8767 | 0.0022397 | 664.9022 | 0.0011046 | 528.2055 | 0.0012802 | 811.5577 | 0.0015388 | 671.09 | 0.0012957 | 589.4775 | 0.0012919 | 803.0509 | 0.001382 | 665.7221 | 0.0011536 | 606.8669 | 0.001301
802.4247 | 0.0021504 | 653.6967 | 0.0012736 | 519.9726 | 0.0011124 | 801.6301 | 0.0021967 | 666.9922 | 0.0010906 | 530.6164 | 0.0012742 | 813.2446 | 0.0015288 | 673.1272 | 0.00129 | 591.7182 | 0.0012901 | 804.7241 | 0.0013778 | 667.7378 | 0.0011527 | 609.0294 | 0.0013028
804.0411 | 0.0021133 | 655.6849 | 0.0012696 | 522.2877 | 0.0011058 | 803.3836 | 0.0021526 | 669.0822 | 0.0010772 | 533.0274 | 0.0012679 | 814.9315 | 0.0015198 | 675.1644 | 0.0012843 | 593.9589 | 0.0012879 | 806.3973 | 0.0013718 | 669.7534 | 0.0011517 | 611.1918 | 0.0013036
805.6575 | 0.0020779 | 657.6732 | 0.0012655 | 524.6027 | 0.0010997 | 805.137 | 0.0021077 | 671.1722 | 0.0010651 | 535.4384 | 0.0012615 | 816.6184 | 0.0015117 | 677.2016 | 0.001279 | 596.1996 | 0.0012854 | 808.0705 | 0.001364 | 671.7691 | 0.0011506 | 613.3542 | 0.0013034
807.274 | 0.0020437 | 659.6614 | 0.0012609 | 526.9178 | 0.0010941 | 806.8904 | 0.0020624 | 673.2622 | 0.0010546 | 537.8493 | 0.0012549 | 818.3053 | 0.0015045 | 679.2387 | 0.0012739 | 598.4403 | 0.0012826 | 809.7436 | 0.0013549 | 673.7847 | 0.0011495 | 615.5166 | 0.0013018
808.8904 | 0.0020102 | 661.6497 | 0.0012556 | 529.2329 | 0.001089 | 808.6438 | 0.0020169 | 675.3523 | 0.001046 | 540.2603 | 0.0012484 | 819.9922 | 0.0014984 | 681.2759 | 0.0012691 | 600.681 | 0.0012796 | 811.4168 | 0.0013447 | 675.8004 | 0.0011482 | 617.6791 | 0.0012992
810.5068 | 0.0019771 | 663.638 | 0.0012495 | 531.5479 | 0.0010846 | 810.3973 | 0.0019718 | 677.4423 | 0.0010396 | 542.6712 | 0.0012419 | 821.6791 | 0.0014934 | 683.3131 | 0.0012647 | 602.9217 | 0.0012766 | 813.09 | 0.0013338 | 677.816 | 0.0011469 | 619.8415 | 0.0012953
812.1233 | 0.0019442 | 665.6262 | 0.0012424 | 533.863 | 0.0010808 | 812.1507 | 0.0019275 | 679.5323 | 0.0010354 | 545.0822 | 0.0012354 | 823.3659 | 0.0014899 | 685.3503 | 0.0012605 | 605.1624 | 0.0012734 | 814.7632 | 0.0013228 | 679.8317 | 0.0011456 | 622.0039 | 0.0012903
813.7397 | 0.0019115 | 667.6145 | 0.0012344 | 536.1781 | 0.0010776 | 813.9041 | 0.0018843 | 681.6223 | 0.0010334 | 547.4932 | 0.0012291 | 825.0528 | 0.0014879 | 687.3875 | 0.0012565 | 607.4031 | 0.0012702 | 816.4364 | 0.0013122 | 681.8474 | 0.0011441 | 624.1663 | 0.0012841
815.3562 | 0.0018791 | 669.6027 | 0.0012253 | 538.4932 | 0.0010752 | 815.6575 | 0.0018429 | 683.7123 | 0.0010337 | 549.9041 | 0.0012229 | 826.7397 | 0.0014878 | 689.4247 | 0.0012527 | 609.6438 | 0.001267 | 818.1096 | 0.0013023 | 683.863 | 0.0011426 | 626.3288 | 0.0012769
816.9726 | 0.0018475 | 671.591 | 0.0012155 | 540.8082 | 0.0010735 | 817.411 | 0.0018036 | 685.8023 | 0.0010361 | 552.3151 | 0.001217 | 828.4266 | 0.0014898 | 691.4618 | 0.0012489 | 611.8845 | 0.0012636 | 819.7828 | 0.0012934 | 685.8787 | 0.0011411 | 628.4912 | 0.0012687
818.589 | 0.0018169 | 673.5793 | 0.0012049 | 543.1233 | 0.0010724 | 819.1644 | 0.0017669 | 687.8924 | 0.0010401 | 554.726 | 0.0012113 | 830.1135 | 0.0014938 | 693.499 | 0.0012451 | 614.1252 | 0.0012602 | 821.456 | 0.0012857 | 687.8943 | 0.0011396 | 630.6536 | 0.0012595
820.2055 | 0.001788 | 675.5675 | 0.0011939 | 545.4384 | 0.0010718 | 820.9178 | 0.0017331 | 689.9824 | 0.0010457 | 557.137 | 0.0012058 | 831.8004 | 0.0014999 | 695.5362 | 0.0012411 | 616.3659 | 0.0012566 | 823.1292 | 0.0012792 | 689.91 | 0.001138 | 632.816 | 0.0012497
821.8219 | 0.001761 | 677.5558 | 0.0011826 | 547.7534 | 0.0010718 | 822.6712 | 0.0017022 | 692.0724 | 0.0010524 | 559.5479 | 0.0012006 | 833.4873 | 0.0015076 | 697.5734 | 0.0012369 | 618.6067 | 0.0012528 | 824.8023 | 0.0012737 | 691.9256 | 0.0011364 | 634.9785 | 0.0012391
823.4384 | 0.0017363 | 679.544 | 0.0011713 | 550.0685 | 0.0010721 | 824.4247 | 0.0016742 | 694.1624 | 0.00106 | 561.9589 | 0.0011956 | 835.1742 | 0.0015166 | 699.6106 | 0.0012323 | 620.8474 | 0.0012488 | 826.4755 | 0.0012691 | 693.9413 | 0.0011348 | 637.1409 | 0.0012282
825.0548 | 0.0017142 | 681.5323 | 0.0011602 | 552.3836 | 0.0010729 | 826.1781 | 0.0016488 | 696.2524 | 0.0010682 | 564.3699 | 0.0011909 | 836.8611 | 0.001526 | 701.6477 | 0.0012273 | 623.0881 | 0.0012445 | 828.1487 | 0.0012652 | 695.9569 | 0.0011331 | 639.3033 | 0.001217
826.6712 | 0.0016942 | 683.5205 | 0.0011496 | 554.6986 | 0.001074 | 827.9315 | 0.0016256 | 698.3425 | 0.0010765 | 566.7808 | 0.0011865 | 838.5479 | 0.0015349 | 703.6849 | 0.0012219 | 625.3288 | 0.0012398 | 829.8219 | 0.0012616 | 697.9726 | 0.0011315 | 641.4658 | 0.0012056
828.2877 | 0.0016758 | 685.5088 | 0.0011395 | 557.0137 | 0.0010753 | 829.6849 | 0.0016039 | 700.4325 | 0.0010846 | 569.1918 | 0.0011824 | 840.2348 | 0.0015424 | 705.7221 | 0.001216 | 627.5695 | 0.0012347 | 831.4951 | 0.001258 | 699.9883 | 0.0011298 | 643.6282 | 0.0011942
829.9041 | 0.0016585 | 687.4971 | 0.0011301 | 559.3288 | 0.0010768 | 831.4384 | 0.001583 | 702.5225 | 0.0010921 | 571.6027 | 0.0011785 | 841.9217 | 0.0015477 | 707.7593 | 0.0012097 | 629.8102 | 0.0012293 | 833.1683 | 0.001254 | 702.0039 | 0.0011281 | 645.7906 | 0.0011828
831.5205 | 0.0016416 | 689.4853 | 0.0011214 | 561.6438 | 0.0010784 | 833.1918 | 0.0015621 | 704.6125 | 0.0010988 | 574.0137 | 0.0011748 | 843.6086 | 0.0015499 | 709.7965 | 0.001203 | 632.0509 | 0.0012235 | 834.8415 | 0.0012494 | 704.0196 | 0.0011264 | 647.953 | 0.0011717
833.137 | 0.0016245 | 691.4736 | 0.0011134 | 563.9589 | 0.0010801 | 834.9452 | 0.0015404 | 706.7025 | 0.0011043 | 576.4247 | 0.0011714 | 845.2955 | 0.0015487 | 711.8337 | 0.001196 | 634.2916 | 0.0012173 | 836.5147 | 0.0012439 | 706.0352 | 0.0011246 | 650.1155 | 0.0011607
834.7534 | 0.0016066 | 693.4618 | 0.0011061 | 566.274 | 0.0010819 | 836.6986 | 0.0015174 | 708.7926 | 0.0011083 | 578.8356 | 0.0011681 | 846.9824 | 0.0015436 | 713.8708 | 0.0011886 | 636.5323 | 0.0012108 | 838.1879 | 0.0012376 | 708.0509 | 0.0011227 | 652.2779 | 0.0011502
836.3699 | 0.0015876 | 695.4501 | 0.0010996 | 568.589 | 0.0010838 | 838.4521 | 0.0014929 | 710.8826 | 0.0011107 | 581.2466 | 0.0011651 | 848.6693 | 0.0015346 | 715.908 | 0.001181 | 638.773 | 0.0012039 | 839.8611 | 0.0012303 | 710.0665 | 0.0011207 | 654.4403 | 0.00114
837.9863 | 0.0015672 | 697.4384 | 0.0010937 | 570.9041 | 0.0010857 | 840.2055 | 0.0014671 | 712.9726 | 0.0011113 | 583.6575 | 0.0011622 | 850.3562 | 0.0015219 | 717.9452 | 0.0011734 | 641.0137 | 0.0011966 | 841.5342 | 0.001222 | 712.0822 | 0.0011186 | 656.6027 | 0.0011303
839.6027 | 0.0015457 | 699.4266 | 0.0010885 | 573.2192 | 0.0010877 | 841.9589 | 0.0014403 | 715.0626 | 0.0011103 | 586.0685 | 0.0011595 | 852.0431 | 0.001506 | 719.9824 | 0.0011659 | 643.2544 | 0.0011891 | 843.2074 | 0.0012129 | 714.0978 | 0.0011165 | 658.7652 | 0.0011211
841.2192 | 0.0015233 | 701.4149 | 0.001084 | 575.5342 | 0.0010898 | 843.7123 | 0.0014131 | 717.1526 | 0.0011075 | 588.4795 | 0.0011569 | 853.7299 | 0.0014873 | 722.0196 | 0.0011585 | 645.4951 | 0.0011814 | 844.8806 | 0.001203 | 716.1135 | 0.0011143 | 660.9276 | 0.0011124
842.8356 | 0.0015004 | 703.4031 | 0.0010799 | 577.8493 | 0.001092 | 845.4658 | 0.0013863 | 719.2427 | 0.0011033 | 590.8904 | 0.0011545 | 855.4168 | 0.0014666 | 724.0568 | 0.0011514 | 647.7358 | 0.0011735 | 846.5538 | 0.0011925 | 718.1292 | 0.0011121 | 663.09 | 0.0011041
844.4521 | 0.0014777 | 705.3914 | 0.0010763 | 580.1644 | 0.0010944 | 847.2192 | 0.001361 | 721.3327 | 0.0010978 | 593.3014 | 0.0011522 | 857.1037 | 0.0014446 | 726.0939 | 0.0011447 | 649.9765 | 0.0011654 | 848.227 | 0.0011816 | 720.1448 | 0.00111 | 665.2524 | 0.0010963
846.0685 | 0.0014559 | 707.3796 | 0.0010731 | 582.4795 | 0.0010969 | 848.9726 | 0.001338 | 723.4227 | 0.0010912 | 595.7123 | 0.00115 | 858.7906 | 0.0014222 | 728.1311 | 0.0011384 | 652.2172 | 0.0011573 | 849.9002 | 0.0011704 | 722.1605 | 0.0011081 | 667.4149 | 0.001089
847.6849 | 0.0014353 | 709.3679 | 0.0010701 | 584.7945 | 0.0010996 | 850.726 | 0.001318 | 725.5127 | 0.0010839 | 598.1233 | 0.0011478 | 860.4775 | 0.0013999 | 730.1683 | 0.0011329 | 654.4579 | 0.0011491 | 851.5734 | 0.0011592 | 724.1761 | 0.0011065 | 669.5773 | 0.0010822
849.3014 | 0.0014164 | 711.3562 | 0.0010673 | 587.1096 | 0.0011024 | 852.4795 | 0.0013017 | 727.6027 | 0.0010761 | 600.5342 | 0.0011457 | 862.1644 | 0.0013782 | 732.2055 | 0.001128 | 656.6986 | 0.0011409 | 853.2466 | 0.0011481 | 726.1918 | 0.0011051 | 671.7397 | 0.0010759
850.9178 | 0.0013992 | 713.3444 | 0.0010645 | 589.4247 | 0.0011055 | 854.2329 | 0.0012892 | 729.6928 | 0.0010681 | 602.9452 | 0.0011437 | 863.8513 | 0.0013574 | 734.2427 | 0.0011237 | 658.9393 | 0.0011329 | 854.9198 | 0.0011373 | 728.2074 | 0.0011043 | 673.9022 | 0.00107
852.5342 | 0.0013837 | 715.3327 | 0.0010617 | 591.7397 | 0.0011087 | 855.9863 | 0.0012806 | 731.7828 | 0.00106 | 605.3562 | 0.0011417 | 865.5382 | 0.0013376 | 736.2798 | 0.0011202 | 661.18 | 0.0011249 | 856.593 | 0.0011271 | 730.2231 | 0.0011039 | 676.0646 | 0.0010645
854.1507 | 0.0013696 | 717.3209 | 0.0010585 | 594.0548 | 0.0011121 | 857.7397 | 0.001275 | 733.8728 | 0.0010519 | 607.7671 | 0.0011397 | 867.225 | 0.0013188 | 738.317 | 0.0011175 | 663.4207 | 0.0011172 | 858.2661 | 0.0011176 | 732.2387 | 0.0011043 | 678.227 | 0.0010593
855.7671 | 0.0013568 | 719.3092 | 0.001055 | 596.3699 | 0.0011156 | 859.4932 | 0.0012715 | 735.9628 | 0.0010439 | 610.1781 | 0.0011377 | 868.9119 | 0.001301 | 740.3542 | 0.0011154 | 665.6614 | 0.0011098 | 859.9393 | 0.001109 | 734.2544 | 0.0011053 | 680.3894 | 0.0010544
857.3836 | 0.0013446 | 721.2975 | 0.0010509 | 598.6849 | 0.0011191 | 861.2466 | 0.0012689 | 738.0528 | 0.0010359 | 612.589 | 0.0011356 | 870.5988 | 0.0012841 | 742.3914 | 0.0011141 | 667.9022 | 0.0011027 | 861.6125 | 0.0011015 | 736.2701 | 0.001107 | 682.5519 | 0.0010498
859 | 0.0013326 | 723.2857 | 0.0010462 | 601 | 0.0011226 | 863 | 0.0012658 | 740.1429 | 0.0010279 | 615 | 0.0011334 | 872.2857 | 0.001268 | 744.4286 | 0.0011135 | 670.1429 | 0.0010959 | 863.2857 | 0.0010951 | 738.2857 | 0.0011094 | 684.7143 | 0.0010455
860.6164 | 0.0013204 | 725.274 | 0.0010408 | 603.3151 | 0.001126 | 864.7534 | 0.0012613 | 742.2329 | 0.0010197 | 617.411 | 0.0011311 | 873.9726 | 0.0012524 | 746.4658 | 0.0011136 | 672.3836 | 0.0010897 | 864.9589 | 0.00109 | 740.3014 | 0.0011124 | 686.8767 | 0.0010414
862.2329 | 0.0013077 | 727.2622 | 0.0010348 | 605.6301 | 0.0011293 | 866.5068 | 0.0012544 | 744.3229 | 0.0010113 | 619.8219 | 0.0011285 | 875.6595 | 0.0012374 | 748.5029 | 0.0011142 | 674.6243 | 0.0010841 | 866.6321 | 0.0010861 | 742.317 | 0.001116 | 689.0391 | 0.0010376
863.8493 | 0.0012939 | 729.2505 | 0.0010282 | 607.9452 | 0.0011324 | 868.2603 | 0.0012445 | 746.4129 | 0.0010027 | 622.2329 | 0.0011257 | 877.3464 | 0.0012229 | 750.5401 | 0.0011155 | 676.865 | 0.0010791 | 868.3053 | 0.0010836 | 744.3327 | 0.00112 | 691.2016 | 0.001034
865.4658 | 0.0012791 | 731.2387 | 0.001021 | 610.2603 | 0.0011353 | 870.0137 | 0.0012315 | 748.5029 | 0.00099397 | 624.6438 | 0.0011226 | 879.0333 | 0.0012088 | 752.5773 | 0.0011171 | 679.1057 | 0.0010747 | 869.9785 | 0.0010824 | 746.3483 | 0.0011244 | 693.364 | 0.0010307
867.0822 | 0.0012635 | 733.227 | 0.0010133 | 612.5753 | 0.0011378 | 871.7671 | 0.0012156 | 750.593 | 0.00098523 | 627.0548 | 0.0011192 | 880.7202 | 0.0011954 | 754.6145 | 0.0011192 | 681.3464 | 0.0010711 | 871.6517 | 0.0010823 | 748.364 | 0.001129 | 695.5264 | 0.0010276
868.6986 | 0.0012471 | 735.2153 | 0.0010053 | 614.8904 | 0.0011399 | 873.5205 | 0.0011972 | 752.683 | 0.00097669 | 629.4658 | 0.0011154 | 882.407 | 0.0011827 | 756.6517 | 0.0011217 | 683.5871 | 0.0010682 | 873.3249 | 0.0010831 | 750.3796 | 0.0011337 | 697.6888 | 0.0010248
870.3151 | 0.0012304 | 737.2035 | 0.0009972 | 617.2055 | 0.0011416 | 875.274 | 0.0011774 | 754.773 | 0.00096856 | 631.8767 | 0.0011112 | 884.0939 | 0.0011709 | 758.6888 | 0.0011245 | 685.8278 | 0.0010661 | 874.998 | 0.0010847 | 752.3953 | 0.0011382 | 699.8513 | 0.0010222
871.9315 | 0.0012139 | 739.1918 | 0.00098911 | 619.5205 | 0.001143 | 877.0274 | 0.001157 | 756.863 | 0.00096106 | 634.2877 | 0.0011066 | 885.7808 | 0.0011602 | 760.726 | 0.0011275 | 688.0685 | 0.0010648 | 876.6712 | 0.0010868 | 754.411 | 0.0011425 | 702.0137 | 0.0010198
873.5479 | 0.0011979 | 741.18 | 0.00098134 | 621.8356 | 0.0011439 | 878.7808 | 0.0011373 | 758.953 | 0.00095439 | 636.6986 | 0.0011016 | 887.4677 | 0.0011506 | 762.7632 | 0.0011307 | 690.3092 | 0.0010642 | 878.3444 | 0.0010894 | 756.4266 | 0.0011465 | 704.1761 | 0.0010175
875.1644 | 0.0011831 | 743.1683 | 0.00097408 | 624.1507 | 0.0011443 | 880.5342 | 0.0011191 | 761.0431 | 0.00094869 | 639.1096 | 0.0010961 | 889.1546 | 0.0011423 | 764.8004 | 0.001134 | 692.5499 | 0.0010646 | 880.0176 | 0.0010922 | 758.4423 | 0.00115 | 706.3386 | 0.0010154
876.7808 | 0.0011699 | 745.1566 | 0.00096754 | 626.4658 | 0.0011443 | 882.2877 | 0.0011032 | 763.1331 | 0.000944 | 641.5205 | 0.0010901 | 890.8415 | 0.0011353 | 766.8376 | 0.0011373 | 694.7906 | 0.0010656 | 881.6908 | 0.0010953 | 760.4579 | 0.001153 | 708.501 | 0.0010134
878.3973 | 0.0011586 | 747.1448 | 0.00096188 | 628.7808 | 0.0011438 | 884.0411 | 0.0010901 | 765.2231 | 0.00094018 | 643.9315 | 0.0010837 | 892.5284 | 0.0011298 | 768.8748 | 0.0011406 | 697.0313 | 0.0010672 | 883.364 | 0.0010985 | 762.4736 | 0.0011555 | 710.6634 | 0.0010115
880.0137 | 0.0011495 | 749.1331 | 0.00095724 | 631.0959 | 0.0011429 | 885.7945 | 0.0010799 | 767.3131 | 0.00093704 | 646.3425 | 0.0010769 | 894.2153 | 0.0011256 | 770.9119 | 0.0011439 | 699.272 | 0.0010694 | 885.0372 | 0.0011017 | 764.4892 | 0.0011575 | 712.8258 | 0.0010095
881.6301 | 0.0011428 | 751.1213 | 0.00095373 | 633.411 | 0.0011417 | 887.5479 | 0.0010728 | 769.4031 | 0.00093432 | 648.7534 | 0.0010697 | 895.9022 | 0.0011225 | 772.9491 | 0.0011469 | 701.5127 | 0.0010721 | 886.7104 | 0.0011051 | 766.5049 | 0.0011588 | 714.9883 | 0.0010074
883.2466 | 0.0011384 | 753.1096 | 0.00095138 | 635.726 | 0.0011401 | 889.3014 | 0.0010688 | 771.4932 | 0.00093171 | 651.1644 | 0.0010621 | 897.589 | 0.0011203 | 774.9863 | 0.0011498 | 703.7534 | 0.0010751 | 888.3836 | 0.0011086 | 768.5205 | 0.0011597 | 717.1507 | 0.0010052
884.863 | 0.001136 | 755.0978 | 0.0009502 | 638.0411 | 0.0011382 | 891.0548 | 0.0010676 | 773.5832 | 0.00092889 | 653.5753 | 0.0010543 | 899.2759 | 0.0011189 | 777.0235 | 0.0011525 | 705.9941 | 0.0010783 | 890.0568 | 0.0011122 | 770.5362 | 0.00116 | 719.3131 | 0.0010028
886.4795 | 0.0011351 | 757.0861 | 0.00095013 | 640.3562 | 0.001136 | 892.8082 | 0.0010691 | 775.6732 | 0.00092556 | 655.9863 | 0.0010463 | 900.9628 | 0.0011179 | 779.0607 | 0.0011549 | 708.2348 | 0.0010817 | 891.7299 | 0.0011158 | 772.5519 | 0.00116 | 721.4755 | 0.0010002
888.0959 | 0.0011353 | 759.0744 | 0.00095108 | 642.6712 | 0.0011334 | 894.5616 | 0.0010729 | 777.7632 | 0.00092151 | 658.3973 | 0.0010381 | 902.6497 | 0.0011173 | 781.0978 | 0.001157 | 710.4755 | 0.001085 | 893.4031 | 0.0011193 | 774.5675 | 0.0011595 | 723.638 | 0.00099738
889.7123 | 0.0011361 | 761.0626 | 0.0009529 | 644.9863 | 0.0011306 | 896.3151 | 0.0010789 | 779.8532 | 0.0009166 | 660.8082 | 0.0010299 | 904.3366 | 0.0011166 | 783.135 | 0.0011589 | 712.7162 | 0.0010881 | 895.0763 | 0.0011226 | 776.5832 | 0.0011587 | 725.8004 | 0.00099434
891.3288 | 0.0011371 | 763.0509 | 0.00095532 | 647.3014 | 0.0011275 | 898.0685 | 0.0010866 | 781.9432 | 0.00091085 | 663.2192 | 0.0010217 | 906.0235 | 0.0011158 | 785.1722 | 0.0011605 | 714.9569 | 0.001091 | 896.7495 | 0.0011254 | 778.5988 | 0.0011575 | 727.9628 | 0.00099107
892.9452 | 0.0011382 | 765.0391 | 0.00095812 | 649.6164 | 0.0011241 | 899.8219 | 0.0010958 | 784.0333 | 0.00090445 | 665.6301 | 0.0010136 | 907.7104 | 0.0011145 | 787.2094 | 0.0011618 | 717.1977 | 0.0010935 | 898.4227 | 0.0011277 | 780.6145 | 0.001156 | 730.1252 | 0.00098758
894.5616 | 0.001139 | 767.0274 | 0.00096108 | 651.9315 | 0.0011204 | 901.5753 | 0.0011061 | 786.1233 | 0.00089774 | 668.0411 | 0.0010057 | 909.3973 | 0.0011128 | 789.2466 | 0.001163 | 719.4384 | 0.0010955 | 900.0959 | 0.0011291 | 782.6301 | 0.0011542 | 732.2877 | 0.00098391
896.1781 | 0.0011396 | 769.0157 | 0.000964 | 654.2466 | 0.0011165 | 903.3288 | 0.0011171 | 788.2133 | 0.00089132 | 670.4521 | 0.0009981 | 911.0841 | 0.0011103 | 791.2838 | 0.001164 | 721.6791 | 0.001097 | 901.7691 | 0.0011294 | 784.6458 | 0.0011522 | 734.4501 | 0.00098009
897.7945 | 0.0011401 | 771.0039 | 0.00096671 | 656.5616 | 0.0011122 | 905.0822 | 0.0011286 | 790.3033 | 0.00088586 | 672.863 | 0.00099089 | 912.771 | 0.0011069 | 793.3209 | 0.0011649 | 723.9198 | 0.0010979 | 903.4423 | 0.0011286 | 786.6614 | 0.0011499 | 736.6125 | 0.00097619
899.411 | 0.0011407 | 772.9922 | 0.00096907 | 658.8767 | 0.0011077 | 906.8356 | 0.0011404 | 792.3933 | 0.00088205 | 675.274 | 0.00098415 | 914.4579 | 0.0011027 | 795.3581 | 0.0011658 | 726.1605 | 0.0010982 | 905.1155 | 0.0011261 | 788.6771 | 0.0011476 | 738.775 | 0.00097226
901.0274 | 0.0011417 | 774.9804 | 0.00097099 | 661.1918 | 0.0011028 | 908.589 | 0.0011523 | 794.4834 | 0.00088049 | 677.6849 | 0.00097804 | 916.1448 | 0.0010975 | 797.3953 | 0.0011667 | 728.4012 | 0.0010978 | 906.7886 | 0.0011223 | 790.6928 | 0.0011452 | 740.9374 | 0.00096837
902.6438 | 0.0011436 | 776.9687 | 0.00097244 | 663.5068 | 0.0010975 | 910.3425 | 0.0011645 | 796.5734 | 0.00088168 | 680.0959 | 0.00097261 | 917.8317 | 0.0010913 | 799.4325 | 0.0011677 | 730.6419 | 0.0010968 | 908.4618 | 0.001117 | 792.7084 | 0.0011428 | 743.0998 | 0.00096458
904.2603 | 0.0011465 | 778.9569 | 0.00097342 | 665.8219 | 0.0010919 | 912.0959 | 0.0011768 | 798.6634 | 0.00088591 | 682.5068 | 0.00096787 | 919.5186 | 0.0010841 | 801.4697 | 0.0011688 | 732.8826 | 0.0010953 | 910.135 | 0.0011105 | 794.7241 | 0.0011406 | 745.2622 | 0.00096098
905.8767 | 0.0011506 | 780.9452 | 0.000974 | 668.137 | 0.001086 | 913.8493 | 0.0011896 | 800.7534 | 0.00089326 | 684.9178 | 0.00096386 | 921.2055 | 0.0010757 | 803.5068 | 0.0011701 | 735.1233 | 0.0010933 | 911.8082 | 0.0011027 | 796.7397 | 0.0011386 | 747.4247 | 0.00095768
907.4932 | 0.0011561 | 782.9335 | 0.00097435 | 670.4521 | 0.0010798 | 915.6027 | 0.0012027 | 802.8434 | 0.00090356 | 687.3288 | 0.00096061 | 922.8924 | 0.0010664 | 805.544 | 0.0011717 | 737.364 | 0.0010909 | 913.4814 | 0.001094 | 798.7554 | 0.0011369 | 749.5871 | 0.00095481
909.1096 | 0.0011629 | 784.9217 | 0.00097463 | 672.7671 | 0.0010733 | 917.3562 | 0.0012164 | 804.9335 | 0.00091642 | 689.7397 | 0.00095814 | 924.5793 | 0.0010559 | 807.5812 | 0.0011735 | 739.6047 | 0.0010882 | 915.1546 | 0.0010845 | 800.771 | 0.0011356 | 751.7495 | 0.00095248
910.726 | 0.0011711 | 786.91 | 0.000975 | 675.0822 | 0.0010666 | 919.1096 | 0.0012306 | 807.0235 | 0.00093126 | 692.1507 | 0.00095642 | 926.2661 | 0.0010446 | 809.6184 | 0.0011756 | 741.8454 | 0.0010852 | 916.8278 | 0.0010745 | 802.7867 | 0.001135 | 753.9119 | 0.00095079
912.3425 | 0.0011803 | 788.8982 | 0.00097563 | 677.3973 | 0.0010596 | 920.863 | 0.0012453 | 809.1135 | 0.00094738 | 694.5616 | 0.00095544 | 927.953 | 0.0010324 | 811.6556 | 0.001178 | 744.0861 | 0.001082 | 918.501 | 0.0010643 | 804.8023 | 0.001135 | 756.0744 | 0.00094983
913.9589 | 0.0011906 | 790.8865 | 0.00097664 | 679.7123 | 0.0010525 | 922.6164 | 0.0012605 | 811.2035 | 0.00096404 | 696.9726 | 0.00095525 | 929.6399 | 0.0010197 | 813.6928 | 0.0011806 | 746.3268 | 0.0010788 | 920.1742 | 0.0010541 | 806.818 | 0.0011356 | 758.2368 | 0.00094969
915.5753 | 0.0012018 | 792.8748 | 0.00097815 | 682.0274 | 0.0010453 | 924.3699 | 0.0012759 | 813.2935 | 0.00098047 | 699.3836 | 0.00095564 | 931.3268 | 0.0010066 | 815.7299 | 0.0011835 | 748.5675 | 0.0010756 | 921.8474 | 0.001044 | 808.8337 | 0.0011368 | 760.3992 | 0.00095045
917.1918 | 0.0012136 | 794.863 | 0.00098021 | 684.3425 | 0.0010381 | 926.1233 | 0.0012913 | 815.3836 | 0.00099602 | 701.7945 | 0.00095654 | 933.0137 | 0.00099357 | 817.7671 | 0.0011865 | 750.8082 | 0.0010725 | 923.5205 | 0.0010344 | 810.8493 | 0.0011386 | 762.5616 | 0.00095215
918.8082 | 0.0012261 | 796.8513 | 0.00098284 | 686.6575 | 0.0010309 | 927.8767 | 0.0013066 | 817.4736 | 0.0010103 | 704.2055 | 0.00095784 | 934.7006 | 0.00098095 | 819.8043 | 0.0011895 | 753.0489 | 0.0010695 | 925.1937 | 0.0010253 | 812.865 | 0.0011409 | 764.7241 | 0.00095482
920.4247 | 0.0012392 | 798.8395 | 0.000986 | 688.9726 | 0.0010238 | 929.6301 | 0.0013214 | 819.5636 | 0.0010232 | 706.6164 | 0.00095943 | 936.3875 | 0.0009691 | 821.8415 | 0.0011927 | 755.2896 | 0.0010667 | 926.8669 | 0.0010168 | 814.8806 | 0.0011437 | 766.8865 | 0.00095844
922.0411 | 0.0012527 | 800.8278 | 0.00098965 | 691.2877 | 0.001017 | 931.3836 | 0.0013356 | 821.6536 | 0.0010346 | 709.0274 | 0.00096118 | 938.0744 | 0.00095834 | 823.8787 | 0.0011958 | 757.5303 | 0.0010642 | 928.5401 | 0.001009 | 816.8963 | 0.0011468 | 769.0489 | 0.00096308
923.6575 | 0.0012665 | 802.816 | 0.00099362 | 693.6027 | 0.0010103 | 933.137 | 0.0013489 | 823.7436 | 0.0010447 | 711.4384 | 0.000963 | 939.7613 | 0.00094897 | 825.9159 | 0.0011988 | 759.771 | 0.0010618 | 930.2133 | 0.0010019 | 818.9119 | 0.00115 | 771.2114 | 0.00096855
925.274 | 0.0012806 | 804.8043 | 0.00099777 | 695.9178 | 0.0010039 | 934.8904 | 0.0013613 | 825.8337 | 0.0010538 | 713.8493 | 0.00096472 | 941.4481 | 0.00094117 | 827.953 | 0.0012016 | 762.0117 | 0.0010597 | 931.8865 | 0.00099554 | 820.9276 | 0.0011533 | 773.3738 | 0.00097469
926.8904 | 0.0012947 | 806.7926 | 0.001002 | 698.2329 | 0.00099797 | 936.6438 | 0.0013725 | 827.9237 | 0.0010621 | 716.2603 | 0.0009662 | 943.135 | 0.00093509 | 829.9902 | 0.0012041 | 764.2524 | 0.0010578 | 933.5597 | 0.00098984 | 822.9432 | 0.0011564 | 775.5362 | 0.00098136
928.5068 | 0.0013087 | 808.7808 | 0.0010062 | 700.5479 | 0.00099237 | 938.3973 | 0.0013825 | 830.0137 | 0.00107 | 718.6712 | 0.00096734 | 944.8219 | 0.0009307 | 832.0274 | 0.0012062 | 766.4932 | 0.0010561 | 935.2329 | 0.00098478 | 824.9589 | 0.0011592 | 777.6986 | 0.00098839
930.1233 | 0.0013224 | 810.7691 | 0.0010103 | 702.863 | 0.00098714 | 940.1507 | 0.0013911 | 832.1037 | 0.0010775 | 721.0822 | 0.00096805 | 946.5088 | 0.00092791 | 834.0646 | 0.0012079 | 768.7339 | 0.0010546 | 936.9061 | 0.00098031 | 826.9746 | 0.0011615 | 779.8611 | 0.00099562
931.7397 | 0.0013359 | 812.7573 | 0.0010144 | 705.1781 | 0.0009823 | 941.9041 | 0.0013984 | 834.1937 | 0.0010849 | 723.4932 | 0.00096826 | 948.1957 | 0.00092658 | 836.1018 | 0.0012091 | 770.9746 | 0.0010532 | 938.5793 | 0.00097632 | 828.9902 | 0.0011633 | 782.0235 | 0.0010029
933.3562 | 0.001349 | 814.7456 | 0.0010185 | 707.4932 | 0.00097782 | 943.6575 | 0.0014043 | 836.2838 | 0.0010921 | 725.9041 | 0.00096792 | 949.8826 | 0.00092617 | 838.1389 | 0.0012097 | 773.2153 | 0.0010519 | 940.2524 | 0.00097273 | 831.0059 | 0.0011643 | 784.1859 | 0.00101
934.9726 | 0.0013617 | 816.7339 | 0.0010226 | 709.8082 | 0.00097369 | 945.411 | 0.0014089 | 838.3738 | 0.001099 | 728.3151 | 0.00096699 | 951.5695 | 0.00092625 | 840.1761 | 0.0012098 | 775.456 | 0.0010507 | 941.9256 | 0.00096936 | 833.0215 | 0.0011646 | 786.3483 | 0.0010168
936.589 | 0.0013742 | 818.7221 | 0.0010269 | 712.1233 | 0.00096987 | 947.1644 | 0.0014123 | 840.4638 | 0.0011056 | 730.726 | 0.00096548 | 953.2564 | 0.00092636 | 842.2133 | 0.001209 | 777.6967 | 0.0010496 | 943.5988 | 0.00096605 | 835.0372 | 0.0011641 | 788.5108 | 0.0010232
938.2055 | 0.0013864 | 820.7104 | 0.0010316 | 714.4384 | 0.00096633 | 948.9178 | 0.0014146 | 842.5538 | 0.0011116 | 733.137 | 0.00096331 | 954.9432 | 0.00092605 | 844.2505 | 0.0012077 | 779.9374 | 0.0010485 | 945.272 | 0.00096263 | 837.0528 | 0.0011626 | 790.6732 | 0.0010292
939.8219 | 0.0013985 | 822.6986 | 0.0010368 | 716.7534 | 0.00096301 | 950.6712 | 0.0014161 | 844.6438 | 0.0011171 | 735.5479 | 0.00096061 | 956.6301 | 0.0009249 | 846.2877 | 0.0012056 | 782.1781 | 0.0010475 | 946.9452 | 0.00095893 | 839.0685 | 0.0011602 | 792.8356 | 0.0010347
941.4384 | 0.0014106 | 824.6869 | 0.0010425 | 719.0685 | 0.00095984 | 952.4247 | 0.0014167 | 846.7339 | 0.0011219 | 737.9589 | 0.00095747 | 958.317 | 0.0009226 | 848.3249 | 0.0012029 | 784.4188 | 0.0010466 | 948.6184 | 0.00095482 | 841.0841 | 0.001157 | 794.998 | 0.0010397
943.0548 | 0.0014225 | 826.6751 | 0.0010489 | 721.3836 | 0.00095676 | 954.1781 | 0.0014169 | 848.8239 | 0.0011262 | 740.3699 | 0.00095399 | 960.0039 | 0.00091892 | 850.362 | 0.0011995 | 786.6595 | 0.0010457 | 950.2916 | 0.00095017 | 843.0998 | 0.001153 | 797.1605 | 0.0010444
944.6712 | 0.0014342 | 828.6634 | 0.0010559 | 723.6986 | 0.00095373 | 955.9315 | 0.0014166 | 850.9139 | 0.0011301 | 742.7808 | 0.00095027 | 961.6908 | 0.00091377 | 852.3992 | 0.0011955 | 788.9002 | 0.0010449 | 951.9648 | 0.00094491 | 845.1155 | 0.0011482 | 799.3229 | 0.0010488
946.2877 | 0.0014454 | 830.6517 | 0.0010635 | 726.0137 | 0.00095071 | 957.6849 | 0.0014161 | 853.0039 | 0.0011338 | 745.1918 | 0.00094644 | 963.3777 | 0.0009072 | 854.4364 | 0.0011909 | 791.1409 | 0.0010441 | 953.638 | 0.000939 | 847.1311 | 0.0011428 | 801.4853 | 0.0010531
947.9041 | 0.0014559 | 832.6399 | 0.0010714 | 728.3288 | 0.00094767 | 959.4384 | 0.0014155 | 855.0939 | 0.0011375 | 747.6027 | 0.00094262 | 965.0646 | 0.00089938 | 856.4736 | 0.0011857 | 793.3816 | 0.0010435 | 955.3112 | 0.00093244 | 849.1468 | 0.0011369 | 803.6477 | 0.0010574
949.5205 | 0.0014654 | 834.6282 | 0.0010796 | 730.6438 | 0.0009446 | 961.1918 | 0.0014149 | 857.184 | 0.0011415 | 750.0137 | 0.00093895 | 966.7515 | 0.0008906 | 858.5108 | 0.00118 | 795.6223 | 0.0010431 | 956.9843 | 0.0009253 | 851.1624 | 0.0011304 | 805.8102 | 0.0010619
951.137 | 0.0014738 | 836.6164 | 0.0010878 | 732.9589 | 0.00094149 | 962.9452 | 0.0014142 | 859.274 | 0.001146 | 752.4247 | 0.00093563 | 968.4384 | 0.00088145 | 860.5479 | 0.0011739 | 797.863 | 0.001043 | 958.6575 | 0.00091764 | 853.1781 | 0.0011236 | 807.9726 | 0.0010666
952.7534 | 0.0014807 | 838.6047 | 0.0010958 | 735.274 | 0.00093837 | 964.6986 | 0.0014132 | 861.364 | 0.0011512 | 754.8356 | 0.00093275 | 970.1252 | 0.00087244 | 862.5851 | 0.0011674 | 800.1037 | 0.001043 | 960.3307 | 0.00090967 | 855.1937 | 0.0011165 | 810.135 | 0.0010718
954.3699 | 0.001486 | 840.593 | 0.0011036 | 737.589 | 0.00093528 | 966.4521 | 0.0014119 | 863.454 | 0.0011572 | 757.2466 | 0.00093044 | 971.8121 | 0.00086409 | 864.6223 | 0.0011607 | 802.3444 | 0.0010433 | 962.0039 | 0.00090156 | 857.2094 | 0.0011093 | 812.2975 | 0.0010774
955.9863 | 0.0014897 | 842.5812 | 0.0011108 | 739.9041 | 0.00093226 | 968.2055 | 0.0014098 | 865.544 | 0.0011644 | 759.6575 | 0.00092879 | 973.499 | 0.00085689 | 866.6595 | 0.0011538 | 804.5851 | 0.0010439 | 963.6771 | 0.00089345 | 859.225 | 0.0011021 | 814.4599 | 0.0010834
957.6027 | 0.0014919 | 844.5695 | 0.0011175 | 742.2192 | 0.00092939 | 969.9589 | 0.0014068 | 867.6341 | 0.0011725 | 762.0685 | 0.00092786 | 975.1859 | 0.00085127 | 868.6967 | 0.0011467 | 806.8258 | 0.0010448 | 965.3503 | 0.00088551 | 861.2407 | 0.0010951 | 816.6223 | 0.0010898
959.2192 | 0.0014926 | 846.5577 | 0.0011238 | 744.5342 | 0.00092674 | 971.7123 | 0.0014029 | 869.7241 | 0.0011817 | 764.4795 | 0.00092773 | 976.8728 | 0.00084755 | 870.7339 | 0.0011395 | 809.0665 | 0.001046 | 967.0235 | 0.00087787 | 863.2564 | 0.0010884 | 818.7847 | 0.0010965
960.8356 | 0.001492 | 848.546 | 0.0011297 | 746.8493 | 0.00092439 | 973.4658 | 0.0013982 | 871.8141 | 0.0011917 | 766.8904 | 0.00092844 | 978.5597 | 0.00084591 | 872.771 | 0.0011323 | 811.3072 | 0.0010475 | 968.6967 | 0.00087065 | 865.272 | 0.001082 | 820.9472 | 0.0011032
962.4521 | 0.0014903 | 850.5342 | 0.0011354 | 749.1644 | 0.00092243 | 975.2192 | 0.001393 | 873.9041 | 0.0012023 | 769.3014 | 0.00093008 | 980.2466 | 0.00084641 | 874.8082 | 0.0011251 | 813.5479 | 0.0010494 | 970.3699 | 0.00086395 | 867.2877 | 0.0010761 | 823.1096 | 0.0011098
964.0685 | 0.0014877 | 852.5225 | 0.0011411 | 751.4795 | 0.00092104 | 976.9726 | 0.0013877 | 875.9941 | 0.0012134 | 771.7123 | 0.00093267 | 981.9335 | 0.00084894 | 876.8454 | 0.001118 | 815.7886 | 0.0010515 | 972.0431 | 0.00085786 | 869.3033 | 0.0010707 | 825.272 | 0.0011161
965.6849 | 0.0014844 | 854.5108 | 0.0011471 | 753.7945 | 0.00092023 | 978.726 | 0.001383 | 878.0841 | 0.0012247 | 774.1233 | 0.00093611 | 983.6204 | 0.00085327 | 878.8826 | 0.001111 | 818.0294 | 0.0010539 | 973.7162 | 0.00085243 | 871.319 | 0.001066 | 827.4344 | 0.0011216
967.3014 | 0.0014805 | 856.499 | 0.0011535 | 756.1096 | 0.00092007 | 980.4795 | 0.0013794 | 880.1742 | 0.0012361 | 776.5342 | 0.00094037 | 985.3072 | 0.00085906 | 880.9198 | 0.0011042 | 820.2701 | 0.0010565 | 975.3894 | 0.00084772 | 873.3346 | 0.0010619 | 829.5969 | 0.0011261
968.9178 | 0.0014761 | 858.4873 | 0.0011605 | 758.4247 | 0.00092063 | 982.2329 | 0.0013775 | 882.2642 | 0.0012476 | 778.9452 | 0.0009454 | 986.9941 | 0.00086564 | 882.9569 | 0.0010975 | 822.5108 | 0.0010593 | 977.0626 | 0.00084383 | 875.3503 | 0.0010584 | 831.7593 | 0.0011295
970.5342 | 0.0014711 | 860.4755 | 0.0011683 | 760.7397 | 0.00092195 | 983.9863 | 0.0013776 | 884.3542 | 0.0012591 | 781.3562 | 0.00095118 | 988.681 | 0.00087248 | 884.9941 | 0.0010911 | 824.7515 | 0.0010622 | 978.7358 | 0.00084069 | 877.3659 | 0.0010554 | 833.9217 | 0.0011314
972.1507 | 0.0014656 | 862.4638 | 0.001177 | 763.0548 | 0.00092406 | 985.7397 | 0.0013798 | 886.4442 | 0.0012706 | 783.7671 | 0.00095764 | 990.3679 | 0.00087905 | 887.0313 | 0.0010849 | 826.9922 | 0.0010652 | 980.409 | 0.00083832 | 879.3816 | 0.0010528 | 836.0841 | 0.0011318
973.7671 | 0.0014596 | 864.4521 | 0.0011866 | 765.3699 | 0.00092698 | 987.4932 | 0.0013839 | 888.5342 | 0.0012822 | 786.1781 | 0.00096474 | 992.0548 | 0.00088489 | 889.0685 | 0.0010789 | 829.2329 | 0.0010683 | 982.0822 | 0.00083669 | 881.3973 | 0.0010504 | 838.2466 | 0.0011305
975.3836 | 0.0014529 | 866.4403 | 0.0011971 | 767.6849 | 0.00093081 | 989.2466 | 0.0013894 | 890.6243 | 0.001294 | 788.589 | 0.00097252 | 993.7417 | 0.00088962 | 891.1057 | 0.0010732 | 831.4736 | 0.0010714 | 983.7554 | 0.00083574 | 883.4129 | 0.0010483 | 840.409 | 0.0011275
977 | 0.0014454 | 868.4286 | 0.0012084 | 770 | 0.00093548 | 991 | 0.0013953 | 892.7143 | 0.0013061 | 791 | 0.00098086 | 995.4286 | 0.00089297 | 893.1429 | 0.0010678 | 833.7143 | 0.0010745 | 985.4286 | 0.00083539 | 885.4286 | 0.0010462 | 842.5714 | 0.0011229
978.6164 | 0.001437 | 870.4168 | 0.0012203 | 772.3151 | 0.00094093 | 992.7534 | 0.0014009 | 894.8043 | 0.0013185 | 793.411 | 0.00098972 | 997.1155 | 0.00089483 | 895.18 | 0.0010625 | 835.955 | 0.0010774 | 987.1018 | 0.0008355 | 887.4442 | 0.0010439 | 844.7339 | 0.0011167
980.2329 | 0.0014275 | 872.4051 | 0.0012328 | 774.6301 | 0.00094712 | 994.5068 | 0.0014052 | 896.8943 | 0.0013309 | 795.8219 | 0.00099907 | 998.8023 | 0.00089521 | 897.2172 | 0.0010575 | 838.1957 | 0.0010803 | 988.775 | 0.00083592 | 889.4599 | 0.0010414 | 846.8963 | 0.0011089
981.8493 | 0.0014169 | 874.3933 | 0.0012456 | 776.9452 | 0.000954 | 996.2603 | 0.0014076 | 898.9843 | 0.0013434 | 798.2329 | 0.0010089 | 1000.4892 | 0.00089426 | 899.2544 | 0.0010526 | 840.4364 | 0.0010829 | 990.4481 | 0.00083645 | 891.4755 | 0.0010384 | 849.0587 | 0.0011
983.4658 | 0.001405 | 876.3816 | 0.0012587 | 779.2603 | 0.00096153 | 998.0137 | 0.0014077 | 901.0744 | 0.0013555 | 800.6438 | 0.0010192 | 1002.1761 | 0.00089224 | 901.2916 | 0.001048 | 842.6771 | 0.0010854 | 992.1213 | 0.00083687 | 893.4912 | 0.001035 | 851.2211 | 0.0010901
985.0822 | 0.001392 | 878.3699 | 0.0012719 | 781.5753 | 0.00096968 | 999.7671 | 0.0014053 | 903.1644 | 0.0013673 | 803.0548 | 0.0010299 | 1003.863 | 0.00088948 | 903.3288 | 0.0010434 | 844.9178 | 0.0010876 | 993.7945 | 0.00083692 | 895.5068 | 0.001031 | 853.3836 | 0.0010796
986.6986 | 0.0013779 | 880.3581 | 0.0012851 | 783.8904 | 0.00097839 | 1001.5205 | 0.0014006 | 905.2544 | 0.0013786 | 805.4658 | 0.0010411 | 1005.5499 | 0.00088647 | 905.3659 | 0.001039 | 847.1585 | 0.0010896 | 995.4677 | 0.00083635 | 897.5225 | 0.0010266 | 855.546 | 0.0010687
988.3151 | 0.0013629 | 882.3464 | 0.0012981 | 786.2055 | 0.00098773 | 1003.274 | 0.001394 | 907.3444 | 0.0013895 | 807.8767 | 0.0010528 | 1007.2368 | 0.00088356 | 907.4031 | 0.0010346 | 849.3992 | 0.0010912 | 997.1409 | 0.00083502 | 899.5382 | 0.0010217 | 857.7084 | 0.0010576
989.9315 | 0.0013476 | 884.3346 | 0.0013111 | 788.5205 | 0.00099756 | 1005.0274 | 0.0013857 | 909.4344 | 0.0013999 | 810.2877 | 0.001065 | 1008.9237 | 0.00088107 | 909.4403 | 0.0010302 | 851.6399 | 0.0010925 | 998.8141 | 0.00083283 | 901.5538 | 0.0010165 | 859.8708 | 0.0010466
991.5479 | 0.0013322 | 886.3229 | 0.0013238 | 790.8356 | 0.0010079 | 1006.7808 | 0.0013765 | 911.5245 | 0.00141 | 812.6986 | 0.0010775 | 1010.6106 | 0.00087924 | 911.4775 | 0.0010259 | 853.8806 | 0.0010935 | 1000.4873 | 0.00082973 | 903.5695 | 0.0010109 | 862.0333 | 0.0010359
993.1644 | 0.0013173 | 888.3112 | 0.0013364 | 793.1507 | 0.0010186 | 1008.5342 | 0.0013667 | 913.6145 | 0.0014199 | 815.1096 | 0.0010905 | 1012.2975 | 0.00087824 | 913.5147 | 0.0010215 | 856.1213 | 0.001094 | 1002.1605 | 0.00082578 | 905.5851 | 0.0010053 | 864.1957 | 0.0010257
994.7808 | 0.0013036 | 890.2994 | 0.0013487 | 795.4658 | 0.0010298 | 1010.2877 | 0.0013568 | 915.7045 | 0.0014295 | 817.5205 | 0.0011038 | 1013.9843 | 0.00087815 | 915.5519 | 0.0010171 | 858.362 | 0.0010942 | 1003.8337 | 0.0008211 | 907.6008 | 0.0009997 | 866.3581 | 0.0010162
996.3973 | 0.0012913 | 892.2877 | 0.0013608 | 797.7808 | 0.0010414 | 1012.0411 | 0.0013472 | 917.7945 | 0.0014389 | 819.9315 | 0.0011174 | 1015.6712 | 0.00087901 | 917.589 | 0.0010127 | 860.6027 | 0.0010941 | 1005.5068 | 0.00081586 | 909.6164 | 0.00099431 | 868.5205 | 0.0010074
998.0137 | 0.0012811 | 894.2759 | 0.0013726 | 800.0959 | 0.0010534 | 1013.7945 | 0.0013379 | 919.8845 | 0.0014477 | 822.3425 | 0.0011314 | 1017.3581 | 0.0008808 | 919.6262 | 0.0010082 | 862.8434 | 0.0010935 | 1007.18 | 0.00081032 | 911.6321 | 0.00098925 | 870.683 | 0.00099944
999.6301 | 0.0012733 | 896.2642 | 0.0013841 | 802.411 | 0.0010657 | 1015.5479 | 0.001329 | 921.9746 | 0.0014558 | 824.7534 | 0.0011455 | 1019.045 | 0.00088347 | 921.6634 | 0.0010037 | 865.0841 | 0.0010925 | 1008.8532 | 0.00080475 | 913.6477 | 0.00098465 | 872.8454 | 0.00099223
1001.2466 | 0.0012678 | 898.2524 | 0.0013951 | 804.726 | 0.0010785 | 1017.3014 | 0.0013206 | 924.0646 | 0.0014627 | 827.1644 | 0.0011598 | 1020.7319 | 0.00088701 | 923.7006 | 0.00099917 | 867.3249 | 0.0010912 | 1010.5264 | 0.00079943 | 915.6634 | 0.00098057 | 875.0078 | 0.00098577
1002.863 | 0.0012646 | 900.2407 | 0.0014057 | 807.0411 | 0.0010916 | 1019.0548 | 0.0013125 | 926.1546 | 0.0014681 | 829.5753 | 0.0011741 | 1022.4188 | 0.00089143 | 925.7378 | 0.00099472 | 869.5656 | 0.0010895 | 1012.1996 | 0.00079471 | 917.6791 | 0.00097706 | 877.1703 | 0.00098004
1004.4795 | 0.0012632 | 902.229 | 0.0014157 | 809.3562 | 0.0011049 | 1020.8082 | 0.001305 | 928.2446 | 0.001472 | 831.9863 | 0.0011884 | 1024.1057 | 0.00089666 | 927.775 | 0.00099037 | 871.8063 | 0.0010876 | 1013.8728 | 0.00079078 | 919.6947 | 0.00097411 | 879.3327 | 0.00097496
1006.0959 | 0.0012634 | 904.2172 | 0.001425 | 811.6712 | 0.0011184 | 1022.5616 | 0.0012981 | 930.3346 | 0.0014741 | 834.3973 | 0.0012026 | 1025.7926 | 0.00090275 | 929.8121 | 0.00098615 | 874.047 | 0.0010855 | 1015.546 | 0.00078777 | 921.7104 | 0.0009717 | 881.4951 | 0.00097047
1007.7123 | 0.0012647 | 906.2055 | 0.0014334 | 813.9863 | 0.0011322 | 1024.3151 | 0.0012918 | 932.4247 | 0.0014746 | 836.8082 | 0.0012166 | 1027.4795 | 0.00090975 | 931.8493 | 0.00098213 | 876.2877 | 0.0010831 | 1017.2192 | 0.00078573 | 923.726 | 0.00096975 | 883.6575 | 0.00096652
1009.3288 | 0.0012668 | 908.1937 | 0.0014409 | 816.3014 | 0.001146 | 1026.0685 | 0.0012863 | 934.5147 | 0.0014737 | 839.2192 | 0.0012303 | 1029.1663 | 0.00091773 | 933.8865 | 0.00097836 | 878.5284 | 0.0010807 | 1018.8924 | 0.00078467 | 925.7417 | 0.00096818 | 885.82 | 0.00096302
1010.9452 | 0.0012692 | 910.182 | 0.0014474 | 818.6164 | 0.0011599 | 1027.8219 | 0.0012817 | 936.6047 | 0.0014717 | 841.6301 | 0.0012438 | 1030.8532 | 0.00092675 | 935.9237 | 0.00097493 | 880.7691 | 0.0010782 | 1020.5656 | 0.00078452 | 927.7573 | 0.00096677 | 887.9824 | 0.00095987
1012.5616 | 0.0012717 | 912.1703 | 0.0014528 | 820.9315 | 0.0011738 | 1029.5753 | 0.001278 | 938.6947 | 0.001469 | 844.0411 | 0.0012567 | 1032.5401 | 0.00093688 | 937.9609 | 0.00097193 | 883.0098 | 0.0010758 | 1022.2387 | 0.00078516 | 929.773 | 0.00096535 | 890.1448 | 0.00095702
1014.1781 | 0.0012741 | 914.1585 | 0.001457 | 823.2466 | 0.0011875 | 1031.3288 | 0.0012751 | 940.7847 | 0.001466 | 846.4521 | 0.0012692 | 1034.227 | 0.00094812 | 939.998 | 0.00096938 | 885.2505 | 0.0010736 | 1023.9119 | 0.00078643 | 931.7886 | 0.00096377 | 892.3072 | 0.00095441
1015.7945 | 0.0012765 | 916.1468 | 0.0014601 | 825.5616 | 0.0012011 | 1033.0822 | 0.0012727 | 942.8748 | 0.0014629 | 848.863 | 0.0012812 | 1035.9139 | 0.00096044 | 942.0352 | 0.00096732 | 887.4912 | 0.0010715 | 1025.5851 | 0.00078818 | 933.8043 | 0.00096185 | 894.4697 | 0.000952
1017.411 | 0.0012789 | 918.135 | 0.0014621 | 827.8767 | 0.0012145 | 1034.8356 | 0.0012706 | 944.9648 | 0.0014599 | 851.274 | 0.0012926 | 1037.6008 | 0.00097377 | 944.0724 | 0.00096579 | 889.7319 | 0.0010698 | 1027.2583 | 0.00079022 | 935.82 | 0.00095945 | 896.6321 | 0.00094977
1019.0274 | 0.0012814 | 920.1233 | 0.0014631 | 830.1918 | 0.0012277 | 1036.589 | 0.0012685 | 947.0548 | 0.0014571 | 853.6849 | 0.0013035 | 1039.2877 | 0.00098798 | 946.1096 | 0.00096482 | 891.9726 | 0.0010684 | 1028.9315 | 0.00079239 | 937.8356 | 0.00095644 | 898.7945 | 0.00094769
1020.6438 | 0.0012842 | 922.1115 | 0.0014631 | 832.5068 | 0.0012405 | 1038.3425 | 0.0012662 | 949.1448 | 0.0014545 | 856.0959 | 0.0013138 | 1040.9746 | 0.0010028 | 948.1468 | 0.00096444 | 894.2133 | 0.0010675 | 1030.6047 | 0.00079453 | 939.8513 | 0.00095272 | 900.9569 | 0.00094573
1022.2603 | 0.0012874 | 924.0998 | 0.0014622 | 834.8219 | 0.001253 | 1040.0959 | 0.0012635 | 951.2348 | 0.0014518 | 858.5068 | 0.0013235 | 1042.6614 | 0.001018 | 950.184 | 0.00096465 | 896.454 | 0.0010671 | 1032.2779 | 0.00079652 | 941.8669 | 0.00094816 | 903.1194 | 0.00094387
1023.8767 | 0.001291 | 926.0881 | 0.0014609 | 837.137 | 0.0012652 | 1041.8493 | 0.0012604 | 953.3249 | 0.0014489 | 860.9178 | 0.0013327 | 1044.3483 | 0.0010332 | 952.2211 | 0.00096549 | 898.6947 | 0.0010673 | 1033.9511 | 0.00079828 | 943.8826 | 0.00094267 | 905.2818 | 0.00094207
1025.4932 | 0.0012947 | 928.0763 | 0.0014591 | 839.4521 | 0.0012769 | 1043.6027 | 0.0012571 | 955.4149 | 0.0014457 | 863.3288 | 0.0013412 | 1046.0352 | 0.0010481 | 954.2583 | 0.00096699 | 900.9354 | 0.0010683 | 1035.6243 | 0.00079975 | 945.8982 | 0.00093633 | 907.4442 | 0.00094029
1027.1096 | 0.0012983 | 930.0646 | 0.0014571 | 841.7671 | 0.0012883 | 1045.3562 | 0.0012536 | 957.5049 | 0.0014419 | 865.7397 | 0.0013492 | 1047.7221 | 0.0010623 | 956.2955 | 0.00096907 | 903.1761 | 0.00107 | 1037.2975 | 0.00080092 | 947.9139 | 0.0009292 | 909.6067 | 0.00093849
1028.726 | 0.0013015 | 932.0528 | 0.0014549 | 844.0822 | 0.0012993 | 1047.1096 | 0.0012501 | 959.5949 | 0.0014375 | 868.1507 | 0.0013568 | 1049.409 | 0.0010758 | 958.3327 | 0.0009717 | 905.4168 | 0.0010724 | 1038.9706 | 0.00080178 | 949.9295 | 0.00092134 | 911.7691 | 0.00093661
1030.3425 | 0.0013038 | 934.0411 | 0.0014527 | 846.3973 | 0.0013099 | 1048.863 | 0.0012466 | 961.6849 | 0.0014325 | 870.5616 | 0.0013639 | 1051.0959 | 0.0010881 | 960.3699 | 0.00097487 | 907.6575 | 0.0010755 | 1040.6438 | 0.00080236 | 951.9452 | 0.00091283 | 913.9315 | 0.0009346
1031.9589 | 0.0013048 | 936.0294 | 0.0014504 | 848.7123 | 0.0013202 | 1050.6164 | 0.0012431 | 963.775 | 0.001427 | 872.9726 | 0.0013705 | 1052.7828 | 0.0010992 | 962.407 | 0.00097853 | 909.8982 | 0.0010794 | 1042.317 | 0.00080271 | 953.9609 | 0.00090379 | 916.0939 | 0.00093241
1033.5753 | 0.0013039 | 938.0176 | 0.0014481 | 851.0274 | 0.00133 | 1052.3699 | 0.0012392 | 965.865 | 0.001421 | 875.3836 | 0.0013768 | 1054.4697 | 0.001109 | 964.4442 | 0.00098267 | 912.1389 | 0.001084 | 1043.9902 | 0.00080291 | 955.9765 | 0.00089433 | 918.2564 | 0.00092999
1035.1918 | 0.001301 | 940.0059 | 0.0014457 | 853.3425 | 0.0013395 | 1054.1233 | 0.0012348 | 967.955 | 0.001415 | 877.7945 | 0.0013826 | 1056.1566 | 0.0011176 | 966.4814 | 0.00098724 | 914.3796 | 0.0010893 | 1045.6634 | 0.00080303 | 957.9922 | 0.00088459 | 920.4188 | 0.00092729
1036.8082 | 0.0012957 | 941.9941 | 0.001443 | 855.6575 | 0.0013486 | 1055.8767 | 0.0012292 | 970.045 | 0.001409 | 880.2055 | 0.0013881 | 1057.8434 | 0.0011249 | 968.5186 | 0.00099226 | 916.6204 | 0.0010954 | 1047.3366 | 0.00080319 | 960.0078 | 0.00087469 | 922.5812 | 0.00092424
1038.4247 | 0.0012878 | 943.9824 | 0.0014399 | 857.9726 | 0.0013572 | 1057.6301 | 0.0012222 | 972.135 | 0.0014035 | 882.6164 | 0.0013933 | 1059.5303 | 0.0011312 | 970.5558 | 0.00099767 | 918.8611 | 0.0011022 | 1049.0098 | 0.00080348 | 962.0235 | 0.00086481 | 924.7436 | 0.0009208
1040.0411 | 0.0012776 | 945.9706 | 0.0014362 | 860.2877 | 0.0013653 | 1059.3836 | 0.0012133 | 974.225 | 0.0013987 | 885.0274 | 0.0013982 | 1061.2172 | 0.0011366 | 972.593 | 0.0010034 | 921.1018 | 0.0011095 | 1050.683 | 0.00080399 | 964.0391 | 0.00085505 | 926.9061 | 0.00091698
1041.6575 | 0.0012654 | 947.9589 | 0.0014318 | 862.6027 | 0.0013731 | 1061.137 | 0.0012026 | 976.3151 | 0.0013946 | 887.4384 | 0.0014028 | 1062.9041 | 0.0011414 | 974.6301 | 0.0010094 | 923.3425 | 0.0011173 | 1052.3562 | 0.00080476 | 966.0548 | 0.00084554 | 929.0685 | 0.00091278
1043.274 | 0.0012515 | 949.9472 | 0.0014265 | 864.9178 | 0.0013803 | 1062.8904 | 0.0011902 | 978.4051 | 0.0013912 | 889.8493 | 0.0014072 | 1064.591 | 0.0011455 | 976.6673 | 0.0010157 | 925.5832 | 0.0011256 | 1054.0294 | 0.00080581 | 968.0705 | 0.00083637 | 931.2309 | 0.00090823
1044.8904 | 0.0012362 | 951.9354 | 0.0014205 | 867.2329 | 0.001387 | 1064.6438 | 0.0011762 | 980.4951 | 0.0013885 | 892.2603 | 0.0014113 | 1066.2779 | 0.0011491 | 978.7045 | 0.0010223 | 927.8239 | 0.0011342 | 1055.7025 | 0.00080714 | 970.0861 | 0.0008276 | 933.3933 | 0.00090335
1046.5068 | 0.00122 | 953.9237 | 0.0014135 | 869.5479 | 0.0013933 | 1066.3973 | 0.0011612 | 982.5851 | 0.0013861 | 894.6712 | 0.0014152 | 1067.9648 | 0.0011522 | 980.7417 | 0.001029 | 930.0646 | 0.0011432 | 1057.3757 | 0.00080871 | 972.1018 | 0.00081931 | 935.5558 | 0.0008982
1048.1233 | 0.0012033 | 955.9119 | 0.0014058 | 871.863 | 0.0013989 | 1068.1507 | 0.0011456 | 984.6751 | 0.0013839 | 897.0822 | 0.0014189 | 1069.6517 | 0.0011548 | 982.7789 | 0.0010359 | 932.3053 | 0.0011523 | 1059.0489 | 0.00081044 | 974.1174 | 0.00081153 | 937.7182 | 0.00089284
1049.7397 | 0.0011864 | 957.9002 | 0.0013975 | 874.1781 | 0.0014039 | 1069.9041 | 0.00113 | 986.7652 | 0.0013814 | 899.4932 | 0.0014224 | 1071.3386 | 0.0011569 | 984.816 | 0.001043 | 934.546 | 0.0011616 | 1060.7221 | 0.00081225 | 976.1331 | 0.00080429 | 939.8806 | 0.00088735
1051.3562 | 0.0011697 | 959.8885 | 0.0013887 | 876.4932 | 0.0014083 | 1071.6575 | 0.001115 | 988.8552 | 0.0013783 | 901.9041 | 0.0014257 | 1073.0254 | 0.0011586 | 986.8532 | 0.0010502 | 936.7867 | 0.0011709 | 1062.3953 | 0.00081404 | 978.1487 | 0.00079766 | 942.0431 | 0.00088182
1052.9726 | 0.0011535 | 961.8767 | 0.0013797 | 878.8082 | 0.0014121 | 1073.411 | 0.0011009 | 990.9452 | 0.0013744 | 904.3151 | 0.0014287 | 1074.7123 | 0.0011597 | 988.8904 | 0.0010575 | 939.0274 | 0.0011802 | 1064.0685 | 0.00081571 | 980.1644 | 0.0007916 | 944.2055 | 0.00087637
1054.589 | 0.001138 | 963.865 | 0.001371 | 881.1233 | 0.0014153 | 1075.1644 | 0.0010883 | 993.0352 | 0.0013693 | 906.726 | 0.0014316 | 1076.3992 | 0.0011604 | 990.9276 | 0.0010649 | 941.2681 | 0.0011893 | 1065.7417 | 0.00081715 | 982.18 | 0.00078606 | 946.3679 | 0.00087111
1056.2055 | 0.0011233 | 965.8532 | 0.0013627 | 883.4384 | 0.001418 | 1076.9178 | 0.0010773 | 995.1252 | 0.0013629 | 909.137 | 0.0014342 | 1078.0861 | 0.0011608 | 992.9648 | 0.0010723 | 943.5088 | 0.0011982 | 1067.4149 | 0.00081829 | 984.1957 | 0.00078102 | 948.5303 | 0.00086612
1057.8219 | 0.0011096 | 967.8415 | 0.0013551 | 885.7534 | 0.0014203 | 1078.6712 | 0.0010685 | 997.2153 | 0.0013547 | 911.5479 | 0.0014366 | 1079.773 | 0.001161 | 995.002 | 0.0010797 | 945.7495 | 0.0012069 | 1069.0881 | 0.00081912 | 986.2114 | 0.00077644 | 950.6928 | 0.00086152
1059.4384 | 0.0010966 | 969.8297 | 0.0013485 | 888.0685 | 0.0014221 | 1080.4247 | 0.0010616 | 999.3053 | 0.0013451 | 913.9589 | 0.0014386 | 1081.4599 | 0.0011611 | 997.0391 | 0.0010871 | 947.9902 | 0.0012151 | 1070.7613 | 0.00081966 | 988.227 | 0.00077228 | 952.8552 | 0.00085738
1061.0548 | 0.0010845 | 971.818 | 0.0013429 | 890.3836 | 0.0014235 | 1082.1781 | 0.0010567 | 1001.3953 | 0.0013339 | 916.3699 | 0.0014404 | 1083.1468 | 0.0011612 | 999.0763 | 0.0010944 | 950.2309 | 0.0012229 | 1072.4344 | 0.00081996 | 990.2427 | 0.00076852 | 955.0176 | 0.0008538
1062.6712 | 0.0010731 | 973.8063 | 0.0013384 | 892.6986 | 0.0014245 | 1083.9315 | 0.0010536 | 1003.4853 | 0.0013213 | 918.7808 | 0.0014417 | 1084.8337 | 0.0011615 | 1001.1135 | 0.0011017 | 952.4716 | 0.0012301 | 1074.1076 | 0.00082015 | 992.2583 | 0.00076512 | 957.18 | 0.00085086
1064.2877 | 0.0010623 | 975.7945 | 0.0013351 | 895.0137 | 0.0014253 | 1085.6849 | 0.0010519 | 1005.5753 | 0.0013076 | 921.1918 | 0.0014425 | 1086.5205 | 0.0011619 | 1003.1507 | 0.0011087 | 954.7123 | 0.0012367 | 1075.7808 | 0.00082037 | 994.274 | 0.00076207 | 959.3425 | 0.00084862
1065.9041 | 0.0010521 | 977.7828 | 0.0013327 | 897.3288 | 0.001426 | 1087.4384 | 0.0010514 | 1007.6654 | 0.001293 | 923.6027 | 0.0014428 | 1088.2074 | 0.0011626 | 1005.1879 | 0.0011156 | 956.953 | 0.0012427 | 1077.454 | 0.00082082 | 996.2896 | 0.00075941 | 961.5049 | 0.00084723
1067.5205 | 0.0010426 | 979.771 | 0.0013312 | 899.6438 | 0.0014266 | 1089.1918 | 0.0010514 | 1009.7554 | 0.0012779 | 926.0137 | 0.0014425 | 1089.8943 | 0.0011634 | 1007.225 | 0.0011222 | 959.1937 | 0.0012481 | 1079.1272 | 0.0008217 | 998.3053 | 0.00075708 | 963.6673 | 0.0008467
1069.137 | 0.0010338 | 981.7593 | 0.0013303 | 901.9589 | 0.0014271 | 1090.9452 | 0.0010515 | 1011.8454 | 0.0012627 | 928.4247 | 0.0014416 | 1091.5812 | 0.0011643 | 1009.2622 | 0.0011284 | 961.4344 | 0.0012527 | 1080.8004 | 0.00082325 | 1000.3209 | 0.00075512 | 965.8297 | 0.00084703
1070.7534 | 0.0010259 | 983.7476 | 0.0013299 | 904.274 | 0.0014276 | 1092.6986 | 0.0010513 | 1013.9354 | 0.0012478 | 930.8356 | 0.00144 | 1093.2681 | 0.0011651 | 1011.2994 | 0.0011342 | 963.6751 | 0.0012567 | 1082.4736 | 0.00082573 | 1002.3366 | 0.00075355 | 967.9922 | 0.00084824
1072.3699 | 0.0010191 | 985.7358 | 0.0013294 | 906.589 | 0.001428 | 1094.4521 | 0.0010503 | 1016.0254 | 0.0012336 | 933.2466 | 0.0014375 | 1094.955 | 0.0011658 | 1013.3366 | 0.0011395 | 965.9159 | 0.00126 | 1084.1468 | 0.00082944 | 1004.3523 | 0.00075241 | 970.1546 | 0.00085035
1073.9863 | 0.0010137 | 987.7241 | 0.0013286 | 908.9041 | 0.0014285 | 1096.2055 | 0.0010482 | 1018.1155 | 0.0012202 | 935.6575 | 0.0014342 | 1096.6419 | 0.0011662 | 1015.3738 | 0.0011443 | 968.1566 | 0.0012625 | 1085.82 | 0.00083445 | 1006.3679 | 0.00075174 | 972.317 | 0.00085334
1075.6027 | 0.00101 | 989.7123 | 0.0013274 | 911.2192 | 0.0014288 | 1097.9589 | 0.0010449 | 1020.2055 | 0.0012079 | 938.0685 | 0.0014299 | 1098.3288 | 0.0011662 | 1017.411 | 0.0011483 | 970.3973 | 0.0012644 | 1087.4932 | 0.00084081 | 1008.3836 | 0.00075159 | 974.4795 | 0.0008572
1077.2192 | 0.0010083 | 991.7006 | 0.0013254 | 913.5342 | 0.0014291 | 1099.7123 | 0.0010406 | 1022.2955 | 0.0011967 | 940.4795 | 0.0014247 | 1100.0157 | 0.001166 | 1019.4481 | 0.0011516 | 972.638 | 0.0012656 | 1089.1663 | 0.00084852 | 1010.3992 | 0.00075199 | 976.6419 | 0.00086189
1078.8356 | 0.0010086 | 993.6888 | 0.0013224 | 915.8493 | 0.0014292 | 1101.4658 | 0.0010355 | 1024.3855 | 0.0011863 | 942.8904 | 0.0014186 | 1101.7025 | 0.0011654 | 1021.4853 | 0.0011541 | 974.8787 | 0.0012662 | 1090.8395 | 0.00085746 | 1012.4149 | 0.00075302 | 978.8043 | 0.00086735
1080.4521 | 0.0010109 | 995.6771 | 0.0013182 | 918.1644 | 0.001429 | 1103.2192 | 0.0010301 | 1026.4755 | 0.0011764 | 945.3014 | 0.0014116 | 1103.3894 | 0.0011646 | 1023.5225 | 0.0011559 | 977.1194 | 0.0012664 | 1092.5127 | 0.00086747 | 1014.4305 | 0.00075475 | 980.9667 | 0.00087357
1082.0685 | 0.001015 | 997.6654 | 0.0013128 | 920.4795 | 0.0014285 | 1104.9726 | 0.001025 | 1028.5656 | 0.0011665 | 947.7123 | 0.0014037 | 1105.0763 | 0.0011639 | 1025.5597 | 0.001157 | 979.3601 | 0.001266 | 1094.1859 | 0.00087827 | 1016.4462 | 0.00075713 | 983.1292 | 0.00088039
1083.6849 | 0.0010205 | 999.6536 | 0.0013061 | 922.7945 | 0.0014276 | 1106.726 | 0.0010204 | 1030.6556 | 0.0011565 | 950.1233 | 0.0013951 | 1106.7632 | 0.0011632 | 1027.5969 | 0.0011573 | 981.6008 | 0.0012652 | 1095.8591 | 0.00088955 | 1018.4618 | 0.00076017 | 985.2916 | 0.00088766
1085.3014 | 0.0010271 | 1001.6419 | 0.0012981 | 925.1096 | 0.0014261 | 1108.4795 | 0.0010168 | 1032.7456 | 0.0011458 | 952.5342 | 0.0013858 | 1108.4501 | 0.0011629 | 1029.6341 | 0.0011569 | 983.8415 | 0.0012641 | 1097.5323 | 0.00090096 | 1020.4775 | 0.00076386 | 987.454 | 0.00089527
1086.9178 | 0.0010341 | 1003.6301 | 0.0012887 | 927.4247 | 0.0014239 | 1110.2329 | 0.0010144 | 1034.8356 | 0.0011345 | 954.9452 | 0.0013757 | 1110.137 | 0.0011631 | 1031.6712 | 0.0011559 | 986.0822 | 0.0012625 | 1099.2055 | 0.00091211 | 1022.4932 | 0.00076817 | 989.6164 | 0.00090306
1088.5342 | 0.0010411 | 1005.6184 | 0.0012782 | 929.7397 | 0.0014209 | 1111.9863 | 0.0010131 | 1036.9256 | 0.0011223 | 957.3562 | 0.0013652 | 1111.8239 | 0.001164 | 1033.7084 | 0.0011544 | 988.3229 | 0.0012606 | 1100.8787 | 0.0009226 | 1024.5088 | 0.00077309 | 991.7789 | 0.00091091
1090.1507 | 0.0010477 | 1007.6067 | 0.0012666 | 932.0548 | 0.0014171 | 1113.7397 | 0.0010131 | 1039.0157 | 0.0011095 | 959.7671 | 0.0013543 | 1113.5108 | 0.001166 | 1035.7456 | 0.0011525 | 990.5636 | 0.0012584 | 1102.5519 | 0.00093204 | 1026.5245 | 0.0007786 | 993.9413 | 0.00091868
1091.7671 | 0.0010532 | 1009.5949 | 0.0012543 | 934.3699 | 0.0014125 | 1115.4932 | 0.0010141 | 1041.1057 | 0.0010961 | 962.1781 | 0.0013431 | 1115.1977 | 0.0011691 | 1037.7828 | 0.0011504 | 992.8043 | 0.001256 | 1104.225 | 0.00094023 | 1028.5401 | 0.00078466 | 996.1037 | 0.00092622
1093.3836 | 0.0010575 | 1011.5832 | 0.0012415 | 936.6849 | 0.0014069 | 1117.2466 | 0.0010162 | 1043.1957 | 0.0010824 | 964.589 | 0.0013317 | 1116.8845 | 0.0011734 | 1039.82 | 0.0011482 | 995.045 | 0.0012533 | 1105.8982 | 0.00094703 | 1030.5558 | 0.00079128 | 998.2661 | 0.00093344
1095 | 0.0010602 | 1013.5714 | 0.0012282 | 939 | 0.0014004 | 1119 | 0.0010191 | 1045.2857 | 0.0010687 | 967 | 0.0013202 | 1118.5714 | 0.001179 | 1041.8571 | 0.001146 | 997.2857 | 0.0012504 | 1107.5714 | 0.00095242 | 1032.5714 | 0.00079844 | 1000.4286 | 0.00094016
1096.6164 | 0.0010613 | 1015.5597 | 0.0012148 | 941.3151 | 0.001393 | 1120.7534 | 0.0010229 | 1047.3757 | 0.0010555 | 969.411 | 0.0013087 | 1120.2583 | 0.001186 | 1043.8943 | 0.0011441 | 999.5264 | 0.0012473 | 1109.2446 | 0.00095645 | 1034.5871 | 0.0008061 | 1002.591 | 0.00094636
1098.2329 | 0.0010608 | 1017.5479 | 0.0012015 | 943.6301 | 0.0013847 | 1122.5068 | 0.0010274 | 1049.4658 | 0.0010432 | 971.8219 | 0.0012973 | 1121.9452 | 0.0011944 | 1045.9315 | 0.0011425 | 1001.7671 | 0.0012441 | 1110.9178 | 0.00095933 | 1036.6027 | 0.00081425 | 1004.7534 | 0.00095203
1099.8493 | 0.0010588 | 1019.5362 | 0.0011882 | 945.9452 | 0.0013754 | 1124.2603 | 0.0010325 | 1051.5558 | 0.0010319 | 974.2329 | 0.0012861 | 1123.6321 | 0.001204 | 1047.9687 | 0.0011413 | 1004.0078 | 0.0012406 | 1112.591 | 0.00096132 | 1038.6184 | 0.0008229 | 1006.9159 | 0.00095718
1101.4658 | 0.0010554 | 1021.5245 | 0.0011752 | 948.2603 | 0.0013653 | 1126.0137 | 0.001038 | 1053.6458 | 0.001022 | 976.6438 | 0.001275 | 1125.319 | 0.001215 | 1050.0059 | 0.0011408 | 1006.2485 | 0.0012369 | 1114.2642 | 0.00096279 | 1040.6341 | 0.00083206 | 1009.0783 | 0.00096186
1103.0822 | 0.0010508 | 1023.5127 | 0.0011625 | 950.5753 | 0.0013544 | 1127.7671 | 0.0010437 | 1055.7358 | 0.0010137 | 979.0548 | 0.0012641 | 1127.0059 | 0.0012272 | 1052.0431 | 0.0011408 | 1008.4892 | 0.0012331 | 1115.9374 | 0.00096418 | 1042.6497 | 0.00084174 | 1011.2407 | 0.00096615
1104.6986 | 0.0010449 | 1025.501 | 0.0011499 | 952.8904 | 0.001343 | 1129.5205 | 0.0010492 | 1057.8258 | 0.0010068 | 981.4658 | 0.0012534 | 1128.6928 | 0.0012404 | 1054.0802 | 0.0011415 | 1010.7299 | 0.0012292 | 1117.6106 | 0.00096593 | 1044.6654 | 0.00085195 | 1013.4031 | 0.00097016
1106.3151 | 0.0010381 | 1027.4892 | 0.0011375 | 955.2055 | 0.0013311 | 1131.274 | 0.0010543 | 1059.9159 | 0.0010015 | 983.8767 | 0.0012429 | 1130.3796 | 0.0012544 | 1056.1174 | 0.0011427 | 1012.9706 | 0.0012252 | 1119.2838 | 0.00096862 | 1046.681 | 0.00086267 | 1015.5656 | 0.00097401
1107.9315 | 0.0010304 | 1029.4775 | 0.0011251 | 957.5205 | 0.0013187 | 1133.0274 | 0.0010585 | 1062.0059 | 0.00099756 | 986.2877 | 0.0012326 | 1132.0665 | 0.0012691 | 1058.1546 | 0.0011445 | 1015.2114 | 0.0012211 | 1120.9569 | 0.00097266 | 1048.6967 | 0.00087396 | 1017.728 | 0.00097786
1109.5479 | 0.001022 | 1031.4658 | 0.0011125 | 959.8356 | 0.001306 | 1134.7808 | 0.0010615 | 1064.0959 | 0.00099468 | 988.6986 | 0.0012224 | 1133.7534 | 0.001284 | 1060.1918 | 0.0011467 | 1017.4521 | 0.001217 | 1122.6301 | 0.00097831 | 1050.7123 | 0.0008857 | 1019.8904 | 0.00098188
1111.1644 | 0.0010131 | 1033.454 | 0.0010998 | 962.1507 | 0.0012931 | 1136.5342 | 0.001063 | 1066.1859 | 0.00099252 | 991.1096 | 0.0012123 | 1135.4403 | 0.0012987 | 1062.229 | 0.0011494 | 1019.6928 | 0.0012129 | 1124.3033 | 0.00098578 | 1052.728 | 0.00089781 | 1022.0528 | 0.00098622
1112.7808 | 0.0010039 | 1035.4423 | 0.0010868 | 964.4658 | 0.00128 | 1138.2877 | 0.0010629 | 1068.2759 | 0.00099067 | 993.5205 | 0.0012023 | 1137.1272 | 0.001313 | 1064.2661 | 0.0011524 | 1021.9335 | 0.0012088 | 1125.9765 | 0.00099514 | 1054.7436 | 0.0009102 | 1024.2153 | 0.000991
1114.3973 | 0.00099477 | 1037.4305 | 0.0010734 | 966.7808 | 0.001267 | 1140.0411 | 0.0010611 | 1070.3659 | 0.00098872 | 995.9315 | 0.0011923 | 1138.8141 | 0.0013263 | 1066.3033 | 0.0011557 | 1024.1742 | 0.0012049 | 1127.6497 | 0.0010063 | 1056.7593 | 0.00092276 | 1026.3777 | 0.0009963
1116.0137 | 0.00098596 | 1039.4188 | 0.0010598 | 969.0959 | 0.001254 | 1141.7945 | 0.0010577 | 1072.456 | 0.00098626 | 998.3425 | 0.0011823 | 1140.501 | 0.0013383 | 1068.3405 | 0.0011591 | 1026.4149 | 0.0012011 | 1129.3229 | 0.0010193 | 1058.775 | 0.00093534 | 1028.5401 | 0.0010022
1117.6301 | 0.00097774 | 1041.407 | 0.0010458 | 971.411 | 0.0012412 | 1143.5479 | 0.0010528 | 1074.546 | 0.00098298 | 1000.7534 | 0.0011723 | 1142.1879 | 0.0013487 | 1070.3777 | 0.0011625 | 1028.6556 | 0.0011975 | 1130.9961 | 0.0010336 | 1060.7906 | 0.0009478 | 1030.7025 | 0.0010087
1119.2466 | 0.00097039 | 1043.3953 | 0.0010318 | 973.726 | 0.0012286 | 1145.3014 | 0.0010466 | 1076.636 | 0.00097874 | 1003.1644 | 0.0011622 | 1143.8748 | 0.0013573 | 1072.4149 | 0.001166 | 1030.8963 | 0.0011941 | 1132.6693 | 0.001049 | 1062.8063 | 0.00096 | 1032.865 | 0.0010157
1120.863 | 0.00096411 | 1045.3836 | 0.0010178 | 976.0411 | 0.0012163 | 1147.0548 | 0.0010396 | 1078.726 | 0.00097364 | 1005.5753 | 0.0011521 | 1145.5616 | 0.0013639 | 1074.4521 | 0.0011694 | 1033.137 | 0.001191 | 1134.3425 | 0.0010652 | 1064.8219 | 0.00097178 | 1035.0274 | 0.0010233
1122.4795 | 0.0009591 | 1047.3718 | 0.0010041 | 978.3562 | 0.0012042 | 1148.8082 | 0.0010321 | 1080.816 | 0.00096786 | 1007.9863 | 0.0011419 | 1147.2485 | 0.0013685 | 1076.4892 | 0.0011727 | 1035.3777 | 0.0011881 | 1136.0157 | 0.0010815 | 1066.8376 | 0.00098292 | 1037.1898 | 0.0010314
1124.0959 | 0.00095554 | 1049.3601 | 0.00099086 | 980.6712 | 0.0011926 | 1150.5616 | 0.0010245 | 1082.9061 | 0.0009617 | 1010.3973 | 0.0011317 | 1148.9354 | 0.0013711 | 1078.5264 | 0.001176 | 1037.6184 | 0.0011856 | 1137.6888 | 0.0010976 | 1068.8532 | 0.00099335 | 1039.3523 | 0.00104
1125.7123 | 0.00095353 | 1051.3483 | 0.00097834 | 982.9863 | 0.0011813 | 1152.3151 | 0.0010171 | 1084.9961 | 0.00095548 | 1012.8082 | 0.0011214 | 1150.6223 | 0.0013719 | 1080.5636 | 0.0011793 | 1039.8591 | 0.0011834 | 1139.362 | 0.0011127 | 1070.8689 | 0.001003 | 1041.5147 | 0.0010488
1127.3288 | 0.00095314 | 1053.3366 | 0.00096674 | 985.3014 | 0.0011703 | 1154.0685 | 0.0010101 | 1087.0861 | 0.00094954 | 1015.2192 | 0.0011111 | 1152.3092 | 0.0013715 | 1082.6008 | 0.0011826 | 1042.0998 | 0.0011816 | 1141.0352 | 0.0011266 | 1072.8845 | 0.0010118 | 1043.6771 | 0.0010578
1128.9452 | 0.00095439 | 1055.3249 | 0.00095623 | 987.6164 | 0.0011598 | 1155.8219 | 0.0010034 | 1089.1761 | 0.00094415 | 1017.6301 | 0.0011007 | 1153.9961 | 0.0013704 | 1084.638 | 0.001186 | 1044.3405 | 0.0011801 | 1142.7084 | 0.0011388 | 1074.9002 | 0.0010198 | 1045.8395 | 0.0010668
1130.5616 | 0.00095719 | 1057.3131 | 0.00094697 | 989.9315 | 0.0011496 | 1157.5753 | 0.00099722 | 1091.2661 | 0.0009395 | 1020.0411 | 0.0010903 | 1155.683 | 0.0013689 | 1086.6751 | 0.0011897 | 1046.5812 | 0.001179 | 1144.3816 | 0.0011489 | 1076.9159 | 0.001027 | 1048.002 | 0.0010759
1132.1781 | 0.0009614 | 1059.3014 | 0.00093906 | 992.2466 | 0.0011398 | 1159.3288 | 0.00099133 | 1093.3562 | 0.00093567 | 1022.4521 | 0.0010799 | 1157.3699 | 0.0013675 | 1088.7123 | 0.0011936 | 1048.8219 | 0.0011782 | 1146.0548 | 0.0011568 | 1078.9315 | 0.0010334 | 1050.1644 | 0.0010849
1133.7945 | 0.00096684 | 1061.2896 | 0.00093255 | 994.5616 | 0.0011303 | 1161.0822 | 0.00098558 | 1095.4462 | 0.00093266 | 1024.863 | 0.0010695 | 1159.0568 | 0.0013667 | 1090.7495 | 0.0011979 | 1051.0626 | 0.0011777 | 1147.728 | 0.0011622 | 1080.9472 | 0.001039 | 1052.3268 | 0.0010938
1135.411 | 0.00097306 | 1063.2779 | 0.0009275 | 996.8767 | 0.0011212 | 1162.8356 | 0.00097977 | 1097.5362 | 0.00093038 | 1027.274 | 0.001059 | 1160.7436 | 0.0013667 | 1092.7867 | 0.0012025 | 1053.3033 | 0.0011774 | 1149.4012 | 0.0011652 | 1082.9628 | 0.0010441 | 1054.4892 | 0.0011026
1137.0274 | 0.00097964 | 1065.2661 | 0.00092392 | 999.1918 | 0.0011126 | 1164.589 | 0.00097372 | 1099.6262 | 0.00092869 | 1029.6849 | 0.0010485 | 1162.4305 | 0.0013676 | 1094.8239 | 0.0012076 | 1055.544 | 0.0011775 | 1151.0744 | 0.0011658 | 1084.9785 | 0.0010486 | 1056.6517 | 0.0011112
1138.6438 | 0.00098617 | 1067.2544 | 0.00092158 | 1001.5068 | 0.0011042 | 1166.3425 | 0.0009673 | 1101.7162 | 0.00092739 | 1032.0959 | 0.001038 | 1164.1174 | 0.0013695 | 1096.8611 | 0.0012131 | 1057.7847 | 0.0011778 | 1152.7476 | 0.0011643 | 1086.9941 | 0.0010527 | 1058.8141 | 0.0011197
1140.2603 | 0.00099231 | 1069.2427 | 0.00092035 | 1003.8219 | 0.0010962 | 1168.0959 | 0.00096051 | 1103.8063 | 0.00092626 | 1034.5068 | 0.0010274 | 1165.8043 | 0.0013722 | 1098.8982 | 0.0012192 | 1060.0254 | 0.0011782 | 1154.4207 | 0.0011609 | 1089.0098 | 0.0010567 | 1060.9765 | 0.001128
1141.8767 | 0.00099778 | 1071.2309 | 0.00092007 | 1006.137 | 0.0010885 | 1169.8493 | 0.00095357 | 1105.8963 | 0.0009251 | 1036.9178 | 0.0010167 | 1167.4912 | 0.0013753 | 1100.9354 | 0.0012256 | 1062.2661 | 0.0011787 | 1156.0939 | 0.0011561 | 1091.0254 | 0.0010605 | 1063.1389 | 0.0011362
1143.4932 | 0.0010024 | 1073.2192 | 0.00092055 | 1008.4521 | 0.001081 | 1171.6027 | 0.00094681 | 1107.9863 | 0.00092376 | 1039.3288 | 0.001006 | 1169.1781 | 0.0013786 | 1102.9726 | 0.0012323 | 1064.5068 | 0.0011793 | 1157.7671 | 0.0011506 | 1093.0411 | 0.0010643 | 1065.3014 | 0.0011441
1145.1096 | 0.0010063 | 1075.2074 | 0.00092162 | 1010.7671 | 0.0010738 | 1173.3562 | 0.00094068 | 1110.0763 | 0.00092213 | 1041.7397 | 0.0009953 | 1170.865 | 0.0013813 | 1105.0098 | 0.0012393 | 1066.7476 | 0.0011798 | 1159.4403 | 0.001145 | 1095.0568 | 0.0010681 | 1067.4638 | 0.0011518
1146.726 | 0.0010094 | 1077.1957 | 0.00092307 | 1013.0822 | 0.0010669 | 1175.1096 | 0.00093567 | 1112.1663 | 0.00092015 | 1044.1507 | 0.00098449 | 1172.5519 | 0.0013831 | 1107.047 | 0.0012465 | 1068.9883 | 0.0011803 | 1161.1135 | 0.0011397 | 1097.0724 | 0.0010721 | 1069.6262 | 0.0011593
1148.3425 | 0.0010121 | 1079.184 | 0.00092473 | 1015.3973 | 0.0010601 | 1176.863 | 0.00093224 | 1114.2564 | 0.00091778 | 1046.5616 | 0.00097362 | 1174.2387 | 0.0013836 | 1109.0841 | 0.0012536 | 1071.229 | 0.0011805 | 1162.7867 | 0.0011353 | 1099.0881 | 0.0010763 | 1071.7886 | 0.0011664
1149.9589 | 0.0010147 | 1081.1722 | 0.00092643 | 1017.7123 | 0.0010536 | 1178.6164 | 0.00093075 | 1116.3464 | 0.00091505 | 1048.9726 | 0.00096269 | 1175.9256 | 0.0013825 | 1111.1213 | 0.0012607 | 1073.4697 | 0.0011806 | 1164.4599 | 0.0011323 | 1101.1037 | 0.0010808 | 1073.9511 | 0.001173
1151.5753 | 0.0010176 | 1083.1605 | 0.00092802 | 1020.0274 | 0.0010471 | 1180.3699 | 0.00093138 | 1118.4364 | 0.00091199 | 1051.3836 | 0.00095172 | 1177.6125 | 0.0013796 | 1113.1585 | 0.0012675 | 1075.7104 | 0.0011803 | 1166.1331 | 0.0011308 | 1103.1194 | 0.0010856 | 1076.1135 | 0.0011793
1153.1918 | 0.0010211 | 1085.1487 | 0.00092932 | 1022.3425 | 0.0010407 | 1182.1233 | 0.00093408 | 1120.5264 | 0.00090867 | 1053.7945 | 0.00094072 | 1179.2994 | 0.0013749 | 1115.1957 | 0.0012739 | 1077.9511 | 0.0011797 | 1167.8063 | 0.0011313 | 1105.135 | 0.0010908 | 1078.2759 | 0.0011849
1154.8082 | 0.0010253 | 1087.137 | 0.00093029 | 1024.6575 | 0.0010343 | 1183.8767 | 0.00093852 | 1122.6164 | 0.00090514 | 1056.2055 | 0.0009297 | 1180.9863 | 0.0013686 | 1117.2329 | 0.0012799 | 1080.1918 | 0.0011788 | 1169.4795 | 0.0011339 | 1107.1507 | 0.0010964 | 1080.4384 | 0.00119
1156.4247 | 0.0010305 | 1089.1252 | 0.00093087 | 1026.9726 | 0.0010278 | 1185.6301 | 0.00094412 | 1124.7065 | 0.0009014 | 1058.6164 | 0.00091866 | 1182.6732 | 0.0013609 | 1119.2701 | 0.0012852 | 1082.4325 | 0.0011774 | 1171.1526 | 0.0011386 | 1109.1663 | 0.0011023 | 1082.6008 | 0.0011945
1158.0411 | 0.0010363 | 1091.1135 | 0.00093106 | 1029.2877 | 0.0010213 | 1187.3836 | 0.0009501 | 1126.7965 | 0.00089741 | 1061.0274 | 0.00090763 | 1184.3601 | 0.0013521 | 1121.3072 | 0.0012899 | 1084.6732 | 0.0011757 | 1172.8258 | 0.0011457 | 1111.182 | 0.0011087 | 1084.7632 | 0.0011985
1159.6575 | 0.0010426 | 1093.1018 | 0.0009309 | 1031.6027 | 0.0010146 | 1189.137 | 0.00095543 | 1128.8865 | 0.00089308 | 1063.4384 | 0.00089663 | 1186.047 | 0.0013426 | 1123.3444 | 0.0012938 | 1086.9139 | 0.0011735 | 1174.499 | 0.0011548 | 1113.1977 | 0.0011155 | 1086.9256 | 0.001202
1161.274 | 0.0010491 | 1095.09 | 0.00093044 | 1033.9178 | 0.0010077 | 1190.8904 | 0.000959 | 1130.9765 | 0.00088829 | 1065.8493 | 0.00088568 | 1187.7339 | 0.0013329 | 1125.3816 | 0.001297 | 1089.1546 | 0.0011709 | 1176.1722 | 0.0011657 | 1115.2133 | 0.0011228 | 1089.0881 | 0.0012052
1162.8904 | 0.0010553 | 1097.0783 | 0.00092979 | 1036.2329 | 0.0010005 | 1192.6438 | 0.00096001 | 1133.0665 | 0.00088288 | 1068.2603 | 0.0008748 | 1189.4207 | 0.0013234 | 1127.4188 | 0.0012993 | 1091.3953 | 0.0011679 | 1177.8454 | 0.0011782 | 1117.229 | 0.0011305 | 1091.2505 | 0.001208
1164.5068 | 0.0010608 | 1099.0665 | 0.00092905 | 1038.5479 | 0.000993 | 1194.3973 | 0.00095786 | 1135.1566 | 0.00087672 | 1070.6712 | 0.00086402 | 1191.1076 | 0.0013144 | 1129.456 | 0.0013005 | 1093.636 | 0.0011644 | 1179.5186 | 0.0011921 | 1119.2446 | 0.0011388 | 1093.4129 | 0.0012107
1166.1233 | 0.0010653 | 1101.0548 | 0.00092835 | 1040.863 | 0.00098518 | 1196.1507 | 0.00095226 | 1137.2466 | 0.00086969 | 1073.0822 | 0.00085337 | 1192.7945 | 0.0013062 | 1131.4932 | 0.0013009 | 1095.8767 | 0.0011607 | 1181.1918 | 0.001207 | 1121.2603 | 0.0011475 | 1095.5753 | 0.0012134
1167.7397 | 0.0010683 | 1103.0431 | 0.0009278 | 1043.1781 | 0.00097699 | 1197.9041 | 0.00094326 | 1139.3366 | 0.00086172 | 1075.4932 | 0.00084287 | 1194.4814 | 0.001299 | 1133.5303 | 0.0013005 | 1098.1174 | 0.0011567 | 1182.865 | 0.0012227 | 1123.2759 | 0.0011566 | 1097.7378 | 0.0012163
1169.3562 | 0.0010697 | 1105.0313 | 0.00092755 | 1045.4932 | 0.00096841 | 1199.6575 | 0.00093122 | 1141.4266 | 0.00085284 | 1077.9041 | 0.00083256 | 1196.1683 | 0.0012929 | 1135.5675 | 0.0012992 | 1100.3581 | 0.0011523 | 1184.5382 | 0.0012389 | 1125.2916 | 0.0011662 | 1099.9002 | 0.0012194
1170.9726 | 0.0010695 | 1107.0196 | 0.00092764 | 1047.8082 | 0.00095944 | 1201.411 | 0.00091677 | 1143.5166 | 0.0008431 | 1080.3151 | 0.00082248 | 1197.8552 | 0.001288 | 1137.6047 | 0.0012971 | 1102.5988 | 0.0011478 | 1186.2114 | 0.0012552 | 1127.3072 | 0.0011761 | 1102.0626 | 0.0012228
1172.589 | 0.0010674 | 1109.0078 | 0.00092811 | 1050.1233 | 0.00095003 | 1203.1644 | 0.00090075 | 1145.6067 | 0.00083265 | 1082.726 | 0.00081269 | 1199.5421 | 0.0012841 | 1139.6419 | 0.0012942 | 1104.8395 | 0.0011431 | 1187.8845 | 0.0012714 | 1129.3229 | 0.0011864 | 1104.225 | 0.0012266
1174.2055 | 0.0010639 | 1110.9961 | 0.0009289 | 1052.4384 | 0.00094022 | 1204.9178 | 0.00088409 | 1147.6967 | 0.00082171 | 1085.137 | 0.00080326 | 1201.229 | 0.0012814 | 1141.6791 | 0.0012907 | 1107.0802 | 0.0011382 | 1189.5577 | 0.0012871 | 1131.3386 | 0.0011971 | 1106.3875 | 0.0012308
1175.8219 | 0.0010591 | 1112.9843 | 0.00092993 | 1054.7534 | 0.00093007 | 1206.6712 | 0.00086772 | 1149.7867 | 0.00081054 | 1087.5479 | 0.00079421 | 1202.9159 | 0.0012796 | 1143.7162 | 0.0012864 | 1109.3209 | 0.0011331 | 1191.2309 | 0.0013019 | 1133.3542 | 0.001208 | 1108.5499 | 0.0012354
1177.4384 | 0.0010532 | 1114.9726 | 0.00093106 | 1057.0685 | 0.00091961 | 1208.4247 | 0.0008525 | 1151.8767 | 0.00079943 | 1089.9589 | 0.00078557 | 1204.6027 | 0.0012786 | 1145.7534 | 0.0012815 | 1111.5616 | 0.001128 | 1192.9041 | 0.0013155 | 1135.3699 | 0.0012193 | 1110.7123 | 0.0012404
1179.0548 | 0.0010463 | 1116.9609 | 0.00093211 | 1059.3836 | 0.00090889 | 1210.1781 | 0.00083912 | 1153.9667 | 0.00078875 | 1092.3699 | 0.00077738 | 1206.2896 | 0.0012782 | 1147.7906 | 0.001276 | 1113.8023 | 0.0011228 | 1194.5773 | 0.0013278 | 1137.3855 | 0.0012307 | 1112.8748 | 0.0012456
1180.6712 | 0.0010386 | 1118.9491 | 0.00093283 | 1061.6986 | 0.00089796 | 1211.9315 | 0.00082826 | 1156.0568 | 0.00077878 | 1094.7808 | 0.00076967 | 1207.9765 | 0.001278 | 1149.8278 | 0.0012701 | 1116.0431 | 0.0011176 | 1196.2505 | 0.0013386 | 1139.4012 | 0.0012423 | 1115.0372 | 0.0012511
1182.2877 | 0.0010301 | 1120.9374 | 0.000933 | 1064.0137 | 0.00088689 | 1213.6849 | 0.00082008 | 1158.1468 | 0.00076977 | 1097.1918 | 0.00076245 | 1209.6634 | 0.0012777 | 1151.865 | 0.0012637 | 1118.2838 | 0.0011124 | 1197.9237 | 0.0013478 | 1141.4168 | 0.001254 | 1117.1996 | 0.0012568
1183.9041 | 0.0010207 | 1122.9256 | 0.00093237 | 1066.3288 | 0.00087575 | 1215.4384 | 0.0008145 | 1160.2368 | 0.00076189 | 1099.6027 | 0.00075574 | 1211.3503 | 0.0012772 | 1153.9022 | 0.001257 | 1120.5245 | 0.0011071 | 1199.5969 | 0.0013553 | 1143.4325 | 0.0012657 | 1119.362 | 0.0012625
1185.5205 | 0.0010106 | 1124.9139 | 0.00093059 | 1068.6438 | 0.00086461 | 1217.1918 | 0.00081132 | 1162.3268 | 0.00075525 | 1102.0137 | 0.00074959 | 1213.0372 | 0.001276 | 1155.9393 | 0.00125 | 1122.7652 | 0.0011019 | 1201.2701 | 0.0013612 | 1145.4481 | 0.0012773 | 1121.5245 | 0.0012681
1187.137 | 0.00099965 | 1126.9022 | 0.0009275 | 1070.9589 | 0.00085358 | 1218.9452 | 0.00081012 | 1164.4168 | 0.00074987 | 1104.4247 | 0.00074395 | 1214.7241 | 0.0012741 | 1157.9765 | 0.0012427 | 1125.0059 | 0.0010967 | 1202.9432 | 0.0013656 | 1147.4638 | 0.0012887 | 1123.6869 | 0.0012738
1188.7534 | 0.00098794 | 1128.8904 | 0.00092303 | 1073.274 | 0.00084271 | 1220.6986 | 0.00081037 | 1166.5068 | 0.0007457 | 1106.8356 | 0.00073874 | 1216.411 | 0.0012712 | 1160.0137 | 0.0012351 | 1127.2466 | 0.0010916 | 1204.6164 | 0.0013687 | 1149.4795 | 0.0012999 | 1125.8493 | 0.0012792
1190.3699 | 0.00097561 | 1130.8787 | 0.00091715 | 1075.589 | 0.00083207 | 1222.4521 | 0.0008114 | 1168.5969 | 0.00074265 | 1109.2466 | 0.00073393 | 1218.0978 | 0.0012671 | 1162.0509 | 0.0012273 | 1129.4873 | 0.0010865 | 1206.2896 | 0.0013706 | 1151.4951 | 0.0013107 | 1128.0117 | 0.0012846
1191.9863 | 0.00096285 | 1132.8669 | 0.00090989 | 1077.9041 | 0.00082173 | 1224.2055 | 0.0008125 | 1170.6869 | 0.00074059 | 1111.6575 | 0.00072945 | 1219.7847 | 0.0012618 | 1164.0881 | 0.0012193 | 1131.728 | 0.0010815 | 1207.9628 | 0.0013716 | 1153.5108 | 0.0013209 | 1130.1742 | 0.0012898
1193.6027 | 0.00095 | 1134.8552 | 0.00090135 | 1080.2192 | 0.00081174 | 1225.9589 | 0.00081295 | 1172.7769 | 0.00073937 | 1114.0685 | 0.00072523 | 1221.4716 | 0.0012553 | 1166.1252 | 0.0012111 | 1133.9687 | 0.0010766 | 1209.636 | 0.0013719 | 1155.5264 | 0.0013303 | 1132.3366 | 0.0012949
1195.2192 | 0.00093736 | 1136.8434 | 0.00089171 | 1082.5342 | 0.00080215 | 1227.7123 | 0.00081213 | 1174.8669 | 0.00073888 | 1116.4795 | 0.00072119 | 1223.1585 | 0.0012477 | 1168.1624 | 0.0012028 | 1136.2094 | 0.0010717 | 1211.3092 | 0.0013719 | 1157.5421 | 0.001339 | 1134.499 | 0.0012999
1196.8356 | 0.00092518 | 1138.8317 | 0.00088118 | 1084.8493 | 0.00079304 | 1229.4658 | 0.00080958 | 1176.9569 | 0.00073899 | 1118.8904 | 0.00071725 | 1224.8454 | 0.0012391 | 1170.1996 | 0.0011942 | 1138.4501 | 0.0010669 | 1212.9824 | 0.0013717 | 1159.5577 | 0.0013467 | 1136.6614 | 0.0013046
1198.4521 | 0.00091362 | 1140.82 | 0.00087002 | 1087.1644 | 0.00078446 | 1231.2192 | 0.00080506 | 1179.047 | 0.00073967 | 1121.3014 | 0.00071332 | 1226.5323 | 0.0012299 | 1172.2368 | 0.0011856 | 1140.6908 | 0.0010622 | 1214.6556 | 0.0013715 | 1161.5734 | 0.0013533 | 1138.8239 | 0.0013092
1200.0685 | 0.00090274 | 1142.8082 | 0.0008585 | 1089.4795 | 0.00077637 | 1232.9726 | 0.00079858 | 1181.137 | 0.00074081 | 1123.7123 | 0.00070929 | 1228.2192 | 0.0012204 | 1174.274 | 0.0011767 | 1142.9315 | 0.0010575 | 1216.3288 | 0.0013714 | 1163.589 | 0.0013589 | 1140.9863 | 0.0013136
1201.6849 | 0.00089248 | 1144.7965 | 0.0008469 | 1091.7945 | 0.00076879 | 1234.726 | 0.00079042 | 1183.227 | 0.00074234 | 1126.1233 | 0.00070512 | 1229.9061 | 0.0012109 | 1176.3112 | 0.0011677 | 1145.1722 | 0.0010528 | 1218.002 | 0.0013715 | 1165.6047 | 0.0013633 | 1143.1487 | 0.0013178
1203.3014 | 0.0008827 | 1146.7847 | 0.00083551 | 1094.1096 | 0.00076171 | 1236.4795 | 0.00078136 | 1185.317 | 0.00074417 | 1128.5342 | 0.00070073 | 1231.593 | 0.0012015 | 1178.3483 | 0.0011586 | 1147.4129 | 0.0010481 | 1219.6751 | 0.0013718 | 1167.6204 | 0.0013666 | 1145.3112 | 0.0013216
1204.9178 | 0.00087318 | 1148.773 | 0.00082456 | 1096.4247 | 0.00075512 | 1238.2329 | 0.00077218 | 1187.407 | 0.00074619 | 1130.9452 | 0.0006961 | 1233.2798 | 0.0011927 | 1180.3855 | 0.0011493 | 1149.6536 | 0.0010433 | 1221.3483 | 0.0013724 | 1169.636 | 0.0013687 | 1147.4736 | 0.0013249
1206.5342 | 0.0008637 | 1150.7613 | 0.00081421 | 1098.7397 | 0.000749 | 1239.9863 | 0.00076366 | 1189.4971 | 0.00074828 | 1133.3562 | 0.0006912 | 1234.9667 | 0.0011846 | 1182.4227 | 0.00114 | 1151.8943 | 0.0010384 | 1223.0215 | 0.0013732 | 1171.6517 | 0.0013697 | 1149.636 | 0.0013277
1208.1507 | 0.00085407 | 1152.7495 | 0.00080459 | 1101.0548 | 0.00074334 | 1241.7397 | 0.0007565 | 1191.5871 | 0.00075027 | 1135.7671 | 0.00068601 | 1236.6536 | 0.0011774 | 1184.4599 | 0.0011306 | 1154.135 | 0.0010334 | 1224.6947 | 0.0013743 | 1173.6673 | 0.0013697 | 1151.7984 | 0.0013298
1209.7671 | 0.00084423 | 1154.7378 | 0.00079579 | 1103.3699 | 0.00073815 | 1243.4932 | 0.00075122 | 1193.6771 | 0.00075201 | 1138.1781 | 0.00068053 | 1238.3405 | 0.001171 | 1186.4971 | 0.0011212 | 1156.3757 | 0.0010282 | 1226.3679 | 0.0013756 | 1175.683 | 0.0013689 | 1153.9609 | 0.0013311
1211.3836 | 0.00083421 | 1156.726 | 0.00078787 | 1105.6849 | 0.00073333 | 1245.2466 | 0.00074806 | 1195.7671 | 0.00075333 | 1140.589 | 0.00067479 | 1240.0274 | 0.0011656 | 1188.5342 | 0.0011118 | 1158.6164 | 0.0010227 | 1228.0411 | 0.0013773 | 1177.6986 | 0.0013674 | 1156.1233 | 0.0013312
1213 | 0.00082429 | 1158.7143 | 0.00078085 | 1108 | 0.00072884 | 1247 | 0.00074698 | 1197.8571 | 0.00075409 | 1143 | 0.00066887 | 1241.7143 | 0.0011612 | 1190.5714 | 0.0011025 | 1160.8571 | 0.001017 | 1229.7143 | 0.0013792 | 1179.7143 | 0.0013655 | 1158.2857 | 0.0013302
1214.6164 | 0.00081481 | 1160.7025 | 0.00077474 | 1110.3151 | 0.00072463 | 1248.7534 | 0.00074766 | 1199.9472 | 0.0007541 | 1145.411 | 0.00066282 | 1243.4012 | 0.0011576 | 1192.6086 | 0.0010935 | 1163.0978 | 0.0010109 | 1231.3875 | 0.0013815 | 1181.7299 | 0.0013633 | 1160.4481 | 0.0013281
1216.2329 | 0.00080617 | 1162.6908 | 0.00076949 | 1112.6301 | 0.00072064 | 1250.5068 | 0.00074952 | 1202.0372 | 0.00075322 | 1147.8219 | 0.00065671 | 1245.0881 | 0.0011546 | 1194.6458 | 0.0010846 | 1165.3386 | 0.0010045 | 1233.0607 | 0.0013841 | 1183.7456 | 0.0013609 | 1162.6106 | 0.0013247
1217.8493 | 0.0007988 | 1164.6791 | 0.0007651 | 1114.9452 | 0.00071684 | 1252.2603 | 0.00075184 | 1204.1272 | 0.00075126 | 1150.2329 | 0.00065061 | 1246.775 | 0.0011522 | 1196.683 | 0.0010761 | 1167.5793 | 0.00099782 | 1234.7339 | 0.0013871 | 1185.7613 | 0.0013586 | 1164.773 | 0.0013199
1219.4658 | 0.00079305 | 1166.6673 | 0.00076149 | 1117.2603 | 0.00071317 | 1254.0137 | 0.00075386 | 1206.2172 | 0.00074793 | 1152.6438 | 0.0006446 | 1248.4618 | 0.0011501 | 1198.7202 | 0.0010679 | 1169.82 | 0.00099075 | 1236.407 | 0.0013905 | 1187.7769 | 0.0013564 | 1166.9354 | 0.0013139
1221.0822 | 0.00078918 | 1168.6556 | 0.0007585 | 1119.5753 | 0.00070959 | 1255.7671 | 0.00075477 | 1208.3072 | 0.00074317 | 1155.0548 | 0.00063875 | 1250.1487 | 0.0011483 | 1200.7573 | 0.0010601 | 1172.0607 | 0.00098336 | 1238.0802 | 0.0013942 | 1189.7926 | 0.0013546 | 1169.0978 | 0.0013067
1222.6986 | 0.00078729 | 1170.6438 | 0.00075602 | 1121.8904 | 0.00070606 | 1257.5205 | 0.0007539 | 1210.3973 | 0.00073682 | 1157.4658 | 0.00063316 | 1251.8356 | 0.0011467 | 1202.7945 | 0.0010527 | 1174.3014 | 0.00097567 | 1239.7534 | 0.0013982 | 1191.8082 | 0.0013532 | 1171.2603 | 0.0012983
1224.3151 | 0.00078736 | 1172.6321 | 0.00075393 | 1124.2055 | 0.00070252 | 1259.274 | 0.00075102 | 1212.4873 | 0.0007288 | 1159.8767 | 0.00062791 | 1253.5225 | 0.0011452 | 1204.8317 | 0.0010457 | 1176.5421 | 0.00096769 | 1241.4266 | 0.0014024 | 1193.8239 | 0.0013521 | 1173.4227 | 0.0012888
1225.9315 | 0.00078916 | 1174.6204 | 0.0007521 | 1126.5205 | 0.00069895 | 1261.0274 | 0.00074603 | 1214.5773 | 0.00071909 | 1162.2877 | 0.00062302 | 1255.2094 | 0.0011438 | 1206.8689 | 0.0010392 | 1178.7828 | 0.00095949 | 1243.0998 | 0.0014067 | 1195.8395 | 0.0013515 | 1175.5851 | 0.0012784
1227.5479 | 0.00079234 | 1176.6086 | 0.00075043 | 1128.8356 | 0.00069532 | 1262.7808 | 0.00073908 | 1216.6673 | 0.00070777 | 1164.6986 | 0.00061853 | 1256.8963 | 0.0011425 | 1208.9061 | 0.0010332 | 1181.0235 | 0.00095115 | 1244.773 | 0.0014111 | 1197.8552 | 0.0013512 | 1177.7476 | 0.0012673
1229.1644 | 0.00079642 | 1178.5969 | 0.00074882 | 1131.1507 | 0.00069163 | 1264.5342 | 0.00073046 | 1218.7573 | 0.00069506 | 1167.1096 | 0.00061447 | 1258.5832 | 0.0011412 | 1210.9432 | 0.0010277 | 1183.2642 | 0.00094272 | 1246.4462 | 0.0014154 | 1199.8708 | 0.0013512 | 1179.91 | 0.0012558
1230.7808 | 0.00080075 | 1180.5851 | 0.00074721 | 1133.4658 | 0.00068786 | 1266.2877 | 0.00072058 | 1220.8474 | 0.00068127 | 1169.5205 | 0.00061086 | 1260.2701 | 0.00114 | 1212.9804 | 0.0010225 | 1185.5049 | 0.00093428 | 1248.1194 | 0.0014195 | 1201.8865 | 0.0013513 | 1182.0724 | 0.001244
1232.3973 | 0.00080463 | 1182.5734 | 0.00074556 | 1135.7808 | 0.000684 | 1268.0411 | 0.0007099 | 1222.9374 | 0.0006668 | 1171.9315 | 0.0006077 | 1261.9569 | 0.0011391 | 1215.0176 | 0.0010176 | 1187.7456 | 0.00092587 | 1249.7926 | 0.0014234 | 1203.9022 | 0.0013514 | 1184.2348 | 0.001232
1234.0137 | 0.00080748 | 1184.5616 | 0.00074386 | 1138.0959 | 0.00068007 | 1269.7945 | 0.00069893 | 1225.0274 | 0.00065214 | 1174.3425 | 0.00060498 | 1263.6438 | 0.0011383 | 1217.0548 | 0.0010131 | 1189.9863 | 0.00091757 | 1251.4658 | 0.0014269 | 1205.9178 | 0.0013513 | 1186.3973 | 0.0012202
1235.6301 | 0.00080878 | 1186.5499 | 0.00074218 | 1140.411 | 0.00067608 | 1271.5479 | 0.0006881 | 1227.1174 | 0.00063779 | 1176.7534 | 0.00060276 | 1265.3307 | 0.0011377 | 1219.092 | 0.0010087 | 1192.227 | 0.0009094 | 1253.1389 | 0.0014301 | 1207.9335 | 0.0013509 | 1188.5597 | 0.0012085
1237.2466 | 0.00080816 | 1188.5382 | 0.00074059 | 1142.726 | 0.00067206 | 1273.3014 | 0.00067783 | 1229.2074 | 0.00062426 | 1179.1644 | 0.00060093 | 1267.0176 | 0.0011374 | 1221.1292 | 0.0010045 | 1194.4677 | 0.00090145 | 1254.8121 | 0.0014327 | 1209.9491 | 0.0013501 | 1190.7221 | 0.0011973
1238.863 | 0.00080543 | 1190.5264 | 0.00073917 | 1145.0411 | 0.00066803 | 1275.0548 | 0.00066845 | 1231.2975 | 0.00061211 | 1181.5753 | 0.00059946 | 1268.7045 | 0.0011374 | 1223.1663 | 0.0010004 | 1196.7084 | 0.00089373 | 1256.4853 | 0.0014348 | 1211.9648 | 0.0013485 | 1192.8845 | 0.0011865
1240.4795 | 0.00080058 | 1192.5147 | 0.00073801 | 1147.3562 | 0.00066402 | 1276.8082 | 0.00066022 | 1233.3875 | 0.00060166 | 1183.9863 | 0.00059831 | 1270.3914 | 0.0011377 | 1225.2035 | 0.00099623 | 1198.9491 | 0.00088624 | 1258.1585 | 0.0014363 | 1213.9804 | 0.0013463 | 1195.047 | 0.0011763
1242.0959 | 0.00079382 | 1194.5029 | 0.00073717 | 1149.6712 | 0.00066005 | 1278.5616 | 0.00065337 | 1235.4775 | 0.00059311 | 1186.3973 | 0.00059742 | 1272.0783 | 0.0011383 | 1227.2407 | 0.00099197 | 1201.1898 | 0.00087897 | 1259.8317 | 0.0014372 | 1215.9961 | 0.0013432 | 1197.2094 | 0.0011668
1243.7123 | 0.00078551 | 1196.4912 | 0.00073669 | 1151.9863 | 0.00065614 | 1280.3151 | 0.00064787 | 1237.5675 | 0.00058655 | 1188.8082 | 0.00059675 | 1273.7652 | 0.0011392 | 1229.2779 | 0.00098755 | 1203.4305 | 0.00087191 | 1261.5049 | 0.0014374 | 1218.0117 | 0.0013391 | 1199.3718 | 0.001158
1245.3288 | 0.00077618 | 1198.4795 | 0.00073654 | 1154.3014 | 0.00065233 | 1282.0685 | 0.00064358 | 1239.6575 | 0.00058198 | 1191.2192 | 0.00059624 | 1275.4521 | 0.0011405 | 1231.3151 | 0.0009829 | 1205.6712 | 0.00086504 | 1263.1781 | 0.0014368 | 1220.0274 | 0.0013341 | 1201.5342 | 0.00115
1246.9452 | 0.00076643 | 1200.4677 | 0.00073667 | 1156.6164 | 0.00064865 | 1283.8219 | 0.00064026 | 1241.7476 | 0.00057932 | 1193.6301 | 0.00059585 | 1277.1389 | 0.0011421 | 1233.3523 | 0.00097797 | 1207.9119 | 0.00085832 | 1264.8513 | 0.0014358 | 1222.0431 | 0.0013281 | 1203.6967 | 0.0011426
1248.5616 | 0.00075691 | 1202.456 | 0.00073694 | 1158.9315 | 0.0006451 | 1285.5753 | 0.00063762 | 1243.8376 | 0.00057842 | 1196.0411 | 0.00059549 | 1278.8258 | 0.0011441 | 1235.3894 | 0.00097271 | 1210.1526 | 0.00085172 | 1266.5245 | 0.0014343 | 1224.0587 | 0.0013211 | 1205.8591 | 0.0011361
1250.1781 | 0.00074828 | 1204.4442 | 0.0007372 | 1161.2466 | 0.00064168 | 1287.3288 | 0.00063533 | 1245.9276 | 0.00057907 | 1198.4521 | 0.0005951 | 1280.5127 | 0.0011465 | 1237.4266 | 0.0009671 | 1212.3933 | 0.00084521 | 1268.1977 | 0.0014327 | 1226.0744 | 0.0013131 | 1208.0215 | 0.0011302
1251.7945 | 0.00074091 | 1206.4325 | 0.00073715 | 1163.5616 | 0.00063841 | 1289.0822 | 0.00063304 | 1248.0176 | 0.00058102 | 1200.863 | 0.00059462 | 1282.1996 | 0.0011491 | 1239.4638 | 0.0009611 | 1214.6341 | 0.00083871 | 1269.8708 | 0.0014312 | 1228.09 | 0.0013042 | 1210.184 | 0.001125
1253.411 | 0.000735 | 1208.4207 | 0.00073656 | 1165.8767 | 0.00063527 | 1290.8356 | 0.00063049 | 1250.1076 | 0.00058403 | 1203.274 | 0.00059397 | 1283.8865 | 0.0011519 | 1241.501 | 0.00095467 | 1216.8748 | 0.00083218 | 1271.544 | 0.0014302 | 1230.1057 | 0.0012947 | 1212.3464 | 0.0011205
1255.0274 | 0.00073053 | 1210.409 | 0.00073519 | 1168.1918 | 0.00063227 | 1292.589 | 0.0006275 | 1252.1977 | 0.00058783 | 1205.6849 | 0.00059311 | 1285.5734 | 0.0011549 | 1243.5382 | 0.00094788 | 1219.1155 | 0.0008256 | 1273.2172 | 0.00143 | 1232.1213 | 0.0012844 | 1214.5088 | 0.0011164
1256.6438 | 0.00072733 | 1212.3973 | 0.00073284 | 1170.5068 | 0.0006294 | 1294.3425 | 0.00062404 | 1254.2877 | 0.00059216 | 1208.0959 | 0.00059198 | 1287.2603 | 0.001158 | 1245.5753 | 0.00094076 | 1221.3562 | 0.00081894 | 1274.8904 | 0.001431 | 1234.137 | 0.0012737 | 1216.6712 | 0.0011127
1258.2603 | 0.00072509 | 1214.3855 | 0.00072935 | 1172.8219 | 0.00062667 | 1296.0959 | 0.0006202 | 1256.3777 | 0.0005968 | 1210.5068 | 0.00059053 | 1288.9472 | 0.0011611 | 1247.6125 | 0.00093335 | 1223.5969 | 0.00081217 | 1276.5636 | 0.0014335 | 1236.1526 | 0.0012626 | 1218.8337 | 0.0011092
1259.8767 | 0.0007234 | 1216.3738 | 0.00072465 | 1175.137 | 0.00062407 | 1297.8493 | 0.00061621 | 1258.4677 | 0.00060152 | 1212.9178 | 0.00058865 | 1290.6341 | 0.0011642 | 1249.6497 | 0.00092572 | 1225.8376 | 0.00080528 | 1278.2368 | 0.0014379 | 1238.1683 | 0.0012513 | 1220.9961 | 0.0011057
1261.4932 | 0.00072184 | 1218.362 | 0.0007187 | 1177.4521 | 0.00062158 | 1299.6027 | 0.00061239 | 1260.5577 | 0.00060612 | 1215.3288 | 0.00058632 | 1292.3209 | 0.0011675 | 1251.6869 | 0.00091794 | 1228.0783 | 0.00079825 | 1279.91 | 0.0014444 | 1240.184 | 0.0012399 | 1223.1585 | 0.001102
1263.1096 | 0.00071997 | 1220.3503 | 0.00071157 | 1179.7671 | 0.0006192 | 1301.3562 | 0.00060914 | 1262.6477 | 0.00061044 | 1217.7397 | 0.00058353 | 1294.0078 | 0.001171 | 1253.7241 | 0.00091009 | 1230.319 | 0.00079109 | 1281.5832 | 0.0014532 | 1242.1996 | 0.0012286 | 1225.3209 | 0.001098
1264.726 | 0.00071745 | 1222.3386 | 0.00070341 | 1182.0822 | 0.00061694 | 1303.1096 | 0.00060677 | 1264.7378 | 0.00061431 | 1220.1507 | 0.00058026 | 1295.6947 | 0.0011749 | 1255.7613 | 0.00090227 | 1232.5597 | 0.00078383 | 1283.2564 | 0.0014641 | 1244.2153 | 0.0012175 | 1227.4834 | 0.0010934
1266.3425 | 0.00071403 | 1224.3268 | 0.00069443 | 1184.3973 | 0.0006148 | 1304.863 | 0.00060548 | 1266.8278 | 0.00061755 | 1222.5616 | 0.00057651 | 1297.3816 | 0.0011795 | 1257.7984 | 0.00089463 | 1234.8004 | 0.0007765 | 1284.9295 | 0.0014768 | 1246.2309 | 0.0012069 | 1229.6458 | 0.0010882
1267.9589 | 0.00070958 | 1226.3151 | 0.00068486 | 1186.7123 | 0.00061276 | 1306.6164 | 0.00060536 | 1268.9178 | 0.00061998 | 1224.9726 | 0.00057226 | 1299.0685 | 0.0011851 | 1259.8356 | 0.00088727 | 1237.0411 | 0.00076912 | 1286.6027 | 0.0014911 | 1248.2466 | 0.0011968 | 1231.8082 | 0.0010819
1269.5753 | 0.00070404 | 1228.3033 | 0.00067509 | 1189.0274 | 0.00061085 | 1308.3699 | 0.0006064 | 1271.0078 | 0.00062141 | 1227.3836 | 0.00056752 | 1300.7554 | 0.001192 | 1261.8728 | 0.00088031 | 1239.2818 | 0.00076174 | 1288.2759 | 0.0015066 | 1250.2622 | 0.0011874 | 1233.9706 | 0.0010747
1271.1918 | 0.0006977 | 1230.2916 | 0.00066547 | 1191.3425 | 0.00060908 | 1310.1233 | 0.00060848 | 1273.0978 | 0.00062166 | 1229.7945 | 0.00056231 | 1302.4423 | 0.0012002 | 1263.91 | 0.00087385 | 1241.5225 | 0.00075439 | 1289.9491 | 0.0015228 | 1252.2779 | 0.0011787 | 1236.1331 | 0.0010664
1272.8082 | 0.00069083 | 1232.2798 | 0.00065626 | 1193.6575 | 0.00060743 | 1311.8767 | 0.00061139 | 1275.1879 | 0.00062056 | 1232.2055 | 0.00055658 | 1304.1292 | 0.0012099 | 1265.9472 | 0.00086801 | 1243.7632 | 0.00074711 | 1291.6223 | 0.0015393 | 1254.2935 | 0.0011708 | 1238.2955 | 0.0010571
1274.4247 | 0.00068376 | 1234.2681 | 0.00064775 | 1195.9726 | 0.00060589 | 1313.6301 | 0.0006149 | 1277.2779 | 0.00061801 | 1234.6164 | 0.00055045 | 1305.816 | 0.001221 | 1267.9843 | 0.00086287 | 1246.0039 | 0.00073998 | 1293.2955 | 0.0015555 | 1256.3092 | 0.0011637 | 1240.4579 | 0.0010467
1276.0411 | 0.00067686 | 1236.2564 | 0.00064013 | 1198.2877 | 0.00060446 | 1315.3836 | 0.00061873 | 1279.3679 | 0.00061398 | 1237.0274 | 0.00054396 | 1307.5029 | 0.0012332 | 1270.0215 | 0.00085852 | 1248.2446 | 0.00073305 | 1294.9687 | 0.0015709 | 1258.3249 | 0.0011576 | 1242.6204 | 0.0010354
1277.6575 | 0.00067049 | 1238.2446 | 0.00063357 | 1200.6027 | 0.0006031 | 1317.137 | 0.00062263 | 1281.4579 | 0.00060852 | 1239.4384 | 0.00053716 | 1309.1898 | 0.0012462 | 1272.0587 | 0.00085511 | 1250.4853 | 0.00072636 | 1296.6419 | 0.0015853 | 1260.3405 | 0.0011526 | 1244.7828 | 0.0010232
1279.274 | 0.00066497 | 1240.2329 | 0.00062816 | 1202.9178 | 0.0006018 | 1318.8904 | 0.00062635 | 1283.5479 | 0.00060172 | 1241.8493 | 0.00053009 | 1310.8767 | 0.0012594 | 1274.0959 | 0.00085271 | 1252.726 | 0.00071995 | 1298.3151 | 0.0015979 | 1262.3562 | 0.0011484 | 1246.9452 | 0.0010104
1280.8904 | 0.00066057 | 1242.2211 | 0.00062396 | 1205.2329 | 0.00060053 | 1320.6438 | 0.00062968 | 1285.638 | 0.00059393 | 1244.2603 | 0.0005228 | 1312.5636 | 0.0012722 | 1276.1331 | 0.00085126 | 1254.9667 | 0.00071387 | 1299.9883 | 0.0016088 | 1264.3718 | 0.0011451 | 1249.1076 | 0.00099699
1282.5068 | 0.00065746 | 1244.2094 | 0.00062096 | 1207.5479 | 0.00059923 | 1322.3973 | 0.00063244 | 1287.728 | 0.0005855 | 1246.6712 | 0.00051533 | 1314.2505 | 0.0012838 | 1278.1703 | 0.00085077 | 1257.2074 | 0.00070815 | 1301.6614 | 0.001618 | 1266.3875 | 0.0011426 | 1251.2701 | 0.00098329
1284.1233 | 0.00065576 | 1246.1977 | 0.00061915 | 1209.863 | 0.00059785 | 1324.1507 | 0.0006345 | 1289.818 | 0.00057677 | 1249.0822 | 0.00050772 | 1315.9374 | 0.0012934 | 1280.2074 | 0.00085121 | 1259.4481 | 0.00070284 | 1303.3346 | 0.0016254 | 1268.4031 | 0.0011409 | 1253.4325 | 0.00096954
1285.7397 | 0.00065554 | 1248.1859 | 0.00061841 | 1212.1781 | 0.00059634 | 1325.9041 | 0.00063585 | 1291.908 | 0.00056807 | 1251.4932 | 0.00050002 | 1317.6243 | 0.0013003 | 1282.2446 | 0.00085257 | 1261.6888 | 0.00069796 | 1305.0078 | 0.0016314 | 1270.4188 | 0.0011399 | 1255.5949 | 0.00095592
1287.3562 | 0.00065681 | 1250.1742 | 0.00061855 | 1214.4932 | 0.00059463 | 1327.6575 | 0.00063653 | 1293.998 | 0.00055966 | 1253.9041 | 0.00049229 | 1319.3112 | 0.0013042 | 1284.2818 | 0.00085476 | 1263.9295 | 0.00069362 | 1306.681 | 0.0016362 | 1272.4344 | 0.0011394 | 1257.7573 | 0.00094264
1288.9726 | 0.00065968 | 1252.1624 | 0.00061941 | 1216.8082 | 0.00059268 | 1329.411 | 0.00063665 | 1296.0881 | 0.00055171 | 1256.3151 | 0.00048454 | 1320.998 | 0.001305 | 1286.319 | 0.00085773 | 1266.1703 | 0.00068978 | 1308.3542 | 0.0016405 | 1274.4501 | 0.0011395 | 1259.9198 | 0.00092983
1290.589 | 0.00066401 | 1254.1507 | 0.00062084 | 1219.1233 | 0.00059043 | 1331.1644 | 0.00063636 | 1298.1781 | 0.00054433 | 1258.726 | 0.00047682 | 1322.6849 | 0.0013025 | 1288.3562 | 0.00086145 | 1268.411 | 0.00068645 | 1310.0274 | 0.0016449 | 1276.4658 | 0.00114 | 1262.0822 | 0.00091763
1292.2055 | 0.00066984 | 1256.1389 | 0.00062266 | 1221.4384 | 0.00058784 | 1332.9178 | 0.00063584 | 1300.2681 | 0.00053751 | 1261.137 | 0.00046913 | 1324.3718 | 0.0012971 | 1290.3933 | 0.00086572 | 1270.6517 | 0.00068364 | 1311.7006 | 0.0016499 | 1278.4814 | 0.0011408 | 1264.2446 | 0.00090614
1293.8219 | 0.00067718 | 1258.1272 | 0.00062471 | 1223.7534 | 0.00058486 | 1334.6712 | 0.00063529 | 1302.3581 | 0.00053116 | 1263.5479 | 0.0004615 | 1326.0587 | 0.0012892 | 1292.4305 | 0.0008704 | 1272.8924 | 0.00068134 | 1313.3738 | 0.0016564 | 1280.4971 | 0.0011419 | 1266.407 | 0.00089542
1295.4384 | 0.00068607 | 1260.1155 | 0.00062682 | 1226.0685 | 0.00058141 | 1336.4247 | 0.00063489 | 1304.4481 | 0.00052514 | 1265.9589 | 0.00045394 | 1327.7456 | 0.0012797 | 1294.4677 | 0.00087535 | 1275.1331 | 0.00067955 | 1315.047 | 0.0016651 | 1282.5127 | 0.0011432 | 1268.5695 | 0.0008855
1297.0548 | 0.00069649 | 1262.1037 | 0.00062885 | 1228.3836 | 0.00057748 | 1338.1781 | 0.00063477 | 1306.5382 | 0.00051926 | 1268.3699 | 0.00044649 | 1329.4325 | 0.0012692 | 1296.5049 | 0.00088043 | 1277.3738 | 0.00067827 | 1316.7202 | 0.001677 | 1284.5284 | 0.0011446 | 1270.7319 | 0.0008765
1298.6712 | 0.00070837 | 1264.092 | 0.00063064 | 1230.6986 | 0.00057309 | 1339.9315 | 0.00063504 | 1308.6282 | 0.00051335 | 1270.7808 | 0.00043914 | 1331.1194 | 0.0012588 | 1298.5421 | 0.00088552 | 1279.6145 | 0.00067749 | 1318.3933 | 0.0016923 | 1286.544 | 0.001146 | 1272.8943 | 0.00086826
1300.2877 | 0.00072156 | 1266.0802 | 0.00063203 | 1233.0137 | 0.00056825 | 1341.6849 | 0.00063569 | 1310.7182 | 0.00050724 | 1273.1918 | 0.00043191 | 1332.8063 | 0.0012495 | 1300.5793 | 0.00089048 | 1281.8552 | 0.00067723 | 1320.0665 | 0.0017115 | 1288.5597 | 0.0011476 | 1275.0568 | 0.00086073
1301.9041 | 0.00073577 | 1268.0685 | 0.00063286 | 1235.3288 | 0.00056297 | 1343.4384 | 0.0006367 | 1312.8082 | 0.00050083 | 1275.6027 | 0.00042482 | 1334.4932 | 0.0012423 | 1302.6164 | 0.00089519 | 1284.0959 | 0.0006774 | 1321.7397 | 0.0017345 | 1290.5753 | 0.0011493 | 1277.2192 | 0.00085383
1303.5205 | 0.00075066 | 1270.0568 | 0.00063307 | 1237.6438 | 0.00055731 | 1345.1918 | 0.00063796 | 1314.8982 | 0.0004941 | 1278.0137 | 0.00041787 | 1336.18 | 0.0012379 | 1304.6536 | 0.00089948 | 1286.3366 | 0.00067795 | 1323.4129 | 0.0017613 | 1292.591 | 0.0011511 | 1279.3816 | 0.00084749
1305.137 | 0.00076576 | 1272.045 | 0.00063261 | 1239.9589 | 0.00055128 | 1346.9452 | 0.00063931 | 1316.9883 | 0.00048701 | 1280.4247 | 0.00041107 | 1337.8669 | 0.0012367 | 1306.6908 | 0.00090327 | 1288.5773 | 0.00067883 | 1325.0861 | 0.0017915 | 1294.6067 | 0.0011532 | 1281.544 | 0.00084165
1306.7534 | 0.00078052 | 1274.0333 | 0.00063144 | 1242.274 | 0.00054494 | 1348.6986 | 0.00064054 | 1319.0783 | 0.00047959 | 1282.8356 | 0.00040446 | 1339.5538 | 0.001239 | 1308.728 | 0.00090653 | 1290.818 | 0.00067999 | 1326.7593 | 0.0018246 | 1296.6223 | 0.0011556 | 1283.7065 | 0.00083625
1308.3699 | 0.00079428 | 1276.0215 | 0.00062958 | 1244.589 | 0.00053833 | 1350.4521 | 0.00064145 | 1321.1683 | 0.00047186 | 1285.2466 | 0.00039804 | 1341.2407 | 0.0012446 | 1310.7652 | 0.00090923 | 1293.0587 | 0.00068138 | 1328.4325 | 0.0018598 | 1298.638 | 0.0011586 | 1285.8689 | 0.00083126
1309.9863 | 0.00080658 | 1278.0098 | 0.00062707 | 1246.9041 | 0.00053155 | 1352.2055 | 0.00064185 | 1323.2583 | 0.00046385 | 1287.6575 | 0.00039188 | 1342.9276 | 0.0012533 | 1312.8023 | 0.00091136 | 1295.2994 | 0.00068294 | 1330.1057 | 0.0018963 | 1300.6536 | 0.0011623 | 1288.0313 | 0.00082665
1311.6027 | 0.00081704 | 1279.998 | 0.00062398 | 1249.2192 | 0.00052466 | 1353.9589 | 0.00064156 | 1325.3483 | 0.00045562 | 1290.0685 | 0.00038597 | 1344.6145 | 0.0012646 | 1314.8395 | 0.00091295 | 1297.5401 | 0.00068462 | 1331.7789 | 0.0019331 | 1302.6693 | 0.0011668 | 1290.1937 | 0.00082251
1313.2192 | 0.00082545 | 1281.9863 | 0.00062042 | 1251.5342 | 0.00051775 | 1355.7123 | 0.00064045 | 1327.4384 | 0.00044723 | 1292.4795 | 0.00038033 | 1346.3014 | 0.0012779 | 1316.8767 | 0.00091406 | 1299.7808 | 0.00068633 | 1333.4521 | 0.001969 | 1304.6849 | 0.0011724 | 1292.3562 | 0.00081883
1314.8356 | 0.0008318 | 1283.9746 | 0.0006165 | 1253.8493 | 0.00051085 | 1357.4658 | 0.00063847 | 1329.5284 | 0.00043881 | 1294.8904 | 0.00037497 | 1347.9883 | 0.0012922 | 1318.9139 | 0.00091478 | 1302.0215 | 0.00068801 | 1335.1252 | 0.0020031 | 1306.7006 | 0.0011793 | 1294.5186 | 0.00081572
1316.4521 | 0.00083625 | 1285.9628 | 0.00061237 | 1256.1644 | 0.00050403 | 1359.2192 | 0.00063566 | 1331.6184 | 0.00043052 | 1297.3014 | 0.00036993 | 1349.6751 | 0.0013069 | 1320.9511 | 0.00091519 | 1304.2622 | 0.00068961 | 1336.7984 | 0.0020345 | 1308.7162 | 0.0011877 | 1296.681 | 0.00081329
1318.0685 | 0.0008392 | 1287.9511 | 0.00060814 | 1258.4795 | 0.00049732 | 1360.9726 | 0.00063216 | 1333.7084 | 0.00042257 | 1299.7123 | 0.00036523 | 1351.362 | 0.0013211 | 1322.9883 | 0.00091553 | 1306.5029 | 0.00069109 | 1338.4716 | 0.0020627 | 1310.7319 | 0.0011976 | 1298.8434 | 0.00081171
1319.6849 | 0.00084119 | 1289.9393 | 0.00060394 | 1260.7945 | 0.00049078 | 1362.726 | 0.00062824 | 1335.7984 | 0.00041526 | 1302.1233 | 0.00036087 | 1353.0489 | 0.0013339 | 1325.0254 | 0.00091595 | 1308.7436 | 0.00069243 | 1340.1448 | 0.0020871 | 1312.7476 | 0.0012094 | 1301.0059 | 0.00081113
1321.3014 | 0.0008429 | 1291.9276 | 0.00059984 | 1263.1096 | 0.00048446 | 1364.4795 | 0.00062424 | 1337.8885 | 0.00040882 | 1304.5342 | 0.00035689 | 1354.7358 | 0.0013449 | 1327.0626 | 0.00091661 | 1310.9843 | 0.00069359 | 1341.818 | 0.0021077 | 1314.7632 | 0.001223 | 1303.1683 | 0.00081175
1322.9178 | 0.00084504 | 1293.9159 | 0.00059584 | 1265.4247 | 0.00047834 | 1366.2329 | 0.0006206 | 1339.9785 | 0.00040344 | 1306.9452 | 0.00035334 | 1356.4227 | 0.0013538 | 1329.0998 | 0.00091768 | 1313.225 | 0.00069458 | 1343.4912 | 0.0021243 | 1316.7789 | 0.0012384 | 1305.3307 | 0.00081374
1324.5342 | 0.00084834 | 1295.9041 | 0.00059193 | 1267.7397 | 0.00047243 | 1367.9863 | 0.00061787 | 1342.0685 | 0.00039919 | 1309.3562 | 0.00035015 | 1358.1096 | 0.0013606 | 1331.137 | 0.00091932 | 1315.4658 | 0.00069538 | 1345.1644 | 0.002137 | 1318.7945 | 0.0012554 | 1307.4932 | 0.00081732
1326.1507 | 0.00085345 | 1297.8924 | 0.00058808 | 1270.0548 | 0.00046673 | 1369.7397 | 0.00061645 | 1344.1585 | 0.00039606 | 1311.7671 | 0.00034734 | 1359.7965 | 0.0013654 | 1333.1742 | 0.00092166 | 1317.7065 | 0.00069604 | 1346.8376 | 0.0021462 | 1320.8102 | 0.0012738 | 1309.6556 | 0.00082282
1327.7671 | 0.00086092 | 1299.8806 | 0.00058421 | 1272.3699 | 0.00046124 | 1371.4932 | 0.00061666 | 1346.2485 | 0.00039391 | 1314.1781 | 0.00034489 | 1361.4834 | 0.0013685 | 1335.2114 | 0.00092484 | 1319.9472 | 0.0006966 | 1348.5108 | 0.002152 | 1322.8258 | 0.0012934 | 1311.818 | 0.00083015
1329.3836 | 0.00087075 | 1301.8689 | 0.00058026 | 1274.6849 | 0.00045595 | 1373.2466 | 0.00061875 | 1348.3386 | 0.00039249 | 1316.589 | 0.00034277 | 1363.1703 | 0.0013702 | 1337.2485 | 0.00092906 | 1322.1879 | 0.00069713 | 1350.184 | 0.0021547 | 1324.8415 | 0.001314 | 1313.9804 | 0.00083932
1331 | 0.00088277 | 1303.8571 | 0.00057617 | 1277 | 0.00045084 | 1375 | 0.00062283 | 1350.4286 | 0.00039149 | 1319 | 0.00034097 | 1364.8571 | 0.0013709 | 1339.2857 | 0.00093422 | 1324.4286 | 0.00069769 | 1351.8571 | 0.0021544 | 1326.8571 | 0.0013353 | 1316.1429 | 0.00085032
1332.6164 | 0.0008966 | 1305.8454 | 0.00057191 | 1279.3151 | 0.00044591 | 1376.7534 | 0.00062889 | 1352.5186 | 0.00039057 | 1321.411 | 0.00033945 | 1366.544 | 0.0013711 | 1341.3229 | 0.00094032 | 1326.6693 | 0.00069833 | 1353.5303 | 0.0021515 | 1328.8728 | 0.0013568 | 1318.3053 | 0.00086303
1334.2329 | 0.00091161 | 1307.8337 | 0.0005675 | 1281.6301 | 0.00044115 | 1378.5068 | 0.00063673 | 1354.6086 | 0.00038945 | 1323.8219 | 0.0003382 | 1368.2309 | 0.0013712 | 1343.3601 | 0.00094727 | 1328.91 | 0.00069913 | 1355.2035 | 0.002146 | 1330.8885 | 0.001378 | 1320.4677 | 0.0008773
1335.8493 | 0.00092706 | 1309.8219 | 0.00056307 | 1283.9452 | 0.00043653 | 1380.2603 | 0.00064602 | 1356.6986 | 0.00038795 | 1326.2329 | 0.00033712 | 1369.9178 | 0.0013711 | 1345.3973 | 0.00095501 | 1331.1507 | 0.00070016 | 1356.8767 | 0.0021379 | 1332.9041 | 0.0013986 | 1322.6301 | 0.00089291
1337.4658 | 0.00094214 | 1311.8102 | 0.00055878 | 1286.2603 | 0.00043204 | 1382.0137 | 0.00065626 | 1358.7886 | 0.00038601 | 1328.6438 | 0.00033615 | 1371.6047 | 0.0013711 | 1347.4344 | 0.00096339 | 1333.3914 | 0.00070152 | 1358.5499 | 0.0021269 | 1334.9198 | 0.0014182 | 1324.7926 | 0.00090956
1339.0822 | 0.00095604 | 1313.7984 | 0.00055487 | 1288.5753 | 0.0004277 | 1383.7671 | 0.00066681 | 1360.8787 | 0.0003838 | 1331.0548 | 0.00033525 | 1373.2916 | 0.0013708 | 1349.4716 | 0.00097225 | 1335.6321 | 0.00070324 | 1360.2231 | 0.0021131 | 1336.9354 | 0.0014364 | 1326.955 | 0.00092696
1340.6986 | 0.00096806 | 1315.7867 | 0.00055158 | 1290.8904 | 0.00042349 | 1385.5205 | 0.00067687 | 1362.9687 | 0.00038168 | 1333.4658 | 0.00033434 | 1374.9785 | 0.0013699 | 1351.5088 | 0.00098142 | 1337.8728 | 0.00070535 | 1361.8963 | 0.0020962 | 1338.9511 | 0.001453 | 1329.1174 | 0.0009447
1342.3151 | 0.00097767 | 1317.775 | 0.00054919 | 1293.2055 | 0.00041944 | 1387.274 | 0.00068561 | 1365.0587 | 0.00038018 | 1335.8767 | 0.00033336 | 1376.6654 | 0.0013679 | 1353.546 | 0.00099064 | 1340.1135 | 0.00070784 | 1363.5695 | 0.0020763 | 1340.9667 | 0.0014676 | 1331.2798 | 0.00096235
1343.9315 | 0.00098452 | 1319.7632 | 0.00054798 | 1295.5205 | 0.00041554 | 1389.0274 | 0.00069202 | 1367.1487 | 0.00037983 | 1338.2877 | 0.00033226 | 1378.3523 | 0.0013643 | 1355.5832 | 0.00099967 | 1342.3542 | 0.00071071 | 1365.2427 | 0.0020534 | 1342.9824 | 0.00148 | 1333.4423 | 0.00097957
1345.5479 | 0.0009884 | 1321.7515 | 0.00054819 | 1297.8356 | 0.00041186 | 1390.7808 | 0.00069512 | 1369.2387 | 0.00038114 | 1340.6986 | 0.00033099 | 1380.0391 | 0.0013587 | 1357.6204 | 0.0010083 | 1344.5949 | 0.00071393 | 1366.9159 | 0.0020278 | 1344.998 | 0.0014901 | 1335.6047 | 0.00099607
1347.1644 | 0.0009893 | 1323.7397 | 0.00054997 | 1300.1507 | 0.00040838 | 1392.5342 | 0.00069442 | 1371.3288 | 0.00038448 | 1343.1096 | 0.00032943 | 1381.726 | 0.0013507 | 1359.6575 | 0.0010163 | 1346.8356 | 0.00071746 | 1368.589 | 0.002 | 1347.0137 | 0.0014977 | 1337.7671 | 0.0010116
1348.7808 | 0.00098765 | 1325.728 | 0.00055343 | 1302.4658 | 0.00040513 | 1394.2877 | 0.00068955 | 1373.4188 | 0.00039005 | 1345.5205 | 0.00032759 | 1383.4129 | 0.0013401 | 1361.6947 | 0.0010235 | 1349.0763 | 0.00072122 | 1370.2622 | 0.0019707 | 1349.0294 | 0.0015026 | 1339.9295 | 0.0010259
1350.3973 | 0.00098372 | 1327.7162 | 0.00055868 | 1304.7808 | 0.00040212 | 1396.0411 | 0.00068045 | 1375.5088 | 0.00039778 | 1347.9315 | 0.00032544 | 1385.0998 | 0.0013268 | 1363.7319 | 0.0010298 | 1351.317 | 0.00072512 | 1371.9354 | 0.0019409 | 1351.045 | 0.0015051 | 1342.092 | 0.0010388
1352.0137 | 0.00097775 | 1329.7045 | 0.00056545 | 1307.0959 | 0.00039937 | 1397.7945 | 0.00066731 | 1377.5988 | 0.00040733 | 1350.3425 | 0.00032295 | 1386.7867 | 0.0013108 | 1365.7691 | 0.0010349 | 1353.5577 | 0.00072901 | 1373.6086 | 0.0019116 | 1353.0607 | 0.0015052 | 1344.2544 | 0.0010503
1353.6301 | 0.00096992 | 1331.6928 | 0.00057339 | 1309.411 | 0.0003969 | 1399.5479 | 0.00065064 | 1379.6888 | 0.00041809 | 1352.7534 | 0.00032011 | 1388.4736 | 0.0012925 | 1367.8063 | 0.0010387 | 1355.7984 | 0.00073278 | 1375.2818 | 0.0018836 | 1355.0763 | 0.0015031 | 1346.4168 | 0.0010601
1355.2466 | 0.00096036 | 1333.681 | 0.00058212 | 1311.726 | 0.00039471 | 1401.3014 | 0.00063117 | 1381.7789 | 0.00042924 | 1355.1644 | 0.00031692 | 1390.1605 | 0.0012723 | 1369.8434 | 0.0010411 | 1358.0391 | 0.0007363 | 1376.955 | 0.0018577 | 1357.092 | 0.001499 | 1348.5793 | 0.0010683
1356.863 | 0.0009491 | 1335.6693 | 0.00059118 | 1314.0411 | 0.00039283 | 1403.0548 | 0.00060983 | 1383.8689 | 0.00043982 | 1357.5753 | 0.00031338 | 1391.8474 | 0.0012509 | 1371.8806 | 0.001042 | 1360.2798 | 0.00073945 | 1378.6282 | 0.0018345 | 1359.1076 | 0.0014931 | 1350.7417 | 0.0010748
1358.4795 | 0.00093617 | 1337.6575 | 0.00060008 | 1316.3562 | 0.00039126 | 1404.8082 | 0.00058761 | 1385.9589 | 0.00044885 | 1359.9863 | 0.00030947 | 1393.5342 | 0.0012291 | 1373.9178 | 0.0010415 | 1362.5205 | 0.00074211 | 1380.3014 | 0.0018142 | 1361.1233 | 0.0014855 | 1352.9041 | 0.0010798
1360.0959 | 0.00092159 | 1339.6458 | 0.00060831 | 1318.6712 | 0.00038994 | 1406.5616 | 0.00056553 | 1388.0489 | 0.00045518 | 1362.3973 | 0.00030521 | 1395.2211 | 0.0012074 | 1375.955 | 0.0010396 | 1364.7613 | 0.00074416 | 1381.9746 | 0.0017971 | 1363.1389 | 0.0014766 | 1355.0665 | 0.0010834
1361.7123 | 0.00090547 | 1341.6341 | 0.00061538 | 1320.9863 | 0.00038884 | 1408.3151 | 0.00054456 | 1390.1389 | 0.0004582 | 1364.8082 | 0.00030067 | 1396.908 | 0.0011863 | 1377.9922 | 0.0010363 | 1367.002 | 0.00074545 | 1383.6477 | 0.0017828 | 1365.1546 | 0.0014666 | 1357.229 | 0.0010855
1363.3288 | 0.00088803 | 1343.6223 | 0.00062084 | 1323.3014 | 0.00038793 | 1410.0685 | 0.0005255 | 1392.229 | 0.00045762 | 1367.2192 | 0.00029586 | 1398.5949 | 0.0011662 | 1380.0294 | 0.0010315 | 1369.2427 | 0.00074583 | 1385.3209 | 0.001771 | 1367.1703 | 0.001456 | 1359.3914 | 0.0010864
1364.9452 | 0.0008696 | 1345.6106 | 0.00062434 | 1325.6164 | 0.00038715 | 1411.8219 | 0.0005092 | 1394.319 | 0.00045339 | 1369.6301 | 0.00029081 | 1400.2818 | 0.0011475 | 1382.0665 | 0.0010255 | 1371.4834 | 0.00074532 | 1386.9941 | 0.001761 | 1369.1859 | 0.0014449 | 1361.5538 | 0.0010859
1366.5616 | 0.00085073 | 1347.5988 | 0.00062546 | 1327.9315 | 0.00038646 | 1413.5753 | 0.000496 | 1396.409 | 0.00044579 | 1372.0411 | 0.00028555 | 1401.9687 | 0.0011301 | 1384.1037 | 0.001018 | 1373.7241 | 0.00074387 | 1388.6673 | 0.0017519 | 1371.2016 | 0.0014339 | 1363.7162 | 0.0010843
1368.1781 | 0.00083207 | 1349.5871 | 0.00062406 | 1330.2466 | 0.00038578 | 1415.3288 | 0.00048596 | 1398.499 | 0.00043528 | 1374.4521 | 0.00028011 | 1403.6556 | 0.0011139 | 1386.1409 | 0.0010093 | 1375.9648 | 0.00074146 | 1390.3405 | 0.0017427 | 1373.2172 | 0.001423 | 1365.8787 | 0.0010816
1369.7945 | 0.00081422 | 1351.5753 | 0.0006203 | 1332.5616 | 0.00038504 | 1417.0822 | 0.000479 | 1400.589 | 0.00042253 | 1376.863 | 0.00027451 | 1405.3425 | 0.0010989 | 1388.1781 | 0.00099956 | 1378.2055 | 0.00073809 | 1392.0137 | 0.0017327 | 1375.2329 | 0.0014126 | 1368.0411 | 0.0010779
1371.411 | 0.00079774 | 1353.5636 | 0.00061434 | 1334.8767 | 0.00038414 | 1418.8356 | 0.0004749 | 1402.6791 | 0.00040828 | 1379.274 | 0.00026876 | 1407.0294 | 0.0010846 | 1390.2153 | 0.00098881 | 1380.4462 | 0.00073375 | 1393.6869 | 0.001721 | 1377.2485 | 0.0014028 | 1370.2035 | 0.0010735
1373.0274 | 0.00078309 | 1355.5519 | 0.00060643 | 1337.1918 | 0.00038305 | 1420.589 | 0.00047329 | 1404.7691 | 0.00039329 | 1381.6849 | 0.0002629 | 1408.7162 | 0.0010707 | 1392.2524 | 0.00097716 | 1382.6869 | 0.00072849 | 1395.3601 | 0.0017071 | 1379.2642 | 0.0013937 | 1372.3659 | 0.0010684
1374.6438 | 0.00077059 | 1357.5401 | 0.00059689 | 1339.5068 | 0.00038169 | 1422.3425 | 0.00047374 | 1406.8591 | 0.00037829 | 1384.0959 | 0.00025696 | 1410.4031 | 0.0010565 | 1394.2896 | 0.00096469 | 1384.9276 | 0.00072223 | 1397.0333 | 0.0016906 | 1381.2798 | 0.0013854 | 1374.5284 | 0.0010629
1376.2603 | 0.0007604 | 1359.5284 | 0.00058613 | 1341.8219 | 0.00038002 | 1424.0959 | 0.00047579 | 1408.9491 | 0.00036392 | 1386.5068 | 0.00025095 | 1412.09 | 0.0010419 | 1396.3268 | 0.00095147 | 1387.1683 | 0.00071508 | 1398.7065 | 0.001671 | 1383.2955 | 0.001378 | 1376.6908 | 0.001057
1377.8767 | 0.00075253 | 1361.5166 | 0.00057458 | 1344.137 | 0.000378 | 1425.8493 | 0.00047897 | 1411.0391 | 0.00035073 | 1388.9178 | 0.0002449 | 1413.7769 | 0.0010264 | 1398.364 | 0.00093759 | 1389.409 | 0.00070716 | 1400.3796 | 0.0016484 | 1385.3112 | 0.0013712 | 1378.8532 | 0.0010509
1379.4932 | 0.00074687 | 1363.5049 | 0.00056269 | 1346.4521 | 0.00037561 | 1427.6027 | 0.00048288 | 1413.1292 | 0.00033918 | 1391.3288 | 0.00023881 | 1415.4638 | 0.0010098 | 1400.4012 | 0.00092302 | 1391.6497 | 0.00069852 | 1402.0528 | 0.0016226 | 1387.3268 | 0.0013648 | 1381.0157 | 0.0010446
1381.1096 | 0.00074315 | 1365.4932 | 0.0005509 | 1348.7671 | 0.00037284 | 1429.3562 | 0.00048716 | 1415.2192 | 0.00032966 | 1393.7397 | 0.00023272 | 1417.1507 | 0.00099196 | 1402.4384 | 0.00090788 | 1393.8904 | 0.00068922 | 1403.726 | 0.0015939 | 1389.3425 | 0.0013586 | 1383.1781 | 0.0010383
1382.726 | 0.00074105 | 1367.4814 | 0.00053963 | 1351.0822 | 0.00036964 | 1431.1096 | 0.00049155 | 1417.3092 | 0.00032219 | 1396.1507 | 0.00022664 | 1418.8376 | 0.00097286 | 1404.4755 | 0.00089223 | 1396.1311 | 0.0006793 | 1405.3992 | 0.0015623 | 1391.3581 | 0.0013521 | 1385.3405 | 0.0010321
1384.3425 | 0.00074023 | 1369.4697 | 0.00052933 | 1353.3973 | 0.0003661 | 1432.863 | 0.00049581 | 1419.3992 | 0.00031679 | 1398.5616 | 0.00022061 | 1420.5245 | 0.0009525 | 1406.5127 | 0.00087608 | 1398.3718 | 0.00066882 | 1407.0724 | 0.0015283 | 1393.3738 | 0.0013451 | 1387.5029 | 0.0010258
1385.9589 | 0.00074024 | 1371.4579 | 0.00052016 | 1355.7123 | 0.00036227 | 1434.6164 | 0.0004997 | 1421.4892 | 0.00031338 | 1400.9726 | 0.00021465 | 1422.2114 | 0.00093095 | 1408.5499 | 0.00085945 | 1400.6125 | 0.00065782 | 1408.7456 | 0.0014923 | 1395.3894 | 0.0013372 | 1389.6654 | 0.0010195
1387.5753 | 0.00074061 | 1373.4462 | 0.00051227 | 1358.0274 | 0.0003582 | 1436.3699 | 0.00050306 | 1423.5793 | 0.00031176 | 1403.3836 | 0.0002088 | 1423.8982 | 0.00090836 | 1410.5871 | 0.00084235 | 1402.8532 | 0.00064625 | 1410.4188 | 0.0014545 | 1397.4051 | 0.0013281 | 1391.8278 | 0.0010131
1389.1918 | 0.00074096 | 1375.4344 | 0.00050572 | 1360.3425 | 0.00035393 | 1438.1233 | 0.00050566 | 1425.6693 | 0.00031168 | 1405.7945 | 0.00020307 | 1425.5851 | 0.00088484 | 1412.6243 | 0.00082476 | 1405.0939 | 0.00063421 | 1412.092 | 0.0014153 | 1399.4207 | 0.0013172 | 1393.9902 | 0.0010064
1390.8082 | 0.00074091 | 1377.4227 | 0.00050047 | 1362.6575 | 0.00034954 | 1439.8767 | 0.00050725 | 1427.7593 | 0.00031282 | 1408.2055 | 0.00019749 | 1427.272 | 0.00086056 | 1414.6614 | 0.0008067 | 1407.3346 | 0.00062173 | 1413.7652 | 0.0013749 | 1401.4364 | 0.0013041 | 1396.1526 | 0.00099932
1392.4247 | 0.00074009 | 1379.411 | 0.00049642 | 1364.9726 | 0.00034508 | 1441.6301 | 0.00050752 | 1429.8493 | 0.00031481 | 1410.6164 | 0.00019209 | 1428.9589 | 0.00083569 | 1416.6986 | 0.00078807 | 1409.5753 | 0.00060881 | 1415.4384 | 0.0013334 | 1403.4521 | 0.0012888 | 1398.3151 | 0.00099169
1394.0411 | 0.00073815 | 1381.3992 | 0.00049342 | 1367.2877 | 0.00034062 | 1443.3836 | 0.00050617 | 1431.9393 | 0.00031723 | 1413.0274 | 0.00018689 | 1430.6458 | 0.00081035 | 1418.7358 | 0.00076894 | 1411.816 | 0.00059547 | 1417.1115 | 0.0012909 | 1405.4677 | 0.0012709 | 1400.4775 | 0.00098332
1395.6575 | 0.00073474 | 1383.3875 | 0.00049123 | 1369.6027 | 0.00033621 | 1445.137 | 0.00050287 | 1434.0294 | 0.00031966 | 1415.4384 | 0.00018192 | 1432.3327 | 0.0007846 | 1420.773 | 0.00074931 | 1414.0568 | 0.00058169 | 1418.7847 | 0.0012475 | 1407.4834 | 0.0012505 | 1402.6399 | 0.00097404
1397.274 | 0.00072955 | 1385.3757 | 0.00048963 | 1371.9178 | 0.00033189 | 1446.8904 | 0.00049739 | 1436.1194 | 0.00032164 | 1417.8493 | 0.0001772 | 1434.0196 | 0.00075846 | 1422.8102 | 0.00072919 | 1416.2975 | 0.0005675 | 1420.4579 | 0.0012033 | 1409.499 | 0.0012274 | 1404.8023 | 0.00096356
1398.8904 | 0.00072231 | 1387.364 | 0.00048832 | 1374.2329 | 0.00032767 | 1448.6438 | 0.00048952 | 1438.2094 | 0.00032274 | 1420.2603 | 0.00017272 | 1435.7065 | 0.00073194 | 1424.8474 | 0.0007086 | 1418.5382 | 0.00055289 | 1422.1311 | 0.0011583 | 1411.5147 | 0.0012016 | 1406.9648 | 0.00095171
1400.5068 | 0.00071283 | 1389.3523 | 0.000487 | 1376.5479 | 0.00032355 | 1450.3973 | 0.00047921 | 1440.2994 | 0.00032239 | 1422.6712 | 0.00016846 | 1437.3933 | 0.00070503 | 1426.8845 | 0.00068756 | 1420.7789 | 0.00053782 | 1423.8043 | 0.0011126 | 1413.5303 | 0.0011733 | 1409.1272 | 0.00093843
1402.1233 | 0.00070098 | 1391.3405 | 0.00048535 | 1378.863 | 0.00031951 | 1452.1507 | 0.00046651 | 1442.3894 | 0.00032027 | 1425.0822 | 0.00016441 | 1439.0802 | 0.00067773 | 1428.9217 | 0.00066609 | 1423.0196 | 0.00052237 | 1425.4775 | 0.0010665 | 1415.546 | 0.0011425 | 1411.2896 | 0.00092362
1403.7397 | 0.00068664 | 1393.3288 | 0.00048312 | 1381.1781 | 0.00031554 | 1453.9041 | 0.00045161 | 1444.4795 | 0.00031611 | 1427.4932 | 0.00016056 | 1440.7671 | 0.00065002 | 1430.9589 | 0.00064423 | 1425.2603 | 0.00050657 | 1427.1507 | 0.0010202 | 1417.5616 | 0.0011094 | 1413.4521 | 0.0009072
1405.3562 | 0.00066992 | 1395.317 | 0.00048008 | 1383.4932 | 0.00031158 | 1455.6575 | 0.00043479 | 1446.5695 | 0.00030976 | 1429.9041 | 0.00015687 | 1442.454 | 0.00062195 | 1432.9961 | 0.00062199 | 1427.501 | 0.00049045 | 1428.8239 | 0.00097404 | 1419.5773 | 0.001074 | 1415.6145 | 0.00088912
1406.9726 | 0.00065115 | 1397.3053 | 0.00047603 | 1385.8082 | 0.00030757 | 1457.411 | 0.00041648 | 1448.6595 | 0.0003012 | 1432.3151 | 0.00015332 | 1444.1409 | 0.0005936 | 1435.0333 | 0.0005995 | 1429.7417 | 0.00047405 | 1430.4971 | 0.0009283 | 1421.593 | 0.001037 | 1417.7769 | 0.00086938
1408.589 | 0.00063064 | 1399.2935 | 0.00047078 | 1388.1233 | 0.00030341 | 1459.1644 | 0.00039728 | 1450.7495 | 0.00029056 | 1434.726 | 0.00014986 | 1445.8278 | 0.00056513 | 1437.0705 | 0.0005768 | 1431.9824 | 0.00045742 | 1432.1703 | 0.00088328 | 1423.6086 | 0.00099856 | 1419.9393 | 0.00084799
1410.2055 | 0.00060869 | 1401.2818 | 0.00046421 | 1390.4384 | 0.00029905 | 1460.9178 | 0.0003777 | 1452.8395 | 0.00027811 | 1437.137 | 0.00014645 | 1447.5147 | 0.00053677 | 1439.1076 | 0.00055397 | 1434.2231 | 0.0004406 | 1433.8434 | 0.00083929 | 1425.6243 | 0.00095895 | 1422.1018 | 0.00082499
1411.8219 | 0.00058567 | 1403.2701 | 0.00045622 | 1392.7534 | 0.0002944 | 1462.6712 | 0.00035819 | 1454.9295 | 0.00026428 | 1439.5479 | 0.00014302 | 1449.2016 | 0.00050877 | 1441.1448 | 0.00053107 | 1436.4638 | 0.00042363 | 1435.5166 | 0.00079656 | 1427.6399 | 0.00091845 | 1424.2642 | 0.00080031
1413.4384 | 0.00056188 | 1405.2583 | 0.00044675 | 1395.0685 | 0.00028939 | 1464.4247 | 0.00033913 | 1457.0196 | 0.00024954 | 1441.9589 | 0.00013955 | 1450.8885 | 0.0004814 | 1443.182 | 0.00050817 | 1438.7045 | 0.00040659 | 1437.1898 | 0.00075523 | 1429.6556 | 0.00087732 | 1426.4266 | 0.00077415
1415.0548 | 0.00053762 | 1407.2466 | 0.00043579 | 1397.3836 | 0.00028396 | 1466.1781 | 0.0003208 | 1459.1096 | 0.00023446 | 1444.3699 | 0.00013598 | 1452.5753 | 0.00045491 | 1445.2192 | 0.00048533 | 1440.9452 | 0.00038953 | 1438.863 | 0.00071536 | 1431.6712 | 0.00083581 | 1428.589 | 0.00074669
1416.6712 | 0.0005131 | 1409.2348 | 0.0004232 | 1399.6986 | 0.00027805 | 1467.9315 | 0.00030336 | 1461.1996 | 0.00021955 | 1446.7808 | 0.00013228 | 1454.2622 | 0.00042953 | 1447.2564 | 0.00046261 | 1443.1859 | 0.00037251 | 1440.5362 | 0.00067696 | 1433.6869 | 0.00079413 | 1430.7515 | 0.00071805
1418.2877 | 0.00048848 | 1411.2231 | 0.00040922 | 1402.0137 | 0.00027157 | 1469.6849 | 0.00028684 | 1463.2896 | 0.00020528 | 1449.1918 | 0.00012843 | 1455.9491 | 0.0004054 | 1449.2935 | 0.0004401 | 1445.4266 | 0.00035556 | 1442.2094 | 0.00063988 | 1435.7025 | 0.00075251 | 1432.9139 | 0.00068834
1419.9041 | 0.00046382 | 1413.2114 | 0.00039396 | 1404.3288 | 0.00026444 | 1471.4384 | 0.00027116 | 1465.3796 | 0.00019206 | 1451.6027 | 0.00012438 | 1457.636 | 0.00038261 | 1451.3307 | 0.00041784 | 1447.6673 | 0.00033874 | 1443.8826 | 0.00060379 | 1437.7182 | 0.00071113 | 1435.0763 | 0.0006577
1421.5205 | 0.00043914 | 1415.1996 | 0.00037754 | 1406.6438 | 0.00025672 | 1473.1918 | 0.00025611 | 1467.4697 | 0.00018012 | 1454.0137 | 0.0001201 | 1459.3229 | 0.00036115 | 1453.3679 | 0.00039585 | 1449.908 | 0.00032206 | 1445.5558 | 0.00056841 | 1439.7339 | 0.00067011 | 1437.2387 | 0.00062624
1423.137 | 0.00041438 | 1417.1879 | 0.00036009 | 1408.9589 | 0.00024841 | 1474.9452 | 0.00024146 | 1469.5597 | 0.00016939 | 1456.4247 | 0.00011562 | 1461.0098 | 0.00034089 | 1455.4051 | 0.00037417 | 1452.1487 | 0.00030557 | 1447.229 | 0.00053349 | 1441.7495 | 0.00062956 | 1439.4012 | 0.0005941
1424.7534 | 0.00038947 | 1419.1761 | 0.00034176 | 1411.274 | 0.00023952 | 1476.6986 | 0.00022692 | 1471.6497 | 0.00015972 | 1458.8356 | 0.00011093 | 1462.6967 | 0.00032171 | 1457.4423 | 0.00035284 | 1454.3894 | 0.00028932 | 1448.9022 | 0.0004988 | 1443.7652 | 0.00058955 | 1441.5636 | 0.00056139
1426.3699 | 0.00036435 | 1421.1644 | 0.0003227 | 1413.589 | 0.00023008 | 1478.4521 | 0.00021221 | 1473.7397 | 0.00015086 | 1461.2466 | 0.00010604 | 1464.3836 | 0.00030326 | 1459.4795 | 0.00033187 | 1456.6301 | 0.0002733 | 1450.5753 | 0.00046418 | 1445.7808 | 0.00055016 | 1443.726 | 0.00052822
1427.9863 | 0.00033897 | 1423.1526 | 0.00030305 | 1415.9041 | 0.00022014 | 1480.2055 | 0.00019713 | 1475.8297 | 0.00014248 | 1463.6575 | 0.00010098 | 1466.0705 | 0.00028522 | 1461.5166 | 0.0003113 | 1458.8708 | 0.00025754 | 1452.2485 | 0.00042958 | 1447.7965 | 0.00051147 | 1445.8885 | 0.00049479
1429.6027 | 0.00031336 | 1425.1409 | 0.00028298 | 1418.2192 | 0.00020975 | 1481.9589 | 0.0001816 | 1477.9198 | 0.00013425 | 1466.0685 | 9.5764e-05 | 1467.7573 | 0.00026732 | 1463.5538 | 0.00029117 | 1461.1115 | 0.00024203 | 1453.9217 | 0.00039501 | 1449.8121 | 0.00047353 | 1448.0509 | 0.00046127
1431.2192 | 0.00028759 | 1427.1292 | 0.00026262 | 1420.5342 | 0.00019894 | 1483.7123 | 0.00016565 | 1480.0098 | 0.00012586 | 1468.4795 | 9.0428e-05 | 1469.4442 | 0.00024936 | 1465.591 | 0.00027153 | 1463.3523 | 0.0002268 | 1455.5949 | 0.00036061 | 1451.8278 | 0.00043645 | 1450.2133 | 0.00042781
1432.8356 | 0.0002618 | 1429.1174 | 0.00024215 | 1422.8493 | 0.00018783 | 1485.4658 | 0.00014943 | 1482.0998 | 0.00011709 | 1470.8904 | 8.4998e-05 | 1471.1311 | 0.0002312 | 1467.6282 | 0.00025236 | 1465.593 | 0.00021186 | 1457.2681 | 0.00032657 | 1453.8434 | 0.00040044 | 1452.3757 | 0.00039459
1434.4521 | 0.00023618 | 1431.1057 | 0.00022176 | 1425.1644 | 0.00017652 | 1487.2192 | 0.00013316 | 1484.1898 | 0.00010783 | 1473.3014 | 7.9524e-05 | 1472.818 | 0.0002128 | 1469.6654 | 0.00023368 | 1467.8337 | 0.00019723 | 1458.9413 | 0.00029328 | 1455.8591 | 0.00036549 | 1454.5382 | 0.00036179
1436.0685 | 0.00021098 | 1433.0939 | 0.00020161 | 1427.4795 | 0.00016509 | 1488.9726 | 0.00011711 | 1486.2798 | 9.8061e-05 | 1475.7123 | 7.4053e-05 | 1474.5049 | 0.00019419 | 1471.7025 | 0.00021553 | 1470.0744 | 0.00018292 | 1460.6145 | 0.00026105 | 1457.8748 | 0.00033172 | 1456.7006 | 0.00032962
1437.6849 | 0.00018648 | 1435.0822 | 0.00018188 | 1429.7945 | 0.00015364 | 1490.726 | 0.00010157 | 1488.3699 | 8.7899e-05 | 1478.1233 | 6.8621e-05 | 1476.1918 | 0.0001755 | 1473.7397 | 0.00019793 | 1472.3151 | 0.00016902 | 1462.2877 | 0.0002302 | 1459.8904 | 0.00029926 | 1458.863 | 0.00029828
1439.3014 | 0.00016297 | 1437.0705 | 0.00016271 | 1432.1096 | 0.00014224 | 1492.4795 | 8.6834e-05 | 1490.4599 | 7.7534e-05 | 1480.5342 | 6.3267e-05 | 1477.8787 | 0.00015693 | 1475.7769 | 0.00018094 | 1474.5558 | 0.00015552 | 1463.9609 | 0.00020103 | 1461.9061 | 0.00026823 | 1461.0254 | 0.00026796
1440.9178 | 0.00014071 | 1439.0587 | 0.00014428 | 1434.4247 | 0.00013097 | 1494.2329 | 7.3155e-05 | 1492.5499 | 6.7248e-05 | 1482.9452 | 5.8026e-05 | 1479.5656 | 0.00013871 | 1477.8141 | 0.00016458 | 1476.7965 | 0.00014244 | 1465.6341 | 0.00017379 | 1463.9217 | 0.00023875 | 1463.1879 | 0.00023906
1442.5342 | 0.00012006 | 1441.047 | 0.00012674 | 1436.7397 | 0.00011993 | 1495.9863 | 6.072e-05 | 1494.6399 | 5.7335e-05 | 1485.3562 | 5.2932e-05 | 1481.2524 | 0.00012118 | 1479.8513 | 0.00014897 | 1479.0372 | 0.00012982 | 1467.3072 | 0.00014868 | 1465.9374 | 0.00021095 | 1465.3503 | 0.00021166
1444.1507 | 0.00010121 | 1443.0352 | 0.00011022 | 1439.0548 | 0.00010925 | 1497.7397 | 4.9652e-05 | 1496.7299 | 4.8037e-05 | 1487.7671 | 4.8014e-05 | 1482.9393 | 0.00010459 | 1481.8885 | 0.00013415 | 1481.2779 | 0.00011769 | 1468.9804 | 0.00012583 | 1467.953 | 0.00018494 | 1467.5127 | 0.00018588
1445.7671 | 8.4219e-05 | 1445.0235 | 9.484e-05 | 1441.3699 | 9.8947e-05 | 1499.4932 | 3.9998e-05 | 1498.82 | 3.9541e-05 | 1490.1781 | 4.3334e-05 | 1484.6262 | 8.9137e-05 | 1483.9256 | 0.00012011 | 1483.5186 | 0.0001061 | 1470.6536 | 0.00010531 | 1469.9687 | 0.00016088 | 1469.6751 | 0.00016187
1447.3836 | 6.9137e-05 | 1447.0117 | 8.0698e-05 | 1443.6849 | 8.9091e-05 | 1501.2466 | 3.186e-05 | 1500.91 | 3.1977e-05 | 1492.589 | 3.8894e-05 | 1486.3131 | 7.4985e-05 | 1485.9628 | 0.00010688 | 1485.7593 | 9.5069e-05 | 1472.3268 | 8.7127e-05 | 1471.9843 | 0.00013898 | 1471.8376 | 0.00013972
1449 | 5.5965e-05 | 1449 | 6.7946e-05 | 1446 | 7.9725e-05 | 1503 | 2.503e-05 | 1503 | 2.5405e-05 | 1495 | 3.4705e-05 | 1488 | 6.2241e-05 | 1488 | 9.4493e-05 | 1488 | 8.4668e-05 | 1474 | 7.1227e-05 | 1474 | 0.00011904 | 1474 | 0.00011948

## FM 3.15
| Consumer Power |  | Gone Green |  | Slow Progression |  | No Progression
Rank | MW | type | MW | type | MW | type | MW | type
1 | 1400 | Interconnector | 1400 | Interconnector | 1000 | Interconnector | 1000 | Interconnector
2 | 1000 | Interconnector | 1000 | Interconnector | 1000 | Interconnector | 1000 | Interconnector
3 | 1000 | Interconnector | 1000 | Interconnector | 1000 | Interconnector | 1000 | Interconnector
4 | 1000 | Interconnector | 1000 | Interconnector | 635 | Nuclear | 1000 | Interconnector
5 | 1000 | Interconnector | 1000 | Interconnector | 635 | Nuclear | 635 | Nuclear
6 | 1000 | Interconnector | 1000 | Interconnector | 635 | Nuclear | 635 | Nuclear
7 | 1000 | Interconnector | 635 | Nuclear | 630 | Nuclear | 635 | Nuclear
8 | 635 | Nuclear | 635 | Nuclear | 601 | Nuclear | 630 | Nuclear
9 | 635 | Nuclear | 635 | Nuclear | 541.2 | other | 604 | other
10 | 635 | Nuclear | 635 | Nuclear | 540 | Nuclear | 601 | Nuclear
11 | 635 | Nuclear | 633.5 | other | 540 | Nuclear | 540 | Nuclear
12 | 633.5 | other | 630 | Nuclear | 497 | Nuclear | 540 | Nuclear
13 | 630 | Nuclear | 616 | other | 475 | other | 497 | Nuclear
14 | 602 | Nuclear | 602 | Nuclear | 459 | Nuclear | 495 | other
15 | 601 | Nuclear | 601 | Nuclear | 453 | Nuclear | 459 | Nuclear
16 | 596 | Nuclear | 596 | Nuclear | 450 | Interconnector | 453 | Nuclear
17 | 540 | Nuclear | 540 | Nuclear | 450 | Nuclear | 450 | Interconnector
18 | 540 | Nuclear | 540 | Nuclear | 444.5 | other | 450 | Nuclear
19 | 497 | Nuclear | 497 | Nuclear | 444.5 | other | 444.5 | other
20 | 453 | Nuclear | 453 | Nuclear | 444.5 | other | 444.5 | other
21 | 450 | Interconnector | 450 | Interconnector | 308 | other | 444.5 | other
22 | 450 | Nuclear | 450 | Nuclear | 302.4 | other | 302 | other
23 | 444.5 | other | 444.5 | other | 297.5 | other | 286 | other
24 | 444.5 | other | 444.5 | other | 273 | other | 253.3 | other
25 | 364 | other | 364 | other | 242 | other | 237.6 | other
26 | 308 | other | 308 | other | 237.6 | other | 236.5 | other
27 | 308 | other | 307.3 | other | 237.5 | other | 233.8 | other
28 | 307.3 | other | 302.4 | other | 222.8 | other | 233.8 | other
29 | 302.4 | other | 302.4 | other | 100 | other | 199.5 | other
30 | 302.4 | other | 301 | other | 80 | Interconnector | 100 | other
31 | 301 | other | 297.5 | other | 40 | other | 80 | Interconnector
32 | 301 | other | 297.5 | other | 38.5 | other | 41 | other
33 | 283.5 | other | 273 | other | 36 | other | 40 | other
34 | 273 | other | 100 | other | 34 | other | 39 | other
35 | 80 | Interconnector | 80 | Interconnector | 31.5 | other | 38.5 | other
36 | 70 | other | 40 | other | 30 | other | 38 | other
37 | 38.5 | other | 39 | other | 29.8 | other | 36 | other
38 | 34 | other | 38.5 | other | 28.7 | other | 34 | other
39 | 31.5 | other | 36 | other | 27.3 | other | 31.5 | other
40 | 28.7 | other | 34 | other | 26.6 | other | 30 | other
41 | 28 | other | 31.5 | other | 25.9 | other | 25.8 | other
42 | 27.3 | other | 30 | other | 25.5 | other | 25.3 | other
43 | 26.6 | other | 28.7 | other | 25.2 | other | 25 | other
44 | 25.2 | other | 26.6 | other | 25 | other | 25 | other
45 | 24 | other | 25 | other | 24 | other | 25 | other
46 | 24 | other | 25 | other | 24 | other | 24 | other
47 | 23 | other | 24 | other | 23 | other | 24 | other
48 | 21 | other | 24 | other | 22.6 | other | 23 | other
49 | 20 | other | 23 | other | 20 | other | 22.4 | other
50 | 20 | other | 20 | other | 20 | other | 20 | other

## FM 3.16
Largest generation or demand loss risk (MW) | System Inertia (GVA.s)
0 | 0
50 | 10
100 | 20
150 | 30
200 | 40
250 | 50
300 | 60
350 | 70
400 | 80
450 | 90
500 | 100
550 | 110
600 | 120
650 | 130
700 | 140
750 | 150
800 | 160
850 | 170
900 | 180
950 | 190
1000 | 200
1050 | 210
1100 | 220
1150 | 230
1200 | 240
1250 | 250
1300 | 260
1350 | 270
1400 | 280
1450 | 290
1500 | 300
1550 | 310
1600 | 320
1650 | 330
1700 | 340
1750 | 350
1800 | 360

## FM 3.17
"Interpretation of frequency response" as defined in The Grid Code: Figure CC.A.3.2 & CC.A.3.3

## FM 3.18
Diagram or illustrative figure. No data.

## FM 3.19
Diagram or illustrative figure. No data.

## FM 3.20
Diagram or illustrative figure. No data.

## FM 3.21
System Inertia
| Containment time | 50 | 100 | 150 | 200 | 250 | 300
Generation loss | -1800 | 0.95684 | 1.9137 | 2.8705 | 3.8273 | 4.7841 | 5.741
| -1700 | 1.0277 | 2.0554 | 3.0831 | 4.1108 | 5.1385 | 6.1662
| -1600 | 1.1099 | 2.2199 | 3.3298 | 4.4397 | 5.5496 | 6.6595
| -1500 | 1.2064 | 2.4129 | 3.6193 | 4.8257 | 6.0322 | 7.2386
| -1400 | 1.3213 | 2.6427 | 3.964 | 5.2853 | 6.6067 | 7.928
| -1300 | 1.4604 | 2.9208 | 4.3813 | 5.8417 | 7.3021 | 8.7625
| -1200 | 1.6322 | 3.2645 | 4.8967 | 6.529 | 8.1612 | 9.7934
| -1100 | 1.8499 | 3.6998 | 5.5496 | 7.3995 | 9.2493 | 11.0992
| -1001 | 2.1312 | 4.2624 | 6.3936 | 8.5247 | 10.6559 | 12.7871
| -1000 | 0.99402 | 1.988 | 2.982 | 3.976 | 4.97 | 5.964
| -900 | 1.136 | 2.272 | 3.408 | 4.544 | 5.68 | 6.816
| -800 | 1.3253 | 2.6506 | 3.976 | 5.3013 | 6.6267 | 7.952
| -700 | 1.5904 | 3.1808 | 4.7712 | 6.3616 | 7.952 | 9.5424
| -600 | 1.988 | 3.976 | 5.964 | 7.952 | 9.94 | 11.928
| -500 | 2.6506 | 5.3013 | 7.952 | 10.6027 | 13.2533 | 15.904
System Inertia
| Containment time | 50 | 100 | 150 | 200 | 250 | 300
Demand loss | 500 | 2.6826 | 5.3653 | 8.048 | 10.7306 | 13.4133 | 16.096
| 600 | 2.012 | 4.024 | 6.036 | 8.048 | 10.06 | 12.072
| 700 | 1.6096 | 3.2192 | 4.8288 | 6.4384 | 8.048 | 9.6576
| 800 | 1.3413 | 2.6826 | 4.024 | 5.3653 | 6.7067 | 8.048
| 900 | 1.1497 | 2.2994 | 3.4491 | 4.5988 | 5.7486 | 6.8983
| 1000 | 1.006 | 2.012 | 3.018 | 4.024 | 5.03 | 6.036
| 1100 | 0.89424 | 1.7884 | 2.6826 | 3.5769 | 4.4711 | 5.3653
| 1200 | 0.8048 | 1.6096 | 2.4144 | 3.2192 | 4.024 | 4.8288
| 1300 | 0.73166 | 1.4633 | 2.1949 | 2.9266 | 3.6582 | 4.3898
| 1400 | 0.67066 | 1.3413 | 2.012 | 2.6826 | 3.3533 | 4.024
| 1500 | 0.61906 | 1.2382 | 1.8572 | 2.4763 | 3.0954 | 3.7144
| 1600 | 0.57486 | 1.1497 | 1.7246 | 2.2994 | 2.8743 | 3.4491
| 1700 | 0.53653 | 1.0731 | 1.6096 | 2.1461 | 2.6826 | 3.2192
| 1800 | 0.50298 | 1.006 | 1.509 | 2.012 | 2.515 | 3.018

## FM 3.22
|  | Consumer Power | [5 empty] | Gone Green | [5 empty] | Slow Progression | [5 empty] | No Progression
2016/17 |  | 2020/21 |  | 2025/26 |  | 2016/17 |  | 2020/21 |  | 2025/26 |  | 2016/17 |  | 2020/21 |  | 2025/26 |  | 2016/17 |  | 2020/21 |  | 2025/26
Containment time (s) |  | Containment time (s) |  | Containment time (s) |  | Containment time (s) |  | Containment time (s) |  | Containment time (s) |  | Containment time (s) |  | Containment time (s) |  | Containment time (s) |  | Containment time (s) |  | Containment time (s) |  | Containment time (s)
2.6295 | 0.0033555 | 1.7603 | 0.012627 | 1.5093 | 0.0094705 | 2.6291 | 0.0030981 | 1.6708 | 0.001342 | 1.49 | 0.0072658 | 2.6255 | 0.0035877 | 2.5183 | 0.0018522 | 1.4738 | 0.0073526 | 2.6178 | 0.002978 | 2.4916 | 0.0025193 | 1.4811 | 0.013764
2.6383 | 0.0039795 | 1.77 | 0.018318 | 1.5209 | 0.012497 | 2.6385 | 0.0037301 | 1.6808 | 0.0017129 | 1.5018 | 0.0094986 | 2.6343 | 0.0041986 | 2.5264 | 0.0022026 | 1.4851 | 0.0094924 | 2.6268 | 0.0035397 | 2.4983 | 0.0028166 | 1.4899 | 0.017714
2.647 | 0.0046822 | 1.7798 | 0.025947 | 1.5325 | 0.016032 | 2.6478 | 0.0044517 | 1.6908 | 0.0022422 | 1.5136 | 0.0121 | 2.6432 | 0.0048923 | 2.5345 | 0.0026202 | 1.4963 | 0.011983 | 2.6357 | 0.0041885 | 2.505 | 0.0031328 | 1.4986 | 0.022179
2.6557 | 0.0054715 | 1.7896 | 0.035992 | 1.5441 | 0.020136 | 2.6571 | 0.0052738 | 1.7007 | 0.0030374 | 1.5255 | 0.015062 | 2.6521 | 0.0056798 | 2.5425 | 0.0031284 | 1.5076 | 0.01487 | 2.6447 | 0.0049349 | 2.5118 | 0.0034741 | 1.5074 | 0.027057
2.6645 | 0.0063578 | 1.7994 | 0.048671 | 1.5557 | 0.02492 | 2.6665 | 0.0062107 | 1.7107 | 0.0042387 | 1.5373 | 0.018363 | 2.6609 | 0.0065739 | 2.5506 | 0.0037704 | 1.5189 | 0.018217 | 2.6537 | 0.0057907 | 2.5185 | 0.0038496 | 1.5161 | 0.032192
2.6732 | 0.0073547 | 1.8091 | 0.064175 | 1.5673 | 0.030548 | 2.6758 | 0.0072815 | 1.7207 | 0.0060087 | 1.5492 | 0.021981 | 2.6698 | 0.0076079 | 2.5587 | 0.0045785 | 1.5302 | 0.022095 | 2.6627 | 0.0067685 | 2.5252 | 0.0042705 | 1.5249 | 0.037358
2.682 | 0.0084795 | 1.8189 | 0.082522 | 1.5789 | 0.037224 | 2.6852 | 0.0085102 | 1.7307 | 0.0085185 | 1.561 | 0.025905 | 2.6786 | 0.0087869 | 2.5668 | 0.0055928 | 1.5414 | 0.026565 | 2.6716 | 0.0078817 | 2.532 | 0.0047507 | 1.5336 | 0.042334
2.6907 | 0.0097539 | 1.8287 | 0.10355 | 1.5905 | 0.045168 | 2.6945 | 0.009927 | 1.7407 | 0.011937 | 1.5728 | 0.030157 | 2.6875 | 0.010129 | 2.5749 | 0.0068566 | 1.5527 | 0.031663 | 2.6806 | 0.0091446 | 2.5387 | 0.0053057 | 1.5423 | 0.046917
2.6994 | 0.011204 | 1.8385 | 0.12693 | 1.6021 | 0.054602 | 2.7039 | 0.011568 | 1.7506 | 0.016425 | 1.5847 | 0.034816 | 2.6963 | 0.011656 | 2.583 | 0.008411 | 1.564 | 0.037381 | 2.6896 | 0.010575 | 2.5454 | 0.0059525 | 1.5511 | 0.050969
2.7082 | 0.012861 | 1.8482 | 0.1523 | 1.6137 | 0.06574 | 2.7132 | 0.013476 | 1.7606 | 0.022146 | 1.5965 | 0.040036 | 2.7052 | 0.013389 | 2.5911 | 0.010292 | 1.5752 | 0.043652 | 2.6985 | 0.012213 | 2.5522 | 0.006709 | 1.5598 | 0.054463
2.7169 | 0.01477 | 1.858 | 0.17931 | 1.6253 | 0.078792 | 2.7226 | 0.015698 | 1.7706 | 0.029279 | 1.6084 | 0.046067 | 2.714 | 0.015352 | 2.5992 | 0.012525 | 1.5865 | 0.050369 | 2.7075 | 0.014055 | 2.5589 | 0.0075933 | 1.5686 | 0.057514
2.7257 | 0.016997 | 1.8678 | 0.2078 | 1.6369 | 0.09398 | 2.7319 | 0.018308 | 1.7806 | 0.038044 | 1.6202 | 0.053272 | 2.7229 | 0.01757 | 2.6073 | 0.015123 | 1.5978 | 0.057422 | 2.7165 | 0.016119 | 2.5656 | 0.008633 | 1.5773 | 0.060396
2.7344 | 0.019564 | 1.8775 | 0.23786 | 1.6485 | 0.11165 | 2.7413 | 0.021383 | 1.7905 | 0.048713 | 1.632 | 0.062123 | 2.7318 | 0.020068 | 2.6154 | 0.018083 | 1.6091 | 0.064802 | 2.7255 | 0.018424 | 2.5724 | 0.0098463 | 1.5861 | 0.063524
2.7431 | 0.022518 | 1.8873 | 0.26975 | 1.6601 | 0.13205 | 2.7506 | 0.024954 | 1.8005 | 0.061615 | 1.6439 | 0.073185 | 2.7406 | 0.022874 | 2.6235 | 0.021384 | 1.6203 | 0.072676 | 2.7344 | 0.02099 | 2.5791 | 0.011239 | 1.5948 | 0.067412
2.7519 | 0.025908 | 1.8971 | 0.30389 | 1.6717 | 0.15539 | 2.76 | 0.029082 | 1.8105 | 0.077114 | 1.6557 | 0.087066 | 2.7495 | 0.026048 | 2.6316 | 0.024987 | 1.6316 | 0.081479 | 2.7434 | 0.023838 | 2.5858 | 0.012823 | 1.6036 | 0.072611
2.7606 | 0.029783 | 1.9069 | 0.34061 | 1.6833 | 0.18185 | 2.7693 | 0.033824 | 1.8205 | 0.095569 | 1.6676 | 0.10434 | 2.7583 | 0.029615 | 2.6397 | 0.028842 | 1.6429 | 0.091897 | 2.7524 | 0.026988 | 2.5926 | 0.014606 | 1.6123 | 0.079639
2.7693 | 0.034192 | 1.9166 | 0.37999 | 1.6949 | 0.21151 | 2.7787 | 0.039234 | 1.8304 | 0.11729 | 1.6794 | 0.12546 | 2.7672 | 0.033588 | 2.6477 | 0.032893 | 1.6542 | 0.10478 | 2.7613 | 0.030462 | 2.5993 | 0.016597 | 1.6211 | 0.088917
2.7781 | 0.039183 | 1.9264 | 0.4217 | 1.7065 | 0.24425 | 2.788 | 0.045366 | 1.8404 | 0.14251 | 1.6912 | 0.15067 | 2.776 | 0.038002 | 2.6558 | 0.037081 | 1.6654 | 0.121 | 2.7703 | 0.034282 | 2.606 | 0.018798 | 1.6298 | 0.10071
2.7868 | 0.044802 | 1.9362 | 0.46493 | 1.7181 | 0.27969 | 2.7973 | 0.052267 | 1.8504 | 0.17154 | 1.7031 | 0.17991 | 2.7849 | 0.042889 | 2.6639 | 0.041353 | 1.6767 | 0.14128 | 2.7793 | 0.038521 | 2.6128 | 0.021211 | 1.6385 | 0.1151
2.7956 | 0.051092 | 1.946 | 0.50849 | 1.7297 | 0.31717 | 2.8067 | 0.059982 | 1.8604 | 0.20415 | 1.7149 | 0.21301 | 2.7938 | 0.048283 | 2.672 | 0.045694 | 1.688 | 0.16605 | 2.7883 | 0.043157 | 2.6195 | 0.023836 | 1.6473 | 0.13198
2.8043 | 0.058133 | 1.9557 | 0.55097 | 1.7413 | 0.35579 | 2.816 | 0.068548 | 1.8703 | 0.24026 | 1.7268 | 0.24911 | 2.8026 | 0.054217 | 2.6801 | 0.050124 | 1.6993 | 0.19542 | 2.7972 | 0.048207 | 2.6262 | 0.02667 | 1.656 | 0.1511
2.813 | 0.065978 | 1.9655 | 0.59078 | 1.7529 | 0.39456 | 2.8254 | 0.077995 | 1.8803 | 0.27969 | 1.7386 | 0.28732 | 2.8115 | 0.060721 | 2.6882 | 0.054697 | 1.7105 | 0.22909 | 2.8062 | 0.053684 | 2.633 | 0.029708 | 1.6648 | 0.17207
2.8218 | 0.074597 | 1.9753 | 0.62686 | 1.7645 | 0.43252 | 2.8347 | 0.088424 | 1.8903 | 0.3222 | 1.7504 | 0.32665 | 2.8203 | 0.067818 | 2.6963 | 0.059509 | 1.7218 | 0.26645 | 2.8152 | 0.059602 | 2.6397 | 0.032963 | 1.6735 | 0.19435
2.8305 | 0.084003 | 1.985 | 0.65848 | 1.7761 | 0.469 | 2.8441 | 0.099785 | 1.9003 | 0.36738 | 1.7623 | 0.3661 | 2.8292 | 0.075553 | 2.7044 | 0.064688 | 1.7331 | 0.30663 | 2.8242 | 0.065964 | 2.6464 | 0.036409 | 1.6823 | 0.21757
2.8393 | 0.094197 | 1.9948 | 0.6853 | 1.7876 | 0.50367 | 2.8534 | 0.11204 | 1.9103 | 0.41458 | 1.7741 | 0.40476 | 2.838 | 0.083963 | 2.7125 | 0.070388 | 1.7443 | 0.3486 | 2.8331 | 0.072772 | 2.6532 | 0.04004 | 1.691 | 0.2415
2.848 | 0.10516 | 2.0046 | 0.70733 | 1.7992 | 0.53655 | 2.8628 | 0.12514 | 1.9202 | 0.46285 | 1.786 | 0.44184 | 2.8469 | 0.092978 | 2.7206 | 0.076782 | 1.7556 | 0.39124 | 2.8421 | 0.080017 | 2.6599 | 0.043853 | 1.6998 | 0.26608
2.8567 | 0.11687 | 2.0144 | 0.72487 | 1.8108 | 0.5679 | 2.8721 | 0.13903 | 1.9302 | 0.51087 | 1.7978 | 0.47672 | 2.8558 | 0.10257 | 2.7287 | 0.08404 | 1.7669 | 0.43349 | 2.8511 | 0.087683 | 2.6666 | 0.047849 | 1.7085 | 0.29143
2.8655 | 0.12927 | 2.0241 | 0.7384 | 1.8224 | 0.5979 | 2.8815 | 0.15362 | 1.9402 | 0.55709 | 1.8096 | 0.50891 | 2.8646 | 0.11269 | 2.7368 | 0.092326 | 1.7782 | 0.47441 | 2.86 | 0.09578 | 2.6733 | 0.052036 | 1.7173 | 0.31783
2.8742 | 0.14229 | 2.0339 | 0.74846 | 1.834 | 0.62643 | 2.8908 | 0.16879 | 1.9502 | 0.59981 | 1.8215 | 0.53799 | 2.8735 | 0.12329 | 2.7449 | 0.10177 | 1.7894 | 0.51328 | 2.869 | 0.10423 | 2.6801 | 0.056432 | 1.726 | 0.34567
2.8829 | 0.15584 | 2.0437 | 0.75547 | 1.8456 | 0.65295 | 2.9002 | 0.1844 | 1.9601 | 0.63751 | 1.8333 | 0.56365 | 2.8823 | 0.13427 | 2.753 | 0.11256 | 1.8007 | 0.54967 | 2.878 | 0.11298 | 2.6868 | 0.061064 | 1.7348 | 0.37534
2.8917 | 0.16983 | 2.0535 | 0.75965 | 1.8572 | 0.67647 | 2.9095 | 0.20027 | 1.9701 | 0.66911 | 1.8452 | 0.58557 | 2.8912 | 0.14556 | 2.761 | 0.1247 | 1.812 | 0.58334 | 2.887 | 0.12196 | 2.6935 | 0.065967 | 1.7435 | 0.40722
2.9004 | 0.18409 | 2.0632 | 0.76098 | 1.8688 | 0.69553 | 2.9189 | 0.2162 | 1.9801 | 0.69415 | 1.857 | 0.60355 | 2.9 | 0.15704 | 2.7691 | 0.13813 | 1.8233 | 0.614 | 2.8959 | 0.13111 | 2.7003 | 0.071193 | 1.7522 | 0.44152
2.9092 | 0.19847 | 2.073 | 0.75926 | 1.8804 | 0.7092 | 2.9282 | 0.232 | 1.9901 | 0.71293 | 1.8689 | 0.61753 | 2.9089 | 0.1686 | 2.7772 | 0.15279 | 1.8345 | 0.64164 | 2.9049 | 0.14037 | 2.707 | 0.076815 | 1.761 | 0.47825
2.9179 | 0.21279 | 2.0828 | 0.75428 | 1.892 | 0.71693 | 2.9376 | 0.24735 | 2 | 0.7264 | 1.8807 | 0.62763 | 2.9177 | 0.1801 | 2.7853 | 0.16858 | 1.8458 | 0.66595 | 2.9139 | 0.14967 | 2.7137 | 0.082949 | 1.7697 | 0.51713
2.9266 | 0.22692 | 2.0925 | 0.74596 | 1.9036 | 0.71872 | 2.9469 | 0.26208 | 2.01 | 0.73586 | 1.8925 | 0.63417 | 2.9266 | 0.19143 | 2.7934 | 0.18538 | 1.8571 | 0.68652 | 2.9228 | 0.15895 | 2.7205 | 0.089645 | 1.7785 | 0.55761
2.9354 | 0.24069 | 2.1023 | 0.73445 | 1.9152 | 0.71515 | 2.9562 | 0.27597 | 2.02 | 0.74271 | 1.9044 | 0.63763 | 2.9355 | 0.20248 | 2.8015 | 0.20305 | 1.8684 | 0.70294 | 2.9318 | 0.16814 | 2.7272 | 0.096994 | 1.7872 | 0.59886
2.9441 | 0.25398 | 2.1121 | 0.72016 | 1.9268 | 0.70717 | 2.9656 | 0.28887 | 2.03 | 0.74798 | 1.9162 | 0.63854 | 2.9443 | 0.21317 | 2.8096 | 0.22146 | 1.8796 | 0.71495 | 2.9408 | 0.17718 | 2.7339 | 0.10508 | 1.796 | 0.63989
2.9529 | 0.26667 | 2.1219 | 0.70365 | 1.9384 | 0.69592 | 2.9749 | 0.30065 | 2.0399 | 0.75231 | 1.9281 | 0.63727 | 2.9532 | 0.22344 | 2.8177 | 0.24052 | 1.8909 | 0.72259 | 2.9498 | 0.18603 | 2.7407 | 0.114 | 1.8047 | 0.67965
2.9616 | 0.27865 | 2.1316 | 0.6855 | 1.95 | 0.68246 | 2.9843 | 0.31122 | 2.0499 | 0.75566 | 1.9399 | 0.63408 | 2.962 | 0.23325 | 2.8258 | 0.26014 | 1.9022 | 0.72623 | 2.9587 | 0.19468 | 2.7474 | 0.12381 | 1.8135 | 0.71713
2.9703 | 0.28987 | 2.1414 | 0.66611 | 1.9616 | 0.66774 | 2.9936 | 0.32058 | 2.0599 | 0.75761 | 1.9517 | 0.62906 | 2.9709 | 0.24258 | 2.8339 | 0.28028 | 1.9135 | 0.72648 | 2.9677 | 0.20312 | 2.7541 | 0.13459 | 1.8222 | 0.7517
2.9791 | 0.30019 | 2.1512 | 0.64584 | 1.9732 | 0.65254 | 3.003 | 0.32874 | 2.0699 | 0.75756 | 1.9636 | 0.62216 | 2.9797 | 0.25144 | 2.842 | 0.30092 | 1.9247 | 0.72407 | 2.9767 | 0.21135 | 2.7609 | 0.14635 | 1.831 | 0.78281
2.9878 | 0.30968 | 2.161 | 0.62489 | 1.9848 | 0.63751 | 3.0123 | 0.33581 | 2.0799 | 0.75494 | 1.9754 | 0.61336 | 2.9886 | 0.25984 | 2.8501 | 0.32207 | 1.936 | 0.71962 | 2.9856 | 0.21939 | 2.7676 | 0.15912 | 1.8397 | 0.81001
2.9965 | 0.31839 | 2.1707 | 0.60358 | 1.9964 | 0.62326 | 3.0217 | 0.34192 | 2.0898 | 0.74933 | 1.9873 | 0.60283 | 2.9975 | 0.2678 | 2.8582 | 0.3438 | 1.9473 | 0.71353 | 2.9946 | 0.22726 | 2.7743 | 0.17288 | 1.8484 | 0.83285
3.0053 | 0.3264 | 2.1805 | 0.58239 | 2.008 | 0.61034 | 3.031 | 0.34724 | 2.0998 | 0.74053 | 1.9991 | 0.59099 | 3.0063 | 0.27541 | 2.8663 | 0.36604 | 1.9585 | 0.70592 | 3.0036 | 0.235 | 2.7811 | 0.18763 | 1.8572 | 0.85089
3.014 | 0.33377 | 2.1903 | 0.56202 | 2.0196 | 0.59924 | 3.0404 | 0.352 | 2.1098 | 0.72851 | 2.0109 | 0.57852 | 3.0152 | 0.28275 | 2.8743 | 0.38875 | 1.9698 | 0.69676 | 3.0126 | 0.24262 | 2.7878 | 0.20325 | 1.8659 | 0.86378
3.0228 | 0.3406 | 2.2 | 0.54326 | 2.0312 | 0.59036 | 3.0497 | 0.35649 | 2.1198 | 0.71341 | 2.0228 | 0.5663 | 3.024 | 0.28989 | 2.8824 | 0.41181 | 1.9811 | 0.686 | 3.0215 | 0.25015 | 2.7945 | 0.21959 | 1.8747 | 0.8713
3.0315 | 0.34701 | 2.2098 | 0.52676 | 2.0428 | 0.58402 | 3.0591 | 0.36088 | 2.1297 | 0.69547 | 2.0346 | 0.55528 | 3.0329 | 0.29686 | 2.8905 | 0.43506 | 1.9924 | 0.67373 | 3.0305 | 0.25761 | 2.8013 | 0.23652 | 1.8834 | 0.87349
3.0402 | 0.35309 | 2.2196 | 0.51291 | 2.0544 | 0.58039 | 3.0684 | 0.36536 | 2.1397 | 0.67506 | 2.0465 | 0.54624 | 3.0417 | 0.30372 | 2.8986 | 0.45826 | 2.0036 | 0.66025 | 3.0395 | 0.26501 | 2.808 | 0.2539 | 1.8922 | 0.87069
3.049 | 0.35895 | 2.2294 | 0.50166 | 2.066 | 0.57951 | 3.0778 | 0.37002 | 2.1497 | 0.65273 | 2.0583 | 0.53967 | 3.0506 | 0.3105 | 2.9067 | 0.48111 | 2.0149 | 0.64605 | 3.0485 | 0.27233 | 2.8147 | 0.27158 | 1.9009 | 0.8635
3.0577 | 0.36466 | 2.2391 | 0.49265 | 2.0776 | 0.58118 | 3.0871 | 0.37491 | 2.1597 | 0.62916 | 2.0701 | 0.53568 | 3.0595 | 0.31718 | 2.9148 | 0.50327 | 2.0262 | 0.63169 | 3.0574 | 0.27955 | 2.8214 | 0.28944 | 1.9097 | 0.8527
3.0665 | 0.37029 | 2.2489 | 0.48525 | 2.0892 | 0.58496 | 3.0964 | 0.38002 | 2.1696 | 0.60517 | 2.082 | 0.53403 | 3.0683 | 0.32377 | 2.9229 | 0.52436 | 2.0375 | 0.61765 | 3.0664 | 0.28663 | 2.8282 | 0.30736 | 1.9184 | 0.83911
3.0752 | 0.37588 | 2.2587 | 0.47879 | 2.1008 | 0.58988 | 3.1058 | 0.38526 | 2.1796 | 0.58165 | 2.0938 | 0.5343 | 3.0772 | 0.3302 | 2.931 | 0.544 | 2.0487 | 0.60421 | 3.0754 | 0.29351 | 2.8349 | 0.32524 | 1.9272 | 0.82343
3.0839 | 0.38141 | 2.2685 | 0.47275 | 2.1124 | 0.59494 | 3.1151 | 0.39047 | 2.1896 | 0.55943 | 2.1057 | 0.53603 | 3.086 | 0.33641 | 2.9391 | 0.56185 | 2.06 | 0.59154 | 3.0843 | 0.30014 | 2.8416 | 0.34302 | 1.9359 | 0.8062
3.0927 | 0.38685 | 2.2782 | 0.46679 | 2.1239 | 0.59922 | 3.1245 | 0.39546 | 2.1996 | 0.53916 | 2.1175 | 0.53889 | 3.0949 | 0.34233 | 2.9472 | 0.57758 | 2.0713 | 0.57979 | 3.0933 | 0.30643 | 2.8484 | 0.36064 | 1.9446 | 0.78774
3.1014 | 0.39213 | 2.288 | 0.4608 | 2.1355 | 0.60208 | 3.1338 | 0.39993 | 2.2095 | 0.52126 | 2.1293 | 0.54273 | 3.1037 | 0.34786 | 2.9553 | 0.59088 | 2.0826 | 0.56919 | 3.1023 | 0.31229 | 2.8551 | 0.37803 | 1.9534 | 0.76813
3.1101 | 0.39717 | 2.2978 | 0.45482 | 2.1471 | 0.60336 | 3.1432 | 0.40364 | 2.2195 | 0.50587 | 2.1412 | 0.54754 | 3.1126 | 0.35294 | 2.9634 | 0.60155 | 2.0938 | 0.56006 | 3.1113 | 0.31759 | 2.8618 | 0.39518 | 1.9621 | 0.74749
3.1189 | 0.40184 | 2.3075 | 0.44898 | 2.1587 | 0.60329 | 3.1525 | 0.40639 | 2.2295 | 0.4928 | 2.153 | 0.55333 | 3.1214 | 0.35746 | 2.9715 | 0.6097 | 2.1051 | 0.55273 | 3.1202 | 0.32231 | 2.8686 | 0.41205 | 1.9709 | 0.72597
3.1276 | 0.40603 | 2.3173 | 0.44343 | 2.1703 | 0.60246 | 3.1619 | 0.408 | 2.2395 | 0.48186 | 2.1649 | 0.56 | 3.1303 | 0.36135 | 2.9796 | 0.61542 | 2.1164 | 0.54743 | 3.1292 | 0.32637 | 2.8753 | 0.42861 | 1.9796 | 0.70388
3.1364 | 0.40962 | 2.3271 | 0.43828 | 2.1819 | 0.60158 | 3.1712 | 0.40837 | 2.2495 | 0.4729 | 2.1767 | 0.56737 | 3.1392 | 0.36455 | 2.9876 | 0.61886 | 2.1276 | 0.54414 | 3.1382 | 0.32974 | 2.882 | 0.44477 | 1.9884 | 0.68166
3.1451 | 0.41248 | 2.3369 | 0.4336 | 2.1935 | 0.60137 | 3.1806 | 0.40745 | 2.2594 | 0.46581 | 2.1885 | 0.57519 | 3.148 | 0.36701 | 2.9957 | 0.62021 | 2.1389 | 0.54258 | 3.1471 | 0.33239 | 2.8888 | 0.46044 | 1.9971 | 0.65983
3.1538 | 0.4144 | 2.3466 | 0.4294 | 2.2051 | 0.60244 | 3.1899 | 0.40526 | 2.2694 | 0.46048 | 2.2004 | 0.58314 | 3.1569 | 0.3687 | 3.0038 | 0.61972 | 2.1502 | 0.54226 | 3.1561 | 0.3343 | 2.8955 | 0.47549 | 2.0059 | 0.63894
3.1626 | 0.41542 | 2.3564 | 0.42568 | 2.2167 | 0.6052 | 3.1993 | 0.40188 | 2.2794 | 0.45673 | 2.2122 | 0.59089 | 3.1657 | 0.36953 | 3.0119 | 0.61761 | 2.1615 | 0.54263 | 3.1651 | 0.33548 | 2.9022 | 0.48977 | 2.0146 | 0.61941
3.1713 | 0.41551 | 2.3662 | 0.42241 | 2.2283 | 0.60976 | 3.2086 | 0.39747 | 2.2894 | 0.45418 | 2.2241 | 0.59807 | 3.1746 | 0.36964 | 3.02 | 0.6141 | 2.1727 | 0.54321 | 3.1741 | 0.33598 | 2.909 | 0.50312 | 2.0234 | 0.6015
3.1801 | 0.41468 | 2.3759 | 0.41956 | 2.2399 | 0.61588 | 3.218 | 0.39223 | 2.2993 | 0.45231 | 2.2359 | 0.60432 | 3.1834 | 0.36908 | 3.0281 | 0.60938 | 2.184 | 0.54376 | 3.183 | 0.33583 | 2.9157 | 0.51535 | 2.0321 | 0.58525
3.1888 | 0.41299 | 2.3857 | 0.41716 | 2.2515 | 0.62291 | 3.2273 | 0.38637 | 2.3093 | 0.45046 | 2.2478 | 0.60926 | 3.1923 | 0.36792 | 3.0362 | 0.6036 | 2.1953 | 0.5443 | 3.192 | 0.33505 | 2.9224 | 0.52623 | 2.0408 | 0.57054
3.1975 | 0.41051 | 2.3955 | 0.41534 | 2.2631 | 0.62982 | 3.2366 | 0.38014 | 2.3193 | 0.448 | 2.2596 | 0.61256 | 3.2012 | 0.36625 | 3.0443 | 0.59689 | 2.2066 | 0.5451 | 3.201 | 0.3338 | 2.9292 | 0.53549 | 2.0496 | 0.55713
3.2063 | 0.40738 | 2.4053 | 0.41432 | 2.2747 | 0.6354 | 3.246 | 0.37383 | 2.3293 | 0.4445 | 2.2714 | 0.61395 | 3.21 | 0.36417 | 3.0524 | 0.58935 | 2.2178 | 0.54658 | 3.2099 | 0.3322 | 2.9359 | 0.54311 | 2.0583 | 0.54475
3.215 | 0.40372 | 2.415 | 0.41437 | 2.2863 | 0.6385 | 3.2553 | 0.36764 | 2.3392 | 0.43983 | 2.2833 | 0.61325 | 3.2189 | 0.36178 | 3.0605 | 0.58101 | 2.2291 | 0.54916 | 3.2189 | 0.33033 | 2.9426 | 0.54897 | 2.0671 | 0.53314
3.2237 | 0.39971 | 2.4248 | 0.41577 | 2.2979 | 0.63828 | 3.2647 | 0.36172 | 2.3492 | 0.43425 | 2.2951 | 0.61047 | 3.2277 | 0.35919 | 3.0686 | 0.57202 | 2.2404 | 0.55317 | 3.2279 | 0.32829 | 2.9494 | 0.55304 | 2.0758 | 0.52208
3.2325 | 0.3955 | 2.4346 | 0.41868 | 2.3095 | 0.63445 | 3.274 | 0.35619 | 2.3592 | 0.42835 | 2.307 | 0.60574 | 3.2366 | 0.35648 | 3.0767 | 0.56249 | 2.2517 | 0.5587 | 3.2369 | 0.32618 | 2.9561 | 0.55531 | 2.0846 | 0.51137
3.2412 | 0.39128 | 2.4444 | 0.42312 | 2.3211 | 0.62757 | 3.2834 | 0.35113 | 2.3692 | 0.42289 | 2.3188 | 0.5994 | 3.2454 | 0.35376 | 3.0848 | 0.55253 | 2.2629 | 0.56547 | 3.2458 | 0.32406 | 2.9628 | 0.55582 | 2.0933 | 0.50084
3.25 | 0.3872 | 2.4541 | 0.42896 | 2.3327 | 0.61847 | 3.2927 | 0.34656 | 2.3791 | 0.41865 | 2.3306 | 0.59191 | 3.2543 | 0.35112 | 3.0929 | 0.54224 | 2.2742 | 0.57305 | 3.2548 | 0.32202 | 2.9695 | 0.55469 | 2.1021 | 0.49028
3.2587 | 0.38339 | 2.4639 | 0.43592 | 2.3443 | 0.60819 | 3.3021 | 0.34247 | 2.3891 | 0.41622 | 2.3425 | 0.58382 | 3.2632 | 0.3486 | 3.1009 | 0.53176 | 2.2855 | 0.58096 | 3.2638 | 0.32012 | 2.9763 | 0.55205 | 2.1108 | 0.4795
3.2674 | 0.37991 | 2.4737 | 0.44366 | 2.3559 | 0.59778 | 3.3114 | 0.33883 | 2.3991 | 0.41599 | 2.3543 | 0.57569 | 3.272 | 0.34625 | 3.109 | 0.52118 | 2.2967 | 0.58868 | 3.2728 | 0.31841 | 2.983 | 0.54811 | 2.1196 | 0.46842
3.2762 | 0.37681 | 2.4834 | 0.45182 | 2.3675 | 0.5881 | 3.3208 | 0.3356 | 2.4091 | 0.41778 | 2.3662 | 0.56798 | 3.2809 | 0.34408 | 3.1171 | 0.51061 | 2.308 | 0.59578 | 3.2817 | 0.31691 | 2.9897 | 0.54309 | 2.1283 | 0.45707
3.2849 | 0.37412 | 2.4932 | 0.46005 | 2.3791 | 0.57971 | 3.3301 | 0.33273 | 2.419 | 0.42122 | 2.378 | 0.56091 | 3.2897 | 0.34212 | 3.1252 | 0.50012 | 2.3193 | 0.60191 | 3.2907 | 0.31563 | 2.9965 | 0.53719 | 2.1371 | 0.4456
3.2937 | 0.37183 | 2.503 | 0.46808 | 2.3907 | 0.57279 | 3.3395 | 0.33017 | 2.429 | 0.42584 | 2.3898 | 0.55445 | 3.2986 | 0.34034 | 3.1333 | 0.48976 | 2.3306 | 0.60678 | 3.2997 | 0.31456 | 3.0032 | 0.53072 | 2.1458 | 0.43427
3.3024 | 0.36989 | 2.5128 | 0.47576 | 2.4023 | 0.56716 | 3.3488 | 0.32786 | 2.439 | 0.43117 | 2.4017 | 0.54841 | 3.3074 | 0.33873 | 3.1414 | 0.47958 | 2.3418 | 0.61018 | 3.3086 | 0.31371 | 3.0099 | 0.52393 | 2.1545 | 0.42339
3.3111 | 0.36827 | 2.5225 | 0.483 | 2.4139 | 0.56242 | 3.3582 | 0.32579 | 2.449 | 0.43686 | 2.4135 | 0.54252 | 3.3163 | 0.33728 | 3.1495 | 0.46962 | 2.3531 | 0.61201 | 3.3176 | 0.31306 | 3.0167 | 0.51701 | 2.1633 | 0.41322
3.3199 | 0.36689 | 2.5323 | 0.48977 | 2.4255 | 0.5581 | 3.3675 | 0.32395 | 2.459 | 0.44274 | 2.4254 | 0.5366 | 3.3251 | 0.33595 | 3.1576 | 0.45989 | 2.3644 | 0.61233 | 3.3266 | 0.3126 | 3.0234 | 0.51008 | 2.172 | 0.40393
3.3286 | 0.36569 | 2.5421 | 0.49605 | 2.4371 | 0.5538 | 3.3769 | 0.32237 | 2.4689 | 0.44877 | 2.4372 | 0.53058 | 3.334 | 0.33471 | 3.1657 | 0.45043 | 2.3757 | 0.61141 | 3.3356 | 0.3123 | 3.0301 | 0.50322 | 2.1808 | 0.39558
3.3373 | 0.36456 | 2.5519 | 0.50177 | 2.4486 | 0.54933 | 3.3862 | 0.32103 | 2.4789 | 0.45498 | 2.449 | 0.52453 | 3.3429 | 0.33352 | 3.1738 | 0.44128 | 2.3869 | 0.60971 | 3.3445 | 0.31215 | 3.0369 | 0.49646 | 2.1895 | 0.38807
3.3461 | 0.36346 | 2.5616 | 0.50679 | 2.4602 | 0.54463 | 3.3955 | 0.31996 | 2.4889 | 0.46139 | 2.4609 | 0.5186 | 3.3517 | 0.33236 | 3.1819 | 0.43248 | 2.3982 | 0.60779 | 3.3535 | 0.31214 | 3.0436 | 0.48977 | 2.1983 | 0.38124
3.3548 | 0.36233 | 2.5714 | 0.51092 | 2.4718 | 0.53973 | 3.4049 | 0.31915 | 2.4989 | 0.46794 | 2.4727 | 0.51295 | 3.3606 | 0.33119 | 3.19 | 0.42407 | 2.4095 | 0.60623 | 3.3625 | 0.31222 | 3.0503 | 0.48306 | 2.207 | 0.37485
3.3636 | 0.36113 | 2.5812 | 0.51393 | 2.4834 | 0.53466 | 3.4142 | 0.3186 | 2.5088 | 0.47442 | 2.4846 | 0.50763 | 3.3694 | 0.33001 | 3.1981 | 0.41613 | 2.4208 | 0.60548 | 3.3714 | 0.31239 | 3.0571 | 0.47623 | 2.2158 | 0.36869
3.3723 | 0.35983 | 2.5909 | 0.5156 | 2.495 | 0.52938 | 3.4236 | 0.31826 | 2.5188 | 0.48055 | 2.4964 | 0.50261 | 3.3783 | 0.3288 | 3.2061 | 0.40871 | 2.432 | 0.60578 | 3.3804 | 0.3126 | 3.0638 | 0.46917 | 2.2245 | 0.36256
3.381 | 0.35843 | 2.6007 | 0.51577 | 2.5066 | 0.52382 | 3.4329 | 0.31812 | 2.5288 | 0.486 | 2.5082 | 0.49779 | 3.3871 | 0.32757 | 3.2142 | 0.40185 | 2.4433 | 0.60715 | 3.3894 | 0.31285 | 3.0705 | 0.4617 | 2.2333 | 0.35636
3.3898 | 0.35691 | 2.6105 | 0.51434 | 2.5182 | 0.51795 | 3.4423 | 0.31808 | 2.5388 | 0.4905 | 2.5201 | 0.49308 | 3.396 | 0.32631 | 3.2223 | 0.39559 | 2.4546 | 0.60934 | 3.3984 | 0.31309 | 3.0773 | 0.45377 | 2.242 | 0.3501
3.3985 | 0.35527 | 2.6203 | 0.51133 | 2.5298 | 0.51177 | 3.4516 | 0.31808 | 2.5487 | 0.49386 | 2.5319 | 0.48843 | 3.4049 | 0.32505 | 3.2304 | 0.38993 | 2.4658 | 0.61175 | 3.4073 | 0.31331 | 3.084 | 0.44536 | 2.2507 | 0.34392
3.4073 | 0.35353 | 2.63 | 0.50691 | 2.5414 | 0.50539 | 3.461 | 0.31805 | 2.5587 | 0.49601 | 2.5438 | 0.48389 | 3.4137 | 0.32379 | 3.2385 | 0.38485 | 2.4771 | 0.61367 | 3.4163 | 0.31349 | 3.0907 | 0.43648 | 2.2595 | 0.33812
3.416 | 0.35172 | 2.6398 | 0.50139 | 2.553 | 0.49889 | 3.4703 | 0.31794 | 2.5687 | 0.497 | 2.5556 | 0.4795 | 3.4226 | 0.32258 | 3.2466 | 0.38032 | 2.4884 | 0.61441 | 3.4253 | 0.3136 | 3.0975 | 0.42722 | 2.2682 | 0.33307
3.4247 | 0.34985 | 2.6496 | 0.49523 | 2.5646 | 0.49236 | 3.4797 | 0.3177 | 2.5787 | 0.49693 | 2.5674 | 0.47532 | 3.4314 | 0.32142 | 3.2547 | 0.37627 | 2.4997 | 0.61351 | 3.4342 | 0.31362 | 3.1042 | 0.4177 | 2.277 | 0.32918
3.4335 | 0.34797 | 2.6594 | 0.48904 | 2.5762 | 0.48587 | 3.489 | 0.31731 | 2.5886 | 0.49606 | 2.5793 | 0.47137 | 3.4403 | 0.32037 | 3.2628 | 0.37265 | 2.5109 | 0.6109 | 3.4432 | 0.31354 | 3.1109 | 0.40808 | 2.2857 | 0.32676
3.4422 | 0.3461 | 2.6691 | 0.48352 | 2.5878 | 0.47957 | 3.4984 | 0.31677 | 2.5986 | 0.49475 | 2.5911 | 0.46763 | 3.4491 | 0.31943 | 3.2709 | 0.36937 | 2.5222 | 0.607 | 3.4522 | 0.31337 | 3.1177 | 0.39856 | 2.2945 | 0.32593
3.4509 | 0.34429 | 2.6789 | 0.47928 | 2.5994 | 0.47363 | 3.5077 | 0.3161 | 2.6086 | 0.49341 | 2.603 | 0.46413 | 3.458 | 0.31863 | 3.279 | 0.36636 | 2.5335 | 0.60251 | 3.4612 | 0.31311 | 3.1244 | 0.38937 | 2.3032 | 0.32662
3.4597 | 0.34257 | 2.6887 | 0.47663 | 2.611 | 0.46827 | 3.5171 | 0.31532 | 2.6186 | 0.49249 | 2.6148 | 0.46088 | 3.4669 | 0.31798 | 3.2871 | 0.36364 | 2.5448 | 0.59821 | 3.4701 | 0.31277 | 3.1311 | 0.3807 | 2.312 | 0.32851
3.4684 | 0.34098 | 2.6984 | 0.47565 | 2.6226 | 0.46364 | 3.5264 | 0.3145 | 2.6286 | 0.49239 | 2.6267 | 0.45789 | 3.4757 | 0.31751 | 3.2952 | 0.36122 | 2.556 | 0.59461 | 3.4791 | 0.31237 | 3.1378 | 0.37279 | 2.3207 | 0.33113
3.4772 | 0.33956 | 2.7082 | 0.47612 | 2.6342 | 0.45979 | 3.5357 | 0.31371 | 2.6385 | 0.49332 | 2.6385 | 0.45512 | 3.4846 | 0.31721 | 3.3033 | 0.3592 | 2.5673 | 0.59175 | 3.4881 | 0.31193 | 3.1446 | 0.36586 | 2.3295 | 0.33394
3.4859 | 0.33836 | 2.718 | 0.4777 | 2.6458 | 0.45659 | 3.5451 | 0.31303 | 2.6485 | 0.49521 | 2.6503 | 0.45245 | 3.4934 | 0.31709 | 3.3114 | 0.35769 | 2.5786 | 0.58922 | 3.4971 | 0.31148 | 3.1513 | 0.35996 | 2.3382 | 0.33643
3.4946 | 0.33744 | 2.7278 | 0.47997 | 2.6574 | 0.45379 | 3.5544 | 0.31251 | 2.6585 | 0.4977 | 2.6622 | 0.44968 | 3.5023 | 0.31713 | 3.3194 | 0.35683 | 2.5899 | 0.5863 | 3.506 | 0.31105 | 3.158 | 0.35513 | 2.3469 | 0.33821
3.5034 | 0.33682 | 2.7375 | 0.48251 | 2.669 | 0.45108 | 3.5638 | 0.31222 | 2.6685 | 0.50024 | 2.674 | 0.44661 | 3.5111 | 0.3173 | 3.3275 | 0.35676 | 2.6011 | 0.58233 | 3.515 | 0.31066 | 3.1648 | 0.35137 | 2.3557 | 0.33905
3.5121 | 0.33653 | 2.7473 | 0.48493 | 2.6806 | 0.4481 | 3.5731 | 0.31222 | 2.6784 | 0.50221 | 2.6859 | 0.44304 | 3.52 | 0.31758 | 3.3356 | 0.35757 | 2.6124 | 0.57696 | 3.524 | 0.31036 | 3.1715 | 0.34863 | 2.3644 | 0.33885
3.5209 | 0.33657 | 2.7571 | 0.48684 | 2.6922 | 0.4446 | 3.5825 | 0.31254 | 2.6884 | 0.50307 | 2.6977 | 0.43883 | 3.5289 | 0.31795 | 3.3437 | 0.35929 | 2.6237 | 0.57035 | 3.5329 | 0.31016 | 3.1782 | 0.3468 | 2.3732 | 0.3376
3.5296 | 0.33695 | 2.7669 | 0.48793 | 2.7038 | 0.44038 | 3.5918 | 0.31321 | 2.6984 | 0.5025 | 2.7095 | 0.43395 | 3.5377 | 0.31838 | 3.3518 | 0.36186 | 2.6349 | 0.56306 | 3.5419 | 0.31007 | 3.185 | 0.34574 | 2.3819 | 0.33535
3.5383 | 0.33767 | 2.7766 | 0.48793 | 2.7154 | 0.43534 | 3.6012 | 0.31424 | 2.7084 | 0.50039 | 2.7214 | 0.42845 | 3.5466 | 0.31884 | 3.3599 | 0.3651 | 2.6462 | 0.5559 | 3.5509 | 0.31013 | 3.1917 | 0.34528 | 2.3907 | 0.33221
3.5471 | 0.3387 | 2.7864 | 0.48668 | 2.727 | 0.42948 | 3.6105 | 0.31563 | 2.7183 | 0.49684 | 2.7332 | 0.42251 | 3.5554 | 0.31933 | 3.368 | 0.36875 | 2.6575 | 0.54964 | 3.5599 | 0.31032 | 3.1984 | 0.34524 | 2.3994 | 0.32834
3.5558 | 0.34003 | 2.7962 | 0.48418 | 2.7386 | 0.42283 | 3.6199 | 0.31735 | 2.7283 | 0.49216 | 2.7451 | 0.41647 | 3.5643 | 0.31981 | 3.3761 | 0.37237 | 2.6688 | 0.54486 | 3.5688 | 0.31068 | 3.2052 | 0.34541 | 2.4082 | 0.32414
3.5646 | 0.34161 | 2.8059 | 0.48055 | 2.7502 | 0.41561 | 3.6292 | 0.31939 | 2.7383 | 0.48679 | 2.7569 | 0.4108 | 3.5731 | 0.3203 | 3.3842 | 0.37557 | 2.68 | 0.54158 | 3.5778 | 0.31119 | 3.2119 | 0.3456 | 2.4169 | 0.32004
3.5733 | 0.34338 | 2.8157 | 0.47603 | 2.7618 | 0.40809 | 3.6386 | 0.32168 | 2.7483 | 0.48129 | 2.7687 | 0.40597 | 3.582 | 0.32078 | 3.3923 | 0.37799 | 2.6913 | 0.53955 | 3.5868 | 0.31188 | 3.2186 | 0.34561 | 2.4257 | 0.31656
3.582 | 0.34531 | 2.8255 | 0.47087 | 2.7733 | 0.4006 | 3.6479 | 0.32413 | 2.7582 | 0.47637 | 2.7806 | 0.40237 | 3.5908 | 0.32128 | 3.4004 | 0.37935 | 2.7026 | 0.53828 | 3.5957 | 0.31275 | 3.2254 | 0.34533 | 2.4344 | 0.31412
3.5908 | 0.3473 | 2.8353 | 0.46534 | 2.7849 | 0.39352 | 3.6573 | 0.32666 | 2.7682 | 0.47278 | 2.7924 | 0.40023 | 3.5997 | 0.3218 | 3.4085 | 0.37944 | 2.7139 | 0.53718 | 3.6047 | 0.31383 | 3.2321 | 0.34466 | 2.4432 | 0.31296
3.5995 | 0.3493 | 2.845 | 0.45975 | 2.7965 | 0.38727 | 3.6666 | 0.32921 | 2.7782 | 0.47102 | 2.8043 | 0.39938 | 3.6086 | 0.32236 | 3.4166 | 0.3782 | 2.7251 | 0.53567 | 3.6137 | 0.31509 | 3.2388 | 0.34356 | 2.4519 | 0.31307
3.6082 | 0.35124 | 2.8548 | 0.45451 | 2.8081 | 0.38229 | 3.6759 | 0.3317 | 2.7882 | 0.47135 | 2.8161 | 0.39937 | 3.6174 | 0.32299 | 3.4247 | 0.37566 | 2.7364 | 0.5332 | 3.6227 | 0.31655 | 3.2456 | 0.34202 | 2.4606 | 0.31419
3.617 | 0.35308 | 2.8646 | 0.45016 | 2.8197 | 0.37897 | 3.6853 | 0.33405 | 2.7982 | 0.47369 | 2.8279 | 0.39968 | 3.6263 | 0.32371 | 3.4327 | 0.37198 | 2.7477 | 0.5294 | 3.6316 | 0.3182 | 3.2523 | 0.34009 | 2.4694 | 0.31594
3.6257 | 0.35477 | 2.8744 | 0.44732 | 2.8313 | 0.37765 | 3.6946 | 0.33623 | 2.8081 | 0.47752 | 2.8398 | 0.39979 | 3.6351 | 0.32455 | 3.4408 | 0.36737 | 2.759 | 0.52415 | 3.6406 | 0.32006 | 3.259 | 0.33783 | 2.4781 | 0.31791
3.6345 | 0.35629 | 2.8841 | 0.44655 | 2.8429 | 0.3785 | 3.704 | 0.33819 | 2.8181 | 0.48201 | 2.8516 | 0.39932 | 3.644 | 0.32552 | 3.4489 | 0.3621 | 2.7702 | 0.5177 | 3.6496 | 0.3221 | 3.2658 | 0.33534 | 2.4869 | 0.31983
3.6432 | 0.3576 | 2.8939 | 0.44819 | 2.8545 | 0.38146 | 3.7133 | 0.33992 | 2.8281 | 0.48613 | 2.8635 | 0.39803 | 3.6528 | 0.32665 | 3.457 | 0.35642 | 2.7815 | 0.51061 | 3.6585 | 0.32433 | 3.2725 | 0.33271 | 2.4956 | 0.32165
3.6519 | 0.3587 | 2.9037 | 0.45221 | 2.8661 | 0.38616 | 3.7227 | 0.34141 | 2.8381 | 0.48886 | 2.8753 | 0.39585 | 3.6617 | 0.32796 | 3.4651 | 0.35057 | 2.7928 | 0.50367 | 3.6675 | 0.32672 | 3.2792 | 0.33007 | 2.5044 | 0.32351
3.6607 | 0.35958 | 2.9134 | 0.45814 | 2.8777 | 0.39199 | 3.732 | 0.34268 | 2.848 | 0.48947 | 2.8871 | 0.39282 | 3.6706 | 0.32945 | 3.4732 | 0.34476 | 2.804 | 0.49771 | 3.6765 | 0.32927 | 3.2859 | 0.32755 | 2.5131 | 0.32567
3.6694 | 0.36022 | 2.9232 | 0.46511 | 2.8893 | 0.39809 | 3.7414 | 0.34378 | 2.858 | 0.48772 | 2.899 | 0.38901 | 3.6794 | 0.33111 | 3.4813 | 0.33908 | 2.8153 | 0.49336 | 3.6855 | 0.33195 | 3.2927 | 0.32524 | 2.5219 | 0.32845
3.6782 | 0.36065 | 2.933 | 0.4721 | 2.9009 | 0.40355 | 3.7507 | 0.34477 | 2.868 | 0.48393 | 2.9108 | 0.38452 | 3.6883 | 0.33294 | 3.4894 | 0.3336 | 2.8266 | 0.49088 | 3.6944 | 0.33471 | 3.2994 | 0.3232 | 2.5306 | 0.33209
3.6869 | 0.36089 | 2.9428 | 0.47807 | 2.9125 | 0.40755 | 3.7601 | 0.34568 | 2.878 | 0.47897 | 2.9227 | 0.37949 | 3.6971 | 0.33492 | 3.4975 | 0.32832 | 2.8379 | 0.49003 | 3.7034 | 0.33752 | 3.3061 | 0.32145 | 2.5394 | 0.33677
3.6956 | 0.36096 | 2.9525 | 0.48225 | 2.9241 | 0.4096 | 3.7694 | 0.34655 | 2.8879 | 0.47404 | 2.9345 | 0.37412 | 3.706 | 0.33705 | 3.5056 | 0.32324 | 2.8491 | 0.49017 | 3.7124 | 0.34034 | 3.3129 | 0.32 | 2.5481 | 0.34254
3.7044 | 0.36088 | 2.9623 | 0.48428 | 2.9357 | 0.4096 | 3.7788 | 0.34742 | 2.8979 | 0.47038 | 2.9463 | 0.36869 | 3.7148 | 0.33929 | 3.5137 | 0.31833 | 2.8604 | 0.49042 | 3.7214 | 0.34314 | 3.3196 | 0.31881 | 2.5568 | 0.34927
3.7131 | 0.36066 | 2.9721 | 0.48423 | 2.9473 | 0.40788 | 3.7881 | 0.34829 | 2.9079 | 0.46893 | 2.9582 | 0.36355 | 3.7237 | 0.34163 | 3.5218 | 0.31359 | 2.8717 | 0.48992 | 3.7303 | 0.34588 | 3.3263 | 0.31782 | 2.5656 | 0.35679
3.7218 | 0.36032 | 2.9819 | 0.4826 | 2.9589 | 0.40499 | 3.7975 | 0.34918 | 2.9179 | 0.47016 | 2.97 | 0.35898 | 3.7326 | 0.34403 | 3.5299 | 0.30903 | 2.883 | 0.48794 | 3.7393 | 0.34853 | 3.3331 | 0.31697 | 2.5743 | 0.36488
3.7306 | 0.3599 | 2.9916 | 0.48016 | 2.9705 | 0.40163 | 3.8068 | 0.35006 | 2.9278 | 0.47392 | 2.9819 | 0.35512 | 3.7414 | 0.34646 | 3.538 | 0.30469 | 2.8942 | 0.48436 | 3.7483 | 0.35106 | 3.3398 | 0.31617 | 2.5831 | 0.37325
3.7393 | 0.3594 | 3.0014 | 0.47781 | 2.9821 | 0.39814 | 3.8162 | 0.35091 | 2.9378 | 0.47957 | 2.9937 | 0.35186 | 3.7503 | 0.34888 | 3.546 | 0.30062 | 2.9055 | 0.47933 | 3.7572 | 0.35344 | 3.3465 | 0.31534 | 2.5918 | 0.3816
3.7481 | 0.35885 | 3.0112 | 0.47636 | 2.9937 | 0.39454 | 3.8255 | 0.35169 | 2.9478 | 0.48615 | 3.0056 | 0.34896 | 3.7591 | 0.35123 | 3.5541 | 0.2969 | 2.9168 | 0.47324 | 3.7662 | 0.35563 | 3.3533 | 0.31438 | 2.6006 | 0.38965
3.7568 | 0.35828 | 3.0209 | 0.47636 | 3.0053 | 0.39052 | 3.8348 | 0.35234 | 2.9578 | 0.49261 | 3.0174 | 0.34611 | 3.768 | 0.3535 | 3.5622 | 0.2936 | 2.9281 | 0.46655 | 3.7752 | 0.35762 | 3.36 | 0.31322 | 2.6093 | 0.39717
3.7655 | 0.35769 | 3.0307 | 0.47797 | 3.0169 | 0.38567 | 3.8442 | 0.35284 | 2.9678 | 0.49825 | 3.0292 | 0.34324 | 3.7768 | 0.35563 | 3.5703 | 0.29082 | 2.9393 | 0.45973 | 3.7842 | 0.35941 | 3.3667 | 0.31182 | 2.6181 | 0.40401
3.7743 | 0.35711 | 3.0405 | 0.48083 | 3.0285 | 0.37962 | 3.8535 | 0.35315 | 2.9777 | 0.50275 | 3.0411 | 0.34054 | 3.7857 | 0.3576 | 3.5784 | 0.28858 | 2.9506 | 0.45311 | 3.7931 | 0.36099 | 3.3735 | 0.31017 | 2.6268 | 0.41016
3.783 | 0.35657 | 3.0503 | 0.48437 | 3.0401 | 0.37223 | 3.8629 | 0.35327 | 2.9877 | 0.50611 | 3.0529 | 0.33846 | 3.7945 | 0.35937 | 3.5865 | 0.28686 | 2.9619 | 0.44694 | 3.8021 | 0.36235 | 3.3802 | 0.30826 | 2.6356 | 0.41568
3.7918 | 0.35607 | 3.06 | 0.48793 | 3.0517 | 0.36363 | 3.8722 | 0.3532 | 2.9977 | 0.50851 | 3.0648 | 0.33748 | 3.8034 | 0.36092 | 3.5946 | 0.28564 | 2.9731 | 0.44136 | 3.8111 | 0.36349 | 3.3869 | 0.30611 | 2.6443 | 0.42075
3.8005 | 0.35564 | 3.0698 | 0.49093 | 3.0633 | 0.35422 | 3.8816 | 0.35295 | 3.0077 | 0.51019 | 3.0766 | 0.33789 | 3.8123 | 0.36222 | 3.6027 | 0.28484 | 2.9844 | 0.43634 | 3.82 | 0.36443 | 3.3937 | 0.30374 | 2.653 | 0.42565
3.8092 | 0.35529 | 3.0796 | 0.49297 | 3.0749 | 0.34456 | 3.8909 | 0.35258 | 3.0176 | 0.51132 | 3.0884 | 0.33966 | 3.8211 | 0.36325 | 3.6108 | 0.28437 | 2.9957 | 0.43175 | 3.829 | 0.36517 | 3.4004 | 0.3012 | 2.6618 | 0.43068
3.818 | 0.35505 | 3.0893 | 0.49385 | 3.0865 | 0.33528 | 3.9003 | 0.35213 | 3.0276 | 0.51187 | 3.1003 | 0.34242 | 3.83 | 0.36398 | 3.6189 | 0.28414 | 3.007 | 0.42732 | 3.838 | 0.36571 | 3.4071 | 0.29851 | 2.6705 | 0.43617
3.8267 | 0.35493 | 3.0991 | 0.49352 | 3.098 | 0.32701 | 3.9096 | 0.35168 | 3.0376 | 0.51164 | 3.1121 | 0.34553 | 3.8388 | 0.36445 | 3.627 | 0.28402 | 3.0182 | 0.42268 | 3.847 | 0.36608 | 3.4139 | 0.29574 | 2.6793 | 0.44237
3.8354 | 0.35495 | 3.1089 | 0.49201 | 3.1096 | 0.32024 | 3.919 | 0.35129 | 3.0476 | 0.51031 | 3.124 | 0.34827 | 3.8477 | 0.36465 | 3.6351 | 0.28393 | 3.0295 | 0.4175 | 3.8559 | 0.36631 | 3.4206 | 0.29291 | 2.688 | 0.44943
3.8442 | 0.35514 | 3.1187 | 0.48933 | 3.1212 | 0.31536 | 3.9283 | 0.35104 | 3.0575 | 0.50753 | 3.1358 | 0.35008 | 3.8565 | 0.36461 | 3.6432 | 0.28378 | 3.0408 | 0.41157 | 3.8649 | 0.36642 | 3.4273 | 0.29009 | 2.6968 | 0.4572
3.8529 | 0.35547 | 3.1284 | 0.48547 | 3.1328 | 0.3126 | 3.9377 | 0.35099 | 3.0675 | 0.503 | 3.1476 | 0.35069 | 3.8654 | 0.36434 | 3.6513 | 0.28351 | 3.0521 | 0.40495 | 3.8739 | 0.36646 | 3.434 | 0.28731 | 2.7055 | 0.46529
3.8617 | 0.35595 | 3.1382 | 0.48038 | 3.1444 | 0.31202 | 3.947 | 0.35118 | 3.0775 | 0.49659 | 3.1595 | 0.35013 | 3.8743 | 0.36389 | 3.6593 | 0.28307 | 3.0633 | 0.39804 | 3.8828 | 0.36643 | 3.4408 | 0.28463 | 2.7143 | 0.47311
3.8704 | 0.35657 | 3.148 | 0.47402 | 3.156 | 0.31356 | 3.9564 | 0.35161 | 3.0875 | 0.48836 | 3.1713 | 0.34872 | 3.8831 | 0.36327 | 3.6674 | 0.28243 | 3.0746 | 0.39156 | 3.8918 | 0.36638 | 3.4475 | 0.28209 | 2.723 | 0.48005
3.8791 | 0.35731 | 3.1578 | 0.46634 | 3.1676 | 0.31711 | 3.9657 | 0.35228 | 3.0974 | 0.47859 | 3.1832 | 0.34694 | 3.892 | 0.36255 | 3.6755 | 0.28157 | 3.0859 | 0.3865 | 3.9008 | 0.36632 | 3.4542 | 0.27971 | 2.7318 | 0.48559
3.8879 | 0.35814 | 3.1675 | 0.45735 | 3.1792 | 0.32248 | 3.975 | 0.35316 | 3.1074 | 0.46777 | 3.195 | 0.34528 | 3.9008 | 0.36176 | 3.6836 | 0.28048 | 3.0972 | 0.38398 | 3.9098 | 0.36625 | 3.461 | 0.27755 | 2.7405 | 0.48946
3.8966 | 0.35904 | 3.1773 | 0.44709 | 3.1908 | 0.32927 | 3.9844 | 0.35422 | 3.1174 | 0.45652 | 3.2068 | 0.34417 | 3.9097 | 0.36097 | 3.6917 | 0.27916 | 3.1084 | 0.38464 | 3.9187 | 0.36621 | 3.4677 | 0.27564 | 2.7492 | 0.49171
3.9054 | 0.35997 | 3.1871 | 0.43567 | 3.2024 | 0.33707 | 3.9937 | 0.35541 | 3.1274 | 0.44566 | 3.2187 | 0.3439 | 3.9185 | 0.36023 | 3.6998 | 0.27758 | 3.1197 | 0.38872 | 3.9277 | 0.36618 | 3.4744 | 0.27401 | 2.758 | 0.49265
3.9141 | 0.3609 | 3.1968 | 0.42329 | 3.214 | 0.34528 | 4.0031 | 0.35667 | 3.1374 | 0.43595 | 3.2305 | 0.34463 | 3.9274 | 0.3596 | 3.7079 | 0.2757 | 3.131 | 0.39584 | 3.9367 | 0.36617 | 3.4812 | 0.27267 | 2.7667 | 0.4928
3.9228 | 0.36178 | 3.2066 | 0.41023 | 3.2256 | 0.35314 | 4.0124 | 0.35795 | 3.1473 | 0.42794 | 3.2424 | 0.34616 | 3.9363 | 0.35913 | 3.716 | 0.2735 | 3.1422 | 0.40507 | 3.9457 | 0.36617 | 3.4879 | 0.27165 | 2.7755 | 0.49263
3.9316 | 0.36258 | 3.2164 | 0.39693 | 3.2372 | 0.3598 | 4.0218 | 0.35918 | 3.1573 | 0.42187 | 3.2542 | 0.34811 | 3.9451 | 0.35885 | 3.7241 | 0.27095 | 3.1535 | 0.41505 | 3.9546 | 0.36616 | 3.4946 | 0.27095 | 2.7842 | 0.49252
3.9403 | 0.36327 | 3.2262 | 0.38383 | 3.2488 | 0.36452 | 4.0311 | 0.36031 | 3.1673 | 0.41753 | 3.266 | 0.34988 | 3.954 | 0.35879 | 3.7322 | 0.26806 | 3.1648 | 0.42419 | 3.9636 | 0.36614 | 3.5014 | 0.27058 | 2.793 | 0.49257
3.949 | 0.36383 | 3.2359 | 0.37147 | 3.2604 | 0.3668 | 4.0405 | 0.36131 | 3.1773 | 0.41435 | 3.2779 | 0.35075 | 3.9628 | 0.35899 | 3.7403 | 0.26486 | 3.1761 | 0.43107 | 3.9726 | 0.36608 | 3.5081 | 0.27049 | 2.8017 | 0.4927
3.9578 | 0.36425 | 3.2457 | 0.36036 | 3.272 | 0.36658 | 4.0498 | 0.36216 | 3.1872 | 0.41144 | 3.2897 | 0.35005 | 3.9717 | 0.35944 | 3.7484 | 0.26141 | 3.1873 | 0.4346 | 3.9815 | 0.36598 | 3.5148 | 0.27065 | 2.8105 | 0.4927
3.9665 | 0.36452 | 3.2555 | 0.35098 | 3.2836 | 0.36423 | 4.0592 | 0.36284 | 3.1972 | 0.40791 | 3.3016 | 0.34732 | 3.9805 | 0.36015 | 3.7565 | 0.25781 | 3.1986 | 0.43429 | 3.9905 | 0.36583 | 3.5216 | 0.27102 | 2.8192 | 0.49236
3.9753 | 0.36464 | 3.2653 | 0.34369 | 3.2952 | 0.36045 | 4.0685 | 0.36337 | 3.2072 | 0.40307 | 3.3134 | 0.34245 | 3.9894 | 0.36114 | 3.7645 | 0.2542 | 3.2099 | 0.43024 | 3.9995 | 0.36562 | 3.5283 | 0.27155 | 2.828 | 0.49159
3.984 | 0.36463 | 3.275 | 0.33863 | 3.3068 | 0.35603 | 4.0779 | 0.36375 | 3.2172 | 0.39663 | 3.3252 | 0.33569 | 3.9982 | 0.36234 | 3.7726 | 0.25074 | 3.2212 | 0.42305 | 4.0085 | 0.36534 | 3.535 | 0.27222 | 2.8367 | 0.49047
3.9927 | 0.36448 | 3.2848 | 0.3357 | 3.3184 | 0.35153 | 4.0872 | 0.364 | 3.2271 | 0.38879 | 3.3371 | 0.32759 | 4.0071 | 0.36372 | 3.7807 | 0.2476 | 3.2324 | 0.41365 | 4.0174 | 0.36501 | 3.5418 | 0.27299 | 2.8455 | 0.4893
4.0015 | 0.36421 | 3.2946 | 0.3345 | 3.33 | 0.34708 | 4.0966 | 0.36417 | 3.2371 | 0.38015 | 3.3489 | 0.3189 | 4.016 | 0.36524 | 3.7888 | 0.24488 | 3.2437 | 0.40307 | 4.0264 | 0.36463 | 3.5485 | 0.27383 | 2.8542 | 0.48844
4.0102 | 0.36383 | 3.3043 | 0.33449 | 3.3416 | 0.34231 | 4.1059 | 0.36428 | 3.2471 | 0.37145 | 3.3608 | 0.31032 | 4.0248 | 0.36686 | 3.7969 | 0.24266 | 3.255 | 0.39219 | 4.0354 | 0.36421 | 3.5552 | 0.27472 | 2.8629 | 0.48816
4.019 | 0.36336 | 3.3141 | 0.335 | 3.3532 | 0.33647 | 4.1152 | 0.36437 | 3.2571 | 0.36337 | 3.3726 | 0.30249 | 4.0337 | 0.36854 | 3.805 | 0.24096 | 3.2663 | 0.38166 | 4.0443 | 0.36376 | 3.562 | 0.27564 | 2.8717 | 0.48863
4.0277 | 0.36283 | 3.3239 | 0.33541 | 3.3648 | 0.32873 | 4.1246 | 0.36449 | 3.267 | 0.35629 | 3.3845 | 0.29582 | 4.0425 | 0.37023 | 3.8131 | 0.23973 | 3.2775 | 0.37177 | 4.0533 | 0.36329 | 3.5687 | 0.27658 | 2.8804 | 0.48984
4.0364 | 0.36224 | 3.3337 | 0.33524 | 3.3764 | 0.31848 | 4.1339 | 0.36468 | 3.277 | 0.35026 | 3.3963 | 0.29055 | 4.0514 | 0.37189 | 3.8212 | 0.23889 | 3.2888 | 0.36251 | 4.0623 | 0.36283 | 3.5754 | 0.27753 | 2.8892 | 0.49165
4.0452 | 0.36163 | 3.3434 | 0.33424 | 3.388 | 0.30562 | 4.1433 | 0.36498 | 3.287 | 0.34508 | 3.4081 | 0.28677 | 4.0602 | 0.3735 | 3.8293 | 0.23828 | 3.3001 | 0.35359 | 4.0713 | 0.36237 | 3.5822 | 0.27848 | 2.8979 | 0.49378
4.0539 | 0.361 | 3.3532 | 0.33234 | 3.3996 | 0.29076 | 4.1526 | 0.3654 | 3.297 | 0.34044 | 3.42 | 0.28452 | 4.0691 | 0.37502 | 3.8374 | 0.23774 | 3.3114 | 0.3445 | 4.0802 | 0.36194 | 3.5889 | 0.27939 | 2.9067 | 0.49594
4.0626 | 0.36038 | 3.363 | 0.32964 | 3.4112 | 0.27505 | 4.162 | 0.36598 | 3.3069 | 0.33609 | 3.4318 | 0.28377 | 4.078 | 0.37643 | 3.8455 | 0.23709 | 3.3226 | 0.33478 | 4.0892 | 0.36154 | 3.5956 | 0.28025 | 2.9154 | 0.49783
4.0714 | 0.3598 | 3.3728 | 0.32628 | 3.4228 | 0.25964 | 4.1713 | 0.36671 | 3.3169 | 0.33199 | 3.4437 | 0.28455 | 4.0868 | 0.37774 | 3.8536 | 0.23617 | 3.3339 | 0.32407 | 4.0982 | 0.36119 | 3.6023 | 0.28101 | 2.9242 | 0.49922
4.0801 | 0.35929 | 3.3825 | 0.32244 | 3.4343 | 0.24543 | 4.1807 | 0.36762 | 3.3269 | 0.32821 | 3.4555 | 0.28674 | 4.0957 | 0.37894 | 3.8617 | 0.23485 | 3.3452 | 0.31231 | 4.1071 | 0.36088 | 3.6091 | 0.28163 | 2.9329 | 0.49998
4.0889 | 0.35889 | 3.3923 | 0.31836 | 3.4459 | 0.23289 | 4.19 | 0.3687 | 3.3369 | 0.32482 | 3.4673 | 0.29013 | 4.1045 | 0.38004 | 3.8698 | 0.23306 | 3.3564 | 0.29971 | 4.1161 | 0.36064 | 3.6158 | 0.28208 | 2.9417 | 0.50007
4.0976 | 0.35864 | 3.4021 | 0.31431 | 3.4575 | 0.22198 | 4.1994 | 0.36996 | 3.3469 | 0.32174 | 3.4792 | 0.29443 | 4.1134 | 0.38107 | 3.8778 | 0.23078 | 3.3677 | 0.28678 | 4.1251 | 0.36045 | 3.6225 | 0.28229 | 2.9504 | 0.49951
4.1063 | 0.35856 | 3.4118 | 0.31067 | 3.4691 | 0.21233 | 4.2087 | 0.37138 | 3.3568 | 0.31872 | 3.491 | 0.29918 | 4.1222 | 0.38204 | 3.8859 | 0.22814 | 3.379 | 0.27417 | 4.1341 | 0.36032 | 3.6293 | 0.28224 | 2.9591 | 0.49841
4.1151 | 0.3587 | 3.4216 | 0.30789 | 3.4807 | 0.20342 | 4.2181 | 0.37298 | 3.3668 | 0.31541 | 3.5029 | 0.30378 | 4.1311 | 0.38296 | 3.894 | 0.22528 | 3.3903 | 0.26246 | 4.143 | 0.36025 | 3.636 | 0.28188 | 2.9679 | 0.49688
4.1238 | 0.35907 | 3.4314 | 0.30642 | 3.4923 | 0.19484 | 4.2274 | 0.37474 | 3.3768 | 0.31147 | 3.5147 | 0.30759 | 4.14 | 0.38388 | 3.9021 | 0.22242 | 3.4015 | 0.25201 | 4.152 | 0.36023 | 3.6427 | 0.28117 | 2.9766 | 0.49499
4.1326 | 0.35968 | 3.4412 | 0.30664 | 3.5039 | 0.18634 | 4.2368 | 0.37666 | 3.3868 | 0.30677 | 3.5265 | 0.31004 | 4.1488 | 0.3848 | 3.9102 | 0.21975 | 3.4128 | 0.24282 | 4.161 | 0.36027 | 3.6495 | 0.28012 | 2.9854 | 0.49278
4.1413 | 0.36055 | 3.4509 | 0.30877 | 3.5155 | 0.17799 | 4.2461 | 0.37873 | 3.3967 | 0.30144 | 3.5384 | 0.31072 | 4.1577 | 0.38575 | 3.9183 | 0.21749 | 3.4241 | 0.23455 | 4.1699 | 0.36036 | 3.6562 | 0.27874 | 2.9941 | 0.49027
4.15 | 0.36168 | 3.4607 | 0.31283 | 3.5271 | 0.17001 | 4.2555 | 0.38093 | 3.4067 | 0.29585 | 3.5502 | 0.30952 | 4.1665 | 0.38674 | 3.9264 | 0.2158 | 3.4354 | 0.2267 | 4.1789 | 0.36051 | 3.6629 | 0.27706 | 3.0029 | 0.48753
4.1588 | 0.36305 | 3.4705 | 0.31859 | 3.5387 | 0.16279 | 4.2648 | 0.38326 | 3.4167 | 0.29052 | 3.5621 | 0.30662 | 4.1754 | 0.38779 | 3.9345 | 0.2148 | 3.4466 | 0.21875 | 4.1879 | 0.36069 | 3.6697 | 0.27512 | 3.0116 | 0.48466
4.1675 | 0.36466 | 3.4803 | 0.32563 | 3.5503 | 0.15673 | 4.2741 | 0.38574 | 3.4267 | 0.28596 | 3.5739 | 0.30247 | 4.1842 | 0.3889 | 3.9426 | 0.21455 | 3.4579 | 0.2104 | 4.1969 | 0.36092 | 3.6764 | 0.27296 | 3.0204 | 0.48184
4.1762 | 0.36648 | 3.49 | 0.3334 | 3.5619 | 0.15218 | 4.2835 | 0.38835 | 3.4366 | 0.2825 | 3.5857 | 0.29761 | 4.1931 | 0.39007 | 3.9507 | 0.21503 | 3.4692 | 0.20166 | 4.2058 | 0.36118 | 3.6831 | 0.27063 | 3.0291 | 0.47934
4.185 | 0.36851 | 3.4998 | 0.34133 | 3.5735 | 0.1494 | 4.2928 | 0.39109 | 3.4466 | 0.2803 | 3.5976 | 0.29255 | 4.2019 | 0.39129 | 3.9588 | 0.21615 | 3.4805 | 0.19289 | 4.2148 | 0.36147 | 3.6899 | 0.26818 | 3.0379 | 0.47741
4.1937 | 0.37071 | 3.5096 | 0.34894 | 3.5851 | 0.14846 | 4.3022 | 0.39398 | 3.4566 | 0.27926 | 3.6094 | 0.28754 | 4.2108 | 0.39257 | 3.9669 | 0.21775 | 3.4917 | 0.1847 | 4.2238 | 0.3618 | 3.6966 | 0.26568 | 3.0466 | 0.47629
4.2025 | 0.37304 | 3.5193 | 0.35599 | 3.5967 | 0.1492 | 4.3115 | 0.397 | 3.4666 | 0.27918 | 3.6213 | 0.28256 | 4.2197 | 0.39391 | 3.975 | 0.21966 | 3.503 | 0.17772 | 4.2328 | 0.36217 | 3.7033 | 0.26317 | 3.0553 | 0.47612
4.2112 | 0.3755 | 3.5291 | 0.36253 | 3.6083 | 0.15119 | 4.3209 | 0.40016 | 3.4765 | 0.27981 | 3.6331 | 0.27727 | 4.2285 | 0.39532 | 3.9831 | 0.22162 | 3.5143 | 0.1725 | 4.2417 | 0.36259 | 3.7101 | 0.26071 | 3.0641 | 0.47694
4.2199 | 0.37806 | 3.5389 | 0.36891 | 3.6199 | 0.15359 | 4.3302 | 0.40344 | 3.4865 | 0.28094 | 3.6449 | 0.27115 | 4.2374 | 0.3968 | 3.9911 | 0.22343 | 3.5255 | 0.16911 | 4.2507 | 0.36308 | 3.7168 | 0.25835 | 3.0728 | 0.47868
4.2287 | 0.3807 | 3.5487 | 0.37562 | 3.6315 | 0.15546 | 4.3396 | 0.40679 | 3.4965 | 0.28249 | 3.6568 | 0.26367 | 4.2462 | 0.39836 | 3.9992 | 0.22491 | 3.5368 | 0.1671 | 4.2597 | 0.36366 | 3.7235 | 0.25612 | 3.0816 | 0.48121
4.2374 | 0.38341 | 3.5584 | 0.38314 | 3.6431 | 0.15589 | 4.3489 | 0.4102 | 3.5065 | 0.28436 | 3.6686 | 0.25458 | 4.2551 | 0.40003 | 4.0073 | 0.22595 | 3.5481 | 0.16578 | 4.2686 | 0.36433 | 3.7303 | 0.25405 | 3.0903 | 0.48435
4.2462 | 0.38615 | 3.5682 | 0.39152 | 3.6547 | 0.15422 | 4.3583 | 0.4136 | 3.5165 | 0.2865 | 3.6805 | 0.24406 | 4.2639 | 0.40181 | 4.0154 | 0.22653 | 3.5594 | 0.1643 | 4.2776 | 0.36513 | 3.737 | 0.25215 | 3.0991 | 0.48798
4.2549 | 0.38892 | 3.578 | 0.40034 | 3.6663 | 0.15016 | 4.3676 | 0.41695 | 3.5264 | 0.28879 | 3.6923 | 0.23258 | 4.2728 | 0.40373 | 4.0235 | 0.22665 | 3.5706 | 0.16188 | 4.2866 | 0.36608 | 3.7437 | 0.25043 | 3.1078 | 0.49202
4.2636 | 0.39167 | 3.5878 | 0.40882 | 3.6779 | 0.14382 | 4.377 | 0.42019 | 3.5364 | 0.29108 | 3.7041 | 0.22081 | 4.2817 | 0.4058 | 4.0316 | 0.22639 | 3.5819 | 0.15798 | 4.2956 | 0.36718 | 3.7504 | 0.2489 | 3.1166 | 0.49651
4.2724 | 0.39436 | 3.5975 | 0.41598 | 3.6895 | 0.1357 | 4.3863 | 0.42329 | 3.5464 | 0.29321 | 3.716 | 0.20943 | 4.2905 | 0.40803 | 4.0397 | 0.22586 | 3.5932 | 0.15232 | 4.3045 | 0.36846 | 3.7572 | 0.24754 | 3.1253 | 0.50156
4.2811 | 0.39696 | 3.6073 | 0.42085 | 3.7011 | 0.12652 | 4.3957 | 0.42618 | 3.5564 | 0.29509 | 3.7278 | 0.19895 | 4.2994 | 0.41044 | 4.0478 | 0.22519 | 3.6045 | 0.14487 | 4.3135 | 0.36992 | 3.7639 | 0.24635 | 3.1341 | 0.50726
4.2898 | 0.39945 | 3.6171 | 0.42278 | 3.7127 | 0.11711 | 4.405 | 0.42884 | 3.5663 | 0.29668 | 3.7397 | 0.18967 | 4.3082 | 0.41301 | 4.0559 | 0.22453 | 3.6157 | 0.13579 | 4.3225 | 0.37159 | 3.7706 | 0.2453 | 3.1428 | 0.51353
4.2986 | 0.4018 | 3.6268 | 0.42146 | 3.7243 | 0.10826 | 4.4143 | 0.43124 | 3.5763 | 0.29802 | 3.7515 | 0.18166 | 4.3171 | 0.41575 | 4.064 | 0.22399 | 3.627 | 0.12535 | 4.3314 | 0.37345 | 3.7774 | 0.24437 | 3.1515 | 0.52005
4.3073 | 0.40399 | 3.6366 | 0.41704 | 3.7359 | 0.10065 | 4.4237 | 0.43334 | 3.5863 | 0.2992 | 3.7634 | 0.17483 | 4.3259 | 0.41862 | 4.0721 | 0.22365 | 3.6383 | 0.11394 | 4.3404 | 0.37552 | 3.7841 | 0.24353 | 3.1603 | 0.52634
4.3161 | 0.40603 | 3.6464 | 0.41009 | 3.7475 | 0.094789 | 4.433 | 0.43513 | 3.5963 | 0.30022 | 3.7752 | 0.16902 | 4.3348 | 0.42159 | 4.0802 | 0.2236 | 3.6496 | 0.10206 | 4.3494 | 0.37778 | 3.7908 | 0.24273 | 3.169 | 0.53177
4.3248 | 0.40792 | 3.6562 | 0.40146 | 3.759 | 0.090943 | 4.4424 | 0.43664 | 3.6062 | 0.30105 | 3.787 | 0.16407 | 4.3437 | 0.42462 | 4.0883 | 0.22384 | 3.6608 | 0.090269 | 4.3584 | 0.38019 | 3.7976 | 0.24192 | 3.1778 | 0.5357
4.3335 | 0.4097 | 3.6659 | 0.39219 | 3.7706 | 0.089125 | 4.4517 | 0.43787 | 3.6162 | 0.30154 | 3.7989 | 0.15989 | 4.3525 | 0.42767 | 4.0964 | 0.22435 | 3.6721 | 0.079203 | 4.3673 | 0.38275 | 3.8043 | 0.24106 | 3.1865 | 0.53768
4.3423 | 0.4114 | 3.6757 | 0.38333 | 3.7822 | 0.089056 | 4.4611 | 0.43884 | 3.6262 | 0.30155 | 3.8107 | 0.15645 | 4.3614 | 0.43068 | 4.1044 | 0.22512 | 3.6834 | 0.069449 | 4.3763 | 0.38543 | 3.811 | 0.2401 | 3.1953 | 0.53752
4.351 | 0.41307 | 3.6855 | 0.37572 | 3.7938 | 0.090179 | 4.4704 | 0.43957 | 3.6362 | 0.30103 | 3.8226 | 0.15375 | 4.3702 | 0.43361 | 4.1125 | 0.22614 | 3.6946 | 0.061457 | 4.3853 | 0.38819 | 3.8178 | 0.23903 | 3.204 | 0.53535
4.3598 | 0.41477 | 3.6953 | 0.36981 | 3.8054 | 0.091754 | 4.4798 | 0.44007 | 3.6461 | 0.30016 | 3.8344 | 0.1518 | 4.3791 | 0.43642 | 4.1206 | 0.2274 | 3.7059 | 0.055454 | 4.3942 | 0.39102 | 3.8245 | 0.23779 | 3.2128 | 0.53161
4.3685 | 0.41655 | 3.705 | 0.36558 | 3.817 | 0.092999 | 4.4891 | 0.44034 | 3.6561 | 0.29935 | 3.8462 | 0.15059 | 4.3879 | 0.43908 | 4.1287 | 0.22894 | 3.7172 | 0.051402 | 4.4032 | 0.39389 | 3.8312 | 0.23639 | 3.2215 | 0.52688
4.3772 | 0.41845 | 3.7148 | 0.36254 | 3.8286 | 0.093221 | 4.4985 | 0.4404 | 3.6661 | 0.29923 | 3.8581 | 0.15006 | 4.3968 | 0.44152 | 4.1368 | 0.23076 | 3.7285 | 0.049083 | 4.4122 | 0.39677 | 3.838 | 0.23481 | 3.2303 | 0.52181
4.386 | 0.42048 | 3.7246 | 0.35984 | 3.8402 | 0.092172 | 4.5078 | 0.44026 | 3.6761 | 0.30052 | 3.8699 | 0.15003 | 4.4056 | 0.44372 | 4.1449 | 0.23291 | 3.7397 | 0.047951 | 4.4212 | 0.39965 | 3.8447 | 0.23306 | 3.239 | 0.51695
4.3947 | 0.42266 | 3.7343 | 0.35641 | 3.8518 | 0.090005 | 4.5172 | 0.43993 | 3.6861 | 0.30362 | 3.8818 | 0.15016 | 4.4145 | 0.44568 | 4.153 | 0.23542 | 3.751 | 0.047527 | 4.4301 | 0.40249 | 3.8514 | 0.23116 | 3.2478 | 0.51264
4.4034 | 0.42495 | 3.7441 | 0.35138 | 3.8634 | 0.087164 | 4.5265 | 0.43939 | 3.696 | 0.30836 | 3.8936 | 0.15005 | 4.4234 | 0.44739 | 4.1611 | 0.23831 | 3.7623 | 0.047425 | 4.4391 | 0.40529 | 3.8582 | 0.22913 | 3.2565 | 0.50904
4.4122 | 0.42731 | 3.7539 | 0.34416 | 3.875 | 0.084227 | 4.5359 | 0.43868 | 3.706 | 0.31404 | 3.9054 | 0.14927 | 4.4322 | 0.44884 | 4.1692 | 0.2416 | 3.7736 | 0.04739 | 4.4481 | 0.40804 | 3.8649 | 0.22702 | 3.2652 | 0.50611
4.4209 | 0.42968 | 3.7637 | 0.3345 | 3.8866 | 0.081702 | 4.5452 | 0.43783 | 3.716 | 0.31949 | 3.9173 | 0.14752 | 4.4411 | 0.45005 | 4.1773 | 0.24525 | 3.7848 | 0.047303 | 4.4571 | 0.41072 | 3.8716 | 0.22486 | 3.274 | 0.50372
4.4297 | 0.43197 | 3.7734 | 0.32244 | 3.8982 | 0.079878 | 4.5545 | 0.43685 | 3.726 | 0.32337 | 3.9291 | 0.14461 | 4.4499 | 0.45102 | 4.1854 | 0.24924 | 3.7961 | 0.04715 | 4.466 | 0.41335 | 3.8784 | 0.22272 | 3.2827 | 0.50167
4.4384 | 0.43408 | 3.7832 | 0.30823 | 3.9098 | 0.078766 | 4.5639 | 0.43578 | 3.7359 | 0.32452 | 3.941 | 0.14054 | 4.4588 | 0.45177 | 4.1935 | 0.25343 | 3.8074 | 0.04697 | 4.475 | 0.41591 | 3.8851 | 0.22061 | 3.2915 | 0.49969
4.4471 | 0.43589 | 3.793 | 0.29222 | 3.9214 | 0.078134 | 4.5732 | 0.43464 | 3.7459 | 0.32228 | 3.9528 | 0.13545 | 4.4676 | 0.45231 | 4.2016 | 0.25772 | 3.8187 | 0.046814 | 4.484 | 0.41841 | 3.8918 | 0.21858 | 3.3002 | 0.49755
4.4559 | 0.43732 | 3.8028 | 0.27481 | 3.933 | 0.077624 | 4.5826 | 0.43346 | 3.7559 | 0.3167 | 3.9646 | 0.12961 | 4.4765 | 0.45265 | 4.2097 | 0.26197 | 3.8299 | 0.046715 | 4.4929 | 0.42085 | 3.8985 | 0.21666 | 3.309 | 0.49501
4.4646 | 0.4383 | 3.8125 | 0.25639 | 3.9446 | 0.076882 | 4.5919 | 0.43225 | 3.7659 | 0.30847 | 3.9765 | 0.12329 | 4.4854 | 0.45278 | 4.2177 | 0.26606 | 3.8412 | 0.046682 | 4.5019 | 0.42325 | 3.9053 | 0.21487 | 3.3177 | 0.49188
4.4734 | 0.43879 | 3.8223 | 0.23732 | 3.9562 | 0.075672 | 4.6013 | 0.43104 | 3.7758 | 0.29873 | 3.9883 | 0.11676 | 4.4942 | 0.45273 | 4.2258 | 0.26987 | 3.8525 | 0.046704 | 4.5109 | 0.42559 | 3.912 | 0.21323 | 3.3265 | 0.488
4.4821 | 0.43874 | 3.8321 | 0.21794 | 3.9678 | 0.073924 | 4.6106 | 0.42981 | 3.7858 | 0.2888 | 4.0002 | 0.11025 | 4.5031 | 0.45251 | 4.2339 | 0.27334 | 3.8637 | 0.046759 | 4.5199 | 0.42791 | 3.9187 | 0.21177 | 3.3352 | 0.48326
4.4908 | 0.43818 | 3.8418 | 0.19864 | 3.9794 | 0.071729 | 4.62 | 0.42855 | 3.7958 | 0.2798 | 4.012 | 0.10398 | 4.5119 | 0.45212 | 4.242 | 0.2764 | 3.875 | 0.046823 | 4.5288 | 0.43018 | 3.9255 | 0.2105 | 3.344 | 0.47761
4.4996 | 0.43713 | 3.8516 | 0.17984 | 3.991 | 0.06928 | 4.6293 | 0.42721 | 3.8058 | 0.27245 | 4.0238 | 0.098108 | 4.5208 | 0.45155 | 4.2501 | 0.27906 | 3.8863 | 0.046866 | 4.5378 | 0.43243 | 3.9322 | 0.20945 | 3.3527 | 0.47104
4.5083 | 0.43563 | 3.8614 | 0.16201 | 4.0026 | 0.066799 | 4.6387 | 0.42573 | 3.8157 | 0.26703 | 4.0357 | 0.09282 | 4.5296 | 0.45079 | 4.2582 | 0.28131 | 3.8976 | 0.04685 | 4.5468 | 0.43463 | 3.9389 | 0.20861 | 3.3614 | 0.46357
4.517 | 0.43376 | 3.8712 | 0.14562 | 4.0142 | 0.064489 | 4.648 | 0.42406 | 3.8257 | 0.26337 | 4.0475 | 0.088268 | 4.5385 | 0.44984 | 4.2663 | 0.28322 | 3.9088 | 0.046736 | 4.5557 | 0.43677 | 3.9457 | 0.20797 | 3.3702 | 0.45524
4.5258 | 0.43159 | 3.8809 | 0.13109 | 4.0258 | 0.062507 | 4.6574 | 0.4221 | 3.8357 | 0.26102 | 4.0594 | 0.084554 | 4.5474 | 0.44868 | 4.2744 | 0.28483 | 3.9201 | 0.046486 | 4.5647 | 0.43883 | 3.9524 | 0.20753 | 3.3789 | 0.44611
4.5345 | 0.42925 | 3.8907 | 0.1187 | 4.0374 | 0.060964 | 4.6667 | 0.41978 | 3.8457 | 0.25934 | 4.0712 | 0.08169 | 4.5562 | 0.44731 | 4.2825 | 0.2862 | 3.9314 | 0.046083 | 4.5737 | 0.44078 | 3.9591 | 0.20727 | 3.3877 | 0.43628
4.5433 | 0.42681 | 3.9005 | 0.10853 | 4.049 | 0.059947 | 4.6761 | 0.41703 | 3.8557 | 0.25763 | 4.083 | 0.079567 | 4.5651 | 0.44568 | 4.2906 | 0.28738 | 3.9427 | 0.045545 | 4.5827 | 0.44258 | 3.9659 | 0.20718 | 3.3964 | 0.42589
4.552 | 0.42435 | 3.9102 | 0.10052 | 4.0606 | 0.059423 | 4.6854 | 0.41378 | 3.8656 | 0.25511 | 4.0949 | 0.077976 | 4.5739 | 0.44381 | 4.2987 | 0.2884 | 3.9539 | 0.044942 | 4.5916 | 0.44415 | 3.9726 | 0.20722 | 3.4052 | 0.41511
4.5607 | 0.42192 | 3.92 | 0.09418 | 4.0722 | 0.059313 | 4.6948 | 0.40999 | 3.8756 | 0.25121 | 4.1067 | 0.076579 | 4.5828 | 0.4417 | 4.3068 | 0.28928 | 3.9652 | 0.04435 | 4.6006 | 0.44545 | 3.9793 | 0.20734 | 3.4139 | 0.40413
4.5695 | 0.41955 | 3.9298 | 0.088976 | 4.0837 | 0.05947 | 4.7041 | 0.40563 | 3.8856 | 0.24549 | 4.1186 | 0.075104 | 4.5916 | 0.43937 | 4.3149 | 0.29003 | 3.9765 | 0.043838 | 4.6096 | 0.44644 | 3.9861 | 0.20751 | 3.4227 | 0.39314
4.5782 | 0.41725 | 3.9396 | 0.084413 | 4.0953 | 0.059716 | 4.7134 | 0.40072 | 3.8956 | 0.23772 | 4.1304 | 0.07335 | 4.6005 | 0.4368 | 4.3229 | 0.29065 | 3.9878 | 0.043442 | 4.6185 | 0.44706 | 3.9928 | 0.20766 | 3.4314 | 0.38238
4.587 | 0.41501 | 3.9493 | 0.080125 | 4.1069 | 0.059886 | 4.7228 | 0.39524 | 3.9055 | 0.22797 | 4.1423 | 0.071213 | 4.6093 | 0.43403 | 4.331 | 0.29116 | 3.999 | 0.043161 | 4.6275 | 0.44726 | 3.9995 | 0.20773 | 3.4402 | 0.37203
4.5957 | 0.4128 | 3.9591 | 0.075931 | 4.1185 | 0.059874 | 4.7321 | 0.38927 | 3.9155 | 0.21655 | 4.1541 | 0.06868 | 4.6182 | 0.43105 | 4.3391 | 0.29157 | 4.0103 | 0.042969 | 4.6365 | 0.44699 | 4.0063 | 0.20767 | 3.4489 | 0.36231
4.6044 | 0.41057 | 3.9689 | 0.071848 | 4.1301 | 0.059646 | 4.7415 | 0.3829 | 3.9255 | 0.20396 | 4.1659 | 0.065807 | 4.6271 | 0.42789 | 4.3472 | 0.29192 | 4.0216 | 0.042836 | 4.6455 | 0.44623 | 4.013 | 0.20742 | 3.4576 | 0.3534
4.6132 | 0.40825 | 3.9787 | 0.068031 | 4.1417 | 0.059228 | 4.7508 | 0.37625 | 3.9355 | 0.19076 | 4.1778 | 0.062701 | 4.6359 | 0.42456 | 4.3553 | 0.29223 | 4.0328 | 0.042748 | 4.6544 | 0.44495 | 4.0197 | 0.20697 | 3.4664 | 0.34548
4.6219 | 0.40577 | 3.9884 | 0.064699 | 4.1533 | 0.058671 | 4.7602 | 0.36941 | 3.9454 | 0.17746 | 4.1896 | 0.059496 | 4.6448 | 0.42106 | 4.3634 | 0.29253 | 4.0441 | 0.042709 | 4.6634 | 0.44315 | 4.0265 | 0.20631 | 3.4751 | 0.33867
4.6307 | 0.40309 | 3.9982 | 0.062053 | 4.1649 | 0.058019 | 4.7695 | 0.36248 | 3.9554 | 0.16442 | 4.2015 | 0.056339 | 4.6536 | 0.4174 | 4.3715 | 0.29283 | 4.0554 | 0.042736 | 4.6724 | 0.44077 | 4.0332 | 0.20544 | 3.4839 | 0.33299
4.6394 | 0.40014 | 4.008 | 0.060217 | 4.1765 | 0.057289 | 4.7789 | 0.35557 | 3.9654 | 0.15184 | 4.2133 | 0.053372 | 4.6625 | 0.41359 | 4.3796 | 0.29314 | 4.0667 | 0.042843 | 4.6814 | 0.4379 | 4.0399 | 0.2044 | 3.4926 | 0.32839
4.6481 | 0.3969 | 4.0177 | 0.059212 | 4.1881 | 0.056479 | 4.7882 | 0.34879 | 3.9754 | 0.13977 | 4.2251 | 0.050702 | 4.6713 | 0.40964 | 4.3877 | 0.29343 | 4.0779 | 0.043034 | 4.6903 | 0.43458 | 4.0467 | 0.20322 | 3.5014 | 0.32475
4.6569 | 0.39331 | 4.0275 | 0.058946 | 4.1997 | 0.055585 | 4.7976 | 0.34221 | 3.9853 | 0.12824 | 4.237 | 0.048387 | 4.6802 | 0.40554 | 4.3958 | 0.29366 | 4.0892 | 0.043298 | 4.6993 | 0.43086 | 4.0534 | 0.20197 | 3.5101 | 0.32189
4.6656 | 0.38938 | 4.0373 | 0.059235 | 4.2113 | 0.054614 | 4.8069 | 0.33593 | 3.9953 | 0.11728 | 4.2488 | 0.04643 | 4.6891 | 0.40129 | 4.4039 | 0.29379 | 4.1005 | 0.04362 | 4.7083 | 0.4268 | 4.0601 | 0.2007 | 3.5189 | 0.31963
4.6743 | 0.3851 | 4.0471 | 0.059824 | 4.2229 | 0.053595 | 4.8163 | 0.33001 | 4.0053 | 0.10702 | 4.2607 | 0.044788 | 4.6979 | 0.39688 | 4.412 | 0.29381 | 4.1118 | 0.043985 | 4.7172 | 0.42243 | 4.0668 | 0.19949 | 3.5276 | 0.3178
4.6831 | 0.38049 | 4.0568 | 0.060433 | 4.2345 | 0.052567 | 4.8256 | 0.32452 | 4.0153 | 0.097662 | 4.2725 | 0.043394 | 4.7068 | 0.39229 | 4.4201 | 0.29369 | 4.123 | 0.044376 | 4.7262 | 0.41782 | 4.0736 | 0.19842 | 3.5364 | 0.31621
4.6918 | 0.37557 | 4.0666 | 0.060796 | 4.2461 | 0.05157 | 4.835 | 0.31946 | 4.0252 | 0.089413 | 4.2843 | 0.042179 | 4.7156 | 0.38753 | 4.4282 | 0.29343 | 4.1343 | 0.044757 | 4.7352 | 0.41301 | 4.0803 | 0.19753 | 3.5451 | 0.31469
4.7006 | 0.37037 | 4.0764 | 0.060717 | 4.2577 | 0.05064 | 4.8443 | 0.31482 | 4.0352 | 0.082434 | 4.2962 | 0.041091 | 4.7245 | 0.3826 | 4.4362 | 0.29307 | 4.1456 | 0.045062 | 4.7442 | 0.40805 | 4.087 | 0.19685 | 3.5539 | 0.31302
4.7093 | 0.36498 | 4.0862 | 0.060079 | 4.2693 | 0.049826 | 4.8536 | 0.31057 | 4.0452 | 0.076822 | 4.308 | 0.040103 | 4.7333 | 0.37749 | 4.4443 | 0.29265 | 4.1569 | 0.045174 | 4.7531 | 0.40295 | 4.0938 | 0.19639 | 3.5626 | 0.31098
4.718 | 0.35945 | 4.0959 | 0.05892 | 4.2809 | 0.049179 | 4.863 | 0.30667 | 4.0552 | 0.072392 | 4.3199 | 0.039216 | 4.7422 | 0.37224 | 4.4524 | 0.29226 | 4.1681 | 0.044972 | 4.7621 | 0.39776 | 4.1005 | 0.19616 | 3.5713 | 0.30826
4.7268 | 0.35385 | 4.1057 | 0.05737 | 4.2925 | 0.048767 | 4.8723 | 0.30306 | 4.0652 | 0.068903 | 4.3317 | 0.03846 | 4.7511 | 0.36688 | 4.4605 | 0.29195 | 4.1794 | 0.044349 | 4.7711 | 0.39248 | 4.1072 | 0.19613 | 3.5801 | 0.3046
4.7355 | 0.34824 | 4.1155 | 0.055589 | 4.3041 | 0.048646 | 4.8817 | 0.29968 | 4.0751 | 0.066098 | 4.3435 | 0.037891 | 4.7599 | 0.36142 | 4.4686 | 0.29183 | 4.1907 | 0.043259 | 4.78 | 0.38712 | 4.114 | 0.19628 | 3.5888 | 0.29985
4.7443 | 0.34266 | 4.1252 | 0.053733 | 4.3157 | 0.048836 | 4.891 | 0.29646 | 4.0851 | 0.063769 | 4.3554 | 0.037566 | 4.7688 | 0.35592 | 4.4767 | 0.29197 | 4.2019 | 0.041736 | 4.789 | 0.3817 | 4.1207 | 0.19657 | 3.5976 | 0.29397
4.753 | 0.33717 | 4.135 | 0.051933 | 4.3273 | 0.049307 | 4.9004 | 0.29333 | 4.0951 | 0.061797 | 4.3672 | 0.03752 | 4.7776 | 0.35041 | 4.4848 | 0.29245 | 4.2132 | 0.0399 | 4.798 | 0.3762 | 4.1274 | 0.19695 | 3.6063 | 0.2871
4.7617 | 0.33181 | 4.1448 | 0.050277 | 4.3389 | 0.049975 | 4.9097 | 0.29023 | 4.1051 | 0.060154 | 4.3791 | 0.037744 | 4.7865 | 0.34492 | 4.4929 | 0.29336 | 4.2245 | 0.037938 | 4.807 | 0.37064 | 4.1342 | 0.19739 | 3.6151 | 0.27955
4.7705 | 0.3266 | 4.1546 | 0.048812 | 4.3505 | 0.050722 | 4.9191 | 0.28709 | 4.115 | 0.058864 | 4.3909 | 0.038164 | 4.7953 | 0.3395 | 4.501 | 0.29472 | 4.2358 | 0.036067 | 4.8159 | 0.36501 | 4.1409 | 0.19785 | 3.6238 | 0.27174
4.7792 | 0.32157 | 4.1643 | 0.047541 | 4.3621 | 0.051428 | 4.9284 | 0.28387 | 4.125 | 0.05795 | 4.4027 | 0.038656 | 4.8042 | 0.33416 | 4.5091 | 0.29656 | 4.247 | 0.034483 | 4.8249 | 0.35932 | 4.1476 | 0.19828 | 3.6326 | 0.26418
4.7879 | 0.31674 | 4.1741 | 0.046438 | 4.3737 | 0.051999 | 4.9378 | 0.28055 | 4.135 | 0.057377 | 4.4146 | 0.039057 | 4.813 | 0.32897 | 4.5172 | 0.29889 | 4.2583 | 0.033317 | 4.8339 | 0.35358 | 4.1544 | 0.19868 | 3.6413 | 0.25728
4.7967 | 0.31209 | 4.1839 | 0.045456 | 4.3853 | 0.052378 | 4.9471 | 0.27711 | 4.145 | 0.057027 | 4.4264 | 0.03921 | 4.8219 | 0.32392 | 4.5253 | 0.3017 | 4.2696 | 0.032606 | 4.8428 | 0.34783 | 4.1611 | 0.19901 | 3.6501 | 0.2513
4.8054 | 0.30761 | 4.1937 | 0.044549 | 4.3969 | 0.05256 | 4.9565 | 0.27355 | 4.1549 | 0.056699 | 4.4383 | 0.038994 | 4.8308 | 0.31902 | 4.5334 | 0.30497 | 4.2809 | 0.03228 | 4.8518 | 0.34207 | 4.1678 | 0.19928 | 3.6588 | 0.24627
4.8142 | 0.30329 | 4.2034 | 0.043684 | 4.4084 | 0.052574 | 4.9658 | 0.2699 | 4.1649 | 0.056153 | 4.4501 | 0.038359 | 4.8396 | 0.31427 | 4.5415 | 0.30866 | 4.2921 | 0.032182 | 4.8608 | 0.33636 | 4.1746 | 0.19948 | 3.6675 | 0.24199
4.8229 | 0.2991 | 4.2132 | 0.04286 | 4.42 | 0.05247 | 4.9752 | 0.26615 | 4.1749 | 0.05517 | 4.4619 | 0.03733 | 4.8485 | 0.30967 | 4.5495 | 0.31269 | 4.3034 | 0.03212 | 4.8698 | 0.3307 | 4.1813 | 0.19961 | 3.6763 | 0.23804
4.8316 | 0.29503 | 4.223 | 0.042102 | 4.4316 | 0.052296 | 4.9845 | 0.26233 | 4.1849 | 0.053616 | 4.4738 | 0.036005 | 4.8573 | 0.3052 | 4.5576 | 0.31696 | 4.3147 | 0.031918 | 4.8787 | 0.32513 | 4.188 | 0.19968 | 3.685 | 0.2339
4.8404 | 0.29107 | 4.2327 | 0.041463 | 4.4432 | 0.052072 | 4.9938 | 0.25846 | 4.1948 | 0.051481 | 4.4856 | 0.034532 | 4.8662 | 0.30086 | 4.5657 | 0.32134 | 4.326 | 0.031477 | 4.8877 | 0.31968 | 4.1948 | 0.19972 | 3.6938 | 0.22905
4.8491 | 0.28722 | 4.2425 | 0.041004 | 4.4548 | 0.051774 | 5.0032 | 0.25453 | 4.2048 | 0.048889 | 4.4975 | 0.033077 | 4.875 | 0.29663 | 4.5738 | 0.32569 | 4.3372 | 0.03079 | 4.8967 | 0.31436 | 4.2015 | 0.19973 | 3.7025 | 0.22306
4.8579 | 0.28345 | 4.2523 | 0.040776 | 4.4664 | 0.051319 | 5.0125 | 0.25057 | 4.2148 | 0.046057 | 4.5093 | 0.031797 | 4.8839 | 0.2925 | 4.5819 | 0.32985 | 4.3485 | 0.029932 | 4.9057 | 0.30919 | 4.2082 | 0.19975 | 3.7113 | 0.21568
4.8666 | 0.27979 | 4.2621 | 0.040808 | 4.478 | 0.050576 | 5.0219 | 0.24658 | 4.2248 | 0.043245 | 4.5212 | 0.03082 | 4.8928 | 0.28848 | 4.59 | 0.33361 | 4.3598 | 0.029022 | 4.9146 | 0.30419 | 4.2149 | 0.19979 | 3.72 | 0.20683
4.8753 | 0.27624 | 4.2718 | 0.041072 | 4.4896 | 0.049433 | 5.0312 | 0.24254 | 4.2348 | 0.040686 | 4.533 | 0.030202 | 4.9016 | 0.28456 | 4.5981 | 0.33683 | 4.371 | 0.028169 | 4.9236 | 0.29936 | 4.2217 | 0.19988 | 3.7288 | 0.19669
4.8841 | 0.27279 | 4.2816 | 0.041488 | 4.5012 | 0.047874 | 5.0406 | 0.23847 | 4.2447 | 0.03851 | 4.5448 | 0.029904 | 4.9105 | 0.28073 | 4.6062 | 0.33941 | 4.3823 | 0.027423 | 4.9326 | 0.29469 | 4.2284 | 0.20003 | 3.7375 | 0.18564
4.8928 | 0.26947 | 4.2914 | 0.041975 | 4.5128 | 0.045987 | 5.0499 | 0.23437 | 4.2547 | 0.036774 | 4.5567 | 0.029829 | 4.9193 | 0.27699 | 4.6143 | 0.3413 | 4.3936 | 0.026785 | 4.9415 | 0.29017 | 4.2351 | 0.20025 | 3.7463 | 0.17411
4.9015 | 0.26627 | 4.3012 | 0.042468 | 4.5244 | 0.043955 | 5.0593 | 0.23023 | 4.2647 | 0.035489 | 4.5685 | 0.029834 | 4.9282 | 0.27336 | 4.6224 | 0.34252 | 4.4049 | 0.026225 | 4.9505 | 0.28578 | 4.2419 | 0.20055 | 3.755 | 0.16253
4.9103 | 0.2632 | 4.3109 | 0.042944 | 4.536 | 0.041996 | 5.0686 | 0.22606 | 4.2747 | 0.034653 | 4.5804 | 0.029771 | 4.937 | 0.26983 | 4.6305 | 0.34314 | 4.4161 | 0.025705 | 4.9595 | 0.28151 | 4.2486 | 0.20092 | 3.7637 | 0.1513
4.919 | 0.26026 | 4.3207 | 0.043431 | 4.5476 | 0.040294 | 5.078 | 0.22189 | 4.2846 | 0.034278 | 4.5922 | 0.029521 | 4.9459 | 0.26642 | 4.6386 | 0.34327 | 4.4274 | 0.025197 | 4.9685 | 0.27735 | 4.2553 | 0.20134 | 3.7725 | 0.14078
4.9278 | 0.25744 | 4.3305 | 0.043975 | 4.5592 | 0.038947 | 5.0873 | 0.21772 | 4.2946 | 0.034384 | 4.604 | 0.029026 | 4.9548 | 0.26312 | 4.6467 | 0.34308 | 4.4387 | 0.024682 | 4.9774 | 0.2733 | 4.2621 | 0.2018 | 3.7812 | 0.13125
4.9365 | 0.25473 | 4.3402 | 0.044615 | 4.5708 | 0.037959 | 5.0967 | 0.21357 | 4.3046 | 0.034988 | 4.6159 | 0.0283 | 4.9636 | 0.25995 | 4.6548 | 0.34275 | 4.45 | 0.024152 | 4.9864 | 0.26934 | 4.2688 | 0.20226 | 3.79 | 0.12294
4.9452 | 0.25211 | 4.35 | 0.045338 | 4.5824 | 0.037266 | 5.106 | 0.20948 | 4.3146 | 0.036079 | 4.6277 | 0.02742 | 4.9725 | 0.2569 | 4.6628 | 0.34244 | 4.4612 | 0.023614 | 4.9954 | 0.26548 | 4.2755 | 0.20272 | 3.7987 | 0.11602
4.954 | 0.24955 | 4.3598 | 0.046079 | 4.594 | 0.036788 | 5.1154 | 0.20545 | 4.3245 | 0.0376 | 4.6396 | 0.026502 | 4.9813 | 0.25399 | 4.6709 | 0.3423 | 4.4725 | 0.023087 | 5.0043 | 0.26172 | 4.2823 | 0.20314 | 3.8075 | 0.11057
4.9627 | 0.247 | 4.3696 | 0.046723 | 4.6056 | 0.036465 | 5.1247 | 0.20155 | 4.3345 | 0.039446 | 4.6514 | 0.025666 | 4.9902 | 0.2512 | 4.679 | 0.34241 | 4.4838 | 0.022612 | 5.0133 | 0.25806 | 4.289 | 0.2035 | 3.8162 | 0.10663
4.9715 | 0.24442 | 4.3793 | 0.047149 | 4.6172 | 0.036276 | 5.1341 | 0.19777 | 4.3445 | 0.041463 | 4.6632 | 0.025006 | 4.999 | 0.24851 | 4.6871 | 0.34279 | 4.4951 | 0.022248 | 5.0223 | 0.2545 | 4.2957 | 0.20378 | 3.825 | 0.10411
4.9802 | 0.24179 | 4.3891 | 0.047262 | 4.6288 | 0.03623 | 5.1434 | 0.19415 | 4.3545 | 0.043462 | 4.6751 | 0.024564 | 5.0079 | 0.24591 | 4.6952 | 0.3434 | 4.5063 | 0.022062 | 5.0313 | 0.25104 | 4.3025 | 0.20398 | 3.8337 | 0.10284
4.9889 | 0.23905 | 4.3989 | 0.047027 | 4.6404 | 0.036334 | 5.1527 | 0.1907 | 4.3644 | 0.045233 | 4.6869 | 0.024326 | 5.0167 | 0.2434 | 4.7033 | 0.3441 | 4.5176 | 0.02211 | 5.0402 | 0.24771 | 4.3092 | 0.20413 | 3.8425 | 0.10256
4.9977 | 0.2362 | 4.4087 | 0.046468 | 4.652 | 0.036572 | 5.1621 | 0.18745 | 4.3744 | 0.046565 | 4.6988 | 0.024223 | 5.0256 | 0.24095 | 4.7114 | 0.3447 | 4.5289 | 0.022409 | 5.0492 | 0.24449 | 4.3159 | 0.20422 | 3.8512 | 0.10291
5.0064 | 0.2332 | 4.4184 | 0.045654 | 4.6636 | 0.036882 | 5.1714 | 0.18439 | 4.3844 | 0.047275 | 4.7106 | 0.024159 | 5.0345 | 0.23856 | 4.7195 | 0.34506 | 4.5402 | 0.022917 | 5.0582 | 0.24139 | 4.3227 | 0.2043 | 3.8599 | 0.10353
5.0151 | 0.23005 | 4.4282 | 0.044674 | 4.6752 | 0.037168 | 5.1808 | 0.18155 | 4.3944 | 0.047245 | 4.7224 | 0.024036 | 5.0433 | 0.23619 | 4.7276 | 0.34501 | 4.5514 | 0.023529 | 5.0671 | 0.23842 | 4.3294 | 0.2044 | 3.8687 | 0.10403
5.0239 | 0.22676 | 4.438 | 0.043609 | 4.6868 | 0.037312 | 5.1901 | 0.17891 | 4.4044 | 0.046462 | 4.7343 | 0.02378 | 5.0522 | 0.23383 | 4.7357 | 0.34447 | 4.5627 | 0.024096 | 5.0761 | 0.23556 | 4.3361 | 0.20458 | 3.8774 | 0.10406
5.0326 | 0.22333 | 4.4477 | 0.042526 | 4.6984 | 0.037193 | 5.1995 | 0.17647 | 4.4143 | 0.045047 | 4.7461 | 0.023371 | 5.061 | 0.23145 | 4.7438 | 0.34338 | 4.574 | 0.024452 | 5.0851 | 0.23282 | 4.3429 | 0.20487 | 3.8862 | 0.10337
5.0414 | 0.21979 | 4.4575 | 0.041474 | 4.71 | 0.036743 | 5.2088 | 0.17421 | 4.4243 | 0.043306 | 4.758 | 0.022858 | 5.0699 | 0.22903 | 4.7519 | 0.34176 | 4.5852 | 0.024485 | 5.0941 | 0.23017 | 4.3496 | 0.20533 | 3.8949 | 0.10183
5.0501 | 0.21617 | 4.4673 | 0.040487 | 4.7216 | 0.035963 | 5.2182 | 0.17212 | 4.4343 | 0.041562 | 4.7698 | 0.022329 | 5.0787 | 0.22654 | 4.76 | 0.33969 | 4.5965 | 0.02416 | 5.103 | 0.2276 | 4.3563 | 0.20603 | 3.9037 | 0.099382
5.0588 | 0.21255 | 4.4771 | 0.039588 | 4.7332 | 0.034919 | 5.2275 | 0.17018 | 4.4443 | 0.040103 | 4.7816 | 0.02189 | 5.0876 | 0.22397 | 4.7681 | 0.33729 | 4.6078 | 0.023508 | 5.112 | 0.22508 | 4.363 | 0.20702 | 3.9124 | 0.096118
5.0676 | 0.20894 | 4.4868 | 0.038791 | 4.7447 | 0.033736 | 5.2369 | 0.16835 | 4.4542 | 0.039116 | 4.7935 | 0.021628 | 5.0965 | 0.22131 | 4.7761 | 0.33471 | 4.6191 | 0.022597 | 5.121 | 0.22261 | 4.3698 | 0.20832 | 3.9212 | 0.092227
5.0763 | 0.20541 | 4.4966 | 0.038091 | 4.7563 | 0.032576 | 5.2462 | 0.1666 | 4.4642 | 0.038635 | 4.8053 | 0.021591 | 5.1053 | 0.21853 | 4.7842 | 0.3321 | 4.6303 | 0.021518 | 5.13 | 0.22016 | 4.3765 | 0.20993 | 3.9299 | 0.087999
5.0851 | 0.202 | 4.5064 | 0.037478 | 4.7679 | 0.031596 | 5.2556 | 0.16493 | 4.4742 | 0.038547 | 4.8172 | 0.02176 | 5.1142 | 0.21565 | 4.7923 | 0.3296 | 4.6416 | 0.02036 | 5.1389 | 0.21772 | 4.3832 | 0.21186 | 3.9387 | 0.083775
5.0938 | 0.19875 | 4.5162 | 0.036936 | 4.7795 | 0.030905 | 5.2649 | 0.16331 | 4.4842 | 0.03863 | 4.829 | 0.02205 | 5.123 | 0.21265 | 4.8004 | 0.32735 | 4.6529 | 0.019205 | 5.1479 | 0.21528 | 4.39 | 0.21407 | 3.9474 | 0.079903
5.1025 | 0.19568 | 4.5259 | 0.036462 | 4.7911 | 0.030525 | 5.2743 | 0.16176 | 4.4941 | 0.038623 | 4.8408 | 0.022325 | 5.1319 | 0.20955 | 4.8085 | 0.32542 | 4.6642 | 0.018121 | 5.1569 | 0.21284 | 4.3967 | 0.21653 | 3.9562 | 0.076683
5.1113 | 0.19283 | 4.5357 | 0.036065 | 4.8027 | 0.030381 | 5.2836 | 0.16029 | 4.5041 | 0.038298 | 4.8527 | 0.022435 | 5.1407 | 0.20636 | 4.8166 | 0.32385 | 4.6754 | 0.017161 | 5.1658 | 0.21038 | 4.4034 | 0.21917 | 3.9649 | 0.074327
5.12 | 0.1902 | 4.5455 | 0.035767 | 4.8143 | 0.030316 | 5.2929 | 0.15892 | 4.5141 | 0.037523 | 4.8645 | 0.022253 | 5.1496 | 0.20311 | 4.8247 | 0.32262 | 4.6867 | 0.016343 | 5.1748 | 0.20792 | 4.4102 | 0.22191 | 3.9736 | 0.07293
5.1287 | 0.18783 | 4.5552 | 0.035579 | 4.8259 | 0.030142 | 5.3023 | 0.15766 | 4.5241 | 0.0363 | 4.8764 | 0.021716 | 5.1585 | 0.19983 | 4.8328 | 0.32172 | 4.698 | 0.015651 | 5.1838 | 0.20547 | 4.4169 | 0.22469 | 3.9824 | 0.072453
5.1375 | 0.18568 | 4.565 | 0.035495 | 4.8375 | 0.029691 | 5.3116 | 0.15656 | 4.534 | 0.034767 | 4.8882 | 0.020837 | 5.1673 | 0.19656 | 4.8409 | 0.3211 | 4.7093 | 0.015035 | 5.1928 | 0.20303 | 4.4236 | 0.2274 | 3.9911 | 0.072738
5.1462 | 0.18373 | 4.5748 | 0.035475 | 4.8491 | 0.028865 | 5.321 | 0.15565 | 4.544 | 0.033169 | 4.9001 | 0.019703 | 5.1762 | 0.19334 | 4.849 | 0.32069 | 4.7205 | 0.014427 | 5.2017 | 0.20062 | 4.4304 | 0.22995 | 3.9999 | 0.073529
5.155 | 0.18196 | 4.5846 | 0.035458 | 4.8607 | 0.027653 | 5.3303 | 0.15497 | 4.554 | 0.031804 | 4.9119 | 0.018451 | 5.185 | 0.19021 | 4.8571 | 0.3204 | 4.7318 | 0.013772 | 5.2107 | 0.19826 | 4.4371 | 0.23225 | 4.0086 | 0.074521
5.1637 | 0.18034 | 4.5943 | 0.035385 | 4.8723 | 0.026123 | 5.3397 | 0.1545 | 4.564 | 0.030945 | 4.9237 | 0.017232 | 5.1939 | 0.18719 | 4.8652 | 0.32014 | 4.7431 | 0.013047 | 5.2197 | 0.19598 | 4.4438 | 0.23426 | 4.0174 | 0.07539
5.1724 | 0.17885 | 4.6041 | 0.035227 | 4.8839 | 0.024386 | 5.349 | 0.15427 | 4.574 | 0.030778 | 4.9356 | 0.016188 | 5.2027 | 0.18432 | 4.8733 | 0.31981 | 4.7543 | 0.01228 | 5.2286 | 0.19378 | 4.4506 | 0.23594 | 4.0261 | 0.07589
5.1812 | 0.17748 | 4.6139 | 0.035012 | 4.8955 | 0.02256 | 5.3584 | 0.15425 | 4.5839 | 0.031358 | 4.9474 | 0.015434 | 5.2116 | 0.18163 | 4.8813 | 0.31931 | 4.7656 | 0.011531 | 5.2376 | 0.19168 | 4.4573 | 0.23728 | 4.0349 | 0.075894
5.1899 | 0.1762 | 4.6236 | 0.034839 | 4.9071 | 0.020753 | 5.3677 | 0.15445 | 4.5939 | 0.032623 | 4.9593 | 0.015085 | 5.2204 | 0.17915 | 4.8894 | 0.31854 | 4.7769 | 0.010872 | 5.2466 | 0.18973 | 4.464 | 0.2383 | 4.0436 | 0.075372
5.1987 | 0.175 | 4.6334 | 0.034849 | 4.9187 | 0.019078 | 5.3771 | 0.15482 | 4.6039 | 0.034338 | 4.9711 | 0.015179 | 5.2293 | 0.1769 | 4.8975 | 0.31742 | 4.7882 | 0.010358 | 5.2556 | 0.18792 | 4.4708 | 0.23904 | 4.0524 | 0.074371
5.2074 | 0.17388 | 4.6432 | 0.035174 | 4.9303 | 0.017642 | 5.3864 | 0.15536 | 4.6139 | 0.036252 | 4.9829 | 0.015738 | 5.2382 | 0.17486 | 4.9056 | 0.31589 | 4.7994 | 0.0099795 | 5.2645 | 0.18626 | 4.4775 | 0.23958 | 4.0611 | 0.072975
5.2161 | 0.17285 | 4.653 | 0.035906 | 4.9419 | 0.01657 | 5.3958 | 0.15603 | 4.6238 | 0.038149 | 4.9948 | 0.016735 | 5.247 | 0.17303 | 4.9137 | 0.31398 | 4.8107 | 0.0096925 | 5.2735 | 0.18475 | 4.4842 | 0.24 | 4.0698 | 0.071272
5.2249 | 0.1719 | 4.6627 | 0.037065 | 4.9535 | 0.015986 | 5.4051 | 0.1568 | 4.6338 | 0.039871 | 5.0066 | 0.018079 | 5.2559 | 0.17138 | 4.9218 | 0.31171 | 4.822 | 0.0094346 | 5.2825 | 0.1834 | 4.491 | 0.24041 | 4.0786 | 0.069335
5.2336 | 0.17106 | 4.6725 | 0.038586 | 4.9651 | 0.015985 | 5.4145 | 0.15764 | 4.6438 | 0.041331 | 5.0185 | 0.019612 | 5.2647 | 0.1699 | 4.9299 | 0.30915 | 4.8333 | 0.0091543 | 5.2914 | 0.18221 | 4.4977 | 0.24092 | 4.0873 | 0.067209
5.2423 | 0.17032 | 4.6823 | 0.040335 | 4.9767 | 0.016592 | 5.4238 | 0.15853 | 4.6538 | 0.042499 | 5.0303 | 0.021131 | 5.2736 | 0.16858 | 4.938 | 0.30639 | 4.8445 | 0.0088321 | 5.3004 | 0.18117 | 4.5044 | 0.24167 | 4.0961 | 0.064927
5.2511 | 0.16971 | 4.6921 | 0.042139 | 4.9883 | 0.017739 | 5.4331 | 0.15945 | 4.6637 | 0.043375 | 5.0421 | 0.022413 | 5.2824 | 0.16738 | 4.9461 | 0.30356 | 4.8558 | 0.0084869 | 5.3094 | 0.18027 | 4.5111 | 0.24276 | 4.1048 | 0.062522
5.2598 | 0.16922 | 4.7018 | 0.04383 | 4.9999 | 0.019261 | 5.4425 | 0.16036 | 4.6737 | 0.043964 | 5.054 | 0.023268 | 5.2913 | 0.16629 | 4.9542 | 0.30076 | 4.8671 | 0.0081655 | 5.3184 | 0.17951 | 4.5179 | 0.24426 | 4.1136 | 0.060038
5.2686 | 0.16888 | 4.7116 | 0.045283 | 5.0115 | 0.020923 | 5.4518 | 0.16126 | 4.6837 | 0.044266 | 5.0658 | 0.023568 | 5.3002 | 0.1653 | 4.9623 | 0.29811 | 4.8784 | 0.0079199 | 5.3273 | 0.17888 | 4.5246 | 0.24621 | 4.1223 | 0.057526
5.2773 | 0.16868 | 4.7214 | 0.046442 | 5.0231 | 0.022468 | 5.4612 | 0.16214 | 4.6937 | 0.044281 | 5.0777 | 0.023276 | 5.309 | 0.1644 | 4.9704 | 0.29569 | 4.8896 | 0.0077841 | 5.3363 | 0.17837 | 4.5313 | 0.24863 | 4.1311 | 0.055034
5.286 | 0.16862 | 4.7311 | 0.04731 | 5.0347 | 0.023669 | 5.4705 | 0.16296 | 4.7036 | 0.044033 | 5.0895 | 0.022441 | 5.3179 | 0.1636 | 4.9785 | 0.29355 | 4.9009 | 0.0077581 | 5.3453 | 0.17795 | 4.5381 | 0.25149 | 4.1398 | 0.052594
5.2948 | 0.1687 | 4.7409 | 0.047924 | 5.0463 | 0.02438 | 5.4799 | 0.16372 | 4.7136 | 0.043597 | 5.1013 | 0.021191 | 5.3267 | 0.16289 | 4.9866 | 0.29174 | 4.9122 | 0.0078069 | 5.3542 | 0.17761 | 4.5448 | 0.25477 | 4.1486 | 0.050211
5.3035 | 0.16892 | 4.7507 | 0.048324 | 5.0579 | 0.024554 | 5.4892 | 0.16439 | 4.7236 | 0.043107 | 5.1132 | 0.019701 | 5.3356 | 0.16229 | 4.9946 | 0.29024 | 4.9234 | 0.0078742 | 5.3632 | 0.17733 | 4.5515 | 0.25839 | 4.1573 | 0.047873
5.3123 | 0.16926 | 4.7605 | 0.048526 | 5.0694 | 0.024251 | 5.4986 | 0.16495 | 4.7336 | 0.042738 | 5.125 | 0.018162 | 5.3444 | 0.16182 | 5.0027 | 0.28907 | 4.9347 | 0.0079048 | 5.3722 | 0.1771 | 4.5583 | 0.26226 | 4.166 | 0.045577
5.321 | 0.16969 | 4.7702 | 0.048524 | 5.081 | 0.023607 | 5.5079 | 0.16539 | 4.7436 | 0.04267 | 5.1369 | 0.016752 | 5.3533 | 0.16151 | 5.0108 | 0.28813 | 4.946 | 0.0078659 | 5.3812 | 0.1769 | 4.565 | 0.26628 | 4.1748 | 0.043357
5.3297 | 0.17021 | 4.78 | 0.048317 | 5.0926 | 0.022798 | 5.5173 | 0.16568 | 4.7535 | 0.043025 | 5.1487 | 0.015607 | 5.3622 | 0.16136 | 5.0189 | 0.28739 | 4.9573 | 0.0077584 | 5.3901 | 0.17672 | 4.5717 | 0.27034 | 4.1835 | 0.041304
5.3385 | 0.17081 | 4.7898 | 0.047931 | 5.1042 | 0.021993 | 5.5266 | 0.16579 | 4.7635 | 0.043825 | 5.1605 | 0.014808 | 5.371 | 0.16141 | 5.027 | 0.28678 | 4.9685 | 0.0076148 | 5.3991 | 0.17655 | 4.5785 | 0.27429 | 4.1923 | 0.039543
5.3472 | 0.17146 | 4.7996 | 0.04744 | 5.1158 | 0.021326 | 5.536 | 0.16575 | 4.7735 | 0.044965 | 5.1724 | 0.014389 | 5.3799 | 0.16165 | 5.0351 | 0.28627 | 4.9798 | 0.0074841 | 5.4081 | 0.17639 | 4.5852 | 0.27801 | 4.201 | 0.038206
5.3559 | 0.17215 | 4.8093 | 0.046943 | 5.1274 | 0.020874 | 5.5453 | 0.16553 | 4.7835 | 0.046209 | 5.1842 | 0.014298 | 5.3887 | 0.16212 | 5.0432 | 0.28584 | 4.9911 | 0.007413 | 5.4171 | 0.17623 | 4.5919 | 0.28139 | 4.2098 | 0.03739
5.3647 | 0.17286 | 4.8191 | 0.046495 | 5.139 | 0.020666 | 5.5547 | 0.16517 | 4.7934 | 0.047283 | 5.1961 | 0.014462 | 5.3976 | 0.16279 | 5.0513 | 0.28545 | 5.0024 | 0.0074343 | 5.426 | 0.17606 | 4.5987 | 0.28434 | 4.2185 | 0.037131
5.3734 | 0.17359 | 4.8289 | 0.046077 | 5.1506 | 0.020662 | 5.564 | 0.16467 | 4.8034 | 0.047951 | 5.2079 | 0.014813 | 5.4064 | 0.16364 | 5.0594 | 0.28511 | 5.0136 | 0.0075468 | 5.435 | 0.1759 | 4.6054 | 0.28677 | 4.2273 | 0.037392
5.3822 | 0.17431 | 4.8386 | 0.045581 | 5.1622 | 0.020815 | 5.5734 | 0.16407 | 4.8134 | 0.048052 | 5.2197 | 0.01531 | 5.4153 | 0.16465 | 5.0675 | 0.28483 | 5.0249 | 0.0077361 | 5.444 | 0.17575 | 4.6121 | 0.28862 | 4.236 | 0.038073
5.3909 | 0.175 | 4.8484 | 0.044854 | 5.1738 | 0.02107 | 5.5827 | 0.16339 | 4.8234 | 0.047517 | 5.2316 | 0.015943 | 5.4241 | 0.16577 | 5.0756 | 0.28461 | 5.0362 | 0.0079792 | 5.4529 | 0.17562 | 4.6189 | 0.28988 | 4.2448 | 0.039031
5.3996 | 0.17567 | 4.8582 | 0.04375 | 5.1854 | 0.021369 | 5.592 | 0.16267 | 4.8333 | 0.04636 | 5.2434 | 0.016738 | 5.433 | 0.16695 | 5.0837 | 0.28447 | 5.0475 | 0.0082489 | 5.4619 | 0.17551 | 4.6256 | 0.29052 | 4.2535 | 0.040103
5.4084 | 0.1763 | 4.868 | 0.042196 | 5.197 | 0.021652 | 5.6014 | 0.16195 | 4.8433 | 0.044658 | 5.2553 | 0.017729 | 5.4419 | 0.16817 | 5.0918 | 0.28444 | 5.0587 | 0.0085156 | 5.4709 | 0.17545 | 4.6323 | 0.29057 | 4.2623 | 0.041132
5.4171 | 0.17687 | 4.8777 | 0.040238 | 5.2086 | 0.021857 | 5.6107 | 0.16127 | 4.8533 | 0.042533 | 5.2671 | 0.018937 | 5.4507 | 0.16935 | 5.0999 | 0.28453 | 5.07 | 0.008748 | 5.4799 | 0.17544 | 4.6391 | 0.29011 | 4.271 | 0.041979
5.4259 | 0.1774 | 4.8875 | 0.038038 | 5.2202 | 0.021935 | 5.6201 | 0.16067 | 4.8633 | 0.040138 | 5.279 | 0.020341 | 5.4596 | 0.17047 | 5.1079 | 0.28476 | 5.0813 | 0.0089155 | 5.4888 | 0.17549 | 4.6458 | 0.28918 | 4.2797 | 0.042539
5.4346 | 0.17786 | 4.8973 | 0.035847 | 5.2318 | 0.021862 | 5.6294 | 0.16017 | 4.8732 | 0.037658 | 5.2908 | 0.021858 | 5.4684 | 0.17145 | 5.116 | 0.28512 | 5.0925 | 0.0089925 | 5.4978 | 0.17562 | 4.6525 | 0.28793 | 4.2885 | 0.042747
5.4433 | 0.17827 | 4.9071 | 0.03395 | 5.2434 | 0.021658 | 5.6388 | 0.15981 | 4.8832 | 0.035302 | 5.3026 | 0.02335 | 5.4773 | 0.17225 | 5.1241 | 0.28562 | 5.1038 | 0.0089636 | 5.5068 | 0.17582 | 4.6593 | 0.28651 | 4.2972 | 0.042586
5.4521 | 0.17863 | 4.9168 | 0.032605 | 5.255 | 0.021398 | 5.6481 | 0.15959 | 4.8932 | 0.033282 | 5.3145 | 0.024646 | 5.4861 | 0.17286 | 5.1322 | 0.28627 | 5.1151 | 0.0088296 | 5.5157 | 0.17611 | 4.666 | 0.28507 | 4.306 | 0.042089
5.4608 | 0.17892 | 4.9266 | 0.031993 | 5.2666 | 0.021191 | 5.6575 | 0.15951 | 4.9032 | 0.031781 | 5.3263 | 0.025585 | 5.495 | 0.17324 | 5.1403 | 0.28705 | 5.1264 | 0.0086132 | 5.5247 | 0.17647 | 4.6727 | 0.28372 | 4.3147 | 0.04133
5.4695 | 0.17915 | 4.9364 | 0.032184 | 5.2782 | 0.021148 | 5.6668 | 0.15959 | 4.9131 | 0.030907 | 5.3382 | 0.026056 | 5.5039 | 0.17341 | 5.1484 | 0.28795 | 5.1376 | 0.008363 | 5.5337 | 0.1769 | 4.6794 | 0.2826 | 4.3235 | 0.040427
5.4783 | 0.17931 | 4.9461 | 0.033118 | 5.2898 | 0.021335 | 5.6762 | 0.15982 | 4.9231 | 0.030663 | 5.35 | 0.026028 | 5.5127 | 0.17336 | 5.1565 | 0.28893 | 5.1489 | 0.0081534 | 5.5427 | 0.17739 | 4.6862 | 0.28181 | 4.3322 | 0.039472
5.487 | 0.1794 | 4.9559 | 0.034606 | 5.3014 | 0.021739 | 5.6855 | 0.1602 | 4.9331 | 0.030941 | 5.3618 | 0.025549 | 5.5216 | 0.17311 | 5.1646 | 0.28997 | 5.1602 | 0.0080763 | 5.5516 | 0.17794 | 4.6929 | 0.28143 | 4.341 | 0.038523
5.4958 | 0.17941 | 4.9657 | 0.036346 | 5.313 | 0.022263 | 5.6949 | 0.16071 | 4.9431 | 0.031547 | 5.3737 | 0.024735 | 5.5304 | 0.17268 | 5.1727 | 0.29103 | 5.1715 | 0.0082222 | 5.5606 | 0.17852 | 4.6996 | 0.28153 | 4.3497 | 0.037595
5.5045 | 0.17932 | 4.9755 | 0.037941 | 5.3246 | 0.022758 | 5.7042 | 0.16135 | 4.9531 | 0.032266 | 5.3855 | 0.023724 | 5.5393 | 0.17211 | 5.1808 | 0.29206 | 5.1827 | 0.0086532 | 5.5696 | 0.17912 | 4.7064 | 0.28214 | 4.3585 | 0.036671
5.5132 | 0.17912 | 4.9852 | 0.039029 | 5.3362 | 0.02307 | 5.7136 | 0.16209 | 4.963 | 0.032916 | 5.3974 | 0.022659 | 5.5481 | 0.17143 | 5.1889 | 0.29306 | 5.194 | 0.0093754 | 5.5785 | 0.1797 | 4.7131 | 0.28328 | 4.3672 | 0.035718
5.522 | 0.1788 | 4.995 | 0.039374 | 5.3478 | 0.023083 | 5.7229 | 0.16293 | 4.973 | 0.033421 | 5.4092 | 0.021633 | 5.557 | 0.17069 | 5.197 | 0.29401 | 5.2053 | 0.010325 | 5.5875 | 0.18024 | 4.7198 | 0.285 | 4.3759 | 0.034712
5.5307 | 0.17835 | 5.0048 | 0.038908 | 5.3594 | 0.022757 | 5.7322 | 0.16383 | 4.983 | 0.033796 | 5.421 | 0.020688 | 5.5659 | 0.16994 | 5.2051 | 0.29497 | 5.2166 | 0.011356 | 5.5965 | 0.18072 | 4.7266 | 0.28721 | 4.3847 | 0.033655
5.5395 | 0.17778 | 5.0146 | 0.037745 | 5.371 | 0.022128 | 5.7416 | 0.16476 | 4.993 | 0.034097 | 5.4329 | 0.019829 | 5.5747 | 0.16922 | 5.2132 | 0.29602 | 5.2278 | 0.012291 | 5.6055 | 0.18109 | 4.7333 | 0.28987 | 4.3934 | 0.032586
5.5482 | 0.17707 | 5.0243 | 0.036146 | 5.3826 | 0.021245 | 5.7509 | 0.16567 | 5.0029 | 0.034365 | 5.4447 | 0.019037 | 5.5836 | 0.16858 | 5.2212 | 0.29728 | 5.2391 | 0.012978 | 5.6144 | 0.18135 | 4.74 | 0.29293 | 4.4022 | 0.031567
5.5569 | 0.17624 | 5.0341 | 0.034441 | 5.3941 | 0.020158 | 5.7603 | 0.16655 | 5.0129 | 0.034593 | 5.4566 | 0.018287 | 5.5924 | 0.16804 | 5.2293 | 0.29885 | 5.2504 | 0.013324 | 5.6234 | 0.18146 | 4.7468 | 0.29632 | 4.4109 | 0.03067
5.5657 | 0.1753 | 5.0439 | 0.032945 | 5.4057 | 0.018915 | 5.7696 | 0.16732 | 5.0229 | 0.034721 | 5.4684 | 0.017561 | 5.6013 | 0.16762 | 5.2374 | 0.30084 | 5.2616 | 0.013313 | 5.6324 | 0.1814 | 4.7535 | 0.29998 | 4.4197 | 0.029956
5.5744 | 0.17429 | 5.0536 | 0.031883 | 5.4173 | 0.017568 | 5.779 | 0.16796 | 5.0329 | 0.034661 | 5.4802 | 0.016852 | 5.6101 | 0.16735 | 5.2455 | 0.30332 | 5.2729 | 0.013002 | 5.6414 | 0.18116 | 4.7602 | 0.30383 | 4.4284 | 0.029459
5.5831 | 0.17324 | 5.0634 | 0.031359 | 5.4289 | 0.016185 | 5.7883 | 0.16842 | 5.0428 | 0.034335 | 5.4921 | 0.016171 | 5.619 | 0.16722 | 5.2536 | 0.30629 | 5.2842 | 0.012491 | 5.6503 | 0.18074 | 4.767 | 0.30781 | 4.4372 | 0.029185
5.5919 | 0.17218 | 5.0732 | 0.031351 | 5.4405 | 0.014847 | 5.7977 | 0.16866 | 5.0528 | 0.033713 | 5.5039 | 0.015549 | 5.6278 | 0.16723 | 5.2617 | 0.30968 | 5.2955 | 0.011893 | 5.6593 | 0.18011 | 4.7737 | 0.31184 | 4.4459 | 0.029108
5.6006 | 0.17114 | 5.083 | 0.031749 | 5.4521 | 0.01364 | 5.807 | 0.16864 | 5.0628 | 0.032826 | 5.5158 | 0.01503 | 5.6367 | 0.16738 | 5.2698 | 0.31335 | 5.3067 | 0.011299 | 5.6683 | 0.17931 | 4.7804 | 0.31583 | 4.4547 | 0.029188
5.6094 | 0.17016 | 5.0927 | 0.032396 | 5.4637 | 0.012638 | 5.8164 | 0.16834 | 5.0728 | 0.031767 | 5.5276 | 0.014667 | 5.6456 | 0.16765 | 5.2779 | 0.31708 | 5.318 | 0.010767 | 5.6772 | 0.17838 | 4.7872 | 0.3197 | 4.4634 | 0.029363
5.6181 | 0.16926 | 5.1025 | 0.033133 | 5.4753 | 0.011889 | 5.8257 | 0.16774 | 5.0827 | 0.03066 | 5.5394 | 0.014511 | 5.6544 | 0.16798 | 5.286 | 0.32061 | 5.3293 | 0.010318 | 5.6862 | 0.17733 | 4.7939 | 0.32336 | 4.4721 | 0.02955
5.6268 | 0.16848 | 5.1123 | 0.033824 | 5.4869 | 0.011409 | 5.8351 | 0.16685 | 5.0927 | 0.029636 | 5.5513 | 0.014592 | 5.6633 | 0.16837 | 5.2941 | 0.32365 | 5.3406 | 0.0099548 | 5.6952 | 0.17622 | 4.8006 | 0.32674 | 4.4809 | 0.02966
5.6356 | 0.16781 | 5.1221 | 0.034373 | 5.4985 | 0.01118 | 5.8444 | 0.16571 | 5.1027 | 0.028815 | 5.5631 | 0.014912 | 5.6721 | 0.16876 | 5.3022 | 0.32591 | 5.3518 | 0.0096714 | 5.7042 | 0.17508 | 4.8074 | 0.3298 | 4.4896 | 0.029594
5.6443 | 0.1673 | 5.1318 | 0.034712 | 5.5101 | 0.011164 | 5.8538 | 0.16432 | 5.1127 | 0.028289 | 5.575 | 0.015439 | 5.681 | 0.16914 | 5.3103 | 0.32711 | 5.3631 | 0.0094649 | 5.7131 | 0.17396 | 4.8141 | 0.33248 | 4.4984 | 0.029253
5.6531 | 0.16692 | 5.1416 | 0.034786 | 5.5217 | 0.011307 | 5.8631 | 0.16273 | 5.1227 | 0.028131 | 5.5868 | 0.016118 | 5.6898 | 0.16947 | 5.3184 | 0.32722 | 5.3744 | 0.0093329 | 5.7221 | 0.1729 | 4.8208 | 0.33476 | 4.5071 | 0.028557
5.6618 | 0.16667 | 5.1514 | 0.03452 | 5.5333 | 0.011555 | 5.8724 | 0.16096 | 5.1326 | 0.028392 | 5.5986 | 0.016876 | 5.6987 | 0.16972 | 5.3265 | 0.32625 | 5.3857 | 0.0092651 | 5.7311 | 0.17195 | 4.8275 | 0.33664 | 4.5159 | 0.027462
5.6705 | 0.16653 | 5.1611 | 0.033859 | 5.5449 | 0.011858 | 5.8818 | 0.15905 | 5.1426 | 0.029117 | 5.6105 | 0.017628 | 5.7076 | 0.1699 | 5.3345 | 0.32437 | 5.3969 | 0.0092361 | 5.74 | 0.17117 | 4.8343 | 0.33813 | 4.5246 | 0.025979
5.6793 | 0.16648 | 5.1709 | 0.03275 | 5.5565 | 0.012176 | 5.8911 | 0.15704 | 5.1526 | 0.030273 | 5.6223 | 0.018301 | 5.7164 | 0.16996 | 5.3426 | 0.32181 | 5.4082 | 0.0092047 | 5.749 | 0.17057 | 4.841 | 0.33925 | 4.5334 | 0.024176
5.688 | 0.1665 | 5.1807 | 0.031178 | 5.5681 | 0.012488 | 5.9005 | 0.15495 | 5.1626 | 0.031776 | 5.6342 | 0.01883 | 5.7253 | 0.16991 | 5.3507 | 0.31891 | 5.4195 | 0.0091203 | 5.758 | 0.17016 | 4.8477 | 0.34005 | 4.5421 | 0.022166
5.6968 | 0.16657 | 5.1905 | 0.029194 | 5.5797 | 0.012787 | 5.9098 | 0.15281 | 5.1725 | 0.03348 | 5.646 | 0.019168 | 5.7341 | 0.16975 | 5.3588 | 0.31605 | 5.4307 | 0.0089436 | 5.767 | 0.16996 | 4.8545 | 0.34058 | 4.5509 | 0.020094
5.7055 | 0.16667 | 5.2002 | 0.026924 | 5.5913 | 0.013083 | 5.9192 | 0.15066 | 5.1825 | 0.035184 | 5.6579 | 0.019284 | 5.743 | 0.1695 | 5.3669 | 0.3136 | 5.442 | 0.0086666 | 5.7759 | 0.16994 | 4.8612 | 0.34088 | 4.5596 | 0.018102
5.7142 | 0.16677 | 5.21 | 0.02456 | 5.6029 | 0.013396 | 5.9285 | 0.14852 | 5.1925 | 0.036658 | 5.6697 | 0.019177 | 5.7518 | 0.16915 | 5.375 | 0.31189 | 5.4533 | 0.0083103 | 5.7849 | 0.17011 | 4.8679 | 0.34104 | 4.5683 | 0.016307
5.723 | 0.16685 | 5.2198 | 0.022327 | 5.6145 | 0.013757 | 5.9379 | 0.14644 | 5.2025 | 0.037697 | 5.6815 | 0.018878 | 5.7607 | 0.16871 | 5.3831 | 0.31117 | 5.4646 | 0.0079217 | 5.7939 | 0.17043 | 4.8747 | 0.34111 | 4.5771 | 0.014778
5.7317 | 0.16689 | 5.2296 | 0.020439 | 5.6261 | 0.014198 | 5.9472 | 0.14445 | 5.2124 | 0.038169 | 5.6934 | 0.018453 | 5.7696 | 0.16821 | 5.3912 | 0.31158 | 5.4758 | 0.0075631 | 5.8028 | 0.17089 | 4.8814 | 0.34115 | 4.5858 | 0.013529
5.7404 | 0.16687 | 5.2393 | 0.019064 | 5.6377 | 0.014747 | 5.9566 | 0.14257 | 5.2224 | 0.038052 | 5.7052 | 0.017991 | 5.7784 | 0.16764 | 5.3993 | 0.31316 | 5.4871 | 0.0072975 | 5.8118 | 0.17144 | 4.8881 | 0.34118 | 4.5946 | 0.012523
5.7492 | 0.16678 | 5.2491 | 0.018304 | 5.6493 | 0.015415 | 5.9659 | 0.14085 | 5.2324 | 0.037441 | 5.7171 | 0.017585 | 5.7873 | 0.16702 | 5.4074 | 0.31583 | 5.4984 | 0.0071758 | 5.8208 | 0.17207 | 4.8949 | 0.34122 | 4.6033 | 0.011693
5.7579 | 0.16662 | 5.2589 | 0.018198 | 5.6609 | 0.016191 | 5.9753 | 0.13932 | 5.2424 | 0.036516 | 5.7289 | 0.017324 | 5.7961 | 0.16636 | 5.4155 | 0.31933 | 5.5097 | 0.0072261 | 5.8298 | 0.17271 | 4.9016 | 0.34131 | 4.6121 | 0.01095
5.7667 | 0.16639 | 5.2686 | 0.018731 | 5.6725 | 0.017035 | 5.9846 | 0.138 | 5.2523 | 0.035485 | 5.7407 | 0.017273 | 5.805 | 0.16566 | 5.4236 | 0.32331 | 5.5209 | 0.0074481 | 5.8387 | 0.17333 | 4.9083 | 0.34144 | 4.6208 | 0.010221
5.7754 | 0.16608 | 5.2784 | 0.019858 | 5.6841 | 0.017888 | 5.994 | 0.13692 | 5.2623 | 0.034531 | 5.7526 | 0.017468 | 5.8138 | 0.16494 | 5.4317 | 0.32747 | 5.5322 | 0.0078135 | 5.8477 | 0.17391 | 4.9151 | 0.34163 | 4.6296 | 0.0094598
5.7841 | 0.16571 | 5.2882 | 0.021505 | 5.6957 | 0.018696 | 6.0033 | 0.13608 | 5.2723 | 0.033761 | 5.7644 | 0.017923 | 5.8227 | 0.1642 | 5.4397 | 0.33149 | 5.5435 | 0.0082702 | 5.8567 | 0.17442 | 4.9218 | 0.34186 | 4.6383 | 0.0086484
5.7929 | 0.16528 | 5.298 | 0.023573 | 5.7073 | 0.019422 | 6.0127 | 0.13546 | 5.2823 | 0.033204 | 5.7763 | 0.018632 | 5.8315 | 0.16344 | 5.4478 | 0.33514 | 5.5548 | 0.0087501 | 5.8657 | 0.17482 | 4.9285 | 0.34214 | 4.6471 | 0.0077926
5.8016 | 0.1648 | 5.3077 | 0.025921 | 5.7189 | 0.020069 | 6.022 | 0.13506 | 5.2923 | 0.032827 | 5.7881 | 0.01957 | 5.8404 | 0.16267 | 5.4559 | 0.33826 | 5.566 | 0.0091791 | 5.8746 | 0.1751 | 4.9353 | 0.34249 | 4.6558 | 0.0069191
5.8104 | 0.16427 | 5.3175 | 0.028358 | 5.7304 | 0.020677 | 6.0313 | 0.1348 | 5.3022 | 0.032573 | 5.7999 | 0.020702 | 5.8493 | 0.16189 | 5.464 | 0.34078 | 5.5773 | 0.0094879 | 5.8836 | 0.17525 | 4.942 | 0.3429 | 4.6646 | 0.0060709
5.8191 | 0.1637 | 5.3273 | 0.030635 | 5.742 | 0.021313 | 6.0407 | 0.13462 | 5.3122 | 0.032393 | 5.8118 | 0.021979 | 5.8581 | 0.16109 | 5.4721 | 0.3427 | 5.5886 | 0.0096231 | 5.8926 | 0.17524 | 4.9487 | 0.34337 | 4.6733 | 0.005301
5.8278 | 0.16311 | 5.337 | 0.032504 | 5.7536 | 0.02205 | 6.05 | 0.13445 | 5.3222 | 0.032262 | 5.8236 | 0.023345 | 5.867 | 0.16028 | 5.4802 | 0.34412 | 5.5998 | 0.0095595 | 5.9015 | 0.17506 | 4.9555 | 0.34391 | 4.682 | 0.0046653
5.8366 | 0.16247 | 5.3468 | 0.033786 | 5.7652 | 0.022947 | 6.0594 | 0.13421 | 5.3322 | 0.032172 | 5.8355 | 0.02473 | 5.8758 | 0.15943 | 5.4883 | 0.34518 | 5.6111 | 0.0093121 | 5.9105 | 0.17469 | 4.9622 | 0.34453 | 4.6908 | 0.0042126
5.8453 | 0.1618 | 5.3566 | 0.034385 | 5.7768 | 0.02404 | 6.0687 | 0.13384 | 5.3421 | 0.03211 | 5.8473 | 0.026086 | 5.8847 | 0.15855 | 5.4964 | 0.34601 | 5.6224 | 0.008942 | 5.9195 | 0.17414 | 4.9689 | 0.34524 | 4.6995 | 0.0039759
5.854 | 0.16107 | 5.3664 | 0.0343 | 5.7884 | 0.025341 | 6.0781 | 0.13328 | 5.3521 | 0.03204 | 5.8591 | 0.027384 | 5.8935 | 0.1576 | 5.5045 | 0.34672 | 5.6337 | 0.0085584 | 5.9285 | 0.1734 | 4.9756 | 0.34603 | 4.7083 | 0.0039636
5.8628 | 0.16027 | 5.3761 | 0.033618 | 5.8 | 0.026822 | 6.0874 | 0.13249 | 5.3621 | 0.031905 | 5.871 | 0.028606 | 5.9024 | 0.1566 | 5.5126 | 0.34737 | 5.6449 | 0.0082988 | 5.9374 | 0.17247 | 4.9824 | 0.3469 | 4.717 | 0.0041555
5.8715 | 0.15939 | 5.3859 | 0.032475 | 5.8116 | 0.028443 | 6.0968 | 0.13144 | 5.3721 | 0.031641 | 5.8828 | 0.029741 | 5.9113 | 0.15552 | 5.5207 | 0.34791 | 5.6562 | 0.0082752 | 5.9464 | 0.17135 | 4.9891 | 0.34784 | 4.7258 | 0.0045035
5.8803 | 0.15841 | 5.3957 | 0.031027 | 5.8232 | 0.030162 | 6.1061 | 0.13014 | 5.382 | 0.031203 | 5.8947 | 0.030763 | 5.9201 | 0.15436 | 5.5288 | 0.34822 | 5.6675 | 0.0085459 | 5.9554 | 0.17005 | 4.9958 | 0.34884 | 4.7345 | 0.004939
5.889 | 0.15731 | 5.4055 | 0.029422 | 5.8348 | 0.031926 | 6.1155 | 0.12859 | 5.392 | 0.030593 | 5.9065 | 0.031624 | 5.929 | 0.15311 | 5.5369 | 0.34812 | 5.6788 | 0.0090897 | 5.9643 | 0.16856 | 5.0026 | 0.34988 | 4.7433 | 0.0053839
5.8977 | 0.15607 | 5.4152 | 0.027782 | 5.8464 | 0.033678 | 6.1248 | 0.12683 | 5.402 | 0.029872 | 5.9183 | 0.032256 | 5.9378 | 0.15179 | 5.545 | 0.34742 | 5.69 | 0.0098011 | 5.9733 | 0.1669 | 5.0093 | 0.35094 | 4.752 | 0.00576
5.9065 | 0.1547 | 5.425 | 0.026201 | 5.858 | 0.035346 | 6.1342 | 0.12492 | 5.412 | 0.029149 | 5.9302 | 0.032575 | 5.9467 | 0.15038 | 5.553 | 0.34592 | 5.7013 | 0.010512 | 5.9823 | 0.16506 | 5.016 | 0.35198 | 4.7608 | 0.0060097
5.9152 | 0.15321 | 5.4348 | 0.024739 | 5.8696 | 0.036854 | 6.1435 | 0.12291 | 5.4219 | 0.028554 | 5.942 | 0.032508 | 5.9555 | 0.14891 | 5.5611 | 0.34348 | 5.7126 | 0.011035 | 5.9913 | 0.16305 | 5.0228 | 0.35299 | 4.7695 | 0.00611
5.924 | 0.15162 | 5.4445 | 0.023435 | 5.8812 | 0.038126 | 6.1529 | 0.12085 | 5.4319 | 0.028198 | 5.9539 | 0.032011 | 5.9644 | 0.14739 | 5.5692 | 0.34003 | 5.7239 | 0.011215 | 6.0002 | 0.16091 | 5.0295 | 0.35394 | 4.7782 | 0.0060621
5.9327 | 0.14995 | 5.4543 | 0.022306 | 5.8928 | 0.039098 | 6.1622 | 0.11878 | 5.4419 | 0.028137 | 5.9657 | 0.031088 | 5.9733 | 0.14586 | 5.5773 | 0.33561 | 5.7351 | 0.010981 | 6.0092 | 0.15865 | 5.0362 | 0.35482 | 4.787 | 0.0058886
5.9414 | 0.14823 | 5.4641 | 0.021353 | 5.9044 | 0.039727 | 6.1715 | 0.11671 | 5.4519 | 0.028358 | 5.9776 | 0.029797 | 5.9821 | 0.14433 | 5.5854 | 0.33031 | 5.7464 | 0.010357 | 6.0182 | 0.1563 | 5.043 | 0.3556 | 4.7957 | 0.0056268
5.9502 | 0.14651 | 5.4739 | 0.020568 | 5.916 | 0.039994 | 6.1809 | 0.11467 | 5.4619 | 0.028788 | 5.9894 | 0.028243 | 5.991 | 0.14283 | 5.5935 | 0.32435 | 5.7577 | 0.0094628 | 6.0271 | 0.15387 | 5.0497 | 0.35626 | 4.8045 | 0.0053196
5.9589 | 0.1448 | 5.4836 | 0.019932 | 5.9276 | 0.039901 | 6.1902 | 0.11267 | 5.4718 | 0.029325 | 6.0012 | 0.026562 | 5.9998 | 0.14139 | 5.6016 | 0.31796 | 5.7689 | 0.0084701 | 6.0361 | 0.1514 | 5.0564 | 0.3568 | 4.8132 | 0.0050087
5.9676 | 0.14314 | 5.4934 | 0.019413 | 5.9392 | 0.03947 | 6.1996 | 0.11068 | 5.4818 | 0.029865 | 6.0131 | 0.024897 | 6.0087 | 0.14001 | 5.6097 | 0.31142 | 5.7802 | 0.0075567 | 6.0451 | 0.14891 | 5.0632 | 0.35718 | 4.822 | 0.004727
5.9764 | 0.14156 | 5.5032 | 0.018979 | 5.9508 | 0.038745 | 6.2089 | 0.1087 | 5.4918 | 0.030323 | 6.0249 | 0.023372 | 6.0175 | 0.1387 | 5.6178 | 0.30503 | 5.7915 | 0.0068622 | 6.0541 | 0.14642 | 5.0699 | 0.3574 | 4.8307 | 0.0044937
5.9851 | 0.14008 | 5.513 | 0.018595 | 5.9624 | 0.037803 | 6.2183 | 0.10672 | 5.5018 | 0.03063 | 6.0368 | 0.022096 | 6.0264 | 0.13746 | 5.6259 | 0.29898 | 5.8028 | 0.0064622 | 6.063 | 0.14397 | 5.0766 | 0.35746 | 4.8395 | 0.0043113
5.9939 | 0.13869 | 5.5227 | 0.018256 | 5.974 | 0.036765 | 6.2276 | 0.1047 | 5.5117 | 0.030715 | 6.0486 | 0.021121 | 6.0352 | 0.13628 | 5.634 | 0.29337 | 5.814 | 0.006366 | 6.072 | 0.14158 | 5.0834 | 0.35735 | 4.8482 | 0.0041675
6.0026 | 0.13736 | 5.5325 | 0.017995 | 5.9856 | 0.035802 | 6.237 | 0.10265 | 5.5217 | 0.030535 | 6.0604 | 0.020471 | 6.0441 | 0.13514 | 5.6421 | 0.28824 | 5.8253 | 0.0065306 | 6.081 | 0.13928 | 5.0901 | 0.35712 | 4.857 | 0.0040399
6.0113 | 0.13607 | 5.5423 | 0.017867 | 5.9972 | 0.035109 | 6.2463 | 0.10055 | 5.5317 | 0.030061 | 6.0723 | 0.020155 | 6.053 | 0.13402 | 5.6502 | 0.28351 | 5.8366 | 0.0068848 | 6.09 | 0.13709 | 5.0968 | 0.35679 | 4.8657 | 0.0039039
6.0201 | 0.13479 | 5.552 | 0.017936 | 6.0088 | 0.034887 | 6.2557 | 0.098427 | 5.5417 | 0.029303 | 6.0841 | 0.020175 | 6.0618 | 0.13288 | 5.6583 | 0.27906 | 5.8479 | 0.0073549 | 6.0989 | 0.13503 | 5.1036 | 0.35642 | 4.8744 | 0.0037413
6.0288 | 0.13348 | 5.5618 | 0.01824 | 6.0204 | 0.035183 | 6.265 | 0.096275 | 5.5516 | 0.028326 | 6.096 | 0.020517 | 6.0707 | 0.13168 | 5.6663 | 0.27474 | 5.8591 | 0.0078705 | 6.1079 | 0.1331 | 5.1103 | 0.35609 | 4.8832 | 0.0035454
6.0376 | 0.13208 | 5.5716 | 0.018779 | 6.032 | 0.035926 | 6.2744 | 0.094115 | 5.5616 | 0.027246 | 6.1078 | 0.021148 | 6.0795 | 0.13041 | 5.6744 | 0.27036 | 5.8704 | 0.0083932 | 6.1169 | 0.13133 | 5.117 | 0.35587 | 4.8919 | 0.0033223
6.0463 | 0.13057 | 5.5814 | 0.019509 | 6.0436 | 0.036924 | 6.2837 | 0.091967 | 5.5716 | 0.026206 | 6.1196 | 0.022013 | 6.0884 | 0.12904 | 5.6825 | 0.26576 | 5.8817 | 0.0089032 | 6.1258 | 0.1297 | 5.1238 | 0.35584 | 4.9007 | 0.0030871
6.055 | 0.1289 | 5.5911 | 0.020361 | 6.0551 | 0.037904 | 6.2931 | 0.089851 | 5.5816 | 0.025337 | 6.1315 | 0.023035 | 6.0972 | 0.12755 | 5.6906 | 0.26082 | 5.893 | 0.0093901 | 6.1348 | 0.12823 | 5.1305 | 0.35611 | 4.9094 | 0.0028565
6.0638 | 0.12707 | 5.6009 | 0.021264 | 6.0667 | 0.038584 | 6.3024 | 0.087788 | 5.5915 | 0.024731 | 6.1433 | 0.024131 | 6.1061 | 0.12593 | 5.6987 | 0.25543 | 5.9042 | 0.0098426 | 6.1438 | 0.12691 | 5.1372 | 0.35676 | 4.9182 | 0.0026388
6.0725 | 0.12503 | 5.6107 | 0.022167 | 6.0783 | 0.038747 | 6.3117 | 0.085797 | 5.6015 | 0.02442 | 6.1552 | 0.025225 | 6.115 | 0.12418 | 5.7068 | 0.24957 | 5.9155 | 0.010243 | 6.1528 | 0.12575 | 5.1439 | 0.35785 | 4.9269 | 0.0024332
6.0812 | 0.12283 | 5.6205 | 0.023046 | 6.0899 | 0.038293 | 6.3211 | 0.083903 | 5.6115 | 0.024386 | 6.167 | 0.026254 | 6.1238 | 0.12232 | 5.7149 | 0.24323 | 5.9268 | 0.010568 | 6.1617 | 0.12472 | 5.1507 | 0.35951 | 4.9357 | 0.0022324
6.09 | 0.12048 | 5.6302 | 0.023906 | 6.1015 | 0.037262 | 6.3304 | 0.082109 | 5.6215 | 0.024575 | 6.1788 | 0.027173 | 6.1327 | 0.12035 | 5.723 | 0.23649 | 5.9381 | 0.010796 | 6.1707 | 0.1238 | 5.1574 | 0.3617 | 4.9444 | 0.0020282
6.0987 | 0.11801 | 5.64 | 0.024758 | 6.1131 | 0.035814 | 6.3398 | 0.080421 | 5.6314 | 0.02492 | 6.1907 | 0.027941 | 6.1415 | 0.1183 | 5.7311 | 0.22945 | 5.9493 | 0.010919 | 6.1797 | 0.12298 | 5.1641 | 0.3644 | 4.9532 | 0.0018165
6.1075 | 0.11548 | 5.6498 | 0.02561 | 6.1247 | 0.034185 | 6.3491 | 0.078842 | 5.6414 | 0.025351 | 6.2025 | 0.028523 | 6.1504 | 0.11622 | 5.7392 | 0.22218 | 5.9606 | 0.010951 | 6.1886 | 0.12223 | 5.1709 | 0.36755 | 4.9619 | 0.0016012
6.1162 | 0.11291 | 5.6595 | 0.026446 | 6.1363 | 0.032626 | 6.3585 | 0.077373 | 5.6514 | 0.025799 | 6.2144 | 0.028889 | 6.1592 | 0.11413 | 5.7473 | 0.21477 | 5.9719 | 0.010928 | 6.1976 | 0.12153 | 5.1776 | 0.3711 | 4.9707 | 0.0013928
6.1249 | 0.11035 | 5.6693 | 0.027229 | 6.1479 | 0.031333 | 6.3678 | 0.076011 | 5.6614 | 0.026189 | 6.2262 | 0.029023 | 6.1681 | 0.11207 | 5.7554 | 0.20727 | 5.9831 | 0.010912 | 6.2066 | 0.12086 | 5.1843 | 0.37494 | 4.9794 | 0.0012056
6.1337 | 0.10785 | 5.6791 | 0.027904 | 6.1595 | 0.030407 | 6.3772 | 0.074751 | 5.6714 | 0.026436 | 6.238 | 0.028946 | 6.177 | 0.11005 | 5.7635 | 0.19971 | 5.9944 | 0.01098 | 6.2156 | 0.1202 | 5.1911 | 0.37896 | 4.9881 | 0.0010518
6.1424 | 0.10543 | 5.6889 | 0.028434 | 6.1711 | 0.029838 | 6.3865 | 0.073586 | 5.6813 | 0.026455 | 6.2499 | 0.028713 | 6.1858 | 0.10811 | 5.7716 | 0.1921 | 6.0057 | 0.011222 | 6.2245 | 0.11953 | 5.1978 | 0.38302 | 4.9969 | 0.00093712
6.1512 | 0.10314 | 5.6986 | 0.028817 | 6.1827 | 0.02952 | 6.3959 | 0.072504 | 5.6913 | 0.02617 | 6.2617 | 0.02842 | 6.1947 | 0.10625 | 5.7796 | 0.18442 | 6.017 | 0.01172 | 6.2335 | 0.11881 | 5.2045 | 0.38702 | 5.0056 | 0.00085851
6.1599 | 0.101 | 5.7084 | 0.029083 | 6.1943 | 0.029303 | 6.4052 | 0.071493 | 5.7013 | 0.025574 | 6.2736 | 0.028147 | 6.2035 | 0.1045 | 5.7877 | 0.17666 | 6.0282 | 0.012536 | 6.2425 | 0.11803 | 5.2113 | 0.39083 | 5.0144 | 0.00080479
6.1686 | 0.099018 | 5.7182 | 0.029284 | 6.2059 | 0.029044 | 6.4146 | 0.07054 | 5.7113 | 0.024732 | 6.2854 | 0.027932 | 6.2124 | 0.10285 | 5.7958 | 0.16879 | 6.0395 | 0.013689 | 6.2514 | 0.11716 | 5.218 | 0.39434 | 5.0231 | 0.0007605
6.1774 | 0.097199 | 5.728 | 0.029475 | 6.2175 | 0.028652 | 6.4239 | 0.069625 | 5.7212 | 0.023756 | 6.2972 | 0.027751 | 6.2212 | 0.1013 | 5.8039 | 0.16082 | 6.0508 | 0.015132 | 6.2604 | 0.1162 | 5.2247 | 0.39744 | 5.0319 | 0.0007108
6.1861 | 0.095544 | 5.7377 | 0.029699 | 6.2291 | 0.028115 | 6.4333 | 0.068727 | 5.7312 | 0.022781 | 6.3091 | 0.027527 | 6.2301 | 0.099845 | 5.812 | 0.15276 | 6.0621 | 0.016733 | 6.2694 | 0.11512 | 5.2315 | 0.40011 | 5.0406 | 0.00064586
6.1948 | 0.094051 | 5.7475 | 0.029975 | 6.2407 | 0.027488 | 6.4426 | 0.067827 | 5.7412 | 0.021926 | 6.3209 | 0.027151 | 6.2389 | 0.098465 | 5.8201 | 0.14465 | 6.0733 | 0.018282 | 6.2784 | 0.11392 | 5.2382 | 0.40236 | 5.0494 | 0.00056246
6.2036 | 0.092715 | 5.7573 | 0.030299 | 6.2523 | 0.026838 | 6.452 | 0.06691 | 5.7512 | 0.021254 | 6.3328 | 0.026507 | 6.2478 | 0.097148 | 5.8282 | 0.1366 | 6.0846 | 0.019561 | 6.2873 | 0.11259 | 5.2449 | 0.4042 | 5.0581 | 0.00046712
6.2123 | 0.091528 | 5.767 | 0.030646 | 6.2639 | 0.026212 | 6.4613 | 0.065962 | 5.7611 | 0.020762 | 6.3446 | 0.02551 | 6.2567 | 0.095882 | 5.8363 | 0.12868 | 6.0959 | 0.020383 | 6.2963 | 0.11113 | 5.2517 | 0.40571 | 5.0669 | 0.00036931
6.2211 | 0.090479 | 5.7768 | 0.03097 | 6.2755 | 0.025626 | 6.4706 | 0.064972 | 5.7711 | 0.020384 | 6.3565 | 0.024118 | 6.2655 | 0.094656 | 5.8444 | 0.12101 | 6.1072 | 0.020639 | 6.3053 | 0.10956 | 5.2584 | 0.40697 | 5.0756 | 0.00027901
6.2298 | 0.089556 | 5.7866 | 0.031206 | 6.2871 | 0.025062 | 6.48 | 0.063932 | 5.7811 | 0.020023 | 6.3683 | 0.022349 | 6.2744 | 0.093459 | 5.8525 | 0.11367 | 6.1184 | 0.020327 | 6.3143 | 0.10786 | 5.2651 | 0.40811 | 5.0843 | 0.00020457
6.2385 | 0.088744 | 5.7964 | 0.031285 | 6.2987 | 0.024485 | 6.4893 | 0.062836 | 5.7911 | 0.019575 | 6.3801 | 0.020279 | 6.2832 | 0.092284 | 5.8606 | 0.10672 | 6.1297 | 0.01955 | 6.3232 | 0.10606 | 5.2719 | 0.40927 | 5.0931 | 0.00015175
6.2473 | 0.088025 | 5.8061 | 0.031137 | 6.3103 | 0.023854 | 6.4987 | 0.061682 | 5.801 | 0.018968 | 6.392 | 0.018031 | 6.2921 | 0.091126 | 5.8687 | 0.10017 | 6.141 | 0.018488 | 6.3322 | 0.1042 | 5.2786 | 0.41063 | 5.1018 | 0.00012379
6.256 | 0.087364 | 5.8159 | 0.030712 | 6.3219 | 0.023129 | 6.508 | 0.060467 | 5.811 | 0.018171 | 6.4038 | 0.015756 | 6.3009 | 0.089979 | 5.8768 | 0.094015 | 6.1522 | 0.017346 | 6.3412 | 0.10229 | 5.2853 | 0.41235 | 5.1106 | 0.00012206
6.2648 | 0.086734 | 5.8257 | 0.029995 | 6.3335 | 0.022275 | 6.5174 | 0.059188 | 5.821 | 0.017209 | 6.4157 | 0.013609 | 6.3098 | 0.08884 | 5.8849 | 0.088192 | 6.1635 | 0.016311 | 6.3501 | 0.10036 | 5.292 | 0.41465 | 5.1193 | 0.00014659
6.2735 | 0.086109 | 5.8355 | 0.029008 | 6.3451 | 0.021265 | 6.5267 | 0.057849 | 5.831 | 0.016153 | 6.4275 | 0.011719 | 6.3187 | 0.087707 | 5.8929 | 0.082618 | 6.1748 | 0.015513 | 6.3591 | 0.098426 | 5.2988 | 0.4177 | 5.1281 | 0.00019599
6.2822 | 0.08546 | 5.8452 | 0.027815 | 6.3567 | 0.020084 | 6.5361 | 0.056453 | 5.841 | 0.015107 | 6.4393 | 0.010165 | 6.3275 | 0.086577 | 5.901 | 0.0772 | 6.1861 | 0.01502 | 6.3681 | 0.096519 | 5.3055 | 0.42157 | 5.1368 | 0.00026706
6.291 | 0.084762 | 5.855 | 0.0265 | 6.3683 | 0.018742 | 6.5454 | 0.055 | 5.8509 | 0.014193 | 6.4512 | 0.0089586 | 6.3364 | 0.085445 | 5.9091 | 0.071845 | 6.1973 | 0.014844 | 6.3771 | 0.094652 | 5.3122 | 0.42635 | 5.1456 | 0.00035406
6.2997 | 0.083994 | 5.8648 | 0.025167 | 6.3798 | 0.017278 | 6.5548 | 0.053493 | 5.8609 | 0.01352 | 6.463 | 0.0080484 | 6.3452 | 0.084309 | 5.9172 | 0.066486 | 6.2086 | 0.014961 | 6.386 | 0.092842 | 5.319 | 0.43206 | 5.1543 | 0.00044852
6.3084 | 0.083139 | 5.8745 | 0.023914 | 6.3914 | 0.015763 | 6.5641 | 0.051933 | 5.8709 | 0.013171 | 6.4749 | 0.0073378 | 6.3541 | 0.083163 | 5.9253 | 0.061087 | 6.2199 | 0.015323 | 6.395 | 0.091102 | 5.3257 | 0.43866 | 5.1631 | 0.00054004
6.3172 | 0.082186 | 5.8843 | 0.022831 | 6.403 | 0.014292 | 6.5735 | 0.050323 | 5.8809 | 0.01317 | 6.4867 | 0.0067112 | 6.3629 | 0.082002 | 5.9334 | 0.055668 | 6.2312 | 0.015864 | 6.404 | 0.089436 | 5.3324 | 0.44608 | 5.1718 | 0.00061827
6.3259 | 0.081129 | 5.8941 | 0.022 | 6.4146 | 0.012969 | 6.5828 | 0.048667 | 5.8908 | 0.013455 | 6.4985 | 0.0060981 | 6.3718 | 0.08082 | 5.9415 | 0.05028 | 6.2424 | 0.0165 | 6.4129 | 0.087837 | 5.3392 | 0.45419 | 5.1805 | 0.00067586
6.3347 | 0.07997 | 5.9039 | 0.021489 | 6.4262 | 0.011889 | 6.5922 | 0.046969 | 5.9008 | 0.013934 | 6.5104 | 0.0054753 | 6.3807 | 0.079606 | 5.9496 | 0.044999 | 6.2537 | 0.017123 | 6.4219 | 0.086296 | 5.3459 | 0.46281 | 5.1893 | 0.00071138
6.3434 | 0.078729 | 5.9136 | 0.021347 | 6.4378 | 0.011129 | 6.6015 | 0.045237 | 5.9108 | 0.014493 | 6.5222 | 0.0048654 | 6.3895 | 0.078358 | 5.9577 | 0.039911 | 6.265 | 0.017619 | 6.4309 | 0.084802 | 5.3526 | 0.47174 | 5.198 | 0.00073162
6.3521 | 0.077423 | 5.9234 | 0.021581 | 6.4494 | 0.010719 | 6.6108 | 0.043479 | 5.9208 | 0.01502 | 6.5341 | 0.0043214 | 6.3984 | 0.077073 | 5.9658 | 0.035102 | 6.2763 | 0.017887 | 6.4399 | 0.08334 | 5.3594 | 0.48073 | 5.2068 | 0.00075291
6.3609 | 0.076071 | 5.9332 | 0.022155 | 6.461 | 0.010637 | 6.6202 | 0.041705 | 5.9307 | 0.015428 | 6.5459 | 0.003904 | 6.4072 | 0.07575 | 5.9739 | 0.030645 | 6.2875 | 0.017902 | 6.4488 | 0.081895 | 5.3661 | 0.48949 | 5.2155 | 0.00079312
6.3696 | 0.074692 | 5.943 | 0.022987 | 6.4726 | 0.010837 | 6.6295 | 0.039931 | 5.9407 | 0.015663 | 6.5577 | 0.0036613 | 6.4161 | 0.07439 | 5.982 | 0.026591 | 6.2988 | 0.017693 | 6.4578 | 0.080452 | 5.3728 | 0.49781 | 5.2243 | 0.0008678
6.3784 | 0.073301 | 5.9527 | 0.023959 | 6.4842 | 0.011246 | 6.6389 | 0.038169 | 5.9507 | 0.015716 | 6.5696 | 0.0036148 | 6.4249 | 0.072995 | 5.9901 | 0.02297 | 6.3101 | 0.017333 | 6.4668 | 0.078996 | 5.3796 | 0.50548 | 5.233 | 0.00098538
6.3871 | 0.071913 | 5.9625 | 0.024943 | 6.4958 | 0.011772 | 6.6482 | 0.036433 | 5.9607 | 0.015616 | 6.5814 | 0.003757 | 6.4338 | 0.07157 | 5.9981 | 0.019786 | 6.3213 | 0.016906 | 6.4757 | 0.077512 | 5.3863 | 0.51236 | 5.2418 | 0.0011443
6.3958 | 0.070537 | 5.9723 | 0.025815 | 6.5074 | 0.012311 | 6.6576 | 0.034737 | 5.9706 | 0.015423 | 6.5933 | 0.0040576 | 6.4426 | 0.070123 | 6.0062 | 0.017024 | 6.3326 | 0.016477 | 6.4847 | 0.075987 | 5.393 | 0.51834 | 5.2505 | 0.0013331
6.4046 | 0.069177 | 5.982 | 0.026481 | 6.519 | 0.012765 | 6.6669 | 0.033093 | 5.9806 | 0.015205 | 6.6051 | 0.0044748 | 6.4515 | 0.068662 | 6.0143 | 0.014652 | 6.3439 | 0.016073 | 6.4937 | 0.074419 | 5.3998 | 0.52336 | 5.2593 | 0.0015329
6.4133 | 0.067831 | 5.9918 | 0.026889 | 6.5306 | 0.013059 | 6.6763 | 0.031513 | 5.9906 | 0.015026 | 6.6169 | 0.0049682 | 6.4604 | 0.067199 | 6.0224 | 0.012656 | 6.3552 | 0.015686 | 6.5027 | 0.072807 | 5.4065 | 0.52741 | 5.268 | 0.001722
6.422 | 0.066492 | 6.0016 | 0.027031 | 6.5422 | 0.013161 | 6.6856 | 0.030007 | 6.0006 | 0.014923 | 6.6288 | 0.0055064 | 6.4692 | 0.065746 | 6.0305 | 0.010966 | 6.3664 | 0.015289 | 6.5116 | 0.071155 | 5.4132 | 0.53053 | 5.2767 | 0.0018797
6.4308 | 0.065147 | 6.0114 | 0.026946 | 6.5538 | 0.013084 | 6.695 | 0.028582 | 6.0106 | 0.014895 | 6.6406 | 0.0060666 | 6.4781 | 0.064313 | 6.0386 | 0.0095383 | 6.3777 | 0.014852 | 6.5206 | 0.069469 | 5.42 | 0.53275 | 5.2855 | 0.0019898
6.4395 | 0.063782 | 6.0211 | 0.026711 | 6.5654 | 0.012882 | 6.7043 | 0.027243 | 6.0205 | 0.014909 | 6.6525 | 0.0066269 | 6.4869 | 0.062909 | 6.0467 | 0.0083371 | 6.389 | 0.014362 | 6.5296 | 0.067759 | 5.4267 | 0.53415 | 5.2942 | 0.0020418
6.4483 | 0.062385 | 6.0309 | 0.026431 | 6.577 | 0.012629 | 6.7137 | 0.026 | 6.0305 | 0.014914 | 6.6643 | 0.007155 | 6.4958 | 0.06154 | 6.0548 | 0.0073308 | 6.4003 | 0.013819 | 6.5386 | 0.066037 | 5.4334 | 0.53478 | 5.303 | 0.0020301
6.457 | 0.060943 | 6.0407 | 0.026228 | 6.5886 | 0.012389 | 6.723 | 0.024853 | 6.0405 | 0.014858 | 6.6761 | 0.0076023 | 6.5046 | 0.060208 | 6.0629 | 0.0064913 | 6.4115 | 0.013234 | 6.5475 | 0.064317 | 5.4401 | 0.53469 | 5.3117 | 0.0019542
6.4657 | 0.059444 | 6.0505 | 0.026197 | 6.6002 | 0.012199 | 6.7324 | 0.023796 | 6.0505 | 0.014711 | 6.688 | 0.0078979 | 6.5135 | 0.058915 | 6.071 | 0.0057924 | 6.4228 | 0.012618 | 6.5565 | 0.062613 | 5.4469 | 0.53396 | 5.3205 | 0.0018174
6.4745 | 0.057881 | 6.0602 | 0.026392 | 6.6118 | 0.012061 | 6.7417 | 0.022826 | 6.0604 | 0.014474 | 6.6998 | 0.007998 | 6.5224 | 0.057657 | 6.0791 | 0.0052093 | 6.4341 | 0.011975 | 6.5655 | 0.060944 | 5.4536 | 0.5326 | 5.3292 | 0.0016282
6.4832 | 0.05625 | 6.07 | 0.026807 | 6.6234 | 0.011953 | 6.751 | 0.021941 | 6.0704 | 0.014196 | 6.7117 | 0.0078877 | 6.5312 | 0.056429 | 6.0872 | 0.0047185 | 6.4454 | 0.011303 | 6.5744 | 0.05932 | 5.4603 | 0.53059 | 5.338 | 0.0013994
6.492 | 0.054549 | 6.0798 | 0.027377 | 6.635 | 0.011846 | 6.7604 | 0.021135 | 6.0804 | 0.013949 | 6.7235 | 0.0075927 | 6.5401 | 0.055221 | 6.0953 | 0.0042983 | 6.4566 | 0.010593 | 6.5834 | 0.057751 | 5.4671 | 0.52791 | 5.3467 | 0.0011502
6.5007 | 0.052775 | 6.0895 | 0.027984 | 6.6466 | 0.011716 | 6.7697 | 0.020404 | 6.0904 | 0.013817 | 6.7354 | 0.007171 | 6.5489 | 0.054021 | 6.1034 | 0.0039297 | 6.4679 | 0.0098403 | 6.5924 | 0.056242 | 5.4738 | 0.52452 | 5.3555 | 0.00090256
6.5094 | 0.050941 | 6.0993 | 0.02848 | 6.6582 | 0.011543 | 6.7791 | 0.019743 | 6.1003 | 0.013887 | 6.7472 | 0.006692 | 6.5578 | 0.052815 | 6.1114 | 0.0035974 | 6.4792 | 0.0090545 | 6.6014 | 0.054797 | 5.4805 | 0.52039 | 5.3642 | 0.00067445
6.5182 | 0.049059 | 6.1091 | 0.028716 | 6.6698 | 0.011315 | 6.7884 | 0.019145 | 6.1103 | 0.014224 | 6.759 | 0.0062125 | 6.5666 | 0.051592 | 6.1195 | 0.003292 | 6.4904 | 0.0082639 | 6.6103 | 0.053414 | 5.4873 | 0.51551 | 5.373 | 0.00047891
6.5269 | 0.047143 | 6.1189 | 0.02858 | 6.6814 | 0.011029 | 6.7978 | 0.018604 | 6.1203 | 0.014851 | 6.7709 | 0.0057607 | 6.5755 | 0.05034 | 6.1276 | 0.0030102 | 6.5017 | 0.007508 | 6.6193 | 0.052092 | 5.494 | 0.50992 | 5.3817 | 0.00032252
6.5356 | 0.045208 | 6.1286 | 0.028019 | 6.693 | 0.010695 | 6.8071 | 0.018111 | 6.1303 | 0.015728 | 6.7827 | 0.0053347 | 6.5844 | 0.049053 | 6.1357 | 0.0027523 | 6.513 | 0.0068261 | 6.6283 | 0.050822 | 5.5007 | 0.50367 | 5.3904 | 0.00020562
6.5444 | 0.04327 | 6.1384 | 0.027055 | 6.7045 | 0.010347 | 6.8165 | 0.017662 | 6.1402 | 0.01675 | 6.7946 | 0.0049131 | 6.5932 | 0.047727 | 6.1438 | 0.002524 | 6.5243 | 0.006249 | 6.6372 | 0.049596 | 5.5075 | 0.49687 | 5.3992 | 0.0001239
6.5531 | 0.041347 | 6.1482 | 0.025786 | 6.7161 | 0.010044 | 6.8258 | 0.017243 | 6.1502 | 0.01776 | 6.8064 | 0.0044728 | 6.6021 | 0.046359 | 6.1519 | 0.0023322 | 6.5355 | 0.0057921 | 6.6462 | 0.048405 | 5.5142 | 0.48973 | 5.4079 | 7.0458e-05
6.5619 | 0.039455 | 6.1579 | 0.024368 | 6.7277 | 0.0098602 | 6.8352 | 0.016845 | 6.1602 | 0.018589 | 6.8182 | 0.0040039 | 6.6109 | 0.044953 | 6.16 | 0.002184 | 6.5468 | 0.0054532 | 6.6552 | 0.047229 | 5.5209 | 0.48247 | 5.4167 | 3.776e-05
6.5706 | 0.037612 | 6.1677 | 0.02299 | 6.7393 | 0.0098685 | 6.8445 | 0.016461 | 6.1702 | 0.019101 | 6.8301 | 0.0035171 | 6.6198 | 0.043516 | 6.1681 | 0.0020839 | 6.5581 | 0.0052148 | 6.6642 | 0.046055 | 5.5277 | 0.47533 | 5.4254 | 1.9066e-05
6.5793 | 0.035834 | 6.1775 | 0.021831 | 6.7509 | 0.010116 | 6.8539 | 0.016085 | 6.1802 | 0.019235 | 6.8419 | 0.0030412 | 6.6286 | 0.042055 | 6.1762 | 0.0020337 | 6.5694 | 0.0050482 | 6.6731 | 0.04487 | 5.5344 | 0.46849 | 5.4342 | 9.1175e-06
6.5881 | 0.034146 | 6.1873 | 0.021031 | 6.7625 | 0.010603 | 6.8632 | 0.01571 | 6.1901 | 0.019018 | 6.8538 | 0.0026144 | 6.6375 | 0.04059 | 6.1843 | 0.0020313 | 6.5806 | 0.0049195 | 6.6821 | 0.043661 | 5.5411 | 0.46216 | 5.4429 | 4.281e-06
6.5968 | 0.032553 | 6.197 | 0.02066 | 6.7741 | 0.01127 | 6.8726 | 0.015335 | 6.2001 | 0.018557 | 6.8656 | 0.0022734 | 6.6463 | 0.039134 | 6.1924 | 0.0020708 | 6.5919 | 0.0047954 | 6.6911 | 0.04242 | 5.5479 | 0.45646 | 5.4517 | 2.3539e-06
6.6056 | 0.031063 | 6.2068 | 0.020703 | 6.7857 | 0.011999 | 6.8819 | 0.014957 | 6.2101 | 0.018004 | 6.8774 | 0.0020463 | 6.6552 | 0.037705 | 6.2005 | 0.0021434 | 6.6032 | 0.0046488 | 6.7 | 0.041139 | 5.5546 | 0.45148 | 5.4604 | 2.2637e-06
6.6143 | 0.029681 | 6.2166 | 0.021071 | 6.7973 | 0.012639 | 6.8913 | 0.014576 | 6.2201 | 0.017515 | 6.8893 | 0.0019494 | 6.6641 | 0.036317 | 6.2086 | 0.0022381 | 6.6145 | 0.0044625 | 6.709 | 0.039813 | 5.5613 | 0.44724 | 5.4692 | 3.8235e-06
6.623 | 0.028411 | 6.2264 | 0.021583 | 6.8089 | 0.01304 | 6.9006 | 0.014196 | 6.23 | 0.017206 | 6.9011 | 0.0019935 | 6.6729 | 0.034984 | 6.2167 | 0.0023428 | 6.6257 | 0.0042294 | 6.718 | 0.038441 | 5.5681 | 0.44369 | 5.4779 | 7.6131e-06
6.6318 | 0.027252 | 6.2361 | 0.022066 | 6.8205 | 0.013085 | 6.9099 | 0.013818 | 6.24 | 0.017143 | 6.913 | 0.0021674 | 6.6818 | 0.033719 | 6.2247 | 0.0024449 | 6.637 | 0.0039505 | 6.727 | 0.037021 | 5.5748 | 0.44073 | 5.4866 | 1.5141e-05
6.6405 | 0.026202 | 6.2459 | 0.022362 | 6.8321 | 0.012726 | 6.9193 | 0.013445 | 6.25 | 0.0173 | 6.9248 | 0.002448 | 6.6906 | 0.032532 | 6.2328 | 0.0025323 | 6.6483 | 0.0036303 | 6.7359 | 0.035563 | 5.5815 | 0.43822 | 5.4954 | 2.8982e-05
6.6493 | 0.025257 | 6.2557 | 0.022354 | 6.8437 | 0.011991 | 6.9286 | 0.01308 | 6.26 | 0.017588 | 6.9366 | 0.0028002 | 6.6995 | 0.03143 | 6.2409 | 0.0025964 | 6.6595 | 0.0032731 | 6.7449 | 0.034077 | 5.5883 | 0.4359 | 5.5041 | 5.2067e-05
6.658 | 0.02441 | 6.2654 | 0.021984 | 6.8553 | 0.010975 | 6.938 | 0.012722 | 6.2699 | 0.017887 | 6.9485 | 0.0031751 | 6.7083 | 0.030423 | 6.249 | 0.0026309 | 6.6708 | 0.0028821 | 6.7539 | 0.032575 | 5.595 | 0.43357 | 5.5129 | 8.7778e-05
6.6667 | 0.023655 | 6.2752 | 0.021251 | 6.8669 | 0.0098155 | 6.9473 | 0.01237 | 6.2799 | 0.018065 | 6.9603 | 0.0035158 | 6.7172 | 0.029508 | 6.2571 | 0.0026314 | 6.6821 | 0.0024622 | 6.7628 | 0.031071 | 5.6017 | 0.43102 | 5.5216 | 0.00013896
6.6755 | 0.022993 | 6.285 | 0.020207 | 6.8785 | 0.0086622 | 6.9567 | 0.012021 | 6.2899 | 0.018013 | 6.9722 | 0.0037669 | 6.7261 | 0.028675 | 6.2652 | 0.0025958 | 6.6934 | 0.0020248 | 6.7718 | 0.029579 | 5.6084 | 0.42808 | 5.5304 | 0.00020677
6.6842 | 0.022403 | 6.2948 | 0.018943 | 6.8901 | 0.0076326 | 6.966 | 0.011669 | 6.2999 | 0.017659 | 6.984 | 0.003885 | 6.7349 | 0.027916 | 6.2733 | 0.0025242 | 6.7046 | 0.001592 | 6.7808 | 0.028115 | 5.6152 | 0.4246 | 5.5391 | 0.0002894
6.6929 | 0.021877 | 6.3045 | 0.017569 | 6.9017 | 0.0067829 | 6.9754 | 0.011307 | 6.3098 | 0.016996 | 6.9958 | 0.0038465 | 6.7438 | 0.027221 | 6.2814 | 0.0024184 | 6.7159 | 0.0011893 | 6.7898 | 0.026693 | 5.6219 | 0.42047 | 5.5479 | 0.00038133
6.7017 | 0.021407 | 6.3143 | 0.016197 | 6.9133 | 0.0061164 | 6.9847 | 0.010929 | 6.3198 | 0.01607 | 7.0077 | 0.0036516 | 6.7526 | 0.026577 | 6.2895 | 0.0022818 | 6.7272 | 0.00083967 | 6.7987 | 0.025331 | 5.6286 | 0.41561 | 5.5566 | 0.00047333
6.7104 | 0.020982 | 6.3241 | 0.014935 | 6.9249 | 0.0055959 | 6.9941 | 0.010528 | 6.3298 | 0.014974 | 7.0195 | 0.0033214 | 6.7615 | 0.025971 | 6.2976 | 0.0021194 | 6.7385 | 0.00055792 | 6.8077 | 0.02405 | 5.6354 | 0.40998 | 5.5654 | 0.00055375
6.7192 | 0.020594 | 6.3339 | 0.013874 | 6.9365 | 0.0051643 | 7.0034 | 0.010096 | 6.3398 | 0.013821 | 7.0314 | 0.0028924 | 6.7703 | 0.025391 | 6.3057 | 0.0019373 | 6.7497 | 0.00034766 | 6.8167 | 0.022864 | 5.6421 | 0.40359 | 5.5741 | 0.00061074
6.7279 | 0.020232 | 6.3436 | 0.013078 | 6.9481 | 0.0047686 | 7.0128 | 0.0096264 | 6.3498 | 0.012712 | 7.0432 | 0.0024089 | 6.7792 | 0.024822 | 6.3138 | 0.001742 | 6.761 | 0.00020258 | 6.8257 | 0.021782 | 5.6488 | 0.39643 | 5.5828 | 0.00063506
6.7366 | 0.019885 | 6.3534 | 0.01258 | 6.9597 | 0.0043785 | 7.0221 | 0.0091183 | 6.3597 | 0.011718 | 7.055 | 0.0019153 | 6.7881 | 0.024253 | 6.3219 | 0.0015408 | 6.7723 | 0.00011009 | 6.8346 | 0.020811 | 5.6556 | 0.38855 | 5.5916 | 0.00062245
6.7454 | 0.019541 | 6.3632 | 0.012369 | 6.9713 | 0.0039975 | 7.0315 | 0.0085744 | 6.3697 | 0.010874 | 7.0669 | 0.001451 | 6.7969 | 0.023671 | 6.33 | 0.0013414 | 6.7836 | 5.5679e-05 | 6.8436 | 0.019959 | 5.6623 | 0.38009 | 5.6003 | 0.00057484
6.7541 | 0.01919 | 6.3729 | 0.012391 | 6.9829 | 0.0036607 | 7.0408 | 0.0079989 | 6.3797 | 0.010174 | 7.0787 | 0.0010457 | 6.8058 | 0.023071 | 6.338 | 0.001151 | 6.7948 | 2.6172e-05 | 6.8526 | 0.019229 | 5.669 | 0.37111 | 5.6091 | 0.00049988
6.7629 | 0.018814 | 6.3827 | 0.012548 | 6.9945 | 0.003423 | 7.0501 | 0.0073982 | 6.3897 | 0.0095901 | 7.0906 | 0.00071766 | 6.8146 | 0.022447 | 6.3461 | 0.00097547 | 6.8061 | 1.1483e-05 | 6.8615 | 0.018622 | 5.6758 | 0.36168 | 5.6178 | 0.00040903
6.7716 | 0.018405 | 6.3925 | 0.012712 | 7.0061 | 0.0033383 | 7.0595 | 0.0067804 | 6.3996 | 0.0090764 | 7.1024 | 0.00047427 | 6.8235 | 0.021799 | 6.3542 | 0.00081979 | 6.8174 | 4.906e-06 | 6.8705 | 0.018135 | 5.6825 | 0.35189 | 5.6266 | 0.00031466
6.7803 | 0.017954 | 6.4023 | 0.012762 | 7.0177 | 0.0034369 | 7.0688 | 0.006155 | 6.4096 | 0.0085829 | 7.1143 | 0.00031603 | 6.8323 | 0.021129 | 6.3623 | 0.00068775 | 6.8286 | 2.6101e-06 | 6.8795 | 0.017761 | 5.6892 | 0.34178 | 5.6353 | 0.0002279
6.7891 | 0.017456 | 6.412 | 0.012623 | 7.0293 | 0.0037082 | 7.0782 | 0.0055317 | 6.4196 | 0.0080624 | 7.1261 | 0.0002361 | 6.8412 | 0.020437 | 6.3704 | 0.00058193 | 6.8399 | 2.9199e-06 | 6.8885 | 0.017494 | 5.696 | 0.33139 | 5.6441 | 0.00015596
6.7978 | 0.016908 | 6.4218 | 0.012269 | 7.0408 | 0.004095 | 7.0875 | 0.0049203 | 6.4296 | 0.0074789 | 7.1379 | 0.00022459 | 6.85 | 0.01973 | 6.3785 | 0.00050346 | 6.8512 | 5.7751e-06 | 6.8974 | 0.017321 | 5.7027 | 0.32076 | 5.6528 | 0.00010077
6.8065 | 0.016308 | 6.4316 | 0.011728 | 7.0524 | 0.0045024 | 7.0969 | 0.0043299 | 6.4395 | 0.0068243 | 7.1498 | 0.00027674 | 6.8589 | 0.019012 | 6.3866 | 0.00045199 | 6.8625 | 1.2518e-05 | 6.9064 | 0.017213 | 5.7094 | 0.30991 | 5.6616 | 6.1471e-05
6.8153 | 0.015662 | 6.4414 | 0.011058 | 7.064 | 0.0048202 | 7.1062 | 0.0037683 | 6.4495 | 0.006111 | 7.1616 | 0.00039048 | 6.8678 | 0.018289 | 6.3947 | 0.00042564 | 6.8737 | 2.5948e-05 | 6.9154 | 0.017151 | 5.7162 | 0.29886 | 5.6703 | 3.5379e-05
6.824 | 0.014974 | 6.4511 | 0.010329 | 7.0756 | 0.0049507 | 7.1156 | 0.0032465 | 6.4595 | 0.0053674 | 7.1735 | 0.00056498 | 6.8766 | 0.017569 | 6.4028 | 0.00042112 | 6.885 | 5.0429e-05 | 6.9243 | 0.017112 | 5.7229 | 0.28762 | 5.679 | 1.9197e-05
6.8328 | 0.014255 | 6.4609 | 0.0095981 | 7.0872 | 0.004833 | 7.1249 | 0.0027664 | 6.4695 | 0.0046283 | 7.1853 | 0.00079755 | 6.8855 | 0.016857 | 6.4109 | 0.00043395 | 6.8963 | 9.174e-05 | 6.9333 | 0.017075 | 5.7296 | 0.27624 | 5.6878 | 9.8109e-06
6.8415 | 0.013516 | 6.4707 | 0.0088964 | 7.0988 | 0.004453 | 7.1343 | 0.0023302 | 6.4794 | 0.0039259 | 7.1971 | 0.0010801 | 6.8943 | 0.016158 | 6.419 | 0.00045889 | 6.9076 | 0.00015797 | 6.9423 | 0.017019 | 5.7364 | 0.26478 | 5.6965 | 4.7175e-06
6.8502 | 0.01277 | 6.4804 | 0.0082297 | 7.1104 | 0.0038786 | 7.1436 | 0.0019393 | 6.4894 | 0.0032843 | 7.209 | 0.0013955 | 6.9032 | 0.015474 | 6.4271 | 0.00049042 | 6.9188 | 0.00025288 | 6.9513 | 0.016922 | 5.7431 | 0.25329 | 5.7053 | 2.1318e-06
6.859 | 0.012033 | 6.4902 | 0.0075863 | 7.122 | 0.003197 | 7.153 | 0.0015937 | 6.4994 | 0.0027185 | 7.2208 | 0.0017162 | 6.912 | 0.014808 | 6.4352 | 0.00052294 | 6.9301 | 0.00037697 | 6.9602 | 0.016767 | 5.7498 | 0.24184 | 5.714 | 9.0435e-07
6.8677 | 0.011315 | 6.5 | 0.0069509 | 7.1336 | 0.0025047 | 7.1623 | 0.0012926 | 6.5094 | 0.0022358 | 7.2327 | 0.0020048 | 6.9209 | 0.014159 | 6.4433 | 0.00055266 | 6.9414 | 0.00052425 | 6.9692 | 0.016537 | 5.7565 | 0.23051 | 5.7228 | 3.5978e-07
6.8765 | 0.010627 | 6.5098 | 0.0063163 | 7.1452 | 0.0018859 | 7.1717 | 0.0010339 | 6.5193 | 0.0018374 | 7.2445 | 0.0022201 | 6.9298 | 0.013527 | 6.4513 | 0.00057814 | 6.9527 | 0.00068138 | 6.9782 | 0.016213 | 5.7633 | 0.21937 | 5.7315 | 1.341e-07
6.8852 | 0.0099753 | 6.5195 | 0.0056917 | 7.1568 | 0.0013982 | 7.181 | 0.00081506 | 6.5293 | 0.001519 | 7.2563 | 0.0023249 | 6.9386 | 0.012911 | 6.4594 | 0.00060032 | 6.9639 | 0.00082902 | 6.9871 | 0.015798 | 5.77 | 0.20848 | 5.7403 | 4.6811e-08
6.8939 | 0.0093659 | 6.5293 | 0.0051031 | 7.1684 | 0.001068 | 7.1903 | 0.00063289 | 6.5393 | 0.0012704 | 7.2682 | 0.0022967 | 6.9475 | 0.012306 | 6.4675 | 0.00062251 | 6.9752 | 0.0009455 | 6.9961 | 0.015293 | 5.7767 | 0.19791 | 5.749 | 1.5357e-08
6.9027 | 0.0088012 | 6.5391 | 0.0045874 | 7.18 | 0.00089249 | 7.1997 | 0.00048387 | 6.5493 | 0.001077 | 7.28 | 0.0021348 | 6.9563 | 0.011712 | 6.4756 | 0.00065023 | 6.9865 | 0.0010119 | 7.0051 | 0.014702 | 5.7835 | 0.18769 | 5.7578 | 4.9765e-09
6.9114 | 0.0082815 | 6.5489 | 0.0041813 | 7.1916 | 0.0008478 | 7.209 | 0.00036501 | 6.5593 | 0.00092262 | 7.2919 | 0.0018625 | 6.9652 | 0.011124 | 6.4837 | 0.00069062 | 6.9977 | 0.0010167 | 7.0141 | 0.014033 | 5.7902 | 0.17782 | 5.7665 | 2.4216e-09
6.9201 | 0.0078052 | 6.5586 | 0.0039074 | 7.2032 | 0.00089858 | 7.2184 | 0.00027343 | 6.5692 | 0.00079427 | 7.3037 | 0.0015215 | 6.974 | 0.010539 | 6.4918 | 0.00075177 | 7.009 | 0.00095946 | 7.023 | 0.013297 | 5.7969 | 0.16833 | 5.7753 | 3.8896e-09
6.9289 | 0.0073712 | 6.5684 | 0.0037682 | 7.2148 | 0.0010073 | 7.2277 | 0.00020307 | 6.5792 | 0.00068585 | 7.3155 | 0.0011616 | 6.9829 | 0.0099562 | 6.4999 | 0.00084174 | 7.0203 | 0.00085006 | 7.032 | 0.012507 | 5.8037 | 0.15913 | 5.784 | 1.1616e-08
6.9376 | 0.006973 | 6.5782 | 0.0037187 | 7.2264 | 0.0011417 | 7.2371 | 0.00015072 | 6.5892 | 0.00059897 | 7.3274 | 0.00082826 | 6.9918 | 0.0093743 | 6.508 | 0.00096771 | 7.0316 | 0.00070665 | 7.041 | 0.011677 | 5.8104 | 0.15016 | 5.7927 | 3.6194e-08
6.9464 | 0.006603 | 6.5879 | 0.0036986 | 7.238 | 0.0012789 | 7.2464 | 0.00011353 | 6.5992 | 0.00054019 | 7.3392 | 0.00055581 | 7.0006 | 0.0087943 | 6.5161 | 0.001135 | 7.0428 | 0.00055068 | 7.05 | 0.010824 | 5.8171 | 0.14136 | 5.8015 | 1.0618e-07
6.9551 | 0.0062558 | 6.5977 | 0.0036438 | 7.2496 | 0.001408 | 7.2558 | 8.9078e-05 | 6.6091 | 0.00051753 | 7.3511 | 0.00035396 | 7.0095 | 0.008218 | 6.5242 | 0.0013463 | 7.0541 | 0.000402 | 7.0589 | 0.0099651 | 5.8239 | 0.13266 | 5.8102 | 2.916e-07
6.9638 | 0.0059259 | 6.6075 | 0.0035056 | 7.2612 | 0.0015281 | 7.2651 | 7.5366e-05 | 6.6191 | 0.00052812 | 7.3629 | 0.00022108 | 7.0183 | 0.0076484 | 6.5323 | 0.0016037 | 7.0654 | 0.00027525 | 7.0679 | 0.0091168 | 5.8306 | 0.12401 | 5.819 | 7.4962e-07
6.9726 | 0.0056088 | 6.6173 | 0.0032665 | 7.2728 | 0.0016459 | 7.2745 | 7.0798e-05 | 6.6291 | 0.00056173 | 7.3747 | 0.00014908 | 7.0272 | 0.0070893 | 6.5404 | 0.0018999 | 7.0767 | 0.00017846 | 7.0769 | 0.008292 | 5.8373 | 0.11537 | 5.8277 | 1.8052e-06
6.9813 | 0.0053003 | 6.627 | 0.0029467 | 7.2844 | 0.0017707 | 7.2838 | 7.4127e-05 | 6.6391 | 0.00060171 | 7.3866 | 0.00012898 | 7.036 | 0.006546 | 6.5485 | 0.002225 | 7.0879 | 0.00011403 | 7.0858 | 0.0075009 | 5.8441 | 0.10674 | 5.8365 | 4.0754e-06
6.9901 | 0.0049973 | 6.6368 | 0.0025979 | 7.296 | 0.0019105 | 7.2932 | 8.4378e-05 | 6.649 | 0.00062998 | 7.3984 | 0.00015421 | 7.0449 | 0.0060249 | 6.5565 | 0.002567 | 7.0992 | 8.1397e-05 | 7.0948 | 0.0067519 | 5.8508 | 0.098111 | 5.8452 | 8.6336e-06
6.9988 | 0.0046972 | 6.6466 | 0.0022878 | 7.3076 | 0.0020679 | 7.3025 | 0.00010075 | 6.659 | 0.00063293 | 7.4103 | 0.0002211 | 7.0537 | 0.0055287 | 6.5646 | 0.0029111 | 7.1105 | 8.0538e-05 | 7.1038 | 0.0060511 | 5.8575 | 0.089524 | 5.854 | 1.7179e-05
7.0075 | 0.0043986 | 6.6564 | 0.0020792 | 7.3192 | 0.0022363 | 7.3119 | 0.00012282 | 6.669 | 0.00060585 | 7.4221 | 0.00032721 | 7.0626 | 0.0050609 | 6.5727 | 0.0032413 | 7.1218 | 0.00011536 | 7.1128 | 0.0054023 | 5.8643 | 0.08104 | 5.8627 | 3.2138e-05
7.0163 | 0.0041008 | 6.6661 | 0.0020111 | 7.3308 | 0.002399 | 7.3212 | 0.0001495 | 6.679 | 0.00055441 | 7.4339 | 0.00046863 | 7.0715 | 0.0046238 | 6.5808 | 0.0035406 | 7.133 | 0.00019035 | 7.1217 | 0.0048074 | 5.871 | 0.072748 | 5.8715 | 5.6581e-05
7.025 | 0.0038041 | 6.6759 | 0.0020868 | 7.3424 | 0.002534 | 7.3306 | 0.00017955 | 6.6889 | 0.00049265 | 7.4458 | 0.00063742 | 7.0803 | 0.0042186 | 6.5889 | 0.0037927 | 7.1443 | 0.0003125 | 7.1307 | 0.0042667 | 5.8777 | 0.064721 | 5.8802 | 9.3832e-05
7.0337 | 0.0035093 | 6.6857 | 0.0022727 | 7.354 | 0.0026181 | 7.3399 | 0.00021175 | 6.6989 | 0.00043845 | 7.4576 | 0.00082033 | 7.0892 | 0.0038454 | 6.597 | 0.0039829 | 7.1556 | 0.0004855 | 7.1397 | 0.0037846 | 5.8845 | 0.057042 | 5.8889 | 0.00014668
7.0425 | 0.0032179 | 6.6954 | 0.0025072 | 7.3655 | 0.0026321 | 7.3492 | 0.00024467 | 6.7089 | 0.00040782 | 7.4695 | 0.00099939 | 7.098 | 0.0035033 | 6.6051 | 0.0040995 | 7.1669 | 0.00070474 | 7.1486 | 0.0033522 | 5.8912 | 0.049784 | 5.8977 | 0.00021627
7.0512 | 0.0029315 | 6.7052 | 0.0027169 | 7.3771 | 0.002566 | 7.3586 | 0.00027671 | 6.7189 | 0.00041004 | 7.4813 | 0.0011543 | 7.1069 | 0.0031902 | 6.6132 | 0.0041345 | 7.1781 | 0.00095352 | 7.1576 | 0.0029647 | 5.8979 | 0.043011 | 5.9064 | 0.00030082
7.06 | 0.0026521 | 6.715 | 0.0028362 | 7.3887 | 0.0024212 | 7.3679 | 0.00030619 | 6.7289 | 0.00044465 | 7.4932 | 0.0012657 | 7.1157 | 0.0029037 | 6.6213 | 0.0040845 | 7.1894 | 0.0012027 | 7.1666 | 0.0026182 | 5.9046 | 0.036771 | 5.9152 | 0.00039473
7.0687 | 0.0023817 | 6.7248 | 0.0028226 | 7.4003 | 0.0022097 | 7.3773 | 0.00033143 | 6.7388 | 0.00050134 | 7.505 | 0.0013193 | 7.1246 | 0.0026428 | 6.6294 | 0.00395 | 7.2007 | 0.0014151 | 7.1756 | 0.0023084 | 5.9114 | 0.031098 | 5.9239 | 0.00048848
7.0774 | 0.0021223 | 6.7345 | 0.0026656 | 7.4119 | 0.0019501 | 7.3866 | 0.0003509 | 6.7488 | 0.00056267 | 7.5168 | 0.0013078 | 7.1335 | 0.0024009 | 6.6375 | 0.0037332 | 7.2119 | 0.0015542 | 7.1845 | 0.0020312 | 5.9181 | 0.026007 | 5.9327 | 0.00056824
7.0862 | 0.0018755 | 6.7443 | 0.0023807 | 7.4235 | 0.0016637 | 7.396 | 0.00036336 | 6.7588 | 0.00060887 | 7.5287 | 0.0012328 | 7.1423 | 0.0021752 | 6.6456 | 0.0034529 | 7.2232 | 0.0015937 | 7.1935 | 0.0017829 | 5.9248 | 0.0215 | 5.9414 | 0.00062143
7.0949 | 0.0016431 | 6.7541 | 0.0020169 | 7.4351 | 0.0013707 | 7.4053 | 0.00036793 | 6.7688 | 0.00062358 | 7.5405 | 0.0011042 | 7.1512 | 0.0019631 | 6.6537 | 0.0031242 | 7.2345 | 0.001526 | 7.2025 | 0.0015599 | 5.9316 | 0.017563 | 5.9502 | 0.00063957

## FM 3.23
|  | Consumer Power | [5 empty] | Gone Green | [5 empty] | Slow Progression | [5 empty] | No Progression
A |  | B |  | C |  | A |  | B |  | C |  | A |  | B |  | C |  | A |  | B |  | C
Containment time (s) |  | Containment time (s) |  | Containment time (s) |  | Containment time (s) |  | Containment time (s) |  | Containment time (s) |  | Containment time (s) |  | Containment time (s) |  | Containment time (s) |  | Containment time (s) |  | Containment time (s) |  | Containment time (s)
1.8369 | 0.0030925 | 1.7603 | 0.012627 | 1.6723 | 0.0016759 | 1.8393 | 0.0068667 | 1.6708 | 0.001342 | 1.6283 | 0.0015535 | 2.7025 | 0.004231 | 2.5183 | 0.0018522 | 2.5183 | 0.0022858 | 2.6237 | 0.003051 | 2.4916 | 0.0025193 | 2.4916 | 0.0025112
1.8475 | 0.0041961 | 1.77 | 0.018318 | 1.6799 | 0.0022212 | 1.8499 | 0.0088976 | 1.6808 | 0.0017129 | 1.6364 | 0.0018291 | 2.7104 | 0.0049471 | 2.5264 | 0.0022026 | 2.5251 | 0.0027476 | 2.6309 | 0.0032987 | 2.4983 | 0.0028166 | 2.4983 | 0.0028096
1.858 | 0.0056436 | 1.7798 | 0.025947 | 1.6875 | 0.0030658 | 1.8605 | 0.011379 | 1.6908 | 0.0022422 | 1.6445 | 0.0021034 | 2.7182 | 0.0057649 | 2.5345 | 0.0026202 | 2.5318 | 0.003304 | 2.6382 | 0.0035398 | 2.505 | 0.0031328 | 2.505 | 0.0031279
1.8686 | 0.0075099 | 1.7896 | 0.035992 | 1.6951 | 0.0044047 | 1.8712 | 0.014367 | 1.7007 | 0.0030374 | 1.6526 | 0.0023946 | 2.7261 | 0.0067121 | 2.5425 | 0.0031284 | 2.5386 | 0.0039762 | 2.6454 | 0.0037753 | 2.5118 | 0.0034741 | 2.5118 | 0.0034731
1.8791 | 0.0098702 | 1.7994 | 0.048671 | 1.7027 | 0.0064813 | 1.8818 | 0.017912 | 1.7107 | 0.0042387 | 1.6607 | 0.0027462 | 2.7339 | 0.0077929 | 2.5506 | 0.0037704 | 2.5454 | 0.0047877 | 2.6526 | 0.0040094 | 2.5185 | 0.0038496 | 2.5185 | 0.0038547
1.8897 | 0.012795 | 1.8091 | 0.064175 | 1.7103 | 0.009556 | 1.8925 | 0.022059 | 1.7207 | 0.0060087 | 1.6688 | 0.0032344 | 2.7418 | 0.0090187 | 2.5587 | 0.0045785 | 2.5522 | 0.0057691 | 2.6599 | 0.0042482 | 2.5252 | 0.0042705 | 2.5252 | 0.004285
1.9003 | 0.016344 | 1.8189 | 0.082522 | 1.718 | 0.013863 | 1.9031 | 0.026866 | 1.7307 | 0.0085185 | 1.6768 | 0.0039721 | 2.7497 | 0.010403 | 2.5668 | 0.0055928 | 2.559 | 0.0069611 | 2.6671 | 0.0044993 | 2.532 | 0.0047507 | 2.532 | 0.0047791
1.9108 | 0.020565 | 1.8287 | 0.10355 | 1.7256 | 0.019565 | 1.9137 | 0.032393 | 1.7407 | 0.011937 | 1.6849 | 0.0051093 | 2.7575 | 0.01196 | 2.5749 | 0.0068566 | 2.5658 | 0.0083733 | 2.6743 | 0.0047723 | 2.5387 | 0.0053057 | 2.5387 | 0.0053541
1.9214 | 0.025487 | 1.8385 | 0.12693 | 1.7332 | 0.026718 | 1.9244 | 0.038612 | 1.7506 | 0.016425 | 1.693 | 0.0068297 | 2.7654 | 0.013701 | 2.583 | 0.008411 | 2.5726 | 0.010025 | 2.6815 | 0.0050788 | 2.5454 | 0.0059525 | 2.5454 | 0.0060292
1.9319 | 0.031127 | 1.8482 | 0.1523 | 1.7408 | 0.03527 | 1.935 | 0.045534 | 1.7606 | 0.022146 | 1.7011 | 0.0093431 | 2.7732 | 0.015641 | 2.5911 | 0.010292 | 2.5794 | 0.011932 | 2.6888 | 0.0054319 | 2.5522 | 0.006709 | 2.5522 | 0.0068248
1.9425 | 0.037546 | 1.858 | 0.17931 | 1.7484 | 0.045081 | 1.9457 | 0.053164 | 1.7706 | 0.029279 | 1.7092 | 0.012874 | 2.7811 | 0.017789 | 2.5992 | 0.012525 | 2.5861 | 0.014101 | 2.696 | 0.0058466 | 2.5589 | 0.0075933 | 2.5589 | 0.0077635
1.9531 | 0.044708 | 1.8678 | 0.2078 | 1.756 | 0.055972 | 1.9563 | 0.061505 | 1.7806 | 0.038044 | 1.7173 | 0.017644 | 2.789 | 0.020158 | 2.6073 | 0.015123 | 2.5929 | 0.016531 | 2.7032 | 0.0063395 | 2.5656 | 0.008633 | 2.5656 | 0.0088854
1.9636 | 0.052622 | 1.8775 | 0.23786 | 1.7636 | 0.067777 | 1.9669 | 0.070555 | 1.7905 | 0.048713 | 1.7254 | 0.023844 | 2.7968 | 0.022771 | 2.6154 | 0.018083 | 2.5997 | 0.019215 | 2.7104 | 0.0069282 | 2.5724 | 0.0098463 | 2.5724 | 0.010195
1.9742 | 0.061323 | 1.8873 | 0.26975 | 1.7712 | 0.080391 | 1.9776 | 0.080311 | 1.8005 | 0.061615 | 1.7335 | 0.03165 | 2.8047 | 0.02564 | 2.6235 | 0.021384 | 2.6065 | 0.022135 | 2.7177 | 0.0076447 | 2.5791 | 0.011239 | 2.5791 | 0.011709
1.9847 | 0.070865 | 1.8971 | 0.30389 | 1.7788 | 0.093805 | 1.9882 | 0.090762 | 1.8105 | 0.077114 | 1.7416 | 0.041098 | 2.8125 | 0.028754 | 2.6316 | 0.024987 | 2.6133 | 0.025267 | 2.7249 | 0.0085049 | 2.5858 | 0.012823 | 2.5858 | 0.013443
1.9953 | 0.081315 | 1.9069 | 0.34061 | 1.7864 | 0.10813 | 1.9989 | 0.10189 | 1.8205 | 0.095569 | 1.7497 | 0.05206 | 2.8204 | 0.032116 | 2.6397 | 0.028842 | 2.6201 | 0.028581 | 2.7321 | 0.0095237 | 2.5926 | 0.014606 | 2.5926 | 0.015409
2.0059 | 0.09274 | 1.9166 | 0.37999 | 1.794 | 0.1236 | 2.0095 | 0.11367 | 1.8304 | 0.11729 | 1.7578 | 0.064409 | 2.8282 | 0.035729 | 2.6477 | 0.032893 | 2.6269 | 0.032046 | 2.7394 | 0.010719 | 2.5993 | 0.016597 | 2.5993 | 0.017615
2.0164 | 0.10519 | 1.9264 | 0.4217 | 1.8016 | 0.1406 | 2.0201 | 0.12606 | 1.8404 | 0.14251 | 1.7659 | 0.078039 | 2.8361 | 0.039592 | 2.6558 | 0.037081 | 2.6337 | 0.035625 | 2.7466 | 0.012108 | 2.606 | 0.018798 | 2.606 | 0.020065
2.027 | 0.11868 | 1.9362 | 0.46493 | 1.8092 | 0.15965 | 2.0308 | 0.13903 | 1.8504 | 0.17154 | 1.774 | 0.092954 | 2.844 | 0.043702 | 2.6639 | 0.041353 | 2.6404 | 0.039274 | 2.7538 | 0.013706 | 2.6128 | 0.021211 | 2.6128 | 0.02276
2.0375 | 0.13316 | 1.946 | 0.50849 | 1.8168 | 0.18153 | 2.0414 | 0.15248 | 1.8604 | 0.20415 | 1.7821 | 0.10933 | 2.8518 | 0.048056 | 2.672 | 0.045694 | 2.6472 | 0.04297 | 2.761 | 0.015526 | 2.6195 | 0.023836 | 2.6195 | 0.025697
2.0481 | 0.14853 | 1.9557 | 0.55097 | 1.8244 | 0.20671 | 2.0521 | 0.1663 | 1.8703 | 0.24026 | 1.7902 | 0.12753 | 2.8597 | 0.052646 | 2.6801 | 0.050124 | 2.654 | 0.046694 | 2.7683 | 0.01758 | 2.6262 | 0.02667 | 2.6262 | 0.028867
2.0587 | 0.16458 | 1.9655 | 0.59078 | 1.832 | 0.23568 | 2.0627 | 0.18037 | 1.8803 | 0.27969 | 1.7983 | 0.14802 | 2.8675 | 0.057465 | 2.6882 | 0.054697 | 2.6608 | 0.050443 | 2.7755 | 0.019878 | 2.633 | 0.029708 | 2.633 | 0.032269
2.0692 | 0.18106 | 1.9753 | 0.62686 | 1.8396 | 0.2687 | 2.0733 | 0.19457 | 1.8903 | 0.3222 | 1.8064 | 0.17133 | 2.8754 | 0.062524 | 2.6963 | 0.059509 | 2.6676 | 0.054223 | 2.7827 | 0.02243 | 2.6397 | 0.032963 | 2.6397 | 0.035893
2.0798 | 0.19768 | 1.985 | 0.65848 | 1.8472 | 0.30577 | 2.084 | 0.20877 | 1.9003 | 0.36738 | 1.8145 | 0.19789 | 2.8833 | 0.06778 | 2.7044 | 0.064688 | 2.6744 | 0.058056 | 2.7899 | 0.025284 | 2.6464 | 0.036409 | 2.6464 | 0.039707
2.0903 | 0.21408 | 1.9948 | 0.6853 | 1.8549 | 0.34666 | 2.0946 | 0.22285 | 1.9103 | 0.41458 | 1.8226 | 0.22797 | 2.8911 | 0.073214 | 2.7125 | 0.070388 | 2.6812 | 0.061974 | 2.7972 | 0.028419 | 2.6532 | 0.04004 | 2.6532 | 0.043698
2.1009 | 0.23001 | 2.0046 | 0.70733 | 1.8625 | 0.39093 | 2.1053 | 0.23669 | 1.9202 | 0.46285 | 1.8307 | 0.26164 | 2.899 | 0.078807 | 2.7206 | 0.076782 | 2.688 | 0.066027 | 2.8044 | 0.031852 | 2.6599 | 0.043853 | 2.6599 | 0.047853
2.1115 | 0.24528 | 2.0144 | 0.72487 | 1.8701 | 0.43808 | 2.1159 | 0.25019 | 1.9302 | 0.51087 | 1.8388 | 0.29882 | 2.9068 | 0.084535 | 2.7287 | 0.08404 | 2.6947 | 0.070271 | 2.8116 | 0.035601 | 2.6666 | 0.047849 | 2.6666 | 0.052168
2.122 | 0.2598 | 2.0241 | 0.7384 | 1.8777 | 0.48771 | 2.1265 | 0.26324 | 1.9402 | 0.55709 | 1.8469 | 0.33931 | 2.9147 | 0.090373 | 2.7368 | 0.092326 | 2.7015 | 0.074793 | 2.8189 | 0.039689 | 2.6733 | 0.052036 | 2.6733 | 0.056643
2.1326 | 0.27354 | 2.0339 | 0.74846 | 1.8853 | 0.53953 | 2.1372 | 0.27577 | 1.9502 | 0.59981 | 1.855 | 0.38294 | 2.9226 | 0.096292 | 2.7449 | 0.10177 | 2.7083 | 0.079688 | 2.8261 | 0.04414 | 2.6801 | 0.056432 | 2.6801 | 0.061288
2.1431 | 0.28656 | 2.0437 | 0.75547 | 1.8929 | 0.59342 | 2.1478 | 0.28772 | 1.9601 | 0.63751 | 1.8631 | 0.42958 | 2.9304 | 0.10226 | 2.753 | 0.11256 | 2.7151 | 0.085022 | 2.8333 | 0.04898 | 2.6868 | 0.061064 | 2.6868 | 0.066124
2.1537 | 0.29891 | 2.0535 | 0.75965 | 1.9005 | 0.6493 | 2.1585 | 0.299 | 1.9701 | 0.66911 | 1.8712 | 0.47919 | 2.9383 | 0.10826 | 2.761 | 0.1247 | 2.7219 | 0.090879 | 2.8405 | 0.054234 | 2.6935 | 0.065967 | 2.6935 | 0.071186
2.1643 | 0.31064 | 2.0632 | 0.76098 | 1.9081 | 0.70692 | 2.1691 | 0.30957 | 1.9801 | 0.69415 | 1.8793 | 0.53171 | 2.9461 | 0.11423 | 2.7691 | 0.13813 | 2.7287 | 0.097337 | 2.8478 | 0.059923 | 2.7003 | 0.071193 | 2.7003 | 0.076519
2.1748 | 0.32177 | 2.073 | 0.75926 | 1.9157 | 0.76569 | 2.1797 | 0.31945 | 1.9901 | 0.71293 | 1.8874 | 0.58711 | 2.954 | 0.12017 | 2.7772 | 0.15279 | 2.7355 | 0.10447 | 2.855 | 0.066077 | 2.707 | 0.076815 | 2.707 | 0.082219
2.1854 | 0.33228 | 2.0828 | 0.75428 | 1.9233 | 0.82453 | 2.1904 | 0.3286 | 2 | 0.7264 | 1.8955 | 0.64487 | 2.9618 | 0.12603 | 2.7853 | 0.16858 | 2.7423 | 0.11235 | 2.8622 | 0.07273 | 2.7137 | 0.082949 | 2.7137 | 0.088359
2.196 | 0.3421 | 2.0925 | 0.74596 | 1.9309 | 0.88192 | 2.201 | 0.33702 | 2.01 | 0.73586 | 1.9036 | 0.70428 | 2.9697 | 0.1318 | 2.7934 | 0.18538 | 2.749 | 0.12104 | 2.8694 | 0.079826 | 2.7205 | 0.089645 | 2.7205 | 0.095015
2.2065 | 0.35113 | 2.1023 | 0.73445 | 1.9385 | 0.93605 | 2.2116 | 0.34467 | 2.02 | 0.74271 | 1.9117 | 0.76438 | 2.9776 | 0.13746 | 2.8015 | 0.20305 | 2.7558 | 0.13056 | 2.8767 | 0.087341 | 2.7272 | 0.096994 | 2.7272 | 0.10228
2.2171 | 0.35925 | 2.1121 | 0.72016 | 1.9461 | 0.98515 | 2.2223 | 0.35157 | 2.03 | 0.74798 | 1.9198 | 0.82391 | 2.9854 | 0.14303 | 2.8096 | 0.22146 | 2.7626 | 0.14096 | 2.8839 | 0.095238 | 2.7339 | 0.10508 | 2.7339 | 0.11025
2.2276 | 0.36633 | 2.1219 | 0.70365 | 1.9537 | 1.0275 | 2.2329 | 0.35768 | 2.0399 | 0.75231 | 1.9279 | 0.88135 | 2.9933 | 0.14848 | 2.8177 | 0.24052 | 2.7694 | 0.15225 | 2.8911 | 0.10347 | 2.7407 | 0.114 | 2.7407 | 0.11902
2.2382 | 0.37232 | 2.1316 | 0.6855 | 1.9613 | 1.0624 | 2.2436 | 0.36302 | 2.0499 | 0.75566 | 1.936 | 0.935 | 3.0011 | 0.15383 | 2.8258 | 0.26014 | 2.7762 | 0.16446 | 2.8984 | 0.11196 | 2.7474 | 0.12381 | 2.7474 | 0.12867
2.2488 | 0.37727 | 2.1414 | 0.66611 | 1.9689 | 1.0898 | 2.2542 | 0.36759 | 2.0599 | 0.75761 | 1.9441 | 0.98311 | 3.009 | 0.1591 | 2.8339 | 0.28028 | 2.783 | 0.17758 | 2.9056 | 0.12066 | 2.7541 | 0.13459 | 2.7541 | 0.13926
2.2593 | 0.38124 | 2.1512 | 0.64584 | 1.9765 | 1.11 | 2.2648 | 0.3714 | 2.0699 | 0.75756 | 1.9522 | 1.0241 | 3.0169 | 0.1643 | 2.842 | 0.30092 | 2.7898 | 0.19151 | 2.9128 | 0.12949 | 2.7609 | 0.14635 | 2.7609 | 0.15084
2.2699 | 0.38429 | 2.161 | 0.62489 | 1.9841 | 1.1233 | 2.2755 | 0.37449 | 2.0799 | 0.75494 | 1.9603 | 1.057 | 3.0247 | 0.16945 | 2.8501 | 0.32207 | 2.7965 | 0.20621 | 2.92 | 0.13837 | 2.7676 | 0.15912 | 2.7676 | 0.16343
2.2804 | 0.38653 | 2.1707 | 0.60358 | 1.9917 | 1.1299 | 2.2861 | 0.37686 | 2.0898 | 0.74933 | 1.9684 | 1.0813 | 3.0326 | 0.17458 | 2.8582 | 0.3438 | 2.8033 | 0.22164 | 2.9273 | 0.14723 | 2.7743 | 0.17288 | 2.7743 | 0.17702
2.291 | 0.38803 | 2.1805 | 0.58239 | 1.9994 | 1.13 | 2.2968 | 0.3786 | 2.0998 | 0.74053 | 1.9765 | 1.0972 | 3.0404 | 0.17969 | 2.8663 | 0.36604 | 2.8101 | 0.23776 | 2.9345 | 0.15598 | 2.7811 | 0.18763 | 2.7811 | 0.19166
2.3016 | 0.38887 | 2.1903 | 0.56202 | 2.007 | 1.1236 | 2.3074 | 0.37983 | 2.1098 | 0.72851 | 1.9846 | 1.1056 | 3.0483 | 0.18481 | 2.8743 | 0.38875 | 2.8169 | 0.25452 | 2.9417 | 0.16458 | 2.7878 | 0.20325 | 2.7878 | 0.20715
2.3121 | 0.38911 | 2.2 | 0.54326 | 2.0146 | 1.1111 | 2.318 | 0.38064 | 2.1198 | 0.71341 | 1.9927 | 1.1075 | 3.0562 | 0.18994 | 2.8824 | 0.41181 | 2.8237 | 0.27189 | 2.9489 | 0.17297 | 2.7945 | 0.21959 | 2.7945 | 0.22339
2.3227 | 0.38883 | 2.2098 | 0.52676 | 2.0222 | 1.0931 | 2.3287 | 0.38115 | 2.1297 | 0.69547 | 2.0008 | 1.1039 | 3.064 | 0.19509 | 2.8905 | 0.43506 | 2.8305 | 0.28985 | 2.9562 | 0.18113 | 2.8013 | 0.23652 | 2.8013 | 0.24023
2.3332 | 0.38809 | 2.2196 | 0.51291 | 2.0298 | 1.0708 | 2.3393 | 0.38149 | 2.1397 | 0.67506 | 2.0089 | 1.0956 | 3.0719 | 0.20025 | 2.8986 | 0.45826 | 2.8373 | 0.30838 | 2.9634 | 0.18903 | 2.808 | 0.2539 | 2.808 | 0.25754
2.3438 | 0.38699 | 2.2294 | 0.50166 | 2.0374 | 1.0457 | 2.35 | 0.38182 | 2.1497 | 0.65273 | 2.017 | 1.0828 | 3.0797 | 0.2054 | 2.9067 | 0.48111 | 2.8441 | 0.32747 | 2.9706 | 0.19666 | 2.8147 | 0.27158 | 2.8147 | 0.2752
2.3544 | 0.38566 | 2.2391 | 0.49265 | 2.045 | 1.0194 | 2.3606 | 0.38227 | 2.1597 | 0.62916 | 2.0251 | 1.066 | 3.0876 | 0.21055 | 2.9148 | 0.50327 | 2.8508 | 0.34712 | 2.9779 | 0.20401 | 2.8214 | 0.28944 | 2.8214 | 0.29306
2.3649 | 0.38427 | 2.2489 | 0.48525 | 2.0526 | 0.99334 | 2.3712 | 0.38302 | 2.1696 | 0.60517 | 2.0332 | 1.0452 | 3.0955 | 0.21566 | 2.9229 | 0.52436 | 2.8576 | 0.36728 | 2.9851 | 0.21109 | 2.8282 | 0.30736 | 2.8282 | 0.31102
2.3755 | 0.38301 | 2.2587 | 0.47879 | 2.0602 | 0.96837 | 2.3819 | 0.38419 | 2.1796 | 0.58165 | 2.0413 | 1.0211 | 3.1033 | 0.22072 | 2.931 | 0.544 | 2.8644 | 0.38787 | 2.9923 | 0.21789 | 2.8349 | 0.32524 | 2.8349 | 0.32897
2.386 | 0.3821 | 2.2685 | 0.47275 | 2.0678 | 0.94472 | 2.3925 | 0.38593 | 2.1896 | 0.55943 | 2.0494 | 0.99479 | 3.1112 | 0.22571 | 2.9391 | 0.56185 | 2.8712 | 0.4088 | 2.9995 | 0.22441 | 2.8416 | 0.34302 | 2.8416 | 0.34685
2.3966 | 0.38172 | 2.2782 | 0.46679 | 2.0754 | 0.92207 | 2.4032 | 0.38833 | 2.1996 | 0.53916 | 2.0575 | 0.96739 | 3.119 | 0.23061 | 2.9472 | 0.57758 | 2.878 | 0.42996 | 3.0068 | 0.23069 | 2.8484 | 0.36064 | 2.8484 | 0.3646
2.4072 | 0.38206 | 2.288 | 0.4608 | 2.083 | 0.89982 | 2.4138 | 0.39153 | 2.2095 | 0.52126 | 2.0656 | 0.94004 | 3.1269 | 0.23539 | 2.9553 | 0.59088 | 2.8848 | 0.45121 | 3.014 | 0.23675 | 2.8551 | 0.37803 | 2.8551 | 0.38215
2.4177 | 0.38326 | 2.2978 | 0.45482 | 2.0906 | 0.87728 | 2.4244 | 0.39552 | 2.2195 | 0.50587 | 2.0737 | 0.91364 | 3.1347 | 0.24003 | 2.9634 | 0.60155 | 2.8916 | 0.47235 | 3.0212 | 0.24259 | 2.8618 | 0.39518 | 2.8618 | 0.39948
2.4283 | 0.38543 | 2.3075 | 0.44898 | 2.0982 | 0.85394 | 2.4351 | 0.40026 | 2.2295 | 0.4928 | 2.0818 | 0.88872 | 3.1426 | 0.24453 | 2.9715 | 0.6097 | 2.8984 | 0.49319 | 3.0284 | 0.24823 | 2.8686 | 0.41205 | 2.8686 | 0.41656
2.4388 | 0.38865 | 2.3173 | 0.44343 | 2.1058 | 0.82971 | 2.4457 | 0.40567 | 2.2395 | 0.48186 | 2.0899 | 0.86535 | 3.1505 | 0.24886 | 2.9796 | 0.61542 | 2.9051 | 0.5135 | 3.0357 | 0.25367 | 2.8753 | 0.42861 | 2.8753 | 0.43332
2.4494 | 0.39294 | 2.3271 | 0.43828 | 2.1134 | 0.80482 | 2.4564 | 0.41164 | 2.2495 | 0.4729 | 2.098 | 0.84323 | 3.1583 | 0.25302 | 2.9876 | 0.61886 | 2.9119 | 0.53304 | 3.0429 | 0.2589 | 2.882 | 0.44477 | 2.882 | 0.44967
2.46 | 0.39828 | 2.3369 | 0.4336 | 2.121 | 0.77975 | 2.467 | 0.41804 | 2.2594 | 0.46581 | 2.1061 | 0.82177 | 3.1662 | 0.25696 | 2.9957 | 0.62021 | 2.9187 | 0.55155 | 3.0501 | 0.26391 | 2.8888 | 0.46044 | 2.8888 | 0.46552
2.4705 | 0.4046 | 2.3466 | 0.4294 | 2.1286 | 0.75515 | 2.4776 | 0.42469 | 2.2694 | 0.46048 | 2.1142 | 0.8003 | 3.174 | 0.2607 | 3.0038 | 0.61972 | 2.9255 | 0.56867 | 3.0574 | 0.26869 | 2.8955 | 0.47549 | 2.8955 | 0.48072
2.4811 | 0.41176 | 2.3564 | 0.42568 | 2.1363 | 0.73162 | 2.4883 | 0.43143 | 2.2794 | 0.45673 | 2.1223 | 0.77827 | 3.1819 | 0.26422 | 3.0119 | 0.61761 | 2.9323 | 0.58422 | 3.0646 | 0.27322 | 2.9022 | 0.48977 | 2.9022 | 0.49512
2.4916 | 0.4196 | 2.3662 | 0.42241 | 2.1439 | 0.70955 | 2.4989 | 0.43807 | 2.2894 | 0.45418 | 2.1304 | 0.75539 | 3.1898 | 0.26754 | 3.02 | 0.6141 | 2.9391 | 0.59805 | 3.0718 | 0.27744 | 2.909 | 0.50312 | 2.909 | 0.50854
2.5022 | 0.42791 | 2.3759 | 0.41956 | 2.1515 | 0.68896 | 2.5096 | 0.44447 | 2.2993 | 0.45231 | 2.1385 | 0.7317 | 3.1976 | 0.27065 | 3.0281 | 0.60938 | 2.9459 | 0.61004 | 3.079 | 0.28138 | 2.9157 | 0.51535 | 2.9157 | 0.5208
2.5128 | 0.43646 | 2.3857 | 0.41716 | 2.1591 | 0.66954 | 2.5202 | 0.4505 | 2.3093 | 0.45046 | 2.1466 | 0.70757 | 3.2055 | 0.27356 | 3.0362 | 0.6036 | 2.9527 | 0.6201 | 3.0863 | 0.28502 | 2.9224 | 0.52623 | 2.9224 | 0.5316
2.5233 | 0.44497 | 2.3955 | 0.41534 | 2.1667 | 0.65074 | 2.5308 | 0.45608 | 2.3193 | 0.448 | 2.1547 | 0.68347 | 3.2133 | 0.27628 | 3.0443 | 0.59689 | 2.9594 | 0.62821 | 3.0935 | 0.28835 | 2.9292 | 0.53549 | 2.9292 | 0.5408
2.5339 | 0.4532 | 2.4053 | 0.41432 | 2.1743 | 0.63203 | 2.5415 | 0.46111 | 2.3293 | 0.4445 | 2.1627 | 0.65987 | 3.2212 | 0.27883 | 3.0524 | 0.58935 | 2.9662 | 0.6344 | 3.1007 | 0.29139 | 2.9359 | 0.54311 | 2.9359 | 0.54832
2.5444 | 0.46097 | 2.415 | 0.41437 | 2.1819 | 0.61306 | 2.5521 | 0.46565 | 2.3392 | 0.43983 | 2.1708 | 0.63714 | 3.2291 | 0.28122 | 3.0605 | 0.58101 | 2.973 | 0.63873 | 3.108 | 0.29415 | 2.9426 | 0.54897 | 2.9426 | 0.55406
2.555 | 0.46811 | 2.4248 | 0.41577 | 2.1895 | 0.59388 | 2.5627 | 0.46976 | 2.3492 | 0.43425 | 2.1789 | 0.61549 | 3.2369 | 0.28347 | 3.0686 | 0.57202 | 2.9798 | 0.64135 | 3.1152 | 0.29666 | 2.9494 | 0.55304 | 2.9494 | 0.558
2.5656 | 0.47454 | 2.4346 | 0.41868 | 2.1971 | 0.57483 | 2.5734 | 0.47353 | 2.3592 | 0.42835 | 2.187 | 0.59511 | 3.2448 | 0.2856 | 3.0767 | 0.56249 | 2.9866 | 0.64239 | 3.1224 | 0.29894 | 2.9561 | 0.55531 | 2.9561 | 0.56013
2.5761 | 0.48017 | 2.4444 | 0.42312 | 2.2047 | 0.55643 | 2.584 | 0.47703 | 2.3692 | 0.42289 | 2.1951 | 0.57615 | 3.2526 | 0.28767 | 3.0848 | 0.55253 | 2.9934 | 0.64204 | 3.1296 | 0.30102 | 2.9628 | 0.55582 | 2.9628 | 0.56051
2.5867 | 0.48495 | 2.4541 | 0.42896 | 2.2123 | 0.53919 | 2.5947 | 0.48034 | 2.3791 | 0.41865 | 2.2032 | 0.5586 | 3.2605 | 0.2897 | 3.0929 | 0.54224 | 3.0002 | 0.64038 | 3.1369 | 0.30295 | 2.9695 | 0.55469 | 2.9695 | 0.55925
2.5972 | 0.48887 | 2.4639 | 0.43592 | 2.2199 | 0.52336 | 2.6053 | 0.48352 | 2.3891 | 0.41622 | 2.2113 | 0.54238 | 3.2683 | 0.29175 | 3.1009 | 0.53176 | 3.007 | 0.6377 | 3.1441 | 0.30476 | 2.9763 | 0.55205 | 2.9763 | 0.5565
2.6078 | 0.49192 | 2.4737 | 0.44366 | 2.2275 | 0.50895 | 2.6159 | 0.48656 | 2.3991 | 0.41599 | 2.2194 | 0.5272 | 3.2762 | 0.29383 | 3.109 | 0.52118 | 3.0137 | 0.63416 | 3.1513 | 0.30647 | 2.983 | 0.54811 | 2.983 | 0.55247
2.6184 | 0.49407 | 2.4834 | 0.45182 | 2.2351 | 0.49571 | 2.6266 | 0.48946 | 2.4091 | 0.41778 | 2.2275 | 0.51263 | 3.2841 | 0.29601 | 3.1171 | 0.51061 | 3.0205 | 0.62989 | 3.1585 | 0.30813 | 2.9897 | 0.54309 | 2.9897 | 0.54737
2.6289 | 0.49535 | 2.4932 | 0.46005 | 2.2427 | 0.48329 | 2.6372 | 0.49214 | 2.419 | 0.42122 | 2.2356 | 0.4982 | 3.2919 | 0.2983 | 3.1252 | 0.50012 | 3.0273 | 0.62496 | 3.1658 | 0.30972 | 2.9965 | 0.53719 | 2.9965 | 0.54139
2.6395 | 0.4958 | 2.503 | 0.46808 | 2.2503 | 0.47149 | 2.6479 | 0.49452 | 2.429 | 0.42584 | 2.2437 | 0.48363 | 3.2998 | 0.30075 | 3.1333 | 0.48976 | 3.0341 | 0.61946 | 3.173 | 0.31125 | 3.0032 | 0.53072 | 3.0032 | 0.53488
2.6501 | 0.49549 | 2.5128 | 0.47576 | 2.2579 | 0.46038 | 2.6585 | 0.49651 | 2.439 | 0.43117 | 2.2518 | 0.46891 | 3.3076 | 0.30338 | 3.1414 | 0.47958 | 3.0409 | 0.61342 | 3.1802 | 0.3127 | 3.0099 | 0.52393 | 3.0099 | 0.52804
2.6606 | 0.49455 | 2.5225 | 0.483 | 2.2655 | 0.45014 | 2.6691 | 0.49794 | 2.449 | 0.43686 | 2.2599 | 0.45442 | 3.3155 | 0.30623 | 3.1495 | 0.46962 | 3.0477 | 0.60687 | 3.1875 | 0.31407 | 3.0167 | 0.51701 | 3.0167 | 0.52105
2.6712 | 0.49316 | 2.5323 | 0.48977 | 2.2731 | 0.44105 | 2.6798 | 0.4988 | 2.459 | 0.44274 | 2.268 | 0.44079 | 3.3234 | 0.30929 | 3.1576 | 0.45989 | 3.0545 | 0.59985 | 3.1947 | 0.31531 | 3.0234 | 0.51008 | 3.0234 | 0.51404
2.6817 | 0.49156 | 2.5421 | 0.49605 | 2.2808 | 0.43324 | 2.6904 | 0.49907 | 2.4689 | 0.44877 | 2.2761 | 0.42878 | 3.3312 | 0.31254 | 3.1657 | 0.45043 | 3.0613 | 0.59238 | 3.2019 | 0.31642 | 3.0301 | 0.50322 | 3.0301 | 0.50706
2.6923 | 0.48994 | 2.5519 | 0.50177 | 2.2884 | 0.42666 | 2.7011 | 0.49876 | 2.4789 | 0.45498 | 2.2842 | 0.41901 | 3.3391 | 0.31594 | 3.1738 | 0.44128 | 3.068 | 0.58451 | 3.2091 | 0.31734 | 3.0369 | 0.49646 | 3.0369 | 0.50014
2.7029 | 0.48844 | 2.5616 | 0.50679 | 2.296 | 0.42098 | 2.7117 | 0.49792 | 2.4889 | 0.46139 | 2.2923 | 0.4117 | 3.3469 | 0.31944 | 3.1819 | 0.43248 | 3.0748 | 0.57624 | 3.2164 | 0.31805 | 3.0436 | 0.48977 | 3.0436 | 0.49323
2.7134 | 0.48715 | 2.5714 | 0.51092 | 2.3036 | 0.41572 | 2.7223 | 0.49663 | 2.4989 | 0.46794 | 2.3004 | 0.40659 | 3.3548 | 0.32298 | 3.19 | 0.42407 | 3.0816 | 0.56769 | 3.2236 | 0.31855 | 3.0503 | 0.48306 | 3.0503 | 0.48625
2.724 | 0.48605 | 2.5812 | 0.51393 | 2.3112 | 0.41035 | 2.733 | 0.49495 | 2.5088 | 0.47442 | 2.3085 | 0.4029 | 3.3627 | 0.32649 | 3.1981 | 0.41613 | 3.0884 | 0.55893 | 3.2308 | 0.31884 | 3.0571 | 0.47623 | 3.0571 | 0.47912
2.7345 | 0.48504 | 2.5909 | 0.5156 | 2.3188 | 0.40446 | 2.7436 | 0.49296 | 2.5188 | 0.48055 | 2.3166 | 0.39955 | 3.3705 | 0.32988 | 3.2061 | 0.40871 | 3.0952 | 0.55003 | 3.238 | 0.3189 | 3.0638 | 0.46917 | 3.0638 | 0.47168
2.7451 | 0.48396 | 2.6007 | 0.51577 | 2.3264 | 0.3979 | 2.7543 | 0.49071 | 2.5288 | 0.486 | 2.3247 | 0.3955 | 3.3784 | 0.33307 | 3.2142 | 0.40185 | 3.102 | 0.54108 | 3.2453 | 0.31876 | 3.0705 | 0.4617 | 3.0705 | 0.46382
2.7557 | 0.48258 | 2.6105 | 0.51434 | 2.334 | 0.3908 | 2.7649 | 0.48822 | 2.5388 | 0.4905 | 2.3328 | 0.39001 | 3.3862 | 0.33594 | 3.2223 | 0.39559 | 3.1088 | 0.53214 | 3.2525 | 0.31843 | 3.0773 | 0.45377 | 3.0773 | 0.45549
2.7662 | 0.48065 | 2.6203 | 0.51133 | 2.3416 | 0.38359 | 2.7755 | 0.48549 | 2.5487 | 0.49386 | 2.3409 | 0.38286 | 3.3941 | 0.3384 | 3.2304 | 0.38993 | 3.1156 | 0.52328 | 3.2597 | 0.31794 | 3.084 | 0.44536 | 3.084 | 0.44667
2.7768 | 0.47797 | 2.63 | 0.50691 | 2.3492 | 0.37682 | 2.7862 | 0.48247 | 2.5587 | 0.49601 | 2.349 | 0.37451 | 3.4019 | 0.34042 | 3.2385 | 0.38485 | 3.1223 | 0.51452 | 3.267 | 0.31733 | 3.0907 | 0.43648 | 3.0907 | 0.43739
2.7873 | 0.47435 | 2.6398 | 0.50139 | 2.3568 | 0.37106 | 2.7968 | 0.47906 | 2.5687 | 0.497 | 2.3571 | 0.36579 | 3.4098 | 0.34194 | 3.2466 | 0.38032 | 3.1291 | 0.50592 | 3.2742 | 0.31663 | 3.0975 | 0.42722 | 3.0975 | 0.42775
2.7979 | 0.46971 | 2.6496 | 0.49523 | 2.3644 | 0.36668 | 2.8075 | 0.47523 | 2.5787 | 0.49693 | 2.3652 | 0.35758 | 3.4177 | 0.34296 | 3.2547 | 0.37627 | 3.1359 | 0.49749 | 3.2814 | 0.31589 | 3.1042 | 0.4177 | 3.1042 | 0.41787
2.8085 | 0.46404 | 2.6594 | 0.48904 | 2.372 | 0.36387 | 2.8181 | 0.47093 | 2.5886 | 0.49606 | 2.3733 | 0.35063 | 3.4255 | 0.34347 | 3.2628 | 0.37265 | 3.1427 | 0.48923 | 3.2886 | 0.31514 | 3.1109 | 0.40808 | 3.1109 | 0.40794
2.819 | 0.4575 | 2.6691 | 0.48352 | 2.3796 | 0.36239 | 2.8287 | 0.46616 | 2.5986 | 0.49475 | 2.3814 | 0.34547 | 3.4334 | 0.3435 | 3.2709 | 0.36937 | 3.1495 | 0.48116 | 3.2959 | 0.31443 | 3.1177 | 0.39856 | 3.1177 | 0.39814
2.8296 | 0.45037 | 2.6789 | 0.47928 | 2.3872 | 0.36188 | 2.8394 | 0.46092 | 2.6086 | 0.49341 | 2.3895 | 0.34236 | 3.4412 | 0.34308 | 3.279 | 0.36636 | 3.1563 | 0.47325 | 3.3031 | 0.31378 | 3.1244 | 0.38937 | 3.1244 | 0.3887
2.8401 | 0.44295 | 2.6887 | 0.47663 | 2.3948 | 0.36201 | 2.85 | 0.45529 | 2.6186 | 0.49249 | 2.3976 | 0.34139 | 3.4491 | 0.34228 | 3.2871 | 0.36364 | 3.1631 | 0.4655 | 3.3103 | 0.31319 | 3.1311 | 0.3807 | 3.1311 | 0.37982
2.8507 | 0.43556 | 2.6984 | 0.47565 | 2.4024 | 0.36255 | 2.8607 | 0.44937 | 2.6286 | 0.49239 | 2.4057 | 0.34244 | 3.457 | 0.34115 | 3.2952 | 0.36122 | 3.1699 | 0.45791 | 3.3175 | 0.31269 | 3.1378 | 0.37279 | 3.1378 | 0.37178
2.8613 | 0.42854 | 2.7082 | 0.47612 | 2.41 | 0.36342 | 2.8713 | 0.44332 | 2.6385 | 0.49332 | 2.4138 | 0.34528 | 3.4648 | 0.33975 | 3.3033 | 0.3592 | 3.1766 | 0.45049 | 3.3248 | 0.31226 | 3.1446 | 0.36586 | 3.1446 | 0.36472
2.8718 | 0.42216 | 2.718 | 0.4777 | 2.4176 | 0.36465 | 2.8819 | 0.4373 | 2.6485 | 0.49521 | 2.4219 | 0.3496 | 3.4727 | 0.33817 | 3.3114 | 0.35769 | 3.1834 | 0.44325 | 3.332 | 0.31191 | 3.1513 | 0.35996 | 3.1513 | 0.3587
2.8824 | 0.41665 | 2.7278 | 0.47997 | 2.4253 | 0.36635 | 2.8926 | 0.4315 | 2.6585 | 0.4977 | 2.43 | 0.35499 | 3.4805 | 0.33647 | 3.3194 | 0.35683 | 3.1902 | 0.43621 | 3.3392 | 0.3116 | 3.158 | 0.35513 | 3.158 | 0.35378
2.8929 | 0.41214 | 2.7375 | 0.48251 | 2.4329 | 0.36863 | 2.9032 | 0.42608 | 2.6685 | 0.50024 | 2.4381 | 0.36105 | 3.4884 | 0.33471 | 3.3275 | 0.35676 | 3.197 | 0.42941 | 3.3465 | 0.31133 | 3.1648 | 0.35137 | 3.1648 | 0.34994
2.9035 | 0.40865 | 2.7473 | 0.48493 | 2.4405 | 0.37156 | 2.9138 | 0.42123 | 2.6784 | 0.50221 | 2.4462 | 0.36741 | 3.4963 | 0.33292 | 3.3356 | 0.35757 | 3.2038 | 0.42289 | 3.3537 | 0.31106 | 3.1715 | 0.34863 | 3.1715 | 0.34712
2.9141 | 0.40609 | 2.7571 | 0.48684 | 2.4481 | 0.37515 | 2.9245 | 0.41711 | 2.6884 | 0.50307 | 2.4543 | 0.37382 | 3.5041 | 0.33114 | 3.3437 | 0.35929 | 3.2106 | 0.41669 | 3.3609 | 0.31077 | 3.1782 | 0.3468 | 3.1782 | 0.34522
2.9246 | 0.40428 | 2.7669 | 0.48793 | 2.4557 | 0.37941 | 2.9351 | 0.41374 | 2.6984 | 0.5025 | 2.4624 | 0.38014 | 3.512 | 0.32937 | 3.3518 | 0.36186 | 3.2174 | 0.41086 | 3.3681 | 0.31042 | 3.185 | 0.34574 | 3.185 | 0.34409
2.9352 | 0.403 | 2.7766 | 0.48793 | 2.4633 | 0.38434 | 2.9458 | 0.41114 | 2.7084 | 0.50039 | 2.4705 | 0.38639 | 3.5198 | 0.32764 | 3.3599 | 0.3651 | 3.2242 | 0.40547 | 3.3754 | 0.31 | 3.1917 | 0.34528 | 3.1917 | 0.34358
2.9457 | 0.40198 | 2.7864 | 0.48668 | 2.4709 | 0.3899 | 2.9564 | 0.40928 | 2.7183 | 0.49684 | 2.4786 | 0.39268 | 3.5277 | 0.32595 | 3.368 | 0.36875 | 3.2309 | 0.40052 | 3.3826 | 0.3095 | 3.1984 | 0.34524 | 3.1984 | 0.34348
2.9563 | 0.40098 | 2.7962 | 0.48418 | 2.4785 | 0.39599 | 2.967 | 0.40808 | 2.7283 | 0.49216 | 2.4867 | 0.39913 | 3.5356 | 0.3243 | 3.3761 | 0.37237 | 3.2377 | 0.396 | 3.3898 | 0.3089 | 3.2052 | 0.34541 | 3.2052 | 0.3436
2.9669 | 0.39985 | 2.8059 | 0.48055 | 2.4861 | 0.40243 | 2.9777 | 0.40742 | 2.7383 | 0.48679 | 2.4948 | 0.40581 | 3.5434 | 0.3227 | 3.3842 | 0.37557 | 3.2445 | 0.39193 | 3.397 | 0.30821 | 3.2119 | 0.3456 | 3.2119 | 0.34375
2.9774 | 0.39853 | 2.8157 | 0.47603 | 2.4937 | 0.40895 | 2.9883 | 0.40719 | 2.7483 | 0.48129 | 2.5029 | 0.41258 | 3.5513 | 0.32114 | 3.3923 | 0.37799 | 3.2513 | 0.38829 | 3.4043 | 0.30742 | 3.2186 | 0.34561 | 3.2186 | 0.34374
2.988 | 0.39709 | 2.8255 | 0.47087 | 2.5013 | 0.41521 | 2.999 | 0.40722 | 2.7582 | 0.47637 | 2.511 | 0.4192 | 3.5591 | 0.31963 | 3.4004 | 0.37935 | 3.2581 | 0.38506 | 3.4115 | 0.30655 | 3.2254 | 0.34533 | 3.2254 | 0.34345
2.9985 | 0.39565 | 2.8353 | 0.46534 | 2.5089 | 0.42094 | 3.0096 | 0.40737 | 2.7682 | 0.47278 | 2.5191 | 0.42534 | 3.567 | 0.31818 | 3.4085 | 0.37944 | 3.2649 | 0.38218 | 3.4187 | 0.30561 | 3.2321 | 0.34466 | 3.2321 | 0.3428
3.0091 | 0.39437 | 2.845 | 0.45975 | 2.5165 | 0.42598 | 3.0202 | 0.40748 | 2.7782 | 0.47102 | 2.5272 | 0.43068 | 3.5748 | 0.31679 | 3.4166 | 0.3782 | 3.2717 | 0.37964 | 3.426 | 0.30463 | 3.2388 | 0.34356 | 3.2388 | 0.34173
3.0197 | 0.39344 | 2.8548 | 0.45451 | 2.5241 | 0.43035 | 3.0309 | 0.40742 | 2.7882 | 0.47135 | 2.5353 | 0.43498 | 3.5827 | 0.31546 | 3.4247 | 0.37566 | 3.2785 | 0.37739 | 3.4332 | 0.30366 | 3.2456 | 0.34202 | 3.2456 | 0.34025
3.0302 | 0.393 | 2.8646 | 0.45016 | 2.5317 | 0.43413 | 3.0415 | 0.40707 | 2.7982 | 0.47369 | 2.5434 | 0.43813 | 3.5906 | 0.3142 | 3.4327 | 0.37198 | 3.2852 | 0.3754 | 3.4404 | 0.30271 | 3.2523 | 0.34009 | 3.2523 | 0.33838
3.0408 | 0.39316 | 2.8744 | 0.44732 | 2.5393 | 0.43742 | 3.0522 | 0.40634 | 2.8081 | 0.47752 | 2.5515 | 0.44016 | 3.5984 | 0.31301 | 3.4408 | 0.36737 | 3.292 | 0.37366 | 3.4476 | 0.30183 | 3.259 | 0.33783 | 3.259 | 0.33618
3.0514 | 0.39394 | 2.8841 | 0.44655 | 2.5469 | 0.44031 | 3.0628 | 0.40524 | 2.8181 | 0.48201 | 2.5596 | 0.44124 | 3.6063 | 0.31187 | 3.4489 | 0.3621 | 3.2988 | 0.3722 | 3.4549 | 0.30105 | 3.2658 | 0.33534 | 3.2658 | 0.33374
3.0619 | 0.3953 | 2.8939 | 0.44819 | 2.5545 | 0.44288 | 3.0734 | 0.40378 | 2.8281 | 0.48613 | 2.5677 | 0.44156 | 3.6141 | 0.3108 | 3.457 | 0.35642 | 3.3056 | 0.37102 | 3.4621 | 0.3004 | 3.2725 | 0.33271 | 3.2725 | 0.33116
3.0725 | 0.39712 | 2.9037 | 0.45221 | 2.5622 | 0.44518 | 3.0841 | 0.402 | 2.8381 | 0.48886 | 2.5758 | 0.44135 | 3.622 | 0.30976 | 3.4651 | 0.35057 | 3.3124 | 0.37017 | 3.4693 | 0.29991 | 3.2792 | 0.33007 | 3.2792 | 0.32854
3.083 | 0.39921 | 2.9134 | 0.45814 | 2.5698 | 0.44724 | 3.0947 | 0.39998 | 2.848 | 0.48947 | 2.5839 | 0.44078 | 3.6299 | 0.30872 | 3.4732 | 0.34476 | 3.3192 | 0.3697 | 3.4765 | 0.29959 | 3.2859 | 0.32755 | 3.2859 | 0.32602
3.0936 | 0.40136 | 2.9232 | 0.46511 | 2.5774 | 0.44907 | 3.1054 | 0.39777 | 2.858 | 0.48772 | 2.592 | 0.43995 | 3.6377 | 0.30766 | 3.4813 | 0.33908 | 3.326 | 0.36968 | 3.4838 | 0.29946 | 3.2927 | 0.32524 | 3.2927 | 0.32366
3.1042 | 0.40328 | 2.933 | 0.4721 | 2.585 | 0.45063 | 3.116 | 0.39547 | 2.868 | 0.48393 | 2.6001 | 0.43897 | 3.6456 | 0.30656 | 3.4894 | 0.3336 | 3.3328 | 0.37015 | 3.491 | 0.29954 | 3.2994 | 0.3232 | 3.2994 | 0.32154
3.1147 | 0.4047 | 2.9428 | 0.47807 | 2.5926 | 0.45186 | 3.1266 | 0.39311 | 2.878 | 0.47897 | 2.6082 | 0.438 | 3.6534 | 0.30537 | 3.4975 | 0.32832 | 3.3395 | 0.37111 | 3.4982 | 0.2998 | 3.3061 | 0.32145 | 3.3061 | 0.31968
3.1253 | 0.4054 | 2.9525 | 0.48225 | 2.6002 | 0.45263 | 3.1373 | 0.39075 | 2.8879 | 0.47404 | 2.6163 | 0.43733 | 3.6613 | 0.30407 | 3.5056 | 0.32324 | 3.3463 | 0.37255 | 3.5055 | 0.30023 | 3.3129 | 0.32 | 3.3129 | 0.31809
3.1358 | 0.40518 | 2.9623 | 0.48428 | 2.6078 | 0.45288 | 3.1479 | 0.38839 | 2.8979 | 0.47038 | 2.6244 | 0.43738 | 3.6692 | 0.30262 | 3.5137 | 0.31833 | 3.3531 | 0.3744 | 3.5127 | 0.3008 | 3.3196 | 0.31881 | 3.3196 | 0.31675
3.1464 | 0.40388 | 2.9721 | 0.48423 | 2.6154 | 0.45254 | 3.1586 | 0.38601 | 2.9079 | 0.46893 | 2.6325 | 0.43856 | 3.677 | 0.30099 | 3.5218 | 0.31359 | 3.3599 | 0.37656 | 3.5199 | 0.30148 | 3.3263 | 0.31782 | 3.3263 | 0.31561
3.157 | 0.40144 | 2.9819 | 0.4826 | 2.623 | 0.45159 | 3.1692 | 0.38358 | 2.9179 | 0.47016 | 2.6406 | 0.44114 | 3.6849 | 0.29914 | 3.5299 | 0.30903 | 3.3667 | 0.37885 | 3.5271 | 0.30225 | 3.3331 | 0.31697 | 3.3331 | 0.31461
3.1675 | 0.39788 | 2.9916 | 0.48016 | 2.6306 | 0.45 | 3.1798 | 0.38104 | 2.9278 | 0.47392 | 2.6486 | 0.44498 | 3.6927 | 0.29706 | 3.538 | 0.30469 | 3.3735 | 0.38105 | 3.5344 | 0.30308 | 3.3398 | 0.31617 | 3.3398 | 0.31368
3.1781 | 0.39329 | 3.0014 | 0.47781 | 2.6382 | 0.44773 | 3.1905 | 0.37834 | 2.9378 | 0.47957 | 2.6567 | 0.44945 | 3.7006 | 0.29477 | 3.546 | 0.30062 | 3.3803 | 0.38294 | 3.5416 | 0.30394 | 3.3465 | 0.31534 | 3.3465 | 0.31274
3.1886 | 0.38787 | 3.0112 | 0.47636 | 2.6458 | 0.44473 | 3.2011 | 0.37544 | 2.9478 | 0.48615 | 2.6648 | 0.45374 | 3.7084 | 0.29227 | 3.5541 | 0.2969 | 3.3871 | 0.38429 | 3.5488 | 0.30481 | 3.3533 | 0.31438 | 3.3533 | 0.31171
3.1992 | 0.38189 | 3.0209 | 0.47636 | 2.6534 | 0.44107 | 3.2118 | 0.37233 | 2.9578 | 0.49261 | 2.6729 | 0.45712 | 3.7163 | 0.28958 | 3.5622 | 0.2936 | 3.3938 | 0.38494 | 3.556 | 0.30568 | 3.36 | 0.31322 | 3.36 | 0.31052
3.2098 | 0.37565 | 3.0307 | 0.47797 | 2.661 | 0.43705 | 3.2224 | 0.36901 | 2.9678 | 0.49825 | 2.681 | 0.45913 | 3.7242 | 0.28673 | 3.5703 | 0.29082 | 3.4006 | 0.38473 | 3.5633 | 0.30651 | 3.3667 | 0.31182 | 3.3667 | 0.30912
3.2203 | 0.36951 | 3.0405 | 0.48083 | 2.6686 | 0.43312 | 3.233 | 0.36549 | 2.9777 | 0.50275 | 2.6891 | 0.45966 | 3.732 | 0.28377 | 3.5784 | 0.28858 | 3.4074 | 0.38359 | 3.5705 | 0.3073 | 3.3735 | 0.31017 | 3.3735 | 0.30751
3.2309 | 0.36376 | 3.0503 | 0.48437 | 2.6762 | 0.42977 | 3.2437 | 0.3618 | 2.9877 | 0.50611 | 2.6972 | 0.45894 | 3.7399 | 0.28073 | 3.5865 | 0.28686 | 3.4142 | 0.38149 | 3.5777 | 0.30804 | 3.3802 | 0.30826 | 3.3802 | 0.30566
3.2414 | 0.35875 | 3.06 | 0.48793 | 2.6838 | 0.42741 | 3.2543 | 0.35801 | 2.9977 | 0.50851 | 2.7053 | 0.45731 | 3.7477 | 0.27769 | 3.5946 | 0.28564 | 3.421 | 0.37847 | 3.585 | 0.3087 | 3.3869 | 0.30611 | 3.3869 | 0.30357
3.252 | 0.35462 | 3.0698 | 0.49093 | 2.6914 | 0.42621 | 3.265 | 0.35415 | 3.0077 | 0.51019 | 2.7134 | 0.45506 | 3.7556 | 0.27469 | 3.6027 | 0.28484 | 3.4278 | 0.37462 | 3.5922 | 0.30928 | 3.3937 | 0.30374 | 3.3937 | 0.30128
3.2626 | 0.35143 | 3.0796 | 0.49297 | 2.699 | 0.4261 | 3.2756 | 0.35028 | 3.0176 | 0.51132 | 2.7215 | 0.45237 | 3.7635 | 0.27182 | 3.6108 | 0.28437 | 3.4346 | 0.37007 | 3.5994 | 0.30975 | 3.4004 | 0.3012 | 3.4004 | 0.29879
3.2731 | 0.34913 | 3.0893 | 0.49385 | 2.7067 | 0.42681 | 3.2862 | 0.34644 | 3.0276 | 0.51187 | 2.7296 | 0.44928 | 3.7713 | 0.26912 | 3.6189 | 0.28414 | 3.4414 | 0.36499 | 3.6066 | 0.31009 | 3.4071 | 0.29851 | 3.4071 | 0.29616
3.2837 | 0.34759 | 3.0991 | 0.49352 | 2.7143 | 0.42806 | 3.2969 | 0.34267 | 3.0376 | 0.51164 | 2.7377 | 0.44583 | 3.7792 | 0.26662 | 3.627 | 0.28402 | 3.4481 | 0.35957 | 3.6139 | 0.31027 | 3.4139 | 0.29574 | 3.4139 | 0.29341
3.2942 | 0.34659 | 3.1089 | 0.49201 | 2.7219 | 0.4297 | 3.3075 | 0.339 | 3.0476 | 0.51031 | 2.7458 | 0.4422 | 3.787 | 0.26435 | 3.6351 | 0.28393 | 3.4549 | 0.35402 | 3.6211 | 0.31028 | 3.4206 | 0.29291 | 3.4206 | 0.29059
3.3048 | 0.34593 | 3.1187 | 0.48933 | 2.7295 | 0.43174 | 3.3181 | 0.33544 | 3.0575 | 0.50753 | 2.7539 | 0.43871 | 3.7949 | 0.26233 | 3.6432 | 0.28378 | 3.4617 | 0.34849 | 3.6283 | 0.31007 | 3.4273 | 0.29009 | 3.4273 | 0.28775
3.3154 | 0.34535 | 3.1284 | 0.48547 | 2.7371 | 0.43436 | 3.3288 | 0.33199 | 3.0675 | 0.503 | 2.762 | 0.43586 | 3.8028 | 0.26056 | 3.6513 | 0.28351 | 3.4685 | 0.34309 | 3.6356 | 0.3096 | 3.434 | 0.28731 | 3.434 | 0.28495
3.3259 | 0.34466 | 3.1382 | 0.48038 | 2.7447 | 0.43771 | 3.3394 | 0.32865 | 3.0775 | 0.49659 | 2.7701 | 0.43418 | 3.8106 | 0.259 | 3.6593 | 0.28307 | 3.4753 | 0.33791 | 3.6428 | 0.30889 | 3.4408 | 0.28463 | 3.4408 | 0.28224
3.3365 | 0.34368 | 3.148 | 0.47402 | 2.7523 | 0.44184 | 3.3501 | 0.32543 | 3.0875 | 0.48836 | 2.7782 | 0.43411 | 3.8185 | 0.25764 | 3.6674 | 0.28243 | 3.4821 | 0.33298 | 3.65 | 0.30791 | 3.4475 | 0.28209 | 3.4475 | 0.27966
3.347 | 0.34232 | 3.1578 | 0.46634 | 2.7599 | 0.44649 | 3.3607 | 0.32233 | 3.0974 | 0.47859 | 2.7863 | 0.43596 | 3.8263 | 0.25644 | 3.6755 | 0.28157 | 3.4889 | 0.32832 | 3.6572 | 0.30667 | 3.4542 | 0.27971 | 3.4542 | 0.27727
3.3576 | 0.34054 | 3.1675 | 0.45735 | 2.7675 | 0.45117 | 3.3713 | 0.31934 | 3.1074 | 0.46777 | 2.7944 | 0.43985 | 3.8342 | 0.25533 | 3.6836 | 0.28048 | 3.4957 | 0.32392 | 3.6645 | 0.30518 | 3.461 | 0.27755 | 3.461 | 0.27512
3.3682 | 0.33839 | 3.1773 | 0.44709 | 2.7751 | 0.45525 | 3.382 | 0.31648 | 3.1174 | 0.45652 | 2.8025 | 0.44556 | 3.842 | 0.25427 | 3.6917 | 0.27916 | 3.5024 | 0.31975 | 3.6717 | 0.30346 | 3.4677 | 0.27564 | 3.4677 | 0.27324
3.3787 | 0.33598 | 3.1871 | 0.43567 | 2.7827 | 0.45809 | 3.3926 | 0.31377 | 3.1274 | 0.44566 | 2.8106 | 0.45254 | 3.8499 | 0.25319 | 3.6998 | 0.27758 | 3.5092 | 0.31576 | 3.6789 | 0.30153 | 3.4744 | 0.27401 | 3.4744 | 0.27166
3.3893 | 0.3335 | 3.1968 | 0.42329 | 2.7903 | 0.45921 | 3.4033 | 0.31123 | 3.1374 | 0.43595 | 2.8187 | 0.46002 | 3.8578 | 0.25207 | 3.7079 | 0.2757 | 3.516 | 0.31192 | 3.6861 | 0.29942 | 3.4812 | 0.27267 | 3.4812 | 0.27041
3.3998 | 0.33119 | 3.2066 | 0.41023 | 2.7979 | 0.45861 | 3.4139 | 0.3089 | 3.1473 | 0.42794 | 2.8268 | 0.46702 | 3.8656 | 0.25088 | 3.716 | 0.2735 | 3.5228 | 0.30821 | 3.6934 | 0.29717 | 3.4879 | 0.27165 | 3.4879 | 0.2695
3.4104 | 0.32931 | 3.2164 | 0.39693 | 2.8055 | 0.45646 | 3.4245 | 0.30683 | 3.1573 | 0.42187 | 2.8349 | 0.47253 | 3.8735 | 0.24962 | 3.7241 | 0.27095 | 3.5296 | 0.30459 | 3.7006 | 0.29481 | 3.4946 | 0.27095 | 3.4946 | 0.26894
3.421 | 0.32811 | 3.2262 | 0.38383 | 2.8131 | 0.4531 | 3.4352 | 0.30506 | 3.1673 | 0.41753 | 2.843 | 0.47571 | 3.8813 | 0.24827 | 3.7322 | 0.26806 | 3.5364 | 0.30107 | 3.7078 | 0.29241 | 3.5014 | 0.27058 | 3.5014 | 0.26873
3.4315 | 0.32783 | 3.2359 | 0.37147 | 2.8207 | 0.44891 | 3.4458 | 0.30361 | 3.1773 | 0.41435 | 2.8511 | 0.47611 | 3.8892 | 0.24687 | 3.7403 | 0.26486 | 3.5432 | 0.29769 | 3.7151 | 0.29 | 3.5081 | 0.27049 | 3.5081 | 0.26879
3.4421 | 0.32866 | 3.2457 | 0.36036 | 2.8283 | 0.44418 | 3.4565 | 0.3025 | 3.1872 | 0.41144 | 2.8592 | 0.47382 | 3.8971 | 0.24544 | 3.7484 | 0.26141 | 3.55 | 0.29447 | 3.7223 | 0.28761 | 3.5148 | 0.27065 | 3.5148 | 0.26909
3.4527 | 0.33069 | 3.2555 | 0.35098 | 2.8359 | 0.4391 | 3.4671 | 0.30172 | 3.1972 | 0.40791 | 2.8673 | 0.46948 | 3.9049 | 0.24404 | 3.7565 | 0.25781 | 3.5567 | 0.29144 | 3.7295 | 0.28528 | 3.5216 | 0.27102 | 3.5216 | 0.26958
3.4632 | 0.33396 | 3.2653 | 0.34369 | 2.8436 | 0.4338 | 3.4777 | 0.3013 | 3.2072 | 0.40307 | 2.8754 | 0.46411 | 3.9128 | 0.24271 | 3.7645 | 0.2542 | 3.5635 | 0.28867 | 3.7367 | 0.28303 | 3.5283 | 0.27155 | 3.5283 | 0.27021
3.4738 | 0.33843 | 3.275 | 0.33863 | 2.8512 | 0.42839 | 3.4884 | 0.3012 | 3.2172 | 0.39663 | 2.8835 | 0.45898 | 3.9206 | 0.24151 | 3.7726 | 0.25074 | 3.5703 | 0.28618 | 3.744 | 0.28088 | 3.535 | 0.27222 | 3.535 | 0.27094
3.4843 | 0.34395 | 3.2848 | 0.3357 | 2.8588 | 0.42311 | 3.499 | 0.30142 | 3.2271 | 0.38879 | 2.8916 | 0.45528 | 3.9285 | 0.24047 | 3.7807 | 0.2476 | 3.5771 | 0.28402 | 3.7512 | 0.27883 | 3.5418 | 0.27299 | 3.5418 | 0.27172
3.4949 | 0.35036 | 3.2946 | 0.3345 | 2.8664 | 0.41834 | 3.5097 | 0.30191 | 3.2371 | 0.38015 | 2.8997 | 0.45398 | 3.9364 | 0.23962 | 3.7888 | 0.24488 | 3.5839 | 0.28219 | 3.7584 | 0.2769 | 3.5485 | 0.27383 | 3.5485 | 0.27254
3.5055 | 0.35742 | 3.3043 | 0.33449 | 2.874 | 0.4147 | 3.5203 | 0.30266 | 3.2471 | 0.37145 | 2.9078 | 0.45556 | 3.9442 | 0.23897 | 3.7969 | 0.24266 | 3.5907 | 0.28074 | 3.7656 | 0.27506 | 3.5552 | 0.27472 | 3.5552 | 0.27336
3.516 | 0.36491 | 3.3141 | 0.335 | 2.8816 | 0.41291 | 3.5309 | 0.30362 | 3.2571 | 0.36337 | 2.9159 | 0.45994 | 3.9521 | 0.23854 | 3.805 | 0.24096 | 3.5975 | 0.27962 | 3.7729 | 0.27333 | 3.562 | 0.27564 | 3.562 | 0.27419
3.5266 | 0.3726 | 3.3239 | 0.33541 | 2.8892 | 0.41368 | 3.5416 | 0.30474 | 3.267 | 0.35629 | 2.924 | 0.4665 | 3.9599 | 0.2383 | 3.8131 | 0.23973 | 3.6043 | 0.2788 | 3.7801 | 0.27166 | 3.5687 | 0.27658 | 3.5687 | 0.27502
3.5371 | 0.38026 | 3.3337 | 0.33524 | 2.8968 | 0.41747 | 3.5522 | 0.30597 | 3.277 | 0.35026 | 2.9321 | 0.47422 | 3.9678 | 0.23824 | 3.8212 | 0.23889 | 3.611 | 0.27823 | 3.7873 | 0.27003 | 3.5754 | 0.27753 | 3.5754 | 0.27584
3.5477 | 0.38765 | 3.3434 | 0.33424 | 2.9044 | 0.42432 | 3.5629 | 0.30725 | 3.287 | 0.34508 | 2.9402 | 0.48187 | 3.9757 | 0.23832 | 3.8293 | 0.23828 | 3.6178 | 0.27786 | 3.7946 | 0.26842 | 3.5822 | 0.27848 | 3.5822 | 0.27666
3.5583 | 0.39456 | 3.3532 | 0.33234 | 2.912 | 0.43378 | 3.5735 | 0.30854 | 3.297 | 0.34044 | 2.9483 | 0.48828 | 3.9835 | 0.2385 | 3.8374 | 0.23774 | 3.6246 | 0.27761 | 3.8018 | 0.2668 | 3.5889 | 0.27939 | 3.5889 | 0.27747
3.5688 | 0.40077 | 3.363 | 0.32964 | 2.9196 | 0.44492 | 3.5841 | 0.30977 | 3.3069 | 0.33609 | 2.9564 | 0.49277 | 3.9914 | 0.23872 | 3.8455 | 0.23709 | 3.6314 | 0.27745 | 3.809 | 0.26514 | 3.5956 | 0.28025 | 3.5956 | 0.27825
3.5794 | 0.40602 | 3.3728 | 0.32628 | 2.9272 | 0.45651 | 3.5948 | 0.31093 | 3.3169 | 0.33199 | 2.9645 | 0.49515 | 3.9992 | 0.23894 | 3.8536 | 0.23617 | 3.6382 | 0.27729 | 3.8162 | 0.26341 | 3.6023 | 0.28101 | 3.6023 | 0.27897
3.5899 | 0.41007 | 3.3825 | 0.32244 | 2.9348 | 0.46723 | 3.6054 | 0.31199 | 3.3269 | 0.32821 | 2.9726 | 0.4956 | 4.0071 | 0.23912 | 3.8617 | 0.23485 | 3.645 | 0.27709 | 3.8235 | 0.26161 | 3.6091 | 0.28163 | 3.6091 | 0.27958
3.6005 | 0.41272 | 3.3923 | 0.31836 | 2.9424 | 0.47606 | 3.6161 | 0.31294 | 3.3369 | 0.32482 | 2.9807 | 0.49457 | 4.0149 | 0.23925 | 3.8698 | 0.23306 | 3.6518 | 0.2768 | 3.8307 | 0.25971 | 3.6158 | 0.28208 | 3.6158 | 0.28004
3.6111 | 0.41381 | 3.4021 | 0.31431 | 2.95 | 0.48231 | 3.6267 | 0.31378 | 3.3469 | 0.32174 | 2.9888 | 0.49262 | 4.0228 | 0.23932 | 3.8778 | 0.23078 | 3.6586 | 0.27638 | 3.8379 | 0.25772 | 3.6225 | 0.28229 | 3.6225 | 0.28031
3.6216 | 0.41327 | 3.4118 | 0.31067 | 2.9576 | 0.4856 | 3.6373 | 0.31452 | 3.3568 | 0.31872 | 2.9969 | 0.49035 | 4.0307 | 0.23931 | 3.8859 | 0.22814 | 3.6653 | 0.27578 | 3.8451 | 0.25562 | 3.6293 | 0.28224 | 3.6293 | 0.28034
3.6322 | 0.41112 | 3.4216 | 0.30789 | 2.9652 | 0.48591 | 3.648 | 0.31516 | 3.3668 | 0.31541 | 3.005 | 0.48828 | 4.0385 | 0.23925 | 3.894 | 0.22528 | 3.6721 | 0.27498 | 3.8524 | 0.25344 | 3.636 | 0.28188 | 3.636 | 0.28007
3.6427 | 0.40748 | 3.4314 | 0.30642 | 2.9728 | 0.48349 | 3.6586 | 0.3157 | 3.3768 | 0.31147 | 3.0131 | 0.48674 | 4.0464 | 0.23915 | 3.9021 | 0.22242 | 3.6789 | 0.27397 | 3.8596 | 0.25121 | 3.6427 | 0.28117 | 3.6427 | 0.27945
3.6533 | 0.40257 | 3.4412 | 0.30664 | 2.9804 | 0.47887 | 3.6692 | 0.31611 | 3.3868 | 0.30677 | 3.0212 | 0.48584 | 4.0542 | 0.23906 | 3.9102 | 0.21975 | 3.6857 | 0.27272 | 3.8668 | 0.24894 | 3.6495 | 0.28012 | 3.6495 | 0.2785
3.6639 | 0.39667 | 3.4509 | 0.30877 | 2.9881 | 0.47278 | 3.6799 | 0.31632 | 3.3967 | 0.30144 | 3.0293 | 0.48542 | 4.0621 | 0.23901 | 3.9183 | 0.21749 | 3.6925 | 0.27124 | 3.8741 | 0.24668 | 3.6562 | 0.27874 | 3.6562 | 0.27721
3.6744 | 0.39007 | 3.4607 | 0.31283 | 2.9957 | 0.46607 | 3.6905 | 0.31625 | 3.4067 | 0.29585 | 3.0374 | 0.4851 | 4.07 | 0.23907 | 3.9264 | 0.2158 | 3.6993 | 0.2695 | 3.8813 | 0.24444 | 3.6629 | 0.27706 | 3.6629 | 0.27561
3.685 | 0.38308 | 3.4705 | 0.31859 | 3.0033 | 0.45962 | 3.7012 | 0.31581 | 3.4167 | 0.29052 | 3.0455 | 0.48434 | 4.0778 | 0.23926 | 3.9345 | 0.2148 | 3.7061 | 0.26751 | 3.8885 | 0.24227 | 3.6697 | 0.27512 | 3.6697 | 0.27373
3.6955 | 0.37589 | 3.4803 | 0.32563 | 3.0109 | 0.45426 | 3.7118 | 0.3149 | 3.4267 | 0.28596 | 3.0536 | 0.48261 | 4.0857 | 0.23964 | 3.9426 | 0.21455 | 3.7129 | 0.26526 | 3.8957 | 0.24019 | 3.6764 | 0.27296 | 3.6764 | 0.27161
3.7061 | 0.36859 | 3.49 | 0.3334 | 3.0185 | 0.45061 | 3.7224 | 0.31343 | 3.4366 | 0.2825 | 3.0617 | 0.47952 | 4.0935 | 0.24024 | 3.9507 | 0.21503 | 3.7196 | 0.26276 | 3.903 | 0.23823 | 3.6831 | 0.27063 | 3.6831 | 0.26931
3.7167 | 0.36113 | 3.4998 | 0.34133 | 3.0261 | 0.44904 | 3.7331 | 0.31137 | 3.4466 | 0.2803 | 3.0698 | 0.47485 | 4.1014 | 0.2411 | 3.9588 | 0.21615 | 3.7264 | 0.26003 | 3.9102 | 0.23642 | 3.6899 | 0.26818 | 3.6899 | 0.26689
3.7272 | 0.35336 | 3.5096 | 0.34894 | 3.0337 | 0.44957 | 3.7437 | 0.30869 | 3.4566 | 0.27926 | 3.0779 | 0.46862 | 4.1093 | 0.24224 | 3.9669 | 0.21775 | 3.7332 | 0.2571 | 3.9174 | 0.23478 | 3.6966 | 0.26568 | 3.6966 | 0.26439
3.7378 | 0.34508 | 3.5193 | 0.35599 | 3.0413 | 0.45188 | 3.7544 | 0.30543 | 3.4666 | 0.27918 | 3.086 | 0.46105 | 4.1171 | 0.2437 | 3.975 | 0.21966 | 3.74 | 0.25401 | 3.9246 | 0.23332 | 3.7033 | 0.26317 | 3.7033 | 0.26189
3.7483 | 0.33602 | 3.5291 | 0.36253 | 3.0489 | 0.45533 | 3.765 | 0.30168 | 3.4765 | 0.27981 | 3.0941 | 0.45242 | 4.125 | 0.24552 | 3.9831 | 0.22162 | 3.7468 | 0.25083 | 3.9319 | 0.23203 | 3.7101 | 0.26071 | 3.7101 | 0.25942
3.7589 | 0.32594 | 3.5389 | 0.36891 | 3.0565 | 0.45913 | 3.7756 | 0.29754 | 3.4865 | 0.28094 | 3.1022 | 0.44307 | 4.1328 | 0.24769 | 3.9911 | 0.22343 | 3.7536 | 0.24765 | 3.9391 | 0.23092 | 3.7168 | 0.25835 | 3.7168 | 0.25703
3.7695 | 0.31465 | 3.5487 | 0.37562 | 3.0641 | 0.4625 | 3.7863 | 0.29314 | 3.4965 | 0.28249 | 3.1103 | 0.43333 | 4.1407 | 0.25019 | 3.9992 | 0.22491 | 3.7604 | 0.24455 | 3.9463 | 0.22998 | 3.7235 | 0.25612 | 3.7235 | 0.25477
3.78 | 0.30202 | 3.5584 | 0.38314 | 3.0717 | 0.46486 | 3.7969 | 0.2886 | 3.5065 | 0.28436 | 3.1184 | 0.42345 | 4.1485 | 0.25301 | 4.0073 | 0.22595 | 3.7672 | 0.2416 | 3.9536 | 0.2292 | 3.7303 | 0.25405 | 3.7303 | 0.25265
3.7906 | 0.28805 | 3.5682 | 0.39152 | 3.0793 | 0.46608 | 3.8076 | 0.28401 | 3.5165 | 0.2865 | 3.1265 | 0.41372 | 4.1564 | 0.25612 | 4.0154 | 0.22653 | 3.7739 | 0.2389 | 3.9608 | 0.22855 | 3.737 | 0.25215 | 3.737 | 0.25068
3.8011 | 0.27282 | 3.578 | 0.40034 | 3.0869 | 0.46623 | 3.8182 | 0.2794 | 3.5264 | 0.28879 | 3.1346 | 0.40451 | 4.1643 | 0.25951 | 4.0235 | 0.22665 | 3.7807 | 0.23651 | 3.968 | 0.22802 | 3.7437 | 0.25043 | 3.7437 | 0.24888
3.8117 | 0.25654 | 3.5878 | 0.40882 | 3.0945 | 0.46556 | 3.8288 | 0.27474 | 3.5364 | 0.29108 | 3.1426 | 0.39628 | 4.1721 | 0.26311 | 4.0316 | 0.22639 | 3.7875 | 0.2345 | 3.9752 | 0.22757 | 3.7504 | 0.2489 | 3.7504 | 0.24725
3.8223 | 0.23947 | 3.5975 | 0.41598 | 3.1021 | 0.46427 | 3.8395 | 0.26994 | 3.5464 | 0.29321 | 3.1507 | 0.3895 | 4.18 | 0.26689 | 4.0397 | 0.22586 | 3.7943 | 0.23289 | 3.9825 | 0.22719 | 3.7572 | 0.24754 | 3.7572 | 0.24579
3.8328 | 0.22205 | 3.6073 | 0.42085 | 3.1097 | 0.4625 | 3.8501 | 0.26489 | 3.5564 | 0.29509 | 3.1588 | 0.38458 | 4.1878 | 0.27079 | 4.0478 | 0.22519 | 3.8011 | 0.23169 | 3.9897 | 0.22681 | 3.7639 | 0.24635 | 3.7639 | 0.24448
3.8434 | 0.20469 | 3.6171 | 0.42278 | 3.1173 | 0.46028 | 3.8608 | 0.25943 | 3.5663 | 0.29668 | 3.1669 | 0.38167 | 4.1957 | 0.27475 | 4.0559 | 0.22453 | 3.8079 | 0.23088 | 3.9969 | 0.22642 | 3.7706 | 0.2453 | 3.7706 | 0.24332
3.854 | 0.18779 | 3.6268 | 0.42146 | 3.1249 | 0.45757 | 3.8714 | 0.25342 | 3.5763 | 0.29802 | 3.175 | 0.38056 | 4.2036 | 0.2787 | 4.064 | 0.22399 | 3.8147 | 0.23045 | 4.0041 | 0.22598 | 3.7774 | 0.24437 | 3.7774 | 0.24229
3.8645 | 0.17172 | 3.6366 | 0.41704 | 3.1326 | 0.45432 | 3.882 | 0.24673 | 3.5863 | 0.2992 | 3.1831 | 0.38064 | 4.2114 | 0.28255 | 4.0721 | 0.22365 | 3.8215 | 0.23026 | 4.0114 | 0.22548 | 3.7841 | 0.24353 | 3.7841 | 0.24136
3.8751 | 0.15678 | 3.6464 | 0.41009 | 3.1402 | 0.45047 | 3.8927 | 0.23928 | 3.5963 | 0.30022 | 3.1912 | 0.381 | 4.2193 | 0.28624 | 4.0802 | 0.2236 | 3.8282 | 0.23021 | 4.0186 | 0.2249 | 3.7908 | 0.24273 | 3.7908 | 0.24049
3.8856 | 0.14322 | 3.6562 | 0.40146 | 3.1478 | 0.44596 | 3.9033 | 0.23104 | 3.6062 | 0.30105 | 3.1993 | 0.38064 | 4.2271 | 0.28973 | 4.0883 | 0.22384 | 3.835 | 0.2302 | 4.0258 | 0.22422 | 3.7976 | 0.24192 | 3.7976 | 0.23965
3.8962 | 0.13118 | 3.6659 | 0.39219 | 3.1554 | 0.4407 | 3.914 | 0.22202 | 3.6162 | 0.30154 | 3.2074 | 0.37871 | 4.235 | 0.29297 | 4.0964 | 0.22435 | 3.8418 | 0.23011 | 4.0331 | 0.22347 | 3.8043 | 0.24106 | 3.8043 | 0.23878
3.9068 | 0.12071 | 3.6757 | 0.38333 | 3.163 | 0.43455 | 3.9246 | 0.21229 | 3.6262 | 0.30155 | 3.2155 | 0.37479 | 4.2429 | 0.29591 | 4.1044 | 0.22512 | 3.8486 | 0.22984 | 4.0403 | 0.22264 | 3.811 | 0.2401 | 3.811 | 0.23785
3.9173 | 0.11177 | 3.6855 | 0.37572 | 3.1706 | 0.42736 | 3.9352 | 0.20193 | 3.6362 | 0.30103 | 3.2236 | 0.36899 | 4.2507 | 0.29854 | 4.1125 | 0.22614 | 3.8554 | 0.22931 | 4.0475 | 0.22177 | 3.8178 | 0.23903 | 3.8178 | 0.23682
3.9279 | 0.10423 | 3.6953 | 0.36981 | 3.1782 | 0.41901 | 3.9459 | 0.19117 | 3.6461 | 0.30016 | 3.2317 | 0.36189 | 4.2586 | 0.30083 | 4.1206 | 0.2274 | 3.8622 | 0.22845 | 4.0547 | 0.22088 | 3.8245 | 0.23779 | 3.8245 | 0.23567
3.9384 | 0.09794 | 3.705 | 0.36558 | 3.1858 | 0.4095 | 3.9565 | 0.1802 | 3.6561 | 0.29935 | 3.2398 | 0.35438 | 4.2664 | 0.30279 | 4.1287 | 0.22894 | 3.869 | 0.22723 | 4.062 | 0.22002 | 3.8312 | 0.23639 | 3.8312 | 0.23437
3.949 | 0.092688 | 3.7148 | 0.36254 | 3.1934 | 0.39898 | 3.9672 | 0.16921 | 3.6661 | 0.29923 | 3.2479 | 0.34743 | 4.2743 | 0.30437 | 4.1368 | 0.23076 | 3.8758 | 0.22567 | 4.0692 | 0.21921 | 3.838 | 0.23481 | 3.838 | 0.23291
3.9596 | 0.088301 | 3.7246 | 0.35984 | 3.201 | 0.38779 | 3.9778 | 0.15837 | 3.6761 | 0.30052 | 3.256 | 0.34169 | 4.2822 | 0.30564 | 4.1449 | 0.23291 | 3.8825 | 0.22379 | 4.0764 | 0.21848 | 3.8447 | 0.23306 | 3.8447 | 0.23129
3.9701 | 0.084639 | 3.7343 | 0.35641 | 3.2086 | 0.37642 | 3.9884 | 0.14784 | 3.6861 | 0.30362 | 3.2641 | 0.33728 | 4.29 | 0.30662 | 4.153 | 0.23542 | 3.8893 | 0.22165 | 4.0837 | 0.21787 | 3.8514 | 0.23116 | 3.8514 | 0.22954
3.9807 | 0.081545 | 3.7441 | 0.35138 | 3.2162 | 0.36536 | 3.9991 | 0.13778 | 3.696 | 0.30836 | 3.2722 | 0.3339 | 4.2979 | 0.30734 | 4.1611 | 0.23831 | 3.8961 | 0.21941 | 4.0909 | 0.21738 | 3.8582 | 0.22913 | 3.8582 | 0.22766
3.9912 | 0.078962 | 3.7539 | 0.34416 | 3.2238 | 0.35498 | 4.0097 | 0.1283 | 3.706 | 0.31404 | 3.2803 | 0.33091 | 4.3057 | 0.30784 | 4.1692 | 0.2416 | 3.9029 | 0.21718 | 4.0981 | 0.21702 | 3.8649 | 0.22702 | 3.8649 | 0.22571
4.0018 | 0.076863 | 3.7637 | 0.3345 | 3.2314 | 0.34556 | 4.0204 | 0.11951 | 3.716 | 0.31949 | 3.2884 | 0.32761 | 4.3136 | 0.30814 | 4.1773 | 0.24525 | 3.9097 | 0.21508 | 4.1053 | 0.21679 | 3.8716 | 0.22486 | 3.8716 | 0.22373
4.0124 | 0.075232 | 3.7734 | 0.32244 | 3.239 | 0.33729 | 4.031 | 0.11147 | 3.726 | 0.32337 | 3.2965 | 0.32344 | 4.3214 | 0.30829 | 4.1854 | 0.24924 | 3.9165 | 0.21325 | 4.1126 | 0.21669 | 3.8784 | 0.22272 | 3.8784 | 0.22177
4.0229 | 0.074048 | 3.7832 | 0.30823 | 3.2466 | 0.33031 | 4.0416 | 0.10422 | 3.7359 | 0.32452 | 3.3046 | 0.31826 | 4.3293 | 0.3083 | 4.1935 | 0.25343 | 3.9233 | 0.21179 | 4.1198 | 0.21669 | 3.8851 | 0.22061 | 3.8851 | 0.21984
4.0335 | 0.07327 | 3.793 | 0.29222 | 3.2542 | 0.32472 | 4.0523 | 0.097783 | 3.7459 | 0.32228 | 3.3127 | 0.31239 | 4.3372 | 0.30822 | 4.2016 | 0.25772 | 3.9301 | 0.21078 | 4.127 | 0.21678 | 3.8918 | 0.21858 | 3.8918 | 0.218
4.044 | 0.07283 | 3.8028 | 0.27481 | 3.2618 | 0.3206 | 4.0629 | 0.092207 | 3.7559 | 0.3167 | 3.3208 | 0.30657 | 4.345 | 0.30805 | 4.2097 | 0.26197 | 3.9368 | 0.21028 | 4.1342 | 0.21692 | 3.8985 | 0.21666 | 3.8985 | 0.21627
4.0546 | 0.07263 | 3.8125 | 0.25639 | 3.2695 | 0.31793 | 4.0735 | 0.087374 | 3.7659 | 0.30847 | 3.3289 | 0.30169 | 4.3529 | 0.30782 | 4.2177 | 0.26606 | 3.9436 | 0.21031 | 4.1415 | 0.21709 | 3.9053 | 0.21487 | 3.9053 | 0.21466
4.0652 | 0.072552 | 3.8223 | 0.23732 | 3.2771 | 0.31658 | 4.0842 | 0.083224 | 3.7758 | 0.29873 | 3.337 | 0.29846 | 4.3607 | 0.30757 | 4.2258 | 0.26987 | 3.9504 | 0.21085 | 4.1487 | 0.21727 | 3.912 | 0.21323 | 3.912 | 0.2132
4.0757 | 0.07247 | 3.8321 | 0.21794 | 3.2847 | 0.31634 | 4.0948 | 0.079679 | 3.7858 | 0.2888 | 3.3451 | 0.29712 | 4.3686 | 0.30729 | 4.2339 | 0.27334 | 3.9572 | 0.21185 | 4.1559 | 0.21745 | 3.9187 | 0.21177 | 3.9187 | 0.2119
4.0863 | 0.072264 | 3.8418 | 0.19864 | 3.2923 | 0.31691 | 4.1055 | 0.076655 | 3.7958 | 0.2798 | 3.3532 | 0.29735 | 4.3765 | 0.30701 | 4.242 | 0.2764 | 3.964 | 0.21323 | 4.1632 | 0.2176 | 3.9255 | 0.2105 | 3.9255 | 0.21077
4.0968 | 0.071837 | 3.8516 | 0.17984 | 3.2999 | 0.31794 | 4.1161 | 0.074061 | 3.8058 | 0.27245 | 3.3613 | 0.29827 | 4.3843 | 0.30672 | 4.2501 | 0.27906 | 3.9708 | 0.21484 | 4.1704 | 0.21773 | 3.9322 | 0.20945 | 3.9322 | 0.20984
4.1074 | 0.071115 | 3.8614 | 0.16201 | 3.3075 | 0.31909 | 4.1267 | 0.071806 | 3.8157 | 0.26703 | 3.3694 | 0.29881 | 4.3922 | 0.30645 | 4.2582 | 0.28131 | 3.9776 | 0.21653 | 4.1776 | 0.21784 | 3.9389 | 0.20861 | 3.9389 | 0.20909
4.118 | 0.070084 | 3.8712 | 0.14562 | 3.3151 | 0.32005 | 4.1374 | 0.069804 | 3.8257 | 0.26337 | 3.3775 | 0.29803 | 4.4 | 0.3062 | 4.2663 | 0.28322 | 3.9844 | 0.21819 | 4.1848 | 0.21791 | 3.9457 | 0.20797 | 3.9457 | 0.20852
4.1285 | 0.068786 | 3.8809 | 0.13109 | 3.3227 | 0.32057 | 4.148 | 0.067977 | 3.8357 | 0.26102 | 3.3856 | 0.29539 | 4.4079 | 0.30598 | 4.2744 | 0.28483 | 3.9911 | 0.21969 | 4.1921 | 0.21797 | 3.9524 | 0.20753 | 3.9524 | 0.20812
4.1391 | 0.067283 | 3.8907 | 0.1187 | 3.3303 | 0.32049 | 4.1587 | 0.066261 | 3.8457 | 0.25934 | 3.3937 | 0.29088 | 4.4158 | 0.30582 | 4.2825 | 0.2862 | 3.9979 | 0.22093 | 4.1993 | 0.21802 | 3.9591 | 0.20727 | 3.9591 | 0.20789
4.1496 | 0.06565 | 3.9005 | 0.10853 | 3.3379 | 0.31977 | 4.1693 | 0.064608 | 3.8557 | 0.25763 | 3.4018 | 0.28499 | 4.4236 | 0.30573 | 4.2906 | 0.28738 | 4.0047 | 0.22184 | 4.2065 | 0.21808 | 3.9659 | 0.20718 | 3.9659 | 0.2078
4.1602 | 0.063966 | 3.9102 | 0.10052 | 3.3455 | 0.31844 | 4.1799 | 0.062988 | 3.8656 | 0.25511 | 3.4099 | 0.2786 | 4.4315 | 0.30574 | 4.2987 | 0.2884 | 4.0115 | 0.22238 | 4.2137 | 0.21816 | 3.9726 | 0.20722 | 3.9726 | 0.20782
4.1708 | 0.062302 | 3.92 | 0.09418 | 3.3531 | 0.31663 | 4.1906 | 0.06139 | 3.8756 | 0.25121 | 3.418 | 0.27251 | 4.4393 | 0.30588 | 4.3068 | 0.28928 | 4.0183 | 0.22255 | 4.221 | 0.21826 | 3.9793 | 0.20734 | 3.9793 | 0.20791
4.1813 | 0.060711 | 3.9298 | 0.088976 | 3.3607 | 0.31439 | 4.2012 | 0.059823 | 3.8856 | 0.24549 | 3.4261 | 0.2673 | 4.4472 | 0.30617 | 4.3149 | 0.29003 | 4.0251 | 0.22237 | 4.2282 | 0.21841 | 3.9861 | 0.20751 | 3.9861 | 0.20803
4.1919 | 0.059229 | 3.9396 | 0.084413 | 3.3683 | 0.31167 | 4.2119 | 0.058308 | 3.8956 | 0.23772 | 3.4342 | 0.26327 | 4.455 | 0.30664 | 4.3229 | 0.29065 | 4.0319 | 0.2219 | 4.2354 | 0.21861 | 3.9928 | 0.20766 | 3.9928 | 0.20811
4.2024 | 0.057874 | 3.9493 | 0.080125 | 3.3759 | 0.30838 | 4.2225 | 0.056877 | 3.9055 | 0.22797 | 3.4423 | 0.26042 | 4.4629 | 0.30732 | 4.331 | 0.29116 | 4.0387 | 0.22123 | 4.2427 | 0.21885 | 3.9995 | 0.20773 | 3.9995 | 0.2081
4.213 | 0.056656 | 3.9591 | 0.075931 | 3.3835 | 0.30445 | 4.2331 | 0.055564 | 3.9155 | 0.21655 | 3.4504 | 0.25851 | 4.4708 | 0.30824 | 4.3391 | 0.29157 | 4.0454 | 0.22048 | 4.2499 | 0.21916 | 4.0063 | 0.20767 | 4.0063 | 0.20794
4.2236 | 0.05558 | 3.9689 | 0.071848 | 3.3911 | 0.29989 | 4.2438 | 0.054403 | 3.9255 | 0.20396 | 3.4585 | 0.2572 | 4.4786 | 0.30943 | 4.3472 | 0.29192 | 4.0522 | 0.21974 | 4.2571 | 0.21952 | 4.013 | 0.20742 | 4.013 | 0.20759
4.2341 | 0.05466 | 3.9787 | 0.068031 | 3.3987 | 0.29487 | 4.2544 | 0.053425 | 3.9355 | 0.19076 | 3.4666 | 0.25617 | 4.4865 | 0.31089 | 4.3553 | 0.29223 | 4.059 | 0.2191 | 4.2643 | 0.21995 | 4.0197 | 0.20697 | 4.0197 | 0.20702
4.2447 | 0.053917 | 3.9884 | 0.064699 | 3.4063 | 0.28972 | 4.2651 | 0.052656 | 3.9454 | 0.17746 | 3.4747 | 0.25519 | 4.4943 | 0.31267 | 4.3634 | 0.29253 | 4.0658 | 0.21861 | 4.2716 | 0.22043 | 4.0265 | 0.20631 | 4.0265 | 0.20622
4.2552 | 0.053403 | 3.9982 | 0.062053 | 3.414 | 0.28486 | 4.2757 | 0.052111 | 3.9554 | 0.16442 | 3.4828 | 0.25421 | 4.5022 | 0.31476 | 4.3715 | 0.29283 | 4.0726 | 0.21832 | 4.2788 | 0.22097 | 4.0332 | 0.20544 | 4.0332 | 0.20522
4.2658 | 0.053148 | 4.008 | 0.060217 | 3.4216 | 0.28074 | 4.2863 | 0.051799 | 3.9654 | 0.15184 | 3.4909 | 0.25335 | 4.5101 | 0.31713 | 4.3796 | 0.29314 | 4.0794 | 0.21826 | 4.286 | 0.22156 | 4.0399 | 0.2044 | 4.0399 | 0.20403
4.2764 | 0.05318 | 4.0177 | 0.059212 | 3.4292 | 0.27774 | 4.297 | 0.051716 | 3.9754 | 0.13977 | 3.499 | 0.25282 | 4.5179 | 0.31975 | 4.3877 | 0.29343 | 4.0862 | 0.21844 | 4.2932 | 0.22221 | 4.0467 | 0.20322 | 4.0467 | 0.20271
4.2869 | 0.053515 | 4.0275 | 0.058946 | 3.4368 | 0.27612 | 4.3076 | 0.051856 | 3.9853 | 0.12824 | 3.5071 | 0.25283 | 4.5258 | 0.3226 | 4.3958 | 0.29366 | 4.093 | 0.21884 | 4.3005 | 0.22291 | 4.0534 | 0.20197 | 4.0534 | 0.20132
4.2975 | 0.054141 | 4.0373 | 0.059235 | 3.4444 | 0.276 | 4.3183 | 0.052201 | 3.9953 | 0.11728 | 3.5152 | 0.25357 | 4.5336 | 0.32562 | 4.4039 | 0.29379 | 4.0997 | 0.21945 | 4.3077 | 0.22368 | 4.0601 | 0.2007 | 4.0601 | 0.19993
4.3081 | 0.055014 | 4.0471 | 0.059824 | 3.452 | 0.27739 | 4.3289 | 0.0527 | 4.0053 | 0.10702 | 3.5233 | 0.25506 | 4.5415 | 0.32878 | 4.412 | 0.29381 | 4.1065 | 0.22027 | 4.3149 | 0.22452 | 4.0668 | 0.19949 | 4.0668 | 0.1986
4.3186 | 0.056059 | 4.0568 | 0.060433 | 3.4596 | 0.28025 | 4.3395 | 0.053314 | 4.0153 | 0.097662 | 3.5314 | 0.25724 | 4.5494 | 0.33201 | 4.4201 | 0.29369 | 4.1133 | 0.22129 | 4.3222 | 0.22545 | 4.0736 | 0.19842 | 4.0736 | 0.19743
4.3292 | 0.057176 | 4.0666 | 0.060796 | 3.4672 | 0.28452 | 4.3502 | 0.053994 | 4.0252 | 0.089413 | 3.5395 | 0.25989 | 4.5572 | 0.33526 | 4.4282 | 0.29343 | 4.1201 | 0.22249 | 4.3294 | 0.22647 | 4.0803 | 0.19753 | 4.0803 | 0.19646
4.3397 | 0.058252 | 4.0764 | 0.060717 | 3.4748 | 0.29017 | 4.3608 | 0.054691 | 4.0352 | 0.082434 | 3.5476 | 0.26275 | 4.5651 | 0.33846 | 4.4362 | 0.29307 | 4.1269 | 0.22389 | 4.3366 | 0.22762 | 4.087 | 0.19685 | 4.087 | 0.19573
4.3503 | 0.059173 | 4.0862 | 0.060079 | 3.4824 | 0.29712 | 4.3715 | 0.055356 | 4.0452 | 0.076822 | 3.5557 | 0.26552 | 4.5729 | 0.34154 | 4.4443 | 0.29265 | 4.1337 | 0.22551 | 4.3438 | 0.22891 | 4.0938 | 0.19639 | 4.0938 | 0.19525
4.3609 | 0.059843 | 4.0959 | 0.05892 | 3.49 | 0.30507 | 4.3821 | 0.055943 | 4.0552 | 0.072392 | 3.5638 | 0.26803 | 4.5808 | 0.34444 | 4.4524 | 0.29226 | 4.1405 | 0.22736 | 4.3511 | 0.23033 | 4.1005 | 0.19616 | 4.1005 | 0.19502
4.3714 | 0.060193 | 4.1057 | 0.05737 | 3.4976 | 0.31351 | 4.3927 | 0.056412 | 4.0652 | 0.068903 | 3.5719 | 0.27026 | 4.5886 | 0.34712 | 4.4605 | 0.29195 | 4.1472 | 0.22948 | 4.3583 | 0.23191 | 4.1072 | 0.19613 | 4.1072 | 0.19502
4.382 | 0.060196 | 4.1155 | 0.055589 | 3.5052 | 0.32185 | 4.4034 | 0.056734 | 4.0751 | 0.066098 | 3.58 | 0.27228 | 4.5965 | 0.34955 | 4.4686 | 0.29183 | 4.154 | 0.23188 | 4.3655 | 0.23364 | 4.114 | 0.19628 | 4.114 | 0.19522
4.3925 | 0.059864 | 4.1252 | 0.053733 | 3.5128 | 0.3294 | 4.414 | 0.056892 | 4.0851 | 0.063769 | 3.5881 | 0.2742 | 4.6044 | 0.3517 | 4.4767 | 0.29197 | 4.1608 | 0.23458 | 4.3727 | 0.23552 | 4.1207 | 0.19657 | 4.1207 | 0.19558
4.4031 | 0.059245 | 4.135 | 0.051933 | 3.5204 | 0.33568 | 4.4246 | 0.056879 | 4.0951 | 0.061797 | 3.5962 | 0.27607 | 4.6122 | 0.35358 | 4.4848 | 0.29245 | 4.1676 | 0.23758 | 4.38 | 0.23753 | 4.1274 | 0.19695 | 4.1274 | 0.19605
4.4137 | 0.058448 | 4.1448 | 0.050277 | 3.528 | 0.3405 | 4.4353 | 0.056698 | 4.1051 | 0.060154 | 3.6043 | 0.27783 | 4.6201 | 0.35517 | 4.4929 | 0.29336 | 4.1744 | 0.24087 | 4.3872 | 0.23966 | 4.1342 | 0.19739 | 4.1342 | 0.19659
4.4242 | 0.057566 | 4.1546 | 0.048812 | 3.5356 | 0.3441 | 4.4459 | 0.056365 | 4.115 | 0.058864 | 3.6124 | 0.27929 | 4.6279 | 0.35648 | 4.501 | 0.29472 | 4.1812 | 0.24442 | 4.3944 | 0.24188 | 4.1409 | 0.19785 | 4.1409 | 0.19716
4.4348 | 0.056683 | 4.1643 | 0.047541 | 3.5432 | 0.34709 | 4.4566 | 0.055917 | 4.125 | 0.05795 | 3.6205 | 0.28016 | 4.6358 | 0.35755 | 4.5091 | 0.29656 | 4.188 | 0.24817 | 4.4017 | 0.24415 | 4.1476 | 0.19828 | 4.1476 | 0.19771
4.4453 | 0.055858 | 4.1741 | 0.046438 | 3.5509 | 0.35035 | 4.4672 | 0.055383 | 4.135 | 0.057377 | 3.6285 | 0.28019 | 4.6437 | 0.35836 | 4.5172 | 0.29889 | 4.1948 | 0.25203 | 4.4089 | 0.24641 | 4.1544 | 0.19868 | 4.1544 | 0.1982
4.4559 | 0.05512 | 4.1839 | 0.045456 | 3.5585 | 0.35467 | 4.4778 | 0.054794 | 4.145 | 0.057027 | 3.6366 | 0.27923 | 4.6515 | 0.35897 | 4.5253 | 0.3017 | 4.2015 | 0.25593 | 4.4161 | 0.24862 | 4.1611 | 0.19901 | 4.1611 | 0.19863
4.4665 | 0.054466 | 4.1937 | 0.044549 | 3.5661 | 0.36058 | 4.4885 | 0.054183 | 4.1549 | 0.056699 | 3.6447 | 0.27739 | 4.6594 | 0.35942 | 4.5334 | 0.30497 | 4.2083 | 0.25978 | 4.4233 | 0.25073 | 4.1678 | 0.19928 | 4.1678 | 0.19898
4.477 | 0.053865 | 4.2034 | 0.043684 | 3.5737 | 0.36806 | 4.4991 | 0.053579 | 4.1649 | 0.056153 | 3.6528 | 0.27503 | 4.6672 | 0.35972 | 4.5415 | 0.30866 | 4.2151 | 0.26348 | 4.4306 | 0.2527 | 4.1746 | 0.19948 | 4.1746 | 0.19924
4.4876 | 0.053268 | 4.2132 | 0.04286 | 3.5813 | 0.3766 | 4.5098 | 0.053013 | 4.1749 | 0.05517 | 3.6609 | 0.2728 | 4.6751 | 0.35989 | 4.5495 | 0.31269 | 4.2219 | 0.26697 | 4.4378 | 0.25449 | 4.1813 | 0.19961 | 4.1813 | 0.19942
4.4981 | 0.052621 | 4.223 | 0.042102 | 3.5889 | 0.38524 | 4.5204 | 0.052513 | 4.1849 | 0.053616 | 3.669 | 0.27153 | 4.683 | 0.35994 | 4.5576 | 0.31696 | 4.2287 | 0.27018 | 4.445 | 0.25608 | 4.188 | 0.19968 | 4.188 | 0.19953
4.5087 | 0.051877 | 4.2327 | 0.041463 | 3.5965 | 0.39293 | 4.531 | 0.052105 | 4.1948 | 0.051481 | 3.6771 | 0.27202 | 4.6908 | 0.35987 | 4.5657 | 0.32134 | 4.2355 | 0.27306 | 4.4522 | 0.25747 | 4.1948 | 0.19972 | 4.1948 | 0.19958
4.5193 | 0.051012 | 4.2425 | 0.041004 | 3.6041 | 0.39874 | 4.5417 | 0.051813 | 4.2048 | 0.048889 | 3.6852 | 0.27488 | 4.6987 | 0.35967 | 4.5738 | 0.32569 | 4.2423 | 0.27559 | 4.4595 | 0.25867 | 4.2015 | 0.19973 | 4.2015 | 0.19959
4.5298 | 0.050029 | 4.2523 | 0.040776 | 3.6117 | 0.40209 | 4.5523 | 0.051654 | 4.2148 | 0.046057 | 3.6933 | 0.2803 | 4.7065 | 0.35934 | 4.5819 | 0.32985 | 4.2491 | 0.27778 | 4.4667 | 0.25969 | 4.2082 | 0.19975 | 4.2082 | 0.19959
4.5404 | 0.048962 | 4.2621 | 0.040808 | 3.6193 | 0.40273 | 4.563 | 0.051647 | 4.2248 | 0.043245 | 3.7014 | 0.28795 | 4.7144 | 0.35887 | 4.59 | 0.33361 | 4.2558 | 0.27961 | 4.4739 | 0.26059 | 4.2149 | 0.19979 | 4.2149 | 0.1996
4.5509 | 0.047886 | 4.2718 | 0.041072 | 3.6269 | 0.40078 | 4.5736 | 0.051795 | 4.2348 | 0.040686 | 3.7095 | 0.29674 | 4.7223 | 0.35823 | 4.5981 | 0.33683 | 4.2626 | 0.28113 | 4.4812 | 0.26142 | 4.2217 | 0.19988 | 4.2217 | 0.19965
4.5615 | 0.046888 | 4.2816 | 0.041488 | 3.6345 | 0.39655 | 4.5842 | 0.052084 | 4.2447 | 0.03851 | 3.7176 | 0.30514 | 4.7301 | 0.35743 | 4.6062 | 0.33941 | 4.2694 | 0.28241 | 4.4884 | 0.26226 | 4.2284 | 0.20003 | 4.2284 | 0.19976
4.5721 | 0.046059 | 4.2914 | 0.041975 | 3.6421 | 0.39026 | 4.5949 | 0.052496 | 4.2547 | 0.036774 | 3.7257 | 0.31153 | 4.738 | 0.35649 | 4.6143 | 0.3413 | 4.2762 | 0.28348 | 4.4956 | 0.26319 | 4.2351 | 0.20025 | 4.2351 | 0.19993
4.5826 | 0.045477 | 4.3012 | 0.042468 | 3.6497 | 0.38219 | 4.6055 | 0.053008 | 4.2647 | 0.035489 | 3.7338 | 0.31451 | 4.7458 | 0.35541 | 4.6224 | 0.34252 | 4.283 | 0.28438 | 4.5028 | 0.26426 | 4.2419 | 0.20055 | 4.2419 | 0.20019
4.5932 | 0.045201 | 4.3109 | 0.042944 | 3.6573 | 0.37279 | 4.6162 | 0.053593 | 4.2747 | 0.034653 | 3.7419 | 0.31324 | 4.7537 | 0.35421 | 4.6305 | 0.34314 | 4.2898 | 0.28515 | 4.5101 | 0.26553 | 4.2486 | 0.20092 | 4.2486 | 0.20051
4.6037 | 0.045264 | 4.3207 | 0.043431 | 3.6649 | 0.36276 | 4.6268 | 0.054216 | 4.2846 | 0.034278 | 3.75 | 0.30762 | 4.7615 | 0.35292 | 4.6386 | 0.34327 | 4.2966 | 0.28581 | 4.5173 | 0.26706 | 4.2553 | 0.20134 | 4.2553 | 0.2009
4.6143 | 0.045666 | 4.3305 | 0.043975 | 3.6725 | 0.35301 | 4.6374 | 0.054845 | 4.2946 | 0.034384 | 3.7581 | 0.29835 | 4.7694 | 0.35157 | 4.6467 | 0.34308 | 4.3034 | 0.28635 | 4.5245 | 0.26886 | 4.2621 | 0.2018 | 4.2621 | 0.20133
4.6249 | 0.046377 | 4.3402 | 0.044615 | 3.6801 | 0.34448 | 4.6481 | 0.055444 | 4.3046 | 0.034988 | 3.7662 | 0.28668 | 4.7773 | 0.3502 | 4.6548 | 0.34275 | 4.3101 | 0.28681 | 4.5318 | 0.27095 | 4.2688 | 0.20226 | 4.2688 | 0.20178
4.6354 | 0.047344 | 4.35 | 0.045338 | 3.6877 | 0.33792 | 4.6587 | 0.055984 | 4.3146 | 0.036079 | 3.7743 | 0.27416 | 4.7851 | 0.34885 | 4.6628 | 0.34244 | 4.3169 | 0.28717 | 4.539 | 0.27332 | 4.2755 | 0.20272 | 4.2755 | 0.20223
4.646 | 0.048493 | 4.3598 | 0.046079 | 3.6954 | 0.33368 | 4.6694 | 0.056438 | 4.3245 | 0.0376 | 3.7824 | 0.26225 | 4.793 | 0.34756 | 4.6709 | 0.3423 | 4.3237 | 0.28745 | 4.5462 | 0.27596 | 4.2823 | 0.20314 | 4.2823 | 0.20264
4.6565 | 0.049744 | 4.3696 | 0.046723 | 3.703 | 0.33163 | 4.68 | 0.056787 | 4.3345 | 0.039446 | 3.7905 | 0.25208 | 4.8008 | 0.34636 | 4.679 | 0.34241 | 4.3305 | 0.28765 | 4.5534 | 0.2788 | 4.289 | 0.2035 | 4.289 | 0.20299
4.6671 | 0.05102 | 4.3793 | 0.047149 | 3.7106 | 0.33119 | 4.6906 | 0.057014 | 4.3445 | 0.041463 | 3.7986 | 0.24429 | 4.8087 | 0.34529 | 4.6871 | 0.34279 | 4.3373 | 0.2878 | 4.5607 | 0.28175 | 4.2957 | 0.20378 | 4.2957 | 0.20327
4.6777 | 0.052256 | 4.3891 | 0.047262 | 3.7182 | 0.33151 | 4.7013 | 0.057125 | 4.3545 | 0.043462 | 3.8067 | 0.239 | 4.8166 | 0.34435 | 4.6952 | 0.3434 | 4.3441 | 0.28793 | 4.5679 | 0.28475 | 4.3025 | 0.20398 | 4.3025 | 0.20346
4.6882 | 0.053397 | 4.3989 | 0.047027 | 3.7258 | 0.33166 | 4.7119 | 0.057138 | 4.3644 | 0.045233 | 3.8148 | 0.23597 | 4.8244 | 0.34355 | 4.7033 | 0.3441 | 4.3509 | 0.28806 | 4.5751 | 0.28771 | 4.3092 | 0.20413 | 4.3092 | 0.20358
4.6988 | 0.054422 | 4.4087 | 0.046468 | 3.7334 | 0.33085 | 4.7226 | 0.057077 | 4.3744 | 0.046565 | 3.8229 | 0.23472 | 4.8323 | 0.34289 | 4.7114 | 0.3447 | 4.3577 | 0.28821 | 4.5823 | 0.29056 | 4.3159 | 0.20422 | 4.3159 | 0.20364
4.7094 | 0.055332 | 4.4184 | 0.045654 | 3.741 | 0.32849 | 4.7332 | 0.056967 | 4.3844 | 0.047275 | 3.831 | 0.23467 | 4.8401 | 0.34236 | 4.7195 | 0.34506 | 4.3644 | 0.2884 | 4.5896 | 0.2932 | 4.3227 | 0.2043 | 4.3227 | 0.20366
4.7199 | 0.056139 | 4.4282 | 0.044674 | 3.7486 | 0.3243 | 4.7438 | 0.056837 | 4.3944 | 0.047245 | 3.8391 | 0.23526 | 4.848 | 0.34193 | 4.7276 | 0.34501 | 4.3712 | 0.28863 | 4.5968 | 0.29557 | 4.3294 | 0.2044 | 4.3294 | 0.2037
4.7305 | 0.056859 | 4.438 | 0.043609 | 3.7562 | 0.31821 | 4.7545 | 0.056711 | 4.4044 | 0.046462 | 3.8472 | 0.23601 | 4.8559 | 0.34158 | 4.7357 | 0.34447 | 4.378 | 0.28891 | 4.604 | 0.29762 | 4.3361 | 0.20458 | 4.3361 | 0.2038
4.741 | 0.057514 | 4.4477 | 0.042526 | 3.7638 | 0.31033 | 4.7651 | 0.056606 | 4.4143 | 0.045047 | 3.8553 | 0.23644 | 4.8637 | 0.34127 | 4.7438 | 0.34338 | 4.3848 | 0.28922 | 4.6113 | 0.29929 | 4.3429 | 0.20487 | 4.3429 | 0.20401
4.7516 | 0.05812 | 4.4575 | 0.041474 | 3.7714 | 0.30102 | 4.7757 | 0.056532 | 4.4243 | 0.043306 | 3.8634 | 0.23614 | 4.8716 | 0.34097 | 4.7519 | 0.34176 | 4.3916 | 0.28954 | 4.6185 | 0.30052 | 4.3496 | 0.20533 | 4.3496 | 0.2044
4.7622 | 0.058692 | 4.4673 | 0.040487 | 3.779 | 0.29062 | 4.7864 | 0.05649 | 4.4343 | 0.041562 | 3.8715 | 0.23475 | 4.8794 | 0.34064 | 4.76 | 0.33969 | 4.3984 | 0.28983 | 4.6257 | 0.30136 | 4.3563 | 0.20603 | 4.3563 | 0.20502
4.7727 | 0.059239 | 4.4771 | 0.039588 | 3.7866 | 0.27938 | 4.797 | 0.056476 | 4.4443 | 0.040103 | 3.8796 | 0.23193 | 4.8873 | 0.34024 | 4.7681 | 0.33729 | 4.4052 | 0.29008 | 4.6329 | 0.30182 | 4.363 | 0.20702 | 4.363 | 0.20596
4.7833 | 0.05977 | 4.4868 | 0.038791 | 3.7942 | 0.26754 | 4.8077 | 0.056484 | 4.4542 | 0.039116 | 3.8877 | 0.22744 | 4.8951 | 0.33976 | 4.7761 | 0.33471 | 4.412 | 0.29024 | 4.6402 | 0.30196 | 4.3698 | 0.20832 | 4.3698 | 0.20723
4.7938 | 0.060292 | 4.4966 | 0.038091 | 3.8018 | 0.25517 | 4.8183 | 0.056513 | 4.4642 | 0.038635 | 3.8958 | 0.22116 | 4.903 | 0.33918 | 4.7842 | 0.3321 | 4.4187 | 0.29031 | 4.6474 | 0.30183 | 4.3765 | 0.20993 | 4.3765 | 0.20883
4.8044 | 0.060813 | 4.5064 | 0.037478 | 3.8094 | 0.24228 | 4.8289 | 0.056567 | 4.4742 | 0.038547 | 3.9039 | 0.21317 | 4.9109 | 0.33849 | 4.7923 | 0.3296 | 4.4255 | 0.29029 | 4.6546 | 0.30151 | 4.3832 | 0.21186 | 4.3832 | 0.21078
4.815 | 0.061339 | 4.5162 | 0.036936 | 3.817 | 0.22879 | 4.8396 | 0.056665 | 4.4842 | 0.03863 | 3.912 | 0.20373 | 4.9187 | 0.3377 | 4.8004 | 0.32735 | 4.4323 | 0.29017 | 4.6618 | 0.30108 | 4.39 | 0.21407 | 4.39 | 0.21302
4.8255 | 0.061875 | 4.5259 | 0.036462 | 3.8246 | 0.21464 | 4.8502 | 0.056834 | 4.4941 | 0.038623 | 3.9201 | 0.19329 | 4.9266 | 0.33681 | 4.8085 | 0.32542 | 4.4391 | 0.28999 | 4.6691 | 0.30063 | 4.3967 | 0.21653 | 4.3967 | 0.21553
4.8361 | 0.06242 | 4.5357 | 0.036065 | 3.8322 | 0.19982 | 4.8609 | 0.057106 | 4.5041 | 0.038298 | 3.9282 | 0.18234 | 4.9344 | 0.33584 | 4.8166 | 0.32385 | 4.4459 | 0.28978 | 4.6763 | 0.30025 | 4.4034 | 0.21917 | 4.4034 | 0.21823
4.8466 | 0.062968 | 4.5455 | 0.035767 | 3.8399 | 0.18442 | 4.8715 | 0.057518 | 4.5141 | 0.037523 | 3.9363 | 0.17136 | 4.9423 | 0.33482 | 4.8247 | 0.32262 | 4.4527 | 0.28957 | 4.6835 | 0.30004 | 4.4102 | 0.22191 | 4.4102 | 0.22105
4.8572 | 0.063508 | 4.5552 | 0.035579 | 3.8475 | 0.16868 | 4.8821 | 0.058102 | 4.5241 | 0.0363 | 3.9444 | 0.16066 | 4.9502 | 0.33379 | 4.8328 | 0.32172 | 4.4595 | 0.28943 | 4.6908 | 0.3001 | 4.4169 | 0.22469 | 4.4169 | 0.22389
4.8678 | 0.064027 | 4.565 | 0.035495 | 3.8551 | 0.15291 | 4.8928 | 0.058882 | 4.534 | 0.034767 | 3.9525 | 0.15033 | 4.958 | 0.33279 | 4.8409 | 0.3211 | 4.4663 | 0.28939 | 4.698 | 0.30049 | 4.4236 | 0.2274 | 4.4236 | 0.22668
4.8783 | 0.064516 | 4.5748 | 0.035475 | 3.8627 | 0.13751 | 4.9034 | 0.059872 | 4.544 | 0.033169 | 3.9606 | 0.1403 | 4.9659 | 0.33185 | 4.849 | 0.32069 | 4.473 | 0.28953 | 4.7052 | 0.30125 | 4.4304 | 0.22995 | 4.4304 | 0.22929
4.8889 | 0.064972 | 4.5846 | 0.035458 | 3.8703 | 0.12291 | 4.9141 | 0.061074 | 4.554 | 0.031804 | 3.9687 | 0.13037 | 4.9737 | 0.331 | 4.8571 | 0.3204 | 4.4798 | 0.28989 | 4.7124 | 0.30242 | 4.4371 | 0.23225 | 4.4371 | 0.23165
4.8994 | 0.065403 | 4.5943 | 0.035385 | 3.8779 | 0.10954 | 4.9247 | 0.062477 | 4.564 | 0.030945 | 3.9768 | 0.12041 | 4.9816 | 0.33027 | 4.8652 | 0.32014 | 4.4866 | 0.29053 | 4.7197 | 0.30401 | 4.4438 | 0.23426 | 4.4438 | 0.2337
4.91 | 0.065825 | 4.6041 | 0.035227 | 3.8855 | 0.097757 | 4.9353 | 0.064061 | 4.574 | 0.030778 | 3.9849 | 0.11038 | 4.9895 | 0.32969 | 4.8733 | 0.31981 | 4.4934 | 0.29147 | 4.7269 | 0.30603 | 4.4506 | 0.23594 | 4.4506 | 0.23541
4.9206 | 0.066264 | 4.6139 | 0.035012 | 3.8931 | 0.08787 | 4.946 | 0.065814 | 4.5839 | 0.031358 | 3.993 | 0.10044 | 4.9973 | 0.32925 | 4.8813 | 0.31931 | 4.5002 | 0.29273 | 4.7341 | 0.30846 | 4.4573 | 0.23728 | 4.4573 | 0.23678
4.9311 | 0.066748 | 4.6236 | 0.034839 | 3.9007 | 0.080157 | 4.9566 | 0.0677 | 4.5939 | 0.032623 | 4.0011 | 0.090879 | 5.0052 | 0.32898 | 4.8894 | 0.31854 | 4.507 | 0.29434 | 4.7413 | 0.31129 | 4.464 | 0.2383 | 4.464 | 0.23782
4.9417 | 0.067307 | 4.6334 | 0.034849 | 3.9083 | 0.07445 | 4.9673 | 0.069697 | 4.6039 | 0.034338 | 4.0092 | 0.082067 | 5.013 | 0.32889 | 4.8975 | 0.31742 | 4.5138 | 0.2963 | 4.7486 | 0.31446 | 4.4708 | 0.23904 | 4.4708 | 0.23857
4.9522 | 0.067967 | 4.6432 | 0.035174 | 3.9159 | 0.070487 | 4.9779 | 0.071798 | 4.6139 | 0.036252 | 4.0173 | 0.074267 | 5.0209 | 0.32895 | 4.9056 | 0.31589 | 4.5206 | 0.2986 | 4.7558 | 0.31795 | 4.4775 | 0.23958 | 4.4775 | 0.2391
4.9628 | 0.068743 | 4.653 | 0.035906 | 3.9235 | 0.067839 | 4.9885 | 0.074001 | 4.6238 | 0.038149 | 4.0254 | 0.067644 | 5.0287 | 0.32914 | 4.9137 | 0.31398 | 4.5273 | 0.30125 | 4.763 | 0.32168 | 4.4842 | 0.24 | 4.4842 | 0.23951
4.9734 | 0.069645 | 4.6627 | 0.037065 | 3.9311 | 0.065982 | 4.9992 | 0.076313 | 4.6338 | 0.039871 | 4.0335 | 0.062235 | 5.0366 | 0.32946 | 4.9218 | 0.31171 | 4.5341 | 0.3042 | 4.7703 | 0.32555 | 4.491 | 0.24041 | 4.491 | 0.23989
4.9839 | 0.070666 | 4.6725 | 0.038586 | 3.9387 | 0.0644 | 5.0098 | 0.078745 | 4.6438 | 0.041331 | 4.0416 | 0.057956 | 5.0445 | 0.32989 | 4.9299 | 0.30915 | 4.5409 | 0.30742 | 4.7775 | 0.3295 | 4.4977 | 0.24092 | 4.4977 | 0.24037
4.9945 | 0.07178 | 4.6823 | 0.040335 | 3.9463 | 0.062674 | 5.0205 | 0.081309 | 4.6538 | 0.042499 | 4.0497 | 0.054627 | 5.0523 | 0.33041 | 4.938 | 0.30639 | 4.5477 | 0.31088 | 4.7847 | 0.33346 | 4.5044 | 0.24167 | 4.5044 | 0.24107
5.005 | 0.072963 | 4.6921 | 0.042139 | 3.9539 | 0.060555 | 5.0311 | 0.084017 | 4.6637 | 0.043375 | 4.0578 | 0.052015 | 5.0602 | 0.33101 | 4.9461 | 0.30356 | 4.5545 | 0.3145 | 4.7919 | 0.33735 | 4.5111 | 0.24276 | 4.5111 | 0.2421
5.0156 | 0.074185 | 4.7018 | 0.04383 | 3.9615 | 0.057988 | 5.0417 | 0.086876 | 4.6737 | 0.043964 | 4.0659 | 0.049878 | 5.068 | 0.33169 | 4.9542 | 0.30076 | 4.5613 | 0.31819 | 4.7992 | 0.34111 | 4.5179 | 0.24426 | 4.5179 | 0.24353
5.0262 | 0.075418 | 4.7116 | 0.045283 | 3.9691 | 0.055085 | 5.0524 | 0.089886 | 4.6837 | 0.044266 | 4.074 | 0.048017 | 5.0759 | 0.33246 | 4.9623 | 0.29811 | 4.5681 | 0.32186 | 4.8064 | 0.34466 | 4.5246 | 0.24621 | 4.5246 | 0.24539
5.0367 | 0.076633 | 4.7214 | 0.046442 | 3.9768 | 0.052068 | 5.063 | 0.093041 | 4.6937 | 0.044281 | 4.0821 | 0.046309 | 5.0838 | 0.33331 | 4.9704 | 0.29569 | 4.5749 | 0.32542 | 4.8136 | 0.34796 | 4.5313 | 0.24863 | 4.5313 | 0.24771
5.0473 | 0.077809 | 4.7311 | 0.04731 | 3.9844 | 0.049185 | 5.0737 | 0.096335 | 4.7036 | 0.044033 | 4.0902 | 0.044726 | 5.0916 | 0.33428 | 4.9785 | 0.29355 | 4.5816 | 0.32878 | 4.8208 | 0.35096 | 4.5381 | 0.25149 | 4.5381 | 0.25048
5.0578 | 0.07893 | 4.7409 | 0.047924 | 3.992 | 0.046641 | 5.0843 | 0.099736 | 4.7136 | 0.043597 | 4.0983 | 0.043314 | 5.0995 | 0.33538 | 4.9866 | 0.29174 | 4.5884 | 0.33185 | 4.8281 | 0.3536 | 4.5448 | 0.25477 | 4.5448 | 0.25366
5.0684 | 0.079992 | 4.7507 | 0.048324 | 3.9996 | 0.044559 | 5.0949 | 0.10322 | 4.7236 | 0.043107 | 4.1064 | 0.042171 | 5.1073 | 0.33662 | 4.9946 | 0.29024 | 4.5952 | 0.33455 | 4.8353 | 0.35589 | 4.5515 | 0.25839 | 4.5515 | 0.25717
5.079 | 0.081003 | 4.7605 | 0.048526 | 4.0072 | 0.042976 | 5.1056 | 0.10677 | 4.7336 | 0.042738 | 4.1144 | 0.041403 | 5.1152 | 0.33804 | 5.0027 | 0.28907 | 4.602 | 0.33682 | 4.8425 | 0.35785 | 4.5583 | 0.26226 | 4.5583 | 0.26094
5.0895 | 0.081986 | 4.7702 | 0.048524 | 4.0148 | 0.041873 | 5.1162 | 0.11036 | 4.7436 | 0.04267 | 4.1225 | 0.041082 | 5.1231 | 0.33966 | 5.0108 | 0.28813 | 4.6088 | 0.33862 | 4.8498 | 0.3595 | 4.565 | 0.26628 | 4.565 | 0.26488
5.1001 | 0.08298 | 4.78 | 0.048317 | 4.0224 | 0.041209 | 5.1269 | 0.11398 | 4.7535 | 0.043025 | 4.1306 | 0.041218 | 5.1309 | 0.34151 | 5.0189 | 0.28739 | 4.6156 | 0.33993 | 4.857 | 0.36086 | 4.5717 | 0.27034 | 4.5717 | 0.26885
5.1107 | 0.084037 | 4.7898 | 0.047931 | 4.03 | 0.040954 | 5.1375 | 0.11765 | 4.7635 | 0.043825 | 4.1387 | 0.041742 | 5.1388 | 0.34362 | 5.027 | 0.28678 | 4.6224 | 0.34078 | 4.8642 | 0.36199 | 4.5785 | 0.27429 | 4.5785 | 0.27274
5.1212 | 0.08524 | 4.7996 | 0.04744 | 4.0376 | 0.041094 | 5.1481 | 0.12136 | 4.7735 | 0.044965 | 4.1468 | 0.042502 | 5.1466 | 0.34601 | 5.0351 | 0.28627 | 4.6292 | 0.34117 | 4.8714 | 0.36292 | 4.5852 | 0.27801 | 4.5852 | 0.27642
5.1318 | 0.086675 | 4.8093 | 0.046943 | 4.0452 | 0.041566 | 5.1588 | 0.12513 | 4.7835 | 0.046209 | 4.1549 | 0.043269 | 5.1545 | 0.34872 | 5.0432 | 0.28584 | 4.6359 | 0.34122 | 4.8787 | 0.36371 | 4.5919 | 0.28139 | 4.5919 | 0.27978
5.1423 | 0.088434 | 4.8191 | 0.046495 | 4.0528 | 0.042264 | 5.1694 | 0.12901 | 4.7934 | 0.047283 | 4.163 | 0.043756 | 5.1624 | 0.35178 | 5.0513 | 0.28545 | 4.6427 | 0.34104 | 4.8859 | 0.36442 | 4.5987 | 0.28434 | 4.5987 | 0.28273
5.1529 | 0.09062 | 4.8289 | 0.046077 | 4.0604 | 0.043043 | 5.18 | 0.13301 | 4.8034 | 0.047951 | 4.1711 | 0.043717 | 5.1702 | 0.35518 | 5.0594 | 0.28511 | 4.6495 | 0.34072 | 4.8931 | 0.3651 | 4.6054 | 0.28677 | 4.6054 | 0.28519
5.1635 | 0.093347 | 4.8386 | 0.045581 | 4.068 | 0.043743 | 5.1907 | 0.1372 | 4.8134 | 0.048052 | 4.1792 | 0.04298 | 5.1781 | 0.35892 | 5.0675 | 0.28483 | 4.6563 | 0.34037 | 4.9003 | 0.3658 | 4.6121 | 0.28862 | 4.6121 | 0.2871
5.174 | 0.096724 | 4.8484 | 0.044854 | 4.0756 | 0.044231 | 5.2013 | 0.14165 | 4.8234 | 0.047517 | 4.1873 | 0.041492 | 5.1859 | 0.36301 | 5.0756 | 0.28461 | 4.6631 | 0.3401 | 4.9076 | 0.36656 | 4.6189 | 0.28988 | 4.6189 | 0.28842
5.1846 | 0.10086 | 4.8582 | 0.04375 | 4.0832 | 0.044435 | 5.212 | 0.14639 | 4.8333 | 0.04636 | 4.1954 | 0.039338 | 5.1938 | 0.36746 | 5.0837 | 0.28447 | 4.6699 | 0.33996 | 4.9148 | 0.36741 | 4.6256 | 0.29052 | 4.6256 | 0.28916
5.1951 | 0.10583 | 4.868 | 0.042196 | 4.0908 | 0.04435 | 5.2226 | 0.15146 | 4.8433 | 0.044658 | 4.2035 | 0.036725 | 5.2016 | 0.37224 | 5.0918 | 0.28444 | 4.6767 | 0.34002 | 4.922 | 0.36836 | 4.6323 | 0.29057 | 4.6323 | 0.28932
5.2057 | 0.1117 | 4.8777 | 0.040238 | 4.0984 | 0.044021 | 5.2332 | 0.1569 | 4.8533 | 0.042533 | 4.2116 | 0.03394 | 5.2095 | 0.37735 | 5.0999 | 0.28453 | 4.6835 | 0.34029 | 4.9293 | 0.36941 | 4.6391 | 0.29011 | 4.6391 | 0.28897
5.2163 | 0.11849 | 4.8875 | 0.038038 | 4.106 | 0.0435 | 5.2439 | 0.1627 | 4.8633 | 0.040138 | 4.2197 | 0.03128 | 5.2174 | 0.38277 | 5.1079 | 0.28476 | 4.6902 | 0.34075 | 4.9365 | 0.37057 | 4.6458 | 0.28918 | 4.6458 | 0.28816
5.2268 | 0.12614 | 4.8973 | 0.035847 | 4.1136 | 0.042816 | 5.2545 | 0.16887 | 4.8732 | 0.037658 | 4.2278 | 0.028981 | 5.2252 | 0.38847 | 5.116 | 0.28512 | 4.697 | 0.34135 | 4.9437 | 0.37182 | 4.6525 | 0.28793 | 4.6525 | 0.28703
5.2374 | 0.13458 | 4.9071 | 0.03395 | 4.1213 | 0.041961 | 5.2652 | 0.17537 | 4.8832 | 0.035302 | 4.2359 | 0.027168 | 5.2331 | 0.39442 | 5.1241 | 0.28562 | 4.7038 | 0.34201 | 4.9509 | 0.37315 | 4.6593 | 0.28651 | 4.6593 | 0.28572
5.2479 | 0.14366 | 4.9168 | 0.032605 | 4.1289 | 0.0409 | 5.2758 | 0.18215 | 4.8932 | 0.033282 | 4.244 | 0.025836 | 5.2409 | 0.40054 | 5.1322 | 0.28627 | 4.7106 | 0.34261 | 4.9582 | 0.37452 | 4.666 | 0.28507 | 4.666 | 0.28437
5.2585 | 0.15322 | 4.9266 | 0.031993 | 4.1365 | 0.039607 | 5.2864 | 0.18913 | 4.9032 | 0.031781 | 4.2521 | 0.024883 | 5.2488 | 0.40675 | 5.1403 | 0.28705 | 4.7174 | 0.34304 | 4.9654 | 0.37592 | 4.6727 | 0.28372 | 4.6727 | 0.28311
5.2691 | 0.16309 | 4.9364 | 0.032184 | 4.1441 | 0.038092 | 5.2971 | 0.19623 | 4.9131 | 0.030907 | 4.2602 | 0.024158 | 5.2567 | 0.41298 | 5.1484 | 0.28795 | 4.7242 | 0.34321 | 4.9726 | 0.37732 | 4.6794 | 0.2826 | 4.6794 | 0.28206
5.2796 | 0.17306 | 4.9461 | 0.033118 | 4.1517 | 0.036421 | 5.3077 | 0.20337 | 4.9231 | 0.030663 | 4.2683 | 0.02353 | 5.2645 | 0.41915 | 5.1565 | 0.28893 | 4.731 | 0.34304 | 4.9798 | 0.37869 | 4.6862 | 0.28181 | 4.6862 | 0.28133
5.2902 | 0.18302 | 4.9559 | 0.034606 | 4.1593 | 0.03471 | 5.3184 | 0.21048 | 4.9331 | 0.030941 | 4.2764 | 0.022942 | 5.2724 | 0.42518 | 5.1646 | 0.28997 | 4.7378 | 0.34249 | 4.9871 | 0.38001 | 4.6929 | 0.28143 | 4.6929 | 0.28102
5.3007 | 0.19288 | 4.9657 | 0.036346 | 4.1669 | 0.03309 | 5.329 | 0.21749 | 4.9431 | 0.031547 | 4.2845 | 0.022425 | 5.2802 | 0.431 | 5.1727 | 0.29103 | 4.7445 | 0.34154 | 4.9943 | 0.38128 | 4.6996 | 0.28153 | 4.6996 | 0.28118
5.3113 | 0.20263 | 4.9755 | 0.037941 | 4.1745 | 0.031675 | 5.3396 | 0.22438 | 4.9531 | 0.032266 | 4.2926 | 0.022079 | 5.2881 | 0.43654 | 5.1808 | 0.29206 | 4.7513 | 0.34019 | 5.0015 | 0.38248 | 4.7064 | 0.28214 | 4.7064 | 0.28186
5.3219 | 0.21226 | 4.9852 | 0.039029 | 4.1821 | 0.030512 | 5.3503 | 0.23116 | 4.963 | 0.032916 | 4.3007 | 0.022028 | 5.296 | 0.44175 | 5.1889 | 0.29306 | 4.7581 | 0.33849 | 5.0088 | 0.38362 | 4.7131 | 0.28328 | 4.7131 | 0.28307
5.3324 | 0.2218 | 4.995 | 0.039374 | 4.1897 | 0.029562 | 5.3609 | 0.23786 | 4.973 | 0.033421 | 4.3088 | 0.022385 | 5.3038 | 0.4466 | 5.197 | 0.29401 | 4.7649 | 0.33651 | 5.016 | 0.38471 | 4.7198 | 0.285 | 4.7198 | 0.28486
5.343 | 0.23129 | 5.0048 | 0.038908 | 4.1973 | 0.028749 | 5.3716 | 0.2445 | 4.983 | 0.033796 | 4.3169 | 0.023163 | 5.3117 | 0.45106 | 5.2051 | 0.29497 | 4.7717 | 0.33433 | 5.0232 | 0.38577 | 4.7266 | 0.28721 | 4.7266 | 0.28716
5.3535 | 0.24075 | 5.0146 | 0.037745 | 4.2049 | 0.027988 | 5.3822 | 0.25114 | 4.993 | 0.034097 | 4.325 | 0.02431 | 5.3195 | 0.45521 | 5.2132 | 0.29602 | 4.7785 | 0.33204 | 5.0304 | 0.3868 | 4.7333 | 0.28987 | 4.7333 | 0.2899
5.3641 | 0.25021 | 5.0243 | 0.036146 | 4.2125 | 0.027215 | 5.3928 | 0.25779 | 5.0029 | 0.034365 | 4.3331 | 0.025735 | 5.3274 | 0.45911 | 5.2212 | 0.29728 | 4.7853 | 0.32976 | 5.0377 | 0.38784 | 4.74 | 0.29293 | 4.74 | 0.29304
5.3747 | 0.25966 | 5.0341 | 0.034441 | 4.2201 | 0.026403 | 5.4035 | 0.26446 | 5.0129 | 0.034593 | 4.3412 | 0.027339 | 5.3352 | 0.46283 | 5.2293 | 0.29885 | 4.7921 | 0.32757 | 5.0449 | 0.38891 | 4.7468 | 0.29632 | 4.7468 | 0.29651
5.3852 | 0.26907 | 5.0439 | 0.032945 | 4.2277 | 0.025565 | 5.4141 | 0.27111 | 5.0229 | 0.034721 | 4.3493 | 0.029029 | 5.3431 | 0.46647 | 5.2374 | 0.30084 | 4.7988 | 0.32554 | 5.0521 | 0.39003 | 4.7535 | 0.29998 | 4.7535 | 0.30024
5.3958 | 0.27838 | 5.0536 | 0.031883 | 4.2353 | 0.024743 | 5.4248 | 0.27766 | 5.0329 | 0.034661 | 4.3574 | 0.030727 | 5.351 | 0.47014 | 5.2455 | 0.30332 | 4.8056 | 0.32373 | 5.0594 | 0.39124 | 4.7602 | 0.30383 | 4.7602 | 0.30414
5.4063 | 0.28749 | 5.0634 | 0.031359 | 4.2429 | 0.023995 | 5.4354 | 0.28402 | 5.0428 | 0.034335 | 4.3655 | 0.032355 | 5.3588 | 0.47393 | 5.2536 | 0.30629 | 4.8124 | 0.32216 | 5.0666 | 0.39255 | 4.767 | 0.30781 | 4.767 | 0.30815
5.4169 | 0.29624 | 5.0732 | 0.031351 | 4.2505 | 0.023385 | 5.446 | 0.29003 | 5.0528 | 0.033713 | 4.3736 | 0.033811 | 5.3667 | 0.47794 | 5.2617 | 0.30968 | 4.8192 | 0.32086 | 5.0738 | 0.39399 | 4.7737 | 0.31184 | 4.7737 | 0.31219
5.4275 | 0.30444 | 5.083 | 0.031749 | 4.2582 | 0.022969 | 5.4567 | 0.29546 | 5.0628 | 0.032826 | 4.3817 | 0.034962 | 5.3745 | 0.48225 | 5.2698 | 0.31335 | 4.826 | 0.31983 | 5.081 | 0.39558 | 4.7804 | 0.31583 | 4.7804 | 0.31618
5.438 | 0.31186 | 5.0927 | 0.032396 | 4.2658 | 0.022787 | 5.4673 | 0.30019 | 5.0728 | 0.031767 | 4.3898 | 0.035648 | 5.3824 | 0.48695 | 5.2779 | 0.31708 | 4.8328 | 0.31906 | 5.0883 | 0.39734 | 4.7872 | 0.3197 | 4.7872 | 0.32004
5.4486 | 0.31826 | 5.1025 | 0.033133 | 4.2734 | 0.022854 | 5.478 | 0.30407 | 5.0827 | 0.03066 | 4.3979 | 0.035715 | 5.3903 | 0.492 | 5.286 | 0.32061 | 4.8396 | 0.31852 | 5.0955 | 0.3993 | 4.7939 | 0.32336 | 4.7939 | 0.32367
5.4591 | 0.32337 | 5.1123 | 0.033824 | 4.281 | 0.023155 | 5.4886 | 0.30702 | 5.0927 | 0.029636 | 4.406 | 0.035071 | 5.3981 | 0.49739 | 5.2941 | 0.32365 | 4.8464 | 0.31819 | 5.1027 | 0.4015 | 4.8006 | 0.32674 | 4.8006 | 0.32703
5.4697 | 0.32699 | 5.1221 | 0.034373 | 4.2886 | 0.023652 | 5.4992 | 0.30896 | 5.1027 | 0.028815 | 4.4141 | 0.03374 | 5.406 | 0.50304 | 5.3022 | 0.32591 | 4.8531 | 0.31801 | 5.1099 | 0.404 | 4.8074 | 0.3298 | 4.8074 | 0.33006
5.4803 | 0.32895 | 5.1318 | 0.034712 | 4.2962 | 0.0243 | 5.5099 | 0.30992 | 5.1127 | 0.028289 | 4.4222 | 0.031887 | 5.4138 | 0.50886 | 5.3103 | 0.32711 | 4.8599 | 0.3179 | 5.1172 | 0.40681 | 4.8141 | 0.33248 | 4.8141 | 0.33273
5.4908 | 0.32921 | 5.1416 | 0.034786 | 4.3038 | 0.02506 | 5.5205 | 0.30994 | 5.1227 | 0.028131 | 4.4303 | 0.029802 | 5.4217 | 0.51475 | 5.3184 | 0.32722 | 4.8667 | 0.3178 | 5.1244 | 0.40998 | 4.8208 | 0.33476 | 4.8208 | 0.335
5.5014 | 0.32779 | 5.1514 | 0.03452 | 4.3114 | 0.02592 | 5.5311 | 0.30911 | 5.1326 | 0.028392 | 4.4384 | 0.02784 | 5.4296 | 0.52058 | 5.3265 | 0.32625 | 4.8735 | 0.31765 | 5.1316 | 0.41353 | 4.8275 | 0.33664 | 4.8275 | 0.33688
5.5119 | 0.32485 | 5.1611 | 0.033859 | 4.319 | 0.026893 | 5.5418 | 0.30757 | 5.1426 | 0.029117 | 4.4465 | 0.026329 | 5.4374 | 0.52621 | 5.3345 | 0.32437 | 4.8803 | 0.31737 | 5.1389 | 0.41751 | 4.8343 | 0.33813 | 4.8343 | 0.33837
5.5225 | 0.32062 | 5.1709 | 0.03275 | 4.3266 | 0.028001 | 5.5524 | 0.30544 | 5.1526 | 0.030273 | 4.4546 | 0.025492 | 5.4453 | 0.53151 | 5.3426 | 0.32181 | 4.8871 | 0.31692 | 5.1461 | 0.42193 | 4.841 | 0.33925 | 4.841 | 0.33949
5.5331 | 0.31538 | 5.1807 | 0.031178 | 4.3342 | 0.029259 | 5.5631 | 0.30287 | 5.1626 | 0.031776 | 4.4627 | 0.025424 | 5.4531 | 0.5363 | 5.3507 | 0.31891 | 4.8939 | 0.31624 | 5.1533 | 0.42681 | 4.8477 | 0.34005 | 4.8477 | 0.34029
5.5436 | 0.30945 | 5.1905 | 0.029194 | 4.3418 | 0.03065 | 5.5737 | 0.29995 | 5.1725 | 0.03348 | 4.4708 | 0.025961 | 5.461 | 0.54048 | 5.3588 | 0.31605 | 4.9007 | 0.31529 | 5.1605 | 0.43216 | 4.8545 | 0.34058 | 4.8545 | 0.3408
5.5542 | 0.30313 | 5.2002 | 0.026924 | 4.3494 | 0.032114 | 5.5843 | 0.29676 | 5.1825 | 0.035184 | 4.4789 | 0.026865 | 5.4689 | 0.54399 | 5.3669 | 0.3136 | 4.9074 | 0.31405 | 5.1678 | 0.43796 | 4.8612 | 0.34088 | 4.8612 | 0.34109
5.5648 | 0.29669 | 5.21 | 0.02456 | 4.357 | 0.033544 | 5.595 | 0.29334 | 5.1925 | 0.036658 | 4.487 | 0.027851 | 5.4767 | 0.54677 | 5.375 | 0.31189 | 4.9142 | 0.31252 | 5.175 | 0.44419 | 4.8679 | 0.34104 | 4.8679 | 0.34121
5.5753 | 0.29033 | 5.2198 | 0.022327 | 4.3646 | 0.0348 | 5.6056 | 0.28969 | 5.2025 | 0.037697 | 4.4951 | 0.028649 | 5.4846 | 0.54878 | 5.3831 | 0.31117 | 4.921 | 0.31069 | 5.1822 | 0.45082 | 4.8747 | 0.34111 | 4.8747 | 0.34124
5.5859 | 0.28416 | 5.2296 | 0.020439 | 4.3722 | 0.035739 | 5.6163 | 0.28579 | 5.2124 | 0.038169 | 4.5032 | 0.029055 | 5.4924 | 0.55002 | 5.3912 | 0.31158 | 4.9278 | 0.30862 | 5.1894 | 0.45775 | 4.8814 | 0.34115 | 4.8814 | 0.34121
5.5964 | 0.27822 | 5.2393 | 0.019064 | 4.3798 | 0.036246 | 5.6269 | 0.28159 | 5.2224 | 0.038052 | 4.5113 | 0.028969 | 5.5003 | 0.55049 | 5.3993 | 0.31316 | 4.9346 | 0.30636 | 5.1967 | 0.4649 | 4.8881 | 0.34118 | 4.8881 | 0.34118
5.607 | 0.27253 | 5.2491 | 0.018304 | 4.3874 | 0.036269 | 5.6375 | 0.27707 | 5.2324 | 0.037441 | 4.5194 | 0.028398 | 5.5081 | 0.55019 | 5.4074 | 0.31583 | 4.9414 | 0.304 | 5.2039 | 0.47217 | 4.8949 | 0.34122 | 4.8949 | 0.34116
5.6176 | 0.26707 | 5.2589 | 0.018198 | 4.395 | 0.035829 | 5.6482 | 0.2722 | 5.2424 | 0.036516 | 4.5275 | 0.027452 | 5.516 | 0.54916 | 5.4155 | 0.31933 | 4.9482 | 0.3016 | 5.2111 | 0.47947 | 4.9016 | 0.34131 | 4.9016 | 0.34118
5.6281 | 0.26179 | 5.2686 | 0.018731 | 4.4027 | 0.035023 | 5.6588 | 0.26697 | 5.2523 | 0.035485 | 4.5356 | 0.026317 | 5.5239 | 0.54741 | 5.4236 | 0.32331 | 4.955 | 0.29923 | 5.2184 | 0.48673 | 4.9083 | 0.34144 | 4.9083 | 0.34125
5.6387 | 0.25666 | 5.2784 | 0.019858 | 4.4103 | 0.034 | 5.6695 | 0.2614 | 5.2623 | 0.034531 | 4.5437 | 0.025213 | 5.5317 | 0.54493 | 5.4317 | 0.32747 | 4.9617 | 0.29698 | 5.2256 | 0.49386 | 4.9151 | 0.34163 | 4.9151 | 0.34138
5.6492 | 0.25162 | 5.2882 | 0.021505 | 4.4179 | 0.03293 | 5.6801 | 0.25551 | 5.2723 | 0.033761 | 4.5518 | 0.024362 | 5.5396 | 0.54185 | 5.4397 | 0.33149 | 4.9685 | 0.29488 | 5.2328 | 0.5008 | 4.9218 | 0.34186 | 4.9218 | 0.34158
5.6598 | 0.24667 | 5.298 | 0.023573 | 4.4255 | 0.031967 | 5.6907 | 0.24936 | 5.2823 | 0.033204 | 4.5599 | 0.023948 | 5.5474 | 0.53818 | 5.4478 | 0.33514 | 4.9753 | 0.29299 | 5.24 | 0.5075 | 4.9285 | 0.34214 | 4.9285 | 0.34184
5.6704 | 0.2418 | 5.3077 | 0.025921 | 4.4331 | 0.031219 | 5.7014 | 0.243 | 5.2923 | 0.032827 | 4.568 | 0.024091 | 5.5553 | 0.53399 | 5.4559 | 0.33826 | 4.9821 | 0.29134 | 5.2473 | 0.51391 | 4.9353 | 0.34249 | 4.9353 | 0.34217
5.6809 | 0.23703 | 5.3175 | 0.028358 | 4.4407 | 0.030737 | 5.712 | 0.2365 | 5.3022 | 0.032573 | 4.5761 | 0.024828 | 5.5632 | 0.5293 | 5.464 | 0.34078 | 4.9889 | 0.28993 | 5.2545 | 0.52005 | 4.942 | 0.3429 | 4.942 | 0.34258
5.6915 | 0.23239 | 5.3273 | 0.030635 | 4.4483 | 0.030522 | 5.7227 | 0.22995 | 5.3122 | 0.032393 | 4.5842 | 0.026106 | 5.571 | 0.52417 | 5.4721 | 0.3427 | 4.9957 | 0.28878 | 5.2617 | 0.52596 | 4.9487 | 0.34337 | 4.9487 | 0.34308
5.702 | 0.22798 | 5.337 | 0.032504 | 4.4559 | 0.030548 | 5.7333 | 0.2234 | 5.3222 | 0.032262 | 4.5923 | 0.027798 | 5.5789 | 0.51864 | 5.4802 | 0.34412 | 5.0025 | 0.28785 | 5.2689 | 0.53171 | 4.9555 | 0.34391 | 4.9555 | 0.34366
5.7126 | 0.22382 | 5.3468 | 0.033786 | 4.4635 | 0.030751 | 5.7439 | 0.21689 | 5.3322 | 0.032172 | 4.6003 | 0.029725 | 5.5867 | 0.51275 | 5.4883 | 0.34518 | 5.0093 | 0.28711 | 5.2762 | 0.53736 | 4.9622 | 0.34453 | 4.9622 | 0.34433
5.7232 | 0.21997 | 5.3566 | 0.034385 | 4.4711 | 0.031082 | 5.7546 | 0.21047 | 5.3421 | 0.03211 | 4.6084 | 0.031702 | 5.5946 | 0.50656 | 5.4964 | 0.34601 | 5.016 | 0.28651 | 5.2834 | 0.54299 | 4.9689 | 0.34524 | 4.9689 | 0.3451
5.7337 | 0.21644 | 5.3664 | 0.0343 | 4.4787 | 0.031489 | 5.7652 | 0.20417 | 5.3521 | 0.03204 | 4.6165 | 0.033575 | 5.6025 | 0.50008 | 5.5045 | 0.34672 | 5.0228 | 0.28602 | 5.2906 | 0.54871 | 4.9756 | 0.34603 | 4.9756 | 0.34595
5.7443 | 0.21323 | 5.3761 | 0.033618 | 4.4863 | 0.031911 | 5.7759 | 0.198 | 5.3621 | 0.031905 | 4.6246 | 0.035275 | 5.6103 | 0.49341 | 5.5126 | 0.34737 | 5.0296 | 0.2856 | 5.2979 | 0.55459 | 4.9824 | 0.3469 | 4.9824 | 0.34689
5.7548 | 0.21029 | 5.3859 | 0.032475 | 4.4939 | 0.032267 | 5.7865 | 0.19199 | 5.3721 | 0.031641 | 4.6327 | 0.036797 | 5.6182 | 0.48659 | 5.5207 | 0.34791 | 5.0364 | 0.28523 | 5.3051 | 0.56069 | 4.9891 | 0.34784 | 4.9891 | 0.3479
5.7654 | 0.20753 | 5.3957 | 0.031027 | 4.5015 | 0.03246 | 5.7971 | 0.18613 | 5.382 | 0.031203 | 4.6408 | 0.038164 | 5.626 | 0.47964 | 5.5288 | 0.34822 | 5.0432 | 0.28487 | 5.3123 | 0.56708 | 4.9958 | 0.34884 | 4.9958 | 0.34895
5.776 | 0.20485 | 5.4055 | 0.029422 | 4.5091 | 0.032392 | 5.8078 | 0.18043 | 5.392 | 0.030593 | 4.6489 | 0.039389 | 5.6339 | 0.4726 | 5.5369 | 0.34812 | 5.05 | 0.28452 | 5.3195 | 0.57382 | 5.0026 | 0.34988 | 5.0026 | 0.35002
5.7865 | 0.20212 | 5.4152 | 0.027782 | 4.5167 | 0.031985 | 5.8184 | 0.17488 | 5.402 | 0.029872 | 4.657 | 0.040435 | 5.6417 | 0.46547 | 5.545 | 0.34742 | 5.0568 | 0.28417 | 5.3268 | 0.58087 | 5.0093 | 0.35094 | 5.0093 | 0.35109
5.7971 | 0.19922 | 5.425 | 0.026201 | 4.5243 | 0.031213 | 5.8291 | 0.16949 | 5.412 | 0.029149 | 4.6651 | 0.041217 | 5.6496 | 0.45827 | 5.553 | 0.34592 | 5.0636 | 0.28382 | 5.334 | 0.58818 | 5.016 | 0.35198 | 5.016 | 0.35213
5.8076 | 0.19602 | 5.4348 | 0.024739 | 4.5319 | 0.030106 | 5.8397 | 0.16423 | 5.4219 | 0.028554 | 4.6732 | 0.041612 | 5.6575 | 0.45098 | 5.5611 | 0.34348 | 5.0703 | 0.28349 | 5.3412 | 0.5957 | 5.0228 | 0.35299 | 5.0228 | 0.35311
5.8182 | 0.19243 | 5.4445 | 0.023435 | 4.5396 | 0.028758 | 5.8503 | 0.15909 | 5.4319 | 0.028198 | 4.6813 | 0.041501 | 5.6653 | 0.44359 | 5.5692 | 0.34003 | 5.0771 | 0.28319 | 5.3484 | 0.60334 | 5.0295 | 0.35394 | 5.0295 | 0.354
5.8288 | 0.18837 | 5.4543 | 0.022306 | 4.5472 | 0.027303 | 5.861 | 0.15407 | 5.4419 | 0.028137 | 4.6894 | 0.040807 | 5.6732 | 0.43606 | 5.5773 | 0.33561 | 5.0839 | 0.28293 | 5.3557 | 0.61099 | 5.0362 | 0.35482 | 5.0362 | 0.3548
5.8393 | 0.1838 | 5.4641 | 0.021353 | 4.5548 | 0.025883 | 5.8716 | 0.14914 | 5.4519 | 0.028358 | 4.6975 | 0.039526 | 5.681 | 0.42836 | 5.5854 | 0.33031 | 5.0907 | 0.28272 | 5.3629 | 0.61854 | 5.043 | 0.3556 | 5.043 | 0.35548
5.8499 | 0.17871 | 5.4739 | 0.020568 | 4.5624 | 0.024615 | 5.8823 | 0.14431 | 5.4619 | 0.028788 | 4.7056 | 0.037743 | 5.6889 | 0.42046 | 5.5935 | 0.32435 | 5.0975 | 0.28259 | 5.3701 | 0.62588 | 5.0497 | 0.35626 | 5.0497 | 0.35604
5.8604 | 0.17316 | 5.4836 | 0.019932 | 4.57 | 0.023573 | 5.8929 | 0.13955 | 5.4718 | 0.029325 | 4.7137 | 0.035625 | 5.6968 | 0.41232 | 5.6016 | 0.31796 | 5.1043 | 0.28253 | 5.3774 | 0.6329 | 5.0564 | 0.3568 | 5.0564 | 0.35645
5.871 | 0.16723 | 5.4934 | 0.019413 | 4.5776 | 0.022777 | 5.9035 | 0.13487 | 5.4818 | 0.029865 | 4.7218 | 0.033411 | 5.7046 | 0.40392 | 5.6097 | 0.31142 | 5.1111 | 0.28256 | 5.3846 | 0.63948 | 5.0632 | 0.35718 | 5.0632 | 0.35672
5.8816 | 0.16099 | 5.5032 | 0.018979 | 4.5852 | 0.022208 | 5.9142 | 0.13024 | 5.4918 | 0.030323 | 4.7299 | 0.031375 | 5.7125 | 0.39522 | 5.6178 | 0.30503 | 5.1179 | 0.28269 | 5.3918 | 0.64546 | 5.0699 | 0.3574 | 5.0699 | 0.35684
5.8921 | 0.15454 | 5.513 | 0.018595 | 4.5928 | 0.02184 | 5.9248 | 0.12567 | 5.5018 | 0.03063 | 4.738 | 0.029792 | 5.7203 | 0.3862 | 5.6259 | 0.29898 | 5.1246 | 0.28291 | 5.399 | 0.65081 | 5.0766 | 0.35746 | 5.0766 | 0.3568
5.9027 | 0.14799 | 5.5227 | 0.018256 | 4.6004 | 0.021648 | 5.9354 | 0.12114 | 5.5117 | 0.030715 | 4.7461 | 0.028898 | 5.7282 | 0.37686 | 5.634 | 0.29337 | 5.1314 | 0.28323 | 5.4063 | 0.65546 | 5.0834 | 0.35735 | 5.0834 | 0.35661
5.9132 | 0.14142 | 5.5325 | 0.017995 | 4.608 | 0.021629 | 5.9461 | 0.11667 | 5.5217 | 0.030535 | 4.7542 | 0.028849 | 5.7361 | 0.36719 | 5.6421 | 0.28824 | 5.1382 | 0.28365 | 5.4135 | 0.65936 | 5.0901 | 0.35712 | 5.0901 | 0.35631
5.9238 | 0.13494 | 5.5423 | 0.017867 | 4.6156 | 0.021808 | 5.9567 | 0.11226 | 5.5317 | 0.030061 | 4.7623 | 0.029712 | 5.7439 | 0.3572 | 5.6502 | 0.28351 | 5.145 | 0.28417 | 5.4207 | 0.66245 | 5.0968 | 0.35679 | 5.0968 | 0.35594
5.9344 | 0.12864 | 5.552 | 0.017936 | 4.6232 | 0.022217 | 5.9674 | 0.10794 | 5.5417 | 0.029303 | 4.7704 | 0.031342 | 5.7518 | 0.34689 | 5.6583 | 0.27906 | 5.1518 | 0.28478 | 5.4279 | 0.66471 | 5.1036 | 0.35642 | 5.1036 | 0.35555
5.9449 | 0.12262 | 5.5618 | 0.01824 | 4.6308 | 0.022877 | 5.978 | 0.10374 | 5.5516 | 0.028326 | 4.7785 | 0.033453 | 5.7596 | 0.33631 | 5.6663 | 0.27474 | 5.1586 | 0.28547 | 5.4352 | 0.66607 | 5.1103 | 0.35609 | 5.1103 | 0.35522
5.9555 | 0.11694 | 5.5716 | 0.018779 | 4.6384 | 0.023792 | 5.9886 | 0.099711 | 5.5616 | 0.027246 | 4.7866 | 0.035681 | 5.7675 | 0.32552 | 5.6744 | 0.27036 | 5.1654 | 0.2862 | 5.4424 | 0.66652 | 5.117 | 0.35587 | 5.117 | 0.35502
5.9661 | 0.11169 | 5.5814 | 0.019509 | 4.646 | 0.024939 | 5.9993 | 0.095896 | 5.5716 | 0.026206 | 4.7947 | 0.037641 | 5.7753 | 0.31455 | 5.6825 | 0.26576 | 5.1722 | 0.28696 | 5.4496 | 0.66601 | 5.1238 | 0.35584 | 5.1238 | 0.35503
5.9766 | 0.10694 | 5.5911 | 0.020361 | 4.6536 | 0.02627 | 6.0099 | 0.092341 | 5.5816 | 0.025337 | 4.8028 | 0.039006 | 5.7832 | 0.30347 | 5.6906 | 0.26082 | 5.1789 | 0.28774 | 5.4569 | 0.66448 | 5.1305 | 0.35611 | 5.1305 | 0.35535
5.9872 | 0.1028 | 5.6009 | 0.021264 | 4.6612 | 0.027722 | 6.0206 | 0.089083 | 5.5915 | 0.024731 | 4.8109 | 0.039575 | 5.7911 | 0.29233 | 5.6987 | 0.25543 | 5.1857 | 0.28851 | 5.4641 | 0.66186 | 5.1372 | 0.35676 | 5.1372 | 0.35606
5.9977 | 0.099294 | 5.6107 | 0.022167 | 4.6688 | 0.029224 | 6.0312 | 0.086147 | 5.6015 | 0.02442 | 4.819 | 0.039297 | 5.7989 | 0.28119 | 5.7068 | 0.24957 | 5.1925 | 0.28929 | 5.4713 | 0.65823 | 5.1439 | 0.35785 | 5.1439 | 0.35723
6.0083 | 0.096437 | 5.6205 | 0.023046 | 4.6764 | 0.0307 | 6.0418 | 0.083541 | 5.6115 | 0.024386 | 4.8271 | 0.038251 | 5.8068 | 0.2701 | 5.7149 | 0.24323 | 5.1993 | 0.29007 | 5.4785 | 0.65363 | 5.1507 | 0.35951 | 5.1507 | 0.35893
6.0189 | 0.094218 | 5.6302 | 0.023906 | 4.6841 | 0.032076 | 6.0525 | 0.081251 | 5.6215 | 0.024575 | 4.8352 | 0.036601 | 5.8146 | 0.25912 | 5.723 | 0.23649 | 5.2061 | 0.29089 | 5.4858 | 0.64811 | 5.1574 | 0.3617 | 5.1574 | 0.36118
6.0294 | 0.092587 | 5.64 | 0.024758 | 4.6917 | 0.033277 | 6.0631 | 0.079246 | 5.6314 | 0.02492 | 4.8433 | 0.034536 | 5.8225 | 0.24833 | 5.7311 | 0.22945 | 5.2129 | 0.2918 | 5.493 | 0.64172 | 5.1641 | 0.3644 | 5.1641 | 0.36392
6.04 | 0.091453 | 5.6498 | 0.02561 | 4.6993 | 0.034232 | 6.0738 | 0.077476 | 5.6414 | 0.025351 | 4.8514 | 0.032234 | 5.8304 | 0.23777 | 5.7392 | 0.22218 | 5.2197 | 0.29286 | 5.5002 | 0.63458 | 5.1709 | 0.36755 | 5.1709 | 0.36712
6.0505 | 0.090686 | 5.6595 | 0.026446 | 4.7069 | 0.034893 | 6.0844 | 0.075885 | 5.6514 | 0.025799 | 4.8595 | 0.029841 | 5.8382 | 0.22747 | 5.7473 | 0.21477 | 5.2265 | 0.29416 | 5.5075 | 0.62681 | 5.1776 | 0.3711 | 5.1776 | 0.37068
6.0611 | 0.090125 | 5.6693 | 0.027229 | 4.7145 | 0.035244 | 6.095 | 0.074389 | 5.6614 | 0.026189 | 4.8676 | 0.027481 | 5.8461 | 0.21744 | 5.7554 | 0.20727 | 5.2332 | 0.29575 | 5.5147 | 0.61855 | 5.1843 | 0.37494 | 5.1843 | 0.37452
6.0717 | 0.089595 | 5.6791 | 0.027904 | 4.7221 | 0.03533 | 6.1057 | 0.072918 | 5.6714 | 0.026436 | 4.8757 | 0.025268 | 5.8539 | 0.20772 | 5.7635 | 0.19971 | 5.24 | 0.29768 | 5.5219 | 0.60995 | 5.1911 | 0.37896 | 5.1911 | 0.37852
6.0822 | 0.088928 | 5.6889 | 0.028434 | 4.7297 | 0.035256 | 6.1163 | 0.07142 | 5.6813 | 0.026455 | 4.8838 | 0.023318 | 5.8618 | 0.19828 | 5.7716 | 0.1921 | 5.2468 | 0.29998 | 5.5291 | 0.60116 | 5.1978 | 0.38302 | 5.1978 | 0.38255
6.0928 | 0.087979 | 5.6986 | 0.028817 | 4.7373 | 0.03518 | 6.127 | 0.069854 | 5.6913 | 0.02617 | 4.8919 | 0.021746 | 5.8697 | 0.18914 | 5.7796 | 0.18442 | 5.2536 | 0.30263 | 5.5364 | 0.59237 | 5.2045 | 0.38702 | 5.2045 | 0.3865
6.1033 | 0.086649 | 5.7084 | 0.029083 | 4.7449 | 0.035251 | 6.1376 | 0.068196 | 5.7013 | 0.025574 | 4.9 | 0.020649 | 5.8775 | 0.18028 | 5.7877 | 0.17666 | 5.2604 | 0.30559 | 5.5436 | 0.5837 | 5.2113 | 0.39083 | 5.2113 | 0.39026
6.1139 | 0.08489 | 5.7182 | 0.029284 | 4.7525 | 0.035552 | 6.1482 | 0.066436 | 5.7113 | 0.024732 | 4.9081 | 0.02007 | 5.8854 | 0.17167 | 5.7958 | 0.16879 | 5.2672 | 0.30877 | 5.5508 | 0.57525 | 5.218 | 0.39434 | 5.218 | 0.39372
6.1245 | 0.082714 | 5.728 | 0.029475 | 4.7601 | 0.036075 | 6.1589 | 0.064578 | 5.7212 | 0.023756 | 4.9162 | 0.019999 | 5.8932 | 0.1633 | 5.8039 | 0.16082 | 5.274 | 0.31204 | 5.558 | 0.56706 | 5.2247 | 0.39744 | 5.2247 | 0.39676
6.135 | 0.080167 | 5.7377 | 0.029699 | 4.7677 | 0.036723 | 6.1695 | 0.062637 | 5.7312 | 0.022781 | 4.9243 | 0.02028 | 5.9011 | 0.15515 | 5.812 | 0.15276 | 5.2808 | 0.31526 | 5.5653 | 0.55916 | 5.2315 | 0.40011 | 5.2315 | 0.39939
6.1456 | 0.077393 | 5.7475 | 0.029975 | 4.7753 | 0.037341 | 6.1802 | 0.060635 | 5.7412 | 0.021926 | 4.9324 | 0.020739 | 5.909 | 0.14718 | 5.8201 | 0.14465 | 5.2875 | 0.31826 | 5.5725 | 0.55153 | 5.2382 | 0.40236 | 5.2382 | 0.40159
6.1561 | 0.074511 | 5.7573 | 0.030299 | 4.7829 | 0.03778 | 6.1908 | 0.058598 | 5.7512 | 0.021254 | 4.9405 | 0.021203 | 5.9168 | 0.13937 | 5.8282 | 0.1366 | 5.2943 | 0.32079 | 5.5797 | 0.54413 | 5.2449 | 0.4042 | 5.2449 | 0.40341
6.1667 | 0.071631 | 5.767 | 0.030646 | 4.7905 | 0.037951 | 6.2014 | 0.056553 | 5.7611 | 0.020762 | 4.9486 | 0.021556 | 5.9247 | 0.13173 | 5.8363 | 0.12868 | 5.3011 | 0.32271 | 5.587 | 0.53687 | 5.2517 | 0.40571 | 5.2517 | 0.4049
6.1773 | 0.068831 | 5.7768 | 0.03097 | 4.7981 | 0.037858 | 6.2121 | 0.05453 | 5.7711 | 0.020384 | 4.9567 | 0.021758 | 5.9325 | 0.12426 | 5.8444 | 0.12101 | 5.3079 | 0.32391 | 5.5942 | 0.52967 | 5.2584 | 0.40697 | 5.2584 | 0.40616
6.1878 | 0.066155 | 5.7866 | 0.031206 | 4.8057 | 0.037604 | 6.2227 | 0.052552 | 5.7811 | 0.020023 | 4.9648 | 0.021858 | 5.9404 | 0.11698 | 5.8525 | 0.11367 | 5.3147 | 0.32433 | 5.6014 | 0.52241 | 5.2651 | 0.40811 | 5.2651 | 0.40732
6.1984 | 0.063602 | 5.7964 | 0.031285 | 4.8133 | 0.037336 | 6.2334 | 0.050636 | 5.7911 | 0.019575 | 4.9729 | 0.021951 | 5.9482 | 0.10991 | 5.8606 | 0.10672 | 5.3215 | 0.32395 | 5.6086 | 0.51497 | 5.2719 | 0.40927 | 5.2719 | 0.40853
6.2089 | 0.06114 | 5.8061 | 0.031137 | 4.8209 | 0.037192 | 6.244 | 0.048792 | 5.801 | 0.018968 | 4.981 | 0.022146 | 5.9561 | 0.10309 | 5.8687 | 0.10017 | 5.3283 | 0.32281 | 5.6159 | 0.50726 | 5.2786 | 0.41063 | 5.2786 | 0.40995
6.2195 | 0.058712 | 5.8159 | 0.030712 | 4.8286 | 0.037231 | 6.2546 | 0.047024 | 5.811 | 0.018171 | 4.9891 | 0.022517 | 5.964 | 0.096557 | 5.8768 | 0.094015 | 5.3351 | 0.32104 | 5.6231 | 0.49919 | 5.2853 | 0.41235 | 5.2853 | 0.41175
6.2301 | 0.056257 | 5.8257 | 0.029995 | 4.8362 | 0.037409 | 6.2653 | 0.045327 | 5.821 | 0.017209 | 4.9972 | 0.023077 | 5.9718 | 0.09041 | 5.8849 | 0.088192 | 5.3418 | 0.31878 | 5.6303 | 0.49071 | 5.292 | 0.41465 | 5.292 | 0.41412
6.2406 | 0.053723 | 5.8355 | 0.029008 | 4.8438 | 0.037574 | 6.2759 | 0.043691 | 5.831 | 0.016153 | 5.0053 | 0.023784 | 5.9797 | 0.084655 | 5.8929 | 0.082618 | 5.3486 | 0.31624 | 5.6375 | 0.48176 | 5.2988 | 0.4177 | 5.2988 | 0.41726
6.2512 | 0.051089 | 5.8452 | 0.027815 | 4.8514 | 0.037516 | 6.2865 | 0.042098 | 5.841 | 0.015107 | 5.0134 | 0.024548 | 5.9875 | 0.079329 | 5.901 | 0.0772 | 5.3554 | 0.31365 | 5.6448 | 0.47233 | 5.3055 | 0.42157 | 5.3055 | 0.42125
6.2617 | 0.048365 | 5.855 | 0.0265 | 4.859 | 0.037033 | 6.2972 | 0.040523 | 5.8509 | 0.014193 | 5.0215 | 0.025266 | 5.9954 | 0.074467 | 5.9091 | 0.071845 | 5.3622 | 0.31125 | 5.652 | 0.46238 | 5.3122 | 0.42635 | 5.3122 | 0.42613
6.2723 | 0.045602 | 5.8648 | 0.025167 | 4.8666 | 0.035991 | 6.3078 | 0.038941 | 5.8609 | 0.01352 | 5.0296 | 0.025841 | 6.0033 | 0.070091 | 5.9172 | 0.066486 | 5.369 | 0.30934 | 5.6592 | 0.45192 | 5.319 | 0.43206 | 5.319 | 0.43194
6.2829 | 0.042897 | 5.8745 | 0.023914 | 4.8742 | 0.034363 | 6.3185 | 0.037325 | 5.8709 | 0.013171 | 5.0377 | 0.026202 | 6.0111 | 0.066215 | 5.9253 | 0.061087 | 5.3758 | 0.30807 | 5.6665 | 0.44095 | 5.3257 | 0.43866 | 5.3257 | 0.43865
6.2934 | 0.040349 | 5.8843 | 0.022831 | 4.8818 | 0.032323 | 6.3291 | 0.035653 | 5.8809 | 0.01317 | 5.0458 | 0.026314 | 6.019 | 0.062845 | 5.9334 | 0.055668 | 5.3826 | 0.30759 | 5.6737 | 0.42945 | 5.3324 | 0.44608 | 5.3324 | 0.44616
6.304 | 0.038048 | 5.8941 | 0.022 | 4.8894 | 0.030095 | 6.3397 | 0.033899 | 5.8908 | 0.013455 | 5.0539 | 0.026169 | 6.0268 | 0.059971 | 5.9415 | 0.05028 | 5.3894 | 0.30795 | 5.6809 | 0.41749 | 5.3392 | 0.45419 | 5.3392 | 0.45434
6.3145 | 0.036062 | 5.9039 | 0.021489 | 4.897 | 0.02793 | 6.3504 | 0.032066 | 5.9008 | 0.013934 | 5.062 | 0.025785 | 6.0347 | 0.057577 | 5.9496 | 0.044999 | 5.3961 | 0.30916 | 5.6881 | 0.4051 | 5.3459 | 0.46281 | 5.3459 | 0.46302
6.3251 | 0.034424 | 5.9136 | 0.021347 | 4.9046 | 0.026042 | 6.361 | 0.030161 | 5.9108 | 0.014493 | 5.0701 | 0.025203 | 6.0426 | 0.055665 | 5.9577 | 0.039911 | 5.4029 | 0.31116 | 5.6954 | 0.39232 | 5.3526 | 0.47174 | 5.3526 | 0.47199
6.3357 | 0.033124 | 5.9234 | 0.021581 | 4.9122 | 0.024577 | 6.3717 | 0.028198 | 5.9208 | 0.01502 | 5.0782 | 0.024486 | 6.0504 | 0.054178 | 5.9658 | 0.035102 | 5.4097 | 0.31383 | 5.7026 | 0.37918 | 5.3594 | 0.48073 | 5.3594 | 0.48101
6.3462 | 0.032118 | 5.9332 | 0.022155 | 4.9198 | 0.023604 | 6.3823 | 0.026201 | 5.9307 | 0.015428 | 5.0863 | 0.023694 | 6.0583 | 0.053044 | 5.9739 | 0.030645 | 5.4165 | 0.31703 | 5.7098 | 0.36572 | 5.3661 | 0.48949 | 5.3661 | 0.48982
6.3568 | 0.031329 | 5.943 | 0.022987 | 4.9274 | 0.023133 | 6.3929 | 0.024198 | 5.9407 | 0.015663 | 5.0943 | 0.022881 | 6.0661 | 0.052211 | 5.982 | 0.026591 | 5.4233 | 0.32055 | 5.717 | 0.35199 | 5.3728 | 0.49781 | 5.3728 | 0.49817
6.3674 | 0.030659 | 5.9527 | 0.023959 | 4.935 | 0.023134 | 6.4036 | 0.022219 | 5.9507 | 0.015716 | 5.1024 | 0.022094 | 6.074 | 0.051624 | 5.9901 | 0.02297 | 5.4301 | 0.3242 | 5.7243 | 0.33803 | 5.3796 | 0.50548 | 5.3796 | 0.50586
6.3779 | 0.030005 | 5.9625 | 0.024943 | 4.9426 | 0.02355 | 6.4142 | 0.020292 | 5.9607 | 0.015616 | 5.1105 | 0.021373 | 6.0818 | 0.051229 | 5.9981 | 0.019786 | 5.4369 | 0.32776 | 5.7315 | 0.32391 | 5.3863 | 0.51236 | 5.3863 | 0.51275
6.3885 | 0.029272 | 5.9723 | 0.025815 | 4.9502 | 0.0243 | 6.4249 | 0.018444 | 5.9706 | 0.015423 | 5.1186 | 0.020754 | 6.0897 | 0.05097 | 6.0062 | 0.017024 | 5.4436 | 0.331 | 5.7387 | 0.30969 | 5.393 | 0.51834 | 5.393 | 0.51874
6.399 | 0.028383 | 5.982 | 0.026481 | 4.9578 | 0.02527 | 6.4355 | 0.016694 | 5.9806 | 0.015205 | 5.1267 | 0.020268 | 6.0976 | 0.050797 | 6.0143 | 0.014652 | 5.4504 | 0.33382 | 5.746 | 0.29545 | 5.3998 | 0.52336 | 5.3998 | 0.52377
6.4096 | 0.027285 | 5.9918 | 0.026889 | 4.9655 | 0.026303 | 6.4461 | 0.015059 | 5.9906 | 0.015026 | 5.1348 | 0.019937 | 6.1054 | 0.05066 | 6.0224 | 0.012656 | 5.4572 | 0.33613 | 5.7532 | 0.28127 | 5.4065 | 0.52741 | 5.4065 | 0.52782
6.4202 | 0.025945 | 6.0016 | 0.027031 | 4.9731 | 0.027206 | 6.4568 | 0.013549 | 6.0006 | 0.014923 | 5.1429 | 0.019771 | 6.1133 | 0.050514 | 6.0305 | 0.010966 | 5.464 | 0.3379 | 5.7604 | 0.26721 | 5.4132 | 0.53053 | 5.4132 | 0.53093
6.4307 | 0.024378 | 6.0114 | 0.026946 | 4.9807 | 0.027776 | 6.4674 | 0.01218 | 6.0106 | 0.014895 | 5.151 | 0.019759 | 6.1211 | 0.050313 | 6.0386 | 0.0095383 | 5.4708 | 0.33917 | 5.7676 | 0.25335 | 5.42 | 0.53275 | 5.42 | 0.53315
6.4413 | 0.022631 | 6.0211 | 0.026711 | 4.9883 | 0.027839 | 6.4781 | 0.010941 | 6.0205 | 0.014909 | 5.1591 | 0.019868 | 6.129 | 0.050031 | 6.0467 | 0.0083371 | 5.4776 | 0.33999 | 5.7749 | 0.23972 | 5.4267 | 0.53415 | 5.4267 | 0.53455
6.4518 | 0.020756 | 6.0309 | 0.026431 | 4.9959 | 0.027298 | 6.4887 | 0.0098297 | 6.0305 | 0.014914 | 5.1672 | 0.020048 | 6.1369 | 0.049648 | 6.0548 | 0.0073308 | 5.4844 | 0.34045 | 5.7821 | 0.22639 | 5.4334 | 0.53478 | 5.4334 | 0.53519
6.4624 | 0.018814 | 6.0407 | 0.026228 | 5.0035 | 0.026171 | 6.4993 | 0.0088415 | 6.0405 | 0.014858 | 5.1753 | 0.020237 | 6.1447 | 0.049151 | 6.0629 | 0.0064913 | 5.4912 | 0.34066 | 5.7893 | 0.21336 | 5.4401 | 0.53469 | 5.4401 | 0.53509
6.473 | 0.016871 | 6.0505 | 0.026197 | 5.0111 | 0.024596 | 6.51 | 0.0079722 | 6.0505 | 0.014711 | 5.1834 | 0.020374 | 6.1526 | 0.048535 | 6.071 | 0.0057924 | 5.4979 | 0.34073 | 5.7965 | 0.20068 | 5.4469 | 0.53396 | 5.4469 | 0.53434
6.4835 | 0.014984 | 6.0602 | 0.026392 | 5.0187 | 0.02286 | 6.5206 | 0.0072167 | 6.0604 | 0.014474 | 5.1915 | 0.020401 | 6.1604 | 0.047799 | 6.0791 | 0.0052093 | 5.5047 | 0.34073 | 5.8038 | 0.18833 | 5.4536 | 0.5326 | 5.4536 | 0.53298
6.4941 | 0.013207 | 6.07 | 0.026807 | 5.0263 | 0.021248 | 6.5313 | 0.0065694 | 6.0704 | 0.014196 | 5.1996 | 0.020271 | 6.1683 | 0.046949 | 6.0872 | 0.0047185 | 5.5115 | 0.34073 | 5.811 | 0.17635 | 5.4603 | 0.53059 | 5.4603 | 0.53097
6.5046 | 0.011579 | 6.0798 | 0.027377 | 5.0339 | 0.019995 | 6.5419 | 0.0060246 | 6.0804 | 0.013949 | 5.2077 | 0.019957 | 6.1762 | 0.045995 | 6.0953 | 0.0042983 | 5.5183 | 0.34073 | 5.8182 | 0.16471 | 5.4671 | 0.52791 | 5.4671 | 0.52829
6.5152 | 0.010129 | 6.0895 | 0.027984 | 5.0415 | 0.019238 | 6.5525 | 0.0055761 | 6.0904 | 0.013817 | 5.2158 | 0.01945 | 6.184 | 0.044949 | 6.1034 | 0.0039297 | 5.5251 | 0.34067 | 5.8255 | 0.15338 | 5.4738 | 0.52452 | 5.4738 | 0.52489
6.5258 | 0.0088725 | 6.0993 | 0.02848 | 5.0491 | 0.018999 | 6.5632 | 0.0052178 | 6.1003 | 0.013887 | 5.2239 | 0.018774 | 6.1919 | 0.043819 | 6.1114 | 0.0035974 | 5.5319 | 0.34048 | 5.8327 | 0.14237 | 5.4805 | 0.52039 | 5.4805 | 0.52076
6.5363 | 0.0078173 | 6.1091 | 0.028716 | 5.0567 | 0.019203 | 6.5738 | 0.0049429 | 6.1103 | 0.014224 | 5.232 | 0.017971 | 6.1997 | 0.042631 | 6.1195 | 0.003292 | 5.5387 | 0.34004 | 5.8399 | 0.13167 | 5.4873 | 0.51551 | 5.4873 | 0.51587
6.5469 | 0.0069629 | 6.1189 | 0.02858 | 5.0643 | 0.019723 | 6.5845 | 0.004746 | 6.1203 | 0.014851 | 5.2401 | 0.017083 | 6.2076 | 0.041401 | 6.1276 | 0.0030102 | 5.5455 | 0.33924 | 5.8471 | 0.12129 | 5.494 | 0.50992 | 5.494 | 0.51025
6.5574 | 0.0063046 | 6.1286 | 0.028019 | 5.0719 | 0.020417 | 6.5951 | 0.0046239 | 6.1303 | 0.015728 | 5.2482 | 0.016142 | 6.2155 | 0.040143 | 6.1357 | 0.0027523 | 5.5522 | 0.33795 | 5.8544 | 0.11125 | 5.5007 | 0.50367 | 5.5007 | 0.50397
6.568 | 0.0058497 | 6.1384 | 0.027055 | 5.0795 | 0.021158 | 6.6057 | 0.0045631 | 6.1402 | 0.01675 | 5.2563 | 0.015171 | 6.2233 | 0.03887 | 6.1438 | 0.002524 | 5.559 | 0.33607 | 5.8616 | 0.1016 | 5.5075 | 0.49687 | 5.5075 | 0.49712
6.5786 | 0.0055772 | 6.1482 | 0.025786 | 5.0871 | 0.021844 | 6.6164 | 0.0045567 | 6.1502 | 0.01776 | 5.2644 | 0.014178 | 6.2312 | 0.03759 | 6.1519 | 0.0023322 | 5.5658 | 0.33354 | 5.8688 | 0.092358 | 5.5142 | 0.48973 | 5.5142 | 0.48989
6.5891 | 0.0054768 | 6.1579 | 0.024368 | 5.0947 | 0.022385 | 6.627 | 0.004597 | 6.1602 | 0.018589 | 5.2725 | 0.013168 | 6.239 | 0.036312 | 6.16 | 0.002184 | 5.5726 | 0.33033 | 5.876 | 0.083583 | 5.5209 | 0.48247 | 5.5209 | 0.48253
6.5997 | 0.0055372 | 6.1677 | 0.02299 | 5.1023 | 0.022692 | 6.6376 | 0.0046758 | 6.1702 | 0.019101 | 5.2806 | 0.012144 | 6.2469 | 0.035043 | 6.1681 | 0.0020839 | 5.5794 | 0.32645 | 5.8833 | 0.075393 | 5.5277 | 0.47533 | 5.5277 | 0.47527
6.6102 | 0.0057428 | 6.1775 | 0.021831 | 5.11 | 0.022685 | 6.6483 | 0.004784 | 6.1802 | 0.019235 | 5.2887 | 0.011114 | 6.2547 | 0.033787 | 6.1762 | 0.0020337 | 5.5862 | 0.32197 | 5.8905 | 0.067785 | 5.5344 | 0.46849 | 5.5344 | 0.46831
6.6208 | 0.0060721 | 6.1873 | 0.021031 | 5.1176 | 0.022298 | 6.6589 | 0.0049116 | 6.1901 | 0.019018 | 5.2968 | 0.010093 | 6.2626 | 0.032549 | 6.1843 | 0.0020313 | 5.593 | 0.31699 | 5.8977 | 0.060796 | 5.5411 | 0.46216 | 5.5411 | 0.46185
6.6314 | 0.0064975 | 6.197 | 0.02066 | 5.1252 | 0.021514 | 6.6696 | 0.0050475 | 6.2001 | 0.018557 | 5.3049 | 0.0091003 | 6.2705 | 0.031332 | 6.1924 | 0.0020708 | 5.5998 | 0.31171 | 5.905 | 0.054453 | 5.5479 | 0.45646 | 5.5479 | 0.45603
6.6419 | 0.0069863 | 6.2068 | 0.020703 | 5.1328 | 0.020382 | 6.6802 | 0.00518 | 6.2101 | 0.018004 | 5.313 | 0.0081572 | 6.2783 | 0.030137 | 6.2005 | 0.0021434 | 5.6065 | 0.30628 | 5.9122 | 0.048776 | 5.5546 | 0.45148 | 5.5546 | 0.45095
6.6525 | 0.0075019 | 6.2166 | 0.021071 | 5.1404 | 0.019016 | 6.6908 | 0.0052971 | 6.2201 | 0.017515 | 5.3211 | 0.0072892 | 6.2862 | 0.028966 | 6.2086 | 0.0022381 | 5.6133 | 0.30086 | 5.9194 | 0.043765 | 5.5613 | 0.44724 | 5.5613 | 0.44661
6.663 | 0.008007 | 6.2264 | 0.021583 | 5.148 | 0.017579 | 6.7015 | 0.0053876 | 6.23 | 0.017206 | 5.3292 | 0.0065219 | 6.294 | 0.027822 | 6.2167 | 0.0023428 | 5.6201 | 0.29557 | 5.9266 | 0.03941 | 5.5681 | 0.44369 | 5.5681 | 0.44299
6.6736 | 0.008466 | 6.2361 | 0.022066 | 5.1556 | 0.016239 | 6.7121 | 0.0054405 | 6.24 | 0.017143 | 5.3373 | 0.0058766 | 6.3019 | 0.026707 | 6.2247 | 0.0024449 | 5.6269 | 0.29054 | 5.9339 | 0.035682 | 5.5748 | 0.44073 | 5.5748 | 0.43997
6.6842 | 0.0088471 | 6.2459 | 0.022362 | 5.1632 | 0.015102 | 6.7228 | 0.0054467 | 6.25 | 0.0173 | 5.3454 | 0.0053656 | 6.3098 | 0.025624 | 6.2328 | 0.0025323 | 5.6337 | 0.28581 | 5.9411 | 0.032541 | 5.5815 | 0.43822 | 5.5815 | 0.43741
6.6947 | 0.0091251 | 6.2557 | 0.022354 | 5.1708 | 0.014205 | 6.7334 | 0.0054073 | 6.26 | 0.017588 | 5.3535 | 0.0049881 | 6.3176 | 0.024576 | 6.2409 | 0.0025964 | 5.6405 | 0.28143 | 5.9483 | 0.029945 | 5.5883 | 0.4359 | 5.5883 | 0.43508
6.7053 | 0.0092799 | 6.2654 | 0.021984 | 5.1784 | 0.013528 | 6.744 | 0.0053253 | 6.2699 | 0.017887 | 5.3616 | 0.0047297 | 6.3255 | 0.023565 | 6.249 | 0.0026309 | 5.6473 | 0.27738 | 5.9556 | 0.027854 | 5.595 | 0.43357 | 5.595 | 0.43275
6.7158 | 0.0092952 | 6.2752 | 0.021251 | 5.186 | 0.013015 | 6.7547 | 0.0052078 | 6.2799 | 0.018065 | 5.3697 | 0.0045693 | 6.3333 | 0.022594 | 6.2571 | 0.0026314 | 5.6541 | 0.2736 | 5.9628 | 0.02614 | 5.6017 | 0.43102 | 5.6017 | 0.43021
6.7264 | 0.0091813 | 6.285 | 0.020207 | 5.1936 | 0.012601 | 6.7653 | 0.0050656 | 6.2899 | 0.018013 | 5.3778 | 0.004471 | 6.3412 | 0.02167 | 6.2652 | 0.0025958 | 5.6608 | 0.27004 | 5.97 | 0.024731 | 5.6084 | 0.42808 | 5.6084 | 0.42728
6.737 | 0.0089487 | 6.2948 | 0.018943 | 5.2012 | 0.012227 | 6.776 | 0.0049121 | 6.2999 | 0.017659 | 5.3859 | 0.0044059 | 6.3491 | 0.020788 | 6.2733 | 0.0025242 | 5.6676 | 0.26657 | 5.9772 | 0.023555 | 5.6152 | 0.4246 | 5.6152 | 0.42382
6.7475 | 0.0086157 | 6.3045 | 0.017569 | 5.2088 | 0.011848 | 6.7866 | 0.0047609 | 6.3098 | 0.016996 | 5.394 | 0.0043522 | 6.3569 | 0.019946 | 6.2814 | 0.0024184 | 5.6744 | 0.26307 | 5.9845 | 0.022544 | 5.6219 | 0.42047 | 5.6219 | 0.41972
6.7581 | 0.0082071 | 6.3143 | 0.016197 | 5.2164 | 0.011439 | 6.7972 | 0.0046249 | 6.3198 | 0.01607 | 5.4021 | 0.0043011 | 6.3648 | 0.019142 | 6.2895 | 0.0022818 | 5.6812 | 0.25945 | 5.9917 | 0.021641 | 5.6286 | 0.41561 | 5.6286 | 0.41489
6.7687 | 0.0077512 | 6.3241 | 0.014935 | 5.224 | 0.010997 | 6.8079 | 0.0045138 | 6.3298 | 0.014974 | 5.4102 | 0.0042633 | 6.3726 | 0.018371 | 6.2976 | 0.0021194 | 5.688 | 0.25563 | 5.9989 | 0.020793 | 5.6354 | 0.40998 | 5.6354 | 0.4093
6.7792 | 0.0072766 | 6.3339 | 0.013874 | 5.2316 | 0.010537 | 6.8185 | 0.0044333 | 6.3398 | 0.013821 | 5.4183 | 0.0042712 | 6.3805 | 0.017628 | 6.3057 | 0.0019373 | 5.6948 | 0.25154 | 6.0061 | 0.019962 | 5.6421 | 0.40359 | 5.6421 | 0.40295
6.7898 | 0.0068089 | 6.3436 | 0.013078 | 5.2392 | 0.010089 | 6.8292 | 0.0043844 | 6.3498 | 0.012712 | 5.4264 | 0.0043737 | 6.3883 | 0.016905 | 6.3138 | 0.001742 | 5.7016 | 0.24715 | 6.0134 | 0.019118 | 5.6488 | 0.39643 | 5.6488 | 0.39587
6.8003 | 0.0063679 | 6.3534 | 0.01258 | 5.2469 | 0.0096867 | 6.8398 | 0.0043633 | 6.3597 | 0.011718 | 5.4345 | 0.0046217 | 6.3962 | 0.016196 | 6.3219 | 0.0015408 | 5.7084 | 0.24244 | 6.0206 | 0.018245 | 5.6556 | 0.38855 | 5.6556 | 0.38806
6.8109 | 0.0059652 | 6.3632 | 0.012369 | 5.2545 | 0.0093495 | 6.8504 | 0.0043602 | 6.3697 | 0.010874 | 5.4426 | 0.0050479 | 6.4041 | 0.015491 | 6.33 | 0.0013414 | 5.7151 | 0.23741 | 6.0278 | 0.017336 | 5.6623 | 0.38009 | 5.6623 | 0.37966
6.8215 | 0.0056041 | 6.3729 | 0.012391 | 5.2621 | 0.0090739 | 6.8611 | 0.0043618 | 6.3797 | 0.010174 | 5.4507 | 0.0056495 | 6.4119 | 0.014782 | 6.338 | 0.001151 | 5.7219 | 0.2321 | 6.0351 | 0.016402 | 5.669 | 0.37111 | 5.669 | 0.37075
6.832 | 0.005281 | 6.3827 | 0.012548 | 5.2697 | 0.0088313 | 6.8717 | 0.0043561 | 6.3897 | 0.0095901 | 5.4588 | 0.0063799 | 6.4198 | 0.014058 | 6.3461 | 0.00097547 | 5.7287 | 0.22652 | 6.0423 | 0.015457 | 5.6758 | 0.36168 | 5.6758 | 0.36142
6.8426 | 0.0049875 | 6.3925 | 0.012712 | 5.2773 | 0.0085819 | 6.8824 | 0.0043327 | 6.3996 | 0.0090764 | 5.4669 | 0.0071531 | 6.4276 | 0.013317 | 6.3542 | 0.00081979 | 5.7355 | 0.22072 | 6.0495 | 0.01452 | 5.6825 | 0.35189 | 5.6825 | 0.35172
6.8531 | 0.0047139 | 6.4023 | 0.012762 | 5.2849 | 0.008294 | 6.893 | 0.0042841 | 6.4096 | 0.0085829 | 5.475 | 0.0078631 | 6.4355 | 0.012552 | 6.3623 | 0.00068775 | 5.7423 | 0.21474 | 6.0567 | 0.013612 | 5.6892 | 0.34178 | 5.6892 | 0.34171
6.8637 | 0.0044507 | 6.412 | 0.012623 | 5.2925 | 0.0079636 | 6.9036 | 0.0042057 | 6.4196 | 0.0080624 | 5.4831 | 0.0084092 | 6.4434 | 0.011764 | 6.3704 | 0.00058193 | 5.7491 | 0.20863 | 6.064 | 0.012752 | 5.696 | 0.33139 | 5.696 | 0.33143
6.8743 | 0.0041919 | 6.4218 | 0.012269 | 5.3001 | 0.0076211 | 6.9143 | 0.004097 | 6.4296 | 0.0074789 | 5.4912 | 0.0087214 | 6.4512 | 0.010954 | 6.3785 | 0.00050346 | 5.7559 | 0.20241 | 6.0712 | 0.011959 | 5.7027 | 0.32076 | 5.7027 | 0.3209
6.8848 | 0.0039358 | 6.4316 | 0.011728 | 5.3077 | 0.0073101 | 6.9249 | 0.0039602 | 6.4395 | 0.0068243 | 5.4993 | 0.008776 | 6.4591 | 0.010126 | 6.3866 | 0.00045199 | 5.7627 | 0.19609 | 6.0784 | 0.011247 | 5.7094 | 0.30991 | 5.7094 | 0.31014
6.8954 | 0.003683 | 6.4414 | 0.011058 | 5.3153 | 0.0070717 | 6.9356 | 0.0037998 | 6.4495 | 0.006111 | 5.5074 | 0.008595 | 6.4669 | 0.009285 | 6.3947 | 0.00042564 | 5.7694 | 0.18968 | 6.0856 | 0.010627 | 5.7162 | 0.29886 | 5.7162 | 0.29917
6.9059 | 0.0034349 | 6.4511 | 0.010329 | 5.3229 | 0.0069337 | 6.9462 | 0.0036217 | 6.4595 | 0.0053674 | 5.5155 | 0.0082305 | 6.4748 | 0.0084407 | 6.4028 | 0.00042112 | 5.7762 | 0.18319 | 6.0929 | 0.010113 | 5.7229 | 0.28762 | 5.7229 | 0.28801
6.9165 | 0.0031936 | 6.4609 | 0.0095981 | 5.3305 | 0.0069075 | 6.9568 | 0.003432 | 6.4695 | 0.0046283 | 5.5236 | 0.007743 | 6.4827 | 0.0076032 | 6.4109 | 0.00043395 | 5.783 | 0.17659 | 6.1001 | 0.0096962 | 5.7296 | 0.27624 | 5.7296 | 0.27668
6.9271 | 0.0029607 | 6.4707 | 0.0088964 | 5.3381 | 0.0069923 | 6.9675 | 0.0032361 | 6.4794 | 0.0039259 | 5.5317 | 0.0071835 | 6.4905 | 0.0067869 | 6.419 | 0.00045889 | 5.7898 | 0.16989 | 6.1073 | 0.0093667 | 5.7364 | 0.26478 | 5.7364 | 0.26524
6.9376 | 0.0027382 | 6.4804 | 0.0082297 | 5.3457 | 0.0071788 | 6.9781 | 0.0030388 | 6.4894 | 0.0032843 | 5.5398 | 0.0065701 | 6.4984 | 0.0060021 | 6.4271 | 0.00049042 | 5.7966 | 0.16308 | 6.1146 | 0.0091135 | 5.7431 | 0.25329 | 5.7431 | 0.25374
6.9482 | 0.0025287 | 6.4902 | 0.0075863 | 5.3533 | 0.0074504 | 6.9888 | 0.0028432 | 6.4994 | 0.0027185 | 5.5479 | 0.0059037 | 6.5062 | 0.0052587 | 6.4352 | 0.00052294 | 5.8034 | 0.15616 | 6.1218 | 0.0089237 | 5.7498 | 0.24184 | 5.7498 | 0.24227
6.9587 | 0.0023359 | 6.5 | 0.0069509 | 5.3609 | 0.007779 | 6.9994 | 0.0026511 | 6.5094 | 0.0022358 | 5.556 | 0.005182 | 6.5141 | 0.0045655 | 6.4433 | 0.00055266 | 5.8102 | 0.14915 | 6.129 | 0.0087829 | 5.7565 | 0.23051 | 5.7565 | 0.2309
6.9693 | 0.0021657 | 6.5098 | 0.0063163 | 5.3685 | 0.0081206 | 7.01 | 0.0024641 | 6.5193 | 0.0018374 | 5.5641 | 0.0044127 | 6.5219 | 0.0039292 | 6.4513 | 0.00057814 | 5.817 | 0.14208 | 6.1362 | 0.0086766 | 5.7633 | 0.21937 | 5.7633 | 0.2197
6.9799 | 0.0020254 | 6.5195 | 0.0056917 | 5.3761 | 0.0084149 | 7.0207 | 0.0022838 | 6.5293 | 0.001519 | 5.5722 | 0.0036206 | 6.5298 | 0.0033546 | 6.4594 | 0.00060032 | 5.8237 | 0.13502 | 6.1435 | 0.008591 | 5.77 | 0.20848 | 5.77 | 0.20876
6.9904 | 0.0019237 | 6.5293 | 0.0051031 | 5.3837 | 0.0085928 | 7.0313 | 0.0021124 | 6.5393 | 0.0012704 | 5.5802 | 0.0028447 | 6.5377 | 0.0028442 | 6.4675 | 0.00062251 | 5.8305 | 0.12802 | 6.1507 | 0.0085137 | 5.7767 | 0.19791 | 5.7767 | 0.19812
7.001 | 0.0018734 | 6.5391 | 0.0045874 | 5.3914 | 0.0085899 | 7.0419 | 0.0019525 | 6.5493 | 0.001077 | 5.5883 | 0.0021292 | 6.5455 | 0.0023986 | 6.4756 | 0.00065023 | 5.8373 | 0.12115 | 6.1579 | 0.008434 | 5.7835 | 0.18769 | 5.7835 | 0.18783
7.0115 | 0.00188 | 6.5489 | 0.0041813 | 5.399 | 0.0083633 | 7.0526 | 0.0018075 | 6.5593 | 0.00092262 | 5.5964 | 0.0015124 | 6.5534 | 0.0020159 | 6.4837 | 0.00069062 | 5.8441 | 0.11448 | 6.1651 | 0.0083411 | 5.7902 | 0.17782 | 5.7902 | 0.1779
7.0221 | 0.0019474 | 6.5586 | 0.0039074 | 5.4066 | 0.0079036 | 7.0632 | 0.0016813 | 6.5692 | 0.00079427 | 5.6045 | 0.0010183 | 6.5612 | 0.0016995 | 6.4918 | 0.00075177 | 5.8509 | 0.10806 | 6.1724 | 0.0082302 | 5.7969 | 0.16833 | 5.7969 | 0.16834
7.0327 | 0.0020766 | 6.5684 | 0.0037682 | 5.4142 | 0.0072387 | 7.0739 | 0.0015777 | 6.5792 | 0.00068585 | 5.6126 | 0.00065383 | 6.5691 | 0.001437 | 6.4999 | 0.00084174 | 5.8577 | 0.10196 | 6.1796 | 0.008098 | 5.8037 | 0.15913 | 5.8037 | 0.1591
7.0432 | 0.0022648 | 6.5782 | 0.0037187 | 5.4218 | 0.0064267 | 7.0845 | 0.0015007 | 6.5892 | 0.00059897 | 5.6207 | 0.00041123 | 6.577 | 0.0012216 | 6.508 | 0.00096771 | 5.8645 | 0.09618 | 6.1868 | 0.0079428 | 5.8104 | 0.15016 | 5.8104 | 0.1501
7.0538 | 0.002505 | 6.5879 | 0.0036986 | 5.4294 | 0.0055446 | 7.0951 | 0.0014553 | 6.5992 | 0.00054019 | 5.6288 | 0.00027419 | 6.5848 | 0.0010473 | 6.5161 | 0.001135 | 5.8713 | 0.090737 | 6.1941 | 0.0077645 | 5.8171 | 0.14136 | 5.8171 | 0.14128
7.0643 | 0.0027866 | 6.5977 | 0.0036438 | 5.437 | 0.0046798 | 7.1058 | 0.0014428 | 6.6091 | 0.00051753 | 5.6369 | 0.00022388 | 6.5927 | 0.00090785 | 6.5242 | 0.0013463 | 5.878 | 0.085607 | 6.2013 | 0.0075636 | 5.8239 | 0.13266 | 5.8239 | 0.13257
7.0749 | 0.0030954 | 6.6075 | 0.0035056 | 5.4446 | 0.0039035 | 7.1164 | 0.0014619 | 6.6191 | 0.00052812 | 5.645 | 0.00024287 | 6.6005 | 0.00079766 | 6.5323 | 0.0016037 | 5.8848 | 0.080762 | 6.2085 | 0.0073417 | 5.8306 | 0.12401 | 5.8306 | 0.12392
7.0855 | 0.0034145 | 6.6173 | 0.0032665 | 5.4522 | 0.0032775 | 7.1271 | 0.0015107 | 6.6291 | 0.00056173 | 5.6531 | 0.00031592 | 6.6084 | 0.00071144 | 6.5404 | 0.0018999 | 5.8916 | 0.076119 | 6.2157 | 0.0071006 | 5.8373 | 0.11537 | 5.8373 | 0.11529
7.096 | 0.0037252 | 6.627 | 0.0029467 | 5.4598 | 0.002855 | 7.1377 | 0.0015853 | 6.6391 | 0.00060171 | 5.6612 | 0.00042837 | 6.6163 | 0.00064465 | 6.5485 | 0.002225 | 5.8984 | 0.071598 | 6.223 | 0.0068424 | 5.8441 | 0.10674 | 5.8441 | 0.10666
7.1066 | 0.0040076 | 6.6368 | 0.0025979 | 5.4674 | 0.002679 | 7.1483 | 0.0016799 | 6.649 | 0.00062998 | 5.6693 | 0.00056422 | 6.6241 | 0.00059342 | 6.5565 | 0.002567 | 5.9052 | 0.067133 | 6.2302 | 0.0065688 | 5.8508 | 0.098111 | 5.8508 | 0.098036
7.1171 | 0.0042426 | 6.6466 | 0.0022878 | 5.475 | 0.0027751 | 7.159 | 0.0017871 | 6.659 | 0.00063293 | 5.6774 | 0.00070424 | 6.632 | 0.00055523 | 6.5646 | 0.0029111 | 5.912 | 0.062667 | 6.2374 | 0.0062816 | 5.8575 | 0.089524 | 5.8575 | 0.089455
7.1277 | 0.0044126 | 6.6564 | 0.0020792 | 5.4826 | 0.0031417 | 7.1696 | 0.0018981 | 6.669 | 0.00060585 | 5.6855 | 0.00083261 | 6.6398 | 0.00052704 | 6.5727 | 0.0032413 | 5.9188 | 0.058163 | 6.2446 | 0.0059841 | 5.8643 | 0.08104 | 5.8643 | 0.080968
7.1383 | 0.0045022 | 6.6661 | 0.0020111 | 5.4902 | 0.0037387 | 7.1803 | 0.0020033 | 6.679 | 0.00055441 | 5.6936 | 0.00094139 | 6.6477 | 0.00050621 | 6.5808 | 0.0035406 | 5.9256 | 0.053604 | 6.2519 | 0.0056778 | 5.871 | 0.072748 | 5.871 | 0.072674
7.1488 | 0.0044966 | 6.6759 | 0.0020868 | 5.4978 | 0.0044832 | 7.1909 | 0.0020932 | 6.6889 | 0.00049265 | 5.7017 | 0.0010326 | 6.6556 | 0.00049118 | 6.5889 | 0.0037927 | 5.9323 | 0.048994 | 6.2591 | 0.0053642 | 5.8777 | 0.064721 | 5.8777 | 0.064647
7.1594 | 0.0043999 | 6.6857 | 0.0022727 | 5.5054 | 0.0052562 | 7.2015 | 0.0021589 | 6.6989 | 0.00043845 | 5.7098 | 0.0011165 | 6.6634 | 0.00048059 | 6.597 | 0.0039829 | 5.9391 | 0.044359 | 6.2663 | 0.0050449 | 5.8845 | 0.057042 | 5.8845 | 0.056968
7.1699 | 0.0042171 | 6.6954 | 0.0025072 | 5.513 | 0.0059219 | 7.2122 | 0.002193 | 6.7089 | 0.00040782 | 5.7179 | 0.0012054 | 6.6713 | 0.00047318 | 6.6051 | 0.0040995 | 5.9459 | 0.039744 | 6.2736 | 0.0047211 | 5.8912 | 0.049784 | 5.8912 | 0.049711
7.1805 | 0.0039588 | 6.7052 | 0.0027169 | 5.5206 | 0.0063552 | 7.2228 | 0.0021874 | 6.7189 | 0.00041004 | 5.726 | 0.0013054 | 6.6791 | 0.00046776 | 6.6132 | 0.0041345 | 5.9527 | 0.035204 | 6.2808 | 0.0043943 | 5.8979 | 0.043011 | 5.8979 | 0.04294
7.1911 | 0.0036399 | 6.715 | 0.0028362 | 5.5282 | 0.0064699 | 7.2335 | 0.002141 | 6.7289 | 0.00044465 | 5.7341 | 0.0014106 | 6.687 | 0.00046315 | 6.6213 | 0.0040845 | 5.9595 | 0.030821 | 6.288 | 0.0040659 | 5.9046 | 0.036771 | 5.9046 | 0.036703
7.2016 | 0.0032782 | 6.7248 | 0.0028226 | 5.5359 | 0.0062381 | 7.2441 | 0.0020562 | 6.7388 | 0.00050134 | 5.7422 | 0.001502 | 6.6948 | 0.00045825 | 6.6294 | 0.00395 | 5.9663 | 0.02666 | 6.2952 | 0.0037377 | 5.9114 | 0.031098 | 5.9114 | 0.031035
7.2122 | 0.0028921 | 6.7345 | 0.0026656 | 5.5435 | 0.0056937 | 7.2547 | 0.0019366 | 6.7488 | 0.00056267 | 5.7503 | 0.0015533 | 6.7027 | 0.00045195 | 6.6375 | 0.0037332 | 5.9731 | 0.022771 | 6.3025 | 0.0034117 | 5.9181 | 0.026007 | 5.9181 | 0.02595
7.2228 | 0.0024992 | 6.7443 | 0.0023807 | 5.5511 | 0.0049198 | 7.2654 | 0.0017878 | 6.7588 | 0.00060887 | 5.7584 | 0.0015407 | 6.7106 | 0.00044295 | 6.6456 | 0.0034529 | 5.9799 | 0.019196 | 6.3097 | 0.0030908 | 5.9248 | 0.0215 | 5.9248 | 0.02145
7.2333 | 0.0021152 | 6.7541 | 0.0020169 | 5.5587 | 0.0040257 | 7.276 | 0.0016171 | 6.7688 | 0.00062358 | 5.7665 | 0.0014516 | 6.7184 | 0.00043077 | 6.6537 | 0.0031242 | 5.9866 | 0.015966 | 6.3169 | 0.0027771 | 5.9316 | 0.017563 | 5.9316 | 0.017519

## FM 3.24
|  | Consumer Power | [5 empty] | Gone Green | [5 empty] | Slow Progression | [5 empty] | No Progression
2016/17 |  | 2020/21 |  | 2025/26 |  | 2016/17 |  | 2020/21 |  | 2025/26 |  | 2016/17 |  | 2020/21 |  | 2025/26 |  | 2016/17 |  | 2020/21 |  | 2025/26
Containment time (s) |  | Containment time (s) |  | Containment time (s) |  | Containment time (s) |  | Containment time (s) |  | Containment time (s) |  | Containment time (s) |  | Containment time (s) |  | Containment time (s) |  | Containment time (s) |  | Containment time (s) |  | Containment time (s)
5.9603 | 0.0014972 | 1.8656 | 0.003323 | 1.5124 | 0.011682 | 5.9593 | 0.0013791 | 1.8809 | 0.0035617 | 1.4736 | 0.0091044 | 5.9511 | 0.001583 | 5.7081 | 0.001008 | 1.4738 | 0.009257 | 5.9337 | 0.0013474 | 5.6476 | 0.0011116 | 1.5444 | 0.0052086
5.9814 | 0.0017927 | 1.8878 | 0.0039667 | 1.5339 | 0.014425 | 5.9805 | 0.001656 | 1.904 | 0.004358 | 1.4972 | 0.011283 | 5.9717 | 0.001862 | 5.7234 | 0.001211 | 1.4954 | 0.011276 | 5.9555 | 0.001616 | 5.6628 | 0.0012432 | 1.5668 | 0.0065687
6.0025 | 0.0021282 | 1.91 | 0.0046627 | 1.5554 | 0.017538 | 6.0017 | 0.0019763 | 1.9272 | 0.0052421 | 1.5208 | 0.013811 | 5.9923 | 0.00218 | 5.7388 | 0.001456 | 1.517 | 0.013599 | 5.9772 | 0.0019285 | 5.6781 | 0.0013834 | 1.5891 | 0.0082026
6.0237 | 0.0025082 | 1.9322 | 0.0054363 | 1.5769 | 0.021033 | 6.0229 | 0.0023426 | 1.9503 | 0.0062254 | 1.5443 | 0.016746 | 6.0129 | 0.002544 | 5.7542 | 0.001753 | 1.5386 | 0.016301 | 5.999 | 0.0022904 | 5.6934 | 0.0015353 | 1.6115 | 0.010116
6.0448 | 0.0029386 | 1.9544 | 0.0063085 | 1.5984 | 0.024922 | 6.044 | 0.0027607 | 1.9734 | 0.0073036 | 1.5679 | 0.020157 | 6.0335 | 0.002958 | 5.7696 | 0.00211 | 1.5602 | 0.019477 | 6.0208 | 0.0027118 | 5.7086 | 0.001703 | 1.6338 | 0.012303
6.066 | 0.003427 | 1.9766 | 0.0072787 | 1.6199 | 0.02921 | 6.0652 | 0.0032393 | 1.9966 | 0.0084389 | 1.5915 | 0.024111 | 6.0541 | 0.003432 | 5.785 | 0.002544 | 1.5818 | 0.023232 | 6.0426 | 0.0032022 | 5.7239 | 0.0018919 | 1.6562 | 0.014736
6.0871 | 0.0039831 | 1.9988 | 0.0083094 | 1.6414 | 0.033891 | 6.0864 | 0.0037894 | 2.0197 | 0.0095456 | 1.6151 | 0.028658 | 6.0747 | 0.003972 | 5.8004 | 0.00307 | 1.6034 | 0.027666 | 6.0644 | 0.0037652 | 5.7391 | 0.0021089 | 1.6785 | 0.017368
6.1082 | 0.0046244 | 2.021 | 0.0093231 | 1.6629 | 0.038964 | 6.1076 | 0.0044245 | 2.0429 | 0.010494 | 1.6386 | 0.033811 | 6.0953 | 0.004589 | 5.8158 | 0.003694 | 1.625 | 0.032908 | 6.0862 | 0.0044087 | 5.7544 | 0.0023614 | 1.7009 | 0.020122
6.1294 | 0.0053713 | 2.0432 | 0.010213 | 1.6844 | 0.044338 | 6.1288 | 0.005161 | 2.066 | 0.011161 | 1.6622 | 0.039561 | 6.1159 | 0.005293 | 5.8311 | 0.004423 | 1.6466 | 0.038919 | 6.108 | 0.0051417 | 5.7697 | 0.0026581 | 1.7232 | 0.022908
6.1505 | 0.0062373 | 2.0654 | 0.010868 | 1.7059 | 0.049929 | 6.15 | 0.0060179 | 2.0891 | 0.01146 | 1.6858 | 0.045737 | 6.1365 | 0.006107 | 5.8465 | 0.005266 | 1.6682 | 0.045638 | 6.1297 | 0.0059732 | 5.7849 | 0.0030081 | 1.7456 | 0.025619
6.1717 | 0.007244 | 2.0876 | 0.011204 | 1.7274 | 0.055627 | 6.1712 | 0.0070164 | 2.1123 | 0.011367 | 1.7093 | 0.052151 | 6.1571 | 0.007033 | 5.8619 | 0.006224 | 1.6898 | 0.052935 | 6.1515 | 0.0069131 | 5.8002 | 0.0034221 | 1.7679 | 0.028153
6.1928 | 0.0084149 | 2.1098 | 0.011186 | 1.7489 | 0.061303 | 6.1923 | 0.0081802 | 2.1354 | 0.010936 | 1.7329 | 0.058572 | 6.1777 | 0.008083 | 5.8773 | 0.007298 | 1.7114 | 0.060619 | 6.1733 | 0.0079714 | 5.8154 | 0.0039165 | 1.7903 | 0.030412
6.2139 | 0.0097752 | 2.132 | 0.010831 | 1.7705 | 0.066825 | 6.2135 | 0.0095394 | 2.1586 | 0.01028 | 1.7565 | 0.064749 | 6.1983 | 0.009269 | 5.8927 | 0.008485 | 1.733 | 0.068446 | 6.1951 | 0.0091589 | 5.8307 | 0.004494 | 1.8126 | 0.032318
6.2351 | 0.011351 | 2.1542 | 0.010256 | 1.792 | 0.072069 | 6.2347 | 0.011139 | 2.1817 | 0.0095469 | 1.78 | 0.070449 | 6.2189 | 0.010605 | 5.9081 | 0.009778 | 1.7546 | 0.076142 | 6.2169 | 0.010487 | 5.846 | 0.0051623 | 1.835 | 0.033814
6.2562 | 0.01317 | 2.1765 | 0.0095863 | 1.8135 | 0.076938 | 6.2559 | 0.012987 | 2.2048 | 0.0088814 | 1.8036 | 0.075487 | 6.2395 | 0.012105 | 5.9234 | 0.011164 | 1.7762 | 0.083421 | 6.2387 | 0.011982 | 5.8612 | 0.005928 | 1.8573 | 0.034865
6.2774 | 0.015257 | 2.1987 | 0.008942 | 1.835 | 0.081377 | 6.2771 | 0.01511 | 2.228 | 0.0083882 | 1.8272 | 0.07976 | 6.2602 | 0.013782 | 5.9388 | 0.012632 | 1.7978 | 0.090014 | 6.2604 | 0.01365 | 5.8765 | 0.0067965 | 1.8797 | 0.035459
6.2985 | 0.01764 | 2.2209 | 0.0084189 | 1.8565 | 0.085387 | 6.2983 | 0.017532 | 2.2511 | 0.0081118 | 1.8507 | 0.083261 | 6.2808 | 0.015653 | 5.9542 | 0.014167 | 1.8194 | 0.095685 | 6.2822 | 0.015496 | 5.8917 | 0.0077713 | 1.902 | 0.035575
6.3196 | 0.020346 | 2.2431 | 0.0080694 | 1.878 | 0.089026 | 6.3195 | 0.020275 | 2.2742 | 0.0080323 | 1.8743 | 0.086088 | 6.3014 | 0.017734 | 5.9696 | 0.015752 | 1.841 | 0.10025 | 6.304 | 0.017533 | 5.907 | 0.0088545 | 1.9244 | 0.035246
6.3408 | 0.023437 | 2.2653 | 0.0078965 | 1.8995 | 0.092408 | 6.3406 | 0.02336 | 2.2974 | 0.0080774 | 1.8979 | 0.088432 | 6.322 | 0.02006 | 5.985 | 0.017369 | 1.8626 | 0.1036 | 6.3258 | 0.019771 | 5.9222 | 0.010046 | 1.9467 | 0.034514
6.3619 | 0.026897 | 2.2875 | 0.0078583 | 1.921 | 0.095692 | 6.3618 | 0.026806 | 2.3205 | 0.0081481 | 1.9214 | 0.090553 | 6.3426 | 0.022643 | 6.0004 | 0.019005 | 1.8842 | 0.10568 | 6.3476 | 0.022219 | 5.9375 | 0.011345 | 1.9691 | 0.03342
6.3831 | 0.03074 | 2.3097 | 0.0078819 | 1.9425 | 0.099057 | 6.383 | 0.030628 | 2.3437 | 0.0081485 | 1.945 | 0.092742 | 6.3632 | 0.025487 | 6.0158 | 0.020653 | 1.9058 | 0.10654 | 6.3694 | 0.024886 | 5.9528 | 0.012747 | 1.9914 | 0.032013
6.4042 | 0.034977 | 2.3319 | 0.0078842 | 1.964 | 0.1027 | 6.4042 | 0.034838 | 2.3668 | 0.0080105 | 1.9686 | 0.09528 | 6.3838 | 0.028603 | 6.0311 | 0.022311 | 1.9273 | 0.10624 | 6.3912 | 0.027776 | 5.968 | 0.014254 | 2.0138 | 0.030354
6.4253 | 0.03961 | 2.3541 | 0.0077939 | 1.9855 | 0.10672 | 6.4254 | 0.039442 | 2.3899 | 0.0077081 | 1.9921 | 0.098414 | 6.4044 | 0.032 | 6.0465 | 0.023981 | 1.9489 | 0.10492 | 6.4129 | 0.030892 | 5.9833 | 0.015857 | 2.0361 | 0.028514
6.4465 | 0.044635 | 2.3763 | 0.0075686 | 2.007 | 0.11115 | 6.4466 | 0.044469 | 2.4131 | 0.0072555 | 2.0157 | 0.10229 | 6.425 | 0.035682 | 6.0619 | 0.025672 | 1.9705 | 0.10283 | 6.4347 | 0.034231 | 5.9985 | 0.017544 | 2.0585 | 0.026568
6.4676 | 0.050038 | 2.3985 | 0.0072037 | 2.0285 | 0.11593 | 6.4678 | 0.049898 | 2.4362 | 0.0066933 | 2.0393 | 0.10685 | 6.4456 | 0.039648 | 6.0773 | 0.027399 | 1.9921 | 0.10014 | 6.4565 | 0.037812 | 6.0138 | 0.019308 | 2.0808 | 0.024594
6.4887 | 0.055794 | 2.4207 | 0.0067283 | 2.05 | 0.12092 | 6.489 | 0.055693 | 2.4594 | 0.0060813 | 2.0629 | 0.11198 | 6.4662 | 0.043889 | 6.0927 | 0.029183 | 2.0137 | 0.097036 | 6.4783 | 0.04159 | 6.0291 | 0.021145 | 2.1032 | 0.022668
6.5099 | 0.061869 | 2.4429 | 0.0061935 | 2.0715 | 0.12591 | 6.5101 | 0.061824 | 2.4825 | 0.0054713 | 2.0864 | 0.11743 | 6.4868 | 0.048387 | 6.1081 | 0.031049 | 2.0353 | 0.093658 | 6.5001 | 0.045545 | 6.0443 | 0.023052 | 2.1255 | 0.020852
6.531 | 0.068215 | 2.4651 | 0.0056556 | 2.0931 | 0.13067 | 6.5313 | 0.068248 | 2.5056 | 0.0049045 | 2.11 | 0.1229 | 6.5074 | 0.053121 | 6.1235 | 0.033038 | 2.0569 | 0.090135 | 6.5219 | 0.049652 | 6.0596 | 0.025027 | 2.1479 | 0.019201
6.5522 | 0.074786 | 2.4873 | 0.0051623 | 2.1146 | 0.13496 | 6.5525 | 0.074914 | 2.5288 | 0.004414 | 2.1336 | 0.12807 | 6.528 | 0.05807 | 6.1388 | 0.03519 | 2.0785 | 0.08657 | 6.5437 | 0.05388 | 6.0748 | 0.027077 | 2.1702 | 0.017747
6.5733 | 0.08149 | 2.5095 | 0.0047478 | 2.1361 | 0.13859 | 6.5737 | 0.081756 | 2.5519 | 0.0040259 | 2.1571 | 0.13261 | 6.5486 | 0.063163 | 6.1542 | 0.037535 | 2.1001 | 0.083043 | 6.5654 | 0.058196 | 6.0901 | 0.02921 | 2.1926 | 0.01651
6.5944 | 0.08824 | 2.5317 | 0.0044259 | 2.1576 | 0.14141 | 6.5949 | 0.0887 | 2.5751 | 0.0037578 | 2.1807 | 0.13626 | 6.5692 | 0.068347 | 6.1696 | 0.040111 | 2.1217 | 0.079617 | 6.5872 | 0.062564 | 6.1054 | 0.031442 | 2.2149 | 0.015496
6.6156 | 0.094956 | 2.5539 | 0.0041939 | 2.1791 | 0.14337 | 6.6161 | 0.095662 | 2.5982 | 0.0036158 | 2.2043 | 0.1388 | 6.5898 | 0.073572 | 6.185 | 0.042954 | 2.1433 | 0.076336 | 6.609 | 0.06695 | 6.1206 | 0.033792 | 2.2373 | 0.014686
6.6367 | 0.10156 | 2.5761 | 0.0040445 | 2.2006 | 0.14447 | 6.6373 | 0.10255 | 2.6213 | 0.003593 | 2.2278 | 0.14012 | 6.6104 | 0.078781 | 6.2004 | 0.046098 | 2.1649 | 0.073228 | 6.6308 | 0.071319 | 6.1359 | 0.036306 | 2.2596 | 0.014042
6.6579 | 0.10796 | 2.5984 | 0.0039661 | 2.2221 | 0.14477 | 6.6584 | 0.10928 | 2.6445 | 0.0036709 | 2.2514 | 0.14021 | 6.631 | 0.083923 | 6.2158 | 0.049572 | 2.1865 | 0.07031 | 6.6526 | 0.075637 | 6.1511 | 0.039011 | 2.282 | 0.013527
6.679 | 0.11411 | 2.6206 | 0.0039433 | 2.2436 | 0.14434 | 6.6796 | 0.1157 | 2.6676 | 0.0038241 | 2.275 | 0.13913 | 6.6516 | 0.088949 | 6.2311 | 0.053402 | 2.2081 | 0.067581 | 6.6744 | 0.079872 | 6.1664 | 0.041946 | 2.3043 | 0.013105
6.7001 | 0.11993 | 2.6428 | 0.0039579 | 2.2651 | 0.14329 | 6.7008 | 0.12176 | 2.6908 | 0.0040266 | 2.2985 | 0.13703 | 6.6722 | 0.093816 | 6.2465 | 0.057607 | 2.2297 | 0.065032 | 6.6962 | 0.084013 | 6.1816 | 0.04515 | 2.3267 | 0.012743
6.7213 | 0.12539 | 2.665 | 0.0039919 | 2.2866 | 0.14176 | 6.722 | 0.12739 | 2.7139 | 0.0042575 | 2.3221 | 0.13411 | 6.6928 | 0.098493 | 6.2619 | 0.062199 | 2.2513 | 0.062654 | 6.7179 | 0.088052 | 6.1969 | 0.048667 | 2.349 | 0.012413
6.7424 | 0.13045 | 2.6872 | 0.0040312 | 2.3081 | 0.13984 | 6.7432 | 0.13253 | 2.737 | 0.0045012 | 2.3457 | 0.13061 | 6.7134 | 0.10294 | 6.2773 | 0.067183 | 2.2729 | 0.060424 | 6.7397 | 0.091989 | 6.2122 | 0.052537 | 2.3714 | 0.012098
6.7636 | 0.13509 | 2.7094 | 0.0040708 | 2.3296 | 0.13762 | 6.7644 | 0.13715 | 2.7602 | 0.0047454 | 2.3692 | 0.1268 | 6.734 | 0.10715 | 6.2927 | 0.072585 | 2.2945 | 0.058326 | 6.7615 | 0.095828 | 6.2274 | 0.056796 | 2.3937 | 0.011788
6.7847 | 0.1393 | 2.7316 | 0.0041166 | 2.3511 | 0.1352 | 6.7856 | 0.14125 | 2.7833 | 0.0049755 | 2.3928 | 0.12291 | 6.7547 | 0.11113 | 6.3081 | 0.07838 | 2.3161 | 0.056353 | 6.7833 | 0.09958 | 6.2427 | 0.061475 | 2.4161 | 0.01148
6.8058 | 0.14314 | 2.7538 | 0.0041835 | 2.3726 | 0.13267 | 6.8067 | 0.14484 | 2.8065 | 0.0051713 | 2.4164 | 0.11911 | 6.7753 | 0.11492 | 6.3235 | 0.084535 | 2.3377 | 0.054505 | 6.8051 | 0.10326 | 6.2579 | 0.066591 | 2.4384 | 0.011177
6.827 | 0.14666 | 2.776 | 0.0042889 | 2.3941 | 0.13014 | 6.8279 | 0.14797 | 2.8296 | 0.0053069 | 2.44 | 0.11551 | 6.7959 | 0.11851 | 6.3388 | 0.091032 | 2.3593 | 0.052786 | 6.8269 | 0.10688 | 6.2732 | 0.072154 | 2.4608 | 0.01088
6.8481 | 0.1499 | 2.7982 | 0.0044432 | 2.4156 | 0.12772 | 6.8491 | 0.15068 | 2.8527 | 0.0053526 | 2.4635 | 0.11219 | 6.8165 | 0.12196 | 6.3542 | 0.09785 | 2.3809 | 0.051203 | 6.8486 | 0.11045 | 6.2885 | 0.078164 | 2.4831 | 0.01059
6.8693 | 0.15292 | 2.8204 | 0.0046415 | 2.4372 | 0.12549 | 6.8703 | 0.15307 | 2.8759 | 0.0052991 | 2.4871 | 0.10917 | 6.8371 | 0.12527 | 6.3696 | 0.10497 | 2.4025 | 0.049759 | 6.8704 | 0.11397 | 6.3037 | 0.084631 | 2.5055 | 0.010302
6.8904 | 0.15578 | 2.8426 | 0.0048602 | 2.4587 | 0.12354 | 6.8915 | 0.15521 | 2.899 | 0.0051593 | 2.5107 | 0.10643 | 6.8577 | 0.12849 | 6.385 | 0.11237 | 2.4241 | 0.048458 | 6.8922 | 0.11746 | 6.319 | 0.091472 | 2.5278 | 0.010008
6.9115 | 0.15852 | 2.8648 | 0.0050612 | 2.4802 | 0.1219 | 6.9127 | 0.15721 | 2.9222 | 0.0049695 | 2.5342 | 0.10394 | 6.8783 | 0.13164 | 6.4004 | 0.12004 | 2.4457 | 0.047303 | 6.914 | 0.12091 | 6.3342 | 0.098638 | 2.5502 | 0.0096948
6.9327 | 0.16119 | 2.887 | 0.005203 | 2.5017 | 0.12059 | 6.9339 | 0.15918 | 2.9453 | 0.0047842 | 2.5578 | 0.10168 | 6.8989 | 0.13474 | 6.4158 | 0.12798 | 2.4673 | 0.0463 | 6.9358 | 0.12429 | 6.3495 | 0.10607 | 2.5725 | 0.0093565
6.9538 | 0.16382 | 2.9092 | 0.0052515 | 2.5232 | 0.11958 | 6.955 | 0.16117 | 2.9684 | 0.0046638 | 2.5814 | 0.099614 | 6.9195 | 0.13779 | 6.4311 | 0.13616 | 2.4889 | 0.045458 | 6.9576 | 0.1276 | 6.3648 | 0.11371 | 2.5949 | 0.0089901
6.975 | 0.16643 | 2.9314 | 0.0052114 | 2.5447 | 0.11881 | 6.9762 | 0.16324 | 2.9916 | 0.0046585 | 2.6049 | 0.097733 | 6.9401 | 0.1408 | 6.4465 | 0.14459 | 2.5105 | 0.04479 | 6.9794 | 0.13078 | 6.38 | 0.1215 | 2.6172 | 0.0085987
6.9961 | 0.169 | 2.9536 | 0.0051113 | 2.5662 | 0.1182 | 6.9974 | 0.1654 | 3.0147 | 0.0047948 | 2.6285 | 0.096041 | 6.9607 | 0.14375 | 6.4619 | 0.15326 | 2.5321 | 0.044311 | 7.0011 | 0.13381 | 6.3953 | 0.12937 | 2.6396 | 0.00819
7.0172 | 0.17151 | 2.9758 | 0.0050002 | 2.5877 | 0.11765 | 7.0186 | 0.16764 | 3.0379 | 0.0050683 | 2.6521 | 0.094555 | 6.9813 | 0.14662 | 6.4773 | 0.16216 | 2.5537 | 0.044033 | 7.0229 | 0.13665 | 6.4105 | 0.13729 | 2.6619 | 0.0077745
7.0384 | 0.17392 | 2.998 | 0.0049347 | 2.6092 | 0.11705 | 7.0398 | 0.16992 | 3.061 | 0.0054457 | 2.6756 | 0.093303 | 7.0019 | 0.14938 | 6.4927 | 0.17125 | 2.5753 | 0.043975 | 7.0447 | 0.13926 | 6.4258 | 0.1452 | 2.6843 | 0.0073623
7.0595 | 0.17617 | 3.0203 | 0.0049657 | 2.6307 | 0.11633 | 7.061 | 0.17218 | 3.0841 | 0.0058731 | 2.6992 | 0.092325 | 7.0225 | 0.152 | 6.5081 | 0.18049 | 2.5969 | 0.044108 | 7.0665 | 0.14159 | 6.4411 | 0.15308 | 2.7066 | 0.0069613
7.0807 | 0.17821 | 3.0425 | 0.005127 | 2.6522 | 0.11543 | 7.0822 | 0.17434 | 3.1073 | 0.0062902 | 2.7228 | 0.091615 | 7.0431 | 0.15443 | 6.5235 | 0.18983 | 2.6185 | 0.044402 | 7.0883 | 0.14356 | 6.4563 | 0.1609 | 2.729 | 0.0065756
7.1018 | 0.17996 | 3.0647 | 0.0054294 | 2.6737 | 0.11429 | 7.1033 | 0.17629 | 3.1304 | 0.0066435 | 2.7463 | 0.091171 | 7.0637 | 0.15663 | 6.5388 | 0.19921 | 2.6401 | 0.044813 | 7.1101 | 0.14519 | 6.4716 | 0.16865 | 2.7513 | 0.0062054
7.1229 | 0.18137 | 3.0869 | 0.0058587 | 2.6952 | 0.11289 | 7.1245 | 0.1779 | 3.1536 | 0.0068967 | 2.7699 | 0.090972 | 7.0843 | 0.15856 | 6.5542 | 0.20853 | 2.6617 | 0.045286 | 7.1319 | 0.14646 | 6.4868 | 0.1763 | 2.7737 | 0.005848
7.1441 | 0.18238 | 3.1091 | 0.006377 | 2.7167 | 0.11122 | 7.1457 | 0.17907 | 3.1767 | 0.0070359 | 2.7935 | 0.090985 | 7.1049 | 0.16016 | 6.5696 | 0.21773 | 2.6833 | 0.04576 | 7.1536 | 0.14735 | 6.5021 | 0.18384 | 2.796 | 0.0054997
7.1652 | 0.18296 | 3.1313 | 0.0069285 | 2.7382 | 0.10931 | 7.1669 | 0.17976 | 3.1998 | 0.0070684 | 2.817 | 0.09116 | 7.1255 | 0.1614 | 6.585 | 0.22669 | 2.7049 | 0.046173 | 7.1754 | 0.14789 | 6.5173 | 0.19124 | 2.8184 | 0.0051577
7.1864 | 0.18307 | 3.1535 | 0.0074475 | 2.7597 | 0.10719 | 7.1881 | 0.1799 | 3.223 | 0.0070177 | 2.8406 | 0.091432 | 7.1461 | 0.16229 | 6.6004 | 0.2353 | 2.7265 | 0.046471 | 7.1972 | 0.14809 | 6.5326 | 0.19847 | 2.8407 | 0.0048212
7.2075 | 0.1827 | 3.1757 | 0.0078687 | 2.7813 | 0.10489 | 7.2093 | 0.17948 | 3.2461 | 0.0069151 | 2.8642 | 0.091727 | 7.1667 | 0.16283 | 6.6158 | 0.24346 | 2.7481 | 0.046608 | 7.219 | 0.14797 | 6.5479 | 0.20548 | 2.8631 | 0.0044921
7.2286 | 0.18187 | 3.1979 | 0.0081384 | 2.8028 | 0.10248 | 7.2305 | 0.17852 | 3.2692 | 0.0067893 | 2.8878 | 0.091963 | 7.1873 | 0.16302 | 6.6312 | 0.251 | 2.7697 | 0.046555 | 7.2408 | 0.14758 | 6.5631 | 0.21221 | 2.8854 | 0.0041739
7.2498 | 0.18067 | 3.2201 | 0.008224 | 2.8243 | 0.099988 | 7.2517 | 0.17705 | 3.2924 | 0.0066577 | 2.9113 | 0.092052 | 7.2079 | 0.16289 | 6.6465 | 0.25785 | 2.7913 | 0.0463 | 7.2626 | 0.14697 | 6.5784 | 0.21858 | 2.9078 | 0.0038701
7.2709 | 0.17916 | 3.2423 | 0.0081183 | 2.8458 | 0.097459 | 7.2728 | 0.17513 | 3.3155 | 0.0065167 | 2.9349 | 0.091913 | 7.2285 | 0.16247 | 6.6619 | 0.26394 | 2.8129 | 0.045847 | 7.2844 | 0.14618 | 6.5936 | 0.22452 | 2.9301 | 0.0035834
7.2921 | 0.17742 | 3.2645 | 0.0078375 | 2.8673 | 0.094911 | 7.294 | 0.17285 | 3.3387 | 0.0063478 | 2.9585 | 0.091477 | 7.2491 | 0.16179 | 6.6773 | 0.26922 | 2.8345 | 0.045215 | 7.3061 | 0.14526 | 6.6089 | 0.22995 | 2.9525 | 0.0033149
7.3132 | 0.17554 | 3.2867 | 0.0074083 | 2.8888 | 0.09235 | 7.3152 | 0.17031 | 3.3618 | 0.0061255 | 2.982 | 0.090697 | 7.2698 | 0.1609 | 6.6927 | 0.27365 | 2.8561 | 0.044428 | 7.3279 | 0.14429 | 6.6242 | 0.23471 | 2.9748 | 0.0030637
7.3343 | 0.17359 | 3.3089 | 0.0068701 | 2.9103 | 0.089776 | 7.3364 | 0.1676 | 3.3849 | 0.0058272 | 3.0056 | 0.08956 | 7.2904 | 0.15985 | 6.7081 | 0.27723 | 2.8777 | 0.043509 | 7.3497 | 0.1433 | 6.6394 | 0.23877 | 2.9972 | 0.0028275
7.3555 | 0.17166 | 3.3311 | 0.0062549 | 2.9318 | 0.08719 | 7.3576 | 0.16484 | 3.4081 | 0.0054411 | 3.0292 | 0.088077 | 7.311 | 0.15868 | 6.7235 | 0.27995 | 2.8993 | 0.042469 | 7.3715 | 0.14235 | 6.6547 | 0.24208 | 3.0195 | 0.0026034
7.3766 | 0.16982 | 3.3533 | 0.0055846 | 2.9533 | 0.084599 | 7.3788 | 0.16214 | 3.4312 | 0.0049696 | 3.0527 | 0.08632 | 7.3316 | 0.15747 | 6.7388 | 0.28186 | 2.9209 | 0.041316 | 7.3933 | 0.14145 | 6.6699 | 0.24461 | 3.0419 | 0.0023886
7.3978 | 0.16813 | 3.3755 | 0.0048788 | 2.9748 | 0.08202 | 7.4 | 0.15955 | 3.4544 | 0.0044274 | 3.0763 | 0.084392 | 7.3522 | 0.15624 | 6.7542 | 0.283 | 2.9425 | 0.040036 | 7.4151 | 0.14064 | 6.6852 | 0.24633 | 3.0642 | 0.0021818
7.4189 | 0.16662 | 3.3977 | 0.0041608 | 2.9963 | 0.079477 | 7.4211 | 0.15712 | 3.4775 | 0.0038379 | 3.0999 | 0.082392 | 7.3728 | 0.15504 | 6.7696 | 0.28346 | 2.9641 | 0.038611 | 7.4368 | 0.13992 | 6.7005 | 0.24725 | 3.0866 | 0.001983
7.44 | 0.16533 | 3.4199 | 0.0034597 | 3.0178 | 0.076999 | 7.4423 | 0.1549 | 3.5006 | 0.0032281 | 3.1234 | 0.080419 | 7.3934 | 0.1539 | 6.785 | 0.2833 | 2.9857 | 0.037025 | 7.4586 | 0.13932 | 6.7157 | 0.24739 | 3.1089 | 0.0017939
7.4612 | 0.16424 | 3.4422 | 0.002809 | 3.0393 | 0.07461 | 7.4635 | 0.15288 | 3.5238 | 0.0026259 | 3.147 | 0.078549 | 7.414 | 0.15283 | 6.8004 | 0.28255 | 3.0073 | 0.035276 | 7.4804 | 0.13882 | 6.731 | 0.24682 | 3.1313 | 0.0016178
7.4823 | 0.16333 | 3.4644 | 0.0022402 | 3.0608 | 0.072324 | 7.4847 | 0.15108 | 3.5469 | 0.0020575 | 3.1706 | 0.076833 | 7.4346 | 0.15185 | 6.8158 | 0.28136 | 3.0289 | 0.033375 | 7.5022 | 0.13844 | 6.7462 | 0.24558 | 3.1536 | 0.0014584
7.5035 | 0.16257 | 3.4866 | 0.0017758 | 3.0823 | 0.070142 | 7.5059 | 0.14947 | 3.5701 | 0.001546 | 3.1941 | 0.075285 | 7.4552 | 0.15096 | 6.8312 | 0.27979 | 3.0505 | 0.031356 | 7.524 | 0.13816 | 6.7615 | 0.24378 | 3.176 | 0.0013205
7.5246 | 0.16193 | 3.5088 | 0.0014234 | 3.1039 | 0.068051 | 7.5271 | 0.14803 | 3.5932 | 0.0011088 | 3.2177 | 0.073887 | 7.4758 | 0.15016 | 6.8465 | 0.27789 | 3.0721 | 0.029263 | 7.5458 | 0.13797 | 6.7767 | 0.24151 | 3.1983 | 0.0012044
7.5457 | 0.16136 | 3.531 | 0.0011753 | 3.1254 | 0.066026 | 7.5483 | 0.14675 | 3.6163 | 0.00075549 | 3.2413 | 0.072589 | 7.4964 | 0.14944 | 6.8619 | 0.2757 | 3.0936 | 0.027148 | 7.5676 | 0.13786 | 6.792 | 0.23886 | 3.2207 | 0.0011093
7.5669 | 0.16084 | 3.5532 | 0.0010108 | 3.1469 | 0.064041 | 7.5694 | 0.14561 | 3.6395 | 0.00048709 | 3.2649 | 0.071324 | 7.517 | 0.1488 | 6.8773 | 0.27326 | 3.1152 | 0.025058 | 7.5893 | 0.13782 | 6.8073 | 0.23597 | 3.243 | 0.0010322
7.588 | 0.16033 | 3.5754 | 0.00090228 | 3.1684 | 0.062074 | 7.5906 | 0.14459 | 3.6626 | 0.00029664 | 3.2884 | 0.070014 | 7.5376 | 0.14822 | 6.8927 | 0.27059 | 3.1368 | 0.023029 | 7.6111 | 0.13783 | 6.8225 | 0.23295 | 3.2654 | 0.00096859
7.6092 | 0.15981 | 3.5976 | 0.00082241 | 3.1899 | 0.060116 | 7.6118 | 0.14369 | 3.6858 | 0.00017355 | 3.312 | 0.068589 | 7.5582 | 0.14767 | 6.9081 | 0.26769 | 3.1584 | 0.021084 | 7.6329 | 0.13788 | 6.8378 | 0.22985 | 3.2877 | 0.00091274
7.6303 | 0.15925 | 3.6198 | 0.00074938 | 3.2114 | 0.058178 | 7.633 | 0.14288 | 3.7089 | 9.8209e-05 | 3.3356 | 0.066999 | 7.5788 | 0.14714 | 6.9235 | 0.26459 | 3.18 | 0.019226 | 7.6547 | 0.13797 | 6.853 | 0.22675 | 3.3101 | 0.00085894
7.6514 | 0.15864 | 3.642 | 0.00067017 | 3.2329 | 0.056282 | 7.6542 | 0.14219 | 3.732 | 5.7136e-05 | 3.3591 | 0.06522 | 7.5994 | 0.14662 | 6.9388 | 0.26129 | 3.2016 | 0.017455 | 7.6765 | 0.13807 | 6.8683 | 0.22366 | 3.3324 | 0.00080237
7.6726 | 0.15797 | 3.6642 | 0.0005809 | 3.2544 | 0.054455 | 7.6754 | 0.14162 | 3.7552 | 4.0041e-05 | 3.3827 | 0.063251 | 7.62 | 0.1461 | 6.9542 | 0.25782 | 3.2232 | 0.015761 | 7.6983 | 0.13818 | 6.8836 | 0.2206 | 3.3548 | 0.00073984
7.6937 | 0.15725 | 3.6864 | 0.00048551 | 3.2759 | 0.052723 | 7.6966 | 0.14116 | 3.7783 | 4.0148e-05 | 3.4063 | 0.061151 | 7.6406 | 0.14557 | 6.9696 | 0.25418 | 3.2448 | 0.014141 | 7.7201 | 0.13827 | 6.8988 | 0.21754 | 3.3771 | 0.00067022
7.7149 | 0.15649 | 3.7086 | 0.00039297 | 3.2974 | 0.051106 | 7.7177 | 0.14082 | 3.8015 | 5.3509e-05 | 3.4298 | 0.058981 | 7.6612 | 0.14503 | 6.985 | 0.25041 | 3.2664 | 0.012603 | 7.7418 | 0.13835 | 6.9141 | 0.21446 | 3.3995 | 0.00059449
7.736 | 0.15569 | 3.7308 | 0.00031222 | 3.3189 | 0.049605 | 7.7389 | 0.14059 | 3.8246 | 7.7752e-05 | 3.4534 | 0.056809 | 7.6818 | 0.14448 | 7.0004 | 0.24656 | 3.288 | 0.011167 | 7.7636 | 0.13839 | 6.9293 | 0.2113 | 3.4218 | 0.00051547
7.7571 | 0.15487 | 3.753 | 0.00025044 | 3.3404 | 0.048211 | 7.7601 | 0.14046 | 3.8477 | 0.00011067 | 3.477 | 0.0547 | 7.7024 | 0.14391 | 7.0158 | 0.24265 | 3.3096 | 0.009855 | 7.7854 | 0.13838 | 6.9446 | 0.20801 | 3.4442 | 0.0004372
7.7783 | 0.15404 | 3.7752 | 0.00021158 | 3.3619 | 0.046895 | 7.7813 | 0.14041 | 3.8709 | 0.00014911 | 3.5005 | 0.052703 | 7.723 | 0.14334 | 7.0312 | 0.23871 | 3.3312 | 0.008692 | 7.8072 | 0.13834 | 6.9599 | 0.20454 | 3.4665 | 0.00036422
7.7994 | 0.15322 | 3.7974 | 0.00019577 | 3.3834 | 0.045625 | 7.8025 | 0.14042 | 3.894 | 0.00018848 | 3.5241 | 0.050854 | 7.7436 | 0.14278 | 7.0465 | 0.23478 | 3.3528 | 0.007693 | 7.829 | 0.13824 | 6.9751 | 0.20085 | 3.4889 | 0.00030187
7.8205 | 0.15242 | 3.8196 | 0.00019945 | 3.4049 | 0.044364 | 7.8237 | 0.14044 | 3.9172 | 0.00022302 | 3.5477 | 0.049169 | 7.7643 | 0.14225 | 7.0619 | 0.23087 | 3.3744 | 0.006866 | 7.8508 | 0.1381 | 6.9904 | 0.19696 | 3.5112 | 0.00025273
7.8417 | 0.15168 | 3.8418 | 0.00021611 | 3.4264 | 0.043084 | 7.8449 | 0.14044 | 3.9403 | 0.00024694 | 3.5712 | 0.047646 | 7.7849 | 0.14174 | 7.0773 | 0.22701 | 3.396 | 0.006204 | 7.8726 | 0.13793 | 7.0056 | 0.19286 | 3.5336 | 0.0002184
7.8628 | 0.151 | 3.8641 | 0.00023754 | 3.448 | 0.041772 | 7.866 | 0.14042 | 3.9634 | 0.00025577 | 3.5948 | 0.046271 | 7.8055 | 0.14128 | 7.0927 | 0.22321 | 3.4176 | 0.005687 | 7.8943 | 0.13773 | 7.0209 | 0.18861 | 3.5559 | 0.00019904
7.884 | 0.15043 | 3.8863 | 0.00025547 | 3.4695 | 0.040434 | 7.8872 | 0.14034 | 3.9866 | 0.00024772 | 3.6184 | 0.045013 | 7.8261 | 0.14088 | 7.1081 | 0.21947 | 3.4392 | 0.005287 | 7.9161 | 0.13752 | 7.0361 | 0.18425 | 3.5783 | 0.00019357
7.9051 | 0.14996 | 3.9085 | 0.00026323 | 3.491 | 0.039094 | 7.9084 | 0.1402 | 4.0097 | 0.00022421 | 3.6419 | 0.043834 | 7.8467 | 0.14055 | 7.1235 | 0.21581 | 3.4608 | 0.004973 | 7.9379 | 0.13732 | 7.0514 | 0.17986 | 3.6006 | 0.0002001
7.9262 | 0.14962 | 3.9307 | 0.00025699 | 3.5125 | 0.037783 | 7.9296 | 0.14 | 4.0329 | 0.00018949 | 3.6655 | 0.042691 | 7.8673 | 0.1403 | 7.1388 | 0.21223 | 3.4824 | 0.004714 | 7.9597 | 0.13713 | 7.0667 | 0.17555 | 3.623 | 0.00021646
7.9474 | 0.14942 | 3.9529 | 0.00023639 | 3.534 | 0.036531 | 7.9508 | 0.13974 | 4.056 | 0.00014941 | 3.6891 | 0.041541 | 7.8879 | 0.14013 | 7.1542 | 0.20872 | 3.504 | 0.004486 | 7.9815 | 0.13698 | 7.0819 | 0.17139 | 3.6453 | 0.00024082
7.9685 | 0.14938 | 3.9751 | 0.00020426 | 3.5555 | 0.03536 | 7.972 | 0.13944 | 4.0791 | 0.00010988 | 3.7127 | 0.040346 | 7.9085 | 0.14005 | 7.1696 | 0.20527 | 3.5256 | 0.004274 | 8.0033 | 0.13688 | 7.0972 | 0.16748 | 3.6677 | 0.00027229
7.9897 | 0.14949 | 3.9973 | 0.00016548 | 3.577 | 0.034284 | 7.9932 | 0.13912 | 4.1023 | 7.5712e-05 | 3.7362 | 0.039081 | 7.9291 | 0.14005 | 7.185 | 0.2019 | 3.5472 | 0.004074 | 8.025 | 0.13684 | 7.1124 | 0.16395 | 3.69 | 0.00031134
8.0108 | 0.14976 | 4.0195 | 0.00012551 | 3.5985 | 0.033299 | 8.0143 | 0.13882 | 4.1254 | 4.8896e-05 | 3.7598 | 0.037744 | 7.9497 | 0.14011 | 7.2004 | 0.1986 | 3.5688 | 0.003892 | 8.0468 | 0.13687 | 7.1277 | 0.16085 | 3.7124 | 0.00036002
8.0319 | 0.15019 | 4.0417 | 8.9016e-05 | 3.62 | 0.032391 | 8.0355 | 0.13856 | 4.1485 | 2.9597e-05 | 3.7834 | 0.036349 | 7.9703 | 0.14023 | 7.2158 | 0.19539 | 3.5904 | 0.003739 | 8.0686 | 0.13698 | 7.143 | 0.15821 | 3.7347 | 0.00042179
8.0531 | 0.15075 | 4.0639 | 5.9303e-05 | 3.6415 | 0.031537 | 8.0567 | 0.13839 | 4.1717 | 1.6788e-05 | 3.8069 | 0.034922 | 7.9909 | 0.1404 | 7.2312 | 0.19227 | 3.612 | 0.003625 | 8.0904 | 0.13717 | 7.1582 | 0.15606 | 3.7571 | 0.00050106
8.0742 | 0.15144 | 4.0861 | 3.7204e-05 | 3.663 | 0.030714 | 8.0779 | 0.13832 | 4.1948 | 8.9242e-06 | 3.8305 | 0.033494 | 8.0115 | 0.1406 | 7.2465 | 0.18927 | 3.6336 | 0.00356 | 8.1122 | 0.13745 | 7.1735 | 0.15439 | 3.7794 | 0.00060249
8.0954 | 0.15223 | 4.1083 | 2.1943e-05 | 3.6845 | 0.0299 | 8.0991 | 0.13837 | 4.218 | 4.4652e-06 | 3.8541 | 0.032099 | 8.0321 | 0.14083 | 7.2619 | 0.18641 | 3.6552 | 0.003548 | 8.134 | 0.13783 | 7.1887 | 0.15317 | 3.8018 | 0.00073217
8.1165 | 0.15308 | 4.1305 | 1.2163e-05 | 3.706 | 0.029084 | 8.1203 | 0.13857 | 4.2411 | 2.1778e-06 | 3.8776 | 0.030762 | 8.0527 | 0.14107 | 7.2773 | 0.1837 | 3.6768 | 0.003587 | 8.1558 | 0.13832 | 7.204 | 0.15236 | 3.8241 | 0.00089103
8.1376 | 0.15397 | 4.1527 | 6.3316e-06 | 3.7275 | 0.028268 | 8.1415 | 0.13893 | 4.2642 | 1.2627e-06 | 3.9012 | 0.029504 | 8.0733 | 0.14132 | 7.2927 | 0.18116 | 3.6984 | 0.003668 | 8.1775 | 0.1389 | 7.2193 | 0.15189 | 3.8465 | 0.0010793
8.1588 | 0.15485 | 4.1749 | 3.0967e-06 | 3.749 | 0.027468 | 8.1627 | 0.13944 | 4.2874 | 1.4121e-06 | 3.9248 | 0.028342 | 8.0939 | 0.14158 | 7.3081 | 0.17882 | 3.72 | 0.003779 | 8.1993 | 0.13959 | 7.2345 | 0.15168 | 3.8688 | 0.0012965
8.1799 | 0.15571 | 4.1971 | 1.4361e-06 | 3.7706 | 0.026718 | 8.1838 | 0.1401 | 4.3105 | 2.909e-06 | 3.9483 | 0.027288 | 8.1145 | 0.14184 | 7.3235 | 0.17668 | 3.7416 | 0.003904 | 8.2211 | 0.14038 | 7.2498 | 0.15166 | 3.8912 | 0.0015416
8.2011 | 0.15653 | 4.2193 | 6.7816e-07 | 3.7921 | 0.026054 | 8.205 | 0.14091 | 4.3337 | 6.8721e-06 | 3.9719 | 0.026359 | 8.1351 | 0.1421 | 7.3389 | 0.17474 | 3.7632 | 0.004029 | 8.2429 | 0.14127 | 7.265 | 0.15173 | 3.9135 | 0.0018148
8.2222 | 0.15727 | 4.2415 | 4.6285e-07 | 3.8136 | 0.025522 | 8.2262 | 0.14183 | 4.3568 | 1.5719e-05 | 3.9955 | 0.025574 | 8.1557 | 0.14238 | 7.3542 | 0.17299 | 3.7848 | 0.004141 | 8.2647 | 0.14226 | 7.2803 | 0.15181 | 3.9359 | 0.0021185
8.2433 | 0.15793 | 4.2637 | 7.131e-07 | 3.8351 | 0.025162 | 8.2474 | 0.14286 | 4.3799 | 3.3854e-05 | 4.019 | 0.024959 | 8.1763 | 0.14268 | 7.3696 | 0.17142 | 3.8064 | 0.004235 | 8.2865 | 0.14334 | 7.2955 | 0.15181 | 3.9582 | 0.0024578
8.2645 | 0.15849 | 4.286 | 1.6745e-06 | 3.8566 | 0.02501 | 8.2686 | 0.14395 | 4.4031 | 6.8452e-05 | 4.0426 | 0.024537 | 8.1969 | 0.14301 | 7.385 | 0.17003 | 3.828 | 0.004309 | 8.3083 | 0.14451 | 7.3108 | 0.15168 | 3.9806 | 0.0028404
8.2856 | 0.15896 | 4.3082 | 4.0728e-06 | 3.8781 | 0.025093 | 8.2898 | 0.14507 | 4.4262 | 0.00013006 | 4.0662 | 0.024337 | 8.2175 | 0.14339 | 7.4004 | 0.16878 | 3.8496 | 0.004374 | 8.33 | 0.14575 | 7.3261 | 0.15138 | 4.0029 | 0.003276
8.3068 | 0.15931 | 4.3304 | 9.4315e-06 | 3.8996 | 0.025419 | 8.311 | 0.14618 | 4.4494 | 0.00023245 | 4.0898 | 0.024355 | 8.2381 | 0.14381 | 7.4158 | 0.16767 | 3.8712 | 0.004451 | 8.3518 | 0.14705 | 7.3413 | 0.15089 | 4.0253 | 0.003774
8.3279 | 0.15956 | 4.3526 | 2.057e-05 | 3.9211 | 0.02598 | 8.3321 | 0.14724 | 4.4725 | 0.00039122 | 4.1133 | 0.024561 | 8.2587 | 0.14429 | 7.4312 | 0.16668 | 3.8928 | 0.004564 | 8.3736 | 0.14839 | 7.3566 | 0.15021 | 4.0476 | 0.0043414
8.349 | 0.15972 | 4.3748 | 4.2246e-05 | 3.9426 | 0.02675 | 8.3533 | 0.14825 | 4.4956 | 0.00062217 | 4.1369 | 0.024912 | 8.2794 | 0.14485 | 7.4465 | 0.16579 | 3.9144 | 0.004741 | 8.3954 | 0.14975 | 7.3718 | 0.14936 | 4.07 | 0.0049796
8.3702 | 0.1598 | 4.397 | 8.1796e-05 | 3.9641 | 0.027682 | 8.3745 | 0.14917 | 4.5188 | 0.00093329 | 4.1605 | 0.02535 | 8.3 | 0.14548 | 7.4619 | 0.165 | 3.936 | 0.00501 | 8.4172 | 0.15111 | 7.3871 | 0.14836 | 4.0923 | 0.0056821
8.3913 | 0.1598 | 4.4192 | 0.00014948 | 3.9856 | 0.028715 | 8.3957 | 0.14999 | 4.5419 | 0.0013129 | 4.184 | 0.02581 | 8.3206 | 0.14618 | 7.4773 | 0.16432 | 3.9576 | 0.005393 | 8.439 | 0.15245 | 7.4024 | 0.14725 | 4.1147 | 0.0064349
8.4125 | 0.15973 | 4.4414 | 0.00025879 | 4.0071 | 0.029776 | 8.4169 | 0.15072 | 4.5651 | 0.0017349 | 4.2076 | 0.026234 | 8.3412 | 0.14696 | 7.4927 | 0.16376 | 3.9792 | 0.005903 | 8.4608 | 0.15374 | 7.4176 | 0.14607 | 4.137 | 0.0072078
8.4336 | 0.1596 | 4.4636 | 0.00042615 | 4.0286 | 0.030786 | 8.4381 | 0.15134 | 4.5882 | 0.0021571 | 4.2312 | 0.026577 | 8.3618 | 0.14781 | 7.5081 | 0.16334 | 4.0008 | 0.006537 | 8.4825 | 0.15498 | 7.4329 | 0.14489 | 4.1594 | 0.0079687
8.4547 | 0.15942 | 4.4858 | 0.00065891 | 4.0501 | 0.031654 | 8.4593 | 0.15188 | 4.6113 | 0.0025287 | 4.2547 | 0.026815 | 8.3824 | 0.14873 | 7.5235 | 0.1631 | 4.0224 | 0.00728 | 8.5043 | 0.15615 | 7.4481 | 0.14375 | 4.1817 | 0.0086861
8.4759 | 0.15921 | 4.508 | 0.00095787 | 4.0716 | 0.032324 | 8.4804 | 0.15234 | 4.6345 | 0.0028015 | 4.2783 | 0.026948 | 8.403 | 0.1497 | 7.5389 | 0.16306 | 4.044 | 0.008097 | 8.5261 | 0.15724 | 7.4634 | 0.1427 | 4.2041 | 0.0093332
8.497 | 0.15896 | 4.5302 | 0.001311 | 4.0931 | 0.032753 | 8.5016 | 0.15276 | 4.6576 | 0.0029424 | 4.3019 | 0.026989 | 8.4236 | 0.15072 | 7.5542 | 0.16324 | 4.0656 | 0.008945 | 8.5479 | 0.15823 | 7.4787 | 0.14175 | 4.2264 | 0.0098914
8.5182 | 0.1587 | 4.5524 | 0.0016921 | 4.1147 | 0.032923 | 8.5228 | 0.15314 | 4.6808 | 0.0029435 | 4.3254 | 0.026962 | 8.4442 | 0.15177 | 7.5696 | 0.16365 | 4.0872 | 0.009771 | 8.5697 | 0.15911 | 7.4939 | 0.14093 | 4.2488 | 0.010353
8.5393 | 0.15843 | 4.5746 | 0.0020626 | 4.1362 | 0.032839 | 8.544 | 0.15351 | 4.7039 | 0.0028251 | 4.349 | 0.026889 | 8.4648 | 0.15285 | 7.585 | 0.16428 | 4.1088 | 0.010527 | 8.5915 | 0.15988 | 7.5092 | 0.14023 | 4.2711 | 0.01072
8.5604 | 0.15815 | 4.5968 | 0.002379 | 4.1577 | 0.032526 | 8.5652 | 0.15388 | 4.727 | 0.002632 | 4.3726 | 0.026786 | 8.4854 | 0.15393 | 7.6004 | 0.1651 | 4.1304 | 0.01117 | 8.6132 | 0.16054 | 7.5244 | 0.13964 | 4.2935 | 0.011005
8.5816 | 0.15789 | 4.619 | 0.0026023 | 4.1792 | 0.032027 | 8.5864 | 0.15424 | 4.7502 | 0.0024238 | 4.3961 | 0.026658 | 8.506 | 0.15499 | 7.6158 | 0.16607 | 4.152 | 0.011666 | 8.635 | 0.16109 | 7.5397 | 0.13915 | 4.3158 | 0.011221
8.6027 | 0.15766 | 4.6412 | 0.0027071 | 4.2007 | 0.031396 | 8.6076 | 0.15461 | 4.7733 | 0.002262 | 4.4197 | 0.026503 | 8.5266 | 0.15603 | 7.6312 | 0.1671 | 4.1736 | 0.012009 | 8.6568 | 0.16154 | 7.555 | 0.13872 | 4.3382 | 0.011383
8.6239 | 0.15745 | 4.6634 | 0.0026895 | 4.2222 | 0.030687 | 8.6287 | 0.15497 | 4.7965 | 0.0021989 | 4.4433 | 0.026323 | 8.5472 | 0.15701 | 7.6465 | 0.1681 | 4.1952 | 0.012215 | 8.6786 | 0.16188 | 7.5702 | 0.13832 | 4.3605 | 0.011502
8.645 | 0.15729 | 4.6857 | 0.002568 | 4.2437 | 0.02995 | 8.6499 | 0.15531 | 4.8196 | 0.0022692 | 4.4668 | 0.026128 | 8.5678 | 0.15793 | 7.6619 | 0.16895 | 4.2168 | 0.012307 | 8.7004 | 0.16213 | 7.5855 | 0.13791 | 4.3829 | 0.01158
8.6661 | 0.15718 | 4.7079 | 0.002381 | 4.2652 | 0.029225 | 8.6711 | 0.15563 | 4.8427 | 0.0024867 | 4.4904 | 0.025939 | 8.5884 | 0.15876 | 7.6773 | 0.16958 | 4.2384 | 0.012314 | 8.7222 | 0.1623 | 7.6007 | 0.13747 | 4.4052 | 0.011617
8.6873 | 0.15712 | 4.7301 | 0.0021789 | 4.2867 | 0.028534 | 8.6923 | 0.15589 | 4.8659 | 0.0028449 | 4.514 | 0.025785 | 8.609 | 0.15951 | 7.6927 | 0.16988 | 4.2599 | 0.012267 | 8.744 | 0.1624 | 7.616 | 0.13695 | 4.4276 | 0.011599
8.7084 | 0.15714 | 4.7523 | 0.0020156 | 4.3082 | 0.027888 | 8.7135 | 0.15608 | 4.889 | 0.0033189 | 4.5376 | 0.025696 | 8.6296 | 0.16014 | 7.7081 | 0.1698 | 4.2815 | 0.012197 | 8.7657 | 0.16243 | 7.6312 | 0.13634 | 4.4499 | 0.011519
8.7296 | 0.15723 | 4.7745 | 0.0019398 | 4.3297 | 0.02728 | 8.7347 | 0.15621 | 4.9122 | 0.0038681 | 4.5611 | 0.025693 | 8.6502 | 0.16066 | 7.7235 | 0.16931 | 4.3031 | 0.012129 | 8.7875 | 0.16242 | 7.6465 | 0.13563 | 4.4723 | 0.01137
8.7507 | 0.15739 | 4.7967 | 0.0019879 | 4.3512 | 0.026692 | 8.7559 | 0.15625 | 4.9353 | 0.004432 | 4.5847 | 0.02578 | 8.6708 | 0.16104 | 7.7389 | 0.16839 | 4.3247 | 0.012082 | 8.8093 | 0.16239 | 7.6618 | 0.13482 | 4.4946 | 0.011151
8.7718 | 0.15763 | 4.8189 | 0.0021794 | 4.3727 | 0.026101 | 8.777 | 0.15622 | 4.9584 | 0.0049447 | 4.6083 | 0.025943 | 8.6914 | 0.16129 | 7.7542 | 0.16707 | 4.3463 | 0.012069 | 8.8311 | 0.16234 | 7.677 | 0.1339 | 4.517 | 0.010863
8.793 | 0.15792 | 4.8411 | 0.002519 | 4.3942 | 0.02549 | 8.7982 | 0.15612 | 4.9816 | 0.005343 | 4.6318 | 0.026147 | 8.712 | 0.16142 | 7.7696 | 0.16537 | 4.3679 | 0.012096 | 8.8529 | 0.16228 | 7.6923 | 0.13289 | 4.5393 | 0.010511
8.8141 | 0.15825 | 4.8633 | 0.002974 | 4.4157 | 0.024847 | 8.8194 | 0.15598 | 5.0047 | 0.0055757 | 4.6554 | 0.026352 | 8.7326 | 0.16143 | 7.785 | 0.16337 | 4.3895 | 0.012158 | 8.8747 | 0.16223 | 7.7075 | 0.13181 | 4.5617 | 0.010104
8.8353 | 0.15862 | 4.8855 | 0.003495 | 4.4372 | 0.024173 | 8.8406 | 0.15582 | 5.0278 | 0.0056145 | 4.679 | 0.026513 | 8.7532 | 0.16132 | 7.8004 | 0.16112 | 4.4111 | 0.01224 | 8.8965 | 0.16218 | 7.7228 | 0.13065 | 4.584 | 0.0096506
8.8564 | 0.159 | 4.9077 | 0.0040222 | 4.4588 | 0.023476 | 8.8618 | 0.15565 | 5.051 | 0.0054628 | 4.7025 | 0.026603 | 8.7739 | 0.16112 | 7.8158 | 0.15873 | 4.4327 | 0.012319 | 8.9182 | 0.16213 | 7.7381 | 0.12946 | 4.6064 | 0.0091582
8.8775 | 0.15937 | 4.9299 | 0.0044933 | 4.4803 | 0.022777 | 8.883 | 0.15551 | 5.0741 | 0.0051567 | 4.7261 | 0.026615 | 8.7945 | 0.16084 | 7.8312 | 0.15629 | 4.4543 | 0.012363 | 8.94 | 0.16209 | 7.7533 | 0.12823 | 4.6287 | 0.0086355
8.8987 | 0.15972 | 4.9521 | 0.0048551 | 4.5018 | 0.022099 | 8.9042 | 0.15543 | 5.0973 | 0.0047581 | 4.7497 | 0.026568 | 8.8151 | 0.1605 | 7.8466 | 0.15384 | 4.4759 | 0.012338 | 8.9618 | 0.16205 | 7.7686 | 0.127 | 4.6511 | 0.0080912
8.9198 | 0.16002 | 4.9743 | 0.0050744 | 4.5233 | 0.021471 | 8.9254 | 0.15544 | 5.1204 | 0.0043409 | 4.7732 | 0.026517 | 8.8357 | 0.16012 | 7.8619 | 0.15146 | 4.4975 | 0.012223 | 8.9836 | 0.162 | 7.7838 | 0.12579 | 4.6734 | 0.0075347
8.941 | 0.16027 | 4.9965 | 0.005143 | 4.5448 | 0.020922 | 8.9465 | 0.15554 | 5.1435 | 0.0039735 | 4.7968 | 0.026531 | 8.8563 | 0.15974 | 7.8773 | 0.14916 | 4.5191 | 0.012015 | 9.0054 | 0.16193 | 7.7991 | 0.12462 | 4.6958 | 0.0069773
8.9621 | 0.16045 | 5.0187 | 0.0050773 | 4.5663 | 0.020477 | 8.9677 | 0.15573 | 5.1667 | 0.0037029 | 4.8204 | 0.026681 | 8.8769 | 0.15937 | 7.8927 | 0.14698 | 4.5407 | 0.011724 | 9.0272 | 0.16185 | 7.8144 | 0.12351 | 4.7181 | 0.0064317
8.9832 | 0.16056 | 5.0409 | 0.0049115 | 4.5878 | 0.020153 | 8.9889 | 0.15602 | 5.1898 | 0.0035444 | 4.8439 | 0.027028 | 8.8975 | 0.15905 | 7.9081 | 0.14491 | 4.5623 | 0.011379 | 9.049 | 0.16174 | 7.8296 | 0.12248 | 4.7405 | 0.0059137
9.0044 | 0.1606 | 5.0631 | 0.0046876 | 4.6093 | 0.019964 | 9.0101 | 0.15639 | 5.213 | 0.0034808 | 4.8675 | 0.027615 | 8.9181 | 0.1588 | 7.9235 | 0.14295 | 4.5839 | 0.011018 | 9.0707 | 0.1616 | 7.8449 | 0.12154 | 4.7628 | 0.0054395
9.0255 | 0.16057 | 5.0853 | 0.0044443 | 4.6308 | 0.01992 | 9.0313 | 0.15682 | 5.2361 | 0.0034698 | 4.8911 | 0.02846 | 8.9387 | 0.15865 | 7.9389 | 0.14108 | 4.6055 | 0.010681 | 9.0925 | 0.16144 | 7.8601 | 0.12072 | 4.7852 | 0.0050218
9.0467 | 0.16048 | 5.1076 | 0.0042101 | 4.6523 | 0.020021 | 9.0525 | 0.1573 | 5.2592 | 0.0034578 | 4.9146 | 0.029553 | 8.9593 | 0.1586 | 7.9542 | 0.1393 | 4.6271 | 0.010406 | 9.1143 | 0.16125 | 7.8754 | 0.12003 | 4.8075 | 0.0046727
9.0678 | 0.16034 | 5.1298 | 0.0039994 | 4.6738 | 0.020254 | 9.0737 | 0.1578 | 5.2824 | 0.0033967 | 4.9382 | 0.030856 | 8.9799 | 0.15868 | 7.9696 | 0.13758 | 4.6487 | 0.01022 | 9.1361 | 0.16104 | 7.8906 | 0.11947 | 4.8299 | 0.0044033
9.0889 | 0.16015 | 5.152 | 0.0038141 | 4.6953 | 0.020607 | 9.0948 | 0.15829 | 5.3055 | 0.0032589 | 4.9618 | 0.032313 | 9.0005 | 0.15887 | 7.985 | 0.13592 | 4.6703 | 0.010132 | 9.1579 | 0.16082 | 7.9059 | 0.11905 | 4.8522 | 0.0042234
9.1101 | 0.15993 | 5.1742 | 0.0036473 | 4.7168 | 0.021072 | 9.116 | 0.15876 | 5.3287 | 0.0030427 | 4.9854 | 0.033857 | 9.0211 | 0.1592 | 8.0004 | 0.13431 | 4.6919 | 0.010138 | 9.1797 | 0.16058 | 7.9212 | 0.11878 | 4.8746 | 0.0041428
9.1312 | 0.15969 | 5.1964 | 0.0034879 | 4.7383 | 0.021639 | 9.1372 | 0.15918 | 5.3518 | 0.0027824 | 5.0089 | 0.035421 | 9.0417 | 0.15963 | 8.0158 | 0.13276 | 4.7135 | 0.010219 | 9.2014 | 0.16034 | 7.9364 | 0.11865 | 4.8969 | 0.0041713
9.1523 | 0.15942 | 5.2186 | 0.0033237 | 4.7598 | 0.022301 | 9.1584 | 0.15953 | 5.3749 | 0.0025281 | 5.0325 | 0.036947 | 9.0623 | 0.16018 | 8.0312 | 0.13126 | 4.7351 | 0.010345 | 9.2232 | 0.1601 | 7.9517 | 0.11864 | 4.9193 | 0.0043193
9.1735 | 0.15915 | 5.2408 | 0.0031447 | 4.7814 | 0.023054 | 9.1796 | 0.15982 | 5.3981 | 0.0023309 | 5.0561 | 0.038393 | 9.0829 | 0.16083 | 8.0466 | 0.12985 | 4.7567 | 0.010486 | 9.245 | 0.15988 | 7.9669 | 0.11873 | 4.9416 | 0.0045975
9.1946 | 0.15889 | 5.263 | 0.0029493 | 4.8029 | 0.023898 | 9.2008 | 0.16004 | 5.4212 | 0.0022315 | 5.0796 | 0.039736 | 9.1035 | 0.16153 | 8.0619 | 0.12853 | 4.7783 | 0.010612 | 9.2668 | 0.15966 | 7.9822 | 0.1189 | 4.964 | 0.005016
9.2158 | 0.15864 | 5.2852 | 0.0027441 | 4.8244 | 0.024836 | 9.222 | 0.16019 | 5.4444 | 0.002251 | 5.1032 | 0.040963 | 9.1241 | 0.16228 | 8.0773 | 0.12733 | 4.7999 | 0.010698 | 9.2886 | 0.15947 | 7.9975 | 0.11914 | 4.9863 | 0.0055835
9.2369 | 0.15842 | 5.3074 | 0.0025448 | 4.8459 | 0.025878 | 9.2431 | 0.16029 | 5.4675 | 0.0023863 | 5.1268 | 0.042091 | 9.1447 | 0.16305 | 8.0927 | 0.12626 | 4.8215 | 0.010739 | 9.3104 | 0.1593 | 8.0127 | 0.11942 | 5.0087 | 0.0063049
9.258 | 0.15824 | 5.3296 | 0.0023732 | 4.8674 | 0.027032 | 9.2643 | 0.16034 | 5.4906 | 0.0026104 | 5.1503 | 0.043141 | 9.1653 | 0.16381 | 8.1081 | 0.12533 | 4.8431 | 0.010744 | 9.3322 | 0.15916 | 8.028 | 0.11974 | 5.031 | 0.0071808
9.2792 | 0.15812 | 5.3518 | 0.0022516 | 4.8889 | 0.028307 | 9.2855 | 0.16036 | 5.5138 | 0.0028776 | 5.1739 | 0.044133 | 9.1859 | 0.16456 | 8.1235 | 0.12455 | 4.8647 | 0.01073 | 9.3539 | 0.15905 | 8.0432 | 0.12008 | 5.0534 | 0.0082092
9.3003 | 0.15808 | 5.374 | 0.0021965 | 4.9104 | 0.029709 | 9.3067 | 0.16037 | 5.5369 | 0.0031336 | 5.1975 | 0.045088 | 9.2065 | 0.16527 | 8.1389 | 0.12393 | 4.8863 | 0.010723 | 9.3757 | 0.15897 | 8.0585 | 0.12043 | 5.0757 | 0.0093769
9.3215 | 0.15812 | 5.3962 | 0.0022137 | 4.9319 | 0.03124 | 9.3279 | 0.16039 | 5.5601 | 0.0033271 | 5.221 | 0.046022 | 9.2271 | 0.16593 | 8.1542 | 0.12345 | 4.9079 | 0.010751 | 9.3975 | 0.15892 | 8.0738 | 0.12079 | 5.0981 | 0.010653
9.3426 | 0.15827 | 5.4184 | 0.0022961 | 4.9534 | 0.032882 | 9.3491 | 0.16043 | 5.5832 | 0.0034222 | 5.2446 | 0.046946 | 9.2477 | 0.16654 | 8.1696 | 0.1231 | 4.9295 | 0.010841 | 9.4193 | 0.15891 | 8.089 | 0.12117 | 5.1204 | 0.012007
9.3637 | 0.15853 | 5.4406 | 0.0024265 | 4.9749 | 0.034601 | 9.3703 | 0.16052 | 5.6063 | 0.0034068 | 5.2682 | 0.047863 | 9.2684 | 0.16708 | 8.185 | 0.12285 | 4.9511 | 0.011017 | 9.4411 | 0.15893 | 8.1043 | 0.12155 | 5.1428 | 0.013401
9.3849 | 0.1589 | 5.4628 | 0.0025829 | 4.9964 | 0.03635 | 9.3914 | 0.16067 | 5.6295 | 0.0032954 | 5.2917 | 0.048772 | 9.289 | 0.16757 | 8.2004 | 0.12268 | 4.9727 | 0.011296 | 9.4629 | 0.15897 | 8.1195 | 0.12193 | 5.1651 | 0.014794
9.406 | 0.15941 | 5.485 | 0.0027452 | 5.0179 | 0.038078 | 9.4126 | 0.16088 | 5.6526 | 0.0031253 | 5.3153 | 0.04967 | 9.3096 | 0.16801 | 8.2158 | 0.12257 | 4.9943 | 0.011689 | 9.4847 | 0.15905 | 8.1348 | 0.12232 | 5.1875 | 0.016143
9.4272 | 0.16004 | 5.5072 | 0.0028995 | 5.0394 | 0.039725 | 9.4338 | 0.16117 | 5.6758 | 0.0029483 | 5.3389 | 0.050556 | 9.3302 | 0.16842 | 8.2312 | 0.12249 | 5.0159 | 0.012203 | 9.5064 | 0.15914 | 8.15 | 0.12269 | 5.2098 | 0.017406
9.4483 | 0.16077 | 5.5295 | 0.0030394 | 5.0609 | 0.041241 | 9.455 | 0.16153 | 5.6989 | 0.0028214 | 5.3625 | 0.05144 | 9.3508 | 0.1688 | 8.2466 | 0.12241 | 5.0375 | 0.012843 | 9.5282 | 0.15926 | 8.1653 | 0.12303 | 5.2322 | 0.018547
9.4694 | 0.1616 | 5.5517 | 0.003163 | 5.0824 | 0.042584 | 9.4762 | 0.16197 | 5.722 | 0.0027993 | 5.386 | 0.052344 | 9.3714 | 0.16917 | 8.2619 | 0.12231 | 5.0591 | 0.013611 | 9.55 | 0.1594 | 8.1806 | 0.12333 | 5.2545 | 0.019542
9.4906 | 0.16253 | 5.5739 | 0.0032677 | 5.1039 | 0.043738 | 9.4974 | 0.16249 | 5.7452 | 0.0029429 | 5.4096 | 0.053307 | 9.392 | 0.16955 | 8.2773 | 0.12218 | 5.0807 | 0.014509 | 9.5718 | 0.15956 | 8.1958 | 0.12357 | 5.2769 | 0.020378
9.5117 | 0.16353 | 5.5961 | 0.0033457 | 5.1255 | 0.044706 | 9.5186 | 0.16307 | 5.7683 | 0.0032992 | 5.4332 | 0.054384 | 9.4126 | 0.16994 | 8.2927 | 0.12199 | 5.1023 | 0.015539 | 9.5936 | 0.15974 | 8.2111 | 0.12371 | 5.2992 | 0.021061
9.5329 | 0.16461 | 5.6183 | 0.0033802 | 5.147 | 0.045519 | 9.5397 | 0.16372 | 5.7915 | 0.0039182 | 5.4567 | 0.055646 | 9.4332 | 0.17034 | 8.3081 | 0.12172 | 5.1239 | 0.016689 | 9.6154 | 0.15995 | 8.2263 | 0.12374 | 5.3216 | 0.021616
9.554 | 0.16575 | 5.6405 | 0.0033586 | 5.1685 | 0.046229 | 9.5609 | 0.16444 | 5.8146 | 0.0048576 | 5.4803 | 0.057138 | 9.4538 | 0.17079 | 8.3235 | 0.12137 | 5.1455 | 0.017932 | 9.6372 | 0.16019 | 8.2416 | 0.12364 | 5.3439 | 0.022088
9.5751 | 0.16694 | 5.6627 | 0.0032791 | 5.19 | 0.0469 | 9.5821 | 0.16522 | 5.8377 | 0.0061775 | 5.5039 | 0.0589 | 9.4744 | 0.17126 | 8.3389 | 0.12092 | 5.1671 | 0.019238 | 9.6589 | 0.16047 | 8.2569 | 0.12337 | 5.3663 | 0.022545
9.5963 | 0.16818 | 5.6849 | 0.003159 | 5.2115 | 0.047598 | 9.6033 | 0.16606 | 5.8609 | 0.0079322 | 5.5274 | 0.060955 | 9.495 | 0.17177 | 8.3543 | 0.12037 | 5.1887 | 0.020571 | 9.6807 | 0.1608 | 8.2721 | 0.12296 | 5.3886 | 0.023085
9.6174 | 0.16946 | 5.7071 | 0.0030387 | 5.233 | 0.048387 | 9.6245 | 0.16696 | 5.884 | 0.010158 | 5.551 | 0.063317 | 9.5156 | 0.17231 | 8.3696 | 0.11971 | 5.2103 | 0.021897 | 9.7025 | 0.16119 | 8.2874 | 0.12239 | 5.411 | 0.023818
9.6386 | 0.17075 | 5.7293 | 0.0029798 | 5.2545 | 0.049304 | 9.6457 | 0.16791 | 5.9071 | 0.012861 | 5.5746 | 0.066 | 9.5362 | 0.17289 | 8.385 | 0.11893 | 5.2319 | 0.023188 | 9.7243 | 0.16165 | 8.3026 | 0.12168 | 5.4333 | 0.02486
9.6597 | 0.17205 | 5.7515 | 0.0030568 | 5.276 | 0.050352 | 9.6669 | 0.16891 | 5.9303 | 0.016013 | 5.5981 | 0.069028 | 9.5568 | 0.17349 | 8.4004 | 0.11804 | 5.2535 | 0.024433 | 9.7461 | 0.1622 | 8.3179 | 0.12084 | 5.4557 | 0.026336
9.6808 | 0.17333 | 5.7737 | 0.0033482 | 5.2975 | 0.051518 | 9.6881 | 0.16998 | 5.9534 | 0.019552 | 5.6217 | 0.07245 | 9.5774 | 0.17412 | 8.4158 | 0.11704 | 5.2751 | 0.025639 | 9.7679 | 0.16283 | 8.3332 | 0.1199 | 5.478 | 0.028367
9.702 | 0.17458 | 5.7959 | 0.0039261 | 5.319 | 0.05277 | 9.7092 | 0.1711 | 5.9766 | 0.0234 | 5.6453 | 0.07634 | 9.598 | 0.17478 | 8.4312 | 0.11592 | 5.2967 | 0.026834 | 9.7897 | 0.16355 | 8.3484 | 0.11888 | 5.5004 | 0.031059
9.7231 | 0.17578 | 5.8181 | 0.0048482 | 5.3405 | 0.054073 | 9.7304 | 0.1723 | 5.9997 | 0.027483 | 5.6688 | 0.080796 | 9.6186 | 0.17547 | 8.4466 | 0.11469 | 5.3183 | 0.028055 | 9.8114 | 0.16438 | 8.3637 | 0.11779 | 5.5227 | 0.034495
9.7443 | 0.17692 | 5.8403 | 0.0061506 | 5.362 | 0.055396 | 9.7516 | 0.17356 | 6.0228 | 0.031753 | 5.6924 | 0.08593 | 9.6392 | 0.1762 | 8.4619 | 0.11337 | 5.3399 | 0.029351 | 9.8332 | 0.16531 | 8.3789 | 0.11668 | 5.5451 | 0.038724
9.7654 | 0.17798 | 5.8625 | 0.0078434 | 5.3835 | 0.056718 | 9.7728 | 0.17489 | 6.046 | 0.036209 | 5.716 | 0.091854 | 9.6598 | 0.17699 | 8.4773 | 0.11198 | 5.3615 | 0.030766 | 9.855 | 0.16634 | 8.3942 | 0.11556 | 5.5674 | 0.043746
9.7865 | 0.17897 | 5.8847 | 0.0099084 | 5.405 | 0.058038 | 9.794 | 0.17628 | 6.0691 | 0.040899 | 5.7395 | 0.098653 | 9.6804 | 0.17784 | 8.4927 | 0.11055 | 5.3831 | 0.032338 | 9.8768 | 0.16746 | 8.4095 | 0.11445 | 5.5898 | 0.049512
9.8077 | 0.1799 | 5.9069 | 0.012301 | 5.4265 | 0.059369 | 9.8152 | 0.17774 | 6.0923 | 0.045916 | 5.7631 | 0.10637 | 9.701 | 0.17876 | 8.5081 | 0.10912 | 5.4047 | 0.034089 | 9.8986 | 0.16865 | 8.4247 | 0.11339 | 5.6121 | 0.055919
9.8288 | 0.18077 | 5.9291 | 0.014961 | 5.448 | 0.060741 | 9.8364 | 0.17925 | 6.1154 | 0.051378 | 5.7867 | 0.11504 | 9.7216 | 0.17975 | 8.5235 | 0.10773 | 5.4262 | 0.036047 | 9.9204 | 0.1699 | 8.44 | 0.11238 | 5.6345 | 0.062816
9.85 | 0.18161 | 5.9514 | 0.017823 | 5.4696 | 0.062198 | 9.8575 | 0.18078 | 6.1385 | 0.057402 | 5.8103 | 0.12456 | 9.7422 | 0.18083 | 8.5389 | 0.10642 | 5.4478 | 0.038205 | 9.9421 | 0.1712 | 8.4552 | 0.11145 | 5.6568 | 0.070018
9.8711 | 0.18244 | 5.9736 | 0.020838 | 5.4911 | 0.063791 | 9.8787 | 0.18232 | 6.1617 | 0.064128 | 5.8338 | 0.13474 | 9.7629 | 0.18197 | 8.5543 | 0.10523 | 5.4694 | 0.040561 | 9.9639 | 0.17254 | 8.4705 | 0.11058 | 5.6792 | 0.077321
9.8922 | 0.1833 | 5.9958 | 0.023988 | 5.5126 | 0.065577 | 9.8999 | 0.18384 | 6.1848 | 0.071581 | 5.8574 | 0.14539 | 9.7835 | 0.18319 | 8.5696 | 0.10418 | 5.491 | 0.043124 | 9.9857 | 0.17391 | 8.4857 | 0.1098 | 5.7015 | 0.08451
9.9134 | 0.1842 | 6.018 | 0.027297 | 5.5341 | 0.067637 | 9.9211 | 0.18531 | 6.208 | 0.079781 | 5.881 | 0.1563 | 9.8041 | 0.18448 | 8.585 | 0.1033 | 5.5126 | 0.045905 | 10.0075 | 0.17528 | 8.501 | 0.10909 | 5.7239 | 0.091432
9.9345 | 0.18516 | 6.0402 | 0.030814 | 5.5556 | 0.070032 | 9.9423 | 0.18671 | 6.2311 | 0.088732 | 5.9045 | 0.16722 | 9.8247 | 0.18582 | 8.6004 | 0.10261 | 5.5342 | 0.048927 | 10.0293 | 0.17665 | 8.5163 | 0.10847 | 5.7462 | 0.098002
9.9557 | 0.18619 | 6.0624 | 0.034608 | 5.5771 | 0.072825 | 9.9635 | 0.18803 | 6.2542 | 0.098443 | 5.9281 | 0.17795 | 9.8453 | 0.18719 | 8.6158 | 0.1021 | 5.5558 | 0.052218 | 10.0511 | 0.178 | 8.5315 | 0.10791 | 5.7686 | 0.10421
9.9768 | 0.18727 | 6.0846 | 0.038751 | 5.5986 | 0.076084 | 9.9847 | 0.18923 | 6.2774 | 0.10894 | 5.9517 | 0.18827 | 9.8659 | 0.18857 | 8.6312 | 0.10178 | 5.5774 | 0.055818 | 10.0729 | 0.17934 | 8.5468 | 0.10743 | 5.7909 | 0.11011
9.9979 | 0.18838 | 6.1068 | 0.04331 | 5.6201 | 0.079866 | 10.0058 | 0.19031 | 6.3005 | 0.12029 | 5.9752 | 0.19803 | 9.8865 | 0.18994 | 8.6466 | 0.10161 | 5.599 | 0.059769 | 10.0946 | 0.18065 | 8.562 | 0.107 | 5.8133 | 0.11582
10.0191 | 0.1895 | 6.129 | 0.048348 | 5.6416 | 0.084219 | 10.027 | 0.19126 | 6.3237 | 0.13255 | 5.9988 | 0.20709 | 9.9071 | 0.19127 | 8.6619 | 0.10157 | 5.6206 | 0.064117 | 10.1164 | 0.18193 | 8.5773 | 0.10661 | 5.8356 | 0.12151
10.0402 | 0.19057 | 6.1512 | 0.053932 | 5.6631 | 0.089165 | 10.0482 | 0.19205 | 6.3468 | 0.14581 | 6.0224 | 0.21535 | 9.9277 | 0.19255 | 8.6773 | 0.10157 | 5.6422 | 0.068905 | 10.1382 | 0.18317 | 8.5926 | 0.10625 | 5.858 | 0.12737
10.0614 | 0.19155 | 6.1734 | 0.060141 | 5.6846 | 0.094702 | 10.0694 | 0.19271 | 6.3699 | 0.16009 | 6.0459 | 0.22277 | 9.9483 | 0.19376 | 8.6927 | 0.1016 | 5.6638 | 0.074166 | 10.16 | 0.18439 | 8.6078 | 0.1059 | 5.8803 | 0.13358
10.0825 | 0.19238 | 6.1956 | 0.067068 | 5.7061 | 0.1008 | 10.0906 | 0.19324 | 6.3931 | 0.17537 | 6.0695 | 0.22932 | 9.9689 | 0.19487 | 8.7081 | 0.10158 | 5.6854 | 0.079918 | 10.1818 | 0.18558 | 8.6231 | 0.10553 | 5.9027 | 0.14032
10.1036 | 0.19301 | 6.2178 | 0.074815 | 5.7276 | 0.10742 | 10.1118 | 0.19364 | 6.4162 | 0.19153 | 6.0931 | 0.235 | 9.9895 | 0.19589 | 8.7235 | 0.10148 | 5.707 | 0.08616 | 10.2036 | 0.18674 | 8.6383 | 0.10512 | 5.925 | 0.14772
10.1248 | 0.19341 | 6.24 | 0.08348 | 5.7491 | 0.1145 | 10.133 | 0.19393 | 6.4394 | 0.20841 | 6.1166 | 0.23982 | 10.0101 | 0.19679 | 8.7389 | 0.10125 | 5.7286 | 0.092873 | 10.2254 | 0.18788 | 8.6536 | 0.10467 | 5.9474 | 0.15585
10.1459 | 0.19356 | 6.2622 | 0.093131 | 5.7706 | 0.12197 | 10.1541 | 0.1941 | 6.4625 | 0.22583 | 6.1402 | 0.24375 | 10.0307 | 0.19759 | 8.7543 | 0.10087 | 5.7502 | 0.10003 | 10.2471 | 0.18899 | 8.6689 | 0.10415 | 5.9697 | 0.16475
10.1671 | 0.19344 | 6.2844 | 0.10378 | 5.7922 | 0.12978 | 10.1753 | 0.19418 | 6.4856 | 0.24361 | 6.1638 | 0.24686 | 10.0513 | 0.19825 | 8.7696 | 0.10033 | 5.7718 | 0.10756 | 10.2689 | 0.19008 | 8.6841 | 0.10356 | 5.9921 | 0.17438
10.1882 | 0.19307 | 6.3066 | 0.11539 | 5.8137 | 0.13789 | 10.1965 | 0.19416 | 6.5088 | 0.26164 | 6.1874 | 0.24918 | 10.0719 | 0.1988 | 8.785 | 0.099625 | 5.7934 | 0.11542 | 10.2907 | 0.19114 | 8.6994 | 0.10291 | 6.0144 | 0.18465
10.2093 | 0.19247 | 6.3288 | 0.12783 | 5.8352 | 0.14626 | 10.2177 | 0.19405 | 6.5319 | 0.27982 | 6.2109 | 0.25076 | 10.0925 | 0.19924 | 8.8004 | 0.098779 | 5.815 | 0.1236 | 10.3125 | 0.19218 | 8.7146 | 0.10217 | 6.0368 | 0.19534
10.2305 | 0.19166 | 6.351 | 0.14096 | 5.8567 | 0.15482 | 10.2389 | 0.19387 | 6.5551 | 0.29802 | 6.2345 | 0.2516 | 10.1131 | 0.19957 | 8.8158 | 0.097818 | 5.8366 | 0.13213 | 10.3343 | 0.19317 | 8.7299 | 0.10138 | 6.0591 | 0.20621
10.2516 | 0.1907 | 6.3733 | 0.15461 | 5.8782 | 0.16348 | 10.2601 | 0.19361 | 6.5782 | 0.31601 | 6.2581 | 0.25177 | 10.1337 | 0.19981 | 8.8312 | 0.096809 | 5.8582 | 0.14104 | 10.3561 | 0.1941 | 8.7451 | 0.10053 | 6.0815 | 0.21703
10.2728 | 0.18961 | 6.3955 | 0.16868 | 5.8997 | 0.17213 | 10.2813 | 0.19328 | 6.6013 | 0.33336 | 6.2816 | 0.25129 | 10.1543 | 0.19994 | 8.8466 | 0.095806 | 5.8798 | 0.15039 | 10.3779 | 0.19496 | 8.7604 | 0.099649 | 6.1038 | 0.22757
10.2939 | 0.18846 | 6.4177 | 0.18314 | 5.9212 | 0.18064 | 10.3024 | 0.1929 | 6.6245 | 0.34951 | 6.3052 | 0.25022 | 10.1749 | 0.19999 | 8.862 | 0.094868 | 5.9014 | 0.16021 | 10.3996 | 0.19572 | 8.7757 | 0.098752 | 6.1262 | 0.2376
10.315 | 0.1873 | 6.4399 | 0.19808 | 5.9427 | 0.18886 | 10.3236 | 0.19248 | 6.6476 | 0.36386 | 6.3288 | 0.24861 | 10.1955 | 0.19995 | 8.8773 | 0.094051 | 5.923 | 0.1705 | 10.4214 | 0.19636 | 8.7909 | 0.097859 | 6.1485 | 0.24697
10.3362 | 0.18614 | 6.4621 | 0.21364 | 5.9642 | 0.19666 | 10.3448 | 0.19203 | 6.6708 | 0.37584 | 6.3523 | 0.24651 | 10.2161 | 0.19982 | 8.8927 | 0.093401 | 5.9446 | 0.18122 | 10.4432 | 0.19685 | 8.8062 | 0.096985 | 6.1709 | 0.25555
10.3573 | 0.18501 | 6.4843 | 0.22999 | 5.9857 | 0.20393 | 10.366 | 0.19156 | 6.6939 | 0.38506 | 6.3759 | 0.24397 | 10.2367 | 0.1996 | 8.9081 | 0.092956 | 5.9662 | 0.19226 | 10.465 | 0.19714 | 8.8214 | 0.096145 | 6.1932 | 0.26327
10.3784 | 0.18391 | 6.5065 | 0.2472 | 6.0072 | 0.21062 | 10.3872 | 0.19108 | 6.717 | 0.3914 | 6.3995 | 0.24106 | 10.2574 | 0.19928 | 8.9235 | 0.09274 | 5.9878 | 0.20346 | 10.4868 | 0.19722 | 8.8367 | 0.095353 | 6.2156 | 0.27011
10.3996 | 0.18285 | 6.5287 | 0.26521 | 6.0287 | 0.21672 | 10.4084 | 0.19059 | 6.7402 | 0.39494 | 6.423 | 0.23783 | 10.278 | 0.19886 | 8.9389 | 0.092759 | 6.0094 | 0.21459 | 10.5086 | 0.19706 | 8.852 | 0.094617 | 6.2379 | 0.27607
10.4207 | 0.18179 | 6.5509 | 0.28377 | 6.0502 | 0.22231 | 10.4296 | 0.1901 | 6.7633 | 0.39599 | 6.4466 | 0.23434 | 10.2986 | 0.19834 | 8.9543 | 0.093005 | 6.031 | 0.22545 | 10.5303 | 0.19665 | 8.8672 | 0.093947 | 6.2603 | 0.28116
10.4419 | 0.18071 | 6.5731 | 0.30244 | 6.0717 | 0.22749 | 10.4507 | 0.18959 | 6.7864 | 0.39492 | 6.4702 | 0.23068 | 10.3192 | 0.19771 | 8.9696 | 0.093454 | 6.0526 | 0.2358 | 10.5521 | 0.19599 | 8.8825 | 0.09335 | 6.2826 | 0.28538
10.463 | 0.1796 | 6.5953 | 0.32066 | 6.0932 | 0.23238 | 10.4719 | 0.18907 | 6.8096 | 0.39211 | 6.4937 | 0.22693 | 10.3398 | 0.19698 | 8.985 | 0.094071 | 6.0742 | 0.24542 | 10.5739 | 0.19506 | 8.8977 | 0.092832 | 6.305 | 0.28873
10.4841 | 0.1784 | 6.6175 | 0.33779 | 6.1147 | 0.2371 | 10.4931 | 0.18849 | 6.8327 | 0.38787 | 6.5173 | 0.22316 | 10.3604 | 0.19613 | 9.0004 | 0.094784 | 6.0958 | 0.25422 | 10.5957 | 0.19389 | 8.913 | 0.092403 | 6.3273 | 0.29112
10.5053 | 0.17708 | 6.6397 | 0.35323 | 6.1363 | 0.24171 | 10.5143 | 0.18784 | 6.8559 | 0.38244 | 6.5409 | 0.21944 | 10.381 | 0.19517 | 9.0158 | 0.095534 | 6.1174 | 0.26212 | 10.6175 | 0.19248 | 8.9283 | 0.092059 | 6.3497 | 0.29254
10.5264 | 0.17561 | 6.6619 | 0.36654 | 6.1578 | 0.24622 | 10.5355 | 0.18709 | 6.879 | 0.37598 | 6.5644 | 0.21582 | 10.4016 | 0.19411 | 9.0312 | 0.096264 | 6.139 | 0.26908 | 10.6393 | 0.19084 | 8.9435 | 0.091799 | 6.372 | 0.29297
10.5476 | 0.17398 | 6.6841 | 0.37741 | 6.1793 | 0.25055 | 10.5567 | 0.1862 | 6.9021 | 0.36863 | 6.588 | 0.21233 | 10.4222 | 0.19294 | 9.0466 | 0.096921 | 6.1606 | 0.27509 | 10.6611 | 0.189 | 8.9588 | 0.091622 | 6.3944 | 0.29237
10.5687 | 0.17217 | 6.7063 | 0.38575 | 6.2008 | 0.25457 | 10.5779 | 0.18513 | 6.9253 | 0.3605 | 6.6116 | 0.209 | 10.4428 | 0.19166 | 9.062 | 0.097462 | 6.1822 | 0.28019 | 10.6828 | 0.18699 | 8.974 | 0.091522 | 6.4167 | 0.29073
10.5898 | 0.17019 | 6.7285 | 0.39161 | 6.2223 | 0.25812 | 10.5991 | 0.18387 | 6.9484 | 0.35171 | 6.6352 | 0.20584 | 10.4634 | 0.19029 | 9.0773 | 0.097856 | 6.2038 | 0.28441 | 10.7046 | 0.18483 | 8.9893 | 0.091488 | 6.4391 | 0.28809
10.611 | 0.16804 | 6.7507 | 0.39515 | 6.2438 | 0.261 | 10.6202 | 0.18238 | 6.9716 | 0.34243 | 6.6587 | 0.20284 | 10.484 | 0.18883 | 9.0927 | 0.098088 | 6.2254 | 0.2878 | 10.7264 | 0.18257 | 9.0045 | 0.091507 | 6.4614 | 0.28452
10.6321 | 0.16574 | 6.7729 | 0.39647 | 6.2653 | 0.26302 | 10.6414 | 0.18065 | 6.9947 | 0.33284 | 6.6823 | 0.19998 | 10.5046 | 0.18729 | 9.1081 | 0.098156 | 6.247 | 0.29043 | 10.7482 | 0.18022 | 9.0198 | 0.091562 | 6.4838 | 0.28014
10.6533 | 0.16331 | 6.7952 | 0.39572 | 6.2868 | 0.26404 | 10.6626 | 0.17868 | 7.0178 | 0.32317 | 6.7059 | 0.19722 | 10.5252 | 0.18569 | 9.1235 | 0.098074 | 6.2686 | 0.29233 | 10.77 | 0.1778 | 9.0351 | 0.091629 | 6.5061 | 0.2751
10.6744 | 0.16078 | 6.8174 | 0.3931 | 6.3083 | 0.26394 | 10.6838 | 0.17647 | 7.041 | 0.31364 | 6.7294 | 0.19451 | 10.5458 | 0.18402 | 9.1389 | 0.097868 | 6.2902 | 0.29353 | 10.7918 | 0.17532 | 9.0503 | 0.091686 | 6.5285 | 0.26956
10.6955 | 0.15818 | 6.8396 | 0.38874 | 6.3298 | 0.2627 | 10.705 | 0.17404 | 7.0641 | 0.30446 | 6.753 | 0.19178 | 10.5664 | 0.18227 | 9.1543 | 0.097576 | 6.3118 | 0.29405 | 10.8136 | 0.17281 | 9.0656 | 0.091703 | 6.5508 | 0.26369
10.7167 | 0.15555 | 6.8618 | 0.38284 | 6.3513 | 0.26032 | 10.7262 | 0.17139 | 7.0873 | 0.29581 | 6.7766 | 0.18893 | 10.587 | 0.18047 | 9.1696 | 0.097248 | 6.3334 | 0.29389 | 10.8353 | 0.17025 | 9.0808 | 0.091653 | 6.5732 | 0.25762
10.7378 | 0.15292 | 6.884 | 0.37569 | 6.3728 | 0.25692 | 10.7474 | 0.16859 | 7.1104 | 0.28782 | 6.8001 | 0.18589 | 10.6076 | 0.1786 | 9.185 | 0.096927 | 6.355 | 0.29302 | 10.8571 | 0.16767 | 9.0961 | 0.091519 | 6.5955 | 0.25146
10.759 | 0.15033 | 6.9062 | 0.36765 | 6.3943 | 0.25264 | 10.7685 | 0.16569 | 7.1335 | 0.28056 | 6.8237 | 0.18259 | 10.6282 | 0.17665 | 9.2004 | 0.096647 | 6.3766 | 0.29137 | 10.8789 | 0.16505 | 9.1114 | 0.091288 | 6.6179 | 0.24526
10.7801 | 0.1478 | 6.9284 | 0.35916 | 6.4158 | 0.24771 | 10.7897 | 0.16271 | 7.1567 | 0.274 | 6.8473 | 0.17901 | 10.6488 | 0.17463 | 9.2158 | 0.096437 | 6.3982 | 0.28894 | 10.9007 | 0.16241 | 9.1266 | 0.090958 | 6.6402 | 0.23904
10.8012 | 0.14534 | 6.9506 | 0.3506 | 6.4373 | 0.24237 | 10.8109 | 0.1597 | 7.1798 | 0.26801 | 6.8708 | 0.17523 | 10.6694 | 0.17252 | 9.2312 | 0.096315 | 6.4198 | 0.28575 | 10.9225 | 0.15975 | 9.1419 | 0.090532 | 6.6626 | 0.23277
10.8224 | 0.14296 | 6.9728 | 0.3423 | 6.4588 | 0.23691 | 10.8321 | 0.15671 | 7.203 | 0.26241 | 6.8944 | 0.17135 | 10.69 | 0.17034 | 9.2466 | 0.096293 | 6.4414 | 0.28183 | 10.9443 | 0.15708 | 9.1571 | 0.090024 | 6.6849 | 0.22646
10.8435 | 0.14068 | 6.995 | 0.33442 | 6.4804 | 0.23156 | 10.8533 | 0.15378 | 7.2261 | 0.25697 | 6.918 | 0.16752 | 10.7106 | 0.16809 | 9.262 | 0.096374 | 6.463 | 0.27723 | 10.9661 | 0.1544 | 9.1724 | 0.089454 | 6.7073 | 0.22011
10.8647 | 0.13849 | 7.0172 | 0.32702 | 6.5019 | 0.22646 | 10.8745 | 0.15094 | 7.2492 | 0.25148 | 6.9415 | 0.16393 | 10.7312 | 0.16576 | 9.2773 | 0.096557 | 6.4846 | 0.27204 | 10.9878 | 0.15173 | 9.1877 | 0.088848 | 6.7296 | 0.21374
10.8858 | 0.13638 | 7.0394 | 0.32001 | 6.5234 | 0.22173 | 10.8957 | 0.14822 | 7.2724 | 0.24578 | 6.9651 | 0.16074 | 10.7518 | 0.16338 | 9.2927 | 0.096835 | 6.5062 | 0.26634 | 11.0096 | 0.14908 | 9.2029 | 0.088237 | 6.752 | 0.20745
10.9069 | 0.13435 | 7.0616 | 0.31325 | 6.5449 | 0.21739 | 10.9168 | 0.14565 | 7.2955 | 0.23981 | 6.9887 | 0.15807 | 10.7724 | 0.16095 | 9.3081 | 0.097205 | 6.5278 | 0.26027 | 11.0314 | 0.14646 | 9.2182 | 0.087653 | 6.7743 | 0.20131
10.9281 | 0.13239 | 7.0838 | 0.30656 | 6.5664 | 0.2134 | 10.938 | 0.14325 | 7.3187 | 0.23355 | 7.0123 | 0.15597 | 10.793 | 0.15849 | 9.3235 | 0.097667 | 6.5494 | 0.25392 | 11.0532 | 0.14388 | 9.2334 | 0.087134 | 6.7967 | 0.19545
10.9492 | 0.13048 | 7.106 | 0.29981 | 6.5879 | 0.20969 | 10.9592 | 0.14102 | 7.3418 | 0.22703 | 7.0358 | 0.15443 | 10.8137 | 0.15601 | 9.3389 | 0.098215 | 6.571 | 0.24744 | 11.075 | 0.14135 | 9.2487 | 0.086702 | 6.819 | 0.18996
10.9704 | 0.12862 | 7.1282 | 0.29289 | 6.6094 | 0.20613 | 10.9804 | 0.13897 | 7.3649 | 0.22033 | 7.0594 | 0.15336 | 10.8343 | 0.15354 | 9.3543 | 0.098852 | 6.5926 | 0.24093 | 11.0968 | 0.13889 | 9.2639 | 0.086372 | 6.8414 | 0.18491
10.9915 | 0.1268 | 7.1504 | 0.28572 | 6.6309 | 0.2026 | 11.0016 | 0.13707 | 7.3881 | 0.21352 | 7.083 | 0.15264 | 10.8549 | 0.15109 | 9.3697 | 0.099585 | 6.6141 | 0.23453 | 11.1185 | 0.1365 | 9.2792 | 0.08615 | 6.8637 | 0.18036
11.0126 | 0.12502 | 7.1726 | 0.27827 | 6.6524 | 0.19902 | 11.0228 | 0.13532 | 7.4112 | 0.20676 | 7.1065 | 0.15212 | 10.8755 | 0.14868 | 9.385 | 0.10043 | 6.6357 | 0.22835 | 11.1403 | 0.13418 | 9.2945 | 0.086037 | 6.8861 | 0.17628
11.0338 | 0.12328 | 7.1948 | 0.27061 | 6.6739 | 0.19532 | 11.044 | 0.13369 | 7.4344 | 0.20019 | 7.1301 | 0.15167 | 10.8961 | 0.14631 | 9.4004 | 0.10138 | 6.6573 | 0.22248 | 11.1621 | 0.13194 | 9.3097 | 0.086025 | 6.9084 | 0.17263
11.0549 | 0.12159 | 7.2171 | 0.26284 | 6.6954 | 0.19148 | 11.0651 | 0.13215 | 7.4575 | 0.19401 | 7.1537 | 0.15123 | 10.9167 | 0.14401 | 9.4158 | 0.10246 | 6.6789 | 0.21699 | 11.1839 | 0.12975 | 9.325 | 0.086101 | 6.9308 | 0.16935
11.0761 | 0.11995 | 7.2393 | 0.25516 | 6.7169 | 0.18757 | 11.0863 | 0.13068 | 7.4806 | 0.18837 | 7.1772 | 0.15073 | 10.9373 | 0.14177 | 9.4312 | 0.10367 | 6.7005 | 0.21192 | 11.2057 | 0.12763 | 9.3402 | 0.086248 | 6.9531 | 0.16635
11.0972 | 0.11837 | 7.2615 | 0.24777 | 6.7384 | 0.18367 | 11.1075 | 0.12925 | 7.5038 | 0.18338 | 7.2008 | 0.15021 | 10.9579 | 0.1396 | 9.4466 | 0.10501 | 6.7221 | 0.20722 | 11.2275 | 0.12557 | 9.3555 | 0.086447 | 6.9755 | 0.16354
11.1183 | 0.11685 | 7.2837 | 0.24084 | 6.7599 | 0.17991 | 11.1287 | 0.12784 | 7.5269 | 0.17906 | 7.2244 | 0.14969 | 10.9785 | 0.13749 | 9.462 | 0.10646 | 6.7437 | 0.20286 | 11.2493 | 0.12356 | 9.3708 | 0.086677 | 6.9978 | 0.16084
11.1395 | 0.11541 | 7.3059 | 0.23447 | 6.7814 | 0.1764 | 11.1499 | 0.12642 | 7.5501 | 0.1753 | 7.2479 | 0.14923 | 10.9991 | 0.13545 | 9.4773 | 0.10803 | 6.7653 | 0.19876 | 11.271 | 0.1216 | 9.386 | 0.086922 | 7.0202 | 0.15821
11.1606 | 0.11404 | 7.3281 | 0.22862 | 6.803 | 0.17324 | 11.1711 | 0.12497 | 7.5732 | 0.17194 | 7.2715 | 0.14885 | 11.0197 | 0.13346 | 9.4927 | 0.10968 | 6.7869 | 0.19487 | 11.2928 | 0.11968 | 9.4013 | 0.087161 | 7.0425 | 0.15565
11.1818 | 0.11275 | 7.3503 | 0.22319 | 6.8245 | 0.1705 | 11.1923 | 0.12348 | 7.5963 | 0.16875 | 7.2951 | 0.14859 | 11.0403 | 0.13154 | 9.5081 | 0.11137 | 6.8085 | 0.19115 | 11.3146 | 0.11781 | 9.4165 | 0.087381 | 7.0649 | 0.15313
11.2029 | 0.1115 | 7.3725 | 0.21797 | 6.846 | 0.16819 | 11.2134 | 0.12196 | 7.6195 | 0.16551 | 7.3186 | 0.14846 | 11.0609 | 0.12966 | 9.5235 | 0.11308 | 6.8301 | 0.18759 | 11.3364 | 0.11599 | 9.4318 | 0.087574 | 7.0872 | 0.15066
11.224 | 0.1103 | 7.3947 | 0.2128 | 6.8675 | 0.1663 | 11.2346 | 0.12039 | 7.6426 | 0.16203 | 7.3422 | 0.14846 | 11.0815 | 0.12783 | 9.5389 | 0.11475 | 6.8517 | 0.1842 | 11.3582 | 0.11422 | 9.4471 | 0.087734 | 7.1096 | 0.14822
11.2452 | 0.10912 | 7.4169 | 0.20758 | 6.889 | 0.16476 | 11.2558 | 0.11878 | 7.6658 | 0.15827 | 7.3658 | 0.1486 | 11.1021 | 0.12605 | 9.5543 | 0.11637 | 6.8733 | 0.18101 | 11.38 | 0.1125 | 9.4623 | 0.087859 | 7.1319 | 0.1458
11.2663 | 0.10795 | 7.4391 | 0.20233 | 6.9105 | 0.16349 | 11.277 | 0.11715 | 7.6889 | 0.15426 | 7.3893 | 0.14889 | 11.1227 | 0.12431 | 9.5697 | 0.11789 | 6.8949 | 0.17804 | 11.4018 | 0.11085 | 9.4776 | 0.087949 | 7.1543 | 0.14336
11.2875 | 0.10676 | 7.4613 | 0.19719 | 6.932 | 0.16239 | 11.2982 | 0.1155 | 7.712 | 0.15018 | 7.4129 | 0.14933 | 11.1433 | 0.12262 | 9.585 | 0.11929 | 6.9165 | 0.17532 | 11.4235 | 0.10926 | 9.4928 | 0.088009 | 7.1766 | 0.14088
11.3086 | 0.10553 | 7.4835 | 0.19237 | 6.9535 | 0.16135 | 11.3194 | 0.11383 | 7.7352 | 0.14629 | 7.4365 | 0.14995 | 11.1639 | 0.12098 | 9.6004 | 0.12054 | 6.9381 | 0.17285 | 11.4453 | 0.10774 | 9.5081 | 0.088044 | 7.199 | 0.13834
11.3297 | 0.10424 | 7.5057 | 0.18804 | 6.975 | 0.16031 | 11.3406 | 0.11215 | 7.7583 | 0.14284 | 7.4601 | 0.15075 | 11.1845 | 0.1194 | 9.6158 | 0.12165 | 6.9597 | 0.1706 | 11.4671 | 0.10629 | 9.5234 | 0.088063 | 7.2213 | 0.13573
11.3509 | 0.10289 | 7.5279 | 0.18433 | 6.9965 | 0.15919 | 11.3618 | 0.11047 | 7.7814 | 0.14003 | 7.4836 | 0.15174 | 11.2051 | 0.11788 | 9.6312 | 0.12261 | 6.9813 | 0.16854 | 11.4889 | 0.10491 | 9.5386 | 0.088073 | 7.2437 | 0.13306
11.372 | 0.10146 | 7.5501 | 0.1812 | 7.018 | 0.158 | 11.3829 | 0.10879 | 7.8046 | 0.13798 | 7.5072 | 0.15294 | 11.2257 | 0.11642 | 9.6466 | 0.12341 | 7.0029 | 0.16659 | 11.5107 | 0.1036 | 9.5539 | 0.088088 | 7.266 | 0.13036
11.3932 | 0.099952 | 7.5723 | 0.17847 | 7.0395 | 0.15677 | 11.4041 | 0.1071 | 7.8277 | 0.13658 | 7.5308 | 0.15432 | 11.2463 | 0.11504 | 9.662 | 0.1241 | 7.0245 | 0.16469 | 11.5325 | 0.10236 | 9.5691 | 0.088118 | 7.2884 | 0.12767
11.4143 | 0.098381 | 7.5945 | 0.17585 | 7.061 | 0.15557 | 11.4253 | 0.1054 | 7.8509 | 0.13556 | 7.5543 | 0.15585 | 11.2669 | 0.11372 | 9.6773 | 0.12468 | 7.0461 | 0.16275 | 11.5543 | 0.10117 | 9.5844 | 0.088172 | 7.3107 | 0.12507
11.4354 | 0.096762 | 7.6168 | 0.17309 | 7.0825 | 0.15447 | 11.4465 | 0.1037 | 7.874 | 0.1346 | 7.5779 | 0.15747 | 11.2875 | 0.11246 | 9.6927 | 0.12517 | 7.0677 | 0.16076 | 11.576 | 0.10002 | 9.5996 | 0.088254 | 7.3331 | 0.12258
11.4566 | 0.095116 | 7.639 | 0.17003 | 7.104 | 0.15353 | 11.4677 | 0.10199 | 7.8971 | 0.1334 | 7.6015 | 0.15909 | 11.3082 | 0.11127 | 9.7081 | 0.1256 | 7.0893 | 0.1587 | 11.5978 | 0.0989 | 9.6149 | 0.088367 | 7.3554 | 0.12025
11.4777 | 0.093467 | 7.6612 | 0.16664 | 7.1255 | 0.15281 | 11.4889 | 0.10027 | 7.9203 | 0.13175 | 7.625 | 0.16062 | 11.3288 | 0.11014 | 9.7235 | 0.12596 | 7.1109 | 0.1566 | 11.6196 | 0.097799 | 9.6302 | 0.088511 | 7.3778 | 0.1181
11.4989 | 0.091841 | 7.6834 | 0.163 | 7.1471 | 0.1523 | 11.5101 | 0.098546 | 7.9434 | 0.1296 | 7.6486 | 0.16195 | 11.3494 | 0.10905 | 9.7389 | 0.12627 | 7.1325 | 0.15452 | 11.6414 | 0.096707 | 9.6454 | 0.08868 | 7.4001 | 0.11612
11.52 | 0.090262 | 7.7056 | 0.15931 | 7.1686 | 0.152 | 11.5312 | 0.096823 | 7.9666 | 0.12704 | 7.6722 | 0.16299 | 11.37 | 0.10802 | 9.7543 | 0.12654 | 7.1541 | 0.15252 | 11.6632 | 0.095615 | 9.6607 | 0.088867 | 7.4225 | 0.11429
11.5411 | 0.088755 | 7.7278 | 0.15576 | 7.1901 | 0.15183 | 11.5524 | 0.095106 | 7.9897 | 0.12428 | 7.6957 | 0.16367 | 11.3906 | 0.10702 | 9.7697 | 0.12675 | 7.1757 | 0.15071 | 11.685 | 0.094519 | 9.6759 | 0.089063 | 7.4448 | 0.11259
11.5623 | 0.087338 | 7.75 | 0.15253 | 7.2116 | 0.15173 | 11.5736 | 0.093404 | 8.0128 | 0.12159 | 7.7193 | 0.16394 | 11.4112 | 0.10604 | 9.785 | 0.12692 | 7.1973 | 0.14913 | 11.7067 | 0.093413 | 9.6912 | 0.089257 | 7.4672 | 0.11098
11.5834 | 0.086029 | 7.7722 | 0.1497 | 7.2331 | 0.15161 | 11.5948 | 0.091725 | 8.036 | 0.11921 | 7.7429 | 0.1638 | 11.4318 | 0.10508 | 9.8004 | 0.12704 | 7.2189 | 0.14783 | 11.7285 | 0.092299 | 9.7065 | 0.089438 | 7.4895 | 0.10941
11.6046 | 0.084844 | 7.7944 | 0.14724 | 7.2546 | 0.15141 | 11.616 | 0.090081 | 8.0591 | 0.11733 | 7.7664 | 0.16327 | 11.4524 | 0.10412 | 9.8158 | 0.12711 | 7.2405 | 0.14684 | 11.7503 | 0.091183 | 9.7217 | 0.089593 | 7.5119 | 0.10785
11.6257 | 0.083771 | 7.8166 | 0.14505 | 7.2761 | 0.15109 | 11.6372 | 0.08848 | 8.0823 | 0.11606 | 7.79 | 0.16238 | 11.473 | 0.10314 | 9.8312 | 0.12715 | 7.2621 | 0.14613 | 11.7721 | 0.090071 | 9.737 | 0.089715 | 7.5342 | 0.10625
11.6468 | 0.082804 | 7.8388 | 0.14295 | 7.2976 | 0.15063 | 11.6584 | 0.086929 | 8.1054 | 0.11543 | 7.8136 | 0.1612 | 11.4936 | 0.10214 | 9.8466 | 0.12717 | 7.2837 | 0.14563 | 11.7939 | 0.088975 | 9.7522 | 0.089803 | 7.5566 | 0.10458
11.668 | 0.08193 | 7.861 | 0.14078 | 7.3191 | 0.15008 | 11.6795 | 0.085437 | 8.1285 | 0.11542 | 7.8372 | 0.15977 | 11.5142 | 0.10109 | 9.862 | 0.12719 | 7.3053 | 0.14526 | 11.8157 | 0.087905 | 9.7675 | 0.089859 | 7.5789 | 0.10285
11.6891 | 0.081135 | 7.8832 | 0.13842 | 7.3406 | 0.14948 | 11.7007 | 0.084009 | 8.1517 | 0.11596 | 7.8607 | 0.15814 | 11.5348 | 0.099982 | 9.8773 | 0.12721 | 7.3269 | 0.14492 | 11.8375 | 0.086871 | 9.7828 | 0.089891 | 7.6013 | 0.10105
11.7102 | 0.080404 | 7.9054 | 0.1358 | 7.3621 | 0.14894 | 11.7219 | 0.08265 | 8.1748 | 0.11696 | 7.8843 | 0.15637 | 11.5554 | 0.098814 | 9.8927 | 0.12725 | 7.3485 | 0.14453 | 11.8592 | 0.085885 | 9.798 | 0.089911 | 7.6236 | 0.09922
11.7314 | 0.079722 | 7.9276 | 0.13298 | 7.3836 | 0.14852 | 11.7431 | 0.081365 | 8.198 | 0.11829 | 7.9079 | 0.15449 | 11.576 | 0.097574 | 9.9081 | 0.12731 | 7.3701 | 0.14405 | 11.881 | 0.084957 | 9.8133 | 0.089936 | 7.646 | 0.097428
11.7525 | 0.079074 | 7.9498 | 0.13009 | 7.4051 | 0.14832 | 11.7643 | 0.080155 | 8.2211 | 0.11982 | 7.9314 | 0.15253 | 11.5966 | 0.09626 | 9.9235 | 0.12739 | 7.3917 | 0.14345 | 11.9028 | 0.084094 | 9.8285 | 0.089989 | 7.6683 | 0.095747
11.7737 | 0.078453 | 7.972 | 0.12736 | 7.4266 | 0.14841 | 11.7855 | 0.079017 | 8.2442 | 0.12144 | 7.955 | 0.15053 | 11.6172 | 0.094868 | 9.9389 | 0.12748 | 7.4133 | 0.14277 | 11.9246 | 0.083303 | 9.8438 | 0.090094 | 7.6907 | 0.094269
11.7948 | 0.077852 | 7.9942 | 0.12499 | 7.4481 | 0.14885 | 11.8067 | 0.077949 | 8.2674 | 0.12304 | 7.9786 | 0.14855 | 11.6378 | 0.093403 | 9.9543 | 0.12759 | 7.4349 | 0.14205 | 11.9464 | 0.082594 | 9.859 | 0.090277 | 7.713 | 0.093088
11.8159 | 0.077274 | 8.0164 | 0.12316 | 7.4696 | 0.1497 | 11.8278 | 0.076945 | 8.2905 | 0.12462 | 8.0021 | 0.14663 | 11.6584 | 0.091883 | 9.9697 | 0.12769 | 7.4565 | 0.14134 | 11.9682 | 0.081959 | 9.8743 | 0.090565 | 7.7354 | 0.092287
11.8371 | 0.076722 | 8.0387 | 0.12195 | 7.4912 | 0.151 | 11.849 | 0.075999 | 8.3137 | 0.12621 | 8.0257 | 0.14486 | 11.679 | 0.090322 | 9.985 | 0.12777 | 7.4781 | 0.14066 | 11.99 | 0.081395 | 9.8896 | 0.090993 | 7.7577 | 0.091932
11.8582 | 0.076204 | 8.0609 | 0.12136 | 7.5127 | 0.15278 | 11.8702 | 0.075097 | 8.3368 | 0.12787 | 8.0493 | 0.14328 | 11.6996 | 0.088738 | 10.0004 | 0.12782 | 7.4997 | 0.14004 | 12.0117 | 0.080897 | 9.9048 | 0.091565 | 7.7801 | 0.092054
11.8794 | 0.075728 | 8.0831 | 0.12126 | 7.5342 | 0.15504 | 11.8914 | 0.074232 | 8.3599 | 0.12966 | 8.0728 | 0.14197 | 11.7202 | 0.087152 | 10.0158 | 0.12783 | 7.5213 | 0.13948 | 12.0335 | 0.08046 | 9.9201 | 0.092287 | 7.8024 | 0.092645
11.9005 | 0.075305 | 8.1053 | 0.12149 | 7.5557 | 0.15778 | 11.9126 | 0.073397 | 8.3831 | 0.13165 | 8.0964 | 0.14094 | 11.7408 | 0.085586 | 10.0312 | 0.12781 | 7.5429 | 0.13901 | 12.0553 | 0.080077 | 9.9353 | 0.093156 | 7.8248 | 0.093654
11.9216 | 0.074942 | 8.1275 | 0.12187 | 7.5772 | 0.16094 | 11.9338 | 0.072592 | 8.4062 | 0.13381 | 8.12 | 0.14017 | 11.7614 | 0.08406 | 10.0466 | 0.12776 | 7.5645 | 0.13862 | 12.0771 | 0.079742 | 9.9506 | 0.094158 | 7.8471 | 0.094992
11.9428 | 0.074646 | 8.1497 | 0.12225 | 7.5987 | 0.16444 | 11.955 | 0.071818 | 8.4294 | 0.13612 | 8.1435 | 0.13962 | 11.782 | 0.082596 | 10.062 | 0.12768 | 7.5861 | 0.13835 | 12.0989 | 0.079446 | 9.9659 | 0.095273 | 7.8695 | 0.096541
11.9639 | 0.074421 | 8.1719 | 0.12255 | 7.6202 | 0.16817 | 11.9761 | 0.071083 | 8.4525 | 0.1385 | 8.1671 | 0.13918 | 11.8027 | 0.081211 | 10.0773 | 0.12759 | 7.6077 | 0.13823 | 12.1207 | 0.079183 | 9.9811 | 0.096471 | 7.8918 | 0.098166
11.9851 | 0.074268 | 8.1941 | 0.12278 | 7.6417 | 0.17193 | 11.9973 | 0.070395 | 8.4756 | 0.14087 | 8.1907 | 0.13874 | 11.8233 | 0.079933 | 10.0927 | 0.12752 | 7.6293 | 0.13832 | 12.1425 | 0.078945 | 9.9964 | 0.097716 | 7.9142 | 0.099719
12.0062 | 0.074187 | 8.2163 | 0.12299 | 7.6632 | 0.17553 | 12.0185 | 0.069768 | 8.4988 | 0.14315 | 8.2142 | 0.13813 | 11.8439 | 0.078763 | 10.1081 | 0.12748 | 7.6509 | 0.13866 | 12.1642 | 0.078725 | 10.0116 | 0.098969 | 7.9365 | 0.10108
12.0273 | 0.074174 | 8.2385 | 0.1233 | 7.6847 | 0.17877 | 12.0397 | 0.069216 | 8.5219 | 0.14527 | 8.2378 | 0.13726 | 11.8645 | 0.077701 | 10.1235 | 0.1275 | 7.6725 | 0.13924 | 12.186 | 0.078515 | 10.0269 | 0.10019 | 7.9589 | 0.10218
12.0485 | 0.074225 | 8.2607 | 0.1238 | 7.7062 | 0.18145 | 12.0609 | 0.068758 | 8.5451 | 0.14718 | 8.2614 | 0.13608 | 11.8851 | 0.076748 | 10.1389 | 0.12759 | 7.6941 | 0.14004 | 12.2078 | 0.078309 | 10.0422 | 0.10133 | 7.9812 | 0.10296
12.0696 | 0.074327 | 8.2829 | 0.12457 | 7.7277 | 0.18343 | 12.0821 | 0.068405 | 8.5682 | 0.14884 | 8.285 | 0.13459 | 11.9057 | 0.075897 | 10.1543 | 0.12779 | 7.7157 | 0.141 | 12.2296 | 0.078104 | 10.0574 | 0.10235 | 8.0036 | 0.10342
12.0908 | 0.07447 | 8.3051 | 0.12564 | 7.7492 | 0.18459 | 12.1033 | 0.068157 | 8.5913 | 0.15025 | 8.3085 | 0.13286 | 11.9263 | 0.075139 | 10.1697 | 0.12811 | 7.7373 | 0.14205 | 12.2514 | 0.077896 | 10.0727 | 0.10323 | 8.0259 | 0.10355
12.1119 | 0.074644 | 8.3273 | 0.12701 | 7.7707 | 0.18488 | 12.1245 | 0.068017 | 8.6145 | 0.15141 | 8.3321 | 0.13097 | 11.9469 | 0.074465 | 10.1851 | 0.12857 | 7.7589 | 0.14312 | 12.2732 | 0.077682 | 10.0879 | 0.10395 | 8.0483 | 0.1034
12.133 | 0.074841 | 8.3495 | 0.12865 | 7.7922 | 0.18433 | 12.1456 | 0.067979 | 8.6376 | 0.15233 | 8.3557 | 0.12904 | 11.9675 | 0.073863 | 10.2004 | 0.12916 | 7.7804 | 0.14415 | 12.2949 | 0.077462 | 10.1032 | 0.10452 | 8.0706 | 0.103
12.1542 | 0.075049 | 8.3717 | 0.13054 | 7.8138 | 0.18302 | 12.1668 | 0.068036 | 8.6607 | 0.15304 | 8.3792 | 0.12716 | 11.9881 | 0.073322 | 10.2158 | 0.1299 | 7.802 | 0.14511 | 12.3167 | 0.077236 | 10.1184 | 0.10494 | 8.093 | 0.1024
12.1753 | 0.075258 | 8.3939 | 0.13265 | 7.8353 | 0.18107 | 12.188 | 0.068176 | 8.6839 | 0.15358 | 8.4028 | 0.12539 | 12.0087 | 0.072835 | 10.2312 | 0.13079 | 7.8236 | 0.14597 | 12.3385 | 0.077006 | 10.1337 | 0.10524 | 8.1153 | 0.10163
12.1965 | 0.07546 | 8.4161 | 0.13493 | 7.8568 | 0.17866 | 12.2092 | 0.068384 | 8.707 | 0.15397 | 8.4264 | 0.12377 | 12.0293 | 0.072397 | 10.2466 | 0.13182 | 7.8452 | 0.14675 | 12.3603 | 0.076777 | 10.149 | 0.10544 | 8.1377 | 0.10073
12.2176 | 0.075644 | 8.4383 | 0.13734 | 7.8783 | 0.17596 | 12.2304 | 0.068644 | 8.7302 | 0.15426 | 8.4499 | 0.12225 | 12.0499 | 0.072002 | 10.262 | 0.133 | 7.8668 | 0.14747 | 12.3821 | 0.076552 | 10.1642 | 0.10558 | 8.16 | 0.099759
12.2387 | 0.075802 | 8.4606 | 0.1398 | 7.8998 | 0.17314 | 12.2516 | 0.068941 | 8.7533 | 0.15447 | 8.4735 | 0.12075 | 12.0705 | 0.071653 | 10.2774 | 0.13431 | 7.8884 | 0.14812 | 12.4039 | 0.076338 | 10.1795 | 0.10572 | 8.1824 | 0.098761
12.2599 | 0.07592 | 8.4828 | 0.14223 | 7.9213 | 0.17037 | 12.2728 | 0.06926 | 8.7764 | 0.1546 | 8.4971 | 0.11917 | 12.0911 | 0.071357 | 10.2927 | 0.13575 | 7.91 | 0.1487 | 12.4257 | 0.076139 | 10.1947 | 0.1059 | 8.2047 | 0.097808
12.281 | 0.075998 | 8.505 | 0.14459 | 7.9428 | 0.16777 | 12.2939 | 0.069587 | 8.7996 | 0.15462 | 8.5206 | 0.1174 | 12.1117 | 0.071121 | 10.3081 | 0.13728 | 7.9316 | 0.14919 | 12.4474 | 0.075962 | 10.21 | 0.10619 | 8.2271 | 0.096997
12.3022 | 0.076031 | 8.5272 | 0.14684 | 7.9643 | 0.16544 | 12.3151 | 0.069908 | 8.8227 | 0.15445 | 8.5442 | 0.11534 | 12.1323 | 0.070955 | 10.3235 | 0.13888 | 7.9532 | 0.14952 | 12.4692 | 0.075809 | 10.2253 | 0.10663 | 8.2494 | 0.096408
12.3233 | 0.076017 | 8.5494 | 0.149 | 7.9858 | 0.16343 | 12.3363 | 0.070216 | 8.8459 | 0.15403 | 8.5678 | 0.11293 | 12.1529 | 0.070869 | 10.3389 | 0.14052 | 7.9748 | 0.14966 | 12.491 | 0.075686 | 10.2405 | 0.10726 | 8.2718 | 0.096103
12.3444 | 0.075957 | 8.5716 | 0.15109 | 8.0073 | 0.16177 | 12.3575 | 0.070504 | 8.869 | 0.15332 | 8.5913 | 0.11021 | 12.1735 | 0.070871 | 10.3543 | 0.14215 | 7.9964 | 0.14955 | 12.5128 | 0.075594 | 10.2558 | 0.10808 | 8.2941 | 0.096116
12.3656 | 0.075851 | 8.5938 | 0.15311 | 8.0288 | 0.16048 | 12.3787 | 0.070765 | 8.8921 | 0.15237 | 8.6149 | 0.10725 | 12.1941 | 0.070968 | 10.3697 | 0.14373 | 8.018 | 0.14919 | 12.5346 | 0.075534 | 10.271 | 0.10911 | 8.3165 | 0.096431
12.3867 | 0.075703 | 8.616 | 0.15505 | 8.0503 | 0.15956 | 12.3999 | 0.070993 | 8.9153 | 0.1513 | 8.6385 | 0.10415 | 12.2147 | 0.071173 | 10.385 | 0.14521 | 8.0396 | 0.14859 | 12.5564 | 0.075506 | 10.2863 | 0.11034 | 8.3388 | 0.096991
12.4079 | 0.075516 | 8.6382 | 0.15683 | 8.0718 | 0.15896 | 12.4211 | 0.071184 | 8.9384 | 0.15031 | 8.6621 | 0.10106 | 12.2353 | 0.071472 | 10.4004 | 0.14656 | 8.0612 | 0.14778 | 12.5782 | 0.075509 | 10.3016 | 0.11176 | 8.3612 | 0.097699
12.429 | 0.075291 | 8.6604 | 0.15837 | 8.0933 | 0.15864 | 12.4422 | 0.071331 | 8.9616 | 0.14962 | 8.6856 | 0.098088 | 12.256 | 0.071853 | 10.4158 | 0.14774 | 8.0828 | 0.14682 | 12.5999 | 0.075535 | 10.3168 | 0.11334 | 8.3835 | 0.098437
12.4501 | 0.075032 | 8.6826 | 0.15959 | 8.1148 | 0.15852 | 12.4634 | 0.071428 | 8.9847 | 0.14938 | 8.7092 | 0.095339 | 12.2766 | 0.072302 | 10.4312 | 0.14872 | 8.1044 | 0.14577 | 12.6217 | 0.075574 | 10.3321 | 0.11503 | 8.4059 | 0.09909
12.4713 | 0.074736 | 8.7048 | 0.16043 | 8.1363 | 0.15851 | 12.4846 | 0.07147 | 9.0078 | 0.14962 | 8.7328 | 0.092879 | 12.2972 | 0.0728 | 10.4466 | 0.14949 | 8.126 | 0.14472 | 12.6435 | 0.075618 | 10.3473 | 0.1168 | 8.4282 | 0.099567
12.4924 | 0.074407 | 8.727 | 0.16088 | 8.1579 | 0.15846 | 12.5058 | 0.071447 | 9.031 | 0.15023 | 8.7563 | 0.090731 | 12.3178 | 0.073324 | 10.462 | 0.15004 | 8.1476 | 0.1437 | 12.6653 | 0.075657 | 10.3626 | 0.11859 | 8.4506 | 0.099818
12.5136 | 0.074045 | 8.7492 | 0.16102 | 8.1794 | 0.15825 | 12.527 | 0.071354 | 9.0541 | 0.15096 | 8.7799 | 0.088885 | 12.3384 | 0.07385 | 10.4774 | 0.15037 | 8.1692 | 0.1428 | 12.6871 | 0.075678 | 10.3778 | 0.12033 | 8.4729 | 0.099839
12.5347 | 0.073651 | 8.7714 | 0.16092 | 8.2009 | 0.15771 | 12.5482 | 0.071195 | 9.0773 | 0.15153 | 8.8035 | 0.087302 | 12.359 | 0.074353 | 10.4927 | 0.1505 | 8.1908 | 0.14203 | 12.7089 | 0.075668 | 10.3931 | 0.12198 | 8.4953 | 0.099673
12.5558 | 0.073225 | 8.7936 | 0.16066 | 8.2224 | 0.15669 | 12.5694 | 0.07097 | 9.1004 | 0.15172 | 8.827 | 0.085933 | 12.3796 | 0.074809 | 10.5081 | 0.15049 | 8.2124 | 0.14146 | 12.7307 | 0.075616 | 10.4084 | 0.12349 | 8.5176 | 0.0994
12.577 | 0.072771 | 8.8158 | 0.16027 | 8.2439 | 0.15511 | 12.5905 | 0.070685 | 9.1235 | 0.15141 | 8.8506 | 0.08473 | 12.4002 | 0.075189 | 10.5235 | 0.15038 | 8.234 | 0.14111 | 12.7524 | 0.07551 | 10.4236 | 0.1248 | 8.54 | 0.099126
12.5981 | 0.072292 | 8.838 | 0.15978 | 8.2654 | 0.15295 | 12.6117 | 0.070346 | 9.1467 | 0.15064 | 8.8742 | 0.083653 | 12.4208 | 0.075469 | 10.5389 | 0.15023 | 8.2556 | 0.14102 | 12.7742 | 0.075335 | 10.4389 | 0.12589 | 8.5623 | 0.09896
12.6193 | 0.071796 | 8.8602 | 0.15915 | 8.2869 | 0.15022 | 12.6329 | 0.069964 | 9.1698 | 0.14951 | 8.8977 | 0.082679 | 12.4414 | 0.075642 | 10.5543 | 0.15007 | 8.2772 | 0.14125 | 12.796 | 0.075083 | 10.4541 | 0.12673 | 8.5847 | 0.098992
12.6404 | 0.071288 | 8.8825 | 0.15836 | 8.3084 | 0.14702 | 12.6541 | 0.06955 | 9.193 | 0.14817 | 8.9213 | 0.081785 | 12.462 | 0.0757 | 10.5697 | 0.14997 | 8.2988 | 0.14179 | 12.8178 | 0.074756 | 10.4694 | 0.1273 | 8.607 | 0.099294
12.6615 | 0.070779 | 8.9047 | 0.15736 | 8.3299 | 0.14344 | 12.6753 | 0.069118 | 9.2161 | 0.14677 | 8.9449 | 0.080964 | 12.4826 | 0.075643 | 10.5851 | 0.14994 | 8.3204 | 0.14265 | 12.8396 | 0.074356 | 10.4847 | 0.12761 | 8.6294 | 0.099914
12.6827 | 0.070279 | 8.9269 | 0.1561 | 8.3514 | 0.13961 | 12.6965 | 0.068681 | 9.2392 | 0.14542 | 8.9684 | 0.080216 | 12.5032 | 0.075473 | 10.6004 | 0.15 | 8.342 | 0.1438 | 12.8614 | 0.073891 | 10.4999 | 0.12766 | 8.6517 | 0.10088
12.7038 | 0.0698 | 8.9491 | 0.15455 | 8.3729 | 0.13565 | 12.7177 | 0.068252 | 9.2624 | 0.14416 | 8.992 | 0.079546 | 12.5238 | 0.075201 | 10.6158 | 0.15017 | 8.3636 | 0.14517 | 12.8831 | 0.073372 | 10.5152 | 0.12748 | 8.6741 | 0.10219
12.725 | 0.069348 | 8.9713 | 0.15268 | 8.3944 | 0.13165 | 12.7388 | 0.067847 | 9.2855 | 0.14302 | 9.0156 | 0.078966 | 12.5444 | 0.074839 | 10.6312 | 0.15043 | 8.3852 | 0.14668 | 12.9049 | 0.072813 | 10.5304 | 0.12711 | 8.6964 | 0.10381
12.7461 | 0.068928 | 8.9935 | 0.1505 | 8.4159 | 0.12769 | 12.76 | 0.067475 | 9.3087 | 0.142 | 9.0391 | 0.078498 | 12.565 | 0.074404 | 10.6466 | 0.15074 | 8.4068 | 0.14818 | 12.9267 | 0.072231 | 10.5457 | 0.12659 | 8.7188 | 0.10569
12.7672 | 0.068543 | 9.0157 | 0.14806 | 8.4374 | 0.12381 | 12.7812 | 0.067142 | 9.3318 | 0.14109 | 9.0627 | 0.078167 | 12.5856 | 0.073916 | 10.662 | 0.15107 | 8.4284 | 0.14954 | 12.9485 | 0.071645 | 10.561 | 0.126 | 8.7411 | 0.10776
12.7884 | 0.068192 | 9.0379 | 0.14549 | 8.4589 | 0.12 | 12.8024 | 0.066853 | 9.3549 | 0.14032 | 9.0863 | 0.077999 | 12.6062 | 0.073396 | 10.6774 | 0.15135 | 8.45 | 0.15062 | 12.9703 | 0.071075 | 10.5762 | 0.1254 | 8.7635 | 0.10992
12.8095 | 0.067872 | 9.0601 | 0.14295 | 8.4804 | 0.11628 | 12.8236 | 0.066611 | 9.3781 | 0.1397 | 9.1099 | 0.078012 | 12.6268 | 0.072872 | 10.6928 | 0.15155 | 8.4716 | 0.15129 | 12.9921 | 0.070543 | 10.5915 | 0.12485 | 8.7858 | 0.11206
12.8307 | 0.067578 | 9.0823 | 0.14063 | 8.502 | 0.11265 | 12.8448 | 0.066416 | 9.4012 | 0.13922 | 9.1334 | 0.078203 | 12.6474 | 0.072363 | 10.7081 | 0.15161 | 8.4932 | 0.15148 | 13.0139 | 0.070065 | 10.6067 | 0.1244 | 8.8082 | 0.11408
12.8518 | 0.067303 | 9.1045 | 0.13875 | 8.5235 | 0.10915 | 12.866 | 0.066267 | 9.4244 | 0.13882 | 9.157 | 0.078545 | 12.668 | 0.071888 | 10.7235 | 0.1515 | 8.5148 | 0.15116 | 13.0356 | 0.069649 | 10.622 | 0.1241 | 8.8305 | 0.11592
12.8729 | 0.067036 | 9.1267 | 0.13742 | 8.545 | 0.10582 | 12.8871 | 0.066164 | 9.4475 | 0.13842 | 9.1806 | 0.078979 | 12.6886 | 0.071459 | 10.7389 | 0.15121 | 8.5364 | 0.15039 | 13.0574 | 0.069301 | 10.6373 | 0.12398 | 8.8529 | 0.11748
12.8941 | 0.066768 | 9.1489 | 0.13665 | 8.5665 | 0.10273 | 12.9083 | 0.066105 | 9.4706 | 0.13795 | 9.2041 | 0.079419 | 12.7092 | 0.071088 | 10.7543 | 0.15073 | 8.558 | 0.14927 | 13.0792 | 0.069022 | 10.6525 | 0.12407 | 8.8752 | 0.11876
12.9152 | 0.066488 | 9.1711 | 0.13639 | 8.588 | 0.099961 | 12.9295 | 0.066085 | 9.4938 | 0.13735 | 9.2277 | 0.07975 | 12.7298 | 0.070779 | 10.7697 | 0.15007 | 8.5796 | 0.14794 | 13.101 | 0.068808 | 10.6678 | 0.1244 | 8.8976 | 0.11978
12.9364 | 0.066187 | 9.1933 | 0.13649 | 8.6095 | 0.09756 | 12.9507 | 0.066104 | 9.5169 | 0.13666 | 9.2513 | 0.079849 | 12.7504 | 0.070535 | 10.7851 | 0.14925 | 8.6012 | 0.14659 | 13.1228 | 0.068652 | 10.683 | 0.12496 | 8.9199 | 0.12056
12.9575 | 0.065858 | 9.2155 | 0.13683 | 8.631 | 0.095571 | 12.9719 | 0.066155 | 9.54 | 0.13591 | 9.2748 | 0.079634 | 12.7711 | 0.070352 | 10.8004 | 0.14831 | 8.6228 | 0.14538 | 13.1446 | 0.068544 | 10.6983 | 0.12576 | 8.9423 | 0.12117
12.9786 | 0.065496 | 9.2377 | 0.13726 | 8.6525 | 0.094005 | 12.9931 | 0.066231 | 9.5632 | 0.13515 | 9.2984 | 0.079055 | 12.7917 | 0.070225 | 10.8158 | 0.14729 | 8.6444 | 0.1444 | 13.1664 | 0.068471 | 10.7135 | 0.12679 | 8.9646 | 0.12166
12.9998 | 0.0651 | 9.2599 | 0.13774 | 8.674 | 0.092836 | 13.0143 | 0.06632 | 9.5863 | 0.13437 | 9.322 | 0.078109 | 12.8123 | 0.070145 | 10.8312 | 0.14623 | 8.666 | 0.14372 | 13.1881 | 0.068421 | 10.7288 | 0.12802 | 8.987 | 0.1221
13.0209 | 0.064671 | 9.2821 | 0.13825 | 8.6955 | 0.092007 | 13.0355 | 0.066413 | 9.6095 | 0.13351 | 9.3455 | 0.076838 | 12.8329 | 0.070093 | 10.8466 | 0.14519 | 8.6876 | 0.14334 | 13.2099 | 0.06838 | 10.7441 | 0.12941 | 9.0093 | 0.12256
13.042 | 0.064213 | 9.3044 | 0.13882 | 8.717 | 0.091439 | 13.0566 | 0.066494 | 9.6326 | 0.13248 | 9.3691 | 0.075326 | 12.8535 | 0.070056 | 10.862 | 0.14419 | 8.7092 | 0.1432 | 13.2317 | 0.068333 | 10.7593 | 0.13095 | 9.0317 | 0.12309
13.0632 | 0.063734 | 9.3266 | 0.13948 | 8.7385 | 0.09104 | 13.0778 | 0.06655 | 9.6557 | 0.13117 | 9.3927 | 0.073679 | 12.8741 | 0.070022 | 10.8774 | 0.14328 | 8.7308 | 0.14322 | 13.2535 | 0.068271 | 10.7746 | 0.1326 | 9.054 | 0.12376
13.0843 | 0.063243 | 9.3488 | 0.14022 | 8.76 | 0.09072 | 13.099 | 0.066564 | 9.6789 | 0.12951 | 9.4162 | 0.072011 | 12.8947 | 0.069977 | 10.8927 | 0.14247 | 8.7524 | 0.14328 | 13.2753 | 0.068186 | 10.7898 | 0.13432 | 9.0764 | 0.12463
13.1055 | 0.062752 | 9.371 | 0.14096 | 8.7815 | 0.0904 | 13.1202 | 0.06652 | 9.702 | 0.12749 | 9.4398 | 0.070429 | 12.9153 | 0.069913 | 10.9081 | 0.14178 | 8.774 | 0.14328 | 13.2971 | 0.068072 | 10.8051 | 0.13609 | 9.0987 | 0.12574
13.1266 | 0.062277 | 9.3932 | 0.14156 | 8.803 | 0.090021 | 13.1414 | 0.066404 | 9.7252 | 0.1252 | 9.4634 | 0.069015 | 12.9359 | 0.069821 | 10.9235 | 0.14121 | 8.7956 | 0.14309 | 13.3189 | 0.067924 | 10.8204 | 0.13787 | 9.1211 | 0.12713
13.1477 | 0.061833 | 9.4154 | 0.14186 | 8.8246 | 0.089552 | 13.1626 | 0.066203 | 9.7483 | 0.12275 | 9.4869 | 0.067823 | 12.9565 | 0.069696 | 10.9389 | 0.14077 | 8.8172 | 0.14265 | 13.3406 | 0.067738 | 10.8356 | 0.13962 | 9.1434 | 0.1288
13.1689 | 0.06143 | 9.4376 | 0.14169 | 8.8461 | 0.088997 | 13.1838 | 0.065902 | 9.7714 | 0.12031 | 9.5105 | 0.066877 | 12.9771 | 0.069533 | 10.9543 | 0.14045 | 8.8388 | 0.1419 | 13.3624 | 0.067512 | 10.8509 | 0.14131 | 9.1658 | 0.13074
13.19 | 0.061077 | 9.4598 | 0.14096 | 8.8676 | 0.088377 | 13.2049 | 0.065501 | 9.7946 | 0.11804 | 9.5341 | 0.066173 | 12.9977 | 0.069329 | 10.9697 | 0.14023 | 8.8604 | 0.14082 | 13.3842 | 0.067243 | 10.8661 | 0.14289 | 9.1881 | 0.13287
13.2112 | 0.060776 | 9.482 | 0.13961 | 8.8891 | 0.087728 | 13.2261 | 0.065006 | 9.8177 | 0.11609 | 9.5577 | 0.06569 | 13.0183 | 0.069085 | 10.9851 | 0.1401 | 8.882 | 0.13945 | 13.406 | 0.066928 | 10.8814 | 0.14435 | 9.2105 | 0.13506
13.2323 | 0.060527 | 9.5042 | 0.13769 | 8.9106 | 0.087086 | 13.2473 | 0.064425 | 9.8409 | 0.11456 | 9.5812 | 0.065402 | 13.0389 | 0.068805 | 11.0004 | 0.14004 | 8.9036 | 0.13785 | 13.4278 | 0.066561 | 10.8967 | 0.14566 | 9.2328 | 0.13718
13.2534 | 0.060324 | 9.5264 | 0.13534 | 8.9321 | 0.086491 | 13.2685 | 0.063767 | 9.864 | 0.11351 | 9.6048 | 0.065254 | 13.0595 | 0.06849 | 11.0158 | 0.14002 | 8.9252 | 0.13614 | 13.4496 | 0.066143 | 10.9119 | 0.1468 | 9.2552 | 0.13909
13.2746 | 0.060156 | 9.5486 | 0.1327 | 8.9536 | 0.085973 | 13.2897 | 0.063047 | 9.8871 | 0.11296 | 9.6284 | 0.065197 | 13.0801 | 0.068142 | 11.0312 | 0.14 | 8.9467 | 0.13443 | 13.4713 | 0.065673 | 10.9272 | 0.14777 | 9.2775 | 0.14068
13.2957 | 0.060007 | 9.5708 | 0.12991 | 8.9751 | 0.085557 | 13.3109 | 0.062281 | 9.9103 | 0.1128 | 9.6519 | 0.065182 | 13.1007 | 0.067763 | 11.0466 | 0.13995 | 8.9683 | 0.13284 | 13.4931 | 0.065149 | 10.9424 | 0.14855 | 9.2999 | 0.14186
13.3169 | 0.059863 | 9.593 | 0.12711 | 8.9966 | 0.085259 | 13.3321 | 0.061484 | 9.9334 | 0.11289 | 9.6755 | 0.065164 | 13.1213 | 0.067356 | 11.062 | 0.13985 | 8.9899 | 0.13147 | 13.5149 | 0.064569 | 10.9577 | 0.14917 | 9.3222 | 0.14262
13.338 | 0.059704 | 9.6152 | 0.12438 | 9.0181 | 0.085083 | 13.3532 | 0.060674 | 9.9566 | 0.11305 | 9.6991 | 0.065099 | 13.1419 | 0.066922 | 11.0774 | 0.13967 | 9.0115 | 0.13037 | 13.5367 | 0.063934 | 10.9729 | 0.14963 | 9.3446 | 0.14299
13.3591 | 0.05951 | 9.6374 | 0.12179 | 9.0396 | 0.085025 | 13.3744 | 0.059866 | 9.9797 | 0.11312 | 9.7226 | 0.064954 | 13.1625 | 0.066464 | 11.0928 | 0.13938 | 9.0331 | 0.12957 | 13.5585 | 0.063245 | 10.9882 | 0.14995 | 9.3669 | 0.14307
13.3803 | 0.059274 | 9.6596 | 0.11935 | 9.0611 | 0.085067 | 13.3956 | 0.059076 | 10.0028 | 0.11297 | 9.7462 | 0.064706 | 13.1831 | 0.065986 | 11.1081 | 0.13897 | 9.0547 | 0.12908 | 13.5803 | 0.062505 | 11.0035 | 0.15015 | 9.3893 | 0.14297
13.4014 | 0.058989 | 9.6818 | 0.11708 | 9.0826 | 0.085181 | 13.4168 | 0.058321 | 10.026 | 0.11257 | 9.7698 | 0.064346 | 13.2037 | 0.06549 | 11.1235 | 0.13844 | 9.0763 | 0.12884 | 13.6021 | 0.061719 | 11.0187 | 0.15026 | 9.4116 | 0.14282
13.4226 | 0.058659 | 9.704 | 0.11496 | 9.1041 | 0.085323 | 13.438 | 0.057611 | 10.0491 | 0.11196 | 9.7933 | 0.063877 | 13.2243 | 0.064984 | 11.1389 | 0.13777 | 9.0979 | 0.12881 | 13.6238 | 0.060893 | 11.034 | 0.15031 | 9.434 | 0.14272
13.4437 | 0.05829 | 9.7263 | 0.11299 | 9.1256 | 0.085429 | 13.4592 | 0.056957 | 10.0723 | 0.11127 | 9.8169 | 0.063312 | 13.2449 | 0.064473 | 11.1543 | 0.13698 | 9.1195 | 0.1289 | 13.6456 | 0.060038 | 11.0492 | 0.15033 | 9.4563 | 0.14276
13.4648 | 0.057896 | 9.7485 | 0.11122 | 9.1471 | 0.085437 | 13.4804 | 0.056368 | 10.0954 | 0.11062 | 9.8405 | 0.062668 | 13.2655 | 0.063961 | 11.1697 | 0.13607 | 9.1411 | 0.12908 | 13.6674 | 0.059168 | 11.0645 | 0.15033 | 9.4787 | 0.14295
13.486 | 0.057492 | 9.7707 | 0.10971 | 9.1687 | 0.085284 | 13.5015 | 0.055853 | 10.1185 | 0.11013 | 9.864 | 0.06196 | 13.2861 | 0.063452 | 11.1851 | 0.13509 | 9.1627 | 0.12927 | 13.6892 | 0.058295 | 11.0798 | 0.15034 | 9.501 | 0.14325
13.5071 | 0.057095 | 9.7929 | 0.10857 | 9.1902 | 0.084918 | 13.5227 | 0.055419 | 10.1417 | 0.10988 | 9.8876 | 0.061196 | 13.3068 | 0.06295 | 11.2005 | 0.13406 | 9.1843 | 0.12944 | 13.711 | 0.057433 | 11.095 | 0.15036 | 9.5234 | 0.14359
13.5283 | 0.05672 | 9.8151 | 0.10789 | 9.2117 | 0.084306 | 13.5439 | 0.055072 | 10.1648 | 0.10988 | 9.9112 | 0.060381 | 13.3274 | 0.062456 | 11.2158 | 0.13302 | 9.2059 | 0.12958 | 13.7328 | 0.056594 | 11.1103 | 0.1504 | 9.5457 | 0.14388
13.5494 | 0.056381 | 9.8373 | 0.10776 | 9.2332 | 0.083438 | 13.5651 | 0.054815 | 10.188 | 0.11014 | 9.9348 | 0.059511 | 13.348 | 0.06197 | 11.2312 | 0.13199 | 9.2275 | 0.12968 | 13.7546 | 0.055792 | 11.1255 | 0.15046 | 9.5681 | 0.14407
13.5705 | 0.056087 | 9.8595 | 0.10818 | 9.2547 | 0.082328 | 13.5863 | 0.054648 | 10.2111 | 0.11063 | 9.9583 | 0.058594 | 13.3686 | 0.061491 | 11.2466 | 0.13101 | 9.2491 | 0.12972 | 13.7763 | 0.055039 | 11.1408 | 0.15055 | 9.5904 | 0.1441
13.5917 | 0.055831 | 9.8817 | 0.10908 | 9.2762 | 0.08102 | 13.6075 | 0.054566 | 10.2342 | 0.11133 | 9.9819 | 0.05764 | 13.3892 | 0.061018 | 11.262 | 0.1301 | 9.2707 | 0.12971 | 13.7981 | 0.054346 | 11.1561 | 0.15066 | 9.6128 | 0.14396
13.6128 | 0.055602 | 9.9039 | 0.11026 | 9.2977 | 0.079575 | 13.6287 | 0.054563 | 10.2574 | 0.11218 | 10.0055 | 0.056669 | 13.4098 | 0.060546 | 11.2774 | 0.12928 | 9.2923 | 0.12963 | 13.8199 | 0.053721 | 11.1713 | 0.1508 | 9.6351 | 0.14368
13.634 | 0.055381 | 9.9261 | 0.1115 | 9.3192 | 0.078067 | 13.6498 | 0.054617 | 10.2805 | 0.11313 | 10.029 | 0.055715 | 13.4304 | 0.060072 | 11.2927 | 0.12856 | 9.3139 | 0.12943 | 13.8417 | 0.053182 | 11.1866 | 0.15096 | 9.6575 | 0.14332
13.6551 | 0.055147 | 9.9483 | 0.11261 | 9.3407 | 0.076572 | 13.671 | 0.054703 | 10.3037 | 0.11405 | 10.0526 | 0.054817 | 13.451 | 0.059595 | 11.3081 | 0.12794 | 9.3355 | 0.12906 | 13.8635 | 0.052723 | 11.2018 | 0.15115 | 9.6798 | 0.14294
13.6762 | 0.054874 | 9.9705 | 0.11344 | 9.3622 | 0.075159 | 13.6922 | 0.054795 | 10.3268 | 0.11482 | 10.0762 | 0.054018 | 13.4716 | 0.059114 | 11.3235 | 0.12743 | 9.3571 | 0.1285 | 13.8853 | 0.052344 | 11.2171 | 0.15137 | 9.7022 | 0.14265
13.6974 | 0.054539 | 9.9927 | 0.11391 | 9.3837 | 0.07388 | 13.7134 | 0.054866 | 10.3499 | 0.1153 | 10.0997 | 0.053354 | 13.4922 | 0.058631 | 11.3389 | 0.12702 | 9.3787 | 0.12769 | 13.9071 | 0.05204 | 11.2323 | 0.15163 | 9.7245 | 0.14251
13.7185 | 0.054121 | 10.0149 | 0.114 | 9.4052 | 0.072777 | 13.7346 | 0.054889 | 10.3731 | 0.11538 | 10.1233 | 0.052847 | 13.5128 | 0.058148 | 11.3543 | 0.12668 | 9.4003 | 0.12662 | 13.9288 | 0.051806 | 11.2476 | 0.15192 | 9.7469 | 0.14257
13.7397 | 0.053606 | 10.0371 | 0.11375 | 9.4267 | 0.071859 | 13.7558 | 0.054841 | 10.3962 | 0.11504 | 10.1469 | 0.052503 | 13.5334 | 0.057669 | 11.3697 | 0.12641 | 9.4219 | 0.12531 | 13.9506 | 0.051633 | 11.2629 | 0.15224 | 9.7692 | 0.14287
13.7608 | 0.052985 | 10.0593 | 0.11318 | 9.4482 | 0.071117 | 13.777 | 0.054703 | 10.4193 | 0.11427 | 10.1704 | 0.052309 | 13.554 | 0.057201 | 11.3851 | 0.12618 | 9.4435 | 0.12381 | 13.9724 | 0.051512 | 11.2781 | 0.1526 | 9.7916 | 0.1434
13.7819 | 0.052253 | 10.0815 | 0.11234 | 9.4697 | 0.07054 | 13.7982 | 0.054465 | 10.4425 | 0.11315 | 10.194 | 0.052233 | 13.5746 | 0.056749 | 11.4004 | 0.12599 | 9.4651 | 0.12221 | 13.9942 | 0.05143 | 11.2934 | 0.15299 | 9.8139 | 0.14409
13.8031 | 0.051419 | 10.1037 | 0.11126 | 9.4913 | 0.070121 | 13.8193 | 0.054121 | 10.4656 | 0.11179 | 10.2176 | 0.052239 | 13.5952 | 0.056321 | 11.4158 | 0.12582 | 9.4867 | 0.12063 | 14.016 | 0.051374 | 11.3086 | 0.15341 | 9.8363 | 0.14486
13.8242 | 0.050508 | 10.1259 | 0.11001 | 9.5128 | 0.069861 | 13.8405 | 0.053676 | 10.4888 | 0.11033 | 10.2411 | 0.052286 | 13.6158 | 0.055919 | 11.4312 | 0.12566 | 9.5083 | 0.11919 | 14.0378 | 0.051331 | 11.3239 | 0.15385 | 9.8586 | 0.14561
13.8454 | 0.049541 | 10.1482 | 0.10865 | 9.5343 | 0.069767 | 13.8617 | 0.053132 | 10.5119 | 0.10887 | 10.2647 | 0.052349 | 13.6364 | 0.055541 | 11.4466 | 0.1255 | 9.5299 | 0.11803 | 14.0595 | 0.051284 | 11.3392 | 0.1543 | 9.881 | 0.14627
13.8665 | 0.048541 | 10.1704 | 0.10725 | 9.5558 | 0.069852 | 13.8829 | 0.05252 | 10.535 | 0.10751 | 10.2883 | 0.052419 | 13.657 | 0.055187 | 11.462 | 0.12535 | 9.5515 | 0.11731 | 14.0813 | 0.051219 | 11.3544 | 0.15476 | 9.9033 | 0.14678
13.8876 | 0.047531 | 10.1926 | 0.10592 | 9.5773 | 0.070129 | 13.9041 | 0.051859 | 10.5582 | 0.10629 | 10.3118 | 0.052512 | 13.6776 | 0.05485 | 11.4774 | 0.12521 | 9.5731 | 0.11708 | 14.1031 | 0.051123 | 11.3697 | 0.1552 | 9.9257 | 0.14709
13.9088 | 0.046532 | 10.2148 | 0.10476 | 9.5988 | 0.070608 | 13.9253 | 0.051169 | 10.5813 | 0.10518 | 10.3354 | 0.052657 | 13.6982 | 0.054522 | 11.4928 | 0.12507 | 9.5947 | 0.11738 | 14.1249 | 0.050984 | 11.3849 | 0.15562 | 9.948 | 0.14719
13.9299 | 0.045563 | 10.237 | 0.10387 | 9.6203 | 0.071289 | 13.9465 | 0.050466 | 10.6045 | 0.10414 | 10.359 | 0.052898 | 13.7188 | 0.054192 | 11.5081 | 0.12495 | 9.6163 | 0.1182 | 14.1467 | 0.05079 | 11.4002 | 0.15602 | 9.9704 | 0.1471
13.9511 | 0.044638 | 10.2592 | 0.10333 | 9.6418 | 0.072155 | 13.9676 | 0.049764 | 10.6276 | 0.10312 | 10.3826 | 0.05328 | 13.7394 | 0.053849 | 11.5235 | 0.12484 | 9.6379 | 0.11947 | 14.1685 | 0.050533 | 11.4155 | 0.15637 | 9.9927 | 0.14686
13.9722 | 0.043769 | 10.2814 | 0.10321 | 9.6633 | 0.073179 | 13.9888 | 0.04907 | 10.6507 | 0.10207 | 10.4061 | 0.053846 | 13.76 | 0.053481 | 11.5389 | 0.12476 | 9.6595 | 0.12108 | 14.1903 | 0.050204 | 11.4307 | 0.15669 | 10.0151 | 0.14654
13.9933 | 0.042963 | 10.3036 | 0.10351 | 9.6848 | 0.07432 | 14.01 | 0.048386 | 10.6739 | 0.10104 | 10.4297 | 0.054632 | 13.7806 | 0.053072 | 11.5543 | 0.1247 | 9.6811 | 0.12288 | 14.212 | 0.049799 | 11.446 | 0.15696 | 10.0374 | 0.1462
14.0145 | 0.04223 | 10.3258 | 0.10416 | 9.7063 | 0.075531 | 14.0312 | 0.04771 | 10.697 | 0.1001 | 10.4533 | 0.055656 | 13.8012 | 0.052614 | 11.5697 | 0.12468 | 9.7027 | 0.12467 | 14.2338 | 0.049313 | 11.4612 | 0.15716 | 10.0598 | 0.1459
14.0356 | 0.041564 | 10.348 | 0.10509 | 9.7278 | 0.076754 | 14.0524 | 0.047035 | 10.7202 | 0.099409 | 10.4768 | 0.056918 | 13.8219 | 0.052102 | 11.5851 | 0.12469 | 9.7243 | 0.12627 | 14.2556 | 0.048741 | 11.4765 | 0.15731 | 10.0821 | 0.14568
14.0568 | 0.040965 | 10.3702 | 0.10614 | 9.7493 | 0.077943 | 14.0736 | 0.046351 | 10.7433 | 0.099097 | 10.5004 | 0.058393 | 13.8425 | 0.051537 | 11.6005 | 0.12473 | 9.7459 | 0.12751 | 14.2774 | 0.048088 | 11.4917 | 0.1574 | 10.1045 | 0.14556
14.0779 | 0.040429 | 10.3924 | 0.10716 | 9.7708 | 0.079057 | 14.0948 | 0.045646 | 10.7664 | 0.099229 | 10.524 | 0.060024 | 13.8631 | 0.050921 | 11.6158 | 0.12482 | 9.7675 | 0.12824 | 14.2992 | 0.047367 | 11.507 | 0.15741 | 10.1268 | 0.14553
14.099 | 0.039953 | 10.4146 | 0.10803 | 9.7923 | 0.080063 | 14.1159 | 0.044914 | 10.7896 | 0.099769 | 10.5475 | 0.06173 | 13.8837 | 0.050261 | 11.6312 | 0.12495 | 9.7891 | 0.12839 | 14.321 | 0.046589 | 11.5223 | 0.15736 | 10.1492 | 0.14553
14.1202 | 0.039533 | 10.4368 | 0.10867 | 9.8138 | 0.080935 | 14.1371 | 0.04415 | 10.8127 | 0.10056 | 10.5711 | 0.063406 | 13.9043 | 0.049567 | 11.6466 | 0.12512 | 9.8107 | 0.12792 | 14.3428 | 0.045767 | 11.5375 | 0.15725 | 10.1715 | 0.1455
14.1413 | 0.039162 | 10.459 | 0.10911 | 9.8354 | 0.08165 | 14.1583 | 0.043354 | 10.8359 | 0.10136 | 10.5947 | 0.064933 | 13.9249 | 0.04885 | 11.662 | 0.12534 | 9.8323 | 0.12689 | 14.3645 | 0.044915 | 11.5528 | 0.15711 | 10.1939 | 0.14538
14.1625 | 0.038833 | 10.4812 | 0.10942 | 9.8569 | 0.082189 | 14.1795 | 0.042528 | 10.859 | 0.10188 | 10.6182 | 0.066168 | 13.9455 | 0.048125 | 11.6774 | 0.1256 | 9.8539 | 0.12536 | 14.3863 | 0.044051 | 11.568 | 0.15695 | 10.2162 | 0.14511
14.1836 | 0.038535 | 10.5034 | 0.10974 | 9.8784 | 0.082537 | 14.2007 | 0.041678 | 10.8821 | 0.10185 | 10.6418 | 0.067029 | 13.9661 | 0.047403 | 11.6928 | 0.1259 | 9.8755 | 0.12351 | 14.4081 | 0.04319 | 11.5833 | 0.15681 | 10.2386 | 0.14466
14.2047 | 0.038257 | 10.5256 | 0.11019 | 9.8999 | 0.082685 | 14.2219 | 0.040813 | 10.9053 | 0.10112 | 10.6654 | 0.067463 | 13.9867 | 0.046702 | 11.7081 | 0.12621 | 9.8971 | 0.1215 | 14.4299 | 0.042348 | 11.5986 | 0.15672 | 10.2609 | 0.14402
14.2259 | 0.037987 | 10.5479 | 0.11083 | 9.9214 | 0.082634 | 14.2431 | 0.039944 | 10.9284 | 0.099672 | 10.6889 | 0.067458 | 14.0073 | 0.04603 | 11.7235 | 0.12655 | 9.9187 | 0.11947 | 14.4517 | 0.041539 | 11.6138 | 0.15672 | 10.2833 | 0.14324
14.247 | 0.037707 | 10.5701 | 0.11164 | 9.9429 | 0.082399 | 14.2642 | 0.039082 | 10.9516 | 0.097623 | 10.7125 | 0.067046 | 14.0279 | 0.045393 | 11.7389 | 0.12689 | 9.9403 | 0.11753 | 14.4735 | 0.040778 | 11.6291 | 0.15685 | 10.3056 | 0.14236
14.2682 | 0.037406 | 10.5923 | 0.11255 | 9.9644 | 0.08201 | 14.2854 | 0.038238 | 10.9747 | 0.095217 | 10.7361 | 0.066297 | 14.0485 | 0.044793 | 11.7543 | 0.12724 | 9.9619 | 0.11576 | 14.4953 | 0.04007 | 11.6443 | 0.15715 | 10.328 | 0.14147
14.2893 | 0.037073 | 10.6145 | 0.11339 | 9.9859 | 0.081514 | 14.3066 | 0.037425 | 10.9978 | 0.092747 | 10.7597 | 0.065306 | 14.0691 | 0.04423 | 11.7697 | 0.12759 | 9.9835 | 0.11418 | 14.517 | 0.039414 | 11.6596 | 0.15765 | 10.3503 | 0.14063
14.3104 | 0.036702 | 10.6367 | 0.11403 | 10.0074 | 0.080977 | 14.3278 | 0.036652 | 11.021 | 0.090498 | 10.7832 | 0.064177 | 14.0897 | 0.043702 | 11.7851 | 0.12794 | 10.0051 | 0.11279 | 14.5388 | 0.038809 | 11.6749 | 0.15839 | 10.3727 | 0.13993
14.3316 | 0.036288 | 10.6589 | 0.1143 | 10.0289 | 0.080479 | 14.349 | 0.035925 | 11.0441 | 0.088687 | 10.8068 | 0.063013 | 14.1103 | 0.043204 | 11.8004 | 0.12832 | 10.0267 | 0.11156 | 14.5606 | 0.038249 | 11.6901 | 0.15938 | 10.395 | 0.13943
14.3527 | 0.035834 | 10.6811 | 0.11417 | 10.0504 | 0.080087 | 14.3702 | 0.035248 | 11.0673 | 0.087434 | 10.8304 | 0.061899 | 14.1309 | 0.042729 | 11.8158 | 0.12873 | 10.0483 | 0.11045 | 14.5824 | 0.037725 | 11.7054 | 0.16059 | 10.4174 | 0.13917
14.3738 | 0.035342 | 10.7033 | 0.11364 | 10.0719 | 0.079854 | 14.3914 | 0.034624 | 11.0904 | 0.086756 | 10.8539 | 0.060897 | 14.1515 | 0.042271 | 11.8312 | 0.12922 | 10.0699 | 0.10943 | 14.6042 | 0.037228 | 11.7206 | 0.162 | 10.4397 | 0.13916
14.395 | 0.034823 | 10.7255 | 0.11276 | 10.0934 | 0.079805 | 14.4125 | 0.034054 | 11.1135 | 0.086588 | 10.8775 | 0.060045 | 14.1721 | 0.041824 | 11.8466 | 0.12982 | 10.0915 | 0.10846 | 14.626 | 0.036746 | 11.7359 | 0.16359 | 10.4621 | 0.13937
14.4161 | 0.034286 | 10.7477 | 0.11158 | 10.1149 | 0.079939 | 14.4337 | 0.033539 | 11.1367 | 0.08675 | 10.9011 | 0.059366 | 14.1927 | 0.04138 | 11.862 | 0.13054 | 10.113 | 0.10753 | 14.6478 | 0.03627 | 11.7512 | 0.1653 | 10.4844 | 0.13974
14.4373 | 0.033744 | 10.7699 | 0.11014 | 10.1364 | 0.080221 | 14.4549 | 0.033076 | 11.1598 | 0.087022 | 10.9246 | 0.058872 | 14.2133 | 0.040935 | 11.8774 | 0.13141 | 10.1347 | 0.10662 | 14.6695 | 0.035787 | 11.7664 | 0.16709 | 10.5068 | 0.14023
14.4584 | 0.033213 | 10.7921 | 0.10844 | 10.1579 | 0.080589 | 14.4761 | 0.032663 | 11.183 | 0.087182 | 10.9482 | 0.058577 | 14.2339 | 0.040487 | 11.8928 | 0.13244 | 10.1562 | 0.10575 | 14.6913 | 0.035287 | 11.7817 | 0.1689 | 10.5291 | 0.14076
14.4795 | 0.032703 | 10.8143 | 0.10651 | 10.1795 | 0.080961 | 14.4973 | 0.032294 | 11.2061 | 0.087041 | 10.9718 | 0.058502 | 14.2545 | 0.040034 | 11.9081 | 0.13362 | 10.1778 | 0.10491 | 14.7131 | 0.034765 | 11.7969 | 0.17068 | 10.5515 | 0.14132
14.5007 | 0.03222 | 10.8365 | 0.10436 | 10.201 | 0.081241 | 14.5185 | 0.031963 | 11.2292 | 0.086481 | 10.9953 | 0.058646 | 14.2752 | 0.039576 | 11.9235 | 0.13493 | 10.1994 | 0.1041 | 14.7349 | 0.034219 | 11.8122 | 0.17237 | 10.5738 | 0.14189
14.5218 | 0.031768 | 10.8587 | 0.10206 | 10.2225 | 0.081336 | 14.5397 | 0.031664 | 11.2524 | 0.085492 | 11.0189 | 0.059006 | 14.2957 | 0.039114 | 11.9389 | 0.13634 | 10.221 | 0.10332 | 14.7567 | 0.033649 | 11.8274 | 0.17393 | 10.5962 | 0.14251
14.543 | 0.031345 | 10.8809 | 0.09972 | 10.244 | 0.081165 | 14.5609 | 0.031384 | 11.2755 | 0.084174 | 11.0425 | 0.059558 | 14.3164 | 0.038649 | 11.9543 | 0.13778 | 10.2426 | 0.10257 | 14.7785 | 0.033056 | 11.8427 | 0.1753 | 10.6185 | 0.14322
14.5641 | 0.030948 | 10.9031 | 0.097453 | 10.2655 | 0.080668 | 14.582 | 0.031112 | 11.2986 | 0.082719 | 11.066 | 0.060247 | 14.337 | 0.03818 | 11.9697 | 0.13918 | 10.2642 | 0.10186 | 14.8002 | 0.032446 | 11.858 | 0.17648 | 10.6409 | 0.14409
14.5852 | 0.030567 | 10.9253 | 0.095371 | 10.287 | 0.079812 | 14.6032 | 0.03084 | 11.3218 | 0.081352 | 11.0896 | 0.060988 | 14.3576 | 0.037709 | 11.9851 | 0.14048 | 10.2858 | 0.10116 | 14.822 | 0.031822 | 11.8732 | 0.17747 | 10.6632 | 0.14519
14.6064 | 0.030193 | 10.9475 | 0.093536 | 10.3085 | 0.078571 | 14.6244 | 0.030559 | 11.3449 | 0.080275 | 11.1132 | 0.061677 | 14.3782 | 0.037235 | 12.0005 | 0.14157 | 10.3074 | 0.10047 | 14.8438 | 0.031192 | 11.8885 | 0.17828 | 10.6856 | 0.14654
14.6275 | 0.029812 | 10.9698 | 0.091948 | 10.33 | 0.077015 | 14.6456 | 0.030263 | 11.3681 | 0.0796 | 11.1367 | 0.062199 | 14.3988 | 0.036756 | 12.0158 | 0.14238 | 10.329 | 0.099771 | 14.8656 | 0.030562 | 11.9037 | 0.17892 | 10.7079 | 0.14811
14.6487 | 0.029411 | 10.992 | 0.090547 | 10.3515 | 0.075205 | 14.6668 | 0.029945 | 11.3912 | 0.079329 | 11.1603 | 0.062445 | 14.4194 | 0.03627 | 12.0312 | 0.14288 | 10.3506 | 0.09906 | 14.8874 | 0.029937 | 11.919 | 0.17946 | 10.7303 | 0.14985
14.6698 | 0.028973 | 11.0142 | 0.089248 | 10.373 | 0.073215 | 14.688 | 0.029602 | 11.4143 | 0.079348 | 11.1839 | 0.062328 | 14.44 | 0.035775 | 12.0466 | 0.14303 | 10.3722 | 0.098329 | 14.9092 | 0.029324 | 11.9343 | 0.17994 | 10.7526 | 0.1516
14.6909 | 0.028489 | 11.0364 | 0.087985 | 10.3945 | 0.071127 | 14.7092 | 0.029231 | 11.4375 | 0.079471 | 11.2075 | 0.061796 | 14.4606 | 0.035268 | 12.062 | 0.14283 | 10.3938 | 0.097585 | 14.931 | 0.028723 | 11.9495 | 0.18043 | 10.775 | 0.15322
14.7121 | 0.02795 | 11.0586 | 0.086752 | 10.416 | 0.069014 | 14.7303 | 0.028833 | 11.4606 | 0.079492 | 11.231 | 0.060835 | 14.4812 | 0.034747 | 12.0774 | 0.1423 | 10.4154 | 0.096843 | 14.9527 | 0.028136 | 11.9648 | 0.181 | 10.7973 | 0.15453
14.7332 | 0.027353 | 11.0808 | 0.085612 | 10.4375 | 0.066943 | 14.7515 | 0.028405 | 11.4838 | 0.079246 | 11.2546 | 0.059473 | 14.5018 | 0.03421 | 12.0928 | 0.1415 | 10.437 | 0.096127 | 14.9745 | 0.027562 | 11.98 | 0.18173 | 10.8197 | 0.15542
14.7544 | 0.026695 | 11.103 | 0.084675 | 10.459 | 0.064963 | 14.7727 | 0.02795 | 11.5069 | 0.078644 | 11.2782 | 0.057773 | 14.5224 | 0.033656 | 12.1082 | 0.1405 | 10.4586 | 0.095466 | 14.9963 | 0.027 | 11.9953 | 0.18271 | 10.842 | 0.1558
14.7755 | 0.025978 | 11.1252 | 0.084048 | 10.4805 | 0.063109 | 14.7939 | 0.027469 | 11.53 | 0.077673 | 11.3017 | 0.055815 | 14.543 | 0.033085 | 12.1235 | 0.13938 | 10.4802 | 0.094889 | 15.0181 | 0.026445 | 12.0106 | 0.18403 | 10.8644 | 0.15565
14.7966 | 0.025206 | 11.1474 | 0.083803 | 10.5021 | 0.061406 | 14.8151 | 0.026965 | 11.5532 | 0.076429 | 11.3253 | 0.053721 | 14.5636 | 0.032495 | 12.1389 | 0.13825 | 10.5018 | 0.094429 | 15.0399 | 0.025893 | 12.0258 | 0.18573 | 10.8867 | 0.15498
14.8178 | 0.024387 | 11.1696 | 0.083945 | 10.5236 | 0.059868 | 14.8363 | 0.026437 | 11.5763 | 0.075034 | 11.3489 | 0.051598 | 14.5842 | 0.031891 | 12.1543 | 0.13721 | 10.5234 | 0.094099 | 15.0617 | 0.025341 | 12.0411 | 0.18784 | 10.9091 | 0.15389
14.8389 | 0.02353 | 11.1918 | 0.084403 | 10.5451 | 0.058509 | 14.8575 | 0.025886 | 11.5995 | 0.073612 | 11.3724 | 0.049539 | 14.6048 | 0.031277 | 12.1697 | 0.13639 | 10.545 | 0.093914 | 15.0835 | 0.024785 | 12.0563 | 0.19036 | 10.9314 | 0.15247
14.8601 | 0.022648 | 11.214 | 0.085037 | 10.5666 | 0.057339 | 14.8786 | 0.025312 | 11.6226 | 0.072278 | 11.396 | 0.047621 | 14.6254 | 0.030658 | 12.1851 | 0.13586 | 10.5666 | 0.093891 | 15.1052 | 0.024218 | 12.0716 | 0.1933 | 10.9538 | 0.15086
14.8812 | 0.021754 | 11.2362 | 0.085663 | 10.5881 | 0.056374 | 14.8998 | 0.024714 | 11.6457 | 0.071118 | 11.4196 | 0.045902 | 14.646 | 0.03004 | 12.2005 | 0.13567 | 10.5882 | 0.094049 | 15.127 | 0.023639 | 12.0868 | 0.1966 | 10.9761 | 0.14918
14.9023 | 0.020866 | 11.2584 | 0.086083 | 10.6096 | 0.055638 | 14.921 | 0.024094 | 11.6689 | 0.070183 | 11.4431 | 0.044424 | 14.6666 | 0.029427 | 12.2158 | 0.13585 | 10.6098 | 0.094408 | 15.1488 | 0.023046 | 12.1021 | 0.20021 | 10.9985 | 0.14754
14.9235 | 0.020001 | 11.2806 | 0.086127 | 10.6311 | 0.055125 | 14.9422 | 0.023452 | 11.692 | 0.069473 | 11.4667 | 0.043211 | 14.6872 | 0.028827 | 12.2312 | 0.13641 | 10.6314 | 0.094991 | 15.1706 | 0.02244 | 12.1174 | 0.20406 | 11.0209 | 0.14605
14.9446 | 0.019172 | 11.3028 | 0.085692 | 10.6526 | 0.054837 | 14.9634 | 0.02279 | 11.7152 | 0.06894 | 11.4903 | 0.042275 | 14.7078 | 0.028244 | 12.2466 | 0.13731 | 10.653 | 0.095813 | 15.1924 | 0.021823 | 12.1326 | 0.20804 | 11.0432 | 0.14476
14.9658 | 0.018393 | 11.325 | 0.084768 | 10.6741 | 0.054765 | 14.9846 | 0.022111 | 11.7383 | 0.068497 | 11.5138 | 0.041617 | 14.7284 | 0.027683 | 12.262 | 0.1385 | 10.6746 | 0.096879 | 15.2142 | 0.021196 | 12.1479 | 0.21205 | 11.0656 | 0.14376
14.9869 | 0.017676 | 11.3472 | 0.083448 | 10.6956 | 0.054895 | 15.0058 | 0.021421 | 11.7614 | 0.068044 | 11.5374 | 0.04123 | 14.749 | 0.027149 | 12.2774 | 0.13991 | 10.6962 | 0.098172 | 15.236 | 0.020565 | 12.1631 | 0.21597 | 11.0879 | 0.14303
15.008 | 0.017031 | 11.3694 | 0.08191 | 10.7171 | 0.055203 | 15.0269 | 0.020725 | 11.7846 | 0.067503 | 11.561 | 0.041105 | 14.7697 | 0.026645 | 12.2928 | 0.14147 | 10.7178 | 0.099654 | 15.2577 | 0.019936 | 12.1784 | 0.21969 | 11.1103 | 0.1426
15.0292 | 0.016465 | 11.3917 | 0.080374 | 10.7386 | 0.055664 | 15.0481 | 0.020032 | 11.8077 | 0.066848 | 11.5846 | 0.041229 | 14.7903 | 0.026169 | 12.3081 | 0.14307 | 10.7394 | 0.10126 | 15.2795 | 0.019314 | 12.1937 | 0.22311 | 11.1326 | 0.14243
15.0503 | 0.015983 | 11.4139 | 0.079044 | 10.7601 | 0.056251 | 15.0693 | 0.019347 | 11.8309 | 0.066124 | 11.6081 | 0.041592 | 14.8109 | 0.025717 | 12.3235 | 0.14463 | 10.761 | 0.1029 | 15.3013 | 0.018707 | 12.2089 | 0.22618 | 11.155 | 0.1425
15.0715 | 0.015586 | 11.4361 | 0.078074 | 10.7816 | 0.056943 | 15.0905 | 0.018679 | 11.854 | 0.06543 | 11.6317 | 0.042182 | 14.8315 | 0.025286 | 12.3389 | 0.14605 | 10.7826 | 0.10447 | 15.3231 | 0.018128 | 12.2242 | 0.22885 | 11.1773 | 0.14275
15.0926 | 0.015276 | 11.4583 | 0.077471 | 10.8031 | 0.057729 | 15.1117 | 0.018035 | 11.8771 | 0.064896 | 11.6553 | 0.042995 | 14.8521 | 0.024869 | 12.3543 | 0.14729 | 10.8042 | 0.10587 | 15.3449 | 0.017582 | 12.2394 | 0.23109 | 11.1997 | 0.1431
15.1137 | 0.015054 | 11.4805 | 0.07715 | 10.8246 | 0.058607 | 15.1329 | 0.017423 | 11.9003 | 0.064636 | 11.6788 | 0.043998 | 14.8727 | 0.02446 | 12.3697 | 0.1483 | 10.8258 | 0.107 | 15.3667 | 0.017077 | 12.2547 | 0.23289 | 11.222 | 0.14347
15.1349 | 0.014906 | 11.5027 | 0.076971 | 10.8462 | 0.059592 | 15.1541 | 0.016849 | 11.9234 | 0.064712 | 11.7024 | 0.045165 | 14.8933 | 0.024052 | 12.3851 | 0.14907 | 10.8474 | 0.10779 | 15.3884 | 0.01662 | 12.27 | 0.23427 | 11.2444 | 0.14374
15.156 | 0.014825 | 11.5249 | 0.076782 | 10.8677 | 0.06071 | 15.1752 | 0.016319 | 11.9466 | 0.065135 | 11.726 | 0.046469 | 14.9139 | 0.023639 | 12.4005 | 0.14963 | 10.869 | 0.10823 | 15.4102 | 0.016218 | 12.2852 | 0.23526 | 11.2667 | 0.14384
15.1772 | 0.014802 | 11.5471 | 0.07646 | 10.8892 | 0.062 | 15.1964 | 0.015839 | 11.9697 | 0.065812 | 11.7495 | 0.047878 | 14.9345 | 0.023214 | 12.4159 | 0.14999 | 10.8906 | 0.10829 | 15.432 | 0.015876 | 12.3005 | 0.23587 | 11.2891 | 0.14368
15.1983 | 0.014828 | 11.5693 | 0.075938 | 10.9107 | 0.063508 | 15.2176 | 0.015414 | 11.9928 | 0.066634 | 11.7731 | 0.049361 | 14.9551 | 0.022771 | 12.4312 | 0.1502 | 10.9122 | 0.108 | 15.4538 | 0.015597 | 12.3157 | 0.23616 | 11.3114 | 0.14323
15.2194 | 0.014894 | 11.5915 | 0.075214 | 10.9322 | 0.065248 | 15.2388 | 0.01504 | 12.016 | 0.067485 | 11.7967 | 0.050885 | 14.9757 | 0.022307 | 12.4466 | 0.15031 | 10.9338 | 0.10738 | 15.4756 | 0.015383 | 12.331 | 0.2361 | 11.3338 | 0.14246
15.2406 | 0.014988 | 11.6137 | 0.07435 | 10.9537 | 0.067219 | 15.26 | 0.014715 | 12.0391 | 0.068264 | 11.8202 | 0.052416 | 14.9963 | 0.021822 | 12.462 | 0.15035 | 10.9554 | 0.10646 | 15.4974 | 0.015235 | 12.3462 | 0.23576 | 11.3561 | 0.14139
15.2617 | 0.015102 | 11.6359 | 0.073449 | 10.9752 | 0.069389 | 15.2812 | 0.014437 | 12.0623 | 0.068895 | 11.8438 | 0.053921 | 15.0169 | 0.021317 | 12.4774 | 0.15037 | 10.977 | 0.10529 | 15.5192 | 0.015152 | 12.3615 | 0.23514 | 11.3785 | 0.14004
15.2829 | 0.015222 | 11.6581 | 0.072634 | 10.9967 | 0.071695 | 15.3024 | 0.014202 | 12.0854 | 0.069335 | 11.8674 | 0.055366 | 15.0375 | 0.020796 | 12.4928 | 0.15039 | 10.9986 | 0.10389 | 15.5409 | 0.015131 | 12.3768 | 0.23423 | 11.4008 | 0.13846
15.304 | 0.01534 | 11.6803 | 0.072016 | 11.0182 | 0.074039 | 15.3235 | 0.014004 | 12.1085 | 0.069579 | 11.8909 | 0.056714 | 15.0581 | 0.020263 | 12.5082 | 0.15041 | 11.0202 | 0.1023 | 15.5627 | 0.015159 | 12.392 | 0.23303 | 11.4232 | 0.1367
15.3251 | 0.015441 | 11.7025 | 0.071679 | 11.0397 | 0.076299 | 15.3447 | 0.013838 | 12.1317 | 0.06966 | 11.9145 | 0.057923 | 15.0787 | 0.019723 | 12.5235 | 0.1504 | 11.0418 | 0.10058 | 15.5845 | 0.015225 | 12.4073 | 0.2315 | 11.4455 | 0.13478
15.3463 | 0.015515 | 11.7247 | 0.07167 | 11.0612 | 0.07834 | 15.3659 | 0.013697 | 12.1548 | 0.069636 | 11.9381 | 0.058946 | 15.0993 | 0.019182 | 12.5389 | 0.15032 | 11.0634 | 0.098739 | 15.6063 | 0.015319 | 12.4225 | 0.22965 | 11.4679 | 0.13272
15.3674 | 0.015553 | 11.7469 | 0.072008 | 11.0827 | 0.080028 | 15.3871 | 0.013577 | 12.1779 | 0.069578 | 11.9616 | 0.059734 | 15.1199 | 0.018648 | 12.5543 | 0.15014 | 11.085 | 0.09682 | 15.6281 | 0.015428 | 12.4378 | 0.22747 | 11.4902 | 0.13052
15.3886 | 0.015546 | 11.7691 | 0.072696 | 11.1042 | 0.08125 | 15.4083 | 0.013472 | 12.2011 | 0.069546 | 11.9852 | 0.060223 | 15.1405 | 0.018125 | 12.5697 | 0.14979 | 11.1066 | 0.094839 | 15.6499 | 0.015537 | 12.4531 | 0.22497 | 11.5126 | 0.1282
15.4097 | 0.015491 | 11.7913 | 0.073739 | 11.1257 | 0.081918 | 15.4295 | 0.013377 | 12.2242 | 0.069579 | 12.0088 | 0.060362 | 15.1611 | 0.017624 | 12.5851 | 0.14922 | 11.1282 | 0.092801 | 15.6717 | 0.015633 | 12.4683 | 0.22219 | 11.5349 | 0.12576
15.4308 | 0.015383 | 11.8136 | 0.075156 | 11.1472 | 0.081988 | 15.4507 | 0.013288 | 12.2474 | 0.069686 | 12.0324 | 0.060131 | 15.1817 | 0.017147 | 12.6005 | 0.14838 | 11.1498 | 0.090703 | 15.6934 | 0.015702 | 12.4836 | 0.21916 | 11.5573 | 0.12321
15.452 | 0.01522 | 11.8358 | 0.076948 | 11.1687 | 0.081459 | 15.4719 | 0.013202 | 12.2705 | 0.069847 | 12.0559 | 0.05952 | 15.2023 | 0.016697 | 12.6159 | 0.14725 | 11.1714 | 0.088539 | 15.7152 | 0.01573 | 12.4988 | 0.21598 | 11.5796 | 0.12056
15.4731 | 0.015006 | 11.858 | 0.079065 | 11.1903 | 0.080353 | 15.493 | 0.013118 | 12.2936 | 0.070022 | 12.0795 | 0.058535 | 15.2229 | 0.016277 | 12.6312 | 0.14582 | 11.193 | 0.086306 | 15.737 | 0.015701 | 12.5141 | 0.21275 | 11.602 | 0.11785
15.4943 | 0.014742 | 11.8802 | 0.081417 | 11.2118 | 0.078759 | 15.5142 | 0.013035 | 12.3168 | 0.070158 | 12.1031 | 0.05721 | 15.2435 | 0.015887 | 12.6466 | 0.14409 | 11.2146 | 0.084006 | 15.7588 | 0.015608 | 12.5294 | 0.20956 | 11.6243 | 0.1151
15.5154 | 0.014435 | 11.9024 | 0.083858 | 11.2333 | 0.076809 | 15.5354 | 0.012951 | 12.3399 | 0.070196 | 12.1266 | 0.055596 | 15.2642 | 0.015529 | 12.662 | 0.14209 | 11.2362 | 0.081656 | 15.7806 | 0.015445 | 12.5446 | 0.20653 | 11.6467 | 0.11233
15.5365 | 0.01409 | 11.9246 | 0.086206 | 11.2548 | 0.074618 | 15.5566 | 0.012867 | 12.3631 | 0.070075 | 12.1502 | 0.053762 | 15.2848 | 0.0152 | 12.6774 | 0.13987 | 11.2577 | 0.079276 | 15.8024 | 0.015212 | 12.5599 | 0.20372 | 11.669 | 0.10956
15.5577 | 0.013715 | 11.9468 | 0.088275 | 11.2763 | 0.072295 | 15.5778 | 0.012782 | 12.3862 | 0.069776 | 12.1738 | 0.051786 | 15.3054 | 0.0149 | 12.6928 | 0.13752 | 11.2794 | 0.076888 | 15.8242 | 0.014907 | 12.5751 | 0.20119 | 11.6914 | 0.10684
15.5788 | 0.013322 | 11.969 | 0.089921 | 11.2978 | 0.069932 | 15.599 | 0.012695 | 12.4093 | 0.069316 | 12.1973 | 0.049746 | 15.326 | 0.014627 | 12.7082 | 0.1351 | 11.301 | 0.07451 | 15.8459 | 0.014535 | 12.5904 | 0.19899 | 11.7137 | 0.10419
15.5999 | 0.012917 | 11.9912 | 0.091079 | 11.3193 | 0.067594 | 15.6202 | 0.012605 | 12.4325 | 0.06876 | 12.2209 | 0.04771 | 15.3466 | 0.01438 | 12.7235 | 0.13268 | 11.3225 | 0.072148 | 15.8677 | 0.014101 | 12.6056 | 0.19711 | 11.7361 | 0.10163
15.6211 | 0.012506 | 12.0134 | 0.09179 | 11.3408 | 0.065316 | 15.6413 | 0.01251 | 12.4556 | 0.068219 | 12.2445 | 0.045737 | 15.3672 | 0.014159 | 12.7389 | 0.13034 | 11.3441 | 0.069801 | 15.8895 | 0.013613 | 12.6209 | 0.19555 | 11.7584 | 0.099187
15.6422 | 0.012095 | 12.0356 | 0.092202 | 11.3623 | 0.063101 | 15.6625 | 0.012406 | 12.4788 | 0.067824 | 12.268 | 0.043862 | 15.3878 | 0.013958 | 12.7543 | 0.1281 | 11.3657 | 0.067459 | 15.9113 | 0.013082 | 12.6362 | 0.19424 | 11.7808 | 0.096891
15.6634 | 0.011687 | 12.0578 | 0.092541 | 11.3838 | 0.060927 | 15.6837 | 0.01229 | 12.5019 | 0.067707 | 12.2916 | 0.042102 | 15.4084 | 0.013778 | 12.7697 | 0.126 | 11.3873 | 0.065115 | 15.9331 | 0.012518 | 12.6514 | 0.19312 | 11.8031 | 0.094755
15.6845 | 0.011284 | 12.08 | 0.093062 | 11.4053 | 0.058753 | 15.7049 | 0.012157 | 12.525 | 0.06797 | 12.3152 | 0.040451 | 15.429 | 0.013618 | 12.7851 | 0.12406 | 11.4089 | 0.062768 | 15.9549 | 0.011933 | 12.6667 | 0.1921 | 11.8255 | 0.092786
15.7056 | 0.010888 | 12.1022 | 0.093985 | 11.4268 | 0.056529 | 15.7261 | 0.012004 | 12.5482 | 0.068664 | 12.3387 | 0.038892 | 15.4496 | 0.013476 | 12.8005 | 0.12226 | 11.4305 | 0.060435 | 15.9766 | 0.011342 | 12.6819 | 0.19106 | 11.8478 | 0.090976
15.7268 | 0.010498 | 12.1244 | 0.095439 | 11.4483 | 0.054215 | 15.7473 | 0.011826 | 12.5713 | 0.069776 | 12.3623 | 0.037383 | 15.4702 | 0.013352 | 12.8158 | 0.12059 | 11.4521 | 0.058157 | 15.9984 | 0.010757 | 12.6972 | 0.18992 | 11.8702 | 0.089308
15.7479 | 0.010113 | 12.1466 | 0.09742 | 11.4698 | 0.051787 | 15.7685 | 0.011618 | 12.5945 | 0.071214 | 12.3859 | 0.035885 | 15.4908 | 0.013246 | 12.8312 | 0.11902 | 11.4737 | 0.055983 | 16.0202 | 0.010187 | 12.7125 | 0.1886 | 11.8925 | 0.087753
15.7691 | 0.0097311 | 12.1688 | 0.099789 | 11.4913 | 0.04924 | 15.7896 | 0.011379 | 12.6176 | 0.072809 | 12.4095 | 0.034366 | 15.5114 | 0.013155 | 12.8466 | 0.11749 | 11.4953 | 0.05396 | 16.042 | 0.0096384 | 12.7277 | 0.18704 | 11.9149 | 0.086284
15.7902 | 0.0093501 | 12.191 | 0.1023 | 11.5129 | 0.046615 | 15.8108 | 0.011106 | 12.6407 | 0.074328 | 12.433 | 0.032805 | 15.532 | 0.013079 | 12.862 | 0.11595 | 11.5169 | 0.052128 | 16.0638 | 0.0091173 | 12.743 | 0.18519 | 11.9372 | 0.084878
15.8113 | 0.0089675 | 12.2132 | 0.10463 | 11.5344 | 0.043973 | 15.832 | 0.010798 | 12.6639 | 0.075494 | 12.4566 | 0.031193 | 15.5526 | 0.013015 | 12.8774 | 0.11435 | 11.5385 | 0.050505 | 16.0856 | 0.0086266 | 12.7582 | 0.18302 | 11.9596 | 0.083523
15.8325 | 0.0085812 | 12.2355 | 0.10649 | 11.5559 | 0.041388 | 15.8532 | 0.010457 | 12.687 | 0.076039 | 12.4802 | 0.029537 | 15.5732 | 0.01296 | 12.8928 | 0.11267 | 11.5601 | 0.049086 | 16.1074 | 0.0081673 | 12.7735 | 0.18052 | 11.9819 | 0.082223
15.8536 | 0.0081896 | 12.2577 | 0.10774 | 11.5774 | 0.038929 | 15.8744 | 0.010084 | 12.7102 | 0.075745 | 12.5037 | 0.02786 | 15.5938 | 0.012908 | 12.9082 | 0.11088 | 11.5817 | 0.047844 | 16.1291 | 0.0077387 | 12.7888 | 0.17768 | 12.0043 | 0.081
15.8748 | 0.0077915 | 12.2799 | 0.1083 | 11.5989 | 0.036661 | 15.8956 | 0.0096847 | 12.7333 | 0.074504 | 12.5273 | 0.026195 | 15.6144 | 0.012856 | 12.9236 | 0.10895 | 11.6033 | 0.046732 | 16.1509 | 0.0073391 | 12.804 | 0.17453 | 12.0266 | 0.079882
15.8959 | 0.0073863 | 12.3021 | 0.10821 | 11.6204 | 0.034625 | 15.9168 | 0.0092659 | 12.7564 | 0.072331 | 12.5509 | 0.024583 | 15.635 | 0.012799 | 12.9389 | 0.10688 | 11.6249 | 0.045695 | 16.1727 | 0.0069647 | 12.8193 | 0.17106 | 12.049 | 0.078895
15.917 | 0.0069741 | 12.3243 | 0.10755 | 11.6419 | 0.032841 | 15.9379 | 0.0088338 | 12.7796 | 0.069386 | 12.5744 | 0.023066 | 15.6556 | 0.012731 | 12.9543 | 0.10468 | 11.6465 | 0.044675 | 16.1945 | 0.0066085 | 12.8345 | 0.16734 | 12.0713 | 0.078055
15.9382 | 0.0065558 | 12.3465 | 0.10639 | 11.6634 | 0.031302 | 15.9591 | 0.0083947 | 12.8027 | 0.066004 | 12.598 | 0.021684 | 15.6762 | 0.012648 | 12.9697 | 0.10235 | 11.6681 | 0.04362 | 16.2163 | 0.0062655 | 12.8498 | 0.16339 | 12.0937 | 0.077364
15.9593 | 0.0061328 | 12.3687 | 0.10477 | 11.6849 | 0.02998 | 15.9803 | 0.0079546 | 12.8259 | 0.062518 | 12.6216 | 0.020465 | 15.6968 | 0.012545 | 12.9851 | 0.099899 | 11.6897 | 0.042482 | 16.2381 | 0.0059312 | 12.8651 | 0.15927 | 12.116 | 0.076806
15.9805 | 0.0057071 | 12.3909 | 0.10271 | 11.7064 | 0.028827 | 16.0015 | 0.0075186 | 12.849 | 0.059248 | 12.6451 | 0.019426 | 15.7174 | 0.012416 | 13.0005 | 0.097354 | 11.7113 | 0.041225 | 16.2599 | 0.0056019 | 12.8803 | 0.15498 | 12.1384 | 0.076341
16.0016 | 0.0052817 | 12.4131 | 0.10024 | 11.7279 | 0.027788 | 16.0227 | 0.0070914 | 12.8721 | 0.056455 | 12.6687 | 0.018573 | 15.738 | 0.012257 | 13.0159 | 0.094725 | 11.7329 | 0.039822 | 16.2816 | 0.0052746 | 12.8956 | 0.15056 | 12.1607 | 0.075911
16.0227 | 0.0048597 | 12.4353 | 0.097403 | 11.7494 | 0.026805 | 16.0439 | 0.0066765 | 12.8953 | 0.054306 | 12.6923 | 0.017897 | 15.7586 | 0.012062 | 13.0312 | 0.092035 | 11.7545 | 0.03825 | 16.3034 | 0.0049471 | 12.9108 | 0.14602 | 12.1831 | 0.075442
16.0439 | 0.0044438 | 12.4575 | 0.094341 | 11.7709 | 0.025828 | 16.0651 | 0.0062765 | 12.9184 | 0.052864 | 12.7158 | 0.017357 | 15.7792 | 0.011831 | 13.0466 | 0.089293 | 11.7761 | 0.036506 | 16.3252 | 0.0046186 | 12.9261 | 0.14138 | 12.2054 | 0.074855
16.065 | 0.0040371 | 12.4797 | 0.091242 | 11.7924 | 0.024812 | 16.0862 | 0.0058929 | 12.9416 | 0.052101 | 12.7394 | 0.016917 | 15.7998 | 0.011566 | 13.062 | 0.086506 | 11.7977 | 0.034617 | 16.347 | 0.004289 | 12.9413 | 0.13663 | 12.2278 | 0.074068
16.0862 | 0.0036424 | 12.5019 | 0.088328 | 11.8139 | 0.023734 | 16.1074 | 0.0055288 | 12.9647 | 0.051911 | 12.763 | 0.016533 | 15.8205 | 0.011265 | 13.0774 | 0.083674 | 11.8193 | 0.032624 | 16.3688 | 0.0039594 | 12.9566 | 0.13179 | 12.2501 | 0.07302
16.1073 | 0.0032624 | 12.5241 | 0.085805 | 11.8354 | 0.022592 | 16.1286 | 0.0051824 | 12.9878 | 0.052151 | 12.7865 | 0.016166 | 15.8411 | 0.010932 | 13.0928 | 0.080799 | 11.8409 | 0.03059 | 16.3906 | 0.003632 | 12.9719 | 0.12687 | 12.2725 | 0.07167
16.1284 | 0.0028995 | 12.5463 | 0.083817 | 11.857 | 0.021391 | 16.1498 | 0.0048533 | 13.011 | 0.05267 | 12.8101 | 0.015777 | 15.8617 | 0.010569 | 13.1082 | 0.077875 | 11.8625 | 0.028593 | 16.4124 | 0.0033091 | 12.9871 | 0.12187 | 12.2948 | 0.070014
16.1496 | 0.0025559 | 12.5685 | 0.082419 | 11.8785 | 0.020142 | 16.171 | 0.0045408 | 13.0341 | 0.05333 | 12.8337 | 0.015336 | 15.8823 | 0.010182 | 13.1235 | 0.074902 | 11.8841 | 0.02672 | 16.4341 | 0.0029932 | 13.0024 | 0.11682 | 12.3172 | 0.06808
16.1707 | 0.0022334 | 12.5907 | 0.081591 | 11.9 | 0.018861 | 16.1922 | 0.0042443 | 13.0573 | 0.054024 | 12.8573 | 0.014817 | 15.9029 | 0.009777 | 13.1389 | 0.071878 | 11.9057 | 0.025053 | 16.4559 | 0.002687 | 13.0176 | 0.11175 | 12.3395 | 0.065944
16.1919 | 0.0019345 | 12.6129 | 0.081216 | 11.9215 | 0.017561 | 16.2134 | 0.0039626 | 13.0804 | 0.054673 | 12.8808 | 0.014203 | 15.9235 | 0.009359 | 13.1543 | 0.068805 | 11.9273 | 0.023659 | 16.4777 | 0.002393 | 13.0329 | 0.10669 | 12.3619 | 0.063711
16.213 | 0.0016614 | 12.6351 | 0.081126 | 11.943 | 0.016253 | 16.2346 | 0.0036948 | 13.1035 | 0.055208 | 12.9044 | 0.013485 | 15.9441 | 0.008936 | 13.1697 | 0.065692 | 11.9489 | 0.022579 | 16.4995 | 0.0021135 | 13.0482 | 0.10168 | 12.3842 | 0.061468
16.2341 | 0.001413 | 12.6574 | 0.081166 | 11.9645 | 0.014947 | 16.2557 | 0.0034395 | 13.1267 | 0.055559 | 12.928 | 0.012661 | 15.9647 | 0.008517 | 13.1851 | 0.062556 | 11.9705 | 0.021824 | 16.5213 | 0.0018506 | 13.0634 | 0.096748 | 12.4066 | 0.05929
16.2553 | 0.0011894 | 12.6796 | 0.081184 | 11.986 | 0.013651 | 16.2769 | 0.0031954 | 13.1498 | 0.055641 | 12.9515 | 0.01174 | 15.9853 | 0.008107 | 13.2005 | 0.059423 | 11.9921 | 0.021367 | 16.5431 | 0.0016059 | 13.0787 | 0.091928 | 12.4289 | 0.057219
16.2764 | 0.00099056 | 12.7018 | 0.081038 | 12.0075 | 0.012376 | 16.2981 | 0.0029613 | 13.1729 | 0.055344 | 12.9751 | 0.010737 | 16.0059 | 0.007711 | 13.2159 | 0.056323 | 12.0137 | 0.021153 | 16.5648 | 0.001381 | 13.0939 | 0.087246 | 12.4513 | 0.055265
16.2976 | 0.00081606 | 12.724 | 0.080595 | 12.029 | 0.011135 | 16.3193 | 0.0027362 | 13.1961 | 0.054556 | 12.9987 | 0.0096799 | 16.0265 | 0.007334 | 13.2312 | 0.053285 | 12.0353 | 0.021102 | 16.5866 | 0.0011793 | 13.1092 | 0.082719 | 12.4736 | 0.053401
16.3187 | 0.00066519 | 12.7462 | 0.079736 | 12.0505 | 0.0099448 | 16.3405 | 0.0025191 | 13.2192 | 0.053231 | 13.0222 | 0.0086027 | 16.0471 | 0.006977 | 13.2466 | 0.05034 | 12.0569 | 0.02112 | 16.6084 | 0.00099909 | 13.1245 | 0.078354 | 12.496 | 0.051577
16.3398 | 0.00053696 | 12.7684 | 0.078371 | 12.072 | 0.0088259 | 16.3617 | 0.0023085 | 13.2424 | 0.05136 | 13.0458 | 0.0075495 | 16.0677 | 0.006641 | 13.262 | 0.047514 | 12.0785 | 0.021107 | 16.6302 | 0.00084018 | 13.1397 | 0.074152 | 12.5183 | 0.049724
16.361 | 0.00043021 | 12.7906 | 0.076445 | 12.0935 | 0.007806 | 16.3829 | 0.0021041 | 13.2655 | 0.048993 | 13.0694 | 0.0065589 | 16.0883 | 0.006325 | 13.2774 | 0.044827 | 12.1001 | 0.020974 | 16.652 | 0.00070233 | 13.155 | 0.070092 | 12.5407 | 0.04777
16.3821 | 0.0003436 | 12.8128 | 0.073958 | 12.115 | 0.0068986 | 16.404 | 0.0019059 | 13.2886 | 0.04624 | 13.0929 | 0.0056633 | 16.1089 | 0.006029 | 13.2928 | 0.04229 | 12.1217 | 0.020665 | 16.6738 | 0.00058494 | 13.1702 | 0.066139 | 12.563 | 0.045652
16.4033 | 0.00027575 | 12.835 | 0.070957 | 12.1365 | 0.006114 | 16.4252 | 0.0017143 | 13.3118 | 0.043247 | 13.1165 | 0.0048856 | 16.1295 | 0.005751 | 13.3082 | 0.039902 | 12.1433 | 0.020147 | 16.6956 | 0.00048711 | 13.1855 | 0.062263 | 12.5854 | 0.043327
16.4244 | 0.00022698 | 12.8572 | 0.067537 | 12.158 | 0.005457 | 16.4464 | 0.00153 | 13.3349 | 0.04017 | 13.1401 | 0.004237 | 16.1501 | 0.005486 | 13.3235 | 0.037655 | 12.1649 | 0.019413 | 16.7173 | 0.00040771 | 13.2007 | 0.058435 | 12.6077 | 0.040774
16.4455 | 0.00019378 | 12.8794 | 0.063811 | 12.1795 | 0.0049256 | 16.4676 | 0.0013541 | 13.3581 | 0.037152 | 13.1636 | 0.0037172 | 16.1707 | 0.00523 | 13.3389 | 0.035533 | 12.1865 | 0.018476 | 16.7391 | 0.00034535 | 13.216 | 0.05463 | 12.6301 | 0.037996
16.4667 | 0.00017469 | 12.9016 | 0.059896 | 12.2011 | 0.0045117 | 16.4888 | 0.0011879 | 13.3812 | 0.034291 | 13.1872 | 0.0033157 | 16.1913 | 0.00498 | 13.3543 | 0.033501 | 12.2081 | 0.017363 | 16.7609 | 0.00029847 | 13.2313 | 0.050831 | 12.6524 | 0.035031
16.4878 | 0.00016832 | 12.9238 | 0.055885 | 12.2226 | 0.0042027 | 16.51 | 0.0010329 | 13.4043 | 0.03163 | 13.2108 | 0.0030148 | 16.2119 | 0.004733 | 13.3697 | 0.031522 | 12.2297 | 0.016111 | 16.7827 | 0.00026574 | 13.2465 | 0.047031 | 12.6748 | 0.031948
16.509 | 0.0001733 | 12.946 | 0.051834 | 12.2441 | 0.0039825 | 16.5312 | 0.00089039 | 13.4275 | 0.029153 | 13.2343 | 0.0027928 | 16.2325 | 0.004487 | 13.3851 | 0.029566 | 12.2513 | 0.01476 | 16.8045 | 0.00024566 | 13.2618 | 0.043234 | 12.6971 | 0.028815
16.5301 | 0.00018818 | 12.9682 | 0.047764 | 12.2656 | 0.0038335 | 16.5523 | 0.00076305 | 13.4506 | 0.026794 | 13.2579 | 0.0026274 | 16.2531 | 0.004241 | 13.4005 | 0.027608 | 12.2729 | 0.013351 | 16.8263 | 0.00023499 | 13.277 | 0.039453 | 12.7195 | 0.025702
16.5512 | 0.00021142 | 12.9904 | 0.04366 | 12.2871 | 0.0037373 | 16.5735 | 0.00065089 | 13.4738 | 0.024468 | 13.2815 | 0.0024982 | 16.2737 | 0.003993 | 13.4159 | 0.025631 | 12.2945 | 0.011921 | 16.8481 | 0.00023178 | 13.2923 | 0.035712 | 12.7418 | 0.022674
16.5724 | 0.00024136 | 13.0126 | 0.039502 | 12.3086 | 0.0036753 | 16.5947 | 0.00055389 | 13.4969 | 0.022093 | 13.3051 | 0.0023881 | 16.2944 | 0.003744 | 13.4313 | 0.023627 | 12.3161 | 0.010503 | 16.8698 | 0.00023413 | 13.3076 | 0.032054 | 12.7642 | 0.019784
16.5935 | 0.00027613 | 13.0348 | 0.035284 | 12.3301 | 0.0036294 | 16.6159 | 0.00047184 | 13.52 | 0.019623 | 13.3286 | 0.0022842 | 16.3149 | 0.003492 | 13.4466 | 0.021599 | 12.3377 | 0.009128 | 16.8916 | 0.00024021 | 13.3228 | 0.028514 | 12.7865 | 0.017073
16.6147 | 0.00031371 | 13.057 | 0.031026 | 12.3516 | 0.0035826 | 16.6371 | 0.00040406 | 13.5432 | 0.017063 | 13.3522 | 0.0021771 | 16.3356 | 0.003241 | 13.462 | 0.019559 | 12.3593 | 0.007822 | 16.9134 | 0.00024833 | 13.3381 | 0.025127 | 12.8089 | 0.014569
16.6358 | 0.00035179 | 13.0793 | 0.026783 | 12.3731 | 0.0035187 | 16.6583 | 0.00034939 | 13.5663 | 0.014464 | 13.3758 | 0.0020592 | 16.3562 | 0.002989 | 13.4774 | 0.017526 | 12.3809 | 0.006607 | 16.9352 | 0.00025692 | 13.3533 | 0.021925 | 12.8312 | 0.012288
16.6569 | 0.00038766 | 13.1015 | 0.022639 | 12.3946 | 0.0034204 | 16.6795 | 0.00030626 | 13.5895 | 0.011921 | 13.3993 | 0.0019276 | 16.3768 | 0.002741 | 13.4928 | 0.015525 | 12.4024 | 0.005509 | 16.957 | 0.00026464 | 13.3686 | 0.018939 | 12.8536 | 0.010237
16.6781 | 0.00041915 | 13.1237 | 0.018694 | 12.4161 | 0.0032797 | 16.7006 | 0.00027285 | 13.6126 | 0.0095473 | 13.4229 | 0.0017806 | 16.3974 | 0.002496 | 13.5082 | 0.013592 | 12.424 | 0.004531 | 16.9788 | 0.00027035 | 13.3839 | 0.016188 | 12.8759 | 0.008414
16.6992 | 0.00044431 | 13.1459 | 0.015047 | 12.4376 | 0.0030917 | 16.7218 | 0.00024716 | 13.6357 | 0.0074245 | 13.4465 | 0.0016188 | 16.418 | 0.002257 | 13.5236 | 0.011757 | 12.4457 | 0.003676 | 17.0006 | 0.0002729 | 13.3991 | 0.013687 | 12.8983 | 0.0068158
16.7204 | 0.00046155 | 13.1681 | 0.011784 | 12.4591 | 0.002857 | 16.743 | 0.00022719 | 13.6589 | 0.0056062 | 13.47 | 0.0014444 | 16.4386 | 0.002025 | 13.5389 | 0.010041 | 12.4672 | 0.002944 | 17.0223 | 0.00027169 | 13.4144 | 0.011444 | 12.9206 | 0.0054337
16.7415 | 0.00046976 | 13.1903 | 0.0089615 | 12.4806 | 0.0025814 | 16.7642 | 0.0002111 | 13.682 | 0.0041111 | 13.4936 | 0.0012617 | 16.4592 | 0.001801 | 13.5543 | 0.008464 | 12.4888 | 0.002326 | 17.0441 | 0.00026669 | 13.4296 | 0.0094593 | 12.943 | 0.0042611
16.7626 | 0.00046837 | 13.2125 | 0.0066056 | 12.5021 | 0.0022755 | 16.7854 | 0.00019716 | 13.7052 | 0.0029276 | 13.5172 | 0.0010762 | 16.4798 | 0.001589 | 13.5697 | 0.00704 | 12.5105 | 0.001814 | 17.0659 | 0.00025793 | 13.4449 | 0.0077257 | 12.9653 | 0.0032913

## FM 3.25
Frequency (Hz) |  |  |  | Response (MW)
| Inertia |  |  |  | Inertia
t (s) | 100 GVA.s | 150 GVA.s | 200 GVA.s | t (s) | 100 GVA.s | 150 GVA.s | 200 GVA.s
0 | 49.8938 | 49.8959 | 49.8969 | 0 | 103.256 | 63.8872 | 63.4986
0.05 | 49.8876 | 49.8917 | 49.8938 | 0.05 | 103.256 | 63.8872 | 63.4986
0.1 | 49.8815 | 49.8876 | 49.8907 | 0.1 | 103.256 | 63.8872 | 63.4986
0.15 | 49.8754 | 49.8835 | 49.8876 | 0.15 | 103.256 | 63.8872 | 63.4986
0.2 | 49.8693 | 49.8794 | 49.8845 | 0.2 | 103.256 | 63.8872 | 63.4986
0.25 | 49.8633 | 49.8754 | 49.8815 | 0.25 | 103.256 | 63.8872 | 63.4986
0.3 | 49.8573 | 49.8713 | 49.8784 | 0.3 | 103.256 | 63.8872 | 63.4986
0.35 | 49.8514 | 49.8673 | 49.8753 | 0.35 | 103.256 | 63.8872 | 63.4986
0.4 | 49.8455 | 49.8633 | 49.8723 | 0.4 | 103.256 | 63.8872 | 63.4986
0.45 | 49.8396 | 49.8593 | 49.8693 | 0.45 | 103.256 | 63.8872 | 63.4986
0.5 | 49.8338 | 49.8553 | 49.8663 | 0.5 | 103.256 | 63.8872 | 63.4986
0.55 | 49.828 | 49.8513 | 49.8633 | 0.55 | 103.256 | 63.8872 | 63.4986
0.6 | 49.8222 | 49.8474 | 49.8602 | 0.6 | 103.256 | 63.8872 | 63.4986
0.65 | 49.8165 | 49.8434 | 49.8573 | 0.65 | 103.256 | 63.8872 | 63.4986
0.7 | 49.8108 | 49.8395 | 49.8543 | 0.7 | 103.256 | 63.8872 | 63.4986
0.75 | 49.8051 | 49.8356 | 49.8513 | 0.75 | 103.256 | 63.8872 | 63.4986
0.8 | 49.7995 | 49.8318 | 49.8483 | 0.8 | 103.256 | 63.8872 | 63.4986
0.85 | 49.7939 | 49.8279 | 49.8454 | 0.85 | 103.256 | 63.8872 | 63.4986
0.9 | 49.7884 | 49.824 | 49.8424 | 0.9 | 103.256 | 63.8872 | 63.4986
0.95 | 49.7828 | 49.8202 | 49.8395 | 0.95 | 103.256 | 63.8872 | 63.4986
1 | 49.7774 | 49.8164 | 49.8366 | 1 | 103.256 | 63.8872 | 63.4986
1.05 | 49.7719 | 49.8126 | 49.8337 | 1.05 | 103.256 | 63.8872 | 63.4986
1.1 | 49.7665 | 49.8088 | 49.8308 | 1.1 | 103.256 | 63.8872 | 63.4986
1.15 | 49.7611 | 49.805 | 49.8279 | 1.15 | 103.256 | 63.8872 | 63.4986
1.2 | 49.7558 | 49.8013 | 49.825 | 1.2 | 103.256 | 63.8872 | 63.4986
1.25 | 49.7504 | 49.7975 | 49.8221 | 1.25 | 103.256 | 63.8872 | 63.4986
1.3 | 49.7452 | 49.7938 | 49.8192 | 1.3 | 103.256 | 63.8872 | 63.4986
1.35 | 49.7399 | 49.7901 | 49.8163 | 1.35 | 103.256 | 63.8872 | 63.4986
1.4 | 49.7347 | 49.7864 | 49.8135 | 1.4 | 103.256 | 63.8872 | 63.4986
1.45 | 49.7295 | 49.7827 | 49.8106 | 1.45 | 103.256 | 63.8872 | 63.4986
1.5 | 49.7244 | 49.7791 | 49.8078 | 1.5 | 103.256 | 63.8872 | 63.4986
1.55 | 49.7192 | 49.7754 | 49.805 | 1.55 | 103.256 | 63.8872 | 63.4986
1.6 | 49.7142 | 49.7718 | 49.8022 | 1.6 | 103.256 | 63.8872 | 63.4986
1.65 | 49.7091 | 49.7682 | 49.7993 | 1.65 | 103.256 | 63.8872 | 63.4986
1.7 | 49.7041 | 49.7646 | 49.7965 | 1.7 | 103.256 | 63.8872 | 63.4986
1.75 | 49.6991 | 49.761 | 49.7938 | 1.75 | 103.256 | 63.8872 | 63.4986
1.8 | 49.6941 | 49.7574 | 49.791 | 1.8 | 103.256 | 63.8872 | 63.4986
1.85 | 49.6892 | 49.7538 | 49.7882 | 1.85 | 103.256 | 63.8872 | 63.4986
1.9 | 49.6843 | 49.7503 | 49.7854 | 1.9 | 103.256 | 63.8872 | 63.4986
1.95 | 49.6794 | 49.7468 | 49.7827 | 1.95 | 103.256 | 63.8872 | 63.4986
2 | 49.6746 | 49.7433 | 49.7799 | 2 | 106.9383 | 66.1655 | 65.763
2.05 | 49.6699 | 49.7398 | 49.7772 | 2.05 | 110.6205 | 68.4438 | 68.0275
2.1 | 49.6652 | 49.7364 | 49.7745 | 2.1 | 114.3028 | 70.7222 | 70.292
2.15 | 49.6607 | 49.733 | 49.7719 | 2.15 | 117.9851 | 73.0005 | 72.5564
2.2 | 49.6562 | 49.7296 | 49.7692 | 2.2 | 121.6674 | 75.2788 | 74.8209
2.25 | 49.6518 | 49.7263 | 49.7666 | 2.25 | 125.3497 | 77.5572 | 77.0854
2.3 | 49.6474 | 49.723 | 49.764 | 2.3 | 129.032 | 79.8355 | 79.3499
2.35 | 49.6431 | 49.7197 | 49.7614 | 2.35 | 132.7143 | 82.1138 | 81.6143
2.4 | 49.6389 | 49.7165 | 49.7589 | 2.4 | 136.3966 | 84.3921 | 83.8788
2.45 | 49.6348 | 49.7133 | 49.7563 | 2.45 | 140.0789 | 86.6705 | 86.1433
2.5 | 49.6307 | 49.7101 | 49.7538 | 2.5 | 143.7611 | 88.9488 | 88.4077
2.55 | 49.6267 | 49.707 | 49.7513 | 2.55 | 147.4434 | 91.2271 | 90.6722
2.6 | 49.6228 | 49.7039 | 49.7489 | 2.6 | 151.1257 | 93.5055 | 92.9367
2.65 | 49.619 | 49.7008 | 49.7464 | 2.65 | 154.808 | 95.7838 | 95.2011
2.7 | 49.6152 | 49.6978 | 49.744 | 2.7 | 158.4903 | 98.0621 | 97.4656
2.75 | 49.6115 | 49.6948 | 49.7416 | 2.75 | 162.1726 | 100.3404 | 99.7301
2.8 | 49.6078 | 49.6918 | 49.7392 | 2.8 | 165.8549 | 102.6188 | 101.9946
2.85 | 49.6043 | 49.6889 | 49.7368 | 2.85 | 169.5372 | 104.8971 | 104.259
2.9 | 49.6008 | 49.686 | 49.7345 | 2.9 | 173.2195 | 107.1754 | 106.4979
2.95 | 49.5973 | 49.6831 | 49.7322 | 2.95 | 176.9018 | 109.4538 | 108.6911
3 | 49.594 | 49.6802 | 49.7299 | 3 | 180.584 | 111.7321 | 110.8776
3.05 | 49.5907 | 49.6774 | 49.7276 | 3.05 | 184.2663 | 114.0104 | 113.0572
3.1 | 49.5874 | 49.6746 | 49.7253 | 3.1 | 187.9486 | 116.2888 | 115.2301
3.15 | 49.5842 | 49.6718 | 49.7231 | 3.15 | 191.6309 | 118.5671 | 117.3961
3.2 | 49.5811 | 49.6691 | 49.7209 | 3.2 | 195.3132 | 120.8454 | 119.5555
3.25 | 49.5781 | 49.6664 | 49.7187 | 3.25 | 198.9955 | 123.1237 | 121.7081
3.3 | 49.5751 | 49.6637 | 49.7165 | 3.3 | 202.6778 | 125.4021 | 123.854
3.35 | 49.5722 | 49.6611 | 49.7144 | 3.35 | 206.3601 | 127.6804 | 125.9932
3.4 | 49.5694 | 49.6585 | 49.7122 | 3.4 | 210.0424 | 129.9587 | 128.1257
3.45 | 49.5666 | 49.6559 | 49.7101 | 3.45 | 213.7247 | 132.2371 | 130.2516
3.5 | 49.5639 | 49.6534 | 49.708 | 3.5 | 217.4069 | 134.5154 | 132.3709
3.55 | 49.5612 | 49.6508 | 49.706 | 3.55 | 221.0892 | 136.7937 | 134.4836
3.6 | 49.5586 | 49.6484 | 49.7039 | 3.6 | 224.7715 | 139.072 | 136.5897
3.65 | 49.5561 | 49.6459 | 49.7019 | 3.65 | 228.4538 | 141.3504 | 138.6892
3.7 | 49.5536 | 49.6435 | 49.6998 | 3.7 | 232.1361 | 143.6287 | 140.7822
3.75 | 49.5512 | 49.6411 | 49.6978 | 3.75 | 235.8184 | 145.907 | 142.8687
3.8 | 49.5488 | 49.6387 | 49.6959 | 3.8 | 239.5007 | 148.1854 | 144.9486
3.85 | 49.5465 | 49.6363 | 49.6939 | 3.85 | 243.183 | 150.4637 | 147.0221
3.9 | 49.5443 | 49.634 | 49.692 | 3.9 | 246.8653 | 152.742 | 149.0892
3.95 | 49.5421 | 49.6317 | 49.6901 | 3.95 | 250.5476 | 155.0203 | 151.1498
4 | 49.54 | 49.6295 | 49.6881 | 4 | 254.2298 | 157.2987 | 153.1934
4.05 | 49.538 | 49.6272 | 49.6863 | 4.05 | 257.9121 | 159.577 | 155.2201
4.1 | 49.536 | 49.625 | 49.6844 | 4.1 | 261.5944 | 161.8553 | 157.23
4.15 | 49.534 | 49.6229 | 49.6826 | 4.15 | 265.2767 | 164.1337 | 159.2231
4.2 | 49.5321 | 49.6207 | 49.6807 | 4.2 | 268.959 | 166.412 | 161.1994
4.25 | 49.5303 | 49.6186 | 49.6789 | 4.25 | 272.6413 | 168.6903 | 163.159
4.3 | 49.5286 | 49.6165 | 49.6771 | 4.3 | 276.3236 | 170.9687 | 165.102
4.35 | 49.5269 | 49.6144 | 49.6753 | 4.35 | 280.0059 | 173.247 | 167.0284
4.4 | 49.5252 | 49.6124 | 49.6736 | 4.4 | 283.6882 | 175.5253 | 168.9383
4.45 | 49.5236 | 49.6104 | 49.6718 | 4.45 | 287.3705 | 177.8036 | 170.8316
4.5 | 49.5221 | 49.6084 | 49.6701 | 4.5 | 291.0527 | 180.082 | 172.7085
4.55 | 49.5206 | 49.6064 | 49.6684 | 4.55 | 294.735 | 182.3603 | 174.5691
4.6 | 49.5191 | 49.6045 | 49.6667 | 4.6 | 298.4173 | 184.6386 | 176.4133
4.65 | 49.5178 | 49.6026 | 49.665 | 4.65 | 302.0996 | 186.917 | 178.2412
4.7 | 49.5165 | 49.6007 | 49.6634 | 4.7 | 305.7819 | 189.1953 | 180.0529
4.75 | 49.5152 | 49.5989 | 49.6618 | 4.75 | 309.4642 | 191.4736 | 181.8484
4.8 | 49.514 | 49.5971 | 49.6601 | 4.8 | 313.1465 | 193.7519 | 183.6277
4.85 | 49.5128 | 49.5953 | 49.6585 | 4.85 | 316.8288 | 196.0303 | 185.391
4.9 | 49.5117 | 49.5935 | 49.6569 | 4.9 | 320.5111 | 198.3086 | 187.1384
4.95 | 49.5106 | 49.5918 | 49.6553 | 4.95 | 324.1933 | 200.5869 | 188.8701
5 | 49.5096 | 49.59 | 49.6538 | 5 | 327.8756 | 202.8653 | 190.5862
5.05 | 49.5087 | 49.5883 | 49.6522 | 5.05 | 331.5579 | 205.1436 | 192.2869
5.1 | 49.5078 | 49.5867 | 49.6507 | 5.1 | 335.2402 | 207.4219 | 193.9721
5.15 | 49.5069 | 49.585 | 49.6492 | 5.15 | 338.9225 | 209.7003 | 195.642
5.2 | 49.5062 | 49.5834 | 49.6477 | 5.2 | 342.6048 | 211.9786 | 197.2967
5.25 | 49.5054 | 49.5818 | 49.6462 | 5.25 | 346.2871 | 214.2569 | 198.9362
5.3 | 49.5047 | 49.5803 | 49.6447 | 5.3 | 349.9694 | 216.5352 | 200.5606
5.35 | 49.5041 | 49.5787 | 49.6433 | 5.35 | 353.6517 | 218.8136 | 202.1699
5.4 | 49.5035 | 49.5772 | 49.6418 | 5.4 | 357.334 | 221.0919 | 203.7644
5.45 | 49.5029 | 49.5757 | 49.6404 | 5.45 | 361.0162 | 223.3702 | 205.3439
5.5 | 49.5024 | 49.5743 | 49.639 | 5.5 | 364.6985 | 225.6486 | 206.9087
5.55 | 49.502 | 49.5728 | 49.6376 | 5.55 | 368.3808 | 227.9269 | 208.4588
5.6 | 49.5016 | 49.5714 | 49.6362 | 5.6 | 372.0631 | 230.2052 | 209.9942
5.65 | 49.5012 | 49.57 | 49.6348 | 5.65 | 375.7454 | 232.4835 | 211.5151
5.7 | 49.5009 | 49.5687 | 49.6335 | 5.7 | 379.4277 | 234.7619 | 213.0215
5.75 | 49.5007 | 49.5673 | 49.6321 | 5.75 | 383.11 | 237.0402 | 214.5135
5.8 | 49.5005 | 49.566 | 49.6308 | 5.8 | 386.7923 | 239.3185 | 215.9912
5.85 | 49.5003 | 49.5647 | 49.6295 | 5.85 | 390.4746 | 241.5969 | 217.4546
5.9 | 49.5002 | 49.5635 | 49.6282 | 5.9 | 394.1569 | 243.8752 | 218.9039
5.95 | 49.5001 | 49.5622 | 49.6269 | 5.95 | 397.8391 | 246.1535 | 220.339
6 | 49.5001 | 49.561 | 49.6256 | 6 | 401.5214 | 248.4319 | 221.7601
6.05 | 49.5001 | 49.5598 | 49.6244 | 6.05 | 405.2037 | 250.7102 | 223.1674
6.1 | 49.5002 | 49.5587 | 49.6231 | 6.1 | 408.886 | 252.9885 | 224.561
6.15 | 49.5003 | 49.5575 | 49.6219 | 6.15 | 412.5683 | 255.2668 | 225.9409
6.2 | 49.5005 | 49.5564 | 49.6206 | 6.2 | 416.2506 | 257.5452 | 227.3074
6.25 | 49.5007 | 49.5553 | 49.6194 | 6.25 | 419.9329 | 259.8235 | 228.6604
6.3 | 49.5009 | 49.5542 | 49.6182 | 6.3 | 423.6152 | 262.1018 | 230.0002
6.35 | 49.5012 | 49.5532 | 49.617 | 6.35 | 427.2975 | 264.3802 | 231.3269
6.4 | 49.5015 | 49.5521 | 49.6158 | 6.4 | 430.9798 | 266.6585 | 232.6405
6.45 | 49.5019 | 49.5511 | 49.6147 | 6.45 | 434.662 | 268.9368 | 233.9413
6.5 | 49.5023 | 49.5502 | 49.6135 | 6.5 | 438.3443 | 271.2151 | 235.2292
6.55 | 49.5028 | 49.5492 | 49.6124 | 6.55 | 442.0266 | 273.4935 | 236.5045
6.6 | 49.5033 | 49.5483 | 49.6112 | 6.6 | 445.7089 | 275.7718 | 237.7672
6.65 | 49.5039 | 49.5474 | 49.6101 | 6.65 | 449.3912 | 278.0501 | 239.0175
6.7 | 49.5045 | 49.5465 | 49.609 | 6.7 | 453.0735 | 280.3285 | 240.2554
6.75 | 49.5051 | 49.5456 | 49.6079 | 6.75 | 456.7558 | 282.6068 | 241.4811
6.8 | 49.5058 | 49.5447 | 49.6068 | 6.8 | 460.4381 | 284.8851 | 242.6948
6.85 | 49.5065 | 49.5439 | 49.6057 | 6.85 | 464.1204 | 287.1635 | 243.8964
6.9 | 49.5073 | 49.5431 | 49.6047 | 6.9 | 467.8027 | 289.4418 | 245.0862
6.95 | 49.5081 | 49.5423 | 49.6036 | 6.95 | 471.4849 | 291.7201 | 246.2642
7 | 49.5089 | 49.5416 | 49.6026 | 7 | 475.1672 | 293.9984 | 247.4305
7.05 | 49.5098 | 49.5409 | 49.6015 | 7.05 | 478.8495 | 296.2768 | 248.5853
7.1 | 49.5107 | 49.5401 | 49.6005 | 7.1 | 482.5318 | 298.5551 | 249.7287
7.15 | 49.5117 | 49.5395 | 49.5995 | 7.15 | 486.2141 | 300.6167 | 250.8607
7.2 | 49.5127 | 49.5388 | 49.5985 | 7.2 | 489.8964 | 301.8295 | 251.9815
7.25 | 49.5137 | 49.5381 | 49.5975 | 7.25 | 493.5787 | 303.023 | 253.0912
7.3 | 49.5148 | 49.5375 | 49.5965 | 7.3 | 497.261 | 304.1973 | 254.1898
7.35 | 49.5159 | 49.5368 | 49.5955 | 7.35 | 500.9433 | 305.3525 | 255.2775
7.4 | 49.5171 | 49.5362 | 49.5946 | 7.4 | 504.6255 | 306.4888 | 256.3545
7.45 | 49.5183 | 49.5356 | 49.5936 | 7.45 | 508.3078 | 307.6061 | 257.4207
7.5 | 49.5195 | 49.535 | 49.5927 | 7.5 | 511.9901 | 308.7046 | 258.4763
7.55 | 49.5208 | 49.5344 | 49.5917 | 7.55 | 515.6724 | 309.7843 | 259.5214
7.6 | 49.5221 | 49.5338 | 49.5908 | 7.6 | 519.3547 | 310.8453 | 260.5561
7.65 | 49.5235 | 49.5332 | 49.5899 | 7.65 | 523.037 | 311.8877 | 261.5805
7.7 | 49.5249 | 49.5327 | 49.589 | 7.7 | 526.7193 | 312.9115 | 262.5947
7.75 | 49.5263 | 49.5321 | 49.5881 | 7.75 | 530.4016 | 313.9169 | 263.5988
7.8 | 49.5277 | 49.5316 | 49.5872 | 7.8 | 534.0839 | 314.9039 | 264.5929
7.85 | 49.5292 | 49.531 | 49.5863 | 7.85 | 537.7662 | 315.8726 | 265.5771
7.9 | 49.5308 | 49.5305 | 49.5854 | 7.9 | 541.4484 | 316.8231 | 266.5515
7.95 | 49.5323 | 49.53 | 49.5846 | 7.95 | 545.1307 | 317.7554 | 267.5162
8 | 49.534 | 49.5295 | 49.5837 | 8 | 548.813 | 318.6697 | 268.4712
8.05 | 49.5356 | 49.529 | 49.5829 | 8.05 | 552.4953 | 319.5659 | 269.4167
8.1 | 49.5373 | 49.5285 | 49.582 | 8.1 | 556.1776 | 320.4442 | 270.3528
8.15 | 49.539 | 49.5281 | 49.5812 | 8.15 | 559.8599 | 321.3047 | 271.2795
8.2 | 49.5407 | 49.5276 | 49.5804 | 8.2 | 563.5422 | 322.1474 | 272.197
8.25 | 49.5425 | 49.5271 | 49.5796 | 8.25 | 567.2245 | 322.9723 | 273.1054
8.3 | 49.5443 | 49.5267 | 49.5788 | 8.3 | 570.9068 | 323.7797 | 274.0047
8.35 | 49.5462 | 49.5263 | 49.578 | 8.35 | 574.5891 | 324.5694 | 274.895
8.4 | 49.5481 | 49.5258 | 49.5772 | 8.4 | 578.2713 | 325.3417 | 275.7764
8.45 | 49.55 | 49.5254 | 49.5764 | 8.45 | 581.9536 | 326.0966 | 276.649
8.5 | 49.552 | 49.525 | 49.5756 | 8.5 | 585.6359 | 326.8341 | 277.5129
8.55 | 49.5539 | 49.5246 | 49.5748 | 8.55 | 585.7513 | 327.5544 | 278.3682
8.6 | 49.5558 | 49.5242 | 49.5741 | 8.6 | 585.1319 | 328.2574 | 279.2149
8.65 | 49.5577 | 49.5238 | 49.5733 | 8.65 | 584.4607 | 328.9433 | 280.0532
8.7 | 49.5596 | 49.5234 | 49.5726 | 8.7 | 583.7382 | 329.6122 | 280.8831
8.75 | 49.5615 | 49.523 | 49.5719 | 8.75 | 582.9646 | 330.2641 | 281.7047
8.8 | 49.5633 | 49.5227 | 49.5711 | 8.8 | 582.1402 | 330.899 | 282.5181
8.85 | 49.5651 | 49.5223 | 49.5704 | 8.85 | 581.2654 | 331.5172 | 283.3233
8.9 | 49.5669 | 49.522 | 49.5697 | 8.9 | 580.3404 | 332.1185 | 284.1206
8.95 | 49.5687 | 49.5216 | 49.569 | 8.95 | 579.3656 | 332.7032 | 284.9098
9 | 49.5705 | 49.5213 | 49.5683 | 9 | 578.3413 | 333.2712 | 285.6912
9.05 | 49.5722 | 49.5209 | 49.5676 | 9.05 | 577.2678 | 333.8226 | 286.4648
9.1 | 49.5739 | 49.5206 | 49.5669 | 9.1 | 576.1454 | 334.3575 | 287.2306
9.15 | 49.5755 | 49.5203 | 49.5662 | 9.15 | 574.9744 | 334.8774 | 287.9888
9.2 | 49.5772 | 49.52 | 49.5656 | 9.2 | 573.7552 | 335.3875 | 288.7394
9.25 | 49.5788 | 49.5196 | 49.5649 | 9.25 | 572.4879 | 335.8881 | 289.4825
9.3 | 49.5804 | 49.5193 | 49.5642 | 9.3 | 571.1729 | 336.3793 | 290.2181
9.35 | 49.582 | 49.519 | 49.5636 | 9.35 | 569.8105 | 336.8612 | 290.9464
9.4 | 49.5835 | 49.5187 | 49.5629 | 9.4 | 568.401 | 337.334 | 291.6675
9.45 | 49.585 | 49.5184 | 49.5623 | 9.45 | 566.9447 | 337.7979 | 292.3813
9.5 | 49.5865 | 49.5181 | 49.5617 | 9.5 | 565.4419 | 338.2531 | 293.088
9.55 | 49.588 | 49.5179 | 49.561 | 9.55 | 563.8929 | 338.6996 | 293.7876
9.6 | 49.5894 | 49.5176 | 49.5604 | 9.6 | 562.2979 | 339.1376 | 294.4802
9.65 | 49.5908 | 49.5173 | 49.5598 | 9.65 | 560.6572 | 339.5673 | 295.1659
9.7 | 49.5922 | 49.517 | 49.5592 | 9.7 | 558.9712 | 339.9889 | 295.8448
9.75 | 49.5935 | 49.5168 | 49.5586 | 9.75 | 557.2401 | 340.4024 | 296.5168
9.8 | 49.5948 | 49.5165 | 49.558 | 9.8 | 555.4641 | 340.8081 | 297.1821
9.85 | 49.5961 | 49.5162 | 49.5574 | 9.85 | 553.6436 | 341.206 | 297.8408
9.9 | 49.5974 | 49.516 | 49.5568 | 9.9 | 551.7789 | 341.5963 | 298.4929
9.95 | 49.5986 | 49.5157 | 49.5563 | 9.95 | 549.8702 | 341.9793 | 299.1385
10 | 49.5998 | 49.5155 | 49.5557 | 10 | 547.9177 | 342.3549 | 299.7776
10.05 | 49.6009 | 49.5153 | 49.5551 | 10.05 | 545.9219 | 342.7234 | 300.4103
10.1 | 49.602 | 49.515 | 49.5546 | 10.1 | 543.8828 | 343.0848 | 301.0367
10.15 | 49.6031 | 49.5148 | 49.554 | 10.15 | 541.8009 | 343.4394 | 301.6568
10.2 | 49.6042 | 49.5146 | 49.5534 | 10.2 | 539.6763 | 343.7873 | 302.2708
10.25 | 49.6052 | 49.5143 | 49.5529 | 10.25 | 537.5093 | 344.1286 | 302.8786
10.3 | 49.6062 | 49.5141 | 49.5524 | 10.3 | 535.3002 | 344.4634 | 303.4803
10.35 | 49.6071 | 49.5139 | 49.5518 | 10.35 | 533.0493 | 344.7919 | 304.076
10.4 | 49.6081 | 49.5137 | 49.5513 | 10.4 | 530.7568 | 345.1143 | 304.6657
10.45 | 49.6089 | 49.5135 | 49.5508 | 10.45 | 528.423 | 345.4306 | 305.2495
10.5 | 49.6098 | 49.5133 | 49.5503 | 10.5 | 526.0481 | 345.7409 | 305.8275
10.55 | 49.6106 | 49.5131 | 49.5497 | 10.55 | 523.6862 | 346.0455 | 306.3997
10.6 | 49.6114 | 49.5129 | 49.5492 | 10.6 | 521.3484 | 346.3445 | 306.9662
10.65 | 49.6121 | 49.5127 | 49.5487 | 10.65 | 519.0351 | 346.6379 | 307.527
10.7 | 49.6128 | 49.5125 | 49.5482 | 10.7 | 516.7472 | 346.926 | 308.0822
10.75 | 49.6135 | 49.5123 | 49.5478 | 10.75 | 514.4851 | 347.2087 | 308.6319
10.8 | 49.6142 | 49.5121 | 49.5473 | 10.8 | 512.2496 | 347.4864 | 309.1761
10.85 | 49.6148 | 49.5119 | 49.5468 | 10.85 | 510.0411 | 347.759 | 309.7148
10.9 | 49.6154 | 49.5117 | 49.5463 | 10.9 | 507.8603 | 348.0268 | 310.2481
10.95 | 49.6159 | 49.5116 | 49.5458 | 10.95 | 505.7077 | 348.2898 | 310.7761
11 | 49.6165 | 49.5114 | 49.5454 | 11 | 503.584 | 348.5481 | 311.2988
11.05 | 49.617 | 49.5112 | 49.5449 | 11.05 | 501.4896 | 348.802 | 311.8163
11.1 | 49.6174 | 49.511 | 49.5444 | 11.1 | 499.4252 | 349.0515 | 312.3286
11.15 | 49.6179 | 49.5109 | 49.544 | 11.15 | 497.3913 | 349.2966 | 312.8358
11.2 | 49.6183 | 49.5107 | 49.5435 | 11.2 | 495.3885 | 349.5376 | 313.3379
11.25 | 49.6187 | 49.5106 | 49.5431 | 11.25 | 493.4172 | 349.7745 | 313.8349
11.3 | 49.619 | 49.5104 | 49.5427 | 11.3 | 491.478 | 350.0073 | 314.3271
11.35 | 49.6194 | 49.5102 | 49.5422 | 11.35 | 489.5713 | 350.2362 | 314.8142
11.4 | 49.6197 | 49.5101 | 49.5418 | 11.4 | 487.6978 | 350.4611 | 315.2966
11.45 | 49.6199 | 49.5099 | 49.5414 | 11.45 | 485.858 | 350.6822 | 315.774
11.5 | 49.6202 | 49.5098 | 49.5409 | 11.5 | 484.0522 | 350.8996 | 316.2468
11.55 | 49.6204 | 49.5096 | 49.5405 | 11.55 | 482.281 | 351.1133 | 316.7147
11.6 | 49.6207 | 49.5095 | 49.5401 | 11.6 | 480.5449 | 351.3233 | 317.178
11.65 | 49.6208 | 49.5093 | 49.5397 | 11.65 | 478.8443 | 351.5298 | 317.6367
11.7 | 49.621 | 49.5092 | 49.5393 | 11.7 | 477.1797 | 351.7328 | 318.0908
11.75 | 49.6212 | 49.5091 | 49.5389 | 11.75 | 475.5516 | 351.9324 | 318.5403
11.8 | 49.6213 | 49.5089 | 49.5385 | 11.8 | 473.9604 | 352.1287 | 318.9854
11.85 | 49.6214 | 49.5088 | 49.5381 | 11.85 | 472.4066 | 352.3216 | 319.4259
11.9 | 49.6215 | 49.5087 | 49.5377 | 11.9 | 470.8905 | 352.5113 | 319.8621
11.95 | 49.6215 | 49.5085 | 49.5373 | 11.95 | 469.4127 | 352.6979 | 320.2939
12 | 49.6216 | 49.5084 | 49.5369 | 12 | 467.9735 | 352.8813 | 320.7214
12.05 | 49.6216 | 49.5083 | 49.5365 | 12.05 | 466.5734 | 353.0616 | 321.1446
12.1 | 49.6216 | 49.5082 | 49.5362 | 12.1 | 465.2127 | 353.239 | 321.5636
12.15 | 49.6216 | 49.508 | 49.5358 | 12.15 | 463.8919 | 353.4134 | 321.9784
12.2 | 49.6216 | 49.5079 | 49.5354 | 12.2 | 462.6114 | 353.5849 | 322.3891
12.25 | 49.6216 | 49.5078 | 49.5351 | 12.25 | 461.3715 | 353.7536 | 322.7956
12.3 | 49.6215 | 49.5077 | 49.5347 | 12.3 | 460.1726 | 353.9194 | 323.1981
12.35 | 49.6215 | 49.5076 | 49.5344 | 12.35 | 459.0152 | 354.0826 | 323.5965
12.4 | 49.6214 | 49.5075 | 49.534 | 12.4 | 457.8996 | 354.243 | 323.991
12.45 | 49.6213 | 49.5074 | 49.5336 | 12.45 | 456.8261 | 354.4009 | 324.3815
12.5 | 49.6212 | 49.5073 | 49.5333 | 12.5 | 455.7951 | 354.5561 | 324.7681
12.55 | 49.6211 | 49.5071 | 49.533 | 12.55 | 454.8061 | 354.7088 | 325.1508
12.6 | 49.621 | 49.507 | 49.5326 | 12.6 | 453.8586 | 354.859 | 325.5297
12.65 | 49.6208 | 49.5069 | 49.5323 | 12.65 | 452.9519 | 355.0067 | 325.9048
12.7 | 49.6207 | 49.5068 | 49.532 | 12.7 | 452.0853 | 355.152 | 326.2762
12.75 | 49.6205 | 49.5067 | 49.5316 | 12.75 | 451.2583 | 355.295 | 326.6438
12.8 | 49.6204 | 49.5066 | 49.5313 | 12.8 | 450.4701 | 355.4356 | 327.0078
12.85 | 49.6202 | 49.5065 | 49.531 | 12.85 | 449.7201 | 355.5739 | 327.3681
12.9 | 49.62 | 49.5064 | 49.5307 | 12.9 | 449.0077 | 355.71 | 327.7248
12.95 | 49.6198 | 49.5064 | 49.5303 | 12.95 | 448.3322 | 355.8439 | 328.078
13 | 49.6196 | 49.5063 | 49.53 | 13 | 447.693 | 355.9757 | 328.4276
13.05 | 49.6195 | 49.5062 | 49.5297 | 13.05 | 447.0893 | 356.1053 | 328.7737
13.1 | 49.6192 | 49.5061 | 49.5294 | 13.1 | 446.5206 | 356.2328 | 329.1164
13.15 | 49.619 | 49.506 | 49.5291 | 13.15 | 445.986 | 356.3582 | 329.4556
13.2 | 49.6188 | 49.5059 | 49.5288 | 13.2 | 445.485 | 356.4816 | 329.7915
13.25 | 49.6186 | 49.5058 | 49.5285 | 13.25 | 445.0169 | 356.6031 | 330.1239
13.3 | 49.6184 | 49.5057 | 49.5282 | 13.3 | 444.5809 | 356.7226 | 330.4531
13.35 | 49.6182 | 49.5057 | 49.5279 | 13.35 | 444.1764 | 356.8401 | 330.779
13.4 | 49.6179 | 49.5056 | 49.5276 | 13.4 | 443.8027 | 356.9558 | 331.1016
13.45 | 49.6177 | 49.5055 | 49.5273 | 13.45 | 443.4591 | 357.0696 | 331.4209
13.5 | 49.6175 | 49.5054 | 49.5271 | 13.5 | 443.1449 | 357.1816 | 331.7371
13.55 | 49.6172 | 49.5053 | 49.5268 | 13.55 | 442.8593 | 357.2917 | 332.0501
13.6 | 49.617 | 49.5053 | 49.5265 | 13.6 | 442.6017 | 357.4002 | 332.36
13.65 | 49.6167 | 49.5052 | 49.5262 | 13.65 | 442.3714 | 357.5068 | 332.6668
13.7 | 49.6165 | 49.5051 | 49.526 | 13.7 | 442.1677 | 357.6118 | 332.9705
13.75 | 49.6163 | 49.505 | 49.5257 | 13.75 | 441.9897 | 357.7151 | 333.2712
13.8 | 49.616 | 49.505 | 49.5254 | 13.8 | 441.8369 | 357.8167 | 333.5688
13.85 | 49.6158 | 49.5049 | 49.5252 | 13.85 | 441.7085 | 357.9167 | 333.8635
13.9 | 49.6155 | 49.5048 | 49.5249 | 13.9 | 441.6037 | 358.0151 | 334.1553
13.95 | 49.6153 | 49.5048 | 49.5246 | 13.95 | 441.522 | 358.112 | 334.4441
14 | 49.615 | 49.5047 | 49.5244 | 14 | 441.4624 | 358.2073 | 334.73
14.05 | 49.6148 | 49.5046 | 49.5241 | 14.05 | 441.4243 | 358.301 | 335.0131
14.1 | 49.6146 | 49.5046 | 49.5239 | 14.1 | 441.407 | 358.3933 | 335.2933
14.15 | 49.6143 | 49.5045 | 49.5236 | 14.15 | 441.4098 | 358.4841 | 335.5707
14.2 | 49.6141 | 49.5044 | 49.5234 | 14.2 | 441.4318 | 358.5735 | 335.8454
14.25 | 49.6139 | 49.5044 | 49.5231 | 14.25 | 441.4724 | 358.6614 | 336.1173
14.3 | 49.6136 | 49.5043 | 49.5229 | 14.3 | 441.5309 | 358.7479 | 336.3865
14.35 | 49.6134 | 49.5043 | 49.5227 | 14.35 | 441.6064 | 358.8331 | 336.653
14.4 | 49.6132 | 49.5042 | 49.5224 | 14.4 | 441.6984 | 358.9169 | 336.9168
14.45 | 49.6129 | 49.5041 | 49.5222 | 14.45 | 441.8059 | 358.9994 | 337.178
14.5 | 49.6127 | 49.5041 | 49.522 | 14.5 | 441.9284 | 359.0805 | 337.4366
14.55 | 49.6125 | 49.504 | 49.5217 | 14.55 | 442.065 | 359.1604 | 337.6926
14.6 | 49.6123 | 49.504 | 49.5215 | 14.6 | 442.215 | 359.239 | 337.946
14.65 | 49.6121 | 49.5039 | 49.5213 | 14.65 | 442.3779 | 359.3164 | 338.1969
14.7 | 49.6119 | 49.5039 | 49.5211 | 14.7 | 442.5527 | 359.3925 | 338.4453
14.75 | 49.6117 | 49.5038 | 49.5208 | 14.75 | 442.739 | 359.4674 | 338.6912
14.8 | 49.6115 | 49.5038 | 49.5206 | 14.8 | 442.936 | 359.5411 | 338.9346
14.85 | 49.6113 | 49.5037 | 49.5204 | 14.85 | 443.1431 | 359.6137 | 339.1757
14.9 | 49.6111 | 49.5037 | 49.5202 | 14.9 | 443.3597 | 359.6851 | 339.4142
14.95 | 49.6109 | 49.5036 | 49.52 | 14.95 | 443.5851 | 359.7554 | 339.6505
15 | 49.6107 | 49.5036 | 49.5198 | 15 | 443.8188 | 359.8246 | 339.8843
15.05 | 49.6105 | 49.5035 | 49.5196 | 15.05 | 444.0601 | 359.8927 | 340.1158
15.1 | 49.6103 | 49.5035 | 49.5194 | 15.1 | 444.3085 | 359.9597 | 340.345
15.15 | 49.6102 | 49.5034 | 49.5192 | 15.15 | 444.5634 | 360.0256 | 340.5719
15.2 | 49.61 | 49.5034 | 49.519 | 15.2 | 444.8243 | 360.0905 | 340.7965
15.25 | 49.6098 | 49.5033 | 49.5188 | 15.25 | 445.0906 | 360.1544 | 341.0189
15.3 | 49.6097 | 49.5033 | 49.5186 | 15.3 | 445.3619 | 360.2172 | 341.239
15.35 | 49.6095 | 49.5032 | 49.5184 | 15.35 | 445.6376 | 360.2791 | 341.457
15.4 | 49.6094 | 49.5032 | 49.5182 | 15.4 | 445.9172 | 360.34 | 341.6728
15.45 | 49.6092 | 49.5032 | 49.518 | 15.45 | 446.2003 | 360.3999 | 341.8864
15.5 | 49.6091 | 49.5031 | 49.5178 | 15.5 | 446.4863 | 360.4589 | 342.0978
15.55 | 49.609 | 49.5031 | 49.5176 | 15.55 | 446.7749 | 360.5169 | 342.3072
15.6 | 49.6088 | 49.503 | 49.5174 | 15.6 | 447.0656 | 360.574 | 342.5145
15.65 | 49.6087 | 49.503 | 49.5172 | 15.65 | 447.3579 | 360.6302 | 342.7197
15.7 | 49.6086 | 49.503 | 49.517 | 15.7 | 447.6515 | 360.6856 | 342.9228
15.75 | 49.6084 | 49.5029 | 49.5169 | 15.75 | 447.946 | 360.74 | 343.1239
15.8 | 49.6083 | 49.5029 | 49.5167 | 15.8 | 448.241 | 360.7936 | 343.323
15.85 | 49.6082 | 49.5028 | 49.5165 | 15.85 | 448.536 | 360.8464 | 343.5201
15.9 | 49.6081 | 49.5028 | 49.5163 | 15.9 | 448.8308 | 360.8983 | 343.7152
15.95 | 49.608 | 49.5028 | 49.5162 | 15.95 | 449.125 | 360.9494 | 343.9084
16 | 49.6079 | 49.5027 | 49.516 | 16 | 449.4183 | 360.9997 | 344.0996
16.05 | 49.6078 | 49.5027 | 49.5158 | 16.05 | 449.7103 | 361.0492 | 344.289
16.1 | 49.6077 | 49.5027 | 49.5157 | 16.1 | 450.0008 | 361.0979 | 344.4764
16.15 | 49.6076 | 49.5026 | 49.5155 | 16.15 | 450.2894 | 361.1459 | 344.662
16.2 | 49.6076 | 49.5026 | 49.5153 | 16.2 | 450.5759 | 361.1931 | 344.8457
16.25 | 49.6075 | 49.5026 | 49.5152 | 16.25 | 450.86 | 361.2395 | 345.0275
16.3 | 49.6074 | 49.5025 | 49.515 | 16.3 | 451.1415 | 361.2853 | 345.2076
16.35 | 49.6074 | 49.5025 | 49.5148 | 16.35 | 451.4201 | 361.3303 | 345.3858
16.4 | 49.6073 | 49.5025 | 49.5147 | 16.4 | 451.6955 | 361.3746 | 345.5623
16.45 | 49.6072 | 49.5024 | 49.5145 | 16.45 | 451.9676 | 361.4182 | 345.737
16.5 | 49.6072 | 49.5024 | 49.5144 | 16.5 | 452.2362 | 361.4611 | 345.9099
16.55 | 49.6071 | 49.5024 | 49.5142 | 16.55 | 452.5011 | 361.5033 | 346.0812
16.6 | 49.6071 | 49.5024 | 49.5141 | 16.6 | 452.762 | 361.5448 | 346.2507
16.65 | 49.607 | 49.5023 | 49.5139 | 16.65 | 453.0189 | 361.5858 | 346.4185
16.7 | 49.607 | 49.5023 | 49.5138 | 16.7 | 453.2715 | 361.626 | 346.5846
16.75 | 49.6069 | 49.5023 | 49.5136 | 16.75 | 453.5198 | 361.6656 | 346.7491
16.8 | 49.6069 | 49.5022 | 49.5135 | 16.8 | 453.7635 | 361.7047 | 346.9119
16.85 | 49.6069 | 49.5022 | 49.5133 | 16.85 | 454.0026 | 361.743 | 347.0731
16.9 | 49.6068 | 49.5022 | 49.5132 | 16.9 | 454.237 | 361.7808 | 347.2327
16.95 | 49.6068 | 49.5022 | 49.513 | 16.95 | 454.4664 | 361.818 | 347.3907
17 | 49.6068 | 49.5021 | 49.5129 | 17 | 454.691 | 361.8546 | 347.5471
17.05 | 49.6068 | 49.5021 | 49.5128 | 17.05 | 454.9105 | 361.8906 | 347.7019
17.1 | 49.6067 | 49.5021 | 49.5126 | 17.1 | 455.1249 | 361.9261 | 347.8552
17.15 | 49.6067 | 49.5021 | 49.5125 | 17.15 | 455.3341 | 361.961 | 348.007
17.2 | 49.6067 | 49.502 | 49.5124 | 17.2 | 455.5381 | 361.9954 | 348.1572
17.25 | 49.6067 | 49.502 | 49.5122 | 17.25 | 455.7367 | 362.0292 | 348.3059
17.3 | 49.6067 | 49.502 | 49.5121 | 17.3 | 455.9301 | 362.0625 | 348.4532
17.35 | 49.6067 | 49.502 | 49.512 | 17.35 | 456.1181 | 362.0952 | 348.599
17.4 | 49.6067 | 49.5019 | 49.5118 | 17.4 | 456.3007 | 362.1275 | 348.7433
17.45 | 49.6067 | 49.5019 | 49.5117 | 17.45 | 456.4779 | 362.1592 | 348.8862
17.5 | 49.6067 | 49.5019 | 49.5116 | 17.5 | 456.6497 | 362.1904 | 349.0276
17.55 | 49.6067 | 49.5019 | 49.5115 | 17.55 | 456.8161 | 362.2212 | 349.1676
17.6 | 49.6067 | 49.5019 | 49.5113 | 17.6 | 456.977 | 362.2514 | 349.3063
17.65 | 49.6067 | 49.5018 | 49.5112 | 17.65 | 457.1326 | 362.2812 | 349.4435
17.7 | 49.6067 | 49.5018 | 49.5111 | 17.7 | 457.2827 | 362.3105 | 349.5794
17.75 | 49.6067 | 49.5018 | 49.511 | 17.75 | 457.4275 | 362.3394 | 349.7139
17.8 | 49.6067 | 49.5018 | 49.5108 | 17.8 | 457.5669 | 362.3678 | 349.847
17.85 | 49.6067 | 49.5018 | 49.5107 | 17.85 | 457.701 | 362.3957 | 349.9789
17.9 | 49.6068 | 49.5017 | 49.5106 | 17.9 | 457.8298 | 362.4232 | 350.1094
17.95 | 49.6068 | 49.5017 | 49.5105 | 17.95 | 457.9534 | 362.4503 | 350.2386
18 | 49.6068 | 49.5017 | 49.5104 | 18 | 458.0717 | 362.4769 | 350.3665
18.05 | 49.6068 | 49.5017 | 49.5103 | 18.05 | 458.185 | 362.5032 | 350.4931
18.1 | 49.6068 | 49.5017 | 49.5102 | 18.1 | 458.2931 | 362.529 | 350.6185
18.15 | 49.6068 | 49.5016 | 49.51 | 18.15 | 458.3962 | 362.5544 | 350.7426
18.2 | 49.6069 | 49.5016 | 49.5099 | 18.2 | 458.4944 | 362.5794 | 350.8655
18.25 | 49.6069 | 49.5016 | 49.5098 | 18.25 | 458.5877 | 362.604 | 350.9871
18.3 | 49.6069 | 49.5016 | 49.5097 | 18.3 | 458.6761 | 362.6283 | 351.1076
18.35 | 49.6069 | 49.5016 | 49.5096 | 18.35 | 458.7598 | 362.6521 | 351.2268
18.4 | 49.607 | 49.5016 | 49.5095 | 18.4 | 458.8388 | 362.6756 | 351.3448
18.45 | 49.607 | 49.5015 | 49.5094 | 18.45 | 458.9132 | 362.6987 | 351.4616
18.5 | 49.607 | 49.5015 | 49.5093 | 18.5 | 458.9831 | 362.7214 | 351.5773
18.55 | 49.6071 | 49.5015 | 49.5092 | 18.55 | 459.0486 | 362.7438 | 351.6918
18.6 | 49.6071 | 49.5015 | 49.5091 | 18.6 | 459.1097 | 362.7659 | 351.8052
18.65 | 49.6071 | 49.5015 | 49.509 | 18.65 | 459.1666 | 362.7876 | 351.9175
18.7 | 49.6071 | 49.5015 | 49.5089 | 18.7 | 459.2193 | 362.8089 | 352.0286
18.75 | 49.6072 | 49.5014 | 49.5088 | 18.75 | 459.2679 | 362.8299 | 352.1386
18.8 | 49.6072 | 49.5014 | 49.5087 | 18.8 | 459.3125 | 362.8506 | 352.2475
18.85 | 49.6072 | 49.5014 | 49.5086 | 18.85 | 459.3533 | 362.8709 | 352.3553
18.9 | 49.6073 | 49.5014 | 49.5085 | 18.9 | 459.3903 | 362.891 | 352.462
18.95 | 49.6073 | 49.5014 | 49.5084 | 18.95 | 459.4235 | 362.9107 | 352.5677
19 | 49.6073 | 49.5014 | 49.5083 | 19 | 459.4532 | 362.9301 | 352.6723
19.05 | 49.6074 | 49.5014 | 49.5082 | 19.05 | 459.4794 | 362.9492 | 352.7759
19.1 | 49.6074 | 49.5013 | 49.5081 | 19.1 | 459.5022 | 362.968 | 352.8784
19.15 | 49.6074 | 49.5013 | 49.508 | 19.15 | 459.5217 | 362.9865 | 352.9799
19.2 | 49.6075 | 49.5013 | 49.508 | 19.2 | 459.538 | 363.0047 | 353.0804
19.25 | 49.6075 | 49.5013 | 49.5079 | 19.25 | 459.5512 | 363.0227 | 353.1799
19.3 | 49.6075 | 49.5013 | 49.5078 | 19.3 | 459.5613 | 363.0403 | 353.2784
19.35 | 49.6076 | 49.5013 | 49.5077 | 19.35 | 459.5686 | 363.0577 | 353.3759
19.4 | 49.6076 | 49.5013 | 49.5076 | 19.4 | 459.5731 | 363.0748 | 353.4724
19.45 | 49.6076 | 49.5013 | 49.5075 | 19.45 | 459.5749 | 363.0916 | 353.568
19.5 | 49.6076 | 49.5012 | 49.5074 | 19.5 | 459.5741 | 363.1082 | 353.6626
19.55 | 49.6077 | 49.5012 | 49.5073 | 19.55 | 459.5708 | 363.1245 | 353.7562
19.6 | 49.6077 | 49.5012 | 49.5073 | 19.6 | 459.565 | 363.1405 | 353.8489
19.65 | 49.6077 | 49.5012 | 49.5072 | 19.65 | 459.557 | 363.1563 | 353.9407
19.7 | 49.6078 | 49.5012 | 49.5071 | 19.7 | 459.5467 | 363.1718 | 354.0316
19.75 | 49.6078 | 49.5012 | 49.507 | 19.75 | 459.5344 | 363.1871 | 354.1216
19.8 | 49.6078 | 49.5012 | 49.5069 | 19.8 | 459.52 | 363.2022 | 354.2106
19.85 | 49.6079 | 49.5012 | 49.5069 | 19.85 | 459.5036 | 363.217 | 354.2988
19.9 | 49.6079 | 49.5012 | 49.5068 | 19.9 | 459.4854 | 363.2316 | 354.3861
19.95 | 49.6079 | 49.5012 | 49.5067 | 19.95 | 459.4655 | 363.246 | 354.4725
20 | 49.6079 | 49.5011 | 49.5066 | 20 | 459.4439 | 363.2601 | 354.5581
20.05 | 49.608 | 49.5011 | 49.5066 | 20.05 | 459.4207 | 363.274 | 354.6428
20.1 | 49.608 | 49.5011 | 49.5065 | 20.1 | 459.3961 | 363.2877 | 354.7266
20.15 | 49.608 | 49.5011 | 49.5064 | 20.15 | 459.37 | 363.3012 | 354.8096
20.2 | 49.608 | 49.5011 | 49.5063 | 20.2 | 459.3426 | 363.3145 | 354.8918
20.25 | 49.6081 | 49.5011 | 49.5063 | 20.25 | 459.314 | 363.3275 | 354.9732
20.3 | 49.6081 | 49.5011 | 49.5062 | 20.3 | 459.2842 | 363.3404 | 355.0537
20.35 | 49.6081 | 49.5011 | 49.5061 | 20.35 | 459.2534 | 363.353 | 355.1335
20.4 | 49.6081 | 49.5011 | 49.506 | 20.4 | 459.2215 | 363.3655 | 355.2124
20.45 | 49.6082 | 49.5011 | 49.506 | 20.45 | 459.1888 | 363.3777 | 355.2906
20.5 | 49.6082 | 49.501 | 49.5059 | 20.5 | 459.1551 | 363.3898 | 355.3679
20.55 | 49.6082 | 49.501 | 49.5058 | 20.55 | 459.1207 | 363.4017 | 355.4445
20.6 | 49.6082 | 49.501 | 49.5058 | 20.6 | 459.0856 | 363.4134 | 355.5204
20.65 | 49.6083 | 49.501 | 49.5057 | 20.65 | 459.0498 | 363.4249 | 355.5954
20.7 | 49.6083 | 49.501 | 49.5056 | 20.7 | 459.0135 | 363.4362 | 355.6698
20.75 | 49.6083 | 49.501 | 49.5056 | 20.75 | 458.9767 | 363.4473 | 355.7433
20.8 | 49.6083 | 49.501 | 49.5055 | 20.8 | 458.9394 | 363.4583 | 355.8162
20.85 | 49.6083 | 49.501 | 49.5054 | 20.85 | 458.9017 | 363.4691 | 355.8883
20.9 | 49.6083 | 49.501 | 49.5054 | 20.9 | 458.8637 | 363.4797 | 355.9597
20.95 | 49.6084 | 49.501 | 49.5053 | 20.95 | 458.8255 | 363.4902 | 356.0304
21 | 49.6084 | 49.501 | 49.5053 | 21 | 458.787 | 363.5005 | 356.1003
21.05 | 49.6084 | 49.501 | 49.5052 | 21.05 | 458.7484 | 363.5106 | 356.1696
21.1 | 49.6084 | 49.501 | 49.5051 | 21.1 | 458.7097 | 363.5206 | 356.2382
21.15 | 49.6084 | 49.5009 | 49.5051 | 21.15 | 458.6709 | 363.5304 | 356.3061
21.2 | 49.6084 | 49.5009 | 49.505 | 21.2 | 458.6321 | 363.5401 | 356.3733
21.25 | 49.6085 | 49.5009 | 49.5049 | 21.25 | 458.5933 | 363.5496 | 356.4398
21.3 | 49.6085 | 49.5009 | 49.5049 | 21.3 | 458.5547 | 363.559 | 356.5057
21.35 | 49.6085 | 49.5009 | 49.5048 | 21.35 | 458.5162 | 363.5682 | 356.5709
21.4 | 49.6085 | 49.5009 | 49.5048 | 21.4 | 458.4778 | 363.5772 | 356.6355
21.45 | 49.6085 | 49.5009 | 49.5047 | 21.45 | 458.4397 | 363.5862 | 356.6994
21.5 | 49.6085 | 49.5009 | 49.5047 | 21.5 | 458.4018 | 363.5949 | 356.7626
21.55 | 49.6085 | 49.5009 | 49.5046 | 21.55 | 458.3642 | 363.6036 | 356.8253
21.6 | 49.6085 | 49.5009 | 49.5045 | 21.6 | 458.3269 | 363.6121 | 356.8873
21.65 | 49.6085 | 49.5009 | 49.5045 | 21.65 | 458.2899 | 363.6205 | 356.9487
21.7 | 49.6086 | 49.5009 | 49.5044 | 21.7 | 458.2534 | 363.6287 | 357.0095
21.75 | 49.6086 | 49.5009 | 49.5044 | 21.75 | 458.2172 | 363.6369 | 357.0697
21.8 | 49.6086 | 49.5009 | 49.5043 | 21.8 | 458.1815 | 363.6448 | 357.1292
21.85 | 49.6086 | 49.5009 | 49.5043 | 21.85 | 458.1463 | 363.6527 | 357.1882
21.9 | 49.6086 | 49.5009 | 49.5042 | 21.9 | 458.1116 | 363.6604 | 357.2466
21.95 | 49.6086 | 49.5009 | 49.5042 | 21.95 | 458.0774 | 363.6681 | 357.3044
22 | 49.6086 | 49.5008 | 49.5041 | 22 | 458.0437 | 363.6756 | 357.3616
22.05 | 49.6086 | 49.5008 | 49.5041 | 22.05 | 458.0106 | 363.6829 | 357.4183
22.1 | 49.6086 | 49.5008 | 49.504 | 22.1 | 457.978 | 363.6902 | 357.4744
22.15 | 49.6086 | 49.5008 | 49.504 | 22.15 | 457.9461 | 363.6974 | 357.5299
22.2 | 49.6086 | 49.5008 | 49.5039 | 22.2 | 457.9147 | 363.7044 | 357.5848
22.25 | 49.6086 | 49.5008 | 49.5039 | 22.25 | 457.884 | 363.7113 | 357.6393
22.3 | 49.6086 | 49.5008 | 49.5038 | 22.3 | 457.854 | 363.7181 | 357.6931
22.35 | 49.6086 | 49.5008 | 49.5038 | 22.35 | 457.8245 | 363.7249 | 357.7465
22.4 | 49.6086 | 49.5008 | 49.5037 | 22.4 | 457.7958 | 363.7315 | 357.7993
22.45 | 49.6086 | 49.5008 | 49.5037 | 22.45 | 457.7677 | 363.738 | 357.8515
22.5 | 49.6086 | 49.5008 | 49.5036 | 22.5 | 457.7403 | 363.7444 | 357.9033
22.55 | 49.6086 | 49.5008 | 49.5036 | 22.55 | 457.7136 | 363.7507 | 357.9545
22.6 | 49.6086 | 49.5008 | 49.5035 | 22.6 | 457.6876 | 363.7569 | 358.0052
22.65 | 49.6086 | 49.5008 | 49.5035 | 22.65 | 457.6623 | 363.763 | 358.0554
22.7 | 49.6086 | 49.5008 | 49.5035 | 22.7 | 457.6377 | 363.769 | 358.1052
22.75 | 49.6086 | 49.5008 | 49.5034 | 22.75 | 457.6138 | 363.7749 | 358.1544
22.8 | 49.6086 | 49.5008 | 49.5034 | 22.8 | 457.5906 | 363.7807 | 358.2031
22.85 | 49.6086 | 49.5008 | 49.5033 | 22.85 | 457.5681 | 363.7864 | 358.2513
22.9 | 49.6086 | 49.5008 | 49.5033 | 22.9 | 457.5463 | 363.7921 | 358.2991
22.95 | 49.6086 | 49.5008 | 49.5032 | 22.95 | 457.5253 | 363.7976 | 358.3463
23 | 49.6086 | 49.5008 | 49.5032 | 23 | 457.5049 | 363.8031 | 358.3931
23.05 | 49.6086 | 49.5008 | 49.5032 | 23.05 | 457.4853 | 363.8085 | 358.4395
23.1 | 49.6086 | 49.5007 | 49.5031 | 23.1 | 457.4664 | 363.8138 | 358.4853
23.15 | 49.6086 | 49.5007 | 49.5031 | 23.15 | 457.4482 | 363.819 | 358.5307
23.2 | 49.6086 | 49.5007 | 49.503 | 23.2 | 457.4307 | 363.8241 | 358.5757
23.25 | 49.6086 | 49.5007 | 49.503 | 23.25 | 457.4138 | 363.8291 | 358.6202
23.3 | 49.6086 | 49.5007 | 49.503 | 23.3 | 457.3977 | 363.8341 | 358.6643
23.35 | 49.6086 | 49.5007 | 49.5029 | 23.35 | 457.3822 | 363.839 | 358.7079
23.4 | 49.6086 | 49.5007 | 49.5029 | 23.4 | 457.3674 | 363.8438 | 358.7511
23.45 | 49.6086 | 49.5007 | 49.5028 | 23.45 | 457.3533 | 363.8485 | 358.7938
23.5 | 49.6086 | 49.5007 | 49.5028 | 23.5 | 457.3399 | 363.8532 | 358.8361
23.55 | 49.6086 | 49.5007 | 49.5028 | 23.55 | 457.3271 | 363.8578 | 358.878
23.6 | 49.6086 | 49.5007 | 49.5027 | 23.6 | 457.3149 | 363.8623 | 358.9195
23.65 | 49.6086 | 49.5007 | 49.5027 | 23.65 | 457.3034 | 363.8667 | 358.9606
23.7 | 49.6086 | 49.5007 | 49.5027 | 23.7 | 457.2925 | 363.8711 | 359.0012
23.75 | 49.6086 | 49.5007 | 49.5026 | 23.75 | 457.2822 | 363.8754 | 359.0415
23.8 | 49.6086 | 49.5007 | 49.5026 | 23.8 | 457.2725 | 363.8797 | 359.0813
23.85 | 49.6086 | 49.5007 | 49.5025 | 23.85 | 457.2634 | 363.8838 | 359.1208
23.9 | 49.6086 | 49.5007 | 49.5025 | 23.9 | 457.2549 | 363.8879 | 359.1598
23.95 | 49.6086 | 49.5007 | 49.5025 | 23.95 | 457.2469 | 363.892 | 359.1985
24 | 49.6086 | 49.5007 | 49.5024 | 24 | 457.2395 | 363.896 | 359.2368
24.05 | 49.6086 | 49.5007 | 49.5024 | 24.05 | 457.2327 | 363.8999 | 359.2746
24.1 | 49.6086 | 49.5007 | 49.5024 | 24.1 | 457.2264 | 363.9037 | 359.3122
24.15 | 49.6086 | 49.5007 | 49.5023 | 24.15 | 457.2206 | 363.9075 | 359.3493
24.2 | 49.6086 | 49.5007 | 49.5023 | 24.2 | 457.2153 | 363.9113 | 359.3861
24.25 | 49.6086 | 49.5007 | 49.5023 | 24.25 | 457.2105 | 363.9149 | 359.4225
24.3 | 49.6086 | 49.5007 | 49.5022 | 24.3 | 457.2062 | 363.9186 | 359.4585
24.35 | 49.6086 | 49.5007 | 49.5022 | 24.35 | 457.2024 | 363.9221 | 359.4942
24.4 | 49.6086 | 49.5007 | 49.5022 | 24.4 | 457.199 | 363.9256 | 359.5295
24.45 | 49.6086 | 49.5007 | 49.5021 | 24.45 | 457.1961 | 363.9291 | 359.5644
24.5 | 49.6085 | 49.5007 | 49.5021 | 24.5 | 457.1936 | 363.9325 | 359.599
24.55 | 49.6085 | 49.5007 | 49.5021 | 24.55 | 457.1915 | 363.9358 | 359.6333
24.6 | 49.6085 | 49.5007 | 49.5021 | 24.6 | 457.1898 | 363.9391 | 359.6672
24.65 | 49.6085 | 49.5007 | 49.502 | 24.65 | 457.1885 | 363.9423 | 359.7008
24.7 | 49.6085 | 49.5007 | 49.502 | 24.7 | 457.1876 | 363.9455 | 359.7341
24.75 | 49.6085 | 49.5007 | 49.502 | 24.75 | 457.1871 | 363.9487 | 359.767
24.8 | 49.6085 | 49.5007 | 49.5019 | 24.8 | 457.1869 | 363.9517 | 359.7996
24.85 | 49.6085 | 49.5007 | 49.5019 | 24.85 | 457.1871 | 363.9548 | 359.8318
24.9 | 49.6085 | 49.5006 | 49.5019 | 24.9 | 457.1875 | 363.9578 | 359.8638
24.95 | 49.6085 | 49.5006 | 49.5019 | 24.95 | 457.1883 | 363.9607 | 359.8954
25 | 49.6085 | 49.5006 | 49.5018 | 25 | 457.1894 | 363.9636 | 359.9267
25.05 | 49.6085 | 49.5006 | 49.5018 | 25.05 | 457.1908 | 363.9665 | 359.9577
25.1 | 49.6085 | 49.5006 | 49.5018 | 25.1 | 457.1925 | 363.9693 | 359.9884
25.15 | 49.6085 | 49.5006 | 49.5017 | 25.15 | 457.1944 | 363.972 | 360.0187
25.2 | 49.6085 | 49.5006 | 49.5017 | 25.2 | 457.1966 | 363.9748 | 360.0488
25.25 | 49.6085 | 49.5006 | 49.5017 | 25.25 | 457.199 | 363.9774 | 360.0786
25.3 | 49.6085 | 49.5006 | 49.5017 | 25.3 | 457.2017 | 363.9801 | 360.108
25.35 | 49.6085 | 49.5006 | 49.5016 | 25.35 | 457.2046 | 363.9827 | 360.1372
25.4 | 49.6085 | 49.5006 | 49.5016 | 25.4 | 457.2076 | 363.9852 | 360.1661
25.45 | 49.6085 | 49.5006 | 49.5016 | 25.45 | 457.2109 | 363.9877 | 360.1947
25.5 | 49.6085 | 49.5006 | 49.5016 | 25.5 | 457.2144 | 363.9902 | 360.223
25.55 | 49.6085 | 49.5006 | 49.5015 | 25.55 | 457.218 | 363.9926 | 360.251
25.6 | 49.6085 | 49.5006 | 49.5015 | 25.6 | 457.2218 | 363.995 | 360.2788
25.65 | 49.6085 | 49.5006 | 49.5015 | 25.65 | 457.2257 | 363.9974 | 360.3062
25.7 | 49.6085 | 49.5006 | 49.5015 | 25.7 | 457.2298 | 363.9997 | 360.3334
25.75 | 49.6085 | 49.5006 | 49.5014 | 25.75 | 457.234 | 364.002 | 360.3603
25.8 | 49.6084 | 49.5006 | 49.5014 | 25.8 | 457.2383 | 364.0043 | 360.387
25.85 | 49.6084 | 49.5006 | 49.5014 | 25.85 | 457.2427 | 364.0065 | 360.4134
25.9 | 49.6084 | 49.5006 | 49.5014 | 25.9 | 457.2473 | 364.0086 | 360.4395
25.95 | 49.6084 | 49.5006 | 49.5013 | 25.95 | 457.2519 | 364.0108 | 360.4653
26 | 49.6084 | 49.5006 | 49.5013 | 26 | 457.2566 | 364.0129 | 360.4909
26.05 | 49.6084 | 49.5006 | 49.5013 | 26.05 | 457.2614 | 364.015 | 360.5163
26.1 | 49.6084 | 49.5006 | 49.5013 | 26.1 | 457.2663 | 364.017 | 360.5414
26.15 | 49.6084 | 49.5006 | 49.5013 | 26.15 | 457.2712 | 364.019 | 360.5662
26.2 | 49.6084 | 49.5006 | 49.5012 | 26.2 | 457.2761 | 364.021 | 360.5908
26.25 | 49.6084 | 49.5006 | 49.5012 | 26.25 | 457.2811 | 364.023 | 360.6151
26.3 | 49.6084 | 49.5006 | 49.5012 | 26.3 | 457.2862 | 364.0249 | 360.6392
26.35 | 49.6084 | 49.5006 | 49.5012 | 26.35 | 457.2912 | 364.0268 | 360.6631
26.4 | 49.6084 | 49.5006 | 49.5011 | 26.4 | 457.2963 | 364.0286 | 360.6867
26.45 | 49.6084 | 49.5006 | 49.5011 | 26.45 | 457.3014 | 364.0305 | 360.7101
26.5 | 49.6084 | 49.5006 | 49.5011 | 26.5 | 457.3065 | 364.0323 | 360.7333
26.55 | 49.6084 | 49.5006 | 49.5011 | 26.55 | 457.3116 | 364.034 | 360.7562
26.6 | 49.6084 | 49.5006 | 49.5011 | 26.6 | 457.3167 | 364.0358 | 360.7789
26.65 | 49.6084 | 49.5006 | 49.501 | 26.65 | 457.3218 | 364.0375 | 360.8013
26.7 | 49.6084 | 49.5006 | 49.501 | 26.7 | 457.3268 | 364.0392 | 360.8236
26.75 | 49.6084 | 49.5006 | 49.501 | 26.75 | 457.3319 | 364.0409 | 360.8456
26.8 | 49.6084 | 49.5006 | 49.501 | 26.8 | 457.3369 | 364.0425 | 360.8674
26.85 | 49.6084 | 49.5006 | 49.501 | 26.85 | 457.3418 | 364.0441 | 360.889
26.9 | 49.6084 | 49.5006 | 49.5009 | 26.9 | 457.3468 | 364.0457 | 360.9103
26.95 | 49.6084 | 49.5006 | 49.5009 | 26.95 | 457.3517 | 364.0473 | 360.9315
27 | 49.6084 | 49.5006 | 49.5009 | 27 | 457.3565 | 364.0488 | 360.9524
27.05 | 49.6084 | 49.5006 | 49.5009 | 27.05 | 457.3613 | 364.0503 | 360.9731
27.1 | 49.6084 | 49.5006 | 49.5009 | 27.1 | 457.3661 | 364.0518 | 360.9936
27.15 | 49.6084 | 49.5006 | 49.5009 | 27.15 | 457.3707 | 364.0533 | 361.014
27.2 | 49.6084 | 49.5006 | 49.5008 | 27.2 | 457.3754 | 364.0547 | 361.0341
27.25 | 49.6084 | 49.5006 | 49.5008 | 27.25 | 457.3799 | 364.0561 | 361.054
27.3 | 49.6084 | 49.5006 | 49.5008 | 27.3 | 457.3844 | 364.0575 | 361.0737
27.35 | 49.6084 | 49.5006 | 49.5008 | 27.35 | 457.3888 | 364.0589 | 361.0932
27.4 | 49.6084 | 49.5006 | 49.5008 | 27.4 | 457.3932 | 364.0603 | 361.1125
27.45 | 49.6084 | 49.5006 | 49.5007 | 27.45 | 457.3974 | 364.0616 | 361.1316
27.5 | 49.6084 | 49.5006 | 49.5007 | 27.5 | 457.4016 | 364.0629 | 361.1506
27.55 | 49.6084 | 49.5006 | 49.5007 | 27.55 | 457.4057 | 364.0642 | 361.1693
27.6 | 49.6084 | 49.5006 | 49.5007 | 27.6 | 457.4098 | 364.0655 | 361.1879
27.65 | 49.6084 | 49.5006 | 49.5007 | 27.65 | 457.4137 | 364.0667 | 361.2062
27.7 | 49.6084 | 49.5006 | 49.5007 | 27.7 | 457.4175 | 364.0679 | 361.2244
27.75 | 49.6084 | 49.5006 | 49.5006 | 27.75 | 457.4213 | 364.0692 | 361.2424
27.8 | 49.6084 | 49.5006 | 49.5006 | 27.8 | 457.425 | 364.0704 | 361.2603
27.85 | 49.6084 | 49.5006 | 49.5006 | 27.85 | 457.4286 | 364.0715 | 361.2779
27.9 | 49.6084 | 49.5006 | 49.5006 | 27.9 | 457.4321 | 364.0727 | 361.2954
27.95 | 49.6084 | 49.5006 | 49.5006 | 27.95 | 457.4355 | 364.0738 | 361.3127
28 | 49.6084 | 49.5006 | 49.5006 | 28 | 457.4388 | 364.0749 | 361.3298
28.05 | 49.6084 | 49.5006 | 49.5006 | 28.05 | 457.442 | 364.076 | 361.3467
28.1 | 49.6084 | 49.5006 | 49.5005 | 28.1 | 457.4451 | 364.0771 | 361.3635
28.15 | 49.6084 | 49.5006 | 49.5005 | 28.15 | 457.4482 | 364.0782 | 361.3801
28.2 | 49.6084 | 49.5006 | 49.5005 | 28.2 | 457.4511 | 364.0792 | 361.3966
28.25 | 49.6084 | 49.5006 | 49.5005 | 28.25 | 457.454 | 364.0803 | 361.4129
28.3 | 49.6084 | 49.5006 | 49.5005 | 28.3 | 457.4567 | 364.0813 | 361.429
28.35 | 49.6084 | 49.5006 | 49.5005 | 28.35 | 457.4594 | 364.0823 | 361.4449
28.4 | 49.6084 | 49.5006 | 49.5005 | 28.4 | 457.4619 | 364.0833 | 361.4607
28.45 | 49.6084 | 49.5006 | 49.5004 | 28.45 | 457.4644 | 364.0843 | 361.4764
28.5 | 49.6084 | 49.5006 | 49.5004 | 28.5 | 457.4668 | 364.0852 | 361.4919
28.55 | 49.6084 | 49.5006 | 49.5004 | 28.55 | 457.4691 | 364.0862 | 361.5072
28.6 | 49.6084 | 49.5006 | 49.5004 | 28.6 | 457.4713 | 364.0871 | 361.5224
28.65 | 49.6084 | 49.5006 | 49.5004 | 28.65 | 457.4734 | 364.088 | 361.5374
28.7 | 49.6084 | 49.5006 | 49.5004 | 28.7 | 457.4754 | 364.0889 | 361.5523
28.75 | 49.6084 | 49.5006 | 49.5004 | 28.75 | 457.4773 | 364.0898 | 361.567
28.8 | 49.6084 | 49.5006 | 49.5003 | 28.8 | 457.4792 | 364.0906 | 361.5816
28.85 | 49.6084 | 49.5006 | 49.5003 | 28.85 | 457.4809 | 364.0915 | 361.596
28.9 | 49.6084 | 49.5006 | 49.5003 | 28.9 | 457.4826 | 364.0923 | 361.6103
28.95 | 49.6084 | 49.5006 | 49.5003 | 28.95 | 457.4842 | 364.0932 | 361.6244
29 | 49.6084 | 49.5006 | 49.5003 | 29 | 457.4857 | 364.094 | 361.6384
29.05 | 49.6084 | 49.5006 | 49.5003 | 29.05 | 457.4871 | 364.0948 | 361.6523
29.1 | 49.6084 | 49.5006 | 49.5003 | 29.1 | 457.4885 | 364.0956 | 361.666
29.15 | 49.6084 | 49.5006 | 49.5003 | 29.15 | 457.4897 | 364.0964 | 361.6796
29.2 | 49.6084 | 49.5005 | 49.5002 | 29.2 | 457.4909 | 364.0971 | 361.6931
29.25 | 49.6084 | 49.5005 | 49.5002 | 29.25 | 457.492 | 364.0979 | 361.7064
29.3 | 49.6084 | 49.5005 | 49.5002 | 29.3 | 457.4931 | 364.0986 | 361.7196
29.35 | 49.6084 | 49.5005 | 49.5002 | 29.35 | 457.494 | 364.0993 | 361.7326
29.4 | 49.6084 | 49.5005 | 49.5002 | 29.4 | 457.4949 | 364.1001 | 361.7455
29.45 | 49.6084 | 49.5005 | 49.5002 | 29.45 | 457.4957 | 364.1008 | 361.7583
29.5 | 49.6084 | 49.5005 | 49.5002 | 29.5 | 457.4965 | 364.1015 | 361.771
29.55 | 49.6084 | 49.5005 | 49.5002 | 29.55 | 457.4972 | 364.1022 | 361.7835
29.6 | 49.6084 | 49.5005 | 49.5002 | 29.6 | 457.4978 | 364.1028 | 361.7959
29.65 | 49.6084 | 49.5005 | 49.5001 | 29.65 | 457.4983 | 364.1035 | 361.8082
29.7 | 49.6084 | 49.5005 | 49.5001 | 29.7 | 457.4988 | 364.1041 | 361.8204
29.75 | 49.6084 | 49.5005 | 49.5001 | 29.75 | 457.4993 | 364.1048 | 361.8324
29.8 | 49.6084 | 49.5005 | 49.5001 | 29.8 | 457.4996 | 364.1054 | 361.8444
29.85 | 49.6084 | 49.5005 | 49.5001 | 29.85 | 457.5 | 364.106 | 361.8562
29.9 | 49.6084 | 49.5005 | 49.5001 | 29.9 | 457.5002 | 364.1067 | 361.8678
29.95 | 49.6084 | 49.5005 | 49.5001 | 29.95 | 457.5004 | 364.1073 | 361.8794
30 | 49.6084 | 49.5005 | 49.5001 | 30 | 457.5006 | 364.1079 | 361.8909

## FM 3.26
Frequency (Hz) |  |  |  | Response (MW)
| Inertia |  |  |  | Inertia
t (s) | 100 GVA.s | 150 GVA.s | 200 GVA.s | t (s) | 100 GVA.s | 150 GVA.s | 200 GVA.s
0 | 49.8925 | 49.895 | 49.8963 | 0 | 224.8157 | 100.36 | 85.1292
0.05 | 49.8851 | 49.8901 | 49.8925 | 0.05 | 224.8241 | 100.36 | 85.1292
0.1 | 49.8777 | 49.8851 | 49.8888 | 0.1 | 224.8324 | 100.36 | 85.1292
0.15 | 49.8704 | 49.8802 | 49.8851 | 0.15 | 224.8407 | 100.36 | 85.1292
0.2 | 49.8632 | 49.8753 | 49.8814 | 0.2 | 224.849 | 100.36 | 85.1292
0.25 | 49.8559 | 49.8704 | 49.8777 | 0.25 | 224.8572 | 100.36 | 85.1292
0.3 | 49.8487 | 49.8656 | 49.8741 | 0.3 | 224.8653 | 100.36 | 85.1292
0.35 | 49.8416 | 49.8607 | 49.8704 | 0.35 | 224.8734 | 100.36 | 85.1292
0.4 | 49.8345 | 49.8559 | 49.8668 | 0.4 | 224.8814 | 100.36 | 85.1292
0.45 | 49.8275 | 49.8511 | 49.8631 | 0.45 | 224.8894 | 100.36 | 85.1292
0.5 | 49.8205 | 49.8464 | 49.8595 | 0.5 | 224.8974 | 100.36 | 85.1292
0.55 | 49.8135 | 49.8416 | 49.8559 | 0.55 | 224.9053 | 100.36 | 85.1292
0.6 | 49.8066 | 49.8369 | 49.8523 | 0.6 | 224.9131 | 100.36 | 85.1292
0.65 | 49.7997 | 49.8321 | 49.8487 | 0.65 | 224.9209 | 100.36 | 85.1292
0.7 | 49.7929 | 49.8274 | 49.8451 | 0.7 | 224.9287 | 100.36 | 85.1292
0.75 | 49.7861 | 49.8228 | 49.8416 | 0.75 | 224.9364 | 100.36 | 85.1292
0.8 | 49.7793 | 49.8181 | 49.838 | 0.8 | 224.944 | 100.36 | 85.1292
0.85 | 49.7726 | 49.8135 | 49.8345 | 0.85 | 224.9516 | 100.36 | 85.1292
0.9 | 49.766 | 49.8088 | 49.8309 | 0.9 | 224.9592 | 100.36 | 85.1292
0.95 | 49.7594 | 49.8042 | 49.8274 | 0.95 | 224.9667 | 100.36 | 85.1292
1 | 49.7528 | 49.7997 | 49.8239 | 1 | 224.9742 | 100.36 | 85.1292
1.05 | 49.7462 | 49.7951 | 49.8204 | 1.05 | 224.9816 | 100.36 | 85.1292
1.1 | 49.7397 | 49.7906 | 49.8169 | 1.1 | 224.989 | 100.36 | 85.1292
1.15 | 49.7333 | 49.786 | 49.8134 | 1.15 | 224.9963 | 100.36 | 85.1292
1.2 | 49.7269 | 49.7815 | 49.81 | 1.2 | 225.0036 | 100.36 | 85.1292
1.25 | 49.7205 | 49.777 | 49.8065 | 1.25 | 225.0108 | 100.36 | 85.1292
1.3 | 49.7141 | 49.7726 | 49.803 | 1.3 | 225.018 | 100.36 | 85.1292
1.35 | 49.7078 | 49.7681 | 49.7996 | 1.35 | 225.0252 | 100.36 | 85.1292
1.4 | 49.7016 | 49.7637 | 49.7962 | 1.4 | 225.0323 | 100.36 | 85.1292
1.45 | 49.6954 | 49.7593 | 49.7928 | 1.45 | 225.0393 | 100.36 | 85.1292
1.5 | 49.6892 | 49.7549 | 49.7894 | 1.5 | 225.0463 | 100.36 | 85.1292
1.55 | 49.683 | 49.7505 | 49.786 | 1.55 | 225.0533 | 100.36 | 85.1292
1.6 | 49.6769 | 49.7461 | 49.7826 | 1.6 | 225.0602 | 100.36 | 85.1292
1.65 | 49.6709 | 49.7418 | 49.7792 | 1.65 | 225.0671 | 100.36 | 85.1292
1.7 | 49.6648 | 49.7375 | 49.7759 | 1.7 | 225.074 | 100.36 | 85.1292
1.75 | 49.6588 | 49.7332 | 49.7725 | 1.75 | 225.0808 | 100.36 | 85.1292
1.8 | 49.6529 | 49.7289 | 49.7692 | 1.8 | 225.0875 | 100.36 | 85.1292
1.85 | 49.647 | 49.7246 | 49.7658 | 1.85 | 225.0942 | 100.36 | 85.1292
1.9 | 49.6411 | 49.7204 | 49.7625 | 1.9 | 225.1009 | 100.36 | 85.1292
1.95 | 49.6352 | 49.7161 | 49.7592 | 1.95 | 225.1075 | 100.36 | 85.1292
2 | 49.6295 | 49.7119 | 49.7559 | 2 | 233.1323 | 103.9391 | 88.165
2.05 | 49.624 | 49.7078 | 49.7527 | 2.05 | 241.157 | 107.5181 | 91.2009
2.1 | 49.6185 | 49.7037 | 49.7494 | 2.1 | 249.1817 | 111.0971 | 94.2367
2.15 | 49.6132 | 49.6997 | 49.7463 | 2.15 | 257.2065 | 114.6761 | 97.2726
2.2 | 49.608 | 49.6957 | 49.7431 | 2.2 | 265.2312 | 118.2551 | 100.3084
2.25 | 49.603 | 49.6917 | 49.74 | 2.25 | 273.2559 | 121.8341 | 103.3443
2.3 | 49.5981 | 49.6878 | 49.7368 | 2.3 | 281.2807 | 125.4132 | 106.3802
2.35 | 49.5933 | 49.6839 | 49.7338 | 2.35 | 289.3054 | 128.9922 | 109.416
2.4 | 49.5887 | 49.6801 | 49.7307 | 2.4 | 297.3301 | 132.5712 | 112.4519
2.45 | 49.5841 | 49.6764 | 49.7277 | 2.45 | 305.3549 | 136.1502 | 115.4877
2.5 | 49.5797 | 49.6726 | 49.7247 | 2.5 | 313.3796 | 139.7292 | 118.5236
2.55 | 49.5755 | 49.669 | 49.7217 | 2.55 | 321.4044 | 143.3082 | 121.5594
2.6 | 49.5713 | 49.6653 | 49.7188 | 2.6 | 329.4291 | 146.8873 | 124.5953
2.65 | 49.5673 | 49.6617 | 49.7159 | 2.65 | 337.4538 | 150.4663 | 127.6311
2.7 | 49.5634 | 49.6582 | 49.713 | 2.7 | 345.4786 | 154.0453 | 130.667
2.75 | 49.5597 | 49.6547 | 49.7102 | 2.75 | 353.5033 | 157.6243 | 133.7029
2.8 | 49.556 | 49.6512 | 49.7073 | 2.8 | 361.528 | 161.2033 | 136.7387
2.85 | 49.5525 | 49.6478 | 49.7045 | 2.85 | 369.5528 | 164.7823 | 139.7746
2.9 | 49.5491 | 49.6444 | 49.7018 | 2.9 | 377.5775 | 168.3614 | 142.8104
2.95 | 49.5458 | 49.6411 | 49.699 | 2.95 | 385.6022 | 171.9404 | 145.8463
3 | 49.5427 | 49.6378 | 49.6963 | 3 | 393.627 | 175.5194 | 148.8821
3.05 | 49.5396 | 49.6346 | 49.6936 | 3.05 | 401.6517 | 179.0984 | 151.918
3.1 | 49.5367 | 49.6314 | 49.691 | 3.1 | 409.6764 | 182.6774 | 154.9539
3.15 | 49.5339 | 49.6283 | 49.6883 | 3.15 | 417.7012 | 186.2564 | 157.9897
3.2 | 49.5312 | 49.6251 | 49.6857 | 3.2 | 425.7259 | 189.8355 | 161.0256
3.25 | 49.5286 | 49.6221 | 49.6831 | 3.25 | 433.7506 | 193.4145 | 164.0614
3.3 | 49.5262 | 49.6191 | 49.6806 | 3.3 | 441.7754 | 196.9935 | 167.0973
3.35 | 49.5238 | 49.6161 | 49.6781 | 3.35 | 449.8001 | 200.5725 | 170.1331
3.4 | 49.5216 | 49.6131 | 49.6756 | 3.4 | 457.8248 | 204.1515 | 173.169
3.45 | 49.5195 | 49.6102 | 49.6731 | 3.45 | 465.8496 | 207.7305 | 176.2048
3.5 | 49.5175 | 49.6074 | 49.6706 | 3.5 | 473.8743 | 211.3096 | 179.2407
3.55 | 49.5156 | 49.6046 | 49.6682 | 3.55 | 481.899 | 214.8886 | 182.2766
3.6 | 49.5139 | 49.6018 | 49.6658 | 3.6 | 489.9238 | 218.4676 | 185.3124
3.65 | 49.5122 | 49.5991 | 49.6635 | 3.65 | 497.9485 | 222.0466 | 188.3483
3.7 | 49.5106 | 49.5964 | 49.6611 | 3.7 | 505.9733 | 225.6256 | 191.3841
3.75 | 49.5092 | 49.5937 | 49.6588 | 3.75 | 513.998 | 229.2046 | 194.42
3.8 | 49.5078 | 49.5911 | 49.6565 | 3.8 | 522.0227 | 232.7837 | 197.4558
3.85 | 49.5066 | 49.5885 | 49.6543 | 3.85 | 530.0475 | 236.3627 | 200.4917
3.9 | 49.5055 | 49.586 | 49.652 | 3.9 | 538.0722 | 239.9417 | 203.5276
3.95 | 49.5045 | 49.5835 | 49.6498 | 3.95 | 546.0969 | 243.5207 | 206.5634
4 | 49.5036 | 49.5811 | 49.6476 | 4 | 554.1217 | 247.0997 | 209.5993
4.05 | 49.5028 | 49.5787 | 49.6455 | 4.05 | 562.1464 | 250.6787 | 212.6351
4.1 | 49.5021 | 49.5763 | 49.6434 | 4.1 | 570.1711 | 254.2578 | 215.671
4.15 | 49.5015 | 49.574 | 49.6412 | 4.15 | 578.1959 | 257.8368 | 218.7068
4.2 | 49.501 | 49.5717 | 49.6392 | 4.2 | 586.2206 | 261.4158 | 221.7427
4.25 | 49.5006 | 49.5694 | 49.6371 | 4.25 | 594.2453 | 264.9948 | 224.7785
4.3 | 49.5003 | 49.5672 | 49.6351 | 4.3 | 602.2701 | 268.5738 | 227.8144
4.35 | 49.5001 | 49.565 | 49.6331 | 4.35 | 610.2948 | 272.1528 | 230.8503
4.4 | 49.5 | 49.5629 | 49.6311 | 4.4 | 618.3195 | 275.7319 | 233.8861
4.45 | 49.5001 | 49.5608 | 49.6291 | 4.45 | 626.3443 | 279.3109 | 236.922
4.5 | 49.5002 | 49.5588 | 49.6272 | 4.5 | 634.369 | 282.8899 | 239.9578
4.55 | 49.5004 | 49.5567 | 49.6253 | 4.55 | 642.3937 | 286.4689 | 242.9937
4.6 | 49.5007 | 49.5548 | 49.6234 | 4.6 | 650.4185 | 290.0479 | 246.0295
4.65 | 49.5011 | 49.5528 | 49.6216 | 4.65 | 658.4432 | 293.6269 | 249.0654
4.7 | 49.5016 | 49.5509 | 49.6197 | 4.7 | 666.468 | 297.206 | 252.1012
4.75 | 49.5022 | 49.549 | 49.6179 | 4.75 | 674.4927 | 300.785 | 255.1371
4.8 | 49.5029 | 49.5472 | 49.6162 | 4.8 | 682.5174 | 304.364 | 258.173
4.85 | 49.5037 | 49.5454 | 49.6144 | 4.85 | 690.5422 | 307.943 | 261.2088
4.9 | 49.5046 | 49.5437 | 49.6127 | 4.9 | 698.5669 | 311.522 | 264.2447
4.95 | 49.5056 | 49.5419 | 49.611 | 4.95 | 706.5916 | 315.101 | 267.2805
5 | 49.5067 | 49.5403 | 49.6093 | 5 | 714.6164 | 318.6801 | 270.3164
5.05 | 49.5078 | 49.5386 | 49.6076 | 5.05 | 722.6411 | 322.2591 | 273.3522
5.1 | 49.5091 | 49.537 | 49.606 | 5.1 | 730.6658 | 325.8381 | 276.3881
5.15 | 49.5105 | 49.5354 | 49.6044 | 5.15 | 738.6906 | 329.4171 | 279.424
5.2 | 49.5119 | 49.5339 | 49.6028 | 5.2 | 746.7153 | 332.9961 | 282.4598
5.25 | 49.5135 | 49.5324 | 49.6012 | 5.25 | 754.74 | 336.5751 | 285.4957
5.3 | 49.5151 | 49.5309 | 49.5997 | 5.3 | 762.7648 | 340.1541 | 288.5315
5.35 | 49.5168 | 49.5295 | 49.5982 | 5.35 | 770.7895 | 343.7332 | 291.5674
5.4 | 49.5186 | 49.5281 | 49.5967 | 5.4 | 778.8142 | 347.3122 | 294.6032
5.45 | 49.5205 | 49.5268 | 49.5952 | 5.45 | 786.839 | 350.8912 | 297.6391
5.5 | 49.5225 | 49.5254 | 49.5937 | 5.5 | 794.8637 | 354.4702 | 300.6749
5.55 | 49.5245 | 49.5242 | 49.5923 | 5.55 | 802.8884 | 358.0492 | 303.7108
5.6 | 49.5267 | 49.5229 | 49.5909 | 5.6 | 810.9132 | 361.6282 | 306.7467
5.65 | 49.5289 | 49.5217 | 49.5895 | 5.65 | 818.9379 | 365.2073 | 309.7825
5.7 | 49.5313 | 49.5205 | 49.5882 | 5.7 | 826.9626 | 368.7863 | 312.8184
5.75 | 49.5337 | 49.5194 | 49.5869 | 5.75 | 834.9874 | 372.3653 | 315.8542
5.8 | 49.5362 | 49.5182 | 49.5856 | 5.8 | 843.0121 | 375.9443 | 318.8901
5.85 | 49.5388 | 49.5172 | 49.5843 | 5.85 | 851.0369 | 379.5233 | 321.9259
5.9 | 49.5414 | 49.5161 | 49.583 | 5.9 | 859.0616 | 383.1023 | 324.9618
5.95 | 49.5442 | 49.5151 | 49.5818 | 5.95 | 867.0863 | 386.6814 | 327.9977
6 | 49.547 | 49.5141 | 49.5806 | 6 | 875.1111 | 390.2604 | 331.0335
6.05 | 49.5499 | 49.5132 | 49.5794 | 6.05 | 883.1358 | 393.8394 | 334.0694
6.1 | 49.5529 | 49.5123 | 49.5782 | 6.1 | 891.1605 | 397.4184 | 337.1052
6.15 | 49.556 | 49.5114 | 49.5771 | 6.15 | 899.1853 | 400.9974 | 340.1411
6.2 | 49.5592 | 49.5106 | 49.5759 | 6.2 | 907.21 | 404.5764 | 343.1769
6.25 | 49.5624 | 49.5098 | 49.5748 | 6.25 | 915.2347 | 408.1555 | 346.2128
6.3 | 49.5657 | 49.509 | 49.5737 | 6.3 | 923.2595 | 411.7345 | 349.2486
6.35 | 49.5691 | 49.5082 | 49.5727 | 6.35 | 931.2842 | 415.3135 | 352.2845
6.4 | 49.5726 | 49.5075 | 49.5717 | 6.4 | 939.3089 | 418.8925 | 354.444
6.45 | 49.5761 | 49.5068 | 49.5706 | 6.45 | 947.3337 | 422.4715 | 356.4018
6.5 | 49.5798 | 49.5062 | 49.5696 | 6.5 | 955.3584 | 426.0505 | 358.3346
6.55 | 49.5835 | 49.5056 | 49.5686 | 6.55 | 963.3831 | 429.6296 | 360.2424
6.6 | 49.5873 | 49.505 | 49.5676 | 6.6 | 971.4079 | 433.2086 | 362.1254
6.65 | 49.5911 | 49.5045 | 49.5667 | 6.65 | 979.4326 | 436.7876 | 363.9835
6.7 | 49.5951 | 49.5039 | 49.5657 | 6.7 | 987.4573 | 440.3666 | 365.8169
6.75 | 49.5991 | 49.5035 | 49.5648 | 6.75 | 995.4821 | 443.9456 | 367.6256
6.8 | 49.6032 | 49.503 | 49.5639 | 6.8 | 1003.5068 | 447.5246 | 369.4098
6.85 | 49.6073 | 49.5026 | 49.563 | 6.85 | 1011.5315 | 451.1037 | 371.1694
6.9 | 49.6116 | 49.5022 | 49.5621 | 6.9 | 1019.5563 | 454.6827 | 372.9046
6.95 | 49.6159 | 49.5018 | 49.5612 | 6.95 | 1027.581 | 458.2617 | 374.6155
7 | 49.6202 | 49.5015 | 49.5603 | 7 | 1035.6058 | 461.8407 | 376.3021
7.05 | 49.6247 | 49.5012 | 49.5595 | 7.05 | 1043.6305 | 465.4197 | 377.9645
7.1 | 49.6292 | 49.5009 | 49.5586 | 7.1 | 1051.6552 | 468.9987 | 379.6028
7.15 | 49.6338 | 49.5007 | 49.5578 | 7.15 | 1059.68 | 472.5778 | 381.2171
7.2 | 49.6385 | 49.5005 | 49.557 | 7.2 | 1067.7047 | 476.1568 | 382.8073
7.25 | 49.6432 | 49.5003 | 49.5562 | 7.25 | 1075.7294 | 479.7358 | 384.3737
7.3 | 49.648 | 49.5002 | 49.5554 | 7.3 | 1083.7542 | 483.3148 | 385.9162
7.35 | 49.6529 | 49.5001 | 49.5546 | 7.35 | 1091.7789 | 486.8938 | 387.435
7.4 | 49.6579 | 49.5 | 49.5538 | 7.4 | 1099.8036 | 490.4728 | 388.9301
7.45 | 49.6629 | 49.4999 | 49.5531 | 7.45 | 1107.8284 | 494.0519 | 390.4017
7.5 | 49.668 | 49.4999 | 49.5523 | 7.5 | 1115.8531 | 497.6309 | 391.8496
7.55 | 49.6731 | 49.4999 | 49.5516 | 7.55 | 1123.8778 | 501.2099 | 393.2742
7.6 | 49.6783 | 49.5 | 49.5509 | 7.6 | 1131.9026 | 504.7889 | 394.6753
7.65 | 49.6836 | 49.5 | 49.5501 | 7.65 | 1139.9273 | 508.3679 | 396.0532
7.7 | 49.689 | 49.5001 | 49.5494 | 7.7 | 1147.952 | 511.9469 | 397.4078
7.75 | 49.6944 | 49.5003 | 49.5487 | 7.75 | 1155.9768 | 515.526 | 398.7392
7.8 | 49.6999 | 49.5004 | 49.5481 | 7.8 | 1164.0015 | 519.105 | 400.0476
7.85 | 49.7054 | 49.5006 | 49.5474 | 7.85 | 1172.0262 | 522.684 | 401.3329
7.9 | 49.711 | 49.5008 | 49.5467 | 7.9 | 1174.2533 | 526.263 | 402.5953
7.95 | 49.7164 | 49.501 | 49.5461 | 7.95 | 1166.9742 | 529.842 | 403.8348
8 | 49.7217 | 49.5013 | 49.5454 | 8 | 1159.4764 | 533.421 | 405.0515
8.05 | 49.7269 | 49.5016 | 49.5448 | 8.05 | 1151.7613 | 537.0001 | 406.2455
8.1 | 49.7319 | 49.5019 | 49.5442 | 8.1 | 1143.8301 | 540.5791 | 407.4168
8.15 | 49.7368 | 49.5023 | 49.5436 | 8.15 | 1135.8054 | 544.1581 | 408.5655
8.2 | 49.7416 | 49.5027 | 49.543 | 8.2 | 1127.7807 | 547.7371 | 409.6917
8.25 | 49.7462 | 49.5031 | 49.5424 | 8.25 | 1119.7559 | 551.3161 | 410.7954
8.3 | 49.7508 | 49.5035 | 49.5418 | 8.3 | 1111.7312 | 554.8951 | 411.8768
8.35 | 49.7551 | 49.504 | 49.5412 | 8.35 | 1103.7064 | 558.4742 | 412.9358
8.4 | 49.7594 | 49.5045 | 49.5406 | 8.4 | 1095.6817 | 562.0532 | 413.9781
8.45 | 49.7635 | 49.505 | 49.5401 | 8.45 | 1087.657 | 564.5569 | 415.0049
8.5 | 49.7676 | 49.5055 | 49.5395 | 8.5 | 1079.6322 | 565.3186 | 416.0164
8.55 | 49.7714 | 49.5061 | 49.539 | 8.55 | 1071.6075 | 566.042 | 417.0129
8.6 | 49.7752 | 49.5066 | 49.5384 | 8.6 | 1063.5828 | 566.7274 | 417.9946
8.65 | 49.7788 | 49.5071 | 49.5379 | 8.65 | 1055.558 | 567.3748 | 418.9616
8.7 | 49.7824 | 49.5076 | 49.5374 | 8.7 | 1047.5333 | 567.9845 | 419.9141
8.75 | 49.7858 | 49.5082 | 49.5368 | 8.75 | 1039.5086 | 568.5566 | 420.8524
8.8 | 49.789 | 49.5087 | 49.5363 | 8.8 | 1031.4838 | 569.0913 | 421.7766
8.85 | 49.7922 | 49.5092 | 49.5358 | 8.85 | 1023.4591 | 569.5887 | 422.687
8.9 | 49.7952 | 49.5098 | 49.5353 | 8.9 | 1015.4344 | 570.0489 | 423.5837
8.95 | 49.7981 | 49.5103 | 49.5348 | 8.95 | 1007.4096 | 570.4722 | 424.4669
9 | 49.8009 | 49.5109 | 49.5344 | 9 | 999.3849 | 570.8586 | 425.3368
9.05 | 49.8036 | 49.5114 | 49.5339 | 9.05 | 991.3602 | 571.2084 | 426.1937
9.1 | 49.8062 | 49.512 | 49.5334 | 9.1 | 983.3354 | 571.5216 | 427.0377
9.15 | 49.8086 | 49.5125 | 49.533 | 9.15 | 975.3107 | 571.7985 | 427.869
9.2 | 49.811 | 49.513 | 49.5325 | 9.2 | 967.286 | 572.0391 | 428.6877
9.25 | 49.8132 | 49.5136 | 49.5321 | 9.25 | 959.2612 | 572.2437 | 429.4942
9.3 | 49.8153 | 49.5141 | 49.5316 | 9.3 | 951.2365 | 572.4124 | 430.2885
9.35 | 49.8173 | 49.5147 | 49.5312 | 9.35 | 943.2118 | 572.5453 | 431.0708
9.4 | 49.8192 | 49.5152 | 49.5308 | 9.4 | 935.187 | 572.6426 | 431.8414
9.45 | 49.8209 | 49.5157 | 49.5303 | 9.45 | 927.1623 | 572.6426 | 432.6004
9.5 | 49.8226 | 49.5163 | 49.5299 | 9.5 | 919.1375 | 572.6426 | 433.348
9.55 | 49.8241 | 49.5168 | 49.5295 | 9.55 | 911.1128 | 572.6426 | 434.0844
9.6 | 49.8256 | 49.5173 | 49.5291 | 9.6 | 903.0881 | 572.6426 | 434.8097
9.65 | 49.8269 | 49.5179 | 49.5287 | 9.65 | 895.0633 | 572.5998 | 435.5242
9.7 | 49.8281 | 49.5184 | 49.5283 | 9.7 | 887.0386 | 572.4865 | 436.228
9.75 | 49.8293 | 49.5189 | 49.5279 | 9.75 | 879.0139 | 572.3385 | 436.9213
9.8 | 49.8303 | 49.5194 | 49.5275 | 9.8 | 870.9891 | 572.1561 | 437.6043
9.85 | 49.8312 | 49.5199 | 49.5272 | 9.85 | 862.9644 | 571.9394 | 438.2771
9.9 | 49.832 | 49.5205 | 49.5268 | 9.9 | 854.9397 | 571.6885 | 438.94
9.95 | 49.8327 | 49.521 | 49.5264 | 9.95 | 846.9149 | 571.4036 | 439.593
10 | 49.8333 | 49.5215 | 49.5261 | 10 | 838.8902 | 571.0848 | 440.2365
10.05 | 49.8337 | 49.522 | 49.5257 | 10.05 | 830.8655 | 570.7322 | 440.8705
10.1 | 49.8341 | 49.5224 | 49.5253 | 10.1 | 822.8407 | 570.3461 | 441.4952
10.15 | 49.8344 | 49.5229 | 49.525 | 10.15 | 814.816 | 569.9265 | 442.1107
10.2 | 49.8346 | 49.5234 | 49.5247 | 10.2 | 806.7913 | 569.4735 | 442.7174
10.25 | 49.8347 | 49.5239 | 49.5243 | 10.25 | 798.7665 | 568.9874 | 443.3152
10.3 | 49.8347 | 49.5243 | 49.524 | 10.3 | 790.7418 | 568.4682 | 443.9045
10.35 | 49.8345 | 49.5248 | 49.5237 | 10.35 | 782.7171 | 567.9161 | 444.4853
10.4 | 49.8343 | 49.5253 | 49.5233 | 10.4 | 774.6923 | 567.3312 | 445.0578
10.45 | 49.834 | 49.5257 | 49.523 | 10.45 | 766.6676 | 566.7242 | 445.6221
10.5 | 49.8336 | 49.5261 | 49.5227 | 10.5 | 758.6429 | 566.1123 | 446.1783
10.55 | 49.8331 | 49.5266 | 49.5224 | 10.55 | 750.6181 | 565.4958 | 446.7266
10.6 | 49.8325 | 49.527 | 49.5221 | 10.6 | 742.5934 | 564.8752 | 447.267
10.65 | 49.8318 | 49.5274 | 49.5218 | 10.65 | 734.5686 | 564.2508 | 447.7998
10.7 | 49.831 | 49.5278 | 49.5215 | 10.7 | 726.5439 | 563.623 | 448.3249
10.75 | 49.8301 | 49.5282 | 49.5212 | 10.75 | 718.5192 | 562.9922 | 448.8425
10.8 | 49.8291 | 49.5286 | 49.5209 | 10.8 | 710.4944 | 562.3588 | 449.3528
10.85 | 49.828 | 49.529 | 49.5206 | 10.85 | 702.4697 | 561.7231 | 449.8558
10.9 | 49.8268 | 49.5294 | 49.5203 | 10.9 | 694.445 | 561.0856 | 450.3516
10.95 | 49.8256 | 49.5298 | 49.5201 | 10.95 | 686.4202 | 560.4465 | 450.8404
11 | 49.8242 | 49.5302 | 49.5198 | 11 | 678.3955 | 559.8064 | 451.3222
11.05 | 49.8227 | 49.5305 | 49.5195 | 11.05 | 670.3708 | 559.1654 | 451.7971
11.1 | 49.8212 | 49.5309 | 49.5193 | 11.1 | 662.346 | 558.5241 | 452.2654
11.15 | 49.8196 | 49.5312 | 49.519 | 11.15 | 654.3213 | 557.8827 | 452.7269
11.2 | 49.8179 | 49.5316 | 49.5187 | 11.2 | 646.2966 | 557.2416 | 453.182
11.25 | 49.816 | 49.5319 | 49.5185 | 11.25 | 638.2718 | 556.6012 | 453.6306
11.3 | 49.8141 | 49.5322 | 49.5182 | 11.3 | 630.2471 | 555.9617 | 454.0728
11.35 | 49.8122 | 49.5325 | 49.518 | 11.35 | 622.2224 | 555.3236 | 454.5087
11.4 | 49.8101 | 49.5329 | 49.5177 | 11.4 | 614.1976 | 554.6873 | 454.9385
11.45 | 49.8079 | 49.5332 | 49.5175 | 11.45 | 606.1729 | 554.0535 | 455.3623
11.5 | 49.8057 | 49.5335 | 49.5173 | 11.5 | 598.1482 | 553.4224 | 455.78
11.55 | 49.8033 | 49.5338 | 49.517 | 11.55 | 590.1234 | 552.7939 | 456.1919
11.6 | 49.8009 | 49.5341 | 49.5168 | 11.6 | 582.0987 | 552.168 | 456.5979
11.65 | 49.7984 | 49.5343 | 49.5166 | 11.65 | 574.074 | 551.5451 | 456.9982
11.7 | 49.7958 | 49.5346 | 49.5163 | 11.7 | 566.0492 | 550.9259 | 457.3929
11.75 | 49.7932 | 49.5349 | 49.5161 | 11.75 | 558.0245 | 550.3108 | 457.782
11.8 | 49.7904 | 49.5352 | 49.5159 | 11.8 | 549.9997 | 549.6999 | 458.1656
11.85 | 49.7876 | 49.5354 | 49.5157 | 11.85 | 541.975 | 549.0938 | 458.5439
11.9 | 49.7847 | 49.5357 | 49.5155 | 11.9 | 533.9503 | 548.4926 | 458.9168
11.95 | 49.7817 | 49.5359 | 49.5153 | 11.95 | 525.9255 | 547.8967 | 459.2845
12 | 49.7786 | 49.5362 | 49.5151 | 12 | 517.9008 | 547.3064 | 459.647
12.05 | 49.7754 | 49.5364 | 49.5149 | 12.05 | 509.8761 | 546.722 | 460.0045
12.1 | 49.7722 | 49.5366 | 49.5147 | 12.1 | 501.8513 | 546.1438 | 460.3569
12.15 | 49.7689 | 49.5368 | 49.5145 | 12.15 | 493.8266 | 545.5721 | 460.7044
12.2 | 49.7655 | 49.5371 | 49.5143 | 12.2 | 485.8019 | 545.0072 | 461.0471
12.25 | 49.762 | 49.5373 | 49.5141 | 12.25 | 477.7771 | 544.4494 | 461.3849
12.3 | 49.7584 | 49.5375 | 49.5139 | 12.3 | 469.7524 | 543.8991 | 461.718
12.35 | 49.7548 | 49.5377 | 49.5137 | 12.35 | 461.7277 | 543.3564 | 462.0465
12.4 | 49.7511 | 49.5379 | 49.5135 | 12.4 | 453.7029 | 542.8217 | 462.3703
12.45 | 49.7473 | 49.5381 | 49.5133 | 12.45 | 445.6782 | 542.2952 | 462.6896
12.5 | 49.7434 | 49.5383 | 49.5131 | 12.5 | 437.6535 | 541.7769 | 463.0045
12.55 | 49.7395 | 49.5384 | 49.513 | 12.55 | 429.6287 | 541.2667 | 463.3149
12.6 | 49.7355 | 49.5386 | 49.5128 | 12.6 | 421.604 | 540.7647 | 463.621
12.65 | 49.7314 | 49.5388 | 49.5126 | 12.65 | 413.5793 | 540.271 | 463.9229
12.7 | 49.7273 | 49.5389 | 49.5125 | 12.7 | 407.7943 | 539.7854 | 464.2205
12.75 | 49.7232 | 49.5391 | 49.5123 | 12.75 | 410.1616 | 539.3081 | 464.5139
12.8 | 49.7192 | 49.5393 | 49.5121 | 12.8 | 412.7781 | 538.8389 | 464.8033
12.85 | 49.7152 | 49.5394 | 49.512 | 12.85 | 415.6422 | 538.3779 | 465.0886
12.9 | 49.7113 | 49.5396 | 49.5118 | 12.9 | 418.7525 | 537.9251 | 465.37
12.95 | 49.7075 | 49.5397 | 49.5116 | 12.95 | 422.1073 | 537.4804 | 465.6474
13 | 49.7037 | 49.5399 | 49.5115 | 13 | 425.7052 | 537.0438 | 465.9209
13.05 | 49.7 | 49.54 | 49.5113 | 13.05 | 429.5447 | 536.6153 | 466.1906
13.1 | 49.6964 | 49.5401 | 49.5112 | 13.1 | 433.6242 | 536.1949 | 466.4566
13.15 | 49.6928 | 49.5402 | 49.511 | 13.15 | 437.9423 | 535.7825 | 466.7188
13.2 | 49.6894 | 49.5404 | 49.5109 | 13.2 | 442.4974 | 535.3781 | 466.9774
13.25 | 49.686 | 49.5405 | 49.5107 | 13.25 | 447.2882 | 534.9817 | 467.2324
13.3 | 49.6827 | 49.5406 | 49.5106 | 13.3 | 452.3131 | 534.5931 | 467.4839
13.35 | 49.6795 | 49.5407 | 49.5105 | 13.35 | 457.5707 | 534.2124 | 467.7318
13.4 | 49.6763 | 49.5408 | 49.5103 | 13.4 | 463.0596 | 533.8396 | 467.9763
13.45 | 49.6733 | 49.5409 | 49.5102 | 13.45 | 468.7783 | 533.4745 | 468.2174
13.5 | 49.6704 | 49.541 | 49.51 | 13.5 | 474.7253 | 533.1171 | 468.4551
13.55 | 49.6675 | 49.5411 | 49.5099 | 13.55 | 480.8993 | 532.7673 | 468.6895
13.6 | 49.6648 | 49.5412 | 49.5098 | 13.6 | 487.2989 | 532.4251 | 468.9206
13.65 | 49.6621 | 49.5413 | 49.5096 | 13.65 | 493.9226 | 532.0905 | 469.1486
13.7 | 49.6596 | 49.5414 | 49.5095 | 13.7 | 500.7691 | 531.7633 | 469.3733
13.75 | 49.6571 | 49.5415 | 49.5094 | 13.75 | 507.837 | 531.4435 | 469.5949
13.8 | 49.6548 | 49.5416 | 49.5093 | 13.8 | 515.1249 | 531.131 | 469.8135
13.85 | 49.6525 | 49.5417 | 49.5091 | 13.85 | 522.6314 | 530.8257 | 470.029
13.9 | 49.6504 | 49.5417 | 49.509 | 13.9 | 530.3551 | 530.5276 | 470.2415
13.95 | 49.6484 | 49.5418 | 49.5089 | 13.95 | 538.2948 | 530.2366 | 470.451
14 | 49.6465 | 49.5419 | 49.5088 | 14 | 546.3196 | 529.9525 | 470.6576
14.05 | 49.6447 | 49.542 | 49.5087 | 14.05 | 554.3443 | 529.6754 | 470.8614
14.1 | 49.643 | 49.542 | 49.5086 | 14.1 | 562.3691 | 529.4051 | 471.0623
14.15 | 49.6415 | 49.5421 | 49.5084 | 14.15 | 570.3938 | 529.1415 | 471.2604
14.2 | 49.64 | 49.5421 | 49.5083 | 14.2 | 578.4185 | 528.8845 | 471.4558
14.25 | 49.6387 | 49.5422 | 49.5082 | 14.25 | 586.4433 | 528.6341 | 471.6485
14.3 | 49.6374 | 49.5423 | 49.5081 | 14.3 | 594.468 | 528.3901 | 471.8384
14.35 | 49.6363 | 49.5423 | 49.508 | 14.35 | 602.4927 | 528.1524 | 472.0258
14.4 | 49.6353 | 49.5424 | 49.5079 | 14.4 | 610.5175 | 527.921 | 472.2105
14.45 | 49.6343 | 49.5424 | 49.5078 | 14.45 | 618.5422 | 527.6956 | 472.3927
14.5 | 49.6335 | 49.5425 | 49.5077 | 14.5 | 626.5669 | 527.4763 | 472.5723
14.55 | 49.6328 | 49.5425 | 49.5076 | 14.55 | 634.5917 | 527.2629 | 472.7494
14.6 | 49.6322 | 49.5426 | 49.5075 | 14.6 | 642.6164 | 527.0553 | 472.9241
14.65 | 49.6317 | 49.5426 | 49.5074 | 14.65 | 650.6411 | 526.8534 | 473.0963
14.7 | 49.6313 | 49.5426 | 49.5073 | 14.7 | 658.6659 | 526.6571 | 473.2662
14.75 | 49.631 | 49.5427 | 49.5072 | 14.75 | 666.6906 | 526.4663 | 473.4337
14.8 | 49.6308 | 49.5427 | 49.5071 | 14.8 | 674.7153 | 526.2808 | 473.5988
14.85 | 49.6307 | 49.5428 | 49.507 | 14.85 | 682.7401 | 526.1007 | 473.7617
14.9 | 49.6307 | 49.5428 | 49.5069 | 14.9 | 690.7648 | 525.9257 | 473.9223
14.95 | 49.6308 | 49.5428 | 49.5068 | 14.95 | 698.7895 | 525.7559 | 474.0807
15 | 49.631 | 49.5429 | 49.5067 | 15 | 706.8143 | 525.591 | 474.2368
15.05 | 49.6313 | 49.5429 | 49.5067 | 15.05 | 714.839 | 525.431 | 474.3908
15.1 | 49.6317 | 49.5429 | 49.5066 | 15.1 | 722.8638 | 525.2757 | 474.5427
15.15 | 49.6322 | 49.5429 | 49.5065 | 15.15 | 730.8885 | 525.1252 | 474.6925
15.2 | 49.6328 | 49.543 | 49.5064 | 15.2 | 738.9132 | 524.9792 | 474.8401
15.25 | 49.6335 | 49.543 | 49.5063 | 15.25 | 746.938 | 524.8378 | 474.9858
15.3 | 49.6343 | 49.543 | 49.5062 | 15.3 | 754.9627 | 524.7007 | 475.1294
15.35 | 49.6352 | 49.543 | 49.5061 | 15.35 | 762.9874 | 524.5679 | 475.271
15.4 | 49.6362 | 49.5431 | 49.5061 | 15.4 | 771.0122 | 524.4394 | 475.4106
15.45 | 49.6372 | 49.5431 | 49.506 | 15.45 | 779.0369 | 524.3149 | 475.5483
15.5 | 49.6384 | 49.5431 | 49.5059 | 15.5 | 787.0616 | 524.1945 | 475.6841
15.55 | 49.6396 | 49.5431 | 49.5058 | 15.55 | 795.0864 | 524.078 | 475.818
15.6 | 49.641 | 49.5431 | 49.5058 | 15.6 | 803.1111 | 523.9653 | 475.95
15.65 | 49.6424 | 49.5432 | 49.5057 | 15.65 | 811.1358 | 523.8564 | 476.0802
15.7 | 49.6439 | 49.5432 | 49.5056 | 15.7 | 819.1606 | 523.7511 | 476.2086
15.75 | 49.6456 | 49.5432 | 49.5055 | 15.75 | 827.1853 | 523.6494 | 476.3353
15.8 | 49.6473 | 49.5432 | 49.5055 | 15.8 | 835.21 | 523.5512 | 476.4601
15.85 | 49.6491 | 49.5432 | 49.5054 | 15.85 | 843.2348 | 523.4564 | 476.5832
15.9 | 49.6509 | 49.5432 | 49.5053 | 15.9 | 851.2595 | 523.3649 | 476.7047
15.95 | 49.6529 | 49.5432 | 49.5053 | 15.95 | 859.2842 | 523.2766 | 476.8244
16 | 49.655 | 49.5432 | 49.5052 | 16 | 867.309 | 523.1915 | 476.9425
16.05 | 49.6571 | 49.5433 | 49.5051 | 16.05 | 875.3337 | 523.1094 | 477.0589
16.1 | 49.6594 | 49.5433 | 49.5051 | 16.1 | 883.3584 | 523.0304 | 477.1737
16.15 | 49.6617 | 49.5433 | 49.505 | 16.15 | 891.3832 | 522.9542 | 477.2869
16.2 | 49.6641 | 49.5433 | 49.5049 | 16.2 | 899.4079 | 522.8809 | 477.3986
16.25 | 49.6666 | 49.5433 | 49.5049 | 16.25 | 907.4327 | 522.8103 | 477.5087
16.3 | 49.6691 | 49.5433 | 49.5048 | 16.3 | 915.4574 | 522.7425 | 477.6172
16.35 | 49.6718 | 49.5433 | 49.5047 | 16.35 | 923.1421 | 522.6772 | 477.7243
16.4 | 49.6745 | 49.5433 | 49.5047 | 16.4 | 925.8602 | 522.6145 | 477.8299
16.45 | 49.6772 | 49.5433 | 49.5046 | 16.45 | 928.2975 | 522.5542 | 477.934
16.5 | 49.6798 | 49.5433 | 49.5046 | 16.5 | 930.4559 | 522.4964 | 478.0366
16.55 | 49.6825 | 49.5433 | 49.5045 | 16.55 | 932.3369 | 522.4408 | 478.1379
16.6 | 49.6853 | 49.5433 | 49.5045 | 16.6 | 933.9423 | 522.3876 | 478.2377
16.65 | 49.688 | 49.5433 | 49.5044 | 16.65 | 935.2738 | 522.3365 | 478.3361
16.7 | 49.6907 | 49.5433 | 49.5043 | 16.7 | 936.3332 | 522.2876 | 478.4332
16.75 | 49.6933 | 49.5433 | 49.5043 | 16.75 | 937.1221 | 522.2407 | 478.529
16.8 | 49.696 | 49.5433 | 49.5042 | 16.8 | 937.6422 | 522.1959 | 478.6234
16.85 | 49.6987 | 49.5433 | 49.5042 | 16.85 | 937.8951 | 522.153 | 478.7165
16.9 | 49.7014 | 49.5433 | 49.5041 | 16.9 | 937.8826 | 522.112 | 478.8083
16.95 | 49.704 | 49.5433 | 49.5041 | 16.95 | 937.6062 | 522.0728 | 478.8988
17 | 49.7066 | 49.5433 | 49.504 | 17 | 937.0677 | 522.0354 | 478.9881
17.05 | 49.7092 | 49.5433 | 49.504 | 17.05 | 936.2686 | 521.9997 | 479.0761
17.1 | 49.7117 | 49.5433 | 49.5039 | 17.1 | 935.2106 | 521.9658 | 479.1629
17.15 | 49.7143 | 49.5433 | 49.5039 | 17.15 | 933.8952 | 521.9334 | 479.2485
17.2 | 49.7167 | 49.5433 | 49.5038 | 17.2 | 932.3241 | 521.9026 | 479.3329
17.25 | 49.7192 | 49.5433 | 49.5038 | 17.25 | 930.4989 | 521.8733 | 479.4162
17.3 | 49.7216 | 49.5433 | 49.5037 | 17.3 | 928.4211 | 521.8454 | 479.4983
17.35 | 49.724 | 49.5433 | 49.5037 | 17.35 | 926.0923 | 521.819 | 479.5792
17.4 | 49.7263 | 49.5433 | 49.5036 | 17.4 | 923.514 | 521.7939 | 479.659
17.45 | 49.7285 | 49.5433 | 49.5036 | 17.45 | 920.6879 | 521.7702 | 479.7377
17.5 | 49.7308 | 49.5433 | 49.5036 | 17.5 | 917.6154 | 521.7478 | 479.8154
17.55 | 49.7329 | 49.5433 | 49.5035 | 17.55 | 914.2981 | 521.7265 | 479.8919
17.6 | 49.735 | 49.5433 | 49.5035 | 17.6 | 910.7375 | 521.7065 | 479.9674
17.65 | 49.7371 | 49.5433 | 49.5034 | 17.65 | 906.9352 | 521.6876 | 480.0418
17.7 | 49.739 | 49.5433 | 49.5034 | 17.7 | 902.8925 | 521.6699 | 480.1153
17.75 | 49.741 | 49.5433 | 49.5033 | 17.75 | 898.611 | 521.6532 | 480.1876
17.8 | 49.7428 | 49.5433 | 49.5033 | 17.8 | 894.0923 | 521.6375 | 480.259
17.85 | 49.7446 | 49.5433 | 49.5033 | 17.85 | 889.3377 | 521.6229 | 480.3294
17.9 | 49.7463 | 49.5433 | 49.5032 | 17.9 | 884.3487 | 521.6092 | 480.3988
17.95 | 49.7479 | 49.5433 | 49.5032 | 17.95 | 879.1268 | 521.5964 | 480.4673
18 | 49.7495 | 49.5433 | 49.5031 | 18 | 873.6734 | 521.5845 | 480.5348
18.05 | 49.7509 | 49.5433 | 49.5031 | 18.05 | 867.99 | 521.5734 | 480.6013
18.1 | 49.7523 | 49.5433 | 49.5031 | 18.1 | 862.078 | 521.5632 | 480.667
18.15 | 49.7536 | 49.5433 | 49.503 | 18.15 | 855.9389 | 521.5537 | 480.7317
18.2 | 49.7548 | 49.5433 | 49.503 | 18.2 | 849.5739 | 521.5451 | 480.7956
18.25 | 49.7559 | 49.5433 | 49.503 | 18.25 | 842.9846 | 521.5371 | 480.8585
18.3 | 49.757 | 49.5433 | 49.5029 | 18.3 | 836.1723 | 521.5299 | 480.9206
18.35 | 49.7579 | 49.5433 | 49.5029 | 18.35 | 829.1496 | 521.5233 | 480.9818
18.4 | 49.7588 | 49.5433 | 49.5029 | 18.4 | 822.0812 | 521.5173 | 481.0421
18.45 | 49.7595 | 49.5432 | 49.5028 | 18.45 | 814.9764 | 521.512 | 481.1017
18.5 | 49.7602 | 49.5432 | 49.5028 | 18.5 | 807.8449 | 521.5073 | 481.1604
18.55 | 49.7607 | 49.5432 | 49.5028 | 18.55 | 800.6957 | 521.5031 | 481.2182
18.6 | 49.7612 | 49.5432 | 49.5027 | 18.6 | 793.5382 | 521.4994 | 481.2753
18.65 | 49.7616 | 49.5432 | 49.5027 | 18.65 | 786.3814 | 521.4963 | 481.3316
18.7 | 49.7619 | 49.5432 | 49.5027 | 18.7 | 779.2341 | 521.4937 | 481.3871
18.75 | 49.7621 | 49.5432 | 49.5026 | 18.75 | 772.1053 | 521.4915 | 481.4419
18.8 | 49.7622 | 49.5432 | 49.5026 | 18.8 | 765.0037 | 521.4898 | 481.4958
18.85 | 49.7622 | 49.5432 | 49.5026 | 18.85 | 757.9379 | 521.4885 | 481.5491
18.9 | 49.7622 | 49.5432 | 49.5025 | 18.9 | 750.9163 | 521.4877 | 481.6015
18.95 | 49.762 | 49.5432 | 49.5025 | 18.95 | 743.9475 | 521.4872 | 481.6533
19 | 49.7618 | 49.5432 | 49.5025 | 19 | 737.0397 | 521.4871 | 481.7044
19.05 | 49.7615 | 49.5432 | 49.5024 | 19.05 | 730.201 | 521.4873 | 481.7547
19.1 | 49.7611 | 49.5432 | 49.5024 | 19.1 | 723.4397 | 521.4878 | 481.8043
19.15 | 49.7606 | 49.5432 | 49.5024 | 19.15 | 716.7635 | 521.4887 | 481.8533
19.2 | 49.76 | 49.5432 | 49.5024 | 19.2 | 710.1805 | 521.4899 | 481.9015
19.25 | 49.7594 | 49.5432 | 49.5023 | 19.25 | 703.6985 | 521.4914 | 481.9491
19.3 | 49.7587 | 49.5432 | 49.5023 | 19.3 | 697.325 | 521.4931 | 481.9961
19.35 | 49.7579 | 49.5432 | 49.5023 | 19.35 | 691.0677 | 521.4951 | 482.0424
19.4 | 49.757 | 49.5432 | 49.5023 | 19.4 | 684.934 | 521.4973 | 482.088
19.45 | 49.7561 | 49.5432 | 49.5022 | 19.45 | 678.9314 | 521.4997 | 482.133
19.5 | 49.7551 | 49.5432 | 49.5022 | 19.5 | 673.0671 | 521.5023 | 482.1774
19.55 | 49.754 | 49.5432 | 49.5022 | 19.55 | 667.3483 | 521.5052 | 482.2212
19.6 | 49.7529 | 49.5432 | 49.5022 | 19.6 | 661.7821 | 521.5082 | 482.2643
19.65 | 49.7517 | 49.5432 | 49.5021 | 19.65 | 656.3756 | 521.5114 | 482.3069
19.7 | 49.7505 | 49.5432 | 49.5021 | 19.7 | 651.1356 | 521.5148 | 482.3489
19.75 | 49.7492 | 49.5431 | 49.5021 | 19.75 | 646.0689 | 521.5183 | 482.3903
19.8 | 49.7479 | 49.5431 | 49.5021 | 19.8 | 641.1823 | 521.5219 | 482.4311
19.85 | 49.7465 | 49.5431 | 49.502 | 19.85 | 636.4824 | 521.5257 | 482.4713
19.9 | 49.745 | 49.5431 | 49.502 | 19.9 | 631.9758 | 521.5296 | 482.511
19.95 | 49.7435 | 49.5431 | 49.502 | 19.95 | 627.6689 | 521.5336 | 482.5501
20 | 49.742 | 49.5431 | 49.502 | 20 | 623.5681 | 521.5377 | 482.5887
20.05 | 49.7404 | 49.5431 | 49.5019 | 20.05 | 619.6797 | 521.5419 | 482.6268
20.1 | 49.7388 | 49.5431 | 49.5019 | 20.1 | 616.0098 | 521.5462 | 482.6643
20.15 | 49.7372 | 49.5431 | 49.5019 | 20.15 | 612.5646 | 521.5506 | 482.7013
20.2 | 49.7355 | 49.5431 | 49.5019 | 20.2 | 609.3502 | 521.555 | 482.7378
20.25 | 49.7338 | 49.5431 | 49.5019 | 20.25 | 606.3724 | 521.5595 | 482.7738
20.3 | 49.7321 | 49.5431 | 49.5018 | 20.3 | 603.6371 | 521.564 | 482.8093
20.35 | 49.7304 | 49.5431 | 49.5018 | 20.35 | 601.1498 | 521.5686 | 482.8443
20.4 | 49.7286 | 49.5431 | 49.5018 | 20.4 | 598.9103 | 521.5732 | 482.8788
20.45 | 49.7268 | 49.5431 | 49.5018 | 20.45 | 596.9185 | 521.5778 | 482.9129
20.5 | 49.7251 | 49.5431 | 49.5018 | 20.5 | 595.1735 | 521.5825 | 482.9464
20.55 | 49.7233 | 49.5431 | 49.5017 | 20.55 | 593.6745 | 521.5872 | 482.9795
20.6 | 49.7215 | 49.5431 | 49.5017 | 20.6 | 592.4202 | 521.5919 | 483.0122
20.65 | 49.7197 | 49.5431 | 49.5017 | 20.65 | 591.409 | 521.5967 | 483.0444
20.7 | 49.7179 | 49.5431 | 49.5017 | 20.7 | 590.6391 | 521.6014 | 483.0761
20.75 | 49.7161 | 49.5431 | 49.5017 | 20.75 | 590.1085 | 521.6061 | 483.1074
20.8 | 49.7143 | 49.5431 | 49.5017 | 20.8 | 589.8147 | 521.6109 | 483.1383
20.85 | 49.7126 | 49.5431 | 49.5016 | 20.85 | 589.7551 | 521.6156 | 483.1687
20.9 | 49.7108 | 49.5431 | 49.5016 | 20.9 | 589.9268 | 521.6203 | 483.1987
20.95 | 49.7091 | 49.5431 | 49.5016 | 20.95 | 590.3266 | 521.625 | 483.2283
21 | 49.7073 | 49.5431 | 49.5016 | 21 | 590.9511 | 521.6297 | 483.2575
21.05 | 49.7056 | 49.5431 | 49.5016 | 21.05 | 591.7966 | 521.6343 | 483.2863
21.1 | 49.704 | 49.5431 | 49.5016 | 21.1 | 592.8592 | 521.639 | 483.3147
21.15 | 49.7023 | 49.5431 | 49.5015 | 21.15 | 594.1348 | 521.6436 | 483.3426
21.2 | 49.7007 | 49.5431 | 49.5015 | 21.2 | 595.6189 | 521.6482 | 483.3702
21.25 | 49.6991 | 49.5431 | 49.5015 | 21.25 | 597.307 | 521.6527 | 483.3975
21.3 | 49.6975 | 49.5431 | 49.5015 | 21.3 | 599.1942 | 521.6572 | 483.4243
21.35 | 49.696 | 49.5431 | 49.5015 | 21.35 | 601.2754 | 521.6617 | 483.4508
21.4 | 49.6945 | 49.5431 | 49.5015 | 21.4 | 603.5454 | 521.6661 | 483.4769
21.45 | 49.6931 | 49.5431 | 49.5014 | 21.45 | 605.9988 | 521.6705 | 483.5026
21.5 | 49.6917 | 49.5431 | 49.5014 | 21.5 | 608.6297 | 521.6748 | 483.528
21.55 | 49.6903 | 49.5431 | 49.5014 | 21.55 | 611.4324 | 521.6791 | 483.553
21.6 | 49.689 | 49.5431 | 49.5014 | 21.6 | 614.4007 | 521.6834 | 483.5777
21.65 | 49.6877 | 49.5431 | 49.5014 | 21.65 | 617.5284 | 521.6876 | 483.602
21.7 | 49.6865 | 49.5431 | 49.5014 | 21.7 | 620.809 | 521.6917 | 483.626
21.75 | 49.6854 | 49.5431 | 49.5014 | 21.75 | 624.2358 | 521.6958 | 483.6497
21.8 | 49.6842 | 49.543 | 49.5014 | 21.8 | 627.8021 | 521.6999 | 483.673
21.85 | 49.6832 | 49.543 | 49.5013 | 21.85 | 631.5008 | 521.7039 | 483.696
21.9 | 49.6822 | 49.543 | 49.5013 | 21.9 | 635.3246 | 521.7078 | 483.7187
21.95 | 49.6812 | 49.543 | 49.5013 | 21.95 | 639.2664 | 521.7117 | 483.7411
22 | 49.6803 | 49.543 | 49.5013 | 22 | 643.3186 | 521.7155 | 483.7632
22.05 | 49.6795 | 49.543 | 49.5013 | 22.05 | 647.4734 | 521.7193 | 483.785
22.1 | 49.6787 | 49.543 | 49.5013 | 22.1 | 651.7232 | 521.723 | 483.8064
22.15 | 49.678 | 49.543 | 49.5013 | 22.15 | 656.0598 | 521.7266 | 483.8276
22.2 | 49.6773 | 49.543 | 49.5013 | 22.2 | 660.4753 | 521.7302 | 483.8485
22.25 | 49.6767 | 49.543 | 49.5012 | 22.25 | 664.9612 | 521.7338 | 483.869
22.3 | 49.6762 | 49.543 | 49.5012 | 22.3 | 669.5092 | 521.7372 | 483.8893
22.35 | 49.6757 | 49.543 | 49.5012 | 22.35 | 674.1108 | 521.7406 | 483.9093
22.4 | 49.6752 | 49.543 | 49.5012 | 22.4 | 678.7574 | 521.744 | 483.9291
22.45 | 49.6749 | 49.543 | 49.5012 | 22.45 | 683.4407 | 521.7473 | 483.9485
22.5 | 49.6746 | 49.543 | 49.5012 | 22.5 | 688.1522 | 521.7505 | 483.9677
22.55 | 49.6743 | 49.543 | 49.5012 | 22.55 | 692.8838 | 521.7537 | 483.9867
22.6 | 49.6742 | 49.543 | 49.5012 | 22.6 | 697.6273 | 521.7568 | 484.0053
22.65 | 49.674 | 49.543 | 49.5012 | 22.65 | 702.3745 | 521.7599 | 484.0237
22.7 | 49.674 | 49.543 | 49.5011 | 22.7 | 707.1176 | 521.7629 | 484.0419
22.75 | 49.674 | 49.543 | 49.5011 | 22.75 | 711.8487 | 521.7658 | 484.0598
22.8 | 49.674 | 49.543 | 49.5011 | 22.8 | 716.5601 | 521.7687 | 484.0774
22.85 | 49.6741 | 49.543 | 49.5011 | 22.85 | 721.2441 | 521.7715 | 484.0948
22.9 | 49.6743 | 49.543 | 49.5011 | 22.9 | 725.8934 | 521.7743 | 484.112
22.95 | 49.6745 | 49.543 | 49.5011 | 22.95 | 730.5007 | 521.777 | 484.1289
23 | 49.6748 | 49.543 | 49.5011 | 23 | 735.0588 | 521.7797 | 484.1456
23.05 | 49.6752 | 49.543 | 49.5011 | 23.05 | 739.5609 | 521.7823 | 484.1621
23.1 | 49.6756 | 49.543 | 49.5011 | 23.1 | 744 | 521.7848 | 484.1783
23.15 | 49.676 | 49.543 | 49.5011 | 23.15 | 748.3695 | 521.7873 | 484.1943
23.2 | 49.6765 | 49.543 | 49.501 | 23.2 | 752.6632 | 521.7897 | 484.2101
23.25 | 49.677 | 49.543 | 49.501 | 23.25 | 756.8746 | 521.7921 | 484.2256
23.3 | 49.6776 | 49.543 | 49.501 | 23.3 | 760.9979 | 521.7944 | 484.241
23.35 | 49.6783 | 49.543 | 49.501 | 23.35 | 765.0271 | 521.7967 | 484.2561
23.4 | 49.6789 | 49.543 | 49.501 | 23.4 | 768.9566 | 521.7989 | 484.271
23.45 | 49.6797 | 49.543 | 49.501 | 23.45 | 772.781 | 521.8011 | 484.2857
23.5 | 49.6804 | 49.543 | 49.501 | 23.5 | 776.4951 | 521.8032 | 484.3003
23.55 | 49.6812 | 49.543 | 49.501 | 23.55 | 780.094 | 521.8052 | 484.3146
23.6 | 49.6821 | 49.543 | 49.501 | 23.6 | 783.5729 | 521.8072 | 484.3287
23.65 | 49.683 | 49.543 | 49.501 | 23.65 | 786.9274 | 521.8092 | 484.3426
23.7 | 49.6839 | 49.543 | 49.501 | 23.7 | 790.1531 | 521.8111 | 484.3563
23.75 | 49.6848 | 49.543 | 49.501 | 23.75 | 793.2462 | 521.813 | 484.3699
23.8 | 49.6858 | 49.543 | 49.5009 | 23.8 | 796.2027 | 521.8148 | 484.3832
23.85 | 49.6868 | 49.543 | 49.5009 | 23.85 | 799.0192 | 521.8166 | 484.3964
23.9 | 49.6878 | 49.543 | 49.5009 | 23.9 | 801.6925 | 521.8183 | 484.4093
23.95 | 49.6889 | 49.543 | 49.5009 | 23.95 | 804.2195 | 521.82 | 484.4221
24 | 49.69 | 49.543 | 49.5009 | 24 | 806.5976 | 521.8216 | 484.4348
24.05 | 49.6911 | 49.543 | 49.5009 | 24.05 | 808.8243 | 521.8232 | 484.4472
24.1 | 49.6922 | 49.543 | 49.5009 | 24.1 | 810.8974 | 521.8247 | 484.4595
24.15 | 49.6933 | 49.543 | 49.5009 | 24.15 | 812.815 | 521.8262 | 484.4716
24.2 | 49.6945 | 49.543 | 49.5009 | 24.2 | 814.5754 | 521.8277 | 484.4835
24.25 | 49.6957 | 49.543 | 49.5009 | 24.25 | 816.1775 | 521.8291 | 484.4953
24.3 | 49.6968 | 49.543 | 49.5009 | 24.3 | 817.62 | 521.8305 | 484.5069
24.35 | 49.698 | 49.543 | 49.5009 | 24.35 | 818.9022 | 521.8318 | 484.5183
24.4 | 49.6992 | 49.543 | 49.5009 | 24.4 | 820.0236 | 521.8331 | 484.5296
24.45 | 49.7004 | 49.543 | 49.5009 | 24.45 | 820.9841 | 521.8344 | 484.5407
24.5 | 49.7016 | 49.543 | 49.5009 | 24.5 | 821.7836 | 521.8356 | 484.5517
24.55 | 49.7028 | 49.543 | 49.5008 | 24.55 | 822.4226 | 521.8368 | 484.5625
24.6 | 49.704 | 49.543 | 49.5008 | 24.6 | 822.9016 | 521.838 | 484.5732
24.65 | 49.7052 | 49.543 | 49.5008 | 24.65 | 823.2215 | 521.8391 | 484.5837
24.7 | 49.7064 | 49.543 | 49.5008 | 24.7 | 823.3835 | 521.8402 | 484.5941
24.75 | 49.7076 | 49.543 | 49.5008 | 24.75 | 823.3889 | 521.8413 | 484.6043
24.8 | 49.7088 | 49.543 | 49.5008 | 24.8 | 823.2392 | 521.8423 | 484.6144
24.85 | 49.7099 | 49.543 | 49.5008 | 24.85 | 822.9365 | 521.8433 | 484.6244
24.9 | 49.7111 | 49.543 | 49.5008 | 24.9 | 822.4828 | 521.8442 | 484.6342
24.95 | 49.7122 | 49.543 | 49.5008 | 24.95 | 821.8804 | 521.8452 | 484.6439
25 | 49.7133 | 49.543 | 49.5008 | 25 | 821.1318 | 521.8461 | 484.6534
25.05 | 49.7144 | 49.543 | 49.5008 | 25.05 | 820.2398 | 521.8469 | 484.6628
25.1 | 49.7155 | 49.543 | 49.5008 | 25.1 | 819.2073 | 521.8478 | 484.6721
25.15 | 49.7166 | 49.543 | 49.5008 | 25.15 | 818.0376 | 521.8486 | 484.6813
25.2 | 49.7176 | 49.543 | 49.5008 | 25.2 | 816.7339 | 521.8494 | 484.6903
25.25 | 49.7186 | 49.543 | 49.5008 | 25.25 | 815.2999 | 521.8501 | 484.6992
25.3 | 49.7196 | 49.543 | 49.5008 | 25.3 | 813.7391 | 521.8509 | 484.708
25.35 | 49.7206 | 49.543 | 49.5008 | 25.35 | 812.0555 | 521.8516 | 484.7166
25.4 | 49.7215 | 49.543 | 49.5008 | 25.4 | 810.2532 | 521.8523 | 484.7251
25.45 | 49.7224 | 49.543 | 49.5007 | 25.45 | 808.3363 | 521.8529 | 484.7336
25.5 | 49.7233 | 49.543 | 49.5007 | 25.5 | 806.3091 | 521.8536 | 484.7419
25.55 | 49.7241 | 49.543 | 49.5007 | 25.55 | 804.1762 | 521.8542 | 484.75
25.6 | 49.7249 | 49.543 | 49.5007 | 25.6 | 801.9422 | 521.8548 | 484.7581
25.65 | 49.7257 | 49.543 | 49.5007 | 25.65 | 799.6116 | 521.8554 | 484.7661
25.7 | 49.7264 | 49.543 | 49.5007 | 25.7 | 797.1895 | 521.8559 | 484.7739
25.75 | 49.7271 | 49.543 | 49.5007 | 25.75 | 794.6807 | 521.8564 | 484.7816
25.8 | 49.7278 | 49.543 | 49.5007 | 25.8 | 792.0903 | 521.8569 | 484.7893
25.85 | 49.7284 | 49.543 | 49.5007 | 25.85 | 789.4233 | 521.8574 | 484.7968
25.9 | 49.729 | 49.543 | 49.5007 | 25.9 | 786.685 | 521.8579 | 484.8042
25.95 | 49.7295 | 49.543 | 49.5007 | 25.95 | 783.8806 | 521.8584 | 484.8115
26 | 49.7301 | 49.543 | 49.5007 | 26 | 781.0154 | 521.8588 | 484.8188
26.05 | 49.7305 | 49.543 | 49.5007 | 26.05 | 778.0947 | 521.8592 | 484.8259
26.1 | 49.731 | 49.543 | 49.5007 | 26.1 | 775.1241 | 521.8596 | 484.8329
26.15 | 49.7314 | 49.543 | 49.5007 | 26.15 | 772.1088 | 521.86 | 484.8398
26.2 | 49.7317 | 49.543 | 49.5007 | 26.2 | 769.0543 | 521.8604 | 484.8466
26.25 | 49.732 | 49.543 | 49.5007 | 26.25 | 765.9662 | 521.8607 | 484.8534
26.3 | 49.7323 | 49.543 | 49.5007 | 26.3 | 762.8498 | 521.861 | 484.86
26.35 | 49.7325 | 49.543 | 49.5007 | 26.35 | 759.7105 | 521.8614 | 484.8665
26.4 | 49.7327 | 49.543 | 49.5007 | 26.4 | 756.5539 | 521.8617 | 484.873
26.45 | 49.7329 | 49.543 | 49.5007 | 26.45 | 753.3853 | 521.862 | 484.8794
26.5 | 49.733 | 49.543 | 49.5007 | 26.5 | 750.2101 | 521.8623 | 484.8856
26.55 | 49.733 | 49.543 | 49.5007 | 26.55 | 747.0336 | 521.8625 | 484.8918
26.6 | 49.7331 | 49.543 | 49.5007 | 26.6 | 743.8611 | 521.8628 | 484.8979
26.65 | 49.7331 | 49.543 | 49.5006 | 26.65 | 740.6978 | 521.863 | 484.9039
26.7 | 49.733 | 49.543 | 49.5006 | 26.7 | 737.5488 | 521.8633 | 484.9099
26.75 | 49.7329 | 49.543 | 49.5006 | 26.75 | 734.4191 | 521.8635 | 484.9157
26.8 | 49.7328 | 49.543 | 49.5006 | 26.8 | 731.3139 | 521.8637 | 484.9215
26.85 | 49.7326 | 49.543 | 49.5006 | 26.85 | 728.2378 | 521.8639 | 484.9272
26.9 | 49.7324 | 49.543 | 49.5006 | 26.9 | 725.1958 | 521.8641 | 484.9328
26.95 | 49.7322 | 49.543 | 49.5006 | 26.95 | 722.1925 | 521.8643 | 484.9383
27 | 49.7319 | 49.543 | 49.5006 | 27 | 719.2325 | 521.8644 | 484.9438
27.05 | 49.7316 | 49.543 | 49.5006 | 27.05 | 716.3202 | 521.8646 | 484.9492
27.1 | 49.7313 | 49.543 | 49.5006 | 27.1 | 713.46 | 521.8647 | 484.9545
27.15 | 49.7309 | 49.543 | 49.5006 | 27.15 | 710.6559 | 521.8649 | 484.9597
27.2 | 49.7305 | 49.543 | 49.5006 | 27.2 | 707.9122 | 521.865 | 484.9649
27.25 | 49.7301 | 49.543 | 49.5006 | 27.25 | 705.2326 | 521.8651 | 484.97
27.3 | 49.7296 | 49.543 | 49.5006 | 27.3 | 702.6211 | 521.8653 | 484.975
27.35 | 49.7291 | 49.543 | 49.5006 | 27.35 | 700.0811 | 521.8654 | 484.9799
27.4 | 49.7286 | 49.543 | 49.5006 | 27.4 | 697.6162 | 521.8655 | 484.9848
27.45 | 49.728 | 49.543 | 49.5006 | 27.45 | 695.2296 | 521.8656 | 484.9896
27.5 | 49.7275 | 49.543 | 49.5006 | 27.5 | 692.9245 | 521.8657 | 484.9944
27.55 | 49.7269 | 49.543 | 49.5006 | 27.55 | 690.7039 | 521.8658 | 484.999
27.6 | 49.7262 | 49.543 | 49.5006 | 27.6 | 688.5705 | 521.8658 | 485.0037
27.65 | 49.7256 | 49.543 | 49.5006 | 27.65 | 686.527 | 521.8659 | 485.0082
27.7 | 49.7249 | 49.543 | 49.5006 | 27.7 | 684.5759 | 521.866 | 485.0127
27.75 | 49.7243 | 49.543 | 49.5006 | 27.75 | 682.7194 | 521.866 | 485.0171
27.8 | 49.7236 | 49.543 | 49.5006 | 27.8 | 680.9596 | 521.8661 | 485.0215
27.85 | 49.7228 | 49.543 | 49.5006 | 27.85 | 679.2985 | 521.8661 | 485.0258
27.9 | 49.7221 | 49.543 | 49.5006 | 27.9 | 677.7377 | 521.8662 | 485.03
27.95 | 49.7214 | 49.543 | 49.5006 | 27.95 | 676.2788 | 521.8662 | 485.0342
28 | 49.7206 | 49.543 | 49.5006 | 28 | 674.9233 | 521.8663 | 485.0383
28.05 | 49.7199 | 49.543 | 49.5006 | 28.05 | 673.6722 | 521.8663 | 485.0424
28.1 | 49.7191 | 49.543 | 49.5006 | 28.1 | 672.5265 | 521.8663 | 485.0464
28.15 | 49.7183 | 49.543 | 49.5006 | 28.15 | 671.4872 | 521.8664 | 485.0504
28.2 | 49.7175 | 49.543 | 49.5006 | 28.2 | 670.5547 | 521.8664 | 485.0543
28.25 | 49.7167 | 49.543 | 49.5006 | 28.25 | 669.7296 | 521.8664 | 485.0581
28.3 | 49.7159 | 49.543 | 49.5006 | 28.3 | 669.0121 | 521.8664 | 485.0619
28.35 | 49.7151 | 49.543 | 49.5006 | 28.35 | 668.4023 | 521.8664 | 485.0657
28.4 | 49.7143 | 49.543 | 49.5006 | 28.4 | 667.9001 | 521.8664 | 485.0694
28.45 | 49.7135 | 49.543 | 49.5006 | 28.45 | 667.5052 | 521.8664 | 485.073
28.5 | 49.7127 | 49.543 | 49.5006 | 28.5 | 667.2172 | 521.8664 | 485.0766
28.55 | 49.7119 | 49.543 | 49.5005 | 28.55 | 667.0354 | 521.8664 | 485.0801
28.6 | 49.7111 | 49.543 | 49.5005 | 28.6 | 666.9591 | 521.8664 | 485.0836
28.65 | 49.7103 | 49.543 | 49.5005 | 28.65 | 666.9873 | 521.8664 | 485.087
28.7 | 49.7095 | 49.543 | 49.5005 | 28.7 | 667.1189 | 521.8664 | 485.0904
28.75 | 49.7088 | 49.543 | 49.5005 | 28.75 | 667.3526 | 521.8664 | 485.0938
28.8 | 49.708 | 49.543 | 49.5005 | 28.8 | 667.687 | 521.8664 | 485.0971
28.85 | 49.7072 | 49.543 | 49.5005 | 28.85 | 668.1204 | 521.8664 | 485.1003
28.9 | 49.7065 | 49.543 | 49.5005 | 28.9 | 668.6512 | 521.8664 | 485.1035
28.95 | 49.7058 | 49.543 | 49.5005 | 28.95 | 669.2775 | 521.8664 | 485.1067
29 | 49.705 | 49.543 | 49.5005 | 29 | 669.9972 | 521.8663 | 485.1098
29.05 | 49.7043 | 49.543 | 49.5005 | 29.05 | 670.8082 | 521.8663 | 485.1129
29.1 | 49.7036 | 49.543 | 49.5005 | 29.1 | 671.7083 | 521.8663 | 485.1159
29.15 | 49.703 | 49.543 | 49.5005 | 29.15 | 672.6949 | 521.8663 | 485.1189
29.2 | 49.7023 | 49.543 | 49.5005 | 29.2 | 673.7657 | 521.8662 | 485.1219
29.25 | 49.7017 | 49.543 | 49.5005 | 29.25 | 674.918 | 521.8662 | 485.1248
29.3 | 49.7011 | 49.543 | 49.5005 | 29.3 | 676.1489 | 521.8662 | 485.1277
29.35 | 49.7005 | 49.543 | 49.5005 | 29.35 | 677.4558 | 521.8662 | 485.1305
29.4 | 49.6999 | 49.543 | 49.5005 | 29.4 | 678.8356 | 521.8661 | 485.1333
29.45 | 49.6993 | 49.543 | 49.5005 | 29.45 | 680.2853 | 521.8661 | 485.136
29.5 | 49.6988 | 49.543 | 49.5005 | 29.5 | 681.8018 | 521.8661 | 485.1387
29.55 | 49.6983 | 49.543 | 49.5005 | 29.55 | 683.3819 | 521.8661 | 485.1414
29.6 | 49.6978 | 49.543 | 49.5005 | 29.6 | 685.0224 | 521.866 | 485.1441
29.65 | 49.6973 | 49.543 | 49.5005 | 29.65 | 686.7199 | 521.866 | 485.1467
29.7 | 49.6969 | 49.543 | 49.5005 | 29.7 | 688.471 | 521.866 | 485.1492
29.75 | 49.6965 | 49.543 | 49.5005 | 29.75 | 690.2723 | 521.8659 | 485.1518
29.8 | 49.6961 | 49.543 | 49.5005 | 29.8 | 692.1202 | 521.8659 | 485.1543
29.85 | 49.6957 | 49.543 | 49.5005 | 29.85 | 694.0113 | 521.8659 | 485.1567
29.9 | 49.6954 | 49.543 | 49.5005 | 29.9 | 695.942 | 521.8658 | 485.1591
29.95 | 49.6951 | 49.543 | 49.5005 | 29.95 | 697.9087 | 521.8658 | 485.1615
30 | 49.6948 | 49.543 | 49.5005 | 30 | 699.9078 | 521.8658 | 485.1639

## FM 3.27
Time (s) | Frequency (Hz) | Response (MW)
0 | 49.8917 | 171.1022
0.05 | 49.8834 | 171.1022
0.1 | 49.8752 | 171.1022
0.15 | 49.867 | 171.1022
0.2 | 49.8588 | 171.1022
0.25 | 49.8507 | 171.1022
0.3 | 49.8426 | 171.1022
0.35 | 49.8346 | 171.1022
0.4 | 49.8265 | 171.1022
0.45 | 49.8185 | 171.1022
0.5 | 49.8106 | 171.1022
0.55 | 49.8027 | 171.1022
0.6 | 49.7948 | 171.1022
0.65 | 49.7869 | 171.1022
0.7 | 49.7791 | 171.1022
0.75 | 49.7713 | 171.1022
0.8 | 49.7635 | 171.1022
0.85 | 49.7558 | 171.1022
0.9 | 49.7481 | 171.1022
0.95 | 49.7404 | 171.1022
1 | 49.7329 | 183.3058
1.05 | 49.7255 | 195.5094
1.1 | 49.7182 | 207.713
1.15 | 49.7111 | 219.9166
1.2 | 49.7041 | 232.1203
1.25 | 49.6972 | 244.3239
1.3 | 49.6904 | 256.5275
1.35 | 49.6838 | 268.7311
1.4 | 49.6773 | 280.9347
1.45 | 49.671 | 293.1383
1.5 | 49.6647 | 305.3419
1.55 | 49.6586 | 317.5455
1.6 | 49.6526 | 329.7492
1.65 | 49.6468 | 341.9528
1.7 | 49.641 | 354.1564
1.75 | 49.6354 | 366.36
1.8 | 49.63 | 378.5636
1.85 | 49.6246 | 390.7672
1.9 | 49.6194 | 402.9708
1.95 | 49.6143 | 415.1744
2 | 49.6093 | 427.3781
2.05 | 49.6044 | 439.5817
2.1 | 49.5997 | 451.7853
2.15 | 49.5951 | 463.9889
2.2 | 49.5906 | 476.1925
2.25 | 49.5862 | 488.3961
2.3 | 49.5819 | 500.5997
2.35 | 49.5778 | 512.8033
2.4 | 49.5737 | 525.007
2.45 | 49.5698 | 537.2106
2.5 | 49.566 | 549.4142
2.55 | 49.5624 | 561.6178
2.6 | 49.5588 | 573.8214
2.65 | 49.5554 | 586.025
2.7 | 49.5521 | 598.2286
2.75 | 49.5488 | 610.4322
2.8 | 49.5457 | 622.6359
2.85 | 49.5428 | 634.8395
2.9 | 49.5399 | 647.0431
2.95 | 49.5371 | 659.2467
3 | 49.5345 | 671.4503
3.05 | 49.532 | 683.6539
3.1 | 49.5296 | 695.8575
3.15 | 49.5273 | 708.0611
3.2 | 49.5251 | 720.2648
3.25 | 49.523 | 732.4684
3.3 | 49.521 | 744.672
3.35 | 49.5191 | 756.8756
3.4 | 49.5174 | 769.0792
3.45 | 49.5157 | 781.2828
3.5 | 49.5142 | 793.4864
3.55 | 49.5128 | 805.69
3.6 | 49.5114 | 817.8936
3.65 | 49.5102 | 830.0973
3.7 | 49.5091 | 842.3009
3.75 | 49.5081 | 854.5045
3.8 | 49.5072 | 866.7081
3.85 | 49.5064 | 878.9117
3.9 | 49.5057 | 891.1153
3.95 | 49.5051 | 901.5117
4 | 49.5046 | 906.8277
4.05 | 49.5041 | 911.9178
4.1 | 49.5036 | 916.7829
4.15 | 49.5032 | 921.424
4.2 | 49.5028 | 925.8419
4.25 | 49.5024 | 930.0376
4.3 | 49.5021 | 934.0121
4.35 | 49.5018 | 937.7662
4.4 | 49.5016 | 941.3008
4.45 | 49.5013 | 944.617
4.5 | 49.5011 | 947.7155
4.55 | 49.501 | 950.5973
4.6 | 49.5008 | 953.2633
4.65 | 49.5007 | 955.7143
4.7 | 49.5006 | 957.9513
4.75 | 49.5005 | 959.9752
4.8 | 49.5004 | 961.7868
4.85 | 49.5003 | 963.387
4.9 | 49.5003 | 964.7767
4.95 | 49.5002 | 965.987
5 | 49.5002 | 967.1035
5.05 | 49.5002 | 968.1303
5.1 | 49.5001 | 969.0715
5.15 | 49.5001 | 969.9314
5.2 | 49.5001 | 970.7138
5.25 | 49.5001 | 971.423
5.3 | 49.5001 | 972.0627
5.35 | 49.5002 | 972.6372
5.4 | 49.5002 | 973.1501
5.45 | 49.5002 | 973.6056
5.5 | 49.5002 | 974.0074
5.55 | 49.5002 | 974.3594
5.6 | 49.5003 | 974.6654
5.65 | 49.5003 | 974.9292
5.7 | 49.5003 | 975.1546
5.75 | 49.5004 | 975.3451
5.8 | 49.5004 | 975.5047
5.85 | 49.5004 | 975.6368
5.9 | 49.5005 | 975.7452
5.95 | 49.5005 | 975.8329
6 | 49.5006 | 975.9016
6.05 | 49.5006 | 975.9528
6.1 | 49.5006 | 975.9882
6.15 | 49.5007 | 976.009
6.2 | 49.5007 | 976.0166
6.25 | 49.5007 | 976.0124
6.3 | 49.5008 | 975.9975
6.35 | 49.5008 | 975.9731
6.4 | 49.5009 | 975.9402
6.45 | 49.5009 | 975.8998
6.5 | 49.5009 | 975.8529
6.55 | 49.501 | 975.8003
6.6 | 49.501 | 975.7428
6.65 | 49.501 | 975.6811
6.7 | 49.5011 | 975.6159
6.75 | 49.5011 | 975.5478
6.8 | 49.5011 | 975.4774
6.85 | 49.5012 | 975.405
6.9 | 49.5012 | 975.3311
6.95 | 49.5012 | 975.256
7 | 49.5012 | 975.1802
7.05 | 49.5013 | 975.1037
7.1 | 49.5013 | 975.027
7.15 | 49.5013 | 974.9503
7.2 | 49.5014 | 974.8737
7.25 | 49.5014 | 974.7976
7.3 | 49.5014 | 974.722
7.35 | 49.5014 | 974.6471
7.4 | 49.5014 | 974.5731
7.45 | 49.5015 | 974.5001
7.5 | 49.5015 | 974.4282
7.55 | 49.5015 | 974.3574
7.6 | 49.5015 | 974.2879
7.65 | 49.5016 | 974.2197
7.7 | 49.5016 | 974.1529
7.75 | 49.5016 | 974.0875
7.8 | 49.5016 | 974.0235
7.85 | 49.5016 | 973.9611
7.9 | 49.5016 | 973.9001
7.95 | 49.5017 | 973.8406
8 | 49.5017 | 973.7826
8.05 | 49.5017 | 973.7262
8.1 | 49.5017 | 973.6713
8.15 | 49.5017 | 973.6178
8.2 | 49.5017 | 973.5659
8.25 | 49.5017 | 973.5155
8.3 | 49.5018 | 973.4665
8.35 | 49.5018 | 973.419
8.4 | 49.5018 | 973.3729
8.45 | 49.5018 | 973.3283
8.5 | 49.5018 | 973.285
8.55 | 49.5018 | 973.2431
8.6 | 49.5018 | 973.2025
8.65 | 49.5018 | 973.1632
8.7 | 49.5018 | 973.1253
8.75 | 49.5018 | 973.0885
8.8 | 49.5019 | 973.053
8.85 | 49.5019 | 973.0187
8.9 | 49.5019 | 972.9855
8.95 | 49.5019 | 972.9535
9 | 49.5019 | 972.9225
9.05 | 49.5019 | 972.8926
9.1 | 49.5019 | 972.8638
9.15 | 49.5019 | 972.836
9.2 | 49.5019 | 972.8092
9.25 | 49.5019 | 972.7833
9.3 | 49.5019 | 972.7584
9.35 | 49.5019 | 972.7343
9.4 | 49.5019 | 972.7111
9.45 | 49.5019 | 972.6888
9.5 | 49.5019 | 972.6673
9.55 | 49.502 | 972.6465
9.6 | 49.502 | 972.6265
9.65 | 49.502 | 972.6073
9.7 | 49.502 | 972.5888
9.75 | 49.502 | 972.571
9.8 | 49.502 | 972.5538
9.85 | 49.502 | 972.5373
9.9 | 49.502 | 972.5214
9.95 | 49.502 | 972.5061
10 | 49.502 | 972.4914

## FM 3.28
Inertia GVA.s | 0.5s lag | 1.0s lag | 1.5s lag | 2.0s lag
100 | 950 | 800 | 700 | 600
110 | 1030 | 890 | 780 | 680
120 | 1120 | 980 | 850 | 750
130 | 1195 | 1050 | 925 | 815
140 | 1270 | 1120 | 985 | 870
150 | 1340 | 1180 | 1045 | 925
160 | 1405 | 1250 | 1105 | 975
170 |  | 1310 | 1160 | 1025
180 |  | 1370 | 1210 | 1070
190 |  | 1420 | 1260 | 1115
200 |  |  | 1315 | 1150
210 |  |  | 1360 | 1190
220 |  |  | 1400 | 1225
230 |  |  |  | 1265
240 |  |  |  | 1300
250 |  |  |  | 1335
260 |  |  |  | 1360
270 |  |  |  | 1385
280 |  |  |  | 1410

## FM 3.29
Lag
| Response (MW) | 0.5s lag | 1.0s lag | 2.0s lag
Generation loss (MW) | 1400 | 1122 | 1124 | 1533
| 1300 | 1009 | 1008 | 1188
| 1200 | 896 | 896 | 908
| 1100 | 782 | 783 | 785
| 1001 | 668 | 671 | 672
| 1000 | 990
| 900 | 789 | 861
| 800 | 667 | 667 | 824
| 700 | 544 | 544 | 545
| 600 | 503 | 503 | 503

## FM 3.30
Lag
| Response (MW) | 2s ramp | 3s ramp | 4s ramp
Generation loss (MW) | 1400 | 1123 | 1140 | 1514
| 1300 | 1011 | 1011 | 1174
| 1200 | 899 | 899 | 903
| 1100 | 787 | 787 | 785
| 1001 | 674 | 674 | 675
| 1000 | 967
| 900 | 797 | 910
| 800 | 668 | 667 | 813
| 700 | 545 | 545 | 545
| 600 | 503 | 503 | 503

## FM 3.31
Frequency (Hz)
t (s) | original | -200MW | -400MW | +200MW | +400MW
0:00 | 50.019 | 50.0199 | 50.0219 | 50.0186 | 50.0184
0:00 | 50.017 | 50.0179 | 50.0199 | 50.0165 | 50.0161
0:00 | 50.018 | 50.0188 | 50.0207 | 50.0175 | 50.0172
0:00 | 50.02 | 50.0208 | 50.0226 | 50.0195 | 50.0192
0:00 | 50.021 | 50.022 | 50.0238 | 50.0204 | 50.0199
0:00 | 50.021 | 50.0221 | 50.0241 | 50.0202 | 50.0195
0:00 | 50.02 | 50.0213 | 50.0234 | 50.0191 | 50.0184
0:00 | 50.019 | 50.0203 | 50.0225 | 50.0181 | 50.0174
0:00 | 50.018 | 50.0192 | 50.0214 | 50.0172 | 50.0166
0:00 | 50.017 | 50.0182 | 50.0202 | 50.0163 | 50.0158
0:00 | 50.017 | 50.018 | 50.0199 | 50.0164 | 50.0161
0:00 | 50.015 | 50.0159 | 50.0177 | 50.0145 | 50.0142
0:00 | 50.015 | 50.0157 | 50.0172 | 50.0145 | 50.0143
0:00 | 50.015 | 50.0155 | 50.0168 | 50.0146 | 50.0144
0:00 | 50.014 | 50.0144 | 50.0155 | 50.0136 | 50.0134
0:00 | 50.014 | 50.0143 | 50.0153 | 50.0137 | 50.0135
0:00 | 50.013 | 50.0133 | 50.0141 | 50.0127 | 50.0125
0:00 | 50.012 | 50.0123 | 50.013 | 50.0117 | 50.0116
0:00 | 50.01 | 50.0103 | 50.0109 | 50.0097 | 50.0096
0:00 | 50.009 | 50.0092 | 50.0099 | 50.0088 | 50.0086
0:00 | 50.009 | 50.0092 | 50.0098 | 50.0088 | 50.0087
0:00 | 50.006 | 50.0062 | 50.0067 | 50.0058 | 50.0057
0:00 | 50.006 | 50.0062 | 50.0066 | 50.0058 | 50.0057
0:00 | 50.004 | 50.0042 | 50.0046 | 50.0038 | 50.0038
0:00 | 50.003 | 50.0031 | 50.0035 | 50.0029 | 50.0028
0:00 | 50.002 | 50.0021 | 50.0025 | 50.0019 | 50.0018
0:00 | 50.002 | 50.0021 | 50.0024 | 50.0019 | 50.0018
0:00 | 50.002 | 50.0021 | 50.0024 | 50.0019 | 50.0018
0:00 | 50.004 | 50.0041 | 50.0044 | 50.0039 | 50.0038
0:00 | 50.003 | 50.0031 | 50.0033 | 50.0029 | 50.0029
0:00 | 50.005 | 50.0051 | 50.0053 | 50.0049 | 50.0049
0:01 | 50.005 | 50.0051 | 50.0053 | 50.0049 | 50.0049
0:01 | 50.005 | 50.0051 | 50.0053 | 50.0049 | 50.0049
0:01 | 50.005 | 50.0051 | 50.0052 | 50.0049 | 50.0049
0:01 | 50.007 | 50.0071 | 50.0072 | 50.0069 | 50.0069
0:01 | 50.007 | 50.0071 | 50.0072 | 50.0069 | 50.0069
0:01 | 50.007 | 50.007 | 50.0072 | 50.007 | 50.0069
0:01 | 50.005 | 50.005 | 50.0052 | 50.005 | 50.0049
0:01 | 50.005 | 50.005 | 50.0051 | 50.005 | 50.0049
0:01 | 50.005 | 50.005 | 50.0051 | 50.005 | 50.0049
0:01 | 50.006 | 50.006 | 50.0061 | 50.006 | 50.0059
0:01 | 50.006 | 50.006 | 50.0061 | 50.006 | 50.006
0:01 | 50.005 | 50.005 | 50.0051 | 50.005 | 50.005
0:01 | 50.006 | 50.006 | 50.0061 | 50.006 | 50.006
0:01 | 50.005 | 50.005 | 50.0051 | 50.005 | 50.005
0:01 | 50.006 | 50.006 | 50.0061 | 50.006 | 50.006
0:01 | 50.005 | 50.005 | 50.0051 | 50.005 | 50.005
0:01 | 50.003 | 50.003 | 50.0031 | 50.003 | 50.003
0:01 | 50.005 | 50.005 | 50.0051 | 50.005 | 50.005
0:01 | 50.002 | 50.002 | 50.0021 | 50.002 | 50.002
0:01 | 50 | 50 | 50 | 50 | 50
0:01 | 50 | 50 | 50 | 50 | 50
0:01 | 50.001 | 50.001 | 50.001 | 50.001 | 50.001
0:01 | 50 | 50 | 50 | 50 | 50
0:01 | 49.998 | 49.998 | 49.998 | 49.998 | 49.998
0:01 | 49.997 | 49.997 | 49.997 | 49.997 | 49.997
0:01 | 49.994 | 49.994 | 49.994 | 49.994 | 49.994
0:01 | 49.995 | 49.995 | 49.995 | 49.995 | 49.995
0:01 | 49.995 | 49.995 | 49.995 | 49.995 | 49.995
0:01 | 49.992 | 49.992 | 49.992 | 49.992 | 49.992
0:01 | 49.991 | 49.991 | 49.991 | 49.991 | 49.991
0:01 | 49.991 | 49.991 | 49.991 | 49.991 | 49.991
0:01 | 49.99 | 49.99 | 49.99 | 49.99 | 49.99
0:01 | 49.99 | 49.99 | 49.99 | 49.99 | 49.99
0:01 | 49.989 | 49.989 | 49.989 | 49.989 | 49.989
0:01 | 49.989 | 49.989 | 49.989 | 49.989 | 49.989
0:01 | 49.991 | 49.991 | 49.991 | 49.991 | 49.991
0:01 | 49.993 | 49.993 | 49.993 | 49.993 | 49.993
0:01 | 49.995 | 49.995 | 49.995 | 49.995 | 49.995
0:01 | 49.996 | 49.996 | 49.996 | 49.996 | 49.996
0:01 | 49.997 | 49.997 | 49.997 | 49.997 | 49.997
0:01 | 50.001 | 50.001 | 50.001 | 50.001 | 50.001
0:01 | 50 | 50 | 50 | 50 | 50
0:01 | 50.005 | 50.005 | 50.005 | 50.005 | 50.005
0:01 | 50.006 | 50.006 | 50.006 | 50.006 | 50.006
0:01 | 50.006 | 50.006 | 50.006 | 50.006 | 50.006
0:01 | 50.006 | 50.006 | 50.006 | 50.006 | 50.006
0:01 | 50.006 | 50.006 | 50.006 | 50.006 | 50.006
0:01 | 50.006 | 50.006 | 50.006 | 50.006 | 50.006
0:01 | 50.004 | 50.004 | 50.004 | 50.004 | 50.004
0:01 | 50.006 | 50.006 | 50.006 | 50.006 | 50.006
0:01 | 50.003 | 50.003 | 50.003 | 50.003 | 50.003
0:01 | 50.001 | 50.001 | 50.001 | 50.001 | 50.001
0:01 | 49.998 | 49.998 | 49.998 | 49.998 | 49.998
0:01 | 49.996 | 49.996 | 49.996 | 49.996 | 49.996
0:01 | 49.994 | 49.994 | 49.994 | 49.994 | 49.994
0:01 | 49.993 | 49.993 | 49.993 | 49.993 | 49.993
0:01 | 49.989 | 49.989 | 49.989 | 49.989 | 49.989
0:01 | 49.989 | 49.989 | 49.989 | 49.989 | 49.989
0:01 | 49.989 | 49.989 | 49.989 | 49.989 | 49.989
0:02 | 49.991 | 49.991 | 49.991 | 49.991 | 49.991
0:02 | 49.992 | 49.992 | 49.992 | 49.992 | 49.992
0:02 | 49.994 | 49.994 | 49.994 | 49.994 | 49.994
0:02 | 49.994 | 49.994 | 49.994 | 49.994 | 49.994
0:02 | 49.994 | 49.994 | 49.994 | 49.994 | 49.994
0:02 | 49.995 | 49.995 | 49.995 | 49.995 | 49.995
0:02 | 49.996 | 49.996 | 49.996 | 49.996 | 49.996
0:02 | 49.999 | 49.999 | 49.999 | 49.999 | 49.999
0:02 | 50.001 | 50.001 | 50.001 | 50.001 | 50.001
0:02 | 50.003 | 50.003 | 50.003 | 50.003 | 50.003
0:02 | 50.004 | 50.004 | 50.004 | 50.004 | 50.004
0:02 | 50.004 | 50.004 | 50.004 | 50.004 | 50.004
0:02 | 50.006 | 50.006 | 50.006 | 50.006 | 50.006
0:02 | 50.004 | 50.004 | 50.004 | 50.004 | 50.004
0:02 | 50.007 | 50.007 | 50.007 | 50.007 | 50.007
0:02 | 50.005 | 50.005 | 50.005 | 50.005 | 50.005
0:02 | 50.006 | 50.006 | 50.006 | 50.006 | 50.006
0:02 | 50.007 | 50.007 | 50.007 | 50.007 | 50.007
0:02 | 50.006 | 50.006 | 50.006 | 50.006 | 50.006
0:02 | 50.008 | 50.008 | 50.008 | 50.008 | 50.008
0:02 | 50.008 | 50.008 | 50.008 | 50.008 | 50.008
0:02 | 50.011 | 50.011 | 50.011 | 50.011 | 50.011
0:02 | 50.013 | 50.013 | 50.013 | 50.013 | 50.013
0:02 | 50.014 | 50.014 | 50.014 | 50.014 | 50.014
0:02 | 50.015 | 50.015 | 50.015 | 50.015 | 50.015
0:02 | 50.015 | 50.015 | 50.015 | 50.015 | 50.015
0:02 | 50.017 | 50.017 | 50.017 | 50.017 | 50.017
0:02 | 50.015 | 50.0151 | 50.0153 | 50.0149 | 50.0147
0:02 | 50.012 | 50.0121 | 50.0122 | 50.0119 | 50.0118
0:02 | 50.012 | 50.0121 | 50.0122 | 50.0119 | 50.0118
0:02 | 50.011 | 50.0111 | 50.0112 | 50.0109 | 50.0108
0:02 | 50.008 | 50.0081 | 50.0082 | 50.0079 | 50.0078
0:02 | 50.009 | 50.0091 | 50.0092 | 50.0089 | 50.0088
0:02 | 50.006 | 50.0061 | 50.0061 | 50.0059 | 50.0058
0:02 | 50.004 | 50.0041 | 50.0041 | 50.0039 | 50.0039
0:02 | 50.002 | 50.0021 | 50.0021 | 50.0019 | 50.0019
0:02 | 50.002 | 50.0021 | 50.0021 | 50.0019 | 50.0019
0:02 | 50.001 | 50.001 | 50.0011 | 50.0009 | 50.0009
0:02 | 50 | 50 | 50.0001 | 49.9999 | 49.9999
0:02 | 49.998 | 49.998 | 49.9981 | 49.998 | 49.9979
0:02 | 49.999 | 49.999 | 49.9991 | 49.999 | 49.9989
0:02 | 49.997 | 49.997 | 49.9971 | 49.997 | 49.9969
0:02 | 49.996 | 49.996 | 49.9961 | 49.996 | 49.9959
0:02 | 49.996 | 49.996 | 49.9961 | 49.996 | 49.9959
0:02 | 49.999 | 49.999 | 49.999 | 49.999 | 49.9989
0:02 | 49.998 | 49.998 | 49.998 | 49.998 | 49.998
0:02 | 49.998 | 49.998 | 49.998 | 49.998 | 49.998
0:02 | 50 | 50 | 50 | 50 | 50
0:02 | 49.999 | 49.999 | 49.999 | 49.999 | 49.999
0:02 | 50.001 | 50.001 | 50.001 | 50.001 | 50.001
0:02 | 50.003 | 50.003 | 50.003 | 50.003 | 50.003
0:02 | 50.004 | 50.004 | 50.004 | 50.004 | 50.004
0:02 | 50.005 | 50.005 | 50.005 | 50.005 | 50.005
0:02 | 50.007 | 50.007 | 50.007 | 50.007 | 50.007
0:02 | 50.012 | 50.012 | 50.012 | 50.012 | 50.012
0:02 | 50.013 | 50.013 | 50.013 | 50.013 | 50.013
0:02 | 50.016 | 50.016 | 50.016 | 50.016 | 50.016
0:02 | 50.018 | 50.0181 | 50.0182 | 50.0179 | 50.0178
0:02 | 50.022 | 50.0223 | 50.0225 | 50.0218 | 50.0215
0:02 | 50.024 | 50.0247 | 50.0254 | 50.0233 | 50.0228
0:02 | 50.022 | 50.0231 | 50.0244 | 50.021 | 50.0201
0:03 | 50.021 | 50.0223 | 50.0239 | 50.0199 | 50.019
0:03 | 50.019 | 50.0204 | 50.0222 | 50.0179 | 50.0171
0:03 | 50.015 | 50.0163 | 50.0182 | 50.0141 | 50.0134
0:03 | 50.011 | 50.012 | 50.0136 | 50.0101 | 50.0095
0:03 | 50.011 | 50.0119 | 50.0134 | 50.0102 | 50.0097
0:03 | 50.008 | 50.0088 | 50.0102 | 50.0073 | 50.0068
0:03 | 50.006 | 50.0068 | 50.008 | 50.0054 | 50.0049
0:03 | 50.003 | 50.0037 | 50.0048 | 50.0024 | 50.002
0:03 | 50 | 50.0006 | 50.0016 | 49.9995 | 49.9991
0:03 | 49.999 | 49.9996 | 50.0005 | 49.9985 | 49.9982
0:03 | 49.998 | 49.9985 | 49.9994 | 49.9976 | 49.9972
0:03 | 49.997 | 49.9975 | 49.9982 | 49.9966 | 49.9963
0:03 | 49.996 | 49.9964 | 49.9971 | 49.9956 | 49.9954
0:03 | 49.995 | 49.9954 | 49.996 | 49.9947 | 49.9944
0:03 | 49.998 | 49.9984 | 49.9989 | 49.9977 | 49.9975
0:03 | 49.996 | 49.9963 | 49.9968 | 49.9957 | 49.9955
0:03 | 49.996 | 49.9963 | 49.9968 | 49.9957 | 49.9956
0:03 | 49.997 | 49.9973 | 49.9977 | 49.9968 | 49.9966
0:03 | 49.999 | 49.9992 | 49.9996 | 49.9988 | 49.9986
0:03 | 50 | 50.0002 | 50.0006 | 49.9998 | 49.9997
0:03 | 50.001 | 50.0012 | 50.0015 | 50.0008 | 50.0007
0:03 | 50.004 | 50.0042 | 50.0045 | 50.0038 | 50.0037
0:03 | 50.003 | 50.0032 | 50.0034 | 50.0029 | 50.0028
0:03 | 50.006 | 50.0062 | 50.0064 | 50.0059 | 50.0058
0:03 | 50.008 | 50.0081 | 50.0084 | 50.0079 | 50.0078
0:03 | 50.007 | 50.0071 | 50.0073 | 50.0069 | 50.0068
0:03 | 50.005 | 50.0051 | 50.0053 | 50.0049 | 50.0048
0:03 | 50.007 | 50.0071 | 50.0073 | 50.0069 | 50.0068
0:03 | 50.007 | 50.0071 | 50.0073 | 50.0069 | 50.0069
0:03 | 50.009 | 50.0091 | 50.0092 | 50.0089 | 50.0089
0:03 | 50.008 | 50.0081 | 50.0082 | 50.0079 | 50.0079
0:03 | 50.01 | 50.0101 | 50.0102 | 50.0099 | 50.0099
0:03 | 50.01 | 50.0101 | 50.0102 | 50.0099 | 50.0099
0:03 | 50.011 | 50.0111 | 50.0112 | 50.0109 | 50.0109
0:03 | 50.012 | 50.0121 | 50.0121 | 50.012 | 50.0119
0:03 | 50.009 | 50.0091 | 50.0091 | 50.009 | 50.0089
0:03 | 50.011 | 50.011 | 50.0111 | 50.011 | 50.0109
0:03 | 50.01 | 50.01 | 50.0101 | 50.01 | 50.0099
0:03 | 50.009 | 50.009 | 50.0091 | 50.009 | 50.0089
0:03 | 50.009 | 50.009 | 50.0091 | 50.009 | 50.0089
0:03 | 50.01 | 50.01 | 50.0101 | 50.01 | 50.01
0:03 | 50.009 | 50.009 | 50.0091 | 50.009 | 50.009
0:03 | 50.007 | 50.007 | 50.0071 | 50.007 | 50.007
0:03 | 50.008 | 50.008 | 50.0081 | 50.008 | 50.008
0:03 | 50.007 | 50.007 | 50.0071 | 50.007 | 50.007
0:03 | 50.008 | 50.008 | 50.008 | 50.008 | 50.008
0:03 | 50.008 | 50.008 | 50.008 | 50.008 | 50.008
0:03 | 50.007 | 50.007 | 50.007 | 50.007 | 50.007
0:03 | 50.011 | 50.011 | 50.011 | 50.011 | 50.011
0:03 | 50.011 | 50.011 | 50.011 | 50.011 | 50.011
0:03 | 50.012 | 50.012 | 50.012 | 50.012 | 50.012
0:03 | 50.013 | 50.013 | 50.013 | 50.013 | 50.013
0:03 | 50.013 | 50.013 | 50.013 | 50.013 | 50.013
0:03 | 50.016 | 50.016 | 50.016 | 50.016 | 50.016
0:03 | 50.018 | 50.0181 | 50.0182 | 50.0179 | 50.0179
0:03 | 50.021 | 50.0213 | 50.0215 | 50.0208 | 50.0205
0:03 | 50.021 | 50.0216 | 50.0223 | 50.0204 | 50.0199
0:03 | 50.02 | 50.0209 | 50.0219 | 50.0192 | 50.0186
0:03 | 50.021 | 50.022 | 50.0232 | 50.0202 | 50.0195
0:04 | 50.019 | 50.0202 | 50.0216 | 50.0181 | 50.0174
0:04 | 50.02 | 50.0211 | 50.0227 | 50.0192 | 50.0186
0:04 | 50.018 | 50.0192 | 50.0209 | 50.0171 | 50.0165
0:04 | 50.016 | 50.0171 | 50.0188 | 50.0153 | 50.0148
0:04 | 50.014 | 50.0149 | 50.0164 | 50.0135 | 50.0131
0:04 | 50.013 | 50.0138 | 50.0151 | 50.0125 | 50.0122
0:04 | 50.014 | 50.0147 | 50.0159 | 50.0136 | 50.0133
0:04 | 50.015 | 50.0157 | 50.0166 | 50.0146 | 50.0143
0:04 | 50.015 | 50.0155 | 50.0163 | 50.0146 | 50.0144
0:04 | 50.017 | 50.0174 | 50.0181 | 50.0167 | 50.0164
0:04 | 50.019 | 50.0194 | 50.0202 | 50.0187 | 50.0184
0:04 | 50.021 | 50.0216 | 50.0225 | 50.0205 | 50.0202
0:04 | 50.024 | 50.0249 | 50.0261 | 50.0233 | 50.0227
0:04 | 50.028 | 50.0293 | 50.0309 | 50.0269 | 50.0261
0:04 | 50.03 | 50.0318 | 50.0342 | 50.0285 | 50.0271
0:04 | 50.033 | 50.0354 | 50.0385 | 50.031 | 50.0294
0:04 | 50.034 | 50.037 | 50.041 | 50.0315 | 50.0296
0:04 | 50.036 | 50.0396 | 50.0443 | 50.0332 | 50.031
0:04 | 50.036 | 50.0401 | 50.0457 | 50.0329 | 50.0304
0:04 | 50.036 | 50.0406 | 50.0468 | 50.0326 | 50.03
0:04 | 50.037 | 50.0419 | 50.0488 | 50.0335 | 50.0309
0:04 | 50.036 | 50.0411 | 50.0486 | 50.0323 | 50.0296
0:04 | 50.035 | 50.0403 | 50.0482 | 50.0313 | 50.0287
0:04 | 50.034 | 50.0393 | 50.0476 | 50.0304 | 50.0278
0:04 | 50.032 | 50.0373 | 50.0457 | 50.0285 | 50.026
0:04 | 50.031 | 50.0362 | 50.0446 | 50.0277 | 50.0254
0:04 | 50.029 | 50.034 | 50.0423 | 50.0259 | 50.0238
0:04 | 50.028 | 50.0327 | 50.0408 | 50.0251 | 50.0232
0:04 | 50.025 | 50.0294 | 50.0373 | 50.0223 | 50.0206
0:04 | 50.021 | 50.025 | 50.0324 | 50.0187 | 50.0173
0:04 | 50.02 | 50.0234 | 50.0301 | 50.0182 | 50.0171
0:04 | 50.019 | 50.0219 | 50.028 | 50.0175 | 50.0168
0:04 | 50.02 | 50.0224 | 50.0279 | 50.0188 | 50.0182
0:04 | 50.021 | 50.0232 | 50.0281 | 50.02 | 50.0194
0:04 | 50.022 | 50.024 | 50.0287 | 50.0209 | 50.0203
0:04 | 50.023 | 50.025 | 50.0294 | 50.0219 | 50.0211
0:04 | 50.025 | 50.0271 | 50.0314 | 50.0238 | 50.0229
0:04 | 50.027 | 50.0292 | 50.0336 | 50.0255 | 50.0244
0:04 | 50.029 | 50.0315 | 50.036 | 50.0273 | 50.026
0:04 | 50.03 | 50.0328 | 50.0377 | 50.028 | 50.0264
0:04 | 50.03 | 50.0332 | 50.0383 | 50.0277 | 50.026
0:04 | 50.031 | 50.0344 | 50.0399 | 50.0286 | 50.0268
0:04 | 50.029 | 50.0326 | 50.0385 | 50.0264 | 50.0245
0:04 | 50.03 | 50.0337 | 50.0397 | 50.0275 | 50.0256
0:04 | 50.027 | 50.0308 | 50.037 | 50.0244 | 50.0226
0:04 | 50.026 | 50.0297 | 50.0358 | 50.0236 | 50.0219
0:04 | 50.023 | 50.0265 | 50.0325 | 50.0208 | 50.0193
0:04 | 50.019 | 50.0222 | 50.0279 | 50.0171 | 50.0159
0:04 | 50.018 | 50.0206 | 50.0258 | 50.0165 | 50.0158
0:04 | 50.014 | 50.0162 | 50.0208 | 50.0129 | 50.0124
0:04 | 50.015 | 50.0168 | 50.0207 | 50.014 | 50.0135
0:04 | 50.015 | 50.0164 | 50.0196 | 50.0141 | 50.0136
0:04 | 50.015 | 50.016 | 50.0188 | 50.0142 | 50.0138
0:04 | 50.015 | 50.0158 | 50.0181 | 50.0143 | 50.0139
0:04 | 50.017 | 50.0176 | 50.0195 | 50.0163 | 50.016
0:04 | 50.02 | 50.0205 | 50.0223 | 50.0195 | 50.0192
0:04 | 50.02 | 50.0208 | 50.0226 | 50.0193 | 50.0188
0:04 | 50.023 | 50.0239 | 50.0258 | 50.0222 | 50.0217
0:04 | 50.024 | 50.0252 | 50.0274 | 50.023 | 50.0222
0:04 | 50.026 | 50.0276 | 50.03 | 50.0248 | 50.0238
0:04 | 50.025 | 50.0269 | 50.0298 | 50.0235 | 50.0223
0:05 | 50.027 | 50.0291 | 50.0323 | 50.0254 | 50.0241
0:05 | 50.03 | 50.0324 | 50.036 | 50.0282 | 50.0268
0:05 | 50.029 | 50.0318 | 50.036 | 50.0268 | 50.0252
0:05 | 50.028 | 50.0311 | 50.0356 | 50.0257 | 50.024
0:05 | 50.027 | 50.0302 | 50.035 | 50.0247 | 50.023
0:05 | 50.026 | 50.0292 | 50.0342 | 50.0238 | 50.0222
0:05 | 50.025 | 50.0282 | 50.0333 | 50.0229 | 50.0214
0:05 | 50.024 | 50.0271 | 50.0321 | 50.022 | 50.0207
0:05 | 50.025 | 50.0279 | 50.0329 | 50.0232 | 50.022
0:05 | 50.022 | 50.0249 | 50.0298 | 50.0202 | 50.019
0:05 | 50.024 | 50.0266 | 50.0314 | 50.0224 | 50.0214
0:05 | 50.025 | 50.0276 | 50.0323 | 50.0234 | 50.0223
0:05 | 50.024 | 50.0266 | 50.0313 | 50.0223 | 50.0212
0:05 | 50.026 | 50.0286 | 50.0332 | 50.0244 | 50.0233
0:05 | 50.027 | 50.0297 | 50.0343 | 50.0253 | 50.024
0:05 | 50.028 | 50.0308 | 50.0356 | 50.0261 | 50.0247
0:05 | 50.031 | 50.034 | 50.039 | 50.029 | 50.0275
0:05 | 50.034 | 50.0373 | 50.0427 | 50.0316 | 50.0299
0:05 | 50.035 | 50.0388 | 50.0447 | 50.0323 | 50.0301
0:05 | 50.038 | 50.0422 | 50.0487 | 50.035 | 50.0326
0:05 | 50.038 | 50.0427 | 50.0498 | 50.0346 | 50.032
0:05 | 50.037 | 50.0421 | 50.0498 | 50.0333 | 50.0306
0:05 | 50.038 | 50.0433 | 50.0515 | 50.0342 | 50.0315
0:05 | 50.035 | 50.0405 | 50.0491 | 50.0312 | 50.0283
0:05 | 50.033 | 50.0385 | 50.0472 | 50.0293 | 50.0267
0:05 | 50.035 | 50.0403 | 50.0491 | 50.0315 | 50.0291
0:05 | 50.033 | 50.0384 | 50.0472 | 50.0295 | 50.0271
0:05 | 50.032 | 50.0372 | 50.046 | 50.0286 | 50.0263
0:05 | 50.033 | 50.0381 | 50.0468 | 50.0298 | 50.0276
0:05 | 50.032 | 50.037 | 50.0457 | 50.0288 | 50.0266
0:05 | 50.032 | 50.0369 | 50.0455 | 50.0289 | 50.0268
0:05 | 50.03 | 50.0348 | 50.0433 | 50.0269 | 50.0248
0:05 | 50.03 | 50.0346 | 50.0429 | 50.0271 | 50.0252
0:05 | 50.032 | 50.0365 | 50.0445 | 50.0292 | 50.0273
0:05 | 50.032 | 50.0365 | 50.0446 | 50.0292 | 50.0271
0:05 | 50.032 | 50.0365 | 50.0446 | 50.0291 | 50.0271
0:05 | 50.035 | 50.0396 | 50.0476 | 50.0321 | 50.03
0:05 | 50.036 | 50.0408 | 50.049 | 50.0328 | 50.0305
0:05 | 50.034 | 50.039 | 50.0474 | 50.0306 | 50.0282
0:05 | 50.036 | 50.041 | 50.0496 | 50.0327 | 50.0302
0:05 | 50.036 | 50.0412 | 50.0499 | 50.0325 | 50.03
0:05 | 50.036 | 50.0413 | 50.0502 | 50.0324 | 50.0299
0:05 | 50.035 | 50.0404 | 50.0495 | 50.0314 | 50.0288
0:05 | 50.035 | 50.0404 | 50.0495 | 50.0314 | 50.0289
0:05 | 50.035 | 50.0404 | 50.0496 | 50.0315 | 50.029
0:05 | 50.036 | 50.0414 | 50.0506 | 50.0325 | 50.03
0:05 | 50.035 | 50.0405 | 50.0498 | 50.0314 | 50.0289
0:05 | 50.038 | 50.0434 | 50.0528 | 50.0344 | 50.0319
0:05 | 50.039 | 50.0446 | 50.0542 | 50.0353 | 50.0326
0:05 | 50.042 | 50.0479 | 50.0577 | 50.0381 | 50.0352
0:05 | 50.043 | 50.0492 | 50.0595 | 50.0387 | 50.0357
0:05 | 50.048 | 50.0546 | 50.0653 | 50.0435 | 50.0402
0:05 | 50.048 | 50.0552 | 50.0666 | 50.043 | 50.0392
0:05 | 50.048 | 50.0556 | 50.0677 | 50.0427 | 50.0387
0:05 | 50.046 | 50.0539 | 50.0666 | 50.0405 | 50.0365
0:05 | 50.045 | 50.0531 | 50.066 | 50.0395 | 50.0356
0:05 | 50.042 | 50.0501 | 50.0632 | 50.0366 | 50.0328
0:05 | 50.04 | 50.0479 | 50.061 | 50.0349 | 50.0313
0:05 | 50.038 | 50.0456 | 50.0585 | 50.0332 | 50.0299
0:06 | 50.036 | 50.0432 | 50.0559 | 50.0315 | 50.0285
0:06 | 50.033 | 50.0398 | 50.052 | 50.0288 | 50.0261
0:06 | 50.034 | 50.0403 | 50.052 | 50.0302 | 50.0278
0:06 | 50.032 | 50.038 | 50.0492 | 50.0284 | 50.026
0:06 | 50.034 | 50.0397 | 50.0504 | 50.0306 | 50.0284
0:06 | 50.033 | 50.0385 | 50.0489 | 50.0297 | 50.0274
0:06 | 50.033 | 50.0383 | 50.0485 | 50.0297 | 50.0275
0:06 | 50.033 | 50.0382 | 50.048 | 50.0298 | 50.0276
0:06 | 50.034 | 50.0391 | 50.0487 | 50.0308 | 50.0286
0:06 | 50.032 | 50.0371 | 50.0466 | 50.0287 | 50.0265
0:06 | 50.034 | 50.039 | 50.0482 | 50.0309 | 50.0287
0:06 | 50.034 | 50.039 | 50.0482 | 50.0308 | 50.0285
0:06 | 50.034 | 50.0391 | 50.0482 | 50.0307 | 50.0284
0:06 | 50.034 | 50.0391 | 50.0481 | 50.0307 | 50.0284
0:06 | 50.037 | 50.0421 | 50.0511 | 50.0337 | 50.0314
0:06 | 50.038 | 50.0433 | 50.0525 | 50.0345 | 50.0319
0:06 | 50.038 | 50.0435 | 50.0529 | 50.0343 | 50.0316
0:06 | 50.038 | 50.0437 | 50.0533 | 50.0342 | 50.0314
0:06 | 50.036 | 50.0418 | 50.0516 | 50.0321 | 50.0293
0:06 | 50.037 | 50.0428 | 50.0525 | 50.0332 | 50.0305
0:06 | 50.036 | 50.0418 | 50.0516 | 50.0322 | 50.0295
0:06 | 50.035 | 50.0407 | 50.0506 | 50.0312 | 50.0286
0:06 | 50.031 | 50.0367 | 50.0464 | 50.0273 | 50.0248
0:06 | 50.029 | 50.0343 | 50.0437 | 50.0257 | 50.0235
0:06 | 50.031 | 50.0359 | 50.0449 | 50.028 | 50.0261
0:06 | 50.029 | 50.0337 | 50.0425 | 50.0261 | 50.0242
0:06 | 50.032 | 50.0365 | 50.0449 | 50.0293 | 50.0275
0:06 | 50.033 | 50.0375 | 50.0458 | 50.0302 | 50.0282
0:06 | 50.034 | 50.0386 | 50.0469 | 50.0311 | 50.029
0:06 | 50.033 | 50.0377 | 50.0461 | 50.0299 | 50.0277
0:06 | 50.036 | 50.0407 | 50.0491 | 50.0329 | 50.0306
0:06 | 50.038 | 50.043 | 50.0515 | 50.0347 | 50.0323
0:06 | 50.038 | 50.0433 | 50.0521 | 50.0344 | 50.0317
0:06 | 50.038 | 50.0435 | 50.0526 | 50.0342 | 50.0315
0:06 | 50.037 | 50.0427 | 50.0521 | 50.0331 | 50.0303
0:06 | 50.038 | 50.0437 | 50.0533 | 50.0342 | 50.0314
0:06 | 50.038 | 50.0439 | 50.0536 | 50.0341 | 50.0313
0:06 | 50.039 | 50.0449 | 50.0548 | 50.035 | 50.0322
0:06 | 50.039 | 50.0451 | 50.0551 | 50.035 | 50.0321
0:06 | 50.038 | 50.0441 | 50.0544 | 50.0339 | 50.031
0:06 | 50.038 | 50.0442 | 50.0545 | 50.0339 | 50.031
0:06 | 50.037 | 50.0432 | 50.0536 | 50.033 | 50.0301
0:06 | 50.037 | 50.0431 | 50.0535 | 50.033 | 50.0303
0:06 | 50.037 | 50.043 | 50.0534 | 50.0331 | 50.0304
0:06 | 50.036 | 50.042 | 50.0523 | 50.0321 | 50.0294
0:06 | 50.036 | 50.0419 | 50.0522 | 50.0322 | 50.0296
0:06 | 50.035 | 50.0408 | 50.051 | 50.0313 | 50.0286
0:06 | 50.035 | 50.0407 | 50.0508 | 50.0313 | 50.0288
0:06 | 50.036 | 50.0416 | 50.0515 | 50.0324 | 50.03
0:06 | 50.037 | 50.0426 | 50.0525 | 50.0334 | 50.0309
0:06 | 50.037 | 50.0427 | 50.0526 | 50.0333 | 50.0307
0:06 | 50.038 | 50.0438 | 50.0537 | 50.0342 | 50.0316
0:06 | 50.039 | 50.0449 | 50.0549 | 50.0352 | 50.0324
0:06 | 50.042 | 50.048 | 50.0583 | 50.038 | 50.0351
0:06 | 50.042 | 50.0483 | 50.0589 | 50.0377 | 50.0346
0:06 | 50.042 | 50.0486 | 50.0595 | 50.0376 | 50.0343
0:06 | 50.042 | 50.0487 | 50.0599 | 50.0374 | 50.0341
0:06 | 50.041 | 50.0479 | 50.0592 | 50.0364 | 50.0331
0:06 | 50.039 | 50.0459 | 50.0574 | 50.0344 | 50.0312
0:06 | 50.038 | 50.0448 | 50.0562 | 50.0336 | 50.0305
0:07 | 50.037 | 50.0436 | 50.055 | 50.0327 | 50.0298
0:07 | 50.036 | 50.0424 | 50.0536 | 50.0319 | 50.0291
0:07 | 50.035 | 50.0412 | 50.0522 | 50.0311 | 50.0284
0:07 | 50.034 | 50.04 | 50.0507 | 50.0302 | 50.0277
0:07 | 50.036 | 50.0418 | 50.0522 | 50.0324 | 50.03
0:07 | 50.035 | 50.0407 | 50.051 | 50.0314 | 50.0289
0:07 | 50.034 | 50.0396 | 50.0498 | 50.0304 | 50.028
0:07 | 50.034 | 50.0395 | 50.0494 | 50.0306 | 50.0281
0:07 | 50.034 | 50.0394 | 50.0492 | 50.0306 | 50.0283
0:07 | 50.039 | 50.0443 | 50.0539 | 50.0356 | 50.0333
0:07 | 50.039 | 50.0446 | 50.0544 | 50.0353 | 50.0326
0:07 | 50.039 | 50.0448 | 50.0548 | 50.0351 | 50.0323
0:07 | 50.036 | 50.042 | 50.0522 | 50.032 | 50.0291
0:07 | 50.037 | 50.0429 | 50.053 | 50.0331 | 50.0304
0:07 | 50.036 | 50.0419 | 50.052 | 50.0322 | 50.0294
0:07 | 50.036 | 50.0418 | 50.0518 | 50.0322 | 50.0296
0:07 | 50.034 | 50.0397 | 50.0497 | 50.0303 | 50.0277
0:07 | 50.032 | 50.0376 | 50.0474 | 50.0284 | 50.026
0:07 | 50.033 | 50.0383 | 50.0478 | 50.0297 | 50.0274
0:07 | 50.031 | 50.0362 | 50.0455 | 50.0278 | 50.0256
0:07 | 50.031 | 50.0359 | 50.0449 | 50.0279 | 50.0259
0:07 | 50.032 | 50.0368 | 50.0455 | 50.0291 | 50.0271
0:07 | 50.034 | 50.0387 | 50.0473 | 50.031 | 50.029
0:07 | 50.035 | 50.0398 | 50.0484 | 50.0319 | 50.0297
0:07 | 50.034 | 50.0389 | 50.0476 | 50.0308 | 50.0284
0:07 | 50.033 | 50.038 | 50.0466 | 50.0297 | 50.0274
0:07 | 50.033 | 50.0379 | 50.0466 | 50.0298 | 50.0275
0:07 | 50.033 | 50.0379 | 50.0465 | 50.0298 | 50.0276
0:07 | 50.033 | 50.0379 | 50.0464 | 50.0298 | 50.0276
0:07 | 50.033 | 50.0378 | 50.0463 | 50.0299 | 50.0277
0:07 | 50.033 | 50.0378 | 50.0463 | 50.0299 | 50.0276
0:07 | 50.031 | 50.0358 | 50.0442 | 50.0279 | 50.0257
0:07 | 50.033 | 50.0377 | 50.0459 | 50.03 | 50.0279
0:07 | 50.032 | 50.0367 | 50.045 | 50.0289 | 50.0268
0:07 | 50.033 | 50.0377 | 50.0459 | 50.03 | 50.0279
0:07 | 50.031 | 50.0357 | 50.0439 | 50.0279 | 50.0258
0:07 | 50.033 | 50.0376 | 50.0457 | 50.0301 | 50.028
0:07 | 50.033 | 50.0376 | 50.0457 | 50.03 | 50.0278
0:07 | 50.033 | 50.0377 | 50.0458 | 50.0299 | 50.0278
0:07 | 50.034 | 50.0387 | 50.0469 | 50.0309 | 50.0287
0:07 | 50.034 | 50.0388 | 50.047 | 50.0308 | 50.0286
0:07 | 50.035 | 50.0399 | 50.0482 | 50.0318 | 50.0295
0:07 | 50.034 | 50.039 | 50.0474 | 50.0307 | 50.0283
0:07 | 50.035 | 50.04 | 50.0485 | 50.0317 | 50.0293
0:07 | 50.037 | 50.0421 | 50.0507 | 50.0336 | 50.0312
0:07 | 50.04 | 50.0453 | 50.0541 | 50.0364 | 50.0339
0:07 | 50.039 | 50.0447 | 50.0539 | 50.0351 | 50.0323
0:07 | 50.042 | 50.0478 | 50.0574 | 50.038 | 50.0351
0:07 | 50.041 | 50.0472 | 50.0572 | 50.0367 | 50.0336
0:07 | 50.042 | 50.0484 | 50.0587 | 50.0377 | 50.0344
0:07 | 50.039 | 50.0456 | 50.0563 | 50.0345 | 50.0312
0:07 | 50.037 | 50.0435 | 50.0543 | 50.0326 | 50.0296
0:07 | 50.035 | 50.0414 | 50.0521 | 50.0309 | 50.028
0:07 | 50.033 | 50.0391 | 50.0496 | 50.0291 | 50.0265
0:07 | 50.033 | 50.0388 | 50.0489 | 50.0294 | 50.027
0:07 | 50.032 | 50.0375 | 50.0474 | 50.0286 | 50.0263
0:07 | 50.031 | 50.0363 | 50.0458 | 50.0278 | 50.0256
0:07 | 50.032 | 50.037 | 50.0462 | 50.0289 | 50.0269
0:07 | 50.033 | 50.0379 | 50.0469 | 50.03 | 50.028
0:07 | 50.031 | 50.0358 | 50.0447 | 50.0279 | 50.0258
0:08 | 50.029 | 50.0337 | 50.0423 | 50.0261 | 50.024
0:08 | 50.028 | 50.0325 | 50.0407 | 50.0253 | 50.0234
0:08 | 50.026 | 50.0302 | 50.0381 | 50.0234 | 50.0218
0:08 | 50.025 | 50.0289 | 50.0363 | 50.0227 | 50.0212
0:08 | 50.023 | 50.0266 | 50.0336 | 50.0209 | 50.0196
0:08 | 50.024 | 50.0272 | 50.0337 | 50.0222 | 50.0211
0:08 | 50.025 | 50.028 | 50.0341 | 50.0233 | 50.0222
0:08 | 50.027 | 50.0299 | 50.0357 | 50.0253 | 50.0241
0:08 | 50.029 | 50.032 | 50.0377 | 50.0271 | 50.0258
0:08 | 50.031 | 50.0342 | 50.04 | 50.0289 | 50.0274
0:08 | 50.032 | 50.0354 | 50.0415 | 50.0296 | 50.0278
0:08 | 50.032 | 50.0357 | 50.042 | 50.0294 | 50.0274
0:08 | 50.033 | 50.0369 | 50.0435 | 50.0303 | 50.0282
0:08 | 50.034 | 50.0382 | 50.045 | 50.0311 | 50.029
0:08 | 50.034 | 50.0384 | 50.0455 | 50.031 | 50.0287
0:08 | 50.034 | 50.0386 | 50.0459 | 50.0308 | 50.0285
0:08 | 50.032 | 50.0367 | 50.0443 | 50.0288 | 50.0265
0:08 | 50.031 | 50.0356 | 50.0433 | 50.0279 | 50.0257
0:08 | 50.031 | 50.0355 | 50.0432 | 50.028 | 50.026
0:08 | 50.031 | 50.0355 | 50.043 | 50.0281 | 50.0261
0:08 | 50.031 | 50.0354 | 50.043 | 50.0282 | 50.0262
0:08 | 50.03 | 50.0344 | 50.0419 | 50.0272 | 50.0252
0:08 | 50.03 | 50.0343 | 50.0417 | 50.0272 | 50.0254
0:08 | 50.029 | 50.0332 | 50.0405 | 50.0263 | 50.0245
0:08 | 50.03 | 50.0341 | 50.0413 | 50.0274 | 50.0256
0:08 | 50.029 | 50.033 | 50.0402 | 50.0264 | 50.0246
0:08 | 50.029 | 50.033 | 50.04 | 50.0265 | 50.0247
0:08 | 50.03 | 50.0339 | 50.0408 | 50.0275 | 50.0258
0:08 | 50.031 | 50.0349 | 50.0418 | 50.0285 | 50.0267
0:08 | 50.032 | 50.036 | 50.043 | 50.0294 | 50.0275
0:08 | 50.035 | 50.0391 | 50.0462 | 50.0322 | 50.0302
0:08 | 50.034 | 50.0385 | 50.0459 | 50.031 | 50.0287
0:08 | 50.034 | 50.0386 | 50.0462 | 50.0308 | 50.0286
0:08 | 50.033 | 50.0377 | 50.0455 | 50.0298 | 50.0275
0:08 | 50.032 | 50.0367 | 50.0446 | 50.0288 | 50.0265
0:08 | 50.031 | 50.0357 | 50.0436 | 50.0279 | 50.0258
0:08 | 50.029 | 50.0336 | 50.0414 | 50.0261 | 50.024
0:08 | 50.028 | 50.0324 | 50.0399 | 50.0252 | 50.0234
0:08 | 50.028 | 50.0321 | 50.0395 | 50.0255 | 50.0237
0:08 | 50.03 | 50.0339 | 50.0411 | 50.0276 | 50.0259
0:08 | 50.031 | 50.035 | 50.042 | 50.0285 | 50.0268
0:08 | 50.034 | 50.038 | 50.0451 | 50.0314 | 50.0295
0:08 | 50.036 | 50.0403 | 50.0476 | 50.0331 | 50.031
0:08 | 50.035 | 50.0396 | 50.0473 | 50.0318 | 50.0294
0:08 | 50.036 | 50.0408 | 50.0488 | 50.0327 | 50.0303
0:08 | 50.036 | 50.041 | 50.0492 | 50.0326 | 50.0301
0:08 | 50.036 | 50.0412 | 50.0496 | 50.0325 | 50.0299
0:08 | 50.038 | 50.0433 | 50.0519 | 50.0344 | 50.0319
0:08 | 50.038 | 50.0435 | 50.0524 | 50.0343 | 50.0315
0:08 | 50.037 | 50.0427 | 50.0519 | 50.0331 | 50.0304
0:08 | 50.037 | 50.0427 | 50.0521 | 50.0332 | 50.0304
0:08 | 50.038 | 50.0437 | 50.0532 | 50.0342 | 50.0315
0:08 | 50.036 | 50.0418 | 50.0515 | 50.0321 | 50.0293
0:08 | 50.036 | 50.0418 | 50.0514 | 50.0322 | 50.0296
0:08 | 50.034 | 50.0397 | 50.0494 | 50.0303 | 50.0276
0:08 | 50.034 | 50.0395 | 50.0491 | 50.0304 | 50.028
0:08 | 50.034 | 50.0394 | 50.0488 | 50.0305 | 50.0282
0:08 | 50.034 | 50.0393 | 50.0486 | 50.0306 | 50.0283
0:08 | 50.032 | 50.0373 | 50.0465 | 50.0287 | 50.0263
0:08 | 50.03 | 50.0351 | 50.0441 | 50.0268 | 50.0246
0:08 | 50.028 | 50.0328 | 50.0415 | 50.025 | 50.0231
0:09 | 50.028 | 50.0324 | 50.0407 | 50.0253 | 50.0236
0:09 | 50.027 | 50.0312 | 50.0391 | 50.0245 | 50.0228
0:09 | 50.027 | 50.0309 | 50.0384 | 50.0247 | 50.0231
0:09 | 50.029 | 50.0327 | 50.0399 | 50.0268 | 50.0253
0:09 | 50.03 | 50.0337 | 50.0407 | 50.0277 | 50.0261
0:09 | 50.03 | 50.0338 | 50.0408 | 50.0275 | 50.0258
0:09 | 50.03 | 50.0339 | 50.0408 | 50.0275 | 50.0257
0:09 | 50.031 | 50.0349 | 50.0418 | 50.0285 | 50.0267
0:09 | 50.031 | 50.035 | 50.042 | 50.0284 | 50.0265
0:09 | 50.032 | 50.0361 | 50.0431 | 50.0293 | 50.0273
0:09 | 50.034 | 50.0382 | 50.0453 | 50.0312 | 50.0292
0:09 | 50.034 | 50.0384 | 50.0458 | 50.031 | 50.0288
0:09 | 50.034 | 50.0386 | 50.0462 | 50.0309 | 50.0286
0:09 | 50.035 | 50.0397 | 50.0476 | 50.0318 | 50.0294
0:09 | 50.035 | 50.0399 | 50.048 | 50.0316 | 50.0293
0:09 | 50.035 | 50.04 | 50.0484 | 50.0316 | 50.0291
0:09 | 50.036 | 50.0411 | 50.0496 | 50.0325 | 50.0301
0:09 | 50.036 | 50.0413 | 50.05 | 50.0325 | 50.0299
0:09 | 50.039 | 50.0444 | 50.0533 | 50.0354 | 50.0328
0:09 | 50.037 | 50.0427 | 50.052 | 50.0331 | 50.0304
0:09 | 50.038 | 50.0438 | 50.0533 | 50.0342 | 50.0314
0:09 | 50.038 | 50.0439 | 50.0536 | 50.0341 | 50.0313
0:09 | 50.04 | 50.046 | 50.0559 | 50.036 | 50.0332
0:09 | 50.041 | 50.0472 | 50.0574 | 50.0368 | 50.0339
0:09 | 50.041 | 50.0474 | 50.0579 | 50.0367 | 50.0336
0:09 | 50.039 | 50.0456 | 50.0564 | 50.0346 | 50.0314
0:09 | 50.039 | 50.0455 | 50.0565 | 50.0347 | 50.0316
0:09 | 50.04 | 50.0465 | 50.0576 | 50.0357 | 50.0327
0:09 | 50.039 | 50.0456 | 50.0568 | 50.0347 | 50.0316
0:09 | 50.04 | 50.0466 | 50.0578 | 50.0357 | 50.0327
0:09 | 50.038 | 50.0446 | 50.0559 | 50.0337 | 50.0306
0:09 | 50.039 | 50.0455 | 50.0568 | 50.0348 | 50.0318
0:09 | 50.039 | 50.0455 | 50.0568 | 50.0347 | 50.0318
0:09 | 50.038 | 50.0445 | 50.0558 | 50.0338 | 50.0309
0:09 | 50.038 | 50.0445 | 50.0557 | 50.0338 | 50.031
0:09 | 50.037 | 50.0434 | 50.0546 | 50.0329 | 50.03
0:09 | 50.038 | 50.0443 | 50.0554 | 50.034 | 50.0312
0:09 | 50.038 | 50.0443 | 50.0553 | 50.034 | 50.0312
0:09 | 50.039 | 50.0453 | 50.0563 | 50.035 | 50.0321
0:09 | 50.04 | 50.0463 | 50.0574 | 50.0359 | 50.033
0:09 | 50.039 | 50.0455 | 50.0566 | 50.0348 | 50.0318
0:09 | 50.039 | 50.0455 | 50.0567 | 50.0347 | 50.0318
0:09 | 50.037 | 50.0435 | 50.0547 | 50.0328 | 50.0298
0:09 | 50.037 | 50.0433 | 50.0545 | 50.0329 | 50.0301
0:09 | 50.037 | 50.0433 | 50.0543 | 50.033 | 50.0302
0:09 | 50.038 | 50.0442 | 50.0551 | 50.034 | 50.0313
0:09 | 50.04 | 50.0462 | 50.0571 | 50.036 | 50.0332
0:09 | 50.042 | 50.0483 | 50.0594 | 50.0379 | 50.0349
0:09 | 50.041 | 50.0476 | 50.0589 | 50.0366 | 50.0335
0:09 | 50.045 | 50.0517 | 50.0632 | 50.0405 | 50.0373
0:09 | 50.044 | 50.0511 | 50.063 | 50.0392 | 50.0357
0:09 | 50.046 | 50.0533 | 50.0654 | 50.0411 | 50.0376
0:09 | 50.048 | 50.0556 | 50.0681 | 50.0429 | 50.0392
0:09 | 50.046 | 50.0539 | 50.067 | 50.0406 | 50.0367
0:09 | 50.044 | 50.052 | 50.0654 | 50.0386 | 50.0347
0:09 | 50.043 | 50.051 | 50.0644 | 50.0377 | 50.034
0:09 | 50.043 | 50.0509 | 50.0643 | 50.0379 | 50.0343
0:09 | 50.045 | 50.0528 | 50.0662 | 50.0399 | 50.0364
0:09 | 50.047 | 50.0549 | 50.0684 | 50.0419 | 50.0382
0:10 | 50.05 | 50.0581 | 50.0719 | 50.0446 | 50.0409
0:10 | 50.051 | 50.0595 | 50.0737 | 50.0453 | 50.0412
0:10 | 50.052 | 50.0608 | 50.0754 | 50.0461 | 50.0418
0:10 | 50.053 | 50.0621 | 50.0772 | 50.0469 | 50.0424
0:10 | 50.051 | 50.0604 | 50.076 | 50.0446 | 50.04
0:10 | 50.049 | 50.0585 | 50.0743 | 50.0427 | 50.0381
0:10 | 50.049 | 50.0585 | 50.0743 | 50.0428 | 50.0385
0:10 | 50.048 | 50.0574 | 50.0733 | 50.0419 | 50.0376
0:10 | 50.048 | 50.0573 | 50.0732 | 50.042 | 50.0379
0:10 | 50.046 | 50.0552 | 50.0711 | 50.0401 | 50.036
0:10 | 50.046 | 50.055 | 50.0707 | 50.0402 | 50.0363
0:10 | 50.043 | 50.0518 | 50.0674 | 50.0374 | 50.0335
0:10 | 50.041 | 50.0495 | 50.0648 | 50.0356 | 50.032
0:10 | 50.039 | 50.0472 | 50.0619 | 50.034 | 50.0306
0:10 | 50.037 | 50.0447 | 50.059 | 50.0323 | 50.0292
0:10 | 50.037 | 50.0443 | 50.0579 | 50.0326 | 50.0297
0:10 | 50.04 | 50.0469 | 50.0601 | 50.0358 | 50.0331
0:10 | 50.041 | 50.0479 | 50.0608 | 50.0367 | 50.0338
0:10 | 50.045 | 50.0519 | 50.0647 | 50.0406 | 50.0375
0:10 | 50.046 | 50.0532 | 50.0662 | 50.0413 | 50.0379
0:10 | 50.048 | 50.0555 | 50.0687 | 50.043 | 50.0393
0:10 | 50.049 | 50.0569 | 50.0704 | 50.0437 | 50.0398
0:10 | 50.053 | 50.0612 | 50.0751 | 50.0474 | 50.0433
0:10 | 50.055 | 50.0638 | 50.0783 | 50.049 | 50.0446
0:10 | 50.055 | 50.0643 | 50.0795 | 50.0486 | 50.0439
0:10 | 50.053 | 50.0627 | 50.0784 | 50.0463 | 50.0415
0:10 | 50.054 | 50.0638 | 50.08 | 50.0474 | 50.0425
0:10 | 50.052 | 50.062 | 50.0785 | 50.0453 | 50.0405
0:10 | 50.053 | 50.063 | 50.0797 | 50.0463 | 50.0417
0:10 | 50.051 | 50.0611 | 50.078 | 50.0443 | 50.0396
0:10 | 50.051 | 50.061 | 50.0779 | 50.0445 | 50.0399
0:10 | 50.049 | 50.0589 | 50.0759 | 50.0426 | 50.0381
0:10 | 50.049 | 50.0588 | 50.0756 | 50.0427 | 50.0384
0:10 | 50.048 | 50.0576 | 50.0743 | 50.0419 | 50.0376
0:10 | 50.048 | 50.0575 | 50.074 | 50.042 | 50.0379
0:10 | 50.048 | 50.0573 | 50.0737 | 50.0421 | 50.038
0:10 | 50.05 | 50.0592 | 50.0755 | 50.0441 | 50.0401
0:10 | 50.053 | 50.0623 | 50.0786 | 50.047 | 50.0428
0:10 | 50.052 | 50.0615 | 50.0781 | 50.0457 | 50.0413
0:10 | 50.053 | 50.0627 | 50.0793 | 50.0467 | 50.0421
0:10 | 50.052 | 50.0618 | 50.0787 | 50.0455 | 50.0409
0:10 | 50.05 | 50.0599 | 50.0768 | 50.0435 | 50.0389
0:10 | 50.049 | 50.0588 | 50.0757 | 50.0427 | 50.0382
0:10 | 50.049 | 50.0586 | 50.0754 | 50.0428 | 50.0385
0:10 | 50.049 | 50.0585 | 50.0752 | 50.0429 | 50.0387
0:10 | 50.049 | 50.0584 | 50.075 | 50.0429 | 50.0387
0:10 | 50.048 | 50.0574 | 50.0739 | 50.042 | 50.0378
0:10 | 50.049 | 50.0583 | 50.0746 | 50.0431 | 50.0389
0:10 | 50.051 | 50.0603 | 50.0766 | 50.045 | 50.0409
0:10 | 50.054 | 50.0634 | 50.0798 | 50.0479 | 50.0436
0:10 | 50.056 | 50.0657 | 50.0824 | 50.0496 | 50.045
0:10 | 50.057 | 50.067 | 50.0841 | 50.0503 | 50.0454
0:10 | 50.059 | 50.0694 | 50.0869 | 50.052 | 50.047
0:10 | 50.058 | 50.0688 | 50.0868 | 50.0507 | 50.0455
0:10 | 50.06 | 50.071 | 50.0894 | 50.0526 | 50.0473
0:10 | 50.061 | 50.0723 | 50.0911 | 50.0534 | 50.048
0:10 | 50.062 | 50.0736 | 50.0929 | 50.0542 | 50.0486
0:10 | 50.06 | 50.0719 | 50.0916 | 50.0521 | 50.0463
0:10 | 50.062 | 50.0739 | 50.094 | 50.0541 | 50.0484
0:10 | 50.059 | 50.0712 | 50.0915 | 50.0509 | 50.0452
0:10 | 50.058 | 50.0701 | 50.0905 | 50.0501 | 50.0445
0:11 | 50.055 | 50.067 | 50.0874 | 50.0472 | 50.0418
0:11 | 50.055 | 50.0667 | 50.0869 | 50.0475 | 50.0424
0:11 | 50.053 | 50.0645 | 50.0845 | 50.0457 | 50.0407
0:11 | 50.052 | 50.0632 | 50.0829 | 50.0449 | 50.0401
0:11 | 50.053 | 50.0639 | 50.0833 | 50.0462 | 50.0415
0:11 | 50.053 | 50.0637 | 50.0829 | 50.0462 | 50.0416
0:11 | 50.055 | 50.0656 | 50.0846 | 50.0483 | 50.0436
0:11 | 50.056 | 50.0667 | 50.0856 | 50.0491 | 50.0444
0:11 | 50.055 | 50.0658 | 50.0848 | 50.048 | 50.0431
0:11 | 50.057 | 50.0678 | 50.0867 | 50.05 | 50.045
0:11 | 50.056 | 50.0669 | 50.086 | 50.0489 | 50.0438
0:11 | 50.054 | 50.065 | 50.0841 | 50.0468 | 50.0418
0:11 | 50.053 | 50.0639 | 50.0829 | 50.046 | 50.041
0:11 | 50.052 | 50.0627 | 50.0816 | 50.0451 | 50.0403
0:11 | 50.051 | 50.0615 | 50.0802 | 50.0443 | 50.0396
0:11 | 50.05 | 50.0603 | 50.0787 | 50.0434 | 50.0389
0:11 | 50.05 | 50.0601 | 50.0782 | 50.0436 | 50.0392
0:11 | 50.053 | 50.0629 | 50.0807 | 50.0467 | 50.0424
0:11 | 50.051 | 50.061 | 50.0788 | 50.0445 | 50.04
0:11 | 50.052 | 50.062 | 50.0796 | 50.0456 | 50.0411
0:11 | 50.052 | 50.062 | 50.0796 | 50.0456 | 50.0411
0:11 | 50.054 | 50.064 | 50.0815 | 50.0475 | 50.043
0:11 | 50.056 | 50.0661 | 50.0838 | 50.0494 | 50.0447
0:11 | 50.057 | 50.0674 | 50.0853 | 50.0502 | 50.0453
0:11 | 50.057 | 50.0676 | 50.0858 | 50.0499 | 50.0449
0:11 | 50.057 | 50.0678 | 50.0862 | 50.0498 | 50.0447
0:11 | 50.058 | 50.0689 | 50.0876 | 50.0508 | 50.0456
0:11 | 50.059 | 50.0701 | 50.089 | 50.0516 | 50.0464
0:11 | 50.059 | 50.0703 | 50.0895 | 50.0515 | 50.0461
0:11 | 50.059 | 50.0705 | 50.0899 | 50.0514 | 50.046
0:11 | 50.059 | 50.0706 | 50.0902 | 50.0514 | 50.046
0:11 | 50.058 | 50.0697 | 50.0895 | 50.0503 | 50.0449
0:11 | 50.058 | 50.0696 | 50.0895 | 50.0504 | 50.045
0:11 | 50.057 | 50.0686 | 50.0886 | 50.0494 | 50.0441
0:11 | 50.055 | 50.0666 | 50.0865 | 50.0475 | 50.0423
0:11 | 50.055 | 50.0664 | 50.0862 | 50.0477 | 50.0426
0:11 | 50.055 | 50.0662 | 50.0859 | 50.0478 | 50.0428
0:11 | 50.053 | 50.0641 | 50.0836 | 50.0459 | 50.0409
0:11 | 50.052 | 50.0629 | 50.0822 | 50.045 | 50.0403
0:11 | 50.053 | 50.0637 | 50.0827 | 50.0462 | 50.0416
0:11 | 50.052 | 50.0626 | 50.0814 | 50.0453 | 50.0406
0:11 | 50.051 | 50.0614 | 50.08 | 50.0444 | 50.0398
0:11 | 50.052 | 50.0622 | 50.0806 | 50.0455 | 50.041
0:11 | 50.051 | 50.0612 | 50.0794 | 50.0445 | 50.04
0:11 | 50.048 | 50.0581 | 50.076 | 50.0416 | 50.0371
0:11 | 50.046 | 50.0558 | 50.0734 | 50.0398 | 50.0356
0:11 | 50.046 | 50.0554 | 50.0726 | 50.0401 | 50.0361
0:11 | 50.048 | 50.0572 | 50.0739 | 50.0423 | 50.0384
0:11 | 50.049 | 50.0581 | 50.0746 | 50.0433 | 50.0393
0:11 | 50.05 | 50.0591 | 50.0755 | 50.0442 | 50.0401
0:11 | 50.047 | 50.0562 | 50.0726 | 50.041 | 50.0368
0:11 | 50.051 | 50.0601 | 50.0763 | 50.0452 | 50.0411
0:11 | 50.052 | 50.0612 | 50.0775 | 50.046 | 50.0417
0:11 | 50.053 | 50.0624 | 50.0789 | 50.0468 | 50.0424
0:11 | 50.052 | 50.0616 | 50.0783 | 50.0456 | 50.041
0:11 | 50.053 | 50.0627 | 50.0795 | 50.0466 | 50.042
0:11 | 50.055 | 50.0649 | 50.0818 | 50.0485 | 50.0439
0:11 | 50.053 | 50.0631 | 50.0803 | 50.0463 | 50.0415
0:11 | 50.052 | 50.0622 | 50.0795 | 50.0453 | 50.0405
0:12 | 50.052 | 50.0621 | 50.0795 | 50.0454 | 50.0408
0:12 | 50.05 | 50.0601 | 50.0775 | 50.0434 | 50.0388
0:12 | 50.052 | 50.0619 | 50.0792 | 50.0456 | 50.0412
0:12 | 50.051 | 50.0609 | 50.0782 | 50.0445 | 50.0401
0:12 | 50.051 | 50.0609 | 50.0781 | 50.0446 | 50.0401
0:12 | 50.049 | 50.0589 | 50.076 | 50.0427 | 50.0382
0:12 | 50.049 | 50.0587 | 50.0757 | 50.0428 | 50.0385
0:12 | 50.049 | 50.0586 | 50.0754 | 50.0429 | 50.0387
0:12 | 50.05 | 50.0595 | 50.0762 | 50.0439 | 50.0397
0:12 | 50.051 | 50.0605 | 50.0771 | 50.0449 | 50.0407
0:12 | 50.052 | 50.0615 | 50.0782 | 50.0458 | 50.0415
0:12 | 50.052 | 50.0616 | 50.0785 | 50.0457 | 50.0412
0:12 | 50.05 | 50.0597 | 50.0766 | 50.0436 | 50.0391
0:12 | 50.051 | 50.0606 | 50.0773 | 50.0448 | 50.0404
0:12 | 50.048 | 50.0576 | 50.0742 | 50.0418 | 50.0374
0:12 | 50.046 | 50.0554 | 50.0718 | 50.04 | 50.0358
0:12 | 50.045 | 50.054 | 50.0701 | 50.0392 | 50.0353
0:12 | 50.046 | 50.0547 | 50.0704 | 50.0405 | 50.0367
0:12 | 50.046 | 50.0546 | 50.07 | 50.0405 | 50.0368
0:12 | 50.047 | 50.0555 | 50.0706 | 50.0416 | 50.0378
0:12 | 50.048 | 50.0565 | 50.0715 | 50.0425 | 50.0387
0:12 | 50.049 | 50.0575 | 50.0725 | 50.0435 | 50.0395
0:12 | 50.051 | 50.0597 | 50.0747 | 50.0453 | 50.0413
0:12 | 50.054 | 50.0629 | 50.0781 | 50.0481 | 50.0438
0:12 | 50.053 | 50.0622 | 50.0778 | 50.0468 | 50.0422
0:12 | 50.053 | 50.0625 | 50.0783 | 50.0466 | 50.042
0:12 | 50.053 | 50.0626 | 50.0787 | 50.0466 | 50.042
0:12 | 50.052 | 50.0617 | 50.078 | 50.0455 | 50.0409
0:12 | 50.052 | 50.0617 | 50.0781 | 50.0455 | 50.041
0:12 | 50.05 | 50.0597 | 50.0762 | 50.0436 | 50.039
0:12 | 50.051 | 50.0606 | 50.077 | 50.0447 | 50.0403
0:12 | 50.05 | 50.0596 | 50.0759 | 50.0438 | 50.0394
0:12 | 50.052 | 50.0615 | 50.0778 | 50.0458 | 50.0415
0:12 | 50.053 | 50.0626 | 50.0789 | 50.0467 | 50.0423
0:12 | 50.055 | 50.0647 | 50.0812 | 50.0486 | 50.0441
0:12 | 50.056 | 50.0659 | 50.0826 | 50.0494 | 50.0447
0:12 | 50.058 | 50.0681 | 50.0852 | 50.0512 | 50.0463
0:12 | 50.059 | 50.0695 | 50.0869 | 50.052 | 50.0469
0:12 | 50.062 | 50.0728 | 50.0906 | 50.0547 | 50.0495
0:12 | 50.062 | 50.0732 | 50.0916 | 50.0544 | 50.0488
0:12 | 50.06 | 50.0715 | 50.0904 | 50.0522 | 50.0465
0:12 | 50.059 | 50.0706 | 50.0897 | 50.0512 | 50.0456
0:12 | 50.057 | 50.0686 | 50.0879 | 50.0493 | 50.0438
0:12 | 50.059 | 50.0705 | 50.0897 | 50.0515 | 50.0462
0:12 | 50.054 | 50.0655 | 50.0849 | 50.0464 | 50.0412
0:12 | 50.052 | 50.0632 | 50.0823 | 50.0448 | 50.0398
0:12 | 50.053 | 50.0638 | 50.0826 | 50.0461 | 50.0414
0:12 | 50.051 | 50.0616 | 50.0801 | 50.0442 | 50.0396
0:12 | 50.049 | 50.0593 | 50.0775 | 50.0425 | 50.038
0:12 | 50.048 | 50.058 | 50.0757 | 50.0417 | 50.0374
0:12 | 50.047 | 50.0566 | 50.0739 | 50.041 | 50.0368
0:12 | 50.049 | 50.0583 | 50.0752 | 50.0431 | 50.0392
0:12 | 50.049 | 50.0582 | 50.0748 | 50.0432 | 50.0391
0:12 | 50.05 | 50.0592 | 50.0755 | 50.0441 | 50.04
0:12 | 50.052 | 50.0612 | 50.0775 | 50.0461 | 50.0419
0:12 | 50.053 | 50.0623 | 50.0787 | 50.0469 | 50.0425
0:12 | 50.055 | 50.0645 | 50.081 | 50.0487 | 50.0442
0:12 | 50.056 | 50.0658 | 50.0825 | 50.0495 | 50.0447
0:12 | 50.058 | 50.0681 | 50.085 | 50.0512 | 50.0464
0:12 | 50.056 | 50.0664 | 50.0838 | 50.049 | 50.0439
0:12 | 50.056 | 50.0665 | 50.0841 | 50.0489 | 50.0439
0:13 | 50.057 | 50.0676 | 50.0853 | 50.0499 | 50.0449
0:13 | 50.057 | 50.0677 | 50.0857 | 50.0499 | 50.0448
0:13 | 50.057 | 50.0678 | 50.086 | 50.0498 | 50.0447
0:13 | 50.055 | 50.0659 | 50.0842 | 50.0478 | 50.0427
0:13 | 50.054 | 50.0648 | 50.0831 | 50.0469 | 50.0419
0:13 | 50.052 | 50.0627 | 50.0809 | 50.0451 | 50.0402
0:13 | 50.052 | 50.0624 | 50.0804 | 50.0453 | 50.0406
0:13 | 50.052 | 50.0623 | 50.08 | 50.0454 | 50.0408
0:13 | 50.052 | 50.0621 | 50.0798 | 50.0455 | 50.041
0:13 | 50.052 | 50.062 | 50.0795 | 50.0455 | 50.041
0:13 | 50.053 | 50.063 | 50.0803 | 50.0466 | 50.0421
0:13 | 50.052 | 50.062 | 50.0793 | 50.0455 | 50.0409
0:13 | 50.055 | 50.0649 | 50.0821 | 50.0486 | 50.044
0:13 | 50.056 | 50.066 | 50.0834 | 50.0494 | 50.0447
0:13 | 50.058 | 50.0682 | 50.0857 | 50.0512 | 50.0464
0:13 | 50.06 | 50.0705 | 50.0882 | 50.053 | 50.0479
0:13 | 50.062 | 50.0728 | 50.091 | 50.0547 | 50.0494
0:13 | 50.063 | 50.0742 | 50.0928 | 50.0554 | 50.0498
0:13 | 50.064 | 50.0756 | 50.0946 | 50.0561 | 50.0504
0:13 | 50.063 | 50.0749 | 50.0944 | 50.0549 | 50.049
0:13 | 50.061 | 50.0731 | 50.0929 | 50.0528 | 50.047
0:13 | 50.059 | 50.0711 | 50.0911 | 50.051 | 50.0452
0:13 | 50.056 | 50.0679 | 50.0879 | 50.0481 | 50.0427
0:13 | 50.055 | 50.0666 | 50.0864 | 50.0475 | 50.0423
0:13 | 50.052 | 50.0633 | 50.0828 | 50.0447 | 50.0397
0:13 | 50.05 | 50.0609 | 50.0799 | 50.0431 | 50.0384
0:13 | 50.047 | 50.0574 | 50.0759 | 50.0405 | 50.036
0:13 | 50.046 | 50.0559 | 50.0737 | 50.0399 | 50.0358
0:13 | 50.044 | 50.0534 | 50.0706 | 50.0382 | 50.0343
0:13 | 50.042 | 50.051 | 50.0674 | 50.0365 | 50.0329
0:13 | 50.042 | 50.0504 | 50.0662 | 50.0368 | 50.0334
0:13 | 50.042 | 50.0501 | 50.0652 | 50.0371 | 50.0338
0:13 | 50.043 | 50.0508 | 50.0654 | 50.0382 | 50.0349
0:13 | 50.045 | 50.0527 | 50.0669 | 50.0402 | 50.0368
0:13 | 50.045 | 50.0527 | 50.0668 | 50.04 | 50.0366
0:13 | 50.046 | 50.0538 | 50.0677 | 50.041 | 50.0374
0:13 | 50.047 | 50.0549 | 50.0688 | 50.0418 | 50.0381
0:13 | 50.05 | 50.058 | 50.0719 | 50.0447 | 50.0409
0:13 | 50.048 | 50.0563 | 50.0705 | 50.0424 | 50.0384
0:13 | 50.051 | 50.0594 | 50.0737 | 50.0454 | 50.0413
0:13 | 50.048 | 50.0567 | 50.0712 | 50.0422 | 50.0379
0:13 | 50.05 | 50.0586 | 50.0733 | 50.0442 | 50.0401
0:13 | 50.049 | 50.0578 | 50.0726 | 50.0431 | 50.0389
0:13 | 50.049 | 50.0578 | 50.0727 | 50.0432 | 50.039
0:13 | 50.05 | 50.0588 | 50.0738 | 50.0441 | 50.04
0:13 | 50.051 | 50.0599 | 50.075 | 50.0451 | 50.0409
0:13 | 50.051 | 50.0601 | 50.0753 | 50.045 | 50.0407
0:13 | 50.049 | 50.0582 | 50.0735 | 50.0429 | 50.0386
0:13 | 50.049 | 50.0581 | 50.0734 | 50.043 | 50.0388
0:13 | 50.048 | 50.057 | 50.0724 | 50.0421 | 50.0379
0:13 | 50.045 | 50.0539 | 50.0692 | 50.0392 | 50.0351
0:13 | 50.045 | 50.0537 | 50.0686 | 50.0394 | 50.0356
0:13 | 50.046 | 50.0544 | 50.0692 | 50.0406 | 50.0369
0:13 | 50.046 | 50.0544 | 50.0689 | 50.0406 | 50.0369
0:13 | 50.045 | 50.0533 | 50.0678 | 50.0397 | 50.0359
0:13 | 50.046 | 50.0542 | 50.0685 | 50.0407 | 50.037
0:13 | 50.045 | 50.0532 | 50.0674 | 50.0397 | 50.036
0:13 | 50.046 | 50.0541 | 50.0681 | 50.0408 | 50.0371
0:13 | 50.047 | 50.0551 | 50.0691 | 50.0417 | 50.038
0:14 | 50.047 | 50.0552 | 50.0692 | 50.0416 | 50.0378
0:14 | 50.048 | 50.0562 | 50.0703 | 50.0426 | 50.0387
0:14 | 50.047 | 50.0553 | 50.0695 | 50.0415 | 50.0375
0:14 | 50.049 | 50.0573 | 50.0716 | 50.0435 | 50.0396
0:14 | 50.05 | 50.0585 | 50.0729 | 50.0443 | 50.0403
0:14 | 50.049 | 50.0577 | 50.0723 | 50.0432 | 50.0391
0:14 | 50.05 | 50.0587 | 50.0734 | 50.0442 | 50.04
0:14 | 50.05 | 50.0588 | 50.0737 | 50.0441 | 50.0399
0:14 | 50.051 | 50.0599 | 50.0749 | 50.0451 | 50.0408
0:14 | 50.051 | 50.0601 | 50.0752 | 50.045 | 50.0406
0:14 | 50.053 | 50.0622 | 50.0775 | 50.0469 | 50.0426
0:14 | 50.05 | 50.0594 | 50.075 | 50.0437 | 50.0392
0:14 | 50.05 | 50.0593 | 50.075 | 50.0438 | 50.0395
0:14 | 50.049 | 50.0582 | 50.0739 | 50.0429 | 50.0386
0:14 | 50.049 | 50.0581 | 50.0737 | 50.043 | 50.0388
0:14 | 50.049 | 50.0581 | 50.0735 | 50.0431 | 50.039
0:14 | 50.048 | 50.057 | 50.0724 | 50.0421 | 50.038
0:14 | 50.05 | 50.0589 | 50.0741 | 50.0442 | 50.0402
0:14 | 50.051 | 50.0599 | 50.0752 | 50.0452 | 50.041
0:14 | 50.054 | 50.0631 | 50.0784 | 50.048 | 50.0437
0:14 | 50.055 | 50.0643 | 50.08 | 50.0488 | 50.0442
0:14 | 50.057 | 50.0666 | 50.0826 | 50.0505 | 50.0458
0:14 | 50.059 | 50.069 | 50.0854 | 50.0522 | 50.0473
0:14 | 50.062 | 50.0723 | 50.0893 | 50.0549 | 50.0497
0:14 | 50.063 | 50.0739 | 50.0914 | 50.0555 | 50.0501
0:14 | 50.061 | 50.0723 | 50.0904 | 50.0533 | 50.0476
0:14 | 50.059 | 50.0705 | 50.089 | 50.0512 | 50.0455
0:14 | 50.058 | 50.0694 | 50.0882 | 50.0503 | 50.0448
0:14 | 50.058 | 50.0694 | 50.0882 | 50.0504 | 50.0451
0:14 | 50.057 | 50.0683 | 50.0872 | 50.0495 | 50.0443
0:14 | 50.055 | 50.0662 | 50.085 | 50.0477 | 50.0425
0:14 | 50.056 | 50.067 | 50.0856 | 50.0489 | 50.0439
0:14 | 50.058 | 50.0689 | 50.0875 | 50.0509 | 50.046
0:14 | 50.059 | 50.07 | 50.0886 | 50.0518 | 50.0467
0:14 | 50.06 | 50.0711 | 50.0899 | 50.0527 | 50.0474
0:14 | 50.061 | 50.0722 | 50.0912 | 50.0535 | 50.0482
0:14 | 50.06 | 50.0714 | 50.0906 | 50.0524 | 50.0469
0:14 | 50.06 | 50.0715 | 50.0908 | 50.0523 | 50.0469
0:14 | 50.06 | 50.0716 | 50.091 | 50.0523 | 50.0468
0:14 | 50.058 | 50.0696 | 50.0891 | 50.0503 | 50.0449
0:14 | 50.059 | 50.0705 | 50.0899 | 50.0515 | 50.0461
0:14 | 50.058 | 50.0695 | 50.0889 | 50.0505 | 50.0452
0:14 | 50.057 | 50.0684 | 50.0878 | 50.0495 | 50.0443
0:14 | 50.059 | 50.0702 | 50.0895 | 50.0517 | 50.0465
0:14 | 50.055 | 50.0663 | 50.0856 | 50.0476 | 50.0423
0:14 | 50.055 | 50.0661 | 50.0851 | 50.0478 | 50.0428
0:14 | 50.053 | 50.0639 | 50.0827 | 50.0459 | 50.041
0:14 | 50.052 | 50.0626 | 50.0811 | 50.0452 | 50.0405
0:14 | 50.052 | 50.0623 | 50.0805 | 50.0454 | 50.0408
0:14 | 50.051 | 50.0612 | 50.079 | 50.0445 | 50.04
0:14 | 50.051 | 50.0609 | 50.0784 | 50.0446 | 50.0402
0:14 | 50.051 | 50.0608 | 50.078 | 50.0447 | 50.0404
0:14 | 50.05 | 50.0597 | 50.0767 | 50.0438 | 50.0394
0:14 | 50.054 | 50.0635 | 50.0803 | 50.0479 | 50.0436
0:14 | 50.055 | 50.0647 | 50.0815 | 50.0486 | 50.0441
0:14 | 50.056 | 50.0659 | 50.0828 | 50.0495 | 50.0447
0:14 | 50.054 | 50.0641 | 50.0812 | 50.0473 | 50.0424
0:14 | 50.058 | 50.0681 | 50.0852 | 50.0513 | 50.0465
0:14 | 50.058 | 50.0684 | 50.0858 | 50.051 | 50.046
0:14 | 50.058 | 50.0686 | 50.0863 | 50.0509 | 50.0458
0:15 | 50.06 | 50.0707 | 50.0886 | 50.0528 | 50.0476
0:15 | 50.062 | 50.073 | 50.0912 | 50.0546 | 50.0492
0:15 | 50.06 | 50.0713 | 50.09 | 50.0523 | 50.0468
0:15 | 50.059 | 50.0704 | 50.0893 | 50.0513 | 50.0458
0:15 | 50.059 | 50.0704 | 50.0894 | 50.0514 | 50.046
0:15 | 50.058 | 50.0694 | 50.0885 | 50.0504 | 50.0451
0:15 | 50.057 | 50.0684 | 50.0874 | 50.0495 | 50.0442
0:15 | 50.055 | 50.0662 | 50.0852 | 50.0477 | 50.0425
0:15 | 50.054 | 50.065 | 50.0838 | 50.0468 | 50.0419
0:15 | 50.056 | 50.0668 | 50.0853 | 50.0491 | 50.0442
0:15 | 50.056 | 50.0667 | 50.0852 | 50.049 | 50.0441
0:15 | 50.055 | 50.0657 | 50.0841 | 50.048 | 50.0431
0:15 | 50.055 | 50.0656 | 50.0839 | 50.0481 | 50.0432
0:15 | 50.058 | 50.0686 | 50.0868 | 50.0511 | 50.0462
0:15 | 50.057 | 50.0678 | 50.0861 | 50.0499 | 50.0449
0:15 | 50.054 | 50.0648 | 50.0832 | 50.0469 | 50.0418
0:15 | 50.055 | 50.0656 | 50.0839 | 50.048 | 50.0431
0:15 | 50.054 | 50.0646 | 50.0828 | 50.0471 | 50.0422
0:15 | 50.053 | 50.0635 | 50.0816 | 50.0462 | 50.0414
0:15 | 50.054 | 50.0643 | 50.0822 | 50.0473 | 50.0426
0:15 | 50.055 | 50.0653 | 50.0831 | 50.0483 | 50.0436
0:15 | 50.053 | 50.0633 | 50.0811 | 50.0462 | 50.0415
0:15 | 50.053 | 50.0632 | 50.0809 | 50.0463 | 50.0416
0:15 | 50.056 | 50.0662 | 50.0837 | 50.0494 | 50.0448
0:15 | 50.058 | 50.0683 | 50.0859 | 50.0512 | 50.0464
0:15 | 50.059 | 50.0695 | 50.0874 | 50.052 | 50.0469
0:15 | 50.062 | 50.0728 | 50.0909 | 50.0548 | 50.0495
0:15 | 50.062 | 50.0732 | 50.0918 | 50.0544 | 50.0489
0:15 | 50.062 | 50.0735 | 50.0924 | 50.0542 | 50.0486
0:15 | 50.06 | 50.0717 | 50.091 | 50.0521 | 50.0465
0:15 | 50.06 | 50.0717 | 50.0912 | 50.0522 | 50.0466
0:15 | 50.059 | 50.0707 | 50.0903 | 50.0512 | 50.0457
0:15 | 50.058 | 50.0697 | 50.0892 | 50.0503 | 50.0449
0:15 | 50.058 | 50.0695 | 50.0891 | 50.0505 | 50.0451
0:15 | 50.059 | 50.0705 | 50.0899 | 50.0515 | 50.0463
0:15 | 50.061 | 50.0725 | 50.092 | 50.0535 | 50.0482
0:15 | 50.061 | 50.0726 | 50.0923 | 50.0533 | 50.0479
0:15 | 50.061 | 50.0727 | 50.0925 | 50.0533 | 50.0477
0:15 | 50.063 | 50.0748 | 50.0947 | 50.0552 | 50.0496
0:15 | 50.063 | 50.075 | 50.0951 | 50.055 | 50.0493
0:15 | 50.062 | 50.0741 | 50.0945 | 50.0539 | 50.0481
0:15 | 50.063 | 50.0752 | 50.0956 | 50.0549 | 50.0492
0:15 | 50.065 | 50.0773 | 50.0979 | 50.0569 | 50.0511
0:15 | 50.065 | 50.0775 | 50.0984 | 50.0567 | 50.0507
0:15 | 50.067 | 50.0796 | 50.1008 | 50.0586 | 50.0526
0:15 | 50.067 | 50.0799 | 50.1013 | 50.0584 | 50.0522
0:15 | 50.067 | 50.0801 | 50.1018 | 50.0582 | 50.052
0:15 | 50.068 | 50.0812 | 50.1032 | 50.0592 | 50.0529
0:15 | 50.067 | 50.0804 | 50.1026 | 50.0581 | 50.0517
0:15 | 50.067 | 50.0804 | 50.1029 | 50.0581 | 50.0517
0:15 | 50.069 | 50.0825 | 50.105 | 50.0601 | 50.0537
0:15 | 50.07 | 50.0836 | 50.1064 | 50.0609 | 50.0545
0:15 | 50.071 | 50.0848 | 50.1079 | 50.0618 | 50.0552
0:15 | 50.073 | 50.087 | 50.1104 | 50.0636 | 50.0569
0:15 | 50.073 | 50.0873 | 50.1111 | 50.0634 | 50.0565
0:15 | 50.072 | 50.0866 | 50.1107 | 50.0623 | 50.0553
0:15 | 50.071 | 50.0856 | 50.11 | 50.0612 | 50.0543
0:15 | 50.07 | 50.0846 | 50.1091 | 50.0603 | 50.0534
0:15 | 50.069 | 50.0836 | 50.1081 | 50.0594 | 50.0527
0:15 | 50.067 | 50.0814 | 50.1059 | 50.0575 | 50.0509
0:16 | 50.069 | 50.0832 | 50.1075 | 50.0598 | 50.0533
0:16 | 50.07 | 50.0842 | 50.1084 | 50.0608 | 50.0543
0:16 | 50.071 | 50.0852 | 50.1095 | 50.0617 | 50.0551
0:16 | 50.073 | 50.0873 | 50.1117 | 50.0635 | 50.0568
0:16 | 50.072 | 50.0866 | 50.1112 | 50.0624 | 50.0555
0:16 | 50.075 | 50.0896 | 50.1144 | 50.0653 | 50.0584
0:16 | 50.076 | 50.0909 | 50.116 | 50.0661 | 50.0589
0:16 | 50.078 | 50.0932 | 50.1186 | 50.0678 | 50.0606
0:16 | 50.079 | 50.0945 | 50.1204 | 50.0686 | 50.0611
0:16 | 50.081 | 50.0968 | 50.1231 | 50.0703 | 50.0627
0:16 | 50.081 | 50.0972 | 50.124 | 50.0701 | 50.0622
0:16 | 50.083 | 50.0995 | 50.1267 | 50.0719 | 50.0639
0:16 | 50.082 | 50.0988 | 50.1266 | 50.0707 | 50.0626
0:16 | 50.083 | 50.0999 | 50.1278 | 50.0717 | 50.0636
0:16 | 50.081 | 50.098 | 50.1262 | 50.0696 | 50.0614
0:16 | 50.08 | 50.097 | 50.1252 | 50.0687 | 50.0607
0:16 | 50.077 | 50.0939 | 50.1221 | 50.0658 | 50.0579
0:16 | 50.075 | 50.0916 | 50.1196 | 50.0641 | 50.0565
0:16 | 50.074 | 50.0903 | 50.1179 | 50.0634 | 50.056
0:16 | 50.071 | 50.0869 | 50.1142 | 50.0607 | 50.0535
0:16 | 50.069 | 50.0845 | 50.1113 | 50.059 | 50.0521
0:16 | 50.069 | 50.084 | 50.1102 | 50.0594 | 50.0527
0:16 | 50.066 | 50.0807 | 50.1064 | 50.0566 | 50.05
0:16 | 50.068 | 50.0823 | 50.1073 | 50.0589 | 50.0526
0:16 | 50.069 | 50.0831 | 50.1077 | 50.0599 | 50.0536
0:16 | 50.072 | 50.086 | 50.1104 | 50.0629 | 50.0565
0:16 | 50.073 | 50.0871 | 50.1116 | 50.0637 | 50.0571
0:16 | 50.075 | 50.0893 | 50.1138 | 50.0655 | 50.0586
0:16 | 50.077 | 50.0916 | 50.1163 | 50.0672 | 50.0602
0:16 | 50.079 | 50.0939 | 50.1189 | 50.0689 | 50.0616
0:16 | 50.078 | 50.0933 | 50.1188 | 50.0676 | 50.0601
0:16 | 50.078 | 50.0935 | 50.1193 | 50.0675 | 50.0599
0:16 | 50.079 | 50.0947 | 50.1207 | 50.0685 | 50.0609
0:16 | 50.081 | 50.0969 | 50.1231 | 50.0703 | 50.0627
0:16 | 50.077 | 50.0932 | 50.1198 | 50.0662 | 50.0583
0:16 | 50.076 | 50.0921 | 50.1187 | 50.0653 | 50.0577
0:16 | 50.074 | 50.0899 | 50.1166 | 50.0634 | 50.056
0:16 | 50.074 | 50.0897 | 50.1161 | 50.0637 | 50.0564
0:16 | 50.074 | 50.0895 | 50.1158 | 50.0638 | 50.0567
0:16 | 50.074 | 50.0894 | 50.1156 | 50.0639 | 50.0568
0:16 | 50.076 | 50.0913 | 50.1173 | 50.066 | 50.0589
0:16 | 50.076 | 50.0914 | 50.1175 | 50.0658 | 50.0586
0:16 | 50.078 | 50.0935 | 50.1195 | 50.0678 | 50.0605
0:16 | 50.08 | 50.0956 | 50.1219 | 50.0696 | 50.0621
0:16 | 50.081 | 50.0969 | 50.1234 | 50.0704 | 50.0627
0:16 | 50.082 | 50.0982 | 50.125 | 50.0711 | 50.0633
0:16 | 50.083 | 50.0994 | 50.1266 | 50.072 | 50.064
0:16 | 50.084 | 50.1007 | 50.1282 | 50.0728 | 50.0647
0:16 | 50.089 | 50.1059 | 50.1339 | 50.0776 | 50.0693
0:16 | 50.091 | 50.1085 | 50.1371 | 50.0791 | 50.0705
0:16 | 50.093 | 50.111 | 50.1403 | 50.0807 | 50.0718
0:16 | 50.093 | 50.1115 | 50.1416 | 50.0804 | 50.0712
0:16 | 50.092 | 50.1109 | 50.1416 | 50.0791 | 50.0698
0:16 | 50.094 | 50.1131 | 50.1442 | 50.0811 | 50.0718
0:16 | 50.092 | 50.1114 | 50.143 | 50.0789 | 50.0695
0:16 | 50.09 | 50.1095 | 50.1414 | 50.0769 | 50.0676
0:16 | 50.09 | 50.1094 | 50.1414 | 50.0771 | 50.0679
0:16 | 50.087 | 50.1063 | 50.1384 | 50.0742 | 50.0651
0:16 | 50.086 | 50.1051 | 50.137 | 50.0734 | 50.0646
0:16 | 50.084 | 50.1028 | 50.1346 | 50.0717 | 50.063
0:16 | 50.082 | 50.1005 | 50.1319 | 50.0699 | 50.0615
0:17 | 50.083 | 50.1011 | 50.1322 | 50.0712 | 50.063
0:17 | 50.086 | 50.1039 | 50.1347 | 50.0744 | 50.0662
0:17 | 50.086 | 50.104 | 50.1347 | 50.0742 | 50.0658
0:17 | 50.088 | 50.106 | 50.1367 | 50.0761 | 50.0677
0:17 | 50.088 | 50.1062 | 50.137 | 50.0759 | 50.0673
0:17 | 50.09 | 50.1083 | 50.1392 | 50.0778 | 50.0691
0:17 | 50.092 | 50.1106 | 50.1417 | 50.0796 | 50.0707
0:17 | 50.094 | 50.1129 | 50.1443 | 50.0814 | 50.0722
0:17 | 50.094 | 50.1132 | 50.1451 | 50.0811 | 50.0717
0:17 | 50.097 | 50.1165 | 50.1487 | 50.0839 | 50.0745
0:17 | 50.095 | 50.1149 | 50.1477 | 50.0816 | 50.0719
0:17 | 50.095 | 50.115 | 50.1481 | 50.0815 | 50.0719
0:17 | 50.094 | 50.1141 | 50.1475 | 50.0805 | 50.0708
0:17 | 50.093 | 50.1132 | 50.1466 | 50.0796 | 50.07
0:17 | 50.093 | 50.1131 | 50.1466 | 50.0796 | 50.0702
0:17 | 50.091 | 50.1111 | 50.1446 | 50.0777 | 50.0683
0:17 | 50.092 | 50.1119 | 50.1453 | 50.0789 | 50.0697
0:17 | 50.095 | 50.1148 | 50.1482 | 50.0819 | 50.0727
0:17 | 50.096 | 50.116 | 50.1496 | 50.0828 | 50.0733
0:17 | 50.095 | 50.1152 | 50.149 | 50.0816 | 50.0719
0:17 | 50.096 | 50.1162 | 50.1502 | 50.0825 | 50.0729
0:17 | 50.096 | 50.1164 | 50.1505 | 50.0824 | 50.0727
0:17 | 50.093 | 50.1135 | 50.1477 | 50.0794 | 50.0697
0:17 | 50.09 | 50.1103 | 50.1445 | 50.0766 | 50.067
0:17 | 50.088 | 50.108 | 50.1419 | 50.0748 | 50.0656
0:17 | 50.084 | 50.1036 | 50.1371 | 50.0712 | 50.0622
0:17 | 50.083 | 50.1021 | 50.135 | 50.0707 | 50.0621
0:17 | 50.082 | 50.1006 | 50.1329 | 50.07 | 50.0617
0:17 | 50.081 | 50.0992 | 50.1309 | 50.0693 | 50.0611
0:17 | 50.084 | 50.1019 | 50.133 | 50.0725 | 50.0645
0:17 | 50.083 | 50.1008 | 50.1317 | 50.0714 | 50.0633
0:17 | 50.086 | 50.1037 | 50.1343 | 50.0745 | 50.0663
0:17 | 50.088 | 50.1058 | 50.1364 | 50.0762 | 50.0679
0:17 | 50.089 | 50.107 | 50.1377 | 50.077 | 50.0684
0:17 | 50.091 | 50.1093 | 50.1401 | 50.0788 | 50.07
0:17 | 50.092 | 50.1106 | 50.1418 | 50.0795 | 50.0706
0:17 | 50.093 | 50.1119 | 50.1434 | 50.0803 | 50.0711
0:17 | 50.094 | 50.1132 | 50.145 | 50.0811 | 50.0718
0:17 | 50.093 | 50.1124 | 50.1447 | 50.0799 | 50.0705
0:17 | 50.092 | 50.1116 | 50.144 | 50.0789 | 50.0695
0:17 | 50.091 | 50.1106 | 50.1432 | 50.0779 | 50.0686
0:17 | 50.093 | 50.1126 | 50.1452 | 50.08 | 50.0708
0:17 | 50.091 | 50.1107 | 50.1435 | 50.0779 | 50.0686
0:17 | 50.091 | 50.1106 | 50.1434 | 50.078 | 50.0688
0:17 | 50.09 | 50.1095 | 50.1424 | 50.0771 | 50.0679
0:17 | 50.089 | 50.1084 | 50.1412 | 50.0762 | 50.0671
0:17 | 50.09 | 50.1093 | 50.1419 | 50.0773 | 50.0683
0:17 | 50.09 | 50.1093 | 50.1418 | 50.0773 | 50.0683
0:17 | 50.089 | 50.1082 | 50.1408 | 50.0763 | 50.0673
0:17 | 50.091 | 50.1102 | 50.1426 | 50.0784 | 50.0695
0:17 | 50.091 | 50.1102 | 50.1427 | 50.0783 | 50.0692
0:17 | 50.092 | 50.1113 | 50.1438 | 50.0792 | 50.0701
0:17 | 50.094 | 50.1134 | 50.146 | 50.0811 | 50.072
0:17 | 50.094 | 50.1136 | 50.1465 | 50.0809 | 50.0716
0:17 | 50.094 | 50.1138 | 50.1468 | 50.0808 | 50.0713
0:17 | 50.094 | 50.1139 | 50.1471 | 50.0808 | 50.0713
0:17 | 50.093 | 50.113 | 50.1463 | 50.0797 | 50.0702
0:17 | 50.092 | 50.1119 | 50.1454 | 50.0787 | 50.0693
0:17 | 50.092 | 50.1119 | 50.1453 | 50.0789 | 50.0695
0:18 | 50.091 | 50.1108 | 50.1442 | 50.0779 | 50.0686
0:18 | 50.091 | 50.1107 | 50.144 | 50.078 | 50.0688
0:18 | 50.09 | 50.1096 | 50.1428 | 50.077 | 50.0679
0:18 | 50.089 | 50.1085 | 50.1416 | 50.0762 | 50.0671
0:18 | 50.09 | 50.1094 | 50.1422 | 50.0773 | 50.0683
0:18 | 50.089 | 50.1083 | 50.1411 | 50.0763 | 50.0673
0:18 | 50.09 | 50.1092 | 50.1418 | 50.0774 | 50.0685
0:18 | 50.087 | 50.1062 | 50.1388 | 50.0743 | 50.0654
0:18 | 50.086 | 50.105 | 50.1373 | 50.0736 | 50.0647
0:18 | 50.088 | 50.1067 | 50.1388 | 50.0757 | 50.0671
0:18 | 50.087 | 50.1057 | 50.1376 | 50.0747 | 50.066
0:18 | 50.085 | 50.1036 | 50.1354 | 50.0727 | 50.0641
0:18 | 50.085 | 50.1035 | 50.1349 | 50.0729 | 50.0644
0:18 | 50.083 | 50.1013 | 50.1325 | 50.071 | 50.0626
0:18 | 50.081 | 50.099 | 50.1299 | 50.0693 | 50.0609
0:18 | 50.082 | 50.0997 | 50.1302 | 50.0705 | 50.0624
0:18 | 50.083 | 50.1005 | 50.1307 | 50.0716 | 50.0635
0:18 | 50.083 | 50.1005 | 50.1305 | 50.0715 | 50.0635
0:18 | 50.083 | 50.1004 | 50.1303 | 50.0715 | 50.0634
0:18 | 50.085 | 50.1024 | 50.1321 | 50.0735 | 50.0654
0:18 | 50.086 | 50.1035 | 50.1333 | 50.0744 | 50.0661
0:18 | 50.088 | 50.1057 | 50.1355 | 50.0762 | 50.0678
0:18 | 50.09 | 50.1079 | 50.138 | 50.078 | 50.0694
0:18 | 50.092 | 50.1103 | 50.1407 | 50.0798 | 50.0709
0:18 | 50.093 | 50.1116 | 50.1425 | 50.0804 | 50.0713
0:18 | 50.095 | 50.114 | 50.1453 | 50.0822 | 50.0729
0:18 | 50.094 | 50.1134 | 50.1452 | 50.0809 | 50.0714
0:18 | 50.094 | 50.1136 | 50.1458 | 50.0808 | 50.0713
0:18 | 50.093 | 50.1127 | 50.1452 | 50.0798 | 50.0703
0:18 | 50.091 | 50.1108 | 50.1435 | 50.0778 | 50.0683
0:18 | 50.091 | 50.1106 | 50.1434 | 50.0779 | 50.0687
0:18 | 50.09 | 50.1096 | 50.1423 | 50.077 | 50.0679
0:18 | 50.091 | 50.1105 | 50.1431 | 50.0782 | 50.0691
0:18 | 50.092 | 50.1114 | 50.1441 | 50.0792 | 50.07
0:18 | 50.092 | 50.1115 | 50.1442 | 50.0791 | 50.0699
0:18 | 50.095 | 50.1145 | 50.1473 | 50.082 | 50.0728
0:18 | 50.095 | 50.1148 | 50.1478 | 50.0818 | 50.0724
0:18 | 50.095 | 50.1149 | 50.1482 | 50.0817 | 50.0722
0:18 | 50.096 | 50.1161 | 50.1495 | 50.0826 | 50.073
0:18 | 50.096 | 50.1162 | 50.1499 | 50.0825 | 50.0728
0:18 | 50.095 | 50.1153 | 50.1492 | 50.0814 | 50.0717
0:18 | 50.095 | 50.1154 | 50.1493 | 50.0815 | 50.0718
0:18 | 50.093 | 50.1134 | 50.1474 | 50.0795 | 50.0699
0:18 | 50.092 | 50.1122 | 50.1462 | 50.0786 | 50.0691
0:18 | 50.091 | 50.1111 | 50.1449 | 50.0778 | 50.0684
0:18 | 50.089 | 50.1089 | 50.1425 | 50.0759 | 50.0667
0:18 | 50.089 | 50.1086 | 50.1419 | 50.0762 | 50.0672
0:18 | 50.089 | 50.1084 | 50.1415 | 50.0763 | 50.0674
0:18 | 50.088 | 50.1073 | 50.1401 | 50.0754 | 50.0665
0:18 | 50.088 | 50.1071 | 50.1397 | 50.0755 | 50.0667
0:18 | 50.087 | 50.1059 | 50.1383 | 50.0746 | 50.0658
0:18 | 50.087 | 50.1058 | 50.1379 | 50.0747 | 50.066
0:18 | 50.085 | 50.1037 | 50.1356 | 50.0727 | 50.0641
0:18 | 50.083 | 50.1014 | 50.133 | 50.0709 | 50.0624
0:18 | 50.081 | 50.0991 | 50.1303 | 50.0692 | 50.0609
0:18 | 50.081 | 50.0988 | 50.1295 | 50.0694 | 50.0614
0:18 | 50.078 | 50.0955 | 50.1258 | 50.0666 | 50.0586
0:18 | 50.079 | 50.0961 | 50.1259 | 50.0679 | 50.0602
0:18 | 50.079 | 50.0959 | 50.1252 | 50.0681 | 50.0603
0:18 | 50.079 | 50.0958 | 50.1248 | 50.0681 | 50.0604
0:18 | 50.081 | 50.0976 | 50.1264 | 50.0701 | 50.0625
0:19 | 50.081 | 50.0977 | 50.1263 | 50.07 | 50.0622
0:19 | 50.081 | 50.0977 | 50.1263 | 50.07 | 50.0621
0:19 | 50.083 | 50.0998 | 50.1283 | 50.0719 | 50.064
0:19 | 50.084 | 50.1009 | 50.1295 | 50.0728 | 50.0647
0:19 | 50.083 | 50.1001 | 50.1289 | 50.0716 | 50.0634
0:19 | 50.085 | 50.1022 | 50.131 | 50.0735 | 50.0654
0:19 | 50.084 | 50.1013 | 50.1304 | 50.0724 | 50.0641
0:19 | 50.084 | 50.1014 | 50.1305 | 50.0724 | 50.0641
0:19 | 50.086 | 50.1035 | 50.1327 | 50.0744 | 50.066
0:19 | 50.086 | 50.1036 | 50.1331 | 50.0742 | 50.0658
0:19 | 50.087 | 50.1048 | 50.1344 | 50.0751 | 50.0666
0:19 | 50.087 | 50.1049 | 50.1348 | 50.075 | 50.0664
0:19 | 50.085 | 50.103 | 50.1331 | 50.073 | 50.0643
0:19 | 50.084 | 50.102 | 50.132 | 50.072 | 50.0636
0:19 | 50.084 | 50.1019 | 50.1319 | 50.0722 | 50.0638
0:19 | 50.082 | 50.0998 | 50.1297 | 50.0702 | 50.0619
0:19 | 50.083 | 50.1006 | 50.1304 | 50.0714 | 50.0633
0:19 | 50.083 | 50.1005 | 50.1302 | 50.0715 | 50.0633
0:19 | 50.081 | 50.0985 | 50.1281 | 50.0695 | 50.0613
0:19 | 50.08 | 50.0973 | 50.1267 | 50.0686 | 50.0606
0:19 | 50.079 | 50.0961 | 50.1252 | 50.0678 | 50.0599
0:19 | 50.08 | 50.0969 | 50.1257 | 50.069 | 50.0612
0:19 | 50.08 | 50.0968 | 50.1255 | 50.069 | 50.0612
0:19 | 50.079 | 50.0957 | 50.1243 | 50.068 | 50.0602
0:19 | 50.081 | 50.0976 | 50.126 | 50.0701 | 50.0624
0:19 | 50.084 | 50.1007 | 50.129 | 50.073 | 50.0652
0:19 | 50.082 | 50.0989 | 50.1275 | 50.0707 | 50.0626
0:19 | 50.084 | 50.101 | 50.1295 | 50.0727 | 50.0646
0:19 | 50.084 | 50.1011 | 50.1299 | 50.0726 | 50.0644
0:19 | 50.081 | 50.0983 | 50.1271 | 50.0695 | 50.0612
0:19 | 50.084 | 50.1011 | 50.1299 | 50.0726 | 50.0646
0:19 | 50.084 | 50.1013 | 50.1302 | 50.0725 | 50.0643
0:19 | 50.084 | 50.1014 | 50.1304 | 50.0724 | 50.0642
0:19 | 50.085 | 50.1024 | 50.1316 | 50.0734 | 50.0651
0:19 | 50.084 | 50.1015 | 50.1308 | 50.0723 | 50.064
0:19 | 50.083 | 50.1005 | 50.1299 | 50.0714 | 50.063
0:19 | 50.084 | 50.1015 | 50.1308 | 50.0724 | 50.0642
0:19 | 50.083 | 50.1005 | 50.1299 | 50.0714 | 50.0631
0:19 | 50.084 | 50.1015 | 50.1308 | 50.0724 | 50.0642
0:19 | 50.083 | 50.1005 | 50.1299 | 50.0714 | 50.0632
0:19 | 50.083 | 50.1005 | 50.1298 | 50.0715 | 50.0633
0:19 | 50.084 | 50.1014 | 50.1308 | 50.0725 | 50.0643
0:19 | 50.083 | 50.1005 | 50.1299 | 50.0714 | 50.0632
0:19 | 50.08 | 50.0974 | 50.1268 | 50.0685 | 50.0603
0:19 | 50.08 | 50.0972 | 50.1263 | 50.0687 | 50.0607
0:19 | 50.08 | 50.097 | 50.126 | 50.0688 | 50.0609
0:19 | 50.078 | 50.0949 | 50.1237 | 50.0669 | 50.0591
0:19 | 50.077 | 50.0937 | 50.1221 | 50.0661 | 50.0584
0:19 | 50.075 | 50.0914 | 50.1196 | 50.0643 | 50.0568
0:19 | 50.072 | 50.0881 | 50.1159 | 50.0615 | 50.0542
0:19 | 50.074 | 50.0897 | 50.1169 | 50.0639 | 50.0568
0:19 | 50.075 | 50.0905 | 50.1174 | 50.0649 | 50.0579
0:19 | 50.075 | 50.0905 | 50.1171 | 50.0649 | 50.0578
0:19 | 50.077 | 50.0924 | 50.1189 | 50.0669 | 50.0597
0:19 | 50.078 | 50.0935 | 50.12 | 50.0677 | 50.0604
0:19 | 50.078 | 50.0937 | 50.1202 | 50.0676 | 50.0601
0:19 | 50.079 | 50.0948 | 50.1214 | 50.0685 | 50.061
0:19 | 50.078 | 50.0939 | 50.1207 | 50.0674 | 50.0598
0:19 | 50.076 | 50.092 | 50.1188 | 50.0654 | 50.0578
0:20 | 50.076 | 50.0918 | 50.1186 | 50.0655 | 50.058
0:20 | 50.076 | 50.0918 | 50.1184 | 50.0656 | 50.0582
0:20 | 50.073 | 50.0887 | 50.1153 | 50.0626 | 50.0553
0:20 | 50.073 | 50.0885 | 50.1147 | 50.0629 | 50.0558
0:20 | 50.071 | 50.0863 | 50.1123 | 50.061 | 50.054
0:20 | 50.071 | 50.086 | 50.1117 | 50.0612 | 50.0544
0:20 | 50.071 | 50.0858 | 50.1112 | 50.0614 | 50.0546
0:20 | 50.071 | 50.0856 | 50.1108 | 50.0614 | 50.0547
0:20 | 50.07 | 50.0846 | 50.1095 | 50.0605 | 50.0537
0:20 | 50.07 | 50.0844 | 50.1092 | 50.0606 | 50.0539
0:20 | 50.072 | 50.0863 | 50.1108 | 50.0626 | 50.056
0:20 | 50.073 | 50.0874 | 50.1119 | 50.0635 | 50.0568
0:20 | 50.074 | 50.0885 | 50.113 | 50.0644 | 50.0575
0:20 | 50.075 | 50.0897 | 50.1145 | 50.0652 | 50.0582
0:20 | 50.078 | 50.0929 | 50.1181 | 50.068 | 50.0608
0:20 | 50.079 | 50.0943 | 50.1199 | 50.0687 | 50.0613
0:20 | 50.081 | 50.0967 | 50.1227 | 50.0704 | 50.0628
0:20 | 50.08 | 50.0961 | 50.1226 | 50.0692 | 50.0613
0:20 | 50.081 | 50.0973 | 50.1242 | 50.07 | 50.0621
0:20 | 50.078 | 50.0945 | 50.1219 | 50.0669 | 50.0589
0:20 | 50.076 | 50.0925 | 50.12 | 50.065 | 50.0573
0:20 | 50.074 | 50.0903 | 50.1178 | 50.0633 | 50.0557
0:20 | 50.074 | 50.0901 | 50.1173 | 50.0635 | 50.0562
0:20 | 50.074 | 50.0899 | 50.1169 | 50.0637 | 50.0564
0:20 | 50.073 | 50.0887 | 50.1157 | 50.0628 | 50.0556
0:20 | 50.073 | 50.0886 | 50.1153 | 50.0629 | 50.0558
0:20 | 50.072 | 50.0874 | 50.114 | 50.0619 | 50.0549
0:20 | 50.072 | 50.0873 | 50.1136 | 50.0621 | 50.0551
0:20 | 50.07 | 50.0852 | 50.1113 | 50.0601 | 50.0533
0:20 | 50.072 | 50.0869 | 50.1128 | 50.0623 | 50.0556
0:20 | 50.072 | 50.0869 | 50.1127 | 50.0623 | 50.0554
0:20 | 50.074 | 50.0889 | 50.1146 | 50.0643 | 50.0574
0:20 | 50.075 | 50.09 | 50.1157 | 50.0651 | 50.0581
0:20 | 50.073 | 50.0882 | 50.114 | 50.063 | 50.0558
0:20 | 50.074 | 50.0891 | 50.115 | 50.064 | 50.0569
0:20 | 50.071 | 50.0862 | 50.1121 | 50.061 | 50.0538
0:20 | 50.072 | 50.087 | 50.1128 | 50.0621 | 50.0552
0:20 | 50.072 | 50.087 | 50.1126 | 50.0622 | 50.0553
0:20 | 50.073 | 50.0879 | 50.1135 | 50.0632 | 50.0563
0:20 | 50.072 | 50.087 | 50.1126 | 50.0622 | 50.0552
0:20 | 50.071 | 50.086 | 50.1115 | 50.0612 | 50.0543
0:20 | 50.071 | 50.0858 | 50.1113 | 50.0613 | 50.0544
0:20 | 50.07 | 50.0848 | 50.1101 | 50.0603 | 50.0535
0:20 | 50.069 | 50.0837 | 50.1088 | 50.0594 | 50.0527
0:20 | 50.068 | 50.0825 | 50.1075 | 50.0586 | 50.052
0:20 | 50.067 | 50.0813 | 50.106 | 50.0577 | 50.0512
0:20 | 50.067 | 50.0811 | 50.1055 | 50.0579 | 50.0515
0:20 | 50.067 | 50.0809 | 50.1052 | 50.058 | 50.0516
0:20 | 50.066 | 50.0798 | 50.1039 | 50.057 | 50.0507
0:20 | 50.064 | 50.0777 | 50.1015 | 50.0551 | 50.0489
0:20 | 50.067 | 50.0804 | 50.1039 | 50.0583 | 50.0523
0:20 | 50.066 | 50.0795 | 50.1028 | 50.0572 | 50.051
0:20 | 50.067 | 50.0804 | 50.1036 | 50.0583 | 50.0521
0:20 | 50.068 | 50.0814 | 50.1046 | 50.0592 | 50.0529
0:20 | 50.066 | 50.0795 | 50.1028 | 50.0571 | 50.0508
0:20 | 50.067 | 50.0805 | 50.1036 | 50.0581 | 50.0519
0:20 | 50.068 | 50.0815 | 50.1046 | 50.0591 | 50.0529
0:20 | 50.065 | 50.0786 | 50.1017 | 50.0561 | 50.0497
0:20 | 50.064 | 50.0774 | 50.1004 | 50.0552 | 50.049
0:20 | 50.063 | 50.0762 | 50.099 | 50.0544 | 50.0483
0:20 | 50.062 | 50.075 | 50.0976 | 50.0535 | 50.0476
0:21 | 50.058 | 50.0708 | 50.0931 | 50.0497 | 50.044
0:21 | 50.059 | 50.0714 | 50.0931 | 50.0511 | 50.0456
0:21 | 50.057 | 50.0692 | 50.0905 | 50.0492 | 50.0439
0:21 | 50.057 | 50.0688 | 50.0897 | 50.0495 | 50.0443
0:21 | 50.058 | 50.0696 | 50.0901 | 50.0506 | 50.0455
0:21 | 50.057 | 50.0685 | 50.0888 | 50.0496 | 50.0444
0:21 | 50.057 | 50.0683 | 50.0883 | 50.0497 | 50.0446
0:21 | 50.056 | 50.0672 | 50.087 | 50.0488 | 50.0437
0:21 | 50.056 | 50.0671 | 50.0865 | 50.0488 | 50.0438
0:21 | 50.056 | 50.067 | 50.0862 | 50.0489 | 50.0439
0:21 | 50.056 | 50.0669 | 50.0859 | 50.0489 | 50.044
0:21 | 50.056 | 50.0668 | 50.0857 | 50.049 | 50.044
0:21 | 50.052 | 50.0628 | 50.0815 | 50.045 | 50.04
0:21 | 50.053 | 50.0634 | 50.0818 | 50.0463 | 50.0416
0:21 | 50.05 | 50.0603 | 50.0783 | 50.0434 | 50.0388
0:21 | 50.05 | 50.0599 | 50.0775 | 50.0436 | 50.0392
0:21 | 50.049 | 50.0587 | 50.0759 | 50.0428 | 50.0385
0:21 | 50.048 | 50.0575 | 50.0743 | 50.042 | 50.0378
0:21 | 50.048 | 50.0572 | 50.0736 | 50.0421 | 50.0381
0:21 | 50.048 | 50.057 | 50.0731 | 50.0422 | 50.0382
0:21 | 50.05 | 50.0589 | 50.0747 | 50.0443 | 50.0403
0:21 | 50.05 | 50.0589 | 50.0746 | 50.0442 | 50.0401
0:21 | 50.051 | 50.06 | 50.0756 | 50.0451 | 50.041
0:21 | 50.051 | 50.06 | 50.0757 | 50.045 | 50.0407
0:21 | 50.05 | 50.0591 | 50.0747 | 50.044 | 50.0396
0:21 | 50.051 | 50.0601 | 50.0757 | 50.045 | 50.0407
0:21 | 50.051 | 50.0602 | 50.0757 | 50.0449 | 50.0407
0:21 | 50.05 | 50.0592 | 50.0748 | 50.0439 | 50.0396
0:21 | 50.05 | 50.0591 | 50.0747 | 50.044 | 50.0397
0:21 | 50.049 | 50.0581 | 50.0737 | 50.043 | 50.0387
0:21 | 50.047 | 50.056 | 50.0715 | 50.0411 | 50.0369
0:21 | 50.046 | 50.0548 | 50.07 | 50.0403 | 50.0363
0:21 | 50.045 | 50.0536 | 50.0686 | 50.0394 | 50.0356
0:21 | 50.045 | 50.0534 | 50.068 | 50.0396 | 50.0359
0:21 | 50.043 | 50.0512 | 50.0656 | 50.0378 | 50.0341
0:21 | 50.043 | 50.051 | 50.065 | 50.0379 | 50.0345
0:21 | 50.042 | 50.0498 | 50.0635 | 50.0371 | 50.0336
0:21 | 50.042 | 50.0495 | 50.063 | 50.0372 | 50.0339
0:21 | 50.038 | 50.0454 | 50.0585 | 50.0333 | 50.03
0:21 | 50.037 | 50.044 | 50.0566 | 50.0326 | 50.0296
0:21 | 50.036 | 50.0426 | 50.0548 | 50.0319 | 50.0291
0:21 | 50.034 | 50.0403 | 50.052 | 50.0301 | 50.0275
0:21 | 50.034 | 50.04 | 50.051 | 50.0303 | 50.0279
0:21 | 50.032 | 50.0377 | 50.0483 | 50.0285 | 50.0262
0:21 | 50.031 | 50.0363 | 50.0464 | 50.0278 | 50.0256
0:21 | 50.034 | 50.039 | 50.0485 | 50.031 | 50.029
0:21 | 50.034 | 50.039 | 50.0483 | 50.0309 | 50.0287
0:21 | 50.034 | 50.039 | 50.0481 | 50.0308 | 50.0286
0:21 | 50.035 | 50.0399 | 50.0489 | 50.0318 | 50.0295
0:21 | 50.038 | 50.043 | 50.0519 | 50.0347 | 50.0324
0:21 | 50.037 | 50.0423 | 50.0513 | 50.0335 | 50.0309
0:21 | 50.039 | 50.0444 | 50.0535 | 50.0354 | 50.0327
0:21 | 50.039 | 50.0446 | 50.054 | 50.0352 | 50.0324
0:21 | 50.039 | 50.0447 | 50.0543 | 50.0351 | 50.0322
0:21 | 50.038 | 50.0439 | 50.0536 | 50.034 | 50.0311
0:21 | 50.035 | 50.0409 | 50.0507 | 50.031 | 50.0282
0:21 | 50.033 | 50.0387 | 50.0483 | 50.0293 | 50.0267
0:21 | 50.033 | 50.0384 | 50.0478 | 50.0295 | 50.0272
0:21 | 50.031 | 50.0362 | 50.0453 | 50.0277 | 50.0255
0:22 | 50.029 | 50.0339 | 50.0427 | 50.0259 | 50.0239
0:22 | 50.029 | 50.0336 | 50.0419 | 50.0262 | 50.0243
0:22 | 50.026 | 50.0303 | 50.0383 | 50.0234 | 50.0216
0:22 | 50.024 | 50.0279 | 50.0354 | 50.0217 | 50.0202
0:22 | 50.023 | 50.0265 | 50.0334 | 50.021 | 50.0198
0:22 | 50.022 | 50.0251 | 50.0314 | 50.0203 | 50.0192
0:22 | 50.022 | 50.0248 | 50.0305 | 50.0205 | 50.0195
0:22 | 50.023 | 50.0255 | 50.0308 | 50.0216 | 50.0208
0:22 | 50.023 | 50.0254 | 50.0303 | 50.0216 | 50.0207
0:22 | 50.025 | 50.0273 | 50.032 | 50.0236 | 50.0227
0:22 | 50.025 | 50.0274 | 50.032 | 50.0235 | 50.0224
0:22 | 50.025 | 50.0274 | 50.032 | 50.0234 | 50.0223
0:22 | 50.025 | 50.0275 | 50.032 | 50.0234 | 50.0222
0:22 | 50.025 | 50.0275 | 50.032 | 50.0233 | 50.0221
0:22 | 50.023 | 50.0255 | 50.03 | 50.0213 | 50.0201
0:22 | 50.021 | 50.0234 | 50.0277 | 50.0195 | 50.0184
0:22 | 50.023 | 50.0252 | 50.0292 | 50.0216 | 50.0208
0:22 | 50.022 | 50.0242 | 50.0281 | 50.0207 | 50.0197
0:22 | 50.021 | 50.0231 | 50.0269 | 50.0197 | 50.0188
0:22 | 50.019 | 50.0209 | 50.0245 | 50.0178 | 50.017
0:22 | 50.018 | 50.0197 | 50.023 | 50.017 | 50.0164
0:22 | 50.015 | 50.0164 | 50.0194 | 50.0142 | 50.0138
0:22 | 50.013 | 50.0141 | 50.0166 | 50.0123 | 50.0119
0:22 | 50.013 | 50.014 | 50.0161 | 50.0123 | 50.012
0:22 | 50.012 | 50.0129 | 50.0147 | 50.0114 | 50.0111
0:22 | 50.013 | 50.0138 | 50.0154 | 50.0125 | 50.0121
0:22 | 50.012 | 50.0127 | 50.0142 | 50.0115 | 50.0112
0:22 | 50.012 | 50.0127 | 50.014 | 50.0115 | 50.0113
0:22 | 50.01 | 50.0106 | 50.0118 | 50.0096 | 50.0094
0:22 | 50.009 | 50.0096 | 50.0107 | 50.0086 | 50.0084
0:22 | 50.009 | 50.0095 | 50.0105 | 50.0087 | 50.0085
0:22 | 50.008 | 50.0085 | 50.0094 | 50.0077 | 50.0075
0:22 | 50.009 | 50.0094 | 50.0103 | 50.0087 | 50.0086
0:22 | 50.009 | 50.0094 | 50.0102 | 50.0087 | 50.0086
0:22 | 50.009 | 50.0094 | 50.01 | 50.0088 | 50.0086
0:22 | 50.01 | 50.0103 | 50.011 | 50.0098 | 50.0097
0:22 | 50.009 | 50.0093 | 50.0099 | 50.0088 | 50.0087
0:22 | 50.011 | 50.0113 | 50.0118 | 50.0108 | 50.0107
0:22 | 50.01 | 50.0102 | 50.0107 | 50.0098 | 50.0097
0:22 | 50.01 | 50.0102 | 50.0107 | 50.0099 | 50.0098
0:22 | 50.01 | 50.0102 | 50.0106 | 50.0099 | 50.0098
0:22 | 50.009 | 50.0092 | 50.0096 | 50.0089 | 50.0088
0:22 | 50.009 | 50.0092 | 50.0095 | 50.0089 | 50.0088
0:22 | 50.008 | 50.0082 | 50.0085 | 50.0079 | 50.0078
0:22 | 50.006 | 50.0061 | 50.0064 | 50.0059 | 50.0059
0:22 | 50.005 | 50.0051 | 50.0054 | 50.0049 | 50.0049
0:22 | 50.001 | 50.0011 | 50.0014 | 50.0009 | 50.0009
0:22 | 50.002 | 50.0021 | 50.0023 | 50.0019 | 50.0019
0:22 | 50.002 | 50.0021 | 50.0023 | 50.0019 | 50.0019
0:22 | 50.002 | 50.0021 | 50.0023 | 50.0019 | 50.0019
0:22 | 50.002 | 50.0021 | 50.0022 | 50.0019 | 50.0019
0:22 | 50.001 | 50.0011 | 50.0012 | 50.001 | 50.0009
0:22 | 50 | 50.0001 | 50.0002 | 50 | 49.9999
0:22 | 50.002 | 50.0021 | 50.0022 | 50.002 | 50.0019
0:22 | 50.002 | 50.0021 | 50.0022 | 50.002 | 50.0019
0:22 | 50.002 | 50.0021 | 50.0022 | 50.002 | 50.0019
0:22 | 50.003 | 50.003 | 50.0031 | 50.003 | 50.003
0:22 | 50.003 | 50.003 | 50.0031 | 50.003 | 50.003
0:22 | 50.003 | 50.003 | 50.0031 | 50.003 | 50.003
0:22 | 50.002 | 50.002 | 50.0021 | 50.002 | 50.002
0:22 | 50.002 | 50.002 | 50.0021 | 50.002 | 50.002
0:23 | 49.999 | 49.999 | 49.9991 | 49.999 | 49.999
0:23 | 50 | 50 | 50.0001 | 50 | 50
0:23 | 49.999 | 49.999 | 49.9991 | 49.999 | 49.999
0:23 | 49.998 | 49.998 | 49.9981 | 49.998 | 49.998
0:23 | 49.996 | 49.996 | 49.9961 | 49.996 | 49.996
0:23 | 49.995 | 49.995 | 49.9951 | 49.995 | 49.995
0:23 | 49.994 | 49.994 | 49.994 | 49.994 | 49.994
0:23 | 49.992 | 49.992 | 49.992 | 49.992 | 49.992
0:23 | 49.993 | 49.993 | 49.993 | 49.993 | 49.993
0:23 | 49.991 | 49.991 | 49.991 | 49.991 | 49.991
0:23 | 49.99 | 49.99 | 49.99 | 49.99 | 49.99
0:23 | 49.987 | 49.987 | 49.987 | 49.987 | 49.987
0:23 | 49.988 | 49.988 | 49.988 | 49.988 | 49.988
0:23 | 49.985 | 49.985 | 49.985 | 49.985 | 49.985
0:23 | 49.984 | 49.984 | 49.984 | 49.984 | 49.984
0:23 | 49.983 | 49.9829 | 49.9828 | 49.9831 | 49.9832
0:23 | 49.981 | 49.9808 | 49.9805 | 49.9812 | 49.9814
0:23 | 49.98 | 49.9795 | 49.9789 | 49.9805 | 49.9809
0:23 | 49.978 | 49.9772 | 49.9762 | 49.9787 | 49.9793
0:23 | 49.979 | 49.9778 | 49.9763 | 49.98 | 49.9809
0:23 | 49.977 | 49.9755 | 49.9737 | 49.9781 | 49.9789
0:23 | 49.981 | 49.9792 | 49.9768 | 49.9823 | 49.9834
0:23 | 49.979 | 49.9773 | 49.9749 | 49.9801 | 49.9808
0:23 | 49.98 | 49.9782 | 49.9755 | 49.9812 | 49.9819
0:23 | 49.983 | 49.9813 | 49.9784 | 49.9841 | 49.9848
0:23 | 49.983 | 49.9815 | 49.9788 | 49.9838 | 49.9842
0:23 | 49.984 | 49.9828 | 49.9802 | 49.9846 | 49.9849
0:23 | 49.983 | 49.982 | 49.9798 | 49.9834 | 49.9836
0:23 | 49.983 | 49.9821 | 49.9801 | 49.9834 | 49.9835
0:23 | 49.984 | 49.9833 | 49.9814 | 49.9843 | 49.9845
0:23 | 49.982 | 49.9814 | 49.9798 | 49.9822 | 49.9823
0:23 | 49.981 | 49.9804 | 49.9789 | 49.9813 | 49.9815
0:23 | 49.981 | 49.9803 | 49.9788 | 49.9815 | 49.9819
0:23 | 49.98 | 49.9793 | 49.9777 | 49.9805 | 49.981
0:23 | 49.98 | 49.9791 | 49.9775 | 49.9807 | 49.9813
0:23 | 49.979 | 49.978 | 49.9763 | 49.9798 | 49.9804
0:23 | 49.977 | 49.9758 | 49.9739 | 49.9779 | 49.9787
0:23 | 49.976 | 49.9745 | 49.9722 | 49.9772 | 49.9782
0:23 | 49.975 | 49.9731 | 49.9704 | 49.9765 | 49.9776
0:23 | 49.974 | 49.9718 | 49.9686 | 49.9757 | 49.9769
0:23 | 49.976 | 49.9734 | 49.9697 | 49.9779 | 49.9793
0:23 | 49.978 | 49.9753 | 49.9713 | 49.9798 | 49.9812
0:23 | 49.979 | 49.9764 | 49.9724 | 49.9806 | 49.9817
0:23 | 49.982 | 49.9796 | 49.9756 | 49.9834 | 49.9843
0:23 | 49.981 | 49.979 | 49.9753 | 49.982 | 49.9825
0:23 | 49.979 | 49.9772 | 49.9737 | 49.9799 | 49.9803
0:23 | 49.979 | 49.9772 | 49.9737 | 49.98 | 49.9806
0:23 | 49.978 | 49.9763 | 49.9728 | 49.979 | 49.9797
0:23 | 49.976 | 49.9742 | 49.9707 | 49.9771 | 49.9779
0:23 | 49.975 | 49.973 | 49.9694 | 49.9763 | 49.9773
0:23 | 49.974 | 49.9718 | 49.9679 | 49.9755 | 49.9767
0:23 | 49.972 | 49.9695 | 49.9654 | 49.9737 | 49.975
0:23 | 49.971 | 49.9682 | 49.9636 | 49.9731 | 49.9746
0:23 | 49.969 | 49.9658 | 49.9608 | 49.9713 | 49.9731
0:23 | 49.966 | 49.9624 | 49.9567 | 49.9687 | 49.9706
0:23 | 49.964 | 49.9597 | 49.9532 | 49.9671 | 49.9695
0:23 | 49.965 | 49.9601 | 49.9527 | 49.9685 | 49.9712
0:23 | 49.965 | 49.9597 | 49.9516 | 49.9687 | 49.9714
0:23 | 49.969 | 49.9634 | 49.9546 | 49.9728 | 49.9755
0:24 | 49.97 | 49.9646 | 49.9556 | 49.9735 | 49.9758
0:24 | 49.97 | 49.9648 | 49.9558 | 49.9732 | 49.9752
0:24 | 49.97 | 49.9649 | 49.956 | 49.973 | 49.975
0:24 | 49.97 | 49.9651 | 49.9561 | 49.9729 | 49.9748
0:24 | 49.97 | 49.9652 | 49.9563 | 49.9728 | 49.9747
0:24 | 49.969 | 49.9644 | 49.9556 | 49.9718 | 49.9736
0:24 | 49.971 | 49.9664 | 49.9577 | 49.9738 | 49.9757
0:24 | 49.969 | 49.9646 | 49.9562 | 49.9716 | 49.9733
0:24 | 49.969 | 49.9647 | 49.9563 | 49.9717 | 49.9735
0:24 | 49.97 | 49.9657 | 49.9575 | 49.9727 | 49.9746
0:24 | 49.97 | 49.9658 | 49.9578 | 49.9726 | 49.9745
0:24 | 49.969 | 49.9649 | 49.9571 | 49.9716 | 49.9735
0:24 | 49.968 | 49.9638 | 49.9561 | 49.9707 | 49.9727
0:24 | 49.967 | 49.9627 | 49.955 | 49.9699 | 49.972
0:24 | 49.965 | 49.9605 | 49.9526 | 49.9681 | 49.9702
0:24 | 49.965 | 49.9602 | 49.952 | 49.9683 | 49.9708
0:24 | 49.964 | 49.9589 | 49.9504 | 49.9675 | 49.97
0:24 | 49.963 | 49.9576 | 49.9488 | 49.9667 | 49.9693
0:24 | 49.962 | 49.9563 | 49.9471 | 49.9658 | 49.9686
0:24 | 49.963 | 49.957 | 49.9473 | 49.9671 | 49.97
0:24 | 49.965 | 49.9589 | 49.9488 | 49.9691 | 49.9719
0:24 | 49.965 | 49.9589 | 49.9487 | 49.9689 | 49.9716
0:24 | 49.967 | 49.961 | 49.9506 | 49.9708 | 49.9734
0:24 | 49.966 | 49.9602 | 49.9499 | 49.9696 | 49.9719
0:24 | 49.966 | 49.9603 | 49.95 | 49.9695 | 49.9719
0:24 | 49.965 | 49.9593 | 49.9491 | 49.9685 | 49.9709
0:24 | 49.965 | 49.9593 | 49.949 | 49.9685 | 49.971
0:24 | 49.965 | 49.9593 | 49.949 | 49.9686 | 49.971
0:24 | 49.965 | 49.9593 | 49.949 | 49.9686 | 49.971
0:24 | 49.963 | 49.9574 | 49.9471 | 49.9665 | 49.969
0:24 | 49.962 | 49.9562 | 49.9458 | 49.9657 | 49.9684
0:24 | 49.962 | 49.956 | 49.9454 | 49.9659 | 49.9687
0:24 | 49.96 | 49.9539 | 49.9431 | 49.964 | 49.9669
0:24 | 49.961 | 49.9546 | 49.9435 | 49.9653 | 49.9684
0:24 | 49.96 | 49.9534 | 49.9421 | 49.9644 | 49.9674
0:24 | 49.959 | 49.9523 | 49.9406 | 49.9635 | 49.9666
0:24 | 49.959 | 49.952 | 49.9401 | 49.9636 | 49.9669
0:24 | 49.957 | 49.9498 | 49.9376 | 49.9617 | 49.965
0:24 | 49.957 | 49.9496 | 49.9368 | 49.9619 | 49.9655
0:24 | 49.957 | 49.9493 | 49.9362 | 49.9621 | 49.9656
0:24 | 49.956 | 49.9482 | 49.9347 | 49.9611 | 49.9647
0:24 | 49.954 | 49.946 | 49.9322 | 49.9592 | 49.9629
0:24 | 49.953 | 49.9446 | 49.9303 | 49.9585 | 49.9623
0:24 | 49.951 | 49.9423 | 49.9275 | 49.9567 | 49.9607
0:24 | 49.951 | 49.9419 | 49.9265 | 49.9569 | 49.9612
0:24 | 49.947 | 49.9377 | 49.9217 | 49.9531 | 49.9574
0:24 | 49.948 | 49.9381 | 49.9214 | 49.9546 | 49.9593
0:24 | 49.949 | 49.9388 | 49.9215 | 49.9557 | 49.9604
0:24 | 49.952 | 49.9417 | 49.9239 | 49.9587 | 49.9633
0:24 | 49.954 | 49.9439 | 49.9261 | 49.9604 | 49.9648
0:24 | 49.957 | 49.9472 | 49.9295 | 49.9631 | 49.9671
0:24 | 49.958 | 49.9487 | 49.9315 | 49.9636 | 49.9673
0:24 | 49.957 | 49.9482 | 49.9315 | 49.9622 | 49.9656
0:24 | 49.958 | 49.9495 | 49.9332 | 49.9631 | 49.9665
0:24 | 49.958 | 49.9498 | 49.934 | 49.963 | 49.9663
0:24 | 49.955 | 49.9471 | 49.9318 | 49.9598 | 49.9631
0:24 | 49.955 | 49.947 | 49.9319 | 49.96 | 49.9636
0:24 | 49.956 | 49.948 | 49.9331 | 49.9611 | 49.9647
0:24 | 49.955 | 49.9471 | 49.9324 | 49.9601 | 49.9637
0:24 | 49.955 | 49.947 | 49.9325 | 49.9602 | 49.9638
0:24 | 49.952 | 49.944 | 49.9296 | 49.9572 | 49.9609
0:25 | 49.952 | 49.9437 | 49.929 | 49.9576 | 49.9616
0:25 | 49.95 | 49.9414 | 49.9265 | 49.9557 | 49.9599
0:25 | 49.948 | 49.939 | 49.9237 | 49.9541 | 49.9584
0:25 | 49.946 | 49.9365 | 49.9207 | 49.9524 | 49.9571
0:25 | 49.947 | 49.937 | 49.9204 | 49.9538 | 49.9587
0:25 | 49.945 | 49.9346 | 49.9175 | 49.9519 | 49.9568
0:25 | 49.945 | 49.9342 | 49.9164 | 49.9522 | 49.9572
0:25 | 49.948 | 49.9369 | 49.9185 | 49.9553 | 49.9604
0:25 | 49.948 | 49.937 | 49.9182 | 49.9551 | 49.9599
0:25 | 49.949 | 49.938 | 49.919 | 49.956 | 49.9607
0:25 | 49.95 | 49.9391 | 49.9201 | 49.9568 | 49.9614
0:25 | 49.948 | 49.9374 | 49.9183 | 49.9546 | 49.9591
0:25 | 49.946 | 49.9353 | 49.9162 | 49.9526 | 49.9572
0:25 | 49.946 | 49.9352 | 49.9157 | 49.9529 | 49.9576
0:25 | 49.944 | 49.9331 | 49.9135 | 49.9509 | 49.9558
0:25 | 49.946 | 49.9349 | 49.915 | 49.9532 | 49.9582
0:25 | 49.946 | 49.9349 | 49.915 | 49.9531 | 49.958
0:25 | 49.948 | 49.9369 | 49.917 | 49.955 | 49.9599
0:25 | 49.948 | 49.9372 | 49.9174 | 49.9548 | 49.9596
0:25 | 49.949 | 49.9383 | 49.9187 | 49.9558 | 49.9604
0:25 | 49.95 | 49.9395 | 49.9202 | 49.9566 | 49.9611
0:25 | 49.95 | 49.9396 | 49.9206 | 49.9565 | 49.961
0:25 | 49.95 | 49.9398 | 49.9209 | 49.9564 | 49.9608
0:25 | 49.949 | 49.9389 | 49.9202 | 49.9554 | 49.9598
0:25 | 49.949 | 49.9388 | 49.9202 | 49.9554 | 49.9599
0:25 | 49.947 | 49.9368 | 49.9183 | 49.9535 | 49.9579
0:25 | 49.943 | 49.9327 | 49.914 | 49.9496 | 49.9543
0:25 | 49.941 | 49.9302 | 49.9111 | 49.9481 | 49.9533
0:25 | 49.938 | 49.9266 | 49.9069 | 49.9456 | 49.951
0:25 | 49.935 | 49.9229 | 49.9024 | 49.9431 | 49.949
0:25 | 49.934 | 49.9212 | 49.8996 | 49.9427 | 49.9489
0:25 | 49.933 | 49.9195 | 49.8969 | 49.9421 | 49.9486
0:25 | 49.933 | 49.9189 | 49.8953 | 49.9424 | 49.9491
0:25 | 49.933 | 49.9184 | 49.8939 | 49.9426 | 49.9493
0:25 | 49.934 | 49.9191 | 49.8938 | 49.9437 | 49.9504
0:25 | 49.934 | 49.9189 | 49.893 | 49.9437 | 49.9503
0:25 | 49.934 | 49.9188 | 49.8924 | 49.9436 | 49.9502
0:25 | 49.937 | 49.9218 | 49.8949 | 49.9466 | 49.9532
0:25 | 49.938 | 49.923 | 49.8961 | 49.9473 | 49.9535
0:25 | 49.939 | 49.9244 | 49.8976 | 49.948 | 49.954
0:25 | 49.942 | 49.9277 | 49.9012 | 49.9507 | 49.9566
0:25 | 49.942 | 49.9283 | 49.9023 | 49.9503 | 49.9557
0:25 | 49.941 | 49.9277 | 49.9024 | 49.949 | 49.9544
0:25 | 49.941 | 49.928 | 49.9031 | 49.9489 | 49.9543
0:25 | 49.939 | 49.9262 | 49.9018 | 49.9469 | 49.9523
0:25 | 49.938 | 49.9252 | 49.901 | 49.946 | 49.9516
0:25 | 49.938 | 49.9251 | 49.9011 | 49.9462 | 49.952
0:25 | 49.938 | 49.9251 | 49.9012 | 49.9463 | 49.9522
0:25 | 49.938 | 49.925 | 49.9012 | 49.9464 | 49.9523
0:25 | 49.939 | 49.9259 | 49.9023 | 49.9474 | 49.9533
0:25 | 49.937 | 49.924 | 49.9004 | 49.9454 | 49.9512
0:25 | 49.935 | 49.9218 | 49.8982 | 49.9436 | 49.9496
0:25 | 49.936 | 49.9224 | 49.8985 | 49.9449 | 49.9511
0:25 | 49.934 | 49.9203 | 49.8961 | 49.9429 | 49.9492
0:25 | 49.933 | 49.9189 | 49.8944 | 49.9422 | 49.9486
0:25 | 49.933 | 49.9186 | 49.8936 | 49.9424 | 49.949
0:25 | 49.934 | 49.9194 | 49.894 | 49.9435 | 49.9501
0:25 | 49.933 | 49.9183 | 49.8926 | 49.9424 | 49.949
0:25 | 49.936 | 49.9211 | 49.8951 | 49.9455 | 49.9521
0:26 | 49.935 | 49.9203 | 49.8942 | 49.9443 | 49.9506
0:26 | 49.935 | 49.9203 | 49.8941 | 49.9442 | 49.9506
0:26 | 49.935 | 49.9204 | 49.8941 | 49.9442 | 49.9505
0:26 | 49.935 | 49.9204 | 49.8941 | 49.9442 | 49.9505
0:26 | 49.935 | 49.9204 | 49.8941 | 49.9442 | 49.9504
0:26 | 49.935 | 49.9205 | 49.8941 | 49.9441 | 49.9504
0:26 | 49.935 | 49.9205 | 49.8942 | 49.9441 | 49.9504
0:26 | 49.934 | 49.9196 | 49.8933 | 49.9431 | 49.9494
0:26 | 49.935 | 49.9205 | 49.8942 | 49.9442 | 49.9505
0:26 | 49.935 | 49.9206 | 49.8944 | 49.9441 | 49.9504
0:26 | 49.935 | 49.9207 | 49.8945 | 49.9441 | 49.9504
0:26 | 49.933 | 49.9187 | 49.8926 | 49.9421 | 49.9484
0:26 | 49.932 | 49.9175 | 49.8913 | 49.9413 | 49.9478
0:26 | 49.931 | 49.9163 | 49.8899 | 49.9405 | 49.9471
0:26 | 49.928 | 49.913 | 49.8864 | 49.9377 | 49.9445
0:26 | 49.929 | 49.9136 | 49.8864 | 49.939 | 49.9461
0:26 | 49.928 | 49.9123 | 49.8847 | 49.9382 | 49.9453
0:26 | 49.927 | 49.9111 | 49.883 | 49.9373 | 49.9446
0:26 | 49.928 | 49.9118 | 49.8833 | 49.9385 | 49.9459
0:26 | 49.927 | 49.9106 | 49.8818 | 49.9375 | 49.9448
0:26 | 49.927 | 49.9104 | 49.8812 | 49.9376 | 49.945
0:26 | 49.929 | 49.9123 | 49.8827 | 49.9397 | 49.9471
0:26 | 49.93 | 49.9133 | 49.8836 | 49.9406 | 49.9478
0:26 | 49.93 | 49.9135 | 49.8837 | 49.9404 | 49.9474
0:26 | 49.927 | 49.9106 | 49.8808 | 49.9373 | 49.9443
0:26 | 49.925 | 49.9084 | 49.8784 | 49.9354 | 49.9427
0:26 | 49.924 | 49.9071 | 49.8767 | 49.9347 | 49.9422
0:26 | 49.923 | 49.9058 | 49.875 | 49.934 | 49.9416
0:26 | 49.923 | 49.9056 | 49.8743 | 49.9342 | 49.942
0:26 | 49.925 | 49.9073 | 49.8757 | 49.9363 | 49.9442
0:26 | 49.924 | 49.9064 | 49.8746 | 49.9352 | 49.9429
0:26 | 49.926 | 49.9083 | 49.8764 | 49.9372 | 49.9449
0:26 | 49.928 | 49.9105 | 49.8786 | 49.9391 | 49.9466
0:26 | 49.931 | 49.9137 | 49.8821 | 49.9418 | 49.9492
0:26 | 49.932 | 49.9152 | 49.884 | 49.9424 | 49.9494
0:26 | 49.933 | 49.9166 | 49.886 | 49.943 | 49.9498
0:26 | 49.934 | 49.9181 | 49.888 | 49.9438 | 49.9503
0:26 | 49.933 | 49.9175 | 49.8881 | 49.9425 | 49.9489
0:26 | 49.934 | 49.9187 | 49.8898 | 49.9434 | 49.9499
0:26 | 49.935 | 49.92 | 49.8916 | 49.9443 | 49.9507
0:26 | 49.934 | 49.9193 | 49.8915 | 49.9431 | 49.9494
0:26 | 49.932 | 49.9174 | 49.8901 | 49.9412 | 49.9474
0:26 | 49.93 | 49.9153 | 49.8882 | 49.9393 | 49.9459
0:26 | 49.928 | 49.9131 | 49.8859 | 49.9376 | 49.9444
0:26 | 49.927 | 49.9117 | 49.8843 | 49.937 | 49.9441
0:26 | 49.926 | 49.9103 | 49.8825 | 49.9363 | 49.9436
0:26 | 49.926 | 49.9099 | 49.8816 | 49.9366 | 49.944
0:26 | 49.928 | 49.9116 | 49.8829 | 49.9387 | 49.9463
0:26 | 49.93 | 49.9135 | 49.8845 | 49.9407 | 49.9481
0:26 | 49.932 | 49.9156 | 49.8866 | 49.9424 | 49.9496
0:26 | 49.93 | 49.9138 | 49.8849 | 49.9402 | 49.947
0:26 | 49.931 | 49.9148 | 49.8858 | 49.9412 | 49.9481
0:26 | 49.932 | 49.9159 | 49.8869 | 49.9421 | 49.949
0:26 | 49.933 | 49.9171 | 49.8882 | 49.9429 | 49.9497
0:26 | 49.933 | 49.9173 | 49.8886 | 49.9427 | 49.9493
0:26 | 49.933 | 49.9175 | 49.889 | 49.9426 | 49.9491
0:26 | 49.932 | 49.9167 | 49.8884 | 49.9415 | 49.9481
0:26 | 49.932 | 49.9167 | 49.8885 | 49.9416 | 49.9481
0:26 | 49.931 | 49.9158 | 49.8877 | 49.9406 | 49.9472
0:26 | 49.93 | 49.9147 | 49.8867 | 49.9397 | 49.9464
0:26 | 49.932 | 49.9166 | 49.8884 | 49.9418 | 49.9488
0:27 | 49.932 | 49.9166 | 49.8886 | 49.9418 | 49.9485
0:27 | 49.931 | 49.9157 | 49.8877 | 49.9407 | 49.9475
0:27 | 49.932 | 49.9166 | 49.8887 | 49.9418 | 49.9486
0:27 | 49.932 | 49.9166 | 49.8887 | 49.9418 | 49.9485
0:27 | 49.931 | 49.9157 | 49.8878 | 49.9407 | 49.9475
0:27 | 49.931 | 49.9156 | 49.8876 | 49.9408 | 49.9476
0:27 | 49.928 | 49.9125 | 49.8845 | 49.9379 | 49.9447
0:27 | 49.927 | 49.9112 | 49.8829 | 49.9372 | 49.9443
0:27 | 49.927 | 49.9108 | 49.8821 | 49.9374 | 49.9447
0:27 | 49.927 | 49.9106 | 49.8816 | 49.9376 | 49.9449
0:27 | 49.927 | 49.9104 | 49.8811 | 49.9376 | 49.945
0:27 | 49.925 | 49.9083 | 49.8786 | 49.9357 | 49.9431
0:27 | 49.923 | 49.906 | 49.8759 | 49.9339 | 49.9415
0:27 | 49.917 | 49.8997 | 49.869 | 49.9282 | 49.936
0:27 | 49.913 | 49.8948 | 49.8631 | 49.9249 | 49.9333
0:27 | 49.91 | 49.8909 | 49.8578 | 49.9226 | 49.9317
0:27 | 49.909 | 49.8889 | 49.8544 | 49.9223 | 49.9318
0:27 | 49.909 | 49.888 | 49.8522 | 49.9228 | 49.9326
0:27 | 49.909 | 49.8875 | 49.8505 | 49.923 | 49.9328
0:27 | 49.907 | 49.8851 | 49.847 | 49.9212 | 49.931
0:27 | 49.909 | 49.8866 | 49.8475 | 49.9234 | 49.9334
0:27 | 49.909 | 49.8863 | 49.8465 | 49.9234 | 49.9333
0:27 | 49.907 | 49.8842 | 49.8437 | 49.9214 | 49.9312
0:27 | 49.908 | 49.885 | 49.8437 | 49.9225 | 49.9325
0:27 | 49.907 | 49.8839 | 49.8422 | 49.9215 | 49.9314
0:27 | 49.905 | 49.8818 | 49.8397 | 49.9195 | 49.9295
0:27 | 49.905 | 49.8816 | 49.839 | 49.9197 | 49.9298
0:27 | 49.905 | 49.8815 | 49.8386 | 49.9198 | 49.9299
0:27 | 49.904 | 49.8805 | 49.8373 | 49.9188 | 49.9289
0:27 | 49.904 | 49.8803 | 49.837 | 49.9189 | 49.9291
0:27 | 49.905 | 49.8813 | 49.8378 | 49.9199 | 49.9302
0:27 | 49.906 | 49.8824 | 49.8388 | 49.9208 | 49.9311
0:27 | 49.905 | 49.8815 | 49.8381 | 49.9197 | 49.9298
0:27 | 49.905 | 49.8815 | 49.8382 | 49.9198 | 49.9299
0:27 | 49.904 | 49.8806 | 49.8373 | 49.9187 | 49.9289
0:27 | 49.903 | 49.8795 | 49.8363 | 49.9179 | 49.9281
0:27 | 49.904 | 49.8804 | 49.8371 | 49.919 | 49.9293
0:27 | 49.903 | 49.8794 | 49.8361 | 49.9179 | 49.9283
0:27 | 49.902 | 49.8783 | 49.835 | 49.917 | 49.9274
0:27 | 49.901 | 49.8771 | 49.8337 | 49.9162 | 49.9267
0:27 | 49.902 | 49.8779 | 49.8343 | 49.9173 | 49.9279
0:27 | 49.898 | 49.8739 | 49.8302 | 49.9133 | 49.9239
0:27 | 49.897 | 49.8725 | 49.8283 | 49.9127 | 49.9236
0:27 | 49.895 | 49.8701 | 49.8254 | 49.911 | 49.9222
0:27 | 49.894 | 49.8686 | 49.8233 | 49.9103 | 49.9217
0:27 | 49.892 | 49.8662 | 49.8202 | 49.9086 | 49.9202
0:27 | 49.893 | 49.8666 | 49.8199 | 49.91 | 49.9218
0:27 | 49.897 | 49.8704 | 49.823 | 49.914 | 49.9258
0:27 | 49.899 | 49.8725 | 49.825 | 49.9158 | 49.9272
0:27 | 49.9 | 49.8738 | 49.8264 | 49.9164 | 49.9275
0:27 | 49.901 | 49.8751 | 49.8279 | 49.9171 | 49.928
0:27 | 49.903 | 49.8775 | 49.8305 | 49.9188 | 49.9295
0:27 | 49.903 | 49.8779 | 49.8314 | 49.9185 | 49.9289
0:27 | 49.904 | 49.8793 | 49.8332 | 49.9192 | 49.9296
0:27 | 49.903 | 49.8787 | 49.8331 | 49.9181 | 49.9283
0:27 | 49.903 | 49.8789 | 49.8337 | 49.918 | 49.9283
0:27 | 49.902 | 49.878 | 49.8333 | 49.9169 | 49.9272
0:27 | 49.902 | 49.8781 | 49.8337 | 49.917 | 49.9274
0:27 | 49.901 | 49.8772 | 49.833 | 49.916 | 49.9265
0:27 | 49.9 | 49.8761 | 49.832 | 49.9152 | 49.9257
0:28 | 49.9 | 49.8759 | 49.8319 | 49.9154 | 49.9261
0:28 | 49.898 | 49.8738 | 49.8297 | 49.9135 | 49.9242
0:28 | 49.899 | 49.8745 | 49.8302 | 49.9147 | 49.9257
0:28 | 49.9 | 49.8753 | 49.8309 | 49.9158 | 49.9268
0:28 | 49.9 | 49.8753 | 49.8307 | 49.9158 | 49.9267
0:28 | 49.901 | 49.8762 | 49.8316 | 49.9167 | 49.9276
0:28 | 49.901 | 49.8763 | 49.8316 | 49.9167 | 49.9274
0:28 | 49.899 | 49.8743 | 49.8296 | 49.9146 | 49.9253
0:28 | 49.898 | 49.8732 | 49.8283 | 49.9137 | 49.9246
0:28 | 49.899 | 49.8739 | 49.8288 | 49.9149 | 49.9259
0:28 | 49.898 | 49.8729 | 49.8276 | 49.9139 | 49.9248
0:28 | 49.899 | 49.8738 | 49.8282 | 49.915 | 49.926
0:28 | 49.897 | 49.8717 | 49.8257 | 49.9129 | 49.9239
0:28 | 49.896 | 49.8705 | 49.8243 | 49.9121 | 49.9232
0:28 | 49.892 | 49.8663 | 49.8199 | 49.9082 | 49.9195
0:28 | 49.887 | 49.8609 | 49.8138 | 49.9037 | 49.9153
0:28 | 49.884 | 49.857 | 49.8089 | 49.9014 | 49.9137
0:28 | 49.883 | 49.8551 | 49.8059 | 49.9011 | 49.9139
0:28 | 49.879 | 49.8504 | 49.8 | 49.8976 | 49.9106
0:28 | 49.877 | 49.8475 | 49.8473 | 49.8962 | 49.9097
0:28 | 49.877 | 49.8466 | 49.8885 | 49.8967 | 49.9105
0:28 | 49.878 | 49.8469 | 49.924 | 49.8981 | 49.912
0:28 | 49.88 | 49.8485 | 49.9551 | 49.9002 | 49.9141
0:28 | 49.881 | 49.8493 | 49.9809 | 49.901 | 49.9148
0:28 | 49.881 | 49.8493 | 50.002 | 49.9009 | 49.9144
0:28 | 49.882 | 49.8503 | 50.022 | 49.9018 | 49.9152
0:28 | 49.883 | 49.8515 | 50.0399 | 49.9026 | 49.9158
0:28 | 49.884 | 49.8527 | 50.0548 | 49.9033 | 49.9164
0:28 | 49.882 | 49.851 | 50.0643 | 49.9011 | 49.914
0:28 | 49.884 | 49.8531 | 50.0746 | 49.9031 | 49.9161
0:28 | 49.886 | 49.8554 | 50.0832 | 49.9049 | 49.9177
0:28 | 49.886 | 49.8559 | 50.0883 | 49.9045 | 49.9172
0:28 | 49.887 | 49.8572 | 50.093 | 49.9054 | 49.9179
0:28 | 49.888 | 49.8586 | 50.0966 | 49.9062 | 49.9186
0:28 | 49.888 | 49.859 | 50.0985 | 49.906 | 49.9183
0:28 | 49.889 | 49.8603 | 50.1005 | 49.9069 | 49.9192
0:28 | 49.89 | 49.8615 | 50.102 | 49.9078 | 49.9199
0:28 | 49.891 | 49.8628 | 50.1031 | 49.9086 | 49.9207
0:28 | 49.889 | 49.8611 | 50.1007 | 49.9064 | 49.9184
0:28 | 49.889 | 49.8612 | 50.0997 | 49.9065 | 49.9186
0:28 | 49.887 | 49.8592 | 50.0965 | 49.9046 | 49.9168
0:28 | 49.884 | 49.856 | 50.0918 | 49.9018 | 49.9142
0:28 | 49.882 | 49.8535 | 50.0875 | 49.9002 | 49.9129
0:28 | 49.88 | 49.851 | 50.0829 | 49.8987 | 49.9117
0:28 | 49.88 | 49.8504 | 50.08 | 49.8991 | 49.9124
0:28 | 49.879 | 49.849 | 50.0762 | 49.8983 | 49.9118
0:28 | 49.879 | 49.8485 | 50.0734 | 49.8986 | 49.9122
0:28 | 49.879 | 49.8482 | 50.0706 | 49.8987 | 49.9123
0:28 | 49.878 | 49.8469 | 50.0668 | 49.8978 | 49.9115
0:28 | 49.879 | 49.8476 | 50.0654 | 49.899 | 49.9127
0:28 | 49.879 | 49.8474 | 50.0635 | 49.8989 | 49.9126
0:28 | 49.88 | 49.8483 | 50.0628 | 49.8999 | 49.9135
0:28 | 49.88 | 49.8484 | 50.0615 | 49.8998 | 49.9133
0:28 | 49.881 | 49.8494 | 50.0613 | 49.9007 | 49.9141
0:28 | 49.881 | 49.8496 | 50.0605 | 49.9005 | 49.9138
0:28 | 49.88 | 49.8488 | 50.0587 | 49.8994 | 49.9127
0:28 | 49.882 | 49.8508 | 50.06 | 49.9015 | 49.9147
0:28 | 49.884 | 49.853 | 50.0617 | 49.9033 | 49.9164
0:28 | 49.883 | 49.8524 | 50.0607 | 49.902 | 49.9149
0:28 | 49.882 | 49.8516 | 50.0597 | 49.9009 | 49.9138
0:29 | 49.884 | 49.8537 | 50.0614 | 49.9029 | 49.916
0:29 | 49.885 | 49.8549 | 50.0626 | 49.9038 | 49.9167
0:29 | 49.885 | 49.8552 | 50.0629 | 49.9036 | 49.9163
0:29 | 49.886 | 49.8564 | 50.0642 | 49.9045 | 49.9172
0:29 | 49.887 | 49.8576 | 50.0655 | 49.9054 | 49.918
0:29 | 49.887 | 49.8579 | 50.0659 | 49.9052 | 49.9177
0:29 | 49.888 | 49.8591 | 50.0674 | 49.9061 | 49.9186
0:29 | 49.89 | 49.8613 | 50.0699 | 49.908 | 49.9203
0:29 | 49.89 | 49.8616 | 50.0707 | 49.9078 | 49.9199
0:29 | 49.89 | 49.8618 | 50.0712 | 49.9076 | 49.9197
0:29 | 49.89 | 49.862 | 50.0717 | 49.9076 | 49.9196
0:29 | 49.888 | 49.8601 | 50.0703 | 49.9055 | 49.9176
0:29 | 49.887 | 49.859 | 50.0694 | 49.9047 | 49.9169
0:29 | 49.886 | 49.8578 | 50.0684 | 49.9039 | 49.9163
0:29 | 49.886 | 49.8575 | 50.0684 | 49.9041 | 49.9167
0:29 | 49.886 | 49.8573 | 50.0683 | 49.9042 | 49.9169
0:29 | 49.886 | 49.8572 | 50.0683 | 49.9043 | 49.9169
0:29 | 49.888 | 49.859 | 50.0704 | 49.9064 | 49.919
0:29 | 49.888 | 49.8591 | 50.0708 | 49.9062 | 49.9187
0:29 | 49.887 | 49.8581 | 50.0701 | 49.9052 | 49.9176
0:29 | 49.887 | 49.8581 | 50.0702 | 49.9052 | 49.9177
0:29 | 49.888 | 49.859 | 50.0713 | 49.9063 | 49.9188
0:29 | 49.888 | 49.859 | 50.0715 | 49.9062 | 49.9187
0:29 | 49.886 | 49.857 | 50.0695 | 49.9041 | 49.9166
0:29 | 49.887 | 49.8579 | 50.0703 | 49.9053 | 49.9178
0:29 | 49.886 | 49.8568 | 50.0693 | 49.9043 | 49.9168
0:29 | 49.884 | 49.8548 | 50.0671 | 49.9024 | 49.915
0:29 | 49.886 | 49.8565 | 50.0688 | 49.9046 | 49.9174
0:29 | 49.888 | 49.8585 | 50.0709 | 49.9065 | 49.9192
0:29 | 49.888 | 49.8587 | 50.0711 | 49.9063 | 49.9188
0:29 | 49.888 | 49.8588 | 50.0713 | 49.9062 | 49.9187
0:29 | 49.889 | 49.8599 | 50.0726 | 49.9071 | 49.9195
0:29 | 49.89 | 49.8611 | 50.0739 | 49.908 | 49.9203
0:29 | 49.89 | 49.8613 | 50.0742 | 49.9079 | 49.92
0:29 | 49.89 | 49.8615 | 50.0744 | 49.9077 | 49.9199
0:29 | 49.891 | 49.8626 | 50.0756 | 49.9087 | 49.9208
0:29 | 49.892 | 49.8638 | 50.0768 | 49.9096 | 49.9216
0:29 | 49.891 | 49.8631 | 50.0762 | 49.9084 | 49.9202
0:29 | 49.89 | 49.8622 | 50.0755 | 49.9074 | 49.9193
0:29 | 49.892 | 49.8641 | 50.0776 | 49.9095 | 49.9215
0:29 | 49.891 | 49.8633 | 50.0769 | 49.9084 | 49.9203
0:29 | 49.891 | 49.8633 | 50.0771 | 49.9084 | 49.9204
0:29 | 49.894 | 49.8663 | 50.0803 | 49.9114 | 49.9234
0:29 | 49.896 | 49.8686 | 50.0829 | 49.9131 | 49.9249
0:29 | 49.895 | 49.8679 | 50.0827 | 49.9119 | 49.9233
0:29 | 49.895 | 49.8681 | 50.0832 | 49.9118 | 49.9232
0:29 | 49.895 | 49.8682 | 50.0837 | 49.9117 | 49.9231
0:29 | 49.897 | 49.8703 | 50.086 | 49.9137 | 49.9252
0:29 | 49.897 | 49.8706 | 50.0865 | 49.9135 | 49.9248
0:29 | 49.897 | 49.8707 | 50.0871 | 49.9134 | 49.9246
0:29 | 49.896 | 49.8699 | 50.0864 | 49.9123 | 49.9235
0:29 | 49.898 | 49.8719 | 50.0885 | 49.9144 | 49.9257
0:29 | 49.899 | 49.873 | 50.0901 | 49.9153 | 49.9264
0:29 | 49.901 | 49.8752 | 50.0928 | 49.9171 | 49.9281
0:29 | 49.902 | 49.8766 | 50.0946 | 49.9178 | 49.9286
0:29 | 49.9 | 49.8749 | 50.0934 | 49.9156 | 49.9262
0:29 | 49.898 | 49.8729 | 50.0918 | 49.9137 | 49.9244
0:29 | 49.895 | 49.8698 | 50.0889 | 49.9108 | 49.9218
0:29 | 49.895 | 49.8694 | 50.0885 | 49.9113 | 49.9226
0:30 | 49.897 | 49.8711 | 50.0902 | 49.9135 | 49.925
0:30 | 49.895 | 49.8691 | 50.0882 | 49.9114 | 49.9228
0:30 | 49.896 | 49.8698 | 50.0891 | 49.9126 | 49.924
0:30 | 49.895 | 49.8688 | 50.0881 | 49.9116 | 49.923
0:30 | 49.894 | 49.8676 | 50.0872 | 49.9107 | 49.9222
0:30 | 49.897 | 49.8703 | 50.0901 | 49.9139 | 49.9255
0:30 | 49.898 | 49.8714 | 50.0913 | 49.9147 | 49.9262
0:30 | 49.896 | 49.8696 | 50.0896 | 49.9125 | 49.9238
0:30 | 49.897 | 49.8705 | 50.0903 | 49.9136 | 49.9249
0:30 | 49.896 | 49.8696 | 50.0893 | 49.9125 | 49.9238
0:30 | 49.896 | 49.8696 | 50.0892 | 49.9126 | 49.9238
0:30 | 49.895 | 49.8685 | 50.088 | 49.9116 | 49.9229
0:30 | 49.896 | 49.8694 | 50.0888 | 49.9126 | 49.9241
0:30 | 49.896 | 49.8695 | 50.0887 | 49.9126 | 49.924
0:30 | 49.897 | 49.8705 | 50.0896 | 49.9136 | 49.925
0:30 | 49.899 | 49.8726 | 50.0919 | 49.9155 | 49.9268
0:30 | 49.901 | 49.8749 | 50.0944 | 49.9172 | 49.9283
0:30 | 49.903 | 49.8773 | 50.097 | 49.919 | 49.9297
0:30 | 49.903 | 49.8777 | 50.0978 | 49.9186 | 49.9291
0:30 | 49.904 | 49.8791 | 50.0995 | 49.9194 | 49.9298
0:30 | 49.905 | 49.8804 | 50.1011 | 49.9202 | 49.9305
0:30 | 49.904 | 49.8798 | 50.1007 | 49.919 | 49.9292
0:30 | 49.905 | 49.881 | 50.1018 | 49.9199 | 49.9301
0:30 | 49.902 | 49.8783 | 50.0991 | 49.9167 | 49.9268
0:30 | 49.903 | 49.8793 | 50.0998 | 49.9179 | 49.9283
0:30 | 49.902 | 49.8783 | 50.0989 | 49.917 | 49.9273
0:30 | 49.902 | 49.8783 | 50.099 | 49.9171 | 49.9275
0:30 | 49.901 | 49.8772 | 50.0981 | 49.9161 | 49.9267
0:30 | 49.902 | 49.878 | 50.0991 | 49.9173 | 49.928
0:30 | 49.901 | 49.8769 | 50.0983 | 49.9163 | 49.9269
0:30 | 49.903 | 49.8788 | 50.1003 | 49.9184 | 49.9291

## 4. Voltage management
4. SUPPLY

## VM 4.1
Diagram or illustrative figure. No data.

## VM 4.2
Diagram or illustrative figure. No data.

## VM 4.3
| Steady state (GVAr) |  |  | Fast Fault Current Injection (kA) |  |  | Immediate Dynamic (by 80ms) (GVAr) |  |  | Fast Dynamic (by 300ms) (GVAr) |  |  | Slow Dynamic (by 500ms) (GVAr) |  |  | Static (by 30s) (GVAr)
Year | 2015/16 | 2020/21 | 2025/26 | 2015/16 | 2020/21 | 2025/26 | 2015/16 | 2020/21 | 2025/26 | 2015/16 | 2020/21 | 2025/26 | 2015/16 | 2020/21 | 2025/26 | 2015/16 | 2020/21 | 2025/26
Min | -14.172 | -19.961 | -24.158 | 0 | 0 | 0 | -14.1638 | -24.8735 | -31.9219 | -14.1638 | -24.8735 | -31.9219 | -19.4721 | -26.48 | -34.1897 | -16.3075 | -22.1882 | -26.567
Max | 44.6033 | 31.1115 | 24.158 | 41.9 | 55.2 | 71.3 | 76.0758 | 62.6387 | 61.9627 | 55.7663 | 41.4308 | 43.471 | 54.9862 | 41.4944 | 35.7669 | 50.7666 | 37.2748 | 33.1206

## VM 4.4
| Steady state (GVAr) |  |  | Fast Fault Current Injection (kA) |  |  | Immediate Dynamic (by 80ms) (GVAr) |  |  | Fast Dynamic (by 300ms) (GVAr) |  |  | Slow Dynamic (by 500ms) (GVAr) |  |  | Static (by 30s) (GVAr)
Year | 2015/16 | 2020/21 | 2025/26 | 2015/16 | 2020/21 | 2025/26 | 2015/16 | 2020/21 | 2025/26 | 2015/16 | 2020/21 | 2025/26 | 2015/16 | 2020/21 | 2025/26 | 2015/16 | 2020/21 | 2025/26
Min | -14.1696 | -21.5906 | -25.0585 | 0 | 0 | 0 | -43.3517 | -58.8707 | -66.8484 | -43.3517 | -58.8707 | -66.8484 | -19.4816 | -29.0654 | -34.2346 | -16.3119 | -23.8553 | -27.5667
Max | 43.9901 | 31.701 | 25.1057 | 47.3 | 50.9 | 72.15 | 76.1647 | 63.0682 | 63.1953 | 55.1843 | 40.928 | 42.4905 | 55.1011 | 42.8119 | 37.4941 | 51.6434 | 39.3543 | 36.1722

## VM 4.5
Diagram or illustrative figure. No data.

## VM 4.6
2016/17 |  | 2018/19 |  | 2020/21 |  | 2022/23 |  | 2025/26
Fault leve (kA) |  | Fault leve (kA) |  | Fault leve (kA) |  | Fault leve (kA) |  | Fault leve (kA)
6.3903 | 0.00011416 | 6.5157 | 5.7078e-05 | 6.505 | 5.7078e-05 | 7.4407 | 5.7078e-05 | 3.762 | 0.00011416
6.4033 | 0.00017123 | 6.5285 | 5.7078e-05 | 6.5176 | 5.7078e-05 | 7.4521 | 5.7078e-05 | 3.7767 | 0.00011416
6.4162 | 0.00017123 | 6.5413 | 5.7078e-05 | 6.5302 | 5.7078e-05 | 7.4635 | 5.7078e-05 | 3.7914 | 0.00011416
6.4292 | 0.00017123 | 6.5541 | 5.7078e-05 | 6.5428 | 5.7078e-05 | 7.4749 | 5.7078e-05 | 3.8061 | 0.00011416
6.4422 | 0.00022831 | 6.5669 | 5.7078e-05 | 6.5554 | 5.7078e-05 | 7.4862 | 5.7078e-05 | 3.8208 | 0.00011416
6.4551 | 0.00022831 | 6.5796 | 5.7078e-05 | 6.568 | 5.7078e-05 | 7.4976 | 5.7078e-05 | 3.8355 | 0.00011416
6.4681 | 0.00028539 | 6.5924 | 5.7078e-05 | 6.5806 | 5.7078e-05 | 7.509 | 0.00011416 | 3.8502 | 0.00011416
6.481 | 0.00034247 | 6.6052 | 0.00011416 | 6.5932 | 5.7078e-05 | 7.5204 | 0.00011416 | 3.8649 | 0.00011416
6.494 | 0.00034247 | 6.618 | 0.00011416 | 6.6058 | 5.7078e-05 | 7.5318 | 0.00011416 | 3.8796 | 0.00011416
6.5069 | 0.00034247 | 6.6308 | 0.00011416 | 6.6184 | 5.7078e-05 | 7.5432 | 0.00011416 | 3.8943 | 0.00011416
6.5199 | 0.00034247 | 6.6436 | 0.00017123 | 6.631 | 5.7078e-05 | 7.5546 | 0.00011416 | 3.909 | 0.00017123
6.5328 | 0.00034247 | 6.6564 | 0.00022831 | 6.6436 | 5.7078e-05 | 7.5659 | 0.00011416 | 3.9237 | 0.00017123
6.5458 | 0.00034247 | 6.6692 | 0.00022831 | 6.6562 | 5.7078e-05 | 7.5773 | 0.00017123 | 3.9384 | 0.00017123
6.5588 | 0.00039954 | 6.682 | 0.00022831 | 6.6688 | 5.7078e-05 | 7.5887 | 0.00017123 | 3.9531 | 0.00017123
6.5717 | 0.00062785 | 6.6948 | 0.00022831 | 6.6814 | 5.7078e-05 | 7.6001 | 0.00017123 | 3.9678 | 0.00017123
6.5847 | 0.00068493 | 6.7076 | 0.00022831 | 6.694 | 0.00011416 | 7.6115 | 0.00017123 | 3.9825 | 0.00017123
6.5976 | 0.00068493 | 6.7204 | 0.00022831 | 6.7066 | 0.00011416 | 7.6229 | 0.00017123 | 3.9972 | 0.00017123
6.6106 | 0.00074201 | 6.7332 | 0.00022831 | 6.7192 | 0.00011416 | 7.6343 | 0.00017123 | 4.0119 | 0.00017123
6.6235 | 0.00074201 | 6.746 | 0.00028539 | 6.7318 | 0.00011416 | 7.6456 | 0.00017123 | 4.0266 | 0.00017123
6.6365 | 0.00074201 | 6.7587 | 0.00028539 | 6.7444 | 0.00011416 | 7.657 | 0.00017123 | 4.0413 | 0.00017123
6.6495 | 0.00074201 | 6.7715 | 0.00034247 | 6.757 | 0.00011416 | 7.6684 | 0.00022831 | 4.056 | 0.00017123
6.6624 | 0.00085616 | 6.7843 | 0.00045662 | 6.7696 | 0.00011416 | 7.6798 | 0.00022831 | 4.0707 | 0.00017123
6.6754 | 0.00091324 | 6.7971 | 0.00045662 | 6.7822 | 0.00017123 | 7.6912 | 0.00022831 | 4.0854 | 0.00017123
6.6883 | 0.00097032 | 6.8099 | 0.00045662 | 6.7948 | 0.00017123 | 7.7026 | 0.00022831 | 4.1001 | 0.00022831
6.7013 | 0.0010274 | 6.8227 | 0.00045662 | 6.8074 | 0.00017123 | 7.714 | 0.00022831 | 4.1148 | 0.00022831
6.7142 | 0.0010274 | 6.8355 | 0.00045662 | 6.82 | 0.00017123 | 7.7253 | 0.00022831 | 4.1296 | 0.00022831
6.7272 | 0.0010274 | 6.8483 | 0.00045662 | 6.8326 | 0.00017123 | 7.7367 | 0.00028539 | 4.1443 | 0.00022831
6.7402 | 0.0010274 | 6.8611 | 0.0005137 | 6.8452 | 0.00017123 | 7.7481 | 0.00034247 | 4.159 | 0.00028539
6.7531 | 0.0010274 | 6.8739 | 0.0005137 | 6.8578 | 0.00017123 | 7.7595 | 0.00039954 | 4.1737 | 0.00028539
6.7661 | 0.0011416 | 6.8867 | 0.00057078 | 6.8704 | 0.00017123 | 7.7709 | 0.00039954 | 4.1884 | 0.00034247
6.779 | 0.0011416 | 6.8995 | 0.00057078 | 6.883 | 0.00017123 | 7.7823 | 0.0005137 | 4.2031 | 0.00034247
6.792 | 0.0011416 | 6.9123 | 0.00057078 | 6.8956 | 0.00017123 | 7.7937 | 0.0005137 | 4.2178 | 0.00039954
6.8049 | 0.0011416 | 6.9251 | 0.00057078 | 6.9082 | 0.00017123 | 7.805 | 0.00057078 | 4.2325 | 0.00039954
6.8179 | 0.0011416 | 6.9378 | 0.00057078 | 6.9208 | 0.00017123 | 7.8164 | 0.00068493 | 4.2472 | 0.00039954
6.8308 | 0.0011416 | 6.9506 | 0.00057078 | 6.9334 | 0.00022831 | 7.8278 | 0.00068493 | 4.2619 | 0.00039954
6.8438 | 0.0011986 | 6.9634 | 0.00057078 | 6.946 | 0.00022831 | 7.8392 | 0.00068493 | 4.2766 | 0.00039954
6.8568 | 0.0011986 | 6.9762 | 0.00057078 | 6.9586 | 0.00022831 | 7.8506 | 0.00068493 | 4.2913 | 0.00039954
6.8697 | 0.0011986 | 6.989 | 0.00057078 | 6.9712 | 0.00022831 | 7.862 | 0.00068493 | 4.306 | 0.00039954
6.8827 | 0.0011986 | 7.0018 | 0.00057078 | 6.9838 | 0.00022831 | 7.8734 | 0.00068493 | 4.3207 | 0.00039954
6.8956 | 0.0011986 | 7.0146 | 0.00062785 | 6.9964 | 0.00022831 | 7.8847 | 0.00068493 | 4.3354 | 0.00039954
6.9086 | 0.0011986 | 7.0274 | 0.00068493 | 7.009 | 0.00022831 | 7.8961 | 0.00074201 | 4.3501 | 0.00039954
6.9215 | 0.0011986 | 7.0402 | 0.00068493 | 7.0216 | 0.00022831 | 7.9075 | 0.00091324 | 4.3648 | 0.00045662
6.9345 | 0.0011986 | 7.053 | 0.00068493 | 7.0342 | 0.00022831 | 7.9189 | 0.00091324 | 4.3795 | 0.00045662
6.9475 | 0.0011986 | 7.0658 | 0.00074201 | 7.0468 | 0.00022831 | 7.9303 | 0.00091324 | 4.3942 | 0.00045662
6.9604 | 0.0012557 | 7.0786 | 0.00074201 | 7.0594 | 0.00022831 | 7.9417 | 0.0010845 | 4.4089 | 0.00045662
6.9734 | 0.0012557 | 7.0914 | 0.00074201 | 7.072 | 0.00022831 | 7.9531 | 0.0010845 | 4.4236 | 0.00045662
6.9863 | 0.0012557 | 7.1042 | 0.00074201 | 7.0846 | 0.00022831 | 7.9644 | 0.0011416 | 4.4383 | 0.00057078
6.9993 | 0.0012557 | 7.117 | 0.00074201 | 7.0972 | 0.00022831 | 7.9758 | 0.0011416 | 4.453 | 0.00062785
7.0122 | 0.0012557 | 7.1297 | 0.00074201 | 7.1098 | 0.00028539 | 7.9872 | 0.0011416 | 4.4677 | 0.00068493
7.0252 | 0.0012557 | 7.1425 | 0.00074201 | 7.1224 | 0.00028539 | 7.9986 | 0.0011416 | 4.4824 | 0.00068493
7.0382 | 0.0012557 | 7.1553 | 0.00074201 | 7.135 | 0.00028539 | 8.01 | 0.0011986 | 4.4971 | 0.00085616
7.0511 | 0.0012557 | 7.1681 | 0.00074201 | 7.1476 | 0.00034247 | 8.0214 | 0.0011986 | 4.5118 | 0.00085616
7.0641 | 0.0012557 | 7.1809 | 0.00074201 | 7.1602 | 0.00034247 | 8.0328 | 0.0013699 | 4.5265 | 0.00085616
7.077 | 0.0012557 | 7.1937 | 0.00074201 | 7.1728 | 0.00034247 | 8.0441 | 0.0013699 | 4.5412 | 0.00097032
7.09 | 0.0012557 | 7.2065 | 0.00074201 | 7.1854 | 0.00034247 | 8.0555 | 0.0014269 | 4.5559 | 0.00097032
7.1029 | 0.0012557 | 7.2193 | 0.00074201 | 7.198 | 0.00034247 | 8.0669 | 0.0014269 | 4.5706 | 0.00097032
7.1159 | 0.0012557 | 7.2321 | 0.00074201 | 7.2106 | 0.00039954 | 8.0783 | 0.001484 | 4.5853 | 0.00097032
7.1289 | 0.0012557 | 7.2449 | 0.00074201 | 7.2232 | 0.00039954 | 8.0897 | 0.0016553 | 4.6 | 0.0010274
7.1418 | 0.0012557 | 7.2577 | 0.00074201 | 7.2358 | 0.00039954 | 8.1011 | 0.0016553 | 4.6147 | 0.0010845
7.1548 | 0.0012557 | 7.2705 | 0.00074201 | 7.2484 | 0.00039954 | 8.1125 | 0.0017123 | 4.6294 | 0.0011986
7.1677 | 0.0012557 | 7.2833 | 0.00074201 | 7.261 | 0.00045662 | 8.1238 | 0.0017123 | 4.6441 | 0.0011986
7.1807 | 0.0013128 | 7.2961 | 0.00074201 | 7.2736 | 0.0005137 | 8.1352 | 0.0017123 | 4.6588 | 0.0012557
7.1936 | 0.0013128 | 7.3088 | 0.00074201 | 7.2862 | 0.0005137 | 8.1466 | 0.0017694 | 4.6735 | 0.0012557
7.2066 | 0.0013128 | 7.3216 | 0.00074201 | 7.2988 | 0.0005137 | 8.158 | 0.0017694 | 4.6882 | 0.0012557
7.2195 | 0.0013128 | 7.3344 | 0.00074201 | 7.3114 | 0.0005137 | 8.1694 | 0.0017694 | 4.7029 | 0.0012557
7.2325 | 0.0013128 | 7.3472 | 0.00074201 | 7.324 | 0.0005137 | 8.1808 | 0.0017694 | 4.7176 | 0.0012557
7.2455 | 0.0013128 | 7.36 | 0.00074201 | 7.3366 | 0.00057078 | 8.1922 | 0.0017694 | 4.7323 | 0.0013699
7.2584 | 0.0013128 | 7.3728 | 0.00074201 | 7.3492 | 0.00062785 | 8.2035 | 0.0017694 | 4.747 | 0.0013699
7.2714 | 0.0013128 | 7.3856 | 0.00079909 | 7.3618 | 0.00062785 | 8.2149 | 0.0017694 | 4.7617 | 0.0013699
7.2843 | 0.0013128 | 7.3984 | 0.00079909 | 7.3744 | 0.00068493 | 8.2263 | 0.0018265 | 4.7764 | 0.0014269
7.2973 | 0.0013128 | 7.4112 | 0.00079909 | 7.387 | 0.00068493 | 8.2377 | 0.0018265 | 4.7911 | 0.0014269
7.3102 | 0.0013128 | 7.424 | 0.00079909 | 7.3996 | 0.00068493 | 8.2491 | 0.0018836 | 4.8058 | 0.0015411
7.3232 | 0.0013128 | 7.4368 | 0.00079909 | 7.4122 | 0.00068493 | 8.2605 | 0.0018836 | 4.8205 | 0.0015411
7.3362 | 0.0014269 | 7.4496 | 0.00079909 | 7.4248 | 0.00074201 | 8.2719 | 0.0018836 | 4.8352 | 0.0015982
7.3491 | 0.0014269 | 7.4624 | 0.00085616 | 7.4374 | 0.00079909 | 8.2832 | 0.0018836 | 4.8499 | 0.0015982
7.3621 | 0.0014269 | 7.4752 | 0.00091324 | 7.45 | 0.00079909 | 8.2946 | 0.0019406 | 4.8646 | 0.0015982
7.375 | 0.0014269 | 7.4879 | 0.00091324 | 7.4626 | 0.00079909 | 8.306 | 0.0019406 | 4.8793 | 0.0017123
7.388 | 0.0014269 | 7.5007 | 0.00091324 | 7.4752 | 0.00085616 | 8.3174 | 0.0019977 | 4.894 | 0.0017694
7.4009 | 0.0014269 | 7.5135 | 0.00091324 | 7.4878 | 0.00085616 | 8.3288 | 0.0019977 | 4.9087 | 0.0017694
7.4139 | 0.0014269 | 7.5263 | 0.00091324 | 7.5004 | 0.00085616 | 8.3402 | 0.0019977 | 4.9234 | 0.0018265
7.4269 | 0.0014269 | 7.5391 | 0.00097032 | 7.513 | 0.00085616 | 8.3516 | 0.0019977 | 4.9381 | 0.0018265
7.4398 | 0.0014269 | 7.5519 | 0.00097032 | 7.5256 | 0.00091324 | 8.3629 | 0.0019977 | 4.9528 | 0.0018265
7.4528 | 0.0014269 | 7.5647 | 0.00097032 | 7.5382 | 0.00091324 | 8.3743 | 0.0019977 | 4.9675 | 0.0018265
7.4657 | 0.001484 | 7.5775 | 0.0010274 | 7.5508 | 0.00091324 | 8.3857 | 0.0020548 | 4.9822 | 0.0019977
7.4787 | 0.0015982 | 7.5903 | 0.0010274 | 7.5634 | 0.00091324 | 8.3971 | 0.0020548 | 4.9969 | 0.0020548
7.4916 | 0.0015982 | 7.6031 | 0.0010845 | 7.576 | 0.00097032 | 8.4085 | 0.0020548 | 5.0116 | 0.0021689
7.5046 | 0.0015982 | 7.6159 | 0.0010845 | 7.5886 | 0.00097032 | 8.4199 | 0.0020548 | 5.0263 | 0.0021689
7.5176 | 0.0015982 | 7.6287 | 0.0011416 | 7.6012 | 0.00097032 | 8.4313 | 0.0020548 | 5.041 | 0.0021689
7.5305 | 0.0015982 | 7.6415 | 0.0011416 | 7.6138 | 0.00097032 | 8.4426 | 0.0020548 | 5.0557 | 0.0021689
7.5435 | 0.0015982 | 7.6543 | 0.0011986 | 7.6264 | 0.00097032 | 8.454 | 0.0020548 | 5.0704 | 0.002226
7.5564 | 0.0016553 | 7.667 | 0.0011986 | 7.639 | 0.00097032 | 8.4654 | 0.0021119 | 5.0851 | 0.002226
7.5694 | 0.0016553 | 7.6798 | 0.0011986 | 7.6516 | 0.00097032 | 8.4768 | 0.0021119 | 5.0998 | 0.0023402
7.5823 | 0.0016553 | 7.6926 | 0.0012557 | 7.6642 | 0.0010845 | 8.4882 | 0.0021689 | 5.1145 | 0.0024543
7.5953 | 0.0017123 | 7.7054 | 0.0012557 | 7.6768 | 0.0010845 | 8.4996 | 0.002226 | 5.1292 | 0.0025114
7.6082 | 0.0017123 | 7.7182 | 0.0012557 | 7.6894 | 0.0011416 | 8.511 | 0.002226 | 5.1439 | 0.0025114
7.6212 | 0.0018265 | 7.731 | 0.0012557 | 7.702 | 0.0011986 | 8.5223 | 0.0022831 | 5.1586 | 0.0025685
7.6342 | 0.0018265 | 7.7438 | 0.0013128 | 7.7146 | 0.0012557 | 8.5337 | 0.0022831 | 5.1733 | 0.0026256
7.6471 | 0.0018265 | 7.7566 | 0.0013128 | 7.7272 | 0.0013699 | 8.5451 | 0.0022831 | 5.188 | 0.0026256
7.6601 | 0.0018265 | 7.7694 | 0.0013128 | 7.7398 | 0.0014269 | 8.5565 | 0.0022831 | 5.2027 | 0.0026256
7.673 | 0.0018265 | 7.7822 | 0.0013128 | 7.7524 | 0.0015411 | 8.5679 | 0.0023402 | 5.2174 | 0.0028539
7.686 | 0.0018265 | 7.795 | 0.0013128 | 7.765 | 0.0017123 | 8.5793 | 0.0023402 | 5.2321 | 0.002911
7.6989 | 0.0018265 | 7.8078 | 0.0013699 | 7.7776 | 0.0018265 | 8.5907 | 0.0023402 | 5.2468 | 0.002968
7.7119 | 0.0018265 | 7.8206 | 0.0014269 | 7.7902 | 0.0019406 | 8.602 | 0.0023402 | 5.2615 | 0.0030251
7.7249 | 0.0018265 | 7.8334 | 0.001484 | 7.8028 | 0.0020548 | 8.6134 | 0.0023402 | 5.2762 | 0.0030251
7.7378 | 0.0018836 | 7.8461 | 0.001484 | 7.8154 | 0.0021689 | 8.6248 | 0.0023402 | 5.2909 | 0.0031393
7.7508 | 0.0018836 | 7.8589 | 0.001484 | 7.828 | 0.002226 | 8.6362 | 0.0023402 | 5.3056 | 0.0031963
7.7637 | 0.0018836 | 7.8717 | 0.0015411 | 7.8406 | 0.0023402 | 8.6476 | 0.0023402 | 5.3203 | 0.0033105
7.7767 | 0.0018836 | 7.8845 | 0.0016553 | 7.8532 | 0.0024543 | 8.659 | 0.0023973 | 5.335 | 0.0033676
7.7896 | 0.0019406 | 7.8973 | 0.0016553 | 7.8658 | 0.0025685 | 8.6704 | 0.0023973 | 5.3497 | 0.0033676
7.8026 | 0.0019406 | 7.9101 | 0.0017123 | 7.8784 | 0.0026256 | 8.6817 | 0.0024543 | 5.3644 | 0.0034247
7.8156 | 0.0019406 | 7.9229 | 0.0017694 | 7.891 | 0.0027397 | 8.6931 | 0.0024543 | 5.3792 | 0.0035388
7.8285 | 0.0019977 | 7.9357 | 0.0017694 | 7.9036 | 0.0027968 | 8.7045 | 0.0025114 | 5.3939 | 0.0035388
7.8415 | 0.0019977 | 7.9485 | 0.0017694 | 7.9162 | 0.002911 | 8.7159 | 0.0025114 | 5.4086 | 0.0035388
7.8544 | 0.0019977 | 7.9613 | 0.0018265 | 7.9288 | 0.002968 | 8.7273 | 0.0026256 | 5.4233 | 0.003653
7.8674 | 0.0020548 | 7.9741 | 0.0019406 | 7.9414 | 0.0030822 | 8.7387 | 0.0026256 | 5.438 | 0.00371
7.8803 | 0.0020548 | 7.9869 | 0.0019406 | 7.954 | 0.0030822 | 8.7501 | 0.0027397 | 5.4527 | 0.0037671
7.8933 | 0.0021119 | 7.9997 | 0.0019977 | 7.9666 | 0.0030822 | 8.7614 | 0.0027397 | 5.4674 | 0.0038813
7.9063 | 0.0021119 | 8.0125 | 0.0019977 | 7.9792 | 0.0031393 | 8.7728 | 0.0028539 | 5.4821 | 0.0039954
7.9192 | 0.0021119 | 8.0252 | 0.0021119 | 7.9918 | 0.0031393 | 8.7842 | 0.002911 | 5.4968 | 0.0041667
7.9322 | 0.0021119 | 8.038 | 0.0021689 | 8.0044 | 0.0031963 | 8.7956 | 0.002911 | 5.5115 | 0.004395
7.9451 | 0.0021119 | 8.0508 | 0.0022831 | 8.017 | 0.0031963 | 8.807 | 0.002911 | 5.5262 | 0.004395
7.9581 | 0.0021119 | 8.0636 | 0.0023402 | 8.0296 | 0.0031963 | 8.8184 | 0.002911 | 5.5409 | 0.0045662
7.971 | 0.0021119 | 8.0764 | 0.0023402 | 8.0422 | 0.0031963 | 8.8298 | 0.002911 | 5.5556 | 0.0046233
7.984 | 0.0021119 | 8.0892 | 0.0025114 | 8.0548 | 0.0031963 | 8.8411 | 0.002911 | 5.5703 | 0.0046233
7.9969 | 0.0021119 | 8.102 | 0.0025685 | 8.0674 | 0.0032534 | 8.8525 | 0.0030251 | 5.585 | 0.0047945
8.0099 | 0.0021689 | 8.1148 | 0.0025685 | 8.08 | 0.0032534 | 8.8639 | 0.0030251 | 5.5997 | 0.0048516
8.0229 | 0.0021689 | 8.1276 | 0.0026826 | 8.0926 | 0.0033105 | 8.8753 | 0.0030822 | 5.6144 | 0.0049658
8.0358 | 0.0021689 | 8.1404 | 0.0027397 | 8.1052 | 0.0033105 | 8.8867 | 0.0031393 | 5.6291 | 0.0049658
8.0488 | 0.002226 | 8.1532 | 0.0027397 | 8.1178 | 0.0033676 | 8.8981 | 0.0031393 | 5.6438 | 0.0049658
8.0617 | 0.002226 | 8.166 | 0.0028539 | 8.1304 | 0.0033676 | 8.9095 | 0.0031393 | 5.6585 | 0.0051941
8.0747 | 0.0022831 | 8.1788 | 0.002968 | 8.143 | 0.0034247 | 8.9208 | 0.0031393 | 5.6732 | 0.0052511
8.0876 | 0.0022831 | 8.1916 | 0.002968 | 8.1556 | 0.0034817 | 8.9322 | 0.0031963 | 5.6879 | 0.0053082
8.1006 | 0.0022831 | 8.2044 | 0.0030251 | 8.1682 | 0.0034817 | 8.9436 | 0.0032534 | 5.7026 | 0.0053653
8.1136 | 0.0023402 | 8.2171 | 0.0030822 | 8.1808 | 0.0034817 | 8.955 | 0.0032534 | 5.7173 | 0.0054224
8.1265 | 0.0023973 | 8.2299 | 0.0031393 | 8.1934 | 0.0035388 | 8.9664 | 0.0033105 | 5.732 | 0.0055365
8.1395 | 0.0023973 | 8.2427 | 0.0031393 | 8.206 | 0.0035959 | 8.9778 | 0.0033676 | 5.7467 | 0.0058219
8.1524 | 0.0023973 | 8.2555 | 0.0032534 | 8.2186 | 0.003653 | 8.9892 | 0.0033676 | 5.7614 | 0.005879
8.1654 | 0.0023973 | 8.2683 | 0.0032534 | 8.2312 | 0.003653 | 9.0005 | 0.0033676 | 5.7761 | 0.0061644
8.1783 | 0.0023973 | 8.2811 | 0.0032534 | 8.2438 | 0.003653 | 9.0119 | 0.0033676 | 5.7908 | 0.0062785
8.1913 | 0.0023973 | 8.2939 | 0.0033105 | 8.2564 | 0.003653 | 9.0233 | 0.0033676 | 5.8055 | 0.0063356
8.2043 | 0.0024543 | 8.3067 | 0.0033676 | 8.269 | 0.003653 | 9.0347 | 0.0034247 | 5.8202 | 0.0064498
8.2172 | 0.0025114 | 8.3195 | 0.0033676 | 8.2816 | 0.00371 | 9.0461 | 0.0034247 | 5.8349 | 0.0065068
8.2302 | 0.0025114 | 8.3323 | 0.0034247 | 8.2942 | 0.00371 | 9.0575 | 0.0034247 | 5.8496 | 0.0067922
8.2431 | 0.0025685 | 8.3451 | 0.0034817 | 8.3068 | 0.00371 | 9.0689 | 0.0035388 | 5.8643 | 0.0068493
8.2561 | 0.0025685 | 8.3579 | 0.0034817 | 8.3194 | 0.00371 | 9.0802 | 0.0035388 | 5.879 | 0.0069064
8.269 | 0.0025685 | 8.3707 | 0.0035959 | 8.332 | 0.00371 | 9.0916 | 0.003653 | 5.8937 | 0.0070205
8.282 | 0.0025685 | 8.3835 | 0.003653 | 8.3446 | 0.0038813 | 9.103 | 0.003653 | 5.9084 | 0.0070776
8.295 | 0.0025685 | 8.3962 | 0.00371 | 8.3572 | 0.0039384 | 9.1144 | 0.00371 | 5.9231 | 0.007363
8.3079 | 0.0025685 | 8.409 | 0.0037671 | 8.3698 | 0.0039954 | 9.1258 | 0.00371 | 5.9378 | 0.0075342
8.3209 | 0.0025685 | 8.4218 | 0.0038242 | 8.3824 | 0.0040525 | 9.1372 | 0.00371 | 5.9525 | 0.0076484
8.3338 | 0.0025685 | 8.4346 | 0.0038242 | 8.395 | 0.0040525 | 9.1486 | 0.0037671 | 5.9672 | 0.0077055
8.3468 | 0.0025685 | 8.4474 | 0.0038242 | 8.4076 | 0.0041096 | 9.1599 | 0.0038242 | 5.9819 | 0.0078196
8.3597 | 0.0026826 | 8.4602 | 0.0038242 | 8.4202 | 0.0041096 | 9.1713 | 0.0038813 | 5.9966 | 0.0078196
8.3727 | 0.0026826 | 8.473 | 0.0038242 | 8.4328 | 0.0041096 | 9.1827 | 0.0039384 | 6.0113 | 0.008105
8.3856 | 0.0026826 | 8.4858 | 0.0038242 | 8.4454 | 0.0041096 | 9.1941 | 0.0041096 | 6.026 | 0.0082763
8.3986 | 0.0026826 | 8.4986 | 0.0038242 | 8.458 | 0.0041667 | 9.2055 | 0.0042808 | 6.0407 | 0.0083904
8.4116 | 0.0027968 | 8.5114 | 0.0038242 | 8.4706 | 0.0041667 | 9.2169 | 0.0042808 | 6.0554 | 0.0087329
8.4245 | 0.0028539 | 8.5242 | 0.0038813 | 8.4832 | 0.0041667 | 9.2283 | 0.004395 | 6.0701 | 0.008847
8.4375 | 0.002911 | 8.537 | 0.0039384 | 8.4958 | 0.0041667 | 9.2396 | 0.004395 | 6.0848 | 0.0089612
8.4504 | 0.0031963 | 8.5498 | 0.0039384 | 8.5084 | 0.0041667 | 9.251 | 0.0044521 | 6.0995 | 0.0091895
8.4634 | 0.0032534 | 8.5626 | 0.0039384 | 8.521 | 0.0042808 | 9.2624 | 0.0045091 | 6.1142 | 0.0092466
8.4763 | 0.0033676 | 8.5753 | 0.0039384 | 8.5336 | 0.0043379 | 9.2738 | 0.0046233 | 6.1289 | 0.0094178
8.4893 | 0.0034247 | 8.5881 | 0.0039384 | 8.5462 | 0.0044521 | 9.2852 | 0.0046804 | 6.1436 | 0.009589
8.5023 | 0.0038242 | 8.6009 | 0.0039954 | 8.5588 | 0.0045091 | 9.2966 | 0.0046804 | 6.1583 | 0.0096461
8.5152 | 0.0042808 | 8.6137 | 0.0039954 | 8.5714 | 0.0046233 | 9.308 | 0.0047374 | 6.173 | 0.0098174
8.5282 | 0.0045091 | 8.6265 | 0.0039954 | 8.584 | 0.0046804 | 9.3193 | 0.0047374 | 6.1877 | 0.0098744
8.5411 | 0.0046804 | 8.6393 | 0.0039954 | 8.5966 | 0.0047945 | 9.3307 | 0.0047945 | 6.2024 | 0.010217
8.5541 | 0.0048516 | 8.6521 | 0.0039954 | 8.6092 | 0.0047945 | 9.3421 | 0.0047945 | 6.2171 | 0.010559
8.567 | 0.005137 | 8.6649 | 0.0039954 | 8.6218 | 0.0048516 | 9.3535 | 0.0049658 | 6.2318 | 0.010674
8.58 | 0.0053653 | 8.6777 | 0.0040525 | 8.6344 | 0.0049087 | 9.3649 | 0.0050228 | 6.2465 | 0.010788
8.593 | 0.0055365 | 8.6905 | 0.0040525 | 8.647 | 0.0049087 | 9.3763 | 0.0050228 | 6.2612 | 0.010959
8.6059 | 0.0057078 | 8.7033 | 0.0041096 | 8.6596 | 0.0049087 | 9.3877 | 0.0053082 | 6.2759 | 0.01113
8.6189 | 0.0058219 | 8.7161 | 0.0042237 | 8.6722 | 0.0049658 | 9.399 | 0.0054795 | 6.2906 | 0.011301
8.6318 | 0.0059932 | 8.7289 | 0.0042237 | 8.6848 | 0.0049658 | 9.4104 | 0.0055936 | 6.3053 | 0.011416
8.6448 | 0.0062215 | 8.7417 | 0.0042808 | 8.6974 | 0.0050228 | 9.4218 | 0.0057078 | 6.32 | 0.011473
8.6577 | 0.0062215 | 8.7544 | 0.0042808 | 8.71 | 0.0050228 | 9.4332 | 0.005879 | 6.3347 | 0.011587
8.6707 | 0.0062785 | 8.7672 | 0.0042808 | 8.7226 | 0.0050799 | 9.4446 | 0.0059361 | 6.3494 | 0.011758
8.6836 | 0.0063356 | 8.78 | 0.0042808 | 8.7352 | 0.005137 | 9.456 | 0.0060502 | 6.3641 | 0.011986
8.6966 | 0.0064498 | 8.7928 | 0.0043379 | 8.7478 | 0.005137 | 9.4674 | 0.0061073 | 6.3788 | 0.012043
8.7096 | 0.0065068 | 8.8056 | 0.0043379 | 8.7604 | 0.0051941 | 9.4787 | 0.0063356 | 6.3935 | 0.012215
8.7225 | 0.0066781 | 8.8184 | 0.004395 | 8.773 | 0.0052511 | 9.4901 | 0.0064498 | 6.4082 | 0.0125
8.7355 | 0.0067352 | 8.8312 | 0.0044521 | 8.7856 | 0.0052511 | 9.5015 | 0.0064498 | 6.4229 | 0.012728
8.7484 | 0.0067922 | 8.844 | 0.0044521 | 8.7982 | 0.0053653 | 9.5129 | 0.006621 | 6.4376 | 0.012785
8.7614 | 0.0069064 | 8.8568 | 0.0045091 | 8.8108 | 0.0054795 | 9.5243 | 0.0067352 | 6.4523 | 0.012842
8.7743 | 0.0069635 | 8.8696 | 0.0045662 | 8.8234 | 0.0054795 | 9.5357 | 0.0068493 | 6.467 | 0.012957
8.7873 | 0.0070776 | 8.8824 | 0.0046233 | 8.836 | 0.0055936 | 9.5471 | 0.0069635 | 6.4817 | 0.012957
8.8003 | 0.007363 | 8.8952 | 0.0046233 | 8.8486 | 0.0056507 | 9.5584 | 0.0071347 | 6.4964 | 0.013071
8.8132 | 0.0074201 | 8.908 | 0.0046804 | 8.8612 | 0.0057078 | 9.5698 | 0.0073059 | 6.5111 | 0.013128
8.8262 | 0.0075342 | 8.9208 | 0.0046804 | 8.8738 | 0.0057648 | 9.5812 | 0.0074201 | 6.5258 | 0.013299
8.8391 | 0.0077055 | 8.9335 | 0.0046804 | 8.8864 | 0.0058219 | 9.5926 | 0.0074772 | 6.5405 | 0.01347
8.8521 | 0.0077626 | 8.9463 | 0.0047374 | 8.899 | 0.005879 | 9.604 | 0.0075342 | 6.5552 | 0.013584
8.865 | 0.0077626 | 8.9591 | 0.0047374 | 8.9116 | 0.0059361 | 9.6154 | 0.0075342 | 6.5699 | 0.013699
8.878 | 0.0077626 | 8.9719 | 0.0049087 | 8.9242 | 0.0059932 | 9.6268 | 0.0075913 | 6.5846 | 0.013813
8.891 | 0.0077626 | 8.9847 | 0.0049087 | 8.9368 | 0.0061073 | 9.6381 | 0.0076484 | 6.5993 | 0.01387
8.9039 | 0.0078196 | 8.9975 | 0.0049087 | 8.9494 | 0.0061073 | 9.6495 | 0.0077055 | 6.614 | 0.014041
8.9169 | 0.0079909 | 9.0103 | 0.0049658 | 8.962 | 0.0062215 | 9.6609 | 0.0077055 | 6.6288 | 0.014326
8.9298 | 0.0080479 | 9.0231 | 0.0050799 | 8.9746 | 0.0063356 | 9.6723 | 0.0078767 | 6.6435 | 0.014441
8.9428 | 0.0082192 | 9.0359 | 0.005137 | 8.9872 | 0.0064498 | 9.6837 | 0.0078767 | 6.6582 | 0.014612
8.9557 | 0.0082192 | 9.0487 | 0.0053082 | 8.9998 | 0.006621 | 9.6951 | 0.0078767 | 6.6729 | 0.014726
8.9687 | 0.0082192 | 9.0615 | 0.0053082 | 9.0124 | 0.006621 | 9.7065 | 0.0079338 | 6.6876 | 0.014954
8.9817 | 0.0082192 | 9.0743 | 0.0053082 | 9.025 | 0.0066781 | 9.7178 | 0.0079338 | 6.7023 | 0.015183
8.9946 | 0.0082763 | 9.0871 | 0.0054224 | 9.0376 | 0.0066781 | 9.7292 | 0.0079909 | 6.717 | 0.015354
9.0076 | 0.0083904 | 9.0999 | 0.0054795 | 9.0502 | 0.0066781 | 9.7406 | 0.008105 | 6.7317 | 0.015582
9.0205 | 0.0084475 | 9.1126 | 0.0054795 | 9.0628 | 0.0067352 | 9.752 | 0.0081621 | 6.7464 | 0.015753
9.0335 | 0.0085046 | 9.1254 | 0.0054795 | 9.0754 | 0.0067922 | 9.7634 | 0.0081621 | 6.7611 | 0.015925
9.0464 | 0.0085046 | 9.1382 | 0.0054795 | 9.088 | 0.0069064 | 9.7748 | 0.0082192 | 6.7758 | 0.016153
9.0594 | 0.0086758 | 9.151 | 0.0055936 | 9.1006 | 0.0070205 | 9.7862 | 0.0082763 | 6.7905 | 0.016267
9.0723 | 0.0087329 | 9.1638 | 0.0055936 | 9.1132 | 0.0070776 | 9.7975 | 0.0083333 | 6.8052 | 0.016553
9.0853 | 0.0089041 | 9.1766 | 0.0057078 | 9.1258 | 0.0071918 | 9.8089 | 0.0083904 | 6.8199 | 0.016724
9.0983 | 0.0090753 | 9.1894 | 0.0057648 | 9.1384 | 0.0071918 | 9.8203 | 0.0083904 | 6.8346 | 0.016838
9.1112 | 0.0092466 | 9.2022 | 0.005879 | 9.151 | 0.0074772 | 9.8317 | 0.0084475 | 6.8493 | 0.017066
9.1242 | 0.0092466 | 9.215 | 0.0059932 | 9.1636 | 0.0075913 | 9.8431 | 0.0085046 | 6.864 | 0.017466
9.1371 | 0.0093037 | 9.2278 | 0.0060502 | 9.1762 | 0.0077055 | 9.8545 | 0.0087329 | 6.8787 | 0.017637
9.1501 | 0.0093037 | 9.2406 | 0.0061073 | 9.1888 | 0.0077055 | 9.8659 | 0.0087329 | 6.8934 | 0.018151
9.163 | 0.0093607 | 9.2534 | 0.0062215 | 9.2014 | 0.0078767 | 9.8772 | 0.0089612 | 6.9081 | 0.018379
9.176 | 0.0094178 | 9.2662 | 0.0062785 | 9.214 | 0.0080479 | 9.8886 | 0.0091895 | 6.9228 | 0.018493
9.189 | 0.0094178 | 9.279 | 0.0063356 | 9.2266 | 0.0081621 | 9.9 | 0.0094178 | 6.9375 | 0.018721
9.2019 | 0.0094178 | 9.2918 | 0.0063927 | 9.2392 | 0.0082763 | 9.9114 | 0.009532 | 6.9522 | 0.018893
9.2149 | 0.0094749 | 9.3045 | 0.0064498 | 9.2518 | 0.0083904 | 9.9228 | 0.009532 | 6.9669 | 0.019178
9.2278 | 0.009532 | 9.3173 | 0.006621 | 9.2644 | 0.0083904 | 9.9342 | 0.0096461 | 6.9816 | 0.019406
9.2408 | 0.0097032 | 9.3301 | 0.0066781 | 9.277 | 0.0084475 | 9.9456 | 0.0097603 | 6.9963 | 0.019863
9.2537 | 0.0099315 | 9.3429 | 0.0066781 | 9.2896 | 0.0087329 | 9.9569 | 0.0098174 | 7.011 | 0.01992
9.2667 | 0.0099886 | 9.3557 | 0.0066781 | 9.3022 | 0.0089041 | 9.9683 | 0.0098744 | 7.0257 | 0.020263
9.2797 | 0.010046 | 9.3685 | 0.0067922 | 9.3148 | 0.0089612 | 9.9797 | 0.0099886 | 7.0404 | 0.020548
9.2926 | 0.010103 | 9.3813 | 0.0068493 | 9.3274 | 0.0090753 | 9.9911 | 0.01016 | 7.0551 | 0.02089
9.3056 | 0.010103 | 9.3941 | 0.0069635 | 9.34 | 0.0091895 | 10.0025 | 0.010274 | 7.0698 | 0.02129
9.3185 | 0.01016 | 9.4069 | 0.0069635 | 9.3526 | 0.0092466 | 10.0139 | 0.010388 | 7.0845 | 0.021689
9.3315 | 0.010274 | 9.4197 | 0.0069635 | 9.3652 | 0.0093607 | 10.0253 | 0.010502 | 7.0992 | 0.021918
9.3444 | 0.010331 | 9.4325 | 0.0070205 | 9.3778 | 0.009589 | 10.0366 | 0.010559 | 7.1139 | 0.022089
9.3574 | 0.010445 | 9.4453 | 0.0071347 | 9.3904 | 0.0097603 | 10.048 | 0.010674 | 7.1286 | 0.022489
9.3704 | 0.010559 | 9.4581 | 0.0071347 | 9.403 | 0.0097603 | 10.0594 | 0.010788 | 7.1433 | 0.022717
9.3833 | 0.010674 | 9.4709 | 0.0072489 | 9.4156 | 0.0098744 | 10.0708 | 0.010845 | 7.158 | 0.022888
9.3963 | 0.010788 | 9.4836 | 0.0072489 | 9.4282 | 0.0099886 | 10.0822 | 0.011016 | 7.1727 | 0.022888
9.4092 | 0.010788 | 9.4964 | 0.0073059 | 9.4408 | 0.010046 | 10.0936 | 0.011073 | 7.1874 | 0.022945
9.4222 | 0.010902 | 9.5092 | 0.0074201 | 9.4534 | 0.01016 | 10.105 | 0.01113 | 7.2021 | 0.023174
9.4351 | 0.010959 | 9.522 | 0.0074201 | 9.466 | 0.010331 | 10.1163 | 0.011416 | 7.2168 | 0.023345
9.4481 | 0.011016 | 9.5348 | 0.0074772 | 9.4786 | 0.010331 | 10.1277 | 0.011473 | 7.2315 | 0.023687
9.461 | 0.011187 | 9.5476 | 0.0076484 | 9.4912 | 0.010445 | 10.1391 | 0.011473 | 7.2462 | 0.024087
9.474 | 0.011187 | 9.5604 | 0.0076484 | 9.5038 | 0.010445 | 10.1505 | 0.011587 | 7.2609 | 0.024372
9.487 | 0.011187 | 9.5732 | 0.0076484 | 9.5164 | 0.010445 | 10.1619 | 0.011701 | 7.2756 | 0.024543
9.4999 | 0.011187 | 9.586 | 0.0078196 | 9.529 | 0.010616 | 10.1733 | 0.011701 | 7.2903 | 0.024772
9.5129 | 0.011187 | 9.5988 | 0.0079338 | 9.5416 | 0.010616 | 10.1847 | 0.011758 | 7.305 | 0.025114
9.5258 | 0.011187 | 9.6116 | 0.0080479 | 9.5542 | 0.010788 | 10.196 | 0.011758 | 7.3197 | 0.025171
9.5388 | 0.011244 | 9.6244 | 0.0080479 | 9.5668 | 0.010959 | 10.2074 | 0.011758 | 7.3344 | 0.0254
9.5517 | 0.011301 | 9.6372 | 0.0081621 | 9.5794 | 0.011016 | 10.2188 | 0.011929 | 7.3491 | 0.025628
9.5647 | 0.011301 | 9.65 | 0.0081621 | 9.592 | 0.011187 | 10.2302 | 0.0121 | 7.3638 | 0.025913
9.5777 | 0.011358 | 9.6627 | 0.0082192 | 9.6046 | 0.011416 | 10.2416 | 0.012215 | 7.3785 | 0.026313
9.5906 | 0.01153 | 9.6755 | 0.0082763 | 9.6172 | 0.01153 | 10.253 | 0.012215 | 7.3932 | 0.026541
9.6036 | 0.01153 | 9.6883 | 0.0082763 | 9.6298 | 0.011587 | 10.2644 | 0.012215 | 7.4079 | 0.026884
9.6165 | 0.011587 | 9.7011 | 0.0083333 | 9.6424 | 0.011701 | 10.2757 | 0.0125 | 7.4226 | 0.027226
9.6295 | 0.011815 | 9.7139 | 0.0083904 | 9.655 | 0.011872 | 10.2871 | 0.012728 | 7.4373 | 0.027626
9.6424 | 0.011929 | 9.7267 | 0.0084475 | 9.6676 | 0.011929 | 10.2985 | 0.012728 | 7.452 | 0.02774
9.6554 | 0.011986 | 9.7395 | 0.0086187 | 9.6802 | 0.011929 | 10.3099 | 0.013185 | 7.4667 | 0.027911
9.6684 | 0.012043 | 9.7523 | 0.0087329 | 9.6928 | 0.012043 | 10.3213 | 0.013356 | 7.4814 | 0.028196
9.6813 | 0.0121 | 9.7651 | 0.00879 | 9.7054 | 0.0121 | 10.3327 | 0.013642 | 7.4961 | 0.028368
9.6943 | 0.012158 | 9.7779 | 0.008847 | 9.718 | 0.012158 | 10.3441 | 0.013813 | 7.5108 | 0.028596
9.7072 | 0.012215 | 9.7907 | 0.0089041 | 9.7306 | 0.012215 | 10.3554 | 0.014098 | 7.5255 | 0.028824
9.7202 | 0.012215 | 9.8035 | 0.0090183 | 9.7432 | 0.012272 | 10.3668 | 0.014269 | 7.5402 | 0.029395
9.7331 | 0.012272 | 9.8163 | 0.0090753 | 9.7558 | 0.012329 | 10.3782 | 0.014441 | 7.5549 | 0.029966
9.7461 | 0.0125 | 9.8291 | 0.0092466 | 9.7684 | 0.012386 | 10.3896 | 0.014669 | 7.5696 | 0.030194
9.7591 | 0.012614 | 9.8418 | 0.0092466 | 9.781 | 0.012443 | 10.401 | 0.015068 | 7.5843 | 0.030422
9.772 | 0.012671 | 9.8546 | 0.0093037 | 9.7936 | 0.012557 | 10.4124 | 0.01524 | 7.599 | 0.030822
9.785 | 0.012785 | 9.8674 | 0.0093607 | 9.8062 | 0.012614 | 10.4238 | 0.015582 | 7.6137 | 0.031336
9.7979 | 0.0129 | 9.8802 | 0.0094178 | 9.8188 | 0.0129 | 10.4351 | 0.015639 | 7.6284 | 0.031621
9.8109 | 0.0129 | 9.893 | 0.009532 | 9.8314 | 0.013014 | 10.4465 | 0.015811 | 7.6431 | 0.031792
9.8238 | 0.013014 | 9.9058 | 0.0096461 | 9.844 | 0.013185 | 10.4579 | 0.015811 | 7.6578 | 0.032078
9.8368 | 0.013014 | 9.9186 | 0.0097603 | 9.8566 | 0.013242 | 10.4693 | 0.015982 | 7.6725 | 0.032534
9.8497 | 0.013128 | 9.9314 | 0.0099315 | 9.8692 | 0.01347 | 10.4807 | 0.01621 | 7.6872 | 0.032934
9.8627 | 0.013242 | 9.9442 | 0.010046 | 9.8818 | 0.013642 | 10.4921 | 0.016381 | 7.7019 | 0.033276
9.8757 | 0.013356 | 9.957 | 0.010046 | 9.8944 | 0.013699 | 10.5035 | 0.01661 | 7.7166 | 0.03379
9.8886 | 0.01347 | 9.9698 | 0.010217 | 9.907 | 0.014041 | 10.5148 | 0.016838 | 7.7313 | 0.034132
9.9016 | 0.013527 | 9.9826 | 0.010331 | 9.9196 | 0.014326 | 10.5262 | 0.017009 | 7.746 | 0.034532
9.9145 | 0.013642 | 9.9954 | 0.010502 | 9.9322 | 0.014441 | 10.5376 | 0.017123 | 7.7607 | 0.034817
9.9275 | 0.01387 | 10.0082 | 0.010559 | 9.9448 | 0.014669 | 10.549 | 0.017523 | 7.7754 | 0.035217
9.9404 | 0.013927 | 10.0209 | 0.010616 | 9.9574 | 0.014954 | 10.5604 | 0.01758 | 7.7901 | 0.035845
9.9534 | 0.013984 | 10.0337 | 0.010731 | 9.97 | 0.015068 | 10.5718 | 0.017751 | 7.8048 | 0.036416
9.9664 | 0.014269 | 10.0465 | 0.010845 | 9.9826 | 0.015183 | 10.5832 | 0.017808 | 7.8195 | 0.036701
9.9793 | 0.014326 | 10.0593 | 0.010845 | 9.9952 | 0.015297 | 10.5945 | 0.018094 | 7.8342 | 0.037158
9.9923 | 0.014384 | 10.0721 | 0.011073 | 10.0078 | 0.015525 | 10.6059 | 0.018322 | 7.8489 | 0.037614
10.0052 | 0.014441 | 10.0849 | 0.011073 | 10.0204 | 0.015753 | 10.6173 | 0.018379 | 7.8636 | 0.038071
10.0182 | 0.014498 | 10.0977 | 0.011187 | 10.033 | 0.015925 | 10.6287 | 0.018607 | 7.8784 | 0.038584
10.0311 | 0.014612 | 10.1105 | 0.011301 | 10.0456 | 0.016096 | 10.6401 | 0.018893 | 7.8931 | 0.038984
10.0441 | 0.014612 | 10.1233 | 0.01153 | 10.0582 | 0.016324 | 10.6515 | 0.019121 | 7.9078 | 0.039669
10.0571 | 0.014669 | 10.1361 | 0.011644 | 10.0708 | 0.016495 | 10.6629 | 0.019463 | 7.9225 | 0.040354
10.07 | 0.014897 | 10.1489 | 0.011758 | 10.0834 | 0.016553 | 10.6742 | 0.019863 | 7.9372 | 0.040982
10.083 | 0.014897 | 10.1617 | 0.011929 | 10.096 | 0.01661 | 10.6856 | 0.020034 | 7.9519 | 0.041495
10.0959 | 0.015011 | 10.1745 | 0.012215 | 10.1086 | 0.016781 | 10.697 | 0.020148 | 7.9666 | 0.042237
10.1089 | 0.015068 | 10.1873 | 0.012386 | 10.1212 | 0.016952 | 10.7084 | 0.020491 | 7.9813 | 0.042523
10.1218 | 0.015183 | 10.2 | 0.012614 | 10.1338 | 0.01718 | 10.7198 | 0.02089 | 7.996 | 0.043037
10.1348 | 0.015297 | 10.2128 | 0.0129 | 10.1464 | 0.017295 | 10.7312 | 0.021404 | 8.0107 | 0.04355
10.1477 | 0.015297 | 10.2256 | 0.013299 | 10.159 | 0.017409 | 10.7426 | 0.021861 | 8.0254 | 0.044064
10.1607 | 0.015297 | 10.2384 | 0.013584 | 10.1716 | 0.017409 | 10.7539 | 0.022317 | 8.0401 | 0.044349
10.1737 | 0.015411 | 10.2512 | 0.013699 | 10.1842 | 0.017466 | 10.7653 | 0.02266 | 8.0548 | 0.044806
10.1866 | 0.015639 | 10.264 | 0.014041 | 10.1968 | 0.017637 | 10.7767 | 0.022888 | 8.0695 | 0.045205
10.1996 | 0.015696 | 10.2768 | 0.014041 | 10.2094 | 0.017694 | 10.7881 | 0.023174 | 8.0842 | 0.045548
10.2125 | 0.015753 | 10.2896 | 0.014098 | 10.222 | 0.017808 | 10.7995 | 0.023402 | 8.0989 | 0.045833
10.2255 | 0.015811 | 10.3024 | 0.014441 | 10.2346 | 0.018094 | 10.8109 | 0.023687 | 8.1136 | 0.046461
10.2384 | 0.015925 | 10.3152 | 0.014555 | 10.2472 | 0.018151 | 10.8223 | 0.02403 | 8.1283 | 0.046975
10.2514 | 0.016096 | 10.328 | 0.014726 | 10.2598 | 0.018265 | 10.8336 | 0.024486 | 8.143 | 0.047546
10.2644 | 0.016153 | 10.3408 | 0.01484 | 10.2724 | 0.018436 | 10.845 | 0.025057 | 8.1577 | 0.047717
10.2773 | 0.016324 | 10.3536 | 0.014897 | 10.285 | 0.018721 | 10.8564 | 0.025571 | 8.1724 | 0.048288
10.2903 | 0.016381 | 10.3664 | 0.015011 | 10.2976 | 0.019064 | 10.8678 | 0.025913 | 8.1871 | 0.049144
10.3032 | 0.016952 | 10.3792 | 0.01524 | 10.3102 | 0.019121 | 10.8792 | 0.026313 | 8.2018 | 0.049886
10.3162 | 0.017237 | 10.3919 | 0.015411 | 10.3228 | 0.019235 | 10.8906 | 0.026712 | 8.2165 | 0.051084
10.3291 | 0.017466 | 10.4047 | 0.015525 | 10.3354 | 0.019406 | 10.902 | 0.026941 | 8.2312 | 0.051655
10.3421 | 0.017637 | 10.4175 | 0.015753 | 10.348 | 0.019578 | 10.9133 | 0.02734 | 8.2459 | 0.052511
10.3551 | 0.017865 | 10.4303 | 0.015982 | 10.3606 | 0.019635 | 10.9247 | 0.027854 | 8.2606 | 0.053196
10.368 | 0.018094 | 10.4431 | 0.016324 | 10.3732 | 0.019806 | 10.9361 | 0.028253 | 8.2753 | 0.05411
10.381 | 0.018265 | 10.4559 | 0.016495 | 10.3858 | 0.019977 | 10.9475 | 0.028425 | 8.29 | 0.054566
10.3939 | 0.01855 | 10.4687 | 0.016667 | 10.3984 | 0.020263 | 10.9589 | 0.028824 | 8.3047 | 0.055308
10.4069 | 0.018893 | 10.4815 | 0.016838 | 10.411 | 0.02032 | 10.9703 | 0.029167 | 8.3194 | 0.055765
10.4198 | 0.019235 | 10.4943 | 0.017066 | 10.4236 | 0.02032 | 10.9817 | 0.029395 | 8.3341 | 0.056336
10.4328 | 0.019578 | 10.5071 | 0.01758 | 10.4362 | 0.020548 | 10.993 | 0.029795 | 8.3488 | 0.056849
10.4458 | 0.019863 | 10.5199 | 0.017922 | 10.4488 | 0.020776 | 11.0044 | 0.030365 | 8.3635 | 0.05742
10.4587 | 0.019977 | 10.5327 | 0.018037 | 10.4614 | 0.021005 | 11.0158 | 0.030594 | 8.3782 | 0.057934
10.4717 | 0.020263 | 10.5455 | 0.018265 | 10.474 | 0.021347 | 11.0272 | 0.030993 | 8.3929 | 0.058333
10.4846 | 0.020377 | 10.5583 | 0.01855 | 10.4866 | 0.021518 | 11.0386 | 0.031507 | 8.4076 | 0.058847
10.4976 | 0.020662 | 10.571 | 0.018607 | 10.4992 | 0.021861 | 11.05 | 0.031849 | 8.4223 | 0.05976
10.5105 | 0.020776 | 10.5838 | 0.018607 | 10.5118 | 0.021975 | 11.0614 | 0.03242 | 8.437 | 0.060445
10.5235 | 0.021005 | 10.5966 | 0.018721 | 10.5244 | 0.022089 | 11.0727 | 0.032877 | 8.4517 | 0.061016
10.5364 | 0.021347 | 10.6094 | 0.018836 | 10.537 | 0.02226 | 11.0841 | 0.033333 | 8.4664 | 0.061416
10.5494 | 0.021461 | 10.6222 | 0.019121 | 10.5496 | 0.022546 | 11.0955 | 0.033904 | 8.4811 | 0.061986
10.5624 | 0.021861 | 10.635 | 0.019463 | 10.5622 | 0.022603 | 11.1069 | 0.034589 | 8.4958 | 0.062557
10.5753 | 0.022089 | 10.6478 | 0.019635 | 10.5748 | 0.022945 | 11.1183 | 0.035502 | 8.5105 | 0.063014
10.5883 | 0.022374 | 10.6606 | 0.020148 | 10.5874 | 0.023174 | 11.1297 | 0.035845 | 8.5252 | 0.06387
10.6012 | 0.02266 | 10.6734 | 0.020377 | 10.6 | 0.023288 | 11.1411 | 0.036187 | 8.5399 | 0.064326
10.6142 | 0.022774 | 10.6862 | 0.020548 | 10.6126 | 0.023516 | 11.1524 | 0.036701 | 8.5546 | 0.064498
10.6271 | 0.023002 | 10.699 | 0.021176 | 10.6252 | 0.02363 | 11.1638 | 0.037215 | 8.5693 | 0.065126
10.6401 | 0.023288 | 10.7118 | 0.021404 | 10.6378 | 0.023858 | 11.1752 | 0.037614 | 8.584 | 0.065525
10.6531 | 0.023744 | 10.7246 | 0.021632 | 10.6504 | 0.023973 | 11.1866 | 0.038413 | 8.5987 | 0.066381
10.666 | 0.023973 | 10.7374 | 0.022032 | 10.663 | 0.024258 | 11.198 | 0.038927 | 8.6134 | 0.066781
10.679 | 0.024201 | 10.7501 | 0.022546 | 10.6756 | 0.024486 | 11.2094 | 0.039384 | 8.6281 | 0.067237
10.6919 | 0.024715 | 10.7629 | 0.023002 | 10.6882 | 0.024658 | 11.2208 | 0.039783 | 8.6428 | 0.067808
10.7049 | 0.025 | 10.7757 | 0.023174 | 10.7008 | 0.024829 | 11.2321 | 0.040525 | 8.6575 | 0.068436
10.7178 | 0.025342 | 10.7885 | 0.02363 | 10.7134 | 0.025 | 11.2435 | 0.041153 | 8.6722 | 0.068779
10.7308 | 0.025628 | 10.8013 | 0.023916 | 10.726 | 0.025342 | 11.2549 | 0.04161 | 8.6869 | 0.069349
10.7438 | 0.025856 | 10.8141 | 0.02403 | 10.7386 | 0.025685 | 11.2663 | 0.04218 | 8.7016 | 0.070091
10.7567 | 0.026084 | 10.8269 | 0.024258 | 10.7512 | 0.025913 | 11.2777 | 0.042922 | 8.7163 | 0.070719
10.7697 | 0.026598 | 10.8397 | 0.024658 | 10.7638 | 0.026027 | 11.2891 | 0.043265 | 8.731 | 0.071233
10.7826 | 0.026998 | 10.8525 | 0.024715 | 10.7764 | 0.026256 | 11.3005 | 0.044178 | 8.7457 | 0.072146
10.7956 | 0.027283 | 10.8653 | 0.025 | 10.789 | 0.026427 | 11.3119 | 0.044578 | 8.7604 | 0.072603
10.8085 | 0.027797 | 10.8781 | 0.025457 | 10.8016 | 0.026655 | 11.3232 | 0.044863 | 8.7751 | 0.073459
10.8215 | 0.027854 | 10.8909 | 0.025856 | 10.8142 | 0.026941 | 11.3346 | 0.045491 | 8.7898 | 0.074258
10.8345 | 0.028368 | 10.9037 | 0.026256 | 10.8268 | 0.027112 | 11.346 | 0.046062 | 8.8045 | 0.074829
10.8474 | 0.028824 | 10.9165 | 0.026484 | 10.8394 | 0.027226 | 11.3574 | 0.046347 | 8.8192 | 0.075571
10.8604 | 0.02911 | 10.9292 | 0.027055 | 10.852 | 0.02734 | 11.3688 | 0.046861 | 8.8339 | 0.076084
10.8733 | 0.029338 | 10.942 | 0.027397 | 10.8646 | 0.027626 | 11.3802 | 0.047603 | 8.8486 | 0.076712
10.8863 | 0.029737 | 10.9548 | 0.027797 | 10.8772 | 0.027911 | 11.3916 | 0.048288 | 8.8633 | 0.076998
10.8992 | 0.029909 | 10.9676 | 0.028139 | 10.8898 | 0.028139 | 11.4029 | 0.048858 | 8.878 | 0.077454
10.9122 | 0.030137 | 10.9804 | 0.028596 | 10.9024 | 0.028368 | 11.4143 | 0.050114 | 8.8927 | 0.077854
10.9251 | 0.030708 | 10.9932 | 0.029224 | 10.915 | 0.028653 | 11.4257 | 0.050628 | 8.9074 | 0.078139
10.9381 | 0.031279 | 11.006 | 0.029795 | 10.9276 | 0.02911 | 11.4371 | 0.051084 | 8.9221 | 0.078539
10.9511 | 0.031678 | 11.0188 | 0.029966 | 10.9402 | 0.02911 | 11.4485 | 0.051541 | 8.9368 | 0.078881
10.964 | 0.032363 | 11.0316 | 0.030537 | 10.9528 | 0.029338 | 11.4599 | 0.052112 | 8.9515 | 0.079224
10.977 | 0.032763 | 11.0444 | 0.030993 | 10.9654 | 0.029509 | 11.4713 | 0.052854 | 8.9662 | 0.079852
10.9899 | 0.033162 | 11.0572 | 0.031564 | 10.978 | 0.02968 | 11.4826 | 0.053368 | 8.9809 | 0.080422
11.0029 | 0.033619 | 11.07 | 0.031849 | 10.9906 | 0.029909 | 11.494 | 0.053824 | 8.9956 | 0.081164
11.0158 | 0.034189 | 11.0828 | 0.032192 | 11.0032 | 0.03008 | 11.5054 | 0.054338 | 9.0103 | 0.081621
11.0288 | 0.034418 | 11.0956 | 0.032763 | 11.0158 | 0.030651 | 11.5168 | 0.054795 | 9.025 | 0.082306
11.0418 | 0.034932 | 11.1083 | 0.033276 | 11.0284 | 0.030765 | 11.5282 | 0.055365 | 9.0397 | 0.082991
11.0547 | 0.035388 | 11.1211 | 0.033733 | 11.041 | 0.030993 | 11.5396 | 0.055879 | 9.0544 | 0.083733
11.0677 | 0.035674 | 11.1339 | 0.034018 | 11.0536 | 0.031221 | 11.551 | 0.056221 | 9.0691 | 0.084247
11.0806 | 0.036073 | 11.1467 | 0.034247 | 11.0662 | 0.03145 | 11.5623 | 0.056735 | 9.0838 | 0.08516
11.0936 | 0.036301 | 11.1595 | 0.034817 | 11.0788 | 0.031678 | 11.5737 | 0.057249 | 9.0985 | 0.085616
11.1065 | 0.037043 | 11.1723 | 0.03516 | 11.0914 | 0.032078 | 11.5851 | 0.058219 | 9.1132 | 0.08613
11.1195 | 0.037671 | 11.1851 | 0.035445 | 11.104 | 0.032249 | 11.5965 | 0.058562 | 9.128 | 0.086644
11.1325 | 0.038014 | 11.1979 | 0.035845 | 11.1166 | 0.032705 | 11.6079 | 0.058961 | 9.1427 | 0.0871
11.1454 | 0.038185 | 11.2107 | 0.036473 | 11.1292 | 0.032991 | 11.6193 | 0.059475 | 9.1574 | 0.087728
11.1584 | 0.03847 | 11.2235 | 0.037158 | 11.1418 | 0.033333 | 11.6307 | 0.060103 | 9.1721 | 0.088527
11.1713 | 0.03887 | 11.2363 | 0.037785 | 11.1544 | 0.033847 | 11.642 | 0.060616 | 9.1868 | 0.089498
11.1843 | 0.038984 | 11.2491 | 0.038128 | 11.167 | 0.034247 | 11.6534 | 0.061473 | 9.2015 | 0.090525
11.1972 | 0.039441 | 11.2619 | 0.038584 | 11.1796 | 0.034589 | 11.6648 | 0.062158 | 9.2162 | 0.091324
11.2102 | 0.039783 | 11.2747 | 0.038813 | 11.1922 | 0.03516 | 11.6762 | 0.062557 | 9.2309 | 0.091667
11.2232 | 0.039954 | 11.2875 | 0.039269 | 11.2048 | 0.035445 | 11.6876 | 0.062957 | 9.2456 | 0.092237
11.2361 | 0.040525 | 11.3002 | 0.039783 | 11.2174 | 0.035902 | 11.699 | 0.06347 | 9.2603 | 0.092979
11.2491 | 0.040982 | 11.313 | 0.040354 | 11.23 | 0.036473 | 11.7104 | 0.063984 | 9.275 | 0.093779
11.262 | 0.041495 | 11.3258 | 0.040925 | 11.2426 | 0.036644 | 11.7217 | 0.064612 | 9.2897 | 0.094521
11.275 | 0.041781 | 11.3386 | 0.041781 | 11.2552 | 0.036929 | 11.7331 | 0.065468 | 9.3044 | 0.094977
11.2879 | 0.041952 | 11.3514 | 0.042409 | 11.2678 | 0.0371 | 11.7445 | 0.065982 | 9.3191 | 0.095548
11.3009 | 0.042466 | 11.3642 | 0.042808 | 11.2804 | 0.037671 | 11.7559 | 0.066667 | 9.3338 | 0.096176
11.3138 | 0.043094 | 11.377 | 0.04355 | 11.293 | 0.038071 | 11.7673 | 0.067352 | 9.3485 | 0.096747
11.3268 | 0.043493 | 11.3898 | 0.044064 | 11.3056 | 0.038584 | 11.7787 | 0.068493 | 9.3632 | 0.097317
11.3398 | 0.043836 | 11.4026 | 0.044578 | 11.3182 | 0.039098 | 11.7901 | 0.069007 | 9.3779 | 0.098174
11.3527 | 0.044406 | 11.4154 | 0.045719 | 11.3308 | 0.039441 | 11.8014 | 0.069635 | 9.3926 | 0.098744
11.3657 | 0.045263 | 11.4282 | 0.046461 | 11.3434 | 0.039726 | 11.8128 | 0.070148 | 9.4073 | 0.099715
11.3786 | 0.045947 | 11.441 | 0.047089 | 11.356 | 0.039954 | 11.8242 | 0.071119 | 9.422 | 0.10034
11.3916 | 0.046632 | 11.4538 | 0.047603 | 11.3686 | 0.040468 | 11.8356 | 0.071975 | 9.4367 | 0.10091
11.4045 | 0.047374 | 11.4666 | 0.048402 | 11.3812 | 0.040982 | 11.847 | 0.072774 | 9.4514 | 0.10177
11.4175 | 0.048174 | 11.4793 | 0.048973 | 11.3938 | 0.041381 | 11.8584 | 0.073801 | 9.4661 | 0.10268
11.4305 | 0.04903 | 11.4921 | 0.049543 | 11.4064 | 0.041724 | 11.8698 | 0.074315 | 9.4808 | 0.10337
11.4434 | 0.049658 | 11.5049 | 0.049886 | 11.419 | 0.042009 | 11.8811 | 0.074715 | 9.4955 | 0.10417
11.4564 | 0.050799 | 11.5177 | 0.051027 | 11.4316 | 0.042352 | 11.8925 | 0.075342 | 9.5102 | 0.10479
11.4693 | 0.051884 | 11.5305 | 0.051655 | 11.4442 | 0.042694 | 11.9039 | 0.076027 | 9.5249 | 0.10582
11.4823 | 0.052626 | 11.5433 | 0.052397 | 11.4568 | 0.043151 | 11.9153 | 0.076769 | 9.5396 | 0.10645
11.4952 | 0.053368 | 11.5561 | 0.053139 | 11.4694 | 0.043607 | 11.9267 | 0.077968 | 9.5543 | 0.10691
11.5082 | 0.054395 | 11.5689 | 0.053995 | 11.482 | 0.043893 | 11.9381 | 0.078824 | 9.569 | 0.10742
11.5212 | 0.055365 | 11.5817 | 0.055308 | 11.4946 | 0.044292 | 11.9495 | 0.079395 | 9.5837 | 0.10793
11.5341 | 0.05645 | 11.5945 | 0.056164 | 11.5072 | 0.044806 | 11.9608 | 0.080023 | 9.5984 | 0.10885
11.5471 | 0.057306 | 11.6073 | 0.056735 | 11.5198 | 0.045091 | 11.9722 | 0.080822 | 9.6131 | 0.10976
11.56 | 0.058219 | 11.6201 | 0.057477 | 11.5324 | 0.045776 | 11.9836 | 0.081507 | 9.6278 | 0.11027
11.573 | 0.058961 | 11.6329 | 0.058505 | 11.545 | 0.046518 | 11.995 | 0.082477 | 9.6425 | 0.11107
11.5859 | 0.059989 | 11.6457 | 0.059247 | 11.5576 | 0.047032 | 12.0064 | 0.083333 | 9.6572 | 0.11176
11.5989 | 0.061016 | 11.6584 | 0.060502 | 11.5702 | 0.04766 | 12.0178 | 0.084189 | 9.6719 | 0.11239
11.6118 | 0.062272 | 11.6712 | 0.061244 | 11.5828 | 0.048174 | 12.0292 | 0.084989 | 9.6866 | 0.1129
11.6248 | 0.063413 | 11.684 | 0.062443 | 11.5954 | 0.048973 | 12.0405 | 0.085902 | 9.7013 | 0.11353
11.6378 | 0.063927 | 11.6968 | 0.063699 | 11.608 | 0.049144 | 12.0519 | 0.086929 | 9.716 | 0.11461
11.6507 | 0.064669 | 11.7096 | 0.064498 | 11.6206 | 0.049829 | 12.0633 | 0.087728 | 9.7307 | 0.1153
11.6637 | 0.065468 | 11.7224 | 0.065582 | 11.6332 | 0.050171 | 12.0747 | 0.088756 | 9.7454 | 0.11581
11.6766 | 0.066324 | 11.7352 | 0.066495 | 11.6458 | 0.050685 | 12.0861 | 0.089326 | 9.7601 | 0.11621
11.6896 | 0.067066 | 11.748 | 0.067637 | 11.6584 | 0.050913 | 12.0975 | 0.090011 | 9.7748 | 0.11707
11.7025 | 0.067751 | 11.7608 | 0.068721 | 11.671 | 0.051598 | 12.1089 | 0.091153 | 9.7895 | 0.11758
11.7155 | 0.06855 | 11.7736 | 0.069806 | 11.6836 | 0.052112 | 12.1202 | 0.092523 | 9.8042 | 0.11832
11.7285 | 0.069121 | 11.7864 | 0.071176 | 11.6962 | 0.052854 | 12.1316 | 0.093379 | 9.8189 | 0.11878
11.7414 | 0.07032 | 11.7992 | 0.07266 | 11.7088 | 0.053253 | 12.143 | 0.094406 | 9.8336 | 0.11969
11.7544 | 0.07089 | 11.812 | 0.073687 | 11.7214 | 0.053995 | 12.1544 | 0.095605 | 9.8483 | 0.12009
11.7673 | 0.071861 | 11.8248 | 0.074886 | 11.734 | 0.054509 | 12.1658 | 0.096575 | 9.863 | 0.12038
11.7803 | 0.072489 | 11.8375 | 0.075913 | 11.7466 | 0.055023 | 12.1772 | 0.097317 | 9.8777 | 0.1214
11.7932 | 0.073174 | 11.8503 | 0.077055 | 11.7592 | 0.055479 | 12.1886 | 0.098744 | 9.8924 | 0.12203
11.8062 | 0.073916 | 11.8631 | 0.078482 | 11.7718 | 0.055936 | 12.1999 | 0.099658 | 9.9071 | 0.12289
11.8192 | 0.074429 | 11.8759 | 0.079338 | 11.7844 | 0.056279 | 12.2113 | 0.10097 | 9.9218 | 0.12352
11.8321 | 0.075114 | 11.8887 | 0.080251 | 11.797 | 0.056849 | 12.2227 | 0.10223 | 9.9365 | 0.12426
11.8451 | 0.076084 | 11.9015 | 0.081279 | 11.8096 | 0.057078 | 12.2341 | 0.10297 | 9.9512 | 0.12494
11.858 | 0.076598 | 11.9143 | 0.082192 | 11.8222 | 0.057363 | 12.2455 | 0.10394 | 9.9659 | 0.1258
11.871 | 0.077226 | 11.9271 | 0.082934 | 11.8348 | 0.058048 | 12.2569 | 0.10474 | 9.9806 | 0.12643
11.8839 | 0.078368 | 11.9399 | 0.084247 | 11.8474 | 0.058847 | 12.2683 | 0.10559 | 9.9953 | 0.12723
11.8969 | 0.079509 | 11.9527 | 0.085217 | 11.86 | 0.059418 | 12.2796 | 0.10651 | 10.01 | 0.1282
11.9099 | 0.080365 | 11.9655 | 0.085788 | 11.8726 | 0.059703 | 12.291 | 0.10731 | 10.0247 | 0.12894
11.9228 | 0.08145 | 11.9783 | 0.086416 | 11.8852 | 0.060331 | 12.3024 | 0.10896 | 10.0394 | 0.12917
11.9358 | 0.082078 | 11.9911 | 0.087443 | 11.8978 | 0.060959 | 12.3138 | 0.11016 | 10.0541 | 0.12991
11.9487 | 0.082763 | 12.0039 | 0.088356 | 11.9104 | 0.06113 | 12.3252 | 0.11113 | 10.0688 | 0.13048
11.9617 | 0.083162 | 12.0166 | 0.089612 | 11.923 | 0.061872 | 12.3366 | 0.11227 | 10.0835 | 0.13134
11.9746 | 0.08379 | 12.0294 | 0.090297 | 11.9356 | 0.062957 | 12.348 | 0.11296 | 10.0982 | 0.13185
11.9876 | 0.084589 | 12.0422 | 0.091324 | 11.9482 | 0.063356 | 12.3593 | 0.11376 | 10.1129 | 0.13248
12.0005 | 0.085331 | 12.055 | 0.092466 | 11.9608 | 0.06387 | 12.3707 | 0.1149 | 10.1276 | 0.13339
12.0135 | 0.086758 | 12.0678 | 0.093493 | 11.9734 | 0.064498 | 12.3821 | 0.11604 | 10.1423 | 0.13442
12.0265 | 0.087671 | 12.0806 | 0.094406 | 11.986 | 0.064897 | 12.3935 | 0.11707 | 10.157 | 0.1351
12.0394 | 0.088242 | 12.0934 | 0.09532 | 11.9986 | 0.065925 | 12.4049 | 0.11798 | 10.1717 | 0.1359
12.0524 | 0.089326 | 12.1062 | 0.096119 | 12.0112 | 0.066553 | 12.4163 | 0.11929 | 10.1864 | 0.13676
12.0653 | 0.08984 | 12.119 | 0.097032 | 12.0238 | 0.067066 | 12.4277 | 0.12078 | 10.2011 | 0.13721
12.0783 | 0.090411 | 12.1318 | 0.097945 | 12.0364 | 0.067637 | 12.439 | 0.12192 | 10.2158 | 0.13836
12.0912 | 0.09121 | 12.1446 | 0.098916 | 12.049 | 0.068265 | 12.4504 | 0.12243 | 10.2305 | 0.13938
12.1042 | 0.092409 | 12.1574 | 0.099829 | 12.0616 | 0.06855 | 12.4618 | 0.12352 | 10.2452 | 0.14018
12.1172 | 0.093664 | 12.1702 | 0.10051 | 12.0742 | 0.068893 | 12.4732 | 0.12471 | 10.2599 | 0.14092
12.1301 | 0.094578 | 12.183 | 0.10166 | 12.0868 | 0.069635 | 12.4846 | 0.12586 | 10.2746 | 0.1415
12.1431 | 0.095377 | 12.1957 | 0.10291 | 12.0994 | 0.070434 | 12.496 | 0.12666 | 10.2893 | 0.14235
12.156 | 0.096005 | 12.2085 | 0.10377 | 12.112 | 0.070776 | 12.5074 | 0.12785 | 10.304 | 0.14298
12.169 | 0.096575 | 12.2213 | 0.10428 | 12.1246 | 0.071404 | 12.5187 | 0.12934 | 10.3187 | 0.14389
12.1819 | 0.097489 | 12.2341 | 0.10519 | 12.1372 | 0.072203 | 12.5301 | 0.13054 | 10.3334 | 0.14486
12.1949 | 0.097774 | 12.2469 | 0.10622 | 12.1498 | 0.07266 | 12.5415 | 0.13196 | 10.3481 | 0.14543
12.2079 | 0.098687 | 12.2597 | 0.10708 | 12.1624 | 0.072888 | 12.5529 | 0.13339 | 10.3628 | 0.146
12.2208 | 0.099258 | 12.2725 | 0.10793 | 12.175 | 0.073174 | 12.5643 | 0.1343 | 10.3775 | 0.14675
12.2338 | 0.10017 | 12.2853 | 0.10925 | 12.1876 | 0.073516 | 12.5757 | 0.13545 | 10.3923 | 0.14743
12.2467 | 0.10103 | 12.2981 | 0.11005 | 12.2002 | 0.073858 | 12.5871 | 0.13721 | 10.407 | 0.14857
12.2597 | 0.10183 | 12.3109 | 0.11067 | 12.2128 | 0.074315 | 12.5984 | 0.13938 | 10.4217 | 0.14943
12.2726 | 0.1028 | 12.3237 | 0.11204 | 12.2254 | 0.074715 | 12.6098 | 0.14121 | 10.4364 | 0.15029
12.2856 | 0.10342 | 12.3365 | 0.11336 | 12.238 | 0.075285 | 12.6212 | 0.14292 | 10.4511 | 0.15126
12.2986 | 0.10434 | 12.3493 | 0.11501 | 12.2506 | 0.075742 | 12.6326 | 0.14441 | 10.4658 | 0.15205
12.3115 | 0.10531 | 12.3621 | 0.11672 | 12.2632 | 0.076199 | 12.644 | 0.14572 | 10.4805 | 0.15303
12.3245 | 0.10639 | 12.3749 | 0.11815 | 12.2758 | 0.076826 | 12.6554 | 0.14749 | 10.4952 | 0.15354
12.3374 | 0.10731 | 12.3876 | 0.11946 | 12.2884 | 0.077226 | 12.6668 | 0.1492 | 10.5099 | 0.15457
12.3504 | 0.10828 | 12.4004 | 0.12043 | 12.301 | 0.077626 | 12.6781 | 0.15074 | 10.5246 | 0.15576
12.3633 | 0.10942 | 12.4132 | 0.12209 | 12.3136 | 0.078139 | 12.6895 | 0.15171 | 10.5393 | 0.15674
12.3763 | 0.11056 | 12.426 | 0.12323 | 12.3262 | 0.079224 | 12.7009 | 0.1528 | 10.554 | 0.15782
12.3892 | 0.11199 | 12.4388 | 0.12449 | 12.3388 | 0.079852 | 12.7123 | 0.15434 | 10.5687 | 0.15908
12.4022 | 0.11324 | 12.4516 | 0.12574 | 12.3514 | 0.080365 | 12.7237 | 0.15571 | 10.5834 | 0.1597
12.4152 | 0.11433 | 12.4644 | 0.12745 | 12.364 | 0.080993 | 12.7351 | 0.15742 | 10.5981 | 0.1605
12.4281 | 0.1153 | 12.4772 | 0.12837 | 12.3766 | 0.081279 | 12.7465 | 0.15873 | 10.6128 | 0.16113
12.4411 | 0.11644 | 12.49 | 0.12962 | 12.3892 | 0.081963 | 12.7578 | 0.16039 | 10.6275 | 0.16193
12.454 | 0.11787 | 12.5028 | 0.13082 | 12.4018 | 0.082534 | 12.7692 | 0.1617 | 10.6422 | 0.16267
12.467 | 0.11935 | 12.5156 | 0.13174 | 12.4144 | 0.083219 | 12.7806 | 0.16307 | 10.6569 | 0.16324
12.4799 | 0.12055 | 12.5284 | 0.13259 | 12.427 | 0.083562 | 12.792 | 0.16438 | 10.6716 | 0.16393
12.4929 | 0.12152 | 12.5412 | 0.13385 | 12.4396 | 0.084475 | 12.8034 | 0.16547 | 10.6863 | 0.16484
12.5059 | 0.12352 | 12.554 | 0.13499 | 12.4522 | 0.084989 | 12.8148 | 0.16667 | 10.701 | 0.16535
12.5188 | 0.12426 | 12.5667 | 0.1363 | 12.4648 | 0.085731 | 12.8262 | 0.16815 | 10.7157 | 0.16598
12.5318 | 0.12563 | 12.5795 | 0.13761 | 12.4774 | 0.086187 | 12.8375 | 0.16941 | 10.7304 | 0.16695
12.5447 | 0.12666 | 12.5923 | 0.13864 | 12.49 | 0.086587 | 12.8489 | 0.17038 | 10.7451 | 0.16798
12.5577 | 0.1274 | 12.6051 | 0.13973 | 12.5026 | 0.0871 | 12.8603 | 0.17197 | 10.7598 | 0.16855
12.5706 | 0.12831 | 12.6179 | 0.14121 | 12.5152 | 0.087386 | 12.8717 | 0.17346 | 10.7745 | 0.16969
12.5836 | 0.12962 | 12.6307 | 0.14207 | 12.5278 | 0.087842 | 12.8831 | 0.17506 | 10.7892 | 0.17061
12.5966 | 0.13054 | 12.6435 | 0.14321 | 12.5404 | 0.088699 | 12.8945 | 0.17637 | 10.8039 | 0.1714
12.6095 | 0.13168 | 12.6563 | 0.14446 | 12.553 | 0.089555 | 12.9059 | 0.1778 | 10.8186 | 0.17226
12.6225 | 0.13293 | 12.6691 | 0.14595 | 12.5656 | 0.090126 | 12.9172 | 0.17979 | 10.8333 | 0.17317
12.6354 | 0.13396 | 12.6819 | 0.148 | 12.5782 | 0.090696 | 12.9286 | 0.18168 | 10.848 | 0.17414
12.6484 | 0.13482 | 12.6947 | 0.14949 | 12.5908 | 0.09161 | 12.94 | 0.18311 | 10.8627 | 0.17511
12.6613 | 0.13619 | 12.7075 | 0.15114 | 12.6034 | 0.092237 | 12.9514 | 0.1847 | 10.8774 | 0.17648
12.6743 | 0.13779 | 12.7203 | 0.15245 | 12.616 | 0.093322 | 12.9628 | 0.18636 | 10.8921 | 0.1774
12.6873 | 0.13933 | 12.7331 | 0.15365 | 12.6286 | 0.094064 | 12.9742 | 0.1883 | 10.9068 | 0.17871
12.7002 | 0.14041 | 12.7458 | 0.15479 | 12.6412 | 0.095034 | 12.9856 | 0.19035 | 10.9215 | 0.17951
12.7132 | 0.14201 | 12.7586 | 0.15599 | 12.6538 | 0.096062 | 12.9969 | 0.19229 | 10.9362 | 0.18048
12.7261 | 0.14315 | 12.7714 | 0.15725 | 12.6664 | 0.096918 | 13.0083 | 0.19349 | 10.9509 | 0.18128
12.7391 | 0.14424 | 12.7842 | 0.15896 | 12.679 | 0.097489 | 13.0197 | 0.19606 | 10.9656 | 0.18271
12.752 | 0.14549 | 12.797 | 0.16033 | 12.6916 | 0.098174 | 13.0311 | 0.19789 | 10.9803 | 0.18373
12.765 | 0.14703 | 12.8098 | 0.16142 | 12.7042 | 0.098973 | 13.0425 | 0.19954 | 10.995 | 0.18436
12.7779 | 0.14834 | 12.8226 | 0.16273 | 12.7168 | 0.099543 | 13.0539 | 0.2008 | 11.0097 | 0.18522
12.7909 | 0.1496 | 12.8354 | 0.16433 | 12.7294 | 0.10029 | 13.0653 | 0.20245 | 11.0244 | 0.18636
12.8039 | 0.15068 | 12.8482 | 0.16581 | 12.742 | 0.10097 | 13.0766 | 0.20479 | 11.0391 | 0.18756
12.8168 | 0.15217 | 12.861 | 0.16701 | 12.7546 | 0.1016 | 13.088 | 0.20628 | 11.0538 | 0.18864
12.8298 | 0.15342 | 12.8738 | 0.16815 | 12.7672 | 0.10245 | 13.0994 | 0.20759 | 11.0685 | 0.18961
12.8427 | 0.15462 | 12.8866 | 0.16918 | 12.7798 | 0.10371 | 13.1108 | 0.20936 | 11.0832 | 0.19058
12.8557 | 0.15588 | 12.8994 | 0.17089 | 12.7924 | 0.10434 | 13.1222 | 0.21107 | 11.0979 | 0.19167
12.8686 | 0.15742 | 12.9122 | 0.1718 | 12.805 | 0.10514 | 13.1336 | 0.21256 | 11.1126 | 0.19304
12.8816 | 0.15879 | 12.9249 | 0.17323 | 12.8176 | 0.10599 | 13.145 | 0.21433 | 11.1273 | 0.19401
12.8946 | 0.16022 | 12.9377 | 0.17471 | 12.8302 | 0.10662 | 13.1563 | 0.21598 | 11.142 | 0.19521
12.9075 | 0.16164 | 12.9505 | 0.17626 | 12.8428 | 0.10725 | 13.1677 | 0.21832 | 11.1567 | 0.19646
12.9205 | 0.1629 | 12.9633 | 0.17751 | 12.8554 | 0.10822 | 13.1791 | 0.22043 | 11.1714 | 0.19812
12.9334 | 0.16438 | 12.9761 | 0.17854 | 12.868 | 0.10902 | 13.1905 | 0.22249 | 11.1861 | 0.1992
12.9464 | 0.1661 | 12.9889 | 0.18037 | 12.8806 | 0.1101 | 13.2019 | 0.22432 | 11.2008 | 0.20029
12.9593 | 0.16735 | 13.0017 | 0.18145 | 12.8932 | 0.11142 | 13.2133 | 0.22643 | 11.2155 | 0.20154
12.9723 | 0.16906 | 13.0145 | 0.18265 | 12.9058 | 0.11227 | 13.2247 | 0.22911 | 11.2302 | 0.20308
12.9853 | 0.17032 | 13.0273 | 0.18396 | 12.9184 | 0.1133 | 13.236 | 0.23076 | 11.2449 | 0.20439
12.9982 | 0.17186 | 13.0401 | 0.1851 | 12.931 | 0.11427 | 13.2474 | 0.23288 | 11.2596 | 0.20565
13.0112 | 0.17386 | 13.0529 | 0.18653 | 12.9436 | 0.11524 | 13.2588 | 0.23527 | 11.2743 | 0.20696
13.0241 | 0.17506 | 13.0657 | 0.18796 | 12.9562 | 0.11627 | 13.2702 | 0.2367 | 11.289 | 0.20793
13.0371 | 0.17648 | 13.0785 | 0.19001 | 12.9688 | 0.11689 | 13.2816 | 0.23881 | 11.3037 | 0.2093
13.05 | 0.17842 | 13.0913 | 0.1915 | 12.9814 | 0.11769 | 13.293 | 0.24075 | 11.3184 | 0.2105
13.063 | 0.17962 | 13.104 | 0.19292 | 12.994 | 0.11844 | 13.3044 | 0.24269 | 11.3331 | 0.21164
13.076 | 0.18145 | 13.1168 | 0.19503 | 13.0066 | 0.11946 | 13.3157 | 0.24469 | 11.3478 | 0.21273
13.0889 | 0.18293 | 13.1296 | 0.19612 | 13.0192 | 0.12078 | 13.3271 | 0.24675 | 11.3625 | 0.21393
13.1019 | 0.18465 | 13.1424 | 0.19749 | 13.0318 | 0.12203 | 13.3385 | 0.24903 | 11.3772 | 0.21495
13.1148 | 0.18664 | 13.1552 | 0.19909 | 13.0444 | 0.12255 | 13.3499 | 0.25126 | 11.3919 | 0.21615
13.1278 | 0.18864 | 13.168 | 0.20046 | 13.057 | 0.12352 | 13.3613 | 0.2536 | 11.4066 | 0.21684
13.1407 | 0.19075 | 13.1808 | 0.20234 | 13.0696 | 0.12437 | 13.3727 | 0.25542 | 11.4213 | 0.21804
13.1537 | 0.19224 | 13.1936 | 0.20422 | 13.0822 | 0.12563 | 13.3841 | 0.25742 | 11.436 | 0.21963
13.1666 | 0.19401 | 13.2064 | 0.20639 | 13.0948 | 0.12711 | 13.3954 | 0.25896 | 11.4507 | 0.221
13.1796 | 0.19503 | 13.2192 | 0.20765 | 13.1074 | 0.1278 | 13.4068 | 0.26079 | 11.4654 | 0.22192
13.1926 | 0.19743 | 13.232 | 0.2097 | 13.12 | 0.1286 | 13.4182 | 0.2629 | 11.4801 | 0.22317
13.2055 | 0.19914 | 13.2448 | 0.21136 | 13.1326 | 0.12974 | 13.4296 | 0.26484 | 11.4948 | 0.22403
13.2185 | 0.2008 | 13.2576 | 0.21296 | 13.1452 | 0.13071 | 13.441 | 0.26695 | 11.5095 | 0.22557
13.2314 | 0.20183 | 13.2704 | 0.21478 | 13.1578 | 0.13202 | 13.4524 | 0.26878 | 11.5242 | 0.22671
13.2444 | 0.20297 | 13.2831 | 0.21581 | 13.1704 | 0.13339 | 13.4638 | 0.27072 | 11.5389 | 0.22768
13.2573 | 0.20434 | 13.2959 | 0.21821 | 13.183 | 0.13482 | 13.4751 | 0.27272 | 11.5536 | 0.22865
13.2703 | 0.20582 | 13.3087 | 0.21975 | 13.1956 | 0.13573 | 13.4865 | 0.27489 | 11.5683 | 0.22974
13.2833 | 0.20725 | 13.3215 | 0.2214 | 13.2082 | 0.13676 | 13.4979 | 0.27694 | 11.583 | 0.23088
13.2962 | 0.20885 | 13.3343 | 0.2234 | 13.2208 | 0.1379 | 13.5093 | 0.27951 | 11.5977 | 0.23242
13.3092 | 0.20993 | 13.3471 | 0.22506 | 13.2334 | 0.13938 | 13.5207 | 0.28168 | 11.6124 | 0.23419
13.3221 | 0.21176 | 13.3599 | 0.22683 | 13.246 | 0.14041 | 13.5321 | 0.28447 | 11.6271 | 0.23567
13.3351 | 0.21301 | 13.3727 | 0.22865 | 13.2586 | 0.14172 | 13.5435 | 0.28682 | 11.6419 | 0.23704
13.348 | 0.21524 | 13.3855 | 0.23042 | 13.2712 | 0.14315 | 13.5548 | 0.28927 | 11.6566 | 0.23767
13.361 | 0.21684 | 13.3983 | 0.23248 | 13.2838 | 0.14395 | 13.5662 | 0.29121 | 11.6713 | 0.2391
13.374 | 0.21804 | 13.4111 | 0.23436 | 13.2964 | 0.14538 | 13.5776 | 0.29344 | 11.686 | 0.24075
13.3869 | 0.21986 | 13.4239 | 0.23596 | 13.309 | 0.1464 | 13.589 | 0.29532 | 11.7007 | 0.24247
13.3999 | 0.22146 | 13.4367 | 0.23807 | 13.3216 | 0.14766 | 13.6004 | 0.29766 | 11.7154 | 0.24378
13.4128 | 0.22334 | 13.4495 | 0.23961 | 13.3342 | 0.14892 | 13.6118 | 0.2996 | 11.7301 | 0.24509
13.4258 | 0.22551 | 13.4623 | 0.24167 | 13.3468 | 0.15068 | 13.6232 | 0.30126 | 11.7448 | 0.24612
13.4387 | 0.22711 | 13.475 | 0.24349 | 13.3594 | 0.15177 | 13.6345 | 0.30337 | 11.7595 | 0.24686
13.4517 | 0.22888 | 13.4878 | 0.24538 | 13.372 | 0.15303 | 13.6459 | 0.30519 | 11.7742 | 0.2484
13.4646 | 0.23088 | 13.5006 | 0.24766 | 13.3846 | 0.15451 | 13.6573 | 0.30679 | 11.7889 | 0.25011
13.4776 | 0.23288 | 13.5134 | 0.24909 | 13.3972 | 0.15611 | 13.6687 | 0.30902 | 11.8036 | 0.25205
13.4906 | 0.23499 | 13.5262 | 0.25131 | 13.4098 | 0.15702 | 13.6801 | 0.31084 | 11.8183 | 0.25365
13.5035 | 0.23699 | 13.539 | 0.25274 | 13.4224 | 0.15822 | 13.6915 | 0.31261 | 11.833 | 0.25531
13.5165 | 0.23938 | 13.5518 | 0.25422 | 13.435 | 0.16033 | 13.7029 | 0.31438 | 11.8477 | 0.25674
13.5294 | 0.24189 | 13.5646 | 0.25571 | 13.4476 | 0.16159 | 13.7142 | 0.31678 | 11.8624 | 0.25879
13.5424 | 0.24395 | 13.5774 | 0.25713 | 13.4602 | 0.16256 | 13.7256 | 0.31998 | 11.8771 | 0.26039
13.5553 | 0.24623 | 13.5902 | 0.25908 | 13.4728 | 0.16387 | 13.737 | 0.32249 | 11.8918 | 0.26199
13.5683 | 0.24869 | 13.603 | 0.26079 | 13.4854 | 0.16524 | 13.7484 | 0.32466 | 11.9065 | 0.26353
13.5813 | 0.25108 | 13.6158 | 0.26279 | 13.498 | 0.16678 | 13.7598 | 0.32666 | 11.9212 | 0.26524
13.5942 | 0.2536 | 13.6286 | 0.2653 | 13.5106 | 0.16826 | 13.7712 | 0.32888 | 11.9359 | 0.2665
13.6072 | 0.25639 | 13.6414 | 0.26724 | 13.5232 | 0.16998 | 13.7826 | 0.33116 | 11.9506 | 0.26798
13.6201 | 0.2589 | 13.6541 | 0.26952 | 13.5358 | 0.17152 | 13.7939 | 0.33322 | 11.9653 | 0.27015
13.6331 | 0.26096 | 13.6669 | 0.27169 | 13.5484 | 0.17346 | 13.8053 | 0.33573 | 11.98 | 0.27203
13.646 | 0.26336 | 13.6797 | 0.27352 | 13.561 | 0.17506 | 13.8167 | 0.33779 | 11.9947 | 0.27403
13.659 | 0.26627 | 13.6925 | 0.27614 | 13.5736 | 0.17603 | 13.8281 | 0.34024 | 12.0094 | 0.27597
13.672 | 0.26866 | 13.7053 | 0.27763 | 13.5862 | 0.17745 | 13.8395 | 0.34247 | 12.0241 | 0.27751
13.6849 | 0.27095 | 13.7181 | 0.27922 | 13.5988 | 0.17905 | 13.8509 | 0.34492 | 12.0388 | 0.279
13.6979 | 0.27392 | 13.7309 | 0.28116 | 13.6114 | 0.18042 | 13.8623 | 0.34703 | 12.0535 | 0.28065
13.7108 | 0.27677 | 13.7437 | 0.28328 | 13.624 | 0.18202 | 13.8736 | 0.34926 | 12.0682 | 0.28213
13.7238 | 0.27842 | 13.7565 | 0.28545 | 13.6366 | 0.18345 | 13.885 | 0.35137 | 12.0829 | 0.28368
13.7367 | 0.28059 | 13.7693 | 0.28779 | 13.6492 | 0.18499 | 13.8964 | 0.35297 | 12.0976 | 0.28527
13.7497 | 0.28299 | 13.7821 | 0.28927 | 13.6618 | 0.1867 | 13.9078 | 0.35479 | 12.1123 | 0.28642
13.7627 | 0.28556 | 13.7949 | 0.2911 | 13.6744 | 0.18864 | 13.9192 | 0.35708 | 12.127 | 0.28773
13.7756 | 0.28813 | 13.8077 | 0.29315 | 13.687 | 0.19018 | 13.9306 | 0.35953 | 12.1417 | 0.28938
13.7886 | 0.28995 | 13.8205 | 0.29555 | 13.6996 | 0.19212 | 13.942 | 0.3617 | 12.1564 | 0.29104
13.8015 | 0.29195 | 13.8332 | 0.29766 | 13.7122 | 0.19372 | 13.9533 | 0.36421 | 12.1711 | 0.29235
13.8145 | 0.29452 | 13.846 | 0.29954 | 13.7248 | 0.19538 | 13.9647 | 0.36644 | 12.1858 | 0.29366
13.8274 | 0.29726 | 13.8588 | 0.30137 | 13.7374 | 0.19697 | 13.9761 | 0.36906 | 12.2005 | 0.29543
13.8404 | 0.2996 | 13.8716 | 0.30354 | 13.75 | 0.19863 | 13.9875 | 0.37163 | 12.2152 | 0.29726
13.8533 | 0.3024 | 13.8844 | 0.30571 | 13.7626 | 0.19989 | 13.9989 | 0.37357 | 12.2299 | 0.29943
13.8663 | 0.30497 | 13.8972 | 0.30822 | 13.7752 | 0.20194 | 14.0103 | 0.37574 | 12.2446 | 0.30148
13.8793 | 0.30759 | 13.91 | 0.31067 | 13.7878 | 0.20365 | 14.0217 | 0.37785 | 12.2593 | 0.30325
13.8922 | 0.31062 | 13.9228 | 0.31267 | 13.8004 | 0.20502 | 14.033 | 0.37945 | 12.274 | 0.30514
13.9052 | 0.31261 | 13.9356 | 0.31478 | 13.813 | 0.20685 | 14.0444 | 0.38185 | 12.2887 | 0.30691
13.9181 | 0.31513 | 13.9484 | 0.31672 | 13.8256 | 0.20811 | 14.0558 | 0.38413 | 12.3034 | 0.30822
13.9311 | 0.31781 | 13.9612 | 0.31884 | 13.8382 | 0.21016 | 14.0672 | 0.38602 | 12.3181 | 0.30982
13.944 | 0.32038 | 13.974 | 0.32066 | 13.8508 | 0.2121 | 14.0786 | 0.3883 | 12.3328 | 0.31164
13.957 | 0.32306 | 13.9868 | 0.32272 | 13.8634 | 0.21438 | 14.09 | 0.39035 | 12.3475 | 0.3133
13.97 | 0.3258 | 13.9996 | 0.32586 | 13.876 | 0.2165 | 14.1014 | 0.39218 | 12.3622 | 0.3149
13.9829 | 0.32831 | 14.0123 | 0.32803 | 13.8886 | 0.21895 | 14.1127 | 0.39481 | 12.3769 | 0.31707
13.9959 | 0.33042 | 14.0251 | 0.33031 | 13.9012 | 0.22158 | 14.1241 | 0.39697 | 12.3916 | 0.31884
14.0088 | 0.33368 | 14.0379 | 0.33236 | 13.9138 | 0.22392 | 14.1355 | 0.39954 | 12.4063 | 0.32089
14.0218 | 0.33659 | 14.0507 | 0.33516 | 13.9264 | 0.22626 | 14.1469 | 0.40166 | 12.421 | 0.32283
14.0347 | 0.33927 | 14.0635 | 0.33767 | 13.939 | 0.22882 | 14.1583 | 0.40377 | 12.4357 | 0.32489
14.0477 | 0.34201 | 14.0763 | 0.34018 | 13.9516 | 0.23105 | 14.1697 | 0.40605 | 12.4504 | 0.32711
14.0607 | 0.34532 | 14.0891 | 0.34252 | 13.9642 | 0.23362 | 14.1811 | 0.40822 | 12.4651 | 0.32951
14.0736 | 0.34806 | 14.1019 | 0.34498 | 13.9768 | 0.23613 | 14.1924 | 0.41102 | 12.4798 | 0.33116
14.0866 | 0.35091 | 14.1147 | 0.34766 | 13.9894 | 0.23813 | 14.2038 | 0.4129 | 12.4945 | 0.33408
14.0995 | 0.35451 | 14.1275 | 0.35103 | 14.002 | 0.24007 | 14.2152 | 0.41547 | 12.5092 | 0.33613
14.1125 | 0.35776 | 14.1403 | 0.35325 | 14.0146 | 0.24155 | 14.2266 | 0.41747 | 12.5239 | 0.33853
14.1254 | 0.36079 | 14.1531 | 0.35634 | 14.0272 | 0.24361 | 14.238 | 0.41958 | 12.5386 | 0.34007
14.1384 | 0.36427 | 14.1659 | 0.35936 | 14.0398 | 0.24629 | 14.2494 | 0.42203 | 12.5533 | 0.34281
14.1514 | 0.36792 | 14.1787 | 0.36136 | 14.0524 | 0.24806 | 14.2608 | 0.42449 | 12.568 | 0.34503
14.1643 | 0.37089 | 14.1914 | 0.36484 | 14.065 | 0.25029 | 14.2721 | 0.4266 | 12.5827 | 0.34783
14.1773 | 0.37414 | 14.2042 | 0.36764 | 14.0776 | 0.25263 | 14.2835 | 0.42888 | 12.5974 | 0.34994
14.1902 | 0.37734 | 14.217 | 0.37032 | 14.0902 | 0.25451 | 14.2949 | 0.43111 | 12.6121 | 0.35211
14.2032 | 0.38088 | 14.2298 | 0.3738 | 14.1028 | 0.25702 | 14.3063 | 0.43322 | 12.6268 | 0.35468
14.2161 | 0.38345 | 14.2426 | 0.37694 | 14.1154 | 0.25936 | 14.3177 | 0.4359 | 12.6415 | 0.35702
14.2291 | 0.38579 | 14.2554 | 0.37997 | 14.128 | 0.26216 | 14.3291 | 0.43836 | 12.6562 | 0.35902
14.242 | 0.38864 | 14.2682 | 0.38299 | 14.1406 | 0.26433 | 14.3405 | 0.44132 | 12.6709 | 0.36113
14.255 | 0.39144 | 14.281 | 0.38567 | 14.1532 | 0.26684 | 14.3518 | 0.44406 | 12.6856 | 0.36353
14.268 | 0.39526 | 14.2938 | 0.38841 | 14.1658 | 0.27015 | 14.3632 | 0.44595 | 12.7003 | 0.36644
14.2809 | 0.39869 | 14.3066 | 0.39121 | 14.1784 | 0.27243 | 14.3746 | 0.44772 | 12.715 | 0.36889
14.2939 | 0.40228 | 14.3194 | 0.39366 | 14.191 | 0.27551 | 14.386 | 0.45011 | 12.7297 | 0.37061
14.3068 | 0.40542 | 14.3322 | 0.39623 | 14.2036 | 0.27831 | 14.3974 | 0.45228 | 12.7444 | 0.37255
14.3198 | 0.40822 | 14.345 | 0.39846 | 14.2162 | 0.28134 | 14.4088 | 0.45382 | 12.7591 | 0.37443
14.3327 | 0.4113 | 14.3578 | 0.40103 | 14.2288 | 0.28453 | 14.4202 | 0.45582 | 12.7738 | 0.377
14.3457 | 0.41484 | 14.3705 | 0.40348 | 14.2414 | 0.28693 | 14.4315 | 0.45742 | 12.7885 | 0.37922
14.3587 | 0.41747 | 14.3833 | 0.40611 | 14.254 | 0.28876 | 14.4429 | 0.46005 | 12.8032 | 0.38145
14.3716 | 0.42203 | 14.3961 | 0.40902 | 14.2666 | 0.29172 | 14.4543 | 0.46233 | 12.8179 | 0.38419
14.3846 | 0.42506 | 14.4089 | 0.41187 | 14.2792 | 0.29424 | 14.4657 | 0.46484 | 12.8326 | 0.3867
14.3975 | 0.42928 | 14.4217 | 0.41444 | 14.2918 | 0.29635 | 14.4771 | 0.46707 | 12.8473 | 0.38864
14.4105 | 0.43333 | 14.4345 | 0.41707 | 14.3044 | 0.29937 | 14.4885 | 0.46872 | 12.862 | 0.39018
14.4234 | 0.43716 | 14.4473 | 0.41929 | 14.317 | 0.30166 | 14.4999 | 0.47049 | 12.8767 | 0.39229
14.4364 | 0.4399 | 14.4601 | 0.42192 | 14.3296 | 0.30434 | 14.5112 | 0.47352 | 12.8915 | 0.39492
14.4494 | 0.44304 | 14.4729 | 0.42511 | 14.3422 | 0.30651 | 14.5226 | 0.47557 | 12.9062 | 0.39692
14.4623 | 0.44658 | 14.4857 | 0.42705 | 14.3548 | 0.30833 | 14.534 | 0.47774 | 12.9209 | 0.3996
14.4753 | 0.44989 | 14.4985 | 0.42951 | 14.3674 | 0.3109 | 14.5454 | 0.47985 | 12.9356 | 0.40223
14.4882 | 0.45308 | 14.5113 | 0.43213 | 14.38 | 0.31376 | 14.5568 | 0.48231 | 12.9503 | 0.404
14.5012 | 0.45605 | 14.5241 | 0.43482 | 14.3926 | 0.31592 | 14.5682 | 0.48476 | 12.965 | 0.40679
14.5141 | 0.45908 | 14.5369 | 0.43761 | 14.4052 | 0.31815 | 14.5796 | 0.48636 | 12.9797 | 0.40976
14.5271 | 0.46341 | 14.5497 | 0.44018 | 14.4178 | 0.32061 | 14.5909 | 0.48853 | 12.9944 | 0.41193
14.5401 | 0.46684 | 14.5624 | 0.44252 | 14.4304 | 0.32289 | 14.6023 | 0.49092 | 13.0091 | 0.41421
14.553 | 0.47061 | 14.5752 | 0.44526 | 14.443 | 0.32608 | 14.6137 | 0.49338 | 13.0238 | 0.41712
14.566 | 0.47409 | 14.588 | 0.4484 | 14.4556 | 0.32865 | 14.6251 | 0.49561 | 13.0385 | 0.42003
14.5789 | 0.47842 | 14.6008 | 0.45137 | 14.4682 | 0.33105 | 14.6365 | 0.49789 | 13.0532 | 0.42255
14.5919 | 0.48213 | 14.6136 | 0.45531 | 14.4808 | 0.33293 | 14.6479 | 0.50051 | 13.0679 | 0.42529
14.6048 | 0.4859 | 14.6264 | 0.45845 | 14.4934 | 0.3347 | 14.6593 | 0.50331 | 13.0826 | 0.42785
14.6178 | 0.48898 | 14.6392 | 0.46147 | 14.506 | 0.33687 | 14.6706 | 0.50571 | 13.0973 | 0.43076
14.6307 | 0.49212 | 14.652 | 0.4645 | 14.5186 | 0.33938 | 14.682 | 0.50799 | 13.112 | 0.4335
14.6437 | 0.49561 | 14.6648 | 0.46735 | 14.5312 | 0.34189 | 14.6934 | 0.51005 | 13.1267 | 0.43556
14.6567 | 0.49937 | 14.6776 | 0.47032 | 14.5438 | 0.34486 | 14.7048 | 0.51267 | 13.1414 | 0.43807
14.6696 | 0.5028 | 14.6904 | 0.47397 | 14.5564 | 0.34709 | 14.7162 | 0.51507 | 13.1561 | 0.44132
14.6826 | 0.50639 | 14.7032 | 0.47683 | 14.569 | 0.34926 | 14.7276 | 0.51764 | 13.1708 | 0.44366
14.6955 | 0.5101 | 14.716 | 0.47974 | 14.5816 | 0.35148 | 14.739 | 0.52009 | 13.1855 | 0.44595
14.7085 | 0.51393 | 14.7288 | 0.48265 | 14.5942 | 0.35434 | 14.7503 | 0.5222 | 13.2002 | 0.44914
14.7214 | 0.51849 | 14.7415 | 0.4851 | 14.6068 | 0.35691 | 14.7617 | 0.52506 | 13.2149 | 0.4512
14.7344 | 0.52272 | 14.7543 | 0.48756 | 14.6194 | 0.3597 | 14.7731 | 0.52745 | 13.2296 | 0.45371
14.7474 | 0.52637 | 14.7671 | 0.49013 | 14.632 | 0.36204 | 14.7845 | 0.53071 | 13.2443 | 0.45554
14.7603 | 0.52974 | 14.7799 | 0.49321 | 14.6446 | 0.36427 | 14.7959 | 0.53305 | 13.259 | 0.45879
14.7733 | 0.5335 | 14.7927 | 0.49578 | 14.6572 | 0.36678 | 14.8073 | 0.53619 | 13.2737 | 0.4621
14.7862 | 0.53739 | 14.8055 | 0.49829 | 14.6698 | 0.36963 | 14.8187 | 0.5383 | 13.2884 | 0.46507
14.7992 | 0.5407 | 14.8183 | 0.50131 | 14.6824 | 0.37152 | 14.83 | 0.54001 | 13.3031 | 0.46701
14.8121 | 0.54435 | 14.8311 | 0.50439 | 14.695 | 0.37392 | 14.8414 | 0.54195 | 13.3178 | 0.47009
14.8251 | 0.54812 | 14.8439 | 0.50691 | 14.7076 | 0.377 | 14.8528 | 0.54424 | 13.3325 | 0.473
14.8381 | 0.55194 | 14.8567 | 0.51027 | 14.7202 | 0.37979 | 14.8642 | 0.54669 | 13.3472 | 0.47608
14.851 | 0.55537 | 14.8695 | 0.51307 | 14.7328 | 0.38156 | 14.8756 | 0.54909 | 13.3619 | 0.47888
14.864 | 0.55982 | 14.8823 | 0.51661 | 14.7454 | 0.38408 | 14.887 | 0.55177 | 13.3766 | 0.48094
14.8769 | 0.56416 | 14.8951 | 0.51924 | 14.758 | 0.3867 | 14.8984 | 0.55394 | 13.3913 | 0.48293
14.8899 | 0.56832 | 14.9079 | 0.5226 | 14.7706 | 0.3899 | 14.9097 | 0.55616 | 13.406 | 0.48584
14.9028 | 0.57123 | 14.9206 | 0.5254 | 14.7832 | 0.39184 | 14.9211 | 0.55873 | 13.4207 | 0.48853
14.9158 | 0.57557 | 14.9334 | 0.529 | 14.7958 | 0.39481 | 14.9325 | 0.5617 | 13.4354 | 0.49184
14.9287 | 0.57934 | 14.9462 | 0.53213 | 14.8084 | 0.39829 | 14.9439 | 0.56455 | 13.4501 | 0.49418
14.9417 | 0.58288 | 14.959 | 0.53493 | 14.821 | 0.40063 | 14.9553 | 0.56684 | 13.4648 | 0.49732
14.9547 | 0.58727 | 14.9718 | 0.53744 | 14.8336 | 0.40325 | 14.9667 | 0.56884 | 13.4795 | 0.49989
14.9676 | 0.59092 | 14.9846 | 0.5407 | 14.8462 | 0.40576 | 14.9781 | 0.57215 | 13.4942 | 0.50303
14.9806 | 0.59463 | 14.9974 | 0.54344 | 14.8588 | 0.40868 | 14.9894 | 0.57506 | 13.5089 | 0.50611
14.9935 | 0.59852 | 15.0102 | 0.54652 | 14.8714 | 0.41136 | 15.0008 | 0.57683 | 13.5236 | 0.50908
15.0065 | 0.60223 | 15.023 | 0.54937 | 14.884 | 0.41398 | 15.0122 | 0.57968 | 13.5383 | 0.51159
15.0194 | 0.60713 | 15.0358 | 0.55251 | 14.8966 | 0.41729 | 15.0236 | 0.58242 | 13.553 | 0.5145
15.0324 | 0.61084 | 15.0486 | 0.55576 | 14.9092 | 0.42072 | 15.035 | 0.58465 | 13.5677 | 0.51752
15.0454 | 0.61598 | 15.0614 | 0.55862 | 14.9218 | 0.42386 | 15.0464 | 0.5875 | 13.5824 | 0.52049
15.0583 | 0.61941 | 15.0742 | 0.56216 | 14.9344 | 0.42666 | 15.0578 | 0.58955 | 13.5971 | 0.5234
15.0713 | 0.62397 | 15.087 | 0.56558 | 14.947 | 0.42951 | 15.0691 | 0.59184 | 13.6118 | 0.52637
15.0842 | 0.62723 | 15.0997 | 0.56855 | 14.9596 | 0.43276 | 15.0805 | 0.59406 | 13.6265 | 0.52962
15.0972 | 0.63151 | 15.1125 | 0.57146 | 14.9722 | 0.43567 | 15.0919 | 0.5964 | 13.6412 | 0.53231
15.1101 | 0.63573 | 15.1253 | 0.57432 | 14.9848 | 0.43853 | 15.1033 | 0.60011 | 13.6559 | 0.53556
15.1231 | 0.64013 | 15.1381 | 0.57723 | 14.9974 | 0.4411 | 15.1147 | 0.6024 | 13.6706 | 0.5383
15.1361 | 0.64424 | 15.1509 | 0.58025 | 15.01 | 0.44361 | 15.1261 | 0.60439 | 13.6853 | 0.54098
15.149 | 0.6484 | 15.1637 | 0.58248 | 15.0226 | 0.44692 | 15.1375 | 0.60679 | 13.7 | 0.54481
15.162 | 0.65285 | 15.1765 | 0.58487 | 15.0352 | 0.45011 | 15.1488 | 0.61005 | 13.7147 | 0.54834
15.1749 | 0.65719 | 15.1893 | 0.58807 | 15.0478 | 0.45308 | 15.1602 | 0.61239 | 13.7294 | 0.55114
15.1879 | 0.66147 | 15.2021 | 0.59195 | 15.0604 | 0.45599 | 15.1716 | 0.61524 | 13.7441 | 0.55468
15.2008 | 0.66541 | 15.2149 | 0.59492 | 15.073 | 0.45873 | 15.183 | 0.61747 | 13.7588 | 0.55748
15.2138 | 0.67049 | 15.2277 | 0.59789 | 15.0856 | 0.46216 | 15.1944 | 0.62043 | 13.7735 | 0.56096
15.2268 | 0.67443 | 15.2405 | 0.60108 | 15.0982 | 0.46518 | 15.2058 | 0.62295 | 13.7882 | 0.56416
15.2397 | 0.67928 | 15.2533 | 0.60428 | 15.1108 | 0.46821 | 15.2172 | 0.62574 | 13.8029 | 0.56712
15.2527 | 0.68305 | 15.2661 | 0.60788 | 15.1234 | 0.47066 | 15.2285 | 0.62774 | 13.8176 | 0.57083
15.2656 | 0.68682 | 15.2788 | 0.61102 | 15.136 | 0.47392 | 15.2399 | 0.63071 | 13.8323 | 0.57357
15.2786 | 0.69115 | 15.2916 | 0.61473 | 15.1486 | 0.47671 | 15.2513 | 0.63328 | 13.847 | 0.57717
15.2915 | 0.69566 | 15.3044 | 0.61735 | 15.1612 | 0.48025 | 15.2627 | 0.63567 | 13.8617 | 0.58059
15.3045 | 0.69954 | 15.3172 | 0.62049 | 15.1738 | 0.48345 | 15.2741 | 0.63773 | 13.8764 | 0.58362
15.3174 | 0.7036 | 15.33 | 0.62409 | 15.1864 | 0.48733 | 15.2855 | 0.63978 | 13.8911 | 0.58716
15.3304 | 0.70788 | 15.3428 | 0.62785 | 15.199 | 0.49087 | 15.2969 | 0.64218 | 13.9058 | 0.59024
15.3434 | 0.7121 | 15.3556 | 0.63116 | 15.2116 | 0.49355 | 15.3082 | 0.64424 | 13.9205 | 0.59332
15.3563 | 0.71513 | 15.3684 | 0.63584 | 15.2242 | 0.49697 | 15.3196 | 0.6464 | 13.9352 | 0.59658
15.3693 | 0.71912 | 15.3812 | 0.63961 | 15.2368 | 0.50017 | 15.331 | 0.64863 | 13.9499 | 0.5996
15.3822 | 0.72306 | 15.394 | 0.64321 | 15.2494 | 0.5032 | 15.3424 | 0.65171 | 13.9646 | 0.6028
15.3952 | 0.72711 | 15.4068 | 0.64635 | 15.262 | 0.50548 | 15.3538 | 0.65451 | 13.9793 | 0.60611
15.4081 | 0.73065 | 15.4196 | 0.65023 | 15.2746 | 0.50862 | 15.3652 | 0.65674 | 13.994 | 0.60936
15.4211 | 0.73385 | 15.4324 | 0.6536 | 15.2872 | 0.51182 | 15.3766 | 0.65902 | 14.0087 | 0.6121
15.4341 | 0.73847 | 15.4452 | 0.65691 | 15.2998 | 0.51518 | 15.3879 | 0.66204 | 14.0234 | 0.61507
15.447 | 0.74184 | 15.4579 | 0.65982 | 15.3124 | 0.51878 | 15.3993 | 0.66421 | 14.0381 | 0.61861
15.46 | 0.74498 | 15.4707 | 0.66256 | 15.325 | 0.52237 | 15.4107 | 0.66724 | 14.0528 | 0.62226
15.4729 | 0.74857 | 15.4835 | 0.66581 | 15.3376 | 0.52546 | 15.4221 | 0.66975 | 14.0675 | 0.625
15.4859 | 0.75154 | 15.4963 | 0.66872 | 15.3502 | 0.52911 | 15.4335 | 0.67192 | 14.0822 | 0.6278
15.4988 | 0.75525 | 15.5091 | 0.67266 | 15.3628 | 0.53242 | 15.4449 | 0.67454 | 14.0969 | 0.63088
15.5118 | 0.75913 | 15.5219 | 0.67626 | 15.3754 | 0.53607 | 15.4563 | 0.67751 | 14.1116 | 0.63402
15.5248 | 0.76199 | 15.5347 | 0.67945 | 15.388 | 0.53955 | 15.4677 | 0.67985 | 14.1263 | 0.63727
15.5377 | 0.7653 | 15.5475 | 0.68299 | 15.4006 | 0.54258 | 15.479 | 0.68265 | 14.1411 | 0.64024
15.5507 | 0.76895 | 15.5603 | 0.68699 | 15.4132 | 0.546 | 15.4904 | 0.68556 | 14.1558 | 0.64361
15.5636 | 0.77232 | 15.5731 | 0.69035 | 15.4258 | 0.5496 | 15.5018 | 0.68779 | 14.1705 | 0.64675
15.5766 | 0.77511 | 15.5859 | 0.69424 | 15.4384 | 0.55274 | 15.5132 | 0.69007 | 14.1852 | 0.64983
15.5895 | 0.77854 | 15.5987 | 0.698 | 15.451 | 0.55576 | 15.5246 | 0.69201 | 14.1999 | 0.65228
15.6025 | 0.78156 | 15.6115 | 0.70194 | 15.4636 | 0.55925 | 15.536 | 0.69441 | 14.2146 | 0.65502
15.6155 | 0.78516 | 15.6243 | 0.70582 | 15.4762 | 0.56273 | 15.5474 | 0.69697 | 14.2293 | 0.65753
15.6284 | 0.78744 | 15.6371 | 0.70845 | 15.4888 | 0.56632 | 15.5587 | 0.69903 | 14.244 | 0.66073
15.6414 | 0.79018 | 15.6498 | 0.71119 | 15.5014 | 0.57009 | 15.5701 | 0.70183 | 14.2587 | 0.66433
15.6543 | 0.79247 | 15.6626 | 0.71393 | 15.514 | 0.57323 | 15.5815 | 0.7036 | 14.2734 | 0.66724
15.6673 | 0.79521 | 15.6754 | 0.71707 | 15.5266 | 0.57705 | 15.5929 | 0.70645 | 14.2881 | 0.67118
15.6802 | 0.7984 | 15.6882 | 0.72026 | 15.5392 | 0.58059 | 15.6043 | 0.70862 | 14.3028 | 0.67369
15.6932 | 0.80086 | 15.701 | 0.72317 | 15.5518 | 0.58447 | 15.6157 | 0.71096 | 14.3175 | 0.67637
15.7061 | 0.80371 | 15.7138 | 0.72757 | 15.5644 | 0.5879 | 15.6271 | 0.71376 | 14.3322 | 0.67997
15.7191 | 0.80599 | 15.7266 | 0.73088 | 15.577 | 0.59241 | 15.6384 | 0.7161 | 14.3469 | 0.68333
15.7321 | 0.8085 | 15.7394 | 0.73373 | 15.5896 | 0.59606 | 15.6498 | 0.71832 | 14.3616 | 0.68613
15.745 | 0.81159 | 15.7522 | 0.73716 | 15.6022 | 0.59949 | 15.6612 | 0.72095 | 14.3763 | 0.68933
15.758 | 0.81444 | 15.765 | 0.74064 | 15.6148 | 0.60303 | 15.6726 | 0.72357 | 14.391 | 0.69298
15.7709 | 0.81695 | 15.7778 | 0.74326 | 15.6274 | 0.60713 | 15.684 | 0.7262 | 14.4057 | 0.69669
15.7839 | 0.81958 | 15.7906 | 0.7464 | 15.64 | 0.61107 | 15.6954 | 0.72894 | 14.4204 | 0.69909
15.7968 | 0.82209 | 15.8034 | 0.74954 | 15.6526 | 0.61461 | 15.7068 | 0.73174 | 14.4351 | 0.70303
15.8098 | 0.82437 | 15.8162 | 0.75223 | 15.6652 | 0.61792 | 15.7181 | 0.73385 | 14.4498 | 0.70628
15.8228 | 0.82671 | 15.8289 | 0.75508 | 15.6778 | 0.62095 | 15.7295 | 0.7363 | 14.4645 | 0.70965
15.8357 | 0.82968 | 15.8417 | 0.75771 | 15.6904 | 0.62574 | 15.7409 | 0.7387 | 14.4792 | 0.71244
15.8487 | 0.83259 | 15.8545 | 0.7605 | 15.703 | 0.62979 | 15.7523 | 0.74047 | 14.4939 | 0.71478
15.8616 | 0.8355 | 15.8673 | 0.76353 | 15.7156 | 0.63293 | 15.7637 | 0.74229 | 14.5086 | 0.71787
15.8746 | 0.83824 | 15.8801 | 0.76678 | 15.7282 | 0.63619 | 15.7751 | 0.74435 | 14.5233 | 0.72072
15.8875 | 0.84127 | 15.8929 | 0.76963 | 15.7408 | 0.64018 | 15.7865 | 0.74583 | 14.538 | 0.72329
15.9005 | 0.84395 | 15.9057 | 0.77163 | 15.7534 | 0.64401 | 15.7978 | 0.74812 | 14.5527 | 0.7262
15.9135 | 0.84606 | 15.9185 | 0.77454 | 15.766 | 0.64703 | 15.8092 | 0.75029 | 14.5674 | 0.72928
15.9264 | 0.84817 | 15.9313 | 0.77803 | 15.7786 | 0.65029 | 15.8206 | 0.7528 | 14.5821 | 0.73225
15.9394 | 0.85068 | 15.9441 | 0.78094 | 15.7912 | 0.65417 | 15.832 | 0.75508 | 14.5968 | 0.73442
15.9523 | 0.85348 | 15.9569 | 0.78373 | 15.8038 | 0.65679 | 15.8434 | 0.75708 | 14.6115 | 0.7371
15.9653 | 0.85622 | 15.9697 | 0.78647 | 15.8164 | 0.65965 | 15.8548 | 0.75947 | 14.6262 | 0.74013
15.9782 | 0.85839 | 15.9825 | 0.78927 | 15.829 | 0.66187 | 15.8662 | 0.76164 | 14.6409 | 0.74287
15.9912 | 0.86016 | 15.9953 | 0.79172 | 15.8416 | 0.66558 | 15.8775 | 0.76347 | 14.6556 | 0.74561
16.0042 | 0.8621 | 16.008 | 0.79424 | 15.8542 | 0.66941 | 15.8889 | 0.76507 | 14.6703 | 0.74829
16.0171 | 0.8641 | 16.0208 | 0.79697 | 15.8668 | 0.67277 | 15.9003 | 0.76718 | 14.685 | 0.75051
16.0301 | 0.86615 | 16.0336 | 0.79977 | 15.8794 | 0.67654 | 15.9117 | 0.76884 | 14.6997 | 0.75331
16.043 | 0.86769 | 16.0464 | 0.80183 | 15.892 | 0.67945 | 15.9231 | 0.77043 | 14.7144 | 0.75605
16.056 | 0.86969 | 16.0592 | 0.80439 | 15.9046 | 0.68242 | 15.9345 | 0.77226 | 14.7291 | 0.75919
16.0689 | 0.87123 | 16.072 | 0.80628 | 15.9172 | 0.68636 | 15.9459 | 0.77437 | 14.7438 | 0.76193
16.0819 | 0.8734 | 16.0848 | 0.80828 | 15.9298 | 0.6895 | 15.9572 | 0.77671 | 14.7585 | 0.76484
16.0948 | 0.8754 | 16.0976 | 0.8105 | 15.9424 | 0.69218 | 15.9686 | 0.77842 | 14.7732 | 0.76787
16.1078 | 0.87683 | 16.1104 | 0.81279 | 15.955 | 0.69572 | 15.98 | 0.77979 | 14.7879 | 0.77078
16.1208 | 0.879 | 16.1232 | 0.81501 | 15.9676 | 0.69926 | 15.9914 | 0.78122 | 14.8026 | 0.77392
16.1337 | 0.88094 | 16.136 | 0.81701 | 15.9802 | 0.70223 | 16.0028 | 0.78299 | 14.8173 | 0.77654
16.1467 | 0.88253 | 16.1488 | 0.81855 | 15.9928 | 0.70662 | 16.0142 | 0.78465 | 14.832 | 0.77877
16.1596 | 0.88419 | 16.1616 | 0.81998 | 16.0054 | 0.70993 | 16.0256 | 0.78613 | 14.8467 | 0.78076
16.1726 | 0.88596 | 16.1744 | 0.82169 | 16.018 | 0.71324 | 16.0369 | 0.78796 | 14.8614 | 0.78402
16.1855 | 0.88796 | 16.1871 | 0.82432 | 16.0306 | 0.71581 | 16.0483 | 0.78978 | 14.8761 | 0.78733
16.1985 | 0.88984 | 16.1999 | 0.82654 | 16.0432 | 0.71889 | 16.0597 | 0.79075 | 14.8908 | 0.78961
16.2115 | 0.89218 | 16.2127 | 0.82917 | 16.0558 | 0.72175 | 16.0711 | 0.79287 | 14.9055 | 0.79224
16.2244 | 0.89401 | 16.2255 | 0.83185 | 16.0684 | 0.7246 | 16.0825 | 0.79441 | 14.9202 | 0.79503
16.2374 | 0.89578 | 16.2383 | 0.8343 | 16.081 | 0.72751 | 16.0939 | 0.796 | 14.9349 | 0.79777
16.2503 | 0.89709 | 16.2511 | 0.8363 | 16.0936 | 0.73059 | 16.1053 | 0.79749 | 14.9496 | 0.80023
16.2633 | 0.89909 | 16.2639 | 0.83847 | 16.1062 | 0.7339 | 16.1166 | 0.79903 | 14.9643 | 0.8024
16.2762 | 0.90091 | 16.2767 | 0.84104 | 16.1188 | 0.73642 | 16.128 | 0.80063 | 14.979 | 0.80491
16.2892 | 0.90228 | 16.2895 | 0.84326 | 16.1314 | 0.73904 | 16.1394 | 0.80234 | 14.9937 | 0.80748
16.3022 | 0.90371 | 16.3023 | 0.84509 | 16.144 | 0.74184 | 16.1508 | 0.80365 | 15.0084 | 0.80953
16.3151 | 0.90525 | 16.3151 | 0.84777 | 16.1566 | 0.74424 | 16.1622 | 0.80497 | 15.0231 | 0.8121
16.3281 | 0.90702 | 16.3279 | 0.84954 | 16.1692 | 0.74675 | 16.1736 | 0.80668 | 15.0378 | 0.81438
16.341 | 0.90845 | 16.3407 | 0.85234 | 16.1818 | 0.74983 | 16.185 | 0.80776 | 15.0525 | 0.81678
16.354 | 0.91005 | 16.3535 | 0.85388 | 16.1944 | 0.75211 | 16.1963 | 0.80873 | 15.0672 | 0.81986
16.3669 | 0.91096 | 16.3662 | 0.85605 | 16.207 | 0.75445 | 16.2077 | 0.81045 | 15.0819 | 0.82186
16.3799 | 0.91221 | 16.379 | 0.85811 | 16.2196 | 0.75736 | 16.2191 | 0.8125 | 15.0966 | 0.82437
16.3929 | 0.91364 | 16.3918 | 0.85987 | 16.2322 | 0.75965 | 16.2305 | 0.81416 | 15.1113 | 0.82654
16.4058 | 0.91473 | 16.4046 | 0.86182 | 16.2448 | 0.76153 | 16.2419 | 0.81518 | 15.126 | 0.82894
16.4188 | 0.91644 | 16.4174 | 0.86416 | 16.2574 | 0.76398 | 16.2533 | 0.81684 | 15.1407 | 0.83111
16.4317 | 0.91752 | 16.4302 | 0.8665 | 16.27 | 0.76627 | 16.2647 | 0.81781 | 15.1554 | 0.83333
16.4447 | 0.91906 | 16.443 | 0.86844 | 16.2826 | 0.76849 | 16.276 | 0.81969 | 15.1701 | 0.83545
16.4576 | 0.91958 | 16.4558 | 0.87066 | 16.2952 | 0.77066 | 16.2874 | 0.82163 | 15.1848 | 0.83704
16.4706 | 0.92061 | 16.4686 | 0.87237 | 16.3078 | 0.77277 | 16.2988 | 0.82317 | 15.1995 | 0.83955
16.4835 | 0.92169 | 16.4814 | 0.87386 | 16.3204 | 0.775 | 16.3102 | 0.82443 | 15.2142 | 0.84195
16.4965 | 0.92255 | 16.4942 | 0.87603 | 16.333 | 0.77683 | 16.3216 | 0.82568 | 15.2289 | 0.84424
16.5095 | 0.92363 | 16.507 | 0.87791 | 16.3456 | 0.77922 | 16.333 | 0.82723 | 15.2436 | 0.846
16.5224 | 0.9246 | 16.5198 | 0.87962 | 16.3582 | 0.78191 | 16.3444 | 0.82842 | 15.2583 | 0.84806
16.5354 | 0.92534 | 16.5326 | 0.88191 | 16.3708 | 0.78476 | 16.3557 | 0.83014 | 15.273 | 0.84983
16.5483 | 0.92626 | 16.5454 | 0.88373 | 16.3834 | 0.78647 | 16.3671 | 0.83225 | 15.2877 | 0.85183
16.5613 | 0.92723 | 16.5581 | 0.88562 | 16.396 | 0.78864 | 16.3785 | 0.83368 | 15.3024 | 0.85422
16.5742 | 0.92825 | 16.5709 | 0.88744 | 16.4086 | 0.79087 | 16.3899 | 0.83447 | 15.3171 | 0.85674
16.5872 | 0.92928 | 16.5837 | 0.88933 | 16.4212 | 0.79315 | 16.4013 | 0.83584 | 15.3318 | 0.85885
16.6002 | 0.93002 | 16.5965 | 0.89092 | 16.4338 | 0.79521 | 16.4127 | 0.83716 | 15.3465 | 0.86079
16.6131 | 0.93128 | 16.6093 | 0.89275 | 16.4464 | 0.79749 | 16.4241 | 0.83824 | 15.3612 | 0.86267
16.6261 | 0.93242 | 16.6221 | 0.89435 | 16.459 | 0.79949 | 16.4354 | 0.83921 | 15.3759 | 0.86541
16.639 | 0.93316 | 16.6349 | 0.89566 | 16.4716 | 0.80137 | 16.4468 | 0.84058 | 15.3907 | 0.86752
16.652 | 0.93379 | 16.6477 | 0.89749 | 16.4842 | 0.80274 | 16.4582 | 0.84195 | 15.4054 | 0.86969
16.6649 | 0.93465 | 16.6605 | 0.8988 | 16.4968 | 0.80474 | 16.4696 | 0.84292 | 15.4201 | 0.87186
16.6779 | 0.93505 | 16.6733 | 0.90051 | 16.5094 | 0.80651 | 16.481 | 0.84406 | 15.4348 | 0.87477
16.6909 | 0.93584 | 16.6861 | 0.90166 | 16.522 | 0.80856 | 16.4924 | 0.84526 | 15.4495 | 0.87597
16.7038 | 0.93619 | 16.6989 | 0.90291 | 16.5346 | 0.81045 | 16.5038 | 0.84658 | 15.4642 | 0.87791
16.7168 | 0.9371 | 16.7117 | 0.90411 | 16.5472 | 0.8125 | 16.5151 | 0.84829 | 15.4789 | 0.87962
16.7297 | 0.93767 | 16.7245 | 0.90565 | 16.5598 | 0.8145 | 16.5265 | 0.84954 | 15.4936 | 0.88128
16.7427 | 0.93818 | 16.7372 | 0.90713 | 16.5724 | 0.81581 | 16.5379 | 0.85103 | 15.5083 | 0.88213
16.7556 | 0.93893 | 16.75 | 0.90833 | 16.585 | 0.81701 | 16.5493 | 0.85245 | 15.523 | 0.88396
16.7686 | 0.93967 | 16.7628 | 0.90959 | 16.5976 | 0.81861 | 16.5607 | 0.85405 | 15.5377 | 0.88562
16.7815 | 0.94007 | 16.7756 | 0.9105 | 16.6102 | 0.82066 | 16.5721 | 0.85514 | 15.5524 | 0.88813
16.7945 | 0.94081 | 16.7884 | 0.91153 | 16.6228 | 0.8222 | 16.5835 | 0.85674 | 15.5671 | 0.88978
16.8075 | 0.94155 | 16.8012 | 0.91341 | 16.6354 | 0.8238 | 16.5948 | 0.85788 | 15.5818 | 0.89144
16.8204 | 0.94212 | 16.814 | 0.91438 | 16.648 | 0.82551 | 16.6062 | 0.85936 | 15.5965 | 0.89344
16.8334 | 0.94275 | 16.8268 | 0.91575 | 16.6606 | 0.82774 | 16.6176 | 0.86073 | 15.6112 | 0.89503
16.8463 | 0.94309 | 16.8396 | 0.91689 | 16.6732 | 0.82979 | 16.629 | 0.86204 | 15.6259 | 0.89623
16.8593 | 0.94349 | 16.8524 | 0.91804 | 16.6858 | 0.83156 | 16.6404 | 0.86381 | 15.6406 | 0.8976
16.8722 | 0.94401 | 16.8652 | 0.91878 | 16.6984 | 0.83299 | 16.6518 | 0.86484 | 15.6553 | 0.89892
16.8852 | 0.94475 | 16.878 | 0.91981 | 16.711 | 0.83465 | 16.6632 | 0.86644 | 15.67 | 0.90029
16.8982 | 0.94555 | 16.8908 | 0.92095 | 16.7236 | 0.83613 | 16.6745 | 0.86781 | 15.6847 | 0.90154
16.9111 | 0.94595 | 16.9036 | 0.92197 | 16.7362 | 0.83779 | 16.6859 | 0.86878 | 15.6994 | 0.90234
16.9241 | 0.94623 | 16.9163 | 0.92277 | 16.7488 | 0.83933 | 16.6973 | 0.87015 | 15.7141 | 0.90371
16.937 | 0.94692 | 16.9291 | 0.92397 | 16.7614 | 0.84098 | 16.7087 | 0.87118 | 15.7288 | 0.90462
16.95 | 0.948 | 16.9419 | 0.92494 | 16.774 | 0.84241 | 16.7201 | 0.87243 | 15.7435 | 0.90616
16.9629 | 0.94869 | 16.9547 | 0.92597 | 16.7866 | 0.84424 | 16.7315 | 0.87323 | 15.7582 | 0.90771
16.9759 | 0.94914 | 16.9675 | 0.92671 | 16.7992 | 0.84709 | 16.7429 | 0.87432 | 15.7729 | 0.9089
16.9889 | 0.94966 | 16.9803 | 0.9274 | 16.8118 | 0.84892 | 16.7542 | 0.8754 | 15.7876 | 0.9101
17.0018 | 0.95011 | 16.9931 | 0.92791 | 16.8244 | 0.85068 | 16.7656 | 0.87648 | 15.8023 | 0.91153
17.0148 | 0.95068 | 17.0059 | 0.92837 | 16.837 | 0.852 | 16.777 | 0.87763 | 15.817 | 0.91267
17.0277 | 0.95103 | 17.0187 | 0.92928 | 16.8496 | 0.85308 | 16.7884 | 0.87848 | 15.8317 | 0.91416
17.0407 | 0.95166 | 17.0315 | 0.93031 | 16.8622 | 0.85474 | 16.7998 | 0.87979 | 15.8464 | 0.91558
17.0536 | 0.95234 | 17.0443 | 0.93128 | 16.8748 | 0.85679 | 16.8112 | 0.88065 | 15.8611 | 0.91678
17.0666 | 0.95268 | 17.0571 | 0.93231 | 16.8874 | 0.85868 | 16.8226 | 0.88208 | 15.8758 | 0.91781
17.0796 | 0.95308 | 17.0699 | 0.93316 | 16.9 | 0.86005 | 16.8339 | 0.88328 | 15.8905 | 0.91878
17.0925 | 0.9536 | 17.0827 | 0.93408 | 16.9126 | 0.86187 | 16.8453 | 0.88482 | 15.9052 | 0.91986
17.1055 | 0.95405 | 17.0954 | 0.93487 | 16.9252 | 0.86318 | 16.8567 | 0.88636 | 15.9199 | 0.92078
17.1184 | 0.95502 | 17.1082 | 0.93579 | 16.9378 | 0.86484 | 16.8681 | 0.88704 | 15.9346 | 0.92186
17.1314 | 0.95571 | 17.121 | 0.93653 | 16.9504 | 0.86661 | 16.8795 | 0.88824 | 15.9493 | 0.92283
17.1443 | 0.95656 | 17.1338 | 0.93693 | 16.963 | 0.86792 | 16.8909 | 0.88916 | 15.964 | 0.9238
17.1573 | 0.95713 | 17.1466 | 0.93721 | 16.9756 | 0.87026 | 16.9023 | 0.89064 | 15.9787 | 0.92449
17.1702 | 0.95799 | 17.1594 | 0.93779 | 16.9882 | 0.8718 | 16.9136 | 0.89212 | 15.9934 | 0.92506
17.1832 | 0.95868 | 17.1722 | 0.93847 | 17.0008 | 0.87334 | 16.925 | 0.89338 | 16.0081 | 0.92597
17.1962 | 0.9593 | 17.185 | 0.93921 | 17.0134 | 0.87454 | 16.9364 | 0.89412 | 16.0228 | 0.92711
17.2091 | 0.95982 | 17.1978 | 0.94013 | 17.026 | 0.87626 | 16.9478 | 0.89503 | 16.0375 | 0.92825
17.2221 | 0.96045 | 17.2106 | 0.9407 | 17.0386 | 0.87745 | 16.9592 | 0.89606 | 16.0522 | 0.929
17.235 | 0.96096 | 17.2234 | 0.94138 | 17.0512 | 0.87934 | 16.9706 | 0.89749 | 16.0669 | 0.92951
17.248 | 0.96147 | 17.2362 | 0.94178 | 17.0638 | 0.88088 | 16.982 | 0.89897 | 16.0816 | 0.93059
17.2609 | 0.96216 | 17.249 | 0.94229 | 17.0764 | 0.88299 | 16.9933 | 0.9 | 16.0963 | 0.93151
17.2739 | 0.96256 | 17.2618 | 0.94269 | 17.089 | 0.88453 | 17.0047 | 0.90091 | 16.111 | 0.93213
17.2869 | 0.96296 | 17.2745 | 0.94366 | 17.1016 | 0.8855 | 17.0161 | 0.90234 | 16.1257 | 0.93265
17.2998 | 0.96336 | 17.2873 | 0.94406 | 17.1142 | 0.8871 | 17.0275 | 0.90337 | 16.1404 | 0.93288
17.3128 | 0.96353 | 17.3001 | 0.94492 | 17.1268 | 0.88836 | 17.0389 | 0.90479 | 16.1551 | 0.93328
17.3257 | 0.96387 | 17.3129 | 0.94549 | 17.1394 | 0.89001 | 17.0503 | 0.90588 | 16.1698 | 0.93419
17.3387 | 0.96438 | 17.3257 | 0.94595 | 17.152 | 0.89115 | 17.0617 | 0.90731 | 16.1845 | 0.93516
17.3516 | 0.96455 | 17.3385 | 0.9464 | 17.1646 | 0.89269 | 17.073 | 0.9085 | 16.1992 | 0.9359
17.3646 | 0.96478 | 17.3513 | 0.9472 | 17.1772 | 0.89424 | 17.0844 | 0.90953 | 16.2139 | 0.93693
17.3776 | 0.9653 | 17.3641 | 0.94772 | 17.1898 | 0.89646 | 17.0958 | 0.91073 | 16.2286 | 0.93801
17.3905 | 0.9657 | 17.3769 | 0.94829 | 17.2024 | 0.89743 | 17.1072 | 0.91193 | 16.2433 | 0.93876
17.4035 | 0.96604 | 17.3897 | 0.9492 | 17.215 | 0.89903 | 17.1186 | 0.91301 | 16.258 | 0.93927
17.4164 | 0.96644 | 17.4025 | 0.94983 | 17.2276 | 0.90108 | 17.13 | 0.9141 | 16.2727 | 0.93961
17.4294 | 0.96707 | 17.4153 | 0.9508 | 17.2402 | 0.9024 | 17.1414 | 0.91501 | 16.2874 | 0.9407
17.4423 | 0.96741 | 17.4281 | 0.95137 | 17.2528 | 0.90365 | 17.1527 | 0.91644 | 16.3021 | 0.94138
17.4553 | 0.96764 | 17.4409 | 0.95211 | 17.2654 | 0.90491 | 17.1641 | 0.91764 | 16.3168 | 0.94189
17.4683 | 0.96809 | 17.4536 | 0.95263 | 17.278 | 0.90622 | 17.1755 | 0.91901 | 16.3315 | 0.94275
17.4812 | 0.96849 | 17.4664 | 0.95308 | 17.2906 | 0.90719 | 17.1869 | 0.92015 | 16.3462 | 0.94332
17.4942 | 0.96878 | 17.4792 | 0.9536 | 17.3032 | 0.90856 | 17.1983 | 0.92129 | 16.3609 | 0.94384
17.5071 | 0.96924 | 17.492 | 0.95388 | 17.3158 | 0.90987 | 17.2097 | 0.92232 | 16.3756 | 0.94481
17.5201 | 0.96958 | 17.5048 | 0.95422 | 17.3284 | 0.91182 | 17.2211 | 0.92397 | 16.3903 | 0.94555
17.533 | 0.97015 | 17.5176 | 0.95468 | 17.341 | 0.91324 | 17.2324 | 0.92523 | 16.405 | 0.94618
17.546 | 0.97061 | 17.5304 | 0.95508 | 17.3536 | 0.91473 | 17.2438 | 0.9262 | 16.4197 | 0.94686
17.5589 | 0.97078 | 17.5432 | 0.95571 | 17.3662 | 0.91592 | 17.2552 | 0.92734 | 16.4344 | 0.94737
17.5719 | 0.97129 | 17.556 | 0.95605 | 17.3788 | 0.91718 | 17.2666 | 0.92882 | 16.4491 | 0.94789
17.5849 | 0.97197 | 17.5688 | 0.95651 | 17.3914 | 0.91878 | 17.278 | 0.92997 | 16.4638 | 0.94892
17.5978 | 0.97237 | 17.5816 | 0.95691 | 17.404 | 0.92009 | 17.2894 | 0.93105 | 16.4785 | 0.94954
17.6108 | 0.97283 | 17.5944 | 0.95748 | 17.4166 | 0.92169 | 17.3008 | 0.93202 | 16.4932 | 0.95051
17.6237 | 0.97317 | 17.6072 | 0.95799 | 17.4292 | 0.92283 | 17.3121 | 0.93362 | 16.5079 | 0.95131
17.6367 | 0.97374 | 17.62 | 0.95839 | 17.4418 | 0.92443 | 17.3235 | 0.93487 | 16.5226 | 0.95211
17.6496 | 0.9742 | 17.6328 | 0.95879 | 17.4544 | 0.9258 | 17.3349 | 0.93579 | 16.5373 | 0.95297
17.6626 | 0.97454 | 17.6455 | 0.95942 | 17.467 | 0.9274 | 17.3463 | 0.93687 | 16.552 | 0.95365
17.6756 | 0.97483 | 17.6583 | 0.96005 | 17.4796 | 0.92905 | 17.3577 | 0.9379 | 16.5667 | 0.95434
17.6885 | 0.97534 | 17.6711 | 0.96062 | 17.4922 | 0.93025 | 17.3691 | 0.93927 | 16.5814 | 0.95479
17.7015 | 0.97546 | 17.6839 | 0.96107 | 17.5048 | 0.93219 | 17.3805 | 0.94053 | 16.5961 | 0.95548
17.7144 | 0.97557 | 17.6967 | 0.9617 | 17.5174 | 0.93356 | 17.3918 | 0.94161 | 16.6108 | 0.95605
17.7274 | 0.97574 | 17.7095 | 0.96216 | 17.53 | 0.93493 | 17.4032 | 0.94269 | 16.6255 | 0.95656
17.7403 | 0.97591 | 17.7223 | 0.96279 | 17.5426 | 0.93647 | 17.4146 | 0.94384 | 16.6403 | 0.95719
17.7533 | 0.97603 | 17.7351 | 0.96313 | 17.5552 | 0.93784 | 17.426 | 0.94492 | 16.655 | 0.95811
17.7663 | 0.97614 | 17.7479 | 0.96376 | 17.5678 | 0.93921 | 17.4374 | 0.94612 | 16.6697 | 0.9589
17.7792 | 0.9766 | 17.7607 | 0.96444 | 17.5804 | 0.94007 | 17.4488 | 0.94743 | 16.6844 | 0.95959
17.7922 | 0.97683 | 17.7735 | 0.9649 | 17.593 | 0.94087 | 17.4602 | 0.94817 | 16.6991 | 0.95999
17.8051 | 0.97717 | 17.7863 | 0.9653 | 17.6056 | 0.94195 | 17.4715 | 0.9492 | 16.7138 | 0.96056
17.8181 | 0.97734 | 17.7991 | 0.96604 | 17.6182 | 0.94332 | 17.4829 | 0.94994 | 16.7285 | 0.96113
17.831 | 0.97774 | 17.8119 | 0.96627 | 17.6308 | 0.94463 | 17.4943 | 0.95108 | 16.7432 | 0.96164
17.844 | 0.97797 | 17.8246 | 0.96667 | 17.6434 | 0.94623 | 17.5057 | 0.95194 | 16.7579 | 0.96199
17.857 | 0.9782 | 17.8374 | 0.96735 | 17.656 | 0.9476 | 17.5171 | 0.95314 | 16.7726 | 0.96256
17.8699 | 0.97854 | 17.8502 | 0.96832 | 17.6686 | 0.9488 | 17.5285 | 0.95428 | 16.7873 | 0.9633
17.8829 | 0.97865 | 17.863 | 0.96912 | 17.6812 | 0.95017 | 17.5399 | 0.95519 | 16.802 | 0.96387
17.8958 | 0.97882 | 17.8758 | 0.96963 | 17.6938 | 0.95114 | 17.5512 | 0.95616 | 16.8167 | 0.96427
17.9088 | 0.97894 | 17.8886 | 0.97003 | 17.7064 | 0.95194 | 17.5626 | 0.95696 | 16.8314 | 0.9649
17.9217 | 0.97917 | 17.9014 | 0.97038 | 17.719 | 0.95285 | 17.574 | 0.95828 | 16.8461 | 0.96524
17.9347 | 0.97934 | 17.9142 | 0.97146 | 17.7316 | 0.95394 | 17.5854 | 0.95913 | 16.8608 | 0.96592
17.9476 | 0.97951 | 17.927 | 0.97192 | 17.7442 | 0.95514 | 17.5968 | 0.96027 | 16.8755 | 0.96678
17.9606 | 0.97979 | 17.9398 | 0.97272 | 17.7568 | 0.95639 | 17.6082 | 0.96124 | 16.8902 | 0.96718
17.9736 | 0.98002 | 17.9526 | 0.97334 | 17.7694 | 0.95765 | 17.6196 | 0.96204 | 16.9049 | 0.96792
17.9865 | 0.98014 | 17.9654 | 0.97392 | 17.782 | 0.9589 | 17.6309 | 0.96244 | 16.9196 | 0.96838
17.9995 | 0.98025 | 17.9782 | 0.97437 | 17.7946 | 0.9601 | 17.6423 | 0.9633 | 16.9343 | 0.96878
18.0124 | 0.98048 | 17.991 | 0.975 | 17.8072 | 0.96107 | 17.6537 | 0.96433 | 16.949 | 0.96952
18.0254 | 0.98065 | 18.0037 | 0.9754 | 17.8198 | 0.9621 | 17.6651 | 0.96518 | 16.9637 | 0.96998
18.0383 | 0.98111 | 18.0165 | 0.97591 | 17.8324 | 0.96336 | 17.6765 | 0.96558 | 16.9784 | 0.97049
18.0513 | 0.98151 | 18.0293 | 0.97637 | 17.845 | 0.96455 | 17.6879 | 0.96644 | 16.9931 | 0.97106
18.0643 | 0.98174 | 18.0421 | 0.977 | 17.8576 | 0.9653 | 17.6993 | 0.96741 | 17.0078 | 0.97163
18.0772 | 0.98191 | 18.0549 | 0.97745 | 17.8702 | 0.96558 | 17.7106 | 0.96861 | 17.0225 | 0.9722
18.0902 | 0.98219 | 18.0677 | 0.97803 | 17.8828 | 0.96655 | 17.722 | 0.96958 | 17.0372 | 0.97277
18.1031 | 0.98236 | 18.0805 | 0.97831 | 17.8954 | 0.96809 | 17.7334 | 0.97066 | 17.0519 | 0.97323
18.1161 | 0.98253 | 18.0933 | 0.97877 | 17.908 | 0.96861 | 17.7448 | 0.97135 | 17.0666 | 0.9738
18.129 | 0.98288 | 18.1061 | 0.97934 | 17.9206 | 0.96941 | 17.7562 | 0.97226 | 17.0813 | 0.97471
18.142 | 0.98322 | 18.1189 | 0.97979 | 17.9332 | 0.97032 | 17.7676 | 0.97312 | 17.096 | 0.97551
18.155 | 0.98345 | 18.1317 | 0.98014 | 17.9458 | 0.97146 | 17.779 | 0.97392 | 17.1107 | 0.97591
18.1679 | 0.98373 | 18.1445 | 0.98048 | 17.9584 | 0.97215 | 17.7903 | 0.9742 | 17.1254 | 0.97643
18.1809 | 0.98413 | 18.1573 | 0.98082 | 17.971 | 0.973 | 17.8017 | 0.97489 | 17.1401 | 0.97705
18.1938 | 0.9843 | 18.1701 | 0.98111 | 17.9836 | 0.97334 | 17.8131 | 0.97597 | 17.1548 | 0.97763
18.2068 | 0.98465 | 18.1828 | 0.98145 | 17.9962 | 0.97437 | 17.8245 | 0.97694 | 17.1695 | 0.97785
18.2197 | 0.98516 | 18.1956 | 0.98185 | 18.0088 | 0.97534 | 17.8359 | 0.97757 | 17.1842 | 0.97842
18.2327 | 0.98545 | 18.2084 | 0.98231 | 18.0214 | 0.97574 | 17.8473 | 0.97808 | 17.1989 | 0.97865
18.2456 | 0.98573 | 18.2212 | 0.98293 | 18.034 | 0.97614 | 17.8587 | 0.97888 | 17.2136 | 0.97905
18.2586 | 0.98596 | 18.234 | 0.9835 | 18.0466 | 0.97683 | 17.87 | 0.97934 | 17.2283 | 0.97945
18.2716 | 0.9863 | 18.2468 | 0.98379 | 18.0592 | 0.97757 | 17.8814 | 0.97991 | 17.243 | 0.97991
18.2845 | 0.98659 | 18.2596 | 0.98408 | 18.0718 | 0.97797 | 17.8928 | 0.98088 | 17.2577 | 0.98037
18.2975 | 0.9867 | 18.2724 | 0.98453 | 18.0844 | 0.97865 | 17.9042 | 0.98156 | 17.2724 | 0.98076
18.3104 | 0.98699 | 18.2852 | 0.98505 | 18.097 | 0.97905 | 17.9156 | 0.98202 | 17.2871 | 0.98134
18.3234 | 0.98727 | 18.298 | 0.98539 | 18.1096 | 0.97974 | 17.927 | 0.98276 | 17.3018 | 0.98191
18.3363 | 0.98733 | 18.3108 | 0.98596 | 18.1222 | 0.98025 | 17.9384 | 0.98368 | 17.3165 | 0.98253
18.3493 | 0.98767 | 18.3236 | 0.98642 | 18.1348 | 0.98082 | 17.9497 | 0.98459 | 17.3312 | 0.98311
18.3623 | 0.98813 | 18.3364 | 0.98704 | 18.1474 | 0.98151 | 17.9611 | 0.98533 | 17.3459 | 0.98362
18.3752 | 0.9883 | 18.3492 | 0.98739 | 18.16 | 0.98185 | 17.9725 | 0.98619 | 17.3606 | 0.98385
18.3882 | 0.98847 | 18.3619 | 0.98784 | 18.1726 | 0.98213 | 17.9839 | 0.98676 | 17.3753 | 0.98425
18.4011 | 0.98887 | 18.3747 | 0.98813 | 18.1852 | 0.98253 | 17.9953 | 0.98721 | 17.39 | 0.98476
18.4141 | 0.98921 | 18.3875 | 0.98881 | 18.1978 | 0.98288 | 18.0067 | 0.98779 | 17.4047 | 0.98533
18.427 | 0.98967 | 18.4003 | 0.98933 | 18.2104 | 0.98345 | 18.0181 | 0.98841 | 17.4194 | 0.98579
18.44 | 0.98995 | 18.4131 | 0.98967 | 18.223 | 0.98379 | 18.0294 | 0.9887 | 17.4341 | 0.9863
18.453 | 0.99007 | 18.4259 | 0.99018 | 18.2356 | 0.98425 | 18.0408 | 0.98933 | 17.4488 | 0.98699
18.4659 | 0.99024 | 18.4387 | 0.99035 | 18.2482 | 0.98465 | 18.0522 | 0.98973 | 17.4635 | 0.98727
18.4789 | 0.9903 | 18.4515 | 0.9911 | 18.2608 | 0.98487 | 18.0636 | 0.99024 | 17.4782 | 0.98761
18.4918 | 0.99053 | 18.4643 | 0.99155 | 18.2734 | 0.98573 | 18.075 | 0.99104 | 17.4929 | 0.98813
18.5048 | 0.99058 | 18.4771 | 0.99161 | 18.286 | 0.98642 | 18.0864 | 0.99144 | 17.5076 | 0.9883
18.5177 | 0.99092 | 18.4899 | 0.99178 | 18.2986 | 0.98659 | 18.0978 | 0.99189 | 17.5223 | 0.98876
18.5307 | 0.99127 | 18.5027 | 0.99224 | 18.3112 | 0.9871 | 18.1091 | 0.99207 | 17.537 | 0.98893
18.5437 | 0.9915 | 18.5155 | 0.99247 | 18.3238 | 0.98756 | 18.1205 | 0.99229 | 17.5517 | 0.9895
18.5566 | 0.99178 | 18.5283 | 0.99264 | 18.3364 | 0.98784 | 18.1319 | 0.99264 | 17.5664 | 0.98984
18.5696 | 0.99212 | 18.541 | 0.99298 | 18.349 | 0.9883 | 18.1433 | 0.99275 | 17.5811 | 0.99047
18.5825 | 0.99241 | 18.5538 | 0.99321 | 18.3616 | 0.98893 | 18.1547 | 0.99321 | 17.5958 | 0.99075
18.5955 | 0.99275 | 18.5666 | 0.99349 | 18.3742 | 0.98921 | 18.1661 | 0.99349 | 17.6105 | 0.99138
18.6084 | 0.99298 | 18.5794 | 0.99378 | 18.3868 | 0.9899 | 18.1775 | 0.99384 | 17.6252 | 0.99161
18.6214 | 0.99321 | 18.5922 | 0.99395 | 18.3994 | 0.99013 | 18.1888 | 0.99412 | 17.6399 | 0.99212
18.6343 | 0.99355 | 18.605 | 0.99418 | 18.412 | 0.99024 | 18.2002 | 0.99441 | 17.6546 | 0.99264
18.6473 | 0.99366 | 18.6178 | 0.99463 | 18.4246 | 0.99058 | 18.2116 | 0.99475 | 17.6693 | 0.99292
18.6603 | 0.99401 | 18.6306 | 0.99469 | 18.4372 | 0.99121 | 18.223 | 0.99492 | 17.684 | 0.99338
18.6732 | 0.99424 | 18.6434 | 0.99486 | 18.4498 | 0.99167 | 18.2344 | 0.99521 | 17.6987 | 0.99384
18.6862 | 0.99446 | 18.6562 | 0.99498 | 18.4624 | 0.99218 | 18.2458 | 0.99538 | 17.7134 | 0.99441
18.6991 | 0.99458 | 18.669 | 0.99509 | 18.475 | 0.99252 | 18.2572 | 0.99561 | 17.7281 | 0.99475
18.7121 | 0.99498 | 18.6818 | 0.99538 | 18.4876 | 0.99269 | 18.2685 | 0.99589 | 17.7428 | 0.99509
18.725 | 0.99509 | 18.6946 | 0.99549 | 18.5002 | 0.99326 | 18.2799 | 0.99629 | 17.7575 | 0.99543
18.738 | 0.99521 | 18.7074 | 0.99549 | 18.5128 | 0.99395 | 18.2913 | 0.99629 | 17.7722 | 0.99589
18.751 | 0.99532 | 18.7202 | 0.99578 | 18.5254 | 0.99429 | 18.3027 | 0.99669 | 17.7869 | 0.99612
18.7639 | 0.99532 | 18.7329 | 0.99589 | 18.538 | 0.99452 | 18.3141 | 0.99686 | 17.8016 | 0.9964
18.7769 | 0.99538 | 18.7457 | 0.996 | 18.5506 | 0.99469 | 18.3255 | 0.99709 | 17.8163 | 0.99658
18.7898 | 0.99572 | 18.7585 | 0.99635 | 18.5632 | 0.99498 | 18.3369 | 0.99715 | 17.831 | 0.99675
18.8028 | 0.99589 | 18.7713 | 0.99663 | 18.5758 | 0.99549 | 18.3482 | 0.99732 | 17.8457 | 0.99686
18.8157 | 0.99606 | 18.7841 | 0.99669 | 18.5884 | 0.99595 | 18.3596 | 0.99732 | 17.8604 | 0.99732
18.8287 | 0.99612 | 18.7969 | 0.99675 | 18.601 | 0.99612 | 18.371 | 0.99737 | 17.8751 | 0.9976
18.8417 | 0.99618 | 18.8097 | 0.9968 | 18.6136 | 0.99629 | 18.3824 | 0.99755 | 17.8898 | 0.99766
18.8546 | 0.9964 | 18.8225 | 0.99703 | 18.6262 | 0.99658 | 18.3938 | 0.9976 | 17.9046 | 0.99772
18.8676 | 0.99658 | 18.8353 | 0.99726 | 18.6388 | 0.99669 | 18.4052 | 0.99766 | 17.9193 | 0.998
18.8805 | 0.99675 | 18.8481 | 0.99732 | 18.6514 | 0.99697 | 18.4166 | 0.99783 | 17.934 | 0.99812
18.8935 | 0.99697 | 18.8609 | 0.99749 | 18.664 | 0.99715 | 18.4279 | 0.998 | 17.9487 | 0.99823
18.9064 | 0.99703 | 18.8737 | 0.99755 | 18.6766 | 0.99737 | 18.4393 | 0.99817 | 17.9634 | 0.9984
18.9194 | 0.99715 | 18.8865 | 0.9976 | 18.6892 | 0.99772 | 18.4507 | 0.9984 | 17.9781 | 0.99874
18.9324 | 0.99726 | 18.8993 | 0.99772 | 18.7018 | 0.99789 | 18.4621 | 0.99846 | 17.9928 | 0.99886
18.9453 | 0.99737 | 18.912 | 0.99789 | 18.7144 | 0.99795 | 18.4735 | 0.99846 | 18.0075 | 0.99892
18.9583 | 0.99755 | 18.9248 | 0.99817 | 18.727 | 0.99817 | 18.4849 | 0.99863 | 18.0222 | 0.99909
18.9712 | 0.99766 | 18.9376 | 0.99834 | 18.7396 | 0.99829 | 18.4963 | 0.99874 | 18.0369 | 0.99926
18.9842 | 0.99777 | 18.9504 | 0.9984 | 18.7522 | 0.99829 | 18.5076 | 0.9988 | 18.0516 | 0.99932
18.9971 | 0.99783 | 18.9632 | 0.9984 | 18.7648 | 0.9984 | 18.519 | 0.99886 | 18.0663 | 0.99932
19.0101 | 0.99789 | 18.976 | 0.99852 | 18.7774 | 0.99857 | 18.5304 | 0.99903 | 18.081 | 0.99937
19.023 | 0.998 | 18.9888 | 0.99869 | 18.79 | 0.99869 | 18.5418 | 0.99914 | 18.0957 | 0.99943
19.036 | 0.99806 | 19.0016 | 0.9988 | 18.8026 | 0.99869 | 18.5532 | 0.99914 | 18.1104 | 0.99954
19.049 | 0.99812 | 19.0144 | 0.99886 | 18.8152 | 0.99874 | 18.5646 | 0.9992 | 18.1251 | 0.9996
19.0619 | 0.99823 | 19.0272 | 0.99903 | 18.8278 | 0.99874 | 18.576 | 0.9992 | 18.1398 | 0.99966
19.0749 | 0.99834 | 19.04 | 0.99909 | 18.8404 | 0.99892 | 18.5873 | 0.99926 | 18.1545 | 0.99971
19.0878 | 0.99852 | 19.0528 | 0.99914 | 18.853 | 0.99897 | 18.5987 | 0.99932 | 18.1692 | 0.99971
19.1008 | 0.99863 | 19.0656 | 0.99926 | 18.8656 | 0.99903 | 18.6101 | 0.99932 | 18.1839 | 0.99971
19.1137 | 0.99869 | 19.0784 | 0.99932 | 18.8782 | 0.99914 | 18.6215 | 0.99932 | 18.1986 | 0.99977
19.1267 | 0.9988 | 19.0911 | 0.99943 | 18.8908 | 0.99914 | 18.6329 | 0.99937 | 18.2133 | 0.99977
19.1397 | 0.99886 | 19.1039 | 0.99943 | 18.9034 | 0.99914 | 18.6443 | 0.99949 | 18.228 | 0.99977
19.1526 | 0.99897 | 19.1167 | 0.99949 | 18.916 | 0.99914 | 18.6557 | 0.9996 | 18.2427 | 0.99977
19.1656 | 0.99903 | 19.1295 | 0.99949 | 18.9286 | 0.9992 | 18.667 | 0.99966 | 18.2574 | 0.99977
19.1785 | 0.9992 | 19.1423 | 0.99949 | 18.9412 | 0.99926 | 18.6784 | 0.99966 | 18.2721 | 0.99977
19.1915 | 0.99932 | 19.1551 | 0.99949 | 18.9538 | 0.99943 | 18.6898 | 0.99971 | 18.2868 | 0.99983
19.2044 | 0.99932 | 19.1679 | 0.99949 | 18.9664 | 0.99949 | 18.7012 | 0.99977 | 18.3015 | 0.99983
19.2174 | 0.99949 | 19.1807 | 0.99954 | 18.979 | 0.99954 | 18.7126 | 0.99977 | 18.3162 | 0.99983
19.2304 | 0.9996 | 19.1935 | 0.99966 | 18.9916 | 0.99966 | 18.724 | 0.99977 | 18.3309 | 0.99989
19.2433 | 0.99966 | 19.2063 | 0.99971 | 19.0042 | 0.99971 | 18.7354 | 0.99989 | 18.3456 | 0.99989
19.2563 | 0.99966 | 19.2191 | 0.99971 | 19.0168 | 0.99977 | 18.7467 | 0.99994 | 18.3603 | 0.99989
19.2692 | 0.99966 | 19.2319 | 0.99971 | 19.0294 | 0.99983 | 18.7581 | 0.99994 | 18.375 | 0.99989
19.2822 | 0.99971 | 19.2447 | 0.99977 | 19.042 | 0.99989 | 18.7695 | 0.99994 | 18.3897 | 0.99989
19.2951 | 0.99983 | 19.2575 | 0.99983 | 19.0546 | 0.99989 | 18.7809 | 0.99994 | 18.4044 | 0.99989
19.3081 | 0.99983 | 19.2702 | 0.99989 | 19.0672 | 0.99989 | 18.7923 | 0.99994 | 18.4191 | 0.99989
19.3211 | 0.99989 | 19.283 | 0.99989 | 19.0798 | 0.99994 | 18.8037 | 0.99994 | 18.4338 | 0.99994
19.334 | 1 | 19.2958 | 1 | 19.0924 | 1 | 18.8151 | 1 | 18.4485 | 1

## VM 4.7
2016/17 |  | 2018/19 |  | 2020/21 |  | 2022/23 |  | 2025/26
Fault level (kA) |  | Fault level (kA) |  | Fault level (kA) |  | Fault level (kA) |  | Fault level (kA)
4.6735 | 5.7078e-05 | 4.397 | 5.7078e-05 | 3.6812 | 5.7078e-05 | 5.0612 | 5.7078e-05 | 0.74141 | 5.7078e-05
4.687 | 5.7078e-05 | 4.4102 | 5.7078e-05 | 3.6952 | 5.7078e-05 | 5.0737 | 5.7078e-05 | 0.75761 | 5.7078e-05
4.7004 | 5.7078e-05 | 4.4235 | 5.7078e-05 | 3.7091 | 5.7078e-05 | 5.0861 | 5.7078e-05 | 0.77381 | 5.7078e-05
4.7139 | 5.7078e-05 | 4.4367 | 5.7078e-05 | 3.7231 | 5.7078e-05 | 5.0986 | 5.7078e-05 | 0.79002 | 5.7078e-05
4.7273 | 5.7078e-05 | 4.4499 | 5.7078e-05 | 3.7371 | 5.7078e-05 | 5.1111 | 5.7078e-05 | 0.80622 | 5.7078e-05
4.7408 | 5.7078e-05 | 4.4632 | 5.7078e-05 | 3.7511 | 5.7078e-05 | 5.1236 | 5.7078e-05 | 0.82243 | 5.7078e-05
4.7543 | 5.7078e-05 | 4.4764 | 5.7078e-05 | 3.765 | 5.7078e-05 | 5.136 | 5.7078e-05 | 0.83863 | 5.7078e-05
4.7677 | 5.7078e-05 | 4.4896 | 5.7078e-05 | 3.779 | 5.7078e-05 | 5.1485 | 5.7078e-05 | 0.85483 | 5.7078e-05
4.7812 | 5.7078e-05 | 4.5029 | 5.7078e-05 | 3.793 | 5.7078e-05 | 5.161 | 5.7078e-05 | 0.87104 | 5.7078e-05
4.7946 | 5.7078e-05 | 4.5161 | 5.7078e-05 | 3.8069 | 5.7078e-05 | 5.1735 | 5.7078e-05 | 0.88724 | 5.7078e-05
4.8081 | 5.7078e-05 | 4.5293 | 5.7078e-05 | 3.8209 | 0.00011416 | 5.1859 | 0.00011416 | 0.90344 | 5.7078e-05
4.8216 | 5.7078e-05 | 4.5426 | 5.7078e-05 | 3.8349 | 0.00011416 | 5.1984 | 0.00011416 | 0.91965 | 5.7078e-05
4.835 | 5.7078e-05 | 4.5558 | 5.7078e-05 | 3.8488 | 0.00011416 | 5.2109 | 0.00011416 | 0.93585 | 5.7078e-05
4.8485 | 5.7078e-05 | 4.5691 | 5.7078e-05 | 3.8628 | 0.00011416 | 5.2234 | 0.00011416 | 0.95206 | 5.7078e-05
4.862 | 5.7078e-05 | 4.5823 | 5.7078e-05 | 3.8768 | 0.00017123 | 5.2359 | 0.00011416 | 0.96826 | 5.7078e-05
4.8754 | 5.7078e-05 | 4.5955 | 5.7078e-05 | 3.8907 | 0.00017123 | 5.2483 | 0.00011416 | 0.98446 | 5.7078e-05
4.8889 | 5.7078e-05 | 4.6088 | 5.7078e-05 | 3.9047 | 0.00022831 | 5.2608 | 0.00011416 | 1.0007 | 5.7078e-05
4.9023 | 5.7078e-05 | 4.622 | 5.7078e-05 | 3.9187 | 0.00022831 | 5.2733 | 0.00011416 | 1.0169 | 5.7078e-05
4.9158 | 5.7078e-05 | 4.6352 | 5.7078e-05 | 3.9327 | 0.00022831 | 5.2858 | 0.00011416 | 1.0331 | 5.7078e-05
4.9293 | 5.7078e-05 | 4.6485 | 5.7078e-05 | 3.9466 | 0.00022831 | 5.2982 | 0.00011416 | 1.0493 | 5.7078e-05
4.9427 | 5.7078e-05 | 4.6617 | 5.7078e-05 | 3.9606 | 0.00022831 | 5.3107 | 0.00011416 | 1.0655 | 5.7078e-05
4.9562 | 5.7078e-05 | 4.6749 | 5.7078e-05 | 3.9746 | 0.00022831 | 5.3232 | 0.00011416 | 1.0817 | 5.7078e-05
4.9696 | 5.7078e-05 | 4.6882 | 5.7078e-05 | 3.9885 | 0.00028539 | 5.3357 | 0.00011416 | 1.0979 | 5.7078e-05
4.9831 | 5.7078e-05 | 4.7014 | 5.7078e-05 | 4.0025 | 0.00028539 | 5.3481 | 0.00011416 | 1.1141 | 5.7078e-05
4.9966 | 5.7078e-05 | 4.7146 | 5.7078e-05 | 4.0165 | 0.00028539 | 5.3606 | 0.00011416 | 1.1303 | 5.7078e-05
5.01 | 5.7078e-05 | 4.7279 | 5.7078e-05 | 4.0304 | 0.00028539 | 5.3731 | 0.00011416 | 1.1465 | 5.7078e-05
5.0235 | 5.7078e-05 | 4.7411 | 5.7078e-05 | 4.0444 | 0.00028539 | 5.3856 | 0.00011416 | 1.1627 | 0.00011416
5.037 | 5.7078e-05 | 4.7544 | 5.7078e-05 | 4.0584 | 0.00028539 | 5.398 | 0.00011416 | 1.1789 | 0.00011416
5.0504 | 5.7078e-05 | 4.7676 | 5.7078e-05 | 4.0724 | 0.00028539 | 5.4105 | 0.00011416 | 1.1951 | 0.00017123
5.0639 | 5.7078e-05 | 4.7808 | 5.7078e-05 | 4.0863 | 0.00028539 | 5.423 | 0.00011416 | 1.2113 | 0.00017123
5.0773 | 5.7078e-05 | 4.7941 | 5.7078e-05 | 4.1003 | 0.00028539 | 5.4355 | 0.00011416 | 1.2275 | 0.00017123
5.0908 | 5.7078e-05 | 4.8073 | 5.7078e-05 | 4.1143 | 0.00028539 | 5.4479 | 0.00011416 | 1.2437 | 0.00017123
5.1043 | 5.7078e-05 | 4.8205 | 5.7078e-05 | 4.1282 | 0.00028539 | 5.4604 | 0.00011416 | 1.2599 | 0.00017123
5.1177 | 5.7078e-05 | 4.8338 | 5.7078e-05 | 4.1422 | 0.00028539 | 5.4729 | 0.00011416 | 1.2761 | 0.00017123
5.1312 | 5.7078e-05 | 4.847 | 5.7078e-05 | 4.1562 | 0.00028539 | 5.4854 | 0.00011416 | 1.2923 | 0.00017123
5.1446 | 5.7078e-05 | 4.8602 | 5.7078e-05 | 4.1701 | 0.00034247 | 5.4978 | 0.00011416 | 1.3085 | 0.00017123
5.1581 | 5.7078e-05 | 4.8735 | 0.00011416 | 4.1841 | 0.00034247 | 5.5103 | 0.00011416 | 1.3247 | 0.00017123
5.1716 | 5.7078e-05 | 4.8867 | 0.00011416 | 4.1981 | 0.00034247 | 5.5228 | 0.00011416 | 1.341 | 0.00017123
5.185 | 5.7078e-05 | 4.8999 | 0.00011416 | 4.212 | 0.00034247 | 5.5353 | 0.00011416 | 1.3572 | 0.00017123
5.1985 | 5.7078e-05 | 4.9132 | 0.00011416 | 4.226 | 0.00039954 | 5.5477 | 0.00011416 | 1.3734 | 0.00017123
5.212 | 5.7078e-05 | 4.9264 | 0.00011416 | 4.24 | 0.00045662 | 5.5602 | 0.00011416 | 1.3896 | 0.00017123
5.2254 | 5.7078e-05 | 4.9397 | 0.00011416 | 4.254 | 0.00045662 | 5.5727 | 0.00011416 | 1.4058 | 0.00017123
5.2389 | 5.7078e-05 | 4.9529 | 0.00011416 | 4.2679 | 0.0005137 | 5.5852 | 0.00011416 | 1.422 | 0.00017123
5.2523 | 5.7078e-05 | 4.9661 | 0.00011416 | 4.2819 | 0.0005137 | 5.5976 | 0.00011416 | 1.4382 | 0.00017123
5.2658 | 5.7078e-05 | 4.9794 | 0.00011416 | 4.2959 | 0.0005137 | 5.6101 | 0.00011416 | 1.4544 | 0.00017123
5.2793 | 5.7078e-05 | 4.9926 | 0.00011416 | 4.3098 | 0.0005137 | 5.6226 | 0.00011416 | 1.4706 | 0.00017123
5.2927 | 5.7078e-05 | 5.0058 | 0.00011416 | 4.3238 | 0.0005137 | 5.6351 | 0.00017123 | 1.4868 | 0.00022831
5.3062 | 5.7078e-05 | 5.0191 | 0.00011416 | 4.3378 | 0.0005137 | 5.6475 | 0.00017123 | 1.503 | 0.00022831
5.3196 | 5.7078e-05 | 5.0323 | 0.00011416 | 4.3517 | 0.0005137 | 5.66 | 0.00022831 | 1.5192 | 0.00022831
5.3331 | 5.7078e-05 | 5.0455 | 0.00011416 | 4.3657 | 0.0005137 | 5.6725 | 0.00022831 | 1.5354 | 0.00022831
5.3466 | 5.7078e-05 | 5.0588 | 0.00011416 | 4.3797 | 0.00057078 | 5.685 | 0.00022831 | 1.5516 | 0.00022831
5.36 | 5.7078e-05 | 5.072 | 0.00011416 | 4.3936 | 0.00057078 | 5.6974 | 0.00022831 | 1.5678 | 0.00022831
5.3735 | 5.7078e-05 | 5.0852 | 0.00011416 | 4.4076 | 0.00062785 | 5.7099 | 0.00022831 | 1.584 | 0.00022831
5.387 | 5.7078e-05 | 5.0985 | 0.00011416 | 4.4216 | 0.00062785 | 5.7224 | 0.00022831 | 1.6002 | 0.00022831
5.4004 | 5.7078e-05 | 5.1117 | 0.00011416 | 4.4356 | 0.00068493 | 5.7349 | 0.00022831 | 1.6164 | 0.00022831
5.4139 | 5.7078e-05 | 5.125 | 0.00011416 | 4.4495 | 0.00085616 | 5.7473 | 0.00022831 | 1.6326 | 0.00022831
5.4273 | 5.7078e-05 | 5.1382 | 0.00011416 | 4.4635 | 0.00085616 | 5.7598 | 0.00022831 | 1.6488 | 0.00022831
5.4408 | 5.7078e-05 | 5.1514 | 0.00011416 | 4.4775 | 0.00097032 | 5.7723 | 0.00022831 | 1.665 | 0.00022831
5.4543 | 0.00011416 | 5.1647 | 0.00011416 | 4.4914 | 0.0010274 | 5.7848 | 0.00022831 | 1.6812 | 0.00022831
5.4677 | 0.00011416 | 5.1779 | 0.00011416 | 4.5054 | 0.0010274 | 5.7973 | 0.00022831 | 1.6974 | 0.00022831
5.4812 | 0.00011416 | 5.1911 | 0.00011416 | 4.5194 | 0.0010274 | 5.8097 | 0.00028539 | 1.7136 | 0.00022831
5.4946 | 0.00011416 | 5.2044 | 0.00011416 | 4.5333 | 0.0010845 | 5.8222 | 0.00028539 | 1.7298 | 0.00022831
5.5081 | 0.00011416 | 5.2176 | 0.00011416 | 4.5473 | 0.0010845 | 5.8347 | 0.00028539 | 1.7461 | 0.00022831
5.5216 | 0.00011416 | 5.2308 | 0.00011416 | 4.5613 | 0.0010845 | 5.8472 | 0.00039954 | 1.7623 | 0.00022831
5.535 | 0.00011416 | 5.2441 | 0.00011416 | 4.5752 | 0.0010845 | 5.8596 | 0.00045662 | 1.7785 | 0.00022831
5.5485 | 0.00017123 | 5.2573 | 0.00011416 | 4.5892 | 0.0011416 | 5.8721 | 0.00045662 | 1.7947 | 0.00022831
5.562 | 0.00017123 | 5.2705 | 0.00011416 | 4.6032 | 0.0011986 | 5.8846 | 0.00045662 | 1.8109 | 0.00028539
5.5754 | 0.00017123 | 5.2838 | 0.00011416 | 4.6172 | 0.0011986 | 5.8971 | 0.0005137 | 1.8271 | 0.00028539
5.5889 | 0.00017123 | 5.297 | 0.00011416 | 4.6311 | 0.0012557 | 5.9095 | 0.0005137 | 1.8433 | 0.00028539
5.6023 | 0.00017123 | 5.3103 | 0.00011416 | 4.6451 | 0.0013128 | 5.922 | 0.0005137 | 1.8595 | 0.00028539
5.6158 | 0.00017123 | 5.3235 | 0.00011416 | 4.6591 | 0.0013128 | 5.9345 | 0.00062785 | 1.8757 | 0.00028539
5.6293 | 0.00017123 | 5.3367 | 0.00011416 | 4.673 | 0.0013699 | 5.947 | 0.00068493 | 1.8919 | 0.00039954
5.6427 | 0.00017123 | 5.35 | 0.00011416 | 4.687 | 0.0013699 | 5.9594 | 0.00068493 | 1.9081 | 0.00039954
5.6562 | 0.00017123 | 5.3632 | 0.00011416 | 4.701 | 0.0014269 | 5.9719 | 0.00074201 | 1.9243 | 0.00039954
5.6697 | 0.00017123 | 5.3764 | 0.00011416 | 4.7149 | 0.0015411 | 5.9844 | 0.00074201 | 1.9405 | 0.00039954
5.6831 | 0.00017123 | 5.3897 | 0.00011416 | 4.7289 | 0.0015411 | 5.9969 | 0.00074201 | 1.9567 | 0.00045662
5.6966 | 0.00017123 | 5.4029 | 0.00011416 | 4.7429 | 0.0016553 | 6.0093 | 0.00074201 | 1.9729 | 0.00045662
5.71 | 0.00017123 | 5.4161 | 0.00011416 | 4.7569 | 0.0017694 | 6.0218 | 0.00074201 | 1.9891 | 0.00045662
5.7235 | 0.00017123 | 5.4294 | 0.00011416 | 4.7708 | 0.0017694 | 6.0343 | 0.00074201 | 2.0053 | 0.00045662
5.737 | 0.00022831 | 5.4426 | 0.00011416 | 4.7848 | 0.0017694 | 6.0468 | 0.00074201 | 2.0215 | 0.00045662
5.7504 | 0.00028539 | 5.4558 | 0.00011416 | 4.7988 | 0.0017694 | 6.0592 | 0.00074201 | 2.0377 | 0.00045662
5.7639 | 0.00028539 | 5.4691 | 0.00011416 | 4.8127 | 0.0018836 | 6.0717 | 0.00074201 | 2.0539 | 0.00045662
5.7773 | 0.00028539 | 5.4823 | 0.00011416 | 4.8267 | 0.0020548 | 6.0842 | 0.00074201 | 2.0701 | 0.0005137
5.7908 | 0.00028539 | 5.4956 | 0.00011416 | 4.8407 | 0.0021119 | 6.0967 | 0.00079909 | 2.0863 | 0.0005137
5.8043 | 0.00028539 | 5.5088 | 0.00011416 | 4.8546 | 0.0021119 | 6.1091 | 0.00079909 | 2.1025 | 0.0005137
5.8177 | 0.00028539 | 5.522 | 0.00017123 | 4.8686 | 0.0021689 | 6.1216 | 0.00085616 | 2.1187 | 0.0005137
5.8312 | 0.00028539 | 5.5353 | 0.00017123 | 4.8826 | 0.0021689 | 6.1341 | 0.00091324 | 2.1349 | 0.0005137
5.8447 | 0.00028539 | 5.5485 | 0.00017123 | 4.8965 | 0.0021689 | 6.1466 | 0.00097032 | 2.1512 | 0.00057078
5.8581 | 0.00028539 | 5.5617 | 0.00017123 | 4.9105 | 0.0021689 | 6.159 | 0.0010274 | 2.1674 | 0.00057078
5.8716 | 0.00028539 | 5.575 | 0.00017123 | 4.9245 | 0.0022831 | 6.1715 | 0.0010274 | 2.1836 | 0.00062785
5.885 | 0.00028539 | 5.5882 | 0.00017123 | 4.9385 | 0.0023402 | 6.184 | 0.0010845 | 2.1998 | 0.00062785
5.8985 | 0.00034247 | 5.6014 | 0.00017123 | 4.9524 | 0.0023973 | 6.1965 | 0.0011416 | 2.216 | 0.00062785
5.912 | 0.00034247 | 5.6147 | 0.00017123 | 4.9664 | 0.0025114 | 6.2089 | 0.0012557 | 2.2322 | 0.00068493
5.9254 | 0.00034247 | 5.6279 | 0.00017123 | 4.9804 | 0.0025685 | 6.2214 | 0.0013128 | 2.2484 | 0.00074201
5.9389 | 0.00034247 | 5.6412 | 0.00017123 | 4.9943 | 0.0026256 | 6.2339 | 0.0013128 | 2.2646 | 0.00079909
5.9523 | 0.00034247 | 5.6544 | 0.00017123 | 5.0083 | 0.0026256 | 6.2464 | 0.0013699 | 2.2808 | 0.00079909
5.9658 | 0.00034247 | 5.6676 | 0.00017123 | 5.0223 | 0.0026826 | 6.2588 | 0.001484 | 2.297 | 0.00079909
5.9793 | 0.00045662 | 5.6809 | 0.00017123 | 5.0362 | 0.0027968 | 6.2713 | 0.0015411 | 2.3132 | 0.00085616
5.9927 | 0.0005137 | 5.6941 | 0.00017123 | 5.0502 | 0.0028539 | 6.2838 | 0.0016553 | 2.3294 | 0.00085616
6.0062 | 0.00057078 | 5.7073 | 0.00017123 | 5.0642 | 0.0028539 | 6.2963 | 0.0016553 | 2.3456 | 0.00091324
6.0197 | 0.00057078 | 5.7206 | 0.00017123 | 5.0781 | 0.0028539 | 6.3087 | 0.0017123 | 2.3618 | 0.00097032
6.0331 | 0.00057078 | 5.7338 | 0.00017123 | 5.0921 | 0.0028539 | 6.3212 | 0.0017123 | 2.378 | 0.00097032
6.0466 | 0.00057078 | 5.747 | 0.00017123 | 5.1061 | 0.002968 | 6.3337 | 0.0018836 | 2.3942 | 0.00097032
6.06 | 0.00057078 | 5.7603 | 0.00017123 | 5.1201 | 0.0030251 | 6.3462 | 0.0020548 | 2.4104 | 0.00097032
6.0735 | 0.00057078 | 5.7735 | 0.00017123 | 5.134 | 0.0030822 | 6.3587 | 0.0022831 | 2.4266 | 0.00097032
6.087 | 0.00057078 | 5.7867 | 0.00022831 | 5.148 | 0.0030822 | 6.3711 | 0.0023402 | 2.4428 | 0.0010845
6.1004 | 0.00057078 | 5.8 | 0.00022831 | 5.162 | 0.0031393 | 6.3836 | 0.0024543 | 2.459 | 0.0010845
6.1139 | 0.00057078 | 5.8132 | 0.00028539 | 5.1759 | 0.0031393 | 6.3961 | 0.0025114 | 2.4752 | 0.0011416
6.1273 | 0.00057078 | 5.8265 | 0.00039954 | 5.1899 | 0.0031963 | 6.4086 | 0.0026256 | 2.4914 | 0.0011986
6.1408 | 0.00057078 | 5.8397 | 0.00045662 | 5.2039 | 0.0031963 | 6.421 | 0.0027397 | 2.5076 | 0.0013128
6.1543 | 0.00057078 | 5.8529 | 0.0005137 | 5.2178 | 0.0032534 | 6.4335 | 0.0027968 | 2.5238 | 0.0013699
6.1677 | 0.00057078 | 5.8662 | 0.0005137 | 5.2318 | 0.0032534 | 6.446 | 0.002911 | 2.54 | 0.0014269
6.1812 | 0.00057078 | 5.8794 | 0.00057078 | 5.2458 | 0.0032534 | 6.4585 | 0.0030251 | 2.5563 | 0.001484
6.1947 | 0.00057078 | 5.8926 | 0.00057078 | 5.2598 | 0.0033105 | 6.4709 | 0.0030251 | 2.5725 | 0.001484
6.2081 | 0.00057078 | 5.9059 | 0.00057078 | 5.2737 | 0.0035388 | 6.4834 | 0.0030251 | 2.5887 | 0.001484
6.2216 | 0.00057078 | 5.9191 | 0.00057078 | 5.2877 | 0.0035959 | 6.4959 | 0.0031393 | 2.6049 | 0.001484
6.235 | 0.00057078 | 5.9323 | 0.00057078 | 5.3017 | 0.0035959 | 6.5084 | 0.0031963 | 2.6211 | 0.001484
6.2485 | 0.00062785 | 5.9456 | 0.00062785 | 5.3156 | 0.003653 | 6.5208 | 0.0031963 | 2.6373 | 0.001484
6.262 | 0.00062785 | 5.9588 | 0.00062785 | 5.3296 | 0.00371 | 6.5333 | 0.0033676 | 2.6535 | 0.0015982
6.2754 | 0.00074201 | 5.972 | 0.00068493 | 5.3436 | 0.0037671 | 6.5458 | 0.0034247 | 2.6697 | 0.0015982
6.2889 | 0.00074201 | 5.9853 | 0.00068493 | 5.3575 | 0.0038242 | 6.5583 | 0.0034247 | 2.6859 | 0.0017694
6.3023 | 0.00074201 | 5.9985 | 0.00068493 | 5.3715 | 0.0039954 | 6.5707 | 0.0035388 | 2.7021 | 0.0018836
6.3158 | 0.00074201 | 6.0118 | 0.00068493 | 5.3855 | 0.0041667 | 6.5832 | 0.0035388 | 2.7183 | 0.0019406
6.3293 | 0.00074201 | 6.025 | 0.00068493 | 5.3994 | 0.0042237 | 6.5957 | 0.0035959 | 2.7345 | 0.0019977
6.3427 | 0.00074201 | 6.0382 | 0.00068493 | 5.4134 | 0.0043379 | 6.6082 | 0.00371 | 2.7507 | 0.0019977
6.3562 | 0.00074201 | 6.0515 | 0.00074201 | 5.4274 | 0.004395 | 6.6206 | 0.0038242 | 2.7669 | 0.002226
6.3697 | 0.00074201 | 6.0647 | 0.00074201 | 5.4414 | 0.0045091 | 6.6331 | 0.0038813 | 2.7831 | 0.0022831
6.3831 | 0.00074201 | 6.0779 | 0.00079909 | 5.4553 | 0.0045091 | 6.6456 | 0.0039384 | 2.7993 | 0.0023402
6.3966 | 0.00074201 | 6.0912 | 0.00079909 | 5.4693 | 0.0046233 | 6.6581 | 0.0039384 | 2.8155 | 0.0023973
6.41 | 0.00079909 | 6.1044 | 0.00079909 | 5.4833 | 0.0049087 | 6.6705 | 0.0039954 | 2.8317 | 0.0024543
6.4235 | 0.00079909 | 6.1176 | 0.00085616 | 5.4972 | 0.005137 | 6.683 | 0.0042237 | 2.8479 | 0.0026826
6.437 | 0.00079909 | 6.1309 | 0.00085616 | 5.5112 | 0.0053082 | 6.6955 | 0.0042808 | 2.8641 | 0.0026826
6.4504 | 0.00085616 | 6.1441 | 0.00085616 | 5.5252 | 0.0053082 | 6.708 | 0.0043379 | 2.8803 | 0.0026826
6.4639 | 0.00085616 | 6.1573 | 0.00085616 | 5.5391 | 0.0054224 | 6.7204 | 0.0043379 | 2.8965 | 0.0028539
6.4774 | 0.00085616 | 6.1706 | 0.00085616 | 5.5531 | 0.0056507 | 6.7329 | 0.0043379 | 2.9127 | 0.002911
6.4908 | 0.00085616 | 6.1838 | 0.00091324 | 5.5671 | 0.0057648 | 6.7454 | 0.004395 | 2.9289 | 0.002968
6.5043 | 0.00085616 | 6.1971 | 0.00091324 | 5.581 | 0.0059361 | 6.7579 | 0.0044521 | 2.9451 | 0.0030822
6.5177 | 0.00085616 | 6.2103 | 0.00097032 | 5.595 | 0.0060502 | 6.7703 | 0.0046233 | 2.9614 | 0.0031393
6.5312 | 0.00085616 | 6.2235 | 0.0010274 | 5.609 | 0.0062785 | 6.7828 | 0.0046233 | 2.9776 | 0.0032534
6.5447 | 0.00091324 | 6.2368 | 0.0010274 | 5.623 | 0.0065068 | 6.7953 | 0.0046804 | 2.9938 | 0.0034817
6.5581 | 0.00097032 | 6.25 | 0.0010274 | 5.6369 | 0.0068493 | 6.8078 | 0.0046804 | 3.01 | 0.003653
6.5716 | 0.00097032 | 6.2632 | 0.0010274 | 5.6509 | 0.0070776 | 6.8202 | 0.0046804 | 3.0262 | 0.0038242
6.585 | 0.00097032 | 6.2765 | 0.0010274 | 5.6649 | 0.0071918 | 6.8327 | 0.0046804 | 3.0424 | 0.0040525
6.5985 | 0.00097032 | 6.2897 | 0.0010274 | 5.6788 | 0.0074201 | 6.8452 | 0.0047374 | 3.0586 | 0.0041667
6.612 | 0.00097032 | 6.3029 | 0.0010274 | 5.6928 | 0.0076484 | 6.8577 | 0.0047945 | 3.0748 | 0.0042808
6.6254 | 0.00097032 | 6.3162 | 0.0010274 | 5.7068 | 0.0079338 | 6.8702 | 0.0048516 | 3.091 | 0.0043379
6.6389 | 0.0010845 | 6.3294 | 0.0010274 | 5.7207 | 0.0079909 | 6.8826 | 0.0049658 | 3.1072 | 0.0046804
6.6524 | 0.0010845 | 6.3426 | 0.0010274 | 5.7347 | 0.0082763 | 6.8951 | 0.005137 | 3.1234 | 0.0048516
6.6658 | 0.0010845 | 6.3559 | 0.0010274 | 5.7487 | 0.0085046 | 6.9076 | 0.0053082 | 3.1396 | 0.0049087
6.6793 | 0.0011416 | 6.3691 | 0.0010274 | 5.7626 | 0.00879 | 6.9201 | 0.0055936 | 3.1558 | 0.005137
6.6927 | 0.0011986 | 6.3824 | 0.0010274 | 5.7766 | 0.0090753 | 6.9325 | 0.0057648 | 3.172 | 0.0051941
6.7062 | 0.0011986 | 6.3956 | 0.0010274 | 5.7906 | 0.0094178 | 6.945 | 0.005879 | 3.1882 | 0.0052511
6.7197 | 0.0012557 | 6.4088 | 0.0010274 | 5.8046 | 0.009589 | 6.9575 | 0.0061073 | 3.2044 | 0.0054795
6.7331 | 0.0012557 | 6.4221 | 0.0010845 | 5.8185 | 0.0096461 | 6.97 | 0.0062215 | 3.2206 | 0.0054795
6.7466 | 0.0012557 | 6.4353 | 0.0010845 | 5.8325 | 0.0099315 | 6.9824 | 0.0063356 | 3.2368 | 0.0057078
6.76 | 0.0012557 | 6.4485 | 0.0010845 | 5.8465 | 0.010274 | 6.9949 | 0.0063927 | 3.253 | 0.0057648
6.7735 | 0.0012557 | 6.4618 | 0.0010845 | 5.8604 | 0.010674 | 7.0074 | 0.0064498 | 3.2692 | 0.0059361
6.787 | 0.0013128 | 6.475 | 0.0011416 | 5.8744 | 0.010845 | 7.0199 | 0.0065068 | 3.2854 | 0.0061644
6.8004 | 0.0013128 | 6.4882 | 0.0011416 | 5.8884 | 0.010959 | 7.0323 | 0.0066781 | 3.3016 | 0.0063927
6.8139 | 0.0013128 | 6.5015 | 0.0011416 | 5.9023 | 0.011187 | 7.0448 | 0.0069064 | 3.3178 | 0.0064498
6.8274 | 0.0013128 | 6.5147 | 0.0011986 | 5.9163 | 0.011358 | 7.0573 | 0.0070776 | 3.334 | 0.006621
6.8408 | 0.0013699 | 6.5279 | 0.0011986 | 5.9303 | 0.011644 | 7.0698 | 0.0071918 | 3.3502 | 0.0068493
6.8543 | 0.0013699 | 6.5412 | 0.0012557 | 5.9443 | 0.011815 | 7.0822 | 0.0074201 | 3.3665 | 0.0069635
6.8677 | 0.0013699 | 6.5544 | 0.0012557 | 5.9582 | 0.011872 | 7.0947 | 0.0075342 | 3.3827 | 0.0071347
6.8812 | 0.0013699 | 6.5677 | 0.0012557 | 5.9722 | 0.012215 | 7.1072 | 0.0078767 | 3.3989 | 0.0071918
6.8947 | 0.0013699 | 6.5809 | 0.0013128 | 5.9862 | 0.012443 | 7.1197 | 0.0082763 | 3.4151 | 0.0072489
6.9081 | 0.0014269 | 6.5941 | 0.0013128 | 6.0001 | 0.012614 | 7.1321 | 0.0084475 | 3.4313 | 0.0074772
6.9216 | 0.001484 | 6.6074 | 0.0013128 | 6.0141 | 0.012671 | 7.1446 | 0.0086758 | 3.4475 | 0.0077055
6.935 | 0.0015411 | 6.6206 | 0.0013699 | 6.0281 | 0.0129 | 7.1571 | 0.0089612 | 3.4637 | 0.0079909
6.9485 | 0.0015982 | 6.6338 | 0.0014269 | 6.042 | 0.013356 | 7.1696 | 0.0090753 | 3.4799 | 0.0080479
6.962 | 0.0015982 | 6.6471 | 0.0014269 | 6.056 | 0.01387 | 7.182 | 0.0093607 | 3.4961 | 0.0083904
6.9754 | 0.0017123 | 6.6603 | 0.0014269 | 6.07 | 0.014098 | 7.1945 | 0.0094749 | 3.5123 | 0.0086187
6.9889 | 0.0017123 | 6.6735 | 0.0014269 | 6.0839 | 0.014384 | 7.207 | 0.0096461 | 3.5285 | 0.008847
7.0024 | 0.0017123 | 6.6868 | 0.0014269 | 6.0979 | 0.014612 | 7.2195 | 0.0097603 | 3.5447 | 0.0089612
7.0158 | 0.0019406 | 6.7 | 0.0014269 | 6.1119 | 0.014897 | 7.2319 | 0.01016 | 3.5609 | 0.0091324
7.0293 | 0.0019406 | 6.7132 | 0.001484 | 6.1259 | 0.015582 | 7.2444 | 0.010445 | 3.5771 | 0.0092466
7.0427 | 0.0019977 | 6.7265 | 0.0015411 | 6.1398 | 0.015982 | 7.2569 | 0.010616 | 3.5933 | 0.0093037
7.0562 | 0.0020548 | 6.7397 | 0.0015411 | 6.1538 | 0.016096 | 7.2694 | 0.010731 | 3.6095 | 0.009589
7.0697 | 0.0021689 | 6.753 | 0.0015411 | 6.1678 | 0.016438 | 7.2818 | 0.010845 | 3.6257 | 0.0097603
7.0831 | 0.0021689 | 6.7662 | 0.0015411 | 6.1817 | 0.016838 | 7.2943 | 0.011244 | 3.6419 | 0.010046
7.0966 | 0.002226 | 6.7794 | 0.0015411 | 6.1957 | 0.017066 | 7.3068 | 0.011473 | 3.6581 | 0.010217
7.11 | 0.0022831 | 6.7927 | 0.0015982 | 6.2097 | 0.017295 | 7.3193 | 0.011644 | 3.6743 | 0.010502
7.1235 | 0.0022831 | 6.8059 | 0.0017123 | 6.2236 | 0.017751 | 7.3317 | 0.011872 | 3.6905 | 0.011073
7.137 | 0.0022831 | 6.8191 | 0.0017123 | 6.2376 | 0.017979 | 7.3442 | 0.011986 | 3.7067 | 0.011416
7.1504 | 0.0023402 | 6.8324 | 0.0017123 | 6.2516 | 0.018265 | 7.3567 | 0.012043 | 3.7229 | 0.011587
7.1639 | 0.0023973 | 6.8456 | 0.0017123 | 6.2655 | 0.018493 | 7.3692 | 0.012443 | 3.7391 | 0.012043
7.1774 | 0.0023973 | 6.8588 | 0.0018265 | 6.2795 | 0.018721 | 7.3816 | 0.0125 | 3.7553 | 0.012443
7.1908 | 0.0023973 | 6.8721 | 0.0018265 | 6.2935 | 0.019007 | 7.3941 | 0.012557 | 3.7716 | 0.012614
7.2043 | 0.0023973 | 6.8853 | 0.0018265 | 6.3075 | 0.019463 | 7.4066 | 0.012842 | 3.7878 | 0.013014
7.2177 | 0.0024543 | 6.8986 | 0.0019406 | 6.3214 | 0.019977 | 7.4191 | 0.013128 | 3.804 | 0.013356
7.2312 | 0.0025114 | 6.9118 | 0.0019406 | 6.3354 | 0.020548 | 7.4316 | 0.013299 | 3.8202 | 0.013927
7.2447 | 0.0026826 | 6.925 | 0.0020548 | 6.3494 | 0.02089 | 7.444 | 0.013413 | 3.8364 | 0.014326
7.2581 | 0.0026826 | 6.9383 | 0.0021689 | 6.3633 | 0.021233 | 7.4565 | 0.013584 | 3.8526 | 0.014669
7.2716 | 0.0026826 | 6.9515 | 0.0021689 | 6.3773 | 0.021747 | 7.469 | 0.013813 | 3.8688 | 0.015126
7.285 | 0.0027968 | 6.9647 | 0.002226 | 6.3913 | 0.022203 | 7.4815 | 0.014155 | 3.885 | 0.015354
7.2985 | 0.002911 | 6.978 | 0.0022831 | 6.4052 | 0.022432 | 7.4939 | 0.014498 | 3.9012 | 0.015639
7.312 | 0.002911 | 6.9912 | 0.0022831 | 6.4192 | 0.022831 | 7.5064 | 0.014669 | 3.9174 | 0.015868
7.3254 | 0.0030822 | 7.0044 | 0.0024543 | 6.4332 | 0.023174 | 7.5189 | 0.014783 | 3.9336 | 0.016724
7.3389 | 0.0031963 | 7.0177 | 0.0025114 | 6.4472 | 0.023516 | 7.5314 | 0.015126 | 3.9498 | 0.016952
7.3524 | 0.0031963 | 7.0309 | 0.0025685 | 6.4611 | 0.023916 | 7.5438 | 0.015354 | 3.966 | 0.017009
7.3658 | 0.0032534 | 7.0441 | 0.0026256 | 6.4751 | 0.024486 | 7.5563 | 0.015525 | 3.9822 | 0.017409
7.3793 | 0.0032534 | 7.0574 | 0.0026256 | 6.4891 | 0.024715 | 7.5688 | 0.015753 | 3.9984 | 0.017979
7.3927 | 0.0033105 | 7.0706 | 0.0026256 | 6.503 | 0.025285 | 7.5813 | 0.015925 | 4.0146 | 0.018208
7.4062 | 0.0033676 | 7.0839 | 0.0026826 | 6.517 | 0.026027 | 7.5937 | 0.016039 | 4.0308 | 0.018493
7.4197 | 0.0033676 | 7.0971 | 0.0026826 | 6.531 | 0.026598 | 7.6062 | 0.016324 | 4.047 | 0.018893
7.4331 | 0.0034247 | 7.1103 | 0.0027968 | 6.5449 | 0.027055 | 7.6187 | 0.016553 | 4.0632 | 0.019235
7.4466 | 0.0034247 | 7.1236 | 0.0027968 | 6.5589 | 0.027683 | 7.6312 | 0.01661 | 4.0794 | 0.019863
7.4601 | 0.0035959 | 7.1368 | 0.0027968 | 6.5729 | 0.028311 | 7.6436 | 0.016952 | 4.0956 | 0.020034
7.4735 | 0.0035959 | 7.15 | 0.0028539 | 6.5868 | 0.029167 | 7.6561 | 0.017237 | 4.1118 | 0.020434
7.487 | 0.003653 | 7.1633 | 0.0028539 | 6.6008 | 0.029852 | 7.6686 | 0.017523 | 4.128 | 0.020605
7.5004 | 0.003653 | 7.1765 | 0.0028539 | 6.6148 | 0.030251 | 7.6811 | 0.017637 | 4.1442 | 0.021233
7.5139 | 0.003653 | 7.1897 | 0.002911 | 6.6288 | 0.030765 | 7.6935 | 0.017808 | 4.1604 | 0.021404
7.5274 | 0.00371 | 7.203 | 0.002911 | 6.6427 | 0.031393 | 7.706 | 0.018208 | 4.1766 | 0.021804
7.5408 | 0.00371 | 7.2162 | 0.0030251 | 6.6567 | 0.031792 | 7.7185 | 0.018436 | 4.1929 | 0.022317
7.5543 | 0.0038242 | 7.2294 | 0.0030822 | 6.6707 | 0.032534 | 7.731 | 0.018493 | 4.2091 | 0.022717
7.5677 | 0.0038813 | 7.2427 | 0.0030822 | 6.6846 | 0.032591 | 7.7434 | 0.018721 | 4.2253 | 0.023059
7.5812 | 0.0039384 | 7.2559 | 0.0031393 | 6.6986 | 0.033105 | 7.7559 | 0.019064 | 4.2415 | 0.023573
7.5947 | 0.0039384 | 7.2692 | 0.0032534 | 6.7126 | 0.033619 | 7.7684 | 0.019292 | 4.2577 | 0.024144
7.6081 | 0.0039384 | 7.2824 | 0.0033105 | 6.7265 | 0.034132 | 7.7809 | 0.019806 | 4.2739 | 0.0246
7.6216 | 0.0039954 | 7.2956 | 0.0033676 | 6.7405 | 0.034361 | 7.7933 | 0.020148 | 4.2901 | 0.024715
7.6351 | 0.0039954 | 7.3089 | 0.0034817 | 6.7545 | 0.034874 | 7.8058 | 0.020377 | 4.3063 | 0.025228
7.6485 | 0.0040525 | 7.3221 | 0.0034817 | 6.7684 | 0.035331 | 7.8183 | 0.020662 | 4.3225 | 0.025457
7.662 | 0.0041096 | 7.3353 | 0.0035388 | 6.7824 | 0.035902 | 7.8308 | 0.021119 | 4.3387 | 0.025913
7.6754 | 0.0041096 | 7.3486 | 0.003653 | 6.7964 | 0.036073 | 7.8432 | 0.021233 | 4.3549 | 0.026142
7.6889 | 0.0041667 | 7.3618 | 0.0037671 | 6.8104 | 0.03653 | 7.8557 | 0.021404 | 4.3711 | 0.026541
7.7024 | 0.0041667 | 7.375 | 0.0038242 | 6.8243 | 0.037043 | 7.8682 | 0.021747 | 4.3873 | 0.026998
7.7158 | 0.0041667 | 7.3883 | 0.0038242 | 6.8383 | 0.037614 | 7.8807 | 0.022089 | 4.4035 | 0.027626
7.7293 | 0.0042237 | 7.4015 | 0.0038242 | 6.8523 | 0.038014 | 7.8931 | 0.022489 | 4.4197 | 0.027968
7.7427 | 0.0043379 | 7.4147 | 0.0038242 | 6.8662 | 0.03847 | 7.9056 | 0.022888 | 4.4359 | 0.028596
7.7562 | 0.004395 | 7.428 | 0.0038242 | 6.8802 | 0.039098 | 7.9181 | 0.023002 | 4.4521 | 0.029167
7.7697 | 0.0044521 | 7.4412 | 0.0039384 | 6.8942 | 0.039441 | 7.9306 | 0.023116 | 4.4683 | 0.029909
7.7831 | 0.0045091 | 7.4545 | 0.0039954 | 6.9081 | 0.039783 | 7.9431 | 0.023345 | 4.4845 | 0.030422
7.7966 | 0.0045091 | 7.4677 | 0.0039954 | 6.9221 | 0.040811 | 7.9555 | 0.023573 | 4.5007 | 0.030708
7.8101 | 0.0046233 | 7.4809 | 0.0040525 | 6.9361 | 0.041495 | 7.968 | 0.023744 | 4.5169 | 0.031221
7.8235 | 0.0046233 | 7.4942 | 0.0041096 | 6.9501 | 0.042352 | 7.9805 | 0.023858 | 4.5331 | 0.032078
7.837 | 0.0046804 | 7.5074 | 0.0041096 | 6.964 | 0.042979 | 7.993 | 0.024087 | 4.5493 | 0.032534
7.8504 | 0.0047374 | 7.5206 | 0.0041667 | 6.978 | 0.044235 | 8.0054 | 0.024258 | 4.5655 | 0.033105
7.8639 | 0.0047374 | 7.5339 | 0.0042237 | 6.992 | 0.044977 | 8.0179 | 0.024543 | 4.5817 | 0.033619
7.8774 | 0.0047945 | 7.5471 | 0.0043379 | 7.0059 | 0.045662 | 8.0304 | 0.024772 | 4.598 | 0.034189
7.8908 | 0.0049087 | 7.5603 | 0.0043379 | 7.0199 | 0.046804 | 8.0429 | 0.025057 | 4.6142 | 0.034532
7.9043 | 0.0049087 | 7.5736 | 0.0043379 | 7.0339 | 0.047489 | 8.0553 | 0.025285 | 4.6304 | 0.034932
7.9177 | 0.0049658 | 7.5868 | 0.0044521 | 7.0478 | 0.048174 | 8.0678 | 0.025742 | 4.6466 | 0.034989
7.9312 | 0.005137 | 7.6 | 0.0045091 | 7.0618 | 0.048973 | 8.0803 | 0.026199 | 4.6628 | 0.035274
7.9447 | 0.0052511 | 7.6133 | 0.0046804 | 7.0758 | 0.049658 | 8.0928 | 0.02637 | 4.679 | 0.035559
7.9581 | 0.0054224 | 7.6265 | 0.0049087 | 7.0897 | 0.050228 | 8.1052 | 0.026484 | 4.6952 | 0.035788
7.9716 | 0.0054224 | 7.6398 | 0.0049087 | 7.1037 | 0.050799 | 8.1177 | 0.026769 | 4.7114 | 0.036473
7.9851 | 0.0055365 | 7.653 | 0.0049087 | 7.1177 | 0.051484 | 8.1302 | 0.02734 | 4.7276 | 0.036872
7.9985 | 0.0056507 | 7.6662 | 0.0050228 | 7.1317 | 0.052283 | 8.1427 | 0.027797 | 4.7438 | 0.037215
8.012 | 0.0056507 | 7.6795 | 0.0050799 | 7.1456 | 0.053196 | 8.1551 | 0.028253 | 4.76 | 0.0375
8.0254 | 0.0057078 | 7.6927 | 0.005137 | 7.1596 | 0.053767 | 8.1676 | 0.028653 | 4.7762 | 0.037842
8.0389 | 0.0058219 | 7.7059 | 0.005137 | 7.1736 | 0.05411 | 8.1801 | 0.029053 | 4.7924 | 0.038356
8.0524 | 0.0059361 | 7.7192 | 0.0052511 | 7.1875 | 0.054566 | 8.1926 | 0.029909 | 4.8086 | 0.038756
8.0658 | 0.0060502 | 7.7324 | 0.0053653 | 7.2015 | 0.055194 | 8.205 | 0.030194 | 4.8248 | 0.039041
8.0793 | 0.0062785 | 7.7456 | 0.0054795 | 7.2155 | 0.056107 | 8.2175 | 0.030308 | 4.841 | 0.039269
8.0927 | 0.0063356 | 7.7589 | 0.0054795 | 7.2294 | 0.056792 | 8.23 | 0.030708 | 4.8572 | 0.039954
8.1062 | 0.0063927 | 7.7721 | 0.0054795 | 7.2434 | 0.057306 | 8.2425 | 0.030993 | 4.8734 | 0.040411
8.1197 | 0.0065639 | 7.7853 | 0.0055365 | 7.2574 | 0.058105 | 8.2549 | 0.031164 | 4.8896 | 0.040582
8.1331 | 0.0068493 | 7.7986 | 0.0056507 | 7.2713 | 0.058961 | 8.2674 | 0.031564 | 4.9058 | 0.040868
8.1466 | 0.0068493 | 7.8118 | 0.0058219 | 7.2853 | 0.059646 | 8.2799 | 0.031963 | 4.922 | 0.041438
8.1601 | 0.0069635 | 7.8251 | 0.005879 | 7.2993 | 0.060445 | 8.2924 | 0.03282 | 4.9382 | 0.041895
8.1735 | 0.0069635 | 7.8383 | 0.0059932 | 7.3133 | 0.061473 | 8.3048 | 0.03339 | 4.9544 | 0.042352
8.187 | 0.0069635 | 7.8515 | 0.0060502 | 7.3272 | 0.062329 | 8.3173 | 0.033562 | 4.9706 | 0.042922
8.2004 | 0.0071347 | 7.8648 | 0.0061073 | 7.3412 | 0.063356 | 8.3298 | 0.033961 | 4.9868 | 0.04355
8.2139 | 0.0071918 | 7.878 | 0.0061073 | 7.3552 | 0.063984 | 8.3423 | 0.034247 | 5.0031 | 0.044178
8.2274 | 0.0072489 | 7.8912 | 0.0061644 | 7.3691 | 0.064669 | 8.3547 | 0.03476 | 5.0193 | 0.044977
8.2408 | 0.0073059 | 7.9045 | 0.0061644 | 7.3831 | 0.065411 | 8.3672 | 0.035217 | 5.0355 | 0.045491
8.2543 | 0.007363 | 7.9177 | 0.0062215 | 7.3971 | 0.065868 | 8.3797 | 0.035559 | 5.0517 | 0.04589
8.2677 | 0.0074201 | 7.9309 | 0.0062785 | 7.411 | 0.06661 | 8.3922 | 0.035902 | 5.0679 | 0.046632
8.2812 | 0.0074772 | 7.9442 | 0.0062785 | 7.425 | 0.067123 | 8.4046 | 0.036187 | 5.0841 | 0.047203
8.2947 | 0.0075342 | 7.9574 | 0.0063356 | 7.439 | 0.067637 | 8.4171 | 0.036587 | 5.1003 | 0.047374
8.3081 | 0.0075913 | 7.9706 | 0.0064498 | 7.4529 | 0.068265 | 8.4296 | 0.0371 | 5.1165 | 0.047888
8.3216 | 0.0075913 | 7.9839 | 0.0065068 | 7.4669 | 0.068721 | 8.4421 | 0.0375 | 5.1327 | 0.048231
8.3351 | 0.0076484 | 7.9971 | 0.0066781 | 7.4809 | 0.069463 | 8.4545 | 0.0379 | 5.1489 | 0.048744
8.3485 | 0.0077055 | 8.0104 | 0.0067922 | 7.4949 | 0.070491 | 8.467 | 0.038527 | 5.1651 | 0.049087
8.362 | 0.0077626 | 8.0236 | 0.0067922 | 7.5088 | 0.071062 | 8.4795 | 0.039098 | 5.1813 | 0.049543
8.3754 | 0.0080479 | 8.0368 | 0.0068493 | 7.5228 | 0.071632 | 8.492 | 0.039384 | 5.1975 | 0.050057
8.3889 | 0.008105 | 8.0501 | 0.0069064 | 7.5368 | 0.072489 | 8.5045 | 0.03984 | 5.2137 | 0.050457
8.4024 | 0.0081621 | 8.0633 | 0.0070205 | 7.5507 | 0.073116 | 8.5169 | 0.040582 | 5.2299 | 0.05097
8.4158 | 0.0082192 | 8.0765 | 0.0070776 | 7.5647 | 0.073516 | 8.5294 | 0.041096 | 5.2461 | 0.051199
8.4293 | 0.0083904 | 8.0898 | 0.0071347 | 7.5787 | 0.074486 | 8.5419 | 0.041438 | 5.2623 | 0.051941
8.4428 | 0.0086187 | 8.103 | 0.0072489 | 7.5926 | 0.075628 | 8.5544 | 0.041838 | 5.2785 | 0.052397
8.4562 | 0.0090753 | 8.1162 | 0.007363 | 7.6066 | 0.076199 | 8.5668 | 0.042352 | 5.2947 | 0.052911
8.4697 | 0.0093037 | 8.1295 | 0.0074201 | 7.6206 | 0.077283 | 8.5793 | 0.042865 | 5.3109 | 0.053139
8.4831 | 0.0094178 | 8.1427 | 0.0075342 | 7.6346 | 0.078253 | 8.5918 | 0.043721 | 5.3271 | 0.054509
8.4966 | 0.009589 | 8.1559 | 0.0075913 | 7.6485 | 0.07911 | 8.6043 | 0.044349 | 5.3433 | 0.055308
8.5101 | 0.0096461 | 8.1692 | 0.0075913 | 7.6625 | 0.079795 | 8.6167 | 0.045034 | 5.3595 | 0.055765
8.5235 | 0.0097603 | 8.1824 | 0.0077055 | 7.6765 | 0.080537 | 8.6292 | 0.045377 | 5.3757 | 0.05645
8.537 | 0.0097603 | 8.1957 | 0.0077055 | 7.6904 | 0.081279 | 8.6417 | 0.046005 | 5.3919 | 0.05742
8.5504 | 0.0099315 | 8.2089 | 0.0077626 | 7.7044 | 0.082306 | 8.6542 | 0.046632 | 5.4082 | 0.058447
8.5639 | 0.010046 | 8.2221 | 0.0078196 | 7.7184 | 0.083162 | 8.6666 | 0.047203 | 5.4244 | 0.059189
8.5774 | 0.010217 | 8.2354 | 0.0079909 | 7.7323 | 0.084361 | 8.6791 | 0.047603 | 5.4406 | 0.059646
8.5908 | 0.010331 | 8.2486 | 0.0080479 | 7.7463 | 0.084703 | 8.6916 | 0.048231 | 5.4568 | 0.060331
8.6043 | 0.010445 | 8.2618 | 0.0081621 | 7.7603 | 0.085559 | 8.7041 | 0.048973 | 5.473 | 0.06113
8.6178 | 0.010559 | 8.2751 | 0.0081621 | 7.7742 | 0.086587 | 8.7165 | 0.049429 | 5.4892 | 0.061587
8.6312 | 0.010559 | 8.2883 | 0.0082763 | 7.7882 | 0.087329 | 8.729 | 0.050057 | 5.5054 | 0.0621
8.6447 | 0.010559 | 8.3015 | 0.0083904 | 7.8022 | 0.088128 | 8.7415 | 0.050799 | 5.5216 | 0.062957
8.6581 | 0.010616 | 8.3148 | 0.0084475 | 7.8162 | 0.088813 | 8.754 | 0.051313 | 5.5378 | 0.063413
8.6716 | 0.010788 | 8.328 | 0.0084475 | 7.8301 | 0.089384 | 8.7664 | 0.051598 | 5.554 | 0.064441
8.6851 | 0.010845 | 8.3413 | 0.0085616 | 7.8441 | 0.08984 | 8.7789 | 0.052055 | 5.5702 | 0.064783
8.6985 | 0.010902 | 8.3545 | 0.0086758 | 7.8581 | 0.090468 | 8.7914 | 0.052454 | 5.5864 | 0.065582
8.712 | 0.010959 | 8.3677 | 0.0087329 | 7.872 | 0.090925 | 8.8039 | 0.052968 | 5.6026 | 0.065982
8.7254 | 0.010959 | 8.381 | 0.0087329 | 7.886 | 0.091895 | 8.8163 | 0.053482 | 5.6188 | 0.06661
8.7389 | 0.011073 | 8.3942 | 0.0089041 | 7.9 | 0.092637 | 8.8288 | 0.053881 | 5.635 | 0.067409
8.7524 | 0.011244 | 8.4074 | 0.0089041 | 7.9139 | 0.093379 | 8.8413 | 0.054338 | 5.6512 | 0.067922
8.7658 | 0.011301 | 8.4207 | 0.0090753 | 7.9279 | 0.094007 | 8.8538 | 0.054852 | 5.6674 | 0.068664
8.7793 | 0.011416 | 8.4339 | 0.0092466 | 7.9419 | 0.094578 | 8.8662 | 0.055251 | 5.6836 | 0.069235
8.7928 | 0.011587 | 8.4471 | 0.0092466 | 7.9558 | 0.095263 | 8.8787 | 0.055765 | 5.6998 | 0.069749
8.8062 | 0.011758 | 8.4604 | 0.0093037 | 7.9698 | 0.096233 | 8.8912 | 0.056164 | 5.716 | 0.070662
8.8197 | 0.011815 | 8.4736 | 0.0094749 | 7.9838 | 0.09726 | 8.9037 | 0.056849 | 5.7322 | 0.071861
8.8331 | 0.011929 | 8.4868 | 0.009589 | 7.9978 | 0.098288 | 8.9161 | 0.057363 | 5.7484 | 0.072888
8.8466 | 0.011986 | 8.5001 | 0.009589 | 8.0117 | 0.099087 | 8.9286 | 0.05782 | 5.7646 | 0.073801
8.8601 | 0.012043 | 8.5133 | 0.0096461 | 8.0257 | 0.099829 | 8.9411 | 0.058619 | 5.7808 | 0.074543
8.8735 | 0.012043 | 8.5266 | 0.0097603 | 8.0397 | 0.10057 | 8.9536 | 0.059475 | 5.797 | 0.075342
8.887 | 0.012215 | 8.5398 | 0.0098744 | 8.0536 | 0.10131 | 8.966 | 0.060103 | 5.8133 | 0.075742
8.9004 | 0.012386 | 8.553 | 0.0099315 | 8.0676 | 0.10251 | 8.9785 | 0.060559 | 5.8295 | 0.077454
8.9139 | 0.012557 | 8.5663 | 0.0099886 | 8.0816 | 0.10325 | 8.991 | 0.061016 | 5.8457 | 0.077968
8.9274 | 0.012728 | 8.5795 | 0.010103 | 8.0955 | 0.10405 | 9.0035 | 0.061587 | 5.8619 | 0.07871
8.9408 | 0.012957 | 8.5927 | 0.010274 | 8.1095 | 0.10474 | 9.0159 | 0.062272 | 5.8781 | 0.080137
8.9543 | 0.012957 | 8.606 | 0.010445 | 8.1235 | 0.10571 | 9.0284 | 0.062614 | 5.8943 | 0.080708
8.9678 | 0.013014 | 8.6192 | 0.010502 | 8.1375 | 0.10685 | 9.0409 | 0.063299 | 5.9105 | 0.081336
8.9812 | 0.013128 | 8.6324 | 0.010559 | 8.1514 | 0.10776 | 9.0534 | 0.06387 | 5.9267 | 0.082363
8.9947 | 0.013185 | 8.6457 | 0.010616 | 8.1654 | 0.10896 | 9.0659 | 0.064441 | 5.9429 | 0.083619
9.0081 | 0.013185 | 8.6589 | 0.010731 | 8.1794 | 0.10987 | 9.0783 | 0.064954 | 5.9591 | 0.084418
9.0216 | 0.013242 | 8.6721 | 0.010845 | 8.1933 | 0.11073 | 9.0908 | 0.065183 | 5.9753 | 0.085388
9.0351 | 0.013527 | 8.6854 | 0.010845 | 8.2073 | 0.11193 | 9.1033 | 0.065811 | 5.9915 | 0.086244
9.0485 | 0.013584 | 8.6986 | 0.010902 | 8.2213 | 0.1129 | 9.1158 | 0.066438 | 6.0077 | 0.086986
9.062 | 0.013699 | 8.7119 | 0.010959 | 8.2352 | 0.11387 | 9.1282 | 0.067123 | 6.0239 | 0.088014
9.0754 | 0.01387 | 8.7251 | 0.011073 | 8.2492 | 0.11507 | 9.1407 | 0.067751 | 6.0401 | 0.089041
9.0889 | 0.013927 | 8.7383 | 0.011073 | 8.2632 | 0.11615 | 9.1532 | 0.068094 | 6.0563 | 0.089783
9.1024 | 0.014041 | 8.7516 | 0.011187 | 8.2771 | 0.11701 | 9.1657 | 0.068322 | 6.0725 | 0.090468
9.1158 | 0.014041 | 8.7648 | 0.011301 | 8.2911 | 0.11815 | 9.1781 | 0.069064 | 6.0887 | 0.09161
9.1293 | 0.014155 | 8.778 | 0.011416 | 8.3051 | 0.11895 | 9.1906 | 0.069463 | 6.1049 | 0.092922
9.1428 | 0.014269 | 8.7913 | 0.011416 | 8.3191 | 0.11975 | 9.2031 | 0.06992 | 6.1211 | 0.093607
9.1562 | 0.014441 | 8.8045 | 0.011416 | 8.333 | 0.12112 | 9.2156 | 0.070434 | 6.1373 | 0.094578
9.1697 | 0.014555 | 8.8177 | 0.011644 | 8.347 | 0.12209 | 9.228 | 0.070776 | 6.1535 | 0.095719
9.1831 | 0.014555 | 8.831 | 0.011929 | 8.361 | 0.12312 | 9.2405 | 0.07129 | 6.1697 | 0.096347
9.1966 | 0.014669 | 8.8442 | 0.012215 | 8.3749 | 0.12403 | 9.253 | 0.071861 | 6.1859 | 0.097432
9.2101 | 0.014897 | 8.8574 | 0.012386 | 8.3889 | 0.12494 | 9.2655 | 0.072546 | 6.2021 | 0.098459
9.2235 | 0.015011 | 8.8707 | 0.0125 | 8.4029 | 0.12603 | 9.2779 | 0.073402 | 6.2184 | 0.099087
9.237 | 0.015068 | 8.8839 | 0.012557 | 8.4168 | 0.12745 | 9.2904 | 0.074087 | 6.2346 | 0.10023
9.2505 | 0.015183 | 8.8972 | 0.012557 | 8.4308 | 0.12848 | 9.3029 | 0.074943 | 6.2508 | 0.1008
9.2639 | 0.015297 | 8.9104 | 0.012842 | 8.4448 | 0.12922 | 9.3154 | 0.075571 | 6.267 | 0.1016
9.2774 | 0.015468 | 8.9236 | 0.012957 | 8.4587 | 0.13048 | 9.3278 | 0.076027 | 6.2832 | 0.10303
9.2908 | 0.015639 | 8.9369 | 0.013071 | 8.4727 | 0.13168 | 9.3403 | 0.076769 | 6.2994 | 0.10439
9.3043 | 0.015753 | 8.9501 | 0.013185 | 8.4867 | 0.13299 | 9.3528 | 0.077454 | 6.3156 | 0.10548
9.3178 | 0.015982 | 8.9633 | 0.01347 | 8.5007 | 0.13425 | 9.3653 | 0.078196 | 6.3318 | 0.10662
9.3312 | 0.01621 | 8.9766 | 0.013756 | 8.5146 | 0.13539 | 9.3777 | 0.078824 | 6.348 | 0.10782
9.3447 | 0.016381 | 8.9898 | 0.01387 | 8.5286 | 0.1367 | 9.3902 | 0.079623 | 6.3642 | 0.10868
9.3581 | 0.016724 | 9.003 | 0.014326 | 8.5426 | 0.13744 | 9.4027 | 0.080365 | 6.3804 | 0.10976
9.3716 | 0.016781 | 9.0163 | 0.014441 | 8.5565 | 0.13847 | 9.4152 | 0.081279 | 6.3966 | 0.11062
9.3851 | 0.016895 | 9.0295 | 0.014669 | 8.5705 | 0.14041 | 9.4276 | 0.081906 | 6.4128 | 0.11159
9.3985 | 0.016952 | 9.0427 | 0.014783 | 8.5845 | 0.14138 | 9.4401 | 0.082306 | 6.429 | 0.11239
9.412 | 0.017237 | 9.056 | 0.015068 | 8.5984 | 0.14252 | 9.4526 | 0.082991 | 6.4452 | 0.11301
9.4255 | 0.017409 | 9.0692 | 0.01524 | 8.6124 | 0.14389 | 9.4651 | 0.083619 | 6.4614 | 0.1141
9.4389 | 0.017466 | 9.0825 | 0.015582 | 8.6264 | 0.14526 | 9.4775 | 0.084189 | 6.4776 | 0.11501
9.4524 | 0.017808 | 9.0957 | 0.015925 | 8.6403 | 0.14635 | 9.49 | 0.085445 | 6.4938 | 0.11661
9.4658 | 0.018208 | 9.1089 | 0.015925 | 8.6543 | 0.1472 | 9.5025 | 0.086016 | 6.51 | 0.11775
9.4793 | 0.018493 | 9.1222 | 0.016153 | 8.6683 | 0.14834 | 9.515 | 0.086758 | 6.5262 | 0.11884
9.4928 | 0.018779 | 9.1354 | 0.016495 | 8.6823 | 0.14971 | 9.5274 | 0.087557 | 6.5424 | 0.11963
9.5062 | 0.018893 | 9.1486 | 0.016724 | 8.6962 | 0.15108 | 9.5399 | 0.088356 | 6.5586 | 0.12083
9.5197 | 0.019178 | 9.1619 | 0.017009 | 8.7102 | 0.15228 | 9.5524 | 0.08887 | 6.5748 | 0.12152
9.5331 | 0.019406 | 9.1751 | 0.017066 | 8.7242 | 0.15308 | 9.5649 | 0.089669 | 6.591 | 0.12232
9.5466 | 0.019578 | 9.1883 | 0.017295 | 8.7381 | 0.15405 | 9.5774 | 0.090183 | 6.6072 | 0.12323
9.5601 | 0.019692 | 9.2016 | 0.017523 | 8.7521 | 0.15519 | 9.5898 | 0.090696 | 6.6235 | 0.12409
9.5735 | 0.019692 | 9.2148 | 0.017694 | 8.7661 | 0.15668 | 9.6023 | 0.091553 | 6.6397 | 0.12489
9.587 | 0.01992 | 9.228 | 0.017865 | 8.78 | 0.15771 | 9.6148 | 0.092009 | 6.6559 | 0.12574
9.6005 | 0.020205 | 9.2413 | 0.017922 | 8.794 | 0.15885 | 9.6273 | 0.092979 | 6.6721 | 0.127
9.6139 | 0.020491 | 9.2545 | 0.018037 | 8.808 | 0.16016 | 9.6397 | 0.093379 | 6.6883 | 0.12808
9.6274 | 0.020719 | 9.2678 | 0.018208 | 8.822 | 0.16164 | 9.6522 | 0.094007 | 6.7045 | 0.12922
9.6408 | 0.021233 | 9.281 | 0.018322 | 8.8359 | 0.1629 | 9.6647 | 0.094406 | 6.7207 | 0.12991
9.6543 | 0.021575 | 9.2942 | 0.01855 | 8.8499 | 0.16398 | 9.6772 | 0.095548 | 6.7369 | 0.13065
9.6678 | 0.021861 | 9.3075 | 0.018721 | 8.8639 | 0.16507 | 9.6896 | 0.096861 | 6.7531 | 0.13151
9.6812 | 0.022203 | 9.3207 | 0.01895 | 8.8778 | 0.1661 | 9.7021 | 0.097432 | 6.7693 | 0.13271
9.6947 | 0.022432 | 9.3339 | 0.019178 | 8.8918 | 0.16712 | 9.7146 | 0.098231 | 6.7855 | 0.13425
9.7081 | 0.02266 | 9.3472 | 0.019292 | 8.9058 | 0.16838 | 9.7271 | 0.099486 | 6.8017 | 0.13539
9.7216 | 0.022774 | 9.3604 | 0.019349 | 8.9197 | 0.16992 | 9.7395 | 0.10046 | 6.8179 | 0.13642
9.7351 | 0.023116 | 9.3736 | 0.019578 | 8.9337 | 0.17146 | 9.752 | 0.10148 | 6.8341 | 0.13801
9.7485 | 0.023459 | 9.3869 | 0.019806 | 8.9477 | 0.17329 | 9.7645 | 0.10251 | 6.8503 | 0.13961
9.762 | 0.023801 | 9.4001 | 0.019863 | 8.9616 | 0.17454 | 9.777 | 0.1036 | 6.8665 | 0.14064
9.7755 | 0.024144 | 9.4133 | 0.020034 | 8.9756 | 0.1754 | 9.7894 | 0.10457 | 6.8827 | 0.14184
9.7889 | 0.0246 | 9.4266 | 0.020263 | 8.9896 | 0.17654 | 9.8019 | 0.10519 | 6.8989 | 0.14275
9.8024 | 0.024829 | 9.4398 | 0.020548 | 9.0036 | 0.17814 | 9.8144 | 0.10611 | 6.9151 | 0.14349
9.8158 | 0.025171 | 9.4531 | 0.021005 | 9.0175 | 0.18002 | 9.8269 | 0.10719 | 6.9313 | 0.14446
9.8293 | 0.025571 | 9.4663 | 0.02129 | 9.0315 | 0.18151 | 9.8393 | 0.10839 | 6.9475 | 0.14526
9.8428 | 0.025856 | 9.4795 | 0.021804 | 9.0455 | 0.18299 | 9.8518 | 0.10982 | 6.9637 | 0.14618
9.8562 | 0.026027 | 9.4928 | 0.022203 | 9.0594 | 0.18408 | 9.8643 | 0.11084 | 6.9799 | 0.14697
9.8697 | 0.026199 | 9.506 | 0.022603 | 9.0734 | 0.1851 | 9.8768 | 0.11159 | 6.9961 | 0.14823
9.8831 | 0.026826 | 9.5192 | 0.022831 | 9.0874 | 0.18664 | 9.8892 | 0.11279 | 7.0123 | 0.14937
9.8966 | 0.026941 | 9.5325 | 0.023059 | 9.1013 | 0.18773 | 9.9017 | 0.11387 | 7.0286 | 0.1508
9.9101 | 0.027397 | 9.5457 | 0.023345 | 9.1153 | 0.18898 | 9.9142 | 0.11518 | 7.0448 | 0.15223
9.9235 | 0.027626 | 9.5589 | 0.023858 | 9.1293 | 0.19001 | 9.9267 | 0.1161 | 7.061 | 0.15354
9.937 | 0.028139 | 9.5722 | 0.024315 | 9.1432 | 0.19098 | 9.9391 | 0.11735 | 7.0772 | 0.15445
9.9505 | 0.028482 | 9.5854 | 0.0246 | 9.1572 | 0.19212 | 9.9516 | 0.11832 | 7.0934 | 0.15576
9.9639 | 0.028824 | 9.5987 | 0.024829 | 9.1712 | 0.19338 | 9.9641 | 0.11941 | 7.1096 | 0.15674
9.9774 | 0.029224 | 9.6119 | 0.025057 | 9.1852 | 0.19515 | 9.9766 | 0.12043 | 7.1258 | 0.15828
9.9908 | 0.029338 | 9.6251 | 0.025514 | 9.1991 | 0.19652 | 9.989 | 0.12129 | 7.142 | 0.15982
10.0043 | 0.029509 | 9.6384 | 0.025742 | 9.2131 | 0.19795 | 10.0015 | 0.12203 | 7.1582 | 0.1613
10.0178 | 0.029795 | 9.6516 | 0.026027 | 9.2271 | 0.1992 | 10.014 | 0.12346 | 7.1744 | 0.16233
10.0312 | 0.030251 | 9.6648 | 0.026256 | 9.241 | 0.20029 | 10.0265 | 0.1246 | 7.1906 | 0.16421
10.0447 | 0.030537 | 9.6781 | 0.026655 | 9.255 | 0.20205 | 10.0389 | 0.12546 | 7.2068 | 0.16535
10.0581 | 0.030651 | 9.6913 | 0.026826 | 9.269 | 0.20325 | 10.0514 | 0.12614 | 7.223 | 0.16655
10.0716 | 0.03105 | 9.7045 | 0.027055 | 9.2829 | 0.20491 | 10.0639 | 0.12711 | 7.2392 | 0.16769
10.0851 | 0.031393 | 9.7178 | 0.02734 | 9.2969 | 0.20622 | 10.0764 | 0.12808 | 7.2554 | 0.16906
10.0985 | 0.031507 | 9.731 | 0.027968 | 9.3109 | 0.20742 | 10.0888 | 0.129 | 7.2716 | 0.17021
10.112 | 0.031906 | 9.7442 | 0.028425 | 9.3249 | 0.20822 | 10.1013 | 0.13037 | 7.2878 | 0.17129
10.1255 | 0.032192 | 9.7575 | 0.028653 | 9.3388 | 0.20947 | 10.1138 | 0.13162 | 7.304 | 0.17243
10.1389 | 0.032763 | 9.7707 | 0.029167 | 9.3528 | 0.2109 | 10.1263 | 0.13282 | 7.3202 | 0.17374
10.1524 | 0.032991 | 9.784 | 0.02968 | 9.3668 | 0.21193 | 10.1388 | 0.13413 | 7.3364 | 0.17489
10.1658 | 0.033162 | 9.7972 | 0.030023 | 9.3807 | 0.21301 | 10.1512 | 0.13487 | 7.3526 | 0.17568
10.1793 | 0.03379 | 9.8104 | 0.030422 | 9.3947 | 0.21404 | 10.1637 | 0.13607 | 7.3688 | 0.17671
10.1928 | 0.034418 | 9.8237 | 0.030651 | 9.4087 | 0.21513 | 10.1762 | 0.13739 | 7.385 | 0.17774
10.2062 | 0.034817 | 9.8369 | 0.031164 | 9.4226 | 0.21678 | 10.1887 | 0.13916 | 7.4012 | 0.17922
10.2197 | 0.03516 | 9.8501 | 0.031507 | 9.4366 | 0.21815 | 10.2011 | 0.14024 | 7.4174 | 0.18054
10.2332 | 0.035445 | 9.8634 | 0.031849 | 9.4506 | 0.21901 | 10.2136 | 0.14144 | 7.4337 | 0.18196
10.2466 | 0.035959 | 9.8766 | 0.032192 | 9.4645 | 0.22032 | 10.2261 | 0.14309 | 7.4499 | 0.18333
10.2601 | 0.036473 | 9.8898 | 0.032763 | 9.4785 | 0.22152 | 10.2386 | 0.14384 | 7.4661 | 0.18487
10.2735 | 0.037043 | 9.9031 | 0.033447 | 9.4925 | 0.22266 | 10.251 | 0.14469 | 7.4823 | 0.18619
10.287 | 0.037386 | 9.9163 | 0.033847 | 9.5065 | 0.22369 | 10.2635 | 0.14618 | 7.4985 | 0.18744
10.3005 | 0.037785 | 9.9295 | 0.034132 | 9.5204 | 0.22437 | 10.276 | 0.14749 | 7.5147 | 0.18881
10.3139 | 0.038299 | 9.9428 | 0.034418 | 9.5344 | 0.22546 | 10.2885 | 0.1488 | 7.5309 | 0.18978
10.3274 | 0.038756 | 9.956 | 0.03516 | 9.5484 | 0.22643 | 10.3009 | 0.15023 | 7.5471 | 0.19075
10.3408 | 0.039269 | 9.9693 | 0.035902 | 9.5623 | 0.2278 | 10.3134 | 0.15143 | 7.5633 | 0.19195
10.3543 | 0.039669 | 9.9825 | 0.03653 | 9.5763 | 0.2286 | 10.3259 | 0.15263 | 7.5795 | 0.19384
10.3678 | 0.03984 | 9.9957 | 0.037043 | 9.5903 | 0.22991 | 10.3384 | 0.15371 | 7.5957 | 0.19475
10.3812 | 0.04024 | 10.009 | 0.037557 | 9.6042 | 0.23134 | 10.3508 | 0.15479 | 7.6119 | 0.196
10.3947 | 0.040925 | 10.0222 | 0.037957 | 9.6182 | 0.23276 | 10.3633 | 0.15616 | 7.6281 | 0.19732
10.4082 | 0.041324 | 10.0354 | 0.038128 | 9.6322 | 0.23402 | 10.3758 | 0.15731 | 7.6443 | 0.19903
10.4216 | 0.04161 | 10.0487 | 0.038699 | 9.6461 | 0.2351 | 10.3883 | 0.15833 | 7.6605 | 0.2008
10.4351 | 0.041781 | 10.0619 | 0.039269 | 9.6601 | 0.23619 | 10.4007 | 0.16045 | 7.6767 | 0.20131
10.4485 | 0.042237 | 10.0751 | 0.039897 | 9.6741 | 0.23727 | 10.4132 | 0.16233 | 7.6929 | 0.20223
10.462 | 0.04258 | 10.0884 | 0.040525 | 9.6881 | 0.2383 | 10.4257 | 0.16341 | 7.7091 | 0.2036
10.4755 | 0.042922 | 10.1016 | 0.040925 | 9.702 | 0.23961 | 10.4382 | 0.16513 | 7.7253 | 0.20485
10.4889 | 0.043436 | 10.1148 | 0.041381 | 9.716 | 0.24098 | 10.4506 | 0.16661 | 7.7415 | 0.20605
10.5024 | 0.043836 | 10.1281 | 0.041895 | 9.73 | 0.24184 | 10.4631 | 0.16844 | 7.7577 | 0.20725
10.5158 | 0.044178 | 10.1413 | 0.042409 | 9.7439 | 0.24292 | 10.4756 | 0.16975 | 7.7739 | 0.20822
10.5293 | 0.044635 | 10.1546 | 0.042922 | 9.7579 | 0.24361 | 10.4881 | 0.17066 | 7.7901 | 0.20925
10.5428 | 0.045034 | 10.1678 | 0.043493 | 9.7719 | 0.24475 | 10.5005 | 0.17169 | 7.8063 | 0.21033
10.5562 | 0.045491 | 10.181 | 0.044121 | 9.7858 | 0.24612 | 10.513 | 0.17277 | 7.8225 | 0.21147
10.5697 | 0.045833 | 10.1943 | 0.044406 | 9.7998 | 0.24766 | 10.5255 | 0.1742 | 7.8387 | 0.21279
10.5832 | 0.046062 | 10.2075 | 0.04492 | 9.8138 | 0.24903 | 10.538 | 0.17529 | 7.855 | 0.21404
10.5966 | 0.046861 | 10.2207 | 0.045434 | 9.8278 | 0.24983 | 10.5504 | 0.17643 | 7.8712 | 0.21553
10.6101 | 0.047317 | 10.234 | 0.045947 | 9.8417 | 0.2512 | 10.5629 | 0.17831 | 7.8874 | 0.21689
10.6235 | 0.047888 | 10.2472 | 0.046461 | 9.8557 | 0.25268 | 10.5754 | 0.17991 | 7.9036 | 0.21787
10.637 | 0.048059 | 10.2604 | 0.04726 | 9.8697 | 0.2536 | 10.5879 | 0.18082 | 7.9198 | 0.21884
10.6505 | 0.048801 | 10.2737 | 0.048174 | 9.8836 | 0.25428 | 10.6003 | 0.18236 | 7.936 | 0.22015
10.6639 | 0.049372 | 10.2869 | 0.048858 | 9.8976 | 0.25519 | 10.6128 | 0.18373 | 7.9522 | 0.22163
10.6774 | 0.05 | 10.3001 | 0.049543 | 9.9116 | 0.25611 | 10.6253 | 0.18505 | 7.9684 | 0.22312
10.6908 | 0.050457 | 10.3134 | 0.050114 | 9.9255 | 0.25679 | 10.6378 | 0.18613 | 7.9846 | 0.22454
10.7043 | 0.050856 | 10.3266 | 0.0504 | 9.9395 | 0.25776 | 10.6503 | 0.18796 | 8.0008 | 0.22563
10.7178 | 0.051313 | 10.3399 | 0.051142 | 9.9535 | 0.2589 | 10.6627 | 0.18933 | 8.017 | 0.22688
10.7312 | 0.051769 | 10.3531 | 0.052055 | 9.9674 | 0.26005 | 10.6752 | 0.19064 | 8.0332 | 0.22791
10.7447 | 0.052112 | 10.3663 | 0.053196 | 9.9814 | 0.26113 | 10.6877 | 0.19264 | 8.0494 | 0.22928
10.7582 | 0.052568 | 10.3796 | 0.053995 | 9.9954 | 0.26193 | 10.7002 | 0.19441 | 8.0656 | 0.23059
10.7716 | 0.052968 | 10.3928 | 0.054623 | 10.0094 | 0.26284 | 10.7126 | 0.19578 | 8.0818 | 0.23196
10.7851 | 0.053311 | 10.406 | 0.055422 | 10.0233 | 0.26364 | 10.7251 | 0.19772 | 8.098 | 0.23333
10.7985 | 0.054395 | 10.4193 | 0.055879 | 10.0373 | 0.26484 | 10.7376 | 0.19903 | 8.1142 | 0.2351
10.812 | 0.055023 | 10.4325 | 0.056507 | 10.0513 | 0.26627 | 10.7501 | 0.20068 | 8.1304 | 0.2363
10.8255 | 0.055537 | 10.4457 | 0.057021 | 10.0652 | 0.26689 | 10.7625 | 0.2016 | 8.1466 | 0.23767
10.8389 | 0.056279 | 10.459 | 0.057534 | 10.0792 | 0.26769 | 10.775 | 0.20337 | 8.1628 | 0.23887
10.8524 | 0.057078 | 10.4722 | 0.058333 | 10.0932 | 0.26849 | 10.7875 | 0.20451 | 8.179 | 0.23978
10.8658 | 0.057934 | 10.4854 | 0.059189 | 10.1071 | 0.26924 | 10.8 | 0.20588 | 8.1952 | 0.24075
10.8793 | 0.058733 | 10.4987 | 0.059932 | 10.1211 | 0.27021 | 10.8124 | 0.20719 | 8.2114 | 0.24207
10.8928 | 0.059532 | 10.5119 | 0.060388 | 10.1351 | 0.27135 | 10.8249 | 0.2085 | 8.2276 | 0.24315
10.9062 | 0.06016 | 10.5252 | 0.060959 | 10.149 | 0.27186 | 10.8374 | 0.20993 | 8.2438 | 0.24452
10.9197 | 0.061073 | 10.5384 | 0.061701 | 10.163 | 0.27237 | 10.8499 | 0.21113 | 8.2601 | 0.24612
10.9332 | 0.061815 | 10.5516 | 0.062215 | 10.177 | 0.27272 | 10.8623 | 0.21221 | 8.2763 | 0.24783
10.9466 | 0.0625 | 10.5649 | 0.062957 | 10.191 | 0.27374 | 10.8748 | 0.21364 | 8.2925 | 0.24903
10.9601 | 0.063014 | 10.5781 | 0.063642 | 10.2049 | 0.27471 | 10.8873 | 0.21547 | 8.3087 | 0.25034
10.9735 | 0.06347 | 10.5913 | 0.064612 | 10.2189 | 0.27563 | 10.8998 | 0.21747 | 8.3249 | 0.252
10.987 | 0.064441 | 10.6046 | 0.065582 | 10.2329 | 0.27637 | 10.9122 | 0.21872 | 8.3411 | 0.25274
11.0005 | 0.065183 | 10.6178 | 0.066381 | 10.2468 | 0.277 | 10.9247 | 0.22043 | 8.3573 | 0.25377
11.0139 | 0.065925 | 10.631 | 0.066952 | 10.2608 | 0.27768 | 10.9372 | 0.22192 | 8.3735 | 0.25451
11.0274 | 0.066553 | 10.6443 | 0.06758 | 10.2748 | 0.27865 | 10.9497 | 0.22312 | 8.3897 | 0.25531
11.0409 | 0.06718 | 10.6575 | 0.06855 | 10.2887 | 0.27962 | 10.9621 | 0.22426 | 8.4059 | 0.25656
11.0543 | 0.068037 | 10.6707 | 0.069349 | 10.3027 | 0.28025 | 10.9746 | 0.22608 | 8.4221 | 0.25765
11.0678 | 0.069121 | 10.684 | 0.069977 | 10.3167 | 0.28082 | 10.9871 | 0.2274 | 8.4383 | 0.25885
11.0812 | 0.070148 | 10.6972 | 0.070605 | 10.3306 | 0.28145 | 10.9996 | 0.22882 | 8.4545 | 0.26027
11.0947 | 0.070833 | 10.7105 | 0.071518 | 10.3446 | 0.28248 | 11.012 | 0.23031 | 8.4707 | 0.26182
11.1082 | 0.071404 | 10.7237 | 0.072146 | 10.3586 | 0.28311 | 11.0245 | 0.23162 | 8.4869 | 0.26301
11.1216 | 0.07226 | 10.7369 | 0.072774 | 10.3726 | 0.2839 | 11.037 | 0.23293 | 8.5031 | 0.26433
11.1351 | 0.072546 | 10.7502 | 0.073744 | 10.3865 | 0.28476 | 11.0495 | 0.23408 | 8.5193 | 0.2653
11.1485 | 0.073231 | 10.7634 | 0.074543 | 10.4005 | 0.2855 | 11.0619 | 0.23487 | 8.5355 | 0.26632
11.162 | 0.073687 | 10.7766 | 0.0754 | 10.4145 | 0.28613 | 11.0744 | 0.23556 | 8.5517 | 0.26735
11.1755 | 0.074372 | 10.7899 | 0.076027 | 10.4284 | 0.28739 | 11.0869 | 0.23704 | 8.5679 | 0.26849
11.1889 | 0.074886 | 10.8031 | 0.076712 | 10.4424 | 0.28836 | 11.0994 | 0.23824 | 8.5841 | 0.26963
11.2024 | 0.075457 | 10.8163 | 0.077911 | 10.4564 | 0.28938 | 11.1118 | 0.23973 | 8.6003 | 0.27089
11.2159 | 0.076199 | 10.8296 | 0.078425 | 10.4703 | 0.29013 | 11.1243 | 0.24098 | 8.6165 | 0.27272
11.2293 | 0.077112 | 10.8428 | 0.078938 | 10.4843 | 0.29098 | 11.1368 | 0.24224 | 8.6327 | 0.27374
11.2428 | 0.078196 | 10.8561 | 0.079338 | 10.4983 | 0.29195 | 11.1493 | 0.24372 | 8.6489 | 0.27506
11.2562 | 0.07911 | 10.8693 | 0.079966 | 10.5123 | 0.29304 | 11.1617 | 0.24498 | 8.6652 | 0.27648
11.2697 | 0.079737 | 10.8825 | 0.080822 | 10.5262 | 0.29372 | 11.1742 | 0.24629 | 8.6814 | 0.27814
11.2832 | 0.080765 | 10.8958 | 0.081279 | 10.5402 | 0.29515 | 11.1867 | 0.24749 | 8.6976 | 0.27968
11.2966 | 0.081164 | 10.909 | 0.081621 | 10.5542 | 0.29618 | 11.1992 | 0.2492 | 8.7138 | 0.28116
11.3101 | 0.082021 | 10.9222 | 0.082192 | 10.5681 | 0.29663 | 11.2117 | 0.25051 | 8.73 | 0.28236
11.3235 | 0.082877 | 10.9355 | 0.082991 | 10.5821 | 0.29715 | 11.2241 | 0.25194 | 8.7462 | 0.28385
11.337 | 0.083105 | 10.9487 | 0.083505 | 10.5961 | 0.29755 | 11.2366 | 0.25365 | 8.7624 | 0.28545
11.3505 | 0.083733 | 10.9619 | 0.084132 | 10.61 | 0.29857 | 11.2491 | 0.25508 | 8.7786 | 0.28744
11.3639 | 0.084932 | 10.9752 | 0.084589 | 10.624 | 0.29954 | 11.2616 | 0.25696 | 8.7948 | 0.28881
11.3774 | 0.085388 | 10.9884 | 0.085445 | 10.638 | 0.30006 | 11.274 | 0.25902 | 8.811 | 0.29013
11.3909 | 0.085845 | 11.0016 | 0.085959 | 10.6519 | 0.30108 | 11.2865 | 0.2609 | 8.8272 | 0.29144
11.4043 | 0.086587 | 11.0149 | 0.08653 | 10.6659 | 0.30194 | 11.299 | 0.26233 | 8.8434 | 0.29281
11.4178 | 0.0875 | 11.0281 | 0.0875 | 10.6799 | 0.30303 | 11.3115 | 0.26387 | 8.8596 | 0.29418
11.4312 | 0.088527 | 11.0414 | 0.088014 | 10.6939 | 0.304 | 11.3239 | 0.2657 | 8.8758 | 0.29543
11.4447 | 0.089326 | 11.0546 | 0.08887 | 10.7078 | 0.30497 | 11.3364 | 0.26735 | 8.892 | 0.29623
11.4582 | 0.090126 | 11.0678 | 0.089726 | 10.7218 | 0.30554 | 11.3489 | 0.26946 | 8.9082 | 0.29783
11.4716 | 0.091096 | 11.0811 | 0.090525 | 10.7358 | 0.30594 | 11.3614 | 0.27135 | 8.9244 | 0.29874
11.4851 | 0.091952 | 11.0943 | 0.091381 | 10.7497 | 0.30702 | 11.3738 | 0.2734 | 8.9406 | 0.29989
11.4985 | 0.092409 | 11.1075 | 0.091952 | 10.7637 | 0.30765 | 11.3863 | 0.27443 | 8.9568 | 0.30103
11.512 | 0.093037 | 11.1208 | 0.092637 | 10.7777 | 0.30822 | 11.3988 | 0.27586 | 8.973 | 0.30217
11.5255 | 0.093607 | 11.134 | 0.093379 | 10.7916 | 0.30936 | 11.4113 | 0.27745 | 8.9892 | 0.30337
11.5389 | 0.093893 | 11.1472 | 0.094007 | 10.8056 | 0.30993 | 11.4237 | 0.27939 | 9.0054 | 0.30508
11.5524 | 0.094578 | 11.1605 | 0.09492 | 10.8196 | 0.3105 | 11.4362 | 0.28122 | 9.0216 | 0.30576
11.5659 | 0.094977 | 11.1737 | 0.095947 | 10.8335 | 0.31096 | 11.4487 | 0.28333 | 9.0378 | 0.30679
11.5793 | 0.095833 | 11.1869 | 0.097374 | 10.8475 | 0.31147 | 11.4612 | 0.2851 | 9.054 | 0.30788
11.5928 | 0.096461 | 11.2002 | 0.098059 | 10.8615 | 0.31227 | 11.4736 | 0.28767 | 9.0703 | 0.30873
11.6062 | 0.096918 | 11.2134 | 0.098858 | 10.8755 | 0.31301 | 11.4861 | 0.2903 | 9.0865 | 0.30982
11.6197 | 0.097432 | 11.2267 | 0.0996 | 10.8894 | 0.31381 | 11.4986 | 0.29195 | 9.1027 | 0.31119
11.6332 | 0.098402 | 11.2399 | 0.10029 | 10.9034 | 0.31461 | 11.5111 | 0.29372 | 9.1189 | 0.3121
11.6466 | 0.098744 | 11.2531 | 0.10068 | 10.9174 | 0.31541 | 11.5235 | 0.29509 | 9.1351 | 0.31341
11.6601 | 0.099429 | 11.2664 | 0.10143 | 10.9313 | 0.31587 | 11.536 | 0.29663 | 9.1513 | 0.31438
11.6735 | 0.099886 | 11.2796 | 0.10217 | 10.9453 | 0.31672 | 11.5485 | 0.29812 | 9.1675 | 0.31535
11.687 | 0.10057 | 11.2928 | 0.10291 | 10.9593 | 0.31729 | 11.561 | 0.2996 | 9.1837 | 0.31615
11.7005 | 0.10166 | 11.3061 | 0.10371 | 10.9732 | 0.31815 | 11.5734 | 0.30137 | 9.1999 | 0.31775
11.7139 | 0.102 | 11.3193 | 0.10439 | 10.9872 | 0.31924 | 11.5859 | 0.30342 | 9.2161 | 0.31884
11.7274 | 0.10291 | 11.3325 | 0.10502 | 11.0012 | 0.32003 | 11.5984 | 0.30502 | 9.2323 | 0.31963
11.7409 | 0.10331 | 11.3458 | 0.10588 | 11.0152 | 0.32083 | 11.6109 | 0.30634 | 9.2485 | 0.32106
11.7543 | 0.10411 | 11.359 | 0.10656 | 11.0291 | 0.32169 | 11.6233 | 0.3085 | 9.2647 | 0.32232
11.7678 | 0.10474 | 11.3722 | 0.10725 | 11.0431 | 0.32215 | 11.6358 | 0.31045 | 9.2809 | 0.32363
11.7812 | 0.10531 | 11.3855 | 0.10765 | 11.0571 | 0.32306 | 11.6483 | 0.31216 | 9.2971 | 0.32506
11.7947 | 0.10645 | 11.3987 | 0.10868 | 11.071 | 0.32386 | 11.6608 | 0.3141 | 9.3133 | 0.32637
11.8082 | 0.10696 | 11.412 | 0.10936 | 11.085 | 0.32466 | 11.6732 | 0.31575 | 9.3295 | 0.32745
11.8216 | 0.10776 | 11.4252 | 0.11005 | 11.099 | 0.32506 | 11.6857 | 0.31787 | 9.3457 | 0.32865
11.8351 | 0.1089 | 11.4384 | 0.1105 | 11.1129 | 0.3254 | 11.6982 | 0.31941 | 9.3619 | 0.32951
11.8485 | 0.1097 | 11.4517 | 0.11119 | 11.1269 | 0.32626 | 11.7107 | 0.32129 | 9.3781 | 0.33122
11.862 | 0.11062 | 11.4649 | 0.11199 | 11.1409 | 0.32654 | 11.7231 | 0.32295 | 9.3943 | 0.33213
11.8755 | 0.11182 | 11.4781 | 0.1129 | 11.1548 | 0.32728 | 11.7356 | 0.325 | 9.4105 | 0.33333
11.8889 | 0.11284 | 11.4914 | 0.1133 | 11.1688 | 0.32791 | 11.7481 | 0.3274 | 9.4267 | 0.33425
11.9024 | 0.11347 | 11.5046 | 0.11381 | 11.1828 | 0.32831 | 11.7606 | 0.32882 | 9.4429 | 0.33567
11.9159 | 0.11421 | 11.5178 | 0.11444 | 11.1968 | 0.32928 | 11.7731 | 0.33042 | 9.4591 | 0.33676
11.9293 | 0.11518 | 11.5311 | 0.11513 | 11.2107 | 0.32997 | 11.7855 | 0.33208 | 9.4754 | 0.33796
11.9428 | 0.11615 | 11.5443 | 0.1161 | 11.2247 | 0.33059 | 11.798 | 0.33413 | 9.4916 | 0.33904
11.9562 | 0.11672 | 11.5575 | 0.11701 | 11.2387 | 0.33116 | 11.8105 | 0.33567 | 9.5078 | 0.33984
11.9697 | 0.11787 | 11.5708 | 0.11821 | 11.2526 | 0.33185 | 11.823 | 0.33756 | 9.524 | 0.34104
11.9832 | 0.11866 | 11.584 | 0.11912 | 11.2666 | 0.33271 | 11.8354 | 0.33967 | 9.5402 | 0.34229
11.9966 | 0.11941 | 11.5973 | 0.11998 | 11.2806 | 0.33328 | 11.8479 | 0.34144 | 9.5564 | 0.34321
12.0101 | 0.12038 | 11.6105 | 0.12106 | 11.2945 | 0.33402 | 11.8604 | 0.34315 | 9.5726 | 0.34401
12.0236 | 0.121 | 11.6237 | 0.12186 | 11.3085 | 0.3347 | 11.8729 | 0.34526 | 9.5888 | 0.34515
12.037 | 0.12232 | 11.637 | 0.12226 | 11.3225 | 0.33573 | 11.8853 | 0.34726 | 9.605 | 0.34578
12.0505 | 0.12306 | 11.6502 | 0.12323 | 11.3364 | 0.33636 | 11.8978 | 0.34863 | 9.6212 | 0.34697
12.0639 | 0.12386 | 11.6634 | 0.12432 | 11.3504 | 0.33733 | 11.9103 | 0.35057 | 9.6374 | 0.34857
12.0774 | 0.12466 | 11.6767 | 0.12483 | 11.3644 | 0.33813 | 11.9228 | 0.35166 | 9.6536 | 0.34943
12.0909 | 0.1258 | 11.6899 | 0.12603 | 11.3784 | 0.33881 | 11.9352 | 0.35377 | 9.6698 | 0.35063
12.1043 | 0.12688 | 11.7031 | 0.12711 | 11.3923 | 0.33944 | 11.9477 | 0.35554 | 9.686 | 0.35131
12.1178 | 0.12785 | 11.7164 | 0.12808 | 11.4063 | 0.34024 | 11.9602 | 0.35748 | 9.7022 | 0.35228
12.1312 | 0.12888 | 11.7296 | 0.12888 | 11.4203 | 0.3407 | 11.9727 | 0.35873 | 9.7184 | 0.3532
12.1447 | 0.12991 | 11.7428 | 0.12991 | 11.4342 | 0.34121 | 11.9851 | 0.36016 | 9.7346 | 0.35439
12.1582 | 0.13088 | 11.7561 | 0.13111 | 11.4482 | 0.34235 | 11.9976 | 0.36187 | 9.7508 | 0.35519
12.1716 | 0.13156 | 11.7693 | 0.13168 | 11.4622 | 0.34292 | 12.0101 | 0.36387 | 9.767 | 0.35622
12.1851 | 0.13231 | 11.7826 | 0.13225 | 11.4761 | 0.34326 | 12.0226 | 0.36518 | 9.7832 | 0.35696
12.1986 | 0.13333 | 11.7958 | 0.13345 | 11.4901 | 0.34424 | 12.035 | 0.36672 | 9.7994 | 0.35782
12.212 | 0.13425 | 11.809 | 0.13402 | 11.5041 | 0.34486 | 12.0475 | 0.36866 | 9.8156 | 0.35839
12.2255 | 0.13516 | 11.8223 | 0.13556 | 11.518 | 0.34566 | 12.06 | 0.37089 | 9.8318 | 0.35908
12.2389 | 0.13579 | 11.8355 | 0.13682 | 11.532 | 0.3464 | 12.0725 | 0.37272 | 9.848 | 0.36016
12.2524 | 0.1367 | 11.8487 | 0.13796 | 11.546 | 0.34709 | 12.0849 | 0.37437 | 9.8642 | 0.36142
12.2659 | 0.13779 | 11.862 | 0.13881 | 11.56 | 0.348 | 12.0974 | 0.37568 | 9.8805 | 0.3625
12.2793 | 0.13881 | 11.8752 | 0.13955 | 11.5739 | 0.34886 | 12.1099 | 0.37785 | 9.8967 | 0.36376
12.2928 | 0.13984 | 11.8884 | 0.14064 | 11.5879 | 0.34977 | 12.1224 | 0.37939 | 9.9129 | 0.3649
12.3062 | 0.1407 | 11.9017 | 0.1415 | 11.6019 | 0.35051 | 12.1348 | 0.38134 | 9.9291 | 0.36638
12.3197 | 0.14144 | 11.9149 | 0.14218 | 11.6158 | 0.3512 | 12.1473 | 0.38259 | 9.9453 | 0.36724
12.3332 | 0.14235 | 11.9281 | 0.14332 | 11.6298 | 0.35211 | 12.1598 | 0.38453 | 9.9615 | 0.36809
12.3466 | 0.14338 | 11.9414 | 0.14441 | 11.6438 | 0.35303 | 12.1723 | 0.38636 | 9.9777 | 0.36918
12.3601 | 0.14435 | 11.9546 | 0.14549 | 11.6577 | 0.35405 | 12.1847 | 0.38796 | 9.9939 | 0.37061
12.3736 | 0.14521 | 11.9679 | 0.14663 | 11.6717 | 0.35462 | 12.1972 | 0.38978 | 10.0101 | 0.37135
12.387 | 0.14652 | 11.9811 | 0.14743 | 11.6857 | 0.35571 | 12.2097 | 0.39189 | 10.0263 | 0.37215
12.4005 | 0.1476 | 11.9943 | 0.14846 | 11.6997 | 0.35674 | 12.2222 | 0.39424 | 10.0425 | 0.373
12.4139 | 0.1488 | 12.0076 | 0.14949 | 11.7136 | 0.35731 | 12.2346 | 0.39595 | 10.0587 | 0.37392
12.4274 | 0.1496 | 12.0208 | 0.15046 | 11.7276 | 0.35805 | 12.2471 | 0.39777 | 10.0749 | 0.375
12.4409 | 0.15086 | 12.034 | 0.1516 | 11.7416 | 0.35868 | 12.2596 | 0.39943 | 10.0911 | 0.37603
12.4543 | 0.1516 | 12.0473 | 0.1524 | 11.7555 | 0.35936 | 12.2721 | 0.40108 | 10.1073 | 0.37745
12.4678 | 0.1528 | 12.0605 | 0.15308 | 11.7695 | 0.36062 | 12.2846 | 0.40297 | 10.1235 | 0.37877
12.4812 | 0.15382 | 12.0737 | 0.15394 | 11.7835 | 0.36136 | 12.297 | 0.40485 | 10.1397 | 0.37951
12.4947 | 0.15491 | 12.087 | 0.15502 | 11.7974 | 0.3621 | 12.3095 | 0.40639 | 10.1559 | 0.38054
12.5082 | 0.15582 | 12.1002 | 0.15582 | 11.8114 | 0.3629 | 12.322 | 0.40805 | 10.1721 | 0.38185
12.5216 | 0.15691 | 12.1135 | 0.15691 | 11.8254 | 0.3633 | 12.3345 | 0.40976 | 10.1883 | 0.38282
12.5351 | 0.15799 | 12.1267 | 0.15793 | 11.8393 | 0.36393 | 12.3469 | 0.41119 | 10.2045 | 0.38373
12.5486 | 0.15919 | 12.1399 | 0.15942 | 11.8533 | 0.3645 | 12.3594 | 0.41358 | 10.2207 | 0.38465
12.562 | 0.1605 | 12.1532 | 0.16107 | 11.8673 | 0.36541 | 12.3719 | 0.4153 | 10.2369 | 0.38602
12.5755 | 0.1617 | 12.1664 | 0.16233 | 11.8813 | 0.36627 | 12.3844 | 0.41701 | 10.2531 | 0.38704
12.5889 | 0.16318 | 12.1796 | 0.16284 | 11.8952 | 0.36729 | 12.3968 | 0.41918 | 10.2693 | 0.38807
12.6024 | 0.16438 | 12.1929 | 0.1633 | 11.9092 | 0.36809 | 12.4093 | 0.42061 | 10.2856 | 0.38876
12.6159 | 0.16541 | 12.2061 | 0.16438 | 11.9232 | 0.36895 | 12.4218 | 0.42232 | 10.3018 | 0.38973
12.6293 | 0.1665 | 12.2193 | 0.16524 | 11.9371 | 0.36986 | 12.4343 | 0.42369 | 10.318 | 0.3903
12.6428 | 0.16724 | 12.2326 | 0.16587 | 11.9511 | 0.37066 | 12.4467 | 0.42563 | 10.3342 | 0.39121
12.6562 | 0.16889 | 12.2458 | 0.16684 | 11.9651 | 0.37146 | 12.4592 | 0.42768 | 10.3504 | 0.39264
12.6697 | 0.17015 | 12.259 | 0.16764 | 11.979 | 0.37215 | 12.4717 | 0.42922 | 10.3666 | 0.39361
12.6832 | 0.17169 | 12.2723 | 0.16849 | 11.993 | 0.37266 | 12.4842 | 0.43088 | 10.3828 | 0.39463
12.6966 | 0.17323 | 12.2855 | 0.16924 | 12.007 | 0.37369 | 12.4966 | 0.43231 | 10.399 | 0.39595
12.7101 | 0.1746 | 12.2988 | 0.17038 | 12.0209 | 0.37477 | 12.5091 | 0.43345 | 10.4152 | 0.39669
12.7236 | 0.17608 | 12.312 | 0.17112 | 12.0349 | 0.37546 | 12.5216 | 0.43567 | 10.4314 | 0.39777
12.737 | 0.17768 | 12.3252 | 0.17232 | 12.0489 | 0.37597 | 12.5341 | 0.43761 | 10.4476 | 0.39863
12.7505 | 0.17934 | 12.3385 | 0.17374 | 12.0629 | 0.37694 | 12.5465 | 0.43955 | 10.4638 | 0.39977
12.7639 | 0.18065 | 12.3517 | 0.17483 | 12.0768 | 0.3778 | 12.559 | 0.44138 | 10.48 | 0.40051
12.7774 | 0.18179 | 12.3649 | 0.17574 | 12.0908 | 0.37865 | 12.5715 | 0.44332 | 10.4962 | 0.40211
12.7909 | 0.18356 | 12.3782 | 0.17683 | 12.1048 | 0.37939 | 12.584 | 0.44481 | 10.5124 | 0.40314
12.8043 | 0.18447 | 12.3914 | 0.1778 | 12.1187 | 0.38008 | 12.5964 | 0.44675 | 10.5286 | 0.40417
12.8178 | 0.18613 | 12.4046 | 0.17888 | 12.1327 | 0.38065 | 12.6089 | 0.4484 | 10.5448 | 0.40502
12.8313 | 0.18761 | 12.4179 | 0.18019 | 12.1467 | 0.38168 | 12.6214 | 0.45063 | 10.561 | 0.40611
12.8447 | 0.18898 | 12.4311 | 0.18111 | 12.1606 | 0.38271 | 12.6339 | 0.45257 | 10.5772 | 0.40691
12.8582 | 0.19053 | 12.4443 | 0.18196 | 12.1746 | 0.38362 | 12.6463 | 0.45462 | 10.5934 | 0.40776
12.8716 | 0.19212 | 12.4576 | 0.18293 | 12.1886 | 0.38453 | 12.6588 | 0.45639 | 10.6096 | 0.40873
12.8851 | 0.19344 | 12.4708 | 0.18368 | 12.2026 | 0.38539 | 12.6713 | 0.45799 | 10.6258 | 0.4097
12.8986 | 0.19475 | 12.4841 | 0.18482 | 12.2165 | 0.38619 | 12.6838 | 0.45976 | 10.642 | 0.41084
12.912 | 0.19589 | 12.4973 | 0.18607 | 12.2305 | 0.38721 | 12.6962 | 0.46113 | 10.6582 | 0.41187
12.9255 | 0.19715 | 12.5105 | 0.18756 | 12.2445 | 0.38841 | 12.7087 | 0.4629 | 10.6744 | 0.41261
12.9389 | 0.19834 | 12.5238 | 0.18847 | 12.2584 | 0.38921 | 12.7212 | 0.46433 | 10.6907 | 0.41347
12.9524 | 0.19966 | 12.537 | 0.18961 | 12.2724 | 0.39007 | 12.7337 | 0.46621 | 10.7069 | 0.4145
12.9659 | 0.20143 | 12.5502 | 0.19087 | 12.2864 | 0.39081 | 12.7461 | 0.46741 | 10.7231 | 0.41541
12.9793 | 0.20337 | 12.5635 | 0.19184 | 12.3003 | 0.39132 | 12.7586 | 0.46906 | 10.7393 | 0.4165
12.9928 | 0.20519 | 12.5767 | 0.19332 | 12.3143 | 0.39207 | 12.7711 | 0.4714 | 10.7555 | 0.41689
13.0063 | 0.20674 | 12.5899 | 0.19509 | 12.3283 | 0.39281 | 12.7836 | 0.47323 | 10.7717 | 0.41775
13.0197 | 0.20799 | 12.6032 | 0.19669 | 12.3422 | 0.39372 | 12.796 | 0.47506 | 10.7879 | 0.41878
13.0332 | 0.20993 | 12.6164 | 0.1984 | 12.3562 | 0.39429 | 12.8085 | 0.47671 | 10.8041 | 0.41941
13.0466 | 0.21136 | 12.6296 | 0.19989 | 12.3702 | 0.39509 | 12.821 | 0.47888 | 10.8203 | 0.42026
13.0601 | 0.2129 | 12.6429 | 0.20114 | 12.3842 | 0.39618 | 12.8335 | 0.48071 | 10.8365 | 0.42118
13.0736 | 0.2141 | 12.6561 | 0.2024 | 12.3981 | 0.39715 | 12.846 | 0.48328 | 10.8527 | 0.42209
13.087 | 0.21541 | 12.6694 | 0.20422 | 12.4121 | 0.39834 | 12.8584 | 0.48539 | 10.8689 | 0.42317
13.1005 | 0.21741 | 12.6826 | 0.20605 | 12.4261 | 0.3992 | 12.8709 | 0.48727 | 10.8851 | 0.4242
13.1139 | 0.21889 | 12.6958 | 0.20731 | 12.44 | 0.39977 | 12.8834 | 0.48921 | 10.9013 | 0.42506
13.1274 | 0.22061 | 12.7091 | 0.20862 | 12.454 | 0.40097 | 12.8959 | 0.49092 | 10.9175 | 0.42631
13.1409 | 0.22317 | 12.7223 | 0.21062 | 12.468 | 0.40223 | 12.9083 | 0.49252 | 10.9337 | 0.42757
13.1543 | 0.22454 | 12.7355 | 0.21284 | 12.4819 | 0.40297 | 12.9208 | 0.49435 | 10.9499 | 0.4286
13.1678 | 0.22614 | 12.7488 | 0.21455 | 12.4959 | 0.40468 | 12.9333 | 0.4964 | 10.9661 | 0.42945
13.1813 | 0.22831 | 12.762 | 0.21644 | 12.5099 | 0.40588 | 12.9458 | 0.498 | 10.9823 | 0.43094
13.1947 | 0.23076 | 12.7752 | 0.21826 | 12.5238 | 0.40702 | 12.9582 | 0.50011 | 10.9985 | 0.43213
13.2082 | 0.23282 | 12.7885 | 0.21975 | 12.5378 | 0.40788 | 12.9707 | 0.50194 | 11.0147 | 0.43316
13.2216 | 0.23476 | 12.8017 | 0.22152 | 12.5518 | 0.40873 | 12.9832 | 0.50382 | 11.0309 | 0.43447
13.2351 | 0.23676 | 12.8149 | 0.223 | 12.5658 | 0.40976 | 12.9957 | 0.50599 | 11.0471 | 0.43562
13.2486 | 0.23898 | 12.8282 | 0.2246 | 12.5797 | 0.41062 | 13.0081 | 0.50833 | 11.0633 | 0.43699
13.262 | 0.2411 | 12.8414 | 0.22637 | 12.5937 | 0.41124 | 13.0206 | 0.50987 | 11.0795 | 0.43858
13.2755 | 0.24298 | 12.8547 | 0.22814 | 12.6077 | 0.41233 | 13.0331 | 0.51193 | 11.0958 | 0.43944
13.2889 | 0.24446 | 12.8679 | 0.22939 | 12.6216 | 0.41353 | 13.0456 | 0.51416 | 11.112 | 0.4403
13.3024 | 0.24612 | 12.8811 | 0.23151 | 12.6356 | 0.41438 | 13.058 | 0.51598 | 11.1282 | 0.44121
13.3159 | 0.2484 | 12.8944 | 0.23328 | 12.6496 | 0.41587 | 13.0705 | 0.51815 | 11.1444 | 0.44229
13.3293 | 0.2504 | 12.9076 | 0.23505 | 12.6635 | 0.41724 | 13.083 | 0.51946 | 11.1606 | 0.44372
13.3428 | 0.25257 | 12.9208 | 0.23739 | 12.6775 | 0.41861 | 13.0955 | 0.52158 | 11.1768 | 0.44503
13.3563 | 0.25422 | 12.9341 | 0.2387 | 12.6915 | 0.41986 | 13.1079 | 0.52317 | 11.193 | 0.44629
13.3697 | 0.25576 | 12.9473 | 0.24064 | 12.7055 | 0.42112 | 13.1204 | 0.52517 | 11.2092 | 0.44749
13.3832 | 0.25856 | 12.9605 | 0.24252 | 12.7194 | 0.42203 | 13.1329 | 0.52694 | 11.2254 | 0.44823
13.3966 | 0.2601 | 12.9738 | 0.24463 | 12.7334 | 0.42283 | 13.1454 | 0.52842 | 11.2416 | 0.44903
13.4101 | 0.26279 | 12.987 | 0.2464 | 12.7474 | 0.42414 | 13.1578 | 0.53031 | 11.2578 | 0.44971
13.4236 | 0.26518 | 13.0002 | 0.24852 | 12.7613 | 0.4254 | 13.1703 | 0.53191 | 11.274 | 0.4504
13.437 | 0.26775 | 13.0135 | 0.25 | 12.7753 | 0.42643 | 13.1828 | 0.53368 | 11.2902 | 0.45126
13.4505 | 0.27021 | 13.0267 | 0.25223 | 12.7893 | 0.4278 | 13.1953 | 0.53562 | 11.3064 | 0.45257
13.4639 | 0.27209 | 13.04 | 0.25377 | 12.8032 | 0.42905 | 13.2077 | 0.5375 | 11.3226 | 0.45394
13.4774 | 0.27466 | 13.0532 | 0.25599 | 12.8172 | 0.42997 | 13.2202 | 0.53927 | 11.3388 | 0.45531
13.4909 | 0.27688 | 13.0664 | 0.25811 | 12.8312 | 0.43082 | 13.2327 | 0.5415 | 11.355 | 0.45651
13.5043 | 0.27962 | 13.0797 | 0.26016 | 12.8451 | 0.43213 | 13.2452 | 0.54389 | 11.3712 | 0.45805
13.5178 | 0.28271 | 13.0929 | 0.26267 | 12.8591 | 0.43345 | 13.2576 | 0.54589 | 11.3874 | 0.45896
13.5313 | 0.2851 | 13.1061 | 0.26467 | 12.8731 | 0.43465 | 13.2701 | 0.54697 | 11.4036 | 0.46039
13.5447 | 0.28756 | 13.1194 | 0.26689 | 12.8871 | 0.43567 | 13.2826 | 0.5488 | 11.4198 | 0.4621
13.5582 | 0.29001 | 13.1326 | 0.26872 | 12.901 | 0.43716 | 13.2951 | 0.55091 | 11.436 | 0.46364
13.5716 | 0.29264 | 13.1458 | 0.27078 | 12.915 | 0.43847 | 13.3075 | 0.55331 | 11.4522 | 0.46535
13.5851 | 0.29463 | 13.1591 | 0.27323 | 12.929 | 0.43921 | 13.32 | 0.55491 | 11.4684 | 0.46684
13.5986 | 0.29715 | 13.1723 | 0.27597 | 12.9429 | 0.44047 | 13.3325 | 0.55725 | 11.4846 | 0.46815
13.612 | 0.30051 | 13.1855 | 0.27791 | 12.9569 | 0.44207 | 13.345 | 0.55953 | 11.5009 | 0.46958
13.6255 | 0.30274 | 13.1988 | 0.28014 | 12.9709 | 0.44344 | 13.3574 | 0.56164 | 11.5171 | 0.47089
13.6389 | 0.30537 | 13.212 | 0.28282 | 12.9848 | 0.44503 | 13.3699 | 0.56381 | 11.5333 | 0.47169
13.6524 | 0.30828 | 13.2253 | 0.28505 | 12.9988 | 0.44589 | 13.3824 | 0.56541 | 11.5495 | 0.47295
13.6659 | 0.31096 | 13.2385 | 0.2871 | 13.0128 | 0.44697 | 13.3949 | 0.56712 | 11.5657 | 0.47466
13.6793 | 0.31347 | 13.2517 | 0.2895 | 13.0267 | 0.44834 | 13.4074 | 0.56924 | 11.5819 | 0.47637
13.6928 | 0.31684 | 13.265 | 0.29144 | 13.0407 | 0.44943 | 13.4198 | 0.57129 | 11.5981 | 0.47785
13.7063 | 0.32026 | 13.2782 | 0.29384 | 13.0547 | 0.45051 | 13.4323 | 0.57346 | 11.6143 | 0.47917
13.7197 | 0.32306 | 13.2914 | 0.29629 | 13.0687 | 0.45143 | 13.4448 | 0.57574 | 11.6305 | 0.48105
13.7332 | 0.32551 | 13.3047 | 0.29892 | 13.0826 | 0.45285 | 13.4573 | 0.5774 | 11.6467 | 0.48231
13.7466 | 0.32808 | 13.3179 | 0.30228 | 13.0966 | 0.454 | 13.4697 | 0.57888 | 11.6629 | 0.48373
13.7601 | 0.33105 | 13.3311 | 0.30468 | 13.1106 | 0.45514 | 13.4822 | 0.58076 | 11.6791 | 0.48505
13.7736 | 0.33373 | 13.3444 | 0.30719 | 13.1245 | 0.45662 | 13.4947 | 0.58311 | 11.6953 | 0.48687
13.787 | 0.33664 | 13.3576 | 0.30999 | 13.1385 | 0.45816 | 13.5072 | 0.58533 | 11.7115 | 0.48779
13.8005 | 0.33927 | 13.3709 | 0.31239 | 13.1525 | 0.45913 | 13.5196 | 0.58716 | 11.7277 | 0.4895
13.814 | 0.34281 | 13.3841 | 0.31507 | 13.1664 | 0.46056 | 13.5321 | 0.58898 | 11.7439 | 0.49115
13.8274 | 0.34532 | 13.3973 | 0.31758 | 13.1804 | 0.46199 | 13.5446 | 0.59167 | 11.7601 | 0.49247
13.8409 | 0.34874 | 13.4106 | 0.32061 | 13.1944 | 0.46358 | 13.5571 | 0.59395 | 11.7763 | 0.49378
13.8543 | 0.35188 | 13.4238 | 0.3226 | 13.2083 | 0.4649 | 13.5695 | 0.59612 | 11.7925 | 0.49475
13.8678 | 0.35531 | 13.437 | 0.32529 | 13.2223 | 0.4665 | 13.582 | 0.59806 | 11.8087 | 0.49646
13.8813 | 0.35896 | 13.4503 | 0.32808 | 13.2363 | 0.46775 | 13.5945 | 0.60023 | 11.8249 | 0.4984
13.8947 | 0.3621 | 13.4635 | 0.33025 | 13.2503 | 0.46878 | 13.607 | 0.6024 | 11.8411 | 0.49977
13.9082 | 0.36501 | 13.4767 | 0.33265 | 13.2642 | 0.47055 | 13.6194 | 0.60411 | 11.8573 | 0.5012
13.9216 | 0.36798 | 13.49 | 0.33539 | 13.2782 | 0.47192 | 13.6319 | 0.60668 | 11.8735 | 0.50371
13.9351 | 0.37083 | 13.5032 | 0.33864 | 13.2922 | 0.47329 | 13.6444 | 0.60879 | 11.8897 | 0.50559
13.9486 | 0.37483 | 13.5164 | 0.34127 | 13.3061 | 0.4746 | 13.6569 | 0.61124 | 11.9059 | 0.50788
13.962 | 0.37894 | 13.5297 | 0.34406 | 13.3201 | 0.47637 | 13.6693 | 0.6133 | 11.9222 | 0.50936
13.9755 | 0.38236 | 13.5429 | 0.34817 | 13.3341 | 0.47791 | 13.6818 | 0.6157 | 11.9384 | 0.51113
13.989 | 0.38567 | 13.5562 | 0.35046 | 13.348 | 0.47991 | 13.6943 | 0.61769 | 11.9546 | 0.51381
14.0024 | 0.38927 | 13.5694 | 0.35285 | 13.362 | 0.48134 | 13.7068 | 0.61975 | 11.9708 | 0.51564
14.0159 | 0.39298 | 13.5826 | 0.35605 | 13.376 | 0.48299 | 13.7192 | 0.62232 | 11.987 | 0.51747
14.0293 | 0.39669 | 13.5959 | 0.35925 | 13.39 | 0.4847 | 13.7317 | 0.62437 | 12.0032 | 0.52021
14.0428 | 0.39989 | 13.6091 | 0.36261 | 13.4039 | 0.48659 | 13.7442 | 0.62643 | 12.0194 | 0.5218
14.0563 | 0.40388 | 13.6223 | 0.3657 | 13.4179 | 0.48858 | 13.7567 | 0.62957 | 12.0356 | 0.52397
14.0697 | 0.40793 | 13.6356 | 0.36878 | 13.4319 | 0.49013 | 13.7691 | 0.63151 | 12.0518 | 0.52608
14.0832 | 0.41164 | 13.6488 | 0.37255 | 13.4458 | 0.49207 | 13.7816 | 0.63385 | 12.068 | 0.52831
14.0966 | 0.41507 | 13.662 | 0.37551 | 13.4598 | 0.49429 | 13.7941 | 0.63607 | 12.0842 | 0.53031
14.1101 | 0.41929 | 13.6753 | 0.37928 | 13.4738 | 0.49652 | 13.8066 | 0.63801 | 12.1004 | 0.53259
14.1236 | 0.42369 | 13.6885 | 0.38196 | 13.4877 | 0.49795 | 13.819 | 0.63995 | 12.1166 | 0.53465
14.137 | 0.42763 | 13.7017 | 0.3855 | 13.5017 | 0.49977 | 13.8315 | 0.64195 | 12.1328 | 0.53659
14.1505 | 0.43196 | 13.715 | 0.38841 | 13.5157 | 0.50223 | 13.844 | 0.64446 | 12.149 | 0.5387
14.164 | 0.43613 | 13.7282 | 0.3915 | 13.5296 | 0.50428 | 13.8565 | 0.64709 | 12.1652 | 0.54144
14.1774 | 0.4403 | 13.7415 | 0.39481 | 13.5436 | 0.50582 | 13.8689 | 0.64897 | 12.1814 | 0.54401
14.1909 | 0.44384 | 13.7547 | 0.39817 | 13.5576 | 0.50788 | 13.8814 | 0.65114 | 12.1976 | 0.54612
14.2043 | 0.4468 | 13.7679 | 0.40131 | 13.5716 | 0.51005 | 13.8939 | 0.65348 | 12.2138 | 0.54795
14.2178 | 0.45029 | 13.7812 | 0.40491 | 13.5855 | 0.51233 | 13.9064 | 0.65514 | 12.23 | 0.55063
14.2313 | 0.45468 | 13.7944 | 0.40731 | 13.5995 | 0.51467 | 13.9189 | 0.65719 | 12.2462 | 0.55291
14.2447 | 0.4585 | 13.8076 | 0.40993 | 13.6135 | 0.51638 | 13.9313 | 0.65925 | 12.2624 | 0.55497
14.2582 | 0.46273 | 13.8209 | 0.41296 | 13.6274 | 0.51866 | 13.9438 | 0.66107 | 12.2786 | 0.55793
14.2716 | 0.46695 | 13.8341 | 0.41684 | 13.6414 | 0.52123 | 13.9563 | 0.66279 | 12.2948 | 0.56062
14.2851 | 0.47106 | 13.8473 | 0.42026 | 13.6554 | 0.52392 | 13.9688 | 0.66473 | 12.311 | 0.56318
14.2986 | 0.47506 | 13.8606 | 0.42323 | 13.6693 | 0.52643 | 13.9812 | 0.66678 | 12.3273 | 0.56627
14.312 | 0.47905 | 13.8738 | 0.42677 | 13.6833 | 0.52825 | 13.9937 | 0.66884 | 12.3435 | 0.56866
14.3255 | 0.4835 | 13.887 | 0.43094 | 13.6973 | 0.53082 | 14.0062 | 0.67026 | 12.3597 | 0.57072
14.339 | 0.48841 | 13.9003 | 0.43379 | 13.7112 | 0.53333 | 14.0187 | 0.67255 | 12.3759 | 0.57329
14.3524 | 0.49349 | 13.9135 | 0.43682 | 13.7252 | 0.5363 | 14.0311 | 0.67494 | 12.3921 | 0.57477
14.3659 | 0.49749 | 13.9268 | 0.44024 | 13.7392 | 0.5387 | 14.0436 | 0.67688 | 12.4083 | 0.5778
14.3793 | 0.502 | 13.94 | 0.44349 | 13.7532 | 0.54161 | 14.0561 | 0.67831 | 12.4245 | 0.58002
14.3928 | 0.50622 | 13.9532 | 0.44703 | 13.7671 | 0.54429 | 14.0686 | 0.68031 | 12.4407 | 0.58276
14.4063 | 0.51073 | 13.9665 | 0.45063 | 13.7811 | 0.54663 | 14.081 | 0.68265 | 12.4569 | 0.58584
14.4197 | 0.51592 | 13.9797 | 0.45377 | 13.7951 | 0.54886 | 14.0935 | 0.68459 | 12.4731 | 0.5879
14.4332 | 0.52015 | 13.9929 | 0.45753 | 13.809 | 0.55131 | 14.106 | 0.68653 | 12.4893 | 0.59058
14.4466 | 0.52414 | 14.0062 | 0.4613 | 13.823 | 0.55331 | 14.1185 | 0.68921 | 12.5055 | 0.59269
14.4601 | 0.5282 | 14.0194 | 0.46461 | 13.837 | 0.55559 | 14.1309 | 0.69132 | 12.5217 | 0.59555
14.4736 | 0.53276 | 14.0326 | 0.46775 | 13.8509 | 0.55771 | 14.1434 | 0.69332 | 12.5379 | 0.59812
14.487 | 0.53664 | 14.0459 | 0.47129 | 13.8649 | 0.5601 | 14.1559 | 0.69538 | 12.5541 | 0.60046
14.5005 | 0.54058 | 14.0591 | 0.47471 | 13.8789 | 0.56176 | 14.1684 | 0.69743 | 12.5703 | 0.60348
14.514 | 0.54475 | 14.0723 | 0.47871 | 13.8929 | 0.5645 | 14.1808 | 0.69937 | 12.5865 | 0.60571
14.5274 | 0.54971 | 14.0856 | 0.48231 | 13.9068 | 0.56667 | 14.1933 | 0.70148 | 12.6027 | 0.60799
14.5409 | 0.55445 | 14.0988 | 0.48505 | 13.9208 | 0.56906 | 14.2058 | 0.704 | 12.6189 | 0.61045
14.5543 | 0.55896 | 14.1121 | 0.48773 | 13.9348 | 0.5718 | 14.2183 | 0.70622 | 12.6351 | 0.61353
14.5678 | 0.5641 | 14.1253 | 0.49127 | 13.9487 | 0.57494 | 14.2307 | 0.70776 | 12.6513 | 0.61598
14.5813 | 0.56826 | 14.1385 | 0.49446 | 13.9627 | 0.57757 | 14.2432 | 0.70999 | 12.6675 | 0.61884
14.5947 | 0.57232 | 14.1518 | 0.49772 | 13.9767 | 0.58042 | 14.2557 | 0.71239 | 12.6837 | 0.62169
14.6082 | 0.57751 | 14.165 | 0.50114 | 13.9906 | 0.58322 | 14.2682 | 0.71507 | 12.6999 | 0.62483
14.6216 | 0.58162 | 14.1782 | 0.50422 | 14.0046 | 0.58573 | 14.2806 | 0.71758 | 12.7161 | 0.62705
14.6351 | 0.58499 | 14.1915 | 0.50868 | 14.0186 | 0.58824 | 14.2931 | 0.71981 | 12.7324 | 0.62957
14.6486 | 0.58961 | 14.2047 | 0.51227 | 14.0325 | 0.59041 | 14.3056 | 0.7214 | 12.7486 | 0.63248
14.662 | 0.59395 | 14.2179 | 0.51667 | 14.0465 | 0.59355 | 14.3181 | 0.72357 | 12.7648 | 0.63476
14.6755 | 0.59715 | 14.2312 | 0.52061 | 14.0605 | 0.59606 | 14.3305 | 0.72517 | 12.781 | 0.63687
14.689 | 0.60126 | 14.2444 | 0.52437 | 14.0745 | 0.59857 | 14.343 | 0.72728 | 12.7972 | 0.63916
14.7024 | 0.60519 | 14.2576 | 0.52808 | 14.0884 | 0.60166 | 14.3555 | 0.72951 | 12.8134 | 0.64195
14.7159 | 0.60993 | 14.2709 | 0.53151 | 14.1024 | 0.60422 | 14.368 | 0.73134 | 12.8296 | 0.64486
14.7293 | 0.61404 | 14.2841 | 0.53447 | 14.1164 | 0.60708 | 14.3804 | 0.73328 | 12.8458 | 0.64715
14.7428 | 0.61764 | 14.2974 | 0.53773 | 14.1303 | 0.60947 | 14.3929 | 0.73522 | 12.862 | 0.64954
14.7563 | 0.6218 | 14.3106 | 0.54127 | 14.1443 | 0.61244 | 14.4054 | 0.73693 | 12.8782 | 0.65217
14.7697 | 0.62529 | 14.3238 | 0.54578 | 14.1583 | 0.61495 | 14.4179 | 0.73836 | 12.8944 | 0.65548
14.7832 | 0.62962 | 14.3371 | 0.54954 | 14.1722 | 0.61798 | 14.4303 | 0.74007 | 12.9106 | 0.65839
14.7967 | 0.63385 | 14.3503 | 0.55257 | 14.1862 | 0.62055 | 14.4428 | 0.74178 | 12.9268 | 0.66102
14.8101 | 0.6371 | 14.3635 | 0.55622 | 14.2002 | 0.6234 | 14.4553 | 0.74361 | 12.943 | 0.66313
14.8236 | 0.64127 | 14.3768 | 0.56033 | 14.2141 | 0.62608 | 14.4678 | 0.74578 | 12.9592 | 0.66553
14.837 | 0.64635 | 14.39 | 0.56455 | 14.2281 | 0.62882 | 14.4803 | 0.74709 | 12.9754 | 0.66798
14.8505 | 0.64966 | 14.4032 | 0.56855 | 14.2421 | 0.63196 | 14.4927 | 0.74897 | 12.9916 | 0.66981
14.864 | 0.654 | 14.4165 | 0.57146 | 14.2561 | 0.6343 | 14.5052 | 0.7508 | 13.0078 | 0.67215
14.8774 | 0.65799 | 14.4297 | 0.57534 | 14.27 | 0.63653 | 14.5177 | 0.75285 | 13.024 | 0.67443
14.8909 | 0.66233 | 14.4429 | 0.57871 | 14.284 | 0.63961 | 14.5302 | 0.75439 | 13.0402 | 0.67671
14.9043 | 0.66615 | 14.4562 | 0.58276 | 14.298 | 0.64207 | 14.5426 | 0.75576 | 13.0564 | 0.67894
14.9178 | 0.67009 | 14.4694 | 0.58602 | 14.3119 | 0.64475 | 14.5551 | 0.75753 | 13.0726 | 0.68088
14.9313 | 0.67477 | 14.4827 | 0.58938 | 14.3259 | 0.64692 | 14.5676 | 0.75936 | 13.0888 | 0.6839
14.9447 | 0.67797 | 14.4959 | 0.59207 | 14.3399 | 0.64983 | 14.5801 | 0.76119 | 13.105 | 0.68682
14.9582 | 0.68139 | 14.5091 | 0.59543 | 14.3538 | 0.65251 | 14.5925 | 0.76324 | 13.1212 | 0.68955
14.9717 | 0.68476 | 14.5224 | 0.59892 | 14.3678 | 0.65588 | 14.605 | 0.76547 | 13.1375 | 0.69201
14.9851 | 0.6883 | 14.5356 | 0.60177 | 14.3818 | 0.65839 | 14.6175 | 0.76729 | 13.1537 | 0.69458
14.9986 | 0.69189 | 14.5488 | 0.60502 | 14.3958 | 0.66073 | 14.63 | 0.76924 | 13.1699 | 0.69692
15.012 | 0.69543 | 14.5621 | 0.60959 | 14.4097 | 0.66353 | 14.6424 | 0.77095 | 13.1861 | 0.69989
15.0255 | 0.6992 | 14.5753 | 0.61393 | 14.4237 | 0.66672 | 14.6549 | 0.77232 | 13.2023 | 0.70274
15.039 | 0.70331 | 14.5885 | 0.61741 | 14.4377 | 0.66963 | 14.6674 | 0.77397 | 13.2185 | 0.70422
15.0524 | 0.70713 | 14.6018 | 0.62021 | 14.4516 | 0.67203 | 14.6799 | 0.77557 | 13.2347 | 0.70645
15.0659 | 0.71096 | 14.615 | 0.62295 | 14.4656 | 0.6746 | 14.6923 | 0.77728 | 13.2509 | 0.70856
15.0793 | 0.71421 | 14.6283 | 0.62654 | 14.4796 | 0.67745 | 14.7048 | 0.77911 | 13.2671 | 0.7105
15.0928 | 0.71787 | 14.6415 | 0.62985 | 14.4935 | 0.67985 | 14.7173 | 0.78071 | 13.2833 | 0.71204
15.1063 | 0.72197 | 14.6547 | 0.63396 | 14.5075 | 0.68288 | 14.7298 | 0.78271 | 13.2995 | 0.71427
15.1197 | 0.72666 | 14.668 | 0.63779 | 14.5215 | 0.68573 | 14.7422 | 0.78447 | 13.3157 | 0.71621
15.1332 | 0.73099 | 14.6812 | 0.64121 | 14.5354 | 0.68876 | 14.7547 | 0.78624 | 13.3319 | 0.71849
15.1467 | 0.73396 | 14.6944 | 0.64446 | 14.5494 | 0.69167 | 14.7672 | 0.78836 | 13.3481 | 0.72158
15.1601 | 0.73784 | 14.7077 | 0.64726 | 14.5634 | 0.69441 | 14.7797 | 0.79035 | 13.3643 | 0.7242
15.1736 | 0.74172 | 14.7209 | 0.65051 | 14.5774 | 0.69817 | 14.7921 | 0.79167 | 13.3805 | 0.72654
15.187 | 0.74526 | 14.7341 | 0.65337 | 14.5913 | 0.70097 | 14.8046 | 0.79309 | 13.3967 | 0.72917
15.2005 | 0.74863 | 14.7474 | 0.65645 | 14.6053 | 0.70354 | 14.8171 | 0.79509 | 13.4129 | 0.73179
15.214 | 0.75291 | 14.7606 | 0.66022 | 14.6193 | 0.70668 | 14.8296 | 0.7972 | 13.4291 | 0.73453
15.2274 | 0.75719 | 14.7738 | 0.6633 | 14.6332 | 0.70987 | 14.842 | 0.79857 | 13.4453 | 0.73699
15.2409 | 0.76107 | 14.7871 | 0.66587 | 14.6472 | 0.71324 | 14.8545 | 0.80034 | 13.4615 | 0.73853
15.2543 | 0.76507 | 14.8003 | 0.66906 | 14.6612 | 0.71581 | 14.867 | 0.802 | 13.4777 | 0.74138
15.2678 | 0.76918 | 14.8136 | 0.67192 | 14.6751 | 0.71849 | 14.8795 | 0.80365 | 13.4939 | 0.74429
15.2813 | 0.77249 | 14.8268 | 0.67523 | 14.6891 | 0.72106 | 14.8919 | 0.80514 | 13.5101 | 0.74755
15.2947 | 0.7758 | 14.84 | 0.67905 | 14.7031 | 0.72403 | 14.9044 | 0.80668 | 13.5263 | 0.74994
15.3082 | 0.78014 | 14.8533 | 0.68248 | 14.717 | 0.72608 | 14.9169 | 0.80822 | 13.5426 | 0.75274
15.3217 | 0.78368 | 14.8665 | 0.68584 | 14.731 | 0.72848 | 14.9294 | 0.81039 | 13.5588 | 0.75502
15.3351 | 0.78693 | 14.8797 | 0.6895 | 14.745 | 0.73134 | 14.9418 | 0.81221 | 13.575 | 0.75719
15.3486 | 0.79047 | 14.893 | 0.69275 | 14.759 | 0.73333 | 14.9543 | 0.81336 | 13.5912 | 0.7605
15.362 | 0.79366 | 14.9062 | 0.69629 | 14.7729 | 0.73596 | 14.9668 | 0.81524 | 13.6074 | 0.76256
15.3755 | 0.79697 | 14.9194 | 0.6996 | 14.7869 | 0.73836 | 14.9793 | 0.81701 | 13.6236 | 0.7657
15.389 | 0.80029 | 14.9327 | 0.7028 | 14.8009 | 0.74053 | 14.9918 | 0.81849 | 13.6398 | 0.76826
15.4024 | 0.80308 | 14.9459 | 0.70548 | 14.8148 | 0.74315 | 15.0042 | 0.82026 | 13.656 | 0.77066
15.4159 | 0.80651 | 14.9591 | 0.70925 | 14.8288 | 0.74595 | 15.0167 | 0.82203 | 13.6722 | 0.77323
15.4293 | 0.81056 | 14.9724 | 0.71256 | 14.8428 | 0.74874 | 15.0292 | 0.82397 | 13.6884 | 0.77568
15.4428 | 0.8141 | 14.9856 | 0.71655 | 14.8567 | 0.75131 | 15.0417 | 0.82529 | 13.7046 | 0.77848
15.4563 | 0.81741 | 14.9989 | 0.72009 | 14.8707 | 0.75377 | 15.0541 | 0.82728 | 13.7208 | 0.78134
15.4697 | 0.82158 | 15.0121 | 0.72392 | 14.8847 | 0.75599 | 15.0666 | 0.82842 | 13.737 | 0.78339
15.4832 | 0.82489 | 15.0253 | 0.72785 | 14.8986 | 0.75816 | 15.0791 | 0.83002 | 13.7532 | 0.78562
15.4967 | 0.82774 | 15.0386 | 0.73128 | 14.9126 | 0.76102 | 15.0916 | 0.83156 | 13.7694 | 0.78773
15.5101 | 0.83179 | 15.0518 | 0.73373 | 14.9266 | 0.76347 | 15.104 | 0.83339 | 13.7856 | 0.78961
15.5236 | 0.83482 | 15.065 | 0.73733 | 14.9406 | 0.76564 | 15.1165 | 0.83465 | 13.8018 | 0.79167
15.537 | 0.83756 | 15.0783 | 0.74075 | 14.9545 | 0.76849 | 15.129 | 0.83642 | 13.818 | 0.79366
15.5505 | 0.84092 | 15.0915 | 0.74406 | 14.9685 | 0.77095 | 15.1415 | 0.83761 | 13.8342 | 0.79618
15.564 | 0.84412 | 15.1047 | 0.7476 | 14.9825 | 0.77392 | 15.1539 | 0.83938 | 13.8504 | 0.79863
15.5774 | 0.84812 | 15.118 | 0.75068 | 14.9964 | 0.77643 | 15.1664 | 0.84081 | 13.8666 | 0.80046
15.5909 | 0.8512 | 15.1312 | 0.75422 | 15.0104 | 0.7782 | 15.1789 | 0.84252 | 13.8828 | 0.80228
15.6044 | 0.85382 | 15.1444 | 0.75782 | 15.0244 | 0.78025 | 15.1914 | 0.84429 | 13.899 | 0.80485
15.6178 | 0.85662 | 15.1577 | 0.76096 | 15.0383 | 0.78316 | 15.2038 | 0.84589 | 13.9152 | 0.80651
15.6313 | 0.85925 | 15.1709 | 0.7637 | 15.0523 | 0.78539 | 15.2163 | 0.84737 | 13.9314 | 0.80925
15.6447 | 0.86216 | 15.1842 | 0.76741 | 15.0663 | 0.78779 | 15.2288 | 0.84914 | 13.9477 | 0.81159
15.6582 | 0.86473 | 15.1974 | 0.77163 | 15.0803 | 0.79075 | 15.2413 | 0.85029 | 13.9639 | 0.81341
15.6717 | 0.86701 | 15.2106 | 0.77483 | 15.0942 | 0.79292 | 15.2537 | 0.85194 | 13.9801 | 0.81507
15.6851 | 0.86941 | 15.2239 | 0.77711 | 15.1082 | 0.79549 | 15.2662 | 0.85388 | 13.9963 | 0.81741
15.6986 | 0.87249 | 15.2371 | 0.77991 | 15.1222 | 0.7984 | 15.2787 | 0.85548 | 14.0125 | 0.81912
15.712 | 0.87568 | 15.2503 | 0.78288 | 15.1361 | 0.80091 | 15.2912 | 0.85702 | 14.0287 | 0.82123
15.7255 | 0.87785 | 15.2636 | 0.78624 | 15.1501 | 0.8032 | 15.3036 | 0.85822 | 14.0449 | 0.82323
15.739 | 0.88076 | 15.2768 | 0.78955 | 15.1641 | 0.80622 | 15.3161 | 0.85947 | 14.0611 | 0.82517
15.7524 | 0.88373 | 15.29 | 0.79241 | 15.178 | 0.80828 | 15.3286 | 0.86096 | 14.0773 | 0.82763
15.7659 | 0.88647 | 15.3033 | 0.79543 | 15.192 | 0.8109 | 15.3411 | 0.86284 | 14.0935 | 0.82939
15.7794 | 0.88916 | 15.3165 | 0.79886 | 15.206 | 0.8133 | 15.3535 | 0.86376 | 14.1097 | 0.83134
15.7928 | 0.89212 | 15.3297 | 0.80166 | 15.2199 | 0.81621 | 15.366 | 0.86547 | 14.1259 | 0.83265
15.8063 | 0.89429 | 15.343 | 0.80411 | 15.2339 | 0.81861 | 15.3785 | 0.86689 | 14.1421 | 0.83436
15.8197 | 0.89709 | 15.3562 | 0.80742 | 15.2479 | 0.82118 | 15.391 | 0.86792 | 14.1583 | 0.83596
15.8332 | 0.89903 | 15.3695 | 0.81039 | 15.2619 | 0.82369 | 15.4034 | 0.86952 | 14.1745 | 0.83784
15.8467 | 0.9012 | 15.3827 | 0.81347 | 15.2758 | 0.82614 | 15.4159 | 0.87089 | 14.1907 | 0.83973
15.8601 | 0.9032 | 15.3959 | 0.81638 | 15.2898 | 0.82831 | 15.4284 | 0.87266 | 14.2069 | 0.84127
15.8736 | 0.90582 | 15.4092 | 0.81969 | 15.3038 | 0.83059 | 15.4409 | 0.87386 | 14.2231 | 0.84366
15.887 | 0.90822 | 15.4224 | 0.8226 | 15.3177 | 0.83259 | 15.4533 | 0.8754 | 14.2393 | 0.84606
15.9005 | 0.91045 | 15.4356 | 0.82517 | 15.3317 | 0.83442 | 15.4658 | 0.87631 | 14.2555 | 0.84846
15.914 | 0.91239 | 15.4489 | 0.82865 | 15.3457 | 0.83653 | 15.4783 | 0.87814 | 14.2717 | 0.85074
15.9274 | 0.91484 | 15.4621 | 0.83191 | 15.3596 | 0.83858 | 15.4908 | 0.87985 | 14.2879 | 0.85251
15.9409 | 0.91701 | 15.4753 | 0.83573 | 15.3736 | 0.84064 | 15.5032 | 0.88076 | 14.3041 | 0.85434
15.9544 | 0.91963 | 15.4886 | 0.83836 | 15.3876 | 0.84309 | 15.5157 | 0.88213 | 14.3203 | 0.85599
15.9678 | 0.9214 | 15.5018 | 0.84189 | 15.4015 | 0.84543 | 15.5282 | 0.8835 | 14.3365 | 0.85753
15.9813 | 0.92283 | 15.515 | 0.84412 | 15.4155 | 0.84777 | 15.5407 | 0.8847 | 14.3528 | 0.85913
15.9947 | 0.9246 | 15.5283 | 0.84629 | 15.4295 | 0.85068 | 15.5532 | 0.88642 | 14.369 | 0.86153
16.0082 | 0.9266 | 15.5415 | 0.84937 | 15.4435 | 0.85251 | 15.5656 | 0.88796 | 14.3852 | 0.86353
16.0217 | 0.92831 | 15.5548 | 0.85217 | 15.4574 | 0.85559 | 15.5781 | 0.88893 | 14.4014 | 0.86518
16.0351 | 0.93037 | 15.568 | 0.85468 | 15.4714 | 0.85731 | 15.5906 | 0.88978 | 14.4176 | 0.86729
16.0486 | 0.93196 | 15.5812 | 0.85719 | 15.4854 | 0.8593 | 15.6031 | 0.8911 | 14.4338 | 0.86889
16.062 | 0.9339 | 15.5945 | 0.85987 | 15.4993 | 0.86124 | 15.6155 | 0.89229 | 14.45 | 0.87112
16.0755 | 0.93624 | 15.6077 | 0.86267 | 15.5133 | 0.86301 | 15.628 | 0.89378 | 14.4662 | 0.87352
16.089 | 0.93813 | 15.6209 | 0.86524 | 15.5273 | 0.86518 | 15.6405 | 0.89446 | 14.4824 | 0.87529
16.1024 | 0.93961 | 15.6342 | 0.86775 | 15.5412 | 0.86758 | 15.653 | 0.89578 | 14.4986 | 0.877
16.1159 | 0.94104 | 15.6474 | 0.86941 | 15.5552 | 0.86946 | 15.6654 | 0.8972 | 14.5148 | 0.87831
16.1294 | 0.94269 | 15.6606 | 0.87169 | 15.5692 | 0.8714 | 15.6779 | 0.89874 | 14.531 | 0.87991
16.1428 | 0.94412 | 15.6739 | 0.87363 | 15.5832 | 0.8738 | 15.6904 | 0.90017 | 14.5472 | 0.88156
16.1563 | 0.94509 | 15.6871 | 0.87591 | 15.5971 | 0.87551 | 15.7029 | 0.90166 | 14.5634 | 0.8835
16.1697 | 0.94709 | 15.7003 | 0.87757 | 15.6111 | 0.87785 | 15.7153 | 0.90274 | 14.5796 | 0.88487
16.1832 | 0.94869 | 15.7136 | 0.87985 | 15.6251 | 0.87997 | 15.7278 | 0.9036 | 14.5958 | 0.88716
16.1967 | 0.94989 | 15.7268 | 0.88185 | 15.639 | 0.88185 | 15.7403 | 0.90485 | 14.612 | 0.88904
16.2101 | 0.95126 | 15.7401 | 0.88339 | 15.653 | 0.88396 | 15.7528 | 0.90616 | 14.6282 | 0.89064
16.2236 | 0.95274 | 15.7533 | 0.88505 | 15.667 | 0.88579 | 15.7652 | 0.90776 | 14.6444 | 0.89218
16.237 | 0.954 | 15.7665 | 0.88704 | 15.6809 | 0.88761 | 15.7777 | 0.9093 | 14.6606 | 0.89429
16.2505 | 0.95497 | 15.7798 | 0.88853 | 15.6949 | 0.88973 | 15.7902 | 0.91005 | 14.6768 | 0.89561
16.264 | 0.95588 | 15.793 | 0.88995 | 15.7089 | 0.8911 | 15.8027 | 0.9109 | 14.693 | 0.89715
16.2774 | 0.95736 | 15.8062 | 0.89189 | 15.7228 | 0.89252 | 15.8151 | 0.91216 | 14.7092 | 0.89852
16.2909 | 0.95868 | 15.8195 | 0.89366 | 15.7368 | 0.89446 | 15.8276 | 0.91324 | 14.7254 | 0.90068
16.3044 | 0.9601 | 15.8327 | 0.89526 | 15.7508 | 0.89692 | 15.8401 | 0.91461 | 14.7416 | 0.90234
16.3178 | 0.96119 | 15.8459 | 0.89766 | 15.7648 | 0.89903 | 15.8526 | 0.91564 | 14.7579 | 0.90417
16.3313 | 0.96227 | 15.8592 | 0.89949 | 15.7787 | 0.90034 | 15.865 | 0.91701 | 14.7741 | 0.90599
16.3447 | 0.96341 | 15.8724 | 0.90131 | 15.7927 | 0.90205 | 15.8775 | 0.91821 | 14.7903 | 0.90731
16.3582 | 0.96444 | 15.8856 | 0.90257 | 15.8067 | 0.90377 | 15.89 | 0.91924 | 14.8065 | 0.9085
16.3717 | 0.96575 | 15.8989 | 0.90491 | 15.8206 | 0.90497 | 15.9025 | 0.92043 | 14.8227 | 0.91067
16.3851 | 0.96644 | 15.9121 | 0.90668 | 15.8346 | 0.90656 | 15.9149 | 0.92163 | 14.8389 | 0.91267
16.3986 | 0.96735 | 15.9254 | 0.90856 | 15.8486 | 0.90822 | 15.9274 | 0.92277 | 14.8551 | 0.91387
16.412 | 0.96804 | 15.9386 | 0.91039 | 15.8625 | 0.91016 | 15.9399 | 0.92403 | 14.8713 | 0.91558
16.4255 | 0.96918 | 15.9518 | 0.91216 | 15.8765 | 0.91164 | 15.9524 | 0.92551 | 14.8875 | 0.91701
16.439 | 0.96986 | 15.9651 | 0.91318 | 15.8905 | 0.91376 | 15.9648 | 0.9262 | 14.9037 | 0.91844
16.4524 | 0.97049 | 15.9783 | 0.91501 | 15.9044 | 0.91535 | 15.9773 | 0.92763 | 14.9199 | 0.92049
16.4659 | 0.971 | 15.9915 | 0.9165 | 15.9184 | 0.91678 | 15.9898 | 0.92842 | 14.9361 | 0.92163
16.4794 | 0.97215 | 16.0048 | 0.91844 | 15.9324 | 0.91821 | 16.0023 | 0.92951 | 14.9523 | 0.92317
16.4928 | 0.97283 | 16.018 | 0.91998 | 15.9464 | 0.91952 | 16.0147 | 0.93059 | 14.9685 | 0.92454
16.5063 | 0.97369 | 16.0312 | 0.92158 | 15.9603 | 0.92118 | 16.0272 | 0.93248 | 14.9847 | 0.92568
16.5197 | 0.97449 | 16.0445 | 0.92295 | 15.9743 | 0.92266 | 16.0397 | 0.9335 | 15.0009 | 0.92763
16.5332 | 0.97494 | 16.0577 | 0.92483 | 15.9883 | 0.92403 | 16.0522 | 0.93487 | 15.0171 | 0.92951
16.5467 | 0.97591 | 16.071 | 0.92643 | 16.0022 | 0.92523 | 16.0646 | 0.93613 | 15.0333 | 0.93088
16.5601 | 0.97654 | 16.0842 | 0.92808 | 16.0162 | 0.92643 | 16.0771 | 0.93687 | 15.0495 | 0.93231
16.5736 | 0.97683 | 16.0974 | 0.92945 | 16.0302 | 0.92803 | 16.0896 | 0.93801 | 15.0657 | 0.9339
16.5871 | 0.97728 | 16.1107 | 0.93099 | 16.0441 | 0.92979 | 16.1021 | 0.93887 | 15.0819 | 0.93527
16.6005 | 0.97785 | 16.1239 | 0.93191 | 16.0581 | 0.93151 | 16.1146 | 0.94018 | 15.0981 | 0.93659
16.614 | 0.9782 | 16.1371 | 0.93322 | 16.0721 | 0.93299 | 16.127 | 0.94115 | 15.1143 | 0.93818
16.6274 | 0.97837 | 16.1504 | 0.93459 | 16.086 | 0.93402 | 16.1395 | 0.94212 | 15.1305 | 0.9391
16.6409 | 0.97871 | 16.1636 | 0.93573 | 16.1 | 0.93562 | 16.152 | 0.94332 | 15.1467 | 0.93984
16.6544 | 0.97917 | 16.1768 | 0.93659 | 16.114 | 0.9375 | 16.1645 | 0.94441 | 15.163 | 0.94104
16.6678 | 0.97968 | 16.1901 | 0.93773 | 16.128 | 0.93858 | 16.1769 | 0.94549 | 15.1792 | 0.94212
16.6813 | 0.98019 | 16.2033 | 0.93938 | 16.1419 | 0.94053 | 16.1894 | 0.94629 | 15.1954 | 0.94361
16.6947 | 0.98076 | 16.2165 | 0.94064 | 16.1559 | 0.94172 | 16.2019 | 0.94777 | 15.2116 | 0.94509
16.7082 | 0.98111 | 16.2298 | 0.94138 | 16.1699 | 0.94338 | 16.2144 | 0.9488 | 15.2278 | 0.9468
16.7217 | 0.98145 | 16.243 | 0.94269 | 16.1838 | 0.94441 | 16.2268 | 0.95 | 15.244 | 0.94829
16.7351 | 0.98179 | 16.2563 | 0.94384 | 16.1978 | 0.94555 | 16.2393 | 0.95108 | 15.2602 | 0.94926
16.7486 | 0.98202 | 16.2695 | 0.94549 | 16.2118 | 0.94675 | 16.2518 | 0.95234 | 15.2764 | 0.95034
16.7621 | 0.98231 | 16.2827 | 0.94697 | 16.2257 | 0.94755 | 16.2643 | 0.9536 | 15.2926 | 0.95171
16.7755 | 0.98282 | 16.296 | 0.94783 | 16.2397 | 0.94909 | 16.2767 | 0.95468 | 15.3088 | 0.95297
16.789 | 0.98345 | 16.3092 | 0.94926 | 16.2537 | 0.95034 | 16.2892 | 0.95559 | 15.325 | 0.95411
16.8024 | 0.98419 | 16.3224 | 0.95029 | 16.2677 | 0.95137 | 16.3017 | 0.95639 | 15.3412 | 0.95525
16.8159 | 0.98453 | 16.3357 | 0.95126 | 16.2816 | 0.95257 | 16.3142 | 0.95713 | 15.3574 | 0.95674
16.8294 | 0.98499 | 16.3489 | 0.95211 | 16.2956 | 0.95451 | 16.3266 | 0.95793 | 15.3736 | 0.95788
16.8428 | 0.98545 | 16.3621 | 0.95291 | 16.3096 | 0.95554 | 16.3391 | 0.95908 | 15.3898 | 0.95925
16.8563 | 0.98579 | 16.3754 | 0.95405 | 16.3235 | 0.95651 | 16.3516 | 0.96033 | 15.406 | 0.96067
16.8697 | 0.98607 | 16.3886 | 0.95497 | 16.3375 | 0.95719 | 16.3641 | 0.96124 | 15.4222 | 0.96164
16.8832 | 0.9867 | 16.4018 | 0.95605 | 16.3515 | 0.95805 | 16.3765 | 0.96187 | 15.4384 | 0.96273
16.8967 | 0.98744 | 16.4151 | 0.95748 | 16.3654 | 0.95856 | 16.389 | 0.96313 | 15.4546 | 0.9641
16.9101 | 0.98813 | 16.4283 | 0.95822 | 16.3794 | 0.95993 | 16.4015 | 0.9641 | 15.4708 | 0.9649
16.9236 | 0.98824 | 16.4416 | 0.95925 | 16.3934 | 0.96045 | 16.414 | 0.96507 | 15.487 | 0.96592
16.9371 | 0.98847 | 16.4548 | 0.96005 | 16.4073 | 0.96142 | 16.4264 | 0.96604 | 15.5032 | 0.96672
16.9505 | 0.98893 | 16.468 | 0.96096 | 16.4213 | 0.96221 | 16.4389 | 0.96689 | 15.5194 | 0.96775
16.964 | 0.98933 | 16.4813 | 0.96193 | 16.4353 | 0.9633 | 16.4514 | 0.96775 | 15.5356 | 0.96906
16.9774 | 0.98973 | 16.4945 | 0.96279 | 16.4493 | 0.96427 | 16.4639 | 0.96838 | 15.5518 | 0.96998
16.9909 | 0.99001 | 16.5077 | 0.96353 | 16.4632 | 0.96553 | 16.4763 | 0.96935 | 15.5681 | 0.97112
17.0044 | 0.9903 | 16.521 | 0.96438 | 16.4772 | 0.96598 | 16.4888 | 0.97032 | 15.5843 | 0.9722
17.0178 | 0.99053 | 16.5342 | 0.96518 | 16.4912 | 0.96701 | 16.5013 | 0.97158 | 15.6005 | 0.97323
17.0313 | 0.99075 | 16.5474 | 0.96621 | 16.5051 | 0.96804 | 16.5138 | 0.97277 | 15.6167 | 0.97443
17.0447 | 0.99098 | 16.5607 | 0.96707 | 16.5191 | 0.96889 | 16.5262 | 0.97363 | 15.6329 | 0.97529
17.0582 | 0.99127 | 16.5739 | 0.96826 | 16.5331 | 0.96958 | 16.5387 | 0.97426 | 15.6491 | 0.97603
17.0717 | 0.99167 | 16.5871 | 0.96924 | 16.547 | 0.97038 | 16.5512 | 0.97483 | 15.6653 | 0.97666
17.0851 | 0.99178 | 16.6004 | 0.97003 | 16.561 | 0.9714 | 16.5637 | 0.97574 | 15.6815 | 0.97803
17.0986 | 0.99207 | 16.6136 | 0.97055 | 16.575 | 0.97175 | 16.5761 | 0.97654 | 15.6977 | 0.97854
17.1121 | 0.99229 | 16.6269 | 0.97106 | 16.5889 | 0.97232 | 16.5886 | 0.97717 | 15.7139 | 0.97939
17.1255 | 0.99241 | 16.6401 | 0.97197 | 16.6029 | 0.973 | 16.6011 | 0.97803 | 15.7301 | 0.98042
17.139 | 0.99258 | 16.6533 | 0.9734 | 16.6169 | 0.97403 | 16.6136 | 0.97877 | 15.7463 | 0.98099
17.1524 | 0.99281 | 16.6666 | 0.9742 | 16.6309 | 0.97471 | 16.6261 | 0.97968 | 15.7625 | 0.98174
17.1659 | 0.99326 | 16.6798 | 0.975 | 16.6448 | 0.97517 | 16.6385 | 0.98019 | 15.7787 | 0.98236
17.1794 | 0.99355 | 16.693 | 0.97563 | 16.6588 | 0.97626 | 16.651 | 0.98105 | 15.7949 | 0.98299
17.1928 | 0.99372 | 16.7063 | 0.97666 | 16.6728 | 0.97683 | 16.6635 | 0.98162 | 15.8111 | 0.98362
17.2063 | 0.99395 | 16.7195 | 0.97757 | 16.6867 | 0.97723 | 16.676 | 0.98225 | 15.8273 | 0.98419
17.2197 | 0.99412 | 16.7327 | 0.97842 | 16.7007 | 0.97791 | 16.6884 | 0.98311 | 15.8435 | 0.98482
17.2332 | 0.99424 | 16.746 | 0.97934 | 16.7147 | 0.97882 | 16.7009 | 0.98413 | 15.8597 | 0.98527
17.2467 | 0.99458 | 16.7592 | 0.97991 | 16.7286 | 0.97991 | 16.7134 | 0.98482 | 15.8759 | 0.98602
17.2601 | 0.99469 | 16.7724 | 0.98048 | 16.7426 | 0.98059 | 16.7259 | 0.98556 | 15.8921 | 0.98699
17.2736 | 0.99486 | 16.7857 | 0.98076 | 16.7566 | 0.98094 | 16.7383 | 0.98607 | 15.9083 | 0.98744
17.2871 | 0.99498 | 16.7989 | 0.98145 | 16.7706 | 0.98145 | 16.7508 | 0.98676 | 15.9245 | 0.98784
17.3005 | 0.99538 | 16.8122 | 0.98236 | 16.7845 | 0.98191 | 16.7633 | 0.98727 | 15.9407 | 0.98847
17.314 | 0.99566 | 16.8254 | 0.98282 | 16.7985 | 0.98242 | 16.7758 | 0.98773 | 15.9569 | 0.98898
17.3274 | 0.996 | 16.8386 | 0.98328 | 16.8125 | 0.98339 | 16.7882 | 0.98836 | 15.9731 | 0.98978
17.3409 | 0.99612 | 16.8519 | 0.9839 | 16.8264 | 0.98402 | 16.8007 | 0.98876 | 15.9894 | 0.99013
17.3544 | 0.99652 | 16.8651 | 0.98465 | 16.8404 | 0.98476 | 16.8132 | 0.98933 | 16.0056 | 0.99064
17.3678 | 0.99658 | 16.8783 | 0.98499 | 16.8544 | 0.9851 | 16.8257 | 0.9899 | 16.0218 | 0.99127
17.3813 | 0.99663 | 16.8916 | 0.98533 | 16.8683 | 0.9855 | 16.8381 | 0.99013 | 16.038 | 0.99178
17.3948 | 0.99703 | 16.9048 | 0.98602 | 16.8823 | 0.98607 | 16.8506 | 0.9907 | 16.0542 | 0.99207
17.4082 | 0.99726 | 16.918 | 0.9863 | 16.8963 | 0.98676 | 16.8631 | 0.99132 | 16.0704 | 0.99292
17.4217 | 0.99749 | 16.9313 | 0.98693 | 16.9102 | 0.9875 | 16.8756 | 0.99195 | 16.0866 | 0.99321
17.4351 | 0.99755 | 16.9445 | 0.98739 | 16.9242 | 0.98813 | 16.888 | 0.99264 | 16.1028 | 0.99349
17.4486 | 0.99772 | 16.9577 | 0.98807 | 16.9382 | 0.98881 | 16.9005 | 0.99304 | 16.119 | 0.99378
17.4621 | 0.99795 | 16.971 | 0.98853 | 16.9522 | 0.98955 | 16.913 | 0.99326 | 16.1352 | 0.99435
17.4755 | 0.99806 | 16.9842 | 0.98916 | 16.9661 | 0.99018 | 16.9255 | 0.99361 | 16.1514 | 0.99458
17.489 | 0.99812 | 16.9975 | 0.98984 | 16.9801 | 0.99053 | 16.9379 | 0.99395 | 16.1676 | 0.99481
17.5024 | 0.99823 | 17.0107 | 0.99047 | 16.9941 | 0.99081 | 16.9504 | 0.99424 | 16.1838 | 0.99492
17.5159 | 0.99846 | 17.0239 | 0.99092 | 17.008 | 0.99127 | 16.9629 | 0.99469 | 16.2 | 0.99521
17.5294 | 0.99852 | 17.0372 | 0.99121 | 17.022 | 0.99144 | 16.9754 | 0.99515 | 16.2162 | 0.99566
17.5428 | 0.99874 | 17.0504 | 0.99167 | 17.036 | 0.99167 | 16.9878 | 0.99521 | 16.2324 | 0.99589
17.5563 | 0.9988 | 17.0636 | 0.99224 | 17.0499 | 0.99184 | 17.0003 | 0.99561 | 16.2486 | 0.996
17.5698 | 0.9988 | 17.0769 | 0.99269 | 17.0639 | 0.99212 | 17.0128 | 0.99578 | 16.2648 | 0.99635
17.5832 | 0.99886 | 17.0901 | 0.99321 | 17.0779 | 0.99229 | 17.0253 | 0.99612 | 16.281 | 0.99686
17.5967 | 0.99886 | 17.1033 | 0.99355 | 17.0918 | 0.99298 | 17.0377 | 0.99629 | 16.2972 | 0.99709
17.6101 | 0.99903 | 17.1166 | 0.99395 | 17.1058 | 0.99332 | 17.0502 | 0.99635 | 16.3134 | 0.99755
17.6236 | 0.99909 | 17.1298 | 0.99424 | 17.1198 | 0.99378 | 17.0627 | 0.99663 | 16.3296 | 0.9976
17.6371 | 0.99909 | 17.143 | 0.99452 | 17.1338 | 0.99389 | 17.0752 | 0.9968 | 16.3458 | 0.99772
17.6505 | 0.99914 | 17.1563 | 0.99469 | 17.1477 | 0.99452 | 17.0876 | 0.99703 | 16.362 | 0.99795
17.664 | 0.9992 | 17.1695 | 0.99498 | 17.1617 | 0.99498 | 17.1001 | 0.9972 | 16.3782 | 0.99817
17.6774 | 0.9992 | 17.1828 | 0.99532 | 17.1757 | 0.99538 | 17.1126 | 0.99737 | 16.3945 | 0.99829
17.6909 | 0.9992 | 17.196 | 0.99589 | 17.1896 | 0.99561 | 17.1251 | 0.99766 | 16.4107 | 0.99857
17.7044 | 0.9992 | 17.2092 | 0.99635 | 17.2036 | 0.99578 | 17.1375 | 0.99777 | 16.4269 | 0.99857
17.7178 | 0.99926 | 17.2225 | 0.99658 | 17.2176 | 0.99623 | 17.15 | 0.99789 | 16.4431 | 0.99886
17.7313 | 0.99926 | 17.2357 | 0.99675 | 17.2315 | 0.99646 | 17.1625 | 0.99812 | 16.4593 | 0.99892
17.7448 | 0.99926 | 17.2489 | 0.99692 | 17.2455 | 0.99658 | 17.175 | 0.99823 | 16.4755 | 0.99909
17.7582 | 0.99926 | 17.2622 | 0.99703 | 17.2595 | 0.9968 | 17.1875 | 0.99829 | 16.4917 | 0.99926
17.7717 | 0.99932 | 17.2754 | 0.99726 | 17.2735 | 0.9972 | 17.1999 | 0.99852 | 16.5079 | 0.99937
17.7851 | 0.99937 | 17.2886 | 0.99743 | 17.2874 | 0.99737 | 17.2124 | 0.99863 | 16.5241 | 0.99937
17.7986 | 0.99937 | 17.3019 | 0.99789 | 17.3014 | 0.99755 | 17.2249 | 0.99869 | 16.5403 | 0.99937
17.8121 | 0.99937 | 17.3151 | 0.99795 | 17.3154 | 0.99783 | 17.2374 | 0.99903 | 16.5565 | 0.99943
17.8255 | 0.99943 | 17.3284 | 0.99806 | 17.3293 | 0.99812 | 17.2498 | 0.9992 | 16.5727 | 0.99949
17.839 | 0.99943 | 17.3416 | 0.9984 | 17.3433 | 0.99834 | 17.2623 | 0.99926 | 16.5889 | 0.9996
17.8524 | 0.99954 | 17.3548 | 0.99857 | 17.3573 | 0.99863 | 17.2748 | 0.99943 | 16.6051 | 0.9996
17.8659 | 0.99954 | 17.3681 | 0.99874 | 17.3712 | 0.99869 | 17.2873 | 0.99949 | 16.6213 | 0.99966
17.8794 | 0.99954 | 17.3813 | 0.99874 | 17.3852 | 0.9988 | 17.2997 | 0.99954 | 16.6375 | 0.99971
17.8928 | 0.99954 | 17.3945 | 0.9988 | 17.3992 | 0.99892 | 17.3122 | 0.99954 | 16.6537 | 0.99977
17.9063 | 0.99971 | 17.4078 | 0.99897 | 17.4131 | 0.99897 | 17.3247 | 0.9996 | 16.6699 | 0.99977
17.9198 | 0.99971 | 17.421 | 0.99909 | 17.4271 | 0.99909 | 17.3372 | 0.99966 | 16.6861 | 0.99977
17.9332 | 0.99971 | 17.4342 | 0.9992 | 17.4411 | 0.99914 | 17.3496 | 0.99983 | 16.7023 | 0.99977
17.9467 | 0.99971 | 17.4475 | 0.99926 | 17.4551 | 0.99926 | 17.3621 | 0.99983 | 16.7185 | 0.99977
17.9601 | 0.99977 | 17.4607 | 0.99926 | 17.469 | 0.99926 | 17.3746 | 0.99989 | 16.7347 | 0.99983
17.9736 | 0.99977 | 17.4739 | 0.99943 | 17.483 | 0.99932 | 17.3871 | 0.99994 | 16.7509 | 0.99983
17.9871 | 0.99983 | 17.4872 | 0.99949 | 17.497 | 0.99937 | 17.3995 | 0.99994 | 16.7671 | 0.99983
18.0005 | 0.99983 | 17.5004 | 0.99954 | 17.5109 | 0.99937 | 17.412 | 0.99994 | 16.7833 | 0.99983
18.014 | 0.99989 | 17.5137 | 0.9996 | 17.5249 | 0.99949 | 17.4245 | 0.99994 | 16.7996 | 0.99983
18.0274 | 0.99989 | 17.5269 | 0.99971 | 17.5389 | 0.99949 | 17.437 | 0.99994 | 16.8158 | 0.99983
18.0409 | 0.99989 | 17.5401 | 0.99971 | 17.5528 | 0.9996 | 17.4494 | 0.99994 | 16.832 | 0.99983
18.0544 | 0.99989 | 17.5534 | 0.99971 | 17.5668 | 0.99971 | 17.4619 | 0.99994 | 16.8482 | 0.99983
18.0678 | 0.99989 | 17.5666 | 0.99977 | 17.5808 | 0.99971 | 17.4744 | 0.99994 | 16.8644 | 0.99989
18.0813 | 0.99994 | 17.5798 | 0.99994 | 17.5947 | 0.99983 | 17.4869 | 0.99994 | 16.8806 | 0.99989
18.0948 | 0.99994 | 17.5931 | 0.99994 | 17.6087 | 0.99983 | 17.4993 | 0.99994 | 16.8968 | 0.99989
18.1082 | 0.99994 | 17.6063 | 0.99994 | 17.6227 | 0.99989 | 17.5118 | 0.99994 | 16.913 | 0.99994
18.1217 | 1 | 17.6195 | 1 | 17.6367 | 1 | 17.5243 | 1 | 16.9292 | 1

## VM 4.8
| North Scotland |  |  | South Scotland |  |  | NE England |  |  | NW + West Midlands |  |  | East Midlands |  |  | North Wales |  |  | South Wales + West England |  |  | SW England |  |  | East England |  |  | Greater London |  |  | South East England
Year | 2016/17 | 2020/21 | 2025/26 | 2016/17 | 2020/21 | 2025/26 | 2016/17 | 2020/21 | 2025/26 | 2016/17 | 2020/21 | 2025/26 | 2016/17 | 2020/21 | 2025/26 | 2016/17 | 2020/21 | 2025/26 | 2016/17 | 2020/21 | 2025/26 | 2016/17 | 2020/21 | 2025/26 | 2016/17 | 2020/21 | 2025/26 | 2016/17 | 2020/21 | 2025/26 | 2016/17 | 2020/21 | 2025/26
Min fault level (kA) | 11.7288 | 11.5161 | 10.0142 | 11.6715 | 11.9797 | 9.4592 | 10.7451 | 14.7986 | 10.8087 | 6.2029 | 3.7446 | 2.3803 | 10.2755 | 8.3788 | 3.8968 | 11.3971 | 13.7244 | 13.2948 | 9.5437 | 11.0028 | 6.4174 | 5.6048 | 8.6507 | 2.3748 | 17.2082 | 15.4316 | 9.792 | 11.3158 | 12.3368 | 9.8252 | 11.3856 | 10.7342 | 7.2566
Max fault level (kA) | 22.4131 | 22.5258 | 22.3747 | 32.4477 | 32.6967 | 31.8019 | 33.4912 | 33.4621 | 37.0417 | 50.7184 | 45.9721 | 41.9161 | 55.0859 | 55.2843 | 48.1324 | 43.6371 | 31.2131 | 37.5515 | 49.85 | 45.7981 | 43.9673 | 26.8218 | 26.9005 | 26.0395 | 54.4325 | 54.262 | 49.0032 | 51.5112 | 50.3434 | 49.2795 | 34.7043 | 37.5809 | 35.8618

## VM 4.9
| North Scotland |  |  | South Scotland |  |  | NE England |  |  | NW + West Midlands |  |  | East Midlands |  |  | North Wales |  |  | South Wales + West England |  |  | SW England |  |  | East England |  |  | Greater London |  |  | South East England
Year | 2016/17 | 2020/21 | 2025/26 | 2016/17 | 2020/21 | 2025/26 | 2016/17 | 2020/21 | 2025/26 | 2016/17 | 2020/21 | 2025/26 | 2016/17 | 2020/21 | 2025/26 | 2016/17 | 2020/21 | 2025/26 | 2016/17 | 2020/21 | 2025/26 | 2016/17 | 2020/21 | 2025/26 | 2016/17 | 2020/21 | 2025/26 | 2016/17 | 2020/21 | 2025/26 | 2016/17 | 2020/21 | 2025/26
Min fault level (kA) | 6.1497 | 6.0912 | 6.2931 | 11.5681 | 11.4432 | 9.3018 | 9.5136 | 13.6648 | 9.8818 | 6.731 | 2.914 | 1.1854 | 9.9437 | 7.3488 | 4.8198 | 11.5417 | 13.8724 | 13.3095 | 9.6888 | 10.1899 | 8.0224 | 5.1931 | 8.9449 | 1.4732 | 15.494 | 14.4253 | 10.1165 | 11.1912 | 10.3596 | 7.8013 | 10.8824 | 10.2343 | 7.6915
Max fault level (kA) | 22.4013 | 22.3203 | 22.4448 | 32.5412 | 32.4051 | 32.492 | 33.449 | 35.0481 | 38.6075 | 50.8415 | 48.3474 | 43.9145 | 54.9912 | 55.5691 | 52.965 | 43.7235 | 35.8684 | 38.9122 | 50.2074 | 44.8151 | 43.3761 | 26.8886 | 26.9681 | 26.8603 | 54.804 | 53.8111 | 49.2106 | 51.1836 | 50.4226 | 49.8124 | 35.1545 | 36.8215 | 35.983

## VM 4.10
Date | Active Power (MW)
20050101 | 27322.35
20050102 | 28999.84
20050103 | 30700.05
20050104 | 31329.44
20050105 | 34253.54
20050106 | 34187.91
20050107 | 33552.96
20050108 | 31688.37
20050109 | 30521.72
20050110 | 31647.51
20050111 | 33427.58
20050112 | 34071.71
20050113 | 34837.01
20050114 | 35237.06
20050115 | 32416.49
20050116 | 30892.33
20050117 | 32148.84
20050118 | 34179.55
20050119 | 35633.69
20050120 | 34261.33
20050121 | 34297.49
20050122 | 33397.09
20050123 | 32870.07
20050124 | 34910.98
20050125 | 37388.25
20050126 | 37491.14
20050127 | 36943.8
20050128 | 36029.52
20050129 | 33920.63
20050130 | 32145.37
20050131 | 33454.58
20050201 | 34259.28
20050202 | 34568.96
20050203 | 34436.05
20050204 | 33992.9
20050205 | 32361.83
20050206 | 31534.48
20050207 | 33751.71
20050208 | 35202.47
20050209 | 34379.02
20050210 | 33941.59
20050211 | 34142.53
20050212 | 31368.76
20050213 | 31209.73
20050214 | 34328.88
20050215 | 36130.89
20050216 | 36479.71
20050217 | 36184.78
20050218 | 35538.28
20050219 | 33618.97
20050220 | 32897.03
20050221 | 35661.99
20050222 | 37652.13
20050223 | 38407.02
20050224 | 38463.32
20050225 | 38551.95
20050226 | 35993.97
20050227 | 33921.76
20050228 | 37024.67
20050301 | 38248.79
20050302 | 37766.59
20050303 | 39040.48
20050304 | 38459.97
20050305 | 35897.77
20050306 | 34322.61
20050307 | 36631.61
20050308 | 37161.1
20050309 | 36889.34
20050310 | 36455.94
20050311 | 35714.94
20050312 | 34621.58
20050313 | 32928.48
20050314 | 34795.62
20050315 | 35296.22
20050316 | 34060.01
20050317 | 33063.89
20050318 | 32402.17
20050319 | 30141.41
20050320 | 28577.54
20050321 | 30062.23
20050322 | 31027.24
20050323 | 31229.84
20050324 | 30808.1
20050325 | 29191.23
20050326 | 27794.32
20050327 | 27252.11
20050328 | 28239.86
20050329 | 29270.18
20050330 | 31705.86
20050331 | 31881.78
20050401 | 30602.25
20050402 | 29175.07
20050403 | 27702.74
20050404 | 28849.41
20050405 | 30835.65
20050406 | 31406.29
20050407 | 31661.22
20050408 | 32368.16
20050409 | 30391.17
20050410 | 29253.19
20050411 | 30404.99
20050412 | 30433.74
20050413 | 30905.41
20050414 | 31090.7
20050415 | 31191
20050416 | 30150.3
20050417 | 28770.91
20050418 | 30225.24
20050419 | 31171.33
20050420 | 31320.32
20050421 | 30819.85
20050422 | 30106.01
20050423 | 28939.51
20050424 | 27134.91
20050425 | 28988.12
20050426 | 30359.3
20050427 | 30178.17
20050428 | 30073.64
20050429 | 29323.4
20050430 | 27262.15
20050501 | 25028.18
20050502 | 25148.73
20050503 | 26205.26
20050504 | 28034.03
20050505 | 28977.12
20050506 | 28462.68
20050507 | 26107.69
20050508 | 24994.4
20050509 | 27362.66
20050510 | 29213.55
20050511 | 29427.89
20050512 | 29002.27
20050513 | 28434.33
20050514 | 26567.55
20050515 | 25106.44
20050516 | 26627
20050517 | 28797.32
20050518 | 28674.91
20050519 | 28345.2
20050520 | 28036.81
20050521 | 25725.55
20050522 | 24416.54
20050523 | 26102.56
20050524 | 27707.37
20050525 | 27604.84
20050526 | 27134.93
20050527 | 26702.33
20050528 | 24534.83
20050529 | 22860.3
20050530 | 23427.18
20050531 | 24664.57
20050601 | 25515.35
20050602 | 25940.51
20050603 | 25459.52
20050604 | 23906.28
20050605 | 22926.17
20050606 | 24353.17
20050607 | 26087.1
20050608 | 25607.04
20050609 | 25439.72
20050610 | 25634.88
20050611 | 23938.53
20050612 | 22599.64
20050613 | 23893.6
20050614 | 25649.2
20050615 | 25426.06
20050616 | 25805.31
20050617 | 25523.52
20050618 | 23870.14
20050619 | 22719.05
20050620 | 23994.09
20050621 | 25259.37
20050622 | 25407.48
20050623 | 25332.27
20050624 | 25588.14
20050625 | 23931.29
20050626 | 22050.55
20050627 | 23118.13
20050628 | 24695.67
20050629 | 25191.55
20050630 | 25155.28
20050701 | 24450.96
20050702 | 23390.22
20050703 | 21648.21
20050704 | 23313.01
20050705 | 24607.22
20050706 | 25019.89
20050707 | 25067.73
20050708 | 25035.38
20050709 | 23138.97
20050710 | 22120.1
20050711 | 23858.21
20050712 | 25649.98
20050713 | 25716.03
20050714 | 26004.49
20050715 | 26164.81
20050716 | 23582.3
20050717 | 22285.4
20050718 | 23902.73
20050719 | 25006.23
20050720 | 25300.65
20050721 | 25224.05
20050722 | 25307.5
20050723 | 23575.79
20050724 | 22250.06
20050725 | 23534.23
20050726 | 24672.25
20050727 | 24757.79
20050728 | 24902.7
20050729 | 25088.85
20050730 | 23149.7
20050731 | 21959.94
20050801 | 23277.55
20050802 | 24598.9
20050803 | 24678.77
20050804 | 24594.39
20050805 | 24826
20050806 | 23195.5
20050807 | 21788.54
20050808 | 23435.76
20050809 | 25085.27
20050810 | 25306.91
20050811 | 25393.51
20050812 | 25525.01
20050813 | 23681.78
20050814 | 22576.68
20050815 | 23659.71
20050816 | 25498.55
20050817 | 25666.19
20050818 | 25963.02
20050819 | 25882.18
20050820 | 24158.56
20050821 | 22928.1
20050822 | 24005.37
20050823 | 25353.02
20050824 | 25430.08
20050825 | 25621.43
20050826 | 25651.48
20050827 | 24083.82
20050828 | 22804.96
20050829 | 22896.06
20050830 | 24042.07
20050831 | 25714.43
20050901 | 26039.49
20050902 | 25668.64
20050903 | 24227.33
20050904 | 23299.68
20050905 | 24611.25
20050906 | 25920.58
20050907 | 25467.81
20050908 | 25461.29
20050909 | 25806.05
20050910 | 24596.41
20050911 | 23427.67
20050912 | 23989.01
20050913 | 25407.31
20050914 | 25440.53
20050915 | 25742.47
20050916 | 25646.71
20050917 | 24705.69
20050918 | 23863.12
20050919 | 24862.03
20050920 | 26277.88
20050921 | 26260.09
20050922 | 26188.95
20050923 | 25969.14
20050924 | 24957.7
20050925 | 23752.35
20050926 | 24654.05
20050927 | 26241.44
20050928 | 26332.02
20050929 | 26894.27
20050930 | 27044.9
20051001 | 25279.93
20051002 | 24537.19
20051003 | 25937.75
20051004 | 27635.54
20051005 | 27799.37
20051006 | 27814.89
20051007 | 27740.52
20051008 | 25822.76
20051009 | 25161.64
20051010 | 25853.49
20051011 | 27371.55
20051012 | 27565.37
20051013 | 27618.52
20051014 | 27801.26
20051015 | 26408.27
20051016 | 25058.35
20051017 | 26174.76
20051018 | 27388.04
20051019 | 28337.74
20051020 | 28446.08
20051021 | 28335.52
20051022 | 27115.35
20051023 | 26193.85
20051024 | 27057.21
20051025 | 28464.7
20051026 | 28252.25
20051027 | 28033.24
20051028 | 27463.84
20051029 | 26444.88
20051030 | 24740.76
20051031 | 25973.03
20051101 | 28093.01
20051102 | 28339.02
20051103 | 28088.3
20051104 | 28306.98
20051105 | 27813.63
20051106 | 25756.62
20051107 | 27626.19
20051108 | 29123.06
20051109 | 29622.19
20051110 | 30154.76
20051111 | 29469.43
20051112 | 28516.6
20051113 | 28053.67
20051114 | 30027.56
20051115 | 31528.46
20051116 | 31599.81
20051117 | 33572.34
20051118 | 34869.93
20051119 | 33639.2
20051120 | 32600.56
20051121 | 34131.12
20051122 | 36090.37
20051123 | 35825.17
20051124 | 35405.48
20051125 | 36563.02
20051126 | 34751.28
20051127 | 33057.3
20051128 | 34600.15
20051129 | 37050.48
20051130 | 37375.34
20051201 | 35282.66
20051202 | 34883.22
20051203 | 32650.25
20051204 | 31549.75
20051205 | 33068.61
20051206 | 35207.03
20051207 | 36130.34
20051208 | 35858.34
20051209 | 36322.49
20051210 | 33899.64
20051211 | 31961.35
20051212 | 33851.23
20051213 | 35777.68
20051214 | 35199.44
20051215 | 34510.69
20051216 | 33946.82
20051217 | 33726.83
20051218 | 34252.53
20051219 | 34567.65
20051220 | 35822.9
20051221 | 34782.58
20051222 | 33791.51
20051223 | 32335.58
20051224 | 29788.86
20051225 | 28802.45
20051226 | 28712.38
20051227 | 30763.07
20051228 | 32677.02
20051229 | 34037.89
20051230 | 34066.85
20051231 | 31251.26
20060101 | 28267.63
20060102 | 30463.02
20060103 | 32184.47
20060104 | 34745.16
20060105 | 35818.65
20060106 | 36844.53
20060107 | 34580.94
20060108 | 33074.38
20060109 | 35181.44
20060110 | 35655.84
20060111 | 35059.59
20060112 | 36089.75
20060113 | 35461.91
20060114 | 33027.46
20060115 | 31696.27
20060116 | 33222.72
20060117 | 34692
20060118 | 34221.6
20060119 | 33525.69
20060120 | 33205.11
20060121 | 32587.54
20060122 | 31852.72
20060123 | 34007.7
20060124 | 36951.91
20060125 | 37123.54
20060126 | 36888.35
20060127 | 37006.59
20060128 | 35064.67
20060129 | 33928.87
20060130 | 35507.9
20060131 | 37174.43
20060201 | 37311.24
20060202 | 37850.27
20060203 | 38327.54
20060204 | 35583.44
20060205 | 33483.01
20060206 | 34356.31
20060207 | 35267.7
20060208 | 35155.53
20060209 | 35909.84
20060210 | 37213.82
20060211 | 35077.16
20060212 | 32623.97
20060213 | 33476.42
20060214 | 34250.53
20060215 | 34232.5
20060216 | 34397.76
20060217 | 34478.63
20060218 | 33208.56
20060219 | 32020.92
20060220 | 33919.48
20060221 | 36140.12
20060222 | 36632.09
20060223 | 37491.59
20060224 | 37116.88
20060225 | 35365.29
20060226 | 33332.63
20060227 | 35320.49
20060228 | 36704.9
20060301 | 38051.66
20060302 | 38029.4
20060303 | 38123.44
20060304 | 36075.1
20060305 | 33501.97
20060306 | 35630.89
20060307 | 36520.93
20060308 | 35884.39
20060309 | 34775.08
20060310 | 34697.1
20060311 | 33847.47
20060312 | 33379.2
20060313 | 35834.17
20060314 | 37367.71
20060315 | 36543.45
20060316 | 36908.8
20060317 | 37339.04
20060318 | 35073.7
20060319 | 33122.01
20060320 | 34865.08
20060321 | 36414.84
20060322 | 37142.93
20060323 | 36924.91
20060324 | 34924.25
20060325 | 31800.94
20060326 | 29704.52
20060327 | 31334.83
20060328 | 33094.86
20060329 | 31938.37
20060330 | 31535.56
20060331 | 31098.89
20060401 | 30079.8
20060402 | 29142.77
20060403 | 31160.08
20060404 | 32602.38
20060405 | 32186.68
20060406 | 32083.32
20060407 | 31399.97
20060408 | 30644.77
20060409 | 30120.58
20060410 | 32279.51
20060411 | 32036.89
20060412 | 31219.03
20060413 | 30559.2
20060414 | 29120.95
20060415 | 28295.98
20060416 | 26707.3
20060417 | 27283.63
20060418 | 28818.89
20060419 | 29947.58
20060420 | 30422.53
20060421 | 29840.37
20060422 | 28124.11
20060423 | 26292.05
20060424 | 28614.29
20060425 | 29525.95
20060426 | 29514.78
20060427 | 29104.63
20060428 | 29028.03
20060429 | 26806.51
20060430 | 25464.93
20060501 | 26058.29
20060502 | 27954.54
20060503 | 28948.13
20060504 | 27837.03
20060505 | 27397.69
20060506 | 25110
20060507 | 24251.89
20060508 | 25755.38
20060509 | 27564.93
20060510 | 27289.12
20060511 | 26792.72
20060512 | 26508.61
20060513 | 24876.63
20060514 | 23408.56
20060515 | 25332.75
20060516 | 26891.08
20060517 | 26555.22
20060518 | 26475.72
20060519 | 26293.83
20060520 | 24974.43
20060521 | 23699.14
20060522 | 25511.97
20060523 | 27759.01
20060524 | 27139.85
20060525 | 27662.52
20060526 | 26911.4
20060527 | 24944.29
20060528 | 23206.66
20060529 | 23523.62
20060530 | 25085.6
20060531 | 26308.47
20060601 | 26183.93
20060602 | 25751.03
20060603 | 23676.43
20060604 | 22286.96
20060605 | 23731.85
20060606 | 25087.73
20060607 | 24976.01
20060608 | 24937.51
20060609 | 24742.31
20060610 | 22926.1
20060611 | 22396.88
20060612 | 23908.35
20060613 | 25159.74
20060614 | 24936.13
20060615 | 24813.6
20060616 | 24595.04
20060617 | 23400.73
20060618 | 22274.68
20060619 | 23418.72
20060620 | 25093.16
20060621 | 25113.34
20060622 | 24917.06
20060623 | 25066.3
20060624 | 23483.82
20060625 | 22187.22
20060626 | 23457.5
20060627 | 25103.74
20060628 | 24863.76
20060629 | 24620.88
20060630 | 24806.69
20060701 | 23332.57
20060702 | 22515.61
20060703 | 23826.56
20060704 | 25391.16
20060705 | 25712.45
20060706 | 25778.05
20060707 | 25480.58
20060708 | 23121.5
20060709 | 21858.3
20060710 | 23333.63
20060711 | 25118.59
20060712 | 25121.92
20060713 | 25460.52
20060714 | 24882.07
20060715 | 22961.6
20060716 | 21903.78
20060717 | 23999.68
20060718 | 25820.29
20060719 | 25972.99
20060720 | 26691.74
20060721 | 26172.99
20060722 | 24773.74
20060723 | 22819.9
20060724 | 24133.42
20060725 | 25589.38
20060726 | 26424.83
20060727 | 26279.22
20060728 | 25899.13
20060729 | 23981.16
20060730 | 22555.07
20060731 | 23715.45
20060801 | 24663.64
20060802 | 24460.26
20060803 | 24478.08
20060804 | 24660.59
20060805 | 23038.8
20060806 | 22381.01
20060807 | 24024.25
20060808 | 24885.75
20060809 | 25035.25
20060810 | 24690.5
20060811 | 24629.81
20060812 | 23311.47
20060813 | 22318.89
20060814 | 23798.49
20060815 | 25340.24
20060816 | 25347.53
20060817 | 25529.63
20060818 | 25572.54
20060819 | 24185.26
20060820 | 22944.65
20060821 | 23867.54
20060822 | 25551.08
20060823 | 25495.29
20060824 | 25589.94
20060825 | 25392.47
20060826 | 23987.49
20060827 | 22770.59
20060828 | 23086.56
20060829 | 23886.58
20060830 | 25370.88
20060831 | 25606.29
20060901 | 25697.83
20060902 | 24455.91
20060903 | 23223.88
20060904 | 24140.05
20060905 | 25925.2
20060906 | 25805.21
20060907 | 25605.87
20060908 | 25532.49
20060909 | 23996.69
20060910 | 23135.43
20060911 | 24102.49
20060912 | 26113.18
20060913 | 26021.55
20060914 | 26256.73
20060915 | 25854.79
20060916 | 24455.74
20060917 | 23321.98
20060918 | 24319.29
20060919 | 25251.65
20060920 | 25028.9
20060921 | 25736.55
20060922 | 25927.37
20060923 | 24210.01
20060924 | 23375.84
20060925 | 24116.07
20060926 | 25598.61
20060927 | 25745.67
20060928 | 25799.23
20060929 | 25896.83
20060930 | 24381.35
20061001 | 23425.09
20061002 | 23958.69
20061003 | 25830.63
20061004 | 26381.06
20061005 | 26627.66
20061006 | 26936.04
20061007 | 25294.04
20061008 | 24443.39
20061009 | 25392.95
20061010 | 26830.79
20061011 | 26712.02
20061012 | 26859.67
20061013 | 27145.23
20061014 | 25654.28
20061015 | 24396.14
20061016 | 25784.2
20061017 | 27464.11
20061018 | 27549.73
20061019 | 27344.15
20061020 | 27387.37
20061021 | 25845.24
20061022 | 24588.08
20061023 | 26270.66
20061024 | 28012.25
20061025 | 28438.28
20061026 | 28266.18
20061027 | 28508.28
20061028 | 27059.33
20061029 | 25246.25
20061030 | 26055.3
20061031 | 27315.19
20061101 | 29081.74
20061102 | 31009.23
20061103 | 31937.63
20061104 | 30429.37
20061105 | 28670.01
20061106 | 29590.32
20061107 | 31389.26
20061108 | 31186.97
20061109 | 30824.19
20061110 | 31845.8
20061111 | 29224.26
20061112 | 28099.81
20061113 | 28636.38
20061114 | 29644.95
20061115 | 29988.63
20061116 | 29591.06
20061117 | 30671.38
20061118 | 30023.28
20061119 | 29485.62
20061120 | 29819.87
20061121 | 31046.2
20061122 | 32225.89
20061123 | 31269.66
20061124 | 31519.57
20061125 | 29459
20061126 | 28488.57
20061127 | 29151
20061128 | 30513.74
20061129 | 31285.05
20061130 | 30816.33
20061201 | 31001.54
20061202 | 29272.9
20061203 | 28456.39
20061204 | 29735.6
20061205 | 30667.75
20061206 | 31192.65
20061207 | 31612.04
20061208 | 32045.57
20061209 | 30991.6
20061210 | 30580.58
20061211 | 30591.81
20061212 | 32955.56
20061213 | 32175.12
20061214 | 31445.86
20061215 | 31389.98
20061216 | 30552.4
20061217 | 30013.46
20061218 | 31886.12
20061219 | 33801.65
20061220 | 34701.1
20061221 | 35276.09
20061222 | 34573.81
20061223 | 31937.2
20061224 | 30115.09
20061225 | 28832.57
20061226 | 27965.31
20061227 | 29404.32
20061228 | 29808.16
20061229 | 29256.76
20061230 | 28273.89
20061231 | 27947.59
20070101 | 27070.5
20070102 | 29456.75
20070103 | 32189.33
20070104 | 31786.68
20070105 | 32070.68
20070106 | 30704.6
20070107 | 28848.3
20070108 | 30821.63
20070109 | 31598.34
20070110 | 31595.97
20070111 | 32878.64
20070112 | 32439.67
20070113 | 30027.61
20070114 | 29435.61
20070115 | 31006.45
20070116 | 32619.67
20070117 | 32109.63
20070118 | 32796.17
20070119 | 31871.18
20070120 | 29773.82
20070121 | 29707.07
20070122 | 32097.33
20070123 | 35343.91
20070124 | 35833.82
20070125 | 36318.36
20070126 | 35908.49
20070127 | 32762.32
20070128 | 30655.45
20070129 | 31967.22
20070130 | 33065.2
20070131 | 33443.78
20070201 | 33061.49
20070202 | 32230.11
20070203 | 31763.71
20070204 | 31206.29
20070205 | 32796.42
20070206 | 34885.39
20070207 | 35879.42
20070208 | 35870.62
20070209 | 36167.41
20070210 | 33687.77
20070211 | 31233.34
20070212 | 31902.3
20070213 | 33247.48
20070214 | 33119.07
20070215 | 33336.64
20070216 | 32618.66
20070217 | 31144.26
20070218 | 29767.15
20070219 | 31082.92
20070220 | 32063.65
20070221 | 32028.51
20070222 | 31759.6
20070223 | 31816.01
20070224 | 29965.84
20070225 | 28924.32
20070226 | 30263.86
20070227 | 32191.08
20070228 | 31766.46
20070301 | 32428.48
20070302 | 33138.44
20070303 | 30794.7
20070304 | 29619.34
20070305 | 30734.97
20070306 | 31595.91
20070307 | 31462.57
20070308 | 31693.69
20070309 | 31131.97
20070310 | 29901.82
20070311 | 28383.55
20070312 | 29277.36
20070313 | 31003.81
20070314 | 31397.4
20070315 | 30814.99
20070316 | 31011.38
20070317 | 29049.59
20070318 | 27999.47
20070319 | 30788.82
20070320 | 33121.03
20070321 | 34707.75
20070322 | 33873.49
20070323 | 33123.27
20070324 | 31586.92
20070325 | 29956.26
20070326 | 31003.14
20070327 | 31493.39
20070328 | 30757.52
20070329 | 31305.69
20070330 | 31034.93
20070331 | 29649.9
20070401 | 28688.78
20070402 | 30009.62
20070403 | 30901.27
20070404 | 30901.63
20070405 | 29240.7
20070406 | 28061.05
20070407 | 27226.79
20070408 | 25905.6
20070409 | 26038.25
20070410 | 26766.28
20070411 | 27919.78
20070412 | 27842.72
20070413 | 27940.34
20070414 | 26529.82
20070415 | 24821.4
20070416 | 25690.01
20070417 | 26966.82
20070418 | 27329.11
20070419 | 27415
20070420 | 27252.18
20070421 | 25796.4
20070422 | 24332.37
20070423 | 25508.77
20070424 | 26929.26
20070425 | 26633.25
20070426 | 26668.95
20070427 | 26566.16
20070428 | 24720.56
20070429 | 23312.3
20070430 | 25215.36
20070501 | 26152.61
20070502 | 26218.08
20070503 | 26405.85
20070504 | 26621.99
20070505 | 24851.12
20070506 | 23323.71
20070507 | 23795.22
20070508 | 25060.24
20070509 | 26649.87
20070510 | 26281.17
20070511 | 26659.93
20070512 | 24815.3
20070513 | 23436.74
20070514 | 25331.03
20070515 | 26859.8
20070516 | 26575.94
20070517 | 26782.71
20070518 | 25978.1
20070519 | 24148.95
20070520 | 22928.51
20070521 | 24533.14
20070522 | 25727
20070523 | 25747.81
20070524 | 25501.31
20070525 | 25353.05
20070526 | 23519.91
20070527 | 22472.94
20070528 | 23440.46
20070529 | 25110.82
20070530 | 26071.29
20070531 | 25795
20070601 | 25265.36
20070602 | 23242.9
20070603 | 22127.57
20070604 | 23821.27
20070605 | 24773.65
20070606 | 24956.48
20070607 | 25225.52
20070608 | 25123.87
20070609 | 23233.12
20070610 | 22064.2
20070611 | 23520.62
20070612 | 25127.55
20070613 | 24913.86
20070614 | 25385.07
20070615 | 25598.09
20070616 | 23551.02
20070617 | 22104.07
20070618 | 23451.41
20070619 | 24480.27
20070620 | 24902.5
20070621 | 24535.97
20070622 | 24776.84
20070623 | 23146.97
20070624 | 21925.4
20070625 | 23516.59
20070626 | 24537.46
20070627 | 24952.46
20070628 | 24860.53
20070629 | 24743.89
20070630 | 22951.86
20070701 | 22200.78
20070702 | 23265.9
20070703 | 24534.65
20070704 | 24370.46
20070705 | 24745.8
20070706 | 24523.01
20070707 | 22830.66
20070708 | 21676.68
20070709 | 23305.86
20070710 | 24546.26
20070711 | 24886.22
20070712 | 24984.49
20070713 | 25143.73
20070714 | 23445.63
20070715 | 22148.58
20070716 | 24071.54
20070717 | 24801.8
20070718 | 24915.3
20070719 | 24963.09
20070720 | 25292.18
20070721 | 23342.22
20070722 | 21859.86
20070723 | 23567.46
20070724 | 24544.15
20070725 | 24601.48
20070726 | 24720.4
20070727 | 24335.8
20070728 | 22739.64
20070729 | 21602.9
20070730 | 22930.92
20070731 | 24089.39
20070801 | 24276.26
20070802 | 24558.37
20070803 | 24233.06
20070804 | 23013.83
20070805 | 21797.13
20070806 | 23734.43
20070807 | 24510.58
20070808 | 24419.13
20070809 | 24577.72
20070810 | 24606.29
20070811 | 23331.63
20070812 | 22120.56
20070813 | 23235.67
20070814 | 24857.57
20070815 | 25039.16
20070816 | 24980.89
20070817 | 25173.37
20070818 | 23749.1
20070819 | 22709.05
20070820 | 23852.54
20070821 | 25036.31
20070822 | 25174.28
20070823 | 25148.34
20070824 | 25246.04
20070825 | 23952.67
20070826 | 22537.99
20070827 | 22742.88
20070828 | 23739.75
20070829 | 25285.19
20070830 | 25144.29
20070831 | 25116.81
20070901 | 23884.33
20070902 | 22801.44
20070903 | 23830.22
20070904 | 25292.48
20070905 | 25239.34
20070906 | 25621.8
20070907 | 25627.1
20070908 | 24100.44
20070909 | 23010.16
20070910 | 23635.74
20070911 | 25153.92
20070912 | 25542.42
20070913 | 25578.75
20070914 | 25227.08
20070915 | 24171.43
20070916 | 22803.42
20070917 | 24091.14
20070918 | 25874.18
20070919 | 26251.74
20070920 | 26111
20070921 | 26003.31
20070922 | 24881.9
20070923 | 23333.96
20070924 | 24471.25
20070925 | 26104.56
20070926 | 26460.22
20070927 | 27394.52
20070928 | 27630.31
20070929 | 26319.18
20070930 | 25033.88
20071001 | 25863.62
20071002 | 27451.78
20071003 | 27634.07
20071004 | 27213.88
20071005 | 27198.56
20071006 | 25899.91
20071007 | 24715.46
20071008 | 25879.41
20071009 | 27343.08
20071010 | 27579.68
20071011 | 27512.2
20071012 | 27355
20071013 | 25757.54
20071014 | 24666.26
20071015 | 25694.33
20071016 | 27328.53
20071017 | 27916.25
20071018 | 28685.83
20071019 | 28245.94
20071020 | 27877.4
20071021 | 26920.21
20071022 | 27880.15
20071023 | 29917.13
20071024 | 30112.6
20071025 | 30137.24
20071026 | 30034.09
20071027 | 28281.63
20071028 | 25787.21
20071029 | 27174.76
20071030 | 28882.43
20071031 | 28962.58
20071101 | 28710.19
20071102 | 28709.9
20071103 | 26930.62
20071104 | 26072.72
20071105 | 27418.84
20071106 | 29374.87
20071107 | 29306.72
20071108 | 29134.83
20071109 | 29877.39
20071110 | 27894
20071111 | 26414.83
20071112 | 29288
20071113 | 31084.97
20071114 | 31099.72
20071115 | 32193.77
20071116 | 32538.47
20071117 | 30814.63
20071118 | 28990.94
20071119 | 30671.06
20071120 | 31999.35
20071121 | 31944.09
20071122 | 31790.35
20071123 | 32403.12
20071124 | 32177.39
20071125 | 29893.33
20071126 | 31041.18
20071127 | 32202.44
20071128 | 31413.66
20071129 | 31214.91
20071130 | 31478.75
20071201 | 29605.57
20071202 | 28800.2
20071203 | 30332.83
20071204 | 32004.6
20071205 | 30814.02
20071206 | 31183.86
20071207 | 30816.94
20071208 | 30495.76
20071209 | 29750.33
20071210 | 30792.84
20071211 | 34251.57
20071212 | 34767.6
20071213 | 34907.77
20071214 | 34880.99
20071215 | 33296.17
20071216 | 32378.99
20071217 | 34484.07
20071218 | 35752.5
20071219 | 35656.39
20071220 | 36057.98
20071221 | 35559.49
20071222 | 33286.59
20071223 | 31688.02
20071224 | 30670.33
20071225 | 28281.15
20071226 | 27666.95
20071227 | 27940.5
20071228 | 28254.13
20071229 | 28386.19
20071230 | 28772.48
20071231 | 28894.6
20080101 | 27153.44
20080102 | 28792.93
20080103 | 33651.02
20080104 | 34438.32
20080105 | 31355.16
20080106 | 30623.72
20080107 | 31984.1
20080108 | 33599.57
20080109 | 33471.59
20080110 | 33312.46
20080111 | 33408.95
20080112 | 32224.57
20080113 | 29792.92
20080114 | 31304.72
20080115 | 32710.88
20080116 | 32993.53
20080117 | 33814.9
20080118 | 33003.98
20080119 | 30343.49
20080120 | 28760.98
20080121 | 30213.81
20080122 | 32842.7
20080123 | 32010
20080124 | 31426.21
20080125 | 32573.08
20080126 | 30629.63
20080127 | 29359.69
20080128 | 31333.28
20080129 | 32342.75
20080130 | 32529.4
20080131 | 33059.9
20080201 | 33675.6
20080202 | 32837.23
20080203 | 30576.39
20080204 | 32122.93
20080205 | 32998.58
20080206 | 32797.17
20080207 | 32899.66
20080208 | 32112.58
20080209 | 30771.8
20080210 | 30107.44
20080211 | 31519.01
20080212 | 33000.38
20080213 | 33271
20080214 | 32899.52
20080215 | 33415.05
20080216 | 32901.86
20080217 | 32451.63
20080218 | 33893.96
20080219 | 35060.62
20080220 | 35105.04
20080221 | 33654.18
20080222 | 32205.25
20080223 | 30574.86
20080224 | 28822.34
20080225 | 31253.71
20080226 | 31873.74
20080227 | 32088.05
20080228 | 32572.18
20080229 | 32375.14
20080301 | 30536.73
20080302 | 28759.99
20080303 | 30666.42
20080304 | 33327.83
20080305 | 34151.64
20080306 | 32185.37
20080307 | 31919.84
20080308 | 30048.69
20080309 | 29430.84
20080310 | 30513.6
20080311 | 32193.53
20080312 | 32491.46
20080313 | 32497.79
20080314 | 32156.46
20080315 | 29780.36
20080316 | 28588.67
20080317 | 31040.8
20080318 | 33010.19
20080319 | 33153.78
20080320 | 32536.15
20080321 | 30716.25
20080322 | 30231.26
20080323 | 29790.15
20080324 | 30642.37
20080325 | 31754.67
20080326 | 32856.65
20080327 | 32621.44
20080328 | 31515.5
20080329 | 29953.21
20080330 | 29077.18
20080331 | 30681.21
20080401 | 30828.02
20080402 | 30760.48
20080403 | 30478.69
20080404 | 30065.28
20080405 | 28876.94
20080406 | 29119.01
20080407 | 31411.49
20080408 | 32023.26
20080409 | 31079.55
20080410 | 30980.42
20080411 | 30438.99
20080412 | 29619.29
20080413 | 28406.46
20080414 | 30150.05
20080415 | 31055.08
20080416 | 30365.91
20080417 | 30452.36
20080418 | 30175.11
20080419 | 29526.77
20080420 | 28182.59
20080421 | 29512.53
20080422 | 29844.74
20080423 | 29496.49
20080424 | 29143
20080425 | 28517.51
20080426 | 26689.69
20080427 | 24865.92
20080428 | 26694.66
20080429 | 28244.95
20080430 | 28694.8
20080501 | 29183.19
20080502 | 28423.78
20080503 | 25903.92
20080504 | 23631.47
20080505 | 24415.38
20080506 | 25132.38
20080507 | 25967.04
20080508 | 25579.21
20080509 | 25578
20080510 | 23825.28
20080511 | 22316.28
20080512 | 23938.55
20080513 | 24830.63
20080514 | 24989.96
20080515 | 25238.27
20080516 | 25470.91
20080517 | 24118.93
20080518 | 22772.35
20080519 | 24554.49
20080520 | 25974.54
20080521 | 25848.94
20080522 | 25651
20080523 | 25339.77
20080524 | 23158.78
20080525 | 22012.88
20080526 | 22489.49
20080527 | 24160.46
20080528 | 25276.48
20080529 | 25209.48
20080530 | 24986.05
20080531 | 23293.06
20080601 | 21943.7
20080602 | 23505.86
20080603 | 25034.1
20080604 | 24810.13
20080605 | 24562.47
20080606 | 24598.96
20080607 | 23012.3
20080608 | 21608.67
20080609 | 22959.96
20080610 | 24393.37
20080611 | 24139.65
20080612 | 24459.79
20080613 | 24226.61
20080614 | 22863.88
20080615 | 21471.12
20080616 | 23046.01
20080617 | 24268.73
20080618 | 24304.44
20080619 | 24332.9
20080620 | 24199.43
20080621 | 22864.76
20080622 | 21536.64
20080623 | 22923.56
20080624 | 24074.14
20080625 | 24116.31
20080626 | 23879.96
20080627 | 24068.47
20080628 | 22653.6
20080629 | 21281.71
20080630 | 22572.2
20080701 | 23870.5
20080702 | 24286.34
20080703 | 24317.91
20080704 | 23806.13
20080705 | 22213.35
20080706 | 21274.1
20080707 | 22830.81
20080708 | 23844.08
20080709 | 24176.09
20080710 | 24232.22
20080711 | 24241.4
20080712 | 22452.81
20080713 | 21371.05
20080714 | 22892.78
20080715 | 24146.84
20080716 | 24196.69
20080717 | 24153.22
20080718 | 24413.36
20080719 | 22496.81
20080720 | 20966.37
20080721 | 22764.79
20080722 | 24061.42
20080723 | 24489.09
20080724 | 24393.28
20080725 | 24305.58
20080726 | 22623.02
20080727 | 21437.99
20080728 | 23189.18
20080729 | 24430.59
20080730 | 23972.13
20080731 | 24213.46
20080801 | 24255.31
20080802 | 22379.26
20080803 | 21020.16
20080804 | 22464.72
20080805 | 23711.32
20080806 | 23903.37
20080807 | 24232.06
20080808 | 23854.2
20080809 | 22052.54
20080810 | 20923.12
20080811 | 22480.48
20080812 | 23978.07
20080813 | 24230.75
20080814 | 24363.5
20080815 | 24349.78
20080816 | 23010.79
20080817 | 22044.02
20080818 | 22972.98
20080819 | 24339.53
20080820 | 24457.49
20080821 | 24692.09
20080822 | 24482.41
20080823 | 23094.27
20080824 | 21877.96
20080825 | 21822.16
20080826 | 23071.59
20080827 | 24274.57
20080828 | 24516.03
20080829 | 24749.96
20080830 | 23652.47
20080831 | 22375.92
20080901 | 23071.81
20080902 | 24491.23
20080903 | 24293.65
20080904 | 24596.34
20080905 | 24978.97
20080906 | 23928.52
20080907 | 22586.88
20080908 | 23808.07
20080909 | 24934.06
20080910 | 24906.07
20080911 | 24827.79
20080912 | 25214.25
20080913 | 23916.28
20080914 | 22785.8
20080915 | 23584.57
20080916 | 25136.31
20080917 | 25414.19
20080918 | 25486.16
20080919 | 25361.74
20080920 | 23984.75
20080921 | 22900.63
20080922 | 23845.3
20080923 | 25179.23
20080924 | 25425.17
20080925 | 25713.68
20080926 | 25458.13
20080927 | 24103.43
20080928 | 23177.02
20080929 | 24213.93
20080930 | 25015.28
20081001 | 25525.41
20081002 | 26060.13
20081003 | 26432.18
20081004 | 26125.07
20081005 | 24957.04
20081006 | 26088.83
20081007 | 26553.51
20081008 | 26743.55
20081009 | 26867.81
20081010 | 26054.3
20081011 | 24819.09
20081012 | 23955.74
20081013 | 24705.8
20081014 | 26135.94
20081015 | 26561.74
20081016 | 26532.05
20081017 | 27288.71
20081018 | 25904.81
20081019 | 24594.46
20081020 | 25218.29
20081021 | 26830.28
20081022 | 27603.63
20081023 | 27233.37
20081024 | 27211.79
20081025 | 26618.9
20081026 | 24644.05
20081027 | 26348.21
20081028 | 29118.11
20081029 | 30547.27
20081030 | 30415.04
20081031 | 30779.19
20081101 | 29523.04
20081102 | 27857.14
20081103 | 28470.87
20081104 | 29589.4
20081105 | 29564.91
20081106 | 29450.89
20081107 | 29056.88
20081108 | 27432.46
20081109 | 26642.75
20081110 | 27827.34
20081111 | 29207.57
20081112 | 29777.16
20081113 | 30006.68
20081114 | 29167.47
20081115 | 26998.51
20081116 | 25830.46
20081117 | 28080.82
20081118 | 28884.99
20081119 | 28831.85
20081120 | 28735.83
20081121 | 28582.68
20081122 | 28683.83
20081123 | 28711.17
20081124 | 29398.64
20081125 | 31534.39
20081126 | 31597.3
20081127 | 30034.73
20081128 | 30962.11
20081129 | 30368.73
20081130 | 29587.68
20081201 | 31135.82
20081202 | 32527.48
20081203 | 33056.04
20081204 | 32789.94
20081205 | 32634.98
20081206 | 31006.22
20081207 | 30608.84
20081208 | 31214.87
20081209 | 32369.34
20081210 | 33202.77
20081211 | 33289.93
20081212 | 33599.44
20081213 | 30897.44
20081214 | 30083.32
20081215 | 31690.85
20081216 | 32600.25
20081217 | 32115.45
20081218 | 31097.89
20081219 | 31111.66
20081220 | 28863.43
20081221 | 27135
20081222 | 27951.98
20081223 | 28324.48
20081224 | 27813.33
20081225 | 25357.59
20081226 | 25109.36
20081227 | 27401.32
20081228 | 28005.27
20081229 | 29474.62
20081230 | 30598.37
2009 | 31178.58
20090101 | 28348.2
20090102 | 29863.48
20090103 | 30949.65
20090104 | 30547.53
20090105 | 32023
20090106 | 34958.08
20090107 | 35382.49
20090108 | 34395.49
20090109 | 34123.95
20090110 | 33159.93
20090111 | 31053.56
20090112 | 30712.06
20090113 | 31787.94
20090114 | 32889.41
20090115 | 32086.39
20090116 | 31656.29
20090117 | 29202.46
20090118 | 28520.87
20090119 | 30448.63
20090120 | 32231.82
20090121 | 33208.87
20090122 | 32010.66
20090123 | 31691.88
20090124 | 30988.15
20090125 | 28907.19
20090126 | 30798.32
20090127 | 32217.81
20090128 | 32298.3
20090129 | 31956.94
20090130 | 32517.71
20090131 | 30802.41
20090201 | 30192.73
20090202 | 32926.94
20090203 | 34360.94
20090204 | 34752.63
20090205 | 34393.32
20090206 | 34294.31
20090207 | 32946.59
20090208 | 31973.38
20090209 | 32996.02
20090210 | 34125.8
20090211 | 34554.28
20090212 | 34741.78
20090213 | 34242.55
20090214 | 32347.43
20090215 | 30320.34
20090216 | 30903.57
20090217 | 30895.93
20090218 | 30908.92
20090219 | 30707.58
20090220 | 30890.88
20090221 | 29114.58
20090222 | 27384.73
20090223 | 28629.87
20090224 | 29631.98
20090225 | 29529.63
20090226 | 29718.95
20090227 | 29313.77
20090228 | 27974.43
20090301 | 27149.19
20090302 | 28803.62
20090303 | 29716.08
20090304 | 30574.21
20090305 | 31488.73
20090306 | 31660.19
20090307 | 28956.11
20090308 | 27233.05
20090309 | 29118.14
20090310 | 30174.27
20090311 | 30682.66
20090312 | 29314.71
20090313 | 29265.98
20090314 | 27458.34
20090315 | 26558.65
20090316 | 27197.38
20090317 | 28282.21
20090318 | 28434.3
20090319 | 28322.17
20090320 | 28061.48
20090321 | 27199.87
20090322 | 25697.46
20090323 | 26252.84
20090324 | 28842.06
20090325 | 28174.68
20090326 | 28252.13
20090327 | 28285.45
20090328 | 27116.63
20090329 | 27446.12
20090330 | 28604.46
20090331 | 28910.49
20090401 | 28347.97
20090402 | 28202.81
20090403 | 27787.53
20090404 | 26125.89
20090405 | 25576.73
20090406 | 26295.4
20090407 | 27061.37
20090408 | 26807.46
20090409 | 26621.36
20090410 | 25100.07
20090411 | 24761.69
20090412 | 24096.65
20090413 | 24223.05
20090414 | 24635.1
20090415 | 25458.82
20090416 | 25454.49
20090417 | 25874.66
20090418 | 24898.61
20090419 | 23803.85
20090420 | 24972.25
20090421 | 25830.03
20090422 | 25601.31
20090423 | 25130.64
20090424 | 24974.34
20090425 | 23196.65
20090426 | 22447.45
20090427 | 23850.6
20090428 | 26016.16
20090429 | 26034.92
20090430 | 25271.6
20090501 | 25436.91
20090502 | 23246.16
20090503 | 21495.75
20090504 | 22492.75
20090505 | 24032.24
20090506 | 25039.48
20090507 | 24839.55
20090508 | 24567.19
20090509 | 23089.76
20090510 | 22032.49
20090511 | 23400.49
20090512 | 24653.7
20090513 | 24798.28
20090514 | 25198.1
20090515 | 24983.21
20090516 | 23089.11
20090517 | 21858.59
20090518 | 23377.28
20090519 | 24801.63
20090520 | 24705.44
20090521 | 24779.57
20090522 | 24310.5
20090523 | 22280.49
20090524 | 20998.62
20090525 | 21041.7
20090526 | 22088.06
20090527 | 22777.75
20090528 | 23181.38
20090529 | 22980.77
20090530 | 21186.19
20090531 | 20161.19
20090601 | 21358.23
20090602 | 22620.77
20090603 | 22968.47
20090604 | 22768.59
20090605 | 22939.45
20090606 | 21642.28
20090607 | 20719.15
20090608 | 22019.28
20090609 | 23135.59
20090610 | 23439.69
20090611 | 23377.39
20090612 | 22954.7
20090613 | 21467.87
20090614 | 20319.62
20090615 | 21613.95
20090616 | 22782.72
20090617 | 22786.44
20090618 | 22646.91
20090619 | 22109.04
20090620 | 21067.78
20090621 | 19983.43
20090622 | 21386.08
20090623 | 22634.7
20090624 | 22459.01
20090625 | 22490.91
20090626 | 22488.29
20090627 | 21444.89
20090628 | 20341.27
20090629 | 21391.15
20090630 | 22856.2
20090701 | 23156.87
20090702 | 23265.5
20090703 | 23548.02
20090704 | 21236.11
20090705 | 20393.69
20090706 | 21350.43
20090707 | 22680.94
20090708 | 22607.09
20090709 | 22534.32
20090710 | 22381.14
20090711 | 20922.47
20090712 | 19856.87
20090713 | 21362.44
20090714 | 22624.85
20090715 | 22793.03
20090716 | 22770.7
20090717 | 22947.91
20090718 | 20866.33
20090719 | 20016.35
20090720 | 21377.68
20090721 | 22877.13
20090722 | 22748.74
20090723 | 22737.61
20090724 | 22604.14
20090725 | 20934.26
20090726 | 19751.49
20090727 | 21504.04
20090728 | 22206.54
20090729 | 22213.16
20090730 | 22102.63
20090731 | 22417.39
20090801 | 20708.17
20090802 | 19494.88
20090803 | 21356.33
20090804 | 22482.89
20090805 | 22821.5
20090806 | 23015.86
20090807 | 22897.49
20090808 | 20957.78
20090809 | 20031.08
20090810 | 21546.91
20090811 | 22872.61
20090812 | 23198.59
20090813 | 23223.28
20090814 | 23008.31
20090815 | 21341.11
20090816 | 20061.01
20090817 | 21667.1
20090818 | 22935.41
20090819 | 22939.99
20090820 | 23289.82
20090821 | 22774.78
20090822 | 21347.41
20090823 | 20282.69
20090824 | 21951.82
20090825 | 22965.35
20090826 | 22884.93
20090827 | 23115.02
20090828 | 22387.59
20090829 | 20858.97
20090830 | 20230.75
20090831 | 20709.25
20090901 | 21718.23
20090902 | 22804.39
20090903 | 22955.09
20090904 | 22740.22
20090905 | 21740.58
20090906 | 20942.95
20090907 | 21779.08
20090908 | 22995.01
20090909 | 23303.34
20090910 | 23181.83
20090911 | 23271.32
20090912 | 21998.78
20090913 | 21039.2
20090914 | 21656.6
20090915 | 22940.25
20090916 | 23270.44
20090917 | 23384.76
20090918 | 23354.64
20090919 | 22013.41
20090920 | 21093.39
20090921 | 21662.97
20090922 | 22606.72
20090923 | 23356.29
20090924 | 23295.76
20090925 | 23361.94
20090926 | 22217.59
20090927 | 21196.01
20090928 | 22041.1
20090929 | 23198.44
20090930 | 23341.5
20091001 | 23247.45
20091002 | 23303.28
20091003 | 21770.57
20091004 | 21300.51
20091005 | 22673.92
20091006 | 23848.96
20091007 | 24166.34
20091008 | 24704.74
20091009 | 24607.89
20091010 | 23627.15
20091011 | 21954.01
20091012 | 23545.92
20091013 | 25088.58
20091014 | 25036.62
20091015 | 24996.18
20091016 | 24742.41
20091017 | 24069.09
20091018 | 23284.49
20091019 | 24416.44
20091020 | 25614.42
20091021 | 25838.69
20091022 | 25849.27
20091023 | 25622.67
20091024 | 24095.39
20091025 | 22428.38
20091026 | 23561.04
20091027 | 24967.15
20091028 | 24684.24
20091029 | 24818.05
20091030 | 24542.7
20091031 | 23496.49
20091101 | 22527.03
20091102 | 23567.8
20091103 | 25145.44
20091104 | 25715.83
20091105 | 26100.19
20091106 | 26590.38
20091107 | 25315.2
20091108 | 24641.19
20091109 | 26447.55
20091110 | 28161.39
20091111 | 27945.3
20091112 | 27159.1
20091113 | 26876.42
20091114 | 24991.95
20091115 | 24576.84
20091116 | 25142.1
20091117 | 26465.03
20091118 | 26415.96
20091119 | 26105.19
20091120 | 25816.33
20091121 | 25331.1
20091122 | 23843.32
20091123 | 25349.09
20091124 | 26878.5
20091125 | 26545.82
20091126 | 27231.22
20091127 | 27893
20091128 | 26870.88
20091129 | 25509.37
20091130 | 26901.64
20091201 | 29813.27
20091202 | 29734.66
20091203 | 29201.99
20091204 | 29964
20091205 | 27597.26
20091206 | 25715.12
20091207 | 26985.68
20091208 | 29070.23
20091209 | 28727.46
20091210 | 28530.32
20091211 | 29807.06
20091212 | 28556.95
20091213 | 27712.75
20091214 | 29481.31
20091215 | 30600.61
20091216 | 31502.79
20091217 | 31267.08
20091218 | 32520.31
20091219 | 31975.72
20091220 | 30357.08
20091221 | 31679.07
20091222 | 32793.16
20091223 | 32481.78
20091224 | 30948.35
20091225 | 27754.62
20091226 | 26313.21
20091227 | 26506.28
20091228 | 28897.92
20091229 | 29009.53
20091230 | 29272.49
2010 | 28874.54
20100101 | 28346.35
20100102 | 29216.32
20100103 | 29309.61
20100104 | 32100.21
20100105 | 34150.3
20100106 | 33768.77
20100107 | 34774.12
20100108 | 35409.91
20100109 | 33841.18
20100110 | 32022.29
20100111 | 33351.27
20100112 | 34441.95
20100113 | 34215.88
20100114 | 34434.14
20100115 | 33897.43
20100116 | 30888.44
20100117 | 29104.88
20100118 | 30675.73
20100119 | 31773.03
20100120 | 31499.53
20100121 | 32498.83
20100122 | 31715.91
20100123 | 30009.34
20100124 | 28814.66
20100125 | 30630.15
20100126 | 32478.28
20100127 | 33077.47
20100128 | 32340.47
20100129 | 31743.44
20100130 | 31184.54
20100131 | 30520.06
20100201 | 32212.27
20100202 | 32572.79
20100203 | 32714.77
20100204 | 32315.3
20100205 | 31205.71
20100206 | 29600.51
20100207 | 28705
20100208 | 30323.55
20100209 | 32487.57
20100210 | 32878.33
20100211 | 33726.5
20100212 | 33470.48
20100213 | 31228.02
20100214 | 29964.67
20100215 | 31115.03
20100216 | 31774.7
20100217 | 32288.63
20100218 | 32202.02
20100219 | 32231.89
20100220 | 31263.29
20100221 | 29795.24
20100222 | 30823.25
20100223 | 32543.3
20100224 | 32106.73
20100225 | 31222.5
20100226 | 30864.69
20100227 | 29753.15
20100228 | 27964.23
20100301 | 30638.34
20100302 | 31851.43
20100303 | 31222.51
20100304 | 31747.77
20100305 | 32041.8
20100306 | 29426.54
20100307 | 29245.56
20100308 | 31057.31
20100309 | 31656.79
20100310 | 31450.83
20100311 | 31702.79
20100312 | 31021.55
20100313 | 29318.91
20100314 | 27318.52
20100315 | 28552.17
20100316 | 29905.99
20100317 | 29238.08
20100318 | 28544.57
20100319 | 27890.73
20100320 | 26793.6
20100321 | 26178.69
20100322 | 26547.42
20100323 | 28931.97
20100324 | 28155.19
20100325 | 27865.28
20100326 | 27272.25
20100327 | 26831.33
20100328 | 25827.66
20100329 | 27591.84
20100330 | 28651.72
20100331 | 29042.33
20100401 | 29049.08
20100402 | 27979.01
20100403 | 27306.35
20100404 | 25850.65
20100405 | 25878.41
20100406 | 26278.12
20100407 | 27784.87
20100408 | 27683.94
20100409 | 26935.56
20100410 | 25358.48
20100411 | 23998.43
20100412 | 25172.69
20100413 | 26498.13
20100414 | 26457.89
20100415 | 27070.68
20100416 | 27087.18
20100417 | 25672.64
20100418 | 23982
20100419 | 24998.93
20100420 | 26088.05
20100421 | 26735.59
20100422 | 26883.67
20100423 | 26534.31
20100424 | 24711.54
20100425 | 22820.37
20100426 | 24346.46
20100427 | 25429.6
20100428 | 24767.05
20100429 | 24781.77
20100430 | 25053
20100501 | 23461.97
20100502 | 22087.21
20100503 | 23333.46
20100504 | 25249.76
20100505 | 26271.7
20100506 | 25838.89
20100507 | 25959.9
20100508 | 23785.77
20100509 | 23111.42
20100510 | 24768.65
20100511 | 26224.06
20100512 | 26370.8
20100513 | 26211.98
20100514 | 25499.31
20100515 | 23635.79
20100516 | 22123.77
20100517 | 23818.44
20100518 | 24743.23
20100519 | 24168.21
20100520 | 24135.04
20100521 | 23708.79
20100522 | 21777.67
20100523 | 20710.77
20100524 | 22246.96
20100525 | 23173.56
20100526 | 23051.87
20100527 | 23239.15
20100528 | 22944.57
20100529 | 21341.17
20100530 | 20144.03
20100531 | 20588.32
20100601 | 21841.83
20100602 | 22727.59
20100603 | 22398.01
20100604 | 22024.7
20100605 | 21027.45
20100606 | 20303.11
20100607 | 21296.84
20100608 | 22933.24
20100609 | 22797.56
20100610 | 22632.71
20100611 | 22572.76
20100612 | 20604.3
20100613 | 20040.66
20100614 | 21252.29
20100615 | 22384.63
20100616 | 22517.04
20100617 | 22383.75
20100618 | 22514.25
20100619 | 20531.92
20100620 | 19624.66
20100621 | 21079.52
20100622 | 22444.49
20100623 | 22533.39
20100624 | 22645.36
20100625 | 22380.27
20100626 | 20976.55
20100627 | 20008.4
20100628 | 21137.4
20100629 | 22818.63
20100630 | 22826.74
20100701 | 22657.7
20100702 | 22780.46
20100703 | 21230.09
20100704 | 19436.97
20100705 | 21080.25
20100706 | 22275.03
20100707 | 22340.71
20100708 | 22858.79
20100709 | 22991.86
20100710 | 21582.8
20100711 | 20075.98
20100712 | 21915.22
20100713 | 22966.8
20100714 | 22749.68
20100715 | 22905.46
20100716 | 22418.74
20100717 | 20991.13
20100718 | 19394.4
20100719 | 21605.09
20100720 | 23253.36
20100721 | 23430
20100722 | 22924.58
20100723 | 22708.45
20100724 | 20795.99
20100725 | 20079.44
20100726 | 21764.02
20100727 | 22819
20100728 | 22425
20100729 | 22217.69
20100730 | 22139.65
20100731 | 20795.82
20100801 | 19764.38
20100802 | 21434.25
20100803 | 22146.2
20100804 | 22244.72
20100805 | 21562.58
20100806 | 22000.43
20100807 | 20868.58
20100808 | 19571.89
20100809 | 21095.11
20100810 | 22363.21
20100811 | 22356.65
20100812 | 22278.78
20100813 | 22078.43
20100814 | 21151.67
20100815 | 19901.29
20100816 | 21284.92
20100817 | 22628.13
20100818 | 22582.14
20100819 | 22462.77
20100820 | 22301.09
20100821 | 21326.53
20100822 | 20232.5
20100823 | 21841.4
20100824 | 22127.28
20100825 | 22448.2
20100826 | 22737.89
20100827 | 22639.76
20100828 | 20985.55
20100829 | 19514.74
20100830 | 20345.45
20100831 | 21651.48
20100901 | 22859.5
20100902 | 22746.64
20100903 | 22666.59
20100904 | 21480.37
20100905 | 20430.19
20100906 | 21058.23
20100907 | 22676.68
20100908 | 22975.69
20100909 | 23073.02
20100910 | 22426.21
20100911 | 21618.43
20100912 | 20408.45
20100913 | 21218.66
20100914 | 22338.49
20100915 | 22277.8
20100916 | 22870.65
20100917 | 23056.77
20100918 | 22167.09
20100919 | 21151.7
20100920 | 21781.16
20100921 | 23176.66
20100922 | 23037.35
20100923 | 23170.2
20100924 | 22781.54
20100925 | 22450.16
20100926 | 21717.17
20100927 | 22958.67
20100928 | 24231.26
20100929 | 24070.62
20100930 | 24312.2
20101001 | 23553.07
20101002 | 23027.42
20101003 | 21815.33
20101004 | 23170.97
20101005 | 23755.28
20101006 | 24244.22
20101007 | 24197.02
20101008 | 23833.99
20101009 | 22381.34
20101010 | 21648.73
20101011 | 22537.44
20101012 | 24246.57
20101013 | 24942.67
20101014 | 25318.34
20101015 | 25576.94
20101016 | 24253.01
20101017 | 23859.56
20101018 | 24680.42
20101019 | 25729.86
20101020 | 26876.2
20101021 | 27318.3
20101022 | 26760.48
20101023 | 25099.7
20101024 | 24818.56
20101025 | 26885.32
20101026 | 27361.52
20101027 | 26938.1
20101028 | 26657.49
20101029 | 26041.68
20101030 | 25082.02
20101031 | 23797.61
20101101 | 25021.66
20101102 | 25425.2
20101103 | 25298.74
20101104 | 25461.61
20101105 | 24880.47
20101106 | 24749.61
20101107 | 24351.46
20101108 | 25132.32
20101109 | 27222.35
20101110 | 28505.43
20101111 | 28082.73
20101112 | 27542.52
20101113 | 25891.13
20101114 | 25595.04
20101115 | 27648.83
20101116 | 29354.16
20101117 | 28406.23
20101118 | 28695.47
20101119 | 28772.34
20101120 | 27301.27
20101121 | 26152.25
20101122 | 27717.49
20101123 | 29237.35
20101124 | 30097.31
20101125 | 30482.61
20101126 | 31865.22
20101127 | 30459.02
20101128 | 30832.14
20101129 | 32102.88
20101130 | 33055.3
20101201 | 33959.54
20101202 | 34313.19
20101203 | 35282.89
20101204 | 33035.37
20101205 | 31048.14
20101206 | 33426.04
20101207 | 35126.42
20101208 | 35323.25
20101209 | 35721.72
20101210 | 34177.67
20101211 | 31041.82
20101212 | 29985.88
20101213 | 31906.22
20101214 | 33587.6
20101215 | 33631.34
20101216 | 32269.73
20101217 | 33997.83
20101218 | 33356.85
20101219 | 32607.68
20101220 | 34879.26
20101221 | 35758.59
20101222 | 35332.94
20101223 | 34781.03
20101224 | 33407.68
20101225 | 31163.12
20101226 | 30530.04
20101227 | 30274.38
20101228 | 30086.71
20101229 | 29652.4
20101230 | 29156.16
2011 | 28989.74
20110101 | 26419.1
20110102 | 27693.8
20110103 | 29822.99
20110104 | 31202.23
20110105 | 31892.88
20110106 | 32321.14
20110107 | 32859.27
20110108 | 29911.22
20110109 | 29111.63
20110110 | 31487.17
20110111 | 31761.87
20110112 | 31771.04
20110113 | 30645.5
20110114 | 29596.77
20110115 | 28093.33
20110116 | 26209.24
20110117 | 28653.95
20110118 | 30895.11
20110119 | 31546.83
20110120 | 32609.58
20110121 | 32883.4
20110122 | 31664.03
20110123 | 29451.28
20110124 | 30450.96
20110125 | 31339.48
20110126 | 30949.8
20110127 | 31988.85
20110128 | 33122.12
20110129 | 32064.01
20110130 | 30951.58
20110131 | 32212.69
20110201 | 32719.38
20110202 | 31933.08
20110203 | 31436.18
20110204 | 30638.72
20110205 | 28642.88
20110206 | 27619.49
20110207 | 28582.34
20110208 | 30753.24
20110209 | 30330.53
20110210 | 30246.82
20110211 | 30156.49
20110212 | 28048.72
20110213 | 27142.37
20110214 | 28866.44
20110215 | 30343.08
20110216 | 30895.35
20110217 | 30556.72
20110218 | 30539.29
20110219 | 29365.06
20110220 | 28090.04
20110221 | 29717.46
20110222 | 31041.82
20110223 | 30088.58
20110224 | 29981.51
20110225 | 29396.47
20110226 | 28307.36
20110227 | 27556.18
20110228 | 28942.35
20110301 | 30903.55
20110302 | 30794.88
20110303 | 31099.18
20110304 | 31478.82
20110305 | 29653.6
20110306 | 28292.98
20110307 | 29818.22
20110308 | 31104.89
20110309 | 30223.75
20110310 | 30093.07
20110311 | 30175.58
20110312 | 28579.95
20110313 | 26871.05
20110314 | 28780.65
20110315 | 29204.27
20110316 | 28998.16
20110317 | 29312.66
20110318 | 29159.09
20110319 | 28727.72
20110320 | 26340.28
20110321 | 27514.58
20110322 | 28156.28
20110323 | 27977.73
20110324 | 27525.79
20110325 | 27428.19
20110326 | 25981.54
20110327 | 25560.48
20110328 | 26968.33
20110329 | 27990.65
20110330 | 27646.84
20110331 | 27640.63
20110401 | 26917.6
20110402 | 25361.88
20110403 | 24168.5
20110404 | 25416.55
20110405 | 26513.59
20110406 | 26383.46
20110407 | 25647.26
20110408 | 25721.58
20110409 | 23972.28
20110410 | 22833.84
20110411 | 23640.26
20110412 | 25390.84
20110413 | 25687.3
20110414 | 26423.38
20110415 | 25916.17
20110416 | 24505.07
20110417 | 23300.28
20110418 | 23998.46
20110419 | 24879.6
20110420 | 24691.05
20110421 | 24320.94
20110422 | 22785.99
20110423 | 21773.59
20110424 | 20958.92
20110425 | 21443.56
20110426 | 22188.61
20110427 | 23818.73
20110428 | 24023.72
20110429 | 22609.17
20110430 | 21426.01
20110501 | 20489.83
20110502 | 21071.5
20110503 | 22712.43
20110504 | 24593.94
20110505 | 24112.74
20110506 | 23958.36
20110507 | 22248.43
20110508 | 21149.01
20110509 | 22388.85
20110510 | 23516.95
20110511 | 23870.77
20110512 | 23745.67
20110513 | 23739.76
20110514 | 22044.75
20110515 | 20833.15
20110516 | 22370.06
20110517 | 23776.52
20110518 | 23324.21
20110519 | 23435.49
20110520 | 23181.57
20110521 | 21667.96
20110522 | 20265.98
20110523 | 21920.01
20110524 | 22898.81
20110525 | 23057.1
20110526 | 23068.52
20110527 | 22990.91
20110528 | 21425.09
20110529 | 20390.02
20110530 | 21054.56
20110531 | 21902.44
20110601 | 22345.74
20110602 | 22556.15
20110603 | 22362.61
20110604 | 21083.15
20110605 | 19805.86
20110606 | 21651.89
20110607 | 22587
20110608 | 22667.08
20110609 | 22563.91
20110610 | 22802.56
20110611 | 21397.17
20110612 | 20106.79